1119 | 11 | 19 | 7 | 3 |  |  |  |  | Manufacturing - Bio/Tech | Dining Area | Manufacturing - Bio/Tech - Dining Area |  | Manufacturing - Bio/Tech | Manufacturing - Bio/Tech - Dining Area | Manufac (biotech) Cafeteria | Hol | Closed | 10 | 10 | 0.029995 | 1.1538 | 1.1538 | 0.99995 | 0.99995 | 0.99995 | 0.99995 | 0.99995 | 0 | 0 | 0 | 0 | 0 | 0 | 0 | 0.4153 | 0.4153 | 0.35992 | 0.35992 | 0.35992 | 0.35992 | 0.35992 | 0 | 0 | 0 | 0 | 0 | 0 | 0 | 0 | 0 | 0 | 0 | 0 | 0 | 0 | 0 | 0 | 0 | 0 | 0 | 0 | 0 | 0 | 0 | 0 | 0 | 0 | 0 | 0 | 0 | 0 | 0 | 0 | 0 | 0 | 0 | 0.31187 | 0.31187 | 0.27029 | 0.27029 | 0.27029 | 0.27029 | 0.27029 | 0 | 0 | 0 | 0 | 0 | 0 | 0 | 0.11226 | 0.11226 | 0.097288 | 0.097288 | 0.097288 | 0.097288 | 0.097288 | 0 | 0 | 0 | 0 | 0 | 0 | 0 | 0 | 0 | 0 | 0 | 0 | 0 | 0 | 0 | 0 | 0 | 0 | 0 | 0 | 0 | 0 | 0 | 0 | 0 | 0 | 0 | 0 | 0 | 0 | 0 | 0 | 0 | 0 | 0 | Manufac (biotech) Cafeteria ILit Cls | Manufac (biotech) Cafeteria ILit Cls | 2 | 5 | 5 | Manufac (biotech) Cafeteria ILit2 Cls | Manufac (biotech) Cafeteria ILit Cls | Manufac (biotech) Cafeteria ILit Cls | 2 | 5 | 5 | 2 | 1.2 | 0.05 | 0.05 | 0.05 | 0.05 | 0.05 | 0.05 | 0.05 | 0.05 | 0.05 | 0.05 | 0.05 | 0.05 | 0.05 | 0.05 | 0.05 | 0.05 | 0.05 | 0.05 | 0.05 | 0.05 | 0.05 | 0.05 | 0.05 | 0.05 | 0.05 | 1.2 | 0.05 | 0.05 | 0.05 | 0.05 | 0.05 | 0.05 | 0.05 | 0.05 | 0.05 | 0.05 | 0.05 | 0.05 | 0.05 | 0.05 | 0.05 | 0.05 | 0.05 | 0.05 | 0.05 | 0.05 | 0.05 | 0.05 | 0.05 | 0.05 | 0.05 | 0 | 0 | 0 | 0 | 0 | 0 | 0 | 0 | 0 | 0 | 0 | 0 | 0 | 0 | 0 | 0 | 0 | 0 | 0 | 0 | 0 | 0 | 0 | 0 | 0 | 0 | 0 | 0 | 0 | 0 | 0 | 0 | 0 | 0 | 0 | 0 | 0 | 0 | 0 | 0 | 0 | 0 | 0 | 0 | 0 | 0 | 0 | 0 | 15 | 0.66337 | 0.20792 | 0.079208 | 0.049505 | 0.76136 | 0 | 0 | 0 | 0 | 0 | 0 | 0 | 0 |  | 0.11193 | 0.11193 | 0.11052 | 0.11056 | 0.11088 | 0.11136 | 0.11136 | Manufacturing - Bio/Tech - Dining Area - Hol | 14 | 7 | 19 | 0 | 12 | 0 | 0 | 0 | 12 | 0 | 0 | 0 | 1.2 | 0 | 0 | 0 | 0 | 0 | 0 | 0 | 0 | 0 | 0 | 0 | 0 | 0 | 0 | 0 | 0 | 0 | 0 | 0 | 0 | 0 | 0 | 0 | 0 |  | 0 | 12 | 0 | 0 | 0 | 12 | 0 | 0 | 0 | 1.2 | 0 | 0 | 0 | 0 | 0 | 0 | 0 | 0 | 0 | 0 | 0 | 0 | 0 | 0 | 0 | 0 | 0 | 0 | 0 | 0 | 0 | 0 | 0 | 0 | 1 | 1 | 1 | 1
1120 | 11 | 20 | 8 | 4 |  |  | Manufacturing - Bio/Tech - Dining Area | Manufacturing - Bio/Tech - Dining Area | Manufacturing - Bio/Tech | Dining Area | Manufacturing - Bio/Tech - Dining Area |  | Manufacturing - Bio/Tech | Manufacturing - Bio/Tech - Dining Area | Manufac (biotech) Cafeteria | all | Open | 251 | 251 | 0.029995 | 1.1538 | 1.1538 | 0.99995 | 0.99995 | 0.99995 | 0.99995 | 0.99995 | 0.034608 | 0.034608 | 0.029994 | 0.029994 | 0.029994 | 0.029994 | 0.029994 | 100.4906 | 100.4906 | 87.0918 | 87.0918 | 87.0918 | 87.0918 | 87.0918 | 0.02972 | 0.02972 | 0.025758 | 0.025758 | 0.025758 | 0.025758 | 0.025758 | 3040.4737 | 3040.4737 | 3040.4737 | 3040.4737 | 3040.4737 | 3040.4737 | 3040.4737 | 0 | 0 | 0 | 0 | 0 | 0 | 0 | 0.85877 | 0.85877 | 0.85877 | 0.85877 | 0.85877 | 0.85877 | 0.85877 | 0 | 0 | 0 | 0 | 0 | 0 | 0 | 0.31187 | 0.31187 | 0.27029 | 0.27029 | 0.27029 | 0.27029 | 0.27029 | 0.0093546 | 0.0093546 | 0.0081073 | 0.0081073 | 0.0081073 | 0.0081073 | 0.0081073 | 24.0732 | 24.0732 | 20.8635 | 20.8635 | 20.8635 | 20.8635 | 20.8635 | 0.0074509 | 0.0074509 | 0.0064574 | 0.0064574 | 0.0064574 | 0.0064574 | 0.0064574 | 2710.2105 | 2710.2105 | 2710.2105 | 2710.2105 | 2710.2105 | 2710.2105 | 2710.2105 | 0 | 0 | 0 | 0 | 0 | 0 | 0 | 0.79649 | 0.79649 | 0.79649 | 0.79649 | 0.79649 | 0.79649 | 0.79649 | 0 | 0 | 0 | 0 | 0 | 0 | 0 | Manufac (biotech) Cafeteria ILit all | Manufac (biotech) Cafeteria ILit all | 3812 | 15 | 90 | Manufac (biotech) Cafeteria ILit2 all | Manufac (biotech) Cafeteria ILit2 all | Manufac (biotech) Cafeteria ILit2 All | 3896 | 10 | 85 | 3812 | 11.5684 | 0.85877 | 0.15 | 0.15 | 0.15 | 0.15 | 0.15 | 0.15 | 0.28421 | 0.82105 | 0.9 | 0.9 | 0.9 | 0.9 | 0.9 | 0.9 | 0.9 | 0.9 | 0.77632 | 0.59737 | 0.23947 | 0.15 | 0.15 | 0.15 | 0.15 | 0.15 | 10.2526 | 0.79649 | 0.1 | 0.1 | 0.1 | 0.1 | 0.1 | 0.1 | 0.22632 | 0.73158 | 0.85 | 0.85 | 0.85 | 0.85 | 0.85 | 0.85 | 0.85 | 0.85 | 0.68947 | 0.52105 | 0.18421 | 0.1 | 0.1 | 0.1 | 0.1 | 0.1 | 0 | 0 | 0 | 0 | 0 | 0 | 0.17895 | 0.89474 | 1 | 1 | 1 | 1 | 1 | 1 | 1 | 1 | 0.83509 | 0.59649 | 0.1193 | 0 | 0 | 0 | 0 | 0 | 0 | 0 | 0 | 0 | 0 | 0 | 0.16842 | 0.84211 | 1 | 1 | 1 | 1 | 1 | 1 | 1 | 1 | 0.78596 | 0.5614 | 0.11228 | 0 | 0 | 0 | 0 | 0 | 15 | 0.66337 | 0.20792 | 0.079208 | 0.049505 | 0.76136 | 0.10695 | 0.0037012 | 0.0037012 | 0.0032077 | 0.0032077 | 0.0032077 | 0.0032077 | 0.0032077 |  | 0.11193 | 0.11193 | 0.11052 | 0.11056 | 0.11088 | 0.11136 | 0.11136 | Manufacturing - Bio/Tech - Dining Area - all | 16 | 7 | 19 | 2429.4158 | 474.2579 | 2429.4158 | 474.2579 | 0 | 0 | 9.6789 | 1.8895 | 0 | 0 | 0 | 0 | 0 | 0 | 0 | 0 | 0.28421 | 0.82105 | 0.9 | 0.9 | 0.9 | 0.9 | 0.9 | 0.9 | 0.9 | 0.9 | 0.77632 | 0.59737 | 0 | 0 | 0 | 0 | 0 | 0 |  | 2251.0737 | 322.3368 | 2251.0737 | 322.3368 | 0 | 0 | 8.9684 | 1.2842 | 0 | 0 | 0 | 0 | 0 | 0 | 0 | 0 | 0.22632 | 0.73158 | 0.85 | 0.85 | 0.85 | 0.85 | 0.85 | 0.85 | 0.85 | 0.85 | 0.68947 | 0.52105 | 0 | 0 | 0 | 0 | 0 | 0 | 1 | 1 | 1 | 1
1121 | 11 | 21 | 5 | 1 |  |  |  |  | Manufacturing - Bio/Tech | Kitchen and Food Preparation | Manufacturing - Bio/Tech - Kitchen and Food Preparation |  | Manufacturing - Bio/Tech | Manufacturing - Bio/Tech - Kitchen and Food Preparation | Manufac (biotech) Kitchen | Sat | Closed | 52 | 52 | 0.010001 | 1.3076 | 1.3076 | 1.3076 | 1.3076 | 1.2307 | 1.2307 | 1.2307 | 0 | 0 | 0 | 0 | 0 | 0 | 0 | 0.81602 | 0.81602 | 0.81602 | 0.81602 | 0.76802 | 0.76802 | 0.76802 | 0 | 0 | 0 | 0 | 0 | 0 | 0 | 0 | 0 | 0 | 0 | 0 | 0 | 0 | 0 | 0 | 0 | 0 | 0 | 0 | 0 | 0 | 0 | 0 | 0 | 0 | 0 | 0 | 0 | 0 | 0 | 0 | 0 | 0 | 0 | 0.35345 | 0.35345 | 0.35345 | 0.35345 | 0.33266 | 0.33266 | 0.33266 | 0 | 0 | 0 | 0 | 0 | 0 | 0 | 0.22057 | 0.22057 | 0.22057 | 0.22057 | 0.2076 | 0.2076 | 0.2076 | 0 | 0 | 0 | 0 | 0 | 0 | 0 | 0 | 0 | 0 | 0 | 0 | 0 | 0 | 0 | 0 | 0 | 0 | 0 | 0 | 0 | 0 | 0 | 0 | 0 | 0 | 0 | 0 | 0 | 0 | 0 | 0 | 0 | 0 | 0 | Manufac (biotech) Kitchen ILit Cls | Manufac (biotech) Kitchen ILit Cls | 2 | 5 | 5 | Manufac (biotech) Kitchen ILit2 Cls | Manufac (biotech) Kitchen ILit Cls | Manufac (biotech) Kitchen ILit Cls | 2 | 5 | 5 | 2 | 1.2 | 0.05 | 0.05 | 0.05 | 0.05 | 0.05 | 0.05 | 0.05 | 0.05 | 0.05 | 0.05 | 0.05 | 0.05 | 0.05 | 0.05 | 0.05 | 0.05 | 0.05 | 0.05 | 0.05 | 0.05 | 0.05 | 0.05 | 0.05 | 0.05 | 0.05 | 1.2 | 0.05 | 0.05 | 0.05 | 0.05 | 0.05 | 0.05 | 0.05 | 0.05 | 0.05 | 0.05 | 0.05 | 0.05 | 0.05 | 0.05 | 0.05 | 0.05 | 0.05 | 0.05 | 0.05 | 0.05 | 0.05 | 0.05 | 0.05 | 0.05 | 0.05 | 0 | 0 | 0 | 0 | 0 | 0 | 0 | 0 | 0 | 0 | 0 | 0 | 0 | 0 | 0 | 0 | 0 | 0 | 0 | 0 | 0 | 0 | 0 | 0 | 0 | 0 | 0 | 0 | 0 | 0 | 0 | 0 | 0 | 0 | 0 | 0 | 0 | 0 | 0 | 0 | 0 | 0 | 0 | 0 | 0 | 0 | 0 | 0 | 15 | 0.66337 | 0.20792 | 0.079208 | 0.049505 | 0.76136 | 0 | 0 | 0 | 0 | 0 | 0 | 0 | 0 |  | 0.11193 | 0.11193 | 0.11052 | 0.11056 | 0.11088 | 0.11136 | 0.11136 | Manufacturing - Bio/Tech - Kitchen and Food Preparation - Sat | 10 | 7 | 19 | 0 | 62.4 | 0 | 0 | 0 | 62.4 | 0 | 0 | 0 | 1.2 | 0 | 0 | 0 | 0 | 0 | 0 | 0 | 0 | 0 | 0 | 0 | 0 | 0 | 0 | 0 | 0 | 0 | 0 | 0 | 0 | 0 | 0 | 0 | 0 |  | 0 | 62.4 | 0 | 0 | 0 | 62.4 | 0 | 0 | 0 | 1.2 | 0 | 0 | 0 | 0 | 0 | 0 | 0 | 0 | 0 | 0 | 0 | 0 | 0 | 0 | 0 | 0 | 0 | 0 | 0 | 0 | 0 | 0 | 0 | 0 | 1 | 1 | 1 | 1
1122 | 11 | 22 | 6 | 2 |  |  |  |  | Manufacturing - Bio/Tech | Kitchen and Food Preparation | Manufacturing - Bio/Tech - Kitchen and Food Preparation |  | Manufacturing - Bio/Tech | Manufacturing - Bio/Tech - Kitchen and Food Preparation | Manufac (biotech) Kitchen | Sun | Closed | 52 | 52 | 0.010001 | 1.3076 | 1.3076 | 1.3076 | 1.3076 | 1.2307 | 1.2307 | 1.2307 | 0 | 0 | 0 | 0 | 0 | 0 | 0 | 0.81602 | 0.81602 | 0.81602 | 0.81602 | 0.76802 | 0.76802 | 0.76802 | 0 | 0 | 0 | 0 | 0 | 0 | 0 | 0 | 0 | 0 | 0 | 0 | 0 | 0 | 0 | 0 | 0 | 0 | 0 | 0 | 0 | 0 | 0 | 0 | 0 | 0 | 0 | 0 | 0 | 0 | 0 | 0 | 0 | 0 | 0 | 0.35345 | 0.35345 | 0.35345 | 0.35345 | 0.33266 | 0.33266 | 0.33266 | 0 | 0 | 0 | 0 | 0 | 0 | 0 | 0.22057 | 0.22057 | 0.22057 | 0.22057 | 0.2076 | 0.2076 | 0.2076 | 0 | 0 | 0 | 0 | 0 | 0 | 0 | 0 | 0 | 0 | 0 | 0 | 0 | 0 | 0 | 0 | 0 | 0 | 0 | 0 | 0 | 0 | 0 | 0 | 0 | 0 | 0 | 0 | 0 | 0 | 0 | 0 | 0 | 0 | 0 | Manufac (biotech) Kitchen ILit Cls | Manufac (biotech) Kitchen ILit Cls | 2 | 5 | 5 | Manufac (biotech) Kitchen ILit2 Cls | Manufac (biotech) Kitchen ILit Cls | Manufac (biotech) Kitchen ILit Cls | 2 | 5 | 5 | 2 | 1.2 | 0.05 | 0.05 | 0.05 | 0.05 | 0.05 | 0.05 | 0.05 | 0.05 | 0.05 | 0.05 | 0.05 | 0.05 | 0.05 | 0.05 | 0.05 | 0.05 | 0.05 | 0.05 | 0.05 | 0.05 | 0.05 | 0.05 | 0.05 | 0.05 | 0.05 | 1.2 | 0.05 | 0.05 | 0.05 | 0.05 | 0.05 | 0.05 | 0.05 | 0.05 | 0.05 | 0.05 | 0.05 | 0.05 | 0.05 | 0.05 | 0.05 | 0.05 | 0.05 | 0.05 | 0.05 | 0.05 | 0.05 | 0.05 | 0.05 | 0.05 | 0.05 | 0 | 0 | 0 | 0 | 0 | 0 | 0 | 0 | 0 | 0 | 0 | 0 | 0 | 0 | 0 | 0 | 0 | 0 | 0 | 0 | 0 | 0 | 0 | 0 | 0 | 0 | 0 | 0 | 0 | 0 | 0 | 0 | 0 | 0 | 0 | 0 | 0 | 0 | 0 | 0 | 0 | 0 | 0 | 0 | 0 | 0 | 0 | 0 | 15 | 0.66337 | 0.20792 | 0.079208 | 0.049505 | 0.76136 | 0 | 0 | 0 | 0 | 0 | 0 | 0 | 0 |  | 0.11193 | 0.11193 | 0.11052 | 0.11056 | 0.11088 | 0.11136 | 0.11136 | Manufacturing - Bio/Tech - Kitchen and Food Preparation - Sun | 12 | 7 | 19 | 0 | 62.4 | 0 | 0 | 0 | 62.4 | 0 | 0 | 0 | 1.2 | 0 | 0 | 0 | 0 | 0 | 0 | 0 | 0 | 0 | 0 | 0 | 0 | 0 | 0 | 0 | 0 | 0 | 0 | 0 | 0 | 0 | 0 | 0 | 0 |  | 0 | 62.4 | 0 | 0 | 0 | 62.4 | 0 | 0 | 0 | 1.2 | 0 | 0 | 0 | 0 | 0 | 0 | 0 | 0 | 0 | 0 | 0 | 0 | 0 | 0 | 0 | 0 | 0 | 0 | 0 | 0 | 0 | 0 | 0 | 0 | 1 | 1 | 1 | 1
1123 | 11 | 23 | 7 | 3 |  |  |  |  | Manufacturing - Bio/Tech | Kitchen and Food Preparation | Manufacturing - Bio/Tech - Kitchen and Food Preparation |  | Manufacturing - Bio/Tech | Manufacturing - Bio/Tech - Kitchen and Food Preparation | Manufac (biotech) Kitchen | Hol | Closed | 10 | 10 | 0.010001 | 1.3076 | 1.3076 | 1.3076 | 1.3076 | 1.2307 | 1.2307 | 1.2307 | 0 | 0 | 0 | 0 | 0 | 0 | 0 | 0.15693 | 0.15693 | 0.15693 | 0.15693 | 0.1477 | 0.1477 | 0.1477 | 0 | 0 | 0 | 0 | 0 | 0 | 0 | 0 | 0 | 0 | 0 | 0 | 0 | 0 | 0 | 0 | 0 | 0 | 0 | 0 | 0 | 0 | 0 | 0 | 0 | 0 | 0 | 0 | 0 | 0 | 0 | 0 | 0 | 0 | 0 | 0.35345 | 0.35345 | 0.35345 | 0.35345 | 0.33266 | 0.33266 | 0.33266 | 0 | 0 | 0 | 0 | 0 | 0 | 0 | 0.042417 | 0.042417 | 0.042417 | 0.042417 | 0.039922 | 0.039922 | 0.039922 | 0 | 0 | 0 | 0 | 0 | 0 | 0 | 0 | 0 | 0 | 0 | 0 | 0 | 0 | 0 | 0 | 0 | 0 | 0 | 0 | 0 | 0 | 0 | 0 | 0 | 0 | 0 | 0 | 0 | 0 | 0 | 0 | 0 | 0 | 0 | Manufac (biotech) Kitchen ILit Cls | Manufac (biotech) Kitchen ILit Cls | 2 | 5 | 5 | Manufac (biotech) Kitchen ILit2 Cls | Manufac (biotech) Kitchen ILit Cls | Manufac (biotech) Kitchen ILit Cls | 2 | 5 | 5 | 2 | 1.2 | 0.05 | 0.05 | 0.05 | 0.05 | 0.05 | 0.05 | 0.05 | 0.05 | 0.05 | 0.05 | 0.05 | 0.05 | 0.05 | 0.05 | 0.05 | 0.05 | 0.05 | 0.05 | 0.05 | 0.05 | 0.05 | 0.05 | 0.05 | 0.05 | 0.05 | 1.2 | 0.05 | 0.05 | 0.05 | 0.05 | 0.05 | 0.05 | 0.05 | 0.05 | 0.05 | 0.05 | 0.05 | 0.05 | 0.05 | 0.05 | 0.05 | 0.05 | 0.05 | 0.05 | 0.05 | 0.05 | 0.05 | 0.05 | 0.05 | 0.05 | 0.05 | 0 | 0 | 0 | 0 | 0 | 0 | 0 | 0 | 0 | 0 | 0 | 0 | 0 | 0 | 0 | 0 | 0 | 0 | 0 | 0 | 0 | 0 | 0 | 0 | 0 | 0 | 0 | 0 | 0 | 0 | 0 | 0 | 0 | 0 | 0 | 0 | 0 | 0 | 0 | 0 | 0 | 0 | 0 | 0 | 0 | 0 | 0 | 0 | 15 | 0.66337 | 0.20792 | 0.079208 | 0.049505 | 0.76136 | 0 | 0 | 0 | 0 | 0 | 0 | 0 | 0 |  | 0.11193 | 0.11193 | 0.11052 | 0.11056 | 0.11088 | 0.11136 | 0.11136 | Manufacturing - Bio/Tech - Kitchen and Food Preparation - Hol | 14 | 7 | 19 | 0 | 12 | 0 | 0 | 0 | 12 | 0 | 0 | 0 | 1.2 | 0 | 0 | 0 | 0 | 0 | 0 | 0 | 0 | 0 | 0 | 0 | 0 | 0 | 0 | 0 | 0 | 0 | 0 | 0 | 0 | 0 | 0 | 0 | 0 |  | 0 | 12 | 0 | 0 | 0 | 12 | 0 | 0 | 0 | 1.2 | 0 | 0 | 0 | 0 | 0 | 0 | 0 | 0 | 0 | 0 | 0 | 0 | 0 | 0 | 0 | 0 | 0 | 0 | 0 | 0 | 0 | 0 | 0 | 0 | 1 | 1 | 1 | 1
1124 | 11 | 24 | 8 | 4 |  |  | Manufacturing - Bio/Tech - Kitchen and Food Preparation | Manufacturing - Bio/Tech - Kitchen and Food Preparation | Manufacturing - Bio/Tech | Kitchen and Food Preparation | Manufacturing - Bio/Tech - Kitchen and Food Preparation |  | Manufacturing - Bio/Tech | Manufacturing - Bio/Tech - Kitchen and Food Preparation | Manufac (biotech) Kitchen | all | Open | 251 | 251 | 0.010001 | 1.3076 | 1.3076 | 1.3076 | 1.3076 | 1.2307 | 1.2307 | 1.2307 | 0.013077 | 0.013077 | 0.013077 | 0.013077 | 0.012308 | 0.012308 | 0.012308 | 37.972 | 37.972 | 37.972 | 37.972 | 35.7383 | 35.7383 | 35.7383 | 0.01123 | 0.01123 | 0.01123 | 0.01123 | 0.01057 | 0.01057 | 0.01057 | 3040.4737 | 3040.4737 | 3040.4737 | 3040.4737 | 3040.4737 | 3040.4737 | 3040.4737 | 0 | 0 | 0 | 0 | 0 | 0 | 0 | 0.85877 | 0.85877 | 0.85877 | 0.85877 | 0.85877 | 0.85877 | 0.85877 | 0 | 0 | 0 | 0 | 0 | 0 | 0 | 0.35345 | 0.35345 | 0.35345 | 0.35345 | 0.33266 | 0.33266 | 0.33266 | 0.0035348 | 0.0035348 | 0.0035348 | 0.0035348 | 0.0033269 | 0.0033269 | 0.0033269 | 8.7509 | 8.7509 | 8.7509 | 8.7509 | 8.2361 | 8.2361 | 8.2361 | 0.0027658 | 0.0027658 | 0.0027658 | 0.0027658 | 0.0026031 | 0.0026031 | 0.0026031 | 2612.4526 | 2612.4526 | 2612.4526 | 2612.4526 | 2612.4526 | 2612.4526 | 2612.4526 | 0 | 0 | 0 | 0 | 0 | 0 | 0 | 0.78246 | 0.78246 | 0.78246 | 0.78246 | 0.78246 | 0.78246 | 0.78246 | 0 | 0 | 0 | 0 | 0 | 0 | 0 | Manufac (biotech) Kitchen ILit all | Manufac (biotech) Kitchen ILit all | 3807 | 15 | 90 | Manufac (biotech) Kitchen ILit2 all | Manufac (biotech) Kitchen ILit2 all | Manufac (biotech) Kitchen ILit2 All | 3891 | 8 | 85 | 3807 | 11.5684 | 0.85877 | 0.15 | 0.15 | 0.15 | 0.15 | 0.15 | 0.15 | 0.28421 | 0.82105 | 0.9 | 0.9 | 0.9 | 0.9 | 0.9 | 0.9 | 0.9 | 0.9 | 0.77632 | 0.59737 | 0.23947 | 0.15 | 0.15 | 0.15 | 0.15 | 0.15 | 9.8632 | 0.78246 | 0.08 | 0.08 | 0.08 | 0.08 | 0.08 | 0.08 | 0.20158 | 0.68789 | 0.85 | 0.85 | 0.85 | 0.85 | 0.85 | 0.85 | 0.85 | 0.85 | 0.64737 | 0.48526 | 0.16105 | 0.08 | 0.08 | 0.08 | 0.08 | 0.08 | 0 | 0 | 0 | 0 | 0 | 0 | 0.17895 | 0.89474 | 1 | 1 | 1 | 1 | 1 | 1 | 1 | 1 | 0.83509 | 0.59649 | 0.1193 | 0 | 0 | 0 | 0 | 0 | 0 | 0 | 0 | 0 | 0 | 0 | 0.15789 | 0.78947 | 1 | 1 | 1 | 1 | 1 | 1 | 1 | 1 | 0.73684 | 0.52632 | 0.10526 | 0 | 0 | 0 | 0 | 0 | 15 | 0.66337 | 0.20792 | 0.079208 | 0.049505 | 0.76136 | 0.10695 | 0.0013985 | 0.0013985 | 0.0013985 | 0.0013985 | 0.0013163 | 0.0013163 | 0.0013163 |  | 0.11193 | 0.11193 | 0.11052 | 0.11056 | 0.11088 | 0.11136 | 0.11136 | Manufacturing - Bio/Tech - Kitchen and Food Preparation - all | 16 | 7 | 19 | 2429.4158 | 474.2579 | 2429.4158 | 474.2579 | 0 | 0 | 9.6789 | 1.8895 | 0 | 0 | 0 | 0 | 0 | 0 | 0 | 0 | 0.28421 | 0.82105 | 0.9 | 0.9 | 0.9 | 0.9 | 0.9 | 0.9 | 0.9 | 0.9 | 0.77632 | 0.59737 | 0 | 0 | 0 | 0 | 0 | 0 |  | 2214.3484 | 261.3042 | 2214.3484 | 261.3042 | 0 | 0 | 8.8221 | 1.0411 | 0 | 0 | 0 | 0 | 0 | 0 | 0 | 0 | 0.20158 | 0.68789 | 0.85 | 0.85 | 0.85 | 0.85 | 0.85 | 0.85 | 0.85 | 0.85 | 0.64737 | 0.48526 | 0 | 0 | 0 | 0 | 0 | 0 | 1 | 1 | 1 | 1
1125 | 11 | 25 | 5 | 1 |  |  |  |  | Manufacturing - Bio/Tech | Office (General) | Manufacturing - Bio/Tech - Office (General) |  | Manufacturing - Bio/Tech | Manufacturing - Bio/Tech - Office (General) | Manufac (biotech) Admin | Sat | Closed | 52 | 52 | 0.26663 | 0.99995 | 0.99995 | 0.99995 | 0.99995 | 0.99995 | 0.80765 | 0.80765 | 0 | 0 | 0 | 0 | 0 | 0 | 0 | 16.0094 | 16.0094 | 16.0094 | 16.0094 | 16.0094 | 12.9306 | 12.9306 | 0 | 0 | 0 | 0 | 0 | 0 | 0 | 0 | 0 | 0 | 0 | 0 | 0 | 0 | 0 | 0 | 0 | 0 | 0 | 0 | 0 | 0 | 0 | 0 | 0 | 0 | 0 | 0 | 0 | 0 | 0 | 0 | 0 | 0 | 0 | 0.27029 | 0.27029 | 0.27029 | 0.27029 | 0.27029 | 0.21831 | 0.21831 | 0 | 0 | 0 | 0 | 0 | 0 | 0 | 4.3466 | 4.3466 | 4.3466 | 4.3466 | 4.3466 | 3.5107 | 3.5107 | 0 | 0 | 0 | 0 | 0 | 0 | 0 | 0 | 0 | 0 | 0 | 0 | 0 | 0 | 0 | 0 | 0 | 0 | 0 | 0 | 0 | 0 | 0 | 0 | 0 | 0 | 0 | 0 | 0 | 0 | 0 | 0 | 0 | 0 | 0 | Manufac (biotech) Admin ILit Cls | Manufac (biotech) Admin ILit Cls | 2 | 5 | 5 | Manufac (biotech) Admin ILit2 Cls | Manufac (biotech) Admin ILit Cls | Manufac (biotech) Admin ILit Cls | 2 | 5 | 5 | 2 | 1.1547 | 0.04775 | 0.05 | 0.05 | 0.05 | 0.05 | 0.05 | 0.05 | 0.05 | 0.05 | 0.05 | 0.05 | 0.05 | 0.05 | 0.05 | 0.05 | 0.05 | 0.05 | 0.05 | 0.05 | 0.05 | 0.05 | 0.05 | 0.05 | 0.05 | 0.05 | 1.1599 | 0.04775 | 0.05 | 0.05 | 0.05 | 0.05 | 0.05 | 0.05 | 0.05 | 0.05 | 0.05 | 0.05 | 0.05 | 0.05 | 0.05 | 0.05 | 0.05 | 0.05 | 0.05 | 0.05 | 0.05 | 0.05 | 0.05 | 0.05 | 0.05 | 0.05 | 0 | 0 | 0 | 0 | 0 | 0 | 0 | 0 | 0 | 0 | 0 | 0 | 0 | 0 | 0 | 0 | 0 | 0 | 0 | 0 | 0 | 0 | 0 | 0 | 0 | 0 | 0 | 0 | 0 | 0 | 0 | 0 | 0 | 0 | 0 | 0 | 0 | 0 | 0 | 0 | 0 | 0 | 0 | 0 | 0 | 0 | 0 | 0 | 15 | 0.66337 | 0.20792 | 0.079208 | 0.049505 | 0.76136 | 0 | 0 | 0 | 0 | 0 | 0 | 0 | 0 |  | 0.11193 | 0.11193 | 0.11052 | 0.11056 | 0.11088 | 0.11136 | 0.11136 | Manufacturing - Bio/Tech - Office (General) - Sat | 10 | 7 | 19 | 0 | 60.0468 | 0 | 0 | 0 | 60.0468 | 0 | 0 | 0 | 1.1547 | 0 | 0 | 0 | 0 | 0 | 0 | 0 | 0 | 0 | 0 | 0 | 0 | 0 | 0 | 0 | 0 | 0 | 0 | 0 | 0 | 0 | 0 | 0 | 0 |  | 0 | 60.3142 | 0 | 0 | 0 | 60.3142 | 0 | 0 | 0 | 1.1599 | 0 | 0 | 0 | 0 | 0 | 0 | 0 | 0 | 0 | 0 | 0 | 0 | 0 | 0 | 0 | 0 | 0 | 0 | 0 | 0 | 0 | 0 | 0 | 0 | 0.96229 | 0.955 | 0.96657 | 0.955
1126 | 11 | 26 | 6 | 2 |  |  |  |  | Manufacturing - Bio/Tech | Office (General) | Manufacturing - Bio/Tech - Office (General) |  | Manufacturing - Bio/Tech | Manufacturing - Bio/Tech - Office (General) | Manufac (biotech) Admin | Sun | Closed | 52 | 52 | 0.26663 | 0.99995 | 0.99995 | 0.99995 | 0.99995 | 0.99995 | 0.80765 | 0.80765 | 0 | 0 | 0 | 0 | 0 | 0 | 0 | 16.0094 | 16.0094 | 16.0094 | 16.0094 | 16.0094 | 12.9306 | 12.9306 | 0 | 0 | 0 | 0 | 0 | 0 | 0 | 0 | 0 | 0 | 0 | 0 | 0 | 0 | 0 | 0 | 0 | 0 | 0 | 0 | 0 | 0 | 0 | 0 | 0 | 0 | 0 | 0 | 0 | 0 | 0 | 0 | 0 | 0 | 0 | 0.27029 | 0.27029 | 0.27029 | 0.27029 | 0.27029 | 0.21831 | 0.21831 | 0 | 0 | 0 | 0 | 0 | 0 | 0 | 4.3466 | 4.3466 | 4.3466 | 4.3466 | 4.3466 | 3.5107 | 3.5107 | 0 | 0 | 0 | 0 | 0 | 0 | 0 | 0 | 0 | 0 | 0 | 0 | 0 | 0 | 0 | 0 | 0 | 0 | 0 | 0 | 0 | 0 | 0 | 0 | 0 | 0 | 0 | 0 | 0 | 0 | 0 | 0 | 0 | 0 | 0 | Manufac (biotech) Admin ILit Cls | Manufac (biotech) Admin ILit Cls | 2 | 5 | 5 | Manufac (biotech) Admin ILit2 Cls | Manufac (biotech) Admin ILit Cls | Manufac (biotech) Admin ILit Cls | 2 | 5 | 5 | 2 | 1.1547 | 0.04775 | 0.05 | 0.05 | 0.05 | 0.05 | 0.05 | 0.05 | 0.05 | 0.05 | 0.05 | 0.05 | 0.05 | 0.05 | 0.05 | 0.05 | 0.05 | 0.05 | 0.05 | 0.05 | 0.05 | 0.05 | 0.05 | 0.05 | 0.05 | 0.05 | 1.1599 | 0.04775 | 0.05 | 0.05 | 0.05 | 0.05 | 0.05 | 0.05 | 0.05 | 0.05 | 0.05 | 0.05 | 0.05 | 0.05 | 0.05 | 0.05 | 0.05 | 0.05 | 0.05 | 0.05 | 0.05 | 0.05 | 0.05 | 0.05 | 0.05 | 0.05 | 0 | 0 | 0 | 0 | 0 | 0 | 0 | 0 | 0 | 0 | 0 | 0 | 0 | 0 | 0 | 0 | 0 | 0 | 0 | 0 | 0 | 0 | 0 | 0 | 0 | 0 | 0 | 0 | 0 | 0 | 0 | 0 | 0 | 0 | 0 | 0 | 0 | 0 | 0 | 0 | 0 | 0 | 0 | 0 | 0 | 0 | 0 | 0 | 15 | 0.66337 | 0.20792 | 0.079208 | 0.049505 | 0.76136 | 0 | 0 | 0 | 0 | 0 | 0 | 0 | 0 |  | 0.11193 | 0.11193 | 0.11052 | 0.11056 | 0.11088 | 0.11136 | 0.11136 | Manufacturing - Bio/Tech - Office (General) - Sun | 12 | 7 | 19 | 0 | 60.0468 | 0 | 0 | 0 | 60.0468 | 0 | 0 | 0 | 1.1547 | 0 | 0 | 0 | 0 | 0 | 0 | 0 | 0 | 0 | 0 | 0 | 0 | 0 | 0 | 0 | 0 | 0 | 0 | 0 | 0 | 0 | 0 | 0 | 0 |  | 0 | 60.3142 | 0 | 0 | 0 | 60.3142 | 0 | 0 | 0 | 1.1599 | 0 | 0 | 0 | 0 | 0 | 0 | 0 | 0 | 0 | 0 | 0 | 0 | 0 | 0 | 0 | 0 | 0 | 0 | 0 | 0 | 0 | 0 | 0 | 0 | 0.96229 | 0.955 | 0.96657 | 0.955
1127 | 11 | 27 | 7 | 3 |  |  |  |  | Manufacturing - Bio/Tech | Office (General) | Manufacturing - Bio/Tech - Office (General) |  | Manufacturing - Bio/Tech | Manufacturing - Bio/Tech - Office (General) | Manufac (biotech) Admin | Hol | Closed | 10 | 10 | 0.26663 | 0.99995 | 0.99995 | 0.99995 | 0.99995 | 0.99995 | 0.80765 | 0.80765 | 0 | 0 | 0 | 0 | 0 | 0 | 0 | 3.0787 | 3.0787 | 3.0787 | 3.0787 | 3.0787 | 2.4867 | 2.4867 | 0 | 0 | 0 | 0 | 0 | 0 | 0 | 0 | 0 | 0 | 0 | 0 | 0 | 0 | 0 | 0 | 0 | 0 | 0 | 0 | 0 | 0 | 0 | 0 | 0 | 0 | 0 | 0 | 0 | 0 | 0 | 0 | 0 | 0 | 0 | 0.27029 | 0.27029 | 0.27029 | 0.27029 | 0.27029 | 0.21831 | 0.21831 | 0 | 0 | 0 | 0 | 0 | 0 | 0 | 0.83589 | 0.83589 | 0.83589 | 0.83589 | 0.83589 | 0.67514 | 0.67514 | 0 | 0 | 0 | 0 | 0 | 0 | 0 | 0 | 0 | 0 | 0 | 0 | 0 | 0 | 0 | 0 | 0 | 0 | 0 | 0 | 0 | 0 | 0 | 0 | 0 | 0 | 0 | 0 | 0 | 0 | 0 | 0 | 0 | 0 | 0 | Manufac (biotech) Admin ILit Cls | Manufac (biotech) Admin ILit Cls | 2 | 5 | 5 | Manufac (biotech) Admin ILit2 Cls | Manufac (biotech) Admin ILit Cls | Manufac (biotech) Admin ILit Cls | 2 | 5 | 5 | 2 | 1.1547 | 0.04775 | 0.05 | 0.05 | 0.05 | 0.05 | 0.05 | 0.05 | 0.05 | 0.05 | 0.05 | 0.05 | 0.05 | 0.05 | 0.05 | 0.05 | 0.05 | 0.05 | 0.05 | 0.05 | 0.05 | 0.05 | 0.05 | 0.05 | 0.05 | 0.05 | 1.1599 | 0.04775 | 0.05 | 0.05 | 0.05 | 0.05 | 0.05 | 0.05 | 0.05 | 0.05 | 0.05 | 0.05 | 0.05 | 0.05 | 0.05 | 0.05 | 0.05 | 0.05 | 0.05 | 0.05 | 0.05 | 0.05 | 0.05 | 0.05 | 0.05 | 0.05 | 0 | 0 | 0 | 0 | 0 | 0 | 0 | 0 | 0 | 0 | 0 | 0 | 0 | 0 | 0 | 0 | 0 | 0 | 0 | 0 | 0 | 0 | 0 | 0 | 0 | 0 | 0 | 0 | 0 | 0 | 0 | 0 | 0 | 0 | 0 | 0 | 0 | 0 | 0 | 0 | 0 | 0 | 0 | 0 | 0 | 0 | 0 | 0 | 15 | 0.66337 | 0.20792 | 0.079208 | 0.049505 | 0.76136 | 0 | 0 | 0 | 0 | 0 | 0 | 0 | 0 |  | 0.11193 | 0.11193 | 0.11052 | 0.11056 | 0.11088 | 0.11136 | 0.11136 | Manufacturing - Bio/Tech - Office (General) - Hol | 14 | 7 | 19 | 0 | 11.5475 | 0 | 0 | 0 | 11.5475 | 0 | 0 | 0 | 1.1547 | 0 | 0 | 0 | 0 | 0 | 0 | 0 | 0 | 0 | 0 | 0 | 0 | 0 | 0 | 0 | 0 | 0 | 0 | 0 | 0 | 0 | 0 | 0 | 0 |  | 0 | 11.5989 | 0 | 0 | 0 | 11.5989 | 0 | 0 | 0 | 1.1599 | 0 | 0 | 0 | 0 | 0 | 0 | 0 | 0 | 0 | 0 | 0 | 0 | 0 | 0 | 0 | 0 | 0 | 0 | 0 | 0 | 0 | 0 | 0 | 0 | 0.96229 | 0.955 | 0.96657 | 0.955
1128 | 11 | 28 | 8 | 4 | Manufacturing - Bio/Tech | Manufacturing - Bio/Tech | Manufacturing - Bio/Tech - Office (General) | Manufacturing - Bio/Tech - Office (General) | Manufacturing - Bio/Tech | Office (General) | Manufacturing - Bio/Tech - Office (General) |  | Manufacturing - Bio/Tech | Manufacturing - Bio/Tech - Office (General) | Manufac (biotech) Admin | all | Open | 251 | 251 | 0.26663 | 0.99995 | 0.99995 | 0.99995 | 0.99995 | 0.99995 | 0.80765 | 0.80765 | 0.26661 | 0.26661 | 0.26661 | 0.26661 | 0.26661 | 0.21534 | 0.21534 | 753.7792 | 753.7792 | 753.7792 | 753.7792 | 753.7792 | 608.8216 | 608.8216 | 0.21888 | 0.21888 | 0.21888 | 0.21888 | 0.21888 | 0.17679 | 0.17679 | 2958.8628 | 2958.8628 | 2958.8628 | 2958.8628 | 2958.8628 | 2958.8628 | 2958.8628 | 3492.1582 | 3492.1582 | 3388.1648 | 3388.7067 | 3417.3424 | 3445.9575 | 3445.9575 | 0.82096 | 0.82096 | 0.82096 | 0.82096 | 0.82096 | 0.82096 | 0.82096 | 0.83207 | 0.83207 | 0.83446 | 0.83475 | 0.83314 | 0.83383 | 0.83383 | 0.27029 | 0.27029 | 0.27029 | 0.27029 | 0.27029 | 0.21831 | 0.21831 | 0.072066 | 0.072066 | 0.072066 | 0.072066 | 0.072066 | 0.058207 | 0.058207 | 169.6134 | 169.6134 | 169.6134 | 169.6134 | 169.6134 | 136.9955 | 136.9955 | 0.053851 | 0.053851 | 0.053851 | 0.053851 | 0.053851 | 0.043495 | 0.043495 | 2485.8016 | 2485.8016 | 2485.8016 | 2485.8016 | 2485.8016 | 2485.8016 | 2485.8016 | 3126.0228 | 3126.0228 | 2998.5456 | 2999.8341 | 3035.6747 | 3070.0158 | 3070.0158 | 0.74725 | 0.74725 | 0.74725 | 0.74725 | 0.74725 | 0.74725 | 0.74725 | 0.76371 | 0.76371 | 0.76425 | 0.7647 | 0.76375 | 0.76472 | 0.76472 | Manufac (biotech) Admin ILit all | Manufac (biotech) Admin ILit all | 3805 | 16 | 90 | Manufac (biotech) Admin ILit2 all | Manufac (biotech) Admin ILit2 all | Manufac (biotech) Admin ILit2 All | 3889 | 8 | 85 | 3805 | 11.2638 | 0.82096 | 0.16 | 0.16 | 0.16 | 0.16 | 0.16 | 0.16 | 0.29263 | 0.82316 | 0.9 | 0.9 | 0.9 | 0.9 | 0.9 | 0.9 | 0.9 | 0.9 | 0.77895 | 0.60211 | 0.24842 | 0.16 | 0.16 | 0.16 | 0.16 | 0.16 | 9.3768 | 0.74725 | 0.08 | 0.08 | 0.08 | 0.08 | 0.08 | 0.08 | 0.20158 | 0.68789 | 0.85 | 0.85 | 0.85 | 0.85 | 0.68789 | 0.85 | 0.85 | 0.85 | 0.64737 | 0.48526 | 0.16105 | 0.08 | 0.08 | 0.08 | 0.08 | 0.08 | 0 | 0 | 0 | 0 | 0 | 0 | 0.17923 | 0.89616 | 1 | 1 | 1 | 1 | 1 | 1 | 1 | 1 | 0.83642 | 0.59744 | 0.11949 | 0 | 0 | 0 | 0 | 0 | 0 | 0 | 0 | 0 | 0 | 0 | 0.15789 | 0.78947 | 1 | 1 | 1 | 1 | 0.78947 | 1 | 1 | 1 | 0.73684 | 0.52632 | 0.10526 | 0 | 0 | 0 | 0 | 0 | 15 | 0.66337 | 0.20792 | 0.079208 | 0.049505 | 0.76136 | 0.1032 | 0.027515 | 0.027515 | 0.027515 | 0.027515 | 0.027515 | 0.022224 | 0.022224 | Manufacturing - Bio/Tech | 0.11193 | 0.11193 | 0.11052 | 0.11056 | 0.11088 | 0.11136 | 0.11136 | Manufacturing - Bio/Tech - Office (General) - all | 16 | 7 | 19 | 2433.9074 | 393.3145 | 2433.9074 | 393.3145 | 0 | 0 | 9.6968 | 1.567 | 0 | 0 | 0 | 0 | 0 | 0 | 0 | 0 | 0.29263 | 0.82316 | 0.9 | 0.9 | 0.9 | 0.9 | 0.9 | 0.9 | 0.9 | 0.9 | 0.77895 | 0.60211 | 0 | 0 | 0 | 0 | 0 | 0 |  | 2173.66 | 179.9142 | 2173.66 | 179.9142 | 0 | 0 | 8.66 | 0.71679 | 0 | 0 | 0 | 0 | 0 | 0 | 0 | 0 | 0.20158 | 0.68789 | 0.85 | 0.85 | 0.85 | 0.85 | 0.68789 | 0.85 | 0.85 | 0.85 | 0.64737 | 0.48526 | 0 | 0 | 0 | 0 | 0 | 0 | 0.96229 | 0.955 | 0.96657 | 0.955
1201 | 12 | 1 | 5 | 1 |  |  |  |  | Manufacturing - Light Industrial | Comm/Ind Work (General, High Bay) | Manufacturing - Light Industrial - Comm/Ind Work (General, High Bay) |  | Manufacturing - Light Industrial | Manufacturing - Light Industrial - Comm/Ind Work (General, High Bay) | Manufac (light) Mfg | Sat | Closed | 52 | 52 | 0.8 | 1.5543 | 1.5543 | 1.0635 | 1.0635 | 0.98169 | 0.89988 | 0.89988 | 0 | 0 | 0 | 0 | 0 | 0 | 0 | 77.5925 | 77.5925 | 53.0896 | 53.0896 | 49.0058 | 44.922 | 44.922 | 0 | 0 | 0 | 0 | 0 | 0 | 0 | 0 | 0 | 0 | 0 | 0 | 0 | 0 | 0 | 0 | 0 | 0 | 0 | 0 | 0 | 0 | 0 | 0 | 0 | 0 | 0 | 0 | 0 | 0 | 0 | 0 | 0 | 0 | 0 | 0.19735 | 0.19735 | 0.13503 | 0.13503 | 0.12464 | 0.11426 | 0.11426 | 0 | 0 | 0 | 0 | 0 | 0 | 0 | 9.8519 | 9.8519 | 6.7408 | 6.7408 | 6.2222 | 5.7037 | 5.7037 | 0 | 0 | 0 | 0 | 0 | 0 | 0 | 0 | 0 | 0 | 0 | 0 | 0 | 0 | 0 | 0 | 0 | 0 | 0 | 0 | 0 | 0 | 0 | 0 | 0 | 0 | 0 | 0 | 0 | 0 | 0 | 0 | 0 | 0 | 0 | Manufac (light) Mfg ILit Cls | Manufac (light) Mfg ILit Cls | 2 | 5 | 5 | Manufac (light) Mfg ILit2 Cls | Manufac (light) Mfg ILit Cls | Manufac (light) Mfg ILit Cls | 2 | 5 | 5 | 2 | 1.2 | 0.05 | 0.05 | 0.05 | 0.05 | 0.05 | 0.05 | 0.05 | 0.05 | 0.05 | 0.05 | 0.05 | 0.05 | 0.05 | 0.05 | 0.05 | 0.05 | 0.05 | 0.05 | 0.05 | 0.05 | 0.05 | 0.05 | 0.05 | 0.05 | 0.05 | 1.2 | 0.05 | 0.05 | 0.05 | 0.05 | 0.05 | 0.05 | 0.05 | 0.05 | 0.05 | 0.05 | 0.05 | 0.05 | 0.05 | 0.05 | 0.05 | 0.05 | 0.05 | 0.05 | 0.05 | 0.05 | 0.05 | 0.05 | 0.05 | 0.05 | 0.05 | 0 | 0 | 0 | 0 | 0 | 0 | 0 | 0 | 0 | 0 | 0 | 0 | 0 | 0 | 0 | 0 | 0 | 0 | 0 | 0 | 0 | 0 | 0 | 0 | 0 | 0 | 0 | 0 | 0 | 0 | 0 | 0 | 0 | 0 | 0 | 0 | 0 | 0 | 0 | 0 | 0 | 0 | 0 | 0 | 0 | 0 | 0 | 0 | 15 | 0.66337 | 0.20792 | 0.079208 | 0.049505 | 0.76136 | 0 | 0 | 0 | 0 | 0 | 0 | 0 | 0 |  | 0.11258 | 0.11258 | 0.11202 | 0.11202 | 0.1115 | 0.1109 | 0.1109 | Manufacturing - Light Industrial - Comm/Ind Work (General, High Bay) - Sat | 10 | 6 | 18 | 0 | 62.4 | 0 | 0 | 0 | 62.4 | 0 | 0 | 0 | 1.2 | 0 | 0 | 0 | 0 | 0 | 0 | 0 | 0 | 0 | 0 | 0 | 0 | 0 | 0 | 0 | 0 | 0 | 0 | 0 | 0 | 0 | 0 | 0 | 0 |  | 0 | 62.4 | 0 | 0 | 0 | 62.4 | 0 | 0 | 0 | 1.2 | 0 | 0 | 0 | 0 | 0 | 0 | 0 | 0 | 0 | 0 | 0 | 0 | 0 | 0 | 0 | 0 | 0 | 0 | 0 | 0 | 0 | 0 | 0 | 0 | 1 | 1 | 1 | 1
1202 | 12 | 2 | 6 | 2 |  |  |  |  | Manufacturing - Light Industrial | Comm/Ind Work (General, High Bay) | Manufacturing - Light Industrial - Comm/Ind Work (General, High Bay) |  | Manufacturing - Light Industrial | Manufacturing - Light Industrial - Comm/Ind Work (General, High Bay) | Manufac (light) Mfg | Sun | Closed | 52 | 52 | 0.8 | 1.5543 | 1.5543 | 1.0635 | 1.0635 | 0.98169 | 0.89988 | 0.89988 | 0 | 0 | 0 | 0 | 0 | 0 | 0 | 77.5925 | 77.5925 | 53.0896 | 53.0896 | 49.0058 | 44.922 | 44.922 | 0 | 0 | 0 | 0 | 0 | 0 | 0 | 0 | 0 | 0 | 0 | 0 | 0 | 0 | 0 | 0 | 0 | 0 | 0 | 0 | 0 | 0 | 0 | 0 | 0 | 0 | 0 | 0 | 0 | 0 | 0 | 0 | 0 | 0 | 0 | 0.19735 | 0.19735 | 0.13503 | 0.13503 | 0.12464 | 0.11426 | 0.11426 | 0 | 0 | 0 | 0 | 0 | 0 | 0 | 9.8519 | 9.8519 | 6.7408 | 6.7408 | 6.2222 | 5.7037 | 5.7037 | 0 | 0 | 0 | 0 | 0 | 0 | 0 | 0 | 0 | 0 | 0 | 0 | 0 | 0 | 0 | 0 | 0 | 0 | 0 | 0 | 0 | 0 | 0 | 0 | 0 | 0 | 0 | 0 | 0 | 0 | 0 | 0 | 0 | 0 | 0 | Manufac (light) Mfg ILit Cls | Manufac (light) Mfg ILit Cls | 2 | 5 | 5 | Manufac (light) Mfg ILit2 Cls | Manufac (light) Mfg ILit Cls | Manufac (light) Mfg ILit Cls | 2 | 5 | 5 | 2 | 1.2 | 0.05 | 0.05 | 0.05 | 0.05 | 0.05 | 0.05 | 0.05 | 0.05 | 0.05 | 0.05 | 0.05 | 0.05 | 0.05 | 0.05 | 0.05 | 0.05 | 0.05 | 0.05 | 0.05 | 0.05 | 0.05 | 0.05 | 0.05 | 0.05 | 0.05 | 1.2 | 0.05 | 0.05 | 0.05 | 0.05 | 0.05 | 0.05 | 0.05 | 0.05 | 0.05 | 0.05 | 0.05 | 0.05 | 0.05 | 0.05 | 0.05 | 0.05 | 0.05 | 0.05 | 0.05 | 0.05 | 0.05 | 0.05 | 0.05 | 0.05 | 0.05 | 0 | 0 | 0 | 0 | 0 | 0 | 0 | 0 | 0 | 0 | 0 | 0 | 0 | 0 | 0 | 0 | 0 | 0 | 0 | 0 | 0 | 0 | 0 | 0 | 0 | 0 | 0 | 0 | 0 | 0 | 0 | 0 | 0 | 0 | 0 | 0 | 0 | 0 | 0 | 0 | 0 | 0 | 0 | 0 | 0 | 0 | 0 | 0 | 15 | 0.66337 | 0.20792 | 0.079208 | 0.049505 | 0.76136 | 0 | 0 | 0 | 0 | 0 | 0 | 0 | 0 |  | 0.11258 | 0.11258 | 0.11202 | 0.11202 | 0.1115 | 0.1109 | 0.1109 | Manufacturing - Light Industrial - Comm/Ind Work (General, High Bay) - Sun | 12 | 6 | 18 | 0 | 62.4 | 0 | 0 | 0 | 62.4 | 0 | 0 | 0 | 1.2 | 0 | 0 | 0 | 0 | 0 | 0 | 0 | 0 | 0 | 0 | 0 | 0 | 0 | 0 | 0 | 0 | 0 | 0 | 0 | 0 | 0 | 0 | 0 | 0 |  | 0 | 62.4 | 0 | 0 | 0 | 62.4 | 0 | 0 | 0 | 1.2 | 0 | 0 | 0 | 0 | 0 | 0 | 0 | 0 | 0 | 0 | 0 | 0 | 0 | 0 | 0 | 0 | 0 | 0 | 0 | 0 | 0 | 0 | 0 | 0 | 1 | 1 | 1 | 1
1203 | 12 | 3 | 7 | 3 |  |  |  |  | Manufacturing - Light Industrial | Comm/Ind Work (General, High Bay) | Manufacturing - Light Industrial - Comm/Ind Work (General, High Bay) |  | Manufacturing - Light Industrial | Manufacturing - Light Industrial - Comm/Ind Work (General, High Bay) | Manufac (light) Mfg | Hol | Closed | 10 | 10 | 0.8 | 1.5543 | 1.5543 | 1.0635 | 1.0635 | 0.98169 | 0.89988 | 0.89988 | 0 | 0 | 0 | 0 | 0 | 0 | 0 | 14.9216 | 14.9216 | 10.2095 | 10.2095 | 9.4242 | 8.6388 | 8.6388 | 0 | 0 | 0 | 0 | 0 | 0 | 0 | 0 | 0 | 0 | 0 | 0 | 0 | 0 | 0 | 0 | 0 | 0 | 0 | 0 | 0 | 0 | 0 | 0 | 0 | 0 | 0 | 0 | 0 | 0 | 0 | 0 | 0 | 0 | 0 | 0.19735 | 0.19735 | 0.13503 | 0.13503 | 0.12464 | 0.11426 | 0.11426 | 0 | 0 | 0 | 0 | 0 | 0 | 0 | 1.8946 | 1.8946 | 1.2963 | 1.2963 | 1.1966 | 1.0969 | 1.0969 | 0 | 0 | 0 | 0 | 0 | 0 | 0 | 0 | 0 | 0 | 0 | 0 | 0 | 0 | 0 | 0 | 0 | 0 | 0 | 0 | 0 | 0 | 0 | 0 | 0 | 0 | 0 | 0 | 0 | 0 | 0 | 0 | 0 | 0 | 0 | Manufac (light) Mfg ILit Cls | Manufac (light) Mfg ILit Cls | 2 | 5 | 5 | Manufac (light) Mfg ILit2 Cls | Manufac (light) Mfg ILit Cls | Manufac (light) Mfg ILit Cls | 2 | 5 | 5 | 2 | 1.2 | 0.05 | 0.05 | 0.05 | 0.05 | 0.05 | 0.05 | 0.05 | 0.05 | 0.05 | 0.05 | 0.05 | 0.05 | 0.05 | 0.05 | 0.05 | 0.05 | 0.05 | 0.05 | 0.05 | 0.05 | 0.05 | 0.05 | 0.05 | 0.05 | 0.05 | 1.2 | 0.05 | 0.05 | 0.05 | 0.05 | 0.05 | 0.05 | 0.05 | 0.05 | 0.05 | 0.05 | 0.05 | 0.05 | 0.05 | 0.05 | 0.05 | 0.05 | 0.05 | 0.05 | 0.05 | 0.05 | 0.05 | 0.05 | 0.05 | 0.05 | 0.05 | 0 | 0 | 0 | 0 | 0 | 0 | 0 | 0 | 0 | 0 | 0 | 0 | 0 | 0 | 0 | 0 | 0 | 0 | 0 | 0 | 0 | 0 | 0 | 0 | 0 | 0 | 0 | 0 | 0 | 0 | 0 | 0 | 0 | 0 | 0 | 0 | 0 | 0 | 0 | 0 | 0 | 0 | 0 | 0 | 0 | 0 | 0 | 0 | 15 | 0.66337 | 0.20792 | 0.079208 | 0.049505 | 0.76136 | 0 | 0 | 0 | 0 | 0 | 0 | 0 | 0 |  | 0.11258 | 0.11258 | 0.11202 | 0.11202 | 0.1115 | 0.1109 | 0.1109 | Manufacturing - Light Industrial - Comm/Ind Work (General, High Bay) - Hol | 14 | 6 | 18 | 0 | 12 | 0 | 0 | 0 | 12 | 0 | 0 | 0 | 1.2 | 0 | 0 | 0 | 0 | 0 | 0 | 0 | 0 | 0 | 0 | 0 | 0 | 0 | 0 | 0 | 0 | 0 | 0 | 0 | 0 | 0 | 0 | 0 | 0 |  | 0 | 12 | 0 | 0 | 0 | 12 | 0 | 0 | 0 | 1.2 | 0 | 0 | 0 | 0 | 0 | 0 | 0 | 0 | 0 | 0 | 0 | 0 | 0 | 0 | 0 | 0 | 0 | 0 | 0 | 0 | 0 | 0 | 0 | 0 | 1 | 1 | 1 | 1
1204 | 12 | 4 | 8 | 4 |  |  | Manufacturing - Light Industrial - Comm/Ind Work (General, High Bay) | Manufacturing - Light Industrial - Comm/Ind Work (General, High Bay) | Manufacturing - Light Industrial | Comm/Ind Work (General, High Bay) | Manufacturing - Light Industrial - Comm/Ind Work (General, High Bay) |  | Manufacturing - Light Industrial | Manufacturing - Light Industrial - Comm/Ind Work (General, High Bay) | Manufac (light) Mfg | all | Open | 251 | 251 | 0.8 | 1.5543 | 1.5543 | 1.0635 | 1.0635 | 0.98169 | 0.89988 | 0.89988 | 1.2435 | 1.2435 | 0.85079 | 0.85079 | 0.78535 | 0.7199 | 0.7199 | 3804.4661 | 3804.4661 | 2603.0557 | 2603.0557 | 2402.8207 | 2202.5856 | 2202.5856 | 1.1508 | 1.1508 | 0.78736 | 0.78736 | 0.72679 | 0.66623 | 0.66623 | 3196.3579 | 3196.3579 | 3196.3579 | 3196.3579 | 3196.3579 | 3196.3579 | 3196.3579 | 0 | 0 | 0 | 0 | 0 | 0 | 0 | 0.92544 | 0.92544 | 0.92544 | 0.92544 | 0.92544 | 0.92544 | 0.92544 | 0 | 0 | 0 | 0 | 0 | 0 | 0 | 0.19735 | 0.19735 | 0.13503 | 0.13503 | 0.12464 | 0.11426 | 0.11426 | 0.15788 | 0.15788 | 0.10803 | 0.10803 | 0.099715 | 0.091406 | 0.091406 | 384.439 | 384.439 | 263.0372 | 263.0372 | 242.8036 | 222.5699 | 222.5699 | 0.12354 | 0.12354 | 0.084525 | 0.084525 | 0.078023 | 0.071521 | 0.071521 | 2571.7642 | 2571.7642 | 2571.7642 | 2571.7642 | 2571.7642 | 2571.7642 | 2571.7642 | 0 | 0 | 0 | 0 | 0 | 0 | 0 | 0.78246 | 0.78246 | 0.78246 | 0.78246 | 0.78246 | 0.78246 | 0.78246 | 0 | 0 | 0 | 0 | 0 | 0 | 0 | Manufac (light) Mfg ILit all | Manufac (light) Mfg ILit all | 3331 | 15 | 100 | Manufac (light) Mfg ILit2 all | Manufac (light) Mfg ILit all | Manufac (light) Mfg ILit all | 3331 | 8 | 85 | 3331 | 12.1895 | 0.92544 | 0.15 | 0.15 | 0.15 | 0.15 | 0.15 | 0.15 | 0.28421 | 0.82105 | 1 | 1 | 1 | 1 | 0.82105 | 1 | 1 | 1 | 0.77632 | 0.59737 | 0.23947 | 0.15 | 0.15 | 0.15 | 0.15 | 0.15 | 9.7011 | 0.78246 | 0.08 | 0.08 | 0.08 | 0.08 | 0.08 | 0.08 | 0.20158 | 0.68789 | 0.85 | 0.85 | 0.85 | 0.85 | 0.68789 | 0.85 | 0.85 | 0.85 | 0.64737 | 0.48526 | 0.16105 | 0.08 | 0.08 | 0.08 | 0.08 | 0.08 | 0 | 0 | 0 | 0 | 0 | 0 | 0.15789 | 0.78947 | 1 | 1 | 1 | 1 | 0.78947 | 1 | 1 | 1 | 0.73684 | 0.52632 | 0.10526 | 0 | 0 | 0 | 0 | 0 | 0 | 0 | 0 | 0 | 0 | 0 | 0.15789 | 0.78947 | 1 | 1 | 1 | 1 | 0.78947 | 1 | 1 | 1 | 0.73684 | 0.52632 | 0.10526 | 0 | 0 | 0 | 0 | 0 | 15 | 0.66337 | 0.20792 | 0.079208 | 0.049505 | 0.76136 | 0.11902 | 0.148 | 0.148 | 0.10126 | 0.10126 | 0.093473 | 0.085683 | 0.085683 |  | 0.11258 | 0.11258 | 0.11202 | 0.11202 | 0.1115 | 0.1109 | 0.1109 | Manufacturing - Light Industrial - Comm/Ind Work (General, High Bay) - all | 16 | 6 | 18 | 2473.0105 | 586.5474 | 2473.0105 | 586.5474 | 0 | 0 | 9.8526 | 2.3368 | 0 | 0 | 0 | 0 | 0 | 0 | 0 | 0.15 | 0.28421 | 0.82105 | 1 | 1 | 1 | 1 | 0.82105 | 1 | 1 | 1 | 0.77632 | 0 | 0 | 0 | 0 | 0 | 0 | 0 |  | 2071.9389 | 363.0253 | 2071.9389 | 363.0253 | 0 | 0 | 8.2547 | 1.4463 | 0 | 0 | 0 | 0 | 0 | 0 | 0 | 0.08 | 0.20158 | 0.68789 | 0.85 | 0.85 | 0.85 | 0.85 | 0.68789 | 0.85 | 0.85 | 0.85 | 0.64737 | 0 | 0 | 0 | 0 | 0 | 0 | 0 | 1 | 1 | 1 | 1
1205 | 12 | 5 | 5 | 1 |  |  |  |  | Manufacturing - Light Industrial | Storage (Unconditioned) | Manufacturing - Light Industrial - Storage (Unconditioned) |  | Manufacturing - Light Industrial | Manufacturing - Light Industrial - Storage (Unconditioned) | Manufac (light) Storage | Sat | Closed | 52 | 52 | 0.2 | 0.65446 | 0.65446 | 0.49084 | 0.49084 | 0.49084 | 0.49084 | 0.49084 | 0 | 0 | 0 | 0 | 0 | 0 | 0 | 8.1106 | 8.1106 | 6.083 | 6.083 | 6.083 | 6.083 | 6.083 | 0 | 0 | 0 | 0 | 0 | 0 | 0 | 0 | 0 | 0 | 0 | 0 | 0 | 0 | 0 | 0 | 0 | 0 | 0 | 0 | 0 | 0 | 0 | 0 | 0 | 0 | 0 | 0 | 0 | 0 | 0 | 0 | 0 | 0 | 0 | 0.083096 | 0.083096 | 0.062322 | 0.062322 | 0.062322 | 0.062322 | 0.062322 | 0 | 0 | 0 | 0 | 0 | 0 | 0 | 1.0299 | 1.0299 | 0.7724 | 0.7724 | 0.7724 | 0.7724 | 0.7724 | 0 | 0 | 0 | 0 | 0 | 0 | 0 | 0 | 0 | 0 | 0 | 0 | 0 | 0 | 0 | 0 | 0 | 0 | 0 | 0 | 0 | 0 | 0 | 0 | 0 | 0 | 0 | 0 | 0 | 0 | 0 | 0 | 0 | 0 | 0 | Manufac (light) Storage ILit Cls | Manufac (light) Storage ILit Cls | 2 | 5 | 5 | Manufac (light) Storage ILit2 Cls | Manufac (light) Storage ILit Cls | Manufac (light) Storage ILit Cls | 2 | 5 | 5 | 2 | 1.1916 | 0.04904 | 0.05 | 0.05 | 0.05 | 0.05 | 0.05 | 0.05 | 0.05 | 0.05 | 0.05 | 0.05 | 0.05 | 0.05 | 0.05 | 0.05 | 0.05 | 0.05 | 0.05 | 0.05 | 0.05 | 0.05 | 0.05 | 0.05 | 0.05 | 0.05 | 1.1917 | 0.04904 | 0.05 | 0.05 | 0.05 | 0.05 | 0.05 | 0.05 | 0.05 | 0.05 | 0.05 | 0.05 | 0.05 | 0.05 | 0.05 | 0.05 | 0.05 | 0.05 | 0.05 | 0.05 | 0.05 | 0.05 | 0.05 | 0.05 | 0.05 | 0.05 | 0 | 0 | 0 | 0 | 0 | 0 | 0 | 0 | 0 | 0 | 0 | 0 | 0 | 0 | 0 | 0 | 0 | 0 | 0 | 0 | 0 | 0 | 0 | 0 | 0 | 0 | 0 | 0 | 0 | 0 | 0 | 0 | 0 | 0 | 0 | 0 | 0 | 0 | 0 | 0 | 0 | 0 | 0 | 0 | 0 | 0 | 0 | 0 | 16 | 0.29 | 0.41 | 0.14 | 0.16 | 0.41429 | 0 | 0 | 0 | 0 | 0 | 0 | 0 | 0 |  | 0.11258 | 0.11258 | 0.11202 | 0.11202 | 0.1115 | 0.1109 | 0.1109 | Manufacturing - Light Industrial - Storage (Unconditioned) - Sat | 10 | 6 | 18 | 0 | 61.9644 | 0 | 0 | 0 | 61.9644 | 0 | 0 | 0 | 1.1916 | 0 | 0 | 0 | 0 | 0 | 0 | 0 | 0 | 0 | 0 | 0 | 0 | 0 | 0 | 0 | 0 | 0 | 0 | 0 | 0 | 0 | 0 | 0 | 0 |  | 0 | 61.9683 | 0 | 0 | 0 | 61.9683 | 0 | 0 | 0 | 1.1917 | 0 | 0 | 0 | 0 | 0 | 0 | 0 | 0 | 0 | 0 | 0 | 0 | 0 | 0 | 0 | 0 | 0 | 0 | 0 | 0 | 0 | 0 | 0 | 0 | 0.99302 | 0.9808 | 0.99308 | 0.9808
1206 | 12 | 6 | 6 | 2 |  |  |  |  | Manufacturing - Light Industrial | Storage (Unconditioned) | Manufacturing - Light Industrial - Storage (Unconditioned) |  | Manufacturing - Light Industrial | Manufacturing - Light Industrial - Storage (Unconditioned) | Manufac (light) Storage | Sun | Closed | 52 | 52 | 0.2 | 0.65446 | 0.65446 | 0.49084 | 0.49084 | 0.49084 | 0.49084 | 0.49084 | 0 | 0 | 0 | 0 | 0 | 0 | 0 | 8.1106 | 8.1106 | 6.083 | 6.083 | 6.083 | 6.083 | 6.083 | 0 | 0 | 0 | 0 | 0 | 0 | 0 | 0 | 0 | 0 | 0 | 0 | 0 | 0 | 0 | 0 | 0 | 0 | 0 | 0 | 0 | 0 | 0 | 0 | 0 | 0 | 0 | 0 | 0 | 0 | 0 | 0 | 0 | 0 | 0 | 0.083096 | 0.083096 | 0.062322 | 0.062322 | 0.062322 | 0.062322 | 0.062322 | 0 | 0 | 0 | 0 | 0 | 0 | 0 | 1.0299 | 1.0299 | 0.7724 | 0.7724 | 0.7724 | 0.7724 | 0.7724 | 0 | 0 | 0 | 0 | 0 | 0 | 0 | 0 | 0 | 0 | 0 | 0 | 0 | 0 | 0 | 0 | 0 | 0 | 0 | 0 | 0 | 0 | 0 | 0 | 0 | 0 | 0 | 0 | 0 | 0 | 0 | 0 | 0 | 0 | 0 | Manufac (light) Storage ILit Cls | Manufac (light) Storage ILit Cls | 2 | 5 | 5 | Manufac (light) Storage ILit2 Cls | Manufac (light) Storage ILit Cls | Manufac (light) Storage ILit Cls | 2 | 5 | 5 | 2 | 1.1916 | 0.04904 | 0.05 | 0.05 | 0.05 | 0.05 | 0.05 | 0.05 | 0.05 | 0.05 | 0.05 | 0.05 | 0.05 | 0.05 | 0.05 | 0.05 | 0.05 | 0.05 | 0.05 | 0.05 | 0.05 | 0.05 | 0.05 | 0.05 | 0.05 | 0.05 | 1.1917 | 0.04904 | 0.05 | 0.05 | 0.05 | 0.05 | 0.05 | 0.05 | 0.05 | 0.05 | 0.05 | 0.05 | 0.05 | 0.05 | 0.05 | 0.05 | 0.05 | 0.05 | 0.05 | 0.05 | 0.05 | 0.05 | 0.05 | 0.05 | 0.05 | 0.05 | 0 | 0 | 0 | 0 | 0 | 0 | 0 | 0 | 0 | 0 | 0 | 0 | 0 | 0 | 0 | 0 | 0 | 0 | 0 | 0 | 0 | 0 | 0 | 0 | 0 | 0 | 0 | 0 | 0 | 0 | 0 | 0 | 0 | 0 | 0 | 0 | 0 | 0 | 0 | 0 | 0 | 0 | 0 | 0 | 0 | 0 | 0 | 0 | 16 | 0.29 | 0.41 | 0.14 | 0.16 | 0.41429 | 0 | 0 | 0 | 0 | 0 | 0 | 0 | 0 |  | 0.11258 | 0.11258 | 0.11202 | 0.11202 | 0.1115 | 0.1109 | 0.1109 | Manufacturing - Light Industrial - Storage (Unconditioned) - Sun | 12 | 6 | 18 | 0 | 61.9644 | 0 | 0 | 0 | 61.9644 | 0 | 0 | 0 | 1.1916 | 0 | 0 | 0 | 0 | 0 | 0 | 0 | 0 | 0 | 0 | 0 | 0 | 0 | 0 | 0 | 0 | 0 | 0 | 0 | 0 | 0 | 0 | 0 | 0 |  | 0 | 61.9683 | 0 | 0 | 0 | 61.9683 | 0 | 0 | 0 | 1.1917 | 0 | 0 | 0 | 0 | 0 | 0 | 0 | 0 | 0 | 0 | 0 | 0 | 0 | 0 | 0 | 0 | 0 | 0 | 0 | 0 | 0 | 0 | 0 | 0 | 0.99302 | 0.9808 | 0.99308 | 0.9808
1207 | 12 | 7 | 7 | 3 |  |  |  |  | Manufacturing - Light Industrial | Storage (Unconditioned) | Manufacturing - Light Industrial - Storage (Unconditioned) |  | Manufacturing - Light Industrial | Manufacturing - Light Industrial - Storage (Unconditioned) | Manufac (light) Storage | Hol | Closed | 10 | 10 | 0.2 | 0.65446 | 0.65446 | 0.49084 | 0.49084 | 0.49084 | 0.49084 | 0.49084 | 0 | 0 | 0 | 0 | 0 | 0 | 0 | 1.5597 | 1.5597 | 1.1698 | 1.1698 | 1.1698 | 1.1698 | 1.1698 | 0 | 0 | 0 | 0 | 0 | 0 | 0 | 0 | 0 | 0 | 0 | 0 | 0 | 0 | 0 | 0 | 0 | 0 | 0 | 0 | 0 | 0 | 0 | 0 | 0 | 0 | 0 | 0 | 0 | 0 | 0 | 0 | 0 | 0 | 0 | 0.083096 | 0.083096 | 0.062322 | 0.062322 | 0.062322 | 0.062322 | 0.062322 | 0 | 0 | 0 | 0 | 0 | 0 | 0 | 0.19805 | 0.19805 | 0.14854 | 0.14854 | 0.14854 | 0.14854 | 0.14854 | 0 | 0 | 0 | 0 | 0 | 0 | 0 | 0 | 0 | 0 | 0 | 0 | 0 | 0 | 0 | 0 | 0 | 0 | 0 | 0 | 0 | 0 | 0 | 0 | 0 | 0 | 0 | 0 | 0 | 0 | 0 | 0 | 0 | 0 | 0 | Manufac (light) Storage ILit Cls | Manufac (light) Storage ILit Cls | 2 | 5 | 5 | Manufac (light) Storage ILit2 Cls | Manufac (light) Storage ILit Cls | Manufac (light) Storage ILit Cls | 2 | 5 | 5 | 2 | 1.1916 | 0.04904 | 0.05 | 0.05 | 0.05 | 0.05 | 0.05 | 0.05 | 0.05 | 0.05 | 0.05 | 0.05 | 0.05 | 0.05 | 0.05 | 0.05 | 0.05 | 0.05 | 0.05 | 0.05 | 0.05 | 0.05 | 0.05 | 0.05 | 0.05 | 0.05 | 1.1917 | 0.04904 | 0.05 | 0.05 | 0.05 | 0.05 | 0.05 | 0.05 | 0.05 | 0.05 | 0.05 | 0.05 | 0.05 | 0.05 | 0.05 | 0.05 | 0.05 | 0.05 | 0.05 | 0.05 | 0.05 | 0.05 | 0.05 | 0.05 | 0.05 | 0.05 | 0 | 0 | 0 | 0 | 0 | 0 | 0 | 0 | 0 | 0 | 0 | 0 | 0 | 0 | 0 | 0 | 0 | 0 | 0 | 0 | 0 | 0 | 0 | 0 | 0 | 0 | 0 | 0 | 0 | 0 | 0 | 0 | 0 | 0 | 0 | 0 | 0 | 0 | 0 | 0 | 0 | 0 | 0 | 0 | 0 | 0 | 0 | 0 | 16 | 0.29 | 0.41 | 0.14 | 0.16 | 0.41429 | 0 | 0 | 0 | 0 | 0 | 0 | 0 | 0 |  | 0.11258 | 0.11258 | 0.11202 | 0.11202 | 0.1115 | 0.1109 | 0.1109 | Manufacturing - Light Industrial - Storage (Unconditioned) - Hol | 14 | 6 | 18 | 0 | 11.9162 | 0 | 0 | 0 | 11.9162 | 0 | 0 | 0 | 1.1916 | 0 | 0 | 0 | 0 | 0 | 0 | 0 | 0 | 0 | 0 | 0 | 0 | 0 | 0 | 0 | 0 | 0 | 0 | 0 | 0 | 0 | 0 | 0 | 0 |  | 0 | 11.917 | 0 | 0 | 0 | 11.917 | 0 | 0 | 0 | 1.1917 | 0 | 0 | 0 | 0 | 0 | 0 | 0 | 0 | 0 | 0 | 0 | 0 | 0 | 0 | 0 | 0 | 0 | 0 | 0 | 0 | 0 | 0 | 0 | 0 | 0.99302 | 0.9808 | 0.99308 | 0.9808
1208 | 12 | 8 | 8 | 4 | Manufacturing - Light Industrial | Manufacturing - Light Industrial | Manufacturing - Light Industrial - Storage (Unconditioned) | Manufacturing - Light Industrial - Storage (Unconditioned) | Manufacturing - Light Industrial | Storage (Unconditioned) | Manufacturing - Light Industrial - Storage (Unconditioned) |  | Manufacturing - Light Industrial | Manufacturing - Light Industrial - Storage (Unconditioned) | Manufac (light) Storage | all | Open | 251 | 251 | 0.2 | 0.65446 | 0.65446 | 0.49084 | 0.49084 | 0.49084 | 0.49084 | 0.49084 | 0.13089 | 0.13089 | 0.098169 | 0.098169 | 0.098169 | 0.098169 | 0.098169 | 417.5067 | 417.5067 | 313.13 | 313.13 | 313.13 | 313.13 | 313.13 | 0.11554 | 0.11554 | 0.086655 | 0.086655 | 0.086655 | 0.086655 | 0.086655 | 3325.5612 | 3325.5612 | 3325.5612 | 3325.5612 | 3325.5612 | 3325.5612 | 3325.5612 | 3208.663 | 3208.663 | 3209.7238 | 3209.7238 | 3210.7138 | 3211.8623 | 3211.8623 | 0.88272 | 0.88272 | 0.88272 | 0.88272 | 0.88272 | 0.88272 | 0.88272 | 0.92137 | 0.92137 | 0.92102 | 0.92102 | 0.92069 | 0.92031 | 0.92031 | 0.083096 | 0.083096 | 0.062322 | 0.062322 | 0.062322 | 0.062322 | 0.062322 | 0.016619 | 0.016619 | 0.012464 | 0.012464 | 0.012464 | 0.012464 | 0.012464 | 40.7204 | 40.7204 | 30.5403 | 30.5403 | 30.5403 | 30.5403 | 30.5403 | 0.011818 | 0.011818 | 0.0088632 | 0.0088632 | 0.0088632 | 0.0088632 | 0.0088632 | 2586.0466 | 2586.0466 | 2586.0466 | 2586.0466 | 2586.0466 | 2586.0466 | 2586.0466 | 2573.1244 | 2573.1244 | 2573.2417 | 2573.2417 | 2573.3511 | 2573.4781 | 2573.4781 | 0.71108 | 0.71108 | 0.71108 | 0.71108 | 0.71108 | 0.71108 | 0.71108 | 0.77566 | 0.77566 | 0.77507 | 0.77507 | 0.77453 | 0.77389 | 0.77389 | Manufac (light) Storage ILit all | Manufac (light) Storage ILit all | 3337 | 15 | 90 | Manufac (light) Storage ILit2 all | Manufac (light) Storage ILit all | Manufac (light) Storage ILit all | 3337 | 8 | 72.5 | 3337 | 12.708 | 0.88272 | 0.15 | 0.15 | 0.15 | 0.15 | 0.15 | 0.82105 | 0.82105 | 0.9 | 0.9 | 0.9 | 0.9 | 0.9 | 0.9 | 0.9 | 0.9 | 0.9 | 0.9 | 0.42632 | 0.22895 | 0.15 | 0.15 | 0.15 | 0.15 | 0.15 | 9.7617 | 0.71108 | 0.08 | 0.08 | 0.08 | 0.08 | 0.08 | 0.65711 | 0.65711 | 0.725 | 0.725 | 0.725 | 0.725 | 0.725 | 0.725 | 0.725 | 0.725 | 0.725 | 0.725 | 0.31763 | 0.14789 | 0.08 | 0.08 | 0.08 | 0.08 | 0.08 | 0 | 0 | 0 | 0 | 0 | 0.89474 | 0.89474 | 1 | 1 | 1 | 1 | 1 | 1 | 1 | 1 | 1 | 1 | 0.36842 | 0.10526 | 0 | 0 | 0 | 0 | 0 | 0 | 0 | 0 | 0 | 0 | 0.89474 | 0.89474 | 1 | 1 | 1 | 1 | 1 | 1 | 1 | 1 | 1 | 1 | 0.36842 | 0.10526 | 0 | 0 | 0 | 0 | 0 | 16 | 0.29 | 0.41 | 0.14 | 0.16 | 0.41429 | 0.051351 | 0.0067214 | 0.0067214 | 0.005041 | 0.005041 | 0.005041 | 0.005041 | 0.005041 | Manufacturing - Light Industrial | 0.11258 | 0.11258 | 0.11202 | 0.11202 | 0.1115 | 0.1109 | 0.1109 | Manufacturing - Light Industrial - Storage (Unconditioned) - all | 16 | 6 | 18 | 2671.1684 | 518.5477 | 2671.1684 | 518.5477 | 0 | 0 | 10.6421 | 2.0659 | 0 | 0 | 0 | 0 | 0 | 0 | 0 | 0.82105 | 0.82105 | 0.9 | 0.9 | 0.9 | 0.9 | 0.9 | 0.9 | 0.9 | 0.9 | 0.9 | 0.9 | 0 | 0 | 0 | 0 | 0 | 0 | 0 |  | 2149.6168 | 300.5763 | 2149.6168 | 300.5763 | 0 | 0 | 8.5642 | 1.1975 | 0 | 0 | 0 | 0 | 0 | 0 | 0 | 0.65711 | 0.65711 | 0.725 | 0.725 | 0.725 | 0.725 | 0.725 | 0.725 | 0.725 | 0.725 | 0.725 | 0.725 | 0 | 0 | 0 | 0 | 0 | 0 | 0 | 0.99302 | 0.9808 | 0.99308 | 0.9808
1301 | 13 | 1 | 5 | 1 |  |  |  |  | Office - Large | Conference Room | Office - Large - Conference Room |  | Office - Large | Office - Large - Conference Room | Office (large) All | Sat | Open | 52 | 52 | 0.04 | 1.6184 | 1.6184 | 1.4386 | 1.3487 | 1.2587 | 1.2587 | 1.2587 | 0 | 0 | 0 | 0 | 0 | 0 | 0 | 9.0774 | 9.0774 | 8.0688 | 7.5645 | 7.0602 | 7.0602 | 7.0602 | 0 | 0 | 0 | 0 | 0 | 0 | 0 | 0 | 0 | 0 | 0 | 0 | 0 | 0 | 0 | 0 | 0 | 0 | 0 | 0 | 0 | 0 | 0 | 0 | 0 | 0 | 0 | 0 | 0 | 0 | 0 | 0 | 0 | 0 | 0 | 0.12947 | 0.12947 | 0.11509 | 0.10789 | 0.1007 | 0.1007 | 0.1007 | 0 | 0 | 0 | 0 | 0 | 0 | 0 | 1.0554 | 1.0554 | 0.93809 | 0.87946 | 0.82083 | 0.82083 | 0.82083 | 0 | 0 | 0 | 0 | 0 | 0 | 0 | 0 | 0 | 0 | 0 | 0 | 0 | 0 | 0 | 0 | 0 | 0 | 0 | 0 | 0 | 0 | 0 | 0 | 0 | 0 | 0 | 0 | 0 | 0 | 0 | 0 | 0 | 0 | 0 | Office (large) All ILit Sat | Office (large) All ILit all | 3818 | 5 | 25 | Office (large) All ILit2 Sat | Office (large) All ILit2 Sat | Office (large) All ILit2 All | 3902 | 12 | 28 | 3818 | 2.6966 | 0.21 | 0.05 | 0.05 | 0.05 | 0.05 | 0.05 | 0.05 | 0.05 | 0.21471 | 0.25 | 0.25 | 0.25 | 0.25 | 0.25 | 0.25 | 0.25 | 0.25 | 0.25 | 0.05 | 0.05 | 0.05 | 0.05 | 0.05 | 0.05 | 0.05 | 3.9189 | 0.22993 | 0.12 | 0.12 | 0.12 | 0.12 | 0.12 | 0.12 | 0.12 | 0.25176 | 0.27059 | 0.27059 | 0.28 | 0.28 | 0.25176 | 0.25176 | 0.27059 | 0.27059 | 0.28 | 0.12 | 0.12 | 0.12 | 0.12 | 0.12 | 0.12 | 0.12 | 0 | 0 | 0 | 0 | 0 | 0 | 0 | 0.82353 | 1 | 1 | 1 | 1 | 1 | 1 | 1 | 1 | 1 | 0 | 0 | 0 | 0 | 0 | 0 | 0 | 0 | 0 | 0 | 0 | 0 | 0 | 0 | 0.82353 | 0.94118 | 0.94118 | 1 | 1 | 0.82353 | 0.82353 | 0.94118 | 0.94118 | 1 | 0 | 0 | 0 | 0 | 0 | 0 | 0 | 16 | 0.55 | 0.24 | 0.12 | 0.09 | 0.6962 | 0 | 0 | 0 | 0 | 0 | 0 | 0 | 0 |  | 0.12751 | 0.12751 | 0.13231 | 0.13246 | 0.13172 | 0.13227 | 0.13227 | Office - Large - Conference Room - Sat | 10 | 8 | 17 | 115.1647 | 25.0586 | 0 | 0 | 115.1647 | 25.0586 | 0 | 0 | 2.2147 | 0.4819 | 0 | 0 | 0 | 0 | 0 | 0 | 0 | 0.21471 | 0.25 | 0.25 | 0.25 | 0.25 | 0.25 | 0.25 | 0.25 | 0.25 | 0 | 0 | 0 | 0 | 0 | 0 | 0 | 0 |  | 124.6776 | 79.1041 | 0 | 0 | 124.6776 | 79.1041 | 0 | 0 | 2.3976 | 1.5212 | 0 | 0 | 0 | 0 | 0 | 0 | 0 | 0.25176 | 0.27059 | 0.27059 | 0.28 | 0.28 | 0.25176 | 0.25176 | 0.27059 | 0.27059 | 0 | 0 | 0 | 0 | 0 | 0 | 0 | 0 | 0.85209 | 0.84 | 0.89931 | 0.84
1302 | 13 | 2 | 6 | 2 |  |  |  |  | Office - Large | Conference Room | Office - Large - Conference Room |  | Office - Large | Office - Large - Conference Room | Office (large) All | Sun | Closed | 52 | 52 | 0.04 | 1.6184 | 1.6184 | 1.4386 | 1.3487 | 1.2587 | 1.2587 | 1.2587 | 0 | 0 | 0 | 0 | 0 | 0 | 0 | 3.442 | 3.442 | 3.0595 | 2.8683 | 2.6771 | 2.6771 | 2.6771 | 0 | 0 | 0 | 0 | 0 | 0 | 0 | 0 | 0 | 0 | 0 | 0 | 0 | 0 | 0 | 0 | 0 | 0 | 0 | 0 | 0 | 0 | 0 | 0 | 0 | 0 | 0 | 0 | 0 | 0 | 0 | 0 | 0 | 0 | 0 | 0.12947 | 0.12947 | 0.11509 | 0.10789 | 0.1007 | 0.1007 | 0.1007 | 0 | 0 | 0 | 0 | 0 | 0 | 0 | 0.29062 | 0.29062 | 0.25833 | 0.24218 | 0.22604 | 0.22604 | 0.22604 | 0 | 0 | 0 | 0 | 0 | 0 | 0 | 0 | 0 | 0 | 0 | 0 | 0 | 0 | 0 | 0 | 0 | 0 | 0 | 0 | 0 | 0 | 0 | 0 | 0 | 0 | 0 | 0 | 0 | 0 | 0 | 0 | 0 | 0 | 0 | Office (large) All ILit Cls | Office (large) All ILit Cls | 2 | 5 | 5 | Office (large) All ILit2 Cls | Office (large) All ILit Cls | Office (large) All ILit Cls | 2 | 5 | 5 | 2 | 1.0225 | 0.042 | 0.05 | 0.05 | 0.05 | 0.05 | 0.05 | 0.05 | 0.05 | 0.05 | 0.05 | 0.05 | 0.05 | 0.05 | 0.05 | 0.05 | 0.05 | 0.05 | 0.05 | 0.05 | 0.05 | 0.05 | 0.05 | 0.05 | 0.05 | 0.05 | 1.0792 | 0.042 | 0.05 | 0.05 | 0.05 | 0.05 | 0.05 | 0.05 | 0.05 | 0.05 | 0.05 | 0.05 | 0.05 | 0.05 | 0.05 | 0.05 | 0.05 | 0.05 | 0.05 | 0.05 | 0.05 | 0.05 | 0.05 | 0.05 | 0.05 | 0.05 | 0 | 0 | 0 | 0 | 0 | 0 | 0 | 0 | 0 | 0 | 0 | 0 | 0 | 0 | 0 | 0 | 0 | 0 | 0 | 0 | 0 | 0 | 0 | 0 | 0 | 0 | 0 | 0 | 0 | 0 | 0 | 0 | 0 | 0 | 0 | 0 | 0 | 0 | 0 | 0 | 0 | 0 | 0 | 0 | 0 | 0 | 0 | 0 | 16 | 0.55 | 0.24 | 0.12 | 0.09 | 0.6962 | 0 | 0 | 0 | 0 | 0 | 0 | 0 | 0 |  | 0.12751 | 0.12751 | 0.13231 | 0.13246 | 0.13172 | 0.13227 | 0.13227 | Office - Large - Conference Room - Sun | 12 | 8 | 17 | 0 | 53.1702 | 0 | 0 | 0 | 53.1702 | 0 | 0 | 0 | 1.0225 | 0 | 0 | 0 | 0 | 0 | 0 | 0 | 0 | 0 | 0 | 0 | 0 | 0 | 0 | 0 | 0 | 0 | 0 | 0 | 0 | 0 | 0 | 0 | 0 |  | 0 | 56.117 | 0 | 0 | 0 | 56.117 | 0 | 0 | 0 | 1.0792 | 0 | 0 | 0 | 0 | 0 | 0 | 0 | 0 | 0 | 0 | 0 | 0 | 0 | 0 | 0 | 0 | 0 | 0 | 0 | 0 | 0 | 0 | 0 | 0 | 0.85209 | 0.84 | 0.89931 | 0.84
1303 | 13 | 3 | 7 | 3 |  |  |  |  | Office - Large | Conference Room | Office - Large - Conference Room |  | Office - Large | Office - Large - Conference Room | Office (large) All | Hol | Closed | 10 | 10 | 0.04 | 1.6184 | 1.6184 | 1.4386 | 1.3487 | 1.2587 | 1.2587 | 1.2587 | 0 | 0 | 0 | 0 | 0 | 0 | 0 | 0.66192 | 0.66192 | 0.58837 | 0.5516 | 0.51483 | 0.51483 | 0.51483 | 0 | 0 | 0 | 0 | 0 | 0 | 0 | 0 | 0 | 0 | 0 | 0 | 0 | 0 | 0 | 0 | 0 | 0 | 0 | 0 | 0 | 0 | 0 | 0 | 0 | 0 | 0 | 0 | 0 | 0 | 0 | 0 | 0 | 0 | 0 | 0.12947 | 0.12947 | 0.11509 | 0.10789 | 0.1007 | 0.1007 | 0.1007 | 0 | 0 | 0 | 0 | 0 | 0 | 0 | 0.055889 | 0.055889 | 0.049679 | 0.046574 | 0.043469 | 0.043469 | 0.043469 | 0 | 0 | 0 | 0 | 0 | 0 | 0 | 0 | 0 | 0 | 0 | 0 | 0 | 0 | 0 | 0 | 0 | 0 | 0 | 0 | 0 | 0 | 0 | 0 | 0 | 0 | 0 | 0 | 0 | 0 | 0 | 0 | 0 | 0 | 0 | Office (large) All ILit Cls | Office (large) All ILit Cls | 2 | 5 | 5 | Office (large) All ILit2 Cls | Office (large) All ILit Cls | Office (large) All ILit Cls | 2 | 5 | 5 | 2 | 1.0225 | 0.042 | 0.05 | 0.05 | 0.05 | 0.05 | 0.05 | 0.05 | 0.05 | 0.05 | 0.05 | 0.05 | 0.05 | 0.05 | 0.05 | 0.05 | 0.05 | 0.05 | 0.05 | 0.05 | 0.05 | 0.05 | 0.05 | 0.05 | 0.05 | 0.05 | 1.0792 | 0.042 | 0.05 | 0.05 | 0.05 | 0.05 | 0.05 | 0.05 | 0.05 | 0.05 | 0.05 | 0.05 | 0.05 | 0.05 | 0.05 | 0.05 | 0.05 | 0.05 | 0.05 | 0.05 | 0.05 | 0.05 | 0.05 | 0.05 | 0.05 | 0.05 | 0 | 0 | 0 | 0 | 0 | 0 | 0 | 0 | 0 | 0 | 0 | 0 | 0 | 0 | 0 | 0 | 0 | 0 | 0 | 0 | 0 | 0 | 0 | 0 | 0 | 0 | 0 | 0 | 0 | 0 | 0 | 0 | 0 | 0 | 0 | 0 | 0 | 0 | 0 | 0 | 0 | 0 | 0 | 0 | 0 | 0 | 0 | 0 | 16 | 0.55 | 0.24 | 0.12 | 0.09 | 0.6962 | 0 | 0 | 0 | 0 | 0 | 0 | 0 | 0 |  | 0.12751 | 0.12751 | 0.13231 | 0.13246 | 0.13172 | 0.13227 | 0.13227 | Office - Large - Conference Room - Hol | 14 | 8 | 17 | 0 | 10.225 | 0 | 0 | 0 | 10.225 | 0 | 0 | 0 | 1.0225 | 0 | 0 | 0 | 0 | 0 | 0 | 0 | 0 | 0 | 0 | 0 | 0 | 0 | 0 | 0 | 0 | 0 | 0 | 0 | 0 | 0 | 0 | 0 | 0 |  | 0 | 10.7917 | 0 | 0 | 0 | 10.7917 | 0 | 0 | 0 | 1.0792 | 0 | 0 | 0 | 0 | 0 | 0 | 0 | 0 | 0 | 0 | 0 | 0 | 0 | 0 | 0 | 0 | 0 | 0 | 0 | 0 | 0 | 0 | 0 | 0 | 0.85209 | 0.84 | 0.89931 | 0.84
1304 | 13 | 4 | 8 | 4 |  |  | Office - Large - Conference Room | Office - Large - Conference Room | Office - Large | Conference Room | Office - Large - Conference Room |  | Office - Large | Office - Large - Conference Room | Office (large) All | all | Open | 251 | 251 | 0.04 | 1.6184 | 1.6184 | 1.4386 | 1.3487 | 1.2587 | 1.2587 | 1.2587 | 0.064735 | 0.064735 | 0.057543 | 0.053946 | 0.05035 | 0.05035 | 0.05035 | 132.4984 | 132.4984 | 117.7763 | 110.4153 | 103.0543 | 103.0543 | 103.0543 | 0.038608 | 0.038608 | 0.034318 | 0.032173 | 0.030029 | 0.030029 | 0.030029 | 2250.3892 | 2250.3892 | 2250.3892 | 2250.3892 | 2250.3892 | 2250.3892 | 2250.3892 | 0 | 0 | 0 | 0 | 0 | 0 | 0 | 0.5964 | 0.5964 | 0.5964 | 0.5964 | 0.5964 | 0.5964 | 0.5964 | 0 | 0 | 0 | 0 | 0 | 0 | 0 | 0.12947 | 0.12947 | 0.11509 | 0.10789 | 0.1007 | 0.1007 | 0.1007 | 0.0051789 | 0.0051789 | 0.0046034 | 0.0043157 | 0.004028 | 0.004028 | 0.004028 | 12.5525 | 12.5525 | 11.1578 | 10.4605 | 9.7631 | 9.7631 | 9.7631 | 0.0027197 | 0.0027197 | 0.0024175 | 0.0022664 | 0.0021153 | 0.0021153 | 0.0021153 | 2694.4979 | 2694.4979 | 2694.4979 | 2694.4979 | 2694.4979 | 2694.4979 | 2694.4979 | 0 | 0 | 0 | 0 | 0 | 0 | 0 | 0.52516 | 0.52516 | 0.52516 | 0.52516 | 0.52516 | 0.52516 | 0.52516 | 0 | 0 | 0 | 0 | 0 | 0 | 0 | Office (large) All ILit all | Office (large) All ILit all | 3817 | 5.5 | 73 | Office (large) All ILit2 all | Office (large) All ILit2 all | Office (large) All ILit2 All | 3901 | 24 | 64 | 3817 | 8.1545 | 0.5964 | 0.055 | 0.055 | 0.055 | 0.055 | 0.11 | 0.18 | 0.28 | 0.45 | 0.7 | 0.73 | 0.73 | 0.73 | 0.73 | 0.73 | 0.73 | 0.73 | 0.67 | 0.57 | 0.43 | 0.3 | 0.2 | 0.15 | 0.1 | 0.1 | 9.6566 | 0.52516 | 0.24 | 0.24 | 0.24 | 0.24 | 0.24 | 0.24 | 0.24 | 0.57333 | 0.61778 | 0.61778 | 0.64 | 0.64 | 0.57333 | 0.57333 | 0.61778 | 0.61778 | 0.64 | 0.57333 | 0.52889 | 0.48444 | 0.39556 | 0.35111 | 0.30667 | 0.30667 | 0 | 0 | 0 | 0 | 0.081481 | 0.18519 | 0.33333 | 0.58519 | 0.95556 | 1 | 1 | 1 | 1 | 1 | 1 | 1 | 0.91111 | 0.76296 | 0.55556 | 0.36296 | 0.21481 | 0.14074 | 0.066667 | 0.066667 | 0 | 0 | 0 | 0 | 0 | 0 | 0 | 0.83333 | 0.94444 | 0.94444 | 1 | 1 | 0.83333 | 0.83333 | 0.94444 | 0.94444 | 1 | 0.83333 | 0.72222 | 0.61111 | 0.38889 | 0.27778 | 0.16667 | 0.16667 | 16 | 0.55 | 0.24 | 0.12 | 0.09 | 0.6962 | 0.088216 | 0.0057107 | 0.0057107 | 0.0050762 | 0.0047589 | 0.0044416 | 0.0044416 | 0.0044416 |  | 0.12751 | 0.12751 | 0.13231 | 0.13246 | 0.13172 | 0.13227 | 0.13227 | Office - Large - Conference Room - all | 16 | 8 | 17 | 1571.26 | 475.5107 | 1571.26 | 475.5107 | 0 | 0 | 6.26 | 1.8945 | 0 | 0 | 0 | 0 | 0 | 0 | 0 | 0 | 0 | 0.45 | 0.7 | 0.73 | 0.73 | 0.73 | 0.73 | 0.73 | 0.73 | 0.73 | 0 | 0 | 0 | 0 | 0 | 0 | 0 | 0 |  | 1373.2489 | 1050.5585 | 1373.2489 | 1050.5585 | 0 | 0 | 5.4711 | 4.1855 | 0 | 0 | 0 | 0 | 0 | 0 | 0 | 0 | 0 | 0.57333 | 0.61778 | 0.61778 | 0.64 | 0.64 | 0.57333 | 0.57333 | 0.61778 | 0.61778 | 0 | 0 | 0 | 0 | 0 | 0 | 0 | 0 | 0.85209 | 0.84 | 0.89931 | 0.84
1305 | 13 | 5 | 5 | 1 |  |  |  |  | Office - Large | Copy Room (photocopying equipment) | Office - Large - Copy Room (photocopying equipment) |  | Office - Large | Office - Large - Copy Room (photocopying equipment) | Office (large) All | Sat | Open | 52 | 52 | 0.02 | 1.1688 | 1.1688 | 1.1688 | 1.1688 | 1.0789 | 1.0789 | 1.0789 | 0 | 0 | 0 | 0 | 0 | 0 | 0 | 3.847 | 3.847 | 3.847 | 3.847 | 3.5511 | 3.5511 | 3.5511 | 0 | 0 | 0 | 0 | 0 | 0 | 0 | 0 | 0 | 0 | 0 | 0 | 0 | 0 | 0 | 0 | 0 | 0 | 0 | 0 | 0 | 0 | 0 | 0 | 0 | 0 | 0 | 0 | 0 | 0 | 0 | 0 | 0 | 0 | 0 | 0.093507 | 0.093507 | 0.093507 | 0.093507 | 0.086314 | 0.086314 | 0.086314 | 0 | 0 | 0 | 0 | 0 | 0 | 0 | 0.42377 | 0.42377 | 0.42377 | 0.42377 | 0.39117 | 0.39117 | 0.39117 | 0 | 0 | 0 | 0 | 0 | 0 | 0 | 0 | 0 | 0 | 0 | 0 | 0 | 0 | 0 | 0 | 0 | 0 | 0 | 0 | 0 | 0 | 0 | 0 | 0 | 0 | 0 | 0 | 0 | 0 | 0 | 0 | 0 | 0 | 0 | Office (large) All ILit Sat | Office (large) All ILit all | 3818 | 5 | 25 | Office (large) All ILit2 Sat | Office (large) All ILit2 Sat | Office (large) All ILit2 All | 3902 | 12 | 28 | 3818 | 3.1647 | 0.25 | 0.05 | 0.05 | 0.05 | 0.05 | 0.05 | 0.05 | 0.05 | 0.21471 | 0.25 | 0.25 | 0.25 | 0.25 | 0.25 | 0.25 | 0.25 | 0.25 | 0.25 | 0.05 | 0.05 | 0.05 | 0.05 | 0.05 | 0.05 | 0.05 | 4.3576 | 0.27373 | 0.12 | 0.12 | 0.12 | 0.12 | 0.12 | 0.12 | 0.12 | 0.25176 | 0.27059 | 0.27059 | 0.28 | 0.28 | 0.25176 | 0.25176 | 0.27059 | 0.27059 | 0.28 | 0.12 | 0.12 | 0.12 | 0.12 | 0.12 | 0.12 | 0.12 | 0 | 0 | 0 | 0 | 0 | 0 | 0 | 0.82353 | 1 | 1 | 1 | 1 | 1 | 1 | 1 | 1 | 1 | 0 | 0 | 0 | 0 | 0 | 0 | 0 | 0 | 0 | 0 | 0 | 0 | 0 | 0 | 0.82353 | 0.94118 | 0.94118 | 1 | 1 | 0.82353 | 0.82353 | 0.94118 | 0.94118 | 1 | 0 | 0 | 0 | 0 | 0 | 0 | 0 | 10 | 0.55 | 0.24 | 0.12 | 0.09 | 0.6962 | 0 | 0 | 0 | 0 | 0 | 0 | 0 | 0 |  | 0.12751 | 0.12751 | 0.13231 | 0.13246 | 0.13172 | 0.13227 | 0.13227 | Office - Large - Copy Room (photocopying equipment) - Sat | 10 | 8 | 17 | 115.1647 | 49.4 | 0 | 0 | 115.1647 | 49.4 | 0 | 0 | 2.2147 | 0.95 | 0 | 0 | 0 | 0 | 0 | 0 | 0 | 0.21471 | 0.25 | 0.25 | 0.25 | 0.25 | 0.25 | 0.25 | 0.25 | 0.25 | 0 | 0 | 0 | 0 | 0 | 0 | 0 | 0 |  | 124.6776 | 101.92 | 0 | 0 | 124.6776 | 101.92 | 0 | 0 | 2.3976 | 1.96 | 0 | 0 | 0 | 0 | 0 | 0 | 0 | 0.25176 | 0.27059 | 0.27059 | 0.28 | 0.28 | 0.25176 | 0.25176 | 0.27059 | 0.27059 | 0 | 0 | 0 | 0 | 0 | 0 | 0 | 0 | 1 | 1 | 1 | 1
1306 | 13 | 6 | 6 | 2 |  |  |  |  | Office - Large | Copy Room (photocopying equipment) | Office - Large - Copy Room (photocopying equipment) |  | Office - Large | Office - Large - Copy Room (photocopying equipment) | Office (large) All | Sun | Closed | 52 | 52 | 0.02 | 1.1688 | 1.1688 | 1.1688 | 1.1688 | 1.0789 | 1.0789 | 1.0789 | 0 | 0 | 0 | 0 | 0 | 0 | 0 | 1.4587 | 1.4587 | 1.4587 | 1.4587 | 1.3465 | 1.3465 | 1.3465 | 0 | 0 | 0 | 0 | 0 | 0 | 0 | 0 | 0 | 0 | 0 | 0 | 0 | 0 | 0 | 0 | 0 | 0 | 0 | 0 | 0 | 0 | 0 | 0 | 0 | 0 | 0 | 0 | 0 | 0 | 0 | 0 | 0 | 0 | 0 | 0.093507 | 0.093507 | 0.093507 | 0.093507 | 0.086314 | 0.086314 | 0.086314 | 0 | 0 | 0 | 0 | 0 | 0 | 0 | 0.1167 | 0.1167 | 0.1167 | 0.1167 | 0.10772 | 0.10772 | 0.10772 | 0 | 0 | 0 | 0 | 0 | 0 | 0 | 0 | 0 | 0 | 0 | 0 | 0 | 0 | 0 | 0 | 0 | 0 | 0 | 0 | 0 | 0 | 0 | 0 | 0 | 0 | 0 | 0 | 0 | 0 | 0 | 0 | 0 | 0 | 0 | Office (large) All ILit Cls | Office (large) All ILit Cls | 2 | 5 | 5 | Office (large) All ILit2 Cls | Office (large) All ILit Cls | Office (large) All ILit Cls | 2 | 5 | 5 | 2 | 1.2 | 0.05 | 0.05 | 0.05 | 0.05 | 0.05 | 0.05 | 0.05 | 0.05 | 0.05 | 0.05 | 0.05 | 0.05 | 0.05 | 0.05 | 0.05 | 0.05 | 0.05 | 0.05 | 0.05 | 0.05 | 0.05 | 0.05 | 0.05 | 0.05 | 0.05 | 1.2 | 0.05 | 0.05 | 0.05 | 0.05 | 0.05 | 0.05 | 0.05 | 0.05 | 0.05 | 0.05 | 0.05 | 0.05 | 0.05 | 0.05 | 0.05 | 0.05 | 0.05 | 0.05 | 0.05 | 0.05 | 0.05 | 0.05 | 0.05 | 0.05 | 0.05 | 0 | 0 | 0 | 0 | 0 | 0 | 0 | 0 | 0 | 0 | 0 | 0 | 0 | 0 | 0 | 0 | 0 | 0 | 0 | 0 | 0 | 0 | 0 | 0 | 0 | 0 | 0 | 0 | 0 | 0 | 0 | 0 | 0 | 0 | 0 | 0 | 0 | 0 | 0 | 0 | 0 | 0 | 0 | 0 | 0 | 0 | 0 | 0 | 10 | 0.55 | 0.24 | 0.12 | 0.09 | 0.6962 | 0 | 0 | 0 | 0 | 0 | 0 | 0 | 0 |  | 0.12751 | 0.12751 | 0.13231 | 0.13246 | 0.13172 | 0.13227 | 0.13227 | Office - Large - Copy Room (photocopying equipment) - Sun | 12 | 8 | 17 | 0 | 62.4 | 0 | 0 | 0 | 62.4 | 0 | 0 | 0 | 1.2 | 0 | 0 | 0 | 0 | 0 | 0 | 0 | 0 | 0 | 0 | 0 | 0 | 0 | 0 | 0 | 0 | 0 | 0 | 0 | 0 | 0 | 0 | 0 | 0 |  | 0 | 62.4 | 0 | 0 | 0 | 62.4 | 0 | 0 | 0 | 1.2 | 0 | 0 | 0 | 0 | 0 | 0 | 0 | 0 | 0 | 0 | 0 | 0 | 0 | 0 | 0 | 0 | 0 | 0 | 0 | 0 | 0 | 0 | 0 | 0 | 1 | 1 | 1 | 1
1307 | 13 | 7 | 7 | 3 |  |  |  |  | Office - Large | Copy Room (photocopying equipment) | Office - Large - Copy Room (photocopying equipment) |  | Office - Large | Office - Large - Copy Room (photocopying equipment) | Office (large) All | Hol | Closed | 10 | 10 | 0.02 | 1.1688 | 1.1688 | 1.1688 | 1.1688 | 1.0789 | 1.0789 | 1.0789 | 0 | 0 | 0 | 0 | 0 | 0 | 0 | 0.28052 | 0.28052 | 0.28052 | 0.28052 | 0.25894 | 0.25894 | 0.25894 | 0 | 0 | 0 | 0 | 0 | 0 | 0 | 0 | 0 | 0 | 0 | 0 | 0 | 0 | 0 | 0 | 0 | 0 | 0 | 0 | 0 | 0 | 0 | 0 | 0 | 0 | 0 | 0 | 0 | 0 | 0 | 0 | 0 | 0 | 0 | 0.093507 | 0.093507 | 0.093507 | 0.093507 | 0.086314 | 0.086314 | 0.086314 | 0 | 0 | 0 | 0 | 0 | 0 | 0 | 0.022442 | 0.022442 | 0.022442 | 0.022442 | 0.020715 | 0.020715 | 0.020715 | 0 | 0 | 0 | 0 | 0 | 0 | 0 | 0 | 0 | 0 | 0 | 0 | 0 | 0 | 0 | 0 | 0 | 0 | 0 | 0 | 0 | 0 | 0 | 0 | 0 | 0 | 0 | 0 | 0 | 0 | 0 | 0 | 0 | 0 | 0 | Office (large) All ILit Cls | Office (large) All ILit Cls | 2 | 5 | 5 | Office (large) All ILit2 Cls | Office (large) All ILit Cls | Office (large) All ILit Cls | 2 | 5 | 5 | 2 | 1.2 | 0.05 | 0.05 | 0.05 | 0.05 | 0.05 | 0.05 | 0.05 | 0.05 | 0.05 | 0.05 | 0.05 | 0.05 | 0.05 | 0.05 | 0.05 | 0.05 | 0.05 | 0.05 | 0.05 | 0.05 | 0.05 | 0.05 | 0.05 | 0.05 | 0.05 | 1.2 | 0.05 | 0.05 | 0.05 | 0.05 | 0.05 | 0.05 | 0.05 | 0.05 | 0.05 | 0.05 | 0.05 | 0.05 | 0.05 | 0.05 | 0.05 | 0.05 | 0.05 | 0.05 | 0.05 | 0.05 | 0.05 | 0.05 | 0.05 | 0.05 | 0.05 | 0 | 0 | 0 | 0 | 0 | 0 | 0 | 0 | 0 | 0 | 0 | 0 | 0 | 0 | 0 | 0 | 0 | 0 | 0 | 0 | 0 | 0 | 0 | 0 | 0 | 0 | 0 | 0 | 0 | 0 | 0 | 0 | 0 | 0 | 0 | 0 | 0 | 0 | 0 | 0 | 0 | 0 | 0 | 0 | 0 | 0 | 0 | 0 | 10 | 0.55 | 0.24 | 0.12 | 0.09 | 0.6962 | 0 | 0 | 0 | 0 | 0 | 0 | 0 | 0 |  | 0.12751 | 0.12751 | 0.13231 | 0.13246 | 0.13172 | 0.13227 | 0.13227 | Office - Large - Copy Room (photocopying equipment) - Hol | 14 | 8 | 17 | 0 | 12 | 0 | 0 | 0 | 12 | 0 | 0 | 0 | 1.2 | 0 | 0 | 0 | 0 | 0 | 0 | 0 | 0 | 0 | 0 | 0 | 0 | 0 | 0 | 0 | 0 | 0 | 0 | 0 | 0 | 0 | 0 | 0 | 0 |  | 0 | 12 | 0 | 0 | 0 | 12 | 0 | 0 | 0 | 1.2 | 0 | 0 | 0 | 0 | 0 | 0 | 0 | 0 | 0 | 0 | 0 | 0 | 0 | 0 | 0 | 0 | 0 | 0 | 0 | 0 | 0 | 0 | 0 | 0 | 1 | 1 | 1 | 1
1308 | 13 | 8 | 8 | 4 |  |  | Office - Large - Copy Room (photocopying equipment) | Office - Large - Copy Room (photocopying equipment) | Office - Large | Copy Room (photocopying equipment) | Office - Large - Copy Room (photocopying equipment) |  | Office - Large | Office - Large - Copy Room (photocopying equipment) | Office (large) All | all | Open | 251 | 251 | 0.02 | 1.1688 | 1.1688 | 1.1688 | 1.1688 | 1.0789 | 1.0789 | 1.0789 | 0.023377 | 0.023377 | 0.023377 | 0.023377 | 0.021578 | 0.021578 | 0.021578 | 56.1523 | 56.1523 | 56.1523 | 56.1523 | 51.8329 | 51.8329 | 51.8329 | 0.016597 | 0.016597 | 0.016597 | 0.016597 | 0.015321 | 0.015321 | 0.015321 | 2641.0347 | 2641.0347 | 2641.0347 | 2641.0347 | 2641.0347 | 2641.0347 | 2641.0347 | 0 | 0 | 0 | 0 | 0 | 0 | 0 | 0.71 | 0.71 | 0.71 | 0.71 | 0.71 | 0.71 | 0.71 | 0 | 0 | 0 | 0 | 0 | 0 | 0 | 0.093507 | 0.093507 | 0.093507 | 0.093507 | 0.086314 | 0.086314 | 0.086314 | 0.0018701 | 0.0018701 | 0.0018701 | 0.0018701 | 0.0017263 | 0.0017263 | 0.0017263 | 5.0404 | 5.0404 | 5.0404 | 5.0404 | 4.6527 | 4.6527 | 4.6527 | 0.0011692 | 0.0011692 | 0.0011692 | 0.0011692 | 0.0010792 | 0.0010792 | 0.0010792 | 2996.1799 | 2996.1799 | 2996.1799 | 2996.1799 | 2996.1799 | 2996.1799 | 2996.1799 | 0 | 0 | 0 | 0 | 0 | 0 | 0 | 0.62519 | 0.62519 | 0.62519 | 0.62519 | 0.62519 | 0.62519 | 0.62519 | 0 | 0 | 0 | 0 | 0 | 0 | 0 | Office (large) All ILit all | Office (large) All ILit all | 3817 | 5.5 | 73 | Office (large) All ILit2 all | Office (large) All ILit2 all | Office (large) All ILit2 All | 3901 | 24 | 64 | 3817 | 9.57 | 0.71 | 0.055 | 0.055 | 0.055 | 0.055 | 0.11 | 0.18 | 0.28 | 0.45 | 0.7 | 0.73 | 0.73 | 0.73 | 0.73 | 0.73 | 0.73 | 0.73 | 0.67 | 0.57 | 0.43 | 0.3 | 0.2 | 0.15 | 0.1 | 0.1 | 10.7378 | 0.62519 | 0.24 | 0.24 | 0.24 | 0.24 | 0.24 | 0.24 | 0.24 | 0.57333 | 0.61778 | 0.61778 | 0.64 | 0.64 | 0.57333 | 0.57333 | 0.61778 | 0.61778 | 0.64 | 0.57333 | 0.52889 | 0.48444 | 0.39556 | 0.35111 | 0.30667 | 0.30667 | 0 | 0 | 0 | 0 | 0.081481 | 0.18519 | 0.33333 | 0.58519 | 0.95556 | 1 | 1 | 1 | 1 | 1 | 1 | 1 | 0.91111 | 0.76296 | 0.55556 | 0.36296 | 0.21481 | 0.14074 | 0.066667 | 0.066667 | 0 | 0 | 0 | 0 | 0 | 0 | 0 | 0.83333 | 0.94444 | 0.94444 | 1 | 1 | 0.83333 | 0.83333 | 0.94444 | 0.94444 | 1 | 0.83333 | 0.72222 | 0.61111 | 0.38889 | 0.27778 | 0.16667 | 0.16667 | 10 | 0.55 | 0.24 | 0.12 | 0.09 | 0.6962 | 0.065637 | 0.0015344 | 0.0015344 | 0.0015344 | 0.0015344 | 0.0014163 | 0.0014163 | 0.0014163 |  | 0.12751 | 0.12751 | 0.13231 | 0.13246 | 0.13172 | 0.13227 | 0.13227 | Office - Large - Copy Room (photocopying equipment) - all | 16 | 8 | 17 | 1571.26 | 830.81 | 1571.26 | 830.81 | 0 | 0 | 6.26 | 3.31 | 0 | 0 | 0 | 0 | 0 | 0 | 0 | 0 | 0 | 0.45 | 0.7 | 0.73 | 0.73 | 0.73 | 0.73 | 0.73 | 0.73 | 0.73 | 0 | 0 | 0 | 0 | 0 | 0 | 0 | 0 |  | 1373.2489 | 1321.9333 | 1373.2489 | 1321.9333 | 0 | 0 | 5.4711 | 5.2667 | 0 | 0 | 0 | 0 | 0 | 0 | 0 | 0 | 0 | 0.57333 | 0.61778 | 0.61778 | 0.64 | 0.64 | 0.57333 | 0.57333 | 0.61778 | 0.61778 | 0 | 0 | 0 | 0 | 0 | 0 | 0 | 0 | 1 | 1 | 1 | 1
1309 | 13 | 9 | 5 | 1 |  |  |  |  | Office - Large | Corridor | Office - Large - Corridor |  | Office - Large | Office - Large - Corridor | Office (large) All | Sat | Open | 52 | 52 | 0.1 | 0.71928 | 0.71928 | 0.53946 | 0.53946 | 0.53946 | 0.53946 | 0.53946 | 0 | 0 | 0 | 0 | 0 | 0 | 0 | 11.3089 | 11.3089 | 8.4817 | 8.4817 | 8.4817 | 8.4817 | 8.4817 | 0 | 0 | 0 | 0 | 0 | 0 | 0 | 0 | 0 | 0 | 0 | 0 | 0 | 0 | 0 | 0 | 0 | 0 | 0 | 0 | 0 | 0 | 0 | 0 | 0 | 0 | 0 | 0 | 0 | 0 | 0 | 0 | 0 | 0 | 0 | 0.057543 | 0.057543 | 0.043157 | 0.043157 | 0.043157 | 0.043157 | 0.043157 | 0 | 0 | 0 | 0 | 0 | 0 | 0 | 1.2643 | 1.2643 | 0.94824 | 0.94824 | 0.94824 | 0.94824 | 0.94824 | 0 | 0 | 0 | 0 | 0 | 0 | 0 | 0 | 0 | 0 | 0 | 0 | 0 | 0 | 0 | 0 | 0 | 0 | 0 | 0 | 0 | 0 | 0 | 0 | 0 | 0 | 0 | 0 | 0 | 0 | 0 | 0 | 0 | 0 | 0 | Office (large) All ILit Sat | Office (large) All ILit all | 3818 | 5 | 25 | Office (large) All ILit2 Sat | Office (large) All ILit2 Sat | Office (large) All ILit2 All | 3902 | 12 | 28 | 3818 | 3.0236 | 0.24 | 0.05 | 0.05 | 0.05 | 0.05 | 0.05 | 0.05 | 0.05 | 0.21471 | 0.25 | 0.25 | 0.25 | 0.25 | 0.25 | 0.25 | 0.25 | 0.25 | 0.25 | 0.05 | 0.05 | 0.05 | 0.05 | 0.05 | 0.05 | 0.05 | 4.2253 | 0.26278 | 0.12 | 0.12 | 0.12 | 0.12 | 0.12 | 0.12 | 0.12 | 0.25176 | 0.27059 | 0.27059 | 0.28 | 0.28 | 0.25176 | 0.25176 | 0.27059 | 0.27059 | 0.28 | 0.12 | 0.12 | 0.12 | 0.12 | 0.12 | 0.12 | 0.12 | 0 | 0 | 0 | 0 | 0 | 0 | 0 | 0.82353 | 1 | 1 | 1 | 1 | 1 | 1 | 1 | 1 | 1 | 0 | 0 | 0 | 0 | 0 | 0 | 0 | 0 | 0 | 0 | 0 | 0 | 0 | 0 | 0.82353 | 0.94118 | 0.94118 | 1 | 1 | 0.82353 | 0.82353 | 0.94118 | 0.94118 | 1 | 0 | 0 | 0 | 0 | 0 | 0 | 0 | 10 | 0.66337 | 0.20792 | 0.079208 | 0.049505 | 0.76136 | 0 | 0 | 0 | 0 | 0 | 0 | 0 | 0 |  | 0.12751 | 0.12751 | 0.13231 | 0.13246 | 0.13172 | 0.13227 | 0.13227 | Office - Large - Corridor - Sat | 10 | 8 | 17 | 115.1647 | 42.0603 | 0 | 0 | 115.1647 | 42.0603 | 0 | 0 | 2.2147 | 0.80885 | 0 | 0 | 0 | 0 | 0 | 0 | 0 | 0.21471 | 0.25 | 0.25 | 0.25 | 0.25 | 0.25 | 0.25 | 0.25 | 0.25 | 0 | 0 | 0 | 0 | 0 | 0 | 0 | 0 |  | 124.6776 | 95.0403 | 0 | 0 | 124.6776 | 95.0403 | 0 | 0 | 2.3976 | 1.8277 | 0 | 0 | 0 | 0 | 0 | 0 | 0 | 0.25176 | 0.27059 | 0.27059 | 0.28 | 0.28 | 0.25176 | 0.25176 | 0.27059 | 0.27059 | 0 | 0 | 0 | 0 | 0 | 0 | 0 | 0 | 0.9554 | 0.96 | 0.96964 | 0.96
1310 | 13 | 10 | 6 | 2 |  |  |  |  | Office - Large | Corridor | Office - Large - Corridor |  | Office - Large | Office - Large - Corridor | Office (large) All | Sun | Closed | 52 | 52 | 0.1 | 0.71928 | 0.71928 | 0.53946 | 0.53946 | 0.53946 | 0.53946 | 0.53946 | 0 | 0 | 0 | 0 | 0 | 0 | 0 | 4.2881 | 4.2881 | 3.2161 | 3.2161 | 3.2161 | 3.2161 | 3.2161 | 0 | 0 | 0 | 0 | 0 | 0 | 0 | 0 | 0 | 0 | 0 | 0 | 0 | 0 | 0 | 0 | 0 | 0 | 0 | 0 | 0 | 0 | 0 | 0 | 0 | 0 | 0 | 0 | 0 | 0 | 0 | 0 | 0 | 0 | 0 | 0.057543 | 0.057543 | 0.043157 | 0.043157 | 0.043157 | 0.043157 | 0.043157 | 0 | 0 | 0 | 0 | 0 | 0 | 0 | 0.34817 | 0.34817 | 0.26112 | 0.26112 | 0.26112 | 0.26112 | 0.26112 | 0 | 0 | 0 | 0 | 0 | 0 | 0 | 0 | 0 | 0 | 0 | 0 | 0 | 0 | 0 | 0 | 0 | 0 | 0 | 0 | 0 | 0 | 0 | 0 | 0 | 0 | 0 | 0 | 0 | 0 | 0 | 0 | 0 | 0 | 0 | Office (large) All ILit Cls | Office (large) All ILit Cls | 2 | 5 | 5 | Office (large) All ILit2 Cls | Office (large) All ILit Cls | Office (large) All ILit Cls | 2 | 5 | 5 | 2 | 1.1465 | 0.048 | 0.05 | 0.05 | 0.05 | 0.05 | 0.05 | 0.05 | 0.05 | 0.05 | 0.05 | 0.05 | 0.05 | 0.05 | 0.05 | 0.05 | 0.05 | 0.05 | 0.05 | 0.05 | 0.05 | 0.05 | 0.05 | 0.05 | 0.05 | 0.05 | 1.1636 | 0.048 | 0.05 | 0.05 | 0.05 | 0.05 | 0.05 | 0.05 | 0.05 | 0.05 | 0.05 | 0.05 | 0.05 | 0.05 | 0.05 | 0.05 | 0.05 | 0.05 | 0.05 | 0.05 | 0.05 | 0.05 | 0.05 | 0.05 | 0.05 | 0.05 | 0 | 0 | 0 | 0 | 0 | 0 | 0 | 0 | 0 | 0 | 0 | 0 | 0 | 0 | 0 | 0 | 0 | 0 | 0 | 0 | 0 | 0 | 0 | 0 | 0 | 0 | 0 | 0 | 0 | 0 | 0 | 0 | 0 | 0 | 0 | 0 | 0 | 0 | 0 | 0 | 0 | 0 | 0 | 0 | 0 | 0 | 0 | 0 | 10 | 0.66337 | 0.20792 | 0.079208 | 0.049505 | 0.76136 | 0 | 0 | 0 | 0 | 0 | 0 | 0 | 0 |  | 0.12751 | 0.12751 | 0.13231 | 0.13246 | 0.13172 | 0.13227 | 0.13227 | Office - Large - Corridor - Sun | 12 | 8 | 17 | 0 | 59.6169 | 0 | 0 | 0 | 59.6169 | 0 | 0 | 0 | 1.1465 | 0 | 0 | 0 | 0 | 0 | 0 | 0 | 0 | 0 | 0 | 0 | 0 | 0 | 0 | 0 | 0 | 0 | 0 | 0 | 0 | 0 | 0 | 0 | 0 |  | 0 | 60.5055 | 0 | 0 | 0 | 60.5055 | 0 | 0 | 0 | 1.1636 | 0 | 0 | 0 | 0 | 0 | 0 | 0 | 0 | 0 | 0 | 0 | 0 | 0 | 0 | 0 | 0 | 0 | 0 | 0 | 0 | 0 | 0 | 0 | 0 | 0.9554 | 0.96 | 0.96964 | 0.96
1311 | 13 | 11 | 7 | 3 |  |  |  |  | Office - Large | Corridor | Office - Large - Corridor |  | Office - Large | Office - Large - Corridor | Office (large) All | Hol | Closed | 10 | 10 | 0.1 | 0.71928 | 0.71928 | 0.53946 | 0.53946 | 0.53946 | 0.53946 | 0.53946 | 0 | 0 | 0 | 0 | 0 | 0 | 0 | 0.82464 | 0.82464 | 0.61848 | 0.61848 | 0.61848 | 0.61848 | 0.61848 | 0 | 0 | 0 | 0 | 0 | 0 | 0 | 0 | 0 | 0 | 0 | 0 | 0 | 0 | 0 | 0 | 0 | 0 | 0 | 0 | 0 | 0 | 0 | 0 | 0 | 0 | 0 | 0 | 0 | 0 | 0 | 0 | 0 | 0 | 0 | 0.057543 | 0.057543 | 0.043157 | 0.043157 | 0.043157 | 0.043157 | 0.043157 | 0 | 0 | 0 | 0 | 0 | 0 | 0 | 0.066955 | 0.066955 | 0.050216 | 0.050216 | 0.050216 | 0.050216 | 0.050216 | 0 | 0 | 0 | 0 | 0 | 0 | 0 | 0 | 0 | 0 | 0 | 0 | 0 | 0 | 0 | 0 | 0 | 0 | 0 | 0 | 0 | 0 | 0 | 0 | 0 | 0 | 0 | 0 | 0 | 0 | 0 | 0 | 0 | 0 | 0 | Office (large) All ILit Cls | Office (large) All ILit Cls | 2 | 5 | 5 | Office (large) All ILit2 Cls | Office (large) All ILit Cls | Office (large) All ILit Cls | 2 | 5 | 5 | 2 | 1.1465 | 0.048 | 0.05 | 0.05 | 0.05 | 0.05 | 0.05 | 0.05 | 0.05 | 0.05 | 0.05 | 0.05 | 0.05 | 0.05 | 0.05 | 0.05 | 0.05 | 0.05 | 0.05 | 0.05 | 0.05 | 0.05 | 0.05 | 0.05 | 0.05 | 0.05 | 1.1636 | 0.048 | 0.05 | 0.05 | 0.05 | 0.05 | 0.05 | 0.05 | 0.05 | 0.05 | 0.05 | 0.05 | 0.05 | 0.05 | 0.05 | 0.05 | 0.05 | 0.05 | 0.05 | 0.05 | 0.05 | 0.05 | 0.05 | 0.05 | 0.05 | 0.05 | 0 | 0 | 0 | 0 | 0 | 0 | 0 | 0 | 0 | 0 | 0 | 0 | 0 | 0 | 0 | 0 | 0 | 0 | 0 | 0 | 0 | 0 | 0 | 0 | 0 | 0 | 0 | 0 | 0 | 0 | 0 | 0 | 0 | 0 | 0 | 0 | 0 | 0 | 0 | 0 | 0 | 0 | 0 | 0 | 0 | 0 | 0 | 0 | 10 | 0.66337 | 0.20792 | 0.079208 | 0.049505 | 0.76136 | 0 | 0 | 0 | 0 | 0 | 0 | 0 | 0 |  | 0.12751 | 0.12751 | 0.13231 | 0.13246 | 0.13172 | 0.13227 | 0.13227 | Office - Large - Corridor - Hol | 14 | 8 | 17 | 0 | 11.4648 | 0 | 0 | 0 | 11.4648 | 0 | 0 | 0 | 1.1465 | 0 | 0 | 0 | 0 | 0 | 0 | 0 | 0 | 0 | 0 | 0 | 0 | 0 | 0 | 0 | 0 | 0 | 0 | 0 | 0 | 0 | 0 | 0 | 0 |  | 0 | 11.6357 | 0 | 0 | 0 | 11.6357 | 0 | 0 | 0 | 1.1636 | 0 | 0 | 0 | 0 | 0 | 0 | 0 | 0 | 0 | 0 | 0 | 0 | 0 | 0 | 0 | 0 | 0 | 0 | 0 | 0 | 0 | 0 | 0 | 0 | 0.9554 | 0.96 | 0.96964 | 0.96
1312 | 13 | 12 | 8 | 4 |  |  | Office - Large - Corridor | Office - Large - Corridor | Office - Large | Corridor | Office - Large - Corridor |  | Office - Large | Office - Large - Corridor | Office (large) All | all | Open | 251 | 251 | 0.1 | 0.71928 | 0.71928 | 0.53946 | 0.53946 | 0.53946 | 0.53946 | 0.53946 | 0.071928 | 0.071928 | 0.053946 | 0.053946 | 0.053946 | 0.053946 | 0.053946 | 165.0705 | 165.0705 | 123.8029 | 123.8029 | 123.8029 | 123.8029 | 123.8029 | 0.049026 | 0.049026 | 0.03677 | 0.03677 | 0.03677 | 0.03677 | 0.03677 | 2523.2433 | 2523.2433 | 2523.2433 | 2523.2433 | 2523.2433 | 2523.2433 | 2523.2433 | 0 | 0 | 0 | 0 | 0 | 0 | 0 | 0.6816 | 0.6816 | 0.6816 | 0.6816 | 0.6816 | 0.6816 | 0.6816 | 0 | 0 | 0 | 0 | 0 | 0 | 0 | 0.057543 | 0.057543 | 0.043157 | 0.043157 | 0.043157 | 0.043157 | 0.043157 | 0.0057543 | 0.0057543 | 0.0043157 | 0.0043157 | 0.0043157 | 0.0043157 | 0.0043157 | 15.038 | 15.038 | 11.2785 | 11.2785 | 11.2785 | 11.2785 | 11.2785 | 0.0034536 | 0.0034536 | 0.0025902 | 0.0025902 | 0.0025902 | 0.0025902 | 0.0025902 | 2905.2137 | 2905.2137 | 2905.2137 | 2905.2137 | 2905.2137 | 2905.2137 | 2905.2137 | 0 | 0 | 0 | 0 | 0 | 0 | 0 | 0.60018 | 0.60018 | 0.60018 | 0.60018 | 0.60018 | 0.60018 | 0.60018 | 0 | 0 | 0 | 0 | 0 | 0 | 0 | Office (large) All ILit all | Office (large) All ILit all | 3817 | 5.5 | 73 | Office (large) All ILit2 all | Office (large) All ILit2 all | Office (large) All ILit2 All | 3901 | 24 | 64 | 3817 | 9.1432 | 0.6816 | 0.055 | 0.055 | 0.055 | 0.055 | 0.11 | 0.18 | 0.28 | 0.45 | 0.7 | 0.73 | 0.73 | 0.73 | 0.73 | 0.73 | 0.73 | 0.73 | 0.67 | 0.57 | 0.43 | 0.3 | 0.2 | 0.15 | 0.1 | 0.1 | 10.4118 | 0.60018 | 0.24 | 0.24 | 0.24 | 0.24 | 0.24 | 0.24 | 0.24 | 0.57333 | 0.61778 | 0.61778 | 0.64 | 0.64 | 0.57333 | 0.57333 | 0.61778 | 0.61778 | 0.64 | 0.57333 | 0.52889 | 0.48444 | 0.39556 | 0.35111 | 0.30667 | 0.30667 | 0 | 0 | 0 | 0 | 0.081481 | 0.18519 | 0.33333 | 0.58519 | 0.95556 | 1 | 1 | 1 | 1 | 1 | 1 | 1 | 0.91111 | 0.76296 | 0.55556 | 0.36296 | 0.21481 | 0.14074 | 0.066667 | 0.066667 | 0 | 0 | 0 | 0 | 0 | 0 | 0 | 0.83333 | 0.94444 | 0.94444 | 1 | 1 | 0.83333 | 0.83333 | 0.94444 | 0.94444 | 1 | 0.83333 | 0.72222 | 0.61111 | 0.38889 | 0.27778 | 0.16667 | 0.16667 | 10 | 0.66337 | 0.20792 | 0.079208 | 0.049505 | 0.76136 | 0.075999 | 0.0054665 | 0.0054665 | 0.0040999 | 0.0040999 | 0.0040999 | 0.0040999 | 0.0040999 |  | 0.12751 | 0.12751 | 0.13231 | 0.13246 | 0.13172 | 0.13227 | 0.13227 | Office - Large - Corridor - all | 16 | 8 | 17 | 1571.26 | 723.6765 | 1571.26 | 723.6765 | 0 | 0 | 6.26 | 2.8832 | 0 | 0 | 0 | 0 | 0 | 0 | 0 | 0 | 0 | 0.45 | 0.7 | 0.73 | 0.73 | 0.73 | 0.73 | 0.73 | 0.73 | 0.73 | 0 | 0 | 0 | 0 | 0 | 0 | 0 | 0 |  | 1373.2489 | 1240.1056 | 1373.2489 | 1240.1056 | 0 | 0 | 5.4711 | 4.9407 | 0 | 0 | 0 | 0 | 0 | 0 | 0 | 0 | 0 | 0.57333 | 0.61778 | 0.61778 | 0.64 | 0.64 | 0.57333 | 0.57333 | 0.61778 | 0.61778 | 0 | 0 | 0 | 0 | 0 | 0 | 0 | 0 | 0.9554 | 0.96 | 0.96964 | 0.96
1313 | 13 | 13 | 5 | 1 |  |  |  |  | Office - Large | Lobby (Office Reception/Waiting) | Office - Large - Lobby (Office Reception/Waiting) |  | Office - Large | Office - Large - Lobby (Office Reception/Waiting) | Office (large) All | Sat | Open | 52 | 52 | 0.05 | 1.4386 | 1.4386 | 1.1239 | 1.1239 | 1.1239 | 1.1239 | 1.1239 | 0 | 0 | 0 | 0 | 0 | 0 | 0 | 11.8368 | 11.8368 | 9.2475 | 9.2475 | 9.2475 | 9.2475 | 9.2475 | 0 | 0 | 0 | 0 | 0 | 0 | 0 | 0 | 0 | 0 | 0 | 0 | 0 | 0 | 0 | 0 | 0 | 0 | 0 | 0 | 0 | 0 | 0 | 0 | 0 | 0 | 0 | 0 | 0 | 0 | 0 | 0 | 0 | 0 | 0 | 0.11509 | 0.11509 | 0.089911 | 0.089911 | 0.089911 | 0.089911 | 0.089911 | 0 | 0 | 0 | 0 | 0 | 0 | 0 | 1.3039 | 1.3039 | 1.0187 | 1.0187 | 1.0187 | 1.0187 | 1.0187 | 0 | 0 | 0 | 0 | 0 | 0 | 0 | 0 | 0 | 0 | 0 | 0 | 0 | 0 | 0 | 0 | 0 | 0 | 0 | 0 | 0 | 0 | 0 | 0 | 0 | 0 | 0 | 0 | 0 | 0 | 0 | 0 | 0 | 0 | 0 | Office (large) All ILit Sat | Office (large) All ILit all | 3818 | 5 | 25 | Office (large) All ILit2 Sat | Office (large) All ILit2 Sat | Office (large) All ILit2 All | 3902 | 12 | 28 | 3818 | 3.1647 | 0.25 | 0.05 | 0.05 | 0.05 | 0.05 | 0.05 | 0.05 | 0.05 | 0.21471 | 0.25 | 0.25 | 0.25 | 0.25 | 0.25 | 0.25 | 0.25 | 0.25 | 0.25 | 0.05 | 0.05 | 0.05 | 0.05 | 0.05 | 0.05 | 0.05 | 4.3576 | 0.27373 | 0.12 | 0.12 | 0.12 | 0.12 | 0.12 | 0.12 | 0.12 | 0.25176 | 0.27059 | 0.27059 | 0.28 | 0.28 | 0.25176 | 0.25176 | 0.27059 | 0.27059 | 0.28 | 0.12 | 0.12 | 0.12 | 0.12 | 0.12 | 0.12 | 0.12 | 0 | 0 | 0 | 0 | 0 | 0 | 0 | 0.82353 | 1 | 1 | 1 | 1 | 1 | 1 | 1 | 1 | 1 | 0 | 0 | 0 | 0 | 0 | 0 | 0 | 0 | 0 | 0 | 0 | 0 | 0 | 0 | 0.82353 | 0.94118 | 0.94118 | 1 | 1 | 0.82353 | 0.82353 | 0.94118 | 0.94118 | 1 | 0 | 0 | 0 | 0 | 0 | 0 | 0 | 10 | 0.66337 | 0.20792 | 0.079208 | 0.049505 | 0.76136 | 0 | 0 | 0 | 0 | 0 | 0 | 0 | 0 |  | 0.12751 | 0.12751 | 0.13231 | 0.13246 | 0.13172 | 0.13227 | 0.13227 | Office - Large - Lobby (Office Reception/Waiting) - Sat | 10 | 8 | 17 | 115.1647 | 49.4 | 0 | 0 | 115.1647 | 49.4 | 0 | 0 | 2.2147 | 0.95 | 0 | 0 | 0 | 0 | 0 | 0 | 0 | 0.21471 | 0.25 | 0.25 | 0.25 | 0.25 | 0.25 | 0.25 | 0.25 | 0.25 | 0 | 0 | 0 | 0 | 0 | 0 | 0 | 0 |  | 124.6776 | 101.92 | 0 | 0 | 124.6776 | 101.92 | 0 | 0 | 2.3976 | 1.96 | 0 | 0 | 0 | 0 | 0 | 0 | 0 | 0.25176 | 0.27059 | 0.27059 | 0.28 | 0.28 | 0.25176 | 0.25176 | 0.27059 | 0.27059 | 0 | 0 | 0 | 0 | 0 | 0 | 0 | 0 | 1 | 1 | 1 | 1
1314 | 13 | 14 | 6 | 2 |  |  |  |  | Office - Large | Lobby (Office Reception/Waiting) | Office - Large - Lobby (Office Reception/Waiting) |  | Office - Large | Office - Large - Lobby (Office Reception/Waiting) | Office (large) All | Sun | Closed | 52 | 52 | 0.05 | 1.4386 | 1.4386 | 1.1239 | 1.1239 | 1.1239 | 1.1239 | 1.1239 | 0 | 0 | 0 | 0 | 0 | 0 | 0 | 4.4883 | 4.4883 | 3.5065 | 3.5065 | 3.5065 | 3.5065 | 3.5065 | 0 | 0 | 0 | 0 | 0 | 0 | 0 | 0 | 0 | 0 | 0 | 0 | 0 | 0 | 0 | 0 | 0 | 0 | 0 | 0 | 0 | 0 | 0 | 0 | 0 | 0 | 0 | 0 | 0 | 0 | 0 | 0 | 0 | 0 | 0 | 0.11509 | 0.11509 | 0.089911 | 0.089911 | 0.089911 | 0.089911 | 0.089911 | 0 | 0 | 0 | 0 | 0 | 0 | 0 | 0.35907 | 0.35907 | 0.28052 | 0.28052 | 0.28052 | 0.28052 | 0.28052 | 0 | 0 | 0 | 0 | 0 | 0 | 0 | 0 | 0 | 0 | 0 | 0 | 0 | 0 | 0 | 0 | 0 | 0 | 0 | 0 | 0 | 0 | 0 | 0 | 0 | 0 | 0 | 0 | 0 | 0 | 0 | 0 | 0 | 0 | 0 | Office (large) All ILit Cls | Office (large) All ILit Cls | 2 | 5 | 5 | Office (large) All ILit2 Cls | Office (large) All ILit Cls | Office (large) All ILit Cls | 2 | 5 | 5 | 2 | 1.2 | 0.05 | 0.05 | 0.05 | 0.05 | 0.05 | 0.05 | 0.05 | 0.05 | 0.05 | 0.05 | 0.05 | 0.05 | 0.05 | 0.05 | 0.05 | 0.05 | 0.05 | 0.05 | 0.05 | 0.05 | 0.05 | 0.05 | 0.05 | 0.05 | 0.05 | 1.2 | 0.05 | 0.05 | 0.05 | 0.05 | 0.05 | 0.05 | 0.05 | 0.05 | 0.05 | 0.05 | 0.05 | 0.05 | 0.05 | 0.05 | 0.05 | 0.05 | 0.05 | 0.05 | 0.05 | 0.05 | 0.05 | 0.05 | 0.05 | 0.05 | 0.05 | 0 | 0 | 0 | 0 | 0 | 0 | 0 | 0 | 0 | 0 | 0 | 0 | 0 | 0 | 0 | 0 | 0 | 0 | 0 | 0 | 0 | 0 | 0 | 0 | 0 | 0 | 0 | 0 | 0 | 0 | 0 | 0 | 0 | 0 | 0 | 0 | 0 | 0 | 0 | 0 | 0 | 0 | 0 | 0 | 0 | 0 | 0 | 0 | 10 | 0.66337 | 0.20792 | 0.079208 | 0.049505 | 0.76136 | 0 | 0 | 0 | 0 | 0 | 0 | 0 | 0 |  | 0.12751 | 0.12751 | 0.13231 | 0.13246 | 0.13172 | 0.13227 | 0.13227 | Office - Large - Lobby (Office Reception/Waiting) - Sun | 12 | 8 | 17 | 0 | 62.4 | 0 | 0 | 0 | 62.4 | 0 | 0 | 0 | 1.2 | 0 | 0 | 0 | 0 | 0 | 0 | 0 | 0 | 0 | 0 | 0 | 0 | 0 | 0 | 0 | 0 | 0 | 0 | 0 | 0 | 0 | 0 | 0 | 0 |  | 0 | 62.4 | 0 | 0 | 0 | 62.4 | 0 | 0 | 0 | 1.2 | 0 | 0 | 0 | 0 | 0 | 0 | 0 | 0 | 0 | 0 | 0 | 0 | 0 | 0 | 0 | 0 | 0 | 0 | 0 | 0 | 0 | 0 | 0 | 0 | 1 | 1 | 1 | 1
1315 | 13 | 15 | 7 | 3 |  |  |  |  | Office - Large | Lobby (Office Reception/Waiting) | Office - Large - Lobby (Office Reception/Waiting) |  | Office - Large | Office - Large - Lobby (Office Reception/Waiting) | Office (large) All | Hol | Closed | 10 | 10 | 0.05 | 1.4386 | 1.4386 | 1.1239 | 1.1239 | 1.1239 | 1.1239 | 1.1239 | 0 | 0 | 0 | 0 | 0 | 0 | 0 | 0.86314 | 0.86314 | 0.67433 | 0.67433 | 0.67433 | 0.67433 | 0.67433 | 0 | 0 | 0 | 0 | 0 | 0 | 0 | 0 | 0 | 0 | 0 | 0 | 0 | 0 | 0 | 0 | 0 | 0 | 0 | 0 | 0 | 0 | 0 | 0 | 0 | 0 | 0 | 0 | 0 | 0 | 0 | 0 | 0 | 0 | 0 | 0.11509 | 0.11509 | 0.089911 | 0.089911 | 0.089911 | 0.089911 | 0.089911 | 0 | 0 | 0 | 0 | 0 | 0 | 0 | 0.069051 | 0.069051 | 0.053946 | 0.053946 | 0.053946 | 0.053946 | 0.053946 | 0 | 0 | 0 | 0 | 0 | 0 | 0 | 0 | 0 | 0 | 0 | 0 | 0 | 0 | 0 | 0 | 0 | 0 | 0 | 0 | 0 | 0 | 0 | 0 | 0 | 0 | 0 | 0 | 0 | 0 | 0 | 0 | 0 | 0 | 0 | Office (large) All ILit Cls | Office (large) All ILit Cls | 2 | 5 | 5 | Office (large) All ILit2 Cls | Office (large) All ILit Cls | Office (large) All ILit Cls | 2 | 5 | 5 | 2 | 1.2 | 0.05 | 0.05 | 0.05 | 0.05 | 0.05 | 0.05 | 0.05 | 0.05 | 0.05 | 0.05 | 0.05 | 0.05 | 0.05 | 0.05 | 0.05 | 0.05 | 0.05 | 0.05 | 0.05 | 0.05 | 0.05 | 0.05 | 0.05 | 0.05 | 0.05 | 1.2 | 0.05 | 0.05 | 0.05 | 0.05 | 0.05 | 0.05 | 0.05 | 0.05 | 0.05 | 0.05 | 0.05 | 0.05 | 0.05 | 0.05 | 0.05 | 0.05 | 0.05 | 0.05 | 0.05 | 0.05 | 0.05 | 0.05 | 0.05 | 0.05 | 0.05 | 0 | 0 | 0 | 0 | 0 | 0 | 0 | 0 | 0 | 0 | 0 | 0 | 0 | 0 | 0 | 0 | 0 | 0 | 0 | 0 | 0 | 0 | 0 | 0 | 0 | 0 | 0 | 0 | 0 | 0 | 0 | 0 | 0 | 0 | 0 | 0 | 0 | 0 | 0 | 0 | 0 | 0 | 0 | 0 | 0 | 0 | 0 | 0 | 10 | 0.66337 | 0.20792 | 0.079208 | 0.049505 | 0.76136 | 0 | 0 | 0 | 0 | 0 | 0 | 0 | 0 |  | 0.12751 | 0.12751 | 0.13231 | 0.13246 | 0.13172 | 0.13227 | 0.13227 | Office - Large - Lobby (Office Reception/Waiting) - Hol | 14 | 8 | 17 | 0 | 12 | 0 | 0 | 0 | 12 | 0 | 0 | 0 | 1.2 | 0 | 0 | 0 | 0 | 0 | 0 | 0 | 0 | 0 | 0 | 0 | 0 | 0 | 0 | 0 | 0 | 0 | 0 | 0 | 0 | 0 | 0 | 0 | 0 |  | 0 | 12 | 0 | 0 | 0 | 12 | 0 | 0 | 0 | 1.2 | 0 | 0 | 0 | 0 | 0 | 0 | 0 | 0 | 0 | 0 | 0 | 0 | 0 | 0 | 0 | 0 | 0 | 0 | 0 | 0 | 0 | 0 | 0 | 0 | 1 | 1 | 1 | 1
1316 | 13 | 16 | 8 | 4 |  |  | Office - Large - Lobby (Office Reception/Waiting) | Office - Large - Lobby (Office Reception/Waiting) | Office - Large | Lobby (Office Reception/Waiting) | Office - Large - Lobby (Office Reception/Waiting) |  | Office - Large | Office - Large - Lobby (Office Reception/Waiting) | Office (large) All | all | Open | 251 | 251 | 0.05 | 1.4386 | 1.4386 | 1.1239 | 1.1239 | 1.1239 | 1.1239 | 1.1239 | 0.071928 | 0.071928 | 0.056194 | 0.056194 | 0.056194 | 0.056194 | 0.056194 | 172.7764 | 172.7764 | 134.9816 | 134.9816 | 134.9816 | 134.9816 | 134.9816 | 0.051069 | 0.051069 | 0.039898 | 0.039898 | 0.039898 | 0.039898 | 0.039898 | 2641.0347 | 2641.0347 | 2641.0347 | 2641.0347 | 2641.0347 | 2641.0347 | 2641.0347 | 0 | 0 | 0 | 0 | 0 | 0 | 0 | 0.71 | 0.71 | 0.71 | 0.71 | 0.71 | 0.71 | 0.71 | 0 | 0 | 0 | 0 | 0 | 0 | 0 | 0.11509 | 0.11509 | 0.089911 | 0.089911 | 0.089911 | 0.089911 | 0.089911 | 0.0057543 | 0.0057543 | 0.0044955 | 0.0044955 | 0.0044955 | 0.0044955 | 0.0044955 | 15.5088 | 15.5088 | 12.1163 | 12.1163 | 12.1163 | 12.1163 | 12.1163 | 0.0035975 | 0.0035975 | 0.0028105 | 0.0028105 | 0.0028105 | 0.0028105 | 0.0028105 | 2996.1799 | 2996.1799 | 2996.1799 | 2996.1799 | 2996.1799 | 2996.1799 | 2996.1799 | 0 | 0 | 0 | 0 | 0 | 0 | 0 | 0.62519 | 0.62519 | 0.62519 | 0.62519 | 0.62519 | 0.62519 | 0.62519 | 0 | 0 | 0 | 0 | 0 | 0 | 0 | Office (large) All ILit all | Office (large) All ILit all | 3817 | 5.5 | 73 | Office (large) All ILit2 all | Office (large) All ILit2 all | Office (large) All ILit2 All | 3901 | 24 | 64 | 3817 | 9.57 | 0.71 | 0.055 | 0.055 | 0.055 | 0.055 | 0.11 | 0.18 | 0.28 | 0.45 | 0.7 | 0.73 | 0.73 | 0.73 | 0.73 | 0.73 | 0.73 | 0.73 | 0.67 | 0.57 | 0.43 | 0.3 | 0.2 | 0.15 | 0.1 | 0.1 | 10.7378 | 0.62519 | 0.24 | 0.24 | 0.24 | 0.24 | 0.24 | 0.24 | 0.24 | 0.57333 | 0.61778 | 0.61778 | 0.64 | 0.64 | 0.57333 | 0.57333 | 0.61778 | 0.61778 | 0.64 | 0.57333 | 0.52889 | 0.48444 | 0.39556 | 0.35111 | 0.30667 | 0.30667 | 0 | 0 | 0 | 0 | 0.081481 | 0.18519 | 0.33333 | 0.58519 | 0.95556 | 1 | 1 | 1 | 1 | 1 | 1 | 1 | 0.91111 | 0.76296 | 0.55556 | 0.36296 | 0.21481 | 0.14074 | 0.066667 | 0.066667 | 0 | 0 | 0 | 0 | 0 | 0 | 0 | 0.83333 | 0.94444 | 0.94444 | 1 | 1 | 0.83333 | 0.83333 | 0.94444 | 0.94444 | 1 | 0.83333 | 0.72222 | 0.61111 | 0.38889 | 0.27778 | 0.16667 | 0.16667 | 10 | 0.66337 | 0.20792 | 0.079208 | 0.049505 | 0.76136 | 0.079166 | 0.0056943 | 0.0056943 | 0.0044486 | 0.0044486 | 0.0044486 | 0.0044486 | 0.0044486 |  | 0.12751 | 0.12751 | 0.13231 | 0.13246 | 0.13172 | 0.13227 | 0.13227 | Office - Large - Lobby (Office Reception/Waiting) - all | 16 | 8 | 17 | 1571.26 | 830.81 | 1571.26 | 830.81 | 0 | 0 | 6.26 | 3.31 | 0 | 0 | 0 | 0 | 0 | 0 | 0 | 0 | 0 | 0.45 | 0.7 | 0.73 | 0.73 | 0.73 | 0.73 | 0.73 | 0.73 | 0.73 | 0 | 0 | 0 | 0 | 0 | 0 | 0 | 0 |  | 1373.2489 | 1321.9333 | 1373.2489 | 1321.9333 | 0 | 0 | 5.4711 | 5.2667 | 0 | 0 | 0 | 0 | 0 | 0 | 0 | 0 | 0 | 0.57333 | 0.61778 | 0.61778 | 0.64 | 0.64 | 0.57333 | 0.57333 | 0.61778 | 0.61778 | 0 | 0 | 0 | 0 | 0 | 0 | 0 | 0 | 1 | 1 | 1 | 1
1317 | 13 | 17 | 5 | 1 |  |  |  |  | Office - Large | Mechanical/Electrical Room | Office - Large - Mechanical/Electrical Room |  | Office - Large | Office - Large - Mechanical/Electrical Room | Office (large) All | Sat | Open | 52 | 52 | 0.04 | 1.3487 | 1.3487 | 0.62937 | 0.62937 | 0.62937 | 0.62937 | 0.62937 | 0 | 0 | 0 | 0 | 0 | 0 | 0 | 8.8776 | 8.8776 | 4.1429 | 4.1429 | 4.1429 | 4.1429 | 4.1429 | 0 | 0 | 0 | 0 | 0 | 0 | 0 | 0 | 0 | 0 | 0 | 0 | 0 | 0 | 0 | 0 | 0 | 0 | 0 | 0 | 0 | 0 | 0 | 0 | 0 | 0 | 0 | 0 | 0 | 0 | 0 | 0 | 0 | 0 | 0 | 0.10789 | 0.10789 | 0.05035 | 0.05035 | 0.05035 | 0.05035 | 0.05035 | 0 | 0 | 0 | 0 | 0 | 0 | 0 | 0.97793 | 0.97793 | 0.45637 | 0.45637 | 0.45637 | 0.45637 | 0.45637 | 0 | 0 | 0 | 0 | 0 | 0 | 0 | 0 | 0 | 0 | 0 | 0 | 0 | 0 | 0 | 0 | 0 | 0 | 0 | 0 | 0 | 0 | 0 | 0 | 0 | 0 | 0 | 0 | 0 | 0 | 0 | 0 | 0 | 0 | 0 | Office (large) All ILit Sat | Office (large) All ILit all | 3818 | 5 | 25 | Office (large) All ILit2 Sat | Office (large) All ILit2 Sat | Office (large) All ILit2 All | 3902 | 12 | 28 | 3818 | 3.1647 | 0.25 | 0.05 | 0.05 | 0.05 | 0.05 | 0.05 | 0.05 | 0.05 | 0.21471 | 0.25 | 0.25 | 0.25 | 0.25 | 0.25 | 0.25 | 0.25 | 0.25 | 0.25 | 0.05 | 0.05 | 0.05 | 0.05 | 0.05 | 0.05 | 0.05 | 4.3576 | 0.27373 | 0.12 | 0.12 | 0.12 | 0.12 | 0.12 | 0.12 | 0.12 | 0.25176 | 0.27059 | 0.27059 | 0.28 | 0.28 | 0.25176 | 0.25176 | 0.27059 | 0.27059 | 0.28 | 0.12 | 0.12 | 0.12 | 0.12 | 0.12 | 0.12 | 0.12 | 0 | 0 | 0 | 0 | 0 | 0 | 0 | 0.82353 | 1 | 1 | 1 | 1 | 1 | 1 | 1 | 1 | 1 | 0 | 0 | 0 | 0 | 0 | 0 | 0 | 0 | 0 | 0 | 0 | 0 | 0 | 0 | 0.82353 | 0.94118 | 0.94118 | 1 | 1 | 0.82353 | 0.82353 | 0.94118 | 0.94118 | 1 | 0 | 0 | 0 | 0 | 0 | 0 | 0 | 16 | 0.29 | 0.41 | 0.14 | 0.16 | 0.41429 | 0 | 0 | 0 | 0 | 0 | 0 | 0 | 0 |  | 0.12751 | 0.12751 | 0.13231 | 0.13246 | 0.13172 | 0.13227 | 0.13227 | Office - Large - Mechanical/Electrical Room - Sat | 10 | 8 | 17 | 115.1647 | 49.4 | 0 | 0 | 115.1647 | 49.4 | 0 | 0 | 2.2147 | 0.95 | 0 | 0 | 0 | 0 | 0 | 0 | 0 | 0.21471 | 0.25 | 0.25 | 0.25 | 0.25 | 0.25 | 0.25 | 0.25 | 0.25 | 0 | 0 | 0 | 0 | 0 | 0 | 0 | 0 |  | 124.6776 | 101.92 | 0 | 0 | 124.6776 | 101.92 | 0 | 0 | 2.3976 | 1.96 | 0 | 0 | 0 | 0 | 0 | 0 | 0 | 0.25176 | 0.27059 | 0.27059 | 0.28 | 0.28 | 0.25176 | 0.25176 | 0.27059 | 0.27059 | 0 | 0 | 0 | 0 | 0 | 0 | 0 | 0 | 1 | 1 | 1 | 1
1318 | 13 | 18 | 6 | 2 |  |  |  |  | Office - Large | Mechanical/Electrical Room | Office - Large - Mechanical/Electrical Room |  | Office - Large | Office - Large - Mechanical/Electrical Room | Office (large) All | Sun | Closed | 52 | 52 | 0.04 | 1.3487 | 1.3487 | 0.62937 | 0.62937 | 0.62937 | 0.62937 | 0.62937 | 0 | 0 | 0 | 0 | 0 | 0 | 0 | 3.3662 | 3.3662 | 1.5709 | 1.5709 | 1.5709 | 1.5709 | 1.5709 | 0 | 0 | 0 | 0 | 0 | 0 | 0 | 0 | 0 | 0 | 0 | 0 | 0 | 0 | 0 | 0 | 0 | 0 | 0 | 0 | 0 | 0 | 0 | 0 | 0 | 0 | 0 | 0 | 0 | 0 | 0 | 0 | 0 | 0 | 0 | 0.10789 | 0.10789 | 0.05035 | 0.05035 | 0.05035 | 0.05035 | 0.05035 | 0 | 0 | 0 | 0 | 0 | 0 | 0 | 0.2693 | 0.2693 | 0.12567 | 0.12567 | 0.12567 | 0.12567 | 0.12567 | 0 | 0 | 0 | 0 | 0 | 0 | 0 | 0 | 0 | 0 | 0 | 0 | 0 | 0 | 0 | 0 | 0 | 0 | 0 | 0 | 0 | 0 | 0 | 0 | 0 | 0 | 0 | 0 | 0 | 0 | 0 | 0 | 0 | 0 | 0 | Office (large) All ILit Cls | Office (large) All ILit Cls | 2 | 5 | 5 | Office (large) All ILit2 Cls | Office (large) All ILit Cls | Office (large) All ILit Cls | 2 | 5 | 5 | 2 | 1.2 | 0.05 | 0.05 | 0.05 | 0.05 | 0.05 | 0.05 | 0.05 | 0.05 | 0.05 | 0.05 | 0.05 | 0.05 | 0.05 | 0.05 | 0.05 | 0.05 | 0.05 | 0.05 | 0.05 | 0.05 | 0.05 | 0.05 | 0.05 | 0.05 | 0.05 | 1.2 | 0.05 | 0.05 | 0.05 | 0.05 | 0.05 | 0.05 | 0.05 | 0.05 | 0.05 | 0.05 | 0.05 | 0.05 | 0.05 | 0.05 | 0.05 | 0.05 | 0.05 | 0.05 | 0.05 | 0.05 | 0.05 | 0.05 | 0.05 | 0.05 | 0.05 | 0 | 0 | 0 | 0 | 0 | 0 | 0 | 0 | 0 | 0 | 0 | 0 | 0 | 0 | 0 | 0 | 0 | 0 | 0 | 0 | 0 | 0 | 0 | 0 | 0 | 0 | 0 | 0 | 0 | 0 | 0 | 0 | 0 | 0 | 0 | 0 | 0 | 0 | 0 | 0 | 0 | 0 | 0 | 0 | 0 | 0 | 0 | 0 | 16 | 0.29 | 0.41 | 0.14 | 0.16 | 0.41429 | 0 | 0 | 0 | 0 | 0 | 0 | 0 | 0 |  | 0.12751 | 0.12751 | 0.13231 | 0.13246 | 0.13172 | 0.13227 | 0.13227 | Office - Large - Mechanical/Electrical Room - Sun | 12 | 8 | 17 | 0 | 62.4 | 0 | 0 | 0 | 62.4 | 0 | 0 | 0 | 1.2 | 0 | 0 | 0 | 0 | 0 | 0 | 0 | 0 | 0 | 0 | 0 | 0 | 0 | 0 | 0 | 0 | 0 | 0 | 0 | 0 | 0 | 0 | 0 | 0 |  | 0 | 62.4 | 0 | 0 | 0 | 62.4 | 0 | 0 | 0 | 1.2 | 0 | 0 | 0 | 0 | 0 | 0 | 0 | 0 | 0 | 0 | 0 | 0 | 0 | 0 | 0 | 0 | 0 | 0 | 0 | 0 | 0 | 0 | 0 | 0 | 1 | 1 | 1 | 1
1319 | 13 | 19 | 7 | 3 |  |  |  |  | Office - Large | Mechanical/Electrical Room | Office - Large - Mechanical/Electrical Room |  | Office - Large | Office - Large - Mechanical/Electrical Room | Office (large) All | Hol | Closed | 10 | 10 | 0.04 | 1.3487 | 1.3487 | 0.62937 | 0.62937 | 0.62937 | 0.62937 | 0.62937 | 0 | 0 | 0 | 0 | 0 | 0 | 0 | 0.64735 | 0.64735 | 0.3021 | 0.3021 | 0.3021 | 0.3021 | 0.3021 | 0 | 0 | 0 | 0 | 0 | 0 | 0 | 0 | 0 | 0 | 0 | 0 | 0 | 0 | 0 | 0 | 0 | 0 | 0 | 0 | 0 | 0 | 0 | 0 | 0 | 0 | 0 | 0 | 0 | 0 | 0 | 0 | 0 | 0 | 0 | 0.10789 | 0.10789 | 0.05035 | 0.05035 | 0.05035 | 0.05035 | 0.05035 | 0 | 0 | 0 | 0 | 0 | 0 | 0 | 0.051789 | 0.051789 | 0.024168 | 0.024168 | 0.024168 | 0.024168 | 0.024168 | 0 | 0 | 0 | 0 | 0 | 0 | 0 | 0 | 0 | 0 | 0 | 0 | 0 | 0 | 0 | 0 | 0 | 0 | 0 | 0 | 0 | 0 | 0 | 0 | 0 | 0 | 0 | 0 | 0 | 0 | 0 | 0 | 0 | 0 | 0 | Office (large) All ILit Cls | Office (large) All ILit Cls | 2 | 5 | 5 | Office (large) All ILit2 Cls | Office (large) All ILit Cls | Office (large) All ILit Cls | 2 | 5 | 5 | 2 | 1.2 | 0.05 | 0.05 | 0.05 | 0.05 | 0.05 | 0.05 | 0.05 | 0.05 | 0.05 | 0.05 | 0.05 | 0.05 | 0.05 | 0.05 | 0.05 | 0.05 | 0.05 | 0.05 | 0.05 | 0.05 | 0.05 | 0.05 | 0.05 | 0.05 | 0.05 | 1.2 | 0.05 | 0.05 | 0.05 | 0.05 | 0.05 | 0.05 | 0.05 | 0.05 | 0.05 | 0.05 | 0.05 | 0.05 | 0.05 | 0.05 | 0.05 | 0.05 | 0.05 | 0.05 | 0.05 | 0.05 | 0.05 | 0.05 | 0.05 | 0.05 | 0.05 | 0 | 0 | 0 | 0 | 0 | 0 | 0 | 0 | 0 | 0 | 0 | 0 | 0 | 0 | 0 | 0 | 0 | 0 | 0 | 0 | 0 | 0 | 0 | 0 | 0 | 0 | 0 | 0 | 0 | 0 | 0 | 0 | 0 | 0 | 0 | 0 | 0 | 0 | 0 | 0 | 0 | 0 | 0 | 0 | 0 | 0 | 0 | 0 | 16 | 0.29 | 0.41 | 0.14 | 0.16 | 0.41429 | 0 | 0 | 0 | 0 | 0 | 0 | 0 | 0 |  | 0.12751 | 0.12751 | 0.13231 | 0.13246 | 0.13172 | 0.13227 | 0.13227 | Office - Large - Mechanical/Electrical Room - Hol | 14 | 8 | 17 | 0 | 12 | 0 | 0 | 0 | 12 | 0 | 0 | 0 | 1.2 | 0 | 0 | 0 | 0 | 0 | 0 | 0 | 0 | 0 | 0 | 0 | 0 | 0 | 0 | 0 | 0 | 0 | 0 | 0 | 0 | 0 | 0 | 0 | 0 |  | 0 | 12 | 0 | 0 | 0 | 12 | 0 | 0 | 0 | 1.2 | 0 | 0 | 0 | 0 | 0 | 0 | 0 | 0 | 0 | 0 | 0 | 0 | 0 | 0 | 0 | 0 | 0 | 0 | 0 | 0 | 0 | 0 | 0 | 0 | 1 | 1 | 1 | 1
1320 | 13 | 20 | 8 | 4 |  |  | Office - Large - Mechanical/Electrical Room | Office - Large - Mechanical/Electrical Room | Office - Large | Mechanical/Electrical Room | Office - Large - Mechanical/Electrical Room |  | Office - Large | Office - Large - Mechanical/Electrical Room | Office (large) All | all | Open | 251 | 251 | 0.04 | 1.3487 | 1.3487 | 0.62937 | 0.62937 | 0.62937 | 0.62937 | 0.62937 | 0.053946 | 0.053946 | 0.025175 | 0.025175 | 0.025175 | 0.025175 | 0.025175 | 129.5823 | 129.5823 | 60.4718 | 60.4718 | 60.4718 | 60.4718 | 60.4718 | 0.038302 | 0.038302 | 0.017874 | 0.017874 | 0.017874 | 0.017874 | 0.017874 | 2641.0347 | 2641.0347 | 2641.0347 | 2641.0347 | 2641.0347 | 2641.0347 | 2641.0347 | 0 | 0 | 0 | 0 | 0 | 0 | 0 | 0.71 | 0.71 | 0.71 | 0.71 | 0.71 | 0.71 | 0.71 | 0 | 0 | 0 | 0 | 0 | 0 | 0 | 0.10789 | 0.10789 | 0.05035 | 0.05035 | 0.05035 | 0.05035 | 0.05035 | 0.0043157 | 0.0043157 | 0.002014 | 0.002014 | 0.002014 | 0.002014 | 0.002014 | 11.6316 | 11.6316 | 5.4281 | 5.4281 | 5.4281 | 5.4281 | 5.4281 | 0.0026981 | 0.0026981 | 0.0012591 | 0.0012591 | 0.0012591 | 0.0012591 | 0.0012591 | 2996.1799 | 2996.1799 | 2996.1799 | 2996.1799 | 2996.1799 | 2996.1799 | 2996.1799 | 0 | 0 | 0 | 0 | 0 | 0 | 0 | 0.62519 | 0.62519 | 0.62519 | 0.62519 | 0.62519 | 0.62519 | 0.62519 | 0 | 0 | 0 | 0 | 0 | 0 | 0 | Office (large) All ILit all | Office (large) All ILit all | 3817 | 5.5 | 73 | Office (large) All ILit2 all | Office (large) All ILit2 all | Office (large) All ILit2 All | 3901 | 24 | 64 | 3817 | 9.57 | 0.71 | 0.055 | 0.055 | 0.055 | 0.055 | 0.11 | 0.18 | 0.28 | 0.45 | 0.7 | 0.73 | 0.73 | 0.73 | 0.73 | 0.73 | 0.73 | 0.73 | 0.67 | 0.57 | 0.43 | 0.3 | 0.2 | 0.15 | 0.1 | 0.1 | 10.7378 | 0.62519 | 0.24 | 0.24 | 0.24 | 0.24 | 0.24 | 0.24 | 0.24 | 0.57333 | 0.61778 | 0.61778 | 0.64 | 0.64 | 0.57333 | 0.57333 | 0.61778 | 0.61778 | 0.64 | 0.57333 | 0.52889 | 0.48444 | 0.39556 | 0.35111 | 0.30667 | 0.30667 | 0 | 0 | 0 | 0 | 0.081481 | 0.18519 | 0.33333 | 0.58519 | 0.95556 | 1 | 1 | 1 | 1 | 1 | 1 | 1 | 0.91111 | 0.76296 | 0.55556 | 0.36296 | 0.21481 | 0.14074 | 0.066667 | 0.066667 | 0 | 0 | 0 | 0 | 0 | 0 | 0 | 0.83333 | 0.94444 | 0.94444 | 1 | 1 | 0.83333 | 0.83333 | 0.94444 | 0.94444 | 1 | 0.83333 | 0.72222 | 0.61111 | 0.38889 | 0.27778 | 0.16667 | 0.16667 | 16 | 0.29 | 0.41 | 0.14 | 0.16 | 0.41429 | 0.055374 | 0.0029872 | 0.0029872 | 0.001394 | 0.001394 | 0.001394 | 0.001394 | 0.001394 |  | 0.12751 | 0.12751 | 0.13231 | 0.13246 | 0.13172 | 0.13227 | 0.13227 | Office - Large - Mechanical/Electrical Room - all | 16 | 8 | 17 | 1571.26 | 830.81 | 1571.26 | 830.81 | 0 | 0 | 6.26 | 3.31 | 0 | 0 | 0 | 0 | 0 | 0 | 0 | 0 | 0 | 0.45 | 0.7 | 0.73 | 0.73 | 0.73 | 0.73 | 0.73 | 0.73 | 0.73 | 0 | 0 | 0 | 0 | 0 | 0 | 0 | 0 |  | 1373.2489 | 1321.9333 | 1373.2489 | 1321.9333 | 0 | 0 | 5.4711 | 5.2667 | 0 | 0 | 0 | 0 | 0 | 0 | 0 | 0 | 0 | 0.57333 | 0.61778 | 0.61778 | 0.64 | 0.64 | 0.57333 | 0.57333 | 0.61778 | 0.61778 | 0 | 0 | 0 | 0 | 0 | 0 | 0 | 0 | 1 | 1 | 1 | 1
1321 | 13 | 21 | 5 | 1 |  |  |  |  | Office - Large | Office (Executive/Private) | Office - Large - Office (Executive/Private) |  | Office - Large | Office - Large - Office (Executive/Private) | Office (large) All | Sat | Open | 52 | 52 | 0.25 | 1.1688 | 1.1688 | 1.1688 | 1.1688 | 1.0789 | 1.0789 | 1.0789 | 0 | 0 | 0 | 0 | 0 | 0 | 0 | 40.0445 | 40.0445 | 40.0445 | 40.0445 | 36.9641 | 36.9641 | 36.9641 | 0 | 0 | 0 | 0 | 0 | 0 | 0 | 0 | 0 | 0 | 0 | 0 | 0 | 0 | 0 | 0 | 0 | 0 | 0 | 0 | 0 | 0 | 0 | 0 | 0 | 0 | 0 | 0 | 0 | 0 | 0 | 0 | 0 | 0 | 0 | 0.093507 | 0.093507 | 0.093507 | 0.093507 | 0.086314 | 0.086314 | 0.086314 | 0 | 0 | 0 | 0 | 0 | 0 | 0 | 4.694 | 4.694 | 4.694 | 4.694 | 4.333 | 4.333 | 4.333 | 0 | 0 | 0 | 0 | 0 | 0 | 0 | 0 | 0 | 0 | 0 | 0 | 0 | 0 | 0 | 0 | 0 | 0 | 0 | 0 | 0 | 0 | 0 | 0 | 0 | 0 | 0 | 0 | 0 | 0 | 0 | 0 | 0 | 0 | 0 | Office (large) All ILit Sat | Office (large) All ILit all | 3818 | 5 | 25 | Office (large) All ILit2 Sat | Office (large) All ILit2 Sat | Office (large) All ILit2 All | 3902 | 12 | 28 | 3818 | 2.6354 | 0.2125 | 0.05 | 0.05 | 0.05 | 0.05 | 0.05 | 0.05 | 0.05 | 0.21471 | 0.25 | 0.25 | 0.25 | 0.25 | 0.25 | 0.25 | 0.25 | 0.25 | 0.25 | 0.05 | 0.05 | 0.05 | 0.05 | 0.05 | 0.05 | 0.05 | 3.8615 | 0.23267 | 0.12 | 0.12 | 0.12 | 0.12 | 0.12 | 0.12 | 0.12 | 0.25176 | 0.27059 | 0.27059 | 0.28 | 0.28 | 0.25176 | 0.25176 | 0.27059 | 0.27059 | 0.28 | 0.12 | 0.12 | 0.12 | 0.12 | 0.12 | 0.12 | 0.12 | 0 | 0 | 0 | 0 | 0 | 0 | 0 | 0.82353 | 1 | 1 | 1 | 1 | 1 | 1 | 1 | 1 | 1 | 0 | 0 | 0 | 0 | 0 | 0 | 0 | 0 | 0 | 0 | 0 | 0 | 0 | 0 | 0.82353 | 0.94118 | 0.94118 | 1 | 1 | 0.82353 | 0.82353 | 0.94118 | 0.94118 | 1 | 0 | 0 | 0 | 0 | 0 | 0 | 0 | 30 | 0.66337 | 0.20792 | 0.079208 | 0.049505 | 0.76136 | 0 | 0 | 0 | 0 | 0 | 0 | 0 | 0 |  | 0.12751 | 0.12751 | 0.13231 | 0.13246 | 0.13172 | 0.13227 | 0.13227 | Office - Large - Office (Executive/Private) - Sat | 10 | 8 | 17 | 115.1647 | 21.8763 | 0 | 0 | 115.1647 | 21.8763 | 0 | 0 | 2.2147 | 0.4207 | 0 | 0 | 0 | 0 | 0 | 0 | 0 | 0.21471 | 0.25 | 0.25 | 0.25 | 0.25 | 0.25 | 0.25 | 0.25 | 0.25 | 0 | 0 | 0 | 0 | 0 | 0 | 0 | 0 |  | 124.6776 | 76.1212 | 0 | 0 | 124.6776 | 76.1212 | 0 | 0 | 2.3976 | 1.4639 | 0 | 0 | 0 | 0 | 0 | 0 | 0 | 0.25176 | 0.27059 | 0.27059 | 0.28 | 0.28 | 0.25176 | 0.25176 | 0.27059 | 0.27059 | 0 | 0 | 0 | 0 | 0 | 0 | 0 | 0 | 0.83275 | 0.85 | 0.88615 | 0.85
1322 | 13 | 22 | 6 | 2 |  |  |  |  | Office - Large | Office (Executive/Private) | Office - Large - Office (Executive/Private) |  | Office - Large | Office - Large - Office (Executive/Private) | Office (large) All | Sun | Closed | 52 | 52 | 0.25 | 1.1688 | 1.1688 | 1.1688 | 1.1688 | 1.0789 | 1.0789 | 1.0789 | 0 | 0 | 0 | 0 | 0 | 0 | 0 | 15.1842 | 15.1842 | 15.1842 | 15.1842 | 14.0161 | 14.0161 | 14.0161 | 0 | 0 | 0 | 0 | 0 | 0 | 0 | 0 | 0 | 0 | 0 | 0 | 0 | 0 | 0 | 0 | 0 | 0 | 0 | 0 | 0 | 0 | 0 | 0 | 0 | 0 | 0 | 0 | 0 | 0 | 0 | 0 | 0 | 0 | 0 | 0.093507 | 0.093507 | 0.093507 | 0.093507 | 0.086314 | 0.086314 | 0.086314 | 0 | 0 | 0 | 0 | 0 | 0 | 0 | 1.2926 | 1.2926 | 1.2926 | 1.2926 | 1.1932 | 1.1932 | 1.1932 | 0 | 0 | 0 | 0 | 0 | 0 | 0 | 0 | 0 | 0 | 0 | 0 | 0 | 0 | 0 | 0 | 0 | 0 | 0 | 0 | 0 | 0 | 0 | 0 | 0 | 0 | 0 | 0 | 0 | 0 | 0 | 0 | 0 | 0 | 0 | Office (large) All ILit Cls | Office (large) All ILit Cls | 2 | 5 | 5 | Office (large) All ILit2 Cls | Office (large) All ILit Cls | Office (large) All ILit Cls | 2 | 5 | 5 | 2 | 0.9993 | 0.0425 | 0.05 | 0.05 | 0.05 | 0.05 | 0.05 | 0.05 | 0.05 | 0.05 | 0.05 | 0.05 | 0.05 | 0.05 | 0.05 | 0.05 | 0.05 | 0.05 | 0.05 | 0.05 | 0.05 | 0.05 | 0.05 | 0.05 | 0.05 | 0.05 | 1.0634 | 0.0425 | 0.05 | 0.05 | 0.05 | 0.05 | 0.05 | 0.05 | 0.05 | 0.05 | 0.05 | 0.05 | 0.05 | 0.05 | 0.05 | 0.05 | 0.05 | 0.05 | 0.05 | 0.05 | 0.05 | 0.05 | 0.05 | 0.05 | 0.05 | 0.05 | 0 | 0 | 0 | 0 | 0 | 0 | 0 | 0 | 0 | 0 | 0 | 0 | 0 | 0 | 0 | 0 | 0 | 0 | 0 | 0 | 0 | 0 | 0 | 0 | 0 | 0 | 0 | 0 | 0 | 0 | 0 | 0 | 0 | 0 | 0 | 0 | 0 | 0 | 0 | 0 | 0 | 0 | 0 | 0 | 0 | 0 | 0 | 0 | 30 | 0.66337 | 0.20792 | 0.079208 | 0.049505 | 0.76136 | 0 | 0 | 0 | 0 | 0 | 0 | 0 | 0 |  | 0.12751 | 0.12751 | 0.13231 | 0.13246 | 0.13172 | 0.13227 | 0.13227 | Office - Large - Office (Executive/Private) - Sun | 12 | 8 | 17 | 0 | 51.9635 | 0 | 0 | 0 | 51.9635 | 0 | 0 | 0 | 0.9993 | 0 | 0 | 0 | 0 | 0 | 0 | 0 | 0 | 0 | 0 | 0 | 0 | 0 | 0 | 0 | 0 | 0 | 0 | 0 | 0 | 0 | 0 | 0 | 0 |  | 0 | 55.2956 | 0 | 0 | 0 | 55.2956 | 0 | 0 | 0 | 1.0634 | 0 | 0 | 0 | 0 | 0 | 0 | 0 | 0 | 0 | 0 | 0 | 0 | 0 | 0 | 0 | 0 | 0 | 0 | 0 | 0 | 0 | 0 | 0 | 0 | 0.83275 | 0.85 | 0.88615 | 0.85
1323 | 13 | 23 | 7 | 3 |  |  |  |  | Office - Large | Office (Executive/Private) | Office - Large - Office (Executive/Private) |  | Office - Large | Office - Large - Office (Executive/Private) | Office (large) All | Hol | Closed | 10 | 10 | 0.25 | 1.1688 | 1.1688 | 1.1688 | 1.1688 | 1.0789 | 1.0789 | 1.0789 | 0 | 0 | 0 | 0 | 0 | 0 | 0 | 2.92 | 2.92 | 2.92 | 2.92 | 2.6954 | 2.6954 | 2.6954 | 0 | 0 | 0 | 0 | 0 | 0 | 0 | 0 | 0 | 0 | 0 | 0 | 0 | 0 | 0 | 0 | 0 | 0 | 0 | 0 | 0 | 0 | 0 | 0 | 0 | 0 | 0 | 0 | 0 | 0 | 0 | 0 | 0 | 0 | 0 | 0.093507 | 0.093507 | 0.093507 | 0.093507 | 0.086314 | 0.086314 | 0.086314 | 0 | 0 | 0 | 0 | 0 | 0 | 0 | 0.24858 | 0.24858 | 0.24858 | 0.24858 | 0.22946 | 0.22946 | 0.22946 | 0 | 0 | 0 | 0 | 0 | 0 | 0 | 0 | 0 | 0 | 0 | 0 | 0 | 0 | 0 | 0 | 0 | 0 | 0 | 0 | 0 | 0 | 0 | 0 | 0 | 0 | 0 | 0 | 0 | 0 | 0 | 0 | 0 | 0 | 0 | Office (large) All ILit Cls | Office (large) All ILit Cls | 2 | 5 | 5 | Office (large) All ILit2 Cls | Office (large) All ILit Cls | Office (large) All ILit Cls | 2 | 5 | 5 | 2 | 0.9993 | 0.0425 | 0.05 | 0.05 | 0.05 | 0.05 | 0.05 | 0.05 | 0.05 | 0.05 | 0.05 | 0.05 | 0.05 | 0.05 | 0.05 | 0.05 | 0.05 | 0.05 | 0.05 | 0.05 | 0.05 | 0.05 | 0.05 | 0.05 | 0.05 | 0.05 | 1.0634 | 0.0425 | 0.05 | 0.05 | 0.05 | 0.05 | 0.05 | 0.05 | 0.05 | 0.05 | 0.05 | 0.05 | 0.05 | 0.05 | 0.05 | 0.05 | 0.05 | 0.05 | 0.05 | 0.05 | 0.05 | 0.05 | 0.05 | 0.05 | 0.05 | 0.05 | 0 | 0 | 0 | 0 | 0 | 0 | 0 | 0 | 0 | 0 | 0 | 0 | 0 | 0 | 0 | 0 | 0 | 0 | 0 | 0 | 0 | 0 | 0 | 0 | 0 | 0 | 0 | 0 | 0 | 0 | 0 | 0 | 0 | 0 | 0 | 0 | 0 | 0 | 0 | 0 | 0 | 0 | 0 | 0 | 0 | 0 | 0 | 0 | 30 | 0.66337 | 0.20792 | 0.079208 | 0.049505 | 0.76136 | 0 | 0 | 0 | 0 | 0 | 0 | 0 | 0 |  | 0.12751 | 0.12751 | 0.13231 | 0.13246 | 0.13172 | 0.13227 | 0.13227 | Office - Large - Office (Executive/Private) - Hol | 14 | 8 | 17 | 0 | 9.993 | 0 | 0 | 0 | 9.993 | 0 | 0 | 0 | 0.9993 | 0 | 0 | 0 | 0 | 0 | 0 | 0 | 0 | 0 | 0 | 0 | 0 | 0 | 0 | 0 | 0 | 0 | 0 | 0 | 0 | 0 | 0 | 0 | 0 |  | 0 | 10.6338 | 0 | 0 | 0 | 10.6338 | 0 | 0 | 0 | 1.0634 | 0 | 0 | 0 | 0 | 0 | 0 | 0 | 0 | 0 | 0 | 0 | 0 | 0 | 0 | 0 | 0 | 0 | 0 | 0 | 0 | 0 | 0 | 0 | 0 | 0.83275 | 0.85 | 0.88615 | 0.85
1324 | 13 | 24 | 8 | 4 |  |  | Office - Large - Office (Executive/Private) | Office - Large - Office (Executive/Private) | Office - Large | Office (Executive/Private) | Office - Large - Office (Executive/Private) |  | Office - Large | Office - Large - Office (Executive/Private) | Office (large) All | all | Open | 251 | 251 | 0.25 | 1.1688 | 1.1688 | 1.1688 | 1.1688 | 1.0789 | 1.0789 | 1.0789 | 0.29221 | 0.29221 | 0.29221 | 0.29221 | 0.26973 | 0.26973 | 0.26973 | 584.5096 | 584.5096 | 584.5096 | 584.5096 | 539.5473 | 539.5473 | 539.5473 | 0.17635 | 0.17635 | 0.17635 | 0.17635 | 0.16278 | 0.16278 | 0.16278 | 2199.317 | 2199.317 | 2199.317 | 2199.317 | 2199.317 | 2199.317 | 2199.317 | 0 | 0 | 0 | 0 | 0 | 0 | 0 | 0.6035 | 0.6035 | 0.6035 | 0.6035 | 0.6035 | 0.6035 | 0.6035 | 0 | 0 | 0 | 0 | 0 | 0 | 0 | 0.093507 | 0.093507 | 0.093507 | 0.093507 | 0.086314 | 0.086314 | 0.086314 | 0.023377 | 0.023377 | 0.023377 | 0.023377 | 0.021579 | 0.021579 | 0.021579 | 55.8314 | 55.8314 | 55.8314 | 55.8314 | 51.5367 | 51.5367 | 51.5367 | 0.012423 | 0.012423 | 0.012423 | 0.012423 | 0.011467 | 0.011467 | 0.011467 | 2655.0566 | 2655.0566 | 2655.0566 | 2655.0566 | 2655.0566 | 2655.0566 | 2655.0566 | 0 | 0 | 0 | 0 | 0 | 0 | 0 | 0.53141 | 0.53141 | 0.53141 | 0.53141 | 0.53141 | 0.53141 | 0.53141 | 0 | 0 | 0 | 0 | 0 | 0 | 0 | Office (large) All ILit all | Office (large) All ILit all | 3817 | 5.5 | 73 | Office (large) All ILit2 all | Office (large) All ILit2 all | Office (large) All ILit2 All | 3901 | 24 | 64 | 3817 | 7.9694 | 0.6035 | 0.055 | 0.055 | 0.055 | 0.055 | 0.11 | 0.18 | 0.28 | 0.45 | 0.7 | 0.73 | 0.73 | 0.73 | 0.73 | 0.73 | 0.73 | 0.73 | 0.67 | 0.57 | 0.43 | 0.3 | 0.2 | 0.15 | 0.1 | 0.1 | 9.5153 | 0.53141 | 0.24 | 0.24 | 0.24 | 0.24 | 0.24 | 0.24 | 0.24 | 0.57333 | 0.61778 | 0.61778 | 0.64 | 0.64 | 0.57333 | 0.57333 | 0.61778 | 0.61778 | 0.64 | 0.57333 | 0.52889 | 0.48444 | 0.39556 | 0.35111 | 0.30667 | 0.30667 | 0 | 0 | 0 | 0 | 0.081481 | 0.18519 | 0.33333 | 0.58519 | 0.95556 | 1 | 1 | 1 | 1 | 1 | 1 | 1 | 0.91111 | 0.76296 | 0.55556 | 0.36296 | 0.21481 | 0.14074 | 0.066667 | 0.066667 | 0 | 0 | 0 | 0 | 0 | 0 | 0 | 0.83333 | 0.94444 | 0.94444 | 1 | 1 | 0.83333 | 0.83333 | 0.94444 | 0.94444 | 1 | 0.83333 | 0.72222 | 0.61111 | 0.38889 | 0.27778 | 0.16667 | 0.16667 | 30 | 0.66337 | 0.20792 | 0.079208 | 0.049505 | 0.76136 | 0.20187 | 0.058989 | 0.058989 | 0.058989 | 0.058989 | 0.054451 | 0.054451 | 0.054451 |  | 0.12751 | 0.12751 | 0.13231 | 0.13246 | 0.13172 | 0.13227 | 0.13227 | Office - Large - Office (Executive/Private) - all | 16 | 8 | 17 | 1571.26 | 429.0595 | 1571.26 | 429.0595 | 0 | 0 | 6.26 | 1.7094 | 0 | 0 | 0 | 0 | 0 | 0 | 0 | 0 | 0 | 0.45 | 0.7 | 0.73 | 0.73 | 0.73 | 0.73 | 0.73 | 0.73 | 0.73 | 0 | 0 | 0 | 0 | 0 | 0 | 0 | 0 |  | 1373.2489 | 1015.0795 | 1373.2489 | 1015.0795 | 0 | 0 | 5.4711 | 4.0441 | 0 | 0 | 0 | 0 | 0 | 0 | 0 | 0 | 0 | 0.57333 | 0.61778 | 0.61778 | 0.64 | 0.64 | 0.57333 | 0.57333 | 0.61778 | 0.61778 | 0 | 0 | 0 | 0 | 0 | 0 | 0 | 0 | 0.83275 | 0.85 | 0.88615 | 0.85
1325 | 13 | 25 | 5 | 1 |  |  |  |  | Office - Large | Office (Open Plan) | Office - Large - Office (Open Plan) |  | Office - Large | Office - Large - Office (Open Plan) | Office (large) All | Sat | Open | 52 | 52 | 0.45 | 1.3487 | 1.3487 | 1.1688 | 1.1688 | 1.0789 | 0.98901 | 0.98901 | 0 | 0 | 0 | 0 | 0 | 0 | 0 | 99.8733 | 99.8733 | 86.5569 | 86.5569 | 79.8986 | 73.2404 | 73.2404 | 0 | 0 | 0 | 0 | 0 | 0 | 0 | 0 | 0 | 0 | 0 | 0 | 0 | 0 | 0 | 0 | 0 | 0 | 0 | 0 | 0 | 0 | 0 | 0 | 0 | 0 | 0 | 0 | 0 | 0 | 0 | 0 | 0 | 0 | 0 | 0.10789 | 0.10789 | 0.093507 | 0.093507 | 0.086314 | 0.079121 | 0.079121 | 0 | 0 | 0 | 0 | 0 | 0 | 0 | 11.0017 | 11.0017 | 9.5348 | 9.5348 | 8.8014 | 8.0679 | 8.0679 | 0 | 0 | 0 | 0 | 0 | 0 | 0 | 0 | 0 | 0 | 0 | 0 | 0 | 0 | 0 | 0 | 0 | 0 | 0 | 0 | 0 | 0 | 0 | 0 | 0 | 0 | 0 | 0 | 0 | 0 | 0 | 0 | 0 | 0 | 0 | Office (large) All ILit Sat | Office (large) All ILit all | 3818 | 5 | 25 | Office (large) All ILit2 Sat | Office (large) All ILit2 Sat | Office (large) All ILit2 All | 3902 | 12 | 28 | 3818 | 3.1647 | 0.25 | 0.05 | 0.05 | 0.05 | 0.05 | 0.05 | 0.05 | 0.05 | 0.21471 | 0.25 | 0.25 | 0.25 | 0.25 | 0.25 | 0.25 | 0.25 | 0.25 | 0.25 | 0.05 | 0.05 | 0.05 | 0.05 | 0.05 | 0.05 | 0.05 | 4.3576 | 0.27373 | 0.12 | 0.12 | 0.12 | 0.12 | 0.12 | 0.12 | 0.12 | 0.25176 | 0.27059 | 0.27059 | 0.28 | 0.28 | 0.25176 | 0.25176 | 0.27059 | 0.27059 | 0.28 | 0.12 | 0.12 | 0.12 | 0.12 | 0.12 | 0.12 | 0.12 | 0 | 0 | 0 | 0 | 0 | 0 | 0 | 0.82353 | 1 | 1 | 1 | 1 | 1 | 1 | 1 | 1 | 1 | 0 | 0 | 0 | 0 | 0 | 0 | 0 | 0 | 0 | 0 | 0 | 0 | 0 | 0 | 0.82353 | 0.94118 | 0.94118 | 1 | 1 | 0.82353 | 0.82353 | 0.94118 | 0.94118 | 1 | 0 | 0 | 0 | 0 | 0 | 0 | 0 | 15 | 0.66337 | 0.20792 | 0.079208 | 0.049505 | 0.76136 | 0 | 0 | 0 | 0 | 0 | 0 | 0 | 0 |  | 0.12751 | 0.12751 | 0.13231 | 0.13246 | 0.13172 | 0.13227 | 0.13227 | Office - Large - Office (Open Plan) - Sat | 10 | 8 | 17 | 115.1647 | 49.4 | 0 | 0 | 115.1647 | 49.4 | 0 | 0 | 2.2147 | 0.95 | 0 | 0 | 0 | 0 | 0 | 0 | 0 | 0.21471 | 0.25 | 0.25 | 0.25 | 0.25 | 0.25 | 0.25 | 0.25 | 0.25 | 0 | 0 | 0 | 0 | 0 | 0 | 0 | 0 |  | 124.6776 | 101.92 | 0 | 0 | 124.6776 | 101.92 | 0 | 0 | 2.3976 | 1.96 | 0 | 0 | 0 | 0 | 0 | 0 | 0 | 0.25176 | 0.27059 | 0.27059 | 0.28 | 0.28 | 0.25176 | 0.25176 | 0.27059 | 0.27059 | 0 | 0 | 0 | 0 | 0 | 0 | 0 | 0 | 1 | 1 | 1 | 1
1326 | 13 | 26 | 6 | 2 |  |  |  |  | Office - Large | Office (Open Plan) | Office - Large - Office (Open Plan) |  | Office - Large | Office - Large - Office (Open Plan) | Office (large) All | Sun | Closed | 52 | 52 | 0.45 | 1.3487 | 1.3487 | 1.1688 | 1.1688 | 1.0789 | 0.98901 | 0.98901 | 0 | 0 | 0 | 0 | 0 | 0 | 0 | 37.8702 | 37.8702 | 32.8208 | 32.8208 | 30.2961 | 27.7715 | 27.7715 | 0 | 0 | 0 | 0 | 0 | 0 | 0 | 0 | 0 | 0 | 0 | 0 | 0 | 0 | 0 | 0 | 0 | 0 | 0 | 0 | 0 | 0 | 0 | 0 | 0 | 0 | 0 | 0 | 0 | 0 | 0 | 0 | 0 | 0 | 0 | 0.10789 | 0.10789 | 0.093507 | 0.093507 | 0.086314 | 0.079121 | 0.079121 | 0 | 0 | 0 | 0 | 0 | 0 | 0 | 3.0296 | 3.0296 | 2.6257 | 2.6257 | 2.4237 | 2.2217 | 2.2217 | 0 | 0 | 0 | 0 | 0 | 0 | 0 | 0 | 0 | 0 | 0 | 0 | 0 | 0 | 0 | 0 | 0 | 0 | 0 | 0 | 0 | 0 | 0 | 0 | 0 | 0 | 0 | 0 | 0 | 0 | 0 | 0 | 0 | 0 | 0 | Office (large) All ILit Cls | Office (large) All ILit Cls | 2 | 5 | 5 | Office (large) All ILit2 Cls | Office (large) All ILit Cls | Office (large) All ILit Cls | 2 | 5 | 5 | 2 | 1.2 | 0.05 | 0.05 | 0.05 | 0.05 | 0.05 | 0.05 | 0.05 | 0.05 | 0.05 | 0.05 | 0.05 | 0.05 | 0.05 | 0.05 | 0.05 | 0.05 | 0.05 | 0.05 | 0.05 | 0.05 | 0.05 | 0.05 | 0.05 | 0.05 | 0.05 | 1.2 | 0.05 | 0.05 | 0.05 | 0.05 | 0.05 | 0.05 | 0.05 | 0.05 | 0.05 | 0.05 | 0.05 | 0.05 | 0.05 | 0.05 | 0.05 | 0.05 | 0.05 | 0.05 | 0.05 | 0.05 | 0.05 | 0.05 | 0.05 | 0.05 | 0.05 | 0 | 0 | 0 | 0 | 0 | 0 | 0 | 0 | 0 | 0 | 0 | 0 | 0 | 0 | 0 | 0 | 0 | 0 | 0 | 0 | 0 | 0 | 0 | 0 | 0 | 0 | 0 | 0 | 0 | 0 | 0 | 0 | 0 | 0 | 0 | 0 | 0 | 0 | 0 | 0 | 0 | 0 | 0 | 0 | 0 | 0 | 0 | 0 | 15 | 0.66337 | 0.20792 | 0.079208 | 0.049505 | 0.76136 | 0 | 0 | 0 | 0 | 0 | 0 | 0 | 0 |  | 0.12751 | 0.12751 | 0.13231 | 0.13246 | 0.13172 | 0.13227 | 0.13227 | Office - Large - Office (Open Plan) - Sun | 12 | 8 | 17 | 0 | 62.4 | 0 | 0 | 0 | 62.4 | 0 | 0 | 0 | 1.2 | 0 | 0 | 0 | 0 | 0 | 0 | 0 | 0 | 0 | 0 | 0 | 0 | 0 | 0 | 0 | 0 | 0 | 0 | 0 | 0 | 0 | 0 | 0 | 0 |  | 0 | 62.4 | 0 | 0 | 0 | 62.4 | 0 | 0 | 0 | 1.2 | 0 | 0 | 0 | 0 | 0 | 0 | 0 | 0 | 0 | 0 | 0 | 0 | 0 | 0 | 0 | 0 | 0 | 0 | 0 | 0 | 0 | 0 | 0 | 0 | 1 | 1 | 1 | 1
1327 | 13 | 27 | 7 | 3 |  |  |  |  | Office - Large | Office (Open Plan) | Office - Large - Office (Open Plan) |  | Office - Large | Office - Large - Office (Open Plan) | Office (large) All | Hol | Closed | 10 | 10 | 0.45 | 1.3487 | 1.3487 | 1.1688 | 1.1688 | 1.0789 | 0.98901 | 0.98901 | 0 | 0 | 0 | 0 | 0 | 0 | 0 | 7.2827 | 7.2827 | 6.3117 | 6.3117 | 5.8262 | 5.3407 | 5.3407 | 0 | 0 | 0 | 0 | 0 | 0 | 0 | 0 | 0 | 0 | 0 | 0 | 0 | 0 | 0 | 0 | 0 | 0 | 0 | 0 | 0 | 0 | 0 | 0 | 0 | 0 | 0 | 0 | 0 | 0 | 0 | 0 | 0 | 0 | 0 | 0.10789 | 0.10789 | 0.093507 | 0.093507 | 0.086314 | 0.079121 | 0.079121 | 0 | 0 | 0 | 0 | 0 | 0 | 0 | 0.58262 | 0.58262 | 0.50494 | 0.50494 | 0.4661 | 0.42726 | 0.42726 | 0 | 0 | 0 | 0 | 0 | 0 | 0 | 0 | 0 | 0 | 0 | 0 | 0 | 0 | 0 | 0 | 0 | 0 | 0 | 0 | 0 | 0 | 0 | 0 | 0 | 0 | 0 | 0 | 0 | 0 | 0 | 0 | 0 | 0 | 0 | Office (large) All ILit Cls | Office (large) All ILit Cls | 2 | 5 | 5 | Office (large) All ILit2 Cls | Office (large) All ILit Cls | Office (large) All ILit Cls | 2 | 5 | 5 | 2 | 1.2 | 0.05 | 0.05 | 0.05 | 0.05 | 0.05 | 0.05 | 0.05 | 0.05 | 0.05 | 0.05 | 0.05 | 0.05 | 0.05 | 0.05 | 0.05 | 0.05 | 0.05 | 0.05 | 0.05 | 0.05 | 0.05 | 0.05 | 0.05 | 0.05 | 0.05 | 1.2 | 0.05 | 0.05 | 0.05 | 0.05 | 0.05 | 0.05 | 0.05 | 0.05 | 0.05 | 0.05 | 0.05 | 0.05 | 0.05 | 0.05 | 0.05 | 0.05 | 0.05 | 0.05 | 0.05 | 0.05 | 0.05 | 0.05 | 0.05 | 0.05 | 0.05 | 0 | 0 | 0 | 0 | 0 | 0 | 0 | 0 | 0 | 0 | 0 | 0 | 0 | 0 | 0 | 0 | 0 | 0 | 0 | 0 | 0 | 0 | 0 | 0 | 0 | 0 | 0 | 0 | 0 | 0 | 0 | 0 | 0 | 0 | 0 | 0 | 0 | 0 | 0 | 0 | 0 | 0 | 0 | 0 | 0 | 0 | 0 | 0 | 15 | 0.66337 | 0.20792 | 0.079208 | 0.049505 | 0.76136 | 0 | 0 | 0 | 0 | 0 | 0 | 0 | 0 |  | 0.12751 | 0.12751 | 0.13231 | 0.13246 | 0.13172 | 0.13227 | 0.13227 | Office - Large - Office (Open Plan) - Hol | 14 | 8 | 17 | 0 | 12 | 0 | 0 | 0 | 12 | 0 | 0 | 0 | 1.2 | 0 | 0 | 0 | 0 | 0 | 0 | 0 | 0 | 0 | 0 | 0 | 0 | 0 | 0 | 0 | 0 | 0 | 0 | 0 | 0 | 0 | 0 | 0 | 0 |  | 0 | 12 | 0 | 0 | 0 | 12 | 0 | 0 | 0 | 1.2 | 0 | 0 | 0 | 0 | 0 | 0 | 0 | 0 | 0 | 0 | 0 | 0 | 0 | 0 | 0 | 0 | 0 | 0 | 0 | 0 | 0 | 0 | 0 | 0 | 1 | 1 | 1 | 1
1328 | 13 | 28 | 8 | 4 |  |  | Office - Large - Office (Open Plan) | Office - Large - Office (Open Plan) | Office - Large | Office (Open Plan) | Office - Large - Office (Open Plan) |  | Office - Large | Office - Large - Office (Open Plan) | Office (large) All | all | Open | 251 | 251 | 0.45 | 1.3487 | 1.3487 | 1.1688 | 1.1688 | 1.0789 | 0.98901 | 0.98901 | 0.60689 | 0.60689 | 0.52597 | 0.52597 | 0.48552 | 0.44506 | 0.44506 | 1457.8013 | 1457.8013 | 1263.4278 | 1263.4278 | 1166.241 | 1069.0543 | 1069.0543 | 0.43089 | 0.43089 | 0.37344 | 0.37344 | 0.34472 | 0.31599 | 0.31599 | 2641.0347 | 2641.0347 | 2641.0347 | 2641.0347 | 2641.0347 | 2641.0347 | 2641.0347 | 0 | 0 | 0 | 0 | 0 | 0 | 0 | 0.71 | 0.71 | 0.71 | 0.71 | 0.71 | 0.71 | 0.71 | 0 | 0 | 0 | 0 | 0 | 0 | 0 | 0.10789 | 0.10789 | 0.093507 | 0.093507 | 0.086314 | 0.079121 | 0.079121 | 0.048552 | 0.048552 | 0.042078 | 0.042078 | 0.038841 | 0.035605 | 0.035605 | 130.8559 | 130.8559 | 113.4084 | 113.4084 | 104.6847 | 95.961 | 95.961 | 0.030354 | 0.030354 | 0.026307 | 0.026307 | 0.024283 | 0.022259 | 0.022259 | 2996.1799 | 2996.1799 | 2996.1799 | 2996.1799 | 2996.1799 | 2996.1799 | 2996.1799 | 0 | 0 | 0 | 0 | 0 | 0 | 0 | 0.62519 | 0.62519 | 0.62519 | 0.62519 | 0.62519 | 0.62519 | 0.62519 | 0 | 0 | 0 | 0 | 0 | 0 | 0 | Office (large) All ILit all | Office (large) All ILit all | 3817 | 5.5 | 73 | Office (large) All ILit2 all | Office (large) All ILit2 all | Office (large) All ILit2 All | 3901 | 24 | 64 | 3817 | 9.57 | 0.71 | 0.055 | 0.055 | 0.055 | 0.055 | 0.11 | 0.18 | 0.28 | 0.45 | 0.7 | 0.73 | 0.73 | 0.73 | 0.73 | 0.73 | 0.73 | 0.73 | 0.67 | 0.57 | 0.43 | 0.3 | 0.2 | 0.15 | 0.1 | 0.1 | 10.7378 | 0.62519 | 0.24 | 0.24 | 0.24 | 0.24 | 0.24 | 0.24 | 0.24 | 0.57333 | 0.61778 | 0.61778 | 0.64 | 0.64 | 0.57333 | 0.57333 | 0.61778 | 0.61778 | 0.64 | 0.57333 | 0.52889 | 0.48444 | 0.39556 | 0.35111 | 0.30667 | 0.30667 | 0 | 0 | 0 | 0 | 0.081481 | 0.18519 | 0.33333 | 0.58519 | 0.95556 | 1 | 1 | 1 | 1 | 1 | 1 | 1 | 0.91111 | 0.76296 | 0.55556 | 0.36296 | 0.21481 | 0.14074 | 0.066667 | 0.066667 | 0 | 0 | 0 | 0 | 0 | 0 | 0 | 0.83333 | 0.94444 | 0.94444 | 1 | 1 | 0.83333 | 0.83333 | 0.94444 | 0.94444 | 1 | 0.83333 | 0.72222 | 0.61111 | 0.38889 | 0.27778 | 0.16667 | 0.16667 | 15 | 0.66337 | 0.20792 | 0.079208 | 0.049505 | 0.76136 | 0.11875 | 0.072068 | 0.072068 | 0.062459 | 0.062459 | 0.057654 | 0.05285 | 0.05285 |  | 0.12751 | 0.12751 | 0.13231 | 0.13246 | 0.13172 | 0.13227 | 0.13227 | Office - Large - Office (Open Plan) - all | 16 | 8 | 17 | 1571.26 | 830.81 | 1571.26 | 830.81 | 0 | 0 | 6.26 | 3.31 | 0 | 0 | 0 | 0 | 0 | 0 | 0 | 0 | 0 | 0.45 | 0.7 | 0.73 | 0.73 | 0.73 | 0.73 | 0.73 | 0.73 | 0.73 | 0 | 0 | 0 | 0 | 0 | 0 | 0 | 0 |  | 1373.2489 | 1321.9333 | 1373.2489 | 1321.9333 | 0 | 0 | 5.4711 | 5.2667 | 0 | 0 | 0 | 0 | 0 | 0 | 0 | 0 | 0 | 0.57333 | 0.61778 | 0.61778 | 0.64 | 0.64 | 0.57333 | 0.57333 | 0.61778 | 0.61778 | 0 | 0 | 0 | 0 | 0 | 0 | 0 | 0 | 1 | 1 | 1 | 1
1329 | 13 | 29 | 5 | 1 |  |  |  |  | Office - Large | Restrooms | Office - Large - Restrooms |  | Office - Large | Office - Large - Restrooms | Office (large) All | Sat | Open | 52 | 52 | 0.05 | 0.71928 | 0.71928 | 0.53946 | 0.53946 | 0.53946 | 0.53946 | 0.53946 | 0 | 0 | 0 | 0 | 0 | 0 | 0 | 5.9184 | 5.9184 | 4.4388 | 4.4388 | 4.4388 | 4.4388 | 4.4388 | 0 | 0 | 0 | 0 | 0 | 0 | 0 | 0 | 0 | 0 | 0 | 0 | 0 | 0 | 0 | 0 | 0 | 0 | 0 | 0 | 0 | 0 | 0 | 0 | 0 | 0 | 0 | 0 | 0 | 0 | 0 | 0 | 0 | 0 | 0 | 0.057543 | 0.057543 | 0.043157 | 0.043157 | 0.043157 | 0.043157 | 0.043157 | 0 | 0 | 0 | 0 | 0 | 0 | 0 | 0.65195 | 0.65195 | 0.48897 | 0.48897 | 0.48897 | 0.48897 | 0.48897 | 0 | 0 | 0 | 0 | 0 | 0 | 0 | 0 | 0 | 0 | 0 | 0 | 0 | 0 | 0 | 0 | 0 | 0 | 0 | 0 | 0 | 0 | 0 | 0 | 0 | 0 | 0 | 0 | 0 | 0 | 0 | 0 | 0 | 0 | 0 | Office (large) All ILit Sat | Office (large) All ILit all | 3818 | 5 | 25 | Office (large) All ILit2 Sat | Office (large) All ILit2 Sat | Office (large) All ILit2 All | 3902 | 12 | 28 | 3818 | 3.1647 | 0.25 | 0.05 | 0.05 | 0.05 | 0.05 | 0.05 | 0.05 | 0.05 | 0.21471 | 0.25 | 0.25 | 0.25 | 0.25 | 0.25 | 0.25 | 0.25 | 0.25 | 0.25 | 0.05 | 0.05 | 0.05 | 0.05 | 0.05 | 0.05 | 0.05 | 4.3576 | 0.27373 | 0.12 | 0.12 | 0.12 | 0.12 | 0.12 | 0.12 | 0.12 | 0.25176 | 0.27059 | 0.27059 | 0.28 | 0.28 | 0.25176 | 0.25176 | 0.27059 | 0.27059 | 0.28 | 0.12 | 0.12 | 0.12 | 0.12 | 0.12 | 0.12 | 0.12 | 0 | 0 | 0 | 0 | 0 | 0 | 0 | 0.82353 | 1 | 1 | 1 | 1 | 1 | 1 | 1 | 1 | 1 | 0 | 0 | 0 | 0 | 0 | 0 | 0 | 0 | 0 | 0 | 0 | 0 | 0 | 0 | 0.82353 | 0.94118 | 0.94118 | 1 | 1 | 0.82353 | 0.82353 | 0.94118 | 0.94118 | 1 | 0 | 0 | 0 | 0 | 0 | 0 | 0 | 26 | 0.29 | 0.41 | 0.14 | 0.16 | 0.41429 | 0 | 0 | 0 | 0 | 0 | 0 | 0 | 0 |  | 0.12751 | 0.12751 | 0.13231 | 0.13246 | 0.13172 | 0.13227 | 0.13227 | Office - Large - Restrooms - Sat | 10 | 8 | 17 | 115.1647 | 49.4 | 0 | 0 | 115.1647 | 49.4 | 0 | 0 | 2.2147 | 0.95 | 0 | 0 | 0 | 0 | 0 | 0 | 0 | 0.21471 | 0.25 | 0.25 | 0.25 | 0.25 | 0.25 | 0.25 | 0.25 | 0.25 | 0 | 0 | 0 | 0 | 0 | 0 | 0 | 0 |  | 124.6776 | 101.92 | 0 | 0 | 124.6776 | 101.92 | 0 | 0 | 2.3976 | 1.96 | 0 | 0 | 0 | 0 | 0 | 0 | 0 | 0.25176 | 0.27059 | 0.27059 | 0.28 | 0.28 | 0.25176 | 0.25176 | 0.27059 | 0.27059 | 0 | 0 | 0 | 0 | 0 | 0 | 0 | 0 | 1 | 1 | 1 | 1
1330 | 13 | 30 | 6 | 2 |  |  |  |  | Office - Large | Restrooms | Office - Large - Restrooms |  | Office - Large | Office - Large - Restrooms | Office (large) All | Sun | Closed | 52 | 52 | 0.05 | 0.71928 | 0.71928 | 0.53946 | 0.53946 | 0.53946 | 0.53946 | 0.53946 | 0 | 0 | 0 | 0 | 0 | 0 | 0 | 2.2442 | 2.2442 | 1.6831 | 1.6831 | 1.6831 | 1.6831 | 1.6831 | 0 | 0 | 0 | 0 | 0 | 0 | 0 | 0 | 0 | 0 | 0 | 0 | 0 | 0 | 0 | 0 | 0 | 0 | 0 | 0 | 0 | 0 | 0 | 0 | 0 | 0 | 0 | 0 | 0 | 0 | 0 | 0 | 0 | 0 | 0 | 0.057543 | 0.057543 | 0.043157 | 0.043157 | 0.043157 | 0.043157 | 0.043157 | 0 | 0 | 0 | 0 | 0 | 0 | 0 | 0.17953 | 0.17953 | 0.13465 | 0.13465 | 0.13465 | 0.13465 | 0.13465 | 0 | 0 | 0 | 0 | 0 | 0 | 0 | 0 | 0 | 0 | 0 | 0 | 0 | 0 | 0 | 0 | 0 | 0 | 0 | 0 | 0 | 0 | 0 | 0 | 0 | 0 | 0 | 0 | 0 | 0 | 0 | 0 | 0 | 0 | 0 | Office (large) All ILit Cls | Office (large) All ILit Cls | 2 | 5 | 5 | Office (large) All ILit2 Cls | Office (large) All ILit Cls | Office (large) All ILit Cls | 2 | 5 | 5 | 2 | 1.2 | 0.05 | 0.05 | 0.05 | 0.05 | 0.05 | 0.05 | 0.05 | 0.05 | 0.05 | 0.05 | 0.05 | 0.05 | 0.05 | 0.05 | 0.05 | 0.05 | 0.05 | 0.05 | 0.05 | 0.05 | 0.05 | 0.05 | 0.05 | 0.05 | 0.05 | 1.2 | 0.05 | 0.05 | 0.05 | 0.05 | 0.05 | 0.05 | 0.05 | 0.05 | 0.05 | 0.05 | 0.05 | 0.05 | 0.05 | 0.05 | 0.05 | 0.05 | 0.05 | 0.05 | 0.05 | 0.05 | 0.05 | 0.05 | 0.05 | 0.05 | 0.05 | 0 | 0 | 0 | 0 | 0 | 0 | 0 | 0 | 0 | 0 | 0 | 0 | 0 | 0 | 0 | 0 | 0 | 0 | 0 | 0 | 0 | 0 | 0 | 0 | 0 | 0 | 0 | 0 | 0 | 0 | 0 | 0 | 0 | 0 | 0 | 0 | 0 | 0 | 0 | 0 | 0 | 0 | 0 | 0 | 0 | 0 | 0 | 0 | 26 | 0.29 | 0.41 | 0.14 | 0.16 | 0.41429 | 0 | 0 | 0 | 0 | 0 | 0 | 0 | 0 |  | 0.12751 | 0.12751 | 0.13231 | 0.13246 | 0.13172 | 0.13227 | 0.13227 | Office - Large - Restrooms - Sun | 12 | 8 | 17 | 0 | 62.4 | 0 | 0 | 0 | 62.4 | 0 | 0 | 0 | 1.2 | 0 | 0 | 0 | 0 | 0 | 0 | 0 | 0 | 0 | 0 | 0 | 0 | 0 | 0 | 0 | 0 | 0 | 0 | 0 | 0 | 0 | 0 | 0 | 0 |  | 0 | 62.4 | 0 | 0 | 0 | 62.4 | 0 | 0 | 0 | 1.2 | 0 | 0 | 0 | 0 | 0 | 0 | 0 | 0 | 0 | 0 | 0 | 0 | 0 | 0 | 0 | 0 | 0 | 0 | 0 | 0 | 0 | 0 | 0 | 0 | 1 | 1 | 1 | 1
1331 | 13 | 31 | 7 | 3 |  |  |  |  | Office - Large | Restrooms | Office - Large - Restrooms |  | Office - Large | Office - Large - Restrooms | Office (large) All | Hol | Closed | 10 | 10 | 0.05 | 0.71928 | 0.71928 | 0.53946 | 0.53946 | 0.53946 | 0.53946 | 0.53946 | 0 | 0 | 0 | 0 | 0 | 0 | 0 | 0.43157 | 0.43157 | 0.32368 | 0.32368 | 0.32368 | 0.32368 | 0.32368 | 0 | 0 | 0 | 0 | 0 | 0 | 0 | 0 | 0 | 0 | 0 | 0 | 0 | 0 | 0 | 0 | 0 | 0 | 0 | 0 | 0 | 0 | 0 | 0 | 0 | 0 | 0 | 0 | 0 | 0 | 0 | 0 | 0 | 0 | 0 | 0.057543 | 0.057543 | 0.043157 | 0.043157 | 0.043157 | 0.043157 | 0.043157 | 0 | 0 | 0 | 0 | 0 | 0 | 0 | 0.034526 | 0.034526 | 0.025894 | 0.025894 | 0.025894 | 0.025894 | 0.025894 | 0 | 0 | 0 | 0 | 0 | 0 | 0 | 0 | 0 | 0 | 0 | 0 | 0 | 0 | 0 | 0 | 0 | 0 | 0 | 0 | 0 | 0 | 0 | 0 | 0 | 0 | 0 | 0 | 0 | 0 | 0 | 0 | 0 | 0 | 0 | Office (large) All ILit Cls | Office (large) All ILit Cls | 2 | 5 | 5 | Office (large) All ILit2 Cls | Office (large) All ILit Cls | Office (large) All ILit Cls | 2 | 5 | 5 | 2 | 1.2 | 0.05 | 0.05 | 0.05 | 0.05 | 0.05 | 0.05 | 0.05 | 0.05 | 0.05 | 0.05 | 0.05 | 0.05 | 0.05 | 0.05 | 0.05 | 0.05 | 0.05 | 0.05 | 0.05 | 0.05 | 0.05 | 0.05 | 0.05 | 0.05 | 0.05 | 1.2 | 0.05 | 0.05 | 0.05 | 0.05 | 0.05 | 0.05 | 0.05 | 0.05 | 0.05 | 0.05 | 0.05 | 0.05 | 0.05 | 0.05 | 0.05 | 0.05 | 0.05 | 0.05 | 0.05 | 0.05 | 0.05 | 0.05 | 0.05 | 0.05 | 0.05 | 0 | 0 | 0 | 0 | 0 | 0 | 0 | 0 | 0 | 0 | 0 | 0 | 0 | 0 | 0 | 0 | 0 | 0 | 0 | 0 | 0 | 0 | 0 | 0 | 0 | 0 | 0 | 0 | 0 | 0 | 0 | 0 | 0 | 0 | 0 | 0 | 0 | 0 | 0 | 0 | 0 | 0 | 0 | 0 | 0 | 0 | 0 | 0 | 26 | 0.29 | 0.41 | 0.14 | 0.16 | 0.41429 | 0 | 0 | 0 | 0 | 0 | 0 | 0 | 0 |  | 0.12751 | 0.12751 | 0.13231 | 0.13246 | 0.13172 | 0.13227 | 0.13227 | Office - Large - Restrooms - Hol | 14 | 8 | 17 | 0 | 12 | 0 | 0 | 0 | 12 | 0 | 0 | 0 | 1.2 | 0 | 0 | 0 | 0 | 0 | 0 | 0 | 0 | 0 | 0 | 0 | 0 | 0 | 0 | 0 | 0 | 0 | 0 | 0 | 0 | 0 | 0 | 0 | 0 |  | 0 | 12 | 0 | 0 | 0 | 12 | 0 | 0 | 0 | 1.2 | 0 | 0 | 0 | 0 | 0 | 0 | 0 | 0 | 0 | 0 | 0 | 0 | 0 | 0 | 0 | 0 | 0 | 0 | 0 | 0 | 0 | 0 | 0 | 0 | 1 | 1 | 1 | 1
1332 | 13 | 32 | 8 | 4 | Office - Large | Office - Large | Office - Large - Restrooms | Office - Large - Restrooms | Office - Large | Restrooms | Office - Large - Restrooms |  | Office - Large | Office - Large - Restrooms | Office (large) All | all | Open | 251 | 251 | 0.05 | 0.71928 | 0.71928 | 0.53946 | 0.53946 | 0.53946 | 0.53946 | 0.53946 | 0.035964 | 0.035964 | 0.026973 | 0.026973 | 0.026973 | 0.026973 | 0.026973 | 86.3882 | 86.3882 | 64.7912 | 64.7912 | 64.7912 | 64.7912 | 64.7912 | 0.025534 | 0.025534 | 0.019151 | 0.019151 | 0.019151 | 0.019151 | 0.019151 | 2641.0347 | 2641.0347 | 2641.0347 | 2641.0347 | 2641.0347 | 2641.0347 | 2641.0347 | 2507.6709 | 2507.6709 | 2492.2612 | 2493.0836 | 2494.3205 | 2488.0655 | 2488.0655 | 0.71 | 0.71 | 0.71 | 0.71 | 0.71 | 0.71 | 0.71 | 0.67682 | 0.67682 | 0.67308 | 0.67334 | 0.67364 | 0.67209 | 0.67209 | 0.057543 | 0.057543 | 0.043157 | 0.043157 | 0.043157 | 0.043157 | 0.043157 | 0.0028771 | 0.0028771 | 0.0021579 | 0.0021579 | 0.0021579 | 0.0021579 | 0.0021579 | 7.7544 | 7.7544 | 5.8158 | 5.8158 | 5.8158 | 5.8158 | 5.8158 | 0.0017987 | 0.0017987 | 0.0013491 | 0.0013491 | 0.0013491 | 0.0013491 | 0.0013491 | 2996.1799 | 2996.1799 | 2996.1799 | 2996.1799 | 2996.1799 | 2996.1799 | 2996.1799 | 2893.1876 | 2893.1876 | 2881.2873 | 2881.9224 | 2882.8776 | 2878.0471 | 2878.0471 | 0.62519 | 0.62519 | 0.62519 | 0.62519 | 0.62519 | 0.62519 | 0.62519 | 0.59597 | 0.59597 | 0.59267 | 0.5929 | 0.59317 | 0.5918 | 0.5918 | Office (large) All ILit all | Office (large) All ILit all | 3817 | 5.5 | 73 | Office (large) All ILit2 all | Office (large) All ILit2 all | Office (large) All ILit2 All | 3901 | 24 | 64 | 3817 | 9.57 | 0.71 | 0.055 | 0.055 | 0.055 | 0.055 | 0.11 | 0.18 | 0.28 | 0.45 | 0.7 | 0.73 | 0.73 | 0.73 | 0.73 | 0.73 | 0.73 | 0.73 | 0.67 | 0.57 | 0.43 | 0.3 | 0.2 | 0.15 | 0.1 | 0.1 | 10.7378 | 0.62519 | 0.24 | 0.24 | 0.24 | 0.24 | 0.24 | 0.24 | 0.24 | 0.57333 | 0.61778 | 0.61778 | 0.64 | 0.64 | 0.57333 | 0.57333 | 0.61778 | 0.61778 | 0.64 | 0.57333 | 0.52889 | 0.48444 | 0.39556 | 0.35111 | 0.30667 | 0.30667 | 0 | 0 | 0 | 0 | 0.081481 | 0.18519 | 0.33333 | 0.58519 | 0.95556 | 1 | 1 | 1 | 1 | 1 | 1 | 1 | 0.91111 | 0.76296 | 0.55556 | 0.36296 | 0.21481 | 0.14074 | 0.066667 | 0.066667 | 0 | 0 | 0 | 0 | 0 | 0 | 0 | 0.83333 | 0.94444 | 0.94444 | 1 | 1 | 0.83333 | 0.83333 | 0.94444 | 0.94444 | 1 | 0.83333 | 0.72222 | 0.61111 | 0.38889 | 0.27778 | 0.16667 | 0.16667 | 26 | 0.29 | 0.41 | 0.14 | 0.16 | 0.41429 | 0.089982 | 0.0032361 | 0.0032361 | 0.0024271 | 0.0024271 | 0.0024271 | 0.0024271 | 0.0024271 | Office - Large | 0.12751 | 0.12751 | 0.13231 | 0.13246 | 0.13172 | 0.13227 | 0.13227 | Office - Large - Restrooms - all | 16 | 8 | 17 | 1571.26 | 830.81 | 1571.26 | 830.81 | 0 | 0 | 6.26 | 3.31 | 0 | 0 | 0 | 0 | 0 | 0 | 0 | 0 | 0 | 0.45 | 0.7 | 0.73 | 0.73 | 0.73 | 0.73 | 0.73 | 0.73 | 0.73 | 0 | 0 | 0 | 0 | 0 | 0 | 0 | 0 |  | 1373.2489 | 1321.9333 | 1373.2489 | 1321.9333 | 0 | 0 | 5.4711 | 5.2667 | 0 | 0 | 0 | 0 | 0 | 0 | 0 | 0 | 0 | 0.57333 | 0.61778 | 0.61778 | 0.64 | 0.64 | 0.57333 | 0.57333 | 0.61778 | 0.61778 | 0 | 0 | 0 | 0 | 0 | 0 | 0 | 0 | 1 | 1 | 1 | 1
1401 | 14 | 1 | 5 | 1 |  |  |  |  | Office - Small | Conference Room | Office - Small - Conference Room |  | Office - Small | Office - Small - Conference Room | Office (small) All | Sat | Open | 52 | 52 | 0.04 | 1.4035 | 1.4035 | 1.2476 | 1.1696 | 1.0916 | 1.0916 | 1.0916 | 0 | 0 | 0 | 0 | 0 | 0 | 0 | 9.4863 | 9.4863 | 8.4323 | 7.9053 | 7.3783 | 7.3783 | 7.3783 | 0 | 0 | 0 | 0 | 0 | 0 | 0 | 0 | 0 | 0 | 0 | 0 | 0 | 0 | 0 | 0 | 0 | 0 | 0 | 0 | 0 | 0 | 0 | 0 | 0 | 0 | 0 | 0 | 0 | 0 | 0 | 0 | 0 | 0 | 0 | 0.28955 | 0.28955 | 0.25738 | 0.24129 | 0.2252 | 0.2252 | 0.2252 | 0 | 0 | 0 | 0 | 0 | 0 | 0 | 2.7457 | 2.7457 | 2.4406 | 2.2881 | 2.1355 | 2.1355 | 2.1355 | 0 | 0 | 0 | 0 | 0 | 0 | 0 | 0 | 0 | 0 | 0 | 0 | 0 | 0 | 0 | 0 | 0 | 0 | 0 | 0 | 0 | 0 | 0 | 0 | 0 | 0 | 0 | 0 | 0 | 0 | 0 | 0 | 0 | 0 | 0 | Office (small) All ILit Sat | Office (small) All ILit all | 3820 | 5 | 32 | Office (small) All ILit2 Sat | Office (small) All ILit2 Sat | Office (small) All ILit2 All | 3904 | 12 | 35 | 3820 | 3.2495 | 0.2688 | 0.05 | 0.05 | 0.05 | 0.05 | 0.05 | 0.05 | 0.05 | 0.21667 | 0.32 | 0.32 | 0.32 | 0.32 | 0.32 | 0.32 | 0.32 | 0.32 | 0.32 | 0.05 | 0.05 | 0.05 | 0.05 | 0.05 | 0.05 | 0.05 | 4.559 | 0.294 | 0.12 | 0.12 | 0.12 | 0.12 | 0.12 | 0.12 | 0.12 | 0.24778 | 0.35 | 0.35 | 0.35 | 0.35 | 0.29889 | 0.35 | 0.35 | 0.35 | 0.35 | 0.12 | 0.12 | 0.12 | 0.12 | 0.12 | 0.12 | 0.12 | 0 | 0 | 0 | 0 | 0 | 0 | 0 | 0.61728 | 1 | 1 | 1 | 1 | 1 | 1 | 1 | 1 | 1 | 0 | 0 | 0 | 0 | 0 | 0 | 0 | 0 | 0 | 0 | 0 | 0 | 0 | 0 | 0.55556 | 1 | 1 | 1 | 1 | 0.77778 | 1 | 1 | 1 | 1 | 0 | 0 | 0 | 0 | 0 | 0 | 0 | 16 | 0.55 | 0.24 | 0.12 | 0.09 | 0.6962 | 0 | 0 | 0 | 0 | 0 | 0 | 0 | 0 |  | 0.15825 | 0.15825 | 0.16495 | 0.16523 | 0.16401 | 0.16401 | 0.16401 | Office - Small - Conference Room - Sat | 10 | 8 | 17 | 144.3867 | 24.5899 | 0 | 0 | 144.3867 | 24.5899 | 0 | 0 | 2.7767 | 0.47288 | 0 | 0 | 0 | 0 | 0 | 0 | 0 | 0.21667 | 0.32 | 0.32 | 0.32 | 0.32 | 0.32 | 0.32 | 0.32 | 0.32 | 0 | 0 | 0 | 0 | 0 | 0 | 0 | 0 |  | 155.8267 | 81.2389 | 0 | 0 | 155.8267 | 81.2389 | 0 | 0 | 2.9967 | 1.5623 | 0 | 0 | 0 | 0 | 0 | 0 | 0 | 0.24778 | 0.35 | 0.35 | 0.35 | 0.35 | 0.29889 | 0.35 | 0.35 | 0.35 | 0 | 0 | 0 | 0 | 0 | 0 | 0 | 0 | 0.8559 | 0.84 | 0.90695 | 0.84
1402 | 14 | 2 | 6 | 2 |  |  |  |  | Office - Small | Conference Room | Office - Small - Conference Room |  | Office - Small | Office - Small - Conference Room | Office (small) All | Sun | Closed | 52 | 52 | 0.04 | 1.4035 | 1.4035 | 1.2476 | 1.1696 | 1.0916 | 1.0916 | 1.0916 | 0 | 0 | 0 | 0 | 0 | 0 | 0 | 2.9983 | 2.9983 | 2.6652 | 2.4986 | 2.332 | 2.332 | 2.332 | 0 | 0 | 0 | 0 | 0 | 0 | 0 | 0 | 0 | 0 | 0 | 0 | 0 | 0 | 0 | 0 | 0 | 0 | 0 | 0 | 0 | 0 | 0 | 0 | 0 | 0 | 0 | 0 | 0 | 0 | 0 | 0 | 0 | 0 | 0 | 0.28955 | 0.28955 | 0.25738 | 0.24129 | 0.2252 | 0.2252 | 0.2252 | 0 | 0 | 0 | 0 | 0 | 0 | 0 | 0.65546 | 0.65546 | 0.58263 | 0.54622 | 0.50981 | 0.50981 | 0.50981 | 0 | 0 | 0 | 0 | 0 | 0 | 0 | 0 | 0 | 0 | 0 | 0 | 0 | 0 | 0 | 0 | 0 | 0 | 0 | 0 | 0 | 0 | 0 | 0 | 0 | 0 | 0 | 0 | 0 | 0 | 0 | 0 | 0 | 0 | 0 | Office (small) All ILit Cls | Office (small) All ILit Cls | 2 | 5 | 5 | Office (small) All ILit2 Cls | Office (small) All ILit Cls | Office (small) All ILit Cls | 2 | 5 | 5 | 2 | 1.0271 | 0.042 | 0.05 | 0.05 | 0.05 | 0.05 | 0.05 | 0.05 | 0.05 | 0.05 | 0.05 | 0.05 | 0.05 | 0.05 | 0.05 | 0.05 | 0.05 | 0.05 | 0.05 | 0.05 | 0.05 | 0.05 | 0.05 | 0.05 | 0.05 | 0.05 | 1.0883 | 0.042 | 0.05 | 0.05 | 0.05 | 0.05 | 0.05 | 0.05 | 0.05 | 0.05 | 0.05 | 0.05 | 0.05 | 0.05 | 0.05 | 0.05 | 0.05 | 0.05 | 0.05 | 0.05 | 0.05 | 0.05 | 0.05 | 0.05 | 0.05 | 0.05 | 0 | 0 | 0 | 0 | 0 | 0 | 0 | 0 | 0 | 0 | 0 | 0 | 0 | 0 | 0 | 0 | 0 | 0 | 0 | 0 | 0 | 0 | 0 | 0 | 0 | 0 | 0 | 0 | 0 | 0 | 0 | 0 | 0 | 0 | 0 | 0 | 0 | 0 | 0 | 0 | 0 | 0 | 0 | 0 | 0 | 0 | 0 | 0 | 16 | 0.55 | 0.24 | 0.12 | 0.09 | 0.6962 | 0 | 0 | 0 | 0 | 0 | 0 | 0 | 0 |  | 0.15825 | 0.15825 | 0.16495 | 0.16523 | 0.16401 | 0.16401 | 0.16401 | Office - Small - Conference Room - Sun | 12 | 8 | 17 | 0 | 53.4079 | 0 | 0 | 0 | 53.4079 | 0 | 0 | 0 | 1.0271 | 0 | 0 | 0 | 0 | 0 | 0 | 0 | 0 | 0 | 0 | 0 | 0 | 0 | 0 | 0 | 0 | 0 | 0 | 0 | 0 | 0 | 0 | 0 | 0 |  | 0 | 56.5939 | 0 | 0 | 0 | 56.5939 | 0 | 0 | 0 | 1.0883 | 0 | 0 | 0 | 0 | 0 | 0 | 0 | 0 | 0 | 0 | 0 | 0 | 0 | 0 | 0 | 0 | 0 | 0 | 0 | 0 | 0 | 0 | 0 | 0 | 0.8559 | 0.84 | 0.90695 | 0.84
1403 | 14 | 3 | 7 | 3 |  |  |  |  | Office - Small | Conference Room | Office - Small - Conference Room |  | Office - Small | Office - Small - Conference Room | Office (small) All | Hol | Closed | 10 | 10 | 0.04 | 1.4035 | 1.4035 | 1.2476 | 1.1696 | 1.0916 | 1.0916 | 1.0916 | 0 | 0 | 0 | 0 | 0 | 0 | 0 | 0.5766 | 0.5766 | 0.51253 | 0.4805 | 0.44847 | 0.44847 | 0.44847 | 0 | 0 | 0 | 0 | 0 | 0 | 0 | 0 | 0 | 0 | 0 | 0 | 0 | 0 | 0 | 0 | 0 | 0 | 0 | 0 | 0 | 0 | 0 | 0 | 0 | 0 | 0 | 0 | 0 | 0 | 0 | 0 | 0 | 0 | 0 | 0.28955 | 0.28955 | 0.25738 | 0.24129 | 0.2252 | 0.2252 | 0.2252 | 0 | 0 | 0 | 0 | 0 | 0 | 0 | 0.12605 | 0.12605 | 0.11205 | 0.10504 | 0.098039 | 0.098039 | 0.098039 | 0 | 0 | 0 | 0 | 0 | 0 | 0 | 0 | 0 | 0 | 0 | 0 | 0 | 0 | 0 | 0 | 0 | 0 | 0 | 0 | 0 | 0 | 0 | 0 | 0 | 0 | 0 | 0 | 0 | 0 | 0 | 0 | 0 | 0 | 0 | Office (small) All ILit Cls | Office (small) All ILit Cls | 2 | 5 | 5 | Office (small) All ILit2 Cls | Office (small) All ILit Cls | Office (small) All ILit Cls | 2 | 5 | 5 | 2 | 1.0271 | 0.042 | 0.05 | 0.05 | 0.05 | 0.05 | 0.05 | 0.05 | 0.05 | 0.05 | 0.05 | 0.05 | 0.05 | 0.05 | 0.05 | 0.05 | 0.05 | 0.05 | 0.05 | 0.05 | 0.05 | 0.05 | 0.05 | 0.05 | 0.05 | 0.05 | 1.0883 | 0.042 | 0.05 | 0.05 | 0.05 | 0.05 | 0.05 | 0.05 | 0.05 | 0.05 | 0.05 | 0.05 | 0.05 | 0.05 | 0.05 | 0.05 | 0.05 | 0.05 | 0.05 | 0.05 | 0.05 | 0.05 | 0.05 | 0.05 | 0.05 | 0.05 | 0 | 0 | 0 | 0 | 0 | 0 | 0 | 0 | 0 | 0 | 0 | 0 | 0 | 0 | 0 | 0 | 0 | 0 | 0 | 0 | 0 | 0 | 0 | 0 | 0 | 0 | 0 | 0 | 0 | 0 | 0 | 0 | 0 | 0 | 0 | 0 | 0 | 0 | 0 | 0 | 0 | 0 | 0 | 0 | 0 | 0 | 0 | 0 | 16 | 0.55 | 0.24 | 0.12 | 0.09 | 0.6962 | 0 | 0 | 0 | 0 | 0 | 0 | 0 | 0 |  | 0.15825 | 0.15825 | 0.16495 | 0.16523 | 0.16401 | 0.16401 | 0.16401 | Office - Small - Conference Room - Hol | 14 | 8 | 17 | 0 | 10.2707 | 0 | 0 | 0 | 10.2707 | 0 | 0 | 0 | 1.0271 | 0 | 0 | 0 | 0 | 0 | 0 | 0 | 0 | 0 | 0 | 0 | 0 | 0 | 0 | 0 | 0 | 0 | 0 | 0 | 0 | 0 | 0 | 0 | 0 |  | 0 | 10.8834 | 0 | 0 | 0 | 10.8834 | 0 | 0 | 0 | 1.0883 | 0 | 0 | 0 | 0 | 0 | 0 | 0 | 0 | 0 | 0 | 0 | 0 | 0 | 0 | 0 | 0 | 0 | 0 | 0 | 0 | 0 | 0 | 0 | 0 | 0.8559 | 0.84 | 0.90695 | 0.84
1404 | 14 | 4 | 8 | 4 |  |  | Office - Small - Conference Room | Office - Small - Conference Room | Office - Small | Conference Room | Office - Small - Conference Room |  | Office - Small | Office - Small - Conference Room | Office (small) All | all | Open | 251 | 251 | 0.04 | 1.4035 | 1.4035 | 1.2476 | 1.1696 | 1.0916 | 1.0916 | 1.0916 | 0.05614 | 0.05614 | 0.049902 | 0.046783 | 0.043664 | 0.043664 | 0.043664 | 111.5599 | 111.5599 | 99.1644 | 92.9666 | 86.7688 | 86.7688 | 86.7688 | 0.032696 | 0.032696 | 0.029063 | 0.027247 | 0.02543 | 0.02543 | 0.02543 | 2219.8296 | 2219.8296 | 2219.8296 | 2219.8296 | 2219.8296 | 2219.8296 | 2219.8296 | 0 | 0 | 0 | 0 | 0 | 0 | 0 | 0.5824 | 0.5824 | 0.5824 | 0.5824 | 0.5824 | 0.5824 | 0.5824 | 0 | 0 | 0 | 0 | 0 | 0 | 0 | 0.28955 | 0.28955 | 0.25738 | 0.24129 | 0.2252 | 0.2252 | 0.2252 | 0.011582 | 0.011582 | 0.010295 | 0.0096516 | 0.0090081 | 0.0090081 | 0.0090081 | 27.5843 | 27.5843 | 24.5194 | 22.9869 | 21.4544 | 21.4544 | 21.4544 | 0.0065615 | 0.0065615 | 0.0058325 | 0.0054679 | 0.0051034 | 0.0051034 | 0.0051034 | 2686.2193 | 2686.2193 | 2686.2193 | 2686.2193 | 2686.2193 | 2686.2193 | 2686.2193 | 0 | 0 | 0 | 0 | 0 | 0 | 0 | 0.56653 | 0.56653 | 0.56653 | 0.56653 | 0.56653 | 0.56653 | 0.56653 | 0 | 0 | 0 | 0 | 0 | 0 | 0 | Office (small) All ILit all | Office (small) All ILit all | 3819 | 5.5 | 74 | Office (small) All ILit2 all | Office (small) All ILit2 all | Office (small) All ILit2 All | 3903 | 24 | 70 | 3819 | 7.917 | 0.5824 | 0.055 | 0.055 | 0.055 | 0.055 | 0.11 | 0.16 | 0.26 | 0.5 | 0.67 | 0.74 | 0.74 | 0.74 | 0.74 | 0.74 | 0.74 | 0.7 | 0.64 | 0.5 | 0.31 | 0.22 | 0.18 | 0.14 | 0.1 | 0.1 | 9.4888 | 0.56653 | 0.24 | 0.24 | 0.24 | 0.24 | 0.24 | 0.24 | 0.24 | 0.62333 | 0.67444 | 0.67444 | 0.7 | 0.7 | 0.62333 | 0.62333 | 0.67444 | 0.67444 | 0.67444 | 0.57222 | 0.36778 | 0.24 | 0.24 | 0.24 | 0.24 | 0.24 | 0 | 0 | 0 | 0 | 0.080292 | 0.15328 | 0.29927 | 0.64964 | 0.89781 | 1 | 1 | 1 | 1 | 1 | 1 | 0.94161 | 0.85401 | 0.64964 | 0.37226 | 0.24088 | 0.18248 | 0.12409 | 0.065693 | 0.065693 | 0 | 0 | 0 | 0 | 0 | 0 | 0 | 0.83333 | 0.94444 | 0.94444 | 1 | 1 | 0.83333 | 0.83333 | 0.94444 | 0.94444 | 0.94444 | 0.72222 | 0.27778 | 0 | 0 | 0 | 0 | 0 | 16 | 0.55 | 0.24 | 0.12 | 0.09 | 0.6962 | 0.083927 | 0.0047116 | 0.0047116 | 0.0041881 | 0.0039264 | 0.0036646 | 0.0036646 | 0.0036646 |  | 0.15825 | 0.15825 | 0.16495 | 0.16523 | 0.16401 | 0.16401 | 0.16401 | Office - Small - Conference Room - all | 16 | 8 | 17 | 1583.81 | 403.3645 | 1583.81 | 403.3645 | 0 | 0 | 6.31 | 1.607 | 0 | 0 | 0 | 0 | 0 | 0 | 0 | 0 | 0 | 0.5 | 0.67 | 0.74 | 0.74 | 0.74 | 0.74 | 0.74 | 0.74 | 0.7 | 0 | 0 | 0 | 0 | 0 | 0 | 0 | 0 |  | 1497.9122 | 883.7642 | 1497.9122 | 883.7642 | 0 | 0 | 5.9678 | 3.521 | 0 | 0 | 0 | 0 | 0 | 0 | 0 | 0 | 0 | 0.62333 | 0.67444 | 0.67444 | 0.7 | 0.7 | 0.62333 | 0.62333 | 0.67444 | 0.67444 | 0 | 0 | 0 | 0 | 0 | 0 | 0 | 0 | 0.8559 | 0.84 | 0.90695 | 0.84
1405 | 14 | 5 | 5 | 1 |  |  |  |  | Office - Small | Copy Room (photocopying equipment) | Office - Small - Copy Room (photocopying equipment) |  | Office - Small | Office - Small - Copy Room (photocopying equipment) | Office (small) All | Sat | Open | 52 | 52 | 0.02 | 1.0136 | 1.0136 | 1.0136 | 1.0136 | 0.93567 | 0.93567 | 0.93567 | 0 | 0 | 0 | 0 | 0 | 0 | 0 | 4.0024 | 4.0024 | 4.0024 | 4.0024 | 3.6945 | 3.6945 | 3.6945 | 0 | 0 | 0 | 0 | 0 | 0 | 0 | 0 | 0 | 0 | 0 | 0 | 0 | 0 | 0 | 0 | 0 | 0 | 0 | 0 | 0 | 0 | 0 | 0 | 0 | 0 | 0 | 0 | 0 | 0 | 0 | 0 | 0 | 0 | 0 | 0.20912 | 0.20912 | 0.20912 | 0.20912 | 0.19303 | 0.19303 | 0.19303 | 0 | 0 | 0 | 0 | 0 | 0 | 0 | 1.0932 | 1.0932 | 1.0932 | 1.0932 | 1.0091 | 1.0091 | 1.0091 | 0 | 0 | 0 | 0 | 0 | 0 | 0 | 0 | 0 | 0 | 0 | 0 | 0 | 0 | 0 | 0 | 0 | 0 | 0 | 0 | 0 | 0 | 0 | 0 | 0 | 0 | 0 | 0 | 0 | 0 | 0 | 0 | 0 | 0 | 0 | Office (small) All ILit Sat | Office (small) All ILit all | 3820 | 5 | 32 | Office (small) All ILit2 Sat | Office (small) All ILit2 Sat | Office (small) All ILit2 All | 3904 | 12 | 35 | 3820 | 3.7967 | 0.32 | 0.05 | 0.05 | 0.05 | 0.05 | 0.05 | 0.05 | 0.05 | 0.21667 | 0.32 | 0.32 | 0.32 | 0.32 | 0.32 | 0.32 | 0.32 | 0.32 | 0.32 | 0.05 | 0.05 | 0.05 | 0.05 | 0.05 | 0.05 | 0.05 | 5.0267 | 0.35 | 0.12 | 0.12 | 0.12 | 0.12 | 0.12 | 0.12 | 0.12 | 0.24778 | 0.35 | 0.35 | 0.35 | 0.35 | 0.29889 | 0.35 | 0.35 | 0.35 | 0.35 | 0.12 | 0.12 | 0.12 | 0.12 | 0.12 | 0.12 | 0.12 | 0 | 0 | 0 | 0 | 0 | 0 | 0 | 0.61728 | 1 | 1 | 1 | 1 | 1 | 1 | 1 | 1 | 1 | 0 | 0 | 0 | 0 | 0 | 0 | 0 | 0 | 0 | 0 | 0 | 0 | 0 | 0 | 0.55556 | 1 | 1 | 1 | 1 | 0.77778 | 1 | 1 | 1 | 1 | 0 | 0 | 0 | 0 | 0 | 0 | 0 | 10 | 0.55 | 0.24 | 0.12 | 0.09 | 0.6962 | 0 | 0 | 0 | 0 | 0 | 0 | 0 | 0 |  | 0.15825 | 0.15825 | 0.16495 | 0.16523 | 0.16401 | 0.16401 | 0.16401 | Office - Small - Copy Room (photocopying equipment) - Sat | 10 | 8 | 17 | 144.3867 | 53.04 | 0 | 0 | 144.3867 | 53.04 | 0 | 0 | 2.7767 | 1.02 | 0 | 0 | 0 | 0 | 0 | 0 | 0 | 0.21667 | 0.32 | 0.32 | 0.32 | 0.32 | 0.32 | 0.32 | 0.32 | 0.32 | 0 | 0 | 0 | 0 | 0 | 0 | 0 | 0 |  | 155.8267 | 105.56 | 0 | 0 | 155.8267 | 105.56 | 0 | 0 | 2.9967 | 2.03 | 0 | 0 | 0 | 0 | 0 | 0 | 0 | 0.24778 | 0.35 | 0.35 | 0.35 | 0.35 | 0.29889 | 0.35 | 0.35 | 0.35 | 0 | 0 | 0 | 0 | 0 | 0 | 0 | 0 | 1 | 1 | 1 | 1
1406 | 14 | 6 | 6 | 2 |  |  |  |  | Office - Small | Copy Room (photocopying equipment) | Office - Small - Copy Room (photocopying equipment) |  | Office - Small | Office - Small - Copy Room (photocopying equipment) | Office (small) All | Sun | Closed | 52 | 52 | 0.02 | 1.0136 | 1.0136 | 1.0136 | 1.0136 | 0.93567 | 0.93567 | 0.93567 | 0 | 0 | 0 | 0 | 0 | 0 | 0 | 1.265 | 1.265 | 1.265 | 1.265 | 1.1677 | 1.1677 | 1.1677 | 0 | 0 | 0 | 0 | 0 | 0 | 0 | 0 | 0 | 0 | 0 | 0 | 0 | 0 | 0 | 0 | 0 | 0 | 0 | 0 | 0 | 0 | 0 | 0 | 0 | 0 | 0 | 0 | 0 | 0 | 0 | 0 | 0 | 0 | 0 | 0.20912 | 0.20912 | 0.20912 | 0.20912 | 0.19303 | 0.19303 | 0.19303 | 0 | 0 | 0 | 0 | 0 | 0 | 0 | 0.26098 | 0.26098 | 0.26098 | 0.26098 | 0.2409 | 0.2409 | 0.2409 | 0 | 0 | 0 | 0 | 0 | 0 | 0 | 0 | 0 | 0 | 0 | 0 | 0 | 0 | 0 | 0 | 0 | 0 | 0 | 0 | 0 | 0 | 0 | 0 | 0 | 0 | 0 | 0 | 0 | 0 | 0 | 0 | 0 | 0 | 0 | Office (small) All ILit Cls | Office (small) All ILit Cls | 2 | 5 | 5 | Office (small) All ILit2 Cls | Office (small) All ILit Cls | Office (small) All ILit Cls | 2 | 5 | 5 | 2 | 1.2 | 0.05 | 0.05 | 0.05 | 0.05 | 0.05 | 0.05 | 0.05 | 0.05 | 0.05 | 0.05 | 0.05 | 0.05 | 0.05 | 0.05 | 0.05 | 0.05 | 0.05 | 0.05 | 0.05 | 0.05 | 0.05 | 0.05 | 0.05 | 0.05 | 0.05 | 1.2 | 0.05 | 0.05 | 0.05 | 0.05 | 0.05 | 0.05 | 0.05 | 0.05 | 0.05 | 0.05 | 0.05 | 0.05 | 0.05 | 0.05 | 0.05 | 0.05 | 0.05 | 0.05 | 0.05 | 0.05 | 0.05 | 0.05 | 0.05 | 0.05 | 0.05 | 0 | 0 | 0 | 0 | 0 | 0 | 0 | 0 | 0 | 0 | 0 | 0 | 0 | 0 | 0 | 0 | 0 | 0 | 0 | 0 | 0 | 0 | 0 | 0 | 0 | 0 | 0 | 0 | 0 | 0 | 0 | 0 | 0 | 0 | 0 | 0 | 0 | 0 | 0 | 0 | 0 | 0 | 0 | 0 | 0 | 0 | 0 | 0 | 10 | 0.55 | 0.24 | 0.12 | 0.09 | 0.6962 | 0 | 0 | 0 | 0 | 0 | 0 | 0 | 0 |  | 0.15825 | 0.15825 | 0.16495 | 0.16523 | 0.16401 | 0.16401 | 0.16401 | Office - Small - Copy Room (photocopying equipment) - Sun | 12 | 8 | 17 | 0 | 62.4 | 0 | 0 | 0 | 62.4 | 0 | 0 | 0 | 1.2 | 0 | 0 | 0 | 0 | 0 | 0 | 0 | 0 | 0 | 0 | 0 | 0 | 0 | 0 | 0 | 0 | 0 | 0 | 0 | 0 | 0 | 0 | 0 | 0 |  | 0 | 62.4 | 0 | 0 | 0 | 62.4 | 0 | 0 | 0 | 1.2 | 0 | 0 | 0 | 0 | 0 | 0 | 0 | 0 | 0 | 0 | 0 | 0 | 0 | 0 | 0 | 0 | 0 | 0 | 0 | 0 | 0 | 0 | 0 | 0 | 1 | 1 | 1 | 1
1407 | 14 | 7 | 7 | 3 |  |  |  |  | Office - Small | Copy Room (photocopying equipment) | Office - Small - Copy Room (photocopying equipment) |  | Office - Small | Office - Small - Copy Room (photocopying equipment) | Office (small) All | Hol | Closed | 10 | 10 | 0.02 | 1.0136 | 1.0136 | 1.0136 | 1.0136 | 0.93567 | 0.93567 | 0.93567 | 0 | 0 | 0 | 0 | 0 | 0 | 0 | 0.24327 | 0.24327 | 0.24327 | 0.24327 | 0.22456 | 0.22456 | 0.22456 | 0 | 0 | 0 | 0 | 0 | 0 | 0 | 0 | 0 | 0 | 0 | 0 | 0 | 0 | 0 | 0 | 0 | 0 | 0 | 0 | 0 | 0 | 0 | 0 | 0 | 0 | 0 | 0 | 0 | 0 | 0 | 0 | 0 | 0 | 0 | 0.20912 | 0.20912 | 0.20912 | 0.20912 | 0.19303 | 0.19303 | 0.19303 | 0 | 0 | 0 | 0 | 0 | 0 | 0 | 0.050188 | 0.050188 | 0.050188 | 0.050188 | 0.046328 | 0.046328 | 0.046328 | 0 | 0 | 0 | 0 | 0 | 0 | 0 | 0 | 0 | 0 | 0 | 0 | 0 | 0 | 0 | 0 | 0 | 0 | 0 | 0 | 0 | 0 | 0 | 0 | 0 | 0 | 0 | 0 | 0 | 0 | 0 | 0 | 0 | 0 | 0 | Office (small) All ILit Cls | Office (small) All ILit Cls | 2 | 5 | 5 | Office (small) All ILit2 Cls | Office (small) All ILit Cls | Office (small) All ILit Cls | 2 | 5 | 5 | 2 | 1.2 | 0.05 | 0.05 | 0.05 | 0.05 | 0.05 | 0.05 | 0.05 | 0.05 | 0.05 | 0.05 | 0.05 | 0.05 | 0.05 | 0.05 | 0.05 | 0.05 | 0.05 | 0.05 | 0.05 | 0.05 | 0.05 | 0.05 | 0.05 | 0.05 | 0.05 | 1.2 | 0.05 | 0.05 | 0.05 | 0.05 | 0.05 | 0.05 | 0.05 | 0.05 | 0.05 | 0.05 | 0.05 | 0.05 | 0.05 | 0.05 | 0.05 | 0.05 | 0.05 | 0.05 | 0.05 | 0.05 | 0.05 | 0.05 | 0.05 | 0.05 | 0.05 | 0 | 0 | 0 | 0 | 0 | 0 | 0 | 0 | 0 | 0 | 0 | 0 | 0 | 0 | 0 | 0 | 0 | 0 | 0 | 0 | 0 | 0 | 0 | 0 | 0 | 0 | 0 | 0 | 0 | 0 | 0 | 0 | 0 | 0 | 0 | 0 | 0 | 0 | 0 | 0 | 0 | 0 | 0 | 0 | 0 | 0 | 0 | 0 | 10 | 0.55 | 0.24 | 0.12 | 0.09 | 0.6962 | 0 | 0 | 0 | 0 | 0 | 0 | 0 | 0 |  | 0.15825 | 0.15825 | 0.16495 | 0.16523 | 0.16401 | 0.16401 | 0.16401 | Office - Small - Copy Room (photocopying equipment) - Hol | 14 | 8 | 17 | 0 | 12 | 0 | 0 | 0 | 12 | 0 | 0 | 0 | 1.2 | 0 | 0 | 0 | 0 | 0 | 0 | 0 | 0 | 0 | 0 | 0 | 0 | 0 | 0 | 0 | 0 | 0 | 0 | 0 | 0 | 0 | 0 | 0 | 0 |  | 0 | 12 | 0 | 0 | 0 | 12 | 0 | 0 | 0 | 1.2 | 0 | 0 | 0 | 0 | 0 | 0 | 0 | 0 | 0 | 0 | 0 | 0 | 0 | 0 | 0 | 0 | 0 | 0 | 0 | 0 | 0 | 0 | 0 | 0 | 1 | 1 | 1 | 1
1408 | 14 | 8 | 8 | 4 |  |  | Office - Small - Copy Room (photocopying equipment) | Office - Small - Copy Room (photocopying equipment) | Office - Small | Copy Room (photocopying equipment) | Office - Small - Copy Room (photocopying equipment) |  | Office - Small | Office - Small - Copy Room (photocopying equipment) | Office (small) All | all | Open | 251 | 251 | 0.02 | 1.0136 | 1.0136 | 1.0136 | 1.0136 | 0.93567 | 0.93567 | 0.93567 | 0.020273 | 0.020273 | 0.020273 | 0.020273 | 0.018713 | 0.018713 | 0.018713 | 47.0683 | 47.0683 | 47.0683 | 47.0683 | 43.4477 | 43.4477 | 43.4477 | 0.014056 | 0.014056 | 0.014056 | 0.014056 | 0.012975 | 0.012975 | 0.012975 | 2593.5767 | 2593.5767 | 2593.5767 | 2593.5767 | 2593.5767 | 2593.5767 | 2593.5767 | 0 | 0 | 0 | 0 | 0 | 0 | 0 | 0.69333 | 0.69333 | 0.69333 | 0.69333 | 0.69333 | 0.69333 | 0.69333 | 0 | 0 | 0 | 0 | 0 | 0 | 0 | 0.20912 | 0.20912 | 0.20912 | 0.20912 | 0.19303 | 0.19303 | 0.19303 | 0.0041823 | 0.0041823 | 0.0041823 | 0.0041823 | 0.0038606 | 0.0038606 | 0.0038606 | 10.9829 | 10.9829 | 10.9829 | 10.9829 | 10.1381 | 10.1381 | 10.1381 | 0.0028208 | 0.0028208 | 0.0028208 | 0.0028208 | 0.0026038 | 0.0026038 | 0.0026038 | 2961.8044 | 2961.8044 | 2961.8044 | 2961.8044 | 2961.8044 | 2961.8044 | 2961.8044 | 0 | 0 | 0 | 0 | 0 | 0 | 0 | 0.67444 | 0.67444 | 0.67444 | 0.67444 | 0.67444 | 0.67444 | 0.67444 | 0 | 0 | 0 | 0 | 0 | 0 | 0 | Office (small) All ILit all | Office (small) All ILit all | 3819 | 5.5 | 74 | Office (small) All ILit2 all | Office (small) All ILit2 all | Office (small) All ILit2 All | 3903 | 24 | 70 | 3819 | 9.25 | 0.69333 | 0.055 | 0.055 | 0.055 | 0.055 | 0.11 | 0.16 | 0.26 | 0.5 | 0.67 | 0.74 | 0.74 | 0.74 | 0.74 | 0.74 | 0.74 | 0.7 | 0.64 | 0.5 | 0.31 | 0.22 | 0.18 | 0.14 | 0.1 | 0.1 | 10.4622 | 0.67444 | 0.24 | 0.24 | 0.24 | 0.24 | 0.24 | 0.24 | 0.24 | 0.62333 | 0.67444 | 0.67444 | 0.7 | 0.7 | 0.62333 | 0.62333 | 0.67444 | 0.67444 | 0.67444 | 0.57222 | 0.36778 | 0.24 | 0.24 | 0.24 | 0.24 | 0.24 | 0 | 0 | 0 | 0 | 0.080292 | 0.15328 | 0.29927 | 0.64964 | 0.89781 | 1 | 1 | 1 | 1 | 1 | 1 | 0.94161 | 0.85401 | 0.64964 | 0.37226 | 0.24088 | 0.18248 | 0.12409 | 0.065693 | 0.065693 | 0 | 0 | 0 | 0 | 0 | 0 | 0 | 0.83333 | 0.94444 | 0.94444 | 1 | 1 | 0.83333 | 0.83333 | 0.94444 | 0.94444 | 0.94444 | 0.72222 | 0.27778 | 0 | 0 | 0 | 0 | 0 | 10 | 0.55 | 0.24 | 0.12 | 0.09 | 0.6962 | 0.062445 | 0.0012659 | 0.0012659 | 0.0012659 | 0.0012659 | 0.0011686 | 0.0011686 | 0.0011686 |  | 0.15825 | 0.15825 | 0.16495 | 0.16523 | 0.16401 | 0.16401 | 0.16401 | Office - Small - Copy Room (photocopying equipment) - all | 16 | 8 | 17 | 1583.81 | 737.94 | 1583.81 | 737.94 | 0 | 0 | 6.31 | 2.94 | 0 | 0 | 0 | 0 | 0 | 0 | 0 | 0 | 0 | 0.5 | 0.67 | 0.74 | 0.74 | 0.74 | 0.74 | 0.74 | 0.74 | 0.7 | 0 | 0 | 0 | 0 | 0 | 0 | 0 | 0 |  | 1497.9122 | 1128.1056 | 1497.9122 | 1128.1056 | 0 | 0 | 5.9678 | 4.4944 | 0 | 0 | 0 | 0 | 0 | 0 | 0 | 0 | 0 | 0.62333 | 0.67444 | 0.67444 | 0.7 | 0.7 | 0.62333 | 0.62333 | 0.67444 | 0.67444 | 0 | 0 | 0 | 0 | 0 | 0 | 0 | 0 | 1 | 1 | 1 | 1
1409 | 14 | 9 | 5 | 1 |  |  |  |  | Office - Small | Corridor | Office - Small - Corridor |  | Office - Small | Office - Small - Corridor | Office (small) All | Sat | Open | 52 | 52 | 0.1 | 0.62378 | 0.62378 | 0.46783 | 0.46783 | 0.46783 | 0.46783 | 0.46783 | 0 | 0 | 0 | 0 | 0 | 0 | 0 | 12.315 | 12.315 | 9.2363 | 9.2363 | 9.2363 | 9.2363 | 9.2363 | 0 | 0 | 0 | 0 | 0 | 0 | 0 | 0 | 0 | 0 | 0 | 0 | 0 | 0 | 0 | 0 | 0 | 0 | 0 | 0 | 0 | 0 | 0 | 0 | 0 | 0 | 0 | 0 | 0 | 0 | 0 | 0 | 0 | 0 | 0 | 0.12869 | 0.12869 | 0.096516 | 0.096516 | 0.096516 | 0.096516 | 0.096516 | 0 | 0 | 0 | 0 | 0 | 0 | 0 | 3.3637 | 3.3637 | 2.5228 | 2.5228 | 2.5228 | 2.5228 | 2.5228 | 0 | 0 | 0 | 0 | 0 | 0 | 0 | 0 | 0 | 0 | 0 | 0 | 0 | 0 | 0 | 0 | 0 | 0 | 0 | 0 | 0 | 0 | 0 | 0 | 0 | 0 | 0 | 0 | 0 | 0 | 0 | 0 | 0 | 0 | 0 | Office (small) All ILit Sat | Office (small) All ILit all | 3820 | 5 | 32 | Office (small) All ILit2 Sat | Office (small) All ILit2 Sat | Office (small) All ILit2 All | 3904 | 12 | 35 | 3820 | 3.7967 | 0.32 | 0.05 | 0.05 | 0.05 | 0.05 | 0.05 | 0.05 | 0.05 | 0.21667 | 0.32 | 0.32 | 0.32 | 0.32 | 0.32 | 0.32 | 0.32 | 0.32 | 0.32 | 0.05 | 0.05 | 0.05 | 0.05 | 0.05 | 0.05 | 0.05 | 5.0267 | 0.35 | 0.12 | 0.12 | 0.12 | 0.12 | 0.12 | 0.12 | 0.12 | 0.24778 | 0.35 | 0.35 | 0.35 | 0.35 | 0.29889 | 0.35 | 0.35 | 0.35 | 0.35 | 0.12 | 0.12 | 0.12 | 0.12 | 0.12 | 0.12 | 0.12 | 0 | 0 | 0 | 0 | 0 | 0 | 0 | 0.61728 | 1 | 1 | 1 | 1 | 1 | 1 | 1 | 1 | 1 | 0 | 0 | 0 | 0 | 0 | 0 | 0 | 0 | 0 | 0 | 0 | 0 | 0 | 0 | 0.55556 | 1 | 1 | 1 | 1 | 0.77778 | 1 | 1 | 1 | 1 | 0 | 0 | 0 | 0 | 0 | 0 | 0 | 10 | 0.66337 | 0.20792 | 0.079208 | 0.049505 | 0.76136 | 0 | 0 | 0 | 0 | 0 | 0 | 0 | 0 |  | 0.15825 | 0.15825 | 0.16495 | 0.16523 | 0.16401 | 0.16401 | 0.16401 | Office - Small - Corridor - Sat | 10 | 8 | 17 | 144.3867 | 53.04 | 0 | 0 | 144.3867 | 53.04 | 0 | 0 | 2.7767 | 1.02 | 0 | 0 | 0 | 0 | 0 | 0 | 0 | 0.21667 | 0.32 | 0.32 | 0.32 | 0.32 | 0.32 | 0.32 | 0.32 | 0.32 | 0 | 0 | 0 | 0 | 0 | 0 | 0 | 0 |  | 155.8267 | 105.56 | 0 | 0 | 155.8267 | 105.56 | 0 | 0 | 2.9967 | 2.03 | 0 | 0 | 0 | 0 | 0 | 0 | 0 | 0.24778 | 0.35 | 0.35 | 0.35 | 0.35 | 0.29889 | 0.35 | 0.35 | 0.35 | 0 | 0 | 0 | 0 | 0 | 0 | 0 | 0 | 1 | 1 | 1 | 1
1410 | 14 | 10 | 6 | 2 |  |  |  |  | Office - Small | Corridor | Office - Small - Corridor |  | Office - Small | Office - Small - Corridor | Office (small) All | Sun | Closed | 52 | 52 | 0.1 | 0.62378 | 0.62378 | 0.46783 | 0.46783 | 0.46783 | 0.46783 | 0.46783 | 0 | 0 | 0 | 0 | 0 | 0 | 0 | 3.8924 | 3.8924 | 2.9193 | 2.9193 | 2.9193 | 2.9193 | 2.9193 | 0 | 0 | 0 | 0 | 0 | 0 | 0 | 0 | 0 | 0 | 0 | 0 | 0 | 0 | 0 | 0 | 0 | 0 | 0 | 0 | 0 | 0 | 0 | 0 | 0 | 0 | 0 | 0 | 0 | 0 | 0 | 0 | 0 | 0 | 0 | 0.12869 | 0.12869 | 0.096516 | 0.096516 | 0.096516 | 0.096516 | 0.096516 | 0 | 0 | 0 | 0 | 0 | 0 | 0 | 0.80301 | 0.80301 | 0.60226 | 0.60226 | 0.60226 | 0.60226 | 0.60226 | 0 | 0 | 0 | 0 | 0 | 0 | 0 | 0 | 0 | 0 | 0 | 0 | 0 | 0 | 0 | 0 | 0 | 0 | 0 | 0 | 0 | 0 | 0 | 0 | 0 | 0 | 0 | 0 | 0 | 0 | 0 | 0 | 0 | 0 | 0 | Office (small) All ILit Cls | Office (small) All ILit Cls | 2 | 5 | 5 | Office (small) All ILit2 Cls | Office (small) All ILit Cls | Office (small) All ILit Cls | 2 | 5 | 5 | 2 | 1.2 | 0.05 | 0.05 | 0.05 | 0.05 | 0.05 | 0.05 | 0.05 | 0.05 | 0.05 | 0.05 | 0.05 | 0.05 | 0.05 | 0.05 | 0.05 | 0.05 | 0.05 | 0.05 | 0.05 | 0.05 | 0.05 | 0.05 | 0.05 | 0.05 | 0.05 | 1.2 | 0.05 | 0.05 | 0.05 | 0.05 | 0.05 | 0.05 | 0.05 | 0.05 | 0.05 | 0.05 | 0.05 | 0.05 | 0.05 | 0.05 | 0.05 | 0.05 | 0.05 | 0.05 | 0.05 | 0.05 | 0.05 | 0.05 | 0.05 | 0.05 | 0.05 | 0 | 0 | 0 | 0 | 0 | 0 | 0 | 0 | 0 | 0 | 0 | 0 | 0 | 0 | 0 | 0 | 0 | 0 | 0 | 0 | 0 | 0 | 0 | 0 | 0 | 0 | 0 | 0 | 0 | 0 | 0 | 0 | 0 | 0 | 0 | 0 | 0 | 0 | 0 | 0 | 0 | 0 | 0 | 0 | 0 | 0 | 0 | 0 | 10 | 0.66337 | 0.20792 | 0.079208 | 0.049505 | 0.76136 | 0 | 0 | 0 | 0 | 0 | 0 | 0 | 0 |  | 0.15825 | 0.15825 | 0.16495 | 0.16523 | 0.16401 | 0.16401 | 0.16401 | Office - Small - Corridor - Sun | 12 | 8 | 17 | 0 | 62.4 | 0 | 0 | 0 | 62.4 | 0 | 0 | 0 | 1.2 | 0 | 0 | 0 | 0 | 0 | 0 | 0 | 0 | 0 | 0 | 0 | 0 | 0 | 0 | 0 | 0 | 0 | 0 | 0 | 0 | 0 | 0 | 0 | 0 |  | 0 | 62.4 | 0 | 0 | 0 | 62.4 | 0 | 0 | 0 | 1.2 | 0 | 0 | 0 | 0 | 0 | 0 | 0 | 0 | 0 | 0 | 0 | 0 | 0 | 0 | 0 | 0 | 0 | 0 | 0 | 0 | 0 | 0 | 0 | 0 | 1 | 1 | 1 | 1
1411 | 14 | 11 | 7 | 3 |  |  |  |  | Office - Small | Corridor | Office - Small - Corridor |  | Office - Small | Office - Small - Corridor | Office (small) All | Hol | Closed | 10 | 10 | 0.1 | 0.62378 | 0.62378 | 0.46783 | 0.46783 | 0.46783 | 0.46783 | 0.46783 | 0 | 0 | 0 | 0 | 0 | 0 | 0 | 0.74853 | 0.74853 | 0.5614 | 0.5614 | 0.5614 | 0.5614 | 0.5614 | 0 | 0 | 0 | 0 | 0 | 0 | 0 | 0 | 0 | 0 | 0 | 0 | 0 | 0 | 0 | 0 | 0 | 0 | 0 | 0 | 0 | 0 | 0 | 0 | 0 | 0 | 0 | 0 | 0 | 0 | 0 | 0 | 0 | 0 | 0 | 0.12869 | 0.12869 | 0.096516 | 0.096516 | 0.096516 | 0.096516 | 0.096516 | 0 | 0 | 0 | 0 | 0 | 0 | 0 | 0.15443 | 0.15443 | 0.11582 | 0.11582 | 0.11582 | 0.11582 | 0.11582 | 0 | 0 | 0 | 0 | 0 | 0 | 0 | 0 | 0 | 0 | 0 | 0 | 0 | 0 | 0 | 0 | 0 | 0 | 0 | 0 | 0 | 0 | 0 | 0 | 0 | 0 | 0 | 0 | 0 | 0 | 0 | 0 | 0 | 0 | 0 | Office (small) All ILit Cls | Office (small) All ILit Cls | 2 | 5 | 5 | Office (small) All ILit2 Cls | Office (small) All ILit Cls | Office (small) All ILit Cls | 2 | 5 | 5 | 2 | 1.2 | 0.05 | 0.05 | 0.05 | 0.05 | 0.05 | 0.05 | 0.05 | 0.05 | 0.05 | 0.05 | 0.05 | 0.05 | 0.05 | 0.05 | 0.05 | 0.05 | 0.05 | 0.05 | 0.05 | 0.05 | 0.05 | 0.05 | 0.05 | 0.05 | 0.05 | 1.2 | 0.05 | 0.05 | 0.05 | 0.05 | 0.05 | 0.05 | 0.05 | 0.05 | 0.05 | 0.05 | 0.05 | 0.05 | 0.05 | 0.05 | 0.05 | 0.05 | 0.05 | 0.05 | 0.05 | 0.05 | 0.05 | 0.05 | 0.05 | 0.05 | 0.05 | 0 | 0 | 0 | 0 | 0 | 0 | 0 | 0 | 0 | 0 | 0 | 0 | 0 | 0 | 0 | 0 | 0 | 0 | 0 | 0 | 0 | 0 | 0 | 0 | 0 | 0 | 0 | 0 | 0 | 0 | 0 | 0 | 0 | 0 | 0 | 0 | 0 | 0 | 0 | 0 | 0 | 0 | 0 | 0 | 0 | 0 | 0 | 0 | 10 | 0.66337 | 0.20792 | 0.079208 | 0.049505 | 0.76136 | 0 | 0 | 0 | 0 | 0 | 0 | 0 | 0 |  | 0.15825 | 0.15825 | 0.16495 | 0.16523 | 0.16401 | 0.16401 | 0.16401 | Office - Small - Corridor - Hol | 14 | 8 | 17 | 0 | 12 | 0 | 0 | 0 | 12 | 0 | 0 | 0 | 1.2 | 0 | 0 | 0 | 0 | 0 | 0 | 0 | 0 | 0 | 0 | 0 | 0 | 0 | 0 | 0 | 0 | 0 | 0 | 0 | 0 | 0 | 0 | 0 | 0 |  | 0 | 12 | 0 | 0 | 0 | 12 | 0 | 0 | 0 | 1.2 | 0 | 0 | 0 | 0 | 0 | 0 | 0 | 0 | 0 | 0 | 0 | 0 | 0 | 0 | 0 | 0 | 0 | 0 | 0 | 0 | 0 | 0 | 0 | 0 | 1 | 1 | 1 | 1
1412 | 14 | 12 | 8 | 4 |  |  | Office - Small - Corridor | Office - Small - Corridor | Office - Small | Corridor | Office - Small - Corridor |  | Office - Small | Office - Small - Corridor | Office (small) All | all | Open | 251 | 251 | 0.1 | 0.62378 | 0.62378 | 0.46783 | 0.46783 | 0.46783 | 0.46783 | 0.46783 | 0.062378 | 0.062378 | 0.046783 | 0.046783 | 0.046783 | 0.046783 | 0.046783 | 144.8255 | 144.8255 | 108.6192 | 108.6192 | 108.6192 | 108.6192 | 108.6192 | 0.043249 | 0.043249 | 0.032436 | 0.032436 | 0.032436 | 0.032436 | 0.032436 | 2593.5767 | 2593.5767 | 2593.5767 | 2593.5767 | 2593.5767 | 2593.5767 | 2593.5767 | 0 | 0 | 0 | 0 | 0 | 0 | 0 | 0.69333 | 0.69333 | 0.69333 | 0.69333 | 0.69333 | 0.69333 | 0.69333 | 0 | 0 | 0 | 0 | 0 | 0 | 0 | 0.12869 | 0.12869 | 0.096516 | 0.096516 | 0.096516 | 0.096516 | 0.096516 | 0.012869 | 0.012869 | 0.0096516 | 0.0096516 | 0.0096516 | 0.0096516 | 0.0096516 | 33.7936 | 33.7936 | 25.3452 | 25.3452 | 25.3452 | 25.3452 | 25.3452 | 0.0086793 | 0.0086793 | 0.0065094 | 0.0065094 | 0.0065094 | 0.0065094 | 0.0065094 | 2961.8044 | 2961.8044 | 2961.8044 | 2961.8044 | 2961.8044 | 2961.8044 | 2961.8044 | 0 | 0 | 0 | 0 | 0 | 0 | 0 | 0.67444 | 0.67444 | 0.67444 | 0.67444 | 0.67444 | 0.67444 | 0.67444 | 0 | 0 | 0 | 0 | 0 | 0 | 0 | Office (small) All ILit all | Office (small) All ILit all | 3819 | 5.5 | 74 | Office (small) All ILit2 all | Office (small) All ILit2 all | Office (small) All ILit2 All | 3903 | 24 | 70 | 3819 | 9.25 | 0.69333 | 0.055 | 0.055 | 0.055 | 0.055 | 0.11 | 0.16 | 0.26 | 0.5 | 0.67 | 0.74 | 0.74 | 0.74 | 0.74 | 0.74 | 0.74 | 0.7 | 0.64 | 0.5 | 0.31 | 0.22 | 0.18 | 0.14 | 0.1 | 0.1 | 10.4622 | 0.67444 | 0.24 | 0.24 | 0.24 | 0.24 | 0.24 | 0.24 | 0.24 | 0.62333 | 0.67444 | 0.67444 | 0.7 | 0.7 | 0.62333 | 0.62333 | 0.67444 | 0.67444 | 0.67444 | 0.57222 | 0.36778 | 0.24 | 0.24 | 0.24 | 0.24 | 0.24 | 0 | 0 | 0 | 0 | 0.080292 | 0.15328 | 0.29927 | 0.64964 | 0.89781 | 1 | 1 | 1 | 1 | 1 | 1 | 0.94161 | 0.85401 | 0.64964 | 0.37226 | 0.24088 | 0.18248 | 0.12409 | 0.065693 | 0.065693 | 0 | 0 | 0 | 0 | 0 | 0 | 0 | 0.83333 | 0.94444 | 0.94444 | 1 | 1 | 0.83333 | 0.83333 | 0.94444 | 0.94444 | 0.94444 | 0.72222 | 0.27778 | 0 | 0 | 0 | 0 | 0 | 10 | 0.66337 | 0.20792 | 0.079208 | 0.049505 | 0.76136 | 0.075317 | 0.0046981 | 0.0046981 | 0.0035236 | 0.0035236 | 0.0035236 | 0.0035236 | 0.0035236 |  | 0.15825 | 0.15825 | 0.16495 | 0.16523 | 0.16401 | 0.16401 | 0.16401 | Office - Small - Corridor - all | 16 | 8 | 17 | 1583.81 | 737.94 | 1583.81 | 737.94 | 0 | 0 | 6.31 | 2.94 | 0 | 0 | 0 | 0 | 0 | 0 | 0 | 0 | 0 | 0.5 | 0.67 | 0.74 | 0.74 | 0.74 | 0.74 | 0.74 | 0.74 | 0.7 | 0 | 0 | 0 | 0 | 0 | 0 | 0 | 0 |  | 1497.9122 | 1128.1056 | 1497.9122 | 1128.1056 | 0 | 0 | 5.9678 | 4.4944 | 0 | 0 | 0 | 0 | 0 | 0 | 0 | 0 | 0 | 0.62333 | 0.67444 | 0.67444 | 0.7 | 0.7 | 0.62333 | 0.62333 | 0.67444 | 0.67444 | 0 | 0 | 0 | 0 | 0 | 0 | 0 | 0 | 1 | 1 | 1 | 1
1413 | 14 | 13 | 5 | 1 |  |  |  |  | Office - Small | Lobby (Office Reception/Waiting) | Office - Small - Lobby (Office Reception/Waiting) |  | Office - Small | Office - Small - Lobby (Office Reception/Waiting) | Office (small) All | Sat | Open | 52 | 52 | 0.05 | 1.2476 | 1.2476 | 0.97465 | 0.97465 | 0.97465 | 0.97465 | 0.97465 | 0 | 0 | 0 | 0 | 0 | 0 | 0 | 12.315 | 12.315 | 9.6211 | 9.6211 | 9.6211 | 9.6211 | 9.6211 | 0 | 0 | 0 | 0 | 0 | 0 | 0 | 0 | 0 | 0 | 0 | 0 | 0 | 0 | 0 | 0 | 0 | 0 | 0 | 0 | 0 | 0 | 0 | 0 | 0 | 0 | 0 | 0 | 0 | 0 | 0 | 0 | 0 | 0 | 0 | 0.25738 | 0.25738 | 0.20107 | 0.20107 | 0.20107 | 0.20107 | 0.20107 | 0 | 0 | 0 | 0 | 0 | 0 | 0 | 3.3637 | 3.3637 | 2.6279 | 2.6279 | 2.6279 | 2.6279 | 2.6279 | 0 | 0 | 0 | 0 | 0 | 0 | 0 | 0 | 0 | 0 | 0 | 0 | 0 | 0 | 0 | 0 | 0 | 0 | 0 | 0 | 0 | 0 | 0 | 0 | 0 | 0 | 0 | 0 | 0 | 0 | 0 | 0 | 0 | 0 | 0 | Office (small) All ILit Sat | Office (small) All ILit all | 3820 | 5 | 32 | Office (small) All ILit2 Sat | Office (small) All ILit2 Sat | Office (small) All ILit2 All | 3904 | 12 | 35 | 3820 | 3.7967 | 0.32 | 0.05 | 0.05 | 0.05 | 0.05 | 0.05 | 0.05 | 0.05 | 0.21667 | 0.32 | 0.32 | 0.32 | 0.32 | 0.32 | 0.32 | 0.32 | 0.32 | 0.32 | 0.05 | 0.05 | 0.05 | 0.05 | 0.05 | 0.05 | 0.05 | 5.0267 | 0.35 | 0.12 | 0.12 | 0.12 | 0.12 | 0.12 | 0.12 | 0.12 | 0.24778 | 0.35 | 0.35 | 0.35 | 0.35 | 0.29889 | 0.35 | 0.35 | 0.35 | 0.35 | 0.12 | 0.12 | 0.12 | 0.12 | 0.12 | 0.12 | 0.12 | 0 | 0 | 0 | 0 | 0 | 0 | 0 | 0.61728 | 1 | 1 | 1 | 1 | 1 | 1 | 1 | 1 | 1 | 0 | 0 | 0 | 0 | 0 | 0 | 0 | 0 | 0 | 0 | 0 | 0 | 0 | 0 | 0.55556 | 1 | 1 | 1 | 1 | 0.77778 | 1 | 1 | 1 | 1 | 0 | 0 | 0 | 0 | 0 | 0 | 0 | 10 | 0.66337 | 0.20792 | 0.079208 | 0.049505 | 0.76136 | 0 | 0 | 0 | 0 | 0 | 0 | 0 | 0 |  | 0.15825 | 0.15825 | 0.16495 | 0.16523 | 0.16401 | 0.16401 | 0.16401 | Office - Small - Lobby (Office Reception/Waiting) - Sat | 10 | 8 | 17 | 144.3867 | 53.04 | 0 | 0 | 144.3867 | 53.04 | 0 | 0 | 2.7767 | 1.02 | 0 | 0 | 0 | 0 | 0 | 0 | 0 | 0.21667 | 0.32 | 0.32 | 0.32 | 0.32 | 0.32 | 0.32 | 0.32 | 0.32 | 0 | 0 | 0 | 0 | 0 | 0 | 0 | 0 |  | 155.8267 | 105.56 | 0 | 0 | 155.8267 | 105.56 | 0 | 0 | 2.9967 | 2.03 | 0 | 0 | 0 | 0 | 0 | 0 | 0 | 0.24778 | 0.35 | 0.35 | 0.35 | 0.35 | 0.29889 | 0.35 | 0.35 | 0.35 | 0 | 0 | 0 | 0 | 0 | 0 | 0 | 0 | 1 | 1 | 1 | 1
1414 | 14 | 14 | 6 | 2 |  |  |  |  | Office - Small | Lobby (Office Reception/Waiting) | Office - Small - Lobby (Office Reception/Waiting) |  | Office - Small | Office - Small - Lobby (Office Reception/Waiting) | Office (small) All | Sun | Closed | 52 | 52 | 0.05 | 1.2476 | 1.2476 | 0.97465 | 0.97465 | 0.97465 | 0.97465 | 0.97465 | 0 | 0 | 0 | 0 | 0 | 0 | 0 | 3.8924 | 3.8924 | 3.0409 | 3.0409 | 3.0409 | 3.0409 | 3.0409 | 0 | 0 | 0 | 0 | 0 | 0 | 0 | 0 | 0 | 0 | 0 | 0 | 0 | 0 | 0 | 0 | 0 | 0 | 0 | 0 | 0 | 0 | 0 | 0 | 0 | 0 | 0 | 0 | 0 | 0 | 0 | 0 | 0 | 0 | 0 | 0.25738 | 0.25738 | 0.20107 | 0.20107 | 0.20107 | 0.20107 | 0.20107 | 0 | 0 | 0 | 0 | 0 | 0 | 0 | 0.80301 | 0.80301 | 0.62735 | 0.62735 | 0.62735 | 0.62735 | 0.62735 | 0 | 0 | 0 | 0 | 0 | 0 | 0 | 0 | 0 | 0 | 0 | 0 | 0 | 0 | 0 | 0 | 0 | 0 | 0 | 0 | 0 | 0 | 0 | 0 | 0 | 0 | 0 | 0 | 0 | 0 | 0 | 0 | 0 | 0 | 0 | Office (small) All ILit Cls | Office (small) All ILit Cls | 2 | 5 | 5 | Office (small) All ILit2 Cls | Office (small) All ILit Cls | Office (small) All ILit Cls | 2 | 5 | 5 | 2 | 1.2 | 0.05 | 0.05 | 0.05 | 0.05 | 0.05 | 0.05 | 0.05 | 0.05 | 0.05 | 0.05 | 0.05 | 0.05 | 0.05 | 0.05 | 0.05 | 0.05 | 0.05 | 0.05 | 0.05 | 0.05 | 0.05 | 0.05 | 0.05 | 0.05 | 0.05 | 1.2 | 0.05 | 0.05 | 0.05 | 0.05 | 0.05 | 0.05 | 0.05 | 0.05 | 0.05 | 0.05 | 0.05 | 0.05 | 0.05 | 0.05 | 0.05 | 0.05 | 0.05 | 0.05 | 0.05 | 0.05 | 0.05 | 0.05 | 0.05 | 0.05 | 0.05 | 0 | 0 | 0 | 0 | 0 | 0 | 0 | 0 | 0 | 0 | 0 | 0 | 0 | 0 | 0 | 0 | 0 | 0 | 0 | 0 | 0 | 0 | 0 | 0 | 0 | 0 | 0 | 0 | 0 | 0 | 0 | 0 | 0 | 0 | 0 | 0 | 0 | 0 | 0 | 0 | 0 | 0 | 0 | 0 | 0 | 0 | 0 | 0 | 10 | 0.66337 | 0.20792 | 0.079208 | 0.049505 | 0.76136 | 0 | 0 | 0 | 0 | 0 | 0 | 0 | 0 |  | 0.15825 | 0.15825 | 0.16495 | 0.16523 | 0.16401 | 0.16401 | 0.16401 | Office - Small - Lobby (Office Reception/Waiting) - Sun | 12 | 8 | 17 | 0 | 62.4 | 0 | 0 | 0 | 62.4 | 0 | 0 | 0 | 1.2 | 0 | 0 | 0 | 0 | 0 | 0 | 0 | 0 | 0 | 0 | 0 | 0 | 0 | 0 | 0 | 0 | 0 | 0 | 0 | 0 | 0 | 0 | 0 | 0 |  | 0 | 62.4 | 0 | 0 | 0 | 62.4 | 0 | 0 | 0 | 1.2 | 0 | 0 | 0 | 0 | 0 | 0 | 0 | 0 | 0 | 0 | 0 | 0 | 0 | 0 | 0 | 0 | 0 | 0 | 0 | 0 | 0 | 0 | 0 | 0 | 1 | 1 | 1 | 1
1415 | 14 | 15 | 7 | 3 |  |  |  |  | Office - Small | Lobby (Office Reception/Waiting) | Office - Small - Lobby (Office Reception/Waiting) |  | Office - Small | Office - Small - Lobby (Office Reception/Waiting) | Office (small) All | Hol | Closed | 10 | 10 | 0.05 | 1.2476 | 1.2476 | 0.97465 | 0.97465 | 0.97465 | 0.97465 | 0.97465 | 0 | 0 | 0 | 0 | 0 | 0 | 0 | 0.74853 | 0.74853 | 0.58479 | 0.58479 | 0.58479 | 0.58479 | 0.58479 | 0 | 0 | 0 | 0 | 0 | 0 | 0 | 0 | 0 | 0 | 0 | 0 | 0 | 0 | 0 | 0 | 0 | 0 | 0 | 0 | 0 | 0 | 0 | 0 | 0 | 0 | 0 | 0 | 0 | 0 | 0 | 0 | 0 | 0 | 0 | 0.25738 | 0.25738 | 0.20107 | 0.20107 | 0.20107 | 0.20107 | 0.20107 | 0 | 0 | 0 | 0 | 0 | 0 | 0 | 0.15443 | 0.15443 | 0.12064 | 0.12064 | 0.12064 | 0.12064 | 0.12064 | 0 | 0 | 0 | 0 | 0 | 0 | 0 | 0 | 0 | 0 | 0 | 0 | 0 | 0 | 0 | 0 | 0 | 0 | 0 | 0 | 0 | 0 | 0 | 0 | 0 | 0 | 0 | 0 | 0 | 0 | 0 | 0 | 0 | 0 | 0 | Office (small) All ILit Cls | Office (small) All ILit Cls | 2 | 5 | 5 | Office (small) All ILit2 Cls | Office (small) All ILit Cls | Office (small) All ILit Cls | 2 | 5 | 5 | 2 | 1.2 | 0.05 | 0.05 | 0.05 | 0.05 | 0.05 | 0.05 | 0.05 | 0.05 | 0.05 | 0.05 | 0.05 | 0.05 | 0.05 | 0.05 | 0.05 | 0.05 | 0.05 | 0.05 | 0.05 | 0.05 | 0.05 | 0.05 | 0.05 | 0.05 | 0.05 | 1.2 | 0.05 | 0.05 | 0.05 | 0.05 | 0.05 | 0.05 | 0.05 | 0.05 | 0.05 | 0.05 | 0.05 | 0.05 | 0.05 | 0.05 | 0.05 | 0.05 | 0.05 | 0.05 | 0.05 | 0.05 | 0.05 | 0.05 | 0.05 | 0.05 | 0.05 | 0 | 0 | 0 | 0 | 0 | 0 | 0 | 0 | 0 | 0 | 0 | 0 | 0 | 0 | 0 | 0 | 0 | 0 | 0 | 0 | 0 | 0 | 0 | 0 | 0 | 0 | 0 | 0 | 0 | 0 | 0 | 0 | 0 | 0 | 0 | 0 | 0 | 0 | 0 | 0 | 0 | 0 | 0 | 0 | 0 | 0 | 0 | 0 | 10 | 0.66337 | 0.20792 | 0.079208 | 0.049505 | 0.76136 | 0 | 0 | 0 | 0 | 0 | 0 | 0 | 0 |  | 0.15825 | 0.15825 | 0.16495 | 0.16523 | 0.16401 | 0.16401 | 0.16401 | Office - Small - Lobby (Office Reception/Waiting) - Hol | 14 | 8 | 17 | 0 | 12 | 0 | 0 | 0 | 12 | 0 | 0 | 0 | 1.2 | 0 | 0 | 0 | 0 | 0 | 0 | 0 | 0 | 0 | 0 | 0 | 0 | 0 | 0 | 0 | 0 | 0 | 0 | 0 | 0 | 0 | 0 | 0 | 0 |  | 0 | 12 | 0 | 0 | 0 | 12 | 0 | 0 | 0 | 1.2 | 0 | 0 | 0 | 0 | 0 | 0 | 0 | 0 | 0 | 0 | 0 | 0 | 0 | 0 | 0 | 0 | 0 | 0 | 0 | 0 | 0 | 0 | 0 | 0 | 1 | 1 | 1 | 1
1416 | 14 | 16 | 8 | 4 |  |  | Office - Small - Lobby (Office Reception/Waiting) | Office - Small - Lobby (Office Reception/Waiting) | Office - Small | Lobby (Office Reception/Waiting) | Office - Small - Lobby (Office Reception/Waiting) |  | Office - Small | Office - Small - Lobby (Office Reception/Waiting) | Office (small) All | all | Open | 251 | 251 | 0.05 | 1.2476 | 1.2476 | 0.97465 | 0.97465 | 0.97465 | 0.97465 | 0.97465 | 0.062378 | 0.062378 | 0.048733 | 0.048733 | 0.048733 | 0.048733 | 0.048733 | 144.8255 | 144.8255 | 113.145 | 113.145 | 113.145 | 113.145 | 113.145 | 0.043249 | 0.043249 | 0.033788 | 0.033788 | 0.033788 | 0.033788 | 0.033788 | 2593.5767 | 2593.5767 | 2593.5767 | 2593.5767 | 2593.5767 | 2593.5767 | 2593.5767 | 0 | 0 | 0 | 0 | 0 | 0 | 0 | 0.69333 | 0.69333 | 0.69333 | 0.69333 | 0.69333 | 0.69333 | 0.69333 | 0 | 0 | 0 | 0 | 0 | 0 | 0 | 0.25738 | 0.25738 | 0.20107 | 0.20107 | 0.20107 | 0.20107 | 0.20107 | 0.012869 | 0.012869 | 0.010054 | 0.010054 | 0.010054 | 0.010054 | 0.010054 | 33.7936 | 33.7936 | 26.4012 | 26.4012 | 26.4012 | 26.4012 | 26.4012 | 0.0086793 | 0.0086793 | 0.0067807 | 0.0067807 | 0.0067807 | 0.0067807 | 0.0067807 | 2961.8044 | 2961.8044 | 2961.8044 | 2961.8044 | 2961.8044 | 2961.8044 | 2961.8044 | 0 | 0 | 0 | 0 | 0 | 0 | 0 | 0.67444 | 0.67444 | 0.67444 | 0.67444 | 0.67444 | 0.67444 | 0.67444 | 0 | 0 | 0 | 0 | 0 | 0 | 0 | Office (small) All ILit all | Office (small) All ILit all | 3819 | 5.5 | 74 | Office (small) All ILit2 all | Office (small) All ILit2 all | Office (small) All ILit2 All | 3903 | 24 | 70 | 3819 | 9.25 | 0.69333 | 0.055 | 0.055 | 0.055 | 0.055 | 0.11 | 0.16 | 0.26 | 0.5 | 0.67 | 0.74 | 0.74 | 0.74 | 0.74 | 0.74 | 0.74 | 0.7 | 0.64 | 0.5 | 0.31 | 0.22 | 0.18 | 0.14 | 0.1 | 0.1 | 10.4622 | 0.67444 | 0.24 | 0.24 | 0.24 | 0.24 | 0.24 | 0.24 | 0.24 | 0.62333 | 0.67444 | 0.67444 | 0.7 | 0.7 | 0.62333 | 0.62333 | 0.67444 | 0.67444 | 0.67444 | 0.57222 | 0.36778 | 0.24 | 0.24 | 0.24 | 0.24 | 0.24 | 0 | 0 | 0 | 0 | 0.080292 | 0.15328 | 0.29927 | 0.64964 | 0.89781 | 1 | 1 | 1 | 1 | 1 | 1 | 0.94161 | 0.85401 | 0.64964 | 0.37226 | 0.24088 | 0.18248 | 0.12409 | 0.065693 | 0.065693 | 0 | 0 | 0 | 0 | 0 | 0 | 0 | 0.83333 | 0.94444 | 0.94444 | 1 | 1 | 0.83333 | 0.83333 | 0.94444 | 0.94444 | 0.94444 | 0.72222 | 0.27778 | 0 | 0 | 0 | 0 | 0 | 10 | 0.66337 | 0.20792 | 0.079208 | 0.049505 | 0.76136 | 0.075317 | 0.0046981 | 0.0046981 | 0.0036704 | 0.0036704 | 0.0036704 | 0.0036704 | 0.0036704 |  | 0.15825 | 0.15825 | 0.16495 | 0.16523 | 0.16401 | 0.16401 | 0.16401 | Office - Small - Lobby (Office Reception/Waiting) - all | 16 | 8 | 17 | 1583.81 | 737.94 | 1583.81 | 737.94 | 0 | 0 | 6.31 | 2.94 | 0 | 0 | 0 | 0 | 0 | 0 | 0 | 0 | 0 | 0.5 | 0.67 | 0.74 | 0.74 | 0.74 | 0.74 | 0.74 | 0.74 | 0.7 | 0 | 0 | 0 | 0 | 0 | 0 | 0 | 0 |  | 1497.9122 | 1128.1056 | 1497.9122 | 1128.1056 | 0 | 0 | 5.9678 | 4.4944 | 0 | 0 | 0 | 0 | 0 | 0 | 0 | 0 | 0 | 0.62333 | 0.67444 | 0.67444 | 0.7 | 0.7 | 0.62333 | 0.62333 | 0.67444 | 0.67444 | 0 | 0 | 0 | 0 | 0 | 0 | 0 | 0 | 1 | 1 | 1 | 1
1417 | 14 | 17 | 5 | 1 |  |  |  |  | Office - Small | Mechanical/Electrical Room | Office - Small - Mechanical/Electrical Room |  | Office - Small | Office - Small - Mechanical/Electrical Room | Office (small) All | Sat | Open | 52 | 52 | 0.04 | 1.1696 | 1.1696 | 0.54581 | 0.54581 | 0.54581 | 0.54581 | 0.54581 | 0 | 0 | 0 | 0 | 0 | 0 | 0 | 9.2363 | 9.2363 | 4.3103 | 4.3103 | 4.3103 | 4.3103 | 4.3103 | 0 | 0 | 0 | 0 | 0 | 0 | 0 | 0 | 0 | 0 | 0 | 0 | 0 | 0 | 0 | 0 | 0 | 0 | 0 | 0 | 0 | 0 | 0 | 0 | 0 | 0 | 0 | 0 | 0 | 0 | 0 | 0 | 0 | 0 | 0 | 0.24129 | 0.24129 | 0.1126 | 0.1126 | 0.1126 | 0.1126 | 0.1126 | 0 | 0 | 0 | 0 | 0 | 0 | 0 | 2.5228 | 2.5228 | 1.1773 | 1.1773 | 1.1773 | 1.1773 | 1.1773 | 0 | 0 | 0 | 0 | 0 | 0 | 0 | 0 | 0 | 0 | 0 | 0 | 0 | 0 | 0 | 0 | 0 | 0 | 0 | 0 | 0 | 0 | 0 | 0 | 0 | 0 | 0 | 0 | 0 | 0 | 0 | 0 | 0 | 0 | 0 | Office (small) All ILit Sat | Office (small) All ILit all | 3820 | 5 | 32 | Office (small) All ILit2 Sat | Office (small) All ILit2 Sat | Office (small) All ILit2 All | 3904 | 12 | 35 | 3820 | 3.7967 | 0.32 | 0.05 | 0.05 | 0.05 | 0.05 | 0.05 | 0.05 | 0.05 | 0.21667 | 0.32 | 0.32 | 0.32 | 0.32 | 0.32 | 0.32 | 0.32 | 0.32 | 0.32 | 0.05 | 0.05 | 0.05 | 0.05 | 0.05 | 0.05 | 0.05 | 5.0267 | 0.35 | 0.12 | 0.12 | 0.12 | 0.12 | 0.12 | 0.12 | 0.12 | 0.24778 | 0.35 | 0.35 | 0.35 | 0.35 | 0.29889 | 0.35 | 0.35 | 0.35 | 0.35 | 0.12 | 0.12 | 0.12 | 0.12 | 0.12 | 0.12 | 0.12 | 0 | 0 | 0 | 0 | 0 | 0 | 0 | 0.61728 | 1 | 1 | 1 | 1 | 1 | 1 | 1 | 1 | 1 | 0 | 0 | 0 | 0 | 0 | 0 | 0 | 0 | 0 | 0 | 0 | 0 | 0 | 0 | 0.55556 | 1 | 1 | 1 | 1 | 0.77778 | 1 | 1 | 1 | 1 | 0 | 0 | 0 | 0 | 0 | 0 | 0 | 16 | 0.29 | 0.41 | 0.14 | 0.16 | 0.41429 | 0 | 0 | 0 | 0 | 0 | 0 | 0 | 0 |  | 0.15825 | 0.15825 | 0.16495 | 0.16523 | 0.16401 | 0.16401 | 0.16401 | Office - Small - Mechanical/Electrical Room - Sat | 10 | 8 | 17 | 144.3867 | 53.04 | 0 | 0 | 144.3867 | 53.04 | 0 | 0 | 2.7767 | 1.02 | 0 | 0 | 0 | 0 | 0 | 0 | 0 | 0.21667 | 0.32 | 0.32 | 0.32 | 0.32 | 0.32 | 0.32 | 0.32 | 0.32 | 0 | 0 | 0 | 0 | 0 | 0 | 0 | 0 |  | 155.8267 | 105.56 | 0 | 0 | 155.8267 | 105.56 | 0 | 0 | 2.9967 | 2.03 | 0 | 0 | 0 | 0 | 0 | 0 | 0 | 0.24778 | 0.35 | 0.35 | 0.35 | 0.35 | 0.29889 | 0.35 | 0.35 | 0.35 | 0 | 0 | 0 | 0 | 0 | 0 | 0 | 0 | 1 | 1 | 1 | 1
1418 | 14 | 18 | 6 | 2 |  |  |  |  | Office - Small | Mechanical/Electrical Room | Office - Small - Mechanical/Electrical Room |  | Office - Small | Office - Small - Mechanical/Electrical Room | Office (small) All | Sun | Closed | 52 | 52 | 0.04 | 1.1696 | 1.1696 | 0.54581 | 0.54581 | 0.54581 | 0.54581 | 0.54581 | 0 | 0 | 0 | 0 | 0 | 0 | 0 | 2.9193 | 2.9193 | 1.3623 | 1.3623 | 1.3623 | 1.3623 | 1.3623 | 0 | 0 | 0 | 0 | 0 | 0 | 0 | 0 | 0 | 0 | 0 | 0 | 0 | 0 | 0 | 0 | 0 | 0 | 0 | 0 | 0 | 0 | 0 | 0 | 0 | 0 | 0 | 0 | 0 | 0 | 0 | 0 | 0 | 0 | 0 | 0.24129 | 0.24129 | 0.1126 | 0.1126 | 0.1126 | 0.1126 | 0.1126 | 0 | 0 | 0 | 0 | 0 | 0 | 0 | 0.60226 | 0.60226 | 0.28105 | 0.28105 | 0.28105 | 0.28105 | 0.28105 | 0 | 0 | 0 | 0 | 0 | 0 | 0 | 0 | 0 | 0 | 0 | 0 | 0 | 0 | 0 | 0 | 0 | 0 | 0 | 0 | 0 | 0 | 0 | 0 | 0 | 0 | 0 | 0 | 0 | 0 | 0 | 0 | 0 | 0 | 0 | Office (small) All ILit Cls | Office (small) All ILit Cls | 2 | 5 | 5 | Office (small) All ILit2 Cls | Office (small) All ILit Cls | Office (small) All ILit Cls | 2 | 5 | 5 | 2 | 1.2 | 0.05 | 0.05 | 0.05 | 0.05 | 0.05 | 0.05 | 0.05 | 0.05 | 0.05 | 0.05 | 0.05 | 0.05 | 0.05 | 0.05 | 0.05 | 0.05 | 0.05 | 0.05 | 0.05 | 0.05 | 0.05 | 0.05 | 0.05 | 0.05 | 0.05 | 1.2 | 0.05 | 0.05 | 0.05 | 0.05 | 0.05 | 0.05 | 0.05 | 0.05 | 0.05 | 0.05 | 0.05 | 0.05 | 0.05 | 0.05 | 0.05 | 0.05 | 0.05 | 0.05 | 0.05 | 0.05 | 0.05 | 0.05 | 0.05 | 0.05 | 0.05 | 0 | 0 | 0 | 0 | 0 | 0 | 0 | 0 | 0 | 0 | 0 | 0 | 0 | 0 | 0 | 0 | 0 | 0 | 0 | 0 | 0 | 0 | 0 | 0 | 0 | 0 | 0 | 0 | 0 | 0 | 0 | 0 | 0 | 0 | 0 | 0 | 0 | 0 | 0 | 0 | 0 | 0 | 0 | 0 | 0 | 0 | 0 | 0 | 16 | 0.29 | 0.41 | 0.14 | 0.16 | 0.41429 | 0 | 0 | 0 | 0 | 0 | 0 | 0 | 0 |  | 0.15825 | 0.15825 | 0.16495 | 0.16523 | 0.16401 | 0.16401 | 0.16401 | Office - Small - Mechanical/Electrical Room - Sun | 12 | 8 | 17 | 0 | 62.4 | 0 | 0 | 0 | 62.4 | 0 | 0 | 0 | 1.2 | 0 | 0 | 0 | 0 | 0 | 0 | 0 | 0 | 0 | 0 | 0 | 0 | 0 | 0 | 0 | 0 | 0 | 0 | 0 | 0 | 0 | 0 | 0 | 0 |  | 0 | 62.4 | 0 | 0 | 0 | 62.4 | 0 | 0 | 0 | 1.2 | 0 | 0 | 0 | 0 | 0 | 0 | 0 | 0 | 0 | 0 | 0 | 0 | 0 | 0 | 0 | 0 | 0 | 0 | 0 | 0 | 0 | 0 | 0 | 0 | 1 | 1 | 1 | 1
1419 | 14 | 19 | 7 | 3 |  |  |  |  | Office - Small | Mechanical/Electrical Room | Office - Small - Mechanical/Electrical Room |  | Office - Small | Office - Small - Mechanical/Electrical Room | Office (small) All | Hol | Closed | 10 | 10 | 0.04 | 1.1696 | 1.1696 | 0.54581 | 0.54581 | 0.54581 | 0.54581 | 0.54581 | 0 | 0 | 0 | 0 | 0 | 0 | 0 | 0.5614 | 0.5614 | 0.26199 | 0.26199 | 0.26199 | 0.26199 | 0.26199 | 0 | 0 | 0 | 0 | 0 | 0 | 0 | 0 | 0 | 0 | 0 | 0 | 0 | 0 | 0 | 0 | 0 | 0 | 0 | 0 | 0 | 0 | 0 | 0 | 0 | 0 | 0 | 0 | 0 | 0 | 0 | 0 | 0 | 0 | 0 | 0.24129 | 0.24129 | 0.1126 | 0.1126 | 0.1126 | 0.1126 | 0.1126 | 0 | 0 | 0 | 0 | 0 | 0 | 0 | 0.11582 | 0.11582 | 0.054049 | 0.054049 | 0.054049 | 0.054049 | 0.054049 | 0 | 0 | 0 | 0 | 0 | 0 | 0 | 0 | 0 | 0 | 0 | 0 | 0 | 0 | 0 | 0 | 0 | 0 | 0 | 0 | 0 | 0 | 0 | 0 | 0 | 0 | 0 | 0 | 0 | 0 | 0 | 0 | 0 | 0 | 0 | Office (small) All ILit Cls | Office (small) All ILit Cls | 2 | 5 | 5 | Office (small) All ILit2 Cls | Office (small) All ILit Cls | Office (small) All ILit Cls | 2 | 5 | 5 | 2 | 1.2 | 0.05 | 0.05 | 0.05 | 0.05 | 0.05 | 0.05 | 0.05 | 0.05 | 0.05 | 0.05 | 0.05 | 0.05 | 0.05 | 0.05 | 0.05 | 0.05 | 0.05 | 0.05 | 0.05 | 0.05 | 0.05 | 0.05 | 0.05 | 0.05 | 0.05 | 1.2 | 0.05 | 0.05 | 0.05 | 0.05 | 0.05 | 0.05 | 0.05 | 0.05 | 0.05 | 0.05 | 0.05 | 0.05 | 0.05 | 0.05 | 0.05 | 0.05 | 0.05 | 0.05 | 0.05 | 0.05 | 0.05 | 0.05 | 0.05 | 0.05 | 0.05 | 0 | 0 | 0 | 0 | 0 | 0 | 0 | 0 | 0 | 0 | 0 | 0 | 0 | 0 | 0 | 0 | 0 | 0 | 0 | 0 | 0 | 0 | 0 | 0 | 0 | 0 | 0 | 0 | 0 | 0 | 0 | 0 | 0 | 0 | 0 | 0 | 0 | 0 | 0 | 0 | 0 | 0 | 0 | 0 | 0 | 0 | 0 | 0 | 16 | 0.29 | 0.41 | 0.14 | 0.16 | 0.41429 | 0 | 0 | 0 | 0 | 0 | 0 | 0 | 0 |  | 0.15825 | 0.15825 | 0.16495 | 0.16523 | 0.16401 | 0.16401 | 0.16401 | Office - Small - Mechanical/Electrical Room - Hol | 14 | 8 | 17 | 0 | 12 | 0 | 0 | 0 | 12 | 0 | 0 | 0 | 1.2 | 0 | 0 | 0 | 0 | 0 | 0 | 0 | 0 | 0 | 0 | 0 | 0 | 0 | 0 | 0 | 0 | 0 | 0 | 0 | 0 | 0 | 0 | 0 | 0 |  | 0 | 12 | 0 | 0 | 0 | 12 | 0 | 0 | 0 | 1.2 | 0 | 0 | 0 | 0 | 0 | 0 | 0 | 0 | 0 | 0 | 0 | 0 | 0 | 0 | 0 | 0 | 0 | 0 | 0 | 0 | 0 | 0 | 0 | 0 | 1 | 1 | 1 | 1
1420 | 14 | 20 | 8 | 4 |  |  | Office - Small - Mechanical/Electrical Room | Office - Small - Mechanical/Electrical Room | Office - Small | Mechanical/Electrical Room | Office - Small - Mechanical/Electrical Room |  | Office - Small | Office - Small - Mechanical/Electrical Room | Office (small) All | all | Open | 251 | 251 | 0.04 | 1.1696 | 1.1696 | 0.54581 | 0.54581 | 0.54581 | 0.54581 | 0.54581 | 0.046783 | 0.046783 | 0.021832 | 0.021832 | 0.021832 | 0.021832 | 0.021832 | 108.6192 | 108.6192 | 50.6889 | 50.6889 | 50.6889 | 50.6889 | 50.6889 | 0.032436 | 0.032436 | 0.015137 | 0.015137 | 0.015137 | 0.015137 | 0.015137 | 2593.5767 | 2593.5767 | 2593.5767 | 2593.5767 | 2593.5767 | 2593.5767 | 2593.5767 | 0 | 0 | 0 | 0 | 0 | 0 | 0 | 0.69333 | 0.69333 | 0.69333 | 0.69333 | 0.69333 | 0.69333 | 0.69333 | 0 | 0 | 0 | 0 | 0 | 0 | 0 | 0.24129 | 0.24129 | 0.1126 | 0.1126 | 0.1126 | 0.1126 | 0.1126 | 0.0096516 | 0.0096516 | 0.0045041 | 0.0045041 | 0.0045041 | 0.0045041 | 0.0045041 | 25.3452 | 25.3452 | 11.8277 | 11.8277 | 11.8277 | 11.8277 | 11.8277 | 0.0065094 | 0.0065094 | 0.0030377 | 0.0030377 | 0.0030377 | 0.0030377 | 0.0030377 | 2961.8044 | 2961.8044 | 2961.8044 | 2961.8044 | 2961.8044 | 2961.8044 | 2961.8044 | 0 | 0 | 0 | 0 | 0 | 0 | 0 | 0.67444 | 0.67444 | 0.67444 | 0.67444 | 0.67444 | 0.67444 | 0.67444 | 0 | 0 | 0 | 0 | 0 | 0 | 0 | Office (small) All ILit all | Office (small) All ILit all | 3819 | 5.5 | 74 | Office (small) All ILit2 all | Office (small) All ILit2 all | Office (small) All ILit2 All | 3903 | 24 | 70 | 3819 | 9.25 | 0.69333 | 0.055 | 0.055 | 0.055 | 0.055 | 0.11 | 0.16 | 0.26 | 0.5 | 0.67 | 0.74 | 0.74 | 0.74 | 0.74 | 0.74 | 0.74 | 0.7 | 0.64 | 0.5 | 0.31 | 0.22 | 0.18 | 0.14 | 0.1 | 0.1 | 10.4622 | 0.67444 | 0.24 | 0.24 | 0.24 | 0.24 | 0.24 | 0.24 | 0.24 | 0.62333 | 0.67444 | 0.67444 | 0.7 | 0.7 | 0.62333 | 0.62333 | 0.67444 | 0.67444 | 0.67444 | 0.57222 | 0.36778 | 0.24 | 0.24 | 0.24 | 0.24 | 0.24 | 0 | 0 | 0 | 0 | 0.080292 | 0.15328 | 0.29927 | 0.64964 | 0.89781 | 1 | 1 | 1 | 1 | 1 | 1 | 0.94161 | 0.85401 | 0.64964 | 0.37226 | 0.24088 | 0.18248 | 0.12409 | 0.065693 | 0.065693 | 0 | 0 | 0 | 0 | 0 | 0 | 0 | 0.83333 | 0.94444 | 0.94444 | 1 | 1 | 0.83333 | 0.83333 | 0.94444 | 0.94444 | 0.94444 | 0.72222 | 0.27778 | 0 | 0 | 0 | 0 | 0 | 16 | 0.29 | 0.41 | 0.14 | 0.16 | 0.41429 | 0.052681 | 0.0024646 | 0.0024646 | 0.0011501 | 0.0011501 | 0.0011501 | 0.0011501 | 0.0011501 |  | 0.15825 | 0.15825 | 0.16495 | 0.16523 | 0.16401 | 0.16401 | 0.16401 | Office - Small - Mechanical/Electrical Room - all | 16 | 8 | 17 | 1583.81 | 737.94 | 1583.81 | 737.94 | 0 | 0 | 6.31 | 2.94 | 0 | 0 | 0 | 0 | 0 | 0 | 0 | 0 | 0 | 0.5 | 0.67 | 0.74 | 0.74 | 0.74 | 0.74 | 0.74 | 0.74 | 0.7 | 0 | 0 | 0 | 0 | 0 | 0 | 0 | 0 |  | 1497.9122 | 1128.1056 | 1497.9122 | 1128.1056 | 0 | 0 | 5.9678 | 4.4944 | 0 | 0 | 0 | 0 | 0 | 0 | 0 | 0 | 0 | 0.62333 | 0.67444 | 0.67444 | 0.7 | 0.7 | 0.62333 | 0.62333 | 0.67444 | 0.67444 | 0 | 0 | 0 | 0 | 0 | 0 | 0 | 0 | 1 | 1 | 1 | 1
1421 | 14 | 21 | 5 | 1 |  |  |  |  | Office - Small | Office (Executive/Private) | Office - Small - Office (Executive/Private) |  | Office - Small | Office - Small - Office (Executive/Private) | Office (small) All | Sat | Open | 52 | 52 | 0.7 | 1.0136 | 1.0136 | 1.0136 | 1.0136 | 0.93567 | 0.93567 | 0.93567 | 0 | 0 | 0 | 0 | 0 | 0 | 0 | 117.2576 | 117.2576 | 117.2576 | 117.2576 | 108.2378 | 108.2378 | 108.2378 | 0 | 0 | 0 | 0 | 0 | 0 | 0 | 0 | 0 | 0 | 0 | 0 | 0 | 0 | 0 | 0 | 0 | 0 | 0 | 0 | 0 | 0 | 0 | 0 | 0 | 0 | 0 | 0 | 0 | 0 | 0 | 0 | 0 | 0 | 0 | 0.20912 | 0.20912 | 0.20912 | 0.20912 | 0.19303 | 0.19303 | 0.19303 | 0 | 0 | 0 | 0 | 0 | 0 | 0 | 34.2367 | 34.2367 | 34.2367 | 34.2367 | 31.6031 | 31.6031 | 31.6031 | 0 | 0 | 0 | 0 | 0 | 0 | 0 | 0 | 0 | 0 | 0 | 0 | 0 | 0 | 0 | 0 | 0 | 0 | 0 | 0 | 0 | 0 | 0 | 0 | 0 | 0 | 0 | 0 | 0 | 0 | 0 | 0 | 0 | 0 | 0 | Office (small) All ILit Sat | Office (small) All ILit all | 3820 | 5 | 32 | Office (small) All ILit2 Sat | Office (small) All ILit2 Sat | Office (small) All ILit2 All | 3904 | 12 | 35 | 3820 | 3.178 | 0.272 | 0.05 | 0.05 | 0.05 | 0.05 | 0.05 | 0.05 | 0.05 | 0.21667 | 0.32 | 0.32 | 0.32 | 0.32 | 0.32 | 0.32 | 0.32 | 0.32 | 0.32 | 0.05 | 0.05 | 0.05 | 0.05 | 0.05 | 0.05 | 0.05 | 4.4978 | 0.2975 | 0.12 | 0.12 | 0.12 | 0.12 | 0.12 | 0.12 | 0.12 | 0.24778 | 0.35 | 0.35 | 0.35 | 0.35 | 0.29889 | 0.35 | 0.35 | 0.35 | 0.35 | 0.12 | 0.12 | 0.12 | 0.12 | 0.12 | 0.12 | 0.12 | 0 | 0 | 0 | 0 | 0 | 0 | 0 | 0.61728 | 1 | 1 | 1 | 1 | 1 | 1 | 1 | 1 | 1 | 0 | 0 | 0 | 0 | 0 | 0 | 0 | 0 | 0 | 0 | 0 | 0 | 0 | 0 | 0.55556 | 1 | 1 | 1 | 1 | 0.77778 | 1 | 1 | 1 | 1 | 0 | 0 | 0 | 0 | 0 | 0 | 0 | 30 | 0.66337 | 0.20792 | 0.079208 | 0.049505 | 0.76136 | 0 | 0 | 0 | 0 | 0 | 0 | 0 | 0 |  | 0.15825 | 0.15825 | 0.16495 | 0.16523 | 0.16401 | 0.16401 | 0.16401 | Office - Small - Office (Executive/Private) - Sat | 10 | 8 | 17 | 144.3867 | 20.8703 | 0 | 0 | 144.3867 | 20.8703 | 0 | 0 | 2.7767 | 0.40135 | 0 | 0 | 0 | 0 | 0 | 0 | 0 | 0.21667 | 0.32 | 0.32 | 0.32 | 0.32 | 0.32 | 0.32 | 0.32 | 0.32 | 0 | 0 | 0 | 0 | 0 | 0 | 0 | 0 |  | 155.8267 | 78.0592 | 0 | 0 | 155.8267 | 78.0592 | 0 | 0 | 2.9967 | 1.5011 | 0 | 0 | 0 | 0 | 0 | 0 | 0 | 0.24778 | 0.35 | 0.35 | 0.35 | 0.35 | 0.29889 | 0.35 | 0.35 | 0.35 | 0 | 0 | 0 | 0 | 0 | 0 | 0 | 0 | 0.83706 | 0.85 | 0.89479 | 0.85
1422 | 14 | 22 | 6 | 2 |  |  |  |  | Office - Small | Office (Executive/Private) | Office - Small - Office (Executive/Private) |  | Office - Small | Office - Small - Office (Executive/Private) | Office (small) All | Sun | Closed | 52 | 52 | 0.7 | 1.0136 | 1.0136 | 1.0136 | 1.0136 | 0.93567 | 0.93567 | 0.93567 | 0 | 0 | 0 | 0 | 0 | 0 | 0 | 37.0612 | 37.0612 | 37.0612 | 37.0612 | 34.2104 | 34.2104 | 34.2104 | 0 | 0 | 0 | 0 | 0 | 0 | 0 | 0 | 0 | 0 | 0 | 0 | 0 | 0 | 0 | 0 | 0 | 0 | 0 | 0 | 0 | 0 | 0 | 0 | 0 | 0 | 0 | 0 | 0 | 0 | 0 | 0 | 0 | 0 | 0 | 0.20912 | 0.20912 | 0.20912 | 0.20912 | 0.19303 | 0.19303 | 0.19303 | 0 | 0 | 0 | 0 | 0 | 0 | 0 | 8.1732 | 8.1732 | 8.1732 | 8.1732 | 7.5445 | 7.5445 | 7.5445 | 0 | 0 | 0 | 0 | 0 | 0 | 0 | 0 | 0 | 0 | 0 | 0 | 0 | 0 | 0 | 0 | 0 | 0 | 0 | 0 | 0 | 0 | 0 | 0 | 0 | 0 | 0 | 0 | 0 | 0 | 0 | 0 | 0 | 0 | 0 | Office (small) All ILit Cls | Office (small) All ILit Cls | 2 | 5 | 5 | Office (small) All ILit2 Cls | Office (small) All ILit Cls | Office (small) All ILit Cls | 2 | 5 | 5 | 2 | 1.0045 | 0.0425 | 0.05 | 0.05 | 0.05 | 0.05 | 0.05 | 0.05 | 0.05 | 0.05 | 0.05 | 0.05 | 0.05 | 0.05 | 0.05 | 0.05 | 0.05 | 0.05 | 0.05 | 0.05 | 0.05 | 0.05 | 0.05 | 0.05 | 0.05 | 0.05 | 1.0737 | 0.0425 | 0.05 | 0.05 | 0.05 | 0.05 | 0.05 | 0.05 | 0.05 | 0.05 | 0.05 | 0.05 | 0.05 | 0.05 | 0.05 | 0.05 | 0.05 | 0.05 | 0.05 | 0.05 | 0.05 | 0.05 | 0.05 | 0.05 | 0.05 | 0.05 | 0 | 0 | 0 | 0 | 0 | 0 | 0 | 0 | 0 | 0 | 0 | 0 | 0 | 0 | 0 | 0 | 0 | 0 | 0 | 0 | 0 | 0 | 0 | 0 | 0 | 0 | 0 | 0 | 0 | 0 | 0 | 0 | 0 | 0 | 0 | 0 | 0 | 0 | 0 | 0 | 0 | 0 | 0 | 0 | 0 | 0 | 0 | 0 | 30 | 0.66337 | 0.20792 | 0.079208 | 0.049505 | 0.76136 | 0 | 0 | 0 | 0 | 0 | 0 | 0 | 0 |  | 0.15825 | 0.15825 | 0.16495 | 0.16523 | 0.16401 | 0.16401 | 0.16401 | Office - Small - Office (Executive/Private) - Sun | 12 | 8 | 17 | 0 | 52.2322 | 0 | 0 | 0 | 52.2322 | 0 | 0 | 0 | 1.0045 | 0 | 0 | 0 | 0 | 0 | 0 | 0 | 0 | 0 | 0 | 0 | 0 | 0 | 0 | 0 | 0 | 0 | 0 | 0 | 0 | 0 | 0 | 0 | 0 |  | 0 | 55.8348 | 0 | 0 | 0 | 55.8348 | 0 | 0 | 0 | 1.0737 | 0 | 0 | 0 | 0 | 0 | 0 | 0 | 0 | 0 | 0 | 0 | 0 | 0 | 0 | 0 | 0 | 0 | 0 | 0 | 0 | 0 | 0 | 0 | 0 | 0.83706 | 0.85 | 0.89479 | 0.85
1423 | 14 | 23 | 7 | 3 |  |  |  |  | Office - Small | Office (Executive/Private) | Office - Small - Office (Executive/Private) |  | Office - Small | Office - Small - Office (Executive/Private) | Office (small) All | Hol | Closed | 10 | 10 | 0.7 | 1.0136 | 1.0136 | 1.0136 | 1.0136 | 0.93567 | 0.93567 | 0.93567 | 0 | 0 | 0 | 0 | 0 | 0 | 0 | 7.1272 | 7.1272 | 7.1272 | 7.1272 | 6.5789 | 6.5789 | 6.5789 | 0 | 0 | 0 | 0 | 0 | 0 | 0 | 0 | 0 | 0 | 0 | 0 | 0 | 0 | 0 | 0 | 0 | 0 | 0 | 0 | 0 | 0 | 0 | 0 | 0 | 0 | 0 | 0 | 0 | 0 | 0 | 0 | 0 | 0 | 0 | 0.20912 | 0.20912 | 0.20912 | 0.20912 | 0.19303 | 0.19303 | 0.19303 | 0 | 0 | 0 | 0 | 0 | 0 | 0 | 1.5718 | 1.5718 | 1.5718 | 1.5718 | 1.4509 | 1.4509 | 1.4509 | 0 | 0 | 0 | 0 | 0 | 0 | 0 | 0 | 0 | 0 | 0 | 0 | 0 | 0 | 0 | 0 | 0 | 0 | 0 | 0 | 0 | 0 | 0 | 0 | 0 | 0 | 0 | 0 | 0 | 0 | 0 | 0 | 0 | 0 | 0 | Office (small) All ILit Cls | Office (small) All ILit Cls | 2 | 5 | 5 | Office (small) All ILit2 Cls | Office (small) All ILit Cls | Office (small) All ILit Cls | 2 | 5 | 5 | 2 | 1.0045 | 0.0425 | 0.05 | 0.05 | 0.05 | 0.05 | 0.05 | 0.05 | 0.05 | 0.05 | 0.05 | 0.05 | 0.05 | 0.05 | 0.05 | 0.05 | 0.05 | 0.05 | 0.05 | 0.05 | 0.05 | 0.05 | 0.05 | 0.05 | 0.05 | 0.05 | 1.0737 | 0.0425 | 0.05 | 0.05 | 0.05 | 0.05 | 0.05 | 0.05 | 0.05 | 0.05 | 0.05 | 0.05 | 0.05 | 0.05 | 0.05 | 0.05 | 0.05 | 0.05 | 0.05 | 0.05 | 0.05 | 0.05 | 0.05 | 0.05 | 0.05 | 0.05 | 0 | 0 | 0 | 0 | 0 | 0 | 0 | 0 | 0 | 0 | 0 | 0 | 0 | 0 | 0 | 0 | 0 | 0 | 0 | 0 | 0 | 0 | 0 | 0 | 0 | 0 | 0 | 0 | 0 | 0 | 0 | 0 | 0 | 0 | 0 | 0 | 0 | 0 | 0 | 0 | 0 | 0 | 0 | 0 | 0 | 0 | 0 | 0 | 30 | 0.66337 | 0.20792 | 0.079208 | 0.049505 | 0.76136 | 0 | 0 | 0 | 0 | 0 | 0 | 0 | 0 |  | 0.15825 | 0.15825 | 0.16495 | 0.16523 | 0.16401 | 0.16401 | 0.16401 | Office - Small - Office (Executive/Private) - Hol | 14 | 8 | 17 | 0 | 10.0447 | 0 | 0 | 0 | 10.0447 | 0 | 0 | 0 | 1.0045 | 0 | 0 | 0 | 0 | 0 | 0 | 0 | 0 | 0 | 0 | 0 | 0 | 0 | 0 | 0 | 0 | 0 | 0 | 0 | 0 | 0 | 0 | 0 | 0 |  | 0 | 10.7375 | 0 | 0 | 0 | 10.7375 | 0 | 0 | 0 | 1.0737 | 0 | 0 | 0 | 0 | 0 | 0 | 0 | 0 | 0 | 0 | 0 | 0 | 0 | 0 | 0 | 0 | 0 | 0 | 0 | 0 | 0 | 0 | 0 | 0 | 0.83706 | 0.85 | 0.89479 | 0.85
1424 | 14 | 24 | 8 | 4 |  |  | Office - Small - Office (Executive/Private) | Office - Small - Office (Executive/Private) | Office - Small | Office (Executive/Private) | Office - Small - Office (Executive/Private) |  | Office - Small | Office - Small - Office (Executive/Private) | Office (small) All | all | Open | 251 | 251 | 0.7 | 1.0136 | 1.0136 | 1.0136 | 1.0136 | 0.93567 | 0.93567 | 0.93567 | 0.70955 | 0.70955 | 0.70955 | 0.70955 | 0.65497 | 0.65497 | 0.65497 | 1378.9567 | 1378.9567 | 1378.9567 | 1378.9567 | 1272.8831 | 1272.8831 | 1272.8831 | 0.41816 | 0.41816 | 0.41816 | 0.41816 | 0.38599 | 0.38599 | 0.38599 | 2170.9666 | 2170.9666 | 2170.9666 | 2170.9666 | 2170.9666 | 2170.9666 | 2170.9666 | 0 | 0 | 0 | 0 | 0 | 0 | 0 | 0.58933 | 0.58933 | 0.58933 | 0.58933 | 0.58933 | 0.58933 | 0.58933 | 0 | 0 | 0 | 0 | 0 | 0 | 0 | 0.20912 | 0.20912 | 0.20912 | 0.20912 | 0.19303 | 0.19303 | 0.19303 | 0.14638 | 0.14638 | 0.14638 | 0.14638 | 0.13512 | 0.13512 | 0.13512 | 343.9585 | 343.9585 | 343.9585 | 343.9585 | 317.5002 | 317.5002 | 317.5002 | 0.083918 | 0.083918 | 0.083918 | 0.083918 | 0.077462 | 0.077462 | 0.077462 | 2650.1899 | 2650.1899 | 2650.1899 | 2650.1899 | 2650.1899 | 2650.1899 | 2650.1899 | 0 | 0 | 0 | 0 | 0 | 0 | 0 | 0.57328 | 0.57328 | 0.57328 | 0.57328 | 0.57328 | 0.57328 | 0.57328 | 0 | 0 | 0 | 0 | 0 | 0 | 0 | Office (small) All ILit all | Office (small) All ILit all | 3819 | 5.5 | 74 | Office (small) All ILit2 all | Office (small) All ILit2 all | Office (small) All ILit2 All | 3903 | 24 | 70 | 3819 | 7.7428 | 0.58933 | 0.055 | 0.055 | 0.055 | 0.055 | 0.11 | 0.16 | 0.26 | 0.5 | 0.67 | 0.74 | 0.74 | 0.74 | 0.74 | 0.74 | 0.74 | 0.7 | 0.64 | 0.5 | 0.31 | 0.22 | 0.18 | 0.14 | 0.1 | 0.1 | 9.3615 | 0.57328 | 0.24 | 0.24 | 0.24 | 0.24 | 0.24 | 0.24 | 0.24 | 0.62333 | 0.67444 | 0.67444 | 0.7 | 0.7 | 0.62333 | 0.62333 | 0.67444 | 0.67444 | 0.67444 | 0.57222 | 0.36778 | 0.24 | 0.24 | 0.24 | 0.24 | 0.24 | 0 | 0 | 0 | 0 | 0.080292 | 0.15328 | 0.29927 | 0.64964 | 0.89781 | 1 | 1 | 1 | 1 | 1 | 1 | 0.94161 | 0.85401 | 0.64964 | 0.37226 | 0.24088 | 0.18248 | 0.12409 | 0.065693 | 0.065693 | 0 | 0 | 0 | 0 | 0 | 0 | 0 | 0.83333 | 0.94444 | 0.94444 | 1 | 1 | 0.83333 | 0.83333 | 0.94444 | 0.94444 | 0.94444 | 0.72222 | 0.27778 | 0 | 0 | 0 | 0 | 0 | 30 | 0.66337 | 0.20792 | 0.079208 | 0.049505 | 0.76136 | 0.19206 | 0.13627 | 0.13627 | 0.13627 | 0.13627 | 0.12579 | 0.12579 | 0.12579 |  | 0.15825 | 0.15825 | 0.16495 | 0.16523 | 0.16401 | 0.16401 | 0.16401 | Office - Small - Office (Executive/Private) - all | 16 | 8 | 17 | 1583.81 | 359.6227 | 1583.81 | 359.6227 | 0 | 0 | 6.31 | 1.4328 | 0 | 0 | 0 | 0 | 0 | 0 | 0 | 0 | 0 | 0.5 | 0.67 | 0.74 | 0.74 | 0.74 | 0.74 | 0.74 | 0.74 | 0.7 | 0 | 0 | 0 | 0 | 0 | 0 | 0 | 0 |  | 1497.9122 | 851.8194 | 1497.9122 | 851.8194 | 0 | 0 | 5.9678 | 3.3937 | 0 | 0 | 0 | 0 | 0 | 0 | 0 | 0 | 0 | 0.62333 | 0.67444 | 0.67444 | 0.7 | 0.7 | 0.62333 | 0.62333 | 0.67444 | 0.67444 | 0 | 0 | 0 | 0 | 0 | 0 | 0 | 0 | 0.83706 | 0.85 | 0.89479 | 0.85
1425 | 14 | 25 | 5 | 1 |  |  |  |  | Office - Small | Restrooms | Office - Small - Restrooms |  | Office - Small | Office - Small - Restrooms | Office (small) All | Sat | Open | 52 | 52 | 0.05 | 0.62378 | 0.62378 | 0.46783 | 0.46783 | 0.46783 | 0.46783 | 0.46783 | 0 | 0 | 0 | 0 | 0 | 0 | 0 | 6.1575 | 6.1575 | 4.6181 | 4.6181 | 4.6181 | 4.6181 | 4.6181 | 0 | 0 | 0 | 0 | 0 | 0 | 0 | 0 | 0 | 0 | 0 | 0 | 0 | 0 | 0 | 0 | 0 | 0 | 0 | 0 | 0 | 0 | 0 | 0 | 0 | 0 | 0 | 0 | 0 | 0 | 0 | 0 | 0 | 0 | 0 | 0.12869 | 0.12869 | 0.096516 | 0.096516 | 0.096516 | 0.096516 | 0.096516 | 0 | 0 | 0 | 0 | 0 | 0 | 0 | 1.6819 | 1.6819 | 1.2614 | 1.2614 | 1.2614 | 1.2614 | 1.2614 | 0 | 0 | 0 | 0 | 0 | 0 | 0 | 0 | 0 | 0 | 0 | 0 | 0 | 0 | 0 | 0 | 0 | 0 | 0 | 0 | 0 | 0 | 0 | 0 | 0 | 0 | 0 | 0 | 0 | 0 | 0 | 0 | 0 | 0 | 0 | Office (small) All ILit Sat | Office (small) All ILit all | 3820 | 5 | 32 | Office (small) All ILit2 Sat | Office (small) All ILit2 Sat | Office (small) All ILit2 All | 3904 | 12 | 35 | 3820 | 3.7967 | 0.32 | 0.05 | 0.05 | 0.05 | 0.05 | 0.05 | 0.05 | 0.05 | 0.21667 | 0.32 | 0.32 | 0.32 | 0.32 | 0.32 | 0.32 | 0.32 | 0.32 | 0.32 | 0.05 | 0.05 | 0.05 | 0.05 | 0.05 | 0.05 | 0.05 | 5.0267 | 0.35 | 0.12 | 0.12 | 0.12 | 0.12 | 0.12 | 0.12 | 0.12 | 0.24778 | 0.35 | 0.35 | 0.35 | 0.35 | 0.29889 | 0.35 | 0.35 | 0.35 | 0.35 | 0.12 | 0.12 | 0.12 | 0.12 | 0.12 | 0.12 | 0.12 | 0 | 0 | 0 | 0 | 0 | 0 | 0 | 0.61728 | 1 | 1 | 1 | 1 | 1 | 1 | 1 | 1 | 1 | 0 | 0 | 0 | 0 | 0 | 0 | 0 | 0 | 0 | 0 | 0 | 0 | 0 | 0 | 0.55556 | 1 | 1 | 1 | 1 | 0.77778 | 1 | 1 | 1 | 1 | 0 | 0 | 0 | 0 | 0 | 0 | 0 | 10 | 0.66337 | 0.20792 | 0.079208 | 0.049505 | 0.76136 | 0 | 0 | 0 | 0 | 0 | 0 | 0 | 0 |  | 0.15825 | 0.15825 | 0.16495 | 0.16523 | 0.16401 | 0.16401 | 0.16401 | Office - Small - Restrooms - Sat | 10 | 8 | 17 | 144.3867 | 53.04 | 0 | 0 | 144.3867 | 53.04 | 0 | 0 | 2.7767 | 1.02 | 0 | 0 | 0 | 0 | 0 | 0 | 0 | 0.21667 | 0.32 | 0.32 | 0.32 | 0.32 | 0.32 | 0.32 | 0.32 | 0.32 | 0 | 0 | 0 | 0 | 0 | 0 | 0 | 0 |  | 155.8267 | 105.56 | 0 | 0 | 155.8267 | 105.56 | 0 | 0 | 2.9967 | 2.03 | 0 | 0 | 0 | 0 | 0 | 0 | 0 | 0.24778 | 0.35 | 0.35 | 0.35 | 0.35 | 0.29889 | 0.35 | 0.35 | 0.35 | 0 | 0 | 0 | 0 | 0 | 0 | 0 | 0 | 1 | 1 | 1 | 1
1426 | 14 | 26 | 6 | 2 |  |  |  |  | Office - Small | Restrooms | Office - Small - Restrooms |  | Office - Small | Office - Small - Restrooms | Office (small) All | Sun | Closed | 52 | 52 | 0.05 | 0.62378 | 0.62378 | 0.46783 | 0.46783 | 0.46783 | 0.46783 | 0.46783 | 0 | 0 | 0 | 0 | 0 | 0 | 0 | 1.9462 | 1.9462 | 1.4596 | 1.4596 | 1.4596 | 1.4596 | 1.4596 | 0 | 0 | 0 | 0 | 0 | 0 | 0 | 0 | 0 | 0 | 0 | 0 | 0 | 0 | 0 | 0 | 0 | 0 | 0 | 0 | 0 | 0 | 0 | 0 | 0 | 0 | 0 | 0 | 0 | 0 | 0 | 0 | 0 | 0 | 0 | 0.12869 | 0.12869 | 0.096516 | 0.096516 | 0.096516 | 0.096516 | 0.096516 | 0 | 0 | 0 | 0 | 0 | 0 | 0 | 0.40151 | 0.40151 | 0.30113 | 0.30113 | 0.30113 | 0.30113 | 0.30113 | 0 | 0 | 0 | 0 | 0 | 0 | 0 | 0 | 0 | 0 | 0 | 0 | 0 | 0 | 0 | 0 | 0 | 0 | 0 | 0 | 0 | 0 | 0 | 0 | 0 | 0 | 0 | 0 | 0 | 0 | 0 | 0 | 0 | 0 | 0 | Office (small) All ILit Cls | Office (small) All ILit Cls | 2 | 5 | 5 | Office (small) All ILit2 Cls | Office (small) All ILit Cls | Office (small) All ILit Cls | 2 | 5 | 5 | 2 | 1.2 | 0.05 | 0.05 | 0.05 | 0.05 | 0.05 | 0.05 | 0.05 | 0.05 | 0.05 | 0.05 | 0.05 | 0.05 | 0.05 | 0.05 | 0.05 | 0.05 | 0.05 | 0.05 | 0.05 | 0.05 | 0.05 | 0.05 | 0.05 | 0.05 | 0.05 | 1.2 | 0.05 | 0.05 | 0.05 | 0.05 | 0.05 | 0.05 | 0.05 | 0.05 | 0.05 | 0.05 | 0.05 | 0.05 | 0.05 | 0.05 | 0.05 | 0.05 | 0.05 | 0.05 | 0.05 | 0.05 | 0.05 | 0.05 | 0.05 | 0.05 | 0.05 | 0 | 0 | 0 | 0 | 0 | 0 | 0 | 0 | 0 | 0 | 0 | 0 | 0 | 0 | 0 | 0 | 0 | 0 | 0 | 0 | 0 | 0 | 0 | 0 | 0 | 0 | 0 | 0 | 0 | 0 | 0 | 0 | 0 | 0 | 0 | 0 | 0 | 0 | 0 | 0 | 0 | 0 | 0 | 0 | 0 | 0 | 0 | 0 | 10 | 0.66337 | 0.20792 | 0.079208 | 0.049505 | 0.76136 | 0 | 0 | 0 | 0 | 0 | 0 | 0 | 0 |  | 0.15825 | 0.15825 | 0.16495 | 0.16523 | 0.16401 | 0.16401 | 0.16401 | Office - Small - Restrooms - Sun | 12 | 8 | 17 | 0 | 62.4 | 0 | 0 | 0 | 62.4 | 0 | 0 | 0 | 1.2 | 0 | 0 | 0 | 0 | 0 | 0 | 0 | 0 | 0 | 0 | 0 | 0 | 0 | 0 | 0 | 0 | 0 | 0 | 0 | 0 | 0 | 0 | 0 | 0 |  | 0 | 62.4 | 0 | 0 | 0 | 62.4 | 0 | 0 | 0 | 1.2 | 0 | 0 | 0 | 0 | 0 | 0 | 0 | 0 | 0 | 0 | 0 | 0 | 0 | 0 | 0 | 0 | 0 | 0 | 0 | 0 | 0 | 0 | 0 | 0 | 1 | 1 | 1 | 1
1427 | 14 | 27 | 7 | 3 |  |  |  |  | Office - Small | Restrooms | Office - Small - Restrooms |  | Office - Small | Office - Small - Restrooms | Office (small) All | Hol | Closed | 10 | 10 | 0.05 | 0.62378 | 0.62378 | 0.46783 | 0.46783 | 0.46783 | 0.46783 | 0.46783 | 0 | 0 | 0 | 0 | 0 | 0 | 0 | 0.37427 | 0.37427 | 0.2807 | 0.2807 | 0.2807 | 0.2807 | 0.2807 | 0 | 0 | 0 | 0 | 0 | 0 | 0 | 0 | 0 | 0 | 0 | 0 | 0 | 0 | 0 | 0 | 0 | 0 | 0 | 0 | 0 | 0 | 0 | 0 | 0 | 0 | 0 | 0 | 0 | 0 | 0 | 0 | 0 | 0 | 0 | 0.12869 | 0.12869 | 0.096516 | 0.096516 | 0.096516 | 0.096516 | 0.096516 | 0 | 0 | 0 | 0 | 0 | 0 | 0 | 0.077213 | 0.077213 | 0.057909 | 0.057909 | 0.057909 | 0.057909 | 0.057909 | 0 | 0 | 0 | 0 | 0 | 0 | 0 | 0 | 0 | 0 | 0 | 0 | 0 | 0 | 0 | 0 | 0 | 0 | 0 | 0 | 0 | 0 | 0 | 0 | 0 | 0 | 0 | 0 | 0 | 0 | 0 | 0 | 0 | 0 | 0 | Office (small) All ILit Cls | Office (small) All ILit Cls | 2 | 5 | 5 | Office (small) All ILit2 Cls | Office (small) All ILit Cls | Office (small) All ILit Cls | 2 | 5 | 5 | 2 | 1.2 | 0.05 | 0.05 | 0.05 | 0.05 | 0.05 | 0.05 | 0.05 | 0.05 | 0.05 | 0.05 | 0.05 | 0.05 | 0.05 | 0.05 | 0.05 | 0.05 | 0.05 | 0.05 | 0.05 | 0.05 | 0.05 | 0.05 | 0.05 | 0.05 | 0.05 | 1.2 | 0.05 | 0.05 | 0.05 | 0.05 | 0.05 | 0.05 | 0.05 | 0.05 | 0.05 | 0.05 | 0.05 | 0.05 | 0.05 | 0.05 | 0.05 | 0.05 | 0.05 | 0.05 | 0.05 | 0.05 | 0.05 | 0.05 | 0.05 | 0.05 | 0.05 | 0 | 0 | 0 | 0 | 0 | 0 | 0 | 0 | 0 | 0 | 0 | 0 | 0 | 0 | 0 | 0 | 0 | 0 | 0 | 0 | 0 | 0 | 0 | 0 | 0 | 0 | 0 | 0 | 0 | 0 | 0 | 0 | 0 | 0 | 0 | 0 | 0 | 0 | 0 | 0 | 0 | 0 | 0 | 0 | 0 | 0 | 0 | 0 | 10 | 0.66337 | 0.20792 | 0.079208 | 0.049505 | 0.76136 | 0 | 0 | 0 | 0 | 0 | 0 | 0 | 0 |  | 0.15825 | 0.15825 | 0.16495 | 0.16523 | 0.16401 | 0.16401 | 0.16401 | Office - Small - Restrooms - Hol | 14 | 8 | 17 | 0 | 12 | 0 | 0 | 0 | 12 | 0 | 0 | 0 | 1.2 | 0 | 0 | 0 | 0 | 0 | 0 | 0 | 0 | 0 | 0 | 0 | 0 | 0 | 0 | 0 | 0 | 0 | 0 | 0 | 0 | 0 | 0 | 0 | 0 |  | 0 | 12 | 0 | 0 | 0 | 12 | 0 | 0 | 0 | 1.2 | 0 | 0 | 0 | 0 | 0 | 0 | 0 | 0 | 0 | 0 | 0 | 0 | 0 | 0 | 0 | 0 | 0 | 0 | 0 | 0 | 0 | 0 | 0 | 0 | 1 | 1 | 1 | 1
1428 | 14 | 28 | 8 | 4 | Office - Small | Office - Small | Office - Small - Restrooms | Office - Small - Restrooms | Office - Small | Restrooms | Office - Small - Restrooms |  | Office - Small | Office - Small - Restrooms | Office (small) All | all | Open | 251 | 251 | 0.05 | 0.62378 | 0.62378 | 0.46783 | 0.46783 | 0.46783 | 0.46783 | 0.46783 | 0.031189 | 0.031189 | 0.023392 | 0.023392 | 0.023392 | 0.023392 | 0.023392 | 72.4128 | 72.4128 | 54.3096 | 54.3096 | 54.3096 | 54.3096 | 54.3096 | 0.021624 | 0.021624 | 0.016218 | 0.016218 | 0.016218 | 0.016218 | 0.016218 | 2593.5767 | 2593.5767 | 2593.5767 | 2593.5767 | 2593.5767 | 2593.5767 | 2593.5767 | 2269.0618 | 2269.0618 | 2247.5411 | 2247.6354 | 2251.9844 | 2251.9844 | 2251.9844 | 0.69333 | 0.69333 | 0.69333 | 0.69333 | 0.69333 | 0.69333 | 0.69333 | 0.6124 | 0.6124 | 0.60715 | 0.60723 | 0.60831 | 0.60831 | 0.60831 | 0.12869 | 0.12869 | 0.096516 | 0.096516 | 0.096516 | 0.096516 | 0.096516 | 0.0064344 | 0.0064344 | 0.0048258 | 0.0048258 | 0.0048258 | 0.0048258 | 0.0048258 | 16.8968 | 16.8968 | 12.6726 | 12.6726 | 12.6726 | 12.6726 | 12.6726 | 0.0043396 | 0.0043396 | 0.0032547 | 0.0032547 | 0.0032547 | 0.0032547 | 0.0032547 | 2961.8044 | 2961.8044 | 2961.8044 | 2961.8044 | 2961.8044 | 2961.8044 | 2961.8044 | 2722.521 | 2722.521 | 2706.6526 | 2706.7221 | 2709.9289 | 2709.9289 | 2709.9289 | 0.67444 | 0.67444 | 0.67444 | 0.67444 | 0.67444 | 0.67444 | 0.67444 | 0.59571 | 0.59571 | 0.59061 | 0.59069 | 0.59173 | 0.59173 | 0.59173 | Office (small) All ILit all | Office (small) All ILit all | 3819 | 5.5 | 74 | Office (small) All ILit2 all | Office (small) All ILit2 all | Office (small) All ILit2 All | 3903 | 24 | 70 | 3819 | 9.25 | 0.69333 | 0.055 | 0.055 | 0.055 | 0.055 | 0.11 | 0.16 | 0.26 | 0.5 | 0.67 | 0.74 | 0.74 | 0.74 | 0.74 | 0.74 | 0.74 | 0.7 | 0.64 | 0.5 | 0.31 | 0.22 | 0.18 | 0.14 | 0.1 | 0.1 | 10.4622 | 0.67444 | 0.24 | 0.24 | 0.24 | 0.24 | 0.24 | 0.24 | 0.24 | 0.62333 | 0.67444 | 0.67444 | 0.7 | 0.7 | 0.62333 | 0.62333 | 0.67444 | 0.67444 | 0.67444 | 0.57222 | 0.36778 | 0.24 | 0.24 | 0.24 | 0.24 | 0.24 | 0 | 0 | 0 | 0 | 0.080292 | 0.15328 | 0.29927 | 0.64964 | 0.89781 | 1 | 1 | 1 | 1 | 1 | 1 | 0.94161 | 0.85401 | 0.64964 | 0.37226 | 0.24088 | 0.18248 | 0.12409 | 0.065693 | 0.065693 | 0 | 0 | 0 | 0 | 0 | 0 | 0 | 0.83333 | 0.94444 | 0.94444 | 1 | 1 | 0.83333 | 0.83333 | 0.94444 | 0.94444 | 0.94444 | 0.72222 | 0.27778 | 0 | 0 | 0 | 0 | 0 | 10 | 0.66337 | 0.20792 | 0.079208 | 0.049505 | 0.76136 | 0.075317 | 0.002349 | 0.002349 | 0.0017618 | 0.0017618 | 0.0017618 | 0.0017618 | 0.0017618 | Office - Small | 0.15825 | 0.15825 | 0.16495 | 0.16523 | 0.16401 | 0.16401 | 0.16401 | Office - Small - Restrooms - all | 16 | 8 | 17 | 1583.81 | 737.94 | 1583.81 | 737.94 | 0 | 0 | 6.31 | 2.94 | 0 | 0 | 0 | 0 | 0 | 0 | 0 | 0 | 0 | 0.5 | 0.67 | 0.74 | 0.74 | 0.74 | 0.74 | 0.74 | 0.74 | 0.7 | 0 | 0 | 0 | 0 | 0 | 0 | 0 | 0 |  | 1497.9122 | 1128.1056 | 1497.9122 | 1128.1056 | 0 | 0 | 5.9678 | 4.4944 | 0 | 0 | 0 | 0 | 0 | 0 | 0 | 0 | 0 | 0.62333 | 0.67444 | 0.67444 | 0.7 | 0.7 | 0.62333 | 0.62333 | 0.67444 | 0.67444 | 0 | 0 | 0 | 0 | 0 | 0 | 0 | 0 | 1 | 1 | 1 | 1
1501 | 15 | 1 | 5 | 1 |  |  |  |  | Restaurant - Fast-Food | Dining Area | Restaurant - Fast-Food - Dining Area |  | Restaurant - Fast-Food | Restaurant - Fast-Food - Dining Area | Restaurant (fast food) Dining | Sat | Open | 52 | 52 | 0.5 | 0.98012 | 0.98012 | 0.84943 | 0.84943 | 0.84943 | 0.84943 | 0.84943 | 0 | 0 | 0 | 0 | 0 | 0 | 0 | 339.8799 | 339.8799 | 294.5625 | 294.5625 | 294.5625 | 294.5625 | 294.5625 | 0 | 0 | 0 | 0 | 0 | 0 | 0 | 0 | 0 | 0 | 0 | 0 | 0 | 0 | 0 | 0 | 0 | 0 | 0 | 0 | 0 | 0 | 0 | 0 | 0 | 0 | 0 | 0 | 0 | 0 | 0 | 0 | 0 | 0 | 0 | 0.38206 | 0.38206 | 0.33112 | 0.33112 | 0.33112 | 0.33112 | 0.33112 | 0 | 0 | 0 | 0 | 0 | 0 | 0 | 132.4904 | 132.4904 | 114.825 | 114.825 | 114.825 | 114.825 | 114.825 | 0 | 0 | 0 | 0 | 0 | 0 | 0 | 0 | 0 | 0 | 0 | 0 | 0 | 0 | 0 | 0 | 0 | 0 | 0 | 0 | 0 | 0 | 0 | 0 | 0 | 0 | 0 | 0 | 0 | 0 | 0 | 0 | 0 | 0 | 0 | Restaurant (fast food) Dining ILit Sat | Restaurant (fast food) Dining ILit all | 3826 | 14 | 81.25 | Restaurant (fast food) Dining ILit2 Sat | Restaurant (fast food) Dining ILit2 Sat | Restaurant (fast food) Dining ILit2 All | 3910 | 14 | 81.25 | 3826 | 13.3375 | 0.8125 | 0.14 | 0.14 | 0.14 | 0.14 | 0.14 | 0.265 | 0.37 | 0.405 | 0.405 | 0.405 | 0.65 | 0.8125 | 0.8125 | 0.8125 | 0.8125 | 0.8125 | 0.8125 | 0.8125 | 0.8125 | 0.8125 | 0.8125 | 0.8125 | 0.6 | 0.6 | 13.3375 | 0.8125 | 0.14 | 0.14 | 0.14 | 0.14 | 0.14 | 0.265 | 0.37 | 0.405 | 0.405 | 0.405 | 0.65 | 0.8125 | 0.8125 | 0.8125 | 0.8125 | 0.8125 | 0.8125 | 0.8125 | 0.8125 | 0.8125 | 0.8125 | 0.8125 | 0.6 | 0.6 | 0 | 0 | 0 | 0 | 0 | 0.18587 | 0.34201 | 0.39405 | 0.39405 | 0.39405 | 0.75836 | 1 | 1 | 1 | 1 | 1 | 1 | 1 | 1 | 1 | 1 | 1 | 0.68401 | 0.68401 | 0 | 0 | 0 | 0 | 0 | 0.18587 | 0.34201 | 0.39405 | 0.39405 | 0.39405 | 0.75836 | 1 | 1 | 1 | 1 | 1 | 1 | 1 | 1 | 1 | 1 | 1 | 0.68401 | 0.68401 | 15 | 0.66337 | 0.20792 | 0.079208 | 0.049505 | 0.76136 | 0 | 0 | 0 | 0 | 0 | 0 | 0 | 0 |  | 0.13744 | 0.13744 | 0.13744 | 0.13744 | 0.13744 | 0.13744 | 0.13744 | Restaurant - Fast-Food - Dining Area - Sat | 10 | 6 | 23 | 594.75 | 98.8 | 0 | 0 | 594.75 | 98.8 | 0 | 0 | 11.4375 | 1.9 | 0 | 0 | 0 | 0 | 0 | 0.265 | 0.37 | 0.405 | 0.405 | 0.405 | 0.65 | 0.8125 | 0.8125 | 0.8125 | 0.8125 | 0.8125 | 0.8125 | 0.8125 | 0.8125 | 0.8125 | 0.8125 | 0.8125 | 0 | 0 |  | 594.75 | 98.8 | 0 | 0 | 594.75 | 98.8 | 0 | 0 | 11.4375 | 1.9 | 0 | 0 | 0 | 0 | 0 | 0.265 | 0.37 | 0.405 | 0.405 | 0.405 | 0.65 | 0.8125 | 0.8125 | 0.8125 | 0.8125 | 0.8125 | 0.8125 | 0.8125 | 0.8125 | 0.8125 | 0.8125 | 0.8125 | 0 | 0 | 1 | 1 | 1 | 1
1502 | 15 | 2 | 6 | 2 |  |  |  |  | Restaurant - Fast-Food | Dining Area | Restaurant - Fast-Food - Dining Area |  | Restaurant - Fast-Food | Restaurant - Fast-Food - Dining Area | Restaurant (fast food) Dining | Sun | Open | 52 | 52 | 0.5 | 0.98012 | 0.98012 | 0.84943 | 0.84943 | 0.84943 | 0.84943 | 0.84943 | 0 | 0 | 0 | 0 | 0 | 0 | 0 | 339.8799 | 339.8799 | 294.5625 | 294.5625 | 294.5625 | 294.5625 | 294.5625 | 0 | 0 | 0 | 0 | 0 | 0 | 0 | 0 | 0 | 0 | 0 | 0 | 0 | 0 | 0 | 0 | 0 | 0 | 0 | 0 | 0 | 0 | 0 | 0 | 0 | 0 | 0 | 0 | 0 | 0 | 0 | 0 | 0 | 0 | 0 | 0.38206 | 0.38206 | 0.33112 | 0.33112 | 0.33112 | 0.33112 | 0.33112 | 0 | 0 | 0 | 0 | 0 | 0 | 0 | 132.4904 | 132.4904 | 114.825 | 114.825 | 114.825 | 114.825 | 114.825 | 0 | 0 | 0 | 0 | 0 | 0 | 0 | 0 | 0 | 0 | 0 | 0 | 0 | 0 | 0 | 0 | 0 | 0 | 0 | 0 | 0 | 0 | 0 | 0 | 0 | 0 | 0 | 0 | 0 | 0 | 0 | 0 | 0 | 0 | 0 | Restaurant (fast food) Dining ILit Sun | Restaurant (fast food) Dining ILit all | 3826 | 14 | 81.25 | Restaurant (fast food) Dining ILit2 Sun | Restaurant (fast food) Dining ILit2 Sun | Restaurant (fast food) Dining ILit2 All | 3910 | 14 | 81.25 | 3826 | 13.3375 | 0.8125 | 0.14 | 0.14 | 0.14 | 0.14 | 0.14 | 0.265 | 0.37 | 0.405 | 0.405 | 0.405 | 0.65 | 0.8125 | 0.8125 | 0.8125 | 0.8125 | 0.8125 | 0.8125 | 0.8125 | 0.8125 | 0.8125 | 0.8125 | 0.8125 | 0.6 | 0.6 | 13.3375 | 0.8125 | 0.14 | 0.14 | 0.14 | 0.14 | 0.14 | 0.265 | 0.37 | 0.405 | 0.405 | 0.405 | 0.65 | 0.8125 | 0.8125 | 0.8125 | 0.8125 | 0.8125 | 0.8125 | 0.8125 | 0.8125 | 0.8125 | 0.8125 | 0.8125 | 0.6 | 0.6 | 0 | 0 | 0 | 0 | 0 | 0.18587 | 0.34201 | 0.39405 | 0.39405 | 0.39405 | 0.75836 | 1 | 1 | 1 | 1 | 1 | 1 | 1 | 1 | 1 | 1 | 1 | 0.68401 | 0.68401 | 0 | 0 | 0 | 0 | 0 | 0.18587 | 0.34201 | 0.39405 | 0.39405 | 0.39405 | 0.75836 | 1 | 1 | 1 | 1 | 1 | 1 | 1 | 1 | 1 | 1 | 1 | 0.68401 | 0.68401 | 15 | 0.66337 | 0.20792 | 0.079208 | 0.049505 | 0.76136 | 0 | 0 | 0 | 0 | 0 | 0 | 0 | 0 |  | 0.13744 | 0.13744 | 0.13744 | 0.13744 | 0.13744 | 0.13744 | 0.13744 | Restaurant - Fast-Food - Dining Area - Sun | 12 | 6 | 23 | 594.75 | 98.8 | 0 | 0 | 594.75 | 98.8 | 0 | 0 | 11.4375 | 1.9 | 0 | 0 | 0 | 0 | 0 | 0.265 | 0.37 | 0.405 | 0.405 | 0.405 | 0.65 | 0.8125 | 0.8125 | 0.8125 | 0.8125 | 0.8125 | 0.8125 | 0.8125 | 0.8125 | 0.8125 | 0.8125 | 0.8125 | 0 | 0 |  | 594.75 | 98.8 | 0 | 0 | 594.75 | 98.8 | 0 | 0 | 11.4375 | 1.9 | 0 | 0 | 0 | 0 | 0 | 0.265 | 0.37 | 0.405 | 0.405 | 0.405 | 0.65 | 0.8125 | 0.8125 | 0.8125 | 0.8125 | 0.8125 | 0.8125 | 0.8125 | 0.8125 | 0.8125 | 0.8125 | 0.8125 | 0 | 0 | 1 | 1 | 1 | 1
1503 | 15 | 3 | 7 | 3 |  |  |  |  | Restaurant - Fast-Food | Dining Area | Restaurant - Fast-Food - Dining Area |  | Restaurant - Fast-Food | Restaurant - Fast-Food - Dining Area | Restaurant (fast food) Dining | Hol | Open | 10 | 10 | 0.5 | 0.98012 | 0.98012 | 0.84943 | 0.84943 | 0.84943 | 0.84943 | 0.84943 | 0 | 0 | 0 | 0 | 0 | 0 | 0 | 65.3615 | 65.3615 | 56.6466 | 56.6466 | 56.6466 | 56.6466 | 56.6466 | 0 | 0 | 0 | 0 | 0 | 0 | 0 | 0 | 0 | 0 | 0 | 0 | 0 | 0 | 0 | 0 | 0 | 0 | 0 | 0 | 0 | 0 | 0 | 0 | 0 | 0 | 0 | 0 | 0 | 0 | 0 | 0 | 0 | 0 | 0 | 0.38206 | 0.38206 | 0.33112 | 0.33112 | 0.33112 | 0.33112 | 0.33112 | 0 | 0 | 0 | 0 | 0 | 0 | 0 | 25.4789 | 25.4789 | 22.0817 | 22.0817 | 22.0817 | 22.0817 | 22.0817 | 0 | 0 | 0 | 0 | 0 | 0 | 0 | 0 | 0 | 0 | 0 | 0 | 0 | 0 | 0 | 0 | 0 | 0 | 0 | 0 | 0 | 0 | 0 | 0 | 0 | 0 | 0 | 0 | 0 | 0 | 0 | 0 | 0 | 0 | 0 | Restaurant (fast food) Dining ILit Hol | Restaurant (fast food) Dining ILit all | 3826 | 14 | 81.25 | Restaurant (fast food) Dining ILit2 Hol | Restaurant (fast food) Dining ILit2 Hol | Restaurant (fast food) Dining ILit2 All | 3910 | 14 | 81.25 | 3826 | 13.3375 | 0.8125 | 0.14 | 0.14 | 0.14 | 0.14 | 0.14 | 0.265 | 0.37 | 0.405 | 0.405 | 0.405 | 0.65 | 0.8125 | 0.8125 | 0.8125 | 0.8125 | 0.8125 | 0.8125 | 0.8125 | 0.8125 | 0.8125 | 0.8125 | 0.8125 | 0.6 | 0.6 | 13.3375 | 0.8125 | 0.14 | 0.14 | 0.14 | 0.14 | 0.14 | 0.265 | 0.37 | 0.405 | 0.405 | 0.405 | 0.65 | 0.8125 | 0.8125 | 0.8125 | 0.8125 | 0.8125 | 0.8125 | 0.8125 | 0.8125 | 0.8125 | 0.8125 | 0.8125 | 0.6 | 0.6 | 0 | 0 | 0 | 0 | 0 | 0.18587 | 0.34201 | 0.39405 | 0.39405 | 0.39405 | 0.75836 | 1 | 1 | 1 | 1 | 1 | 1 | 1 | 1 | 1 | 1 | 1 | 0.68401 | 0.68401 | 0 | 0 | 0 | 0 | 0 | 0.18587 | 0.34201 | 0.39405 | 0.39405 | 0.39405 | 0.75836 | 1 | 1 | 1 | 1 | 1 | 1 | 1 | 1 | 1 | 1 | 1 | 0.68401 | 0.68401 | 15 | 0.66337 | 0.20792 | 0.079208 | 0.049505 | 0.76136 | 0 | 0 | 0 | 0 | 0 | 0 | 0 | 0 |  | 0.13744 | 0.13744 | 0.13744 | 0.13744 | 0.13744 | 0.13744 | 0.13744 | Restaurant - Fast-Food - Dining Area - Hol | 14 | 6 | 23 | 114.375 | 19 | 0 | 0 | 114.375 | 19 | 0 | 0 | 11.4375 | 1.9 | 0 | 0 | 0 | 0 | 0 | 0.265 | 0.37 | 0.405 | 0.405 | 0.405 | 0.65 | 0.8125 | 0.8125 | 0.8125 | 0.8125 | 0.8125 | 0.8125 | 0.8125 | 0.8125 | 0.8125 | 0.8125 | 0.8125 | 0 | 0 |  | 114.375 | 19 | 0 | 0 | 114.375 | 19 | 0 | 0 | 11.4375 | 1.9 | 0 | 0 | 0 | 0 | 0 | 0.265 | 0.37 | 0.405 | 0.405 | 0.405 | 0.65 | 0.8125 | 0.8125 | 0.8125 | 0.8125 | 0.8125 | 0.8125 | 0.8125 | 0.8125 | 0.8125 | 0.8125 | 0.8125 | 0 | 0 | 1 | 1 | 1 | 1
1504 | 15 | 4 | 8 | 4 |  |  | Restaurant - Fast-Food - Dining Area | Restaurant - Fast-Food - Dining Area | Restaurant - Fast-Food | Dining Area | Restaurant - Fast-Food - Dining Area |  | Restaurant - Fast-Food | Restaurant - Fast-Food - Dining Area | Restaurant (fast food) Dining | all | Open | 251 | 251 | 0.5 | 0.98012 | 0.98012 | 0.84943 | 0.84943 | 0.84943 | 0.84943 | 0.84943 | 0.49006 | 0.49006 | 0.42472 | 0.42472 | 0.42472 | 0.42472 | 0.42472 | 1631.5104 | 1631.5104 | 1413.9757 | 1413.9757 | 1413.9757 | 1413.9757 | 1413.9757 | 0.39817 | 0.39817 | 0.34508 | 0.34508 | 0.34508 | 0.34508 | 0.34508 | 4849.6928 | 4849.6928 | 4849.6928 | 4849.6928 | 4849.6928 | 4849.6928 | 4849.6928 | 0 | 0 | 0 | 0 | 0 | 0 | 0 | 0.8125 | 0.8125 | 0.8125 | 0.8125 | 0.8125 | 0.8125 | 0.8125 | 0 | 0 | 0 | 0 | 0 | 0 | 0 | 0.38206 | 0.38206 | 0.33112 | 0.33112 | 0.33112 | 0.33112 | 0.33112 | 0.19103 | 0.19103 | 0.16556 | 0.16556 | 0.16556 | 0.16556 | 0.16556 | 635.9878 | 635.9878 | 551.1894 | 551.1894 | 551.1894 | 551.1894 | 551.1894 | 0.15521 | 0.15521 | 0.13452 | 0.13452 | 0.13452 | 0.13452 | 0.13452 | 4849.6928 | 4849.6928 | 4849.6928 | 4849.6928 | 4849.6928 | 4849.6928 | 4849.6928 | 0 | 0 | 0 | 0 | 0 | 0 | 0 | 0.8125 | 0.8125 | 0.8125 | 0.8125 | 0.8125 | 0.8125 | 0.8125 | 0 | 0 | 0 | 0 | 0 | 0 | 0 | Restaurant (fast food) Dining ILit all | Restaurant (fast food) Dining ILit all | 3825 | 14 | 81.25 | Restaurant (fast food) Dining ILit2 all | Restaurant (fast food) Dining ILit2 all | Restaurant (fast food) Dining ILit2 All | 3909 | 14 | 81.25 | 3825 | 13.2638 | 0.8125 | 0.14 | 0.14 | 0.14 | 0.14 | 0.14 | 0.24816 | 0.35632 | 0.39237 | 0.39237 | 0.39237 | 0.64474 | 0.8125 | 0.8125 | 0.8125 | 0.8125 | 0.8125 | 0.8125 | 0.8125 | 0.8125 | 0.8125 | 0.8125 | 0.8125 | 0.6 | 0.6 | 13.2638 | 0.8125 | 0.14 | 0.14 | 0.14 | 0.14 | 0.14 | 0.24816 | 0.35632 | 0.39237 | 0.39237 | 0.39237 | 0.64474 | 0.8125 | 0.8125 | 0.8125 | 0.8125 | 0.8125 | 0.8125 | 0.8125 | 0.8125 | 0.8125 | 0.8125 | 0.8125 | 0.6 | 0.6 | 0 | 0 | 0 | 0 | 0 | 0.16083 | 0.32166 | 0.37527 | 0.37527 | 0.37527 | 0.75054 | 1 | 1 | 1 | 1 | 1 | 1 | 1 | 1 | 1 | 1 | 1 | 0.68401 | 0.68401 | 0 | 0 | 0 | 0 | 0 | 0.16083 | 0.32166 | 0.37527 | 0.37527 | 0.37527 | 0.75054 | 1 | 1 | 1 | 1 | 1 | 1 | 1 | 1 | 1 | 1 | 1 | 0.68401 | 0.68401 | 15 | 0.66337 | 0.20792 | 0.079208 | 0.049505 | 0.76136 | 0.13746 | 0.067365 | 0.067365 | 0.058383 | 0.058383 | 0.058383 | 0.058383 | 0.058383 |  | 0.13744 | 0.13744 | 0.13744 | 0.13744 | 0.13744 | 0.13744 | 0.13744 | Restaurant - Fast-Food - Dining Area - all | 16 | 6 | 23 | 2852.3178 | 476.9 | 2852.3178 | 476.9 | 0 | 0 | 11.3638 | 1.9 | 0 | 0 | 0 | 0 | 0 | 0 | 0 | 0.24816 | 0.35632 | 0.39237 | 0.39237 | 0.39237 | 0.64474 | 0.8125 | 0.8125 | 0.8125 | 0.8125 | 0.8125 | 0.8125 | 0.8125 | 0.8125 | 0.8125 | 0.8125 | 0.8125 | 0 | 0 |  | 2852.3178 | 476.9 | 2852.3178 | 476.9 | 0 | 0 | 11.3638 | 1.9 | 0 | 0 | 0 | 0 | 0 | 0 | 0 | 0.24816 | 0.35632 | 0.39237 | 0.39237 | 0.39237 | 0.64474 | 0.8125 | 0.8125 | 0.8125 | 0.8125 | 0.8125 | 0.8125 | 0.8125 | 0.8125 | 0.8125 | 0.8125 | 0.8125 | 0 | 0 | 1 | 1 | 1 | 1
1505 | 15 | 5 | 5 | 1 |  |  |  |  | Restaurant - Fast-Food | Kitchen and Food Preparation | Restaurant - Fast-Food - Kitchen and Food Preparation |  | Restaurant - Fast-Food | Restaurant - Fast-Food - Kitchen and Food Preparation | Restaurant (fast food) Kitchen | Sat | Open | 52 | 52 | 0.15 | 1.275 | 1.275 | 1.275 | 1.275 | 1.2 | 1.2 | 1.2 | 0 | 0 | 0 | 0 | 0 | 0 | 0 | 131.0973 | 131.0973 | 131.0973 | 131.0973 | 123.3857 | 123.3857 | 123.3857 | 0 | 0 | 0 | 0 | 0 | 0 | 0 | 0 | 0 | 0 | 0 | 0 | 0 | 0 | 0 | 0 | 0 | 0 | 0 | 0 | 0 | 0 | 0 | 0 | 0 | 0 | 0 | 0 | 0 | 0 | 0 | 0 | 0 | 0 | 0 | 0.2125 | 0.2125 | 0.2125 | 0.2125 | 0.2 | 0.2 | 0.2 | 0 | 0 | 0 | 0 | 0 | 0 | 0 | 21.8496 | 21.8496 | 21.8496 | 21.8496 | 20.5643 | 20.5643 | 20.5643 | 0 | 0 | 0 | 0 | 0 | 0 | 0 | 0 | 0 | 0 | 0 | 0 | 0 | 0 | 0 | 0 | 0 | 0 | 0 | 0 | 0 | 0 | 0 | 0 | 0 | 0 | 0 | 0 | 0 | 0 | 0 | 0 | 0 | 0 | 0 | Restaurant (fast food) Kitchen ILit Sat | Restaurant (fast food) Kitchen ILit all | 3828 | 5 | 81.25 | Restaurant (fast food) Kitchen ILit2 Sat | Restaurant (fast food) Kitchen ILit2 Sat | Restaurant (fast food) Kitchen ILit2 All | 3912 | 5 | 81.25 | 3828 | 13.1822 | 0.8125 | 0.05 | 0.05 | 0.05 | 0.05 | 0.3 | 0.3 | 0.33947 | 0.37105 | 0.37105 | 0.37105 | 0.59211 | 0.8125 | 0.8125 | 0.8125 | 0.8125 | 0.8125 | 0.8125 | 0.8125 | 0.8125 | 0.8125 | 0.8125 | 0.8125 | 0.7 | 0.7 | 13.1822 | 0.8125 | 0.05 | 0.05 | 0.05 | 0.05 | 0.3 | 0.3 | 0.33947 | 0.37105 | 0.37105 | 0.37105 | 0.59211 | 0.8125 | 0.8125 | 0.8125 | 0.8125 | 0.8125 | 0.8125 | 0.8125 | 0.8125 | 0.8125 | 0.8125 | 0.8125 | 0.7 | 0.7 | 0 | 0 | 0 | 0 | 0.32787 | 0.32787 | 0.37964 | 0.42105 | 0.42105 | 0.42105 | 0.71096 | 1 | 1 | 1 | 1 | 1 | 1 | 1 | 1 | 1 | 1 | 1 | 0.85246 | 0.85246 | 0 | 0 | 0 | 0 | 0.32787 | 0.32787 | 0.37964 | 0.42105 | 0.42105 | 0.42105 | 0.71096 | 1 | 1 | 1 | 1 | 1 | 1 | 1 | 1 | 1 | 1 | 1 | 0.85246 | 0.85246 | 15 | 0.66337 | 0.20792 | 0.079208 | 0.049505 | 0.76136 | 0 | 0 | 0 | 0 | 0 | 0 | 0 | 0 |  | 0.13744 | 0.13744 | 0.13744 | 0.13744 | 0.13744 | 0.13744 | 0.13744 | Restaurant - Fast-Food - Kitchen and Food Preparation - Sat | 10 | 6 | 23 | 586.6763 | 98.8 | 0 | 0 | 586.6763 | 98.8 | 0 | 0 | 11.2822 | 1.9 | 0 | 0 | 0 | 0 | 0 | 0.3 | 0.33947 | 0.37105 | 0.37105 | 0.37105 | 0.59211 | 0.8125 | 0.8125 | 0.8125 | 0.8125 | 0.8125 | 0.8125 | 0.8125 | 0.8125 | 0.8125 | 0.8125 | 0.8125 | 0 | 0 |  | 586.6763 | 98.8 | 0 | 0 | 586.6763 | 98.8 | 0 | 0 | 11.2822 | 1.9 | 0 | 0 | 0 | 0 | 0 | 0.3 | 0.33947 | 0.37105 | 0.37105 | 0.37105 | 0.59211 | 0.8125 | 0.8125 | 0.8125 | 0.8125 | 0.8125 | 0.8125 | 0.8125 | 0.8125 | 0.8125 | 0.8125 | 0.8125 | 0 | 0 | 1 | 1 | 1 | 1
1506 | 15 | 6 | 6 | 2 |  |  |  |  | Restaurant - Fast-Food | Kitchen and Food Preparation | Restaurant - Fast-Food - Kitchen and Food Preparation |  | Restaurant - Fast-Food | Restaurant - Fast-Food - Kitchen and Food Preparation | Restaurant (fast food) Kitchen | Sun | Open | 52 | 52 | 0.15 | 1.275 | 1.275 | 1.275 | 1.275 | 1.2 | 1.2 | 1.2 | 0 | 0 | 0 | 0 | 0 | 0 | 0 | 131.0973 | 131.0973 | 131.0973 | 131.0973 | 123.3857 | 123.3857 | 123.3857 | 0 | 0 | 0 | 0 | 0 | 0 | 0 | 0 | 0 | 0 | 0 | 0 | 0 | 0 | 0 | 0 | 0 | 0 | 0 | 0 | 0 | 0 | 0 | 0 | 0 | 0 | 0 | 0 | 0 | 0 | 0 | 0 | 0 | 0 | 0 | 0.2125 | 0.2125 | 0.2125 | 0.2125 | 0.2 | 0.2 | 0.2 | 0 | 0 | 0 | 0 | 0 | 0 | 0 | 21.8496 | 21.8496 | 21.8496 | 21.8496 | 20.5643 | 20.5643 | 20.5643 | 0 | 0 | 0 | 0 | 0 | 0 | 0 | 0 | 0 | 0 | 0 | 0 | 0 | 0 | 0 | 0 | 0 | 0 | 0 | 0 | 0 | 0 | 0 | 0 | 0 | 0 | 0 | 0 | 0 | 0 | 0 | 0 | 0 | 0 | 0 | Restaurant (fast food) Kitchen ILit Sun | Restaurant (fast food) Kitchen ILit all | 3828 | 5 | 81.25 | Restaurant (fast food) Kitchen ILit2 Sun | Restaurant (fast food) Kitchen ILit2 Sun | Restaurant (fast food) Kitchen ILit2 All | 3912 | 5 | 81.25 | 3828 | 13.1822 | 0.8125 | 0.05 | 0.05 | 0.05 | 0.05 | 0.3 | 0.3 | 0.33947 | 0.37105 | 0.37105 | 0.37105 | 0.59211 | 0.8125 | 0.8125 | 0.8125 | 0.8125 | 0.8125 | 0.8125 | 0.8125 | 0.8125 | 0.8125 | 0.8125 | 0.8125 | 0.7 | 0.7 | 13.1822 | 0.8125 | 0.05 | 0.05 | 0.05 | 0.05 | 0.3 | 0.3 | 0.33947 | 0.37105 | 0.37105 | 0.37105 | 0.59211 | 0.8125 | 0.8125 | 0.8125 | 0.8125 | 0.8125 | 0.8125 | 0.8125 | 0.8125 | 0.8125 | 0.8125 | 0.8125 | 0.7 | 0.7 | 0 | 0 | 0 | 0 | 0.32787 | 0.32787 | 0.37964 | 0.42105 | 0.42105 | 0.42105 | 0.71096 | 1 | 1 | 1 | 1 | 1 | 1 | 1 | 1 | 1 | 1 | 1 | 0.85246 | 0.85246 | 0 | 0 | 0 | 0 | 0.32787 | 0.32787 | 0.37964 | 0.42105 | 0.42105 | 0.42105 | 0.71096 | 1 | 1 | 1 | 1 | 1 | 1 | 1 | 1 | 1 | 1 | 1 | 0.85246 | 0.85246 | 15 | 0.66337 | 0.20792 | 0.079208 | 0.049505 | 0.76136 | 0 | 0 | 0 | 0 | 0 | 0 | 0 | 0 |  | 0.13744 | 0.13744 | 0.13744 | 0.13744 | 0.13744 | 0.13744 | 0.13744 | Restaurant - Fast-Food - Kitchen and Food Preparation - Sun | 12 | 6 | 23 | 586.6763 | 98.8 | 0 | 0 | 586.6763 | 98.8 | 0 | 0 | 11.2822 | 1.9 | 0 | 0 | 0 | 0 | 0 | 0.3 | 0.33947 | 0.37105 | 0.37105 | 0.37105 | 0.59211 | 0.8125 | 0.8125 | 0.8125 | 0.8125 | 0.8125 | 0.8125 | 0.8125 | 0.8125 | 0.8125 | 0.8125 | 0.8125 | 0 | 0 |  | 586.6763 | 98.8 | 0 | 0 | 586.6763 | 98.8 | 0 | 0 | 11.2822 | 1.9 | 0 | 0 | 0 | 0 | 0 | 0.3 | 0.33947 | 0.37105 | 0.37105 | 0.37105 | 0.59211 | 0.8125 | 0.8125 | 0.8125 | 0.8125 | 0.8125 | 0.8125 | 0.8125 | 0.8125 | 0.8125 | 0.8125 | 0.8125 | 0 | 0 | 1 | 1 | 1 | 1
1507 | 15 | 7 | 7 | 3 |  |  |  |  | Restaurant - Fast-Food | Kitchen and Food Preparation | Restaurant - Fast-Food - Kitchen and Food Preparation |  | Restaurant - Fast-Food | Restaurant - Fast-Food - Kitchen and Food Preparation | Restaurant (fast food) Kitchen | Hol | Open | 10 | 10 | 0.15 | 1.275 | 1.275 | 1.275 | 1.275 | 1.2 | 1.2 | 1.2 | 0 | 0 | 0 | 0 | 0 | 0 | 0 | 25.211 | 25.211 | 25.211 | 25.211 | 23.728 | 23.728 | 23.728 | 0 | 0 | 0 | 0 | 0 | 0 | 0 | 0 | 0 | 0 | 0 | 0 | 0 | 0 | 0 | 0 | 0 | 0 | 0 | 0 | 0 | 0 | 0 | 0 | 0 | 0 | 0 | 0 | 0 | 0 | 0 | 0 | 0 | 0 | 0 | 0.2125 | 0.2125 | 0.2125 | 0.2125 | 0.2 | 0.2 | 0.2 | 0 | 0 | 0 | 0 | 0 | 0 | 0 | 4.2018 | 4.2018 | 4.2018 | 4.2018 | 3.9547 | 3.9547 | 3.9547 | 0 | 0 | 0 | 0 | 0 | 0 | 0 | 0 | 0 | 0 | 0 | 0 | 0 | 0 | 0 | 0 | 0 | 0 | 0 | 0 | 0 | 0 | 0 | 0 | 0 | 0 | 0 | 0 | 0 | 0 | 0 | 0 | 0 | 0 | 0 | Restaurant (fast food) Kitchen ILit Hol | Restaurant (fast food) Kitchen ILit all | 3828 | 5 | 81.25 | Restaurant (fast food) Kitchen ILit2 Hol | Restaurant (fast food) Kitchen ILit2 Hol | Restaurant (fast food) Kitchen ILit2 All | 3912 | 5 | 81.25 | 3828 | 13.1822 | 0.8125 | 0.05 | 0.05 | 0.05 | 0.05 | 0.3 | 0.3 | 0.33947 | 0.37105 | 0.37105 | 0.37105 | 0.59211 | 0.8125 | 0.8125 | 0.8125 | 0.8125 | 0.8125 | 0.8125 | 0.8125 | 0.8125 | 0.8125 | 0.8125 | 0.8125 | 0.7 | 0.7 | 13.1822 | 0.8125 | 0.05 | 0.05 | 0.05 | 0.05 | 0.3 | 0.3 | 0.33947 | 0.37105 | 0.37105 | 0.37105 | 0.59211 | 0.8125 | 0.8125 | 0.8125 | 0.8125 | 0.8125 | 0.8125 | 0.8125 | 0.8125 | 0.8125 | 0.8125 | 0.8125 | 0.7 | 0.7 | 0 | 0 | 0 | 0 | 0.32787 | 0.32787 | 0.37964 | 0.42105 | 0.42105 | 0.42105 | 0.71096 | 1 | 1 | 1 | 1 | 1 | 1 | 1 | 1 | 1 | 1 | 1 | 0.85246 | 0.85246 | 0 | 0 | 0 | 0 | 0.32787 | 0.32787 | 0.37964 | 0.42105 | 0.42105 | 0.42105 | 0.71096 | 1 | 1 | 1 | 1 | 1 | 1 | 1 | 1 | 1 | 1 | 1 | 0.85246 | 0.85246 | 15 | 0.66337 | 0.20792 | 0.079208 | 0.049505 | 0.76136 | 0 | 0 | 0 | 0 | 0 | 0 | 0 | 0 |  | 0.13744 | 0.13744 | 0.13744 | 0.13744 | 0.13744 | 0.13744 | 0.13744 | Restaurant - Fast-Food - Kitchen and Food Preparation - Hol | 14 | 6 | 23 | 112.8224 | 19 | 0 | 0 | 112.8224 | 19 | 0 | 0 | 11.2822 | 1.9 | 0 | 0 | 0 | 0 | 0 | 0.3 | 0.33947 | 0.37105 | 0.37105 | 0.37105 | 0.59211 | 0.8125 | 0.8125 | 0.8125 | 0.8125 | 0.8125 | 0.8125 | 0.8125 | 0.8125 | 0.8125 | 0.8125 | 0.8125 | 0 | 0 |  | 112.8224 | 19 | 0 | 0 | 112.8224 | 19 | 0 | 0 | 11.2822 | 1.9 | 0 | 0 | 0 | 0 | 0 | 0.3 | 0.33947 | 0.37105 | 0.37105 | 0.37105 | 0.59211 | 0.8125 | 0.8125 | 0.8125 | 0.8125 | 0.8125 | 0.8125 | 0.8125 | 0.8125 | 0.8125 | 0.8125 | 0.8125 | 0 | 0 | 1 | 1 | 1 | 1
1508 | 15 | 8 | 8 | 4 |  |  | Restaurant - Fast-Food - Kitchen and Food Preparation | Restaurant - Fast-Food - Kitchen and Food Preparation | Restaurant - Fast-Food | Kitchen and Food Preparation | Restaurant - Fast-Food - Kitchen and Food Preparation |  | Restaurant - Fast-Food | Restaurant - Fast-Food - Kitchen and Food Preparation | Restaurant (fast food) Kitchen | all | Open | 251 | 251 | 0.15 | 1.275 | 1.275 | 1.275 | 1.275 | 1.2 | 1.2 | 1.2 | 0.19125 | 0.19125 | 0.19125 | 0.19125 | 0.18 | 0.18 | 0.18 | 632.7968 | 632.7968 | 632.7968 | 632.7968 | 595.5735 | 595.5735 | 595.5735 | 0.15539 | 0.15539 | 0.15539 | 0.15539 | 0.14625 | 0.14625 | 0.14625 | 4811.5164 | 4811.5164 | 4811.5164 | 4811.5164 | 4811.5164 | 4811.5164 | 4811.5164 | 0 | 0 | 0 | 0 | 0 | 0 | 0 | 0.8125 | 0.8125 | 0.8125 | 0.8125 | 0.8125 | 0.8125 | 0.8125 | 0 | 0 | 0 | 0 | 0 | 0 | 0 | 0.2125 | 0.2125 | 0.2125 | 0.2125 | 0.2 | 0.2 | 0.2 | 0.031875 | 0.031875 | 0.031875 | 0.031875 | 0.03 | 0.03 | 0.03 | 105.4661 | 105.4661 | 105.4661 | 105.4661 | 99.2622 | 99.2622 | 99.2622 | 0.025898 | 0.025898 | 0.025898 | 0.025898 | 0.024375 | 0.024375 | 0.024375 | 4811.5164 | 4811.5164 | 4811.5164 | 4811.5164 | 4811.5164 | 4811.5164 | 4811.5164 | 0 | 0 | 0 | 0 | 0 | 0 | 0 | 0.8125 | 0.8125 | 0.8125 | 0.8125 | 0.8125 | 0.8125 | 0.8125 | 0 | 0 | 0 | 0 | 0 | 0 | 0 | Restaurant (fast food) Kitchen ILit all | Restaurant (fast food) Kitchen ILit all | 3827 | 5 | 81.25 | Restaurant (fast food) Kitchen ILit2 all | Restaurant (fast food) Kitchen ILit2 all | Restaurant (fast food) Kitchen ILit2 All | 3911 | 5 | 81.25 | 3827 | 13.1822 | 0.8125 | 0.05 | 0.05 | 0.05 | 0.05 | 0.3 | 0.3 | 0.33947 | 0.37105 | 0.37105 | 0.37105 | 0.59211 | 0.8125 | 0.8125 | 0.8125 | 0.8125 | 0.8125 | 0.8125 | 0.8125 | 0.8125 | 0.8125 | 0.8125 | 0.8125 | 0.7 | 0.7 | 13.1822 | 0.8125 | 0.05 | 0.05 | 0.05 | 0.05 | 0.3 | 0.3 | 0.33947 | 0.37105 | 0.37105 | 0.37105 | 0.59211 | 0.8125 | 0.8125 | 0.8125 | 0.8125 | 0.8125 | 0.8125 | 0.8125 | 0.8125 | 0.8125 | 0.8125 | 0.8125 | 0.7 | 0.7 | 0 | 0 | 0 | 0 | 0.32787 | 0.32787 | 0.37964 | 0.42105 | 0.42105 | 0.42105 | 0.71096 | 1 | 1 | 1 | 1 | 1 | 1 | 1 | 1 | 1 | 1 | 1 | 0.85246 | 0.85246 | 0 | 0 | 0 | 0 | 0.32787 | 0.32787 | 0.37964 | 0.42105 | 0.42105 | 0.42105 | 0.71096 | 1 | 1 | 1 | 1 | 1 | 1 | 1 | 1 | 1 | 1 | 1 | 0.85246 | 0.85246 | 15 | 0.66337 | 0.20792 | 0.079208 | 0.049505 | 0.76136 | 0.13737 | 0.026271 | 0.026271 | 0.026271 | 0.026271 | 0.024726 | 0.024726 | 0.024726 |  | 0.13744 | 0.13744 | 0.13744 | 0.13744 | 0.13744 | 0.13744 | 0.13744 | Restaurant - Fast-Food - Kitchen and Food Preparation - all | 16 | 6 | 23 | 2831.8414 | 476.9 | 2831.8414 | 476.9 | 0 | 0 | 11.2822 | 1.9 | 0 | 0 | 0 | 0 | 0 | 0 | 0 | 0.3 | 0.33947 | 0.37105 | 0.37105 | 0.37105 | 0.59211 | 0.8125 | 0.8125 | 0.8125 | 0.8125 | 0.8125 | 0.8125 | 0.8125 | 0.8125 | 0.8125 | 0.8125 | 0.8125 | 0 | 0 |  | 2831.8414 | 476.9 | 2831.8414 | 476.9 | 0 | 0 | 11.2822 | 1.9 | 0 | 0 | 0 | 0 | 0 | 0 | 0 | 0.3 | 0.33947 | 0.37105 | 0.37105 | 0.37105 | 0.59211 | 0.8125 | 0.8125 | 0.8125 | 0.8125 | 0.8125 | 0.8125 | 0.8125 | 0.8125 | 0.8125 | 0.8125 | 0.8125 | 0 | 0 | 1 | 1 | 1 | 1
1509 | 15 | 9 | 5 | 1 |  |  |  |  | Restaurant - Fast-Food | Lobby (Main Entry and Assembly) | Restaurant - Fast-Food - Lobby (Main Entry and Assembly) |  | Restaurant - Fast-Food | Restaurant - Fast-Food - Lobby (Main Entry and Assembly) | Restaurant (fast food) Dining | Sat | Open | 52 | 52 | 0.3 | 0.98012 | 0.98012 | 0.98012 | 0.98012 | 0.98012 | 0.98012 | 0.98012 | 0 | 0 | 0 | 0 | 0 | 0 | 0 | 203.9279 | 203.9279 | 203.9279 | 203.9279 | 203.9279 | 203.9279 | 203.9279 | 0 | 0 | 0 | 0 | 0 | 0 | 0 | 0 | 0 | 0 | 0 | 0 | 0 | 0 | 0 | 0 | 0 | 0 | 0 | 0 | 0 | 0 | 0 | 0 | 0 | 0 | 0 | 0 | 0 | 0 | 0 | 0 | 0 | 0 | 0 | 0.38206 | 0.38206 | 0.38206 | 0.38206 | 0.38206 | 0.38206 | 0.38206 | 0 | 0 | 0 | 0 | 0 | 0 | 0 | 79.4942 | 79.4942 | 79.4942 | 79.4942 | 79.4942 | 79.4942 | 79.4942 | 0 | 0 | 0 | 0 | 0 | 0 | 0 | 0 | 0 | 0 | 0 | 0 | 0 | 0 | 0 | 0 | 0 | 0 | 0 | 0 | 0 | 0 | 0 | 0 | 0 | 0 | 0 | 0 | 0 | 0 | 0 | 0 | 0 | 0 | 0 | Restaurant (fast food) Dining ILit Sat | Restaurant (fast food) Dining ILit all | 3826 | 14 | 81.25 | Restaurant (fast food) Dining ILit2 Sat | Restaurant (fast food) Dining ILit2 Sat | Restaurant (fast food) Dining ILit2 All | 3910 | 14 | 81.25 | 3826 | 13.3375 | 0.8125 | 0.14 | 0.14 | 0.14 | 0.14 | 0.14 | 0.265 | 0.37 | 0.405 | 0.405 | 0.405 | 0.65 | 0.8125 | 0.8125 | 0.8125 | 0.8125 | 0.8125 | 0.8125 | 0.8125 | 0.8125 | 0.8125 | 0.8125 | 0.8125 | 0.6 | 0.6 | 13.3375 | 0.8125 | 0.14 | 0.14 | 0.14 | 0.14 | 0.14 | 0.265 | 0.37 | 0.405 | 0.405 | 0.405 | 0.65 | 0.8125 | 0.8125 | 0.8125 | 0.8125 | 0.8125 | 0.8125 | 0.8125 | 0.8125 | 0.8125 | 0.8125 | 0.8125 | 0.6 | 0.6 | 0 | 0 | 0 | 0 | 0 | 0.18587 | 0.34201 | 0.39405 | 0.39405 | 0.39405 | 0.75836 | 1 | 1 | 1 | 1 | 1 | 1 | 1 | 1 | 1 | 1 | 1 | 0.68401 | 0.68401 | 0 | 0 | 0 | 0 | 0 | 0.18587 | 0.34201 | 0.39405 | 0.39405 | 0.39405 | 0.75836 | 1 | 1 | 1 | 1 | 1 | 1 | 1 | 1 | 1 | 1 | 1 | 0.68401 | 0.68401 | 15 | 0.66337 | 0.20792 | 0.079208 | 0.049505 | 0.76136 | 0 | 0 | 0 | 0 | 0 | 0 | 0 | 0 |  | 0.13744 | 0.13744 | 0.13744 | 0.13744 | 0.13744 | 0.13744 | 0.13744 | Restaurant - Fast-Food - Lobby (Main Entry and Assembly) - Sat | 10 | 6 | 23 | 594.75 | 98.8 | 0 | 0 | 594.75 | 98.8 | 0 | 0 | 11.4375 | 1.9 | 0 | 0 | 0 | 0 | 0 | 0.265 | 0.37 | 0.405 | 0.405 | 0.405 | 0.65 | 0.8125 | 0.8125 | 0.8125 | 0.8125 | 0.8125 | 0.8125 | 0.8125 | 0.8125 | 0.8125 | 0.8125 | 0.8125 | 0 | 0 |  | 594.75 | 98.8 | 0 | 0 | 594.75 | 98.8 | 0 | 0 | 11.4375 | 1.9 | 0 | 0 | 0 | 0 | 0 | 0.265 | 0.37 | 0.405 | 0.405 | 0.405 | 0.65 | 0.8125 | 0.8125 | 0.8125 | 0.8125 | 0.8125 | 0.8125 | 0.8125 | 0.8125 | 0.8125 | 0.8125 | 0.8125 | 0 | 0 | 1 | 1 | 1 | 1
1510 | 15 | 10 | 6 | 2 |  |  |  |  | Restaurant - Fast-Food | Lobby (Main Entry and Assembly) | Restaurant - Fast-Food - Lobby (Main Entry and Assembly) |  | Restaurant - Fast-Food | Restaurant - Fast-Food - Lobby (Main Entry and Assembly) | Restaurant (fast food) Dining | Sun | Open | 52 | 52 | 0.3 | 0.98012 | 0.98012 | 0.98012 | 0.98012 | 0.98012 | 0.98012 | 0.98012 | 0 | 0 | 0 | 0 | 0 | 0 | 0 | 203.9279 | 203.9279 | 203.9279 | 203.9279 | 203.9279 | 203.9279 | 203.9279 | 0 | 0 | 0 | 0 | 0 | 0 | 0 | 0 | 0 | 0 | 0 | 0 | 0 | 0 | 0 | 0 | 0 | 0 | 0 | 0 | 0 | 0 | 0 | 0 | 0 | 0 | 0 | 0 | 0 | 0 | 0 | 0 | 0 | 0 | 0 | 0.38206 | 0.38206 | 0.38206 | 0.38206 | 0.38206 | 0.38206 | 0.38206 | 0 | 0 | 0 | 0 | 0 | 0 | 0 | 79.4942 | 79.4942 | 79.4942 | 79.4942 | 79.4942 | 79.4942 | 79.4942 | 0 | 0 | 0 | 0 | 0 | 0 | 0 | 0 | 0 | 0 | 0 | 0 | 0 | 0 | 0 | 0 | 0 | 0 | 0 | 0 | 0 | 0 | 0 | 0 | 0 | 0 | 0 | 0 | 0 | 0 | 0 | 0 | 0 | 0 | 0 | Restaurant (fast food) Dining ILit Sun | Restaurant (fast food) Dining ILit all | 3826 | 14 | 81.25 | Restaurant (fast food) Dining ILit2 Sun | Restaurant (fast food) Dining ILit2 Sun | Restaurant (fast food) Dining ILit2 All | 3910 | 14 | 81.25 | 3826 | 13.3375 | 0.8125 | 0.14 | 0.14 | 0.14 | 0.14 | 0.14 | 0.265 | 0.37 | 0.405 | 0.405 | 0.405 | 0.65 | 0.8125 | 0.8125 | 0.8125 | 0.8125 | 0.8125 | 0.8125 | 0.8125 | 0.8125 | 0.8125 | 0.8125 | 0.8125 | 0.6 | 0.6 | 13.3375 | 0.8125 | 0.14 | 0.14 | 0.14 | 0.14 | 0.14 | 0.265 | 0.37 | 0.405 | 0.405 | 0.405 | 0.65 | 0.8125 | 0.8125 | 0.8125 | 0.8125 | 0.8125 | 0.8125 | 0.8125 | 0.8125 | 0.8125 | 0.8125 | 0.8125 | 0.6 | 0.6 | 0 | 0 | 0 | 0 | 0 | 0.18587 | 0.34201 | 0.39405 | 0.39405 | 0.39405 | 0.75836 | 1 | 1 | 1 | 1 | 1 | 1 | 1 | 1 | 1 | 1 | 1 | 0.68401 | 0.68401 | 0 | 0 | 0 | 0 | 0 | 0.18587 | 0.34201 | 0.39405 | 0.39405 | 0.39405 | 0.75836 | 1 | 1 | 1 | 1 | 1 | 1 | 1 | 1 | 1 | 1 | 1 | 0.68401 | 0.68401 | 15 | 0.66337 | 0.20792 | 0.079208 | 0.049505 | 0.76136 | 0 | 0 | 0 | 0 | 0 | 0 | 0 | 0 |  | 0.13744 | 0.13744 | 0.13744 | 0.13744 | 0.13744 | 0.13744 | 0.13744 | Restaurant - Fast-Food - Lobby (Main Entry and Assembly) - Sun | 12 | 6 | 23 | 594.75 | 98.8 | 0 | 0 | 594.75 | 98.8 | 0 | 0 | 11.4375 | 1.9 | 0 | 0 | 0 | 0 | 0 | 0.265 | 0.37 | 0.405 | 0.405 | 0.405 | 0.65 | 0.8125 | 0.8125 | 0.8125 | 0.8125 | 0.8125 | 0.8125 | 0.8125 | 0.8125 | 0.8125 | 0.8125 | 0.8125 | 0 | 0 |  | 594.75 | 98.8 | 0 | 0 | 594.75 | 98.8 | 0 | 0 | 11.4375 | 1.9 | 0 | 0 | 0 | 0 | 0 | 0.265 | 0.37 | 0.405 | 0.405 | 0.405 | 0.65 | 0.8125 | 0.8125 | 0.8125 | 0.8125 | 0.8125 | 0.8125 | 0.8125 | 0.8125 | 0.8125 | 0.8125 | 0.8125 | 0 | 0 | 1 | 1 | 1 | 1
1511 | 15 | 11 | 7 | 3 |  |  |  |  | Restaurant - Fast-Food | Lobby (Main Entry and Assembly) | Restaurant - Fast-Food - Lobby (Main Entry and Assembly) |  | Restaurant - Fast-Food | Restaurant - Fast-Food - Lobby (Main Entry and Assembly) | Restaurant (fast food) Dining | Hol | Open | 10 | 10 | 0.3 | 0.98012 | 0.98012 | 0.98012 | 0.98012 | 0.98012 | 0.98012 | 0.98012 | 0 | 0 | 0 | 0 | 0 | 0 | 0 | 39.2169 | 39.2169 | 39.2169 | 39.2169 | 39.2169 | 39.2169 | 39.2169 | 0 | 0 | 0 | 0 | 0 | 0 | 0 | 0 | 0 | 0 | 0 | 0 | 0 | 0 | 0 | 0 | 0 | 0 | 0 | 0 | 0 | 0 | 0 | 0 | 0 | 0 | 0 | 0 | 0 | 0 | 0 | 0 | 0 | 0 | 0 | 0.38206 | 0.38206 | 0.38206 | 0.38206 | 0.38206 | 0.38206 | 0.38206 | 0 | 0 | 0 | 0 | 0 | 0 | 0 | 15.2874 | 15.2874 | 15.2874 | 15.2874 | 15.2874 | 15.2874 | 15.2874 | 0 | 0 | 0 | 0 | 0 | 0 | 0 | 0 | 0 | 0 | 0 | 0 | 0 | 0 | 0 | 0 | 0 | 0 | 0 | 0 | 0 | 0 | 0 | 0 | 0 | 0 | 0 | 0 | 0 | 0 | 0 | 0 | 0 | 0 | 0 | Restaurant (fast food) Dining ILit Hol | Restaurant (fast food) Dining ILit all | 3826 | 14 | 81.25 | Restaurant (fast food) Dining ILit2 Hol | Restaurant (fast food) Dining ILit2 Hol | Restaurant (fast food) Dining ILit2 All | 3910 | 14 | 81.25 | 3826 | 13.3375 | 0.8125 | 0.14 | 0.14 | 0.14 | 0.14 | 0.14 | 0.265 | 0.37 | 0.405 | 0.405 | 0.405 | 0.65 | 0.8125 | 0.8125 | 0.8125 | 0.8125 | 0.8125 | 0.8125 | 0.8125 | 0.8125 | 0.8125 | 0.8125 | 0.8125 | 0.6 | 0.6 | 13.3375 | 0.8125 | 0.14 | 0.14 | 0.14 | 0.14 | 0.14 | 0.265 | 0.37 | 0.405 | 0.405 | 0.405 | 0.65 | 0.8125 | 0.8125 | 0.8125 | 0.8125 | 0.8125 | 0.8125 | 0.8125 | 0.8125 | 0.8125 | 0.8125 | 0.8125 | 0.6 | 0.6 | 0 | 0 | 0 | 0 | 0 | 0.18587 | 0.34201 | 0.39405 | 0.39405 | 0.39405 | 0.75836 | 1 | 1 | 1 | 1 | 1 | 1 | 1 | 1 | 1 | 1 | 1 | 0.68401 | 0.68401 | 0 | 0 | 0 | 0 | 0 | 0.18587 | 0.34201 | 0.39405 | 0.39405 | 0.39405 | 0.75836 | 1 | 1 | 1 | 1 | 1 | 1 | 1 | 1 | 1 | 1 | 1 | 0.68401 | 0.68401 | 15 | 0.66337 | 0.20792 | 0.079208 | 0.049505 | 0.76136 | 0 | 0 | 0 | 0 | 0 | 0 | 0 | 0 |  | 0.13744 | 0.13744 | 0.13744 | 0.13744 | 0.13744 | 0.13744 | 0.13744 | Restaurant - Fast-Food - Lobby (Main Entry and Assembly) - Hol | 14 | 6 | 23 | 114.375 | 19 | 0 | 0 | 114.375 | 19 | 0 | 0 | 11.4375 | 1.9 | 0 | 0 | 0 | 0 | 0 | 0.265 | 0.37 | 0.405 | 0.405 | 0.405 | 0.65 | 0.8125 | 0.8125 | 0.8125 | 0.8125 | 0.8125 | 0.8125 | 0.8125 | 0.8125 | 0.8125 | 0.8125 | 0.8125 | 0 | 0 |  | 114.375 | 19 | 0 | 0 | 114.375 | 19 | 0 | 0 | 11.4375 | 1.9 | 0 | 0 | 0 | 0 | 0 | 0.265 | 0.37 | 0.405 | 0.405 | 0.405 | 0.65 | 0.8125 | 0.8125 | 0.8125 | 0.8125 | 0.8125 | 0.8125 | 0.8125 | 0.8125 | 0.8125 | 0.8125 | 0.8125 | 0 | 0 | 1 | 1 | 1 | 1
1512 | 15 | 12 | 8 | 4 |  |  | Restaurant - Fast-Food - Lobby (Main Entry and Assembly) | Restaurant - Fast-Food - Lobby (Main Entry and Assembly) | Restaurant - Fast-Food | Lobby (Main Entry and Assembly) | Restaurant - Fast-Food - Lobby (Main Entry and Assembly) |  | Restaurant - Fast-Food | Restaurant - Fast-Food - Lobby (Main Entry and Assembly) | Restaurant (fast food) Dining | all | Open | 251 | 251 | 0.3 | 0.98012 | 0.98012 | 0.98012 | 0.98012 | 0.98012 | 0.98012 | 0.98012 | 0.29403 | 0.29403 | 0.29403 | 0.29403 | 0.29403 | 0.29403 | 0.29403 | 978.9062 | 978.9062 | 978.9062 | 978.9062 | 978.9062 | 978.9062 | 978.9062 | 0.2389 | 0.2389 | 0.2389 | 0.2389 | 0.2389 | 0.2389 | 0.2389 | 4849.6928 | 4849.6928 | 4849.6928 | 4849.6928 | 4849.6928 | 4849.6928 | 4849.6928 | 0 | 0 | 0 | 0 | 0 | 0 | 0 | 0.8125 | 0.8125 | 0.8125 | 0.8125 | 0.8125 | 0.8125 | 0.8125 | 0 | 0 | 0 | 0 | 0 | 0 | 0 | 0.38206 | 0.38206 | 0.38206 | 0.38206 | 0.38206 | 0.38206 | 0.38206 | 0.11462 | 0.11462 | 0.11462 | 0.11462 | 0.11462 | 0.11462 | 0.11462 | 381.5927 | 381.5927 | 381.5927 | 381.5927 | 381.5927 | 381.5927 | 381.5927 | 0.093128 | 0.093128 | 0.093128 | 0.093128 | 0.093128 | 0.093128 | 0.093128 | 4849.6928 | 4849.6928 | 4849.6928 | 4849.6928 | 4849.6928 | 4849.6928 | 4849.6928 | 0 | 0 | 0 | 0 | 0 | 0 | 0 | 0.8125 | 0.8125 | 0.8125 | 0.8125 | 0.8125 | 0.8125 | 0.8125 | 0 | 0 | 0 | 0 | 0 | 0 | 0 | Restaurant (fast food) Dining ILit all | Restaurant (fast food) Dining ILit all | 3825 | 14 | 81.25 | Restaurant (fast food) Dining ILit2 all | Restaurant (fast food) Dining ILit2 all | Restaurant (fast food) Dining ILit2 All | 3909 | 14 | 81.25 | 3825 | 13.2638 | 0.8125 | 0.14 | 0.14 | 0.14 | 0.14 | 0.14 | 0.24816 | 0.35632 | 0.39237 | 0.39237 | 0.39237 | 0.64474 | 0.8125 | 0.8125 | 0.8125 | 0.8125 | 0.8125 | 0.8125 | 0.8125 | 0.8125 | 0.8125 | 0.8125 | 0.8125 | 0.6 | 0.6 | 13.2638 | 0.8125 | 0.14 | 0.14 | 0.14 | 0.14 | 0.14 | 0.24816 | 0.35632 | 0.39237 | 0.39237 | 0.39237 | 0.64474 | 0.8125 | 0.8125 | 0.8125 | 0.8125 | 0.8125 | 0.8125 | 0.8125 | 0.8125 | 0.8125 | 0.8125 | 0.8125 | 0.6 | 0.6 | 0 | 0 | 0 | 0 | 0 | 0.16083 | 0.32166 | 0.37527 | 0.37527 | 0.37527 | 0.75054 | 1 | 1 | 1 | 1 | 1 | 1 | 1 | 1 | 1 | 1 | 1 | 0.68401 | 0.68401 | 0 | 0 | 0 | 0 | 0 | 0.16083 | 0.32166 | 0.37527 | 0.37527 | 0.37527 | 0.75054 | 1 | 1 | 1 | 1 | 1 | 1 | 1 | 1 | 1 | 1 | 1 | 0.68401 | 0.68401 | 15 | 0.66337 | 0.20792 | 0.079208 | 0.049505 | 0.76136 | 0.13746 | 0.040419 | 0.040419 | 0.040419 | 0.040419 | 0.040419 | 0.040419 | 0.040419 |  | 0.13744 | 0.13744 | 0.13744 | 0.13744 | 0.13744 | 0.13744 | 0.13744 | Restaurant - Fast-Food - Lobby (Main Entry and Assembly) - all | 16 | 6 | 23 | 2852.3178 | 476.9 | 2852.3178 | 476.9 | 0 | 0 | 11.3638 | 1.9 | 0 | 0 | 0 | 0 | 0 | 0 | 0 | 0.24816 | 0.35632 | 0.39237 | 0.39237 | 0.39237 | 0.64474 | 0.8125 | 0.8125 | 0.8125 | 0.8125 | 0.8125 | 0.8125 | 0.8125 | 0.8125 | 0.8125 | 0.8125 | 0.8125 | 0 | 0 |  | 2852.3178 | 476.9 | 2852.3178 | 476.9 | 0 | 0 | 11.3638 | 1.9 | 0 | 0 | 0 | 0 | 0 | 0 | 0 | 0.24816 | 0.35632 | 0.39237 | 0.39237 | 0.39237 | 0.64474 | 0.8125 | 0.8125 | 0.8125 | 0.8125 | 0.8125 | 0.8125 | 0.8125 | 0.8125 | 0.8125 | 0.8125 | 0.8125 | 0 | 0 | 1 | 1 | 1 | 1
1513 | 15 | 13 | 5 | 1 |  |  |  |  | Restaurant - Fast-Food | Restrooms | Restaurant - Fast-Food - Restrooms |  | Restaurant - Fast-Food | Restaurant - Fast-Food - Restrooms | Restaurant (fast food) Dining | Sat | Open | 52 | 52 | 0.05 | 0.52273 | 0.52273 | 0.39205 | 0.39205 | 0.39205 | 0.39205 | 0.39205 | 0 | 0 | 0 | 0 | 0 | 0 | 0 | 18.1269 | 18.1269 | 13.5952 | 13.5952 | 13.5952 | 13.5952 | 13.5952 | 0 | 0 | 0 | 0 | 0 | 0 | 0 | 0 | 0 | 0 | 0 | 0 | 0 | 0 | 0 | 0 | 0 | 0 | 0 | 0 | 0 | 0 | 0 | 0 | 0 | 0 | 0 | 0 | 0 | 0 | 0 | 0 | 0 | 0 | 0 | 0.20377 | 0.20377 | 0.15283 | 0.15283 | 0.15283 | 0.15283 | 0.15283 | 0 | 0 | 0 | 0 | 0 | 0 | 0 | 7.0662 | 7.0662 | 5.2996 | 5.2996 | 5.2996 | 5.2996 | 5.2996 | 0 | 0 | 0 | 0 | 0 | 0 | 0 | 0 | 0 | 0 | 0 | 0 | 0 | 0 | 0 | 0 | 0 | 0 | 0 | 0 | 0 | 0 | 0 | 0 | 0 | 0 | 0 | 0 | 0 | 0 | 0 | 0 | 0 | 0 | 0 | Restaurant (fast food) Dining ILit Sat | Restaurant (fast food) Dining ILit all | 3826 | 14 | 81.25 | Restaurant (fast food) Dining ILit2 Sat | Restaurant (fast food) Dining ILit2 Sat | Restaurant (fast food) Dining ILit2 All | 3910 | 14 | 81.25 | 3826 | 13.3375 | 0.8125 | 0.14 | 0.14 | 0.14 | 0.14 | 0.14 | 0.265 | 0.37 | 0.405 | 0.405 | 0.405 | 0.65 | 0.8125 | 0.8125 | 0.8125 | 0.8125 | 0.8125 | 0.8125 | 0.8125 | 0.8125 | 0.8125 | 0.8125 | 0.8125 | 0.6 | 0.6 | 13.3375 | 0.8125 | 0.14 | 0.14 | 0.14 | 0.14 | 0.14 | 0.265 | 0.37 | 0.405 | 0.405 | 0.405 | 0.65 | 0.8125 | 0.8125 | 0.8125 | 0.8125 | 0.8125 | 0.8125 | 0.8125 | 0.8125 | 0.8125 | 0.8125 | 0.8125 | 0.6 | 0.6 | 0 | 0 | 0 | 0 | 0 | 0.18587 | 0.34201 | 0.39405 | 0.39405 | 0.39405 | 0.75836 | 1 | 1 | 1 | 1 | 1 | 1 | 1 | 1 | 1 | 1 | 1 | 0.68401 | 0.68401 | 0 | 0 | 0 | 0 | 0 | 0.18587 | 0.34201 | 0.39405 | 0.39405 | 0.39405 | 0.75836 | 1 | 1 | 1 | 1 | 1 | 1 | 1 | 1 | 1 | 1 | 1 | 0.68401 | 0.68401 | 15 | 0.66337 | 0.20792 | 0.079208 | 0.049505 | 0.76136 | 0 | 0 | 0 | 0 | 0 | 0 | 0 | 0 |  | 0.13744 | 0.13744 | 0.13744 | 0.13744 | 0.13744 | 0.13744 | 0.13744 | Restaurant - Fast-Food - Restrooms - Sat | 10 | 6 | 23 | 594.75 | 98.8 | 0 | 0 | 594.75 | 98.8 | 0 | 0 | 11.4375 | 1.9 | 0 | 0 | 0 | 0 | 0 | 0.265 | 0.37 | 0.405 | 0.405 | 0.405 | 0.65 | 0.8125 | 0.8125 | 0.8125 | 0.8125 | 0.8125 | 0.8125 | 0.8125 | 0.8125 | 0.8125 | 0.8125 | 0.8125 | 0 | 0 |  | 594.75 | 98.8 | 0 | 0 | 594.75 | 98.8 | 0 | 0 | 11.4375 | 1.9 | 0 | 0 | 0 | 0 | 0 | 0.265 | 0.37 | 0.405 | 0.405 | 0.405 | 0.65 | 0.8125 | 0.8125 | 0.8125 | 0.8125 | 0.8125 | 0.8125 | 0.8125 | 0.8125 | 0.8125 | 0.8125 | 0.8125 | 0 | 0 | 1 | 1 | 1 | 1
1514 | 15 | 14 | 6 | 2 |  |  |  |  | Restaurant - Fast-Food | Restrooms | Restaurant - Fast-Food - Restrooms |  | Restaurant - Fast-Food | Restaurant - Fast-Food - Restrooms | Restaurant (fast food) Dining | Sun | Open | 52 | 52 | 0.05 | 0.52273 | 0.52273 | 0.39205 | 0.39205 | 0.39205 | 0.39205 | 0.39205 | 0 | 0 | 0 | 0 | 0 | 0 | 0 | 18.1269 | 18.1269 | 13.5952 | 13.5952 | 13.5952 | 13.5952 | 13.5952 | 0 | 0 | 0 | 0 | 0 | 0 | 0 | 0 | 0 | 0 | 0 | 0 | 0 | 0 | 0 | 0 | 0 | 0 | 0 | 0 | 0 | 0 | 0 | 0 | 0 | 0 | 0 | 0 | 0 | 0 | 0 | 0 | 0 | 0 | 0 | 0.20377 | 0.20377 | 0.15283 | 0.15283 | 0.15283 | 0.15283 | 0.15283 | 0 | 0 | 0 | 0 | 0 | 0 | 0 | 7.0662 | 7.0662 | 5.2996 | 5.2996 | 5.2996 | 5.2996 | 5.2996 | 0 | 0 | 0 | 0 | 0 | 0 | 0 | 0 | 0 | 0 | 0 | 0 | 0 | 0 | 0 | 0 | 0 | 0 | 0 | 0 | 0 | 0 | 0 | 0 | 0 | 0 | 0 | 0 | 0 | 0 | 0 | 0 | 0 | 0 | 0 | Restaurant (fast food) Dining ILit Sun | Restaurant (fast food) Dining ILit all | 3826 | 14 | 81.25 | Restaurant (fast food) Dining ILit2 Sun | Restaurant (fast food) Dining ILit2 Sun | Restaurant (fast food) Dining ILit2 All | 3910 | 14 | 81.25 | 3826 | 13.3375 | 0.8125 | 0.14 | 0.14 | 0.14 | 0.14 | 0.14 | 0.265 | 0.37 | 0.405 | 0.405 | 0.405 | 0.65 | 0.8125 | 0.8125 | 0.8125 | 0.8125 | 0.8125 | 0.8125 | 0.8125 | 0.8125 | 0.8125 | 0.8125 | 0.8125 | 0.6 | 0.6 | 13.3375 | 0.8125 | 0.14 | 0.14 | 0.14 | 0.14 | 0.14 | 0.265 | 0.37 | 0.405 | 0.405 | 0.405 | 0.65 | 0.8125 | 0.8125 | 0.8125 | 0.8125 | 0.8125 | 0.8125 | 0.8125 | 0.8125 | 0.8125 | 0.8125 | 0.8125 | 0.6 | 0.6 | 0 | 0 | 0 | 0 | 0 | 0.18587 | 0.34201 | 0.39405 | 0.39405 | 0.39405 | 0.75836 | 1 | 1 | 1 | 1 | 1 | 1 | 1 | 1 | 1 | 1 | 1 | 0.68401 | 0.68401 | 0 | 0 | 0 | 0 | 0 | 0.18587 | 0.34201 | 0.39405 | 0.39405 | 0.39405 | 0.75836 | 1 | 1 | 1 | 1 | 1 | 1 | 1 | 1 | 1 | 1 | 1 | 0.68401 | 0.68401 | 15 | 0.66337 | 0.20792 | 0.079208 | 0.049505 | 0.76136 | 0 | 0 | 0 | 0 | 0 | 0 | 0 | 0 |  | 0.13744 | 0.13744 | 0.13744 | 0.13744 | 0.13744 | 0.13744 | 0.13744 | Restaurant - Fast-Food - Restrooms - Sun | 12 | 6 | 23 | 594.75 | 98.8 | 0 | 0 | 594.75 | 98.8 | 0 | 0 | 11.4375 | 1.9 | 0 | 0 | 0 | 0 | 0 | 0.265 | 0.37 | 0.405 | 0.405 | 0.405 | 0.65 | 0.8125 | 0.8125 | 0.8125 | 0.8125 | 0.8125 | 0.8125 | 0.8125 | 0.8125 | 0.8125 | 0.8125 | 0.8125 | 0 | 0 |  | 594.75 | 98.8 | 0 | 0 | 594.75 | 98.8 | 0 | 0 | 11.4375 | 1.9 | 0 | 0 | 0 | 0 | 0 | 0.265 | 0.37 | 0.405 | 0.405 | 0.405 | 0.65 | 0.8125 | 0.8125 | 0.8125 | 0.8125 | 0.8125 | 0.8125 | 0.8125 | 0.8125 | 0.8125 | 0.8125 | 0.8125 | 0 | 0 | 1 | 1 | 1 | 1
1515 | 15 | 15 | 7 | 3 |  |  |  |  | Restaurant - Fast-Food | Restrooms | Restaurant - Fast-Food - Restrooms |  | Restaurant - Fast-Food | Restaurant - Fast-Food - Restrooms | Restaurant (fast food) Dining | Hol | Open | 10 | 10 | 0.05 | 0.52273 | 0.52273 | 0.39205 | 0.39205 | 0.39205 | 0.39205 | 0.39205 | 0 | 0 | 0 | 0 | 0 | 0 | 0 | 3.4859 | 3.4859 | 2.6145 | 2.6145 | 2.6145 | 2.6145 | 2.6145 | 0 | 0 | 0 | 0 | 0 | 0 | 0 | 0 | 0 | 0 | 0 | 0 | 0 | 0 | 0 | 0 | 0 | 0 | 0 | 0 | 0 | 0 | 0 | 0 | 0 | 0 | 0 | 0 | 0 | 0 | 0 | 0 | 0 | 0 | 0 | 0.20377 | 0.20377 | 0.15283 | 0.15283 | 0.15283 | 0.15283 | 0.15283 | 0 | 0 | 0 | 0 | 0 | 0 | 0 | 1.3589 | 1.3589 | 1.0192 | 1.0192 | 1.0192 | 1.0192 | 1.0192 | 0 | 0 | 0 | 0 | 0 | 0 | 0 | 0 | 0 | 0 | 0 | 0 | 0 | 0 | 0 | 0 | 0 | 0 | 0 | 0 | 0 | 0 | 0 | 0 | 0 | 0 | 0 | 0 | 0 | 0 | 0 | 0 | 0 | 0 | 0 | Restaurant (fast food) Dining ILit Hol | Restaurant (fast food) Dining ILit all | 3826 | 14 | 81.25 | Restaurant (fast food) Dining ILit2 Hol | Restaurant (fast food) Dining ILit2 Hol | Restaurant (fast food) Dining ILit2 All | 3910 | 14 | 81.25 | 3826 | 13.3375 | 0.8125 | 0.14 | 0.14 | 0.14 | 0.14 | 0.14 | 0.265 | 0.37 | 0.405 | 0.405 | 0.405 | 0.65 | 0.8125 | 0.8125 | 0.8125 | 0.8125 | 0.8125 | 0.8125 | 0.8125 | 0.8125 | 0.8125 | 0.8125 | 0.8125 | 0.6 | 0.6 | 13.3375 | 0.8125 | 0.14 | 0.14 | 0.14 | 0.14 | 0.14 | 0.265 | 0.37 | 0.405 | 0.405 | 0.405 | 0.65 | 0.8125 | 0.8125 | 0.8125 | 0.8125 | 0.8125 | 0.8125 | 0.8125 | 0.8125 | 0.8125 | 0.8125 | 0.8125 | 0.6 | 0.6 | 0 | 0 | 0 | 0 | 0 | 0.18587 | 0.34201 | 0.39405 | 0.39405 | 0.39405 | 0.75836 | 1 | 1 | 1 | 1 | 1 | 1 | 1 | 1 | 1 | 1 | 1 | 0.68401 | 0.68401 | 0 | 0 | 0 | 0 | 0 | 0.18587 | 0.34201 | 0.39405 | 0.39405 | 0.39405 | 0.75836 | 1 | 1 | 1 | 1 | 1 | 1 | 1 | 1 | 1 | 1 | 1 | 0.68401 | 0.68401 | 15 | 0.66337 | 0.20792 | 0.079208 | 0.049505 | 0.76136 | 0 | 0 | 0 | 0 | 0 | 0 | 0 | 0 |  | 0.13744 | 0.13744 | 0.13744 | 0.13744 | 0.13744 | 0.13744 | 0.13744 | Restaurant - Fast-Food - Restrooms - Hol | 14 | 6 | 23 | 114.375 | 19 | 0 | 0 | 114.375 | 19 | 0 | 0 | 11.4375 | 1.9 | 0 | 0 | 0 | 0 | 0 | 0.265 | 0.37 | 0.405 | 0.405 | 0.405 | 0.65 | 0.8125 | 0.8125 | 0.8125 | 0.8125 | 0.8125 | 0.8125 | 0.8125 | 0.8125 | 0.8125 | 0.8125 | 0.8125 | 0 | 0 |  | 114.375 | 19 | 0 | 0 | 114.375 | 19 | 0 | 0 | 11.4375 | 1.9 | 0 | 0 | 0 | 0 | 0 | 0.265 | 0.37 | 0.405 | 0.405 | 0.405 | 0.65 | 0.8125 | 0.8125 | 0.8125 | 0.8125 | 0.8125 | 0.8125 | 0.8125 | 0.8125 | 0.8125 | 0.8125 | 0.8125 | 0 | 0 | 1 | 1 | 1 | 1
1516 | 15 | 16 | 8 | 4 | Restaurant - Fast-Food | Restaurant - Fast-Food | Restaurant - Fast-Food - Restrooms | Restaurant - Fast-Food - Restrooms | Restaurant - Fast-Food | Restrooms | Restaurant - Fast-Food - Restrooms |  | Restaurant - Fast-Food | Restaurant - Fast-Food - Restrooms | Restaurant (fast food) Dining | all | Open | 251 | 251 | 0.05 | 0.52273 | 0.52273 | 0.39205 | 0.39205 | 0.39205 | 0.39205 | 0.39205 | 0.026136 | 0.026136 | 0.019602 | 0.019602 | 0.019602 | 0.019602 | 0.019602 | 87.0139 | 87.0139 | 65.2604 | 65.2604 | 65.2604 | 65.2604 | 65.2604 | 0.021236 | 0.021236 | 0.015927 | 0.015927 | 0.015927 | 0.015927 | 0.015927 | 4849.6928 | 4849.6928 | 4849.6928 | 4849.6928 | 4849.6928 | 4849.6928 | 4849.6928 | 4842.4023 | 4842.4023 | 4841.8386 | 4841.8386 | 4842.2101 | 4842.2101 | 4842.2101 | 0.8125 | 0.8125 | 0.8125 | 0.8125 | 0.8125 | 0.8125 | 0.8125 | 0.8125 | 0.8125 | 0.8125 | 0.8125 | 0.8125 | 0.8125 | 0.8125 | 0.20377 | 0.20377 | 0.15283 | 0.15283 | 0.15283 | 0.15283 | 0.15283 | 0.010188 | 0.010188 | 0.0076413 | 0.0076413 | 0.0076413 | 0.0076413 | 0.0076413 | 33.9194 | 33.9194 | 25.4395 | 25.4395 | 25.4395 | 25.4395 | 25.4395 | 0.0082781 | 0.0082781 | 0.0062085 | 0.0062085 | 0.0062085 | 0.0062085 | 0.0062085 | 4849.6928 | 4849.6928 | 4849.6928 | 4849.6928 | 4849.6928 | 4849.6928 | 4849.6928 | 4846.1931 | 4846.1931 | 4845.8864 | 4845.8864 | 4846.0892 | 4846.0892 | 4846.0892 | 0.8125 | 0.8125 | 0.8125 | 0.8125 | 0.8125 | 0.8125 | 0.8125 | 0.8125 | 0.8125 | 0.8125 | 0.8125 | 0.8125 | 0.8125 | 0.8125 | Restaurant (fast food) Dining ILit all | Restaurant (fast food) Dining ILit all | 3825 | 14 | 81.25 | Restaurant (fast food) Dining ILit2 all | Restaurant (fast food) Dining ILit2 all | Restaurant (fast food) Dining ILit2 All | 3909 | 14 | 81.25 | 3825 | 13.2638 | 0.8125 | 0.14 | 0.14 | 0.14 | 0.14 | 0.14 | 0.24816 | 0.35632 | 0.39237 | 0.39237 | 0.39237 | 0.64474 | 0.8125 | 0.8125 | 0.8125 | 0.8125 | 0.8125 | 0.8125 | 0.8125 | 0.8125 | 0.8125 | 0.8125 | 0.8125 | 0.6 | 0.6 | 13.2638 | 0.8125 | 0.14 | 0.14 | 0.14 | 0.14 | 0.14 | 0.24816 | 0.35632 | 0.39237 | 0.39237 | 0.39237 | 0.64474 | 0.8125 | 0.8125 | 0.8125 | 0.8125 | 0.8125 | 0.8125 | 0.8125 | 0.8125 | 0.8125 | 0.8125 | 0.8125 | 0.6 | 0.6 | 0 | 0 | 0 | 0 | 0 | 0.16083 | 0.32166 | 0.37527 | 0.37527 | 0.37527 | 0.75054 | 1 | 1 | 1 | 1 | 1 | 1 | 1 | 1 | 1 | 1 | 1 | 0.68401 | 0.68401 | 0 | 0 | 0 | 0 | 0 | 0.16083 | 0.32166 | 0.37527 | 0.37527 | 0.37527 | 0.75054 | 1 | 1 | 1 | 1 | 1 | 1 | 1 | 1 | 1 | 1 | 1 | 0.68401 | 0.68401 | 15 | 0.66337 | 0.20792 | 0.079208 | 0.049505 | 0.76136 | 0.13746 | 0.0035928 | 0.0035928 | 0.0026946 | 0.0026946 | 0.0026946 | 0.0026946 | 0.0026946 | Restaurant - Fast-Food | 0.13744 | 0.13744 | 0.13744 | 0.13744 | 0.13744 | 0.13744 | 0.13744 | Restaurant - Fast-Food - Restrooms - all | 16 | 6 | 23 | 2852.3178 | 476.9 | 2852.3178 | 476.9 | 0 | 0 | 11.3638 | 1.9 | 0 | 0 | 0 | 0 | 0 | 0 | 0 | 0.24816 | 0.35632 | 0.39237 | 0.39237 | 0.39237 | 0.64474 | 0.8125 | 0.8125 | 0.8125 | 0.8125 | 0.8125 | 0.8125 | 0.8125 | 0.8125 | 0.8125 | 0.8125 | 0.8125 | 0 | 0 |  | 2852.3178 | 476.9 | 2852.3178 | 476.9 | 0 | 0 | 11.3638 | 1.9 | 0 | 0 | 0 | 0 | 0 | 0 | 0 | 0.24816 | 0.35632 | 0.39237 | 0.39237 | 0.39237 | 0.64474 | 0.8125 | 0.8125 | 0.8125 | 0.8125 | 0.8125 | 0.8125 | 0.8125 | 0.8125 | 0.8125 | 0.8125 | 0.8125 | 0 | 0 | 1 | 1 | 1 | 1
1601 | 16 | 1 | 5 | 1 |  |  |  |  | Restaurant - Sit-Down | Dining Area | Restaurant - Sit-Down - Dining Area |  | Restaurant - Sit-Down | Restaurant - Sit-Down - Dining Area | Restaurant (sit-down) Dining | Sat | Open | 52 | 52 | 0.5 | 0.57893 | 0.57893 | 0.50174 | 0.50174 | 0.50174 | 0.50174 | 0.50174 | 0 | 0 | 0 | 0 | 0 | 0 | 0 | 204.625 | 204.625 | 177.3416 | 177.3416 | 177.3416 | 177.3416 | 177.3416 | 0 | 0 | 0 | 0 | 0 | 0 | 0 | 0 | 0 | 0 | 0 | 0 | 0 | 0 | 0 | 0 | 0 | 0 | 0 | 0 | 0 | 0 | 0 | 0 | 0 | 0 | 0 | 0 | 0 | 0 | 0 | 0 | 0 | 0 | 0 | 0.73922 | 0.73922 | 0.64065 | 0.64065 | 0.64065 | 0.64065 | 0.64065 | 0 | 0 | 0 | 0 | 0 | 0 | 0 | 261.2806 | 261.2806 | 226.4432 | 226.4432 | 226.4432 | 226.4432 | 226.4432 | 0 | 0 | 0 | 0 | 0 | 0 | 0 | 0 | 0 | 0 | 0 | 0 | 0 | 0 | 0 | 0 | 0 | 0 | 0 | 0 | 0 | 0 | 0 | 0 | 0 | 0 | 0 | 0 | 0 | 0 | 0 | 0 | 0 | 0 | 0 | Restaurant (sit-down) Dining ILit Sat | Restaurant (sit-down) Dining ILit all | 3822 | 14 | 80 | Restaurant (sit-down) Dining ILit2 Sat | Restaurant (sit-down) Dining ILit2 Sat | Restaurant (sit-down) Dining ILit2 All | 3906 | 14 | 80 | 3822 | 13.5945 | 0.8 | 0.14 | 0.14 | 0.14 | 0.14 | 0.14 | 0.14 | 0.14 | 0.46447 | 0.8 | 0.8 | 0.8 | 0.8 | 0.8 | 0.8 | 0.8 | 0.8 | 0.8 | 0.8 | 0.8 | 0.8 | 0.8 | 0.8 | 0.475 | 0.475 | 13.5945 | 0.8 | 0.14 | 0.14 | 0.14 | 0.14 | 0.14 | 0.14 | 0.14 | 0.46447 | 0.8 | 0.8 | 0.8 | 0.8 | 0.8 | 0.8 | 0.8 | 0.8 | 0.8 | 0.8 | 0.8 | 0.8 | 0.8 | 0.8 | 0.475 | 0.475 | 0 | 0 | 0 | 0 | 0 | 0 | 0 | 0.49163 | 1 | 1 | 1 | 1 | 1 | 1 | 1 | 1 | 1 | 1 | 1 | 1 | 1 | 1 | 0.50758 | 0.50758 | 0 | 0 | 0 | 0 | 0 | 0 | 0 | 0.49163 | 1 | 1 | 1 | 1 | 1 | 1 | 1 | 1 | 1 | 1 | 1 | 1 | 1 | 1 | 0.50758 | 0.50758 | 15 | 0.66337 | 0.20792 | 0.079208 | 0.049505 | 0.76136 | 0 | 0 | 0 | 0 | 0 | 0 | 0 | 0 |  | 0.15848 | 0.15848 | 0.15861 | 0.15861 | 0.1586 | 0.1586 | 0.1586 | Restaurant - Sit-Down - Dining Area - Sat | 10 | 10 | 22 | 499.2 | 207.7126 | 0 | 0 | 499.2 | 207.7126 | 0 | 0 | 9.6 | 3.9945 | 0 | 0 | 0 | 0 | 0 | 0 | 0 | 0 | 0 | 0.8 | 0.8 | 0.8 | 0.8 | 0.8 | 0.8 | 0.8 | 0.8 | 0.8 | 0.8 | 0.8 | 0.8 | 0 | 0 | 0 |  | 499.2 | 207.7126 | 0 | 0 | 499.2 | 207.7126 | 0 | 0 | 9.6 | 3.9945 | 0 | 0 | 0 | 0 | 0 | 0 | 0 | 0 | 0 | 0.8 | 0.8 | 0.8 | 0.8 | 0.8 | 0.8 | 0.8 | 0.8 | 0.8 | 0.8 | 0.8 | 0.8 | 0 | 0 | 0 | 1 | 1 | 1 | 1
1602 | 16 | 2 | 6 | 2 |  |  |  |  | Restaurant - Sit-Down | Dining Area | Restaurant - Sit-Down - Dining Area |  | Restaurant - Sit-Down | Restaurant - Sit-Down - Dining Area | Restaurant (sit-down) Dining | Sun | Open | 52 | 52 | 0.5 | 0.57893 | 0.57893 | 0.50174 | 0.50174 | 0.50174 | 0.50174 | 0.50174 | 0 | 0 | 0 | 0 | 0 | 0 | 0 | 204.625 | 204.625 | 177.3416 | 177.3416 | 177.3416 | 177.3416 | 177.3416 | 0 | 0 | 0 | 0 | 0 | 0 | 0 | 0 | 0 | 0 | 0 | 0 | 0 | 0 | 0 | 0 | 0 | 0 | 0 | 0 | 0 | 0 | 0 | 0 | 0 | 0 | 0 | 0 | 0 | 0 | 0 | 0 | 0 | 0 | 0 | 0.73922 | 0.73922 | 0.64065 | 0.64065 | 0.64065 | 0.64065 | 0.64065 | 0 | 0 | 0 | 0 | 0 | 0 | 0 | 261.2806 | 261.2806 | 226.4432 | 226.4432 | 226.4432 | 226.4432 | 226.4432 | 0 | 0 | 0 | 0 | 0 | 0 | 0 | 0 | 0 | 0 | 0 | 0 | 0 | 0 | 0 | 0 | 0 | 0 | 0 | 0 | 0 | 0 | 0 | 0 | 0 | 0 | 0 | 0 | 0 | 0 | 0 | 0 | 0 | 0 | 0 | Restaurant (sit-down) Dining ILit Sun | Restaurant (sit-down) Dining ILit all | 3822 | 14 | 80 | Restaurant (sit-down) Dining ILit2 Sun | Restaurant (sit-down) Dining ILit2 Sun | Restaurant (sit-down) Dining ILit2 All | 3906 | 14 | 80 | 3822 | 13.5945 | 0.8 | 0.14 | 0.14 | 0.14 | 0.14 | 0.14 | 0.14 | 0.14 | 0.46447 | 0.8 | 0.8 | 0.8 | 0.8 | 0.8 | 0.8 | 0.8 | 0.8 | 0.8 | 0.8 | 0.8 | 0.8 | 0.8 | 0.8 | 0.475 | 0.475 | 13.5945 | 0.8 | 0.14 | 0.14 | 0.14 | 0.14 | 0.14 | 0.14 | 0.14 | 0.46447 | 0.8 | 0.8 | 0.8 | 0.8 | 0.8 | 0.8 | 0.8 | 0.8 | 0.8 | 0.8 | 0.8 | 0.8 | 0.8 | 0.8 | 0.475 | 0.475 | 0 | 0 | 0 | 0 | 0 | 0 | 0 | 0.49163 | 1 | 1 | 1 | 1 | 1 | 1 | 1 | 1 | 1 | 1 | 1 | 1 | 1 | 1 | 0.50758 | 0.50758 | 0 | 0 | 0 | 0 | 0 | 0 | 0 | 0.49163 | 1 | 1 | 1 | 1 | 1 | 1 | 1 | 1 | 1 | 1 | 1 | 1 | 1 | 1 | 0.50758 | 0.50758 | 15 | 0.66337 | 0.20792 | 0.079208 | 0.049505 | 0.76136 | 0 | 0 | 0 | 0 | 0 | 0 | 0 | 0 |  | 0.15848 | 0.15848 | 0.15861 | 0.15861 | 0.1586 | 0.1586 | 0.1586 | Restaurant - Sit-Down - Dining Area - Sun | 12 | 10 | 22 | 499.2 | 207.7126 | 0 | 0 | 499.2 | 207.7126 | 0 | 0 | 9.6 | 3.9945 | 0 | 0 | 0 | 0 | 0 | 0 | 0 | 0 | 0 | 0.8 | 0.8 | 0.8 | 0.8 | 0.8 | 0.8 | 0.8 | 0.8 | 0.8 | 0.8 | 0.8 | 0.8 | 0 | 0 | 0 |  | 499.2 | 207.7126 | 0 | 0 | 499.2 | 207.7126 | 0 | 0 | 9.6 | 3.9945 | 0 | 0 | 0 | 0 | 0 | 0 | 0 | 0 | 0 | 0.8 | 0.8 | 0.8 | 0.8 | 0.8 | 0.8 | 0.8 | 0.8 | 0.8 | 0.8 | 0.8 | 0.8 | 0 | 0 | 0 | 1 | 1 | 1 | 1
1603 | 16 | 3 | 7 | 3 |  |  |  |  | Restaurant - Sit-Down | Dining Area | Restaurant - Sit-Down - Dining Area |  | Restaurant - Sit-Down | Restaurant - Sit-Down - Dining Area | Restaurant (sit-down) Dining | Hol | Open | 10 | 10 | 0.5 | 0.57893 | 0.57893 | 0.50174 | 0.50174 | 0.50174 | 0.50174 | 0.50174 | 0 | 0 | 0 | 0 | 0 | 0 | 0 | 39.351 | 39.351 | 34.1042 | 34.1042 | 34.1042 | 34.1042 | 34.1042 | 0 | 0 | 0 | 0 | 0 | 0 | 0 | 0 | 0 | 0 | 0 | 0 | 0 | 0 | 0 | 0 | 0 | 0 | 0 | 0 | 0 | 0 | 0 | 0 | 0 | 0 | 0 | 0 | 0 | 0 | 0 | 0 | 0 | 0 | 0 | 0.73922 | 0.73922 | 0.64065 | 0.64065 | 0.64065 | 0.64065 | 0.64065 | 0 | 0 | 0 | 0 | 0 | 0 | 0 | 50.2463 | 50.2463 | 43.5468 | 43.5468 | 43.5468 | 43.5468 | 43.5468 | 0 | 0 | 0 | 0 | 0 | 0 | 0 | 0 | 0 | 0 | 0 | 0 | 0 | 0 | 0 | 0 | 0 | 0 | 0 | 0 | 0 | 0 | 0 | 0 | 0 | 0 | 0 | 0 | 0 | 0 | 0 | 0 | 0 | 0 | 0 | Restaurant (sit-down) Dining ILit Hol | Restaurant (sit-down) Dining ILit all | 3822 | 14 | 80 | Restaurant (sit-down) Dining ILit2 Hol | Restaurant (sit-down) Dining ILit2 Hol | Restaurant (sit-down) Dining ILit2 All | 3906 | 14 | 80 | 3822 | 13.5945 | 0.8 | 0.14 | 0.14 | 0.14 | 0.14 | 0.14 | 0.14 | 0.14 | 0.46447 | 0.8 | 0.8 | 0.8 | 0.8 | 0.8 | 0.8 | 0.8 | 0.8 | 0.8 | 0.8 | 0.8 | 0.8 | 0.8 | 0.8 | 0.475 | 0.475 | 13.5945 | 0.8 | 0.14 | 0.14 | 0.14 | 0.14 | 0.14 | 0.14 | 0.14 | 0.46447 | 0.8 | 0.8 | 0.8 | 0.8 | 0.8 | 0.8 | 0.8 | 0.8 | 0.8 | 0.8 | 0.8 | 0.8 | 0.8 | 0.8 | 0.475 | 0.475 | 0 | 0 | 0 | 0 | 0 | 0 | 0 | 0.49163 | 1 | 1 | 1 | 1 | 1 | 1 | 1 | 1 | 1 | 1 | 1 | 1 | 1 | 1 | 0.50758 | 0.50758 | 0 | 0 | 0 | 0 | 0 | 0 | 0 | 0.49163 | 1 | 1 | 1 | 1 | 1 | 1 | 1 | 1 | 1 | 1 | 1 | 1 | 1 | 1 | 0.50758 | 0.50758 | 15 | 0.66337 | 0.20792 | 0.079208 | 0.049505 | 0.76136 | 0 | 0 | 0 | 0 | 0 | 0 | 0 | 0 |  | 0.15848 | 0.15848 | 0.15861 | 0.15861 | 0.1586 | 0.1586 | 0.1586 | Restaurant - Sit-Down - Dining Area - Hol | 14 | 10 | 22 | 96 | 39.9447 | 0 | 0 | 96 | 39.9447 | 0 | 0 | 9.6 | 3.9945 | 0 | 0 | 0 | 0 | 0 | 0 | 0 | 0 | 0 | 0.8 | 0.8 | 0.8 | 0.8 | 0.8 | 0.8 | 0.8 | 0.8 | 0.8 | 0.8 | 0.8 | 0.8 | 0 | 0 | 0 |  | 96 | 39.9447 | 0 | 0 | 96 | 39.9447 | 0 | 0 | 9.6 | 3.9945 | 0 | 0 | 0 | 0 | 0 | 0 | 0 | 0 | 0 | 0.8 | 0.8 | 0.8 | 0.8 | 0.8 | 0.8 | 0.8 | 0.8 | 0.8 | 0.8 | 0.8 | 0.8 | 0 | 0 | 0 | 1 | 1 | 1 | 1
1604 | 16 | 4 | 8 | 4 |  |  | Restaurant - Sit-Down - Dining Area | Restaurant - Sit-Down - Dining Area | Restaurant - Sit-Down | Dining Area | Restaurant - Sit-Down - Dining Area |  | Restaurant - Sit-Down | Restaurant - Sit-Down - Dining Area | Restaurant (sit-down) Dining | all | Open | 251 | 251 | 0.5 | 0.57893 | 0.57893 | 0.50174 | 0.50174 | 0.50174 | 0.50174 | 0.50174 | 0.28946 | 0.28946 | 0.25087 | 0.25087 | 0.25087 | 0.25087 | 0.25087 | 951.324 | 951.324 | 824.4808 | 824.4808 | 824.4808 | 824.4808 | 824.4808 | 0.23157 | 0.23157 | 0.20069 | 0.20069 | 0.20069 | 0.20069 | 0.20069 | 4836.2847 | 4836.2847 | 4836.2847 | 4836.2847 | 4836.2847 | 4836.2847 | 4836.2847 | 0 | 0 | 0 | 0 | 0 | 0 | 0 | 0.8 | 0.8 | 0.8 | 0.8 | 0.8 | 0.8 | 0.8 | 0 | 0 | 0 | 0 | 0 | 0 | 0 | 0.73922 | 0.73922 | 0.64065 | 0.64065 | 0.64065 | 0.64065 | 0.64065 | 0.36961 | 0.36961 | 0.32033 | 0.32033 | 0.32033 | 0.32033 | 0.32033 | 1214.7222 | 1214.7222 | 1052.7593 | 1052.7593 | 1052.7593 | 1052.7593 | 1052.7593 | 0.29569 | 0.29569 | 0.25626 | 0.25626 | 0.25626 | 0.25626 | 0.25626 | 4836.2847 | 4836.2847 | 4836.2847 | 4836.2847 | 4836.2847 | 4836.2847 | 4836.2847 | 0 | 0 | 0 | 0 | 0 | 0 | 0 | 0.8 | 0.8 | 0.8 | 0.8 | 0.8 | 0.8 | 0.8 | 0 | 0 | 0 | 0 | 0 | 0 | 0 | Restaurant (sit-down) Dining ILit all | Restaurant (sit-down) Dining ILit all | 3821 | 14 | 80 | Restaurant (sit-down) Dining ILit2 all | Restaurant (sit-down) Dining ILit2 all | Restaurant (sit-down) Dining ILit2 All | 3905 | 14 | 80 | 3821 | 13.0937 | 0.8 | 0.14 | 0.14 | 0.14 | 0.14 | 0.14 | 0.14 | 0.14 | 0.46447 | 0.8 | 0.8 | 0.8 | 0.8 | 0.8 | 0.8 | 0.8 | 0.8 | 0.8 | 0.8 | 0.8 | 0.8 | 0.8 | 0.60868 | 0.46447 | 0.17605 | 13.0937 | 0.8 | 0.14 | 0.14 | 0.14 | 0.14 | 0.14 | 0.14 | 0.14 | 0.46447 | 0.8 | 0.8 | 0.8 | 0.8 | 0.8 | 0.8 | 0.8 | 0.8 | 0.8 | 0.8 | 0.8 | 0.8 | 0.8 | 0.60868 | 0.46447 | 0.17605 | 0 | 0 | 0 | 0 | 0 | 0 | 0 | 0.49163 | 1 | 1 | 1 | 1 | 1 | 1 | 1 | 1 | 1 | 1 | 1 | 1 | 1 | 0.71013 | 0.49163 | 0.054625 | 0 | 0 | 0 | 0 | 0 | 0 | 0 | 0.49163 | 1 | 1 | 1 | 1 | 1 | 1 | 1 | 1 | 1 | 1 | 1 | 1 | 1 | 0.71013 | 0.49163 | 0.054625 | 15 | 0.66337 | 0.20792 | 0.079208 | 0.049505 | 0.76136 | 0.15977 | 0.046248 | 0.046248 | 0.040082 | 0.040082 | 0.040082 | 0.040082 | 0.040082 |  | 0.15848 | 0.15848 | 0.15861 | 0.15861 | 0.1586 | 0.1586 | 0.1586 | Restaurant - Sit-Down - Dining Area - all | 16 | 10 | 22 | 2409.6 | 876.9147 | 2409.6 | 876.9147 | 0 | 0 | 9.6 | 3.4937 | 0 | 0 | 0 | 0 | 0 | 0 | 0 | 0 | 0 | 0 | 0 | 0.8 | 0.8 | 0.8 | 0.8 | 0.8 | 0.8 | 0.8 | 0.8 | 0.8 | 0.8 | 0.8 | 0.8 | 0 | 0 | 0 |  | 2409.6 | 876.9147 | 2409.6 | 876.9147 | 0 | 0 | 9.6 | 3.4937 | 0 | 0 | 0 | 0 | 0 | 0 | 0 | 0 | 0 | 0 | 0 | 0.8 | 0.8 | 0.8 | 0.8 | 0.8 | 0.8 | 0.8 | 0.8 | 0.8 | 0.8 | 0.8 | 0.8 | 0 | 0 | 0 | 1 | 1 | 1 | 1
1605 | 16 | 5 | 5 | 1 |  |  |  |  | Restaurant - Sit-Down | Kitchen and Food Preparation | Restaurant - Sit-Down - Kitchen and Food Preparation |  | Restaurant - Sit-Down | Restaurant - Sit-Down - Kitchen and Food Preparation | Restaurant (sit-down) Kitchen | Sat | Open | 52 | 52 | 0.3 | 1.275 | 1.275 | 1.275 | 1.275 | 1.2 | 1.2 | 1.2 | 0 | 0 | 0 | 0 | 0 | 0 | 0 | 268.515 | 268.515 | 268.515 | 268.515 | 252.72 | 252.72 | 252.72 | 0 | 0 | 0 | 0 | 0 | 0 | 0 | 0 | 0 | 0 | 0 | 0 | 0 | 0 | 0 | 0 | 0 | 0 | 0 | 0 | 0 | 0 | 0 | 0 | 0 | 0 | 0 | 0 | 0 | 0 | 0 | 0 | 0 | 0 | 0 | 0.2125 | 0.2125 | 0.2125 | 0.2125 | 0.2 | 0.2 | 0.2 | 0 | 0 | 0 | 0 | 0 | 0 | 0 | 44.7525 | 44.7525 | 44.7525 | 44.7525 | 42.12 | 42.12 | 42.12 | 0 | 0 | 0 | 0 | 0 | 0 | 0 | 0 | 0 | 0 | 0 | 0 | 0 | 0 | 0 | 0 | 0 | 0 | 0 | 0 | 0 | 0 | 0 | 0 | 0 | 0 | 0 | 0 | 0 | 0 | 0 | 0 | 0 | 0 | 0 | Restaurant (sit-down) Kitchen ILit Sat | Restaurant (sit-down) Kitchen ILit all | 3824 | 5 | 80 | Restaurant (sit-down) Kitchen ILit2 Sat | Restaurant (sit-down) Kitchen ILit2 Sat | Restaurant (sit-down) Kitchen ILit2 All | 3908 | 5 | 80 | 3824 | 13.5 | 0.8 | 0.05 | 0.05 | 0.05 | 0.05 | 0.05 | 0.05 | 0.5 | 0.5 | 0.8 | 0.8 | 0.8 | 0.8 | 0.8 | 0.8 | 0.8 | 0.8 | 0.8 | 0.8 | 0.8 | 0.8 | 0.8 | 0.8 | 0.5 | 0.5 | 13.5 | 0.8 | 0.05 | 0.05 | 0.05 | 0.05 | 0.05 | 0.05 | 0.5 | 0.5 | 0.8 | 0.8 | 0.8 | 0.8 | 0.8 | 0.8 | 0.8 | 0.8 | 0.8 | 0.8 | 0.8 | 0.8 | 0.8 | 0.8 | 0.5 | 0.5 | 0 | 0 | 0 | 0 | 0 | 0 | 0.6 | 0.6 | 1 | 1 | 1 | 1 | 1 | 1 | 1 | 1 | 1 | 1 | 1 | 1 | 1 | 1 | 0.6 | 0.6 | 0 | 0 | 0 | 0 | 0 | 0 | 0.6 | 0.6 | 1 | 1 | 1 | 1 | 1 | 1 | 1 | 1 | 1 | 1 | 1 | 1 | 1 | 1 | 0.6 | 0.6 | 15 | 0.66337 | 0.20792 | 0.079208 | 0.049505 | 0.76136 | 0 | 0 | 0 | 0 | 0 | 0 | 0 | 0 |  | 0.15848 | 0.15848 | 0.15861 | 0.15861 | 0.1586 | 0.1586 | 0.1586 | Restaurant - Sit-Down - Kitchen and Food Preparation - Sat | 10 | 10 | 22 | 499.2 | 202.8 | 0 | 0 | 499.2 | 202.8 | 0 | 0 | 9.6 | 3.9 | 0 | 0 | 0 | 0 | 0 | 0 | 0 | 0 | 0 | 0.8 | 0.8 | 0.8 | 0.8 | 0.8 | 0.8 | 0.8 | 0.8 | 0.8 | 0.8 | 0.8 | 0.8 | 0 | 0 | 0 |  | 499.2 | 202.8 | 0 | 0 | 499.2 | 202.8 | 0 | 0 | 9.6 | 3.9 | 0 | 0 | 0 | 0 | 0 | 0 | 0 | 0 | 0 | 0.8 | 0.8 | 0.8 | 0.8 | 0.8 | 0.8 | 0.8 | 0.8 | 0.8 | 0.8 | 0.8 | 0.8 | 0 | 0 | 0 | 1 | 1 | 1 | 1
1606 | 16 | 6 | 6 | 2 |  |  |  |  | Restaurant - Sit-Down | Kitchen and Food Preparation | Restaurant - Sit-Down - Kitchen and Food Preparation |  | Restaurant - Sit-Down | Restaurant - Sit-Down - Kitchen and Food Preparation | Restaurant (sit-down) Kitchen | Sun | Open | 52 | 52 | 0.3 | 1.275 | 1.275 | 1.275 | 1.275 | 1.2 | 1.2 | 1.2 | 0 | 0 | 0 | 0 | 0 | 0 | 0 | 268.515 | 268.515 | 268.515 | 268.515 | 252.72 | 252.72 | 252.72 | 0 | 0 | 0 | 0 | 0 | 0 | 0 | 0 | 0 | 0 | 0 | 0 | 0 | 0 | 0 | 0 | 0 | 0 | 0 | 0 | 0 | 0 | 0 | 0 | 0 | 0 | 0 | 0 | 0 | 0 | 0 | 0 | 0 | 0 | 0 | 0.2125 | 0.2125 | 0.2125 | 0.2125 | 0.2 | 0.2 | 0.2 | 0 | 0 | 0 | 0 | 0 | 0 | 0 | 44.7525 | 44.7525 | 44.7525 | 44.7525 | 42.12 | 42.12 | 42.12 | 0 | 0 | 0 | 0 | 0 | 0 | 0 | 0 | 0 | 0 | 0 | 0 | 0 | 0 | 0 | 0 | 0 | 0 | 0 | 0 | 0 | 0 | 0 | 0 | 0 | 0 | 0 | 0 | 0 | 0 | 0 | 0 | 0 | 0 | 0 | Restaurant (sit-down) Kitchen ILit Sun | Restaurant (sit-down) Kitchen ILit all | 3824 | 5 | 80 | Restaurant (sit-down) Kitchen ILit2 Sun | Restaurant (sit-down) Kitchen ILit2 Sun | Restaurant (sit-down) Kitchen ILit2 All | 3908 | 5 | 80 | 3824 | 13.5 | 0.8 | 0.05 | 0.05 | 0.05 | 0.05 | 0.05 | 0.05 | 0.5 | 0.5 | 0.8 | 0.8 | 0.8 | 0.8 | 0.8 | 0.8 | 0.8 | 0.8 | 0.8 | 0.8 | 0.8 | 0.8 | 0.8 | 0.8 | 0.5 | 0.5 | 13.5 | 0.8 | 0.05 | 0.05 | 0.05 | 0.05 | 0.05 | 0.05 | 0.5 | 0.5 | 0.8 | 0.8 | 0.8 | 0.8 | 0.8 | 0.8 | 0.8 | 0.8 | 0.8 | 0.8 | 0.8 | 0.8 | 0.8 | 0.8 | 0.5 | 0.5 | 0 | 0 | 0 | 0 | 0 | 0 | 0.6 | 0.6 | 1 | 1 | 1 | 1 | 1 | 1 | 1 | 1 | 1 | 1 | 1 | 1 | 1 | 1 | 0.6 | 0.6 | 0 | 0 | 0 | 0 | 0 | 0 | 0.6 | 0.6 | 1 | 1 | 1 | 1 | 1 | 1 | 1 | 1 | 1 | 1 | 1 | 1 | 1 | 1 | 0.6 | 0.6 | 15 | 0.66337 | 0.20792 | 0.079208 | 0.049505 | 0.76136 | 0 | 0 | 0 | 0 | 0 | 0 | 0 | 0 |  | 0.15848 | 0.15848 | 0.15861 | 0.15861 | 0.1586 | 0.1586 | 0.1586 | Restaurant - Sit-Down - Kitchen and Food Preparation - Sun | 12 | 10 | 22 | 499.2 | 202.8 | 0 | 0 | 499.2 | 202.8 | 0 | 0 | 9.6 | 3.9 | 0 | 0 | 0 | 0 | 0 | 0 | 0 | 0 | 0 | 0.8 | 0.8 | 0.8 | 0.8 | 0.8 | 0.8 | 0.8 | 0.8 | 0.8 | 0.8 | 0.8 | 0.8 | 0 | 0 | 0 |  | 499.2 | 202.8 | 0 | 0 | 499.2 | 202.8 | 0 | 0 | 9.6 | 3.9 | 0 | 0 | 0 | 0 | 0 | 0 | 0 | 0 | 0 | 0.8 | 0.8 | 0.8 | 0.8 | 0.8 | 0.8 | 0.8 | 0.8 | 0.8 | 0.8 | 0.8 | 0.8 | 0 | 0 | 0 | 1 | 1 | 1 | 1
1607 | 16 | 7 | 7 | 3 |  |  |  |  | Restaurant - Sit-Down | Kitchen and Food Preparation | Restaurant - Sit-Down - Kitchen and Food Preparation |  | Restaurant - Sit-Down | Restaurant - Sit-Down - Kitchen and Food Preparation | Restaurant (sit-down) Kitchen | Hol | Open | 10 | 10 | 0.3 | 1.275 | 1.275 | 1.275 | 1.275 | 1.2 | 1.2 | 1.2 | 0 | 0 | 0 | 0 | 0 | 0 | 0 | 51.6375 | 51.6375 | 51.6375 | 51.6375 | 48.6 | 48.6 | 48.6 | 0 | 0 | 0 | 0 | 0 | 0 | 0 | 0 | 0 | 0 | 0 | 0 | 0 | 0 | 0 | 0 | 0 | 0 | 0 | 0 | 0 | 0 | 0 | 0 | 0 | 0 | 0 | 0 | 0 | 0 | 0 | 0 | 0 | 0 | 0 | 0.2125 | 0.2125 | 0.2125 | 0.2125 | 0.2 | 0.2 | 0.2 | 0 | 0 | 0 | 0 | 0 | 0 | 0 | 8.6063 | 8.6063 | 8.6063 | 8.6063 | 8.1 | 8.1 | 8.1 | 0 | 0 | 0 | 0 | 0 | 0 | 0 | 0 | 0 | 0 | 0 | 0 | 0 | 0 | 0 | 0 | 0 | 0 | 0 | 0 | 0 | 0 | 0 | 0 | 0 | 0 | 0 | 0 | 0 | 0 | 0 | 0 | 0 | 0 | 0 | Restaurant (sit-down) Kitchen ILit Hol | Restaurant (sit-down) Kitchen ILit all | 3824 | 5 | 80 | Restaurant (sit-down) Kitchen ILit2 Hol | Restaurant (sit-down) Kitchen ILit2 Hol | Restaurant (sit-down) Kitchen ILit2 All | 3908 | 5 | 80 | 3824 | 13.5 | 0.8 | 0.05 | 0.05 | 0.05 | 0.05 | 0.05 | 0.05 | 0.5 | 0.5 | 0.8 | 0.8 | 0.8 | 0.8 | 0.8 | 0.8 | 0.8 | 0.8 | 0.8 | 0.8 | 0.8 | 0.8 | 0.8 | 0.8 | 0.5 | 0.5 | 13.5 | 0.8 | 0.05 | 0.05 | 0.05 | 0.05 | 0.05 | 0.05 | 0.5 | 0.5 | 0.8 | 0.8 | 0.8 | 0.8 | 0.8 | 0.8 | 0.8 | 0.8 | 0.8 | 0.8 | 0.8 | 0.8 | 0.8 | 0.8 | 0.5 | 0.5 | 0 | 0 | 0 | 0 | 0 | 0 | 0.6 | 0.6 | 1 | 1 | 1 | 1 | 1 | 1 | 1 | 1 | 1 | 1 | 1 | 1 | 1 | 1 | 0.6 | 0.6 | 0 | 0 | 0 | 0 | 0 | 0 | 0.6 | 0.6 | 1 | 1 | 1 | 1 | 1 | 1 | 1 | 1 | 1 | 1 | 1 | 1 | 1 | 1 | 0.6 | 0.6 | 15 | 0.66337 | 0.20792 | 0.079208 | 0.049505 | 0.76136 | 0 | 0 | 0 | 0 | 0 | 0 | 0 | 0 |  | 0.15848 | 0.15848 | 0.15861 | 0.15861 | 0.1586 | 0.1586 | 0.1586 | Restaurant - Sit-Down - Kitchen and Food Preparation - Hol | 14 | 10 | 22 | 96 | 39 | 0 | 0 | 96 | 39 | 0 | 0 | 9.6 | 3.9 | 0 | 0 | 0 | 0 | 0 | 0 | 0 | 0 | 0 | 0.8 | 0.8 | 0.8 | 0.8 | 0.8 | 0.8 | 0.8 | 0.8 | 0.8 | 0.8 | 0.8 | 0.8 | 0 | 0 | 0 |  | 96 | 39 | 0 | 0 | 96 | 39 | 0 | 0 | 9.6 | 3.9 | 0 | 0 | 0 | 0 | 0 | 0 | 0 | 0 | 0 | 0.8 | 0.8 | 0.8 | 0.8 | 0.8 | 0.8 | 0.8 | 0.8 | 0.8 | 0.8 | 0.8 | 0.8 | 0 | 0 | 0 | 1 | 1 | 1 | 1
1608 | 16 | 8 | 8 | 4 |  |  | Restaurant - Sit-Down - Kitchen and Food Preparation | Restaurant - Sit-Down - Kitchen and Food Preparation | Restaurant - Sit-Down | Kitchen and Food Preparation | Restaurant - Sit-Down - Kitchen and Food Preparation |  | Restaurant - Sit-Down | Restaurant - Sit-Down - Kitchen and Food Preparation | Restaurant (sit-down) Kitchen | all | Open | 251 | 251 | 0.3 | 1.275 | 1.275 | 1.275 | 1.275 | 1.2 | 1.2 | 1.2 | 0.3825 | 0.3825 | 0.3825 | 0.3825 | 0.36 | 0.36 | 0.36 | 1248.9312 | 1248.9312 | 1248.9312 | 1248.9312 | 1175.4647 | 1175.4647 | 1175.4647 | 0.306 | 0.306 | 0.306 | 0.306 | 0.288 | 0.288 | 0.288 | 4804.1797 | 4804.1797 | 4804.1797 | 4804.1797 | 4804.1797 | 4804.1797 | 4804.1797 | 0 | 0 | 0 | 0 | 0 | 0 | 0 | 0.8 | 0.8 | 0.8 | 0.8 | 0.8 | 0.8 | 0.8 | 0 | 0 | 0 | 0 | 0 | 0 | 0 | 0.2125 | 0.2125 | 0.2125 | 0.2125 | 0.2 | 0.2 | 0.2 | 0.06375 | 0.06375 | 0.06375 | 0.06375 | 0.06 | 0.06 | 0.06 | 208.1552 | 208.1552 | 208.1552 | 208.1552 | 195.9108 | 195.9108 | 195.9108 | 0.051 | 0.051 | 0.051 | 0.051 | 0.048 | 0.048 | 0.048 | 4804.1797 | 4804.1797 | 4804.1797 | 4804.1797 | 4804.1797 | 4804.1797 | 4804.1797 | 0 | 0 | 0 | 0 | 0 | 0 | 0 | 0.8 | 0.8 | 0.8 | 0.8 | 0.8 | 0.8 | 0.8 | 0 | 0 | 0 | 0 | 0 | 0 | 0 | Restaurant (sit-down) Kitchen ILit all | Restaurant (sit-down) Kitchen ILit all | 3823 | 5 | 80 | Restaurant (sit-down) Kitchen ILit2 all | Restaurant (sit-down) Kitchen ILit2 all | Restaurant (sit-down) Kitchen ILit2 All | 3907 | 5 | 80 | 3823 | 13.0087 | 0.8 | 0.05 | 0.05 | 0.05 | 0.05 | 0.05 | 0.05 | 0.5 | 0.5 | 0.8 | 0.8 | 0.8 | 0.8 | 0.8 | 0.8 | 0.8 | 0.8 | 0.8 | 0.8 | 0.8 | 0.8 | 0.8 | 0.60868 | 0.5 | 0.2 | 13.0087 | 0.8 | 0.05 | 0.05 | 0.05 | 0.05 | 0.05 | 0.05 | 0.5 | 0.5 | 0.8 | 0.8 | 0.8 | 0.8 | 0.8 | 0.8 | 0.8 | 0.8 | 0.8 | 0.8 | 0.8 | 0.8 | 0.8 | 0.60868 | 0.5 | 0.2 | 0 | 0 | 0 | 0 | 0 | 0 | 0.6 | 0.6 | 1 | 1 | 1 | 1 | 1 | 1 | 1 | 1 | 1 | 1 | 1 | 1 | 1 | 0.74491 | 0.6 | 0.2 | 0 | 0 | 0 | 0 | 0 | 0 | 0.6 | 0.6 | 1 | 1 | 1 | 1 | 1 | 1 | 1 | 1 | 1 | 1 | 1 | 1 | 1 | 0.74491 | 0.6 | 0.2 | 15 | 0.66337 | 0.20792 | 0.079208 | 0.049505 | 0.76136 | 0.15871 | 0.060707 | 0.060707 | 0.060707 | 0.060707 | 0.057136 | 0.057136 | 0.057136 |  | 0.15848 | 0.15848 | 0.15861 | 0.15861 | 0.1586 | 0.1586 | 0.1586 | Restaurant - Sit-Down - Kitchen and Food Preparation - all | 16 | 10 | 22 | 2409.6 | 855.5797 | 2409.6 | 855.5797 | 0 | 0 | 9.6 | 3.4087 | 0 | 0 | 0 | 0 | 0 | 0 | 0 | 0 | 0 | 0 | 0 | 0.8 | 0.8 | 0.8 | 0.8 | 0.8 | 0.8 | 0.8 | 0.8 | 0.8 | 0.8 | 0.8 | 0.8 | 0 | 0 | 0 |  | 2409.6 | 855.5797 | 2409.6 | 855.5797 | 0 | 0 | 9.6 | 3.4087 | 0 | 0 | 0 | 0 | 0 | 0 | 0 | 0 | 0 | 0 | 0 | 0.8 | 0.8 | 0.8 | 0.8 | 0.8 | 0.8 | 0.8 | 0.8 | 0.8 | 0.8 | 0.8 | 0.8 | 0 | 0 | 0 | 1 | 1 | 1 | 1
1609 | 16 | 9 | 5 | 1 |  |  |  |  | Restaurant - Sit-Down | Lobby (Main Entry and Assembly) | Restaurant - Sit-Down - Lobby (Main Entry and Assembly) |  | Restaurant - Sit-Down | Restaurant - Sit-Down - Lobby (Main Entry and Assembly) | Restaurant (sit-down) Dining | Sat | Open | 52 | 52 | 0.15 | 0.57893 | 0.57893 | 0.57893 | 0.57893 | 0.57893 | 0.57893 | 0.57893 | 0 | 0 | 0 | 0 | 0 | 0 | 0 | 61.3875 | 61.3875 | 61.3875 | 61.3875 | 61.3875 | 61.3875 | 61.3875 | 0 | 0 | 0 | 0 | 0 | 0 | 0 | 0 | 0 | 0 | 0 | 0 | 0 | 0 | 0 | 0 | 0 | 0 | 0 | 0 | 0 | 0 | 0 | 0 | 0 | 0 | 0 | 0 | 0 | 0 | 0 | 0 | 0 | 0 | 0 | 0.73922 | 0.73922 | 0.73922 | 0.73922 | 0.73922 | 0.73922 | 0.73922 | 0 | 0 | 0 | 0 | 0 | 0 | 0 | 78.3842 | 78.3842 | 78.3842 | 78.3842 | 78.3842 | 78.3842 | 78.3842 | 0 | 0 | 0 | 0 | 0 | 0 | 0 | 0 | 0 | 0 | 0 | 0 | 0 | 0 | 0 | 0 | 0 | 0 | 0 | 0 | 0 | 0 | 0 | 0 | 0 | 0 | 0 | 0 | 0 | 0 | 0 | 0 | 0 | 0 | 0 | Restaurant (sit-down) Dining ILit Sat | Restaurant (sit-down) Dining ILit all | 3822 | 14 | 80 | Restaurant (sit-down) Dining ILit2 Sat | Restaurant (sit-down) Dining ILit2 Sat | Restaurant (sit-down) Dining ILit2 All | 3906 | 14 | 80 | 3822 | 13.5945 | 0.8 | 0.14 | 0.14 | 0.14 | 0.14 | 0.14 | 0.14 | 0.14 | 0.46447 | 0.8 | 0.8 | 0.8 | 0.8 | 0.8 | 0.8 | 0.8 | 0.8 | 0.8 | 0.8 | 0.8 | 0.8 | 0.8 | 0.8 | 0.475 | 0.475 | 13.5945 | 0.8 | 0.14 | 0.14 | 0.14 | 0.14 | 0.14 | 0.14 | 0.14 | 0.46447 | 0.8 | 0.8 | 0.8 | 0.8 | 0.8 | 0.8 | 0.8 | 0.8 | 0.8 | 0.8 | 0.8 | 0.8 | 0.8 | 0.8 | 0.475 | 0.475 | 0 | 0 | 0 | 0 | 0 | 0 | 0 | 0.49163 | 1 | 1 | 1 | 1 | 1 | 1 | 1 | 1 | 1 | 1 | 1 | 1 | 1 | 1 | 0.50758 | 0.50758 | 0 | 0 | 0 | 0 | 0 | 0 | 0 | 0.49163 | 1 | 1 | 1 | 1 | 1 | 1 | 1 | 1 | 1 | 1 | 1 | 1 | 1 | 1 | 0.50758 | 0.50758 | 15 | 0.66337 | 0.20792 | 0.079208 | 0.049505 | 0.76136 | 0 | 0 | 0 | 0 | 0 | 0 | 0 | 0 |  | 0.15848 | 0.15848 | 0.15861 | 0.15861 | 0.1586 | 0.1586 | 0.1586 | Restaurant - Sit-Down - Lobby (Main Entry and Assembly) - Sat | 10 | 10 | 22 | 499.2 | 207.7126 | 0 | 0 | 499.2 | 207.7126 | 0 | 0 | 9.6 | 3.9945 | 0 | 0 | 0 | 0 | 0 | 0 | 0 | 0 | 0 | 0.8 | 0.8 | 0.8 | 0.8 | 0.8 | 0.8 | 0.8 | 0.8 | 0.8 | 0.8 | 0.8 | 0.8 | 0 | 0 | 0 |  | 499.2 | 207.7126 | 0 | 0 | 499.2 | 207.7126 | 0 | 0 | 9.6 | 3.9945 | 0 | 0 | 0 | 0 | 0 | 0 | 0 | 0 | 0 | 0.8 | 0.8 | 0.8 | 0.8 | 0.8 | 0.8 | 0.8 | 0.8 | 0.8 | 0.8 | 0.8 | 0.8 | 0 | 0 | 0 | 1 | 1 | 1 | 1
1610 | 16 | 10 | 6 | 2 |  |  |  |  | Restaurant - Sit-Down | Lobby (Main Entry and Assembly) | Restaurant - Sit-Down - Lobby (Main Entry and Assembly) |  | Restaurant - Sit-Down | Restaurant - Sit-Down - Lobby (Main Entry and Assembly) | Restaurant (sit-down) Dining | Sun | Open | 52 | 52 | 0.15 | 0.57893 | 0.57893 | 0.57893 | 0.57893 | 0.57893 | 0.57893 | 0.57893 | 0 | 0 | 0 | 0 | 0 | 0 | 0 | 61.3875 | 61.3875 | 61.3875 | 61.3875 | 61.3875 | 61.3875 | 61.3875 | 0 | 0 | 0 | 0 | 0 | 0 | 0 | 0 | 0 | 0 | 0 | 0 | 0 | 0 | 0 | 0 | 0 | 0 | 0 | 0 | 0 | 0 | 0 | 0 | 0 | 0 | 0 | 0 | 0 | 0 | 0 | 0 | 0 | 0 | 0 | 0.73922 | 0.73922 | 0.73922 | 0.73922 | 0.73922 | 0.73922 | 0.73922 | 0 | 0 | 0 | 0 | 0 | 0 | 0 | 78.3842 | 78.3842 | 78.3842 | 78.3842 | 78.3842 | 78.3842 | 78.3842 | 0 | 0 | 0 | 0 | 0 | 0 | 0 | 0 | 0 | 0 | 0 | 0 | 0 | 0 | 0 | 0 | 0 | 0 | 0 | 0 | 0 | 0 | 0 | 0 | 0 | 0 | 0 | 0 | 0 | 0 | 0 | 0 | 0 | 0 | 0 | Restaurant (sit-down) Dining ILit Sun | Restaurant (sit-down) Dining ILit all | 3822 | 14 | 80 | Restaurant (sit-down) Dining ILit2 Sun | Restaurant (sit-down) Dining ILit2 Sun | Restaurant (sit-down) Dining ILit2 All | 3906 | 14 | 80 | 3822 | 13.5945 | 0.8 | 0.14 | 0.14 | 0.14 | 0.14 | 0.14 | 0.14 | 0.14 | 0.46447 | 0.8 | 0.8 | 0.8 | 0.8 | 0.8 | 0.8 | 0.8 | 0.8 | 0.8 | 0.8 | 0.8 | 0.8 | 0.8 | 0.8 | 0.475 | 0.475 | 13.5945 | 0.8 | 0.14 | 0.14 | 0.14 | 0.14 | 0.14 | 0.14 | 0.14 | 0.46447 | 0.8 | 0.8 | 0.8 | 0.8 | 0.8 | 0.8 | 0.8 | 0.8 | 0.8 | 0.8 | 0.8 | 0.8 | 0.8 | 0.8 | 0.475 | 0.475 | 0 | 0 | 0 | 0 | 0 | 0 | 0 | 0.49163 | 1 | 1 | 1 | 1 | 1 | 1 | 1 | 1 | 1 | 1 | 1 | 1 | 1 | 1 | 0.50758 | 0.50758 | 0 | 0 | 0 | 0 | 0 | 0 | 0 | 0.49163 | 1 | 1 | 1 | 1 | 1 | 1 | 1 | 1 | 1 | 1 | 1 | 1 | 1 | 1 | 0.50758 | 0.50758 | 15 | 0.66337 | 0.20792 | 0.079208 | 0.049505 | 0.76136 | 0 | 0 | 0 | 0 | 0 | 0 | 0 | 0 |  | 0.15848 | 0.15848 | 0.15861 | 0.15861 | 0.1586 | 0.1586 | 0.1586 | Restaurant - Sit-Down - Lobby (Main Entry and Assembly) - Sun | 12 | 10 | 22 | 499.2 | 207.7126 | 0 | 0 | 499.2 | 207.7126 | 0 | 0 | 9.6 | 3.9945 | 0 | 0 | 0 | 0 | 0 | 0 | 0 | 0 | 0 | 0.8 | 0.8 | 0.8 | 0.8 | 0.8 | 0.8 | 0.8 | 0.8 | 0.8 | 0.8 | 0.8 | 0.8 | 0 | 0 | 0 |  | 499.2 | 207.7126 | 0 | 0 | 499.2 | 207.7126 | 0 | 0 | 9.6 | 3.9945 | 0 | 0 | 0 | 0 | 0 | 0 | 0 | 0 | 0 | 0.8 | 0.8 | 0.8 | 0.8 | 0.8 | 0.8 | 0.8 | 0.8 | 0.8 | 0.8 | 0.8 | 0.8 | 0 | 0 | 0 | 1 | 1 | 1 | 1
1611 | 16 | 11 | 7 | 3 |  |  |  |  | Restaurant - Sit-Down | Lobby (Main Entry and Assembly) | Restaurant - Sit-Down - Lobby (Main Entry and Assembly) |  | Restaurant - Sit-Down | Restaurant - Sit-Down - Lobby (Main Entry and Assembly) | Restaurant (sit-down) Dining | Hol | Open | 10 | 10 | 0.15 | 0.57893 | 0.57893 | 0.57893 | 0.57893 | 0.57893 | 0.57893 | 0.57893 | 0 | 0 | 0 | 0 | 0 | 0 | 0 | 11.8053 | 11.8053 | 11.8053 | 11.8053 | 11.8053 | 11.8053 | 11.8053 | 0 | 0 | 0 | 0 | 0 | 0 | 0 | 0 | 0 | 0 | 0 | 0 | 0 | 0 | 0 | 0 | 0 | 0 | 0 | 0 | 0 | 0 | 0 | 0 | 0 | 0 | 0 | 0 | 0 | 0 | 0 | 0 | 0 | 0 | 0 | 0.73922 | 0.73922 | 0.73922 | 0.73922 | 0.73922 | 0.73922 | 0.73922 | 0 | 0 | 0 | 0 | 0 | 0 | 0 | 15.0739 | 15.0739 | 15.0739 | 15.0739 | 15.0739 | 15.0739 | 15.0739 | 0 | 0 | 0 | 0 | 0 | 0 | 0 | 0 | 0 | 0 | 0 | 0 | 0 | 0 | 0 | 0 | 0 | 0 | 0 | 0 | 0 | 0 | 0 | 0 | 0 | 0 | 0 | 0 | 0 | 0 | 0 | 0 | 0 | 0 | 0 | Restaurant (sit-down) Dining ILit Hol | Restaurant (sit-down) Dining ILit all | 3822 | 14 | 80 | Restaurant (sit-down) Dining ILit2 Hol | Restaurant (sit-down) Dining ILit2 Hol | Restaurant (sit-down) Dining ILit2 All | 3906 | 14 | 80 | 3822 | 13.5945 | 0.8 | 0.14 | 0.14 | 0.14 | 0.14 | 0.14 | 0.14 | 0.14 | 0.46447 | 0.8 | 0.8 | 0.8 | 0.8 | 0.8 | 0.8 | 0.8 | 0.8 | 0.8 | 0.8 | 0.8 | 0.8 | 0.8 | 0.8 | 0.475 | 0.475 | 13.5945 | 0.8 | 0.14 | 0.14 | 0.14 | 0.14 | 0.14 | 0.14 | 0.14 | 0.46447 | 0.8 | 0.8 | 0.8 | 0.8 | 0.8 | 0.8 | 0.8 | 0.8 | 0.8 | 0.8 | 0.8 | 0.8 | 0.8 | 0.8 | 0.475 | 0.475 | 0 | 0 | 0 | 0 | 0 | 0 | 0 | 0.49163 | 1 | 1 | 1 | 1 | 1 | 1 | 1 | 1 | 1 | 1 | 1 | 1 | 1 | 1 | 0.50758 | 0.50758 | 0 | 0 | 0 | 0 | 0 | 0 | 0 | 0.49163 | 1 | 1 | 1 | 1 | 1 | 1 | 1 | 1 | 1 | 1 | 1 | 1 | 1 | 1 | 0.50758 | 0.50758 | 15 | 0.66337 | 0.20792 | 0.079208 | 0.049505 | 0.76136 | 0 | 0 | 0 | 0 | 0 | 0 | 0 | 0 |  | 0.15848 | 0.15848 | 0.15861 | 0.15861 | 0.1586 | 0.1586 | 0.1586 | Restaurant - Sit-Down - Lobby (Main Entry and Assembly) - Hol | 14 | 10 | 22 | 96 | 39.9447 | 0 | 0 | 96 | 39.9447 | 0 | 0 | 9.6 | 3.9945 | 0 | 0 | 0 | 0 | 0 | 0 | 0 | 0 | 0 | 0.8 | 0.8 | 0.8 | 0.8 | 0.8 | 0.8 | 0.8 | 0.8 | 0.8 | 0.8 | 0.8 | 0.8 | 0 | 0 | 0 |  | 96 | 39.9447 | 0 | 0 | 96 | 39.9447 | 0 | 0 | 9.6 | 3.9945 | 0 | 0 | 0 | 0 | 0 | 0 | 0 | 0 | 0 | 0.8 | 0.8 | 0.8 | 0.8 | 0.8 | 0.8 | 0.8 | 0.8 | 0.8 | 0.8 | 0.8 | 0.8 | 0 | 0 | 0 | 1 | 1 | 1 | 1
1612 | 16 | 12 | 8 | 4 |  |  | Restaurant - Sit-Down - Lobby (Main Entry and Assembly) | Restaurant - Sit-Down - Lobby (Main Entry and Assembly) | Restaurant - Sit-Down | Lobby (Main Entry and Assembly) | Restaurant - Sit-Down - Lobby (Main Entry and Assembly) |  | Restaurant - Sit-Down | Restaurant - Sit-Down - Lobby (Main Entry and Assembly) | Restaurant (sit-down) Dining | all | Open | 251 | 251 | 0.15 | 0.57893 | 0.57893 | 0.57893 | 0.57893 | 0.57893 | 0.57893 | 0.57893 | 0.086839 | 0.086839 | 0.086839 | 0.086839 | 0.086839 | 0.086839 | 0.086839 | 285.3972 | 285.3972 | 285.3972 | 285.3972 | 285.3972 | 285.3972 | 285.3972 | 0.069471 | 0.069471 | 0.069471 | 0.069471 | 0.069471 | 0.069471 | 0.069471 | 4836.2847 | 4836.2847 | 4836.2847 | 4836.2847 | 4836.2847 | 4836.2847 | 4836.2847 | 0 | 0 | 0 | 0 | 0 | 0 | 0 | 0.8 | 0.8 | 0.8 | 0.8 | 0.8 | 0.8 | 0.8 | 0 | 0 | 0 | 0 | 0 | 0 | 0 | 0.73922 | 0.73922 | 0.73922 | 0.73922 | 0.73922 | 0.73922 | 0.73922 | 0.11088 | 0.11088 | 0.11088 | 0.11088 | 0.11088 | 0.11088 | 0.11088 | 364.4167 | 364.4167 | 364.4167 | 364.4167 | 364.4167 | 364.4167 | 364.4167 | 0.088706 | 0.088706 | 0.088706 | 0.088706 | 0.088706 | 0.088706 | 0.088706 | 4836.2847 | 4836.2847 | 4836.2847 | 4836.2847 | 4836.2847 | 4836.2847 | 4836.2847 | 0 | 0 | 0 | 0 | 0 | 0 | 0 | 0.8 | 0.8 | 0.8 | 0.8 | 0.8 | 0.8 | 0.8 | 0 | 0 | 0 | 0 | 0 | 0 | 0 | Restaurant (sit-down) Dining ILit all | Restaurant (sit-down) Dining ILit all | 3821 | 14 | 80 | Restaurant (sit-down) Dining ILit2 all | Restaurant (sit-down) Dining ILit2 all | Restaurant (sit-down) Dining ILit2 All | 3905 | 14 | 80 | 3821 | 13.0937 | 0.8 | 0.14 | 0.14 | 0.14 | 0.14 | 0.14 | 0.14 | 0.14 | 0.46447 | 0.8 | 0.8 | 0.8 | 0.8 | 0.8 | 0.8 | 0.8 | 0.8 | 0.8 | 0.8 | 0.8 | 0.8 | 0.8 | 0.60868 | 0.46447 | 0.17605 | 13.0937 | 0.8 | 0.14 | 0.14 | 0.14 | 0.14 | 0.14 | 0.14 | 0.14 | 0.46447 | 0.8 | 0.8 | 0.8 | 0.8 | 0.8 | 0.8 | 0.8 | 0.8 | 0.8 | 0.8 | 0.8 | 0.8 | 0.8 | 0.60868 | 0.46447 | 0.17605 | 0 | 0 | 0 | 0 | 0 | 0 | 0 | 0.49163 | 1 | 1 | 1 | 1 | 1 | 1 | 1 | 1 | 1 | 1 | 1 | 1 | 1 | 0.71013 | 0.49163 | 0.054625 | 0 | 0 | 0 | 0 | 0 | 0 | 0 | 0.49163 | 1 | 1 | 1 | 1 | 1 | 1 | 1 | 1 | 1 | 1 | 1 | 1 | 1 | 0.71013 | 0.49163 | 0.054625 | 15 | 0.66337 | 0.20792 | 0.079208 | 0.049505 | 0.76136 | 0.15977 | 0.013874 | 0.013874 | 0.013874 | 0.013874 | 0.013874 | 0.013874 | 0.013874 |  | 0.15848 | 0.15848 | 0.15861 | 0.15861 | 0.1586 | 0.1586 | 0.1586 | Restaurant - Sit-Down - Lobby (Main Entry and Assembly) - all | 16 | 10 | 22 | 2409.6 | 876.9147 | 2409.6 | 876.9147 | 0 | 0 | 9.6 | 3.4937 | 0 | 0 | 0 | 0 | 0 | 0 | 0 | 0 | 0 | 0 | 0 | 0.8 | 0.8 | 0.8 | 0.8 | 0.8 | 0.8 | 0.8 | 0.8 | 0.8 | 0.8 | 0.8 | 0.8 | 0 | 0 | 0 |  | 2409.6 | 876.9147 | 2409.6 | 876.9147 | 0 | 0 | 9.6 | 3.4937 | 0 | 0 | 0 | 0 | 0 | 0 | 0 | 0 | 0 | 0 | 0 | 0.8 | 0.8 | 0.8 | 0.8 | 0.8 | 0.8 | 0.8 | 0.8 | 0.8 | 0.8 | 0.8 | 0.8 | 0 | 0 | 0 | 1 | 1 | 1 | 1
1613 | 16 | 13 | 5 | 1 |  |  |  |  | Restaurant - Sit-Down | Restrooms | Restaurant - Sit-Down - Restrooms |  | Restaurant - Sit-Down | Restaurant - Sit-Down - Restrooms | Restaurant (sit-down) Dining | Sat | Open | 52 | 52 | 0.05 | 0.30876 | 0.30876 | 0.23157 | 0.23157 | 0.23157 | 0.23157 | 0.23157 | 0 | 0 | 0 | 0 | 0 | 0 | 0 | 10.9133 | 10.9133 | 8.185 | 8.185 | 8.185 | 8.185 | 8.185 | 0 | 0 | 0 | 0 | 0 | 0 | 0 | 0 | 0 | 0 | 0 | 0 | 0 | 0 | 0 | 0 | 0 | 0 | 0 | 0 | 0 | 0 | 0 | 0 | 0 | 0 | 0 | 0 | 0 | 0 | 0 | 0 | 0 | 0 | 0 | 0.39425 | 0.39425 | 0.29569 | 0.29569 | 0.29569 | 0.29569 | 0.29569 | 0 | 0 | 0 | 0 | 0 | 0 | 0 | 13.935 | 13.935 | 10.4512 | 10.4512 | 10.4512 | 10.4512 | 10.4512 | 0 | 0 | 0 | 0 | 0 | 0 | 0 | 0 | 0 | 0 | 0 | 0 | 0 | 0 | 0 | 0 | 0 | 0 | 0 | 0 | 0 | 0 | 0 | 0 | 0 | 0 | 0 | 0 | 0 | 0 | 0 | 0 | 0 | 0 | 0 | Restaurant (sit-down) Dining ILit Sat | Restaurant (sit-down) Dining ILit all | 3822 | 14 | 80 | Restaurant (sit-down) Dining ILit2 Sat | Restaurant (sit-down) Dining ILit2 Sat | Restaurant (sit-down) Dining ILit2 All | 3906 | 14 | 80 | 3822 | 13.5945 | 0.8 | 0.14 | 0.14 | 0.14 | 0.14 | 0.14 | 0.14 | 0.14 | 0.46447 | 0.8 | 0.8 | 0.8 | 0.8 | 0.8 | 0.8 | 0.8 | 0.8 | 0.8 | 0.8 | 0.8 | 0.8 | 0.8 | 0.8 | 0.475 | 0.475 | 13.5945 | 0.8 | 0.14 | 0.14 | 0.14 | 0.14 | 0.14 | 0.14 | 0.14 | 0.46447 | 0.8 | 0.8 | 0.8 | 0.8 | 0.8 | 0.8 | 0.8 | 0.8 | 0.8 | 0.8 | 0.8 | 0.8 | 0.8 | 0.8 | 0.475 | 0.475 | 0 | 0 | 0 | 0 | 0 | 0 | 0 | 0.49163 | 1 | 1 | 1 | 1 | 1 | 1 | 1 | 1 | 1 | 1 | 1 | 1 | 1 | 1 | 0.50758 | 0.50758 | 0 | 0 | 0 | 0 | 0 | 0 | 0 | 0.49163 | 1 | 1 | 1 | 1 | 1 | 1 | 1 | 1 | 1 | 1 | 1 | 1 | 1 | 1 | 0.50758 | 0.50758 | 26 | 0.29 | 0.41 | 0.14 | 0.16 | 0.41429 | 0 | 0 | 0 | 0 | 0 | 0 | 0 | 0 |  | 0.15848 | 0.15848 | 0.15861 | 0.15861 | 0.1586 | 0.1586 | 0.1586 | Restaurant - Sit-Down - Restrooms - Sat | 10 | 10 | 22 | 499.2 | 207.7126 | 0 | 0 | 499.2 | 207.7126 | 0 | 0 | 9.6 | 3.9945 | 0 | 0 | 0 | 0 | 0 | 0 | 0 | 0 | 0 | 0.8 | 0.8 | 0.8 | 0.8 | 0.8 | 0.8 | 0.8 | 0.8 | 0.8 | 0.8 | 0.8 | 0.8 | 0 | 0 | 0 |  | 499.2 | 207.7126 | 0 | 0 | 499.2 | 207.7126 | 0 | 0 | 9.6 | 3.9945 | 0 | 0 | 0 | 0 | 0 | 0 | 0 | 0 | 0 | 0.8 | 0.8 | 0.8 | 0.8 | 0.8 | 0.8 | 0.8 | 0.8 | 0.8 | 0.8 | 0.8 | 0.8 | 0 | 0 | 0 | 1 | 1 | 1 | 1
1614 | 16 | 14 | 6 | 2 |  |  |  |  | Restaurant - Sit-Down | Restrooms | Restaurant - Sit-Down - Restrooms |  | Restaurant - Sit-Down | Restaurant - Sit-Down - Restrooms | Restaurant (sit-down) Dining | Sun | Open | 52 | 52 | 0.05 | 0.30876 | 0.30876 | 0.23157 | 0.23157 | 0.23157 | 0.23157 | 0.23157 | 0 | 0 | 0 | 0 | 0 | 0 | 0 | 10.9133 | 10.9133 | 8.185 | 8.185 | 8.185 | 8.185 | 8.185 | 0 | 0 | 0 | 0 | 0 | 0 | 0 | 0 | 0 | 0 | 0 | 0 | 0 | 0 | 0 | 0 | 0 | 0 | 0 | 0 | 0 | 0 | 0 | 0 | 0 | 0 | 0 | 0 | 0 | 0 | 0 | 0 | 0 | 0 | 0 | 0.39425 | 0.39425 | 0.29569 | 0.29569 | 0.29569 | 0.29569 | 0.29569 | 0 | 0 | 0 | 0 | 0 | 0 | 0 | 13.935 | 13.935 | 10.4512 | 10.4512 | 10.4512 | 10.4512 | 10.4512 | 0 | 0 | 0 | 0 | 0 | 0 | 0 | 0 | 0 | 0 | 0 | 0 | 0 | 0 | 0 | 0 | 0 | 0 | 0 | 0 | 0 | 0 | 0 | 0 | 0 | 0 | 0 | 0 | 0 | 0 | 0 | 0 | 0 | 0 | 0 | Restaurant (sit-down) Dining ILit Sun | Restaurant (sit-down) Dining ILit all | 3822 | 14 | 80 | Restaurant (sit-down) Dining ILit2 Sun | Restaurant (sit-down) Dining ILit2 Sun | Restaurant (sit-down) Dining ILit2 All | 3906 | 14 | 80 | 3822 | 13.5945 | 0.8 | 0.14 | 0.14 | 0.14 | 0.14 | 0.14 | 0.14 | 0.14 | 0.46447 | 0.8 | 0.8 | 0.8 | 0.8 | 0.8 | 0.8 | 0.8 | 0.8 | 0.8 | 0.8 | 0.8 | 0.8 | 0.8 | 0.8 | 0.475 | 0.475 | 13.5945 | 0.8 | 0.14 | 0.14 | 0.14 | 0.14 | 0.14 | 0.14 | 0.14 | 0.46447 | 0.8 | 0.8 | 0.8 | 0.8 | 0.8 | 0.8 | 0.8 | 0.8 | 0.8 | 0.8 | 0.8 | 0.8 | 0.8 | 0.8 | 0.475 | 0.475 | 0 | 0 | 0 | 0 | 0 | 0 | 0 | 0.49163 | 1 | 1 | 1 | 1 | 1 | 1 | 1 | 1 | 1 | 1 | 1 | 1 | 1 | 1 | 0.50758 | 0.50758 | 0 | 0 | 0 | 0 | 0 | 0 | 0 | 0.49163 | 1 | 1 | 1 | 1 | 1 | 1 | 1 | 1 | 1 | 1 | 1 | 1 | 1 | 1 | 0.50758 | 0.50758 | 26 | 0.29 | 0.41 | 0.14 | 0.16 | 0.41429 | 0 | 0 | 0 | 0 | 0 | 0 | 0 | 0 |  | 0.15848 | 0.15848 | 0.15861 | 0.15861 | 0.1586 | 0.1586 | 0.1586 | Restaurant - Sit-Down - Restrooms - Sun | 12 | 10 | 22 | 499.2 | 207.7126 | 0 | 0 | 499.2 | 207.7126 | 0 | 0 | 9.6 | 3.9945 | 0 | 0 | 0 | 0 | 0 | 0 | 0 | 0 | 0 | 0.8 | 0.8 | 0.8 | 0.8 | 0.8 | 0.8 | 0.8 | 0.8 | 0.8 | 0.8 | 0.8 | 0.8 | 0 | 0 | 0 |  | 499.2 | 207.7126 | 0 | 0 | 499.2 | 207.7126 | 0 | 0 | 9.6 | 3.9945 | 0 | 0 | 0 | 0 | 0 | 0 | 0 | 0 | 0 | 0.8 | 0.8 | 0.8 | 0.8 | 0.8 | 0.8 | 0.8 | 0.8 | 0.8 | 0.8 | 0.8 | 0.8 | 0 | 0 | 0 | 1 | 1 | 1 | 1
1615 | 16 | 15 | 7 | 3 |  |  |  |  | Restaurant - Sit-Down | Restrooms | Restaurant - Sit-Down - Restrooms |  | Restaurant - Sit-Down | Restaurant - Sit-Down - Restrooms | Restaurant (sit-down) Dining | Hol | Open | 10 | 10 | 0.05 | 0.30876 | 0.30876 | 0.23157 | 0.23157 | 0.23157 | 0.23157 | 0.23157 | 0 | 0 | 0 | 0 | 0 | 0 | 0 | 2.0987 | 2.0987 | 1.574 | 1.574 | 1.574 | 1.574 | 1.574 | 0 | 0 | 0 | 0 | 0 | 0 | 0 | 0 | 0 | 0 | 0 | 0 | 0 | 0 | 0 | 0 | 0 | 0 | 0 | 0 | 0 | 0 | 0 | 0 | 0 | 0 | 0 | 0 | 0 | 0 | 0 | 0 | 0 | 0 | 0 | 0.39425 | 0.39425 | 0.29569 | 0.29569 | 0.29569 | 0.29569 | 0.29569 | 0 | 0 | 0 | 0 | 0 | 0 | 0 | 2.6798 | 2.6798 | 2.0099 | 2.0099 | 2.0099 | 2.0099 | 2.0099 | 0 | 0 | 0 | 0 | 0 | 0 | 0 | 0 | 0 | 0 | 0 | 0 | 0 | 0 | 0 | 0 | 0 | 0 | 0 | 0 | 0 | 0 | 0 | 0 | 0 | 0 | 0 | 0 | 0 | 0 | 0 | 0 | 0 | 0 | 0 | Restaurant (sit-down) Dining ILit Hol | Restaurant (sit-down) Dining ILit all | 3822 | 14 | 80 | Restaurant (sit-down) Dining ILit2 Hol | Restaurant (sit-down) Dining ILit2 Hol | Restaurant (sit-down) Dining ILit2 All | 3906 | 14 | 80 | 3822 | 13.5945 | 0.8 | 0.14 | 0.14 | 0.14 | 0.14 | 0.14 | 0.14 | 0.14 | 0.46447 | 0.8 | 0.8 | 0.8 | 0.8 | 0.8 | 0.8 | 0.8 | 0.8 | 0.8 | 0.8 | 0.8 | 0.8 | 0.8 | 0.8 | 0.475 | 0.475 | 13.5945 | 0.8 | 0.14 | 0.14 | 0.14 | 0.14 | 0.14 | 0.14 | 0.14 | 0.46447 | 0.8 | 0.8 | 0.8 | 0.8 | 0.8 | 0.8 | 0.8 | 0.8 | 0.8 | 0.8 | 0.8 | 0.8 | 0.8 | 0.8 | 0.475 | 0.475 | 0 | 0 | 0 | 0 | 0 | 0 | 0 | 0.49163 | 1 | 1 | 1 | 1 | 1 | 1 | 1 | 1 | 1 | 1 | 1 | 1 | 1 | 1 | 0.50758 | 0.50758 | 0 | 0 | 0 | 0 | 0 | 0 | 0 | 0.49163 | 1 | 1 | 1 | 1 | 1 | 1 | 1 | 1 | 1 | 1 | 1 | 1 | 1 | 1 | 0.50758 | 0.50758 | 26 | 0.29 | 0.41 | 0.14 | 0.16 | 0.41429 | 0 | 0 | 0 | 0 | 0 | 0 | 0 | 0 |  | 0.15848 | 0.15848 | 0.15861 | 0.15861 | 0.1586 | 0.1586 | 0.1586 | Restaurant - Sit-Down - Restrooms - Hol | 14 | 10 | 22 | 96 | 39.9447 | 0 | 0 | 96 | 39.9447 | 0 | 0 | 9.6 | 3.9945 | 0 | 0 | 0 | 0 | 0 | 0 | 0 | 0 | 0 | 0.8 | 0.8 | 0.8 | 0.8 | 0.8 | 0.8 | 0.8 | 0.8 | 0.8 | 0.8 | 0.8 | 0.8 | 0 | 0 | 0 |  | 96 | 39.9447 | 0 | 0 | 96 | 39.9447 | 0 | 0 | 9.6 | 3.9945 | 0 | 0 | 0 | 0 | 0 | 0 | 0 | 0 | 0 | 0.8 | 0.8 | 0.8 | 0.8 | 0.8 | 0.8 | 0.8 | 0.8 | 0.8 | 0.8 | 0.8 | 0.8 | 0 | 0 | 0 | 1 | 1 | 1 | 1
1616 | 16 | 16 | 8 | 4 | Restaurant - Sit-Down | Restaurant - Sit-Down | Restaurant - Sit-Down - Restrooms | Restaurant - Sit-Down - Restrooms | Restaurant - Sit-Down | Restrooms | Restaurant - Sit-Down - Restrooms |  | Restaurant - Sit-Down | Restaurant - Sit-Down - Restrooms | Restaurant (sit-down) Dining | all | Open | 251 | 251 | 0.05 | 0.30876 | 0.30876 | 0.23157 | 0.23157 | 0.23157 | 0.23157 | 0.23157 | 0.015438 | 0.015438 | 0.011579 | 0.011579 | 0.011579 | 0.011579 | 0.011579 | 50.7373 | 50.7373 | 38.053 | 38.053 | 38.053 | 38.053 | 38.053 | 0.01235 | 0.01235 | 0.0092628 | 0.0092628 | 0.0092628 | 0.0092628 | 0.0092628 | 4836.2847 | 4836.2847 | 4836.2847 | 4836.2847 | 4836.2847 | 4836.2847 | 4836.2847 | 4820.4238 | 4820.4238 | 4819.5036 | 4819.5036 | 4819.9897 | 4819.9897 | 4819.9897 | 0.8 | 0.8 | 0.8 | 0.8 | 0.8 | 0.8 | 0.8 | 0.8 | 0.8 | 0.8 | 0.8 | 0.8 | 0.8 | 0.8 | 0.39425 | 0.39425 | 0.29569 | 0.29569 | 0.29569 | 0.29569 | 0.29569 | 0.019712 | 0.019712 | 0.014784 | 0.014784 | 0.014784 | 0.014784 | 0.014784 | 64.7852 | 64.7852 | 48.5889 | 48.5889 | 48.5889 | 48.5889 | 48.5889 | 0.01577 | 0.01577 | 0.011827 | 0.011827 | 0.011827 | 0.011827 | 0.011827 | 4836.2847 | 4836.2847 | 4836.2847 | 4836.2847 | 4836.2847 | 4836.2847 | 4836.2847 | 4832.6555 | 4832.6555 | 4832.2696 | 4832.2696 | 4832.4778 | 4832.4778 | 4832.4778 | 0.8 | 0.8 | 0.8 | 0.8 | 0.8 | 0.8 | 0.8 | 0.8 | 0.8 | 0.8 | 0.8 | 0.8 | 0.8 | 0.8 | Restaurant (sit-down) Dining ILit all | Restaurant (sit-down) Dining ILit all | 3821 | 14 | 80 | Restaurant (sit-down) Dining ILit2 all | Restaurant (sit-down) Dining ILit2 all | Restaurant (sit-down) Dining ILit2 All | 3905 | 14 | 80 | 3821 | 13.0937 | 0.8 | 0.14 | 0.14 | 0.14 | 0.14 | 0.14 | 0.14 | 0.14 | 0.46447 | 0.8 | 0.8 | 0.8 | 0.8 | 0.8 | 0.8 | 0.8 | 0.8 | 0.8 | 0.8 | 0.8 | 0.8 | 0.8 | 0.60868 | 0.46447 | 0.17605 | 13.0937 | 0.8 | 0.14 | 0.14 | 0.14 | 0.14 | 0.14 | 0.14 | 0.14 | 0.46447 | 0.8 | 0.8 | 0.8 | 0.8 | 0.8 | 0.8 | 0.8 | 0.8 | 0.8 | 0.8 | 0.8 | 0.8 | 0.8 | 0.60868 | 0.46447 | 0.17605 | 0 | 0 | 0 | 0 | 0 | 0 | 0 | 0.49163 | 1 | 1 | 1 | 1 | 1 | 1 | 1 | 1 | 1 | 1 | 1 | 1 | 1 | 0.71013 | 0.49163 | 0.054625 | 0 | 0 | 0 | 0 | 0 | 0 | 0 | 0.49163 | 1 | 1 | 1 | 1 | 1 | 1 | 1 | 1 | 1 | 1 | 1 | 1 | 1 | 0.71013 | 0.49163 | 0.054625 | 26 | 0.29 | 0.41 | 0.14 | 0.16 | 0.41429 | 0.12107 | 0.001869 | 0.001869 | 0.0014018 | 0.0014018 | 0.0014018 | 0.0014018 | 0.0014018 | Restaurant - Sit-Down | 0.15848 | 0.15848 | 0.15861 | 0.15861 | 0.1586 | 0.1586 | 0.1586 | Restaurant - Sit-Down - Restrooms - all | 16 | 10 | 22 | 2409.6 | 876.9147 | 2409.6 | 876.9147 | 0 | 0 | 9.6 | 3.4937 | 0 | 0 | 0 | 0 | 0 | 0 | 0 | 0 | 0 | 0 | 0 | 0.8 | 0.8 | 0.8 | 0.8 | 0.8 | 0.8 | 0.8 | 0.8 | 0.8 | 0.8 | 0.8 | 0.8 | 0 | 0 | 0 |  | 2409.6 | 876.9147 | 2409.6 | 876.9147 | 0 | 0 | 9.6 | 3.4937 | 0 | 0 | 0 | 0 | 0 | 0 | 0 | 0 | 0 | 0 | 0 | 0.8 | 0.8 | 0.8 | 0.8 | 0.8 | 0.8 | 0.8 | 0.8 | 0.8 | 0.8 | 0.8 | 0.8 | 0 | 0 | 0 | 1 | 1 | 1 | 1
1701 | 17 | 1 | 5 | 1 |  |  |  |  | Retail - 3-Story Large | Office (General) | Retail - 3-Story Large - Office (General) |  | Retail - 3-Story Large | Retail - 3-Story Large - Office (General) | Retail (lrg, 3-story) Office | Sat | Open | 52 | 52 | 0.05 | 1.0967 | 1.0967 | 1.0967 | 1.0967 | 1.0967 | 0.88583 | 0.88583 | 0 | 0 | 0 | 0 | 0 | 0 | 0 | 17.5981 | 17.5981 | 17.5981 | 17.5981 | 17.5981 | 14.2139 | 14.2139 | 0 | 0 | 0 | 0 | 0 | 0 | 0 | 0 | 0 | 0 | 0 | 0 | 0 | 0 | 0 | 0 | 0 | 0 | 0 | 0 | 0 | 0 | 0 | 0 | 0 | 0 | 0 | 0 | 0 | 0 | 0 | 0 | 0 | 0 | 0 | 0.074909 | 0.074909 | 0.074909 | 0.074909 | 0.074909 | 0.060503 | 0.060503 | 0 | 0 | 0 | 0 | 0 | 0 | 0 | 1.2028 | 1.2028 | 1.2028 | 1.2028 | 1.2028 | 0.97146 | 0.97146 | 0 | 0 | 0 | 0 | 0 | 0 | 0 | 0 | 0 | 0 | 0 | 0 | 0 | 0 | 0 | 0 | 0 | 0 | 0 | 0 | 0 | 0 | 0 | 0 | 0 | 0 | 0 | 0 | 0 | 0 | 0 | 0 | 0 | 0 | 0 | Retail (lrg, 3-story) Office ILit Sat | Retail (lrg, 3-story) Office ILit all | 3395 | 5 | 52.5 | Retail (lrg, 3-story) Office ILit2 Sat | Retail (lrg, 3-story) Office ILit Sat | Retail (lrg, 3-story) Office ILit all | 3395 | 6.5 | 50 | 3395 | 6.1715 | 0.50531 | 0.05 | 0.05 | 0.05 | 0.05 | 0.05 | 0.05 | 0.05 | 0.05 | 0.18194 | 0.525 | 0.525 | 0.525 | 0.525 | 0.525 | 0.525 | 0.525 | 0.525 | 0.525 | 0.44583 | 0.34028 | 0.18194 | 0.05 | 0.05 | 0.05 | 6.1755 | 0.48125 | 0.065 | 0.065 | 0.065 | 0.065 | 0.065 | 0.065 | 0.065 | 0.065 | 0.18583 | 0.5 | 0.5 | 0.5 | 0.5 | 0.5 | 0.5 | 0.5 | 0.5 | 0.5 | 0.4275 | 0.33083 | 0.18583 | 0.065 | 0.065 | 0.065 | 0 | 0 | 0 | 0 | 0 | 0 | 0 | 0 | 0.27778 | 1 | 1 | 1 | 1 | 1 | 1 | 1 | 1 | 1 | 0.83333 | 0.61111 | 0.27778 | 0 | 0 | 0 | 0 | 0 | 0 | 0 | 0 | 0 | 0 | 0 | 0.27778 | 1 | 1 | 1 | 1 | 1 | 1 | 1 | 1 | 1 | 0.83333 | 0.61111 | 0.27778 | 0 | 0 | 0 | 15 | 0.66337 | 0.20792 | 0.079208 | 0.049505 | 0.76136 | 0 | 0 | 0 | 0 | 0 | 0 | 0 | 0 |  | 0.0074141 | 0.0074141 | 0.006666 | 0.0070595 | 0.0070595 | 0.006312 | 0.007686 | Retail - 3-Story Large - Office (General) - Sat | 10 | 9 | 19 | 255.1611 | 65.7566 | 0 | 0 | 255.1611 | 65.7566 | 0 | 0 | 4.9069 | 1.2646 | 0 | 0 | 0 | 0 | 0 | 0 | 0 | 0 | 0.18194 | 0.525 | 0.525 | 0.525 | 0.525 | 0.525 | 0.525 | 0.525 | 0.525 | 0.525 | 0 | 0 | 0 | 0 | 0 | 0 |  | 243.6633 | 77.4631 | 0 | 0 | 243.6633 | 77.4631 | 0 | 0 | 4.6858 | 1.4897 | 0 | 0 | 0 | 0 | 0 | 0 | 0 | 0 | 0.18583 | 0.5 | 0.5 | 0.5 | 0.5 | 0.5 | 0.5 | 0.5 | 0.5 | 0.5 | 0 | 0 | 0 | 0 | 0 | 0 | 0.96054 | 0.9625 | 0.97329 | 0.9625
1702 | 17 | 2 | 6 | 2 |  |  |  |  | Retail - 3-Story Large | Office (General) | Retail - 3-Story Large - Office (General) |  | Retail - 3-Story Large | Retail - 3-Story Large - Office (General) | Retail (lrg, 3-story) Office | Sun | Open | 52 | 52 | 0.05 | 1.0967 | 1.0967 | 1.0967 | 1.0967 | 1.0967 | 0.88583 | 0.88583 | 0 | 0 | 0 | 0 | 0 | 0 | 0 | 15.7912 | 15.7912 | 15.7912 | 15.7912 | 15.7912 | 12.7544 | 12.7544 | 0 | 0 | 0 | 0 | 0 | 0 | 0 | 0 | 0 | 0 | 0 | 0 | 0 | 0 | 0 | 0 | 0 | 0 | 0 | 0 | 0 | 0 | 0 | 0 | 0 | 0 | 0 | 0 | 0 | 0 | 0 | 0 | 0 | 0 | 0 | 0.074909 | 0.074909 | 0.074909 | 0.074909 | 0.074909 | 0.060503 | 0.060503 | 0 | 0 | 0 | 0 | 0 | 0 | 0 | 1.0882 | 1.0882 | 1.0882 | 1.0882 | 1.0882 | 0.87896 | 0.87896 | 0 | 0 | 0 | 0 | 0 | 0 | 0 | 0 | 0 | 0 | 0 | 0 | 0 | 0 | 0 | 0 | 0 | 0 | 0 | 0 | 0 | 0 | 0 | 0 | 0 | 0 | 0 | 0 | 0 | 0 | 0 | 0 | 0 | 0 | 0 | Retail (lrg, 3-story) Office ILit Sun | Retail (lrg, 3-story) Office ILit all | 3396 | 5 | 52.5 | Retail (lrg, 3-story) Office ILit2 Sun | Retail (lrg, 3-story) Office ILit Sun | Retail (lrg, 3-story) Office ILit all | 3396 | 6.5 | 50 | 3396 | 5.5378 | 0.50531 | 0.05 | 0.05 | 0.05 | 0.05 | 0.05 | 0.05 | 0.05 | 0.05 | 0.18194 | 0.39306 | 0.525 | 0.525 | 0.525 | 0.525 | 0.525 | 0.525 | 0.525 | 0.525 | 0.34028 | 0.05 | 0.05 | 0.05 | 0.05 | 0.05 | 5.5875 | 0.48125 | 0.065 | 0.065 | 0.065 | 0.065 | 0.065 | 0.065 | 0.065 | 0.065 | 0.18583 | 0.37917 | 0.5 | 0.5 | 0.5 | 0.5 | 0.5 | 0.5 | 0.5 | 0.5 | 0.33083 | 0.065 | 0.065 | 0.065 | 0.065 | 0.065 | 0 | 0 | 0 | 0 | 0 | 0 | 0 | 0 | 0.27778 | 0.72222 | 1 | 1 | 1 | 1 | 1 | 1 | 1 | 1 | 0.61111 | 0 | 0 | 0 | 0 | 0 | 0 | 0 | 0 | 0 | 0 | 0 | 0 | 0 | 0.27778 | 0.72222 | 1 | 1 | 1 | 1 | 1 | 1 | 1 | 1 | 0.61111 | 0 | 0 | 0 | 0 | 0 | 15 | 0.66337 | 0.20792 | 0.079208 | 0.049505 | 0.76136 | 0 | 0 | 0 | 0 | 0 | 0 | 0 | 0 |  | 0.0074141 | 0.0074141 | 0.006666 | 0.0070595 | 0.0070595 | 0.006312 | 0.007686 | Retail - 3-Story Large - Office (General) - Sun | 12 | 9 | 19 | 248.3 | 39.6657 | 0 | 0 | 248.3 | 39.6657 | 0 | 0 | 4.775 | 0.7628 | 0 | 0 | 0 | 0 | 0 | 0 | 0 | 0 | 0.18194 | 0.39306 | 0.525 | 0.525 | 0.525 | 0.525 | 0.525 | 0.525 | 0.525 | 0.525 | 0 | 0 | 0 | 0 | 0 | 0 |  | 237.38 | 53.169 | 0 | 0 | 237.38 | 53.169 | 0 | 0 | 4.565 | 1.0225 | 0 | 0 | 0 | 0 | 0 | 0 | 0 | 0 | 0.18583 | 0.37917 | 0.5 | 0.5 | 0.5 | 0.5 | 0.5 | 0.5 | 0.5 | 0.5 | 0 | 0 | 0 | 0 | 0 | 0 | 0.96054 | 0.9625 | 0.97329 | 0.9625
1703 | 17 | 3 | 7 | 3 |  |  |  |  | Retail - 3-Story Large | Office (General) | Retail - 3-Story Large - Office (General) |  | Retail - 3-Story Large | Retail - 3-Story Large - Office (General) | Retail (lrg, 3-story) Office | Hol | Open | 10 | 10 | 0.05 | 1.0967 | 1.0967 | 1.0967 | 1.0967 | 1.0967 | 0.88583 | 0.88583 | 0 | 0 | 0 | 0 | 0 | 0 | 0 | 3.0368 | 3.0368 | 3.0368 | 3.0368 | 3.0368 | 2.4528 | 2.4528 | 0 | 0 | 0 | 0 | 0 | 0 | 0 | 0 | 0 | 0 | 0 | 0 | 0 | 0 | 0 | 0 | 0 | 0 | 0 | 0 | 0 | 0 | 0 | 0 | 0 | 0 | 0 | 0 | 0 | 0 | 0 | 0 | 0 | 0 | 0 | 0.074909 | 0.074909 | 0.074909 | 0.074909 | 0.074909 | 0.060503 | 0.060503 | 0 | 0 | 0 | 0 | 0 | 0 | 0 | 0.20928 | 0.20928 | 0.20928 | 0.20928 | 0.20928 | 0.16903 | 0.16903 | 0 | 0 | 0 | 0 | 0 | 0 | 0 | 0 | 0 | 0 | 0 | 0 | 0 | 0 | 0 | 0 | 0 | 0 | 0 | 0 | 0 | 0 | 0 | 0 | 0 | 0 | 0 | 0 | 0 | 0 | 0 | 0 | 0 | 0 | 0 | Retail (lrg, 3-story) Office ILit Hol | Retail (lrg, 3-story) Office ILit all | 3396 | 5 | 52.5 | Retail (lrg, 3-story) Office ILit2 Hol | Retail (lrg, 3-story) Office ILit Hol | Retail (lrg, 3-story) Office ILit all | 3396 | 6.5 | 50 | 3396 | 5.5378 | 0.50531 | 0.05 | 0.05 | 0.05 | 0.05 | 0.05 | 0.05 | 0.05 | 0.05 | 0.18194 | 0.39306 | 0.525 | 0.525 | 0.525 | 0.525 | 0.525 | 0.525 | 0.525 | 0.525 | 0.34028 | 0.05 | 0.05 | 0.05 | 0.05 | 0.05 | 5.5875 | 0.48125 | 0.065 | 0.065 | 0.065 | 0.065 | 0.065 | 0.065 | 0.065 | 0.065 | 0.18583 | 0.37917 | 0.5 | 0.5 | 0.5 | 0.5 | 0.5 | 0.5 | 0.5 | 0.5 | 0.33083 | 0.065 | 0.065 | 0.065 | 0.065 | 0.065 | 0 | 0 | 0 | 0 | 0 | 0 | 0 | 0 | 0.27778 | 0.72222 | 1 | 1 | 1 | 1 | 1 | 1 | 1 | 1 | 0.61111 | 0 | 0 | 0 | 0 | 0 | 0 | 0 | 0 | 0 | 0 | 0 | 0 | 0 | 0.27778 | 0.72222 | 1 | 1 | 1 | 1 | 1 | 1 | 1 | 1 | 0.61111 | 0 | 0 | 0 | 0 | 0 | 15 | 0.66337 | 0.20792 | 0.079208 | 0.049505 | 0.76136 | 0 | 0 | 0 | 0 | 0 | 0 | 0 | 0 |  | 0.0074141 | 0.0074141 | 0.006666 | 0.0070595 | 0.0070595 | 0.006312 | 0.007686 | Retail - 3-Story Large - Office (General) - Hol | 14 | 9 | 19 | 47.75 | 7.628 | 0 | 0 | 47.75 | 7.628 | 0 | 0 | 4.775 | 0.7628 | 0 | 0 | 0 | 0 | 0 | 0 | 0 | 0 | 0.18194 | 0.39306 | 0.525 | 0.525 | 0.525 | 0.525 | 0.525 | 0.525 | 0.525 | 0.525 | 0 | 0 | 0 | 0 | 0 | 0 |  | 45.65 | 10.2248 | 0 | 0 | 45.65 | 10.2248 | 0 | 0 | 4.565 | 1.0225 | 0 | 0 | 0 | 0 | 0 | 0 | 0 | 0 | 0.18583 | 0.37917 | 0.5 | 0.5 | 0.5 | 0.5 | 0.5 | 0.5 | 0.5 | 0.5 | 0 | 0 | 0 | 0 | 0 | 0 | 0.96054 | 0.9625 | 0.97329 | 0.9625
1704 | 17 | 4 | 8 | 4 |  |  | Retail - 3-Story Large - Office (General) | Retail - 3-Story Large - Office (General) | Retail - 3-Story Large | Office (General) | Retail - 3-Story Large - Office (General) |  | Retail - 3-Story Large | Retail - 3-Story Large - Office (General) | Retail (lrg, 3-story) Office | all | Open | 251 | 251 | 0.05 | 1.0967 | 1.0967 | 1.0967 | 1.0967 | 1.0967 | 0.88583 | 0.88583 | 0.054837 | 0.054837 | 0.054837 | 0.054837 | 0.054837 | 0.044291 | 0.044291 | 100.3143 | 100.3143 | 100.3143 | 100.3143 | 100.3143 | 81.0231 | 81.0231 | 0.030349 | 0.030349 | 0.030349 | 0.030349 | 0.030349 | 0.024513 | 0.024513 | 2493.5813 | 2493.5813 | 2493.5813 | 2493.5813 | 2493.5813 | 2493.5813 | 2493.5813 | 0 | 0 | 0 | 0 | 0 | 0 | 0 | 0.55344 | 0.55344 | 0.55344 | 0.55344 | 0.55344 | 0.55344 | 0.55344 | 0 | 0 | 0 | 0 | 0 | 0 | 0 | 0.074909 | 0.074909 | 0.074909 | 0.074909 | 0.074909 | 0.060503 | 0.060503 | 0.0037454 | 0.0037454 | 0.0037454 | 0.0037454 | 0.0037454 | 0.0030252 | 0.0030252 | 6.8266 | 6.8266 | 6.8266 | 6.8266 | 6.8266 | 5.5138 | 5.5138 | 0.0019827 | 0.0019827 | 0.0019827 | 0.0019827 | 0.0019827 | 0.0016014 | 0.0016014 | 2490.1956 | 2490.1956 | 2490.1956 | 2490.1956 | 2490.1956 | 2490.1956 | 2490.1956 | 0 | 0 | 0 | 0 | 0 | 0 | 0 | 0.52938 | 0.52938 | 0.52938 | 0.52938 | 0.52938 | 0.52938 | 0.52938 | 0 | 0 | 0 | 0 | 0 | 0 | 0 | Retail (lrg, 3-story) Office ILit all | Retail (lrg, 3-story) Office ILit all | 3394 | 5 | 57.5 | Retail (lrg, 3-story) Office ILit2 all | Retail (lrg, 3-story) Office ILit all | Retail (lrg, 3-story) Office ILit all | 3394 | 6.5 | 55 | 3394 | 7.2881 | 0.55344 | 0.05 | 0.05 | 0.05 | 0.05 | 0.05 | 0.05 | 0.05 | 0.05 | 0.19583 | 0.575 | 0.575 | 0.575 | 0.575 | 0.575 | 0.575 | 0.575 | 0.575 | 0.575 | 0.575 | 0.575 | 0.3125 | 0.25417 | 0.05 | 0.05 | 7.2615 | 0.52938 | 0.065 | 0.065 | 0.065 | 0.065 | 0.065 | 0.065 | 0.065 | 0.065 | 0.19972 | 0.55 | 0.55 | 0.55 | 0.55 | 0.55 | 0.55 | 0.55 | 0.55 | 0.55 | 0.55 | 0.55 | 0.3075 | 0.25361 | 0.065 | 0.065 | 0 | 0 | 0 | 0 | 0 | 0 | 0 | 0 | 0.27778 | 1 | 1 | 1 | 1 | 1 | 1 | 1 | 1 | 1 | 1 | 1 | 0.5 | 0.38889 | 0 | 0 | 0 | 0 | 0 | 0 | 0 | 0 | 0 | 0 | 0.27778 | 1 | 1 | 1 | 1 | 1 | 1 | 1 | 1 | 1 | 1 | 1 | 0.5 | 0.38889 | 0 | 0 | 15 | 0.66337 | 0.20792 | 0.079208 | 0.049505 | 0.76136 | 0.087346 | 0.0047898 | 0.0047898 | 0.0047898 | 0.0047898 | 0.0047898 | 0.0038687 | 0.0038687 |  | 0.0074141 | 0.0074141 | 0.006666 | 0.0070595 | 0.0070595 | 0.006312 | 0.007686 | Retail - 3-Story Large - Office (General) - all | 16 | 9 | 21 | 1636.7292 | 192.5907 | 1636.7292 | 192.5907 | 0 | 0 | 6.5208 | 0.76729 | 0 | 0 | 0 | 0 | 0 | 0 | 0 | 0 | 0 | 0 | 0.19583 | 0.575 | 0.575 | 0.575 | 0.575 | 0.575 | 0.575 | 0.575 | 0.575 | 0.575 | 0.575 | 0.575 | 0 | 0 | 0 | 0 |  | 1568.6803 | 253.9651 | 1568.6803 | 253.9651 | 0 | 0 | 6.2497 | 1.0118 | 0 | 0 | 0 | 0 | 0 | 0 | 0 | 0 | 0 | 0 | 0.19972 | 0.55 | 0.55 | 0.55 | 0.55 | 0.55 | 0.55 | 0.55 | 0.55 | 0.55 | 0.55 | 0.55 | 0 | 0 | 0 | 0 | 0.96054 | 0.9625 | 0.97329 | 0.9625
1705 | 17 | 5 | 5 | 1 |  |  |  |  | Retail - 3-Story Large | Retail Sales and Wholesale Showroom | Retail - 3-Story Large - Retail Sales and Wholesale Showroom |  | Retail - 3-Story Large | Retail - 3-Story Large - Retail Sales and Wholesale Showroom | Retail (lrg, 3-story) Showroom | Sat | Open | 52 | 52 | 0.8 | 1.3498 | 1.3498 | 1.3498 | 1.2655 | 1.2655 | 1.2655 | 1.0124 | 0 | 0 | 0 | 0 | 0 | 0 | 0 | 499.7618 | 499.7618 | 499.7618 | 468.5267 | 468.5267 | 468.5267 | 374.8214 | 0 | 0 | 0 | 0 | 0 | 0 | 0 | 0 | 0 | 0 | 0 | 0 | 0 | 0 | 0 | 0 | 0 | 0 | 0 | 0 | 0 | 0 | 0 | 0 | 0 | 0 | 0 | 0 | 0 | 0 | 0 | 0 | 0 | 0 | 0 | 0.092196 | 0.092196 | 0.092196 | 0.086433 | 0.086433 | 0.086433 | 0.069147 | 0 | 0 | 0 | 0 | 0 | 0 | 0 | 38.1616 | 38.1616 | 38.1616 | 35.7765 | 35.7765 | 35.7765 | 28.6212 | 0 | 0 | 0 | 0 | 0 | 0 | 0 | 0 | 0 | 0 | 0 | 0 | 0 | 0 | 0 | 0 | 0 | 0 | 0 | 0 | 0 | 0 | 0 | 0 | 0 | 0 | 0 | 0 | 0 | 0 | 0 | 0 | 0 | 0 | 0 | Retail (lrg, 3-story) Showroom ILit Sat | Retail (lrg, 3-story) Showroom ILit all | 3404 | 5 | 75 | Retail (lrg, 3-story) Showroom ILit2 Sat | Retail (lrg, 3-story) Showroom ILit Sat | Retail (lrg, 3-story) Showroom ILit all | 3404 | 30 | 55 | 3404 | 8.9 | 0.75 | 0.05 | 0.05 | 0.05 | 0.05 | 0.05 | 0.05 | 0.05 | 0.05 | 0.24444 | 0.75 | 0.75 | 0.75 | 0.75 | 0.75 | 0.75 | 0.75 | 0.75 | 0.75 | 0.63333 | 0.47778 | 0.24444 | 0.05 | 0.05 | 0.05 | 9.95 | 0.55 | 0.3 | 0.3 | 0.3 | 0.3 | 0.3 | 0.3 | 0.3 | 0.3 | 0.36944 | 0.55 | 0.55 | 0.55 | 0.55 | 0.55 | 0.55 | 0.55 | 0.55 | 0.55 | 0.50833 | 0.45278 | 0.36944 | 0.3 | 0.3 | 0.3 | 0 | 0 | 0 | 0 | 0 | 0 | 0 | 0 | 0.27778 | 1 | 1 | 1 | 1 | 1 | 1 | 1 | 1 | 1 | 0.83333 | 0.61111 | 0.27778 | 0 | 0 | 0 | 0 | 0 | 0 | 0 | 0 | 0 | 0 | 0 | 0.27778 | 1 | 1 | 1 | 1 | 1 | 1 | 1 | 1 | 1 | 0.83333 | 0.61111 | 0.27778 | 0 | 0 | 0 | 0 | 0 | 0 | 0 | 0 | 0 | 0 | 0 | 0 | 0 | 0 | 0 | 0 | 0 |  | 0.0074141 | 0.0074141 | 0.006666 | 0.0070595 | 0.0070595 | 0.006312 | 0.007686 | Retail - 3-Story Large - Retail Sales and Wholesale Showroom - Sat | 10 | 9 | 19 | 363.7111 | 99.0889 | 0 | 0 | 363.7111 | 99.0889 | 0 | 0 | 6.9944 | 1.9056 | 0 | 0 | 0 | 0 | 0 | 0 | 0 | 0 | 0.24444 | 0.75 | 0.75 | 0.75 | 0.75 | 0.75 | 0.75 | 0.75 | 0.75 | 0.75 | 0 | 0 | 0 | 0 | 0 | 0 |  | 276.6111 | 240.7889 | 0 | 0 | 276.6111 | 240.7889 | 0 | 0 | 5.3194 | 4.6306 | 0 | 0 | 0 | 0 | 0 | 0 | 0 | 0 | 0.36944 | 0.55 | 0.55 | 0.55 | 0.55 | 0.55 | 0.55 | 0.55 | 0.55 | 0.55 | 0 | 0 | 0 | 0 | 0 | 0 | 1 | 1 | 1 | 1
1706 | 17 | 6 | 6 | 2 |  |  |  |  | Retail - 3-Story Large | Retail Sales and Wholesale Showroom | Retail - 3-Story Large - Retail Sales and Wholesale Showroom |  | Retail - 3-Story Large | Retail - 3-Story Large - Retail Sales and Wholesale Showroom | Retail (lrg, 3-story) Showroom | Sun | Open | 52 | 52 | 0.8 | 1.3498 | 1.3498 | 1.3498 | 1.2655 | 1.2655 | 1.2655 | 1.0124 | 0 | 0 | 0 | 0 | 0 | 0 | 0 | 445.1686 | 445.1686 | 445.1686 | 417.3456 | 417.3456 | 417.3456 | 333.8765 | 0 | 0 | 0 | 0 | 0 | 0 | 0 | 0 | 0 | 0 | 0 | 0 | 0 | 0 | 0 | 0 | 0 | 0 | 0 | 0 | 0 | 0 | 0 | 0 | 0 | 0 | 0 | 0 | 0 | 0 | 0 | 0 | 0 | 0 | 0 | 0.092196 | 0.092196 | 0.092196 | 0.086433 | 0.086433 | 0.086433 | 0.069147 | 0 | 0 | 0 | 0 | 0 | 0 | 0 | 36.8299 | 36.8299 | 36.8299 | 34.528 | 34.528 | 34.528 | 27.6224 | 0 | 0 | 0 | 0 | 0 | 0 | 0 | 0 | 0 | 0 | 0 | 0 | 0 | 0 | 0 | 0 | 0 | 0 | 0 | 0 | 0 | 0 | 0 | 0 | 0 | 0 | 0 | 0 | 0 | 0 | 0 | 0 | 0 | 0 | 0 | Retail (lrg, 3-story) Showroom ILit Sun | Retail (lrg, 3-story) Showroom ILit all | 3405 | 5 | 75 | Retail (lrg, 3-story) Showroom ILit2 Sun | Retail (lrg, 3-story) Showroom ILit Sun | Retail (lrg, 3-story) Showroom ILit all | 3405 | 30 | 55 | 3405 | 7.9278 | 0.75 | 0.05 | 0.05 | 0.05 | 0.05 | 0.05 | 0.05 | 0.05 | 0.05 | 0.24444 | 0.55556 | 0.75 | 0.75 | 0.75 | 0.75 | 0.75 | 0.75 | 0.75 | 0.75 | 0.47778 | 0.05 | 0.05 | 0.05 | 0.05 | 0.05 | 9.6028 | 0.55 | 0.3 | 0.3 | 0.3 | 0.3 | 0.3 | 0.3 | 0.3 | 0.3 | 0.36944 | 0.48056 | 0.55 | 0.55 | 0.55 | 0.55 | 0.55 | 0.55 | 0.55 | 0.55 | 0.45278 | 0.3 | 0.3 | 0.3 | 0.3 | 0.3 | 0 | 0 | 0 | 0 | 0 | 0 | 0 | 0 | 0.27778 | 0.72222 | 1 | 1 | 1 | 1 | 1 | 1 | 1 | 1 | 0.61111 | 0 | 0 | 0 | 0 | 0 | 0 | 0 | 0 | 0 | 0 | 0 | 0 | 0 | 0.27778 | 0.72222 | 1 | 1 | 1 | 1 | 1 | 1 | 1 | 1 | 0.61111 | 0 | 0 | 0 | 0 | 0 | 0 | 0 | 0 | 0 | 0 | 0 | 0 | 0 | 0 | 0 | 0 | 0 | 0 | 0 |  | 0.0074141 | 0.0074141 | 0.006666 | 0.0070595 | 0.0070595 | 0.006312 | 0.007686 | Retail - 3-Story Large - Retail Sales and Wholesale Showroom - Sun | 12 | 9 | 19 | 353.6 | 58.6444 | 0 | 0 | 353.6 | 58.6444 | 0 | 0 | 6.8 | 1.1278 | 0 | 0 | 0 | 0 | 0 | 0 | 0 | 0 | 0.24444 | 0.55556 | 0.75 | 0.75 | 0.75 | 0.75 | 0.75 | 0.75 | 0.75 | 0.75 | 0 | 0 | 0 | 0 | 0 | 0 |  | 273 | 226.3444 | 0 | 0 | 273 | 226.3444 | 0 | 0 | 5.25 | 4.3528 | 0 | 0 | 0 | 0 | 0 | 0 | 0 | 0 | 0.36944 | 0.48056 | 0.55 | 0.55 | 0.55 | 0.55 | 0.55 | 0.55 | 0.55 | 0.55 | 0 | 0 | 0 | 0 | 0 | 0 | 1 | 1 | 1 | 1
1707 | 17 | 7 | 7 | 3 |  |  |  |  | Retail - 3-Story Large | Retail Sales and Wholesale Showroom | Retail - 3-Story Large - Retail Sales and Wholesale Showroom |  | Retail - 3-Story Large | Retail - 3-Story Large - Retail Sales and Wholesale Showroom | Retail (lrg, 3-story) Showroom | Hol | Open | 10 | 10 | 0.8 | 1.3498 | 1.3498 | 1.3498 | 1.2655 | 1.2655 | 1.2655 | 1.0124 | 0 | 0 | 0 | 0 | 0 | 0 | 0 | 85.6094 | 85.6094 | 85.6094 | 80.2588 | 80.2588 | 80.2588 | 64.207 | 0 | 0 | 0 | 0 | 0 | 0 | 0 | 0 | 0 | 0 | 0 | 0 | 0 | 0 | 0 | 0 | 0 | 0 | 0 | 0 | 0 | 0 | 0 | 0 | 0 | 0 | 0 | 0 | 0 | 0 | 0 | 0 | 0 | 0 | 0 | 0.092196 | 0.092196 | 0.092196 | 0.086433 | 0.086433 | 0.086433 | 0.069147 | 0 | 0 | 0 | 0 | 0 | 0 | 0 | 7.0827 | 7.0827 | 7.0827 | 6.64 | 6.64 | 6.64 | 5.312 | 0 | 0 | 0 | 0 | 0 | 0 | 0 | 0 | 0 | 0 | 0 | 0 | 0 | 0 | 0 | 0 | 0 | 0 | 0 | 0 | 0 | 0 | 0 | 0 | 0 | 0 | 0 | 0 | 0 | 0 | 0 | 0 | 0 | 0 | 0 | Retail (lrg, 3-story) Showroom ILit Hol | Retail (lrg, 3-story) Showroom ILit all | 3405 | 5 | 75 | Retail (lrg, 3-story) Showroom ILit2 Hol | Retail (lrg, 3-story) Showroom ILit Hol | Retail (lrg, 3-story) Showroom ILit all | 3405 | 30 | 55 | 3405 | 7.9278 | 0.75 | 0.05 | 0.05 | 0.05 | 0.05 | 0.05 | 0.05 | 0.05 | 0.05 | 0.24444 | 0.55556 | 0.75 | 0.75 | 0.75 | 0.75 | 0.75 | 0.75 | 0.75 | 0.75 | 0.47778 | 0.05 | 0.05 | 0.05 | 0.05 | 0.05 | 9.6028 | 0.55 | 0.3 | 0.3 | 0.3 | 0.3 | 0.3 | 0.3 | 0.3 | 0.3 | 0.36944 | 0.48056 | 0.55 | 0.55 | 0.55 | 0.55 | 0.55 | 0.55 | 0.55 | 0.55 | 0.45278 | 0.3 | 0.3 | 0.3 | 0.3 | 0.3 | 0 | 0 | 0 | 0 | 0 | 0 | 0 | 0 | 0.27778 | 0.72222 | 1 | 1 | 1 | 1 | 1 | 1 | 1 | 1 | 0.61111 | 0 | 0 | 0 | 0 | 0 | 0 | 0 | 0 | 0 | 0 | 0 | 0 | 0 | 0.27778 | 0.72222 | 1 | 1 | 1 | 1 | 1 | 1 | 1 | 1 | 0.61111 | 0 | 0 | 0 | 0 | 0 | 0 | 0 | 0 | 0 | 0 | 0 | 0 | 0 | 0 | 0 | 0 | 0 | 0 | 0 |  | 0.0074141 | 0.0074141 | 0.006666 | 0.0070595 | 0.0070595 | 0.006312 | 0.007686 | Retail - 3-Story Large - Retail Sales and Wholesale Showroom - Hol | 14 | 9 | 19 | 68 | 11.2778 | 0 | 0 | 68 | 11.2778 | 0 | 0 | 6.8 | 1.1278 | 0 | 0 | 0 | 0 | 0 | 0 | 0 | 0 | 0.24444 | 0.55556 | 0.75 | 0.75 | 0.75 | 0.75 | 0.75 | 0.75 | 0.75 | 0.75 | 0 | 0 | 0 | 0 | 0 | 0 |  | 52.5 | 43.5278 | 0 | 0 | 52.5 | 43.5278 | 0 | 0 | 5.25 | 4.3528 | 0 | 0 | 0 | 0 | 0 | 0 | 0 | 0 | 0.36944 | 0.48056 | 0.55 | 0.55 | 0.55 | 0.55 | 0.55 | 0.55 | 0.55 | 0.55 | 0 | 0 | 0 | 0 | 0 | 0 | 1 | 1 | 1 | 1
1708 | 17 | 8 | 8 | 4 |  |  | Retail - 3-Story Large - Retail Sales and Wholesale Showroom | Retail - 3-Story Large - Retail Sales and Wholesale Showroom | Retail - 3-Story Large | Retail Sales and Wholesale Showroom | Retail - 3-Story Large - Retail Sales and Wholesale Showroom |  | Retail - 3-Story Large | Retail - 3-Story Large - Retail Sales and Wholesale Showroom | Retail (lrg, 3-story) Showroom | all | Open | 251 | 251 | 0.8 | 1.3498 | 1.3498 | 1.3498 | 1.2655 | 1.2655 | 1.2655 | 1.0124 | 1.0799 | 1.0799 | 1.0799 | 1.0124 | 1.0124 | 1.0124 | 0.8099 | 2798.553 | 2798.553 | 2798.553 | 2623.6434 | 2623.6434 | 2623.6434 | 2098.9147 | 0.86389 | 0.86389 | 0.86389 | 0.8099 | 0.8099 | 0.8099 | 0.64792 | 3545.8972 | 3545.8972 | 3545.8972 | 3545.8972 | 3545.8972 | 3545.8972 | 3545.8972 | 0 | 0 | 0 | 0 | 0 | 0 | 0 | 0.8 | 0.8 | 0.8 | 0.8 | 0.8 | 0.8 | 0.8 | 0 | 0 | 0 | 0 | 0 | 0 | 0 | 0.092196 | 0.092196 | 0.092196 | 0.086433 | 0.086433 | 0.086433 | 0.069147 | 0.073756 | 0.073756 | 0.073756 | 0.069147 | 0.069147 | 0.069147 | 0.055317 | 212.1267 | 212.1267 | 212.1267 | 198.8688 | 198.8688 | 198.8688 | 159.0951 | 0.047942 | 0.047942 | 0.047942 | 0.044945 | 0.044945 | 0.044945 | 0.035956 | 3988.8139 | 3988.8139 | 3988.8139 | 3988.8139 | 3988.8139 | 3988.8139 | 3988.8139 | 0 | 0 | 0 | 0 | 0 | 0 | 0 | 0.65 | 0.65 | 0.65 | 0.65 | 0.65 | 0.65 | 0.65 | 0 | 0 | 0 | 0 | 0 | 0 | 0 | Retail (lrg, 3-story) Showroom ILit all | Retail (lrg, 3-story) Showroom ILit all | 3403 | 5 | 80 | Retail (lrg, 3-story) Showroom ILit2 all | Retail (lrg, 3-story) Showroom ILit all | Retail (lrg, 3-story) Showroom ILit all | 3403 | 30 | 65 | 3403 | 10.325 | 0.8 | 0.05 | 0.05 | 0.05 | 0.05 | 0.05 | 0.05 | 0.05 | 0.05 | 0.25833 | 0.8 | 0.8 | 0.8 | 0.8 | 0.8 | 0.8 | 0.8 | 0.8 | 0.8 | 0.8 | 0.8 | 0.425 | 0.34167 | 0.05 | 0.05 | 11.4583 | 0.65 | 0.3 | 0.3 | 0.3 | 0.3 | 0.3 | 0.3 | 0.3 | 0.3 | 0.39722 | 0.65 | 0.65 | 0.65 | 0.65 | 0.65 | 0.65 | 0.65 | 0.65 | 0.65 | 0.65 | 0.65 | 0.475 | 0.43611 | 0.3 | 0.3 | 0 | 0 | 0 | 0 | 0 | 0 | 0 | 0 | 0.27778 | 1 | 1 | 1 | 1 | 1 | 1 | 1 | 1 | 1 | 1 | 1 | 0.5 | 0.38889 | 0 | 0 | 0 | 0 | 0 | 0 | 0 | 0 | 0 | 0 | 0.27778 | 1 | 1 | 1 | 1 | 1 | 1 | 1 | 1 | 1 | 1 | 1 | 0.5 | 0.38889 | 0 | 0 | 0 | 0 | 0 | 0 | 0 | 0 | 0 | 0 | 0 | 0 | 0 | 0 | 0 | 0 |  | 0.0074141 | 0.0074141 | 0.006666 | 0.0070595 | 0.0070595 | 0.006312 | 0.007686 | Retail - 3-Story Large - Retail Sales and Wholesale Showroom - all | 16 | 9 | 21 | 2273.6417 | 317.9333 | 2273.6417 | 317.9333 | 0 | 0 | 9.0583 | 1.2667 | 0 | 0 | 0 | 0 | 0 | 0 | 0 | 0 | 0 | 0 | 0.25833 | 0.8 | 0.8 | 0.8 | 0.8 | 0.8 | 0.8 | 0.8 | 0.8 | 0.8 | 0.8 | 0.8 | 0 | 0 | 0 | 0 |  | 1894.3528 | 981.6889 | 1894.3528 | 981.6889 | 0 | 0 | 7.5472 | 3.9111 | 0 | 0 | 0 | 0 | 0 | 0 | 0 | 0 | 0 | 0 | 0.39722 | 0.65 | 0.65 | 0.65 | 0.65 | 0.65 | 0.65 | 0.65 | 0.65 | 0.65 | 0.65 | 0.65 | 0 | 0 | 0 | 0 | 1 | 1 | 1 | 1
1709 | 17 | 9 | 5 | 1 |  |  |  |  | Retail - 3-Story Large | Storage (Conditioned) | Retail - 3-Story Large - Storage (Conditioned) |  | Retail - 3-Story Large | Retail - 3-Story Large - Storage (Conditioned) | Retail (lrg, 3-story) Storage | Sat | Open | 52 | 52 | 0.15 | 0.67492 | 0.67492 | 0.50619 | 0.50619 | 0.50619 | 0.50619 | 0.50619 | 0 | 0 | 0 | 0 | 0 | 0 | 0 | 34.9604 | 34.9604 | 26.2203 | 26.2203 | 26.2203 | 26.2203 | 26.2203 | 0 | 0 | 0 | 0 | 0 | 0 | 0 | 0 | 0 | 0 | 0 | 0 | 0 | 0 | 0 | 0 | 0 | 0 | 0 | 0 | 0 | 0 | 0 | 0 | 0 | 0 | 0 | 0 | 0 | 0 | 0 | 0 | 0 | 0 | 0 | 0.046098 | 0.046098 | 0.034573 | 0.034573 | 0.034573 | 0.034573 | 0.034573 | 0 | 0 | 0 | 0 | 0 | 0 | 0 | 2.2672 | 2.2672 | 1.7004 | 1.7004 | 1.7004 | 1.7004 | 1.7004 | 0 | 0 | 0 | 0 | 0 | 0 | 0 | 0 | 0 | 0 | 0 | 0 | 0 | 0 | 0 | 0 | 0 | 0 | 0 | 0 | 0 | 0 | 0 | 0 | 0 | 0 | 0 | 0 | 0 | 0 | 0 | 0 | 0 | 0 | 0 | Retail (lrg, 3-story) Storage ILit Sat | Retail (lrg, 3-story) Storage ILit all | 3413 | 5 | 55 | Retail (lrg, 3-story) Storage ILit2 Sat | Retail (lrg, 3-story) Storage ILit Sat | Retail (lrg, 3-story) Storage ILit all | 3413 | 6.5 | 50 | 3413 | 6.641 | 0.53944 | 0.05 | 0.05 | 0.05 | 0.05 | 0.05 | 0.05 | 0.05 | 0.05 | 0.18889 | 0.55 | 0.55 | 0.55 | 0.55 | 0.55 | 0.55 | 0.55 | 0.55 | 0.55 | 0.46667 | 0.35556 | 0.18889 | 0.05 | 0.05 | 0.05 | 6.3054 | 0.4904 | 0.065 | 0.065 | 0.065 | 0.065 | 0.065 | 0.065 | 0.065 | 0.065 | 0.18583 | 0.5 | 0.5 | 0.5 | 0.5 | 0.5 | 0.5 | 0.5 | 0.5 | 0.5 | 0.4275 | 0.33083 | 0.18583 | 0.065 | 0.065 | 0.065 | 0 | 0 | 0 | 0 | 0 | 0 | 0 | 0 | 0.27778 | 1 | 1 | 1 | 1 | 1 | 1 | 1 | 1 | 1 | 0.83333 | 0.61111 | 0.27778 | 0 | 0 | 0 | 0 | 0 | 0 | 0 | 0 | 0 | 0 | 0 | 0.27778 | 1 | 1 | 1 | 1 | 1 | 1 | 1 | 1 | 1 | 0.83333 | 0.61111 | 0.27778 | 0 | 0 | 0 | 16 | 0.29 | 0.41 | 0.14 | 0.16 | 0.41429 | 0 | 0 | 0 | 0 | 0 | 0 | 0 | 0 |  | 0.0074141 | 0.0074141 | 0.006666 | 0.0070595 | 0.0070595 | 0.006312 | 0.007686 | Retail - 3-Story Large - Storage (Conditioned) - Sat | 10 | 9 | 19 | 267.2222 | 78.1085 | 0 | 0 | 267.2222 | 78.1085 | 0 | 0 | 5.1389 | 1.5021 | 0 | 0 | 0 | 0 | 0 | 0 | 0 | 0 | 0.18889 | 0.55 | 0.55 | 0.55 | 0.55 | 0.55 | 0.55 | 0.55 | 0.55 | 0.55 | 0 | 0 | 0 | 0 | 0 | 0 |  | 243.6633 | 84.2184 | 0 | 0 | 243.6633 | 84.2184 | 0 | 0 | 4.6858 | 1.6196 | 0 | 0 | 0 | 0 | 0 | 0 | 0 | 0 | 0.18583 | 0.5 | 0.5 | 0.5 | 0.5 | 0.5 | 0.5 | 0.5 | 0.5 | 0.5 | 0 | 0 | 0 | 0 | 0 | 0 | 0.99119 | 0.9808 | 0.99376 | 0.9808
1710 | 17 | 10 | 6 | 2 |  |  |  |  | Retail - 3-Story Large | Storage (Conditioned) | Retail - 3-Story Large - Storage (Conditioned) |  | Retail - 3-Story Large | Retail - 3-Story Large - Storage (Conditioned) | Retail (lrg, 3-story) Storage | Sun | Open | 52 | 52 | 0.15 | 0.67492 | 0.67492 | 0.50619 | 0.50619 | 0.50619 | 0.50619 | 0.50619 | 0 | 0 | 0 | 0 | 0 | 0 | 0 | 31.3368 | 31.3368 | 23.5026 | 23.5026 | 23.5026 | 23.5026 | 23.5026 | 0 | 0 | 0 | 0 | 0 | 0 | 0 | 0 | 0 | 0 | 0 | 0 | 0 | 0 | 0 | 0 | 0 | 0 | 0 | 0 | 0 | 0 | 0 | 0 | 0 | 0 | 0 | 0 | 0 | 0 | 0 | 0 | 0 | 0 | 0 | 0.046098 | 0.046098 | 0.034573 | 0.034573 | 0.034573 | 0.034573 | 0.034573 | 0 | 0 | 0 | 0 | 0 | 0 | 0 | 2.0513 | 2.0513 | 1.5385 | 1.5385 | 1.5385 | 1.5385 | 1.5385 | 0 | 0 | 0 | 0 | 0 | 0 | 0 | 0 | 0 | 0 | 0 | 0 | 0 | 0 | 0 | 0 | 0 | 0 | 0 | 0 | 0 | 0 | 0 | 0 | 0 | 0 | 0 | 0 | 0 | 0 | 0 | 0 | 0 | 0 | 0 | Retail (lrg, 3-story) Storage ILit Sun | Retail (lrg, 3-story) Storage ILit all | 3414 | 5 | 55 | Retail (lrg, 3-story) Storage ILit2 Sun | Retail (lrg, 3-story) Storage ILit Sun | Retail (lrg, 3-story) Storage ILit all | 3414 | 6.5 | 50 | 3414 | 5.9526 | 0.53944 | 0.05 | 0.05 | 0.05 | 0.05 | 0.05 | 0.05 | 0.05 | 0.05 | 0.18889 | 0.41111 | 0.55 | 0.55 | 0.55 | 0.55 | 0.55 | 0.55 | 0.55 | 0.55 | 0.35556 | 0.05 | 0.05 | 0.05 | 0.05 | 0.05 | 5.705 | 0.4904 | 0.065 | 0.065 | 0.065 | 0.065 | 0.065 | 0.065 | 0.065 | 0.065 | 0.18583 | 0.37917 | 0.5 | 0.5 | 0.5 | 0.5 | 0.5 | 0.5 | 0.5 | 0.5 | 0.33083 | 0.065 | 0.065 | 0.065 | 0.065 | 0.065 | 0 | 0 | 0 | 0 | 0 | 0 | 0 | 0 | 0.27778 | 0.72222 | 1 | 1 | 1 | 1 | 1 | 1 | 1 | 1 | 0.61111 | 0 | 0 | 0 | 0 | 0 | 0 | 0 | 0 | 0 | 0 | 0 | 0 | 0 | 0.27778 | 0.72222 | 1 | 1 | 1 | 1 | 1 | 1 | 1 | 1 | 0.61111 | 0 | 0 | 0 | 0 | 0 | 16 | 0.29 | 0.41 | 0.14 | 0.16 | 0.41429 | 0 | 0 | 0 | 0 | 0 | 0 | 0 | 0 |  | 0.0074141 | 0.0074141 | 0.006666 | 0.0070595 | 0.0070595 | 0.006312 | 0.007686 | Retail - 3-Story Large - Storage (Conditioned) - Sun | 12 | 9 | 19 | 260 | 49.5378 | 0 | 0 | 260 | 49.5378 | 0 | 0 | 5 | 0.95265 | 0 | 0 | 0 | 0 | 0 | 0 | 0 | 0 | 0.18889 | 0.41111 | 0.55 | 0.55 | 0.55 | 0.55 | 0.55 | 0.55 | 0.55 | 0.55 | 0 | 0 | 0 | 0 | 0 | 0 |  | 237.38 | 59.2811 | 0 | 0 | 237.38 | 59.2811 | 0 | 0 | 4.565 | 1.14 | 0 | 0 | 0 | 0 | 0 | 0 | 0 | 0 | 0.18583 | 0.37917 | 0.5 | 0.5 | 0.5 | 0.5 | 0.5 | 0.5 | 0.5 | 0.5 | 0 | 0 | 0 | 0 | 0 | 0 | 0.99119 | 0.9808 | 0.99376 | 0.9808
1711 | 17 | 11 | 7 | 3 |  |  |  |  | Retail - 3-Story Large | Storage (Conditioned) | Retail - 3-Story Large - Storage (Conditioned) |  | Retail - 3-Story Large | Retail - 3-Story Large - Storage (Conditioned) | Retail (lrg, 3-story) Storage | Hol | Open | 10 | 10 | 0.15 | 0.67492 | 0.67492 | 0.50619 | 0.50619 | 0.50619 | 0.50619 | 0.50619 | 0 | 0 | 0 | 0 | 0 | 0 | 0 | 6.0263 | 6.0263 | 4.5197 | 4.5197 | 4.5197 | 4.5197 | 4.5197 | 0 | 0 | 0 | 0 | 0 | 0 | 0 | 0 | 0 | 0 | 0 | 0 | 0 | 0 | 0 | 0 | 0 | 0 | 0 | 0 | 0 | 0 | 0 | 0 | 0 | 0 | 0 | 0 | 0 | 0 | 0 | 0 | 0 | 0 | 0 | 0.046098 | 0.046098 | 0.034573 | 0.034573 | 0.034573 | 0.034573 | 0.034573 | 0 | 0 | 0 | 0 | 0 | 0 | 0 | 0.39448 | 0.39448 | 0.29586 | 0.29586 | 0.29586 | 0.29586 | 0.29586 | 0 | 0 | 0 | 0 | 0 | 0 | 0 | 0 | 0 | 0 | 0 | 0 | 0 | 0 | 0 | 0 | 0 | 0 | 0 | 0 | 0 | 0 | 0 | 0 | 0 | 0 | 0 | 0 | 0 | 0 | 0 | 0 | 0 | 0 | 0 | Retail (lrg, 3-story) Storage ILit Hol | Retail (lrg, 3-story) Storage ILit all | 3414 | 5 | 55 | Retail (lrg, 3-story) Storage ILit2 Hol | Retail (lrg, 3-story) Storage ILit Hol | Retail (lrg, 3-story) Storage ILit all | 3414 | 6.5 | 50 | 3414 | 5.9526 | 0.53944 | 0.05 | 0.05 | 0.05 | 0.05 | 0.05 | 0.05 | 0.05 | 0.05 | 0.18889 | 0.41111 | 0.55 | 0.55 | 0.55 | 0.55 | 0.55 | 0.55 | 0.55 | 0.55 | 0.35556 | 0.05 | 0.05 | 0.05 | 0.05 | 0.05 | 5.705 | 0.4904 | 0.065 | 0.065 | 0.065 | 0.065 | 0.065 | 0.065 | 0.065 | 0.065 | 0.18583 | 0.37917 | 0.5 | 0.5 | 0.5 | 0.5 | 0.5 | 0.5 | 0.5 | 0.5 | 0.33083 | 0.065 | 0.065 | 0.065 | 0.065 | 0.065 | 0 | 0 | 0 | 0 | 0 | 0 | 0 | 0 | 0.27778 | 0.72222 | 1 | 1 | 1 | 1 | 1 | 1 | 1 | 1 | 0.61111 | 0 | 0 | 0 | 0 | 0 | 0 | 0 | 0 | 0 | 0 | 0 | 0 | 0 | 0.27778 | 0.72222 | 1 | 1 | 1 | 1 | 1 | 1 | 1 | 1 | 0.61111 | 0 | 0 | 0 | 0 | 0 | 16 | 0.29 | 0.41 | 0.14 | 0.16 | 0.41429 | 0 | 0 | 0 | 0 | 0 | 0 | 0 | 0 |  | 0.0074141 | 0.0074141 | 0.006666 | 0.0070595 | 0.0070595 | 0.006312 | 0.007686 | Retail - 3-Story Large - Storage (Conditioned) - Hol | 14 | 9 | 19 | 50 | 9.5265 | 0 | 0 | 50 | 9.5265 | 0 | 0 | 5 | 0.95265 | 0 | 0 | 0 | 0 | 0 | 0 | 0 | 0 | 0.18889 | 0.41111 | 0.55 | 0.55 | 0.55 | 0.55 | 0.55 | 0.55 | 0.55 | 0.55 | 0 | 0 | 0 | 0 | 0 | 0 |  | 45.65 | 11.4002 | 0 | 0 | 45.65 | 11.4002 | 0 | 0 | 4.565 | 1.14 | 0 | 0 | 0 | 0 | 0 | 0 | 0 | 0 | 0.18583 | 0.37917 | 0.5 | 0.5 | 0.5 | 0.5 | 0.5 | 0.5 | 0.5 | 0.5 | 0 | 0 | 0 | 0 | 0 | 0 | 0.99119 | 0.9808 | 0.99376 | 0.9808
1712 | 17 | 12 | 8 | 4 | Retail - 3-Story Large | Retail - 3-Story Large | Retail - 3-Story Large - Storage (Conditioned) | Retail - 3-Story Large - Storage (Conditioned) | Retail - 3-Story Large | Storage (Conditioned) | Retail - 3-Story Large - Storage (Conditioned) |  | Retail - 3-Story Large | Retail - 3-Story Large - Storage (Conditioned) | Retail (lrg, 3-story) Storage | all | Open | 251 | 251 | 0.15 | 0.67492 | 0.67492 | 0.50619 | 0.50619 | 0.50619 | 0.50619 | 0.50619 | 0.10124 | 0.10124 | 0.075928 | 0.075928 | 0.075928 | 0.075928 | 0.075928 | 198.7653 | 198.7653 | 149.074 | 149.074 | 149.074 | 149.074 | 149.074 | 0.059576 | 0.059576 | 0.044682 | 0.044682 | 0.044682 | 0.044682 | 0.044682 | 2677.7534 | 2677.7534 | 2677.7534 | 2677.7534 | 2677.7534 | 2677.7534 | 2677.7534 | 3428.0967 | 3428.0967 | 3443.7833 | 3437.7544 | 3437.7544 | 3446.5456 | 3424.9181 | 0.58848 | 0.58848 | 0.58848 | 0.58848 | 0.58848 | 0.58848 | 0.58848 | 0.77173 | 0.77173 | 0.77557 | 0.77412 | 0.77412 | 0.77618 | 0.77099 | 0.046098 | 0.046098 | 0.034573 | 0.034573 | 0.034573 | 0.034573 | 0.034573 | 0.0069147 | 0.0069147 | 0.005186 | 0.005186 | 0.005186 | 0.005186 | 0.005186 | 12.8681 | 12.8681 | 9.6511 | 9.6511 | 9.6511 | 9.6511 | 9.6511 | 0.0037301 | 0.0037301 | 0.0027975 | 0.0027975 | 0.0027975 | 0.0027975 | 0.0027975 | 2542.5801 | 2542.5801 | 2542.5801 | 2542.5801 | 2542.5801 | 2542.5801 | 2542.5801 | 3803.8595 | 3803.8595 | 3830.2277 | 3820.8646 | 3820.8646 | 3833.2545 | 3799.3912 | 0.53944 | 0.53944 | 0.53944 | 0.53944 | 0.53944 | 0.53944 | 0.53944 | 0.63559 | 0.63559 | 0.6376 | 0.63687 | 0.63687 | 0.63787 | 0.63523 | Retail (lrg, 3-story) Storage ILit all | Retail (lrg, 3-story) Storage ILit all | 3412 | 5 | 60 | Retail (lrg, 3-story) Storage ILit2 all | Retail (lrg, 3-story) Storage ILit all | Retail (lrg, 3-story) Storage ILit all | 3412 | 6.5 | 55 | 3412 | 7.8221 | 0.58848 | 0.05 | 0.05 | 0.05 | 0.05 | 0.05 | 0.05 | 0.05 | 0.05 | 0.20278 | 0.6 | 0.6 | 0.6 | 0.6 | 0.6 | 0.6 | 0.6 | 0.6 | 0.6 | 0.6 | 0.6 | 0.325 | 0.26389 | 0.05 | 0.05 | 7.4143 | 0.53944 | 0.065 | 0.065 | 0.065 | 0.065 | 0.065 | 0.065 | 0.065 | 0.065 | 0.19972 | 0.55 | 0.55 | 0.55 | 0.55 | 0.55 | 0.55 | 0.55 | 0.55 | 0.55 | 0.55 | 0.55 | 0.3075 | 0.25361 | 0.065 | 0.065 | 0 | 0 | 0 | 0 | 0 | 0 | 0 | 0 | 0.27778 | 1 | 1 | 1 | 1 | 1 | 1 | 1 | 1 | 1 | 1 | 1 | 0.5 | 0.38889 | 0 | 0 | 0 | 0 | 0 | 0 | 0 | 0 | 0 | 0 | 0.27778 | 1 | 1 | 1 | 1 | 1 | 1 | 1 | 1 | 1 | 1 | 1 | 0.5 | 0.38889 | 0 | 0 | 16 | 0.29 | 0.41 | 0.14 | 0.16 | 0.41429 | 0.043202 | 0.0043737 | 0.0043737 | 0.0032802 | 0.0032802 | 0.0032802 | 0.0032802 | 0.0032802 | Retail - 3-Story Large | 0.0074141 | 0.0074141 | 0.006666 | 0.0070595 | 0.0070595 | 0.006312 | 0.007686 | Retail - 3-Story Large - Storage (Conditioned) - all | 16 | 9 | 21 | 1707.4972 | 255.8611 | 1707.4972 | 255.8611 | 0 | 0 | 6.8028 | 1.0194 | 0 | 0 | 0 | 0 | 0 | 0 | 0 | 0 | 0 | 0 | 0.20278 | 0.6 | 0.6 | 0.6 | 0.6 | 0.6 | 0.6 | 0.6 | 0.6 | 0.6 | 0.6 | 0.6 | 0 | 0 | 0 | 0 |  | 1568.6803 | 292.3068 | 1568.6803 | 292.3068 | 0 | 0 | 6.2497 | 1.1646 | 0 | 0 | 0 | 0 | 0 | 0 | 0 | 0 | 0 | 0 | 0.19972 | 0.55 | 0.55 | 0.55 | 0.55 | 0.55 | 0.55 | 0.55 | 0.55 | 0.55 | 0.55 | 0.55 | 0 | 0 | 0 | 0 | 0.99119 | 0.9808 | 0.99376 | 0.9808
1801 | 18 | 1 | 5 | 1 |  |  |  |  | Retail - Single-Story Large | Auto Repair Workshop | Retail - Single-Story Large - Auto Repair Workshop |  | Retail - Single-Story Large | Retail - Single-Story Large - Auto Repair Workshop | Retail (lrg, 1-story) AutoShop | Sat | Open | 52 | 52 | 0.039473 | 0.89768 | 0.89768 | 0.89768 | 0.89768 | 0.82287 | 0.67326 | 0.67326 | 0 | 0 | 0 | 0 | 0 | 0 | 0 | 15.9577 | 15.9577 | 15.9577 | 15.9577 | 14.6279 | 11.9683 | 11.9683 | 0 | 0 | 0 | 0 | 0 | 0 | 0 | 0 | 0 | 0 | 0 | 0 | 0 | 0 | 0 | 0 | 0 | 0 | 0 | 0 | 0 | 0 | 0 | 0 | 0 | 0 | 0 | 0 | 0 | 0 | 0 | 0 | 0 | 0 | 0 | 0.26979 | 0.26979 | 0.26979 | 0.26979 | 0.24731 | 0.20234 | 0.20234 | 0 | 0 | 0 | 0 | 0 | 0 | 0 | 5.561 | 5.561 | 5.561 | 5.561 | 5.0976 | 4.1708 | 4.1708 | 0 | 0 | 0 | 0 | 0 | 0 | 0 | 0 | 0 | 0 | 0 | 0 | 0 | 0 | 0 | 0 | 0 | 0 | 0 | 0 | 0 | 0 | 0 | 0 | 0 | 0 | 0 | 0 | 0 | 0 | 0 | 0 | 0 | 0 | 0 | Retail (lrg, 1-story) AutoShop ILit Sat | Retail (lrg, 1-story) AutoShop ILit all | 3442 | 5 | 57.5 | Retail (lrg, 1-story) AutoShop ILit2 Sat | Retail (lrg, 1-story) AutoShop ILit Sat | Retail (lrg, 1-story) AutoShop ILit all | 3442 | 30 | 50 | 3442 | 8.6605 | 0.575 | 0.05 | 0.05 | 0.05 | 0.05 | 0.05 | 0.05 | 0.05 | 0.05 | 0.575 | 0.575 | 0.575 | 0.575 | 0.575 | 0.575 | 0.575 | 0.575 | 0.575 | 0.575 | 0.575 | 0.575 | 0.575 | 0.575 | 0.16053 | 0.05 | 10.0421 | 0.5 | 0.3 | 0.3 | 0.3 | 0.3 | 0.3 | 0.3 | 0.3 | 0.3 | 0.5 | 0.5 | 0.5 | 0.5 | 0.5 | 0.5 | 0.5 | 0.5 | 0.5 | 0.5 | 0.5 | 0.5 | 0.5 | 0.5 | 0.34211 | 0.3 | 0 | 0 | 0 | 0 | 0 | 0 | 0 | 0 | 1 | 1 | 1 | 1 | 1 | 1 | 1 | 1 | 1 | 1 | 1 | 1 | 1 | 1 | 0.21053 | 0 | 0 | 0 | 0 | 0 | 0 | 0 | 0 | 0 | 1 | 1 | 1 | 1 | 1 | 1 | 1 | 1 | 1 | 1 | 1 | 1 | 1 | 1 | 0.21053 | 0 | 0 | 0 | 0 | 0 | 0 | 0 | 0 | 0 | 0 | 0 | 0 | 0 | 0 | 0 |  | 0.0085348 | 0.0085348 | 0.0076343 | 0.0080824 | 0.008023 | 0.0074593 | 0.0090843 | Retail - Single-Story Large - Auto Repair Workshop - Sat | 10 | 9 | 22 | 388.7 | 61.6474 | 0 | 0 | 388.7 | 61.6474 | 0 | 0 | 7.475 | 1.1855 | 0 | 0 | 0 | 0 | 0 | 0 | 0 | 0 | 0.575 | 0.575 | 0.575 | 0.575 | 0.575 | 0.575 | 0.575 | 0.575 | 0.575 | 0.575 | 0.575 | 0.575 | 0.575 | 0 | 0 | 0 |  | 338 | 184.1895 | 0 | 0 | 338 | 184.1895 | 0 | 0 | 6.5 | 3.5421 | 0 | 0 | 0 | 0 | 0 | 0 | 0 | 0 | 0.5 | 0.5 | 0.5 | 0.5 | 0.5 | 0.5 | 0.5 | 0.5 | 0.5 | 0.5 | 0.5 | 0.5 | 0.5 | 0 | 0 | 0 | 1 | 1 | 1 | 1
1802 | 18 | 2 | 6 | 2 |  |  |  |  | Retail - Single-Story Large | Auto Repair Workshop | Retail - Single-Story Large - Auto Repair Workshop |  | Retail - Single-Story Large | Retail - Single-Story Large - Auto Repair Workshop | Retail (lrg, 1-story) AutoShop | Sun | Open | 52 | 52 | 0.039473 | 0.89768 | 0.89768 | 0.89768 | 0.89768 | 0.82287 | 0.67326 | 0.67326 | 0 | 0 | 0 | 0 | 0 | 0 | 0 | 15.9577 | 15.9577 | 15.9577 | 15.9577 | 14.6279 | 11.9683 | 11.9683 | 0 | 0 | 0 | 0 | 0 | 0 | 0 | 0 | 0 | 0 | 0 | 0 | 0 | 0 | 0 | 0 | 0 | 0 | 0 | 0 | 0 | 0 | 0 | 0 | 0 | 0 | 0 | 0 | 0 | 0 | 0 | 0 | 0 | 0 | 0 | 0.26979 | 0.26979 | 0.26979 | 0.26979 | 0.24731 | 0.20234 | 0.20234 | 0 | 0 | 0 | 0 | 0 | 0 | 0 | 5.561 | 5.561 | 5.561 | 5.561 | 5.0976 | 4.1708 | 4.1708 | 0 | 0 | 0 | 0 | 0 | 0 | 0 | 0 | 0 | 0 | 0 | 0 | 0 | 0 | 0 | 0 | 0 | 0 | 0 | 0 | 0 | 0 | 0 | 0 | 0 | 0 | 0 | 0 | 0 | 0 | 0 | 0 | 0 | 0 | 0 | Retail (lrg, 1-story) AutoShop ILit Sun | Retail (lrg, 1-story) AutoShop ILit all | 3442 | 5 | 57.5 | Retail (lrg, 1-story) AutoShop ILit2 Sun | Retail (lrg, 1-story) AutoShop ILit Sun | Retail (lrg, 1-story) AutoShop ILit all | 3442 | 30 | 50 | 3442 | 8.6605 | 0.575 | 0.05 | 0.05 | 0.05 | 0.05 | 0.05 | 0.05 | 0.05 | 0.05 | 0.575 | 0.575 | 0.575 | 0.575 | 0.575 | 0.575 | 0.575 | 0.575 | 0.575 | 0.575 | 0.575 | 0.575 | 0.575 | 0.575 | 0.16053 | 0.05 | 10.0421 | 0.5 | 0.3 | 0.3 | 0.3 | 0.3 | 0.3 | 0.3 | 0.3 | 0.3 | 0.5 | 0.5 | 0.5 | 0.5 | 0.5 | 0.5 | 0.5 | 0.5 | 0.5 | 0.5 | 0.5 | 0.5 | 0.5 | 0.5 | 0.34211 | 0.3 | 0 | 0 | 0 | 0 | 0 | 0 | 0 | 0 | 1 | 1 | 1 | 1 | 1 | 1 | 1 | 1 | 1 | 1 | 1 | 1 | 1 | 1 | 0.21053 | 0 | 0 | 0 | 0 | 0 | 0 | 0 | 0 | 0 | 1 | 1 | 1 | 1 | 1 | 1 | 1 | 1 | 1 | 1 | 1 | 1 | 1 | 1 | 0.21053 | 0 | 0 | 0 | 0 | 0 | 0 | 0 | 0 | 0 | 0 | 0 | 0 | 0 | 0 | 0 |  | 0.0085348 | 0.0085348 | 0.0076343 | 0.0080824 | 0.008023 | 0.0074593 | 0.0090843 | Retail - Single-Story Large - Auto Repair Workshop - Sun | 12 | 9 | 22 | 388.7 | 61.6474 | 0 | 0 | 388.7 | 61.6474 | 0 | 0 | 7.475 | 1.1855 | 0 | 0 | 0 | 0 | 0 | 0 | 0 | 0 | 0.575 | 0.575 | 0.575 | 0.575 | 0.575 | 0.575 | 0.575 | 0.575 | 0.575 | 0.575 | 0.575 | 0.575 | 0.575 | 0 | 0 | 0 |  | 338 | 184.1895 | 0 | 0 | 338 | 184.1895 | 0 | 0 | 6.5 | 3.5421 | 0 | 0 | 0 | 0 | 0 | 0 | 0 | 0 | 0.5 | 0.5 | 0.5 | 0.5 | 0.5 | 0.5 | 0.5 | 0.5 | 0.5 | 0.5 | 0.5 | 0.5 | 0.5 | 0 | 0 | 0 | 1 | 1 | 1 | 1
1803 | 18 | 3 | 7 | 3 |  |  |  |  | Retail - Single-Story Large | Auto Repair Workshop | Retail - Single-Story Large - Auto Repair Workshop |  | Retail - Single-Story Large | Retail - Single-Story Large - Auto Repair Workshop | Retail (lrg, 1-story) AutoShop | Hol | Open | 10 | 10 | 0.039473 | 0.89768 | 0.89768 | 0.89768 | 0.89768 | 0.82287 | 0.67326 | 0.67326 | 0 | 0 | 0 | 0 | 0 | 0 | 0 | 3.0688 | 3.0688 | 3.0688 | 3.0688 | 2.8131 | 2.3016 | 2.3016 | 0 | 0 | 0 | 0 | 0 | 0 | 0 | 0 | 0 | 0 | 0 | 0 | 0 | 0 | 0 | 0 | 0 | 0 | 0 | 0 | 0 | 0 | 0 | 0 | 0 | 0 | 0 | 0 | 0 | 0 | 0 | 0 | 0 | 0 | 0 | 0.26979 | 0.26979 | 0.26979 | 0.26979 | 0.24731 | 0.20234 | 0.20234 | 0 | 0 | 0 | 0 | 0 | 0 | 0 | 1.0694 | 1.0694 | 1.0694 | 1.0694 | 0.98031 | 0.80207 | 0.80207 | 0 | 0 | 0 | 0 | 0 | 0 | 0 | 0 | 0 | 0 | 0 | 0 | 0 | 0 | 0 | 0 | 0 | 0 | 0 | 0 | 0 | 0 | 0 | 0 | 0 | 0 | 0 | 0 | 0 | 0 | 0 | 0 | 0 | 0 | 0 | Retail (lrg, 1-story) AutoShop ILit Hol | Retail (lrg, 1-story) AutoShop ILit all | 3442 | 5 | 57.5 | Retail (lrg, 1-story) AutoShop ILit2 Hol | Retail (lrg, 1-story) AutoShop ILit Hol | Retail (lrg, 1-story) AutoShop ILit all | 3442 | 30 | 50 | 3442 | 8.6605 | 0.575 | 0.05 | 0.05 | 0.05 | 0.05 | 0.05 | 0.05 | 0.05 | 0.05 | 0.575 | 0.575 | 0.575 | 0.575 | 0.575 | 0.575 | 0.575 | 0.575 | 0.575 | 0.575 | 0.575 | 0.575 | 0.575 | 0.575 | 0.16053 | 0.05 | 10.0421 | 0.5 | 0.3 | 0.3 | 0.3 | 0.3 | 0.3 | 0.3 | 0.3 | 0.3 | 0.5 | 0.5 | 0.5 | 0.5 | 0.5 | 0.5 | 0.5 | 0.5 | 0.5 | 0.5 | 0.5 | 0.5 | 0.5 | 0.5 | 0.34211 | 0.3 | 0 | 0 | 0 | 0 | 0 | 0 | 0 | 0 | 1 | 1 | 1 | 1 | 1 | 1 | 1 | 1 | 1 | 1 | 1 | 1 | 1 | 1 | 0.21053 | 0 | 0 | 0 | 0 | 0 | 0 | 0 | 0 | 0 | 1 | 1 | 1 | 1 | 1 | 1 | 1 | 1 | 1 | 1 | 1 | 1 | 1 | 1 | 0.21053 | 0 | 0 | 0 | 0 | 0 | 0 | 0 | 0 | 0 | 0 | 0 | 0 | 0 | 0 | 0 |  | 0.0085348 | 0.0085348 | 0.0076343 | 0.0080824 | 0.008023 | 0.0074593 | 0.0090843 | Retail - Single-Story Large - Auto Repair Workshop - Hol | 14 | 9 | 22 | 74.75 | 11.8553 | 0 | 0 | 74.75 | 11.8553 | 0 | 0 | 7.475 | 1.1855 | 0 | 0 | 0 | 0 | 0 | 0 | 0 | 0 | 0.575 | 0.575 | 0.575 | 0.575 | 0.575 | 0.575 | 0.575 | 0.575 | 0.575 | 0.575 | 0.575 | 0.575 | 0.575 | 0 | 0 | 0 |  | 65 | 35.4211 | 0 | 0 | 65 | 35.4211 | 0 | 0 | 6.5 | 3.5421 | 0 | 0 | 0 | 0 | 0 | 0 | 0 | 0 | 0.5 | 0.5 | 0.5 | 0.5 | 0.5 | 0.5 | 0.5 | 0.5 | 0.5 | 0.5 | 0.5 | 0.5 | 0.5 | 0 | 0 | 0 | 1 | 1 | 1 | 1
1804 | 18 | 4 | 8 | 4 |  |  | Retail - Single-Story Large - Auto Repair Workshop | Retail - Single-Story Large - Auto Repair Workshop | Retail - Single-Story Large | Auto Repair Workshop | Retail - Single-Story Large - Auto Repair Workshop |  | Retail - Single-Story Large | Retail - Single-Story Large - Auto Repair Workshop | Retail (lrg, 1-story) AutoShop | all | Open | 251 | 251 | 0.039473 | 0.89768 | 0.89768 | 0.89768 | 0.89768 | 0.82287 | 0.67326 | 0.67326 | 0.035434 | 0.035434 | 0.035434 | 0.035434 | 0.032481 | 0.026576 | 0.026576 | 86.5055 | 86.5055 | 86.5055 | 86.5055 | 79.2967 | 64.8792 | 64.8792 | 0.023032 | 0.023032 | 0.023032 | 0.023032 | 0.021113 | 0.017274 | 0.017274 | 3428.6053 | 3428.6053 | 3428.6053 | 3428.6053 | 3428.6053 | 3428.6053 | 3428.6053 | 0 | 0 | 0 | 0 | 0 | 0 | 0 | 0.65 | 0.65 | 0.65 | 0.65 | 0.65 | 0.65 | 0.65 | 0 | 0 | 0 | 0 | 0 | 0 | 0 | 0.26979 | 0.26979 | 0.26979 | 0.26979 | 0.24731 | 0.20234 | 0.20234 | 0.010649 | 0.010649 | 0.010649 | 0.010649 | 0.009762 | 0.0079871 | 0.0079871 | 30.6412 | 30.6412 | 30.6412 | 30.6412 | 28.0877 | 22.9809 | 22.9809 | 0.0063897 | 0.0063897 | 0.0063897 | 0.0063897 | 0.0058572 | 0.0047923 | 0.0047923 | 4022.0526 | 4022.0526 | 4022.0526 | 4022.0526 | 4022.0526 | 4022.0526 | 4022.0526 | 0 | 0 | 0 | 0 | 0 | 0 | 0 | 0.6 | 0.6 | 0.6 | 0.6 | 0.6 | 0.6 | 0.6 | 0 | 0 | 0 | 0 | 0 | 0 | 0 | Retail (lrg, 1-story) AutoShop ILit all | Retail (lrg, 1-story) AutoShop ILit all | 3441 | 5 | 65 | Retail (lrg, 1-story) AutoShop ILit2 all | Retail (lrg, 1-story) AutoShop ILit all | Retail (lrg, 1-story) AutoShop ILit all | 3441 | 30 | 60 | 3441 | 9.7263 | 0.65 | 0.05 | 0.05 | 0.05 | 0.05 | 0.05 | 0.05 | 0.05 | 0.05 | 0.65 | 0.65 | 0.65 | 0.65 | 0.65 | 0.65 | 0.65 | 0.65 | 0.65 | 0.65 | 0.65 | 0.65 | 0.65 | 0.65 | 0.17632 | 0.05 | 11.4632 | 0.6 | 0.3 | 0.3 | 0.3 | 0.3 | 0.3 | 0.3 | 0.3 | 0.3 | 0.6 | 0.6 | 0.6 | 0.6 | 0.6 | 0.6 | 0.6 | 0.6 | 0.6 | 0.6 | 0.6 | 0.6 | 0.6 | 0.6 | 0.36316 | 0.3 | 0 | 0 | 0 | 0 | 0 | 0 | 0 | 0 | 1 | 1 | 1 | 1 | 1 | 1 | 1 | 1 | 1 | 1 | 1 | 1 | 1 | 1 | 0.21053 | 0 | 0 | 0 | 0 | 0 | 0 | 0 | 0 | 0 | 1 | 1 | 1 | 1 | 1 | 1 | 1 | 1 | 1 | 1 | 1 | 1 | 1 | 1 | 0.21053 | 0 | 0 | 0 | 0 | 0 | 0 | 0 | 0 | 0 | 0 | 0 | 0 | 0 | 0 | 0 |  | 0.0085348 | 0.0085348 | 0.0076343 | 0.0080824 | 0.008023 | 0.0074593 | 0.0090843 | Retail - Single-Story Large - Auto Repair Workshop - all | 16 | 9 | 22 | 2120.95 | 320.3553 | 2120.95 | 320.3553 | 0 | 0 | 8.45 | 1.2763 | 0 | 0 | 0 | 0 | 0 | 0 | 0 | 0 | 0 | 0 | 0.65 | 0.65 | 0.65 | 0.65 | 0.65 | 0.65 | 0.65 | 0.65 | 0.65 | 0.65 | 0.65 | 0.65 | 0.65 | 0 | 0 | 0 |  | 1957.8 | 919.4526 | 1957.8 | 919.4526 | 0 | 0 | 7.8 | 3.6632 | 0 | 0 | 0 | 0 | 0 | 0 | 0 | 0 | 0 | 0 | 0.6 | 0.6 | 0.6 | 0.6 | 0.6 | 0.6 | 0.6 | 0.6 | 0.6 | 0.6 | 0.6 | 0.6 | 0.6 | 0 | 0 | 0 | 1 | 1 | 1 | 1
1805 | 18 | 5 | 5 | 1 |  |  |  |  | Retail - Single-Story Large | Kitchen and Food Preparation | Retail - Single-Story Large - Kitchen and Food Preparation |  | Retail - Single-Story Large | Retail - Single-Story Large - Kitchen and Food Preparation | Retail (lrg, 1-story) Dining | Sat | Open | 52 | 52 | 0.011179 | 1.2717 | 1.2717 | 1.2717 | 1.2717 | 1.1969 | 1.1969 | 1.1969 | 0 | 0 | 0 | 0 | 0 | 0 | 0 | 5.9659 | 5.9659 | 5.9659 | 5.9659 | 5.615 | 5.615 | 5.615 | 0 | 0 | 0 | 0 | 0 | 0 | 0 | 0 | 0 | 0 | 0 | 0 | 0 | 0 | 0 | 0 | 0 | 0 | 0 | 0 | 0 | 0 | 0 | 0 | 0 | 0 | 0 | 0 | 0 | 0 | 0 | 0 | 0 | 0 | 0 | 0.3822 | 0.3822 | 0.3822 | 0.3822 | 0.35972 | 0.35972 | 0.35972 | 0 | 0 | 0 | 0 | 0 | 0 | 0 | 2.1974 | 2.1974 | 2.1974 | 2.1974 | 2.0681 | 2.0681 | 2.0681 | 0 | 0 | 0 | 0 | 0 | 0 | 0 | 0 | 0 | 0 | 0 | 0 | 0 | 0 | 0 | 0 | 0 | 0 | 0 | 0 | 0 | 0 | 0 | 0 | 0 | 0 | 0 | 0 | 0 | 0 | 0 | 0 | 0 | 0 | 0 | Retail (lrg, 1-story) Dining ILit Sat | Retail (lrg, 1-story) Dining ILit all | 3436 | 0 | 60 | Retail (lrg, 1-story) Dining ILit2 Sat | Retail (lrg, 1-story) Dining ILit Sat | Retail (lrg, 1-story) Dining ILit all | 3436 | 30 | 50 | 3436 | 8.07 | 0.6 | 0.03 | 0.03 | 0.03 | 0.03 | 0.03 | 0.03 | 0.03 | 0.03 | 0.03 | 0.6 | 0.6 | 0.6 | 0.6 | 0.6 | 0.6 | 0.6 | 0.6 | 0.6 | 0.6 | 0.6 | 0.6 | 0.6 | 0 | 0 | 9.89 | 0.5 | 0.31 | 0.31 | 0.31 | 0.31 | 0.31 | 0.31 | 0.31 | 0.31 | 0.31 | 0.5 | 0.5 | 0.5 | 0.5 | 0.5 | 0.5 | 0.5 | 0.5 | 0.5 | 0.5 | 0.5 | 0.5 | 0.5 | 0.3 | 0.3 | 0.05 | 0.05 | 0.05 | 0.05 | 0.05 | 0.05 | 0.05 | 0.05 | 0.05 | 1 | 1 | 1 | 1 | 1 | 1 | 1 | 1 | 1 | 1 | 1 | 1 | 1 | 0 | 0 | 0.05 | 0.05 | 0.05 | 0.05 | 0.05 | 0.05 | 0.05 | 0.05 | 0.05 | 1 | 1 | 1 | 1 | 1 | 1 | 1 | 1 | 1 | 1 | 1 | 1 | 1 | 0 | 0 | 15 | 0.66337 | 0.20792 | 0.079208 | 0.049505 | 0.76136 | 0 | 0 | 0 | 0 | 0 | 0 | 0 | 0 |  | 0.0085348 | 0.0085348 | 0.0076343 | 0.0080824 | 0.008023 | 0.0074593 | 0.0090843 | Retail - Single-Story Large - Kitchen and Food Preparation - Sat | 10 | 9 | 22 | 375.96 | 43.68 | 0 | 0 | 375.96 | 43.68 | 0 | 0 | 7.23 | 0.84 | 0 | 0 | 0 | 0 | 0 | 0 | 0 | 0 | 0.03 | 0.6 | 0.6 | 0.6 | 0.6 | 0.6 | 0.6 | 0.6 | 0.6 | 0.6 | 0.6 | 0.6 | 0.6 | 0 | 0 | 0 |  | 328.12 | 186.16 | 0 | 0 | 328.12 | 186.16 | 0 | 0 | 6.31 | 3.58 | 0 | 0 | 0 | 0 | 0 | 0 | 0 | 0 | 0.31 | 0.5 | 0.5 | 0.5 | 0.5 | 0.5 | 0.5 | 0.5 | 0.5 | 0.5 | 0.5 | 0.5 | 0.5 | 0 | 0 | 0 | 1 | 1 | 1 | 1
1806 | 18 | 6 | 6 | 2 |  |  |  |  | Retail - Single-Story Large | Kitchen and Food Preparation | Retail - Single-Story Large - Kitchen and Food Preparation |  | Retail - Single-Story Large | Retail - Single-Story Large - Kitchen and Food Preparation | Retail (lrg, 1-story) Dining | Sun | Open | 52 | 52 | 0.011179 | 1.2717 | 1.2717 | 1.2717 | 1.2717 | 1.1969 | 1.1969 | 1.1969 | 0 | 0 | 0 | 0 | 0 | 0 | 0 | 5.9659 | 5.9659 | 5.9659 | 5.9659 | 5.615 | 5.615 | 5.615 | 0 | 0 | 0 | 0 | 0 | 0 | 0 | 0 | 0 | 0 | 0 | 0 | 0 | 0 | 0 | 0 | 0 | 0 | 0 | 0 | 0 | 0 | 0 | 0 | 0 | 0 | 0 | 0 | 0 | 0 | 0 | 0 | 0 | 0 | 0 | 0.3822 | 0.3822 | 0.3822 | 0.3822 | 0.35972 | 0.35972 | 0.35972 | 0 | 0 | 0 | 0 | 0 | 0 | 0 | 2.1974 | 2.1974 | 2.1974 | 2.1974 | 2.0681 | 2.0681 | 2.0681 | 0 | 0 | 0 | 0 | 0 | 0 | 0 | 0 | 0 | 0 | 0 | 0 | 0 | 0 | 0 | 0 | 0 | 0 | 0 | 0 | 0 | 0 | 0 | 0 | 0 | 0 | 0 | 0 | 0 | 0 | 0 | 0 | 0 | 0 | 0 | Retail (lrg, 1-story) Dining ILit Sun | Retail (lrg, 1-story) Dining ILit all | 3436 | 0 | 60 | Retail (lrg, 1-story) Dining ILit2 Sun | Retail (lrg, 1-story) Dining ILit Sun | Retail (lrg, 1-story) Dining ILit all | 3436 | 30 | 50 | 3436 | 8.07 | 0.6 | 0.03 | 0.03 | 0.03 | 0.03 | 0.03 | 0.03 | 0.03 | 0.03 | 0.03 | 0.6 | 0.6 | 0.6 | 0.6 | 0.6 | 0.6 | 0.6 | 0.6 | 0.6 | 0.6 | 0.6 | 0.6 | 0.6 | 0 | 0 | 9.89 | 0.5 | 0.31 | 0.31 | 0.31 | 0.31 | 0.31 | 0.31 | 0.31 | 0.31 | 0.31 | 0.5 | 0.5 | 0.5 | 0.5 | 0.5 | 0.5 | 0.5 | 0.5 | 0.5 | 0.5 | 0.5 | 0.5 | 0.5 | 0.3 | 0.3 | 0.05 | 0.05 | 0.05 | 0.05 | 0.05 | 0.05 | 0.05 | 0.05 | 0.05 | 1 | 1 | 1 | 1 | 1 | 1 | 1 | 1 | 1 | 1 | 1 | 1 | 1 | 0 | 0 | 0.05 | 0.05 | 0.05 | 0.05 | 0.05 | 0.05 | 0.05 | 0.05 | 0.05 | 1 | 1 | 1 | 1 | 1 | 1 | 1 | 1 | 1 | 1 | 1 | 1 | 1 | 0 | 0 | 15 | 0.66337 | 0.20792 | 0.079208 | 0.049505 | 0.76136 | 0 | 0 | 0 | 0 | 0 | 0 | 0 | 0 |  | 0.0085348 | 0.0085348 | 0.0076343 | 0.0080824 | 0.008023 | 0.0074593 | 0.0090843 | Retail - Single-Story Large - Kitchen and Food Preparation - Sun | 12 | 9 | 22 | 375.96 | 43.68 | 0 | 0 | 375.96 | 43.68 | 0 | 0 | 7.23 | 0.84 | 0 | 0 | 0 | 0 | 0 | 0 | 0 | 0 | 0.03 | 0.6 | 0.6 | 0.6 | 0.6 | 0.6 | 0.6 | 0.6 | 0.6 | 0.6 | 0.6 | 0.6 | 0.6 | 0 | 0 | 0 |  | 328.12 | 186.16 | 0 | 0 | 328.12 | 186.16 | 0 | 0 | 6.31 | 3.58 | 0 | 0 | 0 | 0 | 0 | 0 | 0 | 0 | 0.31 | 0.5 | 0.5 | 0.5 | 0.5 | 0.5 | 0.5 | 0.5 | 0.5 | 0.5 | 0.5 | 0.5 | 0.5 | 0 | 0 | 0 | 1 | 1 | 1 | 1
1807 | 18 | 7 | 7 | 3 |  |  |  |  | Retail - Single-Story Large | Kitchen and Food Preparation | Retail - Single-Story Large - Kitchen and Food Preparation |  | Retail - Single-Story Large | Retail - Single-Story Large - Kitchen and Food Preparation | Retail (lrg, 1-story) Dining | Hol | Open | 10 | 10 | 0.011179 | 1.2717 | 1.2717 | 1.2717 | 1.2717 | 1.1969 | 1.1969 | 1.1969 | 0 | 0 | 0 | 0 | 0 | 0 | 0 | 1.1473 | 1.1473 | 1.1473 | 1.1473 | 1.0798 | 1.0798 | 1.0798 | 0 | 0 | 0 | 0 | 0 | 0 | 0 | 0 | 0 | 0 | 0 | 0 | 0 | 0 | 0 | 0 | 0 | 0 | 0 | 0 | 0 | 0 | 0 | 0 | 0 | 0 | 0 | 0 | 0 | 0 | 0 | 0 | 0 | 0 | 0 | 0.3822 | 0.3822 | 0.3822 | 0.3822 | 0.35972 | 0.35972 | 0.35972 | 0 | 0 | 0 | 0 | 0 | 0 | 0 | 0.42257 | 0.42257 | 0.42257 | 0.42257 | 0.39771 | 0.39771 | 0.39771 | 0 | 0 | 0 | 0 | 0 | 0 | 0 | 0 | 0 | 0 | 0 | 0 | 0 | 0 | 0 | 0 | 0 | 0 | 0 | 0 | 0 | 0 | 0 | 0 | 0 | 0 | 0 | 0 | 0 | 0 | 0 | 0 | 0 | 0 | 0 | Retail (lrg, 1-story) Dining ILit Hol | Retail (lrg, 1-story) Dining ILit all | 3436 | 0 | 60 | Retail (lrg, 1-story) Dining ILit2 Hol | Retail (lrg, 1-story) Dining ILit Hol | Retail (lrg, 1-story) Dining ILit all | 3436 | 30 | 50 | 3436 | 8.07 | 0.6 | 0.03 | 0.03 | 0.03 | 0.03 | 0.03 | 0.03 | 0.03 | 0.03 | 0.03 | 0.6 | 0.6 | 0.6 | 0.6 | 0.6 | 0.6 | 0.6 | 0.6 | 0.6 | 0.6 | 0.6 | 0.6 | 0.6 | 0 | 0 | 9.89 | 0.5 | 0.31 | 0.31 | 0.31 | 0.31 | 0.31 | 0.31 | 0.31 | 0.31 | 0.31 | 0.5 | 0.5 | 0.5 | 0.5 | 0.5 | 0.5 | 0.5 | 0.5 | 0.5 | 0.5 | 0.5 | 0.5 | 0.5 | 0.3 | 0.3 | 0.05 | 0.05 | 0.05 | 0.05 | 0.05 | 0.05 | 0.05 | 0.05 | 0.05 | 1 | 1 | 1 | 1 | 1 | 1 | 1 | 1 | 1 | 1 | 1 | 1 | 1 | 0 | 0 | 0.05 | 0.05 | 0.05 | 0.05 | 0.05 | 0.05 | 0.05 | 0.05 | 0.05 | 1 | 1 | 1 | 1 | 1 | 1 | 1 | 1 | 1 | 1 | 1 | 1 | 1 | 0 | 0 | 15 | 0.66337 | 0.20792 | 0.079208 | 0.049505 | 0.76136 | 0 | 0 | 0 | 0 | 0 | 0 | 0 | 0 |  | 0.0085348 | 0.0085348 | 0.0076343 | 0.0080824 | 0.008023 | 0.0074593 | 0.0090843 | Retail - Single-Story Large - Kitchen and Food Preparation - Hol | 14 | 9 | 22 | 72.3 | 8.4 | 0 | 0 | 72.3 | 8.4 | 0 | 0 | 7.23 | 0.84 | 0 | 0 | 0 | 0 | 0 | 0 | 0 | 0 | 0.03 | 0.6 | 0.6 | 0.6 | 0.6 | 0.6 | 0.6 | 0.6 | 0.6 | 0.6 | 0.6 | 0.6 | 0.6 | 0 | 0 | 0 |  | 63.1 | 35.8 | 0 | 0 | 63.1 | 35.8 | 0 | 0 | 6.31 | 3.58 | 0 | 0 | 0 | 0 | 0 | 0 | 0 | 0 | 0.31 | 0.5 | 0.5 | 0.5 | 0.5 | 0.5 | 0.5 | 0.5 | 0.5 | 0.5 | 0.5 | 0.5 | 0.5 | 0 | 0 | 0 | 1 | 1 | 1 | 1
1808 | 18 | 8 | 8 | 4 |  |  | Retail - Single-Story Large - Kitchen and Food Preparation | Retail - Single-Story Large - Kitchen and Food Preparation | Retail - Single-Story Large | Kitchen and Food Preparation | Retail - Single-Story Large - Kitchen and Food Preparation |  | Retail - Single-Story Large | Retail - Single-Story Large - Kitchen and Food Preparation | Retail (lrg, 1-story) Dining | all | Open | 251 | 251 | 0.011179 | 1.2717 | 1.2717 | 1.2717 | 1.2717 | 1.1969 | 1.1969 | 1.1969 | 0.014217 | 0.014217 | 0.014217 | 0.014217 | 0.01338 | 0.01338 | 0.01338 | 34.7962 | 34.7962 | 34.7962 | 34.7962 | 32.7494 | 32.7494 | 32.7494 | 0.010307 | 0.010307 | 0.010307 | 0.010307 | 0.0097008 | 0.0097008 | 0.0097008 | 3367.5437 | 3367.5437 | 3367.5437 | 3367.5437 | 3367.5437 | 3367.5437 | 3367.5437 | 0 | 0 | 0 | 0 | 0 | 0 | 0 | 0.725 | 0.725 | 0.725 | 0.725 | 0.725 | 0.725 | 0.725 | 0 | 0 | 0 | 0 | 0 | 0 | 0 | 0.3822 | 0.3822 | 0.3822 | 0.3822 | 0.35972 | 0.35972 | 0.35972 | 0.0042727 | 0.0042727 | 0.0042727 | 0.0042727 | 0.0040214 | 0.0040214 | 0.0040214 | 12.049 | 12.049 | 12.049 | 12.049 | 11.3402 | 11.3402 | 11.3402 | 0.0025636 | 0.0025636 | 0.0025636 | 0.0025636 | 0.0024128 | 0.0024128 | 0.0024128 | 3947.445 | 3947.445 | 3947.445 | 3947.445 | 3947.445 | 3947.445 | 3947.445 | 0 | 0 | 0 | 0 | 0 | 0 | 0 | 0.6 | 0.6 | 0.6 | 0.6 | 0.6 | 0.6 | 0.6 | 0 | 0 | 0 | 0 | 0 | 0 | 0 | Retail (lrg, 1-story) Dining ILit all | Retail (lrg, 1-story) Dining ILit all | 3435 | 0 | 72.5 | Retail (lrg, 1-story) Dining ILit2 all | Retail (lrg, 1-story) Dining ILit all | Retail (lrg, 1-story) Dining ILit all | 3435 | 30 | 60 | 3435 | 9.7512 | 0.725 | 0.03625 | 0.03625 | 0.03625 | 0.03625 | 0.03625 | 0.03625 | 0.03625 | 0.03625 | 0.03625 | 0.725 | 0.725 | 0.725 | 0.725 | 0.725 | 0.725 | 0.725 | 0.725 | 0.725 | 0.725 | 0.725 | 0.725 | 0.725 | 0 | 0 | 11.235 | 0.6 | 0.315 | 0.315 | 0.315 | 0.315 | 0.315 | 0.315 | 0.315 | 0.315 | 0.315 | 0.6 | 0.6 | 0.6 | 0.6 | 0.6 | 0.6 | 0.6 | 0.6 | 0.6 | 0.6 | 0.6 | 0.6 | 0.6 | 0.3 | 0.3 | 0.05 | 0.05 | 0.05 | 0.05 | 0.05 | 0.05 | 0.05 | 0.05 | 0.05 | 1 | 1 | 1 | 1 | 1 | 1 | 1 | 1 | 1 | 1 | 1 | 1 | 1 | 0 | 0 | 0.05 | 0.05 | 0.05 | 0.05 | 0.05 | 0.05 | 0.05 | 0.05 | 0.05 | 1 | 1 | 1 | 1 | 1 | 1 | 1 | 1 | 1 | 1 | 1 | 1 | 1 | 0 | 0 | 15 | 0.66337 | 0.20792 | 0.079208 | 0.049505 | 0.76136 | 0.11079 | 0.0015751 | 0.0015751 | 0.0015751 | 0.0015751 | 0.0014824 | 0.0014824 | 0.0014824 |  | 0.0085348 | 0.0085348 | 0.0076343 | 0.0080824 | 0.008023 | 0.0074593 | 0.0090843 | Retail - Single-Story Large - Kitchen and Food Preparation - all | 16 | 9 | 22 | 2192.7987 | 254.765 | 2192.7987 | 254.765 | 0 | 0 | 8.7362 | 1.015 | 0 | 0 | 0 | 0 | 0 | 0 | 0 | 0 | 0 | 0 | 0.03625 | 0.725 | 0.725 | 0.725 | 0.725 | 0.725 | 0.725 | 0.725 | 0.725 | 0.725 | 0.725 | 0.725 | 0.725 | 0 | 0 | 0 |  | 1886.265 | 933.72 | 1886.265 | 933.72 | 0 | 0 | 7.515 | 3.72 | 0 | 0 | 0 | 0 | 0 | 0 | 0 | 0 | 0 | 0 | 0.315 | 0.6 | 0.6 | 0.6 | 0.6 | 0.6 | 0.6 | 0.6 | 0.6 | 0.6 | 0.6 | 0.6 | 0.6 | 0 | 0 | 0 | 1 | 1 | 1 | 1
1809 | 18 | 9 | 5 | 1 |  |  |  |  | Retail - Single-Story Large | Office (General) | Retail - Single-Story Large - Office (General) |  | Retail - Single-Story Large | Retail - Single-Story Large - Office (General) | Retail (lrg, 1-story) Office | Sat | Open | 52 | 52 | 0.035885 | 0.97249 | 0.97249 | 0.97249 | 0.97249 | 0.97249 | 0.78547 | 0.78547 | 0 | 0 | 0 | 0 | 0 | 0 | 0 | 8.8534 | 8.8534 | 8.8534 | 8.8534 | 8.8534 | 7.1508 | 7.1508 | 0 | 0 | 0 | 0 | 0 | 0 | 0 | 0 | 0 | 0 | 0 | 0 | 0 | 0 | 0 | 0 | 0 | 0 | 0 | 0 | 0 | 0 | 0 | 0 | 0 | 0 | 0 | 0 | 0 | 0 | 0 | 0 | 0 | 0 | 0 | 0.29227 | 0.29227 | 0.29227 | 0.29227 | 0.29227 | 0.23607 | 0.23607 | 0 | 0 | 0 | 0 | 0 | 0 | 0 | 3.8033 | 3.8033 | 3.8033 | 3.8033 | 3.8033 | 3.0719 | 3.0719 | 0 | 0 | 0 | 0 | 0 | 0 | 0 | 0 | 0 | 0 | 0 | 0 | 0 | 0 | 0 | 0 | 0 | 0 | 0 | 0 | 0 | 0 | 0 | 0 | 0 | 0 | 0 | 0 | 0 | 0 | 0 | 0 | 0 | 0 | 0 | Retail (lrg, 1-story) Office ILit Sat | Retail (lrg, 1-story) Office ILit all | 3664 | 5 | 45 | Retail (lrg, 1-story) Office ILit2 Sat | Retail (lrg, 1-story) Office ILit Sat | Retail (lrg, 1-story) Office ILit all | 3664 | 6.5 | 65 | 3664 | 4.8787 | 0.43313 | 0.05 | 0.05 | 0.05 | 0.05 | 0.05 | 0.05 | 0.05 | 0.05 | 0.26176 | 0.45 | 0.45 | 0.45 | 0.45 | 0.45 | 0.45 | 0.45 | 0.45 | 0.45 | 0.073529 | 0.05 | 0.05 | 0.05 | 0.05 | 0.05 | 6.9735 | 0.62562 | 0.065 | 0.065 | 0.065 | 0.065 | 0.065 | 0.065 | 0.065 | 0.065 | 0.37471 | 0.65 | 0.65 | 0.65 | 0.65 | 0.65 | 0.65 | 0.65 | 0.65 | 0.65 | 0.099412 | 0.065 | 0.065 | 0.065 | 0.065 | 0.065 | 0 | 0 | 0 | 0 | 0 | 0 | 0 | 0 | 0.52941 | 1 | 1 | 1 | 1 | 1 | 1 | 1 | 1 | 1 | 0.058824 | 0 | 0 | 0 | 0 | 0 | 0 | 0 | 0 | 0 | 0 | 0 | 0 | 0 | 0.52941 | 1 | 1 | 1 | 1 | 1 | 1 | 1 | 1 | 1 | 0.058824 | 0 | 0 | 0 | 0 | 0 | 15 | 0.66337 | 0.20792 | 0.079208 | 0.049505 | 0.76136 | 0 | 0 | 0 | 0 | 0 | 0 | 0 | 0 |  | 0.0085348 | 0.0085348 | 0.0076343 | 0.0080824 | 0.008023 | 0.0074593 | 0.0090843 | Retail - Single-Story Large - Office (General) - Sat | 10 | 9 | 22 | 233.2353 | 20.4584 | 0 | 0 | 233.2353 | 20.4584 | 0 | 0 | 4.4853 | 0.39343 | 0 | 0 | 0 | 0 | 0 | 0 | 0 | 0 | 0.26176 | 0.45 | 0.45 | 0.45 | 0.45 | 0.45 | 0.45 | 0.45 | 0.45 | 0.45 | 0.073529 | 0.05 | 0.05 | 0 | 0 | 0 |  | 335.6141 | 27.0098 | 0 | 0 | 335.6141 | 27.0098 | 0 | 0 | 6.4541 | 0.51942 | 0 | 0 | 0 | 0 | 0 | 0 | 0 | 0 | 0.37471 | 0.65 | 0.65 | 0.65 | 0.65 | 0.65 | 0.65 | 0.65 | 0.65 | 0.65 | 0.099412 | 0.065 | 0.065 | 0 | 0 | 0 | 0.96891 | 0.9625 | 0.97272 | 0.9625
1810 | 18 | 10 | 6 | 2 |  |  |  |  | Retail - Single-Story Large | Office (General) | Retail - Single-Story Large - Office (General) |  | Retail - Single-Story Large | Retail - Single-Story Large - Office (General) | Retail (lrg, 1-story) Office | Sun | Open | 52 | 52 | 0.035885 | 0.97249 | 0.97249 | 0.97249 | 0.97249 | 0.97249 | 0.78547 | 0.78547 | 0 | 0 | 0 | 0 | 0 | 0 | 0 | 3.751 | 3.751 | 3.751 | 3.751 | 3.751 | 3.0296 | 3.0296 | 0 | 0 | 0 | 0 | 0 | 0 | 0 | 0 | 0 | 0 | 0 | 0 | 0 | 0 | 0 | 0 | 0 | 0 | 0 | 0 | 0 | 0 | 0 | 0 | 0 | 0 | 0 | 0 | 0 | 0 | 0 | 0 | 0 | 0 | 0 | 0.29227 | 0.29227 | 0.29227 | 0.29227 | 0.29227 | 0.23607 | 0.23607 | 0 | 0 | 0 | 0 | 0 | 0 | 0 | 1.5518 | 1.5518 | 1.5518 | 1.5518 | 1.5518 | 1.2533 | 1.2533 | 0 | 0 | 0 | 0 | 0 | 0 | 0 | 0 | 0 | 0 | 0 | 0 | 0 | 0 | 0 | 0 | 0 | 0 | 0 | 0 | 0 | 0 | 0 | 0 | 0 | 0 | 0 | 0 | 0 | 0 | 0 | 0 | 0 | 0 | 0 | Retail (lrg, 1-story) Office ILit Sun | Retail (lrg, 1-story) Office ILit all | 3450 | 5 | 45 | Retail (lrg, 1-story) Office ILit2 Sun | Retail (lrg, 1-story) Office ILit Sun | Retail (lrg, 1-story) Office ILit all | 3450 | 6.5 | 65 | 3450 | 2.067 | 0.048125 | 0.05 | 0.05 | 0.05 | 0.05 | 0.05 | 0.05 | 0.05 | 0.05 | 0.094444 | 0.45 | 0.45 | 0.094444 | 0.094444 | 0.05 | 0.05 | 0.05 | 0.05 | 0.05 | 0.05 | 0.05 | 0.05 | 0.05 | 0.05 | 0.05 | 2.8452 | 0.062563 | 0.065 | 0.065 | 0.065 | 0.065 | 0.065 | 0.065 | 0.065 | 0.065 | 0.13 | 0.65 | 0.65 | 0.13 | 0.13 | 0.065 | 0.065 | 0.065 | 0.065 | 0.065 | 0.065 | 0.065 | 0.065 | 0.065 | 0.065 | 0.065 | 0 | 0 | 0 | 0 | 0 | 0 | 0 | 0 | 0.11111 | 1 | 1 | 0.11111 | 0.11111 | 0 | 0 | 0 | 0 | 0 | 0 | 0 | 0 | 0 | 0 | 0 | 0 | 0 | 0 | 0 | 0 | 0 | 0 | 0 | 0.11111 | 1 | 1 | 0.11111 | 0.11111 | 0 | 0 | 0 | 0 | 0 | 0 | 0 | 0 | 0 | 0 | 0 | 15 | 0.66337 | 0.20792 | 0.079208 | 0.049505 | 0.76136 | 0 | 0 | 0 | 0 | 0 | 0 | 0 | 0 |  | 0.0085348 | 0.0085348 | 0.0076343 | 0.0080824 | 0.008023 | 0.0074593 | 0.0090843 | Retail - Single-Story Large - Office (General) - Sun | 12 | 9 | 22 | 82.3333 | 25.1506 | 0 | 0 | 82.3333 | 25.1506 | 0 | 0 | 1.5833 | 0.48367 | 0 | 0 | 0 | 0 | 0 | 0 | 0 | 0 | 0.094444 | 0.45 | 0.45 | 0.094444 | 0.094444 | 0.05 | 0.05 | 0.05 | 0.05 | 0.05 | 0.05 | 0.05 | 0.05 | 0 | 0 | 0 |  | 114.92 | 33.0305 | 0 | 0 | 114.92 | 33.0305 | 0 | 0 | 2.21 | 0.6352 | 0 | 0 | 0 | 0 | 0 | 0 | 0 | 0 | 0.13 | 0.65 | 0.65 | 0.13 | 0.13 | 0.065 | 0.065 | 0.065 | 0.065 | 0.065 | 0.065 | 0.065 | 0.065 | 0 | 0 | 0 | 0.96891 | 0.9625 | 0.97272 | 0.9625
1811 | 18 | 11 | 7 | 3 |  |  |  |  | Retail - Single-Story Large | Office (General) | Retail - Single-Story Large - Office (General) |  | Retail - Single-Story Large | Retail - Single-Story Large - Office (General) | Retail (lrg, 1-story) Office | Hol | Open | 10 | 10 | 0.035885 | 0.97249 | 0.97249 | 0.97249 | 0.97249 | 0.97249 | 0.78547 | 0.78547 | 0 | 0 | 0 | 0 | 0 | 0 | 0 | 0.72134 | 0.72134 | 0.72134 | 0.72134 | 0.72134 | 0.58262 | 0.58262 | 0 | 0 | 0 | 0 | 0 | 0 | 0 | 0 | 0 | 0 | 0 | 0 | 0 | 0 | 0 | 0 | 0 | 0 | 0 | 0 | 0 | 0 | 0 | 0 | 0 | 0 | 0 | 0 | 0 | 0 | 0 | 0 | 0 | 0 | 0 | 0.29227 | 0.29227 | 0.29227 | 0.29227 | 0.29227 | 0.23607 | 0.23607 | 0 | 0 | 0 | 0 | 0 | 0 | 0 | 0.29841 | 0.29841 | 0.29841 | 0.29841 | 0.29841 | 0.24103 | 0.24103 | 0 | 0 | 0 | 0 | 0 | 0 | 0 | 0 | 0 | 0 | 0 | 0 | 0 | 0 | 0 | 0 | 0 | 0 | 0 | 0 | 0 | 0 | 0 | 0 | 0 | 0 | 0 | 0 | 0 | 0 | 0 | 0 | 0 | 0 | 0 | Retail (lrg, 1-story) Office ILit Hol | Retail (lrg, 1-story) Office ILit all | 3450 | 5 | 45 | Retail (lrg, 1-story) Office ILit2 Hol | Retail (lrg, 1-story) Office ILit Hol | Retail (lrg, 1-story) Office ILit all | 3450 | 6.5 | 65 | 3450 | 2.067 | 0.048125 | 0.05 | 0.05 | 0.05 | 0.05 | 0.05 | 0.05 | 0.05 | 0.05 | 0.094444 | 0.45 | 0.45 | 0.094444 | 0.094444 | 0.05 | 0.05 | 0.05 | 0.05 | 0.05 | 0.05 | 0.05 | 0.05 | 0.05 | 0.05 | 0.05 | 2.8452 | 0.062563 | 0.065 | 0.065 | 0.065 | 0.065 | 0.065 | 0.065 | 0.065 | 0.065 | 0.13 | 0.65 | 0.65 | 0.13 | 0.13 | 0.065 | 0.065 | 0.065 | 0.065 | 0.065 | 0.065 | 0.065 | 0.065 | 0.065 | 0.065 | 0.065 | 0 | 0 | 0 | 0 | 0 | 0 | 0 | 0 | 0.11111 | 1 | 1 | 0.11111 | 0.11111 | 0 | 0 | 0 | 0 | 0 | 0 | 0 | 0 | 0 | 0 | 0 | 0 | 0 | 0 | 0 | 0 | 0 | 0 | 0 | 0.11111 | 1 | 1 | 0.11111 | 0.11111 | 0 | 0 | 0 | 0 | 0 | 0 | 0 | 0 | 0 | 0 | 0 | 15 | 0.66337 | 0.20792 | 0.079208 | 0.049505 | 0.76136 | 0 | 0 | 0 | 0 | 0 | 0 | 0 | 0 |  | 0.0085348 | 0.0085348 | 0.0076343 | 0.0080824 | 0.008023 | 0.0074593 | 0.0090843 | Retail - Single-Story Large - Office (General) - Hol | 14 | 9 | 22 | 15.8333 | 4.8367 | 0 | 0 | 15.8333 | 4.8367 | 0 | 0 | 1.5833 | 0.48367 | 0 | 0 | 0 | 0 | 0 | 0 | 0 | 0 | 0.094444 | 0.45 | 0.45 | 0.094444 | 0.094444 | 0.05 | 0.05 | 0.05 | 0.05 | 0.05 | 0.05 | 0.05 | 0.05 | 0 | 0 | 0 |  | 22.1 | 6.352 | 0 | 0 | 22.1 | 6.352 | 0 | 0 | 2.21 | 0.6352 | 0 | 0 | 0 | 0 | 0 | 0 | 0 | 0 | 0.13 | 0.65 | 0.65 | 0.13 | 0.13 | 0.065 | 0.065 | 0.065 | 0.065 | 0.065 | 0.065 | 0.065 | 0.065 | 0 | 0 | 0 | 0.96891 | 0.9625 | 0.97272 | 0.9625
1812 | 18 | 12 | 8 | 4 |  |  | Retail - Single-Story Large - Office (General) | Retail - Single-Story Large - Office (General) | Retail - Single-Story Large | Office (General) | Retail - Single-Story Large - Office (General) |  | Retail - Single-Story Large | Retail - Single-Story Large - Office (General) | Retail (lrg, 1-story) Office | all | Open | 251 | 251 | 0.035885 | 0.97249 | 0.97249 | 0.97249 | 0.97249 | 0.97249 | 0.78547 | 0.78547 | 0.034898 | 0.034898 | 0.034898 | 0.034898 | 0.034898 | 0.028187 | 0.028187 | 78.438 | 78.438 | 78.438 | 78.438 | 78.438 | 63.3538 | 63.3538 | 0.028551 | 0.028551 | 0.028551 | 0.028551 | 0.028551 | 0.02306 | 0.02306 | 2629.4839 | 2629.4839 | 2629.4839 | 2629.4839 | 2629.4839 | 2629.4839 | 2629.4839 | 0 | 0 | 0 | 0 | 0 | 0 | 0 | 0.81812 | 0.81812 | 0.81812 | 0.81812 | 0.81812 | 0.81812 | 0.81812 | 0 | 0 | 0 | 0 | 0 | 0 | 0 | 0.29227 | 0.29227 | 0.29227 | 0.29227 | 0.29227 | 0.23607 | 0.23607 | 0.010488 | 0.010488 | 0.010488 | 0.010488 | 0.010488 | 0.0084713 | 0.0084713 | 22.2718 | 22.2718 | 22.2718 | 22.2718 | 22.2718 | 17.9887 | 17.9887 | 0.0078236 | 0.0078236 | 0.0078236 | 0.0078236 | 0.0078236 | 0.0063191 | 0.0063191 | 2662.5101 | 2662.5101 | 2662.5101 | 2662.5101 | 2662.5101 | 2662.5101 | 2662.5101 | 0 | 0 | 0 | 0 | 0 | 0 | 0 | 0.74594 | 0.74594 | 0.74594 | 0.74594 | 0.74594 | 0.74594 | 0.74594 | 0 | 0 | 0 | 0 | 0 | 0 | 0 | Retail (lrg, 1-story) Office ILit all | Retail (lrg, 1-story) Office ILit all | 3448 | 5 | 85 | Retail (lrg, 1-story) Office ILit2 all | Retail (lrg, 1-story) Office ILit all | Retail (lrg, 1-story) Office ILit all | 3448 | 6.5 | 77.5 | 3448 | 8.9547 | 0.81812 | 0.05 | 0.05 | 0.05 | 0.05 | 0.05 | 0.05 | 0.05 | 0.092105 | 0.85 | 0.85 | 0.85 | 0.85 | 0.85 | 0.85 | 0.85 | 0.85 | 0.85 | 0.85 | 0.05 | 0.05 | 0.05 | 0.05 | 0.05 | 0.05 | 8.4601 | 0.74594 | 0.065 | 0.065 | 0.065 | 0.065 | 0.065 | 0.065 | 0.065 | 0.10237 | 0.775 | 0.775 | 0.775 | 0.775 | 0.775 | 0.775 | 0.775 | 0.775 | 0.775 | 0.775 | 0.065 | 0.065 | 0.065 | 0.065 | 0.065 | 0.065 | 0 | 0 | 0 | 0 | 0 | 0 | 0 | 0.052632 | 1 | 1 | 1 | 1 | 1 | 1 | 1 | 1 | 1 | 1 | 0 | 0 | 0 | 0 | 0 | 0 | 0 | 0 | 0 | 0 | 0 | 0 | 0 | 0.052632 | 1 | 1 | 1 | 1 | 1 | 1 | 1 | 1 | 1 | 1 | 0 | 0 | 0 | 0 | 0 | 0 | 15 | 0.66337 | 0.20792 | 0.079208 | 0.049505 | 0.76136 | 0.10176 | 0.0035511 | 0.0035511 | 0.0035511 | 0.0035511 | 0.0035511 | 0.0028682 | 0.0028682 |  | 0.0085348 | 0.0085348 | 0.0076343 | 0.0080824 | 0.008023 | 0.0074593 | 0.0090843 | Retail - Single-Story Large - Office (General) - all | 16 | 9 | 22 | 2171.15 | 76.4863 | 2171.15 | 76.4863 | 0 | 0 | 8.65 | 0.30473 | 0 | 0 | 0 | 0 | 0 | 0 | 0 | 0 | 0 | 0 | 0.85 | 0.85 | 0.85 | 0.85 | 0.85 | 0.85 | 0.85 | 0.85 | 0.85 | 0.85 | 0.05 | 0.05 | 0.05 | 0 | 0 | 0 |  | 1994.195 | 129.2887 | 1994.195 | 129.2887 | 0 | 0 | 7.945 | 0.51509 | 0 | 0 | 0 | 0 | 0 | 0 | 0 | 0 | 0 | 0 | 0.775 | 0.775 | 0.775 | 0.775 | 0.775 | 0.775 | 0.775 | 0.775 | 0.775 | 0.775 | 0.065 | 0.065 | 0.065 | 0 | 0 | 0 | 0.96891 | 0.9625 | 0.97272 | 0.9625
1813 | 18 | 13 | 5 | 1 |  |  |  |  | Retail - Single-Story Large | Pharmacy | Retail - Single-Story Large - Pharmacy |  | Retail - Single-Story Large | Retail - Single-Story Large - Pharmacy | Retail (lrg, 1-story) Pharmacy | Sat | Open | 52 | 52 | 0.012837 | 1.1969 | 1.1969 | 1.1969 | 1.1221 | 1.1221 | 1.1221 | 0.89768 | 0 | 0 | 0 | 0 | 0 | 0 | 0 | 6.8313 | 6.8313 | 6.8313 | 6.4044 | 6.4044 | 6.4044 | 5.1235 | 0 | 0 | 0 | 0 | 0 | 0 | 0 | 0 | 0 | 0 | 0 | 0 | 0 | 0 | 0 | 0 | 0 | 0 | 0 | 0 | 0 | 0 | 0 | 0 | 0 | 0 | 0 | 0 | 0 | 0 | 0 | 0 | 0 | 0 | 0 | 0.35972 | 0.35972 | 0.35972 | 0.33724 | 0.33724 | 0.33724 | 0.26979 | 0 | 0 | 0 | 0 | 0 | 0 | 0 | 2.4013 | 2.4013 | 2.4013 | 2.2512 | 2.2512 | 2.2512 | 1.801 | 0 | 0 | 0 | 0 | 0 | 0 | 0 | 0 | 0 | 0 | 0 | 0 | 0 | 0 | 0 | 0 | 0 | 0 | 0 | 0 | 0 | 0 | 0 | 0 | 0 | 0 | 0 | 0 | 0 | 0 | 0 | 0 | 0 | 0 | 0 | Retail (lrg, 1-story) Pharmacy ILit Sat | Retail (lrg, 1-story) Pharmacy ILit all | 3430 | 5 | 57.5 | Retail (lrg, 1-story) Pharmacy ILit2 Sat | Retail (lrg, 1-story) Pharmacy ILit Sat | Retail (lrg, 1-story) Pharmacy ILit all | 3430 | 30 | 50 | 3430 | 8.55 | 0.575 | 0.05 | 0.05 | 0.05 | 0.05 | 0.05 | 0.05 | 0.05 | 0.05 | 0.575 | 0.575 | 0.575 | 0.575 | 0.575 | 0.575 | 0.575 | 0.575 | 0.575 | 0.575 | 0.575 | 0.575 | 0.575 | 0.575 | 0.05 | 0.05 | 10 | 0.5 | 0.3 | 0.3 | 0.3 | 0.3 | 0.3 | 0.3 | 0.3 | 0.3 | 0.5 | 0.5 | 0.5 | 0.5 | 0.5 | 0.5 | 0.5 | 0.5 | 0.5 | 0.5 | 0.5 | 0.5 | 0.5 | 0.5 | 0.3 | 0.3 | 0 | 0 | 0 | 0 | 0 | 0 | 0 | 0 | 1 | 1 | 1 | 1 | 1 | 1 | 1 | 1 | 1 | 1 | 1 | 1 | 1 | 1 | 0 | 0 | 0 | 0 | 0 | 0 | 0 | 0 | 0 | 0 | 1 | 1 | 1 | 1 | 1 | 1 | 1 | 1 | 1 | 1 | 1 | 1 | 1 | 1 | 0 | 0 | 0 | 0 | 0 | 0 | 0 | 0 | 0 | 0 | 0 | 0 | 0 | 0 | 0 | 0 |  | 0.0085348 | 0.0085348 | 0.0076343 | 0.0080824 | 0.008023 | 0.0074593 | 0.0090843 | Retail - Single-Story Large - Pharmacy - Sat | 10 | 9 | 22 | 388.7 | 55.9 | 0 | 0 | 388.7 | 55.9 | 0 | 0 | 7.475 | 1.075 | 0 | 0 | 0 | 0 | 0 | 0 | 0 | 0 | 0.575 | 0.575 | 0.575 | 0.575 | 0.575 | 0.575 | 0.575 | 0.575 | 0.575 | 0.575 | 0.575 | 0.575 | 0.575 | 0 | 0 | 0 |  | 338 | 182 | 0 | 0 | 338 | 182 | 0 | 0 | 6.5 | 3.5 | 0 | 0 | 0 | 0 | 0 | 0 | 0 | 0 | 0.5 | 0.5 | 0.5 | 0.5 | 0.5 | 0.5 | 0.5 | 0.5 | 0.5 | 0.5 | 0.5 | 0.5 | 0.5 | 0 | 0 | 0 | 1 | 1 | 1 | 1
1814 | 18 | 14 | 6 | 2 |  |  |  |  | Retail - Single-Story Large | Pharmacy | Retail - Single-Story Large - Pharmacy |  | Retail - Single-Story Large | Retail - Single-Story Large - Pharmacy | Retail (lrg, 1-story) Pharmacy | Sun | Open | 52 | 52 | 0.012837 | 1.1969 | 1.1969 | 1.1969 | 1.1221 | 1.1221 | 1.1221 | 0.89768 | 0 | 0 | 0 | 0 | 0 | 0 | 0 | 6.8313 | 6.8313 | 6.8313 | 6.4044 | 6.4044 | 6.4044 | 5.1235 | 0 | 0 | 0 | 0 | 0 | 0 | 0 | 0 | 0 | 0 | 0 | 0 | 0 | 0 | 0 | 0 | 0 | 0 | 0 | 0 | 0 | 0 | 0 | 0 | 0 | 0 | 0 | 0 | 0 | 0 | 0 | 0 | 0 | 0 | 0 | 0.35972 | 0.35972 | 0.35972 | 0.33724 | 0.33724 | 0.33724 | 0.26979 | 0 | 0 | 0 | 0 | 0 | 0 | 0 | 2.4013 | 2.4013 | 2.4013 | 2.2512 | 2.2512 | 2.2512 | 1.801 | 0 | 0 | 0 | 0 | 0 | 0 | 0 | 0 | 0 | 0 | 0 | 0 | 0 | 0 | 0 | 0 | 0 | 0 | 0 | 0 | 0 | 0 | 0 | 0 | 0 | 0 | 0 | 0 | 0 | 0 | 0 | 0 | 0 | 0 | 0 | Retail (lrg, 1-story) Pharmacy ILit Sun | Retail (lrg, 1-story) Pharmacy ILit all | 3430 | 5 | 57.5 | Retail (lrg, 1-story) Pharmacy ILit2 Sun | Retail (lrg, 1-story) Pharmacy ILit Sun | Retail (lrg, 1-story) Pharmacy ILit all | 3430 | 30 | 50 | 3430 | 8.55 | 0.575 | 0.05 | 0.05 | 0.05 | 0.05 | 0.05 | 0.05 | 0.05 | 0.05 | 0.575 | 0.575 | 0.575 | 0.575 | 0.575 | 0.575 | 0.575 | 0.575 | 0.575 | 0.575 | 0.575 | 0.575 | 0.575 | 0.575 | 0.05 | 0.05 | 10 | 0.5 | 0.3 | 0.3 | 0.3 | 0.3 | 0.3 | 0.3 | 0.3 | 0.3 | 0.5 | 0.5 | 0.5 | 0.5 | 0.5 | 0.5 | 0.5 | 0.5 | 0.5 | 0.5 | 0.5 | 0.5 | 0.5 | 0.5 | 0.3 | 0.3 | 0 | 0 | 0 | 0 | 0 | 0 | 0 | 0 | 1 | 1 | 1 | 1 | 1 | 1 | 1 | 1 | 1 | 1 | 1 | 1 | 1 | 1 | 0 | 0 | 0 | 0 | 0 | 0 | 0 | 0 | 0 | 0 | 1 | 1 | 1 | 1 | 1 | 1 | 1 | 1 | 1 | 1 | 1 | 1 | 1 | 1 | 0 | 0 | 0 | 0 | 0 | 0 | 0 | 0 | 0 | 0 | 0 | 0 | 0 | 0 | 0 | 0 |  | 0.0085348 | 0.0085348 | 0.0076343 | 0.0080824 | 0.008023 | 0.0074593 | 0.0090843 | Retail - Single-Story Large - Pharmacy - Sun | 12 | 9 | 22 | 388.7 | 55.9 | 0 | 0 | 388.7 | 55.9 | 0 | 0 | 7.475 | 1.075 | 0 | 0 | 0 | 0 | 0 | 0 | 0 | 0 | 0.575 | 0.575 | 0.575 | 0.575 | 0.575 | 0.575 | 0.575 | 0.575 | 0.575 | 0.575 | 0.575 | 0.575 | 0.575 | 0 | 0 | 0 |  | 338 | 182 | 0 | 0 | 338 | 182 | 0 | 0 | 6.5 | 3.5 | 0 | 0 | 0 | 0 | 0 | 0 | 0 | 0 | 0.5 | 0.5 | 0.5 | 0.5 | 0.5 | 0.5 | 0.5 | 0.5 | 0.5 | 0.5 | 0.5 | 0.5 | 0.5 | 0 | 0 | 0 | 1 | 1 | 1 | 1
1815 | 18 | 15 | 7 | 3 |  |  |  |  | Retail - Single-Story Large | Pharmacy | Retail - Single-Story Large - Pharmacy |  | Retail - Single-Story Large | Retail - Single-Story Large - Pharmacy | Retail (lrg, 1-story) Pharmacy | Hol | Open | 10 | 10 | 0.012837 | 1.1969 | 1.1969 | 1.1969 | 1.1221 | 1.1221 | 1.1221 | 0.89768 | 0 | 0 | 0 | 0 | 0 | 0 | 0 | 1.3137 | 1.3137 | 1.3137 | 1.2316 | 1.2316 | 1.2316 | 0.98529 | 0 | 0 | 0 | 0 | 0 | 0 | 0 | 0 | 0 | 0 | 0 | 0 | 0 | 0 | 0 | 0 | 0 | 0 | 0 | 0 | 0 | 0 | 0 | 0 | 0 | 0 | 0 | 0 | 0 | 0 | 0 | 0 | 0 | 0 | 0 | 0.35972 | 0.35972 | 0.35972 | 0.33724 | 0.33724 | 0.33724 | 0.26979 | 0 | 0 | 0 | 0 | 0 | 0 | 0 | 0.46179 | 0.46179 | 0.46179 | 0.43293 | 0.43293 | 0.43293 | 0.34634 | 0 | 0 | 0 | 0 | 0 | 0 | 0 | 0 | 0 | 0 | 0 | 0 | 0 | 0 | 0 | 0 | 0 | 0 | 0 | 0 | 0 | 0 | 0 | 0 | 0 | 0 | 0 | 0 | 0 | 0 | 0 | 0 | 0 | 0 | 0 | Retail (lrg, 1-story) Pharmacy ILit Hol | Retail (lrg, 1-story) Pharmacy ILit all | 3430 | 5 | 57.5 | Retail (lrg, 1-story) Pharmacy ILit2 Hol | Retail (lrg, 1-story) Pharmacy ILit Hol | Retail (lrg, 1-story) Pharmacy ILit all | 3430 | 30 | 50 | 3430 | 8.55 | 0.575 | 0.05 | 0.05 | 0.05 | 0.05 | 0.05 | 0.05 | 0.05 | 0.05 | 0.575 | 0.575 | 0.575 | 0.575 | 0.575 | 0.575 | 0.575 | 0.575 | 0.575 | 0.575 | 0.575 | 0.575 | 0.575 | 0.575 | 0.05 | 0.05 | 10 | 0.5 | 0.3 | 0.3 | 0.3 | 0.3 | 0.3 | 0.3 | 0.3 | 0.3 | 0.5 | 0.5 | 0.5 | 0.5 | 0.5 | 0.5 | 0.5 | 0.5 | 0.5 | 0.5 | 0.5 | 0.5 | 0.5 | 0.5 | 0.3 | 0.3 | 0 | 0 | 0 | 0 | 0 | 0 | 0 | 0 | 1 | 1 | 1 | 1 | 1 | 1 | 1 | 1 | 1 | 1 | 1 | 1 | 1 | 1 | 0 | 0 | 0 | 0 | 0 | 0 | 0 | 0 | 0 | 0 | 1 | 1 | 1 | 1 | 1 | 1 | 1 | 1 | 1 | 1 | 1 | 1 | 1 | 1 | 0 | 0 | 0 | 0 | 0 | 0 | 0 | 0 | 0 | 0 | 0 | 0 | 0 | 0 | 0 | 0 |  | 0.0085348 | 0.0085348 | 0.0076343 | 0.0080824 | 0.008023 | 0.0074593 | 0.0090843 | Retail - Single-Story Large - Pharmacy - Hol | 14 | 9 | 22 | 74.75 | 10.75 | 0 | 0 | 74.75 | 10.75 | 0 | 0 | 7.475 | 1.075 | 0 | 0 | 0 | 0 | 0 | 0 | 0 | 0 | 0.575 | 0.575 | 0.575 | 0.575 | 0.575 | 0.575 | 0.575 | 0.575 | 0.575 | 0.575 | 0.575 | 0.575 | 0.575 | 0 | 0 | 0 |  | 65 | 35 | 0 | 0 | 65 | 35 | 0 | 0 | 6.5 | 3.5 | 0 | 0 | 0 | 0 | 0 | 0 | 0 | 0 | 0.5 | 0.5 | 0.5 | 0.5 | 0.5 | 0.5 | 0.5 | 0.5 | 0.5 | 0.5 | 0.5 | 0.5 | 0.5 | 0 | 0 | 0 | 1 | 1 | 1 | 1
1816 | 18 | 16 | 8 | 4 |  |  | Retail - Single-Story Large - Pharmacy | Retail - Single-Story Large - Pharmacy | Retail - Single-Story Large | Pharmacy | Retail - Single-Story Large - Pharmacy |  | Retail - Single-Story Large | Retail - Single-Story Large - Pharmacy | Retail (lrg, 1-story) Pharmacy | all | Open | 251 | 251 | 0.012837 | 1.1969 | 1.1969 | 1.1969 | 1.1221 | 1.1221 | 1.1221 | 0.89768 | 0.015365 | 0.015365 | 0.015365 | 0.014405 | 0.014405 | 0.014405 | 0.011524 | 38.3736 | 38.3736 | 38.3736 | 35.9753 | 35.9753 | 35.9753 | 28.7802 | 0.010371 | 0.010371 | 0.010371 | 0.0097232 | 0.0097232 | 0.0097232 | 0.0077786 | 3472.15 | 3472.15 | 3472.15 | 3472.15 | 3472.15 | 3472.15 | 3472.15 | 0 | 0 | 0 | 0 | 0 | 0 | 0 | 0.675 | 0.675 | 0.675 | 0.675 | 0.675 | 0.675 | 0.675 | 0 | 0 | 0 | 0 | 0 | 0 | 0 | 0.35972 | 0.35972 | 0.35972 | 0.33724 | 0.33724 | 0.33724 | 0.26979 | 0.0046179 | 0.0046179 | 0.0046179 | 0.0043293 | 0.0043293 | 0.0043293 | 0.0034634 | 13.2136 | 13.2136 | 13.2136 | 12.3877 | 12.3877 | 12.3877 | 9.9102 | 0.0027707 | 0.0027707 | 0.0027707 | 0.0025976 | 0.0025976 | 0.0025976 | 0.002078 | 4001.4 | 4001.4 | 4001.4 | 4001.4 | 4001.4 | 4001.4 | 4001.4 | 0 | 0 | 0 | 0 | 0 | 0 | 0 | 0.6 | 0.6 | 0.6 | 0.6 | 0.6 | 0.6 | 0.6 | 0 | 0 | 0 | 0 | 0 | 0 | 0 | Retail (lrg, 1-story) Pharmacy ILit all | Retail (lrg, 1-story) Pharmacy ILit all | 3429 | 5 | 67.5 | Retail (lrg, 1-story) Pharmacy ILit2 all | Retail (lrg, 1-story) Pharmacy ILit all | Retail (lrg, 1-story) Pharmacy ILit all | 3429 | 30 | 60 | 3429 | 9.95 | 0.675 | 0.05 | 0.05 | 0.05 | 0.05 | 0.05 | 0.05 | 0.05 | 0.05 | 0.675 | 0.675 | 0.675 | 0.675 | 0.675 | 0.675 | 0.675 | 0.675 | 0.675 | 0.675 | 0.675 | 0.675 | 0.675 | 0.675 | 0.05 | 0.05 | 11.4 | 0.6 | 0.3 | 0.3 | 0.3 | 0.3 | 0.3 | 0.3 | 0.3 | 0.3 | 0.6 | 0.6 | 0.6 | 0.6 | 0.6 | 0.6 | 0.6 | 0.6 | 0.6 | 0.6 | 0.6 | 0.6 | 0.6 | 0.6 | 0.3 | 0.3 | 0 | 0 | 0 | 0 | 0 | 0 | 0 | 0 | 1 | 1 | 1 | 1 | 1 | 1 | 1 | 1 | 1 | 1 | 1 | 1 | 1 | 1 | 0 | 0 | 0 | 0 | 0 | 0 | 0 | 0 | 0 | 0 | 1 | 1 | 1 | 1 | 1 | 1 | 1 | 1 | 1 | 1 | 1 | 1 | 1 | 1 | 0 | 0 | 0 | 0 | 0 | 0 | 0 | 0 | 0 | 0 | 0 | 0 | 0 | 0 | 0 | 0 |  | 0.0085348 | 0.0085348 | 0.0076343 | 0.0080824 | 0.008023 | 0.0074593 | 0.0090843 | Retail - Single-Story Large - Pharmacy - all | 16 | 9 | 22 | 2202.525 | 294.925 | 2202.525 | 294.925 | 0 | 0 | 8.775 | 1.175 | 0 | 0 | 0 | 0 | 0 | 0 | 0 | 0 | 0 | 0 | 0.675 | 0.675 | 0.675 | 0.675 | 0.675 | 0.675 | 0.675 | 0.675 | 0.675 | 0.675 | 0.675 | 0.675 | 0.675 | 0 | 0 | 0 |  | 1957.8 | 903.6 | 1957.8 | 903.6 | 0 | 0 | 7.8 | 3.6 | 0 | 0 | 0 | 0 | 0 | 0 | 0 | 0 | 0 | 0 | 0.6 | 0.6 | 0.6 | 0.6 | 0.6 | 0.6 | 0.6 | 0.6 | 0.6 | 0.6 | 0.6 | 0.6 | 0.6 | 0 | 0 | 0 | 1 | 1 | 1 | 1
1817 | 18 | 17 | 5 | 1 |  |  |  |  | Retail - Single-Story Large | Retail Sales and Wholesale Showroom | Retail - Single-Story Large - Retail Sales and Wholesale Showroom |  | Retail - Single-Story Large | Retail - Single-Story Large - Retail Sales and Wholesale Showroom | Retail (lrg, 1-story) Sales | Sat | Open | 52 | 52 | 0.80967 | 1.1969 | 1.1969 | 1.1969 | 1.1221 | 1.1221 | 1.1221 | 0.89768 | 0 | 0 | 0 | 0 | 0 | 0 | 0 | 554.3243 | 554.3243 | 554.3243 | 519.679 | 519.679 | 519.679 | 415.7432 | 0 | 0 | 0 | 0 | 0 | 0 | 0 | 0 | 0 | 0 | 0 | 0 | 0 | 0 | 0 | 0 | 0 | 0 | 0 | 0 | 0 | 0 | 0 | 0 | 0 | 0 | 0 | 0 | 0 | 0 | 0 | 0 | 0 | 0 | 0 | 0.35972 | 0.35972 | 0.35972 | 0.33724 | 0.33724 | 0.33724 | 0.26979 | 0 | 0 | 0 | 0 | 0 | 0 | 0 | 172.6559 | 172.6559 | 172.6559 | 161.8649 | 161.8649 | 161.8649 | 129.4919 | 0 | 0 | 0 | 0 | 0 | 0 | 0 | 0 | 0 | 0 | 0 | 0 | 0 | 0 | 0 | 0 | 0 | 0 | 0 | 0 | 0 | 0 | 0 | 0 | 0 | 0 | 0 | 0 | 0 | 0 | 0 | 0 | 0 | 0 | 0 | Retail (lrg, 1-story) Sales ILit Sat | Retail (lrg, 1-story) Sales ILit all | 3424 | 5 | 75 | Retail (lrg, 1-story) Sales ILit2 Sat | Retail (lrg, 1-story) Sales ILit Sat | Retail (lrg, 1-story) Sales ILit all | 3424 | 30 | 60 | 3424 | 11 | 0.75 | 0.05 | 0.05 | 0.05 | 0.05 | 0.05 | 0.05 | 0.05 | 0.05 | 0.75 | 0.75 | 0.75 | 0.75 | 0.75 | 0.75 | 0.75 | 0.75 | 0.75 | 0.75 | 0.75 | 0.75 | 0.75 | 0.75 | 0.05 | 0.05 | 11.4 | 0.6 | 0.3 | 0.3 | 0.3 | 0.3 | 0.3 | 0.3 | 0.3 | 0.3 | 0.6 | 0.6 | 0.6 | 0.6 | 0.6 | 0.6 | 0.6 | 0.6 | 0.6 | 0.6 | 0.6 | 0.6 | 0.6 | 0.6 | 0.3 | 0.3 | 0 | 0 | 0 | 0 | 0 | 0 | 0 | 0 | 1 | 1 | 1 | 1 | 1 | 1 | 1 | 1 | 1 | 1 | 1 | 1 | 1 | 1 | 0 | 0 | 0 | 0 | 0 | 0 | 0 | 0 | 0 | 0 | 1 | 1 | 1 | 1 | 1 | 1 | 1 | 1 | 1 | 1 | 1 | 1 | 1 | 1 | 0 | 0 | 0 | 0 | 0 | 0 | 0 | 0 | 0 | 0 | 0 | 0 | 0 | 0 | 0 | 0 |  | 0.0085348 | 0.0085348 | 0.0076343 | 0.0080824 | 0.008023 | 0.0074593 | 0.0090843 | Retail - Single-Story Large - Retail Sales and Wholesale Showroom - Sat | 10 | 9 | 22 | 507 | 65 | 0 | 0 | 507 | 65 | 0 | 0 | 9.75 | 1.25 | 0 | 0 | 0 | 0 | 0 | 0 | 0 | 0 | 0.75 | 0.75 | 0.75 | 0.75 | 0.75 | 0.75 | 0.75 | 0.75 | 0.75 | 0.75 | 0.75 | 0.75 | 0.75 | 0 | 0 | 0 |  | 405.6 | 187.2 | 0 | 0 | 405.6 | 187.2 | 0 | 0 | 7.8 | 3.6 | 0 | 0 | 0 | 0 | 0 | 0 | 0 | 0 | 0.6 | 0.6 | 0.6 | 0.6 | 0.6 | 0.6 | 0.6 | 0.6 | 0.6 | 0.6 | 0.6 | 0.6 | 0.6 | 0 | 0 | 0 | 1 | 1 | 1 | 1
1818 | 18 | 18 | 6 | 2 |  |  |  |  | Retail - Single-Story Large | Retail Sales and Wholesale Showroom | Retail - Single-Story Large - Retail Sales and Wholesale Showroom |  | Retail - Single-Story Large | Retail - Single-Story Large - Retail Sales and Wholesale Showroom | Retail (lrg, 1-story) Sales | Sun | Open | 52 | 52 | 0.80967 | 1.1969 | 1.1969 | 1.1969 | 1.1221 | 1.1221 | 1.1221 | 0.89768 | 0 | 0 | 0 | 0 | 0 | 0 | 0 | 554.3243 | 554.3243 | 554.3243 | 519.679 | 519.679 | 519.679 | 415.7432 | 0 | 0 | 0 | 0 | 0 | 0 | 0 | 0 | 0 | 0 | 0 | 0 | 0 | 0 | 0 | 0 | 0 | 0 | 0 | 0 | 0 | 0 | 0 | 0 | 0 | 0 | 0 | 0 | 0 | 0 | 0 | 0 | 0 | 0 | 0 | 0.35972 | 0.35972 | 0.35972 | 0.33724 | 0.33724 | 0.33724 | 0.26979 | 0 | 0 | 0 | 0 | 0 | 0 | 0 | 172.6559 | 172.6559 | 172.6559 | 161.8649 | 161.8649 | 161.8649 | 129.4919 | 0 | 0 | 0 | 0 | 0 | 0 | 0 | 0 | 0 | 0 | 0 | 0 | 0 | 0 | 0 | 0 | 0 | 0 | 0 | 0 | 0 | 0 | 0 | 0 | 0 | 0 | 0 | 0 | 0 | 0 | 0 | 0 | 0 | 0 | 0 | Retail (lrg, 1-story) Sales ILit Sun | Retail (lrg, 1-story) Sales ILit all | 3424 | 5 | 75 | Retail (lrg, 1-story) Sales ILit2 Sun | Retail (lrg, 1-story) Sales ILit Sun | Retail (lrg, 1-story) Sales ILit all | 3424 | 30 | 60 | 3424 | 11 | 0.75 | 0.05 | 0.05 | 0.05 | 0.05 | 0.05 | 0.05 | 0.05 | 0.05 | 0.75 | 0.75 | 0.75 | 0.75 | 0.75 | 0.75 | 0.75 | 0.75 | 0.75 | 0.75 | 0.75 | 0.75 | 0.75 | 0.75 | 0.05 | 0.05 | 11.4 | 0.6 | 0.3 | 0.3 | 0.3 | 0.3 | 0.3 | 0.3 | 0.3 | 0.3 | 0.6 | 0.6 | 0.6 | 0.6 | 0.6 | 0.6 | 0.6 | 0.6 | 0.6 | 0.6 | 0.6 | 0.6 | 0.6 | 0.6 | 0.3 | 0.3 | 0 | 0 | 0 | 0 | 0 | 0 | 0 | 0 | 1 | 1 | 1 | 1 | 1 | 1 | 1 | 1 | 1 | 1 | 1 | 1 | 1 | 1 | 0 | 0 | 0 | 0 | 0 | 0 | 0 | 0 | 0 | 0 | 1 | 1 | 1 | 1 | 1 | 1 | 1 | 1 | 1 | 1 | 1 | 1 | 1 | 1 | 0 | 0 | 0 | 0 | 0 | 0 | 0 | 0 | 0 | 0 | 0 | 0 | 0 | 0 | 0 | 0 |  | 0.0085348 | 0.0085348 | 0.0076343 | 0.0080824 | 0.008023 | 0.0074593 | 0.0090843 | Retail - Single-Story Large - Retail Sales and Wholesale Showroom - Sun | 12 | 9 | 22 | 507 | 65 | 0 | 0 | 507 | 65 | 0 | 0 | 9.75 | 1.25 | 0 | 0 | 0 | 0 | 0 | 0 | 0 | 0 | 0.75 | 0.75 | 0.75 | 0.75 | 0.75 | 0.75 | 0.75 | 0.75 | 0.75 | 0.75 | 0.75 | 0.75 | 0.75 | 0 | 0 | 0 |  | 405.6 | 187.2 | 0 | 0 | 405.6 | 187.2 | 0 | 0 | 7.8 | 3.6 | 0 | 0 | 0 | 0 | 0 | 0 | 0 | 0 | 0.6 | 0.6 | 0.6 | 0.6 | 0.6 | 0.6 | 0.6 | 0.6 | 0.6 | 0.6 | 0.6 | 0.6 | 0.6 | 0 | 0 | 0 | 1 | 1 | 1 | 1
1819 | 18 | 19 | 7 | 3 |  |  |  |  | Retail - Single-Story Large | Retail Sales and Wholesale Showroom | Retail - Single-Story Large - Retail Sales and Wholesale Showroom |  | Retail - Single-Story Large | Retail - Single-Story Large - Retail Sales and Wholesale Showroom | Retail (lrg, 1-story) Sales | Hol | Open | 10 | 10 | 0.80967 | 1.1969 | 1.1969 | 1.1969 | 1.1221 | 1.1221 | 1.1221 | 0.89768 | 0 | 0 | 0 | 0 | 0 | 0 | 0 | 106.6008 | 106.6008 | 106.6008 | 99.9383 | 99.9383 | 99.9383 | 79.9506 | 0 | 0 | 0 | 0 | 0 | 0 | 0 | 0 | 0 | 0 | 0 | 0 | 0 | 0 | 0 | 0 | 0 | 0 | 0 | 0 | 0 | 0 | 0 | 0 | 0 | 0 | 0 | 0 | 0 | 0 | 0 | 0 | 0 | 0 | 0 | 0.35972 | 0.35972 | 0.35972 | 0.33724 | 0.33724 | 0.33724 | 0.26979 | 0 | 0 | 0 | 0 | 0 | 0 | 0 | 33.2031 | 33.2031 | 33.2031 | 31.1279 | 31.1279 | 31.1279 | 24.9023 | 0 | 0 | 0 | 0 | 0 | 0 | 0 | 0 | 0 | 0 | 0 | 0 | 0 | 0 | 0 | 0 | 0 | 0 | 0 | 0 | 0 | 0 | 0 | 0 | 0 | 0 | 0 | 0 | 0 | 0 | 0 | 0 | 0 | 0 | 0 | Retail (lrg, 1-story) Sales ILit Hol | Retail (lrg, 1-story) Sales ILit all | 3424 | 5 | 75 | Retail (lrg, 1-story) Sales ILit2 Hol | Retail (lrg, 1-story) Sales ILit Hol | Retail (lrg, 1-story) Sales ILit all | 3424 | 30 | 60 | 3424 | 11 | 0.75 | 0.05 | 0.05 | 0.05 | 0.05 | 0.05 | 0.05 | 0.05 | 0.05 | 0.75 | 0.75 | 0.75 | 0.75 | 0.75 | 0.75 | 0.75 | 0.75 | 0.75 | 0.75 | 0.75 | 0.75 | 0.75 | 0.75 | 0.05 | 0.05 | 11.4 | 0.6 | 0.3 | 0.3 | 0.3 | 0.3 | 0.3 | 0.3 | 0.3 | 0.3 | 0.6 | 0.6 | 0.6 | 0.6 | 0.6 | 0.6 | 0.6 | 0.6 | 0.6 | 0.6 | 0.6 | 0.6 | 0.6 | 0.6 | 0.3 | 0.3 | 0 | 0 | 0 | 0 | 0 | 0 | 0 | 0 | 1 | 1 | 1 | 1 | 1 | 1 | 1 | 1 | 1 | 1 | 1 | 1 | 1 | 1 | 0 | 0 | 0 | 0 | 0 | 0 | 0 | 0 | 0 | 0 | 1 | 1 | 1 | 1 | 1 | 1 | 1 | 1 | 1 | 1 | 1 | 1 | 1 | 1 | 0 | 0 | 0 | 0 | 0 | 0 | 0 | 0 | 0 | 0 | 0 | 0 | 0 | 0 | 0 | 0 |  | 0.0085348 | 0.0085348 | 0.0076343 | 0.0080824 | 0.008023 | 0.0074593 | 0.0090843 | Retail - Single-Story Large - Retail Sales and Wholesale Showroom - Hol | 14 | 9 | 22 | 97.5 | 12.5 | 0 | 0 | 97.5 | 12.5 | 0 | 0 | 9.75 | 1.25 | 0 | 0 | 0 | 0 | 0 | 0 | 0 | 0 | 0.75 | 0.75 | 0.75 | 0.75 | 0.75 | 0.75 | 0.75 | 0.75 | 0.75 | 0.75 | 0.75 | 0.75 | 0.75 | 0 | 0 | 0 |  | 78 | 36 | 0 | 0 | 78 | 36 | 0 | 0 | 7.8 | 3.6 | 0 | 0 | 0 | 0 | 0 | 0 | 0 | 0 | 0.6 | 0.6 | 0.6 | 0.6 | 0.6 | 0.6 | 0.6 | 0.6 | 0.6 | 0.6 | 0.6 | 0.6 | 0.6 | 0 | 0 | 0 | 1 | 1 | 1 | 1
1820 | 18 | 20 | 8 | 4 |  |  | Retail - Single-Story Large - Retail Sales and Wholesale Showroom | Retail - Single-Story Large - Retail Sales and Wholesale Showroom | Retail - Single-Story Large | Retail Sales and Wholesale Showroom | Retail - Single-Story Large - Retail Sales and Wholesale Showroom |  | Retail - Single-Story Large | Retail - Single-Story Large - Retail Sales and Wholesale Showroom | Retail (lrg, 1-story) Sales | all | Open | 251 | 251 | 0.80967 | 1.1969 | 1.1969 | 1.1969 | 1.1221 | 1.1221 | 1.1221 | 0.89768 | 0.9691 | 0.9691 | 0.9691 | 0.90853 | 0.90853 | 0.90853 | 0.72682 | 3101.3572 | 3101.3572 | 3101.3572 | 2907.5223 | 2907.5223 | 2907.5223 | 2326.0179 | 0.84796 | 0.84796 | 0.84796 | 0.79496 | 0.79496 | 0.79496 | 0.63597 | 4454.25 | 4454.25 | 4454.25 | 4454.25 | 4454.25 | 4454.25 | 4454.25 | 0 | 0 | 0 | 0 | 0 | 0 | 0 | 0.875 | 0.875 | 0.875 | 0.875 | 0.875 | 0.875 | 0.875 | 0 | 0 | 0 | 0 | 0 | 0 | 0 | 0.35972 | 0.35972 | 0.35972 | 0.33724 | 0.33724 | 0.33724 | 0.26979 | 0.29125 | 0.29125 | 0.29125 | 0.27305 | 0.27305 | 0.27305 | 0.21844 | 935.7439 | 935.7439 | 935.7439 | 877.2599 | 877.2599 | 877.2599 | 701.8079 | 0.20388 | 0.20388 | 0.20388 | 0.19114 | 0.19114 | 0.19114 | 0.15291 | 4512.4 | 4512.4 | 4512.4 | 4512.4 | 4512.4 | 4512.4 | 4512.4 | 0 | 0 | 0 | 0 | 0 | 0 | 0 | 0.7 | 0.7 | 0.7 | 0.7 | 0.7 | 0.7 | 0.7 | 0 | 0 | 0 | 0 | 0 | 0 | 0 | Retail (lrg, 1-story) Sales ILit all | Retail (lrg, 1-story) Sales ILit all | 3423 | 5 | 87.5 | Retail (lrg, 1-story) Sales ILit2 all | Retail (lrg, 1-story) Sales ILit all | Retail (lrg, 1-story) Sales ILit all | 3423 | 30 | 70 | 3423 | 12.75 | 0.875 | 0.05 | 0.05 | 0.05 | 0.05 | 0.05 | 0.05 | 0.05 | 0.05 | 0.875 | 0.875 | 0.875 | 0.875 | 0.875 | 0.875 | 0.875 | 0.875 | 0.875 | 0.875 | 0.875 | 0.875 | 0.875 | 0.875 | 0.05 | 0.05 | 12.8 | 0.7 | 0.3 | 0.3 | 0.3 | 0.3 | 0.3 | 0.3 | 0.3 | 0.3 | 0.7 | 0.7 | 0.7 | 0.7 | 0.7 | 0.7 | 0.7 | 0.7 | 0.7 | 0.7 | 0.7 | 0.7 | 0.7 | 0.7 | 0.3 | 0.3 | 0 | 0 | 0 | 0 | 0 | 0 | 0 | 0 | 1 | 1 | 1 | 1 | 1 | 1 | 1 | 1 | 1 | 1 | 1 | 1 | 1 | 1 | 0 | 0 | 0 | 0 | 0 | 0 | 0 | 0 | 0 | 0 | 1 | 1 | 1 | 1 | 1 | 1 | 1 | 1 | 1 | 1 | 1 | 1 | 1 | 1 | 0 | 0 | 0 | 0 | 0 | 0 | 0 | 0 | 0 | 0 | 0 | 0 | 0 | 0 | 0 | 0 |  | 0.0085348 | 0.0085348 | 0.0076343 | 0.0080824 | 0.008023 | 0.0074593 | 0.0090843 | Retail - Single-Story Large - Retail Sales and Wholesale Showroom - all | 16 | 9 | 22 | 2855.125 | 345.125 | 2855.125 | 345.125 | 0 | 0 | 11.375 | 1.375 | 0 | 0 | 0 | 0 | 0 | 0 | 0 | 0 | 0 | 0 | 0.875 | 0.875 | 0.875 | 0.875 | 0.875 | 0.875 | 0.875 | 0.875 | 0.875 | 0.875 | 0.875 | 0.875 | 0.875 | 0 | 0 | 0 |  | 2284.1 | 928.7 | 2284.1 | 928.7 | 0 | 0 | 9.1 | 3.7 | 0 | 0 | 0 | 0 | 0 | 0 | 0 | 0 | 0 | 0 | 0.7 | 0.7 | 0.7 | 0.7 | 0.7 | 0.7 | 0.7 | 0.7 | 0.7 | 0.7 | 0.7 | 0.7 | 0.7 | 0 | 0 | 0 | 1 | 1 | 1 | 1
1821 | 18 | 21 | 5 | 1 |  |  |  |  | Retail - Single-Story Large | Storage (Conditioned) | Retail - Single-Story Large - Storage (Conditioned) |  | Retail - Single-Story Large | Retail - Single-Story Large - Storage (Conditioned) | Retail (lrg, 1-story) Stockrm | Sat | Open | 52 | 52 | 0.090954 | 0.59845 | 0.59845 | 0.44884 | 0.44884 | 0.44884 | 0.44884 | 0.44884 | 0 | 0 | 0 | 0 | 0 | 0 | 0 | 20.8031 | 20.8031 | 15.6023 | 15.6023 | 15.6023 | 15.6023 | 15.6023 | 0 | 0 | 0 | 0 | 0 | 0 | 0 | 0 | 0 | 0 | 0 | 0 | 0 | 0 | 0 | 0 | 0 | 0 | 0 | 0 | 0 | 0 | 0 | 0 | 0 | 0 | 0 | 0 | 0 | 0 | 0 | 0 | 0 | 0 | 0 | 0.17986 | 0.17986 | 0.1349 | 0.1349 | 0.1349 | 0.1349 | 0.1349 | 0 | 0 | 0 | 0 | 0 | 0 | 0 | 5.2507 | 5.2507 | 3.938 | 3.938 | 3.938 | 3.938 | 3.938 | 0 | 0 | 0 | 0 | 0 | 0 | 0 | 0 | 0 | 0 | 0 | 0 | 0 | 0 | 0 | 0 | 0 | 0 | 0 | 0 | 0 | 0 | 0 | 0 | 0 | 0 | 0 | 0 | 0 | 0 | 0 | 0 | 0 | 0 | 0 | Retail (lrg, 1-story) Stockrm ILit Sat | Retail (lrg, 1-story) Stockrm ILit all | 3457 | 5 | 50 | Retail (lrg, 1-story) Stockrm ILit2 Sat | Retail (lrg, 1-story) Stockrm ILit Sat | Retail (lrg, 1-story) Stockrm ILit all | 3457 | 6.5 | 40 | 3457 | 7.3497 | 0.491 | 0.05 | 0.05 | 0.05 | 0.05 | 0.05 | 0.05 | 0.05 | 0.05 | 0.5 | 0.5 | 0.5 | 0.5 | 0.5 | 0.5 | 0.5 | 0.5 | 0.5 | 0.5 | 0.5 | 0.5 | 0.5 | 0.5 | 0.05 | 0.05 | 6.1724 | 0.3928 | 0.065 | 0.065 | 0.065 | 0.065 | 0.065 | 0.065 | 0.065 | 0.065 | 0.4 | 0.4 | 0.4 | 0.4 | 0.4 | 0.4 | 0.4 | 0.4 | 0.4 | 0.4 | 0.4 | 0.4 | 0.4 | 0.4 | 0.065 | 0.065 | 0 | 0 | 0 | 0 | 0 | 0 | 0 | 0 | 1 | 1 | 1 | 1 | 1 | 1 | 1 | 1 | 1 | 1 | 1 | 1 | 1 | 1 | 0 | 0 | 0 | 0 | 0 | 0 | 0 | 0 | 0 | 0 | 1 | 1 | 1 | 1 | 1 | 1 | 1 | 1 | 1 | 1 | 1 | 1 | 1 | 1 | 0 | 0 | 15 | 0.66337 | 0.20792 | 0.079208 | 0.049505 | 0.76136 | 0 | 0 | 0 | 0 | 0 | 0 | 0 | 0 |  | 0.0085348 | 0.0085348 | 0.0076343 | 0.0080824 | 0.008023 | 0.0074593 | 0.0090843 | Retail - Single-Story Large - Storage (Conditioned) - Sat | 10 | 9 | 22 | 338 | 44.1863 | 0 | 0 | 338 | 44.1863 | 0 | 0 | 6.5 | 0.84974 | 0 | 0 | 0 | 0 | 0 | 0 | 0 | 0 | 0.5 | 0.5 | 0.5 | 0.5 | 0.5 | 0.5 | 0.5 | 0.5 | 0.5 | 0.5 | 0.5 | 0.5 | 0.5 | 0 | 0 | 0 |  | 270.4 | 50.5647 | 0 | 0 | 270.4 | 50.5647 | 0 | 0 | 5.2 | 0.9724 | 0 | 0 | 0 | 0 | 0 | 0 | 0 | 0 | 0.4 | 0.4 | 0.4 | 0.4 | 0.4 | 0.4 | 0.4 | 0.4 | 0.4 | 0.4 | 0.4 | 0.4 | 0.4 | 0 | 0 | 0 | 0.97996 | 0.982 | 0.98758 | 0.982
1822 | 18 | 22 | 6 | 2 |  |  |  |  | Retail - Single-Story Large | Storage (Conditioned) | Retail - Single-Story Large - Storage (Conditioned) |  | Retail - Single-Story Large | Retail - Single-Story Large - Storage (Conditioned) | Retail (lrg, 1-story) Stockrm | Sun | Open | 52 | 52 | 0.090954 | 0.59845 | 0.59845 | 0.44884 | 0.44884 | 0.44884 | 0.44884 | 0.44884 | 0 | 0 | 0 | 0 | 0 | 0 | 0 | 20.8031 | 20.8031 | 15.6023 | 15.6023 | 15.6023 | 15.6023 | 15.6023 | 0 | 0 | 0 | 0 | 0 | 0 | 0 | 0 | 0 | 0 | 0 | 0 | 0 | 0 | 0 | 0 | 0 | 0 | 0 | 0 | 0 | 0 | 0 | 0 | 0 | 0 | 0 | 0 | 0 | 0 | 0 | 0 | 0 | 0 | 0 | 0.17986 | 0.17986 | 0.1349 | 0.1349 | 0.1349 | 0.1349 | 0.1349 | 0 | 0 | 0 | 0 | 0 | 0 | 0 | 5.2507 | 5.2507 | 3.938 | 3.938 | 3.938 | 3.938 | 3.938 | 0 | 0 | 0 | 0 | 0 | 0 | 0 | 0 | 0 | 0 | 0 | 0 | 0 | 0 | 0 | 0 | 0 | 0 | 0 | 0 | 0 | 0 | 0 | 0 | 0 | 0 | 0 | 0 | 0 | 0 | 0 | 0 | 0 | 0 | 0 | Retail (lrg, 1-story) Stockrm ILit Sun | Retail (lrg, 1-story) Stockrm ILit all | 3457 | 5 | 50 | Retail (lrg, 1-story) Stockrm ILit2 Sun | Retail (lrg, 1-story) Stockrm ILit Sun | Retail (lrg, 1-story) Stockrm ILit all | 3457 | 6.5 | 40 | 3457 | 7.3497 | 0.491 | 0.05 | 0.05 | 0.05 | 0.05 | 0.05 | 0.05 | 0.05 | 0.05 | 0.5 | 0.5 | 0.5 | 0.5 | 0.5 | 0.5 | 0.5 | 0.5 | 0.5 | 0.5 | 0.5 | 0.5 | 0.5 | 0.5 | 0.05 | 0.05 | 6.1724 | 0.3928 | 0.065 | 0.065 | 0.065 | 0.065 | 0.065 | 0.065 | 0.065 | 0.065 | 0.4 | 0.4 | 0.4 | 0.4 | 0.4 | 0.4 | 0.4 | 0.4 | 0.4 | 0.4 | 0.4 | 0.4 | 0.4 | 0.4 | 0.065 | 0.065 | 0 | 0 | 0 | 0 | 0 | 0 | 0 | 0 | 1 | 1 | 1 | 1 | 1 | 1 | 1 | 1 | 1 | 1 | 1 | 1 | 1 | 1 | 0 | 0 | 0 | 0 | 0 | 0 | 0 | 0 | 0 | 0 | 1 | 1 | 1 | 1 | 1 | 1 | 1 | 1 | 1 | 1 | 1 | 1 | 1 | 1 | 0 | 0 | 15 | 0.66337 | 0.20792 | 0.079208 | 0.049505 | 0.76136 | 0 | 0 | 0 | 0 | 0 | 0 | 0 | 0 |  | 0.0085348 | 0.0085348 | 0.0076343 | 0.0080824 | 0.008023 | 0.0074593 | 0.0090843 | Retail - Single-Story Large - Storage (Conditioned) - Sun | 12 | 9 | 22 | 338 | 44.1863 | 0 | 0 | 338 | 44.1863 | 0 | 0 | 6.5 | 0.84974 | 0 | 0 | 0 | 0 | 0 | 0 | 0 | 0 | 0.5 | 0.5 | 0.5 | 0.5 | 0.5 | 0.5 | 0.5 | 0.5 | 0.5 | 0.5 | 0.5 | 0.5 | 0.5 | 0 | 0 | 0 |  | 270.4 | 50.5647 | 0 | 0 | 270.4 | 50.5647 | 0 | 0 | 5.2 | 0.9724 | 0 | 0 | 0 | 0 | 0 | 0 | 0 | 0 | 0.4 | 0.4 | 0.4 | 0.4 | 0.4 | 0.4 | 0.4 | 0.4 | 0.4 | 0.4 | 0.4 | 0.4 | 0.4 | 0 | 0 | 0 | 0.97996 | 0.982 | 0.98758 | 0.982
1823 | 18 | 23 | 7 | 3 |  |  |  |  | Retail - Single-Story Large | Storage (Conditioned) | Retail - Single-Story Large - Storage (Conditioned) |  | Retail - Single-Story Large | Retail - Single-Story Large - Storage (Conditioned) | Retail (lrg, 1-story) Stockrm | Hol | Open | 10 | 10 | 0.090954 | 0.59845 | 0.59845 | 0.44884 | 0.44884 | 0.44884 | 0.44884 | 0.44884 | 0 | 0 | 0 | 0 | 0 | 0 | 0 | 4.0006 | 4.0006 | 3.0005 | 3.0005 | 3.0005 | 3.0005 | 3.0005 | 0 | 0 | 0 | 0 | 0 | 0 | 0 | 0 | 0 | 0 | 0 | 0 | 0 | 0 | 0 | 0 | 0 | 0 | 0 | 0 | 0 | 0 | 0 | 0 | 0 | 0 | 0 | 0 | 0 | 0 | 0 | 0 | 0 | 0 | 0 | 0.17986 | 0.17986 | 0.1349 | 0.1349 | 0.1349 | 0.1349 | 0.1349 | 0 | 0 | 0 | 0 | 0 | 0 | 0 | 1.0097 | 1.0097 | 0.75731 | 0.75731 | 0.75731 | 0.75731 | 0.75731 | 0 | 0 | 0 | 0 | 0 | 0 | 0 | 0 | 0 | 0 | 0 | 0 | 0 | 0 | 0 | 0 | 0 | 0 | 0 | 0 | 0 | 0 | 0 | 0 | 0 | 0 | 0 | 0 | 0 | 0 | 0 | 0 | 0 | 0 | 0 | Retail (lrg, 1-story) Stockrm ILit Hol | Retail (lrg, 1-story) Stockrm ILit all | 3457 | 5 | 50 | Retail (lrg, 1-story) Stockrm ILit2 Hol | Retail (lrg, 1-story) Stockrm ILit Hol | Retail (lrg, 1-story) Stockrm ILit all | 3457 | 6.5 | 40 | 3457 | 7.3497 | 0.491 | 0.05 | 0.05 | 0.05 | 0.05 | 0.05 | 0.05 | 0.05 | 0.05 | 0.5 | 0.5 | 0.5 | 0.5 | 0.5 | 0.5 | 0.5 | 0.5 | 0.5 | 0.5 | 0.5 | 0.5 | 0.5 | 0.5 | 0.05 | 0.05 | 6.1724 | 0.3928 | 0.065 | 0.065 | 0.065 | 0.065 | 0.065 | 0.065 | 0.065 | 0.065 | 0.4 | 0.4 | 0.4 | 0.4 | 0.4 | 0.4 | 0.4 | 0.4 | 0.4 | 0.4 | 0.4 | 0.4 | 0.4 | 0.4 | 0.065 | 0.065 | 0 | 0 | 0 | 0 | 0 | 0 | 0 | 0 | 1 | 1 | 1 | 1 | 1 | 1 | 1 | 1 | 1 | 1 | 1 | 1 | 1 | 1 | 0 | 0 | 0 | 0 | 0 | 0 | 0 | 0 | 0 | 0 | 1 | 1 | 1 | 1 | 1 | 1 | 1 | 1 | 1 | 1 | 1 | 1 | 1 | 1 | 0 | 0 | 15 | 0.66337 | 0.20792 | 0.079208 | 0.049505 | 0.76136 | 0 | 0 | 0 | 0 | 0 | 0 | 0 | 0 |  | 0.0085348 | 0.0085348 | 0.0076343 | 0.0080824 | 0.008023 | 0.0074593 | 0.0090843 | Retail - Single-Story Large - Storage (Conditioned) - Hol | 14 | 9 | 22 | 65 | 8.4974 | 0 | 0 | 65 | 8.4974 | 0 | 0 | 6.5 | 0.84974 | 0 | 0 | 0 | 0 | 0 | 0 | 0 | 0 | 0.5 | 0.5 | 0.5 | 0.5 | 0.5 | 0.5 | 0.5 | 0.5 | 0.5 | 0.5 | 0.5 | 0.5 | 0.5 | 0 | 0 | 0 |  | 52 | 9.724 | 0 | 0 | 52 | 9.724 | 0 | 0 | 5.2 | 0.9724 | 0 | 0 | 0 | 0 | 0 | 0 | 0 | 0 | 0.4 | 0.4 | 0.4 | 0.4 | 0.4 | 0.4 | 0.4 | 0.4 | 0.4 | 0.4 | 0.4 | 0.4 | 0.4 | 0 | 0 | 0 | 0.97996 | 0.982 | 0.98758 | 0.982
1824 | 18 | 24 | 8 | 4 | Retail - Single-Story Large | Retail - Single-Story Large | Retail - Single-Story Large - Storage (Conditioned) | Retail - Single-Story Large - Storage (Conditioned) | Retail - Single-Story Large | Storage (Conditioned) | Retail - Single-Story Large - Storage (Conditioned) |  | Retail - Single-Story Large | Retail - Single-Story Large - Storage (Conditioned) | Retail (lrg, 1-story) Stockrm | all | Open | 251 | 251 | 0.090954 | 0.59845 | 0.59845 | 0.44884 | 0.44884 | 0.44884 | 0.44884 | 0.44884 | 0.054432 | 0.054432 | 0.040824 | 0.040824 | 0.040824 | 0.040824 | 0.040824 | 100.4151 | 100.4151 | 75.3113 | 75.3113 | 75.3113 | 75.3113 | 75.3113 | 0.026726 | 0.026726 | 0.020045 | 0.020045 | 0.020045 | 0.020045 | 0.020045 | 2682.6537 | 2682.6537 | 2682.6537 | 2682.6537 | 2682.6537 | 2682.6537 | 2682.6537 | 4252.1979 | 4252.1979 | 4271.4424 | 4261.6125 | 4264.6832 | 4280.103 | 4245.5044 | 0.491 | 0.491 | 0.491 | 0.491 | 0.491 | 0.491 | 0.491 | 0.8429 | 0.8429 | 0.84721 | 0.84576 | 0.84642 | 0.84772 | 0.84246 | 0.17986 | 0.17986 | 0.1349 | 0.1349 | 0.1349 | 0.1349 | 0.1349 | 0.016359 | 0.016359 | 0.012269 | 0.012269 | 0.012269 | 0.012269 | 0.012269 | 31.0219 | 31.0219 | 23.2664 | 23.2664 | 23.2664 | 23.2664 | 23.2664 | 0.0080323 | 0.0080323 | 0.0060242 | 0.0060242 | 0.0060242 | 0.0060242 | 0.0060242 | 2599.9622 | 2599.9622 | 2599.9622 | 2599.9622 | 2599.9622 | 2599.9622 | 2599.9622 | 4332.6728 | 4332.6728 | 4353.918 | 4345.0842 | 4346.3158 | 4359.1225 | 4327.4686 | 0.491 | 0.491 | 0.491 | 0.491 | 0.491 | 0.491 | 0.491 | 0.68551 | 0.68551 | 0.6879 | 0.68728 | 0.6876 | 0.68772 | 0.68538 | Retail (lrg, 1-story) Stockrm ILit all | Retail (lrg, 1-story) Stockrm ILit all | 3456 | 5 | 50 | Retail (lrg, 1-story) Stockrm ILit2 all | Retail (lrg, 1-story) Stockrm ILit all | Retail (lrg, 1-story) Stockrm ILit all | 3456 | 6.5 | 50 | 3456 | 7.3497 | 0.491 | 0.05 | 0.05 | 0.05 | 0.05 | 0.05 | 0.05 | 0.05 | 0.05 | 0.5 | 0.5 | 0.5 | 0.5 | 0.5 | 0.5 | 0.5 | 0.5 | 0.5 | 0.5 | 0.5 | 0.5 | 0.5 | 0.5 | 0.05 | 0.05 | 7.555 | 0.491 | 0.065 | 0.065 | 0.065 | 0.065 | 0.065 | 0.065 | 0.065 | 0.065 | 0.5 | 0.5 | 0.5 | 0.5 | 0.5 | 0.5 | 0.5 | 0.5 | 0.5 | 0.5 | 0.5 | 0.5 | 0.5 | 0.5 | 0.065 | 0.065 | 0 | 0 | 0 | 0 | 0 | 0 | 0 | 0 | 1 | 1 | 1 | 1 | 1 | 1 | 1 | 1 | 1 | 1 | 1 | 1 | 1 | 1 | 0 | 0 | 0 | 0 | 0 | 0 | 0 | 0 | 0 | 0 | 1 | 1 | 1 | 1 | 1 | 1 | 1 | 1 | 1 | 1 | 1 | 1 | 1 | 1 | 0 | 0 | 15 | 0.66337 | 0.20792 | 0.079208 | 0.049505 | 0.76136 | 0.081977 | 0.0044622 | 0.0044622 | 0.0033466 | 0.0033466 | 0.0033466 | 0.0033466 | 0.0033466 | Retail - Single-Story Large | 0.0085348 | 0.0085348 | 0.0076343 | 0.0080824 | 0.008023 | 0.0074593 | 0.0090843 | Retail - Single-Story Large - Storage (Conditioned) - all | 16 | 9 | 22 | 1631.5 | 213.2838 | 1631.5 | 213.2838 | 0 | 0 | 6.5 | 0.84974 | 0 | 0 | 0 | 0 | 0 | 0 | 0 | 0 | 0 | 0 | 0.5 | 0.5 | 0.5 | 0.5 | 0.5 | 0.5 | 0.5 | 0.5 | 0.5 | 0.5 | 0.5 | 0.5 | 0.5 | 0 | 0 | 0 |  | 1631.5 | 264.8088 | 1631.5 | 264.8088 | 0 | 0 | 6.5 | 1.055 | 0 | 0 | 0 | 0 | 0 | 0 | 0 | 0 | 0 | 0 | 0.5 | 0.5 | 0.5 | 0.5 | 0.5 | 0.5 | 0.5 | 0.5 | 0.5 | 0.5 | 0.5 | 0.5 | 0.5 | 0 | 0 | 0 | 0.97996 | 0.982 | 0.98758 | 0.982
1901 | 19 | 1 | 5 | 1 |  |  |  |  | Retail - Small | Retail Sales and Wholesale Showroom | Retail - Small - Retail Sales and Wholesale Showroom |  | Retail - Small | Retail - Small - Retail Sales and Wholesale Showroom | Retail (small) All | Sat | Open | 52 | 52 | 0.8 | 0.99213 | 0.99213 | 0.99213 | 0.93012 | 0.93012 | 0.93012 | 0.7441 | 0 | 0 | 0 | 0 | 0 | 0 | 0 | 340.1338 | 340.1338 | 340.1338 | 318.8754 | 318.8754 | 318.8754 | 255.1003 | 0 | 0 | 0 | 0 | 0 | 0 | 0 | 0 | 0 | 0 | 0 | 0 | 0 | 0 | 0 | 0 | 0 | 0 | 0 | 0 | 0 | 0 | 0 | 0 | 0 | 0 | 0 | 0 | 0 | 0 | 0 | 0 | 0 | 0 | 0 | 0.27234 | 0.27234 | 0.27234 | 0.25532 | 0.25532 | 0.25532 | 0.20425 | 0 | 0 | 0 | 0 | 0 | 0 | 0 | 115.7587 | 115.7587 | 115.7587 | 108.5238 | 108.5238 | 108.5238 | 86.819 | 0 | 0 | 0 | 0 | 0 | 0 | 0 | 0 | 0 | 0 | 0 | 0 | 0 | 0 | 0 | 0 | 0 | 0 | 0 | 0 | 0 | 0 | 0 | 0 | 0 | 0 | 0 | 0 | 0 | 0 | 0 | 0 | 0 | 0 | 0 | Retail (small) All ILit Sat | Retail (small) All ILit all | 3466 | 5 | 75 | Retail (small) All ILit2 Sat | Retail (small) All ILit Sat | Retail (small) All ILit all | 3466 | 30 | 60 | 3466 | 8.2412 | 0.75 | 0.05 | 0.05 | 0.05 | 0.05 | 0.05 | 0.05 | 0.05 | 0.05 | 0.17353 | 0.75 | 0.75 | 0.75 | 0.75 | 0.75 | 0.75 | 0.75 | 0.75 | 0.58529 | 0.42059 | 0.46176 | 0.05 | 0.05 | 0.05 | 0.05 | 10.2176 | 0.6 | 0.3 | 0.3 | 0.3 | 0.3 | 0.3 | 0.3 | 0.3 | 0.3 | 0.35294 | 0.6 | 0.6 | 0.6 | 0.6 | 0.6 | 0.6 | 0.6 | 0.6 | 0.52941 | 0.45882 | 0.47647 | 0.3 | 0.3 | 0.3 | 0.3 | 0 | 0 | 0 | 0 | 0 | 0 | 0 | 0 | 0.17647 | 1 | 1 | 1 | 1 | 1 | 1 | 1 | 1 | 0.76471 | 0.52941 | 0.58824 | 0 | 0 | 0 | 0 | 0 | 0 | 0 | 0 | 0 | 0 | 0 | 0 | 0.17647 | 1 | 1 | 1 | 1 | 1 | 1 | 1 | 1 | 0.76471 | 0.52941 | 0.58824 | 0 | 0 | 0 | 0 | 0 | 0 | 0 | 0 | 0 | 0 | 0 | 0 | 0 | 0 | 0 | 0 | 0 | 0 |  | 0.015043 | 0.015043 | 0.011605 | 0.012308 | 0.012308 | 0.012308 | 0.015043 | Retail - Small - Retail Sales and Wholesale Showroom - Sat | 10 | 9 | 20 | 373.3294 | 55.2118 | 0 | 0 | 373.3294 | 55.2118 | 0 | 0 | 7.1794 | 1.0618 | 0 | 0 | 0 | 0 | 0 | 0 | 0 | 0 | 0.17353 | 0.75 | 0.75 | 0.75 | 0.75 | 0.75 | 0.75 | 0.75 | 0.75 | 0.58529 | 0.42059 | 0 | 0 | 0 | 0 | 0 |  | 319.3412 | 211.9765 | 0 | 0 | 319.3412 | 211.9765 | 0 | 0 | 6.1412 | 4.0765 | 0 | 0 | 0 | 0 | 0 | 0 | 0 | 0 | 0.35294 | 0.6 | 0.6 | 0.6 | 0.6 | 0.6 | 0.6 | 0.6 | 0.6 | 0.52941 | 0.45882 | 0 | 0 | 0 | 0 | 0 | 1 | 1 | 1 | 1
1902 | 19 | 2 | 6 | 2 |  |  |  |  | Retail - Small | Retail Sales and Wholesale Showroom | Retail - Small - Retail Sales and Wholesale Showroom |  | Retail - Small | Retail - Small - Retail Sales and Wholesale Showroom | Retail (small) All | Sun | Open | 52 | 52 | 0.8 | 0.99213 | 0.99213 | 0.99213 | 0.93012 | 0.93012 | 0.93012 | 0.7441 | 0 | 0 | 0 | 0 | 0 | 0 | 0 | 278.9534 | 278.9534 | 278.9534 | 261.5188 | 261.5188 | 261.5188 | 209.215 | 0 | 0 | 0 | 0 | 0 | 0 | 0 | 0 | 0 | 0 | 0 | 0 | 0 | 0 | 0 | 0 | 0 | 0 | 0 | 0 | 0 | 0 | 0 | 0 | 0 | 0 | 0 | 0 | 0 | 0 | 0 | 0 | 0 | 0 | 0 | 0.27234 | 0.27234 | 0.27234 | 0.25532 | 0.25532 | 0.25532 | 0.20425 | 0 | 0 | 0 | 0 | 0 | 0 | 0 | 108.5613 | 108.5613 | 108.5613 | 101.7762 | 101.7762 | 101.7762 | 81.421 | 0 | 0 | 0 | 0 | 0 | 0 | 0 | 0 | 0 | 0 | 0 | 0 | 0 | 0 | 0 | 0 | 0 | 0 | 0 | 0 | 0 | 0 | 0 | 0 | 0 | 0 | 0 | 0 | 0 | 0 | 0 | 0 | 0 | 0 | 0 | Retail (small) All ILit Sun | Retail (small) All ILit all | 3467 | 5 | 75 | Retail (small) All ILit2 Sun | Retail (small) All ILit Sun | Retail (small) All ILit all | 3467 | 30 | 60 | 3467 | 6.7588 | 0.72255 | 0.05 | 0.05 | 0.05 | 0.05 | 0.05 | 0.05 | 0.05 | 0.05 | 0.05 | 0.25588 | 0.58529 | 0.75 | 0.75 | 0.75 | 0.75 | 0.75 | 0.66765 | 0.42059 | 0.25588 | 0.17353 | 0.05 | 0.05 | 0.05 | 0.05 | 9.5824 | 0.58824 | 0.3 | 0.3 | 0.3 | 0.3 | 0.3 | 0.3 | 0.3 | 0.3 | 0.3 | 0.38824 | 0.52941 | 0.6 | 0.6 | 0.6 | 0.6 | 0.6 | 0.56471 | 0.45882 | 0.38824 | 0.35294 | 0.3 | 0.3 | 0.3 | 0.3 | 0 | 0 | 0 | 0 | 0 | 0 | 0 | 0 | 0 | 0.29412 | 0.76471 | 1 | 1 | 1 | 1 | 1 | 0.88235 | 0.52941 | 0.29412 | 0.17647 | 0 | 0 | 0 | 0 | 0 | 0 | 0 | 0 | 0 | 0 | 0 | 0 | 0 | 0.29412 | 0.76471 | 1 | 1 | 1 | 1 | 1 | 0.88235 | 0.52941 | 0.29412 | 0.17647 | 0 | 0 | 0 | 0 | 0 | 0 | 0 | 0 | 0 | 0 | 0 | 0 | 0 | 0 | 0 | 0 | 0 | 0 |  | 0.015043 | 0.015043 | 0.011605 | 0.012308 | 0.012308 | 0.012308 | 0.015043 | Retail - Small - Retail Sales and Wholesale Showroom - Sun | 12 | 9 | 20 | 311.2353 | 40.2235 | 0 | 0 | 311.2353 | 40.2235 | 0 | 0 | 5.9853 | 0.77353 | 0 | 0 | 0 | 0 | 0 | 0 | 0 | 0 | 0.05 | 0.25588 | 0.58529 | 0.75 | 0.75 | 0.75 | 0.75 | 0.75 | 0.66765 | 0.42059 | 0.25588 | 0 | 0 | 0 | 0 | 0 |  | 292.7294 | 205.5529 | 0 | 0 | 292.7294 | 205.5529 | 0 | 0 | 5.6294 | 3.9529 | 0 | 0 | 0 | 0 | 0 | 0 | 0 | 0 | 0.3 | 0.38824 | 0.52941 | 0.6 | 0.6 | 0.6 | 0.6 | 0.6 | 0.56471 | 0.45882 | 0.38824 | 0 | 0 | 0 | 0 | 0 | 1 | 1 | 1 | 1
1903 | 19 | 3 | 7 | 3 |  |  |  |  | Retail - Small | Retail Sales and Wholesale Showroom | Retail - Small - Retail Sales and Wholesale Showroom |  | Retail - Small | Retail - Small - Retail Sales and Wholesale Showroom | Retail (small) All | Hol | Open | 10 | 10 | 0.8 | 0.99213 | 0.99213 | 0.99213 | 0.93012 | 0.93012 | 0.93012 | 0.7441 | 0 | 0 | 0 | 0 | 0 | 0 | 0 | 53.6449 | 53.6449 | 53.6449 | 50.2921 | 50.2921 | 50.2921 | 40.2337 | 0 | 0 | 0 | 0 | 0 | 0 | 0 | 0 | 0 | 0 | 0 | 0 | 0 | 0 | 0 | 0 | 0 | 0 | 0 | 0 | 0 | 0 | 0 | 0 | 0 | 0 | 0 | 0 | 0 | 0 | 0 | 0 | 0 | 0 | 0 | 0.27234 | 0.27234 | 0.27234 | 0.25532 | 0.25532 | 0.25532 | 0.20425 | 0 | 0 | 0 | 0 | 0 | 0 | 0 | 20.8772 | 20.8772 | 20.8772 | 19.5723 | 19.5723 | 19.5723 | 15.6579 | 0 | 0 | 0 | 0 | 0 | 0 | 0 | 0 | 0 | 0 | 0 | 0 | 0 | 0 | 0 | 0 | 0 | 0 | 0 | 0 | 0 | 0 | 0 | 0 | 0 | 0 | 0 | 0 | 0 | 0 | 0 | 0 | 0 | 0 | 0 | Retail (small) All ILit Hol | Retail (small) All ILit all | 3467 | 5 | 75 | Retail (small) All ILit2 Hol | Retail (small) All ILit Hol | Retail (small) All ILit all | 3467 | 30 | 60 | 3467 | 6.7588 | 0.72255 | 0.05 | 0.05 | 0.05 | 0.05 | 0.05 | 0.05 | 0.05 | 0.05 | 0.05 | 0.25588 | 0.58529 | 0.75 | 0.75 | 0.75 | 0.75 | 0.75 | 0.66765 | 0.42059 | 0.25588 | 0.17353 | 0.05 | 0.05 | 0.05 | 0.05 | 9.5824 | 0.58824 | 0.3 | 0.3 | 0.3 | 0.3 | 0.3 | 0.3 | 0.3 | 0.3 | 0.3 | 0.38824 | 0.52941 | 0.6 | 0.6 | 0.6 | 0.6 | 0.6 | 0.56471 | 0.45882 | 0.38824 | 0.35294 | 0.3 | 0.3 | 0.3 | 0.3 | 0 | 0 | 0 | 0 | 0 | 0 | 0 | 0 | 0 | 0.29412 | 0.76471 | 1 | 1 | 1 | 1 | 1 | 0.88235 | 0.52941 | 0.29412 | 0.17647 | 0 | 0 | 0 | 0 | 0 | 0 | 0 | 0 | 0 | 0 | 0 | 0 | 0 | 0.29412 | 0.76471 | 1 | 1 | 1 | 1 | 1 | 0.88235 | 0.52941 | 0.29412 | 0.17647 | 0 | 0 | 0 | 0 | 0 | 0 | 0 | 0 | 0 | 0 | 0 | 0 | 0 | 0 | 0 | 0 | 0 | 0 |  | 0.015043 | 0.015043 | 0.011605 | 0.012308 | 0.012308 | 0.012308 | 0.015043 | Retail - Small - Retail Sales and Wholesale Showroom - Hol | 14 | 9 | 20 | 59.8529 | 7.7353 | 0 | 0 | 59.8529 | 7.7353 | 0 | 0 | 5.9853 | 0.77353 | 0 | 0 | 0 | 0 | 0 | 0 | 0 | 0 | 0.05 | 0.25588 | 0.58529 | 0.75 | 0.75 | 0.75 | 0.75 | 0.75 | 0.66765 | 0.42059 | 0.25588 | 0 | 0 | 0 | 0 | 0 |  | 56.2941 | 39.5294 | 0 | 0 | 56.2941 | 39.5294 | 0 | 0 | 5.6294 | 3.9529 | 0 | 0 | 0 | 0 | 0 | 0 | 0 | 0 | 0.3 | 0.38824 | 0.52941 | 0.6 | 0.6 | 0.6 | 0.6 | 0.6 | 0.56471 | 0.45882 | 0.38824 | 0 | 0 | 0 | 0 | 0 | 1 | 1 | 1 | 1
1904 | 19 | 4 | 8 | 4 |  |  | Retail - Small - Retail Sales and Wholesale Showroom | Retail - Small - Retail Sales and Wholesale Showroom | Retail - Small | Retail Sales and Wholesale Showroom | Retail - Small - Retail Sales and Wholesale Showroom |  | Retail - Small | Retail - Small - Retail Sales and Wholesale Showroom | Retail (small) All | all | Open | 251 | 251 | 0.8 | 0.99213 | 0.99213 | 0.99213 | 0.93012 | 0.93012 | 0.93012 | 0.7441 | 0.7937 | 0.7937 | 0.7937 | 0.7441 | 0.7441 | 0.7441 | 0.59528 | 2008.3039 | 2008.3039 | 2008.3039 | 1882.7849 | 1882.7849 | 1882.7849 | 1506.228 | 0.69449 | 0.69449 | 0.69449 | 0.65108 | 0.65108 | 0.65108 | 0.52087 | 3377.8897 | 3377.8897 | 3377.8897 | 3377.8897 | 3377.8897 | 3377.8897 | 3377.8897 | 0 | 0 | 0 | 0 | 0 | 0 | 0 | 0.875 | 0.875 | 0.875 | 0.875 | 0.875 | 0.875 | 0.875 | 0 | 0 | 0 | 0 | 0 | 0 | 0 | 0.27234 | 0.27234 | 0.27234 | 0.25532 | 0.25532 | 0.25532 | 0.20425 | 0.21787 | 0.21787 | 0.21787 | 0.20425 | 0.20425 | 0.20425 | 0.1634 | 629.2064 | 629.2064 | 629.2064 | 589.881 | 589.881 | 589.881 | 471.9048 | 0.15251 | 0.15251 | 0.15251 | 0.14298 | 0.14298 | 0.14298 | 0.11438 | 4013.4 | 4013.4 | 4013.4 | 4013.4 | 4013.4 | 4013.4 | 4013.4 | 0 | 0 | 0 | 0 | 0 | 0 | 0 | 0.7 | 0.7 | 0.7 | 0.7 | 0.7 | 0.7 | 0.7 | 0 | 0 | 0 | 0 | 0 | 0 | 0 | Retail (small) All ILit all | Retail (small) All ILit all | 3465 | 5 | 87.5 | Retail (small) All ILit2 all | Retail (small) All ILit all | Retail (small) All ILit all | 3465 | 30 | 70 | 3465 | 10.0809 | 0.875 | 0.05 | 0.05 | 0.05 | 0.05 | 0.05 | 0.05 | 0.05 | 0.05 | 0.19559 | 0.875 | 0.875 | 0.875 | 0.875 | 0.875 | 0.875 | 0.875 | 0.875 | 0.77794 | 0.68088 | 0.68088 | 0.19559 | 0.05 | 0.05 | 0.05 | 11.5059 | 0.7 | 0.3 | 0.3 | 0.3 | 0.3 | 0.3 | 0.3 | 0.3 | 0.3 | 0.37059 | 0.7 | 0.7 | 0.7 | 0.7 | 0.7 | 0.7 | 0.7 | 0.7 | 0.65294 | 0.60588 | 0.60588 | 0.37059 | 0.3 | 0.3 | 0.3 | 0 | 0 | 0 | 0 | 0 | 0 | 0 | 0 | 0.17647 | 1 | 1 | 1 | 1 | 1 | 1 | 1 | 1 | 0.88235 | 0.76471 | 0.76471 | 0.17647 | 0 | 0 | 0 | 0 | 0 | 0 | 0 | 0 | 0 | 0 | 0 | 0.17647 | 1 | 1 | 1 | 1 | 1 | 1 | 1 | 1 | 0.88235 | 0.76471 | 0.76471 | 0.17647 | 0 | 0 | 0 | 0 | 0 | 0 | 0 | 0 | 0 | 0 | 0 | 0 | 0 | 0 | 0 | 0 | 0 |  | 0.015043 | 0.015043 | 0.011605 | 0.012308 | 0.012308 | 0.012308 | 0.015043 | Retail - Small - Retail Sales and Wholesale Showroom - all | 16 | 9 | 20 | 2172.2574 | 358.0441 | 2172.2574 | 358.0441 | 0 | 0 | 8.6544 | 1.4265 | 0 | 0 | 0 | 0 | 0 | 0 | 0 | 0 | 0 | 0 | 0.19559 | 0.875 | 0.875 | 0.875 | 0.875 | 0.875 | 0.875 | 0.875 | 0.875 | 0.77794 | 0.68088 | 0 | 0 | 0 | 0 | 0 |  | 1814.5824 | 1073.3941 | 1814.5824 | 1073.3941 | 0 | 0 | 7.2294 | 4.2765 | 0 | 0 | 0 | 0 | 0 | 0 | 0 | 0 | 0 | 0 | 0.37059 | 0.7 | 0.7 | 0.7 | 0.7 | 0.7 | 0.7 | 0.7 | 0.7 | 0.65294 | 0.60588 | 0 | 0 | 0 | 0 | 0 | 1 | 1 | 1 | 1
1905 | 19 | 5 | 5 | 1 |  |  |  |  | Retail - Small | Storage (Conditioned) | Retail - Small - Storage (Conditioned) |  | Retail - Small | Retail - Small - Storage (Conditioned) | Retail (small) All | Sat | Open | 52 | 52 | 0.2 | 0.49606 | 0.49606 | 0.37205 | 0.37205 | 0.37205 | 0.37205 | 0.37205 | 0 | 0 | 0 | 0 | 0 | 0 | 0 | 42.5167 | 42.5167 | 31.8875 | 31.8875 | 31.8875 | 31.8875 | 31.8875 | 0 | 0 | 0 | 0 | 0 | 0 | 0 | 0 | 0 | 0 | 0 | 0 | 0 | 0 | 0 | 0 | 0 | 0 | 0 | 0 | 0 | 0 | 0 | 0 | 0 | 0 | 0 | 0 | 0 | 0 | 0 | 0 | 0 | 0 | 0 | 0.13617 | 0.13617 | 0.10213 | 0.10213 | 0.10213 | 0.10213 | 0.10213 | 0 | 0 | 0 | 0 | 0 | 0 | 0 | 14.4698 | 14.4698 | 10.8524 | 10.8524 | 10.8524 | 10.8524 | 10.8524 | 0 | 0 | 0 | 0 | 0 | 0 | 0 | 0 | 0 | 0 | 0 | 0 | 0 | 0 | 0 | 0 | 0 | 0 | 0 | 0 | 0 | 0 | 0 | 0 | 0 | 0 | 0 | 0 | 0 | 0 | 0 | 0 | 0 | 0 | 0 | Retail (small) All ILit Sat | Retail (small) All ILit all | 3466 | 5 | 75 | Retail (small) All ILit2 Sat | Retail (small) All ILit Sat | Retail (small) All ILit all | 3466 | 30 | 60 | 3466 | 8.2412 | 0.75 | 0.05 | 0.05 | 0.05 | 0.05 | 0.05 | 0.05 | 0.05 | 0.05 | 0.17353 | 0.75 | 0.75 | 0.75 | 0.75 | 0.75 | 0.75 | 0.75 | 0.75 | 0.58529 | 0.42059 | 0.46176 | 0.05 | 0.05 | 0.05 | 0.05 | 10.2176 | 0.6 | 0.3 | 0.3 | 0.3 | 0.3 | 0.3 | 0.3 | 0.3 | 0.3 | 0.35294 | 0.6 | 0.6 | 0.6 | 0.6 | 0.6 | 0.6 | 0.6 | 0.6 | 0.52941 | 0.45882 | 0.47647 | 0.3 | 0.3 | 0.3 | 0.3 | 0 | 0 | 0 | 0 | 0 | 0 | 0 | 0 | 0.17647 | 1 | 1 | 1 | 1 | 1 | 1 | 1 | 1 | 0.76471 | 0.52941 | 0.58824 | 0 | 0 | 0 | 0 | 0 | 0 | 0 | 0 | 0 | 0 | 0 | 0 | 0.17647 | 1 | 1 | 1 | 1 | 1 | 1 | 1 | 1 | 0.76471 | 0.52941 | 0.58824 | 0 | 0 | 0 | 0 | 15 | 0.66337 | 0.20792 | 0.079208 | 0.049505 | 0.76136 | 0 | 0 | 0 | 0 | 0 | 0 | 0 | 0 |  | 0.015043 | 0.015043 | 0.011605 | 0.012308 | 0.012308 | 0.012308 | 0.015043 | Retail - Small - Storage (Conditioned) - Sat | 10 | 9 | 20 | 373.3294 | 55.2118 | 0 | 0 | 373.3294 | 55.2118 | 0 | 0 | 7.1794 | 1.0618 | 0 | 0 | 0 | 0 | 0 | 0 | 0 | 0 | 0.17353 | 0.75 | 0.75 | 0.75 | 0.75 | 0.75 | 0.75 | 0.75 | 0.75 | 0.58529 | 0.42059 | 0 | 0 | 0 | 0 | 0 |  | 319.3412 | 211.9765 | 0 | 0 | 319.3412 | 211.9765 | 0 | 0 | 6.1412 | 4.0765 | 0 | 0 | 0 | 0 | 0 | 0 | 0 | 0 | 0.35294 | 0.6 | 0.6 | 0.6 | 0.6 | 0.6 | 0.6 | 0.6 | 0.6 | 0.52941 | 0.45882 | 0 | 0 | 0 | 0 | 0 | 1 | 1 | 1 | 1
1906 | 19 | 6 | 6 | 2 |  |  |  |  | Retail - Small | Storage (Conditioned) | Retail - Small - Storage (Conditioned) |  | Retail - Small | Retail - Small - Storage (Conditioned) | Retail (small) All | Sun | Open | 52 | 52 | 0.2 | 0.49606 | 0.49606 | 0.37205 | 0.37205 | 0.37205 | 0.37205 | 0.37205 | 0 | 0 | 0 | 0 | 0 | 0 | 0 | 34.8692 | 34.8692 | 26.1519 | 26.1519 | 26.1519 | 26.1519 | 26.1519 | 0 | 0 | 0 | 0 | 0 | 0 | 0 | 0 | 0 | 0 | 0 | 0 | 0 | 0 | 0 | 0 | 0 | 0 | 0 | 0 | 0 | 0 | 0 | 0 | 0 | 0 | 0 | 0 | 0 | 0 | 0 | 0 | 0 | 0 | 0 | 0.13617 | 0.13617 | 0.10213 | 0.10213 | 0.10213 | 0.10213 | 0.10213 | 0 | 0 | 0 | 0 | 0 | 0 | 0 | 13.5702 | 13.5702 | 10.1776 | 10.1776 | 10.1776 | 10.1776 | 10.1776 | 0 | 0 | 0 | 0 | 0 | 0 | 0 | 0 | 0 | 0 | 0 | 0 | 0 | 0 | 0 | 0 | 0 | 0 | 0 | 0 | 0 | 0 | 0 | 0 | 0 | 0 | 0 | 0 | 0 | 0 | 0 | 0 | 0 | 0 | 0 | Retail (small) All ILit Sun | Retail (small) All ILit all | 3467 | 5 | 75 | Retail (small) All ILit2 Sun | Retail (small) All ILit Sun | Retail (small) All ILit all | 3467 | 30 | 60 | 3467 | 6.7588 | 0.72255 | 0.05 | 0.05 | 0.05 | 0.05 | 0.05 | 0.05 | 0.05 | 0.05 | 0.05 | 0.25588 | 0.58529 | 0.75 | 0.75 | 0.75 | 0.75 | 0.75 | 0.66765 | 0.42059 | 0.25588 | 0.17353 | 0.05 | 0.05 | 0.05 | 0.05 | 9.5824 | 0.58824 | 0.3 | 0.3 | 0.3 | 0.3 | 0.3 | 0.3 | 0.3 | 0.3 | 0.3 | 0.38824 | 0.52941 | 0.6 | 0.6 | 0.6 | 0.6 | 0.6 | 0.56471 | 0.45882 | 0.38824 | 0.35294 | 0.3 | 0.3 | 0.3 | 0.3 | 0 | 0 | 0 | 0 | 0 | 0 | 0 | 0 | 0 | 0.29412 | 0.76471 | 1 | 1 | 1 | 1 | 1 | 0.88235 | 0.52941 | 0.29412 | 0.17647 | 0 | 0 | 0 | 0 | 0 | 0 | 0 | 0 | 0 | 0 | 0 | 0 | 0 | 0.29412 | 0.76471 | 1 | 1 | 1 | 1 | 1 | 0.88235 | 0.52941 | 0.29412 | 0.17647 | 0 | 0 | 0 | 0 | 15 | 0.66337 | 0.20792 | 0.079208 | 0.049505 | 0.76136 | 0 | 0 | 0 | 0 | 0 | 0 | 0 | 0 |  | 0.015043 | 0.015043 | 0.011605 | 0.012308 | 0.012308 | 0.012308 | 0.015043 | Retail - Small - Storage (Conditioned) - Sun | 12 | 9 | 20 | 311.2353 | 40.2235 | 0 | 0 | 311.2353 | 40.2235 | 0 | 0 | 5.9853 | 0.77353 | 0 | 0 | 0 | 0 | 0 | 0 | 0 | 0 | 0.05 | 0.25588 | 0.58529 | 0.75 | 0.75 | 0.75 | 0.75 | 0.75 | 0.66765 | 0.42059 | 0.25588 | 0 | 0 | 0 | 0 | 0 |  | 292.7294 | 205.5529 | 0 | 0 | 292.7294 | 205.5529 | 0 | 0 | 5.6294 | 3.9529 | 0 | 0 | 0 | 0 | 0 | 0 | 0 | 0 | 0.3 | 0.38824 | 0.52941 | 0.6 | 0.6 | 0.6 | 0.6 | 0.6 | 0.56471 | 0.45882 | 0.38824 | 0 | 0 | 0 | 0 | 0 | 1 | 1 | 1 | 1
1907 | 19 | 7 | 7 | 3 |  |  |  |  | Retail - Small | Storage (Conditioned) | Retail - Small - Storage (Conditioned) |  | Retail - Small | Retail - Small - Storage (Conditioned) | Retail (small) All | Hol | Open | 10 | 10 | 0.2 | 0.49606 | 0.49606 | 0.37205 | 0.37205 | 0.37205 | 0.37205 | 0.37205 | 0 | 0 | 0 | 0 | 0 | 0 | 0 | 6.7056 | 6.7056 | 5.0292 | 5.0292 | 5.0292 | 5.0292 | 5.0292 | 0 | 0 | 0 | 0 | 0 | 0 | 0 | 0 | 0 | 0 | 0 | 0 | 0 | 0 | 0 | 0 | 0 | 0 | 0 | 0 | 0 | 0 | 0 | 0 | 0 | 0 | 0 | 0 | 0 | 0 | 0 | 0 | 0 | 0 | 0 | 0.13617 | 0.13617 | 0.10213 | 0.10213 | 0.10213 | 0.10213 | 0.10213 | 0 | 0 | 0 | 0 | 0 | 0 | 0 | 2.6096 | 2.6096 | 1.9572 | 1.9572 | 1.9572 | 1.9572 | 1.9572 | 0 | 0 | 0 | 0 | 0 | 0 | 0 | 0 | 0 | 0 | 0 | 0 | 0 | 0 | 0 | 0 | 0 | 0 | 0 | 0 | 0 | 0 | 0 | 0 | 0 | 0 | 0 | 0 | 0 | 0 | 0 | 0 | 0 | 0 | 0 | Retail (small) All ILit Hol | Retail (small) All ILit all | 3467 | 5 | 75 | Retail (small) All ILit2 Hol | Retail (small) All ILit Hol | Retail (small) All ILit all | 3467 | 30 | 60 | 3467 | 6.7588 | 0.72255 | 0.05 | 0.05 | 0.05 | 0.05 | 0.05 | 0.05 | 0.05 | 0.05 | 0.05 | 0.25588 | 0.58529 | 0.75 | 0.75 | 0.75 | 0.75 | 0.75 | 0.66765 | 0.42059 | 0.25588 | 0.17353 | 0.05 | 0.05 | 0.05 | 0.05 | 9.5824 | 0.58824 | 0.3 | 0.3 | 0.3 | 0.3 | 0.3 | 0.3 | 0.3 | 0.3 | 0.3 | 0.38824 | 0.52941 | 0.6 | 0.6 | 0.6 | 0.6 | 0.6 | 0.56471 | 0.45882 | 0.38824 | 0.35294 | 0.3 | 0.3 | 0.3 | 0.3 | 0 | 0 | 0 | 0 | 0 | 0 | 0 | 0 | 0 | 0.29412 | 0.76471 | 1 | 1 | 1 | 1 | 1 | 0.88235 | 0.52941 | 0.29412 | 0.17647 | 0 | 0 | 0 | 0 | 0 | 0 | 0 | 0 | 0 | 0 | 0 | 0 | 0 | 0.29412 | 0.76471 | 1 | 1 | 1 | 1 | 1 | 0.88235 | 0.52941 | 0.29412 | 0.17647 | 0 | 0 | 0 | 0 | 15 | 0.66337 | 0.20792 | 0.079208 | 0.049505 | 0.76136 | 0 | 0 | 0 | 0 | 0 | 0 | 0 | 0 |  | 0.015043 | 0.015043 | 0.011605 | 0.012308 | 0.012308 | 0.012308 | 0.015043 | Retail - Small - Storage (Conditioned) - Hol | 14 | 9 | 20 | 59.8529 | 7.7353 | 0 | 0 | 59.8529 | 7.7353 | 0 | 0 | 5.9853 | 0.77353 | 0 | 0 | 0 | 0 | 0 | 0 | 0 | 0 | 0.05 | 0.25588 | 0.58529 | 0.75 | 0.75 | 0.75 | 0.75 | 0.75 | 0.66765 | 0.42059 | 0.25588 | 0 | 0 | 0 | 0 | 0 |  | 56.2941 | 39.5294 | 0 | 0 | 56.2941 | 39.5294 | 0 | 0 | 5.6294 | 3.9529 | 0 | 0 | 0 | 0 | 0 | 0 | 0 | 0 | 0.3 | 0.38824 | 0.52941 | 0.6 | 0.6 | 0.6 | 0.6 | 0.6 | 0.56471 | 0.45882 | 0.38824 | 0 | 0 | 0 | 0 | 0 | 1 | 1 | 1 | 1
1908 | 19 | 8 | 8 | 4 | Retail - Small | Retail - Small | Retail - Small - Storage (Conditioned) | Retail - Small - Storage (Conditioned) | Retail - Small | Storage (Conditioned) | Retail - Small - Storage (Conditioned) |  | Retail - Small | Retail - Small - Storage (Conditioned) | Retail (small) All | all | Open | 251 | 251 | 0.2 | 0.49606 | 0.49606 | 0.37205 | 0.37205 | 0.37205 | 0.37205 | 0.37205 | 0.099213 | 0.099213 | 0.07441 | 0.07441 | 0.07441 | 0.07441 | 0.07441 | 251.038 | 251.038 | 188.2785 | 188.2785 | 188.2785 | 188.2785 | 188.2785 | 0.086811 | 0.086811 | 0.065108 | 0.065108 | 0.065108 | 0.065108 | 0.065108 | 3377.8897 | 3377.8897 | 3377.8897 | 3377.8897 | 3377.8897 | 3377.8897 | 3377.8897 | 3377.8897 | 3377.8897 | 3377.8897 | 3377.8897 | 3377.8897 | 3377.8897 | 3377.8897 | 0.875 | 0.875 | 0.875 | 0.875 | 0.875 | 0.875 | 0.875 | 0.875 | 0.875 | 0.875 | 0.875 | 0.875 | 0.875 | 0.875 | 0.13617 | 0.13617 | 0.10213 | 0.10213 | 0.10213 | 0.10213 | 0.10213 | 0.027234 | 0.027234 | 0.020425 | 0.020425 | 0.020425 | 0.020425 | 0.020425 | 78.6508 | 78.6508 | 58.9881 | 58.9881 | 58.9881 | 58.9881 | 58.9881 | 0.019064 | 0.019064 | 0.014298 | 0.014298 | 0.014298 | 0.014298 | 0.014298 | 4013.4 | 4013.4 | 4013.4 | 4013.4 | 4013.4 | 4013.4 | 4013.4 | 4013.4 | 4013.4 | 4013.4 | 4013.4 | 4013.4 | 4013.4 | 4013.4 | 0.7 | 0.7 | 0.7 | 0.7 | 0.7 | 0.7 | 0.7 | 0.7 | 0.7 | 0.7 | 0.7 | 0.7 | 0.7 | 0.7 | Retail (small) All ILit all | Retail (small) All ILit all | 3465 | 5 | 87.5 | Retail (small) All ILit2 all | Retail (small) All ILit all | Retail (small) All ILit all | 3465 | 30 | 70 | 3465 | 10.0809 | 0.875 | 0.05 | 0.05 | 0.05 | 0.05 | 0.05 | 0.05 | 0.05 | 0.05 | 0.19559 | 0.875 | 0.875 | 0.875 | 0.875 | 0.875 | 0.875 | 0.875 | 0.875 | 0.77794 | 0.68088 | 0.68088 | 0.19559 | 0.05 | 0.05 | 0.05 | 11.5059 | 0.7 | 0.3 | 0.3 | 0.3 | 0.3 | 0.3 | 0.3 | 0.3 | 0.3 | 0.37059 | 0.7 | 0.7 | 0.7 | 0.7 | 0.7 | 0.7 | 0.7 | 0.7 | 0.65294 | 0.60588 | 0.60588 | 0.37059 | 0.3 | 0.3 | 0.3 | 0 | 0 | 0 | 0 | 0 | 0 | 0 | 0 | 0.17647 | 1 | 1 | 1 | 1 | 1 | 1 | 1 | 1 | 0.88235 | 0.76471 | 0.76471 | 0.17647 | 0 | 0 | 0 | 0 | 0 | 0 | 0 | 0 | 0 | 0 | 0 | 0.17647 | 1 | 1 | 1 | 1 | 1 | 1 | 1 | 1 | 0.88235 | 0.76471 | 0.76471 | 0.17647 | 0 | 0 | 0 | 15 | 0.66337 | 0.20792 | 0.079208 | 0.049505 | 0.76136 | 0.13539 | 0.013432 | 0.013432 | 0.010074 | 0.010074 | 0.010074 | 0.010074 | 0.010074 | Retail - Small | 0.015043 | 0.015043 | 0.011605 | 0.012308 | 0.012308 | 0.012308 | 0.015043 | Retail - Small - Storage (Conditioned) - all | 16 | 9 | 20 | 2172.2574 | 358.0441 | 2172.2574 | 358.0441 | 0 | 0 | 8.6544 | 1.4265 | 0 | 0 | 0 | 0 | 0 | 0 | 0 | 0 | 0 | 0 | 0.19559 | 0.875 | 0.875 | 0.875 | 0.875 | 0.875 | 0.875 | 0.875 | 0.875 | 0.77794 | 0.68088 | 0 | 0 | 0 | 0 | 0 |  | 1814.5824 | 1073.3941 | 1814.5824 | 1073.3941 | 0 | 0 | 7.2294 | 4.2765 | 0 | 0 | 0 | 0 | 0 | 0 | 0 | 0 | 0 | 0 | 0.37059 | 0.7 | 0.7 | 0.7 | 0.7 | 0.7 | 0.7 | 0.7 | 0.7 | 0.65294 | 0.60588 | 0 | 0 | 0 | 0 | 0 | 1 | 1 | 1 | 1
2001 | 20 | 1 | 5 | 1 |  |  |  |  | Grocery | Comm/Ind Work (Loading Dock) | Grocery - Comm/Ind Work (Loading Dock) |  | Grocery | Grocery - Comm/Ind Work (Loading Dock) | Grocery Stock | Sat | Open | 52 | 52 | 0.0572 | 1.2466 | 1.2466 | 0.83108 | 0.83108 | 0.83108 | 0.83108 | 0.83108 | 0 | 0 | 0 | 0 | 0 | 0 | 0 | 49.571 | 49.571 | 33.0474 | 33.0474 | 33.0474 | 33.0474 | 33.0474 | 0 | 0 | 0 | 0 | 0 | 0 | 0 | 0 | 0 | 0 | 0 | 0 | 0 | 0 | 0 | 0 | 0 | 0 | 0 | 0 | 0 | 0 | 0 | 0 | 0 | 0 | 0 | 0 | 0 | 0 | 0 | 0 | 0 | 0 | 0 | 0.07283 | 0.07283 | 0.048553 | 0.048553 | 0.048553 | 0.048553 | 0.048553 | 0 | 0 | 0 | 0 | 0 | 0 | 0 | 2.3085 | 2.3085 | 1.539 | 1.539 | 1.539 | 1.539 | 1.539 | 0 | 0 | 0 | 0 | 0 | 0 | 0 | 0 | 0 | 0 | 0 | 0 | 0 | 0 | 0 | 0 | 0 | 0 | 0 | 0 | 0 | 0 | 0 | 0 | 0 | 0 | 0 | 0 | 0 | 0 | 0 | 0 | 0 | 0 | 0 | Grocery Stock ILit Sat | Grocery Stock ILit all | 3492 | 30 | 70 | Grocery Stock ILit2 Sat | Grocery Stock ILit Sat | Grocery Stock ILit all | 3492 | 35 | 50 | 3492 | 13.3689 | 0.6776 | 0.3 | 0.3 | 0.3 | 0.3 | 0.3 | 0.3 | 0.7 | 0.7 | 0.7 | 0.7 | 0.7 | 0.7 | 0.7 | 0.7 | 0.7 | 0.7 | 0.7 | 0.7 | 0.7 | 0.7 | 0.7 | 0.7 | 0.3 | 0.3 | 10.6566 | 0.484 | 0.35 | 0.35 | 0.35 | 0.35 | 0.35 | 0.35 | 0.5 | 0.5 | 0.5 | 0.5 | 0.5 | 0.5 | 0.5 | 0.5 | 0.5 | 0.5 | 0.5 | 0.5 | 0.5 | 0.5 | 0.5 | 0.5 | 0.35 | 0.35 | 0 | 0 | 0 | 0 | 0 | 0 | 1 | 1 | 1 | 1 | 1 | 1 | 1 | 1 | 1 | 1 | 1 | 1 | 1 | 1 | 1 | 1 | 0 | 0 | 0 | 0 | 0 | 0 | 0 | 0 | 1 | 1 | 1 | 1 | 1 | 1 | 1 | 1 | 1 | 1 | 1 | 1 | 1 | 1 | 1 | 1 | 0 | 0 | 16 | 0.29 | 0.41 | 0.14 | 0.16 | 0.41429 | 0 | 0 | 0 | 0 | 0 | 0 | 0 | 0 |  | 0.018741 | 0.018741 | 0.016776 | 0.017721 | 0.017662 | 0.015376 | 0.018689 | Grocery - Comm/Ind Work (Loading Dock) - Sat | 10 | 6 | 22 | 561.6 | 133.5822 | 0 | 0 | 561.6 | 133.5822 | 0 | 0 | 10.8 | 2.5689 | 0 | 0 | 0 | 0 | 0 | 0.3 | 0.7 | 0.7 | 0.7 | 0.7 | 0.7 | 0.7 | 0.7 | 0.7 | 0.7 | 0.7 | 0.7 | 0.7 | 0.7 | 0.7 | 0.7 | 0 | 0 | 0 |  | 408.2 | 145.9442 | 0 | 0 | 408.2 | 145.9442 | 0 | 0 | 7.85 | 2.8066 | 0 | 0 | 0 | 0 | 0 | 0.35 | 0.5 | 0.5 | 0.5 | 0.5 | 0.5 | 0.5 | 0.5 | 0.5 | 0.5 | 0.5 | 0.5 | 0.5 | 0.5 | 0.5 | 0.5 | 0 | 0 | 0 | 0.98301 | 0.968 | 0.98672 | 0.968
2002 | 20 | 2 | 6 | 2 |  |  |  |  | Grocery | Comm/Ind Work (Loading Dock) | Grocery - Comm/Ind Work (Loading Dock) |  | Grocery | Grocery - Comm/Ind Work (Loading Dock) | Grocery Stock | Sun | Open | 52 | 52 | 0.0572 | 1.2466 | 1.2466 | 0.83108 | 0.83108 | 0.83108 | 0.83108 | 0.83108 | 0 | 0 | 0 | 0 | 0 | 0 | 0 | 49.571 | 49.571 | 33.0474 | 33.0474 | 33.0474 | 33.0474 | 33.0474 | 0 | 0 | 0 | 0 | 0 | 0 | 0 | 0 | 0 | 0 | 0 | 0 | 0 | 0 | 0 | 0 | 0 | 0 | 0 | 0 | 0 | 0 | 0 | 0 | 0 | 0 | 0 | 0 | 0 | 0 | 0 | 0 | 0 | 0 | 0 | 0.07283 | 0.07283 | 0.048553 | 0.048553 | 0.048553 | 0.048553 | 0.048553 | 0 | 0 | 0 | 0 | 0 | 0 | 0 | 2.3085 | 2.3085 | 1.539 | 1.539 | 1.539 | 1.539 | 1.539 | 0 | 0 | 0 | 0 | 0 | 0 | 0 | 0 | 0 | 0 | 0 | 0 | 0 | 0 | 0 | 0 | 0 | 0 | 0 | 0 | 0 | 0 | 0 | 0 | 0 | 0 | 0 | 0 | 0 | 0 | 0 | 0 | 0 | 0 | 0 | Grocery Stock ILit Sun | Grocery Stock ILit all | 3492 | 30 | 70 | Grocery Stock ILit2 Sun | Grocery Stock ILit Sun | Grocery Stock ILit all | 3492 | 35 | 50 | 3492 | 13.3689 | 0.6776 | 0.3 | 0.3 | 0.3 | 0.3 | 0.3 | 0.3 | 0.7 | 0.7 | 0.7 | 0.7 | 0.7 | 0.7 | 0.7 | 0.7 | 0.7 | 0.7 | 0.7 | 0.7 | 0.7 | 0.7 | 0.7 | 0.7 | 0.3 | 0.3 | 10.6566 | 0.484 | 0.35 | 0.35 | 0.35 | 0.35 | 0.35 | 0.35 | 0.5 | 0.5 | 0.5 | 0.5 | 0.5 | 0.5 | 0.5 | 0.5 | 0.5 | 0.5 | 0.5 | 0.5 | 0.5 | 0.5 | 0.5 | 0.5 | 0.35 | 0.35 | 0 | 0 | 0 | 0 | 0 | 0 | 1 | 1 | 1 | 1 | 1 | 1 | 1 | 1 | 1 | 1 | 1 | 1 | 1 | 1 | 1 | 1 | 0 | 0 | 0 | 0 | 0 | 0 | 0 | 0 | 1 | 1 | 1 | 1 | 1 | 1 | 1 | 1 | 1 | 1 | 1 | 1 | 1 | 1 | 1 | 1 | 0 | 0 | 16 | 0.29 | 0.41 | 0.14 | 0.16 | 0.41429 | 0 | 0 | 0 | 0 | 0 | 0 | 0 | 0 |  | 0.018741 | 0.018741 | 0.016776 | 0.017721 | 0.017662 | 0.015376 | 0.018689 | Grocery - Comm/Ind Work (Loading Dock) - Sun | 12 | 6 | 22 | 561.6 | 133.5822 | 0 | 0 | 561.6 | 133.5822 | 0 | 0 | 10.8 | 2.5689 | 0 | 0 | 0 | 0 | 0 | 0.3 | 0.7 | 0.7 | 0.7 | 0.7 | 0.7 | 0.7 | 0.7 | 0.7 | 0.7 | 0.7 | 0.7 | 0.7 | 0.7 | 0.7 | 0.7 | 0 | 0 | 0 |  | 408.2 | 145.9442 | 0 | 0 | 408.2 | 145.9442 | 0 | 0 | 7.85 | 2.8066 | 0 | 0 | 0 | 0 | 0 | 0.35 | 0.5 | 0.5 | 0.5 | 0.5 | 0.5 | 0.5 | 0.5 | 0.5 | 0.5 | 0.5 | 0.5 | 0.5 | 0.5 | 0.5 | 0.5 | 0 | 0 | 0 | 0.98301 | 0.968 | 0.98672 | 0.968
2003 | 20 | 3 | 7 | 3 |  |  |  |  | Grocery | Comm/Ind Work (Loading Dock) | Grocery - Comm/Ind Work (Loading Dock) |  | Grocery | Grocery - Comm/Ind Work (Loading Dock) | Grocery Stock | Hol | Open | 10 | 10 | 0.0572 | 1.2466 | 1.2466 | 0.83108 | 0.83108 | 0.83108 | 0.83108 | 0.83108 | 0 | 0 | 0 | 0 | 0 | 0 | 0 | 9.5329 | 9.5329 | 6.3553 | 6.3553 | 6.3553 | 6.3553 | 6.3553 | 0 | 0 | 0 | 0 | 0 | 0 | 0 | 0 | 0 | 0 | 0 | 0 | 0 | 0 | 0 | 0 | 0 | 0 | 0 | 0 | 0 | 0 | 0 | 0 | 0 | 0 | 0 | 0 | 0 | 0 | 0 | 0 | 0 | 0 | 0 | 0.07283 | 0.07283 | 0.048553 | 0.048553 | 0.048553 | 0.048553 | 0.048553 | 0 | 0 | 0 | 0 | 0 | 0 | 0 | 0.44394 | 0.44394 | 0.29596 | 0.29596 | 0.29596 | 0.29596 | 0.29596 | 0 | 0 | 0 | 0 | 0 | 0 | 0 | 0 | 0 | 0 | 0 | 0 | 0 | 0 | 0 | 0 | 0 | 0 | 0 | 0 | 0 | 0 | 0 | 0 | 0 | 0 | 0 | 0 | 0 | 0 | 0 | 0 | 0 | 0 | 0 | Grocery Stock ILit Hol | Grocery Stock ILit all | 3492 | 30 | 70 | Grocery Stock ILit2 Hol | Grocery Stock ILit Hol | Grocery Stock ILit all | 3492 | 35 | 50 | 3492 | 13.3689 | 0.6776 | 0.3 | 0.3 | 0.3 | 0.3 | 0.3 | 0.3 | 0.7 | 0.7 | 0.7 | 0.7 | 0.7 | 0.7 | 0.7 | 0.7 | 0.7 | 0.7 | 0.7 | 0.7 | 0.7 | 0.7 | 0.7 | 0.7 | 0.3 | 0.3 | 10.6566 | 0.484 | 0.35 | 0.35 | 0.35 | 0.35 | 0.35 | 0.35 | 0.5 | 0.5 | 0.5 | 0.5 | 0.5 | 0.5 | 0.5 | 0.5 | 0.5 | 0.5 | 0.5 | 0.5 | 0.5 | 0.5 | 0.5 | 0.5 | 0.35 | 0.35 | 0 | 0 | 0 | 0 | 0 | 0 | 1 | 1 | 1 | 1 | 1 | 1 | 1 | 1 | 1 | 1 | 1 | 1 | 1 | 1 | 1 | 1 | 0 | 0 | 0 | 0 | 0 | 0 | 0 | 0 | 1 | 1 | 1 | 1 | 1 | 1 | 1 | 1 | 1 | 1 | 1 | 1 | 1 | 1 | 1 | 1 | 0 | 0 | 16 | 0.29 | 0.41 | 0.14 | 0.16 | 0.41429 | 0 | 0 | 0 | 0 | 0 | 0 | 0 | 0 |  | 0.018741 | 0.018741 | 0.016776 | 0.017721 | 0.017662 | 0.015376 | 0.018689 | Grocery - Comm/Ind Work (Loading Dock) - Hol | 14 | 6 | 22 | 108 | 25.6889 | 0 | 0 | 108 | 25.6889 | 0 | 0 | 10.8 | 2.5689 | 0 | 0 | 0 | 0 | 0 | 0.3 | 0.7 | 0.7 | 0.7 | 0.7 | 0.7 | 0.7 | 0.7 | 0.7 | 0.7 | 0.7 | 0.7 | 0.7 | 0.7 | 0.7 | 0.7 | 0 | 0 | 0 |  | 78.5 | 28.0662 | 0 | 0 | 78.5 | 28.0662 | 0 | 0 | 7.85 | 2.8066 | 0 | 0 | 0 | 0 | 0 | 0.35 | 0.5 | 0.5 | 0.5 | 0.5 | 0.5 | 0.5 | 0.5 | 0.5 | 0.5 | 0.5 | 0.5 | 0.5 | 0.5 | 0.5 | 0.5 | 0 | 0 | 0 | 0.98301 | 0.968 | 0.98672 | 0.968
2004 | 20 | 4 | 8 | 4 |  |  | Grocery - Comm/Ind Work (Loading Dock) | Grocery - Comm/Ind Work (Loading Dock) | Grocery | Comm/Ind Work (Loading Dock) | Grocery - Comm/Ind Work (Loading Dock) |  | Grocery | Grocery - Comm/Ind Work (Loading Dock) | Grocery Stock | all | Open | 251 | 251 | 0.0572 | 1.2466 | 1.2466 | 0.83108 | 0.83108 | 0.83108 | 0.83108 | 0.83108 | 0.071307 | 0.071307 | 0.047538 | 0.047538 | 0.047538 | 0.047538 | 0.047538 | 239.2755 | 239.2755 | 159.517 | 159.517 | 159.517 | 159.517 | 159.517 | 0.048317 | 0.048317 | 0.032212 | 0.032212 | 0.032212 | 0.032212 | 0.032212 | 4879.6444 | 4879.6444 | 4879.6444 | 4879.6444 | 4879.6444 | 4879.6444 | 4879.6444 | 0 | 0 | 0 | 0 | 0 | 0 | 0 | 0.6776 | 0.6776 | 0.6776 | 0.6776 | 0.6776 | 0.6776 | 0.6776 | 0 | 0 | 0 | 0 | 0 | 0 | 0 | 0.07283 | 0.07283 | 0.048553 | 0.048553 | 0.048553 | 0.048553 | 0.048553 | 0.0041659 | 0.0041659 | 0.0027773 | 0.0027773 | 0.0027773 | 0.0027773 | 0.0027773 | 11.1429 | 11.1429 | 7.4286 | 7.4286 | 7.4286 | 7.4286 | 7.4286 | 0.0020163 | 0.0020163 | 0.0013442 | 0.0013442 | 0.0013442 | 0.0013442 | 0.0013442 | 3889.6658 | 3889.6658 | 3889.6658 | 3889.6658 | 3889.6658 | 3889.6658 | 3889.6658 | 0 | 0 | 0 | 0 | 0 | 0 | 0 | 0.484 | 0.484 | 0.484 | 0.484 | 0.484 | 0.484 | 0.484 | 0 | 0 | 0 | 0 | 0 | 0 | 0 | Grocery Stock ILit all | Grocery Stock ILit all | 3491 | 30 | 70 | Grocery Stock ILit2 all | Grocery Stock ILit all | Grocery Stock ILit all | 3491 | 35 | 50 | 3491 | 13.3689 | 0.6776 | 0.3 | 0.3 | 0.3 | 0.3 | 0.3 | 0.3 | 0.7 | 0.7 | 0.7 | 0.7 | 0.7 | 0.7 | 0.7 | 0.7 | 0.7 | 0.7 | 0.7 | 0.7 | 0.7 | 0.7 | 0.7 | 0.7 | 0.3 | 0.3 | 10.6566 | 0.484 | 0.35 | 0.35 | 0.35 | 0.35 | 0.35 | 0.35 | 0.5 | 0.5 | 0.5 | 0.5 | 0.5 | 0.5 | 0.5 | 0.5 | 0.5 | 0.5 | 0.5 | 0.5 | 0.5 | 0.5 | 0.5 | 0.5 | 0.35 | 0.35 | 0 | 0 | 0 | 0 | 0 | 0 | 1 | 1 | 1 | 1 | 1 | 1 | 1 | 1 | 1 | 1 | 1 | 1 | 1 | 1 | 1 | 1 | 0 | 0 | 0 | 0 | 0 | 0 | 0 | 0 | 1 | 1 | 1 | 1 | 1 | 1 | 1 | 1 | 1 | 1 | 1 | 1 | 1 | 1 | 1 | 1 | 0 | 0 | 16 | 0.29 | 0.41 | 0.14 | 0.16 | 0.41429 | 0.057574 | 0.0041054 | 0.0041054 | 0.0027369 | 0.0027369 | 0.0027369 | 0.0027369 | 0.0027369 |  | 0.018741 | 0.018741 | 0.016776 | 0.017721 | 0.017662 | 0.015376 | 0.018689 | Grocery - Comm/Ind Work (Loading Dock) - all | 16 | 6 | 22 | 2710.8 | 644.7911 | 2710.8 | 644.7911 | 0 | 0 | 10.8 | 2.5689 | 0 | 0 | 0 | 0 | 0 | 0 | 0 | 0.3 | 0.7 | 0.7 | 0.7 | 0.7 | 0.7 | 0.7 | 0.7 | 0.7 | 0.7 | 0.7 | 0.7 | 0.7 | 0.7 | 0.7 | 0.7 | 0 | 0 | 0 |  | 1970.35 | 704.4613 | 1970.35 | 704.4613 | 0 | 0 | 7.85 | 2.8066 | 0 | 0 | 0 | 0 | 0 | 0 | 0 | 0.35 | 0.5 | 0.5 | 0.5 | 0.5 | 0.5 | 0.5 | 0.5 | 0.5 | 0.5 | 0.5 | 0.5 | 0.5 | 0.5 | 0.5 | 0.5 | 0 | 0 | 0 | 0.98301 | 0.968 | 0.98672 | 0.968
2005 | 20 | 5 | 5 | 1 |  |  |  |  | Grocery | Office (General) | Grocery - Office (General) |  | Grocery | Grocery - Office (General) | Grocery Admin | Sat | Open | 52 | 52 | 0.07 | 1.0804 | 1.0804 | 1.0804 | 1.0804 | 1.0804 | 0.87263 | 0.87263 | 0 | 0 | 0 | 0 | 0 | 0 | 0 | 40.5493 | 40.5493 | 40.5493 | 40.5493 | 40.5493 | 32.7514 | 32.7514 | 0 | 0 | 0 | 0 | 0 | 0 | 0 | 0 | 0 | 0 | 0 | 0 | 0 | 0 | 0 | 0 | 0 | 0 | 0 | 0 | 0 | 0 | 0 | 0 | 0 | 0 | 0 | 0 | 0 | 0 | 0 | 0 | 0 | 0 | 0 | 0.063119 | 0.063119 | 0.063119 | 0.063119 | 0.063119 | 0.050981 | 0.050981 | 0 | 0 | 0 | 0 | 0 | 0 | 0 | 1.89 | 1.89 | 1.89 | 1.89 | 1.89 | 1.5265 | 1.5265 | 0 | 0 | 0 | 0 | 0 | 0 | 0 | 0 | 0 | 0 | 0 | 0 | 0 | 0 | 0 | 0 | 0 | 0 | 0 | 0 | 0 | 0 | 0 | 0 | 0 | 0 | 0 | 0 | 0 | 0 | 0 | 0 | 0 | 0 | 0 | Grocery Admin ILit Sat | Grocery Admin ILit all | 3499 | 15 | 70 | Grocery Admin ILit2 Sat | Grocery Admin ILit Sat | Grocery Admin ILit all | 3499 | 20 | 50 | 3499 | 10.3109 | 0.595 | 0.15 | 0.15 | 0.15 | 0.15 | 0.15 | 0.15 | 0.7 | 0.7 | 0.7 | 0.7 | 0.7 | 0.7 | 0.7 | 0.7 | 0.7 | 0.7 | 0.7 | 0.7 | 0.7 | 0.7 | 0.7 | 0.7 | 0.15 | 0.15 | 8.2261 | 0.425 | 0.2 | 0.2 | 0.2 | 0.2 | 0.2 | 0.2 | 0.5 | 0.5 | 0.5 | 0.5 | 0.5 | 0.5 | 0.5 | 0.5 | 0.5 | 0.5 | 0.5 | 0.5 | 0.5 | 0.5 | 0.5 | 0.5 | 0.2 | 0.2 | 0 | 0 | 0 | 0 | 0 | 0 | 1 | 1 | 1 | 1 | 1 | 1 | 1 | 1 | 1 | 1 | 1 | 1 | 1 | 1 | 1 | 1 | 0 | 0 | 0 | 0 | 0 | 0 | 0 | 0 | 1 | 1 | 1 | 1 | 1 | 1 | 1 | 1 | 1 | 1 | 1 | 1 | 1 | 1 | 1 | 1 | 0 | 0 | 30 | 0.66337 | 0.20792 | 0.079208 | 0.049505 | 0.76136 | 0 | 0 | 0 | 0 | 0 | 0 | 0 | 0 |  | 0.018741 | 0.018741 | 0.016776 | 0.017721 | 0.017662 | 0.015376 | 0.018689 | Grocery - Office (General) - Sat | 10 | 6 | 22 | 553.8 | -17.6328 | 0 | 0 | 553.8 | -17.6328 | 0 | 0 | 10.65 | -0.33909 | 0 | 0 | 0 | 0 | 0 | 0.15 | 0.7 | 0.7 | 0.7 | 0.7 | 0.7 | 0.7 | 0.7 | 0.7 | 0.7 | 0.7 | 0.7 | 0.7 | 0.7 | 0.7 | 0.7 | 0 | 0 | 0 |  | 400.4 | 27.3594 | 0 | 0 | 400.4 | 27.3594 | 0 | 0 | 7.7 | 0.52614 | 0 | 0 | 0 | 0 | 0 | 0.2 | 0.5 | 0.5 | 0.5 | 0.5 | 0.5 | 0.5 | 0.5 | 0.5 | 0.5 | 0.5 | 0.5 | 0.5 | 0.5 | 0.5 | 0.5 | 0 | 0 | 0 | 0.83152 | 0.85 | 0.85689 | 0.85
2006 | 20 | 6 | 6 | 2 |  |  |  |  | Grocery | Office (General) | Grocery - Office (General) |  | Grocery | Grocery - Office (General) | Grocery Admin | Sun | Open | 52 | 52 | 0.07 | 1.0804 | 1.0804 | 1.0804 | 1.0804 | 1.0804 | 0.87263 | 0.87263 | 0 | 0 | 0 | 0 | 0 | 0 | 0 | 40.5493 | 40.5493 | 40.5493 | 40.5493 | 40.5493 | 32.7514 | 32.7514 | 0 | 0 | 0 | 0 | 0 | 0 | 0 | 0 | 0 | 0 | 0 | 0 | 0 | 0 | 0 | 0 | 0 | 0 | 0 | 0 | 0 | 0 | 0 | 0 | 0 | 0 | 0 | 0 | 0 | 0 | 0 | 0 | 0 | 0 | 0 | 0.063119 | 0.063119 | 0.063119 | 0.063119 | 0.063119 | 0.050981 | 0.050981 | 0 | 0 | 0 | 0 | 0 | 0 | 0 | 1.89 | 1.89 | 1.89 | 1.89 | 1.89 | 1.5265 | 1.5265 | 0 | 0 | 0 | 0 | 0 | 0 | 0 | 0 | 0 | 0 | 0 | 0 | 0 | 0 | 0 | 0 | 0 | 0 | 0 | 0 | 0 | 0 | 0 | 0 | 0 | 0 | 0 | 0 | 0 | 0 | 0 | 0 | 0 | 0 | 0 | Grocery Admin ILit Sun | Grocery Admin ILit all | 3499 | 15 | 70 | Grocery Admin ILit2 Sun | Grocery Admin ILit Sun | Grocery Admin ILit all | 3499 | 20 | 50 | 3499 | 10.3109 | 0.595 | 0.15 | 0.15 | 0.15 | 0.15 | 0.15 | 0.15 | 0.7 | 0.7 | 0.7 | 0.7 | 0.7 | 0.7 | 0.7 | 0.7 | 0.7 | 0.7 | 0.7 | 0.7 | 0.7 | 0.7 | 0.7 | 0.7 | 0.15 | 0.15 | 8.2261 | 0.425 | 0.2 | 0.2 | 0.2 | 0.2 | 0.2 | 0.2 | 0.5 | 0.5 | 0.5 | 0.5 | 0.5 | 0.5 | 0.5 | 0.5 | 0.5 | 0.5 | 0.5 | 0.5 | 0.5 | 0.5 | 0.5 | 0.5 | 0.2 | 0.2 | 0 | 0 | 0 | 0 | 0 | 0 | 1 | 1 | 1 | 1 | 1 | 1 | 1 | 1 | 1 | 1 | 1 | 1 | 1 | 1 | 1 | 1 | 0 | 0 | 0 | 0 | 0 | 0 | 0 | 0 | 1 | 1 | 1 | 1 | 1 | 1 | 1 | 1 | 1 | 1 | 1 | 1 | 1 | 1 | 1 | 1 | 0 | 0 | 30 | 0.66337 | 0.20792 | 0.079208 | 0.049505 | 0.76136 | 0 | 0 | 0 | 0 | 0 | 0 | 0 | 0 |  | 0.018741 | 0.018741 | 0.016776 | 0.017721 | 0.017662 | 0.015376 | 0.018689 | Grocery - Office (General) - Sun | 12 | 6 | 22 | 553.8 | -17.6328 | 0 | 0 | 553.8 | -17.6328 | 0 | 0 | 10.65 | -0.33909 | 0 | 0 | 0 | 0 | 0 | 0.15 | 0.7 | 0.7 | 0.7 | 0.7 | 0.7 | 0.7 | 0.7 | 0.7 | 0.7 | 0.7 | 0.7 | 0.7 | 0.7 | 0.7 | 0.7 | 0 | 0 | 0 |  | 400.4 | 27.3594 | 0 | 0 | 400.4 | 27.3594 | 0 | 0 | 7.7 | 0.52614 | 0 | 0 | 0 | 0 | 0 | 0.2 | 0.5 | 0.5 | 0.5 | 0.5 | 0.5 | 0.5 | 0.5 | 0.5 | 0.5 | 0.5 | 0.5 | 0.5 | 0.5 | 0.5 | 0.5 | 0 | 0 | 0 | 0.83152 | 0.85 | 0.85689 | 0.85
2007 | 20 | 7 | 7 | 3 |  |  |  |  | Grocery | Office (General) | Grocery - Office (General) |  | Grocery | Grocery - Office (General) | Grocery Admin | Hol | Open | 10 | 10 | 0.07 | 1.0804 | 1.0804 | 1.0804 | 1.0804 | 1.0804 | 0.87263 | 0.87263 | 0 | 0 | 0 | 0 | 0 | 0 | 0 | 7.7979 | 7.7979 | 7.7979 | 7.7979 | 7.7979 | 6.2983 | 6.2983 | 0 | 0 | 0 | 0 | 0 | 0 | 0 | 0 | 0 | 0 | 0 | 0 | 0 | 0 | 0 | 0 | 0 | 0 | 0 | 0 | 0 | 0 | 0 | 0 | 0 | 0 | 0 | 0 | 0 | 0 | 0 | 0 | 0 | 0 | 0 | 0.063119 | 0.063119 | 0.063119 | 0.063119 | 0.063119 | 0.050981 | 0.050981 | 0 | 0 | 0 | 0 | 0 | 0 | 0 | 0.36346 | 0.36346 | 0.36346 | 0.36346 | 0.36346 | 0.29356 | 0.29356 | 0 | 0 | 0 | 0 | 0 | 0 | 0 | 0 | 0 | 0 | 0 | 0 | 0 | 0 | 0 | 0 | 0 | 0 | 0 | 0 | 0 | 0 | 0 | 0 | 0 | 0 | 0 | 0 | 0 | 0 | 0 | 0 | 0 | 0 | 0 | Grocery Admin ILit Hol | Grocery Admin ILit all | 3499 | 15 | 70 | Grocery Admin ILit2 Hol | Grocery Admin ILit Hol | Grocery Admin ILit all | 3499 | 20 | 50 | 3499 | 10.3109 | 0.595 | 0.15 | 0.15 | 0.15 | 0.15 | 0.15 | 0.15 | 0.7 | 0.7 | 0.7 | 0.7 | 0.7 | 0.7 | 0.7 | 0.7 | 0.7 | 0.7 | 0.7 | 0.7 | 0.7 | 0.7 | 0.7 | 0.7 | 0.15 | 0.15 | 8.2261 | 0.425 | 0.2 | 0.2 | 0.2 | 0.2 | 0.2 | 0.2 | 0.5 | 0.5 | 0.5 | 0.5 | 0.5 | 0.5 | 0.5 | 0.5 | 0.5 | 0.5 | 0.5 | 0.5 | 0.5 | 0.5 | 0.5 | 0.5 | 0.2 | 0.2 | 0 | 0 | 0 | 0 | 0 | 0 | 1 | 1 | 1 | 1 | 1 | 1 | 1 | 1 | 1 | 1 | 1 | 1 | 1 | 1 | 1 | 1 | 0 | 0 | 0 | 0 | 0 | 0 | 0 | 0 | 1 | 1 | 1 | 1 | 1 | 1 | 1 | 1 | 1 | 1 | 1 | 1 | 1 | 1 | 1 | 1 | 0 | 0 | 30 | 0.66337 | 0.20792 | 0.079208 | 0.049505 | 0.76136 | 0 | 0 | 0 | 0 | 0 | 0 | 0 | 0 |  | 0.018741 | 0.018741 | 0.016776 | 0.017721 | 0.017662 | 0.015376 | 0.018689 | Grocery - Office (General) - Hol | 14 | 6 | 22 | 106.5 | -3.3909 | 0 | 0 | 106.5 | -3.3909 | 0 | 0 | 10.65 | -0.33909 | 0 | 0 | 0 | 0 | 0 | 0.15 | 0.7 | 0.7 | 0.7 | 0.7 | 0.7 | 0.7 | 0.7 | 0.7 | 0.7 | 0.7 | 0.7 | 0.7 | 0.7 | 0.7 | 0.7 | 0 | 0 | 0 |  | 77 | 5.2614 | 0 | 0 | 77 | 5.2614 | 0 | 0 | 7.7 | 0.52614 | 0 | 0 | 0 | 0 | 0 | 0.2 | 0.5 | 0.5 | 0.5 | 0.5 | 0.5 | 0.5 | 0.5 | 0.5 | 0.5 | 0.5 | 0.5 | 0.5 | 0.5 | 0.5 | 0.5 | 0 | 0 | 0 | 0.83152 | 0.85 | 0.85689 | 0.85
2008 | 20 | 8 | 8 | 4 |  |  | Grocery - Office (General) | Grocery - Office (General) | Grocery | Office (General) | Grocery - Office (General) |  | Grocery | Grocery - Office (General) | Grocery Admin | all | Open | 251 | 251 | 0.07 | 1.0804 | 1.0804 | 1.0804 | 1.0804 | 1.0804 | 0.87263 | 0.87263 | 0.075628 | 0.075628 | 0.075628 | 0.075628 | 0.075628 | 0.061084 | 0.061084 | 195.7285 | 195.7285 | 195.7285 | 195.7285 | 195.7285 | 158.0884 | 158.0884 | 0.044999 | 0.044999 | 0.044999 | 0.044999 | 0.044999 | 0.036345 | 0.036345 | 3763.4814 | 3763.4814 | 3763.4814 | 3763.4814 | 3763.4814 | 3763.4814 | 3763.4814 | 0 | 0 | 0 | 0 | 0 | 0 | 0 | 0.595 | 0.595 | 0.595 | 0.595 | 0.595 | 0.595 | 0.595 | 0 | 0 | 0 | 0 | 0 | 0 | 0 | 0.063119 | 0.063119 | 0.063119 | 0.063119 | 0.063119 | 0.050981 | 0.050981 | 0.0044184 | 0.0044184 | 0.0044184 | 0.0044184 | 0.0044184 | 0.0035687 | 0.0035687 | 9.1229 | 9.1229 | 9.1229 | 9.1229 | 9.1229 | 7.3685 | 7.3685 | 0.0018778 | 0.0018778 | 0.0018778 | 0.0018778 | 0.0018778 | 0.0015167 | 0.0015167 | 3002.5421 | 3002.5421 | 3002.5421 | 3002.5421 | 3002.5421 | 3002.5421 | 3002.5421 | 0 | 0 | 0 | 0 | 0 | 0 | 0 | 0.425 | 0.425 | 0.425 | 0.425 | 0.425 | 0.425 | 0.425 | 0 | 0 | 0 | 0 | 0 | 0 | 0 | Grocery Admin ILit all | Grocery Admin ILit all | 3498 | 15 | 70 | Grocery Admin ILit2 all | Grocery Admin ILit all | Grocery Admin ILit all | 3498 | 20 | 50 | 3498 | 10.3109 | 0.595 | 0.15 | 0.15 | 0.15 | 0.15 | 0.15 | 0.15 | 0.7 | 0.7 | 0.7 | 0.7 | 0.7 | 0.7 | 0.7 | 0.7 | 0.7 | 0.7 | 0.7 | 0.7 | 0.7 | 0.7 | 0.7 | 0.7 | 0.15 | 0.15 | 8.2261 | 0.425 | 0.2 | 0.2 | 0.2 | 0.2 | 0.2 | 0.2 | 0.5 | 0.5 | 0.5 | 0.5 | 0.5 | 0.5 | 0.5 | 0.5 | 0.5 | 0.5 | 0.5 | 0.5 | 0.5 | 0.5 | 0.5 | 0.5 | 0.2 | 0.2 | 0 | 0 | 0 | 0 | 0 | 0 | 1 | 1 | 1 | 1 | 1 | 1 | 1 | 1 | 1 | 1 | 1 | 1 | 1 | 1 | 1 | 1 | 0 | 0 | 0 | 0 | 0 | 0 | 0 | 0 | 1 | 1 | 1 | 1 | 1 | 1 | 1 | 1 | 1 | 1 | 1 | 1 | 1 | 1 | 1 | 1 | 0 | 0 | 30 | 0.66337 | 0.20792 | 0.079208 | 0.049505 | 0.76136 | 0.20049 | 0.015162 | 0.015162 | 0.015162 | 0.015162 | 0.015162 | 0.012247 | 0.012247 |  | 0.018741 | 0.018741 | 0.016776 | 0.017721 | 0.017662 | 0.015376 | 0.018689 | Grocery - Office (General) - all | 16 | 6 | 22 | 2673.15 | -85.1121 | 2673.15 | -85.1121 | 0 | 0 | 10.65 | -0.33909 | 0 | 0 | 0 | 0 | 0 | 0 | 0 | 0.15 | 0.7 | 0.7 | 0.7 | 0.7 | 0.7 | 0.7 | 0.7 | 0.7 | 0.7 | 0.7 | 0.7 | 0.7 | 0.7 | 0.7 | 0.7 | 0 | 0 | 0 |  | 1932.7 | 132.0618 | 1932.7 | 132.0618 | 0 | 0 | 7.7 | 0.52614 | 0 | 0 | 0 | 0 | 0 | 0 | 0 | 0.2 | 0.5 | 0.5 | 0.5 | 0.5 | 0.5 | 0.5 | 0.5 | 0.5 | 0.5 | 0.5 | 0.5 | 0.5 | 0.5 | 0.5 | 0.5 | 0 | 0 | 0 | 0.83152 | 0.85 | 0.85689 | 0.85
2009 | 20 | 9 | 5 | 1 |  |  |  |  | Grocery | Refrigerated (Food Preparation) | Grocery - Refrigerated (Food Preparation) |  | Grocery | Grocery - Refrigerated (Food Preparation) | Grocery Prep | Sat | Open | 52 | 52 | 0.02536 | 2.9919 | 2.9919 | 1.4128 | 1.4128 | 1.3297 | 1.3297 | 1.3297 | 0 | 0 | 0 | 0 | 0 | 0 | 0 | 47.3455 | 47.3455 | 22.3576 | 22.3576 | 21.0424 | 21.0424 | 21.0424 | 0 | 0 | 0 | 0 | 0 | 0 | 0 | 0 | 0 | 0 | 0 | 0 | 0 | 0 | 0 | 0 | 0 | 0 | 0 | 0 | 0 | 0 | 0 | 0 | 0 | 0 | 0 | 0 | 0 | 0 | 0 | 0 | 0 | 0 | 0 | 0.17479 | 0.17479 | 0.082541 | 0.082541 | 0.077685 | 0.077685 | 0.077685 | 0 | 0 | 0 | 0 | 0 | 0 | 0 | 2.2128 | 2.2128 | 1.0449 | 1.0449 | 0.98348 | 0.98348 | 0.98348 | 0 | 0 | 0 | 0 | 0 | 0 | 0 | 0 | 0 | 0 | 0 | 0 | 0 | 0 | 0 | 0 | 0 | 0 | 0 | 0 | 0 | 0 | 0 | 0 | 0 | 0 | 0 | 0 | 0 | 0 | 0 | 0 | 0 | 0 | 0 | Grocery Prep ILit Sat | Grocery Prep ILit all | 3513 | 50 | 50 | Grocery Prep ILit2 Sat | Grocery Prep ILit Sat | Grocery Prep ILit all | 3513 | 40 | 40 | 3513 | 12 | 0.5 | 0.5 | 0.5 | 0.5 | 0.5 | 0.5 | 0.5 | 0.5 | 0.5 | 0.5 | 0.5 | 0.5 | 0.5 | 0.5 | 0.5 | 0.5 | 0.5 | 0.5 | 0.5 | 0.5 | 0.5 | 0.5 | 0.5 | 0.5 | 0.5 | 9.6 | 0.4 | 0.4 | 0.4 | 0.4 | 0.4 | 0.4 | 0.4 | 0.4 | 0.4 | 0.4 | 0.4 | 0.4 | 0.4 | 0.4 | 0.4 | 0.4 | 0.4 | 0.4 | 0.4 | 0.4 | 0.4 | 0.4 | 0.4 | 0.4 | 0.4 | 0 | 0 | 0 | 0 | 0 | 0 | 0 | 0 | 0 | 0 | 0 | 0 | 0 | 0 | 0 | 0 | 0 | 0 | 0 | 0 | 0 | 0 | 0 | 0 | 0 | 0 | 0 | 0 | 0 | 0 | 0 | 0 | 0 | 0 | 0 | 0 | 0 | 0 | 0 | 0 | 0 | 0 | 0 | 0 | 0 | 0 | 0 | 0 | 16 | 0.29 | 0.41 | 0.14 | 0.16 | 0.41429 | 0 | 0 | 0 | 0 | 0 | 0 | 0 | 0 |  | 0.018741 | 0.018741 | 0.016776 | 0.017721 | 0.017662 | 0.015376 | 0.018689 | Grocery - Refrigerated (Food Preparation) - Sat | 10 | 6 | 22 | 416 | 208 | 0 | 0 | 416 | 208 | 0 | 0 | 8 | 4 | 0 | 0 | 0 | 0 | 0 | 0.5 | 0.5 | 0.5 | 0.5 | 0.5 | 0.5 | 0.5 | 0.5 | 0.5 | 0.5 | 0.5 | 0.5 | 0.5 | 0.5 | 0.5 | 0.5 | 0 | 0 | 0 |  | 332.8 | 166.4 | 0 | 0 | 332.8 | 166.4 | 0 | 0 | 6.4 | 3.2 | 0 | 0 | 0 | 0 | 0 | 0.4 | 0.4 | 0.4 | 0.4 | 0.4 | 0.4 | 0.4 | 0.4 | 0.4 | 0.4 | 0.4 | 0.4 | 0.4 | 0.4 | 0.4 | 0.4 | 0 | 0 | 0 | 1 | 1 | 1 | 1
2010 | 20 | 10 | 6 | 2 |  |  |  |  | Grocery | Refrigerated (Food Preparation) | Grocery - Refrigerated (Food Preparation) |  | Grocery | Grocery - Refrigerated (Food Preparation) | Grocery Prep | Sun | Open | 52 | 52 | 0.02536 | 2.9919 | 2.9919 | 1.4128 | 1.4128 | 1.3297 | 1.3297 | 1.3297 | 0 | 0 | 0 | 0 | 0 | 0 | 0 | 47.3455 | 47.3455 | 22.3576 | 22.3576 | 21.0424 | 21.0424 | 21.0424 | 0 | 0 | 0 | 0 | 0 | 0 | 0 | 0 | 0 | 0 | 0 | 0 | 0 | 0 | 0 | 0 | 0 | 0 | 0 | 0 | 0 | 0 | 0 | 0 | 0 | 0 | 0 | 0 | 0 | 0 | 0 | 0 | 0 | 0 | 0 | 0.17479 | 0.17479 | 0.082541 | 0.082541 | 0.077685 | 0.077685 | 0.077685 | 0 | 0 | 0 | 0 | 0 | 0 | 0 | 2.2128 | 2.2128 | 1.0449 | 1.0449 | 0.98348 | 0.98348 | 0.98348 | 0 | 0 | 0 | 0 | 0 | 0 | 0 | 0 | 0 | 0 | 0 | 0 | 0 | 0 | 0 | 0 | 0 | 0 | 0 | 0 | 0 | 0 | 0 | 0 | 0 | 0 | 0 | 0 | 0 | 0 | 0 | 0 | 0 | 0 | 0 | Grocery Prep ILit Sun | Grocery Prep ILit all | 3513 | 50 | 50 | Grocery Prep ILit2 Sun | Grocery Prep ILit Sun | Grocery Prep ILit all | 3513 | 40 | 40 | 3513 | 12 | 0.5 | 0.5 | 0.5 | 0.5 | 0.5 | 0.5 | 0.5 | 0.5 | 0.5 | 0.5 | 0.5 | 0.5 | 0.5 | 0.5 | 0.5 | 0.5 | 0.5 | 0.5 | 0.5 | 0.5 | 0.5 | 0.5 | 0.5 | 0.5 | 0.5 | 9.6 | 0.4 | 0.4 | 0.4 | 0.4 | 0.4 | 0.4 | 0.4 | 0.4 | 0.4 | 0.4 | 0.4 | 0.4 | 0.4 | 0.4 | 0.4 | 0.4 | 0.4 | 0.4 | 0.4 | 0.4 | 0.4 | 0.4 | 0.4 | 0.4 | 0.4 | 0 | 0 | 0 | 0 | 0 | 0 | 0 | 0 | 0 | 0 | 0 | 0 | 0 | 0 | 0 | 0 | 0 | 0 | 0 | 0 | 0 | 0 | 0 | 0 | 0 | 0 | 0 | 0 | 0 | 0 | 0 | 0 | 0 | 0 | 0 | 0 | 0 | 0 | 0 | 0 | 0 | 0 | 0 | 0 | 0 | 0 | 0 | 0 | 16 | 0.29 | 0.41 | 0.14 | 0.16 | 0.41429 | 0 | 0 | 0 | 0 | 0 | 0 | 0 | 0 |  | 0.018741 | 0.018741 | 0.016776 | 0.017721 | 0.017662 | 0.015376 | 0.018689 | Grocery - Refrigerated (Food Preparation) - Sun | 12 | 6 | 22 | 416 | 208 | 0 | 0 | 416 | 208 | 0 | 0 | 8 | 4 | 0 | 0 | 0 | 0 | 0 | 0.5 | 0.5 | 0.5 | 0.5 | 0.5 | 0.5 | 0.5 | 0.5 | 0.5 | 0.5 | 0.5 | 0.5 | 0.5 | 0.5 | 0.5 | 0.5 | 0 | 0 | 0 |  | 332.8 | 166.4 | 0 | 0 | 332.8 | 166.4 | 0 | 0 | 6.4 | 3.2 | 0 | 0 | 0 | 0 | 0 | 0.4 | 0.4 | 0.4 | 0.4 | 0.4 | 0.4 | 0.4 | 0.4 | 0.4 | 0.4 | 0.4 | 0.4 | 0.4 | 0.4 | 0.4 | 0.4 | 0 | 0 | 0 | 1 | 1 | 1 | 1
2011 | 20 | 11 | 7 | 3 |  |  |  |  | Grocery | Refrigerated (Food Preparation) | Grocery - Refrigerated (Food Preparation) |  | Grocery | Grocery - Refrigerated (Food Preparation) | Grocery Prep | Hol | Open | 10 | 10 | 0.02536 | 2.9919 | 2.9919 | 1.4128 | 1.4128 | 1.3297 | 1.3297 | 1.3297 | 0 | 0 | 0 | 0 | 0 | 0 | 0 | 9.1049 | 9.1049 | 4.2995 | 4.2995 | 4.0466 | 4.0466 | 4.0466 | 0 | 0 | 0 | 0 | 0 | 0 | 0 | 0 | 0 | 0 | 0 | 0 | 0 | 0 | 0 | 0 | 0 | 0 | 0 | 0 | 0 | 0 | 0 | 0 | 0 | 0 | 0 | 0 | 0 | 0 | 0 | 0 | 0 | 0 | 0 | 0.17479 | 0.17479 | 0.082541 | 0.082541 | 0.077685 | 0.077685 | 0.077685 | 0 | 0 | 0 | 0 | 0 | 0 | 0 | 0.42554 | 0.42554 | 0.20095 | 0.20095 | 0.18913 | 0.18913 | 0.18913 | 0 | 0 | 0 | 0 | 0 | 0 | 0 | 0 | 0 | 0 | 0 | 0 | 0 | 0 | 0 | 0 | 0 | 0 | 0 | 0 | 0 | 0 | 0 | 0 | 0 | 0 | 0 | 0 | 0 | 0 | 0 | 0 | 0 | 0 | 0 | Grocery Prep ILit Hol | Grocery Prep ILit all | 3513 | 50 | 50 | Grocery Prep ILit2 Hol | Grocery Prep ILit Hol | Grocery Prep ILit all | 3513 | 40 | 40 | 3513 | 12 | 0.5 | 0.5 | 0.5 | 0.5 | 0.5 | 0.5 | 0.5 | 0.5 | 0.5 | 0.5 | 0.5 | 0.5 | 0.5 | 0.5 | 0.5 | 0.5 | 0.5 | 0.5 | 0.5 | 0.5 | 0.5 | 0.5 | 0.5 | 0.5 | 0.5 | 9.6 | 0.4 | 0.4 | 0.4 | 0.4 | 0.4 | 0.4 | 0.4 | 0.4 | 0.4 | 0.4 | 0.4 | 0.4 | 0.4 | 0.4 | 0.4 | 0.4 | 0.4 | 0.4 | 0.4 | 0.4 | 0.4 | 0.4 | 0.4 | 0.4 | 0.4 | 0 | 0 | 0 | 0 | 0 | 0 | 0 | 0 | 0 | 0 | 0 | 0 | 0 | 0 | 0 | 0 | 0 | 0 | 0 | 0 | 0 | 0 | 0 | 0 | 0 | 0 | 0 | 0 | 0 | 0 | 0 | 0 | 0 | 0 | 0 | 0 | 0 | 0 | 0 | 0 | 0 | 0 | 0 | 0 | 0 | 0 | 0 | 0 | 16 | 0.29 | 0.41 | 0.14 | 0.16 | 0.41429 | 0 | 0 | 0 | 0 | 0 | 0 | 0 | 0 |  | 0.018741 | 0.018741 | 0.016776 | 0.017721 | 0.017662 | 0.015376 | 0.018689 | Grocery - Refrigerated (Food Preparation) - Hol | 14 | 6 | 22 | 80 | 40 | 0 | 0 | 80 | 40 | 0 | 0 | 8 | 4 | 0 | 0 | 0 | 0 | 0 | 0.5 | 0.5 | 0.5 | 0.5 | 0.5 | 0.5 | 0.5 | 0.5 | 0.5 | 0.5 | 0.5 | 0.5 | 0.5 | 0.5 | 0.5 | 0.5 | 0 | 0 | 0 |  | 64 | 32 | 0 | 0 | 64 | 32 | 0 | 0 | 6.4 | 3.2 | 0 | 0 | 0 | 0 | 0 | 0.4 | 0.4 | 0.4 | 0.4 | 0.4 | 0.4 | 0.4 | 0.4 | 0.4 | 0.4 | 0.4 | 0.4 | 0.4 | 0.4 | 0.4 | 0.4 | 0 | 0 | 0 | 1 | 1 | 1 | 1
2012 | 20 | 12 | 8 | 4 |  |  | Grocery - Refrigerated (Food Preparation) | Grocery - Refrigerated (Food Preparation) | Grocery | Refrigerated (Food Preparation) | Grocery - Refrigerated (Food Preparation) |  | Grocery | Grocery - Refrigerated (Food Preparation) | Grocery Prep | all | Open | 251 | 251 | 0.02536 | 2.9919 | 2.9919 | 1.4128 | 1.4128 | 1.3297 | 1.3297 | 1.3297 | 0.075874 | 0.075874 | 0.035829 | 0.035829 | 0.033722 | 0.033722 | 0.033722 | 228.5329 | 228.5329 | 107.9183 | 107.9183 | 101.5702 | 101.5702 | 101.5702 | 0.037937 | 0.037937 | 0.017915 | 0.017915 | 0.016861 | 0.016861 | 0.016861 | 4380 | 4380 | 4380 | 4380 | 4380 | 4380 | 4380 | 0 | 0 | 0 | 0 | 0 | 0 | 0 | 0.5 | 0.5 | 0.5 | 0.5 | 0.5 | 0.5 | 0.5 | 0 | 0 | 0 | 0 | 0 | 0 | 0 | 0.17479 | 0.17479 | 0.082541 | 0.082541 | 0.077685 | 0.077685 | 0.077685 | 0.0044327 | 0.0044327 | 0.0020932 | 0.0020932 | 0.0019701 | 0.0019701 | 0.0019701 | 10.6811 | 10.6811 | 5.0439 | 5.0439 | 4.7472 | 4.7472 | 4.7472 | 0.0017731 | 0.0017731 | 0.00083729 | 0.00083729 | 0.00078804 | 0.00078804 | 0.00078804 | 3504 | 3504 | 3504 | 3504 | 3504 | 3504 | 3504 | 0 | 0 | 0 | 0 | 0 | 0 | 0 | 0.4 | 0.4 | 0.4 | 0.4 | 0.4 | 0.4 | 0.4 | 0 | 0 | 0 | 0 | 0 | 0 | 0 | Grocery Prep ILit all | Grocery Prep ILit all | 3512 | 50 | 50 | Grocery Prep ILit2 all | Grocery Prep ILit all | Grocery Prep ILit all | 3512 | 40 | 40 | 3512 | 12 | 0.5 | 0.5 | 0.5 | 0.5 | 0.5 | 0.5 | 0.5 | 0.5 | 0.5 | 0.5 | 0.5 | 0.5 | 0.5 | 0.5 | 0.5 | 0.5 | 0.5 | 0.5 | 0.5 | 0.5 | 0.5 | 0.5 | 0.5 | 0.5 | 0.5 | 9.6 | 0.4 | 0.4 | 0.4 | 0.4 | 0.4 | 0.4 | 0.4 | 0.4 | 0.4 | 0.4 | 0.4 | 0.4 | 0.4 | 0.4 | 0.4 | 0.4 | 0.4 | 0.4 | 0.4 | 0.4 | 0.4 | 0.4 | 0.4 | 0.4 | 0.4 | 0 | 0 | 0 | 0 | 0 | 0 | 0 | 0 | 0 | 0 | 0 | 0 | 0 | 0 | 0 | 0 | 0 | 0 | 0 | 0 | 0 | 0 | 0 | 0 | 0 | 0 | 0 | 0 | 0 | 0 | 0 | 0 | 0 | 0 | 0 | 0 | 0 | 0 | 0 | 0 | 0 | 0 | 0 | 0 | 0 | 0 | 0 | 0 | 16 | 0.29 | 0.41 | 0.14 | 0.16 | 0.41429 | 0.050606 | 0.0038397 | 0.0038397 | 0.0018132 | 0.0018132 | 0.0017065 | 0.0017065 | 0.0017065 |  | 0.018741 | 0.018741 | 0.016776 | 0.017721 | 0.017662 | 0.015376 | 0.018689 | Grocery - Refrigerated (Food Preparation) - all | 16 | 6 | 22 | 2008 | 1004 | 2008 | 1004 | 0 | 0 | 8 | 4 | 0 | 0 | 0 | 0 | 0 | 0 | 0 | 0.5 | 0.5 | 0.5 | 0.5 | 0.5 | 0.5 | 0.5 | 0.5 | 0.5 | 0.5 | 0.5 | 0.5 | 0.5 | 0.5 | 0.5 | 0.5 | 0 | 0 | 0 |  | 1606.4 | 803.2 | 1606.4 | 803.2 | 0 | 0 | 6.4 | 3.2 | 0 | 0 | 0 | 0 | 0 | 0 | 0 | 0.4 | 0.4 | 0.4 | 0.4 | 0.4 | 0.4 | 0.4 | 0.4 | 0.4 | 0.4 | 0.4 | 0.4 | 0.4 | 0.4 | 0.4 | 0.4 | 0 | 0 | 0 | 1 | 1 | 1 | 1
2013 | 20 | 13 | 5 | 1 |  |  |  |  | Grocery | Refrigerated (Walk-in Cooler) | Grocery - Refrigerated (Walk-in Cooler) |  | Grocery | Grocery - Refrigerated (Walk-in Cooler) | Grocery Refrig | Sat | Open | 52 | 52 | 0.0312 | 0.66486 | 0.66486 | 0.49865 | 0.49865 | 0.49865 | 0.49865 | 0.58175 | 0 | 0 | 0 | 0 | 0 | 0 | 0 | 12.9441 | 12.9441 | 9.7081 | 9.7081 | 9.7081 | 9.7081 | 11.3261 | 0 | 0 | 0 | 0 | 0 | 0 | 0 | 0 | 0 | 0 | 0 | 0 | 0 | 0 | 0 | 0 | 0 | 0 | 0 | 0 | 0 | 0 | 0 | 0 | 0 | 0 | 0 | 0 | 0 | 0 | 0 | 0 | 0 | 0 | 0 | 0.038843 | 0.038843 | 0.029132 | 0.029132 | 0.029132 | 0.029132 | 0.033987 | 0 | 0 | 0 | 0 | 0 | 0 | 0 | 0.60498 | 0.60498 | 0.45373 | 0.45373 | 0.45373 | 0.45373 | 0.52935 | 0 | 0 | 0 | 0 | 0 | 0 | 0 | 0 | 0 | 0 | 0 | 0 | 0 | 0 | 0 | 0 | 0 | 0 | 0 | 0 | 0 | 0 | 0 | 0 | 0 | 0 | 0 | 0 | 0 | 0 | 0 | 0 | 0 | 0 | 0 | Grocery Refrig ILit Sat | Grocery Refrig ILit all | 3506 | 50 | 50 | Grocery Refrig ILit2 Sat | Grocery Refrig ILit Sat | Grocery Refrig ILit all | 3506 | 40 | 40 | 3506 | 12 | 0.5 | 0.5 | 0.5 | 0.5 | 0.5 | 0.5 | 0.5 | 0.5 | 0.5 | 0.5 | 0.5 | 0.5 | 0.5 | 0.5 | 0.5 | 0.5 | 0.5 | 0.5 | 0.5 | 0.5 | 0.5 | 0.5 | 0.5 | 0.5 | 0.5 | 9.6 | 0.4 | 0.4 | 0.4 | 0.4 | 0.4 | 0.4 | 0.4 | 0.4 | 0.4 | 0.4 | 0.4 | 0.4 | 0.4 | 0.4 | 0.4 | 0.4 | 0.4 | 0.4 | 0.4 | 0.4 | 0.4 | 0.4 | 0.4 | 0.4 | 0.4 | 0 | 0 | 0 | 0 | 0 | 0 | 0 | 0 | 0 | 0 | 0 | 0 | 0 | 0 | 0 | 0 | 0 | 0 | 0 | 0 | 0 | 0 | 0 | 0 | 0 | 0 | 0 | 0 | 0 | 0 | 0 | 0 | 0 | 0 | 0 | 0 | 0 | 0 | 0 | 0 | 0 | 0 | 0 | 0 | 0 | 0 | 0 | 0 | 16 | 0.29 | 0.41 | 0.14 | 0.16 | 0.41429 | 0 | 0 | 0 | 0 | 0 | 0 | 0 | 0 |  | 0.018741 | 0.018741 | 0.016776 | 0.017721 | 0.017662 | 0.015376 | 0.018689 | Grocery - Refrigerated (Walk-in Cooler) - Sat | 10 | 6 | 22 | 416 | 208 | 0 | 0 | 416 | 208 | 0 | 0 | 8 | 4 | 0 | 0 | 0 | 0 | 0 | 0.5 | 0.5 | 0.5 | 0.5 | 0.5 | 0.5 | 0.5 | 0.5 | 0.5 | 0.5 | 0.5 | 0.5 | 0.5 | 0.5 | 0.5 | 0.5 | 0 | 0 | 0 |  | 332.8 | 166.4 | 0 | 0 | 332.8 | 166.4 | 0 | 0 | 6.4 | 3.2 | 0 | 0 | 0 | 0 | 0 | 0.4 | 0.4 | 0.4 | 0.4 | 0.4 | 0.4 | 0.4 | 0.4 | 0.4 | 0.4 | 0.4 | 0.4 | 0.4 | 0.4 | 0.4 | 0.4 | 0 | 0 | 0 | 1 | 1 | 1 | 1
2014 | 20 | 14 | 6 | 2 |  |  |  |  | Grocery | Refrigerated (Walk-in Cooler) | Grocery - Refrigerated (Walk-in Cooler) |  | Grocery | Grocery - Refrigerated (Walk-in Cooler) | Grocery Refrig | Sun | Open | 52 | 52 | 0.0312 | 0.66486 | 0.66486 | 0.49865 | 0.49865 | 0.49865 | 0.49865 | 0.58175 | 0 | 0 | 0 | 0 | 0 | 0 | 0 | 12.9441 | 12.9441 | 9.7081 | 9.7081 | 9.7081 | 9.7081 | 11.3261 | 0 | 0 | 0 | 0 | 0 | 0 | 0 | 0 | 0 | 0 | 0 | 0 | 0 | 0 | 0 | 0 | 0 | 0 | 0 | 0 | 0 | 0 | 0 | 0 | 0 | 0 | 0 | 0 | 0 | 0 | 0 | 0 | 0 | 0 | 0 | 0.038843 | 0.038843 | 0.029132 | 0.029132 | 0.029132 | 0.029132 | 0.033987 | 0 | 0 | 0 | 0 | 0 | 0 | 0 | 0.60498 | 0.60498 | 0.45373 | 0.45373 | 0.45373 | 0.45373 | 0.52935 | 0 | 0 | 0 | 0 | 0 | 0 | 0 | 0 | 0 | 0 | 0 | 0 | 0 | 0 | 0 | 0 | 0 | 0 | 0 | 0 | 0 | 0 | 0 | 0 | 0 | 0 | 0 | 0 | 0 | 0 | 0 | 0 | 0 | 0 | 0 | Grocery Refrig ILit Sun | Grocery Refrig ILit all | 3506 | 50 | 50 | Grocery Refrig ILit2 Sun | Grocery Refrig ILit Sun | Grocery Refrig ILit all | 3506 | 40 | 40 | 3506 | 12 | 0.5 | 0.5 | 0.5 | 0.5 | 0.5 | 0.5 | 0.5 | 0.5 | 0.5 | 0.5 | 0.5 | 0.5 | 0.5 | 0.5 | 0.5 | 0.5 | 0.5 | 0.5 | 0.5 | 0.5 | 0.5 | 0.5 | 0.5 | 0.5 | 0.5 | 9.6 | 0.4 | 0.4 | 0.4 | 0.4 | 0.4 | 0.4 | 0.4 | 0.4 | 0.4 | 0.4 | 0.4 | 0.4 | 0.4 | 0.4 | 0.4 | 0.4 | 0.4 | 0.4 | 0.4 | 0.4 | 0.4 | 0.4 | 0.4 | 0.4 | 0.4 | 0 | 0 | 0 | 0 | 0 | 0 | 0 | 0 | 0 | 0 | 0 | 0 | 0 | 0 | 0 | 0 | 0 | 0 | 0 | 0 | 0 | 0 | 0 | 0 | 0 | 0 | 0 | 0 | 0 | 0 | 0 | 0 | 0 | 0 | 0 | 0 | 0 | 0 | 0 | 0 | 0 | 0 | 0 | 0 | 0 | 0 | 0 | 0 | 16 | 0.29 | 0.41 | 0.14 | 0.16 | 0.41429 | 0 | 0 | 0 | 0 | 0 | 0 | 0 | 0 |  | 0.018741 | 0.018741 | 0.016776 | 0.017721 | 0.017662 | 0.015376 | 0.018689 | Grocery - Refrigerated (Walk-in Cooler) - Sun | 12 | 6 | 22 | 416 | 208 | 0 | 0 | 416 | 208 | 0 | 0 | 8 | 4 | 0 | 0 | 0 | 0 | 0 | 0.5 | 0.5 | 0.5 | 0.5 | 0.5 | 0.5 | 0.5 | 0.5 | 0.5 | 0.5 | 0.5 | 0.5 | 0.5 | 0.5 | 0.5 | 0.5 | 0 | 0 | 0 |  | 332.8 | 166.4 | 0 | 0 | 332.8 | 166.4 | 0 | 0 | 6.4 | 3.2 | 0 | 0 | 0 | 0 | 0 | 0.4 | 0.4 | 0.4 | 0.4 | 0.4 | 0.4 | 0.4 | 0.4 | 0.4 | 0.4 | 0.4 | 0.4 | 0.4 | 0.4 | 0.4 | 0.4 | 0 | 0 | 0 | 1 | 1 | 1 | 1
2015 | 20 | 15 | 7 | 3 |  |  |  |  | Grocery | Refrigerated (Walk-in Cooler) | Grocery - Refrigerated (Walk-in Cooler) |  | Grocery | Grocery - Refrigerated (Walk-in Cooler) | Grocery Refrig | Hol | Open | 10 | 10 | 0.0312 | 0.66486 | 0.66486 | 0.49865 | 0.49865 | 0.49865 | 0.49865 | 0.58175 | 0 | 0 | 0 | 0 | 0 | 0 | 0 | 2.4892 | 2.4892 | 1.8669 | 1.8669 | 1.8669 | 1.8669 | 2.1781 | 0 | 0 | 0 | 0 | 0 | 0 | 0 | 0 | 0 | 0 | 0 | 0 | 0 | 0 | 0 | 0 | 0 | 0 | 0 | 0 | 0 | 0 | 0 | 0 | 0 | 0 | 0 | 0 | 0 | 0 | 0 | 0 | 0 | 0 | 0 | 0.038843 | 0.038843 | 0.029132 | 0.029132 | 0.029132 | 0.029132 | 0.033987 | 0 | 0 | 0 | 0 | 0 | 0 | 0 | 0.11634 | 0.11634 | 0.087256 | 0.087256 | 0.087256 | 0.087256 | 0.1018 | 0 | 0 | 0 | 0 | 0 | 0 | 0 | 0 | 0 | 0 | 0 | 0 | 0 | 0 | 0 | 0 | 0 | 0 | 0 | 0 | 0 | 0 | 0 | 0 | 0 | 0 | 0 | 0 | 0 | 0 | 0 | 0 | 0 | 0 | 0 | Grocery Refrig ILit Hol | Grocery Refrig ILit all | 3506 | 50 | 50 | Grocery Refrig ILit2 Hol | Grocery Refrig ILit Hol | Grocery Refrig ILit all | 3506 | 40 | 40 | 3506 | 12 | 0.5 | 0.5 | 0.5 | 0.5 | 0.5 | 0.5 | 0.5 | 0.5 | 0.5 | 0.5 | 0.5 | 0.5 | 0.5 | 0.5 | 0.5 | 0.5 | 0.5 | 0.5 | 0.5 | 0.5 | 0.5 | 0.5 | 0.5 | 0.5 | 0.5 | 9.6 | 0.4 | 0.4 | 0.4 | 0.4 | 0.4 | 0.4 | 0.4 | 0.4 | 0.4 | 0.4 | 0.4 | 0.4 | 0.4 | 0.4 | 0.4 | 0.4 | 0.4 | 0.4 | 0.4 | 0.4 | 0.4 | 0.4 | 0.4 | 0.4 | 0.4 | 0 | 0 | 0 | 0 | 0 | 0 | 0 | 0 | 0 | 0 | 0 | 0 | 0 | 0 | 0 | 0 | 0 | 0 | 0 | 0 | 0 | 0 | 0 | 0 | 0 | 0 | 0 | 0 | 0 | 0 | 0 | 0 | 0 | 0 | 0 | 0 | 0 | 0 | 0 | 0 | 0 | 0 | 0 | 0 | 0 | 0 | 0 | 0 | 16 | 0.29 | 0.41 | 0.14 | 0.16 | 0.41429 | 0 | 0 | 0 | 0 | 0 | 0 | 0 | 0 |  | 0.018741 | 0.018741 | 0.016776 | 0.017721 | 0.017662 | 0.015376 | 0.018689 | Grocery - Refrigerated (Walk-in Cooler) - Hol | 14 | 6 | 22 | 80 | 40 | 0 | 0 | 80 | 40 | 0 | 0 | 8 | 4 | 0 | 0 | 0 | 0 | 0 | 0.5 | 0.5 | 0.5 | 0.5 | 0.5 | 0.5 | 0.5 | 0.5 | 0.5 | 0.5 | 0.5 | 0.5 | 0.5 | 0.5 | 0.5 | 0.5 | 0 | 0 | 0 |  | 64 | 32 | 0 | 0 | 64 | 32 | 0 | 0 | 6.4 | 3.2 | 0 | 0 | 0 | 0 | 0 | 0.4 | 0.4 | 0.4 | 0.4 | 0.4 | 0.4 | 0.4 | 0.4 | 0.4 | 0.4 | 0.4 | 0.4 | 0.4 | 0.4 | 0.4 | 0.4 | 0 | 0 | 0 | 1 | 1 | 1 | 1
2016 | 20 | 16 | 8 | 4 |  |  | Grocery - Refrigerated (Walk-in Cooler) | Grocery - Refrigerated (Walk-in Cooler) | Grocery | Refrigerated (Walk-in Cooler) | Grocery - Refrigerated (Walk-in Cooler) |  | Grocery | Grocery - Refrigerated (Walk-in Cooler) | Grocery Refrig | all | Open | 251 | 251 | 0.0312 | 0.66486 | 0.66486 | 0.49865 | 0.49865 | 0.49865 | 0.49865 | 0.58175 | 0.020744 | 0.020744 | 0.015558 | 0.015558 | 0.015558 | 0.015558 | 0.018151 | 62.4801 | 62.4801 | 46.8601 | 46.8601 | 46.8601 | 46.8601 | 54.6701 | 0.010372 | 0.010372 | 0.0077789 | 0.0077789 | 0.0077789 | 0.0077789 | 0.0090754 | 4380 | 4380 | 4380 | 4380 | 4380 | 4380 | 4380 | 0 | 0 | 0 | 0 | 0 | 0 | 0 | 0.5 | 0.5 | 0.5 | 0.5 | 0.5 | 0.5 | 0.5 | 0 | 0 | 0 | 0 | 0 | 0 | 0 | 0.038843 | 0.038843 | 0.029132 | 0.029132 | 0.029132 | 0.029132 | 0.033987 | 0.0012119 | 0.0012119 | 0.00090892 | 0.00090892 | 0.00090892 | 0.00090892 | 0.0010604 | 2.9202 | 2.9202 | 2.1901 | 2.1901 | 2.1901 | 2.1901 | 2.5552 | 0.00048476 | 0.00048476 | 0.00036357 | 0.00036357 | 0.00036357 | 0.00036357 | 0.00042416 | 3504 | 3504 | 3504 | 3504 | 3504 | 3504 | 3504 | 0 | 0 | 0 | 0 | 0 | 0 | 0 | 0.4 | 0.4 | 0.4 | 0.4 | 0.4 | 0.4 | 0.4 | 0 | 0 | 0 | 0 | 0 | 0 | 0 | Grocery Refrig ILit all | Grocery Refrig ILit all | 3505 | 50 | 50 | Grocery Refrig ILit2 all | Grocery Refrig ILit all | Grocery Refrig ILit all | 3505 | 40 | 40 | 3505 | 12 | 0.5 | 0.5 | 0.5 | 0.5 | 0.5 | 0.5 | 0.5 | 0.5 | 0.5 | 0.5 | 0.5 | 0.5 | 0.5 | 0.5 | 0.5 | 0.5 | 0.5 | 0.5 | 0.5 | 0.5 | 0.5 | 0.5 | 0.5 | 0.5 | 0.5 | 9.6 | 0.4 | 0.4 | 0.4 | 0.4 | 0.4 | 0.4 | 0.4 | 0.4 | 0.4 | 0.4 | 0.4 | 0.4 | 0.4 | 0.4 | 0.4 | 0.4 | 0.4 | 0.4 | 0.4 | 0.4 | 0.4 | 0.4 | 0.4 | 0.4 | 0.4 | 0 | 0 | 0 | 0 | 0 | 0 | 0 | 0 | 0 | 0 | 0 | 0 | 0 | 0 | 0 | 0 | 0 | 0 | 0 | 0 | 0 | 0 | 0 | 0 | 0 | 0 | 0 | 0 | 0 | 0 | 0 | 0 | 0 | 0 | 0 | 0 | 0 | 0 | 0 | 0 | 0 | 0 | 0 | 0 | 0 | 0 | 0 | 0 | 16 | 0.29 | 0.41 | 0.14 | 0.16 | 0.41429 | 0.050606 | 0.0010497 | 0.0010497 | 0.00078731 | 0.00078731 | 0.00078731 | 0.00078731 | 0.00091853 |  | 0.018741 | 0.018741 | 0.016776 | 0.017721 | 0.017662 | 0.015376 | 0.018689 | Grocery - Refrigerated (Walk-in Cooler) - all | 16 | 6 | 22 | 2008 | 1004 | 2008 | 1004 | 0 | 0 | 8 | 4 | 0 | 0 | 0 | 0 | 0 | 0 | 0 | 0.5 | 0.5 | 0.5 | 0.5 | 0.5 | 0.5 | 0.5 | 0.5 | 0.5 | 0.5 | 0.5 | 0.5 | 0.5 | 0.5 | 0.5 | 0.5 | 0 | 0 | 0 |  | 1606.4 | 803.2 | 1606.4 | 803.2 | 0 | 0 | 6.4 | 3.2 | 0 | 0 | 0 | 0 | 0 | 0 | 0 | 0.4 | 0.4 | 0.4 | 0.4 | 0.4 | 0.4 | 0.4 | 0.4 | 0.4 | 0.4 | 0.4 | 0.4 | 0.4 | 0.4 | 0.4 | 0.4 | 0 | 0 | 0 | 1 | 1 | 1 | 1
2017 | 20 | 17 | 5 | 1 |  |  |  |  | Grocery | Refrigerated (Walk-in Freezer) | Grocery - Refrigerated (Walk-in Freezer) |  | Grocery | Grocery - Refrigerated (Walk-in Freezer) | Grocery Refrig | Sat | Open | 52 | 52 | 0.01624 | 0.66486 | 0.66486 | 0.49865 | 0.49865 | 0.49865 | 0.49865 | 0.58175 | 0 | 0 | 0 | 0 | 0 | 0 | 0 | 6.7376 | 6.7376 | 5.0532 | 5.0532 | 5.0532 | 5.0532 | 5.8954 | 0 | 0 | 0 | 0 | 0 | 0 | 0 | 0 | 0 | 0 | 0 | 0 | 0 | 0 | 0 | 0 | 0 | 0 | 0 | 0 | 0 | 0 | 0 | 0 | 0 | 0 | 0 | 0 | 0 | 0 | 0 | 0 | 0 | 0 | 0 | 0.038843 | 0.038843 | 0.029132 | 0.029132 | 0.029132 | 0.029132 | 0.033987 | 0 | 0 | 0 | 0 | 0 | 0 | 0 | 0.3149 | 0.3149 | 0.23617 | 0.23617 | 0.23617 | 0.23617 | 0.27554 | 0 | 0 | 0 | 0 | 0 | 0 | 0 | 0 | 0 | 0 | 0 | 0 | 0 | 0 | 0 | 0 | 0 | 0 | 0 | 0 | 0 | 0 | 0 | 0 | 0 | 0 | 0 | 0 | 0 | 0 | 0 | 0 | 0 | 0 | 0 | Grocery Refrig ILit Sat | Grocery Refrig ILit all | 3506 | 50 | 50 | Grocery Refrig ILit2 Sat | Grocery Refrig ILit Sat | Grocery Refrig ILit all | 3506 | 40 | 40 | 3506 | 12 | 0.5 | 0.5 | 0.5 | 0.5 | 0.5 | 0.5 | 0.5 | 0.5 | 0.5 | 0.5 | 0.5 | 0.5 | 0.5 | 0.5 | 0.5 | 0.5 | 0.5 | 0.5 | 0.5 | 0.5 | 0.5 | 0.5 | 0.5 | 0.5 | 0.5 | 9.6 | 0.4 | 0.4 | 0.4 | 0.4 | 0.4 | 0.4 | 0.4 | 0.4 | 0.4 | 0.4 | 0.4 | 0.4 | 0.4 | 0.4 | 0.4 | 0.4 | 0.4 | 0.4 | 0.4 | 0.4 | 0.4 | 0.4 | 0.4 | 0.4 | 0.4 | 0 | 0 | 0 | 0 | 0 | 0 | 0 | 0 | 0 | 0 | 0 | 0 | 0 | 0 | 0 | 0 | 0 | 0 | 0 | 0 | 0 | 0 | 0 | 0 | 0 | 0 | 0 | 0 | 0 | 0 | 0 | 0 | 0 | 0 | 0 | 0 | 0 | 0 | 0 | 0 | 0 | 0 | 0 | 0 | 0 | 0 | 0 | 0 | 16 | 0.29 | 0.41 | 0.14 | 0.16 | 0.41429 | 0 | 0 | 0 | 0 | 0 | 0 | 0 | 0 |  | 0.018741 | 0.018741 | 0.016776 | 0.017721 | 0.017662 | 0.015376 | 0.018689 | Grocery - Refrigerated (Walk-in Freezer) - Sat | 10 | 6 | 22 | 416 | 208 | 0 | 0 | 416 | 208 | 0 | 0 | 8 | 4 | 0 | 0 | 0 | 0 | 0 | 0.5 | 0.5 | 0.5 | 0.5 | 0.5 | 0.5 | 0.5 | 0.5 | 0.5 | 0.5 | 0.5 | 0.5 | 0.5 | 0.5 | 0.5 | 0.5 | 0 | 0 | 0 |  | 332.8 | 166.4 | 0 | 0 | 332.8 | 166.4 | 0 | 0 | 6.4 | 3.2 | 0 | 0 | 0 | 0 | 0 | 0.4 | 0.4 | 0.4 | 0.4 | 0.4 | 0.4 | 0.4 | 0.4 | 0.4 | 0.4 | 0.4 | 0.4 | 0.4 | 0.4 | 0.4 | 0.4 | 0 | 0 | 0 | 1 | 1 | 1 | 1
2018 | 20 | 18 | 6 | 2 |  |  |  |  | Grocery | Refrigerated (Walk-in Freezer) | Grocery - Refrigerated (Walk-in Freezer) |  | Grocery | Grocery - Refrigerated (Walk-in Freezer) | Grocery Refrig | Sun | Open | 52 | 52 | 0.01624 | 0.66486 | 0.66486 | 0.49865 | 0.49865 | 0.49865 | 0.49865 | 0.58175 | 0 | 0 | 0 | 0 | 0 | 0 | 0 | 6.7376 | 6.7376 | 5.0532 | 5.0532 | 5.0532 | 5.0532 | 5.8954 | 0 | 0 | 0 | 0 | 0 | 0 | 0 | 0 | 0 | 0 | 0 | 0 | 0 | 0 | 0 | 0 | 0 | 0 | 0 | 0 | 0 | 0 | 0 | 0 | 0 | 0 | 0 | 0 | 0 | 0 | 0 | 0 | 0 | 0 | 0 | 0.038843 | 0.038843 | 0.029132 | 0.029132 | 0.029132 | 0.029132 | 0.033987 | 0 | 0 | 0 | 0 | 0 | 0 | 0 | 0.3149 | 0.3149 | 0.23617 | 0.23617 | 0.23617 | 0.23617 | 0.27554 | 0 | 0 | 0 | 0 | 0 | 0 | 0 | 0 | 0 | 0 | 0 | 0 | 0 | 0 | 0 | 0 | 0 | 0 | 0 | 0 | 0 | 0 | 0 | 0 | 0 | 0 | 0 | 0 | 0 | 0 | 0 | 0 | 0 | 0 | 0 | Grocery Refrig ILit Sun | Grocery Refrig ILit all | 3506 | 50 | 50 | Grocery Refrig ILit2 Sun | Grocery Refrig ILit Sun | Grocery Refrig ILit all | 3506 | 40 | 40 | 3506 | 12 | 0.5 | 0.5 | 0.5 | 0.5 | 0.5 | 0.5 | 0.5 | 0.5 | 0.5 | 0.5 | 0.5 | 0.5 | 0.5 | 0.5 | 0.5 | 0.5 | 0.5 | 0.5 | 0.5 | 0.5 | 0.5 | 0.5 | 0.5 | 0.5 | 0.5 | 9.6 | 0.4 | 0.4 | 0.4 | 0.4 | 0.4 | 0.4 | 0.4 | 0.4 | 0.4 | 0.4 | 0.4 | 0.4 | 0.4 | 0.4 | 0.4 | 0.4 | 0.4 | 0.4 | 0.4 | 0.4 | 0.4 | 0.4 | 0.4 | 0.4 | 0.4 | 0 | 0 | 0 | 0 | 0 | 0 | 0 | 0 | 0 | 0 | 0 | 0 | 0 | 0 | 0 | 0 | 0 | 0 | 0 | 0 | 0 | 0 | 0 | 0 | 0 | 0 | 0 | 0 | 0 | 0 | 0 | 0 | 0 | 0 | 0 | 0 | 0 | 0 | 0 | 0 | 0 | 0 | 0 | 0 | 0 | 0 | 0 | 0 | 16 | 0.29 | 0.41 | 0.14 | 0.16 | 0.41429 | 0 | 0 | 0 | 0 | 0 | 0 | 0 | 0 |  | 0.018741 | 0.018741 | 0.016776 | 0.017721 | 0.017662 | 0.015376 | 0.018689 | Grocery - Refrigerated (Walk-in Freezer) - Sun | 12 | 6 | 22 | 416 | 208 | 0 | 0 | 416 | 208 | 0 | 0 | 8 | 4 | 0 | 0 | 0 | 0 | 0 | 0.5 | 0.5 | 0.5 | 0.5 | 0.5 | 0.5 | 0.5 | 0.5 | 0.5 | 0.5 | 0.5 | 0.5 | 0.5 | 0.5 | 0.5 | 0.5 | 0 | 0 | 0 |  | 332.8 | 166.4 | 0 | 0 | 332.8 | 166.4 | 0 | 0 | 6.4 | 3.2 | 0 | 0 | 0 | 0 | 0 | 0.4 | 0.4 | 0.4 | 0.4 | 0.4 | 0.4 | 0.4 | 0.4 | 0.4 | 0.4 | 0.4 | 0.4 | 0.4 | 0.4 | 0.4 | 0.4 | 0 | 0 | 0 | 1 | 1 | 1 | 1
2019 | 20 | 19 | 7 | 3 |  |  |  |  | Grocery | Refrigerated (Walk-in Freezer) | Grocery - Refrigerated (Walk-in Freezer) |  | Grocery | Grocery - Refrigerated (Walk-in Freezer) | Grocery Refrig | Hol | Open | 10 | 10 | 0.01624 | 0.66486 | 0.66486 | 0.49865 | 0.49865 | 0.49865 | 0.49865 | 0.58175 | 0 | 0 | 0 | 0 | 0 | 0 | 0 | 1.2957 | 1.2957 | 0.97176 | 0.97176 | 0.97176 | 0.97176 | 1.1337 | 0 | 0 | 0 | 0 | 0 | 0 | 0 | 0 | 0 | 0 | 0 | 0 | 0 | 0 | 0 | 0 | 0 | 0 | 0 | 0 | 0 | 0 | 0 | 0 | 0 | 0 | 0 | 0 | 0 | 0 | 0 | 0 | 0 | 0 | 0 | 0.038843 | 0.038843 | 0.029132 | 0.029132 | 0.029132 | 0.029132 | 0.033987 | 0 | 0 | 0 | 0 | 0 | 0 | 0 | 0.060557 | 0.060557 | 0.045418 | 0.045418 | 0.045418 | 0.045418 | 0.052988 | 0 | 0 | 0 | 0 | 0 | 0 | 0 | 0 | 0 | 0 | 0 | 0 | 0 | 0 | 0 | 0 | 0 | 0 | 0 | 0 | 0 | 0 | 0 | 0 | 0 | 0 | 0 | 0 | 0 | 0 | 0 | 0 | 0 | 0 | 0 | Grocery Refrig ILit Hol | Grocery Refrig ILit all | 3506 | 50 | 50 | Grocery Refrig ILit2 Hol | Grocery Refrig ILit Hol | Grocery Refrig ILit all | 3506 | 40 | 40 | 3506 | 12 | 0.5 | 0.5 | 0.5 | 0.5 | 0.5 | 0.5 | 0.5 | 0.5 | 0.5 | 0.5 | 0.5 | 0.5 | 0.5 | 0.5 | 0.5 | 0.5 | 0.5 | 0.5 | 0.5 | 0.5 | 0.5 | 0.5 | 0.5 | 0.5 | 0.5 | 9.6 | 0.4 | 0.4 | 0.4 | 0.4 | 0.4 | 0.4 | 0.4 | 0.4 | 0.4 | 0.4 | 0.4 | 0.4 | 0.4 | 0.4 | 0.4 | 0.4 | 0.4 | 0.4 | 0.4 | 0.4 | 0.4 | 0.4 | 0.4 | 0.4 | 0.4 | 0 | 0 | 0 | 0 | 0 | 0 | 0 | 0 | 0 | 0 | 0 | 0 | 0 | 0 | 0 | 0 | 0 | 0 | 0 | 0 | 0 | 0 | 0 | 0 | 0 | 0 | 0 | 0 | 0 | 0 | 0 | 0 | 0 | 0 | 0 | 0 | 0 | 0 | 0 | 0 | 0 | 0 | 0 | 0 | 0 | 0 | 0 | 0 | 16 | 0.29 | 0.41 | 0.14 | 0.16 | 0.41429 | 0 | 0 | 0 | 0 | 0 | 0 | 0 | 0 |  | 0.018741 | 0.018741 | 0.016776 | 0.017721 | 0.017662 | 0.015376 | 0.018689 | Grocery - Refrigerated (Walk-in Freezer) - Hol | 14 | 6 | 22 | 80 | 40 | 0 | 0 | 80 | 40 | 0 | 0 | 8 | 4 | 0 | 0 | 0 | 0 | 0 | 0.5 | 0.5 | 0.5 | 0.5 | 0.5 | 0.5 | 0.5 | 0.5 | 0.5 | 0.5 | 0.5 | 0.5 | 0.5 | 0.5 | 0.5 | 0.5 | 0 | 0 | 0 |  | 64 | 32 | 0 | 0 | 64 | 32 | 0 | 0 | 6.4 | 3.2 | 0 | 0 | 0 | 0 | 0 | 0.4 | 0.4 | 0.4 | 0.4 | 0.4 | 0.4 | 0.4 | 0.4 | 0.4 | 0.4 | 0.4 | 0.4 | 0.4 | 0.4 | 0.4 | 0.4 | 0 | 0 | 0 | 1 | 1 | 1 | 1
2020 | 20 | 20 | 8 | 4 |  |  | Grocery - Refrigerated (Walk-in Freezer) | Grocery - Refrigerated (Walk-in Freezer) | Grocery | Refrigerated (Walk-in Freezer) | Grocery - Refrigerated (Walk-in Freezer) |  | Grocery | Grocery - Refrigerated (Walk-in Freezer) | Grocery Refrig | all | Open | 251 | 251 | 0.01624 | 0.66486 | 0.66486 | 0.49865 | 0.49865 | 0.49865 | 0.49865 | 0.58175 | 0.010797 | 0.010797 | 0.008098 | 0.008098 | 0.008098 | 0.008098 | 0.0094477 | 32.5217 | 32.5217 | 24.3913 | 24.3913 | 24.3913 | 24.3913 | 28.4565 | 0.0053987 | 0.0053987 | 0.004049 | 0.004049 | 0.004049 | 0.004049 | 0.0047238 | 4380 | 4380 | 4380 | 4380 | 4380 | 4380 | 4380 | 0 | 0 | 0 | 0 | 0 | 0 | 0 | 0.5 | 0.5 | 0.5 | 0.5 | 0.5 | 0.5 | 0.5 | 0 | 0 | 0 | 0 | 0 | 0 | 0 | 0.038843 | 0.038843 | 0.029132 | 0.029132 | 0.029132 | 0.029132 | 0.033987 | 0.00063081 | 0.00063081 | 0.0004731 | 0.0004731 | 0.0004731 | 0.0004731 | 0.00055196 | 1.52 | 1.52 | 1.14 | 1.14 | 1.14 | 1.14 | 1.33 | 0.00025232 | 0.00025232 | 0.00018924 | 0.00018924 | 0.00018924 | 0.00018924 | 0.00022078 | 3504 | 3504 | 3504 | 3504 | 3504 | 3504 | 3504 | 0 | 0 | 0 | 0 | 0 | 0 | 0 | 0.4 | 0.4 | 0.4 | 0.4 | 0.4 | 0.4 | 0.4 | 0 | 0 | 0 | 0 | 0 | 0 | 0 | Grocery Refrig ILit all | Grocery Refrig ILit all | 3505 | 50 | 50 | Grocery Refrig ILit2 all | Grocery Refrig ILit all | Grocery Refrig ILit all | 3505 | 40 | 40 | 3505 | 12 | 0.5 | 0.5 | 0.5 | 0.5 | 0.5 | 0.5 | 0.5 | 0.5 | 0.5 | 0.5 | 0.5 | 0.5 | 0.5 | 0.5 | 0.5 | 0.5 | 0.5 | 0.5 | 0.5 | 0.5 | 0.5 | 0.5 | 0.5 | 0.5 | 0.5 | 9.6 | 0.4 | 0.4 | 0.4 | 0.4 | 0.4 | 0.4 | 0.4 | 0.4 | 0.4 | 0.4 | 0.4 | 0.4 | 0.4 | 0.4 | 0.4 | 0.4 | 0.4 | 0.4 | 0.4 | 0.4 | 0.4 | 0.4 | 0.4 | 0.4 | 0.4 | 0 | 0 | 0 | 0 | 0 | 0 | 0 | 0 | 0 | 0 | 0 | 0 | 0 | 0 | 0 | 0 | 0 | 0 | 0 | 0 | 0 | 0 | 0 | 0 | 0 | 0 | 0 | 0 | 0 | 0 | 0 | 0 | 0 | 0 | 0 | 0 | 0 | 0 | 0 | 0 | 0 | 0 | 0 | 0 | 0 | 0 | 0 | 0 | 16 | 0.29 | 0.41 | 0.14 | 0.16 | 0.41429 | 0.050606 | 0.00054641 | 0.00054641 | 0.00040981 | 0.00040981 | 0.00040981 | 0.00040981 | 0.00047811 |  | 0.018741 | 0.018741 | 0.016776 | 0.017721 | 0.017662 | 0.015376 | 0.018689 | Grocery - Refrigerated (Walk-in Freezer) - all | 16 | 6 | 22 | 2008 | 1004 | 2008 | 1004 | 0 | 0 | 8 | 4 | 0 | 0 | 0 | 0 | 0 | 0 | 0 | 0.5 | 0.5 | 0.5 | 0.5 | 0.5 | 0.5 | 0.5 | 0.5 | 0.5 | 0.5 | 0.5 | 0.5 | 0.5 | 0.5 | 0.5 | 0.5 | 0 | 0 | 0 |  | 1606.4 | 803.2 | 1606.4 | 803.2 | 0 | 0 | 6.4 | 3.2 | 0 | 0 | 0 | 0 | 0 | 0 | 0 | 0.4 | 0.4 | 0.4 | 0.4 | 0.4 | 0.4 | 0.4 | 0.4 | 0.4 | 0.4 | 0.4 | 0.4 | 0.4 | 0.4 | 0.4 | 0.4 | 0 | 0 | 0 | 1 | 1 | 1 | 1
2021 | 20 | 21 | 5 | 1 |  |  |  |  | Grocery | Retail Sales, Grocery | Grocery - Retail Sales, Grocery |  | Grocery | Grocery - Retail Sales, Grocery | Grocery Sales | Sat | Open | 52 | 52 | 0.8 | 1.3297 | 1.3297 | 1.3297 | 1.2466 | 1.2466 | 1.2466 | 0.99729 | 0 | 0 | 0 | 0 | 0 | 0 | 0 | 752.3055 | 752.3055 | 752.3055 | 705.2864 | 705.2864 | 705.2864 | 564.2291 | 0 | 0 | 0 | 0 | 0 | 0 | 0 | 0 | 0 | 0 | 0 | 0 | 0 | 0 | 0 | 0 | 0 | 0 | 0 | 0 | 0 | 0 | 0 | 0 | 0 | 0 | 0 | 0 | 0 | 0 | 0 | 0 | 0 | 0 | 0 | 0.077685 | 0.077685 | 0.077685 | 0.07283 | 0.07283 | 0.07283 | 0.058264 | 0 | 0 | 0 | 0 | 0 | 0 | 0 | 34.9025 | 34.9025 | 34.9025 | 32.7211 | 32.7211 | 32.7211 | 26.1769 | 0 | 0 | 0 | 0 | 0 | 0 | 0 | 0 | 0 | 0 | 0 | 0 | 0 | 0 | 0 | 0 | 0 | 0 | 0 | 0 | 0 | 0 | 0 | 0 | 0 | 0 | 0 | 0 | 0 | 0 | 0 | 0 | 0 | 0 | 0 | Grocery Sales ILit Sat | Grocery Sales ILit all | 3485 | 30 | 70 | Grocery Sales ILit2 Sat | Grocery Sales ILit Sat | Grocery Sales ILit all | 3485 | 35 | 50 | 3485 | 13.6 | 0.7 | 0.3 | 0.3 | 0.3 | 0.3 | 0.3 | 0.3 | 0.7 | 0.7 | 0.7 | 0.7 | 0.7 | 0.7 | 0.7 | 0.7 | 0.7 | 0.7 | 0.7 | 0.7 | 0.7 | 0.7 | 0.7 | 0.7 | 0.3 | 0.3 | 10.8 | 0.5 | 0.35 | 0.35 | 0.35 | 0.35 | 0.35 | 0.35 | 0.5 | 0.5 | 0.5 | 0.5 | 0.5 | 0.5 | 0.5 | 0.5 | 0.5 | 0.5 | 0.5 | 0.5 | 0.5 | 0.5 | 0.5 | 0.5 | 0.35 | 0.35 | 0 | 0 | 0 | 0 | 0 | 0 | 1 | 1 | 1 | 1 | 1 | 1 | 1 | 1 | 1 | 1 | 1 | 1 | 1 | 1 | 1 | 1 | 0 | 0 | 0 | 0 | 0 | 0 | 0 | 0 | 1 | 1 | 1 | 1 | 1 | 1 | 1 | 1 | 1 | 1 | 1 | 1 | 1 | 1 | 1 | 1 | 0 | 0 | 0 | 0 | 0 | 0 | 0 | 0 | 0 | 0 | 0 | 0 | 0 | 0 | 0 | 0 |  | 0.018741 | 0.018741 | 0.016776 | 0.017721 | 0.017662 | 0.015376 | 0.018689 | Grocery - Retail Sales, Grocery - Sat | 10 | 6 | 22 | 561.6 | 145.6 | 0 | 0 | 561.6 | 145.6 | 0 | 0 | 10.8 | 2.8 | 0 | 0 | 0 | 0 | 0 | 0.3 | 0.7 | 0.7 | 0.7 | 0.7 | 0.7 | 0.7 | 0.7 | 0.7 | 0.7 | 0.7 | 0.7 | 0.7 | 0.7 | 0.7 | 0.7 | 0 | 0 | 0 |  | 408.2 | 153.4 | 0 | 0 | 408.2 | 153.4 | 0 | 0 | 7.85 | 2.95 | 0 | 0 | 0 | 0 | 0 | 0.35 | 0.5 | 0.5 | 0.5 | 0.5 | 0.5 | 0.5 | 0.5 | 0.5 | 0.5 | 0.5 | 0.5 | 0.5 | 0.5 | 0.5 | 0.5 | 0 | 0 | 0 | 1 | 1 | 1 | 1
2022 | 20 | 22 | 6 | 2 |  |  |  |  | Grocery | Retail Sales, Grocery | Grocery - Retail Sales, Grocery |  | Grocery | Grocery - Retail Sales, Grocery | Grocery Sales | Sun | Open | 52 | 52 | 0.8 | 1.3297 | 1.3297 | 1.3297 | 1.2466 | 1.2466 | 1.2466 | 0.99729 | 0 | 0 | 0 | 0 | 0 | 0 | 0 | 752.3055 | 752.3055 | 752.3055 | 705.2864 | 705.2864 | 705.2864 | 564.2291 | 0 | 0 | 0 | 0 | 0 | 0 | 0 | 0 | 0 | 0 | 0 | 0 | 0 | 0 | 0 | 0 | 0 | 0 | 0 | 0 | 0 | 0 | 0 | 0 | 0 | 0 | 0 | 0 | 0 | 0 | 0 | 0 | 0 | 0 | 0 | 0.077685 | 0.077685 | 0.077685 | 0.07283 | 0.07283 | 0.07283 | 0.058264 | 0 | 0 | 0 | 0 | 0 | 0 | 0 | 34.9025 | 34.9025 | 34.9025 | 32.7211 | 32.7211 | 32.7211 | 26.1769 | 0 | 0 | 0 | 0 | 0 | 0 | 0 | 0 | 0 | 0 | 0 | 0 | 0 | 0 | 0 | 0 | 0 | 0 | 0 | 0 | 0 | 0 | 0 | 0 | 0 | 0 | 0 | 0 | 0 | 0 | 0 | 0 | 0 | 0 | 0 | Grocery Sales ILit Sun | Grocery Sales ILit all | 3485 | 30 | 70 | Grocery Sales ILit2 Sun | Grocery Sales ILit Sun | Grocery Sales ILit all | 3485 | 35 | 50 | 3485 | 13.6 | 0.7 | 0.3 | 0.3 | 0.3 | 0.3 | 0.3 | 0.3 | 0.7 | 0.7 | 0.7 | 0.7 | 0.7 | 0.7 | 0.7 | 0.7 | 0.7 | 0.7 | 0.7 | 0.7 | 0.7 | 0.7 | 0.7 | 0.7 | 0.3 | 0.3 | 10.8 | 0.5 | 0.35 | 0.35 | 0.35 | 0.35 | 0.35 | 0.35 | 0.5 | 0.5 | 0.5 | 0.5 | 0.5 | 0.5 | 0.5 | 0.5 | 0.5 | 0.5 | 0.5 | 0.5 | 0.5 | 0.5 | 0.5 | 0.5 | 0.35 | 0.35 | 0 | 0 | 0 | 0 | 0 | 0 | 1 | 1 | 1 | 1 | 1 | 1 | 1 | 1 | 1 | 1 | 1 | 1 | 1 | 1 | 1 | 1 | 0 | 0 | 0 | 0 | 0 | 0 | 0 | 0 | 1 | 1 | 1 | 1 | 1 | 1 | 1 | 1 | 1 | 1 | 1 | 1 | 1 | 1 | 1 | 1 | 0 | 0 | 0 | 0 | 0 | 0 | 0 | 0 | 0 | 0 | 0 | 0 | 0 | 0 | 0 | 0 |  | 0.018741 | 0.018741 | 0.016776 | 0.017721 | 0.017662 | 0.015376 | 0.018689 | Grocery - Retail Sales, Grocery - Sun | 12 | 6 | 22 | 561.6 | 145.6 | 0 | 0 | 561.6 | 145.6 | 0 | 0 | 10.8 | 2.8 | 0 | 0 | 0 | 0 | 0 | 0.3 | 0.7 | 0.7 | 0.7 | 0.7 | 0.7 | 0.7 | 0.7 | 0.7 | 0.7 | 0.7 | 0.7 | 0.7 | 0.7 | 0.7 | 0.7 | 0 | 0 | 0 |  | 408.2 | 153.4 | 0 | 0 | 408.2 | 153.4 | 0 | 0 | 7.85 | 2.95 | 0 | 0 | 0 | 0 | 0 | 0.35 | 0.5 | 0.5 | 0.5 | 0.5 | 0.5 | 0.5 | 0.5 | 0.5 | 0.5 | 0.5 | 0.5 | 0.5 | 0.5 | 0.5 | 0.5 | 0 | 0 | 0 | 1 | 1 | 1 | 1
2023 | 20 | 23 | 7 | 3 |  |  |  |  | Grocery | Retail Sales, Grocery | Grocery - Retail Sales, Grocery |  | Grocery | Grocery - Retail Sales, Grocery | Grocery Sales | Hol | Open | 10 | 10 | 0.8 | 1.3297 | 1.3297 | 1.3297 | 1.2466 | 1.2466 | 1.2466 | 0.99729 | 0 | 0 | 0 | 0 | 0 | 0 | 0 | 144.6741 | 144.6741 | 144.6741 | 135.632 | 135.632 | 135.632 | 108.5056 | 0 | 0 | 0 | 0 | 0 | 0 | 0 | 0 | 0 | 0 | 0 | 0 | 0 | 0 | 0 | 0 | 0 | 0 | 0 | 0 | 0 | 0 | 0 | 0 | 0 | 0 | 0 | 0 | 0 | 0 | 0 | 0 | 0 | 0 | 0 | 0.077685 | 0.077685 | 0.077685 | 0.07283 | 0.07283 | 0.07283 | 0.058264 | 0 | 0 | 0 | 0 | 0 | 0 | 0 | 6.712 | 6.712 | 6.712 | 6.2925 | 6.2925 | 6.2925 | 5.034 | 0 | 0 | 0 | 0 | 0 | 0 | 0 | 0 | 0 | 0 | 0 | 0 | 0 | 0 | 0 | 0 | 0 | 0 | 0 | 0 | 0 | 0 | 0 | 0 | 0 | 0 | 0 | 0 | 0 | 0 | 0 | 0 | 0 | 0 | 0 | Grocery Sales ILit Hol | Grocery Sales ILit all | 3485 | 30 | 70 | Grocery Sales ILit2 Hol | Grocery Sales ILit Hol | Grocery Sales ILit all | 3485 | 35 | 50 | 3485 | 13.6 | 0.7 | 0.3 | 0.3 | 0.3 | 0.3 | 0.3 | 0.3 | 0.7 | 0.7 | 0.7 | 0.7 | 0.7 | 0.7 | 0.7 | 0.7 | 0.7 | 0.7 | 0.7 | 0.7 | 0.7 | 0.7 | 0.7 | 0.7 | 0.3 | 0.3 | 10.8 | 0.5 | 0.35 | 0.35 | 0.35 | 0.35 | 0.35 | 0.35 | 0.5 | 0.5 | 0.5 | 0.5 | 0.5 | 0.5 | 0.5 | 0.5 | 0.5 | 0.5 | 0.5 | 0.5 | 0.5 | 0.5 | 0.5 | 0.5 | 0.35 | 0.35 | 0 | 0 | 0 | 0 | 0 | 0 | 1 | 1 | 1 | 1 | 1 | 1 | 1 | 1 | 1 | 1 | 1 | 1 | 1 | 1 | 1 | 1 | 0 | 0 | 0 | 0 | 0 | 0 | 0 | 0 | 1 | 1 | 1 | 1 | 1 | 1 | 1 | 1 | 1 | 1 | 1 | 1 | 1 | 1 | 1 | 1 | 0 | 0 | 0 | 0 | 0 | 0 | 0 | 0 | 0 | 0 | 0 | 0 | 0 | 0 | 0 | 0 |  | 0.018741 | 0.018741 | 0.016776 | 0.017721 | 0.017662 | 0.015376 | 0.018689 | Grocery - Retail Sales, Grocery - Hol | 14 | 6 | 22 | 108 | 28 | 0 | 0 | 108 | 28 | 0 | 0 | 10.8 | 2.8 | 0 | 0 | 0 | 0 | 0 | 0.3 | 0.7 | 0.7 | 0.7 | 0.7 | 0.7 | 0.7 | 0.7 | 0.7 | 0.7 | 0.7 | 0.7 | 0.7 | 0.7 | 0.7 | 0.7 | 0 | 0 | 0 |  | 78.5 | 29.5 | 0 | 0 | 78.5 | 29.5 | 0 | 0 | 7.85 | 2.95 | 0 | 0 | 0 | 0 | 0 | 0.35 | 0.5 | 0.5 | 0.5 | 0.5 | 0.5 | 0.5 | 0.5 | 0.5 | 0.5 | 0.5 | 0.5 | 0.5 | 0.5 | 0.5 | 0.5 | 0 | 0 | 0 | 1 | 1 | 1 | 1
2024 | 20 | 24 | 8 | 4 | Grocery | Grocery | Grocery - Retail Sales, Grocery | Grocery - Retail Sales, Grocery | Grocery | Retail Sales, Grocery | Grocery - Retail Sales, Grocery |  | Grocery | Grocery - Retail Sales, Grocery | Grocery Sales | all | Open | 251 | 251 | 0.8 | 1.3297 | 1.3297 | 1.3297 | 1.2466 | 1.2466 | 1.2466 | 0.99729 | 1.0638 | 1.0638 | 1.0638 | 0.99729 | 0.99729 | 0.99729 | 0.79784 | 3631.3206 | 3631.3206 | 3631.3206 | 3404.3631 | 3404.3631 | 3404.3631 | 2723.4904 | 0.74465 | 0.74465 | 0.74465 | 0.69811 | 0.69811 | 0.69811 | 0.55848 | 4964 | 4964 | 4964 | 4964 | 4964 | 4964 | 4964 | 4842.966 | 4842.966 | 4860.0693 | 4854.2132 | 4855.0617 | 4868.709 | 4847.0786 | 0.7 | 0.7 | 0.7 | 0.7 | 0.7 | 0.7 | 0.7 | 0.67647 | 0.67647 | 0.68323 | 0.68228 | 0.68261 | 0.68371 | 0.6796 | 0.077685 | 0.077685 | 0.077685 | 0.07283 | 0.07283 | 0.07283 | 0.058264 | 0.062148 | 0.062148 | 0.062148 | 0.058264 | 0.058264 | 0.058264 | 0.046611 | 168.4718 | 168.4718 | 168.4718 | 157.9423 | 157.9423 | 157.9423 | 126.3538 | 0.031074 | 0.031074 | 0.031074 | 0.029132 | 0.029132 | 0.029132 | 0.023306 | 3942 | 3942 | 3942 | 3942 | 3942 | 3942 | 3942 | 3849.5743 | 3849.5743 | 3862.0984 | 3857.5962 | 3858.2289 | 3868.927 | 3852.38 | 0.5 | 0.5 | 0.5 | 0.5 | 0.5 | 0.5 | 0.5 | 0.48668 | 0.48668 | 0.49007 | 0.48951 | 0.48967 | 0.49048 | 0.48814 | Grocery Sales ILit all | Grocery Sales ILit all | 3484 | 30 | 70 | Grocery Sales ILit2 all | Grocery Sales ILit all | Grocery Sales ILit all | 3484 | 35 | 50 | 3484 | 13.6 | 0.7 | 0.3 | 0.3 | 0.3 | 0.3 | 0.3 | 0.3 | 0.7 | 0.7 | 0.7 | 0.7 | 0.7 | 0.7 | 0.7 | 0.7 | 0.7 | 0.7 | 0.7 | 0.7 | 0.7 | 0.7 | 0.7 | 0.7 | 0.3 | 0.3 | 10.8 | 0.5 | 0.35 | 0.35 | 0.35 | 0.35 | 0.35 | 0.35 | 0.5 | 0.5 | 0.5 | 0.5 | 0.5 | 0.5 | 0.5 | 0.5 | 0.5 | 0.5 | 0.5 | 0.5 | 0.5 | 0.5 | 0.5 | 0.5 | 0.35 | 0.35 | 0 | 0 | 0 | 0 | 0 | 0 | 1 | 1 | 1 | 1 | 1 | 1 | 1 | 1 | 1 | 1 | 1 | 1 | 1 | 1 | 1 | 1 | 0 | 0 | 0 | 0 | 0 | 0 | 0 | 0 | 1 | 1 | 1 | 1 | 1 | 1 | 1 | 1 | 1 | 1 | 1 | 1 | 1 | 1 | 1 | 1 | 0 | 0 | 0 | 0 | 0 | 0 | 0 | 0 | 0 | 0 | 0 | 0 | 0 | 0 | 0 | 0 | Grocery | 0.018741 | 0.018741 | 0.016776 | 0.017721 | 0.017662 | 0.015376 | 0.018689 | Grocery - Retail Sales, Grocery - all | 16 | 6 | 22 | 2710.8 | 702.8 | 2710.8 | 702.8 | 0 | 0 | 10.8 | 2.8 | 0 | 0 | 0 | 0 | 0 | 0 | 0 | 0.3 | 0.7 | 0.7 | 0.7 | 0.7 | 0.7 | 0.7 | 0.7 | 0.7 | 0.7 | 0.7 | 0.7 | 0.7 | 0.7 | 0.7 | 0.7 | 0 | 0 | 0 |  | 1970.35 | 740.45 | 1970.35 | 740.45 | 0 | 0 | 7.85 | 2.95 | 0 | 0 | 0 | 0 | 0 | 0 | 0 | 0.35 | 0.5 | 0.5 | 0.5 | 0.5 | 0.5 | 0.5 | 0.5 | 0.5 | 0.5 | 0.5 | 0.5 | 0.5 | 0.5 | 0.5 | 0.5 | 0 | 0 | 0 | 1 | 1 | 1 | 1
2105 | 21 | 5 | 5 | 1 |  |  |  |  | Storage - Conditioned | Storage (Conditioned) | Storage - Conditioned - Storage (Conditioned) |  | Storage - Conditioned | Storage - Conditioned - Storage (Conditioned) | Storage (cond) All | Sat | Open | 52 | 52 | 1 | 0.58555 | 0.58555 | 0.43916 | 0.43916 | 0.43916 | 0.43916 | 0.43916 | 0 | 0 | 0 | 0 | 0 | 0 | 0 | 236.9523 | 236.9523 | 177.7142 | 177.7142 | 177.7142 | 177.7142 | 177.7142 | 0 | 0 | 0 | 0 | 0 | 0 | 0 | 0 | 0 | 0 | 0 | 0 | 0 | 0 | 0 | 0 | 0 | 0 | 0 | 0 | 0 | 0 | 0 | 0 | 0 | 0 | 0 | 0 | 0 | 0 | 0 | 0 | 0 | 0 | 0 | 0.20583 | 0.20583 | 0.15438 | 0.15438 | 0.15438 | 0.15438 | 0.15438 | 0 | 0 | 0 | 0 | 0 | 0 | 0 | 75.2548 | 75.2548 | 56.4411 | 56.4411 | 56.4411 | 56.4411 | 56.4411 | 0 | 0 | 0 | 0 | 0 | 0 | 0 | 0 | 0 | 0 | 0 | 0 | 0 | 0 | 0 | 0 | 0 | 0 | 0 | 0 | 0 | 0 | 0 | 0 | 0 | 0 | 0 | 0 | 0 | 0 | 0 | 0 | 0 | 0 | 0 | Storage (cond) All ILit Sat | Storage (cond) All ILit all | 3475 | 5.5 | 60 | Storage (cond) All ILit2 Sat | Storage (cond) All ILit Sat | Storage (cond) All ILit all | 3475 | 6.5 | 52.5 | 3475 | 7.7821 | 0.58848 | 0.055 | 0.055 | 0.055 | 0.055 | 0.055 | 0.055 | 0.6 | 0.6 | 0.6 | 0.6 | 0.6 | 0.6 | 0.6 | 0.6 | 0.6 | 0.6 | 0.6 | 0.6 | 0.055 | 0.055 | 0.055 | 0.055 | 0.055 | 0.055 | 7.031 | 0.51492 | 0.065 | 0.065 | 0.065 | 0.065 | 0.065 | 0.065 | 0.525 | 0.525 | 0.525 | 0.525 | 0.525 | 0.525 | 0.525 | 0.525 | 0.525 | 0.525 | 0.525 | 0.525 | 0.065 | 0.065 | 0.065 | 0.065 | 0.065 | 0.065 | 0 | 0 | 0 | 0 | 0 | 0 | 1 | 1 | 1 | 1 | 1 | 1 | 1 | 1 | 1 | 1 | 1 | 1 | 0 | 0 | 0 | 0 | 0 | 0 | 0 | 0 | 0 | 0 | 0 | 0 | 1 | 1 | 1 | 1 | 1 | 1 | 1 | 1 | 1 | 1 | 1 | 1 | 0 | 0 | 0 | 0 | 0 | 0 | 16 | 0.29 | 0.41 | 0.14 | 0.16 | 0.41429 | 0 | 0 | 0 | 0 | 0 | 0 | 0 | 0 |  | 0.05672 | 0.05672 | 0.05672 | 0.05672 | 0.05672 | 0.05672 | 0.05672 | Storage - Conditioned - Storage (Conditioned) - Sat | 10 | 7 | 18 | 343.2 | 61.468 | 0 | 0 | 343.2 | 61.468 | 0 | 0 | 6.6 | 1.1821 | 0 | 0 | 0 | 0 | 0 | 0 | 0.6 | 0.6 | 0.6 | 0.6 | 0.6 | 0.6 | 0.6 | 0.6 | 0.6 | 0.6 | 0.6 | 0 | 0 | 0 | 0 | 0 | 0 | 0 |  | 300.3 | 65.3102 | 0 | 0 | 300.3 | 65.3102 | 0 | 0 | 5.775 | 1.256 | 0 | 0 | 0 | 0 | 0 | 0 | 0.525 | 0.525 | 0.525 | 0.525 | 0.525 | 0.525 | 0.525 | 0.525 | 0.525 | 0.525 | 0.525 | 0 | 0 | 0 | 0 | 0 | 0 | 0 | 0.99009 | 0.9808 | 0.99307 | 0.9808
2106 | 21 | 6 | 6 | 2 |  |  |  |  | Storage - Conditioned | Storage (Conditioned) | Storage - Conditioned - Storage (Conditioned) |  | Storage - Conditioned | Storage - Conditioned - Storage (Conditioned) | Storage (cond) All | Sun | Open | 52 | 52 | 1 | 0.58555 | 0.58555 | 0.43916 | 0.43916 | 0.43916 | 0.43916 | 0.43916 | 0 | 0 | 0 | 0 | 0 | 0 | 0 | 236.9523 | 236.9523 | 177.7142 | 177.7142 | 177.7142 | 177.7142 | 177.7142 | 0 | 0 | 0 | 0 | 0 | 0 | 0 | 0 | 0 | 0 | 0 | 0 | 0 | 0 | 0 | 0 | 0 | 0 | 0 | 0 | 0 | 0 | 0 | 0 | 0 | 0 | 0 | 0 | 0 | 0 | 0 | 0 | 0 | 0 | 0 | 0.20583 | 0.20583 | 0.15438 | 0.15438 | 0.15438 | 0.15438 | 0.15438 | 0 | 0 | 0 | 0 | 0 | 0 | 0 | 75.2548 | 75.2548 | 56.4411 | 56.4411 | 56.4411 | 56.4411 | 56.4411 | 0 | 0 | 0 | 0 | 0 | 0 | 0 | 0 | 0 | 0 | 0 | 0 | 0 | 0 | 0 | 0 | 0 | 0 | 0 | 0 | 0 | 0 | 0 | 0 | 0 | 0 | 0 | 0 | 0 | 0 | 0 | 0 | 0 | 0 | 0 | Storage (cond) All ILit Sun | Storage (cond) All ILit all | 3475 | 5.5 | 60 | Storage (cond) All ILit2 Sun | Storage (cond) All ILit Sun | Storage (cond) All ILit all | 3475 | 6.5 | 52.5 | 3475 | 7.7821 | 0.58848 | 0.055 | 0.055 | 0.055 | 0.055 | 0.055 | 0.055 | 0.6 | 0.6 | 0.6 | 0.6 | 0.6 | 0.6 | 0.6 | 0.6 | 0.6 | 0.6 | 0.6 | 0.6 | 0.055 | 0.055 | 0.055 | 0.055 | 0.055 | 0.055 | 7.031 | 0.51492 | 0.065 | 0.065 | 0.065 | 0.065 | 0.065 | 0.065 | 0.525 | 0.525 | 0.525 | 0.525 | 0.525 | 0.525 | 0.525 | 0.525 | 0.525 | 0.525 | 0.525 | 0.525 | 0.065 | 0.065 | 0.065 | 0.065 | 0.065 | 0.065 | 0 | 0 | 0 | 0 | 0 | 0 | 1 | 1 | 1 | 1 | 1 | 1 | 1 | 1 | 1 | 1 | 1 | 1 | 0 | 0 | 0 | 0 | 0 | 0 | 0 | 0 | 0 | 0 | 0 | 0 | 1 | 1 | 1 | 1 | 1 | 1 | 1 | 1 | 1 | 1 | 1 | 1 | 0 | 0 | 0 | 0 | 0 | 0 | 16 | 0.29 | 0.41 | 0.14 | 0.16 | 0.41429 | 0 | 0 | 0 | 0 | 0 | 0 | 0 | 0 |  | 0.05672 | 0.05672 | 0.05672 | 0.05672 | 0.05672 | 0.05672 | 0.05672 | Storage - Conditioned - Storage (Conditioned) - Sun | 12 | 7 | 18 | 343.2 | 61.468 | 0 | 0 | 343.2 | 61.468 | 0 | 0 | 6.6 | 1.1821 | 0 | 0 | 0 | 0 | 0 | 0 | 0.6 | 0.6 | 0.6 | 0.6 | 0.6 | 0.6 | 0.6 | 0.6 | 0.6 | 0.6 | 0.6 | 0 | 0 | 0 | 0 | 0 | 0 | 0 |  | 300.3 | 65.3102 | 0 | 0 | 300.3 | 65.3102 | 0 | 0 | 5.775 | 1.256 | 0 | 0 | 0 | 0 | 0 | 0 | 0.525 | 0.525 | 0.525 | 0.525 | 0.525 | 0.525 | 0.525 | 0.525 | 0.525 | 0.525 | 0.525 | 0 | 0 | 0 | 0 | 0 | 0 | 0 | 0.99009 | 0.9808 | 0.99307 | 0.9808
2107 | 21 | 7 | 7 | 3 |  |  |  |  | Storage - Conditioned | Storage (Conditioned) | Storage - Conditioned - Storage (Conditioned) |  | Storage - Conditioned | Storage - Conditioned - Storage (Conditioned) | Storage (cond) All | Hol | Open | 10 | 10 | 1 | 0.58555 | 0.58555 | 0.43916 | 0.43916 | 0.43916 | 0.43916 | 0.43916 | 0 | 0 | 0 | 0 | 0 | 0 | 0 | 45.5678 | 45.5678 | 34.1758 | 34.1758 | 34.1758 | 34.1758 | 34.1758 | 0 | 0 | 0 | 0 | 0 | 0 | 0 | 0 | 0 | 0 | 0 | 0 | 0 | 0 | 0 | 0 | 0 | 0 | 0 | 0 | 0 | 0 | 0 | 0 | 0 | 0 | 0 | 0 | 0 | 0 | 0 | 0 | 0 | 0 | 0 | 0.20583 | 0.20583 | 0.15438 | 0.15438 | 0.15438 | 0.15438 | 0.15438 | 0 | 0 | 0 | 0 | 0 | 0 | 0 | 14.4721 | 14.4721 | 10.8541 | 10.8541 | 10.8541 | 10.8541 | 10.8541 | 0 | 0 | 0 | 0 | 0 | 0 | 0 | 0 | 0 | 0 | 0 | 0 | 0 | 0 | 0 | 0 | 0 | 0 | 0 | 0 | 0 | 0 | 0 | 0 | 0 | 0 | 0 | 0 | 0 | 0 | 0 | 0 | 0 | 0 | 0 | Storage (cond) All ILit Hol | Storage (cond) All ILit all | 3475 | 5.5 | 60 | Storage (cond) All ILit2 Hol | Storage (cond) All ILit Hol | Storage (cond) All ILit all | 3475 | 6.5 | 52.5 | 3475 | 7.7821 | 0.58848 | 0.055 | 0.055 | 0.055 | 0.055 | 0.055 | 0.055 | 0.6 | 0.6 | 0.6 | 0.6 | 0.6 | 0.6 | 0.6 | 0.6 | 0.6 | 0.6 | 0.6 | 0.6 | 0.055 | 0.055 | 0.055 | 0.055 | 0.055 | 0.055 | 7.031 | 0.51492 | 0.065 | 0.065 | 0.065 | 0.065 | 0.065 | 0.065 | 0.525 | 0.525 | 0.525 | 0.525 | 0.525 | 0.525 | 0.525 | 0.525 | 0.525 | 0.525 | 0.525 | 0.525 | 0.065 | 0.065 | 0.065 | 0.065 | 0.065 | 0.065 | 0 | 0 | 0 | 0 | 0 | 0 | 1 | 1 | 1 | 1 | 1 | 1 | 1 | 1 | 1 | 1 | 1 | 1 | 0 | 0 | 0 | 0 | 0 | 0 | 0 | 0 | 0 | 0 | 0 | 0 | 1 | 1 | 1 | 1 | 1 | 1 | 1 | 1 | 1 | 1 | 1 | 1 | 0 | 0 | 0 | 0 | 0 | 0 | 16 | 0.29 | 0.41 | 0.14 | 0.16 | 0.41429 | 0 | 0 | 0 | 0 | 0 | 0 | 0 | 0 |  | 0.05672 | 0.05672 | 0.05672 | 0.05672 | 0.05672 | 0.05672 | 0.05672 | Storage - Conditioned - Storage (Conditioned) - Hol | 14 | 9 | 16 | 42 | 35.8208 | 0 | 0 | 42 | 35.8208 | 0 | 0 | 4.2 | 3.5821 | 0 | 0 | 0 | 0 | 0 | 0 | 0 | 0 | 0.6 | 0.6 | 0.6 | 0.6 | 0.6 | 0.6 | 0.6 | 0 | 0 | 0 | 0 | 0 | 0 | 0 | 0 | 0 |  | 36.75 | 33.5597 | 0 | 0 | 36.75 | 33.5597 | 0 | 0 | 3.675 | 3.356 | 0 | 0 | 0 | 0 | 0 | 0 | 0 | 0 | 0.525 | 0.525 | 0.525 | 0.525 | 0.525 | 0.525 | 0.525 | 0 | 0 | 0 | 0 | 0 | 0 | 0 | 0 | 0 | 0.99009 | 0.9808 | 0.99307 | 0.9808
2108 | 21 | 8 | 8 | 4 | Storage - Conditioned | Storage - Conditioned | Storage - Conditioned - Storage (Conditioned) | Storage - Conditioned - Storage (Conditioned) | Storage - Conditioned | Storage (Conditioned) | Storage - Conditioned - Storage (Conditioned) |  | Storage - Conditioned | Storage - Conditioned - Storage (Conditioned) | Storage (cond) All | all | Open | 251 | 251 | 1 | 0.58555 | 0.58555 | 0.43916 | 0.43916 | 0.43916 | 0.43916 | 0.43916 | 0.58555 | 0.58555 | 0.43916 | 0.43916 | 0.43916 | 0.43916 | 0.43916 | 1475.5257 | 1475.5257 | 1106.6442 | 1106.6442 | 1106.6442 | 1106.6442 | 1106.6442 | 0.40201 | 0.40201 | 0.30151 | 0.30151 | 0.30151 | 0.30151 | 0.30151 | 3407.0647 | 3407.0647 | 3407.0647 | 3407.0647 | 3407.0647 | 3407.0647 | 3407.0647 | 3407.0647 | 3407.0647 | 3407.0647 | 3407.0647 | 3407.0647 | 3407.0647 | 3407.0647 | 0.68656 | 0.68656 | 0.68656 | 0.68656 | 0.68656 | 0.68656 | 0.68656 | 0.68656 | 0.68656 | 0.68656 | 0.68656 | 0.68656 | 0.68656 | 0.68656 | 0.20583 | 0.20583 | 0.15438 | 0.15438 | 0.15438 | 0.15438 | 0.15438 | 0.20583 | 0.20583 | 0.15438 | 0.15438 | 0.15438 | 0.15438 | 0.15438 | 403.2681 | 403.2681 | 302.4511 | 302.4511 | 302.4511 | 302.4511 | 302.4511 | 0.11608 | 0.11608 | 0.087061 | 0.087061 | 0.087061 | 0.087061 | 0.087061 | 2760.7266 | 2760.7266 | 2760.7266 | 2760.7266 | 2760.7266 | 2760.7266 | 2760.7266 | 2760.7266 | 2760.7266 | 2760.7266 | 2760.7266 | 2760.7266 | 2760.7266 | 2760.7266 | 0.56396 | 0.56396 | 0.56396 | 0.56396 | 0.56396 | 0.56396 | 0.56396 | 0.56396 | 0.56396 | 0.56396 | 0.56396 | 0.56396 | 0.56396 | 0.56396 | Storage (cond) All ILit all | Storage (cond) All ILit all | 3475 | 14.5 | 70 | Storage (cond) All ILit2 all | Storage (cond) All ILit all | Storage (cond) All ILit all | 3475 | 8 | 57.5 | 3475 | 10.0395 | 0.68656 | 0.145 | 0.145 | 0.145 | 0.145 | 0.145 | 0.145 | 0.7 | 0.7 | 0.7 | 0.7 | 0.7 | 0.7 | 0.7 | 0.7 | 0.7 | 0.7 | 0.7 | 0.7 | 0.145 | 0.145 | 0.145 | 0.145 | 0.145 | 0.145 | 7.8056 | 0.56396 | 0.08 | 0.08 | 0.08 | 0.08 | 0.08 | 0.08 | 0.575 | 0.575 | 0.575 | 0.575 | 0.575 | 0.575 | 0.575 | 0.575 | 0.575 | 0.575 | 0.575 | 0.575 | 0.08 | 0.08 | 0.08 | 0.08 | 0.08 | 0.08 | 0 | 0 | 0 | 0 | 0 | 0 | 1 | 1 | 1 | 1 | 1 | 1 | 1 | 1 | 1 | 1 | 1 | 1 | 0 | 0 | 0 | 0 | 0 | 0 | 0 | 0 | 0 | 0 | 0 | 0 | 1 | 1 | 1 | 1 | 1 | 1 | 1 | 1 | 1 | 1 | 1 | 1 | 0 | 0 | 0 | 0 | 0 | 0 | 16 | 0.29 | 0.41 | 0.14 | 0.16 | 0.41429 | 0.05672 | 0.033212 | 0.033212 | 0.024909 | 0.024909 | 0.024909 | 0.024909 | 0.024909 | Storage - Conditioned | 0.05672 | 0.05672 | 0.05672 | 0.05672 | 0.05672 | 0.05672 | 0.05672 | Storage - Conditioned - Storage (Conditioned) - all | 16 | 7 | 18 | 1932.7 | 587.2079 | 1932.7 | 587.2079 | 0 | 0 | 7.7 | 2.3395 | 0 | 0 | 0 | 0 | 0 | 0 | 0 | 0 | 0.7 | 0.7 | 0.7 | 0.7 | 0.7 | 0.7 | 0.7 | 0.7 | 0.7 | 0.7 | 0.7 | 0 | 0 | 0 | 0 | 0 | 0 | 0 |  | 1587.575 | 371.6215 | 1587.575 | 371.6215 | 0 | 0 | 6.325 | 1.4806 | 0 | 0 | 0 | 0 | 0 | 0 | 0 | 0 | 0.575 | 0.575 | 0.575 | 0.575 | 0.575 | 0.575 | 0.575 | 0.575 | 0.575 | 0.575 | 0.575 | 0 | 0 | 0 | 0 | 0 | 0 | 0 | 0.99009 | 0.9808 | 0.99307 | 0.9808
2205 | 22 | 5 | 5 | 1 |  |  |  |  | Storage - Unconditioned | Storage (Unconditioned) | Storage - Unconditioned - Storage (Unconditioned) |  | Storage - Unconditioned | Storage - Unconditioned - Storage (Unconditioned) | Storage (uncond) All | Sat | Open | 52 | 52 | 1 | 0.67555 | 0.67555 | 0.50666 | 0.50666 | 0.50666 | 0.50666 | 0.50666 | 0 | 0 | 0 | 0 | 0 | 0 | 0 | 273.3725 | 273.3725 | 205.0294 | 205.0294 | 205.0294 | 205.0294 | 205.0294 | 0 | 0 | 0 | 0 | 0 | 0 | 0 | 0 | 0 | 0 | 0 | 0 | 0 | 0 | 0 | 0 | 0 | 0 | 0 | 0 | 0 | 0 | 0 | 0 | 0 | 0 | 0 | 0 | 0 | 0 | 0 | 0 | 0 | 0 | 0 | 0.12109 | 0.12109 | 0.090816 | 0.090816 | 0.090816 | 0.090816 | 0.090816 | 0 | 0 | 0 | 0 | 0 | 0 | 0 | 44.2708 | 44.2708 | 33.2031 | 33.2031 | 33.2031 | 33.2031 | 33.2031 | 0 | 0 | 0 | 0 | 0 | 0 | 0 | 0 | 0 | 0 | 0 | 0 | 0 | 0 | 0 | 0 | 0 | 0 | 0 | 0 | 0 | 0 | 0 | 0 | 0 | 0 | 0 | 0 | 0 | 0 | 0 | 0 | 0 | 0 | 0 | Storage (uncond) All ILit Sat | Storage (uncond) All ILit all | 3479 | 5.5 | 60 | Storage (uncond) All ILit2 Sat | Storage (uncond) All ILit Sat | Storage (uncond) All ILit all | 3479 | 6.5 | 52.5 | 3479 | 7.7821 | 0.58848 | 0.055 | 0.055 | 0.055 | 0.055 | 0.055 | 0.055 | 0.6 | 0.6 | 0.6 | 0.6 | 0.6 | 0.6 | 0.6 | 0.6 | 0.6 | 0.6 | 0.6 | 0.6 | 0.055 | 0.055 | 0.055 | 0.055 | 0.055 | 0.055 | 7.031 | 0.51492 | 0.065 | 0.065 | 0.065 | 0.065 | 0.065 | 0.065 | 0.525 | 0.525 | 0.525 | 0.525 | 0.525 | 0.525 | 0.525 | 0.525 | 0.525 | 0.525 | 0.525 | 0.525 | 0.065 | 0.065 | 0.065 | 0.065 | 0.065 | 0.065 | 0 | 0 | 0 | 0 | 0 | 0 | 1 | 1 | 1 | 1 | 1 | 1 | 1 | 1 | 1 | 1 | 1 | 1 | 0 | 0 | 0 | 0 | 0 | 0 | 0 | 0 | 0 | 0 | 0 | 0 | 1 | 1 | 1 | 1 | 1 | 1 | 1 | 1 | 1 | 1 | 1 | 1 | 0 | 0 | 0 | 0 | 0 | 0 | 16 | 0.29 | 0.41 | 0.14 | 0.16 | 0.41429 | 0 | 0 | 0 | 0 | 0 | 0 | 0 | 0 |  | 0.05672 | 0.05672 | 0.05672 | 0.05672 | 0.05672 | 0.05672 | 0.05672 | Storage - Unconditioned - Storage (Unconditioned) - Sat | 10 | 7 | 18 | 343.2 | 61.468 | 0 | 0 | 343.2 | 61.468 | 0 | 0 | 6.6 | 1.1821 | 0 | 0 | 0 | 0 | 0 | 0 | 0.6 | 0.6 | 0.6 | 0.6 | 0.6 | 0.6 | 0.6 | 0.6 | 0.6 | 0.6 | 0.6 | 0 | 0 | 0 | 0 | 0 | 0 | 0 |  | 300.3 | 65.3102 | 0 | 0 | 300.3 | 65.3102 | 0 | 0 | 5.775 | 1.256 | 0 | 0 | 0 | 0 | 0 | 0 | 0.525 | 0.525 | 0.525 | 0.525 | 0.525 | 0.525 | 0.525 | 0.525 | 0.525 | 0.525 | 0.525 | 0 | 0 | 0 | 0 | 0 | 0 | 0 | 0.99009 | 0.9808 | 0.99307 | 0.9808
2206 | 22 | 6 | 6 | 2 |  |  |  |  | Storage - Unconditioned | Storage (Unconditioned) | Storage - Unconditioned - Storage (Unconditioned) |  | Storage - Unconditioned | Storage - Unconditioned - Storage (Unconditioned) | Storage (uncond) All | Sun | Open | 52 | 52 | 1 | 0.67555 | 0.67555 | 0.50666 | 0.50666 | 0.50666 | 0.50666 | 0.50666 | 0 | 0 | 0 | 0 | 0 | 0 | 0 | 273.3725 | 273.3725 | 205.0294 | 205.0294 | 205.0294 | 205.0294 | 205.0294 | 0 | 0 | 0 | 0 | 0 | 0 | 0 | 0 | 0 | 0 | 0 | 0 | 0 | 0 | 0 | 0 | 0 | 0 | 0 | 0 | 0 | 0 | 0 | 0 | 0 | 0 | 0 | 0 | 0 | 0 | 0 | 0 | 0 | 0 | 0 | 0.12109 | 0.12109 | 0.090816 | 0.090816 | 0.090816 | 0.090816 | 0.090816 | 0 | 0 | 0 | 0 | 0 | 0 | 0 | 44.2708 | 44.2708 | 33.2031 | 33.2031 | 33.2031 | 33.2031 | 33.2031 | 0 | 0 | 0 | 0 | 0 | 0 | 0 | 0 | 0 | 0 | 0 | 0 | 0 | 0 | 0 | 0 | 0 | 0 | 0 | 0 | 0 | 0 | 0 | 0 | 0 | 0 | 0 | 0 | 0 | 0 | 0 | 0 | 0 | 0 | 0 | Storage (uncond) All ILit Sun | Storage (uncond) All ILit all | 3479 | 5.5 | 60 | Storage (uncond) All ILit2 Sun | Storage (uncond) All ILit Sun | Storage (uncond) All ILit all | 3479 | 6.5 | 52.5 | 3479 | 7.7821 | 0.58848 | 0.055 | 0.055 | 0.055 | 0.055 | 0.055 | 0.055 | 0.6 | 0.6 | 0.6 | 0.6 | 0.6 | 0.6 | 0.6 | 0.6 | 0.6 | 0.6 | 0.6 | 0.6 | 0.055 | 0.055 | 0.055 | 0.055 | 0.055 | 0.055 | 7.031 | 0.51492 | 0.065 | 0.065 | 0.065 | 0.065 | 0.065 | 0.065 | 0.525 | 0.525 | 0.525 | 0.525 | 0.525 | 0.525 | 0.525 | 0.525 | 0.525 | 0.525 | 0.525 | 0.525 | 0.065 | 0.065 | 0.065 | 0.065 | 0.065 | 0.065 | 0 | 0 | 0 | 0 | 0 | 0 | 1 | 1 | 1 | 1 | 1 | 1 | 1 | 1 | 1 | 1 | 1 | 1 | 0 | 0 | 0 | 0 | 0 | 0 | 0 | 0 | 0 | 0 | 0 | 0 | 1 | 1 | 1 | 1 | 1 | 1 | 1 | 1 | 1 | 1 | 1 | 1 | 0 | 0 | 0 | 0 | 0 | 0 | 16 | 0.29 | 0.41 | 0.14 | 0.16 | 0.41429 | 0 | 0 | 0 | 0 | 0 | 0 | 0 | 0 |  | 0.05672 | 0.05672 | 0.05672 | 0.05672 | 0.05672 | 0.05672 | 0.05672 | Storage - Unconditioned - Storage (Unconditioned) - Sun | 12 | 7 | 18 | 343.2 | 61.468 | 0 | 0 | 343.2 | 61.468 | 0 | 0 | 6.6 | 1.1821 | 0 | 0 | 0 | 0 | 0 | 0 | 0.6 | 0.6 | 0.6 | 0.6 | 0.6 | 0.6 | 0.6 | 0.6 | 0.6 | 0.6 | 0.6 | 0 | 0 | 0 | 0 | 0 | 0 | 0 |  | 300.3 | 65.3102 | 0 | 0 | 300.3 | 65.3102 | 0 | 0 | 5.775 | 1.256 | 0 | 0 | 0 | 0 | 0 | 0 | 0.525 | 0.525 | 0.525 | 0.525 | 0.525 | 0.525 | 0.525 | 0.525 | 0.525 | 0.525 | 0.525 | 0 | 0 | 0 | 0 | 0 | 0 | 0 | 0.99009 | 0.9808 | 0.99307 | 0.9808
2207 | 22 | 7 | 7 | 3 |  |  |  |  | Storage - Unconditioned | Storage (Unconditioned) | Storage - Unconditioned - Storage (Unconditioned) |  | Storage - Unconditioned | Storage - Unconditioned - Storage (Unconditioned) | Storage (uncond) All | Hol | Open | 10 | 10 | 1 | 0.67555 | 0.67555 | 0.50666 | 0.50666 | 0.50666 | 0.50666 | 0.50666 | 0 | 0 | 0 | 0 | 0 | 0 | 0 | 52.5716 | 52.5716 | 39.4287 | 39.4287 | 39.4287 | 39.4287 | 39.4287 | 0 | 0 | 0 | 0 | 0 | 0 | 0 | 0 | 0 | 0 | 0 | 0 | 0 | 0 | 0 | 0 | 0 | 0 | 0 | 0 | 0 | 0 | 0 | 0 | 0 | 0 | 0 | 0 | 0 | 0 | 0 | 0 | 0 | 0 | 0 | 0.12109 | 0.12109 | 0.090816 | 0.090816 | 0.090816 | 0.090816 | 0.090816 | 0 | 0 | 0 | 0 | 0 | 0 | 0 | 8.5136 | 8.5136 | 6.3852 | 6.3852 | 6.3852 | 6.3852 | 6.3852 | 0 | 0 | 0 | 0 | 0 | 0 | 0 | 0 | 0 | 0 | 0 | 0 | 0 | 0 | 0 | 0 | 0 | 0 | 0 | 0 | 0 | 0 | 0 | 0 | 0 | 0 | 0 | 0 | 0 | 0 | 0 | 0 | 0 | 0 | 0 | Storage (uncond) All ILit Hol | Storage (uncond) All ILit all | 3479 | 5.5 | 60 | Storage (uncond) All ILit2 Hol | Storage (uncond) All ILit Hol | Storage (uncond) All ILit all | 3479 | 6.5 | 52.5 | 3479 | 7.7821 | 0.58848 | 0.055 | 0.055 | 0.055 | 0.055 | 0.055 | 0.055 | 0.6 | 0.6 | 0.6 | 0.6 | 0.6 | 0.6 | 0.6 | 0.6 | 0.6 | 0.6 | 0.6 | 0.6 | 0.055 | 0.055 | 0.055 | 0.055 | 0.055 | 0.055 | 7.031 | 0.51492 | 0.065 | 0.065 | 0.065 | 0.065 | 0.065 | 0.065 | 0.525 | 0.525 | 0.525 | 0.525 | 0.525 | 0.525 | 0.525 | 0.525 | 0.525 | 0.525 | 0.525 | 0.525 | 0.065 | 0.065 | 0.065 | 0.065 | 0.065 | 0.065 | 0 | 0 | 0 | 0 | 0 | 0 | 1 | 1 | 1 | 1 | 1 | 1 | 1 | 1 | 1 | 1 | 1 | 1 | 0 | 0 | 0 | 0 | 0 | 0 | 0 | 0 | 0 | 0 | 0 | 0 | 1 | 1 | 1 | 1 | 1 | 1 | 1 | 1 | 1 | 1 | 1 | 1 | 0 | 0 | 0 | 0 | 0 | 0 | 16 | 0.29 | 0.41 | 0.14 | 0.16 | 0.41429 | 0 | 0 | 0 | 0 | 0 | 0 | 0 | 0 |  | 0.05672 | 0.05672 | 0.05672 | 0.05672 | 0.05672 | 0.05672 | 0.05672 | Storage - Unconditioned - Storage (Unconditioned) - Hol | 14 | 9 | 16 | 42 | 35.8208 | 0 | 0 | 42 | 35.8208 | 0 | 0 | 4.2 | 3.5821 | 0 | 0 | 0 | 0 | 0 | 0 | 0 | 0 | 0.6 | 0.6 | 0.6 | 0.6 | 0.6 | 0.6 | 0.6 | 0 | 0 | 0 | 0 | 0 | 0 | 0 | 0 | 0 |  | 36.75 | 33.5597 | 0 | 0 | 36.75 | 33.5597 | 0 | 0 | 3.675 | 3.356 | 0 | 0 | 0 | 0 | 0 | 0 | 0 | 0 | 0.525 | 0.525 | 0.525 | 0.525 | 0.525 | 0.525 | 0.525 | 0 | 0 | 0 | 0 | 0 | 0 | 0 | 0 | 0 | 0.99009 | 0.9808 | 0.99307 | 0.9808
2208 | 22 | 8 | 8 | 4 | Storage - Unconditioned | Storage - Unconditioned | Storage - Unconditioned - Storage (Unconditioned) | Storage - Unconditioned - Storage (Unconditioned) | Storage - Unconditioned | Storage (Unconditioned) | Storage - Unconditioned - Storage (Unconditioned) |  | Storage - Unconditioned | Storage - Unconditioned - Storage (Unconditioned) | Storage (uncond) All | all | Open | 251 | 251 | 1 | 0.67555 | 0.67555 | 0.50666 | 0.50666 | 0.50666 | 0.50666 | 0.50666 | 0.67555 | 0.67555 | 0.50666 | 0.50666 | 0.50666 | 0.50666 | 0.50666 | 1702.3178 | 1702.3178 | 1276.7384 | 1276.7384 | 1276.7384 | 1276.7384 | 1276.7384 | 0.4638 | 0.4638 | 0.34785 | 0.34785 | 0.34785 | 0.34785 | 0.34785 | 3407.0647 | 3407.0647 | 3407.0647 | 3407.0647 | 3407.0647 | 3407.0647 | 3407.0647 | 3407.0647 | 3407.0647 | 3407.0647 | 3407.0647 | 3407.0647 | 3407.0647 | 3407.0647 | 0.68656 | 0.68656 | 0.68656 | 0.68656 | 0.68656 | 0.68656 | 0.68656 | 0.68656 | 0.68656 | 0.68656 | 0.68656 | 0.68656 | 0.68656 | 0.68656 | 0.12109 | 0.12109 | 0.090816 | 0.090816 | 0.090816 | 0.090816 | 0.090816 | 0.12109 | 0.12109 | 0.090816 | 0.090816 | 0.090816 | 0.090816 | 0.090816 | 237.2342 | 237.2342 | 177.9256 | 177.9256 | 177.9256 | 177.9256 | 177.9256 | 0.068288 | 0.068288 | 0.051216 | 0.051216 | 0.051216 | 0.051216 | 0.051216 | 2760.7266 | 2760.7266 | 2760.7266 | 2760.7266 | 2760.7266 | 2760.7266 | 2760.7266 | 2760.7266 | 2760.7266 | 2760.7266 | 2760.7266 | 2760.7266 | 2760.7266 | 2760.7266 | 0.56396 | 0.56396 | 0.56396 | 0.56396 | 0.56396 | 0.56396 | 0.56396 | 0.56396 | 0.56396 | 0.56396 | 0.56396 | 0.56396 | 0.56396 | 0.56396 | Storage (uncond) All ILit all | Storage (uncond) All ILit all | 3479 | 14.5 | 70 | Storage (uncond) All ILit2 all | Storage (uncond) All ILit all | Storage (uncond) All ILit all | 3479 | 8 | 57.5 | 3479 | 10.0395 | 0.68656 | 0.145 | 0.145 | 0.145 | 0.145 | 0.145 | 0.145 | 0.7 | 0.7 | 0.7 | 0.7 | 0.7 | 0.7 | 0.7 | 0.7 | 0.7 | 0.7 | 0.7 | 0.7 | 0.145 | 0.145 | 0.145 | 0.145 | 0.145 | 0.145 | 7.8056 | 0.56396 | 0.08 | 0.08 | 0.08 | 0.08 | 0.08 | 0.08 | 0.575 | 0.575 | 0.575 | 0.575 | 0.575 | 0.575 | 0.575 | 0.575 | 0.575 | 0.575 | 0.575 | 0.575 | 0.08 | 0.08 | 0.08 | 0.08 | 0.08 | 0.08 | 0 | 0 | 0 | 0 | 0 | 0 | 1 | 1 | 1 | 1 | 1 | 1 | 1 | 1 | 1 | 1 | 1 | 1 | 0 | 0 | 0 | 0 | 0 | 0 | 0 | 0 | 0 | 0 | 0 | 0 | 1 | 1 | 1 | 1 | 1 | 1 | 1 | 1 | 1 | 1 | 1 | 1 | 0 | 0 | 0 | 0 | 0 | 0 | 16 | 0.29 | 0.41 | 0.14 | 0.16 | 0.41429 | 0.05672 | 0.038317 | 0.038317 | 0.028738 | 0.028738 | 0.028738 | 0.028738 | 0.028738 | Storage - Unconditioned | 0.05672 | 0.05672 | 0.05672 | 0.05672 | 0.05672 | 0.05672 | 0.05672 | Storage - Unconditioned - Storage (Unconditioned) - all | 16 | 7 | 18 | 1932.7 | 587.2079 | 1932.7 | 587.2079 | 0 | 0 | 7.7 | 2.3395 | 0 | 0 | 0 | 0 | 0 | 0 | 0 | 0 | 0.7 | 0.7 | 0.7 | 0.7 | 0.7 | 0.7 | 0.7 | 0.7 | 0.7 | 0.7 | 0.7 | 0 | 0 | 0 | 0 | 0 | 0 | 0 |  | 1587.575 | 371.6215 | 1587.575 | 371.6215 | 0 | 0 | 6.325 | 1.4806 | 0 | 0 | 0 | 0 | 0 | 0 | 0 | 0 | 0.575 | 0.575 | 0.575 | 0.575 | 0.575 | 0.575 | 0.575 | 0.575 | 0.575 | 0.575 | 0.575 | 0 | 0 | 0 | 0 | 0 | 0 | 0 | 0.99009 | 0.9808 | 0.99307 | 0.9808
2301 | 23 | 1 | 5 | 1 |  |  |  |  | Warehouse - Refrigerated | Comm/Ind Work (Loading Dock) | Warehouse - Refrigerated - Comm/Ind Work (Loading Dock) |  | Warehouse - Refrigerated | Warehouse - Refrigerated - Comm/Ind Work (Loading Dock) | Refg Whs Stock | Sat | Open | 52 | 52 | 0.08 | 0.76558 | 0.76558 | 0.51038 | 0.51038 | 0.51038 | 0.51038 | 0.51038 | 0 | 0 | 0 | 0 | 0 | 0 | 0 | 39.1195 | 39.1195 | 26.0796 | 26.0796 | 26.0796 | 26.0796 | 26.0796 | 0 | 0 | 0 | 0 | 0 | 0 | 0 | 0 | 0 | 0 | 0 | 0 | 0 | 0 | 0 | 0 | 0 | 0 | 0 | 0 | 0 | 0 | 0 | 0 | 0 | 0 | 0 | 0 | 0 | 0 | 0 | 0 | 0 | 0 | 0 | 0.72653 | 0.72653 | 0.48435 | 0.48435 | 0.48435 | 0.48435 | 0.48435 | 0 | 0 | 0 | 0 | 0 | 0 | 0 | 39.0792 | 39.0792 | 26.0528 | 26.0528 | 26.0528 | 26.0528 | 26.0528 | 0 | 0 | 0 | 0 | 0 | 0 | 0 | 0 | 0 | 0 | 0 | 0 | 0 | 0 | 0 | 0 | 0 | 0 | 0 | 0 | 0 | 0 | 0 | 0 | 0 | 0 | 0 | 0 | 0 | 0 | 0 | 0 | 0 | 0 | 0 | Refg Whs Stock ILit Sat | Refg Whs Stock ILit all | 3529 | 55 | 55 | Refg Whs Stock ILit2 Sat | Refg Whs Stock ILit Sat | Refg Whs Stock ILit all | 3529 | 55 | 55 | 3529 | 12.2832 | 0.5335 | 0.55 | 0.55 | 0.55 | 0.55 | 0.55 | 0.55 | 0.55 | 0.55 | 0.55 | 0.55 | 0.55 | 0.55 | 0.55 | 0.55 | 0.55 | 0.55 | 0.55 | 0.55 | 0.55 | 0.55 | 0.55 | 0.55 | 0.55 | 0.55 | 12.93 | 0.5335 | 0.55 | 0.55 | 0.55 | 0.55 | 0.55 | 0.55 | 0.55 | 0.55 | 0.55 | 0.55 | 0.55 | 0.55 | 0.55 | 0.55 | 0.55 | 0.55 | 0.55 | 0.55 | 0.55 | 0.55 | 0.55 | 0.55 | 0.55 | 0.55 | 0 | 0 | 0 | 0 | 0 | 0 | 0 | 0 | 0 | 0 | 0 | 0 | 0 | 0 | 0 | 0 | 0 | 0 | 0 | 0 | 0 | 0 | 0 | 0 | 0 | 0 | 0 | 0 | 0 | 0 | 0 | 0 | 0 | 0 | 0 | 0 | 0 | 0 | 0 | 0 | 0 | 0 | 0 | 0 | 0 | 0 | 0 | 0 | 15 | 0.66337 | 0.20792 | 0.079208 | 0.049505 | 0.76136 | 0 | 0 | 0 | 0 | 0 | 0 | 0 | 0 |  | 0.18549 | 0.18549 | 0.18493 | 0.18493 | 0.18493 | 0.18536 | 0.18564 | Warehouse - Refrigerated - Comm/Ind Work (Loading Dock) - Sat | 10 | 9 | 16 | 200.2 | 438.5259 | 0 | 0 | 200.2 | 438.5259 | 0 | 0 | 3.85 | 8.4332 | 0 | 0 | 0 | 0 | 0 | 0 | 0 | 0 | 0.55 | 0.55 | 0.55 | 0.55 | 0.55 | 0.55 | 0.55 | 0 | 0 | 0 | 0 | 0 | 0 | 0 | 0 | 0 |  | 200.2 | 472.159 | 0 | 0 | 200.2 | 472.159 | 0 | 0 | 3.85 | 9.08 | 0 | 0 | 0 | 0 | 0 | 0 | 0 | 0 | 0.55 | 0.55 | 0.55 | 0.55 | 0.55 | 0.55 | 0.55 | 0 | 0 | 0 | 0 | 0 | 0 | 0 | 0 | 0 | 0.93054 | 0.97 | 0.97954 | 0.97
2302 | 23 | 2 | 6 | 2 |  |  |  |  | Warehouse - Refrigerated | Comm/Ind Work (Loading Dock) | Warehouse - Refrigerated - Comm/Ind Work (Loading Dock) |  | Warehouse - Refrigerated | Warehouse - Refrigerated - Comm/Ind Work (Loading Dock) | Refg Whs Stock | Sun | Open | 52 | 52 | 0.08 | 0.76558 | 0.76558 | 0.51038 | 0.51038 | 0.51038 | 0.51038 | 0.51038 | 0 | 0 | 0 | 0 | 0 | 0 | 0 | 39.1195 | 39.1195 | 26.0796 | 26.0796 | 26.0796 | 26.0796 | 26.0796 | 0 | 0 | 0 | 0 | 0 | 0 | 0 | 0 | 0 | 0 | 0 | 0 | 0 | 0 | 0 | 0 | 0 | 0 | 0 | 0 | 0 | 0 | 0 | 0 | 0 | 0 | 0 | 0 | 0 | 0 | 0 | 0 | 0 | 0 | 0 | 0.72653 | 0.72653 | 0.48435 | 0.48435 | 0.48435 | 0.48435 | 0.48435 | 0 | 0 | 0 | 0 | 0 | 0 | 0 | 39.0792 | 39.0792 | 26.0528 | 26.0528 | 26.0528 | 26.0528 | 26.0528 | 0 | 0 | 0 | 0 | 0 | 0 | 0 | 0 | 0 | 0 | 0 | 0 | 0 | 0 | 0 | 0 | 0 | 0 | 0 | 0 | 0 | 0 | 0 | 0 | 0 | 0 | 0 | 0 | 0 | 0 | 0 | 0 | 0 | 0 | 0 | Refg Whs Stock ILit Sun | Refg Whs Stock ILit all | 3529 | 55 | 55 | Refg Whs Stock ILit2 Sun | Refg Whs Stock ILit Sun | Refg Whs Stock ILit all | 3529 | 55 | 55 | 3529 | 12.2832 | 0.5335 | 0.55 | 0.55 | 0.55 | 0.55 | 0.55 | 0.55 | 0.55 | 0.55 | 0.55 | 0.55 | 0.55 | 0.55 | 0.55 | 0.55 | 0.55 | 0.55 | 0.55 | 0.55 | 0.55 | 0.55 | 0.55 | 0.55 | 0.55 | 0.55 | 12.93 | 0.5335 | 0.55 | 0.55 | 0.55 | 0.55 | 0.55 | 0.55 | 0.55 | 0.55 | 0.55 | 0.55 | 0.55 | 0.55 | 0.55 | 0.55 | 0.55 | 0.55 | 0.55 | 0.55 | 0.55 | 0.55 | 0.55 | 0.55 | 0.55 | 0.55 | 0 | 0 | 0 | 0 | 0 | 0 | 0 | 0 | 0 | 0 | 0 | 0 | 0 | 0 | 0 | 0 | 0 | 0 | 0 | 0 | 0 | 0 | 0 | 0 | 0 | 0 | 0 | 0 | 0 | 0 | 0 | 0 | 0 | 0 | 0 | 0 | 0 | 0 | 0 | 0 | 0 | 0 | 0 | 0 | 0 | 0 | 0 | 0 | 15 | 0.66337 | 0.20792 | 0.079208 | 0.049505 | 0.76136 | 0 | 0 | 0 | 0 | 0 | 0 | 0 | 0 |  | 0.18549 | 0.18549 | 0.18493 | 0.18493 | 0.18493 | 0.18536 | 0.18564 | Warehouse - Refrigerated - Comm/Ind Work (Loading Dock) - Sun | 12 | 9 | 16 | 200.2 | 438.5259 | 0 | 0 | 200.2 | 438.5259 | 0 | 0 | 3.85 | 8.4332 | 0 | 0 | 0 | 0 | 0 | 0 | 0 | 0 | 0.55 | 0.55 | 0.55 | 0.55 | 0.55 | 0.55 | 0.55 | 0 | 0 | 0 | 0 | 0 | 0 | 0 | 0 | 0 |  | 200.2 | 472.159 | 0 | 0 | 200.2 | 472.159 | 0 | 0 | 3.85 | 9.08 | 0 | 0 | 0 | 0 | 0 | 0 | 0 | 0 | 0.55 | 0.55 | 0.55 | 0.55 | 0.55 | 0.55 | 0.55 | 0 | 0 | 0 | 0 | 0 | 0 | 0 | 0 | 0 | 0.93054 | 0.97 | 0.97954 | 0.97
2303 | 23 | 3 | 7 | 3 |  |  |  |  | Warehouse - Refrigerated | Comm/Ind Work (Loading Dock) | Warehouse - Refrigerated - Comm/Ind Work (Loading Dock) |  | Warehouse - Refrigerated | Warehouse - Refrigerated - Comm/Ind Work (Loading Dock) | Refg Whs Stock | Hol | Open | 10 | 10 | 0.08 | 0.76558 | 0.76558 | 0.51038 | 0.51038 | 0.51038 | 0.51038 | 0.51038 | 0 | 0 | 0 | 0 | 0 | 0 | 0 | 7.523 | 7.523 | 5.0153 | 5.0153 | 5.0153 | 5.0153 | 5.0153 | 0 | 0 | 0 | 0 | 0 | 0 | 0 | 0 | 0 | 0 | 0 | 0 | 0 | 0 | 0 | 0 | 0 | 0 | 0 | 0 | 0 | 0 | 0 | 0 | 0 | 0 | 0 | 0 | 0 | 0 | 0 | 0 | 0 | 0 | 0 | 0.72653 | 0.72653 | 0.48435 | 0.48435 | 0.48435 | 0.48435 | 0.48435 | 0 | 0 | 0 | 0 | 0 | 0 | 0 | 7.5152 | 7.5152 | 5.0102 | 5.0102 | 5.0102 | 5.0102 | 5.0102 | 0 | 0 | 0 | 0 | 0 | 0 | 0 | 0 | 0 | 0 | 0 | 0 | 0 | 0 | 0 | 0 | 0 | 0 | 0 | 0 | 0 | 0 | 0 | 0 | 0 | 0 | 0 | 0 | 0 | 0 | 0 | 0 | 0 | 0 | 0 | Refg Whs Stock ILit Hol | Refg Whs Stock ILit all | 3529 | 55 | 55 | Refg Whs Stock ILit2 Hol | Refg Whs Stock ILit Hol | Refg Whs Stock ILit all | 3529 | 55 | 55 | 3529 | 12.2832 | 0.5335 | 0.55 | 0.55 | 0.55 | 0.55 | 0.55 | 0.55 | 0.55 | 0.55 | 0.55 | 0.55 | 0.55 | 0.55 | 0.55 | 0.55 | 0.55 | 0.55 | 0.55 | 0.55 | 0.55 | 0.55 | 0.55 | 0.55 | 0.55 | 0.55 | 12.93 | 0.5335 | 0.55 | 0.55 | 0.55 | 0.55 | 0.55 | 0.55 | 0.55 | 0.55 | 0.55 | 0.55 | 0.55 | 0.55 | 0.55 | 0.55 | 0.55 | 0.55 | 0.55 | 0.55 | 0.55 | 0.55 | 0.55 | 0.55 | 0.55 | 0.55 | 0 | 0 | 0 | 0 | 0 | 0 | 0 | 0 | 0 | 0 | 0 | 0 | 0 | 0 | 0 | 0 | 0 | 0 | 0 | 0 | 0 | 0 | 0 | 0 | 0 | 0 | 0 | 0 | 0 | 0 | 0 | 0 | 0 | 0 | 0 | 0 | 0 | 0 | 0 | 0 | 0 | 0 | 0 | 0 | 0 | 0 | 0 | 0 | 15 | 0.66337 | 0.20792 | 0.079208 | 0.049505 | 0.76136 | 0 | 0 | 0 | 0 | 0 | 0 | 0 | 0 |  | 0.18549 | 0.18549 | 0.18493 | 0.18493 | 0.18493 | 0.18536 | 0.18564 | Warehouse - Refrigerated - Comm/Ind Work (Loading Dock) - Hol | 14 | 9 | 16 | 38.5 | 84.3319 | 0 | 0 | 38.5 | 84.3319 | 0 | 0 | 3.85 | 8.4332 | 0 | 0 | 0 | 0 | 0 | 0 | 0 | 0 | 0.55 | 0.55 | 0.55 | 0.55 | 0.55 | 0.55 | 0.55 | 0 | 0 | 0 | 0 | 0 | 0 | 0 | 0 | 0 |  | 38.5 | 90.7998 | 0 | 0 | 38.5 | 90.7998 | 0 | 0 | 3.85 | 9.08 | 0 | 0 | 0 | 0 | 0 | 0 | 0 | 0 | 0.55 | 0.55 | 0.55 | 0.55 | 0.55 | 0.55 | 0.55 | 0 | 0 | 0 | 0 | 0 | 0 | 0 | 0 | 0 | 0.93054 | 0.97 | 0.97954 | 0.97
2304 | 23 | 4 | 8 | 4 |  |  | Warehouse - Refrigerated - Comm/Ind Work (Loading Dock) | Warehouse - Refrigerated - Comm/Ind Work (Loading Dock) | Warehouse - Refrigerated | Comm/Ind Work (Loading Dock) | Warehouse - Refrigerated - Comm/Ind Work (Loading Dock) |  | Warehouse - Refrigerated | Warehouse - Refrigerated - Comm/Ind Work (Loading Dock) | Refg Whs Stock | all | Open | 251 | 251 | 0.08 | 0.76558 | 0.76558 | 0.51038 | 0.51038 | 0.51038 | 0.51038 | 0.51038 | 0.061246 | 0.061246 | 0.040831 | 0.040831 | 0.040831 | 0.040831 | 0.040831 | 188.8266 | 188.8266 | 125.8844 | 125.8844 | 125.8844 | 125.8844 | 125.8844 | 0.032675 | 0.032675 | 0.021783 | 0.021783 | 0.021783 | 0.021783 | 0.021783 | 4483.3646 | 4483.3646 | 4483.3646 | 4483.3646 | 4483.3646 | 4483.3646 | 4483.3646 | 0 | 0 | 0 | 0 | 0 | 0 | 0 | 0.5335 | 0.5335 | 0.5335 | 0.5335 | 0.5335 | 0.5335 | 0.5335 | 0 | 0 | 0 | 0 | 0 | 0 | 0 | 0.72653 | 0.72653 | 0.48435 | 0.48435 | 0.48435 | 0.48435 | 0.48435 | 0.058122 | 0.058122 | 0.038748 | 0.038748 | 0.038748 | 0.038748 | 0.038748 | 188.6322 | 188.6322 | 125.7548 | 125.7548 | 125.7548 | 125.7548 | 125.7548 | 0.031008 | 0.031008 | 0.020672 | 0.020672 | 0.020672 | 0.020672 | 0.020672 | 4719.443 | 4719.443 | 4719.443 | 4719.443 | 4719.443 | 4719.443 | 4719.443 | 0 | 0 | 0 | 0 | 0 | 0 | 0 | 0.5335 | 0.5335 | 0.5335 | 0.5335 | 0.5335 | 0.5335 | 0.5335 | 0 | 0 | 0 | 0 | 0 | 0 | 0 | Refg Whs Stock ILit all | Refg Whs Stock ILit all | 3528 | 55 | 55 | Refg Whs Stock ILit2 all | Refg Whs Stock ILit all | Refg Whs Stock ILit all | 3528 | 55 | 55 | 3528 | 12.2832 | 0.5335 | 0.55 | 0.55 | 0.55 | 0.55 | 0.55 | 0.55 | 0.55 | 0.55 | 0.55 | 0.55 | 0.55 | 0.55 | 0.55 | 0.55 | 0.55 | 0.55 | 0.55 | 0.55 | 0.55 | 0.55 | 0.55 | 0.55 | 0.55 | 0.55 | 12.93 | 0.5335 | 0.55 | 0.55 | 0.55 | 0.55 | 0.55 | 0.55 | 0.55 | 0.55 | 0.55 | 0.55 | 0.55 | 0.55 | 0.55 | 0.55 | 0.55 | 0.55 | 0.55 | 0.55 | 0.55 | 0.55 | 0.55 | 0.55 | 0.55 | 0.55 | 0 | 0 | 0 | 0 | 0 | 0 | 0 | 0 | 0 | 0 | 0 | 0 | 0 | 0 | 0 | 0 | 0 | 0 | 0 | 0 | 0 | 0 | 0 | 0 | 0 | 0 | 0 | 0 | 0 | 0 | 0 | 0 | 0 | 0 | 0 | 0 | 0 | 0 | 0 | 0 | 0 | 0 | 0 | 0 | 0 | 0 | 0 | 0 | 15 | 0.66337 | 0.20792 | 0.079208 | 0.049505 | 0.76136 | 0.18527 | 0.011347 | 0.011347 | 0.0075648 | 0.0075648 | 0.0075648 | 0.0075648 | 0.0075648 |  | 0.18549 | 0.18549 | 0.18493 | 0.18493 | 0.18493 | 0.18536 | 0.18564 | Warehouse - Refrigerated - Comm/Ind Work (Loading Dock) - all | 16 | 8 | 18 | 1380.5 | 1702.5809 | 1380.5 | 1702.5809 | 0 | 0 | 5.5 | 6.7832 | 0 | 0 | 0 | 0 | 0 | 0 | 0 | 0 | 0 | 0.55 | 0.55 | 0.55 | 0.55 | 0.55 | 0.55 | 0.55 | 0.55 | 0.55 | 0.55 | 0 | 0 | 0 | 0 | 0 | 0 | 0 |  | 1380.5 | 1864.9252 | 1380.5 | 1864.9252 | 0 | 0 | 5.5 | 7.43 | 0 | 0 | 0 | 0 | 0 | 0 | 0 | 0 | 0 | 0.55 | 0.55 | 0.55 | 0.55 | 0.55 | 0.55 | 0.55 | 0.55 | 0.55 | 0.55 | 0 | 0 | 0 | 0 | 0 | 0 | 0 | 0.93054 | 0.97 | 0.97954 | 0.97
2305 | 23 | 5 | 5 | 1 |  |  |  |  | Warehouse - Refrigerated | Office (General) | Warehouse - Refrigerated - Office (General) |  | Warehouse - Refrigerated | Warehouse - Refrigerated - Office (General) | Refg Whs Admin | Sat | Open | 52 | 52 | 0.02 | 0.6635 | 0.6635 | 0.6635 | 0.6635 | 0.6635 | 0.5359 | 0.5359 | 0 | 0 | 0 | 0 | 0 | 0 | 0 | 5.9947 | 5.9947 | 5.9947 | 5.9947 | 5.9947 | 4.8419 | 4.8419 | 0 | 0 | 0 | 0 | 0 | 0 | 0 | 0 | 0 | 0 | 0 | 0 | 0 | 0 | 0 | 0 | 0 | 0 | 0 | 0 | 0 | 0 | 0 | 0 | 0 | 0 | 0 | 0 | 0 | 0 | 0 | 0 | 0 | 0 | 0 | 0.62966 | 0.62966 | 0.62966 | 0.62966 | 0.62966 | 0.50857 | 0.50857 | 0 | 0 | 0 | 0 | 0 | 0 | 0 | 4.5293 | 4.5293 | 4.5293 | 4.5293 | 4.5293 | 3.6583 | 3.6583 | 0 | 0 | 0 | 0 | 0 | 0 | 0 | 0 | 0 | 0 | 0 | 0 | 0 | 0 | 0 | 0 | 0 | 0 | 0 | 0 | 0 | 0 | 0 | 0 | 0 | 0 | 0 | 0 | 0 | 0 | 0 | 0 | 0 | 0 | 0 | Refg Whs Admin ILit Sat | Refg Whs Admin ILit all | 3522 | 15 | 70 | Refg Whs Admin ILit2 Sat | Refg Whs Admin ILit Sat | Refg Whs Admin ILit all | 3522 | 15 | 50 | 3522 | 8.6875 | 0.6475 | 0.15 | 0.15 | 0.15 | 0.15 | 0.15 | 0.15 | 0.15 | 0.7 | 0.7 | 0.7 | 0.7 | 0.7 | 0.7 | 0.7 | 0.7 | 0.7 | 0.7 | 0.7 | 0.15 | 0.15 | 0.15 | 0.15 | 0.15 | 0.15 | 6.9166 | 0.4625 | 0.15 | 0.15 | 0.15 | 0.15 | 0.15 | 0.15 | 0.15 | 0.5 | 0.5 | 0.5 | 0.5 | 0.5 | 0.5 | 0.5 | 0.5 | 0.5 | 0.5 | 0.5 | 0.15 | 0.15 | 0.15 | 0.15 | 0.15 | 0.15 | 0 | 0 | 0 | 0 | 0 | 0 | 0 | 1 | 1 | 1 | 1 | 1 | 1 | 1 | 1 | 1 | 1 | 1 | 0 | 0 | 0 | 0 | 0 | 0 | 0 | 0 | 0 | 0 | 0 | 0 | 0 | 1 | 1 | 1 | 1 | 1 | 1 | 1 | 1 | 1 | 1 | 1 | 0 | 0 | 0 | 0 | 0 | 0 | 15 | 0.66337 | 0.20792 | 0.079208 | 0.049505 | 0.76136 | 0 | 0 | 0 | 0 | 0 | 0 | 0 | 0 |  | 0.18549 | 0.18549 | 0.18493 | 0.18493 | 0.18493 | 0.18536 | 0.18564 | Warehouse - Refrigerated - Office (General) - Sat | 10 | 9 | 16 | 254.8 | 196.9512 | 0 | 0 | 254.8 | 196.9512 | 0 | 0 | 4.9 | 3.7875 | 0 | 0 | 0 | 0 | 0 | 0 | 0 | 0 | 0.7 | 0.7 | 0.7 | 0.7 | 0.7 | 0.7 | 0.7 | 0 | 0 | 0 | 0 | 0 | 0 | 0 | 0 | 0 |  | 182 | 177.6637 | 0 | 0 | 182 | 177.6637 | 0 | 0 | 3.5 | 3.4166 | 0 | 0 | 0 | 0 | 0 | 0 | 0 | 0 | 0.5 | 0.5 | 0.5 | 0.5 | 0.5 | 0.5 | 0.5 | 0 | 0 | 0 | 0 | 0 | 0 | 0 | 0 | 0 | 0.90026 | 0.925 | 0.9284 | 0.925
2306 | 23 | 6 | 6 | 2 |  |  |  |  | Warehouse - Refrigerated | Office (General) | Warehouse - Refrigerated - Office (General) |  | Warehouse - Refrigerated | Warehouse - Refrigerated - Office (General) | Refg Whs Admin | Sun | Open | 52 | 52 | 0.02 | 0.6635 | 0.6635 | 0.6635 | 0.6635 | 0.6635 | 0.5359 | 0.5359 | 0 | 0 | 0 | 0 | 0 | 0 | 0 | 5.9947 | 5.9947 | 5.9947 | 5.9947 | 5.9947 | 4.8419 | 4.8419 | 0 | 0 | 0 | 0 | 0 | 0 | 0 | 0 | 0 | 0 | 0 | 0 | 0 | 0 | 0 | 0 | 0 | 0 | 0 | 0 | 0 | 0 | 0 | 0 | 0 | 0 | 0 | 0 | 0 | 0 | 0 | 0 | 0 | 0 | 0 | 0.62966 | 0.62966 | 0.62966 | 0.62966 | 0.62966 | 0.50857 | 0.50857 | 0 | 0 | 0 | 0 | 0 | 0 | 0 | 4.5293 | 4.5293 | 4.5293 | 4.5293 | 4.5293 | 3.6583 | 3.6583 | 0 | 0 | 0 | 0 | 0 | 0 | 0 | 0 | 0 | 0 | 0 | 0 | 0 | 0 | 0 | 0 | 0 | 0 | 0 | 0 | 0 | 0 | 0 | 0 | 0 | 0 | 0 | 0 | 0 | 0 | 0 | 0 | 0 | 0 | 0 | Refg Whs Admin ILit Sun | Refg Whs Admin ILit all | 3522 | 15 | 70 | Refg Whs Admin ILit2 Sun | Refg Whs Admin ILit Sun | Refg Whs Admin ILit all | 3522 | 15 | 50 | 3522 | 8.6875 | 0.6475 | 0.15 | 0.15 | 0.15 | 0.15 | 0.15 | 0.15 | 0.15 | 0.7 | 0.7 | 0.7 | 0.7 | 0.7 | 0.7 | 0.7 | 0.7 | 0.7 | 0.7 | 0.7 | 0.15 | 0.15 | 0.15 | 0.15 | 0.15 | 0.15 | 6.9166 | 0.4625 | 0.15 | 0.15 | 0.15 | 0.15 | 0.15 | 0.15 | 0.15 | 0.5 | 0.5 | 0.5 | 0.5 | 0.5 | 0.5 | 0.5 | 0.5 | 0.5 | 0.5 | 0.5 | 0.15 | 0.15 | 0.15 | 0.15 | 0.15 | 0.15 | 0 | 0 | 0 | 0 | 0 | 0 | 0 | 1 | 1 | 1 | 1 | 1 | 1 | 1 | 1 | 1 | 1 | 1 | 0 | 0 | 0 | 0 | 0 | 0 | 0 | 0 | 0 | 0 | 0 | 0 | 0 | 1 | 1 | 1 | 1 | 1 | 1 | 1 | 1 | 1 | 1 | 1 | 0 | 0 | 0 | 0 | 0 | 0 | 15 | 0.66337 | 0.20792 | 0.079208 | 0.049505 | 0.76136 | 0 | 0 | 0 | 0 | 0 | 0 | 0 | 0 |  | 0.18549 | 0.18549 | 0.18493 | 0.18493 | 0.18493 | 0.18536 | 0.18564 | Warehouse - Refrigerated - Office (General) - Sun | 12 | 9 | 16 | 254.8 | 196.9512 | 0 | 0 | 254.8 | 196.9512 | 0 | 0 | 4.9 | 3.7875 | 0 | 0 | 0 | 0 | 0 | 0 | 0 | 0 | 0.7 | 0.7 | 0.7 | 0.7 | 0.7 | 0.7 | 0.7 | 0 | 0 | 0 | 0 | 0 | 0 | 0 | 0 | 0 |  | 182 | 177.6637 | 0 | 0 | 182 | 177.6637 | 0 | 0 | 3.5 | 3.4166 | 0 | 0 | 0 | 0 | 0 | 0 | 0 | 0 | 0.5 | 0.5 | 0.5 | 0.5 | 0.5 | 0.5 | 0.5 | 0 | 0 | 0 | 0 | 0 | 0 | 0 | 0 | 0 | 0.90026 | 0.925 | 0.9284 | 0.925
2307 | 23 | 7 | 7 | 3 |  |  |  |  | Warehouse - Refrigerated | Office (General) | Warehouse - Refrigerated - Office (General) |  | Warehouse - Refrigerated | Warehouse - Refrigerated - Office (General) | Refg Whs Admin | Hol | Open | 10 | 10 | 0.02 | 0.6635 | 0.6635 | 0.6635 | 0.6635 | 0.6635 | 0.5359 | 0.5359 | 0 | 0 | 0 | 0 | 0 | 0 | 0 | 1.1528 | 1.1528 | 1.1528 | 1.1528 | 1.1528 | 0.93113 | 0.93113 | 0 | 0 | 0 | 0 | 0 | 0 | 0 | 0 | 0 | 0 | 0 | 0 | 0 | 0 | 0 | 0 | 0 | 0 | 0 | 0 | 0 | 0 | 0 | 0 | 0 | 0 | 0 | 0 | 0 | 0 | 0 | 0 | 0 | 0 | 0 | 0.62966 | 0.62966 | 0.62966 | 0.62966 | 0.62966 | 0.50857 | 0.50857 | 0 | 0 | 0 | 0 | 0 | 0 | 0 | 0.87102 | 0.87102 | 0.87102 | 0.87102 | 0.87102 | 0.70352 | 0.70352 | 0 | 0 | 0 | 0 | 0 | 0 | 0 | 0 | 0 | 0 | 0 | 0 | 0 | 0 | 0 | 0 | 0 | 0 | 0 | 0 | 0 | 0 | 0 | 0 | 0 | 0 | 0 | 0 | 0 | 0 | 0 | 0 | 0 | 0 | 0 | Refg Whs Admin ILit Hol | Refg Whs Admin ILit all | 3522 | 15 | 70 | Refg Whs Admin ILit2 Hol | Refg Whs Admin ILit Hol | Refg Whs Admin ILit all | 3522 | 15 | 50 | 3522 | 8.6875 | 0.6475 | 0.15 | 0.15 | 0.15 | 0.15 | 0.15 | 0.15 | 0.15 | 0.7 | 0.7 | 0.7 | 0.7 | 0.7 | 0.7 | 0.7 | 0.7 | 0.7 | 0.7 | 0.7 | 0.15 | 0.15 | 0.15 | 0.15 | 0.15 | 0.15 | 6.9166 | 0.4625 | 0.15 | 0.15 | 0.15 | 0.15 | 0.15 | 0.15 | 0.15 | 0.5 | 0.5 | 0.5 | 0.5 | 0.5 | 0.5 | 0.5 | 0.5 | 0.5 | 0.5 | 0.5 | 0.15 | 0.15 | 0.15 | 0.15 | 0.15 | 0.15 | 0 | 0 | 0 | 0 | 0 | 0 | 0 | 1 | 1 | 1 | 1 | 1 | 1 | 1 | 1 | 1 | 1 | 1 | 0 | 0 | 0 | 0 | 0 | 0 | 0 | 0 | 0 | 0 | 0 | 0 | 0 | 1 | 1 | 1 | 1 | 1 | 1 | 1 | 1 | 1 | 1 | 1 | 0 | 0 | 0 | 0 | 0 | 0 | 15 | 0.66337 | 0.20792 | 0.079208 | 0.049505 | 0.76136 | 0 | 0 | 0 | 0 | 0 | 0 | 0 | 0 |  | 0.18549 | 0.18549 | 0.18493 | 0.18493 | 0.18493 | 0.18536 | 0.18564 | Warehouse - Refrigerated - Office (General) - Hol | 14 | 9 | 16 | 49 | 37.8752 | 0 | 0 | 49 | 37.8752 | 0 | 0 | 4.9 | 3.7875 | 0 | 0 | 0 | 0 | 0 | 0 | 0 | 0 | 0.7 | 0.7 | 0.7 | 0.7 | 0.7 | 0.7 | 0.7 | 0 | 0 | 0 | 0 | 0 | 0 | 0 | 0 | 0 |  | 35 | 34.1661 | 0 | 0 | 35 | 34.1661 | 0 | 0 | 3.5 | 3.4166 | 0 | 0 | 0 | 0 | 0 | 0 | 0 | 0 | 0.5 | 0.5 | 0.5 | 0.5 | 0.5 | 0.5 | 0.5 | 0 | 0 | 0 | 0 | 0 | 0 | 0 | 0 | 0 | 0.90026 | 0.925 | 0.9284 | 0.925
2308 | 23 | 8 | 8 | 4 |  |  | Warehouse - Refrigerated - Office (General) | Warehouse - Refrigerated - Office (General) | Warehouse - Refrigerated | Office (General) | Warehouse - Refrigerated - Office (General) |  | Warehouse - Refrigerated | Warehouse - Refrigerated - Office (General) | Refg Whs Admin | all | Open | 251 | 251 | 0.02 | 0.6635 | 0.6635 | 0.6635 | 0.6635 | 0.6635 | 0.5359 | 0.5359 | 0.01327 | 0.01327 | 0.01327 | 0.01327 | 0.01327 | 0.010718 | 0.010718 | 28.9361 | 28.9361 | 28.9361 | 28.9361 | 28.9361 | 23.3715 | 23.3715 | 0.0085923 | 0.0085923 | 0.0085923 | 0.0085923 | 0.0085923 | 0.0069399 | 0.0069399 | 3170.9458 | 3170.9458 | 3170.9458 | 3170.9458 | 3170.9458 | 3170.9458 | 3170.9458 | 0 | 0 | 0 | 0 | 0 | 0 | 0 | 0.6475 | 0.6475 | 0.6475 | 0.6475 | 0.6475 | 0.6475 | 0.6475 | 0 | 0 | 0 | 0 | 0 | 0 | 0 | 0.62966 | 0.62966 | 0.62966 | 0.62966 | 0.62966 | 0.50857 | 0.50857 | 0.012593 | 0.012593 | 0.012593 | 0.012593 | 0.012593 | 0.010171 | 0.010171 | 21.8627 | 21.8627 | 21.8627 | 21.8627 | 21.8627 | 17.6583 | 17.6583 | 0.0058244 | 0.0058244 | 0.0058244 | 0.0058244 | 0.0058244 | 0.0047043 | 0.0047043 | 2524.5626 | 2524.5626 | 2524.5626 | 2524.5626 | 2524.5626 | 2524.5626 | 2524.5626 | 0 | 0 | 0 | 0 | 0 | 0 | 0 | 0.4625 | 0.4625 | 0.4625 | 0.4625 | 0.4625 | 0.4625 | 0.4625 | 0 | 0 | 0 | 0 | 0 | 0 | 0 | Refg Whs Admin ILit all | Refg Whs Admin ILit all | 3521 | 15 | 70 | Refg Whs Admin ILit2 all | Refg Whs Admin ILit all | Refg Whs Admin ILit all | 3521 | 15 | 50 | 3521 | 8.6875 | 0.6475 | 0.15 | 0.15 | 0.15 | 0.15 | 0.15 | 0.15 | 0.15 | 0.7 | 0.7 | 0.7 | 0.7 | 0.7 | 0.7 | 0.7 | 0.7 | 0.7 | 0.7 | 0.7 | 0.15 | 0.15 | 0.15 | 0.15 | 0.15 | 0.15 | 6.9166 | 0.4625 | 0.15 | 0.15 | 0.15 | 0.15 | 0.15 | 0.15 | 0.15 | 0.5 | 0.5 | 0.5 | 0.5 | 0.5 | 0.5 | 0.5 | 0.5 | 0.5 | 0.5 | 0.5 | 0.15 | 0.15 | 0.15 | 0.15 | 0.15 | 0.15 | 0 | 0 | 0 | 0 | 0 | 0 | 0 | 1 | 1 | 1 | 1 | 1 | 1 | 1 | 1 | 1 | 1 | 1 | 0 | 0 | 0 | 0 | 0 | 0 | 0 | 0 | 0 | 0 | 0 | 0 | 0 | 1 | 1 | 1 | 1 | 1 | 1 | 1 | 1 | 1 | 1 | 1 | 0 | 0 | 0 | 0 | 0 | 0 | 15 | 0.66337 | 0.20792 | 0.079208 | 0.049505 | 0.76136 | 0.12916 | 0.001714 | 0.001714 | 0.001714 | 0.001714 | 0.001714 | 0.0013844 | 0.0013844 |  | 0.18549 | 0.18549 | 0.18493 | 0.18493 | 0.18493 | 0.18536 | 0.18564 | Warehouse - Refrigerated - Office (General) - all | 16 | 8 | 18 | 1757 | 423.5682 | 1757 | 423.5682 | 0 | 0 | 7 | 1.6875 | 0 | 0 | 0 | 0 | 0 | 0 | 0 | 0 | 0 | 0.7 | 0.7 | 0.7 | 0.7 | 0.7 | 0.7 | 0.7 | 0.7 | 0.7 | 0.7 | 0 | 0 | 0 | 0 | 0 | 0 | 0 |  | 1255 | 481.0691 | 1255 | 481.0691 | 0 | 0 | 5 | 1.9166 | 0 | 0 | 0 | 0 | 0 | 0 | 0 | 0 | 0 | 0.5 | 0.5 | 0.5 | 0.5 | 0.5 | 0.5 | 0.5 | 0.5 | 0.5 | 0.5 | 0 | 0 | 0 | 0 | 0 | 0 | 0 | 0.90026 | 0.925 | 0.9284 | 0.925
2309 | 23 | 9 | 5 | 1 |  |  |  |  | Warehouse - Refrigerated | Refrigerated (Cooled Storage) | Warehouse - Refrigerated - Refrigerated (Cooled Storage) |  | Warehouse - Refrigerated | Warehouse - Refrigerated - Refrigerated (Cooled Storage) | Refg Whs Cool | Sat | Open | 52 | 52 | 0.4995 | 0.40831 | 0.40831 | 0.30623 | 0.30623 | 0.30623 | 0.30623 | 0.35727 | 0 | 0 | 0 | 0 | 0 | 0 | 0 | 134.1571 | 134.1571 | 100.6178 | 100.6178 | 100.6178 | 100.6178 | 117.3874 | 0 | 0 | 0 | 0 | 0 | 0 | 0 | 0 | 0 | 0 | 0 | 0 | 0 | 0 | 0 | 0 | 0 | 0 | 0 | 0 | 0 | 0 | 0 | 0 | 0 | 0 | 0 | 0 | 0 | 0 | 0 | 0 | 0 | 0 | 0 | 0.38748 | 0.38748 | 0.29061 | 0.29061 | 0.29061 | 0.29061 | 0.33905 | 0 | 0 | 0 | 0 | 0 | 0 | 0 | 131.2207 | 131.2207 | 98.4155 | 98.4155 | 98.4155 | 98.4155 | 114.8181 | 0 | 0 | 0 | 0 | 0 | 0 | 0 | 0 | 0 | 0 | 0 | 0 | 0 | 0 | 0 | 0 | 0 | 0 | 0 | 0 | 0 | 0 | 0 | 0 | 0 | 0 | 0 | 0 | 0 | 0 | 0 | 0 | 0 | 0 | 0 | Refg Whs Cool ILit Sat | Refg Whs Cool ILit all | 3536 | 55 | 55 | Refg Whs Cool ILit2 Sat | Refg Whs Cool ILit Sat | Refg Whs Cool ILit all | 3536 | 55 | 55 | 3536 | 12.6499 | 0.5401 | 0.55 | 0.55 | 0.55 | 0.55 | 0.55 | 0.55 | 0.55 | 0.55 | 0.55 | 0.55 | 0.55 | 0.55 | 0.55 | 0.55 | 0.55 | 0.55 | 0.55 | 0.55 | 0.55 | 0.55 | 0.55 | 0.55 | 0.55 | 0.55 | 13.038 | 0.5401 | 0.55 | 0.55 | 0.55 | 0.55 | 0.55 | 0.55 | 0.55 | 0.55 | 0.55 | 0.55 | 0.55 | 0.55 | 0.55 | 0.55 | 0.55 | 0.55 | 0.55 | 0.55 | 0.55 | 0.55 | 0.55 | 0.55 | 0.55 | 0.55 | 0 | 0 | 0 | 0 | 0 | 0 | 0 | 0 | 0 | 0 | 0 | 0 | 0 | 0 | 0 | 0 | 0 | 0 | 0 | 0 | 0 | 0 | 0 | 0 | 0 | 0 | 0 | 0 | 0 | 0 | 0 | 0 | 0 | 0 | 0 | 0 | 0 | 0 | 0 | 0 | 0 | 0 | 0 | 0 | 0 | 0 | 0 | 0 | 15 | 0.66337 | 0.20792 | 0.079208 | 0.049505 | 0.76136 | 0 | 0 | 0 | 0 | 0 | 0 | 0 | 0 |  | 0.18549 | 0.18549 | 0.18493 | 0.18493 | 0.18493 | 0.18536 | 0.18564 | Warehouse - Refrigerated - Refrigerated (Cooled Storage) - Sat | 10 | 9 | 16 | 200.2 | 457.5956 | 0 | 0 | 200.2 | 457.5956 | 0 | 0 | 3.85 | 8.7999 | 0 | 0 | 0 | 0 | 0 | 0 | 0 | 0 | 0.55 | 0.55 | 0.55 | 0.55 | 0.55 | 0.55 | 0.55 | 0 | 0 | 0 | 0 | 0 | 0 | 0 | 0 | 0 |  | 200.2 | 477.7754 | 0 | 0 | 200.2 | 477.7754 | 0 | 0 | 3.85 | 9.188 | 0 | 0 | 0 | 0 | 0 | 0 | 0 | 0 | 0.55 | 0.55 | 0.55 | 0.55 | 0.55 | 0.55 | 0.55 | 0 | 0 | 0 | 0 | 0 | 0 | 0 | 0 | 0 | 0.95833 | 0.982 | 0.98773 | 0.982
2310 | 23 | 10 | 6 | 2 |  |  |  |  | Warehouse - Refrigerated | Refrigerated (Cooled Storage) | Warehouse - Refrigerated - Refrigerated (Cooled Storage) |  | Warehouse - Refrigerated | Warehouse - Refrigerated - Refrigerated (Cooled Storage) | Refg Whs Cool | Sun | Open | 52 | 52 | 0.4995 | 0.40831 | 0.40831 | 0.30623 | 0.30623 | 0.30623 | 0.30623 | 0.35727 | 0 | 0 | 0 | 0 | 0 | 0 | 0 | 134.1571 | 134.1571 | 100.6178 | 100.6178 | 100.6178 | 100.6178 | 117.3874 | 0 | 0 | 0 | 0 | 0 | 0 | 0 | 0 | 0 | 0 | 0 | 0 | 0 | 0 | 0 | 0 | 0 | 0 | 0 | 0 | 0 | 0 | 0 | 0 | 0 | 0 | 0 | 0 | 0 | 0 | 0 | 0 | 0 | 0 | 0 | 0.38748 | 0.38748 | 0.29061 | 0.29061 | 0.29061 | 0.29061 | 0.33905 | 0 | 0 | 0 | 0 | 0 | 0 | 0 | 131.2207 | 131.2207 | 98.4155 | 98.4155 | 98.4155 | 98.4155 | 114.8181 | 0 | 0 | 0 | 0 | 0 | 0 | 0 | 0 | 0 | 0 | 0 | 0 | 0 | 0 | 0 | 0 | 0 | 0 | 0 | 0 | 0 | 0 | 0 | 0 | 0 | 0 | 0 | 0 | 0 | 0 | 0 | 0 | 0 | 0 | 0 | Refg Whs Cool ILit Sun | Refg Whs Cool ILit all | 3536 | 55 | 55 | Refg Whs Cool ILit2 Sun | Refg Whs Cool ILit Sun | Refg Whs Cool ILit all | 3536 | 55 | 55 | 3536 | 12.6499 | 0.5401 | 0.55 | 0.55 | 0.55 | 0.55 | 0.55 | 0.55 | 0.55 | 0.55 | 0.55 | 0.55 | 0.55 | 0.55 | 0.55 | 0.55 | 0.55 | 0.55 | 0.55 | 0.55 | 0.55 | 0.55 | 0.55 | 0.55 | 0.55 | 0.55 | 13.038 | 0.5401 | 0.55 | 0.55 | 0.55 | 0.55 | 0.55 | 0.55 | 0.55 | 0.55 | 0.55 | 0.55 | 0.55 | 0.55 | 0.55 | 0.55 | 0.55 | 0.55 | 0.55 | 0.55 | 0.55 | 0.55 | 0.55 | 0.55 | 0.55 | 0.55 | 0 | 0 | 0 | 0 | 0 | 0 | 0 | 0 | 0 | 0 | 0 | 0 | 0 | 0 | 0 | 0 | 0 | 0 | 0 | 0 | 0 | 0 | 0 | 0 | 0 | 0 | 0 | 0 | 0 | 0 | 0 | 0 | 0 | 0 | 0 | 0 | 0 | 0 | 0 | 0 | 0 | 0 | 0 | 0 | 0 | 0 | 0 | 0 | 15 | 0.66337 | 0.20792 | 0.079208 | 0.049505 | 0.76136 | 0 | 0 | 0 | 0 | 0 | 0 | 0 | 0 |  | 0.18549 | 0.18549 | 0.18493 | 0.18493 | 0.18493 | 0.18536 | 0.18564 | Warehouse - Refrigerated - Refrigerated (Cooled Storage) - Sun | 12 | 9 | 16 | 200.2 | 457.5956 | 0 | 0 | 200.2 | 457.5956 | 0 | 0 | 3.85 | 8.7999 | 0 | 0 | 0 | 0 | 0 | 0 | 0 | 0 | 0.55 | 0.55 | 0.55 | 0.55 | 0.55 | 0.55 | 0.55 | 0 | 0 | 0 | 0 | 0 | 0 | 0 | 0 | 0 |  | 200.2 | 477.7754 | 0 | 0 | 200.2 | 477.7754 | 0 | 0 | 3.85 | 9.188 | 0 | 0 | 0 | 0 | 0 | 0 | 0 | 0 | 0.55 | 0.55 | 0.55 | 0.55 | 0.55 | 0.55 | 0.55 | 0 | 0 | 0 | 0 | 0 | 0 | 0 | 0 | 0 | 0.95833 | 0.982 | 0.98773 | 0.982
2311 | 23 | 11 | 7 | 3 |  |  |  |  | Warehouse - Refrigerated | Refrigerated (Cooled Storage) | Warehouse - Refrigerated - Refrigerated (Cooled Storage) |  | Warehouse - Refrigerated | Warehouse - Refrigerated - Refrigerated (Cooled Storage) | Refg Whs Cool | Hol | Open | 10 | 10 | 0.4995 | 0.40831 | 0.40831 | 0.30623 | 0.30623 | 0.30623 | 0.30623 | 0.35727 | 0 | 0 | 0 | 0 | 0 | 0 | 0 | 25.7994 | 25.7994 | 19.3496 | 19.3496 | 19.3496 | 19.3496 | 22.5745 | 0 | 0 | 0 | 0 | 0 | 0 | 0 | 0 | 0 | 0 | 0 | 0 | 0 | 0 | 0 | 0 | 0 | 0 | 0 | 0 | 0 | 0 | 0 | 0 | 0 | 0 | 0 | 0 | 0 | 0 | 0 | 0 | 0 | 0 | 0 | 0.38748 | 0.38748 | 0.29061 | 0.29061 | 0.29061 | 0.29061 | 0.33905 | 0 | 0 | 0 | 0 | 0 | 0 | 0 | 25.2348 | 25.2348 | 18.9261 | 18.9261 | 18.9261 | 18.9261 | 22.0804 | 0 | 0 | 0 | 0 | 0 | 0 | 0 | 0 | 0 | 0 | 0 | 0 | 0 | 0 | 0 | 0 | 0 | 0 | 0 | 0 | 0 | 0 | 0 | 0 | 0 | 0 | 0 | 0 | 0 | 0 | 0 | 0 | 0 | 0 | 0 | Refg Whs Cool ILit Hol | Refg Whs Cool ILit all | 3536 | 55 | 55 | Refg Whs Cool ILit2 Hol | Refg Whs Cool ILit Hol | Refg Whs Cool ILit all | 3536 | 55 | 55 | 3536 | 12.6499 | 0.5401 | 0.55 | 0.55 | 0.55 | 0.55 | 0.55 | 0.55 | 0.55 | 0.55 | 0.55 | 0.55 | 0.55 | 0.55 | 0.55 | 0.55 | 0.55 | 0.55 | 0.55 | 0.55 | 0.55 | 0.55 | 0.55 | 0.55 | 0.55 | 0.55 | 13.038 | 0.5401 | 0.55 | 0.55 | 0.55 | 0.55 | 0.55 | 0.55 | 0.55 | 0.55 | 0.55 | 0.55 | 0.55 | 0.55 | 0.55 | 0.55 | 0.55 | 0.55 | 0.55 | 0.55 | 0.55 | 0.55 | 0.55 | 0.55 | 0.55 | 0.55 | 0 | 0 | 0 | 0 | 0 | 0 | 0 | 0 | 0 | 0 | 0 | 0 | 0 | 0 | 0 | 0 | 0 | 0 | 0 | 0 | 0 | 0 | 0 | 0 | 0 | 0 | 0 | 0 | 0 | 0 | 0 | 0 | 0 | 0 | 0 | 0 | 0 | 0 | 0 | 0 | 0 | 0 | 0 | 0 | 0 | 0 | 0 | 0 | 15 | 0.66337 | 0.20792 | 0.079208 | 0.049505 | 0.76136 | 0 | 0 | 0 | 0 | 0 | 0 | 0 | 0 |  | 0.18549 | 0.18549 | 0.18493 | 0.18493 | 0.18493 | 0.18536 | 0.18564 | Warehouse - Refrigerated - Refrigerated (Cooled Storage) - Hol | 14 | 9 | 16 | 38.5 | 87.9991 | 0 | 0 | 38.5 | 87.9991 | 0 | 0 | 3.85 | 8.7999 | 0 | 0 | 0 | 0 | 0 | 0 | 0 | 0 | 0.55 | 0.55 | 0.55 | 0.55 | 0.55 | 0.55 | 0.55 | 0 | 0 | 0 | 0 | 0 | 0 | 0 | 0 | 0 |  | 38.5 | 91.8799 | 0 | 0 | 38.5 | 91.8799 | 0 | 0 | 3.85 | 9.188 | 0 | 0 | 0 | 0 | 0 | 0 | 0 | 0 | 0.55 | 0.55 | 0.55 | 0.55 | 0.55 | 0.55 | 0.55 | 0 | 0 | 0 | 0 | 0 | 0 | 0 | 0 | 0 | 0.95833 | 0.982 | 0.98773 | 0.982
2312 | 23 | 12 | 8 | 4 |  |  | Warehouse - Refrigerated - Refrigerated (Cooled Storage) | Warehouse - Refrigerated - Refrigerated (Cooled Storage) | Warehouse - Refrigerated | Refrigerated (Cooled Storage) | Warehouse - Refrigerated - Refrigerated (Cooled Storage) |  | Warehouse - Refrigerated | Warehouse - Refrigerated - Refrigerated (Cooled Storage) | Refg Whs Cool | all | Open | 251 | 251 | 0.4995 | 0.40831 | 0.40831 | 0.30623 | 0.30623 | 0.30623 | 0.30623 | 0.35727 | 0.20395 | 0.20395 | 0.15296 | 0.15296 | 0.15296 | 0.15296 | 0.17846 | 647.5658 | 647.5658 | 485.6743 | 485.6743 | 485.6743 | 485.6743 | 566.6201 | 0.11015 | 0.11015 | 0.082615 | 0.082615 | 0.082615 | 0.082615 | 0.096384 | 4617.2188 | 4617.2188 | 4617.2188 | 4617.2188 | 4617.2188 | 4617.2188 | 4617.2188 | 0 | 0 | 0 | 0 | 0 | 0 | 0 | 0.5401 | 0.5401 | 0.5401 | 0.5401 | 0.5401 | 0.5401 | 0.5401 | 0 | 0 | 0 | 0 | 0 | 0 | 0 | 0.38748 | 0.38748 | 0.29061 | 0.29061 | 0.29061 | 0.29061 | 0.33905 | 0.19355 | 0.19355 | 0.14516 | 0.14516 | 0.14516 | 0.14516 | 0.16935 | 633.3923 | 633.3923 | 475.0442 | 475.0442 | 475.0442 | 475.0442 | 554.2182 | 0.10454 | 0.10454 | 0.078401 | 0.078401 | 0.078401 | 0.078401 | 0.091468 | 4758.8658 | 4758.8658 | 4758.8658 | 4758.8658 | 4758.8658 | 4758.8658 | 4758.8658 | 0 | 0 | 0 | 0 | 0 | 0 | 0 | 0.5401 | 0.5401 | 0.5401 | 0.5401 | 0.5401 | 0.5401 | 0.5401 | 0 | 0 | 0 | 0 | 0 | 0 | 0 | Refg Whs Cool ILit all | Refg Whs Cool ILit all | 3535 | 55 | 55 | Refg Whs Cool ILit2 all | Refg Whs Cool ILit all | Refg Whs Cool ILit all | 3535 | 55 | 55 | 3535 | 12.6499 | 0.5401 | 0.55 | 0.55 | 0.55 | 0.55 | 0.55 | 0.55 | 0.55 | 0.55 | 0.55 | 0.55 | 0.55 | 0.55 | 0.55 | 0.55 | 0.55 | 0.55 | 0.55 | 0.55 | 0.55 | 0.55 | 0.55 | 0.55 | 0.55 | 0.55 | 13.038 | 0.5401 | 0.55 | 0.55 | 0.55 | 0.55 | 0.55 | 0.55 | 0.55 | 0.55 | 0.55 | 0.55 | 0.55 | 0.55 | 0.55 | 0.55 | 0.55 | 0.55 | 0.55 | 0.55 | 0.55 | 0.55 | 0.55 | 0.55 | 0.55 | 0.55 | 0 | 0 | 0 | 0 | 0 | 0 | 0 | 0 | 0 | 0 | 0 | 0 | 0 | 0 | 0 | 0 | 0 | 0 | 0 | 0 | 0 | 0 | 0 | 0 | 0 | 0 | 0 | 0 | 0 | 0 | 0 | 0 | 0 | 0 | 0 | 0 | 0 | 0 | 0 | 0 | 0 | 0 | 0 | 0 | 0 | 0 | 0 | 0 | 15 | 0.66337 | 0.20792 | 0.079208 | 0.049505 | 0.76136 | 0.18756 | 0.038254 | 0.038254 | 0.02869 | 0.02869 | 0.02869 | 0.02869 | 0.033472 |  | 0.18549 | 0.18549 | 0.18493 | 0.18493 | 0.18493 | 0.18536 | 0.18564 | Warehouse - Refrigerated - Refrigerated (Cooled Storage) - all | 16 | 8 | 18 | 1380.5 | 1794.6285 | 1380.5 | 1794.6285 | 0 | 0 | 5.5 | 7.1499 | 0 | 0 | 0 | 0 | 0 | 0 | 0 | 0 | 0 | 0.55 | 0.55 | 0.55 | 0.55 | 0.55 | 0.55 | 0.55 | 0.55 | 0.55 | 0.55 | 0 | 0 | 0 | 0 | 0 | 0 | 0 |  | 1380.5 | 1892.0351 | 1380.5 | 1892.0351 | 0 | 0 | 5.5 | 7.538 | 0 | 0 | 0 | 0 | 0 | 0 | 0 | 0 | 0 | 0.55 | 0.55 | 0.55 | 0.55 | 0.55 | 0.55 | 0.55 | 0.55 | 0.55 | 0.55 | 0 | 0 | 0 | 0 | 0 | 0 | 0 | 0.95833 | 0.982 | 0.98773 | 0.982
2313 | 23 | 13 | 5 | 1 |  |  |  |  | Warehouse - Refrigerated | Refrigerated (Frozen Storage) | Warehouse - Refrigerated - Refrigerated (Frozen Storage) |  | Warehouse - Refrigerated | Warehouse - Refrigerated - Refrigerated (Frozen Storage) | Refg Whs Cold | Sat | Open | 52 | 52 | 0.4005 | 0.40831 | 0.40831 | 0.30623 | 0.30623 | 0.30623 | 0.30623 | 0.35727 | 0 | 0 | 0 | 0 | 0 | 0 | 0 | 107.5674 | 107.5674 | 80.6755 | 80.6755 | 80.6755 | 80.6755 | 94.1214 | 0 | 0 | 0 | 0 | 0 | 0 | 0 | 0 | 0 | 0 | 0 | 0 | 0 | 0 | 0 | 0 | 0 | 0 | 0 | 0 | 0 | 0 | 0 | 0 | 0 | 0 | 0 | 0 | 0 | 0 | 0 | 0 | 0 | 0 | 0 | 0.38748 | 0.38748 | 0.29061 | 0.29061 | 0.29061 | 0.29061 | 0.33905 | 0 | 0 | 0 | 0 | 0 | 0 | 0 | 105.213 | 105.213 | 78.9098 | 78.9098 | 78.9098 | 78.9098 | 92.0614 | 0 | 0 | 0 | 0 | 0 | 0 | 0 | 0 | 0 | 0 | 0 | 0 | 0 | 0 | 0 | 0 | 0 | 0 | 0 | 0 | 0 | 0 | 0 | 0 | 0 | 0 | 0 | 0 | 0 | 0 | 0 | 0 | 0 | 0 | 0 | Refg Whs Cold ILit Sat | Refg Whs Cold ILit all | 3536 | 55 | 55 | Refg Whs Cold ILit2 Sat | Refg Whs Cold ILit Sat | Refg Whs Cold ILit all | 3536 | 55 | 55 | 3536 | 12.6499 | 0.5401 | 0.55 | 0.55 | 0.55 | 0.55 | 0.55 | 0.55 | 0.55 | 0.55 | 0.55 | 0.55 | 0.55 | 0.55 | 0.55 | 0.55 | 0.55 | 0.55 | 0.55 | 0.55 | 0.55 | 0.55 | 0.55 | 0.55 | 0.55 | 0.55 | 13.038 | 0.5401 | 0.55 | 0.55 | 0.55 | 0.55 | 0.55 | 0.55 | 0.55 | 0.55 | 0.55 | 0.55 | 0.55 | 0.55 | 0.55 | 0.55 | 0.55 | 0.55 | 0.55 | 0.55 | 0.55 | 0.55 | 0.55 | 0.55 | 0.55 | 0.55 | 0 | 0 | 0 | 0 | 0 | 0 | 0 | 0 | 0 | 0 | 0 | 0 | 0 | 0 | 0 | 0 | 0 | 0 | 0 | 0 | 0 | 0 | 0 | 0 | 0 | 0 | 0 | 0 | 0 | 0 | 0 | 0 | 0 | 0 | 0 | 0 | 0 | 0 | 0 | 0 | 0 | 0 | 0 | 0 | 0 | 0 | 0 | 0 | 15 | 0.66337 | 0.20792 | 0.079208 | 0.049505 | 0.76136 | 0 | 0 | 0 | 0 | 0 | 0 | 0 | 0 |  | 0.18549 | 0.18549 | 0.18493 | 0.18493 | 0.18493 | 0.18536 | 0.18564 | Warehouse - Refrigerated - Refrigerated (Frozen Storage) - Sat | 10 | 9 | 16 | 200.2 | 457.5956 | 0 | 0 | 200.2 | 457.5956 | 0 | 0 | 3.85 | 8.7999 | 0 | 0 | 0 | 0 | 0 | 0 | 0 | 0 | 0.55 | 0.55 | 0.55 | 0.55 | 0.55 | 0.55 | 0.55 | 0 | 0 | 0 | 0 | 0 | 0 | 0 | 0 | 0 |  | 200.2 | 477.7754 | 0 | 0 | 200.2 | 477.7754 | 0 | 0 | 3.85 | 9.188 | 0 | 0 | 0 | 0 | 0 | 0 | 0 | 0 | 0.55 | 0.55 | 0.55 | 0.55 | 0.55 | 0.55 | 0.55 | 0 | 0 | 0 | 0 | 0 | 0 | 0 | 0 | 0 | 0.95833 | 0.982 | 0.98773 | 0.982
2314 | 23 | 14 | 6 | 2 |  |  |  |  | Warehouse - Refrigerated | Refrigerated (Frozen Storage) | Warehouse - Refrigerated - Refrigerated (Frozen Storage) |  | Warehouse - Refrigerated | Warehouse - Refrigerated - Refrigerated (Frozen Storage) | Refg Whs Cold | Sun | Open | 52 | 52 | 0.4005 | 0.40831 | 0.40831 | 0.30623 | 0.30623 | 0.30623 | 0.30623 | 0.35727 | 0 | 0 | 0 | 0 | 0 | 0 | 0 | 107.5674 | 107.5674 | 80.6755 | 80.6755 | 80.6755 | 80.6755 | 94.1214 | 0 | 0 | 0 | 0 | 0 | 0 | 0 | 0 | 0 | 0 | 0 | 0 | 0 | 0 | 0 | 0 | 0 | 0 | 0 | 0 | 0 | 0 | 0 | 0 | 0 | 0 | 0 | 0 | 0 | 0 | 0 | 0 | 0 | 0 | 0 | 0.38748 | 0.38748 | 0.29061 | 0.29061 | 0.29061 | 0.29061 | 0.33905 | 0 | 0 | 0 | 0 | 0 | 0 | 0 | 105.213 | 105.213 | 78.9098 | 78.9098 | 78.9098 | 78.9098 | 92.0614 | 0 | 0 | 0 | 0 | 0 | 0 | 0 | 0 | 0 | 0 | 0 | 0 | 0 | 0 | 0 | 0 | 0 | 0 | 0 | 0 | 0 | 0 | 0 | 0 | 0 | 0 | 0 | 0 | 0 | 0 | 0 | 0 | 0 | 0 | 0 | Refg Whs Cold ILit Sun | Refg Whs Cold ILit all | 3536 | 55 | 55 | Refg Whs Cold ILit2 Sun | Refg Whs Cold ILit Sun | Refg Whs Cold ILit all | 3536 | 55 | 55 | 3536 | 12.6499 | 0.5401 | 0.55 | 0.55 | 0.55 | 0.55 | 0.55 | 0.55 | 0.55 | 0.55 | 0.55 | 0.55 | 0.55 | 0.55 | 0.55 | 0.55 | 0.55 | 0.55 | 0.55 | 0.55 | 0.55 | 0.55 | 0.55 | 0.55 | 0.55 | 0.55 | 13.038 | 0.5401 | 0.55 | 0.55 | 0.55 | 0.55 | 0.55 | 0.55 | 0.55 | 0.55 | 0.55 | 0.55 | 0.55 | 0.55 | 0.55 | 0.55 | 0.55 | 0.55 | 0.55 | 0.55 | 0.55 | 0.55 | 0.55 | 0.55 | 0.55 | 0.55 | 0 | 0 | 0 | 0 | 0 | 0 | 0 | 0 | 0 | 0 | 0 | 0 | 0 | 0 | 0 | 0 | 0 | 0 | 0 | 0 | 0 | 0 | 0 | 0 | 0 | 0 | 0 | 0 | 0 | 0 | 0 | 0 | 0 | 0 | 0 | 0 | 0 | 0 | 0 | 0 | 0 | 0 | 0 | 0 | 0 | 0 | 0 | 0 | 15 | 0.66337 | 0.20792 | 0.079208 | 0.049505 | 0.76136 | 0 | 0 | 0 | 0 | 0 | 0 | 0 | 0 |  | 0.18549 | 0.18549 | 0.18493 | 0.18493 | 0.18493 | 0.18536 | 0.18564 | Warehouse - Refrigerated - Refrigerated (Frozen Storage) - Sun | 12 | 9 | 16 | 200.2 | 457.5956 | 0 | 0 | 200.2 | 457.5956 | 0 | 0 | 3.85 | 8.7999 | 0 | 0 | 0 | 0 | 0 | 0 | 0 | 0 | 0.55 | 0.55 | 0.55 | 0.55 | 0.55 | 0.55 | 0.55 | 0 | 0 | 0 | 0 | 0 | 0 | 0 | 0 | 0 |  | 200.2 | 477.7754 | 0 | 0 | 200.2 | 477.7754 | 0 | 0 | 3.85 | 9.188 | 0 | 0 | 0 | 0 | 0 | 0 | 0 | 0 | 0.55 | 0.55 | 0.55 | 0.55 | 0.55 | 0.55 | 0.55 | 0 | 0 | 0 | 0 | 0 | 0 | 0 | 0 | 0 | 0.95833 | 0.982 | 0.98773 | 0.982
2315 | 23 | 15 | 7 | 3 |  |  |  |  | Warehouse - Refrigerated | Refrigerated (Frozen Storage) | Warehouse - Refrigerated - Refrigerated (Frozen Storage) |  | Warehouse - Refrigerated | Warehouse - Refrigerated - Refrigerated (Frozen Storage) | Refg Whs Cold | Hol | Open | 10 | 10 | 0.4005 | 0.40831 | 0.40831 | 0.30623 | 0.30623 | 0.30623 | 0.30623 | 0.35727 | 0 | 0 | 0 | 0 | 0 | 0 | 0 | 20.686 | 20.686 | 15.5145 | 15.5145 | 15.5145 | 15.5145 | 18.1003 | 0 | 0 | 0 | 0 | 0 | 0 | 0 | 0 | 0 | 0 | 0 | 0 | 0 | 0 | 0 | 0 | 0 | 0 | 0 | 0 | 0 | 0 | 0 | 0 | 0 | 0 | 0 | 0 | 0 | 0 | 0 | 0 | 0 | 0 | 0 | 0.38748 | 0.38748 | 0.29061 | 0.29061 | 0.29061 | 0.29061 | 0.33905 | 0 | 0 | 0 | 0 | 0 | 0 | 0 | 20.2333 | 20.2333 | 15.175 | 15.175 | 15.175 | 15.175 | 17.7041 | 0 | 0 | 0 | 0 | 0 | 0 | 0 | 0 | 0 | 0 | 0 | 0 | 0 | 0 | 0 | 0 | 0 | 0 | 0 | 0 | 0 | 0 | 0 | 0 | 0 | 0 | 0 | 0 | 0 | 0 | 0 | 0 | 0 | 0 | 0 | Refg Whs Cold ILit Hol | Refg Whs Cold ILit all | 3536 | 55 | 55 | Refg Whs Cold ILit2 Hol | Refg Whs Cold ILit Hol | Refg Whs Cold ILit all | 3536 | 55 | 55 | 3536 | 12.6499 | 0.5401 | 0.55 | 0.55 | 0.55 | 0.55 | 0.55 | 0.55 | 0.55 | 0.55 | 0.55 | 0.55 | 0.55 | 0.55 | 0.55 | 0.55 | 0.55 | 0.55 | 0.55 | 0.55 | 0.55 | 0.55 | 0.55 | 0.55 | 0.55 | 0.55 | 13.038 | 0.5401 | 0.55 | 0.55 | 0.55 | 0.55 | 0.55 | 0.55 | 0.55 | 0.55 | 0.55 | 0.55 | 0.55 | 0.55 | 0.55 | 0.55 | 0.55 | 0.55 | 0.55 | 0.55 | 0.55 | 0.55 | 0.55 | 0.55 | 0.55 | 0.55 | 0 | 0 | 0 | 0 | 0 | 0 | 0 | 0 | 0 | 0 | 0 | 0 | 0 | 0 | 0 | 0 | 0 | 0 | 0 | 0 | 0 | 0 | 0 | 0 | 0 | 0 | 0 | 0 | 0 | 0 | 0 | 0 | 0 | 0 | 0 | 0 | 0 | 0 | 0 | 0 | 0 | 0 | 0 | 0 | 0 | 0 | 0 | 0 | 15 | 0.66337 | 0.20792 | 0.079208 | 0.049505 | 0.76136 | 0 | 0 | 0 | 0 | 0 | 0 | 0 | 0 |  | 0.18549 | 0.18549 | 0.18493 | 0.18493 | 0.18493 | 0.18536 | 0.18564 | Warehouse - Refrigerated - Refrigerated (Frozen Storage) - Hol | 14 | 9 | 16 | 38.5 | 87.9991 | 0 | 0 | 38.5 | 87.9991 | 0 | 0 | 3.85 | 8.7999 | 0 | 0 | 0 | 0 | 0 | 0 | 0 | 0 | 0.55 | 0.55 | 0.55 | 0.55 | 0.55 | 0.55 | 0.55 | 0 | 0 | 0 | 0 | 0 | 0 | 0 | 0 | 0 |  | 38.5 | 91.8799 | 0 | 0 | 38.5 | 91.8799 | 0 | 0 | 3.85 | 9.188 | 0 | 0 | 0 | 0 | 0 | 0 | 0 | 0 | 0.55 | 0.55 | 0.55 | 0.55 | 0.55 | 0.55 | 0.55 | 0 | 0 | 0 | 0 | 0 | 0 | 0 | 0 | 0 | 0.95833 | 0.982 | 0.98773 | 0.982
2316 | 23 | 16 | 8 | 4 | Warehouse - Refrigerated | Warehouse - Refrigerated | Warehouse - Refrigerated - Refrigerated (Frozen Storage) | Warehouse - Refrigerated - Refrigerated (Frozen Storage) | Warehouse - Refrigerated | Refrigerated (Frozen Storage) | Warehouse - Refrigerated - Refrigerated (Frozen Storage) |  | Warehouse - Refrigerated | Warehouse - Refrigerated - Refrigerated (Frozen Storage) | Refg Whs Cold | all | Open | 251 | 251 | 0.4005 | 0.40831 | 0.40831 | 0.30623 | 0.30623 | 0.30623 | 0.30623 | 0.35727 | 0.16353 | 0.16353 | 0.12265 | 0.12265 | 0.12265 | 0.12265 | 0.14309 | 519.2194 | 519.2194 | 389.4146 | 389.4146 | 389.4146 | 389.4146 | 454.317 | 0.088321 | 0.088321 | 0.066241 | 0.066241 | 0.066241 | 0.066241 | 0.077281 | 4617.2188 | 4617.2188 | 4617.2188 | 4617.2188 | 4617.2188 | 4617.2188 | 4617.2188 | 4555.2493 | 4555.2493 | 4542.4333 | 4542.4333 | 4542.4333 | 4553.1313 | 4561.0217 | 0.5401 | 0.5401 | 0.5401 | 0.5401 | 0.5401 | 0.5401 | 0.5401 | 0.54241 | 0.54241 | 0.54361 | 0.54361 | 0.54361 | 0.54279 | 0.54246 | 0.38748 | 0.38748 | 0.29061 | 0.29061 | 0.29061 | 0.29061 | 0.33905 | 0.15519 | 0.15519 | 0.11639 | 0.11639 | 0.11639 | 0.11639 | 0.13579 | 507.8551 | 507.8551 | 380.8913 | 380.8913 | 380.8913 | 380.8913 | 444.3732 | 0.083817 | 0.083817 | 0.062862 | 0.062862 | 0.062862 | 0.062862 | 0.073339 | 4758.8658 | 4758.8658 | 4758.8658 | 4758.8658 | 4758.8658 | 4758.8658 | 4758.8658 | 4686.3224 | 4686.3224 | 4664.0582 | 4664.0582 | 4664.0582 | 4680.7469 | 4690.3649 | 0.5401 | 0.5401 | 0.5401 | 0.5401 | 0.5401 | 0.5401 | 0.5401 | 0.53686 | 0.53686 | 0.53616 | 0.53616 | 0.53616 | 0.53673 | 0.53715 | Refg Whs Cold ILit all | Refg Whs Cold ILit all | 3535 | 55 | 55 | Refg Whs Cold ILit2 all | Refg Whs Cold ILit all | Refg Whs Cold ILit all | 3535 | 55 | 55 | 3535 | 12.6499 | 0.5401 | 0.55 | 0.55 | 0.55 | 0.55 | 0.55 | 0.55 | 0.55 | 0.55 | 0.55 | 0.55 | 0.55 | 0.55 | 0.55 | 0.55 | 0.55 | 0.55 | 0.55 | 0.55 | 0.55 | 0.55 | 0.55 | 0.55 | 0.55 | 0.55 | 13.038 | 0.5401 | 0.55 | 0.55 | 0.55 | 0.55 | 0.55 | 0.55 | 0.55 | 0.55 | 0.55 | 0.55 | 0.55 | 0.55 | 0.55 | 0.55 | 0.55 | 0.55 | 0.55 | 0.55 | 0.55 | 0.55 | 0.55 | 0.55 | 0.55 | 0.55 | 0 | 0 | 0 | 0 | 0 | 0 | 0 | 0 | 0 | 0 | 0 | 0 | 0 | 0 | 0 | 0 | 0 | 0 | 0 | 0 | 0 | 0 | 0 | 0 | 0 | 0 | 0 | 0 | 0 | 0 | 0 | 0 | 0 | 0 | 0 | 0 | 0 | 0 | 0 | 0 | 0 | 0 | 0 | 0 | 0 | 0 | 0 | 0 | 15 | 0.66337 | 0.20792 | 0.079208 | 0.049505 | 0.76136 | 0.18756 | 0.030672 | 0.030672 | 0.023004 | 0.023004 | 0.023004 | 0.023004 | 0.026838 | Warehouse - Refrigerated | 0.18549 | 0.18549 | 0.18493 | 0.18493 | 0.18493 | 0.18536 | 0.18564 | Warehouse - Refrigerated - Refrigerated (Frozen Storage) - all | 16 | 8 | 18 | 1380.5 | 1794.6285 | 1380.5 | 1794.6285 | 0 | 0 | 5.5 | 7.1499 | 0 | 0 | 0 | 0 | 0 | 0 | 0 | 0 | 0 | 0.55 | 0.55 | 0.55 | 0.55 | 0.55 | 0.55 | 0.55 | 0.55 | 0.55 | 0.55 | 0 | 0 | 0 | 0 | 0 | 0 | 0 |  | 1380.5 | 1892.0351 | 1380.5 | 1892.0351 | 0 | 0 | 5.5 | 7.538 | 0 | 0 | 0 | 0 | 0 | 0 | 0 | 0 | 0 | 0.55 | 0.55 | 0.55 | 0.55 | 0.55 | 0.55 | 0.55 | 0.55 | 0.55 | 0.55 | 0 | 0 | 0 | 0 | 0 | 0 | 0 | 0.95833 | 0.982 | 0.98773 | 0.982

## 2013LtgProfilesByBldgOccSens
[8 empty] | 1 | 2 | 3 | 4 | 5 | 6 | 7 | 8 | 9 | 10 | 11 | 12 | 13 | 14 | 15 | 16 | 17 | 18 | 19 | 20 | 21 | 22 | 23 | 24 | 25 | 26 | 27 | 28 | 29 | 30 | 31 | 32 | 33 | 34 | 35 | 36 | 37 | 38 | 39 | 40 | 41 | 42 | 43 | 44 | 45 | 46 | 47 | 48 | 49 | 50 | 51 | 52 | 53 | 54 | 55 | 56 | 57 | 58 | 59 | 60 | 61 | 62 | 63 | 64 | 65 | 66 | 67 | 68 | 69 | 70 | 71 | 72 | 73 | 74 | 75 | 76 | 77 | 78 | 79 | 80 | 81 | 82 | 83 | 84 | 85 | 86 | 87 | 88 | 89 | 90 | 91 | 92 | 93 | 94 | 95 | 96 | 97 | 98 | 99 | 100 | 101 | 102 | 103 | 104 | 105 | 106 | 107 | 108 | 109 | 110 | 111 | 112 | 113 | 114 | 115 | 116 | 117 | 118 | 119 | 120 | 121 | 122 | 123 | 124 | 125 | [173 empty] | CFL
[21 empty] | LF/HID LPD | [55 empty] | CFL LPD | [167 empty] | 6 | 7 | 8 | 9 | 10 |  |  | LFHID | [7 empty] | LF/HID | [6 empty] | 1 | 2 | 3 | 4 | 5 | 6 | 7 | 8 | 9 | 10 | 11 | 12 | 13 | 14 | 15 | 16 | 17 | 18 | 19 | 20 | 21 | 22 | 23 | 24 | 25 | 26 | 27 | 28 | 29 | 30 | 31 | 32 | 33 | 34 | 35 | 36 | 37 | 38 | 39 | 40 | 41 | 42 | 43 | 44 | 45 | 46 | 47 | 48 | 49
[21 empty] | 8 | 9 | 10 | 11 | 12 | 13 | 14 | LF/HID Wattage x Area | [6 empty] | LF/HID Wattage x Area x Total Hours | [6 empty] | LF/HID Wattage x Area x CDF | [6 empty] | LF/HID EFLH by Area | [6 empty] | LF/HID EFLH by Building | [6 empty] | LF/HID CDF by Area | [6 empty] | LF/HID CDF by Building | [6 empty] | 8 | 9 | 10 | 11 | 12 | 13 | 14 | CFL Wattage x Area | [6 empty] | CFL Wattage x Area x Total Hours | [6 empty] | CFL Wattage x Area x CDF | [6 empty] | CFL EFLH by Area | [6 empty] | CFL EFLH by Building | [6 empty] | CFL CDF by Area | [6 empty] | CFL CDF by Building | [6 empty] | LF Profile |  |  |  |  | CFL Profile | [5 empty] | General Lighting Profile | [52 empty] | Normalized Linear Fluorscent Profile | [23 empty] | Normalized Compact Fluorescent Profiles | [23 empty] | Occ Sensor Usage Reduction | [6 empty] | Demand Reduction * LPD by Act Area Option 4 | [7 empty] | Demand Reduction by Building Type Option 4 | [10 empty] | Total |  | WD |  | WE |  | WD |  | WE | [26 empty] | Total |  | WD |  | WE |  | WD |  | WE | [25 empty] | LF/HID Reductions |  | CFL Reductions
|  |  |  | Days Column | Building EFLH Lookup | Building CDF Lookup | Activity Area EFLH Lookup | Activity Area CDF Lookup | Building Type | Activity Area | Building Type + Activity Area | Period | Building Type + Period | Building Type + Activity Area + Period | Schedule Group | Day Type | Open or Closed | # of Days | Days | Area Frac | <1978 | 1978 - 1992 | 1993 - 2001 | 2002 - 2005 | 2006 - 2009 | 2010-2013 | >2013 | <1978 | 1978 - 1992 | 1993 - 2001 | 2002 - 2005 | 2006 - 2009 | 2010-2013 | >2013 | <1978 | 1978 - 1992 | 1993 - 2001 | 2002 - 2005 | 2006 - 2009 | 2010-2013 | >2013 | <1978 | 1978 - 1992 | 1993 - 2001 | 2002 - 2005 | 2006 - 2009 | 2010-2013 | >2013 | <1978 | 1978 - 1992 | 1993 - 2001 | 2002 - 2005 | 2006 - 2009 | 2010-2013 | >2013 | <1978 | 1978 - 1992 | 1993 - 2001 | 2002 - 2005 | 2006 - 2009 | 2010-2013 | >2013 | <1978 | 1978 - 1992 | 1993 - 2001 | 2002 - 2005 | 2006 - 2009 | 2010-2013 | >2013 | <1978 | 1978 - 1992 | 1993 - 2001 | 2002 - 2005 | 2006 - 2009 | 2010-2013 | >2013 | <1978 | 1978 - 1992 | 1993 - 2001 | 2002 - 2005 | 2006 - 2009 | 2010-2013 | >2013 | <1978 | 1978 - 1992 | 1993 - 2001 | 2002 - 2005 | 2006 - 2009 | 2010-2013 | >2013 | <1978 | 1978 - 1992 | 1993 - 2001 | 2002 - 2005 | 2006 - 2009 | 2010-2013 | >2013 | <1978 | 1978 - 1992 | 1993 - 2001 | 2002 - 2005 | 2006 - 2009 | 2010-2013 | >2013 | <1978 | 1978 - 1992 | 1993 - 2001 | 2002 - 2005 | 2006 - 2009 | 2010-2013 | >2013 | <1978 | 1978 - 1992 | 1993 - 2001 | 2002 - 2005 | 2006 - 2009 | 2010-2013 | >2013 | <1978 | 1978 - 1992 | 1993 - 2001 | 2002 - 2005 | 2006 - 2009 | 2010-2013 | >2013 | <1978 | 1978 - 1992 | 1993 - 2001 | 2002 - 2005 | 2006 - 2009 | 2010-2013 | >2013 | Profile Description Pass 1 | Profile Description Pass 2 | Profile ID | Min | Max |  | Profile Description Pass 1 | Profile Description Pass 2 | Profile ID | Min | Max | Profile ID | LF EFLH | LF CDF | 1 | 2 | 3 | 4 | 5 | 6 | 7 | 8 | 9 | 10 | 11 | 12 | 13 | 14 | 15 | 16 | 17 | 18 | 19 | 20 | 21 | 22 | 23 | 24 | CFL EFLH | CFL CDF | 1 | 2 | 3 | 4 | 5 | 6 | 7 | 8 | 9 | 10 | 11 | 12 | 13 | 14 | 15 | 16 | 17 | 18 | 19 | 20 | 21 | 22 | 23 | 24 | 1 | 2 | 3 | 4 | 5 | 6 | 7 | 8 | 9 | 10 | 11 | 12 | 13 | 14 | 15 | 16 | 17 | 18 | 19 | 20 | 21 | 22 | 23 | 24 | 1 | 2 | 3 | 4 | 5 | 6 | 7 | 8 | 9 | 10 | 11 | 12 | 13 | 14 | 15 | 16 | 17 | 18 | 19 | 20 | 21 | 22 | 23 | 24 | Reduction | Weekday Open | Weekday Closed | Weekend Open | Weekend Closed | Fraction of Weekday Open | Demand Reduction | < 1978 | 1978 - 1992 | 1993 - 2001 | 2002 - 2005 | 2006-2009 | 2010-2013 | >2013 | Building Type | < 1978 | 1978 - 1992 | 1993 - 2001 | 2002 - 2005 | 2006-2009 | 2010-2013 | >2013 |  |  | Open | Closed | Open | Closed | Open | Closed | Open | Closed | Open | Closed | Open | Closed | 1 | 2 | 3 | 4 | 5 | 6 | 7 | 8 | 9 | 10 | 11 | 12 | 13 | 14 | 15 | 16 | 17 | 18 | 19 | 20 | 21 | 22 | 23 | 24 |  | Open | Closed | Open | Closed | Open | Closed | Open | Closed | Open | Closed | 1 | 2 | 3 | 4 | 5 | 6 | 7 | 8 | 9 | 10 | 11 | 12 | 13 | 14 | 15 | 16 | 17 | 18 | 19 | 20 | 21 | 22 | 23 | 24 | EFLH | Demand | EFLH | Demand
101 | 1 | 1 | 5 | 1 |  |  |  |  | Assembly | Auditorium | Assembly - Auditorium |  | Assembly | Assembly - Auditorium | Assembly Auditorium | Sat | Open | 52 | 52 | 0.7658 | 0.8475 | 0.8475 | 0.8475 | 0.678 | 0.678 | 0.678 | 0.678 | 0 | 0 | 0 | 0 | 0 | 0 | 0 | 195.2997 | 195.2997 | 195.2997 | 156.2398 | 156.2398 | 156.2398 | 156.2398 | 0 | 0 | 0 | 0 | 0 | 0 | 0 | 0 | 0 | 0 | 0 | 0 | 0 | 0 | 0 | 0 | 0 | 0 | 0 | 0 | 0 | 0 | 0 | 0 | 0 | 0 | 0 | 0 | 0 | 0 | 0 | 0 | 0 | 0 | 0 | 0.57695 | 0.57695 | 0.57695 | 0.46156 | 0.46156 | 0.46156 | 0.46156 | 0 | 0 | 0 | 0 | 0 | 0 | 0 | 129.2746 | 129.2746 | 129.2746 | 103.4197 | 103.4197 | 103.4197 | 103.4197 | 0 | 0 | 0 | 0 | 0 | 0 | 0 | 0 | 0 | 0 | 0 | 0 | 0 | 0 | 0 | 0 | 0 | 0 | 0 | 0 | 0 | 0 | 0 | 0 | 0 | 0 | 0 | 0 | 0 | 0 | 0 | 0 | 0 | 0 | 0 | Assembly Auditorium ILit Sat | Assembly Auditorium ILit all | 3006 | 5 | 50 | Assembly Auditorium ILit2 Sat | Assembly Auditorium ILit Sat | Assembly Auditorium ILit all | 3006 | 12 | 40 | 3006 | 5.7869 | 0.4 | 0.05 | 0.05 | 0.05 | 0.05 | 0.05 | 0.05 | 0.05 | 0.2 | 0.41 | 0.5 | 0.5 | 0.5 | 0.5 | 0.5 | 0.5 | 0.5 | 0.5 | 0.5 | 0.5 | 0.5 | 0.05 | 0.05 | 0.05 | 0.05 | 5.6268 | 0.32 | 0.12 | 0.12 | 0.12 | 0.12 | 0.12 | 0.12 | 0.12 | 0.21333 | 0.344 | 0.4 | 0.4 | 0.4 | 0.4 | 0.4 | 0.4 | 0.4 | 0.4 | 0.4 | 0.4 | 0.4 | 0.12 | 0.12 | 0.12 | 0.12 | 0 | 0 | 0 | 0 | 0 | 0 | 0 | 0.33333 | 0.8 | 1 | 1 | 1 | 1 | 1 | 1 | 1 | 1 | 1 | 1 | 1 | 0 | 0 | 0 | 0 | 0 | 0 | 0 | 0 | 0 | 0 | 0 | 0.33333 | 0.8 | 1 | 1 | 1 | 1 | 1 | 1 | 1 | 1 | 1 | 1 | 1 | 0 | 0 | 0 | 0 | 20 | 0.4 | 0.36 | 0.13 | 0.11 | 0.52632 | 0 | 0 | 0 | 0 | 0 | 0 | 0 | 0 |  | 0.062586 | 0.062586 | 0.062586 | 0.064492 | 0.064492 | 0.062663 | 0.062663 | Assembly - Auditorium - Sat | 10 | 9 | 21 | 307.32 | -6.4018 | 0 | 0 | 307.32 | -6.4018 | 0 | 0 | 5.91 | -0.12311 | 0 | 0 | 0 | 0 | 0 | 0 | 0 | 0 | 0.41 | 0.5 | 0.5 | 0.5 | 0.5 | 0.5 | 0.5 | 0.5 | 0.5 | 0.5 | 0.5 | 0.5 | 0 | 0 | 0 | 0 |  | 246.688 | 45.9052 | 0 | 0 | 246.688 | 45.9052 | 0 | 0 | 4.744 | 0.88279 | 0 | 0 | 0 | 0 | 0 | 0 | 0 | 0 | 0.344 | 0.4 | 0.4 | 0.4 | 0.4 | 0.4 | 0.4 | 0.4 | 0.4 | 0.4 | 0.4 | 0.4 | 0 | 0 | 0 | 0 | 0.8689 | 0.8 | 0.89637 | 0.8
102 | 1 | 2 | 6 | 2 |  |  |  |  | Assembly | Auditorium | Assembly - Auditorium |  | Assembly | Assembly - Auditorium | Assembly Auditorium | Sun | Open | 52 | 52 | 0.7658 | 0.8475 | 0.8475 | 0.8475 | 0.678 | 0.678 | 0.678 | 0.678 | 0 | 0 | 0 | 0 | 0 | 0 | 0 | 195.2997 | 195.2997 | 195.2997 | 156.2398 | 156.2398 | 156.2398 | 156.2398 | 0 | 0 | 0 | 0 | 0 | 0 | 0 | 0 | 0 | 0 | 0 | 0 | 0 | 0 | 0 | 0 | 0 | 0 | 0 | 0 | 0 | 0 | 0 | 0 | 0 | 0 | 0 | 0 | 0 | 0 | 0 | 0 | 0 | 0 | 0 | 0.57695 | 0.57695 | 0.57695 | 0.46156 | 0.46156 | 0.46156 | 0.46156 | 0 | 0 | 0 | 0 | 0 | 0 | 0 | 129.2746 | 129.2746 | 129.2746 | 103.4197 | 103.4197 | 103.4197 | 103.4197 | 0 | 0 | 0 | 0 | 0 | 0 | 0 | 0 | 0 | 0 | 0 | 0 | 0 | 0 | 0 | 0 | 0 | 0 | 0 | 0 | 0 | 0 | 0 | 0 | 0 | 0 | 0 | 0 | 0 | 0 | 0 | 0 | 0 | 0 | 0 | Assembly Auditorium ILit Sun | Assembly Auditorium ILit all | 3006 | 5 | 50 | Assembly Auditorium ILit2 Sun | Assembly Auditorium ILit Sun | Assembly Auditorium ILit all | 3006 | 12 | 40 | 3006 | 5.7869 | 0.4 | 0.05 | 0.05 | 0.05 | 0.05 | 0.05 | 0.05 | 0.05 | 0.2 | 0.41 | 0.5 | 0.5 | 0.5 | 0.5 | 0.5 | 0.5 | 0.5 | 0.5 | 0.5 | 0.5 | 0.5 | 0.05 | 0.05 | 0.05 | 0.05 | 5.6268 | 0.32 | 0.12 | 0.12 | 0.12 | 0.12 | 0.12 | 0.12 | 0.12 | 0.21333 | 0.344 | 0.4 | 0.4 | 0.4 | 0.4 | 0.4 | 0.4 | 0.4 | 0.4 | 0.4 | 0.4 | 0.4 | 0.12 | 0.12 | 0.12 | 0.12 | 0 | 0 | 0 | 0 | 0 | 0 | 0 | 0.33333 | 0.8 | 1 | 1 | 1 | 1 | 1 | 1 | 1 | 1 | 1 | 1 | 1 | 0 | 0 | 0 | 0 | 0 | 0 | 0 | 0 | 0 | 0 | 0 | 0.33333 | 0.8 | 1 | 1 | 1 | 1 | 1 | 1 | 1 | 1 | 1 | 1 | 1 | 0 | 0 | 0 | 0 | 20 | 0.4 | 0.36 | 0.13 | 0.11 | 0.52632 | 0 | 0 | 0 | 0 | 0 | 0 | 0 | 0 |  | 0.062586 | 0.062586 | 0.062586 | 0.064492 | 0.064492 | 0.062663 | 0.062663 | Assembly - Auditorium - Sun | 12 | 9 | 21 | 307.32 | -6.4018 | 0 | 0 | 307.32 | -6.4018 | 0 | 0 | 5.91 | -0.12311 | 0 | 0 | 0 | 0 | 0 | 0 | 0 | 0 | 0.41 | 0.5 | 0.5 | 0.5 | 0.5 | 0.5 | 0.5 | 0.5 | 0.5 | 0.5 | 0.5 | 0.5 | 0 | 0 | 0 | 0 |  | 246.688 | 45.9052 | 0 | 0 | 246.688 | 45.9052 | 0 | 0 | 4.744 | 0.88279 | 0 | 0 | 0 | 0 | 0 | 0 | 0 | 0 | 0.344 | 0.4 | 0.4 | 0.4 | 0.4 | 0.4 | 0.4 | 0.4 | 0.4 | 0.4 | 0.4 | 0.4 | 0 | 0 | 0 | 0 | 0.8689 | 0.8 | 0.89637 | 0.8
103 | 1 | 3 | 7 | 3 |  |  |  |  | Assembly | Auditorium | Assembly - Auditorium |  | Assembly | Assembly - Auditorium | Assembly Auditorium | Hol | Open | 10 | 10 | 0.7658 | 0.8475 | 0.8475 | 0.8475 | 0.678 | 0.678 | 0.678 | 0.678 | 0 | 0 | 0 | 0 | 0 | 0 | 0 | 37.5576 | 37.5576 | 37.5576 | 30.0461 | 30.0461 | 30.0461 | 30.0461 | 0 | 0 | 0 | 0 | 0 | 0 | 0 | 0 | 0 | 0 | 0 | 0 | 0 | 0 | 0 | 0 | 0 | 0 | 0 | 0 | 0 | 0 | 0 | 0 | 0 | 0 | 0 | 0 | 0 | 0 | 0 | 0 | 0 | 0 | 0 | 0.57695 | 0.57695 | 0.57695 | 0.46156 | 0.46156 | 0.46156 | 0.46156 | 0 | 0 | 0 | 0 | 0 | 0 | 0 | 24.8605 | 24.8605 | 24.8605 | 19.8884 | 19.8884 | 19.8884 | 19.8884 | 0 | 0 | 0 | 0 | 0 | 0 | 0 | 0 | 0 | 0 | 0 | 0 | 0 | 0 | 0 | 0 | 0 | 0 | 0 | 0 | 0 | 0 | 0 | 0 | 0 | 0 | 0 | 0 | 0 | 0 | 0 | 0 | 0 | 0 | 0 | Assembly Auditorium ILit Hol | Assembly Auditorium ILit all | 3006 | 5 | 50 | Assembly Auditorium ILit2 Hol | Assembly Auditorium ILit Hol | Assembly Auditorium ILit all | 3006 | 12 | 40 | 3006 | 5.7869 | 0.4 | 0.05 | 0.05 | 0.05 | 0.05 | 0.05 | 0.05 | 0.05 | 0.2 | 0.41 | 0.5 | 0.5 | 0.5 | 0.5 | 0.5 | 0.5 | 0.5 | 0.5 | 0.5 | 0.5 | 0.5 | 0.05 | 0.05 | 0.05 | 0.05 | 5.6268 | 0.32 | 0.12 | 0.12 | 0.12 | 0.12 | 0.12 | 0.12 | 0.12 | 0.21333 | 0.344 | 0.4 | 0.4 | 0.4 | 0.4 | 0.4 | 0.4 | 0.4 | 0.4 | 0.4 | 0.4 | 0.4 | 0.12 | 0.12 | 0.12 | 0.12 | 0 | 0 | 0 | 0 | 0 | 0 | 0 | 0.33333 | 0.8 | 1 | 1 | 1 | 1 | 1 | 1 | 1 | 1 | 1 | 1 | 1 | 0 | 0 | 0 | 0 | 0 | 0 | 0 | 0 | 0 | 0 | 0 | 0.33333 | 0.8 | 1 | 1 | 1 | 1 | 1 | 1 | 1 | 1 | 1 | 1 | 1 | 0 | 0 | 0 | 0 | 20 | 0.4 | 0.36 | 0.13 | 0.11 | 0.52632 | 0 | 0 | 0 | 0 | 0 | 0 | 0 | 0 |  | 0.062586 | 0.062586 | 0.062586 | 0.064492 | 0.064492 | 0.062663 | 0.062663 | Assembly - Auditorium - Hol | 14 | 9 | 21 | 59.1 | -1.2311 | 0 | 0 | 59.1 | -1.2311 | 0 | 0 | 5.91 | -0.12311 | 0 | 0 | 0 | 0 | 0 | 0 | 0 | 0 | 0.41 | 0.5 | 0.5 | 0.5 | 0.5 | 0.5 | 0.5 | 0.5 | 0.5 | 0.5 | 0.5 | 0.5 | 0 | 0 | 0 | 0 |  | 47.44 | 8.8279 | 0 | 0 | 47.44 | 8.8279 | 0 | 0 | 4.744 | 0.88279 | 0 | 0 | 0 | 0 | 0 | 0 | 0 | 0 | 0.344 | 0.4 | 0.4 | 0.4 | 0.4 | 0.4 | 0.4 | 0.4 | 0.4 | 0.4 | 0.4 | 0.4 | 0 | 0 | 0 | 0 | 0.8689 | 0.8 | 0.89637 | 0.8
104 | 1 | 4 | 8 | 4 |  |  | Assembly - Auditorium | Assembly - Auditorium | Assembly | Auditorium | Assembly - Auditorium |  | Assembly | Assembly - Auditorium | Assembly Auditorium | all | Open | 251 | 251 | 0.7658 | 0.8475 | 0.8475 | 0.8475 | 0.678 | 0.678 | 0.678 | 0.678 | 0.64901 | 0.64901 | 0.64901 | 0.51921 | 0.51921 | 0.51921 | 0.51921 | 942.6966 | 942.6966 | 942.6966 | 754.1573 | 754.1573 | 754.1573 | 754.1573 | 0.25961 | 0.25961 | 0.25961 | 0.20768 | 0.20768 | 0.20768 | 0.20768 | 2112.214 | 2112.214 | 2112.214 | 2112.214 | 2112.214 | 2112.214 | 2112.214 | 0 | 0 | 0 | 0 | 0 | 0 | 0 | 0.4 | 0.4 | 0.4 | 0.4 | 0.4 | 0.4 | 0.4 | 0 | 0 | 0 | 0 | 0 | 0 | 0 | 0.57695 | 0.57695 | 0.57695 | 0.46156 | 0.46156 | 0.46156 | 0.46156 | 0.44182 | 0.44182 | 0.44182 | 0.35346 | 0.35346 | 0.35346 | 0.35346 | 623.9986 | 623.9986 | 623.9986 | 499.1989 | 499.1989 | 499.1989 | 499.1989 | 0.14138 | 0.14138 | 0.14138 | 0.11311 | 0.11311 | 0.11311 | 0.11311 | 2053.7792 | 2053.7792 | 2053.7792 | 2053.7792 | 2053.7792 | 2053.7792 | 2053.7792 | 0 | 0 | 0 | 0 | 0 | 0 | 0 | 0.32 | 0.32 | 0.32 | 0.32 | 0.32 | 0.32 | 0.32 | 0 | 0 | 0 | 0 | 0 | 0 | 0 | Assembly Auditorium ILit all | Assembly Auditorium ILit all | 3006 | 5 | 50 | Assembly Auditorium ILit2 all | Assembly Auditorium ILit all | Assembly Auditorium ILit all | 3006 | 12 | 40 | 3006 | 5.7869 | 0.4 | 0.05 | 0.05 | 0.05 | 0.05 | 0.05 | 0.05 | 0.05 | 0.2 | 0.41 | 0.5 | 0.5 | 0.5 | 0.5 | 0.5 | 0.5 | 0.5 | 0.5 | 0.5 | 0.5 | 0.5 | 0.05 | 0.05 | 0.05 | 0.05 | 5.6268 | 0.32 | 0.12 | 0.12 | 0.12 | 0.12 | 0.12 | 0.12 | 0.12 | 0.21333 | 0.344 | 0.4 | 0.4 | 0.4 | 0.4 | 0.4 | 0.4 | 0.4 | 0.4 | 0.4 | 0.4 | 0.4 | 0.12 | 0.12 | 0.12 | 0.12 | 0 | 0 | 0 | 0 | 0 | 0 | 0 | 0.33333 | 0.8 | 1 | 1 | 1 | 1 | 1 | 1 | 1 | 1 | 1 | 1 | 1 | 0 | 0 | 0 | 0 | 0 | 0 | 0 | 0 | 0 | 0 | 0 | 0.33333 | 0.8 | 1 | 1 | 1 | 1 | 1 | 1 | 1 | 1 | 1 | 1 | 1 | 0 | 0 | 0 | 0 | 20 | 0.4 | 0.36 | 0.13 | 0.11 | 0.52632 | 0.052439 | 0.034034 | 0.034034 | 0.034034 | 0.027227 | 0.027227 | 0.027227 | 0.027227 |  | 0.062586 | 0.062586 | 0.062586 | 0.064492 | 0.064492 | 0.062663 | 0.062663 | Assembly - Auditorium - all | 16 | 9 | 21 | 1483.41 | -30.9012 | 1483.41 | -30.9012 | 0 | 0 | 5.91 | -0.12311 | 0 | 0 | 0 | 0 | 0 | 0 | 0 | 0 | 0 | 0 | 0.41 | 0.5 | 0.5 | 0.5 | 0.5 | 0.5 | 0.5 | 0.5 | 0.5 | 0.5 | 0.5 | 0.5 | 0 | 0 | 0 | 0 |  | 1190.744 | 221.5808 | 1190.744 | 221.5808 | 0 | 0 | 4.744 | 0.88279 | 0 | 0 | 0 | 0 | 0 | 0 | 0 | 0 | 0 | 0 | 0.344 | 0.4 | 0.4 | 0.4 | 0.4 | 0.4 | 0.4 | 0.4 | 0.4 | 0.4 | 0.4 | 0.4 | 0 | 0 | 0 | 0 | 0.8689 | 0.8 | 0.89637 | 0.8
105 | 1 | 5 | 5 | 1 |  |  |  |  | Assembly | Office (General) | Assembly - Office (General) |  | Assembly | Assembly - Office (General) | Assembly Admin | Sat | Open | 52 | 52 | 0.2342 | 0.7345 | 0.7345 | 0.7345 | 0.7345 | 0.7345 | 0.59325 | 0.59325 | 0 | 0 | 0 | 0 | 0 | 0 | 0 | 62.9395 | 62.9395 | 62.9395 | 62.9395 | 62.9395 | 50.8357 | 50.8357 | 0 | 0 | 0 | 0 | 0 | 0 | 0 | 0 | 0 | 0 | 0 | 0 | 0 | 0 | 0 | 0 | 0 | 0 | 0 | 0 | 0 | 0 | 0 | 0 | 0 | 0 | 0 | 0 | 0 | 0 | 0 | 0 | 0 | 0 | 0 | 0.50002 | 0.50002 | 0.50002 | 0.50002 | 0.50002 | 0.40386 | 0.40386 | 0 | 0 | 0 | 0 | 0 | 0 | 0 | 32.8421 | 32.8421 | 32.8421 | 32.8421 | 32.8421 | 26.5263 | 26.5263 | 0 | 0 | 0 | 0 | 0 | 0 | 0 | 0 | 0 | 0 | 0 | 0 | 0 | 0 | 0 | 0 | 0 | 0 | 0 | 0 | 0 | 0 | 0 | 0 | 0 | 0 | 0 | 0 | 0 | 0 | 0 | 0 | 0 | 0 | 0 | Assembly Admin ILit Sat | Assembly Admin ILit all | 3002 | 10 | 65 | Assembly Admin ILit2 Sat | Assembly Admin ILit Sat | Assembly Admin ILit all | 3002 | 10 | 45 | 3002 | 7.0362 | 0.52889 | 0.1 | 0.1 | 0.1 | 0.1 | 0.1 | 0.1 | 0.1 | 0.55833 | 0.61944 | 0.61944 | 0.65 | 0.65 | 0.55833 | 0.55833 | 0.61944 | 0.61944 | 0.65 | 0.55833 | 0.49722 | 0.43611 | 0.1 | 0.1 | 0.1 | 0.1 | 5.3933 | 0.36711 | 0.1 | 0.1 | 0.1 | 0.1 | 0.1 | 0.1 | 0.1 | 0.39167 | 0.43056 | 0.43056 | 0.45 | 0.45 | 0.39167 | 0.39167 | 0.43056 | 0.43056 | 0.45 | 0.39167 | 0.35278 | 0.31389 | 0.1 | 0.1 | 0.1 | 0.1 | 0 | 0 | 0 | 0 | 0 | 0 | 0 | 0.83333 | 0.94444 | 0.94444 | 1 | 1 | 0.83333 | 0.83333 | 0.94444 | 0.94444 | 1 | 0.83333 | 0.72222 | 0.61111 | 0 | 0 | 0 | 0 | 0 | 0 | 0 | 0 | 0 | 0 | 0 | 0.83333 | 0.94444 | 0.94444 | 1 | 1 | 0.83333 | 0.83333 | 0.94444 | 0.94444 | 1 | 0.83333 | 0.72222 | 0.61111 | 0 | 0 | 0 | 0 | 16 | 0.66337 | 0.20792 | 0.079208 | 0.049505 | 0.76136 | 0 | 0 | 0 | 0 | 0 | 0 | 0 | 0 |  | 0.062586 | 0.062586 | 0.062586 | 0.064492 | 0.064492 | 0.062663 | 0.062663 | Assembly - Office (General) - Sat | 10 | 9 | 21 | 365.8778 | 0.0056173 | 0 | 0 | 365.8778 | 0.0056173 | 0 | 0 | 7.0361 | 0.00010803 | 0 | 0 | 0 | 0 | 0 | 0 | 0 | 0 | 0.61944 | 0.61944 | 0.65 | 0.65 | 0.55833 | 0.55833 | 0.61944 | 0.61944 | 0.65 | 0.55833 | 0.49722 | 0.43611 | 0 | 0 | 0 | 0 |  | 255.5222 | 24.9277 | 0 | 0 | 255.5222 | 24.9277 | 0 | 0 | 4.9139 | 0.47938 | 0 | 0 | 0 | 0 | 0 | 0 | 0 | 0 | 0.43056 | 0.43056 | 0.45 | 0.45 | 0.39167 | 0.39167 | 0.43056 | 0.43056 | 0.45 | 0.39167 | 0.35278 | 0.31389 | 0 | 0 | 0 | 0 | 0.80928 | 0.84 | 0.84197 | 0.84
106 | 1 | 6 | 6 | 2 |  |  |  |  | Assembly | Office (General) | Assembly - Office (General) |  | Assembly | Assembly - Office (General) | Assembly Admin | Sun | Open | 52 | 52 | 0.2342 | 0.7345 | 0.7345 | 0.7345 | 0.7345 | 0.7345 | 0.59325 | 0.59325 | 0 | 0 | 0 | 0 | 0 | 0 | 0 | 62.9395 | 62.9395 | 62.9395 | 62.9395 | 62.9395 | 50.8357 | 50.8357 | 0 | 0 | 0 | 0 | 0 | 0 | 0 | 0 | 0 | 0 | 0 | 0 | 0 | 0 | 0 | 0 | 0 | 0 | 0 | 0 | 0 | 0 | 0 | 0 | 0 | 0 | 0 | 0 | 0 | 0 | 0 | 0 | 0 | 0 | 0 | 0.50002 | 0.50002 | 0.50002 | 0.50002 | 0.50002 | 0.40386 | 0.40386 | 0 | 0 | 0 | 0 | 0 | 0 | 0 | 32.8421 | 32.8421 | 32.8421 | 32.8421 | 32.8421 | 26.5263 | 26.5263 | 0 | 0 | 0 | 0 | 0 | 0 | 0 | 0 | 0 | 0 | 0 | 0 | 0 | 0 | 0 | 0 | 0 | 0 | 0 | 0 | 0 | 0 | 0 | 0 | 0 | 0 | 0 | 0 | 0 | 0 | 0 | 0 | 0 | 0 | 0 | Assembly Admin ILit Sun | Assembly Admin ILit all | 3002 | 10 | 65 | Assembly Admin ILit2 Sun | Assembly Admin ILit Sun | Assembly Admin ILit all | 3002 | 10 | 45 | 3002 | 7.0362 | 0.52889 | 0.1 | 0.1 | 0.1 | 0.1 | 0.1 | 0.1 | 0.1 | 0.55833 | 0.61944 | 0.61944 | 0.65 | 0.65 | 0.55833 | 0.55833 | 0.61944 | 0.61944 | 0.65 | 0.55833 | 0.49722 | 0.43611 | 0.1 | 0.1 | 0.1 | 0.1 | 5.3933 | 0.36711 | 0.1 | 0.1 | 0.1 | 0.1 | 0.1 | 0.1 | 0.1 | 0.39167 | 0.43056 | 0.43056 | 0.45 | 0.45 | 0.39167 | 0.39167 | 0.43056 | 0.43056 | 0.45 | 0.39167 | 0.35278 | 0.31389 | 0.1 | 0.1 | 0.1 | 0.1 | 0 | 0 | 0 | 0 | 0 | 0 | 0 | 0.83333 | 0.94444 | 0.94444 | 1 | 1 | 0.83333 | 0.83333 | 0.94444 | 0.94444 | 1 | 0.83333 | 0.72222 | 0.61111 | 0 | 0 | 0 | 0 | 0 | 0 | 0 | 0 | 0 | 0 | 0 | 0.83333 | 0.94444 | 0.94444 | 1 | 1 | 0.83333 | 0.83333 | 0.94444 | 0.94444 | 1 | 0.83333 | 0.72222 | 0.61111 | 0 | 0 | 0 | 0 | 16 | 0.66337 | 0.20792 | 0.079208 | 0.049505 | 0.76136 | 0 | 0 | 0 | 0 | 0 | 0 | 0 | 0 |  | 0.062586 | 0.062586 | 0.062586 | 0.064492 | 0.064492 | 0.062663 | 0.062663 | Assembly - Office (General) - Sun | 12 | 9 | 21 | 365.8778 | 0.0056173 | 0 | 0 | 365.8778 | 0.0056173 | 0 | 0 | 7.0361 | 0.00010803 | 0 | 0 | 0 | 0 | 0 | 0 | 0 | 0 | 0.61944 | 0.61944 | 0.65 | 0.65 | 0.55833 | 0.55833 | 0.61944 | 0.61944 | 0.65 | 0.55833 | 0.49722 | 0.43611 | 0 | 0 | 0 | 0 |  | 255.5222 | 24.9277 | 0 | 0 | 255.5222 | 24.9277 | 0 | 0 | 4.9139 | 0.47938 | 0 | 0 | 0 | 0 | 0 | 0 | 0 | 0 | 0.43056 | 0.43056 | 0.45 | 0.45 | 0.39167 | 0.39167 | 0.43056 | 0.43056 | 0.45 | 0.39167 | 0.35278 | 0.31389 | 0 | 0 | 0 | 0 | 0.80928 | 0.84 | 0.84197 | 0.84
107 | 1 | 7 | 7 | 3 |  |  |  |  | Assembly | Office (General) | Assembly - Office (General) |  | Assembly | Assembly - Office (General) | Assembly Admin | Hol | Open | 10 | 10 | 0.2342 | 0.7345 | 0.7345 | 0.7345 | 0.7345 | 0.7345 | 0.59325 | 0.59325 | 0 | 0 | 0 | 0 | 0 | 0 | 0 | 12.1037 | 12.1037 | 12.1037 | 12.1037 | 12.1037 | 9.7761 | 9.7761 | 0 | 0 | 0 | 0 | 0 | 0 | 0 | 0 | 0 | 0 | 0 | 0 | 0 | 0 | 0 | 0 | 0 | 0 | 0 | 0 | 0 | 0 | 0 | 0 | 0 | 0 | 0 | 0 | 0 | 0 | 0 | 0 | 0 | 0 | 0 | 0.50002 | 0.50002 | 0.50002 | 0.50002 | 0.50002 | 0.40386 | 0.40386 | 0 | 0 | 0 | 0 | 0 | 0 | 0 | 6.3158 | 6.3158 | 6.3158 | 6.3158 | 6.3158 | 5.1012 | 5.1012 | 0 | 0 | 0 | 0 | 0 | 0 | 0 | 0 | 0 | 0 | 0 | 0 | 0 | 0 | 0 | 0 | 0 | 0 | 0 | 0 | 0 | 0 | 0 | 0 | 0 | 0 | 0 | 0 | 0 | 0 | 0 | 0 | 0 | 0 | 0 | Assembly Admin ILit Hol | Assembly Admin ILit all | 3002 | 10 | 65 | Assembly Admin ILit2 Hol | Assembly Admin ILit Hol | Assembly Admin ILit all | 3002 | 10 | 45 | 3002 | 7.0362 | 0.52889 | 0.1 | 0.1 | 0.1 | 0.1 | 0.1 | 0.1 | 0.1 | 0.55833 | 0.61944 | 0.61944 | 0.65 | 0.65 | 0.55833 | 0.55833 | 0.61944 | 0.61944 | 0.65 | 0.55833 | 0.49722 | 0.43611 | 0.1 | 0.1 | 0.1 | 0.1 | 5.3933 | 0.36711 | 0.1 | 0.1 | 0.1 | 0.1 | 0.1 | 0.1 | 0.1 | 0.39167 | 0.43056 | 0.43056 | 0.45 | 0.45 | 0.39167 | 0.39167 | 0.43056 | 0.43056 | 0.45 | 0.39167 | 0.35278 | 0.31389 | 0.1 | 0.1 | 0.1 | 0.1 | 0 | 0 | 0 | 0 | 0 | 0 | 0 | 0.83333 | 0.94444 | 0.94444 | 1 | 1 | 0.83333 | 0.83333 | 0.94444 | 0.94444 | 1 | 0.83333 | 0.72222 | 0.61111 | 0 | 0 | 0 | 0 | 0 | 0 | 0 | 0 | 0 | 0 | 0 | 0.83333 | 0.94444 | 0.94444 | 1 | 1 | 0.83333 | 0.83333 | 0.94444 | 0.94444 | 1 | 0.83333 | 0.72222 | 0.61111 | 0 | 0 | 0 | 0 | 16 | 0.66337 | 0.20792 | 0.079208 | 0.049505 | 0.76136 | 0 | 0 | 0 | 0 | 0 | 0 | 0 | 0 |  | 0.062586 | 0.062586 | 0.062586 | 0.064492 | 0.064492 | 0.062663 | 0.062663 | Assembly - Office (General) - Hol | 14 | 9 | 21 | 70.3611 | 0.0010803 | 0 | 0 | 70.3611 | 0.0010803 | 0 | 0 | 7.0361 | 0.00010803 | 0 | 0 | 0 | 0 | 0 | 0 | 0 | 0 | 0.61944 | 0.61944 | 0.65 | 0.65 | 0.55833 | 0.55833 | 0.61944 | 0.61944 | 0.65 | 0.55833 | 0.49722 | 0.43611 | 0 | 0 | 0 | 0 |  | 49.1389 | 4.7938 | 0 | 0 | 49.1389 | 4.7938 | 0 | 0 | 4.9139 | 0.47938 | 0 | 0 | 0 | 0 | 0 | 0 | 0 | 0 | 0.43056 | 0.43056 | 0.45 | 0.45 | 0.39167 | 0.39167 | 0.43056 | 0.43056 | 0.45 | 0.39167 | 0.35278 | 0.31389 | 0 | 0 | 0 | 0 | 0.80928 | 0.84 | 0.84197 | 0.84
108 | 1 | 8 | 8 | 4 | Assembly | Assembly | Assembly - Office (General) | Assembly - Office (General) | Assembly | Office (General) | Assembly - Office (General) |  | Assembly | Assembly - Office (General) | Assembly Admin | all | Open | 251 | 251 | 0.2342 | 0.7345 | 0.7345 | 0.7345 | 0.7345 | 0.7345 | 0.59325 | 0.59325 | 0.17202 | 0.17202 | 0.17202 | 0.17202 | 0.17202 | 0.13894 | 0.13894 | 303.804 | 303.804 | 303.804 | 303.804 | 303.804 | 245.3801 | 245.3801 | 0.09098 | 0.09098 | 0.09098 | 0.09098 | 0.09098 | 0.073484 | 0.073484 | 2568.22 | 2568.22 | 2568.22 | 2568.22 | 2568.22 | 2568.22 | 2568.22 | 2207.7551 | 2207.7551 | 2207.7551 | 2225.6963 | 2225.6963 | 2208.4798 | 2208.4798 | 0.52889 | 0.52889 | 0.52889 | 0.52889 | 0.52889 | 0.52889 | 0.52889 | 0.427 | 0.427 | 0.427 | 0.43208 | 0.43208 | 0.42721 | 0.42721 | 0.50002 | 0.50002 | 0.50002 | 0.50002 | 0.50002 | 0.40386 | 0.40386 | 0.11711 | 0.11711 | 0.11711 | 0.11711 | 0.11711 | 0.094585 | 0.094585 | 158.5265 | 158.5265 | 158.5265 | 158.5265 | 158.5265 | 128.0406 | 128.0406 | 0.042991 | 0.042991 | 0.042991 | 0.042991 | 0.042991 | 0.034723 | 0.034723 | 1968.5424 | 1968.5424 | 1968.5424 | 1968.5424 | 1968.5424 | 1968.5424 | 1968.5424 | 2035.9206 | 2035.9206 | 2035.9206 | 2032.567 | 2032.567 | 2035.7851 | 2035.7851 | 0.36711 | 0.36711 | 0.36711 | 0.36711 | 0.36711 | 0.36711 | 0.36711 | 0.32987 | 0.32987 | 0.32987 | 0.33172 | 0.33172 | 0.32995 | 0.32995 | Assembly Admin ILit all | Assembly Admin ILit all | 3002 | 10 | 65 | Assembly Admin ILit2 all | Assembly Admin ILit all | Assembly Admin ILit all | 3002 | 10 | 45 | 3002 | 7.0362 | 0.52889 | 0.1 | 0.1 | 0.1 | 0.1 | 0.1 | 0.1 | 0.1 | 0.55833 | 0.61944 | 0.61944 | 0.65 | 0.65 | 0.55833 | 0.55833 | 0.61944 | 0.61944 | 0.65 | 0.55833 | 0.49722 | 0.43611 | 0.1 | 0.1 | 0.1 | 0.1 | 5.3933 | 0.36711 | 0.1 | 0.1 | 0.1 | 0.1 | 0.1 | 0.1 | 0.1 | 0.39167 | 0.43056 | 0.43056 | 0.45 | 0.45 | 0.39167 | 0.39167 | 0.43056 | 0.43056 | 0.45 | 0.39167 | 0.35278 | 0.31389 | 0.1 | 0.1 | 0.1 | 0.1 | 0 | 0 | 0 | 0 | 0 | 0 | 0 | 0.83333 | 0.94444 | 0.94444 | 1 | 1 | 0.83333 | 0.83333 | 0.94444 | 0.94444 | 1 | 0.83333 | 0.72222 | 0.61111 | 0 | 0 | 0 | 0 | 0 | 0 | 0 | 0 | 0 | 0 | 0 | 0.83333 | 0.94444 | 0.94444 | 1 | 1 | 0.83333 | 0.83333 | 0.94444 | 0.94444 | 1 | 0.83333 | 0.72222 | 0.61111 | 0 | 0 | 0 | 0 | 16 | 0.66337 | 0.20792 | 0.079208 | 0.049505 | 0.76136 | 0.10087 | 0.017352 | 0.017352 | 0.017352 | 0.017352 | 0.017352 | 0.014015 | 0.014015 | Assembly | 0.062586 | 0.062586 | 0.062586 | 0.064492 | 0.064492 | 0.062663 | 0.062663 | Assembly - Office (General) - all | 16 | 9 | 21 | 1766.0639 | 0.027114 | 1766.0639 | 0.027114 | 0 | 0 | 7.0361 | 0.00010803 | 0 | 0 | 0 | 0 | 0 | 0 | 0 | 0 | 0 | 0 | 0.61944 | 0.61944 | 0.65 | 0.65 | 0.55833 | 0.55833 | 0.61944 | 0.61944 | 0.65 | 0.55833 | 0.49722 | 0.43611 | 0 | 0 | 0 | 0 |  | 1233.3861 | 120.3239 | 1233.3861 | 120.3239 | 0 | 0 | 4.9139 | 0.47938 | 0 | 0 | 0 | 0 | 0 | 0 | 0 | 0 | 0 | 0 | 0.43056 | 0.43056 | 0.45 | 0.45 | 0.39167 | 0.39167 | 0.43056 | 0.43056 | 0.45 | 0.39167 | 0.35278 | 0.31389 | 0 | 0 | 0 | 0 | 0.80928 | 0.84 | 0.84197 | 0.84
201 | 2 | 1 | 5 | 1 |  |  |  |  | Education - Primary School | Classroom/Lecture | Education - Primary School - Classroom/Lecture |  | Education - Primary School | Education - Primary School - Classroom/Lecture | PrimSchool Class/Office (in session) | Sat | Open | 36 | 36 | 0.65286 | 1.4745 | 1.4745 | 1.4745 | 1.1059 | 1.1059 | 1.1059 | 1.1059 | 0 | 0 | 0 | 0 | 0 | 0 | 0 | 131.9209 | 131.9209 | 131.9209 | 98.9407 | 98.9407 | 98.9407 | 98.9407 | 0 | 0 | 0 | 0 | 0 | 0 | 0 | 0 | 0 | 0 | 0 | 0 | 0 | 0 | 0 | 0 | 0 | 0 | 0 | 0 | 0 | 0 | 0 | 0 | 0 | 0 | 0 | 0 | 0 | 0 | 0 | 0 | 0 | 0 | 0 | 0.10688 | 0.10688 | 0.10688 | 0.080158 | 0.080158 | 0.080158 | 0.080158 | 0 | 0 | 0 | 0 | 0 | 0 | 0 | 13.6965 | 13.6965 | 13.6965 | 10.2723 | 10.2723 | 10.2723 | 10.2723 | 0 | 0 | 0 | 0 | 0 | 0 | 0 | 0 | 0 | 0 | 0 | 0 | 0 | 0 | 0 | 0 | 0 | 0 | 0 | 0 | 0 | 0 | 0 | 0 | 0 | 0 | 0 | 0 | 0 | 0 | 0 | 0 | 0 | 0 | 0 | PrimSchool Class/Office (in session) ILit Sat | PrimSchool Class/Office (in session) ILit all | 3013 | 5 | 40 | PrimSchool Class/Office (in session) ILit2 Sat | PrimSchool Class/Office (in session) ILit Sat | PrimSchool Class/Office (in session) ILit all | 3013 | 6.5 | 55 | 3013 | 3.8067 | 0.22667 | 0.05 | 0.05 | 0.05 | 0.05 | 0.05 | 0.05 | 0.05 | 0.4 | 0.4 | 0.4 | 0.4 | 0.4 | 0.4 | 0.4 | 0.4 | 0.4 | 0.05 | 0.05 | 0.05 | 0.05 | 0.05 | 0.05 | 0.05 | 0.05 | 5.4525 | 0.31067 | 0.065 | 0.065 | 0.065 | 0.065 | 0.065 | 0.065 | 0.065 | 0.55 | 0.55 | 0.55 | 0.55 | 0.55 | 0.55 | 0.55 | 0.55 | 0.55 | 0.065 | 0.065 | 0.065 | 0.065 | 0.065 | 0.065 | 0.065 | 0.065 | 0 | 0 | 0 | 0 | 0 | 0 | 0 | 1 | 1 | 1 | 1 | 1 | 1 | 1 | 1 | 1 | 0 | 0 | 0 | 0 | 0 | 0 | 0 | 0 | 0 | 0 | 0 | 0 | 0 | 0 | 0 | 1 | 1 | 1 | 1 | 1 | 1 | 1 | 1 | 1 | 0 | 0 | 0 | 0 | 0 | 0 | 0 | 0 | 20 | 0.4 | 0.36 | 0.13 | 0.11 | 0.52632 | 0 | 0 | 0 | 0 | 0 | 0 | 0 | 0 |  | 0.063325 | 0.063325 | 0.063509 | 0.062176 | 0.06237 | 0.06237 | 0.06237 | Education - Primary School - Classroom/Lecture - Sat | 10 | 8 | 16 | 115.2 | 21.8417 | 0 | 0 | 115.2 | 21.8417 | 0 | 0 | 3.2 | 0.60671 | 0 | 0 | 0 | 0 | 0 | 0 | 0 | 0.4 | 0.4 | 0.4 | 0.4 | 0.4 | 0.4 | 0.4 | 0.4 | 0 | 0 | 0 | 0 | 0 | 0 | 0 | 0 | 0 |  | 158.4 | 37.891 | 0 | 0 | 158.4 | 37.891 | 0 | 0 | 4.4 | 1.0525 | 0 | 0 | 0 | 0 | 0 | 0 | 0 | 0.55 | 0.55 | 0.55 | 0.55 | 0.55 | 0.55 | 0.55 | 0.55 | 0 | 0 | 0 | 0 | 0 | 0 | 0 | 0 | 0 | 0.87511 | 0.8 | 0.92026 | 0.8
202 | 2 | 2 | 6 | 2 |  |  |  |  | Education - Primary School | Classroom/Lecture | Education - Primary School - Classroom/Lecture |  | Education - Primary School | Education - Primary School - Classroom/Lecture | PrimSchool Class/Office (in session) | Sun | Closed | 36 | 36 | 0.65286 | 1.4745 | 1.4745 | 1.4745 | 1.1059 | 1.1059 | 1.1059 | 1.1059 | 0 | 0 | 0 | 0 | 0 | 0 | 0 | 36.392 | 36.392 | 36.392 | 27.294 | 27.294 | 27.294 | 27.294 | 0 | 0 | 0 | 0 | 0 | 0 | 0 | 0 | 0 | 0 | 0 | 0 | 0 | 0 | 0 | 0 | 0 | 0 | 0 | 0 | 0 | 0 | 0 | 0 | 0 | 0 | 0 | 0 | 0 | 0 | 0 | 0 | 0 | 0 | 0 | 0.10688 | 0.10688 | 0.10688 | 0.080158 | 0.080158 | 0.080158 | 0.080158 | 0 | 0 | 0 | 0 | 0 | 0 | 0 | 2.774 | 2.774 | 2.774 | 2.0805 | 2.0805 | 2.0805 | 2.0805 | 0 | 0 | 0 | 0 | 0 | 0 | 0 | 0 | 0 | 0 | 0 | 0 | 0 | 0 | 0 | 0 | 0 | 0 | 0 | 0 | 0 | 0 | 0 | 0 | 0 | 0 | 0 | 0 | 0 | 0 | 0 | 0 | 0 | 0 | 0 | PrimSchool Class/Office (in session) ILit Cls | PrimSchool Class/Office (in session) ILit Cls | 2 | 5 | 5 | PrimSchool Class/Office (in session) ILit2 Cls | PrimSchool Class/Office (in session) ILit Cls | PrimSchool Class/Office (in session) ILit Cls | 2 | 5 | 5 | 2 | 1.0501 | 0.04 | 0.05 | 0.05 | 0.05 | 0.05 | 0.05 | 0.05 | 0.05 | 0.05 | 0.05 | 0.05 | 0.05 | 0.05 | 0.05 | 0.05 | 0.05 | 0.05 | 0.05 | 0.05 | 0.05 | 0.05 | 0.05 | 0.05 | 0.05 | 0.05 | 1.1043 | 0.04 | 0.05 | 0.05 | 0.05 | 0.05 | 0.05 | 0.05 | 0.05 | 0.05 | 0.05 | 0.05 | 0.05 | 0.05 | 0.05 | 0.05 | 0.05 | 0.05 | 0.05 | 0.05 | 0.05 | 0.05 | 0.05 | 0.05 | 0.05 | 0.05 | 0 | 0 | 0 | 0 | 0 | 0 | 0 | 0 | 0 | 0 | 0 | 0 | 0 | 0 | 0 | 0 | 0 | 0 | 0 | 0 | 0 | 0 | 0 | 0 | 0 | 0 | 0 | 0 | 0 | 0 | 0 | 0 | 0 | 0 | 0 | 0 | 0 | 0 | 0 | 0 | 0 | 0 | 0 | 0 | 0 | 0 | 0 | 0 | 20 | 0.4 | 0.36 | 0.13 | 0.11 | 0.52632 | 0 | 0 | 0 | 0 | 0 | 0 | 0 | 0 |  | 0.063325 | 0.063325 | 0.063509 | 0.062176 | 0.06237 | 0.06237 | 0.06237 | Education - Primary School - Classroom/Lecture - Sun | 12 | 8 | 16 | 0 | 37.8046 | 0 | 0 | 0 | 37.8046 | 0 | 0 | 0 | 1.0501 | 0 | 0 | 0 | 0 | 0 | 0 | 0 | 0 | 0 | 0 | 0 | 0 | 0 | 0 | 0 | 0 | 0 | 0 | 0 | 0 | 0 | 0 | 0 | 0 |  | 0 | 39.7551 | 0 | 0 | 0 | 39.7551 | 0 | 0 | 0 | 1.1043 | 0 | 0 | 0 | 0 | 0 | 0 | 0 | 0 | 0 | 0 | 0 | 0 | 0 | 0 | 0 | 0 | 0 | 0 | 0 | 0 | 0 | 0 | 0 | 0 | 0.87511 | 0.8 | 0.92026 | 0.8
203 | 2 | 3 | 7 | 3 |  |  |  |  | Education - Primary School | Classroom/Lecture | Education - Primary School - Classroom/Lecture |  | Education - Primary School | Education - Primary School - Classroom/Lecture | PrimSchool Class/Office (in session) | Hol | Closed | 7 | 7 | 0.65286 | 1.4745 | 1.4745 | 1.4745 | 1.1059 | 1.1059 | 1.1059 | 1.1059 | 0 | 0 | 0 | 0 | 0 | 0 | 0 | 7.0762 | 7.0762 | 7.0762 | 5.3072 | 5.3072 | 5.3072 | 5.3072 | 0 | 0 | 0 | 0 | 0 | 0 | 0 | 0 | 0 | 0 | 0 | 0 | 0 | 0 | 0 | 0 | 0 | 0 | 0 | 0 | 0 | 0 | 0 | 0 | 0 | 0 | 0 | 0 | 0 | 0 | 0 | 0 | 0 | 0 | 0 | 0.10688 | 0.10688 | 0.10688 | 0.080158 | 0.080158 | 0.080158 | 0.080158 | 0 | 0 | 0 | 0 | 0 | 0 | 0 | 0.53938 | 0.53938 | 0.53938 | 0.40454 | 0.40454 | 0.40454 | 0.40454 | 0 | 0 | 0 | 0 | 0 | 0 | 0 | 0 | 0 | 0 | 0 | 0 | 0 | 0 | 0 | 0 | 0 | 0 | 0 | 0 | 0 | 0 | 0 | 0 | 0 | 0 | 0 | 0 | 0 | 0 | 0 | 0 | 0 | 0 | 0 | PrimSchool Class/Office (in session) ILit Cls | PrimSchool Class/Office (in session) ILit Cls | 2 | 5 | 5 | PrimSchool Class/Office (in session) ILit2 Cls | PrimSchool Class/Office (in session) ILit Cls | PrimSchool Class/Office (in session) ILit Cls | 2 | 5 | 5 | 2 | 1.0501 | 0.04 | 0.05 | 0.05 | 0.05 | 0.05 | 0.05 | 0.05 | 0.05 | 0.05 | 0.05 | 0.05 | 0.05 | 0.05 | 0.05 | 0.05 | 0.05 | 0.05 | 0.05 | 0.05 | 0.05 | 0.05 | 0.05 | 0.05 | 0.05 | 0.05 | 1.1043 | 0.04 | 0.05 | 0.05 | 0.05 | 0.05 | 0.05 | 0.05 | 0.05 | 0.05 | 0.05 | 0.05 | 0.05 | 0.05 | 0.05 | 0.05 | 0.05 | 0.05 | 0.05 | 0.05 | 0.05 | 0.05 | 0.05 | 0.05 | 0.05 | 0.05 | 0 | 0 | 0 | 0 | 0 | 0 | 0 | 0 | 0 | 0 | 0 | 0 | 0 | 0 | 0 | 0 | 0 | 0 | 0 | 0 | 0 | 0 | 0 | 0 | 0 | 0 | 0 | 0 | 0 | 0 | 0 | 0 | 0 | 0 | 0 | 0 | 0 | 0 | 0 | 0 | 0 | 0 | 0 | 0 | 0 | 0 | 0 | 0 | 20 | 0.4 | 0.36 | 0.13 | 0.11 | 0.52632 | 0 | 0 | 0 | 0 | 0 | 0 | 0 | 0 |  | 0.063325 | 0.063325 | 0.063509 | 0.062176 | 0.06237 | 0.06237 | 0.06237 | Education - Primary School - Classroom/Lecture - Hol | 14 | 8 | 16 | 0 | 7.3509 | 0 | 0 | 0 | 7.3509 | 0 | 0 | 0 | 1.0501 | 0 | 0 | 0 | 0 | 0 | 0 | 0 | 0 | 0 | 0 | 0 | 0 | 0 | 0 | 0 | 0 | 0 | 0 | 0 | 0 | 0 | 0 | 0 | 0 |  | 0 | 7.7302 | 0 | 0 | 0 | 7.7302 | 0 | 0 | 0 | 1.1043 | 0 | 0 | 0 | 0 | 0 | 0 | 0 | 0 | 0 | 0 | 0 | 0 | 0 | 0 | 0 | 0 | 0 | 0 | 0 | 0 | 0 | 0 | 0 | 0 | 0.87511 | 0.8 | 0.92026 | 0.8
204 | 2 | 4 | 8 | 4 |  | Education - Primary School |  | Education - Primary School - Classroom/Lecture | Education - Primary School | Classroom/Lecture | Education - Primary School - Classroom/Lecture |  | Education - Primary School | Education - Primary School - Classroom/Lecture | PrimSchool Class/Office (in session) | all | Open | 188 | 188 | 0.65286 | 1.4745 | 1.4745 | 1.4745 | 1.1059 | 1.1059 | 1.1059 | 1.1059 | 0 | 0 | 0 | 0 | 0 | 0 | 0 | 1837.1204 | 1837.1204 | 1837.1204 | 1377.8403 | 1377.8403 | 1377.8403 | 1377.8403 | 0.53907 | 0.53907 | 0.53907 | 0.40431 | 0.40431 | 0.40431 | 0.40431 | 0 | 0 | 0 | 0 | 0 | 0 | 0 | 0 | 0 | 0 | 0 | 0 | 0 | 0 | 0.56 | 0.56 | 0.56 | 0.56 | 0.56 | 0.56 | 0.56 | 0.4914 | 0.4914 | 0.49424 | 0.48061 | 0.48226 | 0.48226 | 0.48226 | 0.10688 | 0.10688 | 0.10688 | 0.080158 | 0.080158 | 0.080158 | 0.080158 | 0 | 0 | 0 | 0 | 0 | 0 | 0 | 142.3974 | 142.3974 | 142.3974 | 106.7981 | 106.7981 | 106.7981 | 106.7981 | 0.039339 | 0.039339 | 0.039339 | 0.029504 | 0.029504 | 0.029504 | 0.029504 | 0 | 0 | 0 | 0 | 0 | 0 | 0 | 0 | 0 | 0 | 0 | 0 | 0 | 0 | 0.56379 | 0.56379 | 0.56379 | 0.56379 | 0.56379 | 0.56379 | 0.56379 | 0.49998 | 0.49998 | 0.50227 | 0.48952 | 0.49118 | 0.49118 | 0.49118 | PrimSchool Class/Office (in session) ILit all | PrimSchool Class/Office (in session) ILit all | 3012 | 5 | 100 | PrimSchool Class/Office (in session) ILit2 all | PrimSchool Class/Office (in session) ILit all | PrimSchool Class/Office (in session) ILit all | 3012 | 6.5 | 100 | 3012 | 10.1512 | 0.56 | 0.05 | 0.05 | 0.05 | 0.05 | 0.05 | 0.6 | 0.6 | 0.6 | 0.6 | 1 | 1 | 1 | 1 | 1 | 1 | 0.55 | 0.55 | 0.55 | 0.55 | 0.35 | 0.1 | 0.1 | 0.1 | 0.1 | 10.8552 | 0.56379 | 0.065 | 0.065 | 0.065 | 0.065 | 0.065 | 0.60632 | 0.60632 | 0.60632 | 0.60632 | 1 | 1 | 1 | 1 | 1 | 1 | 0.55711 | 0.55711 | 0.55711 | 0.55711 | 0.36026 | 0.11421 | 0.11421 | 0.11421 | 0.11421 | 0 | 0 | 0 | 0 | 0 | 0.57895 | 0.57895 | 0.57895 | 0.57895 | 1 | 1 | 1 | 1 | 1 | 1 | 0.52632 | 0.52632 | 0.52632 | 0.52632 | 0.31579 | 0.052632 | 0.052632 | 0.052632 | 0.052632 | 0 | 0 | 0 | 0 | 0 | 0.57895 | 0.57895 | 0.57895 | 0.57895 | 1 | 1 | 1 | 1 | 1 | 1 | 0.52632 | 0.52632 | 0.52632 | 0.52632 | 0.31579 | 0.052632 | 0.052632 | 0.052632 | 0.052632 | 20 | 0.4 | 0.36 | 0.13 | 0.11 | 0.52632 | 0.06994 | 0.067327 | 0.067327 | 0.067327 | 0.050495 | 0.050495 | 0.050495 | 0.050495 | Education - Primary School | 0.063325 | 0.063325 | 0.063509 | 0.062176 | 0.06237 | 0.06237 | 0.06237 | Education - Primary School - Classroom/Lecture - all | 16 | 8 | 18 | 1560.4 | 348.0331 | 1560.4 | 348.0331 | 0 | 0 | 8.3 | 1.8512 | 0 | 0 | 0 | 0 | 0 | 0 | 0 | 0 | 0 | 0.6 | 0.6 | 1 | 1 | 1 | 1 | 1 | 1 | 0.55 | 0.55 | 0 | 0 | 0 | 0 | 0 | 0 | 0 |  | 1565.4463 | 475.3253 | 1565.4463 | 475.3253 | 0 | 0 | 8.3268 | 2.5283 | 0 | 0 | 0 | 0 | 0 | 0 | 0 | 0 | 0 | 0.60632 | 0.60632 | 1 | 1 | 1 | 1 | 1 | 1 | 0.55711 | 0.55711 | 0 | 0 | 0 | 0 | 0 | 0 | 0 | 0.87511 | 0.8 | 0.92026 | 0.8
205 | 2 | 5 | 5 | 5 |  |  |  |  | Education - Primary School | Classroom/Lecture | Education - Primary School - Classroom/Lecture | (break) | Education - Primary School (break) | Education - Primary School - Classroom/Lecture (break) | PrimSchool Class/Office (break) | Sat | Closed | 16 | 16 | 0.65286 | 1.4745 | 1.4745 | 1.4745 | 1.1059 | 1.1059 | 1.1059 | 1.1059 | 0 | 0 | 0 | 0 | 0 | 0 | 0 | 6.4697 | 6.4697 | 6.4697 | 4.8523 | 4.8523 | 4.8523 | 4.8523 | 0 | 0 | 0 | 0 | 0 | 0 | 0 | 0 | 0 | 0 | 0 | 0 | 0 | 0 | 0 | 0 | 0 | 0 | 0 | 0 | 0 | 0 | 0 | 0 | 0 | 0 | 0 | 0 | 0 | 0 | 0 | 0 | 0 | 0 | 0 | 0.10688 | 0.10688 | 0.10688 | 0.080158 | 0.080158 | 0.080158 | 0.080158 | 0 | 0 | 0 | 0 | 0 | 0 | 0 | 0.49315 | 0.49315 | 0.49315 | 0.36986 | 0.36986 | 0.36986 | 0.36986 | 0 | 0 | 0 | 0 | 0 | 0 | 0 | 0 | 0 | 0 | 0 | 0 | 0 | 0 | 0 | 0 | 0 | 0 | 0 | 0 | 0 | 0 | 0 | 0 | 0 | 0 | 0 | 0 | 0 | 0 | 0 | 0 | 0 | 0 | 0 | PrimSchool Class/Office (break) ILit Cls | PrimSchool Class/Office (break) ILit Cls | 2 | 2 | 2 | PrimSchool Class/Office (break) ILit2 Cls | PrimSchool Class/Office (break) ILit Cls | PrimSchool Class/Office (break) ILit Cls | 2 | 2 | 2 | 2 | 0.42005 | 0.02 | 0.02 | 0.02 | 0.02 | 0.02 | 0.02 | 0.02 | 0.02 | 0.02 | 0.02 | 0.02 | 0.02 | 0.02 | 0.02 | 0.02 | 0.02 | 0.02 | 0.02 | 0.02 | 0.02 | 0.02 | 0.02 | 0.02 | 0.02 | 0.02 | 0.44172 | 0.02 | 0.02 | 0.02 | 0.02 | 0.02 | 0.02 | 0.02 | 0.02 | 0.02 | 0.02 | 0.02 | 0.02 | 0.02 | 0.02 | 0.02 | 0.02 | 0.02 | 0.02 | 0.02 | 0.02 | 0.02 | 0.02 | 0.02 | 0.02 | 0.02 | 0 | 0 | 0 | 0 | 0 | 0 | 0 | 0 | 0 | 0 | 0 | 0 | 0 | 0 | 0 | 0 | 0 | 0 | 0 | 0 | 0 | 0 | 0 | 0 | 0 | 0 | 0 | 0 | 0 | 0 | 0 | 0 | 0 | 0 | 0 | 0 | 0 | 0 | 0 | 0 | 0 | 0 | 0 | 0 | 0 | 0 | 0 | 0 | 20 | 0.4 | 0.36 | 0.13 | 0.11 | 0.52632 | 0 | 0 | 0 | 0 | 0 | 0 | 0 | 0 |  | 0.0026051 | 0.0026051 | 0.0025967 | 0.0026172 | 0.0026162 | 0.0026162 | 0.0026162 | Education - Primary School - Classroom/Lecture - (break) - Sat | 10 | 9 | 15 | 0 | 6.7208 | 0 | 0 | 0 | 6.7208 | 0 | 0 | 0 | 0.42005 | 0 | 0 | 0 | 0 | 0 | 0 | 0 | 0 | 0 | 0 | 0 | 0 | 0 | 0 | 0 | 0 | 0 | 0 | 0 | 0 | 0 | 0 | 0 | 0 |  | 0 | 7.0676 | 0 | 0 | 0 | 7.0676 | 0 | 0 | 0 | 0.44172 | 0 | 0 | 0 | 0 | 0 | 0 | 0 | 0 | 0 | 0 | 0 | 0 | 0 | 0 | 0 | 0 | 0 | 0 | 0 | 0 | 0 | 0 | 0 | 0 | 0.87511 | 0.8 | 0.92026 | 0.8
206 | 2 | 6 | 6 | 6 |  |  |  |  | Education - Primary School | Classroom/Lecture | Education - Primary School - Classroom/Lecture | (break) | Education - Primary School (break) | Education - Primary School - Classroom/Lecture (break) | PrimSchool Class/Office (break) | Sun | Closed | 16 | 16 | 0.65286 | 1.4745 | 1.4745 | 1.4745 | 1.1059 | 1.1059 | 1.1059 | 1.1059 | 0 | 0 | 0 | 0 | 0 | 0 | 0 | 6.4697 | 6.4697 | 6.4697 | 4.8523 | 4.8523 | 4.8523 | 4.8523 | 0 | 0 | 0 | 0 | 0 | 0 | 0 | 0 | 0 | 0 | 0 | 0 | 0 | 0 | 0 | 0 | 0 | 0 | 0 | 0 | 0 | 0 | 0 | 0 | 0 | 0 | 0 | 0 | 0 | 0 | 0 | 0 | 0 | 0 | 0 | 0.10688 | 0.10688 | 0.10688 | 0.080158 | 0.080158 | 0.080158 | 0.080158 | 0 | 0 | 0 | 0 | 0 | 0 | 0 | 0.49315 | 0.49315 | 0.49315 | 0.36986 | 0.36986 | 0.36986 | 0.36986 | 0 | 0 | 0 | 0 | 0 | 0 | 0 | 0 | 0 | 0 | 0 | 0 | 0 | 0 | 0 | 0 | 0 | 0 | 0 | 0 | 0 | 0 | 0 | 0 | 0 | 0 | 0 | 0 | 0 | 0 | 0 | 0 | 0 | 0 | 0 | PrimSchool Class/Office (break) ILit Cls | PrimSchool Class/Office (break) ILit Cls | 2 | 2 | 2 | PrimSchool Class/Office (break) ILit2 Cls | PrimSchool Class/Office (break) ILit Cls | PrimSchool Class/Office (break) ILit Cls | 2 | 2 | 2 | 2 | 0.42005 | 0.02 | 0.02 | 0.02 | 0.02 | 0.02 | 0.02 | 0.02 | 0.02 | 0.02 | 0.02 | 0.02 | 0.02 | 0.02 | 0.02 | 0.02 | 0.02 | 0.02 | 0.02 | 0.02 | 0.02 | 0.02 | 0.02 | 0.02 | 0.02 | 0.02 | 0.44172 | 0.02 | 0.02 | 0.02 | 0.02 | 0.02 | 0.02 | 0.02 | 0.02 | 0.02 | 0.02 | 0.02 | 0.02 | 0.02 | 0.02 | 0.02 | 0.02 | 0.02 | 0.02 | 0.02 | 0.02 | 0.02 | 0.02 | 0.02 | 0.02 | 0.02 | 0 | 0 | 0 | 0 | 0 | 0 | 0 | 0 | 0 | 0 | 0 | 0 | 0 | 0 | 0 | 0 | 0 | 0 | 0 | 0 | 0 | 0 | 0 | 0 | 0 | 0 | 0 | 0 | 0 | 0 | 0 | 0 | 0 | 0 | 0 | 0 | 0 | 0 | 0 | 0 | 0 | 0 | 0 | 0 | 0 | 0 | 0 | 0 | 20 | 0.4 | 0.36 | 0.13 | 0.11 | 0.52632 | 0 | 0 | 0 | 0 | 0 | 0 | 0 | 0 |  | 0.0026051 | 0.0026051 | 0.0025967 | 0.0026172 | 0.0026162 | 0.0026162 | 0.0026162 | Education - Primary School - Classroom/Lecture - (break) - Sun | 12 | 9 | 15 | 0 | 6.7208 | 0 | 0 | 0 | 6.7208 | 0 | 0 | 0 | 0.42005 | 0 | 0 | 0 | 0 | 0 | 0 | 0 | 0 | 0 | 0 | 0 | 0 | 0 | 0 | 0 | 0 | 0 | 0 | 0 | 0 | 0 | 0 | 0 | 0 |  | 0 | 7.0676 | 0 | 0 | 0 | 7.0676 | 0 | 0 | 0 | 0.44172 | 0 | 0 | 0 | 0 | 0 | 0 | 0 | 0 | 0 | 0 | 0 | 0 | 0 | 0 | 0 | 0 | 0 | 0 | 0 | 0 | 0 | 0 | 0 | 0 | 0.87511 | 0.8 | 0.92026 | 0.8
207 | 2 | 7 | 7 | 7 |  |  |  |  | Education - Primary School | Classroom/Lecture | Education - Primary School - Classroom/Lecture | (break) | Education - Primary School (break) | Education - Primary School - Classroom/Lecture (break) | PrimSchool Class/Office (break) | Hol | Closed | 3 | 3 | 0.65286 | 1.4745 | 1.4745 | 1.4745 | 1.1059 | 1.1059 | 1.1059 | 1.1059 | 0 | 0 | 0 | 0 | 0 | 0 | 0 | 1.2131 | 1.2131 | 1.2131 | 0.9098 | 0.9098 | 0.9098 | 0.9098 | 0 | 0 | 0 | 0 | 0 | 0 | 0 | 0 | 0 | 0 | 0 | 0 | 0 | 0 | 0 | 0 | 0 | 0 | 0 | 0 | 0 | 0 | 0 | 0 | 0 | 0 | 0 | 0 | 0 | 0 | 0 | 0 | 0 | 0 | 0 | 0.10688 | 0.10688 | 0.10688 | 0.080158 | 0.080158 | 0.080158 | 0.080158 | 0 | 0 | 0 | 0 | 0 | 0 | 0 | 0.092466 | 0.092466 | 0.092466 | 0.069349 | 0.069349 | 0.069349 | 0.069349 | 0 | 0 | 0 | 0 | 0 | 0 | 0 | 0 | 0 | 0 | 0 | 0 | 0 | 0 | 0 | 0 | 0 | 0 | 0 | 0 | 0 | 0 | 0 | 0 | 0 | 0 | 0 | 0 | 0 | 0 | 0 | 0 | 0 | 0 | 0 | PrimSchool Class/Office (break) ILit Cls | PrimSchool Class/Office (break) ILit Cls | 2 | 2 | 2 | PrimSchool Class/Office (break) ILit2 Cls | PrimSchool Class/Office (break) ILit Cls | PrimSchool Class/Office (break) ILit Cls | 2 | 2 | 2 | 2 | 0.42005 | 0.02 | 0.02 | 0.02 | 0.02 | 0.02 | 0.02 | 0.02 | 0.02 | 0.02 | 0.02 | 0.02 | 0.02 | 0.02 | 0.02 | 0.02 | 0.02 | 0.02 | 0.02 | 0.02 | 0.02 | 0.02 | 0.02 | 0.02 | 0.02 | 0.02 | 0.44172 | 0.02 | 0.02 | 0.02 | 0.02 | 0.02 | 0.02 | 0.02 | 0.02 | 0.02 | 0.02 | 0.02 | 0.02 | 0.02 | 0.02 | 0.02 | 0.02 | 0.02 | 0.02 | 0.02 | 0.02 | 0.02 | 0.02 | 0.02 | 0.02 | 0.02 | 0 | 0 | 0 | 0 | 0 | 0 | 0 | 0 | 0 | 0 | 0 | 0 | 0 | 0 | 0 | 0 | 0 | 0 | 0 | 0 | 0 | 0 | 0 | 0 | 0 | 0 | 0 | 0 | 0 | 0 | 0 | 0 | 0 | 0 | 0 | 0 | 0 | 0 | 0 | 0 | 0 | 0 | 0 | 0 | 0 | 0 | 0 | 0 | 20 | 0.4 | 0.36 | 0.13 | 0.11 | 0.52632 | 0 | 0 | 0 | 0 | 0 | 0 | 0 | 0 |  | 0.0026051 | 0.0026051 | 0.0025967 | 0.0026172 | 0.0026162 | 0.0026162 | 0.0026162 | Education - Primary School - Classroom/Lecture - (break) - Hol | 14 | 9 | 15 | 0 | 1.2602 | 0 | 0 | 0 | 1.2602 | 0 | 0 | 0 | 0.42005 | 0 | 0 | 0 | 0 | 0 | 0 | 0 | 0 | 0 | 0 | 0 | 0 | 0 | 0 | 0 | 0 | 0 | 0 | 0 | 0 | 0 | 0 | 0 | 0 |  | 0 | 1.3252 | 0 | 0 | 0 | 1.3252 | 0 | 0 | 0 | 0.44172 | 0 | 0 | 0 | 0 | 0 | 0 | 0 | 0 | 0 | 0 | 0 | 0 | 0 | 0 | 0 | 0 | 0 | 0 | 0 | 0 | 0 | 0 | 0 | 0 | 0.87511 | 0.8 | 0.92026 | 0.8
208 | 2 | 8 | 8 | 8 |  | Education - Primary School (break) | Education - Primary School - Classroom/Lecture | Education - Primary School - Classroom/Lecture (break) | Education - Primary School | Classroom/Lecture | Education - Primary School - Classroom/Lecture | (break) | Education - Primary School (break) | Education - Primary School - Classroom/Lecture (break) | PrimSchool Class/Office (break) | all | Closed | 63 | 63 | 0.65286 | 1.4745 | 1.4745 | 1.4745 | 1.1059 | 1.1059 | 1.1059 | 1.1059 | 0.96263 | 0.96263 | 0.96263 | 0.72197 | 0.72197 | 0.72197 | 0.72197 | 25.4744 | 25.4744 | 25.4744 | 19.1058 | 19.1058 | 19.1058 | 19.1058 | 0.019253 | 0.019253 | 0.019253 | 0.014439 | 0.014439 | 0.014439 | 0.014439 | 2131.7954 | 2131.7954 | 2131.7954 | 2131.7954 | 2131.7954 | 2131.7954 | 2131.7954 | 0 | 0 | 0 | 0 | 0 | 0 | 0 | 0.02 | 0.02 | 0.02 | 0.02 | 0.02 | 0.02 | 0.02 | 0.02 | 0.02 | 0.02 | 0.02 | 0.02 | 0.02 | 0.02 | 0.10688 | 0.10688 | 0.10688 | 0.080158 | 0.080158 | 0.080158 | 0.080158 | 0.069776 | 0.069776 | 0.069776 | 0.052332 | 0.052332 | 0.052332 | 0.052332 | 1.9418 | 1.9418 | 1.9418 | 1.4563 | 1.4563 | 1.4563 | 1.4563 | 0.0013955 | 0.0013955 | 0.0013955 | 0.0010466 | 0.0010466 | 0.0010466 | 0.0010466 | 2327.8369 | 2327.8369 | 2327.8369 | 2327.8369 | 2327.8369 | 2327.8369 | 2327.8369 | 0 | 0 | 0 | 0 | 0 | 0 | 0 | 0.02 | 0.02 | 0.02 | 0.02 | 0.02 | 0.02 | 0.02 | 0.02 | 0.02 | 0.02 | 0.02 | 0.02 | 0.02 | 0.02 | PrimSchool Class/Office (break) ILit Cls | PrimSchool Class/Office (break) ILit Cls | 2 | 2 | 2 | PrimSchool Class/Office (break) ILit2 Cls | PrimSchool Class/Office (break) ILit Cls | PrimSchool Class/Office (break) ILit Cls | 2 | 2 | 2 | 2 | 0.42005 | 0.02 | 0.02 | 0.02 | 0.02 | 0.02 | 0.02 | 0.02 | 0.02 | 0.02 | 0.02 | 0.02 | 0.02 | 0.02 | 0.02 | 0.02 | 0.02 | 0.02 | 0.02 | 0.02 | 0.02 | 0.02 | 0.02 | 0.02 | 0.02 | 0.02 | 0.44172 | 0.02 | 0.02 | 0.02 | 0.02 | 0.02 | 0.02 | 0.02 | 0.02 | 0.02 | 0.02 | 0.02 | 0.02 | 0.02 | 0.02 | 0.02 | 0.02 | 0.02 | 0.02 | 0.02 | 0.02 | 0.02 | 0.02 | 0.02 | 0.02 | 0.02 | 0 | 0 | 0 | 0 | 0 | 0 | 0 | 0 | 0 | 0 | 0 | 0 | 0 | 0 | 0 | 0 | 0 | 0 | 0 | 0 | 0 | 0 | 0 | 0 | 0 | 0 | 0 | 0 | 0 | 0 | 0 | 0 | 0 | 0 | 0 | 0 | 0 | 0 | 0 | 0 | 0 | 0 | 0 | 0 | 0 | 0 | 0 | 0 | 20 | 0.4 | 0.36 | 0.13 | 0.11 | 0.52632 | 0.0024979 | 0.0024045 | 0.0024045 | 0.0024045 | 0.0018034 | 0.0018034 | 0.0018034 | 0.0018034 | Education - Primary School (break) | 0.0026051 | 0.0026051 | 0.0025967 | 0.0026172 | 0.0026162 | 0.0026162 | 0.0026162 | Education - Primary School - Classroom/Lecture - (break) - all | 16 | 9 | 16 | 0 | 26.4632 | 0 | 26.4632 | 0 | 0 | 0 | 0.42005 | 0 | 0 | 0 | 0 | 0 | 0 | 0 | 0 | 0 | 0 | 0 | 0 | 0 | 0 | 0 | 0 | 0 | 0 | 0 | 0 | 0 | 0 | 0 | 0 | 0 | 0 |  | 0 | 27.8286 | 0 | 27.8286 | 0 | 0 | 0 | 0.44172 | 0 | 0 | 0 | 0 | 0 | 0 | 0 | 0 | 0 | 0 | 0 | 0 | 0 | 0 | 0 | 0 | 0 | 0 | 0 | 0 | 0 | 0 | 0 | 0 | 0 | 0 | 0.87511 | 0.8 | 0.92026 | 0.8
209 | 2 | 9 | 5 | 1 |  |  |  |  | Education - Primary School | Dining Area | Education - Primary School - Dining Area |  | Education - Primary School | Education - Primary School - Dining Area | PrimSchool Cafeteria (in session) | Sat | Open | 36 | 36 | 0.15534 | 1.3823 | 1.3823 | 1.198 | 1.198 | 1.198 | 1.198 | 1.198 | 0 | 0 | 0 | 0 | 0 | 0 | 0 | 22.4972 | 22.4972 | 19.4976 | 19.4976 | 19.4976 | 19.4976 | 19.4976 | 0 | 0 | 0 | 0 | 0 | 0 | 0 | 0 | 0 | 0 | 0 | 0 | 0 | 0 | 0 | 0 | 0 | 0 | 0 | 0 | 0 | 0 | 0 | 0 | 0 | 0 | 0 | 0 | 0 | 0 | 0 | 0 | 0 | 0 | 0 | 0.1002 | 0.1002 | 0.086838 | 0.086838 | 0.086838 | 0.086838 | 0.086838 | 0 | 0 | 0 | 0 | 0 | 0 | 0 | 1.8563 | 1.8563 | 1.6088 | 1.6088 | 1.6088 | 1.6088 | 1.6088 | 0 | 0 | 0 | 0 | 0 | 0 | 0 | 0 | 0 | 0 | 0 | 0 | 0 | 0 | 0 | 0 | 0 | 0 | 0 | 0 | 0 | 0 | 0 | 0 | 0 | 0 | 0 | 0 | 0 | 0 | 0 | 0 | 0 | 0 | 0 | PrimSchool Cafeteria (in session) ILit Sat | PrimSchool Cafeteria (in session) ILit all | 3568 | 5 | 60 | PrimSchool Cafeteria (in session) ILit2 Sat | PrimSchool Cafeteria (in session) ILit Sat | PrimSchool Cafeteria (in session) ILit all | 3568 | 6.5 | 60 | 3568 | 2.9102 | 0.042 | 0.05 | 0.05 | 0.05 | 0.05 | 0.05 | 0.05 | 0.05 | 0.05 | 0.05 | 0.05 | 0.6 | 0.6 | 0.6 | 0.6 | 0.05 | 0.05 | 0.05 | 0.05 | 0.05 | 0.05 | 0.05 | 0.05 | 0.05 | 0.05 | 3.3128 | 0.0546 | 0.065 | 0.065 | 0.065 | 0.065 | 0.065 | 0.065 | 0.065 | 0.065 | 0.065 | 0.065 | 0.6 | 0.6 | 0.6 | 0.6 | 0.065 | 0.065 | 0.065 | 0.065 | 0.065 | 0.065 | 0.065 | 0.065 | 0.065 | 0.065 | 0 | 0 | 0 | 0 | 0 | 0 | 0 | 0 | 0 | 0 | 1 | 1 | 1 | 1 | 0 | 0 | 0 | 0 | 0 | 0 | 0 | 0 | 0 | 0 | 0 | 0 | 0 | 0 | 0 | 0 | 0 | 0 | 0 | 0 | 1 | 1 | 1 | 1 | 0 | 0 | 0 | 0 | 0 | 0 | 0 | 0 | 0 | 0 | 16 | 0.66337 | 0.20792 | 0.079208 | 0.049505 | 0.76136 | 0 | 0 | 0 | 0 | 0 | 0 | 0 | 0 |  | 0.063325 | 0.063325 | 0.063509 | 0.062176 | 0.06237 | 0.06237 | 0.06237 | Education - Primary School - Dining Area - Sat | 10 | 8 | 16 | 93.6 | 11.167 | 0 | 0 | 93.6 | 11.167 | 0 | 0 | 2.6 | 0.31019 | 0 | 0 | 0 | 0 | 0 | 0 | 0 | 0.05 | 0.05 | 0.05 | 0.6 | 0.6 | 0.6 | 0.6 | 0.05 | 0 | 0 | 0 | 0 | 0 | 0 | 0 | 0 | 0 |  | 95.76 | 23.5015 | 0 | 0 | 95.76 | 23.5015 | 0 | 0 | 2.66 | 0.65282 | 0 | 0 | 0 | 0 | 0 | 0 | 0 | 0.065 | 0.065 | 0.065 | 0.6 | 0.6 | 0.6 | 0.6 | 0.065 | 0 | 0 | 0 | 0 | 0 | 0 | 0 | 0 | 0 | 0.85594 | 0.84 | 0.89536 | 0.84
210 | 2 | 10 | 6 | 2 |  |  |  |  | Education - Primary School | Dining Area | Education - Primary School - Dining Area |  | Education - Primary School | Education - Primary School - Dining Area | PrimSchool Cafeteria (in session) | Sun | Closed | 36 | 36 | 0.15534 | 1.3823 | 1.3823 | 1.198 | 1.198 | 1.198 | 1.198 | 1.198 | 0 | 0 | 0 | 0 | 0 | 0 | 0 | 7.9402 | 7.9402 | 6.8815 | 6.8815 | 6.8815 | 6.8815 | 6.8815 | 0 | 0 | 0 | 0 | 0 | 0 | 0 | 0 | 0 | 0 | 0 | 0 | 0 | 0 | 0 | 0 | 0 | 0 | 0 | 0 | 0 | 0 | 0 | 0 | 0 | 0 | 0 | 0 | 0 | 0 | 0 | 0 | 0 | 0 | 0 | 0.1002 | 0.1002 | 0.086838 | 0.086838 | 0.086838 | 0.086838 | 0.086838 | 0 | 0 | 0 | 0 | 0 | 0 | 0 | 0.60205 | 0.60205 | 0.52177 | 0.52177 | 0.52177 | 0.52177 | 0.52177 | 0 | 0 | 0 | 0 | 0 | 0 | 0 | 0 | 0 | 0 | 0 | 0 | 0 | 0 | 0 | 0 | 0 | 0 | 0 | 0 | 0 | 0 | 0 | 0 | 0 | 0 | 0 | 0 | 0 | 0 | 0 | 0 | 0 | 0 | 0 | PrimSchool Cafeteria (in session) ILit Cls | PrimSchool Cafeteria (in session) ILit Cls | 2 | 5 | 5 | PrimSchool Cafeteria (in session) ILit2 Cls | PrimSchool Cafeteria (in session) ILit Cls | PrimSchool Cafeteria (in session) ILit Cls | 2 | 5 | 5 | 2 | 1.0271 | 0.042 | 0.05 | 0.05 | 0.05 | 0.05 | 0.05 | 0.05 | 0.05 | 0.05 | 0.05 | 0.05 | 0.05 | 0.05 | 0.05 | 0.05 | 0.05 | 0.05 | 0.05 | 0.05 | 0.05 | 0.05 | 0.05 | 0.05 | 0.05 | 0.05 | 1.0744 | 0.042 | 0.05 | 0.05 | 0.05 | 0.05 | 0.05 | 0.05 | 0.05 | 0.05 | 0.05 | 0.05 | 0.05 | 0.05 | 0.05 | 0.05 | 0.05 | 0.05 | 0.05 | 0.05 | 0.05 | 0.05 | 0.05 | 0.05 | 0.05 | 0.05 | 0 | 0 | 0 | 0 | 0 | 0 | 0 | 0 | 0 | 0 | 0 | 0 | 0 | 0 | 0 | 0 | 0 | 0 | 0 | 0 | 0 | 0 | 0 | 0 | 0 | 0 | 0 | 0 | 0 | 0 | 0 | 0 | 0 | 0 | 0 | 0 | 0 | 0 | 0 | 0 | 0 | 0 | 0 | 0 | 0 | 0 | 0 | 0 | 16 | 0.66337 | 0.20792 | 0.079208 | 0.049505 | 0.76136 | 0 | 0 | 0 | 0 | 0 | 0 | 0 | 0 |  | 0.063325 | 0.063325 | 0.063509 | 0.062176 | 0.06237 | 0.06237 | 0.06237 | Education - Primary School - Dining Area - Sun | 12 | 8 | 16 | 0 | 36.9766 | 0 | 0 | 0 | 36.9766 | 0 | 0 | 0 | 1.0271 | 0 | 0 | 0 | 0 | 0 | 0 | 0 | 0 | 0 | 0 | 0 | 0 | 0 | 0 | 0 | 0 | 0 | 0 | 0 | 0 | 0 | 0 | 0 | 0 |  | 0 | 38.6794 | 0 | 0 | 0 | 38.6794 | 0 | 0 | 0 | 1.0744 | 0 | 0 | 0 | 0 | 0 | 0 | 0 | 0 | 0 | 0 | 0 | 0 | 0 | 0 | 0 | 0 | 0 | 0 | 0 | 0 | 0 | 0 | 0 | 0 | 0.85594 | 0.84 | 0.89536 | 0.84
211 | 2 | 11 | 7 | 3 |  |  |  |  | Education - Primary School | Dining Area | Education - Primary School - Dining Area |  | Education - Primary School | Education - Primary School - Dining Area | PrimSchool Cafeteria (in session) | Hol | Closed | 7 | 7 | 0.15534 | 1.3823 | 1.3823 | 1.198 | 1.198 | 1.198 | 1.198 | 1.198 | 0 | 0 | 0 | 0 | 0 | 0 | 0 | 1.5439 | 1.5439 | 1.3381 | 1.3381 | 1.3381 | 1.3381 | 1.3381 | 0 | 0 | 0 | 0 | 0 | 0 | 0 | 0 | 0 | 0 | 0 | 0 | 0 | 0 | 0 | 0 | 0 | 0 | 0 | 0 | 0 | 0 | 0 | 0 | 0 | 0 | 0 | 0 | 0 | 0 | 0 | 0 | 0 | 0 | 0 | 0.1002 | 0.1002 | 0.086838 | 0.086838 | 0.086838 | 0.086838 | 0.086838 | 0 | 0 | 0 | 0 | 0 | 0 | 0 | 0.11706 | 0.11706 | 0.10146 | 0.10146 | 0.10146 | 0.10146 | 0.10146 | 0 | 0 | 0 | 0 | 0 | 0 | 0 | 0 | 0 | 0 | 0 | 0 | 0 | 0 | 0 | 0 | 0 | 0 | 0 | 0 | 0 | 0 | 0 | 0 | 0 | 0 | 0 | 0 | 0 | 0 | 0 | 0 | 0 | 0 | 0 | PrimSchool Cafeteria (in session) ILit Cls | PrimSchool Cafeteria (in session) ILit Cls | 2 | 5 | 5 | PrimSchool Cafeteria (in session) ILit2 Cls | PrimSchool Cafeteria (in session) ILit Cls | PrimSchool Cafeteria (in session) ILit Cls | 2 | 5 | 5 | 2 | 1.0271 | 0.042 | 0.05 | 0.05 | 0.05 | 0.05 | 0.05 | 0.05 | 0.05 | 0.05 | 0.05 | 0.05 | 0.05 | 0.05 | 0.05 | 0.05 | 0.05 | 0.05 | 0.05 | 0.05 | 0.05 | 0.05 | 0.05 | 0.05 | 0.05 | 0.05 | 1.0744 | 0.042 | 0.05 | 0.05 | 0.05 | 0.05 | 0.05 | 0.05 | 0.05 | 0.05 | 0.05 | 0.05 | 0.05 | 0.05 | 0.05 | 0.05 | 0.05 | 0.05 | 0.05 | 0.05 | 0.05 | 0.05 | 0.05 | 0.05 | 0.05 | 0.05 | 0 | 0 | 0 | 0 | 0 | 0 | 0 | 0 | 0 | 0 | 0 | 0 | 0 | 0 | 0 | 0 | 0 | 0 | 0 | 0 | 0 | 0 | 0 | 0 | 0 | 0 | 0 | 0 | 0 | 0 | 0 | 0 | 0 | 0 | 0 | 0 | 0 | 0 | 0 | 0 | 0 | 0 | 0 | 0 | 0 | 0 | 0 | 0 | 16 | 0.66337 | 0.20792 | 0.079208 | 0.049505 | 0.76136 | 0 | 0 | 0 | 0 | 0 | 0 | 0 | 0 |  | 0.063325 | 0.063325 | 0.063509 | 0.062176 | 0.06237 | 0.06237 | 0.06237 | Education - Primary School - Dining Area - Hol | 14 | 8 | 16 | 0 | 7.1899 | 0 | 0 | 0 | 7.1899 | 0 | 0 | 0 | 1.0271 | 0 | 0 | 0 | 0 | 0 | 0 | 0 | 0 | 0 | 0 | 0 | 0 | 0 | 0 | 0 | 0 | 0 | 0 | 0 | 0 | 0 | 0 | 0 | 0 |  | 0 | 7.521 | 0 | 0 | 0 | 7.521 | 0 | 0 | 0 | 1.0744 | 0 | 0 | 0 | 0 | 0 | 0 | 0 | 0 | 0 | 0 | 0 | 0 | 0 | 0 | 0 | 0 | 0 | 0 | 0 | 0 | 0 | 0 | 0 | 0 | 0.85594 | 0.84 | 0.89536 | 0.84
212 | 2 | 12 | 8 | 4 |  | Education - Primary School |  | Education - Primary School - Dining Area | Education - Primary School | Dining Area | Education - Primary School - Dining Area |  | Education - Primary School | Education - Primary School - Dining Area | PrimSchool Cafeteria (in session) | all | Open | 188 | 188 | 0.15534 | 1.3823 | 1.3823 | 1.198 | 1.198 | 1.198 | 1.198 | 1.198 | 0 | 0 | 0 | 0 | 0 | 0 | 0 | 205.5992 | 205.5992 | 178.186 | 178.186 | 178.186 | 178.186 | 178.186 | 0.066138 | 0.066138 | 0.05732 | 0.05732 | 0.05732 | 0.05732 | 0.05732 | 0 | 0 | 0 | 0 | 0 | 0 | 0 | 0 | 0 | 0 | 0 | 0 | 0 | 0 | 0.308 | 0.308 | 0.308 | 0.308 | 0.308 | 0.308 | 0.308 | 0.4914 | 0.4914 | 0.49424 | 0.48061 | 0.48226 | 0.48226 | 0.48226 | 0.1002 | 0.1002 | 0.086838 | 0.086838 | 0.086838 | 0.086838 | 0.086838 | 0 | 0 | 0 | 0 | 0 | 0 | 0 | 16.3358 | 16.3358 | 14.1577 | 14.1577 | 14.1577 | 14.1577 | 14.1577 | 0.0049248 | 0.0049248 | 0.0042681 | 0.0042681 | 0.0042681 | 0.0042681 | 0.0042681 | 0 | 0 | 0 | 0 | 0 | 0 | 0 | 0 | 0 | 0 | 0 | 0 | 0 | 0 | 0.3164 | 0.3164 | 0.3164 | 0.3164 | 0.3164 | 0.3164 | 0.3164 | 0.49998 | 0.49998 | 0.50227 | 0.48952 | 0.49118 | 0.49118 | 0.49118 | PrimSchool Cafeteria (in session) ILit all | PrimSchool Cafeteria (in session) ILit all | 3023 | 5 | 100 | PrimSchool Cafeteria (in session) ILit2 all | PrimSchool Cafeteria (in session) ILit all | PrimSchool Cafeteria (in session) ILit all | 3023 | 6.5 | 100 | 3023 | 5.0928 | 0.308 | 0.05 | 0.05 | 0.05 | 0.05 | 0.05 | 0.05 | 0.05 | 0.05 | 0.05 | 0.05 | 1 | 1 | 1 | 1 | 1 | 0.05 | 0.05 | 0.05 | 0.05 | 0.05 | 0.05 | 0.05 | 0.05 | 0.05 | 5.5825 | 0.3164 | 0.065 | 0.065 | 0.065 | 0.065 | 0.065 | 0.065 | 0.065 | 0.065 | 0.065 | 0.065 | 1 | 1 | 1 | 1 | 1 | 0.065 | 0.065 | 0.065 | 0.065 | 0.065 | 0.065 | 0.065 | 0.065 | 0.065 | 0 | 0 | 0 | 0 | 0 | 0 | 0 | 0 | 0 | 0 | 1 | 1 | 1 | 1 | 1 | 0 | 0 | 0 | 0 | 0 | 0 | 0 | 0 | 0 | 0 | 0 | 0 | 0 | 0 | 0 | 0 | 0 | 0 | 0 | 1 | 1 | 1 | 1 | 1 | 0 | 0 | 0 | 0 | 0 | 0 | 0 | 0 | 0 | 16 | 0.66337 | 0.20792 | 0.079208 | 0.049505 | 0.76136 | 0.044371 | 0.0095279 | 0.0095279 | 0.0082575 | 0.0082575 | 0.0082575 | 0.0082575 | 0.0082575 | Education - Primary School | 0.063325 | 0.063325 | 0.063509 | 0.062176 | 0.06237 | 0.06237 | 0.06237 | Education - Primary School - Dining Area - all | 16 | 8 | 18 | 987 | -29.5459 | 987 | -29.5459 | 0 | 0 | 5.25 | -0.15716 | 0 | 0 | 0 | 0 | 0 | 0 | 0 | 0 | 0 | 0.05 | 0.05 | 0.05 | 1 | 1 | 1 | 1 | 1 | 0.05 | 0.05 | 0 | 0 | 0 | 0 | 0 | 0 | 0 |  | 1001.1 | 48.4187 | 1001.1 | 48.4187 | 0 | 0 | 5.325 | 0.25755 | 0 | 0 | 0 | 0 | 0 | 0 | 0 | 0 | 0 | 0.065 | 0.065 | 0.065 | 1 | 1 | 1 | 1 | 1 | 0.065 | 0.065 | 0 | 0 | 0 | 0 | 0 | 0 | 0 | 0.85594 | 0.84 | 0.89536 | 0.84
213 | 2 | 13 | 5 | 5 |  |  |  |  | Education - Primary School | Dining Area | Education - Primary School - Dining Area | (break) | Education - Primary School (break) | Education - Primary School - Dining Area (break) | PrimSchool Cafeteria (break) | Sat | Closed | 16 | 16 | 0.15534 | 1.3823 | 1.3823 | 1.198 | 1.198 | 1.198 | 1.198 | 1.198 | 0 | 0 | 0 | 0 | 0 | 0 | 0 | 1.4116 | 1.4116 | 1.2234 | 1.2234 | 1.2234 | 1.2234 | 1.2234 | 0 | 0 | 0 | 0 | 0 | 0 | 0 | 0 | 0 | 0 | 0 | 0 | 0 | 0 | 0 | 0 | 0 | 0 | 0 | 0 | 0 | 0 | 0 | 0 | 0 | 0 | 0 | 0 | 0 | 0 | 0 | 0 | 0 | 0 | 0 | 0.1002 | 0.1002 | 0.086838 | 0.086838 | 0.086838 | 0.086838 | 0.086838 | 0 | 0 | 0 | 0 | 0 | 0 | 0 | 0.10703 | 0.10703 | 0.09276 | 0.09276 | 0.09276 | 0.09276 | 0.09276 | 0 | 0 | 0 | 0 | 0 | 0 | 0 | 0 | 0 | 0 | 0 | 0 | 0 | 0 | 0 | 0 | 0 | 0 | 0 | 0 | 0 | 0 | 0 | 0 | 0 | 0 | 0 | 0 | 0 | 0 | 0 | 0 | 0 | 0 | 0 | PrimSchool Cafeteria (break) ILit Cls | PrimSchool Cafeteria (break) ILit Cls | 2 | 2 | 2 | PrimSchool Cafeteria (break) ILit2 Cls | PrimSchool Cafeteria (break) ILit Cls | PrimSchool Cafeteria (break) ILit Cls | 2 | 2 | 2 | 2 | 0.41085 | 0.02 | 0.02 | 0.02 | 0.02 | 0.02 | 0.02 | 0.02 | 0.02 | 0.02 | 0.02 | 0.02 | 0.02 | 0.02 | 0.02 | 0.02 | 0.02 | 0.02 | 0.02 | 0.02 | 0.02 | 0.02 | 0.02 | 0.02 | 0.02 | 0.02 | 0.42977 | 0.02 | 0.02 | 0.02 | 0.02 | 0.02 | 0.02 | 0.02 | 0.02 | 0.02 | 0.02 | 0.02 | 0.02 | 0.02 | 0.02 | 0.02 | 0.02 | 0.02 | 0.02 | 0.02 | 0.02 | 0.02 | 0.02 | 0.02 | 0.02 | 0.02 | 0 | 0 | 0 | 0 | 0 | 0 | 0 | 0 | 0 | 0 | 0 | 0 | 0 | 0 | 0 | 0 | 0 | 0 | 0 | 0 | 0 | 0 | 0 | 0 | 0 | 0 | 0 | 0 | 0 | 0 | 0 | 0 | 0 | 0 | 0 | 0 | 0 | 0 | 0 | 0 | 0 | 0 | 0 | 0 | 0 | 0 | 0 | 0 | 16 | 0.66337 | 0.20792 | 0.079208 | 0.049505 | 0.76136 | 0 | 0 | 0 | 0 | 0 | 0 | 0 | 0 |  | 0.0026051 | 0.0026051 | 0.0025967 | 0.0026172 | 0.0026162 | 0.0026162 | 0.0026162 | Education - Primary School - Dining Area - (break) - Sat | 10 | 9 | 15 | 0 | 6.5736 | 0 | 0 | 0 | 6.5736 | 0 | 0 | 0 | 0.41085 | 0 | 0 | 0 | 0 | 0 | 0 | 0 | 0 | 0 | 0 | 0 | 0 | 0 | 0 | 0 | 0 | 0 | 0 | 0 | 0 | 0 | 0 | 0 | 0 |  | 0 | 6.8763 | 0 | 0 | 0 | 6.8763 | 0 | 0 | 0 | 0.42977 | 0 | 0 | 0 | 0 | 0 | 0 | 0 | 0 | 0 | 0 | 0 | 0 | 0 | 0 | 0 | 0 | 0 | 0 | 0 | 0 | 0 | 0 | 0 | 0 | 0.85594 | 0.84 | 0.89536 | 0.84
214 | 2 | 14 | 6 | 6 |  |  |  |  | Education - Primary School | Dining Area | Education - Primary School - Dining Area | (break) | Education - Primary School (break) | Education - Primary School - Dining Area (break) | PrimSchool Cafeteria (break) | Sun | Closed | 16 | 16 | 0.15534 | 1.3823 | 1.3823 | 1.198 | 1.198 | 1.198 | 1.198 | 1.198 | 0 | 0 | 0 | 0 | 0 | 0 | 0 | 1.4116 | 1.4116 | 1.2234 | 1.2234 | 1.2234 | 1.2234 | 1.2234 | 0 | 0 | 0 | 0 | 0 | 0 | 0 | 0 | 0 | 0 | 0 | 0 | 0 | 0 | 0 | 0 | 0 | 0 | 0 | 0 | 0 | 0 | 0 | 0 | 0 | 0 | 0 | 0 | 0 | 0 | 0 | 0 | 0 | 0 | 0 | 0.1002 | 0.1002 | 0.086838 | 0.086838 | 0.086838 | 0.086838 | 0.086838 | 0 | 0 | 0 | 0 | 0 | 0 | 0 | 0.10703 | 0.10703 | 0.09276 | 0.09276 | 0.09276 | 0.09276 | 0.09276 | 0 | 0 | 0 | 0 | 0 | 0 | 0 | 0 | 0 | 0 | 0 | 0 | 0 | 0 | 0 | 0 | 0 | 0 | 0 | 0 | 0 | 0 | 0 | 0 | 0 | 0 | 0 | 0 | 0 | 0 | 0 | 0 | 0 | 0 | 0 | PrimSchool Cafeteria (break) ILit Cls | PrimSchool Cafeteria (break) ILit Cls | 2 | 2 | 2 | PrimSchool Cafeteria (break) ILit2 Cls | PrimSchool Cafeteria (break) ILit Cls | PrimSchool Cafeteria (break) ILit Cls | 2 | 2 | 2 | 2 | 0.41085 | 0.02 | 0.02 | 0.02 | 0.02 | 0.02 | 0.02 | 0.02 | 0.02 | 0.02 | 0.02 | 0.02 | 0.02 | 0.02 | 0.02 | 0.02 | 0.02 | 0.02 | 0.02 | 0.02 | 0.02 | 0.02 | 0.02 | 0.02 | 0.02 | 0.02 | 0.42977 | 0.02 | 0.02 | 0.02 | 0.02 | 0.02 | 0.02 | 0.02 | 0.02 | 0.02 | 0.02 | 0.02 | 0.02 | 0.02 | 0.02 | 0.02 | 0.02 | 0.02 | 0.02 | 0.02 | 0.02 | 0.02 | 0.02 | 0.02 | 0.02 | 0.02 | 0 | 0 | 0 | 0 | 0 | 0 | 0 | 0 | 0 | 0 | 0 | 0 | 0 | 0 | 0 | 0 | 0 | 0 | 0 | 0 | 0 | 0 | 0 | 0 | 0 | 0 | 0 | 0 | 0 | 0 | 0 | 0 | 0 | 0 | 0 | 0 | 0 | 0 | 0 | 0 | 0 | 0 | 0 | 0 | 0 | 0 | 0 | 0 | 16 | 0.66337 | 0.20792 | 0.079208 | 0.049505 | 0.76136 | 0 | 0 | 0 | 0 | 0 | 0 | 0 | 0 |  | 0.0026051 | 0.0026051 | 0.0025967 | 0.0026172 | 0.0026162 | 0.0026162 | 0.0026162 | Education - Primary School - Dining Area - (break) - Sun | 12 | 9 | 15 | 0 | 6.5736 | 0 | 0 | 0 | 6.5736 | 0 | 0 | 0 | 0.41085 | 0 | 0 | 0 | 0 | 0 | 0 | 0 | 0 | 0 | 0 | 0 | 0 | 0 | 0 | 0 | 0 | 0 | 0 | 0 | 0 | 0 | 0 | 0 | 0 |  | 0 | 6.8763 | 0 | 0 | 0 | 6.8763 | 0 | 0 | 0 | 0.42977 | 0 | 0 | 0 | 0 | 0 | 0 | 0 | 0 | 0 | 0 | 0 | 0 | 0 | 0 | 0 | 0 | 0 | 0 | 0 | 0 | 0 | 0 | 0 | 0 | 0.85594 | 0.84 | 0.89536 | 0.84
215 | 2 | 15 | 7 | 7 |  |  |  |  | Education - Primary School | Dining Area | Education - Primary School - Dining Area | (break) | Education - Primary School (break) | Education - Primary School - Dining Area (break) | PrimSchool Cafeteria (break) | Hol | Closed | 3 | 3 | 0.15534 | 1.3823 | 1.3823 | 1.198 | 1.198 | 1.198 | 1.198 | 1.198 | 0 | 0 | 0 | 0 | 0 | 0 | 0 | 0.26467 | 0.26467 | 0.22938 | 0.22938 | 0.22938 | 0.22938 | 0.22938 | 0 | 0 | 0 | 0 | 0 | 0 | 0 | 0 | 0 | 0 | 0 | 0 | 0 | 0 | 0 | 0 | 0 | 0 | 0 | 0 | 0 | 0 | 0 | 0 | 0 | 0 | 0 | 0 | 0 | 0 | 0 | 0 | 0 | 0 | 0 | 0.1002 | 0.1002 | 0.086838 | 0.086838 | 0.086838 | 0.086838 | 0.086838 | 0 | 0 | 0 | 0 | 0 | 0 | 0 | 0.020068 | 0.020068 | 0.017392 | 0.017392 | 0.017392 | 0.017392 | 0.017392 | 0 | 0 | 0 | 0 | 0 | 0 | 0 | 0 | 0 | 0 | 0 | 0 | 0 | 0 | 0 | 0 | 0 | 0 | 0 | 0 | 0 | 0 | 0 | 0 | 0 | 0 | 0 | 0 | 0 | 0 | 0 | 0 | 0 | 0 | 0 | PrimSchool Cafeteria (break) ILit Cls | PrimSchool Cafeteria (break) ILit Cls | 2 | 2 | 2 | PrimSchool Cafeteria (break) ILit2 Cls | PrimSchool Cafeteria (break) ILit Cls | PrimSchool Cafeteria (break) ILit Cls | 2 | 2 | 2 | 2 | 0.41085 | 0.02 | 0.02 | 0.02 | 0.02 | 0.02 | 0.02 | 0.02 | 0.02 | 0.02 | 0.02 | 0.02 | 0.02 | 0.02 | 0.02 | 0.02 | 0.02 | 0.02 | 0.02 | 0.02 | 0.02 | 0.02 | 0.02 | 0.02 | 0.02 | 0.02 | 0.42977 | 0.02 | 0.02 | 0.02 | 0.02 | 0.02 | 0.02 | 0.02 | 0.02 | 0.02 | 0.02 | 0.02 | 0.02 | 0.02 | 0.02 | 0.02 | 0.02 | 0.02 | 0.02 | 0.02 | 0.02 | 0.02 | 0.02 | 0.02 | 0.02 | 0.02 | 0 | 0 | 0 | 0 | 0 | 0 | 0 | 0 | 0 | 0 | 0 | 0 | 0 | 0 | 0 | 0 | 0 | 0 | 0 | 0 | 0 | 0 | 0 | 0 | 0 | 0 | 0 | 0 | 0 | 0 | 0 | 0 | 0 | 0 | 0 | 0 | 0 | 0 | 0 | 0 | 0 | 0 | 0 | 0 | 0 | 0 | 0 | 0 | 16 | 0.66337 | 0.20792 | 0.079208 | 0.049505 | 0.76136 | 0 | 0 | 0 | 0 | 0 | 0 | 0 | 0 |  | 0.0026051 | 0.0026051 | 0.0025967 | 0.0026172 | 0.0026162 | 0.0026162 | 0.0026162 | Education - Primary School - Dining Area - (break) - Hol | 14 | 9 | 15 | 0 | 1.2326 | 0 | 0 | 0 | 1.2326 | 0 | 0 | 0 | 0.41085 | 0 | 0 | 0 | 0 | 0 | 0 | 0 | 0 | 0 | 0 | 0 | 0 | 0 | 0 | 0 | 0 | 0 | 0 | 0 | 0 | 0 | 0 | 0 | 0 |  | 0 | 1.2893 | 0 | 0 | 0 | 1.2893 | 0 | 0 | 0 | 0.42977 | 0 | 0 | 0 | 0 | 0 | 0 | 0 | 0 | 0 | 0 | 0 | 0 | 0 | 0 | 0 | 0 | 0 | 0 | 0 | 0 | 0 | 0 | 0 | 0 | 0.85594 | 0.84 | 0.89536 | 0.84
216 | 2 | 16 | 8 | 8 |  | Education - Primary School (break) | Education - Primary School - Dining Area | Education - Primary School - Dining Area (break) | Education - Primary School | Dining Area | Education - Primary School - Dining Area | (break) | Education - Primary School (break) | Education - Primary School - Dining Area (break) | PrimSchool Cafeteria (break) | all | Closed | 63 | 63 | 0.15534 | 1.3823 | 1.3823 | 1.198 | 1.198 | 1.198 | 1.198 | 1.198 | 0.21474 | 0.21474 | 0.1861 | 0.1861 | 0.1861 | 0.1861 | 0.1861 | 5.5581 | 5.5581 | 4.817 | 4.817 | 4.817 | 4.817 | 4.817 | 0.0042947 | 0.0042947 | 0.0037221 | 0.0037221 | 0.0037221 | 0.0037221 | 0.0037221 | 1146.651 | 1146.651 | 1146.651 | 1146.651 | 1146.651 | 1146.651 | 1146.651 | 0 | 0 | 0 | 0 | 0 | 0 | 0 | 0.02 | 0.02 | 0.02 | 0.02 | 0.02 | 0.02 | 0.02 | 0.02 | 0.02 | 0.02 | 0.02 | 0.02 | 0.02 | 0.02 | 0.1002 | 0.1002 | 0.086838 | 0.086838 | 0.086838 | 0.086838 | 0.086838 | 0.015565 | 0.015565 | 0.01349 | 0.01349 | 0.01349 | 0.01349 | 0.01349 | 0.42143 | 0.42143 | 0.36524 | 0.36524 | 0.36524 | 0.36524 | 0.36524 | 0.0003113 | 0.0003113 | 0.00026979 | 0.00026979 | 0.00026979 | 0.00026979 | 0.00026979 | 1257.0981 | 1257.0981 | 1257.0981 | 1257.0981 | 1257.0981 | 1257.0981 | 1257.0981 | 0 | 0 | 0 | 0 | 0 | 0 | 0 | 0.02 | 0.02 | 0.02 | 0.02 | 0.02 | 0.02 | 0.02 | 0.02 | 0.02 | 0.02 | 0.02 | 0.02 | 0.02 | 0.02 | PrimSchool Cafeteria (break) ILit Cls | PrimSchool Cafeteria (break) ILit Cls | 2 | 2 | 2 | PrimSchool Cafeteria (break) ILit2 Cls | PrimSchool Cafeteria (break) ILit Cls | PrimSchool Cafeteria (break) ILit Cls | 2 | 2 | 2 | 2 | 0.41085 | 0.02 | 0.02 | 0.02 | 0.02 | 0.02 | 0.02 | 0.02 | 0.02 | 0.02 | 0.02 | 0.02 | 0.02 | 0.02 | 0.02 | 0.02 | 0.02 | 0.02 | 0.02 | 0.02 | 0.02 | 0.02 | 0.02 | 0.02 | 0.02 | 0.02 | 0.42977 | 0.02 | 0.02 | 0.02 | 0.02 | 0.02 | 0.02 | 0.02 | 0.02 | 0.02 | 0.02 | 0.02 | 0.02 | 0.02 | 0.02 | 0.02 | 0.02 | 0.02 | 0.02 | 0.02 | 0.02 | 0.02 | 0.02 | 0.02 | 0.02 | 0.02 | 0 | 0 | 0 | 0 | 0 | 0 | 0 | 0 | 0 | 0 | 0 | 0 | 0 | 0 | 0 | 0 | 0 | 0 | 0 | 0 | 0 | 0 | 0 | 0 | 0 | 0 | 0 | 0 | 0 | 0 | 0 | 0 | 0 | 0 | 0 | 0 | 0 | 0 | 0 | 0 | 0 | 0 | 0 | 0 | 0 | 0 | 0 | 0 | 16 | 0.66337 | 0.20792 | 0.079208 | 0.049505 | 0.76136 | 0.0028812 | 0.0006187 | 0.0006187 | 0.0005362 | 0.0005362 | 0.0005362 | 0.0005362 | 0.0005362 | Education - Primary School (break) | 0.0026051 | 0.0026051 | 0.0025967 | 0.0026172 | 0.0026162 | 0.0026162 | 0.0026162 | Education - Primary School - Dining Area - (break) - all | 16 | 9 | 16 | 0 | 25.8836 | 0 | 25.8836 | 0 | 0 | 0 | 0.41085 | 0 | 0 | 0 | 0 | 0 | 0 | 0 | 0 | 0 | 0 | 0 | 0 | 0 | 0 | 0 | 0 | 0 | 0 | 0 | 0 | 0 | 0 | 0 | 0 | 0 | 0 |  | 0 | 27.0756 | 0 | 27.0756 | 0 | 0 | 0 | 0.42977 | 0 | 0 | 0 | 0 | 0 | 0 | 0 | 0 | 0 | 0 | 0 | 0 | 0 | 0 | 0 | 0 | 0 | 0 | 0 | 0 | 0 | 0 | 0 | 0 | 0 | 0 | 0.85594 | 0.84 | 0.89536 | 0.84
217 | 2 | 17 | 5 | 1 |  |  |  |  | Education - Primary School | Exercising Centers and Gymnasium | Education - Primary School - Exercising Centers and Gymnasium |  | Education - Primary School | Education - Primary School - Exercising Centers and Gymnasium | PrimSchool Gym (in session) | Sat | Open | 36 | 36 | 0.072579 | 1.1059 | 1.1059 | 0.92155 | 0.92155 | 0.92155 | 0.92155 | 0.92155 | 0 | 0 | 0 | 0 | 0 | 0 | 0 | 14.285 | 14.285 | 11.9041 | 11.9041 | 11.9041 | 11.9041 | 11.9041 | 0 | 0 | 0 | 0 | 0 | 0 | 0 | 0 | 0 | 0 | 0 | 0 | 0 | 0 | 0 | 0 | 0 | 0 | 0 | 0 | 0 | 0 | 0 | 0 | 0 | 0 | 0 | 0 | 0 | 0 | 0 | 0 | 0 | 0 | 0 | 0.080158 | 0.080158 | 0.066798 | 0.066798 | 0.066798 | 0.066798 | 0.066798 | 0 | 0 | 0 | 0 | 0 | 0 | 0 | 1.3269 | 1.3269 | 1.1057 | 1.1057 | 1.1057 | 1.1057 | 1.1057 | 0 | 0 | 0 | 0 | 0 | 0 | 0 | 0 | 0 | 0 | 0 | 0 | 0 | 0 | 0 | 0 | 0 | 0 | 0 | 0 | 0 | 0 | 0 | 0 | 0 | 0 | 0 | 0 | 0 | 0 | 0 | 0 | 0 | 0 | 0 | PrimSchool Gym (in session) ILit Sat | PrimSchool Gym (in session) ILit all | 3019 | 5 | 50 | PrimSchool Gym (in session) ILit2 Sat | PrimSchool Gym (in session) ILit Sat | PrimSchool Gym (in session) ILit all | 3019 | 6.5 | 60 | 3019 | 4.9439 | 0.42 | 0.05 | 0.05 | 0.05 | 0.05 | 0.05 | 0.05 | 0.05 | 0.12875 | 0.5 | 0.5 | 0.5 | 0.5 | 0.5 | 0.5 | 0.5 | 0.5 | 0.5 | 0.5 | 0.05 | 0.05 | 0.05 | 0.05 | 0.05 | 0.05 | 6.3355 | 0.504 | 0.065 | 0.065 | 0.065 | 0.065 | 0.065 | 0.065 | 0.065 | 0.15862 | 0.6 | 0.6 | 0.6 | 0.6 | 0.6 | 0.6 | 0.6 | 0.6 | 0.6 | 0.6 | 0.065 | 0.065 | 0.065 | 0.065 | 0.065 | 0.065 | 0 | 0 | 0 | 0 | 0 | 0 | 0 | 0.175 | 1 | 1 | 1 | 1 | 1 | 1 | 1 | 1 | 1 | 1 | 0 | 0 | 0 | 0 | 0 | 0 | 0 | 0 | 0 | 0 | 0 | 0 | 0 | 0.175 | 1 | 1 | 1 | 1 | 1 | 1 | 1 | 1 | 1 | 1 | 0 | 0 | 0 | 0 | 0 | 0 | 16 | 0.66337 | 0.20792 | 0.079208 | 0.049505 | 0.76136 | 0 | 0 | 0 | 0 | 0 | 0 | 0 | 0 |  | 0.063325 | 0.063325 | 0.063509 | 0.062176 | 0.06237 | 0.06237 | 0.06237 | Education - Primary School - Exercising Centers and Gymnasium - Sat | 10 | 8 | 16 | 130.635 | 47.3448 | 0 | 0 | 130.635 | 47.3448 | 0 | 0 | 3.6288 | 1.3151 | 0 | 0 | 0 | 0 | 0 | 0 | 0 | 0.12875 | 0.5 | 0.5 | 0.5 | 0.5 | 0.5 | 0.5 | 0.5 | 0 | 0 | 0 | 0 | 0 | 0 | 0 | 0 | 0 |  | 156.9105 | 71.1665 | 0 | 0 | 156.9105 | 71.1665 | 0 | 0 | 4.3586 | 1.9768 | 0 | 0 | 0 | 0 | 0 | 0 | 0 | 0.15862 | 0.6 | 0.6 | 0.6 | 0.6 | 0.6 | 0.6 | 0.6 | 0 | 0 | 0 | 0 | 0 | 0 | 0 | 0 | 0 | 0.85553 | 0.84 | 0.9046 | 0.84
218 | 2 | 18 | 6 | 2 |  |  |  |  | Education - Primary School | Exercising Centers and Gymnasium | Education - Primary School - Exercising Centers and Gymnasium |  | Education - Primary School | Education - Primary School - Exercising Centers and Gymnasium | PrimSchool Gym (in session) | Sun | Closed | 36 | 36 | 0.072579 | 1.1059 | 1.1059 | 0.92155 | 0.92155 | 0.92155 | 0.92155 | 0.92155 | 0 | 0 | 0 | 0 | 0 | 0 | 0 | 2.9664 | 2.9664 | 2.472 | 2.472 | 2.472 | 2.472 | 2.472 | 0 | 0 | 0 | 0 | 0 | 0 | 0 | 0 | 0 | 0 | 0 | 0 | 0 | 0 | 0 | 0 | 0 | 0 | 0 | 0 | 0 | 0 | 0 | 0 | 0 | 0 | 0 | 0 | 0 | 0 | 0 | 0 | 0 | 0 | 0 | 0.080158 | 0.080158 | 0.066798 | 0.066798 | 0.066798 | 0.066798 | 0.066798 | 0 | 0 | 0 | 0 | 0 | 0 | 0 | 0.22735 | 0.22735 | 0.18946 | 0.18946 | 0.18946 | 0.18946 | 0.18946 | 0 | 0 | 0 | 0 | 0 | 0 | 0 | 0 | 0 | 0 | 0 | 0 | 0 | 0 | 0 | 0 | 0 | 0 | 0 | 0 | 0 | 0 | 0 | 0 | 0 | 0 | 0 | 0 | 0 | 0 | 0 | 0 | 0 | 0 | 0 | PrimSchool Gym (in session) ILit Cls | PrimSchool Gym (in session) ILit Cls | 2 | 5 | 5 | PrimSchool Gym (in session) ILit2 Cls | PrimSchool Gym (in session) ILit Cls | PrimSchool Gym (in session) ILit Cls | 2 | 5 | 5 | 2 | 1.0266 | 0.042 | 0.05 | 0.05 | 0.05 | 0.05 | 0.05 | 0.05 | 0.05 | 0.05 | 0.05 | 0.05 | 0.05 | 0.05 | 0.05 | 0.05 | 0.05 | 0.05 | 0.05 | 0.05 | 0.05 | 0.05 | 0.05 | 0.05 | 0.05 | 0.05 | 1.0855 | 0.042 | 0.05 | 0.05 | 0.05 | 0.05 | 0.05 | 0.05 | 0.05 | 0.05 | 0.05 | 0.05 | 0.05 | 0.05 | 0.05 | 0.05 | 0.05 | 0.05 | 0.05 | 0.05 | 0.05 | 0.05 | 0.05 | 0.05 | 0.05 | 0.05 | 0 | 0 | 0 | 0 | 0 | 0 | 0 | 0 | 0 | 0 | 0 | 0 | 0 | 0 | 0 | 0 | 0 | 0 | 0 | 0 | 0 | 0 | 0 | 0 | 0 | 0 | 0 | 0 | 0 | 0 | 0 | 0 | 0 | 0 | 0 | 0 | 0 | 0 | 0 | 0 | 0 | 0 | 0 | 0 | 0 | 0 | 0 | 0 | 16 | 0.66337 | 0.20792 | 0.079208 | 0.049505 | 0.76136 | 0 | 0 | 0 | 0 | 0 | 0 | 0 | 0 |  | 0.063325 | 0.063325 | 0.063509 | 0.062176 | 0.06237 | 0.06237 | 0.06237 | Education - Primary School - Exercising Centers and Gymnasium - Sun | 12 | 8 | 16 | 0 | 36.9588 | 0 | 0 | 0 | 36.9588 | 0 | 0 | 0 | 1.0266 | 0 | 0 | 0 | 0 | 0 | 0 | 0 | 0 | 0 | 0 | 0 | 0 | 0 | 0 | 0 | 0 | 0 | 0 | 0 | 0 | 0 | 0 | 0 | 0 |  | 0 | 39.0787 | 0 | 0 | 0 | 39.0787 | 0 | 0 | 0 | 1.0855 | 0 | 0 | 0 | 0 | 0 | 0 | 0 | 0 | 0 | 0 | 0 | 0 | 0 | 0 | 0 | 0 | 0 | 0 | 0 | 0 | 0 | 0 | 0 | 0 | 0.85553 | 0.84 | 0.9046 | 0.84
219 | 2 | 19 | 7 | 3 |  |  |  |  | Education - Primary School | Exercising Centers and Gymnasium | Education - Primary School - Exercising Centers and Gymnasium |  | Education - Primary School | Education - Primary School - Exercising Centers and Gymnasium | PrimSchool Gym (in session) | Hol | Closed | 7 | 7 | 0.072579 | 1.1059 | 1.1059 | 0.92155 | 0.92155 | 0.92155 | 0.92155 | 0.92155 | 0 | 0 | 0 | 0 | 0 | 0 | 0 | 0.5768 | 0.5768 | 0.48066 | 0.48066 | 0.48066 | 0.48066 | 0.48066 | 0 | 0 | 0 | 0 | 0 | 0 | 0 | 0 | 0 | 0 | 0 | 0 | 0 | 0 | 0 | 0 | 0 | 0 | 0 | 0 | 0 | 0 | 0 | 0 | 0 | 0 | 0 | 0 | 0 | 0 | 0 | 0 | 0 | 0 | 0 | 0.080158 | 0.080158 | 0.066798 | 0.066798 | 0.066798 | 0.066798 | 0.066798 | 0 | 0 | 0 | 0 | 0 | 0 | 0 | 0.044207 | 0.044207 | 0.036839 | 0.036839 | 0.036839 | 0.036839 | 0.036839 | 0 | 0 | 0 | 0 | 0 | 0 | 0 | 0 | 0 | 0 | 0 | 0 | 0 | 0 | 0 | 0 | 0 | 0 | 0 | 0 | 0 | 0 | 0 | 0 | 0 | 0 | 0 | 0 | 0 | 0 | 0 | 0 | 0 | 0 | 0 | PrimSchool Gym (in session) ILit Cls | PrimSchool Gym (in session) ILit Cls | 2 | 5 | 5 | PrimSchool Gym (in session) ILit2 Cls | PrimSchool Gym (in session) ILit Cls | PrimSchool Gym (in session) ILit Cls | 2 | 5 | 5 | 2 | 1.0266 | 0.042 | 0.05 | 0.05 | 0.05 | 0.05 | 0.05 | 0.05 | 0.05 | 0.05 | 0.05 | 0.05 | 0.05 | 0.05 | 0.05 | 0.05 | 0.05 | 0.05 | 0.05 | 0.05 | 0.05 | 0.05 | 0.05 | 0.05 | 0.05 | 0.05 | 1.0855 | 0.042 | 0.05 | 0.05 | 0.05 | 0.05 | 0.05 | 0.05 | 0.05 | 0.05 | 0.05 | 0.05 | 0.05 | 0.05 | 0.05 | 0.05 | 0.05 | 0.05 | 0.05 | 0.05 | 0.05 | 0.05 | 0.05 | 0.05 | 0.05 | 0.05 | 0 | 0 | 0 | 0 | 0 | 0 | 0 | 0 | 0 | 0 | 0 | 0 | 0 | 0 | 0 | 0 | 0 | 0 | 0 | 0 | 0 | 0 | 0 | 0 | 0 | 0 | 0 | 0 | 0 | 0 | 0 | 0 | 0 | 0 | 0 | 0 | 0 | 0 | 0 | 0 | 0 | 0 | 0 | 0 | 0 | 0 | 0 | 0 | 16 | 0.66337 | 0.20792 | 0.079208 | 0.049505 | 0.76136 | 0 | 0 | 0 | 0 | 0 | 0 | 0 | 0 |  | 0.063325 | 0.063325 | 0.063509 | 0.062176 | 0.06237 | 0.06237 | 0.06237 | Education - Primary School - Exercising Centers and Gymnasium - Hol | 14 | 8 | 16 | 0 | 7.1864 | 0 | 0 | 0 | 7.1864 | 0 | 0 | 0 | 1.0266 | 0 | 0 | 0 | 0 | 0 | 0 | 0 | 0 | 0 | 0 | 0 | 0 | 0 | 0 | 0 | 0 | 0 | 0 | 0 | 0 | 0 | 0 | 0 | 0 |  | 0 | 7.5986 | 0 | 0 | 0 | 7.5986 | 0 | 0 | 0 | 1.0855 | 0 | 0 | 0 | 0 | 0 | 0 | 0 | 0 | 0 | 0 | 0 | 0 | 0 | 0 | 0 | 0 | 0 | 0 | 0 | 0 | 0 | 0 | 0 | 0 | 0.85553 | 0.84 | 0.9046 | 0.84
220 | 2 | 20 | 8 | 4 |  | Education - Primary School |  | Education - Primary School - Exercising Centers and Gymnasium | Education - Primary School | Exercising Centers and Gymnasium | Education - Primary School - Exercising Centers and Gymnasium |  | Education - Primary School | Education - Primary School - Exercising Centers and Gymnasium | PrimSchool Gym (in session) | all | Open | 188 | 188 | 0.072579 | 1.1059 | 1.1059 | 0.92155 | 0.92155 | 0.92155 | 0.92155 | 0.92155 | 0 | 0 | 0 | 0 | 0 | 0 | 0 | 118.9494 | 118.9494 | 99.1245 | 99.1245 | 99.1245 | 99.1245 | 99.1245 | 0.047033 | 0.047033 | 0.039194 | 0.039194 | 0.039194 | 0.039194 | 0.039194 | 0 | 0 | 0 | 0 | 0 | 0 | 0 | 0 | 0 | 0 | 0 | 0 | 0 | 0 | 0.586 | 0.586 | 0.586 | 0.586 | 0.586 | 0.586 | 0.586 | 0.4914 | 0.4914 | 0.49424 | 0.48061 | 0.48226 | 0.48226 | 0.48226 | 0.080158 | 0.080158 | 0.066798 | 0.066798 | 0.066798 | 0.066798 | 0.066798 | 0 | 0 | 0 | 0 | 0 | 0 | 0 | 10.2657 | 10.2657 | 8.5547 | 8.5547 | 8.5547 | 8.5547 | 8.5547 | 0.003799 | 0.003799 | 0.0031658 | 0.0031658 | 0.0031658 | 0.0031658 | 0.0031658 | 0 | 0 | 0 | 0 | 0 | 0 | 0 | 0 | 0 | 0 | 0 | 0 | 0 | 0 | 0.653 | 0.653 | 0.653 | 0.653 | 0.653 | 0.653 | 0.653 | 0.49998 | 0.49998 | 0.50227 | 0.48952 | 0.49118 | 0.49118 | 0.49118 | PrimSchool Gym (in session) ILit all | PrimSchool Gym (in session) ILit all | 3018 | 5 | 90 | PrimSchool Gym (in session) ILit2 all | PrimSchool Gym (in session) ILit all | PrimSchool Gym (in session) ILit all | 3018 | 6.5 | 100 | 3018 | 7.8831 | 0.586 | 0.05 | 0.05 | 0.05 | 0.05 | 0.05 | 0.05 | 0.05 | 0.59643 | 0.9 | 0.9 | 0.9 | 0.9 | 0.77857 | 0.9 | 0.9 | 0.59643 | 0.59643 | 0.59643 | 0.05 | 0.05 | 0.05 | 0.05 | 0.05 | 0.05 | 9.3859 | 0.653 | 0.065 | 0.065 | 0.065 | 0.065 | 0.065 | 0.065 | 0.065 | 0.66607 | 1 | 1 | 1 | 1 | 0.86643 | 1 | 1 | 0.66607 | 0.66607 | 0.66607 | 0.065 | 0.065 | 0.065 | 0.065 | 0.065 | 0.065 | 0 | 0 | 0 | 0 | 0 | 0 | 0 | 0.64286 | 1 | 1 | 1 | 1 | 0.85714 | 1 | 1 | 0.64286 | 0.64286 | 0.64286 | 0 | 0 | 0 | 0 | 0 | 0 | 0 | 0 | 0 | 0 | 0 | 0 | 0 | 0.64286 | 1 | 1 | 1 | 1 | 0.85714 | 1 | 1 | 0.64286 | 0.64286 | 0.64286 | 0 | 0 | 0 | 0 | 0 | 0 | 16 | 0.66337 | 0.20792 | 0.079208 | 0.049505 | 0.76136 | 0.08466 | 0.006795 | 0.006795 | 0.0056625 | 0.0056625 | 0.0056625 | 0.0056625 | 0.0056625 | Education - Primary School | 0.063325 | 0.063325 | 0.063509 | 0.062176 | 0.06237 | 0.06237 | 0.06237 | Education - Primary School - Exercising Centers and Gymnasium - all | 16 | 8 | 18 | 1497.9571 | -15.9377 | 1497.9571 | -15.9377 | 0 | 0 | 7.9679 | -0.084775 | 0 | 0 | 0 | 0 | 0 | 0 | 0 | 0 | 0 | 0.59643 | 0.9 | 0.9 | 0.9 | 0.9 | 0.77857 | 0.9 | 0.9 | 0.59643 | 0.59643 | 0 | 0 | 0 | 0 | 0 | 0 | 0 |  | 1666.5529 | 97.9886 | 1666.5529 | 97.9886 | 0 | 0 | 8.8646 | 0.52122 | 0 | 0 | 0 | 0 | 0 | 0 | 0 | 0 | 0 | 0.66607 | 1 | 1 | 1 | 1 | 0.86643 | 1 | 1 | 0.66607 | 0.66607 | 0 | 0 | 0 | 0 | 0 | 0 | 0 | 0.85553 | 0.84 | 0.9046 | 0.84
221 | 2 | 21 | 5 | 5 |  |  |  |  | Education - Primary School | Exercising Centers and Gymnasium | Education - Primary School - Exercising Centers and Gymnasium | (break) | Education - Primary School (break) | Education - Primary School - Exercising Centers and Gymnasium (break) | PrimSchool Gym (break) | Sat | Closed | 16 | 16 | 0.072579 | 1.1059 | 1.1059 | 0.92155 | 0.92155 | 0.92155 | 0.92155 | 0.92155 | 0 | 0 | 0 | 0 | 0 | 0 | 0 | 0.52736 | 0.52736 | 0.43946 | 0.43946 | 0.43946 | 0.43946 | 0.43946 | 0 | 0 | 0 | 0 | 0 | 0 | 0 | 0 | 0 | 0 | 0 | 0 | 0 | 0 | 0 | 0 | 0 | 0 | 0 | 0 | 0 | 0 | 0 | 0 | 0 | 0 | 0 | 0 | 0 | 0 | 0 | 0 | 0 | 0 | 0 | 0.080158 | 0.080158 | 0.066798 | 0.066798 | 0.066798 | 0.066798 | 0.066798 | 0 | 0 | 0 | 0 | 0 | 0 | 0 | 0.040418 | 0.040418 | 0.033681 | 0.033681 | 0.033681 | 0.033681 | 0.033681 | 0 | 0 | 0 | 0 | 0 | 0 | 0 | 0 | 0 | 0 | 0 | 0 | 0 | 0 | 0 | 0 | 0 | 0 | 0 | 0 | 0 | 0 | 0 | 0 | 0 | 0 | 0 | 0 | 0 | 0 | 0 | 0 | 0 | 0 | 0 | PrimSchool Gym (break) ILit Cls | PrimSchool Gym (break) ILit Cls | 2 | 2 | 2 | PrimSchool Gym (break) ILit2 Cls | PrimSchool Gym (break) ILit Cls | PrimSchool Gym (break) ILit Cls | 2 | 2 | 2 | 2 | 0.41065 | 0.02 | 0.02 | 0.02 | 0.02 | 0.02 | 0.02 | 0.02 | 0.02 | 0.02 | 0.02 | 0.02 | 0.02 | 0.02 | 0.02 | 0.02 | 0.02 | 0.02 | 0.02 | 0.02 | 0.02 | 0.02 | 0.02 | 0.02 | 0.02 | 0.02 | 0.43421 | 0.02 | 0.02 | 0.02 | 0.02 | 0.02 | 0.02 | 0.02 | 0.02 | 0.02 | 0.02 | 0.02 | 0.02 | 0.02 | 0.02 | 0.02 | 0.02 | 0.02 | 0.02 | 0.02 | 0.02 | 0.02 | 0.02 | 0.02 | 0.02 | 0.02 | 0 | 0 | 0 | 0 | 0 | 0 | 0 | 0 | 0 | 0 | 0 | 0 | 0 | 0 | 0 | 0 | 0 | 0 | 0 | 0 | 0 | 0 | 0 | 0 | 0 | 0 | 0 | 0 | 0 | 0 | 0 | 0 | 0 | 0 | 0 | 0 | 0 | 0 | 0 | 0 | 0 | 0 | 0 | 0 | 0 | 0 | 0 | 0 | 16 | 0.66337 | 0.20792 | 0.079208 | 0.049505 | 0.76136 | 0 | 0 | 0 | 0 | 0 | 0 | 0 | 0 |  | 0.0026051 | 0.0026051 | 0.0025967 | 0.0026172 | 0.0026162 | 0.0026162 | 0.0026162 | Education - Primary School - Exercising Centers and Gymnasium - (break) - Sat | 10 | 9 | 15 | 0 | 6.5705 | 0 | 0 | 0 | 6.5705 | 0 | 0 | 0 | 0.41065 | 0 | 0 | 0 | 0 | 0 | 0 | 0 | 0 | 0 | 0 | 0 | 0 | 0 | 0 | 0 | 0 | 0 | 0 | 0 | 0 | 0 | 0 | 0 | 0 |  | 0 | 6.9473 | 0 | 0 | 0 | 6.9473 | 0 | 0 | 0 | 0.43421 | 0 | 0 | 0 | 0 | 0 | 0 | 0 | 0 | 0 | 0 | 0 | 0 | 0 | 0 | 0 | 0 | 0 | 0 | 0 | 0 | 0 | 0 | 0 | 0 | 0.85553 | 0.84 | 0.9046 | 0.84
222 | 2 | 22 | 6 | 6 |  |  |  |  | Education - Primary School | Exercising Centers and Gymnasium | Education - Primary School - Exercising Centers and Gymnasium | (break) | Education - Primary School (break) | Education - Primary School - Exercising Centers and Gymnasium (break) | PrimSchool Gym (break) | Sun | Closed | 16 | 16 | 0.072579 | 1.1059 | 1.1059 | 0.92155 | 0.92155 | 0.92155 | 0.92155 | 0.92155 | 0 | 0 | 0 | 0 | 0 | 0 | 0 | 0.52736 | 0.52736 | 0.43946 | 0.43946 | 0.43946 | 0.43946 | 0.43946 | 0 | 0 | 0 | 0 | 0 | 0 | 0 | 0 | 0 | 0 | 0 | 0 | 0 | 0 | 0 | 0 | 0 | 0 | 0 | 0 | 0 | 0 | 0 | 0 | 0 | 0 | 0 | 0 | 0 | 0 | 0 | 0 | 0 | 0 | 0 | 0.080158 | 0.080158 | 0.066798 | 0.066798 | 0.066798 | 0.066798 | 0.066798 | 0 | 0 | 0 | 0 | 0 | 0 | 0 | 0.040418 | 0.040418 | 0.033681 | 0.033681 | 0.033681 | 0.033681 | 0.033681 | 0 | 0 | 0 | 0 | 0 | 0 | 0 | 0 | 0 | 0 | 0 | 0 | 0 | 0 | 0 | 0 | 0 | 0 | 0 | 0 | 0 | 0 | 0 | 0 | 0 | 0 | 0 | 0 | 0 | 0 | 0 | 0 | 0 | 0 | 0 | PrimSchool Gym (break) ILit Cls | PrimSchool Gym (break) ILit Cls | 2 | 2 | 2 | PrimSchool Gym (break) ILit2 Cls | PrimSchool Gym (break) ILit Cls | PrimSchool Gym (break) ILit Cls | 2 | 2 | 2 | 2 | 0.41065 | 0.02 | 0.02 | 0.02 | 0.02 | 0.02 | 0.02 | 0.02 | 0.02 | 0.02 | 0.02 | 0.02 | 0.02 | 0.02 | 0.02 | 0.02 | 0.02 | 0.02 | 0.02 | 0.02 | 0.02 | 0.02 | 0.02 | 0.02 | 0.02 | 0.02 | 0.43421 | 0.02 | 0.02 | 0.02 | 0.02 | 0.02 | 0.02 | 0.02 | 0.02 | 0.02 | 0.02 | 0.02 | 0.02 | 0.02 | 0.02 | 0.02 | 0.02 | 0.02 | 0.02 | 0.02 | 0.02 | 0.02 | 0.02 | 0.02 | 0.02 | 0.02 | 0 | 0 | 0 | 0 | 0 | 0 | 0 | 0 | 0 | 0 | 0 | 0 | 0 | 0 | 0 | 0 | 0 | 0 | 0 | 0 | 0 | 0 | 0 | 0 | 0 | 0 | 0 | 0 | 0 | 0 | 0 | 0 | 0 | 0 | 0 | 0 | 0 | 0 | 0 | 0 | 0 | 0 | 0 | 0 | 0 | 0 | 0 | 0 | 16 | 0.66337 | 0.20792 | 0.079208 | 0.049505 | 0.76136 | 0 | 0 | 0 | 0 | 0 | 0 | 0 | 0 |  | 0.0026051 | 0.0026051 | 0.0025967 | 0.0026172 | 0.0026162 | 0.0026162 | 0.0026162 | Education - Primary School - Exercising Centers and Gymnasium - (break) - Sun | 12 | 9 | 15 | 0 | 6.5705 | 0 | 0 | 0 | 6.5705 | 0 | 0 | 0 | 0.41065 | 0 | 0 | 0 | 0 | 0 | 0 | 0 | 0 | 0 | 0 | 0 | 0 | 0 | 0 | 0 | 0 | 0 | 0 | 0 | 0 | 0 | 0 | 0 | 0 |  | 0 | 6.9473 | 0 | 0 | 0 | 6.9473 | 0 | 0 | 0 | 0.43421 | 0 | 0 | 0 | 0 | 0 | 0 | 0 | 0 | 0 | 0 | 0 | 0 | 0 | 0 | 0 | 0 | 0 | 0 | 0 | 0 | 0 | 0 | 0 | 0 | 0.85553 | 0.84 | 0.9046 | 0.84
223 | 2 | 23 | 7 | 7 |  |  |  |  | Education - Primary School | Exercising Centers and Gymnasium | Education - Primary School - Exercising Centers and Gymnasium | (break) | Education - Primary School (break) | Education - Primary School - Exercising Centers and Gymnasium (break) | PrimSchool Gym (break) | Hol | Closed | 3 | 3 | 0.072579 | 1.1059 | 1.1059 | 0.92155 | 0.92155 | 0.92155 | 0.92155 | 0.92155 | 0 | 0 | 0 | 0 | 0 | 0 | 0 | 0.098879 | 0.098879 | 0.082399 | 0.082399 | 0.082399 | 0.082399 | 0.082399 | 0 | 0 | 0 | 0 | 0 | 0 | 0 | 0 | 0 | 0 | 0 | 0 | 0 | 0 | 0 | 0 | 0 | 0 | 0 | 0 | 0 | 0 | 0 | 0 | 0 | 0 | 0 | 0 | 0 | 0 | 0 | 0 | 0 | 0 | 0 | 0.080158 | 0.080158 | 0.066798 | 0.066798 | 0.066798 | 0.066798 | 0.066798 | 0 | 0 | 0 | 0 | 0 | 0 | 0 | 0.0075783 | 0.0075783 | 0.0063153 | 0.0063153 | 0.0063153 | 0.0063153 | 0.0063153 | 0 | 0 | 0 | 0 | 0 | 0 | 0 | 0 | 0 | 0 | 0 | 0 | 0 | 0 | 0 | 0 | 0 | 0 | 0 | 0 | 0 | 0 | 0 | 0 | 0 | 0 | 0 | 0 | 0 | 0 | 0 | 0 | 0 | 0 | 0 | PrimSchool Gym (break) ILit Cls | PrimSchool Gym (break) ILit Cls | 2 | 2 | 2 | PrimSchool Gym (break) ILit2 Cls | PrimSchool Gym (break) ILit Cls | PrimSchool Gym (break) ILit Cls | 2 | 2 | 2 | 2 | 0.41065 | 0.02 | 0.02 | 0.02 | 0.02 | 0.02 | 0.02 | 0.02 | 0.02 | 0.02 | 0.02 | 0.02 | 0.02 | 0.02 | 0.02 | 0.02 | 0.02 | 0.02 | 0.02 | 0.02 | 0.02 | 0.02 | 0.02 | 0.02 | 0.02 | 0.02 | 0.43421 | 0.02 | 0.02 | 0.02 | 0.02 | 0.02 | 0.02 | 0.02 | 0.02 | 0.02 | 0.02 | 0.02 | 0.02 | 0.02 | 0.02 | 0.02 | 0.02 | 0.02 | 0.02 | 0.02 | 0.02 | 0.02 | 0.02 | 0.02 | 0.02 | 0.02 | 0 | 0 | 0 | 0 | 0 | 0 | 0 | 0 | 0 | 0 | 0 | 0 | 0 | 0 | 0 | 0 | 0 | 0 | 0 | 0 | 0 | 0 | 0 | 0 | 0 | 0 | 0 | 0 | 0 | 0 | 0 | 0 | 0 | 0 | 0 | 0 | 0 | 0 | 0 | 0 | 0 | 0 | 0 | 0 | 0 | 0 | 0 | 0 | 16 | 0.66337 | 0.20792 | 0.079208 | 0.049505 | 0.76136 | 0 | 0 | 0 | 0 | 0 | 0 | 0 | 0 |  | 0.0026051 | 0.0026051 | 0.0025967 | 0.0026172 | 0.0026162 | 0.0026162 | 0.0026162 | Education - Primary School - Exercising Centers and Gymnasium - (break) - Hol | 14 | 9 | 15 | 0 | 1.232 | 0 | 0 | 0 | 1.232 | 0 | 0 | 0 | 0.41065 | 0 | 0 | 0 | 0 | 0 | 0 | 0 | 0 | 0 | 0 | 0 | 0 | 0 | 0 | 0 | 0 | 0 | 0 | 0 | 0 | 0 | 0 | 0 | 0 |  | 0 | 1.3026 | 0 | 0 | 0 | 1.3026 | 0 | 0 | 0 | 0.43421 | 0 | 0 | 0 | 0 | 0 | 0 | 0 | 0 | 0 | 0 | 0 | 0 | 0 | 0 | 0 | 0 | 0 | 0 | 0 | 0 | 0 | 0 | 0 | 0 | 0.85553 | 0.84 | 0.9046 | 0.84
224 | 2 | 24 | 8 | 8 |  | Education - Primary School (break) | Education - Primary School - Exercising Centers and Gymnasium | Education - Primary School - Exercising Centers and Gymnasium (break) | Education - Primary School | Exercising Centers and Gymnasium | Education - Primary School - Exercising Centers and Gymnasium | (break) | Education - Primary School (break) | Education - Primary School - Exercising Centers and Gymnasium (break) | PrimSchool Gym (break) | all | Closed | 63 | 63 | 0.072579 | 1.1059 | 1.1059 | 0.92155 | 0.92155 | 0.92155 | 0.92155 | 0.92155 | 0.080262 | 0.080262 | 0.066885 | 0.066885 | 0.066885 | 0.066885 | 0.066885 | 2.0765 | 2.0765 | 1.7304 | 1.7304 | 1.7304 | 1.7304 | 1.7304 | 0.0016052 | 0.0016052 | 0.0013377 | 0.0013377 | 0.0013377 | 0.0013377 | 0.0013377 | 1744.3885 | 1744.3885 | 1744.3885 | 1744.3885 | 1744.3885 | 1744.3885 | 1744.3885 | 0 | 0 | 0 | 0 | 0 | 0 | 0 | 0.02 | 0.02 | 0.02 | 0.02 | 0.02 | 0.02 | 0.02 | 0.02 | 0.02 | 0.02 | 0.02 | 0.02 | 0.02 | 0.02 | 0.080158 | 0.080158 | 0.066798 | 0.066798 | 0.066798 | 0.066798 | 0.066798 | 0.0058178 | 0.0058178 | 0.0048481 | 0.0048481 | 0.0048481 | 0.0048481 | 0.0048481 | 0.15915 | 0.15915 | 0.13262 | 0.13262 | 0.13262 | 0.13262 | 0.13262 | 0.00011636 | 0.00011636 | 9.6963e-05 | 9.6963e-05 | 9.6963e-05 | 9.6963e-05 | 9.6963e-05 | 2081.8481 | 2081.8481 | 2081.8481 | 2081.8481 | 2081.8481 | 2081.8481 | 2081.8481 | 0 | 0 | 0 | 0 | 0 | 0 | 0 | 0.02 | 0.02 | 0.02 | 0.02 | 0.02 | 0.02 | 0.02 | 0.02 | 0.02 | 0.02 | 0.02 | 0.02 | 0.02 | 0.02 | PrimSchool Gym (break) ILit Cls | PrimSchool Gym (break) ILit Cls | 2 | 2 | 2 | PrimSchool Gym (break) ILit2 Cls | PrimSchool Gym (break) ILit Cls | PrimSchool Gym (break) ILit Cls | 2 | 2 | 2 | 2 | 0.41065 | 0.02 | 0.02 | 0.02 | 0.02 | 0.02 | 0.02 | 0.02 | 0.02 | 0.02 | 0.02 | 0.02 | 0.02 | 0.02 | 0.02 | 0.02 | 0.02 | 0.02 | 0.02 | 0.02 | 0.02 | 0.02 | 0.02 | 0.02 | 0.02 | 0.02 | 0.43421 | 0.02 | 0.02 | 0.02 | 0.02 | 0.02 | 0.02 | 0.02 | 0.02 | 0.02 | 0.02 | 0.02 | 0.02 | 0.02 | 0.02 | 0.02 | 0.02 | 0.02 | 0.02 | 0.02 | 0.02 | 0.02 | 0.02 | 0.02 | 0.02 | 0.02 | 0 | 0 | 0 | 0 | 0 | 0 | 0 | 0 | 0 | 0 | 0 | 0 | 0 | 0 | 0 | 0 | 0 | 0 | 0 | 0 | 0 | 0 | 0 | 0 | 0 | 0 | 0 | 0 | 0 | 0 | 0 | 0 | 0 | 0 | 0 | 0 | 0 | 0 | 0 | 0 | 0 | 0 | 0 | 0 | 0 | 0 | 0 | 0 | 16 | 0.66337 | 0.20792 | 0.079208 | 0.049505 | 0.76136 | 0.0028894 | 0.00023191 | 0.00023191 | 0.00019326 | 0.00019326 | 0.00019326 | 0.00019326 | 0.00019326 | Education - Primary School (break) | 0.0026051 | 0.0026051 | 0.0025967 | 0.0026172 | 0.0026162 | 0.0026162 | 0.0026162 | Education - Primary School - Exercising Centers and Gymnasium - (break) - all | 16 | 9 | 16 | 0 | 25.8712 | 0 | 25.8712 | 0 | 0 | 0 | 0.41065 | 0 | 0 | 0 | 0 | 0 | 0 | 0 | 0 | 0 | 0 | 0 | 0 | 0 | 0 | 0 | 0 | 0 | 0 | 0 | 0 | 0 | 0 | 0 | 0 | 0 | 0 |  | 0 | 27.3551 | 0 | 27.3551 | 0 | 0 | 0 | 0.43421 | 0 | 0 | 0 | 0 | 0 | 0 | 0 | 0 | 0 | 0 | 0 | 0 | 0 | 0 | 0 | 0 | 0 | 0 | 0 | 0 | 0 | 0 | 0 | 0 | 0 | 0 | 0.85553 | 0.84 | 0.9046 | 0.84
225 | 2 | 25 | 5 | 1 |  |  |  |  | Education - Primary School | Kitchen and Food Preparation | Education - Primary School - Kitchen and Food Preparation |  | Education - Primary School | Education - Primary School - Kitchen and Food Preparation | PrimSchool Kitchen (in session) | Sat | Open | 36 | 36 | 0.11921 | 1.5666 | 1.5666 | 1.5666 | 1.5666 | 1.4745 | 1.4745 | 1.4745 | 0 | 0 | 0 | 0 | 0 | 0 | 0 | 21.5287 | 21.5287 | 21.5287 | 21.5287 | 20.2623 | 20.2623 | 20.2623 | 0 | 0 | 0 | 0 | 0 | 0 | 0 | 0 | 0 | 0 | 0 | 0 | 0 | 0 | 0 | 0 | 0 | 0 | 0 | 0 | 0 | 0 | 0 | 0 | 0 | 0 | 0 | 0 | 0 | 0 | 0 | 0 | 0 | 0 | 0 | 0.11356 | 0.11356 | 0.11356 | 0.11356 | 0.10688 | 0.10688 | 0.10688 | 0 | 0 | 0 | 0 | 0 | 0 | 0 | 1.7428 | 1.7428 | 1.7428 | 1.7428 | 1.6402 | 1.6402 | 1.6402 | 0 | 0 | 0 | 0 | 0 | 0 | 0 | 0 | 0 | 0 | 0 | 0 | 0 | 0 | 0 | 0 | 0 | 0 | 0 | 0 | 0 | 0 | 0 | 0 | 0 | 0 | 0 | 0 | 0 | 0 | 0 | 0 | 0 | 0 | 0 | PrimSchool Kitchen (in session) ILit Sat | PrimSchool Kitchen (in session) ILit all | 3573 | 5 | 60 | PrimSchool Kitchen (in session) ILit2 Sat | PrimSchool Kitchen (in session) ILit Sat | PrimSchool Kitchen (in session) ILit all | 3573 | 6.5 | 60 | 3573 | 3.202 | 0.042 | 0.05 | 0.05 | 0.05 | 0.05 | 0.05 | 0.05 | 0.05 | 0.05 | 0.05 | 0.35556 | 0.6 | 0.6 | 0.6 | 0.6 | 0.05 | 0.05 | 0.05 | 0.05 | 0.05 | 0.05 | 0.05 | 0.05 | 0.05 | 0.05 | 3.576 | 0.0546 | 0.065 | 0.065 | 0.065 | 0.065 | 0.065 | 0.065 | 0.065 | 0.065 | 0.065 | 0.36222 | 0.6 | 0.6 | 0.6 | 0.6 | 0.065 | 0.065 | 0.065 | 0.065 | 0.065 | 0.065 | 0.065 | 0.065 | 0.065 | 0.065 | 0 | 0 | 0 | 0 | 0 | 0 | 0 | 0 | 0 | 0.55556 | 1 | 1 | 1 | 1 | 0 | 0 | 0 | 0 | 0 | 0 | 0 | 0 | 0 | 0 | 0 | 0 | 0 | 0 | 0 | 0 | 0 | 0 | 0 | 0.55556 | 1 | 1 | 1 | 1 | 0 | 0 | 0 | 0 | 0 | 0 | 0 | 0 | 0 | 0 | 16 | 0.66337 | 0.20792 | 0.079208 | 0.049505 | 0.76136 | 0 | 0 | 0 | 0 | 0 | 0 | 0 | 0 |  | 0.063325 | 0.063325 | 0.063509 | 0.062176 | 0.06237 | 0.06237 | 0.06237 | Education - Primary School - Kitchen and Food Preparation - Sat | 10 | 8 | 16 | 104.6 | 10.672 | 0 | 0 | 104.6 | 10.672 | 0 | 0 | 2.9056 | 0.29644 | 0 | 0 | 0 | 0 | 0 | 0 | 0 | 0.05 | 0.05 | 0.35556 | 0.6 | 0.6 | 0.6 | 0.6 | 0.05 | 0 | 0 | 0 | 0 | 0 | 0 | 0 | 0 | 0 |  | 106.46 | 22.2742 | 0 | 0 | 106.46 | 22.2742 | 0 | 0 | 2.9572 | 0.61873 | 0 | 0 | 0 | 0 | 0 | 0 | 0 | 0.065 | 0.065 | 0.36222 | 0.6 | 0.6 | 0.6 | 0.6 | 0.065 | 0 | 0 | 0 | 0 | 0 | 0 | 0 | 0 | 0 | 0.86411 | 0.84 | 0.89461 | 0.84
226 | 2 | 26 | 6 | 2 |  |  |  |  | Education - Primary School | Kitchen and Food Preparation | Education - Primary School - Kitchen and Food Preparation |  | Education - Primary School | Education - Primary School - Kitchen and Food Preparation | PrimSchool Kitchen (in session) | Sun | Closed | 36 | 36 | 0.11921 | 1.5666 | 1.5666 | 1.5666 | 1.5666 | 1.4745 | 1.4745 | 1.4745 | 0 | 0 | 0 | 0 | 0 | 0 | 0 | 6.9718 | 6.9718 | 6.9718 | 6.9718 | 6.5617 | 6.5617 | 6.5617 | 0 | 0 | 0 | 0 | 0 | 0 | 0 | 0 | 0 | 0 | 0 | 0 | 0 | 0 | 0 | 0 | 0 | 0 | 0 | 0 | 0 | 0 | 0 | 0 | 0 | 0 | 0 | 0 | 0 | 0 | 0 | 0 | 0 | 0 | 0 | 0.11356 | 0.11356 | 0.11356 | 0.11356 | 0.10688 | 0.10688 | 0.10688 | 0 | 0 | 0 | 0 | 0 | 0 | 0 | 0.52319 | 0.52319 | 0.52319 | 0.52319 | 0.49241 | 0.49241 | 0.49241 | 0 | 0 | 0 | 0 | 0 | 0 | 0 | 0 | 0 | 0 | 0 | 0 | 0 | 0 | 0 | 0 | 0 | 0 | 0 | 0 | 0 | 0 | 0 | 0 | 0 | 0 | 0 | 0 | 0 | 0 | 0 | 0 | 0 | 0 | 0 | PrimSchool Kitchen (in session) ILit Cls | PrimSchool Kitchen (in session) ILit Cls | 2 | 5 | 5 | PrimSchool Kitchen (in session) ILit2 Cls | PrimSchool Kitchen (in session) ILit Cls | PrimSchool Kitchen (in session) ILit Cls | 2 | 5 | 5 | 2 | 1.0369 | 0.042 | 0.05 | 0.05 | 0.05 | 0.05 | 0.05 | 0.05 | 0.05 | 0.05 | 0.05 | 0.05 | 0.05 | 0.05 | 0.05 | 0.05 | 0.05 | 0.05 | 0.05 | 0.05 | 0.05 | 0.05 | 0.05 | 0.05 | 0.05 | 0.05 | 1.0735 | 0.042 | 0.05 | 0.05 | 0.05 | 0.05 | 0.05 | 0.05 | 0.05 | 0.05 | 0.05 | 0.05 | 0.05 | 0.05 | 0.05 | 0.05 | 0.05 | 0.05 | 0.05 | 0.05 | 0.05 | 0.05 | 0.05 | 0.05 | 0.05 | 0.05 | 0 | 0 | 0 | 0 | 0 | 0 | 0 | 0 | 0 | 0 | 0 | 0 | 0 | 0 | 0 | 0 | 0 | 0 | 0 | 0 | 0 | 0 | 0 | 0 | 0 | 0 | 0 | 0 | 0 | 0 | 0 | 0 | 0 | 0 | 0 | 0 | 0 | 0 | 0 | 0 | 0 | 0 | 0 | 0 | 0 | 0 | 0 | 0 | 16 | 0.66337 | 0.20792 | 0.079208 | 0.049505 | 0.76136 | 0 | 0 | 0 | 0 | 0 | 0 | 0 | 0 |  | 0.063325 | 0.063325 | 0.063509 | 0.062176 | 0.06237 | 0.06237 | 0.06237 | Education - Primary School - Kitchen and Food Preparation - Sun | 12 | 8 | 16 | 0 | 37.3295 | 0 | 0 | 0 | 37.3295 | 0 | 0 | 0 | 1.0369 | 0 | 0 | 0 | 0 | 0 | 0 | 0 | 0 | 0 | 0 | 0 | 0 | 0 | 0 | 0 | 0 | 0 | 0 | 0 | 0 | 0 | 0 | 0 | 0 |  | 0 | 38.6471 | 0 | 0 | 0 | 38.6471 | 0 | 0 | 0 | 1.0735 | 0 | 0 | 0 | 0 | 0 | 0 | 0 | 0 | 0 | 0 | 0 | 0 | 0 | 0 | 0 | 0 | 0 | 0 | 0 | 0 | 0 | 0 | 0 | 0 | 0.86411 | 0.84 | 0.89461 | 0.84
227 | 2 | 27 | 7 | 3 |  |  |  |  | Education - Primary School | Kitchen and Food Preparation | Education - Primary School - Kitchen and Food Preparation |  | Education - Primary School | Education - Primary School - Kitchen and Food Preparation | PrimSchool Kitchen (in session) | Hol | Closed | 7 | 7 | 0.11921 | 1.5666 | 1.5666 | 1.5666 | 1.5666 | 1.4745 | 1.4745 | 1.4745 | 0 | 0 | 0 | 0 | 0 | 0 | 0 | 1.3556 | 1.3556 | 1.3556 | 1.3556 | 1.2759 | 1.2759 | 1.2759 | 0 | 0 | 0 | 0 | 0 | 0 | 0 | 0 | 0 | 0 | 0 | 0 | 0 | 0 | 0 | 0 | 0 | 0 | 0 | 0 | 0 | 0 | 0 | 0 | 0 | 0 | 0 | 0 | 0 | 0 | 0 | 0 | 0 | 0 | 0 | 0.11356 | 0.11356 | 0.11356 | 0.11356 | 0.10688 | 0.10688 | 0.10688 | 0 | 0 | 0 | 0 | 0 | 0 | 0 | 0.10173 | 0.10173 | 0.10173 | 0.10173 | 0.095747 | 0.095747 | 0.095747 | 0 | 0 | 0 | 0 | 0 | 0 | 0 | 0 | 0 | 0 | 0 | 0 | 0 | 0 | 0 | 0 | 0 | 0 | 0 | 0 | 0 | 0 | 0 | 0 | 0 | 0 | 0 | 0 | 0 | 0 | 0 | 0 | 0 | 0 | 0 | PrimSchool Kitchen (in session) ILit Cls | PrimSchool Kitchen (in session) ILit Cls | 2 | 5 | 5 | PrimSchool Kitchen (in session) ILit2 Cls | PrimSchool Kitchen (in session) ILit Cls | PrimSchool Kitchen (in session) ILit Cls | 2 | 5 | 5 | 2 | 1.0369 | 0.042 | 0.05 | 0.05 | 0.05 | 0.05 | 0.05 | 0.05 | 0.05 | 0.05 | 0.05 | 0.05 | 0.05 | 0.05 | 0.05 | 0.05 | 0.05 | 0.05 | 0.05 | 0.05 | 0.05 | 0.05 | 0.05 | 0.05 | 0.05 | 0.05 | 1.0735 | 0.042 | 0.05 | 0.05 | 0.05 | 0.05 | 0.05 | 0.05 | 0.05 | 0.05 | 0.05 | 0.05 | 0.05 | 0.05 | 0.05 | 0.05 | 0.05 | 0.05 | 0.05 | 0.05 | 0.05 | 0.05 | 0.05 | 0.05 | 0.05 | 0.05 | 0 | 0 | 0 | 0 | 0 | 0 | 0 | 0 | 0 | 0 | 0 | 0 | 0 | 0 | 0 | 0 | 0 | 0 | 0 | 0 | 0 | 0 | 0 | 0 | 0 | 0 | 0 | 0 | 0 | 0 | 0 | 0 | 0 | 0 | 0 | 0 | 0 | 0 | 0 | 0 | 0 | 0 | 0 | 0 | 0 | 0 | 0 | 0 | 16 | 0.66337 | 0.20792 | 0.079208 | 0.049505 | 0.76136 | 0 | 0 | 0 | 0 | 0 | 0 | 0 | 0 |  | 0.063325 | 0.063325 | 0.063509 | 0.062176 | 0.06237 | 0.06237 | 0.06237 | Education - Primary School - Kitchen and Food Preparation - Hol | 14 | 8 | 16 | 0 | 7.2585 | 0 | 0 | 0 | 7.2585 | 0 | 0 | 0 | 1.0369 | 0 | 0 | 0 | 0 | 0 | 0 | 0 | 0 | 0 | 0 | 0 | 0 | 0 | 0 | 0 | 0 | 0 | 0 | 0 | 0 | 0 | 0 | 0 | 0 |  | 0 | 7.5147 | 0 | 0 | 0 | 7.5147 | 0 | 0 | 0 | 1.0735 | 0 | 0 | 0 | 0 | 0 | 0 | 0 | 0 | 0 | 0 | 0 | 0 | 0 | 0 | 0 | 0 | 0 | 0 | 0 | 0 | 0 | 0 | 0 | 0 | 0.86411 | 0.84 | 0.89461 | 0.84
228 | 2 | 28 | 8 | 4 |  | Education - Primary School |  | Education - Primary School - Kitchen and Food Preparation | Education - Primary School | Kitchen and Food Preparation | Education - Primary School - Kitchen and Food Preparation |  | Education - Primary School | Education - Primary School - Kitchen and Food Preparation | PrimSchool Kitchen (in session) | all | Open | 188 | 188 | 0.11921 | 1.5666 | 1.5666 | 1.5666 | 1.5666 | 1.4745 | 1.4745 | 1.4745 | 0 | 0 | 0 | 0 | 0 | 0 | 0 | 230.5867 | 230.5867 | 230.5867 | 230.5867 | 217.0228 | 217.0228 | 217.0228 | 0.057524 | 0.057524 | 0.057524 | 0.057524 | 0.05414 | 0.05414 | 0.05414 | 0 | 0 | 0 | 0 | 0 | 0 | 0 | 0 | 0 | 0 | 0 | 0 | 0 | 0 | 0.308 | 0.308 | 0.308 | 0.308 | 0.308 | 0.308 | 0.308 | 0.4914 | 0.4914 | 0.49424 | 0.48061 | 0.48226 | 0.48226 | 0.48226 | 0.11356 | 0.11356 | 0.11356 | 0.11356 | 0.10688 | 0.10688 | 0.10688 | 0 | 0 | 0 | 0 | 0 | 0 | 0 | 17.8936 | 17.8936 | 17.8936 | 17.8936 | 16.841 | 16.841 | 16.841 | 0.0042833 | 0.0042833 | 0.0042833 | 0.0042833 | 0.0040313 | 0.0040313 | 0.0040313 | 0 | 0 | 0 | 0 | 0 | 0 | 0 | 0 | 0 | 0 | 0 | 0 | 0 | 0 | 0.3164 | 0.3164 | 0.3164 | 0.3164 | 0.3164 | 0.3164 | 0.3164 | 0.49998 | 0.49998 | 0.50227 | 0.48952 | 0.49118 | 0.49118 | 0.49118 | PrimSchool Kitchen (in session) ILit all | PrimSchool Kitchen (in session) ILit all | 3572 | 5 | 100 | PrimSchool Kitchen (in session) ILit2 all | PrimSchool Kitchen (in session) ILit all | PrimSchool Kitchen (in session) ILit all | 3572 | 6.5 | 100 | 3572 | 6.5672 | 0.308 | 0.05 | 0.05 | 0.05 | 0.05 | 0.05 | 0.05 | 0.05 | 0.05 | 0.75 | 1 | 1 | 1 | 1 | 1 | 1 | 0.05 | 0.05 | 0.05 | 0.05 | 0.05 | 0.05 | 0.05 | 0.05 | 0.05 | 7.0307 | 0.3164 | 0.065 | 0.065 | 0.065 | 0.065 | 0.065 | 0.065 | 0.065 | 0.065 | 0.75395 | 1 | 1 | 1 | 1 | 1 | 1 | 0.065 | 0.065 | 0.065 | 0.065 | 0.065 | 0.065 | 0.065 | 0.065 | 0.065 | 0 | 0 | 0 | 0 | 0 | 0 | 0 | 0 | 0.73684 | 1 | 1 | 1 | 1 | 1 | 1 | 0 | 0 | 0 | 0 | 0 | 0 | 0 | 0 | 0 | 0 | 0 | 0 | 0 | 0 | 0 | 0 | 0 | 0.73684 | 1 | 1 | 1 | 1 | 1 | 1 | 0 | 0 | 0 | 0 | 0 | 0 | 0 | 0 | 0 | 16 | 0.66337 | 0.20792 | 0.079208 | 0.049505 | 0.76136 | 0.041855 | 0.007817 | 0.007817 | 0.007817 | 0.007817 | 0.0073572 | 0.0073572 | 0.0073572 | Education - Primary School | 0.063325 | 0.063325 | 0.063509 | 0.062176 | 0.06237 | 0.06237 | 0.06237 | Education - Primary School - Kitchen and Food Preparation - all | 16 | 8 | 18 | 1297.2 | -62.5627 | 1297.2 | -62.5627 | 0 | 0 | 6.9 | -0.33278 | 0 | 0 | 0 | 0 | 0 | 0 | 0 | 0 | 0 | 0.05 | 0.75 | 1 | 1 | 1 | 1 | 1 | 1 | 0.05 | 0.05 | 0 | 0 | 0 | 0 | 0 | 0 | 0 |  | 1306.4021 | 15.3667 | 1306.4021 | 15.3667 | 0 | 0 | 6.9489 | 0.081738 | 0 | 0 | 0 | 0 | 0 | 0 | 0 | 0 | 0 | 0.065 | 0.75395 | 1 | 1 | 1 | 1 | 1 | 1 | 0.065 | 0.065 | 0 | 0 | 0 | 0 | 0 | 0 | 0 | 0.86411 | 0.84 | 0.89461 | 0.84
229 | 2 | 29 | 5 | 5 |  |  |  |  | Education - Primary School | Kitchen and Food Preparation | Education - Primary School - Kitchen and Food Preparation | (break) | Education - Primary School (break) | Education - Primary School - Kitchen and Food Preparation (break) | PrimSchool Kitchen (break) | Sat | Closed | 16 | 16 | 0.11921 | 1.5666 | 1.5666 | 1.5666 | 1.5666 | 1.4745 | 1.4745 | 1.4745 | 0 | 0 | 0 | 0 | 0 | 0 | 0 | 1.2394 | 1.2394 | 1.2394 | 1.2394 | 1.1665 | 1.1665 | 1.1665 | 0 | 0 | 0 | 0 | 0 | 0 | 0 | 0 | 0 | 0 | 0 | 0 | 0 | 0 | 0 | 0 | 0 | 0 | 0 | 0 | 0 | 0 | 0 | 0 | 0 | 0 | 0 | 0 | 0 | 0 | 0 | 0 | 0 | 0 | 0 | 0.11356 | 0.11356 | 0.11356 | 0.11356 | 0.10688 | 0.10688 | 0.10688 | 0 | 0 | 0 | 0 | 0 | 0 | 0 | 0.093011 | 0.093011 | 0.093011 | 0.093011 | 0.08754 | 0.08754 | 0.08754 | 0 | 0 | 0 | 0 | 0 | 0 | 0 | 0 | 0 | 0 | 0 | 0 | 0 | 0 | 0 | 0 | 0 | 0 | 0 | 0 | 0 | 0 | 0 | 0 | 0 | 0 | 0 | 0 | 0 | 0 | 0 | 0 | 0 | 0 | 0 | PrimSchool Kitchen (break) ILit Cls | PrimSchool Kitchen (break) ILit Cls | 2 | 2 | 2 | PrimSchool Kitchen (break) ILit2 Cls | PrimSchool Kitchen (break) ILit Cls | PrimSchool Kitchen (break) ILit Cls | 2 | 2 | 2 | 2 | 0.41477 | 0.02 | 0.02 | 0.02 | 0.02 | 0.02 | 0.02 | 0.02 | 0.02 | 0.02 | 0.02 | 0.02 | 0.02 | 0.02 | 0.02 | 0.02 | 0.02 | 0.02 | 0.02 | 0.02 | 0.02 | 0.02 | 0.02 | 0.02 | 0.02 | 0.02 | 0.42941 | 0.02 | 0.02 | 0.02 | 0.02 | 0.02 | 0.02 | 0.02 | 0.02 | 0.02 | 0.02 | 0.02 | 0.02 | 0.02 | 0.02 | 0.02 | 0.02 | 0.02 | 0.02 | 0.02 | 0.02 | 0.02 | 0.02 | 0.02 | 0.02 | 0.02 | 0 | 0 | 0 | 0 | 0 | 0 | 0 | 0 | 0 | 0 | 0 | 0 | 0 | 0 | 0 | 0 | 0 | 0 | 0 | 0 | 0 | 0 | 0 | 0 | 0 | 0 | 0 | 0 | 0 | 0 | 0 | 0 | 0 | 0 | 0 | 0 | 0 | 0 | 0 | 0 | 0 | 0 | 0 | 0 | 0 | 0 | 0 | 0 | 16 | 0.66337 | 0.20792 | 0.079208 | 0.049505 | 0.76136 | 0 | 0 | 0 | 0 | 0 | 0 | 0 | 0 |  | 0.0026051 | 0.0026051 | 0.0025967 | 0.0026172 | 0.0026162 | 0.0026162 | 0.0026162 | Education - Primary School - Kitchen and Food Preparation - (break) - Sat | 10 | 9 | 15 | 0 | 6.6363 | 0 | 0 | 0 | 6.6363 | 0 | 0 | 0 | 0.41477 | 0 | 0 | 0 | 0 | 0 | 0 | 0 | 0 | 0 | 0 | 0 | 0 | 0 | 0 | 0 | 0 | 0 | 0 | 0 | 0 | 0 | 0 | 0 | 0 |  | 0 | 6.8706 | 0 | 0 | 0 | 6.8706 | 0 | 0 | 0 | 0.42941 | 0 | 0 | 0 | 0 | 0 | 0 | 0 | 0 | 0 | 0 | 0 | 0 | 0 | 0 | 0 | 0 | 0 | 0 | 0 | 0 | 0 | 0 | 0 | 0 | 0.86411 | 0.84 | 0.89461 | 0.84
230 | 2 | 30 | 6 | 6 |  |  |  |  | Education - Primary School | Kitchen and Food Preparation | Education - Primary School - Kitchen and Food Preparation | (break) | Education - Primary School (break) | Education - Primary School - Kitchen and Food Preparation (break) | PrimSchool Kitchen (break) | Sun | Closed | 16 | 16 | 0.11921 | 1.5666 | 1.5666 | 1.5666 | 1.5666 | 1.4745 | 1.4745 | 1.4745 | 0 | 0 | 0 | 0 | 0 | 0 | 0 | 1.2394 | 1.2394 | 1.2394 | 1.2394 | 1.1665 | 1.1665 | 1.1665 | 0 | 0 | 0 | 0 | 0 | 0 | 0 | 0 | 0 | 0 | 0 | 0 | 0 | 0 | 0 | 0 | 0 | 0 | 0 | 0 | 0 | 0 | 0 | 0 | 0 | 0 | 0 | 0 | 0 | 0 | 0 | 0 | 0 | 0 | 0 | 0.11356 | 0.11356 | 0.11356 | 0.11356 | 0.10688 | 0.10688 | 0.10688 | 0 | 0 | 0 | 0 | 0 | 0 | 0 | 0.093011 | 0.093011 | 0.093011 | 0.093011 | 0.08754 | 0.08754 | 0.08754 | 0 | 0 | 0 | 0 | 0 | 0 | 0 | 0 | 0 | 0 | 0 | 0 | 0 | 0 | 0 | 0 | 0 | 0 | 0 | 0 | 0 | 0 | 0 | 0 | 0 | 0 | 0 | 0 | 0 | 0 | 0 | 0 | 0 | 0 | 0 | PrimSchool Kitchen (break) ILit Cls | PrimSchool Kitchen (break) ILit Cls | 2 | 2 | 2 | PrimSchool Kitchen (break) ILit2 Cls | PrimSchool Kitchen (break) ILit Cls | PrimSchool Kitchen (break) ILit Cls | 2 | 2 | 2 | 2 | 0.41477 | 0.02 | 0.02 | 0.02 | 0.02 | 0.02 | 0.02 | 0.02 | 0.02 | 0.02 | 0.02 | 0.02 | 0.02 | 0.02 | 0.02 | 0.02 | 0.02 | 0.02 | 0.02 | 0.02 | 0.02 | 0.02 | 0.02 | 0.02 | 0.02 | 0.02 | 0.42941 | 0.02 | 0.02 | 0.02 | 0.02 | 0.02 | 0.02 | 0.02 | 0.02 | 0.02 | 0.02 | 0.02 | 0.02 | 0.02 | 0.02 | 0.02 | 0.02 | 0.02 | 0.02 | 0.02 | 0.02 | 0.02 | 0.02 | 0.02 | 0.02 | 0.02 | 0 | 0 | 0 | 0 | 0 | 0 | 0 | 0 | 0 | 0 | 0 | 0 | 0 | 0 | 0 | 0 | 0 | 0 | 0 | 0 | 0 | 0 | 0 | 0 | 0 | 0 | 0 | 0 | 0 | 0 | 0 | 0 | 0 | 0 | 0 | 0 | 0 | 0 | 0 | 0 | 0 | 0 | 0 | 0 | 0 | 0 | 0 | 0 | 16 | 0.66337 | 0.20792 | 0.079208 | 0.049505 | 0.76136 | 0 | 0 | 0 | 0 | 0 | 0 | 0 | 0 |  | 0.0026051 | 0.0026051 | 0.0025967 | 0.0026172 | 0.0026162 | 0.0026162 | 0.0026162 | Education - Primary School - Kitchen and Food Preparation - (break) - Sun | 12 | 9 | 15 | 0 | 6.6363 | 0 | 0 | 0 | 6.6363 | 0 | 0 | 0 | 0.41477 | 0 | 0 | 0 | 0 | 0 | 0 | 0 | 0 | 0 | 0 | 0 | 0 | 0 | 0 | 0 | 0 | 0 | 0 | 0 | 0 | 0 | 0 | 0 | 0 |  | 0 | 6.8706 | 0 | 0 | 0 | 6.8706 | 0 | 0 | 0 | 0.42941 | 0 | 0 | 0 | 0 | 0 | 0 | 0 | 0 | 0 | 0 | 0 | 0 | 0 | 0 | 0 | 0 | 0 | 0 | 0 | 0 | 0 | 0 | 0 | 0 | 0.86411 | 0.84 | 0.89461 | 0.84
231 | 2 | 31 | 7 | 7 |  |  |  |  | Education - Primary School | Kitchen and Food Preparation | Education - Primary School - Kitchen and Food Preparation | (break) | Education - Primary School (break) | Education - Primary School - Kitchen and Food Preparation (break) | PrimSchool Kitchen (break) | Hol | Closed | 3 | 3 | 0.11921 | 1.5666 | 1.5666 | 1.5666 | 1.5666 | 1.4745 | 1.4745 | 1.4745 | 0 | 0 | 0 | 0 | 0 | 0 | 0 | 0.23239 | 0.23239 | 0.23239 | 0.23239 | 0.21872 | 0.21872 | 0.21872 | 0 | 0 | 0 | 0 | 0 | 0 | 0 | 0 | 0 | 0 | 0 | 0 | 0 | 0 | 0 | 0 | 0 | 0 | 0 | 0 | 0 | 0 | 0 | 0 | 0 | 0 | 0 | 0 | 0 | 0 | 0 | 0 | 0 | 0 | 0 | 0.11356 | 0.11356 | 0.11356 | 0.11356 | 0.10688 | 0.10688 | 0.10688 | 0 | 0 | 0 | 0 | 0 | 0 | 0 | 0.01744 | 0.01744 | 0.01744 | 0.01744 | 0.016414 | 0.016414 | 0.016414 | 0 | 0 | 0 | 0 | 0 | 0 | 0 | 0 | 0 | 0 | 0 | 0 | 0 | 0 | 0 | 0 | 0 | 0 | 0 | 0 | 0 | 0 | 0 | 0 | 0 | 0 | 0 | 0 | 0 | 0 | 0 | 0 | 0 | 0 | 0 | PrimSchool Kitchen (break) ILit Cls | PrimSchool Kitchen (break) ILit Cls | 2 | 2 | 2 | PrimSchool Kitchen (break) ILit2 Cls | PrimSchool Kitchen (break) ILit Cls | PrimSchool Kitchen (break) ILit Cls | 2 | 2 | 2 | 2 | 0.41477 | 0.02 | 0.02 | 0.02 | 0.02 | 0.02 | 0.02 | 0.02 | 0.02 | 0.02 | 0.02 | 0.02 | 0.02 | 0.02 | 0.02 | 0.02 | 0.02 | 0.02 | 0.02 | 0.02 | 0.02 | 0.02 | 0.02 | 0.02 | 0.02 | 0.02 | 0.42941 | 0.02 | 0.02 | 0.02 | 0.02 | 0.02 | 0.02 | 0.02 | 0.02 | 0.02 | 0.02 | 0.02 | 0.02 | 0.02 | 0.02 | 0.02 | 0.02 | 0.02 | 0.02 | 0.02 | 0.02 | 0.02 | 0.02 | 0.02 | 0.02 | 0.02 | 0 | 0 | 0 | 0 | 0 | 0 | 0 | 0 | 0 | 0 | 0 | 0 | 0 | 0 | 0 | 0 | 0 | 0 | 0 | 0 | 0 | 0 | 0 | 0 | 0 | 0 | 0 | 0 | 0 | 0 | 0 | 0 | 0 | 0 | 0 | 0 | 0 | 0 | 0 | 0 | 0 | 0 | 0 | 0 | 0 | 0 | 0 | 0 | 16 | 0.66337 | 0.20792 | 0.079208 | 0.049505 | 0.76136 | 0 | 0 | 0 | 0 | 0 | 0 | 0 | 0 |  | 0.0026051 | 0.0026051 | 0.0025967 | 0.0026172 | 0.0026162 | 0.0026162 | 0.0026162 | Education - Primary School - Kitchen and Food Preparation - (break) - Hol | 14 | 9 | 15 | 0 | 1.2443 | 0 | 0 | 0 | 1.2443 | 0 | 0 | 0 | 0.41477 | 0 | 0 | 0 | 0 | 0 | 0 | 0 | 0 | 0 | 0 | 0 | 0 | 0 | 0 | 0 | 0 | 0 | 0 | 0 | 0 | 0 | 0 | 0 | 0 |  | 0 | 1.2882 | 0 | 0 | 0 | 1.2882 | 0 | 0 | 0 | 0.42941 | 0 | 0 | 0 | 0 | 0 | 0 | 0 | 0 | 0 | 0 | 0 | 0 | 0 | 0 | 0 | 0 | 0 | 0 | 0 | 0 | 0 | 0 | 0 | 0 | 0.86411 | 0.84 | 0.89461 | 0.84
232 | 2 | 32 | 8 | 8 | Education - Primary School | Education - Primary School (break) | Education - Primary School - Kitchen and Food Preparation | Education - Primary School - Kitchen and Food Preparation (break) | Education - Primary School | Kitchen and Food Preparation | Education - Primary School - Kitchen and Food Preparation | (break) | Education - Primary School (break) | Education - Primary School - Kitchen and Food Preparation (break) | PrimSchool Kitchen (break) | all | Closed | 63 | 63 | 0.11921 | 1.5666 | 1.5666 | 1.5666 | 1.5666 | 1.4745 | 1.4745 | 1.4745 | 0.18676 | 0.18676 | 0.18676 | 0.18676 | 0.17578 | 0.17578 | 0.17578 | 4.8803 | 4.8803 | 4.8803 | 4.8803 | 4.5932 | 4.5932 | 4.5932 | 0.0037353 | 0.0037353 | 0.0037353 | 0.0037353 | 0.0035156 | 0.0035156 | 0.0035156 | 1435.1449 | 1435.1449 | 1435.1449 | 1435.1449 | 1435.1449 | 1435.1449 | 1435.1449 | 1873.7295 | 1873.7295 | 1889.8074 | 1839.6783 | 1843.5404 | 1843.5404 | 1843.5404 | 0.02 | 0.02 | 0.02 | 0.02 | 0.02 | 0.02 | 0.02 | 0.02 | 0.02 | 0.02 | 0.02 | 0.02 | 0.02 | 0.02 | 0.11356 | 0.11356 | 0.11356 | 0.11356 | 0.10688 | 0.10688 | 0.10688 | 0.013538 | 0.013538 | 0.013538 | 0.013538 | 0.012741 | 0.012741 | 0.012741 | 0.36623 | 0.36623 | 0.36623 | 0.36623 | 0.34469 | 0.34469 | 0.34469 | 0.00027075 | 0.00027075 | 0.00027075 | 0.00027075 | 0.00025483 | 0.00025483 | 0.00025483 | 1538.7473 | 1538.7473 | 1538.7473 | 1538.7473 | 1538.7473 | 1538.7473 | 1538.7473 | 2052.9515 | 2052.9515 | 2068.9241 | 2015.2889 | 2019.8385 | 2019.8385 | 2019.8385 | 0.02 | 0.02 | 0.02 | 0.02 | 0.02 | 0.02 | 0.02 | 0.02 | 0.02 | 0.02 | 0.02 | 0.02 | 0.02 | 0.02 | PrimSchool Kitchen (break) ILit Cls | PrimSchool Kitchen (break) ILit Cls | 2 | 2 | 2 | PrimSchool Kitchen (break) ILit2 Cls | PrimSchool Kitchen (break) ILit Cls | PrimSchool Kitchen (break) ILit Cls | 2 | 2 | 2 | 2 | 0.41477 | 0.02 | 0.02 | 0.02 | 0.02 | 0.02 | 0.02 | 0.02 | 0.02 | 0.02 | 0.02 | 0.02 | 0.02 | 0.02 | 0.02 | 0.02 | 0.02 | 0.02 | 0.02 | 0.02 | 0.02 | 0.02 | 0.02 | 0.02 | 0.02 | 0.02 | 0.42941 | 0.02 | 0.02 | 0.02 | 0.02 | 0.02 | 0.02 | 0.02 | 0.02 | 0.02 | 0.02 | 0.02 | 0.02 | 0.02 | 0.02 | 0.02 | 0.02 | 0.02 | 0.02 | 0.02 | 0.02 | 0.02 | 0.02 | 0.02 | 0.02 | 0.02 | 0 | 0 | 0 | 0 | 0 | 0 | 0 | 0 | 0 | 0 | 0 | 0 | 0 | 0 | 0 | 0 | 0 | 0 | 0 | 0 | 0 | 0 | 0 | 0 | 0 | 0 | 0 | 0 | 0 | 0 | 0 | 0 | 0 | 0 | 0 | 0 | 0 | 0 | 0 | 0 | 0 | 0 | 0 | 0 | 0 | 0 | 0 | 0 | 16 | 0.66337 | 0.20792 | 0.079208 | 0.049505 | 0.76136 | 0.0027178 | 0.0005076 | 0.0005076 | 0.0005076 | 0.0005076 | 0.00047774 | 0.00047774 | 0.00047774 | Education - Primary School (break) | 0.0026051 | 0.0026051 | 0.0025967 | 0.0026172 | 0.0026162 | 0.0026162 | 0.0026162 | Education - Primary School - Kitchen and Food Preparation - (break) - all | 16 | 9 | 16 | 0 | 26.1306 | 0 | 26.1306 | 0 | 0 | 0 | 0.41477 | 0 | 0 | 0 | 0 | 0 | 0 | 0 | 0 | 0 | 0 | 0 | 0 | 0 | 0 | 0 | 0 | 0 | 0 | 0 | 0 | 0 | 0 | 0 | 0 | 0 | 0 |  | 0 | 27.053 | 0 | 27.053 | 0 | 0 | 0 | 0.42941 | 0 | 0 | 0 | 0 | 0 | 0 | 0 | 0 | 0 | 0 | 0 | 0 | 0 | 0 | 0 | 0 | 0 | 0 | 0 | 0 | 0 | 0 | 0 | 0 | 0 | 0 | 0.86411 | 0.84 | 0.89461 | 0.84
301 | 3 | 1 | 5 | 1 |  |  |  |  | Education - Relocatable Classroom | Classroom/Lecture | Education - Relocatable Classroom - Classroom/Lecture |  | Education - Relocatable Classroom | Education - Relocatable Classroom - Classroom/Lecture | HighSchool Class (in session) | Sat | Open | 36 | 36 | 1 | 1.4745 | 1.4745 | 1.4745 | 1.1059 | 1.1059 | 1.1059 | 1.1059 | 0 | 0 | 0 | 0 | 0 | 0 | 0 | 203.6038 | 203.6038 | 203.6038 | 152.7028 | 152.7028 | 152.7028 | 152.7028 | 0 | 0 | 0 | 0 | 0 | 0 | 0 | 0 | 0 | 0 | 0 | 0 | 0 | 0 | 0 | 0 | 0 | 0 | 0 | 0 | 0 | 0 | 0 | 0 | 0 | 0 | 0 | 0 | 0 | 0 | 0 | 0 | 0 | 0 | 0 | 0.10688 | 0.10688 | 0.10688 | 0.080158 | 0.080158 | 0.080158 | 0.080158 | 0 | 0 | 0 | 0 | 0 | 0 | 0 | 16.1749 | 16.1749 | 16.1749 | 12.1312 | 12.1312 | 12.1312 | 12.1312 | 0 | 0 | 0 | 0 | 0 | 0 | 0 | 0 | 0 | 0 | 0 | 0 | 0 | 0 | 0 | 0 | 0 | 0 | 0 | 0 | 0 | 0 | 0 | 0 | 0 | 0 | 0 | 0 | 0 | 0 | 0 | 0 | 0 | 0 | 0 | HighSchool Class (in session) ILit Sat | HighSchool Class (in session) ILit all | 3034 | 5 | 40 | HighSchool Class (in session) ILit2 Sat | HighSchool Class (in session) ILit Sat | HighSchool Class (in session) ILit all | 3034 | 6.5 | 40 | 3034 | 3.8357 | 0.22667 | 0.05 | 0.05 | 0.05 | 0.05 | 0.05 | 0.05 | 0.05 | 0.4 | 0.4 | 0.4 | 0.4 | 0.4 | 0.4 | 0.4 | 0.4 | 0.4 | 0.05 | 0.05 | 0.05 | 0.05 | 0.05 | 0.05 | 0.05 | 0.05 | 4.2039 | 0.23067 | 0.065 | 0.065 | 0.065 | 0.065 | 0.065 | 0.065 | 0.065 | 0.4 | 0.4 | 0.4 | 0.4 | 0.4 | 0.4 | 0.4 | 0.4 | 0.4 | 0.065 | 0.065 | 0.065 | 0.065 | 0.065 | 0.065 | 0.065 | 0.065 | 0 | 0 | 0 | 0 | 0 | 0 | 0 | 1 | 1 | 1 | 1 | 1 | 1 | 1 | 1 | 1 | 0 | 0 | 0 | 0 | 0 | 0 | 0 | 0 | 0 | 0 | 0 | 0 | 0 | 0 | 0 | 1 | 1 | 1 | 1 | 1 | 1 | 1 | 1 | 1 | 0 | 0 | 0 | 0 | 0 | 0 | 0 | 0 | 20 | 0.4 | 0.36 | 0.13 | 0.11 | 0.52632 | 0 | 0 | 0 | 0 | 0 | 0 | 0 | 0 |  | 0.066208 | 0.066208 | 0.066208 | 0.066208 | 0.066208 | 0.066208 | 0.066208 | Education - Relocatable Classroom - Classroom/Lecture - Sat | 10 | 7 | 16 | 117 | 21.0853 | 0 | 0 | 117 | 21.0853 | 0 | 0 | 3.25 | 0.5857 | 0 | 0 | 0 | 0 | 0 | 0 | 0.05 | 0.4 | 0.4 | 0.4 | 0.4 | 0.4 | 0.4 | 0.4 | 0.4 | 0 | 0 | 0 | 0 | 0 | 0 | 0 | 0 | 0 |  | 117.54 | 33.8007 | 0 | 0 | 117.54 | 33.8007 | 0 | 0 | 3.265 | 0.93891 | 0 | 0 | 0 | 0 | 0 | 0 | 0.065 | 0.4 | 0.4 | 0.4 | 0.4 | 0.4 | 0.4 | 0.4 | 0.4 | 0 | 0 | 0 | 0 | 0 | 0 | 0 | 0 | 0 | 0.88177 | 0.8 | 0.91889 | 0.8
302 | 3 | 2 | 6 | 2 |  |  |  |  | Education - Relocatable Classroom | Classroom/Lecture | Education - Relocatable Classroom - Classroom/Lecture |  | Education - Relocatable Classroom | Education - Relocatable Classroom - Classroom/Lecture | HighSchool Class (in session) | Sun | Closed | 36 | 36 | 1 | 1.4745 | 1.4745 | 1.4745 | 1.1059 | 1.1059 | 1.1059 | 1.1059 | 0 | 0 | 0 | 0 | 0 | 0 | 0 | 56.1666 | 56.1666 | 56.1666 | 42.1249 | 42.1249 | 42.1249 | 42.1249 | 0 | 0 | 0 | 0 | 0 | 0 | 0 | 0 | 0 | 0 | 0 | 0 | 0 | 0 | 0 | 0 | 0 | 0 | 0 | 0 | 0 | 0 | 0 | 0 | 0 | 0 | 0 | 0 | 0 | 0 | 0 | 0 | 0 | 0 | 0 | 0.10688 | 0.10688 | 0.10688 | 0.080158 | 0.080158 | 0.080158 | 0.080158 | 0 | 0 | 0 | 0 | 0 | 0 | 0 | 4.2426 | 4.2426 | 4.2426 | 3.1819 | 3.1819 | 3.1819 | 3.1819 | 0 | 0 | 0 | 0 | 0 | 0 | 0 | 0 | 0 | 0 | 0 | 0 | 0 | 0 | 0 | 0 | 0 | 0 | 0 | 0 | 0 | 0 | 0 | 0 | 0 | 0 | 0 | 0 | 0 | 0 | 0 | 0 | 0 | 0 | 0 | HighSchool Class (in session) ILit Cls | HighSchool Class (in session) ILit Cls | 2 | 5 | 5 | HighSchool Class (in session) ILit2 Cls | HighSchool Class (in session) ILit Cls | HighSchool Class (in session) ILit Cls | 2 | 5 | 5 | 2 | 1.0581 | 0.04 | 0.05 | 0.05 | 0.05 | 0.05 | 0.05 | 0.05 | 0.05 | 0.05 | 0.05 | 0.05 | 0.05 | 0.05 | 0.05 | 0.05 | 0.05 | 0.05 | 0.05 | 0.05 | 0.05 | 0.05 | 0.05 | 0.05 | 0.05 | 0.05 | 1.1027 | 0.04 | 0.05 | 0.05 | 0.05 | 0.05 | 0.05 | 0.05 | 0.05 | 0.05 | 0.05 | 0.05 | 0.05 | 0.05 | 0.05 | 0.05 | 0.05 | 0.05 | 0.05 | 0.05 | 0.05 | 0.05 | 0.05 | 0.05 | 0.05 | 0.05 | 0 | 0 | 0 | 0 | 0 | 0 | 0 | 0 | 0 | 0 | 0 | 0 | 0 | 0 | 0 | 0 | 0 | 0 | 0 | 0 | 0 | 0 | 0 | 0 | 0 | 0 | 0 | 0 | 0 | 0 | 0 | 0 | 0 | 0 | 0 | 0 | 0 | 0 | 0 | 0 | 0 | 0 | 0 | 0 | 0 | 0 | 0 | 0 | 20 | 0.4 | 0.36 | 0.13 | 0.11 | 0.52632 | 0 | 0 | 0 | 0 | 0 | 0 | 0 | 0 |  | 0.066208 | 0.066208 | 0.066208 | 0.066208 | 0.066208 | 0.066208 | 0.066208 | Education - Relocatable Classroom - Classroom/Lecture - Sun | 12 | 7 | 16 | 0 | 38.0925 | 0 | 0 | 0 | 38.0925 | 0 | 0 | 0 | 1.0581 | 0 | 0 | 0 | 0 | 0 | 0 | 0 | 0 | 0 | 0 | 0 | 0 | 0 | 0 | 0 | 0 | 0 | 0 | 0 | 0 | 0 | 0 | 0 | 0 |  | 0 | 39.6959 | 0 | 0 | 0 | 39.6959 | 0 | 0 | 0 | 1.1027 | 0 | 0 | 0 | 0 | 0 | 0 | 0 | 0 | 0 | 0 | 0 | 0 | 0 | 0 | 0 | 0 | 0 | 0 | 0 | 0 | 0 | 0 | 0 | 0 | 0.88177 | 0.8 | 0.91889 | 0.8
303 | 3 | 3 | 7 | 3 |  |  |  |  | Education - Relocatable Classroom | Classroom/Lecture | Education - Relocatable Classroom - Classroom/Lecture |  | Education - Relocatable Classroom | Education - Relocatable Classroom - Classroom/Lecture | HighSchool Class (in session) | Hol | Closed | 7 | 7 | 1 | 1.4745 | 1.4745 | 1.4745 | 1.1059 | 1.1059 | 1.1059 | 1.1059 | 0 | 0 | 0 | 0 | 0 | 0 | 0 | 10.9213 | 10.9213 | 10.9213 | 8.191 | 8.191 | 8.191 | 8.191 | 0 | 0 | 0 | 0 | 0 | 0 | 0 | 0 | 0 | 0 | 0 | 0 | 0 | 0 | 0 | 0 | 0 | 0 | 0 | 0 | 0 | 0 | 0 | 0 | 0 | 0 | 0 | 0 | 0 | 0 | 0 | 0 | 0 | 0 | 0 | 0.10688 | 0.10688 | 0.10688 | 0.080158 | 0.080158 | 0.080158 | 0.080158 | 0 | 0 | 0 | 0 | 0 | 0 | 0 | 0.82495 | 0.82495 | 0.82495 | 0.61871 | 0.61871 | 0.61871 | 0.61871 | 0 | 0 | 0 | 0 | 0 | 0 | 0 | 0 | 0 | 0 | 0 | 0 | 0 | 0 | 0 | 0 | 0 | 0 | 0 | 0 | 0 | 0 | 0 | 0 | 0 | 0 | 0 | 0 | 0 | 0 | 0 | 0 | 0 | 0 | 0 | HighSchool Class (in session) ILit Cls | HighSchool Class (in session) ILit Cls | 2 | 5 | 5 | HighSchool Class (in session) ILit2 Cls | HighSchool Class (in session) ILit Cls | HighSchool Class (in session) ILit Cls | 2 | 5 | 5 | 2 | 1.0581 | 0.04 | 0.05 | 0.05 | 0.05 | 0.05 | 0.05 | 0.05 | 0.05 | 0.05 | 0.05 | 0.05 | 0.05 | 0.05 | 0.05 | 0.05 | 0.05 | 0.05 | 0.05 | 0.05 | 0.05 | 0.05 | 0.05 | 0.05 | 0.05 | 0.05 | 1.1027 | 0.04 | 0.05 | 0.05 | 0.05 | 0.05 | 0.05 | 0.05 | 0.05 | 0.05 | 0.05 | 0.05 | 0.05 | 0.05 | 0.05 | 0.05 | 0.05 | 0.05 | 0.05 | 0.05 | 0.05 | 0.05 | 0.05 | 0.05 | 0.05 | 0.05 | 0 | 0 | 0 | 0 | 0 | 0 | 0 | 0 | 0 | 0 | 0 | 0 | 0 | 0 | 0 | 0 | 0 | 0 | 0 | 0 | 0 | 0 | 0 | 0 | 0 | 0 | 0 | 0 | 0 | 0 | 0 | 0 | 0 | 0 | 0 | 0 | 0 | 0 | 0 | 0 | 0 | 0 | 0 | 0 | 0 | 0 | 0 | 0 | 20 | 0.4 | 0.36 | 0.13 | 0.11 | 0.52632 | 0 | 0 | 0 | 0 | 0 | 0 | 0 | 0 |  | 0.066208 | 0.066208 | 0.066208 | 0.066208 | 0.066208 | 0.066208 | 0.066208 | Education - Relocatable Classroom - Classroom/Lecture - Hol | 14 | 7 | 16 | 0 | 7.4069 | 0 | 0 | 0 | 7.4069 | 0 | 0 | 0 | 1.0581 | 0 | 0 | 0 | 0 | 0 | 0 | 0 | 0 | 0 | 0 | 0 | 0 | 0 | 0 | 0 | 0 | 0 | 0 | 0 | 0 | 0 | 0 | 0 | 0 |  | 0 | 7.7187 | 0 | 0 | 0 | 7.7187 | 0 | 0 | 0 | 1.1027 | 0 | 0 | 0 | 0 | 0 | 0 | 0 | 0 | 0 | 0 | 0 | 0 | 0 | 0 | 0 | 0 | 0 | 0 | 0 | 0 | 0 | 0 | 0 | 0 | 0.88177 | 0.8 | 0.91889 | 0.8
304 | 3 | 4 | 8 | 4 |  | Education - Relocatable Classroom |  | Education - Relocatable Classroom - Classroom/Lecture | Education - Relocatable Classroom | Classroom/Lecture | Education - Relocatable Classroom - Classroom/Lecture |  | Education - Relocatable Classroom | Education - Relocatable Classroom - Classroom/Lecture | HighSchool Class (in session) | all | Open | 188 | 188 | 1 | 1.4745 | 1.4745 | 1.4745 | 1.1059 | 1.1059 | 1.1059 | 1.1059 | 0 | 0 | 0 | 0 | 0 | 0 | 0 | 2835.3713 | 2835.3713 | 2835.3713 | 2126.5285 | 2126.5285 | 2126.5285 | 2126.5285 | 0.82571 | 0.82571 | 0.82571 | 0.61928 | 0.61928 | 0.61928 | 0.61928 | 0 | 0 | 0 | 0 | 0 | 0 | 0 | 0 | 0 | 0 | 0 | 0 | 0 | 0 | 0.56 | 0.56 | 0.56 | 0.56 | 0.56 | 0.56 | 0.56 | 0.56 | 0.56 | 0.56 | 0.56 | 0.56 | 0.56 | 0.56 | 0.10688 | 0.10688 | 0.10688 | 0.080158 | 0.080158 | 0.080158 | 0.080158 | 0 | 0 | 0 | 0 | 0 | 0 | 0 | 217.7872 | 217.7872 | 217.7872 | 163.3404 | 163.3404 | 163.3404 | 163.3404 | 0.060256 | 0.060256 | 0.060256 | 0.045192 | 0.045192 | 0.045192 | 0.045192 | 0 | 0 | 0 | 0 | 0 | 0 | 0 | 0 | 0 | 0 | 0 | 0 | 0 | 0 | 0.56379 | 0.56379 | 0.56379 | 0.56379 | 0.56379 | 0.56379 | 0.56379 | 0.56379 | 0.56379 | 0.56379 | 0.56379 | 0.56379 | 0.56379 | 0.56379 | HighSchool Class (in session) ILit all | HighSchool Class (in session) ILit all | 3033 | 5 | 100 | HighSchool Class (in session) ILit2 all | HighSchool Class (in session) ILit all | HighSchool Class (in session) ILit all | 3033 | 6.5 | 100 | 3033 | 10.2285 | 0.56 | 0.05 | 0.05 | 0.05 | 0.05 | 0.05 | 0.6 | 0.6 | 0.6 | 0.6 | 1 | 1 | 1 | 1 | 1 | 1 | 0.55 | 0.55 | 0.55 | 0.55 | 0.35 | 0.1 | 0.1 | 0.1 | 0.1 | 10.839 | 0.56379 | 0.065 | 0.065 | 0.065 | 0.065 | 0.065 | 0.60632 | 0.60632 | 0.60632 | 0.60632 | 1 | 1 | 1 | 1 | 1 | 1 | 0.55711 | 0.55711 | 0.55711 | 0.55711 | 0.36026 | 0.11421 | 0.11421 | 0.11421 | 0.11421 | 0 | 0 | 0 | 0 | 0 | 0.57895 | 0.57895 | 0.57895 | 0.57895 | 1 | 1 | 1 | 1 | 1 | 1 | 0.52632 | 0.52632 | 0.52632 | 0.52632 | 0.31579 | 0.052632 | 0.052632 | 0.052632 | 0.052632 | 0 | 0 | 0 | 0 | 0 | 0.57895 | 0.57895 | 0.57895 | 0.57895 | 1 | 1 | 1 | 1 | 1 | 1 | 0.52632 | 0.52632 | 0.52632 | 0.52632 | 0.31579 | 0.052632 | 0.052632 | 0.052632 | 0.052632 | 20 | 0.4 | 0.36 | 0.13 | 0.11 | 0.52632 | 0.066208 | 0.097623 | 0.097623 | 0.097623 | 0.073217 | 0.073217 | 0.073217 | 0.073217 | Education - Relocatable Classroom | 0.066208 | 0.066208 | 0.066208 | 0.066208 | 0.066208 | 0.066208 | 0.066208 | Education - Relocatable Classroom - Classroom/Lecture - all | 16 | 7 | 18 | 1673.2 | 249.7661 | 1673.2 | 249.7661 | 0 | 0 | 8.9 | 1.3285 | 0 | 0 | 0 | 0 | 0 | 0 | 0 | 0 | 0.6 | 0.6 | 0.6 | 1 | 1 | 1 | 1 | 1 | 1 | 0.55 | 0.55 | 0 | 0 | 0 | 0 | 0 | 0 | 0 |  | 1679.4337 | 358.2977 | 1679.4337 | 358.2977 | 0 | 0 | 8.9332 | 1.9058 | 0 | 0 | 0 | 0 | 0 | 0 | 0 | 0 | 0.60632 | 0.60632 | 0.60632 | 1 | 1 | 1 | 1 | 1 | 1 | 0.55711 | 0.55711 | 0 | 0 | 0 | 0 | 0 | 0 | 0 | 0.88177 | 0.8 | 0.91889 | 0.8
305 | 3 | 5 | 5 | 5 |  |  |  |  | Education - Relocatable Classroom | Classroom/Lecture | Education - Relocatable Classroom - Classroom/Lecture | (break) | Education - Relocatable Classroom (break) | Education - Relocatable Classroom - Classroom/Lecture (break) | HighSchool Class (break) | Sat | Open | 16 | 16 | 1 | 1.4745 | 1.4745 | 1.4745 | 1.1059 | 1.1059 | 1.1059 | 1.1059 | 0 | 0 | 0 | 0 | 0 | 0 | 0 | 57.7267 | 57.7267 | 57.7267 | 43.2951 | 43.2951 | 43.2951 | 43.2951 | 0 | 0 | 0 | 0 | 0 | 0 | 0 | 0 | 0 | 0 | 0 | 0 | 0 | 0 | 0 | 0 | 0 | 0 | 0 | 0 | 0 | 0 | 0 | 0 | 0 | 0 | 0 | 0 | 0 | 0 | 0 | 0 | 0 | 0 | 0 | 0.10688 | 0.10688 | 0.10688 | 0.080158 | 0.080158 | 0.080158 | 0.080158 | 0 | 0 | 0 | 0 | 0 | 0 | 0 | 4.3604 | 4.3604 | 4.3604 | 3.2703 | 3.2703 | 3.2703 | 3.2703 | 0 | 0 | 0 | 0 | 0 | 0 | 0 | 0 | 0 | 0 | 0 | 0 | 0 | 0 | 0 | 0 | 0 | 0 | 0 | 0 | 0 | 0 | 0 | 0 | 0 | 0 | 0 | 0 | 0 | 0 | 0 | 0 | 0 | 0 | 0 | HighSchool Class (break) ILit Sat | HighSchool Class (break) ILit all | 3034 | 5 | 22.5 | HighSchool Class (break) ILit2 Sat | HighSchool Class (break) ILit Sat | HighSchool Class (break) ILit all | 3034 | 5 | 22.5 | 3034 | 2.4469 | 0.16667 | 0.05 | 0.05 | 0.05 | 0.05 | 0.05 | 0.05 | 0.05 | 0.225 | 0.225 | 0.225 | 0.225 | 0.225 | 0.225 | 0.225 | 0.225 | 0.225 | 0.05 | 0.05 | 0.05 | 0.05 | 0.05 | 0.05 | 0.05 | 0.05 | 2.5499 | 0.16667 | 0.05 | 0.05 | 0.05 | 0.05 | 0.05 | 0.05 | 0.05 | 0.225 | 0.225 | 0.225 | 0.225 | 0.225 | 0.225 | 0.225 | 0.225 | 0.225 | 0.05 | 0.05 | 0.05 | 0.05 | 0.05 | 0.05 | 0.05 | 0.05 | 0 | 0 | 0 | 0 | 0 | 0 | 0 | 1 | 1 | 1 | 1 | 1 | 1 | 1 | 1 | 1 | 0 | 0 | 0 | 0 | 0 | 0 | 0 | 0 | 0 | 0 | 0 | 0 | 0 | 0 | 0 | 1 | 1 | 1 | 1 | 1 | 1 | 1 | 1 | 1 | 0 | 0 | 0 | 0 | 0 | 0 | 0 | 0 | 20 | 0.4 | 0.36 | 0.13 | 0.11 | 0.52632 | 0 | 0 | 0 | 0 | 0 | 0 | 0 | 0 |  | 0.0023646 | 0.0023646 | 0.0023646 | 0.0023646 | 0.0023646 | 0.0023646 | 0.0023646 | Education - Relocatable Classroom - Classroom/Lecture - (break) - Sat | 10 | 7 | 16 | 29.6 | 9.5506 | 0 | 0 | 29.6 | 9.5506 | 0 | 0 | 1.85 | 0.59691 | 0 | 0 | 0 | 0 | 0 | 0 | 0.05 | 0.225 | 0.225 | 0.225 | 0.225 | 0.225 | 0.225 | 0.225 | 0.225 | 0 | 0 | 0 | 0 | 0 | 0 | 0 | 0 | 0 |  | 29.6 | 11.1986 | 0 | 0 | 29.6 | 11.1986 | 0 | 0 | 1.85 | 0.69991 | 0 | 0 | 0 | 0 | 0 | 0 | 0.05 | 0.225 | 0.225 | 0.225 | 0.225 | 0.225 | 0.225 | 0.225 | 0.225 | 0 | 0 | 0 | 0 | 0 | 0 | 0 | 0 | 0 | 0.88177 | 0.8 | 0.91889 | 0.8
306 | 3 | 6 | 6 | 6 |  |  |  |  | Education - Relocatable Classroom | Classroom/Lecture | Education - Relocatable Classroom - Classroom/Lecture | (break) | Education - Relocatable Classroom (break) | Education - Relocatable Classroom - Classroom/Lecture (break) | HighSchool Class (break) | Sun | Closed | 16 | 16 | 1 | 1.4745 | 1.4745 | 1.4745 | 1.1059 | 1.1059 | 1.1059 | 1.1059 | 0 | 0 | 0 | 0 | 0 | 0 | 0 | 9.9852 | 9.9852 | 9.9852 | 7.4889 | 7.4889 | 7.4889 | 7.4889 | 0 | 0 | 0 | 0 | 0 | 0 | 0 | 0 | 0 | 0 | 0 | 0 | 0 | 0 | 0 | 0 | 0 | 0 | 0 | 0 | 0 | 0 | 0 | 0 | 0 | 0 | 0 | 0 | 0 | 0 | 0 | 0 | 0 | 0 | 0 | 0.10688 | 0.10688 | 0.10688 | 0.080158 | 0.080158 | 0.080158 | 0.080158 | 0 | 0 | 0 | 0 | 0 | 0 | 0 | 0.75424 | 0.75424 | 0.75424 | 0.56568 | 0.56568 | 0.56568 | 0.56568 | 0 | 0 | 0 | 0 | 0 | 0 | 0 | 0 | 0 | 0 | 0 | 0 | 0 | 0 | 0 | 0 | 0 | 0 | 0 | 0 | 0 | 0 | 0 | 0 | 0 | 0 | 0 | 0 | 0 | 0 | 0 | 0 | 0 | 0 | 0 | HighSchool Class (break) ILit Cls | HighSchool Class (break) ILit Cls | 2 | 2 | 2 | HighSchool Class (break) ILit2 Cls | HighSchool Class (break) ILit Cls | HighSchool Class (break) ILit Cls | 2 | 2 | 2 | 2 | 0.42325 | 0.02 | 0.02 | 0.02 | 0.02 | 0.02 | 0.02 | 0.02 | 0.02 | 0.02 | 0.02 | 0.02 | 0.02 | 0.02 | 0.02 | 0.02 | 0.02 | 0.02 | 0.02 | 0.02 | 0.02 | 0.02 | 0.02 | 0.02 | 0.02 | 0.02 | 0.44107 | 0.02 | 0.02 | 0.02 | 0.02 | 0.02 | 0.02 | 0.02 | 0.02 | 0.02 | 0.02 | 0.02 | 0.02 | 0.02 | 0.02 | 0.02 | 0.02 | 0.02 | 0.02 | 0.02 | 0.02 | 0.02 | 0.02 | 0.02 | 0.02 | 0.02 | 0 | 0 | 0 | 0 | 0 | 0 | 0 | 0 | 0 | 0 | 0 | 0 | 0 | 0 | 0 | 0 | 0 | 0 | 0 | 0 | 0 | 0 | 0 | 0 | 0 | 0 | 0 | 0 | 0 | 0 | 0 | 0 | 0 | 0 | 0 | 0 | 0 | 0 | 0 | 0 | 0 | 0 | 0 | 0 | 0 | 0 | 0 | 0 | 20 | 0.4 | 0.36 | 0.13 | 0.11 | 0.52632 | 0 | 0 | 0 | 0 | 0 | 0 | 0 | 0 |  | 0.0023646 | 0.0023646 | 0.0023646 | 0.0023646 | 0.0023646 | 0.0023646 | 0.0023646 | Education - Relocatable Classroom - Classroom/Lecture - (break) - Sun | 12 | 7 | 16 | 0 | 6.772 | 0 | 0 | 0 | 6.772 | 0 | 0 | 0 | 0.42325 | 0 | 0 | 0 | 0 | 0 | 0 | 0 | 0 | 0 | 0 | 0 | 0 | 0 | 0 | 0 | 0 | 0 | 0 | 0 | 0 | 0 | 0 | 0 | 0 |  | 0 | 7.0571 | 0 | 0 | 0 | 7.0571 | 0 | 0 | 0 | 0.44107 | 0 | 0 | 0 | 0 | 0 | 0 | 0 | 0 | 0 | 0 | 0 | 0 | 0 | 0 | 0 | 0 | 0 | 0 | 0 | 0 | 0 | 0 | 0 | 0 | 0.88177 | 0.8 | 0.91889 | 0.8
307 | 3 | 7 | 7 | 7 |  |  |  |  | Education - Relocatable Classroom | Classroom/Lecture | Education - Relocatable Classroom - Classroom/Lecture | (break) | Education - Relocatable Classroom (break) | Education - Relocatable Classroom - Classroom/Lecture (break) | HighSchool Class (break) | Hol | Closed | 3 | 3 | 1 | 1.4745 | 1.4745 | 1.4745 | 1.1059 | 1.1059 | 1.1059 | 1.1059 | 0 | 0 | 0 | 0 | 0 | 0 | 0 | 1.8722 | 1.8722 | 1.8722 | 1.4042 | 1.4042 | 1.4042 | 1.4042 | 0 | 0 | 0 | 0 | 0 | 0 | 0 | 0 | 0 | 0 | 0 | 0 | 0 | 0 | 0 | 0 | 0 | 0 | 0 | 0 | 0 | 0 | 0 | 0 | 0 | 0 | 0 | 0 | 0 | 0 | 0 | 0 | 0 | 0 | 0 | 0.10688 | 0.10688 | 0.10688 | 0.080158 | 0.080158 | 0.080158 | 0.080158 | 0 | 0 | 0 | 0 | 0 | 0 | 0 | 0.14142 | 0.14142 | 0.14142 | 0.10606 | 0.10606 | 0.10606 | 0.10606 | 0 | 0 | 0 | 0 | 0 | 0 | 0 | 0 | 0 | 0 | 0 | 0 | 0 | 0 | 0 | 0 | 0 | 0 | 0 | 0 | 0 | 0 | 0 | 0 | 0 | 0 | 0 | 0 | 0 | 0 | 0 | 0 | 0 | 0 | 0 | HighSchool Class (break) ILit Cls | HighSchool Class (break) ILit Cls | 2 | 2 | 2 | HighSchool Class (break) ILit2 Cls | HighSchool Class (break) ILit Cls | HighSchool Class (break) ILit Cls | 2 | 2 | 2 | 2 | 0.42325 | 0.02 | 0.02 | 0.02 | 0.02 | 0.02 | 0.02 | 0.02 | 0.02 | 0.02 | 0.02 | 0.02 | 0.02 | 0.02 | 0.02 | 0.02 | 0.02 | 0.02 | 0.02 | 0.02 | 0.02 | 0.02 | 0.02 | 0.02 | 0.02 | 0.02 | 0.44107 | 0.02 | 0.02 | 0.02 | 0.02 | 0.02 | 0.02 | 0.02 | 0.02 | 0.02 | 0.02 | 0.02 | 0.02 | 0.02 | 0.02 | 0.02 | 0.02 | 0.02 | 0.02 | 0.02 | 0.02 | 0.02 | 0.02 | 0.02 | 0.02 | 0.02 | 0 | 0 | 0 | 0 | 0 | 0 | 0 | 0 | 0 | 0 | 0 | 0 | 0 | 0 | 0 | 0 | 0 | 0 | 0 | 0 | 0 | 0 | 0 | 0 | 0 | 0 | 0 | 0 | 0 | 0 | 0 | 0 | 0 | 0 | 0 | 0 | 0 | 0 | 0 | 0 | 0 | 0 | 0 | 0 | 0 | 0 | 0 | 0 | 20 | 0.4 | 0.36 | 0.13 | 0.11 | 0.52632 | 0 | 0 | 0 | 0 | 0 | 0 | 0 | 0 |  | 0.0023646 | 0.0023646 | 0.0023646 | 0.0023646 | 0.0023646 | 0.0023646 | 0.0023646 | Education - Relocatable Classroom - Classroom/Lecture - (break) - Hol | 14 | 7 | 16 | 0 | 1.2698 | 0 | 0 | 0 | 1.2698 | 0 | 0 | 0 | 0.42325 | 0 | 0 | 0 | 0 | 0 | 0 | 0 | 0 | 0 | 0 | 0 | 0 | 0 | 0 | 0 | 0 | 0 | 0 | 0 | 0 | 0 | 0 | 0 | 0 |  | 0 | 1.3232 | 0 | 0 | 0 | 1.3232 | 0 | 0 | 0 | 0.44107 | 0 | 0 | 0 | 0 | 0 | 0 | 0 | 0 | 0 | 0 | 0 | 0 | 0 | 0 | 0 | 0 | 0 | 0 | 0 | 0 | 0 | 0 | 0 | 0 | 0.88177 | 0.8 | 0.91889 | 0.8
308 | 3 | 8 | 8 | 8 | Education - Relocatable Classroom | Education - Relocatable Classroom (break) | Education - Relocatable Classroom - Classroom/Lecture | Education - Relocatable Classroom - Classroom/Lecture (break) | Education - Relocatable Classroom | Classroom/Lecture | Education - Relocatable Classroom - Classroom/Lecture | (break) | Education - Relocatable Classroom (break) | Education - Relocatable Classroom - Classroom/Lecture (break) | HighSchool Class (break) | all | Closed | 63 | 63 | 1 | 1.4745 | 1.4745 | 1.4745 | 1.1059 | 1.1059 | 1.1059 | 1.1059 | 1.4745 | 1.4745 | 1.4745 | 1.1059 | 1.1059 | 1.1059 | 1.1059 | 39.3166 | 39.3166 | 39.3166 | 29.4874 | 29.4874 | 29.4874 | 29.4874 | 0.02949 | 0.02949 | 0.02949 | 0.022117 | 0.022117 | 0.022117 | 0.022117 | 2180.408 | 2180.408 | 2180.408 | 2180.408 | 2180.408 | 2180.408 | 2180.408 | 2180.408 | 2180.408 | 2180.408 | 2180.408 | 2180.408 | 2180.408 | 2180.408 | 0.02 | 0.02 | 0.02 | 0.02 | 0.02 | 0.02 | 0.02 | 0.02 | 0.02 | 0.02 | 0.02 | 0.02 | 0.02 | 0.02 | 0.10688 | 0.10688 | 0.10688 | 0.080158 | 0.080158 | 0.080158 | 0.080158 | 0.10688 | 0.10688 | 0.10688 | 0.080158 | 0.080158 | 0.080158 | 0.080158 | 2.9698 | 2.9698 | 2.9698 | 2.2274 | 2.2274 | 2.2274 | 2.2274 | 0.0021375 | 0.0021375 | 0.0021375 | 0.0016032 | 0.0016032 | 0.0016032 | 0.0016032 | 2313.4526 | 2313.4526 | 2313.4526 | 2313.4526 | 2313.4526 | 2313.4526 | 2313.4526 | 2313.4526 | 2313.4526 | 2313.4526 | 2313.4526 | 2313.4526 | 2313.4526 | 2313.4526 | 0.02 | 0.02 | 0.02 | 0.02 | 0.02 | 0.02 | 0.02 | 0.02 | 0.02 | 0.02 | 0.02 | 0.02 | 0.02 | 0.02 | HighSchool Class (break) ILit Cls | HighSchool Class (break) ILit Cls | 2 | 2 | 2 | HighSchool Class (break) ILit2 Cls | HighSchool Class (break) ILit Cls | HighSchool Class (break) ILit Cls | 2 | 2 | 2 | 2 | 0.42325 | 0.02 | 0.02 | 0.02 | 0.02 | 0.02 | 0.02 | 0.02 | 0.02 | 0.02 | 0.02 | 0.02 | 0.02 | 0.02 | 0.02 | 0.02 | 0.02 | 0.02 | 0.02 | 0.02 | 0.02 | 0.02 | 0.02 | 0.02 | 0.02 | 0.02 | 0.44107 | 0.02 | 0.02 | 0.02 | 0.02 | 0.02 | 0.02 | 0.02 | 0.02 | 0.02 | 0.02 | 0.02 | 0.02 | 0.02 | 0.02 | 0.02 | 0.02 | 0.02 | 0.02 | 0.02 | 0.02 | 0.02 | 0.02 | 0.02 | 0.02 | 0.02 | 0 | 0 | 0 | 0 | 0 | 0 | 0 | 0 | 0 | 0 | 0 | 0 | 0 | 0 | 0 | 0 | 0 | 0 | 0 | 0 | 0 | 0 | 0 | 0 | 0 | 0 | 0 | 0 | 0 | 0 | 0 | 0 | 0 | 0 | 0 | 0 | 0 | 0 | 0 | 0 | 0 | 0 | 0 | 0 | 0 | 0 | 0 | 0 | 20 | 0.4 | 0.36 | 0.13 | 0.11 | 0.52632 | 0.0023646 | 0.0034865 | 0.0034865 | 0.0034865 | 0.0026149 | 0.0026149 | 0.0026149 | 0.0026149 | Education - Relocatable Classroom (break) | 0.0023646 | 0.0023646 | 0.0023646 | 0.0023646 | 0.0023646 | 0.0023646 | 0.0023646 | Education - Relocatable Classroom - Classroom/Lecture - (break) - all | 16 | 7 | 18 | 0 | 26.6648 | 0 | 26.6648 | 0 | 0 | 0 | 0.42325 | 0 | 0 | 0 | 0 | 0 | 0 | 0 | 0 | 0 | 0 | 0 | 0 | 0 | 0 | 0 | 0 | 0 | 0 | 0 | 0 | 0 | 0 | 0 | 0 | 0 | 0 |  | 0 | 27.7871 | 0 | 27.7871 | 0 | 0 | 0 | 0.44107 | 0 | 0 | 0 | 0 | 0 | 0 | 0 | 0 | 0 | 0 | 0 | 0 | 0 | 0 | 0 | 0 | 0 | 0 | 0 | 0 | 0 | 0 | 0 | 0 | 0 | 0 | 0.88177 | 0.8 | 0.91889 | 0.8
401 | 4 | 1 | 5 | 1 |  |  |  |  | Education - Secondary School | Classroom/Lecture | Education - Secondary School - Classroom/Lecture |  | Education - Secondary School | Education - Secondary School - Classroom/Lecture | HighSchool Class (in session) | Sat | Open | 36 | 36 | 0.58856 | 1.4007 | 1.4007 | 1.4007 | 1.0505 | 1.0505 | 1.0505 | 1.0505 | 0 | 0 | 0 | 0 | 0 | 0 | 0 | 114.0625 | 114.0625 | 114.0625 | 85.5469 | 85.5469 | 85.5469 | 85.5469 | 0 | 0 | 0 | 0 | 0 | 0 | 0 | 0 | 0 | 0 | 0 | 0 | 0 | 0 | 0 | 0 | 0 | 0 | 0 | 0 | 0 | 0 | 0 | 0 | 0 | 0 | 0 | 0 | 0 | 0 | 0 | 0 | 0 | 0 | 0 | 0.13324 | 0.13324 | 0.13324 | 0.099926 | 0.099926 | 0.099926 | 0.099926 | 0 | 0 | 0 | 0 | 0 | 0 | 0 | 11.886 | 11.886 | 11.886 | 8.9145 | 8.9145 | 8.9145 | 8.9145 | 0 | 0 | 0 | 0 | 0 | 0 | 0 | 0 | 0 | 0 | 0 | 0 | 0 | 0 | 0 | 0 | 0 | 0 | 0 | 0 | 0 | 0 | 0 | 0 | 0 | 0 | 0 | 0 | 0 | 0 | 0 | 0 | 0 | 0 | 0 | HighSchool Class (in session) ILit Sat | HighSchool Class (in session) ILit all | 3034 | 5 | 40 | HighSchool Class (in session) ILit2 Sat | HighSchool Class (in session) ILit Sat | HighSchool Class (in session) ILit all | 3034 | 6.5 | 40 | 3034 | 3.8433 | 0.22667 | 0.05 | 0.05 | 0.05 | 0.05 | 0.05 | 0.05 | 0.05 | 0.4 | 0.4 | 0.4 | 0.4 | 0.4 | 0.4 | 0.4 | 0.4 | 0.4 | 0.05 | 0.05 | 0.05 | 0.05 | 0.05 | 0.05 | 0.05 | 0.05 | 4.2104 | 0.23067 | 0.065 | 0.065 | 0.065 | 0.065 | 0.065 | 0.065 | 0.065 | 0.4 | 0.4 | 0.4 | 0.4 | 0.4 | 0.4 | 0.4 | 0.4 | 0.4 | 0.065 | 0.065 | 0.065 | 0.065 | 0.065 | 0.065 | 0.065 | 0.065 | 0 | 0 | 0 | 0 | 0 | 0 | 0 | 1 | 1 | 1 | 1 | 1 | 1 | 1 | 1 | 1 | 0 | 0 | 0 | 0 | 0 | 0 | 0 | 0 | 0 | 0 | 0 | 0 | 0 | 0 | 0 | 1 | 1 | 1 | 1 | 1 | 1 | 1 | 1 | 1 | 0 | 0 | 0 | 0 | 0 | 0 | 0 | 0 | 20 | 0.4 | 0.36 | 0.13 | 0.11 | 0.52632 | 0 | 0 | 0 | 0 | 0 | 0 | 0 | 0 |  | 0.074075 | 0.074075 | 0.072506 | 0.0739 | 0.074404 | 0.074246 | 0.074246 | Education - Secondary School - Classroom/Lecture - Sat | 10 | 7 | 16 | 117 | 21.3603 | 0 | 0 | 117 | 21.3603 | 0 | 0 | 3.25 | 0.59334 | 0 | 0 | 0 | 0 | 0 | 0 | 0.05 | 0.4 | 0.4 | 0.4 | 0.4 | 0.4 | 0.4 | 0.4 | 0.4 | 0 | 0 | 0 | 0 | 0 | 0 | 0 | 0 | 0 |  | 117.54 | 34.0329 | 0 | 0 | 117.54 | 34.0329 | 0 | 0 | 3.265 | 0.94536 | 0 | 0 | 0 | 0 | 0 | 0 | 0.065 | 0.4 | 0.4 | 0.4 | 0.4 | 0.4 | 0.4 | 0.4 | 0.4 | 0 | 0 | 0 | 0 | 0 | 0 | 0 | 0 | 0 | 0.88353 | 0.8 | 0.9203 | 0.8
402 | 4 | 2 | 6 | 2 |  |  |  |  | Education - Secondary School | Classroom/Lecture | Education - Secondary School - Classroom/Lecture |  | Education - Secondary School | Education - Secondary School - Classroom/Lecture | HighSchool Class (in session) | Sun | Closed | 36 | 36 | 0.58856 | 1.4007 | 1.4007 | 1.4007 | 1.0505 | 1.0505 | 1.0505 | 1.0505 | 0 | 0 | 0 | 0 | 0 | 0 | 0 | 31.4655 | 31.4655 | 31.4655 | 23.5991 | 23.5991 | 23.5991 | 23.5991 | 0 | 0 | 0 | 0 | 0 | 0 | 0 | 0 | 0 | 0 | 0 | 0 | 0 | 0 | 0 | 0 | 0 | 0 | 0 | 0 | 0 | 0 | 0 | 0 | 0 | 0 | 0 | 0 | 0 | 0 | 0 | 0 | 0 | 0 | 0 | 0.13324 | 0.13324 | 0.13324 | 0.099926 | 0.099926 | 0.099926 | 0.099926 | 0 | 0 | 0 | 0 | 0 | 0 | 0 | 3.1176 | 3.1176 | 3.1176 | 2.3382 | 2.3382 | 2.3382 | 2.3382 | 0 | 0 | 0 | 0 | 0 | 0 | 0 | 0 | 0 | 0 | 0 | 0 | 0 | 0 | 0 | 0 | 0 | 0 | 0 | 0 | 0 | 0 | 0 | 0 | 0 | 0 | 0 | 0 | 0 | 0 | 0 | 0 | 0 | 0 | 0 | HighSchool Class (in session) ILit Cls | HighSchool Class (in session) ILit Cls | 2 | 5 | 5 | HighSchool Class (in session) ILit2 Cls | HighSchool Class (in session) ILit Cls | HighSchool Class (in session) ILit Cls | 2 | 5 | 5 | 2 | 1.0602 | 0.04 | 0.05 | 0.05 | 0.05 | 0.05 | 0.05 | 0.05 | 0.05 | 0.05 | 0.05 | 0.05 | 0.05 | 0.05 | 0.05 | 0.05 | 0.05 | 0.05 | 0.05 | 0.05 | 0.05 | 0.05 | 0.05 | 0.05 | 0.05 | 0.05 | 1.1044 | 0.04 | 0.05 | 0.05 | 0.05 | 0.05 | 0.05 | 0.05 | 0.05 | 0.05 | 0.05 | 0.05 | 0.05 | 0.05 | 0.05 | 0.05 | 0.05 | 0.05 | 0.05 | 0.05 | 0.05 | 0.05 | 0.05 | 0.05 | 0.05 | 0.05 | 0 | 0 | 0 | 0 | 0 | 0 | 0 | 0 | 0 | 0 | 0 | 0 | 0 | 0 | 0 | 0 | 0 | 0 | 0 | 0 | 0 | 0 | 0 | 0 | 0 | 0 | 0 | 0 | 0 | 0 | 0 | 0 | 0 | 0 | 0 | 0 | 0 | 0 | 0 | 0 | 0 | 0 | 0 | 0 | 0 | 0 | 0 | 0 | 20 | 0.4 | 0.36 | 0.13 | 0.11 | 0.52632 | 0 | 0 | 0 | 0 | 0 | 0 | 0 | 0 |  | 0.074075 | 0.074075 | 0.072506 | 0.0739 | 0.074404 | 0.074246 | 0.074246 | Education - Secondary School - Classroom/Lecture - Sun | 12 | 7 | 16 | 0 | 38.1684 | 0 | 0 | 0 | 38.1684 | 0 | 0 | 0 | 1.0602 | 0 | 0 | 0 | 0 | 0 | 0 | 0 | 0 | 0 | 0 | 0 | 0 | 0 | 0 | 0 | 0 | 0 | 0 | 0 | 0 | 0 | 0 | 0 | 0 |  | 0 | 39.7568 | 0 | 0 | 0 | 39.7568 | 0 | 0 | 0 | 1.1044 | 0 | 0 | 0 | 0 | 0 | 0 | 0 | 0 | 0 | 0 | 0 | 0 | 0 | 0 | 0 | 0 | 0 | 0 | 0 | 0 | 0 | 0 | 0 | 0 | 0.88353 | 0.8 | 0.9203 | 0.8
403 | 4 | 3 | 7 | 3 |  |  |  |  | Education - Secondary School | Classroom/Lecture | Education - Secondary School - Classroom/Lecture |  | Education - Secondary School | Education - Secondary School - Classroom/Lecture | HighSchool Class (in session) | Hol | Closed | 7 | 7 | 0.58856 | 1.4007 | 1.4007 | 1.4007 | 1.0505 | 1.0505 | 1.0505 | 1.0505 | 0 | 0 | 0 | 0 | 0 | 0 | 0 | 6.1183 | 6.1183 | 6.1183 | 4.5887 | 4.5887 | 4.5887 | 4.5887 | 0 | 0 | 0 | 0 | 0 | 0 | 0 | 0 | 0 | 0 | 0 | 0 | 0 | 0 | 0 | 0 | 0 | 0 | 0 | 0 | 0 | 0 | 0 | 0 | 0 | 0 | 0 | 0 | 0 | 0 | 0 | 0 | 0 | 0 | 0 | 0.13324 | 0.13324 | 0.13324 | 0.099926 | 0.099926 | 0.099926 | 0.099926 | 0 | 0 | 0 | 0 | 0 | 0 | 0 | 0.60621 | 0.60621 | 0.60621 | 0.45465 | 0.45465 | 0.45465 | 0.45465 | 0 | 0 | 0 | 0 | 0 | 0 | 0 | 0 | 0 | 0 | 0 | 0 | 0 | 0 | 0 | 0 | 0 | 0 | 0 | 0 | 0 | 0 | 0 | 0 | 0 | 0 | 0 | 0 | 0 | 0 | 0 | 0 | 0 | 0 | 0 | HighSchool Class (in session) ILit Cls | HighSchool Class (in session) ILit Cls | 2 | 5 | 5 | HighSchool Class (in session) ILit2 Cls | HighSchool Class (in session) ILit Cls | HighSchool Class (in session) ILit Cls | 2 | 5 | 5 | 2 | 1.0602 | 0.04 | 0.05 | 0.05 | 0.05 | 0.05 | 0.05 | 0.05 | 0.05 | 0.05 | 0.05 | 0.05 | 0.05 | 0.05 | 0.05 | 0.05 | 0.05 | 0.05 | 0.05 | 0.05 | 0.05 | 0.05 | 0.05 | 0.05 | 0.05 | 0.05 | 1.1044 | 0.04 | 0.05 | 0.05 | 0.05 | 0.05 | 0.05 | 0.05 | 0.05 | 0.05 | 0.05 | 0.05 | 0.05 | 0.05 | 0.05 | 0.05 | 0.05 | 0.05 | 0.05 | 0.05 | 0.05 | 0.05 | 0.05 | 0.05 | 0.05 | 0.05 | 0 | 0 | 0 | 0 | 0 | 0 | 0 | 0 | 0 | 0 | 0 | 0 | 0 | 0 | 0 | 0 | 0 | 0 | 0 | 0 | 0 | 0 | 0 | 0 | 0 | 0 | 0 | 0 | 0 | 0 | 0 | 0 | 0 | 0 | 0 | 0 | 0 | 0 | 0 | 0 | 0 | 0 | 0 | 0 | 0 | 0 | 0 | 0 | 20 | 0.4 | 0.36 | 0.13 | 0.11 | 0.52632 | 0 | 0 | 0 | 0 | 0 | 0 | 0 | 0 |  | 0.074075 | 0.074075 | 0.072506 | 0.0739 | 0.074404 | 0.074246 | 0.074246 | Education - Secondary School - Classroom/Lecture - Hol | 14 | 7 | 16 | 0 | 7.4216 | 0 | 0 | 0 | 7.4216 | 0 | 0 | 0 | 1.0602 | 0 | 0 | 0 | 0 | 0 | 0 | 0 | 0 | 0 | 0 | 0 | 0 | 0 | 0 | 0 | 0 | 0 | 0 | 0 | 0 | 0 | 0 | 0 | 0 |  | 0 | 7.7305 | 0 | 0 | 0 | 7.7305 | 0 | 0 | 0 | 1.1044 | 0 | 0 | 0 | 0 | 0 | 0 | 0 | 0 | 0 | 0 | 0 | 0 | 0 | 0 | 0 | 0 | 0 | 0 | 0 | 0 | 0 | 0 | 0 | 0 | 0.88353 | 0.8 | 0.9203 | 0.8
404 | 4 | 4 | 8 | 4 |  | Education - Secondary School |  | Education - Secondary School - Classroom/Lecture | Education - Secondary School | Classroom/Lecture | Education - Secondary School - Classroom/Lecture |  | Education - Secondary School | Education - Secondary School - Classroom/Lecture | HighSchool Class (in session) | all | Open | 188 | 188 | 0.58856 | 1.4007 | 1.4007 | 1.4007 | 1.0505 | 1.0505 | 1.0505 | 1.0505 | 0 | 0 | 0 | 0 | 0 | 0 | 0 | 1588.4263 | 1588.4263 | 1588.4263 | 1191.3197 | 1191.3197 | 1191.3197 | 1191.3197 | 0.46166 | 0.46166 | 0.46166 | 0.34624 | 0.34624 | 0.34624 | 0.34624 | 0 | 0 | 0 | 0 | 0 | 0 | 0 | 0 | 0 | 0 | 0 | 0 | 0 | 0 | 0.56 | 0.56 | 0.56 | 0.56 | 0.56 | 0.56 | 0.56 | 0.5794 | 0.5794 | 0.57179 | 0.57404 | 0.57776 | 0.57665 | 0.57665 | 0.13324 | 0.13324 | 0.13324 | 0.099926 | 0.099926 | 0.099926 | 0.099926 | 0 | 0 | 0 | 0 | 0 | 0 | 0 | 160.039 | 160.039 | 160.039 | 120.0292 | 120.0292 | 120.0292 | 120.0292 | 0.044211 | 0.044211 | 0.044211 | 0.033158 | 0.033158 | 0.033158 | 0.033158 | 0 | 0 | 0 | 0 | 0 | 0 | 0 | 0 | 0 | 0 | 0 | 0 | 0 | 0 | 0.56379 | 0.56379 | 0.56379 | 0.56379 | 0.56379 | 0.56379 | 0.56379 | 0.58426 | 0.58426 | 0.5768 | 0.57929 | 0.58261 | 0.58151 | 0.58151 | HighSchool Class (in session) ILit all | HighSchool Class (in session) ILit all | 3033 | 5 | 100 | HighSchool Class (in session) ILit2 all | HighSchool Class (in session) ILit all | HighSchool Class (in session) ILit all | 3033 | 6.5 | 100 | 3033 | 10.2489 | 0.56 | 0.05 | 0.05 | 0.05 | 0.05 | 0.05 | 0.6 | 0.6 | 0.6 | 0.6 | 1 | 1 | 1 | 1 | 1 | 1 | 0.55 | 0.55 | 0.55 | 0.55 | 0.35 | 0.1 | 0.1 | 0.1 | 0.1 | 10.8556 | 0.56379 | 0.065 | 0.065 | 0.065 | 0.065 | 0.065 | 0.60632 | 0.60632 | 0.60632 | 0.60632 | 1 | 1 | 1 | 1 | 1 | 1 | 0.55711 | 0.55711 | 0.55711 | 0.55711 | 0.36026 | 0.11421 | 0.11421 | 0.11421 | 0.11421 | 0 | 0 | 0 | 0 | 0 | 0.57895 | 0.57895 | 0.57895 | 0.57895 | 1 | 1 | 1 | 1 | 1 | 1 | 0.52632 | 0.52632 | 0.52632 | 0.52632 | 0.31579 | 0.052632 | 0.052632 | 0.052632 | 0.052632 | 0 | 0 | 0 | 0 | 0 | 0.57895 | 0.57895 | 0.57895 | 0.57895 | 1 | 1 | 1 | 1 | 1 | 1 | 0.52632 | 0.52632 | 0.52632 | 0.52632 | 0.31579 | 0.052632 | 0.052632 | 0.052632 | 0.052632 | 20 | 0.4 | 0.36 | 0.13 | 0.11 | 0.52632 | 0.065225 | 0.053771 | 0.053771 | 0.053771 | 0.040328 | 0.040328 | 0.040328 | 0.040328 | Education - Secondary School | 0.074075 | 0.074075 | 0.072506 | 0.0739 | 0.074404 | 0.074246 | 0.074246 | Education - Secondary School - Classroom/Lecture - all | 16 | 7 | 18 | 1673.2 | 253.5949 | 1673.2 | 253.5949 | 0 | 0 | 8.9 | 1.3489 | 0 | 0 | 0 | 0 | 0 | 0 | 0 | 0 | 0.6 | 0.6 | 0.6 | 1 | 1 | 1 | 1 | 1 | 1 | 0.55 | 0.55 | 0 | 0 | 0 | 0 | 0 | 0 | 0 |  | 1679.4337 | 361.4246 | 1679.4337 | 361.4246 | 0 | 0 | 8.9332 | 1.9225 | 0 | 0 | 0 | 0 | 0 | 0 | 0 | 0 | 0.60632 | 0.60632 | 0.60632 | 1 | 1 | 1 | 1 | 1 | 1 | 0.55711 | 0.55711 | 0 | 0 | 0 | 0 | 0 | 0 | 0 | 0.88353 | 0.8 | 0.9203 | 0.8
405 | 4 | 5 | 5 | 5 |  |  |  |  | Education - Secondary School | Classroom/Lecture | Education - Secondary School - Classroom/Lecture | (break) | Education - Secondary School (break) | Education - Secondary School - Classroom/Lecture (break) | HighSchool Class (break) | Sat | Closed | 16 | 16 | 0.58856 | 1.4007 | 1.4007 | 1.4007 | 1.0505 | 1.0505 | 1.0505 | 1.0505 | 0 | 0 | 0 | 0 | 0 | 0 | 0 | 5.5939 | 5.5939 | 5.5939 | 4.1954 | 4.1954 | 4.1954 | 4.1954 | 0 | 0 | 0 | 0 | 0 | 0 | 0 | 0 | 0 | 0 | 0 | 0 | 0 | 0 | 0 | 0 | 0 | 0 | 0 | 0 | 0 | 0 | 0 | 0 | 0 | 0 | 0 | 0 | 0 | 0 | 0 | 0 | 0 | 0 | 0 | 0.13324 | 0.13324 | 0.13324 | 0.099926 | 0.099926 | 0.099926 | 0.099926 | 0 | 0 | 0 | 0 | 0 | 0 | 0 | 0.55425 | 0.55425 | 0.55425 | 0.41568 | 0.41568 | 0.41568 | 0.41568 | 0 | 0 | 0 | 0 | 0 | 0 | 0 | 0 | 0 | 0 | 0 | 0 | 0 | 0 | 0 | 0 | 0 | 0 | 0 | 0 | 0 | 0 | 0 | 0 | 0 | 0 | 0 | 0 | 0 | 0 | 0 | 0 | 0 | 0 | 0 | HighSchool Class (break) ILit Cls | HighSchool Class (break) ILit Cls | 2 | 2 | 2 | HighSchool Class (break) ILit2 Cls | HighSchool Class (break) ILit Cls | HighSchool Class (break) ILit Cls | 2 | 2 | 2 | 2 | 0.42409 | 0.02 | 0.02 | 0.02 | 0.02 | 0.02 | 0.02 | 0.02 | 0.02 | 0.02 | 0.02 | 0.02 | 0.02 | 0.02 | 0.02 | 0.02 | 0.02 | 0.02 | 0.02 | 0.02 | 0.02 | 0.02 | 0.02 | 0.02 | 0.02 | 0.02 | 0.44174 | 0.02 | 0.02 | 0.02 | 0.02 | 0.02 | 0.02 | 0.02 | 0.02 | 0.02 | 0.02 | 0.02 | 0.02 | 0.02 | 0.02 | 0.02 | 0.02 | 0.02 | 0.02 | 0.02 | 0.02 | 0.02 | 0.02 | 0.02 | 0.02 | 0.02 | 0 | 0 | 0 | 0 | 0 | 0 | 0 | 0 | 0 | 0 | 0 | 0 | 0 | 0 | 0 | 0 | 0 | 0 | 0 | 0 | 0 | 0 | 0 | 0 | 0 | 0 | 0 | 0 | 0 | 0 | 0 | 0 | 0 | 0 | 0 | 0 | 0 | 0 | 0 | 0 | 0 | 0 | 0 | 0 | 0 | 0 | 0 | 0 | 20 | 0.4 | 0.36 | 0.13 | 0.11 | 0.52632 | 0 | 0 | 0 | 0 | 0 | 0 | 0 | 0 |  | 0.0025468 | 0.0025468 | 0.0025307 | 0.0025692 | 0.0025682 | 0.0025679 | 0.0025679 | Education - Secondary School - Classroom/Lecture - (break) - Sat | 10 | 7 | 16 | 0 | 6.7855 | 0 | 0 | 0 | 6.7855 | 0 | 0 | 0 | 0.42409 | 0 | 0 | 0 | 0 | 0 | 0 | 0 | 0 | 0 | 0 | 0 | 0 | 0 | 0 | 0 | 0 | 0 | 0 | 0 | 0 | 0 | 0 | 0 | 0 |  | 0 | 7.0679 | 0 | 0 | 0 | 7.0679 | 0 | 0 | 0 | 0.44174 | 0 | 0 | 0 | 0 | 0 | 0 | 0 | 0 | 0 | 0 | 0 | 0 | 0 | 0 | 0 | 0 | 0 | 0 | 0 | 0 | 0 | 0 | 0 | 0 | 0.88353 | 0.8 | 0.9203 | 0.8
406 | 4 | 6 | 6 | 6 |  |  |  |  | Education - Secondary School | Classroom/Lecture | Education - Secondary School - Classroom/Lecture | (break) | Education - Secondary School (break) | Education - Secondary School - Classroom/Lecture (break) | HighSchool Class (break) | Sun | Closed | 16 | 16 | 0.58856 | 1.4007 | 1.4007 | 1.4007 | 1.0505 | 1.0505 | 1.0505 | 1.0505 | 0 | 0 | 0 | 0 | 0 | 0 | 0 | 5.5939 | 5.5939 | 5.5939 | 4.1954 | 4.1954 | 4.1954 | 4.1954 | 0 | 0 | 0 | 0 | 0 | 0 | 0 | 0 | 0 | 0 | 0 | 0 | 0 | 0 | 0 | 0 | 0 | 0 | 0 | 0 | 0 | 0 | 0 | 0 | 0 | 0 | 0 | 0 | 0 | 0 | 0 | 0 | 0 | 0 | 0 | 0.13324 | 0.13324 | 0.13324 | 0.099926 | 0.099926 | 0.099926 | 0.099926 | 0 | 0 | 0 | 0 | 0 | 0 | 0 | 0.55425 | 0.55425 | 0.55425 | 0.41568 | 0.41568 | 0.41568 | 0.41568 | 0 | 0 | 0 | 0 | 0 | 0 | 0 | 0 | 0 | 0 | 0 | 0 | 0 | 0 | 0 | 0 | 0 | 0 | 0 | 0 | 0 | 0 | 0 | 0 | 0 | 0 | 0 | 0 | 0 | 0 | 0 | 0 | 0 | 0 | 0 | HighSchool Class (break) ILit Cls | HighSchool Class (break) ILit Cls | 2 | 2 | 2 | HighSchool Class (break) ILit2 Cls | HighSchool Class (break) ILit Cls | HighSchool Class (break) ILit Cls | 2 | 2 | 2 | 2 | 0.42409 | 0.02 | 0.02 | 0.02 | 0.02 | 0.02 | 0.02 | 0.02 | 0.02 | 0.02 | 0.02 | 0.02 | 0.02 | 0.02 | 0.02 | 0.02 | 0.02 | 0.02 | 0.02 | 0.02 | 0.02 | 0.02 | 0.02 | 0.02 | 0.02 | 0.02 | 0.44174 | 0.02 | 0.02 | 0.02 | 0.02 | 0.02 | 0.02 | 0.02 | 0.02 | 0.02 | 0.02 | 0.02 | 0.02 | 0.02 | 0.02 | 0.02 | 0.02 | 0.02 | 0.02 | 0.02 | 0.02 | 0.02 | 0.02 | 0.02 | 0.02 | 0.02 | 0 | 0 | 0 | 0 | 0 | 0 | 0 | 0 | 0 | 0 | 0 | 0 | 0 | 0 | 0 | 0 | 0 | 0 | 0 | 0 | 0 | 0 | 0 | 0 | 0 | 0 | 0 | 0 | 0 | 0 | 0 | 0 | 0 | 0 | 0 | 0 | 0 | 0 | 0 | 0 | 0 | 0 | 0 | 0 | 0 | 0 | 0 | 0 | 20 | 0.4 | 0.36 | 0.13 | 0.11 | 0.52632 | 0 | 0 | 0 | 0 | 0 | 0 | 0 | 0 |  | 0.0025468 | 0.0025468 | 0.0025307 | 0.0025692 | 0.0025682 | 0.0025679 | 0.0025679 | Education - Secondary School - Classroom/Lecture - (break) - Sun | 12 | 7 | 16 | 0 | 6.7855 | 0 | 0 | 0 | 6.7855 | 0 | 0 | 0 | 0.42409 | 0 | 0 | 0 | 0 | 0 | 0 | 0 | 0 | 0 | 0 | 0 | 0 | 0 | 0 | 0 | 0 | 0 | 0 | 0 | 0 | 0 | 0 | 0 | 0 |  | 0 | 7.0679 | 0 | 0 | 0 | 7.0679 | 0 | 0 | 0 | 0.44174 | 0 | 0 | 0 | 0 | 0 | 0 | 0 | 0 | 0 | 0 | 0 | 0 | 0 | 0 | 0 | 0 | 0 | 0 | 0 | 0 | 0 | 0 | 0 | 0 | 0.88353 | 0.8 | 0.9203 | 0.8
407 | 4 | 7 | 7 | 7 |  |  |  |  | Education - Secondary School | Classroom/Lecture | Education - Secondary School - Classroom/Lecture | (break) | Education - Secondary School (break) | Education - Secondary School - Classroom/Lecture (break) | HighSchool Class (break) | Hol | Closed | 3 | 3 | 0.58856 | 1.4007 | 1.4007 | 1.4007 | 1.0505 | 1.0505 | 1.0505 | 1.0505 | 0 | 0 | 0 | 0 | 0 | 0 | 0 | 1.0489 | 1.0489 | 1.0489 | 0.78664 | 0.78664 | 0.78664 | 0.78664 | 0 | 0 | 0 | 0 | 0 | 0 | 0 | 0 | 0 | 0 | 0 | 0 | 0 | 0 | 0 | 0 | 0 | 0 | 0 | 0 | 0 | 0 | 0 | 0 | 0 | 0 | 0 | 0 | 0 | 0 | 0 | 0 | 0 | 0 | 0 | 0.13324 | 0.13324 | 0.13324 | 0.099926 | 0.099926 | 0.099926 | 0.099926 | 0 | 0 | 0 | 0 | 0 | 0 | 0 | 0.10392 | 0.10392 | 0.10392 | 0.077941 | 0.077941 | 0.077941 | 0.077941 | 0 | 0 | 0 | 0 | 0 | 0 | 0 | 0 | 0 | 0 | 0 | 0 | 0 | 0 | 0 | 0 | 0 | 0 | 0 | 0 | 0 | 0 | 0 | 0 | 0 | 0 | 0 | 0 | 0 | 0 | 0 | 0 | 0 | 0 | 0 | HighSchool Class (break) ILit Cls | HighSchool Class (break) ILit Cls | 2 | 2 | 2 | HighSchool Class (break) ILit2 Cls | HighSchool Class (break) ILit Cls | HighSchool Class (break) ILit Cls | 2 | 2 | 2 | 2 | 0.42409 | 0.02 | 0.02 | 0.02 | 0.02 | 0.02 | 0.02 | 0.02 | 0.02 | 0.02 | 0.02 | 0.02 | 0.02 | 0.02 | 0.02 | 0.02 | 0.02 | 0.02 | 0.02 | 0.02 | 0.02 | 0.02 | 0.02 | 0.02 | 0.02 | 0.02 | 0.44174 | 0.02 | 0.02 | 0.02 | 0.02 | 0.02 | 0.02 | 0.02 | 0.02 | 0.02 | 0.02 | 0.02 | 0.02 | 0.02 | 0.02 | 0.02 | 0.02 | 0.02 | 0.02 | 0.02 | 0.02 | 0.02 | 0.02 | 0.02 | 0.02 | 0.02 | 0 | 0 | 0 | 0 | 0 | 0 | 0 | 0 | 0 | 0 | 0 | 0 | 0 | 0 | 0 | 0 | 0 | 0 | 0 | 0 | 0 | 0 | 0 | 0 | 0 | 0 | 0 | 0 | 0 | 0 | 0 | 0 | 0 | 0 | 0 | 0 | 0 | 0 | 0 | 0 | 0 | 0 | 0 | 0 | 0 | 0 | 0 | 0 | 20 | 0.4 | 0.36 | 0.13 | 0.11 | 0.52632 | 0 | 0 | 0 | 0 | 0 | 0 | 0 | 0 |  | 0.0025468 | 0.0025468 | 0.0025307 | 0.0025692 | 0.0025682 | 0.0025679 | 0.0025679 | Education - Secondary School - Classroom/Lecture - (break) - Hol | 14 | 7 | 16 | 0 | 1.2723 | 0 | 0 | 0 | 1.2723 | 0 | 0 | 0 | 0.42409 | 0 | 0 | 0 | 0 | 0 | 0 | 0 | 0 | 0 | 0 | 0 | 0 | 0 | 0 | 0 | 0 | 0 | 0 | 0 | 0 | 0 | 0 | 0 | 0 |  | 0 | 1.3252 | 0 | 0 | 0 | 1.3252 | 0 | 0 | 0 | 0.44174 | 0 | 0 | 0 | 0 | 0 | 0 | 0 | 0 | 0 | 0 | 0 | 0 | 0 | 0 | 0 | 0 | 0 | 0 | 0 | 0 | 0 | 0 | 0 | 0 | 0.88353 | 0.8 | 0.9203 | 0.8
408 | 4 | 8 | 8 | 8 |  | Education - Secondary School (break) | Education - Secondary School - Classroom/Lecture | Education - Secondary School - Classroom/Lecture (break) | Education - Secondary School | Classroom/Lecture | Education - Secondary School - Classroom/Lecture | (break) | Education - Secondary School (break) | Education - Secondary School - Classroom/Lecture (break) | HighSchool Class (break) | all | Closed | 63 | 63 | 0.58856 | 1.4007 | 1.4007 | 1.4007 | 1.0505 | 1.0505 | 1.0505 | 1.0505 | 0.82439 | 0.82439 | 0.82439 | 0.61829 | 0.61829 | 0.61829 | 0.61829 | 22.0259 | 22.0259 | 22.0259 | 16.5194 | 16.5194 | 16.5194 | 16.5194 | 0.016488 | 0.016488 | 0.016488 | 0.012366 | 0.012366 | 0.012366 | 0.012366 | 2152.3063 | 2152.3063 | 2152.3063 | 2152.3063 | 2152.3063 | 2152.3063 | 2152.3063 | 0 | 0 | 0 | 0 | 0 | 0 | 0 | 0.02 | 0.02 | 0.02 | 0.02 | 0.02 | 0.02 | 0.02 | 0.02 | 0.02 | 0.02 | 0.02 | 0.02 | 0.02 | 0.02 | 0.13324 | 0.13324 | 0.13324 | 0.099926 | 0.099926 | 0.099926 | 0.099926 | 0.078417 | 0.078417 | 0.078417 | 0.058813 | 0.058813 | 0.058813 | 0.058813 | 2.1823 | 2.1823 | 2.1823 | 1.6368 | 1.6368 | 1.6368 | 1.6368 | 0.0015683 | 0.0015683 | 0.0015683 | 0.0011763 | 0.0011763 | 0.0011763 | 0.0011763 | 2283.2092 | 2283.2092 | 2283.2092 | 2283.2092 | 2283.2092 | 2283.2092 | 2283.2092 | 0 | 0 | 0 | 0 | 0 | 0 | 0 | 0.02 | 0.02 | 0.02 | 0.02 | 0.02 | 0.02 | 0.02 | 0.02 | 0.02 | 0.02 | 0.02 | 0.02 | 0.02 | 0.02 | HighSchool Class (break) ILit Cls | HighSchool Class (break) ILit Cls | 2 | 2 | 2 | HighSchool Class (break) ILit2 Cls | HighSchool Class (break) ILit Cls | HighSchool Class (break) ILit Cls | 2 | 2 | 2 | 2 | 0.42409 | 0.02 | 0.02 | 0.02 | 0.02 | 0.02 | 0.02 | 0.02 | 0.02 | 0.02 | 0.02 | 0.02 | 0.02 | 0.02 | 0.02 | 0.02 | 0.02 | 0.02 | 0.02 | 0.02 | 0.02 | 0.02 | 0.02 | 0.02 | 0.02 | 0.02 | 0.44174 | 0.02 | 0.02 | 0.02 | 0.02 | 0.02 | 0.02 | 0.02 | 0.02 | 0.02 | 0.02 | 0.02 | 0.02 | 0.02 | 0.02 | 0.02 | 0.02 | 0.02 | 0.02 | 0.02 | 0.02 | 0.02 | 0.02 | 0.02 | 0.02 | 0.02 | 0 | 0 | 0 | 0 | 0 | 0 | 0 | 0 | 0 | 0 | 0 | 0 | 0 | 0 | 0 | 0 | 0 | 0 | 0 | 0 | 0 | 0 | 0 | 0 | 0 | 0 | 0 | 0 | 0 | 0 | 0 | 0 | 0 | 0 | 0 | 0 | 0 | 0 | 0 | 0 | 0 | 0 | 0 | 0 | 0 | 0 | 0 | 0 | 20 | 0.4 | 0.36 | 0.13 | 0.11 | 0.52632 | 0.0023295 | 0.0019204 | 0.0019204 | 0.0019204 | 0.0014403 | 0.0014403 | 0.0014403 | 0.0014403 | Education - Secondary School (break) | 0.0025468 | 0.0025468 | 0.0025307 | 0.0025692 | 0.0025682 | 0.0025679 | 0.0025679 | Education - Secondary School - Classroom/Lecture - (break) - all | 16 | 7 | 18 | 0 | 26.7178 | 0 | 26.7178 | 0 | 0 | 0 | 0.42409 | 0 | 0 | 0 | 0 | 0 | 0 | 0 | 0 | 0 | 0 | 0 | 0 | 0 | 0 | 0 | 0 | 0 | 0 | 0 | 0 | 0 | 0 | 0 | 0 | 0 | 0 |  | 0 | 27.8298 | 0 | 27.8298 | 0 | 0 | 0 | 0.44174 | 0 | 0 | 0 | 0 | 0 | 0 | 0 | 0 | 0 | 0 | 0 | 0 | 0 | 0 | 0 | 0 | 0 | 0 | 0 | 0 | 0 | 0 | 0 | 0 | 0 | 0 | 0.88353 | 0.8 | 0.9203 | 0.8
409 | 4 | 9 | 5 | 1 |  |  |  |  | Education - Secondary School | Computer Room (Instructional/PC Lab) | Education - Secondary School - Computer Room (Instructional/PC Lab) |  | Education - Secondary School | Education - Secondary School - Computer Room (Instructional/PC Lab) | HighSchool ComputerRm (in session) | Sat | Open | 36 | 36 | 0.020569 | 1.4007 | 1.4007 | 1.4007 | 1.4007 | 1.0505 | 1.0505 | 1.0505 | 0 | 0 | 0 | 0 | 0 | 0 | 0 | 3.973 | 3.973 | 3.973 | 3.973 | 2.9797 | 2.9797 | 2.9797 | 0 | 0 | 0 | 0 | 0 | 0 | 0 | 0 | 0 | 0 | 0 | 0 | 0 | 0 | 0 | 0 | 0 | 0 | 0 | 0 | 0 | 0 | 0 | 0 | 0 | 0 | 0 | 0 | 0 | 0 | 0 | 0 | 0 | 0 | 0 | 0.13324 | 0.13324 | 0.13324 | 0.13324 | 0.099926 | 0.099926 | 0.099926 | 0 | 0 | 0 | 0 | 0 | 0 | 0 | 0.46035 | 0.46035 | 0.46035 | 0.46035 | 0.34526 | 0.34526 | 0.34526 | 0 | 0 | 0 | 0 | 0 | 0 | 0 | 0 | 0 | 0 | 0 | 0 | 0 | 0 | 0 | 0 | 0 | 0 | 0 | 0 | 0 | 0 | 0 | 0 | 0 | 0 | 0 | 0 | 0 | 0 | 0 | 0 | 0 | 0 | 0 | HighSchool ComputerRm (in session) ILit Sat | HighSchool ComputerRm (in session) ILit all | 3061 | 5 | 40 | HighSchool ComputerRm (in session) ILit2 Sat | HighSchool ComputerRm (in session) ILit Sat | HighSchool ComputerRm (in session) ILit all | 3061 | 6.5 | 45 | 3061 | 3.8306 | 0.22667 | 0.05 | 0.05 | 0.05 | 0.05 | 0.05 | 0.05 | 0.05 | 0.4 | 0.4 | 0.4 | 0.4 | 0.4 | 0.4 | 0.4 | 0.4 | 0.4 | 0.05 | 0.05 | 0.05 | 0.05 | 0.05 | 0.05 | 0.05 | 0.05 | 4.6662 | 0.25733 | 0.065 | 0.065 | 0.065 | 0.065 | 0.065 | 0.065 | 0.065 | 0.45 | 0.45 | 0.45 | 0.45 | 0.45 | 0.45 | 0.45 | 0.45 | 0.45 | 0.065 | 0.065 | 0.065 | 0.065 | 0.065 | 0.065 | 0.065 | 0.065 | 0 | 0 | 0 | 0 | 0 | 0 | 0 | 1 | 1 | 1 | 1 | 1 | 1 | 1 | 1 | 1 | 0 | 0 | 0 | 0 | 0 | 0 | 0 | 0 | 0 | 0 | 0 | 0 | 0 | 0 | 0 | 1 | 1 | 1 | 1 | 1 | 1 | 1 | 1 | 1 | 0 | 0 | 0 | 0 | 0 | 0 | 0 | 0 | 20 | 0.4 | 0.36 | 0.13 | 0.11 | 0.52632 | 0 | 0 | 0 | 0 | 0 | 0 | 0 | 0 |  | 0.074075 | 0.074075 | 0.072506 | 0.0739 | 0.074404 | 0.074246 | 0.074246 | Education - Secondary School - Computer Room (Instructional/PC Lab) - Sat | 10 | 7 | 16 | 117 | 20.9019 | 0 | 0 | 117 | 20.9019 | 0 | 0 | 3.25 | 0.58061 | 0 | 0 | 0 | 0 | 0 | 0 | 0.05 | 0.4 | 0.4 | 0.4 | 0.4 | 0.4 | 0.4 | 0.4 | 0.4 | 0 | 0 | 0 | 0 | 0 | 0 | 0 | 0 | 0 |  | 131.94 | 36.0421 | 0 | 0 | 131.94 | 36.0421 | 0 | 0 | 3.665 | 1.0012 | 0 | 0 | 0 | 0 | 0 | 0 | 0.065 | 0.45 | 0.45 | 0.45 | 0.45 | 0.45 | 0.45 | 0.45 | 0.45 | 0 | 0 | 0 | 0 | 0 | 0 | 0 | 0 | 0 | 0.8806 | 0.8 | 0.92859 | 0.8
410 | 4 | 10 | 6 | 2 |  |  |  |  | Education - Secondary School | Computer Room (Instructional/PC Lab) | Education - Secondary School - Computer Room (Instructional/PC Lab) |  | Education - Secondary School | Education - Secondary School - Computer Room (Instructional/PC Lab) | HighSchool ComputerRm (in session) | Sun | Closed | 36 | 36 | 0.020569 | 1.4007 | 1.4007 | 1.4007 | 1.4007 | 1.0505 | 1.0505 | 1.0505 | 0 | 0 | 0 | 0 | 0 | 0 | 0 | 1.096 | 1.096 | 1.096 | 1.096 | 0.82199 | 0.82199 | 0.82199 | 0 | 0 | 0 | 0 | 0 | 0 | 0 | 0 | 0 | 0 | 0 | 0 | 0 | 0 | 0 | 0 | 0 | 0 | 0 | 0 | 0 | 0 | 0 | 0 | 0 | 0 | 0 | 0 | 0 | 0 | 0 | 0 | 0 | 0 | 0 | 0.13324 | 0.13324 | 0.13324 | 0.13324 | 0.099926 | 0.099926 | 0.099926 | 0 | 0 | 0 | 0 | 0 | 0 | 0 | 0.10993 | 0.10993 | 0.10993 | 0.10993 | 0.082451 | 0.082451 | 0.082451 | 0 | 0 | 0 | 0 | 0 | 0 | 0 | 0 | 0 | 0 | 0 | 0 | 0 | 0 | 0 | 0 | 0 | 0 | 0 | 0 | 0 | 0 | 0 | 0 | 0 | 0 | 0 | 0 | 0 | 0 | 0 | 0 | 0 | 0 | 0 | HighSchool ComputerRm (in session) ILit Cls | HighSchool ComputerRm (in session) ILit Cls | 2 | 5 | 5 | HighSchool ComputerRm (in session) ILit2 Cls | HighSchool ComputerRm (in session) ILit Cls | HighSchool ComputerRm (in session) ILit Cls | 2 | 5 | 5 | 2 | 1.0567 | 0.04 | 0.05 | 0.05 | 0.05 | 0.05 | 0.05 | 0.05 | 0.05 | 0.05 | 0.05 | 0.05 | 0.05 | 0.05 | 0.05 | 0.05 | 0.05 | 0.05 | 0.05 | 0.05 | 0.05 | 0.05 | 0.05 | 0.05 | 0.05 | 0.05 | 1.1143 | 0.04 | 0.05 | 0.05 | 0.05 | 0.05 | 0.05 | 0.05 | 0.05 | 0.05 | 0.05 | 0.05 | 0.05 | 0.05 | 0.05 | 0.05 | 0.05 | 0.05 | 0.05 | 0.05 | 0.05 | 0.05 | 0.05 | 0.05 | 0.05 | 0.05 | 0 | 0 | 0 | 0 | 0 | 0 | 0 | 0 | 0 | 0 | 0 | 0 | 0 | 0 | 0 | 0 | 0 | 0 | 0 | 0 | 0 | 0 | 0 | 0 | 0 | 0 | 0 | 0 | 0 | 0 | 0 | 0 | 0 | 0 | 0 | 0 | 0 | 0 | 0 | 0 | 0 | 0 | 0 | 0 | 0 | 0 | 0 | 0 | 20 | 0.4 | 0.36 | 0.13 | 0.11 | 0.52632 | 0 | 0 | 0 | 0 | 0 | 0 | 0 | 0 |  | 0.074075 | 0.074075 | 0.072506 | 0.0739 | 0.074404 | 0.074246 | 0.074246 | Education - Secondary School - Computer Room (Instructional/PC Lab) - Sun | 12 | 7 | 16 | 0 | 38.0419 | 0 | 0 | 0 | 38.0419 | 0 | 0 | 0 | 1.0567 | 0 | 0 | 0 | 0 | 0 | 0 | 0 | 0 | 0 | 0 | 0 | 0 | 0 | 0 | 0 | 0 | 0 | 0 | 0 | 0 | 0 | 0 | 0 | 0 |  | 0 | 40.1151 | 0 | 0 | 0 | 40.1151 | 0 | 0 | 0 | 1.1143 | 0 | 0 | 0 | 0 | 0 | 0 | 0 | 0 | 0 | 0 | 0 | 0 | 0 | 0 | 0 | 0 | 0 | 0 | 0 | 0 | 0 | 0 | 0 | 0 | 0.8806 | 0.8 | 0.92859 | 0.8
411 | 4 | 11 | 7 | 3 |  |  |  |  | Education - Secondary School | Computer Room (Instructional/PC Lab) | Education - Secondary School - Computer Room (Instructional/PC Lab) |  | Education - Secondary School | Education - Secondary School - Computer Room (Instructional/PC Lab) | HighSchool ComputerRm (in session) | Hol | Closed | 7 | 7 | 0.020569 | 1.4007 | 1.4007 | 1.4007 | 1.4007 | 1.0505 | 1.0505 | 1.0505 | 0 | 0 | 0 | 0 | 0 | 0 | 0 | 0.21311 | 0.21311 | 0.21311 | 0.21311 | 0.15983 | 0.15983 | 0.15983 | 0 | 0 | 0 | 0 | 0 | 0 | 0 | 0 | 0 | 0 | 0 | 0 | 0 | 0 | 0 | 0 | 0 | 0 | 0 | 0 | 0 | 0 | 0 | 0 | 0 | 0 | 0 | 0 | 0 | 0 | 0 | 0 | 0 | 0 | 0 | 0.13324 | 0.13324 | 0.13324 | 0.13324 | 0.099926 | 0.099926 | 0.099926 | 0 | 0 | 0 | 0 | 0 | 0 | 0 | 0.021376 | 0.021376 | 0.021376 | 0.021376 | 0.016032 | 0.016032 | 0.016032 | 0 | 0 | 0 | 0 | 0 | 0 | 0 | 0 | 0 | 0 | 0 | 0 | 0 | 0 | 0 | 0 | 0 | 0 | 0 | 0 | 0 | 0 | 0 | 0 | 0 | 0 | 0 | 0 | 0 | 0 | 0 | 0 | 0 | 0 | 0 | HighSchool ComputerRm (in session) ILit Cls | HighSchool ComputerRm (in session) ILit Cls | 2 | 5 | 5 | HighSchool ComputerRm (in session) ILit2 Cls | HighSchool ComputerRm (in session) ILit Cls | HighSchool ComputerRm (in session) ILit Cls | 2 | 5 | 5 | 2 | 1.0567 | 0.04 | 0.05 | 0.05 | 0.05 | 0.05 | 0.05 | 0.05 | 0.05 | 0.05 | 0.05 | 0.05 | 0.05 | 0.05 | 0.05 | 0.05 | 0.05 | 0.05 | 0.05 | 0.05 | 0.05 | 0.05 | 0.05 | 0.05 | 0.05 | 0.05 | 1.1143 | 0.04 | 0.05 | 0.05 | 0.05 | 0.05 | 0.05 | 0.05 | 0.05 | 0.05 | 0.05 | 0.05 | 0.05 | 0.05 | 0.05 | 0.05 | 0.05 | 0.05 | 0.05 | 0.05 | 0.05 | 0.05 | 0.05 | 0.05 | 0.05 | 0.05 | 0 | 0 | 0 | 0 | 0 | 0 | 0 | 0 | 0 | 0 | 0 | 0 | 0 | 0 | 0 | 0 | 0 | 0 | 0 | 0 | 0 | 0 | 0 | 0 | 0 | 0 | 0 | 0 | 0 | 0 | 0 | 0 | 0 | 0 | 0 | 0 | 0 | 0 | 0 | 0 | 0 | 0 | 0 | 0 | 0 | 0 | 0 | 0 | 20 | 0.4 | 0.36 | 0.13 | 0.11 | 0.52632 | 0 | 0 | 0 | 0 | 0 | 0 | 0 | 0 |  | 0.074075 | 0.074075 | 0.072506 | 0.0739 | 0.074404 | 0.074246 | 0.074246 | Education - Secondary School - Computer Room (Instructional/PC Lab) - Hol | 14 | 7 | 16 | 0 | 7.397 | 0 | 0 | 0 | 7.397 | 0 | 0 | 0 | 1.0567 | 0 | 0 | 0 | 0 | 0 | 0 | 0 | 0 | 0 | 0 | 0 | 0 | 0 | 0 | 0 | 0 | 0 | 0 | 0 | 0 | 0 | 0 | 0 | 0 |  | 0 | 7.8002 | 0 | 0 | 0 | 7.8002 | 0 | 0 | 0 | 1.1143 | 0 | 0 | 0 | 0 | 0 | 0 | 0 | 0 | 0 | 0 | 0 | 0 | 0 | 0 | 0 | 0 | 0 | 0 | 0 | 0 | 0 | 0 | 0 | 0 | 0.8806 | 0.8 | 0.92859 | 0.8
412 | 4 | 12 | 8 | 4 |  | Education - Secondary School |  | Education - Secondary School - Computer Room (Instructional/PC Lab) | Education - Secondary School | Computer Room (Instructional/PC Lab) | Education - Secondary School - Computer Room (Instructional/PC Lab) |  | Education - Secondary School | Education - Secondary School - Computer Room (Instructional/PC Lab) | HighSchool ComputerRm (in session) | all | Open | 188 | 188 | 0.020569 | 1.4007 | 1.4007 | 1.4007 | 1.4007 | 1.0505 | 1.0505 | 1.0505 | 0 | 0 | 0 | 0 | 0 | 0 | 0 | 47.495 | 47.495 | 47.495 | 47.495 | 35.6213 | 35.6213 | 35.6213 | 0.013768 | 0.013768 | 0.013768 | 0.013768 | 0.010326 | 0.010326 | 0.010326 | 0 | 0 | 0 | 0 | 0 | 0 | 0 | 0 | 0 | 0 | 0 | 0 | 0 | 0 | 0.47789 | 0.47789 | 0.47789 | 0.47789 | 0.47789 | 0.47789 | 0.47789 | 0.5794 | 0.5794 | 0.57179 | 0.57404 | 0.57776 | 0.57665 | 0.57665 | 0.13324 | 0.13324 | 0.13324 | 0.13324 | 0.099926 | 0.099926 | 0.099926 | 0 | 0 | 0 | 0 | 0 | 0 | 0 | 5.3815 | 5.3815 | 5.3815 | 5.3815 | 4.0361 | 4.0361 | 4.0361 | 0.00147 | 0.00147 | 0.00147 | 0.00147 | 0.0011025 | 0.0011025 | 0.0011025 | 0 | 0 | 0 | 0 | 0 | 0 | 0 | 0 | 0 | 0 | 0 | 0 | 0 | 0 | 0.53642 | 0.53642 | 0.53642 | 0.53642 | 0.53642 | 0.53642 | 0.53642 | 0.58426 | 0.58426 | 0.5768 | 0.57929 | 0.58261 | 0.58151 | 0.58151 | HighSchool ComputerRm (in session) ILit all | HighSchool ComputerRm (in session) ILit all | 3060 | 5 | 85 | HighSchool ComputerRm (in session) ILit2 all | HighSchool ComputerRm (in session) ILit all | HighSchool ComputerRm (in session) ILit all | 3060 | 6.5 | 95 | 3060 | 8.7689 | 0.47789 | 0.05 | 0.05 | 0.05 | 0.05 | 0.05 | 0.51316 | 0.51316 | 0.51316 | 0.51316 | 0.85 | 0.85 | 0.85 | 0.85 | 0.85 | 0.85 | 0.47105 | 0.47105 | 0.47105 | 0.47105 | 0.30263 | 0.092105 | 0.092105 | 0.092105 | 0.092105 | 10.4452 | 0.53642 | 0.065 | 0.065 | 0.065 | 0.065 | 0.065 | 0.57737 | 0.57737 | 0.57737 | 0.57737 | 0.95 | 0.95 | 0.95 | 0.95 | 0.95 | 0.95 | 0.53079 | 0.53079 | 0.53079 | 0.53079 | 0.34447 | 0.11158 | 0.11158 | 0.11158 | 0.11158 | 0 | 0 | 0 | 0 | 0 | 0.57895 | 0.57895 | 0.57895 | 0.57895 | 1 | 1 | 1 | 1 | 1 | 1 | 0.52632 | 0.52632 | 0.52632 | 0.52632 | 0.31579 | 0.052632 | 0.052632 | 0.052632 | 0.052632 | 0 | 0 | 0 | 0 | 0 | 0.57895 | 0.57895 | 0.57895 | 0.57895 | 1 | 1 | 1 | 1 | 1 | 1 | 0.52632 | 0.52632 | 0.52632 | 0.52632 | 0.31579 | 0.052632 | 0.052632 | 0.052632 | 0.052632 | 20 | 0.4 | 0.36 | 0.13 | 0.11 | 0.52632 | 0.057061 | 0.0016439 | 0.0016439 | 0.0016439 | 0.0016439 | 0.0012329 | 0.0012329 | 0.0012329 | Education - Secondary School | 0.074075 | 0.074075 | 0.072506 | 0.0739 | 0.074404 | 0.074246 | 0.074246 | Education - Secondary School - Computer Room (Instructional/PC Lab) - all | 16 | 7 | 18 | 1425.3368 | 223.2196 | 1425.3368 | 223.2196 | 0 | 0 | 7.5816 | 1.1873 | 0 | 0 | 0 | 0 | 0 | 0 | 0 | 0 | 0.51316 | 0.51316 | 0.51316 | 0.85 | 0.85 | 0.85 | 0.85 | 0.85 | 0.85 | 0.47105 | 0.47105 | 0 | 0 | 0 | 0 | 0 | 0 | 0 |  | 1596.8126 | 366.8815 | 1596.8126 | 366.8815 | 0 | 0 | 8.4937 | 1.9515 | 0 | 0 | 0 | 0 | 0 | 0 | 0 | 0 | 0.57737 | 0.57737 | 0.57737 | 0.95 | 0.95 | 0.95 | 0.95 | 0.95 | 0.95 | 0.53079 | 0.53079 | 0 | 0 | 0 | 0 | 0 | 0 | 0 | 0.8806 | 0.8 | 0.92859 | 0.8
413 | 4 | 13 | 5 | 5 |  |  |  |  | Education - Secondary School | Computer Room (Instructional/PC Lab) | Education - Secondary School - Computer Room (Instructional/PC Lab) | (break) | Education - Secondary School (break) | Education - Secondary School - Computer Room (Instructional/PC Lab) (break) | HighSchool ComputerRm (break) | Sat | Closed | 16 | 16 | 0.020569 | 1.4007 | 1.4007 | 1.4007 | 1.4007 | 1.0505 | 1.0505 | 1.0505 | 0 | 0 | 0 | 0 | 0 | 0 | 0 | 0.19484 | 0.19484 | 0.19484 | 0.19484 | 0.14613 | 0.14613 | 0.14613 | 0 | 0 | 0 | 0 | 0 | 0 | 0 | 0 | 0 | 0 | 0 | 0 | 0 | 0 | 0 | 0 | 0 | 0 | 0 | 0 | 0 | 0 | 0 | 0 | 0 | 0 | 0 | 0 | 0 | 0 | 0 | 0 | 0 | 0 | 0 | 0.13324 | 0.13324 | 0.13324 | 0.13324 | 0.099926 | 0.099926 | 0.099926 | 0 | 0 | 0 | 0 | 0 | 0 | 0 | 0.019544 | 0.019544 | 0.019544 | 0.019544 | 0.014658 | 0.014658 | 0.014658 | 0 | 0 | 0 | 0 | 0 | 0 | 0 | 0 | 0 | 0 | 0 | 0 | 0 | 0 | 0 | 0 | 0 | 0 | 0 | 0 | 0 | 0 | 0 | 0 | 0 | 0 | 0 | 0 | 0 | 0 | 0 | 0 | 0 | 0 | 0 | HighSchool ComputerRm (break) ILit Cls | HighSchool ComputerRm (break) ILit Cls | 2 | 2 | 2 | HighSchool ComputerRm (break) ILit2 Cls | HighSchool ComputerRm (break) ILit Cls | HighSchool ComputerRm (break) ILit Cls | 2 | 2 | 2 | 2 | 0.42269 | 0.02 | 0.02 | 0.02 | 0.02 | 0.02 | 0.02 | 0.02 | 0.02 | 0.02 | 0.02 | 0.02 | 0.02 | 0.02 | 0.02 | 0.02 | 0.02 | 0.02 | 0.02 | 0.02 | 0.02 | 0.02 | 0.02 | 0.02 | 0.02 | 0.02 | 0.44572 | 0.02 | 0.02 | 0.02 | 0.02 | 0.02 | 0.02 | 0.02 | 0.02 | 0.02 | 0.02 | 0.02 | 0.02 | 0.02 | 0.02 | 0.02 | 0.02 | 0.02 | 0.02 | 0.02 | 0.02 | 0.02 | 0.02 | 0.02 | 0.02 | 0.02 | 0 | 0 | 0 | 0 | 0 | 0 | 0 | 0 | 0 | 0 | 0 | 0 | 0 | 0 | 0 | 0 | 0 | 0 | 0 | 0 | 0 | 0 | 0 | 0 | 0 | 0 | 0 | 0 | 0 | 0 | 0 | 0 | 0 | 0 | 0 | 0 | 0 | 0 | 0 | 0 | 0 | 0 | 0 | 0 | 0 | 0 | 0 | 0 | 20 | 0.4 | 0.36 | 0.13 | 0.11 | 0.52632 | 0 | 0 | 0 | 0 | 0 | 0 | 0 | 0 |  | 0.0025468 | 0.0025468 | 0.0025307 | 0.0025692 | 0.0025682 | 0.0025679 | 0.0025679 | Education - Secondary School - Computer Room (Instructional/PC Lab) - (break) - Sat | 10 | 7 | 16 | 0 | 6.763 | 0 | 0 | 0 | 6.763 | 0 | 0 | 0 | 0.42269 | 0 | 0 | 0 | 0 | 0 | 0 | 0 | 0 | 0 | 0 | 0 | 0 | 0 | 0 | 0 | 0 | 0 | 0 | 0 | 0 | 0 | 0 | 0 | 0 |  | 0 | 7.1316 | 0 | 0 | 0 | 7.1316 | 0 | 0 | 0 | 0.44572 | 0 | 0 | 0 | 0 | 0 | 0 | 0 | 0 | 0 | 0 | 0 | 0 | 0 | 0 | 0 | 0 | 0 | 0 | 0 | 0 | 0 | 0 | 0 | 0 | 0.8806 | 0.8 | 0.92859 | 0.8
414 | 4 | 14 | 6 | 6 |  |  |  |  | Education - Secondary School | Computer Room (Instructional/PC Lab) | Education - Secondary School - Computer Room (Instructional/PC Lab) | (break) | Education - Secondary School (break) | Education - Secondary School - Computer Room (Instructional/PC Lab) (break) | HighSchool ComputerRm (break) | Sun | Closed | 16 | 16 | 0.020569 | 1.4007 | 1.4007 | 1.4007 | 1.4007 | 1.0505 | 1.0505 | 1.0505 | 0 | 0 | 0 | 0 | 0 | 0 | 0 | 0.19484 | 0.19484 | 0.19484 | 0.19484 | 0.14613 | 0.14613 | 0.14613 | 0 | 0 | 0 | 0 | 0 | 0 | 0 | 0 | 0 | 0 | 0 | 0 | 0 | 0 | 0 | 0 | 0 | 0 | 0 | 0 | 0 | 0 | 0 | 0 | 0 | 0 | 0 | 0 | 0 | 0 | 0 | 0 | 0 | 0 | 0 | 0.13324 | 0.13324 | 0.13324 | 0.13324 | 0.099926 | 0.099926 | 0.099926 | 0 | 0 | 0 | 0 | 0 | 0 | 0 | 0.019544 | 0.019544 | 0.019544 | 0.019544 | 0.014658 | 0.014658 | 0.014658 | 0 | 0 | 0 | 0 | 0 | 0 | 0 | 0 | 0 | 0 | 0 | 0 | 0 | 0 | 0 | 0 | 0 | 0 | 0 | 0 | 0 | 0 | 0 | 0 | 0 | 0 | 0 | 0 | 0 | 0 | 0 | 0 | 0 | 0 | 0 | HighSchool ComputerRm (break) ILit Cls | HighSchool ComputerRm (break) ILit Cls | 2 | 2 | 2 | HighSchool ComputerRm (break) ILit2 Cls | HighSchool ComputerRm (break) ILit Cls | HighSchool ComputerRm (break) ILit Cls | 2 | 2 | 2 | 2 | 0.42269 | 0.02 | 0.02 | 0.02 | 0.02 | 0.02 | 0.02 | 0.02 | 0.02 | 0.02 | 0.02 | 0.02 | 0.02 | 0.02 | 0.02 | 0.02 | 0.02 | 0.02 | 0.02 | 0.02 | 0.02 | 0.02 | 0.02 | 0.02 | 0.02 | 0.02 | 0.44572 | 0.02 | 0.02 | 0.02 | 0.02 | 0.02 | 0.02 | 0.02 | 0.02 | 0.02 | 0.02 | 0.02 | 0.02 | 0.02 | 0.02 | 0.02 | 0.02 | 0.02 | 0.02 | 0.02 | 0.02 | 0.02 | 0.02 | 0.02 | 0.02 | 0.02 | 0 | 0 | 0 | 0 | 0 | 0 | 0 | 0 | 0 | 0 | 0 | 0 | 0 | 0 | 0 | 0 | 0 | 0 | 0 | 0 | 0 | 0 | 0 | 0 | 0 | 0 | 0 | 0 | 0 | 0 | 0 | 0 | 0 | 0 | 0 | 0 | 0 | 0 | 0 | 0 | 0 | 0 | 0 | 0 | 0 | 0 | 0 | 0 | 20 | 0.4 | 0.36 | 0.13 | 0.11 | 0.52632 | 0 | 0 | 0 | 0 | 0 | 0 | 0 | 0 |  | 0.0025468 | 0.0025468 | 0.0025307 | 0.0025692 | 0.0025682 | 0.0025679 | 0.0025679 | Education - Secondary School - Computer Room (Instructional/PC Lab) - (break) - Sun | 12 | 7 | 16 | 0 | 6.763 | 0 | 0 | 0 | 6.763 | 0 | 0 | 0 | 0.42269 | 0 | 0 | 0 | 0 | 0 | 0 | 0 | 0 | 0 | 0 | 0 | 0 | 0 | 0 | 0 | 0 | 0 | 0 | 0 | 0 | 0 | 0 | 0 | 0 |  | 0 | 7.1316 | 0 | 0 | 0 | 7.1316 | 0 | 0 | 0 | 0.44572 | 0 | 0 | 0 | 0 | 0 | 0 | 0 | 0 | 0 | 0 | 0 | 0 | 0 | 0 | 0 | 0 | 0 | 0 | 0 | 0 | 0 | 0 | 0 | 0 | 0.8806 | 0.8 | 0.92859 | 0.8
415 | 4 | 15 | 7 | 7 |  |  |  |  | Education - Secondary School | Computer Room (Instructional/PC Lab) | Education - Secondary School - Computer Room (Instructional/PC Lab) | (break) | Education - Secondary School (break) | Education - Secondary School - Computer Room (Instructional/PC Lab) (break) | HighSchool ComputerRm (break) | Hol | Closed | 3 | 3 | 0.020569 | 1.4007 | 1.4007 | 1.4007 | 1.4007 | 1.0505 | 1.0505 | 1.0505 | 0 | 0 | 0 | 0 | 0 | 0 | 0 | 0.036533 | 0.036533 | 0.036533 | 0.036533 | 0.0274 | 0.0274 | 0.0274 | 0 | 0 | 0 | 0 | 0 | 0 | 0 | 0 | 0 | 0 | 0 | 0 | 0 | 0 | 0 | 0 | 0 | 0 | 0 | 0 | 0 | 0 | 0 | 0 | 0 | 0 | 0 | 0 | 0 | 0 | 0 | 0 | 0 | 0 | 0 | 0.13324 | 0.13324 | 0.13324 | 0.13324 | 0.099926 | 0.099926 | 0.099926 | 0 | 0 | 0 | 0 | 0 | 0 | 0 | 0.0036645 | 0.0036645 | 0.0036645 | 0.0036645 | 0.0027484 | 0.0027484 | 0.0027484 | 0 | 0 | 0 | 0 | 0 | 0 | 0 | 0 | 0 | 0 | 0 | 0 | 0 | 0 | 0 | 0 | 0 | 0 | 0 | 0 | 0 | 0 | 0 | 0 | 0 | 0 | 0 | 0 | 0 | 0 | 0 | 0 | 0 | 0 | 0 | HighSchool ComputerRm (break) ILit Cls | HighSchool ComputerRm (break) ILit Cls | 2 | 2 | 2 | HighSchool ComputerRm (break) ILit2 Cls | HighSchool ComputerRm (break) ILit Cls | HighSchool ComputerRm (break) ILit Cls | 2 | 2 | 2 | 2 | 0.42269 | 0.02 | 0.02 | 0.02 | 0.02 | 0.02 | 0.02 | 0.02 | 0.02 | 0.02 | 0.02 | 0.02 | 0.02 | 0.02 | 0.02 | 0.02 | 0.02 | 0.02 | 0.02 | 0.02 | 0.02 | 0.02 | 0.02 | 0.02 | 0.02 | 0.02 | 0.44572 | 0.02 | 0.02 | 0.02 | 0.02 | 0.02 | 0.02 | 0.02 | 0.02 | 0.02 | 0.02 | 0.02 | 0.02 | 0.02 | 0.02 | 0.02 | 0.02 | 0.02 | 0.02 | 0.02 | 0.02 | 0.02 | 0.02 | 0.02 | 0.02 | 0.02 | 0 | 0 | 0 | 0 | 0 | 0 | 0 | 0 | 0 | 0 | 0 | 0 | 0 | 0 | 0 | 0 | 0 | 0 | 0 | 0 | 0 | 0 | 0 | 0 | 0 | 0 | 0 | 0 | 0 | 0 | 0 | 0 | 0 | 0 | 0 | 0 | 0 | 0 | 0 | 0 | 0 | 0 | 0 | 0 | 0 | 0 | 0 | 0 | 20 | 0.4 | 0.36 | 0.13 | 0.11 | 0.52632 | 0 | 0 | 0 | 0 | 0 | 0 | 0 | 0 |  | 0.0025468 | 0.0025468 | 0.0025307 | 0.0025692 | 0.0025682 | 0.0025679 | 0.0025679 | Education - Secondary School - Computer Room (Instructional/PC Lab) - (break) - Hol | 14 | 7 | 16 | 0 | 1.2681 | 0 | 0 | 0 | 1.2681 | 0 | 0 | 0 | 0.42269 | 0 | 0 | 0 | 0 | 0 | 0 | 0 | 0 | 0 | 0 | 0 | 0 | 0 | 0 | 0 | 0 | 0 | 0 | 0 | 0 | 0 | 0 | 0 | 0 |  | 0 | 1.3372 | 0 | 0 | 0 | 1.3372 | 0 | 0 | 0 | 0.44572 | 0 | 0 | 0 | 0 | 0 | 0 | 0 | 0 | 0 | 0 | 0 | 0 | 0 | 0 | 0 | 0 | 0 | 0 | 0 | 0 | 0 | 0 | 0 | 0 | 0.8806 | 0.8 | 0.92859 | 0.8
416 | 4 | 16 | 8 | 8 |  | Education - Secondary School (break) | Education - Secondary School - Computer Room (Instructional/PC Lab) | Education - Secondary School - Computer Room (Instructional/PC Lab) (break) | Education - Secondary School | Computer Room (Instructional/PC Lab) | Education - Secondary School - Computer Room (Instructional/PC Lab) | (break) | Education - Secondary School (break) | Education - Secondary School - Computer Room (Instructional/PC Lab) (break) | HighSchool ComputerRm (break) | all | Closed | 63 | 63 | 0.020569 | 1.4007 | 1.4007 | 1.4007 | 1.4007 | 1.0505 | 1.0505 | 1.0505 | 0.02881 | 0.02881 | 0.02881 | 0.02881 | 0.021608 | 0.021608 | 0.021608 | 0.76719 | 0.76719 | 0.76719 | 0.76719 | 0.57539 | 0.57539 | 0.57539 | 0.0005762 | 0.0005762 | 0.0005762 | 0.0005762 | 0.00043215 | 0.00043215 | 0.00043215 | 1873.3206 | 1873.3206 | 1873.3206 | 1873.3206 | 1873.3206 | 1873.3206 | 1873.3206 | 0 | 0 | 0 | 0 | 0 | 0 | 0 | 0.02 | 0.02 | 0.02 | 0.02 | 0.02 | 0.02 | 0.02 | 0.02 | 0.02 | 0.02 | 0.02 | 0.02 | 0.02 | 0.02 | 0.13324 | 0.13324 | 0.13324 | 0.13324 | 0.099926 | 0.099926 | 0.099926 | 0.0027405 | 0.0027405 | 0.0027405 | 0.0027405 | 0.0020554 | 0.0020554 | 0.0020554 | 0.076954 | 0.076954 | 0.076954 | 0.076954 | 0.057716 | 0.057716 | 0.057716 | 5.4809e-05 | 5.4809e-05 | 5.4809e-05 | 5.4809e-05 | 4.1107e-05 | 4.1107e-05 | 4.1107e-05 | 2223.2724 | 2223.2724 | 2223.2724 | 2223.2724 | 2223.2724 | 2223.2724 | 2223.2724 | 0 | 0 | 0 | 0 | 0 | 0 | 0 | 0.02 | 0.02 | 0.02 | 0.02 | 0.02 | 0.02 | 0.02 | 0.02 | 0.02 | 0.02 | 0.02 | 0.02 | 0.02 | 0.02 | HighSchool ComputerRm (break) ILit Cls | HighSchool ComputerRm (break) ILit Cls | 2 | 2 | 2 | HighSchool ComputerRm (break) ILit2 Cls | HighSchool ComputerRm (break) ILit Cls | HighSchool ComputerRm (break) ILit Cls | 2 | 2 | 2 | 2 | 0.42269 | 0.02 | 0.02 | 0.02 | 0.02 | 0.02 | 0.02 | 0.02 | 0.02 | 0.02 | 0.02 | 0.02 | 0.02 | 0.02 | 0.02 | 0.02 | 0.02 | 0.02 | 0.02 | 0.02 | 0.02 | 0.02 | 0.02 | 0.02 | 0.02 | 0.02 | 0.44572 | 0.02 | 0.02 | 0.02 | 0.02 | 0.02 | 0.02 | 0.02 | 0.02 | 0.02 | 0.02 | 0.02 | 0.02 | 0.02 | 0.02 | 0.02 | 0.02 | 0.02 | 0.02 | 0.02 | 0.02 | 0.02 | 0.02 | 0.02 | 0.02 | 0.02 | 0 | 0 | 0 | 0 | 0 | 0 | 0 | 0 | 0 | 0 | 0 | 0 | 0 | 0 | 0 | 0 | 0 | 0 | 0 | 0 | 0 | 0 | 0 | 0 | 0 | 0 | 0 | 0 | 0 | 0 | 0 | 0 | 0 | 0 | 0 | 0 | 0 | 0 | 0 | 0 | 0 | 0 | 0 | 0 | 0 | 0 | 0 | 0 | 20 | 0.4 | 0.36 | 0.13 | 0.11 | 0.52632 | 0.002388 | 6.8799e-05 | 6.8799e-05 | 6.8799e-05 | 6.8799e-05 | 5.1599e-05 | 5.1599e-05 | 5.1599e-05 | Education - Secondary School (break) | 0.0025468 | 0.0025468 | 0.0025307 | 0.0025692 | 0.0025682 | 0.0025679 | 0.0025679 | Education - Secondary School - Computer Room (Instructional/PC Lab) - (break) - all | 16 | 7 | 18 | 0 | 26.6293 | 0 | 26.6293 | 0 | 0 | 0 | 0.42269 | 0 | 0 | 0 | 0 | 0 | 0 | 0 | 0 | 0 | 0 | 0 | 0 | 0 | 0 | 0 | 0 | 0 | 0 | 0 | 0 | 0 | 0 | 0 | 0 | 0 | 0 |  | 0 | 28.0806 | 0 | 28.0806 | 0 | 0 | 0 | 0.44572 | 0 | 0 | 0 | 0 | 0 | 0 | 0 | 0 | 0 | 0 | 0 | 0 | 0 | 0 | 0 | 0 | 0 | 0 | 0 | 0 | 0 | 0 | 0 | 0 | 0 | 0 | 0.8806 | 0.8 | 0.92859 | 0.8
417 | 4 | 17 | 5 | 1 |  |  |  |  | Education - Secondary School | Dining Area | Education - Secondary School - Dining Area |  | Education - Secondary School | Education - Secondary School - Dining Area | HighSchool Cafeteria (in session) | Sat | Open | 36 | 36 | 0.15008 | 1.3131 | 1.3131 | 1.138 | 1.138 | 1.138 | 1.138 | 1.138 | 0 | 0 | 0 | 0 | 0 | 0 | 0 | 40.5992 | 40.5992 | 35.186 | 35.186 | 35.186 | 35.186 | 35.186 | 0 | 0 | 0 | 0 | 0 | 0 | 0 | 0 | 0 | 0 | 0 | 0 | 0 | 0 | 0 | 0 | 0 | 0 | 0 | 0 | 0 | 0 | 0 | 0 | 0 | 0 | 0 | 0 | 0 | 0 | 0 | 0 | 0 | 0 | 0 | 0.12491 | 0.12491 | 0.10825 | 0.10825 | 0.10825 | 0.10825 | 0.10825 | 0 | 0 | 0 | 0 | 0 | 0 | 0 | 3.5664 | 3.5664 | 3.0909 | 3.0909 | 3.0909 | 3.0909 | 3.0909 | 0 | 0 | 0 | 0 | 0 | 0 | 0 | 0 | 0 | 0 | 0 | 0 | 0 | 0 | 0 | 0 | 0 | 0 | 0 | 0 | 0 | 0 | 0 | 0 | 0 | 0 | 0 | 0 | 0 | 0 | 0 | 0 | 0 | 0 | 0 | HighSchool Cafeteria (in session) ILit Sat | HighSchool Cafeteria (in session) ILit all | 3051 | 5 | 60 | HighSchool Cafeteria (in session) ILit2 Sat | HighSchool Cafeteria (in session) ILit Sat | HighSchool Cafeteria (in session) ILit all | 3051 | 6.5 | 50 | 3051 | 5.7226 | 0.504 | 0.05 | 0.05 | 0.05 | 0.05 | 0.05 | 0.05 | 0.05 | 0.05 | 0.6 | 0.6 | 0.6 | 0.6 | 0.6 | 0.6 | 0.6 | 0.6 | 0.6 | 0.6 | 0.05 | 0.05 | 0.05 | 0.05 | 0.05 | 0.05 | 5.2848 | 0.42 | 0.065 | 0.065 | 0.065 | 0.065 | 0.065 | 0.065 | 0.065 | 0.065 | 0.5 | 0.5 | 0.5 | 0.5 | 0.5 | 0.5 | 0.5 | 0.5 | 0.5 | 0.5 | 0.065 | 0.065 | 0.065 | 0.065 | 0.065 | 0.065 | 0 | 0 | 0 | 0 | 0 | 0 | 0 | 0 | 1 | 1 | 1 | 1 | 1 | 1 | 1 | 1 | 1 | 1 | 0 | 0 | 0 | 0 | 0 | 0 | 0 | 0 | 0 | 0 | 0 | 0 | 0 | 0 | 1 | 1 | 1 | 1 | 1 | 1 | 1 | 1 | 1 | 1 | 0 | 0 | 0 | 0 | 0 | 0 | 16 | 0.66337 | 0.20792 | 0.079208 | 0.049505 | 0.76136 | 0 | 0 | 0 | 0 | 0 | 0 | 0 | 0 |  | 0.074075 | 0.074075 | 0.072506 | 0.0739 | 0.074404 | 0.074246 | 0.074246 | Education - Secondary School - Dining Area - Sat | 10 | 7 | 16 | 154.8 | 51.2127 | 0 | 0 | 154.8 | 51.2127 | 0 | 0 | 4.3 | 1.4226 | 0 | 0 | 0 | 0 | 0 | 0 | 0.05 | 0.05 | 0.6 | 0.6 | 0.6 | 0.6 | 0.6 | 0.6 | 0.6 | 0 | 0 | 0 | 0 | 0 | 0 | 0 | 0 | 0 |  | 130.68 | 59.5722 | 0 | 0 | 130.68 | 59.5722 | 0 | 0 | 3.63 | 1.6548 | 0 | 0 | 0 | 0 | 0 | 0 | 0.065 | 0.065 | 0.5 | 0.5 | 0.5 | 0.5 | 0.5 | 0.5 | 0.5 | 0 | 0 | 0 | 0 | 0 | 0 | 0 | 0 | 0 | 0.85412 | 0.84 | 0.89421 | 0.84
418 | 4 | 18 | 6 | 2 |  |  |  |  | Education - Secondary School | Dining Area | Education - Secondary School - Dining Area |  | Education - Secondary School | Education - Secondary School - Dining Area | HighSchool Cafeteria (in session) | Sun | Closed | 36 | 36 | 0.15008 | 1.3131 | 1.3131 | 1.138 | 1.138 | 1.138 | 1.138 | 1.138 | 0 | 0 | 0 | 0 | 0 | 0 | 0 | 7.2715 | 7.2715 | 6.302 | 6.302 | 6.302 | 6.302 | 6.302 | 0 | 0 | 0 | 0 | 0 | 0 | 0 | 0 | 0 | 0 | 0 | 0 | 0 | 0 | 0 | 0 | 0 | 0 | 0 | 0 | 0 | 0 | 0 | 0 | 0 | 0 | 0 | 0 | 0 | 0 | 0 | 0 | 0 | 0 | 0 | 0.12491 | 0.12491 | 0.10825 | 0.10825 | 0.10825 | 0.10825 | 0.10825 | 0 | 0 | 0 | 0 | 0 | 0 | 0 | 0.72415 | 0.72415 | 0.6276 | 0.6276 | 0.6276 | 0.6276 | 0.6276 | 0 | 0 | 0 | 0 | 0 | 0 | 0 | 0 | 0 | 0 | 0 | 0 | 0 | 0 | 0 | 0 | 0 | 0 | 0 | 0 | 0 | 0 | 0 | 0 | 0 | 0 | 0 | 0 | 0 | 0 | 0 | 0 | 0 | 0 | 0 | HighSchool Cafeteria (in session) ILit Cls | HighSchool Cafeteria (in session) ILit Cls | 2 | 5 | 5 | HighSchool Cafeteria (in session) ILit2 Cls | HighSchool Cafeteria (in session) ILit Cls | HighSchool Cafeteria (in session) ILit Cls | 2 | 5 | 5 | 2 | 1.0249 | 0.042 | 0.05 | 0.05 | 0.05 | 0.05 | 0.05 | 0.05 | 0.05 | 0.05 | 0.05 | 0.05 | 0.05 | 0.05 | 0.05 | 0.05 | 0.05 | 0.05 | 0.05 | 0.05 | 0.05 | 0.05 | 0.05 | 0.05 | 0.05 | 0.05 | 1.0731 | 0.042 | 0.05 | 0.05 | 0.05 | 0.05 | 0.05 | 0.05 | 0.05 | 0.05 | 0.05 | 0.05 | 0.05 | 0.05 | 0.05 | 0.05 | 0.05 | 0.05 | 0.05 | 0.05 | 0.05 | 0.05 | 0.05 | 0.05 | 0.05 | 0.05 | 0 | 0 | 0 | 0 | 0 | 0 | 0 | 0 | 0 | 0 | 0 | 0 | 0 | 0 | 0 | 0 | 0 | 0 | 0 | 0 | 0 | 0 | 0 | 0 | 0 | 0 | 0 | 0 | 0 | 0 | 0 | 0 | 0 | 0 | 0 | 0 | 0 | 0 | 0 | 0 | 0 | 0 | 0 | 0 | 0 | 0 | 0 | 0 | 16 | 0.66337 | 0.20792 | 0.079208 | 0.049505 | 0.76136 | 0 | 0 | 0 | 0 | 0 | 0 | 0 | 0 |  | 0.074075 | 0.074075 | 0.072506 | 0.0739 | 0.074404 | 0.074246 | 0.074246 | Education - Secondary School - Dining Area - Sun | 12 | 7 | 16 | 0 | 36.8978 | 0 | 0 | 0 | 36.8978 | 0 | 0 | 0 | 1.0249 | 0 | 0 | 0 | 0 | 0 | 0 | 0 | 0 | 0 | 0 | 0 | 0 | 0 | 0 | 0 | 0 | 0 | 0 | 0 | 0 | 0 | 0 | 0 | 0 |  | 0 | 38.6299 | 0 | 0 | 0 | 38.6299 | 0 | 0 | 0 | 1.0731 | 0 | 0 | 0 | 0 | 0 | 0 | 0 | 0 | 0 | 0 | 0 | 0 | 0 | 0 | 0 | 0 | 0 | 0 | 0 | 0 | 0 | 0 | 0 | 0 | 0.85412 | 0.84 | 0.89421 | 0.84
419 | 4 | 19 | 7 | 3 |  |  |  |  | Education - Secondary School | Dining Area | Education - Secondary School - Dining Area |  | Education - Secondary School | Education - Secondary School - Dining Area | HighSchool Cafeteria (in session) | Hol | Closed | 7 | 7 | 0.15008 | 1.3131 | 1.3131 | 1.138 | 1.138 | 1.138 | 1.138 | 1.138 | 0 | 0 | 0 | 0 | 0 | 0 | 0 | 1.4139 | 1.4139 | 1.2254 | 1.2254 | 1.2254 | 1.2254 | 1.2254 | 0 | 0 | 0 | 0 | 0 | 0 | 0 | 0 | 0 | 0 | 0 | 0 | 0 | 0 | 0 | 0 | 0 | 0 | 0 | 0 | 0 | 0 | 0 | 0 | 0 | 0 | 0 | 0 | 0 | 0 | 0 | 0 | 0 | 0 | 0 | 0.12491 | 0.12491 | 0.10825 | 0.10825 | 0.10825 | 0.10825 | 0.10825 | 0 | 0 | 0 | 0 | 0 | 0 | 0 | 0.14081 | 0.14081 | 0.12203 | 0.12203 | 0.12203 | 0.12203 | 0.12203 | 0 | 0 | 0 | 0 | 0 | 0 | 0 | 0 | 0 | 0 | 0 | 0 | 0 | 0 | 0 | 0 | 0 | 0 | 0 | 0 | 0 | 0 | 0 | 0 | 0 | 0 | 0 | 0 | 0 | 0 | 0 | 0 | 0 | 0 | 0 | HighSchool Cafeteria (in session) ILit Cls | HighSchool Cafeteria (in session) ILit Cls | 2 | 5 | 5 | HighSchool Cafeteria (in session) ILit2 Cls | HighSchool Cafeteria (in session) ILit Cls | HighSchool Cafeteria (in session) ILit Cls | 2 | 5 | 5 | 2 | 1.0249 | 0.042 | 0.05 | 0.05 | 0.05 | 0.05 | 0.05 | 0.05 | 0.05 | 0.05 | 0.05 | 0.05 | 0.05 | 0.05 | 0.05 | 0.05 | 0.05 | 0.05 | 0.05 | 0.05 | 0.05 | 0.05 | 0.05 | 0.05 | 0.05 | 0.05 | 1.0731 | 0.042 | 0.05 | 0.05 | 0.05 | 0.05 | 0.05 | 0.05 | 0.05 | 0.05 | 0.05 | 0.05 | 0.05 | 0.05 | 0.05 | 0.05 | 0.05 | 0.05 | 0.05 | 0.05 | 0.05 | 0.05 | 0.05 | 0.05 | 0.05 | 0.05 | 0 | 0 | 0 | 0 | 0 | 0 | 0 | 0 | 0 | 0 | 0 | 0 | 0 | 0 | 0 | 0 | 0 | 0 | 0 | 0 | 0 | 0 | 0 | 0 | 0 | 0 | 0 | 0 | 0 | 0 | 0 | 0 | 0 | 0 | 0 | 0 | 0 | 0 | 0 | 0 | 0 | 0 | 0 | 0 | 0 | 0 | 0 | 0 | 16 | 0.66337 | 0.20792 | 0.079208 | 0.049505 | 0.76136 | 0 | 0 | 0 | 0 | 0 | 0 | 0 | 0 |  | 0.074075 | 0.074075 | 0.072506 | 0.0739 | 0.074404 | 0.074246 | 0.074246 | Education - Secondary School - Dining Area - Hol | 14 | 7 | 16 | 0 | 7.1746 | 0 | 0 | 0 | 7.1746 | 0 | 0 | 0 | 1.0249 | 0 | 0 | 0 | 0 | 0 | 0 | 0 | 0 | 0 | 0 | 0 | 0 | 0 | 0 | 0 | 0 | 0 | 0 | 0 | 0 | 0 | 0 | 0 | 0 |  | 0 | 7.5114 | 0 | 0 | 0 | 7.5114 | 0 | 0 | 0 | 1.0731 | 0 | 0 | 0 | 0 | 0 | 0 | 0 | 0 | 0 | 0 | 0 | 0 | 0 | 0 | 0 | 0 | 0 | 0 | 0 | 0 | 0 | 0 | 0 | 0 | 0.85412 | 0.84 | 0.89421 | 0.84
420 | 4 | 20 | 8 | 4 |  | Education - Secondary School |  | Education - Secondary School - Dining Area | Education - Secondary School | Dining Area | Education - Secondary School - Dining Area |  | Education - Secondary School | Education - Secondary School - Dining Area | HighSchool Cafeteria (in session) | all | Open | 188 | 188 | 0.15008 | 1.3131 | 1.3131 | 1.138 | 1.138 | 1.138 | 1.138 | 1.138 | 0 | 0 | 0 | 0 | 0 | 0 | 0 | 338.5963 | 338.5963 | 293.4501 | 293.4501 | 293.4501 | 293.4501 | 293.4501 | 0.16554 | 0.16554 | 0.14347 | 0.14347 | 0.14347 | 0.14347 | 0.14347 | 0 | 0 | 0 | 0 | 0 | 0 | 0 | 0 | 0 | 0 | 0 | 0 | 0 | 0 | 0.84 | 0.84 | 0.84 | 0.84 | 0.84 | 0.84 | 0.84 | 0.5794 | 0.5794 | 0.57179 | 0.57404 | 0.57776 | 0.57665 | 0.57665 | 0.12491 | 0.12491 | 0.10825 | 0.10825 | 0.10825 | 0.10825 | 0.10825 | 0 | 0 | 0 | 0 | 0 | 0 | 0 | 34.3817 | 34.3817 | 29.7975 | 29.7975 | 29.7975 | 29.7975 | 29.7975 | 0.015747 | 0.015747 | 0.013647 | 0.013647 | 0.013647 | 0.013647 | 0.013647 | 0 | 0 | 0 | 0 | 0 | 0 | 0 | 0 | 0 | 0 | 0 | 0 | 0 | 0 | 0.84 | 0.84 | 0.84 | 0.84 | 0.84 | 0.84 | 0.84 | 0.58426 | 0.58426 | 0.5768 | 0.57929 | 0.58261 | 0.58151 | 0.58151 | HighSchool Cafeteria (in session) ILit all | HighSchool Cafeteria (in session) ILit all | 3050 | 5 | 100 | HighSchool Cafeteria (in session) ILit2 all | HighSchool Cafeteria (in session) ILit all | HighSchool Cafeteria (in session) ILit all | 3050 | 6.5 | 100 | 3050 | 9.139 | 0.84 | 0.05 | 0.05 | 0.05 | 0.05 | 0.05 | 0.05 | 0.05 | 0.05 | 1 | 1 | 1 | 1 | 1 | 1 | 1 | 1 | 1 | 1 | 0.05 | 0.05 | 0.05 | 0.05 | 0.05 | 0.05 | 9.7558 | 0.84 | 0.065 | 0.065 | 0.065 | 0.065 | 0.065 | 0.065 | 0.065 | 0.065 | 1 | 1 | 1 | 1 | 1 | 1 | 1 | 1 | 1 | 1 | 0.065 | 0.065 | 0.065 | 0.065 | 0.065 | 0.065 | 0 | 0 | 0 | 0 | 0 | 0 | 0 | 0 | 1 | 1 | 1 | 1 | 1 | 1 | 1 | 1 | 1 | 1 | 0 | 0 | 0 | 0 | 0 | 0 | 0 | 0 | 0 | 0 | 0 | 0 | 0 | 0 | 1 | 1 | 1 | 1 | 1 | 1 | 1 | 1 | 1 | 1 | 0 | 0 | 0 | 0 | 0 | 0 | 16 | 0.66337 | 0.20792 | 0.079208 | 0.049505 | 0.76136 | 0.12254 | 0.02415 | 0.02415 | 0.02093 | 0.02093 | 0.02093 | 0.02093 | 0.02093 | Education - Secondary School | 0.074075 | 0.074075 | 0.072506 | 0.0739 | 0.074404 | 0.074246 | 0.074246 | Education - Secondary School - Dining Area - all | 16 | 7 | 18 | 1710.8 | 7.3395 | 1710.8 | 7.3395 | 0 | 0 | 9.1 | 0.03904 | 0 | 0 | 0 | 0 | 0 | 0 | 0 | 0 | 0.05 | 0.05 | 1 | 1 | 1 | 1 | 1 | 1 | 1 | 1 | 1 | 0 | 0 | 0 | 0 | 0 | 0 | 0 |  | 1716.44 | 117.6565 | 1716.44 | 117.6565 | 0 | 0 | 9.13 | 0.62583 | 0 | 0 | 0 | 0 | 0 | 0 | 0 | 0 | 0.065 | 0.065 | 1 | 1 | 1 | 1 | 1 | 1 | 1 | 1 | 1 | 0 | 0 | 0 | 0 | 0 | 0 | 0 | 0.85412 | 0.84 | 0.89421 | 0.84
421 | 4 | 21 | 5 | 5 |  |  |  |  | Education - Secondary School | Dining Area | Education - Secondary School - Dining Area | (break) | Education - Secondary School (break) | Education - Secondary School - Dining Area (break) | HighSchool Cafeteria (break) | Sat | Closed | 16 | 16 | 0.15008 | 1.3131 | 1.3131 | 1.138 | 1.138 | 1.138 | 1.138 | 1.138 | 0 | 0 | 0 | 0 | 0 | 0 | 0 | 1.2927 | 1.2927 | 1.1204 | 1.1204 | 1.1204 | 1.1204 | 1.1204 | 0 | 0 | 0 | 0 | 0 | 0 | 0 | 0 | 0 | 0 | 0 | 0 | 0 | 0 | 0 | 0 | 0 | 0 | 0 | 0 | 0 | 0 | 0 | 0 | 0 | 0 | 0 | 0 | 0 | 0 | 0 | 0 | 0 | 0 | 0 | 0.12491 | 0.12491 | 0.10825 | 0.10825 | 0.10825 | 0.10825 | 0.10825 | 0 | 0 | 0 | 0 | 0 | 0 | 0 | 0.12874 | 0.12874 | 0.11157 | 0.11157 | 0.11157 | 0.11157 | 0.11157 | 0 | 0 | 0 | 0 | 0 | 0 | 0 | 0 | 0 | 0 | 0 | 0 | 0 | 0 | 0 | 0 | 0 | 0 | 0 | 0 | 0 | 0 | 0 | 0 | 0 | 0 | 0 | 0 | 0 | 0 | 0 | 0 | 0 | 0 | 0 | HighSchool Cafeteria (break) ILit Cls | HighSchool Cafeteria (break) ILit Cls | 2 | 2 | 2 | HighSchool Cafeteria (break) ILit2 Cls | HighSchool Cafeteria (break) ILit Cls | HighSchool Cafeteria (break) ILit Cls | 2 | 2 | 2 | 2 | 0.40998 | 0.02 | 0.02 | 0.02 | 0.02 | 0.02 | 0.02 | 0.02 | 0.02 | 0.02 | 0.02 | 0.02 | 0.02 | 0.02 | 0.02 | 0.02 | 0.02 | 0.02 | 0.02 | 0.02 | 0.02 | 0.02 | 0.02 | 0.02 | 0.02 | 0.02 | 0.42922 | 0.02 | 0.02 | 0.02 | 0.02 | 0.02 | 0.02 | 0.02 | 0.02 | 0.02 | 0.02 | 0.02 | 0.02 | 0.02 | 0.02 | 0.02 | 0.02 | 0.02 | 0.02 | 0.02 | 0.02 | 0.02 | 0.02 | 0.02 | 0.02 | 0.02 | 0 | 0 | 0 | 0 | 0 | 0 | 0 | 0 | 0 | 0 | 0 | 0 | 0 | 0 | 0 | 0 | 0 | 0 | 0 | 0 | 0 | 0 | 0 | 0 | 0 | 0 | 0 | 0 | 0 | 0 | 0 | 0 | 0 | 0 | 0 | 0 | 0 | 0 | 0 | 0 | 0 | 0 | 0 | 0 | 0 | 0 | 0 | 0 | 16 | 0.66337 | 0.20792 | 0.079208 | 0.049505 | 0.76136 | 0 | 0 | 0 | 0 | 0 | 0 | 0 | 0 |  | 0.0025468 | 0.0025468 | 0.0025307 | 0.0025692 | 0.0025682 | 0.0025679 | 0.0025679 | Education - Secondary School - Dining Area - (break) - Sat | 10 | 7 | 16 | 0 | 6.5596 | 0 | 0 | 0 | 6.5596 | 0 | 0 | 0 | 0.40998 | 0 | 0 | 0 | 0 | 0 | 0 | 0 | 0 | 0 | 0 | 0 | 0 | 0 | 0 | 0 | 0 | 0 | 0 | 0 | 0 | 0 | 0 | 0 | 0 |  | 0 | 6.8675 | 0 | 0 | 0 | 6.8675 | 0 | 0 | 0 | 0.42922 | 0 | 0 | 0 | 0 | 0 | 0 | 0 | 0 | 0 | 0 | 0 | 0 | 0 | 0 | 0 | 0 | 0 | 0 | 0 | 0 | 0 | 0 | 0 | 0 | 0.85412 | 0.84 | 0.89421 | 0.84
422 | 4 | 22 | 6 | 6 |  |  |  |  | Education - Secondary School | Dining Area | Education - Secondary School - Dining Area | (break) | Education - Secondary School (break) | Education - Secondary School - Dining Area (break) | HighSchool Cafeteria (break) | Sun | Closed | 16 | 16 | 0.15008 | 1.3131 | 1.3131 | 1.138 | 1.138 | 1.138 | 1.138 | 1.138 | 0 | 0 | 0 | 0 | 0 | 0 | 0 | 1.2927 | 1.2927 | 1.1204 | 1.1204 | 1.1204 | 1.1204 | 1.1204 | 0 | 0 | 0 | 0 | 0 | 0 | 0 | 0 | 0 | 0 | 0 | 0 | 0 | 0 | 0 | 0 | 0 | 0 | 0 | 0 | 0 | 0 | 0 | 0 | 0 | 0 | 0 | 0 | 0 | 0 | 0 | 0 | 0 | 0 | 0 | 0.12491 | 0.12491 | 0.10825 | 0.10825 | 0.10825 | 0.10825 | 0.10825 | 0 | 0 | 0 | 0 | 0 | 0 | 0 | 0.12874 | 0.12874 | 0.11157 | 0.11157 | 0.11157 | 0.11157 | 0.11157 | 0 | 0 | 0 | 0 | 0 | 0 | 0 | 0 | 0 | 0 | 0 | 0 | 0 | 0 | 0 | 0 | 0 | 0 | 0 | 0 | 0 | 0 | 0 | 0 | 0 | 0 | 0 | 0 | 0 | 0 | 0 | 0 | 0 | 0 | 0 | HighSchool Cafeteria (break) ILit Cls | HighSchool Cafeteria (break) ILit Cls | 2 | 2 | 2 | HighSchool Cafeteria (break) ILit2 Cls | HighSchool Cafeteria (break) ILit Cls | HighSchool Cafeteria (break) ILit Cls | 2 | 2 | 2 | 2 | 0.40998 | 0.02 | 0.02 | 0.02 | 0.02 | 0.02 | 0.02 | 0.02 | 0.02 | 0.02 | 0.02 | 0.02 | 0.02 | 0.02 | 0.02 | 0.02 | 0.02 | 0.02 | 0.02 | 0.02 | 0.02 | 0.02 | 0.02 | 0.02 | 0.02 | 0.02 | 0.42922 | 0.02 | 0.02 | 0.02 | 0.02 | 0.02 | 0.02 | 0.02 | 0.02 | 0.02 | 0.02 | 0.02 | 0.02 | 0.02 | 0.02 | 0.02 | 0.02 | 0.02 | 0.02 | 0.02 | 0.02 | 0.02 | 0.02 | 0.02 | 0.02 | 0.02 | 0 | 0 | 0 | 0 | 0 | 0 | 0 | 0 | 0 | 0 | 0 | 0 | 0 | 0 | 0 | 0 | 0 | 0 | 0 | 0 | 0 | 0 | 0 | 0 | 0 | 0 | 0 | 0 | 0 | 0 | 0 | 0 | 0 | 0 | 0 | 0 | 0 | 0 | 0 | 0 | 0 | 0 | 0 | 0 | 0 | 0 | 0 | 0 | 16 | 0.66337 | 0.20792 | 0.079208 | 0.049505 | 0.76136 | 0 | 0 | 0 | 0 | 0 | 0 | 0 | 0 |  | 0.0025468 | 0.0025468 | 0.0025307 | 0.0025692 | 0.0025682 | 0.0025679 | 0.0025679 | Education - Secondary School - Dining Area - (break) - Sun | 12 | 7 | 16 | 0 | 6.5596 | 0 | 0 | 0 | 6.5596 | 0 | 0 | 0 | 0.40998 | 0 | 0 | 0 | 0 | 0 | 0 | 0 | 0 | 0 | 0 | 0 | 0 | 0 | 0 | 0 | 0 | 0 | 0 | 0 | 0 | 0 | 0 | 0 | 0 |  | 0 | 6.8675 | 0 | 0 | 0 | 6.8675 | 0 | 0 | 0 | 0.42922 | 0 | 0 | 0 | 0 | 0 | 0 | 0 | 0 | 0 | 0 | 0 | 0 | 0 | 0 | 0 | 0 | 0 | 0 | 0 | 0 | 0 | 0 | 0 | 0 | 0.85412 | 0.84 | 0.89421 | 0.84
423 | 4 | 23 | 7 | 7 |  |  |  |  | Education - Secondary School | Dining Area | Education - Secondary School - Dining Area | (break) | Education - Secondary School (break) | Education - Secondary School - Dining Area (break) | HighSchool Cafeteria (break) | Hol | Closed | 3 | 3 | 0.15008 | 1.3131 | 1.3131 | 1.138 | 1.138 | 1.138 | 1.138 | 1.138 | 0 | 0 | 0 | 0 | 0 | 0 | 0 | 0.24238 | 0.24238 | 0.21007 | 0.21007 | 0.21007 | 0.21007 | 0.21007 | 0 | 0 | 0 | 0 | 0 | 0 | 0 | 0 | 0 | 0 | 0 | 0 | 0 | 0 | 0 | 0 | 0 | 0 | 0 | 0 | 0 | 0 | 0 | 0 | 0 | 0 | 0 | 0 | 0 | 0 | 0 | 0 | 0 | 0 | 0 | 0.12491 | 0.12491 | 0.10825 | 0.10825 | 0.10825 | 0.10825 | 0.10825 | 0 | 0 | 0 | 0 | 0 | 0 | 0 | 0.024138 | 0.024138 | 0.02092 | 0.02092 | 0.02092 | 0.02092 | 0.02092 | 0 | 0 | 0 | 0 | 0 | 0 | 0 | 0 | 0 | 0 | 0 | 0 | 0 | 0 | 0 | 0 | 0 | 0 | 0 | 0 | 0 | 0 | 0 | 0 | 0 | 0 | 0 | 0 | 0 | 0 | 0 | 0 | 0 | 0 | 0 | HighSchool Cafeteria (break) ILit Cls | HighSchool Cafeteria (break) ILit Cls | 2 | 2 | 2 | HighSchool Cafeteria (break) ILit2 Cls | HighSchool Cafeteria (break) ILit Cls | HighSchool Cafeteria (break) ILit Cls | 2 | 2 | 2 | 2 | 0.40998 | 0.02 | 0.02 | 0.02 | 0.02 | 0.02 | 0.02 | 0.02 | 0.02 | 0.02 | 0.02 | 0.02 | 0.02 | 0.02 | 0.02 | 0.02 | 0.02 | 0.02 | 0.02 | 0.02 | 0.02 | 0.02 | 0.02 | 0.02 | 0.02 | 0.02 | 0.42922 | 0.02 | 0.02 | 0.02 | 0.02 | 0.02 | 0.02 | 0.02 | 0.02 | 0.02 | 0.02 | 0.02 | 0.02 | 0.02 | 0.02 | 0.02 | 0.02 | 0.02 | 0.02 | 0.02 | 0.02 | 0.02 | 0.02 | 0.02 | 0.02 | 0.02 | 0 | 0 | 0 | 0 | 0 | 0 | 0 | 0 | 0 | 0 | 0 | 0 | 0 | 0 | 0 | 0 | 0 | 0 | 0 | 0 | 0 | 0 | 0 | 0 | 0 | 0 | 0 | 0 | 0 | 0 | 0 | 0 | 0 | 0 | 0 | 0 | 0 | 0 | 0 | 0 | 0 | 0 | 0 | 0 | 0 | 0 | 0 | 0 | 16 | 0.66337 | 0.20792 | 0.079208 | 0.049505 | 0.76136 | 0 | 0 | 0 | 0 | 0 | 0 | 0 | 0 |  | 0.0025468 | 0.0025468 | 0.0025307 | 0.0025692 | 0.0025682 | 0.0025679 | 0.0025679 | Education - Secondary School - Dining Area - (break) - Hol | 14 | 7 | 16 | 0 | 1.2299 | 0 | 0 | 0 | 1.2299 | 0 | 0 | 0 | 0.40998 | 0 | 0 | 0 | 0 | 0 | 0 | 0 | 0 | 0 | 0 | 0 | 0 | 0 | 0 | 0 | 0 | 0 | 0 | 0 | 0 | 0 | 0 | 0 | 0 |  | 0 | 1.2877 | 0 | 0 | 0 | 1.2877 | 0 | 0 | 0 | 0.42922 | 0 | 0 | 0 | 0 | 0 | 0 | 0 | 0 | 0 | 0 | 0 | 0 | 0 | 0 | 0 | 0 | 0 | 0 | 0 | 0 | 0 | 0 | 0 | 0 | 0.85412 | 0.84 | 0.89421 | 0.84
424 | 4 | 24 | 8 | 8 |  | Education - Secondary School (break) | Education - Secondary School - Dining Area | Education - Secondary School - Dining Area (break) | Education - Secondary School | Dining Area | Education - Secondary School - Dining Area | (break) | Education - Secondary School (break) | Education - Secondary School - Dining Area (break) | HighSchool Cafeteria (break) | all | Closed | 63 | 63 | 0.15008 | 1.3131 | 1.3131 | 1.138 | 1.138 | 1.138 | 1.138 | 1.138 | 0.19707 | 0.19707 | 0.1708 | 0.1708 | 0.1708 | 0.1708 | 0.1708 | 5.0901 | 5.0901 | 4.4114 | 4.4114 | 4.4114 | 4.4114 | 4.4114 | 0.0039414 | 0.0039414 | 0.0034159 | 0.0034159 | 0.0034159 | 0.0034159 | 0.0034159 | 2008.4022 | 2008.4022 | 2008.4022 | 2008.4022 | 2008.4022 | 2008.4022 | 2008.4022 | 0 | 0 | 0 | 0 | 0 | 0 | 0 | 0.02 | 0.02 | 0.02 | 0.02 | 0.02 | 0.02 | 0.02 | 0.02 | 0.02 | 0.02 | 0.02 | 0.02 | 0.02 | 0.02 | 0.12491 | 0.12491 | 0.10825 | 0.10825 | 0.10825 | 0.10825 | 0.10825 | 0.018746 | 0.018746 | 0.016246 | 0.016246 | 0.016246 | 0.016246 | 0.016246 | 0.5069 | 0.5069 | 0.43932 | 0.43932 | 0.43932 | 0.43932 | 0.43932 | 0.00037492 | 0.00037492 | 0.00032493 | 0.00032493 | 0.00032493 | 0.00032493 | 0.00032493 | 2112.5536 | 2112.5536 | 2112.5536 | 2112.5536 | 2112.5536 | 2112.5536 | 2112.5536 | 0 | 0 | 0 | 0 | 0 | 0 | 0 | 0.02 | 0.02 | 0.02 | 0.02 | 0.02 | 0.02 | 0.02 | 0.02 | 0.02 | 0.02 | 0.02 | 0.02 | 0.02 | 0.02 | HighSchool Cafeteria (break) ILit Cls | HighSchool Cafeteria (break) ILit Cls | 2 | 2 | 2 | HighSchool Cafeteria (break) ILit2 Cls | HighSchool Cafeteria (break) ILit Cls | HighSchool Cafeteria (break) ILit Cls | 2 | 2 | 2 | 2 | 0.40998 | 0.02 | 0.02 | 0.02 | 0.02 | 0.02 | 0.02 | 0.02 | 0.02 | 0.02 | 0.02 | 0.02 | 0.02 | 0.02 | 0.02 | 0.02 | 0.02 | 0.02 | 0.02 | 0.02 | 0.02 | 0.02 | 0.02 | 0.02 | 0.02 | 0.02 | 0.42922 | 0.02 | 0.02 | 0.02 | 0.02 | 0.02 | 0.02 | 0.02 | 0.02 | 0.02 | 0.02 | 0.02 | 0.02 | 0.02 | 0.02 | 0.02 | 0.02 | 0.02 | 0.02 | 0.02 | 0.02 | 0.02 | 0.02 | 0.02 | 0.02 | 0.02 | 0 | 0 | 0 | 0 | 0 | 0 | 0 | 0 | 0 | 0 | 0 | 0 | 0 | 0 | 0 | 0 | 0 | 0 | 0 | 0 | 0 | 0 | 0 | 0 | 0 | 0 | 0 | 0 | 0 | 0 | 0 | 0 | 0 | 0 | 0 | 0 | 0 | 0 | 0 | 0 | 0 | 0 | 0 | 0 | 0 | 0 | 0 | 0 | 16 | 0.66337 | 0.20792 | 0.079208 | 0.049505 | 0.76136 | 0.0029177 | 0.00057499 | 0.00057499 | 0.00049833 | 0.00049833 | 0.00049833 | 0.00049833 | 0.00049833 | Education - Secondary School (break) | 0.0025468 | 0.0025468 | 0.0025307 | 0.0025692 | 0.0025682 | 0.0025679 | 0.0025679 | Education - Secondary School - Dining Area - (break) - all | 16 | 7 | 18 | 0 | 25.8285 | 0 | 25.8285 | 0 | 0 | 0 | 0.40998 | 0 | 0 | 0 | 0 | 0 | 0 | 0 | 0 | 0 | 0 | 0 | 0 | 0 | 0 | 0 | 0 | 0 | 0 | 0 | 0 | 0 | 0 | 0 | 0 | 0 | 0 |  | 0 | 27.0409 | 0 | 27.0409 | 0 | 0 | 0 | 0.42922 | 0 | 0 | 0 | 0 | 0 | 0 | 0 | 0 | 0 | 0 | 0 | 0 | 0 | 0 | 0 | 0 | 0 | 0 | 0 | 0 | 0 | 0 | 0 | 0 | 0 | 0 | 0.85412 | 0.84 | 0.89421 | 0.84
425 | 4 | 25 | 5 | 1 |  |  |  |  | Education - Secondary School | Exercising Centers and Gymnasium | Education - Secondary School - Exercising Centers and Gymnasium |  | Education - Secondary School | Education - Secondary School - Exercising Centers and Gymnasium | HighSchool Gym (in session) | Sat | Open | 36 | 36 | 0.15014 | 1.0505 | 1.0505 | 0.87542 | 0.87542 | 0.87542 | 0.87542 | 0.87542 | 0 | 0 | 0 | 0 | 0 | 0 | 0 | 25.3969 | 25.3969 | 21.1641 | 21.1641 | 21.1641 | 21.1641 | 21.1641 | 0 | 0 | 0 | 0 | 0 | 0 | 0 | 0 | 0 | 0 | 0 | 0 | 0 | 0 | 0 | 0 | 0 | 0 | 0 | 0 | 0 | 0 | 0 | 0 | 0 | 0 | 0 | 0 | 0 | 0 | 0 | 0 | 0 | 0 | 0 | 0.099926 | 0.099926 | 0.083272 | 0.083272 | 0.083272 | 0.083272 | 0.083272 | 0 | 0 | 0 | 0 | 0 | 0 | 0 | 2.6562 | 2.6562 | 2.2135 | 2.2135 | 2.2135 | 2.2135 | 2.2135 | 0 | 0 | 0 | 0 | 0 | 0 | 0 | 0 | 0 | 0 | 0 | 0 | 0 | 0 | 0 | 0 | 0 | 0 | 0 | 0 | 0 | 0 | 0 | 0 | 0 | 0 | 0 | 0 | 0 | 0 | 0 | 0 | 0 | 0 | 0 | HighSchool Gym (in session) ILit Sat | HighSchool Gym (in session) ILit all | 3043 | 5 | 60 | HighSchool Gym (in session) ILit2 Sat | HighSchool Gym (in session) ILit Sat | HighSchool Gym (in session) ILit all | 3043 | 6.5 | 60 | 3043 | 4.4728 | 0.336 | 0.05 | 0.05 | 0.05 | 0.05 | 0.05 | 0.05 | 0.05 | 0.05 | 0.25 | 0.6 | 0.6 | 0.6 | 0.5 | 0.4 | 0.4 | 0.4 | 0.4 | 0.4 | 0.05 | 0.05 | 0.05 | 0.05 | 0.05 | 0.05 | 4.9179 | 0.34058 | 0.065 | 0.065 | 0.065 | 0.065 | 0.065 | 0.065 | 0.065 | 0.065 | 0.25955 | 0.6 | 0.6 | 0.6 | 0.50273 | 0.40545 | 0.40545 | 0.40545 | 0.40545 | 0.40545 | 0.065 | 0.065 | 0.065 | 0.065 | 0.065 | 0.065 | 0 | 0 | 0 | 0 | 0 | 0 | 0 | 0 | 0.36364 | 1 | 1 | 1 | 0.81818 | 0.63636 | 0.63636 | 0.63636 | 0.63636 | 0.63636 | 0 | 0 | 0 | 0 | 0 | 0 | 0 | 0 | 0 | 0 | 0 | 0 | 0 | 0 | 0.36364 | 1 | 1 | 1 | 0.81818 | 0.63636 | 0.63636 | 0.63636 | 0.63636 | 0.63636 | 0 | 0 | 0 | 0 | 0 | 0 | 16 | 0.66337 | 0.20792 | 0.079208 | 0.049505 | 0.76136 | 0 | 0 | 0 | 0 | 0 | 0 | 0 | 0 |  | 0.074075 | 0.074075 | 0.072506 | 0.0739 | 0.074404 | 0.074246 | 0.074246 | Education - Secondary School - Exercising Centers and Gymnasium - Sat | 10 | 7 | 16 | 124.2 | 36.8204 | 0 | 0 | 124.2 | 36.8204 | 0 | 0 | 3.45 | 1.0228 | 0 | 0 | 0 | 0 | 0 | 0 | 0.05 | 0.05 | 0.25 | 0.6 | 0.6 | 0.6 | 0.5 | 0.4 | 0.4 | 0 | 0 | 0 | 0 | 0 | 0 | 0 | 0 | 0 |  | 126.1145 | 50.9297 | 0 | 0 | 126.1145 | 50.9297 | 0 | 0 | 3.5032 | 1.4147 | 0 | 0 | 0 | 0 | 0 | 0 | 0.065 | 0.065 | 0.25955 | 0.6 | 0.6 | 0.6 | 0.50273 | 0.40545 | 0.40545 | 0 | 0 | 0 | 0 | 0 | 0 | 0 | 0 | 0 | 0.85196 | 0.84 | 0.89424 | 0.84
426 | 4 | 26 | 6 | 2 |  |  |  |  | Education - Secondary School | Exercising Centers and Gymnasium | Education - Secondary School - Exercising Centers and Gymnasium |  | Education - Secondary School | Education - Secondary School - Exercising Centers and Gymnasium | HighSchool Gym (in session) | Sun | Closed | 36 | 36 | 0.15014 | 1.0505 | 1.0505 | 0.87542 | 0.87542 | 0.87542 | 0.87542 | 0.87542 | 0 | 0 | 0 | 0 | 0 | 0 | 0 | 5.805 | 5.805 | 4.8375 | 4.8375 | 4.8375 | 4.8375 | 4.8375 | 0 | 0 | 0 | 0 | 0 | 0 | 0 | 0 | 0 | 0 | 0 | 0 | 0 | 0 | 0 | 0 | 0 | 0 | 0 | 0 | 0 | 0 | 0 | 0 | 0 | 0 | 0 | 0 | 0 | 0 | 0 | 0 | 0 | 0 | 0 | 0.099926 | 0.099926 | 0.083272 | 0.083272 | 0.083272 | 0.083272 | 0.083272 | 0 | 0 | 0 | 0 | 0 | 0 | 0 | 0.57958 | 0.57958 | 0.48299 | 0.48299 | 0.48299 | 0.48299 | 0.48299 | 0 | 0 | 0 | 0 | 0 | 0 | 0 | 0 | 0 | 0 | 0 | 0 | 0 | 0 | 0 | 0 | 0 | 0 | 0 | 0 | 0 | 0 | 0 | 0 | 0 | 0 | 0 | 0 | 0 | 0 | 0 | 0 | 0 | 0 | 0 | HighSchool Gym (in session) ILit Cls | HighSchool Gym (in session) ILit Cls | 2 | 5 | 5 | HighSchool Gym (in session) ILit2 Cls | HighSchool Gym (in session) ILit Cls | HighSchool Gym (in session) ILit Cls | 2 | 5 | 5 | 2 | 1.0224 | 0.042 | 0.05 | 0.05 | 0.05 | 0.05 | 0.05 | 0.05 | 0.05 | 0.05 | 0.05 | 0.05 | 0.05 | 0.05 | 0.05 | 0.05 | 0.05 | 0.05 | 0.05 | 0.05 | 0.05 | 0.05 | 0.05 | 0.05 | 0.05 | 0.05 | 1.0731 | 0.042 | 0.05 | 0.05 | 0.05 | 0.05 | 0.05 | 0.05 | 0.05 | 0.05 | 0.05 | 0.05 | 0.05 | 0.05 | 0.05 | 0.05 | 0.05 | 0.05 | 0.05 | 0.05 | 0.05 | 0.05 | 0.05 | 0.05 | 0.05 | 0.05 | 0 | 0 | 0 | 0 | 0 | 0 | 0 | 0 | 0 | 0 | 0 | 0 | 0 | 0 | 0 | 0 | 0 | 0 | 0 | 0 | 0 | 0 | 0 | 0 | 0 | 0 | 0 | 0 | 0 | 0 | 0 | 0 | 0 | 0 | 0 | 0 | 0 | 0 | 0 | 0 | 0 | 0 | 0 | 0 | 0 | 0 | 0 | 0 | 16 | 0.66337 | 0.20792 | 0.079208 | 0.049505 | 0.76136 | 0 | 0 | 0 | 0 | 0 | 0 | 0 | 0 |  | 0.074075 | 0.074075 | 0.072506 | 0.0739 | 0.074404 | 0.074246 | 0.074246 | Education - Secondary School - Exercising Centers and Gymnasium - Sun | 12 | 7 | 16 | 0 | 36.8047 | 0 | 0 | 0 | 36.8047 | 0 | 0 | 0 | 1.0224 | 0 | 0 | 0 | 0 | 0 | 0 | 0 | 0 | 0 | 0 | 0 | 0 | 0 | 0 | 0 | 0 | 0 | 0 | 0 | 0 | 0 | 0 | 0 | 0 |  | 0 | 38.631 | 0 | 0 | 0 | 38.631 | 0 | 0 | 0 | 1.0731 | 0 | 0 | 0 | 0 | 0 | 0 | 0 | 0 | 0 | 0 | 0 | 0 | 0 | 0 | 0 | 0 | 0 | 0 | 0 | 0 | 0 | 0 | 0 | 0 | 0.85196 | 0.84 | 0.89424 | 0.84
427 | 4 | 27 | 7 | 3 |  |  |  |  | Education - Secondary School | Exercising Centers and Gymnasium | Education - Secondary School - Exercising Centers and Gymnasium |  | Education - Secondary School | Education - Secondary School - Exercising Centers and Gymnasium | HighSchool Gym (in session) | Hol | Closed | 7 | 7 | 0.15014 | 1.0505 | 1.0505 | 0.87542 | 0.87542 | 0.87542 | 0.87542 | 0.87542 | 0 | 0 | 0 | 0 | 0 | 0 | 0 | 1.1287 | 1.1287 | 0.94062 | 0.94062 | 0.94062 | 0.94062 | 0.94062 | 0 | 0 | 0 | 0 | 0 | 0 | 0 | 0 | 0 | 0 | 0 | 0 | 0 | 0 | 0 | 0 | 0 | 0 | 0 | 0 | 0 | 0 | 0 | 0 | 0 | 0 | 0 | 0 | 0 | 0 | 0 | 0 | 0 | 0 | 0 | 0.099926 | 0.099926 | 0.083272 | 0.083272 | 0.083272 | 0.083272 | 0.083272 | 0 | 0 | 0 | 0 | 0 | 0 | 0 | 0.1127 | 0.1127 | 0.093914 | 0.093914 | 0.093914 | 0.093914 | 0.093914 | 0 | 0 | 0 | 0 | 0 | 0 | 0 | 0 | 0 | 0 | 0 | 0 | 0 | 0 | 0 | 0 | 0 | 0 | 0 | 0 | 0 | 0 | 0 | 0 | 0 | 0 | 0 | 0 | 0 | 0 | 0 | 0 | 0 | 0 | 0 | HighSchool Gym (in session) ILit Cls | HighSchool Gym (in session) ILit Cls | 2 | 5 | 5 | HighSchool Gym (in session) ILit2 Cls | HighSchool Gym (in session) ILit Cls | HighSchool Gym (in session) ILit Cls | 2 | 5 | 5 | 2 | 1.0224 | 0.042 | 0.05 | 0.05 | 0.05 | 0.05 | 0.05 | 0.05 | 0.05 | 0.05 | 0.05 | 0.05 | 0.05 | 0.05 | 0.05 | 0.05 | 0.05 | 0.05 | 0.05 | 0.05 | 0.05 | 0.05 | 0.05 | 0.05 | 0.05 | 0.05 | 1.0731 | 0.042 | 0.05 | 0.05 | 0.05 | 0.05 | 0.05 | 0.05 | 0.05 | 0.05 | 0.05 | 0.05 | 0.05 | 0.05 | 0.05 | 0.05 | 0.05 | 0.05 | 0.05 | 0.05 | 0.05 | 0.05 | 0.05 | 0.05 | 0.05 | 0.05 | 0 | 0 | 0 | 0 | 0 | 0 | 0 | 0 | 0 | 0 | 0 | 0 | 0 | 0 | 0 | 0 | 0 | 0 | 0 | 0 | 0 | 0 | 0 | 0 | 0 | 0 | 0 | 0 | 0 | 0 | 0 | 0 | 0 | 0 | 0 | 0 | 0 | 0 | 0 | 0 | 0 | 0 | 0 | 0 | 0 | 0 | 0 | 0 | 16 | 0.66337 | 0.20792 | 0.079208 | 0.049505 | 0.76136 | 0 | 0 | 0 | 0 | 0 | 0 | 0 | 0 |  | 0.074075 | 0.074075 | 0.072506 | 0.0739 | 0.074404 | 0.074246 | 0.074246 | Education - Secondary School - Exercising Centers and Gymnasium - Hol | 14 | 7 | 16 | 0 | 7.1565 | 0 | 0 | 0 | 7.1565 | 0 | 0 | 0 | 1.0224 | 0 | 0 | 0 | 0 | 0 | 0 | 0 | 0 | 0 | 0 | 0 | 0 | 0 | 0 | 0 | 0 | 0 | 0 | 0 | 0 | 0 | 0 | 0 | 0 |  | 0 | 7.5116 | 0 | 0 | 0 | 7.5116 | 0 | 0 | 0 | 1.0731 | 0 | 0 | 0 | 0 | 0 | 0 | 0 | 0 | 0 | 0 | 0 | 0 | 0 | 0 | 0 | 0 | 0 | 0 | 0 | 0 | 0 | 0 | 0 | 0 | 0.85196 | 0.84 | 0.89424 | 0.84
428 | 4 | 28 | 8 | 4 |  | Education - Secondary School |  | Education - Secondary School - Exercising Centers and Gymnasium | Education - Secondary School | Exercising Centers and Gymnasium | Education - Secondary School - Exercising Centers and Gymnasium |  | Education - Secondary School | Education - Secondary School - Exercising Centers and Gymnasium | HighSchool Gym (in session) | all | Open | 188 | 188 | 0.15014 | 1.0505 | 1.0505 | 0.87542 | 0.87542 | 0.87542 | 0.87542 | 0.87542 | 0 | 0 | 0 | 0 | 0 | 0 | 0 | 277.8084 | 277.8084 | 231.507 | 231.507 | 231.507 | 231.507 | 231.507 | 0.10889 | 0.10889 | 0.090741 | 0.090741 | 0.090741 | 0.090741 | 0.090741 | 0 | 0 | 0 | 0 | 0 | 0 | 0 | 0 | 0 | 0 | 0 | 0 | 0 | 0 | 0.69037 | 0.69037 | 0.69037 | 0.69037 | 0.69037 | 0.69037 | 0.69037 | 0.5794 | 0.5794 | 0.57179 | 0.57404 | 0.57776 | 0.57665 | 0.57665 | 0.099926 | 0.099926 | 0.083272 | 0.083272 | 0.083272 | 0.083272 | 0.083272 | 0 | 0 | 0 | 0 | 0 | 0 | 0 | 28.2549 | 28.2549 | 23.5457 | 23.5457 | 23.5457 | 23.5457 | 23.5457 | 0.010393 | 0.010393 | 0.008661 | 0.008661 | 0.008661 | 0.008661 | 0.008661 | 0 | 0 | 0 | 0 | 0 | 0 | 0 | 0 | 0 | 0 | 0 | 0 | 0 | 0 | 0.69274 | 0.69274 | 0.69274 | 0.69274 | 0.69274 | 0.69274 | 0.69274 | 0.58426 | 0.58426 | 0.5768 | 0.57929 | 0.58261 | 0.58151 | 0.58151 | HighSchool Gym (in session) ILit all | HighSchool Gym (in session) ILit all | 3042 | 5 | 100 | HighSchool Gym (in session) ILit2 all | HighSchool Gym (in session) ILit all | HighSchool Gym (in session) ILit all | 3042 | 6.5 | 100 | 3042 | 9.3689 | 0.69037 | 0.05 | 0.05 | 0.05 | 0.05 | 0.05 | 0.05 | 0.05 | 0.58437 | 1 | 1 | 1 | 1 | 0.88125 | 1 | 1 | 1 | 0.46563 | 0.46563 | 0.46563 | 0.22812 | 0.22812 | 0.22812 | 0.05 | 0.05 | 10.0174 | 0.69274 | 0.065 | 0.065 | 0.065 | 0.065 | 0.065 | 0.065 | 0.065 | 0.59094 | 1 | 1 | 1 | 1 | 0.88313 | 1 | 1 | 1 | 0.47406 | 0.47406 | 0.47406 | 0.24031 | 0.24031 | 0.24031 | 0.065 | 0.065 | 0 | 0 | 0 | 0 | 0 | 0 | 0 | 0.5625 | 1 | 1 | 1 | 1 | 0.875 | 1 | 1 | 1 | 0.4375 | 0.4375 | 0.4375 | 0.1875 | 0.1875 | 0.1875 | 0 | 0 | 0 | 0 | 0 | 0 | 0 | 0 | 0 | 0.5625 | 1 | 1 | 1 | 1 | 0.875 | 1 | 1 | 1 | 0.4375 | 0.4375 | 0.4375 | 0.1875 | 0.1875 | 0.1875 | 0 | 0 | 16 | 0.66337 | 0.20792 | 0.079208 | 0.049505 | 0.76136 | 0.1022 | 0.01612 | 0.01612 | 0.013433 | 0.013433 | 0.013433 | 0.013433 | 0.013433 | Education - Secondary School | 0.074075 | 0.074075 | 0.072506 | 0.0739 | 0.074404 | 0.074246 | 0.074246 | Education - Secondary School - Exercising Centers and Gymnasium - all | 16 | 7 | 18 | 1688.475 | 72.8775 | 1688.475 | 72.8775 | 0 | 0 | 8.9812 | 0.38765 | 0 | 0 | 0 | 0 | 0 | 0 | 0 | 0 | 0.05 | 0.58437 | 1 | 1 | 1 | 1 | 0.88125 | 1 | 1 | 1 | 0.46563 | 0 | 0 | 0 | 0 | 0 | 0 | 0 |  | 1694.4675 | 188.8051 | 1694.4675 | 188.8051 | 0 | 0 | 9.0131 | 1.0043 | 0 | 0 | 0 | 0 | 0 | 0 | 0 | 0 | 0.065 | 0.59094 | 1 | 1 | 1 | 1 | 0.88313 | 1 | 1 | 1 | 0.47406 | 0 | 0 | 0 | 0 | 0 | 0 | 0 | 0.85196 | 0.84 | 0.89424 | 0.84
429 | 4 | 29 | 5 | 5 |  |  |  |  | Education - Secondary School | Exercising Centers and Gymnasium | Education - Secondary School - Exercising Centers and Gymnasium | (break) | Education - Secondary School (break) | Education - Secondary School - Exercising Centers and Gymnasium (break) | HighSchool Gym (break) | Sat | Closed | 16 | 16 | 0.15014 | 1.0505 | 1.0505 | 0.87542 | 0.87542 | 0.87542 | 0.87542 | 0.87542 | 0 | 0 | 0 | 0 | 0 | 0 | 0 | 1.032 | 1.032 | 0.86 | 0.86 | 0.86 | 0.86 | 0.86 | 0 | 0 | 0 | 0 | 0 | 0 | 0 | 0 | 0 | 0 | 0 | 0 | 0 | 0 | 0 | 0 | 0 | 0 | 0 | 0 | 0 | 0 | 0 | 0 | 0 | 0 | 0 | 0 | 0 | 0 | 0 | 0 | 0 | 0 | 0 | 0.099926 | 0.099926 | 0.083272 | 0.083272 | 0.083272 | 0.083272 | 0.083272 | 0 | 0 | 0 | 0 | 0 | 0 | 0 | 0.10304 | 0.10304 | 0.085864 | 0.085864 | 0.085864 | 0.085864 | 0.085864 | 0 | 0 | 0 | 0 | 0 | 0 | 0 | 0 | 0 | 0 | 0 | 0 | 0 | 0 | 0 | 0 | 0 | 0 | 0 | 0 | 0 | 0 | 0 | 0 | 0 | 0 | 0 | 0 | 0 | 0 | 0 | 0 | 0 | 0 | 0 | HighSchool Gym (break) ILit Cls | HighSchool Gym (break) ILit Cls | 2 | 2 | 2 | HighSchool Gym (break) ILit2 Cls | HighSchool Gym (break) ILit Cls | HighSchool Gym (break) ILit Cls | 2 | 2 | 2 | 2 | 0.40894 | 0.02 | 0.02 | 0.02 | 0.02 | 0.02 | 0.02 | 0.02 | 0.02 | 0.02 | 0.02 | 0.02 | 0.02 | 0.02 | 0.02 | 0.02 | 0.02 | 0.02 | 0.02 | 0.02 | 0.02 | 0.02 | 0.02 | 0.02 | 0.02 | 0.02 | 0.42923 | 0.02 | 0.02 | 0.02 | 0.02 | 0.02 | 0.02 | 0.02 | 0.02 | 0.02 | 0.02 | 0.02 | 0.02 | 0.02 | 0.02 | 0.02 | 0.02 | 0.02 | 0.02 | 0.02 | 0.02 | 0.02 | 0.02 | 0.02 | 0.02 | 0.02 | 0 | 0 | 0 | 0 | 0 | 0 | 0 | 0 | 0 | 0 | 0 | 0 | 0 | 0 | 0 | 0 | 0 | 0 | 0 | 0 | 0 | 0 | 0 | 0 | 0 | 0 | 0 | 0 | 0 | 0 | 0 | 0 | 0 | 0 | 0 | 0 | 0 | 0 | 0 | 0 | 0 | 0 | 0 | 0 | 0 | 0 | 0 | 0 | 16 | 0.66337 | 0.20792 | 0.079208 | 0.049505 | 0.76136 | 0 | 0 | 0 | 0 | 0 | 0 | 0 | 0 |  | 0.0025468 | 0.0025468 | 0.0025307 | 0.0025692 | 0.0025682 | 0.0025679 | 0.0025679 | Education - Secondary School - Exercising Centers and Gymnasium - (break) - Sat | 10 | 7 | 16 | 0 | 6.5431 | 0 | 0 | 0 | 6.5431 | 0 | 0 | 0 | 0.40894 | 0 | 0 | 0 | 0 | 0 | 0 | 0 | 0 | 0 | 0 | 0 | 0 | 0 | 0 | 0 | 0 | 0 | 0 | 0 | 0 | 0 | 0 | 0 | 0 |  | 0 | 6.8677 | 0 | 0 | 0 | 6.8677 | 0 | 0 | 0 | 0.42923 | 0 | 0 | 0 | 0 | 0 | 0 | 0 | 0 | 0 | 0 | 0 | 0 | 0 | 0 | 0 | 0 | 0 | 0 | 0 | 0 | 0 | 0 | 0 | 0 | 0.85196 | 0.84 | 0.89424 | 0.84
430 | 4 | 30 | 6 | 6 |  |  |  |  | Education - Secondary School | Exercising Centers and Gymnasium | Education - Secondary School - Exercising Centers and Gymnasium | (break) | Education - Secondary School (break) | Education - Secondary School - Exercising Centers and Gymnasium (break) | HighSchool Gym (break) | Sun | Closed | 16 | 16 | 0.15014 | 1.0505 | 1.0505 | 0.87542 | 0.87542 | 0.87542 | 0.87542 | 0.87542 | 0 | 0 | 0 | 0 | 0 | 0 | 0 | 1.032 | 1.032 | 0.86 | 0.86 | 0.86 | 0.86 | 0.86 | 0 | 0 | 0 | 0 | 0 | 0 | 0 | 0 | 0 | 0 | 0 | 0 | 0 | 0 | 0 | 0 | 0 | 0 | 0 | 0 | 0 | 0 | 0 | 0 | 0 | 0 | 0 | 0 | 0 | 0 | 0 | 0 | 0 | 0 | 0 | 0.099926 | 0.099926 | 0.083272 | 0.083272 | 0.083272 | 0.083272 | 0.083272 | 0 | 0 | 0 | 0 | 0 | 0 | 0 | 0.10304 | 0.10304 | 0.085864 | 0.085864 | 0.085864 | 0.085864 | 0.085864 | 0 | 0 | 0 | 0 | 0 | 0 | 0 | 0 | 0 | 0 | 0 | 0 | 0 | 0 | 0 | 0 | 0 | 0 | 0 | 0 | 0 | 0 | 0 | 0 | 0 | 0 | 0 | 0 | 0 | 0 | 0 | 0 | 0 | 0 | 0 | HighSchool Gym (break) ILit Cls | HighSchool Gym (break) ILit Cls | 2 | 2 | 2 | HighSchool Gym (break) ILit2 Cls | HighSchool Gym (break) ILit Cls | HighSchool Gym (break) ILit Cls | 2 | 2 | 2 | 2 | 0.40894 | 0.02 | 0.02 | 0.02 | 0.02 | 0.02 | 0.02 | 0.02 | 0.02 | 0.02 | 0.02 | 0.02 | 0.02 | 0.02 | 0.02 | 0.02 | 0.02 | 0.02 | 0.02 | 0.02 | 0.02 | 0.02 | 0.02 | 0.02 | 0.02 | 0.02 | 0.42923 | 0.02 | 0.02 | 0.02 | 0.02 | 0.02 | 0.02 | 0.02 | 0.02 | 0.02 | 0.02 | 0.02 | 0.02 | 0.02 | 0.02 | 0.02 | 0.02 | 0.02 | 0.02 | 0.02 | 0.02 | 0.02 | 0.02 | 0.02 | 0.02 | 0.02 | 0 | 0 | 0 | 0 | 0 | 0 | 0 | 0 | 0 | 0 | 0 | 0 | 0 | 0 | 0 | 0 | 0 | 0 | 0 | 0 | 0 | 0 | 0 | 0 | 0 | 0 | 0 | 0 | 0 | 0 | 0 | 0 | 0 | 0 | 0 | 0 | 0 | 0 | 0 | 0 | 0 | 0 | 0 | 0 | 0 | 0 | 0 | 0 | 16 | 0.66337 | 0.20792 | 0.079208 | 0.049505 | 0.76136 | 0 | 0 | 0 | 0 | 0 | 0 | 0 | 0 |  | 0.0025468 | 0.0025468 | 0.0025307 | 0.0025692 | 0.0025682 | 0.0025679 | 0.0025679 | Education - Secondary School - Exercising Centers and Gymnasium - (break) - Sun | 12 | 7 | 16 | 0 | 6.5431 | 0 | 0 | 0 | 6.5431 | 0 | 0 | 0 | 0.40894 | 0 | 0 | 0 | 0 | 0 | 0 | 0 | 0 | 0 | 0 | 0 | 0 | 0 | 0 | 0 | 0 | 0 | 0 | 0 | 0 | 0 | 0 | 0 | 0 |  | 0 | 6.8677 | 0 | 0 | 0 | 6.8677 | 0 | 0 | 0 | 0.42923 | 0 | 0 | 0 | 0 | 0 | 0 | 0 | 0 | 0 | 0 | 0 | 0 | 0 | 0 | 0 | 0 | 0 | 0 | 0 | 0 | 0 | 0 | 0 | 0 | 0.85196 | 0.84 | 0.89424 | 0.84
431 | 4 | 31 | 7 | 7 |  |  |  |  | Education - Secondary School | Exercising Centers and Gymnasium | Education - Secondary School - Exercising Centers and Gymnasium | (break) | Education - Secondary School (break) | Education - Secondary School - Exercising Centers and Gymnasium (break) | HighSchool Gym (break) | Hol | Closed | 3 | 3 | 0.15014 | 1.0505 | 1.0505 | 0.87542 | 0.87542 | 0.87542 | 0.87542 | 0.87542 | 0 | 0 | 0 | 0 | 0 | 0 | 0 | 0.1935 | 0.1935 | 0.16125 | 0.16125 | 0.16125 | 0.16125 | 0.16125 | 0 | 0 | 0 | 0 | 0 | 0 | 0 | 0 | 0 | 0 | 0 | 0 | 0 | 0 | 0 | 0 | 0 | 0 | 0 | 0 | 0 | 0 | 0 | 0 | 0 | 0 | 0 | 0 | 0 | 0 | 0 | 0 | 0 | 0 | 0 | 0.099926 | 0.099926 | 0.083272 | 0.083272 | 0.083272 | 0.083272 | 0.083272 | 0 | 0 | 0 | 0 | 0 | 0 | 0 | 0.019319 | 0.019319 | 0.0161 | 0.0161 | 0.0161 | 0.0161 | 0.0161 | 0 | 0 | 0 | 0 | 0 | 0 | 0 | 0 | 0 | 0 | 0 | 0 | 0 | 0 | 0 | 0 | 0 | 0 | 0 | 0 | 0 | 0 | 0 | 0 | 0 | 0 | 0 | 0 | 0 | 0 | 0 | 0 | 0 | 0 | 0 | HighSchool Gym (break) ILit Cls | HighSchool Gym (break) ILit Cls | 2 | 2 | 2 | HighSchool Gym (break) ILit2 Cls | HighSchool Gym (break) ILit Cls | HighSchool Gym (break) ILit Cls | 2 | 2 | 2 | 2 | 0.40894 | 0.02 | 0.02 | 0.02 | 0.02 | 0.02 | 0.02 | 0.02 | 0.02 | 0.02 | 0.02 | 0.02 | 0.02 | 0.02 | 0.02 | 0.02 | 0.02 | 0.02 | 0.02 | 0.02 | 0.02 | 0.02 | 0.02 | 0.02 | 0.02 | 0.02 | 0.42923 | 0.02 | 0.02 | 0.02 | 0.02 | 0.02 | 0.02 | 0.02 | 0.02 | 0.02 | 0.02 | 0.02 | 0.02 | 0.02 | 0.02 | 0.02 | 0.02 | 0.02 | 0.02 | 0.02 | 0.02 | 0.02 | 0.02 | 0.02 | 0.02 | 0.02 | 0 | 0 | 0 | 0 | 0 | 0 | 0 | 0 | 0 | 0 | 0 | 0 | 0 | 0 | 0 | 0 | 0 | 0 | 0 | 0 | 0 | 0 | 0 | 0 | 0 | 0 | 0 | 0 | 0 | 0 | 0 | 0 | 0 | 0 | 0 | 0 | 0 | 0 | 0 | 0 | 0 | 0 | 0 | 0 | 0 | 0 | 0 | 0 | 16 | 0.66337 | 0.20792 | 0.079208 | 0.049505 | 0.76136 | 0 | 0 | 0 | 0 | 0 | 0 | 0 | 0 |  | 0.0025468 | 0.0025468 | 0.0025307 | 0.0025692 | 0.0025682 | 0.0025679 | 0.0025679 | Education - Secondary School - Exercising Centers and Gymnasium - (break) - Hol | 14 | 7 | 16 | 0 | 1.2268 | 0 | 0 | 0 | 1.2268 | 0 | 0 | 0 | 0.40894 | 0 | 0 | 0 | 0 | 0 | 0 | 0 | 0 | 0 | 0 | 0 | 0 | 0 | 0 | 0 | 0 | 0 | 0 | 0 | 0 | 0 | 0 | 0 | 0 |  | 0 | 1.2877 | 0 | 0 | 0 | 1.2877 | 0 | 0 | 0 | 0.42923 | 0 | 0 | 0 | 0 | 0 | 0 | 0 | 0 | 0 | 0 | 0 | 0 | 0 | 0 | 0 | 0 | 0 | 0 | 0 | 0 | 0 | 0 | 0 | 0 | 0.85196 | 0.84 | 0.89424 | 0.84
432 | 4 | 32 | 8 | 8 |  | Education - Secondary School (break) | Education - Secondary School - Exercising Centers and Gymnasium | Education - Secondary School - Exercising Centers and Gymnasium (break) | Education - Secondary School | Exercising Centers and Gymnasium | Education - Secondary School - Exercising Centers and Gymnasium | (break) | Education - Secondary School (break) | Education - Secondary School - Exercising Centers and Gymnasium (break) | HighSchool Gym (break) | all | Closed | 63 | 63 | 0.15014 | 1.0505 | 1.0505 | 0.87542 | 0.87542 | 0.87542 | 0.87542 | 0.87542 | 0.15772 | 0.15772 | 0.13144 | 0.13144 | 0.13144 | 0.13144 | 0.13144 | 4.0635 | 4.0635 | 3.3862 | 3.3862 | 3.3862 | 3.3862 | 3.3862 | 0.0031545 | 0.0031545 | 0.0026287 | 0.0026287 | 0.0026287 | 0.0026287 | 0.0026287 | 2006.4103 | 2006.4103 | 2006.4103 | 2006.4103 | 2006.4103 | 2006.4103 | 2006.4103 | 0 | 0 | 0 | 0 | 0 | 0 | 0 | 0.02 | 0.02 | 0.02 | 0.02 | 0.02 | 0.02 | 0.02 | 0.02 | 0.02 | 0.02 | 0.02 | 0.02 | 0.02 | 0.02 | 0.099926 | 0.099926 | 0.083272 | 0.083272 | 0.083272 | 0.083272 | 0.083272 | 0.015003 | 0.015003 | 0.012503 | 0.012503 | 0.012503 | 0.012503 | 0.012503 | 0.40571 | 0.40571 | 0.33809 | 0.33809 | 0.33809 | 0.33809 | 0.33809 | 0.00030006 | 0.00030006 | 0.00025005 | 0.00025005 | 0.00025005 | 0.00025005 | 0.00025005 | 2148.5244 | 2148.5244 | 2148.5244 | 2148.5244 | 2148.5244 | 2148.5244 | 2148.5244 | 0 | 0 | 0 | 0 | 0 | 0 | 0 | 0.02 | 0.02 | 0.02 | 0.02 | 0.02 | 0.02 | 0.02 | 0.02 | 0.02 | 0.02 | 0.02 | 0.02 | 0.02 | 0.02 | HighSchool Gym (break) ILit Cls | HighSchool Gym (break) ILit Cls | 2 | 2 | 2 | HighSchool Gym (break) ILit2 Cls | HighSchool Gym (break) ILit Cls | HighSchool Gym (break) ILit Cls | 2 | 2 | 2 | 2 | 0.40894 | 0.02 | 0.02 | 0.02 | 0.02 | 0.02 | 0.02 | 0.02 | 0.02 | 0.02 | 0.02 | 0.02 | 0.02 | 0.02 | 0.02 | 0.02 | 0.02 | 0.02 | 0.02 | 0.02 | 0.02 | 0.02 | 0.02 | 0.02 | 0.02 | 0.02 | 0.42923 | 0.02 | 0.02 | 0.02 | 0.02 | 0.02 | 0.02 | 0.02 | 0.02 | 0.02 | 0.02 | 0.02 | 0.02 | 0.02 | 0.02 | 0.02 | 0.02 | 0.02 | 0.02 | 0.02 | 0.02 | 0.02 | 0.02 | 0.02 | 0.02 | 0.02 | 0 | 0 | 0 | 0 | 0 | 0 | 0 | 0 | 0 | 0 | 0 | 0 | 0 | 0 | 0 | 0 | 0 | 0 | 0 | 0 | 0 | 0 | 0 | 0 | 0 | 0 | 0 | 0 | 0 | 0 | 0 | 0 | 0 | 0 | 0 | 0 | 0 | 0 | 0 | 0 | 0 | 0 | 0 | 0 | 0 | 0 | 0 | 0 | 16 | 0.66337 | 0.20792 | 0.079208 | 0.049505 | 0.76136 | 0.0029608 | 0.00046699 | 0.00046699 | 0.00038916 | 0.00038916 | 0.00038916 | 0.00038916 | 0.00038916 | Education - Secondary School (break) | 0.0025468 | 0.0025468 | 0.0025307 | 0.0025692 | 0.0025682 | 0.0025679 | 0.0025679 | Education - Secondary School - Exercising Centers and Gymnasium - (break) - all | 16 | 7 | 18 | 0 | 25.7633 | 0 | 25.7633 | 0 | 0 | 0 | 0.40894 | 0 | 0 | 0 | 0 | 0 | 0 | 0 | 0 | 0 | 0 | 0 | 0 | 0 | 0 | 0 | 0 | 0 | 0 | 0 | 0 | 0 | 0 | 0 | 0 | 0 | 0 |  | 0 | 27.0417 | 0 | 27.0417 | 0 | 0 | 0 | 0.42923 | 0 | 0 | 0 | 0 | 0 | 0 | 0 | 0 | 0 | 0 | 0 | 0 | 0 | 0 | 0 | 0 | 0 | 0 | 0 | 0 | 0 | 0 | 0 | 0 | 0 | 0 | 0.85196 | 0.84 | 0.89424 | 0.84
433 | 4 | 33 | 5 | 1 |  |  |  |  | Education - Secondary School | Kitchen and Food Preparation | Education - Secondary School - Kitchen and Food Preparation |  | Education - Secondary School | Education - Secondary School - Kitchen and Food Preparation | HighSchool Kitchen (in session) | Sat | Open | 36 | 36 | 0.070079 | 1.4882 | 1.4882 | 1.4882 | 1.4882 | 1.4007 | 1.4007 | 1.4007 | 0 | 0 | 0 | 0 | 0 | 0 | 0 | 8.9581 | 8.9581 | 8.9581 | 8.9581 | 8.4312 | 8.4312 | 8.4312 | 0 | 0 | 0 | 0 | 0 | 0 | 0 | 0 | 0 | 0 | 0 | 0 | 0 | 0 | 0 | 0 | 0 | 0 | 0 | 0 | 0 | 0 | 0 | 0 | 0 | 0 | 0 | 0 | 0 | 0 | 0 | 0 | 0 | 0 | 0 | 0.14156 | 0.14156 | 0.14156 | 0.14156 | 0.13324 | 0.13324 | 0.13324 | 0 | 0 | 0 | 0 | 0 | 0 | 0 | 0.9924 | 0.9924 | 0.9924 | 0.9924 | 0.93402 | 0.93402 | 0.93402 | 0 | 0 | 0 | 0 | 0 | 0 | 0 | 0 | 0 | 0 | 0 | 0 | 0 | 0 | 0 | 0 | 0 | 0 | 0 | 0 | 0 | 0 | 0 | 0 | 0 | 0 | 0 | 0 | 0 | 0 | 0 | 0 | 0 | 0 | 0 | HighSchool Kitchen (in session) ILit Sat | HighSchool Kitchen (in session) ILit all | 3055 | 5 | 45 | HighSchool Kitchen (in session) ILit2 Sat | HighSchool Kitchen (in session) ILit Sat | HighSchool Kitchen (in session) ILit all | 3055 | 6.5 | 45 | 3055 | 2.3859 | 0.042 | 0.05 | 0.05 | 0.05 | 0.05 | 0.05 | 0.05 | 0.05 | 0.05 | 0.05 | 0.05 | 0.45 | 0.45 | 0.45 | 0.45 | 0.05 | 0.05 | 0.05 | 0.05 | 0.05 | 0.05 | 0.05 | 0.05 | 0.05 | 0.05 | 2.7787 | 0.0546 | 0.065 | 0.065 | 0.065 | 0.065 | 0.065 | 0.065 | 0.065 | 0.065 | 0.065 | 0.065 | 0.45 | 0.45 | 0.45 | 0.45 | 0.065 | 0.065 | 0.065 | 0.065 | 0.065 | 0.065 | 0.065 | 0.065 | 0.065 | 0.065 | 0 | 0 | 0 | 0 | 0 | 0 | 0 | 0 | 0 | 0 | 1 | 1 | 1 | 1 | 0 | 0 | 0 | 0 | 0 | 0 | 0 | 0 | 0 | 0 | 0 | 0 | 0 | 0 | 0 | 0 | 0 | 0 | 0 | 0 | 1 | 1 | 1 | 1 | 0 | 0 | 0 | 0 | 0 | 0 | 0 | 0 | 0 | 0 | 16 | 0.66337 | 0.20792 | 0.079208 | 0.049505 | 0.76136 | 0 | 0 | 0 | 0 | 0 | 0 | 0 | 0 |  | 0.074075 | 0.074075 | 0.072506 | 0.0739 | 0.074404 | 0.074246 | 0.074246 | Education - Secondary School - Kitchen and Food Preparation - Sat | 10 | 7 | 16 | 73.8 | 12.0934 | 0 | 0 | 73.8 | 12.0934 | 0 | 0 | 2.05 | 0.33593 | 0 | 0 | 0 | 0 | 0 | 0 | 0.05 | 0.05 | 0.05 | 0.05 | 0.45 | 0.45 | 0.45 | 0.45 | 0.05 | 0 | 0 | 0 | 0 | 0 | 0 | 0 | 0 | 0 |  | 76.5 | 23.5341 | 0 | 0 | 76.5 | 23.5341 | 0 | 0 | 2.125 | 0.65373 | 0 | 0 | 0 | 0 | 0 | 0 | 0.065 | 0.065 | 0.065 | 0.065 | 0.45 | 0.45 | 0.45 | 0.45 | 0.065 | 0 | 0 | 0 | 0 | 0 | 0 | 0 | 0 | 0 | 0.85212 | 0.84 | 0.89636 | 0.84
434 | 4 | 34 | 6 | 2 |  |  |  |  | Education - Secondary School | Kitchen and Food Preparation | Education - Secondary School - Kitchen and Food Preparation |  | Education - Secondary School | Education - Secondary School - Kitchen and Food Preparation | HighSchool Kitchen (in session) | Sun | Closed | 36 | 36 | 0.070079 | 1.4882 | 1.4882 | 1.4882 | 1.4882 | 1.4007 | 1.4007 | 1.4007 | 0 | 0 | 0 | 0 | 0 | 0 | 0 | 3.8392 | 3.8392 | 3.8392 | 3.8392 | 3.6134 | 3.6134 | 3.6134 | 0 | 0 | 0 | 0 | 0 | 0 | 0 | 0 | 0 | 0 | 0 | 0 | 0 | 0 | 0 | 0 | 0 | 0 | 0 | 0 | 0 | 0 | 0 | 0 | 0 | 0 | 0 | 0 | 0 | 0 | 0 | 0 | 0 | 0 | 0 | 0.14156 | 0.14156 | 0.14156 | 0.14156 | 0.13324 | 0.13324 | 0.13324 | 0 | 0 | 0 | 0 | 0 | 0 | 0 | 0.38415 | 0.38415 | 0.38415 | 0.38415 | 0.36156 | 0.36156 | 0.36156 | 0 | 0 | 0 | 0 | 0 | 0 | 0 | 0 | 0 | 0 | 0 | 0 | 0 | 0 | 0 | 0 | 0 | 0 | 0 | 0 | 0 | 0 | 0 | 0 | 0 | 0 | 0 | 0 | 0 | 0 | 0 | 0 | 0 | 0 | 0 | HighSchool Kitchen (in session) ILit Cls | HighSchool Kitchen (in session) ILit Cls | 2 | 5 | 5 | HighSchool Kitchen (in session) ILit2 Cls | HighSchool Kitchen (in session) ILit Cls | HighSchool Kitchen (in session) ILit Cls | 2 | 5 | 5 | 2 | 1.0225 | 0.042 | 0.05 | 0.05 | 0.05 | 0.05 | 0.05 | 0.05 | 0.05 | 0.05 | 0.05 | 0.05 | 0.05 | 0.05 | 0.05 | 0.05 | 0.05 | 0.05 | 0.05 | 0.05 | 0.05 | 0.05 | 0.05 | 0.05 | 0.05 | 0.05 | 1.0756 | 0.042 | 0.05 | 0.05 | 0.05 | 0.05 | 0.05 | 0.05 | 0.05 | 0.05 | 0.05 | 0.05 | 0.05 | 0.05 | 0.05 | 0.05 | 0.05 | 0.05 | 0.05 | 0.05 | 0.05 | 0.05 | 0.05 | 0.05 | 0.05 | 0.05 | 0 | 0 | 0 | 0 | 0 | 0 | 0 | 0 | 0 | 0 | 0 | 0 | 0 | 0 | 0 | 0 | 0 | 0 | 0 | 0 | 0 | 0 | 0 | 0 | 0 | 0 | 0 | 0 | 0 | 0 | 0 | 0 | 0 | 0 | 0 | 0 | 0 | 0 | 0 | 0 | 0 | 0 | 0 | 0 | 0 | 0 | 0 | 0 | 16 | 0.66337 | 0.20792 | 0.079208 | 0.049505 | 0.76136 | 0 | 0 | 0 | 0 | 0 | 0 | 0 | 0 |  | 0.074075 | 0.074075 | 0.072506 | 0.0739 | 0.074404 | 0.074246 | 0.074246 | Education - Secondary School - Kitchen and Food Preparation - Sun | 12 | 7 | 16 | 0 | 36.8115 | 0 | 0 | 0 | 36.8115 | 0 | 0 | 0 | 1.0225 | 0 | 0 | 0 | 0 | 0 | 0 | 0 | 0 | 0 | 0 | 0 | 0 | 0 | 0 | 0 | 0 | 0 | 0 | 0 | 0 | 0 | 0 | 0 | 0 |  | 0 | 38.7229 | 0 | 0 | 0 | 38.7229 | 0 | 0 | 0 | 1.0756 | 0 | 0 | 0 | 0 | 0 | 0 | 0 | 0 | 0 | 0 | 0 | 0 | 0 | 0 | 0 | 0 | 0 | 0 | 0 | 0 | 0 | 0 | 0 | 0 | 0.85212 | 0.84 | 0.89636 | 0.84
435 | 4 | 35 | 7 | 3 |  |  |  |  | Education - Secondary School | Kitchen and Food Preparation | Education - Secondary School - Kitchen and Food Preparation |  | Education - Secondary School | Education - Secondary School - Kitchen and Food Preparation | HighSchool Kitchen (in session) | Hol | Closed | 7 | 7 | 0.070079 | 1.4882 | 1.4882 | 1.4882 | 1.4882 | 1.4007 | 1.4007 | 1.4007 | 0 | 0 | 0 | 0 | 0 | 0 | 0 | 0.74651 | 0.74651 | 0.74651 | 0.74651 | 0.7026 | 0.7026 | 0.7026 | 0 | 0 | 0 | 0 | 0 | 0 | 0 | 0 | 0 | 0 | 0 | 0 | 0 | 0 | 0 | 0 | 0 | 0 | 0 | 0 | 0 | 0 | 0 | 0 | 0 | 0 | 0 | 0 | 0 | 0 | 0 | 0 | 0 | 0 | 0 | 0.14156 | 0.14156 | 0.14156 | 0.14156 | 0.13324 | 0.13324 | 0.13324 | 0 | 0 | 0 | 0 | 0 | 0 | 0 | 0.074697 | 0.074697 | 0.074697 | 0.074697 | 0.070303 | 0.070303 | 0.070303 | 0 | 0 | 0 | 0 | 0 | 0 | 0 | 0 | 0 | 0 | 0 | 0 | 0 | 0 | 0 | 0 | 0 | 0 | 0 | 0 | 0 | 0 | 0 | 0 | 0 | 0 | 0 | 0 | 0 | 0 | 0 | 0 | 0 | 0 | 0 | HighSchool Kitchen (in session) ILit Cls | HighSchool Kitchen (in session) ILit Cls | 2 | 5 | 5 | HighSchool Kitchen (in session) ILit2 Cls | HighSchool Kitchen (in session) ILit Cls | HighSchool Kitchen (in session) ILit Cls | 2 | 5 | 5 | 2 | 1.0225 | 0.042 | 0.05 | 0.05 | 0.05 | 0.05 | 0.05 | 0.05 | 0.05 | 0.05 | 0.05 | 0.05 | 0.05 | 0.05 | 0.05 | 0.05 | 0.05 | 0.05 | 0.05 | 0.05 | 0.05 | 0.05 | 0.05 | 0.05 | 0.05 | 0.05 | 1.0756 | 0.042 | 0.05 | 0.05 | 0.05 | 0.05 | 0.05 | 0.05 | 0.05 | 0.05 | 0.05 | 0.05 | 0.05 | 0.05 | 0.05 | 0.05 | 0.05 | 0.05 | 0.05 | 0.05 | 0.05 | 0.05 | 0.05 | 0.05 | 0.05 | 0.05 | 0 | 0 | 0 | 0 | 0 | 0 | 0 | 0 | 0 | 0 | 0 | 0 | 0 | 0 | 0 | 0 | 0 | 0 | 0 | 0 | 0 | 0 | 0 | 0 | 0 | 0 | 0 | 0 | 0 | 0 | 0 | 0 | 0 | 0 | 0 | 0 | 0 | 0 | 0 | 0 | 0 | 0 | 0 | 0 | 0 | 0 | 0 | 0 | 16 | 0.66337 | 0.20792 | 0.079208 | 0.049505 | 0.76136 | 0 | 0 | 0 | 0 | 0 | 0 | 0 | 0 |  | 0.074075 | 0.074075 | 0.072506 | 0.0739 | 0.074404 | 0.074246 | 0.074246 | Education - Secondary School - Kitchen and Food Preparation - Hol | 14 | 7 | 16 | 0 | 7.1578 | 0 | 0 | 0 | 7.1578 | 0 | 0 | 0 | 1.0225 | 0 | 0 | 0 | 0 | 0 | 0 | 0 | 0 | 0 | 0 | 0 | 0 | 0 | 0 | 0 | 0 | 0 | 0 | 0 | 0 | 0 | 0 | 0 | 0 |  | 0 | 7.5294 | 0 | 0 | 0 | 7.5294 | 0 | 0 | 0 | 1.0756 | 0 | 0 | 0 | 0 | 0 | 0 | 0 | 0 | 0 | 0 | 0 | 0 | 0 | 0 | 0 | 0 | 0 | 0 | 0 | 0 | 0 | 0 | 0 | 0 | 0.85212 | 0.84 | 0.89636 | 0.84
436 | 4 | 36 | 8 | 4 |  | Education - Secondary School |  | Education - Secondary School - Kitchen and Food Preparation | Education - Secondary School | Kitchen and Food Preparation | Education - Secondary School - Kitchen and Food Preparation |  | Education - Secondary School | Education - Secondary School - Kitchen and Food Preparation | HighSchool Kitchen (in session) | all | Open | 188 | 188 | 0.070079 | 1.4882 | 1.4882 | 1.4882 | 1.4882 | 1.4007 | 1.4007 | 1.4007 | 0 | 0 | 0 | 0 | 0 | 0 | 0 | 83.5379 | 83.5379 | 83.5379 | 83.5379 | 78.6239 | 78.6239 | 78.6239 | 0.0043803 | 0.0043803 | 0.0043803 | 0.0043803 | 0.0041227 | 0.0041227 | 0.0041227 | 0 | 0 | 0 | 0 | 0 | 0 | 0 | 0 | 0 | 0 | 0 | 0 | 0 | 0 | 0.042 | 0.042 | 0.042 | 0.042 | 0.042 | 0.042 | 0.042 | 0.5794 | 0.5794 | 0.57179 | 0.57404 | 0.57776 | 0.57665 | 0.57665 | 0.14156 | 0.14156 | 0.14156 | 0.14156 | 0.13324 | 0.13324 | 0.13324 | 0 | 0 | 0 | 0 | 0 | 0 | 0 | 8.8604 | 8.8604 | 8.8604 | 8.8604 | 8.3392 | 8.3392 | 8.3392 | 0.00054166 | 0.00054166 | 0.00054166 | 0.00054166 | 0.0005098 | 0.0005098 | 0.0005098 | 0 | 0 | 0 | 0 | 0 | 0 | 0 | 0 | 0 | 0 | 0 | 0 | 0 | 0 | 0.0546 | 0.0546 | 0.0546 | 0.0546 | 0.0546 | 0.0546 | 0.0546 | 0.58426 | 0.58426 | 0.5768 | 0.57929 | 0.58261 | 0.58151 | 0.58151 | HighSchool Kitchen (in session) ILit all | HighSchool Kitchen (in session) ILit all | 3055 | 5 | 100 | HighSchool Kitchen (in session) ILit2 all | HighSchool Kitchen (in session) ILit all | HighSchool Kitchen (in session) ILit all | 3055 | 6.5 | 100 | 3055 | 4.2606 | 0.042 | 0.05 | 0.05 | 0.05 | 0.05 | 0.05 | 0.05 | 0.05 | 0.05 | 0.05 | 0.05 | 1 | 1 | 1 | 1 | 0.05 | 0.05 | 0.05 | 0.05 | 0.05 | 0.05 | 0.05 | 0.05 | 0.05 | 0.05 | 4.7507 | 0.0546 | 0.065 | 0.065 | 0.065 | 0.065 | 0.065 | 0.065 | 0.065 | 0.065 | 0.065 | 0.065 | 1 | 1 | 1 | 1 | 0.065 | 0.065 | 0.065 | 0.065 | 0.065 | 0.065 | 0.065 | 0.065 | 0.065 | 0.065 | 0 | 0 | 0 | 0 | 0 | 0 | 0 | 0 | 0 | 0 | 1 | 1 | 1 | 1 | 0 | 0 | 0 | 0 | 0 | 0 | 0 | 0 | 0 | 0 | 0 | 0 | 0 | 0 | 0 | 0 | 0 | 0 | 0 | 0 | 1 | 1 | 1 | 1 | 0 | 0 | 0 | 0 | 0 | 0 | 0 | 0 | 0 | 0 | 16 | 0.66337 | 0.20792 | 0.079208 | 0.049505 | 0.76136 | 0.0062111 | 0.00064777 | 0.00064777 | 0.00064777 | 0.00064777 | 0.00060967 | 0.00060967 | 0.00060967 | Education - Secondary School | 0.074075 | 0.074075 | 0.072506 | 0.0739 | 0.074404 | 0.074246 | 0.074246 | Education - Secondary School - Kitchen and Food Preparation - all | 16 | 7 | 18 | 817.8 | -16.8099 | 817.8 | -16.8099 | 0 | 0 | 4.35 | -0.089414 | 0 | 0 | 0 | 0 | 0 | 0 | 0 | 0 | 0.05 | 0.05 | 0.05 | 0.05 | 1 | 1 | 1 | 1 | 0.05 | 0.05 | 0.05 | 0 | 0 | 0 | 0 | 0 | 0 | 0 |  | 837.54 | 55.5961 | 837.54 | 55.5961 | 0 | 0 | 4.455 | 0.29572 | 0 | 0 | 0 | 0 | 0 | 0 | 0 | 0 | 0.065 | 0.065 | 0.065 | 0.065 | 1 | 1 | 1 | 1 | 0.065 | 0.065 | 0.065 | 0 | 0 | 0 | 0 | 0 | 0 | 0 | 0.85212 | 0.84 | 0.89636 | 0.84
437 | 4 | 37 | 5 | 5 |  |  |  |  | Education - Secondary School | Kitchen and Food Preparation | Education - Secondary School - Kitchen and Food Preparation | (break) | Education - Secondary School (break) | Education - Secondary School - Kitchen and Food Preparation (break) | HighSchool Kitchen (break) | Sat | Closed | 16 | 16 | 0.070079 | 1.4882 | 1.4882 | 1.4882 | 1.4882 | 1.4007 | 1.4007 | 1.4007 | 0 | 0 | 0 | 0 | 0 | 0 | 0 | 0.68252 | 0.68252 | 0.68252 | 0.68252 | 0.64237 | 0.64237 | 0.64237 | 0 | 0 | 0 | 0 | 0 | 0 | 0 | 0 | 0 | 0 | 0 | 0 | 0 | 0 | 0 | 0 | 0 | 0 | 0 | 0 | 0 | 0 | 0 | 0 | 0 | 0 | 0 | 0 | 0 | 0 | 0 | 0 | 0 | 0 | 0 | 0.14156 | 0.14156 | 0.14156 | 0.14156 | 0.13324 | 0.13324 | 0.13324 | 0 | 0 | 0 | 0 | 0 | 0 | 0 | 0.068294 | 0.068294 | 0.068294 | 0.068294 | 0.064277 | 0.064277 | 0.064277 | 0 | 0 | 0 | 0 | 0 | 0 | 0 | 0 | 0 | 0 | 0 | 0 | 0 | 0 | 0 | 0 | 0 | 0 | 0 | 0 | 0 | 0 | 0 | 0 | 0 | 0 | 0 | 0 | 0 | 0 | 0 | 0 | 0 | 0 | 0 | HighSchool Kitchen (break) ILit Cls | HighSchool Kitchen (break) ILit Cls | 2 | 2 | 2 | HighSchool Kitchen (break) ILit2 Cls | HighSchool Kitchen (break) ILit Cls | HighSchool Kitchen (break) ILit Cls | 2 | 2 | 2 | 2 | 0.40902 | 0.02 | 0.02 | 0.02 | 0.02 | 0.02 | 0.02 | 0.02 | 0.02 | 0.02 | 0.02 | 0.02 | 0.02 | 0.02 | 0.02 | 0.02 | 0.02 | 0.02 | 0.02 | 0.02 | 0.02 | 0.02 | 0.02 | 0.02 | 0.02 | 0.02 | 0.43025 | 0.02 | 0.02 | 0.02 | 0.02 | 0.02 | 0.02 | 0.02 | 0.02 | 0.02 | 0.02 | 0.02 | 0.02 | 0.02 | 0.02 | 0.02 | 0.02 | 0.02 | 0.02 | 0.02 | 0.02 | 0.02 | 0.02 | 0.02 | 0.02 | 0.02 | 0 | 0 | 0 | 0 | 0 | 0 | 0 | 0 | 0 | 0 | 0 | 0 | 0 | 0 | 0 | 0 | 0 | 0 | 0 | 0 | 0 | 0 | 0 | 0 | 0 | 0 | 0 | 0 | 0 | 0 | 0 | 0 | 0 | 0 | 0 | 0 | 0 | 0 | 0 | 0 | 0 | 0 | 0 | 0 | 0 | 0 | 0 | 0 | 16 | 0.66337 | 0.20792 | 0.079208 | 0.049505 | 0.76136 | 0 | 0 | 0 | 0 | 0 | 0 | 0 | 0 |  | 0.0025468 | 0.0025468 | 0.0025307 | 0.0025692 | 0.0025682 | 0.0025679 | 0.0025679 | Education - Secondary School - Kitchen and Food Preparation - (break) - Sat | 10 | 7 | 16 | 0 | 6.5443 | 0 | 0 | 0 | 6.5443 | 0 | 0 | 0 | 0.40902 | 0 | 0 | 0 | 0 | 0 | 0 | 0 | 0 | 0 | 0 | 0 | 0 | 0 | 0 | 0 | 0 | 0 | 0 | 0 | 0 | 0 | 0 | 0 | 0 |  | 0 | 6.8841 | 0 | 0 | 0 | 6.8841 | 0 | 0 | 0 | 0.43025 | 0 | 0 | 0 | 0 | 0 | 0 | 0 | 0 | 0 | 0 | 0 | 0 | 0 | 0 | 0 | 0 | 0 | 0 | 0 | 0 | 0 | 0 | 0 | 0 | 0.85212 | 0.84 | 0.89636 | 0.84
438 | 4 | 38 | 6 | 6 |  |  |  |  | Education - Secondary School | Kitchen and Food Preparation | Education - Secondary School - Kitchen and Food Preparation | (break) | Education - Secondary School (break) | Education - Secondary School - Kitchen and Food Preparation (break) | HighSchool Kitchen (break) | Sun | Closed | 16 | 16 | 0.070079 | 1.4882 | 1.4882 | 1.4882 | 1.4882 | 1.4007 | 1.4007 | 1.4007 | 0 | 0 | 0 | 0 | 0 | 0 | 0 | 0.68252 | 0.68252 | 0.68252 | 0.68252 | 0.64237 | 0.64237 | 0.64237 | 0 | 0 | 0 | 0 | 0 | 0 | 0 | 0 | 0 | 0 | 0 | 0 | 0 | 0 | 0 | 0 | 0 | 0 | 0 | 0 | 0 | 0 | 0 | 0 | 0 | 0 | 0 | 0 | 0 | 0 | 0 | 0 | 0 | 0 | 0 | 0.14156 | 0.14156 | 0.14156 | 0.14156 | 0.13324 | 0.13324 | 0.13324 | 0 | 0 | 0 | 0 | 0 | 0 | 0 | 0.068294 | 0.068294 | 0.068294 | 0.068294 | 0.064277 | 0.064277 | 0.064277 | 0 | 0 | 0 | 0 | 0 | 0 | 0 | 0 | 0 | 0 | 0 | 0 | 0 | 0 | 0 | 0 | 0 | 0 | 0 | 0 | 0 | 0 | 0 | 0 | 0 | 0 | 0 | 0 | 0 | 0 | 0 | 0 | 0 | 0 | 0 | HighSchool Kitchen (break) ILit Cls | HighSchool Kitchen (break) ILit Cls | 2 | 2 | 2 | HighSchool Kitchen (break) ILit2 Cls | HighSchool Kitchen (break) ILit Cls | HighSchool Kitchen (break) ILit Cls | 2 | 2 | 2 | 2 | 0.40902 | 0.02 | 0.02 | 0.02 | 0.02 | 0.02 | 0.02 | 0.02 | 0.02 | 0.02 | 0.02 | 0.02 | 0.02 | 0.02 | 0.02 | 0.02 | 0.02 | 0.02 | 0.02 | 0.02 | 0.02 | 0.02 | 0.02 | 0.02 | 0.02 | 0.02 | 0.43025 | 0.02 | 0.02 | 0.02 | 0.02 | 0.02 | 0.02 | 0.02 | 0.02 | 0.02 | 0.02 | 0.02 | 0.02 | 0.02 | 0.02 | 0.02 | 0.02 | 0.02 | 0.02 | 0.02 | 0.02 | 0.02 | 0.02 | 0.02 | 0.02 | 0.02 | 0 | 0 | 0 | 0 | 0 | 0 | 0 | 0 | 0 | 0 | 0 | 0 | 0 | 0 | 0 | 0 | 0 | 0 | 0 | 0 | 0 | 0 | 0 | 0 | 0 | 0 | 0 | 0 | 0 | 0 | 0 | 0 | 0 | 0 | 0 | 0 | 0 | 0 | 0 | 0 | 0 | 0 | 0 | 0 | 0 | 0 | 0 | 0 | 16 | 0.66337 | 0.20792 | 0.079208 | 0.049505 | 0.76136 | 0 | 0 | 0 | 0 | 0 | 0 | 0 | 0 |  | 0.0025468 | 0.0025468 | 0.0025307 | 0.0025692 | 0.0025682 | 0.0025679 | 0.0025679 | Education - Secondary School - Kitchen and Food Preparation - (break) - Sun | 12 | 7 | 16 | 0 | 6.5443 | 0 | 0 | 0 | 6.5443 | 0 | 0 | 0 | 0.40902 | 0 | 0 | 0 | 0 | 0 | 0 | 0 | 0 | 0 | 0 | 0 | 0 | 0 | 0 | 0 | 0 | 0 | 0 | 0 | 0 | 0 | 0 | 0 | 0 |  | 0 | 6.8841 | 0 | 0 | 0 | 6.8841 | 0 | 0 | 0 | 0.43025 | 0 | 0 | 0 | 0 | 0 | 0 | 0 | 0 | 0 | 0 | 0 | 0 | 0 | 0 | 0 | 0 | 0 | 0 | 0 | 0 | 0 | 0 | 0 | 0 | 0.85212 | 0.84 | 0.89636 | 0.84
439 | 4 | 39 | 7 | 7 |  |  |  |  | Education - Secondary School | Kitchen and Food Preparation | Education - Secondary School - Kitchen and Food Preparation | (break) | Education - Secondary School (break) | Education - Secondary School - Kitchen and Food Preparation (break) | HighSchool Kitchen (break) | Hol | Closed | 3 | 3 | 0.070079 | 1.4882 | 1.4882 | 1.4882 | 1.4882 | 1.4007 | 1.4007 | 1.4007 | 0 | 0 | 0 | 0 | 0 | 0 | 0 | 0.12797 | 0.12797 | 0.12797 | 0.12797 | 0.12045 | 0.12045 | 0.12045 | 0 | 0 | 0 | 0 | 0 | 0 | 0 | 0 | 0 | 0 | 0 | 0 | 0 | 0 | 0 | 0 | 0 | 0 | 0 | 0 | 0 | 0 | 0 | 0 | 0 | 0 | 0 | 0 | 0 | 0 | 0 | 0 | 0 | 0 | 0 | 0.14156 | 0.14156 | 0.14156 | 0.14156 | 0.13324 | 0.13324 | 0.13324 | 0 | 0 | 0 | 0 | 0 | 0 | 0 | 0.012805 | 0.012805 | 0.012805 | 0.012805 | 0.012052 | 0.012052 | 0.012052 | 0 | 0 | 0 | 0 | 0 | 0 | 0 | 0 | 0 | 0 | 0 | 0 | 0 | 0 | 0 | 0 | 0 | 0 | 0 | 0 | 0 | 0 | 0 | 0 | 0 | 0 | 0 | 0 | 0 | 0 | 0 | 0 | 0 | 0 | 0 | HighSchool Kitchen (break) ILit Cls | HighSchool Kitchen (break) ILit Cls | 2 | 2 | 2 | HighSchool Kitchen (break) ILit2 Cls | HighSchool Kitchen (break) ILit Cls | HighSchool Kitchen (break) ILit Cls | 2 | 2 | 2 | 2 | 0.40902 | 0.02 | 0.02 | 0.02 | 0.02 | 0.02 | 0.02 | 0.02 | 0.02 | 0.02 | 0.02 | 0.02 | 0.02 | 0.02 | 0.02 | 0.02 | 0.02 | 0.02 | 0.02 | 0.02 | 0.02 | 0.02 | 0.02 | 0.02 | 0.02 | 0.02 | 0.43025 | 0.02 | 0.02 | 0.02 | 0.02 | 0.02 | 0.02 | 0.02 | 0.02 | 0.02 | 0.02 | 0.02 | 0.02 | 0.02 | 0.02 | 0.02 | 0.02 | 0.02 | 0.02 | 0.02 | 0.02 | 0.02 | 0.02 | 0.02 | 0.02 | 0.02 | 0 | 0 | 0 | 0 | 0 | 0 | 0 | 0 | 0 | 0 | 0 | 0 | 0 | 0 | 0 | 0 | 0 | 0 | 0 | 0 | 0 | 0 | 0 | 0 | 0 | 0 | 0 | 0 | 0 | 0 | 0 | 0 | 0 | 0 | 0 | 0 | 0 | 0 | 0 | 0 | 0 | 0 | 0 | 0 | 0 | 0 | 0 | 0 | 16 | 0.66337 | 0.20792 | 0.079208 | 0.049505 | 0.76136 | 0 | 0 | 0 | 0 | 0 | 0 | 0 | 0 |  | 0.0025468 | 0.0025468 | 0.0025307 | 0.0025692 | 0.0025682 | 0.0025679 | 0.0025679 | Education - Secondary School - Kitchen and Food Preparation - (break) - Hol | 14 | 7 | 16 | 0 | 1.227 | 0 | 0 | 0 | 1.227 | 0 | 0 | 0 | 0.40902 | 0 | 0 | 0 | 0 | 0 | 0 | 0 | 0 | 0 | 0 | 0 | 0 | 0 | 0 | 0 | 0 | 0 | 0 | 0 | 0 | 0 | 0 | 0 | 0 |  | 0 | 1.2908 | 0 | 0 | 0 | 1.2908 | 0 | 0 | 0 | 0.43025 | 0 | 0 | 0 | 0 | 0 | 0 | 0 | 0 | 0 | 0 | 0 | 0 | 0 | 0 | 0 | 0 | 0 | 0 | 0 | 0 | 0 | 0 | 0 | 0 | 0.85212 | 0.84 | 0.89636 | 0.84
440 | 4 | 40 | 8 | 8 |  | Education - Secondary School (break) | Education - Secondary School - Kitchen and Food Preparation | Education - Secondary School - Kitchen and Food Preparation (break) | Education - Secondary School | Kitchen and Food Preparation | Education - Secondary School - Kitchen and Food Preparation | (break) | Education - Secondary School (break) | Education - Secondary School - Kitchen and Food Preparation (break) | HighSchool Kitchen (break) | all | Closed | 63 | 63 | 0.070079 | 1.4882 | 1.4882 | 1.4882 | 1.4882 | 1.4007 | 1.4007 | 1.4007 | 0.10429 | 0.10429 | 0.10429 | 0.10429 | 0.098158 | 0.098158 | 0.098158 | 2.6874 | 2.6874 | 2.6874 | 2.6874 | 2.5293 | 2.5293 | 2.5293 | 0.0020859 | 0.0020859 | 0.0020859 | 0.0020859 | 0.0019632 | 0.0019632 | 0.0019632 | 970.9364 | 970.9364 | 970.9364 | 970.9364 | 970.9364 | 970.9364 | 970.9364 | 0 | 0 | 0 | 0 | 0 | 0 | 0 | 0.02 | 0.02 | 0.02 | 0.02 | 0.02 | 0.02 | 0.02 | 0.02 | 0.02 | 0.02 | 0.02 | 0.02 | 0.02 | 0.02 | 0.14156 | 0.14156 | 0.14156 | 0.14156 | 0.13324 | 0.13324 | 0.13324 | 0.0099206 | 0.0099206 | 0.0099206 | 0.0099206 | 0.009337 | 0.009337 | 0.009337 | 0.26891 | 0.26891 | 0.26891 | 0.26891 | 0.25309 | 0.25309 | 0.25309 | 0.00019841 | 0.00019841 | 0.00019841 | 0.00019841 | 0.00018674 | 0.00018674 | 0.00018674 | 1081.5874 | 1081.5874 | 1081.5874 | 1081.5874 | 1081.5874 | 1081.5874 | 1081.5874 | 0 | 0 | 0 | 0 | 0 | 0 | 0 | 0.02 | 0.02 | 0.02 | 0.02 | 0.02 | 0.02 | 0.02 | 0.02 | 0.02 | 0.02 | 0.02 | 0.02 | 0.02 | 0.02 | HighSchool Kitchen (break) ILit Cls | HighSchool Kitchen (break) ILit Cls | 2 | 2 | 2 | HighSchool Kitchen (break) ILit2 Cls | HighSchool Kitchen (break) ILit Cls | HighSchool Kitchen (break) ILit Cls | 2 | 2 | 2 | 2 | 0.40902 | 0.02 | 0.02 | 0.02 | 0.02 | 0.02 | 0.02 | 0.02 | 0.02 | 0.02 | 0.02 | 0.02 | 0.02 | 0.02 | 0.02 | 0.02 | 0.02 | 0.02 | 0.02 | 0.02 | 0.02 | 0.02 | 0.02 | 0.02 | 0.02 | 0.02 | 0.43025 | 0.02 | 0.02 | 0.02 | 0.02 | 0.02 | 0.02 | 0.02 | 0.02 | 0.02 | 0.02 | 0.02 | 0.02 | 0.02 | 0.02 | 0.02 | 0.02 | 0.02 | 0.02 | 0.02 | 0.02 | 0.02 | 0.02 | 0.02 | 0.02 | 0.02 | 0 | 0 | 0 | 0 | 0 | 0 | 0 | 0 | 0 | 0 | 0 | 0 | 0 | 0 | 0 | 0 | 0 | 0 | 0 | 0 | 0 | 0 | 0 | 0 | 0 | 0 | 0 | 0 | 0 | 0 | 0 | 0 | 0 | 0 | 0 | 0 | 0 | 0 | 0 | 0 | 0 | 0 | 0 | 0 | 0 | 0 | 0 | 0 | 16 | 0.66337 | 0.20792 | 0.079208 | 0.049505 | 0.76136 | 0.0029577 | 0.00030846 | 0.00030846 | 0.00030846 | 0.00030846 | 0.00029032 | 0.00029032 | 0.00029032 | Education - Secondary School (break) | 0.0025468 | 0.0025468 | 0.0025307 | 0.0025692 | 0.0025682 | 0.0025679 | 0.0025679 | Education - Secondary School - Kitchen and Food Preparation - (break) - all | 16 | 7 | 18 | 0 | 25.768 | 0 | 25.768 | 0 | 0 | 0 | 0.40902 | 0 | 0 | 0 | 0 | 0 | 0 | 0 | 0 | 0 | 0 | 0 | 0 | 0 | 0 | 0 | 0 | 0 | 0 | 0 | 0 | 0 | 0 | 0 | 0 | 0 | 0 |  | 0 | 27.106 | 0 | 27.106 | 0 | 0 | 0 | 0.43025 | 0 | 0 | 0 | 0 | 0 | 0 | 0 | 0 | 0 | 0 | 0 | 0 | 0 | 0 | 0 | 0 | 0 | 0 | 0 | 0 | 0 | 0 | 0 | 0 | 0 | 0 | 0.85212 | 0.84 | 0.89636 | 0.84
441 | 4 | 41 | 5 | 1 |  |  |  |  | Education - Secondary School | Office (General) | Education - Secondary School - Office (General) |  | Education - Secondary School | Education - Secondary School - Office (General) | HighSchool Office (in session) | Sat | Open | 36 | 36 | 0.020569 | 1.138 | 1.138 | 1.138 | 1.138 | 1.138 | 0.91919 | 0.91919 | 0 | 0 | 0 | 0 | 0 | 0 | 0 | 3.7389 | 3.7389 | 3.7389 | 3.7389 | 3.7389 | 3.0199 | 3.0199 | 0 | 0 | 0 | 0 | 0 | 0 | 0 | 0 | 0 | 0 | 0 | 0 | 0 | 0 | 0 | 0 | 0 | 0 | 0 | 0 | 0 | 0 | 0 | 0 | 0 | 0 | 0 | 0 | 0 | 0 | 0 | 0 | 0 | 0 | 0 | 0.10825 | 0.10825 | 0.10825 | 0.10825 | 0.10825 | 0.087436 | 0.087436 | 0 | 0 | 0 | 0 | 0 | 0 | 0 | 0.32931 | 0.32931 | 0.32931 | 0.32931 | 0.32931 | 0.26598 | 0.26598 | 0 | 0 | 0 | 0 | 0 | 0 | 0 | 0 | 0 | 0 | 0 | 0 | 0 | 0 | 0 | 0 | 0 | 0 | 0 | 0 | 0 | 0 | 0 | 0 | 0 | 0 | 0 | 0 | 0 | 0 | 0 | 0 | 0 | 0 | 0 | HighSchool Office (in session) ILit Sat | HighSchool Office (in session) ILit all | 3038 | 5 | 45 | HighSchool Office (in session) ILit2 Sat | HighSchool Office (in session) ILit Sat | HighSchool Office (in session) ILit all | 3038 | 6.5 | 37.5 | 3038 | 4.4368 | 0.378 | 0.05 | 0.05 | 0.05 | 0.05 | 0.05 | 0.15526 | 0.15526 | 0.15526 | 0.45 | 0.45 | 0.45 | 0.45 | 0.45 | 0.45 | 0.45 | 0.45 | 0.45 | 0.05 | 0.05 | 0.05 | 0.05 | 0.05 | 0.05 | 0.05 | 4.1082 | 0.315 | 0.065 | 0.065 | 0.065 | 0.065 | 0.065 | 0.14658 | 0.14658 | 0.14658 | 0.375 | 0.375 | 0.375 | 0.375 | 0.375 | 0.375 | 0.375 | 0.375 | 0.375 | 0.065 | 0.065 | 0.065 | 0.065 | 0.065 | 0.065 | 0.065 | 0 | 0 | 0 | 0 | 0 | 0.26316 | 0.26316 | 0.26316 | 1 | 1 | 1 | 1 | 1 | 1 | 1 | 1 | 1 | 0 | 0 | 0 | 0 | 0 | 0 | 0 | 0 | 0 | 0 | 0 | 0 | 0.26316 | 0.26316 | 0.26316 | 1 | 1 | 1 | 1 | 1 | 1 | 1 | 1 | 1 | 0 | 0 | 0 | 0 | 0 | 0 | 0 | 16 | 0.66337 | 0.20792 | 0.079208 | 0.049505 | 0.76136 | 0 | 0 | 0 | 0 | 0 | 0 | 0 | 0 |  | 0.074075 | 0.074075 | 0.072506 | 0.0739 | 0.074404 | 0.074246 | 0.074246 | Education - Secondary School - Office (General) - Sat | 10 | 7 | 16 | 124.5789 | 35.1465 | 0 | 0 | 124.5789 | 35.1465 | 0 | 0 | 3.4605 | 0.97629 | 0 | 0 | 0 | 0 | 0 | 0 | 0.15526 | 0.15526 | 0.45 | 0.45 | 0.45 | 0.45 | 0.45 | 0.45 | 0.45 | 0 | 0 | 0 | 0 | 0 | 0 | 0 | 0 | 0 |  | 105.0537 | 42.8407 | 0 | 0 | 105.0537 | 42.8407 | 0 | 0 | 2.9182 | 1.19 | 0 | 0 | 0 | 0 | 0 | 0 | 0.14658 | 0.14658 | 0.375 | 0.375 | 0.375 | 0.375 | 0.375 | 0.375 | 0.375 | 0 | 0 | 0 | 0 | 0 | 0 | 0 | 0 | 0 | 0.86728 | 0.84 | 0.89411 | 0.84
442 | 4 | 42 | 6 | 2 |  |  |  |  | Education - Secondary School | Office (General) | Education - Secondary School - Office (General) |  | Education - Secondary School | Education - Secondary School - Office (General) | HighSchool Office (in session) | Sun | Closed | 36 | 36 | 0.020569 | 1.138 | 1.138 | 1.138 | 1.138 | 1.138 | 0.91919 | 0.91919 | 0 | 0 | 0 | 0 | 0 | 0 | 0 | 0.87702 | 0.87702 | 0.87702 | 0.87702 | 0.87702 | 0.70836 | 0.70836 | 0 | 0 | 0 | 0 | 0 | 0 | 0 | 0 | 0 | 0 | 0 | 0 | 0 | 0 | 0 | 0 | 0 | 0 | 0 | 0 | 0 | 0 | 0 | 0 | 0 | 0 | 0 | 0 | 0 | 0 | 0 | 0 | 0 | 0 | 0 | 0.10825 | 0.10825 | 0.10825 | 0.10825 | 0.10825 | 0.087436 | 0.087436 | 0 | 0 | 0 | 0 | 0 | 0 | 0 | 0.086005 | 0.086005 | 0.086005 | 0.086005 | 0.086005 | 0.069465 | 0.069465 | 0 | 0 | 0 | 0 | 0 | 0 | 0 | 0 | 0 | 0 | 0 | 0 | 0 | 0 | 0 | 0 | 0 | 0 | 0 | 0 | 0 | 0 | 0 | 0 | 0 | 0 | 0 | 0 | 0 | 0 | 0 | 0 | 0 | 0 | 0 | HighSchool Office (in session) ILit Cls | HighSchool Office (in session) ILit Cls | 2 | 5 | 5 | HighSchool Office (in session) ILit2 Cls | HighSchool Office (in session) ILit Cls | HighSchool Office (in session) ILit Cls | 2 | 5 | 5 | 2 | 1.0407 | 0.042 | 0.05 | 0.05 | 0.05 | 0.05 | 0.05 | 0.05 | 0.05 | 0.05 | 0.05 | 0.05 | 0.05 | 0.05 | 0.05 | 0.05 | 0.05 | 0.05 | 0.05 | 0.05 | 0.05 | 0.05 | 0.05 | 0.05 | 0.05 | 0.05 | 1.0729 | 0.042 | 0.05 | 0.05 | 0.05 | 0.05 | 0.05 | 0.05 | 0.05 | 0.05 | 0.05 | 0.05 | 0.05 | 0.05 | 0.05 | 0.05 | 0.05 | 0.05 | 0.05 | 0.05 | 0.05 | 0.05 | 0.05 | 0.05 | 0.05 | 0.05 | 0 | 0 | 0 | 0 | 0 | 0 | 0 | 0 | 0 | 0 | 0 | 0 | 0 | 0 | 0 | 0 | 0 | 0 | 0 | 0 | 0 | 0 | 0 | 0 | 0 | 0 | 0 | 0 | 0 | 0 | 0 | 0 | 0 | 0 | 0 | 0 | 0 | 0 | 0 | 0 | 0 | 0 | 0 | 0 | 0 | 0 | 0 | 0 | 16 | 0.66337 | 0.20792 | 0.079208 | 0.049505 | 0.76136 | 0 | 0 | 0 | 0 | 0 | 0 | 0 | 0 |  | 0.074075 | 0.074075 | 0.072506 | 0.0739 | 0.074404 | 0.074246 | 0.074246 | Education - Secondary School - Office (General) - Sun | 12 | 7 | 16 | 0 | 37.4665 | 0 | 0 | 0 | 37.4665 | 0 | 0 | 0 | 1.0407 | 0 | 0 | 0 | 0 | 0 | 0 | 0 | 0 | 0 | 0 | 0 | 0 | 0 | 0 | 0 | 0 | 0 | 0 | 0 | 0 | 0 | 0 | 0 | 0 |  | 0 | 38.6253 | 0 | 0 | 0 | 38.6253 | 0 | 0 | 0 | 1.0729 | 0 | 0 | 0 | 0 | 0 | 0 | 0 | 0 | 0 | 0 | 0 | 0 | 0 | 0 | 0 | 0 | 0 | 0 | 0 | 0 | 0 | 0 | 0 | 0 | 0.86728 | 0.84 | 0.89411 | 0.84
443 | 4 | 43 | 7 | 3 |  |  |  |  | Education - Secondary School | Office (General) | Education - Secondary School - Office (General) |  | Education - Secondary School | Education - Secondary School - Office (General) | HighSchool Office (in session) | Hol | Closed | 7 | 7 | 0.020569 | 1.138 | 1.138 | 1.138 | 1.138 | 1.138 | 0.91919 | 0.91919 | 0 | 0 | 0 | 0 | 0 | 0 | 0 | 0.17053 | 0.17053 | 0.17053 | 0.17053 | 0.17053 | 0.13774 | 0.13774 | 0 | 0 | 0 | 0 | 0 | 0 | 0 | 0 | 0 | 0 | 0 | 0 | 0 | 0 | 0 | 0 | 0 | 0 | 0 | 0 | 0 | 0 | 0 | 0 | 0 | 0 | 0 | 0 | 0 | 0 | 0 | 0 | 0 | 0 | 0 | 0.10825 | 0.10825 | 0.10825 | 0.10825 | 0.10825 | 0.087436 | 0.087436 | 0 | 0 | 0 | 0 | 0 | 0 | 0 | 0.016723 | 0.016723 | 0.016723 | 0.016723 | 0.016723 | 0.013507 | 0.013507 | 0 | 0 | 0 | 0 | 0 | 0 | 0 | 0 | 0 | 0 | 0 | 0 | 0 | 0 | 0 | 0 | 0 | 0 | 0 | 0 | 0 | 0 | 0 | 0 | 0 | 0 | 0 | 0 | 0 | 0 | 0 | 0 | 0 | 0 | 0 | HighSchool Office (in session) ILit Cls | HighSchool Office (in session) ILit Cls | 2 | 5 | 5 | HighSchool Office (in session) ILit2 Cls | HighSchool Office (in session) ILit Cls | HighSchool Office (in session) ILit Cls | 2 | 5 | 5 | 2 | 1.0407 | 0.042 | 0.05 | 0.05 | 0.05 | 0.05 | 0.05 | 0.05 | 0.05 | 0.05 | 0.05 | 0.05 | 0.05 | 0.05 | 0.05 | 0.05 | 0.05 | 0.05 | 0.05 | 0.05 | 0.05 | 0.05 | 0.05 | 0.05 | 0.05 | 0.05 | 1.0729 | 0.042 | 0.05 | 0.05 | 0.05 | 0.05 | 0.05 | 0.05 | 0.05 | 0.05 | 0.05 | 0.05 | 0.05 | 0.05 | 0.05 | 0.05 | 0.05 | 0.05 | 0.05 | 0.05 | 0.05 | 0.05 | 0.05 | 0.05 | 0.05 | 0.05 | 0 | 0 | 0 | 0 | 0 | 0 | 0 | 0 | 0 | 0 | 0 | 0 | 0 | 0 | 0 | 0 | 0 | 0 | 0 | 0 | 0 | 0 | 0 | 0 | 0 | 0 | 0 | 0 | 0 | 0 | 0 | 0 | 0 | 0 | 0 | 0 | 0 | 0 | 0 | 0 | 0 | 0 | 0 | 0 | 0 | 0 | 0 | 0 | 16 | 0.66337 | 0.20792 | 0.079208 | 0.049505 | 0.76136 | 0 | 0 | 0 | 0 | 0 | 0 | 0 | 0 |  | 0.074075 | 0.074075 | 0.072506 | 0.0739 | 0.074404 | 0.074246 | 0.074246 | Education - Secondary School - Office (General) - Hol | 14 | 7 | 16 | 0 | 7.2851 | 0 | 0 | 0 | 7.2851 | 0 | 0 | 0 | 1.0407 | 0 | 0 | 0 | 0 | 0 | 0 | 0 | 0 | 0 | 0 | 0 | 0 | 0 | 0 | 0 | 0 | 0 | 0 | 0 | 0 | 0 | 0 | 0 | 0 |  | 0 | 7.5105 | 0 | 0 | 0 | 7.5105 | 0 | 0 | 0 | 1.0729 | 0 | 0 | 0 | 0 | 0 | 0 | 0 | 0 | 0 | 0 | 0 | 0 | 0 | 0 | 0 | 0 | 0 | 0 | 0 | 0 | 0 | 0 | 0 | 0 | 0.86728 | 0.84 | 0.89411 | 0.84
444 | 4 | 44 | 8 | 4 |  | Education - Secondary School |  | Education - Secondary School - Office (General) | Education - Secondary School | Office (General) | Education - Secondary School - Office (General) |  | Education - Secondary School | Education - Secondary School - Office (General) | HighSchool Office (in session) | all | Open | 188 | 188 | 0.020569 | 1.138 | 1.138 | 1.138 | 1.138 | 1.138 | 0.91919 | 0.91919 | 0 | 0 | 0 | 0 | 0 | 0 | 0 | 40.075 | 40.075 | 40.075 | 40.075 | 40.075 | 32.3683 | 32.3683 | 0.019663 | 0.019663 | 0.019663 | 0.019663 | 0.019663 | 0.015882 | 0.015882 | 0 | 0 | 0 | 0 | 0 | 0 | 0 | 0 | 0 | 0 | 0 | 0 | 0 | 0 | 0.84 | 0.84 | 0.84 | 0.84 | 0.84 | 0.84 | 0.84 | 0.5794 | 0.5794 | 0.57179 | 0.57404 | 0.57776 | 0.57665 | 0.57665 | 0.10825 | 0.10825 | 0.10825 | 0.10825 | 0.10825 | 0.087436 | 0.087436 | 0 | 0 | 0 | 0 | 0 | 0 | 0 | 4.0097 | 4.0097 | 4.0097 | 4.0097 | 4.0097 | 3.2386 | 3.2386 | 0.0018704 | 0.0018704 | 0.0018704 | 0.0018704 | 0.0018704 | 0.0015107 | 0.0015107 | 0 | 0 | 0 | 0 | 0 | 0 | 0 | 0 | 0 | 0 | 0 | 0 | 0 | 0 | 0.84 | 0.84 | 0.84 | 0.84 | 0.84 | 0.84 | 0.84 | 0.58426 | 0.58426 | 0.5768 | 0.57929 | 0.58261 | 0.58151 | 0.58151 | HighSchool Office (in session) ILit all | HighSchool Office (in session) ILit all | 3038 | 5 | 100 | HighSchool Office (in session) ILit2 all | HighSchool Office (in session) ILit all | HighSchool Office (in session) ILit all | 3038 | 6.5 | 100 | 3038 | 9.1064 | 0.84 | 0.05 | 0.05 | 0.05 | 0.05 | 0.05 | 0.3 | 0.3 | 0.3 | 1 | 1 | 1 | 1 | 1 | 1 | 1 | 1 | 1 | 0.05 | 0.05 | 0.05 | 0.05 | 0.05 | 0.05 | 0.05 | 9.5787 | 0.84 | 0.065 | 0.065 | 0.065 | 0.065 | 0.065 | 0.31105 | 0.31105 | 0.31105 | 1 | 1 | 1 | 1 | 1 | 1 | 1 | 1 | 1 | 0.065 | 0.065 | 0.065 | 0.065 | 0.065 | 0.065 | 0.065 | 0 | 0 | 0 | 0 | 0 | 0.26316 | 0.26316 | 0.26316 | 1 | 1 | 1 | 1 | 1 | 1 | 1 | 1 | 1 | 0 | 0 | 0 | 0 | 0 | 0 | 0 | 0 | 0 | 0 | 0 | 0 | 0.26316 | 0.26316 | 0.26316 | 1 | 1 | 1 | 1 | 1 | 1 | 1 | 1 | 1 | 0 | 0 | 0 | 0 | 0 | 0 | 0 | 16 | 0.66337 | 0.20792 | 0.079208 | 0.049505 | 0.76136 | 0.11149 | 0.0026097 | 0.0026097 | 0.0026097 | 0.0026097 | 0.0026097 | 0.0021078 | 0.0021078 | Education - Secondary School | 0.074075 | 0.074075 | 0.072506 | 0.0739 | 0.074404 | 0.074246 | 0.074246 | Education - Secondary School - Office (General) - all | 16 | 7 | 18 | 1804.8 | -92.7909 | 1804.8 | -92.7909 | 0 | 0 | 9.6 | -0.49357 | 0 | 0 | 0 | 0 | 0 | 0 | 0 | 0 | 0.3 | 0.3 | 1 | 1 | 1 | 1 | 1 | 1 | 1 | 1 | 1 | 0 | 0 | 0 | 0 | 0 | 0 | 0 |  | 1808.9558 | -8.162 | 1808.9558 | -8.162 | 0 | 0 | 9.6221 | -0.043415 | 0 | 0 | 0 | 0 | 0 | 0 | 0 | 0 | 0.31105 | 0.31105 | 1 | 1 | 1 | 1 | 1 | 1 | 1 | 1 | 1 | 0 | 0 | 0 | 0 | 0 | 0 | 0 | 0.86728 | 0.84 | 0.89411 | 0.84
445 | 4 | 45 | 5 | 5 |  |  |  |  | Education - Secondary School | Office (General) | Education - Secondary School - Office (General) | (break) | Education - Secondary School (break) | Education - Secondary School - Office (General) (break) | HighSchool Office (break) | Sat | Closed | 16 | 16 | 0.020569 | 1.138 | 1.138 | 1.138 | 1.138 | 1.138 | 0.91919 | 0.91919 | 0 | 0 | 0 | 0 | 0 | 0 | 0 | 0.15591 | 0.15591 | 0.15591 | 0.15591 | 0.15591 | 0.12593 | 0.12593 | 0 | 0 | 0 | 0 | 0 | 0 | 0 | 0 | 0 | 0 | 0 | 0 | 0 | 0 | 0 | 0 | 0 | 0 | 0 | 0 | 0 | 0 | 0 | 0 | 0 | 0 | 0 | 0 | 0 | 0 | 0 | 0 | 0 | 0 | 0 | 0.10825 | 0.10825 | 0.10825 | 0.10825 | 0.10825 | 0.087436 | 0.087436 | 0 | 0 | 0 | 0 | 0 | 0 | 0 | 0.01529 | 0.01529 | 0.01529 | 0.01529 | 0.01529 | 0.012349 | 0.012349 | 0 | 0 | 0 | 0 | 0 | 0 | 0 | 0 | 0 | 0 | 0 | 0 | 0 | 0 | 0 | 0 | 0 | 0 | 0 | 0 | 0 | 0 | 0 | 0 | 0 | 0 | 0 | 0 | 0 | 0 | 0 | 0 | 0 | 0 | 0 | HighSchool Office (break) ILit Cls | HighSchool Office (break) ILit Cls | 2 | 2 | 2 | HighSchool Office (break) ILit2 Cls | HighSchool Office (break) ILit Cls | HighSchool Office (break) ILit Cls | 2 | 2 | 2 | 2 | 0.41629 | 0.02 | 0.02 | 0.02 | 0.02 | 0.02 | 0.02 | 0.02 | 0.02 | 0.02 | 0.02 | 0.02 | 0.02 | 0.02 | 0.02 | 0.02 | 0.02 | 0.02 | 0.02 | 0.02 | 0.02 | 0.02 | 0.02 | 0.02 | 0.02 | 0.02 | 0.42917 | 0.02 | 0.02 | 0.02 | 0.02 | 0.02 | 0.02 | 0.02 | 0.02 | 0.02 | 0.02 | 0.02 | 0.02 | 0.02 | 0.02 | 0.02 | 0.02 | 0.02 | 0.02 | 0.02 | 0.02 | 0.02 | 0.02 | 0.02 | 0.02 | 0.02 | 0 | 0 | 0 | 0 | 0 | 0 | 0 | 0 | 0 | 0 | 0 | 0 | 0 | 0 | 0 | 0 | 0 | 0 | 0 | 0 | 0 | 0 | 0 | 0 | 0 | 0 | 0 | 0 | 0 | 0 | 0 | 0 | 0 | 0 | 0 | 0 | 0 | 0 | 0 | 0 | 0 | 0 | 0 | 0 | 0 | 0 | 0 | 0 | 16 | 0.66337 | 0.20792 | 0.079208 | 0.049505 | 0.76136 | 0 | 0 | 0 | 0 | 0 | 0 | 0 | 0 |  | 0.0025468 | 0.0025468 | 0.0025307 | 0.0025692 | 0.0025682 | 0.0025679 | 0.0025679 | Education - Secondary School - Office (General) - (break) - Sat | 10 | 7 | 16 | 0 | 6.6607 | 0 | 0 | 0 | 6.6607 | 0 | 0 | 0 | 0.41629 | 0 | 0 | 0 | 0 | 0 | 0 | 0 | 0 | 0 | 0 | 0 | 0 | 0 | 0 | 0 | 0 | 0 | 0 | 0 | 0 | 0 | 0 | 0 | 0 |  | 0 | 6.8667 | 0 | 0 | 0 | 6.8667 | 0 | 0 | 0 | 0.42917 | 0 | 0 | 0 | 0 | 0 | 0 | 0 | 0 | 0 | 0 | 0 | 0 | 0 | 0 | 0 | 0 | 0 | 0 | 0 | 0 | 0 | 0 | 0 | 0 | 0.86728 | 0.84 | 0.89411 | 0.84
446 | 4 | 46 | 6 | 6 |  |  |  |  | Education - Secondary School | Office (General) | Education - Secondary School - Office (General) | (break) | Education - Secondary School (break) | Education - Secondary School - Office (General) (break) | HighSchool Office (break) | Sun | Closed | 16 | 16 | 0.020569 | 1.138 | 1.138 | 1.138 | 1.138 | 1.138 | 0.91919 | 0.91919 | 0 | 0 | 0 | 0 | 0 | 0 | 0 | 0.15591 | 0.15591 | 0.15591 | 0.15591 | 0.15591 | 0.12593 | 0.12593 | 0 | 0 | 0 | 0 | 0 | 0 | 0 | 0 | 0 | 0 | 0 | 0 | 0 | 0 | 0 | 0 | 0 | 0 | 0 | 0 | 0 | 0 | 0 | 0 | 0 | 0 | 0 | 0 | 0 | 0 | 0 | 0 | 0 | 0 | 0 | 0.10825 | 0.10825 | 0.10825 | 0.10825 | 0.10825 | 0.087436 | 0.087436 | 0 | 0 | 0 | 0 | 0 | 0 | 0 | 0.01529 | 0.01529 | 0.01529 | 0.01529 | 0.01529 | 0.012349 | 0.012349 | 0 | 0 | 0 | 0 | 0 | 0 | 0 | 0 | 0 | 0 | 0 | 0 | 0 | 0 | 0 | 0 | 0 | 0 | 0 | 0 | 0 | 0 | 0 | 0 | 0 | 0 | 0 | 0 | 0 | 0 | 0 | 0 | 0 | 0 | 0 | HighSchool Office (break) ILit Cls | HighSchool Office (break) ILit Cls | 2 | 2 | 2 | HighSchool Office (break) ILit2 Cls | HighSchool Office (break) ILit Cls | HighSchool Office (break) ILit Cls | 2 | 2 | 2 | 2 | 0.41629 | 0.02 | 0.02 | 0.02 | 0.02 | 0.02 | 0.02 | 0.02 | 0.02 | 0.02 | 0.02 | 0.02 | 0.02 | 0.02 | 0.02 | 0.02 | 0.02 | 0.02 | 0.02 | 0.02 | 0.02 | 0.02 | 0.02 | 0.02 | 0.02 | 0.02 | 0.42917 | 0.02 | 0.02 | 0.02 | 0.02 | 0.02 | 0.02 | 0.02 | 0.02 | 0.02 | 0.02 | 0.02 | 0.02 | 0.02 | 0.02 | 0.02 | 0.02 | 0.02 | 0.02 | 0.02 | 0.02 | 0.02 | 0.02 | 0.02 | 0.02 | 0.02 | 0 | 0 | 0 | 0 | 0 | 0 | 0 | 0 | 0 | 0 | 0 | 0 | 0 | 0 | 0 | 0 | 0 | 0 | 0 | 0 | 0 | 0 | 0 | 0 | 0 | 0 | 0 | 0 | 0 | 0 | 0 | 0 | 0 | 0 | 0 | 0 | 0 | 0 | 0 | 0 | 0 | 0 | 0 | 0 | 0 | 0 | 0 | 0 | 16 | 0.66337 | 0.20792 | 0.079208 | 0.049505 | 0.76136 | 0 | 0 | 0 | 0 | 0 | 0 | 0 | 0 |  | 0.0025468 | 0.0025468 | 0.0025307 | 0.0025692 | 0.0025682 | 0.0025679 | 0.0025679 | Education - Secondary School - Office (General) - (break) - Sun | 12 | 7 | 16 | 0 | 6.6607 | 0 | 0 | 0 | 6.6607 | 0 | 0 | 0 | 0.41629 | 0 | 0 | 0 | 0 | 0 | 0 | 0 | 0 | 0 | 0 | 0 | 0 | 0 | 0 | 0 | 0 | 0 | 0 | 0 | 0 | 0 | 0 | 0 | 0 |  | 0 | 6.8667 | 0 | 0 | 0 | 6.8667 | 0 | 0 | 0 | 0.42917 | 0 | 0 | 0 | 0 | 0 | 0 | 0 | 0 | 0 | 0 | 0 | 0 | 0 | 0 | 0 | 0 | 0 | 0 | 0 | 0 | 0 | 0 | 0 | 0 | 0.86728 | 0.84 | 0.89411 | 0.84
447 | 4 | 47 | 7 | 7 |  |  |  |  | Education - Secondary School | Office (General) | Education - Secondary School - Office (General) | (break) | Education - Secondary School (break) | Education - Secondary School - Office (General) (break) | HighSchool Office (break) | Hol | Closed | 3 | 3 | 0.020569 | 1.138 | 1.138 | 1.138 | 1.138 | 1.138 | 0.91919 | 0.91919 | 0 | 0 | 0 | 0 | 0 | 0 | 0 | 0.029234 | 0.029234 | 0.029234 | 0.029234 | 0.029234 | 0.023612 | 0.023612 | 0 | 0 | 0 | 0 | 0 | 0 | 0 | 0 | 0 | 0 | 0 | 0 | 0 | 0 | 0 | 0 | 0 | 0 | 0 | 0 | 0 | 0 | 0 | 0 | 0 | 0 | 0 | 0 | 0 | 0 | 0 | 0 | 0 | 0 | 0 | 0.10825 | 0.10825 | 0.10825 | 0.10825 | 0.10825 | 0.087436 | 0.087436 | 0 | 0 | 0 | 0 | 0 | 0 | 0 | 0.0028668 | 0.0028668 | 0.0028668 | 0.0028668 | 0.0028668 | 0.0023155 | 0.0023155 | 0 | 0 | 0 | 0 | 0 | 0 | 0 | 0 | 0 | 0 | 0 | 0 | 0 | 0 | 0 | 0 | 0 | 0 | 0 | 0 | 0 | 0 | 0 | 0 | 0 | 0 | 0 | 0 | 0 | 0 | 0 | 0 | 0 | 0 | 0 | HighSchool Office (break) ILit Cls | HighSchool Office (break) ILit Cls | 2 | 2 | 2 | HighSchool Office (break) ILit2 Cls | HighSchool Office (break) ILit Cls | HighSchool Office (break) ILit Cls | 2 | 2 | 2 | 2 | 0.41629 | 0.02 | 0.02 | 0.02 | 0.02 | 0.02 | 0.02 | 0.02 | 0.02 | 0.02 | 0.02 | 0.02 | 0.02 | 0.02 | 0.02 | 0.02 | 0.02 | 0.02 | 0.02 | 0.02 | 0.02 | 0.02 | 0.02 | 0.02 | 0.02 | 0.02 | 0.42917 | 0.02 | 0.02 | 0.02 | 0.02 | 0.02 | 0.02 | 0.02 | 0.02 | 0.02 | 0.02 | 0.02 | 0.02 | 0.02 | 0.02 | 0.02 | 0.02 | 0.02 | 0.02 | 0.02 | 0.02 | 0.02 | 0.02 | 0.02 | 0.02 | 0.02 | 0 | 0 | 0 | 0 | 0 | 0 | 0 | 0 | 0 | 0 | 0 | 0 | 0 | 0 | 0 | 0 | 0 | 0 | 0 | 0 | 0 | 0 | 0 | 0 | 0 | 0 | 0 | 0 | 0 | 0 | 0 | 0 | 0 | 0 | 0 | 0 | 0 | 0 | 0 | 0 | 0 | 0 | 0 | 0 | 0 | 0 | 0 | 0 | 16 | 0.66337 | 0.20792 | 0.079208 | 0.049505 | 0.76136 | 0 | 0 | 0 | 0 | 0 | 0 | 0 | 0 |  | 0.0025468 | 0.0025468 | 0.0025307 | 0.0025692 | 0.0025682 | 0.0025679 | 0.0025679 | Education - Secondary School - Office (General) - (break) - Hol | 14 | 7 | 16 | 0 | 1.2489 | 0 | 0 | 0 | 1.2489 | 0 | 0 | 0 | 0.41629 | 0 | 0 | 0 | 0 | 0 | 0 | 0 | 0 | 0 | 0 | 0 | 0 | 0 | 0 | 0 | 0 | 0 | 0 | 0 | 0 | 0 | 0 | 0 | 0 |  | 0 | 1.2875 | 0 | 0 | 0 | 1.2875 | 0 | 0 | 0 | 0.42917 | 0 | 0 | 0 | 0 | 0 | 0 | 0 | 0 | 0 | 0 | 0 | 0 | 0 | 0 | 0 | 0 | 0 | 0 | 0 | 0 | 0 | 0 | 0 | 0 | 0.86728 | 0.84 | 0.89411 | 0.84
448 | 4 | 48 | 8 | 8 | Education - Secondary School | Education - Secondary School (break) | Education - Secondary School - Office (General) | Education - Secondary School - Office (General) (break) | Education - Secondary School | Office (General) | Education - Secondary School - Office (General) | (break) | Education - Secondary School (break) | Education - Secondary School - Office (General) (break) | HighSchool Office (break) | all | Closed | 63 | 63 | 0.020569 | 1.138 | 1.138 | 1.138 | 1.138 | 1.138 | 0.91919 | 0.91919 | 0.023408 | 0.023408 | 0.023408 | 0.023408 | 0.023408 | 0.018907 | 0.018907 | 0.61392 | 0.61392 | 0.61392 | 0.61392 | 0.61392 | 0.49585 | 0.49585 | 0.00046816 | 0.00046816 | 0.00046816 | 0.00046816 | 0.00046816 | 0.00037813 | 0.00037813 | 1957.283 | 1957.283 | 1957.283 | 1957.283 | 1957.283 | 1957.283 | 1957.283 | 2012.1677 | 2012.1677 | 2012.3628 | 1985.5838 | 1992.1959 | 1992.3443 | 1992.3443 | 0.02 | 0.02 | 0.02 | 0.02 | 0.02 | 0.02 | 0.02 | 0.02 | 0.02 | 0.02 | 0.02 | 0.02 | 0.02 | 0.02 | 0.10825 | 0.10825 | 0.10825 | 0.10825 | 0.10825 | 0.087436 | 0.087436 | 0.0022266 | 0.0022266 | 0.0022266 | 0.0022266 | 0.0022266 | 0.0017984 | 0.0017984 | 0.060203 | 0.060203 | 0.060203 | 0.060203 | 0.060203 | 0.048626 | 0.048626 | 4.4533e-05 | 4.4533e-05 | 4.4533e-05 | 4.4533e-05 | 4.4533e-05 | 3.5969e-05 | 3.5969e-05 | 2036.8828 | 2036.8828 | 2036.8828 | 2036.8828 | 2036.8828 | 2036.8828 | 2036.8828 | 2142.6919 | 2142.6919 | 2143.1896 | 2116.396 | 2121.6406 | 2122.0008 | 2122.0008 | 0.02 | 0.02 | 0.02 | 0.02 | 0.02 | 0.02 | 0.02 | 0.02 | 0.02 | 0.02 | 0.02 | 0.02 | 0.02 | 0.02 | HighSchool Office (break) ILit Cls | HighSchool Office (break) ILit Cls | 2 | 2 | 2 | HighSchool Office (break) ILit2 Cls | HighSchool Office (break) ILit Cls | HighSchool Office (break) ILit Cls | 2 | 2 | 2 | 2 | 0.41629 | 0.02 | 0.02 | 0.02 | 0.02 | 0.02 | 0.02 | 0.02 | 0.02 | 0.02 | 0.02 | 0.02 | 0.02 | 0.02 | 0.02 | 0.02 | 0.02 | 0.02 | 0.02 | 0.02 | 0.02 | 0.02 | 0.02 | 0.02 | 0.02 | 0.02 | 0.42917 | 0.02 | 0.02 | 0.02 | 0.02 | 0.02 | 0.02 | 0.02 | 0.02 | 0.02 | 0.02 | 0.02 | 0.02 | 0.02 | 0.02 | 0.02 | 0.02 | 0.02 | 0.02 | 0.02 | 0.02 | 0.02 | 0.02 | 0.02 | 0.02 | 0.02 | 0 | 0 | 0 | 0 | 0 | 0 | 0 | 0 | 0 | 0 | 0 | 0 | 0 | 0 | 0 | 0 | 0 | 0 | 0 | 0 | 0 | 0 | 0 | 0 | 0 | 0 | 0 | 0 | 0 | 0 | 0 | 0 | 0 | 0 | 0 | 0 | 0 | 0 | 0 | 0 | 0 | 0 | 0 | 0 | 0 | 0 | 0 | 0 | 16 | 0.66337 | 0.20792 | 0.079208 | 0.049505 | 0.76136 | 0.0026544 | 6.2135e-05 | 6.2135e-05 | 6.2135e-05 | 6.2135e-05 | 6.2135e-05 | 5.0186e-05 | 5.0186e-05 | Education - Secondary School (break) | 0.0025468 | 0.0025468 | 0.0025307 | 0.0025692 | 0.0025682 | 0.0025679 | 0.0025679 | Education - Secondary School - Office (General) - (break) - all | 16 | 7 | 18 | 0 | 26.2265 | 0 | 26.2265 | 0 | 0 | 0 | 0.41629 | 0 | 0 | 0 | 0 | 0 | 0 | 0 | 0 | 0 | 0 | 0 | 0 | 0 | 0 | 0 | 0 | 0 | 0 | 0 | 0 | 0 | 0 | 0 | 0 | 0 | 0 |  | 0 | 27.0377 | 0 | 27.0377 | 0 | 0 | 0 | 0.42917 | 0 | 0 | 0 | 0 | 0 | 0 | 0 | 0 | 0 | 0 | 0 | 0 | 0 | 0 | 0 | 0 | 0 | 0 | 0 | 0 | 0 | 0 | 0 | 0 | 0 | 0 | 0.86728 | 0.84 | 0.89411 | 0.84
501 | 5 | 1 | 5 | 1 |  |  |  |  | Education - Community College | Classroom/Lecture | Education - Community College - Classroom/Lecture |  | Education - Community College | Education - Community College - Classroom/Lecture | ComCollege Class (in session) | Sat | Open | 32 | 32 | 0.50276 | 1.4151 | 1.4151 | 1.4151 | 1.0613 | 1.0613 | 1.0613 | 1.0613 | 0 | 0 | 0 | 0 | 0 | 0 | 0 | 61.4662 | 61.4662 | 61.4662 | 46.0996 | 46.0996 | 46.0996 | 46.0996 | 0 | 0 | 0 | 0 | 0 | 0 | 0 | 0 | 0 | 0 | 0 | 0 | 0 | 0 | 0 | 0 | 0 | 0 | 0 | 0 | 0 | 0 | 0 | 0 | 0 | 0 | 0 | 0 | 0 | 0 | 0 | 0 | 0 | 0 | 0 | 0.1339 | 0.1339 | 0.1339 | 0.10042 | 0.10042 | 0.10042 | 0.10042 | 0 | 0 | 0 | 0 | 0 | 0 | 0 | 8.2289 | 8.2289 | 8.2289 | 6.1717 | 6.1717 | 6.1717 | 6.1717 | 0 | 0 | 0 | 0 | 0 | 0 | 0 | 0 | 0 | 0 | 0 | 0 | 0 | 0 | 0 | 0 | 0 | 0 | 0 | 0 | 0 | 0 | 0 | 0 | 0 | 0 | 0 | 0 | 0 | 0 | 0 | 0 | 0 | 0 | 0 | ComCollege Class (in session) ILit Sat | ComCollege Class (in session) ILit all | 3579 | 5 | 25 | ComCollege Class (in session) ILit2 Sat | ComCollege Class (in session) ILit2 Sat | ComCollege Class (in session) ILit2 All | 3830 | 6.5 | 35 | 3579 | 2.6998 | 0.14667 | 0.05 | 0.05 | 0.05 | 0.05 | 0.05 | 0.05 | 0.05 | 0.25 | 0.25 | 0.25 | 0.25 | 0.25 | 0.25 | 0.25 | 0.25 | 0.25 | 0.05 | 0.05 | 0.05 | 0.05 | 0.05 | 0.05 | 0.05 | 0.05 | 3.8199 | 0.204 | 0.065 | 0.065 | 0.065 | 0.065 | 0.065 | 0.065 | 0.065 | 0.35 | 0.35 | 0.35 | 0.35 | 0.35 | 0.35 | 0.35 | 0.35 | 0.35 | 0.065 | 0.065 | 0.065 | 0.065 | 0.065 | 0.065 | 0.065 | 0.065 | 0 | 0 | 0 | 0 | 0 | 0 | 0 | 1 | 1 | 1 | 1 | 1 | 1 | 1 | 1 | 1 | 0 | 0 | 0 | 0 | 0 | 0 | 0 | 0 | 0 | 0 | 0 | 0 | 0 | 0 | 0 | 1 | 1 | 1 | 1 | 1 | 1 | 1 | 1 | 1 | 0 | 0 | 0 | 0 | 0 | 0 | 0 | 0 | 20 | 0.4 | 0.36 | 0.13 | 0.11 | 0.52632 | 0 | 0 | 0 | 0 | 0 | 0 | 0 | 0 |  | 0.077903 | 0.077903 | 0.077236 | 0.079864 | 0.079997 | 0.07863 | 0.07863 | Education - Community College - Classroom/Lecture - Sat | 10 | 7 | 16 | 65.6 | 20.7928 | 0 | 0 | 65.6 | 20.7928 | 0 | 0 | 2.05 | 0.64978 | 0 | 0 | 0 | 0 | 0 | 0 | 0.05 | 0.25 | 0.25 | 0.25 | 0.25 | 0.25 | 0.25 | 0.25 | 0.25 | 0 | 0 | 0 | 0 | 0 | 0 | 0 | 0 | 0 |  | 91.68 | 30.5572 | 0 | 0 | 91.68 | 30.5572 | 0 | 0 | 2.865 | 0.95491 | 0 | 0 | 0 | 0 | 0 | 0 | 0.065 | 0.35 | 0.35 | 0.35 | 0.35 | 0.35 | 0.35 | 0.35 | 0.35 | 0 | 0 | 0 | 0 | 0 | 0 | 0 | 0 | 0 | 0.89993 | 0.8 | 0.92604 | 0.8
502 | 5 | 2 | 6 | 2 |  |  |  |  | Education - Community College | Classroom/Lecture | Education - Community College - Classroom/Lecture |  | Education - Community College | Education - Community College - Classroom/Lecture | ComCollege Class (in session) | Sun | Closed | 32 | 32 | 0.50276 | 1.4151 | 1.4151 | 1.4151 | 1.0613 | 1.0613 | 1.0613 | 1.0613 | 0 | 0 | 0 | 0 | 0 | 0 | 0 | 24.5865 | 24.5865 | 24.5865 | 18.4399 | 18.4399 | 18.4399 | 18.4399 | 0 | 0 | 0 | 0 | 0 | 0 | 0 | 0 | 0 | 0 | 0 | 0 | 0 | 0 | 0 | 0 | 0 | 0 | 0 | 0 | 0 | 0 | 0 | 0 | 0 | 0 | 0 | 0 | 0 | 0 | 0 | 0 | 0 | 0 | 0 | 0.1339 | 0.1339 | 0.1339 | 0.10042 | 0.10042 | 0.10042 | 0.10042 | 0 | 0 | 0 | 0 | 0 | 0 | 0 | 2.3939 | 2.3939 | 2.3939 | 1.7954 | 1.7954 | 1.7954 | 1.7954 | 0 | 0 | 0 | 0 | 0 | 0 | 0 | 0 | 0 | 0 | 0 | 0 | 0 | 0 | 0 | 0 | 0 | 0 | 0 | 0 | 0 | 0 | 0 | 0 | 0 | 0 | 0 | 0 | 0 | 0 | 0 | 0 | 0 | 0 | 0 | ComCollege Class (in session) ILit Cls | ComCollege Class (in session) ILit Cls | 2 | 5 | 5 | ComCollege Class (in session) ILit2 Cls | ComCollege Class (in session) ILit Cls | ComCollege Class (in session) ILit Cls | 2 | 5 | 5 | 2 | 1.0799 | 0.04 | 0.05 | 0.05 | 0.05 | 0.05 | 0.05 | 0.05 | 0.05 | 0.05 | 0.05 | 0.05 | 0.05 | 0.05 | 0.05 | 0.05 | 0.05 | 0.05 | 0.05 | 0.05 | 0.05 | 0.05 | 0.05 | 0.05 | 0.05 | 0.05 | 1.1112 | 0.04 | 0.05 | 0.05 | 0.05 | 0.05 | 0.05 | 0.05 | 0.05 | 0.05 | 0.05 | 0.05 | 0.05 | 0.05 | 0.05 | 0.05 | 0.05 | 0.05 | 0.05 | 0.05 | 0.05 | 0.05 | 0.05 | 0.05 | 0.05 | 0.05 | 0 | 0 | 0 | 0 | 0 | 0 | 0 | 0 | 0 | 0 | 0 | 0 | 0 | 0 | 0 | 0 | 0 | 0 | 0 | 0 | 0 | 0 | 0 | 0 | 0 | 0 | 0 | 0 | 0 | 0 | 0 | 0 | 0 | 0 | 0 | 0 | 0 | 0 | 0 | 0 | 0 | 0 | 0 | 0 | 0 | 0 | 0 | 0 | 20 | 0.4 | 0.36 | 0.13 | 0.11 | 0.52632 | 0 | 0 | 0 | 0 | 0 | 0 | 0 | 0 |  | 0.077903 | 0.077903 | 0.077236 | 0.079864 | 0.079997 | 0.07863 | 0.07863 | Education - Community College - Classroom/Lecture - Sun | 12 | 8 | 15 | 0 | 34.5571 | 0 | 0 | 0 | 34.5571 | 0 | 0 | 0 | 1.0799 | 0 | 0 | 0 | 0 | 0 | 0 | 0 | 0 | 0 | 0 | 0 | 0 | 0 | 0 | 0 | 0 | 0 | 0 | 0 | 0 | 0 | 0 | 0 | 0 |  | 0 | 35.5599 | 0 | 0 | 0 | 35.5599 | 0 | 0 | 0 | 1.1112 | 0 | 0 | 0 | 0 | 0 | 0 | 0 | 0 | 0 | 0 | 0 | 0 | 0 | 0 | 0 | 0 | 0 | 0 | 0 | 0 | 0 | 0 | 0 | 0 | 0.89993 | 0.8 | 0.92604 | 0.8
503 | 5 | 3 | 7 | 3 |  |  |  |  | Education - Community College | Classroom/Lecture | Education - Community College - Classroom/Lecture |  | Education - Community College | Education - Community College - Classroom/Lecture | ComCollege Class (in session) | Hol | Closed | 6 | 6 | 0.50276 | 1.4151 | 1.4151 | 1.4151 | 1.0613 | 1.0613 | 1.0613 | 1.0613 | 0 | 0 | 0 | 0 | 0 | 0 | 0 | 4.61 | 4.61 | 4.61 | 3.4575 | 3.4575 | 3.4575 | 3.4575 | 0 | 0 | 0 | 0 | 0 | 0 | 0 | 0 | 0 | 0 | 0 | 0 | 0 | 0 | 0 | 0 | 0 | 0 | 0 | 0 | 0 | 0 | 0 | 0 | 0 | 0 | 0 | 0 | 0 | 0 | 0 | 0 | 0 | 0 | 0 | 0.1339 | 0.1339 | 0.1339 | 0.10042 | 0.10042 | 0.10042 | 0.10042 | 0 | 0 | 0 | 0 | 0 | 0 | 0 | 0.44885 | 0.44885 | 0.44885 | 0.33664 | 0.33664 | 0.33664 | 0.33664 | 0 | 0 | 0 | 0 | 0 | 0 | 0 | 0 | 0 | 0 | 0 | 0 | 0 | 0 | 0 | 0 | 0 | 0 | 0 | 0 | 0 | 0 | 0 | 0 | 0 | 0 | 0 | 0 | 0 | 0 | 0 | 0 | 0 | 0 | 0 | ComCollege Class (in session) ILit Cls | ComCollege Class (in session) ILit Cls | 2 | 5 | 5 | ComCollege Class (in session) ILit2 Cls | ComCollege Class (in session) ILit Cls | ComCollege Class (in session) ILit Cls | 2 | 5 | 5 | 2 | 1.0799 | 0.04 | 0.05 | 0.05 | 0.05 | 0.05 | 0.05 | 0.05 | 0.05 | 0.05 | 0.05 | 0.05 | 0.05 | 0.05 | 0.05 | 0.05 | 0.05 | 0.05 | 0.05 | 0.05 | 0.05 | 0.05 | 0.05 | 0.05 | 0.05 | 0.05 | 1.1112 | 0.04 | 0.05 | 0.05 | 0.05 | 0.05 | 0.05 | 0.05 | 0.05 | 0.05 | 0.05 | 0.05 | 0.05 | 0.05 | 0.05 | 0.05 | 0.05 | 0.05 | 0.05 | 0.05 | 0.05 | 0.05 | 0.05 | 0.05 | 0.05 | 0.05 | 0 | 0 | 0 | 0 | 0 | 0 | 0 | 0 | 0 | 0 | 0 | 0 | 0 | 0 | 0 | 0 | 0 | 0 | 0 | 0 | 0 | 0 | 0 | 0 | 0 | 0 | 0 | 0 | 0 | 0 | 0 | 0 | 0 | 0 | 0 | 0 | 0 | 0 | 0 | 0 | 0 | 0 | 0 | 0 | 0 | 0 | 0 | 0 | 20 | 0.4 | 0.36 | 0.13 | 0.11 | 0.52632 | 0 | 0 | 0 | 0 | 0 | 0 | 0 | 0 |  | 0.077903 | 0.077903 | 0.077236 | 0.079864 | 0.079997 | 0.07863 | 0.07863 | Education - Community College - Classroom/Lecture - Hol | 14 | 8 | 15 | 0 | 6.4795 | 0 | 0 | 0 | 6.4795 | 0 | 0 | 0 | 1.0799 | 0 | 0 | 0 | 0 | 0 | 0 | 0 | 0 | 0 | 0 | 0 | 0 | 0 | 0 | 0 | 0 | 0 | 0 | 0 | 0 | 0 | 0 | 0 | 0 |  | 0 | 6.6675 | 0 | 0 | 0 | 6.6675 | 0 | 0 | 0 | 1.1112 | 0 | 0 | 0 | 0 | 0 | 0 | 0 | 0 | 0 | 0 | 0 | 0 | 0 | 0 | 0 | 0 | 0 | 0 | 0 | 0 | 0 | 0 | 0 | 0 | 0.89993 | 0.8 | 0.92604 | 0.8
504 | 5 | 4 | 8 | 4 |  | Education - Community College |  | Education - Community College - Classroom/Lecture | Education - Community College | Classroom/Lecture | Education - Community College - Classroom/Lecture |  | Education - Community College | Education - Community College - Classroom/Lecture | ComCollege Class (in session) | all | Open | 169 | 169 | 0.50276 | 1.4151 | 1.4151 | 1.4151 | 1.0613 | 1.0613 | 1.0613 | 1.0613 | 0 | 0 | 0 | 0 | 0 | 0 | 0 | 1188.1027 | 1188.1027 | 1188.1027 | 891.077 | 891.077 | 891.077 | 891.077 | 0.43258 | 0.43258 | 0.43258 | 0.32443 | 0.32443 | 0.32443 | 0.32443 | 0 | 0 | 0 | 0 | 0 | 0 | 0 | 0 | 0 | 0 | 0 | 0 | 0 | 0 | 0.608 | 0.608 | 0.608 | 0.608 | 0.608 | 0.608 | 0.608 | 0.65389 | 0.65389 | 0.6538 | 0.66114 | 0.66167 | 0.6572 | 0.6572 | 0.1339 | 0.1339 | 0.1339 | 0.10042 | 0.10042 | 0.10042 | 0.10042 | 0 | 0 | 0 | 0 | 0 | 0 | 0 | 113.7832 | 113.7832 | 113.7832 | 85.3374 | 85.3374 | 85.3374 | 85.3374 | 0.027197 | 0.027197 | 0.027197 | 0.020398 | 0.020398 | 0.020398 | 0.020398 | 0 | 0 | 0 | 0 | 0 | 0 | 0 | 0 | 0 | 0 | 0 | 0 | 0 | 0 | 0.404 | 0.404 | 0.404 | 0.404 | 0.404 | 0.404 | 0.404 | 0.51354 | 0.51354 | 0.51523 | 0.53306 | 0.53386 | 0.52391 | 0.52391 | ComCollege Class (in session) ILit all | ComCollege Class (in session) ILit all | 3578 | 10 | 76 | ComCollege Class (in session) ILit2 all | ComCollege Class (in session) ILit2 all | ComCollege Class (in session) ILit2 All | 3829 | 6.5 | 72.5 | 3578 | 9.8812 | 0.608 | 0.1 | 0.1 | 0.1 | 0.1 | 0.1 | 0.265 | 0.43 | 0.595 | 0.76 | 0.76 | 0.76 | 0.76 | 0.76 | 0.76 | 0.76 | 0.76 | 0.76 | 0.76 | 0.595 | 0.43 | 0.265 | 0.1 | 0.1 | 0.1 | 10.0012 | 0.404 | 0.065 | 0.065 | 0.065 | 0.065 | 0.065 | 0.725 | 0.725 | 0.725 | 0.725 | 0.725 | 0.725 | 0.505 | 0.505 | 0.505 | 0.505 | 0.505 | 0.505 | 0.725 | 0.725 | 0.725 | 0.725 | 0.065 | 0.065 | 0.065 | 0 | 0 | 0 | 0 | 0 | 0.25 | 0.5 | 0.75 | 1 | 1 | 1 | 1 | 1 | 1 | 1 | 1 | 1 | 1 | 0.75 | 0.5 | 0.25 | 0 | 0 | 0 | 0 | 0 | 0 | 0 | 0 | 1 | 1 | 1 | 1 | 1 | 1 | 0.66667 | 0.66667 | 0.66667 | 0.66667 | 0.66667 | 0.66667 | 1 | 1 | 1 | 1 | 0 | 0 | 0 | 20 | 0.4 | 0.36 | 0.13 | 0.11 | 0.52632 | 0.060846 | 0.04329 | 0.04329 | 0.04329 | 0.032468 | 0.032468 | 0.032468 | 0.032468 | Education - Community College | 0.077903 | 0.077903 | 0.077236 | 0.079864 | 0.079997 | 0.07863 | 0.07863 | Education - Community College - Classroom/Lecture - all | 16 | 7 | 21 | 1630.85 | 39.0689 | 1630.85 | 39.0689 | 0 | 0 | 9.65 | 0.23118 | 0 | 0 | 0 | 0 | 0 | 0 | 0 | 0 | 0.43 | 0.595 | 0.76 | 0.76 | 0.76 | 0.76 | 0.76 | 0.76 | 0.76 | 0.76 | 0.76 | 0.76 | 0.595 | 0.43 | 0 | 0 | 0 | 0 |  | 1492.27 | 197.9375 | 1492.27 | 197.9375 | 0 | 0 | 8.83 | 1.1712 | 0 | 0 | 0 | 0 | 0 | 0 | 0 | 0 | 0.725 | 0.725 | 0.725 | 0.725 | 0.725 | 0.505 | 0.505 | 0.505 | 0.505 | 0.505 | 0.505 | 0.725 | 0.725 | 0.725 | 0 | 0 | 0 | 0 | 0.89993 | 0.8 | 0.92604 | 0.8
505 | 5 | 5 | 5 | 5 |  |  |  |  | Education - Community College | Classroom/Lecture | Education - Community College - Classroom/Lecture | (break) | Education - Community College (break) | Education - Community College - Classroom/Lecture (break) | ComCollege Class (break) | Sat | Closed | 12 | 12 | 0.50276 | 1.4151 | 1.4151 | 1.4151 | 1.0613 | 1.0613 | 1.0613 | 1.0613 | 0 | 0 | 0 | 0 | 0 | 0 | 0 | 3.688 | 3.688 | 3.688 | 2.766 | 2.766 | 2.766 | 2.766 | 0 | 0 | 0 | 0 | 0 | 0 | 0 | 0 | 0 | 0 | 0 | 0 | 0 | 0 | 0 | 0 | 0 | 0 | 0 | 0 | 0 | 0 | 0 | 0 | 0 | 0 | 0 | 0 | 0 | 0 | 0 | 0 | 0 | 0 | 0 | 0.1339 | 0.1339 | 0.1339 | 0.10042 | 0.10042 | 0.10042 | 0.10042 | 0 | 0 | 0 | 0 | 0 | 0 | 0 | 0.35908 | 0.35908 | 0.35908 | 0.26931 | 0.26931 | 0.26931 | 0.26931 | 0 | 0 | 0 | 0 | 0 | 0 | 0 | 0 | 0 | 0 | 0 | 0 | 0 | 0 | 0 | 0 | 0 | 0 | 0 | 0 | 0 | 0 | 0 | 0 | 0 | 0 | 0 | 0 | 0 | 0 | 0 | 0 | 0 | 0 | 0 | ComCollege Class (break) ILit Cls | ComCollege Class (break) ILit Cls | 2 | 2 | 2 | ComCollege Class (break) ILit2 Cls | ComCollege Class (break) ILit Cls | ComCollege Class (break) ILit Cls | 2 | 2 | 2 | 2 | 0.43196 | 0.02 | 0.02 | 0.02 | 0.02 | 0.02 | 0.02 | 0.02 | 0.02 | 0.02 | 0.02 | 0.02 | 0.02 | 0.02 | 0.02 | 0.02 | 0.02 | 0.02 | 0.02 | 0.02 | 0.02 | 0.02 | 0.02 | 0.02 | 0.02 | 0.02 | 0.4445 | 0.02 | 0.02 | 0.02 | 0.02 | 0.02 | 0.02 | 0.02 | 0.02 | 0.02 | 0.02 | 0.02 | 0.02 | 0.02 | 0.02 | 0.02 | 0.02 | 0.02 | 0.02 | 0.02 | 0.02 | 0.02 | 0.02 | 0.02 | 0.02 | 0.02 | 0 | 0 | 0 | 0 | 0 | 0 | 0 | 0 | 0 | 0 | 0 | 0 | 0 | 0 | 0 | 0 | 0 | 0 | 0 | 0 | 0 | 0 | 0 | 0 | 0 | 0 | 0 | 0 | 0 | 0 | 0 | 0 | 0 | 0 | 0 | 0 | 0 | 0 | 0 | 0 | 0 | 0 | 0 | 0 | 0 | 0 | 0 | 0 | 20 | 0.4 | 0.36 | 0.13 | 0.11 | 0.52632 | 0 | 0 | 0 | 0 | 0 | 0 | 0 | 0 |  | 0.0025764 | 0.0025764 | 0.0025432 | 0.0026301 | 0.0026318 | 0.0026225 | 0.0026225 | Education - Community College - Classroom/Lecture - (break) - Sat | 10 | 9 | 14 | 0 | 5.1836 | 0 | 0 | 0 | 5.1836 | 0 | 0 | 0 | 0.43196 | 0 | 0 | 0 | 0 | 0 | 0 | 0 | 0 | 0 | 0 | 0 | 0 | 0 | 0 | 0 | 0 | 0 | 0 | 0 | 0 | 0 | 0 | 0 | 0 |  | 0 | 5.334 | 0 | 0 | 0 | 5.334 | 0 | 0 | 0 | 0.4445 | 0 | 0 | 0 | 0 | 0 | 0 | 0 | 0 | 0 | 0 | 0 | 0 | 0 | 0 | 0 | 0 | 0 | 0 | 0 | 0 | 0 | 0 | 0 | 0 | 0.89993 | 0.8 | 0.92604 | 0.8
506 | 5 | 6 | 6 | 6 |  |  |  |  | Education - Community College | Classroom/Lecture | Education - Community College - Classroom/Lecture | (break) | Education - Community College (break) | Education - Community College - Classroom/Lecture (break) | ComCollege Class (break) | Sun | Closed | 12 | 12 | 0.50276 | 1.4151 | 1.4151 | 1.4151 | 1.0613 | 1.0613 | 1.0613 | 1.0613 | 0 | 0 | 0 | 0 | 0 | 0 | 0 | 3.688 | 3.688 | 3.688 | 2.766 | 2.766 | 2.766 | 2.766 | 0 | 0 | 0 | 0 | 0 | 0 | 0 | 0 | 0 | 0 | 0 | 0 | 0 | 0 | 0 | 0 | 0 | 0 | 0 | 0 | 0 | 0 | 0 | 0 | 0 | 0 | 0 | 0 | 0 | 0 | 0 | 0 | 0 | 0 | 0 | 0.1339 | 0.1339 | 0.1339 | 0.10042 | 0.10042 | 0.10042 | 0.10042 | 0 | 0 | 0 | 0 | 0 | 0 | 0 | 0.35908 | 0.35908 | 0.35908 | 0.26931 | 0.26931 | 0.26931 | 0.26931 | 0 | 0 | 0 | 0 | 0 | 0 | 0 | 0 | 0 | 0 | 0 | 0 | 0 | 0 | 0 | 0 | 0 | 0 | 0 | 0 | 0 | 0 | 0 | 0 | 0 | 0 | 0 | 0 | 0 | 0 | 0 | 0 | 0 | 0 | 0 | ComCollege Class (break) ILit Cls | ComCollege Class (break) ILit Cls | 2 | 2 | 2 | ComCollege Class (break) ILit2 Cls | ComCollege Class (break) ILit Cls | ComCollege Class (break) ILit Cls | 2 | 2 | 2 | 2 | 0.43196 | 0.02 | 0.02 | 0.02 | 0.02 | 0.02 | 0.02 | 0.02 | 0.02 | 0.02 | 0.02 | 0.02 | 0.02 | 0.02 | 0.02 | 0.02 | 0.02 | 0.02 | 0.02 | 0.02 | 0.02 | 0.02 | 0.02 | 0.02 | 0.02 | 0.02 | 0.4445 | 0.02 | 0.02 | 0.02 | 0.02 | 0.02 | 0.02 | 0.02 | 0.02 | 0.02 | 0.02 | 0.02 | 0.02 | 0.02 | 0.02 | 0.02 | 0.02 | 0.02 | 0.02 | 0.02 | 0.02 | 0.02 | 0.02 | 0.02 | 0.02 | 0.02 | 0 | 0 | 0 | 0 | 0 | 0 | 0 | 0 | 0 | 0 | 0 | 0 | 0 | 0 | 0 | 0 | 0 | 0 | 0 | 0 | 0 | 0 | 0 | 0 | 0 | 0 | 0 | 0 | 0 | 0 | 0 | 0 | 0 | 0 | 0 | 0 | 0 | 0 | 0 | 0 | 0 | 0 | 0 | 0 | 0 | 0 | 0 | 0 | 20 | 0.4 | 0.36 | 0.13 | 0.11 | 0.52632 | 0 | 0 | 0 | 0 | 0 | 0 | 0 | 0 |  | 0.0025764 | 0.0025764 | 0.0025432 | 0.0026301 | 0.0026318 | 0.0026225 | 0.0026225 | Education - Community College - Classroom/Lecture - (break) - Sun | 12 | 9 | 14 | 0 | 5.1836 | 0 | 0 | 0 | 5.1836 | 0 | 0 | 0 | 0.43196 | 0 | 0 | 0 | 0 | 0 | 0 | 0 | 0 | 0 | 0 | 0 | 0 | 0 | 0 | 0 | 0 | 0 | 0 | 0 | 0 | 0 | 0 | 0 | 0 |  | 0 | 5.334 | 0 | 0 | 0 | 5.334 | 0 | 0 | 0 | 0.4445 | 0 | 0 | 0 | 0 | 0 | 0 | 0 | 0 | 0 | 0 | 0 | 0 | 0 | 0 | 0 | 0 | 0 | 0 | 0 | 0 | 0 | 0 | 0 | 0 | 0.89993 | 0.8 | 0.92604 | 0.8
507 | 5 | 7 | 7 | 7 |  |  |  |  | Education - Community College | Classroom/Lecture | Education - Community College - Classroom/Lecture | (break) | Education - Community College (break) | Education - Community College - Classroom/Lecture (break) | ComCollege Class (break) | Hol | Closed | 3 | 3 | 0.50276 | 1.4151 | 1.4151 | 1.4151 | 1.0613 | 1.0613 | 1.0613 | 1.0613 | 0 | 0 | 0 | 0 | 0 | 0 | 0 | 0.92199 | 0.92199 | 0.92199 | 0.69149 | 0.69149 | 0.69149 | 0.69149 | 0 | 0 | 0 | 0 | 0 | 0 | 0 | 0 | 0 | 0 | 0 | 0 | 0 | 0 | 0 | 0 | 0 | 0 | 0 | 0 | 0 | 0 | 0 | 0 | 0 | 0 | 0 | 0 | 0 | 0 | 0 | 0 | 0 | 0 | 0 | 0.1339 | 0.1339 | 0.1339 | 0.10042 | 0.10042 | 0.10042 | 0.10042 | 0 | 0 | 0 | 0 | 0 | 0 | 0 | 0.08977 | 0.08977 | 0.08977 | 0.067327 | 0.067327 | 0.067327 | 0.067327 | 0 | 0 | 0 | 0 | 0 | 0 | 0 | 0 | 0 | 0 | 0 | 0 | 0 | 0 | 0 | 0 | 0 | 0 | 0 | 0 | 0 | 0 | 0 | 0 | 0 | 0 | 0 | 0 | 0 | 0 | 0 | 0 | 0 | 0 | 0 | ComCollege Class (break) ILit Cls | ComCollege Class (break) ILit Cls | 2 | 2 | 2 | ComCollege Class (break) ILit2 Cls | ComCollege Class (break) ILit Cls | ComCollege Class (break) ILit Cls | 2 | 2 | 2 | 2 | 0.43196 | 0.02 | 0.02 | 0.02 | 0.02 | 0.02 | 0.02 | 0.02 | 0.02 | 0.02 | 0.02 | 0.02 | 0.02 | 0.02 | 0.02 | 0.02 | 0.02 | 0.02 | 0.02 | 0.02 | 0.02 | 0.02 | 0.02 | 0.02 | 0.02 | 0.02 | 0.4445 | 0.02 | 0.02 | 0.02 | 0.02 | 0.02 | 0.02 | 0.02 | 0.02 | 0.02 | 0.02 | 0.02 | 0.02 | 0.02 | 0.02 | 0.02 | 0.02 | 0.02 | 0.02 | 0.02 | 0.02 | 0.02 | 0.02 | 0.02 | 0.02 | 0.02 | 0 | 0 | 0 | 0 | 0 | 0 | 0 | 0 | 0 | 0 | 0 | 0 | 0 | 0 | 0 | 0 | 0 | 0 | 0 | 0 | 0 | 0 | 0 | 0 | 0 | 0 | 0 | 0 | 0 | 0 | 0 | 0 | 0 | 0 | 0 | 0 | 0 | 0 | 0 | 0 | 0 | 0 | 0 | 0 | 0 | 0 | 0 | 0 | 20 | 0.4 | 0.36 | 0.13 | 0.11 | 0.52632 | 0 | 0 | 0 | 0 | 0 | 0 | 0 | 0 |  | 0.0025764 | 0.0025764 | 0.0025432 | 0.0026301 | 0.0026318 | 0.0026225 | 0.0026225 | Education - Community College - Classroom/Lecture - (break) - Hol | 14 | 9 | 14 | 0 | 1.2959 | 0 | 0 | 0 | 1.2959 | 0 | 0 | 0 | 0.43196 | 0 | 0 | 0 | 0 | 0 | 0 | 0 | 0 | 0 | 0 | 0 | 0 | 0 | 0 | 0 | 0 | 0 | 0 | 0 | 0 | 0 | 0 | 0 | 0 |  | 0 | 1.3335 | 0 | 0 | 0 | 1.3335 | 0 | 0 | 0 | 0.4445 | 0 | 0 | 0 | 0 | 0 | 0 | 0 | 0 | 0 | 0 | 0 | 0 | 0 | 0 | 0 | 0 | 0 | 0 | 0 | 0 | 0 | 0 | 0 | 0 | 0.89993 | 0.8 | 0.92604 | 0.8
508 | 5 | 8 | 8 | 8 |  | Education - Community College (break) |  | Education - Community College - Classroom/Lecture (break) | Education - Community College | Classroom/Lecture | Education - Community College - Classroom/Lecture | (break) | Education - Community College (break) | Education - Community College - Classroom/Lecture (break) | ComCollege Class (break) | all | Closed | 38 | 38 | 0.50276 | 1.4151 | 1.4151 | 1.4151 | 1.0613 | 1.0613 | 1.0613 | 1.0613 | 0 | 0 | 0 | 0 | 0 | 0 | 0 | 11.6786 | 11.6786 | 11.6786 | 8.7589 | 8.7589 | 8.7589 | 8.7589 | 0.014229 | 0.014229 | 0.014229 | 0.010672 | 0.010672 | 0.010672 | 0.010672 | 0 | 0 | 0 | 0 | 0 | 0 | 0 | 0 | 0 | 0 | 0 | 0 | 0 | 0 | 0.02 | 0.02 | 0.02 | 0.02 | 0.02 | 0.02 | 0.02 | 0.021581 | 0.021581 | 0.021501 | 0.021742 | 0.02174 | 0.021845 | 0.021845 | 0.1339 | 0.1339 | 0.1339 | 0.10042 | 0.10042 | 0.10042 | 0.10042 | 0 | 0 | 0 | 0 | 0 | 0 | 0 | 1.1371 | 1.1371 | 1.1371 | 0.85281 | 0.85281 | 0.85281 | 0.85281 | 0.0013464 | 0.0013464 | 0.0013464 | 0.0010098 | 0.0010098 | 0.0010098 | 0.0010098 | 0 | 0 | 0 | 0 | 0 | 0 | 0 | 0 | 0 | 0 | 0 | 0 | 0 | 0 | 0.02 | 0.02 | 0.02 | 0.02 | 0.02 | 0.02 | 0.02 | 0.021581 | 0.021581 | 0.021501 | 0.021742 | 0.02174 | 0.021845 | 0.021845 | ComCollege Class (break) ILit Cls | ComCollege Class (break) ILit Cls | 2 | 2 | 2 | ComCollege Class (break) ILit2 Cls | ComCollege Class (break) ILit Cls | ComCollege Class (break) ILit Cls | 2 | 2 | 2 | 2 | 0.43196 | 0.02 | 0.02 | 0.02 | 0.02 | 0.02 | 0.02 | 0.02 | 0.02 | 0.02 | 0.02 | 0.02 | 0.02 | 0.02 | 0.02 | 0.02 | 0.02 | 0.02 | 0.02 | 0.02 | 0.02 | 0.02 | 0.02 | 0.02 | 0.02 | 0.02 | 0.4445 | 0.02 | 0.02 | 0.02 | 0.02 | 0.02 | 0.02 | 0.02 | 0.02 | 0.02 | 0.02 | 0.02 | 0.02 | 0.02 | 0.02 | 0.02 | 0.02 | 0.02 | 0.02 | 0.02 | 0.02 | 0.02 | 0.02 | 0.02 | 0.02 | 0.02 | 0 | 0 | 0 | 0 | 0 | 0 | 0 | 0 | 0 | 0 | 0 | 0 | 0 | 0 | 0 | 0 | 0 | 0 | 0 | 0 | 0 | 0 | 0 | 0 | 0 | 0 | 0 | 0 | 0 | 0 | 0 | 0 | 0 | 0 | 0 | 0 | 0 | 0 | 0 | 0 | 0 | 0 | 0 | 0 | 0 | 0 | 0 | 0 | 20 | 0.4 | 0.36 | 0.13 | 0.11 | 0.52632 | 0.0020015 | 0.001424 | 0.001424 | 0.001424 | 0.001068 | 0.001068 | 0.001068 | 0.001068 | Education - Community College (break) | 0.0025764 | 0.0025764 | 0.0025432 | 0.0026301 | 0.0026318 | 0.0026225 | 0.0026225 | Education - Community College - Classroom/Lecture - (break) - all | 16 | 9 | 17 | 0 | 16.4146 | 0 | 16.4146 | 0 | 0 | 0 | 0.43196 | 0 | 0 | 0 | 0 | 0 | 0 | 0 | 0 | 0 | 0 | 0 | 0 | 0 | 0 | 0 | 0 | 0 | 0 | 0 | 0 | 0 | 0 | 0 | 0 | 0 | 0 |  | 0 | 16.891 | 0 | 16.891 | 0 | 0 | 0 | 0.4445 | 0 | 0 | 0 | 0 | 0 | 0 | 0 | 0 | 0 | 0 | 0 | 0 | 0 | 0 | 0 | 0 | 0 | 0 | 0 | 0 | 0 | 0 | 0 | 0 | 0 | 0 | 0.89993 | 0.8 | 0.92604 | 0.8
509 | 5 | 9 | 5 | 9 |  |  |  |  | Education - Community College | Classroom/Lecture | Education - Community College - Classroom/Lecture | (summer) | Education - Community College (summer) | Education - Community College - Classroom/Lecture (summer) | ComCollege Class (summer) | Sat | Open | 8 | 8 | 0.50276 | 1.4151 | 1.4151 | 1.4151 | 1.0613 | 1.0613 | 1.0613 | 1.0613 | 0 | 0 | 0 | 0 | 0 | 0 | 0 | 11.0767 | 11.0767 | 11.0767 | 8.3075 | 8.3075 | 8.3075 | 8.3075 | 0 | 0 | 0 | 0 | 0 | 0 | 0 | 0 | 0 | 0 | 0 | 0 | 0 | 0 | 0 | 0 | 0 | 0 | 0 | 0 | 0 | 0 | 0 | 0 | 0 | 0 | 0 | 0 | 0 | 0 | 0 | 0 | 0 | 0 | 0 | 0.1339 | 0.1339 | 0.1339 | 0.10042 | 0.10042 | 0.10042 | 0.10042 | 0 | 0 | 0 | 0 | 0 | 0 | 0 | 1.4675 | 1.4675 | 1.4675 | 1.1006 | 1.1006 | 1.1006 | 1.1006 | 0 | 0 | 0 | 0 | 0 | 0 | 0 | 0 | 0 | 0 | 0 | 0 | 0 | 0 | 0 | 0 | 0 | 0 | 0 | 0 | 0 | 0 | 0 | 0 | 0 | 0 | 0 | 0 | 0 | 0 | 0 | 0 | 0 | 0 | 0 | ComCollege Class (summer) ILit Sat | ComCollege Class (summer) ILit all | 3606 | 5 | 18.75 | ComCollege Class (summer) ILit2 Sat | ComCollege Class (summer) ILit2 Sat | ComCollege Class (summer) ILit2 All | 3840 | 6.5 | 26.25 | 3606 | 1.9461 | 0.04 | 0.05 | 0.05 | 0.05 | 0.05 | 0.05 | 0.05 | 0.05 | 0.1875 | 0.1875 | 0.1875 | 0.1875 | 0.1875 | 0.1875 | 0.1875 | 0.05 | 0.05 | 0.05 | 0.05 | 0.05 | 0.05 | 0.05 | 0.05 | 0.05 | 0.05 | 2.7249 | 0.052 | 0.065 | 0.065 | 0.065 | 0.065 | 0.065 | 0.065 | 0.065 | 0.2625 | 0.2625 | 0.2625 | 0.2625 | 0.2625 | 0.2625 | 0.2625 | 0.065 | 0.065 | 0.065 | 0.065 | 0.065 | 0.065 | 0.065 | 0.065 | 0.065 | 0.065 | 0 | 0 | 0 | 0 | 0 | 0 | 0 | 1 | 1 | 1 | 1 | 1 | 1 | 1 | 0 | 0 | 0 | 0 | 0 | 0 | 0 | 0 | 0 | 0 | 0 | 0 | 0 | 0 | 0 | 0 | 0 | 1 | 1 | 1 | 1 | 1 | 1 | 1 | 0 | 0 | 0 | 0 | 0 | 0 | 0 | 0 | 0 | 0 | 20 | 0.4 | 0.36 | 0.13 | 0.11 | 0.52632 | 0 | 0 | 0 | 0 | 0 | 0 | 0 | 0 |  | 0.047056 | 0.047056 | 0.046619 | 0.04825 | 0.048254 | 0.047573 | 0.047573 | Education - Community College - Classroom/Lecture - (summer) - Sat | 10 | 7 | 16 | 11.3 | 4.2687 | 0 | 0 | 11.3 | 4.2687 | 0 | 0 | 1.4125 | 0.53359 | 0 | 0 | 0 | 0 | 0 | 0 | 0.05 | 0.1875 | 0.1875 | 0.1875 | 0.1875 | 0.1875 | 0.1875 | 0.1875 | 0.05 | 0 | 0 | 0 | 0 | 0 | 0 | 0 | 0 | 0 |  | 15.74 | 6.059 | 0 | 0 | 15.74 | 6.059 | 0 | 0 | 1.9675 | 0.75737 | 0 | 0 | 0 | 0 | 0 | 0 | 0.065 | 0.2625 | 0.2625 | 0.2625 | 0.2625 | 0.2625 | 0.2625 | 0.2625 | 0.065 | 0 | 0 | 0 | 0 | 0 | 0 | 0 | 0 | 0 | 0.89993 | 0.8 | 0.92604 | 0.8
510 | 5 | 10 | 6 | 10 |  |  |  |  | Education - Community College | Classroom/Lecture | Education - Community College - Classroom/Lecture | (summer) | Education - Community College (summer) | Education - Community College - Classroom/Lecture (summer) | ComCollege Class (summer) | Sun | Closed | 8 | 8 | 0.50276 | 1.4151 | 1.4151 | 1.4151 | 1.0613 | 1.0613 | 1.0613 | 1.0613 | 0 | 0 | 0 | 0 | 0 | 0 | 0 | 4.3026 | 4.3026 | 4.3026 | 3.227 | 3.227 | 3.227 | 3.227 | 0 | 0 | 0 | 0 | 0 | 0 | 0 | 0 | 0 | 0 | 0 | 0 | 0 | 0 | 0 | 0 | 0 | 0 | 0 | 0 | 0 | 0 | 0 | 0 | 0 | 0 | 0 | 0 | 0 | 0 | 0 | 0 | 0 | 0 | 0 | 0.1339 | 0.1339 | 0.1339 | 0.10042 | 0.10042 | 0.10042 | 0.10042 | 0 | 0 | 0 | 0 | 0 | 0 | 0 | 0.41893 | 0.41893 | 0.41893 | 0.31419 | 0.31419 | 0.31419 | 0.31419 | 0 | 0 | 0 | 0 | 0 | 0 | 0 | 0 | 0 | 0 | 0 | 0 | 0 | 0 | 0 | 0 | 0 | 0 | 0 | 0 | 0 | 0 | 0 | 0 | 0 | 0 | 0 | 0 | 0 | 0 | 0 | 0 | 0 | 0 | 0 | ComCollege Class (summer) ILit Cls | ComCollege Class (summer) ILit Cls | 2 | 3.5 | 3.5 | ComCollege Class (summer) ILit2 Cls | ComCollege Class (summer) ILit Cls | ComCollege Class (summer) ILit Cls | 2 | 3.5 | 3.5 | 2 | 0.75594 | 0.028 | 0.035 | 0.035 | 0.035 | 0.035 | 0.035 | 0.035 | 0.035 | 0.035 | 0.035 | 0.035 | 0.035 | 0.035 | 0.035 | 0.035 | 0.035 | 0.035 | 0.035 | 0.035 | 0.035 | 0.035 | 0.035 | 0.035 | 0.035 | 0.035 | 0.77787 | 0.028 | 0.035 | 0.035 | 0.035 | 0.035 | 0.035 | 0.035 | 0.035 | 0.035 | 0.035 | 0.035 | 0.035 | 0.035 | 0.035 | 0.035 | 0.035 | 0.035 | 0.035 | 0.035 | 0.035 | 0.035 | 0.035 | 0.035 | 0.035 | 0.035 | 0 | 0 | 0 | 0 | 0 | 0 | 0 | 0 | 0 | 0 | 0 | 0 | 0 | 0 | 0 | 0 | 0 | 0 | 0 | 0 | 0 | 0 | 0 | 0 | 0 | 0 | 0 | 0 | 0 | 0 | 0 | 0 | 0 | 0 | 0 | 0 | 0 | 0 | 0 | 0 | 0 | 0 | 0 | 0 | 0 | 0 | 0 | 0 | 20 | 0.4 | 0.36 | 0.13 | 0.11 | 0.52632 | 0 | 0 | 0 | 0 | 0 | 0 | 0 | 0 |  | 0.047056 | 0.047056 | 0.046619 | 0.04825 | 0.048254 | 0.047573 | 0.047573 | Education - Community College - Classroom/Lecture - (summer) - Sun | 12 | 8 | 15 | 0 | 6.0475 | 0 | 0 | 0 | 6.0475 | 0 | 0 | 0 | 0.75594 | 0 | 0 | 0 | 0 | 0 | 0 | 0 | 0 | 0 | 0 | 0 | 0 | 0 | 0 | 0 | 0 | 0 | 0 | 0 | 0 | 0 | 0 | 0 | 0 |  | 0 | 6.223 | 0 | 0 | 0 | 6.223 | 0 | 0 | 0 | 0.77787 | 0 | 0 | 0 | 0 | 0 | 0 | 0 | 0 | 0 | 0 | 0 | 0 | 0 | 0 | 0 | 0 | 0 | 0 | 0 | 0 | 0 | 0 | 0 | 0 | 0.89993 | 0.8 | 0.92604 | 0.8
511 | 5 | 11 | 7 | 11 |  |  |  |  | Education - Community College | Classroom/Lecture | Education - Community College - Classroom/Lecture | (summer) | Education - Community College (summer) | Education - Community College - Classroom/Lecture (summer) | ComCollege Class (summer) | Hol | Closed | 1 | 1 | 0.50276 | 1.4151 | 1.4151 | 1.4151 | 1.0613 | 1.0613 | 1.0613 | 1.0613 | 0 | 0 | 0 | 0 | 0 | 0 | 0 | 0.53783 | 0.53783 | 0.53783 | 0.40337 | 0.40337 | 0.40337 | 0.40337 | 0 | 0 | 0 | 0 | 0 | 0 | 0 | 0 | 0 | 0 | 0 | 0 | 0 | 0 | 0 | 0 | 0 | 0 | 0 | 0 | 0 | 0 | 0 | 0 | 0 | 0 | 0 | 0 | 0 | 0 | 0 | 0 | 0 | 0 | 0 | 0.1339 | 0.1339 | 0.1339 | 0.10042 | 0.10042 | 0.10042 | 0.10042 | 0 | 0 | 0 | 0 | 0 | 0 | 0 | 0.052366 | 0.052366 | 0.052366 | 0.039274 | 0.039274 | 0.039274 | 0.039274 | 0 | 0 | 0 | 0 | 0 | 0 | 0 | 0 | 0 | 0 | 0 | 0 | 0 | 0 | 0 | 0 | 0 | 0 | 0 | 0 | 0 | 0 | 0 | 0 | 0 | 0 | 0 | 0 | 0 | 0 | 0 | 0 | 0 | 0 | 0 | ComCollege Class (summer) ILit Cls | ComCollege Class (summer) ILit Cls | 2 | 3.5 | 3.5 | ComCollege Class (summer) ILit2 Cls | ComCollege Class (summer) ILit Cls | ComCollege Class (summer) ILit Cls | 2 | 3.5 | 3.5 | 2 | 0.75594 | 0.028 | 0.035 | 0.035 | 0.035 | 0.035 | 0.035 | 0.035 | 0.035 | 0.035 | 0.035 | 0.035 | 0.035 | 0.035 | 0.035 | 0.035 | 0.035 | 0.035 | 0.035 | 0.035 | 0.035 | 0.035 | 0.035 | 0.035 | 0.035 | 0.035 | 0.77787 | 0.028 | 0.035 | 0.035 | 0.035 | 0.035 | 0.035 | 0.035 | 0.035 | 0.035 | 0.035 | 0.035 | 0.035 | 0.035 | 0.035 | 0.035 | 0.035 | 0.035 | 0.035 | 0.035 | 0.035 | 0.035 | 0.035 | 0.035 | 0.035 | 0.035 | 0 | 0 | 0 | 0 | 0 | 0 | 0 | 0 | 0 | 0 | 0 | 0 | 0 | 0 | 0 | 0 | 0 | 0 | 0 | 0 | 0 | 0 | 0 | 0 | 0 | 0 | 0 | 0 | 0 | 0 | 0 | 0 | 0 | 0 | 0 | 0 | 0 | 0 | 0 | 0 | 0 | 0 | 0 | 0 | 0 | 0 | 0 | 0 | 20 | 0.4 | 0.36 | 0.13 | 0.11 | 0.52632 | 0 | 0 | 0 | 0 | 0 | 0 | 0 | 0 |  | 0.047056 | 0.047056 | 0.046619 | 0.04825 | 0.048254 | 0.047573 | 0.047573 | Education - Community College - Classroom/Lecture - (summer) - Hol | 14 | 8 | 15 | 0 | 0.75594 | 0 | 0 | 0 | 0.75594 | 0 | 0 | 0 | 0.75594 | 0 | 0 | 0 | 0 | 0 | 0 | 0 | 0 | 0 | 0 | 0 | 0 | 0 | 0 | 0 | 0 | 0 | 0 | 0 | 0 | 0 | 0 | 0 | 0 |  | 0 | 0.77787 | 0 | 0 | 0 | 0.77787 | 0 | 0 | 0 | 0.77787 | 0 | 0 | 0 | 0 | 0 | 0 | 0 | 0 | 0 | 0 | 0 | 0 | 0 | 0 | 0 | 0 | 0 | 0 | 0 | 0 | 0 | 0 | 0 | 0 | 0.89993 | 0.8 | 0.92604 | 0.8
512 | 5 | 12 | 8 | 12 |  | Education - Community College (summer) | Education - Community College - Classroom/Lecture | Education - Community College - Classroom/Lecture (summer) | Education - Community College | Classroom/Lecture | Education - Community College - Classroom/Lecture | (summer) | Education - Community College (summer) | Education - Community College - Classroom/Lecture (summer) | ComCollege Class (summer) | all | Open | 44 | 44 | 0.50276 | 1.4151 | 1.4151 | 1.4151 | 1.0613 | 1.0613 | 1.0613 | 1.0613 | 0.71147 | 0.71147 | 0.71147 | 0.5336 | 0.5336 | 0.5336 | 0.5336 | 187.6959 | 187.6959 | 187.6959 | 140.7719 | 140.7719 | 140.7719 | 140.7719 | 0.25909 | 0.25909 | 0.25909 | 0.19432 | 0.19432 | 0.19432 | 0.19432 | 2111.6111 | 2111.6111 | 2111.6111 | 2111.6111 | 2111.6111 | 2111.6111 | 2111.6111 | 0 | 0 | 0 | 0 | 0 | 0 | 0 | 0.36417 | 0.36417 | 0.36417 | 0.36417 | 0.36417 | 0.36417 | 0.36417 | 0.39488 | 0.39488 | 0.39459 | 0.39947 | 0.3991 | 0.39742 | 0.39742 | 0.1339 | 0.1339 | 0.1339 | 0.10042 | 0.10042 | 0.10042 | 0.10042 | 0.067319 | 0.067319 | 0.067319 | 0.050489 | 0.050489 | 0.050489 | 0.050489 | 20.0374 | 20.0374 | 20.0374 | 15.028 | 15.028 | 15.028 | 15.028 | 0.020689 | 0.020689 | 0.020689 | 0.015517 | 0.015517 | 0.015517 | 0.015517 | 2210.012 | 2210.012 | 2210.012 | 2210.012 | 2210.012 | 2210.012 | 2210.012 | 0 | 0 | 0 | 0 | 0 | 0 | 0 | 0.30733 | 0.30733 | 0.30733 | 0.30733 | 0.30733 | 0.30733 | 0.30733 | 0.34126 | 0.34126 | 0.34102 | 0.34642 | 0.34485 | 0.3441 | 0.3441 | ComCollege Class (summer) ILit all | ComCollege Class (summer) ILit all | 3605 | 10 | 48.75 | ComCollege Class (summer) ILit2 all | ComCollege Class (summer) ILit2 all | ComCollege Class (summer) ILit2 All | 3839 | 6.5 | 54.375 | 3605 | 5.9958 | 0.36417 | 0.1 | 0.1 | 0.1 | 0.1 | 0.1 | 0.19687 | 0.29375 | 0.39062 | 0.4875 | 0.4875 | 0.4875 | 0.4875 | 0.4875 | 0.4875 | 0.4875 | 0.4875 | 0.39062 | 0.29375 | 0.19687 | 0.1 | 0.1 | 0.1 | 0.1 | 0.1 | 6.7647 | 0.30733 | 0.065 | 0.065 | 0.065 | 0.065 | 0.065 | 0.54375 | 0.54375 | 0.54375 | 0.54375 | 0.54375 | 0.54375 | 0.38417 | 0.38417 | 0.38417 | 0.38417 | 0.38417 | 0.38417 | 0.54375 | 0.54375 | 0.065 | 0.065 | 0.065 | 0.065 | 0.065 | 0 | 0 | 0 | 0 | 0 | 0.25 | 0.5 | 0.75 | 1 | 1 | 1 | 1 | 1 | 1 | 1 | 1 | 0.75 | 0.5 | 0.25 | 0 | 0 | 0 | 0 | 0 | 0 | 0 | 0 | 0 | 0 | 1 | 1 | 1 | 1 | 1 | 1 | 0.66667 | 0.66667 | 0.66667 | 0.66667 | 0.66667 | 0.66667 | 1 | 1 | 0 | 0 | 0 | 0 | 0 | 20 | 0.4 | 0.36 | 0.13 | 0.11 | 0.52632 | 0.036444 | 0.025929 | 0.025929 | 0.025929 | 0.019447 | 0.019447 | 0.019447 | 0.019447 | Education - Community College (summer) | 0.047056 | 0.047056 | 0.046619 | 0.04825 | 0.048254 | 0.047573 | 0.047573 | Education - Community College - Classroom/Lecture - (summer) - all | 16 | 7 | 21 | 244.8875 | 18.9255 | 244.8875 | 18.9255 | 0 | 0 | 5.5656 | 0.43013 | 0 | 0 | 0 | 0 | 0 | 0 | 0 | 0 | 0.29375 | 0.39062 | 0.4875 | 0.4875 | 0.4875 | 0.4875 | 0.4875 | 0.4875 | 0.4875 | 0.4875 | 0.39062 | 0.29375 | 0.19687 | 0.1 | 0 | 0 | 0 | 0 |  | 271.755 | 25.8926 | 271.755 | 25.8926 | 0 | 0 | 6.1763 | 0.58847 | 0 | 0 | 0 | 0 | 0 | 0 | 0 | 0 | 0.54375 | 0.54375 | 0.54375 | 0.54375 | 0.54375 | 0.38417 | 0.38417 | 0.38417 | 0.38417 | 0.38417 | 0.38417 | 0.54375 | 0.54375 | 0.065 | 0 | 0 | 0 | 0 | 0.89993 | 0.8 | 0.92604 | 0.8
513 | 5 | 13 | 5 | 1 |  |  |  |  | Education - Community College | Comm/Ind Work (General, Low Bay) | Education - Community College - Comm/Ind Work (General, Low Bay) |  | Education - Community College | Education - Community College - Comm/Ind Work (General, Low Bay) | ComCollege Class (in session) | Sat | Open | 32 | 32 | 0.12496 | 1.592 | 1.592 | 1.0613 | 1.0613 | 1.0613 | 0.9729 | 0.9729 | 0 | 0 | 0 | 0 | 0 | 0 | 0 | 16.5621 | 16.5621 | 11.0414 | 11.0414 | 11.0414 | 10.1213 | 10.1213 | 0 | 0 | 0 | 0 | 0 | 0 | 0 | 0 | 0 | 0 | 0 | 0 | 0 | 0 | 0 | 0 | 0 | 0 | 0 | 0 | 0 | 0 | 0 | 0 | 0 | 0 | 0 | 0 | 0 | 0 | 0 | 0 | 0 | 0 | 0 | 0.15063 | 0.15063 | 0.10042 | 0.10042 | 0.10042 | 0.092055 | 0.092055 | 0 | 0 | 0 | 0 | 0 | 0 | 0 | 2.2408 | 2.2408 | 1.4939 | 1.4939 | 1.4939 | 1.3694 | 1.3694 | 0 | 0 | 0 | 0 | 0 | 0 | 0 | 0 | 0 | 0 | 0 | 0 | 0 | 0 | 0 | 0 | 0 | 0 | 0 | 0 | 0 | 0 | 0 | 0 | 0 | 0 | 0 | 0 | 0 | 0 | 0 | 0 | 0 | 0 | 0 | ComCollege Class (in session) ILit Sat | ComCollege Class (in session) ILit all | 3579 | 5 | 25 | ComCollege Class (in session) ILit2 Sat | ComCollege Class (in session) ILit2 Sat | ComCollege Class (in session) ILit2 All | 3830 | 6.5 | 35 | 3579 | 2.6017 | 0.154 | 0.05 | 0.05 | 0.05 | 0.05 | 0.05 | 0.05 | 0.05 | 0.25 | 0.25 | 0.25 | 0.25 | 0.25 | 0.25 | 0.25 | 0.25 | 0.25 | 0.05 | 0.05 | 0.05 | 0.05 | 0.05 | 0.05 | 0.05 | 0.05 | 3.7202 | 0.2142 | 0.065 | 0.065 | 0.065 | 0.065 | 0.065 | 0.065 | 0.065 | 0.35 | 0.35 | 0.35 | 0.35 | 0.35 | 0.35 | 0.35 | 0.35 | 0.35 | 0.065 | 0.065 | 0.065 | 0.065 | 0.065 | 0.065 | 0.065 | 0.065 | 0 | 0 | 0 | 0 | 0 | 0 | 0 | 1 | 1 | 1 | 1 | 1 | 1 | 1 | 1 | 1 | 0 | 0 | 0 | 0 | 0 | 0 | 0 | 0 | 0 | 0 | 0 | 0 | 0 | 0 | 0 | 1 | 1 | 1 | 1 | 1 | 1 | 1 | 1 | 1 | 0 | 0 | 0 | 0 | 0 | 0 | 0 | 0 | 16 | 0.66337 | 0.20792 | 0.079208 | 0.049505 | 0.76136 | 0 | 0 | 0 | 0 | 0 | 0 | 0 | 0 |  | 0.077903 | 0.077903 | 0.077236 | 0.079864 | 0.079997 | 0.07863 | 0.07863 | Education - Community College - Comm/Ind Work (General, Low Bay) - Sat | 10 | 7 | 16 | 65.6 | 17.6538 | 0 | 0 | 65.6 | 17.6538 | 0 | 0 | 2.05 | 0.55168 | 0 | 0 | 0 | 0 | 0 | 0 | 0.05 | 0.25 | 0.25 | 0.25 | 0.25 | 0.25 | 0.25 | 0.25 | 0.25 | 0 | 0 | 0 | 0 | 0 | 0 | 0 | 0 | 0 |  | 91.68 | 27.3674 | 0 | 0 | 91.68 | 27.3674 | 0 | 0 | 2.865 | 0.85523 | 0 | 0 | 0 | 0 | 0 | 0 | 0.065 | 0.35 | 0.35 | 0.35 | 0.35 | 0.35 | 0.35 | 0.35 | 0.35 | 0 | 0 | 0 | 0 | 0 | 0 | 0 | 0 | 0 | 0.86723 | 0.84 | 0.90187 | 0.84
514 | 5 | 14 | 6 | 2 |  |  |  |  | Education - Community College | Comm/Ind Work (General, Low Bay) | Education - Community College - Comm/Ind Work (General, Low Bay) |  | Education - Community College | Education - Community College - Comm/Ind Work (General, Low Bay) | ComCollege Class (in session) | Sun | Closed | 32 | 32 | 0.12496 | 1.592 | 1.592 | 1.0613 | 1.0613 | 1.0613 | 0.9729 | 0.9729 | 0 | 0 | 0 | 0 | 0 | 0 | 0 | 6.6248 | 6.6248 | 4.4166 | 4.4166 | 4.4166 | 4.0485 | 4.0485 | 0 | 0 | 0 | 0 | 0 | 0 | 0 | 0 | 0 | 0 | 0 | 0 | 0 | 0 | 0 | 0 | 0 | 0 | 0 | 0 | 0 | 0 | 0 | 0 | 0 | 0 | 0 | 0 | 0 | 0 | 0 | 0 | 0 | 0 | 0 | 0.15063 | 0.15063 | 0.10042 | 0.10042 | 0.10042 | 0.092055 | 0.092055 | 0 | 0 | 0 | 0 | 0 | 0 | 0 | 0.65188 | 0.65188 | 0.43459 | 0.43459 | 0.43459 | 0.39837 | 0.39837 | 0 | 0 | 0 | 0 | 0 | 0 | 0 | 0 | 0 | 0 | 0 | 0 | 0 | 0 | 0 | 0 | 0 | 0 | 0 | 0 | 0 | 0 | 0 | 0 | 0 | 0 | 0 | 0 | 0 | 0 | 0 | 0 | 0 | 0 | 0 | ComCollege Class (in session) ILit Cls | ComCollege Class (in session) ILit Cls | 2 | 5 | 5 | ComCollege Class (in session) ILit2 Cls | ComCollege Class (in session) ILit Cls | ComCollege Class (in session) ILit Cls | 2 | 5 | 5 | 2 | 1.0407 | 0.042 | 0.05 | 0.05 | 0.05 | 0.05 | 0.05 | 0.05 | 0.05 | 0.05 | 0.05 | 0.05 | 0.05 | 0.05 | 0.05 | 0.05 | 0.05 | 0.05 | 0.05 | 0.05 | 0.05 | 0.05 | 0.05 | 0.05 | 0.05 | 0.05 | 1.0822 | 0.042 | 0.05 | 0.05 | 0.05 | 0.05 | 0.05 | 0.05 | 0.05 | 0.05 | 0.05 | 0.05 | 0.05 | 0.05 | 0.05 | 0.05 | 0.05 | 0.05 | 0.05 | 0.05 | 0.05 | 0.05 | 0.05 | 0.05 | 0.05 | 0.05 | 0 | 0 | 0 | 0 | 0 | 0 | 0 | 0 | 0 | 0 | 0 | 0 | 0 | 0 | 0 | 0 | 0 | 0 | 0 | 0 | 0 | 0 | 0 | 0 | 0 | 0 | 0 | 0 | 0 | 0 | 0 | 0 | 0 | 0 | 0 | 0 | 0 | 0 | 0 | 0 | 0 | 0 | 0 | 0 | 0 | 0 | 0 | 0 | 16 | 0.66337 | 0.20792 | 0.079208 | 0.049505 | 0.76136 | 0 | 0 | 0 | 0 | 0 | 0 | 0 | 0 |  | 0.077903 | 0.077903 | 0.077236 | 0.079864 | 0.079997 | 0.07863 | 0.07863 | Education - Community College - Comm/Ind Work (General, Low Bay) - Sun | 12 | 8 | 15 | 0 | 33.3015 | 0 | 0 | 0 | 33.3015 | 0 | 0 | 0 | 1.0407 | 0 | 0 | 0 | 0 | 0 | 0 | 0 | 0 | 0 | 0 | 0 | 0 | 0 | 0 | 0 | 0 | 0 | 0 | 0 | 0 | 0 | 0 | 0 | 0 |  | 0 | 34.632 | 0 | 0 | 0 | 34.632 | 0 | 0 | 0 | 1.0822 | 0 | 0 | 0 | 0 | 0 | 0 | 0 | 0 | 0 | 0 | 0 | 0 | 0 | 0 | 0 | 0 | 0 | 0 | 0 | 0 | 0 | 0 | 0 | 0 | 0.86723 | 0.84 | 0.90187 | 0.84
515 | 5 | 15 | 7 | 3 |  |  |  |  | Education - Community College | Comm/Ind Work (General, Low Bay) | Education - Community College - Comm/Ind Work (General, Low Bay) |  | Education - Community College | Education - Community College - Comm/Ind Work (General, Low Bay) | ComCollege Class (in session) | Hol | Closed | 6 | 6 | 0.12496 | 1.592 | 1.592 | 1.0613 | 1.0613 | 1.0613 | 0.9729 | 0.9729 | 0 | 0 | 0 | 0 | 0 | 0 | 0 | 1.2422 | 1.2422 | 0.82811 | 0.82811 | 0.82811 | 0.7591 | 0.7591 | 0 | 0 | 0 | 0 | 0 | 0 | 0 | 0 | 0 | 0 | 0 | 0 | 0 | 0 | 0 | 0 | 0 | 0 | 0 | 0 | 0 | 0 | 0 | 0 | 0 | 0 | 0 | 0 | 0 | 0 | 0 | 0 | 0 | 0 | 0 | 0.15063 | 0.15063 | 0.10042 | 0.10042 | 0.10042 | 0.092055 | 0.092055 | 0 | 0 | 0 | 0 | 0 | 0 | 0 | 0.12223 | 0.12223 | 0.081485 | 0.081485 | 0.081485 | 0.074695 | 0.074695 | 0 | 0 | 0 | 0 | 0 | 0 | 0 | 0 | 0 | 0 | 0 | 0 | 0 | 0 | 0 | 0 | 0 | 0 | 0 | 0 | 0 | 0 | 0 | 0 | 0 | 0 | 0 | 0 | 0 | 0 | 0 | 0 | 0 | 0 | 0 | ComCollege Class (in session) ILit Cls | ComCollege Class (in session) ILit Cls | 2 | 5 | 5 | ComCollege Class (in session) ILit2 Cls | ComCollege Class (in session) ILit Cls | ComCollege Class (in session) ILit Cls | 2 | 5 | 5 | 2 | 1.0407 | 0.042 | 0.05 | 0.05 | 0.05 | 0.05 | 0.05 | 0.05 | 0.05 | 0.05 | 0.05 | 0.05 | 0.05 | 0.05 | 0.05 | 0.05 | 0.05 | 0.05 | 0.05 | 0.05 | 0.05 | 0.05 | 0.05 | 0.05 | 0.05 | 0.05 | 1.0822 | 0.042 | 0.05 | 0.05 | 0.05 | 0.05 | 0.05 | 0.05 | 0.05 | 0.05 | 0.05 | 0.05 | 0.05 | 0.05 | 0.05 | 0.05 | 0.05 | 0.05 | 0.05 | 0.05 | 0.05 | 0.05 | 0.05 | 0.05 | 0.05 | 0.05 | 0 | 0 | 0 | 0 | 0 | 0 | 0 | 0 | 0 | 0 | 0 | 0 | 0 | 0 | 0 | 0 | 0 | 0 | 0 | 0 | 0 | 0 | 0 | 0 | 0 | 0 | 0 | 0 | 0 | 0 | 0 | 0 | 0 | 0 | 0 | 0 | 0 | 0 | 0 | 0 | 0 | 0 | 0 | 0 | 0 | 0 | 0 | 0 | 16 | 0.66337 | 0.20792 | 0.079208 | 0.049505 | 0.76136 | 0 | 0 | 0 | 0 | 0 | 0 | 0 | 0 |  | 0.077903 | 0.077903 | 0.077236 | 0.079864 | 0.079997 | 0.07863 | 0.07863 | Education - Community College - Comm/Ind Work (General, Low Bay) - Hol | 14 | 8 | 15 | 0 | 6.244 | 0 | 0 | 0 | 6.244 | 0 | 0 | 0 | 1.0407 | 0 | 0 | 0 | 0 | 0 | 0 | 0 | 0 | 0 | 0 | 0 | 0 | 0 | 0 | 0 | 0 | 0 | 0 | 0 | 0 | 0 | 0 | 0 | 0 |  | 0 | 6.4935 | 0 | 0 | 0 | 6.4935 | 0 | 0 | 0 | 1.0822 | 0 | 0 | 0 | 0 | 0 | 0 | 0 | 0 | 0 | 0 | 0 | 0 | 0 | 0 | 0 | 0 | 0 | 0 | 0 | 0 | 0 | 0 | 0 | 0 | 0.86723 | 0.84 | 0.90187 | 0.84
516 | 5 | 16 | 8 | 4 |  | Education - Community College |  | Education - Community College - Comm/Ind Work (General, Low Bay) | Education - Community College | Comm/Ind Work (General, Low Bay) | Education - Community College - Comm/Ind Work (General, Low Bay) |  | Education - Community College | Education - Community College - Comm/Ind Work (General, Low Bay) | ComCollege Class (in session) | all | Open | 169 | 169 | 0.12496 | 1.592 | 1.592 | 1.0613 | 1.0613 | 1.0613 | 0.9729 | 0.9729 | 0 | 0 | 0 | 0 | 0 | 0 | 0 | 320.1352 | 320.1352 | 213.4234 | 213.4234 | 213.4234 | 195.6381 | 195.6381 | 0.127 | 0.127 | 0.084667 | 0.084667 | 0.084667 | 0.077611 | 0.077611 | 0 | 0 | 0 | 0 | 0 | 0 | 0 | 0 | 0 | 0 | 0 | 0 | 0 | 0 | 0.6384 | 0.6384 | 0.6384 | 0.6384 | 0.6384 | 0.6384 | 0.6384 | 0.65389 | 0.65389 | 0.6538 | 0.66114 | 0.66167 | 0.6572 | 0.6572 | 0.15063 | 0.15063 | 0.10042 | 0.10042 | 0.10042 | 0.092055 | 0.092055 | 0 | 0 | 0 | 0 | 0 | 0 | 0 | 30.9847 | 30.9847 | 20.6565 | 20.6565 | 20.6565 | 18.9351 | 18.9351 | 0.0079848 | 0.0079848 | 0.0053232 | 0.0053232 | 0.0053232 | 0.0048796 | 0.0048796 | 0 | 0 | 0 | 0 | 0 | 0 | 0 | 0 | 0 | 0 | 0 | 0 | 0 | 0 | 0.4242 | 0.4242 | 0.4242 | 0.4242 | 0.4242 | 0.4242 | 0.4242 | 0.51354 | 0.51354 | 0.51523 | 0.53306 | 0.53386 | 0.52391 | 0.52391 | ComCollege Class (in session) ILit all | ComCollege Class (in session) ILit all | 3578 | 10 | 76 | ComCollege Class (in session) ILit2 all | ComCollege Class (in session) ILit2 all | ComCollege Class (in session) ILit2 All | 3829 | 6.5 | 72.5 | 3578 | 9.5222 | 0.6384 | 0.1 | 0.1 | 0.1 | 0.1 | 0.1 | 0.265 | 0.43 | 0.595 | 0.76 | 0.76 | 0.76 | 0.76 | 0.76 | 0.76 | 0.76 | 0.76 | 0.76 | 0.76 | 0.595 | 0.43 | 0.265 | 0.1 | 0.1 | 0.1 | 9.7402 | 0.4242 | 0.065 | 0.065 | 0.065 | 0.065 | 0.065 | 0.725 | 0.725 | 0.725 | 0.725 | 0.725 | 0.725 | 0.505 | 0.505 | 0.505 | 0.505 | 0.505 | 0.505 | 0.725 | 0.725 | 0.725 | 0.725 | 0.065 | 0.065 | 0.065 | 0 | 0 | 0 | 0 | 0 | 0.25 | 0.5 | 0.75 | 1 | 1 | 1 | 1 | 1 | 1 | 1 | 1 | 1 | 1 | 0.75 | 0.5 | 0.25 | 0 | 0 | 0 | 0 | 0 | 0 | 0 | 0 | 1 | 1 | 1 | 1 | 1 | 1 | 0.66667 | 0.66667 | 0.66667 | 0.66667 | 0.66667 | 0.66667 | 1 | 1 | 1 | 1 | 0 | 0 | 0 | 16 | 0.66337 | 0.20792 | 0.079208 | 0.049505 | 0.76136 | 0.084762 | 0.016862 | 0.016862 | 0.011241 | 0.011241 | 0.011241 | 0.010305 | 0.010305 | Education - Community College | 0.077903 | 0.077903 | 0.077236 | 0.079864 | 0.079997 | 0.07863 | 0.07863 | Education - Community College - Comm/Ind Work (General, Low Bay) - all | 16 | 7 | 21 | 1630.85 | -21.6058 | 1630.85 | -21.6058 | 0 | 0 | 9.65 | -0.12784 | 0 | 0 | 0 | 0 | 0 | 0 | 0 | 0 | 0.43 | 0.595 | 0.76 | 0.76 | 0.76 | 0.76 | 0.76 | 0.76 | 0.76 | 0.76 | 0.76 | 0.76 | 0.595 | 0.43 | 0 | 0 | 0 | 0 |  | 1492.27 | 153.831 | 1492.27 | 153.831 | 0 | 0 | 8.83 | 0.91024 | 0 | 0 | 0 | 0 | 0 | 0 | 0 | 0 | 0.725 | 0.725 | 0.725 | 0.725 | 0.725 | 0.505 | 0.505 | 0.505 | 0.505 | 0.505 | 0.505 | 0.725 | 0.725 | 0.725 | 0 | 0 | 0 | 0 | 0.86723 | 0.84 | 0.90187 | 0.84
517 | 5 | 17 | 5 | 5 |  |  |  |  | Education - Community College | Comm/Ind Work (General, Low Bay) | Education - Community College - Comm/Ind Work (General, Low Bay) | (break) | Education - Community College (break) | Education - Community College - Comm/Ind Work (General, Low Bay) (break) | ComCollege Class (break) | Sat | Closed | 12 | 12 | 0.12496 | 1.592 | 1.592 | 1.0613 | 1.0613 | 1.0613 | 0.9729 | 0.9729 | 0 | 0 | 0 | 0 | 0 | 0 | 0 | 0.99373 | 0.99373 | 0.66248 | 0.66248 | 0.66248 | 0.60728 | 0.60728 | 0 | 0 | 0 | 0 | 0 | 0 | 0 | 0 | 0 | 0 | 0 | 0 | 0 | 0 | 0 | 0 | 0 | 0 | 0 | 0 | 0 | 0 | 0 | 0 | 0 | 0 | 0 | 0 | 0 | 0 | 0 | 0 | 0 | 0 | 0 | 0.15063 | 0.15063 | 0.10042 | 0.10042 | 0.10042 | 0.092055 | 0.092055 | 0 | 0 | 0 | 0 | 0 | 0 | 0 | 0.097782 | 0.097782 | 0.065188 | 0.065188 | 0.065188 | 0.059756 | 0.059756 | 0 | 0 | 0 | 0 | 0 | 0 | 0 | 0 | 0 | 0 | 0 | 0 | 0 | 0 | 0 | 0 | 0 | 0 | 0 | 0 | 0 | 0 | 0 | 0 | 0 | 0 | 0 | 0 | 0 | 0 | 0 | 0 | 0 | 0 | 0 | ComCollege Class (break) ILit Cls | ComCollege Class (break) ILit Cls | 2 | 2 | 2 | ComCollege Class (break) ILit2 Cls | ComCollege Class (break) ILit Cls | ComCollege Class (break) ILit Cls | 2 | 2 | 2 | 2 | 0.41627 | 0.02 | 0.02 | 0.02 | 0.02 | 0.02 | 0.02 | 0.02 | 0.02 | 0.02 | 0.02 | 0.02 | 0.02 | 0.02 | 0.02 | 0.02 | 0.02 | 0.02 | 0.02 | 0.02 | 0.02 | 0.02 | 0.02 | 0.02 | 0.02 | 0.02 | 0.4329 | 0.02 | 0.02 | 0.02 | 0.02 | 0.02 | 0.02 | 0.02 | 0.02 | 0.02 | 0.02 | 0.02 | 0.02 | 0.02 | 0.02 | 0.02 | 0.02 | 0.02 | 0.02 | 0.02 | 0.02 | 0.02 | 0.02 | 0.02 | 0.02 | 0.02 | 0 | 0 | 0 | 0 | 0 | 0 | 0 | 0 | 0 | 0 | 0 | 0 | 0 | 0 | 0 | 0 | 0 | 0 | 0 | 0 | 0 | 0 | 0 | 0 | 0 | 0 | 0 | 0 | 0 | 0 | 0 | 0 | 0 | 0 | 0 | 0 | 0 | 0 | 0 | 0 | 0 | 0 | 0 | 0 | 0 | 0 | 0 | 0 | 16 | 0.66337 | 0.20792 | 0.079208 | 0.049505 | 0.76136 | 0 | 0 | 0 | 0 | 0 | 0 | 0 | 0 |  | 0.0025764 | 0.0025764 | 0.0025432 | 0.0026301 | 0.0026318 | 0.0026225 | 0.0026225 | Education - Community College - Comm/Ind Work (General, Low Bay) - (break) - Sat | 10 | 9 | 14 | 0 | 4.9952 | 0 | 0 | 0 | 4.9952 | 0 | 0 | 0 | 0.41627 | 0 | 0 | 0 | 0 | 0 | 0 | 0 | 0 | 0 | 0 | 0 | 0 | 0 | 0 | 0 | 0 | 0 | 0 | 0 | 0 | 0 | 0 | 0 | 0 |  | 0 | 5.1948 | 0 | 0 | 0 | 5.1948 | 0 | 0 | 0 | 0.4329 | 0 | 0 | 0 | 0 | 0 | 0 | 0 | 0 | 0 | 0 | 0 | 0 | 0 | 0 | 0 | 0 | 0 | 0 | 0 | 0 | 0 | 0 | 0 | 0 | 0.86723 | 0.84 | 0.90187 | 0.84
518 | 5 | 18 | 6 | 6 |  |  |  |  | Education - Community College | Comm/Ind Work (General, Low Bay) | Education - Community College - Comm/Ind Work (General, Low Bay) | (break) | Education - Community College (break) | Education - Community College - Comm/Ind Work (General, Low Bay) (break) | ComCollege Class (break) | Sun | Closed | 12 | 12 | 0.12496 | 1.592 | 1.592 | 1.0613 | 1.0613 | 1.0613 | 0.9729 | 0.9729 | 0 | 0 | 0 | 0 | 0 | 0 | 0 | 0.99373 | 0.99373 | 0.66248 | 0.66248 | 0.66248 | 0.60728 | 0.60728 | 0 | 0 | 0 | 0 | 0 | 0 | 0 | 0 | 0 | 0 | 0 | 0 | 0 | 0 | 0 | 0 | 0 | 0 | 0 | 0 | 0 | 0 | 0 | 0 | 0 | 0 | 0 | 0 | 0 | 0 | 0 | 0 | 0 | 0 | 0 | 0.15063 | 0.15063 | 0.10042 | 0.10042 | 0.10042 | 0.092055 | 0.092055 | 0 | 0 | 0 | 0 | 0 | 0 | 0 | 0.097782 | 0.097782 | 0.065188 | 0.065188 | 0.065188 | 0.059756 | 0.059756 | 0 | 0 | 0 | 0 | 0 | 0 | 0 | 0 | 0 | 0 | 0 | 0 | 0 | 0 | 0 | 0 | 0 | 0 | 0 | 0 | 0 | 0 | 0 | 0 | 0 | 0 | 0 | 0 | 0 | 0 | 0 | 0 | 0 | 0 | 0 | ComCollege Class (break) ILit Cls | ComCollege Class (break) ILit Cls | 2 | 2 | 2 | ComCollege Class (break) ILit2 Cls | ComCollege Class (break) ILit Cls | ComCollege Class (break) ILit Cls | 2 | 2 | 2 | 2 | 0.41627 | 0.02 | 0.02 | 0.02 | 0.02 | 0.02 | 0.02 | 0.02 | 0.02 | 0.02 | 0.02 | 0.02 | 0.02 | 0.02 | 0.02 | 0.02 | 0.02 | 0.02 | 0.02 | 0.02 | 0.02 | 0.02 | 0.02 | 0.02 | 0.02 | 0.02 | 0.4329 | 0.02 | 0.02 | 0.02 | 0.02 | 0.02 | 0.02 | 0.02 | 0.02 | 0.02 | 0.02 | 0.02 | 0.02 | 0.02 | 0.02 | 0.02 | 0.02 | 0.02 | 0.02 | 0.02 | 0.02 | 0.02 | 0.02 | 0.02 | 0.02 | 0.02 | 0 | 0 | 0 | 0 | 0 | 0 | 0 | 0 | 0 | 0 | 0 | 0 | 0 | 0 | 0 | 0 | 0 | 0 | 0 | 0 | 0 | 0 | 0 | 0 | 0 | 0 | 0 | 0 | 0 | 0 | 0 | 0 | 0 | 0 | 0 | 0 | 0 | 0 | 0 | 0 | 0 | 0 | 0 | 0 | 0 | 0 | 0 | 0 | 16 | 0.66337 | 0.20792 | 0.079208 | 0.049505 | 0.76136 | 0 | 0 | 0 | 0 | 0 | 0 | 0 | 0 |  | 0.0025764 | 0.0025764 | 0.0025432 | 0.0026301 | 0.0026318 | 0.0026225 | 0.0026225 | Education - Community College - Comm/Ind Work (General, Low Bay) - (break) - Sun | 12 | 9 | 14 | 0 | 4.9952 | 0 | 0 | 0 | 4.9952 | 0 | 0 | 0 | 0.41627 | 0 | 0 | 0 | 0 | 0 | 0 | 0 | 0 | 0 | 0 | 0 | 0 | 0 | 0 | 0 | 0 | 0 | 0 | 0 | 0 | 0 | 0 | 0 | 0 |  | 0 | 5.1948 | 0 | 0 | 0 | 5.1948 | 0 | 0 | 0 | 0.4329 | 0 | 0 | 0 | 0 | 0 | 0 | 0 | 0 | 0 | 0 | 0 | 0 | 0 | 0 | 0 | 0 | 0 | 0 | 0 | 0 | 0 | 0 | 0 | 0 | 0.86723 | 0.84 | 0.90187 | 0.84
519 | 5 | 19 | 7 | 7 |  |  |  |  | Education - Community College | Comm/Ind Work (General, Low Bay) | Education - Community College - Comm/Ind Work (General, Low Bay) | (break) | Education - Community College (break) | Education - Community College - Comm/Ind Work (General, Low Bay) (break) | ComCollege Class (break) | Hol | Closed | 3 | 3 | 0.12496 | 1.592 | 1.592 | 1.0613 | 1.0613 | 1.0613 | 0.9729 | 0.9729 | 0 | 0 | 0 | 0 | 0 | 0 | 0 | 0.24843 | 0.24843 | 0.16562 | 0.16562 | 0.16562 | 0.15182 | 0.15182 | 0 | 0 | 0 | 0 | 0 | 0 | 0 | 0 | 0 | 0 | 0 | 0 | 0 | 0 | 0 | 0 | 0 | 0 | 0 | 0 | 0 | 0 | 0 | 0 | 0 | 0 | 0 | 0 | 0 | 0 | 0 | 0 | 0 | 0 | 0 | 0.15063 | 0.15063 | 0.10042 | 0.10042 | 0.10042 | 0.092055 | 0.092055 | 0 | 0 | 0 | 0 | 0 | 0 | 0 | 0.024446 | 0.024446 | 0.016297 | 0.016297 | 0.016297 | 0.014939 | 0.014939 | 0 | 0 | 0 | 0 | 0 | 0 | 0 | 0 | 0 | 0 | 0 | 0 | 0 | 0 | 0 | 0 | 0 | 0 | 0 | 0 | 0 | 0 | 0 | 0 | 0 | 0 | 0 | 0 | 0 | 0 | 0 | 0 | 0 | 0 | 0 | ComCollege Class (break) ILit Cls | ComCollege Class (break) ILit Cls | 2 | 2 | 2 | ComCollege Class (break) ILit2 Cls | ComCollege Class (break) ILit Cls | ComCollege Class (break) ILit Cls | 2 | 2 | 2 | 2 | 0.41627 | 0.02 | 0.02 | 0.02 | 0.02 | 0.02 | 0.02 | 0.02 | 0.02 | 0.02 | 0.02 | 0.02 | 0.02 | 0.02 | 0.02 | 0.02 | 0.02 | 0.02 | 0.02 | 0.02 | 0.02 | 0.02 | 0.02 | 0.02 | 0.02 | 0.02 | 0.4329 | 0.02 | 0.02 | 0.02 | 0.02 | 0.02 | 0.02 | 0.02 | 0.02 | 0.02 | 0.02 | 0.02 | 0.02 | 0.02 | 0.02 | 0.02 | 0.02 | 0.02 | 0.02 | 0.02 | 0.02 | 0.02 | 0.02 | 0.02 | 0.02 | 0.02 | 0 | 0 | 0 | 0 | 0 | 0 | 0 | 0 | 0 | 0 | 0 | 0 | 0 | 0 | 0 | 0 | 0 | 0 | 0 | 0 | 0 | 0 | 0 | 0 | 0 | 0 | 0 | 0 | 0 | 0 | 0 | 0 | 0 | 0 | 0 | 0 | 0 | 0 | 0 | 0 | 0 | 0 | 0 | 0 | 0 | 0 | 0 | 0 | 16 | 0.66337 | 0.20792 | 0.079208 | 0.049505 | 0.76136 | 0 | 0 | 0 | 0 | 0 | 0 | 0 | 0 |  | 0.0025764 | 0.0025764 | 0.0025432 | 0.0026301 | 0.0026318 | 0.0026225 | 0.0026225 | Education - Community College - Comm/Ind Work (General, Low Bay) - (break) - Hol | 14 | 9 | 14 | 0 | 1.2488 | 0 | 0 | 0 | 1.2488 | 0 | 0 | 0 | 0.41627 | 0 | 0 | 0 | 0 | 0 | 0 | 0 | 0 | 0 | 0 | 0 | 0 | 0 | 0 | 0 | 0 | 0 | 0 | 0 | 0 | 0 | 0 | 0 | 0 |  | 0 | 1.2987 | 0 | 0 | 0 | 1.2987 | 0 | 0 | 0 | 0.4329 | 0 | 0 | 0 | 0 | 0 | 0 | 0 | 0 | 0 | 0 | 0 | 0 | 0 | 0 | 0 | 0 | 0 | 0 | 0 | 0 | 0 | 0 | 0 | 0 | 0.86723 | 0.84 | 0.90187 | 0.84
520 | 5 | 20 | 8 | 8 |  | Education - Community College (break) |  | Education - Community College - Comm/Ind Work (General, Low Bay) (break) | Education - Community College | Comm/Ind Work (General, Low Bay) | Education - Community College - Comm/Ind Work (General, Low Bay) | (break) | Education - Community College (break) | Education - Community College - Comm/Ind Work (General, Low Bay) (break) | ComCollege Class (break) | all | Closed | 38 | 38 | 0.12496 | 1.592 | 1.592 | 1.0613 | 1.0613 | 1.0613 | 0.9729 | 0.9729 | 0 | 0 | 0 | 0 | 0 | 0 | 0 | 3.1468 | 3.1468 | 2.0979 | 2.0979 | 2.0979 | 1.923 | 1.923 | 0.0039787 | 0.0039787 | 0.0026525 | 0.0026525 | 0.0026525 | 0.0024314 | 0.0024314 | 0 | 0 | 0 | 0 | 0 | 0 | 0 | 0 | 0 | 0 | 0 | 0 | 0 | 0 | 0.02 | 0.02 | 0.02 | 0.02 | 0.02 | 0.02 | 0.02 | 0.021581 | 0.021581 | 0.021501 | 0.021742 | 0.02174 | 0.021845 | 0.021845 | 0.15063 | 0.15063 | 0.10042 | 0.10042 | 0.10042 | 0.092055 | 0.092055 | 0 | 0 | 0 | 0 | 0 | 0 | 0 | 0.30964 | 0.30964 | 0.20643 | 0.20643 | 0.20643 | 0.18923 | 0.18923 | 0.00037646 | 0.00037646 | 0.00025097 | 0.00025097 | 0.00025097 | 0.00023006 | 0.00023006 | 0 | 0 | 0 | 0 | 0 | 0 | 0 | 0 | 0 | 0 | 0 | 0 | 0 | 0 | 0.02 | 0.02 | 0.02 | 0.02 | 0.02 | 0.02 | 0.02 | 0.021581 | 0.021581 | 0.021501 | 0.021742 | 0.02174 | 0.021845 | 0.021845 | ComCollege Class (break) ILit Cls | ComCollege Class (break) ILit Cls | 2 | 2 | 2 | ComCollege Class (break) ILit2 Cls | ComCollege Class (break) ILit Cls | ComCollege Class (break) ILit Cls | 2 | 2 | 2 | 2 | 0.41627 | 0.02 | 0.02 | 0.02 | 0.02 | 0.02 | 0.02 | 0.02 | 0.02 | 0.02 | 0.02 | 0.02 | 0.02 | 0.02 | 0.02 | 0.02 | 0.02 | 0.02 | 0.02 | 0.02 | 0.02 | 0.02 | 0.02 | 0.02 | 0.02 | 0.02 | 0.4329 | 0.02 | 0.02 | 0.02 | 0.02 | 0.02 | 0.02 | 0.02 | 0.02 | 0.02 | 0.02 | 0.02 | 0.02 | 0.02 | 0.02 | 0.02 | 0.02 | 0.02 | 0.02 | 0.02 | 0.02 | 0.02 | 0.02 | 0.02 | 0.02 | 0.02 | 0 | 0 | 0 | 0 | 0 | 0 | 0 | 0 | 0 | 0 | 0 | 0 | 0 | 0 | 0 | 0 | 0 | 0 | 0 | 0 | 0 | 0 | 0 | 0 | 0 | 0 | 0 | 0 | 0 | 0 | 0 | 0 | 0 | 0 | 0 | 0 | 0 | 0 | 0 | 0 | 0 | 0 | 0 | 0 | 0 | 0 | 0 | 0 | 16 | 0.66337 | 0.20792 | 0.079208 | 0.049505 | 0.76136 | 0.0026555 | 0.00052826 | 0.00052826 | 0.00035218 | 0.00035218 | 0.00035218 | 0.00032283 | 0.00032283 | Education - Community College (break) | 0.0025764 | 0.0025764 | 0.0025432 | 0.0026301 | 0.0026318 | 0.0026225 | 0.0026225 | Education - Community College - Comm/Ind Work (General, Low Bay) - (break) - all | 16 | 9 | 17 | 0 | 15.8182 | 0 | 15.8182 | 0 | 0 | 0 | 0.41627 | 0 | 0 | 0 | 0 | 0 | 0 | 0 | 0 | 0 | 0 | 0 | 0 | 0 | 0 | 0 | 0 | 0 | 0 | 0 | 0 | 0 | 0 | 0 | 0 | 0 | 0 |  | 0 | 16.4502 | 0 | 16.4502 | 0 | 0 | 0 | 0.4329 | 0 | 0 | 0 | 0 | 0 | 0 | 0 | 0 | 0 | 0 | 0 | 0 | 0 | 0 | 0 | 0 | 0 | 0 | 0 | 0 | 0 | 0 | 0 | 0 | 0 | 0 | 0.86723 | 0.84 | 0.90187 | 0.84
521 | 5 | 21 | 5 | 9 |  |  |  |  | Education - Community College | Comm/Ind Work (General, Low Bay) | Education - Community College - Comm/Ind Work (General, Low Bay) | (summer) | Education - Community College (summer) | Education - Community College - Comm/Ind Work (General, Low Bay) (summer) | ComCollege Class (summer) | Sat | Open | 8 | 8 | 0.12496 | 1.592 | 1.592 | 1.0613 | 1.0613 | 1.0613 | 0.9729 | 0.9729 | 0 | 0 | 0 | 0 | 0 | 0 | 0 | 2.9846 | 2.9846 | 1.9898 | 1.9898 | 1.9898 | 1.8239 | 1.8239 | 0 | 0 | 0 | 0 | 0 | 0 | 0 | 0 | 0 | 0 | 0 | 0 | 0 | 0 | 0 | 0 | 0 | 0 | 0 | 0 | 0 | 0 | 0 | 0 | 0 | 0 | 0 | 0 | 0 | 0 | 0 | 0 | 0 | 0 | 0 | 0.15063 | 0.15063 | 0.10042 | 0.10042 | 0.10042 | 0.092055 | 0.092055 | 0 | 0 | 0 | 0 | 0 | 0 | 0 | 0.39962 | 0.39962 | 0.26641 | 0.26641 | 0.26641 | 0.24421 | 0.24421 | 0 | 0 | 0 | 0 | 0 | 0 | 0 | 0 | 0 | 0 | 0 | 0 | 0 | 0 | 0 | 0 | 0 | 0 | 0 | 0 | 0 | 0 | 0 | 0 | 0 | 0 | 0 | 0 | 0 | 0 | 0 | 0 | 0 | 0 | 0 | ComCollege Class (summer) ILit Sat | ComCollege Class (summer) ILit all | 3606 | 5 | 18.75 | ComCollege Class (summer) ILit2 Sat | ComCollege Class (summer) ILit2 Sat | ComCollege Class (summer) ILit2 All | 3840 | 6.5 | 26.25 | 3606 | 1.8754 | 0.042 | 0.05 | 0.05 | 0.05 | 0.05 | 0.05 | 0.05 | 0.05 | 0.1875 | 0.1875 | 0.1875 | 0.1875 | 0.1875 | 0.1875 | 0.1875 | 0.05 | 0.05 | 0.05 | 0.05 | 0.05 | 0.05 | 0.05 | 0.05 | 0.05 | 0.05 | 2.6538 | 0.0546 | 0.065 | 0.065 | 0.065 | 0.065 | 0.065 | 0.065 | 0.065 | 0.2625 | 0.2625 | 0.2625 | 0.2625 | 0.2625 | 0.2625 | 0.2625 | 0.065 | 0.065 | 0.065 | 0.065 | 0.065 | 0.065 | 0.065 | 0.065 | 0.065 | 0.065 | 0 | 0 | 0 | 0 | 0 | 0 | 0 | 1 | 1 | 1 | 1 | 1 | 1 | 1 | 0 | 0 | 0 | 0 | 0 | 0 | 0 | 0 | 0 | 0 | 0 | 0 | 0 | 0 | 0 | 0 | 0 | 1 | 1 | 1 | 1 | 1 | 1 | 1 | 0 | 0 | 0 | 0 | 0 | 0 | 0 | 0 | 0 | 0 | 16 | 0.66337 | 0.20792 | 0.079208 | 0.049505 | 0.76136 | 0 | 0 | 0 | 0 | 0 | 0 | 0 | 0 |  | 0.047056 | 0.047056 | 0.046619 | 0.04825 | 0.048254 | 0.047573 | 0.047573 | Education - Community College - Comm/Ind Work (General, Low Bay) - (summer) - Sat | 10 | 7 | 16 | 11.3 | 3.703 | 0 | 0 | 11.3 | 3.703 | 0 | 0 | 1.4125 | 0.46288 | 0 | 0 | 0 | 0 | 0 | 0 | 0.05 | 0.1875 | 0.1875 | 0.1875 | 0.1875 | 0.1875 | 0.1875 | 0.1875 | 0.05 | 0 | 0 | 0 | 0 | 0 | 0 | 0 | 0 | 0 |  | 15.74 | 5.4901 | 0 | 0 | 15.74 | 5.4901 | 0 | 0 | 1.9675 | 0.68627 | 0 | 0 | 0 | 0 | 0 | 0 | 0.065 | 0.2625 | 0.2625 | 0.2625 | 0.2625 | 0.2625 | 0.2625 | 0.2625 | 0.065 | 0 | 0 | 0 | 0 | 0 | 0 | 0 | 0 | 0 | 0.86723 | 0.84 | 0.90187 | 0.84
522 | 5 | 22 | 6 | 10 |  |  |  |  | Education - Community College | Comm/Ind Work (General, Low Bay) | Education - Community College - Comm/Ind Work (General, Low Bay) | (summer) | Education - Community College (summer) | Education - Community College - Comm/Ind Work (General, Low Bay) (summer) | ComCollege Class (summer) | Sun | Closed | 8 | 8 | 0.12496 | 1.592 | 1.592 | 1.0613 | 1.0613 | 1.0613 | 0.9729 | 0.9729 | 0 | 0 | 0 | 0 | 0 | 0 | 0 | 1.1593 | 1.1593 | 0.7729 | 0.7729 | 0.7729 | 0.70849 | 0.70849 | 0 | 0 | 0 | 0 | 0 | 0 | 0 | 0 | 0 | 0 | 0 | 0 | 0 | 0 | 0 | 0 | 0 | 0 | 0 | 0 | 0 | 0 | 0 | 0 | 0 | 0 | 0 | 0 | 0 | 0 | 0 | 0 | 0 | 0 | 0 | 0.15063 | 0.15063 | 0.10042 | 0.10042 | 0.10042 | 0.092055 | 0.092055 | 0 | 0 | 0 | 0 | 0 | 0 | 0 | 0.11408 | 0.11408 | 0.076053 | 0.076053 | 0.076053 | 0.069715 | 0.069715 | 0 | 0 | 0 | 0 | 0 | 0 | 0 | 0 | 0 | 0 | 0 | 0 | 0 | 0 | 0 | 0 | 0 | 0 | 0 | 0 | 0 | 0 | 0 | 0 | 0 | 0 | 0 | 0 | 0 | 0 | 0 | 0 | 0 | 0 | 0 | ComCollege Class (summer) ILit Cls | ComCollege Class (summer) ILit Cls | 2 | 3.5 | 3.5 | ComCollege Class (summer) ILit2 Cls | ComCollege Class (summer) ILit Cls | ComCollege Class (summer) ILit Cls | 2 | 3.5 | 3.5 | 2 | 0.72847 | 0.0294 | 0.035 | 0.035 | 0.035 | 0.035 | 0.035 | 0.035 | 0.035 | 0.035 | 0.035 | 0.035 | 0.035 | 0.035 | 0.035 | 0.035 | 0.035 | 0.035 | 0.035 | 0.035 | 0.035 | 0.035 | 0.035 | 0.035 | 0.035 | 0.035 | 0.75757 | 0.0294 | 0.035 | 0.035 | 0.035 | 0.035 | 0.035 | 0.035 | 0.035 | 0.035 | 0.035 | 0.035 | 0.035 | 0.035 | 0.035 | 0.035 | 0.035 | 0.035 | 0.035 | 0.035 | 0.035 | 0.035 | 0.035 | 0.035 | 0.035 | 0.035 | 0 | 0 | 0 | 0 | 0 | 0 | 0 | 0 | 0 | 0 | 0 | 0 | 0 | 0 | 0 | 0 | 0 | 0 | 0 | 0 | 0 | 0 | 0 | 0 | 0 | 0 | 0 | 0 | 0 | 0 | 0 | 0 | 0 | 0 | 0 | 0 | 0 | 0 | 0 | 0 | 0 | 0 | 0 | 0 | 0 | 0 | 0 | 0 | 16 | 0.66337 | 0.20792 | 0.079208 | 0.049505 | 0.76136 | 0 | 0 | 0 | 0 | 0 | 0 | 0 | 0 |  | 0.047056 | 0.047056 | 0.046619 | 0.04825 | 0.048254 | 0.047573 | 0.047573 | Education - Community College - Comm/Ind Work (General, Low Bay) - (summer) - Sun | 12 | 8 | 15 | 0 | 5.8278 | 0 | 0 | 0 | 5.8278 | 0 | 0 | 0 | 0.72847 | 0 | 0 | 0 | 0 | 0 | 0 | 0 | 0 | 0 | 0 | 0 | 0 | 0 | 0 | 0 | 0 | 0 | 0 | 0 | 0 | 0 | 0 | 0 | 0 |  | 0 | 6.0606 | 0 | 0 | 0 | 6.0606 | 0 | 0 | 0 | 0.75757 | 0 | 0 | 0 | 0 | 0 | 0 | 0 | 0 | 0 | 0 | 0 | 0 | 0 | 0 | 0 | 0 | 0 | 0 | 0 | 0 | 0 | 0 | 0 | 0 | 0.86723 | 0.84 | 0.90187 | 0.84
523 | 5 | 23 | 7 | 11 |  |  |  |  | Education - Community College | Comm/Ind Work (General, Low Bay) | Education - Community College - Comm/Ind Work (General, Low Bay) | (summer) | Education - Community College (summer) | Education - Community College - Comm/Ind Work (General, Low Bay) (summer) | ComCollege Class (summer) | Hol | Closed | 1 | 1 | 0.12496 | 1.592 | 1.592 | 1.0613 | 1.0613 | 1.0613 | 0.9729 | 0.9729 | 0 | 0 | 0 | 0 | 0 | 0 | 0 | 0.14492 | 0.14492 | 0.096612 | 0.096612 | 0.096612 | 0.088561 | 0.088561 | 0 | 0 | 0 | 0 | 0 | 0 | 0 | 0 | 0 | 0 | 0 | 0 | 0 | 0 | 0 | 0 | 0 | 0 | 0 | 0 | 0 | 0 | 0 | 0 | 0 | 0 | 0 | 0 | 0 | 0 | 0 | 0 | 0 | 0 | 0 | 0.15063 | 0.15063 | 0.10042 | 0.10042 | 0.10042 | 0.092055 | 0.092055 | 0 | 0 | 0 | 0 | 0 | 0 | 0 | 0.01426 | 0.01426 | 0.0095066 | 0.0095066 | 0.0095066 | 0.0087144 | 0.0087144 | 0 | 0 | 0 | 0 | 0 | 0 | 0 | 0 | 0 | 0 | 0 | 0 | 0 | 0 | 0 | 0 | 0 | 0 | 0 | 0 | 0 | 0 | 0 | 0 | 0 | 0 | 0 | 0 | 0 | 0 | 0 | 0 | 0 | 0 | 0 | ComCollege Class (summer) ILit Cls | ComCollege Class (summer) ILit Cls | 2 | 3.5 | 3.5 | ComCollege Class (summer) ILit2 Cls | ComCollege Class (summer) ILit Cls | ComCollege Class (summer) ILit Cls | 2 | 3.5 | 3.5 | 2 | 0.72847 | 0.0294 | 0.035 | 0.035 | 0.035 | 0.035 | 0.035 | 0.035 | 0.035 | 0.035 | 0.035 | 0.035 | 0.035 | 0.035 | 0.035 | 0.035 | 0.035 | 0.035 | 0.035 | 0.035 | 0.035 | 0.035 | 0.035 | 0.035 | 0.035 | 0.035 | 0.75757 | 0.0294 | 0.035 | 0.035 | 0.035 | 0.035 | 0.035 | 0.035 | 0.035 | 0.035 | 0.035 | 0.035 | 0.035 | 0.035 | 0.035 | 0.035 | 0.035 | 0.035 | 0.035 | 0.035 | 0.035 | 0.035 | 0.035 | 0.035 | 0.035 | 0.035 | 0 | 0 | 0 | 0 | 0 | 0 | 0 | 0 | 0 | 0 | 0 | 0 | 0 | 0 | 0 | 0 | 0 | 0 | 0 | 0 | 0 | 0 | 0 | 0 | 0 | 0 | 0 | 0 | 0 | 0 | 0 | 0 | 0 | 0 | 0 | 0 | 0 | 0 | 0 | 0 | 0 | 0 | 0 | 0 | 0 | 0 | 0 | 0 | 16 | 0.66337 | 0.20792 | 0.079208 | 0.049505 | 0.76136 | 0 | 0 | 0 | 0 | 0 | 0 | 0 | 0 |  | 0.047056 | 0.047056 | 0.046619 | 0.04825 | 0.048254 | 0.047573 | 0.047573 | Education - Community College - Comm/Ind Work (General, Low Bay) - (summer) - Hol | 14 | 8 | 15 | 0 | 0.72847 | 0 | 0 | 0 | 0.72847 | 0 | 0 | 0 | 0.72847 | 0 | 0 | 0 | 0 | 0 | 0 | 0 | 0 | 0 | 0 | 0 | 0 | 0 | 0 | 0 | 0 | 0 | 0 | 0 | 0 | 0 | 0 | 0 | 0 |  | 0 | 0.75757 | 0 | 0 | 0 | 0.75757 | 0 | 0 | 0 | 0.75757 | 0 | 0 | 0 | 0 | 0 | 0 | 0 | 0 | 0 | 0 | 0 | 0 | 0 | 0 | 0 | 0 | 0 | 0 | 0 | 0 | 0 | 0 | 0 | 0 | 0.86723 | 0.84 | 0.90187 | 0.84
524 | 5 | 24 | 8 | 12 |  | Education - Community College (summer) | Education - Community College - Comm/Ind Work (General, Low Bay) | Education - Community College - Comm/Ind Work (General, Low Bay) (summer) | Education - Community College | Comm/Ind Work (General, Low Bay) | Education - Community College - Comm/Ind Work (General, Low Bay) | (summer) | Education - Community College (summer) | Education - Community College - Comm/Ind Work (General, Low Bay) (summer) | ComCollege Class (summer) | all | Open | 44 | 44 | 0.12496 | 1.592 | 1.592 | 1.0613 | 1.0613 | 1.0613 | 0.9729 | 0.9729 | 0.19894 | 0.19894 | 0.13262 | 0.13262 | 0.13262 | 0.12157 | 0.12157 | 50.5748 | 50.5748 | 33.7165 | 33.7165 | 33.7165 | 30.9068 | 30.9068 | 0.076068 | 0.076068 | 0.050712 | 0.050712 | 0.050712 | 0.046486 | 0.046486 | 2034.888 | 2034.888 | 2034.888 | 2034.888 | 2034.888 | 2034.888 | 2034.888 | 0 | 0 | 0 | 0 | 0 | 0 | 0 | 0.38238 | 0.38238 | 0.38238 | 0.38238 | 0.38238 | 0.38238 | 0.38238 | 0.39488 | 0.39488 | 0.39459 | 0.39947 | 0.3991 | 0.39742 | 0.39742 | 0.15063 | 0.15063 | 0.10042 | 0.10042 | 0.10042 | 0.092055 | 0.092055 | 0.018823 | 0.018823 | 0.012549 | 0.012549 | 0.012549 | 0.011503 | 0.011503 | 5.4564 | 5.4564 | 3.6376 | 3.6376 | 3.6376 | 3.3345 | 3.3345 | 0.0060742 | 0.0060742 | 0.0040495 | 0.0040495 | 0.0040495 | 0.003712 | 0.003712 | 2152.3411 | 2152.3411 | 2152.3411 | 2152.3411 | 2152.3411 | 2152.3411 | 2152.3411 | 0 | 0 | 0 | 0 | 0 | 0 | 0 | 0.3227 | 0.3227 | 0.3227 | 0.3227 | 0.3227 | 0.3227 | 0.3227 | 0.34126 | 0.34126 | 0.34102 | 0.34642 | 0.34485 | 0.3441 | 0.3441 | ComCollege Class (summer) ILit all | ComCollege Class (summer) ILit all | 3605 | 10 | 48.75 | ComCollege Class (summer) ILit2 all | ComCollege Class (summer) ILit2 all | ComCollege Class (summer) ILit2 All | 3839 | 6.5 | 54.375 | 3605 | 5.7779 | 0.38238 | 0.1 | 0.1 | 0.1 | 0.1 | 0.1 | 0.19687 | 0.29375 | 0.39062 | 0.4875 | 0.4875 | 0.4875 | 0.4875 | 0.4875 | 0.4875 | 0.4875 | 0.4875 | 0.39062 | 0.29375 | 0.19687 | 0.1 | 0.1 | 0.1 | 0.1 | 0.1 | 6.5882 | 0.3227 | 0.065 | 0.065 | 0.065 | 0.065 | 0.065 | 0.54375 | 0.54375 | 0.54375 | 0.54375 | 0.54375 | 0.54375 | 0.38417 | 0.38417 | 0.38417 | 0.38417 | 0.38417 | 0.38417 | 0.54375 | 0.54375 | 0.065 | 0.065 | 0.065 | 0.065 | 0.065 | 0 | 0 | 0 | 0 | 0 | 0.25 | 0.5 | 0.75 | 1 | 1 | 1 | 1 | 1 | 1 | 1 | 1 | 0.75 | 0.5 | 0.25 | 0 | 0 | 0 | 0 | 0 | 0 | 0 | 0 | 0 | 0 | 1 | 1 | 1 | 1 | 1 | 1 | 0.66667 | 0.66667 | 0.66667 | 0.66667 | 0.66667 | 0.66667 | 1 | 1 | 0 | 0 | 0 | 0 | 0 | 16 | 0.66337 | 0.20792 | 0.079208 | 0.049505 | 0.76136 | 0.050769 | 0.0101 | 0.0101 | 0.0067332 | 0.0067332 | 0.0067332 | 0.0061721 | 0.0061721 | Education - Community College (summer) | 0.047056 | 0.047056 | 0.046619 | 0.04825 | 0.048254 | 0.047573 | 0.047573 | Education - Community College - Comm/Ind Work (General, Low Bay) - (summer) - all | 16 | 7 | 21 | 244.8875 | 9.3402 | 244.8875 | 9.3402 | 0 | 0 | 5.5656 | 0.21228 | 0 | 0 | 0 | 0 | 0 | 0 | 0 | 0 | 0.29375 | 0.39062 | 0.4875 | 0.4875 | 0.4875 | 0.4875 | 0.4875 | 0.4875 | 0.4875 | 0.4875 | 0.39062 | 0.29375 | 0.19687 | 0.1 | 0 | 0 | 0 | 0 |  | 271.755 | 18.1254 | 271.755 | 18.1254 | 0 | 0 | 6.1763 | 0.41194 | 0 | 0 | 0 | 0 | 0 | 0 | 0 | 0 | 0.54375 | 0.54375 | 0.54375 | 0.54375 | 0.54375 | 0.38417 | 0.38417 | 0.38417 | 0.38417 | 0.38417 | 0.38417 | 0.54375 | 0.54375 | 0.065 | 0 | 0 | 0 | 0 | 0.86723 | 0.84 | 0.90187 | 0.84
525 | 5 | 25 | 5 | 1 |  |  |  |  | Education - Community College | Computer Room (Instructional/PC Lab) | Education - Community College - Computer Room (Instructional/PC Lab) |  | Education - Community College | Education - Community College - Computer Room (Instructional/PC Lab) | ComCollege ComputerRm (in session) | Sat | Open | 32 | 32 | 0.031959 | 1.4151 | 1.4151 | 1.4151 | 1.4151 | 1.0613 | 1.0613 | 1.0613 | 0 | 0 | 0 | 0 | 0 | 0 | 0 | 5.8223 | 5.8223 | 5.8223 | 5.8223 | 4.3667 | 4.3667 | 4.3667 | 0 | 0 | 0 | 0 | 0 | 0 | 0 | 0 | 0 | 0 | 0 | 0 | 0 | 0 | 0 | 0 | 0 | 0 | 0 | 0 | 0 | 0 | 0 | 0 | 0 | 0 | 0 | 0 | 0 | 0 | 0 | 0 | 0 | 0 | 0 | 0.1339 | 0.1339 | 0.1339 | 0.1339 | 0.10042 | 0.10042 | 0.10042 | 0 | 0 | 0 | 0 | 0 | 0 | 0 | 0.5324 | 0.5324 | 0.5324 | 0.5324 | 0.3993 | 0.3993 | 0.3993 | 0 | 0 | 0 | 0 | 0 | 0 | 0 | 0 | 0 | 0 | 0 | 0 | 0 | 0 | 0 | 0 | 0 | 0 | 0 | 0 | 0 | 0 | 0 | 0 | 0 | 0 | 0 | 0 | 0 | 0 | 0 | 0 | 0 | 0 | 0 | ComCollege ComputerRm (in session) ILit Sat | ComCollege ComputerRm (in session) ILit all | 3600 | 10 | 35 | ComCollege ComputerRm (in session) ILit2 Sat | ComCollege ComputerRm (in session) ILit2 Sat | ComCollege ComputerRm (in session) ILit2 All | 3838 | 6.5 | 35 | 3600 | 4.023 | 0.26148 | 0.1 | 0.1 | 0.1 | 0.1 | 0.1 | 0.1 | 0.1 | 0.15556 | 0.21111 | 0.35 | 0.35 | 0.35 | 0.35 | 0.35 | 0.35 | 0.35 | 0.28056 | 0.1 | 0.1 | 0.1 | 0.1 | 0.1 | 0.1 | 0.1 | 3.8879 | 0.204 | 0.065 | 0.065 | 0.065 | 0.065 | 0.065 | 0.065 | 0.065 | 0.35 | 0.35 | 0.35 | 0.35 | 0.35 | 0.35 | 0.35 | 0.35 | 0.35 | 0.065 | 0.065 | 0.065 | 0.065 | 0.065 | 0.065 | 0.065 | 0.065 | 0 | 0 | 0 | 0 | 0 | 0 | 0 | 0.22222 | 0.44444 | 1 | 1 | 1 | 1 | 1 | 1 | 1 | 0.72222 | 0 | 0 | 0 | 0 | 0 | 0 | 0 | 0 | 0 | 0 | 0 | 0 | 0 | 0 | 1 | 1 | 1 | 1 | 1 | 1 | 1 | 1 | 1 | 0 | 0 | 0 | 0 | 0 | 0 | 0 | 0 | 20 | 0.4 | 0.36 | 0.13 | 0.11 | 0.52632 | 0 | 0 | 0 | 0 | 0 | 0 | 0 | 0 |  | 0.077903 | 0.077903 | 0.077236 | 0.079864 | 0.079997 | 0.07863 | 0.07863 | Education - Community College - Computer Room (Instructional/PC Lab) - Sat | 10 | 7 | 16 | 82.1333 | 46.6031 | 0 | 0 | 82.1333 | 46.6031 | 0 | 0 | 2.5667 | 1.4563 | 0 | 0 | 0 | 0 | 0 | 0 | 0.1 | 0.15556 | 0.21111 | 0.35 | 0.35 | 0.35 | 0.35 | 0.35 | 0.35 | 0 | 0 | 0 | 0 | 0 | 0 | 0 | 0 | 0 |  | 91.68 | 32.7328 | 0 | 0 | 91.68 | 32.7328 | 0 | 0 | 2.865 | 1.0229 | 0 | 0 | 0 | 0 | 0 | 0 | 0.065 | 0.35 | 0.35 | 0.35 | 0.35 | 0.35 | 0.35 | 0.35 | 0.35 | 0 | 0 | 0 | 0 | 0 | 0 | 0 | 0 | 0 | 0.89456 | 0.8 | 0.94252 | 0.8
526 | 5 | 26 | 6 | 2 |  |  |  |  | Education - Community College | Computer Room (Instructional/PC Lab) | Education - Community College - Computer Room (Instructional/PC Lab) |  | Education - Community College | Education - Community College - Computer Room (Instructional/PC Lab) | ComCollege ComputerRm (in session) | Sun | Closed | 32 | 32 | 0.031959 | 1.4151 | 1.4151 | 1.4151 | 1.4151 | 1.0613 | 1.0613 | 1.0613 | 0 | 0 | 0 | 0 | 0 | 0 | 0 | 1.5536 | 1.5536 | 1.5536 | 1.5536 | 1.1652 | 1.1652 | 1.1652 | 0 | 0 | 0 | 0 | 0 | 0 | 0 | 0 | 0 | 0 | 0 | 0 | 0 | 0 | 0 | 0 | 0 | 0 | 0 | 0 | 0 | 0 | 0 | 0 | 0 | 0 | 0 | 0 | 0 | 0 | 0 | 0 | 0 | 0 | 0 | 0.1339 | 0.1339 | 0.1339 | 0.1339 | 0.10042 | 0.10042 | 0.10042 | 0 | 0 | 0 | 0 | 0 | 0 | 0 | 0.15488 | 0.15488 | 0.15488 | 0.15488 | 0.11616 | 0.11616 | 0.11616 | 0 | 0 | 0 | 0 | 0 | 0 | 0 | 0 | 0 | 0 | 0 | 0 | 0 | 0 | 0 | 0 | 0 | 0 | 0 | 0 | 0 | 0 | 0 | 0 | 0 | 0 | 0 | 0 | 0 | 0 | 0 | 0 | 0 | 0 | 0 | ComCollege ComputerRm (in session) ILit Cls | ComCollege ComputerRm (in session) ILit Cls | 2 | 5 | 5 | ComCollege ComputerRm (in session) ILit2 Cls | ComCollege ComputerRm (in session) ILit Cls | ComCollege ComputerRm (in session) ILit Cls | 2 | 5 | 5 | 2 | 1.0735 | 0.04 | 0.05 | 0.05 | 0.05 | 0.05 | 0.05 | 0.05 | 0.05 | 0.05 | 0.05 | 0.05 | 0.05 | 0.05 | 0.05 | 0.05 | 0.05 | 0.05 | 0.05 | 0.05 | 0.05 | 0.05 | 0.05 | 0.05 | 0.05 | 0.05 | 1.131 | 0.04 | 0.05 | 0.05 | 0.05 | 0.05 | 0.05 | 0.05 | 0.05 | 0.05 | 0.05 | 0.05 | 0.05 | 0.05 | 0.05 | 0.05 | 0.05 | 0.05 | 0.05 | 0.05 | 0.05 | 0.05 | 0.05 | 0.05 | 0.05 | 0.05 | 0 | 0 | 0 | 0 | 0 | 0 | 0 | 0 | 0 | 0 | 0 | 0 | 0 | 0 | 0 | 0 | 0 | 0 | 0 | 0 | 0 | 0 | 0 | 0 | 0 | 0 | 0 | 0 | 0 | 0 | 0 | 0 | 0 | 0 | 0 | 0 | 0 | 0 | 0 | 0 | 0 | 0 | 0 | 0 | 0 | 0 | 0 | 0 | 20 | 0.4 | 0.36 | 0.13 | 0.11 | 0.52632 | 0 | 0 | 0 | 0 | 0 | 0 | 0 | 0 |  | 0.077903 | 0.077903 | 0.077236 | 0.079864 | 0.079997 | 0.07863 | 0.07863 | Education - Community College - Computer Room (Instructional/PC Lab) - Sun | 12 | 8 | 15 | 0 | 34.3509 | 0 | 0 | 0 | 34.3509 | 0 | 0 | 0 | 1.0735 | 0 | 0 | 0 | 0 | 0 | 0 | 0 | 0 | 0 | 0 | 0 | 0 | 0 | 0 | 0 | 0 | 0 | 0 | 0 | 0 | 0 | 0 | 0 | 0 |  | 0 | 36.1928 | 0 | 0 | 0 | 36.1928 | 0 | 0 | 0 | 1.131 | 0 | 0 | 0 | 0 | 0 | 0 | 0 | 0 | 0 | 0 | 0 | 0 | 0 | 0 | 0 | 0 | 0 | 0 | 0 | 0 | 0 | 0 | 0 | 0 | 0.89456 | 0.8 | 0.94252 | 0.8
527 | 5 | 27 | 7 | 3 |  |  |  |  | Education - Community College | Computer Room (Instructional/PC Lab) | Education - Community College - Computer Room (Instructional/PC Lab) |  | Education - Community College | Education - Community College - Computer Room (Instructional/PC Lab) | ComCollege ComputerRm (in session) | Hol | Closed | 6 | 6 | 0.031959 | 1.4151 | 1.4151 | 1.4151 | 1.4151 | 1.0613 | 1.0613 | 1.0613 | 0 | 0 | 0 | 0 | 0 | 0 | 0 | 0.29129 | 0.29129 | 0.29129 | 0.29129 | 0.21847 | 0.21847 | 0.21847 | 0 | 0 | 0 | 0 | 0 | 0 | 0 | 0 | 0 | 0 | 0 | 0 | 0 | 0 | 0 | 0 | 0 | 0 | 0 | 0 | 0 | 0 | 0 | 0 | 0 | 0 | 0 | 0 | 0 | 0 | 0 | 0 | 0 | 0 | 0 | 0.1339 | 0.1339 | 0.1339 | 0.1339 | 0.10042 | 0.10042 | 0.10042 | 0 | 0 | 0 | 0 | 0 | 0 | 0 | 0.02904 | 0.02904 | 0.02904 | 0.02904 | 0.02178 | 0.02178 | 0.02178 | 0 | 0 | 0 | 0 | 0 | 0 | 0 | 0 | 0 | 0 | 0 | 0 | 0 | 0 | 0 | 0 | 0 | 0 | 0 | 0 | 0 | 0 | 0 | 0 | 0 | 0 | 0 | 0 | 0 | 0 | 0 | 0 | 0 | 0 | 0 | ComCollege ComputerRm (in session) ILit Cls | ComCollege ComputerRm (in session) ILit Cls | 2 | 5 | 5 | ComCollege ComputerRm (in session) ILit2 Cls | ComCollege ComputerRm (in session) ILit Cls | ComCollege ComputerRm (in session) ILit Cls | 2 | 5 | 5 | 2 | 1.0735 | 0.04 | 0.05 | 0.05 | 0.05 | 0.05 | 0.05 | 0.05 | 0.05 | 0.05 | 0.05 | 0.05 | 0.05 | 0.05 | 0.05 | 0.05 | 0.05 | 0.05 | 0.05 | 0.05 | 0.05 | 0.05 | 0.05 | 0.05 | 0.05 | 0.05 | 1.131 | 0.04 | 0.05 | 0.05 | 0.05 | 0.05 | 0.05 | 0.05 | 0.05 | 0.05 | 0.05 | 0.05 | 0.05 | 0.05 | 0.05 | 0.05 | 0.05 | 0.05 | 0.05 | 0.05 | 0.05 | 0.05 | 0.05 | 0.05 | 0.05 | 0.05 | 0 | 0 | 0 | 0 | 0 | 0 | 0 | 0 | 0 | 0 | 0 | 0 | 0 | 0 | 0 | 0 | 0 | 0 | 0 | 0 | 0 | 0 | 0 | 0 | 0 | 0 | 0 | 0 | 0 | 0 | 0 | 0 | 0 | 0 | 0 | 0 | 0 | 0 | 0 | 0 | 0 | 0 | 0 | 0 | 0 | 0 | 0 | 0 | 20 | 0.4 | 0.36 | 0.13 | 0.11 | 0.52632 | 0 | 0 | 0 | 0 | 0 | 0 | 0 | 0 |  | 0.077903 | 0.077903 | 0.077236 | 0.079864 | 0.079997 | 0.07863 | 0.07863 | Education - Community College - Computer Room (Instructional/PC Lab) - Hol | 14 | 8 | 15 | 0 | 6.4408 | 0 | 0 | 0 | 6.4408 | 0 | 0 | 0 | 1.0735 | 0 | 0 | 0 | 0 | 0 | 0 | 0 | 0 | 0 | 0 | 0 | 0 | 0 | 0 | 0 | 0 | 0 | 0 | 0 | 0 | 0 | 0 | 0 | 0 |  | 0 | 6.7862 | 0 | 0 | 0 | 6.7862 | 0 | 0 | 0 | 1.131 | 0 | 0 | 0 | 0 | 0 | 0 | 0 | 0 | 0 | 0 | 0 | 0 | 0 | 0 | 0 | 0 | 0 | 0 | 0 | 0 | 0 | 0 | 0 | 0 | 0.89456 | 0.8 | 0.94252 | 0.8
528 | 5 | 28 | 8 | 4 |  | Education - Community College |  | Education - Community College - Computer Room (Instructional/PC Lab) | Education - Community College | Computer Room (Instructional/PC Lab) | Education - Community College - Computer Room (Instructional/PC Lab) |  | Education - Community College | Education - Community College - Computer Room (Instructional/PC Lab) | ComCollege ComputerRm (in session) | all | Open | 169 | 169 | 0.031959 | 1.4151 | 1.4151 | 1.4151 | 1.4151 | 1.0613 | 1.0613 | 1.0613 | 0 | 0 | 0 | 0 | 0 | 0 | 0 | 61.0989 | 61.0989 | 61.0989 | 61.0989 | 45.8242 | 45.8242 | 45.8242 | 0.027136 | 0.027136 | 0.027136 | 0.027136 | 0.020352 | 0.020352 | 0.020352 | 0 | 0 | 0 | 0 | 0 | 0 | 0 | 0 | 0 | 0 | 0 | 0 | 0 | 0 | 0.6 | 0.6 | 0.6 | 0.6 | 0.6 | 0.6 | 0.6 | 0.65389 | 0.65389 | 0.6538 | 0.66114 | 0.66167 | 0.6572 | 0.6572 | 0.1339 | 0.1339 | 0.1339 | 0.1339 | 0.10042 | 0.10042 | 0.10042 | 0 | 0 | 0 | 0 | 0 | 0 | 0 | 7.8387 | 7.8387 | 7.8387 | 7.8387 | 5.8791 | 5.8791 | 5.8791 | 0.0018258 | 0.0018258 | 0.0018258 | 0.0018258 | 0.0013694 | 0.0013694 | 0.0013694 | 0 | 0 | 0 | 0 | 0 | 0 | 0 | 0 | 0 | 0 | 0 | 0 | 0 | 0 | 0.42667 | 0.42667 | 0.42667 | 0.42667 | 0.42667 | 0.42667 | 0.42667 | 0.51354 | 0.51354 | 0.51523 | 0.53306 | 0.53386 | 0.52391 | 0.52391 | ComCollege ComputerRm (in session) ILit all | ComCollege ComputerRm (in session) ILit all | 3599 | 10 | 75 | ComCollege ComputerRm (in session) ILit2 all | ComCollege ComputerRm (in session) ILit2 all | ComCollege ComputerRm (in session) ILit2 All | 3837 | 10 | 75 | 3599 | 7.9938 | 0.6 | 0.1 | 0.1 | 0.1 | 0.1 | 0.1 | 0.24444 | 0.24444 | 0.38889 | 0.75 | 0.75 | 0.75 | 0.75 | 0.75 | 0.75 | 0.75 | 0.75 | 0.75 | 0.20833 | 0.1 | 0.1 | 0.1 | 0.1 | 0.1 | 0.1 | 10.839 | 0.42667 | 0.1 | 0.1 | 0.1 | 0.1 | 0.1 | 0.75 | 0.75 | 0.75 | 0.75 | 0.75 | 0.75 | 0.53333 | 0.53333 | 0.53333 | 0.53333 | 0.53333 | 0.53333 | 0.75 | 0.75 | 0.75 | 0.75 | 0.1 | 0.1 | 0.1 | 0 | 0 | 0 | 0 | 0 | 0.22222 | 0.22222 | 0.44444 | 1 | 1 | 1 | 1 | 1 | 1 | 1 | 1 | 1 | 0.16667 | 0 | 0 | 0 | 0 | 0 | 0 | 0 | 0 | 0 | 0 | 0 | 1 | 1 | 1 | 1 | 1 | 1 | 0.66667 | 0.66667 | 0.66667 | 0.66667 | 0.66667 | 0.66667 | 1 | 1 | 1 | 1 | 0 | 0 | 0 | 20 | 0.4 | 0.36 | 0.13 | 0.11 | 0.52632 | 0.063267 | 0.0028613 | 0.0028613 | 0.0028613 | 0.0028613 | 0.002146 | 0.002146 | 0.002146 | Education - Community College | 0.077903 | 0.077903 | 0.077236 | 0.079864 | 0.079997 | 0.07863 | 0.07863 | Education - Community College - Computer Room (Instructional/PC Lab) - all | 16 | 7 | 21 | 1316.7917 | 34.1685 | 1316.7917 | 34.1685 | 0 | 0 | 7.7917 | 0.20218 | 0 | 0 | 0 | 0 | 0 | 0 | 0 | 0 | 0.24444 | 0.38889 | 0.75 | 0.75 | 0.75 | 0.75 | 0.75 | 0.75 | 0.75 | 0.75 | 0.75 | 0.20833 | 0.1 | 0.1 | 0 | 0 | 0 | 0 |  | 1554.8 | 276.9899 | 1554.8 | 276.9899 | 0 | 0 | 9.2 | 1.639 | 0 | 0 | 0 | 0 | 0 | 0 | 0 | 0 | 0.75 | 0.75 | 0.75 | 0.75 | 0.75 | 0.53333 | 0.53333 | 0.53333 | 0.53333 | 0.53333 | 0.53333 | 0.75 | 0.75 | 0.75 | 0 | 0 | 0 | 0 | 0.89456 | 0.8 | 0.94252 | 0.8
529 | 5 | 29 | 5 | 5 |  |  |  |  | Education - Community College | Computer Room (Instructional/PC Lab) | Education - Community College - Computer Room (Instructional/PC Lab) | (break) | Education - Community College (break) | Education - Community College - Computer Room (Instructional/PC Lab) (break) | ComCollege ComputerRm (break) | Sat | Closed | 12 | 12 | 0.031959 | 1.4151 | 1.4151 | 1.4151 | 1.4151 | 1.0613 | 1.0613 | 1.0613 | 0 | 0 | 0 | 0 | 0 | 0 | 0 | 0.23303 | 0.23303 | 0.23303 | 0.23303 | 0.17478 | 0.17478 | 0.17478 | 0 | 0 | 0 | 0 | 0 | 0 | 0 | 0 | 0 | 0 | 0 | 0 | 0 | 0 | 0 | 0 | 0 | 0 | 0 | 0 | 0 | 0 | 0 | 0 | 0 | 0 | 0 | 0 | 0 | 0 | 0 | 0 | 0 | 0 | 0 | 0.1339 | 0.1339 | 0.1339 | 0.1339 | 0.10042 | 0.10042 | 0.10042 | 0 | 0 | 0 | 0 | 0 | 0 | 0 | 0.023232 | 0.023232 | 0.023232 | 0.023232 | 0.017424 | 0.017424 | 0.017424 | 0 | 0 | 0 | 0 | 0 | 0 | 0 | 0 | 0 | 0 | 0 | 0 | 0 | 0 | 0 | 0 | 0 | 0 | 0 | 0 | 0 | 0 | 0 | 0 | 0 | 0 | 0 | 0 | 0 | 0 | 0 | 0 | 0 | 0 | 0 | ComCollege ComputerRm (break) ILit Cls | ComCollege ComputerRm (break) ILit Cls | 2 | 2 | 2 | ComCollege ComputerRm (break) ILit2 Cls | ComCollege ComputerRm (break) ILit Cls | ComCollege ComputerRm (break) ILit Cls | 2 | 2 | 2 | 2 | 0.42939 | 0.02 | 0.02 | 0.02 | 0.02 | 0.02 | 0.02 | 0.02 | 0.02 | 0.02 | 0.02 | 0.02 | 0.02 | 0.02 | 0.02 | 0.02 | 0.02 | 0.02 | 0.02 | 0.02 | 0.02 | 0.02 | 0.02 | 0.02 | 0.02 | 0.02 | 0.45241 | 0.02 | 0.02 | 0.02 | 0.02 | 0.02 | 0.02 | 0.02 | 0.02 | 0.02 | 0.02 | 0.02 | 0.02 | 0.02 | 0.02 | 0.02 | 0.02 | 0.02 | 0.02 | 0.02 | 0.02 | 0.02 | 0.02 | 0.02 | 0.02 | 0.02 | 0 | 0 | 0 | 0 | 0 | 0 | 0 | 0 | 0 | 0 | 0 | 0 | 0 | 0 | 0 | 0 | 0 | 0 | 0 | 0 | 0 | 0 | 0 | 0 | 0 | 0 | 0 | 0 | 0 | 0 | 0 | 0 | 0 | 0 | 0 | 0 | 0 | 0 | 0 | 0 | 0 | 0 | 0 | 0 | 0 | 0 | 0 | 0 | 20 | 0.4 | 0.36 | 0.13 | 0.11 | 0.52632 | 0 | 0 | 0 | 0 | 0 | 0 | 0 | 0 |  | 0.0025764 | 0.0025764 | 0.0025432 | 0.0026301 | 0.0026318 | 0.0026225 | 0.0026225 | Education - Community College - Computer Room (Instructional/PC Lab) - (break) - Sat | 10 | 9 | 14 | 0 | 5.1526 | 0 | 0 | 0 | 5.1526 | 0 | 0 | 0 | 0.42939 | 0 | 0 | 0 | 0 | 0 | 0 | 0 | 0 | 0 | 0 | 0 | 0 | 0 | 0 | 0 | 0 | 0 | 0 | 0 | 0 | 0 | 0 | 0 | 0 |  | 0 | 5.4289 | 0 | 0 | 0 | 5.4289 | 0 | 0 | 0 | 0.45241 | 0 | 0 | 0 | 0 | 0 | 0 | 0 | 0 | 0 | 0 | 0 | 0 | 0 | 0 | 0 | 0 | 0 | 0 | 0 | 0 | 0 | 0 | 0 | 0 | 0.89456 | 0.8 | 0.94252 | 0.8
530 | 5 | 30 | 6 | 6 |  |  |  |  | Education - Community College | Computer Room (Instructional/PC Lab) | Education - Community College - Computer Room (Instructional/PC Lab) | (break) | Education - Community College (break) | Education - Community College - Computer Room (Instructional/PC Lab) (break) | ComCollege ComputerRm (break) | Sun | Closed | 12 | 12 | 0.031959 | 1.4151 | 1.4151 | 1.4151 | 1.4151 | 1.0613 | 1.0613 | 1.0613 | 0 | 0 | 0 | 0 | 0 | 0 | 0 | 0.23303 | 0.23303 | 0.23303 | 0.23303 | 0.17478 | 0.17478 | 0.17478 | 0 | 0 | 0 | 0 | 0 | 0 | 0 | 0 | 0 | 0 | 0 | 0 | 0 | 0 | 0 | 0 | 0 | 0 | 0 | 0 | 0 | 0 | 0 | 0 | 0 | 0 | 0 | 0 | 0 | 0 | 0 | 0 | 0 | 0 | 0 | 0.1339 | 0.1339 | 0.1339 | 0.1339 | 0.10042 | 0.10042 | 0.10042 | 0 | 0 | 0 | 0 | 0 | 0 | 0 | 0.023232 | 0.023232 | 0.023232 | 0.023232 | 0.017424 | 0.017424 | 0.017424 | 0 | 0 | 0 | 0 | 0 | 0 | 0 | 0 | 0 | 0 | 0 | 0 | 0 | 0 | 0 | 0 | 0 | 0 | 0 | 0 | 0 | 0 | 0 | 0 | 0 | 0 | 0 | 0 | 0 | 0 | 0 | 0 | 0 | 0 | 0 | ComCollege ComputerRm (break) ILit Cls | ComCollege ComputerRm (break) ILit Cls | 2 | 2 | 2 | ComCollege ComputerRm (break) ILit2 Cls | ComCollege ComputerRm (break) ILit Cls | ComCollege ComputerRm (break) ILit Cls | 2 | 2 | 2 | 2 | 0.42939 | 0.02 | 0.02 | 0.02 | 0.02 | 0.02 | 0.02 | 0.02 | 0.02 | 0.02 | 0.02 | 0.02 | 0.02 | 0.02 | 0.02 | 0.02 | 0.02 | 0.02 | 0.02 | 0.02 | 0.02 | 0.02 | 0.02 | 0.02 | 0.02 | 0.02 | 0.45241 | 0.02 | 0.02 | 0.02 | 0.02 | 0.02 | 0.02 | 0.02 | 0.02 | 0.02 | 0.02 | 0.02 | 0.02 | 0.02 | 0.02 | 0.02 | 0.02 | 0.02 | 0.02 | 0.02 | 0.02 | 0.02 | 0.02 | 0.02 | 0.02 | 0.02 | 0 | 0 | 0 | 0 | 0 | 0 | 0 | 0 | 0 | 0 | 0 | 0 | 0 | 0 | 0 | 0 | 0 | 0 | 0 | 0 | 0 | 0 | 0 | 0 | 0 | 0 | 0 | 0 | 0 | 0 | 0 | 0 | 0 | 0 | 0 | 0 | 0 | 0 | 0 | 0 | 0 | 0 | 0 | 0 | 0 | 0 | 0 | 0 | 20 | 0.4 | 0.36 | 0.13 | 0.11 | 0.52632 | 0 | 0 | 0 | 0 | 0 | 0 | 0 | 0 |  | 0.0025764 | 0.0025764 | 0.0025432 | 0.0026301 | 0.0026318 | 0.0026225 | 0.0026225 | Education - Community College - Computer Room (Instructional/PC Lab) - (break) - Sun | 12 | 9 | 14 | 0 | 5.1526 | 0 | 0 | 0 | 5.1526 | 0 | 0 | 0 | 0.42939 | 0 | 0 | 0 | 0 | 0 | 0 | 0 | 0 | 0 | 0 | 0 | 0 | 0 | 0 | 0 | 0 | 0 | 0 | 0 | 0 | 0 | 0 | 0 | 0 |  | 0 | 5.4289 | 0 | 0 | 0 | 5.4289 | 0 | 0 | 0 | 0.45241 | 0 | 0 | 0 | 0 | 0 | 0 | 0 | 0 | 0 | 0 | 0 | 0 | 0 | 0 | 0 | 0 | 0 | 0 | 0 | 0 | 0 | 0 | 0 | 0 | 0.89456 | 0.8 | 0.94252 | 0.8
531 | 5 | 31 | 7 | 7 |  |  |  |  | Education - Community College | Computer Room (Instructional/PC Lab) | Education - Community College - Computer Room (Instructional/PC Lab) | (break) | Education - Community College (break) | Education - Community College - Computer Room (Instructional/PC Lab) (break) | ComCollege ComputerRm (break) | Hol | Closed | 3 | 3 | 0.031959 | 1.4151 | 1.4151 | 1.4151 | 1.4151 | 1.0613 | 1.0613 | 1.0613 | 0 | 0 | 0 | 0 | 0 | 0 | 0 | 0.058259 | 0.058259 | 0.058259 | 0.058259 | 0.043694 | 0.043694 | 0.043694 | 0 | 0 | 0 | 0 | 0 | 0 | 0 | 0 | 0 | 0 | 0 | 0 | 0 | 0 | 0 | 0 | 0 | 0 | 0 | 0 | 0 | 0 | 0 | 0 | 0 | 0 | 0 | 0 | 0 | 0 | 0 | 0 | 0 | 0 | 0 | 0.1339 | 0.1339 | 0.1339 | 0.1339 | 0.10042 | 0.10042 | 0.10042 | 0 | 0 | 0 | 0 | 0 | 0 | 0 | 0.005808 | 0.005808 | 0.005808 | 0.005808 | 0.004356 | 0.004356 | 0.004356 | 0 | 0 | 0 | 0 | 0 | 0 | 0 | 0 | 0 | 0 | 0 | 0 | 0 | 0 | 0 | 0 | 0 | 0 | 0 | 0 | 0 | 0 | 0 | 0 | 0 | 0 | 0 | 0 | 0 | 0 | 0 | 0 | 0 | 0 | 0 | ComCollege ComputerRm (break) ILit Cls | ComCollege ComputerRm (break) ILit Cls | 2 | 2 | 2 | ComCollege ComputerRm (break) ILit2 Cls | ComCollege ComputerRm (break) ILit Cls | ComCollege ComputerRm (break) ILit Cls | 2 | 2 | 2 | 2 | 0.42939 | 0.02 | 0.02 | 0.02 | 0.02 | 0.02 | 0.02 | 0.02 | 0.02 | 0.02 | 0.02 | 0.02 | 0.02 | 0.02 | 0.02 | 0.02 | 0.02 | 0.02 | 0.02 | 0.02 | 0.02 | 0.02 | 0.02 | 0.02 | 0.02 | 0.02 | 0.45241 | 0.02 | 0.02 | 0.02 | 0.02 | 0.02 | 0.02 | 0.02 | 0.02 | 0.02 | 0.02 | 0.02 | 0.02 | 0.02 | 0.02 | 0.02 | 0.02 | 0.02 | 0.02 | 0.02 | 0.02 | 0.02 | 0.02 | 0.02 | 0.02 | 0.02 | 0 | 0 | 0 | 0 | 0 | 0 | 0 | 0 | 0 | 0 | 0 | 0 | 0 | 0 | 0 | 0 | 0 | 0 | 0 | 0 | 0 | 0 | 0 | 0 | 0 | 0 | 0 | 0 | 0 | 0 | 0 | 0 | 0 | 0 | 0 | 0 | 0 | 0 | 0 | 0 | 0 | 0 | 0 | 0 | 0 | 0 | 0 | 0 | 20 | 0.4 | 0.36 | 0.13 | 0.11 | 0.52632 | 0 | 0 | 0 | 0 | 0 | 0 | 0 | 0 |  | 0.0025764 | 0.0025764 | 0.0025432 | 0.0026301 | 0.0026318 | 0.0026225 | 0.0026225 | Education - Community College - Computer Room (Instructional/PC Lab) - (break) - Hol | 14 | 9 | 14 | 0 | 1.2882 | 0 | 0 | 0 | 1.2882 | 0 | 0 | 0 | 0.42939 | 0 | 0 | 0 | 0 | 0 | 0 | 0 | 0 | 0 | 0 | 0 | 0 | 0 | 0 | 0 | 0 | 0 | 0 | 0 | 0 | 0 | 0 | 0 | 0 |  | 0 | 1.3572 | 0 | 0 | 0 | 1.3572 | 0 | 0 | 0 | 0.45241 | 0 | 0 | 0 | 0 | 0 | 0 | 0 | 0 | 0 | 0 | 0 | 0 | 0 | 0 | 0 | 0 | 0 | 0 | 0 | 0 | 0 | 0 | 0 | 0 | 0.89456 | 0.8 | 0.94252 | 0.8
532 | 5 | 32 | 8 | 8 |  | Education - Community College (break) |  | Education - Community College - Computer Room (Instructional/PC Lab) (break) | Education - Community College | Computer Room (Instructional/PC Lab) | Education - Community College - Computer Room (Instructional/PC Lab) | (break) | Education - Community College (break) | Education - Community College - Computer Room (Instructional/PC Lab) (break) | ComCollege ComputerRm (break) | all | Closed | 38 | 38 | 0.031959 | 1.4151 | 1.4151 | 1.4151 | 1.4151 | 1.0613 | 1.0613 | 1.0613 | 0 | 0 | 0 | 0 | 0 | 0 | 0 | 0.73794 | 0.73794 | 0.73794 | 0.73794 | 0.55346 | 0.55346 | 0.55346 | 0.00090453 | 0.00090453 | 0.00090453 | 0.00090453 | 0.00067839 | 0.00067839 | 0.00067839 | 0 | 0 | 0 | 0 | 0 | 0 | 0 | 0 | 0 | 0 | 0 | 0 | 0 | 0 | 0.02 | 0.02 | 0.02 | 0.02 | 0.02 | 0.02 | 0.02 | 0.021581 | 0.021581 | 0.021501 | 0.021742 | 0.02174 | 0.021845 | 0.021845 | 0.1339 | 0.1339 | 0.1339 | 0.1339 | 0.10042 | 0.10042 | 0.10042 | 0 | 0 | 0 | 0 | 0 | 0 | 0 | 0.073568 | 0.073568 | 0.073568 | 0.073568 | 0.055176 | 0.055176 | 0.055176 | 8.5586e-05 | 8.5586e-05 | 8.5586e-05 | 8.5586e-05 | 6.4189e-05 | 6.4189e-05 | 6.4189e-05 | 0 | 0 | 0 | 0 | 0 | 0 | 0 | 0 | 0 | 0 | 0 | 0 | 0 | 0 | 0.02 | 0.02 | 0.02 | 0.02 | 0.02 | 0.02 | 0.02 | 0.021581 | 0.021581 | 0.021501 | 0.021742 | 0.02174 | 0.021845 | 0.021845 | ComCollege ComputerRm (break) ILit Cls | ComCollege ComputerRm (break) ILit Cls | 2 | 2 | 2 | ComCollege ComputerRm (break) ILit2 Cls | ComCollege ComputerRm (break) ILit Cls | ComCollege ComputerRm (break) ILit Cls | 2 | 2 | 2 | 2 | 0.42939 | 0.02 | 0.02 | 0.02 | 0.02 | 0.02 | 0.02 | 0.02 | 0.02 | 0.02 | 0.02 | 0.02 | 0.02 | 0.02 | 0.02 | 0.02 | 0.02 | 0.02 | 0.02 | 0.02 | 0.02 | 0.02 | 0.02 | 0.02 | 0.02 | 0.02 | 0.45241 | 0.02 | 0.02 | 0.02 | 0.02 | 0.02 | 0.02 | 0.02 | 0.02 | 0.02 | 0.02 | 0.02 | 0.02 | 0.02 | 0.02 | 0.02 | 0.02 | 0.02 | 0.02 | 0.02 | 0.02 | 0.02 | 0.02 | 0.02 | 0.02 | 0.02 | 0 | 0 | 0 | 0 | 0 | 0 | 0 | 0 | 0 | 0 | 0 | 0 | 0 | 0 | 0 | 0 | 0 | 0 | 0 | 0 | 0 | 0 | 0 | 0 | 0 | 0 | 0 | 0 | 0 | 0 | 0 | 0 | 0 | 0 | 0 | 0 | 0 | 0 | 0 | 0 | 0 | 0 | 0 | 0 | 0 | 0 | 0 | 0 | 20 | 0.4 | 0.36 | 0.13 | 0.11 | 0.52632 | 0.0021089 | 9.5377e-05 | 9.5377e-05 | 9.5377e-05 | 9.5377e-05 | 7.1533e-05 | 7.1533e-05 | 7.1533e-05 | Education - Community College (break) | 0.0025764 | 0.0025764 | 0.0025432 | 0.0026301 | 0.0026318 | 0.0026225 | 0.0026225 | Education - Community College - Computer Room (Instructional/PC Lab) - (break) - all | 16 | 9 | 17 | 0 | 16.3167 | 0 | 16.3167 | 0 | 0 | 0 | 0.42939 | 0 | 0 | 0 | 0 | 0 | 0 | 0 | 0 | 0 | 0 | 0 | 0 | 0 | 0 | 0 | 0 | 0 | 0 | 0 | 0 | 0 | 0 | 0 | 0 | 0 | 0 |  | 0 | 17.1916 | 0 | 17.1916 | 0 | 0 | 0 | 0.45241 | 0 | 0 | 0 | 0 | 0 | 0 | 0 | 0 | 0 | 0 | 0 | 0 | 0 | 0 | 0 | 0 | 0 | 0 | 0 | 0 | 0 | 0 | 0 | 0 | 0 | 0 | 0.89456 | 0.8 | 0.94252 | 0.8
533 | 5 | 33 | 5 | 9 |  |  |  |  | Education - Community College | Computer Room (Instructional/PC Lab) | Education - Community College - Computer Room (Instructional/PC Lab) | (summer) | Education - Community College (summer) | Education - Community College - Computer Room (Instructional/PC Lab) (summer) | ComCollege ComputerRm (summer) | Sat | Open | 8 | 8 | 0.031959 | 1.4151 | 1.4151 | 1.4151 | 1.4151 | 1.0613 | 1.0613 | 1.0613 | 0 | 0 | 0 | 0 | 0 | 0 | 0 | 0.96345 | 0.96345 | 0.96345 | 0.96345 | 0.72259 | 0.72259 | 0.72259 | 0 | 0 | 0 | 0 | 0 | 0 | 0 | 0 | 0 | 0 | 0 | 0 | 0 | 0 | 0 | 0 | 0 | 0 | 0 | 0 | 0 | 0 | 0 | 0 | 0 | 0 | 0 | 0 | 0 | 0 | 0 | 0 | 0 | 0 | 0 | 0.1339 | 0.1339 | 0.1339 | 0.1339 | 0.10042 | 0.10042 | 0.10042 | 0 | 0 | 0 | 0 | 0 | 0 | 0 | 0.1265 | 0.1265 | 0.1265 | 0.1265 | 0.094875 | 0.094875 | 0.094875 | 0 | 0 | 0 | 0 | 0 | 0 | 0 | 0 | 0 | 0 | 0 | 0 | 0 | 0 | 0 | 0 | 0 | 0 | 0 | 0 | 0 | 0 | 0 | 0 | 0 | 0 | 0 | 0 | 0 | 0 | 0 | 0 | 0 | 0 | 0 | ComCollege ComputerRm (summer) ILit Sat | ComCollege ComputerRm (summer) ILit all | 3632 | 10 | 16.875 | ComCollege ComputerRm (summer) ILit2 Sat | ComCollege ComputerRm (summer) ILit2 Sat | ComCollege ComputerRm (summer) ILit2 All | 3848 | 10 | 28.125 | 3632 | 2.6629 | 0.12991 | 0.1 | 0.1 | 0.1 | 0.1 | 0.1 | 0.1 | 0.1 | 0.11528 | 0.13056 | 0.16875 | 0.16875 | 0.16875 | 0.16875 | 0.16875 | 0.16875 | 0.16875 | 0.14965 | 0.1 | 0.1 | 0.1 | 0.1 | 0.1 | 0.1 | 0.1 | 3.6951 | 0.21157 | 0.1 | 0.1 | 0.1 | 0.1 | 0.1 | 0.1 | 0.1 | 0.14028 | 0.18056 | 0.28125 | 0.28125 | 0.28125 | 0.28125 | 0.28125 | 0.28125 | 0.28125 | 0.2309 | 0.1 | 0.1 | 0.1 | 0.1 | 0.1 | 0.1 | 0.1 | 0 | 0 | 0 | 0 | 0 | 0 | 0 | 0.22222 | 0.44444 | 1 | 1 | 1 | 1 | 1 | 1 | 1 | 0.72222 | 0 | 0 | 0 | 0 | 0 | 0 | 0 | 0 | 0 | 0 | 0 | 0 | 0 | 0 | 0.22222 | 0.44444 | 1 | 1 | 1 | 1 | 1 | 1 | 1 | 0.72222 | 0 | 0 | 0 | 0 | 0 | 0 | 0 | 20 | 0.4 | 0.36 | 0.13 | 0.11 | 0.52632 | 0 | 0 | 0 | 0 | 0 | 0 | 0 | 0 |  | 0.047056 | 0.047056 | 0.046619 | 0.04825 | 0.048254 | 0.047573 | 0.047573 | Education - Community College - Computer Room (Instructional/PC Lab) - (summer) - Sat | 10 | 7 | 16 | 10.8667 | 10.4362 | 0 | 0 | 10.8667 | 10.4362 | 0 | 0 | 1.3583 | 1.3045 | 0 | 0 | 0 | 0 | 0 | 0 | 0.1 | 0.11528 | 0.13056 | 0.16875 | 0.16875 | 0.16875 | 0.16875 | 0.16875 | 0.16875 | 0 | 0 | 0 | 0 | 0 | 0 | 0 | 0 | 0 |  | 16.8667 | 12.6945 | 0 | 0 | 16.8667 | 12.6945 | 0 | 0 | 2.1083 | 1.5868 | 0 | 0 | 0 | 0 | 0 | 0 | 0.1 | 0.14028 | 0.18056 | 0.28125 | 0.28125 | 0.28125 | 0.28125 | 0.28125 | 0.28125 | 0 | 0 | 0 | 0 | 0 | 0 | 0 | 0 | 0 | 0.89456 | 0.8 | 0.94252 | 0.8
534 | 5 | 34 | 6 | 10 |  |  |  |  | Education - Community College | Computer Room (Instructional/PC Lab) | Education - Community College - Computer Room (Instructional/PC Lab) | (summer) | Education - Community College (summer) | Education - Community College - Computer Room (Instructional/PC Lab) (summer) | ComCollege ComputerRm (summer) | Sun | Closed | 8 | 8 | 0.031959 | 1.4151 | 1.4151 | 1.4151 | 1.4151 | 1.0613 | 1.0613 | 1.0613 | 0 | 0 | 0 | 0 | 0 | 0 | 0 | 0.38839 | 0.38839 | 0.38839 | 0.38839 | 0.29129 | 0.29129 | 0.29129 | 0 | 0 | 0 | 0 | 0 | 0 | 0 | 0 | 0 | 0 | 0 | 0 | 0 | 0 | 0 | 0 | 0 | 0 | 0 | 0 | 0 | 0 | 0 | 0 | 0 | 0 | 0 | 0 | 0 | 0 | 0 | 0 | 0 | 0 | 0 | 0.1339 | 0.1339 | 0.1339 | 0.1339 | 0.10042 | 0.10042 | 0.10042 | 0 | 0 | 0 | 0 | 0 | 0 | 0 | 0.03872 | 0.03872 | 0.03872 | 0.03872 | 0.02904 | 0.02904 | 0.02904 | 0 | 0 | 0 | 0 | 0 | 0 | 0 | 0 | 0 | 0 | 0 | 0 | 0 | 0 | 0 | 0 | 0 | 0 | 0 | 0 | 0 | 0 | 0 | 0 | 0 | 0 | 0 | 0 | 0 | 0 | 0 | 0 | 0 | 0 | 0 | ComCollege ComputerRm (summer) ILit Cls | ComCollege ComputerRm (summer) ILit Cls | 2 | 5 | 5 | ComCollege ComputerRm (summer) ILit2 Cls | ComCollege ComputerRm (summer) ILit Cls | ComCollege ComputerRm (summer) ILit Cls | 2 | 5 | 5 | 2 | 1.0735 | 0.04 | 0.05 | 0.05 | 0.05 | 0.05 | 0.05 | 0.05 | 0.05 | 0.05 | 0.05 | 0.05 | 0.05 | 0.05 | 0.05 | 0.05 | 0.05 | 0.05 | 0.05 | 0.05 | 0.05 | 0.05 | 0.05 | 0.05 | 0.05 | 0.05 | 1.131 | 0.04 | 0.05 | 0.05 | 0.05 | 0.05 | 0.05 | 0.05 | 0.05 | 0.05 | 0.05 | 0.05 | 0.05 | 0.05 | 0.05 | 0.05 | 0.05 | 0.05 | 0.05 | 0.05 | 0.05 | 0.05 | 0.05 | 0.05 | 0.05 | 0.05 | 0 | 0 | 0 | 0 | 0 | 0 | 0 | 0 | 0 | 0 | 0 | 0 | 0 | 0 | 0 | 0 | 0 | 0 | 0 | 0 | 0 | 0 | 0 | 0 | 0 | 0 | 0 | 0 | 0 | 0 | 0 | 0 | 0 | 0 | 0 | 0 | 0 | 0 | 0 | 0 | 0 | 0 | 0 | 0 | 0 | 0 | 0 | 0 | 20 | 0.4 | 0.36 | 0.13 | 0.11 | 0.52632 | 0 | 0 | 0 | 0 | 0 | 0 | 0 | 0 |  | 0.047056 | 0.047056 | 0.046619 | 0.04825 | 0.048254 | 0.047573 | 0.047573 | Education - Community College - Computer Room (Instructional/PC Lab) - (summer) - Sun | 12 | 8 | 15 | 0 | 8.5877 | 0 | 0 | 0 | 8.5877 | 0 | 0 | 0 | 1.0735 | 0 | 0 | 0 | 0 | 0 | 0 | 0 | 0 | 0 | 0 | 0 | 0 | 0 | 0 | 0 | 0 | 0 | 0 | 0 | 0 | 0 | 0 | 0 | 0 |  | 0 | 9.0482 | 0 | 0 | 0 | 9.0482 | 0 | 0 | 0 | 1.131 | 0 | 0 | 0 | 0 | 0 | 0 | 0 | 0 | 0 | 0 | 0 | 0 | 0 | 0 | 0 | 0 | 0 | 0 | 0 | 0 | 0 | 0 | 0 | 0 | 0.89456 | 0.8 | 0.94252 | 0.8
535 | 5 | 35 | 7 | 11 |  |  |  |  | Education - Community College | Computer Room (Instructional/PC Lab) | Education - Community College - Computer Room (Instructional/PC Lab) | (summer) | Education - Community College (summer) | Education - Community College - Computer Room (Instructional/PC Lab) (summer) | ComCollege ComputerRm (summer) | Hol | Closed | 1 | 1 | 0.031959 | 1.4151 | 1.4151 | 1.4151 | 1.4151 | 1.0613 | 1.0613 | 1.0613 | 0 | 0 | 0 | 0 | 0 | 0 | 0 | 0.048549 | 0.048549 | 0.048549 | 0.048549 | 0.036412 | 0.036412 | 0.036412 | 0 | 0 | 0 | 0 | 0 | 0 | 0 | 0 | 0 | 0 | 0 | 0 | 0 | 0 | 0 | 0 | 0 | 0 | 0 | 0 | 0 | 0 | 0 | 0 | 0 | 0 | 0 | 0 | 0 | 0 | 0 | 0 | 0 | 0 | 0 | 0.1339 | 0.1339 | 0.1339 | 0.1339 | 0.10042 | 0.10042 | 0.10042 | 0 | 0 | 0 | 0 | 0 | 0 | 0 | 0.00484 | 0.00484 | 0.00484 | 0.00484 | 0.00363 | 0.00363 | 0.00363 | 0 | 0 | 0 | 0 | 0 | 0 | 0 | 0 | 0 | 0 | 0 | 0 | 0 | 0 | 0 | 0 | 0 | 0 | 0 | 0 | 0 | 0 | 0 | 0 | 0 | 0 | 0 | 0 | 0 | 0 | 0 | 0 | 0 | 0 | 0 | ComCollege ComputerRm (summer) ILit Cls | ComCollege ComputerRm (summer) ILit Cls | 2 | 5 | 5 | ComCollege ComputerRm (summer) ILit2 Cls | ComCollege ComputerRm (summer) ILit Cls | ComCollege ComputerRm (summer) ILit Cls | 2 | 5 | 5 | 2 | 1.0735 | 0.04 | 0.05 | 0.05 | 0.05 | 0.05 | 0.05 | 0.05 | 0.05 | 0.05 | 0.05 | 0.05 | 0.05 | 0.05 | 0.05 | 0.05 | 0.05 | 0.05 | 0.05 | 0.05 | 0.05 | 0.05 | 0.05 | 0.05 | 0.05 | 0.05 | 1.131 | 0.04 | 0.05 | 0.05 | 0.05 | 0.05 | 0.05 | 0.05 | 0.05 | 0.05 | 0.05 | 0.05 | 0.05 | 0.05 | 0.05 | 0.05 | 0.05 | 0.05 | 0.05 | 0.05 | 0.05 | 0.05 | 0.05 | 0.05 | 0.05 | 0.05 | 0 | 0 | 0 | 0 | 0 | 0 | 0 | 0 | 0 | 0 | 0 | 0 | 0 | 0 | 0 | 0 | 0 | 0 | 0 | 0 | 0 | 0 | 0 | 0 | 0 | 0 | 0 | 0 | 0 | 0 | 0 | 0 | 0 | 0 | 0 | 0 | 0 | 0 | 0 | 0 | 0 | 0 | 0 | 0 | 0 | 0 | 0 | 0 | 20 | 0.4 | 0.36 | 0.13 | 0.11 | 0.52632 | 0 | 0 | 0 | 0 | 0 | 0 | 0 | 0 |  | 0.047056 | 0.047056 | 0.046619 | 0.04825 | 0.048254 | 0.047573 | 0.047573 | Education - Community College - Computer Room (Instructional/PC Lab) - (summer) - Hol | 14 | 8 | 15 | 0 | 1.0735 | 0 | 0 | 0 | 1.0735 | 0 | 0 | 0 | 1.0735 | 0 | 0 | 0 | 0 | 0 | 0 | 0 | 0 | 0 | 0 | 0 | 0 | 0 | 0 | 0 | 0 | 0 | 0 | 0 | 0 | 0 | 0 | 0 | 0 |  | 0 | 1.131 | 0 | 0 | 0 | 1.131 | 0 | 0 | 0 | 1.131 | 0 | 0 | 0 | 0 | 0 | 0 | 0 | 0 | 0 | 0 | 0 | 0 | 0 | 0 | 0 | 0 | 0 | 0 | 0 | 0 | 0 | 0 | 0 | 0 | 0.89456 | 0.8 | 0.94252 | 0.8
536 | 5 | 36 | 8 | 12 |  | Education - Community College (summer) | Education - Community College - Computer Room (Instructional/PC Lab) | Education - Community College - Computer Room (Instructional/PC Lab) (summer) | Education - Community College | Computer Room (Instructional/PC Lab) | Education - Community College - Computer Room (Instructional/PC Lab) | (summer) | Education - Community College (summer) | Education - Community College - Computer Room (Instructional/PC Lab) (summer) | ComCollege ComputerRm (summer) | all | Open | 44 | 44 | 0.031959 | 1.4151 | 1.4151 | 1.4151 | 1.4151 | 1.0613 | 1.0613 | 1.0613 | 0.045226 | 0.045226 | 0.045226 | 0.045226 | 0.03392 | 0.03392 | 0.03392 | 11.8799 | 11.8799 | 11.8799 | 11.8799 | 8.9099 | 8.9099 | 8.9099 | 0.018995 | 0.018995 | 0.018995 | 0.018995 | 0.014246 | 0.014246 | 0.014246 | 1842.0388 | 1842.0388 | 1842.0388 | 1842.0388 | 1842.0388 | 1842.0388 | 1842.0388 | 0 | 0 | 0 | 0 | 0 | 0 | 0 | 0.42 | 0.42 | 0.42 | 0.42 | 0.42 | 0.42 | 0.42 | 0.39488 | 0.39488 | 0.39459 | 0.39947 | 0.3991 | 0.39742 | 0.39742 | 0.1339 | 0.1339 | 0.1339 | 0.1339 | 0.10042 | 0.10042 | 0.10042 | 0.0042793 | 0.0042793 | 0.0042793 | 0.0042793 | 0.0032095 | 0.0032095 | 0.0032095 | 1.3182 | 1.3182 | 1.3182 | 1.3182 | 0.98863 | 0.98863 | 0.98863 | 0.0020541 | 0.0020541 | 0.0020541 | 0.0020541 | 0.0015405 | 0.0015405 | 0.0015405 | 2376.3656 | 2376.3656 | 2376.3656 | 2376.3656 | 2376.3656 | 2376.3656 | 2376.3656 | 0 | 0 | 0 | 0 | 0 | 0 | 0 | 0.48 | 0.48 | 0.48 | 0.48 | 0.48 | 0.48 | 0.48 | 0.34126 | 0.34126 | 0.34102 | 0.34642 | 0.34485 | 0.3441 | 0.3441 | ComCollege ComputerRm (summer) ILit all | ComCollege ComputerRm (summer) ILit all | 3631 | 10 | 52.5 | ComCollege ComputerRm (summer) ILit2 all | ComCollege ComputerRm (summer) ILit2 all | ComCollege ComputerRm (summer) ILit2 All | 3847 | 10 | 60 | 3631 | 5.9699 | 0.42 | 0.1 | 0.1 | 0.1 | 0.1 | 0.1 | 0.19444 | 0.19444 | 0.28889 | 0.525 | 0.525 | 0.525 | 0.525 | 0.525 | 0.525 | 0.525 | 0.525 | 0.525 | 0.17083 | 0.1 | 0.1 | 0.1 | 0.1 | 0.1 | 0.1 | 7.0008 | 0.48 | 0.1 | 0.1 | 0.1 | 0.1 | 0.1 | 0.21111 | 0.21111 | 0.32222 | 0.6 | 0.6 | 0.6 | 0.6 | 0.6 | 0.6 | 0.6 | 0.6 | 0.6 | 0.18333 | 0.1 | 0.1 | 0.1 | 0.1 | 0.1 | 0.1 | 0 | 0 | 0 | 0 | 0 | 0.22222 | 0.22222 | 0.44444 | 1 | 1 | 1 | 1 | 1 | 1 | 1 | 1 | 1 | 0.16667 | 0 | 0 | 0 | 0 | 0 | 0 | 0 | 0 | 0 | 0 | 0 | 0.22222 | 0.22222 | 0.44444 | 1 | 1 | 1 | 1 | 1 | 1 | 1 | 1 | 1 | 0.16667 | 0 | 0 | 0 | 0 | 0 | 0 | 20 | 0.4 | 0.36 | 0.13 | 0.11 | 0.52632 | 0.044287 | 0.0020029 | 0.0020029 | 0.0020029 | 0.0020029 | 0.0015022 | 0.0015022 | 0.0015022 | Education - Community College (summer) | 0.047056 | 0.047056 | 0.046619 | 0.04825 | 0.048254 | 0.047573 | 0.047573 | Education - Community College - Computer Room (Instructional/PC Lab) - (summer) - all | 16 | 7 | 21 | 245.4833 | 17.1929 | 245.4833 | 17.1929 | 0 | 0 | 5.5792 | 0.39075 | 0 | 0 | 0 | 0 | 0 | 0 | 0 | 0 | 0.19444 | 0.28889 | 0.525 | 0.525 | 0.525 | 0.525 | 0.525 | 0.525 | 0.525 | 0.525 | 0.525 | 0.17083 | 0.1 | 0.1 | 0 | 0 | 0 | 0 |  | 277.9333 | 30.1035 | 277.9333 | 30.1035 | 0 | 0 | 6.3167 | 0.68417 | 0 | 0 | 0 | 0 | 0 | 0 | 0 | 0 | 0.21111 | 0.32222 | 0.6 | 0.6 | 0.6 | 0.6 | 0.6 | 0.6 | 0.6 | 0.6 | 0.6 | 0.18333 | 0.1 | 0.1 | 0 | 0 | 0 | 0 | 0.89456 | 0.8 | 0.94252 | 0.8
537 | 5 | 37 | 5 | 1 |  |  |  |  | Education - Community College | Dining Area | Education - Community College - Dining Area |  | Education - Community College | Education - Community College - Dining Area | ComCollege Cafeteria (in session) | Sat | Open | 32 | 32 | 0.087512 | 1.3267 | 1.3267 | 1.1498 | 1.1498 | 1.1498 | 1.1498 | 1.1498 | 0 | 0 | 0 | 0 | 0 | 0 | 0 | 25.3948 | 25.3948 | 22.0088 | 22.0088 | 22.0088 | 22.0088 | 22.0088 | 0 | 0 | 0 | 0 | 0 | 0 | 0 | 0 | 0 | 0 | 0 | 0 | 0 | 0 | 0 | 0 | 0 | 0 | 0 | 0 | 0 | 0 | 0 | 0 | 0 | 0 | 0 | 0 | 0 | 0 | 0 | 0 | 0 | 0 | 0 | 0.12553 | 0.12553 | 0.10879 | 0.10879 | 0.10879 | 0.10879 | 0.10879 | 0 | 0 | 0 | 0 | 0 | 0 | 0 | 2.2147 | 2.2147 | 1.9194 | 1.9194 | 1.9194 | 1.9194 | 1.9194 | 0 | 0 | 0 | 0 | 0 | 0 | 0 | 0 | 0 | 0 | 0 | 0 | 0 | 0 | 0 | 0 | 0 | 0 | 0 | 0 | 0 | 0 | 0 | 0 | 0 | 0 | 0 | 0 | 0 | 0 | 0 | 0 | 0 | 0 | 0 | ComCollege Cafeteria (in session) ILit Sat | ComCollege Cafeteria (in session) ILit all | 3587 | 10 | 67.5 | ComCollege Cafeteria (in session) ILit2 Sat | ComCollege Cafeteria (in session) ILit2 Sat | ComCollege Cafeteria (in session) ILit2 All | 3834 | 10 | 60 | 3587 | 6.8353 | 0.546 | 0.1 | 0.1 | 0.1 | 0.1 | 0.1 | 0.15 | 0.225 | 0.375 | 0.6 | 0.675 | 0.675 | 0.675 | 0.675 | 0.675 | 0.675 | 0.675 | 0.6 | 0.2 | 0.1 | 0.1 | 0.1 | 0.1 | 0.1 | 0.1 | 6.3001 | 0.38733 | 0.1 | 0.1 | 0.1 | 0.1 | 0.1 | 0.21111 | 0.21111 | 0.32222 | 0.6 | 0.6 | 0.6 | 0.6 | 0.6 | 0.6 | 0.6 | 0.6 | 0.18333 | 0.1 | 0.1 | 0.1 | 0.1 | 0.1 | 0.1 | 0.1 | 0 | 0 | 0 | 0 | 0 | 0.086957 | 0.21739 | 0.47826 | 0.86957 | 1 | 1 | 1 | 1 | 1 | 1 | 1 | 0.86957 | 0.17391 | 0 | 0 | 0 | 0 | 0 | 0 | 0 | 0 | 0 | 0 | 0 | 0.22222 | 0.22222 | 0.44444 | 1 | 1 | 1 | 1 | 1 | 1 | 1 | 1 | 0.16667 | 0 | 0 | 0 | 0 | 0 | 0 | 0 | 16 | 0.66337 | 0.20792 | 0.079208 | 0.049505 | 0.76136 | 0 | 0 | 0 | 0 | 0 | 0 | 0 | 0 |  | 0.077903 | 0.077903 | 0.077236 | 0.079864 | 0.079997 | 0.07863 | 0.07863 | Education - Community College - Dining Area - Sat | 10 | 7 | 16 | 168 | 50.7307 | 0 | 0 | 168 | 50.7307 | 0 | 0 | 5.25 | 1.5853 | 0 | 0 | 0 | 0 | 0 | 0 | 0.225 | 0.375 | 0.6 | 0.675 | 0.675 | 0.675 | 0.675 | 0.675 | 0.675 | 0 | 0 | 0 | 0 | 0 | 0 | 0 | 0 | 0 |  | 151.4667 | 50.1371 | 0 | 0 | 151.4667 | 50.1371 | 0 | 0 | 4.7333 | 1.5668 | 0 | 0 | 0 | 0 | 0 | 0 | 0.21111 | 0.32222 | 0.6 | 0.6 | 0.6 | 0.6 | 0.6 | 0.6 | 0.6 | 0 | 0 | 0 | 0 | 0 | 0 | 0 | 0 | 0 | 0.8571 | 0.84 | 0.9094 | 0.84
538 | 5 | 38 | 6 | 2 |  |  |  |  | Education - Community College | Dining Area | Education - Community College - Dining Area |  | Education - Community College | Education - Community College - Dining Area | ComCollege Cafeteria (in session) | Sun | Closed | 32 | 32 | 0.087512 | 1.3267 | 1.3267 | 1.1498 | 1.1498 | 1.1498 | 1.1498 | 1.1498 | 0 | 0 | 0 | 0 | 0 | 0 | 0 | 3.8212 | 3.8212 | 3.3117 | 3.3117 | 3.3117 | 3.3117 | 3.3117 | 0 | 0 | 0 | 0 | 0 | 0 | 0 | 0 | 0 | 0 | 0 | 0 | 0 | 0 | 0 | 0 | 0 | 0 | 0 | 0 | 0 | 0 | 0 | 0 | 0 | 0 | 0 | 0 | 0 | 0 | 0 | 0 | 0 | 0 | 0 | 0.12553 | 0.12553 | 0.10879 | 0.10879 | 0.10879 | 0.10879 | 0.10879 | 0 | 0 | 0 | 0 | 0 | 0 | 0 | 0.38362 | 0.38362 | 0.33247 | 0.33247 | 0.33247 | 0.33247 | 0.33247 | 0 | 0 | 0 | 0 | 0 | 0 | 0 | 0 | 0 | 0 | 0 | 0 | 0 | 0 | 0 | 0 | 0 | 0 | 0 | 0 | 0 | 0 | 0 | 0 | 0 | 0 | 0 | 0 | 0 | 0 | 0 | 0 | 0 | 0 | 0 | ComCollege Cafeteria (in session) ILit Cls | ComCollege Cafeteria (in session) ILit Cls | 2 | 5 | 5 | ComCollege Cafeteria (in session) ILit2 Cls | ComCollege Cafeteria (in session) ILit Cls | ComCollege Cafeteria (in session) ILit Cls | 2 | 5 | 5 | 2 | 1.0285 | 0.042 | 0.05 | 0.05 | 0.05 | 0.05 | 0.05 | 0.05 | 0.05 | 0.05 | 0.05 | 0.05 | 0.05 | 0.05 | 0.05 | 0.05 | 0.05 | 0.05 | 0.05 | 0.05 | 0.05 | 0.05 | 0.05 | 0.05 | 0.05 | 0.05 | 1.0913 | 0.042 | 0.05 | 0.05 | 0.05 | 0.05 | 0.05 | 0.05 | 0.05 | 0.05 | 0.05 | 0.05 | 0.05 | 0.05 | 0.05 | 0.05 | 0.05 | 0.05 | 0.05 | 0.05 | 0.05 | 0.05 | 0.05 | 0.05 | 0.05 | 0.05 | 0 | 0 | 0 | 0 | 0 | 0 | 0 | 0 | 0 | 0 | 0 | 0 | 0 | 0 | 0 | 0 | 0 | 0 | 0 | 0 | 0 | 0 | 0 | 0 | 0 | 0 | 0 | 0 | 0 | 0 | 0 | 0 | 0 | 0 | 0 | 0 | 0 | 0 | 0 | 0 | 0 | 0 | 0 | 0 | 0 | 0 | 0 | 0 | 16 | 0.66337 | 0.20792 | 0.079208 | 0.049505 | 0.76136 | 0 | 0 | 0 | 0 | 0 | 0 | 0 | 0 |  | 0.077903 | 0.077903 | 0.077236 | 0.079864 | 0.079997 | 0.07863 | 0.07863 | Education - Community College - Dining Area - Sun | 12 | 8 | 15 | 0 | 32.9125 | 0 | 0 | 0 | 32.9125 | 0 | 0 | 0 | 1.0285 | 0 | 0 | 0 | 0 | 0 | 0 | 0 | 0 | 0 | 0 | 0 | 0 | 0 | 0 | 0 | 0 | 0 | 0 | 0 | 0 | 0 | 0 | 0 | 0 |  | 0 | 34.9209 | 0 | 0 | 0 | 34.9209 | 0 | 0 | 0 | 1.0913 | 0 | 0 | 0 | 0 | 0 | 0 | 0 | 0 | 0 | 0 | 0 | 0 | 0 | 0 | 0 | 0 | 0 | 0 | 0 | 0 | 0 | 0 | 0 | 0 | 0.8571 | 0.84 | 0.9094 | 0.84
539 | 5 | 39 | 7 | 3 |  |  |  |  | Education - Community College | Dining Area | Education - Community College - Dining Area |  | Education - Community College | Education - Community College - Dining Area | ComCollege Cafeteria (in session) | Hol | Closed | 6 | 6 | 0.087512 | 1.3267 | 1.3267 | 1.1498 | 1.1498 | 1.1498 | 1.1498 | 1.1498 | 0 | 0 | 0 | 0 | 0 | 0 | 0 | 0.71647 | 0.71647 | 0.62094 | 0.62094 | 0.62094 | 0.62094 | 0.62094 | 0 | 0 | 0 | 0 | 0 | 0 | 0 | 0 | 0 | 0 | 0 | 0 | 0 | 0 | 0 | 0 | 0 | 0 | 0 | 0 | 0 | 0 | 0 | 0 | 0 | 0 | 0 | 0 | 0 | 0 | 0 | 0 | 0 | 0 | 0 | 0.12553 | 0.12553 | 0.10879 | 0.10879 | 0.10879 | 0.10879 | 0.10879 | 0 | 0 | 0 | 0 | 0 | 0 | 0 | 0.071929 | 0.071929 | 0.062338 | 0.062338 | 0.062338 | 0.062338 | 0.062338 | 0 | 0 | 0 | 0 | 0 | 0 | 0 | 0 | 0 | 0 | 0 | 0 | 0 | 0 | 0 | 0 | 0 | 0 | 0 | 0 | 0 | 0 | 0 | 0 | 0 | 0 | 0 | 0 | 0 | 0 | 0 | 0 | 0 | 0 | 0 | ComCollege Cafeteria (in session) ILit Cls | ComCollege Cafeteria (in session) ILit Cls | 2 | 5 | 5 | ComCollege Cafeteria (in session) ILit2 Cls | ComCollege Cafeteria (in session) ILit Cls | ComCollege Cafeteria (in session) ILit Cls | 2 | 5 | 5 | 2 | 1.0285 | 0.042 | 0.05 | 0.05 | 0.05 | 0.05 | 0.05 | 0.05 | 0.05 | 0.05 | 0.05 | 0.05 | 0.05 | 0.05 | 0.05 | 0.05 | 0.05 | 0.05 | 0.05 | 0.05 | 0.05 | 0.05 | 0.05 | 0.05 | 0.05 | 0.05 | 1.0913 | 0.042 | 0.05 | 0.05 | 0.05 | 0.05 | 0.05 | 0.05 | 0.05 | 0.05 | 0.05 | 0.05 | 0.05 | 0.05 | 0.05 | 0.05 | 0.05 | 0.05 | 0.05 | 0.05 | 0.05 | 0.05 | 0.05 | 0.05 | 0.05 | 0.05 | 0 | 0 | 0 | 0 | 0 | 0 | 0 | 0 | 0 | 0 | 0 | 0 | 0 | 0 | 0 | 0 | 0 | 0 | 0 | 0 | 0 | 0 | 0 | 0 | 0 | 0 | 0 | 0 | 0 | 0 | 0 | 0 | 0 | 0 | 0 | 0 | 0 | 0 | 0 | 0 | 0 | 0 | 0 | 0 | 0 | 0 | 0 | 0 | 16 | 0.66337 | 0.20792 | 0.079208 | 0.049505 | 0.76136 | 0 | 0 | 0 | 0 | 0 | 0 | 0 | 0 |  | 0.077903 | 0.077903 | 0.077236 | 0.079864 | 0.079997 | 0.07863 | 0.07863 | Education - Community College - Dining Area - Hol | 14 | 8 | 15 | 0 | 6.1711 | 0 | 0 | 0 | 6.1711 | 0 | 0 | 0 | 1.0285 | 0 | 0 | 0 | 0 | 0 | 0 | 0 | 0 | 0 | 0 | 0 | 0 | 0 | 0 | 0 | 0 | 0 | 0 | 0 | 0 | 0 | 0 | 0 | 0 |  | 0 | 6.5477 | 0 | 0 | 0 | 6.5477 | 0 | 0 | 0 | 1.0913 | 0 | 0 | 0 | 0 | 0 | 0 | 0 | 0 | 0 | 0 | 0 | 0 | 0 | 0 | 0 | 0 | 0 | 0 | 0 | 0 | 0 | 0 | 0 | 0 | 0.8571 | 0.84 | 0.9094 | 0.84
540 | 5 | 40 | 8 | 4 |  | Education - Community College |  | Education - Community College - Dining Area | Education - Community College | Dining Area | Education - Community College - Dining Area |  | Education - Community College | Education - Community College - Dining Area | ComCollege Cafeteria (in session) | all | Open | 169 | 169 | 0.087512 | 1.3267 | 1.3267 | 1.1498 | 1.1498 | 1.1498 | 1.1498 | 1.1498 | 0 | 0 | 0 | 0 | 0 | 0 | 0 | 172.3752 | 172.3752 | 149.3918 | 149.3918 | 149.3918 | 149.3918 | 149.3918 | 0.084521 | 0.084521 | 0.073252 | 0.073252 | 0.073252 | 0.073252 | 0.073252 | 0 | 0 | 0 | 0 | 0 | 0 | 0 | 0 | 0 | 0 | 0 | 0 | 0 | 0 | 0.728 | 0.728 | 0.728 | 0.728 | 0.728 | 0.728 | 0.728 | 0.65389 | 0.65389 | 0.6538 | 0.66114 | 0.66167 | 0.6572 | 0.6572 | 0.12553 | 0.12553 | 0.10879 | 0.10879 | 0.10879 | 0.10879 | 0.10879 | 0 | 0 | 0 | 0 | 0 | 0 | 0 | 17.6336 | 17.6336 | 15.2825 | 15.2825 | 15.2825 | 15.2825 | 15.2825 | 0.0083049 | 0.0083049 | 0.0071976 | 0.0071976 | 0.0071976 | 0.0071976 | 0.0071976 | 0 | 0 | 0 | 0 | 0 | 0 | 0 | 0 | 0 | 0 | 0 | 0 | 0 | 0 | 0.756 | 0.756 | 0.756 | 0.756 | 0.756 | 0.756 | 0.756 | 0.51354 | 0.51354 | 0.51523 | 0.53306 | 0.53386 | 0.52391 | 0.52391 | ComCollege Cafeteria (in session) ILit all | ComCollege Cafeteria (in session) ILit all | 3586 | 10 | 90 | ComCollege Cafeteria (in session) ILit2 all | ComCollege Cafeteria (in session) ILit2 all | ComCollege Cafeteria (in session) ILit2 All | 3833 | 10 | 90 | 3586 | 8.7852 | 0.728 | 0.1 | 0.1 | 0.1 | 0.1 | 0.1 | 0.2 | 0.3 | 0.5 | 0.8 | 0.9 | 0.9 | 0.9 | 0.9 | 0.9 | 0.9 | 0.9 | 0.8 | 0.25 | 0.1 | 0.1 | 0.1 | 0.1 | 0.1 | 0.1 | 9.4982 | 0.756 | 0.1 | 0.1 | 0.1 | 0.1 | 0.1 | 0.27778 | 0.27778 | 0.45556 | 0.9 | 0.9 | 0.9 | 0.9 | 0.9 | 0.9 | 0.9 | 0.9 | 0.9 | 0.23333 | 0.1 | 0.1 | 0.1 | 0.1 | 0.1 | 0.1 | 0 | 0 | 0 | 0 | 0 | 0.125 | 0.25 | 0.5 | 0.875 | 1 | 1 | 1 | 1 | 1 | 1 | 1 | 0.875 | 0.1875 | 0 | 0 | 0 | 0 | 0 | 0 | 0 | 0 | 0 | 0 | 0 | 0.22222 | 0.22222 | 0.44444 | 1 | 1 | 1 | 1 | 1 | 1 | 1 | 1 | 1 | 0.16667 | 0 | 0 | 0 | 0 | 0 | 0 | 16 | 0.66337 | 0.20792 | 0.079208 | 0.049505 | 0.76136 | 0.10403 | 0.012078 | 0.012078 | 0.010468 | 0.010468 | 0.010468 | 0.010468 | 0.010468 | Education - Community College | 0.077903 | 0.077903 | 0.077236 | 0.079864 | 0.079997 | 0.07863 | 0.07863 | Education - Community College - Dining Area - all | 16 | 7 | 21 | 1546.35 | -61.6465 | 1546.35 | -61.6465 | 0 | 0 | 9.15 | -0.36477 | 0 | 0 | 0 | 0 | 0 | 0 | 0 | 0 | 0.3 | 0.5 | 0.8 | 0.9 | 0.9 | 0.9 | 0.9 | 0.9 | 0.9 | 0.9 | 0.8 | 0.25 | 0.1 | 0.1 | 0 | 0 | 0 | 0 |  | 1566.0667 | 39.1244 | 1566.0667 | 39.1244 | 0 | 0 | 9.2667 | 0.23151 | 0 | 0 | 0 | 0 | 0 | 0 | 0 | 0 | 0.27778 | 0.45556 | 0.9 | 0.9 | 0.9 | 0.9 | 0.9 | 0.9 | 0.9 | 0.9 | 0.9 | 0.23333 | 0.1 | 0.1 | 0 | 0 | 0 | 0 | 0.8571 | 0.84 | 0.9094 | 0.84
541 | 5 | 41 | 5 | 5 |  |  |  |  | Education - Community College | Dining Area | Education - Community College - Dining Area | (break) | Education - Community College (break) | Education - Community College - Dining Area (break) | ComCollege Cafeteria (break) | Sat | Closed | 12 | 12 | 0.087512 | 1.3267 | 1.3267 | 1.1498 | 1.1498 | 1.1498 | 1.1498 | 1.1498 | 0 | 0 | 0 | 0 | 0 | 0 | 0 | 1.0031 | 1.0031 | 0.86931 | 0.86931 | 0.86931 | 0.86931 | 0.86931 | 0 | 0 | 0 | 0 | 0 | 0 | 0 | 0 | 0 | 0 | 0 | 0 | 0 | 0 | 0 | 0 | 0 | 0 | 0 | 0 | 0 | 0 | 0 | 0 | 0 | 0 | 0 | 0 | 0 | 0 | 0 | 0 | 0 | 0 | 0 | 0.12553 | 0.12553 | 0.10879 | 0.10879 | 0.10879 | 0.10879 | 0.10879 | 0 | 0 | 0 | 0 | 0 | 0 | 0 | 0.1007 | 0.1007 | 0.087273 | 0.087273 | 0.087273 | 0.087273 | 0.087273 | 0 | 0 | 0 | 0 | 0 | 0 | 0 | 0 | 0 | 0 | 0 | 0 | 0 | 0 | 0 | 0 | 0 | 0 | 0 | 0 | 0 | 0 | 0 | 0 | 0 | 0 | 0 | 0 | 0 | 0 | 0 | 0 | 0 | 0 | 0 | ComCollege Cafeteria (break) ILit Cls | ComCollege Cafeteria (break) ILit Cls | 2 | 3.5 | 3.5 | ComCollege Cafeteria (break) ILit2 Cls | ComCollege Cafeteria (break) ILit Cls | ComCollege Cafeteria (break) ILit Cls | 2 | 3.5 | 3.5 | 2 | 0.71996 | 0.035 | 0.035 | 0.035 | 0.035 | 0.035 | 0.035 | 0.035 | 0.035 | 0.035 | 0.035 | 0.035 | 0.035 | 0.035 | 0.035 | 0.035 | 0.035 | 0.035 | 0.035 | 0.035 | 0.035 | 0.035 | 0.035 | 0.035 | 0.035 | 0.035 | 0.7639 | 0.035 | 0.035 | 0.035 | 0.035 | 0.035 | 0.035 | 0.035 | 0.035 | 0.035 | 0.035 | 0.035 | 0.035 | 0.035 | 0.035 | 0.035 | 0.035 | 0.035 | 0.035 | 0.035 | 0.035 | 0.035 | 0.035 | 0.035 | 0.035 | 0.035 | 0 | 0 | 0 | 0 | 0 | 0 | 0 | 0 | 0 | 0 | 0 | 0 | 0 | 0 | 0 | 0 | 0 | 0 | 0 | 0 | 0 | 0 | 0 | 0 | 0 | 0 | 0 | 0 | 0 | 0 | 0 | 0 | 0 | 0 | 0 | 0 | 0 | 0 | 0 | 0 | 0 | 0 | 0 | 0 | 0 | 0 | 0 | 0 | 16 | 0.66337 | 0.20792 | 0.079208 | 0.049505 | 0.76136 | 0 | 0 | 0 | 0 | 0 | 0 | 0 | 0 |  | 0.0025764 | 0.0025764 | 0.0025432 | 0.0026301 | 0.0026318 | 0.0026225 | 0.0026225 | Education - Community College - Dining Area - (break) - Sat | 10 | 9 | 14 | 0 | 8.6395 | 0 | 0 | 0 | 8.6395 | 0 | 0 | 0 | 0.71996 | 0 | 0 | 0 | 0 | 0 | 0 | 0 | 0 | 0 | 0 | 0 | 0 | 0 | 0 | 0 | 0 | 0 | 0 | 0 | 0 | 0 | 0 | 0 | 0 |  | 0 | 9.1667 | 0 | 0 | 0 | 9.1667 | 0 | 0 | 0 | 0.7639 | 0 | 0 | 0 | 0 | 0 | 0 | 0 | 0 | 0 | 0 | 0 | 0 | 0 | 0 | 0 | 0 | 0 | 0 | 0 | 0 | 0 | 0 | 0 | 0 | 0.8571 | 0.84 | 0.9094 | 0.84
542 | 5 | 42 | 6 | 6 |  |  |  |  | Education - Community College | Dining Area | Education - Community College - Dining Area | (break) | Education - Community College (break) | Education - Community College - Dining Area (break) | ComCollege Cafeteria (break) | Sun | Closed | 12 | 12 | 0.087512 | 1.3267 | 1.3267 | 1.1498 | 1.1498 | 1.1498 | 1.1498 | 1.1498 | 0 | 0 | 0 | 0 | 0 | 0 | 0 | 1.0031 | 1.0031 | 0.86931 | 0.86931 | 0.86931 | 0.86931 | 0.86931 | 0 | 0 | 0 | 0 | 0 | 0 | 0 | 0 | 0 | 0 | 0 | 0 | 0 | 0 | 0 | 0 | 0 | 0 | 0 | 0 | 0 | 0 | 0 | 0 | 0 | 0 | 0 | 0 | 0 | 0 | 0 | 0 | 0 | 0 | 0 | 0.12553 | 0.12553 | 0.10879 | 0.10879 | 0.10879 | 0.10879 | 0.10879 | 0 | 0 | 0 | 0 | 0 | 0 | 0 | 0.1007 | 0.1007 | 0.087273 | 0.087273 | 0.087273 | 0.087273 | 0.087273 | 0 | 0 | 0 | 0 | 0 | 0 | 0 | 0 | 0 | 0 | 0 | 0 | 0 | 0 | 0 | 0 | 0 | 0 | 0 | 0 | 0 | 0 | 0 | 0 | 0 | 0 | 0 | 0 | 0 | 0 | 0 | 0 | 0 | 0 | 0 | ComCollege Cafeteria (break) ILit Cls | ComCollege Cafeteria (break) ILit Cls | 2 | 3.5 | 3.5 | ComCollege Cafeteria (break) ILit2 Cls | ComCollege Cafeteria (break) ILit Cls | ComCollege Cafeteria (break) ILit Cls | 2 | 3.5 | 3.5 | 2 | 0.71996 | 0.035 | 0.035 | 0.035 | 0.035 | 0.035 | 0.035 | 0.035 | 0.035 | 0.035 | 0.035 | 0.035 | 0.035 | 0.035 | 0.035 | 0.035 | 0.035 | 0.035 | 0.035 | 0.035 | 0.035 | 0.035 | 0.035 | 0.035 | 0.035 | 0.035 | 0.7639 | 0.035 | 0.035 | 0.035 | 0.035 | 0.035 | 0.035 | 0.035 | 0.035 | 0.035 | 0.035 | 0.035 | 0.035 | 0.035 | 0.035 | 0.035 | 0.035 | 0.035 | 0.035 | 0.035 | 0.035 | 0.035 | 0.035 | 0.035 | 0.035 | 0.035 | 0 | 0 | 0 | 0 | 0 | 0 | 0 | 0 | 0 | 0 | 0 | 0 | 0 | 0 | 0 | 0 | 0 | 0 | 0 | 0 | 0 | 0 | 0 | 0 | 0 | 0 | 0 | 0 | 0 | 0 | 0 | 0 | 0 | 0 | 0 | 0 | 0 | 0 | 0 | 0 | 0 | 0 | 0 | 0 | 0 | 0 | 0 | 0 | 16 | 0.66337 | 0.20792 | 0.079208 | 0.049505 | 0.76136 | 0 | 0 | 0 | 0 | 0 | 0 | 0 | 0 |  | 0.0025764 | 0.0025764 | 0.0025432 | 0.0026301 | 0.0026318 | 0.0026225 | 0.0026225 | Education - Community College - Dining Area - (break) - Sun | 12 | 9 | 14 | 0 | 8.6395 | 0 | 0 | 0 | 8.6395 | 0 | 0 | 0 | 0.71996 | 0 | 0 | 0 | 0 | 0 | 0 | 0 | 0 | 0 | 0 | 0 | 0 | 0 | 0 | 0 | 0 | 0 | 0 | 0 | 0 | 0 | 0 | 0 | 0 |  | 0 | 9.1667 | 0 | 0 | 0 | 9.1667 | 0 | 0 | 0 | 0.7639 | 0 | 0 | 0 | 0 | 0 | 0 | 0 | 0 | 0 | 0 | 0 | 0 | 0 | 0 | 0 | 0 | 0 | 0 | 0 | 0 | 0 | 0 | 0 | 0 | 0.8571 | 0.84 | 0.9094 | 0.84
543 | 5 | 43 | 7 | 7 |  |  |  |  | Education - Community College | Dining Area | Education - Community College - Dining Area | (break) | Education - Community College (break) | Education - Community College - Dining Area (break) | ComCollege Cafeteria (break) | Hol | Closed | 3 | 3 | 0.087512 | 1.3267 | 1.3267 | 1.1498 | 1.1498 | 1.1498 | 1.1498 | 1.1498 | 0 | 0 | 0 | 0 | 0 | 0 | 0 | 0.25076 | 0.25076 | 0.21733 | 0.21733 | 0.21733 | 0.21733 | 0.21733 | 0 | 0 | 0 | 0 | 0 | 0 | 0 | 0 | 0 | 0 | 0 | 0 | 0 | 0 | 0 | 0 | 0 | 0 | 0 | 0 | 0 | 0 | 0 | 0 | 0 | 0 | 0 | 0 | 0 | 0 | 0 | 0 | 0 | 0 | 0 | 0.12553 | 0.12553 | 0.10879 | 0.10879 | 0.10879 | 0.10879 | 0.10879 | 0 | 0 | 0 | 0 | 0 | 0 | 0 | 0.025175 | 0.025175 | 0.021818 | 0.021818 | 0.021818 | 0.021818 | 0.021818 | 0 | 0 | 0 | 0 | 0 | 0 | 0 | 0 | 0 | 0 | 0 | 0 | 0 | 0 | 0 | 0 | 0 | 0 | 0 | 0 | 0 | 0 | 0 | 0 | 0 | 0 | 0 | 0 | 0 | 0 | 0 | 0 | 0 | 0 | 0 | ComCollege Cafeteria (break) ILit Cls | ComCollege Cafeteria (break) ILit Cls | 2 | 3.5 | 3.5 | ComCollege Cafeteria (break) ILit2 Cls | ComCollege Cafeteria (break) ILit Cls | ComCollege Cafeteria (break) ILit Cls | 2 | 3.5 | 3.5 | 2 | 0.71996 | 0.035 | 0.035 | 0.035 | 0.035 | 0.035 | 0.035 | 0.035 | 0.035 | 0.035 | 0.035 | 0.035 | 0.035 | 0.035 | 0.035 | 0.035 | 0.035 | 0.035 | 0.035 | 0.035 | 0.035 | 0.035 | 0.035 | 0.035 | 0.035 | 0.035 | 0.7639 | 0.035 | 0.035 | 0.035 | 0.035 | 0.035 | 0.035 | 0.035 | 0.035 | 0.035 | 0.035 | 0.035 | 0.035 | 0.035 | 0.035 | 0.035 | 0.035 | 0.035 | 0.035 | 0.035 | 0.035 | 0.035 | 0.035 | 0.035 | 0.035 | 0.035 | 0 | 0 | 0 | 0 | 0 | 0 | 0 | 0 | 0 | 0 | 0 | 0 | 0 | 0 | 0 | 0 | 0 | 0 | 0 | 0 | 0 | 0 | 0 | 0 | 0 | 0 | 0 | 0 | 0 | 0 | 0 | 0 | 0 | 0 | 0 | 0 | 0 | 0 | 0 | 0 | 0 | 0 | 0 | 0 | 0 | 0 | 0 | 0 | 16 | 0.66337 | 0.20792 | 0.079208 | 0.049505 | 0.76136 | 0 | 0 | 0 | 0 | 0 | 0 | 0 | 0 |  | 0.0025764 | 0.0025764 | 0.0025432 | 0.0026301 | 0.0026318 | 0.0026225 | 0.0026225 | Education - Community College - Dining Area - (break) - Hol | 14 | 9 | 14 | 0 | 2.1599 | 0 | 0 | 0 | 2.1599 | 0 | 0 | 0 | 0.71996 | 0 | 0 | 0 | 0 | 0 | 0 | 0 | 0 | 0 | 0 | 0 | 0 | 0 | 0 | 0 | 0 | 0 | 0 | 0 | 0 | 0 | 0 | 0 | 0 |  | 0 | 2.2917 | 0 | 0 | 0 | 2.2917 | 0 | 0 | 0 | 0.7639 | 0 | 0 | 0 | 0 | 0 | 0 | 0 | 0 | 0 | 0 | 0 | 0 | 0 | 0 | 0 | 0 | 0 | 0 | 0 | 0 | 0 | 0 | 0 | 0 | 0.8571 | 0.84 | 0.9094 | 0.84
544 | 5 | 44 | 8 | 8 |  | Education - Community College (break) |  | Education - Community College - Dining Area (break) | Education - Community College | Dining Area | Education - Community College - Dining Area | (break) | Education - Community College (break) | Education - Community College - Dining Area (break) | ComCollege Cafeteria (break) | all | Closed | 38 | 38 | 0.087512 | 1.3267 | 1.3267 | 1.1498 | 1.1498 | 1.1498 | 1.1498 | 1.1498 | 0 | 0 | 0 | 0 | 0 | 0 | 0 | 3.1763 | 3.1763 | 2.7528 | 2.7528 | 2.7528 | 2.7528 | 2.7528 | 0.0040635 | 0.0040635 | 0.0035217 | 0.0035217 | 0.0035217 | 0.0035217 | 0.0035217 | 0 | 0 | 0 | 0 | 0 | 0 | 0 | 0 | 0 | 0 | 0 | 0 | 0 | 0 | 0.035 | 0.035 | 0.035 | 0.035 | 0.035 | 0.035 | 0.035 | 0.021581 | 0.021581 | 0.021501 | 0.021742 | 0.02174 | 0.021845 | 0.021845 | 0.12553 | 0.12553 | 0.10879 | 0.10879 | 0.10879 | 0.10879 | 0.10879 | 0 | 0 | 0 | 0 | 0 | 0 | 0 | 0.31888 | 0.31888 | 0.27637 | 0.27637 | 0.27637 | 0.27637 | 0.27637 | 0.00038449 | 0.00038449 | 0.00033322 | 0.00033322 | 0.00033322 | 0.00033322 | 0.00033322 | 0 | 0 | 0 | 0 | 0 | 0 | 0 | 0 | 0 | 0 | 0 | 0 | 0 | 0 | 0.035 | 0.035 | 0.035 | 0.035 | 0.035 | 0.035 | 0.035 | 0.021581 | 0.021581 | 0.021501 | 0.021742 | 0.02174 | 0.021845 | 0.021845 | ComCollege Cafeteria (break) ILit Cls | ComCollege Cafeteria (break) ILit Cls | 2 | 3.5 | 3.5 | ComCollege Cafeteria (break) ILit2 Cls | ComCollege Cafeteria (break) ILit Cls | ComCollege Cafeteria (break) ILit Cls | 2 | 3.5 | 3.5 | 2 | 0.71996 | 0.035 | 0.035 | 0.035 | 0.035 | 0.035 | 0.035 | 0.035 | 0.035 | 0.035 | 0.035 | 0.035 | 0.035 | 0.035 | 0.035 | 0.035 | 0.035 | 0.035 | 0.035 | 0.035 | 0.035 | 0.035 | 0.035 | 0.035 | 0.035 | 0.035 | 0.7639 | 0.035 | 0.035 | 0.035 | 0.035 | 0.035 | 0.035 | 0.035 | 0.035 | 0.035 | 0.035 | 0.035 | 0.035 | 0.035 | 0.035 | 0.035 | 0.035 | 0.035 | 0.035 | 0.035 | 0.035 | 0.035 | 0.035 | 0.035 | 0.035 | 0.035 | 0 | 0 | 0 | 0 | 0 | 0 | 0 | 0 | 0 | 0 | 0 | 0 | 0 | 0 | 0 | 0 | 0 | 0 | 0 | 0 | 0 | 0 | 0 | 0 | 0 | 0 | 0 | 0 | 0 | 0 | 0 | 0 | 0 | 0 | 0 | 0 | 0 | 0 | 0 | 0 | 0 | 0 | 0 | 0 | 0 | 0 | 0 | 0 | 16 | 0.66337 | 0.20792 | 0.079208 | 0.049505 | 0.76136 | 0.0050017 | 0.0005807 | 0.0005807 | 0.00050327 | 0.00050327 | 0.00050327 | 0.00050327 | 0.00050327 | Education - Community College (break) | 0.0025764 | 0.0025764 | 0.0025432 | 0.0026301 | 0.0026318 | 0.0026225 | 0.0026225 | Education - Community College - Dining Area - (break) - all | 16 | 9 | 17 | 0 | 27.3585 | 0 | 27.3585 | 0 | 0 | 0 | 0.71996 | 0 | 0 | 0 | 0 | 0 | 0 | 0 | 0 | 0 | 0 | 0 | 0 | 0 | 0 | 0 | 0 | 0 | 0 | 0 | 0 | 0 | 0 | 0 | 0 | 0 | 0 |  | 0 | 29.028 | 0 | 29.028 | 0 | 0 | 0 | 0.7639 | 0 | 0 | 0 | 0 | 0 | 0 | 0 | 0 | 0 | 0 | 0 | 0 | 0 | 0 | 0 | 0 | 0 | 0 | 0 | 0 | 0 | 0 | 0 | 0 | 0 | 0 | 0.8571 | 0.84 | 0.9094 | 0.84
545 | 5 | 45 | 5 | 9 |  |  |  |  | Education - Community College | Dining Area | Education - Community College - Dining Area | (summer) | Education - Community College (summer) | Education - Community College - Dining Area (summer) | ComCollege Cafeteria (summer) | Sat | Open | 8 | 8 | 0.087512 | 1.3267 | 1.3267 | 1.1498 | 1.1498 | 1.1498 | 1.1498 | 1.1498 | 0 | 0 | 0 | 0 | 0 | 0 | 0 | 3.2172 | 3.2172 | 2.7882 | 2.7882 | 2.7882 | 2.7882 | 2.7882 | 0 | 0 | 0 | 0 | 0 | 0 | 0 | 0 | 0 | 0 | 0 | 0 | 0 | 0 | 0 | 0 | 0 | 0 | 0 | 0 | 0 | 0 | 0 | 0 | 0 | 0 | 0 | 0 | 0 | 0 | 0 | 0 | 0 | 0 | 0 | 0.12553 | 0.12553 | 0.10879 | 0.10879 | 0.10879 | 0.10879 | 0.10879 | 0 | 0 | 0 | 0 | 0 | 0 | 0 | 0.32298 | 0.32298 | 0.27992 | 0.27992 | 0.27992 | 0.27992 | 0.27992 | 0 | 0 | 0 | 0 | 0 | 0 | 0 | 0 | 0 | 0 | 0 | 0 | 0 | 0 | 0 | 0 | 0 | 0 | 0 | 0 | 0 | 0 | 0 | 0 | 0 | 0 | 0 | 0 | 0 | 0 | 0 | 0 | 0 | 0 | 0 | ComCollege Cafeteria (summer) ILit Sat | ComCollege Cafeteria (summer) ILit all | 3618 | 10 | 28.125 | ComCollege Cafeteria (summer) ILit2 Sat | ComCollege Cafeteria (summer) ILit2 Sat | ComCollege Cafeteria (summer) ILit2 All | 3844 | 10 | 28.125 | 3618 | 3.4638 | 0.19396 | 0.1 | 0.1 | 0.1 | 0.1 | 0.1 | 0.14028 | 0.14028 | 0.18056 | 0.28125 | 0.28125 | 0.28125 | 0.28125 | 0.28125 | 0.28125 | 0.28125 | 0.28125 | 0.13021 | 0.1 | 0.1 | 0.1 | 0.1 | 0.1 | 0.1 | 0.1 | 3.6752 | 0.19396 | 0.1 | 0.1 | 0.1 | 0.1 | 0.1 | 0.14028 | 0.14028 | 0.18056 | 0.28125 | 0.28125 | 0.28125 | 0.28125 | 0.28125 | 0.28125 | 0.28125 | 0.28125 | 0.13021 | 0.1 | 0.1 | 0.1 | 0.1 | 0.1 | 0.1 | 0.1 | 0 | 0 | 0 | 0 | 0 | 0.22222 | 0.22222 | 0.44444 | 1 | 1 | 1 | 1 | 1 | 1 | 1 | 1 | 0.16667 | 0 | 0 | 0 | 0 | 0 | 0 | 0 | 0 | 0 | 0 | 0 | 0 | 0.22222 | 0.22222 | 0.44444 | 1 | 1 | 1 | 1 | 1 | 1 | 1 | 1 | 0.16667 | 0 | 0 | 0 | 0 | 0 | 0 | 0 | 16 | 0.66337 | 0.20792 | 0.079208 | 0.049505 | 0.76136 | 0 | 0 | 0 | 0 | 0 | 0 | 0 | 0 |  | 0.047056 | 0.047056 | 0.046619 | 0.04825 | 0.048254 | 0.047573 | 0.047573 | Education - Community College - Dining Area - (summer) - Sat | 10 | 7 | 16 | 18.3167 | 9.3937 | 0 | 0 | 18.3167 | 9.3937 | 0 | 0 | 2.2896 | 1.1742 | 0 | 0 | 0 | 0 | 0 | 0 | 0.14028 | 0.18056 | 0.28125 | 0.28125 | 0.28125 | 0.28125 | 0.28125 | 0.28125 | 0.28125 | 0 | 0 | 0 | 0 | 0 | 0 | 0 | 0 | 0 |  | 18.3167 | 11.0847 | 0 | 0 | 18.3167 | 11.0847 | 0 | 0 | 2.2896 | 1.3856 | 0 | 0 | 0 | 0 | 0 | 0 | 0.14028 | 0.18056 | 0.28125 | 0.28125 | 0.28125 | 0.28125 | 0.28125 | 0.28125 | 0.28125 | 0 | 0 | 0 | 0 | 0 | 0 | 0 | 0 | 0 | 0.8571 | 0.84 | 0.9094 | 0.84
546 | 5 | 46 | 6 | 10 |  |  |  |  | Education - Community College | Dining Area | Education - Community College - Dining Area | (summer) | Education - Community College (summer) | Education - Community College - Dining Area (summer) | ComCollege Cafeteria (summer) | Sun | Closed | 8 | 8 | 0.087512 | 1.3267 | 1.3267 | 1.1498 | 1.1498 | 1.1498 | 1.1498 | 1.1498 | 0 | 0 | 0 | 0 | 0 | 0 | 0 | 0.6687 | 0.6687 | 0.57954 | 0.57954 | 0.57954 | 0.57954 | 0.57954 | 0 | 0 | 0 | 0 | 0 | 0 | 0 | 0 | 0 | 0 | 0 | 0 | 0 | 0 | 0 | 0 | 0 | 0 | 0 | 0 | 0 | 0 | 0 | 0 | 0 | 0 | 0 | 0 | 0 | 0 | 0 | 0 | 0 | 0 | 0 | 0.12553 | 0.12553 | 0.10879 | 0.10879 | 0.10879 | 0.10879 | 0.10879 | 0 | 0 | 0 | 0 | 0 | 0 | 0 | 0.067133 | 0.067133 | 0.058182 | 0.058182 | 0.058182 | 0.058182 | 0.058182 | 0 | 0 | 0 | 0 | 0 | 0 | 0 | 0 | 0 | 0 | 0 | 0 | 0 | 0 | 0 | 0 | 0 | 0 | 0 | 0 | 0 | 0 | 0 | 0 | 0 | 0 | 0 | 0 | 0 | 0 | 0 | 0 | 0 | 0 | 0 | ComCollege Cafeteria (summer) ILit Cls | ComCollege Cafeteria (summer) ILit Cls | 2 | 3.5 | 3.5 | ComCollege Cafeteria (summer) ILit2 Cls | ComCollege Cafeteria (summer) ILit Cls | ComCollege Cafeteria (summer) ILit Cls | 2 | 3.5 | 3.5 | 2 | 0.71996 | 0.0294 | 0.035 | 0.035 | 0.035 | 0.035 | 0.035 | 0.035 | 0.035 | 0.035 | 0.035 | 0.035 | 0.035 | 0.035 | 0.035 | 0.035 | 0.035 | 0.035 | 0.035 | 0.035 | 0.035 | 0.035 | 0.035 | 0.035 | 0.035 | 0.035 | 0.7639 | 0.0294 | 0.035 | 0.035 | 0.035 | 0.035 | 0.035 | 0.035 | 0.035 | 0.035 | 0.035 | 0.035 | 0.035 | 0.035 | 0.035 | 0.035 | 0.035 | 0.035 | 0.035 | 0.035 | 0.035 | 0.035 | 0.035 | 0.035 | 0.035 | 0.035 | 0 | 0 | 0 | 0 | 0 | 0 | 0 | 0 | 0 | 0 | 0 | 0 | 0 | 0 | 0 | 0 | 0 | 0 | 0 | 0 | 0 | 0 | 0 | 0 | 0 | 0 | 0 | 0 | 0 | 0 | 0 | 0 | 0 | 0 | 0 | 0 | 0 | 0 | 0 | 0 | 0 | 0 | 0 | 0 | 0 | 0 | 0 | 0 | 16 | 0.66337 | 0.20792 | 0.079208 | 0.049505 | 0.76136 | 0 | 0 | 0 | 0 | 0 | 0 | 0 | 0 |  | 0.047056 | 0.047056 | 0.046619 | 0.04825 | 0.048254 | 0.047573 | 0.047573 | Education - Community College - Dining Area - (summer) - Sun | 12 | 8 | 15 | 0 | 5.7597 | 0 | 0 | 0 | 5.7597 | 0 | 0 | 0 | 0.71996 | 0 | 0 | 0 | 0 | 0 | 0 | 0 | 0 | 0 | 0 | 0 | 0 | 0 | 0 | 0 | 0 | 0 | 0 | 0 | 0 | 0 | 0 | 0 | 0 |  | 0 | 6.1112 | 0 | 0 | 0 | 6.1112 | 0 | 0 | 0 | 0.7639 | 0 | 0 | 0 | 0 | 0 | 0 | 0 | 0 | 0 | 0 | 0 | 0 | 0 | 0 | 0 | 0 | 0 | 0 | 0 | 0 | 0 | 0 | 0 | 0 | 0.8571 | 0.84 | 0.9094 | 0.84
547 | 5 | 47 | 7 | 11 |  |  |  |  | Education - Community College | Dining Area | Education - Community College - Dining Area | (summer) | Education - Community College (summer) | Education - Community College - Dining Area (summer) | ComCollege Cafeteria (summer) | Hol | Closed | 1 | 1 | 0.087512 | 1.3267 | 1.3267 | 1.1498 | 1.1498 | 1.1498 | 1.1498 | 1.1498 | 0 | 0 | 0 | 0 | 0 | 0 | 0 | 0.083588 | 0.083588 | 0.072443 | 0.072443 | 0.072443 | 0.072443 | 0.072443 | 0 | 0 | 0 | 0 | 0 | 0 | 0 | 0 | 0 | 0 | 0 | 0 | 0 | 0 | 0 | 0 | 0 | 0 | 0 | 0 | 0 | 0 | 0 | 0 | 0 | 0 | 0 | 0 | 0 | 0 | 0 | 0 | 0 | 0 | 0 | 0.12553 | 0.12553 | 0.10879 | 0.10879 | 0.10879 | 0.10879 | 0.10879 | 0 | 0 | 0 | 0 | 0 | 0 | 0 | 0.0083917 | 0.0083917 | 0.0072728 | 0.0072728 | 0.0072728 | 0.0072728 | 0.0072728 | 0 | 0 | 0 | 0 | 0 | 0 | 0 | 0 | 0 | 0 | 0 | 0 | 0 | 0 | 0 | 0 | 0 | 0 | 0 | 0 | 0 | 0 | 0 | 0 | 0 | 0 | 0 | 0 | 0 | 0 | 0 | 0 | 0 | 0 | 0 | ComCollege Cafeteria (summer) ILit Cls | ComCollege Cafeteria (summer) ILit Cls | 2 | 3.5 | 3.5 | ComCollege Cafeteria (summer) ILit2 Cls | ComCollege Cafeteria (summer) ILit Cls | ComCollege Cafeteria (summer) ILit Cls | 2 | 3.5 | 3.5 | 2 | 0.71996 | 0.0294 | 0.035 | 0.035 | 0.035 | 0.035 | 0.035 | 0.035 | 0.035 | 0.035 | 0.035 | 0.035 | 0.035 | 0.035 | 0.035 | 0.035 | 0.035 | 0.035 | 0.035 | 0.035 | 0.035 | 0.035 | 0.035 | 0.035 | 0.035 | 0.035 | 0.7639 | 0.0294 | 0.035 | 0.035 | 0.035 | 0.035 | 0.035 | 0.035 | 0.035 | 0.035 | 0.035 | 0.035 | 0.035 | 0.035 | 0.035 | 0.035 | 0.035 | 0.035 | 0.035 | 0.035 | 0.035 | 0.035 | 0.035 | 0.035 | 0.035 | 0.035 | 0 | 0 | 0 | 0 | 0 | 0 | 0 | 0 | 0 | 0 | 0 | 0 | 0 | 0 | 0 | 0 | 0 | 0 | 0 | 0 | 0 | 0 | 0 | 0 | 0 | 0 | 0 | 0 | 0 | 0 | 0 | 0 | 0 | 0 | 0 | 0 | 0 | 0 | 0 | 0 | 0 | 0 | 0 | 0 | 0 | 0 | 0 | 0 | 16 | 0.66337 | 0.20792 | 0.079208 | 0.049505 | 0.76136 | 0 | 0 | 0 | 0 | 0 | 0 | 0 | 0 |  | 0.047056 | 0.047056 | 0.046619 | 0.04825 | 0.048254 | 0.047573 | 0.047573 | Education - Community College - Dining Area - (summer) - Hol | 14 | 8 | 15 | 0 | 0.71996 | 0 | 0 | 0 | 0.71996 | 0 | 0 | 0 | 0.71996 | 0 | 0 | 0 | 0 | 0 | 0 | 0 | 0 | 0 | 0 | 0 | 0 | 0 | 0 | 0 | 0 | 0 | 0 | 0 | 0 | 0 | 0 | 0 | 0 |  | 0 | 0.7639 | 0 | 0 | 0 | 0.7639 | 0 | 0 | 0 | 0.7639 | 0 | 0 | 0 | 0 | 0 | 0 | 0 | 0 | 0 | 0 | 0 | 0 | 0 | 0 | 0 | 0 | 0 | 0 | 0 | 0 | 0 | 0 | 0 | 0 | 0.8571 | 0.84 | 0.9094 | 0.84
548 | 5 | 48 | 8 | 12 |  | Education - Community College (summer) | Education - Community College - Dining Area | Education - Community College - Dining Area (summer) | Education - Community College | Dining Area | Education - Community College - Dining Area | (summer) | Education - Community College (summer) | Education - Community College - Dining Area (summer) | ComCollege Cafeteria (summer) | all | Open | 44 | 44 | 0.087512 | 1.3267 | 1.3267 | 1.1498 | 1.1498 | 1.1498 | 1.1498 | 1.1498 | 0.1161 | 0.1161 | 0.10062 | 0.10062 | 0.10062 | 0.10062 | 0.10062 | 30.7064 | 30.7064 | 26.6122 | 26.6122 | 26.6122 | 26.6122 | 26.6122 | 0.054858 | 0.054858 | 0.047543 | 0.047543 | 0.047543 | 0.047543 | 0.047543 | 2087.9862 | 2087.9862 | 2087.9862 | 2087.9862 | 2087.9862 | 2087.9862 | 2087.9862 | 0 | 0 | 0 | 0 | 0 | 0 | 0 | 0.4725 | 0.4725 | 0.4725 | 0.4725 | 0.4725 | 0.4725 | 0.4725 | 0.39488 | 0.39488 | 0.39459 | 0.39947 | 0.3991 | 0.39742 | 0.39742 | 0.12553 | 0.12553 | 0.10879 | 0.10879 | 0.10879 | 0.10879 | 0.10879 | 0.010985 | 0.010985 | 0.0095206 | 0.0095206 | 0.0095206 | 0.0095206 | 0.0095206 | 2.9335 | 2.9335 | 2.5423 | 2.5423 | 2.5423 | 2.5423 | 2.5423 | 0.0048445 | 0.0048445 | 0.0041986 | 0.0041986 | 0.0041986 | 0.0041986 | 0.0041986 | 2201.2281 | 2201.2281 | 2201.2281 | 2201.2281 | 2201.2281 | 2201.2281 | 2201.2281 | 0 | 0 | 0 | 0 | 0 | 0 | 0 | 0.441 | 0.441 | 0.441 | 0.441 | 0.441 | 0.441 | 0.441 | 0.34126 | 0.34126 | 0.34102 | 0.34642 | 0.34485 | 0.3441 | 0.3441 | ComCollege Cafeteria (summer) ILit all | ComCollege Cafeteria (summer) ILit all | 3617 | 10 | 56.25 | ComCollege Cafeteria (summer) ILit2 all | ComCollege Cafeteria (summer) ILit2 all | ComCollege Cafeteria (summer) ILit2 All | 3843 | 10 | 52.5 | 3617 | 6.0109 | 0.4725 | 0.1 | 0.1 | 0.1 | 0.1 | 0.1 | 0.13558 | 0.21068 | 0.32137 | 0.5625 | 0.5625 | 0.5625 | 0.5625 | 0.5625 | 0.5625 | 0.5625 | 0.5625 | 0.5625 | 0.18301 | 0.1 | 0.1 | 0.1 | 0.1 | 0.1 | 0.1 | 6.069 | 0.441 | 0.1 | 0.1 | 0.1 | 0.1 | 0.1 | 0.19444 | 0.19444 | 0.28889 | 0.525 | 0.525 | 0.525 | 0.525 | 0.525 | 0.525 | 0.525 | 0.525 | 0.525 | 0.17083 | 0.1 | 0.1 | 0.1 | 0.1 | 0.1 | 0.1 | 0 | 0 | 0 | 0 | 0 | 0.076923 | 0.23932 | 0.47863 | 1 | 1 | 1 | 1 | 1 | 1 | 1 | 1 | 1 | 0.17949 | 0 | 0 | 0 | 0 | 0 | 0 | 0 | 0 | 0 | 0 | 0 | 0.22222 | 0.22222 | 0.44444 | 1 | 1 | 1 | 1 | 1 | 1 | 1 | 1 | 1 | 0.16667 | 0 | 0 | 0 | 0 | 0 | 0 | 16 | 0.66337 | 0.20792 | 0.079208 | 0.049505 | 0.76136 | 0.067522 | 0.0078394 | 0.0078394 | 0.0067941 | 0.0067941 | 0.0067941 | 0.0067941 | 0.0067941 | Education - Community College (summer) | 0.047056 | 0.047056 | 0.046619 | 0.04825 | 0.048254 | 0.047573 | 0.047573 | Education - Community College - Dining Area - (summer) - all | 16 | 7 | 21 | 263.0128 | 1.4681 | 263.0128 | 1.4681 | 0 | 0 | 5.9776 | 0.033367 | 0 | 0 | 0 | 0 | 0 | 0 | 0 | 0 | 0.21068 | 0.32137 | 0.5625 | 0.5625 | 0.5625 | 0.5625 | 0.5625 | 0.5625 | 0.5625 | 0.5625 | 0.5625 | 0.18301 | 0.1 | 0.1 | 0 | 0 | 0 | 0 |  | 245.4833 | 21.5517 | 245.4833 | 21.5517 | 0 | 0 | 5.5792 | 0.48981 | 0 | 0 | 0 | 0 | 0 | 0 | 0 | 0 | 0.19444 | 0.28889 | 0.525 | 0.525 | 0.525 | 0.525 | 0.525 | 0.525 | 0.525 | 0.525 | 0.525 | 0.17083 | 0.1 | 0.1 | 0 | 0 | 0 | 0 | 0.8571 | 0.84 | 0.9094 | 0.84
549 | 5 | 49 | 5 | 1 |  |  |  |  | Education - Community College | Kitchen and Food Preparation | Education - Community College - Kitchen and Food Preparation |  | Education - Community College | Education - Community College - Kitchen and Food Preparation | ComCollege Kitchen (in session) | Sat | Open | 32 | 32 | 0.018749 | 1.5036 | 1.5036 | 1.5036 | 1.5036 | 1.4151 | 1.4151 | 1.4151 | 0 | 0 | 0 | 0 | 0 | 0 | 0 | 7.1318 | 7.1318 | 7.1318 | 7.1318 | 6.7123 | 6.7123 | 6.7123 | 0 | 0 | 0 | 0 | 0 | 0 | 0 | 0 | 0 | 0 | 0 | 0 | 0 | 0 | 0 | 0 | 0 | 0 | 0 | 0 | 0 | 0 | 0 | 0 | 0 | 0 | 0 | 0 | 0 | 0 | 0 | 0 | 0 | 0 | 0 | 0.14227 | 0.14227 | 0.14227 | 0.14227 | 0.1339 | 0.1339 | 0.1339 | 0 | 0 | 0 | 0 | 0 | 0 | 0 | 0.52866 | 0.52866 | 0.52866 | 0.52866 | 0.49757 | 0.49757 | 0.49757 | 0 | 0 | 0 | 0 | 0 | 0 | 0 | 0 | 0 | 0 | 0 | 0 | 0 | 0 | 0 | 0 | 0 | 0 | 0 | 0 | 0 | 0 | 0 | 0 | 0 | 0 | 0 | 0 | 0 | 0 | 0 | 0 | 0 | 0 | 0 | ComCollege Kitchen (in session) ILit Sat | ComCollege Kitchen (in session) ILit all | 3593 | 10 | 67.5 | ComCollege Kitchen (in session) ILit2 Sat | ComCollege Kitchen (in session) ILit2 Sat | ComCollege Kitchen (in session) ILit2 All | 3836 | 10 | 60 | 3593 | 7.906 | 0.546 | 0.1 | 0.1 | 0.1 | 0.1 | 0.225 | 0.3 | 0.4125 | 0.6 | 0.6 | 0.675 | 0.675 | 0.675 | 0.675 | 0.675 | 0.675 | 0.675 | 0.6 | 0.45 | 0.3 | 0.225 | 0.1 | 0.1 | 0.1 | 0.1 | 6.1938 | 0.38733 | 0.1 | 0.1 | 0.1 | 0.1 | 0.1 | 0.21111 | 0.21111 | 0.32222 | 0.6 | 0.6 | 0.6 | 0.6 | 0.6 | 0.6 | 0.6 | 0.6 | 0.18333 | 0.1 | 0.1 | 0.1 | 0.1 | 0.1 | 0.1 | 0.1 | 0 | 0 | 0 | 0 | 0.21739 | 0.34783 | 0.54348 | 0.86957 | 0.86957 | 1 | 1 | 1 | 1 | 1 | 1 | 1 | 0.86957 | 0.6087 | 0.34783 | 0.21739 | 0 | 0 | 0 | 0 | 0 | 0 | 0 | 0 | 0 | 0.22222 | 0.22222 | 0.44444 | 1 | 1 | 1 | 1 | 1 | 1 | 1 | 1 | 0.16667 | 0 | 0 | 0 | 0 | 0 | 0 | 0 | 16 | 0.66337 | 0.20792 | 0.079208 | 0.049505 | 0.76136 | 0 | 0 | 0 | 0 | 0 | 0 | 0 | 0 |  | 0.077903 | 0.077903 | 0.077236 | 0.079864 | 0.079997 | 0.07863 | 0.07863 | Education - Community College - Kitchen and Food Preparation - Sat | 10 | 7 | 16 | 181.2 | 71.7927 | 0 | 0 | 181.2 | 71.7927 | 0 | 0 | 5.6625 | 2.2435 | 0 | 0 | 0 | 0 | 0 | 0 | 0.4125 | 0.6 | 0.6 | 0.675 | 0.675 | 0.675 | 0.675 | 0.675 | 0.675 | 0 | 0 | 0 | 0 | 0 | 0 | 0 | 0 | 0 |  | 151.4667 | 46.7357 | 0 | 0 | 151.4667 | 46.7357 | 0 | 0 | 4.7333 | 1.4605 | 0 | 0 | 0 | 0 | 0 | 0 | 0.21111 | 0.32222 | 0.6 | 0.6 | 0.6 | 0.6 | 0.6 | 0.6 | 0.6 | 0 | 0 | 0 | 0 | 0 | 0 | 0 | 0 | 0 | 0.85586 | 0.84 | 0.89406 | 0.84
550 | 5 | 50 | 6 | 2 |  |  |  |  | Education - Community College | Kitchen and Food Preparation | Education - Community College - Kitchen and Food Preparation |  | Education - Community College | Education - Community College - Kitchen and Food Preparation | ComCollege Kitchen (in session) | Sun | Closed | 32 | 32 | 0.018749 | 1.5036 | 1.5036 | 1.5036 | 1.5036 | 1.4151 | 1.4151 | 1.4151 | 0 | 0 | 0 | 0 | 0 | 0 | 0 | 0.92646 | 0.92646 | 0.92646 | 0.92646 | 0.87196 | 0.87196 | 0.87196 | 0 | 0 | 0 | 0 | 0 | 0 | 0 | 0 | 0 | 0 | 0 | 0 | 0 | 0 | 0 | 0 | 0 | 0 | 0 | 0 | 0 | 0 | 0 | 0 | 0 | 0 | 0 | 0 | 0 | 0 | 0 | 0 | 0 | 0 | 0 | 0.14227 | 0.14227 | 0.14227 | 0.14227 | 0.1339 | 0.1339 | 0.1339 | 0 | 0 | 0 | 0 | 0 | 0 | 0 | 0.091573 | 0.091573 | 0.091573 | 0.091573 | 0.086186 | 0.086186 | 0.086186 | 0 | 0 | 0 | 0 | 0 | 0 | 0 | 0 | 0 | 0 | 0 | 0 | 0 | 0 | 0 | 0 | 0 | 0 | 0 | 0 | 0 | 0 | 0 | 0 | 0 | 0 | 0 | 0 | 0 | 0 | 0 | 0 | 0 | 0 | 0 | ComCollege Kitchen (in session) ILit Cls | ComCollege Kitchen (in session) ILit Cls | 2 | 5 | 5 | ComCollege Kitchen (in session) ILit2 Cls | ComCollege Kitchen (in session) ILit Cls | ComCollege Kitchen (in session) ILit Cls | 2 | 5 | 5 | 2 | 1.027 | 0.042 | 0.05 | 0.05 | 0.05 | 0.05 | 0.05 | 0.05 | 0.05 | 0.05 | 0.05 | 0.05 | 0.05 | 0.05 | 0.05 | 0.05 | 0.05 | 0.05 | 0.05 | 0.05 | 0.05 | 0.05 | 0.05 | 0.05 | 0.05 | 0.05 | 1.0729 | 0.042 | 0.05 | 0.05 | 0.05 | 0.05 | 0.05 | 0.05 | 0.05 | 0.05 | 0.05 | 0.05 | 0.05 | 0.05 | 0.05 | 0.05 | 0.05 | 0.05 | 0.05 | 0.05 | 0.05 | 0.05 | 0.05 | 0.05 | 0.05 | 0.05 | 0 | 0 | 0 | 0 | 0 | 0 | 0 | 0 | 0 | 0 | 0 | 0 | 0 | 0 | 0 | 0 | 0 | 0 | 0 | 0 | 0 | 0 | 0 | 0 | 0 | 0 | 0 | 0 | 0 | 0 | 0 | 0 | 0 | 0 | 0 | 0 | 0 | 0 | 0 | 0 | 0 | 0 | 0 | 0 | 0 | 0 | 0 | 0 | 16 | 0.66337 | 0.20792 | 0.079208 | 0.049505 | 0.76136 | 0 | 0 | 0 | 0 | 0 | 0 | 0 | 0 |  | 0.077903 | 0.077903 | 0.077236 | 0.079864 | 0.079997 | 0.07863 | 0.07863 | Education - Community College - Kitchen and Food Preparation - Sun | 12 | 8 | 15 | 0 | 32.8651 | 0 | 0 | 0 | 32.8651 | 0 | 0 | 0 | 1.027 | 0 | 0 | 0 | 0 | 0 | 0 | 0 | 0 | 0 | 0 | 0 | 0 | 0 | 0 | 0 | 0 | 0 | 0 | 0 | 0 | 0 | 0 | 0 | 0 |  | 0 | 34.3318 | 0 | 0 | 0 | 34.3318 | 0 | 0 | 0 | 1.0729 | 0 | 0 | 0 | 0 | 0 | 0 | 0 | 0 | 0 | 0 | 0 | 0 | 0 | 0 | 0 | 0 | 0 | 0 | 0 | 0 | 0 | 0 | 0 | 0 | 0.85586 | 0.84 | 0.89406 | 0.84
551 | 5 | 51 | 7 | 3 |  |  |  |  | Education - Community College | Kitchen and Food Preparation | Education - Community College - Kitchen and Food Preparation |  | Education - Community College | Education - Community College - Kitchen and Food Preparation | ComCollege Kitchen (in session) | Hol | Closed | 6 | 6 | 0.018749 | 1.5036 | 1.5036 | 1.5036 | 1.5036 | 1.4151 | 1.4151 | 1.4151 | 0 | 0 | 0 | 0 | 0 | 0 | 0 | 0.17371 | 0.17371 | 0.17371 | 0.17371 | 0.16349 | 0.16349 | 0.16349 | 0 | 0 | 0 | 0 | 0 | 0 | 0 | 0 | 0 | 0 | 0 | 0 | 0 | 0 | 0 | 0 | 0 | 0 | 0 | 0 | 0 | 0 | 0 | 0 | 0 | 0 | 0 | 0 | 0 | 0 | 0 | 0 | 0 | 0 | 0 | 0.14227 | 0.14227 | 0.14227 | 0.14227 | 0.1339 | 0.1339 | 0.1339 | 0 | 0 | 0 | 0 | 0 | 0 | 0 | 0.01717 | 0.01717 | 0.01717 | 0.01717 | 0.01616 | 0.01616 | 0.01616 | 0 | 0 | 0 | 0 | 0 | 0 | 0 | 0 | 0 | 0 | 0 | 0 | 0 | 0 | 0 | 0 | 0 | 0 | 0 | 0 | 0 | 0 | 0 | 0 | 0 | 0 | 0 | 0 | 0 | 0 | 0 | 0 | 0 | 0 | 0 | ComCollege Kitchen (in session) ILit Cls | ComCollege Kitchen (in session) ILit Cls | 2 | 5 | 5 | ComCollege Kitchen (in session) ILit2 Cls | ComCollege Kitchen (in session) ILit Cls | ComCollege Kitchen (in session) ILit Cls | 2 | 5 | 5 | 2 | 1.027 | 0.042 | 0.05 | 0.05 | 0.05 | 0.05 | 0.05 | 0.05 | 0.05 | 0.05 | 0.05 | 0.05 | 0.05 | 0.05 | 0.05 | 0.05 | 0.05 | 0.05 | 0.05 | 0.05 | 0.05 | 0.05 | 0.05 | 0.05 | 0.05 | 0.05 | 1.0729 | 0.042 | 0.05 | 0.05 | 0.05 | 0.05 | 0.05 | 0.05 | 0.05 | 0.05 | 0.05 | 0.05 | 0.05 | 0.05 | 0.05 | 0.05 | 0.05 | 0.05 | 0.05 | 0.05 | 0.05 | 0.05 | 0.05 | 0.05 | 0.05 | 0.05 | 0 | 0 | 0 | 0 | 0 | 0 | 0 | 0 | 0 | 0 | 0 | 0 | 0 | 0 | 0 | 0 | 0 | 0 | 0 | 0 | 0 | 0 | 0 | 0 | 0 | 0 | 0 | 0 | 0 | 0 | 0 | 0 | 0 | 0 | 0 | 0 | 0 | 0 | 0 | 0 | 0 | 0 | 0 | 0 | 0 | 0 | 0 | 0 | 16 | 0.66337 | 0.20792 | 0.079208 | 0.049505 | 0.76136 | 0 | 0 | 0 | 0 | 0 | 0 | 0 | 0 |  | 0.077903 | 0.077903 | 0.077236 | 0.079864 | 0.079997 | 0.07863 | 0.07863 | Education - Community College - Kitchen and Food Preparation - Hol | 14 | 8 | 15 | 0 | 6.1622 | 0 | 0 | 0 | 6.1622 | 0 | 0 | 0 | 1.027 | 0 | 0 | 0 | 0 | 0 | 0 | 0 | 0 | 0 | 0 | 0 | 0 | 0 | 0 | 0 | 0 | 0 | 0 | 0 | 0 | 0 | 0 | 0 | 0 |  | 0 | 6.4372 | 0 | 0 | 0 | 6.4372 | 0 | 0 | 0 | 1.0729 | 0 | 0 | 0 | 0 | 0 | 0 | 0 | 0 | 0 | 0 | 0 | 0 | 0 | 0 | 0 | 0 | 0 | 0 | 0 | 0 | 0 | 0 | 0 | 0 | 0.85586 | 0.84 | 0.89406 | 0.84
552 | 5 | 52 | 8 | 4 |  | Education - Community College |  | Education - Community College - Kitchen and Food Preparation | Education - Community College | Kitchen and Food Preparation | Education - Community College - Kitchen and Food Preparation |  | Education - Community College | Education - Community College - Kitchen and Food Preparation | ComCollege Kitchen (in session) | all | Open | 169 | 169 | 0.018749 | 1.5036 | 1.5036 | 1.5036 | 1.5036 | 1.4151 | 1.4151 | 1.4151 | 0 | 0 | 0 | 0 | 0 | 0 | 0 | 49.1324 | 49.1324 | 49.1324 | 49.1324 | 46.2423 | 46.2423 | 46.2423 | 0.020522 | 0.020522 | 0.020522 | 0.020522 | 0.019315 | 0.019315 | 0.019315 | 0 | 0 | 0 | 0 | 0 | 0 | 0 | 0 | 0 | 0 | 0 | 0 | 0 | 0 | 0.728 | 0.728 | 0.728 | 0.728 | 0.728 | 0.728 | 0.728 | 0.65389 | 0.65389 | 0.6538 | 0.66114 | 0.66167 | 0.6572 | 0.6572 | 0.14227 | 0.14227 | 0.14227 | 0.14227 | 0.1339 | 0.1339 | 0.1339 | 0 | 0 | 0 | 0 | 0 | 0 | 0 | 4.108 | 4.108 | 4.108 | 4.108 | 3.8663 | 3.8663 | 3.8663 | 0.0019605 | 0.0019605 | 0.0019605 | 0.0019605 | 0.0018451 | 0.0018451 | 0.0018451 | 0 | 0 | 0 | 0 | 0 | 0 | 0 | 0 | 0 | 0 | 0 | 0 | 0 | 0 | 0.735 | 0.735 | 0.735 | 0.735 | 0.735 | 0.735 | 0.735 | 0.51354 | 0.51354 | 0.51523 | 0.53306 | 0.53386 | 0.52391 | 0.52391 | ComCollege Kitchen (in session) ILit all | ComCollege Kitchen (in session) ILit all | 3592 | 10 | 90 | ComCollege Kitchen (in session) ILit2 all | ComCollege Kitchen (in session) ILit2 all | ComCollege Kitchen (in session) ILit2 All | 3835 | 10 | 87.5 | 3592 | 10.3131 | 0.728 | 0.1 | 0.1 | 0.1 | 0.1 | 0.3 | 0.4 | 0.55 | 0.8 | 0.8 | 0.9 | 0.9 | 0.9 | 0.9 | 0.9 | 0.9 | 0.9 | 0.8 | 0.6 | 0.4 | 0.3 | 0.1 | 0.1 | 0.1 | 0.1 | 9.1132 | 0.735 | 0.1 | 0.1 | 0.1 | 0.1 | 0.1 | 0.27222 | 0.27222 | 0.44444 | 0.875 | 0.875 | 0.875 | 0.875 | 0.875 | 0.875 | 0.875 | 0.875 | 0.875 | 0.22917 | 0.1 | 0.1 | 0.1 | 0.1 | 0.1 | 0.1 | 0 | 0 | 0 | 0 | 0.25 | 0.375 | 0.5625 | 0.875 | 0.875 | 1 | 1 | 1 | 1 | 1 | 1 | 1 | 0.875 | 0.625 | 0.375 | 0.25 | 0 | 0 | 0 | 0 | 0 | 0 | 0 | 0 | 0 | 0.22222 | 0.22222 | 0.44444 | 1 | 1 | 1 | 1 | 1 | 1 | 1 | 1 | 1 | 0.16667 | 0 | 0 | 0 | 0 | 0 | 0 | 16 | 0.66337 | 0.20792 | 0.079208 | 0.049505 | 0.76136 | 0.10493 | 0.002958 | 0.002958 | 0.002958 | 0.002958 | 0.002784 | 0.002784 | 0.002784 | Education - Community College | 0.077903 | 0.077903 | 0.077236 | 0.079864 | 0.079997 | 0.07863 | 0.07863 | Education - Community College - Kitchen and Food Preparation - all | 16 | 7 | 21 | 1782.95 | -40.0309 | 1782.95 | -40.0309 | 0 | 0 | 10.55 | -0.23687 | 0 | 0 | 0 | 0 | 0 | 0 | 0 | 0 | 0.55 | 0.8 | 0.8 | 0.9 | 0.9 | 0.9 | 0.9 | 0.9 | 0.9 | 0.9 | 0.8 | 0.6 | 0.4 | 0.3 | 0 | 0 | 0 | 0 |  | 1524.5208 | 15.604 | 1524.5208 | 15.604 | 0 | 0 | 9.0208 | 0.092332 | 0 | 0 | 0 | 0 | 0 | 0 | 0 | 0 | 0.27222 | 0.44444 | 0.875 | 0.875 | 0.875 | 0.875 | 0.875 | 0.875 | 0.875 | 0.875 | 0.875 | 0.22917 | 0.1 | 0.1 | 0 | 0 | 0 | 0 | 0.85586 | 0.84 | 0.89406 | 0.84
553 | 5 | 53 | 5 | 5 |  |  |  |  | Education - Community College | Kitchen and Food Preparation | Education - Community College - Kitchen and Food Preparation | (break) | Education - Community College (break) | Education - Community College - Kitchen and Food Preparation (break) | ComCollege Kitchen (break) | Sat | Closed | 12 | 12 | 0.018749 | 1.5036 | 1.5036 | 1.5036 | 1.5036 | 1.4151 | 1.4151 | 1.4151 | 0 | 0 | 0 | 0 | 0 | 0 | 0 | 0.2432 | 0.2432 | 0.2432 | 0.2432 | 0.22889 | 0.22889 | 0.22889 | 0 | 0 | 0 | 0 | 0 | 0 | 0 | 0 | 0 | 0 | 0 | 0 | 0 | 0 | 0 | 0 | 0 | 0 | 0 | 0 | 0 | 0 | 0 | 0 | 0 | 0 | 0 | 0 | 0 | 0 | 0 | 0 | 0 | 0 | 0 | 0.14227 | 0.14227 | 0.14227 | 0.14227 | 0.1339 | 0.1339 | 0.1339 | 0 | 0 | 0 | 0 | 0 | 0 | 0 | 0.024038 | 0.024038 | 0.024038 | 0.024038 | 0.022624 | 0.022624 | 0.022624 | 0 | 0 | 0 | 0 | 0 | 0 | 0 | 0 | 0 | 0 | 0 | 0 | 0 | 0 | 0 | 0 | 0 | 0 | 0 | 0 | 0 | 0 | 0 | 0 | 0 | 0 | 0 | 0 | 0 | 0 | 0 | 0 | 0 | 0 | 0 | ComCollege Kitchen (break) ILit Cls | ComCollege Kitchen (break) ILit Cls | 2 | 3.5 | 3.5 | ComCollege Kitchen (break) ILit2 Cls | ComCollege Kitchen (break) ILit Cls | ComCollege Kitchen (break) ILit Cls | 2 | 3.5 | 3.5 | 2 | 0.71892 | 0.035 | 0.035 | 0.035 | 0.035 | 0.035 | 0.035 | 0.035 | 0.035 | 0.035 | 0.035 | 0.035 | 0.035 | 0.035 | 0.035 | 0.035 | 0.035 | 0.035 | 0.035 | 0.035 | 0.035 | 0.035 | 0.035 | 0.035 | 0.035 | 0.035 | 0.75101 | 0.035 | 0.035 | 0.035 | 0.035 | 0.035 | 0.035 | 0.035 | 0.035 | 0.035 | 0.035 | 0.035 | 0.035 | 0.035 | 0.035 | 0.035 | 0.035 | 0.035 | 0.035 | 0.035 | 0.035 | 0.035 | 0.035 | 0.035 | 0.035 | 0.035 | 0 | 0 | 0 | 0 | 0 | 0 | 0 | 0 | 0 | 0 | 0 | 0 | 0 | 0 | 0 | 0 | 0 | 0 | 0 | 0 | 0 | 0 | 0 | 0 | 0 | 0 | 0 | 0 | 0 | 0 | 0 | 0 | 0 | 0 | 0 | 0 | 0 | 0 | 0 | 0 | 0 | 0 | 0 | 0 | 0 | 0 | 0 | 0 | 16 | 0.66337 | 0.20792 | 0.079208 | 0.049505 | 0.76136 | 0 | 0 | 0 | 0 | 0 | 0 | 0 | 0 |  | 0.0025764 | 0.0025764 | 0.0025432 | 0.0026301 | 0.0026318 | 0.0026225 | 0.0026225 | Education - Community College - Kitchen and Food Preparation - (break) - Sat | 10 | 9 | 14 | 0 | 8.6271 | 0 | 0 | 0 | 8.6271 | 0 | 0 | 0 | 0.71892 | 0 | 0 | 0 | 0 | 0 | 0 | 0 | 0 | 0 | 0 | 0 | 0 | 0 | 0 | 0 | 0 | 0 | 0 | 0 | 0 | 0 | 0 | 0 | 0 |  | 0 | 9.0121 | 0 | 0 | 0 | 9.0121 | 0 | 0 | 0 | 0.75101 | 0 | 0 | 0 | 0 | 0 | 0 | 0 | 0 | 0 | 0 | 0 | 0 | 0 | 0 | 0 | 0 | 0 | 0 | 0 | 0 | 0 | 0 | 0 | 0 | 0.85586 | 0.84 | 0.89406 | 0.84
554 | 5 | 54 | 6 | 6 |  |  |  |  | Education - Community College | Kitchen and Food Preparation | Education - Community College - Kitchen and Food Preparation | (break) | Education - Community College (break) | Education - Community College - Kitchen and Food Preparation (break) | ComCollege Kitchen (break) | Sun | Closed | 12 | 12 | 0.018749 | 1.5036 | 1.5036 | 1.5036 | 1.5036 | 1.4151 | 1.4151 | 1.4151 | 0 | 0 | 0 | 0 | 0 | 0 | 0 | 0.2432 | 0.2432 | 0.2432 | 0.2432 | 0.22889 | 0.22889 | 0.22889 | 0 | 0 | 0 | 0 | 0 | 0 | 0 | 0 | 0 | 0 | 0 | 0 | 0 | 0 | 0 | 0 | 0 | 0 | 0 | 0 | 0 | 0 | 0 | 0 | 0 | 0 | 0 | 0 | 0 | 0 | 0 | 0 | 0 | 0 | 0 | 0.14227 | 0.14227 | 0.14227 | 0.14227 | 0.1339 | 0.1339 | 0.1339 | 0 | 0 | 0 | 0 | 0 | 0 | 0 | 0.024038 | 0.024038 | 0.024038 | 0.024038 | 0.022624 | 0.022624 | 0.022624 | 0 | 0 | 0 | 0 | 0 | 0 | 0 | 0 | 0 | 0 | 0 | 0 | 0 | 0 | 0 | 0 | 0 | 0 | 0 | 0 | 0 | 0 | 0 | 0 | 0 | 0 | 0 | 0 | 0 | 0 | 0 | 0 | 0 | 0 | 0 | ComCollege Kitchen (break) ILit Cls | ComCollege Kitchen (break) ILit Cls | 2 | 3.5 | 3.5 | ComCollege Kitchen (break) ILit2 Cls | ComCollege Kitchen (break) ILit Cls | ComCollege Kitchen (break) ILit Cls | 2 | 3.5 | 3.5 | 2 | 0.71892 | 0.035 | 0.035 | 0.035 | 0.035 | 0.035 | 0.035 | 0.035 | 0.035 | 0.035 | 0.035 | 0.035 | 0.035 | 0.035 | 0.035 | 0.035 | 0.035 | 0.035 | 0.035 | 0.035 | 0.035 | 0.035 | 0.035 | 0.035 | 0.035 | 0.035 | 0.75101 | 0.035 | 0.035 | 0.035 | 0.035 | 0.035 | 0.035 | 0.035 | 0.035 | 0.035 | 0.035 | 0.035 | 0.035 | 0.035 | 0.035 | 0.035 | 0.035 | 0.035 | 0.035 | 0.035 | 0.035 | 0.035 | 0.035 | 0.035 | 0.035 | 0.035 | 0 | 0 | 0 | 0 | 0 | 0 | 0 | 0 | 0 | 0 | 0 | 0 | 0 | 0 | 0 | 0 | 0 | 0 | 0 | 0 | 0 | 0 | 0 | 0 | 0 | 0 | 0 | 0 | 0 | 0 | 0 | 0 | 0 | 0 | 0 | 0 | 0 | 0 | 0 | 0 | 0 | 0 | 0 | 0 | 0 | 0 | 0 | 0 | 16 | 0.66337 | 0.20792 | 0.079208 | 0.049505 | 0.76136 | 0 | 0 | 0 | 0 | 0 | 0 | 0 | 0 |  | 0.0025764 | 0.0025764 | 0.0025432 | 0.0026301 | 0.0026318 | 0.0026225 | 0.0026225 | Education - Community College - Kitchen and Food Preparation - (break) - Sun | 12 | 9 | 14 | 0 | 8.6271 | 0 | 0 | 0 | 8.6271 | 0 | 0 | 0 | 0.71892 | 0 | 0 | 0 | 0 | 0 | 0 | 0 | 0 | 0 | 0 | 0 | 0 | 0 | 0 | 0 | 0 | 0 | 0 | 0 | 0 | 0 | 0 | 0 | 0 |  | 0 | 9.0121 | 0 | 0 | 0 | 9.0121 | 0 | 0 | 0 | 0.75101 | 0 | 0 | 0 | 0 | 0 | 0 | 0 | 0 | 0 | 0 | 0 | 0 | 0 | 0 | 0 | 0 | 0 | 0 | 0 | 0 | 0 | 0 | 0 | 0 | 0.85586 | 0.84 | 0.89406 | 0.84
555 | 5 | 55 | 7 | 7 |  |  |  |  | Education - Community College | Kitchen and Food Preparation | Education - Community College - Kitchen and Food Preparation | (break) | Education - Community College (break) | Education - Community College - Kitchen and Food Preparation (break) | ComCollege Kitchen (break) | Hol | Closed | 3 | 3 | 0.018749 | 1.5036 | 1.5036 | 1.5036 | 1.5036 | 1.4151 | 1.4151 | 1.4151 | 0 | 0 | 0 | 0 | 0 | 0 | 0 | 0.060799 | 0.060799 | 0.060799 | 0.060799 | 0.057222 | 0.057222 | 0.057222 | 0 | 0 | 0 | 0 | 0 | 0 | 0 | 0 | 0 | 0 | 0 | 0 | 0 | 0 | 0 | 0 | 0 | 0 | 0 | 0 | 0 | 0 | 0 | 0 | 0 | 0 | 0 | 0 | 0 | 0 | 0 | 0 | 0 | 0 | 0 | 0.14227 | 0.14227 | 0.14227 | 0.14227 | 0.1339 | 0.1339 | 0.1339 | 0 | 0 | 0 | 0 | 0 | 0 | 0 | 0.0060095 | 0.0060095 | 0.0060095 | 0.0060095 | 0.005656 | 0.005656 | 0.005656 | 0 | 0 | 0 | 0 | 0 | 0 | 0 | 0 | 0 | 0 | 0 | 0 | 0 | 0 | 0 | 0 | 0 | 0 | 0 | 0 | 0 | 0 | 0 | 0 | 0 | 0 | 0 | 0 | 0 | 0 | 0 | 0 | 0 | 0 | 0 | ComCollege Kitchen (break) ILit Cls | ComCollege Kitchen (break) ILit Cls | 2 | 3.5 | 3.5 | ComCollege Kitchen (break) ILit2 Cls | ComCollege Kitchen (break) ILit Cls | ComCollege Kitchen (break) ILit Cls | 2 | 3.5 | 3.5 | 2 | 0.71892 | 0.035 | 0.035 | 0.035 | 0.035 | 0.035 | 0.035 | 0.035 | 0.035 | 0.035 | 0.035 | 0.035 | 0.035 | 0.035 | 0.035 | 0.035 | 0.035 | 0.035 | 0.035 | 0.035 | 0.035 | 0.035 | 0.035 | 0.035 | 0.035 | 0.035 | 0.75101 | 0.035 | 0.035 | 0.035 | 0.035 | 0.035 | 0.035 | 0.035 | 0.035 | 0.035 | 0.035 | 0.035 | 0.035 | 0.035 | 0.035 | 0.035 | 0.035 | 0.035 | 0.035 | 0.035 | 0.035 | 0.035 | 0.035 | 0.035 | 0.035 | 0.035 | 0 | 0 | 0 | 0 | 0 | 0 | 0 | 0 | 0 | 0 | 0 | 0 | 0 | 0 | 0 | 0 | 0 | 0 | 0 | 0 | 0 | 0 | 0 | 0 | 0 | 0 | 0 | 0 | 0 | 0 | 0 | 0 | 0 | 0 | 0 | 0 | 0 | 0 | 0 | 0 | 0 | 0 | 0 | 0 | 0 | 0 | 0 | 0 | 16 | 0.66337 | 0.20792 | 0.079208 | 0.049505 | 0.76136 | 0 | 0 | 0 | 0 | 0 | 0 | 0 | 0 |  | 0.0025764 | 0.0025764 | 0.0025432 | 0.0026301 | 0.0026318 | 0.0026225 | 0.0026225 | Education - Community College - Kitchen and Food Preparation - (break) - Hol | 14 | 9 | 14 | 0 | 2.1568 | 0 | 0 | 0 | 2.1568 | 0 | 0 | 0 | 0.71892 | 0 | 0 | 0 | 0 | 0 | 0 | 0 | 0 | 0 | 0 | 0 | 0 | 0 | 0 | 0 | 0 | 0 | 0 | 0 | 0 | 0 | 0 | 0 | 0 |  | 0 | 2.253 | 0 | 0 | 0 | 2.253 | 0 | 0 | 0 | 0.75101 | 0 | 0 | 0 | 0 | 0 | 0 | 0 | 0 | 0 | 0 | 0 | 0 | 0 | 0 | 0 | 0 | 0 | 0 | 0 | 0 | 0 | 0 | 0 | 0 | 0.85586 | 0.84 | 0.89406 | 0.84
556 | 5 | 56 | 8 | 8 |  | Education - Community College (break) |  | Education - Community College - Kitchen and Food Preparation (break) | Education - Community College | Kitchen and Food Preparation | Education - Community College - Kitchen and Food Preparation | (break) | Education - Community College (break) | Education - Community College - Kitchen and Food Preparation (break) | ComCollege Kitchen (break) | all | Closed | 38 | 38 | 0.018749 | 1.5036 | 1.5036 | 1.5036 | 1.5036 | 1.4151 | 1.4151 | 1.4151 | 0 | 0 | 0 | 0 | 0 | 0 | 0 | 0.77012 | 0.77012 | 0.77012 | 0.77012 | 0.72482 | 0.72482 | 0.72482 | 0.00098664 | 0.00098664 | 0.00098664 | 0.00098664 | 0.0009286 | 0.0009286 | 0.0009286 | 0 | 0 | 0 | 0 | 0 | 0 | 0 | 0 | 0 | 0 | 0 | 0 | 0 | 0 | 0.035 | 0.035 | 0.035 | 0.035 | 0.035 | 0.035 | 0.035 | 0.021581 | 0.021581 | 0.021501 | 0.021742 | 0.02174 | 0.021845 | 0.021845 | 0.14227 | 0.14227 | 0.14227 | 0.14227 | 0.1339 | 0.1339 | 0.1339 | 0 | 0 | 0 | 0 | 0 | 0 | 0 | 0.07612 | 0.07612 | 0.07612 | 0.07612 | 0.071642 | 0.071642 | 0.071642 | 9.3355e-05 | 9.3355e-05 | 9.3355e-05 | 9.3355e-05 | 8.7864e-05 | 8.7864e-05 | 8.7864e-05 | 0 | 0 | 0 | 0 | 0 | 0 | 0 | 0 | 0 | 0 | 0 | 0 | 0 | 0 | 0.035 | 0.035 | 0.035 | 0.035 | 0.035 | 0.035 | 0.035 | 0.021581 | 0.021581 | 0.021501 | 0.021742 | 0.02174 | 0.021845 | 0.021845 | ComCollege Kitchen (break) ILit Cls | ComCollege Kitchen (break) ILit Cls | 2 | 3.5 | 3.5 | ComCollege Kitchen (break) ILit2 Cls | ComCollege Kitchen (break) ILit Cls | ComCollege Kitchen (break) ILit Cls | 2 | 3.5 | 3.5 | 2 | 0.71892 | 0.035 | 0.035 | 0.035 | 0.035 | 0.035 | 0.035 | 0.035 | 0.035 | 0.035 | 0.035 | 0.035 | 0.035 | 0.035 | 0.035 | 0.035 | 0.035 | 0.035 | 0.035 | 0.035 | 0.035 | 0.035 | 0.035 | 0.035 | 0.035 | 0.035 | 0.75101 | 0.035 | 0.035 | 0.035 | 0.035 | 0.035 | 0.035 | 0.035 | 0.035 | 0.035 | 0.035 | 0.035 | 0.035 | 0.035 | 0.035 | 0.035 | 0.035 | 0.035 | 0.035 | 0.035 | 0.035 | 0.035 | 0.035 | 0.035 | 0.035 | 0.035 | 0 | 0 | 0 | 0 | 0 | 0 | 0 | 0 | 0 | 0 | 0 | 0 | 0 | 0 | 0 | 0 | 0 | 0 | 0 | 0 | 0 | 0 | 0 | 0 | 0 | 0 | 0 | 0 | 0 | 0 | 0 | 0 | 0 | 0 | 0 | 0 | 0 | 0 | 0 | 0 | 0 | 0 | 0 | 0 | 0 | 0 | 0 | 0 | 16 | 0.66337 | 0.20792 | 0.079208 | 0.049505 | 0.76136 | 0.0050448 | 0.00014221 | 0.00014221 | 0.00014221 | 0.00014221 | 0.00013385 | 0.00013385 | 0.00013385 | Education - Community College (break) | 0.0025764 | 0.0025764 | 0.0025432 | 0.0026301 | 0.0026318 | 0.0026225 | 0.0026225 | Education - Community College - Kitchen and Food Preparation - (break) - all | 16 | 9 | 17 | 0 | 27.3191 | 0 | 27.3191 | 0 | 0 | 0 | 0.71892 | 0 | 0 | 0 | 0 | 0 | 0 | 0 | 0 | 0 | 0 | 0 | 0 | 0 | 0 | 0 | 0 | 0 | 0 | 0 | 0 | 0 | 0 | 0 | 0 | 0 | 0 |  | 0 | 28.5383 | 0 | 28.5383 | 0 | 0 | 0 | 0.75101 | 0 | 0 | 0 | 0 | 0 | 0 | 0 | 0 | 0 | 0 | 0 | 0 | 0 | 0 | 0 | 0 | 0 | 0 | 0 | 0 | 0 | 0 | 0 | 0 | 0 | 0 | 0.85586 | 0.84 | 0.89406 | 0.84
557 | 5 | 57 | 5 | 9 |  |  |  |  | Education - Community College | Kitchen and Food Preparation | Education - Community College - Kitchen and Food Preparation | (summer) | Education - Community College (summer) | Education - Community College - Kitchen and Food Preparation (summer) | ComCollege Kitchen (summer) | Sat | Open | 8 | 8 | 0.018749 | 1.5036 | 1.5036 | 1.5036 | 1.5036 | 1.4151 | 1.4151 | 1.4151 | 0 | 0 | 0 | 0 | 0 | 0 | 0 | 0.78002 | 0.78002 | 0.78002 | 0.78002 | 0.73414 | 0.73414 | 0.73414 | 0 | 0 | 0 | 0 | 0 | 0 | 0 | 0 | 0 | 0 | 0 | 0 | 0 | 0 | 0 | 0 | 0 | 0 | 0 | 0 | 0 | 0 | 0 | 0 | 0 | 0 | 0 | 0 | 0 | 0 | 0 | 0 | 0 | 0 | 0 | 0.14227 | 0.14227 | 0.14227 | 0.14227 | 0.1339 | 0.1339 | 0.1339 | 0 | 0 | 0 | 0 | 0 | 0 | 0 | 0.077099 | 0.077099 | 0.077099 | 0.077099 | 0.072564 | 0.072564 | 0.072564 | 0 | 0 | 0 | 0 | 0 | 0 | 0 | 0 | 0 | 0 | 0 | 0 | 0 | 0 | 0 | 0 | 0 | 0 | 0 | 0 | 0 | 0 | 0 | 0 | 0 | 0 | 0 | 0 | 0 | 0 | 0 | 0 | 0 | 0 | 0 | ComCollege Kitchen (summer) ILit Sat | ComCollege Kitchen (summer) ILit all | 3624 | 10 | 28.125 | ComCollege Kitchen (summer) ILit2 Sat | ComCollege Kitchen (summer) ILit2 Sat | ComCollege Kitchen (summer) ILit2 All | 3846 | 10 | 28.125 | 3624 | 3.4588 | 0.19396 | 0.1 | 0.1 | 0.1 | 0.1 | 0.1 | 0.14028 | 0.14028 | 0.18056 | 0.28125 | 0.28125 | 0.28125 | 0.28125 | 0.28125 | 0.28125 | 0.28125 | 0.28125 | 0.13021 | 0.1 | 0.1 | 0.1 | 0.1 | 0.1 | 0.1 | 0.1 | 3.6132 | 0.19396 | 0.1 | 0.1 | 0.1 | 0.1 | 0.1 | 0.14028 | 0.14028 | 0.18056 | 0.28125 | 0.28125 | 0.28125 | 0.28125 | 0.28125 | 0.28125 | 0.28125 | 0.28125 | 0.13021 | 0.1 | 0.1 | 0.1 | 0.1 | 0.1 | 0.1 | 0.1 | 0 | 0 | 0 | 0 | 0 | 0.22222 | 0.22222 | 0.44444 | 1 | 1 | 1 | 1 | 1 | 1 | 1 | 1 | 0.16667 | 0 | 0 | 0 | 0 | 0 | 0 | 0 | 0 | 0 | 0 | 0 | 0 | 0.22222 | 0.22222 | 0.44444 | 1 | 1 | 1 | 1 | 1 | 1 | 1 | 1 | 0.16667 | 0 | 0 | 0 | 0 | 0 | 0 | 0 | 16 | 0.66337 | 0.20792 | 0.079208 | 0.049505 | 0.76136 | 0 | 0 | 0 | 0 | 0 | 0 | 0 | 0 |  | 0.047056 | 0.047056 | 0.046619 | 0.04825 | 0.048254 | 0.047573 | 0.047573 | Education - Community College - Kitchen and Food Preparation - (summer) - Sat | 10 | 7 | 16 | 18.3167 | 9.3538 | 0 | 0 | 18.3167 | 9.3538 | 0 | 0 | 2.2896 | 1.1692 | 0 | 0 | 0 | 0 | 0 | 0 | 0.14028 | 0.18056 | 0.28125 | 0.28125 | 0.28125 | 0.28125 | 0.28125 | 0.28125 | 0.28125 | 0 | 0 | 0 | 0 | 0 | 0 | 0 | 0 | 0 |  | 18.3167 | 10.5887 | 0 | 0 | 18.3167 | 10.5887 | 0 | 0 | 2.2896 | 1.3236 | 0 | 0 | 0 | 0 | 0 | 0 | 0.14028 | 0.18056 | 0.28125 | 0.28125 | 0.28125 | 0.28125 | 0.28125 | 0.28125 | 0.28125 | 0 | 0 | 0 | 0 | 0 | 0 | 0 | 0 | 0 | 0.85586 | 0.84 | 0.89406 | 0.84
558 | 5 | 58 | 6 | 10 |  |  |  |  | Education - Community College | Kitchen and Food Preparation | Education - Community College - Kitchen and Food Preparation | (summer) | Education - Community College (summer) | Education - Community College - Kitchen and Food Preparation (summer) | ComCollege Kitchen (summer) | Sun | Closed | 8 | 8 | 0.018749 | 1.5036 | 1.5036 | 1.5036 | 1.5036 | 1.4151 | 1.4151 | 1.4151 | 0 | 0 | 0 | 0 | 0 | 0 | 0 | 0.16213 | 0.16213 | 0.16213 | 0.16213 | 0.15259 | 0.15259 | 0.15259 | 0 | 0 | 0 | 0 | 0 | 0 | 0 | 0 | 0 | 0 | 0 | 0 | 0 | 0 | 0 | 0 | 0 | 0 | 0 | 0 | 0 | 0 | 0 | 0 | 0 | 0 | 0 | 0 | 0 | 0 | 0 | 0 | 0 | 0 | 0 | 0.14227 | 0.14227 | 0.14227 | 0.14227 | 0.1339 | 0.1339 | 0.1339 | 0 | 0 | 0 | 0 | 0 | 0 | 0 | 0.016025 | 0.016025 | 0.016025 | 0.016025 | 0.015083 | 0.015083 | 0.015083 | 0 | 0 | 0 | 0 | 0 | 0 | 0 | 0 | 0 | 0 | 0 | 0 | 0 | 0 | 0 | 0 | 0 | 0 | 0 | 0 | 0 | 0 | 0 | 0 | 0 | 0 | 0 | 0 | 0 | 0 | 0 | 0 | 0 | 0 | 0 | ComCollege Kitchen (summer) ILit Cls | ComCollege Kitchen (summer) ILit Cls | 2 | 3.5 | 3.5 | ComCollege Kitchen (summer) ILit2 Cls | ComCollege Kitchen (summer) ILit Cls | ComCollege Kitchen (summer) ILit Cls | 2 | 3.5 | 3.5 | 2 | 0.71892 | 0.0294 | 0.035 | 0.035 | 0.035 | 0.035 | 0.035 | 0.035 | 0.035 | 0.035 | 0.035 | 0.035 | 0.035 | 0.035 | 0.035 | 0.035 | 0.035 | 0.035 | 0.035 | 0.035 | 0.035 | 0.035 | 0.035 | 0.035 | 0.035 | 0.035 | 0.75101 | 0.0294 | 0.035 | 0.035 | 0.035 | 0.035 | 0.035 | 0.035 | 0.035 | 0.035 | 0.035 | 0.035 | 0.035 | 0.035 | 0.035 | 0.035 | 0.035 | 0.035 | 0.035 | 0.035 | 0.035 | 0.035 | 0.035 | 0.035 | 0.035 | 0.035 | 0 | 0 | 0 | 0 | 0 | 0 | 0 | 0 | 0 | 0 | 0 | 0 | 0 | 0 | 0 | 0 | 0 | 0 | 0 | 0 | 0 | 0 | 0 | 0 | 0 | 0 | 0 | 0 | 0 | 0 | 0 | 0 | 0 | 0 | 0 | 0 | 0 | 0 | 0 | 0 | 0 | 0 | 0 | 0 | 0 | 0 | 0 | 0 | 16 | 0.66337 | 0.20792 | 0.079208 | 0.049505 | 0.76136 | 0 | 0 | 0 | 0 | 0 | 0 | 0 | 0 |  | 0.047056 | 0.047056 | 0.046619 | 0.04825 | 0.048254 | 0.047573 | 0.047573 | Education - Community College - Kitchen and Food Preparation - (summer) - Sun | 12 | 8 | 15 | 0 | 5.7514 | 0 | 0 | 0 | 5.7514 | 0 | 0 | 0 | 0.71892 | 0 | 0 | 0 | 0 | 0 | 0 | 0 | 0 | 0 | 0 | 0 | 0 | 0 | 0 | 0 | 0 | 0 | 0 | 0 | 0 | 0 | 0 | 0 | 0 |  | 0 | 6.0081 | 0 | 0 | 0 | 6.0081 | 0 | 0 | 0 | 0.75101 | 0 | 0 | 0 | 0 | 0 | 0 | 0 | 0 | 0 | 0 | 0 | 0 | 0 | 0 | 0 | 0 | 0 | 0 | 0 | 0 | 0 | 0 | 0 | 0 | 0.85586 | 0.84 | 0.89406 | 0.84
559 | 5 | 59 | 7 | 11 |  |  |  |  | Education - Community College | Kitchen and Food Preparation | Education - Community College - Kitchen and Food Preparation | (summer) | Education - Community College (summer) | Education - Community College - Kitchen and Food Preparation (summer) | ComCollege Kitchen (summer) | Hol | Closed | 1 | 1 | 0.018749 | 1.5036 | 1.5036 | 1.5036 | 1.5036 | 1.4151 | 1.4151 | 1.4151 | 0 | 0 | 0 | 0 | 0 | 0 | 0 | 0.020266 | 0.020266 | 0.020266 | 0.020266 | 0.019074 | 0.019074 | 0.019074 | 0 | 0 | 0 | 0 | 0 | 0 | 0 | 0 | 0 | 0 | 0 | 0 | 0 | 0 | 0 | 0 | 0 | 0 | 0 | 0 | 0 | 0 | 0 | 0 | 0 | 0 | 0 | 0 | 0 | 0 | 0 | 0 | 0 | 0 | 0 | 0.14227 | 0.14227 | 0.14227 | 0.14227 | 0.1339 | 0.1339 | 0.1339 | 0 | 0 | 0 | 0 | 0 | 0 | 0 | 0.0020032 | 0.0020032 | 0.0020032 | 0.0020032 | 0.0018853 | 0.0018853 | 0.0018853 | 0 | 0 | 0 | 0 | 0 | 0 | 0 | 0 | 0 | 0 | 0 | 0 | 0 | 0 | 0 | 0 | 0 | 0 | 0 | 0 | 0 | 0 | 0 | 0 | 0 | 0 | 0 | 0 | 0 | 0 | 0 | 0 | 0 | 0 | 0 | ComCollege Kitchen (summer) ILit Cls | ComCollege Kitchen (summer) ILit Cls | 2 | 3.5 | 3.5 | ComCollege Kitchen (summer) ILit2 Cls | ComCollege Kitchen (summer) ILit Cls | ComCollege Kitchen (summer) ILit Cls | 2 | 3.5 | 3.5 | 2 | 0.71892 | 0.0294 | 0.035 | 0.035 | 0.035 | 0.035 | 0.035 | 0.035 | 0.035 | 0.035 | 0.035 | 0.035 | 0.035 | 0.035 | 0.035 | 0.035 | 0.035 | 0.035 | 0.035 | 0.035 | 0.035 | 0.035 | 0.035 | 0.035 | 0.035 | 0.035 | 0.75101 | 0.0294 | 0.035 | 0.035 | 0.035 | 0.035 | 0.035 | 0.035 | 0.035 | 0.035 | 0.035 | 0.035 | 0.035 | 0.035 | 0.035 | 0.035 | 0.035 | 0.035 | 0.035 | 0.035 | 0.035 | 0.035 | 0.035 | 0.035 | 0.035 | 0.035 | 0 | 0 | 0 | 0 | 0 | 0 | 0 | 0 | 0 | 0 | 0 | 0 | 0 | 0 | 0 | 0 | 0 | 0 | 0 | 0 | 0 | 0 | 0 | 0 | 0 | 0 | 0 | 0 | 0 | 0 | 0 | 0 | 0 | 0 | 0 | 0 | 0 | 0 | 0 | 0 | 0 | 0 | 0 | 0 | 0 | 0 | 0 | 0 | 16 | 0.66337 | 0.20792 | 0.079208 | 0.049505 | 0.76136 | 0 | 0 | 0 | 0 | 0 | 0 | 0 | 0 |  | 0.047056 | 0.047056 | 0.046619 | 0.04825 | 0.048254 | 0.047573 | 0.047573 | Education - Community College - Kitchen and Food Preparation - (summer) - Hol | 14 | 8 | 15 | 0 | 0.71892 | 0 | 0 | 0 | 0.71892 | 0 | 0 | 0 | 0.71892 | 0 | 0 | 0 | 0 | 0 | 0 | 0 | 0 | 0 | 0 | 0 | 0 | 0 | 0 | 0 | 0 | 0 | 0 | 0 | 0 | 0 | 0 | 0 | 0 |  | 0 | 0.75101 | 0 | 0 | 0 | 0.75101 | 0 | 0 | 0 | 0.75101 | 0 | 0 | 0 | 0 | 0 | 0 | 0 | 0 | 0 | 0 | 0 | 0 | 0 | 0 | 0 | 0 | 0 | 0 | 0 | 0 | 0 | 0 | 0 | 0 | 0.85586 | 0.84 | 0.89406 | 0.84
560 | 5 | 60 | 8 | 12 |  | Education - Community College (summer) | Education - Community College - Kitchen and Food Preparation | Education - Community College - Kitchen and Food Preparation (summer) | Education - Community College | Kitchen and Food Preparation | Education - Community College - Kitchen and Food Preparation | (summer) | Education - Community College (summer) | Education - Community College - Kitchen and Food Preparation (summer) | ComCollege Kitchen (summer) | all | Open | 44 | 44 | 0.018749 | 1.5036 | 1.5036 | 1.5036 | 1.5036 | 1.4151 | 1.4151 | 1.4151 | 0.02819 | 0.02819 | 0.02819 | 0.02819 | 0.026532 | 0.026532 | 0.026532 | 7.9651 | 7.9651 | 7.9651 | 7.9651 | 7.4966 | 7.4966 | 7.4966 | 0.014208 | 0.014208 | 0.014208 | 0.014208 | 0.013372 | 0.013372 | 0.013372 | 2398.3638 | 2398.3638 | 2398.3638 | 2398.3638 | 2398.3638 | 2398.3638 | 2398.3638 | 0 | 0 | 0 | 0 | 0 | 0 | 0 | 0.504 | 0.504 | 0.504 | 0.504 | 0.504 | 0.504 | 0.504 | 0.39488 | 0.39488 | 0.39459 | 0.39947 | 0.3991 | 0.39742 | 0.39742 | 0.14227 | 0.14227 | 0.14227 | 0.14227 | 0.1339 | 0.1339 | 0.1339 | 0.0026673 | 0.0026673 | 0.0026673 | 0.0026673 | 0.0025104 | 0.0025104 | 0.0025104 | 0.73981 | 0.73981 | 0.73981 | 0.73981 | 0.69629 | 0.69629 | 0.69629 | 0.0012603 | 0.0012603 | 0.0012603 | 0.0012603 | 0.0011862 | 0.0011862 | 0.0011862 | 2140.9396 | 2140.9396 | 2140.9396 | 2140.9396 | 2140.9396 | 2140.9396 | 2140.9396 | 0 | 0 | 0 | 0 | 0 | 0 | 0 | 0.4725 | 0.4725 | 0.4725 | 0.4725 | 0.4725 | 0.4725 | 0.4725 | 0.34126 | 0.34126 | 0.34102 | 0.34642 | 0.34485 | 0.3441 | 0.3441 | ComCollege Kitchen (summer) ILit all | ComCollege Kitchen (summer) ILit all | 3623 | 10 | 60 | ComCollege Kitchen (summer) ILit2 all | ComCollege Kitchen (summer) ILit2 all | ComCollege Kitchen (summer) ILit2 All | 3845 | 10 | 56.25 | 3623 | 6.4217 | 0.504 | 0.1 | 0.1 | 0.1 | 0.1 | 0.1 | 0.22698 | 0.22698 | 0.35397 | 0.6 | 0.6 | 0.6 | 0.6 | 0.6 | 0.6 | 0.6 | 0.6 | 0.6 | 0.19524 | 0.1 | 0.1 | 0.1 | 0.1 | 0.1 | 0.1 | 6.3037 | 0.4725 | 0.1 | 0.1 | 0.1 | 0.1 | 0.1 | 0.20278 | 0.20278 | 0.30556 | 0.5625 | 0.5625 | 0.5625 | 0.5625 | 0.5625 | 0.5625 | 0.5625 | 0.5625 | 0.5625 | 0.17708 | 0.1 | 0.1 | 0.1 | 0.1 | 0.1 | 0.1 | 0 | 0 | 0 | 0 | 0 | 0.25397 | 0.25397 | 0.50794 | 1 | 1 | 1 | 1 | 1 | 1 | 1 | 1 | 1 | 0.19048 | 0 | 0 | 0 | 0 | 0 | 0 | 0 | 0 | 0 | 0 | 0 | 0.22222 | 0.22222 | 0.44444 | 1 | 1 | 1 | 1 | 1 | 1 | 1 | 1 | 1 | 0.16667 | 0 | 0 | 0 | 0 | 0 | 0 | 16 | 0.66337 | 0.20792 | 0.079208 | 0.049505 | 0.76136 | 0.072646 | 0.0020479 | 0.0020479 | 0.0020479 | 0.0020479 | 0.0019274 | 0.0019274 | 0.0019274 | Education - Community College (summer) | 0.047056 | 0.047056 | 0.046619 | 0.04825 | 0.048254 | 0.047573 | 0.047573 | Education - Community College - Kitchen and Food Preparation - (summer) - all | 16 | 7 | 21 | 280.5524 | 2.0015 | 280.5524 | 2.0015 | 0 | 0 | 6.3762 | 0.045488 | 0 | 0 | 0 | 0 | 0 | 0 | 0 | 0 | 0.22698 | 0.35397 | 0.6 | 0.6 | 0.6 | 0.6 | 0.6 | 0.6 | 0.6 | 0.6 | 0.6 | 0.19524 | 0.1 | 0.1 | 0 | 0 | 0 | 0 |  | 261.7083 | 15.6552 | 261.7083 | 15.6552 | 0 | 0 | 5.9479 | 0.3558 | 0 | 0 | 0 | 0 | 0 | 0 | 0 | 0 | 0.20278 | 0.30556 | 0.5625 | 0.5625 | 0.5625 | 0.5625 | 0.5625 | 0.5625 | 0.5625 | 0.5625 | 0.5625 | 0.17708 | 0.1 | 0.1 | 0 | 0 | 0 | 0 | 0.85586 | 0.84 | 0.89406 | 0.84
561 | 5 | 61 | 5 | 1 |  |  |  |  | Education - Community College | Office (General) | Education - Community College - Office (General) |  | Education - Community College | Education - Community College - Office (General) | ComCollege Office (in session) | Sat | Open | 32 | 32 | 0.23406 | 1.1498 | 1.1498 | 1.1498 | 1.1498 | 1.1498 | 0.92867 | 0.92867 | 0 | 0 | 0 | 0 | 0 | 0 | 0 | 55.2606 | 55.2606 | 55.2606 | 55.2606 | 55.2606 | 44.6336 | 44.6336 | 0 | 0 | 0 | 0 | 0 | 0 | 0 | 0 | 0 | 0 | 0 | 0 | 0 | 0 | 0 | 0 | 0 | 0 | 0 | 0 | 0 | 0 | 0 | 0 | 0 | 0 | 0 | 0 | 0 | 0 | 0 | 0 | 0 | 0 | 0 | 0.10879 | 0.10879 | 0.10879 | 0.10879 | 0.10879 | 0.08787 | 0.08787 | 0 | 0 | 0 | 0 | 0 | 0 | 0 | 4.2382 | 4.2382 | 4.2382 | 4.2382 | 4.2382 | 3.4232 | 3.4232 | 0 | 0 | 0 | 0 | 0 | 0 | 0 | 0 | 0 | 0 | 0 | 0 | 0 | 0 | 0 | 0 | 0 | 0 | 0 | 0 | 0 | 0 | 0 | 0 | 0 | 0 | 0 | 0 | 0 | 0 | 0 | 0 | 0 | 0 | 0 | ComCollege Office (in session) ILit Sat | ComCollege Office (in session) ILit all | 3582 | 10 | 70 | ComCollege Office (in session) ILit2 Sat | ComCollege Office (in session) ILit2 Sat | ComCollege Office (in session) ILit2 All | 3832 | 10 | 50 | 3582 | 6.4169 | 0.50089 | 0.1 | 0.1 | 0.1 | 0.1 | 0.1 | 0.1 | 0.24444 | 0.24444 | 0.38889 | 0.7 | 0.7 | 0.7 | 0.7 | 0.7 | 0.7 | 0.7 | 0.38889 | 0.1 | 0.1 | 0.1 | 0.1 | 0.1 | 0.1 | 0.1 | 5.2013 | 0.35778 | 0.1 | 0.1 | 0.1 | 0.1 | 0.1 | 0.1 | 0.18889 | 0.18889 | 0.27778 | 0.5 | 0.5 | 0.5 | 0.5 | 0.5 | 0.5 | 0.5 | 0.27778 | 0.1 | 0.1 | 0.1 | 0.1 | 0.1 | 0.1 | 0.1 | 0 | 0 | 0 | 0 | 0 | 0 | 0.24074 | 0.24074 | 0.48148 | 1 | 1 | 1 | 1 | 1 | 1 | 1 | 0.48148 | 0 | 0 | 0 | 0 | 0 | 0 | 0 | 0 | 0 | 0 | 0 | 0 | 0 | 0.22222 | 0.22222 | 0.44444 | 1 | 1 | 1 | 1 | 1 | 1 | 1 | 0.44444 | 0 | 0 | 0 | 0 | 0 | 0 | 0 | 16 | 0.66337 | 0.20792 | 0.079208 | 0.049505 | 0.76136 | 0 | 0 | 0 | 0 | 0 | 0 | 0 | 0 |  | 0.077903 | 0.077903 | 0.077236 | 0.079864 | 0.079997 | 0.07863 | 0.07863 | Education - Community College - Office (General) - Sat | 10 | 7 | 16 | 162.4889 | 42.8533 | 0 | 0 | 162.4889 | 42.8533 | 0 | 0 | 5.0778 | 1.3392 | 0 | 0 | 0 | 0 | 0 | 0 | 0.24444 | 0.24444 | 0.38889 | 0.7 | 0.7 | 0.7 | 0.7 | 0.7 | 0.7 | 0 | 0 | 0 | 0 | 0 | 0 | 0 | 0 | 0 |  | 116.9778 | 49.4646 | 0 | 0 | 116.9778 | 49.4646 | 0 | 0 | 3.6556 | 1.5458 | 0 | 0 | 0 | 0 | 0 | 0 | 0.18889 | 0.18889 | 0.27778 | 0.5 | 0.5 | 0.5 | 0.5 | 0.5 | 0.5 | 0 | 0 | 0 | 0 | 0 | 0 | 0 | 0 | 0 | 0.85941 | 0.84 | 0.90721 | 0.84
562 | 5 | 62 | 6 | 2 |  |  |  |  | Education - Community College | Office (General) | Education - Community College - Office (General) |  | Education - Community College | Education - Community College - Office (General) | ComCollege Office (in session) | Sun | Closed | 32 | 32 | 0.23406 | 1.1498 | 1.1498 | 1.1498 | 1.1498 | 1.1498 | 0.92867 | 0.92867 | 0 | 0 | 0 | 0 | 0 | 0 | 0 | 8.8812 | 8.8812 | 8.8812 | 8.8812 | 8.8812 | 7.1733 | 7.1733 | 0 | 0 | 0 | 0 | 0 | 0 | 0 | 0 | 0 | 0 | 0 | 0 | 0 | 0 | 0 | 0 | 0 | 0 | 0 | 0 | 0 | 0 | 0 | 0 | 0 | 0 | 0 | 0 | 0 | 0 | 0 | 0 | 0 | 0 | 0 | 0.10879 | 0.10879 | 0.10879 | 0.10879 | 0.10879 | 0.08787 | 0.08787 | 0 | 0 | 0 | 0 | 0 | 0 | 0 | 0.88706 | 0.88706 | 0.88706 | 0.88706 | 0.88706 | 0.71647 | 0.71647 | 0 | 0 | 0 | 0 | 0 | 0 | 0 | 0 | 0 | 0 | 0 | 0 | 0 | 0 | 0 | 0 | 0 | 0 | 0 | 0 | 0 | 0 | 0 | 0 | 0 | 0 | 0 | 0 | 0 | 0 | 0 | 0 | 0 | 0 | 0 | ComCollege Office (in session) ILit Cls | ComCollege Office (in session) ILit Cls | 2 | 5 | 5 | ComCollege Office (in session) ILit2 Cls | ComCollege Office (in session) ILit Cls | ComCollege Office (in session) ILit Cls | 2 | 5 | 5 | 2 | 1.0313 | 0.042 | 0.05 | 0.05 | 0.05 | 0.05 | 0.05 | 0.05 | 0.05 | 0.05 | 0.05 | 0.05 | 0.05 | 0.05 | 0.05 | 0.05 | 0.05 | 0.05 | 0.05 | 0.05 | 0.05 | 0.05 | 0.05 | 0.05 | 0.05 | 0.05 | 1.0886 | 0.042 | 0.05 | 0.05 | 0.05 | 0.05 | 0.05 | 0.05 | 0.05 | 0.05 | 0.05 | 0.05 | 0.05 | 0.05 | 0.05 | 0.05 | 0.05 | 0.05 | 0.05 | 0.05 | 0.05 | 0.05 | 0.05 | 0.05 | 0.05 | 0.05 | 0 | 0 | 0 | 0 | 0 | 0 | 0 | 0 | 0 | 0 | 0 | 0 | 0 | 0 | 0 | 0 | 0 | 0 | 0 | 0 | 0 | 0 | 0 | 0 | 0 | 0 | 0 | 0 | 0 | 0 | 0 | 0 | 0 | 0 | 0 | 0 | 0 | 0 | 0 | 0 | 0 | 0 | 0 | 0 | 0 | 0 | 0 | 0 | 16 | 0.66337 | 0.20792 | 0.079208 | 0.049505 | 0.76136 | 0 | 0 | 0 | 0 | 0 | 0 | 0 | 0 |  | 0.077903 | 0.077903 | 0.077236 | 0.079864 | 0.079997 | 0.07863 | 0.07863 | Education - Community College - Office (General) - Sun | 12 | 8 | 15 | 0 | 33.0014 | 0 | 0 | 0 | 33.0014 | 0 | 0 | 0 | 1.0313 | 0 | 0 | 0 | 0 | 0 | 0 | 0 | 0 | 0 | 0 | 0 | 0 | 0 | 0 | 0 | 0 | 0 | 0 | 0 | 0 | 0 | 0 | 0 | 0 |  | 0 | 34.8368 | 0 | 0 | 0 | 34.8368 | 0 | 0 | 0 | 1.0886 | 0 | 0 | 0 | 0 | 0 | 0 | 0 | 0 | 0 | 0 | 0 | 0 | 0 | 0 | 0 | 0 | 0 | 0 | 0 | 0 | 0 | 0 | 0 | 0 | 0.85941 | 0.84 | 0.90721 | 0.84
563 | 5 | 63 | 7 | 3 |  |  |  |  | Education - Community College | Office (General) | Education - Community College - Office (General) |  | Education - Community College | Education - Community College - Office (General) | ComCollege Office (in session) | Hol | Closed | 6 | 6 | 0.23406 | 1.1498 | 1.1498 | 1.1498 | 1.1498 | 1.1498 | 0.92867 | 0.92867 | 0 | 0 | 0 | 0 | 0 | 0 | 0 | 1.6652 | 1.6652 | 1.6652 | 1.6652 | 1.6652 | 1.345 | 1.345 | 0 | 0 | 0 | 0 | 0 | 0 | 0 | 0 | 0 | 0 | 0 | 0 | 0 | 0 | 0 | 0 | 0 | 0 | 0 | 0 | 0 | 0 | 0 | 0 | 0 | 0 | 0 | 0 | 0 | 0 | 0 | 0 | 0 | 0 | 0 | 0.10879 | 0.10879 | 0.10879 | 0.10879 | 0.10879 | 0.08787 | 0.08787 | 0 | 0 | 0 | 0 | 0 | 0 | 0 | 0.16632 | 0.16632 | 0.16632 | 0.16632 | 0.16632 | 0.13434 | 0.13434 | 0 | 0 | 0 | 0 | 0 | 0 | 0 | 0 | 0 | 0 | 0 | 0 | 0 | 0 | 0 | 0 | 0 | 0 | 0 | 0 | 0 | 0 | 0 | 0 | 0 | 0 | 0 | 0 | 0 | 0 | 0 | 0 | 0 | 0 | 0 | ComCollege Office (in session) ILit Cls | ComCollege Office (in session) ILit Cls | 2 | 5 | 5 | ComCollege Office (in session) ILit2 Cls | ComCollege Office (in session) ILit Cls | ComCollege Office (in session) ILit Cls | 2 | 5 | 5 | 2 | 1.0313 | 0.042 | 0.05 | 0.05 | 0.05 | 0.05 | 0.05 | 0.05 | 0.05 | 0.05 | 0.05 | 0.05 | 0.05 | 0.05 | 0.05 | 0.05 | 0.05 | 0.05 | 0.05 | 0.05 | 0.05 | 0.05 | 0.05 | 0.05 | 0.05 | 0.05 | 1.0886 | 0.042 | 0.05 | 0.05 | 0.05 | 0.05 | 0.05 | 0.05 | 0.05 | 0.05 | 0.05 | 0.05 | 0.05 | 0.05 | 0.05 | 0.05 | 0.05 | 0.05 | 0.05 | 0.05 | 0.05 | 0.05 | 0.05 | 0.05 | 0.05 | 0.05 | 0 | 0 | 0 | 0 | 0 | 0 | 0 | 0 | 0 | 0 | 0 | 0 | 0 | 0 | 0 | 0 | 0 | 0 | 0 | 0 | 0 | 0 | 0 | 0 | 0 | 0 | 0 | 0 | 0 | 0 | 0 | 0 | 0 | 0 | 0 | 0 | 0 | 0 | 0 | 0 | 0 | 0 | 0 | 0 | 0 | 0 | 0 | 0 | 16 | 0.66337 | 0.20792 | 0.079208 | 0.049505 | 0.76136 | 0 | 0 | 0 | 0 | 0 | 0 | 0 | 0 |  | 0.077903 | 0.077903 | 0.077236 | 0.079864 | 0.079997 | 0.07863 | 0.07863 | Education - Community College - Office (General) - Hol | 14 | 8 | 15 | 0 | 6.1878 | 0 | 0 | 0 | 6.1878 | 0 | 0 | 0 | 1.0313 | 0 | 0 | 0 | 0 | 0 | 0 | 0 | 0 | 0 | 0 | 0 | 0 | 0 | 0 | 0 | 0 | 0 | 0 | 0 | 0 | 0 | 0 | 0 | 0 |  | 0 | 6.5319 | 0 | 0 | 0 | 6.5319 | 0 | 0 | 0 | 1.0886 | 0 | 0 | 0 | 0 | 0 | 0 | 0 | 0 | 0 | 0 | 0 | 0 | 0 | 0 | 0 | 0 | 0 | 0 | 0 | 0 | 0 | 0 | 0 | 0 | 0.85941 | 0.84 | 0.90721 | 0.84
564 | 5 | 64 | 8 | 4 |  | Education - Community College |  | Education - Community College - Office (General) | Education - Community College | Office (General) | Education - Community College - Office (General) |  | Education - Community College | Education - Community College - Office (General) | ComCollege Office (in session) | all | Open | 169 | 169 | 0.23406 | 1.1498 | 1.1498 | 1.1498 | 1.1498 | 1.1498 | 0.92867 | 0.92867 | 0 | 0 | 0 | 0 | 0 | 0 | 0 | 412.3614 | 412.3614 | 412.3614 | 412.3614 | 412.3614 | 333.0612 | 333.0612 | 0.20345 | 0.20345 | 0.20345 | 0.20345 | 0.20345 | 0.16433 | 0.16433 | 0 | 0 | 0 | 0 | 0 | 0 | 0 | 0 | 0 | 0 | 0 | 0 | 0 | 0 | 0.756 | 0.756 | 0.756 | 0.756 | 0.756 | 0.756 | 0.756 | 0.65389 | 0.65389 | 0.6538 | 0.66114 | 0.66167 | 0.6572 | 0.6572 | 0.10879 | 0.10879 | 0.10879 | 0.10879 | 0.10879 | 0.08787 | 0.08787 | 0 | 0 | 0 | 0 | 0 | 0 | 0 | 40.7752 | 40.7752 | 40.7752 | 40.7752 | 40.7752 | 32.9338 | 32.9338 | 0.01925 | 0.01925 | 0.01925 | 0.01925 | 0.01925 | 0.015548 | 0.015548 | 0 | 0 | 0 | 0 | 0 | 0 | 0 | 0 | 0 | 0 | 0 | 0 | 0 | 0 | 0.756 | 0.756 | 0.756 | 0.756 | 0.756 | 0.756 | 0.756 | 0.51354 | 0.51354 | 0.51523 | 0.53306 | 0.53386 | 0.52391 | 0.52391 | ComCollege Office (in session) ILit all | ComCollege Office (in session) ILit all | 3581 | 10 | 90 | ComCollege Office (in session) ILit2 all | ComCollege Office (in session) ILit2 all | ComCollege Office (in session) ILit2 All | 3831 | 10 | 90 | 3581 | 9.0668 | 0.756 | 0.1 | 0.1 | 0.1 | 0.1 | 0.1 | 0.3 | 0.3 | 0.5 | 0.9 | 0.9 | 0.9 | 0.9 | 0.9 | 0.9 | 0.9 | 0.9 | 0.9 | 0.25 | 0.1 | 0.1 | 0.1 | 0.1 | 0.1 | 0.1 | 9.4753 | 0.756 | 0.1 | 0.1 | 0.1 | 0.1 | 0.1 | 0.27778 | 0.27778 | 0.45556 | 0.9 | 0.9 | 0.9 | 0.9 | 0.9 | 0.9 | 0.9 | 0.9 | 0.9 | 0.23333 | 0.1 | 0.1 | 0.1 | 0.1 | 0.1 | 0.1 | 0 | 0 | 0 | 0 | 0 | 0.25 | 0.25 | 0.5 | 1 | 1 | 1 | 1 | 1 | 1 | 1 | 1 | 1 | 0.1875 | 0 | 0 | 0 | 0 | 0 | 0 | 0 | 0 | 0 | 0 | 0 | 0.22222 | 0.22222 | 0.44444 | 1 | 1 | 1 | 1 | 1 | 1 | 1 | 1 | 1 | 0.16667 | 0 | 0 | 0 | 0 | 0 | 0 | 16 | 0.66337 | 0.20792 | 0.079208 | 0.049505 | 0.76136 | 0.10628 | 0.028603 | 0.028603 | 0.028603 | 0.028603 | 0.028603 | 0.023102 | 0.023102 | Education - Community College | 0.077903 | 0.077903 | 0.077236 | 0.079864 | 0.079997 | 0.07863 | 0.07863 | Education - Community College - Office (General) - all | 16 | 7 | 21 | 1580.15 | -47.8612 | 1580.15 | -47.8612 | 0 | 0 | 9.35 | -0.2832 | 0 | 0 | 0 | 0 | 0 | 0 | 0 | 0 | 0.3 | 0.5 | 0.9 | 0.9 | 0.9 | 0.9 | 0.9 | 0.9 | 0.9 | 0.9 | 0.9 | 0.25 | 0.1 | 0.1 | 0 | 0 | 0 | 0 |  | 1566.0667 | 35.2559 | 1566.0667 | 35.2559 | 0 | 0 | 9.2667 | 0.20861 | 0 | 0 | 0 | 0 | 0 | 0 | 0 | 0 | 0.27778 | 0.45556 | 0.9 | 0.9 | 0.9 | 0.9 | 0.9 | 0.9 | 0.9 | 0.9 | 0.9 | 0.23333 | 0.1 | 0.1 | 0 | 0 | 0 | 0 | 0.85941 | 0.84 | 0.90721 | 0.84
565 | 5 | 65 | 5 | 5 |  |  |  |  | Education - Community College | Office (General) | Education - Community College - Office (General) | (break) | Education - Community College (break) | Education - Community College - Office (General) (break) | ComCollege Office (break) | Sat | Closed | 12 | 12 | 0.23406 | 1.1498 | 1.1498 | 1.1498 | 1.1498 | 1.1498 | 0.92867 | 0.92867 | 0 | 0 | 0 | 0 | 0 | 0 | 0 | 1.3322 | 1.3322 | 1.3322 | 1.3322 | 1.3322 | 1.076 | 1.076 | 0 | 0 | 0 | 0 | 0 | 0 | 0 | 0 | 0 | 0 | 0 | 0 | 0 | 0 | 0 | 0 | 0 | 0 | 0 | 0 | 0 | 0 | 0 | 0 | 0 | 0 | 0 | 0 | 0 | 0 | 0 | 0 | 0 | 0 | 0 | 0.10879 | 0.10879 | 0.10879 | 0.10879 | 0.10879 | 0.08787 | 0.08787 | 0 | 0 | 0 | 0 | 0 | 0 | 0 | 0.13306 | 0.13306 | 0.13306 | 0.13306 | 0.13306 | 0.10747 | 0.10747 | 0 | 0 | 0 | 0 | 0 | 0 | 0 | 0 | 0 | 0 | 0 | 0 | 0 | 0 | 0 | 0 | 0 | 0 | 0 | 0 | 0 | 0 | 0 | 0 | 0 | 0 | 0 | 0 | 0 | 0 | 0 | 0 | 0 | 0 | 0 | ComCollege Office (break) ILit Cls | ComCollege Office (break) ILit Cls | 2 | 2 | 2 | ComCollege Office (break) ILit2 Cls | ComCollege Office (break) ILit Cls | ComCollege Office (break) ILit Cls | 2 | 2 | 2 | 2 | 0.41252 | 0.02 | 0.02 | 0.02 | 0.02 | 0.02 | 0.02 | 0.02 | 0.02 | 0.02 | 0.02 | 0.02 | 0.02 | 0.02 | 0.02 | 0.02 | 0.02 | 0.02 | 0.02 | 0.02 | 0.02 | 0.02 | 0.02 | 0.02 | 0.02 | 0.02 | 0.43546 | 0.02 | 0.02 | 0.02 | 0.02 | 0.02 | 0.02 | 0.02 | 0.02 | 0.02 | 0.02 | 0.02 | 0.02 | 0.02 | 0.02 | 0.02 | 0.02 | 0.02 | 0.02 | 0.02 | 0.02 | 0.02 | 0.02 | 0.02 | 0.02 | 0.02 | 0 | 0 | 0 | 0 | 0 | 0 | 0 | 0 | 0 | 0 | 0 | 0 | 0 | 0 | 0 | 0 | 0 | 0 | 0 | 0 | 0 | 0 | 0 | 0 | 0 | 0 | 0 | 0 | 0 | 0 | 0 | 0 | 0 | 0 | 0 | 0 | 0 | 0 | 0 | 0 | 0 | 0 | 0 | 0 | 0 | 0 | 0 | 0 | 16 | 0.66337 | 0.20792 | 0.079208 | 0.049505 | 0.76136 | 0 | 0 | 0 | 0 | 0 | 0 | 0 | 0 |  | 0.0025764 | 0.0025764 | 0.0025432 | 0.0026301 | 0.0026318 | 0.0026225 | 0.0026225 | Education - Community College - Office (General) - (break) - Sat | 10 | 9 | 14 | 0 | 4.9502 | 0 | 0 | 0 | 4.9502 | 0 | 0 | 0 | 0.41252 | 0 | 0 | 0 | 0 | 0 | 0 | 0 | 0 | 0 | 0 | 0 | 0 | 0 | 0 | 0 | 0 | 0 | 0 | 0 | 0 | 0 | 0 | 0 | 0 |  | 0 | 5.2255 | 0 | 0 | 0 | 5.2255 | 0 | 0 | 0 | 0.43546 | 0 | 0 | 0 | 0 | 0 | 0 | 0 | 0 | 0 | 0 | 0 | 0 | 0 | 0 | 0 | 0 | 0 | 0 | 0 | 0 | 0 | 0 | 0 | 0 | 0.85941 | 0.84 | 0.90721 | 0.84
566 | 5 | 66 | 6 | 6 |  |  |  |  | Education - Community College | Office (General) | Education - Community College - Office (General) | (break) | Education - Community College (break) | Education - Community College - Office (General) (break) | ComCollege Office (break) | Sun | Closed | 12 | 12 | 0.23406 | 1.1498 | 1.1498 | 1.1498 | 1.1498 | 1.1498 | 0.92867 | 0.92867 | 0 | 0 | 0 | 0 | 0 | 0 | 0 | 1.3322 | 1.3322 | 1.3322 | 1.3322 | 1.3322 | 1.076 | 1.076 | 0 | 0 | 0 | 0 | 0 | 0 | 0 | 0 | 0 | 0 | 0 | 0 | 0 | 0 | 0 | 0 | 0 | 0 | 0 | 0 | 0 | 0 | 0 | 0 | 0 | 0 | 0 | 0 | 0 | 0 | 0 | 0 | 0 | 0 | 0 | 0.10879 | 0.10879 | 0.10879 | 0.10879 | 0.10879 | 0.08787 | 0.08787 | 0 | 0 | 0 | 0 | 0 | 0 | 0 | 0.13306 | 0.13306 | 0.13306 | 0.13306 | 0.13306 | 0.10747 | 0.10747 | 0 | 0 | 0 | 0 | 0 | 0 | 0 | 0 | 0 | 0 | 0 | 0 | 0 | 0 | 0 | 0 | 0 | 0 | 0 | 0 | 0 | 0 | 0 | 0 | 0 | 0 | 0 | 0 | 0 | 0 | 0 | 0 | 0 | 0 | 0 | ComCollege Office (break) ILit Cls | ComCollege Office (break) ILit Cls | 2 | 2 | 2 | ComCollege Office (break) ILit2 Cls | ComCollege Office (break) ILit Cls | ComCollege Office (break) ILit Cls | 2 | 2 | 2 | 2 | 0.41252 | 0.02 | 0.02 | 0.02 | 0.02 | 0.02 | 0.02 | 0.02 | 0.02 | 0.02 | 0.02 | 0.02 | 0.02 | 0.02 | 0.02 | 0.02 | 0.02 | 0.02 | 0.02 | 0.02 | 0.02 | 0.02 | 0.02 | 0.02 | 0.02 | 0.02 | 0.43546 | 0.02 | 0.02 | 0.02 | 0.02 | 0.02 | 0.02 | 0.02 | 0.02 | 0.02 | 0.02 | 0.02 | 0.02 | 0.02 | 0.02 | 0.02 | 0.02 | 0.02 | 0.02 | 0.02 | 0.02 | 0.02 | 0.02 | 0.02 | 0.02 | 0.02 | 0 | 0 | 0 | 0 | 0 | 0 | 0 | 0 | 0 | 0 | 0 | 0 | 0 | 0 | 0 | 0 | 0 | 0 | 0 | 0 | 0 | 0 | 0 | 0 | 0 | 0 | 0 | 0 | 0 | 0 | 0 | 0 | 0 | 0 | 0 | 0 | 0 | 0 | 0 | 0 | 0 | 0 | 0 | 0 | 0 | 0 | 0 | 0 | 16 | 0.66337 | 0.20792 | 0.079208 | 0.049505 | 0.76136 | 0 | 0 | 0 | 0 | 0 | 0 | 0 | 0 |  | 0.0025764 | 0.0025764 | 0.0025432 | 0.0026301 | 0.0026318 | 0.0026225 | 0.0026225 | Education - Community College - Office (General) - (break) - Sun | 12 | 9 | 14 | 0 | 4.9502 | 0 | 0 | 0 | 4.9502 | 0 | 0 | 0 | 0.41252 | 0 | 0 | 0 | 0 | 0 | 0 | 0 | 0 | 0 | 0 | 0 | 0 | 0 | 0 | 0 | 0 | 0 | 0 | 0 | 0 | 0 | 0 | 0 | 0 |  | 0 | 5.2255 | 0 | 0 | 0 | 5.2255 | 0 | 0 | 0 | 0.43546 | 0 | 0 | 0 | 0 | 0 | 0 | 0 | 0 | 0 | 0 | 0 | 0 | 0 | 0 | 0 | 0 | 0 | 0 | 0 | 0 | 0 | 0 | 0 | 0 | 0.85941 | 0.84 | 0.90721 | 0.84
567 | 5 | 67 | 7 | 7 |  |  |  |  | Education - Community College | Office (General) | Education - Community College - Office (General) | (break) | Education - Community College (break) | Education - Community College - Office (General) (break) | ComCollege Office (break) | Hol | Closed | 3 | 3 | 0.23406 | 1.1498 | 1.1498 | 1.1498 | 1.1498 | 1.1498 | 0.92867 | 0.92867 | 0 | 0 | 0 | 0 | 0 | 0 | 0 | 0.33304 | 0.33304 | 0.33304 | 0.33304 | 0.33304 | 0.269 | 0.269 | 0 | 0 | 0 | 0 | 0 | 0 | 0 | 0 | 0 | 0 | 0 | 0 | 0 | 0 | 0 | 0 | 0 | 0 | 0 | 0 | 0 | 0 | 0 | 0 | 0 | 0 | 0 | 0 | 0 | 0 | 0 | 0 | 0 | 0 | 0 | 0.10879 | 0.10879 | 0.10879 | 0.10879 | 0.10879 | 0.08787 | 0.08787 | 0 | 0 | 0 | 0 | 0 | 0 | 0 | 0.033265 | 0.033265 | 0.033265 | 0.033265 | 0.033265 | 0.026868 | 0.026868 | 0 | 0 | 0 | 0 | 0 | 0 | 0 | 0 | 0 | 0 | 0 | 0 | 0 | 0 | 0 | 0 | 0 | 0 | 0 | 0 | 0 | 0 | 0 | 0 | 0 | 0 | 0 | 0 | 0 | 0 | 0 | 0 | 0 | 0 | 0 | ComCollege Office (break) ILit Cls | ComCollege Office (break) ILit Cls | 2 | 2 | 2 | ComCollege Office (break) ILit2 Cls | ComCollege Office (break) ILit Cls | ComCollege Office (break) ILit Cls | 2 | 2 | 2 | 2 | 0.41252 | 0.02 | 0.02 | 0.02 | 0.02 | 0.02 | 0.02 | 0.02 | 0.02 | 0.02 | 0.02 | 0.02 | 0.02 | 0.02 | 0.02 | 0.02 | 0.02 | 0.02 | 0.02 | 0.02 | 0.02 | 0.02 | 0.02 | 0.02 | 0.02 | 0.02 | 0.43546 | 0.02 | 0.02 | 0.02 | 0.02 | 0.02 | 0.02 | 0.02 | 0.02 | 0.02 | 0.02 | 0.02 | 0.02 | 0.02 | 0.02 | 0.02 | 0.02 | 0.02 | 0.02 | 0.02 | 0.02 | 0.02 | 0.02 | 0.02 | 0.02 | 0.02 | 0 | 0 | 0 | 0 | 0 | 0 | 0 | 0 | 0 | 0 | 0 | 0 | 0 | 0 | 0 | 0 | 0 | 0 | 0 | 0 | 0 | 0 | 0 | 0 | 0 | 0 | 0 | 0 | 0 | 0 | 0 | 0 | 0 | 0 | 0 | 0 | 0 | 0 | 0 | 0 | 0 | 0 | 0 | 0 | 0 | 0 | 0 | 0 | 16 | 0.66337 | 0.20792 | 0.079208 | 0.049505 | 0.76136 | 0 | 0 | 0 | 0 | 0 | 0 | 0 | 0 |  | 0.0025764 | 0.0025764 | 0.0025432 | 0.0026301 | 0.0026318 | 0.0026225 | 0.0026225 | Education - Community College - Office (General) - (break) - Hol | 14 | 9 | 14 | 0 | 1.2376 | 0 | 0 | 0 | 1.2376 | 0 | 0 | 0 | 0.41252 | 0 | 0 | 0 | 0 | 0 | 0 | 0 | 0 | 0 | 0 | 0 | 0 | 0 | 0 | 0 | 0 | 0 | 0 | 0 | 0 | 0 | 0 | 0 | 0 |  | 0 | 1.3064 | 0 | 0 | 0 | 1.3064 | 0 | 0 | 0 | 0.43546 | 0 | 0 | 0 | 0 | 0 | 0 | 0 | 0 | 0 | 0 | 0 | 0 | 0 | 0 | 0 | 0 | 0 | 0 | 0 | 0 | 0 | 0 | 0 | 0 | 0.85941 | 0.84 | 0.90721 | 0.84
568 | 5 | 68 | 8 | 8 |  | Education - Community College (break) |  | Education - Community College - Office (General) (break) | Education - Community College | Office (General) | Education - Community College - Office (General) | (break) | Education - Community College (break) | Education - Community College - Office (General) (break) | ComCollege Office (break) | all | Closed | 38 | 38 | 0.23406 | 1.1498 | 1.1498 | 1.1498 | 1.1498 | 1.1498 | 0.92867 | 0.92867 | 0 | 0 | 0 | 0 | 0 | 0 | 0 | 4.2186 | 4.2186 | 4.2186 | 4.2186 | 4.2186 | 3.4073 | 3.4073 | 0.0053823 | 0.0053823 | 0.0053823 | 0.0053823 | 0.0053823 | 0.0043472 | 0.0043472 | 0 | 0 | 0 | 0 | 0 | 0 | 0 | 0 | 0 | 0 | 0 | 0 | 0 | 0 | 0.02 | 0.02 | 0.02 | 0.02 | 0.02 | 0.02 | 0.02 | 0.021581 | 0.021581 | 0.021501 | 0.021742 | 0.02174 | 0.021845 | 0.021845 | 0.10879 | 0.10879 | 0.10879 | 0.10879 | 0.10879 | 0.08787 | 0.08787 | 0 | 0 | 0 | 0 | 0 | 0 | 0 | 0.42136 | 0.42136 | 0.42136 | 0.42136 | 0.42136 | 0.34033 | 0.34033 | 0.00050927 | 0.00050927 | 0.00050927 | 0.00050927 | 0.00050927 | 0.00041133 | 0.00041133 | 0 | 0 | 0 | 0 | 0 | 0 | 0 | 0 | 0 | 0 | 0 | 0 | 0 | 0 | 0.02 | 0.02 | 0.02 | 0.02 | 0.02 | 0.02 | 0.02 | 0.021581 | 0.021581 | 0.021501 | 0.021742 | 0.02174 | 0.021845 | 0.021845 | ComCollege Office (break) ILit Cls | ComCollege Office (break) ILit Cls | 2 | 2 | 2 | ComCollege Office (break) ILit2 Cls | ComCollege Office (break) ILit Cls | ComCollege Office (break) ILit Cls | 2 | 2 | 2 | 2 | 0.41252 | 0.02 | 0.02 | 0.02 | 0.02 | 0.02 | 0.02 | 0.02 | 0.02 | 0.02 | 0.02 | 0.02 | 0.02 | 0.02 | 0.02 | 0.02 | 0.02 | 0.02 | 0.02 | 0.02 | 0.02 | 0.02 | 0.02 | 0.02 | 0.02 | 0.02 | 0.43546 | 0.02 | 0.02 | 0.02 | 0.02 | 0.02 | 0.02 | 0.02 | 0.02 | 0.02 | 0.02 | 0.02 | 0.02 | 0.02 | 0.02 | 0.02 | 0.02 | 0.02 | 0.02 | 0.02 | 0.02 | 0.02 | 0.02 | 0.02 | 0.02 | 0.02 | 0 | 0 | 0 | 0 | 0 | 0 | 0 | 0 | 0 | 0 | 0 | 0 | 0 | 0 | 0 | 0 | 0 | 0 | 0 | 0 | 0 | 0 | 0 | 0 | 0 | 0 | 0 | 0 | 0 | 0 | 0 | 0 | 0 | 0 | 0 | 0 | 0 | 0 | 0 | 0 | 0 | 0 | 0 | 0 | 0 | 0 | 0 | 0 | 16 | 0.66337 | 0.20792 | 0.079208 | 0.049505 | 0.76136 | 0.0028118 | 0.00075669 | 0.00075669 | 0.00075669 | 0.00075669 | 0.00075669 | 0.00061117 | 0.00061117 | Education - Community College (break) | 0.0025764 | 0.0025764 | 0.0025432 | 0.0026301 | 0.0026318 | 0.0026225 | 0.0026225 | Education - Community College - Office (General) - (break) - all | 16 | 9 | 17 | 0 | 15.6757 | 0 | 15.6757 | 0 | 0 | 0 | 0.41252 | 0 | 0 | 0 | 0 | 0 | 0 | 0 | 0 | 0 | 0 | 0 | 0 | 0 | 0 | 0 | 0 | 0 | 0 | 0 | 0 | 0 | 0 | 0 | 0 | 0 | 0 |  | 0 | 16.5475 | 0 | 16.5475 | 0 | 0 | 0 | 0.43546 | 0 | 0 | 0 | 0 | 0 | 0 | 0 | 0 | 0 | 0 | 0 | 0 | 0 | 0 | 0 | 0 | 0 | 0 | 0 | 0 | 0 | 0 | 0 | 0 | 0 | 0 | 0.85941 | 0.84 | 0.90721 | 0.84
569 | 5 | 69 | 5 | 9 |  |  |  |  | Education - Community College | Office (General) | Education - Community College - Office (General) | (summer) | Education - Community College (summer) | Education - Community College - Office (General) (summer) | ComCollege Office (summer) | Sat | Open | 8 | 8 | 0.23406 | 1.1498 | 1.1498 | 1.1498 | 1.1498 | 1.1498 | 0.92867 | 0.92867 | 0 | 0 | 0 | 0 | 0 | 0 | 0 | 6.8999 | 6.8999 | 6.8999 | 6.8999 | 6.8999 | 5.573 | 5.573 | 0 | 0 | 0 | 0 | 0 | 0 | 0 | 0 | 0 | 0 | 0 | 0 | 0 | 0 | 0 | 0 | 0 | 0 | 0 | 0 | 0 | 0 | 0 | 0 | 0 | 0 | 0 | 0 | 0 | 0 | 0 | 0 | 0 | 0 | 0 | 0.10879 | 0.10879 | 0.10879 | 0.10879 | 0.10879 | 0.08787 | 0.08787 | 0 | 0 | 0 | 0 | 0 | 0 | 0 | 0.68917 | 0.68917 | 0.68917 | 0.68917 | 0.68917 | 0.55664 | 0.55664 | 0 | 0 | 0 | 0 | 0 | 0 | 0 | 0 | 0 | 0 | 0 | 0 | 0 | 0 | 0 | 0 | 0 | 0 | 0 | 0 | 0 | 0 | 0 | 0 | 0 | 0 | 0 | 0 | 0 | 0 | 0 | 0 | 0 | 0 | 0 | ComCollege Office (summer) ILit Sat | ComCollege Office (summer) ILit all | 3612 | 10 | 28.125 | ComCollege Office (summer) ILit2 Sat | ComCollege Office (summer) ILit2 Sat | ComCollege Office (summer) ILit2 All | 3842 | 10 | 28.125 | 3612 | 3.2049 | 0.15731 | 0.1 | 0.1 | 0.1 | 0.1 | 0.1 | 0.1 | 0.14028 | 0.14028 | 0.18056 | 0.28125 | 0.28125 | 0.28125 | 0.28125 | 0.28125 | 0.28125 | 0.18056 | 0.1 | 0.1 | 0.1 | 0.1 | 0.1 | 0.1 | 0.1 | 0.1 | 3.3831 | 0.15731 | 0.1 | 0.1 | 0.1 | 0.1 | 0.1 | 0.1 | 0.14028 | 0.14028 | 0.18056 | 0.28125 | 0.28125 | 0.28125 | 0.28125 | 0.28125 | 0.28125 | 0.18056 | 0.1 | 0.1 | 0.1 | 0.1 | 0.1 | 0.1 | 0.1 | 0.1 | 0 | 0 | 0 | 0 | 0 | 0 | 0.22222 | 0.22222 | 0.44444 | 1 | 1 | 1 | 1 | 1 | 1 | 0.44444 | 0 | 0 | 0 | 0 | 0 | 0 | 0 | 0 | 0 | 0 | 0 | 0 | 0 | 0 | 0.22222 | 0.22222 | 0.44444 | 1 | 1 | 1 | 1 | 1 | 1 | 0.44444 | 0 | 0 | 0 | 0 | 0 | 0 | 0 | 0 | 16 | 0.66337 | 0.20792 | 0.079208 | 0.049505 | 0.76136 | 0 | 0 | 0 | 0 | 0 | 0 | 0 | 0 |  | 0.047056 | 0.047056 | 0.046619 | 0.04825 | 0.048254 | 0.047573 | 0.047573 | Education - Community College - Office (General) - (summer) - Sat | 10 | 7 | 16 | 17.1889 | 8.4502 | 0 | 0 | 17.1889 | 8.4502 | 0 | 0 | 2.1486 | 1.0563 | 0 | 0 | 0 | 0 | 0 | 0 | 0.14028 | 0.14028 | 0.18056 | 0.28125 | 0.28125 | 0.28125 | 0.28125 | 0.28125 | 0.28125 | 0 | 0 | 0 | 0 | 0 | 0 | 0 | 0 | 0 |  | 17.1889 | 9.8761 | 0 | 0 | 17.1889 | 9.8761 | 0 | 0 | 2.1486 | 1.2345 | 0 | 0 | 0 | 0 | 0 | 0 | 0.14028 | 0.14028 | 0.18056 | 0.28125 | 0.28125 | 0.28125 | 0.28125 | 0.28125 | 0.28125 | 0 | 0 | 0 | 0 | 0 | 0 | 0 | 0 | 0 | 0.85941 | 0.84 | 0.90721 | 0.84
570 | 5 | 70 | 6 | 10 |  |  |  |  | Education - Community College | Office (General) | Education - Community College - Office (General) | (summer) | Education - Community College (summer) | Education - Community College - Office (General) (summer) | ComCollege Office (summer) | Sun | Closed | 8 | 8 | 0.23406 | 1.1498 | 1.1498 | 1.1498 | 1.1498 | 1.1498 | 0.92867 | 0.92867 | 0 | 0 | 0 | 0 | 0 | 0 | 0 | 1.5542 | 1.5542 | 1.5542 | 1.5542 | 1.5542 | 1.2553 | 1.2553 | 0 | 0 | 0 | 0 | 0 | 0 | 0 | 0 | 0 | 0 | 0 | 0 | 0 | 0 | 0 | 0 | 0 | 0 | 0 | 0 | 0 | 0 | 0 | 0 | 0 | 0 | 0 | 0 | 0 | 0 | 0 | 0 | 0 | 0 | 0 | 0.10879 | 0.10879 | 0.10879 | 0.10879 | 0.10879 | 0.08787 | 0.08787 | 0 | 0 | 0 | 0 | 0 | 0 | 0 | 0.15524 | 0.15524 | 0.15524 | 0.15524 | 0.15524 | 0.12538 | 0.12538 | 0 | 0 | 0 | 0 | 0 | 0 | 0 | 0 | 0 | 0 | 0 | 0 | 0 | 0 | 0 | 0 | 0 | 0 | 0 | 0 | 0 | 0 | 0 | 0 | 0 | 0 | 0 | 0 | 0 | 0 | 0 | 0 | 0 | 0 | 0 | ComCollege Office (summer) ILit Cls | ComCollege Office (summer) ILit Cls | 2 | 3.5 | 3.5 | ComCollege Office (summer) ILit2 Cls | ComCollege Office (summer) ILit Cls | ComCollege Office (summer) ILit Cls | 2 | 3.5 | 3.5 | 2 | 0.72191 | 0.0294 | 0.035 | 0.035 | 0.035 | 0.035 | 0.035 | 0.035 | 0.035 | 0.035 | 0.035 | 0.035 | 0.035 | 0.035 | 0.035 | 0.035 | 0.035 | 0.035 | 0.035 | 0.035 | 0.035 | 0.035 | 0.035 | 0.035 | 0.035 | 0.035 | 0.76205 | 0.0294 | 0.035 | 0.035 | 0.035 | 0.035 | 0.035 | 0.035 | 0.035 | 0.035 | 0.035 | 0.035 | 0.035 | 0.035 | 0.035 | 0.035 | 0.035 | 0.035 | 0.035 | 0.035 | 0.035 | 0.035 | 0.035 | 0.035 | 0.035 | 0.035 | 0 | 0 | 0 | 0 | 0 | 0 | 0 | 0 | 0 | 0 | 0 | 0 | 0 | 0 | 0 | 0 | 0 | 0 | 0 | 0 | 0 | 0 | 0 | 0 | 0 | 0 | 0 | 0 | 0 | 0 | 0 | 0 | 0 | 0 | 0 | 0 | 0 | 0 | 0 | 0 | 0 | 0 | 0 | 0 | 0 | 0 | 0 | 0 | 16 | 0.66337 | 0.20792 | 0.079208 | 0.049505 | 0.76136 | 0 | 0 | 0 | 0 | 0 | 0 | 0 | 0 |  | 0.047056 | 0.047056 | 0.046619 | 0.04825 | 0.048254 | 0.047573 | 0.047573 | Education - Community College - Office (General) - (summer) - Sun | 12 | 8 | 15 | 0 | 5.7752 | 0 | 0 | 0 | 5.7752 | 0 | 0 | 0 | 0.72191 | 0 | 0 | 0 | 0 | 0 | 0 | 0 | 0 | 0 | 0 | 0 | 0 | 0 | 0 | 0 | 0 | 0 | 0 | 0 | 0 | 0 | 0 | 0 | 0 |  | 0 | 6.0964 | 0 | 0 | 0 | 6.0964 | 0 | 0 | 0 | 0.76205 | 0 | 0 | 0 | 0 | 0 | 0 | 0 | 0 | 0 | 0 | 0 | 0 | 0 | 0 | 0 | 0 | 0 | 0 | 0 | 0 | 0 | 0 | 0 | 0 | 0.85941 | 0.84 | 0.90721 | 0.84
571 | 5 | 71 | 7 | 11 |  |  |  |  | Education - Community College | Office (General) | Education - Community College - Office (General) | (summer) | Education - Community College (summer) | Education - Community College - Office (General) (summer) | ComCollege Office (summer) | Hol | Closed | 1 | 1 | 0.23406 | 1.1498 | 1.1498 | 1.1498 | 1.1498 | 1.1498 | 0.92867 | 0.92867 | 0 | 0 | 0 | 0 | 0 | 0 | 0 | 0.19428 | 0.19428 | 0.19428 | 0.19428 | 0.19428 | 0.15691 | 0.15691 | 0 | 0 | 0 | 0 | 0 | 0 | 0 | 0 | 0 | 0 | 0 | 0 | 0 | 0 | 0 | 0 | 0 | 0 | 0 | 0 | 0 | 0 | 0 | 0 | 0 | 0 | 0 | 0 | 0 | 0 | 0 | 0 | 0 | 0 | 0 | 0.10879 | 0.10879 | 0.10879 | 0.10879 | 0.10879 | 0.08787 | 0.08787 | 0 | 0 | 0 | 0 | 0 | 0 | 0 | 0.019405 | 0.019405 | 0.019405 | 0.019405 | 0.019405 | 0.015673 | 0.015673 | 0 | 0 | 0 | 0 | 0 | 0 | 0 | 0 | 0 | 0 | 0 | 0 | 0 | 0 | 0 | 0 | 0 | 0 | 0 | 0 | 0 | 0 | 0 | 0 | 0 | 0 | 0 | 0 | 0 | 0 | 0 | 0 | 0 | 0 | 0 | ComCollege Office (summer) ILit Cls | ComCollege Office (summer) ILit Cls | 2 | 3.5 | 3.5 | ComCollege Office (summer) ILit2 Cls | ComCollege Office (summer) ILit Cls | ComCollege Office (summer) ILit Cls | 2 | 3.5 | 3.5 | 2 | 0.72191 | 0.0294 | 0.035 | 0.035 | 0.035 | 0.035 | 0.035 | 0.035 | 0.035 | 0.035 | 0.035 | 0.035 | 0.035 | 0.035 | 0.035 | 0.035 | 0.035 | 0.035 | 0.035 | 0.035 | 0.035 | 0.035 | 0.035 | 0.035 | 0.035 | 0.035 | 0.76205 | 0.0294 | 0.035 | 0.035 | 0.035 | 0.035 | 0.035 | 0.035 | 0.035 | 0.035 | 0.035 | 0.035 | 0.035 | 0.035 | 0.035 | 0.035 | 0.035 | 0.035 | 0.035 | 0.035 | 0.035 | 0.035 | 0.035 | 0.035 | 0.035 | 0.035 | 0 | 0 | 0 | 0 | 0 | 0 | 0 | 0 | 0 | 0 | 0 | 0 | 0 | 0 | 0 | 0 | 0 | 0 | 0 | 0 | 0 | 0 | 0 | 0 | 0 | 0 | 0 | 0 | 0 | 0 | 0 | 0 | 0 | 0 | 0 | 0 | 0 | 0 | 0 | 0 | 0 | 0 | 0 | 0 | 0 | 0 | 0 | 0 | 16 | 0.66337 | 0.20792 | 0.079208 | 0.049505 | 0.76136 | 0 | 0 | 0 | 0 | 0 | 0 | 0 | 0 |  | 0.047056 | 0.047056 | 0.046619 | 0.04825 | 0.048254 | 0.047573 | 0.047573 | Education - Community College - Office (General) - (summer) - Hol | 14 | 8 | 15 | 0 | 0.72191 | 0 | 0 | 0 | 0.72191 | 0 | 0 | 0 | 0.72191 | 0 | 0 | 0 | 0 | 0 | 0 | 0 | 0 | 0 | 0 | 0 | 0 | 0 | 0 | 0 | 0 | 0 | 0 | 0 | 0 | 0 | 0 | 0 | 0 |  | 0 | 0.76205 | 0 | 0 | 0 | 0.76205 | 0 | 0 | 0 | 0.76205 | 0 | 0 | 0 | 0 | 0 | 0 | 0 | 0 | 0 | 0 | 0 | 0 | 0 | 0 | 0 | 0 | 0 | 0 | 0 | 0 | 0 | 0 | 0 | 0 | 0.85941 | 0.84 | 0.90721 | 0.84
572 | 5 | 72 | 8 | 12 | Education - Community College | Education - Community College (summer) | Education - Community College - Office (General) | Education - Community College - Office (General) (summer) | Education - Community College | Office (General) | Education - Community College - Office (General) | (summer) | Education - Community College (summer) | Education - Community College - Office (General) (summer) | ComCollege Office (summer) | all | Open | 44 | 44 | 0.23406 | 1.1498 | 1.1498 | 1.1498 | 1.1498 | 1.1498 | 0.92867 | 0.92867 | 0.26911 | 0.26911 | 0.26911 | 0.26911 | 0.26911 | 0.21736 | 0.21736 | 78.1829 | 78.1829 | 78.1829 | 78.1829 | 78.1829 | 63.1477 | 63.1477 | 0.11738 | 0.11738 | 0.11738 | 0.11738 | 0.11738 | 0.094811 | 0.094811 | 2126.2891 | 2126.2891 | 2126.2891 | 2126.2891 | 2126.2891 | 2126.2891 | 2126.2891 | 2098.3434 | 2098.3434 | 2101.7368 | 2100.1536 | 2102.3644 | 2101.888 | 2101.888 | 0.43619 | 0.43619 | 0.43619 | 0.43619 | 0.43619 | 0.43619 | 0.43619 | 0.39488 | 0.39488 | 0.39459 | 0.39947 | 0.3991 | 0.39742 | 0.39742 | 0.10879 | 0.10879 | 0.10879 | 0.10879 | 0.10879 | 0.08787 | 0.08787 | 0.025463 | 0.025463 | 0.025463 | 0.025463 | 0.025463 | 0.020567 | 0.020567 | 6.6964 | 6.6964 | 6.6964 | 6.6964 | 6.6964 | 5.4086 | 5.4086 | 0.0092835 | 0.0092835 | 0.0092835 | 0.0092835 | 0.0092835 | 0.0074982 | 0.0074982 | 2134.344 | 2134.344 | 2134.344 | 2134.344 | 2134.344 | 2134.344 | 2134.344 | 2190.086 | 2190.086 | 2191.8964 | 2188.9919 | 2187.1323 | 2190.1474 | 2190.1474 | 0.36458 | 0.36458 | 0.36458 | 0.36458 | 0.36458 | 0.36458 | 0.36458 | 0.34126 | 0.34126 | 0.34102 | 0.34642 | 0.34485 | 0.3441 | 0.3441 | ComCollege Office (summer) ILit all | ComCollege Office (summer) ILit all | 3611 | 10 | 67.5 | ComCollege Office (summer) ILit2 all | ComCollege Office (summer) ILit2 all | ComCollege Office (summer) ILit2 All | 3841 | 10 | 56.25 | 3611 | 6.6027 | 0.43619 | 0.1 | 0.1 | 0.1 | 0.1 | 0.1 | 0.24375 | 0.24375 | 0.3875 | 0.675 | 0.675 | 0.675 | 0.675 | 0.675 | 0.675 | 0.675 | 0.675 | 0.20781 | 0.1 | 0.1 | 0.1 | 0.1 | 0.1 | 0.1 | 0.1 | 5.9769 | 0.36458 | 0.1 | 0.1 | 0.1 | 0.1 | 0.1 | 0.20278 | 0.20278 | 0.30556 | 0.5625 | 0.5625 | 0.5625 | 0.5625 | 0.5625 | 0.5625 | 0.5625 | 0.5625 | 0.17708 | 0.1 | 0.1 | 0.1 | 0.1 | 0.1 | 0.1 | 0.1 | 0 | 0 | 0 | 0 | 0 | 0.25 | 0.25 | 0.5 | 1 | 1 | 1 | 1 | 1 | 1 | 1 | 1 | 0.1875 | 0 | 0 | 0 | 0 | 0 | 0 | 0 | 0 | 0 | 0 | 0 | 0 | 0.22222 | 0.22222 | 0.44444 | 1 | 1 | 1 | 1 | 1 | 1 | 1 | 1 | 0.16667 | 0 | 0 | 0 | 0 | 0 | 0 | 0 | 16 | 0.66337 | 0.20792 | 0.079208 | 0.049505 | 0.76136 | 0.061323 | 0.016503 | 0.016503 | 0.016503 | 0.016503 | 0.016503 | 0.013329 | 0.013329 | Education - Community College (summer) | 0.047056 | 0.047056 | 0.046619 | 0.04825 | 0.048254 | 0.047573 | 0.047573 | Education - Community College - Office (General) - (summer) - all | 16 | 7 | 21 | 287.7187 | 2.8001 | 287.7187 | 2.8001 | 0 | 0 | 6.5391 | 0.06364 | 0 | 0 | 0 | 0 | 0 | 0 | 0 | 0 | 0.24375 | 0.3875 | 0.675 | 0.675 | 0.675 | 0.675 | 0.675 | 0.675 | 0.675 | 0.675 | 0.20781 | 0.1 | 0.1 | 0.1 | 0 | 0 | 0 | 0 |  | 241.3583 | 21.6236 | 241.3583 | 21.6236 | 0 | 0 | 5.4854 | 0.49144 | 0 | 0 | 0 | 0 | 0 | 0 | 0 | 0 | 0.20278 | 0.30556 | 0.5625 | 0.5625 | 0.5625 | 0.5625 | 0.5625 | 0.5625 | 0.5625 | 0.5625 | 0.17708 | 0.1 | 0.1 | 0.1 | 0 | 0 | 0 | 0 | 0.85941 | 0.84 | 0.90721 | 0.84
601 | 6 | 1 | 5 | 1 |  |  |  |  | Education - University | Classroom/Lecture | Education - University - Classroom/Lecture |  | Education - University | Education - University - Classroom/Lecture | University Class (in session) | Sat | Open | 32 | 32 | 0.40465 | 1.4546 | 1.4546 | 1.4546 | 1.091 | 1.091 | 1.091 | 1.091 | 0 | 0 | 0 | 0 | 0 | 0 | 0 | 52.7289 | 52.7289 | 52.7289 | 39.5467 | 39.5467 | 39.5467 | 39.5467 | 0 | 0 | 0 | 0 | 0 | 0 | 0 | 0 | 0 | 0 | 0 | 0 | 0 | 0 | 0 | 0 | 0 | 0 | 0 | 0 | 0 | 0 | 0 | 0 | 0 | 0 | 0 | 0 | 0 | 0 | 0 | 0 | 0 | 0 | 0 | 0.12721 | 0.12721 | 0.12721 | 0.095408 | 0.095408 | 0.095408 | 0.095408 | 0 | 0 | 0 | 0 | 0 | 0 | 0 | 8.115 | 8.115 | 8.115 | 6.0863 | 6.0863 | 6.0863 | 6.0863 | 0 | 0 | 0 | 0 | 0 | 0 | 0 | 0 | 0 | 0 | 0 | 0 | 0 | 0 | 0 | 0 | 0 | 0 | 0 | 0 | 0 | 0 | 0 | 0 | 0 | 0 | 0 | 0 | 0 | 0 | 0 | 0 | 0 | 0 | 0 | University Class (in session) ILit Sat | University Class (in session) ILit all | 3092 | 5 | 25 | University Class (in session) ILit2 Sat | University Class (in session) ILit Sat | University Class (in session) ILit all | 3092 | 6.5 | 45 | 3092 | 2.7994 | 0.18316 | 0.05 | 0.05 | 0.05 | 0.05 | 0.05 | 0.05 | 0.05 | 0.20789 | 0.25 | 0.25 | 0.25 | 0.22895 | 0.22895 | 0.22895 | 0.25 | 0.25 | 0.18684 | 0.12368 | 0.081579 | 0.05 | 0.05 | 0.05 | 0.05 | 0.05 | 4.9264 | 0.32758 | 0.065 | 0.065 | 0.065 | 0.065 | 0.065 | 0.065 | 0.065 | 0.36895 | 0.45 | 0.45 | 0.45 | 0.40947 | 0.40947 | 0.40947 | 0.45 | 0.45 | 0.32842 | 0.20684 | 0.12579 | 0.065 | 0.065 | 0.065 | 0.065 | 0.065 | 0 | 0 | 0 | 0 | 0 | 0 | 0 | 0.78947 | 1 | 1 | 1 | 0.89474 | 0.89474 | 0.89474 | 1 | 1 | 0.68421 | 0.36842 | 0.15789 | 0 | 0 | 0 | 0 | 0 | 0 | 0 | 0 | 0 | 0 | 0 | 0 | 0.78947 | 1 | 1 | 1 | 0.89474 | 0.89474 | 0.89474 | 1 | 1 | 0.68421 | 0.36842 | 0.15789 | 0 | 0 | 0 | 0 | 0 | 20 | 0.4 | 0.36 | 0.13 | 0.11 | 0.52632 | 0 | 0 | 0 | 0 | 0 | 0 | 0 | 0 |  | 0.071739 | 0.071739 | 0.071036 | 0.072539 | 0.072612 | 0.070731 | 0.070731 | Education - University - Classroom/Lecture - Sat | 10 | 9 | 18 | 67.9579 | 21.622 | 0 | 0 | 67.9579 | 21.622 | 0 | 0 | 2.1237 | 0.67569 | 0 | 0 | 0 | 0 | 0 | 0 | 0 | 0 | 0.25 | 0.25 | 0.25 | 0.22895 | 0.22895 | 0.22895 | 0.25 | 0.25 | 0.18684 | 0 | 0 | 0 | 0 | 0 | 0 | 0 |  | 121.8189 | 35.8274 | 0 | 0 | 121.8189 | 35.8274 | 0 | 0 | 3.8068 | 1.1196 | 0 | 0 | 0 | 0 | 0 | 0 | 0 | 0 | 0.45 | 0.45 | 0.45 | 0.40947 | 0.40947 | 0.40947 | 0.45 | 0.45 | 0.32842 | 0 | 0 | 0 | 0 | 0 | 0 | 0 | 0.89242 | 0.8 | 0.93155 | 0.8
602 | 6 | 2 | 6 | 2 |  |  |  |  | Education - University | Classroom/Lecture | Education - University - Classroom/Lecture |  | Education - University | Education - University - Classroom/Lecture | University Class (in session) | Sun | Open | 32 | 32 | 0.40465 | 1.4546 | 1.4546 | 1.4546 | 1.091 | 1.091 | 1.091 | 1.091 | 0 | 0 | 0 | 0 | 0 | 0 | 0 | 26.8953 | 26.8953 | 26.8953 | 20.1715 | 20.1715 | 20.1715 | 20.1715 | 0 | 0 | 0 | 0 | 0 | 0 | 0 | 0 | 0 | 0 | 0 | 0 | 0 | 0 | 0 | 0 | 0 | 0 | 0 | 0 | 0 | 0 | 0 | 0 | 0 | 0 | 0 | 0 | 0 | 0 | 0 | 0 | 0 | 0 | 0 | 0.12721 | 0.12721 | 0.12721 | 0.095408 | 0.095408 | 0.095408 | 0.095408 | 0 | 0 | 0 | 0 | 0 | 0 | 0 | 3.5754 | 3.5754 | 3.5754 | 2.6815 | 2.6815 | 2.6815 | 2.6815 | 0 | 0 | 0 | 0 | 0 | 0 | 0 | 0 | 0 | 0 | 0 | 0 | 0 | 0 | 0 | 0 | 0 | 0 | 0 | 0 | 0 | 0 | 0 | 0 | 0 | 0 | 0 | 0 | 0 | 0 | 0 | 0 | 0 | 0 | 0 | University Class (in session) ILit Sun | University Class (in session) ILit all | 3093 | 5 | 25 | University Class (in session) ILit2 Sun | University Class (in session) ILit Sun | University Class (in session) ILit all | 3093 | 6.5 | 45 | 3093 | 1.4279 | 0.04 | 0.05 | 0.05 | 0.05 | 0.05 | 0.05 | 0.05 | 0.05 | 0.05 | 0.05 | 0.05 | 0.25 | 0.25 | 0.05 | 0.05 | 0.05 | 0.05 | 0.05 | 0.05 | 0.05 | 0.05 | 0.05 | 0.05 | 0.05 | 0.05 | 2.1705 | 0.052 | 0.065 | 0.065 | 0.065 | 0.065 | 0.065 | 0.065 | 0.065 | 0.065 | 0.065 | 0.065 | 0.45 | 0.45 | 0.065 | 0.065 | 0.065 | 0.065 | 0.065 | 0.065 | 0.065 | 0.065 | 0.065 | 0.065 | 0.065 | 0.065 | 0 | 0 | 0 | 0 | 0 | 0 | 0 | 0 | 0 | 0 | 1 | 1 | 0 | 0 | 0 | 0 | 0 | 0 | 0 | 0 | 0 | 0 | 0 | 0 | 0 | 0 | 0 | 0 | 0 | 0 | 0 | 0 | 0 | 0 | 1 | 1 | 0 | 0 | 0 | 0 | 0 | 0 | 0 | 0 | 0 | 0 | 0 | 0 | 20 | 0.4 | 0.36 | 0.13 | 0.11 | 0.52632 | 0 | 0 | 0 | 0 | 0 | 0 | 0 | 0 |  | 0.071739 | 0.071739 | 0.071036 | 0.072539 | 0.072612 | 0.070731 | 0.070731 | Education - University - Classroom/Lecture - Sun | 12 | 9 | 18 | 27.2 | 18.4917 | 0 | 0 | 27.2 | 18.4917 | 0 | 0 | 0.85 | 0.57787 | 0 | 0 | 0 | 0 | 0 | 0 | 0 | 0 | 0.05 | 0.05 | 0.25 | 0.25 | 0.05 | 0.05 | 0.05 | 0.05 | 0.05 | 0 | 0 | 0 | 0 | 0 | 0 | 0 |  | 43.36 | 26.0966 | 0 | 0 | 43.36 | 26.0966 | 0 | 0 | 1.355 | 0.81552 | 0 | 0 | 0 | 0 | 0 | 0 | 0 | 0 | 0.065 | 0.065 | 0.45 | 0.45 | 0.065 | 0.065 | 0.065 | 0.065 | 0.065 | 0 | 0 | 0 | 0 | 0 | 0 | 0 | 0.89242 | 0.8 | 0.93155 | 0.8
603 | 6 | 3 | 7 | 3 |  |  |  |  | Education - University | Classroom/Lecture | Education - University - Classroom/Lecture |  | Education - University | Education - University - Classroom/Lecture | University Class (in session) | Hol | Open | 6 | 6 | 0.40465 | 1.4546 | 1.4546 | 1.4546 | 1.091 | 1.091 | 1.091 | 1.091 | 0 | 0 | 0 | 0 | 0 | 0 | 0 | 5.0429 | 5.0429 | 5.0429 | 3.7822 | 3.7822 | 3.7822 | 3.7822 | 0 | 0 | 0 | 0 | 0 | 0 | 0 | 0 | 0 | 0 | 0 | 0 | 0 | 0 | 0 | 0 | 0 | 0 | 0 | 0 | 0 | 0 | 0 | 0 | 0 | 0 | 0 | 0 | 0 | 0 | 0 | 0 | 0 | 0 | 0 | 0.12721 | 0.12721 | 0.12721 | 0.095408 | 0.095408 | 0.095408 | 0.095408 | 0 | 0 | 0 | 0 | 0 | 0 | 0 | 0.67038 | 0.67038 | 0.67038 | 0.50278 | 0.50278 | 0.50278 | 0.50278 | 0 | 0 | 0 | 0 | 0 | 0 | 0 | 0 | 0 | 0 | 0 | 0 | 0 | 0 | 0 | 0 | 0 | 0 | 0 | 0 | 0 | 0 | 0 | 0 | 0 | 0 | 0 | 0 | 0 | 0 | 0 | 0 | 0 | 0 | 0 | University Class (in session) ILit Hol | University Class (in session) ILit all | 3093 | 5 | 25 | University Class (in session) ILit2 Hol | University Class (in session) ILit Hol | University Class (in session) ILit all | 3093 | 6.5 | 45 | 3093 | 1.4279 | 0.04 | 0.05 | 0.05 | 0.05 | 0.05 | 0.05 | 0.05 | 0.05 | 0.05 | 0.05 | 0.05 | 0.25 | 0.25 | 0.05 | 0.05 | 0.05 | 0.05 | 0.05 | 0.05 | 0.05 | 0.05 | 0.05 | 0.05 | 0.05 | 0.05 | 2.1705 | 0.052 | 0.065 | 0.065 | 0.065 | 0.065 | 0.065 | 0.065 | 0.065 | 0.065 | 0.065 | 0.065 | 0.45 | 0.45 | 0.065 | 0.065 | 0.065 | 0.065 | 0.065 | 0.065 | 0.065 | 0.065 | 0.065 | 0.065 | 0.065 | 0.065 | 0 | 0 | 0 | 0 | 0 | 0 | 0 | 0 | 0 | 0 | 1 | 1 | 0 | 0 | 0 | 0 | 0 | 0 | 0 | 0 | 0 | 0 | 0 | 0 | 0 | 0 | 0 | 0 | 0 | 0 | 0 | 0 | 0 | 0 | 1 | 1 | 0 | 0 | 0 | 0 | 0 | 0 | 0 | 0 | 0 | 0 | 0 | 0 | 20 | 0.4 | 0.36 | 0.13 | 0.11 | 0.52632 | 0 | 0 | 0 | 0 | 0 | 0 | 0 | 0 |  | 0.071739 | 0.071739 | 0.071036 | 0.072539 | 0.072612 | 0.070731 | 0.070731 | Education - University - Classroom/Lecture - Hol | 14 | 9 | 18 | 5.1 | 3.4672 | 0 | 0 | 5.1 | 3.4672 | 0 | 0 | 0.85 | 0.57787 | 0 | 0 | 0 | 0 | 0 | 0 | 0 | 0 | 0.05 | 0.05 | 0.25 | 0.25 | 0.05 | 0.05 | 0.05 | 0.05 | 0.05 | 0 | 0 | 0 | 0 | 0 | 0 | 0 |  | 8.13 | 4.8931 | 0 | 0 | 8.13 | 4.8931 | 0 | 0 | 1.355 | 0.81552 | 0 | 0 | 0 | 0 | 0 | 0 | 0 | 0 | 0.065 | 0.065 | 0.45 | 0.45 | 0.065 | 0.065 | 0.065 | 0.065 | 0.065 | 0 | 0 | 0 | 0 | 0 | 0 | 0 | 0.89242 | 0.8 | 0.93155 | 0.8
604 | 6 | 4 | 8 | 4 |  | Education - University |  | Education - University - Classroom/Lecture | Education - University | Classroom/Lecture | Education - University - Classroom/Lecture |  | Education - University | Education - University - Classroom/Lecture | University Class (in session) | all | Open | 169 | 169 | 0.40465 | 1.4546 | 1.4546 | 1.4546 | 1.091 | 1.091 | 1.091 | 1.091 | 0 | 0 | 0 | 0 | 0 | 0 | 0 | 956.9061 | 956.9061 | 956.9061 | 717.6796 | 717.6796 | 717.6796 | 717.6796 | 0.32963 | 0.32963 | 0.32963 | 0.24722 | 0.24722 | 0.24722 | 0.24722 | 0 | 0 | 0 | 0 | 0 | 0 | 0 | 0 | 0 | 0 | 0 | 0 | 0 | 0 | 0.56 | 0.56 | 0.56 | 0.56 | 0.56 | 0.56 | 0.56 | 0.59118 | 0.59118 | 0.58986 | 0.59402 | 0.59436 | 0.58222 | 0.58222 | 0.12721 | 0.12721 | 0.12721 | 0.095408 | 0.095408 | 0.095408 | 0.095408 | 0 | 0 | 0 | 0 | 0 | 0 | 0 | 89.6048 | 89.6048 | 89.6048 | 67.2036 | 67.2036 | 67.2036 | 67.2036 | 0.028827 | 0.028827 | 0.028827 | 0.02162 | 0.02162 | 0.02162 | 0.02162 | 0 | 0 | 0 | 0 | 0 | 0 | 0 | 0 | 0 | 0 | 0 | 0 | 0 | 0 | 0.56 | 0.56 | 0.56 | 0.56 | 0.56 | 0.56 | 0.56 | 0.5554 | 0.5554 | 0.55352 | 0.55262 | 0.55032 | 0.54444 | 0.54444 | University Class (in session) ILit all | University Class (in session) ILit all | 3091 | 5 | 70 | University Class (in session) ILit2 all | University Class (in session) ILit all | University Class (in session) ILit all | 3091 | 8 | 70 | 3091 | 9.6193 | 0.56 | 0.05 | 0.05 | 0.05 | 0.05 | 0.05 | 0.05 | 0.35789 | 0.56316 | 0.7 | 0.7 | 0.7 | 0.63158 | 0.63158 | 0.63158 | 0.7 | 0.7 | 0.7 | 0.63158 | 0.63158 | 0.63158 | 0.56316 | 0.49474 | 0.35789 | 0.15263 | 10.3 | 0.56 | 0.08 | 0.08 | 0.08 | 0.08 | 0.08 | 0.08 | 0.37368 | 0.56947 | 0.7 | 0.7 | 0.7 | 0.63474 | 0.63474 | 0.63474 | 0.7 | 0.7 | 0.7 | 0.63474 | 0.63474 | 0.63474 | 0.56947 | 0.50421 | 0.37368 | 0.17789 | 0 | 0 | 0 | 0 | 0 | 0 | 0.47368 | 0.78947 | 1 | 1 | 1 | 0.89474 | 0.89474 | 0.89474 | 1 | 1 | 1 | 0.89474 | 0.89474 | 0.89474 | 0.78947 | 0.68421 | 0.47368 | 0.15789 | 0 | 0 | 0 | 0 | 0 | 0 | 0.47368 | 0.78947 | 1 | 1 | 1 | 0.89474 | 0.89474 | 0.89474 | 1 | 1 | 1 | 0.89474 | 0.89474 | 0.89474 | 0.78947 | 0.68421 | 0.47368 | 0.15789 | 20 | 0.4 | 0.36 | 0.13 | 0.11 | 0.52632 | 0.060247 | 0.035463 | 0.035463 | 0.035463 | 0.026597 | 0.026597 | 0.026597 | 0.026597 | Education - University | 0.071739 | 0.071739 | 0.071036 | 0.072539 | 0.072612 | 0.070731 | 0.070731 | Education - University - Classroom/Lecture - all | 16 | 7 | 21 | 1505.8789 | 119.7849 | 1505.8789 | 119.7849 | 0 | 0 | 8.9105 | 0.70879 | 0 | 0 | 0 | 0 | 0 | 0 | 0 | 0 | 0.35789 | 0.56316 | 0.7 | 0.7 | 0.7 | 0.63158 | 0.63158 | 0.63158 | 0.7 | 0.7 | 0.7 | 0.63158 | 0.63158 | 0.63158 | 0 | 0 | 0 | 0 |  | 1512.8168 | 227.8898 | 1512.8168 | 227.8898 | 0 | 0 | 8.9516 | 1.3485 | 0 | 0 | 0 | 0 | 0 | 0 | 0 | 0 | 0.37368 | 0.56947 | 0.7 | 0.7 | 0.7 | 0.63474 | 0.63474 | 0.63474 | 0.7 | 0.7 | 0.7 | 0.63474 | 0.63474 | 0.63474 | 0 | 0 | 0 | 0 | 0.89242 | 0.8 | 0.93155 | 0.8
605 | 6 | 5 | 5 | 5 |  |  |  |  | Education - University | Classroom/Lecture | Education - University - Classroom/Lecture | (break) | Education - University (break) | Education - University - Classroom/Lecture (break) | University Class (break) | Sat | Closed | 12 | 12 | 0.40465 | 1.4546 | 1.4546 | 1.4546 | 1.091 | 1.091 | 1.091 | 1.091 | 0 | 0 | 0 | 0 | 0 | 0 | 0 | 5.295 | 5.295 | 5.295 | 3.9713 | 3.9713 | 3.9713 | 3.9713 | 0 | 0 | 0 | 0 | 0 | 0 | 0 | 0 | 0 | 0 | 0 | 0 | 0 | 0 | 0 | 0 | 0 | 0 | 0 | 0 | 0 | 0 | 0 | 0 | 0 | 0 | 0 | 0 | 0 | 0 | 0 | 0 | 0 | 0 | 0 | 0.12721 | 0.12721 | 0.12721 | 0.095408 | 0.095408 | 0.095408 | 0.095408 | 0 | 0 | 0 | 0 | 0 | 0 | 0 | 0.48336 | 0.48336 | 0.48336 | 0.36252 | 0.36252 | 0.36252 | 0.36252 | 0 | 0 | 0 | 0 | 0 | 0 | 0 | 0 | 0 | 0 | 0 | 0 | 0 | 0 | 0 | 0 | 0 | 0 | 0 | 0 | 0 | 0 | 0 | 0 | 0 | 0 | 0 | 0 | 0 | 0 | 0 | 0 | 0 | 0 | 0 | University Class (break) ILit Cls | University Class (break) ILit Cls | 2 | 3.5 | 3.5 | University Class (break) ILit2 Cls | University Class (break) ILit Cls | University Class (break) ILit Cls | 2 | 3.5 | 3.5 | 2 | 0.74963 | 0.035 | 0.035 | 0.035 | 0.035 | 0.035 | 0.035 | 0.035 | 0.035 | 0.035 | 0.035 | 0.035 | 0.035 | 0.035 | 0.035 | 0.035 | 0.035 | 0.035 | 0.035 | 0.035 | 0.035 | 0.035 | 0.035 | 0.035 | 0.035 | 0.035 | 0.7825 | 0.035 | 0.035 | 0.035 | 0.035 | 0.035 | 0.035 | 0.035 | 0.035 | 0.035 | 0.035 | 0.035 | 0.035 | 0.035 | 0.035 | 0.035 | 0.035 | 0.035 | 0.035 | 0.035 | 0.035 | 0.035 | 0.035 | 0.035 | 0.035 | 0.035 | 0 | 0 | 0 | 0 | 0 | 0 | 0 | 0 | 0 | 0 | 0 | 0 | 0 | 0 | 0 | 0 | 0 | 0 | 0 | 0 | 0 | 0 | 0 | 0 | 0 | 0 | 0 | 0 | 0 | 0 | 0 | 0 | 0 | 0 | 0 | 0 | 0 | 0 | 0 | 0 | 0 | 0 | 0 | 0 | 0 | 0 | 0 | 0 | 20 | 0.4 | 0.36 | 0.13 | 0.11 | 0.52632 | 0 | 0 | 0 | 0 | 0 | 0 | 0 | 0 |  | 0.004128 | 0.004128 | 0.0040915 | 0.0041369 | 0.0041138 | 0.0040849 | 0.0040849 | Education - University - Classroom/Lecture - (break) - Sat | 10 | 9 | 14 | 0 | 8.9956 | 0 | 0 | 0 | 8.9956 | 0 | 0 | 0 | 0.74963 | 0 | 0 | 0 | 0 | 0 | 0 | 0 | 0 | 0 | 0 | 0 | 0 | 0 | 0 | 0 | 0 | 0 | 0 | 0 | 0 | 0 | 0 | 0 | 0 |  | 0 | 9.3901 | 0 | 0 | 0 | 9.3901 | 0 | 0 | 0 | 0.7825 | 0 | 0 | 0 | 0 | 0 | 0 | 0 | 0 | 0 | 0 | 0 | 0 | 0 | 0 | 0 | 0 | 0 | 0 | 0 | 0 | 0 | 0 | 0 | 0 | 0.89242 | 0.8 | 0.93155 | 0.8
606 | 6 | 6 | 6 | 6 |  |  |  |  | Education - University | Classroom/Lecture | Education - University - Classroom/Lecture | (break) | Education - University (break) | Education - University - Classroom/Lecture (break) | University Class (break) | Sun | Closed | 12 | 12 | 0.40465 | 1.4546 | 1.4546 | 1.4546 | 1.091 | 1.091 | 1.091 | 1.091 | 0 | 0 | 0 | 0 | 0 | 0 | 0 | 5.295 | 5.295 | 5.295 | 3.9713 | 3.9713 | 3.9713 | 3.9713 | 0 | 0 | 0 | 0 | 0 | 0 | 0 | 0 | 0 | 0 | 0 | 0 | 0 | 0 | 0 | 0 | 0 | 0 | 0 | 0 | 0 | 0 | 0 | 0 | 0 | 0 | 0 | 0 | 0 | 0 | 0 | 0 | 0 | 0 | 0 | 0.12721 | 0.12721 | 0.12721 | 0.095408 | 0.095408 | 0.095408 | 0.095408 | 0 | 0 | 0 | 0 | 0 | 0 | 0 | 0.48336 | 0.48336 | 0.48336 | 0.36252 | 0.36252 | 0.36252 | 0.36252 | 0 | 0 | 0 | 0 | 0 | 0 | 0 | 0 | 0 | 0 | 0 | 0 | 0 | 0 | 0 | 0 | 0 | 0 | 0 | 0 | 0 | 0 | 0 | 0 | 0 | 0 | 0 | 0 | 0 | 0 | 0 | 0 | 0 | 0 | 0 | University Class (break) ILit Cls | University Class (break) ILit Cls | 2 | 3.5 | 3.5 | University Class (break) ILit2 Cls | University Class (break) ILit Cls | University Class (break) ILit Cls | 2 | 3.5 | 3.5 | 2 | 0.74963 | 0.035 | 0.035 | 0.035 | 0.035 | 0.035 | 0.035 | 0.035 | 0.035 | 0.035 | 0.035 | 0.035 | 0.035 | 0.035 | 0.035 | 0.035 | 0.035 | 0.035 | 0.035 | 0.035 | 0.035 | 0.035 | 0.035 | 0.035 | 0.035 | 0.035 | 0.7825 | 0.035 | 0.035 | 0.035 | 0.035 | 0.035 | 0.035 | 0.035 | 0.035 | 0.035 | 0.035 | 0.035 | 0.035 | 0.035 | 0.035 | 0.035 | 0.035 | 0.035 | 0.035 | 0.035 | 0.035 | 0.035 | 0.035 | 0.035 | 0.035 | 0.035 | 0 | 0 | 0 | 0 | 0 | 0 | 0 | 0 | 0 | 0 | 0 | 0 | 0 | 0 | 0 | 0 | 0 | 0 | 0 | 0 | 0 | 0 | 0 | 0 | 0 | 0 | 0 | 0 | 0 | 0 | 0 | 0 | 0 | 0 | 0 | 0 | 0 | 0 | 0 | 0 | 0 | 0 | 0 | 0 | 0 | 0 | 0 | 0 | 20 | 0.4 | 0.36 | 0.13 | 0.11 | 0.52632 | 0 | 0 | 0 | 0 | 0 | 0 | 0 | 0 |  | 0.004128 | 0.004128 | 0.0040915 | 0.0041369 | 0.0041138 | 0.0040849 | 0.0040849 | Education - University - Classroom/Lecture - (break) - Sun | 12 | 9 | 14 | 0 | 8.9956 | 0 | 0 | 0 | 8.9956 | 0 | 0 | 0 | 0.74963 | 0 | 0 | 0 | 0 | 0 | 0 | 0 | 0 | 0 | 0 | 0 | 0 | 0 | 0 | 0 | 0 | 0 | 0 | 0 | 0 | 0 | 0 | 0 | 0 |  | 0 | 9.3901 | 0 | 0 | 0 | 9.3901 | 0 | 0 | 0 | 0.7825 | 0 | 0 | 0 | 0 | 0 | 0 | 0 | 0 | 0 | 0 | 0 | 0 | 0 | 0 | 0 | 0 | 0 | 0 | 0 | 0 | 0 | 0 | 0 | 0 | 0.89242 | 0.8 | 0.93155 | 0.8
607 | 6 | 7 | 7 | 7 |  |  |  |  | Education - University | Classroom/Lecture | Education - University - Classroom/Lecture | (break) | Education - University (break) | Education - University - Classroom/Lecture (break) | University Class (break) | Hol | Closed | 3 | 3 | 0.40465 | 1.4546 | 1.4546 | 1.4546 | 1.091 | 1.091 | 1.091 | 1.091 | 0 | 0 | 0 | 0 | 0 | 0 | 0 | 1.3238 | 1.3238 | 1.3238 | 0.99281 | 0.99281 | 0.99281 | 0.99281 | 0 | 0 | 0 | 0 | 0 | 0 | 0 | 0 | 0 | 0 | 0 | 0 | 0 | 0 | 0 | 0 | 0 | 0 | 0 | 0 | 0 | 0 | 0 | 0 | 0 | 0 | 0 | 0 | 0 | 0 | 0 | 0 | 0 | 0 | 0 | 0.12721 | 0.12721 | 0.12721 | 0.095408 | 0.095408 | 0.095408 | 0.095408 | 0 | 0 | 0 | 0 | 0 | 0 | 0 | 0.12084 | 0.12084 | 0.12084 | 0.090631 | 0.090631 | 0.090631 | 0.090631 | 0 | 0 | 0 | 0 | 0 | 0 | 0 | 0 | 0 | 0 | 0 | 0 | 0 | 0 | 0 | 0 | 0 | 0 | 0 | 0 | 0 | 0 | 0 | 0 | 0 | 0 | 0 | 0 | 0 | 0 | 0 | 0 | 0 | 0 | 0 | University Class (break) ILit Cls | University Class (break) ILit Cls | 2 | 3.5 | 3.5 | University Class (break) ILit2 Cls | University Class (break) ILit Cls | University Class (break) ILit Cls | 2 | 3.5 | 3.5 | 2 | 0.74963 | 0.035 | 0.035 | 0.035 | 0.035 | 0.035 | 0.035 | 0.035 | 0.035 | 0.035 | 0.035 | 0.035 | 0.035 | 0.035 | 0.035 | 0.035 | 0.035 | 0.035 | 0.035 | 0.035 | 0.035 | 0.035 | 0.035 | 0.035 | 0.035 | 0.035 | 0.7825 | 0.035 | 0.035 | 0.035 | 0.035 | 0.035 | 0.035 | 0.035 | 0.035 | 0.035 | 0.035 | 0.035 | 0.035 | 0.035 | 0.035 | 0.035 | 0.035 | 0.035 | 0.035 | 0.035 | 0.035 | 0.035 | 0.035 | 0.035 | 0.035 | 0.035 | 0 | 0 | 0 | 0 | 0 | 0 | 0 | 0 | 0 | 0 | 0 | 0 | 0 | 0 | 0 | 0 | 0 | 0 | 0 | 0 | 0 | 0 | 0 | 0 | 0 | 0 | 0 | 0 | 0 | 0 | 0 | 0 | 0 | 0 | 0 | 0 | 0 | 0 | 0 | 0 | 0 | 0 | 0 | 0 | 0 | 0 | 0 | 0 | 20 | 0.4 | 0.36 | 0.13 | 0.11 | 0.52632 | 0 | 0 | 0 | 0 | 0 | 0 | 0 | 0 |  | 0.004128 | 0.004128 | 0.0040915 | 0.0041369 | 0.0041138 | 0.0040849 | 0.0040849 | Education - University - Classroom/Lecture - (break) - Hol | 14 | 9 | 14 | 0 | 2.2489 | 0 | 0 | 0 | 2.2489 | 0 | 0 | 0 | 0.74963 | 0 | 0 | 0 | 0 | 0 | 0 | 0 | 0 | 0 | 0 | 0 | 0 | 0 | 0 | 0 | 0 | 0 | 0 | 0 | 0 | 0 | 0 | 0 | 0 |  | 0 | 2.3475 | 0 | 0 | 0 | 2.3475 | 0 | 0 | 0 | 0.7825 | 0 | 0 | 0 | 0 | 0 | 0 | 0 | 0 | 0 | 0 | 0 | 0 | 0 | 0 | 0 | 0 | 0 | 0 | 0 | 0 | 0 | 0 | 0 | 0 | 0.89242 | 0.8 | 0.93155 | 0.8
608 | 6 | 8 | 8 | 8 |  | Education - University (break) |  | Education - University - Classroom/Lecture (break) | Education - University | Classroom/Lecture | Education - University - Classroom/Lecture | (break) | Education - University (break) | Education - University - Classroom/Lecture (break) | University Class (break) | all | Closed | 38 | 38 | 0.40465 | 1.4546 | 1.4546 | 1.4546 | 1.091 | 1.091 | 1.091 | 1.091 | 0 | 0 | 0 | 0 | 0 | 0 | 0 | 16.7675 | 16.7675 | 16.7675 | 12.5756 | 12.5756 | 12.5756 | 12.5756 | 0.020602 | 0.020602 | 0.020602 | 0.015451 | 0.015451 | 0.015451 | 0.015451 | 0 | 0 | 0 | 0 | 0 | 0 | 0 | 0 | 0 | 0 | 0 | 0 | 0 | 0 | 0.035 | 0.035 | 0.035 | 0.035 | 0.035 | 0.035 | 0.035 | 0.034185 | 0.034185 | 0.034148 | 0.03403 | 0.033817 | 0.033741 | 0.033741 | 0.12721 | 0.12721 | 0.12721 | 0.095408 | 0.095408 | 0.095408 | 0.095408 | 0 | 0 | 0 | 0 | 0 | 0 | 0 | 1.5307 | 1.5307 | 1.5307 | 1.148 | 1.148 | 1.148 | 1.148 | 0.0018017 | 0.0018017 | 0.0018017 | 0.0013512 | 0.0013512 | 0.0013512 | 0.0013512 | 0 | 0 | 0 | 0 | 0 | 0 | 0 | 0 | 0 | 0 | 0 | 0 | 0 | 0 | 0.035 | 0.035 | 0.035 | 0.035 | 0.035 | 0.035 | 0.035 | 0.034185 | 0.034185 | 0.034148 | 0.03403 | 0.033817 | 0.033741 | 0.033741 | University Class (break) ILit Cls | University Class (break) ILit Cls | 2 | 3.5 | 3.5 | University Class (break) ILit2 Cls | University Class (break) ILit Cls | University Class (break) ILit Cls | 2 | 3.5 | 3.5 | 2 | 0.74963 | 0.035 | 0.035 | 0.035 | 0.035 | 0.035 | 0.035 | 0.035 | 0.035 | 0.035 | 0.035 | 0.035 | 0.035 | 0.035 | 0.035 | 0.035 | 0.035 | 0.035 | 0.035 | 0.035 | 0.035 | 0.035 | 0.035 | 0.035 | 0.035 | 0.035 | 0.7825 | 0.035 | 0.035 | 0.035 | 0.035 | 0.035 | 0.035 | 0.035 | 0.035 | 0.035 | 0.035 | 0.035 | 0.035 | 0.035 | 0.035 | 0.035 | 0.035 | 0.035 | 0.035 | 0.035 | 0.035 | 0.035 | 0.035 | 0.035 | 0.035 | 0.035 | 0 | 0 | 0 | 0 | 0 | 0 | 0 | 0 | 0 | 0 | 0 | 0 | 0 | 0 | 0 | 0 | 0 | 0 | 0 | 0 | 0 | 0 | 0 | 0 | 0 | 0 | 0 | 0 | 0 | 0 | 0 | 0 | 0 | 0 | 0 | 0 | 0 | 0 | 0 | 0 | 0 | 0 | 0 | 0 | 0 | 0 | 0 | 0 | 20 | 0.4 | 0.36 | 0.13 | 0.11 | 0.52632 | 0.0037654 | 0.0022164 | 0.0022164 | 0.0022164 | 0.0016623 | 0.0016623 | 0.0016623 | 0.0016623 | Education - University (break) | 0.004128 | 0.004128 | 0.0040915 | 0.0041369 | 0.0041138 | 0.0040849 | 0.0040849 | Education - University - Classroom/Lecture - (break) - all | 16 | 7 | 17 | 0 | 28.4859 | 0 | 28.4859 | 0 | 0 | 0 | 0.74963 | 0 | 0 | 0 | 0 | 0 | 0 | 0 | 0 | 0 | 0 | 0 | 0 | 0 | 0 | 0 | 0 | 0 | 0 | 0 | 0 | 0 | 0 | 0 | 0 | 0 | 0 |  | 0 | 29.7352 | 0 | 29.7352 | 0 | 0 | 0 | 0.7825 | 0 | 0 | 0 | 0 | 0 | 0 | 0 | 0 | 0 | 0 | 0 | 0 | 0 | 0 | 0 | 0 | 0 | 0 | 0 | 0 | 0 | 0 | 0 | 0 | 0 | 0 | 0.89242 | 0.8 | 0.93155 | 0.8
609 | 6 | 9 | 5 | 9 |  |  |  |  | Education - University | Classroom/Lecture | Education - University - Classroom/Lecture | (summer) | Education - University (summer) | Education - University - Classroom/Lecture (summer) | University Class (summer) | Sat | Open | 8 | 8 | 0.40465 | 1.4546 | 1.4546 | 1.4546 | 1.091 | 1.091 | 1.091 | 1.091 | 0 | 0 | 0 | 0 | 0 | 0 | 0 | 8.6923 | 8.6923 | 8.6923 | 6.5192 | 6.5192 | 6.5192 | 6.5192 | 0 | 0 | 0 | 0 | 0 | 0 | 0 | 0 | 0 | 0 | 0 | 0 | 0 | 0 | 0 | 0 | 0 | 0 | 0 | 0 | 0 | 0 | 0 | 0 | 0 | 0 | 0 | 0 | 0 | 0 | 0 | 0 | 0 | 0 | 0 | 0.12721 | 0.12721 | 0.12721 | 0.095408 | 0.095408 | 0.095408 | 0.095408 | 0 | 0 | 0 | 0 | 0 | 0 | 0 | 1.1315 | 1.1315 | 1.1315 | 0.84861 | 0.84861 | 0.84861 | 0.84861 | 0 | 0 | 0 | 0 | 0 | 0 | 0 | 0 | 0 | 0 | 0 | 0 | 0 | 0 | 0 | 0 | 0 | 0 | 0 | 0 | 0 | 0 | 0 | 0 | 0 | 0 | 0 | 0 | 0 | 0 | 0 | 0 | 0 | 0 | 0 | University Class (summer) ILit Sat | University Class (summer) ILit all | 3661 | 5 | 15 | University Class (summer) ILit2 Sat | University Class (summer) ILit Sat | University Class (summer) ILit all | 3661 | 6.5 | 22.5 | 3661 | 1.8459 | 0.094737 | 0.05 | 0.05 | 0.05 | 0.05 | 0.05 | 0.05 | 0.05 | 0.12895 | 0.15 | 0.15 | 0.15 | 0.13947 | 0.13947 | 0.13947 | 0.15 | 0.11842 | 0.086842 | 0.065789 | 0.05 | 0.05 | 0.05 | 0.05 | 0.05 | 0.05 | 2.7476 | 0.13958 | 0.065 | 0.065 | 0.065 | 0.065 | 0.065 | 0.065 | 0.065 | 0.19132 | 0.225 | 0.225 | 0.225 | 0.20816 | 0.20816 | 0.20816 | 0.225 | 0.17447 | 0.12395 | 0.090263 | 0.065 | 0.065 | 0.065 | 0.065 | 0.065 | 0.065 | 0 | 0 | 0 | 0 | 0 | 0 | 0 | 0.78947 | 1 | 1 | 1 | 0.89474 | 0.89474 | 0.89474 | 1 | 0.68421 | 0.36842 | 0.15789 | 0 | 0 | 0 | 0 | 0 | 0 | 0 | 0 | 0 | 0 | 0 | 0 | 0 | 0.78947 | 1 | 1 | 1 | 0.89474 | 0.89474 | 0.89474 | 1 | 0.68421 | 0.36842 | 0.15789 | 0 | 0 | 0 | 0 | 0 | 0 | 20 | 0.4 | 0.36 | 0.13 | 0.11 | 0.52632 | 0 | 0 | 0 | 0 | 0 | 0 | 0 | 0 |  | 0.042895 | 0.042895 | 0.042596 | 0.043135 | 0.043122 | 0.042155 | 0.042155 | Education - University - Classroom/Lecture - (summer) - Sat | 10 | 9 | 18 | 9.7895 | 4.9777 | 0 | 0 | 9.7895 | 4.9777 | 0 | 0 | 1.2237 | 0.62221 | 0 | 0 | 0 | 0 | 0 | 0 | 0 | 0 | 0.15 | 0.15 | 0.15 | 0.13947 | 0.13947 | 0.13947 | 0.15 | 0.11842 | 0.086842 | 0 | 0 | 0 | 0 | 0 | 0 | 0 |  | 14.5832 | 7.3976 | 0 | 0 | 14.5832 | 7.3976 | 0 | 0 | 1.8229 | 0.9247 | 0 | 0 | 0 | 0 | 0 | 0 | 0 | 0 | 0.225 | 0.225 | 0.225 | 0.20816 | 0.20816 | 0.20816 | 0.225 | 0.17447 | 0.12395 | 0 | 0 | 0 | 0 | 0 | 0 | 0 | 0.89242 | 0.8 | 0.93155 | 0.8
610 | 6 | 10 | 6 | 10 |  |  |  |  | Education - University | Classroom/Lecture | Education - University - Classroom/Lecture | (summer) | Education - University (summer) | Education - University - Classroom/Lecture (summer) | University Class (summer) | Sun | Open | 8 | 8 | 0.40465 | 1.4546 | 1.4546 | 1.4546 | 1.091 | 1.091 | 1.091 | 1.091 | 0 | 0 | 0 | 0 | 0 | 0 | 0 | 5.8833 | 5.8833 | 5.8833 | 4.4125 | 4.4125 | 4.4125 | 4.4125 | 0 | 0 | 0 | 0 | 0 | 0 | 0 | 0 | 0 | 0 | 0 | 0 | 0 | 0 | 0 | 0 | 0 | 0 | 0 | 0 | 0 | 0 | 0 | 0 | 0 | 0 | 0 | 0 | 0 | 0 | 0 | 0 | 0 | 0 | 0 | 0.12721 | 0.12721 | 0.12721 | 0.095408 | 0.095408 | 0.095408 | 0.095408 | 0 | 0 | 0 | 0 | 0 | 0 | 0 | 0.72121 | 0.72121 | 0.72121 | 0.54091 | 0.54091 | 0.54091 | 0.54091 | 0 | 0 | 0 | 0 | 0 | 0 | 0 | 0 | 0 | 0 | 0 | 0 | 0 | 0 | 0 | 0 | 0 | 0 | 0 | 0 | 0 | 0 | 0 | 0 | 0 | 0 | 0 | 0 | 0 | 0 | 0 | 0 | 0 | 0 | 0 | University Class (summer) ILit Sun | University Class (summer) ILit all | 3093 | 5 | 15 | University Class (summer) ILit2 Sun | University Class (summer) ILit Sun | University Class (summer) ILit all | 3093 | 6.5 | 22.5 | 3093 | 1.2494 | 0.04 | 0.05 | 0.05 | 0.05 | 0.05 | 0.05 | 0.05 | 0.05 | 0.05 | 0.05 | 0.05 | 0.15 | 0.15 | 0.05 | 0.05 | 0.05 | 0.05 | 0.05 | 0.05 | 0.05 | 0.05 | 0.05 | 0.05 | 0.05 | 0.05 | 1.7513 | 0.052 | 0.065 | 0.065 | 0.065 | 0.065 | 0.065 | 0.065 | 0.065 | 0.065 | 0.065 | 0.065 | 0.225 | 0.225 | 0.065 | 0.065 | 0.065 | 0.065 | 0.065 | 0.065 | 0.065 | 0.065 | 0.065 | 0.065 | 0.065 | 0.065 | 0 | 0 | 0 | 0 | 0 | 0 | 0 | 0 | 0 | 0 | 1 | 1 | 0 | 0 | 0 | 0 | 0 | 0 | 0 | 0 | 0 | 0 | 0 | 0 | 0 | 0 | 0 | 0 | 0 | 0 | 0 | 0 | 0 | 0 | 1 | 1 | 0 | 0 | 0 | 0 | 0 | 0 | 0 | 0 | 0 | 0 | 0 | 0 | 20 | 0.4 | 0.36 | 0.13 | 0.11 | 0.52632 | 0 | 0 | 0 | 0 | 0 | 0 | 0 | 0 |  | 0.042895 | 0.042895 | 0.042596 | 0.043135 | 0.043122 | 0.042155 | 0.042155 | Education - University - Classroom/Lecture - (summer) - Sun | 12 | 9 | 18 | 5.2 | 4.7951 | 0 | 0 | 5.2 | 4.7951 | 0 | 0 | 0.65 | 0.59938 | 0 | 0 | 0 | 0 | 0 | 0 | 0 | 0 | 0.05 | 0.05 | 0.15 | 0.15 | 0.05 | 0.05 | 0.05 | 0.05 | 0.05 | 0 | 0 | 0 | 0 | 0 | 0 | 0 |  | 7.24 | 6.7706 | 0 | 0 | 7.24 | 6.7706 | 0 | 0 | 0.905 | 0.84632 | 0 | 0 | 0 | 0 | 0 | 0 | 0 | 0 | 0.065 | 0.065 | 0.225 | 0.225 | 0.065 | 0.065 | 0.065 | 0.065 | 0.065 | 0 | 0 | 0 | 0 | 0 | 0 | 0 | 0.89242 | 0.8 | 0.93155 | 0.8
611 | 6 | 11 | 7 | 11 |  |  |  |  | Education - University | Classroom/Lecture | Education - University - Classroom/Lecture | (summer) | Education - University (summer) | Education - University - Classroom/Lecture (summer) | University Class (summer) | Hol | Open | 1 | 1 | 0.40465 | 1.4546 | 1.4546 | 1.4546 | 1.091 | 1.091 | 1.091 | 1.091 | 0 | 0 | 0 | 0 | 0 | 0 | 0 | 0.73542 | 0.73542 | 0.73542 | 0.55156 | 0.55156 | 0.55156 | 0.55156 | 0 | 0 | 0 | 0 | 0 | 0 | 0 | 0 | 0 | 0 | 0 | 0 | 0 | 0 | 0 | 0 | 0 | 0 | 0 | 0 | 0 | 0 | 0 | 0 | 0 | 0 | 0 | 0 | 0 | 0 | 0 | 0 | 0 | 0 | 0 | 0.12721 | 0.12721 | 0.12721 | 0.095408 | 0.095408 | 0.095408 | 0.095408 | 0 | 0 | 0 | 0 | 0 | 0 | 0 | 0.090151 | 0.090151 | 0.090151 | 0.067613 | 0.067613 | 0.067613 | 0.067613 | 0 | 0 | 0 | 0 | 0 | 0 | 0 | 0 | 0 | 0 | 0 | 0 | 0 | 0 | 0 | 0 | 0 | 0 | 0 | 0 | 0 | 0 | 0 | 0 | 0 | 0 | 0 | 0 | 0 | 0 | 0 | 0 | 0 | 0 | 0 | University Class (summer) ILit Hol | University Class (summer) ILit all | 3093 | 5 | 15 | University Class (summer) ILit2 Hol | University Class (summer) ILit Hol | University Class (summer) ILit all | 3093 | 6.5 | 22.5 | 3093 | 1.2494 | 0.04 | 0.05 | 0.05 | 0.05 | 0.05 | 0.05 | 0.05 | 0.05 | 0.05 | 0.05 | 0.05 | 0.15 | 0.15 | 0.05 | 0.05 | 0.05 | 0.05 | 0.05 | 0.05 | 0.05 | 0.05 | 0.05 | 0.05 | 0.05 | 0.05 | 1.7513 | 0.052 | 0.065 | 0.065 | 0.065 | 0.065 | 0.065 | 0.065 | 0.065 | 0.065 | 0.065 | 0.065 | 0.225 | 0.225 | 0.065 | 0.065 | 0.065 | 0.065 | 0.065 | 0.065 | 0.065 | 0.065 | 0.065 | 0.065 | 0.065 | 0.065 | 0 | 0 | 0 | 0 | 0 | 0 | 0 | 0 | 0 | 0 | 1 | 1 | 0 | 0 | 0 | 0 | 0 | 0 | 0 | 0 | 0 | 0 | 0 | 0 | 0 | 0 | 0 | 0 | 0 | 0 | 0 | 0 | 0 | 0 | 1 | 1 | 0 | 0 | 0 | 0 | 0 | 0 | 0 | 0 | 0 | 0 | 0 | 0 | 20 | 0.4 | 0.36 | 0.13 | 0.11 | 0.52632 | 0 | 0 | 0 | 0 | 0 | 0 | 0 | 0 |  | 0.042895 | 0.042895 | 0.042596 | 0.043135 | 0.043122 | 0.042155 | 0.042155 | Education - University - Classroom/Lecture - (summer) - Hol | 14 | 9 | 18 | 0.65 | 0.59938 | 0 | 0 | 0.65 | 0.59938 | 0 | 0 | 0.65 | 0.59938 | 0 | 0 | 0 | 0 | 0 | 0 | 0 | 0 | 0.05 | 0.05 | 0.15 | 0.15 | 0.05 | 0.05 | 0.05 | 0.05 | 0.05 | 0 | 0 | 0 | 0 | 0 | 0 | 0 |  | 0.905 | 0.84632 | 0 | 0 | 0.905 | 0.84632 | 0 | 0 | 0.905 | 0.84632 | 0 | 0 | 0 | 0 | 0 | 0 | 0 | 0 | 0.065 | 0.065 | 0.225 | 0.225 | 0.065 | 0.065 | 0.065 | 0.065 | 0.065 | 0 | 0 | 0 | 0 | 0 | 0 | 0 | 0.89242 | 0.8 | 0.93155 | 0.8
612 | 6 | 12 | 8 | 12 |  | Education - University (summer) | Education - University - Classroom/Lecture | Education - University - Classroom/Lecture (summer) | Education - University | Classroom/Lecture | Education - University - Classroom/Lecture | (summer) | Education - University (summer) | Education - University - Classroom/Lecture (summer) | University Class (summer) | all | Open | 44 | 44 | 0.40465 | 1.4546 | 1.4546 | 1.4546 | 1.091 | 1.091 | 1.091 | 1.091 | 0.58862 | 0.58862 | 0.58862 | 0.44147 | 0.44147 | 0.44147 | 0.44147 | 155.7096 | 155.7096 | 155.7096 | 116.7822 | 116.7822 | 116.7822 | 116.7822 | 0.2119 | 0.2119 | 0.2119 | 0.15893 | 0.15893 | 0.15893 | 0.15893 | 2108.7713 | 2108.7713 | 2108.7713 | 2108.7713 | 2108.7713 | 2108.7713 | 2108.7713 | 0 | 0 | 0 | 0 | 0 | 0 | 0 | 0.36 | 0.36 | 0.36 | 0.36 | 0.36 | 0.36 | 0.36 | 0.35548 | 0.35548 | 0.35577 | 0.35518 | 0.35495 | 0.34905 | 0.34905 | 0.12721 | 0.12721 | 0.12721 | 0.095408 | 0.095408 | 0.095408 | 0.095408 | 0.051476 | 0.051476 | 0.051476 | 0.038607 | 0.038607 | 0.038607 | 0.038607 | 14.8572 | 14.8572 | 14.8572 | 11.1429 | 11.1429 | 11.1429 | 11.1429 | 0.018531 | 0.018531 | 0.018531 | 0.013899 | 0.013899 | 0.013899 | 0.013899 | 2358.0609 | 2358.0609 | 2358.0609 | 2358.0609 | 2358.0609 | 2358.0609 | 2358.0609 | 0 | 0 | 0 | 0 | 0 | 0 | 0 | 0.36 | 0.36 | 0.36 | 0.36 | 0.36 | 0.36 | 0.36 | 0.35587 | 0.35587 | 0.35641 | 0.35591 | 0.35496 | 0.349 | 0.349 | University Class (summer) ILit all | University Class (summer) ILit all | 3660 | 5 | 45 | University Class (summer) ILit2 all | University Class (summer) ILit all | University Class (summer) ILit all | 3660 | 8 | 45 | 3660 | 6.0121 | 0.36 | 0.05 | 0.05 | 0.05 | 0.05 | 0.05 | 0.05 | 0.23947 | 0.36579 | 0.45 | 0.45 | 0.45 | 0.40789 | 0.40789 | 0.40789 | 0.45 | 0.45 | 0.45 | 0.40789 | 0.40789 | 0.36579 | 0.32368 | 0.23947 | 0.11316 | 0.05 | 6.5596 | 0.36 | 0.08 | 0.08 | 0.08 | 0.08 | 0.08 | 0.08 | 0.25526 | 0.37211 | 0.45 | 0.45 | 0.45 | 0.41105 | 0.41105 | 0.41105 | 0.45 | 0.45 | 0.45 | 0.41105 | 0.41105 | 0.37211 | 0.33316 | 0.25526 | 0.13842 | 0.08 | 0 | 0 | 0 | 0 | 0 | 0 | 0.47368 | 0.78947 | 1 | 1 | 1 | 0.89474 | 0.89474 | 0.89474 | 1 | 1 | 1 | 0.89474 | 0.89474 | 0.78947 | 0.68421 | 0.47368 | 0.15789 | 0 | 0 | 0 | 0 | 0 | 0 | 0 | 0.47368 | 0.78947 | 1 | 1 | 1 | 0.89474 | 0.89474 | 0.89474 | 1 | 1 | 1 | 0.89474 | 0.89474 | 0.78947 | 0.68421 | 0.47368 | 0.15789 | 0 | 20 | 0.4 | 0.36 | 0.13 | 0.11 | 0.52632 | 0.03873 | 0.022797 | 0.022797 | 0.022797 | 0.017098 | 0.017098 | 0.017098 | 0.017098 | Education - University (summer) | 0.042895 | 0.042895 | 0.042596 | 0.043135 | 0.043122 | 0.042155 | 0.042155 | Education - University - Classroom/Lecture - (summer) - all | 16 | 7 | 21 | 251.2632 | 13.2679 | 251.2632 | 13.2679 | 0 | 0 | 5.7105 | 0.30154 | 0 | 0 | 0 | 0 | 0 | 0 | 0 | 0 | 0.23947 | 0.36579 | 0.45 | 0.45 | 0.45 | 0.40789 | 0.40789 | 0.40789 | 0.45 | 0.45 | 0.45 | 0.40789 | 0.40789 | 0.36579 | 0 | 0 | 0 | 0 |  | 253.2084 | 35.4143 | 253.2084 | 35.4143 | 0 | 0 | 5.7547 | 0.80487 | 0 | 0 | 0 | 0 | 0 | 0 | 0 | 0 | 0.25526 | 0.37211 | 0.45 | 0.45 | 0.45 | 0.41105 | 0.41105 | 0.41105 | 0.45 | 0.45 | 0.45 | 0.41105 | 0.41105 | 0.37211 | 0 | 0 | 0 | 0 | 0.89242 | 0.8 | 0.93155 | 0.8
613 | 6 | 13 | 5 | 1 |  |  |  |  | Education - University | Comm/Ind Work (General, Low Bay) | Education - University - Comm/Ind Work (General, Low Bay) |  | Education - University | Education - University - Comm/Ind Work (General, Low Bay) | University Class (in session) | Sat | Open | 32 | 32 | 0.080017 | 1.6365 | 1.6365 | 1.091 | 1.091 | 1.091 | 1.0001 | 1.0001 | 0 | 0 | 0 | 0 | 0 | 0 | 0 | 11.268 | 11.268 | 7.512 | 7.512 | 7.512 | 6.886 | 6.886 | 0 | 0 | 0 | 0 | 0 | 0 | 0 | 0 | 0 | 0 | 0 | 0 | 0 | 0 | 0 | 0 | 0 | 0 | 0 | 0 | 0 | 0 | 0 | 0 | 0 | 0 | 0 | 0 | 0 | 0 | 0 | 0 | 0 | 0 | 0 | 0.14311 | 0.14311 | 0.095408 | 0.095408 | 0.095408 | 0.087457 | 0.087457 | 0 | 0 | 0 | 0 | 0 | 0 | 0 | 1.7619 | 1.7619 | 1.1746 | 1.1746 | 1.1746 | 1.0767 | 1.0767 | 0 | 0 | 0 | 0 | 0 | 0 | 0 | 0 | 0 | 0 | 0 | 0 | 0 | 0 | 0 | 0 | 0 | 0 | 0 | 0 | 0 | 0 | 0 | 0 | 0 | 0 | 0 | 0 | 0 | 0 | 0 | 0 | 0 | 0 | 0 | University Class (in session) ILit Sat | University Class (in session) ILit all | 3092 | 5 | 25 | University Class (in session) ILit2 Sat | University Class (in session) ILit Sat | University Class (in session) ILit all | 3092 | 6.5 | 45 | 3092 | 2.6891 | 0.19232 | 0.05 | 0.05 | 0.05 | 0.05 | 0.05 | 0.05 | 0.05 | 0.20789 | 0.25 | 0.25 | 0.25 | 0.22895 | 0.22895 | 0.22895 | 0.25 | 0.25 | 0.18684 | 0.12368 | 0.081579 | 0.05 | 0.05 | 0.05 | 0.05 | 0.05 | 4.8082 | 0.34396 | 0.065 | 0.065 | 0.065 | 0.065 | 0.065 | 0.065 | 0.065 | 0.36895 | 0.45 | 0.45 | 0.45 | 0.40947 | 0.40947 | 0.40947 | 0.45 | 0.45 | 0.32842 | 0.20684 | 0.12579 | 0.065 | 0.065 | 0.065 | 0.065 | 0.065 | 0 | 0 | 0 | 0 | 0 | 0 | 0 | 0.78947 | 1 | 1 | 1 | 0.89474 | 0.89474 | 0.89474 | 1 | 1 | 0.68421 | 0.36842 | 0.15789 | 0 | 0 | 0 | 0 | 0 | 0 | 0 | 0 | 0 | 0 | 0 | 0 | 0.78947 | 1 | 1 | 1 | 0.89474 | 0.89474 | 0.89474 | 1 | 1 | 0.68421 | 0.36842 | 0.15789 | 0 | 0 | 0 | 0 | 0 | 16 | 0.66337 | 0.20792 | 0.079208 | 0.049505 | 0.76136 | 0 | 0 | 0 | 0 | 0 | 0 | 0 | 0 |  | 0.071739 | 0.071739 | 0.071036 | 0.072539 | 0.072612 | 0.070731 | 0.070731 | Education - University - Comm/Ind Work (General, Low Bay) - Sat | 10 | 9 | 18 | 67.9579 | 18.0935 | 0 | 0 | 67.9579 | 18.0935 | 0 | 0 | 2.1237 | 0.56542 | 0 | 0 | 0 | 0 | 0 | 0 | 0 | 0 | 0.25 | 0.25 | 0.25 | 0.22895 | 0.22895 | 0.22895 | 0.25 | 0.25 | 0.18684 | 0 | 0 | 0 | 0 | 0 | 0 | 0 |  | 121.8189 | 32.0428 | 0 | 0 | 121.8189 | 32.0428 | 0 | 0 | 3.8068 | 1.0013 | 0 | 0 | 0 | 0 | 0 | 0 | 0 | 0 | 0.45 | 0.45 | 0.45 | 0.40947 | 0.40947 | 0.40947 | 0.45 | 0.45 | 0.32842 | 0 | 0 | 0 | 0 | 0 | 0 | 0 | 0.85727 | 0.84 | 0.90919 | 0.84
614 | 6 | 14 | 6 | 2 |  |  |  |  | Education - University | Comm/Ind Work (General, Low Bay) | Education - University - Comm/Ind Work (General, Low Bay) |  | Education - University | Education - University - Comm/Ind Work (General, Low Bay) | University Class (in session) | Sun | Open | 32 | 32 | 0.080017 | 1.6365 | 1.6365 | 1.091 | 1.091 | 1.091 | 1.0001 | 1.0001 | 0 | 0 | 0 | 0 | 0 | 0 | 0 | 5.7474 | 5.7474 | 3.8316 | 3.8316 | 3.8316 | 3.5123 | 3.5123 | 0 | 0 | 0 | 0 | 0 | 0 | 0 | 0 | 0 | 0 | 0 | 0 | 0 | 0 | 0 | 0 | 0 | 0 | 0 | 0 | 0 | 0 | 0 | 0 | 0 | 0 | 0 | 0 | 0 | 0 | 0 | 0 | 0 | 0 | 0 | 0.14311 | 0.14311 | 0.095408 | 0.095408 | 0.095408 | 0.087457 | 0.087457 | 0 | 0 | 0 | 0 | 0 | 0 | 0 | 0.77628 | 0.77628 | 0.51752 | 0.51752 | 0.51752 | 0.47439 | 0.47439 | 0 | 0 | 0 | 0 | 0 | 0 | 0 | 0 | 0 | 0 | 0 | 0 | 0 | 0 | 0 | 0 | 0 | 0 | 0 | 0 | 0 | 0 | 0 | 0 | 0 | 0 | 0 | 0 | 0 | 0 | 0 | 0 | 0 | 0 | 0 | University Class (in session) ILit Sun | University Class (in session) ILit all | 3093 | 5 | 25 | University Class (in session) ILit2 Sun | University Class (in session) ILit Sun | University Class (in session) ILit all | 3093 | 6.5 | 45 | 3093 | 1.3716 | 0.042 | 0.05 | 0.05 | 0.05 | 0.05 | 0.05 | 0.05 | 0.05 | 0.05 | 0.05 | 0.05 | 0.25 | 0.25 | 0.05 | 0.05 | 0.05 | 0.05 | 0.05 | 0.05 | 0.05 | 0.05 | 0.05 | 0.05 | 0.05 | 0.05 | 2.1184 | 0.0546 | 0.065 | 0.065 | 0.065 | 0.065 | 0.065 | 0.065 | 0.065 | 0.065 | 0.065 | 0.065 | 0.45 | 0.45 | 0.065 | 0.065 | 0.065 | 0.065 | 0.065 | 0.065 | 0.065 | 0.065 | 0.065 | 0.065 | 0.065 | 0.065 | 0 | 0 | 0 | 0 | 0 | 0 | 0 | 0 | 0 | 0 | 1 | 1 | 0 | 0 | 0 | 0 | 0 | 0 | 0 | 0 | 0 | 0 | 0 | 0 | 0 | 0 | 0 | 0 | 0 | 0 | 0 | 0 | 0 | 0 | 1 | 1 | 0 | 0 | 0 | 0 | 0 | 0 | 0 | 0 | 0 | 0 | 0 | 0 | 16 | 0.66337 | 0.20792 | 0.079208 | 0.049505 | 0.76136 | 0 | 0 | 0 | 0 | 0 | 0 | 0 | 0 |  | 0.071739 | 0.071739 | 0.071036 | 0.072539 | 0.072612 | 0.070731 | 0.070731 | Education - University - Comm/Ind Work (General, Low Bay) - Sun | 12 | 9 | 18 | 27.2 | 16.692 | 0 | 0 | 27.2 | 16.692 | 0 | 0 | 0.85 | 0.52163 | 0 | 0 | 0 | 0 | 0 | 0 | 0 | 0 | 0.05 | 0.05 | 0.25 | 0.25 | 0.05 | 0.05 | 0.05 | 0.05 | 0.05 | 0 | 0 | 0 | 0 | 0 | 0 | 0 |  | 43.36 | 24.4292 | 0 | 0 | 43.36 | 24.4292 | 0 | 0 | 1.355 | 0.76341 | 0 | 0 | 0 | 0 | 0 | 0 | 0 | 0 | 0.065 | 0.065 | 0.45 | 0.45 | 0.065 | 0.065 | 0.065 | 0.065 | 0.065 | 0 | 0 | 0 | 0 | 0 | 0 | 0 | 0.85727 | 0.84 | 0.90919 | 0.84
615 | 6 | 15 | 7 | 3 |  |  |  |  | Education - University | Comm/Ind Work (General, Low Bay) | Education - University - Comm/Ind Work (General, Low Bay) |  | Education - University | Education - University - Comm/Ind Work (General, Low Bay) | University Class (in session) | Hol | Open | 6 | 6 | 0.080017 | 1.6365 | 1.6365 | 1.091 | 1.091 | 1.091 | 1.0001 | 1.0001 | 0 | 0 | 0 | 0 | 0 | 0 | 0 | 1.0776 | 1.0776 | 0.71843 | 0.71843 | 0.71843 | 0.65856 | 0.65856 | 0 | 0 | 0 | 0 | 0 | 0 | 0 | 0 | 0 | 0 | 0 | 0 | 0 | 0 | 0 | 0 | 0 | 0 | 0 | 0 | 0 | 0 | 0 | 0 | 0 | 0 | 0 | 0 | 0 | 0 | 0 | 0 | 0 | 0 | 0 | 0.14311 | 0.14311 | 0.095408 | 0.095408 | 0.095408 | 0.087457 | 0.087457 | 0 | 0 | 0 | 0 | 0 | 0 | 0 | 0.14555 | 0.14555 | 0.097035 | 0.097035 | 0.097035 | 0.088948 | 0.088948 | 0 | 0 | 0 | 0 | 0 | 0 | 0 | 0 | 0 | 0 | 0 | 0 | 0 | 0 | 0 | 0 | 0 | 0 | 0 | 0 | 0 | 0 | 0 | 0 | 0 | 0 | 0 | 0 | 0 | 0 | 0 | 0 | 0 | 0 | 0 | University Class (in session) ILit Hol | University Class (in session) ILit all | 3093 | 5 | 25 | University Class (in session) ILit2 Hol | University Class (in session) ILit Hol | University Class (in session) ILit all | 3093 | 6.5 | 45 | 3093 | 1.3716 | 0.042 | 0.05 | 0.05 | 0.05 | 0.05 | 0.05 | 0.05 | 0.05 | 0.05 | 0.05 | 0.05 | 0.25 | 0.25 | 0.05 | 0.05 | 0.05 | 0.05 | 0.05 | 0.05 | 0.05 | 0.05 | 0.05 | 0.05 | 0.05 | 0.05 | 2.1184 | 0.0546 | 0.065 | 0.065 | 0.065 | 0.065 | 0.065 | 0.065 | 0.065 | 0.065 | 0.065 | 0.065 | 0.45 | 0.45 | 0.065 | 0.065 | 0.065 | 0.065 | 0.065 | 0.065 | 0.065 | 0.065 | 0.065 | 0.065 | 0.065 | 0.065 | 0 | 0 | 0 | 0 | 0 | 0 | 0 | 0 | 0 | 0 | 1 | 1 | 0 | 0 | 0 | 0 | 0 | 0 | 0 | 0 | 0 | 0 | 0 | 0 | 0 | 0 | 0 | 0 | 0 | 0 | 0 | 0 | 0 | 0 | 1 | 1 | 0 | 0 | 0 | 0 | 0 | 0 | 0 | 0 | 0 | 0 | 0 | 0 | 16 | 0.66337 | 0.20792 | 0.079208 | 0.049505 | 0.76136 | 0 | 0 | 0 | 0 | 0 | 0 | 0 | 0 |  | 0.071739 | 0.071739 | 0.071036 | 0.072539 | 0.072612 | 0.070731 | 0.070731 | Education - University - Comm/Ind Work (General, Low Bay) - Hol | 14 | 9 | 18 | 5.1 | 3.1298 | 0 | 0 | 5.1 | 3.1298 | 0 | 0 | 0.85 | 0.52163 | 0 | 0 | 0 | 0 | 0 | 0 | 0 | 0 | 0.05 | 0.05 | 0.25 | 0.25 | 0.05 | 0.05 | 0.05 | 0.05 | 0.05 | 0 | 0 | 0 | 0 | 0 | 0 | 0 |  | 8.13 | 4.5805 | 0 | 0 | 8.13 | 4.5805 | 0 | 0 | 1.355 | 0.76341 | 0 | 0 | 0 | 0 | 0 | 0 | 0 | 0 | 0.065 | 0.065 | 0.45 | 0.45 | 0.065 | 0.065 | 0.065 | 0.065 | 0.065 | 0 | 0 | 0 | 0 | 0 | 0 | 0 | 0.85727 | 0.84 | 0.90919 | 0.84
616 | 6 | 16 | 8 | 4 |  | Education - University |  | Education - University - Comm/Ind Work (General, Low Bay) | Education - University | Comm/Ind Work (General, Low Bay) | Education - University - Comm/Ind Work (General, Low Bay) |  | Education - University | Education - University - Comm/Ind Work (General, Low Bay) | University Class (in session) | all | Open | 169 | 169 | 0.080017 | 1.6365 | 1.6365 | 1.091 | 1.091 | 1.091 | 1.0001 | 1.0001 | 0 | 0 | 0 | 0 | 0 | 0 | 0 | 204.4877 | 204.4877 | 136.3251 | 136.3251 | 136.3251 | 124.9647 | 124.9647 | 0.076996 | 0.076996 | 0.05133 | 0.05133 | 0.05133 | 0.047053 | 0.047053 | 0 | 0 | 0 | 0 | 0 | 0 | 0 | 0 | 0 | 0 | 0 | 0 | 0 | 0 | 0.588 | 0.588 | 0.588 | 0.588 | 0.588 | 0.588 | 0.588 | 0.59118 | 0.59118 | 0.58986 | 0.59402 | 0.59436 | 0.58222 | 0.58222 | 0.14311 | 0.14311 | 0.095408 | 0.095408 | 0.095408 | 0.087457 | 0.087457 | 0 | 0 | 0 | 0 | 0 | 0 | 0 | 19.4549 | 19.4549 | 12.9699 | 12.9699 | 12.9699 | 11.8891 | 11.8891 | 0.0067334 | 0.0067334 | 0.0044889 | 0.0044889 | 0.0044889 | 0.0041148 | 0.0041148 | 0 | 0 | 0 | 0 | 0 | 0 | 0 | 0 | 0 | 0 | 0 | 0 | 0 | 0 | 0.588 | 0.588 | 0.588 | 0.588 | 0.588 | 0.588 | 0.588 | 0.5554 | 0.5554 | 0.55352 | 0.55262 | 0.55032 | 0.54444 | 0.54444 | University Class (in session) ILit all | University Class (in session) ILit all | 3091 | 5 | 70 | University Class (in session) ILit2 all | University Class (in session) ILit all | University Class (in session) ILit all | 3091 | 8 | 70 | 3091 | 9.2404 | 0.588 | 0.05 | 0.05 | 0.05 | 0.05 | 0.05 | 0.05 | 0.35789 | 0.56316 | 0.7 | 0.7 | 0.7 | 0.63158 | 0.63158 | 0.63158 | 0.7 | 0.7 | 0.7 | 0.63158 | 0.63158 | 0.63158 | 0.56316 | 0.49474 | 0.35789 | 0.15263 | 10.0528 | 0.588 | 0.08 | 0.08 | 0.08 | 0.08 | 0.08 | 0.08 | 0.37368 | 0.56947 | 0.7 | 0.7 | 0.7 | 0.63474 | 0.63474 | 0.63474 | 0.7 | 0.7 | 0.7 | 0.63474 | 0.63474 | 0.63474 | 0.56947 | 0.50421 | 0.37368 | 0.17789 | 0 | 0 | 0 | 0 | 0 | 0 | 0.47368 | 0.78947 | 1 | 1 | 1 | 0.89474 | 0.89474 | 0.89474 | 1 | 1 | 1 | 0.89474 | 0.89474 | 0.89474 | 0.78947 | 0.68421 | 0.47368 | 0.15789 | 0 | 0 | 0 | 0 | 0 | 0 | 0.47368 | 0.78947 | 1 | 1 | 1 | 0.89474 | 0.89474 | 0.89474 | 1 | 1 | 1 | 0.89474 | 0.89474 | 0.89474 | 0.78947 | 0.68421 | 0.47368 | 0.15789 | 16 | 0.66337 | 0.20792 | 0.079208 | 0.049505 | 0.76136 | 0.083928 | 0.01099 | 0.01099 | 0.0073266 | 0.0073266 | 0.0073266 | 0.0067161 | 0.0067161 | Education - University | 0.071739 | 0.071739 | 0.071036 | 0.072539 | 0.072612 | 0.070731 | 0.070731 | Education - University - Comm/Ind Work (General, Low Bay) - all | 16 | 7 | 21 | 1505.8789 | 55.7524 | 1505.8789 | 55.7524 | 0 | 0 | 8.9105 | 0.3299 | 0 | 0 | 0 | 0 | 0 | 0 | 0 | 0 | 0.35789 | 0.56316 | 0.7 | 0.7 | 0.7 | 0.63158 | 0.63158 | 0.63158 | 0.7 | 0.7 | 0.7 | 0.63158 | 0.63158 | 0.63158 | 0 | 0 | 0 | 0 |  | 1512.8168 | 186.1009 | 1512.8168 | 186.1009 | 0 | 0 | 8.9516 | 1.1012 | 0 | 0 | 0 | 0 | 0 | 0 | 0 | 0 | 0.37368 | 0.56947 | 0.7 | 0.7 | 0.7 | 0.63474 | 0.63474 | 0.63474 | 0.7 | 0.7 | 0.7 | 0.63474 | 0.63474 | 0.63474 | 0 | 0 | 0 | 0 | 0.85727 | 0.84 | 0.90919 | 0.84
617 | 6 | 17 | 5 | 5 |  |  |  |  | Education - University | Comm/Ind Work (General, Low Bay) | Education - University - Comm/Ind Work (General, Low Bay) | (break) | Education - University (break) | Education - University - Comm/Ind Work (General, Low Bay) (break) | University Class (break) | Sat | Closed | 12 | 12 | 0.080017 | 1.6365 | 1.6365 | 1.091 | 1.091 | 1.091 | 1.0001 | 1.0001 | 0 | 0 | 0 | 0 | 0 | 0 | 0 | 1.1315 | 1.1315 | 0.75435 | 0.75435 | 0.75435 | 0.69149 | 0.69149 | 0 | 0 | 0 | 0 | 0 | 0 | 0 | 0 | 0 | 0 | 0 | 0 | 0 | 0 | 0 | 0 | 0 | 0 | 0 | 0 | 0 | 0 | 0 | 0 | 0 | 0 | 0 | 0 | 0 | 0 | 0 | 0 | 0 | 0 | 0 | 0.14311 | 0.14311 | 0.095408 | 0.095408 | 0.095408 | 0.087457 | 0.087457 | 0 | 0 | 0 | 0 | 0 | 0 | 0 | 0.10495 | 0.10495 | 0.069965 | 0.069965 | 0.069965 | 0.064134 | 0.064134 | 0 | 0 | 0 | 0 | 0 | 0 | 0 | 0 | 0 | 0 | 0 | 0 | 0 | 0 | 0 | 0 | 0 | 0 | 0 | 0 | 0 | 0 | 0 | 0 | 0 | 0 | 0 | 0 | 0 | 0 | 0 | 0 | 0 | 0 | 0 | University Class (break) ILit Cls | University Class (break) ILit Cls | 2 | 3.5 | 3.5 | University Class (break) ILit2 Cls | University Class (break) ILit Cls | University Class (break) ILit Cls | 2 | 3.5 | 3.5 | 2 | 0.7201 | 0.035 | 0.035 | 0.035 | 0.035 | 0.035 | 0.035 | 0.035 | 0.035 | 0.035 | 0.035 | 0.035 | 0.035 | 0.035 | 0.035 | 0.035 | 0.035 | 0.035 | 0.035 | 0.035 | 0.035 | 0.035 | 0.035 | 0.035 | 0.035 | 0.035 | 0.76372 | 0.035 | 0.035 | 0.035 | 0.035 | 0.035 | 0.035 | 0.035 | 0.035 | 0.035 | 0.035 | 0.035 | 0.035 | 0.035 | 0.035 | 0.035 | 0.035 | 0.035 | 0.035 | 0.035 | 0.035 | 0.035 | 0.035 | 0.035 | 0.035 | 0.035 | 0 | 0 | 0 | 0 | 0 | 0 | 0 | 0 | 0 | 0 | 0 | 0 | 0 | 0 | 0 | 0 | 0 | 0 | 0 | 0 | 0 | 0 | 0 | 0 | 0 | 0 | 0 | 0 | 0 | 0 | 0 | 0 | 0 | 0 | 0 | 0 | 0 | 0 | 0 | 0 | 0 | 0 | 0 | 0 | 0 | 0 | 0 | 0 | 16 | 0.66337 | 0.20792 | 0.079208 | 0.049505 | 0.76136 | 0 | 0 | 0 | 0 | 0 | 0 | 0 | 0 |  | 0.004128 | 0.004128 | 0.0040915 | 0.0041369 | 0.0041138 | 0.0040849 | 0.0040849 | Education - University - Comm/Ind Work (General, Low Bay) - (break) - Sat | 10 | 9 | 14 | 0 | 8.6412 | 0 | 0 | 0 | 8.6412 | 0 | 0 | 0 | 0.7201 | 0 | 0 | 0 | 0 | 0 | 0 | 0 | 0 | 0 | 0 | 0 | 0 | 0 | 0 | 0 | 0 | 0 | 0 | 0 | 0 | 0 | 0 | 0 | 0 |  | 0 | 9.1646 | 0 | 0 | 0 | 9.1646 | 0 | 0 | 0 | 0.76372 | 0 | 0 | 0 | 0 | 0 | 0 | 0 | 0 | 0 | 0 | 0 | 0 | 0 | 0 | 0 | 0 | 0 | 0 | 0 | 0 | 0 | 0 | 0 | 0 | 0.85727 | 0.84 | 0.90919 | 0.84
618 | 6 | 18 | 6 | 6 |  |  |  |  | Education - University | Comm/Ind Work (General, Low Bay) | Education - University - Comm/Ind Work (General, Low Bay) | (break) | Education - University (break) | Education - University - Comm/Ind Work (General, Low Bay) (break) | University Class (break) | Sun | Closed | 12 | 12 | 0.080017 | 1.6365 | 1.6365 | 1.091 | 1.091 | 1.091 | 1.0001 | 1.0001 | 0 | 0 | 0 | 0 | 0 | 0 | 0 | 1.1315 | 1.1315 | 0.75435 | 0.75435 | 0.75435 | 0.69149 | 0.69149 | 0 | 0 | 0 | 0 | 0 | 0 | 0 | 0 | 0 | 0 | 0 | 0 | 0 | 0 | 0 | 0 | 0 | 0 | 0 | 0 | 0 | 0 | 0 | 0 | 0 | 0 | 0 | 0 | 0 | 0 | 0 | 0 | 0 | 0 | 0 | 0.14311 | 0.14311 | 0.095408 | 0.095408 | 0.095408 | 0.087457 | 0.087457 | 0 | 0 | 0 | 0 | 0 | 0 | 0 | 0.10495 | 0.10495 | 0.069965 | 0.069965 | 0.069965 | 0.064134 | 0.064134 | 0 | 0 | 0 | 0 | 0 | 0 | 0 | 0 | 0 | 0 | 0 | 0 | 0 | 0 | 0 | 0 | 0 | 0 | 0 | 0 | 0 | 0 | 0 | 0 | 0 | 0 | 0 | 0 | 0 | 0 | 0 | 0 | 0 | 0 | 0 | University Class (break) ILit Cls | University Class (break) ILit Cls | 2 | 3.5 | 3.5 | University Class (break) ILit2 Cls | University Class (break) ILit Cls | University Class (break) ILit Cls | 2 | 3.5 | 3.5 | 2 | 0.7201 | 0.035 | 0.035 | 0.035 | 0.035 | 0.035 | 0.035 | 0.035 | 0.035 | 0.035 | 0.035 | 0.035 | 0.035 | 0.035 | 0.035 | 0.035 | 0.035 | 0.035 | 0.035 | 0.035 | 0.035 | 0.035 | 0.035 | 0.035 | 0.035 | 0.035 | 0.76372 | 0.035 | 0.035 | 0.035 | 0.035 | 0.035 | 0.035 | 0.035 | 0.035 | 0.035 | 0.035 | 0.035 | 0.035 | 0.035 | 0.035 | 0.035 | 0.035 | 0.035 | 0.035 | 0.035 | 0.035 | 0.035 | 0.035 | 0.035 | 0.035 | 0.035 | 0 | 0 | 0 | 0 | 0 | 0 | 0 | 0 | 0 | 0 | 0 | 0 | 0 | 0 | 0 | 0 | 0 | 0 | 0 | 0 | 0 | 0 | 0 | 0 | 0 | 0 | 0 | 0 | 0 | 0 | 0 | 0 | 0 | 0 | 0 | 0 | 0 | 0 | 0 | 0 | 0 | 0 | 0 | 0 | 0 | 0 | 0 | 0 | 16 | 0.66337 | 0.20792 | 0.079208 | 0.049505 | 0.76136 | 0 | 0 | 0 | 0 | 0 | 0 | 0 | 0 |  | 0.004128 | 0.004128 | 0.0040915 | 0.0041369 | 0.0041138 | 0.0040849 | 0.0040849 | Education - University - Comm/Ind Work (General, Low Bay) - (break) - Sun | 12 | 9 | 14 | 0 | 8.6412 | 0 | 0 | 0 | 8.6412 | 0 | 0 | 0 | 0.7201 | 0 | 0 | 0 | 0 | 0 | 0 | 0 | 0 | 0 | 0 | 0 | 0 | 0 | 0 | 0 | 0 | 0 | 0 | 0 | 0 | 0 | 0 | 0 | 0 |  | 0 | 9.1646 | 0 | 0 | 0 | 9.1646 | 0 | 0 | 0 | 0.76372 | 0 | 0 | 0 | 0 | 0 | 0 | 0 | 0 | 0 | 0 | 0 | 0 | 0 | 0 | 0 | 0 | 0 | 0 | 0 | 0 | 0 | 0 | 0 | 0 | 0.85727 | 0.84 | 0.90919 | 0.84
619 | 6 | 19 | 7 | 7 |  |  |  |  | Education - University | Comm/Ind Work (General, Low Bay) | Education - University - Comm/Ind Work (General, Low Bay) | (break) | Education - University (break) | Education - University - Comm/Ind Work (General, Low Bay) (break) | University Class (break) | Hol | Closed | 3 | 3 | 0.080017 | 1.6365 | 1.6365 | 1.091 | 1.091 | 1.091 | 1.0001 | 1.0001 | 0 | 0 | 0 | 0 | 0 | 0 | 0 | 0.28288 | 0.28288 | 0.18859 | 0.18859 | 0.18859 | 0.17287 | 0.17287 | 0 | 0 | 0 | 0 | 0 | 0 | 0 | 0 | 0 | 0 | 0 | 0 | 0 | 0 | 0 | 0 | 0 | 0 | 0 | 0 | 0 | 0 | 0 | 0 | 0 | 0 | 0 | 0 | 0 | 0 | 0 | 0 | 0 | 0 | 0 | 0.14311 | 0.14311 | 0.095408 | 0.095408 | 0.095408 | 0.087457 | 0.087457 | 0 | 0 | 0 | 0 | 0 | 0 | 0 | 0.026237 | 0.026237 | 0.017491 | 0.017491 | 0.017491 | 0.016034 | 0.016034 | 0 | 0 | 0 | 0 | 0 | 0 | 0 | 0 | 0 | 0 | 0 | 0 | 0 | 0 | 0 | 0 | 0 | 0 | 0 | 0 | 0 | 0 | 0 | 0 | 0 | 0 | 0 | 0 | 0 | 0 | 0 | 0 | 0 | 0 | 0 | University Class (break) ILit Cls | University Class (break) ILit Cls | 2 | 3.5 | 3.5 | University Class (break) ILit2 Cls | University Class (break) ILit Cls | University Class (break) ILit Cls | 2 | 3.5 | 3.5 | 2 | 0.7201 | 0.035 | 0.035 | 0.035 | 0.035 | 0.035 | 0.035 | 0.035 | 0.035 | 0.035 | 0.035 | 0.035 | 0.035 | 0.035 | 0.035 | 0.035 | 0.035 | 0.035 | 0.035 | 0.035 | 0.035 | 0.035 | 0.035 | 0.035 | 0.035 | 0.035 | 0.76372 | 0.035 | 0.035 | 0.035 | 0.035 | 0.035 | 0.035 | 0.035 | 0.035 | 0.035 | 0.035 | 0.035 | 0.035 | 0.035 | 0.035 | 0.035 | 0.035 | 0.035 | 0.035 | 0.035 | 0.035 | 0.035 | 0.035 | 0.035 | 0.035 | 0.035 | 0 | 0 | 0 | 0 | 0 | 0 | 0 | 0 | 0 | 0 | 0 | 0 | 0 | 0 | 0 | 0 | 0 | 0 | 0 | 0 | 0 | 0 | 0 | 0 | 0 | 0 | 0 | 0 | 0 | 0 | 0 | 0 | 0 | 0 | 0 | 0 | 0 | 0 | 0 | 0 | 0 | 0 | 0 | 0 | 0 | 0 | 0 | 0 | 16 | 0.66337 | 0.20792 | 0.079208 | 0.049505 | 0.76136 | 0 | 0 | 0 | 0 | 0 | 0 | 0 | 0 |  | 0.004128 | 0.004128 | 0.0040915 | 0.0041369 | 0.0041138 | 0.0040849 | 0.0040849 | Education - University - Comm/Ind Work (General, Low Bay) - (break) - Hol | 14 | 9 | 14 | 0 | 2.1603 | 0 | 0 | 0 | 2.1603 | 0 | 0 | 0 | 0.7201 | 0 | 0 | 0 | 0 | 0 | 0 | 0 | 0 | 0 | 0 | 0 | 0 | 0 | 0 | 0 | 0 | 0 | 0 | 0 | 0 | 0 | 0 | 0 | 0 |  | 0 | 2.2912 | 0 | 0 | 0 | 2.2912 | 0 | 0 | 0 | 0.76372 | 0 | 0 | 0 | 0 | 0 | 0 | 0 | 0 | 0 | 0 | 0 | 0 | 0 | 0 | 0 | 0 | 0 | 0 | 0 | 0 | 0 | 0 | 0 | 0 | 0.85727 | 0.84 | 0.90919 | 0.84
620 | 6 | 20 | 8 | 8 |  | Education - University (break) |  | Education - University - Comm/Ind Work (General, Low Bay) (break) | Education - University | Comm/Ind Work (General, Low Bay) | Education - University - Comm/Ind Work (General, Low Bay) | (break) | Education - University (break) | Education - University - Comm/Ind Work (General, Low Bay) (break) | University Class (break) | all | Closed | 38 | 38 | 0.080017 | 1.6365 | 1.6365 | 1.091 | 1.091 | 1.091 | 1.0001 | 1.0001 | 0 | 0 | 0 | 0 | 0 | 0 | 0 | 3.5832 | 3.5832 | 2.3888 | 2.3888 | 2.3888 | 2.1897 | 2.1897 | 0.0045831 | 0.0045831 | 0.0030554 | 0.0030554 | 0.0030554 | 0.0028008 | 0.0028008 | 0 | 0 | 0 | 0 | 0 | 0 | 0 | 0 | 0 | 0 | 0 | 0 | 0 | 0 | 0.035 | 0.035 | 0.035 | 0.035 | 0.035 | 0.035 | 0.035 | 0.034185 | 0.034185 | 0.034148 | 0.03403 | 0.033817 | 0.033741 | 0.033741 | 0.14311 | 0.14311 | 0.095408 | 0.095408 | 0.095408 | 0.087457 | 0.087457 | 0 | 0 | 0 | 0 | 0 | 0 | 0 | 0.33233 | 0.33233 | 0.22156 | 0.22156 | 0.22156 | 0.20309 | 0.20309 | 0.0004008 | 0.0004008 | 0.0002672 | 0.0002672 | 0.0002672 | 0.00024493 | 0.00024493 | 0 | 0 | 0 | 0 | 0 | 0 | 0 | 0 | 0 | 0 | 0 | 0 | 0 | 0 | 0.035 | 0.035 | 0.035 | 0.035 | 0.035 | 0.035 | 0.035 | 0.034185 | 0.034185 | 0.034148 | 0.03403 | 0.033817 | 0.033741 | 0.033741 | University Class (break) ILit Cls | University Class (break) ILit Cls | 2 | 3.5 | 3.5 | University Class (break) ILit2 Cls | University Class (break) ILit Cls | University Class (break) ILit Cls | 2 | 3.5 | 3.5 | 2 | 0.7201 | 0.035 | 0.035 | 0.035 | 0.035 | 0.035 | 0.035 | 0.035 | 0.035 | 0.035 | 0.035 | 0.035 | 0.035 | 0.035 | 0.035 | 0.035 | 0.035 | 0.035 | 0.035 | 0.035 | 0.035 | 0.035 | 0.035 | 0.035 | 0.035 | 0.035 | 0.76372 | 0.035 | 0.035 | 0.035 | 0.035 | 0.035 | 0.035 | 0.035 | 0.035 | 0.035 | 0.035 | 0.035 | 0.035 | 0.035 | 0.035 | 0.035 | 0.035 | 0.035 | 0.035 | 0.035 | 0.035 | 0.035 | 0.035 | 0.035 | 0.035 | 0.035 | 0 | 0 | 0 | 0 | 0 | 0 | 0 | 0 | 0 | 0 | 0 | 0 | 0 | 0 | 0 | 0 | 0 | 0 | 0 | 0 | 0 | 0 | 0 | 0 | 0 | 0 | 0 | 0 | 0 | 0 | 0 | 0 | 0 | 0 | 0 | 0 | 0 | 0 | 0 | 0 | 0 | 0 | 0 | 0 | 0 | 0 | 0 | 0 | 16 | 0.66337 | 0.20792 | 0.079208 | 0.049505 | 0.76136 | 0.0049957 | 0.00065416 | 0.00065416 | 0.00043611 | 0.00043611 | 0.00043611 | 0.00039977 | 0.00039977 | Education - University (break) | 0.004128 | 0.004128 | 0.0040915 | 0.0041369 | 0.0041138 | 0.0040849 | 0.0040849 | Education - University - Comm/Ind Work (General, Low Bay) - (break) - all | 16 | 7 | 17 | 0 | 27.3639 | 0 | 27.3639 | 0 | 0 | 0 | 0.7201 | 0 | 0 | 0 | 0 | 0 | 0 | 0 | 0 | 0 | 0 | 0 | 0 | 0 | 0 | 0 | 0 | 0 | 0 | 0 | 0 | 0 | 0 | 0 | 0 | 0 | 0 |  | 0 | 29.0213 | 0 | 29.0213 | 0 | 0 | 0 | 0.76372 | 0 | 0 | 0 | 0 | 0 | 0 | 0 | 0 | 0 | 0 | 0 | 0 | 0 | 0 | 0 | 0 | 0 | 0 | 0 | 0 | 0 | 0 | 0 | 0 | 0 | 0 | 0.85727 | 0.84 | 0.90919 | 0.84
621 | 6 | 21 | 5 | 9 |  |  |  |  | Education - University | Comm/Ind Work (General, Low Bay) | Education - University - Comm/Ind Work (General, Low Bay) | (summer) | Education - University (summer) | Education - University - Comm/Ind Work (General, Low Bay) (summer) | University Class (summer) | Sat | Open | 8 | 8 | 0.080017 | 1.6365 | 1.6365 | 1.091 | 1.091 | 1.091 | 1.0001 | 1.0001 | 0 | 0 | 0 | 0 | 0 | 0 | 0 | 1.8575 | 1.8575 | 1.2383 | 1.2383 | 1.2383 | 1.1351 | 1.1351 | 0 | 0 | 0 | 0 | 0 | 0 | 0 | 0 | 0 | 0 | 0 | 0 | 0 | 0 | 0 | 0 | 0 | 0 | 0 | 0 | 0 | 0 | 0 | 0 | 0 | 0 | 0 | 0 | 0 | 0 | 0 | 0 | 0 | 0 | 0 | 0.14311 | 0.14311 | 0.095408 | 0.095408 | 0.095408 | 0.087457 | 0.087457 | 0 | 0 | 0 | 0 | 0 | 0 | 0 | 0.24567 | 0.24567 | 0.16378 | 0.16378 | 0.16378 | 0.15013 | 0.15013 | 0 | 0 | 0 | 0 | 0 | 0 | 0 | 0 | 0 | 0 | 0 | 0 | 0 | 0 | 0 | 0 | 0 | 0 | 0 | 0 | 0 | 0 | 0 | 0 | 0 | 0 | 0 | 0 | 0 | 0 | 0 | 0 | 0 | 0 | 0 | University Class (summer) ILit Sat | University Class (summer) ILit all | 3661 | 5 | 15 | University Class (summer) ILit2 Sat | University Class (summer) ILit Sat | University Class (summer) ILit all | 3661 | 6.5 | 22.5 | 3661 | 1.7732 | 0.099474 | 0.05 | 0.05 | 0.05 | 0.05 | 0.05 | 0.05 | 0.05 | 0.12895 | 0.15 | 0.15 | 0.15 | 0.13947 | 0.13947 | 0.13947 | 0.15 | 0.11842 | 0.086842 | 0.065789 | 0.05 | 0.05 | 0.05 | 0.05 | 0.05 | 0.05 | 2.6816 | 0.14656 | 0.065 | 0.065 | 0.065 | 0.065 | 0.065 | 0.065 | 0.065 | 0.19132 | 0.225 | 0.225 | 0.225 | 0.20816 | 0.20816 | 0.20816 | 0.225 | 0.17447 | 0.12395 | 0.090263 | 0.065 | 0.065 | 0.065 | 0.065 | 0.065 | 0.065 | 0 | 0 | 0 | 0 | 0 | 0 | 0 | 0.78947 | 1 | 1 | 1 | 0.89474 | 0.89474 | 0.89474 | 1 | 0.68421 | 0.36842 | 0.15789 | 0 | 0 | 0 | 0 | 0 | 0 | 0 | 0 | 0 | 0 | 0 | 0 | 0 | 0.78947 | 1 | 1 | 1 | 0.89474 | 0.89474 | 0.89474 | 1 | 0.68421 | 0.36842 | 0.15789 | 0 | 0 | 0 | 0 | 0 | 0 | 16 | 0.66337 | 0.20792 | 0.079208 | 0.049505 | 0.76136 | 0 | 0 | 0 | 0 | 0 | 0 | 0 | 0 |  | 0.042895 | 0.042895 | 0.042596 | 0.043135 | 0.043122 | 0.042155 | 0.042155 | Education - University - Comm/Ind Work (General, Low Bay) - (summer) - Sat | 10 | 9 | 18 | 9.7895 | 4.396 | 0 | 0 | 9.7895 | 4.396 | 0 | 0 | 1.2237 | 0.5495 | 0 | 0 | 0 | 0 | 0 | 0 | 0 | 0 | 0.15 | 0.15 | 0.15 | 0.13947 | 0.13947 | 0.13947 | 0.15 | 0.11842 | 0.086842 | 0 | 0 | 0 | 0 | 0 | 0 | 0 |  | 14.5832 | 6.8699 | 0 | 0 | 14.5832 | 6.8699 | 0 | 0 | 1.8229 | 0.85874 | 0 | 0 | 0 | 0 | 0 | 0 | 0 | 0 | 0.225 | 0.225 | 0.225 | 0.20816 | 0.20816 | 0.20816 | 0.225 | 0.17447 | 0.12395 | 0 | 0 | 0 | 0 | 0 | 0 | 0 | 0.85727 | 0.84 | 0.90919 | 0.84
622 | 6 | 22 | 6 | 10 |  |  |  |  | Education - University | Comm/Ind Work (General, Low Bay) | Education - University - Comm/Ind Work (General, Low Bay) | (summer) | Education - University (summer) | Education - University - Comm/Ind Work (General, Low Bay) (summer) | University Class (summer) | Sun | Open | 8 | 8 | 0.080017 | 1.6365 | 1.6365 | 1.091 | 1.091 | 1.091 | 1.0001 | 1.0001 | 0 | 0 | 0 | 0 | 0 | 0 | 0 | 1.2573 | 1.2573 | 0.83817 | 0.83817 | 0.83817 | 0.76832 | 0.76832 | 0 | 0 | 0 | 0 | 0 | 0 | 0 | 0 | 0 | 0 | 0 | 0 | 0 | 0 | 0 | 0 | 0 | 0 | 0 | 0 | 0 | 0 | 0 | 0 | 0 | 0 | 0 | 0 | 0 | 0 | 0 | 0 | 0 | 0 | 0 | 0.14311 | 0.14311 | 0.095408 | 0.095408 | 0.095408 | 0.087457 | 0.087457 | 0 | 0 | 0 | 0 | 0 | 0 | 0 | 0.15659 | 0.15659 | 0.10439 | 0.10439 | 0.10439 | 0.095693 | 0.095693 | 0 | 0 | 0 | 0 | 0 | 0 | 0 | 0 | 0 | 0 | 0 | 0 | 0 | 0 | 0 | 0 | 0 | 0 | 0 | 0 | 0 | 0 | 0 | 0 | 0 | 0 | 0 | 0 | 0 | 0 | 0 | 0 | 0 | 0 | 0 | University Class (summer) ILit Sun | University Class (summer) ILit all | 3093 | 5 | 15 | University Class (summer) ILit2 Sun | University Class (summer) ILit Sun | University Class (summer) ILit all | 3093 | 6.5 | 22.5 | 3093 | 1.2002 | 0.042 | 0.05 | 0.05 | 0.05 | 0.05 | 0.05 | 0.05 | 0.05 | 0.05 | 0.05 | 0.05 | 0.15 | 0.15 | 0.05 | 0.05 | 0.05 | 0.05 | 0.05 | 0.05 | 0.05 | 0.05 | 0.05 | 0.05 | 0.05 | 0.05 | 1.7093 | 0.0546 | 0.065 | 0.065 | 0.065 | 0.065 | 0.065 | 0.065 | 0.065 | 0.065 | 0.065 | 0.065 | 0.225 | 0.225 | 0.065 | 0.065 | 0.065 | 0.065 | 0.065 | 0.065 | 0.065 | 0.065 | 0.065 | 0.065 | 0.065 | 0.065 | 0 | 0 | 0 | 0 | 0 | 0 | 0 | 0 | 0 | 0 | 1 | 1 | 0 | 0 | 0 | 0 | 0 | 0 | 0 | 0 | 0 | 0 | 0 | 0 | 0 | 0 | 0 | 0 | 0 | 0 | 0 | 0 | 0 | 0 | 1 | 1 | 0 | 0 | 0 | 0 | 0 | 0 | 0 | 0 | 0 | 0 | 0 | 0 | 16 | 0.66337 | 0.20792 | 0.079208 | 0.049505 | 0.76136 | 0 | 0 | 0 | 0 | 0 | 0 | 0 | 0 |  | 0.042895 | 0.042895 | 0.042596 | 0.043135 | 0.043122 | 0.042155 | 0.042155 | Education - University - Comm/Ind Work (General, Low Bay) - (summer) - Sun | 12 | 9 | 18 | 5.2 | 4.4014 | 0 | 0 | 5.2 | 4.4014 | 0 | 0 | 0.65 | 0.55017 | 0 | 0 | 0 | 0 | 0 | 0 | 0 | 0 | 0.05 | 0.05 | 0.15 | 0.15 | 0.05 | 0.05 | 0.05 | 0.05 | 0.05 | 0 | 0 | 0 | 0 | 0 | 0 | 0 |  | 7.24 | 6.4342 | 0 | 0 | 7.24 | 6.4342 | 0 | 0 | 0.905 | 0.80428 | 0 | 0 | 0 | 0 | 0 | 0 | 0 | 0 | 0.065 | 0.065 | 0.225 | 0.225 | 0.065 | 0.065 | 0.065 | 0.065 | 0.065 | 0 | 0 | 0 | 0 | 0 | 0 | 0 | 0.85727 | 0.84 | 0.90919 | 0.84
623 | 6 | 23 | 7 | 11 |  |  |  |  | Education - University | Comm/Ind Work (General, Low Bay) | Education - University - Comm/Ind Work (General, Low Bay) | (summer) | Education - University (summer) | Education - University - Comm/Ind Work (General, Low Bay) (summer) | University Class (summer) | Hol | Open | 1 | 1 | 0.080017 | 1.6365 | 1.6365 | 1.091 | 1.091 | 1.091 | 1.0001 | 1.0001 | 0 | 0 | 0 | 0 | 0 | 0 | 0 | 0.15716 | 0.15716 | 0.10477 | 0.10477 | 0.10477 | 0.09604 | 0.09604 | 0 | 0 | 0 | 0 | 0 | 0 | 0 | 0 | 0 | 0 | 0 | 0 | 0 | 0 | 0 | 0 | 0 | 0 | 0 | 0 | 0 | 0 | 0 | 0 | 0 | 0 | 0 | 0 | 0 | 0 | 0 | 0 | 0 | 0 | 0 | 0.14311 | 0.14311 | 0.095408 | 0.095408 | 0.095408 | 0.087457 | 0.087457 | 0 | 0 | 0 | 0 | 0 | 0 | 0 | 0.019573 | 0.019573 | 0.013049 | 0.013049 | 0.013049 | 0.011962 | 0.011962 | 0 | 0 | 0 | 0 | 0 | 0 | 0 | 0 | 0 | 0 | 0 | 0 | 0 | 0 | 0 | 0 | 0 | 0 | 0 | 0 | 0 | 0 | 0 | 0 | 0 | 0 | 0 | 0 | 0 | 0 | 0 | 0 | 0 | 0 | 0 | University Class (summer) ILit Hol | University Class (summer) ILit all | 3093 | 5 | 15 | University Class (summer) ILit2 Hol | University Class (summer) ILit Hol | University Class (summer) ILit all | 3093 | 6.5 | 22.5 | 3093 | 1.2002 | 0.042 | 0.05 | 0.05 | 0.05 | 0.05 | 0.05 | 0.05 | 0.05 | 0.05 | 0.05 | 0.05 | 0.15 | 0.15 | 0.05 | 0.05 | 0.05 | 0.05 | 0.05 | 0.05 | 0.05 | 0.05 | 0.05 | 0.05 | 0.05 | 0.05 | 1.7093 | 0.0546 | 0.065 | 0.065 | 0.065 | 0.065 | 0.065 | 0.065 | 0.065 | 0.065 | 0.065 | 0.065 | 0.225 | 0.225 | 0.065 | 0.065 | 0.065 | 0.065 | 0.065 | 0.065 | 0.065 | 0.065 | 0.065 | 0.065 | 0.065 | 0.065 | 0 | 0 | 0 | 0 | 0 | 0 | 0 | 0 | 0 | 0 | 1 | 1 | 0 | 0 | 0 | 0 | 0 | 0 | 0 | 0 | 0 | 0 | 0 | 0 | 0 | 0 | 0 | 0 | 0 | 0 | 0 | 0 | 0 | 0 | 1 | 1 | 0 | 0 | 0 | 0 | 0 | 0 | 0 | 0 | 0 | 0 | 0 | 0 | 16 | 0.66337 | 0.20792 | 0.079208 | 0.049505 | 0.76136 | 0 | 0 | 0 | 0 | 0 | 0 | 0 | 0 |  | 0.042895 | 0.042895 | 0.042596 | 0.043135 | 0.043122 | 0.042155 | 0.042155 | Education - University - Comm/Ind Work (General, Low Bay) - (summer) - Hol | 14 | 9 | 18 | 0.65 | 0.55017 | 0 | 0 | 0.65 | 0.55017 | 0 | 0 | 0.65 | 0.55017 | 0 | 0 | 0 | 0 | 0 | 0 | 0 | 0 | 0.05 | 0.05 | 0.15 | 0.15 | 0.05 | 0.05 | 0.05 | 0.05 | 0.05 | 0 | 0 | 0 | 0 | 0 | 0 | 0 |  | 0.905 | 0.80428 | 0 | 0 | 0.905 | 0.80428 | 0 | 0 | 0.905 | 0.80428 | 0 | 0 | 0 | 0 | 0 | 0 | 0 | 0 | 0.065 | 0.065 | 0.225 | 0.225 | 0.065 | 0.065 | 0.065 | 0.065 | 0.065 | 0 | 0 | 0 | 0 | 0 | 0 | 0 | 0.85727 | 0.84 | 0.90919 | 0.84
624 | 6 | 24 | 8 | 12 |  | Education - University (summer) | Education - University - Comm/Ind Work (General, Low Bay) | Education - University - Comm/Ind Work (General, Low Bay) (summer) | Education - University | Comm/Ind Work (General, Low Bay) | Education - University - Comm/Ind Work (General, Low Bay) | (summer) | Education - University (summer) | Education - University - Comm/Ind Work (General, Low Bay) (summer) | University Class (summer) | all | Open | 44 | 44 | 0.080017 | 1.6365 | 1.6365 | 1.091 | 1.091 | 1.091 | 1.0001 | 1.0001 | 0.13094 | 0.13094 | 0.087297 | 0.087297 | 0.087297 | 0.080022 | 0.080022 | 33.2746 | 33.2746 | 22.1831 | 22.1831 | 22.1831 | 20.3345 | 20.3345 | 0.049497 | 0.049497 | 0.032998 | 0.032998 | 0.032998 | 0.030248 | 0.030248 | 2025.7099 | 2025.7099 | 2025.7099 | 2025.7099 | 2025.7099 | 2025.7099 | 2025.7099 | 0 | 0 | 0 | 0 | 0 | 0 | 0 | 0.378 | 0.378 | 0.378 | 0.378 | 0.378 | 0.378 | 0.378 | 0.35548 | 0.35548 | 0.35577 | 0.35518 | 0.35495 | 0.34905 | 0.34905 | 0.14311 | 0.14311 | 0.095408 | 0.095408 | 0.095408 | 0.087457 | 0.087457 | 0.011451 | 0.011451 | 0.0076342 | 0.0076342 | 0.0076342 | 0.006998 | 0.006998 | 3.2258 | 3.2258 | 2.1505 | 2.1505 | 2.1505 | 1.9713 | 1.9713 | 0.0043286 | 0.0043286 | 0.0028857 | 0.0028857 | 0.0028857 | 0.0026453 | 0.0026453 | 2301.4511 | 2301.4511 | 2301.4511 | 2301.4511 | 2301.4511 | 2301.4511 | 2301.4511 | 0 | 0 | 0 | 0 | 0 | 0 | 0 | 0.378 | 0.378 | 0.378 | 0.378 | 0.378 | 0.378 | 0.378 | 0.35587 | 0.35587 | 0.35641 | 0.35591 | 0.35496 | 0.349 | 0.349 | University Class (summer) ILit all | University Class (summer) ILit all | 3660 | 5 | 45 | University Class (summer) ILit2 all | University Class (summer) ILit all | University Class (summer) ILit all | 3660 | 8 | 45 | 3660 | 5.7753 | 0.378 | 0.05 | 0.05 | 0.05 | 0.05 | 0.05 | 0.05 | 0.23947 | 0.36579 | 0.45 | 0.45 | 0.45 | 0.40789 | 0.40789 | 0.40789 | 0.45 | 0.45 | 0.45 | 0.40789 | 0.40789 | 0.36579 | 0.32368 | 0.23947 | 0.11316 | 0.05 | 6.4021 | 0.378 | 0.08 | 0.08 | 0.08 | 0.08 | 0.08 | 0.08 | 0.25526 | 0.37211 | 0.45 | 0.45 | 0.45 | 0.41105 | 0.41105 | 0.41105 | 0.45 | 0.45 | 0.45 | 0.41105 | 0.41105 | 0.37211 | 0.33316 | 0.25526 | 0.13842 | 0.08 | 0 | 0 | 0 | 0 | 0 | 0 | 0.47368 | 0.78947 | 1 | 1 | 1 | 0.89474 | 0.89474 | 0.89474 | 1 | 1 | 1 | 0.89474 | 0.89474 | 0.78947 | 0.68421 | 0.47368 | 0.15789 | 0 | 0 | 0 | 0 | 0 | 0 | 0 | 0.47368 | 0.78947 | 1 | 1 | 1 | 0.89474 | 0.89474 | 0.89474 | 1 | 1 | 1 | 0.89474 | 0.89474 | 0.78947 | 0.68421 | 0.47368 | 0.15789 | 0 | 16 | 0.66337 | 0.20792 | 0.079208 | 0.049505 | 0.76136 | 0.053954 | 0.0070649 | 0.0070649 | 0.00471 | 0.00471 | 0.00471 | 0.0043175 | 0.0043175 | Education - University (summer) | 0.042895 | 0.042895 | 0.042596 | 0.043135 | 0.043122 | 0.042155 | 0.042155 | Education - University - Comm/Ind Work (General, Low Bay) - (summer) - all | 16 | 7 | 21 | 251.2632 | 2.8484 | 251.2632 | 2.8484 | 0 | 0 | 5.7105 | 0.064737 | 0 | 0 | 0 | 0 | 0 | 0 | 0 | 0 | 0.23947 | 0.36579 | 0.45 | 0.45 | 0.45 | 0.40789 | 0.40789 | 0.40789 | 0.45 | 0.45 | 0.45 | 0.40789 | 0.40789 | 0.36579 | 0 | 0 | 0 | 0 |  | 253.2084 | 28.4854 | 253.2084 | 28.4854 | 0 | 0 | 5.7547 | 0.64739 | 0 | 0 | 0 | 0 | 0 | 0 | 0 | 0 | 0.25526 | 0.37211 | 0.45 | 0.45 | 0.45 | 0.41105 | 0.41105 | 0.41105 | 0.45 | 0.45 | 0.45 | 0.41105 | 0.41105 | 0.37211 | 0 | 0 | 0 | 0 | 0.85727 | 0.84 | 0.90919 | 0.84
625 | 6 | 25 | 5 | 1 |  |  |  |  | Education - University | Computer Room (Instructional/PC Lab) | Education - University - Computer Room (Instructional/PC Lab) |  | Education - University | Education - University - Computer Room (Instructional/PC Lab) | University ComputerRm (in session) | Sat | Open | 32 | 32 | 0.038014 | 1.4546 | 1.4546 | 1.4546 | 1.4546 | 1.091 | 1.091 | 1.091 | 0 | 0 | 0 | 0 | 0 | 0 | 0 | 7.8836 | 7.8836 | 7.8836 | 7.8836 | 5.9127 | 5.9127 | 5.9127 | 0 | 0 | 0 | 0 | 0 | 0 | 0 | 0 | 0 | 0 | 0 | 0 | 0 | 0 | 0 | 0 | 0 | 0 | 0 | 0 | 0 | 0 | 0 | 0 | 0 | 0 | 0 | 0 | 0 | 0 | 0 | 0 | 0 | 0 | 0 | 0.12721 | 0.12721 | 0.12721 | 0.12721 | 0.095408 | 0.095408 | 0.095408 | 0 | 0 | 0 | 0 | 0 | 0 | 0 | 0.8424 | 0.8424 | 0.8424 | 0.8424 | 0.6318 | 0.6318 | 0.6318 | 0 | 0 | 0 | 0 | 0 | 0 | 0 | 0 | 0 | 0 | 0 | 0 | 0 | 0 | 0 | 0 | 0 | 0 | 0 | 0 | 0 | 0 | 0 | 0 | 0 | 0 | 0 | 0 | 0 | 0 | 0 | 0 | 0 | 0 | 0 | University ComputerRm (in session) ILit Sat | University ComputerRm (in session) ILit all | 3655 | 10 | 37.5 | University ComputerRm (in session) ILit2 Sat | University ComputerRm (in session) ILit Sat | University ComputerRm (in session) ILit all | 3655 | 10 | 45 | 3655 | 4.4553 | 0.3 | 0.1 | 0.1 | 0.1 | 0.1 | 0.1 | 0.1 | 0.1 | 0.22222 | 0.375 | 0.375 | 0.375 | 0.375 | 0.375 | 0.375 | 0.375 | 0.375 | 0.375 | 0.14583 | 0.1 | 0.1 | 0.1 | 0.1 | 0.1 | 0.1 | 5.4439 | 0.36 | 0.1 | 0.1 | 0.1 | 0.1 | 0.1 | 0.1 | 0.1 | 0.25556 | 0.45 | 0.45 | 0.45 | 0.45 | 0.45 | 0.45 | 0.45 | 0.45 | 0.45 | 0.15833 | 0.1 | 0.1 | 0.1 | 0.1 | 0.1 | 0.1 | 0 | 0 | 0 | 0 | 0 | 0 | 0 | 0.44444 | 1 | 1 | 1 | 1 | 1 | 1 | 1 | 1 | 1 | 0.16667 | 0 | 0 | 0 | 0 | 0 | 0 | 0 | 0 | 0 | 0 | 0 | 0 | 0 | 0.44444 | 1 | 1 | 1 | 1 | 1 | 1 | 1 | 1 | 1 | 0.16667 | 0 | 0 | 0 | 0 | 0 | 0 | 20 | 0.4 | 0.36 | 0.13 | 0.11 | 0.52632 | 0 | 0 | 0 | 0 | 0 | 0 | 0 | 0 |  | 0.071739 | 0.071739 | 0.071036 | 0.072539 | 0.072612 | 0.070731 | 0.070731 | Education - University - Computer Room (Instructional/PC Lab) - Sat | 10 | 9 | 18 | 108 | 34.5698 | 0 | 0 | 108 | 34.5698 | 0 | 0 | 3.375 | 1.0803 | 0 | 0 | 0 | 0 | 0 | 0 | 0 | 0 | 0.375 | 0.375 | 0.375 | 0.375 | 0.375 | 0.375 | 0.375 | 0.375 | 0.375 | 0 | 0 | 0 | 0 | 0 | 0 | 0 |  | 129.6 | 44.6037 | 0 | 0 | 129.6 | 44.6037 | 0 | 0 | 4.05 | 1.3939 | 0 | 0 | 0 | 0 | 0 | 0 | 0 | 0 | 0.45 | 0.45 | 0.45 | 0.45 | 0.45 | 0.45 | 0.45 | 0.45 | 0.45 | 0 | 0 | 0 | 0 | 0 | 0 | 0 | 0.88345 | 0.8 | 0.94448 | 0.8
626 | 6 | 26 | 6 | 2 |  |  |  |  | Education - University | Computer Room (Instructional/PC Lab) | Education - University - Computer Room (Instructional/PC Lab) |  | Education - University | Education - University - Computer Room (Instructional/PC Lab) | University ComputerRm (in session) | Sun | Open | 32 | 32 | 0.038014 | 1.4546 | 1.4546 | 1.4546 | 1.4546 | 1.091 | 1.091 | 1.091 | 0 | 0 | 0 | 0 | 0 | 0 | 0 | 7.8836 | 7.8836 | 7.8836 | 7.8836 | 5.9127 | 5.9127 | 5.9127 | 0 | 0 | 0 | 0 | 0 | 0 | 0 | 0 | 0 | 0 | 0 | 0 | 0 | 0 | 0 | 0 | 0 | 0 | 0 | 0 | 0 | 0 | 0 | 0 | 0 | 0 | 0 | 0 | 0 | 0 | 0 | 0 | 0 | 0 | 0 | 0.12721 | 0.12721 | 0.12721 | 0.12721 | 0.095408 | 0.095408 | 0.095408 | 0 | 0 | 0 | 0 | 0 | 0 | 0 | 0.8424 | 0.8424 | 0.8424 | 0.8424 | 0.6318 | 0.6318 | 0.6318 | 0 | 0 | 0 | 0 | 0 | 0 | 0 | 0 | 0 | 0 | 0 | 0 | 0 | 0 | 0 | 0 | 0 | 0 | 0 | 0 | 0 | 0 | 0 | 0 | 0 | 0 | 0 | 0 | 0 | 0 | 0 | 0 | 0 | 0 | 0 | University ComputerRm (in session) ILit Sun | University ComputerRm (in session) ILit all | 3655 | 10 | 37.5 | University ComputerRm (in session) ILit2 Sun | University ComputerRm (in session) ILit Sun | University ComputerRm (in session) ILit all | 3655 | 10 | 45 | 3655 | 4.4553 | 0.3 | 0.1 | 0.1 | 0.1 | 0.1 | 0.1 | 0.1 | 0.1 | 0.22222 | 0.375 | 0.375 | 0.375 | 0.375 | 0.375 | 0.375 | 0.375 | 0.375 | 0.375 | 0.14583 | 0.1 | 0.1 | 0.1 | 0.1 | 0.1 | 0.1 | 5.4439 | 0.36 | 0.1 | 0.1 | 0.1 | 0.1 | 0.1 | 0.1 | 0.1 | 0.25556 | 0.45 | 0.45 | 0.45 | 0.45 | 0.45 | 0.45 | 0.45 | 0.45 | 0.45 | 0.15833 | 0.1 | 0.1 | 0.1 | 0.1 | 0.1 | 0.1 | 0 | 0 | 0 | 0 | 0 | 0 | 0 | 0.44444 | 1 | 1 | 1 | 1 | 1 | 1 | 1 | 1 | 1 | 0.16667 | 0 | 0 | 0 | 0 | 0 | 0 | 0 | 0 | 0 | 0 | 0 | 0 | 0 | 0.44444 | 1 | 1 | 1 | 1 | 1 | 1 | 1 | 1 | 1 | 0.16667 | 0 | 0 | 0 | 0 | 0 | 0 | 20 | 0.4 | 0.36 | 0.13 | 0.11 | 0.52632 | 0 | 0 | 0 | 0 | 0 | 0 | 0 | 0 |  | 0.071739 | 0.071739 | 0.071036 | 0.072539 | 0.072612 | 0.070731 | 0.070731 | Education - University - Computer Room (Instructional/PC Lab) - Sun | 12 | 9 | 18 | 108 | 34.5698 | 0 | 0 | 108 | 34.5698 | 0 | 0 | 3.375 | 1.0803 | 0 | 0 | 0 | 0 | 0 | 0 | 0 | 0 | 0.375 | 0.375 | 0.375 | 0.375 | 0.375 | 0.375 | 0.375 | 0.375 | 0.375 | 0 | 0 | 0 | 0 | 0 | 0 | 0 |  | 129.6 | 44.6037 | 0 | 0 | 129.6 | 44.6037 | 0 | 0 | 4.05 | 1.3939 | 0 | 0 | 0 | 0 | 0 | 0 | 0 | 0 | 0.45 | 0.45 | 0.45 | 0.45 | 0.45 | 0.45 | 0.45 | 0.45 | 0.45 | 0 | 0 | 0 | 0 | 0 | 0 | 0 | 0.88345 | 0.8 | 0.94448 | 0.8
627 | 6 | 27 | 7 | 3 |  |  |  |  | Education - University | Computer Room (Instructional/PC Lab) | Education - University - Computer Room (Instructional/PC Lab) |  | Education - University | Education - University - Computer Room (Instructional/PC Lab) | University ComputerRm (in session) | Hol | Open | 6 | 6 | 0.038014 | 1.4546 | 1.4546 | 1.4546 | 1.4546 | 1.091 | 1.091 | 1.091 | 0 | 0 | 0 | 0 | 0 | 0 | 0 | 1.4782 | 1.4782 | 1.4782 | 1.4782 | 1.1086 | 1.1086 | 1.1086 | 0 | 0 | 0 | 0 | 0 | 0 | 0 | 0 | 0 | 0 | 0 | 0 | 0 | 0 | 0 | 0 | 0 | 0 | 0 | 0 | 0 | 0 | 0 | 0 | 0 | 0 | 0 | 0 | 0 | 0 | 0 | 0 | 0 | 0 | 0 | 0.12721 | 0.12721 | 0.12721 | 0.12721 | 0.095408 | 0.095408 | 0.095408 | 0 | 0 | 0 | 0 | 0 | 0 | 0 | 0.15795 | 0.15795 | 0.15795 | 0.15795 | 0.11846 | 0.11846 | 0.11846 | 0 | 0 | 0 | 0 | 0 | 0 | 0 | 0 | 0 | 0 | 0 | 0 | 0 | 0 | 0 | 0 | 0 | 0 | 0 | 0 | 0 | 0 | 0 | 0 | 0 | 0 | 0 | 0 | 0 | 0 | 0 | 0 | 0 | 0 | 0 | University ComputerRm (in session) ILit Hol | University ComputerRm (in session) ILit all | 3655 | 10 | 37.5 | University ComputerRm (in session) ILit2 Hol | University ComputerRm (in session) ILit Hol | University ComputerRm (in session) ILit all | 3655 | 10 | 45 | 3655 | 4.4553 | 0.3 | 0.1 | 0.1 | 0.1 | 0.1 | 0.1 | 0.1 | 0.1 | 0.22222 | 0.375 | 0.375 | 0.375 | 0.375 | 0.375 | 0.375 | 0.375 | 0.375 | 0.375 | 0.14583 | 0.1 | 0.1 | 0.1 | 0.1 | 0.1 | 0.1 | 5.4439 | 0.36 | 0.1 | 0.1 | 0.1 | 0.1 | 0.1 | 0.1 | 0.1 | 0.25556 | 0.45 | 0.45 | 0.45 | 0.45 | 0.45 | 0.45 | 0.45 | 0.45 | 0.45 | 0.15833 | 0.1 | 0.1 | 0.1 | 0.1 | 0.1 | 0.1 | 0 | 0 | 0 | 0 | 0 | 0 | 0 | 0.44444 | 1 | 1 | 1 | 1 | 1 | 1 | 1 | 1 | 1 | 0.16667 | 0 | 0 | 0 | 0 | 0 | 0 | 0 | 0 | 0 | 0 | 0 | 0 | 0 | 0.44444 | 1 | 1 | 1 | 1 | 1 | 1 | 1 | 1 | 1 | 0.16667 | 0 | 0 | 0 | 0 | 0 | 0 | 20 | 0.4 | 0.36 | 0.13 | 0.11 | 0.52632 | 0 | 0 | 0 | 0 | 0 | 0 | 0 | 0 |  | 0.071739 | 0.071739 | 0.071036 | 0.072539 | 0.072612 | 0.070731 | 0.070731 | Education - University - Computer Room (Instructional/PC Lab) - Hol | 14 | 9 | 18 | 20.25 | 6.4818 | 0 | 0 | 20.25 | 6.4818 | 0 | 0 | 3.375 | 1.0803 | 0 | 0 | 0 | 0 | 0 | 0 | 0 | 0 | 0.375 | 0.375 | 0.375 | 0.375 | 0.375 | 0.375 | 0.375 | 0.375 | 0.375 | 0 | 0 | 0 | 0 | 0 | 0 | 0 |  | 24.3 | 8.3632 | 0 | 0 | 24.3 | 8.3632 | 0 | 0 | 4.05 | 1.3939 | 0 | 0 | 0 | 0 | 0 | 0 | 0 | 0 | 0.45 | 0.45 | 0.45 | 0.45 | 0.45 | 0.45 | 0.45 | 0.45 | 0.45 | 0 | 0 | 0 | 0 | 0 | 0 | 0 | 0.88345 | 0.8 | 0.94448 | 0.8
628 | 6 | 28 | 8 | 4 |  | Education - University |  | Education - University - Computer Room (Instructional/PC Lab) | Education - University | Computer Room (Instructional/PC Lab) | Education - University - Computer Room (Instructional/PC Lab) |  | Education - University | Education - University - Computer Room (Instructional/PC Lab) | University ComputerRm (in session) | all | Open | 169 | 169 | 0.038014 | 1.4546 | 1.4546 | 1.4546 | 1.4546 | 1.091 | 1.091 | 1.091 | 0 | 0 | 0 | 0 | 0 | 0 | 0 | 70.1753 | 70.1753 | 70.1753 | 70.1753 | 52.6315 | 52.6315 | 52.6315 | 0.030966 | 0.030966 | 0.030966 | 0.030966 | 0.023224 | 0.023224 | 0.023224 | 0 | 0 | 0 | 0 | 0 | 0 | 0 | 0 | 0 | 0 | 0 | 0 | 0 | 0 | 0.56 | 0.56 | 0.56 | 0.56 | 0.56 | 0.56 | 0.56 | 0.59118 | 0.59118 | 0.58986 | 0.59402 | 0.59436 | 0.58222 | 0.58222 | 0.12721 | 0.12721 | 0.12721 | 0.12721 | 0.095408 | 0.095408 | 0.095408 | 0 | 0 | 0 | 0 | 0 | 0 | 0 | 8.1303 | 8.1303 | 8.1303 | 8.1303 | 6.0977 | 6.0977 | 6.0977 | 0.0034817 | 0.0034817 | 0.0034817 | 0.0034817 | 0.0026113 | 0.0026113 | 0.0026113 | 0 | 0 | 0 | 0 | 0 | 0 | 0 | 0 | 0 | 0 | 0 | 0 | 0 | 0 | 0.72 | 0.72 | 0.72 | 0.72 | 0.72 | 0.72 | 0.72 | 0.5554 | 0.5554 | 0.55352 | 0.55262 | 0.55032 | 0.54444 | 0.54444 | University ComputerRm (in session) ILit all | University ComputerRm (in session) ILit all | 3654 | 10 | 70 | University ComputerRm (in session) ILit2 all | University ComputerRm (in session) ILit all | University ComputerRm (in session) ILit all | 3654 | 10 | 90 | 3654 | 7.5094 | 0.56 | 0.1 | 0.1 | 0.1 | 0.1 | 0.1 | 0.1 | 0.23333 | 0.56667 | 0.7 | 0.7 | 0.7 | 0.7 | 0.7 | 0.7 | 0.7 | 0.7 | 0.7 | 0.2 | 0.1 | 0.1 | 0.1 | 0.1 | 0.1 | 0.1 | 9.9485 | 0.72 | 0.1 | 0.1 | 0.1 | 0.1 | 0.1 | 0.1 | 0.27778 | 0.72222 | 0.9 | 0.9 | 0.9 | 0.9 | 0.9 | 0.9 | 0.9 | 0.9 | 0.9 | 0.23333 | 0.1 | 0.1 | 0.1 | 0.1 | 0.1 | 0.1 | 0 | 0 | 0 | 0 | 0 | 0 | 0.22222 | 0.77778 | 1 | 1 | 1 | 1 | 1 | 1 | 1 | 1 | 1 | 0.16667 | 0 | 0 | 0 | 0 | 0 | 0 | 0 | 0 | 0 | 0 | 0 | 0 | 0.22222 | 0.77778 | 1 | 1 | 1 | 1 | 1 | 1 | 1 | 1 | 1 | 0.16667 | 0 | 0 | 0 | 0 | 0 | 0 | 20 | 0.4 | 0.36 | 0.13 | 0.11 | 0.52632 | 0.065266 | 0.0036089 | 0.0036089 | 0.0036089 | 0.0036089 | 0.0027067 | 0.0027067 | 0.0027067 | Education - University | 0.071739 | 0.071739 | 0.071036 | 0.072539 | 0.072612 | 0.070731 | 0.070731 | Education - University - Computer Room (Instructional/PC Lab) - all | 16 | 7 | 21 | 1267.5 | 1.5817 | 1267.5 | 1.5817 | 0 | 0 | 7.5 | 0.0093591 | 0 | 0 | 0 | 0 | 0 | 0 | 0 | 0 | 0.23333 | 0.56667 | 0.7 | 0.7 | 0.7 | 0.7 | 0.7 | 0.7 | 0.7 | 0.7 | 0.7 | 0.2 | 0.1 | 0.1 | 0 | 0 | 0 | 0 |  | 1611.1333 | 70.1629 | 1611.1333 | 70.1629 | 0 | 0 | 9.5333 | 0.41517 | 0 | 0 | 0 | 0 | 0 | 0 | 0 | 0 | 0.27778 | 0.72222 | 0.9 | 0.9 | 0.9 | 0.9 | 0.9 | 0.9 | 0.9 | 0.9 | 0.9 | 0.23333 | 0.1 | 0.1 | 0 | 0 | 0 | 0 | 0.88345 | 0.8 | 0.94448 | 0.8
629 | 6 | 29 | 5 | 5 |  |  |  |  | Education - University | Computer Room (Instructional/PC Lab) | Education - University - Computer Room (Instructional/PC Lab) | (break) | Education - University (break) | Education - University - Computer Room (Instructional/PC Lab) (break) | University ComputerRm (break) | Sat | Closed | 12 | 12 | 0.038014 | 1.4546 | 1.4546 | 1.4546 | 1.4546 | 1.091 | 1.091 | 1.091 | 0 | 0 | 0 | 0 | 0 | 0 | 0 | 0.70346 | 0.70346 | 0.70346 | 0.70346 | 0.5276 | 0.5276 | 0.5276 | 0 | 0 | 0 | 0 | 0 | 0 | 0 | 0 | 0 | 0 | 0 | 0 | 0 | 0 | 0 | 0 | 0 | 0 | 0 | 0 | 0 | 0 | 0 | 0 | 0 | 0 | 0 | 0 | 0 | 0 | 0 | 0 | 0 | 0 | 0 | 0.12721 | 0.12721 | 0.12721 | 0.12721 | 0.095408 | 0.095408 | 0.095408 | 0 | 0 | 0 | 0 | 0 | 0 | 0 | 0.065768 | 0.065768 | 0.065768 | 0.065768 | 0.049326 | 0.049326 | 0.049326 | 0 | 0 | 0 | 0 | 0 | 0 | 0 | 0 | 0 | 0 | 0 | 0 | 0 | 0 | 0 | 0 | 0 | 0 | 0 | 0 | 0 | 0 | 0 | 0 | 0 | 0 | 0 | 0 | 0 | 0 | 0 | 0 | 0 | 0 | 0 | University ComputerRm (break) ILit Cls | University ComputerRm (break) ILit Cls | 2 | 5 | 5 | University ComputerRm (break) ILit2 Cls | University ComputerRm (break) ILit Cls | University ComputerRm (break) ILit Cls | 2 | 5 | 5 | 2 | 1.0601 | 0.05 | 0.05 | 0.05 | 0.05 | 0.05 | 0.05 | 0.05 | 0.05 | 0.05 | 0.05 | 0.05 | 0.05 | 0.05 | 0.05 | 0.05 | 0.05 | 0.05 | 0.05 | 0.05 | 0.05 | 0.05 | 0.05 | 0.05 | 0.05 | 0.05 | 1.1334 | 0.05 | 0.05 | 0.05 | 0.05 | 0.05 | 0.05 | 0.05 | 0.05 | 0.05 | 0.05 | 0.05 | 0.05 | 0.05 | 0.05 | 0.05 | 0.05 | 0.05 | 0.05 | 0.05 | 0.05 | 0.05 | 0.05 | 0.05 | 0.05 | 0.05 | 0 | 0 | 0 | 0 | 0 | 0 | 0 | 0 | 0 | 0 | 0 | 0 | 0 | 0 | 0 | 0 | 0 | 0 | 0 | 0 | 0 | 0 | 0 | 0 | 0 | 0 | 0 | 0 | 0 | 0 | 0 | 0 | 0 | 0 | 0 | 0 | 0 | 0 | 0 | 0 | 0 | 0 | 0 | 0 | 0 | 0 | 0 | 0 | 20 | 0.4 | 0.36 | 0.13 | 0.11 | 0.52632 | 0 | 0 | 0 | 0 | 0 | 0 | 0 | 0 |  | 0.004128 | 0.004128 | 0.0040915 | 0.0041369 | 0.0041138 | 0.0040849 | 0.0040849 | Education - University - Computer Room (Instructional/PC Lab) - (break) - Sat | 10 | 9 | 14 | 0 | 12.7217 | 0 | 0 | 0 | 12.7217 | 0 | 0 | 0 | 1.0601 | 0 | 0 | 0 | 0 | 0 | 0 | 0 | 0 | 0 | 0 | 0 | 0 | 0 | 0 | 0 | 0 | 0 | 0 | 0 | 0 | 0 | 0 | 0 | 0 |  | 0 | 13.6005 | 0 | 0 | 0 | 13.6005 | 0 | 0 | 0 | 1.1334 | 0 | 0 | 0 | 0 | 0 | 0 | 0 | 0 | 0 | 0 | 0 | 0 | 0 | 0 | 0 | 0 | 0 | 0 | 0 | 0 | 0 | 0 | 0 | 0 | 0.88345 | 0.8 | 0.94448 | 0.8
630 | 6 | 30 | 6 | 6 |  |  |  |  | Education - University | Computer Room (Instructional/PC Lab) | Education - University - Computer Room (Instructional/PC Lab) | (break) | Education - University (break) | Education - University - Computer Room (Instructional/PC Lab) (break) | University ComputerRm (break) | Sun | Closed | 12 | 12 | 0.038014 | 1.4546 | 1.4546 | 1.4546 | 1.4546 | 1.091 | 1.091 | 1.091 | 0 | 0 | 0 | 0 | 0 | 0 | 0 | 0.70346 | 0.70346 | 0.70346 | 0.70346 | 0.5276 | 0.5276 | 0.5276 | 0 | 0 | 0 | 0 | 0 | 0 | 0 | 0 | 0 | 0 | 0 | 0 | 0 | 0 | 0 | 0 | 0 | 0 | 0 | 0 | 0 | 0 | 0 | 0 | 0 | 0 | 0 | 0 | 0 | 0 | 0 | 0 | 0 | 0 | 0 | 0.12721 | 0.12721 | 0.12721 | 0.12721 | 0.095408 | 0.095408 | 0.095408 | 0 | 0 | 0 | 0 | 0 | 0 | 0 | 0.065768 | 0.065768 | 0.065768 | 0.065768 | 0.049326 | 0.049326 | 0.049326 | 0 | 0 | 0 | 0 | 0 | 0 | 0 | 0 | 0 | 0 | 0 | 0 | 0 | 0 | 0 | 0 | 0 | 0 | 0 | 0 | 0 | 0 | 0 | 0 | 0 | 0 | 0 | 0 | 0 | 0 | 0 | 0 | 0 | 0 | 0 | University ComputerRm (break) ILit Cls | University ComputerRm (break) ILit Cls | 2 | 5 | 5 | University ComputerRm (break) ILit2 Cls | University ComputerRm (break) ILit Cls | University ComputerRm (break) ILit Cls | 2 | 5 | 5 | 2 | 1.0601 | 0.05 | 0.05 | 0.05 | 0.05 | 0.05 | 0.05 | 0.05 | 0.05 | 0.05 | 0.05 | 0.05 | 0.05 | 0.05 | 0.05 | 0.05 | 0.05 | 0.05 | 0.05 | 0.05 | 0.05 | 0.05 | 0.05 | 0.05 | 0.05 | 0.05 | 1.1334 | 0.05 | 0.05 | 0.05 | 0.05 | 0.05 | 0.05 | 0.05 | 0.05 | 0.05 | 0.05 | 0.05 | 0.05 | 0.05 | 0.05 | 0.05 | 0.05 | 0.05 | 0.05 | 0.05 | 0.05 | 0.05 | 0.05 | 0.05 | 0.05 | 0.05 | 0 | 0 | 0 | 0 | 0 | 0 | 0 | 0 | 0 | 0 | 0 | 0 | 0 | 0 | 0 | 0 | 0 | 0 | 0 | 0 | 0 | 0 | 0 | 0 | 0 | 0 | 0 | 0 | 0 | 0 | 0 | 0 | 0 | 0 | 0 | 0 | 0 | 0 | 0 | 0 | 0 | 0 | 0 | 0 | 0 | 0 | 0 | 0 | 20 | 0.4 | 0.36 | 0.13 | 0.11 | 0.52632 | 0 | 0 | 0 | 0 | 0 | 0 | 0 | 0 |  | 0.004128 | 0.004128 | 0.0040915 | 0.0041369 | 0.0041138 | 0.0040849 | 0.0040849 | Education - University - Computer Room (Instructional/PC Lab) - (break) - Sun | 12 | 9 | 14 | 0 | 12.7217 | 0 | 0 | 0 | 12.7217 | 0 | 0 | 0 | 1.0601 | 0 | 0 | 0 | 0 | 0 | 0 | 0 | 0 | 0 | 0 | 0 | 0 | 0 | 0 | 0 | 0 | 0 | 0 | 0 | 0 | 0 | 0 | 0 | 0 |  | 0 | 13.6005 | 0 | 0 | 0 | 13.6005 | 0 | 0 | 0 | 1.1334 | 0 | 0 | 0 | 0 | 0 | 0 | 0 | 0 | 0 | 0 | 0 | 0 | 0 | 0 | 0 | 0 | 0 | 0 | 0 | 0 | 0 | 0 | 0 | 0 | 0.88345 | 0.8 | 0.94448 | 0.8
631 | 6 | 31 | 7 | 7 |  |  |  |  | Education - University | Computer Room (Instructional/PC Lab) | Education - University - Computer Room (Instructional/PC Lab) | (break) | Education - University (break) | Education - University - Computer Room (Instructional/PC Lab) (break) | University ComputerRm (break) | Hol | Closed | 3 | 3 | 0.038014 | 1.4546 | 1.4546 | 1.4546 | 1.4546 | 1.091 | 1.091 | 1.091 | 0 | 0 | 0 | 0 | 0 | 0 | 0 | 0.17587 | 0.17587 | 0.17587 | 0.17587 | 0.1319 | 0.1319 | 0.1319 | 0 | 0 | 0 | 0 | 0 | 0 | 0 | 0 | 0 | 0 | 0 | 0 | 0 | 0 | 0 | 0 | 0 | 0 | 0 | 0 | 0 | 0 | 0 | 0 | 0 | 0 | 0 | 0 | 0 | 0 | 0 | 0 | 0 | 0 | 0 | 0.12721 | 0.12721 | 0.12721 | 0.12721 | 0.095408 | 0.095408 | 0.095408 | 0 | 0 | 0 | 0 | 0 | 0 | 0 | 0.016442 | 0.016442 | 0.016442 | 0.016442 | 0.012332 | 0.012332 | 0.012332 | 0 | 0 | 0 | 0 | 0 | 0 | 0 | 0 | 0 | 0 | 0 | 0 | 0 | 0 | 0 | 0 | 0 | 0 | 0 | 0 | 0 | 0 | 0 | 0 | 0 | 0 | 0 | 0 | 0 | 0 | 0 | 0 | 0 | 0 | 0 | University ComputerRm (break) ILit Cls | University ComputerRm (break) ILit Cls | 2 | 5 | 5 | University ComputerRm (break) ILit2 Cls | University ComputerRm (break) ILit Cls | University ComputerRm (break) ILit Cls | 2 | 5 | 5 | 2 | 1.0601 | 0.05 | 0.05 | 0.05 | 0.05 | 0.05 | 0.05 | 0.05 | 0.05 | 0.05 | 0.05 | 0.05 | 0.05 | 0.05 | 0.05 | 0.05 | 0.05 | 0.05 | 0.05 | 0.05 | 0.05 | 0.05 | 0.05 | 0.05 | 0.05 | 0.05 | 1.1334 | 0.05 | 0.05 | 0.05 | 0.05 | 0.05 | 0.05 | 0.05 | 0.05 | 0.05 | 0.05 | 0.05 | 0.05 | 0.05 | 0.05 | 0.05 | 0.05 | 0.05 | 0.05 | 0.05 | 0.05 | 0.05 | 0.05 | 0.05 | 0.05 | 0.05 | 0 | 0 | 0 | 0 | 0 | 0 | 0 | 0 | 0 | 0 | 0 | 0 | 0 | 0 | 0 | 0 | 0 | 0 | 0 | 0 | 0 | 0 | 0 | 0 | 0 | 0 | 0 | 0 | 0 | 0 | 0 | 0 | 0 | 0 | 0 | 0 | 0 | 0 | 0 | 0 | 0 | 0 | 0 | 0 | 0 | 0 | 0 | 0 | 20 | 0.4 | 0.36 | 0.13 | 0.11 | 0.52632 | 0 | 0 | 0 | 0 | 0 | 0 | 0 | 0 |  | 0.004128 | 0.004128 | 0.0040915 | 0.0041369 | 0.0041138 | 0.0040849 | 0.0040849 | Education - University - Computer Room (Instructional/PC Lab) - (break) - Hol | 14 | 9 | 14 | 0 | 3.1804 | 0 | 0 | 0 | 3.1804 | 0 | 0 | 0 | 1.0601 | 0 | 0 | 0 | 0 | 0 | 0 | 0 | 0 | 0 | 0 | 0 | 0 | 0 | 0 | 0 | 0 | 0 | 0 | 0 | 0 | 0 | 0 | 0 | 0 |  | 0 | 3.4001 | 0 | 0 | 0 | 3.4001 | 0 | 0 | 0 | 1.1334 | 0 | 0 | 0 | 0 | 0 | 0 | 0 | 0 | 0 | 0 | 0 | 0 | 0 | 0 | 0 | 0 | 0 | 0 | 0 | 0 | 0 | 0 | 0 | 0 | 0.88345 | 0.8 | 0.94448 | 0.8
632 | 6 | 32 | 8 | 8 |  | Education - University (break) |  | Education - University - Computer Room (Instructional/PC Lab) (break) | Education - University | Computer Room (Instructional/PC Lab) | Education - University - Computer Room (Instructional/PC Lab) | (break) | Education - University (break) | Education - University - Computer Room (Instructional/PC Lab) (break) | University ComputerRm (break) | all | Closed | 38 | 38 | 0.038014 | 1.4546 | 1.4546 | 1.4546 | 1.4546 | 1.091 | 1.091 | 1.091 | 0 | 0 | 0 | 0 | 0 | 0 | 0 | 2.2276 | 2.2276 | 2.2276 | 2.2276 | 1.6707 | 1.6707 | 1.6707 | 0.0027648 | 0.0027648 | 0.0027648 | 0.0027648 | 0.0020736 | 0.0020736 | 0.0020736 | 0 | 0 | 0 | 0 | 0 | 0 | 0 | 0 | 0 | 0 | 0 | 0 | 0 | 0 | 0.05 | 0.05 | 0.05 | 0.05 | 0.05 | 0.05 | 0.05 | 0.034185 | 0.034185 | 0.034148 | 0.03403 | 0.033817 | 0.033741 | 0.033741 | 0.12721 | 0.12721 | 0.12721 | 0.12721 | 0.095408 | 0.095408 | 0.095408 | 0 | 0 | 0 | 0 | 0 | 0 | 0 | 0.20827 | 0.20827 | 0.20827 | 0.20827 | 0.1562 | 0.1562 | 0.1562 | 0.00024179 | 0.00024179 | 0.00024179 | 0.00024179 | 0.00018134 | 0.00018134 | 0.00018134 | 0 | 0 | 0 | 0 | 0 | 0 | 0 | 0 | 0 | 0 | 0 | 0 | 0 | 0 | 0.05 | 0.05 | 0.05 | 0.05 | 0.05 | 0.05 | 0.05 | 0.034185 | 0.034185 | 0.034148 | 0.03403 | 0.033817 | 0.033741 | 0.033741 | University ComputerRm (break) ILit Cls | University ComputerRm (break) ILit Cls | 2 | 5 | 5 | University ComputerRm (break) ILit2 Cls | University ComputerRm (break) ILit Cls | University ComputerRm (break) ILit Cls | 2 | 5 | 5 | 2 | 1.0601 | 0.05 | 0.05 | 0.05 | 0.05 | 0.05 | 0.05 | 0.05 | 0.05 | 0.05 | 0.05 | 0.05 | 0.05 | 0.05 | 0.05 | 0.05 | 0.05 | 0.05 | 0.05 | 0.05 | 0.05 | 0.05 | 0.05 | 0.05 | 0.05 | 0.05 | 1.1334 | 0.05 | 0.05 | 0.05 | 0.05 | 0.05 | 0.05 | 0.05 | 0.05 | 0.05 | 0.05 | 0.05 | 0.05 | 0.05 | 0.05 | 0.05 | 0.05 | 0.05 | 0.05 | 0.05 | 0.05 | 0.05 | 0.05 | 0.05 | 0.05 | 0.05 | 0 | 0 | 0 | 0 | 0 | 0 | 0 | 0 | 0 | 0 | 0 | 0 | 0 | 0 | 0 | 0 | 0 | 0 | 0 | 0 | 0 | 0 | 0 | 0 | 0 | 0 | 0 | 0 | 0 | 0 | 0 | 0 | 0 | 0 | 0 | 0 | 0 | 0 | 0 | 0 | 0 | 0 | 0 | 0 | 0 | 0 | 0 | 0 | 20 | 0.4 | 0.36 | 0.13 | 0.11 | 0.52632 | 0.0058273 | 0.00032223 | 0.00032223 | 0.00032223 | 0.00032223 | 0.00024167 | 0.00024167 | 0.00024167 | Education - University (break) | 0.004128 | 0.004128 | 0.0040915 | 0.0041369 | 0.0041138 | 0.0040849 | 0.0040849 | Education - University - Computer Room (Instructional/PC Lab) - (break) - all | 16 | 7 | 17 | 0 | 40.2855 | 0 | 40.2855 | 0 | 0 | 0 | 1.0601 | 0 | 0 | 0 | 0 | 0 | 0 | 0 | 0 | 0 | 0 | 0 | 0 | 0 | 0 | 0 | 0 | 0 | 0 | 0 | 0 | 0 | 0 | 0 | 0 | 0 | 0 |  | 0 | 43.0682 | 0 | 43.0682 | 0 | 0 | 0 | 1.1334 | 0 | 0 | 0 | 0 | 0 | 0 | 0 | 0 | 0 | 0 | 0 | 0 | 0 | 0 | 0 | 0 | 0 | 0 | 0 | 0 | 0 | 0 | 0 | 0 | 0 | 0 | 0.88345 | 0.8 | 0.94448 | 0.8
633 | 6 | 33 | 5 | 9 |  |  |  |  | Education - University | Computer Room (Instructional/PC Lab) | Education - University - Computer Room (Instructional/PC Lab) | (summer) | Education - University (summer) | Education - University - Computer Room (Instructional/PC Lab) (summer) | University ComputerRm (summer) | Sat | Open | 8 | 8 | 0.038014 | 1.4546 | 1.4546 | 1.4546 | 1.4546 | 1.091 | 1.091 | 1.091 | 0 | 0 | 0 | 0 | 0 | 0 | 0 | 1.1622 | 1.1622 | 1.1622 | 1.1622 | 0.87165 | 0.87165 | 0.87165 | 0 | 0 | 0 | 0 | 0 | 0 | 0 | 0 | 0 | 0 | 0 | 0 | 0 | 0 | 0 | 0 | 0 | 0 | 0 | 0 | 0 | 0 | 0 | 0 | 0 | 0 | 0 | 0 | 0 | 0 | 0 | 0 | 0 | 0 | 0 | 0.12721 | 0.12721 | 0.12721 | 0.12721 | 0.095408 | 0.095408 | 0.095408 | 0 | 0 | 0 | 0 | 0 | 0 | 0 | 0.10866 | 0.10866 | 0.10866 | 0.10866 | 0.081492 | 0.081492 | 0.081492 | 0 | 0 | 0 | 0 | 0 | 0 | 0 | 0 | 0 | 0 | 0 | 0 | 0 | 0 | 0 | 0 | 0 | 0 | 0 | 0 | 0 | 0 | 0 | 0 | 0 | 0 | 0 | 0 | 0 | 0 | 0 | 0 | 0 | 0 | 0 | University ComputerRm (summer) ILit Sat | University ComputerRm (summer) ILit all | 3655 | 5.625 | 22.52 | University ComputerRm (summer) ILit2 Sat | University ComputerRm (summer) ILit Sat | University ComputerRm (summer) ILit all | 3655 | 5.625 | 22.52 | 3655 | 2.6272 | 0.18016 | 0.05625 | 0.05625 | 0.05625 | 0.05625 | 0.05625 | 0.05625 | 0.05625 | 0.13134 | 0.2252 | 0.2252 | 0.2252 | 0.2252 | 0.2252 | 0.2252 | 0.2252 | 0.2252 | 0.2252 | 0.084408 | 0.05625 | 0.05625 | 0.05625 | 0.05625 | 0.05625 | 0.05625 | 2.8087 | 0.18016 | 0.05625 | 0.05625 | 0.05625 | 0.05625 | 0.05625 | 0.05625 | 0.05625 | 0.13134 | 0.2252 | 0.2252 | 0.2252 | 0.2252 | 0.2252 | 0.2252 | 0.2252 | 0.2252 | 0.2252 | 0.084408 | 0.05625 | 0.05625 | 0.05625 | 0.05625 | 0.05625 | 0.05625 | 0 | 0 | 0 | 0 | 0 | 0 | 0 | 0.44444 | 1 | 1 | 1 | 1 | 1 | 1 | 1 | 1 | 1 | 0.16667 | 0 | 0 | 0 | 0 | 0 | 0 | 0 | 0 | 0 | 0 | 0 | 0 | 0 | 0.44444 | 1 | 1 | 1 | 1 | 1 | 1 | 1 | 1 | 1 | 0.16667 | 0 | 0 | 0 | 0 | 0 | 0 | 20 | 0.4 | 0.36 | 0.13 | 0.11 | 0.52632 | 0 | 0 | 0 | 0 | 0 | 0 | 0 | 0 |  | 0.042895 | 0.042895 | 0.042596 | 0.043135 | 0.043122 | 0.042155 | 0.042155 | Education - University - Computer Room (Instructional/PC Lab) - (summer) - Sat | 10 | 9 | 18 | 16.2144 | 4.8033 | 0 | 0 | 16.2144 | 4.8033 | 0 | 0 | 2.0268 | 0.60041 | 0 | 0 | 0 | 0 | 0 | 0 | 0 | 0 | 0.2252 | 0.2252 | 0.2252 | 0.2252 | 0.2252 | 0.2252 | 0.2252 | 0.2252 | 0.2252 | 0 | 0 | 0 | 0 | 0 | 0 | 0 |  | 16.2144 | 6.2551 | 0 | 0 | 16.2144 | 6.2551 | 0 | 0 | 2.0268 | 0.78189 | 0 | 0 | 0 | 0 | 0 | 0 | 0 | 0 | 0.2252 | 0.2252 | 0.2252 | 0.2252 | 0.2252 | 0.2252 | 0.2252 | 0.2252 | 0.2252 | 0 | 0 | 0 | 0 | 0 | 0 | 0 | 0.88345 | 0.8 | 0.94448 | 0.8
634 | 6 | 34 | 6 | 10 |  |  |  |  | Education - University | Computer Room (Instructional/PC Lab) | Education - University - Computer Room (Instructional/PC Lab) | (summer) | Education - University (summer) | Education - University - Computer Room (Instructional/PC Lab) (summer) | University ComputerRm (summer) | Sun | Open | 8 | 8 | 0.038014 | 1.4546 | 1.4546 | 1.4546 | 1.4546 | 1.091 | 1.091 | 1.091 | 0 | 0 | 0 | 0 | 0 | 0 | 0 | 1.1622 | 1.1622 | 1.1622 | 1.1622 | 0.87165 | 0.87165 | 0.87165 | 0 | 0 | 0 | 0 | 0 | 0 | 0 | 0 | 0 | 0 | 0 | 0 | 0 | 0 | 0 | 0 | 0 | 0 | 0 | 0 | 0 | 0 | 0 | 0 | 0 | 0 | 0 | 0 | 0 | 0 | 0 | 0 | 0 | 0 | 0 | 0.12721 | 0.12721 | 0.12721 | 0.12721 | 0.095408 | 0.095408 | 0.095408 | 0 | 0 | 0 | 0 | 0 | 0 | 0 | 0.10866 | 0.10866 | 0.10866 | 0.10866 | 0.081492 | 0.081492 | 0.081492 | 0 | 0 | 0 | 0 | 0 | 0 | 0 | 0 | 0 | 0 | 0 | 0 | 0 | 0 | 0 | 0 | 0 | 0 | 0 | 0 | 0 | 0 | 0 | 0 | 0 | 0 | 0 | 0 | 0 | 0 | 0 | 0 | 0 | 0 | 0 | University ComputerRm (summer) ILit Sun | University ComputerRm (summer) ILit all | 3655 | 5.625 | 22.52 | University ComputerRm (summer) ILit2 Sun | University ComputerRm (summer) ILit Sun | University ComputerRm (summer) ILit all | 3655 | 5.625 | 22.52 | 3655 | 2.6272 | 0.18016 | 0.05625 | 0.05625 | 0.05625 | 0.05625 | 0.05625 | 0.05625 | 0.05625 | 0.13134 | 0.2252 | 0.2252 | 0.2252 | 0.2252 | 0.2252 | 0.2252 | 0.2252 | 0.2252 | 0.2252 | 0.084408 | 0.05625 | 0.05625 | 0.05625 | 0.05625 | 0.05625 | 0.05625 | 2.8087 | 0.18016 | 0.05625 | 0.05625 | 0.05625 | 0.05625 | 0.05625 | 0.05625 | 0.05625 | 0.13134 | 0.2252 | 0.2252 | 0.2252 | 0.2252 | 0.2252 | 0.2252 | 0.2252 | 0.2252 | 0.2252 | 0.084408 | 0.05625 | 0.05625 | 0.05625 | 0.05625 | 0.05625 | 0.05625 | 0 | 0 | 0 | 0 | 0 | 0 | 0 | 0.44444 | 1 | 1 | 1 | 1 | 1 | 1 | 1 | 1 | 1 | 0.16667 | 0 | 0 | 0 | 0 | 0 | 0 | 0 | 0 | 0 | 0 | 0 | 0 | 0 | 0.44444 | 1 | 1 | 1 | 1 | 1 | 1 | 1 | 1 | 1 | 0.16667 | 0 | 0 | 0 | 0 | 0 | 0 | 20 | 0.4 | 0.36 | 0.13 | 0.11 | 0.52632 | 0 | 0 | 0 | 0 | 0 | 0 | 0 | 0 |  | 0.042895 | 0.042895 | 0.042596 | 0.043135 | 0.043122 | 0.042155 | 0.042155 | Education - University - Computer Room (Instructional/PC Lab) - (summer) - Sun | 12 | 9 | 18 | 16.2144 | 4.8033 | 0 | 0 | 16.2144 | 4.8033 | 0 | 0 | 2.0268 | 0.60041 | 0 | 0 | 0 | 0 | 0 | 0 | 0 | 0 | 0.2252 | 0.2252 | 0.2252 | 0.2252 | 0.2252 | 0.2252 | 0.2252 | 0.2252 | 0.2252 | 0 | 0 | 0 | 0 | 0 | 0 | 0 |  | 16.2144 | 6.2551 | 0 | 0 | 16.2144 | 6.2551 | 0 | 0 | 2.0268 | 0.78189 | 0 | 0 | 0 | 0 | 0 | 0 | 0 | 0 | 0.2252 | 0.2252 | 0.2252 | 0.2252 | 0.2252 | 0.2252 | 0.2252 | 0.2252 | 0.2252 | 0 | 0 | 0 | 0 | 0 | 0 | 0 | 0.88345 | 0.8 | 0.94448 | 0.8
635 | 6 | 35 | 7 | 11 |  |  |  |  | Education - University | Computer Room (Instructional/PC Lab) | Education - University - Computer Room (Instructional/PC Lab) | (summer) | Education - University (summer) | Education - University - Computer Room (Instructional/PC Lab) (summer) | University ComputerRm (summer) | Hol | Open | 1 | 1 | 0.038014 | 1.4546 | 1.4546 | 1.4546 | 1.4546 | 1.091 | 1.091 | 1.091 | 0 | 0 | 0 | 0 | 0 | 0 | 0 | 0.14527 | 0.14527 | 0.14527 | 0.14527 | 0.10896 | 0.10896 | 0.10896 | 0 | 0 | 0 | 0 | 0 | 0 | 0 | 0 | 0 | 0 | 0 | 0 | 0 | 0 | 0 | 0 | 0 | 0 | 0 | 0 | 0 | 0 | 0 | 0 | 0 | 0 | 0 | 0 | 0 | 0 | 0 | 0 | 0 | 0 | 0 | 0.12721 | 0.12721 | 0.12721 | 0.12721 | 0.095408 | 0.095408 | 0.095408 | 0 | 0 | 0 | 0 | 0 | 0 | 0 | 0.013582 | 0.013582 | 0.013582 | 0.013582 | 0.010187 | 0.010187 | 0.010187 | 0 | 0 | 0 | 0 | 0 | 0 | 0 | 0 | 0 | 0 | 0 | 0 | 0 | 0 | 0 | 0 | 0 | 0 | 0 | 0 | 0 | 0 | 0 | 0 | 0 | 0 | 0 | 0 | 0 | 0 | 0 | 0 | 0 | 0 | 0 | University ComputerRm (summer) ILit Hol | University ComputerRm (summer) ILit all | 3655 | 5.625 | 22.52 | University ComputerRm (summer) ILit2 Hol | University ComputerRm (summer) ILit Hol | University ComputerRm (summer) ILit all | 3655 | 5.625 | 22.52 | 3655 | 2.6272 | 0.18016 | 0.05625 | 0.05625 | 0.05625 | 0.05625 | 0.05625 | 0.05625 | 0.05625 | 0.13134 | 0.2252 | 0.2252 | 0.2252 | 0.2252 | 0.2252 | 0.2252 | 0.2252 | 0.2252 | 0.2252 | 0.084408 | 0.05625 | 0.05625 | 0.05625 | 0.05625 | 0.05625 | 0.05625 | 2.8087 | 0.18016 | 0.05625 | 0.05625 | 0.05625 | 0.05625 | 0.05625 | 0.05625 | 0.05625 | 0.13134 | 0.2252 | 0.2252 | 0.2252 | 0.2252 | 0.2252 | 0.2252 | 0.2252 | 0.2252 | 0.2252 | 0.084408 | 0.05625 | 0.05625 | 0.05625 | 0.05625 | 0.05625 | 0.05625 | 0 | 0 | 0 | 0 | 0 | 0 | 0 | 0.44444 | 1 | 1 | 1 | 1 | 1 | 1 | 1 | 1 | 1 | 0.16667 | 0 | 0 | 0 | 0 | 0 | 0 | 0 | 0 | 0 | 0 | 0 | 0 | 0 | 0.44444 | 1 | 1 | 1 | 1 | 1 | 1 | 1 | 1 | 1 | 0.16667 | 0 | 0 | 0 | 0 | 0 | 0 | 20 | 0.4 | 0.36 | 0.13 | 0.11 | 0.52632 | 0 | 0 | 0 | 0 | 0 | 0 | 0 | 0 |  | 0.042895 | 0.042895 | 0.042596 | 0.043135 | 0.043122 | 0.042155 | 0.042155 | Education - University - Computer Room (Instructional/PC Lab) - (summer) - Hol | 14 | 9 | 18 | 2.0268 | 0.60041 | 0 | 0 | 2.0268 | 0.60041 | 0 | 0 | 2.0268 | 0.60041 | 0 | 0 | 0 | 0 | 0 | 0 | 0 | 0 | 0.2252 | 0.2252 | 0.2252 | 0.2252 | 0.2252 | 0.2252 | 0.2252 | 0.2252 | 0.2252 | 0 | 0 | 0 | 0 | 0 | 0 | 0 |  | 2.0268 | 0.78189 | 0 | 0 | 2.0268 | 0.78189 | 0 | 0 | 2.0268 | 0.78189 | 0 | 0 | 0 | 0 | 0 | 0 | 0 | 0 | 0.2252 | 0.2252 | 0.2252 | 0.2252 | 0.2252 | 0.2252 | 0.2252 | 0.2252 | 0.2252 | 0 | 0 | 0 | 0 | 0 | 0 | 0 | 0.88345 | 0.8 | 0.94448 | 0.8
636 | 6 | 36 | 8 | 12 |  | Education - University (summer) | Education - University - Computer Room (Instructional/PC Lab) | Education - University - Computer Room (Instructional/PC Lab) (summer) | Education - University | Computer Room (Instructional/PC Lab) | Education - University - Computer Room (Instructional/PC Lab) | (summer) | Education - University (summer) | Education - University - Computer Room (Instructional/PC Lab) (summer) | University ComputerRm (summer) | all | Open | 44 | 44 | 0.038014 | 1.4546 | 1.4546 | 1.4546 | 1.4546 | 1.091 | 1.091 | 1.091 | 0.055296 | 0.055296 | 0.055296 | 0.055296 | 0.041472 | 0.041472 | 0.041472 | 11.5064 | 11.5064 | 11.5064 | 11.5064 | 8.6298 | 8.6298 | 8.6298 | 0.019907 | 0.019907 | 0.019907 | 0.019907 | 0.01493 | 0.01493 | 0.01493 | 1902.6118 | 1902.6118 | 1902.6118 | 1902.6118 | 1902.6118 | 1902.6118 | 1902.6118 | 0 | 0 | 0 | 0 | 0 | 0 | 0 | 0.36 | 0.36 | 0.36 | 0.36 | 0.36 | 0.36 | 0.36 | 0.35548 | 0.35548 | 0.35577 | 0.35518 | 0.35495 | 0.34905 | 0.34905 | 0.12721 | 0.12721 | 0.12721 | 0.12721 | 0.095408 | 0.095408 | 0.095408 | 0.0048357 | 0.0048357 | 0.0048357 | 0.0048357 | 0.0036268 | 0.0036268 | 0.0036268 | 1.229 | 1.229 | 1.229 | 1.229 | 0.92174 | 0.92174 | 0.92174 | 0.002031 | 0.002031 | 0.002031 | 0.002031 | 0.0015233 | 0.0015233 | 0.0015233 | 2437.9308 | 2437.9308 | 2437.9308 | 2437.9308 | 2437.9308 | 2437.9308 | 2437.9308 | 0 | 0 | 0 | 0 | 0 | 0 | 0 | 0.42 | 0.42 | 0.42 | 0.42 | 0.42 | 0.42 | 0.42 | 0.35587 | 0.35587 | 0.35641 | 0.35591 | 0.35496 | 0.349 | 0.349 | University ComputerRm (summer) ILit all | University ComputerRm (summer) ILit all | 3654 | 5.625 | 45 | University ComputerRm (summer) ILit2 all | University ComputerRm (summer) ILit all | University ComputerRm (summer) ILit all | 3654 | 5.625 | 52.5 | 3654 | 4.7292 | 0.36 | 0.05625 | 0.05625 | 0.05625 | 0.05625 | 0.05625 | 0.05625 | 0.14375 | 0.3625 | 0.45 | 0.45 | 0.45 | 0.45 | 0.45 | 0.45 | 0.45 | 0.45 | 0.45 | 0.12187 | 0.05625 | 0.05625 | 0.05625 | 0.05625 | 0.05625 | 0.05625 | 5.7761 | 0.42 | 0.05625 | 0.05625 | 0.05625 | 0.05625 | 0.05625 | 0.05625 | 0.16042 | 0.42083 | 0.525 | 0.525 | 0.525 | 0.525 | 0.525 | 0.525 | 0.525 | 0.525 | 0.525 | 0.13437 | 0.05625 | 0.05625 | 0.05625 | 0.05625 | 0.05625 | 0.05625 | 0 | 0 | 0 | 0 | 0 | 0 | 0.22222 | 0.77778 | 1 | 1 | 1 | 1 | 1 | 1 | 1 | 1 | 1 | 0.16667 | 0 | 0 | 0 | 0 | 0 | 0 | 0 | 0 | 0 | 0 | 0 | 0 | 0.22222 | 0.77778 | 1 | 1 | 1 | 1 | 1 | 1 | 1 | 1 | 1 | 0.16667 | 0 | 0 | 0 | 0 | 0 | 0 | 20 | 0.4 | 0.36 | 0.13 | 0.11 | 0.52632 | 0.041957 | 0.00232 | 0.00232 | 0.00232 | 0.00232 | 0.00174 | 0.00174 | 0.00174 | Education - University (summer) | 0.042895 | 0.042895 | 0.042596 | 0.043135 | 0.043122 | 0.042155 | 0.042155 | Education - University - Computer Room (Instructional/PC Lab) - (summer) - all | 16 | 7 | 21 | 210.7875 | -2.701 | 210.7875 | -2.701 | 0 | 0 | 4.7906 | -0.061385 | 0 | 0 | 0 | 0 | 0 | 0 | 0 | 0 | 0.14375 | 0.3625 | 0.45 | 0.45 | 0.45 | 0.45 | 0.45 | 0.45 | 0.45 | 0.45 | 0.45 | 0.12187 | 0.05625 | 0.05625 | 0 | 0 | 0 | 0 |  | 244.3375 | 9.8096 | 244.3375 | 9.8096 | 0 | 0 | 5.5531 | 0.22295 | 0 | 0 | 0 | 0 | 0 | 0 | 0 | 0 | 0.16042 | 0.42083 | 0.525 | 0.525 | 0.525 | 0.525 | 0.525 | 0.525 | 0.525 | 0.525 | 0.525 | 0.13437 | 0.05625 | 0.05625 | 0 | 0 | 0 | 0 | 0.88345 | 0.8 | 0.94448 | 0.8
637 | 6 | 37 | 5 | 1 |  |  |  |  | Education - University | Corridor | Education - University - Corridor |  | Education - University | Education - University - Corridor | University Office (in session) | Sat | Open | 32 | 32 | 0.029986 | 0.72732 | 0.72732 | 0.54549 | 0.54549 | 0.54549 | 0.54549 | 0.54549 | 0 | 0 | 0 | 0 | 0 | 0 | 0 | 2.8766 | 2.8766 | 2.1574 | 2.1574 | 2.1574 | 2.1574 | 2.1574 | 0 | 0 | 0 | 0 | 0 | 0 | 0 | 0 | 0 | 0 | 0 | 0 | 0 | 0 | 0 | 0 | 0 | 0 | 0 | 0 | 0 | 0 | 0 | 0 | 0 | 0 | 0 | 0 | 0 | 0 | 0 | 0 | 0 | 0 | 0 | 0.063605 | 0.063605 | 0.047704 | 0.047704 | 0.047704 | 0.047704 | 0.047704 | 0 | 0 | 0 | 0 | 0 | 0 | 0 | 0.28971 | 0.28971 | 0.21728 | 0.21728 | 0.21728 | 0.21728 | 0.21728 | 0 | 0 | 0 | 0 | 0 | 0 | 0 | 0 | 0 | 0 | 0 | 0 | 0 | 0 | 0 | 0 | 0 | 0 | 0 | 0 | 0 | 0 | 0 | 0 | 0 | 0 | 0 | 0 | 0 | 0 | 0 | 0 | 0 | 0 | 0 | University Office (in session) ILit Sat | University Office (in session) ILit all | 3636 | 5 | 40 | University Office (in session) ILit2 Sat | University Office (in session) ILit Sat | University Office (in session) ILit all | 3636 | 6.5 | 45 | 3636 | 4.1218 | 0.322 | 0.05 | 0.05 | 0.05 | 0.05 | 0.05 | 0.05 | 0.05 | 0.2 | 0.4 | 0.4 | 0.4 | 0.35 | 0.35 | 0.4 | 0.4 | 0.4 | 0.35 | 0.2 | 0.2 | 0.15 | 0.05 | 0.05 | 0.05 | 0.05 | 4.7469 | 0.3626 | 0.065 | 0.065 | 0.065 | 0.065 | 0.065 | 0.065 | 0.065 | 0.23 | 0.45 | 0.45 | 0.45 | 0.395 | 0.395 | 0.45 | 0.45 | 0.45 | 0.395 | 0.23 | 0.23 | 0.175 | 0.065 | 0.065 | 0.065 | 0.065 | 0 | 0 | 0 | 0 | 0 | 0 | 0 | 0.42857 | 1 | 1 | 1 | 0.85714 | 0.85714 | 1 | 1 | 1 | 0.85714 | 0.42857 | 0.42857 | 0.28571 | 0 | 0 | 0 | 0 | 0 | 0 | 0 | 0 | 0 | 0 | 0 | 0.42857 | 1 | 1 | 1 | 0.85714 | 0.85714 | 1 | 1 | 1 | 0.85714 | 0.42857 | 0.42857 | 0.28571 | 0 | 0 | 0 | 0 | 16 | 0.66337 | 0.20792 | 0.079208 | 0.049505 | 0.76136 | 0 | 0 | 0 | 0 | 0 | 0 | 0 | 0 |  | 0.071739 | 0.071739 | 0.071036 | 0.072539 | 0.072612 | 0.070731 | 0.070731 | Education - University - Corridor - Sat | 10 | 9 | 18 | 110.4 | 21.4969 | 0 | 0 | 110.4 | 21.4969 | 0 | 0 | 3.45 | 0.67178 | 0 | 0 | 0 | 0 | 0 | 0 | 0 | 0 | 0.4 | 0.4 | 0.4 | 0.35 | 0.35 | 0.4 | 0.4 | 0.4 | 0.35 | 0 | 0 | 0 | 0 | 0 | 0 | 0 |  | 124.32 | 27.5798 | 0 | 0 | 124.32 | 27.5798 | 0 | 0 | 3.885 | 0.86187 | 0 | 0 | 0 | 0 | 0 | 0 | 0 | 0 | 0.45 | 0.45 | 0.45 | 0.395 | 0.395 | 0.45 | 0.45 | 0.45 | 0.395 | 0 | 0 | 0 | 0 | 0 | 0 | 0 | 0.86774 | 0.84 | 0.86859 | 0.84
638 | 6 | 38 | 6 | 2 |  |  |  |  | Education - University | Corridor | Education - University - Corridor |  | Education - University | Education - University - Corridor | University Office (in session) | Sun | Open | 32 | 32 | 0.029986 | 0.72732 | 0.72732 | 0.54549 | 0.54549 | 0.54549 | 0.54549 | 0.54549 | 0 | 0 | 0 | 0 | 0 | 0 | 0 | 0.72671 | 0.72671 | 0.54503 | 0.54503 | 0.54503 | 0.54503 | 0.54503 | 0 | 0 | 0 | 0 | 0 | 0 | 0 | 0 | 0 | 0 | 0 | 0 | 0 | 0 | 0 | 0 | 0 | 0 | 0 | 0 | 0 | 0 | 0 | 0 | 0 | 0 | 0 | 0 | 0 | 0 | 0 | 0 | 0 | 0 | 0 | 0.063605 | 0.063605 | 0.047704 | 0.047704 | 0.047704 | 0.047704 | 0.047704 | 0 | 0 | 0 | 0 | 0 | 0 | 0 | 0.082698 | 0.082698 | 0.062024 | 0.062024 | 0.062024 | 0.062024 | 0.062024 | 0 | 0 | 0 | 0 | 0 | 0 | 0 | 0 | 0 | 0 | 0 | 0 | 0 | 0 | 0 | 0 | 0 | 0 | 0 | 0 | 0 | 0 | 0 | 0 | 0 | 0 | 0 | 0 | 0 | 0 | 0 | 0 | 0 | 0 | 0 | University Office (in session) ILit Sun | University Office (in session) ILit all | 3636 | 5 | 5 | University Office (in session) ILit2 Sun | University Office (in session) ILit Sun | University Office (in session) ILit all | 3636 | 6.5 | 6.5 | 3636 | 1.0413 | 0.042 | 0.05 | 0.05 | 0.05 | 0.05 | 0.05 | 0.05 | 0.05 | 0.05 | 0.05 | 0.05 | 0.05 | 0.05 | 0.05 | 0.05 | 0.05 | 0.05 | 0.05 | 0.05 | 0.05 | 0.05 | 0.05 | 0.05 | 0.05 | 0.05 | 1.355 | 0.0546 | 0.065 | 0.065 | 0.065 | 0.065 | 0.065 | 0.065 | 0.065 | 0.065 | 0.065 | 0.065 | 0.065 | 0.065 | 0.065 | 0.065 | 0.065 | 0.065 | 0.065 | 0.065 | 0.065 | 0.065 | 0.065 | 0.065 | 0.065 | 0.065 | 0 | 0 | 0 | 0 | 0 | 0 | 0 | 0.42857 | 1 | 1 | 1 | 0.85714 | 0.85714 | 1 | 1 | 1 | 0.85714 | 0.42857 | 0.42857 | 0.28571 | 0 | 0 | 0 | 0 | 0 | 0 | 0 | 0 | 0 | 0 | 0 | 0.42857 | 1 | 1 | 1 | 0.85714 | 0.85714 | 1 | 1 | 1 | 0.85714 | 0.42857 | 0.42857 | 0.28571 | 0 | 0 | 0 | 0 | 16 | 0.66337 | 0.20792 | 0.079208 | 0.049505 | 0.76136 | 0 | 0 | 0 | 0 | 0 | 0 | 0 | 0 |  | 0.071739 | 0.071739 | 0.071036 | 0.072539 | 0.072612 | 0.070731 | 0.070731 | Education - University - Corridor - Sun | 12 | 9 | 18 | 14.4 | 18.9213 | 0 | 0 | 14.4 | 18.9213 | 0 | 0 | 0.45 | 0.59129 | 0 | 0 | 0 | 0 | 0 | 0 | 0 | 0 | 0.05 | 0.05 | 0.05 | 0.05 | 0.05 | 0.05 | 0.05 | 0.05 | 0.05 | 0 | 0 | 0 | 0 | 0 | 0 | 0 |  | 18.72 | 24.6402 | 0 | 0 | 18.72 | 24.6402 | 0 | 0 | 0.585 | 0.77001 | 0 | 0 | 0 | 0 | 0 | 0 | 0 | 0 | 0.065 | 0.065 | 0.065 | 0.065 | 0.065 | 0.065 | 0.065 | 0.065 | 0.065 | 0 | 0 | 0 | 0 | 0 | 0 | 0 | 0.86774 | 0.84 | 0.86859 | 0.84
639 | 6 | 39 | 7 | 3 |  |  |  |  | Education - University | Corridor | Education - University - Corridor |  | Education - University | Education - University - Corridor | University Office (in session) | Hol | Open | 6 | 6 | 0.029986 | 0.72732 | 0.72732 | 0.54549 | 0.54549 | 0.54549 | 0.54549 | 0.54549 | 0 | 0 | 0 | 0 | 0 | 0 | 0 | 0.13626 | 0.13626 | 0.10219 | 0.10219 | 0.10219 | 0.10219 | 0.10219 | 0 | 0 | 0 | 0 | 0 | 0 | 0 | 0 | 0 | 0 | 0 | 0 | 0 | 0 | 0 | 0 | 0 | 0 | 0 | 0 | 0 | 0 | 0 | 0 | 0 | 0 | 0 | 0 | 0 | 0 | 0 | 0 | 0 | 0 | 0 | 0.063605 | 0.063605 | 0.047704 | 0.047704 | 0.047704 | 0.047704 | 0.047704 | 0 | 0 | 0 | 0 | 0 | 0 | 0 | 0.015506 | 0.015506 | 0.011629 | 0.011629 | 0.011629 | 0.011629 | 0.011629 | 0 | 0 | 0 | 0 | 0 | 0 | 0 | 0 | 0 | 0 | 0 | 0 | 0 | 0 | 0 | 0 | 0 | 0 | 0 | 0 | 0 | 0 | 0 | 0 | 0 | 0 | 0 | 0 | 0 | 0 | 0 | 0 | 0 | 0 | 0 | University Office (in session) ILit Hol | University Office (in session) ILit all | 3636 | 5 | 5 | University Office (in session) ILit2 Hol | University Office (in session) ILit Hol | University Office (in session) ILit all | 3636 | 6.5 | 6.5 | 3636 | 1.0413 | 0.042 | 0.05 | 0.05 | 0.05 | 0.05 | 0.05 | 0.05 | 0.05 | 0.05 | 0.05 | 0.05 | 0.05 | 0.05 | 0.05 | 0.05 | 0.05 | 0.05 | 0.05 | 0.05 | 0.05 | 0.05 | 0.05 | 0.05 | 0.05 | 0.05 | 1.355 | 0.0546 | 0.065 | 0.065 | 0.065 | 0.065 | 0.065 | 0.065 | 0.065 | 0.065 | 0.065 | 0.065 | 0.065 | 0.065 | 0.065 | 0.065 | 0.065 | 0.065 | 0.065 | 0.065 | 0.065 | 0.065 | 0.065 | 0.065 | 0.065 | 0.065 | 0 | 0 | 0 | 0 | 0 | 0 | 0 | 0.42857 | 1 | 1 | 1 | 0.85714 | 0.85714 | 1 | 1 | 1 | 0.85714 | 0.42857 | 0.42857 | 0.28571 | 0 | 0 | 0 | 0 | 0 | 0 | 0 | 0 | 0 | 0 | 0 | 0.42857 | 1 | 1 | 1 | 0.85714 | 0.85714 | 1 | 1 | 1 | 0.85714 | 0.42857 | 0.42857 | 0.28571 | 0 | 0 | 0 | 0 | 16 | 0.66337 | 0.20792 | 0.079208 | 0.049505 | 0.76136 | 0 | 0 | 0 | 0 | 0 | 0 | 0 | 0 |  | 0.071739 | 0.071739 | 0.071036 | 0.072539 | 0.072612 | 0.070731 | 0.070731 | Education - University - Corridor - Hol | 14 | 9 | 18 | 2.7 | 3.5477 | 0 | 0 | 2.7 | 3.5477 | 0 | 0 | 0.45 | 0.59129 | 0 | 0 | 0 | 0 | 0 | 0 | 0 | 0 | 0.05 | 0.05 | 0.05 | 0.05 | 0.05 | 0.05 | 0.05 | 0.05 | 0.05 | 0 | 0 | 0 | 0 | 0 | 0 | 0 |  | 3.51 | 4.62 | 0 | 0 | 3.51 | 4.62 | 0 | 0 | 0.585 | 0.77001 | 0 | 0 | 0 | 0 | 0 | 0 | 0 | 0 | 0.065 | 0.065 | 0.065 | 0.065 | 0.065 | 0.065 | 0.065 | 0.065 | 0.065 | 0 | 0 | 0 | 0 | 0 | 0 | 0 | 0.86774 | 0.84 | 0.86859 | 0.84
640 | 6 | 40 | 8 | 4 |  | Education - University |  | Education - University - Corridor | Education - University | Corridor | Education - University - Corridor |  | Education - University | Education - University - Corridor | University Office (in session) | all | Open | 169 | 169 | 0.029986 | 0.72732 | 0.72732 | 0.54549 | 0.54549 | 0.54549 | 0.54549 | 0.54549 | 0 | 0 | 0 | 0 | 0 | 0 | 0 | 39.9606 | 39.9606 | 29.9705 | 29.9705 | 29.9705 | 29.9705 | 29.9705 | 0.017675 | 0.017675 | 0.013256 | 0.013256 | 0.013256 | 0.013256 | 0.013256 | 0 | 0 | 0 | 0 | 0 | 0 | 0 | 0 | 0 | 0 | 0 | 0 | 0 | 0 | 0.81044 | 0.81044 | 0.81044 | 0.81044 | 0.81044 | 0.81044 | 0.81044 | 0.59118 | 0.59118 | 0.58986 | 0.59402 | 0.59436 | 0.58222 | 0.58222 | 0.063605 | 0.063605 | 0.047704 | 0.047704 | 0.047704 | 0.047704 | 0.047704 | 0 | 0 | 0 | 0 | 0 | 0 | 0 | 2.9341 | 2.9341 | 2.2006 | 2.2006 | 2.2006 | 2.2006 | 2.2006 | 0.0012389 | 0.0012389 | 0.00092921 | 0.00092921 | 0.00092921 | 0.00092921 | 0.00092921 | 0 | 0 | 0 | 0 | 0 | 0 | 0 | 0 | 0 | 0 | 0 | 0 | 0 | 0 | 0.6496 | 0.6496 | 0.6496 | 0.6496 | 0.6496 | 0.6496 | 0.6496 | 0.5554 | 0.5554 | 0.55352 | 0.55262 | 0.55032 | 0.54444 | 0.54444 | University Office (in session) ILit all | University Office (in session) ILit all | 3099 | 5 | 100 | University Office (in session) ILit2 all | University Office (in session) ILit all | University Office (in session) ILit all | 3099 | 8 | 80 | 3099 | 10.842 | 0.81044 | 0.05 | 0.05 | 0.05 | 0.05 | 0.05 | 0.05 | 0.05 | 0.84167 | 0.94722 | 0.94722 | 1 | 1 | 0.84167 | 0.84167 | 0.94722 | 0.94722 | 1 | 0.84167 | 0.73611 | 0.63056 | 0.41944 | 0.10278 | 0.05 | 0.05 | 9.1029 | 0.6496 | 0.08 | 0.08 | 0.08 | 0.08 | 0.08 | 0.08 | 0.08 | 0.68 | 0.76 | 0.76 | 0.8 | 0.8 | 0.68 | 0.68 | 0.76 | 0.76 | 0.8 | 0.68 | 0.6 | 0.52 | 0.36 | 0.12 | 0.08 | 0.08 | 0 | 0 | 0 | 0 | 0 | 0 | 0 | 0.83333 | 0.94444 | 0.94444 | 1 | 1 | 0.83333 | 0.83333 | 0.94444 | 0.94444 | 1 | 0.83333 | 0.72222 | 0.61111 | 0.38889 | 0.055556 | 0 | 0 | 0 | 0 | 0 | 0 | 0 | 0 | 0 | 0.83333 | 0.94444 | 0.94444 | 1 | 1 | 0.83333 | 0.83333 | 0.94444 | 0.94444 | 1 | 0.83333 | 0.72222 | 0.61111 | 0.38889 | 0.055556 | 0 | 0 | 16 | 0.66337 | 0.20792 | 0.079208 | 0.049505 | 0.76136 | 0.10719 | 0.0023376 | 0.0023376 | 0.0017532 | 0.0017532 | 0.0017532 | 0.0017532 | 0.0017532 | Education - University | 0.071739 | 0.071739 | 0.071036 | 0.072539 | 0.072612 | 0.070731 | 0.070731 | Education - University - Corridor - all | 16 | 7 | 21 | 1955.7056 | -123.4131 | 1955.7056 | -123.4131 | 0 | 0 | 11.5722 | -0.73026 | 0 | 0 | 0 | 0 | 0 | 0 | 0 | 0 | 0.05 | 0.84167 | 0.94722 | 0.94722 | 1 | 1 | 0.84167 | 0.84167 | 0.94722 | 0.94722 | 1 | 0.84167 | 0.73611 | 0.63056 | 0 | 0 | 0 | 0 |  | 1581.84 | -43.4549 | 1581.84 | -43.4549 | 0 | 0 | 9.36 | -0.25713 | 0 | 0 | 0 | 0 | 0 | 0 | 0 | 0 | 0.08 | 0.68 | 0.76 | 0.76 | 0.8 | 0.8 | 0.68 | 0.68 | 0.76 | 0.76 | 0.8 | 0.68 | 0.6 | 0.52 | 0 | 0 | 0 | 0 | 0.86774 | 0.84 | 0.86859 | 0.84
641 | 6 | 41 | 5 | 5 |  |  |  |  | Education - University | Corridor | Education - University - Corridor | (break) | Education - University (break) | Education - University - Corridor (break) | University Office (break) | Sat | Closed | 12 | 12 | 0.029986 | 0.72732 | 0.72732 | 0.54549 | 0.54549 | 0.54549 | 0.54549 | 0.54549 | 0 | 0 | 0 | 0 | 0 | 0 | 0 | 0.19076 | 0.19076 | 0.14307 | 0.14307 | 0.14307 | 0.14307 | 0.14307 | 0 | 0 | 0 | 0 | 0 | 0 | 0 | 0 | 0 | 0 | 0 | 0 | 0 | 0 | 0 | 0 | 0 | 0 | 0 | 0 | 0 | 0 | 0 | 0 | 0 | 0 | 0 | 0 | 0 | 0 | 0 | 0 | 0 | 0 | 0 | 0.063605 | 0.063605 | 0.047704 | 0.047704 | 0.047704 | 0.047704 | 0.047704 | 0 | 0 | 0 | 0 | 0 | 0 | 0 | 0.016699 | 0.016699 | 0.012524 | 0.012524 | 0.012524 | 0.012524 | 0.012524 | 0 | 0 | 0 | 0 | 0 | 0 | 0 | 0 | 0 | 0 | 0 | 0 | 0 | 0 | 0 | 0 | 0 | 0 | 0 | 0 | 0 | 0 | 0 | 0 | 0 | 0 | 0 | 0 | 0 | 0 | 0 | 0 | 0 | 0 | 0 | University Office (break) ILit Cls | University Office (break) ILit Cls | 2 | 3.5 | 3.5 | University Office (break) ILit2 Cls | University Office (break) ILit Cls | University Office (break) ILit Cls | 2 | 3.5 | 3.5 | 2 | 0.7289 | 0.035 | 0.035 | 0.035 | 0.035 | 0.035 | 0.035 | 0.035 | 0.035 | 0.035 | 0.035 | 0.035 | 0.035 | 0.035 | 0.035 | 0.035 | 0.035 | 0.035 | 0.035 | 0.035 | 0.035 | 0.035 | 0.035 | 0.035 | 0.035 | 0.035 | 0.72962 | 0.035 | 0.035 | 0.035 | 0.035 | 0.035 | 0.035 | 0.035 | 0.035 | 0.035 | 0.035 | 0.035 | 0.035 | 0.035 | 0.035 | 0.035 | 0.035 | 0.035 | 0.035 | 0.035 | 0.035 | 0.035 | 0.035 | 0.035 | 0.035 | 0.035 | 0 | 0 | 0 | 0 | 0 | 0 | 0 | 0 | 0 | 0 | 0 | 0 | 0 | 0 | 0 | 0 | 0 | 0 | 0 | 0 | 0 | 0 | 0 | 0 | 0 | 0 | 0 | 0 | 0 | 0 | 0 | 0 | 0 | 0 | 0 | 0 | 0 | 0 | 0 | 0 | 0 | 0 | 0 | 0 | 0 | 0 | 0 | 0 | 16 | 0.66337 | 0.20792 | 0.079208 | 0.049505 | 0.76136 | 0 | 0 | 0 | 0 | 0 | 0 | 0 | 0 |  | 0.004128 | 0.004128 | 0.0040915 | 0.0041369 | 0.0041138 | 0.0040849 | 0.0040849 | Education - University - Corridor - (break) - Sat | 10 | 9 | 14 | 0 | 8.7468 | 0 | 0 | 0 | 8.7468 | 0 | 0 | 0 | 0.7289 | 0 | 0 | 0 | 0 | 0 | 0 | 0 | 0 | 0 | 0 | 0 | 0 | 0 | 0 | 0 | 0 | 0 | 0 | 0 | 0 | 0 | 0 | 0 | 0 |  | 0 | 8.7554 | 0 | 0 | 0 | 8.7554 | 0 | 0 | 0 | 0.72962 | 0 | 0 | 0 | 0 | 0 | 0 | 0 | 0 | 0 | 0 | 0 | 0 | 0 | 0 | 0 | 0 | 0 | 0 | 0 | 0 | 0 | 0 | 0 | 0 | 0.86774 | 0.84 | 0.86859 | 0.84
642 | 6 | 42 | 6 | 6 |  |  |  |  | Education - University | Corridor | Education - University - Corridor | (break) | Education - University (break) | Education - University - Corridor (break) | University Office (break) | Sun | Closed | 12 | 12 | 0.029986 | 0.72732 | 0.72732 | 0.54549 | 0.54549 | 0.54549 | 0.54549 | 0.54549 | 0 | 0 | 0 | 0 | 0 | 0 | 0 | 0.19076 | 0.19076 | 0.14307 | 0.14307 | 0.14307 | 0.14307 | 0.14307 | 0 | 0 | 0 | 0 | 0 | 0 | 0 | 0 | 0 | 0 | 0 | 0 | 0 | 0 | 0 | 0 | 0 | 0 | 0 | 0 | 0 | 0 | 0 | 0 | 0 | 0 | 0 | 0 | 0 | 0 | 0 | 0 | 0 | 0 | 0 | 0.063605 | 0.063605 | 0.047704 | 0.047704 | 0.047704 | 0.047704 | 0.047704 | 0 | 0 | 0 | 0 | 0 | 0 | 0 | 0.016699 | 0.016699 | 0.012524 | 0.012524 | 0.012524 | 0.012524 | 0.012524 | 0 | 0 | 0 | 0 | 0 | 0 | 0 | 0 | 0 | 0 | 0 | 0 | 0 | 0 | 0 | 0 | 0 | 0 | 0 | 0 | 0 | 0 | 0 | 0 | 0 | 0 | 0 | 0 | 0 | 0 | 0 | 0 | 0 | 0 | 0 | University Office (break) ILit Cls | University Office (break) ILit Cls | 2 | 3.5 | 3.5 | University Office (break) ILit2 Cls | University Office (break) ILit Cls | University Office (break) ILit Cls | 2 | 3.5 | 3.5 | 2 | 0.7289 | 0.035 | 0.035 | 0.035 | 0.035 | 0.035 | 0.035 | 0.035 | 0.035 | 0.035 | 0.035 | 0.035 | 0.035 | 0.035 | 0.035 | 0.035 | 0.035 | 0.035 | 0.035 | 0.035 | 0.035 | 0.035 | 0.035 | 0.035 | 0.035 | 0.035 | 0.72962 | 0.035 | 0.035 | 0.035 | 0.035 | 0.035 | 0.035 | 0.035 | 0.035 | 0.035 | 0.035 | 0.035 | 0.035 | 0.035 | 0.035 | 0.035 | 0.035 | 0.035 | 0.035 | 0.035 | 0.035 | 0.035 | 0.035 | 0.035 | 0.035 | 0.035 | 0 | 0 | 0 | 0 | 0 | 0 | 0 | 0 | 0 | 0 | 0 | 0 | 0 | 0 | 0 | 0 | 0 | 0 | 0 | 0 | 0 | 0 | 0 | 0 | 0 | 0 | 0 | 0 | 0 | 0 | 0 | 0 | 0 | 0 | 0 | 0 | 0 | 0 | 0 | 0 | 0 | 0 | 0 | 0 | 0 | 0 | 0 | 0 | 16 | 0.66337 | 0.20792 | 0.079208 | 0.049505 | 0.76136 | 0 | 0 | 0 | 0 | 0 | 0 | 0 | 0 |  | 0.004128 | 0.004128 | 0.0040915 | 0.0041369 | 0.0041138 | 0.0040849 | 0.0040849 | Education - University - Corridor - (break) - Sun | 12 | 9 | 14 | 0 | 8.7468 | 0 | 0 | 0 | 8.7468 | 0 | 0 | 0 | 0.7289 | 0 | 0 | 0 | 0 | 0 | 0 | 0 | 0 | 0 | 0 | 0 | 0 | 0 | 0 | 0 | 0 | 0 | 0 | 0 | 0 | 0 | 0 | 0 | 0 |  | 0 | 8.7554 | 0 | 0 | 0 | 8.7554 | 0 | 0 | 0 | 0.72962 | 0 | 0 | 0 | 0 | 0 | 0 | 0 | 0 | 0 | 0 | 0 | 0 | 0 | 0 | 0 | 0 | 0 | 0 | 0 | 0 | 0 | 0 | 0 | 0 | 0.86774 | 0.84 | 0.86859 | 0.84
643 | 6 | 43 | 7 | 7 |  |  |  |  | Education - University | Corridor | Education - University - Corridor | (break) | Education - University (break) | Education - University - Corridor (break) | University Office (break) | Hol | Closed | 3 | 3 | 0.029986 | 0.72732 | 0.72732 | 0.54549 | 0.54549 | 0.54549 | 0.54549 | 0.54549 | 0 | 0 | 0 | 0 | 0 | 0 | 0 | 0.04769 | 0.04769 | 0.035768 | 0.035768 | 0.035768 | 0.035768 | 0.035768 | 0 | 0 | 0 | 0 | 0 | 0 | 0 | 0 | 0 | 0 | 0 | 0 | 0 | 0 | 0 | 0 | 0 | 0 | 0 | 0 | 0 | 0 | 0 | 0 | 0 | 0 | 0 | 0 | 0 | 0 | 0 | 0 | 0 | 0 | 0 | 0.063605 | 0.063605 | 0.047704 | 0.047704 | 0.047704 | 0.047704 | 0.047704 | 0 | 0 | 0 | 0 | 0 | 0 | 0 | 0.0041747 | 0.0041747 | 0.003131 | 0.003131 | 0.003131 | 0.003131 | 0.003131 | 0 | 0 | 0 | 0 | 0 | 0 | 0 | 0 | 0 | 0 | 0 | 0 | 0 | 0 | 0 | 0 | 0 | 0 | 0 | 0 | 0 | 0 | 0 | 0 | 0 | 0 | 0 | 0 | 0 | 0 | 0 | 0 | 0 | 0 | 0 | University Office (break) ILit Cls | University Office (break) ILit Cls | 2 | 3.5 | 3.5 | University Office (break) ILit2 Cls | University Office (break) ILit Cls | University Office (break) ILit Cls | 2 | 3.5 | 3.5 | 2 | 0.7289 | 0.035 | 0.035 | 0.035 | 0.035 | 0.035 | 0.035 | 0.035 | 0.035 | 0.035 | 0.035 | 0.035 | 0.035 | 0.035 | 0.035 | 0.035 | 0.035 | 0.035 | 0.035 | 0.035 | 0.035 | 0.035 | 0.035 | 0.035 | 0.035 | 0.035 | 0.72962 | 0.035 | 0.035 | 0.035 | 0.035 | 0.035 | 0.035 | 0.035 | 0.035 | 0.035 | 0.035 | 0.035 | 0.035 | 0.035 | 0.035 | 0.035 | 0.035 | 0.035 | 0.035 | 0.035 | 0.035 | 0.035 | 0.035 | 0.035 | 0.035 | 0.035 | 0 | 0 | 0 | 0 | 0 | 0 | 0 | 0 | 0 | 0 | 0 | 0 | 0 | 0 | 0 | 0 | 0 | 0 | 0 | 0 | 0 | 0 | 0 | 0 | 0 | 0 | 0 | 0 | 0 | 0 | 0 | 0 | 0 | 0 | 0 | 0 | 0 | 0 | 0 | 0 | 0 | 0 | 0 | 0 | 0 | 0 | 0 | 0 | 16 | 0.66337 | 0.20792 | 0.079208 | 0.049505 | 0.76136 | 0 | 0 | 0 | 0 | 0 | 0 | 0 | 0 |  | 0.004128 | 0.004128 | 0.0040915 | 0.0041369 | 0.0041138 | 0.0040849 | 0.0040849 | Education - University - Corridor - (break) - Hol | 14 | 9 | 14 | 0 | 2.1867 | 0 | 0 | 0 | 2.1867 | 0 | 0 | 0 | 0.7289 | 0 | 0 | 0 | 0 | 0 | 0 | 0 | 0 | 0 | 0 | 0 | 0 | 0 | 0 | 0 | 0 | 0 | 0 | 0 | 0 | 0 | 0 | 0 | 0 |  | 0 | 2.1889 | 0 | 0 | 0 | 2.1889 | 0 | 0 | 0 | 0.72962 | 0 | 0 | 0 | 0 | 0 | 0 | 0 | 0 | 0 | 0 | 0 | 0 | 0 | 0 | 0 | 0 | 0 | 0 | 0 | 0 | 0 | 0 | 0 | 0 | 0.86774 | 0.84 | 0.86859 | 0.84
644 | 6 | 44 | 8 | 8 |  | Education - University (break) |  | Education - University - Corridor (break) | Education - University | Corridor | Education - University - Corridor | (break) | Education - University (break) | Education - University - Corridor (break) | University Office (break) | all | Closed | 38 | 38 | 0.029986 | 0.72732 | 0.72732 | 0.54549 | 0.54549 | 0.54549 | 0.54549 | 0.54549 | 0 | 0 | 0 | 0 | 0 | 0 | 0 | 0.60408 | 0.60408 | 0.45306 | 0.45306 | 0.45306 | 0.45306 | 0.45306 | 0.00076332 | 0.00076332 | 0.00057249 | 0.00057249 | 0.00057249 | 0.00057249 | 0.00057249 | 0 | 0 | 0 | 0 | 0 | 0 | 0 | 0 | 0 | 0 | 0 | 0 | 0 | 0 | 0.035 | 0.035 | 0.035 | 0.035 | 0.035 | 0.035 | 0.035 | 0.034185 | 0.034185 | 0.034148 | 0.03403 | 0.033817 | 0.033741 | 0.033741 | 0.063605 | 0.063605 | 0.047704 | 0.047704 | 0.047704 | 0.047704 | 0.047704 | 0 | 0 | 0 | 0 | 0 | 0 | 0 | 0.052879 | 0.052879 | 0.039659 | 0.039659 | 0.039659 | 0.039659 | 0.039659 | 6.6753e-05 | 6.6753e-05 | 5.0065e-05 | 5.0065e-05 | 5.0065e-05 | 5.0065e-05 | 5.0065e-05 | 0 | 0 | 0 | 0 | 0 | 0 | 0 | 0 | 0 | 0 | 0 | 0 | 0 | 0 | 0.035 | 0.035 | 0.035 | 0.035 | 0.035 | 0.035 | 0.035 | 0.034185 | 0.034185 | 0.034148 | 0.03403 | 0.033817 | 0.033741 | 0.033741 | University Office (break) ILit Cls | University Office (break) ILit Cls | 2 | 3.5 | 3.5 | University Office (break) ILit2 Cls | University Office (break) ILit Cls | University Office (break) ILit Cls | 2 | 3.5 | 3.5 | 2 | 0.7289 | 0.035 | 0.035 | 0.035 | 0.035 | 0.035 | 0.035 | 0.035 | 0.035 | 0.035 | 0.035 | 0.035 | 0.035 | 0.035 | 0.035 | 0.035 | 0.035 | 0.035 | 0.035 | 0.035 | 0.035 | 0.035 | 0.035 | 0.035 | 0.035 | 0.035 | 0.72962 | 0.035 | 0.035 | 0.035 | 0.035 | 0.035 | 0.035 | 0.035 | 0.035 | 0.035 | 0.035 | 0.035 | 0.035 | 0.035 | 0.035 | 0.035 | 0.035 | 0.035 | 0.035 | 0.035 | 0.035 | 0.035 | 0.035 | 0.035 | 0.035 | 0.035 | 0 | 0 | 0 | 0 | 0 | 0 | 0 | 0 | 0 | 0 | 0 | 0 | 0 | 0 | 0 | 0 | 0 | 0 | 0 | 0 | 0 | 0 | 0 | 0 | 0 | 0 | 0 | 0 | 0 | 0 | 0 | 0 | 0 | 0 | 0 | 0 | 0 | 0 | 0 | 0 | 0 | 0 | 0 | 0 | 0 | 0 | 0 | 0 | 16 | 0.66337 | 0.20792 | 0.079208 | 0.049505 | 0.76136 | 0.004629 | 0.00010095 | 0.00010095 | 7.5716e-05 | 7.5716e-05 | 7.5716e-05 | 7.5716e-05 | 7.5716e-05 | Education - University (break) | 0.004128 | 0.004128 | 0.0040915 | 0.0041369 | 0.0041138 | 0.0040849 | 0.0040849 | Education - University - Corridor - (break) - all | 16 | 7 | 17 | 0 | 27.6984 | 0 | 27.6984 | 0 | 0 | 0 | 0.7289 | 0 | 0 | 0 | 0 | 0 | 0 | 0 | 0 | 0 | 0 | 0 | 0 | 0 | 0 | 0 | 0 | 0 | 0 | 0 | 0 | 0 | 0 | 0 | 0 | 0 | 0 |  | 0 | 27.7255 | 0 | 27.7255 | 0 | 0 | 0 | 0.72962 | 0 | 0 | 0 | 0 | 0 | 0 | 0 | 0 | 0 | 0 | 0 | 0 | 0 | 0 | 0 | 0 | 0 | 0 | 0 | 0 | 0 | 0 | 0 | 0 | 0 | 0 | 0.86774 | 0.84 | 0.86859 | 0.84
645 | 6 | 45 | 5 | 9 |  |  |  |  | Education - University | Corridor | Education - University - Corridor | (summer) | Education - University (summer) | Education - University - Corridor (summer) | University Office (summer) | Sat | Closed | 8 | 8 | 0.029986 | 0.72732 | 0.72732 | 0.54549 | 0.54549 | 0.54549 | 0.54549 | 0.54549 | 0 | 0 | 0 | 0 | 0 | 0 | 0 | 0.18168 | 0.18168 | 0.13626 | 0.13626 | 0.13626 | 0.13626 | 0.13626 | 0 | 0 | 0 | 0 | 0 | 0 | 0 | 0 | 0 | 0 | 0 | 0 | 0 | 0 | 0 | 0 | 0 | 0 | 0 | 0 | 0 | 0 | 0 | 0 | 0 | 0 | 0 | 0 | 0 | 0 | 0 | 0 | 0 | 0 | 0 | 0.063605 | 0.063605 | 0.047704 | 0.047704 | 0.047704 | 0.047704 | 0.047704 | 0 | 0 | 0 | 0 | 0 | 0 | 0 | 0.015904 | 0.015904 | 0.011928 | 0.011928 | 0.011928 | 0.011928 | 0.011928 | 0 | 0 | 0 | 0 | 0 | 0 | 0 | 0 | 0 | 0 | 0 | 0 | 0 | 0 | 0 | 0 | 0 | 0 | 0 | 0 | 0 | 0 | 0 | 0 | 0 | 0 | 0 | 0 | 0 | 0 | 0 | 0 | 0 | 0 | 0 | University Office (summer) ILit Cls | University Office (summer) ILit Cls | 2 | 5 | 5 | University Office (summer) ILit2 Cls | University Office (summer) ILit Cls | University Office (summer) ILit Cls | 2 | 5 | 5 | 2 | 1.0413 | 0.042 | 0.05 | 0.05 | 0.05 | 0.05 | 0.05 | 0.05 | 0.05 | 0.05 | 0.05 | 0.05 | 0.05 | 0.05 | 0.05 | 0.05 | 0.05 | 0.05 | 0.05 | 0.05 | 0.05 | 0.05 | 0.05 | 0.05 | 0.05 | 0.05 | 1.0423 | 0.042 | 0.05 | 0.05 | 0.05 | 0.05 | 0.05 | 0.05 | 0.05 | 0.05 | 0.05 | 0.05 | 0.05 | 0.05 | 0.05 | 0.05 | 0.05 | 0.05 | 0.05 | 0.05 | 0.05 | 0.05 | 0.05 | 0.05 | 0.05 | 0.05 | 0 | 0 | 0 | 0 | 0 | 0 | 0 | 0 | 0 | 0 | 0 | 0 | 0 | 0 | 0 | 0 | 0 | 0 | 0 | 0 | 0 | 0 | 0 | 0 | 0 | 0 | 0 | 0 | 0 | 0 | 0 | 0 | 0 | 0 | 0 | 0 | 0 | 0 | 0 | 0 | 0 | 0 | 0 | 0 | 0 | 0 | 0 | 0 | 16 | 0.66337 | 0.20792 | 0.079208 | 0.049505 | 0.76136 | 0 | 0 | 0 | 0 | 0 | 0 | 0 | 0 |  | 0.042895 | 0.042895 | 0.042596 | 0.043135 | 0.043122 | 0.042155 | 0.042155 | Education - University - Corridor - (summer) - Sat | 10 | 9 | 18 | 0 | 8.3303 | 0 | 0 | 0 | 8.3303 | 0 | 0 | 0 | 1.0413 | 0 | 0 | 0 | 0 | 0 | 0 | 0 | 0 | 0 | 0 | 0 | 0 | 0 | 0 | 0 | 0 | 0 | 0 | 0 | 0 | 0 | 0 | 0 | 0 |  | 0 | 8.3385 | 0 | 0 | 0 | 8.3385 | 0 | 0 | 0 | 1.0423 | 0 | 0 | 0 | 0 | 0 | 0 | 0 | 0 | 0 | 0 | 0 | 0 | 0 | 0 | 0 | 0 | 0 | 0 | 0 | 0 | 0 | 0 | 0 | 0 | 0.86774 | 0.84 | 0.86859 | 0.84
646 | 6 | 46 | 6 | 10 |  |  |  |  | Education - University | Corridor | Education - University - Corridor | (summer) | Education - University (summer) | Education - University - Corridor (summer) | University Office (summer) | Sun | Closed | 8 | 8 | 0.029986 | 0.72732 | 0.72732 | 0.54549 | 0.54549 | 0.54549 | 0.54549 | 0.54549 | 0 | 0 | 0 | 0 | 0 | 0 | 0 | 0.18168 | 0.18168 | 0.13626 | 0.13626 | 0.13626 | 0.13626 | 0.13626 | 0 | 0 | 0 | 0 | 0 | 0 | 0 | 0 | 0 | 0 | 0 | 0 | 0 | 0 | 0 | 0 | 0 | 0 | 0 | 0 | 0 | 0 | 0 | 0 | 0 | 0 | 0 | 0 | 0 | 0 | 0 | 0 | 0 | 0 | 0 | 0.063605 | 0.063605 | 0.047704 | 0.047704 | 0.047704 | 0.047704 | 0.047704 | 0 | 0 | 0 | 0 | 0 | 0 | 0 | 0.015904 | 0.015904 | 0.011928 | 0.011928 | 0.011928 | 0.011928 | 0.011928 | 0 | 0 | 0 | 0 | 0 | 0 | 0 | 0 | 0 | 0 | 0 | 0 | 0 | 0 | 0 | 0 | 0 | 0 | 0 | 0 | 0 | 0 | 0 | 0 | 0 | 0 | 0 | 0 | 0 | 0 | 0 | 0 | 0 | 0 | 0 | University Office (summer) ILit Cls | University Office (summer) ILit Cls | 2 | 5 | 5 | University Office (summer) ILit2 Cls | University Office (summer) ILit Cls | University Office (summer) ILit Cls | 2 | 5 | 5 | 2 | 1.0413 | 0.042 | 0.05 | 0.05 | 0.05 | 0.05 | 0.05 | 0.05 | 0.05 | 0.05 | 0.05 | 0.05 | 0.05 | 0.05 | 0.05 | 0.05 | 0.05 | 0.05 | 0.05 | 0.05 | 0.05 | 0.05 | 0.05 | 0.05 | 0.05 | 0.05 | 1.0423 | 0.042 | 0.05 | 0.05 | 0.05 | 0.05 | 0.05 | 0.05 | 0.05 | 0.05 | 0.05 | 0.05 | 0.05 | 0.05 | 0.05 | 0.05 | 0.05 | 0.05 | 0.05 | 0.05 | 0.05 | 0.05 | 0.05 | 0.05 | 0.05 | 0.05 | 0 | 0 | 0 | 0 | 0 | 0 | 0 | 0 | 0 | 0 | 0 | 0 | 0 | 0 | 0 | 0 | 0 | 0 | 0 | 0 | 0 | 0 | 0 | 0 | 0 | 0 | 0 | 0 | 0 | 0 | 0 | 0 | 0 | 0 | 0 | 0 | 0 | 0 | 0 | 0 | 0 | 0 | 0 | 0 | 0 | 0 | 0 | 0 | 16 | 0.66337 | 0.20792 | 0.079208 | 0.049505 | 0.76136 | 0 | 0 | 0 | 0 | 0 | 0 | 0 | 0 |  | 0.042895 | 0.042895 | 0.042596 | 0.043135 | 0.043122 | 0.042155 | 0.042155 | Education - University - Corridor - (summer) - Sun | 12 | 9 | 18 | 0 | 8.3303 | 0 | 0 | 0 | 8.3303 | 0 | 0 | 0 | 1.0413 | 0 | 0 | 0 | 0 | 0 | 0 | 0 | 0 | 0 | 0 | 0 | 0 | 0 | 0 | 0 | 0 | 0 | 0 | 0 | 0 | 0 | 0 | 0 | 0 |  | 0 | 8.3385 | 0 | 0 | 0 | 8.3385 | 0 | 0 | 0 | 1.0423 | 0 | 0 | 0 | 0 | 0 | 0 | 0 | 0 | 0 | 0 | 0 | 0 | 0 | 0 | 0 | 0 | 0 | 0 | 0 | 0 | 0 | 0 | 0 | 0 | 0.86774 | 0.84 | 0.86859 | 0.84
647 | 6 | 47 | 7 | 11 |  |  |  |  | Education - University | Corridor | Education - University - Corridor | (summer) | Education - University (summer) | Education - University - Corridor (summer) | University Office (summer) | Hol | Closed | 1 | 1 | 0.029986 | 0.72732 | 0.72732 | 0.54549 | 0.54549 | 0.54549 | 0.54549 | 0.54549 | 0 | 0 | 0 | 0 | 0 | 0 | 0 | 0.02271 | 0.02271 | 0.017032 | 0.017032 | 0.017032 | 0.017032 | 0.017032 | 0 | 0 | 0 | 0 | 0 | 0 | 0 | 0 | 0 | 0 | 0 | 0 | 0 | 0 | 0 | 0 | 0 | 0 | 0 | 0 | 0 | 0 | 0 | 0 | 0 | 0 | 0 | 0 | 0 | 0 | 0 | 0 | 0 | 0 | 0 | 0.063605 | 0.063605 | 0.047704 | 0.047704 | 0.047704 | 0.047704 | 0.047704 | 0 | 0 | 0 | 0 | 0 | 0 | 0 | 0.0019879 | 0.0019879 | 0.001491 | 0.001491 | 0.001491 | 0.001491 | 0.001491 | 0 | 0 | 0 | 0 | 0 | 0 | 0 | 0 | 0 | 0 | 0 | 0 | 0 | 0 | 0 | 0 | 0 | 0 | 0 | 0 | 0 | 0 | 0 | 0 | 0 | 0 | 0 | 0 | 0 | 0 | 0 | 0 | 0 | 0 | 0 | University Office (summer) ILit Cls | University Office (summer) ILit Cls | 2 | 5 | 5 | University Office (summer) ILit2 Cls | University Office (summer) ILit Cls | University Office (summer) ILit Cls | 2 | 5 | 5 | 2 | 1.0413 | 0.042 | 0.05 | 0.05 | 0.05 | 0.05 | 0.05 | 0.05 | 0.05 | 0.05 | 0.05 | 0.05 | 0.05 | 0.05 | 0.05 | 0.05 | 0.05 | 0.05 | 0.05 | 0.05 | 0.05 | 0.05 | 0.05 | 0.05 | 0.05 | 0.05 | 1.0423 | 0.042 | 0.05 | 0.05 | 0.05 | 0.05 | 0.05 | 0.05 | 0.05 | 0.05 | 0.05 | 0.05 | 0.05 | 0.05 | 0.05 | 0.05 | 0.05 | 0.05 | 0.05 | 0.05 | 0.05 | 0.05 | 0.05 | 0.05 | 0.05 | 0.05 | 0 | 0 | 0 | 0 | 0 | 0 | 0 | 0 | 0 | 0 | 0 | 0 | 0 | 0 | 0 | 0 | 0 | 0 | 0 | 0 | 0 | 0 | 0 | 0 | 0 | 0 | 0 | 0 | 0 | 0 | 0 | 0 | 0 | 0 | 0 | 0 | 0 | 0 | 0 | 0 | 0 | 0 | 0 | 0 | 0 | 0 | 0 | 0 | 16 | 0.66337 | 0.20792 | 0.079208 | 0.049505 | 0.76136 | 0 | 0 | 0 | 0 | 0 | 0 | 0 | 0 |  | 0.042895 | 0.042895 | 0.042596 | 0.043135 | 0.043122 | 0.042155 | 0.042155 | Education - University - Corridor - (summer) - Hol | 14 | 9 | 18 | 0 | 1.0413 | 0 | 0 | 0 | 1.0413 | 0 | 0 | 0 | 1.0413 | 0 | 0 | 0 | 0 | 0 | 0 | 0 | 0 | 0 | 0 | 0 | 0 | 0 | 0 | 0 | 0 | 0 | 0 | 0 | 0 | 0 | 0 | 0 | 0 |  | 0 | 1.0423 | 0 | 0 | 0 | 1.0423 | 0 | 0 | 0 | 1.0423 | 0 | 0 | 0 | 0 | 0 | 0 | 0 | 0 | 0 | 0 | 0 | 0 | 0 | 0 | 0 | 0 | 0 | 0 | 0 | 0 | 0 | 0 | 0 | 0 | 0.86774 | 0.84 | 0.86859 | 0.84
648 | 6 | 48 | 8 | 12 |  | Education - University (summer) | Education - University - Corridor | Education - University - Corridor (summer) | Education - University | Corridor | Education - University - Corridor | (summer) | Education - University (summer) | Education - University - Corridor (summer) | University Office (summer) | all | Closed | 44 | 44 | 0.029986 | 0.72732 | 0.72732 | 0.54549 | 0.54549 | 0.54549 | 0.54549 | 0.54549 | 0.021809 | 0.021809 | 0.016357 | 0.016357 | 0.016357 | 0.016357 | 0.016357 | 0.99922 | 0.99922 | 0.74942 | 0.74942 | 0.74942 | 0.74942 | 0.74942 | 0.00091598 | 0.00091598 | 0.00068699 | 0.00068699 | 0.00068699 | 0.00068699 | 0.00068699 | 2114.656 | 2114.656 | 2114.656 | 2114.656 | 2114.656 | 2114.656 | 2114.656 | 0 | 0 | 0 | 0 | 0 | 0 | 0 | 0.042 | 0.042 | 0.042 | 0.042 | 0.042 | 0.042 | 0.042 | 0.35548 | 0.35548 | 0.35577 | 0.35518 | 0.35495 | 0.34905 | 0.34905 | 0.063605 | 0.063605 | 0.047704 | 0.047704 | 0.047704 | 0.047704 | 0.047704 | 0.0019072 | 0.0019072 | 0.0014304 | 0.0014304 | 0.0014304 | 0.0014304 | 0.0014304 | 0.087469 | 0.087469 | 0.065602 | 0.065602 | 0.065602 | 0.065602 | 0.065602 | 8.0104e-05 | 8.0104e-05 | 6.0078e-05 | 6.0078e-05 | 6.0078e-05 | 6.0078e-05 | 6.0078e-05 | 1852.7816 | 1852.7816 | 1852.7816 | 1852.7816 | 1852.7816 | 1852.7816 | 1852.7816 | 0 | 0 | 0 | 0 | 0 | 0 | 0 | 0.042 | 0.042 | 0.042 | 0.042 | 0.042 | 0.042 | 0.042 | 0.35587 | 0.35587 | 0.35641 | 0.35591 | 0.35496 | 0.349 | 0.349 | University Office (summer) ILit Cls | University Office (summer) ILit Cls | 2 | 5 | 5 | University Office (summer) ILit2 Cls | University Office (summer) ILit Cls | University Office (summer) ILit Cls | 2 | 5 | 5 | 2 | 1.0413 | 0.042 | 0.05 | 0.05 | 0.05 | 0.05 | 0.05 | 0.05 | 0.05 | 0.05 | 0.05 | 0.05 | 0.05 | 0.05 | 0.05 | 0.05 | 0.05 | 0.05 | 0.05 | 0.05 | 0.05 | 0.05 | 0.05 | 0.05 | 0.05 | 0.05 | 1.0423 | 0.042 | 0.05 | 0.05 | 0.05 | 0.05 | 0.05 | 0.05 | 0.05 | 0.05 | 0.05 | 0.05 | 0.05 | 0.05 | 0.05 | 0.05 | 0.05 | 0.05 | 0.05 | 0.05 | 0.05 | 0.05 | 0.05 | 0.05 | 0.05 | 0.05 | 0 | 0 | 0 | 0 | 0 | 0 | 0 | 0 | 0 | 0 | 0 | 0 | 0 | 0 | 0 | 0 | 0 | 0 | 0 | 0 | 0 | 0 | 0 | 0 | 0 | 0 | 0 | 0 | 0 | 0 | 0 | 0 | 0 | 0 | 0 | 0 | 0 | 0 | 0 | 0 | 0 | 0 | 0 | 0 | 0 | 0 | 0 | 0 | 16 | 0.66337 | 0.20792 | 0.079208 | 0.049505 | 0.76136 | 0.0055548 | 0.00012115 | 0.00012115 | 9.0859e-05 | 9.0859e-05 | 9.0859e-05 | 9.0859e-05 | 9.0859e-05 | Education - University (summer) | 0.042895 | 0.042895 | 0.042596 | 0.043135 | 0.043122 | 0.042155 | 0.042155 | Education - University - Corridor - (summer) - all | 16 | 7 | 21 | 0 | 45.8168 | 0 | 45.8168 | 0 | 0 | 0 | 1.0413 | 0 | 0 | 0 | 0 | 0 | 0 | 0 | 0 | 0 | 0 | 0 | 0 | 0 | 0 | 0 | 0 | 0 | 0 | 0 | 0 | 0 | 0 | 0 | 0 | 0 | 0 |  | 0 | 45.8618 | 0 | 45.8618 | 0 | 0 | 0 | 1.0423 | 0 | 0 | 0 | 0 | 0 | 0 | 0 | 0 | 0 | 0 | 0 | 0 | 0 | 0 | 0 | 0 | 0 | 0 | 0 | 0 | 0 | 0 | 0 | 0 | 0 | 0 | 0.86774 | 0.84 | 0.86859 | 0.84
649 | 6 | 49 | 5 | 1 |  |  |  |  | Education - University | Dining Area | Education - University - Dining Area |  | Education - University | Education - University - Dining Area | University Cafeteria (in session) | Sat | Open | 32 | 32 | 0.024015 | 1.3637 | 1.3637 | 1.1819 | 1.1819 | 1.1819 | 1.1819 | 1.1819 | 0 | 0 | 0 | 0 | 0 | 0 | 0 | 4.2767 | 4.2767 | 3.7064 | 3.7064 | 3.7064 | 3.7064 | 3.7064 | 0 | 0 | 0 | 0 | 0 | 0 | 0 | 0 | 0 | 0 | 0 | 0 | 0 | 0 | 0 | 0 | 0 | 0 | 0 | 0 | 0 | 0 | 0 | 0 | 0 | 0 | 0 | 0 | 0 | 0 | 0 | 0 | 0 | 0 | 0 | 0.11926 | 0.11926 | 0.10336 | 0.10336 | 0.10336 | 0.10336 | 0.10336 | 0 | 0 | 0 | 0 | 0 | 0 | 0 | 0.36004 | 0.36004 | 0.31203 | 0.31203 | 0.31203 | 0.31203 | 0.31203 | 0 | 0 | 0 | 0 | 0 | 0 | 0 | 0 | 0 | 0 | 0 | 0 | 0 | 0 | 0 | 0 | 0 | 0 | 0 | 0 | 0 | 0 | 0 | 0 | 0 | 0 | 0 | 0 | 0 | 0 | 0 | 0 | 0 | 0 | 0 | University Cafeteria (in session) ILit Sat | University Cafeteria (in session) ILit all | 3641 | 2.5 | 37.5 | University Cafeteria (in session) ILit2 Sat | University Cafeteria (in session) ILit Sat | University Cafeteria (in session) ILit all | 3641 | 3.25 | 33.75 | 3641 | 4.0809 | 0.315 | 0.025 | 0.025 | 0.025 | 0.025 | 0.025 | 0.025 | 0.10278 | 0.18056 | 0.375 | 0.375 | 0.375 | 0.375 | 0.375 | 0.375 | 0.375 | 0.375 | 0.375 | 0.375 | 0.375 | 0.083333 | 0.025 | 0.025 | 0.025 | 0.025 | 3.9285 | 0.2835 | 0.0325 | 0.0325 | 0.0325 | 0.0325 | 0.0325 | 0.0325 | 0.10028 | 0.16806 | 0.3375 | 0.3375 | 0.3375 | 0.3375 | 0.3375 | 0.3375 | 0.3375 | 0.3375 | 0.3375 | 0.3375 | 0.3375 | 0.083333 | 0.0325 | 0.0325 | 0.0325 | 0.0325 | 0 | 0 | 0 | 0 | 0 | 0 | 0.22222 | 0.44444 | 1 | 1 | 1 | 1 | 1 | 1 | 1 | 1 | 1 | 1 | 1 | 0.16667 | 0 | 0 | 0 | 0 | 0 | 0 | 0 | 0 | 0 | 0 | 0.22222 | 0.44444 | 1 | 1 | 1 | 1 | 1 | 1 | 1 | 1 | 1 | 1 | 1 | 0.16667 | 0 | 0 | 0 | 0 | 16 | 0.66337 | 0.20792 | 0.079208 | 0.049505 | 0.76136 | 0 | 0 | 0 | 0 | 0 | 0 | 0 | 0 |  | 0.071739 | 0.071739 | 0.071036 | 0.072539 | 0.072612 | 0.070731 | 0.070731 | Education - University - Dining Area - Sat | 10 | 9 | 18 | 108 | 22.5879 | 0 | 0 | 108 | 22.5879 | 0 | 0 | 3.375 | 0.70587 | 0 | 0 | 0 | 0 | 0 | 0 | 0 | 0 | 0.375 | 0.375 | 0.375 | 0.375 | 0.375 | 0.375 | 0.375 | 0.375 | 0.375 | 0 | 0 | 0 | 0 | 0 | 0 | 0 |  | 97.2 | 28.5119 | 0 | 0 | 97.2 | 28.5119 | 0 | 0 | 3.0375 | 0.891 | 0 | 0 | 0 | 0 | 0 | 0 | 0 | 0 | 0.3375 | 0.3375 | 0.3375 | 0.3375 | 0.3375 | 0.3375 | 0.3375 | 0.3375 | 0.3375 | 0 | 0 | 0 | 0 | 0 | 0 | 0 | 0.86064 | 0.84 | 0.89504 | 0.84
650 | 6 | 50 | 6 | 2 |  |  |  |  | Education - University | Dining Area | Education - University - Dining Area |  | Education - University | Education - University - Dining Area | University Cafeteria (in session) | Sun | Open | 32 | 32 | 0.024015 | 1.3637 | 1.3637 | 1.1819 | 1.1819 | 1.1819 | 1.1819 | 1.1819 | 0 | 0 | 0 | 0 | 0 | 0 | 0 | 4.2767 | 4.2767 | 3.7064 | 3.7064 | 3.7064 | 3.7064 | 3.7064 | 0 | 0 | 0 | 0 | 0 | 0 | 0 | 0 | 0 | 0 | 0 | 0 | 0 | 0 | 0 | 0 | 0 | 0 | 0 | 0 | 0 | 0 | 0 | 0 | 0 | 0 | 0 | 0 | 0 | 0 | 0 | 0 | 0 | 0 | 0 | 0.11926 | 0.11926 | 0.10336 | 0.10336 | 0.10336 | 0.10336 | 0.10336 | 0 | 0 | 0 | 0 | 0 | 0 | 0 | 0.36004 | 0.36004 | 0.31203 | 0.31203 | 0.31203 | 0.31203 | 0.31203 | 0 | 0 | 0 | 0 | 0 | 0 | 0 | 0 | 0 | 0 | 0 | 0 | 0 | 0 | 0 | 0 | 0 | 0 | 0 | 0 | 0 | 0 | 0 | 0 | 0 | 0 | 0 | 0 | 0 | 0 | 0 | 0 | 0 | 0 | 0 | University Cafeteria (in session) ILit Sun | University Cafeteria (in session) ILit all | 3641 | 2.5 | 37.5 | University Cafeteria (in session) ILit2 Sun | University Cafeteria (in session) ILit Sun | University Cafeteria (in session) ILit all | 3641 | 3.25 | 33.75 | 3641 | 4.0809 | 0.315 | 0.025 | 0.025 | 0.025 | 0.025 | 0.025 | 0.025 | 0.10278 | 0.18056 | 0.375 | 0.375 | 0.375 | 0.375 | 0.375 | 0.375 | 0.375 | 0.375 | 0.375 | 0.375 | 0.375 | 0.083333 | 0.025 | 0.025 | 0.025 | 0.025 | 3.9285 | 0.2835 | 0.0325 | 0.0325 | 0.0325 | 0.0325 | 0.0325 | 0.0325 | 0.10028 | 0.16806 | 0.3375 | 0.3375 | 0.3375 | 0.3375 | 0.3375 | 0.3375 | 0.3375 | 0.3375 | 0.3375 | 0.3375 | 0.3375 | 0.083333 | 0.0325 | 0.0325 | 0.0325 | 0.0325 | 0 | 0 | 0 | 0 | 0 | 0 | 0.22222 | 0.44444 | 1 | 1 | 1 | 1 | 1 | 1 | 1 | 1 | 1 | 1 | 1 | 0.16667 | 0 | 0 | 0 | 0 | 0 | 0 | 0 | 0 | 0 | 0 | 0.22222 | 0.44444 | 1 | 1 | 1 | 1 | 1 | 1 | 1 | 1 | 1 | 1 | 1 | 0.16667 | 0 | 0 | 0 | 0 | 16 | 0.66337 | 0.20792 | 0.079208 | 0.049505 | 0.76136 | 0 | 0 | 0 | 0 | 0 | 0 | 0 | 0 |  | 0.071739 | 0.071739 | 0.071036 | 0.072539 | 0.072612 | 0.070731 | 0.070731 | Education - University - Dining Area - Sun | 12 | 9 | 18 | 108 | 22.5879 | 0 | 0 | 108 | 22.5879 | 0 | 0 | 3.375 | 0.70587 | 0 | 0 | 0 | 0 | 0 | 0 | 0 | 0 | 0.375 | 0.375 | 0.375 | 0.375 | 0.375 | 0.375 | 0.375 | 0.375 | 0.375 | 0 | 0 | 0 | 0 | 0 | 0 | 0 |  | 97.2 | 28.5119 | 0 | 0 | 97.2 | 28.5119 | 0 | 0 | 3.0375 | 0.891 | 0 | 0 | 0 | 0 | 0 | 0 | 0 | 0 | 0.3375 | 0.3375 | 0.3375 | 0.3375 | 0.3375 | 0.3375 | 0.3375 | 0.3375 | 0.3375 | 0 | 0 | 0 | 0 | 0 | 0 | 0 | 0.86064 | 0.84 | 0.89504 | 0.84
651 | 6 | 51 | 7 | 3 |  |  |  |  | Education - University | Dining Area | Education - University - Dining Area |  | Education - University | Education - University - Dining Area | University Cafeteria (in session) | Hol | Open | 6 | 6 | 0.024015 | 1.3637 | 1.3637 | 1.1819 | 1.1819 | 1.1819 | 1.1819 | 1.1819 | 0 | 0 | 0 | 0 | 0 | 0 | 0 | 0.80187 | 0.80187 | 0.69496 | 0.69496 | 0.69496 | 0.69496 | 0.69496 | 0 | 0 | 0 | 0 | 0 | 0 | 0 | 0 | 0 | 0 | 0 | 0 | 0 | 0 | 0 | 0 | 0 | 0 | 0 | 0 | 0 | 0 | 0 | 0 | 0 | 0 | 0 | 0 | 0 | 0 | 0 | 0 | 0 | 0 | 0 | 0.11926 | 0.11926 | 0.10336 | 0.10336 | 0.10336 | 0.10336 | 0.10336 | 0 | 0 | 0 | 0 | 0 | 0 | 0 | 0.067507 | 0.067507 | 0.058506 | 0.058506 | 0.058506 | 0.058506 | 0.058506 | 0 | 0 | 0 | 0 | 0 | 0 | 0 | 0 | 0 | 0 | 0 | 0 | 0 | 0 | 0 | 0 | 0 | 0 | 0 | 0 | 0 | 0 | 0 | 0 | 0 | 0 | 0 | 0 | 0 | 0 | 0 | 0 | 0 | 0 | 0 | University Cafeteria (in session) ILit Hol | University Cafeteria (in session) ILit all | 3641 | 2.5 | 37.5 | University Cafeteria (in session) ILit2 Hol | University Cafeteria (in session) ILit Hol | University Cafeteria (in session) ILit all | 3641 | 3.25 | 33.75 | 3641 | 4.0809 | 0.315 | 0.025 | 0.025 | 0.025 | 0.025 | 0.025 | 0.025 | 0.10278 | 0.18056 | 0.375 | 0.375 | 0.375 | 0.375 | 0.375 | 0.375 | 0.375 | 0.375 | 0.375 | 0.375 | 0.375 | 0.083333 | 0.025 | 0.025 | 0.025 | 0.025 | 3.9285 | 0.2835 | 0.0325 | 0.0325 | 0.0325 | 0.0325 | 0.0325 | 0.0325 | 0.10028 | 0.16806 | 0.3375 | 0.3375 | 0.3375 | 0.3375 | 0.3375 | 0.3375 | 0.3375 | 0.3375 | 0.3375 | 0.3375 | 0.3375 | 0.083333 | 0.0325 | 0.0325 | 0.0325 | 0.0325 | 0 | 0 | 0 | 0 | 0 | 0 | 0.22222 | 0.44444 | 1 | 1 | 1 | 1 | 1 | 1 | 1 | 1 | 1 | 1 | 1 | 0.16667 | 0 | 0 | 0 | 0 | 0 | 0 | 0 | 0 | 0 | 0 | 0.22222 | 0.44444 | 1 | 1 | 1 | 1 | 1 | 1 | 1 | 1 | 1 | 1 | 1 | 0.16667 | 0 | 0 | 0 | 0 | 16 | 0.66337 | 0.20792 | 0.079208 | 0.049505 | 0.76136 | 0 | 0 | 0 | 0 | 0 | 0 | 0 | 0 |  | 0.071739 | 0.071739 | 0.071036 | 0.072539 | 0.072612 | 0.070731 | 0.070731 | Education - University - Dining Area - Hol | 14 | 9 | 18 | 20.25 | 4.2352 | 0 | 0 | 20.25 | 4.2352 | 0 | 0 | 3.375 | 0.70587 | 0 | 0 | 0 | 0 | 0 | 0 | 0 | 0 | 0.375 | 0.375 | 0.375 | 0.375 | 0.375 | 0.375 | 0.375 | 0.375 | 0.375 | 0 | 0 | 0 | 0 | 0 | 0 | 0 |  | 18.225 | 5.346 | 0 | 0 | 18.225 | 5.346 | 0 | 0 | 3.0375 | 0.891 | 0 | 0 | 0 | 0 | 0 | 0 | 0 | 0 | 0.3375 | 0.3375 | 0.3375 | 0.3375 | 0.3375 | 0.3375 | 0.3375 | 0.3375 | 0.3375 | 0 | 0 | 0 | 0 | 0 | 0 | 0 | 0.86064 | 0.84 | 0.89504 | 0.84
652 | 6 | 52 | 8 | 4 |  | Education - University |  | Education - University - Dining Area | Education - University | Dining Area | Education - University - Dining Area |  | Education - University | Education - University - Dining Area | University Cafeteria (in session) | all | Open | 169 | 169 | 0.024015 | 1.3637 | 1.3637 | 1.1819 | 1.1819 | 1.1819 | 1.1819 | 1.1819 | 0 | 0 | 0 | 0 | 0 | 0 | 0 | 53.7066 | 53.7066 | 46.5457 | 46.5457 | 46.5457 | 46.5457 | 46.5457 | 0.023383 | 0.023383 | 0.020265 | 0.020265 | 0.020265 | 0.020265 | 0.020265 | 0 | 0 | 0 | 0 | 0 | 0 | 0 | 0 | 0 | 0 | 0 | 0 | 0 | 0 | 0.714 | 0.714 | 0.714 | 0.714 | 0.714 | 0.714 | 0.714 | 0.59118 | 0.59118 | 0.58986 | 0.59402 | 0.59436 | 0.58222 | 0.58222 | 0.11926 | 0.11926 | 0.10336 | 0.10336 | 0.10336 | 0.10336 | 0.10336 | 0 | 0 | 0 | 0 | 0 | 0 | 0 | 4.3718 | 4.3718 | 3.7889 | 3.7889 | 3.7889 | 3.7889 | 3.7889 | 0.0018043 | 0.0018043 | 0.0015637 | 0.0015637 | 0.0015637 | 0.0015637 | 0.0015637 | 0 | 0 | 0 | 0 | 0 | 0 | 0 | 0 | 0 | 0 | 0 | 0 | 0 | 0 | 0.63 | 0.63 | 0.63 | 0.63 | 0.63 | 0.63 | 0.63 | 0.5554 | 0.5554 | 0.55352 | 0.55262 | 0.55032 | 0.54444 | 0.54444 | University Cafeteria (in session) ILit all | University Cafeteria (in session) ILit all | 3640 | 10 | 85 | University Cafeteria (in session) ILit2 all | University Cafeteria (in session) ILit all | University Cafeteria (in session) ILit all | 3640 | 10 | 75 | 3640 | 9.7037 | 0.714 | 0.1 | 0.1 | 0.1 | 0.1 | 0.1 | 0.1 | 0.26667 | 0.43333 | 0.85 | 0.85 | 0.85 | 0.85 | 0.85 | 0.85 | 0.85 | 0.85 | 0.85 | 0.85 | 0.85 | 0.225 | 0.1 | 0.1 | 0.1 | 0.1 | 9.0325 | 0.63 | 0.1 | 0.1 | 0.1 | 0.1 | 0.1 | 0.1 | 0.24444 | 0.38889 | 0.75 | 0.75 | 0.75 | 0.75 | 0.75 | 0.75 | 0.75 | 0.75 | 0.75 | 0.75 | 0.75 | 0.20833 | 0.1 | 0.1 | 0.1 | 0.1 | 0 | 0 | 0 | 0 | 0 | 0 | 0.22222 | 0.44444 | 1 | 1 | 1 | 1 | 1 | 1 | 1 | 1 | 1 | 1 | 1 | 0.16667 | 0 | 0 | 0 | 0 | 0 | 0 | 0 | 0 | 0 | 0 | 0.22222 | 0.44444 | 1 | 1 | 1 | 1 | 1 | 1 | 1 | 1 | 1 | 1 | 1 | 0.16667 | 0 | 0 | 0 | 0 | 16 | 0.66337 | 0.20792 | 0.079208 | 0.049505 | 0.76136 | 0.099503 | 0.0032586 | 0.0032586 | 0.0028242 | 0.0028242 | 0.0028242 | 0.0028242 | 0.0028242 | Education - University | 0.071739 | 0.071739 | 0.071036 | 0.072539 | 0.072612 | 0.070731 | 0.070731 | Education - University - Dining Area - all | 16 | 7 | 21 | 1736.475 | -96.5456 | 1736.475 | -96.5456 | 0 | 0 | 10.275 | -0.57128 | 0 | 0 | 0 | 0 | 0 | 0 | 0 | 0 | 0.26667 | 0.43333 | 0.85 | 0.85 | 0.85 | 0.85 | 0.85 | 0.85 | 0.85 | 0.85 | 0.85 | 0.85 | 0.85 | 0.225 | 0 | 0 | 0 | 0 |  | 1536.4917 | -10.0023 | 1536.4917 | -10.0023 | 0 | 0 | 9.0917 | -0.059185 | 0 | 0 | 0 | 0 | 0 | 0 | 0 | 0 | 0.24444 | 0.38889 | 0.75 | 0.75 | 0.75 | 0.75 | 0.75 | 0.75 | 0.75 | 0.75 | 0.75 | 0.75 | 0.75 | 0.20833 | 0 | 0 | 0 | 0 | 0.86064 | 0.84 | 0.89504 | 0.84
653 | 6 | 53 | 5 | 5 |  |  |  |  | Education - University | Dining Area | Education - University - Dining Area | (break) | Education - University (break) | Education - University - Dining Area (break) | University Cafeteria (break) | Sat | Closed | 12 | 12 | 0.024015 | 1.3637 | 1.3637 | 1.1819 | 1.1819 | 1.1819 | 1.1819 | 1.1819 | 0 | 0 | 0 | 0 | 0 | 0 | 0 | 0.28411 | 0.28411 | 0.24623 | 0.24623 | 0.24623 | 0.24623 | 0.24623 | 0 | 0 | 0 | 0 | 0 | 0 | 0 | 0 | 0 | 0 | 0 | 0 | 0 | 0 | 0 | 0 | 0 | 0 | 0 | 0 | 0 | 0 | 0 | 0 | 0 | 0 | 0 | 0 | 0 | 0 | 0 | 0 | 0 | 0 | 0 | 0.11926 | 0.11926 | 0.10336 | 0.10336 | 0.10336 | 0.10336 | 0.10336 | 0 | 0 | 0 | 0 | 0 | 0 | 0 | 0.025839 | 0.025839 | 0.022394 | 0.022394 | 0.022394 | 0.022394 | 0.022394 | 0 | 0 | 0 | 0 | 0 | 0 | 0 | 0 | 0 | 0 | 0 | 0 | 0 | 0 | 0 | 0 | 0 | 0 | 0 | 0 | 0 | 0 | 0 | 0 | 0 | 0 | 0 | 0 | 0 | 0 | 0 | 0 | 0 | 0 | 0 | University Cafeteria (break) ILit Cls | University Cafeteria (break) ILit Cls | 2 | 3.5 | 3.5 | University Cafeteria (break) ILit2 Cls | University Cafeteria (break) ILit Cls | University Cafeteria (break) ILit Cls | 2 | 3.5 | 3.5 | 2 | 0.72294 | 0.035 | 0.035 | 0.035 | 0.035 | 0.035 | 0.035 | 0.035 | 0.035 | 0.035 | 0.035 | 0.035 | 0.035 | 0.035 | 0.035 | 0.035 | 0.035 | 0.035 | 0.035 | 0.035 | 0.035 | 0.035 | 0.035 | 0.035 | 0.035 | 0.035 | 0.75184 | 0.035 | 0.035 | 0.035 | 0.035 | 0.035 | 0.035 | 0.035 | 0.035 | 0.035 | 0.035 | 0.035 | 0.035 | 0.035 | 0.035 | 0.035 | 0.035 | 0.035 | 0.035 | 0.035 | 0.035 | 0.035 | 0.035 | 0.035 | 0.035 | 0.035 | 0 | 0 | 0 | 0 | 0 | 0 | 0 | 0 | 0 | 0 | 0 | 0 | 0 | 0 | 0 | 0 | 0 | 0 | 0 | 0 | 0 | 0 | 0 | 0 | 0 | 0 | 0 | 0 | 0 | 0 | 0 | 0 | 0 | 0 | 0 | 0 | 0 | 0 | 0 | 0 | 0 | 0 | 0 | 0 | 0 | 0 | 0 | 0 | 16 | 0.66337 | 0.20792 | 0.079208 | 0.049505 | 0.76136 | 0 | 0 | 0 | 0 | 0 | 0 | 0 | 0 |  | 0.004128 | 0.004128 | 0.0040915 | 0.0041369 | 0.0041138 | 0.0040849 | 0.0040849 | Education - University - Dining Area - (break) - Sat | 10 | 9 | 14 | 0 | 8.6753 | 0 | 0 | 0 | 8.6753 | 0 | 0 | 0 | 0.72294 | 0 | 0 | 0 | 0 | 0 | 0 | 0 | 0 | 0 | 0 | 0 | 0 | 0 | 0 | 0 | 0 | 0 | 0 | 0 | 0 | 0 | 0 | 0 | 0 |  | 0 | 9.022 | 0 | 0 | 0 | 9.022 | 0 | 0 | 0 | 0.75184 | 0 | 0 | 0 | 0 | 0 | 0 | 0 | 0 | 0 | 0 | 0 | 0 | 0 | 0 | 0 | 0 | 0 | 0 | 0 | 0 | 0 | 0 | 0 | 0 | 0.86064 | 0.84 | 0.89504 | 0.84
654 | 6 | 54 | 6 | 6 |  |  |  |  | Education - University | Dining Area | Education - University - Dining Area | (break) | Education - University (break) | Education - University - Dining Area (break) | University Cafeteria (break) | Sun | Closed | 12 | 12 | 0.024015 | 1.3637 | 1.3637 | 1.1819 | 1.1819 | 1.1819 | 1.1819 | 1.1819 | 0 | 0 | 0 | 0 | 0 | 0 | 0 | 0.28411 | 0.28411 | 0.24623 | 0.24623 | 0.24623 | 0.24623 | 0.24623 | 0 | 0 | 0 | 0 | 0 | 0 | 0 | 0 | 0 | 0 | 0 | 0 | 0 | 0 | 0 | 0 | 0 | 0 | 0 | 0 | 0 | 0 | 0 | 0 | 0 | 0 | 0 | 0 | 0 | 0 | 0 | 0 | 0 | 0 | 0 | 0.11926 | 0.11926 | 0.10336 | 0.10336 | 0.10336 | 0.10336 | 0.10336 | 0 | 0 | 0 | 0 | 0 | 0 | 0 | 0.025839 | 0.025839 | 0.022394 | 0.022394 | 0.022394 | 0.022394 | 0.022394 | 0 | 0 | 0 | 0 | 0 | 0 | 0 | 0 | 0 | 0 | 0 | 0 | 0 | 0 | 0 | 0 | 0 | 0 | 0 | 0 | 0 | 0 | 0 | 0 | 0 | 0 | 0 | 0 | 0 | 0 | 0 | 0 | 0 | 0 | 0 | University Cafeteria (break) ILit Cls | University Cafeteria (break) ILit Cls | 2 | 3.5 | 3.5 | University Cafeteria (break) ILit2 Cls | University Cafeteria (break) ILit Cls | University Cafeteria (break) ILit Cls | 2 | 3.5 | 3.5 | 2 | 0.72294 | 0.035 | 0.035 | 0.035 | 0.035 | 0.035 | 0.035 | 0.035 | 0.035 | 0.035 | 0.035 | 0.035 | 0.035 | 0.035 | 0.035 | 0.035 | 0.035 | 0.035 | 0.035 | 0.035 | 0.035 | 0.035 | 0.035 | 0.035 | 0.035 | 0.035 | 0.75184 | 0.035 | 0.035 | 0.035 | 0.035 | 0.035 | 0.035 | 0.035 | 0.035 | 0.035 | 0.035 | 0.035 | 0.035 | 0.035 | 0.035 | 0.035 | 0.035 | 0.035 | 0.035 | 0.035 | 0.035 | 0.035 | 0.035 | 0.035 | 0.035 | 0.035 | 0 | 0 | 0 | 0 | 0 | 0 | 0 | 0 | 0 | 0 | 0 | 0 | 0 | 0 | 0 | 0 | 0 | 0 | 0 | 0 | 0 | 0 | 0 | 0 | 0 | 0 | 0 | 0 | 0 | 0 | 0 | 0 | 0 | 0 | 0 | 0 | 0 | 0 | 0 | 0 | 0 | 0 | 0 | 0 | 0 | 0 | 0 | 0 | 16 | 0.66337 | 0.20792 | 0.079208 | 0.049505 | 0.76136 | 0 | 0 | 0 | 0 | 0 | 0 | 0 | 0 |  | 0.004128 | 0.004128 | 0.0040915 | 0.0041369 | 0.0041138 | 0.0040849 | 0.0040849 | Education - University - Dining Area - (break) - Sun | 12 | 9 | 14 | 0 | 8.6753 | 0 | 0 | 0 | 8.6753 | 0 | 0 | 0 | 0.72294 | 0 | 0 | 0 | 0 | 0 | 0 | 0 | 0 | 0 | 0 | 0 | 0 | 0 | 0 | 0 | 0 | 0 | 0 | 0 | 0 | 0 | 0 | 0 | 0 |  | 0 | 9.022 | 0 | 0 | 0 | 9.022 | 0 | 0 | 0 | 0.75184 | 0 | 0 | 0 | 0 | 0 | 0 | 0 | 0 | 0 | 0 | 0 | 0 | 0 | 0 | 0 | 0 | 0 | 0 | 0 | 0 | 0 | 0 | 0 | 0 | 0.86064 | 0.84 | 0.89504 | 0.84
655 | 6 | 55 | 7 | 7 |  |  |  |  | Education - University | Dining Area | Education - University - Dining Area | (break) | Education - University (break) | Education - University - Dining Area (break) | University Cafeteria (break) | Hol | Closed | 3 | 3 | 0.024015 | 1.3637 | 1.3637 | 1.1819 | 1.1819 | 1.1819 | 1.1819 | 1.1819 | 0 | 0 | 0 | 0 | 0 | 0 | 0 | 0.071027 | 0.071027 | 0.061557 | 0.061557 | 0.061557 | 0.061557 | 0.061557 | 0 | 0 | 0 | 0 | 0 | 0 | 0 | 0 | 0 | 0 | 0 | 0 | 0 | 0 | 0 | 0 | 0 | 0 | 0 | 0 | 0 | 0 | 0 | 0 | 0 | 0 | 0 | 0 | 0 | 0 | 0 | 0 | 0 | 0 | 0 | 0.11926 | 0.11926 | 0.10336 | 0.10336 | 0.10336 | 0.10336 | 0.10336 | 0 | 0 | 0 | 0 | 0 | 0 | 0 | 0.0064597 | 0.0064597 | 0.0055984 | 0.0055984 | 0.0055984 | 0.0055984 | 0.0055984 | 0 | 0 | 0 | 0 | 0 | 0 | 0 | 0 | 0 | 0 | 0 | 0 | 0 | 0 | 0 | 0 | 0 | 0 | 0 | 0 | 0 | 0 | 0 | 0 | 0 | 0 | 0 | 0 | 0 | 0 | 0 | 0 | 0 | 0 | 0 | University Cafeteria (break) ILit Cls | University Cafeteria (break) ILit Cls | 2 | 3.5 | 3.5 | University Cafeteria (break) ILit2 Cls | University Cafeteria (break) ILit Cls | University Cafeteria (break) ILit Cls | 2 | 3.5 | 3.5 | 2 | 0.72294 | 0.035 | 0.035 | 0.035 | 0.035 | 0.035 | 0.035 | 0.035 | 0.035 | 0.035 | 0.035 | 0.035 | 0.035 | 0.035 | 0.035 | 0.035 | 0.035 | 0.035 | 0.035 | 0.035 | 0.035 | 0.035 | 0.035 | 0.035 | 0.035 | 0.035 | 0.75184 | 0.035 | 0.035 | 0.035 | 0.035 | 0.035 | 0.035 | 0.035 | 0.035 | 0.035 | 0.035 | 0.035 | 0.035 | 0.035 | 0.035 | 0.035 | 0.035 | 0.035 | 0.035 | 0.035 | 0.035 | 0.035 | 0.035 | 0.035 | 0.035 | 0.035 | 0 | 0 | 0 | 0 | 0 | 0 | 0 | 0 | 0 | 0 | 0 | 0 | 0 | 0 | 0 | 0 | 0 | 0 | 0 | 0 | 0 | 0 | 0 | 0 | 0 | 0 | 0 | 0 | 0 | 0 | 0 | 0 | 0 | 0 | 0 | 0 | 0 | 0 | 0 | 0 | 0 | 0 | 0 | 0 | 0 | 0 | 0 | 0 | 16 | 0.66337 | 0.20792 | 0.079208 | 0.049505 | 0.76136 | 0 | 0 | 0 | 0 | 0 | 0 | 0 | 0 |  | 0.004128 | 0.004128 | 0.0040915 | 0.0041369 | 0.0041138 | 0.0040849 | 0.0040849 | Education - University - Dining Area - (break) - Hol | 14 | 9 | 14 | 0 | 2.1688 | 0 | 0 | 0 | 2.1688 | 0 | 0 | 0 | 0.72294 | 0 | 0 | 0 | 0 | 0 | 0 | 0 | 0 | 0 | 0 | 0 | 0 | 0 | 0 | 0 | 0 | 0 | 0 | 0 | 0 | 0 | 0 | 0 | 0 |  | 0 | 2.2555 | 0 | 0 | 0 | 2.2555 | 0 | 0 | 0 | 0.75184 | 0 | 0 | 0 | 0 | 0 | 0 | 0 | 0 | 0 | 0 | 0 | 0 | 0 | 0 | 0 | 0 | 0 | 0 | 0 | 0 | 0 | 0 | 0 | 0 | 0.86064 | 0.84 | 0.89504 | 0.84
656 | 6 | 56 | 8 | 8 |  | Education - University (break) |  | Education - University - Dining Area (break) | Education - University | Dining Area | Education - University - Dining Area | (break) | Education - University (break) | Education - University - Dining Area (break) | University Cafeteria (break) | all | Closed | 38 | 38 | 0.024015 | 1.3637 | 1.3637 | 1.1819 | 1.1819 | 1.1819 | 1.1819 | 1.1819 | 0 | 0 | 0 | 0 | 0 | 0 | 0 | 0.89968 | 0.89968 | 0.77972 | 0.77972 | 0.77972 | 0.77972 | 0.77972 | 0.0011462 | 0.0011462 | 0.0009934 | 0.0009934 | 0.0009934 | 0.0009934 | 0.0009934 | 0 | 0 | 0 | 0 | 0 | 0 | 0 | 0 | 0 | 0 | 0 | 0 | 0 | 0 | 0.035 | 0.035 | 0.035 | 0.035 | 0.035 | 0.035 | 0.035 | 0.034185 | 0.034185 | 0.034148 | 0.03403 | 0.033817 | 0.033741 | 0.033741 | 0.11926 | 0.11926 | 0.10336 | 0.10336 | 0.10336 | 0.10336 | 0.10336 | 0 | 0 | 0 | 0 | 0 | 0 | 0 | 0.081823 | 0.081823 | 0.070913 | 0.070913 | 0.070913 | 0.070913 | 0.070913 | 0.00010024 | 0.00010024 | 8.6874e-05 | 8.6874e-05 | 8.6874e-05 | 8.6874e-05 | 8.6874e-05 | 0 | 0 | 0 | 0 | 0 | 0 | 0 | 0 | 0 | 0 | 0 | 0 | 0 | 0 | 0.035 | 0.035 | 0.035 | 0.035 | 0.035 | 0.035 | 0.035 | 0.034185 | 0.034185 | 0.034148 | 0.03403 | 0.033817 | 0.033741 | 0.033741 | University Cafeteria (break) ILit Cls | University Cafeteria (break) ILit Cls | 2 | 3.5 | 3.5 | University Cafeteria (break) ILit2 Cls | University Cafeteria (break) ILit Cls | University Cafeteria (break) ILit Cls | 2 | 3.5 | 3.5 | 2 | 0.72294 | 0.035 | 0.035 | 0.035 | 0.035 | 0.035 | 0.035 | 0.035 | 0.035 | 0.035 | 0.035 | 0.035 | 0.035 | 0.035 | 0.035 | 0.035 | 0.035 | 0.035 | 0.035 | 0.035 | 0.035 | 0.035 | 0.035 | 0.035 | 0.035 | 0.035 | 0.75184 | 0.035 | 0.035 | 0.035 | 0.035 | 0.035 | 0.035 | 0.035 | 0.035 | 0.035 | 0.035 | 0.035 | 0.035 | 0.035 | 0.035 | 0.035 | 0.035 | 0.035 | 0.035 | 0.035 | 0.035 | 0.035 | 0.035 | 0.035 | 0.035 | 0.035 | 0 | 0 | 0 | 0 | 0 | 0 | 0 | 0 | 0 | 0 | 0 | 0 | 0 | 0 | 0 | 0 | 0 | 0 | 0 | 0 | 0 | 0 | 0 | 0 | 0 | 0 | 0 | 0 | 0 | 0 | 0 | 0 | 0 | 0 | 0 | 0 | 0 | 0 | 0 | 0 | 0 | 0 | 0 | 0 | 0 | 0 | 0 | 0 | 16 | 0.66337 | 0.20792 | 0.079208 | 0.049505 | 0.76136 | 0.0048776 | 0.00015974 | 0.00015974 | 0.00013844 | 0.00013844 | 0.00013844 | 0.00013844 | 0.00013844 | Education - University (break) | 0.004128 | 0.004128 | 0.0040915 | 0.0041369 | 0.0041138 | 0.0040849 | 0.0040849 | Education - University - Dining Area - (break) - all | 16 | 7 | 17 | 0 | 27.4717 | 0 | 27.4717 | 0 | 0 | 0 | 0.72294 | 0 | 0 | 0 | 0 | 0 | 0 | 0 | 0 | 0 | 0 | 0 | 0 | 0 | 0 | 0 | 0 | 0 | 0 | 0 | 0 | 0 | 0 | 0 | 0 | 0 | 0 |  | 0 | 28.5698 | 0 | 28.5698 | 0 | 0 | 0 | 0.75184 | 0 | 0 | 0 | 0 | 0 | 0 | 0 | 0 | 0 | 0 | 0 | 0 | 0 | 0 | 0 | 0 | 0 | 0 | 0 | 0 | 0 | 0 | 0 | 0 | 0 | 0 | 0.86064 | 0.84 | 0.89504 | 0.84
657 | 6 | 57 | 5 | 9 |  |  |  |  | Education - University | Dining Area | Education - University - Dining Area | (summer) | Education - University (summer) | Education - University - Dining Area (summer) | University Cafeteria (summer) | Sat | Open | 8 | 8 | 0.024015 | 1.3637 | 1.3637 | 1.1819 | 1.1819 | 1.1819 | 1.1819 | 1.1819 | 0 | 0 | 0 | 0 | 0 | 0 | 0 | 0.66947 | 0.66947 | 0.5802 | 0.5802 | 0.5802 | 0.5802 | 0.5802 | 0 | 0 | 0 | 0 | 0 | 0 | 0 | 0 | 0 | 0 | 0 | 0 | 0 | 0 | 0 | 0 | 0 | 0 | 0 | 0 | 0 | 0 | 0 | 0 | 0 | 0 | 0 | 0 | 0 | 0 | 0 | 0 | 0 | 0 | 0 | 0.11926 | 0.11926 | 0.10336 | 0.10336 | 0.10336 | 0.10336 | 0.10336 | 0 | 0 | 0 | 0 | 0 | 0 | 0 | 0.055926 | 0.055926 | 0.04847 | 0.04847 | 0.04847 | 0.04847 | 0.04847 | 0 | 0 | 0 | 0 | 0 | 0 | 0 | 0 | 0 | 0 | 0 | 0 | 0 | 0 | 0 | 0 | 0 | 0 | 0 | 0 | 0 | 0 | 0 | 0 | 0 | 0 | 0 | 0 | 0 | 0 | 0 | 0 | 0 | 0 | 0 | University Cafeteria (summer) ILit Sat | University Cafeteria (summer) ILit all | 3641 | 2.5 | 22.52 | University Cafeteria (summer) ILit2 Sat | University Cafeteria (summer) ILit Sat | University Cafeteria (summer) ILit all | 3641 | 3.25 | 19.705 | 3641 | 2.5553 | 0.18917 | 0.025 | 0.025 | 0.025 | 0.025 | 0.025 | 0.025 | 0.069489 | 0.11398 | 0.2252 | 0.2252 | 0.2252 | 0.2252 | 0.2252 | 0.2252 | 0.2252 | 0.2252 | 0.2252 | 0.2252 | 0.2252 | 0.058367 | 0.025 | 0.025 | 0.025 | 0.025 | 2.4409 | 0.16552 | 0.0325 | 0.0325 | 0.0325 | 0.0325 | 0.0325 | 0.0325 | 0.069067 | 0.10563 | 0.19705 | 0.19705 | 0.19705 | 0.19705 | 0.19705 | 0.19705 | 0.19705 | 0.19705 | 0.19705 | 0.19705 | 0.19705 | 0.059925 | 0.0325 | 0.0325 | 0.0325 | 0.0325 | 0 | 0 | 0 | 0 | 0 | 0 | 0.22222 | 0.44444 | 1 | 1 | 1 | 1 | 1 | 1 | 1 | 1 | 1 | 1 | 1 | 0.16667 | 0 | 0 | 0 | 0 | 0 | 0 | 0 | 0 | 0 | 0 | 0.22222 | 0.44444 | 1 | 1 | 1 | 1 | 1 | 1 | 1 | 1 | 1 | 1 | 1 | 0.16667 | 0 | 0 | 0 | 0 | 16 | 0.66337 | 0.20792 | 0.079208 | 0.049505 | 0.76136 | 0 | 0 | 0 | 0 | 0 | 0 | 0 | 0 |  | 0.042895 | 0.042895 | 0.042596 | 0.043135 | 0.043122 | 0.042155 | 0.042155 | Education - University - Dining Area - (summer) - Sat | 10 | 9 | 18 | 16.2144 | 4.2278 | 0 | 0 | 16.2144 | 4.2278 | 0 | 0 | 2.0268 | 0.52847 | 0 | 0 | 0 | 0 | 0 | 0 | 0 | 0 | 0.2252 | 0.2252 | 0.2252 | 0.2252 | 0.2252 | 0.2252 | 0.2252 | 0.2252 | 0.2252 | 0 | 0 | 0 | 0 | 0 | 0 | 0 |  | 14.1876 | 5.3399 | 0 | 0 | 14.1876 | 5.3399 | 0 | 0 | 1.7734 | 0.66749 | 0 | 0 | 0 | 0 | 0 | 0 | 0 | 0 | 0.19705 | 0.19705 | 0.19705 | 0.19705 | 0.19705 | 0.19705 | 0.19705 | 0.19705 | 0.19705 | 0 | 0 | 0 | 0 | 0 | 0 | 0 | 0.86064 | 0.84 | 0.89504 | 0.84
658 | 6 | 58 | 6 | 10 |  |  |  |  | Education - University | Dining Area | Education - University - Dining Area | (summer) | Education - University (summer) | Education - University - Dining Area (summer) | University Cafeteria (summer) | Sun | Open | 8 | 8 | 0.024015 | 1.3637 | 1.3637 | 1.1819 | 1.1819 | 1.1819 | 1.1819 | 1.1819 | 0 | 0 | 0 | 0 | 0 | 0 | 0 | 0.66947 | 0.66947 | 0.5802 | 0.5802 | 0.5802 | 0.5802 | 0.5802 | 0 | 0 | 0 | 0 | 0 | 0 | 0 | 0 | 0 | 0 | 0 | 0 | 0 | 0 | 0 | 0 | 0 | 0 | 0 | 0 | 0 | 0 | 0 | 0 | 0 | 0 | 0 | 0 | 0 | 0 | 0 | 0 | 0 | 0 | 0 | 0.11926 | 0.11926 | 0.10336 | 0.10336 | 0.10336 | 0.10336 | 0.10336 | 0 | 0 | 0 | 0 | 0 | 0 | 0 | 0.055926 | 0.055926 | 0.04847 | 0.04847 | 0.04847 | 0.04847 | 0.04847 | 0 | 0 | 0 | 0 | 0 | 0 | 0 | 0 | 0 | 0 | 0 | 0 | 0 | 0 | 0 | 0 | 0 | 0 | 0 | 0 | 0 | 0 | 0 | 0 | 0 | 0 | 0 | 0 | 0 | 0 | 0 | 0 | 0 | 0 | 0 | University Cafeteria (summer) ILit Sun | University Cafeteria (summer) ILit all | 3641 | 2.5 | 22.52 | University Cafeteria (summer) ILit2 Sun | University Cafeteria (summer) ILit Sun | University Cafeteria (summer) ILit all | 3641 | 3.25 | 19.705 | 3641 | 2.5553 | 0.18917 | 0.025 | 0.025 | 0.025 | 0.025 | 0.025 | 0.025 | 0.069489 | 0.11398 | 0.2252 | 0.2252 | 0.2252 | 0.2252 | 0.2252 | 0.2252 | 0.2252 | 0.2252 | 0.2252 | 0.2252 | 0.2252 | 0.058367 | 0.025 | 0.025 | 0.025 | 0.025 | 2.4409 | 0.16552 | 0.0325 | 0.0325 | 0.0325 | 0.0325 | 0.0325 | 0.0325 | 0.069067 | 0.10563 | 0.19705 | 0.19705 | 0.19705 | 0.19705 | 0.19705 | 0.19705 | 0.19705 | 0.19705 | 0.19705 | 0.19705 | 0.19705 | 0.059925 | 0.0325 | 0.0325 | 0.0325 | 0.0325 | 0 | 0 | 0 | 0 | 0 | 0 | 0.22222 | 0.44444 | 1 | 1 | 1 | 1 | 1 | 1 | 1 | 1 | 1 | 1 | 1 | 0.16667 | 0 | 0 | 0 | 0 | 0 | 0 | 0 | 0 | 0 | 0 | 0.22222 | 0.44444 | 1 | 1 | 1 | 1 | 1 | 1 | 1 | 1 | 1 | 1 | 1 | 0.16667 | 0 | 0 | 0 | 0 | 16 | 0.66337 | 0.20792 | 0.079208 | 0.049505 | 0.76136 | 0 | 0 | 0 | 0 | 0 | 0 | 0 | 0 |  | 0.042895 | 0.042895 | 0.042596 | 0.043135 | 0.043122 | 0.042155 | 0.042155 | Education - University - Dining Area - (summer) - Sun | 12 | 9 | 18 | 16.2144 | 4.2278 | 0 | 0 | 16.2144 | 4.2278 | 0 | 0 | 2.0268 | 0.52847 | 0 | 0 | 0 | 0 | 0 | 0 | 0 | 0 | 0.2252 | 0.2252 | 0.2252 | 0.2252 | 0.2252 | 0.2252 | 0.2252 | 0.2252 | 0.2252 | 0 | 0 | 0 | 0 | 0 | 0 | 0 |  | 14.1876 | 5.3399 | 0 | 0 | 14.1876 | 5.3399 | 0 | 0 | 1.7734 | 0.66749 | 0 | 0 | 0 | 0 | 0 | 0 | 0 | 0 | 0.19705 | 0.19705 | 0.19705 | 0.19705 | 0.19705 | 0.19705 | 0.19705 | 0.19705 | 0.19705 | 0 | 0 | 0 | 0 | 0 | 0 | 0 | 0.86064 | 0.84 | 0.89504 | 0.84
659 | 6 | 59 | 7 | 11 |  |  |  |  | Education - University | Dining Area | Education - University - Dining Area | (summer) | Education - University (summer) | Education - University - Dining Area (summer) | University Cafeteria (summer) | Hol | Open | 1 | 1 | 0.024015 | 1.3637 | 1.3637 | 1.1819 | 1.1819 | 1.1819 | 1.1819 | 1.1819 | 0 | 0 | 0 | 0 | 0 | 0 | 0 | 0.083683 | 0.083683 | 0.072526 | 0.072526 | 0.072526 | 0.072526 | 0.072526 | 0 | 0 | 0 | 0 | 0 | 0 | 0 | 0 | 0 | 0 | 0 | 0 | 0 | 0 | 0 | 0 | 0 | 0 | 0 | 0 | 0 | 0 | 0 | 0 | 0 | 0 | 0 | 0 | 0 | 0 | 0 | 0 | 0 | 0 | 0 | 0.11926 | 0.11926 | 0.10336 | 0.10336 | 0.10336 | 0.10336 | 0.10336 | 0 | 0 | 0 | 0 | 0 | 0 | 0 | 0.0069908 | 0.0069908 | 0.0060587 | 0.0060587 | 0.0060587 | 0.0060587 | 0.0060587 | 0 | 0 | 0 | 0 | 0 | 0 | 0 | 0 | 0 | 0 | 0 | 0 | 0 | 0 | 0 | 0 | 0 | 0 | 0 | 0 | 0 | 0 | 0 | 0 | 0 | 0 | 0 | 0 | 0 | 0 | 0 | 0 | 0 | 0 | 0 | University Cafeteria (summer) ILit Hol | University Cafeteria (summer) ILit all | 3641 | 2.5 | 22.52 | University Cafeteria (summer) ILit2 Hol | University Cafeteria (summer) ILit Hol | University Cafeteria (summer) ILit all | 3641 | 3.25 | 19.705 | 3641 | 2.5553 | 0.18917 | 0.025 | 0.025 | 0.025 | 0.025 | 0.025 | 0.025 | 0.069489 | 0.11398 | 0.2252 | 0.2252 | 0.2252 | 0.2252 | 0.2252 | 0.2252 | 0.2252 | 0.2252 | 0.2252 | 0.2252 | 0.2252 | 0.058367 | 0.025 | 0.025 | 0.025 | 0.025 | 2.4409 | 0.16552 | 0.0325 | 0.0325 | 0.0325 | 0.0325 | 0.0325 | 0.0325 | 0.069067 | 0.10563 | 0.19705 | 0.19705 | 0.19705 | 0.19705 | 0.19705 | 0.19705 | 0.19705 | 0.19705 | 0.19705 | 0.19705 | 0.19705 | 0.059925 | 0.0325 | 0.0325 | 0.0325 | 0.0325 | 0 | 0 | 0 | 0 | 0 | 0 | 0.22222 | 0.44444 | 1 | 1 | 1 | 1 | 1 | 1 | 1 | 1 | 1 | 1 | 1 | 0.16667 | 0 | 0 | 0 | 0 | 0 | 0 | 0 | 0 | 0 | 0 | 0.22222 | 0.44444 | 1 | 1 | 1 | 1 | 1 | 1 | 1 | 1 | 1 | 1 | 1 | 0.16667 | 0 | 0 | 0 | 0 | 16 | 0.66337 | 0.20792 | 0.079208 | 0.049505 | 0.76136 | 0 | 0 | 0 | 0 | 0 | 0 | 0 | 0 |  | 0.042895 | 0.042895 | 0.042596 | 0.043135 | 0.043122 | 0.042155 | 0.042155 | Education - University - Dining Area - (summer) - Hol | 14 | 9 | 18 | 2.0268 | 0.52847 | 0 | 0 | 2.0268 | 0.52847 | 0 | 0 | 2.0268 | 0.52847 | 0 | 0 | 0 | 0 | 0 | 0 | 0 | 0 | 0.2252 | 0.2252 | 0.2252 | 0.2252 | 0.2252 | 0.2252 | 0.2252 | 0.2252 | 0.2252 | 0 | 0 | 0 | 0 | 0 | 0 | 0 |  | 1.7734 | 0.66749 | 0 | 0 | 1.7734 | 0.66749 | 0 | 0 | 1.7734 | 0.66749 | 0 | 0 | 0 | 0 | 0 | 0 | 0 | 0 | 0.19705 | 0.19705 | 0.19705 | 0.19705 | 0.19705 | 0.19705 | 0.19705 | 0.19705 | 0.19705 | 0 | 0 | 0 | 0 | 0 | 0 | 0 | 0.86064 | 0.84 | 0.89504 | 0.84
660 | 6 | 60 | 8 | 12 |  | Education - University (summer) | Education - University - Dining Area | Education - University - Dining Area (summer) | Education - University | Dining Area | Education - University - Dining Area | (summer) | Education - University (summer) | Education - University - Dining Area (summer) | University Cafeteria (summer) | all | Open | 44 | 44 | 0.024015 | 1.3637 | 1.3637 | 1.1819 | 1.1819 | 1.1819 | 1.1819 | 1.1819 | 0.032749 | 0.032749 | 0.028383 | 0.028383 | 0.028383 | 0.028383 | 0.028383 | 8.5532 | 8.5532 | 7.4128 | 7.4128 | 7.4128 | 7.4128 | 7.4128 | 0.014442 | 0.014442 | 0.012517 | 0.012517 | 0.012517 | 0.012517 | 0.012517 | 2277.1931 | 2277.1931 | 2277.1931 | 2277.1931 | 2277.1931 | 2277.1931 | 2277.1931 | 0 | 0 | 0 | 0 | 0 | 0 | 0 | 0.441 | 0.441 | 0.441 | 0.441 | 0.441 | 0.441 | 0.441 | 0.35548 | 0.35548 | 0.35577 | 0.35518 | 0.35495 | 0.34905 | 0.34905 | 0.11926 | 0.11926 | 0.10336 | 0.10336 | 0.10336 | 0.10336 | 0.10336 | 0.002864 | 0.002864 | 0.0024821 | 0.0024821 | 0.0024821 | 0.0024821 | 0.0024821 | 0.68294 | 0.68294 | 0.59188 | 0.59188 | 0.59188 | 0.59188 | 0.59188 | 0.0010826 | 0.0010826 | 0.00093824 | 0.00093824 | 0.00093824 | 0.00093824 | 0.00093824 | 2130.3069 | 2130.3069 | 2130.3069 | 2130.3069 | 2130.3069 | 2130.3069 | 2130.3069 | 0 | 0 | 0 | 0 | 0 | 0 | 0 | 0.378 | 0.378 | 0.378 | 0.378 | 0.378 | 0.378 | 0.378 | 0.35587 | 0.35587 | 0.35641 | 0.35591 | 0.35496 | 0.349 | 0.349 | University Cafeteria (summer) ILit all | University Cafeteria (summer) ILit all | 3640 | 5.625 | 52.5 | University Cafeteria (summer) ILit2 all | University Cafeteria (summer) ILit all | University Cafeteria (summer) ILit all | 3640 | 6 | 45 | 3640 | 5.9357 | 0.441 | 0.05625 | 0.05625 | 0.05625 | 0.05625 | 0.05625 | 0.05625 | 0.16042 | 0.26458 | 0.525 | 0.525 | 0.525 | 0.525 | 0.525 | 0.525 | 0.525 | 0.525 | 0.525 | 0.525 | 0.525 | 0.13437 | 0.05625 | 0.05625 | 0.05625 | 0.05625 | 5.4195 | 0.378 | 0.06 | 0.06 | 0.06 | 0.06 | 0.06 | 0.06 | 0.14667 | 0.23333 | 0.45 | 0.45 | 0.45 | 0.45 | 0.45 | 0.45 | 0.45 | 0.45 | 0.45 | 0.45 | 0.45 | 0.125 | 0.06 | 0.06 | 0.06 | 0.06 | 0 | 0 | 0 | 0 | 0 | 0 | 0.22222 | 0.44444 | 1 | 1 | 1 | 1 | 1 | 1 | 1 | 1 | 1 | 1 | 1 | 0.16667 | 0 | 0 | 0 | 0 | 0 | 0 | 0 | 0 | 0 | 0 | 0.22222 | 0.44444 | 1 | 1 | 1 | 1 | 1 | 1 | 1 | 1 | 1 | 1 | 1 | 0.16667 | 0 | 0 | 0 | 0 | 16 | 0.66337 | 0.20792 | 0.079208 | 0.049505 | 0.76136 | 0.061457 | 0.0020127 | 0.0020127 | 0.0017443 | 0.0017443 | 0.0017443 | 0.0017443 | 0.0017443 | Education - University (summer) | 0.042895 | 0.042895 | 0.042596 | 0.043135 | 0.043122 | 0.042155 | 0.042155 | Education - University - Dining Area - (summer) - all | 16 | 7 | 21 | 278.7125 | -17.5403 | 278.7125 | -17.5403 | 0 | 0 | 6.3344 | -0.39864 | 0 | 0 | 0 | 0 | 0 | 0 | 0 | 0 | 0.16042 | 0.26458 | 0.525 | 0.525 | 0.525 | 0.525 | 0.525 | 0.525 | 0.525 | 0.525 | 0.525 | 0.525 | 0.525 | 0.13437 | 0 | 0 | 0 | 0 |  | 240.02 | -1.5625 | 240.02 | -1.5625 | 0 | 0 | 5.455 | -0.035511 | 0 | 0 | 0 | 0 | 0 | 0 | 0 | 0 | 0.14667 | 0.23333 | 0.45 | 0.45 | 0.45 | 0.45 | 0.45 | 0.45 | 0.45 | 0.45 | 0.45 | 0.45 | 0.45 | 0.125 | 0 | 0 | 0 | 0 | 0.86064 | 0.84 | 0.89504 | 0.84
661 | 6 | 61 | 5 | 1 |  |  |  |  | Education - University | Hotel/Motel Guest Room (incl. toilets) | Education - University - Hotel/Motel Guest Room (incl. toilets) |  | Education - University | Education - University - Hotel/Motel Guest Room (incl. toilets) | University Dorm (in session) | Sat | Open | 32 | 32 | 0.16992 | 0.72732 | 0.72732 | 0.72732 | 0.72732 | 0.72732 | 0.72732 | 0.72732 | 0 | 0 | 0 | 0 | 0 | 0 | 0 | 15.0529 | 15.0529 | 15.0529 | 15.0529 | 15.0529 | 15.0529 | 15.0529 | 0 | 0 | 0 | 0 | 0 | 0 | 0 | 0 | 0 | 0 | 0 | 0 | 0 | 0 | 0 | 0 | 0 | 0 | 0 | 0 | 0 | 0 | 0 | 0 | 0 | 0 | 0 | 0 | 0 | 0 | 0 | 0 | 0 | 0 | 0 | 0.063605 | 0.063605 | 0.063605 | 0.063605 | 0.063605 | 0.063605 | 0.063605 | 0 | 0 | 0 | 0 | 0 | 0 | 0 | 1.4477 | 1.4477 | 1.4477 | 1.4477 | 1.4477 | 1.4477 | 1.4477 | 0 | 0 | 0 | 0 | 0 | 0 | 0 | 0 | 0 | 0 | 0 | 0 | 0 | 0 | 0 | 0 | 0 | 0 | 0 | 0 | 0 | 0 | 0 | 0 | 0 | 0 | 0 | 0 | 0 | 0 | 0 | 0 | 0 | 0 | 0 | University Dorm (in session) ILit Sat | University Dorm (in session) ILit all | 3117 | 4.5 | 40 | University Dorm (in session) ILit2 Sat | University Dorm (in session) ILit Sat | University Dorm (in session) ILit all | 3117 | 4.5 | 40 | 3117 | 3.8063 | 0.24019 | 0.045 | 0.045 | 0.045 | 0.045 | 0.045 | 0.045 | 0.045 | 0.045 | 0.045 | 0.045 | 0.26687 | 0.26687 | 0.26687 | 0.26687 | 0.26687 | 0.26687 | 0.26687 | 0.26687 | 0.26687 | 0.26687 | 0.26687 | 0.26687 | 0.4 | 0.4 | 4.1859 | 0.24019 | 0.045 | 0.045 | 0.045 | 0.045 | 0.045 | 0.045 | 0.045 | 0.045 | 0.045 | 0.045 | 0.26687 | 0.26687 | 0.26687 | 0.26687 | 0.26687 | 0.26687 | 0.26687 | 0.26687 | 0.26687 | 0.26687 | 0.26687 | 0.26687 | 0.4 | 0.4 | 0 | 0 | 0 | 0 | 0 | 0 | 0 | 0 | 0 | 0 | 0.625 | 0.625 | 0.625 | 0.625 | 0.625 | 0.625 | 0.625 | 0.625 | 0.625 | 0.625 | 0.625 | 0.625 | 1 | 1 | 0 | 0 | 0 | 0 | 0 | 0 | 0 | 0 | 0 | 0 | 0.625 | 0.625 | 0.625 | 0.625 | 0.625 | 0.625 | 0.625 | 0.625 | 0.625 | 0.625 | 0.625 | 0.625 | 1 | 1 | 10 | 0.66337 | 0.20792 | 0.079208 | 0.049505 | 0.76136 | 0 | 0 | 0 | 0 | 0 | 0 | 0 | 0 |  | 0.071739 | 0.071739 | 0.071036 | 0.072539 | 0.072612 | 0.070731 | 0.070731 | Education - University - Hotel/Motel Guest Room (incl. toilets) - Sat | 10 | 9 | 18 | 62.66 | 59.1429 | 0 | 0 | 62.66 | 59.1429 | 0 | 0 | 1.9581 | 1.8482 | 0 | 0 | 0 | 0 | 0 | 0 | 0 | 0 | 0.045 | 0.045 | 0.26687 | 0.26687 | 0.26687 | 0.26687 | 0.26687 | 0.26687 | 0.26687 | 0 | 0 | 0 | 0 | 0 | 0 | 0 |  | 62.66 | 71.2899 | 0 | 0 | 62.66 | 71.2899 | 0 | 0 | 1.9581 | 2.2278 | 0 | 0 | 0 | 0 | 0 | 0 | 0 | 0 | 0.045 | 0.045 | 0.26687 | 0.26687 | 0.26687 | 0.26687 | 0.26687 | 0.26687 | 0.26687 | 0 | 0 | 0 | 0 | 0 | 0 | 0 | 0.85488 | 0.9 | 0.94013 | 0.9
662 | 6 | 62 | 6 | 2 |  |  |  |  | Education - University | Hotel/Motel Guest Room (incl. toilets) | Education - University - Hotel/Motel Guest Room (incl. toilets) |  | Education - University | Education - University - Hotel/Motel Guest Room (incl. toilets) | University Dorm (in session) | Sun | Open | 32 | 32 | 0.16992 | 0.72732 | 0.72732 | 0.72732 | 0.72732 | 0.72732 | 0.72732 | 0.72732 | 0 | 0 | 0 | 0 | 0 | 0 | 0 | 13.2526 | 13.2526 | 13.2526 | 13.2526 | 13.2526 | 13.2526 | 13.2526 | 0 | 0 | 0 | 0 | 0 | 0 | 0 | 0 | 0 | 0 | 0 | 0 | 0 | 0 | 0 | 0 | 0 | 0 | 0 | 0 | 0 | 0 | 0 | 0 | 0 | 0 | 0 | 0 | 0 | 0 | 0 | 0 | 0 | 0 | 0 | 0.063605 | 0.063605 | 0.063605 | 0.063605 | 0.063605 | 0.063605 | 0.063605 | 0 | 0 | 0 | 0 | 0 | 0 | 0 | 1.2745 | 1.2745 | 1.2745 | 1.2745 | 1.2745 | 1.2745 | 1.2745 | 0 | 0 | 0 | 0 | 0 | 0 | 0 | 0 | 0 | 0 | 0 | 0 | 0 | 0 | 0 | 0 | 0 | 0 | 0 | 0 | 0 | 0 | 0 | 0 | 0 | 0 | 0 | 0 | 0 | 0 | 0 | 0 | 0 | 0 | 0 | University Dorm (in session) ILit Sun | University Dorm (in session) ILit all | 3118 | 4.5 | 40 | University Dorm (in session) ILit2 Sun | University Dorm (in session) ILit Sun | University Dorm (in session) ILit all | 3118 | 4.5 | 40 | 3118 | 3.3511 | 0.20025 | 0.045 | 0.045 | 0.045 | 0.045 | 0.045 | 0.045 | 0.045 | 0.045 | 0.045 | 0.045 | 0.2225 | 0.2225 | 0.2225 | 0.2225 | 0.2225 | 0.2225 | 0.2225 | 0.2225 | 0.2225 | 0.2225 | 0.2225 | 0.2225 | 0.4 | 0.4 | 3.6853 | 0.20025 | 0.045 | 0.045 | 0.045 | 0.045 | 0.045 | 0.045 | 0.045 | 0.045 | 0.045 | 0.045 | 0.2225 | 0.2225 | 0.2225 | 0.2225 | 0.2225 | 0.2225 | 0.2225 | 0.2225 | 0.2225 | 0.2225 | 0.2225 | 0.2225 | 0.4 | 0.4 | 0 | 0 | 0 | 0 | 0 | 0 | 0 | 0 | 0 | 0 | 0.5 | 0.5 | 0.5 | 0.5 | 0.5 | 0.5 | 0.5 | 0.5 | 0.5 | 0.5 | 0.5 | 0.5 | 1 | 1 | 0 | 0 | 0 | 0 | 0 | 0 | 0 | 0 | 0 | 0 | 0.5 | 0.5 | 0.5 | 0.5 | 0.5 | 0.5 | 0.5 | 0.5 | 0.5 | 0.5 | 0.5 | 0.5 | 1 | 1 | 10 | 0.66337 | 0.20792 | 0.079208 | 0.049505 | 0.76136 | 0 | 0 | 0 | 0 | 0 | 0 | 0 | 0 |  | 0.071739 | 0.071739 | 0.071036 | 0.072539 | 0.072612 | 0.070731 | 0.070731 | Education - University - Hotel/Motel Guest Room (incl. toilets) - Sun | 12 | 9 | 18 | 52.72 | 54.5158 | 0 | 0 | 52.72 | 54.5158 | 0 | 0 | 1.6475 | 1.7036 | 0 | 0 | 0 | 0 | 0 | 0 | 0 | 0 | 0.045 | 0.045 | 0.2225 | 0.2225 | 0.2225 | 0.2225 | 0.2225 | 0.2225 | 0.2225 | 0 | 0 | 0 | 0 | 0 | 0 | 0 |  | 52.72 | 65.2101 | 0 | 0 | 52.72 | 65.2101 | 0 | 0 | 1.6475 | 2.0378 | 0 | 0 | 0 | 0 | 0 | 0 | 0 | 0 | 0.045 | 0.045 | 0.2225 | 0.2225 | 0.2225 | 0.2225 | 0.2225 | 0.2225 | 0.2225 | 0 | 0 | 0 | 0 | 0 | 0 | 0 | 0.85488 | 0.9 | 0.94013 | 0.9
663 | 6 | 63 | 7 | 3 |  |  |  |  | Education - University | Hotel/Motel Guest Room (incl. toilets) | Education - University - Hotel/Motel Guest Room (incl. toilets) |  | Education - University | Education - University - Hotel/Motel Guest Room (incl. toilets) | University Dorm (in session) | Hol | Open | 6 | 6 | 0.16992 | 0.72732 | 0.72732 | 0.72732 | 0.72732 | 0.72732 | 0.72732 | 0.72732 | 0 | 0 | 0 | 0 | 0 | 0 | 0 | 2.4849 | 2.4849 | 2.4849 | 2.4849 | 2.4849 | 2.4849 | 2.4849 | 0 | 0 | 0 | 0 | 0 | 0 | 0 | 0 | 0 | 0 | 0 | 0 | 0 | 0 | 0 | 0 | 0 | 0 | 0 | 0 | 0 | 0 | 0 | 0 | 0 | 0 | 0 | 0 | 0 | 0 | 0 | 0 | 0 | 0 | 0 | 0.063605 | 0.063605 | 0.063605 | 0.063605 | 0.063605 | 0.063605 | 0.063605 | 0 | 0 | 0 | 0 | 0 | 0 | 0 | 0.23898 | 0.23898 | 0.23898 | 0.23898 | 0.23898 | 0.23898 | 0.23898 | 0 | 0 | 0 | 0 | 0 | 0 | 0 | 0 | 0 | 0 | 0 | 0 | 0 | 0 | 0 | 0 | 0 | 0 | 0 | 0 | 0 | 0 | 0 | 0 | 0 | 0 | 0 | 0 | 0 | 0 | 0 | 0 | 0 | 0 | 0 | University Dorm (in session) ILit Hol | University Dorm (in session) ILit all | 3118 | 4.5 | 40 | University Dorm (in session) ILit2 Hol | University Dorm (in session) ILit Hol | University Dorm (in session) ILit all | 3118 | 4.5 | 40 | 3118 | 3.3511 | 0.20025 | 0.045 | 0.045 | 0.045 | 0.045 | 0.045 | 0.045 | 0.045 | 0.045 | 0.045 | 0.045 | 0.2225 | 0.2225 | 0.2225 | 0.2225 | 0.2225 | 0.2225 | 0.2225 | 0.2225 | 0.2225 | 0.2225 | 0.2225 | 0.2225 | 0.4 | 0.4 | 3.6853 | 0.20025 | 0.045 | 0.045 | 0.045 | 0.045 | 0.045 | 0.045 | 0.045 | 0.045 | 0.045 | 0.045 | 0.2225 | 0.2225 | 0.2225 | 0.2225 | 0.2225 | 0.2225 | 0.2225 | 0.2225 | 0.2225 | 0.2225 | 0.2225 | 0.2225 | 0.4 | 0.4 | 0 | 0 | 0 | 0 | 0 | 0 | 0 | 0 | 0 | 0 | 0.5 | 0.5 | 0.5 | 0.5 | 0.5 | 0.5 | 0.5 | 0.5 | 0.5 | 0.5 | 0.5 | 0.5 | 1 | 1 | 0 | 0 | 0 | 0 | 0 | 0 | 0 | 0 | 0 | 0 | 0.5 | 0.5 | 0.5 | 0.5 | 0.5 | 0.5 | 0.5 | 0.5 | 0.5 | 0.5 | 0.5 | 0.5 | 1 | 1 | 10 | 0.66337 | 0.20792 | 0.079208 | 0.049505 | 0.76136 | 0 | 0 | 0 | 0 | 0 | 0 | 0 | 0 |  | 0.071739 | 0.071739 | 0.071036 | 0.072539 | 0.072612 | 0.070731 | 0.070731 | Education - University - Hotel/Motel Guest Room (incl. toilets) - Hol | 14 | 9 | 18 | 9.885 | 10.2217 | 0 | 0 | 9.885 | 10.2217 | 0 | 0 | 1.6475 | 1.7036 | 0 | 0 | 0 | 0 | 0 | 0 | 0 | 0 | 0.045 | 0.045 | 0.2225 | 0.2225 | 0.2225 | 0.2225 | 0.2225 | 0.2225 | 0.2225 | 0 | 0 | 0 | 0 | 0 | 0 | 0 |  | 9.885 | 12.2269 | 0 | 0 | 9.885 | 12.2269 | 0 | 0 | 1.6475 | 2.0378 | 0 | 0 | 0 | 0 | 0 | 0 | 0 | 0 | 0.045 | 0.045 | 0.2225 | 0.2225 | 0.2225 | 0.2225 | 0.2225 | 0.2225 | 0.2225 | 0 | 0 | 0 | 0 | 0 | 0 | 0 | 0.85488 | 0.9 | 0.94013 | 0.9
664 | 6 | 64 | 8 | 4 |  | Education - University |  | Education - University - Hotel/Motel Guest Room (incl. toilets) | Education - University | Hotel/Motel Guest Room (incl. toilets) | Education - University - Hotel/Motel Guest Room (incl. toilets) |  | Education - University | Education - University - Hotel/Motel Guest Room (incl. toilets) | University Dorm (in session) | all | Open | 169 | 169 | 0.16992 | 0.72732 | 0.72732 | 0.72732 | 0.72732 | 0.72732 | 0.72732 | 0.72732 | 0 | 0 | 0 | 0 | 0 | 0 | 0 | 72.3672 | 72.3672 | 72.3672 | 72.3672 | 72.3672 | 72.3672 | 72.3672 | 0.019812 | 0.019812 | 0.019812 | 0.019812 | 0.019812 | 0.019812 | 0.019812 | 0 | 0 | 0 | 0 | 0 | 0 | 0 | 0 | 0 | 0 | 0 | 0 | 0 | 0 | 0.16031 | 0.16031 | 0.16031 | 0.16031 | 0.16031 | 0.16031 | 0.16031 | 0.59118 | 0.59118 | 0.58986 | 0.59402 | 0.59436 | 0.58222 | 0.58222 | 0.063605 | 0.063605 | 0.063605 | 0.063605 | 0.063605 | 0.063605 | 0.063605 | 0 | 0 | 0 | 0 | 0 | 0 | 0 | 6.9598 | 6.9598 | 6.9598 | 6.9598 | 6.9598 | 6.9598 | 6.9598 | 0.0017326 | 0.0017326 | 0.0017326 | 0.0017326 | 0.0017326 | 0.0017326 | 0.0017326 | 0 | 0 | 0 | 0 | 0 | 0 | 0 | 0 | 0 | 0 | 0 | 0 | 0 | 0 | 0.16031 | 0.16031 | 0.16031 | 0.16031 | 0.16031 | 0.16031 | 0.16031 | 0.5554 | 0.5554 | 0.55352 | 0.55262 | 0.55032 | 0.54444 | 0.54444 | University Dorm (in session) ILit all | University Dorm (in session) ILit all | 3116 | 4.5 | 40 | University Dorm (in session) ILit2 all | University Dorm (in session) ILit all | University Dorm (in session) ILit all | 3116 | 4.5 | 40 | 3116 | 3.4649 | 0.16031 | 0.045 | 0.045 | 0.045 | 0.045 | 0.045 | 0.045 | 0.045 | 0.045 | 0.17813 | 0.17813 | 0.17813 | 0.17813 | 0.17813 | 0.17813 | 0.17813 | 0.17813 | 0.17813 | 0.31125 | 0.31125 | 0.4 | 0.4 | 0.4 | 0.13375 | 0.13375 | 3.8105 | 0.16031 | 0.045 | 0.045 | 0.045 | 0.045 | 0.045 | 0.045 | 0.045 | 0.045 | 0.17813 | 0.17813 | 0.17813 | 0.17813 | 0.17813 | 0.17813 | 0.17813 | 0.17813 | 0.17813 | 0.31125 | 0.31125 | 0.4 | 0.4 | 0.4 | 0.13375 | 0.13375 | 0 | 0 | 0 | 0 | 0 | 0 | 0 | 0 | 0.375 | 0.375 | 0.375 | 0.375 | 0.375 | 0.375 | 0.375 | 0.375 | 0.375 | 0.75 | 0.75 | 1 | 1 | 1 | 0.25 | 0.25 | 0 | 0 | 0 | 0 | 0 | 0 | 0 | 0 | 0.375 | 0.375 | 0.375 | 0.375 | 0.375 | 0.375 | 0.375 | 0.375 | 0.375 | 0.75 | 0.75 | 1 | 1 | 1 | 0.25 | 0.25 | 10 | 0.66337 | 0.20792 | 0.079208 | 0.049505 | 0.76136 | 0.023265 | 0.0028752 | 0.0028752 | 0.0028752 | 0.0028752 | 0.0028752 | 0.0028752 | 0.0028752 | Education - University | 0.071739 | 0.071739 | 0.071036 | 0.072539 | 0.072612 | 0.070731 | 0.070731 | Education - University - Hotel/Motel Guest Room (incl. toilets) - all | 16 | 7 | 21 | 458.9406 | 126.6316 | 458.9406 | 126.6316 | 0 | 0 | 2.7156 | 0.7493 | 0 | 0 | 0 | 0 | 0 | 0 | 0 | 0 | 0.045 | 0.045 | 0.17813 | 0.17813 | 0.17813 | 0.17813 | 0.17813 | 0.17813 | 0.17813 | 0.17813 | 0.17813 | 0.31125 | 0.31125 | 0.4 | 0 | 0 | 0 | 0 |  | 458.9406 | 185.0287 | 458.9406 | 185.0287 | 0 | 0 | 2.7156 | 1.0948 | 0 | 0 | 0 | 0 | 0 | 0 | 0 | 0 | 0.045 | 0.045 | 0.17813 | 0.17813 | 0.17813 | 0.17813 | 0.17813 | 0.17813 | 0.17813 | 0.17813 | 0.17813 | 0.31125 | 0.31125 | 0.4 | 0 | 0 | 0 | 0 | 0.85488 | 0.9 | 0.94013 | 0.9
665 | 6 | 65 | 5 | 5 |  |  |  |  | Education - University | Hotel/Motel Guest Room (incl. toilets) | Education - University - Hotel/Motel Guest Room (incl. toilets) | (break) | Education - University (break) | Education - University - Hotel/Motel Guest Room (incl. toilets) (break) | University Dorm (break) | Sat | Closed | 12 | 12 | 0.16992 | 0.72732 | 0.72732 | 0.72732 | 0.72732 | 0.72732 | 0.72732 | 0.72732 | 0 | 0 | 0 | 0 | 0 | 0 | 0 | 0.60854 | 0.60854 | 0.60854 | 0.60854 | 0.60854 | 0.60854 | 0.60854 | 0 | 0 | 0 | 0 | 0 | 0 | 0 | 0 | 0 | 0 | 0 | 0 | 0 | 0 | 0 | 0 | 0 | 0 | 0 | 0 | 0 | 0 | 0 | 0 | 0 | 0 | 0 | 0 | 0 | 0 | 0 | 0 | 0 | 0 | 0 | 0.063605 | 0.063605 | 0.063605 | 0.063605 | 0.063605 | 0.063605 | 0.063605 | 0 | 0 | 0 | 0 | 0 | 0 | 0 | 0.058525 | 0.058525 | 0.058525 | 0.058525 | 0.058525 | 0.058525 | 0.058525 | 0 | 0 | 0 | 0 | 0 | 0 | 0 | 0 | 0 | 0 | 0 | 0 | 0 | 0 | 0 | 0 | 0 | 0 | 0 | 0 | 0 | 0 | 0 | 0 | 0 | 0 | 0 | 0 | 0 | 0 | 0 | 0 | 0 | 0 | 0 | University Dorm (break) ILit Cls | University Dorm (break) ILit Cls | 2 | 2 | 2 | University Dorm (break) ILit2 Cls | University Dorm (break) ILit Cls | University Dorm (break) ILit Cls | 2 | 2 | 2 | 2 | 0.41034 | 0.02 | 0.02 | 0.02 | 0.02 | 0.02 | 0.02 | 0.02 | 0.02 | 0.02 | 0.02 | 0.02 | 0.02 | 0.02 | 0.02 | 0.02 | 0.02 | 0.02 | 0.02 | 0.02 | 0.02 | 0.02 | 0.02 | 0.02 | 0.02 | 0.02 | 0.45126 | 0.02 | 0.02 | 0.02 | 0.02 | 0.02 | 0.02 | 0.02 | 0.02 | 0.02 | 0.02 | 0.02 | 0.02 | 0.02 | 0.02 | 0.02 | 0.02 | 0.02 | 0.02 | 0.02 | 0.02 | 0.02 | 0.02 | 0.02 | 0.02 | 0.02 | 0 | 0 | 0 | 0 | 0 | 0 | 0 | 0 | 0 | 0 | 0 | 0 | 0 | 0 | 0 | 0 | 0 | 0 | 0 | 0 | 0 | 0 | 0 | 0 | 0 | 0 | 0 | 0 | 0 | 0 | 0 | 0 | 0 | 0 | 0 | 0 | 0 | 0 | 0 | 0 | 0 | 0 | 0 | 0 | 0 | 0 | 0 | 0 | 10 | 0.66337 | 0.20792 | 0.079208 | 0.049505 | 0.76136 | 0 | 0 | 0 | 0 | 0 | 0 | 0 | 0 |  | 0.004128 | 0.004128 | 0.0040915 | 0.0041369 | 0.0041138 | 0.0040849 | 0.0040849 | Education - University - Hotel/Motel Guest Room (incl. toilets) - (break) - Sat | 10 | 9 | 14 | 0 | 4.9241 | 0 | 0 | 0 | 4.9241 | 0 | 0 | 0 | 0.41034 | 0 | 0 | 0 | 0 | 0 | 0 | 0 | 0 | 0 | 0 | 0 | 0 | 0 | 0 | 0 | 0 | 0 | 0 | 0 | 0 | 0 | 0 | 0 | 0 |  | 0 | 5.4152 | 0 | 0 | 0 | 5.4152 | 0 | 0 | 0 | 0.45126 | 0 | 0 | 0 | 0 | 0 | 0 | 0 | 0 | 0 | 0 | 0 | 0 | 0 | 0 | 0 | 0 | 0 | 0 | 0 | 0 | 0 | 0 | 0 | 0 | 0.85488 | 0.9 | 0.94013 | 0.9
666 | 6 | 66 | 6 | 6 |  |  |  |  | Education - University | Hotel/Motel Guest Room (incl. toilets) | Education - University - Hotel/Motel Guest Room (incl. toilets) | (break) | Education - University (break) | Education - University - Hotel/Motel Guest Room (incl. toilets) (break) | University Dorm (break) | Sun | Closed | 12 | 12 | 0.16992 | 0.72732 | 0.72732 | 0.72732 | 0.72732 | 0.72732 | 0.72732 | 0.72732 | 0 | 0 | 0 | 0 | 0 | 0 | 0 | 0.60854 | 0.60854 | 0.60854 | 0.60854 | 0.60854 | 0.60854 | 0.60854 | 0 | 0 | 0 | 0 | 0 | 0 | 0 | 0 | 0 | 0 | 0 | 0 | 0 | 0 | 0 | 0 | 0 | 0 | 0 | 0 | 0 | 0 | 0 | 0 | 0 | 0 | 0 | 0 | 0 | 0 | 0 | 0 | 0 | 0 | 0 | 0.063605 | 0.063605 | 0.063605 | 0.063605 | 0.063605 | 0.063605 | 0.063605 | 0 | 0 | 0 | 0 | 0 | 0 | 0 | 0.058525 | 0.058525 | 0.058525 | 0.058525 | 0.058525 | 0.058525 | 0.058525 | 0 | 0 | 0 | 0 | 0 | 0 | 0 | 0 | 0 | 0 | 0 | 0 | 0 | 0 | 0 | 0 | 0 | 0 | 0 | 0 | 0 | 0 | 0 | 0 | 0 | 0 | 0 | 0 | 0 | 0 | 0 | 0 | 0 | 0 | 0 | University Dorm (break) ILit Cls | University Dorm (break) ILit Cls | 2 | 2 | 2 | University Dorm (break) ILit2 Cls | University Dorm (break) ILit Cls | University Dorm (break) ILit Cls | 2 | 2 | 2 | 2 | 0.41034 | 0.02 | 0.02 | 0.02 | 0.02 | 0.02 | 0.02 | 0.02 | 0.02 | 0.02 | 0.02 | 0.02 | 0.02 | 0.02 | 0.02 | 0.02 | 0.02 | 0.02 | 0.02 | 0.02 | 0.02 | 0.02 | 0.02 | 0.02 | 0.02 | 0.02 | 0.45126 | 0.02 | 0.02 | 0.02 | 0.02 | 0.02 | 0.02 | 0.02 | 0.02 | 0.02 | 0.02 | 0.02 | 0.02 | 0.02 | 0.02 | 0.02 | 0.02 | 0.02 | 0.02 | 0.02 | 0.02 | 0.02 | 0.02 | 0.02 | 0.02 | 0.02 | 0 | 0 | 0 | 0 | 0 | 0 | 0 | 0 | 0 | 0 | 0 | 0 | 0 | 0 | 0 | 0 | 0 | 0 | 0 | 0 | 0 | 0 | 0 | 0 | 0 | 0 | 0 | 0 | 0 | 0 | 0 | 0 | 0 | 0 | 0 | 0 | 0 | 0 | 0 | 0 | 0 | 0 | 0 | 0 | 0 | 0 | 0 | 0 | 10 | 0.66337 | 0.20792 | 0.079208 | 0.049505 | 0.76136 | 0 | 0 | 0 | 0 | 0 | 0 | 0 | 0 |  | 0.004128 | 0.004128 | 0.0040915 | 0.0041369 | 0.0041138 | 0.0040849 | 0.0040849 | Education - University - Hotel/Motel Guest Room (incl. toilets) - (break) - Sun | 12 | 9 | 14 | 0 | 4.9241 | 0 | 0 | 0 | 4.9241 | 0 | 0 | 0 | 0.41034 | 0 | 0 | 0 | 0 | 0 | 0 | 0 | 0 | 0 | 0 | 0 | 0 | 0 | 0 | 0 | 0 | 0 | 0 | 0 | 0 | 0 | 0 | 0 | 0 |  | 0 | 5.4152 | 0 | 0 | 0 | 5.4152 | 0 | 0 | 0 | 0.45126 | 0 | 0 | 0 | 0 | 0 | 0 | 0 | 0 | 0 | 0 | 0 | 0 | 0 | 0 | 0 | 0 | 0 | 0 | 0 | 0 | 0 | 0 | 0 | 0 | 0.85488 | 0.9 | 0.94013 | 0.9
667 | 6 | 67 | 7 | 7 |  |  |  |  | Education - University | Hotel/Motel Guest Room (incl. toilets) | Education - University - Hotel/Motel Guest Room (incl. toilets) | (break) | Education - University (break) | Education - University - Hotel/Motel Guest Room (incl. toilets) (break) | University Dorm (break) | Hol | Closed | 3 | 3 | 0.16992 | 0.72732 | 0.72732 | 0.72732 | 0.72732 | 0.72732 | 0.72732 | 0.72732 | 0 | 0 | 0 | 0 | 0 | 0 | 0 | 0.15213 | 0.15213 | 0.15213 | 0.15213 | 0.15213 | 0.15213 | 0.15213 | 0 | 0 | 0 | 0 | 0 | 0 | 0 | 0 | 0 | 0 | 0 | 0 | 0 | 0 | 0 | 0 | 0 | 0 | 0 | 0 | 0 | 0 | 0 | 0 | 0 | 0 | 0 | 0 | 0 | 0 | 0 | 0 | 0 | 0 | 0 | 0.063605 | 0.063605 | 0.063605 | 0.063605 | 0.063605 | 0.063605 | 0.063605 | 0 | 0 | 0 | 0 | 0 | 0 | 0 | 0.014631 | 0.014631 | 0.014631 | 0.014631 | 0.014631 | 0.014631 | 0.014631 | 0 | 0 | 0 | 0 | 0 | 0 | 0 | 0 | 0 | 0 | 0 | 0 | 0 | 0 | 0 | 0 | 0 | 0 | 0 | 0 | 0 | 0 | 0 | 0 | 0 | 0 | 0 | 0 | 0 | 0 | 0 | 0 | 0 | 0 | 0 | University Dorm (break) ILit Cls | University Dorm (break) ILit Cls | 2 | 2 | 2 | University Dorm (break) ILit2 Cls | University Dorm (break) ILit Cls | University Dorm (break) ILit Cls | 2 | 2 | 2 | 2 | 0.41034 | 0.02 | 0.02 | 0.02 | 0.02 | 0.02 | 0.02 | 0.02 | 0.02 | 0.02 | 0.02 | 0.02 | 0.02 | 0.02 | 0.02 | 0.02 | 0.02 | 0.02 | 0.02 | 0.02 | 0.02 | 0.02 | 0.02 | 0.02 | 0.02 | 0.02 | 0.45126 | 0.02 | 0.02 | 0.02 | 0.02 | 0.02 | 0.02 | 0.02 | 0.02 | 0.02 | 0.02 | 0.02 | 0.02 | 0.02 | 0.02 | 0.02 | 0.02 | 0.02 | 0.02 | 0.02 | 0.02 | 0.02 | 0.02 | 0.02 | 0.02 | 0.02 | 0 | 0 | 0 | 0 | 0 | 0 | 0 | 0 | 0 | 0 | 0 | 0 | 0 | 0 | 0 | 0 | 0 | 0 | 0 | 0 | 0 | 0 | 0 | 0 | 0 | 0 | 0 | 0 | 0 | 0 | 0 | 0 | 0 | 0 | 0 | 0 | 0 | 0 | 0 | 0 | 0 | 0 | 0 | 0 | 0 | 0 | 0 | 0 | 10 | 0.66337 | 0.20792 | 0.079208 | 0.049505 | 0.76136 | 0 | 0 | 0 | 0 | 0 | 0 | 0 | 0 |  | 0.004128 | 0.004128 | 0.0040915 | 0.0041369 | 0.0041138 | 0.0040849 | 0.0040849 | Education - University - Hotel/Motel Guest Room (incl. toilets) - (break) - Hol | 14 | 9 | 14 | 0 | 1.231 | 0 | 0 | 0 | 1.231 | 0 | 0 | 0 | 0.41034 | 0 | 0 | 0 | 0 | 0 | 0 | 0 | 0 | 0 | 0 | 0 | 0 | 0 | 0 | 0 | 0 | 0 | 0 | 0 | 0 | 0 | 0 | 0 | 0 |  | 0 | 1.3538 | 0 | 0 | 0 | 1.3538 | 0 | 0 | 0 | 0.45126 | 0 | 0 | 0 | 0 | 0 | 0 | 0 | 0 | 0 | 0 | 0 | 0 | 0 | 0 | 0 | 0 | 0 | 0 | 0 | 0 | 0 | 0 | 0 | 0 | 0.85488 | 0.9 | 0.94013 | 0.9
668 | 6 | 68 | 8 | 8 |  | Education - University (break) |  | Education - University - Hotel/Motel Guest Room (incl. toilets) (break) | Education - University | Hotel/Motel Guest Room (incl. toilets) | Education - University - Hotel/Motel Guest Room (incl. toilets) | (break) | Education - University (break) | Education - University - Hotel/Motel Guest Room (incl. toilets) (break) | University Dorm (break) | all | Closed | 38 | 38 | 0.16992 | 0.72732 | 0.72732 | 0.72732 | 0.72732 | 0.72732 | 0.72732 | 0.72732 | 0 | 0 | 0 | 0 | 0 | 0 | 0 | 1.927 | 1.927 | 1.927 | 1.927 | 1.927 | 1.927 | 1.927 | 0.0024717 | 0.0024717 | 0.0024717 | 0.0024717 | 0.0024717 | 0.0024717 | 0.0024717 | 0 | 0 | 0 | 0 | 0 | 0 | 0 | 0 | 0 | 0 | 0 | 0 | 0 | 0 | 0.02 | 0.02 | 0.02 | 0.02 | 0.02 | 0.02 | 0.02 | 0.034185 | 0.034185 | 0.034148 | 0.03403 | 0.033817 | 0.033741 | 0.033741 | 0.063605 | 0.063605 | 0.063605 | 0.063605 | 0.063605 | 0.063605 | 0.063605 | 0 | 0 | 0 | 0 | 0 | 0 | 0 | 0.18533 | 0.18533 | 0.18533 | 0.18533 | 0.18533 | 0.18533 | 0.18533 | 0.00021615 | 0.00021615 | 0.00021615 | 0.00021615 | 0.00021615 | 0.00021615 | 0.00021615 | 0 | 0 | 0 | 0 | 0 | 0 | 0 | 0 | 0 | 0 | 0 | 0 | 0 | 0 | 0.02 | 0.02 | 0.02 | 0.02 | 0.02 | 0.02 | 0.02 | 0.034185 | 0.034185 | 0.034148 | 0.03403 | 0.033817 | 0.033741 | 0.033741 | University Dorm (break) ILit Cls | University Dorm (break) ILit Cls | 2 | 2 | 2 | University Dorm (break) ILit2 Cls | University Dorm (break) ILit Cls | University Dorm (break) ILit Cls | 2 | 2 | 2 | 2 | 0.41034 | 0.02 | 0.02 | 0.02 | 0.02 | 0.02 | 0.02 | 0.02 | 0.02 | 0.02 | 0.02 | 0.02 | 0.02 | 0.02 | 0.02 | 0.02 | 0.02 | 0.02 | 0.02 | 0.02 | 0.02 | 0.02 | 0.02 | 0.02 | 0.02 | 0.02 | 0.45126 | 0.02 | 0.02 | 0.02 | 0.02 | 0.02 | 0.02 | 0.02 | 0.02 | 0.02 | 0.02 | 0.02 | 0.02 | 0.02 | 0.02 | 0.02 | 0.02 | 0.02 | 0.02 | 0.02 | 0.02 | 0.02 | 0.02 | 0.02 | 0.02 | 0.02 | 0 | 0 | 0 | 0 | 0 | 0 | 0 | 0 | 0 | 0 | 0 | 0 | 0 | 0 | 0 | 0 | 0 | 0 | 0 | 0 | 0 | 0 | 0 | 0 | 0 | 0 | 0 | 0 | 0 | 0 | 0 | 0 | 0 | 0 | 0 | 0 | 0 | 0 | 0 | 0 | 0 | 0 | 0 | 0 | 0 | 0 | 0 | 0 | 10 | 0.66337 | 0.20792 | 0.079208 | 0.049505 | 0.76136 | 0.0029025 | 0.0003587 | 0.0003587 | 0.0003587 | 0.0003587 | 0.0003587 | 0.0003587 | 0.0003587 | Education - University (break) | 0.004128 | 0.004128 | 0.0040915 | 0.0041369 | 0.0041138 | 0.0040849 | 0.0040849 | Education - University - Hotel/Motel Guest Room (incl. toilets) - (break) - all | 16 | 7 | 17 | 0 | 15.593 | 0 | 15.593 | 0 | 0 | 0 | 0.41034 | 0 | 0 | 0 | 0 | 0 | 0 | 0 | 0 | 0 | 0 | 0 | 0 | 0 | 0 | 0 | 0 | 0 | 0 | 0 | 0 | 0 | 0 | 0 | 0 | 0 | 0 |  | 0 | 17.148 | 0 | 17.148 | 0 | 0 | 0 | 0.45126 | 0 | 0 | 0 | 0 | 0 | 0 | 0 | 0 | 0 | 0 | 0 | 0 | 0 | 0 | 0 | 0 | 0 | 0 | 0 | 0 | 0 | 0 | 0 | 0 | 0 | 0 | 0.85488 | 0.9 | 0.94013 | 0.9
669 | 6 | 69 | 5 | 9 |  |  |  |  | Education - University | Hotel/Motel Guest Room (incl. toilets) | Education - University - Hotel/Motel Guest Room (incl. toilets) | (summer) | Education - University (summer) | Education - University - Hotel/Motel Guest Room (incl. toilets) (summer) | University Dorm (summer) | Sat | Open | 8 | 8 | 0.16992 | 0.72732 | 0.72732 | 0.72732 | 0.72732 | 0.72732 | 0.72732 | 0.72732 | 0 | 0 | 0 | 0 | 0 | 0 | 0 | 1.9191 | 1.9191 | 1.9191 | 1.9191 | 1.9191 | 1.9191 | 1.9191 | 0 | 0 | 0 | 0 | 0 | 0 | 0 | 0 | 0 | 0 | 0 | 0 | 0 | 0 | 0 | 0 | 0 | 0 | 0 | 0 | 0 | 0 | 0 | 0 | 0 | 0 | 0 | 0 | 0 | 0 | 0 | 0 | 0 | 0 | 0 | 0.063605 | 0.063605 | 0.063605 | 0.063605 | 0.063605 | 0.063605 | 0.063605 | 0 | 0 | 0 | 0 | 0 | 0 | 0 | 0.18457 | 0.18457 | 0.18457 | 0.18457 | 0.18457 | 0.18457 | 0.18457 | 0 | 0 | 0 | 0 | 0 | 0 | 0 | 0 | 0 | 0 | 0 | 0 | 0 | 0 | 0 | 0 | 0 | 0 | 0 | 0 | 0 | 0 | 0 | 0 | 0 | 0 | 0 | 0 | 0 | 0 | 0 | 0 | 0 | 0 | 0 | University Dorm (summer) ILit Sat | University Dorm (summer) ILit all | 3117 | 3.375 | 18.75 | University Dorm (summer) ILit2 Sat | University Dorm (summer) ILit Sat | University Dorm (summer) ILit all | 3117 | 3.375 | 18.75 | 3117 | 1.9411 | 0.11686 | 0.03375 | 0.03375 | 0.03375 | 0.03375 | 0.03375 | 0.03375 | 0.03375 | 0.03375 | 0.03375 | 0.03375 | 0.12984 | 0.12984 | 0.12984 | 0.12984 | 0.12984 | 0.12984 | 0.12984 | 0.12984 | 0.12984 | 0.12984 | 0.12984 | 0.12984 | 0.1875 | 0.1875 | 2.1347 | 0.11686 | 0.03375 | 0.03375 | 0.03375 | 0.03375 | 0.03375 | 0.03375 | 0.03375 | 0.03375 | 0.03375 | 0.03375 | 0.12984 | 0.12984 | 0.12984 | 0.12984 | 0.12984 | 0.12984 | 0.12984 | 0.12984 | 0.12984 | 0.12984 | 0.12984 | 0.12984 | 0.1875 | 0.1875 | 0 | 0 | 0 | 0 | 0 | 0 | 0 | 0 | 0 | 0 | 0.625 | 0.625 | 0.625 | 0.625 | 0.625 | 0.625 | 0.625 | 0.625 | 0.625 | 0.625 | 0.625 | 0.625 | 1 | 1 | 0 | 0 | 0 | 0 | 0 | 0 | 0 | 0 | 0 | 0 | 0.625 | 0.625 | 0.625 | 0.625 | 0.625 | 0.625 | 0.625 | 0.625 | 0.625 | 0.625 | 0.625 | 0.625 | 1 | 1 | 10 | 0.66337 | 0.20792 | 0.079208 | 0.049505 | 0.76136 | 0 | 0 | 0 | 0 | 0 | 0 | 0 | 0 |  | 0.042895 | 0.042895 | 0.042596 | 0.043135 | 0.043122 | 0.042155 | 0.042155 | Education - University - Hotel/Motel Guest Room (incl. toilets) - (summer) - Sat | 10 | 9 | 18 | 7.8113 | 7.7176 | 0 | 0 | 7.8113 | 7.7176 | 0 | 0 | 0.97641 | 0.9647 | 0 | 0 | 0 | 0 | 0 | 0 | 0 | 0 | 0.03375 | 0.03375 | 0.12984 | 0.12984 | 0.12984 | 0.12984 | 0.12984 | 0.12984 | 0.12984 | 0 | 0 | 0 | 0 | 0 | 0 | 0 |  | 7.8113 | 9.2662 | 0 | 0 | 7.8113 | 9.2662 | 0 | 0 | 0.97641 | 1.1583 | 0 | 0 | 0 | 0 | 0 | 0 | 0 | 0 | 0.03375 | 0.03375 | 0.12984 | 0.12984 | 0.12984 | 0.12984 | 0.12984 | 0.12984 | 0.12984 | 0 | 0 | 0 | 0 | 0 | 0 | 0 | 0.85488 | 0.9 | 0.94013 | 0.9
670 | 6 | 70 | 6 | 10 |  |  |  |  | Education - University | Hotel/Motel Guest Room (incl. toilets) | Education - University - Hotel/Motel Guest Room (incl. toilets) | (summer) | Education - University (summer) | Education - University - Hotel/Motel Guest Room (incl. toilets) (summer) | University Dorm (summer) | Sun | Open | 8 | 8 | 0.16992 | 0.72732 | 0.72732 | 0.72732 | 0.72732 | 0.72732 | 0.72732 | 0.72732 | 0 | 0 | 0 | 0 | 0 | 0 | 0 | 1.7242 | 1.7242 | 1.7242 | 1.7242 | 1.7242 | 1.7242 | 1.7242 | 0 | 0 | 0 | 0 | 0 | 0 | 0 | 0 | 0 | 0 | 0 | 0 | 0 | 0 | 0 | 0 | 0 | 0 | 0 | 0 | 0 | 0 | 0 | 0 | 0 | 0 | 0 | 0 | 0 | 0 | 0 | 0 | 0 | 0 | 0 | 0.063605 | 0.063605 | 0.063605 | 0.063605 | 0.063605 | 0.063605 | 0.063605 | 0 | 0 | 0 | 0 | 0 | 0 | 0 | 0.16582 | 0.16582 | 0.16582 | 0.16582 | 0.16582 | 0.16582 | 0.16582 | 0 | 0 | 0 | 0 | 0 | 0 | 0 | 0 | 0 | 0 | 0 | 0 | 0 | 0 | 0 | 0 | 0 | 0 | 0 | 0 | 0 | 0 | 0 | 0 | 0 | 0 | 0 | 0 | 0 | 0 | 0 | 0 | 0 | 0 | 0 | University Dorm (summer) ILit Sun | University Dorm (summer) ILit all | 3118 | 3.375 | 18.75 | University Dorm (summer) ILit2 Sun | University Dorm (summer) ILit Sun | University Dorm (summer) ILit all | 3118 | 3.375 | 18.75 | 3118 | 1.7439 | 0.099563 | 0.03375 | 0.03375 | 0.03375 | 0.03375 | 0.03375 | 0.03375 | 0.03375 | 0.03375 | 0.03375 | 0.03375 | 0.11063 | 0.11063 | 0.11063 | 0.11063 | 0.11063 | 0.11063 | 0.11063 | 0.11063 | 0.11063 | 0.11063 | 0.11063 | 0.11063 | 0.1875 | 0.1875 | 1.9179 | 0.099563 | 0.03375 | 0.03375 | 0.03375 | 0.03375 | 0.03375 | 0.03375 | 0.03375 | 0.03375 | 0.03375 | 0.03375 | 0.11063 | 0.11063 | 0.11063 | 0.11063 | 0.11063 | 0.11063 | 0.11063 | 0.11063 | 0.11063 | 0.11063 | 0.11063 | 0.11063 | 0.1875 | 0.1875 | 0 | 0 | 0 | 0 | 0 | 0 | 0 | 0 | 0 | 0 | 0.5 | 0.5 | 0.5 | 0.5 | 0.5 | 0.5 | 0.5 | 0.5 | 0.5 | 0.5 | 0.5 | 0.5 | 1 | 1 | 0 | 0 | 0 | 0 | 0 | 0 | 0 | 0 | 0 | 0 | 0.5 | 0.5 | 0.5 | 0.5 | 0.5 | 0.5 | 0.5 | 0.5 | 0.5 | 0.5 | 0.5 | 0.5 | 1 | 1 | 10 | 0.66337 | 0.20792 | 0.079208 | 0.049505 | 0.76136 | 0 | 0 | 0 | 0 | 0 | 0 | 0 | 0 |  | 0.042895 | 0.042895 | 0.042596 | 0.043135 | 0.043122 | 0.042155 | 0.042155 | Education - University - Hotel/Motel Guest Room (incl. toilets) - (summer) - Sun | 12 | 9 | 18 | 6.735 | 7.2166 | 0 | 0 | 6.735 | 7.2166 | 0 | 0 | 0.84187 | 0.90207 | 0 | 0 | 0 | 0 | 0 | 0 | 0 | 0 | 0.03375 | 0.03375 | 0.11063 | 0.11063 | 0.11063 | 0.11063 | 0.11063 | 0.11063 | 0.11063 | 0 | 0 | 0 | 0 | 0 | 0 | 0 |  | 6.735 | 8.6079 | 0 | 0 | 6.735 | 8.6079 | 0 | 0 | 0.84187 | 1.076 | 0 | 0 | 0 | 0 | 0 | 0 | 0 | 0 | 0.03375 | 0.03375 | 0.11063 | 0.11063 | 0.11063 | 0.11063 | 0.11063 | 0.11063 | 0.11063 | 0 | 0 | 0 | 0 | 0 | 0 | 0 | 0.85488 | 0.9 | 0.94013 | 0.9
671 | 6 | 71 | 7 | 11 |  |  |  |  | Education - University | Hotel/Motel Guest Room (incl. toilets) | Education - University - Hotel/Motel Guest Room (incl. toilets) | (summer) | Education - University (summer) | Education - University - Hotel/Motel Guest Room (incl. toilets) (summer) | University Dorm (summer) | Hol | Open | 1 | 1 | 0.16992 | 0.72732 | 0.72732 | 0.72732 | 0.72732 | 0.72732 | 0.72732 | 0.72732 | 0 | 0 | 0 | 0 | 0 | 0 | 0 | 0.21552 | 0.21552 | 0.21552 | 0.21552 | 0.21552 | 0.21552 | 0.21552 | 0 | 0 | 0 | 0 | 0 | 0 | 0 | 0 | 0 | 0 | 0 | 0 | 0 | 0 | 0 | 0 | 0 | 0 | 0 | 0 | 0 | 0 | 0 | 0 | 0 | 0 | 0 | 0 | 0 | 0 | 0 | 0 | 0 | 0 | 0 | 0.063605 | 0.063605 | 0.063605 | 0.063605 | 0.063605 | 0.063605 | 0.063605 | 0 | 0 | 0 | 0 | 0 | 0 | 0 | 0.020728 | 0.020728 | 0.020728 | 0.020728 | 0.020728 | 0.020728 | 0.020728 | 0 | 0 | 0 | 0 | 0 | 0 | 0 | 0 | 0 | 0 | 0 | 0 | 0 | 0 | 0 | 0 | 0 | 0 | 0 | 0 | 0 | 0 | 0 | 0 | 0 | 0 | 0 | 0 | 0 | 0 | 0 | 0 | 0 | 0 | 0 | University Dorm (summer) ILit Hol | University Dorm (summer) ILit all | 3118 | 3.375 | 18.75 | University Dorm (summer) ILit2 Hol | University Dorm (summer) ILit Hol | University Dorm (summer) ILit all | 3118 | 3.375 | 18.75 | 3118 | 1.7439 | 0.099563 | 0.03375 | 0.03375 | 0.03375 | 0.03375 | 0.03375 | 0.03375 | 0.03375 | 0.03375 | 0.03375 | 0.03375 | 0.11063 | 0.11063 | 0.11063 | 0.11063 | 0.11063 | 0.11063 | 0.11063 | 0.11063 | 0.11063 | 0.11063 | 0.11063 | 0.11063 | 0.1875 | 0.1875 | 1.9179 | 0.099563 | 0.03375 | 0.03375 | 0.03375 | 0.03375 | 0.03375 | 0.03375 | 0.03375 | 0.03375 | 0.03375 | 0.03375 | 0.11063 | 0.11063 | 0.11063 | 0.11063 | 0.11063 | 0.11063 | 0.11063 | 0.11063 | 0.11063 | 0.11063 | 0.11063 | 0.11063 | 0.1875 | 0.1875 | 0 | 0 | 0 | 0 | 0 | 0 | 0 | 0 | 0 | 0 | 0.5 | 0.5 | 0.5 | 0.5 | 0.5 | 0.5 | 0.5 | 0.5 | 0.5 | 0.5 | 0.5 | 0.5 | 1 | 1 | 0 | 0 | 0 | 0 | 0 | 0 | 0 | 0 | 0 | 0 | 0.5 | 0.5 | 0.5 | 0.5 | 0.5 | 0.5 | 0.5 | 0.5 | 0.5 | 0.5 | 0.5 | 0.5 | 1 | 1 | 10 | 0.66337 | 0.20792 | 0.079208 | 0.049505 | 0.76136 | 0 | 0 | 0 | 0 | 0 | 0 | 0 | 0 |  | 0.042895 | 0.042895 | 0.042596 | 0.043135 | 0.043122 | 0.042155 | 0.042155 | Education - University - Hotel/Motel Guest Room (incl. toilets) - (summer) - Hol | 14 | 9 | 18 | 0.84187 | 0.90207 | 0 | 0 | 0.84187 | 0.90207 | 0 | 0 | 0.84187 | 0.90207 | 0 | 0 | 0 | 0 | 0 | 0 | 0 | 0 | 0.03375 | 0.03375 | 0.11063 | 0.11063 | 0.11063 | 0.11063 | 0.11063 | 0.11063 | 0.11063 | 0 | 0 | 0 | 0 | 0 | 0 | 0 |  | 0.84187 | 1.076 | 0 | 0 | 0.84187 | 1.076 | 0 | 0 | 0.84187 | 1.076 | 0 | 0 | 0 | 0 | 0 | 0 | 0 | 0 | 0.03375 | 0.03375 | 0.11063 | 0.11063 | 0.11063 | 0.11063 | 0.11063 | 0.11063 | 0.11063 | 0 | 0 | 0 | 0 | 0 | 0 | 0 | 0.85488 | 0.9 | 0.94013 | 0.9
672 | 6 | 72 | 8 | 12 |  | Education - University (summer) | Education - University - Hotel/Motel Guest Room (incl. toilets) | Education - University - Hotel/Motel Guest Room (incl. toilets) (summer) | Education - University | Hotel/Motel Guest Room (incl. toilets) | Education - University - Hotel/Motel Guest Room (incl. toilets) | (summer) | Education - University (summer) | Education - University - Hotel/Motel Guest Room (incl. toilets) (summer) | University Dorm (summer) | all | Open | 44 | 44 | 0.16992 | 0.72732 | 0.72732 | 0.72732 | 0.72732 | 0.72732 | 0.72732 | 0.72732 | 0.12358 | 0.12358 | 0.12358 | 0.12358 | 0.12358 | 0.12358 | 0.12358 | 9.7511 | 9.7511 | 9.7511 | 9.7511 | 9.7511 | 9.7511 | 9.7511 | 0.010167 | 0.010167 | 0.010167 | 0.010167 | 0.010167 | 0.010167 | 0.010167 | 971.5168 | 971.5168 | 971.5168 | 971.5168 | 971.5168 | 971.5168 | 971.5168 | 0 | 0 | 0 | 0 | 0 | 0 | 0 | 0.082266 | 0.082266 | 0.082266 | 0.082266 | 0.082266 | 0.082266 | 0.082266 | 0.35548 | 0.35548 | 0.35577 | 0.35518 | 0.35495 | 0.34905 | 0.34905 | 0.063605 | 0.063605 | 0.063605 | 0.063605 | 0.063605 | 0.063605 | 0.063605 | 0.010808 | 0.010808 | 0.010808 | 0.010808 | 0.010808 | 0.010808 | 0.010808 | 0.93779 | 0.93779 | 0.93779 | 0.93779 | 0.93779 | 0.93779 | 0.93779 | 0.00088909 | 0.00088909 | 0.00088909 | 0.00088909 | 0.00088909 | 0.00088909 | 0.00088909 | 1068.4028 | 1068.4028 | 1068.4028 | 1068.4028 | 1068.4028 | 1068.4028 | 1068.4028 | 0 | 0 | 0 | 0 | 0 | 0 | 0 | 0.082266 | 0.082266 | 0.082266 | 0.082266 | 0.082266 | 0.082266 | 0.082266 | 0.35587 | 0.35587 | 0.35641 | 0.35591 | 0.35496 | 0.349 | 0.349 | University Dorm (summer) ILit all | University Dorm (summer) ILit all | 3116 | 3.375 | 18.75 | University Dorm (summer) ILit2 all | University Dorm (summer) ILit all | University Dorm (summer) ILit all | 3116 | 3.375 | 18.75 | 3116 | 1.7932 | 0.082266 | 0.03375 | 0.03375 | 0.03375 | 0.03375 | 0.03375 | 0.03375 | 0.03375 | 0.03375 | 0.091406 | 0.091406 | 0.091406 | 0.091406 | 0.091406 | 0.091406 | 0.091406 | 0.091406 | 0.091406 | 0.14906 | 0.14906 | 0.1875 | 0.1875 | 0.1875 | 0.072188 | 0.072188 | 1.9721 | 0.082266 | 0.03375 | 0.03375 | 0.03375 | 0.03375 | 0.03375 | 0.03375 | 0.03375 | 0.03375 | 0.091406 | 0.091406 | 0.091406 | 0.091406 | 0.091406 | 0.091406 | 0.091406 | 0.091406 | 0.091406 | 0.14906 | 0.14906 | 0.1875 | 0.1875 | 0.1875 | 0.072188 | 0.072188 | 0 | 0 | 0 | 0 | 0 | 0 | 0 | 0 | 0.375 | 0.375 | 0.375 | 0.375 | 0.375 | 0.375 | 0.375 | 0.375 | 0.375 | 0.75 | 0.75 | 1 | 1 | 1 | 0.25 | 0.25 | 0 | 0 | 0 | 0 | 0 | 0 | 0 | 0 | 0.375 | 0.375 | 0.375 | 0.375 | 0.375 | 0.375 | 0.375 | 0.375 | 0.375 | 0.75 | 0.75 | 1 | 1 | 1 | 0.25 | 0.25 | 10 | 0.66337 | 0.20792 | 0.079208 | 0.049505 | 0.76136 | 0.011939 | 0.0014754 | 0.0014754 | 0.0014754 | 0.0014754 | 0.0014754 | 0.0014754 | 0.0014754 | Education - University (summer) | 0.042895 | 0.042895 | 0.042596 | 0.043135 | 0.043122 | 0.042155 | 0.042155 | Education - University - Hotel/Motel Guest Room (incl. toilets) - (summer) - all | 16 | 7 | 21 | 60.5344 | 18.3681 | 60.5344 | 18.3681 | 0 | 0 | 1.3758 | 0.41746 | 0 | 0 | 0 | 0 | 0 | 0 | 0 | 0 | 0.03375 | 0.03375 | 0.091406 | 0.091406 | 0.091406 | 0.091406 | 0.091406 | 0.091406 | 0.091406 | 0.091406 | 0.091406 | 0.14906 | 0.14906 | 0.1875 | 0 | 0 | 0 | 0 |  | 60.5344 | 26.2368 | 60.5344 | 26.2368 | 0 | 0 | 1.3758 | 0.59629 | 0 | 0 | 0 | 0 | 0 | 0 | 0 | 0 | 0.03375 | 0.03375 | 0.091406 | 0.091406 | 0.091406 | 0.091406 | 0.091406 | 0.091406 | 0.091406 | 0.091406 | 0.091406 | 0.14906 | 0.14906 | 0.1875 | 0 | 0 | 0 | 0 | 0.85488 | 0.9 | 0.94013 | 0.9
673 | 6 | 73 | 5 | 1 |  |  |  |  | Education - University | Kitchen and Food Preparation | Education - University - Kitchen and Food Preparation |  | Education - University | Education - University - Kitchen and Food Preparation | University Kitchen (in session) | Sat | Open | 32 | 32 | 0.01049 | 1.5455 | 1.5455 | 1.5455 | 1.5455 | 1.4546 | 1.4546 | 1.4546 | 0 | 0 | 0 | 0 | 0 | 0 | 0 | 2.118 | 2.118 | 2.118 | 2.118 | 1.9934 | 1.9934 | 1.9934 | 0 | 0 | 0 | 0 | 0 | 0 | 0 | 0 | 0 | 0 | 0 | 0 | 0 | 0 | 0 | 0 | 0 | 0 | 0 | 0 | 0 | 0 | 0 | 0 | 0 | 0 | 0 | 0 | 0 | 0 | 0 | 0 | 0 | 0 | 0 | 0.13516 | 0.13516 | 0.13516 | 0.13516 | 0.12721 | 0.12721 | 0.12721 | 0 | 0 | 0 | 0 | 0 | 0 | 0 | 0.1789 | 0.1789 | 0.1789 | 0.1789 | 0.16838 | 0.16838 | 0.16838 | 0 | 0 | 0 | 0 | 0 | 0 | 0 | 0 | 0 | 0 | 0 | 0 | 0 | 0 | 0 | 0 | 0 | 0 | 0 | 0 | 0 | 0 | 0 | 0 | 0 | 0 | 0 | 0 | 0 | 0 | 0 | 0 | 0 | 0 | 0 | University Kitchen (in session) ILit Sat | University Kitchen (in session) ILit all | 3647 | 2.5 | 37.5 | University Kitchen (in session) ILit2 Sat | University Kitchen (in session) ILit Sat | University Kitchen (in session) ILit all | 3647 | 3.25 | 33.75 | 3647 | 4.0826 | 0.315 | 0.025 | 0.025 | 0.025 | 0.025 | 0.025 | 0.025 | 0.10278 | 0.18056 | 0.375 | 0.375 | 0.375 | 0.375 | 0.375 | 0.375 | 0.375 | 0.375 | 0.375 | 0.375 | 0.375 | 0.083333 | 0.025 | 0.025 | 0.025 | 0.025 | 3.9432 | 0.2835 | 0.0325 | 0.0325 | 0.0325 | 0.0325 | 0.0325 | 0.0325 | 0.10028 | 0.16806 | 0.3375 | 0.3375 | 0.3375 | 0.3375 | 0.3375 | 0.3375 | 0.3375 | 0.3375 | 0.3375 | 0.3375 | 0.3375 | 0.083333 | 0.0325 | 0.0325 | 0.0325 | 0.0325 | 0 | 0 | 0 | 0 | 0 | 0 | 0.22222 | 0.44444 | 1 | 1 | 1 | 1 | 1 | 1 | 1 | 1 | 1 | 1 | 1 | 0.16667 | 0 | 0 | 0 | 0 | 0 | 0 | 0 | 0 | 0 | 0 | 0.22222 | 0.44444 | 1 | 1 | 1 | 1 | 1 | 1 | 1 | 1 | 1 | 1 | 1 | 0.16667 | 0 | 0 | 0 | 0 | 16 | 0.66337 | 0.20792 | 0.079208 | 0.049505 | 0.76136 | 0 | 0 | 0 | 0 | 0 | 0 | 0 | 0 |  | 0.071739 | 0.071739 | 0.071036 | 0.072539 | 0.072612 | 0.070731 | 0.070731 | Education - University - Kitchen and Food Preparation - Sat | 10 | 9 | 18 | 108 | 22.6423 | 0 | 0 | 108 | 22.6423 | 0 | 0 | 3.375 | 0.70757 | 0 | 0 | 0 | 0 | 0 | 0 | 0 | 0 | 0.375 | 0.375 | 0.375 | 0.375 | 0.375 | 0.375 | 0.375 | 0.375 | 0.375 | 0 | 0 | 0 | 0 | 0 | 0 | 0 |  | 97.2 | 28.9824 | 0 | 0 | 97.2 | 28.9824 | 0 | 0 | 3.0375 | 0.9057 | 0 | 0 | 0 | 0 | 0 | 0 | 0 | 0 | 0.3375 | 0.3375 | 0.3375 | 0.3375 | 0.3375 | 0.3375 | 0.3375 | 0.3375 | 0.3375 | 0 | 0 | 0 | 0 | 0 | 0 | 0 | 0.861 | 0.84 | 0.89839 | 0.84
674 | 6 | 74 | 6 | 2 |  |  |  |  | Education - University | Kitchen and Food Preparation | Education - University - Kitchen and Food Preparation |  | Education - University | Education - University - Kitchen and Food Preparation | University Kitchen (in session) | Sun | Open | 32 | 32 | 0.01049 | 1.5455 | 1.5455 | 1.5455 | 1.5455 | 1.4546 | 1.4546 | 1.4546 | 0 | 0 | 0 | 0 | 0 | 0 | 0 | 2.118 | 2.118 | 2.118 | 2.118 | 1.9934 | 1.9934 | 1.9934 | 0 | 0 | 0 | 0 | 0 | 0 | 0 | 0 | 0 | 0 | 0 | 0 | 0 | 0 | 0 | 0 | 0 | 0 | 0 | 0 | 0 | 0 | 0 | 0 | 0 | 0 | 0 | 0 | 0 | 0 | 0 | 0 | 0 | 0 | 0 | 0.13516 | 0.13516 | 0.13516 | 0.13516 | 0.12721 | 0.12721 | 0.12721 | 0 | 0 | 0 | 0 | 0 | 0 | 0 | 0.1789 | 0.1789 | 0.1789 | 0.1789 | 0.16838 | 0.16838 | 0.16838 | 0 | 0 | 0 | 0 | 0 | 0 | 0 | 0 | 0 | 0 | 0 | 0 | 0 | 0 | 0 | 0 | 0 | 0 | 0 | 0 | 0 | 0 | 0 | 0 | 0 | 0 | 0 | 0 | 0 | 0 | 0 | 0 | 0 | 0 | 0 | University Kitchen (in session) ILit Sun | University Kitchen (in session) ILit all | 3647 | 2.5 | 37.5 | University Kitchen (in session) ILit2 Sun | University Kitchen (in session) ILit Sun | University Kitchen (in session) ILit all | 3647 | 3.25 | 33.75 | 3647 | 4.0826 | 0.315 | 0.025 | 0.025 | 0.025 | 0.025 | 0.025 | 0.025 | 0.10278 | 0.18056 | 0.375 | 0.375 | 0.375 | 0.375 | 0.375 | 0.375 | 0.375 | 0.375 | 0.375 | 0.375 | 0.375 | 0.083333 | 0.025 | 0.025 | 0.025 | 0.025 | 3.9432 | 0.2835 | 0.0325 | 0.0325 | 0.0325 | 0.0325 | 0.0325 | 0.0325 | 0.10028 | 0.16806 | 0.3375 | 0.3375 | 0.3375 | 0.3375 | 0.3375 | 0.3375 | 0.3375 | 0.3375 | 0.3375 | 0.3375 | 0.3375 | 0.083333 | 0.0325 | 0.0325 | 0.0325 | 0.0325 | 0 | 0 | 0 | 0 | 0 | 0 | 0.22222 | 0.44444 | 1 | 1 | 1 | 1 | 1 | 1 | 1 | 1 | 1 | 1 | 1 | 0.16667 | 0 | 0 | 0 | 0 | 0 | 0 | 0 | 0 | 0 | 0 | 0.22222 | 0.44444 | 1 | 1 | 1 | 1 | 1 | 1 | 1 | 1 | 1 | 1 | 1 | 0.16667 | 0 | 0 | 0 | 0 | 16 | 0.66337 | 0.20792 | 0.079208 | 0.049505 | 0.76136 | 0 | 0 | 0 | 0 | 0 | 0 | 0 | 0 |  | 0.071739 | 0.071739 | 0.071036 | 0.072539 | 0.072612 | 0.070731 | 0.070731 | Education - University - Kitchen and Food Preparation - Sun | 12 | 9 | 18 | 108 | 22.6423 | 0 | 0 | 108 | 22.6423 | 0 | 0 | 3.375 | 0.70757 | 0 | 0 | 0 | 0 | 0 | 0 | 0 | 0 | 0.375 | 0.375 | 0.375 | 0.375 | 0.375 | 0.375 | 0.375 | 0.375 | 0.375 | 0 | 0 | 0 | 0 | 0 | 0 | 0 |  | 97.2 | 28.9824 | 0 | 0 | 97.2 | 28.9824 | 0 | 0 | 3.0375 | 0.9057 | 0 | 0 | 0 | 0 | 0 | 0 | 0 | 0 | 0.3375 | 0.3375 | 0.3375 | 0.3375 | 0.3375 | 0.3375 | 0.3375 | 0.3375 | 0.3375 | 0 | 0 | 0 | 0 | 0 | 0 | 0 | 0.861 | 0.84 | 0.89839 | 0.84
675 | 6 | 75 | 7 | 3 |  |  |  |  | Education - University | Kitchen and Food Preparation | Education - University - Kitchen and Food Preparation |  | Education - University | Education - University - Kitchen and Food Preparation | University Kitchen (in session) | Hol | Open | 6 | 6 | 0.01049 | 1.5455 | 1.5455 | 1.5455 | 1.5455 | 1.4546 | 1.4546 | 1.4546 | 0 | 0 | 0 | 0 | 0 | 0 | 0 | 0.39713 | 0.39713 | 0.39713 | 0.39713 | 0.37377 | 0.37377 | 0.37377 | 0 | 0 | 0 | 0 | 0 | 0 | 0 | 0 | 0 | 0 | 0 | 0 | 0 | 0 | 0 | 0 | 0 | 0 | 0 | 0 | 0 | 0 | 0 | 0 | 0 | 0 | 0 | 0 | 0 | 0 | 0 | 0 | 0 | 0 | 0 | 0.13516 | 0.13516 | 0.13516 | 0.13516 | 0.12721 | 0.12721 | 0.12721 | 0 | 0 | 0 | 0 | 0 | 0 | 0 | 0.033544 | 0.033544 | 0.033544 | 0.033544 | 0.031571 | 0.031571 | 0.031571 | 0 | 0 | 0 | 0 | 0 | 0 | 0 | 0 | 0 | 0 | 0 | 0 | 0 | 0 | 0 | 0 | 0 | 0 | 0 | 0 | 0 | 0 | 0 | 0 | 0 | 0 | 0 | 0 | 0 | 0 | 0 | 0 | 0 | 0 | 0 | University Kitchen (in session) ILit Hol | University Kitchen (in session) ILit all | 3647 | 2.5 | 37.5 | University Kitchen (in session) ILit2 Hol | University Kitchen (in session) ILit Hol | University Kitchen (in session) ILit all | 3647 | 3.25 | 33.75 | 3647 | 4.0826 | 0.315 | 0.025 | 0.025 | 0.025 | 0.025 | 0.025 | 0.025 | 0.10278 | 0.18056 | 0.375 | 0.375 | 0.375 | 0.375 | 0.375 | 0.375 | 0.375 | 0.375 | 0.375 | 0.375 | 0.375 | 0.083333 | 0.025 | 0.025 | 0.025 | 0.025 | 3.9432 | 0.2835 | 0.0325 | 0.0325 | 0.0325 | 0.0325 | 0.0325 | 0.0325 | 0.10028 | 0.16806 | 0.3375 | 0.3375 | 0.3375 | 0.3375 | 0.3375 | 0.3375 | 0.3375 | 0.3375 | 0.3375 | 0.3375 | 0.3375 | 0.083333 | 0.0325 | 0.0325 | 0.0325 | 0.0325 | 0 | 0 | 0 | 0 | 0 | 0 | 0.22222 | 0.44444 | 1 | 1 | 1 | 1 | 1 | 1 | 1 | 1 | 1 | 1 | 1 | 0.16667 | 0 | 0 | 0 | 0 | 0 | 0 | 0 | 0 | 0 | 0 | 0.22222 | 0.44444 | 1 | 1 | 1 | 1 | 1 | 1 | 1 | 1 | 1 | 1 | 1 | 0.16667 | 0 | 0 | 0 | 0 | 16 | 0.66337 | 0.20792 | 0.079208 | 0.049505 | 0.76136 | 0 | 0 | 0 | 0 | 0 | 0 | 0 | 0 |  | 0.071739 | 0.071739 | 0.071036 | 0.072539 | 0.072612 | 0.070731 | 0.070731 | Education - University - Kitchen and Food Preparation - Hol | 14 | 9 | 18 | 20.25 | 4.2454 | 0 | 0 | 20.25 | 4.2454 | 0 | 0 | 3.375 | 0.70757 | 0 | 0 | 0 | 0 | 0 | 0 | 0 | 0 | 0.375 | 0.375 | 0.375 | 0.375 | 0.375 | 0.375 | 0.375 | 0.375 | 0.375 | 0 | 0 | 0 | 0 | 0 | 0 | 0 |  | 18.225 | 5.4342 | 0 | 0 | 18.225 | 5.4342 | 0 | 0 | 3.0375 | 0.9057 | 0 | 0 | 0 | 0 | 0 | 0 | 0 | 0 | 0.3375 | 0.3375 | 0.3375 | 0.3375 | 0.3375 | 0.3375 | 0.3375 | 0.3375 | 0.3375 | 0 | 0 | 0 | 0 | 0 | 0 | 0 | 0.861 | 0.84 | 0.89839 | 0.84
676 | 6 | 76 | 8 | 4 |  | Education - University |  | Education - University - Kitchen and Food Preparation | Education - University | Kitchen and Food Preparation | Education - University - Kitchen and Food Preparation |  | Education - University | Education - University - Kitchen and Food Preparation | University Kitchen (in session) | all | Open | 169 | 169 | 0.01049 | 1.5455 | 1.5455 | 1.5455 | 1.5455 | 1.4546 | 1.4546 | 1.4546 | 0 | 0 | 0 | 0 | 0 | 0 | 0 | 26.5982 | 26.5982 | 26.5982 | 26.5982 | 25.0336 | 25.0336 | 25.0336 | 0.011576 | 0.011576 | 0.011576 | 0.011576 | 0.010895 | 0.010895 | 0.010895 | 0 | 0 | 0 | 0 | 0 | 0 | 0 | 0 | 0 | 0 | 0 | 0 | 0 | 0 | 0.714 | 0.714 | 0.714 | 0.714 | 0.714 | 0.714 | 0.714 | 0.59118 | 0.59118 | 0.58986 | 0.59402 | 0.59436 | 0.58222 | 0.58222 | 0.13516 | 0.13516 | 0.13516 | 0.13516 | 0.12721 | 0.12721 | 0.12721 | 0 | 0 | 0 | 0 | 0 | 0 | 0 | 2.1723 | 2.1723 | 2.1723 | 2.1723 | 2.0446 | 2.0446 | 2.0446 | 0.00089321 | 0.00089321 | 0.00089321 | 0.00089321 | 0.00084067 | 0.00084067 | 0.00084067 | 0 | 0 | 0 | 0 | 0 | 0 | 0 | 0 | 0 | 0 | 0 | 0 | 0 | 0 | 0.63 | 0.63 | 0.63 | 0.63 | 0.63 | 0.63 | 0.63 | 0.5554 | 0.5554 | 0.55352 | 0.55262 | 0.55032 | 0.54444 | 0.54444 | University Kitchen (in session) ILit all | University Kitchen (in session) ILit all | 3646 | 10 | 85 | University Kitchen (in session) ILit2 all | University Kitchen (in session) ILit all | University Kitchen (in session) ILit all | 3646 | 10 | 75 | 3646 | 9.7078 | 0.714 | 0.1 | 0.1 | 0.1 | 0.1 | 0.1 | 0.1 | 0.26667 | 0.43333 | 0.85 | 0.85 | 0.85 | 0.85 | 0.85 | 0.85 | 0.85 | 0.85 | 0.85 | 0.85 | 0.85 | 0.225 | 0.1 | 0.1 | 0.1 | 0.1 | 9.0663 | 0.63 | 0.1 | 0.1 | 0.1 | 0.1 | 0.1 | 0.1 | 0.24444 | 0.38889 | 0.75 | 0.75 | 0.75 | 0.75 | 0.75 | 0.75 | 0.75 | 0.75 | 0.75 | 0.75 | 0.75 | 0.20833 | 0.1 | 0.1 | 0.1 | 0.1 | 0 | 0 | 0 | 0 | 0 | 0 | 0.22222 | 0.44444 | 1 | 1 | 1 | 1 | 1 | 1 | 1 | 1 | 1 | 1 | 1 | 0.16667 | 0 | 0 | 0 | 0 | 0 | 0 | 0 | 0 | 0 | 0 | 0.22222 | 0.44444 | 1 | 1 | 1 | 1 | 1 | 1 | 1 | 1 | 1 | 1 | 1 | 0.16667 | 0 | 0 | 0 | 0 | 16 | 0.66337 | 0.20792 | 0.079208 | 0.049505 | 0.76136 | 0.099246 | 0.001609 | 0.001609 | 0.001609 | 0.001609 | 0.0015144 | 0.0015144 | 0.0015144 | Education - University | 0.071739 | 0.071739 | 0.071036 | 0.072539 | 0.072612 | 0.070731 | 0.070731 | Education - University - Kitchen and Food Preparation - all | 16 | 7 | 21 | 1736.475 | -95.8622 | 1736.475 | -95.8622 | 0 | 0 | 10.275 | -0.56723 | 0 | 0 | 0 | 0 | 0 | 0 | 0 | 0 | 0.26667 | 0.43333 | 0.85 | 0.85 | 0.85 | 0.85 | 0.85 | 0.85 | 0.85 | 0.85 | 0.85 | 0.85 | 0.85 | 0.225 | 0 | 0 | 0 | 0 |  | 1536.4917 | -4.2887 | 1536.4917 | -4.2887 | 0 | 0 | 9.0917 | -0.025377 | 0 | 0 | 0 | 0 | 0 | 0 | 0 | 0 | 0.24444 | 0.38889 | 0.75 | 0.75 | 0.75 | 0.75 | 0.75 | 0.75 | 0.75 | 0.75 | 0.75 | 0.75 | 0.75 | 0.20833 | 0 | 0 | 0 | 0 | 0.861 | 0.84 | 0.89839 | 0.84
677 | 6 | 77 | 5 | 5 |  |  |  |  | Education - University | Kitchen and Food Preparation | Education - University - Kitchen and Food Preparation | (break) | Education - University (break) | Education - University - Kitchen and Food Preparation (break) | University Kitchen (break) | Sat | Closed | 12 | 12 | 0.01049 | 1.5455 | 1.5455 | 1.5455 | 1.5455 | 1.4546 | 1.4546 | 1.4546 | 0 | 0 | 0 | 0 | 0 | 0 | 0 | 0.1407 | 0.1407 | 0.1407 | 0.1407 | 0.13243 | 0.13243 | 0.13243 | 0 | 0 | 0 | 0 | 0 | 0 | 0 | 0 | 0 | 0 | 0 | 0 | 0 | 0 | 0 | 0 | 0 | 0 | 0 | 0 | 0 | 0 | 0 | 0 | 0 | 0 | 0 | 0 | 0 | 0 | 0 | 0 | 0 | 0 | 0 | 0.13516 | 0.13516 | 0.13516 | 0.13516 | 0.12721 | 0.12721 | 0.12721 | 0 | 0 | 0 | 0 | 0 | 0 | 0 | 0.012839 | 0.012839 | 0.012839 | 0.012839 | 0.012084 | 0.012084 | 0.012084 | 0 | 0 | 0 | 0 | 0 | 0 | 0 | 0 | 0 | 0 | 0 | 0 | 0 | 0 | 0 | 0 | 0 | 0 | 0 | 0 | 0 | 0 | 0 | 0 | 0 | 0 | 0 | 0 | 0 | 0 | 0 | 0 | 0 | 0 | 0 | University Kitchen (break) ILit Cls | University Kitchen (break) ILit Cls | 2 | 3.5 | 3.5 | University Kitchen (break) ILit2 Cls | University Kitchen (break) ILit Cls | University Kitchen (break) ILit Cls | 2 | 3.5 | 3.5 | 2 | 0.72324 | 0.035 | 0.035 | 0.035 | 0.035 | 0.035 | 0.035 | 0.035 | 0.035 | 0.035 | 0.035 | 0.035 | 0.035 | 0.035 | 0.035 | 0.035 | 0.035 | 0.035 | 0.035 | 0.035 | 0.035 | 0.035 | 0.035 | 0.035 | 0.035 | 0.035 | 0.75465 | 0.035 | 0.035 | 0.035 | 0.035 | 0.035 | 0.035 | 0.035 | 0.035 | 0.035 | 0.035 | 0.035 | 0.035 | 0.035 | 0.035 | 0.035 | 0.035 | 0.035 | 0.035 | 0.035 | 0.035 | 0.035 | 0.035 | 0.035 | 0.035 | 0.035 | 0 | 0 | 0 | 0 | 0 | 0 | 0 | 0 | 0 | 0 | 0 | 0 | 0 | 0 | 0 | 0 | 0 | 0 | 0 | 0 | 0 | 0 | 0 | 0 | 0 | 0 | 0 | 0 | 0 | 0 | 0 | 0 | 0 | 0 | 0 | 0 | 0 | 0 | 0 | 0 | 0 | 0 | 0 | 0 | 0 | 0 | 0 | 0 | 16 | 0.66337 | 0.20792 | 0.079208 | 0.049505 | 0.76136 | 0 | 0 | 0 | 0 | 0 | 0 | 0 | 0 |  | 0.004128 | 0.004128 | 0.0040915 | 0.0041369 | 0.0041138 | 0.0040849 | 0.0040849 | Education - University - Kitchen and Food Preparation - (break) - Sat | 10 | 9 | 14 | 0 | 8.6789 | 0 | 0 | 0 | 8.6789 | 0 | 0 | 0 | 0.72324 | 0 | 0 | 0 | 0 | 0 | 0 | 0 | 0 | 0 | 0 | 0 | 0 | 0 | 0 | 0 | 0 | 0 | 0 | 0 | 0 | 0 | 0 | 0 | 0 |  | 0 | 9.0558 | 0 | 0 | 0 | 9.0558 | 0 | 0 | 0 | 0.75465 | 0 | 0 | 0 | 0 | 0 | 0 | 0 | 0 | 0 | 0 | 0 | 0 | 0 | 0 | 0 | 0 | 0 | 0 | 0 | 0 | 0 | 0 | 0 | 0 | 0.861 | 0.84 | 0.89839 | 0.84
678 | 6 | 78 | 6 | 6 |  |  |  |  | Education - University | Kitchen and Food Preparation | Education - University - Kitchen and Food Preparation | (break) | Education - University (break) | Education - University - Kitchen and Food Preparation (break) | University Kitchen (break) | Sun | Closed | 12 | 12 | 0.01049 | 1.5455 | 1.5455 | 1.5455 | 1.5455 | 1.4546 | 1.4546 | 1.4546 | 0 | 0 | 0 | 0 | 0 | 0 | 0 | 0.1407 | 0.1407 | 0.1407 | 0.1407 | 0.13243 | 0.13243 | 0.13243 | 0 | 0 | 0 | 0 | 0 | 0 | 0 | 0 | 0 | 0 | 0 | 0 | 0 | 0 | 0 | 0 | 0 | 0 | 0 | 0 | 0 | 0 | 0 | 0 | 0 | 0 | 0 | 0 | 0 | 0 | 0 | 0 | 0 | 0 | 0 | 0.13516 | 0.13516 | 0.13516 | 0.13516 | 0.12721 | 0.12721 | 0.12721 | 0 | 0 | 0 | 0 | 0 | 0 | 0 | 0.012839 | 0.012839 | 0.012839 | 0.012839 | 0.012084 | 0.012084 | 0.012084 | 0 | 0 | 0 | 0 | 0 | 0 | 0 | 0 | 0 | 0 | 0 | 0 | 0 | 0 | 0 | 0 | 0 | 0 | 0 | 0 | 0 | 0 | 0 | 0 | 0 | 0 | 0 | 0 | 0 | 0 | 0 | 0 | 0 | 0 | 0 | University Kitchen (break) ILit Cls | University Kitchen (break) ILit Cls | 2 | 3.5 | 3.5 | University Kitchen (break) ILit2 Cls | University Kitchen (break) ILit Cls | University Kitchen (break) ILit Cls | 2 | 3.5 | 3.5 | 2 | 0.72324 | 0.035 | 0.035 | 0.035 | 0.035 | 0.035 | 0.035 | 0.035 | 0.035 | 0.035 | 0.035 | 0.035 | 0.035 | 0.035 | 0.035 | 0.035 | 0.035 | 0.035 | 0.035 | 0.035 | 0.035 | 0.035 | 0.035 | 0.035 | 0.035 | 0.035 | 0.75465 | 0.035 | 0.035 | 0.035 | 0.035 | 0.035 | 0.035 | 0.035 | 0.035 | 0.035 | 0.035 | 0.035 | 0.035 | 0.035 | 0.035 | 0.035 | 0.035 | 0.035 | 0.035 | 0.035 | 0.035 | 0.035 | 0.035 | 0.035 | 0.035 | 0.035 | 0 | 0 | 0 | 0 | 0 | 0 | 0 | 0 | 0 | 0 | 0 | 0 | 0 | 0 | 0 | 0 | 0 | 0 | 0 | 0 | 0 | 0 | 0 | 0 | 0 | 0 | 0 | 0 | 0 | 0 | 0 | 0 | 0 | 0 | 0 | 0 | 0 | 0 | 0 | 0 | 0 | 0 | 0 | 0 | 0 | 0 | 0 | 0 | 16 | 0.66337 | 0.20792 | 0.079208 | 0.049505 | 0.76136 | 0 | 0 | 0 | 0 | 0 | 0 | 0 | 0 |  | 0.004128 | 0.004128 | 0.0040915 | 0.0041369 | 0.0041138 | 0.0040849 | 0.0040849 | Education - University - Kitchen and Food Preparation - (break) - Sun | 12 | 9 | 14 | 0 | 8.6789 | 0 | 0 | 0 | 8.6789 | 0 | 0 | 0 | 0.72324 | 0 | 0 | 0 | 0 | 0 | 0 | 0 | 0 | 0 | 0 | 0 | 0 | 0 | 0 | 0 | 0 | 0 | 0 | 0 | 0 | 0 | 0 | 0 | 0 |  | 0 | 9.0558 | 0 | 0 | 0 | 9.0558 | 0 | 0 | 0 | 0.75465 | 0 | 0 | 0 | 0 | 0 | 0 | 0 | 0 | 0 | 0 | 0 | 0 | 0 | 0 | 0 | 0 | 0 | 0 | 0 | 0 | 0 | 0 | 0 | 0 | 0.861 | 0.84 | 0.89839 | 0.84
679 | 6 | 79 | 7 | 7 |  |  |  |  | Education - University | Kitchen and Food Preparation | Education - University - Kitchen and Food Preparation | (break) | Education - University (break) | Education - University - Kitchen and Food Preparation (break) | University Kitchen (break) | Hol | Closed | 3 | 3 | 0.01049 | 1.5455 | 1.5455 | 1.5455 | 1.5455 | 1.4546 | 1.4546 | 1.4546 | 0 | 0 | 0 | 0 | 0 | 0 | 0 | 0.035176 | 0.035176 | 0.035176 | 0.035176 | 0.033107 | 0.033107 | 0.033107 | 0 | 0 | 0 | 0 | 0 | 0 | 0 | 0 | 0 | 0 | 0 | 0 | 0 | 0 | 0 | 0 | 0 | 0 | 0 | 0 | 0 | 0 | 0 | 0 | 0 | 0 | 0 | 0 | 0 | 0 | 0 | 0 | 0 | 0 | 0 | 0.13516 | 0.13516 | 0.13516 | 0.13516 | 0.12721 | 0.12721 | 0.12721 | 0 | 0 | 0 | 0 | 0 | 0 | 0 | 0.0032098 | 0.0032098 | 0.0032098 | 0.0032098 | 0.003021 | 0.003021 | 0.003021 | 0 | 0 | 0 | 0 | 0 | 0 | 0 | 0 | 0 | 0 | 0 | 0 | 0 | 0 | 0 | 0 | 0 | 0 | 0 | 0 | 0 | 0 | 0 | 0 | 0 | 0 | 0 | 0 | 0 | 0 | 0 | 0 | 0 | 0 | 0 | University Kitchen (break) ILit Cls | University Kitchen (break) ILit Cls | 2 | 3.5 | 3.5 | University Kitchen (break) ILit2 Cls | University Kitchen (break) ILit Cls | University Kitchen (break) ILit Cls | 2 | 3.5 | 3.5 | 2 | 0.72324 | 0.035 | 0.035 | 0.035 | 0.035 | 0.035 | 0.035 | 0.035 | 0.035 | 0.035 | 0.035 | 0.035 | 0.035 | 0.035 | 0.035 | 0.035 | 0.035 | 0.035 | 0.035 | 0.035 | 0.035 | 0.035 | 0.035 | 0.035 | 0.035 | 0.035 | 0.75465 | 0.035 | 0.035 | 0.035 | 0.035 | 0.035 | 0.035 | 0.035 | 0.035 | 0.035 | 0.035 | 0.035 | 0.035 | 0.035 | 0.035 | 0.035 | 0.035 | 0.035 | 0.035 | 0.035 | 0.035 | 0.035 | 0.035 | 0.035 | 0.035 | 0.035 | 0 | 0 | 0 | 0 | 0 | 0 | 0 | 0 | 0 | 0 | 0 | 0 | 0 | 0 | 0 | 0 | 0 | 0 | 0 | 0 | 0 | 0 | 0 | 0 | 0 | 0 | 0 | 0 | 0 | 0 | 0 | 0 | 0 | 0 | 0 | 0 | 0 | 0 | 0 | 0 | 0 | 0 | 0 | 0 | 0 | 0 | 0 | 0 | 16 | 0.66337 | 0.20792 | 0.079208 | 0.049505 | 0.76136 | 0 | 0 | 0 | 0 | 0 | 0 | 0 | 0 |  | 0.004128 | 0.004128 | 0.0040915 | 0.0041369 | 0.0041138 | 0.0040849 | 0.0040849 | Education - University - Kitchen and Food Preparation - (break) - Hol | 14 | 9 | 14 | 0 | 2.1697 | 0 | 0 | 0 | 2.1697 | 0 | 0 | 0 | 0.72324 | 0 | 0 | 0 | 0 | 0 | 0 | 0 | 0 | 0 | 0 | 0 | 0 | 0 | 0 | 0 | 0 | 0 | 0 | 0 | 0 | 0 | 0 | 0 | 0 |  | 0 | 2.264 | 0 | 0 | 0 | 2.264 | 0 | 0 | 0 | 0.75465 | 0 | 0 | 0 | 0 | 0 | 0 | 0 | 0 | 0 | 0 | 0 | 0 | 0 | 0 | 0 | 0 | 0 | 0 | 0 | 0 | 0 | 0 | 0 | 0 | 0.861 | 0.84 | 0.89839 | 0.84
680 | 6 | 80 | 8 | 8 |  | Education - University (break) |  | Education - University - Kitchen and Food Preparation (break) | Education - University | Kitchen and Food Preparation | Education - University - Kitchen and Food Preparation | (break) | Education - University (break) | Education - University - Kitchen and Food Preparation (break) | University Kitchen (break) | all | Closed | 38 | 38 | 0.01049 | 1.5455 | 1.5455 | 1.5455 | 1.5455 | 1.4546 | 1.4546 | 1.4546 | 0 | 0 | 0 | 0 | 0 | 0 | 0 | 0.44557 | 0.44557 | 0.44557 | 0.44557 | 0.41936 | 0.41936 | 0.41936 | 0.00056743 | 0.00056743 | 0.00056743 | 0.00056743 | 0.00053405 | 0.00053405 | 0.00053405 | 0 | 0 | 0 | 0 | 0 | 0 | 0 | 0 | 0 | 0 | 0 | 0 | 0 | 0 | 0.035 | 0.035 | 0.035 | 0.035 | 0.035 | 0.035 | 0.035 | 0.034185 | 0.034185 | 0.034148 | 0.03403 | 0.033817 | 0.033741 | 0.033741 | 0.13516 | 0.13516 | 0.13516 | 0.13516 | 0.12721 | 0.12721 | 0.12721 | 0 | 0 | 0 | 0 | 0 | 0 | 0 | 0.040658 | 0.040658 | 0.040658 | 0.040658 | 0.038266 | 0.038266 | 0.038266 | 4.9623e-05 | 4.9623e-05 | 4.9623e-05 | 4.9623e-05 | 4.6704e-05 | 4.6704e-05 | 4.6704e-05 | 0 | 0 | 0 | 0 | 0 | 0 | 0 | 0 | 0 | 0 | 0 | 0 | 0 | 0 | 0.035 | 0.035 | 0.035 | 0.035 | 0.035 | 0.035 | 0.035 | 0.034185 | 0.034185 | 0.034148 | 0.03403 | 0.033817 | 0.033741 | 0.033741 | University Kitchen (break) ILit Cls | University Kitchen (break) ILit Cls | 2 | 3.5 | 3.5 | University Kitchen (break) ILit2 Cls | University Kitchen (break) ILit Cls | University Kitchen (break) ILit Cls | 2 | 3.5 | 3.5 | 2 | 0.72324 | 0.035 | 0.035 | 0.035 | 0.035 | 0.035 | 0.035 | 0.035 | 0.035 | 0.035 | 0.035 | 0.035 | 0.035 | 0.035 | 0.035 | 0.035 | 0.035 | 0.035 | 0.035 | 0.035 | 0.035 | 0.035 | 0.035 | 0.035 | 0.035 | 0.035 | 0.75465 | 0.035 | 0.035 | 0.035 | 0.035 | 0.035 | 0.035 | 0.035 | 0.035 | 0.035 | 0.035 | 0.035 | 0.035 | 0.035 | 0.035 | 0.035 | 0.035 | 0.035 | 0.035 | 0.035 | 0.035 | 0.035 | 0.035 | 0.035 | 0.035 | 0.035 | 0 | 0 | 0 | 0 | 0 | 0 | 0 | 0 | 0 | 0 | 0 | 0 | 0 | 0 | 0 | 0 | 0 | 0 | 0 | 0 | 0 | 0 | 0 | 0 | 0 | 0 | 0 | 0 | 0 | 0 | 0 | 0 | 0 | 0 | 0 | 0 | 0 | 0 | 0 | 0 | 0 | 0 | 0 | 0 | 0 | 0 | 0 | 0 | 16 | 0.66337 | 0.20792 | 0.079208 | 0.049505 | 0.76136 | 0.004865 | 7.8873e-05 | 7.8873e-05 | 7.8873e-05 | 7.8873e-05 | 7.4234e-05 | 7.4234e-05 | 7.4234e-05 | Education - University (break) | 0.004128 | 0.004128 | 0.0040915 | 0.0041369 | 0.0041138 | 0.0040849 | 0.0040849 | Education - University - Kitchen and Food Preparation - (break) - all | 16 | 7 | 17 | 0 | 27.4831 | 0 | 27.4831 | 0 | 0 | 0 | 0.72324 | 0 | 0 | 0 | 0 | 0 | 0 | 0 | 0 | 0 | 0 | 0 | 0 | 0 | 0 | 0 | 0 | 0 | 0 | 0 | 0 | 0 | 0 | 0 | 0 | 0 | 0 |  | 0 | 28.6767 | 0 | 28.6767 | 0 | 0 | 0 | 0.75465 | 0 | 0 | 0 | 0 | 0 | 0 | 0 | 0 | 0 | 0 | 0 | 0 | 0 | 0 | 0 | 0 | 0 | 0 | 0 | 0 | 0 | 0 | 0 | 0 | 0 | 0 | 0.861 | 0.84 | 0.89839 | 0.84
681 | 6 | 81 | 5 | 9 |  |  |  |  | Education - University | Kitchen and Food Preparation | Education - University - Kitchen and Food Preparation | (summer) | Education - University (summer) | Education - University - Kitchen and Food Preparation (summer) | University Kitchen (summer) | Sat | Open | 8 | 8 | 0.01049 | 1.5455 | 1.5455 | 1.5455 | 1.5455 | 1.4546 | 1.4546 | 1.4546 | 0 | 0 | 0 | 0 | 0 | 0 | 0 | 0.40595 | 0.40595 | 0.40595 | 0.40595 | 0.38207 | 0.38207 | 0.38207 | 0 | 0 | 0 | 0 | 0 | 0 | 0 | 0 | 0 | 0 | 0 | 0 | 0 | 0 | 0 | 0 | 0 | 0 | 0 | 0 | 0 | 0 | 0 | 0 | 0 | 0 | 0 | 0 | 0 | 0 | 0 | 0 | 0 | 0 | 0 | 0.13516 | 0.13516 | 0.13516 | 0.13516 | 0.12721 | 0.12721 | 0.12721 | 0 | 0 | 0 | 0 | 0 | 0 | 0 | 0.034578 | 0.034578 | 0.034578 | 0.034578 | 0.032544 | 0.032544 | 0.032544 | 0 | 0 | 0 | 0 | 0 | 0 | 0 | 0 | 0 | 0 | 0 | 0 | 0 | 0 | 0 | 0 | 0 | 0 | 0 | 0 | 0 | 0 | 0 | 0 | 0 | 0 | 0 | 0 | 0 | 0 | 0 | 0 | 0 | 0 | 0 | University Kitchen (summer) ILit Sat | University Kitchen (summer) ILit all | 3647 | 2.5 | 28.15 | University Kitchen (summer) ILit2 Sat | University Kitchen (summer) ILit Sat | University Kitchen (summer) ILit all | 3647 | 3.25 | 25.335 | 3647 | 3.1299 | 0.23646 | 0.025 | 0.025 | 0.025 | 0.025 | 0.025 | 0.025 | 0.082 | 0.139 | 0.2815 | 0.2815 | 0.2815 | 0.2815 | 0.2815 | 0.2815 | 0.2815 | 0.2815 | 0.2815 | 0.2815 | 0.2815 | 0.06775 | 0.025 | 0.025 | 0.025 | 0.025 | 3.0486 | 0.21281 | 0.0325 | 0.0325 | 0.0325 | 0.0325 | 0.0325 | 0.0325 | 0.081578 | 0.13066 | 0.25335 | 0.25335 | 0.25335 | 0.25335 | 0.25335 | 0.25335 | 0.25335 | 0.25335 | 0.25335 | 0.25335 | 0.25335 | 0.069308 | 0.0325 | 0.0325 | 0.0325 | 0.0325 | 0 | 0 | 0 | 0 | 0 | 0 | 0.22222 | 0.44444 | 1 | 1 | 1 | 1 | 1 | 1 | 1 | 1 | 1 | 1 | 1 | 0.16667 | 0 | 0 | 0 | 0 | 0 | 0 | 0 | 0 | 0 | 0 | 0.22222 | 0.44444 | 1 | 1 | 1 | 1 | 1 | 1 | 1 | 1 | 1 | 1 | 1 | 0.16667 | 0 | 0 | 0 | 0 | 16 | 0.66337 | 0.20792 | 0.079208 | 0.049505 | 0.76136 | 0 | 0 | 0 | 0 | 0 | 0 | 0 | 0 |  | 0.042895 | 0.042895 | 0.042596 | 0.043135 | 0.043122 | 0.042155 | 0.042155 | Education - University - Kitchen and Food Preparation - (summer) - Sat | 10 | 9 | 18 | 20.268 | 4.7716 | 0 | 0 | 20.268 | 4.7716 | 0 | 0 | 2.5335 | 0.59645 | 0 | 0 | 0 | 0 | 0 | 0 | 0 | 0 | 0.2815 | 0.2815 | 0.2815 | 0.2815 | 0.2815 | 0.2815 | 0.2815 | 0.2815 | 0.2815 | 0 | 0 | 0 | 0 | 0 | 0 | 0 |  | 18.2412 | 6.1476 | 0 | 0 | 18.2412 | 6.1476 | 0 | 0 | 2.2801 | 0.76845 | 0 | 0 | 0 | 0 | 0 | 0 | 0 | 0 | 0.25335 | 0.25335 | 0.25335 | 0.25335 | 0.25335 | 0.25335 | 0.25335 | 0.25335 | 0.25335 | 0 | 0 | 0 | 0 | 0 | 0 | 0 | 0.861 | 0.84 | 0.89839 | 0.84
682 | 6 | 82 | 6 | 10 |  |  |  |  | Education - University | Kitchen and Food Preparation | Education - University - Kitchen and Food Preparation | (summer) | Education - University (summer) | Education - University - Kitchen and Food Preparation (summer) | University Kitchen (summer) | Sun | Open | 8 | 8 | 0.01049 | 1.5455 | 1.5455 | 1.5455 | 1.5455 | 1.4546 | 1.4546 | 1.4546 | 0 | 0 | 0 | 0 | 0 | 0 | 0 | 0.40595 | 0.40595 | 0.40595 | 0.40595 | 0.38207 | 0.38207 | 0.38207 | 0 | 0 | 0 | 0 | 0 | 0 | 0 | 0 | 0 | 0 | 0 | 0 | 0 | 0 | 0 | 0 | 0 | 0 | 0 | 0 | 0 | 0 | 0 | 0 | 0 | 0 | 0 | 0 | 0 | 0 | 0 | 0 | 0 | 0 | 0 | 0.13516 | 0.13516 | 0.13516 | 0.13516 | 0.12721 | 0.12721 | 0.12721 | 0 | 0 | 0 | 0 | 0 | 0 | 0 | 0.034578 | 0.034578 | 0.034578 | 0.034578 | 0.032544 | 0.032544 | 0.032544 | 0 | 0 | 0 | 0 | 0 | 0 | 0 | 0 | 0 | 0 | 0 | 0 | 0 | 0 | 0 | 0 | 0 | 0 | 0 | 0 | 0 | 0 | 0 | 0 | 0 | 0 | 0 | 0 | 0 | 0 | 0 | 0 | 0 | 0 | 0 | University Kitchen (summer) ILit Sun | University Kitchen (summer) ILit all | 3647 | 2.5 | 28.15 | University Kitchen (summer) ILit2 Sun | University Kitchen (summer) ILit Sun | University Kitchen (summer) ILit all | 3647 | 3.25 | 25.335 | 3647 | 3.1299 | 0.23646 | 0.025 | 0.025 | 0.025 | 0.025 | 0.025 | 0.025 | 0.082 | 0.139 | 0.2815 | 0.2815 | 0.2815 | 0.2815 | 0.2815 | 0.2815 | 0.2815 | 0.2815 | 0.2815 | 0.2815 | 0.2815 | 0.06775 | 0.025 | 0.025 | 0.025 | 0.025 | 3.0486 | 0.21281 | 0.0325 | 0.0325 | 0.0325 | 0.0325 | 0.0325 | 0.0325 | 0.081578 | 0.13066 | 0.25335 | 0.25335 | 0.25335 | 0.25335 | 0.25335 | 0.25335 | 0.25335 | 0.25335 | 0.25335 | 0.25335 | 0.25335 | 0.069308 | 0.0325 | 0.0325 | 0.0325 | 0.0325 | 0 | 0 | 0 | 0 | 0 | 0 | 0.22222 | 0.44444 | 1 | 1 | 1 | 1 | 1 | 1 | 1 | 1 | 1 | 1 | 1 | 0.16667 | 0 | 0 | 0 | 0 | 0 | 0 | 0 | 0 | 0 | 0 | 0.22222 | 0.44444 | 1 | 1 | 1 | 1 | 1 | 1 | 1 | 1 | 1 | 1 | 1 | 0.16667 | 0 | 0 | 0 | 0 | 16 | 0.66337 | 0.20792 | 0.079208 | 0.049505 | 0.76136 | 0 | 0 | 0 | 0 | 0 | 0 | 0 | 0 |  | 0.042895 | 0.042895 | 0.042596 | 0.043135 | 0.043122 | 0.042155 | 0.042155 | Education - University - Kitchen and Food Preparation - (summer) - Sun | 12 | 9 | 18 | 20.268 | 4.7716 | 0 | 0 | 20.268 | 4.7716 | 0 | 0 | 2.5335 | 0.59645 | 0 | 0 | 0 | 0 | 0 | 0 | 0 | 0 | 0.2815 | 0.2815 | 0.2815 | 0.2815 | 0.2815 | 0.2815 | 0.2815 | 0.2815 | 0.2815 | 0 | 0 | 0 | 0 | 0 | 0 | 0 |  | 18.2412 | 6.1476 | 0 | 0 | 18.2412 | 6.1476 | 0 | 0 | 2.2801 | 0.76845 | 0 | 0 | 0 | 0 | 0 | 0 | 0 | 0 | 0.25335 | 0.25335 | 0.25335 | 0.25335 | 0.25335 | 0.25335 | 0.25335 | 0.25335 | 0.25335 | 0 | 0 | 0 | 0 | 0 | 0 | 0 | 0.861 | 0.84 | 0.89839 | 0.84
683 | 6 | 83 | 7 | 11 |  |  |  |  | Education - University | Kitchen and Food Preparation | Education - University - Kitchen and Food Preparation | (summer) | Education - University (summer) | Education - University - Kitchen and Food Preparation (summer) | University Kitchen (summer) | Hol | Open | 1 | 1 | 0.01049 | 1.5455 | 1.5455 | 1.5455 | 1.5455 | 1.4546 | 1.4546 | 1.4546 | 0 | 0 | 0 | 0 | 0 | 0 | 0 | 0.050744 | 0.050744 | 0.050744 | 0.050744 | 0.047759 | 0.047759 | 0.047759 | 0 | 0 | 0 | 0 | 0 | 0 | 0 | 0 | 0 | 0 | 0 | 0 | 0 | 0 | 0 | 0 | 0 | 0 | 0 | 0 | 0 | 0 | 0 | 0 | 0 | 0 | 0 | 0 | 0 | 0 | 0 | 0 | 0 | 0 | 0 | 0.13516 | 0.13516 | 0.13516 | 0.13516 | 0.12721 | 0.12721 | 0.12721 | 0 | 0 | 0 | 0 | 0 | 0 | 0 | 0.0043223 | 0.0043223 | 0.0043223 | 0.0043223 | 0.004068 | 0.004068 | 0.004068 | 0 | 0 | 0 | 0 | 0 | 0 | 0 | 0 | 0 | 0 | 0 | 0 | 0 | 0 | 0 | 0 | 0 | 0 | 0 | 0 | 0 | 0 | 0 | 0 | 0 | 0 | 0 | 0 | 0 | 0 | 0 | 0 | 0 | 0 | 0 | University Kitchen (summer) ILit Hol | University Kitchen (summer) ILit all | 3647 | 2.5 | 28.15 | University Kitchen (summer) ILit2 Hol | University Kitchen (summer) ILit Hol | University Kitchen (summer) ILit all | 3647 | 3.25 | 25.335 | 3647 | 3.1299 | 0.23646 | 0.025 | 0.025 | 0.025 | 0.025 | 0.025 | 0.025 | 0.082 | 0.139 | 0.2815 | 0.2815 | 0.2815 | 0.2815 | 0.2815 | 0.2815 | 0.2815 | 0.2815 | 0.2815 | 0.2815 | 0.2815 | 0.06775 | 0.025 | 0.025 | 0.025 | 0.025 | 3.0486 | 0.21281 | 0.0325 | 0.0325 | 0.0325 | 0.0325 | 0.0325 | 0.0325 | 0.081578 | 0.13066 | 0.25335 | 0.25335 | 0.25335 | 0.25335 | 0.25335 | 0.25335 | 0.25335 | 0.25335 | 0.25335 | 0.25335 | 0.25335 | 0.069308 | 0.0325 | 0.0325 | 0.0325 | 0.0325 | 0 | 0 | 0 | 0 | 0 | 0 | 0.22222 | 0.44444 | 1 | 1 | 1 | 1 | 1 | 1 | 1 | 1 | 1 | 1 | 1 | 0.16667 | 0 | 0 | 0 | 0 | 0 | 0 | 0 | 0 | 0 | 0 | 0.22222 | 0.44444 | 1 | 1 | 1 | 1 | 1 | 1 | 1 | 1 | 1 | 1 | 1 | 0.16667 | 0 | 0 | 0 | 0 | 16 | 0.66337 | 0.20792 | 0.079208 | 0.049505 | 0.76136 | 0 | 0 | 0 | 0 | 0 | 0 | 0 | 0 |  | 0.042895 | 0.042895 | 0.042596 | 0.043135 | 0.043122 | 0.042155 | 0.042155 | Education - University - Kitchen and Food Preparation - (summer) - Hol | 14 | 9 | 18 | 2.5335 | 0.59645 | 0 | 0 | 2.5335 | 0.59645 | 0 | 0 | 2.5335 | 0.59645 | 0 | 0 | 0 | 0 | 0 | 0 | 0 | 0 | 0.2815 | 0.2815 | 0.2815 | 0.2815 | 0.2815 | 0.2815 | 0.2815 | 0.2815 | 0.2815 | 0 | 0 | 0 | 0 | 0 | 0 | 0 |  | 2.2801 | 0.76845 | 0 | 0 | 2.2801 | 0.76845 | 0 | 0 | 2.2801 | 0.76845 | 0 | 0 | 0 | 0 | 0 | 0 | 0 | 0 | 0.25335 | 0.25335 | 0.25335 | 0.25335 | 0.25335 | 0.25335 | 0.25335 | 0.25335 | 0.25335 | 0 | 0 | 0 | 0 | 0 | 0 | 0 | 0.861 | 0.84 | 0.89839 | 0.84
684 | 6 | 84 | 8 | 12 |  | Education - University (summer) | Education - University - Kitchen and Food Preparation | Education - University - Kitchen and Food Preparation (summer) | Education - University | Kitchen and Food Preparation | Education - University - Kitchen and Food Preparation | (summer) | Education - University (summer) | Education - University - Kitchen and Food Preparation (summer) | University Kitchen (summer) | all | Open | 44 | 44 | 0.01049 | 1.5455 | 1.5455 | 1.5455 | 1.5455 | 1.4546 | 1.4546 | 1.4546 | 0.016212 | 0.016212 | 0.016212 | 0.016212 | 0.015259 | 0.015259 | 0.015259 | 5.0536 | 5.0536 | 5.0536 | 5.0536 | 4.7563 | 4.7563 | 4.7563 | 0.0086817 | 0.0086817 | 0.0086817 | 0.0086817 | 0.008171 | 0.008171 | 0.008171 | 2338.3266 | 2338.3266 | 2338.3266 | 2338.3266 | 2338.3266 | 2338.3266 | 2338.3266 | 0 | 0 | 0 | 0 | 0 | 0 | 0 | 0.5355 | 0.5355 | 0.5355 | 0.5355 | 0.5355 | 0.5355 | 0.5355 | 0.35548 | 0.35548 | 0.35577 | 0.35518 | 0.35495 | 0.34905 | 0.34905 | 0.13516 | 0.13516 | 0.13516 | 0.13516 | 0.12721 | 0.12721 | 0.12721 | 0.0014178 | 0.0014178 | 0.0014178 | 0.0014178 | 0.0013344 | 0.0013344 | 0.0013344 | 0.41396 | 0.41396 | 0.41396 | 0.41396 | 0.38961 | 0.38961 | 0.38961 | 0.00066991 | 0.00066991 | 0.00066991 | 0.00066991 | 0.0006305 | 0.0006305 | 0.0006305 | 2201.0789 | 2201.0789 | 2201.0789 | 2201.0789 | 2201.0789 | 2201.0789 | 2201.0789 | 0 | 0 | 0 | 0 | 0 | 0 | 0 | 0.4725 | 0.4725 | 0.4725 | 0.4725 | 0.4725 | 0.4725 | 0.4725 | 0.35587 | 0.35587 | 0.35641 | 0.35591 | 0.35496 | 0.349 | 0.349 | University Kitchen (summer) ILit all | University Kitchen (summer) ILit all | 3646 | 5.625 | 63.75 | University Kitchen (summer) ILit2 all | University Kitchen (summer) ILit all | University Kitchen (summer) ILit all | 3646 | 6 | 56.25 | 3646 | 7.0844 | 0.5355 | 0.05625 | 0.05625 | 0.05625 | 0.05625 | 0.05625 | 0.05625 | 0.18542 | 0.31458 | 0.6375 | 0.6375 | 0.6375 | 0.6375 | 0.6375 | 0.6375 | 0.6375 | 0.6375 | 0.6375 | 0.6375 | 0.6375 | 0.15313 | 0.05625 | 0.05625 | 0.05625 | 0.05625 | 6.6358 | 0.4725 | 0.06 | 0.06 | 0.06 | 0.06 | 0.06 | 0.06 | 0.17167 | 0.28333 | 0.5625 | 0.5625 | 0.5625 | 0.5625 | 0.5625 | 0.5625 | 0.5625 | 0.5625 | 0.5625 | 0.5625 | 0.5625 | 0.14375 | 0.06 | 0.06 | 0.06 | 0.06 | 0 | 0 | 0 | 0 | 0 | 0 | 0.22222 | 0.44444 | 1 | 1 | 1 | 1 | 1 | 1 | 1 | 1 | 1 | 1 | 1 | 0.16667 | 0 | 0 | 0 | 0 | 0 | 0 | 0 | 0 | 0 | 0 | 0.22222 | 0.44444 | 1 | 1 | 1 | 1 | 1 | 1 | 1 | 1 | 1 | 1 | 1 | 0.16667 | 0 | 0 | 0 | 0 | 16 | 0.66337 | 0.20792 | 0.079208 | 0.049505 | 0.76136 | 0.074435 | 0.0012068 | 0.0012068 | 0.0012068 | 0.0012068 | 0.0011358 | 0.0011358 | 0.0011358 | Education - University (summer) | 0.042895 | 0.042895 | 0.042596 | 0.043135 | 0.043122 | 0.042155 | 0.042155 | Education - University - Kitchen and Food Preparation - (summer) - all | 16 | 7 | 21 | 337.2875 | -25.5734 | 337.2875 | -25.5734 | 0 | 0 | 7.6656 | -0.58121 | 0 | 0 | 0 | 0 | 0 | 0 | 0 | 0 | 0.18542 | 0.31458 | 0.6375 | 0.6375 | 0.6375 | 0.6375 | 0.6375 | 0.6375 | 0.6375 | 0.6375 | 0.6375 | 0.6375 | 0.6375 | 0.15313 | 0 | 0 | 0 | 0 |  | 298.595 | -6.6215 | 298.595 | -6.6215 | 0 | 0 | 6.7862 | -0.15049 | 0 | 0 | 0 | 0 | 0 | 0 | 0 | 0 | 0.17167 | 0.28333 | 0.5625 | 0.5625 | 0.5625 | 0.5625 | 0.5625 | 0.5625 | 0.5625 | 0.5625 | 0.5625 | 0.5625 | 0.5625 | 0.14375 | 0 | 0 | 0 | 0 | 0.861 | 0.84 | 0.89839 | 0.84
685 | 6 | 85 | 5 | 1 |  |  |  |  | Education - University | Office (General) | Education - University - Office (General) |  | Education - University | Education - University - Office (General) | University Office (in session) | Sat | Open | 32 | 32 | 0.24291 | 1.1819 | 1.1819 | 1.1819 | 1.1819 | 1.1819 | 0.9546 | 0.9546 | 0 | 0 | 0 | 0 | 0 | 0 | 0 | 38.014 | 38.014 | 38.014 | 38.014 | 38.014 | 30.7036 | 30.7036 | 0 | 0 | 0 | 0 | 0 | 0 | 0 | 0 | 0 | 0 | 0 | 0 | 0 | 0 | 0 | 0 | 0 | 0 | 0 | 0 | 0 | 0 | 0 | 0 | 0 | 0 | 0 | 0 | 0 | 0 | 0 | 0 | 0 | 0 | 0 | 0.10336 | 0.10336 | 0.10336 | 0.10336 | 0.10336 | 0.083482 | 0.083482 | 0 | 0 | 0 | 0 | 0 | 0 | 0 | 3.9036 | 3.9036 | 3.9036 | 3.9036 | 3.9036 | 3.1529 | 3.1529 | 0 | 0 | 0 | 0 | 0 | 0 | 0 | 0 | 0 | 0 | 0 | 0 | 0 | 0 | 0 | 0 | 0 | 0 | 0 | 0 | 0 | 0 | 0 | 0 | 0 | 0 | 0 | 0 | 0 | 0 | 0 | 0 | 0 | 0 | 0 | University Office (in session) ILit Sat | University Office (in session) ILit all | 3636 | 5 | 40 | University Office (in session) ILit2 Sat | University Office (in session) ILit Sat | University Office (in session) ILit all | 3636 | 6.5 | 45 | 3636 | 4.1379 | 0.322 | 0.05 | 0.05 | 0.05 | 0.05 | 0.05 | 0.05 | 0.05 | 0.2 | 0.4 | 0.4 | 0.4 | 0.35 | 0.35 | 0.4 | 0.4 | 0.4 | 0.35 | 0.2 | 0.2 | 0.15 | 0.05 | 0.05 | 0.05 | 0.05 | 4.8589 | 0.3626 | 0.065 | 0.065 | 0.065 | 0.065 | 0.065 | 0.065 | 0.065 | 0.23 | 0.45 | 0.45 | 0.45 | 0.395 | 0.395 | 0.45 | 0.45 | 0.45 | 0.395 | 0.23 | 0.23 | 0.175 | 0.065 | 0.065 | 0.065 | 0.065 | 0 | 0 | 0 | 0 | 0 | 0 | 0 | 0.42857 | 1 | 1 | 1 | 0.85714 | 0.85714 | 1 | 1 | 1 | 0.85714 | 0.42857 | 0.42857 | 0.28571 | 0 | 0 | 0 | 0 | 0 | 0 | 0 | 0 | 0 | 0 | 0 | 0.42857 | 1 | 1 | 1 | 0.85714 | 0.85714 | 1 | 1 | 1 | 0.85714 | 0.42857 | 0.42857 | 0.28571 | 0 | 0 | 0 | 0 | 16 | 0.66337 | 0.20792 | 0.079208 | 0.049505 | 0.76136 | 0 | 0 | 0 | 0 | 0 | 0 | 0 | 0 |  | 0.071739 | 0.071739 | 0.071036 | 0.072539 | 0.072612 | 0.070731 | 0.070731 | Education - University - Office (General) - Sat | 10 | 9 | 18 | 110.4 | 22.0114 | 0 | 0 | 110.4 | 22.0114 | 0 | 0 | 3.45 | 0.68786 | 0 | 0 | 0 | 0 | 0 | 0 | 0 | 0 | 0.4 | 0.4 | 0.4 | 0.35 | 0.35 | 0.4 | 0.4 | 0.4 | 0.35 | 0 | 0 | 0 | 0 | 0 | 0 | 0 |  | 124.32 | 31.1633 | 0 | 0 | 124.32 | 31.1633 | 0 | 0 | 3.885 | 0.97385 | 0 | 0 | 0 | 0 | 0 | 0 | 0 | 0 | 0.45 | 0.45 | 0.45 | 0.395 | 0.395 | 0.45 | 0.45 | 0.45 | 0.395 | 0 | 0 | 0 | 0 | 0 | 0 | 0 | 0.87113 | 0.84 | 0.88909 | 0.84
686 | 6 | 86 | 6 | 2 |  |  |  |  | Education - University | Office (General) | Education - University - Office (General) |  | Education - University | Education - University - Office (General) | University Office (in session) | Sun | Open | 32 | 32 | 0.24291 | 1.1819 | 1.1819 | 1.1819 | 1.1819 | 1.1819 | 0.9546 | 0.9546 | 0 | 0 | 0 | 0 | 0 | 0 | 0 | 9.6035 | 9.6035 | 9.6035 | 9.6035 | 9.6035 | 7.7567 | 7.7567 | 0 | 0 | 0 | 0 | 0 | 0 | 0 | 0 | 0 | 0 | 0 | 0 | 0 | 0 | 0 | 0 | 0 | 0 | 0 | 0 | 0 | 0 | 0 | 0 | 0 | 0 | 0 | 0 | 0 | 0 | 0 | 0 | 0 | 0 | 0 | 0.10336 | 0.10336 | 0.10336 | 0.10336 | 0.10336 | 0.083482 | 0.083482 | 0 | 0 | 0 | 0 | 0 | 0 | 0 | 1.1143 | 1.1143 | 1.1143 | 1.1143 | 1.1143 | 0.90002 | 0.90002 | 0 | 0 | 0 | 0 | 0 | 0 | 0 | 0 | 0 | 0 | 0 | 0 | 0 | 0 | 0 | 0 | 0 | 0 | 0 | 0 | 0 | 0 | 0 | 0 | 0 | 0 | 0 | 0 | 0 | 0 | 0 | 0 | 0 | 0 | 0 | University Office (in session) ILit Sun | University Office (in session) ILit all | 3636 | 5 | 5 | University Office (in session) ILit2 Sun | University Office (in session) ILit Sun | University Office (in session) ILit all | 3636 | 6.5 | 6.5 | 3636 | 1.0454 | 0.042 | 0.05 | 0.05 | 0.05 | 0.05 | 0.05 | 0.05 | 0.05 | 0.05 | 0.05 | 0.05 | 0.05 | 0.05 | 0.05 | 0.05 | 0.05 | 0.05 | 0.05 | 0.05 | 0.05 | 0.05 | 0.05 | 0.05 | 0.05 | 0.05 | 1.387 | 0.0546 | 0.065 | 0.065 | 0.065 | 0.065 | 0.065 | 0.065 | 0.065 | 0.065 | 0.065 | 0.065 | 0.065 | 0.065 | 0.065 | 0.065 | 0.065 | 0.065 | 0.065 | 0.065 | 0.065 | 0.065 | 0.065 | 0.065 | 0.065 | 0.065 | 0 | 0 | 0 | 0 | 0 | 0 | 0 | 0.42857 | 1 | 1 | 1 | 0.85714 | 0.85714 | 1 | 1 | 1 | 0.85714 | 0.42857 | 0.42857 | 0.28571 | 0 | 0 | 0 | 0 | 0 | 0 | 0 | 0 | 0 | 0 | 0 | 0.42857 | 1 | 1 | 1 | 0.85714 | 0.85714 | 1 | 1 | 1 | 0.85714 | 0.42857 | 0.42857 | 0.28571 | 0 | 0 | 0 | 0 | 16 | 0.66337 | 0.20792 | 0.079208 | 0.049505 | 0.76136 | 0 | 0 | 0 | 0 | 0 | 0 | 0 | 0 |  | 0.071739 | 0.071739 | 0.071036 | 0.072539 | 0.072612 | 0.070731 | 0.070731 | Education - University - Office (General) - Sun | 12 | 9 | 18 | 14.4 | 19.0513 | 0 | 0 | 14.4 | 19.0513 | 0 | 0 | 0.45 | 0.59535 | 0 | 0 | 0 | 0 | 0 | 0 | 0 | 0 | 0.05 | 0.05 | 0.05 | 0.05 | 0.05 | 0.05 | 0.05 | 0.05 | 0.05 | 0 | 0 | 0 | 0 | 0 | 0 | 0 |  | 18.72 | 25.6632 | 0 | 0 | 18.72 | 25.6632 | 0 | 0 | 0.585 | 0.80197 | 0 | 0 | 0 | 0 | 0 | 0 | 0 | 0 | 0.065 | 0.065 | 0.065 | 0.065 | 0.065 | 0.065 | 0.065 | 0.065 | 0.065 | 0 | 0 | 0 | 0 | 0 | 0 | 0 | 0.87113 | 0.84 | 0.88909 | 0.84
687 | 6 | 87 | 7 | 3 |  |  |  |  | Education - University | Office (General) | Education - University - Office (General) |  | Education - University | Education - University - Office (General) | University Office (in session) | Hol | Open | 6 | 6 | 0.24291 | 1.1819 | 1.1819 | 1.1819 | 1.1819 | 1.1819 | 0.9546 | 0.9546 | 0 | 0 | 0 | 0 | 0 | 0 | 0 | 1.8007 | 1.8007 | 1.8007 | 1.8007 | 1.8007 | 1.4544 | 1.4544 | 0 | 0 | 0 | 0 | 0 | 0 | 0 | 0 | 0 | 0 | 0 | 0 | 0 | 0 | 0 | 0 | 0 | 0 | 0 | 0 | 0 | 0 | 0 | 0 | 0 | 0 | 0 | 0 | 0 | 0 | 0 | 0 | 0 | 0 | 0 | 0.10336 | 0.10336 | 0.10336 | 0.10336 | 0.10336 | 0.083482 | 0.083482 | 0 | 0 | 0 | 0 | 0 | 0 | 0 | 0.20893 | 0.20893 | 0.20893 | 0.20893 | 0.20893 | 0.16875 | 0.16875 | 0 | 0 | 0 | 0 | 0 | 0 | 0 | 0 | 0 | 0 | 0 | 0 | 0 | 0 | 0 | 0 | 0 | 0 | 0 | 0 | 0 | 0 | 0 | 0 | 0 | 0 | 0 | 0 | 0 | 0 | 0 | 0 | 0 | 0 | 0 | University Office (in session) ILit Hol | University Office (in session) ILit all | 3636 | 5 | 5 | University Office (in session) ILit2 Hol | University Office (in session) ILit Hol | University Office (in session) ILit all | 3636 | 6.5 | 6.5 | 3636 | 1.0454 | 0.042 | 0.05 | 0.05 | 0.05 | 0.05 | 0.05 | 0.05 | 0.05 | 0.05 | 0.05 | 0.05 | 0.05 | 0.05 | 0.05 | 0.05 | 0.05 | 0.05 | 0.05 | 0.05 | 0.05 | 0.05 | 0.05 | 0.05 | 0.05 | 0.05 | 1.387 | 0.0546 | 0.065 | 0.065 | 0.065 | 0.065 | 0.065 | 0.065 | 0.065 | 0.065 | 0.065 | 0.065 | 0.065 | 0.065 | 0.065 | 0.065 | 0.065 | 0.065 | 0.065 | 0.065 | 0.065 | 0.065 | 0.065 | 0.065 | 0.065 | 0.065 | 0 | 0 | 0 | 0 | 0 | 0 | 0 | 0.42857 | 1 | 1 | 1 | 0.85714 | 0.85714 | 1 | 1 | 1 | 0.85714 | 0.42857 | 0.42857 | 0.28571 | 0 | 0 | 0 | 0 | 0 | 0 | 0 | 0 | 0 | 0 | 0 | 0.42857 | 1 | 1 | 1 | 0.85714 | 0.85714 | 1 | 1 | 1 | 0.85714 | 0.42857 | 0.42857 | 0.28571 | 0 | 0 | 0 | 0 | 16 | 0.66337 | 0.20792 | 0.079208 | 0.049505 | 0.76136 | 0 | 0 | 0 | 0 | 0 | 0 | 0 | 0 |  | 0.071739 | 0.071739 | 0.071036 | 0.072539 | 0.072612 | 0.070731 | 0.070731 | Education - University - Office (General) - Hol | 14 | 9 | 18 | 2.7 | 3.5721 | 0 | 0 | 2.7 | 3.5721 | 0 | 0 | 0.45 | 0.59535 | 0 | 0 | 0 | 0 | 0 | 0 | 0 | 0 | 0.05 | 0.05 | 0.05 | 0.05 | 0.05 | 0.05 | 0.05 | 0.05 | 0.05 | 0 | 0 | 0 | 0 | 0 | 0 | 0 |  | 3.51 | 4.8118 | 0 | 0 | 3.51 | 4.8118 | 0 | 0 | 0.585 | 0.80197 | 0 | 0 | 0 | 0 | 0 | 0 | 0 | 0 | 0.065 | 0.065 | 0.065 | 0.065 | 0.065 | 0.065 | 0.065 | 0.065 | 0.065 | 0 | 0 | 0 | 0 | 0 | 0 | 0 | 0.87113 | 0.84 | 0.88909 | 0.84
688 | 6 | 88 | 8 | 4 |  | Education - University |  | Education - University - Office (General) | Education - University | Office (General) | Education - University - Office (General) |  | Education - University | Education - University - Office (General) | University Office (in session) | all | Open | 169 | 169 | 0.24291 | 1.1819 | 1.1819 | 1.1819 | 1.1819 | 1.1819 | 0.9546 | 0.9546 | 0 | 0 | 0 | 0 | 0 | 0 | 0 | 528.085 | 528.085 | 528.085 | 528.085 | 528.085 | 426.5302 | 426.5302 | 0.23267 | 0.23267 | 0.23267 | 0.23267 | 0.23267 | 0.18793 | 0.18793 | 0 | 0 | 0 | 0 | 0 | 0 | 0 | 0 | 0 | 0 | 0 | 0 | 0 | 0 | 0.81044 | 0.81044 | 0.81044 | 0.81044 | 0.81044 | 0.81044 | 0.81044 | 0.59118 | 0.59118 | 0.58986 | 0.59402 | 0.59436 | 0.58222 | 0.58222 | 0.10336 | 0.10336 | 0.10336 | 0.10336 | 0.10336 | 0.083482 | 0.083482 | 0 | 0 | 0 | 0 | 0 | 0 | 0 | 39.5346 | 39.5346 | 39.5346 | 39.5346 | 39.5346 | 31.9318 | 31.9318 | 0.016309 | 0.016309 | 0.016309 | 0.016309 | 0.016309 | 0.013173 | 0.013173 | 0 | 0 | 0 | 0 | 0 | 0 | 0 | 0 | 0 | 0 | 0 | 0 | 0 | 0 | 0.6496 | 0.6496 | 0.6496 | 0.6496 | 0.6496 | 0.6496 | 0.6496 | 0.5554 | 0.5554 | 0.55352 | 0.55262 | 0.55032 | 0.54444 | 0.54444 | University Office (in session) ILit all | University Office (in session) ILit all | 3099 | 5 | 100 | University Office (in session) ILit2 all | University Office (in session) ILit all | University Office (in session) ILit all | 3099 | 8 | 80 | 3099 | 10.8843 | 0.81044 | 0.05 | 0.05 | 0.05 | 0.05 | 0.05 | 0.05 | 0.05 | 0.84167 | 0.94722 | 0.94722 | 1 | 1 | 0.84167 | 0.84167 | 0.94722 | 0.94722 | 1 | 0.84167 | 0.73611 | 0.63056 | 0.41944 | 0.10278 | 0.05 | 0.05 | 9.3176 | 0.6496 | 0.08 | 0.08 | 0.08 | 0.08 | 0.08 | 0.08 | 0.08 | 0.68 | 0.76 | 0.76 | 0.8 | 0.8 | 0.68 | 0.68 | 0.76 | 0.76 | 0.8 | 0.68 | 0.6 | 0.52 | 0.36 | 0.12 | 0.08 | 0.08 | 0 | 0 | 0 | 0 | 0 | 0 | 0 | 0.83333 | 0.94444 | 0.94444 | 1 | 1 | 0.83333 | 0.83333 | 0.94444 | 0.94444 | 1 | 0.83333 | 0.72222 | 0.61111 | 0.38889 | 0.055556 | 0 | 0 | 0 | 0 | 0 | 0 | 0 | 0 | 0 | 0.83333 | 0.94444 | 0.94444 | 1 | 1 | 0.83333 | 0.83333 | 0.94444 | 0.94444 | 1 | 0.83333 | 0.72222 | 0.61111 | 0.38889 | 0.055556 | 0 | 0 | 16 | 0.66337 | 0.20792 | 0.079208 | 0.049505 | 0.76136 | 0.10444 | 0.029985 | 0.029985 | 0.029985 | 0.029985 | 0.029985 | 0.024218 | 0.024218 | Education - University | 0.071739 | 0.071739 | 0.071036 | 0.072539 | 0.072612 | 0.070731 | 0.070731 | Education - University - Office (General) - all | 16 | 7 | 21 | 1955.7056 | -116.2662 | 1955.7056 | -116.2662 | 0 | 0 | 11.5722 | -0.68797 | 0 | 0 | 0 | 0 | 0 | 0 | 0 | 0 | 0.05 | 0.84167 | 0.94722 | 0.94722 | 1 | 1 | 0.84167 | 0.84167 | 0.94722 | 0.94722 | 1 | 0.84167 | 0.73611 | 0.63056 | 0 | 0 | 0 | 0 |  | 1581.84 | -7.1621 | 1581.84 | -7.1621 | 0 | 0 | 9.36 | -0.042379 | 0 | 0 | 0 | 0 | 0 | 0 | 0 | 0 | 0.08 | 0.68 | 0.76 | 0.76 | 0.8 | 0.8 | 0.68 | 0.68 | 0.76 | 0.76 | 0.8 | 0.68 | 0.6 | 0.52 | 0 | 0 | 0 | 0 | 0.87113 | 0.84 | 0.88909 | 0.84
689 | 6 | 89 | 5 | 5 |  |  |  |  | Education - University | Office (General) | Education - University - Office (General) | (break) | Education - University (break) | Education - University - Office (General) (break) | University Office (break) | Sat | Closed | 12 | 12 | 0.24291 | 1.1819 | 1.1819 | 1.1819 | 1.1819 | 1.1819 | 0.9546 | 0.9546 | 0 | 0 | 0 | 0 | 0 | 0 | 0 | 2.5209 | 2.5209 | 2.5209 | 2.5209 | 2.5209 | 2.0361 | 2.0361 | 0 | 0 | 0 | 0 | 0 | 0 | 0 | 0 | 0 | 0 | 0 | 0 | 0 | 0 | 0 | 0 | 0 | 0 | 0 | 0 | 0 | 0 | 0 | 0 | 0 | 0 | 0 | 0 | 0 | 0 | 0 | 0 | 0 | 0 | 0 | 0.10336 | 0.10336 | 0.10336 | 0.10336 | 0.10336 | 0.083482 | 0.083482 | 0 | 0 | 0 | 0 | 0 | 0 | 0 | 0.225 | 0.225 | 0.225 | 0.225 | 0.225 | 0.18173 | 0.18173 | 0 | 0 | 0 | 0 | 0 | 0 | 0 | 0 | 0 | 0 | 0 | 0 | 0 | 0 | 0 | 0 | 0 | 0 | 0 | 0 | 0 | 0 | 0 | 0 | 0 | 0 | 0 | 0 | 0 | 0 | 0 | 0 | 0 | 0 | 0 | University Office (break) ILit Cls | University Office (break) ILit Cls | 2 | 3.5 | 3.5 | University Office (break) ILit2 Cls | University Office (break) ILit Cls | University Office (break) ILit Cls | 2 | 3.5 | 3.5 | 2 | 0.73175 | 0.035 | 0.035 | 0.035 | 0.035 | 0.035 | 0.035 | 0.035 | 0.035 | 0.035 | 0.035 | 0.035 | 0.035 | 0.035 | 0.035 | 0.035 | 0.035 | 0.035 | 0.035 | 0.035 | 0.035 | 0.035 | 0.035 | 0.035 | 0.035 | 0.035 | 0.74683 | 0.035 | 0.035 | 0.035 | 0.035 | 0.035 | 0.035 | 0.035 | 0.035 | 0.035 | 0.035 | 0.035 | 0.035 | 0.035 | 0.035 | 0.035 | 0.035 | 0.035 | 0.035 | 0.035 | 0.035 | 0.035 | 0.035 | 0.035 | 0.035 | 0.035 | 0 | 0 | 0 | 0 | 0 | 0 | 0 | 0 | 0 | 0 | 0 | 0 | 0 | 0 | 0 | 0 | 0 | 0 | 0 | 0 | 0 | 0 | 0 | 0 | 0 | 0 | 0 | 0 | 0 | 0 | 0 | 0 | 0 | 0 | 0 | 0 | 0 | 0 | 0 | 0 | 0 | 0 | 0 | 0 | 0 | 0 | 0 | 0 | 16 | 0.66337 | 0.20792 | 0.079208 | 0.049505 | 0.76136 | 0 | 0 | 0 | 0 | 0 | 0 | 0 | 0 |  | 0.004128 | 0.004128 | 0.0040915 | 0.0041369 | 0.0041138 | 0.0040849 | 0.0040849 | Education - University - Office (General) - (break) - Sat | 10 | 9 | 14 | 0 | 8.781 | 0 | 0 | 0 | 8.781 | 0 | 0 | 0 | 0.73175 | 0 | 0 | 0 | 0 | 0 | 0 | 0 | 0 | 0 | 0 | 0 | 0 | 0 | 0 | 0 | 0 | 0 | 0 | 0 | 0 | 0 | 0 | 0 | 0 |  | 0 | 8.962 | 0 | 0 | 0 | 8.962 | 0 | 0 | 0 | 0.74683 | 0 | 0 | 0 | 0 | 0 | 0 | 0 | 0 | 0 | 0 | 0 | 0 | 0 | 0 | 0 | 0 | 0 | 0 | 0 | 0 | 0 | 0 | 0 | 0 | 0.87113 | 0.84 | 0.88909 | 0.84
690 | 6 | 90 | 6 | 6 |  |  |  |  | Education - University | Office (General) | Education - University - Office (General) | (break) | Education - University (break) | Education - University - Office (General) (break) | University Office (break) | Sun | Closed | 12 | 12 | 0.24291 | 1.1819 | 1.1819 | 1.1819 | 1.1819 | 1.1819 | 0.9546 | 0.9546 | 0 | 0 | 0 | 0 | 0 | 0 | 0 | 2.5209 | 2.5209 | 2.5209 | 2.5209 | 2.5209 | 2.0361 | 2.0361 | 0 | 0 | 0 | 0 | 0 | 0 | 0 | 0 | 0 | 0 | 0 | 0 | 0 | 0 | 0 | 0 | 0 | 0 | 0 | 0 | 0 | 0 | 0 | 0 | 0 | 0 | 0 | 0 | 0 | 0 | 0 | 0 | 0 | 0 | 0 | 0.10336 | 0.10336 | 0.10336 | 0.10336 | 0.10336 | 0.083482 | 0.083482 | 0 | 0 | 0 | 0 | 0 | 0 | 0 | 0.225 | 0.225 | 0.225 | 0.225 | 0.225 | 0.18173 | 0.18173 | 0 | 0 | 0 | 0 | 0 | 0 | 0 | 0 | 0 | 0 | 0 | 0 | 0 | 0 | 0 | 0 | 0 | 0 | 0 | 0 | 0 | 0 | 0 | 0 | 0 | 0 | 0 | 0 | 0 | 0 | 0 | 0 | 0 | 0 | 0 | University Office (break) ILit Cls | University Office (break) ILit Cls | 2 | 3.5 | 3.5 | University Office (break) ILit2 Cls | University Office (break) ILit Cls | University Office (break) ILit Cls | 2 | 3.5 | 3.5 | 2 | 0.73175 | 0.035 | 0.035 | 0.035 | 0.035 | 0.035 | 0.035 | 0.035 | 0.035 | 0.035 | 0.035 | 0.035 | 0.035 | 0.035 | 0.035 | 0.035 | 0.035 | 0.035 | 0.035 | 0.035 | 0.035 | 0.035 | 0.035 | 0.035 | 0.035 | 0.035 | 0.74683 | 0.035 | 0.035 | 0.035 | 0.035 | 0.035 | 0.035 | 0.035 | 0.035 | 0.035 | 0.035 | 0.035 | 0.035 | 0.035 | 0.035 | 0.035 | 0.035 | 0.035 | 0.035 | 0.035 | 0.035 | 0.035 | 0.035 | 0.035 | 0.035 | 0.035 | 0 | 0 | 0 | 0 | 0 | 0 | 0 | 0 | 0 | 0 | 0 | 0 | 0 | 0 | 0 | 0 | 0 | 0 | 0 | 0 | 0 | 0 | 0 | 0 | 0 | 0 | 0 | 0 | 0 | 0 | 0 | 0 | 0 | 0 | 0 | 0 | 0 | 0 | 0 | 0 | 0 | 0 | 0 | 0 | 0 | 0 | 0 | 0 | 16 | 0.66337 | 0.20792 | 0.079208 | 0.049505 | 0.76136 | 0 | 0 | 0 | 0 | 0 | 0 | 0 | 0 |  | 0.004128 | 0.004128 | 0.0040915 | 0.0041369 | 0.0041138 | 0.0040849 | 0.0040849 | Education - University - Office (General) - (break) - Sun | 12 | 9 | 14 | 0 | 8.781 | 0 | 0 | 0 | 8.781 | 0 | 0 | 0 | 0.73175 | 0 | 0 | 0 | 0 | 0 | 0 | 0 | 0 | 0 | 0 | 0 | 0 | 0 | 0 | 0 | 0 | 0 | 0 | 0 | 0 | 0 | 0 | 0 | 0 |  | 0 | 8.962 | 0 | 0 | 0 | 8.962 | 0 | 0 | 0 | 0.74683 | 0 | 0 | 0 | 0 | 0 | 0 | 0 | 0 | 0 | 0 | 0 | 0 | 0 | 0 | 0 | 0 | 0 | 0 | 0 | 0 | 0 | 0 | 0 | 0 | 0.87113 | 0.84 | 0.88909 | 0.84
691 | 6 | 91 | 7 | 7 |  |  |  |  | Education - University | Office (General) | Education - University - Office (General) | (break) | Education - University (break) | Education - University - Office (General) (break) | University Office (break) | Hol | Closed | 3 | 3 | 0.24291 | 1.1819 | 1.1819 | 1.1819 | 1.1819 | 1.1819 | 0.9546 | 0.9546 | 0 | 0 | 0 | 0 | 0 | 0 | 0 | 0.63023 | 0.63023 | 0.63023 | 0.63023 | 0.63023 | 0.50903 | 0.50903 | 0 | 0 | 0 | 0 | 0 | 0 | 0 | 0 | 0 | 0 | 0 | 0 | 0 | 0 | 0 | 0 | 0 | 0 | 0 | 0 | 0 | 0 | 0 | 0 | 0 | 0 | 0 | 0 | 0 | 0 | 0 | 0 | 0 | 0 | 0 | 0.10336 | 0.10336 | 0.10336 | 0.10336 | 0.10336 | 0.083482 | 0.083482 | 0 | 0 | 0 | 0 | 0 | 0 | 0 | 0.056251 | 0.056251 | 0.056251 | 0.056251 | 0.056251 | 0.045433 | 0.045433 | 0 | 0 | 0 | 0 | 0 | 0 | 0 | 0 | 0 | 0 | 0 | 0 | 0 | 0 | 0 | 0 | 0 | 0 | 0 | 0 | 0 | 0 | 0 | 0 | 0 | 0 | 0 | 0 | 0 | 0 | 0 | 0 | 0 | 0 | 0 | University Office (break) ILit Cls | University Office (break) ILit Cls | 2 | 3.5 | 3.5 | University Office (break) ILit2 Cls | University Office (break) ILit Cls | University Office (break) ILit Cls | 2 | 3.5 | 3.5 | 2 | 0.73175 | 0.035 | 0.035 | 0.035 | 0.035 | 0.035 | 0.035 | 0.035 | 0.035 | 0.035 | 0.035 | 0.035 | 0.035 | 0.035 | 0.035 | 0.035 | 0.035 | 0.035 | 0.035 | 0.035 | 0.035 | 0.035 | 0.035 | 0.035 | 0.035 | 0.035 | 0.74683 | 0.035 | 0.035 | 0.035 | 0.035 | 0.035 | 0.035 | 0.035 | 0.035 | 0.035 | 0.035 | 0.035 | 0.035 | 0.035 | 0.035 | 0.035 | 0.035 | 0.035 | 0.035 | 0.035 | 0.035 | 0.035 | 0.035 | 0.035 | 0.035 | 0.035 | 0 | 0 | 0 | 0 | 0 | 0 | 0 | 0 | 0 | 0 | 0 | 0 | 0 | 0 | 0 | 0 | 0 | 0 | 0 | 0 | 0 | 0 | 0 | 0 | 0 | 0 | 0 | 0 | 0 | 0 | 0 | 0 | 0 | 0 | 0 | 0 | 0 | 0 | 0 | 0 | 0 | 0 | 0 | 0 | 0 | 0 | 0 | 0 | 16 | 0.66337 | 0.20792 | 0.079208 | 0.049505 | 0.76136 | 0 | 0 | 0 | 0 | 0 | 0 | 0 | 0 |  | 0.004128 | 0.004128 | 0.0040915 | 0.0041369 | 0.0041138 | 0.0040849 | 0.0040849 | Education - University - Office (General) - (break) - Hol | 14 | 9 | 14 | 0 | 2.1952 | 0 | 0 | 0 | 2.1952 | 0 | 0 | 0 | 0.73175 | 0 | 0 | 0 | 0 | 0 | 0 | 0 | 0 | 0 | 0 | 0 | 0 | 0 | 0 | 0 | 0 | 0 | 0 | 0 | 0 | 0 | 0 | 0 | 0 |  | 0 | 2.2405 | 0 | 0 | 0 | 2.2405 | 0 | 0 | 0 | 0.74683 | 0 | 0 | 0 | 0 | 0 | 0 | 0 | 0 | 0 | 0 | 0 | 0 | 0 | 0 | 0 | 0 | 0 | 0 | 0 | 0 | 0 | 0 | 0 | 0 | 0.87113 | 0.84 | 0.88909 | 0.84
692 | 6 | 92 | 8 | 8 |  | Education - University (break) |  | Education - University - Office (General) (break) | Education - University | Office (General) | Education - University - Office (General) | (break) | Education - University (break) | Education - University - Office (General) (break) | University Office (break) | all | Closed | 38 | 38 | 0.24291 | 1.1819 | 1.1819 | 1.1819 | 1.1819 | 1.1819 | 0.9546 | 0.9546 | 0 | 0 | 0 | 0 | 0 | 0 | 0 | 7.9829 | 7.9829 | 7.9829 | 7.9829 | 7.9829 | 6.4478 | 6.4478 | 0.010048 | 0.010048 | 0.010048 | 0.010048 | 0.010048 | 0.0081158 | 0.0081158 | 0 | 0 | 0 | 0 | 0 | 0 | 0 | 0 | 0 | 0 | 0 | 0 | 0 | 0 | 0.035 | 0.035 | 0.035 | 0.035 | 0.035 | 0.035 | 0.035 | 0.034185 | 0.034185 | 0.034148 | 0.03403 | 0.033817 | 0.033741 | 0.033741 | 0.10336 | 0.10336 | 0.10336 | 0.10336 | 0.10336 | 0.083482 | 0.083482 | 0 | 0 | 0 | 0 | 0 | 0 | 0 | 0.71251 | 0.71251 | 0.71251 | 0.71251 | 0.71251 | 0.57549 | 0.57549 | 0.00087873 | 0.00087873 | 0.00087873 | 0.00087873 | 0.00087873 | 0.00070974 | 0.00070974 | 0 | 0 | 0 | 0 | 0 | 0 | 0 | 0 | 0 | 0 | 0 | 0 | 0 | 0 | 0.035 | 0.035 | 0.035 | 0.035 | 0.035 | 0.035 | 0.035 | 0.034185 | 0.034185 | 0.034148 | 0.03403 | 0.033817 | 0.033741 | 0.033741 | University Office (break) ILit Cls | University Office (break) ILit Cls | 2 | 3.5 | 3.5 | University Office (break) ILit2 Cls | University Office (break) ILit Cls | University Office (break) ILit Cls | 2 | 3.5 | 3.5 | 2 | 0.73175 | 0.035 | 0.035 | 0.035 | 0.035 | 0.035 | 0.035 | 0.035 | 0.035 | 0.035 | 0.035 | 0.035 | 0.035 | 0.035 | 0.035 | 0.035 | 0.035 | 0.035 | 0.035 | 0.035 | 0.035 | 0.035 | 0.035 | 0.035 | 0.035 | 0.035 | 0.74683 | 0.035 | 0.035 | 0.035 | 0.035 | 0.035 | 0.035 | 0.035 | 0.035 | 0.035 | 0.035 | 0.035 | 0.035 | 0.035 | 0.035 | 0.035 | 0.035 | 0.035 | 0.035 | 0.035 | 0.035 | 0.035 | 0.035 | 0.035 | 0.035 | 0.035 | 0 | 0 | 0 | 0 | 0 | 0 | 0 | 0 | 0 | 0 | 0 | 0 | 0 | 0 | 0 | 0 | 0 | 0 | 0 | 0 | 0 | 0 | 0 | 0 | 0 | 0 | 0 | 0 | 0 | 0 | 0 | 0 | 0 | 0 | 0 | 0 | 0 | 0 | 0 | 0 | 0 | 0 | 0 | 0 | 0 | 0 | 0 | 0 | 16 | 0.66337 | 0.20792 | 0.079208 | 0.049505 | 0.76136 | 0.0045105 | 0.0012949 | 0.0012949 | 0.0012949 | 0.0012949 | 0.0012949 | 0.0010459 | 0.0010459 | Education - University (break) | 0.004128 | 0.004128 | 0.0040915 | 0.0041369 | 0.0041138 | 0.0040849 | 0.0040849 | Education - University - Office (General) - (break) - all | 16 | 7 | 17 | 0 | 27.8064 | 0 | 27.8064 | 0 | 0 | 0 | 0.73175 | 0 | 0 | 0 | 0 | 0 | 0 | 0 | 0 | 0 | 0 | 0 | 0 | 0 | 0 | 0 | 0 | 0 | 0 | 0 | 0 | 0 | 0 | 0 | 0 | 0 | 0 |  | 0 | 28.3796 | 0 | 28.3796 | 0 | 0 | 0 | 0.74683 | 0 | 0 | 0 | 0 | 0 | 0 | 0 | 0 | 0 | 0 | 0 | 0 | 0 | 0 | 0 | 0 | 0 | 0 | 0 | 0 | 0 | 0 | 0 | 0 | 0 | 0 | 0.87113 | 0.84 | 0.88909 | 0.84
693 | 6 | 93 | 5 | 9 |  |  |  |  | Education - University | Office (General) | Education - University - Office (General) | (summer) | Education - University (summer) | Education - University - Office (General) (summer) | University Office (summer) | Sat | Open | 8 | 8 | 0.24291 | 1.1819 | 1.1819 | 1.1819 | 1.1819 | 1.1819 | 0.9546 | 0.9546 | 0 | 0 | 0 | 0 | 0 | 0 | 0 | 7.4742 | 7.4742 | 7.4742 | 7.4742 | 7.4742 | 6.0368 | 6.0368 | 0 | 0 | 0 | 0 | 0 | 0 | 0 | 0 | 0 | 0 | 0 | 0 | 0 | 0 | 0 | 0 | 0 | 0 | 0 | 0 | 0 | 0 | 0 | 0 | 0 | 0 | 0 | 0 | 0 | 0 | 0 | 0 | 0 | 0 | 0 | 0.10336 | 0.10336 | 0.10336 | 0.10336 | 0.10336 | 0.083482 | 0.083482 | 0 | 0 | 0 | 0 | 0 | 0 | 0 | 0.77214 | 0.77214 | 0.77214 | 0.77214 | 0.77214 | 0.62365 | 0.62365 | 0 | 0 | 0 | 0 | 0 | 0 | 0 | 0 | 0 | 0 | 0 | 0 | 0 | 0 | 0 | 0 | 0 | 0 | 0 | 0 | 0 | 0 | 0 | 0 | 0 | 0 | 0 | 0 | 0 | 0 | 0 | 0 | 0 | 0 | 0 | University Office (summer) ILit Sat | University Office (summer) ILit all | 3636 | 5 | 30 | University Office (summer) ILit2 Sat | University Office (summer) ILit Sat | University Office (summer) ILit all | 3636 | 6.5 | 33.75 | 3636 | 3.2543 | 0.242 | 0.05 | 0.05 | 0.05 | 0.05 | 0.05 | 0.05 | 0.05 | 0.15714 | 0.3 | 0.3 | 0.3 | 0.26429 | 0.26429 | 0.3 | 0.3 | 0.3 | 0.26429 | 0.15714 | 0.15714 | 0.12143 | 0.05 | 0.05 | 0.05 | 0.05 | 3.8443 | 0.2726 | 0.065 | 0.065 | 0.065 | 0.065 | 0.065 | 0.065 | 0.065 | 0.18179 | 0.3375 | 0.3375 | 0.3375 | 0.29857 | 0.29857 | 0.3375 | 0.3375 | 0.3375 | 0.29857 | 0.18179 | 0.18179 | 0.14286 | 0.065 | 0.065 | 0.065 | 0.065 | 0 | 0 | 0 | 0 | 0 | 0 | 0 | 0.42857 | 1 | 1 | 1 | 0.85714 | 0.85714 | 1 | 1 | 1 | 0.85714 | 0.42857 | 0.42857 | 0.28571 | 0 | 0 | 0 | 0 | 0 | 0 | 0 | 0 | 0 | 0 | 0 | 0.42857 | 1 | 1 | 1 | 0.85714 | 0.85714 | 1 | 1 | 1 | 0.85714 | 0.42857 | 0.42857 | 0.28571 | 0 | 0 | 0 | 0 | 16 | 0.66337 | 0.20792 | 0.079208 | 0.049505 | 0.76136 | 0 | 0 | 0 | 0 | 0 | 0 | 0 | 0 |  | 0.042895 | 0.042895 | 0.042596 | 0.043135 | 0.043122 | 0.042155 | 0.042155 | Education - University - Office (General) - (summer) - Sat | 10 | 9 | 18 | 20.7429 | 5.2914 | 0 | 0 | 20.7429 | 5.2914 | 0 | 0 | 2.5929 | 0.66143 | 0 | 0 | 0 | 0 | 0 | 0 | 0 | 0 | 0.3 | 0.3 | 0.3 | 0.26429 | 0.26429 | 0.3 | 0.3 | 0.3 | 0.26429 | 0 | 0 | 0 | 0 | 0 | 0 | 0 |  | 23.3657 | 7.389 | 0 | 0 | 23.3657 | 7.389 | 0 | 0 | 2.9207 | 0.92363 | 0 | 0 | 0 | 0 | 0 | 0 | 0 | 0 | 0.3375 | 0.3375 | 0.3375 | 0.29857 | 0.29857 | 0.3375 | 0.3375 | 0.3375 | 0.29857 | 0 | 0 | 0 | 0 | 0 | 0 | 0 | 0.87113 | 0.84 | 0.88909 | 0.84
694 | 6 | 94 | 6 | 10 |  |  |  |  | Education - University | Office (General) | Education - University - Office (General) | (summer) | Education - University (summer) | Education - University - Office (General) (summer) | University Office (summer) | Sun | Open | 8 | 8 | 0.24291 | 1.1819 | 1.1819 | 1.1819 | 1.1819 | 1.1819 | 0.9546 | 0.9546 | 0 | 0 | 0 | 0 | 0 | 0 | 0 | 2.4009 | 2.4009 | 2.4009 | 2.4009 | 2.4009 | 1.9392 | 1.9392 | 0 | 0 | 0 | 0 | 0 | 0 | 0 | 0 | 0 | 0 | 0 | 0 | 0 | 0 | 0 | 0 | 0 | 0 | 0 | 0 | 0 | 0 | 0 | 0 | 0 | 0 | 0 | 0 | 0 | 0 | 0 | 0 | 0 | 0 | 0 | 0.10336 | 0.10336 | 0.10336 | 0.10336 | 0.10336 | 0.083482 | 0.083482 | 0 | 0 | 0 | 0 | 0 | 0 | 0 | 0.27858 | 0.27858 | 0.27858 | 0.27858 | 0.27858 | 0.225 | 0.225 | 0 | 0 | 0 | 0 | 0 | 0 | 0 | 0 | 0 | 0 | 0 | 0 | 0 | 0 | 0 | 0 | 0 | 0 | 0 | 0 | 0 | 0 | 0 | 0 | 0 | 0 | 0 | 0 | 0 | 0 | 0 | 0 | 0 | 0 | 0 | University Office (summer) ILit Sun | University Office (summer) ILit all | 3636 | 5 | 5 | University Office (summer) ILit2 Sun | University Office (summer) ILit Sun | University Office (summer) ILit all | 3636 | 6.5 | 6.5 | 3636 | 1.0454 | 0.042 | 0.05 | 0.05 | 0.05 | 0.05 | 0.05 | 0.05 | 0.05 | 0.05 | 0.05 | 0.05 | 0.05 | 0.05 | 0.05 | 0.05 | 0.05 | 0.05 | 0.05 | 0.05 | 0.05 | 0.05 | 0.05 | 0.05 | 0.05 | 0.05 | 1.387 | 0.0546 | 0.065 | 0.065 | 0.065 | 0.065 | 0.065 | 0.065 | 0.065 | 0.065 | 0.065 | 0.065 | 0.065 | 0.065 | 0.065 | 0.065 | 0.065 | 0.065 | 0.065 | 0.065 | 0.065 | 0.065 | 0.065 | 0.065 | 0.065 | 0.065 | 0 | 0 | 0 | 0 | 0 | 0 | 0 | 0.42857 | 1 | 1 | 1 | 0.85714 | 0.85714 | 1 | 1 | 1 | 0.85714 | 0.42857 | 0.42857 | 0.28571 | 0 | 0 | 0 | 0 | 0 | 0 | 0 | 0 | 0 | 0 | 0 | 0.42857 | 1 | 1 | 1 | 0.85714 | 0.85714 | 1 | 1 | 1 | 0.85714 | 0.42857 | 0.42857 | 0.28571 | 0 | 0 | 0 | 0 | 16 | 0.66337 | 0.20792 | 0.079208 | 0.049505 | 0.76136 | 0 | 0 | 0 | 0 | 0 | 0 | 0 | 0 |  | 0.042895 | 0.042895 | 0.042596 | 0.043135 | 0.043122 | 0.042155 | 0.042155 | Education - University - Office (General) - (summer) - Sun | 12 | 9 | 18 | 3.6 | 4.7628 | 0 | 0 | 3.6 | 4.7628 | 0 | 0 | 0.45 | 0.59535 | 0 | 0 | 0 | 0 | 0 | 0 | 0 | 0 | 0.05 | 0.05 | 0.05 | 0.05 | 0.05 | 0.05 | 0.05 | 0.05 | 0.05 | 0 | 0 | 0 | 0 | 0 | 0 | 0 |  | 4.68 | 6.4158 | 0 | 0 | 4.68 | 6.4158 | 0 | 0 | 0.585 | 0.80197 | 0 | 0 | 0 | 0 | 0 | 0 | 0 | 0 | 0.065 | 0.065 | 0.065 | 0.065 | 0.065 | 0.065 | 0.065 | 0.065 | 0.065 | 0 | 0 | 0 | 0 | 0 | 0 | 0 | 0.87113 | 0.84 | 0.88909 | 0.84
695 | 6 | 95 | 7 | 11 |  |  |  |  | Education - University | Office (General) | Education - University - Office (General) | (summer) | Education - University (summer) | Education - University - Office (General) (summer) | University Office (summer) | Hol | Open | 1 | 1 | 0.24291 | 1.1819 | 1.1819 | 1.1819 | 1.1819 | 1.1819 | 0.9546 | 0.9546 | 0 | 0 | 0 | 0 | 0 | 0 | 0 | 0.30011 | 0.30011 | 0.30011 | 0.30011 | 0.30011 | 0.2424 | 0.2424 | 0 | 0 | 0 | 0 | 0 | 0 | 0 | 0 | 0 | 0 | 0 | 0 | 0 | 0 | 0 | 0 | 0 | 0 | 0 | 0 | 0 | 0 | 0 | 0 | 0 | 0 | 0 | 0 | 0 | 0 | 0 | 0 | 0 | 0 | 0 | 0.10336 | 0.10336 | 0.10336 | 0.10336 | 0.10336 | 0.083482 | 0.083482 | 0 | 0 | 0 | 0 | 0 | 0 | 0 | 0.034822 | 0.034822 | 0.034822 | 0.034822 | 0.034822 | 0.028125 | 0.028125 | 0 | 0 | 0 | 0 | 0 | 0 | 0 | 0 | 0 | 0 | 0 | 0 | 0 | 0 | 0 | 0 | 0 | 0 | 0 | 0 | 0 | 0 | 0 | 0 | 0 | 0 | 0 | 0 | 0 | 0 | 0 | 0 | 0 | 0 | 0 | University Office (summer) ILit Hol | University Office (summer) ILit all | 3636 | 5 | 5 | University Office (summer) ILit2 Hol | University Office (summer) ILit Hol | University Office (summer) ILit all | 3636 | 6.5 | 6.5 | 3636 | 1.0454 | 0.042 | 0.05 | 0.05 | 0.05 | 0.05 | 0.05 | 0.05 | 0.05 | 0.05 | 0.05 | 0.05 | 0.05 | 0.05 | 0.05 | 0.05 | 0.05 | 0.05 | 0.05 | 0.05 | 0.05 | 0.05 | 0.05 | 0.05 | 0.05 | 0.05 | 1.387 | 0.0546 | 0.065 | 0.065 | 0.065 | 0.065 | 0.065 | 0.065 | 0.065 | 0.065 | 0.065 | 0.065 | 0.065 | 0.065 | 0.065 | 0.065 | 0.065 | 0.065 | 0.065 | 0.065 | 0.065 | 0.065 | 0.065 | 0.065 | 0.065 | 0.065 | 0 | 0 | 0 | 0 | 0 | 0 | 0 | 0.42857 | 1 | 1 | 1 | 0.85714 | 0.85714 | 1 | 1 | 1 | 0.85714 | 0.42857 | 0.42857 | 0.28571 | 0 | 0 | 0 | 0 | 0 | 0 | 0 | 0 | 0 | 0 | 0 | 0.42857 | 1 | 1 | 1 | 0.85714 | 0.85714 | 1 | 1 | 1 | 0.85714 | 0.42857 | 0.42857 | 0.28571 | 0 | 0 | 0 | 0 | 16 | 0.66337 | 0.20792 | 0.079208 | 0.049505 | 0.76136 | 0 | 0 | 0 | 0 | 0 | 0 | 0 | 0 |  | 0.042895 | 0.042895 | 0.042596 | 0.043135 | 0.043122 | 0.042155 | 0.042155 | Education - University - Office (General) - (summer) - Hol | 14 | 9 | 18 | 0.45 | 0.59535 | 0 | 0 | 0.45 | 0.59535 | 0 | 0 | 0.45 | 0.59535 | 0 | 0 | 0 | 0 | 0 | 0 | 0 | 0 | 0.05 | 0.05 | 0.05 | 0.05 | 0.05 | 0.05 | 0.05 | 0.05 | 0.05 | 0 | 0 | 0 | 0 | 0 | 0 | 0 |  | 0.585 | 0.80197 | 0 | 0 | 0.585 | 0.80197 | 0 | 0 | 0.585 | 0.80197 | 0 | 0 | 0 | 0 | 0 | 0 | 0 | 0 | 0.065 | 0.065 | 0.065 | 0.065 | 0.065 | 0.065 | 0.065 | 0.065 | 0.065 | 0 | 0 | 0 | 0 | 0 | 0 | 0 | 0.87113 | 0.84 | 0.88909 | 0.84
696 | 6 | 96 | 8 | 12 | Education - University | Education - University (summer) | Education - University - Office (General) | Education - University - Office (General) (summer) | Education - University | Office (General) | Education - University - Office (General) | (summer) | Education - University (summer) | Education - University - Office (General) (summer) | University Office (summer) | all | Open | 44 | 44 | 0.24291 | 1.1819 | 1.1819 | 1.1819 | 1.1819 | 1.1819 | 0.9546 | 0.9546 | 0.28709 | 0.28709 | 0.28709 | 0.28709 | 0.28709 | 0.23188 | 0.23188 | 80.2532 | 80.2532 | 80.2532 | 80.2532 | 80.2532 | 64.8199 | 64.8199 | 0.13107 | 0.13107 | 0.13107 | 0.13107 | 0.13107 | 0.10587 | 0.10587 | 2374.1202 | 2374.1202 | 2374.1202 | 2374.1202 | 2374.1202 | 2374.1202 | 2374.1202 | 2047.2597 | 2047.2597 | 2046.9015 | 2038.2772 | 2039.804 | 2021.0443 | 2021.0443 | 0.45656 | 0.45656 | 0.45656 | 0.45656 | 0.45656 | 0.45656 | 0.45656 | 0.35548 | 0.35548 | 0.35577 | 0.35518 | 0.35495 | 0.34905 | 0.34905 | 0.10336 | 0.10336 | 0.10336 | 0.10336 | 0.10336 | 0.083482 | 0.083482 | 0.025106 | 0.025106 | 0.025106 | 0.025106 | 0.025106 | 0.020278 | 0.020278 | 7.5198 | 7.5198 | 7.5198 | 7.5198 | 7.5198 | 6.0737 | 6.0737 | 0.011486 | 0.011486 | 0.011486 | 0.011486 | 0.011486 | 0.0092771 | 0.0092771 | 2174.1641 | 2174.1641 | 2174.1641 | 2174.1641 | 2174.1641 | 2174.1641 | 2174.1641 | 2170.0536 | 2170.0536 | 2166.868 | 2140.2169 | 2136.2073 | 2132.8369 | 2132.8369 | 0.45749 | 0.45749 | 0.45749 | 0.45749 | 0.45749 | 0.45749 | 0.45749 | 0.35587 | 0.35587 | 0.35641 | 0.35591 | 0.35496 | 0.349 | 0.349 | University Office (summer) ILit all | University Office (summer) ILit all | 3099 | 5 | 56.25 | University Office (summer) ILit2 all | University Office (summer) ILit all | University Office (summer) ILit all | 3099 | 8 | 56.25 | 3099 | 6.3532 | 0.45656 | 0.05 | 0.05 | 0.05 | 0.05 | 0.05 | 0.05 | 0.05 | 0.47708 | 0.53403 | 0.53403 | 0.5625 | 0.5625 | 0.47708 | 0.47708 | 0.53403 | 0.53403 | 0.5625 | 0.47708 | 0.42014 | 0.36319 | 0.24931 | 0.078472 | 0.05 | 0.05 | 6.8072 | 0.45749 | 0.08 | 0.08 | 0.08 | 0.08 | 0.08 | 0.08 | 0.08 | 0.48208 | 0.53569 | 0.53569 | 0.5625 | 0.5625 | 0.48208 | 0.48208 | 0.53569 | 0.53569 | 0.5625 | 0.48208 | 0.42847 | 0.37486 | 0.26764 | 0.10681 | 0.08 | 0.08 | 0 | 0 | 0 | 0 | 0 | 0 | 0 | 0.83333 | 0.94444 | 0.94444 | 1 | 1 | 0.83333 | 0.83333 | 0.94444 | 0.94444 | 1 | 0.83333 | 0.72222 | 0.61111 | 0.38889 | 0.055556 | 0 | 0 | 0 | 0 | 0 | 0 | 0 | 0 | 0 | 0.83333 | 0.94444 | 0.94444 | 1 | 1 | 0.83333 | 0.83333 | 0.94444 | 0.94444 | 1 | 0.83333 | 0.72222 | 0.61111 | 0.38889 | 0.055556 | 0 | 0 | 16 | 0.66337 | 0.20792 | 0.079208 | 0.049505 | 0.76136 | 0.058837 | 0.016892 | 0.016892 | 0.016892 | 0.016892 | 0.016892 | 0.013643 | 0.013643 | Education - University (summer) | 0.042895 | 0.042895 | 0.042596 | 0.043135 | 0.043122 | 0.042155 | 0.042155 | Education - University - Office (General) - (summer) - all | 16 | 7 | 21 | 288.8722 | -9.3322 | 288.8722 | -9.3322 | 0 | 0 | 6.5653 | -0.2121 | 0 | 0 | 0 | 0 | 0 | 0 | 0 | 0 | 0.05 | 0.47708 | 0.53403 | 0.53403 | 0.5625 | 0.5625 | 0.47708 | 0.47708 | 0.53403 | 0.53403 | 0.5625 | 0.47708 | 0.42014 | 0.36319 | 0 | 0 | 0 | 0 |  | 292.2456 | 7.2707 | 292.2456 | 7.2707 | 0 | 0 | 6.6419 | 0.16524 | 0 | 0 | 0 | 0 | 0 | 0 | 0 | 0 | 0.08 | 0.48208 | 0.53569 | 0.53569 | 0.5625 | 0.5625 | 0.48208 | 0.48208 | 0.53569 | 0.53569 | 0.5625 | 0.48208 | 0.42847 | 0.37486 | 0 | 0 | 0 | 0 | 0.87113 | 0.84 | 0.88909 | 0.84
701 | 7 | 1 | 5 | 1 |  |  |  |  | Health/Medical - Hospital | Dining Area | Health/Medical - Hospital - Dining Area |  | Health/Medical - Hospital | Health/Medical - Hospital - Dining Area | Hospital Kitchen | Sat | Open | 52 | 52 | 0.017486 | 1.3088 | 1.3088 | 1.1343 | 1.1343 | 1.1343 | 1.1343 | 1.1343 | 0 | 0 | 0 | 0 | 0 | 0 | 0 | 14.61 | 14.61 | 12.662 | 12.662 | 12.662 | 12.662 | 12.662 | 0 | 0 | 0 | 0 | 0 | 0 | 0 | 0 | 0 | 0 | 0 | 0 | 0 | 0 | 0 | 0 | 0 | 0 | 0 | 0 | 0 | 0 | 0 | 0 | 0 | 0 | 0 | 0 | 0 | 0 | 0 | 0 | 0 | 0 | 0 | 0.14094 | 0.14094 | 0.12215 | 0.12215 | 0.12215 | 0.12215 | 0.12215 | 0 | 0 | 0 | 0 | 0 | 0 | 0 | 0.54244 | 0.54244 | 0.47011 | 0.47011 | 0.47011 | 0.47011 | 0.47011 | 0 | 0 | 0 | 0 | 0 | 0 | 0 | 0 | 0 | 0 | 0 | 0 | 0 | 0 | 0 | 0 | 0 | 0 | 0 | 0 | 0 | 0 | 0 | 0 | 0 | 0 | 0 | 0 | 0 | 0 | 0 | 0 | 0 | 0 | 0 | Hospital Kitchen ILit Sat | Hospital Kitchen ILit all | 3770 | 60 | 60 | Hospital Kitchen ILit2 Sat | Hospital Kitchen ILit2 Sat | Hospital Kitchen ILit2 All | 3854 | 20 | 20 | 3770 | 12.2766 | 0.504 | 0.6 | 0.6 | 0.6 | 0.6 | 0.6 | 0.6 | 0.6 | 0.6 | 0.6 | 0.6 | 0.6 | 0.6 | 0.6 | 0.6 | 0.6 | 0.6 | 0.6 | 0.6 | 0.6 | 0.6 | 0.6 | 0.6 | 0.6 | 0.6 | 4.2326 | 0.168 | 0.2 | 0.2 | 0.2 | 0.2 | 0.2 | 0.2 | 0.2 | 0.2 | 0.2 | 0.2 | 0.2 | 0.2 | 0.2 | 0.2 | 0.2 | 0.2 | 0.2 | 0.2 | 0.2 | 0.2 | 0.2 | 0.2 | 0.2 | 0.2 | 0 | 0 | 0 | 0 | 0 | 0 | 0 | 0 | 0 | 0 | 0 | 0 | 0 | 0 | 0 | 0 | 0 | 0 | 0 | 0 | 0 | 0 | 0 | 0 | 0 | 0 | 0 | 0 | 0 | 0 | 0 | 0 | 0 | 0 | 0 | 0 | 0 | 0 | 0 | 0 | 0 | 0 | 0 | 0 | 0 | 0 | 0 | 0 | 16 | 0.66337 | 0.20792 | 0.079208 | 0.049505 | 0.76136 | 0 | 0 | 0 | 0 | 0 | 0 | 0 | 0 |  | 0.05208 | 0.05208 | 0.051993 | 0.051993 | 0.051147 | 0.05259 | 0.05259 | Health/Medical - Hospital - Dining Area - Sat | 10 | 25 | 20 | 638.3832 | 0 | 0 | 0 | 638.3832 | 0 | 0 | 0 | 12.2766 | 0 | 0 | 0 | 0 | 0 | 0 | 0 | 0 | 0 | 0 | 0 | 0 | 0 | 0 | 0 | 0 | 0 | 0 | 0 | 0 | 0 | 0 | 0 | 0 | 0 |  | 10.4 | 209.6957 | 0 | 0 | 10.4 | 209.6957 | 0 | 0 | 0.2 | 4.0326 | 0 | 0 | 0 | 0 | 0 | 0 | 0 | 0 | 0 | 0 | 0 | 0 | 0 | 0 | 0 | 0 | 0 | 0 | 0 | 0 | 0 | 0 | 0 | 0 | 0.85254 | 0.84 | 0.88179 | 0.84
702 | 7 | 2 | 6 | 2 |  |  |  |  | Health/Medical - Hospital | Dining Area | Health/Medical - Hospital - Dining Area |  | Health/Medical - Hospital | Health/Medical - Hospital - Dining Area | Hospital Kitchen | Sun | Open | 52 | 52 | 0.017486 | 1.3088 | 1.3088 | 1.1343 | 1.1343 | 1.1343 | 1.1343 | 1.1343 | 0 | 0 | 0 | 0 | 0 | 0 | 0 | 14.61 | 14.61 | 12.662 | 12.662 | 12.662 | 12.662 | 12.662 | 0 | 0 | 0 | 0 | 0 | 0 | 0 | 0 | 0 | 0 | 0 | 0 | 0 | 0 | 0 | 0 | 0 | 0 | 0 | 0 | 0 | 0 | 0 | 0 | 0 | 0 | 0 | 0 | 0 | 0 | 0 | 0 | 0 | 0 | 0 | 0.14094 | 0.14094 | 0.12215 | 0.12215 | 0.12215 | 0.12215 | 0.12215 | 0 | 0 | 0 | 0 | 0 | 0 | 0 | 0.54244 | 0.54244 | 0.47011 | 0.47011 | 0.47011 | 0.47011 | 0.47011 | 0 | 0 | 0 | 0 | 0 | 0 | 0 | 0 | 0 | 0 | 0 | 0 | 0 | 0 | 0 | 0 | 0 | 0 | 0 | 0 | 0 | 0 | 0 | 0 | 0 | 0 | 0 | 0 | 0 | 0 | 0 | 0 | 0 | 0 | 0 | Hospital Kitchen ILit Sun | Hospital Kitchen ILit all | 3770 | 60 | 60 | Hospital Kitchen ILit2 Sun | Hospital Kitchen ILit2 Sun | Hospital Kitchen ILit2 All | 3854 | 20 | 20 | 3770 | 12.2766 | 0.504 | 0.6 | 0.6 | 0.6 | 0.6 | 0.6 | 0.6 | 0.6 | 0.6 | 0.6 | 0.6 | 0.6 | 0.6 | 0.6 | 0.6 | 0.6 | 0.6 | 0.6 | 0.6 | 0.6 | 0.6 | 0.6 | 0.6 | 0.6 | 0.6 | 4.2326 | 0.168 | 0.2 | 0.2 | 0.2 | 0.2 | 0.2 | 0.2 | 0.2 | 0.2 | 0.2 | 0.2 | 0.2 | 0.2 | 0.2 | 0.2 | 0.2 | 0.2 | 0.2 | 0.2 | 0.2 | 0.2 | 0.2 | 0.2 | 0.2 | 0.2 | 0 | 0 | 0 | 0 | 0 | 0 | 0 | 0 | 0 | 0 | 0 | 0 | 0 | 0 | 0 | 0 | 0 | 0 | 0 | 0 | 0 | 0 | 0 | 0 | 0 | 0 | 0 | 0 | 0 | 0 | 0 | 0 | 0 | 0 | 0 | 0 | 0 | 0 | 0 | 0 | 0 | 0 | 0 | 0 | 0 | 0 | 0 | 0 | 16 | 0.66337 | 0.20792 | 0.079208 | 0.049505 | 0.76136 | 0 | 0 | 0 | 0 | 0 | 0 | 0 | 0 |  | 0.05208 | 0.05208 | 0.051993 | 0.051993 | 0.051147 | 0.05259 | 0.05259 | Health/Medical - Hospital - Dining Area - Sun | 12 | 25 | 20 | 638.3832 | 0 | 0 | 0 | 638.3832 | 0 | 0 | 0 | 12.2766 | 0 | 0 | 0 | 0 | 0 | 0 | 0 | 0 | 0 | 0 | 0 | 0 | 0 | 0 | 0 | 0 | 0 | 0 | 0 | 0 | 0 | 0 | 0 | 0 | 0 |  | 10.4 | 209.6957 | 0 | 0 | 10.4 | 209.6957 | 0 | 0 | 0.2 | 4.0326 | 0 | 0 | 0 | 0 | 0 | 0 | 0 | 0 | 0 | 0 | 0 | 0 | 0 | 0 | 0 | 0 | 0 | 0 | 0 | 0 | 0 | 0 | 0 | 0 | 0.85254 | 0.84 | 0.88179 | 0.84
703 | 7 | 3 | 7 | 3 |  |  |  |  | Health/Medical - Hospital | Dining Area | Health/Medical - Hospital - Dining Area |  | Health/Medical - Hospital | Health/Medical - Hospital - Dining Area | Hospital Kitchen | Hol | Open | 10 | 10 | 0.017486 | 1.3088 | 1.3088 | 1.1343 | 1.1343 | 1.1343 | 1.1343 | 1.1343 | 0 | 0 | 0 | 0 | 0 | 0 | 0 | 2.8096 | 2.8096 | 2.435 | 2.435 | 2.435 | 2.435 | 2.435 | 0 | 0 | 0 | 0 | 0 | 0 | 0 | 0 | 0 | 0 | 0 | 0 | 0 | 0 | 0 | 0 | 0 | 0 | 0 | 0 | 0 | 0 | 0 | 0 | 0 | 0 | 0 | 0 | 0 | 0 | 0 | 0 | 0 | 0 | 0 | 0.14094 | 0.14094 | 0.12215 | 0.12215 | 0.12215 | 0.12215 | 0.12215 | 0 | 0 | 0 | 0 | 0 | 0 | 0 | 0.10432 | 0.10432 | 0.090406 | 0.090406 | 0.090406 | 0.090406 | 0.090406 | 0 | 0 | 0 | 0 | 0 | 0 | 0 | 0 | 0 | 0 | 0 | 0 | 0 | 0 | 0 | 0 | 0 | 0 | 0 | 0 | 0 | 0 | 0 | 0 | 0 | 0 | 0 | 0 | 0 | 0 | 0 | 0 | 0 | 0 | 0 | Hospital Kitchen ILit Hol | Hospital Kitchen ILit all | 3770 | 60 | 60 | Hospital Kitchen ILit2 Hol | Hospital Kitchen ILit2 Hol | Hospital Kitchen ILit2 All | 3854 | 20 | 20 | 3770 | 12.2766 | 0.504 | 0.6 | 0.6 | 0.6 | 0.6 | 0.6 | 0.6 | 0.6 | 0.6 | 0.6 | 0.6 | 0.6 | 0.6 | 0.6 | 0.6 | 0.6 | 0.6 | 0.6 | 0.6 | 0.6 | 0.6 | 0.6 | 0.6 | 0.6 | 0.6 | 4.2326 | 0.168 | 0.2 | 0.2 | 0.2 | 0.2 | 0.2 | 0.2 | 0.2 | 0.2 | 0.2 | 0.2 | 0.2 | 0.2 | 0.2 | 0.2 | 0.2 | 0.2 | 0.2 | 0.2 | 0.2 | 0.2 | 0.2 | 0.2 | 0.2 | 0.2 | 0 | 0 | 0 | 0 | 0 | 0 | 0 | 0 | 0 | 0 | 0 | 0 | 0 | 0 | 0 | 0 | 0 | 0 | 0 | 0 | 0 | 0 | 0 | 0 | 0 | 0 | 0 | 0 | 0 | 0 | 0 | 0 | 0 | 0 | 0 | 0 | 0 | 0 | 0 | 0 | 0 | 0 | 0 | 0 | 0 | 0 | 0 | 0 | 16 | 0.66337 | 0.20792 | 0.079208 | 0.049505 | 0.76136 | 0 | 0 | 0 | 0 | 0 | 0 | 0 | 0 |  | 0.05208 | 0.05208 | 0.051993 | 0.051993 | 0.051147 | 0.05259 | 0.05259 | Health/Medical - Hospital - Dining Area - Hol | 14 | 25 | 20 | 122.766 | 0 | 0 | 0 | 122.766 | 0 | 0 | 0 | 12.2766 | 0 | 0 | 0 | 0 | 0 | 0 | 0 | 0 | 0 | 0 | 0 | 0 | 0 | 0 | 0 | 0 | 0 | 0 | 0 | 0 | 0 | 0 | 0 | 0 | 0 |  | 2 | 40.3261 | 0 | 0 | 2 | 40.3261 | 0 | 0 | 0.2 | 4.0326 | 0 | 0 | 0 | 0 | 0 | 0 | 0 | 0 | 0 | 0 | 0 | 0 | 0 | 0 | 0 | 0 | 0 | 0 | 0 | 0 | 0 | 0 | 0 | 0 | 0.85254 | 0.84 | 0.88179 | 0.84
704 | 7 | 4 | 8 | 4 |  |  | Health/Medical - Hospital - Dining Area | Health/Medical - Hospital - Dining Area | Health/Medical - Hospital | Dining Area | Health/Medical - Hospital - Dining Area |  | Health/Medical - Hospital | Health/Medical - Hospital - Dining Area | Hospital Kitchen | all | Open | 251 | 251 | 0.017486 | 1.3088 | 1.3088 | 1.1343 | 1.1343 | 1.1343 | 1.1343 | 1.1343 | 0.022886 | 0.022886 | 0.019834 | 0.019834 | 0.019834 | 0.019834 | 0.019834 | 82.275 | 82.275 | 71.305 | 71.305 | 71.305 | 71.305 | 71.305 | 0.013457 | 0.013457 | 0.011663 | 0.011663 | 0.011663 | 0.011663 | 0.011663 | 4994.5299 | 4994.5299 | 4994.5299 | 4994.5299 | 4994.5299 | 4994.5299 | 4994.5299 | 0 | 0 | 0 | 0 | 0 | 0 | 0 | 0.588 | 0.588 | 0.588 | 0.588 | 0.588 | 0.588 | 0.588 | 0 | 0 | 0 | 0 | 0 | 0 | 0 | 0.14094 | 0.14094 | 0.12215 | 0.12215 | 0.12215 | 0.12215 | 0.12215 | 0.0024646 | 0.0024646 | 0.0021359 | 0.0021359 | 0.0021359 | 0.0021359 | 0.0021359 | 8.5095 | 8.5095 | 7.3749 | 7.3749 | 7.3749 | 7.3749 | 7.3749 | 0.0013456 | 0.0013456 | 0.0011662 | 0.0011662 | 0.0011662 | 0.0011662 | 0.0011662 | 3935.2682 | 3935.2682 | 3935.2682 | 3935.2682 | 3935.2682 | 3935.2682 | 3935.2682 | 0 | 0 | 0 | 0 | 0 | 0 | 0 | 0.546 | 0.546 | 0.546 | 0.546 | 0.546 | 0.546 | 0.546 | 0 | 0 | 0 | 0 | 0 | 0 | 0 | Hospital Kitchen ILit all | Hospital Kitchen ILit all | 3769 | 70 | 70 | Hospital Kitchen ILit2 all | Hospital Kitchen ILit2 all | Hospital Kitchen ILit2 All | 3853 | 65 | 65 | 3769 | 14.3227 | 0.588 | 0.7 | 0.7 | 0.7 | 0.7 | 0.7 | 0.7 | 0.7 | 0.7 | 0.7 | 0.7 | 0.7 | 0.7 | 0.7 | 0.7 | 0.7 | 0.7 | 0.7 | 0.7 | 0.7 | 0.7 | 0.7 | 0.7 | 0.7 | 0.7 | 13.756 | 0.546 | 0.65 | 0.65 | 0.65 | 0.65 | 0.65 | 0.65 | 0.65 | 0.65 | 0.65 | 0.65 | 0.65 | 0.65 | 0.65 | 0.65 | 0.65 | 0.65 | 0.65 | 0.65 | 0.65 | 0.65 | 0.65 | 0.65 | 0.65 | 0.65 | 0 | 0 | 0 | 0 | 0 | 0 | 0 | 0 | 0 | 0 | 0 | 0 | 0 | 0 | 0 | 0 | 0 | 0 | 0 | 0 | 0 | 0 | 0 | 0 | 0 | 0 | 0 | 0 | 0 | 0 | 0 | 0 | 0 | 0 | 0 | 0 | 0 | 0 | 0 | 0 | 0 | 0 | 0 | 0 | 0 | 0 | 0 | 0 | 16 | 0.66337 | 0.20792 | 0.079208 | 0.049505 | 0.76136 | 0.086706 | 0.0019843 | 0.0019843 | 0.0017198 | 0.0017198 | 0.0017198 | 0.0017198 | 0.0017198 |  | 0.05208 | 0.05208 | 0.051993 | 0.051993 | 0.051147 | 0.05259 | 0.05259 | Health/Medical - Hospital - Dining Area - all | 16 | 25 | 20 | 3594.9975 | 0 | 3594.9975 | 0 | 0 | 0 | 14.3227 | 0 | 0 | 0 | 0 | 0 | 0 | 0 | 0 | 0 | 0 | 0 | 0 | 0 | 0 | 0 | 0 | 0 | 0 | 0 | 0 | 0 | 0 | 0 | 0 | 0 | 0 | 0 |  | 3452.7507 | 0 | 3452.7507 | 0 | 0 | 0 | 13.756 | 0 | 0 | 0 | 0 | 0 | 0 | 0 | 0 | 0 | 0 | 0 | 0 | 0 | 0 | 0 | 0 | 0 | 0 | 0 | 0 | 0 | 0 | 0 | 0 | 0 | 0 | 0 | 0.85254 | 0.84 | 0.88179 | 0.84
705 | 7 | 5 | 5 | 1 |  |  |  |  | Health/Medical - Hospital | Kitchen and Food Preparation | Health/Medical - Hospital - Kitchen and Food Preparation |  | Health/Medical - Hospital | Health/Medical - Hospital - Kitchen and Food Preparation | Hospital Kitchen | Sat | Open | 52 | 52 | 0.0074932 | 1.4833 | 1.4833 | 1.4833 | 1.4833 | 1.3961 | 1.3961 | 1.3961 | 0 | 0 | 0 | 0 | 0 | 0 | 0 | 7.0955 | 7.0955 | 7.0955 | 7.0955 | 6.6781 | 6.6781 | 6.6781 | 0 | 0 | 0 | 0 | 0 | 0 | 0 | 0 | 0 | 0 | 0 | 0 | 0 | 0 | 0 | 0 | 0 | 0 | 0 | 0 | 0 | 0 | 0 | 0 | 0 | 0 | 0 | 0 | 0 | 0 | 0 | 0 | 0 | 0 | 0 | 0.15974 | 0.15974 | 0.15974 | 0.15974 | 0.15034 | 0.15034 | 0.15034 | 0 | 0 | 0 | 0 | 0 | 0 | 0 | 0.26344 | 0.26344 | 0.26344 | 0.26344 | 0.24795 | 0.24795 | 0.24795 | 0 | 0 | 0 | 0 | 0 | 0 | 0 | 0 | 0 | 0 | 0 | 0 | 0 | 0 | 0 | 0 | 0 | 0 | 0 | 0 | 0 | 0 | 0 | 0 | 0 | 0 | 0 | 0 | 0 | 0 | 0 | 0 | 0 | 0 | 0 | Hospital Kitchen ILit Sat | Hospital Kitchen ILit all | 3770 | 60 | 60 | Hospital Kitchen ILit2 Sat | Hospital Kitchen ILit2 Sat | Hospital Kitchen ILit2 All | 3854 | 20 | 20 | 3770 | 12.2766 | 0.504 | 0.6 | 0.6 | 0.6 | 0.6 | 0.6 | 0.6 | 0.6 | 0.6 | 0.6 | 0.6 | 0.6 | 0.6 | 0.6 | 0.6 | 0.6 | 0.6 | 0.6 | 0.6 | 0.6 | 0.6 | 0.6 | 0.6 | 0.6 | 0.6 | 4.2326 | 0.168 | 0.2 | 0.2 | 0.2 | 0.2 | 0.2 | 0.2 | 0.2 | 0.2 | 0.2 | 0.2 | 0.2 | 0.2 | 0.2 | 0.2 | 0.2 | 0.2 | 0.2 | 0.2 | 0.2 | 0.2 | 0.2 | 0.2 | 0.2 | 0.2 | 0 | 0 | 0 | 0 | 0 | 0 | 0 | 0 | 0 | 0 | 0 | 0 | 0 | 0 | 0 | 0 | 0 | 0 | 0 | 0 | 0 | 0 | 0 | 0 | 0 | 0 | 0 | 0 | 0 | 0 | 0 | 0 | 0 | 0 | 0 | 0 | 0 | 0 | 0 | 0 | 0 | 0 | 0 | 0 | 0 | 0 | 0 | 0 | 16 | 0.66337 | 0.20792 | 0.079208 | 0.049505 | 0.76136 | 0 | 0 | 0 | 0 | 0 | 0 | 0 | 0 |  | 0.05208 | 0.05208 | 0.051993 | 0.051993 | 0.051147 | 0.05259 | 0.05259 | Health/Medical - Hospital - Kitchen and Food Preparation - Sat | 10 | 25 | 20 | 638.3832 | 0 | 0 | 0 | 638.3832 | 0 | 0 | 0 | 12.2766 | 0 | 0 | 0 | 0 | 0 | 0 | 0 | 0 | 0 | 0 | 0 | 0 | 0 | 0 | 0 | 0 | 0 | 0 | 0 | 0 | 0 | 0 | 0 | 0 | 0 |  | 10.4 | 209.6957 | 0 | 0 | 10.4 | 209.6957 | 0 | 0 | 0.2 | 4.0326 | 0 | 0 | 0 | 0 | 0 | 0 | 0 | 0 | 0 | 0 | 0 | 0 | 0 | 0 | 0 | 0 | 0 | 0 | 0 | 0 | 0 | 0 | 0 | 0 | 0.85254 | 0.84 | 0.88179 | 0.84
706 | 7 | 6 | 6 | 2 |  |  |  |  | Health/Medical - Hospital | Kitchen and Food Preparation | Health/Medical - Hospital - Kitchen and Food Preparation |  | Health/Medical - Hospital | Health/Medical - Hospital - Kitchen and Food Preparation | Hospital Kitchen | Sun | Open | 52 | 52 | 0.0074932 | 1.4833 | 1.4833 | 1.4833 | 1.4833 | 1.3961 | 1.3961 | 1.3961 | 0 | 0 | 0 | 0 | 0 | 0 | 0 | 7.0955 | 7.0955 | 7.0955 | 7.0955 | 6.6781 | 6.6781 | 6.6781 | 0 | 0 | 0 | 0 | 0 | 0 | 0 | 0 | 0 | 0 | 0 | 0 | 0 | 0 | 0 | 0 | 0 | 0 | 0 | 0 | 0 | 0 | 0 | 0 | 0 | 0 | 0 | 0 | 0 | 0 | 0 | 0 | 0 | 0 | 0 | 0.15974 | 0.15974 | 0.15974 | 0.15974 | 0.15034 | 0.15034 | 0.15034 | 0 | 0 | 0 | 0 | 0 | 0 | 0 | 0.26344 | 0.26344 | 0.26344 | 0.26344 | 0.24795 | 0.24795 | 0.24795 | 0 | 0 | 0 | 0 | 0 | 0 | 0 | 0 | 0 | 0 | 0 | 0 | 0 | 0 | 0 | 0 | 0 | 0 | 0 | 0 | 0 | 0 | 0 | 0 | 0 | 0 | 0 | 0 | 0 | 0 | 0 | 0 | 0 | 0 | 0 | Hospital Kitchen ILit Sun | Hospital Kitchen ILit all | 3770 | 60 | 60 | Hospital Kitchen ILit2 Sun | Hospital Kitchen ILit2 Sun | Hospital Kitchen ILit2 All | 3854 | 20 | 20 | 3770 | 12.2766 | 0.504 | 0.6 | 0.6 | 0.6 | 0.6 | 0.6 | 0.6 | 0.6 | 0.6 | 0.6 | 0.6 | 0.6 | 0.6 | 0.6 | 0.6 | 0.6 | 0.6 | 0.6 | 0.6 | 0.6 | 0.6 | 0.6 | 0.6 | 0.6 | 0.6 | 4.2326 | 0.168 | 0.2 | 0.2 | 0.2 | 0.2 | 0.2 | 0.2 | 0.2 | 0.2 | 0.2 | 0.2 | 0.2 | 0.2 | 0.2 | 0.2 | 0.2 | 0.2 | 0.2 | 0.2 | 0.2 | 0.2 | 0.2 | 0.2 | 0.2 | 0.2 | 0 | 0 | 0 | 0 | 0 | 0 | 0 | 0 | 0 | 0 | 0 | 0 | 0 | 0 | 0 | 0 | 0 | 0 | 0 | 0 | 0 | 0 | 0 | 0 | 0 | 0 | 0 | 0 | 0 | 0 | 0 | 0 | 0 | 0 | 0 | 0 | 0 | 0 | 0 | 0 | 0 | 0 | 0 | 0 | 0 | 0 | 0 | 0 | 16 | 0.66337 | 0.20792 | 0.079208 | 0.049505 | 0.76136 | 0 | 0 | 0 | 0 | 0 | 0 | 0 | 0 |  | 0.05208 | 0.05208 | 0.051993 | 0.051993 | 0.051147 | 0.05259 | 0.05259 | Health/Medical - Hospital - Kitchen and Food Preparation - Sun | 12 | 25 | 20 | 638.3832 | 0 | 0 | 0 | 638.3832 | 0 | 0 | 0 | 12.2766 | 0 | 0 | 0 | 0 | 0 | 0 | 0 | 0 | 0 | 0 | 0 | 0 | 0 | 0 | 0 | 0 | 0 | 0 | 0 | 0 | 0 | 0 | 0 | 0 | 0 |  | 10.4 | 209.6957 | 0 | 0 | 10.4 | 209.6957 | 0 | 0 | 0.2 | 4.0326 | 0 | 0 | 0 | 0 | 0 | 0 | 0 | 0 | 0 | 0 | 0 | 0 | 0 | 0 | 0 | 0 | 0 | 0 | 0 | 0 | 0 | 0 | 0 | 0 | 0.85254 | 0.84 | 0.88179 | 0.84
707 | 7 | 7 | 7 | 3 |  |  |  |  | Health/Medical - Hospital | Kitchen and Food Preparation | Health/Medical - Hospital - Kitchen and Food Preparation |  | Health/Medical - Hospital | Health/Medical - Hospital - Kitchen and Food Preparation | Hospital Kitchen | Hol | Open | 10 | 10 | 0.0074932 | 1.4833 | 1.4833 | 1.4833 | 1.4833 | 1.3961 | 1.3961 | 1.3961 | 0 | 0 | 0 | 0 | 0 | 0 | 0 | 1.3645 | 1.3645 | 1.3645 | 1.3645 | 1.2843 | 1.2843 | 1.2843 | 0 | 0 | 0 | 0 | 0 | 0 | 0 | 0 | 0 | 0 | 0 | 0 | 0 | 0 | 0 | 0 | 0 | 0 | 0 | 0 | 0 | 0 | 0 | 0 | 0 | 0 | 0 | 0 | 0 | 0 | 0 | 0 | 0 | 0 | 0 | 0.15974 | 0.15974 | 0.15974 | 0.15974 | 0.15034 | 0.15034 | 0.15034 | 0 | 0 | 0 | 0 | 0 | 0 | 0 | 0.050662 | 0.050662 | 0.050662 | 0.050662 | 0.047682 | 0.047682 | 0.047682 | 0 | 0 | 0 | 0 | 0 | 0 | 0 | 0 | 0 | 0 | 0 | 0 | 0 | 0 | 0 | 0 | 0 | 0 | 0 | 0 | 0 | 0 | 0 | 0 | 0 | 0 | 0 | 0 | 0 | 0 | 0 | 0 | 0 | 0 | 0 | Hospital Kitchen ILit Hol | Hospital Kitchen ILit all | 3770 | 60 | 60 | Hospital Kitchen ILit2 Hol | Hospital Kitchen ILit2 Hol | Hospital Kitchen ILit2 All | 3854 | 20 | 20 | 3770 | 12.2766 | 0.504 | 0.6 | 0.6 | 0.6 | 0.6 | 0.6 | 0.6 | 0.6 | 0.6 | 0.6 | 0.6 | 0.6 | 0.6 | 0.6 | 0.6 | 0.6 | 0.6 | 0.6 | 0.6 | 0.6 | 0.6 | 0.6 | 0.6 | 0.6 | 0.6 | 4.2326 | 0.168 | 0.2 | 0.2 | 0.2 | 0.2 | 0.2 | 0.2 | 0.2 | 0.2 | 0.2 | 0.2 | 0.2 | 0.2 | 0.2 | 0.2 | 0.2 | 0.2 | 0.2 | 0.2 | 0.2 | 0.2 | 0.2 | 0.2 | 0.2 | 0.2 | 0 | 0 | 0 | 0 | 0 | 0 | 0 | 0 | 0 | 0 | 0 | 0 | 0 | 0 | 0 | 0 | 0 | 0 | 0 | 0 | 0 | 0 | 0 | 0 | 0 | 0 | 0 | 0 | 0 | 0 | 0 | 0 | 0 | 0 | 0 | 0 | 0 | 0 | 0 | 0 | 0 | 0 | 0 | 0 | 0 | 0 | 0 | 0 | 16 | 0.66337 | 0.20792 | 0.079208 | 0.049505 | 0.76136 | 0 | 0 | 0 | 0 | 0 | 0 | 0 | 0 |  | 0.05208 | 0.05208 | 0.051993 | 0.051993 | 0.051147 | 0.05259 | 0.05259 | Health/Medical - Hospital - Kitchen and Food Preparation - Hol | 14 | 25 | 20 | 122.766 | 0 | 0 | 0 | 122.766 | 0 | 0 | 0 | 12.2766 | 0 | 0 | 0 | 0 | 0 | 0 | 0 | 0 | 0 | 0 | 0 | 0 | 0 | 0 | 0 | 0 | 0 | 0 | 0 | 0 | 0 | 0 | 0 | 0 | 0 |  | 2 | 40.3261 | 0 | 0 | 2 | 40.3261 | 0 | 0 | 0.2 | 4.0326 | 0 | 0 | 0 | 0 | 0 | 0 | 0 | 0 | 0 | 0 | 0 | 0 | 0 | 0 | 0 | 0 | 0 | 0 | 0 | 0 | 0 | 0 | 0 | 0 | 0.85254 | 0.84 | 0.88179 | 0.84
708 | 7 | 8 | 8 | 4 |  |  | Health/Medical - Hospital - Kitchen and Food Preparation | Health/Medical - Hospital - Kitchen and Food Preparation | Health/Medical - Hospital | Kitchen and Food Preparation | Health/Medical - Hospital - Kitchen and Food Preparation |  | Health/Medical - Hospital | Health/Medical - Hospital - Kitchen and Food Preparation | Hospital Kitchen | all | Open | 251 | 251 | 0.0074932 | 1.4833 | 1.4833 | 1.4833 | 1.4833 | 1.3961 | 1.3961 | 1.3961 | 0.011115 | 0.011115 | 0.011115 | 0.011115 | 0.010461 | 0.010461 | 0.010461 | 39.9579 | 39.9579 | 39.9579 | 39.9579 | 37.6074 | 37.6074 | 37.6074 | 0.0065355 | 0.0065355 | 0.0065355 | 0.0065355 | 0.0061511 | 0.0061511 | 0.0061511 | 4994.5299 | 4994.5299 | 4994.5299 | 4994.5299 | 4994.5299 | 4994.5299 | 4994.5299 | 0 | 0 | 0 | 0 | 0 | 0 | 0 | 0.588 | 0.588 | 0.588 | 0.588 | 0.588 | 0.588 | 0.588 | 0 | 0 | 0 | 0 | 0 | 0 | 0 | 0.15974 | 0.15974 | 0.15974 | 0.15974 | 0.15034 | 0.15034 | 0.15034 | 0.0011969 | 0.0011969 | 0.0011969 | 0.0011969 | 0.0011265 | 0.0011265 | 0.0011265 | 4.1327 | 4.1327 | 4.1327 | 4.1327 | 3.8896 | 3.8896 | 3.8896 | 0.00065353 | 0.00065353 | 0.00065353 | 0.00065353 | 0.00061509 | 0.00061509 | 0.00061509 | 3935.2682 | 3935.2682 | 3935.2682 | 3935.2682 | 3935.2682 | 3935.2682 | 3935.2682 | 0 | 0 | 0 | 0 | 0 | 0 | 0 | 0.546 | 0.546 | 0.546 | 0.546 | 0.546 | 0.546 | 0.546 | 0 | 0 | 0 | 0 | 0 | 0 | 0 | Hospital Kitchen ILit all | Hospital Kitchen ILit all | 3769 | 70 | 70 | Hospital Kitchen ILit2 all | Hospital Kitchen ILit2 all | Hospital Kitchen ILit2 All | 3853 | 65 | 65 | 3769 | 14.3227 | 0.588 | 0.7 | 0.7 | 0.7 | 0.7 | 0.7 | 0.7 | 0.7 | 0.7 | 0.7 | 0.7 | 0.7 | 0.7 | 0.7 | 0.7 | 0.7 | 0.7 | 0.7 | 0.7 | 0.7 | 0.7 | 0.7 | 0.7 | 0.7 | 0.7 | 13.756 | 0.546 | 0.65 | 0.65 | 0.65 | 0.65 | 0.65 | 0.65 | 0.65 | 0.65 | 0.65 | 0.65 | 0.65 | 0.65 | 0.65 | 0.65 | 0.65 | 0.65 | 0.65 | 0.65 | 0.65 | 0.65 | 0.65 | 0.65 | 0.65 | 0.65 | 0 | 0 | 0 | 0 | 0 | 0 | 0 | 0 | 0 | 0 | 0 | 0 | 0 | 0 | 0 | 0 | 0 | 0 | 0 | 0 | 0 | 0 | 0 | 0 | 0 | 0 | 0 | 0 | 0 | 0 | 0 | 0 | 0 | 0 | 0 | 0 | 0 | 0 | 0 | 0 | 0 | 0 | 0 | 0 | 0 | 0 | 0 | 0 | 16 | 0.66337 | 0.20792 | 0.079208 | 0.049505 | 0.76136 | 0.086706 | 0.00096372 | 0.00096372 | 0.00096372 | 0.00096372 | 0.00090703 | 0.00090703 | 0.00090703 |  | 0.05208 | 0.05208 | 0.051993 | 0.051993 | 0.051147 | 0.05259 | 0.05259 | Health/Medical - Hospital - Kitchen and Food Preparation - all | 16 | 25 | 20 | 3594.9975 | 0 | 3594.9975 | 0 | 0 | 0 | 14.3227 | 0 | 0 | 0 | 0 | 0 | 0 | 0 | 0 | 0 | 0 | 0 | 0 | 0 | 0 | 0 | 0 | 0 | 0 | 0 | 0 | 0 | 0 | 0 | 0 | 0 | 0 | 0 |  | 3452.7507 | 0 | 3452.7507 | 0 | 0 | 0 | 13.756 | 0 | 0 | 0 | 0 | 0 | 0 | 0 | 0 | 0 | 0 | 0 | 0 | 0 | 0 | 0 | 0 | 0 | 0 | 0 | 0 | 0 | 0 | 0 | 0 | 0 | 0 | 0 | 0.85254 | 0.84 | 0.88179 | 0.84
709 | 7 | 9 | 5 | 1 |  |  |  |  | Health/Medical - Hospital | Laboratory, Medical 12hr Treatment | Health/Medical - Hospital - Laboratory, Medical 12hr Treatment |  | Health/Medical - Hospital | Health/Medical - Hospital - Laboratory, Medical 12hr Treatment | Hospital Lab/Surgery/Out (12 hour) | Sat | Open | 52 | 52 | 0.17333 | 1.3088 | 1.3088 | 1.3088 | 1.3088 | 1.1343 | 1.1343 | 1.1343 | 0 | 0 | 0 | 0 | 0 | 0 | 0 | 97.07 | 97.07 | 97.07 | 97.07 | 84.1273 | 84.1273 | 84.1273 | 0 | 0 | 0 | 0 | 0 | 0 | 0 | 0 | 0 | 0 | 0 | 0 | 0 | 0 | 0 | 0 | 0 | 0 | 0 | 0 | 0 | 0 | 0 | 0 | 0 | 0 | 0 | 0 | 0 | 0 | 0 | 0 | 0 | 0 | 0 | 0.14094 | 0.14094 | 0.14094 | 0.14094 | 0.12215 | 0.12215 | 0.12215 | 0 | 0 | 0 | 0 | 0 | 0 | 0 | 8.5704 | 8.5704 | 8.5704 | 8.5704 | 7.4277 | 7.4277 | 7.4277 | 0 | 0 | 0 | 0 | 0 | 0 | 0 | 0 | 0 | 0 | 0 | 0 | 0 | 0 | 0 | 0 | 0 | 0 | 0 | 0 | 0 | 0 | 0 | 0 | 0 | 0 | 0 | 0 | 0 | 0 | 0 | 0 | 0 | 0 | 0 | Hospital Lab/Surgery/Out (12 hour) ILit Sat | Hospital Lab/Surgery/Out (12 hour) ILit all | 3775 | 30 | 50 | Hospital Lab/Surgery/Out (12 hour) ILit2 Sat | Hospital Lab/Surgery/Out (12 hour) ILit2 Sat | Hospital Lab/Surgery/Out (12 hour) ILit2 All | 3859 | 20 | 45 | 3775 | 8.2285 | 0.42 | 0.3 | 0.3 | 0.3 | 0.3 | 0.3 | 0.3 | 0.3 | 0.3 | 0.5 | 0.5 | 0.5 | 0.5 | 0.5 | 0.5 | 0.5 | 0.5 | 0.5 | 0.5 | 0.5 | 0.5 | 0.3 | 0.3 | 0.3 | 0.3 | 6.7463 | 0.378 | 0.2 | 0.2 | 0.2 | 0.2 | 0.2 | 0.2 | 0.2 | 0.2 | 0.45 | 0.45 | 0.45 | 0.45 | 0.45 | 0.45 | 0.45 | 0.45 | 0.45 | 0.45 | 0.45 | 0.45 | 0.2 | 0.2 | 0.2 | 0.2 | 0 | 0 | 0 | 0 | 0 | 0 | 0 | 0 | 1 | 1 | 1 | 1 | 1 | 1 | 1 | 1 | 1 | 1 | 1 | 1 | 0 | 0 | 0 | 0 | 0 | 0 | 0 | 0 | 0 | 0 | 0 | 0 | 1 | 1 | 1 | 1 | 1 | 1 | 1 | 1 | 1 | 1 | 1 | 1 | 0 | 0 | 0 | 0 | 16 | 0.66337 | 0.20792 | 0.079208 | 0.049505 | 0.76136 | 0 | 0 | 0 | 0 | 0 | 0 | 0 | 0 |  | 0.05208 | 0.05208 | 0.051993 | 0.051993 | 0.051147 | 0.05259 | 0.05259 | Health/Medical - Hospital - Laboratory, Medical 12hr Treatment - Sat | 10 | 25 | 20 | 427.8807 | 0 | 0 | 0 | 427.8807 | 0 | 0 | 0 | 8.2285 | 0 | 0 | 0 | 0 | 0 | 0 | 0 | 0 | 0 | 0 | 0 | 0 | 0 | 0 | 0 | 0 | 0 | 0 | 0 | 0 | 0 | 0 | 0 | 0 | 0 |  | 10.4 | 340.4066 | 0 | 0 | 10.4 | 340.4066 | 0 | 0 | 0.2 | 6.5463 | 0 | 0 | 0 | 0 | 0 | 0 | 0 | 0 | 0 | 0 | 0 | 0 | 0 | 0 | 0 | 0 | 0 | 0 | 0 | 0 | 0 | 0 | 0 | 0 | 0.85713 | 0.84 | 0.86491 | 0.84
710 | 7 | 10 | 6 | 2 |  |  |  |  | Health/Medical - Hospital | Laboratory, Medical 12hr Treatment | Health/Medical - Hospital - Laboratory, Medical 12hr Treatment |  | Health/Medical - Hospital | Health/Medical - Hospital - Laboratory, Medical 12hr Treatment | Hospital Lab/Surgery/Out (12 hour) | Sun | Open | 52 | 52 | 0.17333 | 1.3088 | 1.3088 | 1.3088 | 1.3088 | 1.1343 | 1.1343 | 1.1343 | 0 | 0 | 0 | 0 | 0 | 0 | 0 | 97.07 | 97.07 | 97.07 | 97.07 | 84.1273 | 84.1273 | 84.1273 | 0 | 0 | 0 | 0 | 0 | 0 | 0 | 0 | 0 | 0 | 0 | 0 | 0 | 0 | 0 | 0 | 0 | 0 | 0 | 0 | 0 | 0 | 0 | 0 | 0 | 0 | 0 | 0 | 0 | 0 | 0 | 0 | 0 | 0 | 0 | 0.14094 | 0.14094 | 0.14094 | 0.14094 | 0.12215 | 0.12215 | 0.12215 | 0 | 0 | 0 | 0 | 0 | 0 | 0 | 8.5704 | 8.5704 | 8.5704 | 8.5704 | 7.4277 | 7.4277 | 7.4277 | 0 | 0 | 0 | 0 | 0 | 0 | 0 | 0 | 0 | 0 | 0 | 0 | 0 | 0 | 0 | 0 | 0 | 0 | 0 | 0 | 0 | 0 | 0 | 0 | 0 | 0 | 0 | 0 | 0 | 0 | 0 | 0 | 0 | 0 | 0 | Hospital Lab/Surgery/Out (12 hour) ILit Sun | Hospital Lab/Surgery/Out (12 hour) ILit all | 3775 | 30 | 50 | Hospital Lab/Surgery/Out (12 hour) ILit2 Sun | Hospital Lab/Surgery/Out (12 hour) ILit2 Sun | Hospital Lab/Surgery/Out (12 hour) ILit2 All | 3859 | 20 | 45 | 3775 | 8.2285 | 0.42 | 0.3 | 0.3 | 0.3 | 0.3 | 0.3 | 0.3 | 0.3 | 0.3 | 0.5 | 0.5 | 0.5 | 0.5 | 0.5 | 0.5 | 0.5 | 0.5 | 0.5 | 0.5 | 0.5 | 0.5 | 0.3 | 0.3 | 0.3 | 0.3 | 6.7463 | 0.378 | 0.2 | 0.2 | 0.2 | 0.2 | 0.2 | 0.2 | 0.2 | 0.2 | 0.45 | 0.45 | 0.45 | 0.45 | 0.45 | 0.45 | 0.45 | 0.45 | 0.45 | 0.45 | 0.45 | 0.45 | 0.2 | 0.2 | 0.2 | 0.2 | 0 | 0 | 0 | 0 | 0 | 0 | 0 | 0 | 1 | 1 | 1 | 1 | 1 | 1 | 1 | 1 | 1 | 1 | 1 | 1 | 0 | 0 | 0 | 0 | 0 | 0 | 0 | 0 | 0 | 0 | 0 | 0 | 1 | 1 | 1 | 1 | 1 | 1 | 1 | 1 | 1 | 1 | 1 | 1 | 0 | 0 | 0 | 0 | 16 | 0.66337 | 0.20792 | 0.079208 | 0.049505 | 0.76136 | 0 | 0 | 0 | 0 | 0 | 0 | 0 | 0 |  | 0.05208 | 0.05208 | 0.051993 | 0.051993 | 0.051147 | 0.05259 | 0.05259 | Health/Medical - Hospital - Laboratory, Medical 12hr Treatment - Sun | 12 | 25 | 20 | 427.8807 | 0 | 0 | 0 | 427.8807 | 0 | 0 | 0 | 8.2285 | 0 | 0 | 0 | 0 | 0 | 0 | 0 | 0 | 0 | 0 | 0 | 0 | 0 | 0 | 0 | 0 | 0 | 0 | 0 | 0 | 0 | 0 | 0 | 0 | 0 |  | 10.4 | 340.4066 | 0 | 0 | 10.4 | 340.4066 | 0 | 0 | 0.2 | 6.5463 | 0 | 0 | 0 | 0 | 0 | 0 | 0 | 0 | 0 | 0 | 0 | 0 | 0 | 0 | 0 | 0 | 0 | 0 | 0 | 0 | 0 | 0 | 0 | 0 | 0.85713 | 0.84 | 0.86491 | 0.84
711 | 7 | 11 | 7 | 3 |  |  |  |  | Health/Medical - Hospital | Laboratory, Medical 12hr Treatment | Health/Medical - Hospital - Laboratory, Medical 12hr Treatment |  | Health/Medical - Hospital | Health/Medical - Hospital - Laboratory, Medical 12hr Treatment | Hospital Lab/Surgery/Out (12 hour) | Hol | Open | 10 | 10 | 0.17333 | 1.3088 | 1.3088 | 1.3088 | 1.3088 | 1.1343 | 1.1343 | 1.1343 | 0 | 0 | 0 | 0 | 0 | 0 | 0 | 18.6673 | 18.6673 | 18.6673 | 18.6673 | 16.1783 | 16.1783 | 16.1783 | 0 | 0 | 0 | 0 | 0 | 0 | 0 | 0 | 0 | 0 | 0 | 0 | 0 | 0 | 0 | 0 | 0 | 0 | 0 | 0 | 0 | 0 | 0 | 0 | 0 | 0 | 0 | 0 | 0 | 0 | 0 | 0 | 0 | 0 | 0 | 0.14094 | 0.14094 | 0.14094 | 0.14094 | 0.12215 | 0.12215 | 0.12215 | 0 | 0 | 0 | 0 | 0 | 0 | 0 | 1.6481 | 1.6481 | 1.6481 | 1.6481 | 1.4284 | 1.4284 | 1.4284 | 0 | 0 | 0 | 0 | 0 | 0 | 0 | 0 | 0 | 0 | 0 | 0 | 0 | 0 | 0 | 0 | 0 | 0 | 0 | 0 | 0 | 0 | 0 | 0 | 0 | 0 | 0 | 0 | 0 | 0 | 0 | 0 | 0 | 0 | 0 | Hospital Lab/Surgery/Out (12 hour) ILit Hol | Hospital Lab/Surgery/Out (12 hour) ILit all | 3775 | 30 | 50 | Hospital Lab/Surgery/Out (12 hour) ILit2 Hol | Hospital Lab/Surgery/Out (12 hour) ILit2 Hol | Hospital Lab/Surgery/Out (12 hour) ILit2 All | 3859 | 20 | 45 | 3775 | 8.2285 | 0.42 | 0.3 | 0.3 | 0.3 | 0.3 | 0.3 | 0.3 | 0.3 | 0.3 | 0.5 | 0.5 | 0.5 | 0.5 | 0.5 | 0.5 | 0.5 | 0.5 | 0.5 | 0.5 | 0.5 | 0.5 | 0.3 | 0.3 | 0.3 | 0.3 | 6.7463 | 0.378 | 0.2 | 0.2 | 0.2 | 0.2 | 0.2 | 0.2 | 0.2 | 0.2 | 0.45 | 0.45 | 0.45 | 0.45 | 0.45 | 0.45 | 0.45 | 0.45 | 0.45 | 0.45 | 0.45 | 0.45 | 0.2 | 0.2 | 0.2 | 0.2 | 0 | 0 | 0 | 0 | 0 | 0 | 0 | 0 | 1 | 1 | 1 | 1 | 1 | 1 | 1 | 1 | 1 | 1 | 1 | 1 | 0 | 0 | 0 | 0 | 0 | 0 | 0 | 0 | 0 | 0 | 0 | 0 | 1 | 1 | 1 | 1 | 1 | 1 | 1 | 1 | 1 | 1 | 1 | 1 | 0 | 0 | 0 | 0 | 16 | 0.66337 | 0.20792 | 0.079208 | 0.049505 | 0.76136 | 0 | 0 | 0 | 0 | 0 | 0 | 0 | 0 |  | 0.05208 | 0.05208 | 0.051993 | 0.051993 | 0.051147 | 0.05259 | 0.05259 | Health/Medical - Hospital - Laboratory, Medical 12hr Treatment - Hol | 14 | 25 | 20 | 82.2847 | 0 | 0 | 0 | 82.2847 | 0 | 0 | 0 | 8.2285 | 0 | 0 | 0 | 0 | 0 | 0 | 0 | 0 | 0 | 0 | 0 | 0 | 0 | 0 | 0 | 0 | 0 | 0 | 0 | 0 | 0 | 0 | 0 | 0 | 0 |  | 2 | 65.4628 | 0 | 0 | 2 | 65.4628 | 0 | 0 | 0.2 | 6.5463 | 0 | 0 | 0 | 0 | 0 | 0 | 0 | 0 | 0 | 0 | 0 | 0 | 0 | 0 | 0 | 0 | 0 | 0 | 0 | 0 | 0 | 0 | 0 | 0 | 0.85713 | 0.84 | 0.86491 | 0.84
712 | 7 | 12 | 8 | 4 |  |  | Health/Medical - Hospital - Laboratory, Medical 12hr Treatment | Health/Medical - Hospital - Laboratory, Medical 12hr Treatment | Health/Medical - Hospital | Laboratory, Medical 12hr Treatment | Health/Medical - Hospital - Laboratory, Medical 12hr Treatment |  | Health/Medical - Hospital | Health/Medical - Hospital - Laboratory, Medical 12hr Treatment | Hospital Lab/Surgery/Out (12 hour) | all | Open | 251 | 251 | 0.17333 | 1.3088 | 1.3088 | 1.3088 | 1.3088 | 1.1343 | 1.1343 | 1.1343 | 0.22686 | 0.22686 | 0.22686 | 0.22686 | 0.19661 | 0.19661 | 0.19661 | 614.9712 | 614.9712 | 614.9712 | 614.9712 | 532.975 | 532.975 | 532.975 | 0.14292 | 0.14292 | 0.14292 | 0.14292 | 0.12387 | 0.12387 | 0.12387 | 3648.814 | 3648.814 | 3648.814 | 3648.814 | 3648.814 | 3648.814 | 3648.814 | 0 | 0 | 0 | 0 | 0 | 0 | 0 | 0.63 | 0.63 | 0.63 | 0.63 | 0.63 | 0.63 | 0.63 | 0 | 0 | 0 | 0 | 0 | 0 | 0 | 0.14094 | 0.14094 | 0.14094 | 0.14094 | 0.12215 | 0.12215 | 0.12215 | 0.02443 | 0.02443 | 0.02443 | 0.02443 | 0.021173 | 0.021173 | 0.021173 | 54.0973 | 54.0973 | 54.0973 | 54.0973 | 46.8844 | 46.8844 | 46.8844 | 0.013339 | 0.013339 | 0.013339 | 0.013339 | 0.011561 | 0.011561 | 0.011561 | 2983.4126 | 2983.4126 | 2983.4126 | 2983.4126 | 2983.4126 | 2983.4126 | 2983.4126 | 0 | 0 | 0 | 0 | 0 | 0 | 0 | 0.546 | 0.546 | 0.546 | 0.546 | 0.546 | 0.546 | 0.546 | 0 | 0 | 0 | 0 | 0 | 0 | 0 | Hospital Lab/Surgery/Out (12 hour) ILit all | Hospital Lab/Surgery/Out (12 hour) ILit all | 3774 | 30 | 75 | Hospital Lab/Surgery/Out (12 hour) ILit2 all | Hospital Lab/Surgery/Out (12 hour) ILit2 all | Hospital Lab/Surgery/Out (12 hour) ILit2 All | 3858 | 20 | 65 | 3774 | 10.7999 | 0.63 | 0.3 | 0.3 | 0.3 | 0.3 | 0.3 | 0.3 | 0.3 | 0.3 | 0.75 | 0.75 | 0.75 | 0.75 | 0.75 | 0.75 | 0.75 | 0.75 | 0.75 | 0.75 | 0.75 | 0.75 | 0.3 | 0.3 | 0.3 | 0.3 | 8.8221 | 0.546 | 0.2 | 0.2 | 0.2 | 0.2 | 0.2 | 0.2 | 0.2 | 0.2 | 0.65 | 0.65 | 0.65 | 0.65 | 0.65 | 0.65 | 0.65 | 0.65 | 0.65 | 0.65 | 0.65 | 0.65 | 0.2 | 0.2 | 0.2 | 0.2 | 0 | 0 | 0 | 0 | 0 | 0 | 0 | 0 | 1 | 1 | 1 | 1 | 1 | 1 | 1 | 1 | 1 | 1 | 1 | 1 | 0 | 0 | 0 | 0 | 0 | 0 | 0 | 0 | 0 | 0 | 0 | 0 | 1 | 1 | 1 | 1 | 1 | 1 | 1 | 1 | 1 | 1 | 1 | 1 | 0 | 0 | 0 | 0 | 16 | 0.66337 | 0.20792 | 0.079208 | 0.049505 | 0.76136 | 0.090006 | 0.020419 | 0.020419 | 0.020419 | 0.020419 | 0.017697 | 0.017697 | 0.017697 |  | 0.05208 | 0.05208 | 0.051993 | 0.051993 | 0.051147 | 0.05259 | 0.05259 | Health/Medical - Hospital - Laboratory, Medical 12hr Treatment - all | 16 | 25 | 20 | 2710.7679 | 0 | 2710.7679 | 0 | 0 | 0 | 10.7999 | 0 | 0 | 0 | 0 | 0 | 0 | 0 | 0 | 0 | 0 | 0 | 0 | 0 | 0 | 0 | 0 | 0 | 0 | 0 | 0 | 0 | 0 | 0 | 0 | 0 | 0 | 0 |  | 2214.3367 | 0 | 2214.3367 | 0 | 0 | 0 | 8.8221 | 0 | 0 | 0 | 0 | 0 | 0 | 0 | 0 | 0 | 0 | 0 | 0 | 0 | 0 | 0 | 0 | 0 | 0 | 0 | 0 | 0 | 0 | 0 | 0 | 0 | 0 | 0 | 0.85713 | 0.84 | 0.86491 | 0.84
713 | 7 | 13 | 5 | 1 |  |  |  |  | Health/Medical - Hospital | Medical and Clinical Care - 24hr ICU | Health/Medical - Hospital - Medical and Clinical Care - 24hr ICU |  | Health/Medical - Hospital | Health/Medical - Hospital - Medical and Clinical Care - 24hr ICU | Hospital Intensive Care (24 hour) | Sat | Open | 52 | 52 | 0.058282 | 1.2216 | 1.2216 | 1.2216 | 1.2216 | 1.047 | 1.047 | 1.047 | 0 | 0 | 0 | 0 | 0 | 0 | 0 | 35.5403 | 35.5403 | 35.5403 | 35.5403 | 30.4631 | 30.4631 | 30.4631 | 0 | 0 | 0 | 0 | 0 | 0 | 0 | 0 | 0 | 0 | 0 | 0 | 0 | 0 | 0 | 0 | 0 | 0 | 0 | 0 | 0 | 0 | 0 | 0 | 0 | 0 | 0 | 0 | 0 | 0 | 0 | 0 | 0 | 0 | 0 | 0.13155 | 0.13155 | 0.13155 | 0.13155 | 0.11276 | 0.11276 | 0.11276 | 0 | 0 | 0 | 0 | 0 | 0 | 0 | 3.1097 | 3.1097 | 3.1097 | 3.1097 | 2.6654 | 2.6654 | 2.6654 | 0 | 0 | 0 | 0 | 0 | 0 | 0 | 0 | 0 | 0 | 0 | 0 | 0 | 0 | 0 | 0 | 0 | 0 | 0 | 0 | 0 | 0 | 0 | 0 | 0 | 0 | 0 | 0 | 0 | 0 | 0 | 0 | 0 | 0 | 0 | Hospital Intensive Care (24 hour) ILit Sat | Hospital Intensive Care (24 hour) ILit all | 3773 | 30 | 50 | Hospital Intensive Care (24 hour) ILit2 Sat | Hospital Intensive Care (24 hour) ILit2 Sat | Hospital Intensive Care (24 hour) ILit2 All | 3857 | 20 | 45 | 3773 | 9.6 | 0.5 | 0.3 | 0.3 | 0.3 | 0.3 | 0.3 | 0.3 | 0.3 | 0.3 | 0.5 | 0.5 | 0.5 | 0.5 | 0.5 | 0.5 | 0.5 | 0.5 | 0.5 | 0.5 | 0.5 | 0.5 | 0.3 | 0.3 | 0.3 | 0.3 | 7.8 | 0.45 | 0.2 | 0.2 | 0.2 | 0.2 | 0.2 | 0.2 | 0.2 | 0.2 | 0.45 | 0.45 | 0.45 | 0.45 | 0.45 | 0.45 | 0.45 | 0.45 | 0.45 | 0.45 | 0.45 | 0.45 | 0.2 | 0.2 | 0.2 | 0.2 | 0 | 0 | 0 | 0 | 0 | 0 | 0 | 0 | 1 | 1 | 1 | 1 | 1 | 1 | 1 | 1 | 1 | 1 | 1 | 1 | 0 | 0 | 0 | 0 | 0 | 0 | 0 | 0 | 0 | 0 | 0 | 0 | 1 | 1 | 1 | 1 | 1 | 1 | 1 | 1 | 1 | 1 | 1 | 1 | 0 | 0 | 0 | 0 | 0 | 0 | 0 | 0 | 0 | 0 | 0 | 0 | 0 | 0 | 0 | 0 | 0 | 0 |  | 0.05208 | 0.05208 | 0.051993 | 0.051993 | 0.051147 | 0.05259 | 0.05259 | Health/Medical - Hospital - Medical and Clinical Care - 24hr ICU - Sat | 10 | 25 | 20 | 499.2 | 0 | 0 | 0 | 499.2 | 0 | 0 | 0 | 9.6 | 0 | 0 | 0 | 0 | 0 | 0 | 0 | 0 | 0 | 0 | 0 | 0 | 0 | 0 | 0 | 0 | 0 | 0 | 0 | 0 | 0 | 0 | 0 | 0 | 0 |  | 10.4 | 395.2 | 0 | 0 | 10.4 | 395.2 | 0 | 0 | 0.2 | 7.6 | 0 | 0 | 0 | 0 | 0 | 0 | 0 | 0 | 0 | 0 | 0 | 0 | 0 | 0 | 0 | 0 | 0 | 0 | 0 | 0 | 0 | 0 | 0 | 0 | 1 | 1 | 1 | 1
714 | 7 | 14 | 6 | 2 |  |  |  |  | Health/Medical - Hospital | Medical and Clinical Care - 24hr ICU | Health/Medical - Hospital - Medical and Clinical Care - 24hr ICU |  | Health/Medical - Hospital | Health/Medical - Hospital - Medical and Clinical Care - 24hr ICU | Hospital Intensive Care (24 hour) | Sun | Open | 52 | 52 | 0.058282 | 1.2216 | 1.2216 | 1.2216 | 1.2216 | 1.047 | 1.047 | 1.047 | 0 | 0 | 0 | 0 | 0 | 0 | 0 | 35.5403 | 35.5403 | 35.5403 | 35.5403 | 30.4631 | 30.4631 | 30.4631 | 0 | 0 | 0 | 0 | 0 | 0 | 0 | 0 | 0 | 0 | 0 | 0 | 0 | 0 | 0 | 0 | 0 | 0 | 0 | 0 | 0 | 0 | 0 | 0 | 0 | 0 | 0 | 0 | 0 | 0 | 0 | 0 | 0 | 0 | 0 | 0.13155 | 0.13155 | 0.13155 | 0.13155 | 0.11276 | 0.11276 | 0.11276 | 0 | 0 | 0 | 0 | 0 | 0 | 0 | 3.1097 | 3.1097 | 3.1097 | 3.1097 | 2.6654 | 2.6654 | 2.6654 | 0 | 0 | 0 | 0 | 0 | 0 | 0 | 0 | 0 | 0 | 0 | 0 | 0 | 0 | 0 | 0 | 0 | 0 | 0 | 0 | 0 | 0 | 0 | 0 | 0 | 0 | 0 | 0 | 0 | 0 | 0 | 0 | 0 | 0 | 0 | Hospital Intensive Care (24 hour) ILit Sun | Hospital Intensive Care (24 hour) ILit all | 3773 | 30 | 50 | Hospital Intensive Care (24 hour) ILit2 Sun | Hospital Intensive Care (24 hour) ILit2 Sun | Hospital Intensive Care (24 hour) ILit2 All | 3857 | 20 | 45 | 3773 | 9.6 | 0.5 | 0.3 | 0.3 | 0.3 | 0.3 | 0.3 | 0.3 | 0.3 | 0.3 | 0.5 | 0.5 | 0.5 | 0.5 | 0.5 | 0.5 | 0.5 | 0.5 | 0.5 | 0.5 | 0.5 | 0.5 | 0.3 | 0.3 | 0.3 | 0.3 | 7.8 | 0.45 | 0.2 | 0.2 | 0.2 | 0.2 | 0.2 | 0.2 | 0.2 | 0.2 | 0.45 | 0.45 | 0.45 | 0.45 | 0.45 | 0.45 | 0.45 | 0.45 | 0.45 | 0.45 | 0.45 | 0.45 | 0.2 | 0.2 | 0.2 | 0.2 | 0 | 0 | 0 | 0 | 0 | 0 | 0 | 0 | 1 | 1 | 1 | 1 | 1 | 1 | 1 | 1 | 1 | 1 | 1 | 1 | 0 | 0 | 0 | 0 | 0 | 0 | 0 | 0 | 0 | 0 | 0 | 0 | 1 | 1 | 1 | 1 | 1 | 1 | 1 | 1 | 1 | 1 | 1 | 1 | 0 | 0 | 0 | 0 | 0 | 0 | 0 | 0 | 0 | 0 | 0 | 0 | 0 | 0 | 0 | 0 | 0 | 0 |  | 0.05208 | 0.05208 | 0.051993 | 0.051993 | 0.051147 | 0.05259 | 0.05259 | Health/Medical - Hospital - Medical and Clinical Care - 24hr ICU - Sun | 12 | 25 | 20 | 499.2 | 0 | 0 | 0 | 499.2 | 0 | 0 | 0 | 9.6 | 0 | 0 | 0 | 0 | 0 | 0 | 0 | 0 | 0 | 0 | 0 | 0 | 0 | 0 | 0 | 0 | 0 | 0 | 0 | 0 | 0 | 0 | 0 | 0 | 0 |  | 10.4 | 395.2 | 0 | 0 | 10.4 | 395.2 | 0 | 0 | 0.2 | 7.6 | 0 | 0 | 0 | 0 | 0 | 0 | 0 | 0 | 0 | 0 | 0 | 0 | 0 | 0 | 0 | 0 | 0 | 0 | 0 | 0 | 0 | 0 | 0 | 0 | 1 | 1 | 1 | 1
715 | 7 | 15 | 7 | 3 |  |  |  |  | Health/Medical - Hospital | Medical and Clinical Care - 24hr ICU | Health/Medical - Hospital - Medical and Clinical Care - 24hr ICU |  | Health/Medical - Hospital | Health/Medical - Hospital - Medical and Clinical Care - 24hr ICU | Hospital Intensive Care (24 hour) | Hol | Open | 10 | 10 | 0.058282 | 1.2216 | 1.2216 | 1.2216 | 1.2216 | 1.047 | 1.047 | 1.047 | 0 | 0 | 0 | 0 | 0 | 0 | 0 | 6.8347 | 6.8347 | 6.8347 | 6.8347 | 5.8583 | 5.8583 | 5.8583 | 0 | 0 | 0 | 0 | 0 | 0 | 0 | 0 | 0 | 0 | 0 | 0 | 0 | 0 | 0 | 0 | 0 | 0 | 0 | 0 | 0 | 0 | 0 | 0 | 0 | 0 | 0 | 0 | 0 | 0 | 0 | 0 | 0 | 0 | 0 | 0.13155 | 0.13155 | 0.13155 | 0.13155 | 0.11276 | 0.11276 | 0.11276 | 0 | 0 | 0 | 0 | 0 | 0 | 0 | 0.59801 | 0.59801 | 0.59801 | 0.59801 | 0.51258 | 0.51258 | 0.51258 | 0 | 0 | 0 | 0 | 0 | 0 | 0 | 0 | 0 | 0 | 0 | 0 | 0 | 0 | 0 | 0 | 0 | 0 | 0 | 0 | 0 | 0 | 0 | 0 | 0 | 0 | 0 | 0 | 0 | 0 | 0 | 0 | 0 | 0 | 0 | Hospital Intensive Care (24 hour) ILit Hol | Hospital Intensive Care (24 hour) ILit all | 3773 | 30 | 50 | Hospital Intensive Care (24 hour) ILit2 Hol | Hospital Intensive Care (24 hour) ILit2 Hol | Hospital Intensive Care (24 hour) ILit2 All | 3857 | 20 | 45 | 3773 | 9.6 | 0.5 | 0.3 | 0.3 | 0.3 | 0.3 | 0.3 | 0.3 | 0.3 | 0.3 | 0.5 | 0.5 | 0.5 | 0.5 | 0.5 | 0.5 | 0.5 | 0.5 | 0.5 | 0.5 | 0.5 | 0.5 | 0.3 | 0.3 | 0.3 | 0.3 | 7.8 | 0.45 | 0.2 | 0.2 | 0.2 | 0.2 | 0.2 | 0.2 | 0.2 | 0.2 | 0.45 | 0.45 | 0.45 | 0.45 | 0.45 | 0.45 | 0.45 | 0.45 | 0.45 | 0.45 | 0.45 | 0.45 | 0.2 | 0.2 | 0.2 | 0.2 | 0 | 0 | 0 | 0 | 0 | 0 | 0 | 0 | 1 | 1 | 1 | 1 | 1 | 1 | 1 | 1 | 1 | 1 | 1 | 1 | 0 | 0 | 0 | 0 | 0 | 0 | 0 | 0 | 0 | 0 | 0 | 0 | 1 | 1 | 1 | 1 | 1 | 1 | 1 | 1 | 1 | 1 | 1 | 1 | 0 | 0 | 0 | 0 | 0 | 0 | 0 | 0 | 0 | 0 | 0 | 0 | 0 | 0 | 0 | 0 | 0 | 0 |  | 0.05208 | 0.05208 | 0.051993 | 0.051993 | 0.051147 | 0.05259 | 0.05259 | Health/Medical - Hospital - Medical and Clinical Care - 24hr ICU - Hol | 14 | 25 | 20 | 96 | 0 | 0 | 0 | 96 | 0 | 0 | 0 | 9.6 | 0 | 0 | 0 | 0 | 0 | 0 | 0 | 0 | 0 | 0 | 0 | 0 | 0 | 0 | 0 | 0 | 0 | 0 | 0 | 0 | 0 | 0 | 0 | 0 | 0 |  | 2 | 76 | 0 | 0 | 2 | 76 | 0 | 0 | 0.2 | 7.6 | 0 | 0 | 0 | 0 | 0 | 0 | 0 | 0 | 0 | 0 | 0 | 0 | 0 | 0 | 0 | 0 | 0 | 0 | 0 | 0 | 0 | 0 | 0 | 0 | 1 | 1 | 1 | 1
716 | 7 | 16 | 8 | 4 |  |  | Health/Medical - Hospital - Medical and Clinical Care - 24hr ICU | Health/Medical - Hospital - Medical and Clinical Care - 24hr ICU | Health/Medical - Hospital | Medical and Clinical Care - 24hr ICU | Health/Medical - Hospital - Medical and Clinical Care - 24hr ICU |  | Health/Medical - Hospital | Health/Medical - Hospital - Medical and Clinical Care - 24hr ICU | Hospital Intensive Care (24 hour) | all | Open | 251 | 251 | 0.058282 | 1.2216 | 1.2216 | 1.2216 | 1.2216 | 1.047 | 1.047 | 1.047 | 0.071195 | 0.071195 | 0.071195 | 0.071195 | 0.061024 | 0.061024 | 0.061024 | 225.16 | 225.16 | 225.16 | 225.16 | 192.9943 | 192.9943 | 192.9943 | 0.053396 | 0.053396 | 0.053396 | 0.053396 | 0.045768 | 0.045768 | 0.045768 | 4257 | 4257 | 4257 | 4257 | 4257 | 4257 | 4257 | 0 | 0 | 0 | 0 | 0 | 0 | 0 | 0.75 | 0.75 | 0.75 | 0.75 | 0.75 | 0.75 | 0.75 | 0 | 0 | 0 | 0 | 0 | 0 | 0 | 0.13155 | 0.13155 | 0.13155 | 0.13155 | 0.11276 | 0.11276 | 0.11276 | 0.0076668 | 0.0076668 | 0.0076668 | 0.0076668 | 0.0065716 | 0.0065716 | 0.0065716 | 19.6287 | 19.6287 | 19.6287 | 19.6287 | 16.8246 | 16.8246 | 16.8246 | 0.0049834 | 0.0049834 | 0.0049834 | 0.0049834 | 0.0042715 | 0.0042715 | 0.0042715 | 3449.4 | 3449.4 | 3449.4 | 3449.4 | 3449.4 | 3449.4 | 3449.4 | 0 | 0 | 0 | 0 | 0 | 0 | 0 | 0.65 | 0.65 | 0.65 | 0.65 | 0.65 | 0.65 | 0.65 | 0 | 0 | 0 | 0 | 0 | 0 | 0 | Hospital Intensive Care (24 hour) ILit all | Hospital Intensive Care (24 hour) ILit all | 3772 | 30 | 75 | Hospital Intensive Care (24 hour) ILit2 all | Hospital Intensive Care (24 hour) ILit2 all | Hospital Intensive Care (24 hour) ILit2 All | 3856 | 20 | 65 | 3772 | 12.6 | 0.75 | 0.3 | 0.3 | 0.3 | 0.3 | 0.3 | 0.3 | 0.3 | 0.3 | 0.75 | 0.75 | 0.75 | 0.75 | 0.75 | 0.75 | 0.75 | 0.75 | 0.75 | 0.75 | 0.75 | 0.75 | 0.3 | 0.3 | 0.3 | 0.3 | 10.2 | 0.65 | 0.2 | 0.2 | 0.2 | 0.2 | 0.2 | 0.2 | 0.2 | 0.2 | 0.65 | 0.65 | 0.65 | 0.65 | 0.65 | 0.65 | 0.65 | 0.65 | 0.65 | 0.65 | 0.65 | 0.65 | 0.2 | 0.2 | 0.2 | 0.2 | 0 | 0 | 0 | 0 | 0 | 0 | 0 | 0 | 1 | 1 | 1 | 1 | 1 | 1 | 1 | 1 | 1 | 1 | 1 | 1 | 0 | 0 | 0 | 0 | 0 | 0 | 0 | 0 | 0 | 0 | 0 | 0 | 1 | 1 | 1 | 1 | 1 | 1 | 1 | 1 | 1 | 1 | 1 | 1 | 0 | 0 | 0 | 0 | 0 | 0 | 0 | 0 | 0 | 0 | 0 | 0 | 0 | 0 | 0 | 0 | 0 | 0 |  | 0.05208 | 0.05208 | 0.051993 | 0.051993 | 0.051147 | 0.05259 | 0.05259 | Health/Medical - Hospital - Medical and Clinical Care - 24hr ICU - all | 16 | 25 | 20 | 3162.6 | 0 | 3162.6 | 0 | 0 | 0 | 12.6 | 0 | 0 | 0 | 0 | 0 | 0 | 0 | 0 | 0 | 0 | 0 | 0 | 0 | 0 | 0 | 0 | 0 | 0 | 0 | 0 | 0 | 0 | 0 | 0 | 0 | 0 | 0 |  | 2560.2 | 0 | 2560.2 | 0 | 0 | 0 | 10.2 | 0 | 0 | 0 | 0 | 0 | 0 | 0 | 0 | 0 | 0 | 0 | 0 | 0 | 0 | 0 | 0 | 0 | 0 | 0 | 0 | 0 | 0 | 0 | 0 | 0 | 0 | 0 | 1 | 1 | 1 | 1
717 | 7 | 17 | 5 | 1 |  |  |  |  | Health/Medical - Hospital | Medical and Clinical Care - 24hr Support | Health/Medical - Hospital - Medical and Clinical Care - 24hr Support |  | Health/Medical - Hospital | Health/Medical - Hospital - Medical and Clinical Care - 24hr Support | Hospital Nursing Suprt (24 hour) | Sat | Open | 52 | 52 | 0.15999 | 1.2216 | 1.2216 | 1.2216 | 1.2216 | 1.047 | 1.047 | 1.047 | 0 | 0 | 0 | 0 | 0 | 0 | 0 | 219.52 | 219.52 | 219.52 | 219.52 | 188.16 | 188.16 | 188.16 | 0 | 0 | 0 | 0 | 0 | 0 | 0 | 0 | 0 | 0 | 0 | 0 | 0 | 0 | 0 | 0 | 0 | 0 | 0 | 0 | 0 | 0 | 0 | 0 | 0 | 0 | 0 | 0 | 0 | 0 | 0 | 0 | 0 | 0 | 0 | 0.13155 | 0.13155 | 0.13155 | 0.13155 | 0.11276 | 0.11276 | 0.11276 | 0 | 0 | 0 | 0 | 0 | 0 | 0 | 23.6398 | 23.6398 | 23.6398 | 23.6398 | 20.2627 | 20.2627 | 20.2627 | 0 | 0 | 0 | 0 | 0 | 0 | 0 | 0 | 0 | 0 | 0 | 0 | 0 | 0 | 0 | 0 | 0 | 0 | 0 | 0 | 0 | 0 | 0 | 0 | 0 | 0 | 0 | 0 | 0 | 0 | 0 | 0 | 0 | 0 | 0 | Hospital Nursing Suprt (24 hour) ILit Sat | Hospital Nursing Suprt (24 hour) ILit all | 3776 | 90 | 90 | Hospital Nursing Suprt (24 hour) ILit2 Sat | Hospital Nursing Suprt (24 hour) ILit Sat | Hospital Nursing Suprt (24 hour) ILit all | 3776 | 90 | 90 | 3776 | 21.6 | 0.9 | 0.9 | 0.9 | 0.9 | 0.9 | 0.9 | 0.9 | 0.9 | 0.9 | 0.9 | 0.9 | 0.9 | 0.9 | 0.9 | 0.9 | 0.9 | 0.9 | 0.9 | 0.9 | 0.9 | 0.9 | 0.9 | 0.9 | 0.9 | 0.9 | 21.6 | 0.9 | 0.9 | 0.9 | 0.9 | 0.9 | 0.9 | 0.9 | 0.9 | 0.9 | 0.9 | 0.9 | 0.9 | 0.9 | 0.9 | 0.9 | 0.9 | 0.9 | 0.9 | 0.9 | 0.9 | 0.9 | 0.9 | 0.9 | 0.9 | 0.9 | 0 | 0 | 0 | 0 | 0 | 0 | 0 | 0 | 0 | 0 | 0 | 0 | 0 | 0 | 0 | 0 | 0 | 0 | 0 | 0 | 0 | 0 | 0 | 0 | 0 | 0 | 0 | 0 | 0 | 0 | 0 | 0 | 0 | 0 | 0 | 0 | 0 | 0 | 0 | 0 | 0 | 0 | 0 | 0 | 0 | 0 | 0 | 0 | 0 | 0 | 0 | 0 | 0 | 0 | 0 | 0 | 0 | 0 | 0 | 0 | 0 | 0 |  | 0.05208 | 0.05208 | 0.051993 | 0.051993 | 0.051147 | 0.05259 | 0.05259 | Health/Medical - Hospital - Medical and Clinical Care - 24hr Support - Sat | 10 | 25 | 20 | 1123.2 | 0 | 0 | 0 | 1123.2 | 0 | 0 | 0 | 21.6 | 0 | 0 | 0 | 0 | 0 | 0 | 0 | 0 | 0 | 0 | 0 | 0 | 0 | 0 | 0 | 0 | 0 | 0 | 0 | 0 | 0 | 0 | 0 | 0 | 0 |  | 46.8 | 1076.4 | 0 | 0 | 46.8 | 1076.4 | 0 | 0 | 0.9 | 20.7 | 0 | 0 | 0 | 0 | 0 | 0 | 0 | 0 | 0 | 0 | 0 | 0 | 0 | 0 | 0 | 0 | 0 | 0 | 0 | 0 | 0 | 0 | 0 | 0 | 1 | 1 | 1 | 1
718 | 7 | 18 | 6 | 2 |  |  |  |  | Health/Medical - Hospital | Medical and Clinical Care - 24hr Support | Health/Medical - Hospital - Medical and Clinical Care - 24hr Support |  | Health/Medical - Hospital | Health/Medical - Hospital - Medical and Clinical Care - 24hr Support | Hospital Nursing Suprt (24 hour) | Sun | Open | 52 | 52 | 0.15999 | 1.2216 | 1.2216 | 1.2216 | 1.2216 | 1.047 | 1.047 | 1.047 | 0 | 0 | 0 | 0 | 0 | 0 | 0 | 219.52 | 219.52 | 219.52 | 219.52 | 188.16 | 188.16 | 188.16 | 0 | 0 | 0 | 0 | 0 | 0 | 0 | 0 | 0 | 0 | 0 | 0 | 0 | 0 | 0 | 0 | 0 | 0 | 0 | 0 | 0 | 0 | 0 | 0 | 0 | 0 | 0 | 0 | 0 | 0 | 0 | 0 | 0 | 0 | 0 | 0.13155 | 0.13155 | 0.13155 | 0.13155 | 0.11276 | 0.11276 | 0.11276 | 0 | 0 | 0 | 0 | 0 | 0 | 0 | 23.6398 | 23.6398 | 23.6398 | 23.6398 | 20.2627 | 20.2627 | 20.2627 | 0 | 0 | 0 | 0 | 0 | 0 | 0 | 0 | 0 | 0 | 0 | 0 | 0 | 0 | 0 | 0 | 0 | 0 | 0 | 0 | 0 | 0 | 0 | 0 | 0 | 0 | 0 | 0 | 0 | 0 | 0 | 0 | 0 | 0 | 0 | Hospital Nursing Suprt (24 hour) ILit Sun | Hospital Nursing Suprt (24 hour) ILit all | 3776 | 90 | 90 | Hospital Nursing Suprt (24 hour) ILit2 Sun | Hospital Nursing Suprt (24 hour) ILit Sun | Hospital Nursing Suprt (24 hour) ILit all | 3776 | 90 | 90 | 3776 | 21.6 | 0.9 | 0.9 | 0.9 | 0.9 | 0.9 | 0.9 | 0.9 | 0.9 | 0.9 | 0.9 | 0.9 | 0.9 | 0.9 | 0.9 | 0.9 | 0.9 | 0.9 | 0.9 | 0.9 | 0.9 | 0.9 | 0.9 | 0.9 | 0.9 | 0.9 | 21.6 | 0.9 | 0.9 | 0.9 | 0.9 | 0.9 | 0.9 | 0.9 | 0.9 | 0.9 | 0.9 | 0.9 | 0.9 | 0.9 | 0.9 | 0.9 | 0.9 | 0.9 | 0.9 | 0.9 | 0.9 | 0.9 | 0.9 | 0.9 | 0.9 | 0.9 | 0 | 0 | 0 | 0 | 0 | 0 | 0 | 0 | 0 | 0 | 0 | 0 | 0 | 0 | 0 | 0 | 0 | 0 | 0 | 0 | 0 | 0 | 0 | 0 | 0 | 0 | 0 | 0 | 0 | 0 | 0 | 0 | 0 | 0 | 0 | 0 | 0 | 0 | 0 | 0 | 0 | 0 | 0 | 0 | 0 | 0 | 0 | 0 | 0 | 0 | 0 | 0 | 0 | 0 | 0 | 0 | 0 | 0 | 0 | 0 | 0 | 0 |  | 0.05208 | 0.05208 | 0.051993 | 0.051993 | 0.051147 | 0.05259 | 0.05259 | Health/Medical - Hospital - Medical and Clinical Care - 24hr Support - Sun | 12 | 25 | 20 | 1123.2 | 0 | 0 | 0 | 1123.2 | 0 | 0 | 0 | 21.6 | 0 | 0 | 0 | 0 | 0 | 0 | 0 | 0 | 0 | 0 | 0 | 0 | 0 | 0 | 0 | 0 | 0 | 0 | 0 | 0 | 0 | 0 | 0 | 0 | 0 |  | 46.8 | 1076.4 | 0 | 0 | 46.8 | 1076.4 | 0 | 0 | 0.9 | 20.7 | 0 | 0 | 0 | 0 | 0 | 0 | 0 | 0 | 0 | 0 | 0 | 0 | 0 | 0 | 0 | 0 | 0 | 0 | 0 | 0 | 0 | 0 | 0 | 0 | 1 | 1 | 1 | 1
719 | 7 | 19 | 7 | 3 |  |  |  |  | Health/Medical - Hospital | Medical and Clinical Care - 24hr Support | Health/Medical - Hospital - Medical and Clinical Care - 24hr Support |  | Health/Medical - Hospital | Health/Medical - Hospital - Medical and Clinical Care - 24hr Support | Hospital Nursing Suprt (24 hour) | Hol | Open | 10 | 10 | 0.15999 | 1.2216 | 1.2216 | 1.2216 | 1.2216 | 1.047 | 1.047 | 1.047 | 0 | 0 | 0 | 0 | 0 | 0 | 0 | 42.2154 | 42.2154 | 42.2154 | 42.2154 | 36.1846 | 36.1846 | 36.1846 | 0 | 0 | 0 | 0 | 0 | 0 | 0 | 0 | 0 | 0 | 0 | 0 | 0 | 0 | 0 | 0 | 0 | 0 | 0 | 0 | 0 | 0 | 0 | 0 | 0 | 0 | 0 | 0 | 0 | 0 | 0 | 0 | 0 | 0 | 0 | 0.13155 | 0.13155 | 0.13155 | 0.13155 | 0.11276 | 0.11276 | 0.11276 | 0 | 0 | 0 | 0 | 0 | 0 | 0 | 4.5461 | 4.5461 | 4.5461 | 4.5461 | 3.8967 | 3.8967 | 3.8967 | 0 | 0 | 0 | 0 | 0 | 0 | 0 | 0 | 0 | 0 | 0 | 0 | 0 | 0 | 0 | 0 | 0 | 0 | 0 | 0 | 0 | 0 | 0 | 0 | 0 | 0 | 0 | 0 | 0 | 0 | 0 | 0 | 0 | 0 | 0 | Hospital Nursing Suprt (24 hour) ILit Hol | Hospital Nursing Suprt (24 hour) ILit all | 3776 | 90 | 90 | Hospital Nursing Suprt (24 hour) ILit2 Hol | Hospital Nursing Suprt (24 hour) ILit Hol | Hospital Nursing Suprt (24 hour) ILit all | 3776 | 90 | 90 | 3776 | 21.6 | 0.9 | 0.9 | 0.9 | 0.9 | 0.9 | 0.9 | 0.9 | 0.9 | 0.9 | 0.9 | 0.9 | 0.9 | 0.9 | 0.9 | 0.9 | 0.9 | 0.9 | 0.9 | 0.9 | 0.9 | 0.9 | 0.9 | 0.9 | 0.9 | 0.9 | 21.6 | 0.9 | 0.9 | 0.9 | 0.9 | 0.9 | 0.9 | 0.9 | 0.9 | 0.9 | 0.9 | 0.9 | 0.9 | 0.9 | 0.9 | 0.9 | 0.9 | 0.9 | 0.9 | 0.9 | 0.9 | 0.9 | 0.9 | 0.9 | 0.9 | 0.9 | 0 | 0 | 0 | 0 | 0 | 0 | 0 | 0 | 0 | 0 | 0 | 0 | 0 | 0 | 0 | 0 | 0 | 0 | 0 | 0 | 0 | 0 | 0 | 0 | 0 | 0 | 0 | 0 | 0 | 0 | 0 | 0 | 0 | 0 | 0 | 0 | 0 | 0 | 0 | 0 | 0 | 0 | 0 | 0 | 0 | 0 | 0 | 0 | 0 | 0 | 0 | 0 | 0 | 0 | 0 | 0 | 0 | 0 | 0 | 0 | 0 | 0 |  | 0.05208 | 0.05208 | 0.051993 | 0.051993 | 0.051147 | 0.05259 | 0.05259 | Health/Medical - Hospital - Medical and Clinical Care - 24hr Support - Hol | 14 | 25 | 20 | 216 | 0 | 0 | 0 | 216 | 0 | 0 | 0 | 21.6 | 0 | 0 | 0 | 0 | 0 | 0 | 0 | 0 | 0 | 0 | 0 | 0 | 0 | 0 | 0 | 0 | 0 | 0 | 0 | 0 | 0 | 0 | 0 | 0 | 0 |  | 9 | 207 | 0 | 0 | 9 | 207 | 0 | 0 | 0.9 | 20.7 | 0 | 0 | 0 | 0 | 0 | 0 | 0 | 0 | 0 | 0 | 0 | 0 | 0 | 0 | 0 | 0 | 0 | 0 | 0 | 0 | 0 | 0 | 0 | 0 | 1 | 1 | 1 | 1
720 | 7 | 20 | 8 | 4 |  |  | Health/Medical - Hospital - Medical and Clinical Care - 24hr Support | Health/Medical - Hospital - Medical and Clinical Care - 24hr Support | Health/Medical - Hospital | Medical and Clinical Care - 24hr Support | Health/Medical - Hospital - Medical and Clinical Care - 24hr Support |  | Health/Medical - Hospital | Health/Medical - Hospital - Medical and Clinical Care - 24hr Support | Hospital Nursing Suprt (24 hour) | all | Open | 251 | 251 | 0.15999 | 1.2216 | 1.2216 | 1.2216 | 1.2216 | 1.047 | 1.047 | 1.047 | 0.19544 | 0.19544 | 0.19544 | 0.19544 | 0.16752 | 0.16752 | 0.16752 | 1059.6061 | 1059.6061 | 1059.6061 | 1059.6061 | 908.2338 | 908.2338 | 908.2338 | 0.1759 | 0.1759 | 0.1759 | 0.1759 | 0.15077 | 0.15077 | 0.15077 | 7884 | 7884 | 7884 | 7884 | 7884 | 7884 | 7884 | 0 | 0 | 0 | 0 | 0 | 0 | 0 | 0.9 | 0.9 | 0.9 | 0.9 | 0.9 | 0.9 | 0.9 | 0 | 0 | 0 | 0 | 0 | 0 | 0 | 0.13155 | 0.13155 | 0.13155 | 0.13155 | 0.11276 | 0.11276 | 0.11276 | 0.021047 | 0.021047 | 0.021047 | 0.021047 | 0.01804 | 0.01804 | 0.01804 | 76.0717 | 76.0717 | 76.0717 | 76.0717 | 65.2043 | 65.2043 | 65.2043 | 0.012628 | 0.012628 | 0.012628 | 0.012628 | 0.010824 | 0.010824 | 0.010824 | 6076.8 | 6076.8 | 6076.8 | 6076.8 | 6076.8 | 6076.8 | 6076.8 | 0 | 0 | 0 | 0 | 0 | 0 | 0 | 0.6 | 0.6 | 0.6 | 0.6 | 0.6 | 0.6 | 0.6 | 0 | 0 | 0 | 0 | 0 | 0 | 0 | Hospital Nursing Suprt (24 hour) ILit all | Hospital Nursing Suprt (24 hour) ILit all | 3776 | 90 | 90 | Hospital Nursing Suprt (24 hour) ILit2 all | Hospital Nursing Suprt (24 hour) ILit2 all | Hospital Nursing Suprt (24 hour) ILit2 All | 3860 | 60 | 60 | 3776 | 21.6 | 0.9 | 0.9 | 0.9 | 0.9 | 0.9 | 0.9 | 0.9 | 0.9 | 0.9 | 0.9 | 0.9 | 0.9 | 0.9 | 0.9 | 0.9 | 0.9 | 0.9 | 0.9 | 0.9 | 0.9 | 0.9 | 0.9 | 0.9 | 0.9 | 0.9 | 14.4 | 0.6 | 0.6 | 0.6 | 0.6 | 0.6 | 0.6 | 0.6 | 0.6 | 0.6 | 0.6 | 0.6 | 0.6 | 0.6 | 0.6 | 0.6 | 0.6 | 0.6 | 0.6 | 0.6 | 0.6 | 0.6 | 0.6 | 0.6 | 0.6 | 0.6 | 0 | 0 | 0 | 0 | 0 | 0 | 0 | 0 | 0 | 0 | 0 | 0 | 0 | 0 | 0 | 0 | 0 | 0 | 0 | 0 | 0 | 0 | 0 | 0 | 0 | 0 | 0 | 0 | 0 | 0 | 0 | 0 | 0 | 0 | 0 | 0 | 0 | 0 | 0 | 0 | 0 | 0 | 0 | 0 | 0 | 0 | 0 | 0 | 0 | 0 | 0 | 0 | 0 | 0 | 0 | 0 | 0 | 0 | 0 | 0 | 0 | 0 |  | 0.05208 | 0.05208 | 0.051993 | 0.051993 | 0.051147 | 0.05259 | 0.05259 | Health/Medical - Hospital - Medical and Clinical Care - 24hr Support - all | 16 | 25 | 20 | 5421.6 | 0 | 5421.6 | 0 | 0 | 0 | 21.6 | 0 | 0 | 0 | 0 | 0 | 0 | 0 | 0 | 0 | 0 | 0 | 0 | 0 | 0 | 0 | 0 | 0 | 0 | 0 | 0 | 0 | 0 | 0 | 0 | 0 | 0 | 0 |  | 3614.4 | 0 | 3614.4 | 0 | 0 | 0 | 14.4 | 0 | 0 | 0 | 0 | 0 | 0 | 0 | 0 | 0 | 0 | 0 | 0 | 0 | 0 | 0 | 0 | 0 | 0 | 0 | 0 | 0 | 0 | 0 | 0 | 0 | 0 | 0 | 1 | 1 | 1 | 1
721 | 7 | 21 | 5 | 1 |  |  |  |  | Health/Medical - Hospital | Medical and Clinical Care - 24hr Wards/Isolation | Health/Medical - Hospital - Medical and Clinical Care - 24hr Wards/Isolation |  | Health/Medical - Hospital | Health/Medical - Hospital - Medical and Clinical Care - 24hr Wards/Isolation | Hospital Wards/Isolation (24 hour) | Sat | Open | 52 | 52 | 0.21999 | 1.2216 | 1.2216 | 1.2216 | 1.2216 | 1.047 | 1.047 | 1.047 | 0 | 0 | 0 | 0 | 0 | 0 | 0 | 168.1247 | 168.1247 | 168.1247 | 168.1247 | 144.1069 | 144.1069 | 144.1069 | 0 | 0 | 0 | 0 | 0 | 0 | 0 | 0 | 0 | 0 | 0 | 0 | 0 | 0 | 0 | 0 | 0 | 0 | 0 | 0 | 0 | 0 | 0 | 0 | 0 | 0 | 0 | 0 | 0 | 0 | 0 | 0 | 0 | 0 | 0 | 0.13155 | 0.13155 | 0.13155 | 0.13155 | 0.11276 | 0.11276 | 0.11276 | 0 | 0 | 0 | 0 | 0 | 0 | 0 | 18.5672 | 18.5672 | 18.5672 | 18.5672 | 15.9147 | 15.9147 | 15.9147 | 0 | 0 | 0 | 0 | 0 | 0 | 0 | 0 | 0 | 0 | 0 | 0 | 0 | 0 | 0 | 0 | 0 | 0 | 0 | 0 | 0 | 0 | 0 | 0 | 0 | 0 | 0 | 0 | 0 | 0 | 0 | 0 | 0 | 0 | 0 | Hospital Wards/Isolation (24 hour) ILit Sat | Hospital Wards/Isolation (24 hour) ILit all | 3771 | 30 | 75 | Hospital Wards/Isolation (24 hour) ILit2 Sat | Hospital Wards/Isolation (24 hour) ILit Sat | Hospital Wards/Isolation (24 hour) ILit all | 3771 | 30 | 75 | 3771 | 12.0311 | 0.63 | 0.3 | 0.3 | 0.3 | 0.3 | 0.3 | 0.47308 | 0.68077 | 0.75 | 0.75 | 0.75 | 0.75 | 0.75 | 0.75 | 0.75 | 0.75 | 0.75 | 0.75 | 0.75 | 0.75 | 0.75 | 0.75 | 0.47308 | 0.3 | 0.3 | 12.3381 | 0.63 | 0.3 | 0.3 | 0.3 | 0.3 | 0.3 | 0.47308 | 0.68077 | 0.75 | 0.75 | 0.75 | 0.75 | 0.75 | 0.75 | 0.75 | 0.75 | 0.75 | 0.75 | 0.75 | 0.75 | 0.75 | 0.75 | 0.47308 | 0.3 | 0.3 | 0 | 0 | 0 | 0 | 0 | 0.38462 | 0.84615 | 1 | 1 | 1 | 1 | 1 | 1 | 1 | 1 | 1 | 1 | 1 | 1 | 1 | 1 | 0.38462 | 0 | 0 | 0 | 0 | 0 | 0 | 0 | 0.38462 | 0.84615 | 1 | 1 | 1 | 1 | 1 | 1 | 1 | 1 | 1 | 1 | 1 | 1 | 1 | 1 | 0.38462 | 0 | 0 | 16 | 0.66337 | 0.20792 | 0.079208 | 0.049505 | 0.76136 | 0 | 0 | 0 | 0 | 0 | 0 | 0 | 0 |  | 0.05208 | 0.05208 | 0.051993 | 0.051993 | 0.051147 | 0.05259 | 0.05259 | Health/Medical - Hospital - Medical and Clinical Care - 24hr Wards/Isolation - Sat | 10 | 25 | 20 | 625.6156 | 0 | 0 | 0 | 625.6156 | 0 | 0 | 0 | 12.0311 | 0 | 0 | 0 | 0 | 0 | 0 | 0 | 0 | 0 | 0 | 0 | 0 | 0 | 0 | 0 | 0 | 0 | 0 | 0 | 0 | 0 | 0 | 0 | 0 | 0 |  | 35.4 | 606.1814 | 0 | 0 | 35.4 | 606.1814 | 0 | 0 | 0.68077 | 11.6573 | 0 | 0 | 0 | 0 | 0 | 0 | 0 | 0 | 0 | 0 | 0 | 0 | 0 | 0 | 0 | 0 | 0 | 0 | 0 | 0 | 0 | 0 | 0 | 0 | 0.84566 | 0.84 | 0.86724 | 0.84
722 | 7 | 22 | 6 | 2 |  |  |  |  | Health/Medical - Hospital | Medical and Clinical Care - 24hr Wards/Isolation | Health/Medical - Hospital - Medical and Clinical Care - 24hr Wards/Isolation |  | Health/Medical - Hospital | Health/Medical - Hospital - Medical and Clinical Care - 24hr Wards/Isolation | Hospital Wards/Isolation (24 hour) | Sun | Open | 52 | 52 | 0.21999 | 1.2216 | 1.2216 | 1.2216 | 1.2216 | 1.047 | 1.047 | 1.047 | 0 | 0 | 0 | 0 | 0 | 0 | 0 | 168.1247 | 168.1247 | 168.1247 | 168.1247 | 144.1069 | 144.1069 | 144.1069 | 0 | 0 | 0 | 0 | 0 | 0 | 0 | 0 | 0 | 0 | 0 | 0 | 0 | 0 | 0 | 0 | 0 | 0 | 0 | 0 | 0 | 0 | 0 | 0 | 0 | 0 | 0 | 0 | 0 | 0 | 0 | 0 | 0 | 0 | 0 | 0.13155 | 0.13155 | 0.13155 | 0.13155 | 0.11276 | 0.11276 | 0.11276 | 0 | 0 | 0 | 0 | 0 | 0 | 0 | 18.5672 | 18.5672 | 18.5672 | 18.5672 | 15.9147 | 15.9147 | 15.9147 | 0 | 0 | 0 | 0 | 0 | 0 | 0 | 0 | 0 | 0 | 0 | 0 | 0 | 0 | 0 | 0 | 0 | 0 | 0 | 0 | 0 | 0 | 0 | 0 | 0 | 0 | 0 | 0 | 0 | 0 | 0 | 0 | 0 | 0 | 0 | Hospital Wards/Isolation (24 hour) ILit Sun | Hospital Wards/Isolation (24 hour) ILit all | 3771 | 30 | 75 | Hospital Wards/Isolation (24 hour) ILit2 Sun | Hospital Wards/Isolation (24 hour) ILit Sun | Hospital Wards/Isolation (24 hour) ILit all | 3771 | 30 | 75 | 3771 | 12.0311 | 0.63 | 0.3 | 0.3 | 0.3 | 0.3 | 0.3 | 0.47308 | 0.68077 | 0.75 | 0.75 | 0.75 | 0.75 | 0.75 | 0.75 | 0.75 | 0.75 | 0.75 | 0.75 | 0.75 | 0.75 | 0.75 | 0.75 | 0.47308 | 0.3 | 0.3 | 12.3381 | 0.63 | 0.3 | 0.3 | 0.3 | 0.3 | 0.3 | 0.47308 | 0.68077 | 0.75 | 0.75 | 0.75 | 0.75 | 0.75 | 0.75 | 0.75 | 0.75 | 0.75 | 0.75 | 0.75 | 0.75 | 0.75 | 0.75 | 0.47308 | 0.3 | 0.3 | 0 | 0 | 0 | 0 | 0 | 0.38462 | 0.84615 | 1 | 1 | 1 | 1 | 1 | 1 | 1 | 1 | 1 | 1 | 1 | 1 | 1 | 1 | 0.38462 | 0 | 0 | 0 | 0 | 0 | 0 | 0 | 0.38462 | 0.84615 | 1 | 1 | 1 | 1 | 1 | 1 | 1 | 1 | 1 | 1 | 1 | 1 | 1 | 1 | 0.38462 | 0 | 0 | 16 | 0.66337 | 0.20792 | 0.079208 | 0.049505 | 0.76136 | 0 | 0 | 0 | 0 | 0 | 0 | 0 | 0 |  | 0.05208 | 0.05208 | 0.051993 | 0.051993 | 0.051147 | 0.05259 | 0.05259 | Health/Medical - Hospital - Medical and Clinical Care - 24hr Wards/Isolation - Sun | 12 | 25 | 20 | 625.6156 | 0 | 0 | 0 | 625.6156 | 0 | 0 | 0 | 12.0311 | 0 | 0 | 0 | 0 | 0 | 0 | 0 | 0 | 0 | 0 | 0 | 0 | 0 | 0 | 0 | 0 | 0 | 0 | 0 | 0 | 0 | 0 | 0 | 0 | 0 |  | 35.4 | 606.1814 | 0 | 0 | 35.4 | 606.1814 | 0 | 0 | 0.68077 | 11.6573 | 0 | 0 | 0 | 0 | 0 | 0 | 0 | 0 | 0 | 0 | 0 | 0 | 0 | 0 | 0 | 0 | 0 | 0 | 0 | 0 | 0 | 0 | 0 | 0 | 0.84566 | 0.84 | 0.86724 | 0.84
723 | 7 | 23 | 7 | 3 |  |  |  |  | Health/Medical - Hospital | Medical and Clinical Care - 24hr Wards/Isolation | Health/Medical - Hospital - Medical and Clinical Care - 24hr Wards/Isolation |  | Health/Medical - Hospital | Health/Medical - Hospital - Medical and Clinical Care - 24hr Wards/Isolation | Hospital Wards/Isolation (24 hour) | Hol | Open | 10 | 10 | 0.21999 | 1.2216 | 1.2216 | 1.2216 | 1.2216 | 1.047 | 1.047 | 1.047 | 0 | 0 | 0 | 0 | 0 | 0 | 0 | 32.3317 | 32.3317 | 32.3317 | 32.3317 | 27.7129 | 27.7129 | 27.7129 | 0 | 0 | 0 | 0 | 0 | 0 | 0 | 0 | 0 | 0 | 0 | 0 | 0 | 0 | 0 | 0 | 0 | 0 | 0 | 0 | 0 | 0 | 0 | 0 | 0 | 0 | 0 | 0 | 0 | 0 | 0 | 0 | 0 | 0 | 0 | 0.13155 | 0.13155 | 0.13155 | 0.13155 | 0.11276 | 0.11276 | 0.11276 | 0 | 0 | 0 | 0 | 0 | 0 | 0 | 3.5706 | 3.5706 | 3.5706 | 3.5706 | 3.0605 | 3.0605 | 3.0605 | 0 | 0 | 0 | 0 | 0 | 0 | 0 | 0 | 0 | 0 | 0 | 0 | 0 | 0 | 0 | 0 | 0 | 0 | 0 | 0 | 0 | 0 | 0 | 0 | 0 | 0 | 0 | 0 | 0 | 0 | 0 | 0 | 0 | 0 | 0 | Hospital Wards/Isolation (24 hour) ILit Hol | Hospital Wards/Isolation (24 hour) ILit all | 3771 | 30 | 75 | Hospital Wards/Isolation (24 hour) ILit2 Hol | Hospital Wards/Isolation (24 hour) ILit Hol | Hospital Wards/Isolation (24 hour) ILit all | 3771 | 30 | 75 | 3771 | 12.0311 | 0.63 | 0.3 | 0.3 | 0.3 | 0.3 | 0.3 | 0.47308 | 0.68077 | 0.75 | 0.75 | 0.75 | 0.75 | 0.75 | 0.75 | 0.75 | 0.75 | 0.75 | 0.75 | 0.75 | 0.75 | 0.75 | 0.75 | 0.47308 | 0.3 | 0.3 | 12.3381 | 0.63 | 0.3 | 0.3 | 0.3 | 0.3 | 0.3 | 0.47308 | 0.68077 | 0.75 | 0.75 | 0.75 | 0.75 | 0.75 | 0.75 | 0.75 | 0.75 | 0.75 | 0.75 | 0.75 | 0.75 | 0.75 | 0.75 | 0.47308 | 0.3 | 0.3 | 0 | 0 | 0 | 0 | 0 | 0.38462 | 0.84615 | 1 | 1 | 1 | 1 | 1 | 1 | 1 | 1 | 1 | 1 | 1 | 1 | 1 | 1 | 0.38462 | 0 | 0 | 0 | 0 | 0 | 0 | 0 | 0.38462 | 0.84615 | 1 | 1 | 1 | 1 | 1 | 1 | 1 | 1 | 1 | 1 | 1 | 1 | 1 | 1 | 0.38462 | 0 | 0 | 16 | 0.66337 | 0.20792 | 0.079208 | 0.049505 | 0.76136 | 0 | 0 | 0 | 0 | 0 | 0 | 0 | 0 |  | 0.05208 | 0.05208 | 0.051993 | 0.051993 | 0.051147 | 0.05259 | 0.05259 | Health/Medical - Hospital - Medical and Clinical Care - 24hr Wards/Isolation - Hol | 14 | 25 | 20 | 120.3107 | 0 | 0 | 0 | 120.3107 | 0 | 0 | 0 | 12.0311 | 0 | 0 | 0 | 0 | 0 | 0 | 0 | 0 | 0 | 0 | 0 | 0 | 0 | 0 | 0 | 0 | 0 | 0 | 0 | 0 | 0 | 0 | 0 | 0 | 0 |  | 6.8077 | 116.5733 | 0 | 0 | 6.8077 | 116.5733 | 0 | 0 | 0.68077 | 11.6573 | 0 | 0 | 0 | 0 | 0 | 0 | 0 | 0 | 0 | 0 | 0 | 0 | 0 | 0 | 0 | 0 | 0 | 0 | 0 | 0 | 0 | 0 | 0 | 0 | 0.84566 | 0.84 | 0.86724 | 0.84
724 | 7 | 24 | 8 | 4 |  |  | Health/Medical - Hospital - Medical and Clinical Care - 24hr Wards/Isolation | Health/Medical - Hospital - Medical and Clinical Care - 24hr Wards/Isolation | Health/Medical - Hospital | Medical and Clinical Care - 24hr Wards/Isolation | Health/Medical - Hospital - Medical and Clinical Care - 24hr Wards/Isolation |  | Health/Medical - Hospital | Health/Medical - Hospital - Medical and Clinical Care - 24hr Wards/Isolation | Hospital Wards/Isolation (24 hour) | all | Open | 251 | 251 | 0.21999 | 1.2216 | 1.2216 | 1.2216 | 1.2216 | 1.047 | 1.047 | 1.047 | 0.26873 | 0.26873 | 0.26873 | 0.26873 | 0.23034 | 0.23034 | 0.23034 | 811.5249 | 811.5249 | 811.5249 | 811.5249 | 695.5928 | 695.5928 | 695.5928 | 0.1693 | 0.1693 | 0.1693 | 0.1693 | 0.14512 | 0.14512 | 0.14512 | 4391.3401 | 4391.3401 | 4391.3401 | 4391.3401 | 4391.3401 | 4391.3401 | 4391.3401 | 0 | 0 | 0 | 0 | 0 | 0 | 0 | 0.63 | 0.63 | 0.63 | 0.63 | 0.63 | 0.63 | 0.63 | 0 | 0 | 0 | 0 | 0 | 0 | 0 | 0.13155 | 0.13155 | 0.13155 | 0.13155 | 0.11276 | 0.11276 | 0.11276 | 0.02894 | 0.02894 | 0.02894 | 0.02894 | 0.024805 | 0.024805 | 0.024805 | 74.5035 | 74.5035 | 74.5035 | 74.5035 | 63.8601 | 63.8601 | 63.8601 | 0.015801 | 0.015801 | 0.015801 | 0.015801 | 0.013544 | 0.013544 | 0.013544 | 3980.9848 | 3980.9848 | 3980.9848 | 3980.9848 | 3980.9848 | 3980.9848 | 3980.9848 | 0 | 0 | 0 | 0 | 0 | 0 | 0 | 0.546 | 0.546 | 0.546 | 0.546 | 0.546 | 0.546 | 0.546 | 0 | 0 | 0 | 0 | 0 | 0 | 0 | Hospital Wards/Isolation (24 hour) ILit all | Hospital Wards/Isolation (24 hour) ILit all | 3771 | 30 | 75 | Hospital Wards/Isolation (24 hour) ILit2 all | Hospital Wards/Isolation (24 hour) ILit2 all | Hospital Wards/Isolation (24 hour) ILit2 All | 3855 | 20 | 65 | 3771 | 12.0311 | 0.63 | 0.3 | 0.3 | 0.3 | 0.3 | 0.3 | 0.47308 | 0.68077 | 0.75 | 0.75 | 0.75 | 0.75 | 0.75 | 0.75 | 0.75 | 0.75 | 0.75 | 0.75 | 0.75 | 0.75 | 0.75 | 0.75 | 0.47308 | 0.3 | 0.3 | 10.2567 | 0.546 | 0.2 | 0.2 | 0.2 | 0.2 | 0.2 | 0.37308 | 0.58077 | 0.65 | 0.65 | 0.65 | 0.65 | 0.65 | 0.65 | 0.65 | 0.65 | 0.65 | 0.65 | 0.65 | 0.65 | 0.65 | 0.65 | 0.37308 | 0.2 | 0.2 | 0 | 0 | 0 | 0 | 0 | 0.38462 | 0.84615 | 1 | 1 | 1 | 1 | 1 | 1 | 1 | 1 | 1 | 1 | 1 | 1 | 1 | 1 | 0.38462 | 0 | 0 | 0 | 0 | 0 | 0 | 0 | 0.38462 | 0.84615 | 1 | 1 | 1 | 1 | 1 | 1 | 1 | 1 | 1 | 1 | 1 | 1 | 1 | 1 | 0.38462 | 0 | 0 | 16 | 0.66337 | 0.20792 | 0.079208 | 0.049505 | 0.76136 | 0.097237 | 0.026131 | 0.026131 | 0.026131 | 0.026131 | 0.022398 | 0.022398 | 0.022398 |  | 0.05208 | 0.05208 | 0.051993 | 0.051993 | 0.051147 | 0.05259 | 0.05259 | Health/Medical - Hospital - Medical and Clinical Care - 24hr Wards/Isolation - all | 16 | 25 | 20 | 3019.7982 | 0 | 3019.7982 | 0 | 0 | 0 | 12.0311 | 0 | 0 | 0 | 0 | 0 | 0 | 0 | 0 | 0 | 0 | 0 | 0 | 0 | 0 | 0 | 0 | 0 | 0 | 0 | 0 | 0 | 0 | 0 | 0 | 0 | 0 | 0 |  | 2574.4409 | 0 | 2574.4409 | 0 | 0 | 0 | 10.2567 | 0 | 0 | 0 | 0 | 0 | 0 | 0 | 0 | 0 | 0 | 0 | 0 | 0 | 0 | 0 | 0 | 0 | 0 | 0 | 0 | 0 | 0 | 0 | 0 | 0 | 0 | 0 | 0.84566 | 0.84 | 0.86724 | 0.84
725 | 7 | 25 | 5 | 1 |  |  |  |  | Health/Medical - Hospital | Office (General) - 12hr Admin | Health/Medical - Hospital - Office (General) - 12hr Admin |  | Health/Medical - Hospital | Health/Medical - Hospital - Office (General) - 12hr Admin | Hospital Admin/Office (12 hour) | Sat | Open | 52 | 52 | 0.11333 | 1.1343 | 1.1343 | 1.1343 | 1.1343 | 1.1343 | 0.91617 | 0.91617 | 0 | 0 | 0 | 0 | 0 | 0 | 0 | 55.3009 | 55.3009 | 55.3009 | 55.3009 | 55.3009 | 44.6661 | 44.6661 | 0 | 0 | 0 | 0 | 0 | 0 | 0 | 0 | 0 | 0 | 0 | 0 | 0 | 0 | 0 | 0 | 0 | 0 | 0 | 0 | 0 | 0 | 0 | 0 | 0 | 0 | 0 | 0 | 0 | 0 | 0 | 0 | 0 | 0 | 0 | 0.12215 | 0.12215 | 0.12215 | 0.12215 | 0.12215 | 0.098661 | 0.098661 | 0 | 0 | 0 | 0 | 0 | 0 | 0 | 4.9159 | 4.9159 | 4.9159 | 4.9159 | 4.9159 | 3.9705 | 3.9705 | 0 | 0 | 0 | 0 | 0 | 0 | 0 | 0 | 0 | 0 | 0 | 0 | 0 | 0 | 0 | 0 | 0 | 0 | 0 | 0 | 0 | 0 | 0 | 0 | 0 | 0 | 0 | 0 | 0 | 0 | 0 | 0 | 0 | 0 | 0 | Hospital Admin/Office (12 hour) ILit Sat | Hospital Admin/Office (12 hour) ILit all | 3768 | 30 | 50 | Hospital Admin/Office (12 hour) ILit2 Sat | Hospital Admin/Office (12 hour) ILit2 Sat | Hospital Admin/Office (12 hour) ILit2 All | 3852 | 20 | 45 | 3768 | 8.2725 | 0.42 | 0.3 | 0.3 | 0.3 | 0.3 | 0.3 | 0.3 | 0.3 | 0.3 | 0.5 | 0.5 | 0.5 | 0.5 | 0.5 | 0.5 | 0.5 | 0.5 | 0.5 | 0.5 | 0.5 | 0.5 | 0.3 | 0.3 | 0.3 | 0.3 | 6.8287 | 0.378 | 0.2 | 0.2 | 0.2 | 0.2 | 0.2 | 0.2 | 0.2 | 0.2 | 0.45 | 0.45 | 0.45 | 0.45 | 0.45 | 0.45 | 0.45 | 0.45 | 0.45 | 0.45 | 0.45 | 0.45 | 0.2 | 0.2 | 0.2 | 0.2 | 0 | 0 | 0 | 0 | 0 | 0 | 0 | 0 | 1 | 1 | 1 | 1 | 1 | 1 | 1 | 1 | 1 | 1 | 1 | 1 | 0 | 0 | 0 | 0 | 0 | 0 | 0 | 0 | 0 | 0 | 0 | 0 | 1 | 1 | 1 | 1 | 1 | 1 | 1 | 1 | 1 | 1 | 1 | 1 | 0 | 0 | 0 | 0 | 16 | 0.66337 | 0.20792 | 0.079208 | 0.049505 | 0.76136 | 0 | 0 | 0 | 0 | 0 | 0 | 0 | 0 |  | 0.05208 | 0.05208 | 0.051993 | 0.051993 | 0.051147 | 0.05259 | 0.05259 | Health/Medical - Hospital - Office (General) - 12hr Admin - Sat | 10 | 25 | 20 | 430.1725 | 0 | 0 | 0 | 430.1725 | 0 | 0 | 0 | 8.2725 | 0 | 0 | 0 | 0 | 0 | 0 | 0 | 0 | 0 | 0 | 0 | 0 | 0 | 0 | 0 | 0 | 0 | 0 | 0 | 0 | 0 | 0 | 0 | 0 | 0 |  | 10.4 | 344.6934 | 0 | 0 | 10.4 | 344.6934 | 0 | 0 | 0.2 | 6.6287 | 0 | 0 | 0 | 0 | 0 | 0 | 0 | 0 | 0 | 0 | 0 | 0 | 0 | 0 | 0 | 0 | 0 | 0 | 0 | 0 | 0 | 0 | 0 | 0 | 0.86172 | 0.84 | 0.87548 | 0.84
726 | 7 | 26 | 6 | 2 |  |  |  |  | Health/Medical - Hospital | Office (General) - 12hr Admin | Health/Medical - Hospital - Office (General) - 12hr Admin |  | Health/Medical - Hospital | Health/Medical - Hospital - Office (General) - 12hr Admin | Hospital Admin/Office (12 hour) | Sun | Open | 52 | 52 | 0.11333 | 1.1343 | 1.1343 | 1.1343 | 1.1343 | 1.1343 | 0.91617 | 0.91617 | 0 | 0 | 0 | 0 | 0 | 0 | 0 | 55.3009 | 55.3009 | 55.3009 | 55.3009 | 55.3009 | 44.6661 | 44.6661 | 0 | 0 | 0 | 0 | 0 | 0 | 0 | 0 | 0 | 0 | 0 | 0 | 0 | 0 | 0 | 0 | 0 | 0 | 0 | 0 | 0 | 0 | 0 | 0 | 0 | 0 | 0 | 0 | 0 | 0 | 0 | 0 | 0 | 0 | 0 | 0.12215 | 0.12215 | 0.12215 | 0.12215 | 0.12215 | 0.098661 | 0.098661 | 0 | 0 | 0 | 0 | 0 | 0 | 0 | 4.9159 | 4.9159 | 4.9159 | 4.9159 | 4.9159 | 3.9705 | 3.9705 | 0 | 0 | 0 | 0 | 0 | 0 | 0 | 0 | 0 | 0 | 0 | 0 | 0 | 0 | 0 | 0 | 0 | 0 | 0 | 0 | 0 | 0 | 0 | 0 | 0 | 0 | 0 | 0 | 0 | 0 | 0 | 0 | 0 | 0 | 0 | Hospital Admin/Office (12 hour) ILit Sun | Hospital Admin/Office (12 hour) ILit all | 3768 | 30 | 50 | Hospital Admin/Office (12 hour) ILit2 Sun | Hospital Admin/Office (12 hour) ILit2 Sun | Hospital Admin/Office (12 hour) ILit2 All | 3852 | 20 | 45 | 3768 | 8.2725 | 0.42 | 0.3 | 0.3 | 0.3 | 0.3 | 0.3 | 0.3 | 0.3 | 0.3 | 0.5 | 0.5 | 0.5 | 0.5 | 0.5 | 0.5 | 0.5 | 0.5 | 0.5 | 0.5 | 0.5 | 0.5 | 0.3 | 0.3 | 0.3 | 0.3 | 6.8287 | 0.378 | 0.2 | 0.2 | 0.2 | 0.2 | 0.2 | 0.2 | 0.2 | 0.2 | 0.45 | 0.45 | 0.45 | 0.45 | 0.45 | 0.45 | 0.45 | 0.45 | 0.45 | 0.45 | 0.45 | 0.45 | 0.2 | 0.2 | 0.2 | 0.2 | 0 | 0 | 0 | 0 | 0 | 0 | 0 | 0 | 1 | 1 | 1 | 1 | 1 | 1 | 1 | 1 | 1 | 1 | 1 | 1 | 0 | 0 | 0 | 0 | 0 | 0 | 0 | 0 | 0 | 0 | 0 | 0 | 1 | 1 | 1 | 1 | 1 | 1 | 1 | 1 | 1 | 1 | 1 | 1 | 0 | 0 | 0 | 0 | 16 | 0.66337 | 0.20792 | 0.079208 | 0.049505 | 0.76136 | 0 | 0 | 0 | 0 | 0 | 0 | 0 | 0 |  | 0.05208 | 0.05208 | 0.051993 | 0.051993 | 0.051147 | 0.05259 | 0.05259 | Health/Medical - Hospital - Office (General) - 12hr Admin - Sun | 12 | 25 | 20 | 430.1725 | 0 | 0 | 0 | 430.1725 | 0 | 0 | 0 | 8.2725 | 0 | 0 | 0 | 0 | 0 | 0 | 0 | 0 | 0 | 0 | 0 | 0 | 0 | 0 | 0 | 0 | 0 | 0 | 0 | 0 | 0 | 0 | 0 | 0 | 0 |  | 10.4 | 344.6934 | 0 | 0 | 10.4 | 344.6934 | 0 | 0 | 0.2 | 6.6287 | 0 | 0 | 0 | 0 | 0 | 0 | 0 | 0 | 0 | 0 | 0 | 0 | 0 | 0 | 0 | 0 | 0 | 0 | 0 | 0 | 0 | 0 | 0 | 0 | 0.86172 | 0.84 | 0.87548 | 0.84
727 | 7 | 27 | 7 | 3 |  |  |  |  | Health/Medical - Hospital | Office (General) - 12hr Admin | Health/Medical - Hospital - Office (General) - 12hr Admin |  | Health/Medical - Hospital | Health/Medical - Hospital - Office (General) - 12hr Admin | Hospital Admin/Office (12 hour) | Hol | Open | 10 | 10 | 0.11333 | 1.1343 | 1.1343 | 1.1343 | 1.1343 | 1.1343 | 0.91617 | 0.91617 | 0 | 0 | 0 | 0 | 0 | 0 | 0 | 10.6348 | 10.6348 | 10.6348 | 10.6348 | 10.6348 | 8.5896 | 8.5896 | 0 | 0 | 0 | 0 | 0 | 0 | 0 | 0 | 0 | 0 | 0 | 0 | 0 | 0 | 0 | 0 | 0 | 0 | 0 | 0 | 0 | 0 | 0 | 0 | 0 | 0 | 0 | 0 | 0 | 0 | 0 | 0 | 0 | 0 | 0 | 0.12215 | 0.12215 | 0.12215 | 0.12215 | 0.12215 | 0.098661 | 0.098661 | 0 | 0 | 0 | 0 | 0 | 0 | 0 | 0.94536 | 0.94536 | 0.94536 | 0.94536 | 0.94536 | 0.76356 | 0.76356 | 0 | 0 | 0 | 0 | 0 | 0 | 0 | 0 | 0 | 0 | 0 | 0 | 0 | 0 | 0 | 0 | 0 | 0 | 0 | 0 | 0 | 0 | 0 | 0 | 0 | 0 | 0 | 0 | 0 | 0 | 0 | 0 | 0 | 0 | 0 | Hospital Admin/Office (12 hour) ILit Hol | Hospital Admin/Office (12 hour) ILit all | 3768 | 30 | 50 | Hospital Admin/Office (12 hour) ILit2 Hol | Hospital Admin/Office (12 hour) ILit2 Hol | Hospital Admin/Office (12 hour) ILit2 All | 3852 | 20 | 45 | 3768 | 8.2725 | 0.42 | 0.3 | 0.3 | 0.3 | 0.3 | 0.3 | 0.3 | 0.3 | 0.3 | 0.5 | 0.5 | 0.5 | 0.5 | 0.5 | 0.5 | 0.5 | 0.5 | 0.5 | 0.5 | 0.5 | 0.5 | 0.3 | 0.3 | 0.3 | 0.3 | 6.8287 | 0.378 | 0.2 | 0.2 | 0.2 | 0.2 | 0.2 | 0.2 | 0.2 | 0.2 | 0.45 | 0.45 | 0.45 | 0.45 | 0.45 | 0.45 | 0.45 | 0.45 | 0.45 | 0.45 | 0.45 | 0.45 | 0.2 | 0.2 | 0.2 | 0.2 | 0 | 0 | 0 | 0 | 0 | 0 | 0 | 0 | 1 | 1 | 1 | 1 | 1 | 1 | 1 | 1 | 1 | 1 | 1 | 1 | 0 | 0 | 0 | 0 | 0 | 0 | 0 | 0 | 0 | 0 | 0 | 0 | 1 | 1 | 1 | 1 | 1 | 1 | 1 | 1 | 1 | 1 | 1 | 1 | 0 | 0 | 0 | 0 | 16 | 0.66337 | 0.20792 | 0.079208 | 0.049505 | 0.76136 | 0 | 0 | 0 | 0 | 0 | 0 | 0 | 0 |  | 0.05208 | 0.05208 | 0.051993 | 0.051993 | 0.051147 | 0.05259 | 0.05259 | Health/Medical - Hospital - Office (General) - 12hr Admin - Hol | 14 | 25 | 20 | 82.7255 | 0 | 0 | 0 | 82.7255 | 0 | 0 | 0 | 8.2725 | 0 | 0 | 0 | 0 | 0 | 0 | 0 | 0 | 0 | 0 | 0 | 0 | 0 | 0 | 0 | 0 | 0 | 0 | 0 | 0 | 0 | 0 | 0 | 0 | 0 |  | 2 | 66.2872 | 0 | 0 | 2 | 66.2872 | 0 | 0 | 0.2 | 6.6287 | 0 | 0 | 0 | 0 | 0 | 0 | 0 | 0 | 0 | 0 | 0 | 0 | 0 | 0 | 0 | 0 | 0 | 0 | 0 | 0 | 0 | 0 | 0 | 0 | 0.86172 | 0.84 | 0.87548 | 0.84
728 | 7 | 28 | 8 | 4 |  |  | Health/Medical - Hospital - Office (General) - 12hr Admin | Health/Medical - Hospital - Office (General) - 12hr Admin | Health/Medical - Hospital | Office (General) - 12hr Admin | Health/Medical - Hospital - Office (General) - 12hr Admin |  | Health/Medical - Hospital | Health/Medical - Hospital - Office (General) - 12hr Admin | Hospital Admin/Office (12 hour) | all | Open | 251 | 251 | 0.11333 | 1.1343 | 1.1343 | 1.1343 | 1.1343 | 1.1343 | 0.91617 | 0.91617 | 0.12856 | 0.12856 | 0.12856 | 0.12856 | 0.12856 | 0.10383 | 0.10383 | 400.3997 | 400.3997 | 400.3997 | 400.3997 | 400.3997 | 323.3998 | 323.3998 | 0.097188 | 0.097188 | 0.097188 | 0.097188 | 0.097188 | 0.078498 | 0.078498 | 4057.685 | 4057.685 | 4057.685 | 4057.685 | 4057.685 | 4057.685 | 4057.685 | 0 | 0 | 0 | 0 | 0 | 0 | 0 | 0.756 | 0.756 | 0.756 | 0.756 | 0.756 | 0.756 | 0.756 | 0 | 0 | 0 | 0 | 0 | 0 | 0 | 0.12215 | 0.12215 | 0.12215 | 0.12215 | 0.12215 | 0.098661 | 0.098661 | 0.013844 | 0.013844 | 0.013844 | 0.013844 | 0.013844 | 0.011182 | 0.011182 | 38.3308 | 38.3308 | 38.3308 | 38.3308 | 38.3308 | 30.9595 | 30.9595 | 0.0098846 | 0.0098846 | 0.0098846 | 0.0098846 | 0.0098846 | 0.0079837 | 0.0079837 | 3547.2574 | 3547.2574 | 3547.2574 | 3547.2574 | 3547.2574 | 3547.2574 | 3547.2574 | 0 | 0 | 0 | 0 | 0 | 0 | 0 | 0.714 | 0.714 | 0.714 | 0.714 | 0.714 | 0.714 | 0.714 | 0 | 0 | 0 | 0 | 0 | 0 | 0 | Hospital Admin/Office (12 hour) ILit all | Hospital Admin/Office (12 hour) ILit all | 3767 | 30 | 90 | Hospital Admin/Office (12 hour) ILit2 all | Hospital Admin/Office (12 hour) ILit2 all | Hospital Admin/Office (12 hour) ILit2 All | 3851 | 20 | 85 | 3767 | 12.4088 | 0.756 | 0.3 | 0.3 | 0.3 | 0.3 | 0.3 | 0.3 | 0.3 | 0.3 | 0.9 | 0.9 | 0.9 | 0.9 | 0.9 | 0.9 | 0.9 | 0.9 | 0.9 | 0.9 | 0.9 | 0.9 | 0.3 | 0.3 | 0.3 | 0.3 | 11.031 | 0.714 | 0.2 | 0.2 | 0.2 | 0.2 | 0.2 | 0.2 | 0.2 | 0.2 | 0.85 | 0.85 | 0.85 | 0.85 | 0.85 | 0.85 | 0.85 | 0.85 | 0.85 | 0.85 | 0.85 | 0.85 | 0.2 | 0.2 | 0.2 | 0.2 | 0 | 0 | 0 | 0 | 0 | 0 | 0 | 0 | 1 | 1 | 1 | 1 | 1 | 1 | 1 | 1 | 1 | 1 | 1 | 1 | 0 | 0 | 0 | 0 | 0 | 0 | 0 | 0 | 0 | 0 | 0 | 0 | 1 | 1 | 1 | 1 | 1 | 1 | 1 | 1 | 1 | 1 | 1 | 1 | 0 | 0 | 0 | 0 | 16 | 0.66337 | 0.20792 | 0.079208 | 0.049505 | 0.76136 | 0.10454 | 0.013439 | 0.013439 | 0.013439 | 0.013439 | 0.013439 | 0.010854 | 0.010854 |  | 0.05208 | 0.05208 | 0.051993 | 0.051993 | 0.051147 | 0.05259 | 0.05259 | Health/Medical - Hospital - Office (General) - 12hr Admin - all | 16 | 25 | 20 | 3114.6145 | 0 | 3114.6145 | 0 | 0 | 0 | 12.4088 | 0 | 0 | 0 | 0 | 0 | 0 | 0 | 0 | 0 | 0 | 0 | 0 | 0 | 0 | 0 | 0 | 0 | 0 | 0 | 0 | 0 | 0 | 0 | 0 | 0 | 0 | 0 |  | 2768.7833 | 0 | 2768.7833 | 0 | 0 | 0 | 11.031 | 0 | 0 | 0 | 0 | 0 | 0 | 0 | 0 | 0 | 0 | 0 | 0 | 0 | 0 | 0 | 0 | 0 | 0 | 0 | 0 | 0 | 0 | 0 | 0 | 0 | 0 | 0 | 0.86172 | 0.84 | 0.87548 | 0.84
729 | 7 | 29 | 5 | 1 |  |  |  |  | Health/Medical - Hospital | Office (General) - 24hr Facilities | Health/Medical - Hospital - Office (General) - 24hr Facilities |  | Health/Medical - Hospital | Health/Medical - Hospital - Office (General) - 24hr Facilities | Hospital Fac/Maint (24 hour) | Sat | Open | 52 | 52 | 0.25008 | 1.1343 | 1.1343 | 1.1343 | 1.1343 | 1.1343 | 0.91617 | 0.91617 | 0 | 0 | 0 | 0 | 0 | 0 | 0 | 123.907 | 123.907 | 123.907 | 123.907 | 123.907 | 100.0787 | 100.0787 | 0 | 0 | 0 | 0 | 0 | 0 | 0 | 0 | 0 | 0 | 0 | 0 | 0 | 0 | 0 | 0 | 0 | 0 | 0 | 0 | 0 | 0 | 0 | 0 | 0 | 0 | 0 | 0 | 0 | 0 | 0 | 0 | 0 | 0 | 0 | 0.12215 | 0.12215 | 0.12215 | 0.12215 | 0.12215 | 0.098661 | 0.098661 | 0 | 0 | 0 | 0 | 0 | 0 | 0 | 10.4841 | 10.4841 | 10.4841 | 10.4841 | 10.4841 | 8.4679 | 8.4679 | 0 | 0 | 0 | 0 | 0 | 0 | 0 | 0 | 0 | 0 | 0 | 0 | 0 | 0 | 0 | 0 | 0 | 0 | 0 | 0 | 0 | 0 | 0 | 0 | 0 | 0 | 0 | 0 | 0 | 0 | 0 | 0 | 0 | 0 | 0 | Hospital Fac/Maint (24 hour) ILit Sat | Hospital Fac/Maint (24 hour) ILit all | 3766 | 30 | 40 | Hospital Fac/Maint (24 hour) ILit2 Sat | Hospital Fac/Maint (24 hour) ILit2 Sat | Hospital Fac/Maint (24 hour) ILit2 All | 3850 | 20 | 35 | 3766 | 8.4 | 0.4 | 0.3 | 0.3 | 0.3 | 0.3 | 0.3 | 0.3 | 0.3 | 0.3 | 0.4 | 0.4 | 0.4 | 0.4 | 0.4 | 0.4 | 0.4 | 0.4 | 0.4 | 0.4 | 0.4 | 0.4 | 0.3 | 0.3 | 0.3 | 0.3 | 6.6 | 0.35 | 0.2 | 0.2 | 0.2 | 0.2 | 0.2 | 0.2 | 0.2 | 0.2 | 0.35 | 0.35 | 0.35 | 0.35 | 0.35 | 0.35 | 0.35 | 0.35 | 0.35 | 0.35 | 0.35 | 0.35 | 0.2 | 0.2 | 0.2 | 0.2 | 0 | 0 | 0 | 0 | 0 | 0 | 0 | 0 | 1 | 1 | 1 | 1 | 1 | 1 | 1 | 1 | 1 | 1 | 1 | 1 | 0 | 0 | 0 | 0 | 0 | 0 | 0 | 0 | 0 | 0 | 0 | 0 | 1 | 1 | 1 | 1 | 1 | 1 | 1 | 1 | 1 | 1 | 1 | 1 | 0 | 0 | 0 | 0 | 0 | 0 | 0 | 0 | 0 | 0 | 0 | 0 | 0 | 0 | 0 | 0 | 0 | 0 |  | 0.05208 | 0.05208 | 0.051993 | 0.051993 | 0.051147 | 0.05259 | 0.05259 | Health/Medical - Hospital - Office (General) - 24hr Facilities - Sat | 10 | 25 | 20 | 436.8 | 0 | 0 | 0 | 436.8 | 0 | 0 | 0 | 8.4 | 0 | 0 | 0 | 0 | 0 | 0 | 0 | 0 | 0 | 0 | 0 | 0 | 0 | 0 | 0 | 0 | 0 | 0 | 0 | 0 | 0 | 0 | 0 | 0 | 0 |  | 10.4 | 332.8 | 0 | 0 | 10.4 | 332.8 | 0 | 0 | 0.2 | 6.4 | 0 | 0 | 0 | 0 | 0 | 0 | 0 | 0 | 0 | 0 | 0 | 0 | 0 | 0 | 0 | 0 | 0 | 0 | 0 | 0 | 0 | 0 | 0 | 0 | 1 | 1 | 1 | 1
730 | 7 | 30 | 6 | 2 |  |  |  |  | Health/Medical - Hospital | Office (General) - 24hr Facilities | Health/Medical - Hospital - Office (General) - 24hr Facilities |  | Health/Medical - Hospital | Health/Medical - Hospital - Office (General) - 24hr Facilities | Hospital Fac/Maint (24 hour) | Sun | Open | 52 | 52 | 0.25008 | 1.1343 | 1.1343 | 1.1343 | 1.1343 | 1.1343 | 0.91617 | 0.91617 | 0 | 0 | 0 | 0 | 0 | 0 | 0 | 123.907 | 123.907 | 123.907 | 123.907 | 123.907 | 100.0787 | 100.0787 | 0 | 0 | 0 | 0 | 0 | 0 | 0 | 0 | 0 | 0 | 0 | 0 | 0 | 0 | 0 | 0 | 0 | 0 | 0 | 0 | 0 | 0 | 0 | 0 | 0 | 0 | 0 | 0 | 0 | 0 | 0 | 0 | 0 | 0 | 0 | 0.12215 | 0.12215 | 0.12215 | 0.12215 | 0.12215 | 0.098661 | 0.098661 | 0 | 0 | 0 | 0 | 0 | 0 | 0 | 10.4841 | 10.4841 | 10.4841 | 10.4841 | 10.4841 | 8.4679 | 8.4679 | 0 | 0 | 0 | 0 | 0 | 0 | 0 | 0 | 0 | 0 | 0 | 0 | 0 | 0 | 0 | 0 | 0 | 0 | 0 | 0 | 0 | 0 | 0 | 0 | 0 | 0 | 0 | 0 | 0 | 0 | 0 | 0 | 0 | 0 | 0 | Hospital Fac/Maint (24 hour) ILit Sun | Hospital Fac/Maint (24 hour) ILit all | 3766 | 30 | 40 | Hospital Fac/Maint (24 hour) ILit2 Sun | Hospital Fac/Maint (24 hour) ILit2 Sun | Hospital Fac/Maint (24 hour) ILit2 All | 3850 | 20 | 35 | 3766 | 8.4 | 0.4 | 0.3 | 0.3 | 0.3 | 0.3 | 0.3 | 0.3 | 0.3 | 0.3 | 0.4 | 0.4 | 0.4 | 0.4 | 0.4 | 0.4 | 0.4 | 0.4 | 0.4 | 0.4 | 0.4 | 0.4 | 0.3 | 0.3 | 0.3 | 0.3 | 6.6 | 0.35 | 0.2 | 0.2 | 0.2 | 0.2 | 0.2 | 0.2 | 0.2 | 0.2 | 0.35 | 0.35 | 0.35 | 0.35 | 0.35 | 0.35 | 0.35 | 0.35 | 0.35 | 0.35 | 0.35 | 0.35 | 0.2 | 0.2 | 0.2 | 0.2 | 0 | 0 | 0 | 0 | 0 | 0 | 0 | 0 | 1 | 1 | 1 | 1 | 1 | 1 | 1 | 1 | 1 | 1 | 1 | 1 | 0 | 0 | 0 | 0 | 0 | 0 | 0 | 0 | 0 | 0 | 0 | 0 | 1 | 1 | 1 | 1 | 1 | 1 | 1 | 1 | 1 | 1 | 1 | 1 | 0 | 0 | 0 | 0 | 0 | 0 | 0 | 0 | 0 | 0 | 0 | 0 | 0 | 0 | 0 | 0 | 0 | 0 |  | 0.05208 | 0.05208 | 0.051993 | 0.051993 | 0.051147 | 0.05259 | 0.05259 | Health/Medical - Hospital - Office (General) - 24hr Facilities - Sun | 12 | 25 | 20 | 436.8 | 0 | 0 | 0 | 436.8 | 0 | 0 | 0 | 8.4 | 0 | 0 | 0 | 0 | 0 | 0 | 0 | 0 | 0 | 0 | 0 | 0 | 0 | 0 | 0 | 0 | 0 | 0 | 0 | 0 | 0 | 0 | 0 | 0 | 0 |  | 10.4 | 332.8 | 0 | 0 | 10.4 | 332.8 | 0 | 0 | 0.2 | 6.4 | 0 | 0 | 0 | 0 | 0 | 0 | 0 | 0 | 0 | 0 | 0 | 0 | 0 | 0 | 0 | 0 | 0 | 0 | 0 | 0 | 0 | 0 | 0 | 0 | 1 | 1 | 1 | 1
731 | 7 | 31 | 7 | 3 |  |  |  |  | Health/Medical - Hospital | Office (General) - 24hr Facilities | Health/Medical - Hospital - Office (General) - 24hr Facilities |  | Health/Medical - Hospital | Health/Medical - Hospital - Office (General) - 24hr Facilities | Hospital Fac/Maint (24 hour) | Hol | Open | 10 | 10 | 0.25008 | 1.1343 | 1.1343 | 1.1343 | 1.1343 | 1.1343 | 0.91617 | 0.91617 | 0 | 0 | 0 | 0 | 0 | 0 | 0 | 23.8283 | 23.8283 | 23.8283 | 23.8283 | 23.8283 | 19.2459 | 19.2459 | 0 | 0 | 0 | 0 | 0 | 0 | 0 | 0 | 0 | 0 | 0 | 0 | 0 | 0 | 0 | 0 | 0 | 0 | 0 | 0 | 0 | 0 | 0 | 0 | 0 | 0 | 0 | 0 | 0 | 0 | 0 | 0 | 0 | 0 | 0 | 0.12215 | 0.12215 | 0.12215 | 0.12215 | 0.12215 | 0.098661 | 0.098661 | 0 | 0 | 0 | 0 | 0 | 0 | 0 | 2.0162 | 2.0162 | 2.0162 | 2.0162 | 2.0162 | 1.6284 | 1.6284 | 0 | 0 | 0 | 0 | 0 | 0 | 0 | 0 | 0 | 0 | 0 | 0 | 0 | 0 | 0 | 0 | 0 | 0 | 0 | 0 | 0 | 0 | 0 | 0 | 0 | 0 | 0 | 0 | 0 | 0 | 0 | 0 | 0 | 0 | 0 | Hospital Fac/Maint (24 hour) ILit Hol | Hospital Fac/Maint (24 hour) ILit all | 3766 | 30 | 40 | Hospital Fac/Maint (24 hour) ILit2 Hol | Hospital Fac/Maint (24 hour) ILit2 Hol | Hospital Fac/Maint (24 hour) ILit2 All | 3850 | 20 | 35 | 3766 | 8.4 | 0.4 | 0.3 | 0.3 | 0.3 | 0.3 | 0.3 | 0.3 | 0.3 | 0.3 | 0.4 | 0.4 | 0.4 | 0.4 | 0.4 | 0.4 | 0.4 | 0.4 | 0.4 | 0.4 | 0.4 | 0.4 | 0.3 | 0.3 | 0.3 | 0.3 | 6.6 | 0.35 | 0.2 | 0.2 | 0.2 | 0.2 | 0.2 | 0.2 | 0.2 | 0.2 | 0.35 | 0.35 | 0.35 | 0.35 | 0.35 | 0.35 | 0.35 | 0.35 | 0.35 | 0.35 | 0.35 | 0.35 | 0.2 | 0.2 | 0.2 | 0.2 | 0 | 0 | 0 | 0 | 0 | 0 | 0 | 0 | 1 | 1 | 1 | 1 | 1 | 1 | 1 | 1 | 1 | 1 | 1 | 1 | 0 | 0 | 0 | 0 | 0 | 0 | 0 | 0 | 0 | 0 | 0 | 0 | 1 | 1 | 1 | 1 | 1 | 1 | 1 | 1 | 1 | 1 | 1 | 1 | 0 | 0 | 0 | 0 | 0 | 0 | 0 | 0 | 0 | 0 | 0 | 0 | 0 | 0 | 0 | 0 | 0 | 0 |  | 0.05208 | 0.05208 | 0.051993 | 0.051993 | 0.051147 | 0.05259 | 0.05259 | Health/Medical - Hospital - Office (General) - 24hr Facilities - Hol | 14 | 25 | 20 | 84 | 0 | 0 | 0 | 84 | 0 | 0 | 0 | 8.4 | 0 | 0 | 0 | 0 | 0 | 0 | 0 | 0 | 0 | 0 | 0 | 0 | 0 | 0 | 0 | 0 | 0 | 0 | 0 | 0 | 0 | 0 | 0 | 0 | 0 |  | 2 | 64 | 0 | 0 | 2 | 64 | 0 | 0 | 0.2 | 6.4 | 0 | 0 | 0 | 0 | 0 | 0 | 0 | 0 | 0 | 0 | 0 | 0 | 0 | 0 | 0 | 0 | 0 | 0 | 0 | 0 | 0 | 0 | 0 | 0 | 1 | 1 | 1 | 1
732 | 7 | 32 | 8 | 4 | Health/Medical - Hospital | Health/Medical - Hospital | Health/Medical - Hospital - Office (General) - 24hr Facilities | Health/Medical - Hospital - Office (General) - 24hr Facilities | Health/Medical - Hospital | Office (General) - 24hr Facilities | Health/Medical - Hospital - Office (General) - 24hr Facilities |  | Health/Medical - Hospital | Health/Medical - Hospital - Office (General) - 24hr Facilities | Hospital Fac/Maint (24 hour) | all | Open | 251 | 251 | 0.25008 | 1.1343 | 1.1343 | 1.1343 | 1.1343 | 1.1343 | 0.91617 | 0.91617 | 0.28367 | 0.28367 | 0.28367 | 0.28367 | 0.28367 | 0.22912 | 0.22912 | 1110.7377 | 1110.7377 | 1110.7377 | 1110.7377 | 1110.7377 | 897.1343 | 897.1343 | 0.2553 | 0.2553 | 0.2553 | 0.2553 | 0.2553 | 0.20621 | 0.20621 | 4873.2 | 4873.2 | 4873.2 | 4873.2 | 4873.2 | 4873.2 | 4873.2 | 4903.4803 | 4903.4803 | 4903.2498 | 4903.2498 | 4885.8431 | 4906.6171 | 4906.6171 | 0.9 | 0.9 | 0.9 | 0.9 | 0.9 | 0.9 | 0.9 | 0.75634 | 0.75634 | 0.75676 | 0.75676 | 0.76121 | 0.7539 | 0.7539 | 0.12215 | 0.12215 | 0.12215 | 0.12215 | 0.12215 | 0.098661 | 0.098661 | 0.030548 | 0.030548 | 0.030548 | 0.030548 | 0.030548 | 0.024673 | 0.024673 | 105.8122 | 105.8122 | 105.8122 | 105.8122 | 105.8122 | 85.4637 | 85.4637 | 0.025966 | 0.025966 | 0.025966 | 0.025966 | 0.025966 | 0.020972 | 0.020972 | 4216.2 | 4216.2 | 4216.2 | 4216.2 | 4216.2 | 4216.2 | 4216.2 | 4109.134 | 4109.134 | 4109.5741 | 4109.5741 | 4101.2903 | 4108.5819 | 4108.5819 | 0.85 | 0.85 | 0.85 | 0.85 | 0.85 | 0.85 | 0.85 | 0.65009 | 0.65009 | 0.65036 | 0.65036 | 0.65822 | 0.6466 | 0.6466 | Hospital Fac/Maint (24 hour) ILit all | Hospital Fac/Maint (24 hour) ILit all | 3765 | 40 | 90 | Hospital Fac/Maint (24 hour) ILit2 all | Hospital Fac/Maint (24 hour) ILit2 all | Hospital Fac/Maint (24 hour) ILit2 All | 3849 | 30 | 85 | 3765 | 15.6 | 0.9 | 0.4 | 0.4 | 0.4 | 0.4 | 0.4 | 0.4 | 0.4 | 0.4 | 0.9 | 0.9 | 0.9 | 0.9 | 0.9 | 0.9 | 0.9 | 0.9 | 0.9 | 0.9 | 0.9 | 0.9 | 0.4 | 0.4 | 0.4 | 0.4 | 13.8 | 0.85 | 0.3 | 0.3 | 0.3 | 0.3 | 0.3 | 0.3 | 0.3 | 0.3 | 0.85 | 0.85 | 0.85 | 0.85 | 0.85 | 0.85 | 0.85 | 0.85 | 0.85 | 0.85 | 0.85 | 0.85 | 0.3 | 0.3 | 0.3 | 0.3 | 0 | 0 | 0 | 0 | 0 | 0 | 0 | 0 | 1 | 1 | 1 | 1 | 1 | 1 | 1 | 1 | 1 | 1 | 1 | 1 | 0 | 0 | 0 | 0 | 0 | 0 | 0 | 0 | 0 | 0 | 0 | 0 | 1 | 1 | 1 | 1 | 1 | 1 | 1 | 1 | 1 | 1 | 1 | 1 | 0 | 0 | 0 | 0 | 0 | 0 | 0 | 0 | 0 | 0 | 0 | 0 | 0 | 0 | 0 | 0 | 0 | 0 | Health/Medical - Hospital | 0.05208 | 0.05208 | 0.051993 | 0.051993 | 0.051147 | 0.05259 | 0.05259 | Health/Medical - Hospital - Office (General) - 24hr Facilities - all | 16 | 25 | 20 | 3915.6 | 0 | 3915.6 | 0 | 0 | 0 | 15.6 | 0 | 0 | 0 | 0 | 0 | 0 | 0 | 0 | 0 | 0 | 0 | 0 | 0 | 0 | 0 | 0 | 0 | 0 | 0 | 0 | 0 | 0 | 0 | 0 | 0 | 0 | 0 |  | 3463.8 | 0 | 3463.8 | 0 | 0 | 0 | 13.8 | 0 | 0 | 0 | 0 | 0 | 0 | 0 | 0 | 0 | 0 | 0 | 0 | 0 | 0 | 0 | 0 | 0 | 0 | 0 | 0 | 0 | 0 | 0 | 0 | 0 | 0 | 0 | 1 | 1 | 1 | 1
801 | 8 | 1 | 5 | 1 |  |  |  |  | Health/Medical - Nursing Home | Corridor | Health/Medical - Nursing Home - Corridor |  | Health/Medical - Nursing Home | Health/Medical - Nursing Home - Corridor | NursingHome Corridor | Sat | Open | 52 | 52 | 0.055475 | 0.33237 | 0.33237 | 0.24928 | 0.24928 | 0.24928 | 0.24928 | 0.24928 | 0 | 0 | 0 | 0 | 0 | 0 | 0 | 17.5133 | 17.5133 | 13.135 | 13.135 | 13.135 | 13.135 | 13.135 | 0 | 0 | 0 | 0 | 0 | 0 | 0 | 0 | 0 | 0 | 0 | 0 | 0 | 0 | 0 | 0 | 0 | 0 | 0 | 0 | 0 | 0 | 0 | 0 | 0 | 0 | 0 | 0 | 0 | 0 | 0 | 0 | 0 | 0 | 0 | 0.42547 | 0.42547 | 0.3191 | 0.3191 | 0.3191 | 0.3191 | 0.3191 | 0 | 0 | 0 | 0 | 0 | 0 | 0 | 14.7478 | 14.7478 | 11.0609 | 11.0609 | 11.0609 | 11.0609 | 11.0609 | 0 | 0 | 0 | 0 | 0 | 0 | 0 | 0 | 0 | 0 | 0 | 0 | 0 | 0 | 0 | 0 | 0 | 0 | 0 | 0 | 0 | 0 | 0 | 0 | 0 | 0 | 0 | 0 | 0 | 0 | 0 | 0 | 0 | 0 | 0 | NursingHome Corridor ILit Sat | NursingHome Corridor ILit all | 2 | 90 | 90 | NursingHome Corridor ILit2 Sat | NursingHome Corridor ILit Sat | NursingHome Corridor ILit all | 2 | 60 | 60 | 2 | 18.2661 | 0.756 | 0.9 | 0.9 | 0.9 | 0.9 | 0.9 | 0.9 | 0.9 | 0.9 | 0.9 | 0.9 | 0.9 | 0.9 | 0.9 | 0.9 | 0.9 | 0.9 | 0.9 | 0.9 | 0.9 | 0.9 | 0.9 | 0.9 | 0.9 | 0.9 | 12.0161 | 0.504 | 0.6 | 0.6 | 0.6 | 0.6 | 0.6 | 0.6 | 0.6 | 0.6 | 0.6 | 0.6 | 0.6 | 0.6 | 0.6 | 0.6 | 0.6 | 0.6 | 0.6 | 0.6 | 0.6 | 0.6 | 0.6 | 0.6 | 0.6 | 0.6 | 0 | 0 | 0 | 0 | 0 | 0 | 0 | 0 | 0 | 0 | 0 | 0 | 0 | 0 | 0 | 0 | 0 | 0 | 0 | 0 | 0 | 0 | 0 | 0 | 0 | 0 | 0 | 0 | 0 | 0 | 0 | 0 | 0 | 0 | 0 | 0 | 0 | 0 | 0 | 0 | 0 | 0 | 0 | 0 | 0 | 0 | 0 | 0 | 16 | 0.66337 | 0.20792 | 0.079208 | 0.049505 | 0.76136 | 0 | 0 | 0 | 0 | 0 | 0 | 0 | 0 |  | 0.079242 | 0.079242 | 0.078684 | 0.078684 | 0.078647 | 0.077549 | 0.077549 | Health/Medical - Nursing Home - Corridor - Sat | 10 | 25 | 19 | 949.8397 | 0 | 0 | 0 | 949.8397 | 0 | 0 | 0 | 18.2661 | 0 | 0 | 0 | 0 | 0 | 0 | 0 | 0 | 0 | 0 | 0 | 0 | 0 | 0 | 0 | 0 | 0 | 0 | 0 | 0 | 0 | 0 | 0 | 0 | 0 |  | 31.2 | 593.6355 | 0 | 0 | 31.2 | 593.6355 | 0 | 0 | 0.6 | 11.4161 | 0 | 0 | 0 | 0 | 0 | 0 | 0 | 0 | 0 | 0 | 0 | 0 | 0 | 0 | 0 | 0 | 0 | 0 | 0 | 0 | 0 | 0 | 0 | 0 | 0.84566 | 0.84 | 0.83445 | 0.84
802 | 8 | 2 | 6 | 2 |  |  |  |  | Health/Medical - Nursing Home | Corridor | Health/Medical - Nursing Home - Corridor |  | Health/Medical - Nursing Home | Health/Medical - Nursing Home - Corridor | NursingHome Corridor | Sun | Open | 52 | 52 | 0.055475 | 0.33237 | 0.33237 | 0.24928 | 0.24928 | 0.24928 | 0.24928 | 0.24928 | 0 | 0 | 0 | 0 | 0 | 0 | 0 | 17.5133 | 17.5133 | 13.135 | 13.135 | 13.135 | 13.135 | 13.135 | 0 | 0 | 0 | 0 | 0 | 0 | 0 | 0 | 0 | 0 | 0 | 0 | 0 | 0 | 0 | 0 | 0 | 0 | 0 | 0 | 0 | 0 | 0 | 0 | 0 | 0 | 0 | 0 | 0 | 0 | 0 | 0 | 0 | 0 | 0 | 0.42547 | 0.42547 | 0.3191 | 0.3191 | 0.3191 | 0.3191 | 0.3191 | 0 | 0 | 0 | 0 | 0 | 0 | 0 | 14.7478 | 14.7478 | 11.0609 | 11.0609 | 11.0609 | 11.0609 | 11.0609 | 0 | 0 | 0 | 0 | 0 | 0 | 0 | 0 | 0 | 0 | 0 | 0 | 0 | 0 | 0 | 0 | 0 | 0 | 0 | 0 | 0 | 0 | 0 | 0 | 0 | 0 | 0 | 0 | 0 | 0 | 0 | 0 | 0 | 0 | 0 | NursingHome Corridor ILit Sun | NursingHome Corridor ILit all | 2 | 90 | 90 | NursingHome Corridor ILit2 Sun | NursingHome Corridor ILit Sun | NursingHome Corridor ILit all | 2 | 60 | 60 | 2 | 18.2661 | 0.756 | 0.9 | 0.9 | 0.9 | 0.9 | 0.9 | 0.9 | 0.9 | 0.9 | 0.9 | 0.9 | 0.9 | 0.9 | 0.9 | 0.9 | 0.9 | 0.9 | 0.9 | 0.9 | 0.9 | 0.9 | 0.9 | 0.9 | 0.9 | 0.9 | 12.0161 | 0.504 | 0.6 | 0.6 | 0.6 | 0.6 | 0.6 | 0.6 | 0.6 | 0.6 | 0.6 | 0.6 | 0.6 | 0.6 | 0.6 | 0.6 | 0.6 | 0.6 | 0.6 | 0.6 | 0.6 | 0.6 | 0.6 | 0.6 | 0.6 | 0.6 | 0 | 0 | 0 | 0 | 0 | 0 | 0 | 0 | 0 | 0 | 0 | 0 | 0 | 0 | 0 | 0 | 0 | 0 | 0 | 0 | 0 | 0 | 0 | 0 | 0 | 0 | 0 | 0 | 0 | 0 | 0 | 0 | 0 | 0 | 0 | 0 | 0 | 0 | 0 | 0 | 0 | 0 | 0 | 0 | 0 | 0 | 0 | 0 | 16 | 0.66337 | 0.20792 | 0.079208 | 0.049505 | 0.76136 | 0 | 0 | 0 | 0 | 0 | 0 | 0 | 0 |  | 0.079242 | 0.079242 | 0.078684 | 0.078684 | 0.078647 | 0.077549 | 0.077549 | Health/Medical - Nursing Home - Corridor - Sun | 12 | 25 | 19 | 949.8397 | 0 | 0 | 0 | 949.8397 | 0 | 0 | 0 | 18.2661 | 0 | 0 | 0 | 0 | 0 | 0 | 0 | 0 | 0 | 0 | 0 | 0 | 0 | 0 | 0 | 0 | 0 | 0 | 0 | 0 | 0 | 0 | 0 | 0 | 0 |  | 31.2 | 593.6355 | 0 | 0 | 31.2 | 593.6355 | 0 | 0 | 0.6 | 11.4161 | 0 | 0 | 0 | 0 | 0 | 0 | 0 | 0 | 0 | 0 | 0 | 0 | 0 | 0 | 0 | 0 | 0 | 0 | 0 | 0 | 0 | 0 | 0 | 0 | 0.84566 | 0.84 | 0.83445 | 0.84
803 | 8 | 3 | 7 | 3 |  |  |  |  | Health/Medical - Nursing Home | Corridor | Health/Medical - Nursing Home - Corridor |  | Health/Medical - Nursing Home | Health/Medical - Nursing Home - Corridor | NursingHome Corridor | Hol | Open | 10 | 10 | 0.055475 | 0.33237 | 0.33237 | 0.24928 | 0.24928 | 0.24928 | 0.24928 | 0.24928 | 0 | 0 | 0 | 0 | 0 | 0 | 0 | 3.3679 | 3.3679 | 2.526 | 2.526 | 2.526 | 2.526 | 2.526 | 0 | 0 | 0 | 0 | 0 | 0 | 0 | 0 | 0 | 0 | 0 | 0 | 0 | 0 | 0 | 0 | 0 | 0 | 0 | 0 | 0 | 0 | 0 | 0 | 0 | 0 | 0 | 0 | 0 | 0 | 0 | 0 | 0 | 0 | 0 | 0.42547 | 0.42547 | 0.3191 | 0.3191 | 0.3191 | 0.3191 | 0.3191 | 0 | 0 | 0 | 0 | 0 | 0 | 0 | 2.8361 | 2.8361 | 2.1271 | 2.1271 | 2.1271 | 2.1271 | 2.1271 | 0 | 0 | 0 | 0 | 0 | 0 | 0 | 0 | 0 | 0 | 0 | 0 | 0 | 0 | 0 | 0 | 0 | 0 | 0 | 0 | 0 | 0 | 0 | 0 | 0 | 0 | 0 | 0 | 0 | 0 | 0 | 0 | 0 | 0 | 0 | NursingHome Corridor ILit Hol | NursingHome Corridor ILit all | 2 | 90 | 90 | NursingHome Corridor ILit2 Hol | NursingHome Corridor ILit Hol | NursingHome Corridor ILit all | 2 | 60 | 60 | 2 | 18.2661 | 0.756 | 0.9 | 0.9 | 0.9 | 0.9 | 0.9 | 0.9 | 0.9 | 0.9 | 0.9 | 0.9 | 0.9 | 0.9 | 0.9 | 0.9 | 0.9 | 0.9 | 0.9 | 0.9 | 0.9 | 0.9 | 0.9 | 0.9 | 0.9 | 0.9 | 12.0161 | 0.504 | 0.6 | 0.6 | 0.6 | 0.6 | 0.6 | 0.6 | 0.6 | 0.6 | 0.6 | 0.6 | 0.6 | 0.6 | 0.6 | 0.6 | 0.6 | 0.6 | 0.6 | 0.6 | 0.6 | 0.6 | 0.6 | 0.6 | 0.6 | 0.6 | 0 | 0 | 0 | 0 | 0 | 0 | 0 | 0 | 0 | 0 | 0 | 0 | 0 | 0 | 0 | 0 | 0 | 0 | 0 | 0 | 0 | 0 | 0 | 0 | 0 | 0 | 0 | 0 | 0 | 0 | 0 | 0 | 0 | 0 | 0 | 0 | 0 | 0 | 0 | 0 | 0 | 0 | 0 | 0 | 0 | 0 | 0 | 0 | 16 | 0.66337 | 0.20792 | 0.079208 | 0.049505 | 0.76136 | 0 | 0 | 0 | 0 | 0 | 0 | 0 | 0 |  | 0.079242 | 0.079242 | 0.078684 | 0.078684 | 0.078647 | 0.077549 | 0.077549 | Health/Medical - Nursing Home - Corridor - Hol | 14 | 25 | 19 | 182.6615 | 0 | 0 | 0 | 182.6615 | 0 | 0 | 0 | 18.2661 | 0 | 0 | 0 | 0 | 0 | 0 | 0 | 0 | 0 | 0 | 0 | 0 | 0 | 0 | 0 | 0 | 0 | 0 | 0 | 0 | 0 | 0 | 0 | 0 | 0 |  | 6 | 114.1607 | 0 | 0 | 6 | 114.1607 | 0 | 0 | 0.6 | 11.4161 | 0 | 0 | 0 | 0 | 0 | 0 | 0 | 0 | 0 | 0 | 0 | 0 | 0 | 0 | 0 | 0 | 0 | 0 | 0 | 0 | 0 | 0 | 0 | 0 | 0.84566 | 0.84 | 0.83445 | 0.84
804 | 8 | 4 | 8 | 4 |  |  | Health/Medical - Nursing Home - Corridor | Health/Medical - Nursing Home - Corridor | Health/Medical - Nursing Home | Corridor | Health/Medical - Nursing Home - Corridor |  | Health/Medical - Nursing Home | Health/Medical - Nursing Home - Corridor | NursingHome Corridor | all | Open | 251 | 251 | 0.055475 | 0.33237 | 0.33237 | 0.24928 | 0.24928 | 0.24928 | 0.24928 | 0.24928 | 0.018438 | 0.018438 | 0.013829 | 0.013829 | 0.013829 | 0.013829 | 0.013829 | 84.5355 | 84.5355 | 63.4016 | 63.4016 | 63.4016 | 63.4016 | 63.4016 | 0.013939 | 0.013939 | 0.010454 | 0.010454 | 0.010454 | 0.010454 | 0.010454 | 6667.144 | 6667.144 | 6667.144 | 6667.144 | 6667.144 | 6667.144 | 6667.144 | 0 | 0 | 0 | 0 | 0 | 0 | 0 | 0.756 | 0.756 | 0.756 | 0.756 | 0.756 | 0.756 | 0.756 | 0 | 0 | 0 | 0 | 0 | 0 | 0 | 0.42547 | 0.42547 | 0.3191 | 0.3191 | 0.3191 | 0.3191 | 0.3191 | 0.023603 | 0.023603 | 0.017702 | 0.017702 | 0.017702 | 0.017702 | 0.017702 | 71.1867 | 71.1867 | 53.39 | 53.39 | 53.39 | 53.39 | 53.39 | 0.011896 | 0.011896 | 0.0089218 | 0.0089218 | 0.0089218 | 0.0089218 | 0.0089218 | 4385.8646 | 4385.8646 | 4385.8646 | 4385.8646 | 4385.8646 | 4385.8646 | 4385.8646 | 0 | 0 | 0 | 0 | 0 | 0 | 0 | 0.504 | 0.504 | 0.504 | 0.504 | 0.504 | 0.504 | 0.504 | 0 | 0 | 0 | 0 | 0 | 0 | 0 | NursingHome Corridor ILit all | NursingHome Corridor ILit all | 2 | 90 | 90 | NursingHome Corridor ILit2 all | NursingHome Corridor ILit all | NursingHome Corridor ILit all | 2 | 60 | 60 | 2 | 18.2661 | 0.756 | 0.9 | 0.9 | 0.9 | 0.9 | 0.9 | 0.9 | 0.9 | 0.9 | 0.9 | 0.9 | 0.9 | 0.9 | 0.9 | 0.9 | 0.9 | 0.9 | 0.9 | 0.9 | 0.9 | 0.9 | 0.9 | 0.9 | 0.9 | 0.9 | 12.0161 | 0.504 | 0.6 | 0.6 | 0.6 | 0.6 | 0.6 | 0.6 | 0.6 | 0.6 | 0.6 | 0.6 | 0.6 | 0.6 | 0.6 | 0.6 | 0.6 | 0.6 | 0.6 | 0.6 | 0.6 | 0.6 | 0.6 | 0.6 | 0.6 | 0.6 | 0 | 0 | 0 | 0 | 0 | 0 | 0 | 0 | 0 | 0 | 0 | 0 | 0 | 0 | 0 | 0 | 0 | 0 | 0 | 0 | 0 | 0 | 0 | 0 | 0 | 0 | 0 | 0 | 0 | 0 | 0 | 0 | 0 | 0 | 0 | 0 | 0 | 0 | 0 | 0 | 0 | 0 | 0 | 0 | 0 | 0 | 0 | 0 | 16 | 0.66337 | 0.20792 | 0.079208 | 0.049505 | 0.76136 | 0.11668 | 0.0021515 | 0.0021515 | 0.0016136 | 0.0016136 | 0.0016136 | 0.0016136 | 0.0016136 |  | 0.079242 | 0.079242 | 0.078684 | 0.078684 | 0.078647 | 0.077549 | 0.077549 | Health/Medical - Nursing Home - Corridor - all | 16 | 25 | 19 | 4584.8032 | 0 | 4584.8032 | 0 | 0 | 0 | 18.2661 | 0 | 0 | 0 | 0 | 0 | 0 | 0 | 0 | 0 | 0 | 0 | 0 | 0 | 0 | 0 | 0 | 0 | 0 | 0 | 0 | 0 | 0 | 0 | 0 | 0 | 0 | 0 |  | 3016.033 | 0 | 3016.033 | 0 | 0 | 0 | 12.0161 | 0 | 0 | 0 | 0 | 0 | 0 | 0 | 0 | 0 | 0 | 0 | 0 | 0 | 0 | 0 | 0 | 0 | 0 | 0 | 0 | 0 | 0 | 0 | 0 | 0 | 0 | 0 | 0.84566 | 0.84 | 0.83445 | 0.84
805 | 8 | 5 | 5 | 1 |  |  |  |  | Health/Medical - Nursing Home | Dining Area | Health/Medical - Nursing Home - Dining Area |  | Health/Medical - Nursing Home | Health/Medical - Nursing Home - Dining Area | NursingHome Kitchen | Sat | Open | 52 | 52 | 0.10497 | 0.62319 | 0.62319 | 0.5401 | 0.5401 | 0.5401 | 0.5401 | 0.5401 | 0 | 0 | 0 | 0 | 0 | 0 | 0 | 30.0596 | 30.0596 | 26.0516 | 26.0516 | 26.0516 | 26.0516 | 26.0516 | 0 | 0 | 0 | 0 | 0 | 0 | 0 | 0 | 0 | 0 | 0 | 0 | 0 | 0 | 0 | 0 | 0 | 0 | 0 | 0 | 0 | 0 | 0 | 0 | 0 | 0 | 0 | 0 | 0 | 0 | 0 | 0 | 0 | 0 | 0 | 0.79775 | 0.79775 | 0.69138 | 0.69138 | 0.69138 | 0.69138 | 0.69138 | 0 | 0 | 0 | 0 | 0 | 0 | 0 | 36.9969 | 36.9969 | 32.064 | 32.064 | 32.064 | 32.064 | 32.064 | 0 | 0 | 0 | 0 | 0 | 0 | 0 | 0 | 0 | 0 | 0 | 0 | 0 | 0 | 0 | 0 | 0 | 0 | 0 | 0 | 0 | 0 | 0 | 0 | 0 | 0 | 0 | 0 | 0 | 0 | 0 | 0 | 0 | 0 | 0 | NursingHome Kitchen ILit Sat | NursingHome Kitchen ILit all | 3782 | 10 | 67.5 | NursingHome Kitchen ILit2 Sat | NursingHome Kitchen ILit2 Sat | NursingHome Kitchen ILit2 All | 3866 | 12.5 | 60 | 3782 | 8.8371 | 0.567 | 0.1 | 0.1 | 0.1 | 0.1 | 0.1 | 0.1 | 0.1 | 0.675 | 0.675 | 0.675 | 0.675 | 0.675 | 0.675 | 0.675 | 0.675 | 0.675 | 0.675 | 0.675 | 0.675 | 0.675 | 0.675 | 0.1 | 0.1 | 0.1 | 8.4967 | 0.504 | 0.125 | 0.125 | 0.125 | 0.125 | 0.125 | 0.125 | 0.125 | 0.6 | 0.6 | 0.6 | 0.6 | 0.6 | 0.6 | 0.6 | 0.6 | 0.6 | 0.6 | 0.6 | 0.6 | 0.6 | 0.6 | 0.125 | 0.125 | 0.125 | 0 | 0 | 0 | 0 | 0 | 0 | 0 | 1 | 1 | 1 | 1 | 1 | 1 | 1 | 1 | 1 | 1 | 1 | 1 | 1 | 1 | 0 | 0 | 0 | 0 | 0 | 0 | 0 | 0 | 0 | 0 | 1 | 1 | 1 | 1 | 1 | 1 | 1 | 1 | 1 | 1 | 1 | 1 | 1 | 1 | 0 | 0 | 0 | 16 | 0.66337 | 0.20792 | 0.079208 | 0.049505 | 0.76136 | 0 | 0 | 0 | 0 | 0 | 0 | 0 | 0 |  | 0.079242 | 0.079242 | 0.078684 | 0.078684 | 0.078647 | 0.077549 | 0.077549 | Health/Medical - Nursing Home - Dining Area - Sat | 10 | 25 | 19 | 459.5289 | 0 | 0 | 0 | 459.5289 | 0 | 0 | 0 | 8.8371 | 0 | 0 | 0 | 0 | 0 | 0 | 0 | 0 | 0 | 0 | 0 | 0 | 0 | 0 | 0 | 0 | 0 | 0 | 0 | 0 | 0 | 0 | 0 | 0 | 0 |  | 6.5 | 435.3264 | 0 | 0 | 6.5 | 435.3264 | 0 | 0 | 0.125 | 8.3717 | 0 | 0 | 0 | 0 | 0 | 0 | 0 | 0 | 0 | 0 | 0 | 0 | 0 | 0 | 0 | 0 | 0 | 0 | 0 | 0 | 0 | 0 | 0 | 0 | 0.84566 | 0.84 | 0.88048 | 0.84
806 | 8 | 6 | 6 | 2 |  |  |  |  | Health/Medical - Nursing Home | Dining Area | Health/Medical - Nursing Home - Dining Area |  | Health/Medical - Nursing Home | Health/Medical - Nursing Home - Dining Area | NursingHome Kitchen | Sun | Open | 52 | 52 | 0.10497 | 0.62319 | 0.62319 | 0.5401 | 0.5401 | 0.5401 | 0.5401 | 0.5401 | 0 | 0 | 0 | 0 | 0 | 0 | 0 | 30.0596 | 30.0596 | 26.0516 | 26.0516 | 26.0516 | 26.0516 | 26.0516 | 0 | 0 | 0 | 0 | 0 | 0 | 0 | 0 | 0 | 0 | 0 | 0 | 0 | 0 | 0 | 0 | 0 | 0 | 0 | 0 | 0 | 0 | 0 | 0 | 0 | 0 | 0 | 0 | 0 | 0 | 0 | 0 | 0 | 0 | 0 | 0.79775 | 0.79775 | 0.69138 | 0.69138 | 0.69138 | 0.69138 | 0.69138 | 0 | 0 | 0 | 0 | 0 | 0 | 0 | 36.9969 | 36.9969 | 32.064 | 32.064 | 32.064 | 32.064 | 32.064 | 0 | 0 | 0 | 0 | 0 | 0 | 0 | 0 | 0 | 0 | 0 | 0 | 0 | 0 | 0 | 0 | 0 | 0 | 0 | 0 | 0 | 0 | 0 | 0 | 0 | 0 | 0 | 0 | 0 | 0 | 0 | 0 | 0 | 0 | 0 | NursingHome Kitchen ILit Sun | NursingHome Kitchen ILit all | 3782 | 10 | 67.5 | NursingHome Kitchen ILit2 Sun | NursingHome Kitchen ILit2 Sun | NursingHome Kitchen ILit2 All | 3866 | 12.5 | 60 | 3782 | 8.8371 | 0.567 | 0.1 | 0.1 | 0.1 | 0.1 | 0.1 | 0.1 | 0.1 | 0.675 | 0.675 | 0.675 | 0.675 | 0.675 | 0.675 | 0.675 | 0.675 | 0.675 | 0.675 | 0.675 | 0.675 | 0.675 | 0.675 | 0.1 | 0.1 | 0.1 | 8.4967 | 0.504 | 0.125 | 0.125 | 0.125 | 0.125 | 0.125 | 0.125 | 0.125 | 0.6 | 0.6 | 0.6 | 0.6 | 0.6 | 0.6 | 0.6 | 0.6 | 0.6 | 0.6 | 0.6 | 0.6 | 0.6 | 0.6 | 0.125 | 0.125 | 0.125 | 0 | 0 | 0 | 0 | 0 | 0 | 0 | 1 | 1 | 1 | 1 | 1 | 1 | 1 | 1 | 1 | 1 | 1 | 1 | 1 | 1 | 0 | 0 | 0 | 0 | 0 | 0 | 0 | 0 | 0 | 0 | 1 | 1 | 1 | 1 | 1 | 1 | 1 | 1 | 1 | 1 | 1 | 1 | 1 | 1 | 0 | 0 | 0 | 16 | 0.66337 | 0.20792 | 0.079208 | 0.049505 | 0.76136 | 0 | 0 | 0 | 0 | 0 | 0 | 0 | 0 |  | 0.079242 | 0.079242 | 0.078684 | 0.078684 | 0.078647 | 0.077549 | 0.077549 | Health/Medical - Nursing Home - Dining Area - Sun | 12 | 25 | 19 | 459.5289 | 0 | 0 | 0 | 459.5289 | 0 | 0 | 0 | 8.8371 | 0 | 0 | 0 | 0 | 0 | 0 | 0 | 0 | 0 | 0 | 0 | 0 | 0 | 0 | 0 | 0 | 0 | 0 | 0 | 0 | 0 | 0 | 0 | 0 | 0 |  | 6.5 | 435.3264 | 0 | 0 | 6.5 | 435.3264 | 0 | 0 | 0.125 | 8.3717 | 0 | 0 | 0 | 0 | 0 | 0 | 0 | 0 | 0 | 0 | 0 | 0 | 0 | 0 | 0 | 0 | 0 | 0 | 0 | 0 | 0 | 0 | 0 | 0 | 0.84566 | 0.84 | 0.88048 | 0.84
807 | 8 | 7 | 7 | 3 |  |  |  |  | Health/Medical - Nursing Home | Dining Area | Health/Medical - Nursing Home - Dining Area |  | Health/Medical - Nursing Home | Health/Medical - Nursing Home - Dining Area | NursingHome Kitchen | Hol | Open | 10 | 10 | 0.10497 | 0.62319 | 0.62319 | 0.5401 | 0.5401 | 0.5401 | 0.5401 | 0.5401 | 0 | 0 | 0 | 0 | 0 | 0 | 0 | 5.7807 | 5.7807 | 5.0099 | 5.0099 | 5.0099 | 5.0099 | 5.0099 | 0 | 0 | 0 | 0 | 0 | 0 | 0 | 0 | 0 | 0 | 0 | 0 | 0 | 0 | 0 | 0 | 0 | 0 | 0 | 0 | 0 | 0 | 0 | 0 | 0 | 0 | 0 | 0 | 0 | 0 | 0 | 0 | 0 | 0 | 0 | 0.79775 | 0.79775 | 0.69138 | 0.69138 | 0.69138 | 0.69138 | 0.69138 | 0 | 0 | 0 | 0 | 0 | 0 | 0 | 7.1148 | 7.1148 | 6.1662 | 6.1662 | 6.1662 | 6.1662 | 6.1662 | 0 | 0 | 0 | 0 | 0 | 0 | 0 | 0 | 0 | 0 | 0 | 0 | 0 | 0 | 0 | 0 | 0 | 0 | 0 | 0 | 0 | 0 | 0 | 0 | 0 | 0 | 0 | 0 | 0 | 0 | 0 | 0 | 0 | 0 | 0 | NursingHome Kitchen ILit Hol | NursingHome Kitchen ILit all | 3782 | 10 | 67.5 | NursingHome Kitchen ILit2 Hol | NursingHome Kitchen ILit2 Hol | NursingHome Kitchen ILit2 All | 3866 | 12.5 | 60 | 3782 | 8.8371 | 0.567 | 0.1 | 0.1 | 0.1 | 0.1 | 0.1 | 0.1 | 0.1 | 0.675 | 0.675 | 0.675 | 0.675 | 0.675 | 0.675 | 0.675 | 0.675 | 0.675 | 0.675 | 0.675 | 0.675 | 0.675 | 0.675 | 0.1 | 0.1 | 0.1 | 8.4967 | 0.504 | 0.125 | 0.125 | 0.125 | 0.125 | 0.125 | 0.125 | 0.125 | 0.6 | 0.6 | 0.6 | 0.6 | 0.6 | 0.6 | 0.6 | 0.6 | 0.6 | 0.6 | 0.6 | 0.6 | 0.6 | 0.6 | 0.125 | 0.125 | 0.125 | 0 | 0 | 0 | 0 | 0 | 0 | 0 | 1 | 1 | 1 | 1 | 1 | 1 | 1 | 1 | 1 | 1 | 1 | 1 | 1 | 1 | 0 | 0 | 0 | 0 | 0 | 0 | 0 | 0 | 0 | 0 | 1 | 1 | 1 | 1 | 1 | 1 | 1 | 1 | 1 | 1 | 1 | 1 | 1 | 1 | 0 | 0 | 0 | 16 | 0.66337 | 0.20792 | 0.079208 | 0.049505 | 0.76136 | 0 | 0 | 0 | 0 | 0 | 0 | 0 | 0 |  | 0.079242 | 0.079242 | 0.078684 | 0.078684 | 0.078647 | 0.077549 | 0.077549 | Health/Medical - Nursing Home - Dining Area - Hol | 14 | 25 | 19 | 88.3709 | 0 | 0 | 0 | 88.3709 | 0 | 0 | 0 | 8.8371 | 0 | 0 | 0 | 0 | 0 | 0 | 0 | 0 | 0 | 0 | 0 | 0 | 0 | 0 | 0 | 0 | 0 | 0 | 0 | 0 | 0 | 0 | 0 | 0 | 0 |  | 1.25 | 83.7166 | 0 | 0 | 1.25 | 83.7166 | 0 | 0 | 0.125 | 8.3717 | 0 | 0 | 0 | 0 | 0 | 0 | 0 | 0 | 0 | 0 | 0 | 0 | 0 | 0 | 0 | 0 | 0 | 0 | 0 | 0 | 0 | 0 | 0 | 0 | 0.84566 | 0.84 | 0.88048 | 0.84
808 | 8 | 8 | 8 | 4 |  |  | Health/Medical - Nursing Home - Dining Area | Health/Medical - Nursing Home - Dining Area | Health/Medical - Nursing Home | Dining Area | Health/Medical - Nursing Home - Dining Area |  | Health/Medical - Nursing Home | Health/Medical - Nursing Home - Dining Area | NursingHome Kitchen | all | Open | 251 | 251 | 0.10497 | 0.62319 | 0.62319 | 0.5401 | 0.5401 | 0.5401 | 0.5401 | 0.5401 | 0.065414 | 0.065414 | 0.056692 | 0.056692 | 0.056692 | 0.056692 | 0.056692 | 145.0953 | 145.0953 | 125.7493 | 125.7493 | 125.7493 | 125.7493 | 125.7493 | 0.03709 | 0.03709 | 0.032144 | 0.032144 | 0.032144 | 0.032144 | 0.032144 | 3225.5396 | 3225.5396 | 3225.5396 | 3225.5396 | 3225.5396 | 3225.5396 | 3225.5396 | 0 | 0 | 0 | 0 | 0 | 0 | 0 | 0.567 | 0.567 | 0.567 | 0.567 | 0.567 | 0.567 | 0.567 | 0 | 0 | 0 | 0 | 0 | 0 | 0 | 0.79775 | 0.79775 | 0.69138 | 0.69138 | 0.69138 | 0.69138 | 0.69138 | 0.083736 | 0.083736 | 0.072572 | 0.072572 | 0.072572 | 0.072572 | 0.072572 | 178.5814 | 178.5814 | 154.7706 | 154.7706 | 154.7706 | 154.7706 | 154.7706 | 0.042203 | 0.042203 | 0.036576 | 0.036576 | 0.036576 | 0.036576 | 0.036576 | 3101.2817 | 3101.2817 | 3101.2817 | 3101.2817 | 3101.2817 | 3101.2817 | 3101.2817 | 0 | 0 | 0 | 0 | 0 | 0 | 0 | 0.504 | 0.504 | 0.504 | 0.504 | 0.504 | 0.504 | 0.504 | 0 | 0 | 0 | 0 | 0 | 0 | 0 | NursingHome Kitchen ILit all | NursingHome Kitchen ILit all | 3781 | 10 | 67.5 | NursingHome Kitchen ILit2 all | NursingHome Kitchen ILit2 all | NursingHome Kitchen ILit2 All | 3865 | 12.5 | 60 | 3781 | 8.8371 | 0.567 | 0.1 | 0.1 | 0.1 | 0.1 | 0.1 | 0.1 | 0.1 | 0.675 | 0.675 | 0.675 | 0.675 | 0.675 | 0.675 | 0.675 | 0.675 | 0.675 | 0.675 | 0.675 | 0.675 | 0.675 | 0.675 | 0.1 | 0.1 | 0.1 | 8.4967 | 0.504 | 0.125 | 0.125 | 0.125 | 0.125 | 0.125 | 0.125 | 0.125 | 0.6 | 0.6 | 0.6 | 0.6 | 0.6 | 0.6 | 0.6 | 0.6 | 0.6 | 0.6 | 0.6 | 0.6 | 0.6 | 0.6 | 0.125 | 0.125 | 0.125 | 0 | 0 | 0 | 0 | 0 | 0 | 0 | 1 | 1 | 1 | 1 | 1 | 1 | 1 | 1 | 1 | 1 | 1 | 1 | 1 | 1 | 0 | 0 | 0 | 0 | 0 | 0 | 0 | 0 | 0 | 0 | 1 | 1 | 1 | 1 | 1 | 1 | 1 | 1 | 1 | 1 | 1 | 1 | 1 | 1 | 0 | 0 | 0 | 16 | 0.66337 | 0.20792 | 0.079208 | 0.049505 | 0.76136 | 0.087514 | 0.0057246 | 0.0057246 | 0.0049613 | 0.0049613 | 0.0049613 | 0.0049613 | 0.0049613 |  | 0.079242 | 0.079242 | 0.078684 | 0.078684 | 0.078647 | 0.077549 | 0.077549 | Health/Medical - Nursing Home - Dining Area - all | 16 | 25 | 19 | 2218.1108 | 0 | 2218.1108 | 0 | 0 | 0 | 8.8371 | 0 | 0 | 0 | 0 | 0 | 0 | 0 | 0 | 0 | 0 | 0 | 0 | 0 | 0 | 0 | 0 | 0 | 0 | 0 | 0 | 0 | 0 | 0 | 0 | 0 | 0 | 0 |  | 2132.6622 | 0 | 2132.6622 | 0 | 0 | 0 | 8.4967 | 0 | 0 | 0 | 0 | 0 | 0 | 0 | 0 | 0 | 0 | 0 | 0 | 0 | 0 | 0 | 0 | 0 | 0 | 0 | 0 | 0 | 0 | 0 | 0 | 0 | 0 | 0 | 0.84566 | 0.84 | 0.88048 | 0.84
809 | 8 | 9 | 5 | 1 |  |  |  |  | Health/Medical - Nursing Home | Hotel/Motel Guest Room (incl. toilets) | Health/Medical - Nursing Home - Hotel/Motel Guest Room (incl. toilets) |  | Health/Medical - Nursing Home | Health/Medical - Nursing Home - Hotel/Motel Guest Room (incl. toilets) | NursingHome Rooms | Sat | Open | 52 | 52 | 0.44464 | 0.33237 | 0.33237 | 0.33237 | 0.33237 | 0.33237 | 0.33237 | 0.33237 | 0 | 0 | 0 | 0 | 0 | 0 | 0 | 83.0673 | 83.0673 | 83.0673 | 83.0673 | 83.0673 | 83.0673 | 83.0673 | 0 | 0 | 0 | 0 | 0 | 0 | 0 | 0 | 0 | 0 | 0 | 0 | 0 | 0 | 0 | 0 | 0 | 0 | 0 | 0 | 0 | 0 | 0 | 0 | 0 | 0 | 0 | 0 | 0 | 0 | 0 | 0 | 0 | 0 | 0 | 0.42547 | 0.42547 | 0.42547 | 0.42547 | 0.42547 | 0.42547 | 0.42547 | 0 | 0 | 0 | 0 | 0 | 0 | 0 | 107.6423 | 107.6423 | 107.6423 | 107.6423 | 107.6423 | 107.6423 | 107.6423 | 0 | 0 | 0 | 0 | 0 | 0 | 0 | 0 | 0 | 0 | 0 | 0 | 0 | 0 | 0 | 0 | 0 | 0 | 0 | 0 | 0 | 0 | 0 | 0 | 0 | 0 | 0 | 0 | 0 | 0 | 0 | 0 | 0 | 0 | 0 | NursingHome Rooms ILit Sat | NursingHome Rooms ILit all | 3783 | 15 | 80 | NursingHome Rooms ILit2 Sat | NursingHome Rooms ILit Sat | NursingHome Rooms ILit all | 3783 | 15 | 80 | 3783 | 10.8093 | 0.564 | 0.15 | 0.15 | 0.15 | 0.15 | 0.15 | 0.54 | 0.8 | 0.62667 | 0.62667 | 0.62667 | 0.62667 | 0.62667 | 0.62667 | 0.62667 | 0.62667 | 0.62667 | 0.62667 | 0.62667 | 0.62667 | 0.62667 | 0.62667 | 0.54 | 0.28 | 0.28 | 10.9422 | 0.564 | 0.15 | 0.15 | 0.15 | 0.15 | 0.15 | 0.54 | 0.8 | 0.62667 | 0.62667 | 0.62667 | 0.62667 | 0.62667 | 0.62667 | 0.62667 | 0.62667 | 0.62667 | 0.62667 | 0.62667 | 0.62667 | 0.62667 | 0.62667 | 0.54 | 0.28 | 0.28 | 0 | 0 | 0 | 0 | 0 | 0.6 | 1 | 0.73333 | 0.73333 | 0.73333 | 0.73333 | 0.73333 | 0.73333 | 0.73333 | 0.73333 | 0.73333 | 0.73333 | 0.73333 | 0.73333 | 0.73333 | 0.73333 | 0.6 | 0.2 | 0.2 | 0 | 0 | 0 | 0 | 0 | 0.6 | 1 | 0.73333 | 0.73333 | 0.73333 | 0.73333 | 0.73333 | 0.73333 | 0.73333 | 0.73333 | 0.73333 | 0.73333 | 0.73333 | 0.73333 | 0.73333 | 0.73333 | 0.6 | 0.2 | 0.2 | 10 | 0.66337 | 0.20792 | 0.079208 | 0.049505 | 0.76136 | 0 | 0 | 0 | 0 | 0 | 0 | 0 | 0 |  | 0.079242 | 0.079242 | 0.078684 | 0.078684 | 0.078647 | 0.077549 | 0.077549 | Health/Medical - Nursing Home - Hotel/Motel Guest Room (incl. toilets) - Sat | 10 | 25 | 19 | 562.0827 | 0 | 0 | 0 | 562.0827 | 0 | 0 | 0 | 10.8093 | 0 | 0 | 0 | 0 | 0 | 0 | 0 | 0 | 0 | 0 | 0 | 0 | 0 | 0 | 0 | 0 | 0 | 0 | 0 | 0 | 0 | 0 | 0 | 0 | 0 |  | 41.6 | 527.3956 | 0 | 0 | 41.6 | 527.3956 | 0 | 0 | 0.8 | 10.1422 | 0 | 0 | 0 | 0 | 0 | 0 | 0 | 0 | 0 | 0 | 0 | 0 | 0 | 0 | 0 | 0 | 0 | 0 | 0 | 0 | 0 | 0 | 0 | 0 | 0.90353 | 0.9 | 0.91465 | 0.9
810 | 8 | 10 | 6 | 2 |  |  |  |  | Health/Medical - Nursing Home | Hotel/Motel Guest Room (incl. toilets) | Health/Medical - Nursing Home - Hotel/Motel Guest Room (incl. toilets) |  | Health/Medical - Nursing Home | Health/Medical - Nursing Home - Hotel/Motel Guest Room (incl. toilets) | NursingHome Rooms | Sun | Open | 52 | 52 | 0.44464 | 0.33237 | 0.33237 | 0.33237 | 0.33237 | 0.33237 | 0.33237 | 0.33237 | 0 | 0 | 0 | 0 | 0 | 0 | 0 | 83.0673 | 83.0673 | 83.0673 | 83.0673 | 83.0673 | 83.0673 | 83.0673 | 0 | 0 | 0 | 0 | 0 | 0 | 0 | 0 | 0 | 0 | 0 | 0 | 0 | 0 | 0 | 0 | 0 | 0 | 0 | 0 | 0 | 0 | 0 | 0 | 0 | 0 | 0 | 0 | 0 | 0 | 0 | 0 | 0 | 0 | 0 | 0.42547 | 0.42547 | 0.42547 | 0.42547 | 0.42547 | 0.42547 | 0.42547 | 0 | 0 | 0 | 0 | 0 | 0 | 0 | 107.6423 | 107.6423 | 107.6423 | 107.6423 | 107.6423 | 107.6423 | 107.6423 | 0 | 0 | 0 | 0 | 0 | 0 | 0 | 0 | 0 | 0 | 0 | 0 | 0 | 0 | 0 | 0 | 0 | 0 | 0 | 0 | 0 | 0 | 0 | 0 | 0 | 0 | 0 | 0 | 0 | 0 | 0 | 0 | 0 | 0 | 0 | NursingHome Rooms ILit Sun | NursingHome Rooms ILit all | 3783 | 15 | 80 | NursingHome Rooms ILit2 Sun | NursingHome Rooms ILit Sun | NursingHome Rooms ILit all | 3783 | 15 | 80 | 3783 | 10.8093 | 0.564 | 0.15 | 0.15 | 0.15 | 0.15 | 0.15 | 0.54 | 0.8 | 0.62667 | 0.62667 | 0.62667 | 0.62667 | 0.62667 | 0.62667 | 0.62667 | 0.62667 | 0.62667 | 0.62667 | 0.62667 | 0.62667 | 0.62667 | 0.62667 | 0.54 | 0.28 | 0.28 | 10.9422 | 0.564 | 0.15 | 0.15 | 0.15 | 0.15 | 0.15 | 0.54 | 0.8 | 0.62667 | 0.62667 | 0.62667 | 0.62667 | 0.62667 | 0.62667 | 0.62667 | 0.62667 | 0.62667 | 0.62667 | 0.62667 | 0.62667 | 0.62667 | 0.62667 | 0.54 | 0.28 | 0.28 | 0 | 0 | 0 | 0 | 0 | 0.6 | 1 | 0.73333 | 0.73333 | 0.73333 | 0.73333 | 0.73333 | 0.73333 | 0.73333 | 0.73333 | 0.73333 | 0.73333 | 0.73333 | 0.73333 | 0.73333 | 0.73333 | 0.6 | 0.2 | 0.2 | 0 | 0 | 0 | 0 | 0 | 0.6 | 1 | 0.73333 | 0.73333 | 0.73333 | 0.73333 | 0.73333 | 0.73333 | 0.73333 | 0.73333 | 0.73333 | 0.73333 | 0.73333 | 0.73333 | 0.73333 | 0.73333 | 0.6 | 0.2 | 0.2 | 10 | 0.66337 | 0.20792 | 0.079208 | 0.049505 | 0.76136 | 0 | 0 | 0 | 0 | 0 | 0 | 0 | 0 |  | 0.079242 | 0.079242 | 0.078684 | 0.078684 | 0.078647 | 0.077549 | 0.077549 | Health/Medical - Nursing Home - Hotel/Motel Guest Room (incl. toilets) - Sun | 12 | 25 | 19 | 562.0827 | 0 | 0 | 0 | 562.0827 | 0 | 0 | 0 | 10.8093 | 0 | 0 | 0 | 0 | 0 | 0 | 0 | 0 | 0 | 0 | 0 | 0 | 0 | 0 | 0 | 0 | 0 | 0 | 0 | 0 | 0 | 0 | 0 | 0 | 0 |  | 41.6 | 527.3956 | 0 | 0 | 41.6 | 527.3956 | 0 | 0 | 0.8 | 10.1422 | 0 | 0 | 0 | 0 | 0 | 0 | 0 | 0 | 0 | 0 | 0 | 0 | 0 | 0 | 0 | 0 | 0 | 0 | 0 | 0 | 0 | 0 | 0 | 0 | 0.90353 | 0.9 | 0.91465 | 0.9
811 | 8 | 11 | 7 | 3 |  |  |  |  | Health/Medical - Nursing Home | Hotel/Motel Guest Room (incl. toilets) | Health/Medical - Nursing Home - Hotel/Motel Guest Room (incl. toilets) |  | Health/Medical - Nursing Home | Health/Medical - Nursing Home - Hotel/Motel Guest Room (incl. toilets) | NursingHome Rooms | Hol | Open | 10 | 10 | 0.44464 | 0.33237 | 0.33237 | 0.33237 | 0.33237 | 0.33237 | 0.33237 | 0.33237 | 0 | 0 | 0 | 0 | 0 | 0 | 0 | 15.9745 | 15.9745 | 15.9745 | 15.9745 | 15.9745 | 15.9745 | 15.9745 | 0 | 0 | 0 | 0 | 0 | 0 | 0 | 0 | 0 | 0 | 0 | 0 | 0 | 0 | 0 | 0 | 0 | 0 | 0 | 0 | 0 | 0 | 0 | 0 | 0 | 0 | 0 | 0 | 0 | 0 | 0 | 0 | 0 | 0 | 0 | 0.42547 | 0.42547 | 0.42547 | 0.42547 | 0.42547 | 0.42547 | 0.42547 | 0 | 0 | 0 | 0 | 0 | 0 | 0 | 20.7004 | 20.7004 | 20.7004 | 20.7004 | 20.7004 | 20.7004 | 20.7004 | 0 | 0 | 0 | 0 | 0 | 0 | 0 | 0 | 0 | 0 | 0 | 0 | 0 | 0 | 0 | 0 | 0 | 0 | 0 | 0 | 0 | 0 | 0 | 0 | 0 | 0 | 0 | 0 | 0 | 0 | 0 | 0 | 0 | 0 | 0 | NursingHome Rooms ILit Hol | NursingHome Rooms ILit all | 3783 | 15 | 80 | NursingHome Rooms ILit2 Hol | NursingHome Rooms ILit Hol | NursingHome Rooms ILit all | 3783 | 15 | 80 | 3783 | 10.8093 | 0.564 | 0.15 | 0.15 | 0.15 | 0.15 | 0.15 | 0.54 | 0.8 | 0.62667 | 0.62667 | 0.62667 | 0.62667 | 0.62667 | 0.62667 | 0.62667 | 0.62667 | 0.62667 | 0.62667 | 0.62667 | 0.62667 | 0.62667 | 0.62667 | 0.54 | 0.28 | 0.28 | 10.9422 | 0.564 | 0.15 | 0.15 | 0.15 | 0.15 | 0.15 | 0.54 | 0.8 | 0.62667 | 0.62667 | 0.62667 | 0.62667 | 0.62667 | 0.62667 | 0.62667 | 0.62667 | 0.62667 | 0.62667 | 0.62667 | 0.62667 | 0.62667 | 0.62667 | 0.54 | 0.28 | 0.28 | 0 | 0 | 0 | 0 | 0 | 0.6 | 1 | 0.73333 | 0.73333 | 0.73333 | 0.73333 | 0.73333 | 0.73333 | 0.73333 | 0.73333 | 0.73333 | 0.73333 | 0.73333 | 0.73333 | 0.73333 | 0.73333 | 0.6 | 0.2 | 0.2 | 0 | 0 | 0 | 0 | 0 | 0.6 | 1 | 0.73333 | 0.73333 | 0.73333 | 0.73333 | 0.73333 | 0.73333 | 0.73333 | 0.73333 | 0.73333 | 0.73333 | 0.73333 | 0.73333 | 0.73333 | 0.73333 | 0.6 | 0.2 | 0.2 | 10 | 0.66337 | 0.20792 | 0.079208 | 0.049505 | 0.76136 | 0 | 0 | 0 | 0 | 0 | 0 | 0 | 0 |  | 0.079242 | 0.079242 | 0.078684 | 0.078684 | 0.078647 | 0.077549 | 0.077549 | Health/Medical - Nursing Home - Hotel/Motel Guest Room (incl. toilets) - Hol | 14 | 25 | 19 | 108.0928 | 0 | 0 | 0 | 108.0928 | 0 | 0 | 0 | 10.8093 | 0 | 0 | 0 | 0 | 0 | 0 | 0 | 0 | 0 | 0 | 0 | 0 | 0 | 0 | 0 | 0 | 0 | 0 | 0 | 0 | 0 | 0 | 0 | 0 | 0 |  | 8 | 101.4222 | 0 | 0 | 8 | 101.4222 | 0 | 0 | 0.8 | 10.1422 | 0 | 0 | 0 | 0 | 0 | 0 | 0 | 0 | 0 | 0 | 0 | 0 | 0 | 0 | 0 | 0 | 0 | 0 | 0 | 0 | 0 | 0 | 0 | 0 | 0.90353 | 0.9 | 0.91465 | 0.9
812 | 8 | 12 | 8 | 4 |  |  | Health/Medical - Nursing Home - Hotel/Motel Guest Room (incl. toilets) | Health/Medical - Nursing Home - Hotel/Motel Guest Room (incl. toilets) | Health/Medical - Nursing Home | Hotel/Motel Guest Room (incl. toilets) | Health/Medical - Nursing Home - Hotel/Motel Guest Room (incl. toilets) |  | Health/Medical - Nursing Home | Health/Medical - Nursing Home - Hotel/Motel Guest Room (incl. toilets) | NursingHome Rooms | all | Open | 251 | 251 | 0.44464 | 0.33237 | 0.33237 | 0.33237 | 0.33237 | 0.33237 | 0.33237 | 0.33237 | 0.14778 | 0.14778 | 0.14778 | 0.14778 | 0.14778 | 0.14778 | 0.14778 | 400.9595 | 400.9595 | 400.9595 | 400.9595 | 400.9595 | 400.9595 | 400.9595 | 0.083351 | 0.083351 | 0.083351 | 0.083351 | 0.083351 | 0.083351 | 0.083351 | 3945.3883 | 3945.3883 | 3945.3883 | 3945.3883 | 3945.3883 | 3945.3883 | 3945.3883 | 0 | 0 | 0 | 0 | 0 | 0 | 0 | 0.564 | 0.564 | 0.564 | 0.564 | 0.564 | 0.564 | 0.564 | 0 | 0 | 0 | 0 | 0 | 0 | 0 | 0.42547 | 0.42547 | 0.42547 | 0.42547 | 0.42547 | 0.42547 | 0.42547 | 0.18918 | 0.18918 | 0.18918 | 0.18918 | 0.18918 | 0.18918 | 0.18918 | 419.9065 | 419.9065 | 419.9065 | 419.9065 | 419.9065 | 419.9065 | 419.9065 | 0.082861 | 0.082861 | 0.082861 | 0.082861 | 0.082861 | 0.082861 | 0.082861 | 3467.0335 | 3467.0335 | 3467.0335 | 3467.0335 | 3467.0335 | 3467.0335 | 3467.0335 | 0 | 0 | 0 | 0 | 0 | 0 | 0 | 0.438 | 0.438 | 0.438 | 0.438 | 0.438 | 0.438 | 0.438 | 0 | 0 | 0 | 0 | 0 | 0 | 0 | NursingHome Rooms ILit all | NursingHome Rooms ILit all | 3783 | 15 | 80 | NursingHome Rooms ILit2 all | NursingHome Rooms ILit2 all | NursingHome Rooms ILit2 All | 3867 | 17.5 | 60 | 3783 | 10.8093 | 0.564 | 0.15 | 0.15 | 0.15 | 0.15 | 0.15 | 0.54 | 0.8 | 0.62667 | 0.62667 | 0.62667 | 0.62667 | 0.62667 | 0.62667 | 0.62667 | 0.62667 | 0.62667 | 0.62667 | 0.62667 | 0.62667 | 0.62667 | 0.62667 | 0.54 | 0.28 | 0.28 | 8.8431 | 0.438 | 0.175 | 0.175 | 0.175 | 0.175 | 0.175 | 0.43 | 0.6 | 0.48667 | 0.48667 | 0.48667 | 0.48667 | 0.48667 | 0.48667 | 0.48667 | 0.48667 | 0.48667 | 0.48667 | 0.48667 | 0.48667 | 0.48667 | 0.48667 | 0.43 | 0.26 | 0.26 | 0 | 0 | 0 | 0 | 0 | 0.6 | 1 | 0.73333 | 0.73333 | 0.73333 | 0.73333 | 0.73333 | 0.73333 | 0.73333 | 0.73333 | 0.73333 | 0.73333 | 0.73333 | 0.73333 | 0.73333 | 0.73333 | 0.6 | 0.2 | 0.2 | 0 | 0 | 0 | 0 | 0 | 0.6 | 1 | 0.73333 | 0.73333 | 0.73333 | 0.73333 | 0.73333 | 0.73333 | 0.73333 | 0.73333 | 0.73333 | 0.73333 | 0.73333 | 0.73333 | 0.73333 | 0.73333 | 0.6 | 0.2 | 0.2 | 10 | 0.66337 | 0.20792 | 0.079208 | 0.049505 | 0.76136 | 0.054407 | 0.0080405 | 0.0080405 | 0.0080405 | 0.0080405 | 0.0080405 | 0.0080405 | 0.0080405 |  | 0.079242 | 0.079242 | 0.078684 | 0.078684 | 0.078647 | 0.077549 | 0.077549 | Health/Medical - Nursing Home - Hotel/Motel Guest Room (incl. toilets) - all | 16 | 25 | 19 | 2713.13 | 0 | 2713.13 | 0 | 0 | 0 | 10.8093 | 0 | 0 | 0 | 0 | 0 | 0 | 0 | 0 | 0 | 0 | 0 | 0 | 0 | 0 | 0 | 0 | 0 | 0 | 0 | 0 | 0 | 0 | 0 | 0 | 0 | 0 | 0 |  | 2219.6202 | 0 | 2219.6202 | 0 | 0 | 0 | 8.8431 | 0 | 0 | 0 | 0 | 0 | 0 | 0 | 0 | 0 | 0 | 0 | 0 | 0 | 0 | 0 | 0 | 0 | 0 | 0 | 0 | 0 | 0 | 0 | 0 | 0 | 0 | 0 | 0.90353 | 0.9 | 0.91465 | 0.9
813 | 8 | 13 | 5 | 1 |  |  |  |  | Health/Medical - Nursing Home | Kitchen and Food Preparation | Health/Medical - Nursing Home - Kitchen and Food Preparation |  | Health/Medical - Nursing Home | Health/Medical - Nursing Home - Kitchen and Food Preparation | NursingHome Kitchen | Sat | Open | 52 | 52 | 0.044992 | 0.70628 | 0.70628 | 0.70628 | 0.70628 | 0.66474 | 0.66474 | 0.66474 | 0 | 0 | 0 | 0 | 0 | 0 | 0 | 14.6025 | 14.6025 | 14.6025 | 14.6025 | 13.7435 | 13.7435 | 13.7435 | 0 | 0 | 0 | 0 | 0 | 0 | 0 | 0 | 0 | 0 | 0 | 0 | 0 | 0 | 0 | 0 | 0 | 0 | 0 | 0 | 0 | 0 | 0 | 0 | 0 | 0 | 0 | 0 | 0 | 0 | 0 | 0 | 0 | 0 | 0 | 0.90411 | 0.90411 | 0.90411 | 0.90411 | 0.85093 | 0.85093 | 0.85093 | 0 | 0 | 0 | 0 | 0 | 0 | 0 | 17.9725 | 17.9725 | 17.9725 | 17.9725 | 16.9153 | 16.9153 | 16.9153 | 0 | 0 | 0 | 0 | 0 | 0 | 0 | 0 | 0 | 0 | 0 | 0 | 0 | 0 | 0 | 0 | 0 | 0 | 0 | 0 | 0 | 0 | 0 | 0 | 0 | 0 | 0 | 0 | 0 | 0 | 0 | 0 | 0 | 0 | 0 | NursingHome Kitchen ILit Sat | NursingHome Kitchen ILit all | 3782 | 10 | 67.5 | NursingHome Kitchen ILit2 Sat | NursingHome Kitchen ILit2 Sat | NursingHome Kitchen ILit2 All | 3866 | 12.5 | 60 | 3782 | 8.8371 | 0.567 | 0.1 | 0.1 | 0.1 | 0.1 | 0.1 | 0.1 | 0.1 | 0.675 | 0.675 | 0.675 | 0.675 | 0.675 | 0.675 | 0.675 | 0.675 | 0.675 | 0.675 | 0.675 | 0.675 | 0.675 | 0.675 | 0.1 | 0.1 | 0.1 | 8.4967 | 0.504 | 0.125 | 0.125 | 0.125 | 0.125 | 0.125 | 0.125 | 0.125 | 0.6 | 0.6 | 0.6 | 0.6 | 0.6 | 0.6 | 0.6 | 0.6 | 0.6 | 0.6 | 0.6 | 0.6 | 0.6 | 0.6 | 0.125 | 0.125 | 0.125 | 0 | 0 | 0 | 0 | 0 | 0 | 0 | 1 | 1 | 1 | 1 | 1 | 1 | 1 | 1 | 1 | 1 | 1 | 1 | 1 | 1 | 0 | 0 | 0 | 0 | 0 | 0 | 0 | 0 | 0 | 0 | 1 | 1 | 1 | 1 | 1 | 1 | 1 | 1 | 1 | 1 | 1 | 1 | 1 | 1 | 0 | 0 | 0 | 16 | 0.66337 | 0.20792 | 0.079208 | 0.049505 | 0.76136 | 0 | 0 | 0 | 0 | 0 | 0 | 0 | 0 |  | 0.079242 | 0.079242 | 0.078684 | 0.078684 | 0.078647 | 0.077549 | 0.077549 | Health/Medical - Nursing Home - Kitchen and Food Preparation - Sat | 10 | 25 | 19 | 459.5289 | 0 | 0 | 0 | 459.5289 | 0 | 0 | 0 | 8.8371 | 0 | 0 | 0 | 0 | 0 | 0 | 0 | 0 | 0 | 0 | 0 | 0 | 0 | 0 | 0 | 0 | 0 | 0 | 0 | 0 | 0 | 0 | 0 | 0 | 0 |  | 6.5 | 435.3264 | 0 | 0 | 6.5 | 435.3264 | 0 | 0 | 0.125 | 8.3717 | 0 | 0 | 0 | 0 | 0 | 0 | 0 | 0 | 0 | 0 | 0 | 0 | 0 | 0 | 0 | 0 | 0 | 0 | 0 | 0 | 0 | 0 | 0 | 0 | 0.84566 | 0.84 | 0.88048 | 0.84
814 | 8 | 14 | 6 | 2 |  |  |  |  | Health/Medical - Nursing Home | Kitchen and Food Preparation | Health/Medical - Nursing Home - Kitchen and Food Preparation |  | Health/Medical - Nursing Home | Health/Medical - Nursing Home - Kitchen and Food Preparation | NursingHome Kitchen | Sun | Open | 52 | 52 | 0.044992 | 0.70628 | 0.70628 | 0.70628 | 0.70628 | 0.66474 | 0.66474 | 0.66474 | 0 | 0 | 0 | 0 | 0 | 0 | 0 | 14.6025 | 14.6025 | 14.6025 | 14.6025 | 13.7435 | 13.7435 | 13.7435 | 0 | 0 | 0 | 0 | 0 | 0 | 0 | 0 | 0 | 0 | 0 | 0 | 0 | 0 | 0 | 0 | 0 | 0 | 0 | 0 | 0 | 0 | 0 | 0 | 0 | 0 | 0 | 0 | 0 | 0 | 0 | 0 | 0 | 0 | 0 | 0.90411 | 0.90411 | 0.90411 | 0.90411 | 0.85093 | 0.85093 | 0.85093 | 0 | 0 | 0 | 0 | 0 | 0 | 0 | 17.9725 | 17.9725 | 17.9725 | 17.9725 | 16.9153 | 16.9153 | 16.9153 | 0 | 0 | 0 | 0 | 0 | 0 | 0 | 0 | 0 | 0 | 0 | 0 | 0 | 0 | 0 | 0 | 0 | 0 | 0 | 0 | 0 | 0 | 0 | 0 | 0 | 0 | 0 | 0 | 0 | 0 | 0 | 0 | 0 | 0 | 0 | NursingHome Kitchen ILit Sun | NursingHome Kitchen ILit all | 3782 | 10 | 67.5 | NursingHome Kitchen ILit2 Sun | NursingHome Kitchen ILit2 Sun | NursingHome Kitchen ILit2 All | 3866 | 12.5 | 60 | 3782 | 8.8371 | 0.567 | 0.1 | 0.1 | 0.1 | 0.1 | 0.1 | 0.1 | 0.1 | 0.675 | 0.675 | 0.675 | 0.675 | 0.675 | 0.675 | 0.675 | 0.675 | 0.675 | 0.675 | 0.675 | 0.675 | 0.675 | 0.675 | 0.1 | 0.1 | 0.1 | 8.4967 | 0.504 | 0.125 | 0.125 | 0.125 | 0.125 | 0.125 | 0.125 | 0.125 | 0.6 | 0.6 | 0.6 | 0.6 | 0.6 | 0.6 | 0.6 | 0.6 | 0.6 | 0.6 | 0.6 | 0.6 | 0.6 | 0.6 | 0.125 | 0.125 | 0.125 | 0 | 0 | 0 | 0 | 0 | 0 | 0 | 1 | 1 | 1 | 1 | 1 | 1 | 1 | 1 | 1 | 1 | 1 | 1 | 1 | 1 | 0 | 0 | 0 | 0 | 0 | 0 | 0 | 0 | 0 | 0 | 1 | 1 | 1 | 1 | 1 | 1 | 1 | 1 | 1 | 1 | 1 | 1 | 1 | 1 | 0 | 0 | 0 | 16 | 0.66337 | 0.20792 | 0.079208 | 0.049505 | 0.76136 | 0 | 0 | 0 | 0 | 0 | 0 | 0 | 0 |  | 0.079242 | 0.079242 | 0.078684 | 0.078684 | 0.078647 | 0.077549 | 0.077549 | Health/Medical - Nursing Home - Kitchen and Food Preparation - Sun | 12 | 25 | 19 | 459.5289 | 0 | 0 | 0 | 459.5289 | 0 | 0 | 0 | 8.8371 | 0 | 0 | 0 | 0 | 0 | 0 | 0 | 0 | 0 | 0 | 0 | 0 | 0 | 0 | 0 | 0 | 0 | 0 | 0 | 0 | 0 | 0 | 0 | 0 | 0 |  | 6.5 | 435.3264 | 0 | 0 | 6.5 | 435.3264 | 0 | 0 | 0.125 | 8.3717 | 0 | 0 | 0 | 0 | 0 | 0 | 0 | 0 | 0 | 0 | 0 | 0 | 0 | 0 | 0 | 0 | 0 | 0 | 0 | 0 | 0 | 0 | 0 | 0 | 0.84566 | 0.84 | 0.88048 | 0.84
815 | 8 | 15 | 7 | 3 |  |  |  |  | Health/Medical - Nursing Home | Kitchen and Food Preparation | Health/Medical - Nursing Home - Kitchen and Food Preparation |  | Health/Medical - Nursing Home | Health/Medical - Nursing Home - Kitchen and Food Preparation | NursingHome Kitchen | Hol | Open | 10 | 10 | 0.044992 | 0.70628 | 0.70628 | 0.70628 | 0.70628 | 0.66474 | 0.66474 | 0.66474 | 0 | 0 | 0 | 0 | 0 | 0 | 0 | 2.8082 | 2.8082 | 2.8082 | 2.8082 | 2.643 | 2.643 | 2.643 | 0 | 0 | 0 | 0 | 0 | 0 | 0 | 0 | 0 | 0 | 0 | 0 | 0 | 0 | 0 | 0 | 0 | 0 | 0 | 0 | 0 | 0 | 0 | 0 | 0 | 0 | 0 | 0 | 0 | 0 | 0 | 0 | 0 | 0 | 0 | 0.90411 | 0.90411 | 0.90411 | 0.90411 | 0.85093 | 0.85093 | 0.85093 | 0 | 0 | 0 | 0 | 0 | 0 | 0 | 3.4563 | 3.4563 | 3.4563 | 3.4563 | 3.2529 | 3.2529 | 3.2529 | 0 | 0 | 0 | 0 | 0 | 0 | 0 | 0 | 0 | 0 | 0 | 0 | 0 | 0 | 0 | 0 | 0 | 0 | 0 | 0 | 0 | 0 | 0 | 0 | 0 | 0 | 0 | 0 | 0 | 0 | 0 | 0 | 0 | 0 | 0 | NursingHome Kitchen ILit Hol | NursingHome Kitchen ILit all | 3782 | 10 | 67.5 | NursingHome Kitchen ILit2 Hol | NursingHome Kitchen ILit2 Hol | NursingHome Kitchen ILit2 All | 3866 | 12.5 | 60 | 3782 | 8.8371 | 0.567 | 0.1 | 0.1 | 0.1 | 0.1 | 0.1 | 0.1 | 0.1 | 0.675 | 0.675 | 0.675 | 0.675 | 0.675 | 0.675 | 0.675 | 0.675 | 0.675 | 0.675 | 0.675 | 0.675 | 0.675 | 0.675 | 0.1 | 0.1 | 0.1 | 8.4967 | 0.504 | 0.125 | 0.125 | 0.125 | 0.125 | 0.125 | 0.125 | 0.125 | 0.6 | 0.6 | 0.6 | 0.6 | 0.6 | 0.6 | 0.6 | 0.6 | 0.6 | 0.6 | 0.6 | 0.6 | 0.6 | 0.6 | 0.125 | 0.125 | 0.125 | 0 | 0 | 0 | 0 | 0 | 0 | 0 | 1 | 1 | 1 | 1 | 1 | 1 | 1 | 1 | 1 | 1 | 1 | 1 | 1 | 1 | 0 | 0 | 0 | 0 | 0 | 0 | 0 | 0 | 0 | 0 | 1 | 1 | 1 | 1 | 1 | 1 | 1 | 1 | 1 | 1 | 1 | 1 | 1 | 1 | 0 | 0 | 0 | 16 | 0.66337 | 0.20792 | 0.079208 | 0.049505 | 0.76136 | 0 | 0 | 0 | 0 | 0 | 0 | 0 | 0 |  | 0.079242 | 0.079242 | 0.078684 | 0.078684 | 0.078647 | 0.077549 | 0.077549 | Health/Medical - Nursing Home - Kitchen and Food Preparation - Hol | 14 | 25 | 19 | 88.3709 | 0 | 0 | 0 | 88.3709 | 0 | 0 | 0 | 8.8371 | 0 | 0 | 0 | 0 | 0 | 0 | 0 | 0 | 0 | 0 | 0 | 0 | 0 | 0 | 0 | 0 | 0 | 0 | 0 | 0 | 0 | 0 | 0 | 0 | 0 |  | 1.25 | 83.7166 | 0 | 0 | 1.25 | 83.7166 | 0 | 0 | 0.125 | 8.3717 | 0 | 0 | 0 | 0 | 0 | 0 | 0 | 0 | 0 | 0 | 0 | 0 | 0 | 0 | 0 | 0 | 0 | 0 | 0 | 0 | 0 | 0 | 0 | 0 | 0.84566 | 0.84 | 0.88048 | 0.84
816 | 8 | 16 | 8 | 4 |  |  | Health/Medical - Nursing Home - Kitchen and Food Preparation | Health/Medical - Nursing Home - Kitchen and Food Preparation | Health/Medical - Nursing Home | Kitchen and Food Preparation | Health/Medical - Nursing Home - Kitchen and Food Preparation |  | Health/Medical - Nursing Home | Health/Medical - Nursing Home - Kitchen and Food Preparation | NursingHome Kitchen | all | Open | 251 | 251 | 0.044992 | 0.70628 | 0.70628 | 0.70628 | 0.70628 | 0.66474 | 0.66474 | 0.66474 | 0.031777 | 0.031777 | 0.031777 | 0.031777 | 0.029908 | 0.029908 | 0.029908 | 70.485 | 70.485 | 70.485 | 70.485 | 66.3388 | 66.3388 | 66.3388 | 0.018018 | 0.018018 | 0.018018 | 0.018018 | 0.016958 | 0.016958 | 0.016958 | 3225.5396 | 3225.5396 | 3225.5396 | 3225.5396 | 3225.5396 | 3225.5396 | 3225.5396 | 0 | 0 | 0 | 0 | 0 | 0 | 0 | 0.567 | 0.567 | 0.567 | 0.567 | 0.567 | 0.567 | 0.567 | 0 | 0 | 0 | 0 | 0 | 0 | 0 | 0.90411 | 0.90411 | 0.90411 | 0.90411 | 0.85093 | 0.85093 | 0.85093 | 0.040678 | 0.040678 | 0.040678 | 0.040678 | 0.038285 | 0.038285 | 0.038285 | 86.7519 | 86.7519 | 86.7519 | 86.7519 | 81.6489 | 81.6489 | 81.6489 | 0.020502 | 0.020502 | 0.020502 | 0.020502 | 0.019296 | 0.019296 | 0.019296 | 3101.2817 | 3101.2817 | 3101.2817 | 3101.2817 | 3101.2817 | 3101.2817 | 3101.2817 | 0 | 0 | 0 | 0 | 0 | 0 | 0 | 0.504 | 0.504 | 0.504 | 0.504 | 0.504 | 0.504 | 0.504 | 0 | 0 | 0 | 0 | 0 | 0 | 0 | NursingHome Kitchen ILit all | NursingHome Kitchen ILit all | 3781 | 10 | 67.5 | NursingHome Kitchen ILit2 all | NursingHome Kitchen ILit2 all | NursingHome Kitchen ILit2 All | 3865 | 12.5 | 60 | 3781 | 8.8371 | 0.567 | 0.1 | 0.1 | 0.1 | 0.1 | 0.1 | 0.1 | 0.1 | 0.675 | 0.675 | 0.675 | 0.675 | 0.675 | 0.675 | 0.675 | 0.675 | 0.675 | 0.675 | 0.675 | 0.675 | 0.675 | 0.675 | 0.1 | 0.1 | 0.1 | 8.4967 | 0.504 | 0.125 | 0.125 | 0.125 | 0.125 | 0.125 | 0.125 | 0.125 | 0.6 | 0.6 | 0.6 | 0.6 | 0.6 | 0.6 | 0.6 | 0.6 | 0.6 | 0.6 | 0.6 | 0.6 | 0.6 | 0.6 | 0.125 | 0.125 | 0.125 | 0 | 0 | 0 | 0 | 0 | 0 | 0 | 1 | 1 | 1 | 1 | 1 | 1 | 1 | 1 | 1 | 1 | 1 | 1 | 1 | 1 | 0 | 0 | 0 | 0 | 0 | 0 | 0 | 0 | 0 | 0 | 1 | 1 | 1 | 1 | 1 | 1 | 1 | 1 | 1 | 1 | 1 | 1 | 1 | 1 | 0 | 0 | 0 | 16 | 0.66337 | 0.20792 | 0.079208 | 0.049505 | 0.76136 | 0.087514 | 0.0027809 | 0.0027809 | 0.0027809 | 0.0027809 | 0.0026173 | 0.0026173 | 0.0026173 |  | 0.079242 | 0.079242 | 0.078684 | 0.078684 | 0.078647 | 0.077549 | 0.077549 | Health/Medical - Nursing Home - Kitchen and Food Preparation - all | 16 | 25 | 19 | 2218.1108 | 0 | 2218.1108 | 0 | 0 | 0 | 8.8371 | 0 | 0 | 0 | 0 | 0 | 0 | 0 | 0 | 0 | 0 | 0 | 0 | 0 | 0 | 0 | 0 | 0 | 0 | 0 | 0 | 0 | 0 | 0 | 0 | 0 | 0 | 0 |  | 2132.6622 | 0 | 2132.6622 | 0 | 0 | 0 | 8.4967 | 0 | 0 | 0 | 0 | 0 | 0 | 0 | 0 | 0 | 0 | 0 | 0 | 0 | 0 | 0 | 0 | 0 | 0 | 0 | 0 | 0 | 0 | 0 | 0 | 0 | 0 | 0 | 0.84566 | 0.84 | 0.88048 | 0.84
817 | 8 | 17 | 5 | 1 |  |  |  |  | Health/Medical - Nursing Home | Office (General) - Admin | Health/Medical - Nursing Home - Office (General) - Admin |  | Health/Medical - Nursing Home | Health/Medical - Nursing Home - Office (General) - Admin | NursingHome Admin | Sat | Open | 52 | 52 | 0.24992 | 0.5401 | 0.5401 | 0.5401 | 0.5401 | 0.5401 | 0.43623 | 0.43623 | 0 | 0 | 0 | 0 | 0 | 0 | 0 | 64.1058 | 64.1058 | 64.1058 | 64.1058 | 64.1058 | 51.7778 | 51.7778 | 0 | 0 | 0 | 0 | 0 | 0 | 0 | 0 | 0 | 0 | 0 | 0 | 0 | 0 | 0 | 0 | 0 | 0 | 0 | 0 | 0 | 0 | 0 | 0 | 0 | 0 | 0 | 0 | 0 | 0 | 0 | 0 | 0 | 0 | 0 | 0.69138 | 0.69138 | 0.69138 | 0.69138 | 0.69138 | 0.55842 | 0.55842 | 0 | 0 | 0 | 0 | 0 | 0 | 0 | 75.9966 | 75.9966 | 75.9966 | 75.9966 | 75.9966 | 61.3818 | 61.3818 | 0 | 0 | 0 | 0 | 0 | 0 | 0 | 0 | 0 | 0 | 0 | 0 | 0 | 0 | 0 | 0 | 0 | 0 | 0 | 0 | 0 | 0 | 0 | 0 | 0 | 0 | 0 | 0 | 0 | 0 | 0 | 0 | 0 | 0 | 0 | NursingHome Admin ILit Sat | NursingHome Admin ILit all | 3780 | 10 | 70 | NursingHome Admin ILit2 Sat | NursingHome Admin ILit2 Sat | NursingHome Admin ILit2 All | 3864 | 12.5 | 60 | 3780 | 9.1331 | 0.588 | 0.1 | 0.1 | 0.1 | 0.1 | 0.1 | 0.1 | 0.1 | 0.7 | 0.7 | 0.7 | 0.7 | 0.7 | 0.7 | 0.7 | 0.7 | 0.7 | 0.7 | 0.7 | 0.7 | 0.7 | 0.7 | 0.1 | 0.1 | 0.1 | 8.458 | 0.504 | 0.125 | 0.125 | 0.125 | 0.125 | 0.125 | 0.125 | 0.125 | 0.6 | 0.6 | 0.6 | 0.6 | 0.6 | 0.6 | 0.6 | 0.6 | 0.6 | 0.6 | 0.6 | 0.6 | 0.6 | 0.6 | 0.125 | 0.125 | 0.125 | 0 | 0 | 0 | 0 | 0 | 0 | 0 | 1 | 1 | 1 | 1 | 1 | 1 | 1 | 1 | 1 | 1 | 1 | 1 | 1 | 1 | 0 | 0 | 0 | 0 | 0 | 0 | 0 | 0 | 0 | 0 | 1 | 1 | 1 | 1 | 1 | 1 | 1 | 1 | 1 | 1 | 1 | 1 | 1 | 1 | 0 | 0 | 0 | 16 | 0.66337 | 0.20792 | 0.079208 | 0.049505 | 0.76136 | 0 | 0 | 0 | 0 | 0 | 0 | 0 | 0 |  | 0.079242 | 0.079242 | 0.078684 | 0.078684 | 0.078647 | 0.077549 | 0.077549 | Health/Medical - Nursing Home - Office (General) - Admin - Sat | 10 | 25 | 19 | 474.9199 | 0 | 0 | 0 | 474.9199 | 0 | 0 | 0 | 9.1331 | 0 | 0 | 0 | 0 | 0 | 0 | 0 | 0 | 0 | 0 | 0 | 0 | 0 | 0 | 0 | 0 | 0 | 0 | 0 | 0 | 0 | 0 | 0 | 0 | 0 |  | 6.5 | 433.3178 | 0 | 0 | 6.5 | 433.3178 | 0 | 0 | 0.125 | 8.333 | 0 | 0 | 0 | 0 | 0 | 0 | 0 | 0 | 0 | 0 | 0 | 0 | 0 | 0 | 0 | 0 | 0 | 0 | 0 | 0 | 0 | 0 | 0 | 0 | 0.84566 | 0.84 | 0.87648 | 0.84
818 | 8 | 18 | 6 | 2 |  |  |  |  | Health/Medical - Nursing Home | Office (General) - Admin | Health/Medical - Nursing Home - Office (General) - Admin |  | Health/Medical - Nursing Home | Health/Medical - Nursing Home - Office (General) - Admin | NursingHome Admin | Sun | Open | 52 | 52 | 0.24992 | 0.5401 | 0.5401 | 0.5401 | 0.5401 | 0.5401 | 0.43623 | 0.43623 | 0 | 0 | 0 | 0 | 0 | 0 | 0 | 64.1058 | 64.1058 | 64.1058 | 64.1058 | 64.1058 | 51.7778 | 51.7778 | 0 | 0 | 0 | 0 | 0 | 0 | 0 | 0 | 0 | 0 | 0 | 0 | 0 | 0 | 0 | 0 | 0 | 0 | 0 | 0 | 0 | 0 | 0 | 0 | 0 | 0 | 0 | 0 | 0 | 0 | 0 | 0 | 0 | 0 | 0 | 0.69138 | 0.69138 | 0.69138 | 0.69138 | 0.69138 | 0.55842 | 0.55842 | 0 | 0 | 0 | 0 | 0 | 0 | 0 | 75.9966 | 75.9966 | 75.9966 | 75.9966 | 75.9966 | 61.3818 | 61.3818 | 0 | 0 | 0 | 0 | 0 | 0 | 0 | 0 | 0 | 0 | 0 | 0 | 0 | 0 | 0 | 0 | 0 | 0 | 0 | 0 | 0 | 0 | 0 | 0 | 0 | 0 | 0 | 0 | 0 | 0 | 0 | 0 | 0 | 0 | 0 | NursingHome Admin ILit Sun | NursingHome Admin ILit all | 3780 | 10 | 70 | NursingHome Admin ILit2 Sun | NursingHome Admin ILit2 Sun | NursingHome Admin ILit2 All | 3864 | 12.5 | 60 | 3780 | 9.1331 | 0.588 | 0.1 | 0.1 | 0.1 | 0.1 | 0.1 | 0.1 | 0.1 | 0.7 | 0.7 | 0.7 | 0.7 | 0.7 | 0.7 | 0.7 | 0.7 | 0.7 | 0.7 | 0.7 | 0.7 | 0.7 | 0.7 | 0.1 | 0.1 | 0.1 | 8.458 | 0.504 | 0.125 | 0.125 | 0.125 | 0.125 | 0.125 | 0.125 | 0.125 | 0.6 | 0.6 | 0.6 | 0.6 | 0.6 | 0.6 | 0.6 | 0.6 | 0.6 | 0.6 | 0.6 | 0.6 | 0.6 | 0.6 | 0.125 | 0.125 | 0.125 | 0 | 0 | 0 | 0 | 0 | 0 | 0 | 1 | 1 | 1 | 1 | 1 | 1 | 1 | 1 | 1 | 1 | 1 | 1 | 1 | 1 | 0 | 0 | 0 | 0 | 0 | 0 | 0 | 0 | 0 | 0 | 1 | 1 | 1 | 1 | 1 | 1 | 1 | 1 | 1 | 1 | 1 | 1 | 1 | 1 | 0 | 0 | 0 | 16 | 0.66337 | 0.20792 | 0.079208 | 0.049505 | 0.76136 | 0 | 0 | 0 | 0 | 0 | 0 | 0 | 0 |  | 0.079242 | 0.079242 | 0.078684 | 0.078684 | 0.078647 | 0.077549 | 0.077549 | Health/Medical - Nursing Home - Office (General) - Admin - Sun | 12 | 25 | 19 | 474.9199 | 0 | 0 | 0 | 474.9199 | 0 | 0 | 0 | 9.1331 | 0 | 0 | 0 | 0 | 0 | 0 | 0 | 0 | 0 | 0 | 0 | 0 | 0 | 0 | 0 | 0 | 0 | 0 | 0 | 0 | 0 | 0 | 0 | 0 | 0 |  | 6.5 | 433.3178 | 0 | 0 | 6.5 | 433.3178 | 0 | 0 | 0.125 | 8.333 | 0 | 0 | 0 | 0 | 0 | 0 | 0 | 0 | 0 | 0 | 0 | 0 | 0 | 0 | 0 | 0 | 0 | 0 | 0 | 0 | 0 | 0 | 0 | 0 | 0.84566 | 0.84 | 0.87648 | 0.84
819 | 8 | 19 | 7 | 3 |  |  |  |  | Health/Medical - Nursing Home | Office (General) - Admin | Health/Medical - Nursing Home - Office (General) - Admin |  | Health/Medical - Nursing Home | Health/Medical - Nursing Home - Office (General) - Admin | NursingHome Admin | Hol | Open | 10 | 10 | 0.24992 | 0.5401 | 0.5401 | 0.5401 | 0.5401 | 0.5401 | 0.43623 | 0.43623 | 0 | 0 | 0 | 0 | 0 | 0 | 0 | 12.328 | 12.328 | 12.328 | 12.328 | 12.328 | 9.9573 | 9.9573 | 0 | 0 | 0 | 0 | 0 | 0 | 0 | 0 | 0 | 0 | 0 | 0 | 0 | 0 | 0 | 0 | 0 | 0 | 0 | 0 | 0 | 0 | 0 | 0 | 0 | 0 | 0 | 0 | 0 | 0 | 0 | 0 | 0 | 0 | 0 | 0.69138 | 0.69138 | 0.69138 | 0.69138 | 0.69138 | 0.55842 | 0.55842 | 0 | 0 | 0 | 0 | 0 | 0 | 0 | 14.6147 | 14.6147 | 14.6147 | 14.6147 | 14.6147 | 11.8042 | 11.8042 | 0 | 0 | 0 | 0 | 0 | 0 | 0 | 0 | 0 | 0 | 0 | 0 | 0 | 0 | 0 | 0 | 0 | 0 | 0 | 0 | 0 | 0 | 0 | 0 | 0 | 0 | 0 | 0 | 0 | 0 | 0 | 0 | 0 | 0 | 0 | NursingHome Admin ILit Hol | NursingHome Admin ILit all | 3780 | 10 | 70 | NursingHome Admin ILit2 Hol | NursingHome Admin ILit2 Hol | NursingHome Admin ILit2 All | 3864 | 12.5 | 60 | 3780 | 9.1331 | 0.588 | 0.1 | 0.1 | 0.1 | 0.1 | 0.1 | 0.1 | 0.1 | 0.7 | 0.7 | 0.7 | 0.7 | 0.7 | 0.7 | 0.7 | 0.7 | 0.7 | 0.7 | 0.7 | 0.7 | 0.7 | 0.7 | 0.1 | 0.1 | 0.1 | 8.458 | 0.504 | 0.125 | 0.125 | 0.125 | 0.125 | 0.125 | 0.125 | 0.125 | 0.6 | 0.6 | 0.6 | 0.6 | 0.6 | 0.6 | 0.6 | 0.6 | 0.6 | 0.6 | 0.6 | 0.6 | 0.6 | 0.6 | 0.125 | 0.125 | 0.125 | 0 | 0 | 0 | 0 | 0 | 0 | 0 | 1 | 1 | 1 | 1 | 1 | 1 | 1 | 1 | 1 | 1 | 1 | 1 | 1 | 1 | 0 | 0 | 0 | 0 | 0 | 0 | 0 | 0 | 0 | 0 | 1 | 1 | 1 | 1 | 1 | 1 | 1 | 1 | 1 | 1 | 1 | 1 | 1 | 1 | 0 | 0 | 0 | 16 | 0.66337 | 0.20792 | 0.079208 | 0.049505 | 0.76136 | 0 | 0 | 0 | 0 | 0 | 0 | 0 | 0 |  | 0.079242 | 0.079242 | 0.078684 | 0.078684 | 0.078647 | 0.077549 | 0.077549 | Health/Medical - Nursing Home - Office (General) - Admin - Hol | 14 | 25 | 19 | 91.3307 | 0 | 0 | 0 | 91.3307 | 0 | 0 | 0 | 9.1331 | 0 | 0 | 0 | 0 | 0 | 0 | 0 | 0 | 0 | 0 | 0 | 0 | 0 | 0 | 0 | 0 | 0 | 0 | 0 | 0 | 0 | 0 | 0 | 0 | 0 |  | 1.25 | 83.3303 | 0 | 0 | 1.25 | 83.3303 | 0 | 0 | 0.125 | 8.333 | 0 | 0 | 0 | 0 | 0 | 0 | 0 | 0 | 0 | 0 | 0 | 0 | 0 | 0 | 0 | 0 | 0 | 0 | 0 | 0 | 0 | 0 | 0 | 0 | 0.84566 | 0.84 | 0.87648 | 0.84
820 | 8 | 20 | 8 | 4 |  |  | Health/Medical - Nursing Home - Office (General) - Admin | Health/Medical - Nursing Home - Office (General) - Admin | Health/Medical - Nursing Home | Office (General) - Admin | Health/Medical - Nursing Home - Office (General) - Admin |  | Health/Medical - Nursing Home | Health/Medical - Nursing Home - Office (General) - Admin | NursingHome Admin | all | Open | 251 | 251 | 0.24992 | 0.5401 | 0.5401 | 0.5401 | 0.5401 | 0.5401 | 0.43623 | 0.43623 | 0.13498 | 0.13498 | 0.13498 | 0.13498 | 0.13498 | 0.10902 | 0.10902 | 309.4339 | 309.4339 | 309.4339 | 309.4339 | 309.4339 | 249.9274 | 249.9274 | 0.07937 | 0.07937 | 0.07937 | 0.07937 | 0.07937 | 0.064106 | 0.064106 | 3333.572 | 3333.572 | 3333.572 | 3333.572 | 3333.572 | 3333.572 | 3333.572 | 0 | 0 | 0 | 0 | 0 | 0 | 0 | 0.588 | 0.588 | 0.588 | 0.588 | 0.588 | 0.588 | 0.588 | 0 | 0 | 0 | 0 | 0 | 0 | 0 | 0.69138 | 0.69138 | 0.69138 | 0.69138 | 0.69138 | 0.55842 | 0.55842 | 0.17279 | 0.17279 | 0.17279 | 0.17279 | 0.17279 | 0.13956 | 0.13956 | 366.8295 | 366.8295 | 366.8295 | 366.8295 | 366.8295 | 296.2854 | 296.2854 | 0.087087 | 0.087087 | 0.087087 | 0.087087 | 0.087087 | 0.070339 | 0.070339 | 3087.1823 | 3087.1823 | 3087.1823 | 3087.1823 | 3087.1823 | 3087.1823 | 3087.1823 | 0 | 0 | 0 | 0 | 0 | 0 | 0 | 0.504 | 0.504 | 0.504 | 0.504 | 0.504 | 0.504 | 0.504 | 0 | 0 | 0 | 0 | 0 | 0 | 0 | NursingHome Admin ILit all | NursingHome Admin ILit all | 3779 | 10 | 70 | NursingHome Admin ILit2 all | NursingHome Admin ILit2 all | NursingHome Admin ILit2 All | 3863 | 12.5 | 60 | 3779 | 9.1331 | 0.588 | 0.1 | 0.1 | 0.1 | 0.1 | 0.1 | 0.1 | 0.1 | 0.7 | 0.7 | 0.7 | 0.7 | 0.7 | 0.7 | 0.7 | 0.7 | 0.7 | 0.7 | 0.7 | 0.7 | 0.7 | 0.7 | 0.1 | 0.1 | 0.1 | 8.458 | 0.504 | 0.125 | 0.125 | 0.125 | 0.125 | 0.125 | 0.125 | 0.125 | 0.6 | 0.6 | 0.6 | 0.6 | 0.6 | 0.6 | 0.6 | 0.6 | 0.6 | 0.6 | 0.6 | 0.6 | 0.6 | 0.6 | 0.125 | 0.125 | 0.125 | 0 | 0 | 0 | 0 | 0 | 0 | 0 | 1 | 1 | 1 | 1 | 1 | 1 | 1 | 1 | 1 | 1 | 1 | 1 | 1 | 1 | 0 | 0 | 0 | 0 | 0 | 0 | 0 | 0 | 0 | 0 | 1 | 1 | 1 | 1 | 1 | 1 | 1 | 1 | 1 | 1 | 1 | 1 | 1 | 1 | 0 | 0 | 0 | 16 | 0.66337 | 0.20792 | 0.079208 | 0.049505 | 0.76136 | 0.090755 | 0.01225 | 0.01225 | 0.01225 | 0.01225 | 0.01225 | 0.0098945 | 0.0098945 |  | 0.079242 | 0.079242 | 0.078684 | 0.078684 | 0.078647 | 0.077549 | 0.077549 | Health/Medical - Nursing Home - Office (General) - Admin - all | 16 | 25 | 19 | 2292.4016 | 0 | 2292.4016 | 0 | 0 | 0 | 9.1331 | 0 | 0 | 0 | 0 | 0 | 0 | 0 | 0 | 0 | 0 | 0 | 0 | 0 | 0 | 0 | 0 | 0 | 0 | 0 | 0 | 0 | 0 | 0 | 0 | 0 | 0 | 0 |  | 2122.9665 | 0 | 2122.9665 | 0 | 0 | 0 | 8.458 | 0 | 0 | 0 | 0 | 0 | 0 | 0 | 0 | 0 | 0 | 0 | 0 | 0 | 0 | 0 | 0 | 0 | 0 | 0 | 0 | 0 | 0 | 0 | 0 | 0 | 0 | 0 | 0.84566 | 0.84 | 0.87648 | 0.84
821 | 8 | 21 | 5 | 1 |  |  |  |  | Health/Medical - Nursing Home | Office (General) - Facilities | Health/Medical - Nursing Home - Office (General) - Facilities |  | Health/Medical - Nursing Home | Health/Medical - Nursing Home - Office (General) - Facilities | NursingHome Facilities | Sat | Open | 52 | 52 | 0.1 | 0.5401 | 0.5401 | 0.5401 | 0.5401 | 0.5401 | 0.43623 | 0.43623 | 0 | 0 | 0 | 0 | 0 | 0 | 0 | 24.2262 | 24.2262 | 24.2262 | 24.2262 | 24.2262 | 19.5673 | 19.5673 | 0 | 0 | 0 | 0 | 0 | 0 | 0 | 0 | 0 | 0 | 0 | 0 | 0 | 0 | 0 | 0 | 0 | 0 | 0 | 0 | 0 | 0 | 0 | 0 | 0 | 0 | 0 | 0 | 0 | 0 | 0 | 0 | 0 | 0 | 0 | 0.69138 | 0.69138 | 0.69138 | 0.69138 | 0.69138 | 0.55842 | 0.55842 | 0 | 0 | 0 | 0 | 0 | 0 | 0 | 30.1081 | 30.1081 | 30.1081 | 30.1081 | 30.1081 | 24.318 | 24.318 | 0 | 0 | 0 | 0 | 0 | 0 | 0 | 0 | 0 | 0 | 0 | 0 | 0 | 0 | 0 | 0 | 0 | 0 | 0 | 0 | 0 | 0 | 0 | 0 | 0 | 0 | 0 | 0 | 0 | 0 | 0 | 0 | 0 | 0 | 0 | NursingHome Facilities ILit Sat | NursingHome Facilities ILit all | 3778 | 10 | 70 | NursingHome Facilities ILit2 Sat | NursingHome Facilities ILit2 Sat | NursingHome Facilities ILit2 All | 3862 | 12.5 | 62.5 | 3778 | 8.6257 | 0.588 | 0.1 | 0.1 | 0.1 | 0.1 | 0.1 | 0.1 | 0.1 | 0.1 | 0.7 | 0.7 | 0.7 | 0.7 | 0.7 | 0.7 | 0.7 | 0.7 | 0.7 | 0.7 | 0.7 | 0.7 | 0.7 | 0.1 | 0.1 | 0.1 | 8.3743 | 0.525 | 0.125 | 0.125 | 0.125 | 0.125 | 0.125 | 0.125 | 0.125 | 0.125 | 0.625 | 0.625 | 0.625 | 0.625 | 0.625 | 0.625 | 0.625 | 0.625 | 0.625 | 0.625 | 0.625 | 0.625 | 0.625 | 0.125 | 0.125 | 0.125 | 0 | 0 | 0 | 0 | 0 | 0 | 0 | 0 | 1 | 1 | 1 | 1 | 1 | 1 | 1 | 1 | 1 | 1 | 1 | 1 | 1 | 0 | 0 | 0 | 0 | 0 | 0 | 0 | 0 | 0 | 0 | 0 | 1 | 1 | 1 | 1 | 1 | 1 | 1 | 1 | 1 | 1 | 1 | 1 | 1 | 0 | 0 | 0 | 16 | 0.66337 | 0.20792 | 0.079208 | 0.049505 | 0.76136 | 0 | 0 | 0 | 0 | 0 | 0 | 0 | 0 |  | 0.079242 | 0.079242 | 0.078684 | 0.078684 | 0.078647 | 0.077549 | 0.077549 | Health/Medical - Nursing Home - Office (General) - Facilities - Sat | 10 | 25 | 19 | 448.5354 | 0 | 0 | 0 | 448.5354 | 0 | 0 | 0 | 8.6257 | 0 | 0 | 0 | 0 | 0 | 0 | 0 | 0 | 0 | 0 | 0 | 0 | 0 | 0 | 0 | 0 | 0 | 0 | 0 | 0 | 0 | 0 | 0 | 0 | 0 |  | 6.5 | 428.9612 | 0 | 0 | 6.5 | 428.9612 | 0 | 0 | 0.125 | 8.2493 | 0 | 0 | 0 | 0 | 0 | 0 | 0 | 0 | 0 | 0 | 0 | 0 | 0 | 0 | 0 | 0 | 0 | 0 | 0 | 0 | 0 | 0 | 0 | 0 | 0.84566 | 0.84 | 0.8815 | 0.84
822 | 8 | 22 | 6 | 2 |  |  |  |  | Health/Medical - Nursing Home | Office (General) - Facilities | Health/Medical - Nursing Home - Office (General) - Facilities |  | Health/Medical - Nursing Home | Health/Medical - Nursing Home - Office (General) - Facilities | NursingHome Facilities | Sun | Open | 52 | 52 | 0.1 | 0.5401 | 0.5401 | 0.5401 | 0.5401 | 0.5401 | 0.43623 | 0.43623 | 0 | 0 | 0 | 0 | 0 | 0 | 0 | 24.2262 | 24.2262 | 24.2262 | 24.2262 | 24.2262 | 19.5673 | 19.5673 | 0 | 0 | 0 | 0 | 0 | 0 | 0 | 0 | 0 | 0 | 0 | 0 | 0 | 0 | 0 | 0 | 0 | 0 | 0 | 0 | 0 | 0 | 0 | 0 | 0 | 0 | 0 | 0 | 0 | 0 | 0 | 0 | 0 | 0 | 0 | 0.69138 | 0.69138 | 0.69138 | 0.69138 | 0.69138 | 0.55842 | 0.55842 | 0 | 0 | 0 | 0 | 0 | 0 | 0 | 30.1081 | 30.1081 | 30.1081 | 30.1081 | 30.1081 | 24.318 | 24.318 | 0 | 0 | 0 | 0 | 0 | 0 | 0 | 0 | 0 | 0 | 0 | 0 | 0 | 0 | 0 | 0 | 0 | 0 | 0 | 0 | 0 | 0 | 0 | 0 | 0 | 0 | 0 | 0 | 0 | 0 | 0 | 0 | 0 | 0 | 0 | NursingHome Facilities ILit Sun | NursingHome Facilities ILit all | 3778 | 10 | 70 | NursingHome Facilities ILit2 Sun | NursingHome Facilities ILit2 Sun | NursingHome Facilities ILit2 All | 3862 | 12.5 | 62.5 | 3778 | 8.6257 | 0.588 | 0.1 | 0.1 | 0.1 | 0.1 | 0.1 | 0.1 | 0.1 | 0.1 | 0.7 | 0.7 | 0.7 | 0.7 | 0.7 | 0.7 | 0.7 | 0.7 | 0.7 | 0.7 | 0.7 | 0.7 | 0.7 | 0.1 | 0.1 | 0.1 | 8.3743 | 0.525 | 0.125 | 0.125 | 0.125 | 0.125 | 0.125 | 0.125 | 0.125 | 0.125 | 0.625 | 0.625 | 0.625 | 0.625 | 0.625 | 0.625 | 0.625 | 0.625 | 0.625 | 0.625 | 0.625 | 0.625 | 0.625 | 0.125 | 0.125 | 0.125 | 0 | 0 | 0 | 0 | 0 | 0 | 0 | 0 | 1 | 1 | 1 | 1 | 1 | 1 | 1 | 1 | 1 | 1 | 1 | 1 | 1 | 0 | 0 | 0 | 0 | 0 | 0 | 0 | 0 | 0 | 0 | 0 | 1 | 1 | 1 | 1 | 1 | 1 | 1 | 1 | 1 | 1 | 1 | 1 | 1 | 0 | 0 | 0 | 16 | 0.66337 | 0.20792 | 0.079208 | 0.049505 | 0.76136 | 0 | 0 | 0 | 0 | 0 | 0 | 0 | 0 |  | 0.079242 | 0.079242 | 0.078684 | 0.078684 | 0.078647 | 0.077549 | 0.077549 | Health/Medical - Nursing Home - Office (General) - Facilities - Sun | 12 | 25 | 19 | 448.5354 | 0 | 0 | 0 | 448.5354 | 0 | 0 | 0 | 8.6257 | 0 | 0 | 0 | 0 | 0 | 0 | 0 | 0 | 0 | 0 | 0 | 0 | 0 | 0 | 0 | 0 | 0 | 0 | 0 | 0 | 0 | 0 | 0 | 0 | 0 |  | 6.5 | 428.9612 | 0 | 0 | 6.5 | 428.9612 | 0 | 0 | 0.125 | 8.2493 | 0 | 0 | 0 | 0 | 0 | 0 | 0 | 0 | 0 | 0 | 0 | 0 | 0 | 0 | 0 | 0 | 0 | 0 | 0 | 0 | 0 | 0 | 0 | 0 | 0.84566 | 0.84 | 0.8815 | 0.84
823 | 8 | 23 | 7 | 3 |  |  |  |  | Health/Medical - Nursing Home | Office (General) - Facilities | Health/Medical - Nursing Home - Office (General) - Facilities |  | Health/Medical - Nursing Home | Health/Medical - Nursing Home - Office (General) - Facilities | NursingHome Facilities | Hol | Open | 10 | 10 | 0.1 | 0.5401 | 0.5401 | 0.5401 | 0.5401 | 0.5401 | 0.43623 | 0.43623 | 0 | 0 | 0 | 0 | 0 | 0 | 0 | 4.6589 | 4.6589 | 4.6589 | 4.6589 | 4.6589 | 3.763 | 3.763 | 0 | 0 | 0 | 0 | 0 | 0 | 0 | 0 | 0 | 0 | 0 | 0 | 0 | 0 | 0 | 0 | 0 | 0 | 0 | 0 | 0 | 0 | 0 | 0 | 0 | 0 | 0 | 0 | 0 | 0 | 0 | 0 | 0 | 0 | 0 | 0.69138 | 0.69138 | 0.69138 | 0.69138 | 0.69138 | 0.55842 | 0.55842 | 0 | 0 | 0 | 0 | 0 | 0 | 0 | 5.79 | 5.79 | 5.79 | 5.79 | 5.79 | 4.6765 | 4.6765 | 0 | 0 | 0 | 0 | 0 | 0 | 0 | 0 | 0 | 0 | 0 | 0 | 0 | 0 | 0 | 0 | 0 | 0 | 0 | 0 | 0 | 0 | 0 | 0 | 0 | 0 | 0 | 0 | 0 | 0 | 0 | 0 | 0 | 0 | 0 | NursingHome Facilities ILit Hol | NursingHome Facilities ILit all | 3778 | 10 | 70 | NursingHome Facilities ILit2 Hol | NursingHome Facilities ILit2 Hol | NursingHome Facilities ILit2 All | 3862 | 12.5 | 62.5 | 3778 | 8.6257 | 0.588 | 0.1 | 0.1 | 0.1 | 0.1 | 0.1 | 0.1 | 0.1 | 0.1 | 0.7 | 0.7 | 0.7 | 0.7 | 0.7 | 0.7 | 0.7 | 0.7 | 0.7 | 0.7 | 0.7 | 0.7 | 0.7 | 0.1 | 0.1 | 0.1 | 8.3743 | 0.525 | 0.125 | 0.125 | 0.125 | 0.125 | 0.125 | 0.125 | 0.125 | 0.125 | 0.625 | 0.625 | 0.625 | 0.625 | 0.625 | 0.625 | 0.625 | 0.625 | 0.625 | 0.625 | 0.625 | 0.625 | 0.625 | 0.125 | 0.125 | 0.125 | 0 | 0 | 0 | 0 | 0 | 0 | 0 | 0 | 1 | 1 | 1 | 1 | 1 | 1 | 1 | 1 | 1 | 1 | 1 | 1 | 1 | 0 | 0 | 0 | 0 | 0 | 0 | 0 | 0 | 0 | 0 | 0 | 1 | 1 | 1 | 1 | 1 | 1 | 1 | 1 | 1 | 1 | 1 | 1 | 1 | 0 | 0 | 0 | 16 | 0.66337 | 0.20792 | 0.079208 | 0.049505 | 0.76136 | 0 | 0 | 0 | 0 | 0 | 0 | 0 | 0 |  | 0.079242 | 0.079242 | 0.078684 | 0.078684 | 0.078647 | 0.077549 | 0.077549 | Health/Medical - Nursing Home - Office (General) - Facilities - Hol | 14 | 25 | 19 | 86.2568 | 0 | 0 | 0 | 86.2568 | 0 | 0 | 0 | 8.6257 | 0 | 0 | 0 | 0 | 0 | 0 | 0 | 0 | 0 | 0 | 0 | 0 | 0 | 0 | 0 | 0 | 0 | 0 | 0 | 0 | 0 | 0 | 0 | 0 | 0 |  | 1.25 | 82.4925 | 0 | 0 | 1.25 | 82.4925 | 0 | 0 | 0.125 | 8.2493 | 0 | 0 | 0 | 0 | 0 | 0 | 0 | 0 | 0 | 0 | 0 | 0 | 0 | 0 | 0 | 0 | 0 | 0 | 0 | 0 | 0 | 0 | 0 | 0 | 0.84566 | 0.84 | 0.8815 | 0.84
824 | 8 | 24 | 8 | 4 | Health/Medical - Nursing Home | Health/Medical - Nursing Home | Health/Medical - Nursing Home - Office (General) - Facilities | Health/Medical - Nursing Home - Office (General) - Facilities | Health/Medical - Nursing Home | Office (General) - Facilities | Health/Medical - Nursing Home - Office (General) - Facilities |  | Health/Medical - Nursing Home | Health/Medical - Nursing Home - Office (General) - Facilities | NursingHome Facilities | all | Open | 251 | 251 | 0.1 | 0.5401 | 0.5401 | 0.5401 | 0.5401 | 0.5401 | 0.43623 | 0.43623 | 0.054012 | 0.054012 | 0.054012 | 0.054012 | 0.054012 | 0.043625 | 0.043625 | 116.9382 | 116.9382 | 116.9382 | 116.9382 | 116.9382 | 94.4501 | 94.4501 | 0.031759 | 0.031759 | 0.031759 | 0.031759 | 0.031759 | 0.025651 | 0.025651 | 3148.3736 | 3148.3736 | 3148.3736 | 3148.3736 | 3148.3736 | 3148.3736 | 3148.3736 | 3623.9725 | 3623.9725 | 3599.9389 | 3599.9389 | 3601.5396 | 3630.6342 | 3630.6342 | 0.588 | 0.588 | 0.588 | 0.588 | 0.588 | 0.588 | 0.588 | 0.5825 | 0.5825 | 0.58098 | 0.58098 | 0.58104 | 0.58041 | 0.58041 | 0.69138 | 0.69138 | 0.69138 | 0.69138 | 0.69138 | 0.55842 | 0.55842 | 0.069141 | 0.069141 | 0.069141 | 0.069141 | 0.069141 | 0.055844 | 0.055844 | 145.3293 | 145.3293 | 145.3293 | 145.3293 | 145.3293 | 117.3813 | 117.3813 | 0.036299 | 0.036299 | 0.036299 | 0.036299 | 0.036299 | 0.029318 | 0.029318 | 3056.6028 | 3056.6028 | 3056.6028 | 3056.6028 | 3056.6028 | 3056.6028 | 3056.6028 | 3263.5723 | 3263.5723 | 3255.0139 | 3255.0139 | 3255.6712 | 3271.74 | 3271.74 | 0.525 | 0.525 | 0.525 | 0.525 | 0.525 | 0.525 | 0.525 | 0.48495 | 0.48495 | 0.48437 | 0.48437 | 0.48428 | 0.48195 | 0.48195 | NursingHome Facilities ILit all | NursingHome Facilities ILit all | 3777 | 10 | 70 | NursingHome Facilities ILit2 all | NursingHome Facilities ILit2 all | NursingHome Facilities ILit2 All | 3861 | 12.5 | 62.5 | 3777 | 8.6257 | 0.588 | 0.1 | 0.1 | 0.1 | 0.1 | 0.1 | 0.1 | 0.1 | 0.1 | 0.7 | 0.7 | 0.7 | 0.7 | 0.7 | 0.7 | 0.7 | 0.7 | 0.7 | 0.7 | 0.7 | 0.7 | 0.7 | 0.1 | 0.1 | 0.1 | 8.3743 | 0.525 | 0.125 | 0.125 | 0.125 | 0.125 | 0.125 | 0.125 | 0.125 | 0.125 | 0.625 | 0.625 | 0.625 | 0.625 | 0.625 | 0.625 | 0.625 | 0.625 | 0.625 | 0.625 | 0.625 | 0.625 | 0.625 | 0.125 | 0.125 | 0.125 | 0 | 0 | 0 | 0 | 0 | 0 | 0 | 0 | 1 | 1 | 1 | 1 | 1 | 1 | 1 | 1 | 1 | 1 | 1 | 1 | 1 | 0 | 0 | 0 | 0 | 0 | 0 | 0 | 0 | 0 | 0 | 0 | 1 | 1 | 1 | 1 | 1 | 1 | 1 | 1 | 1 | 1 | 1 | 1 | 1 | 0 | 0 | 0 | 16 | 0.66337 | 0.20792 | 0.079208 | 0.049505 | 0.76136 | 0.090755 | 0.0049018 | 0.0049018 | 0.0049018 | 0.0049018 | 0.0049018 | 0.0039592 | 0.0039592 | Health/Medical - Nursing Home | 0.079242 | 0.079242 | 0.078684 | 0.078684 | 0.078647 | 0.077549 | 0.077549 | Health/Medical - Nursing Home - Office (General) - Facilities - all | 16 | 25 | 19 | 2165.0459 | 0 | 2165.0459 | 0 | 0 | 0 | 8.6257 | 0 | 0 | 0 | 0 | 0 | 0 | 0 | 0 | 0 | 0 | 0 | 0 | 0 | 0 | 0 | 0 | 0 | 0 | 0 | 0 | 0 | 0 | 0 | 0 | 0 | 0 | 0 |  | 2101.9378 | 0 | 2101.9378 | 0 | 0 | 0 | 8.3743 | 0 | 0 | 0 | 0 | 0 | 0 | 0 | 0 | 0 | 0 | 0 | 0 | 0 | 0 | 0 | 0 | 0 | 0 | 0 | 0 | 0 | 0 | 0 | 0 | 0 | 0 | 0 | 0.84566 | 0.84 | 0.8815 | 0.84
901 | 9 | 1 | 5 | 1 |  |  |  |  | Lodging - Hotel | Bar, Cocktail Lounge | Lodging - Hotel - Bar, Cocktail Lounge |  | Lodging - Hotel | Lodging - Hotel - Bar, Cocktail Lounge | Hotel (public) Lounge | Sat | Open | 52 | 52 | 0.0049915 | 0.27063 | 0.27063 | 0.27063 | 0.27063 | 0.27063 | 0.27063 | 0.27063 | 0 | 0 | 0 | 0 | 0 | 0 | 0 | 0.32734 | 0.32734 | 0.32734 | 0.32734 | 0.32734 | 0.32734 | 0.32734 | 0 | 0 | 0 | 0 | 0 | 0 | 0 | 0 | 0 | 0 | 0 | 0 | 0 | 0 | 0 | 0 | 0 | 0 | 0 | 0 | 0 | 0 | 0 | 0 | 0 | 0 | 0 | 0 | 0 | 0 | 0 | 0 | 0 | 0 | 0 | 0.75787 | 0.75787 | 0.75787 | 0.75787 | 0.75787 | 0.75787 | 0.75787 | 0 | 0 | 0 | 0 | 0 | 0 | 0 | 1.0812 | 1.0812 | 1.0812 | 1.0812 | 1.0812 | 1.0812 | 1.0812 | 0 | 0 | 0 | 0 | 0 | 0 | 0 | 0 | 0 | 0 | 0 | 0 | 0 | 0 | 0 | 0 | 0 | 0 | 0 | 0 | 0 | 0 | 0 | 0 | 0 | 0 | 0 | 0 | 0 | 0 | 0 | 0 | 0 | 0 | 0 | Hotel (public) Lounge ILit Sat | Hotel (public) Lounge ILit all | 3791 | 6 | 45 | Hotel (public) Lounge ILit2 Sat | Hotel (public) Lounge ILit2 Sat | Hotel (public) Lounge ILit2 All | 3875 | 25 | 33.75 | 3791 | 4.6601 | 0.34543 | 0.073684 | 0.066842 | 0.06 | 0.06 | 0.066842 | 0.080526 | 0.12842 | 0.18316 | 0.24474 | 0.31316 | 0.38158 | 0.38842 | 0.41579 | 0.45 | 0.43632 | 0.41579 | 0.38158 | 0.32 | 0.24474 | 0.21737 | 0.17632 | 0.16947 | 0.11474 | 0.10105 | 5.4966 | 0.25907 | 0.25 | 0.25 | 0.25 | 0.25 | 0.25 | 0.25 | 0.25 | 0.25 | 0.25 | 0.25 | 0.28618 | 0.29132 | 0.31184 | 0.3375 | 0.32724 | 0.31184 | 0.28618 | 0.25 | 0.25 | 0.25 | 0.25 | 0.25 | 0.25 | 0.25 | 0.035088 | 0.017544 | 0 | 0 | 0.017544 | 0.052632 | 0.17544 | 0.31579 | 0.47368 | 0.64912 | 0.82456 | 0.84211 | 0.91228 | 1 | 0.96491 | 0.91228 | 0.82456 | 0.66667 | 0.47368 | 0.40351 | 0.29825 | 0.2807 | 0.14035 | 0.10526 | 0 | 0 | 0 | 0 | 0 | 0 | 0 | 0 | 0 | 0 | 0.41353 | 0.47218 | 0.70677 | 1 | 0.88271 | 0.70677 | 0.41353 | 0 | 0 | 0 | 0 | 0 | 0 | 0 | 16 | 0.66337 | 0.20792 | 0.079208 | 0.049505 | 0.76136 | 0 | 0 | 0 | 0 | 0 | 0 | 0 | 0 |  | 0.04012 | 0.04012 | 0.037146 | 0.037146 | 0.032242 | 0.031851 | 0.031851 | Lodging - Hotel - Bar, Cocktail Lounge - Sat | 10 | 6 | 22 | 248.4505 | -6.1276 | 0 | 0 | 248.4505 | -6.1276 | 0 | 0 | 4.7779 | -0.11784 | 0 | 0 | 0 | 0 | 0 | 0.080526 | 0.12842 | 0.18316 | 0.24474 | 0.31316 | 0.38158 | 0.38842 | 0.41579 | 0.45 | 0.43632 | 0.41579 | 0.38158 | 0.32 | 0.24474 | 0.21737 | 0.17632 | 0 | 0 | 0 |  | 228.9095 | 56.9122 | 0 | 0 | 228.9095 | 56.9122 | 0 | 0 | 4.4021 | 1.0945 | 0 | 0 | 0 | 0 | 0 | 0.25 | 0.25 | 0.25 | 0.25 | 0.25 | 0.28618 | 0.29132 | 0.31184 | 0.3375 | 0.32724 | 0.31184 | 0.28618 | 0.25 | 0.25 | 0.25 | 0.25 | 0 | 0 | 0 | 0.84875 | 0.84 | 0.85856 | 0.84
902 | 9 | 2 | 6 | 2 |  |  |  |  | Lodging - Hotel | Bar, Cocktail Lounge | Lodging - Hotel - Bar, Cocktail Lounge |  | Lodging - Hotel | Lodging - Hotel - Bar, Cocktail Lounge | Hotel (public) Lounge | Sun | Open | 52 | 52 | 0.0049915 | 0.27063 | 0.27063 | 0.27063 | 0.27063 | 0.27063 | 0.27063 | 0.27063 | 0 | 0 | 0 | 0 | 0 | 0 | 0 | 0.32734 | 0.32734 | 0.32734 | 0.32734 | 0.32734 | 0.32734 | 0.32734 | 0 | 0 | 0 | 0 | 0 | 0 | 0 | 0 | 0 | 0 | 0 | 0 | 0 | 0 | 0 | 0 | 0 | 0 | 0 | 0 | 0 | 0 | 0 | 0 | 0 | 0 | 0 | 0 | 0 | 0 | 0 | 0 | 0 | 0 | 0 | 0.75787 | 0.75787 | 0.75787 | 0.75787 | 0.75787 | 0.75787 | 0.75787 | 0 | 0 | 0 | 0 | 0 | 0 | 0 | 1.0812 | 1.0812 | 1.0812 | 1.0812 | 1.0812 | 1.0812 | 1.0812 | 0 | 0 | 0 | 0 | 0 | 0 | 0 | 0 | 0 | 0 | 0 | 0 | 0 | 0 | 0 | 0 | 0 | 0 | 0 | 0 | 0 | 0 | 0 | 0 | 0 | 0 | 0 | 0 | 0 | 0 | 0 | 0 | 0 | 0 | 0 | Hotel (public) Lounge ILit Sun | Hotel (public) Lounge ILit all | 3791 | 6 | 45 | Hotel (public) Lounge ILit2 Sun | Hotel (public) Lounge ILit2 Sun | Hotel (public) Lounge ILit2 All | 3875 | 25 | 33.75 | 3791 | 4.6601 | 0.34543 | 0.073684 | 0.066842 | 0.06 | 0.06 | 0.066842 | 0.080526 | 0.12842 | 0.18316 | 0.24474 | 0.31316 | 0.38158 | 0.38842 | 0.41579 | 0.45 | 0.43632 | 0.41579 | 0.38158 | 0.32 | 0.24474 | 0.21737 | 0.17632 | 0.16947 | 0.11474 | 0.10105 | 5.4966 | 0.25907 | 0.25 | 0.25 | 0.25 | 0.25 | 0.25 | 0.25 | 0.25 | 0.25 | 0.25 | 0.25 | 0.28618 | 0.29132 | 0.31184 | 0.3375 | 0.32724 | 0.31184 | 0.28618 | 0.25 | 0.25 | 0.25 | 0.25 | 0.25 | 0.25 | 0.25 | 0.035088 | 0.017544 | 0 | 0 | 0.017544 | 0.052632 | 0.17544 | 0.31579 | 0.47368 | 0.64912 | 0.82456 | 0.84211 | 0.91228 | 1 | 0.96491 | 0.91228 | 0.82456 | 0.66667 | 0.47368 | 0.40351 | 0.29825 | 0.2807 | 0.14035 | 0.10526 | 0 | 0 | 0 | 0 | 0 | 0 | 0 | 0 | 0 | 0 | 0.41353 | 0.47218 | 0.70677 | 1 | 0.88271 | 0.70677 | 0.41353 | 0 | 0 | 0 | 0 | 0 | 0 | 0 | 16 | 0.66337 | 0.20792 | 0.079208 | 0.049505 | 0.76136 | 0 | 0 | 0 | 0 | 0 | 0 | 0 | 0 |  | 0.04012 | 0.04012 | 0.037146 | 0.037146 | 0.032242 | 0.031851 | 0.031851 | Lodging - Hotel - Bar, Cocktail Lounge - Sun | 12 | 6 | 22 | 248.4505 | -6.1276 | 0 | 0 | 248.4505 | -6.1276 | 0 | 0 | 4.7779 | -0.11784 | 0 | 0 | 0 | 0 | 0 | 0.080526 | 0.12842 | 0.18316 | 0.24474 | 0.31316 | 0.38158 | 0.38842 | 0.41579 | 0.45 | 0.43632 | 0.41579 | 0.38158 | 0.32 | 0.24474 | 0.21737 | 0.17632 | 0 | 0 | 0 |  | 228.9095 | 56.9122 | 0 | 0 | 228.9095 | 56.9122 | 0 | 0 | 4.4021 | 1.0945 | 0 | 0 | 0 | 0 | 0 | 0.25 | 0.25 | 0.25 | 0.25 | 0.25 | 0.28618 | 0.29132 | 0.31184 | 0.3375 | 0.32724 | 0.31184 | 0.28618 | 0.25 | 0.25 | 0.25 | 0.25 | 0 | 0 | 0 | 0.84875 | 0.84 | 0.85856 | 0.84
903 | 9 | 3 | 7 | 3 |  |  |  |  | Lodging - Hotel | Bar, Cocktail Lounge | Lodging - Hotel - Bar, Cocktail Lounge |  | Lodging - Hotel | Lodging - Hotel - Bar, Cocktail Lounge | Hotel (public) Lounge | Hol | Open | 10 | 10 | 0.0049915 | 0.27063 | 0.27063 | 0.27063 | 0.27063 | 0.27063 | 0.27063 | 0.27063 | 0 | 0 | 0 | 0 | 0 | 0 | 0 | 0.06295 | 0.06295 | 0.06295 | 0.06295 | 0.06295 | 0.06295 | 0.06295 | 0 | 0 | 0 | 0 | 0 | 0 | 0 | 0 | 0 | 0 | 0 | 0 | 0 | 0 | 0 | 0 | 0 | 0 | 0 | 0 | 0 | 0 | 0 | 0 | 0 | 0 | 0 | 0 | 0 | 0 | 0 | 0 | 0 | 0 | 0 | 0.75787 | 0.75787 | 0.75787 | 0.75787 | 0.75787 | 0.75787 | 0.75787 | 0 | 0 | 0 | 0 | 0 | 0 | 0 | 0.20793 | 0.20793 | 0.20793 | 0.20793 | 0.20793 | 0.20793 | 0.20793 | 0 | 0 | 0 | 0 | 0 | 0 | 0 | 0 | 0 | 0 | 0 | 0 | 0 | 0 | 0 | 0 | 0 | 0 | 0 | 0 | 0 | 0 | 0 | 0 | 0 | 0 | 0 | 0 | 0 | 0 | 0 | 0 | 0 | 0 | 0 | Hotel (public) Lounge ILit Hol | Hotel (public) Lounge ILit all | 3791 | 6 | 45 | Hotel (public) Lounge ILit2 Hol | Hotel (public) Lounge ILit2 Hol | Hotel (public) Lounge ILit2 All | 3875 | 25 | 33.75 | 3791 | 4.6601 | 0.34543 | 0.073684 | 0.066842 | 0.06 | 0.06 | 0.066842 | 0.080526 | 0.12842 | 0.18316 | 0.24474 | 0.31316 | 0.38158 | 0.38842 | 0.41579 | 0.45 | 0.43632 | 0.41579 | 0.38158 | 0.32 | 0.24474 | 0.21737 | 0.17632 | 0.16947 | 0.11474 | 0.10105 | 5.4966 | 0.25907 | 0.25 | 0.25 | 0.25 | 0.25 | 0.25 | 0.25 | 0.25 | 0.25 | 0.25 | 0.25 | 0.28618 | 0.29132 | 0.31184 | 0.3375 | 0.32724 | 0.31184 | 0.28618 | 0.25 | 0.25 | 0.25 | 0.25 | 0.25 | 0.25 | 0.25 | 0.035088 | 0.017544 | 0 | 0 | 0.017544 | 0.052632 | 0.17544 | 0.31579 | 0.47368 | 0.64912 | 0.82456 | 0.84211 | 0.91228 | 1 | 0.96491 | 0.91228 | 0.82456 | 0.66667 | 0.47368 | 0.40351 | 0.29825 | 0.2807 | 0.14035 | 0.10526 | 0 | 0 | 0 | 0 | 0 | 0 | 0 | 0 | 0 | 0 | 0.41353 | 0.47218 | 0.70677 | 1 | 0.88271 | 0.70677 | 0.41353 | 0 | 0 | 0 | 0 | 0 | 0 | 0 | 16 | 0.66337 | 0.20792 | 0.079208 | 0.049505 | 0.76136 | 0 | 0 | 0 | 0 | 0 | 0 | 0 | 0 |  | 0.04012 | 0.04012 | 0.037146 | 0.037146 | 0.032242 | 0.031851 | 0.031851 | Lodging - Hotel - Bar, Cocktail Lounge - Hol | 14 | 6 | 22 | 47.7789 | -1.1784 | 0 | 0 | 47.7789 | -1.1784 | 0 | 0 | 4.7779 | -0.11784 | 0 | 0 | 0 | 0 | 0 | 0.080526 | 0.12842 | 0.18316 | 0.24474 | 0.31316 | 0.38158 | 0.38842 | 0.41579 | 0.45 | 0.43632 | 0.41579 | 0.38158 | 0.32 | 0.24474 | 0.21737 | 0.17632 | 0 | 0 | 0 |  | 44.0211 | 10.9447 | 0 | 0 | 44.0211 | 10.9447 | 0 | 0 | 4.4021 | 1.0945 | 0 | 0 | 0 | 0 | 0 | 0.25 | 0.25 | 0.25 | 0.25 | 0.25 | 0.28618 | 0.29132 | 0.31184 | 0.3375 | 0.32724 | 0.31184 | 0.28618 | 0.25 | 0.25 | 0.25 | 0.25 | 0 | 0 | 0 | 0.84875 | 0.84 | 0.85856 | 0.84
904 | 9 | 4 | 8 | 4 |  |  | Lodging - Hotel - Bar, Cocktail Lounge | Lodging - Hotel - Bar, Cocktail Lounge | Lodging - Hotel | Bar, Cocktail Lounge | Lodging - Hotel - Bar, Cocktail Lounge |  | Lodging - Hotel | Lodging - Hotel - Bar, Cocktail Lounge | Hotel (public) Lounge | all | Open | 251 | 251 | 0.0049915 | 0.27063 | 0.27063 | 0.27063 | 0.27063 | 0.27063 | 0.27063 | 0.27063 | 0.0013509 | 0.0013509 | 0.0013509 | 0.0013509 | 0.0013509 | 0.0013509 | 0.0013509 | 3.2776 | 3.2776 | 3.2776 | 3.2776 | 3.2776 | 3.2776 | 3.2776 | 0.00093664 | 0.00093664 | 0.00093664 | 0.00093664 | 0.00093664 | 0.00093664 | 0.00093664 | 2957.6032 | 2957.6032 | 2957.6032 | 2957.6032 | 2957.6032 | 2957.6032 | 2957.6032 | 0 | 0 | 0 | 0 | 0 | 0 | 0 | 0.69337 | 0.69337 | 0.69337 | 0.69337 | 0.69337 | 0.69337 | 0.69337 | 0 | 0 | 0 | 0 | 0 | 0 | 0 | 0.75787 | 0.75787 | 0.75787 | 0.75787 | 0.75787 | 0.75787 | 0.75787 | 0.0037829 | 0.0037829 | 0.0037829 | 0.0037829 | 0.0037829 | 0.0037829 | 0.0037829 | 7.723 | 7.723 | 7.723 | 7.723 | 7.723 | 7.723 | 7.723 | 0.0019672 | 0.0019672 | 0.0019672 | 0.0019672 | 0.0019672 | 0.0019672 | 0.0019672 | 2668.1666 | 2668.1666 | 2668.1666 | 2668.1666 | 2668.1666 | 2668.1666 | 2668.1666 | 0 | 0 | 0 | 0 | 0 | 0 | 0 | 0.52003 | 0.52003 | 0.52003 | 0.52003 | 0.52003 | 0.52003 | 0.52003 | 0 | 0 | 0 | 0 | 0 | 0 | 0 | Hotel (public) Lounge ILit all | Hotel (public) Lounge ILit all | 3790 | 15 | 90 | Hotel (public) Lounge ILit2 all | Hotel (public) Lounge ILit2 all | Hotel (public) Lounge ILit2 All | 3874 | 25 | 67.5 | 3790 | 9.6668 | 0.69337 | 0.17632 | 0.16316 | 0.15 | 0.15 | 0.16316 | 0.18947 | 0.28158 | 0.38684 | 0.50526 | 0.63684 | 0.76842 | 0.78158 | 0.83421 | 0.9 | 0.87368 | 0.83421 | 0.76842 | 0.65 | 0.50526 | 0.45263 | 0.37368 | 0.36053 | 0.25526 | 0.22895 | 8.1337 | 0.52003 | 0.25 | 0.25 | 0.25 | 0.25 | 0.25 | 0.25 | 0.25 | 0.29013 | 0.37895 | 0.47763 | 0.57632 | 0.58618 | 0.62566 | 0.675 | 0.65526 | 0.62566 | 0.57632 | 0.4875 | 0.37895 | 0.33947 | 0.28026 | 0.27039 | 0.25 | 0.25 | 0.035088 | 0.017544 | 0 | 0 | 0.017544 | 0.052632 | 0.17544 | 0.31579 | 0.47368 | 0.64912 | 0.82456 | 0.84211 | 0.91228 | 1 | 0.96491 | 0.91228 | 0.82456 | 0.66667 | 0.47368 | 0.40351 | 0.29825 | 0.2807 | 0.14035 | 0.10526 | 0 | 0 | 0 | 0 | 0 | 0 | 0 | 0.094427 | 0.30341 | 0.5356 | 0.7678 | 0.79102 | 0.8839 | 1 | 0.95356 | 0.8839 | 0.7678 | 0.55882 | 0.30341 | 0.21053 | 0.071207 | 0.047988 | 0 | 0 | 16 | 0.66337 | 0.20792 | 0.079208 | 0.049505 | 0.76136 | 0.10488 | 0.00014167 | 0.00014167 | 0.00014167 | 0.00014167 | 0.00014167 | 0.00014167 | 0.00014167 |  | 0.04012 | 0.04012 | 0.037146 | 0.037146 | 0.032242 | 0.031851 | 0.031851 | Lodging - Hotel - Bar, Cocktail Lounge - all | 16 | 6 | 22 | 2445.2684 | -18.9117 | 2445.2684 | -18.9117 | 0 | 0 | 9.7421 | -0.075346 | 0 | 0 | 0 | 0 | 0 | 0 | 0 | 0.18947 | 0.28158 | 0.38684 | 0.50526 | 0.63684 | 0.76842 | 0.78158 | 0.83421 | 0.9 | 0.87368 | 0.83421 | 0.76842 | 0.65 | 0.50526 | 0.45263 | 0.37368 | 0 | 0 | 0 |  | 1870.7757 | 170.7819 | 1870.7757 | 170.7819 | 0 | 0 | 7.4533 | 0.68041 | 0 | 0 | 0 | 0 | 0 | 0 | 0 | 0.25 | 0.25 | 0.29013 | 0.37895 | 0.47763 | 0.57632 | 0.58618 | 0.62566 | 0.675 | 0.65526 | 0.62566 | 0.57632 | 0.4875 | 0.37895 | 0.33947 | 0.28026 | 0 | 0 | 0 | 0.84875 | 0.84 | 0.85856 | 0.84
905 | 9 | 5 | 5 | 1 |  |  |  |  | Lodging - Hotel | Corridor | Lodging - Hotel - Corridor |  | Lodging - Hotel | Lodging - Hotel - Corridor | Hotel (public) Corridor | Sat | Open | 52 | 52 | 0.1011 | 0.19682 | 0.19682 | 0.14762 | 0.14762 | 0.14762 | 0.14762 | 0.14762 | 0 | 0 | 0 | 0 | 0 | 0 | 0 | 18.9004 | 18.9004 | 14.1753 | 14.1753 | 14.1753 | 14.1753 | 14.1753 | 0 | 0 | 0 | 0 | 0 | 0 | 0 | 0 | 0 | 0 | 0 | 0 | 0 | 0 | 0 | 0 | 0 | 0 | 0 | 0 | 0 | 0 | 0 | 0 | 0 | 0 | 0 | 0 | 0 | 0 | 0 | 0 | 0 | 0 | 0 | 0.55118 | 0.55118 | 0.41338 | 0.41338 | 0.41338 | 0.41338 | 0.41338 | 0 | 0 | 0 | 0 | 0 | 0 | 0 | 40.0338 | 40.0338 | 30.0253 | 30.0253 | 30.0253 | 30.0253 | 30.0253 | 0 | 0 | 0 | 0 | 0 | 0 | 0 | 0 | 0 | 0 | 0 | 0 | 0 | 0 | 0 | 0 | 0 | 0 | 0 | 0 | 0 | 0 | 0 | 0 | 0 | 0 | 0 | 0 | 0 | 0 | 0 | 0 | 0 | 0 | 0 | Hotel (public) Corridor ILit Sat | Hotel (public) Corridor ILit all | 2 | 90 | 90 | Hotel (public) Corridor ILit2 Sat | Hotel (public) Corridor ILit Sat | Hotel (public) Corridor ILit all | 2 | 67.5 | 67.5 | 2 | 18.2661 | 0.756 | 0.9 | 0.9 | 0.9 | 0.9 | 0.9 | 0.9 | 0.9 | 0.9 | 0.9 | 0.9 | 0.9 | 0.9 | 0.9 | 0.9 | 0.9 | 0.9 | 0.9 | 0.9 | 0.9 | 0.9 | 0.9 | 0.9 | 0.9 | 0.9 | 13.8161 | 0.567 | 0.675 | 0.675 | 0.675 | 0.675 | 0.675 | 0.675 | 0.675 | 0.675 | 0.675 | 0.675 | 0.675 | 0.675 | 0.675 | 0.675 | 0.675 | 0.675 | 0.675 | 0.675 | 0.675 | 0.675 | 0.675 | 0.675 | 0.675 | 0.675 | 0 | 0 | 0 | 0 | 0 | 0 | 0 | 0 | 0 | 0 | 0 | 0 | 0 | 0 | 0 | 0 | 0 | 0 | 0 | 0 | 0 | 0 | 0 | 0 | 0 | 0 | 0 | 0 | 0 | 0 | 0 | 0 | 0 | 0 | 0 | 0 | 0 | 0 | 0 | 0 | 0 | 0 | 0 | 0 | 0 | 0 | 0 | 0 | 16 | 0.66337 | 0.20792 | 0.079208 | 0.049505 | 0.76136 | 0 | 0 | 0 | 0 | 0 | 0 | 0 | 0 |  | 0.04012 | 0.04012 | 0.037146 | 0.037146 | 0.032242 | 0.031851 | 0.031851 | Lodging - Hotel - Corridor - Sat | 10 | 25 | 16 | 949.8397 | 0 | 0 | 0 | 949.8397 | 0 | 0 | 0 | 18.2661 | 0 | 0 | 0 | 0 | 0 | 0 | 0 | 0 | 0 | 0 | 0 | 0 | 0 | 0 | 0 | 0 | 0 | 0 | 0 | 0 | 0 | 0 | 0 | 0 | 0 |  | 35.1 | 683.3355 | 0 | 0 | 35.1 | 683.3355 | 0 | 0 | 0.675 | 13.1411 | 0 | 0 | 0 | 0 | 0 | 0 | 0 | 0 | 0 | 0 | 0 | 0 | 0 | 0 | 0 | 0 | 0 | 0 | 0 | 0 | 0 | 0 | 0 | 0 | 0.84566 | 0.84 | 0.85284 | 0.84
906 | 9 | 6 | 6 | 2 |  |  |  |  | Lodging - Hotel | Corridor | Lodging - Hotel - Corridor |  | Lodging - Hotel | Lodging - Hotel - Corridor | Hotel (public) Corridor | Sun | Open | 52 | 52 | 0.1011 | 0.19682 | 0.19682 | 0.14762 | 0.14762 | 0.14762 | 0.14762 | 0.14762 | 0 | 0 | 0 | 0 | 0 | 0 | 0 | 18.9004 | 18.9004 | 14.1753 | 14.1753 | 14.1753 | 14.1753 | 14.1753 | 0 | 0 | 0 | 0 | 0 | 0 | 0 | 0 | 0 | 0 | 0 | 0 | 0 | 0 | 0 | 0 | 0 | 0 | 0 | 0 | 0 | 0 | 0 | 0 | 0 | 0 | 0 | 0 | 0 | 0 | 0 | 0 | 0 | 0 | 0 | 0.55118 | 0.55118 | 0.41338 | 0.41338 | 0.41338 | 0.41338 | 0.41338 | 0 | 0 | 0 | 0 | 0 | 0 | 0 | 40.0338 | 40.0338 | 30.0253 | 30.0253 | 30.0253 | 30.0253 | 30.0253 | 0 | 0 | 0 | 0 | 0 | 0 | 0 | 0 | 0 | 0 | 0 | 0 | 0 | 0 | 0 | 0 | 0 | 0 | 0 | 0 | 0 | 0 | 0 | 0 | 0 | 0 | 0 | 0 | 0 | 0 | 0 | 0 | 0 | 0 | 0 | Hotel (public) Corridor ILit Sun | Hotel (public) Corridor ILit all | 2 | 90 | 90 | Hotel (public) Corridor ILit2 Sun | Hotel (public) Corridor ILit Sun | Hotel (public) Corridor ILit all | 2 | 67.5 | 67.5 | 2 | 18.2661 | 0.756 | 0.9 | 0.9 | 0.9 | 0.9 | 0.9 | 0.9 | 0.9 | 0.9 | 0.9 | 0.9 | 0.9 | 0.9 | 0.9 | 0.9 | 0.9 | 0.9 | 0.9 | 0.9 | 0.9 | 0.9 | 0.9 | 0.9 | 0.9 | 0.9 | 13.8161 | 0.567 | 0.675 | 0.675 | 0.675 | 0.675 | 0.675 | 0.675 | 0.675 | 0.675 | 0.675 | 0.675 | 0.675 | 0.675 | 0.675 | 0.675 | 0.675 | 0.675 | 0.675 | 0.675 | 0.675 | 0.675 | 0.675 | 0.675 | 0.675 | 0.675 | 0 | 0 | 0 | 0 | 0 | 0 | 0 | 0 | 0 | 0 | 0 | 0 | 0 | 0 | 0 | 0 | 0 | 0 | 0 | 0 | 0 | 0 | 0 | 0 | 0 | 0 | 0 | 0 | 0 | 0 | 0 | 0 | 0 | 0 | 0 | 0 | 0 | 0 | 0 | 0 | 0 | 0 | 0 | 0 | 0 | 0 | 0 | 0 | 16 | 0.66337 | 0.20792 | 0.079208 | 0.049505 | 0.76136 | 0 | 0 | 0 | 0 | 0 | 0 | 0 | 0 |  | 0.04012 | 0.04012 | 0.037146 | 0.037146 | 0.032242 | 0.031851 | 0.031851 | Lodging - Hotel - Corridor - Sun | 12 | 25 | 16 | 949.8397 | 0 | 0 | 0 | 949.8397 | 0 | 0 | 0 | 18.2661 | 0 | 0 | 0 | 0 | 0 | 0 | 0 | 0 | 0 | 0 | 0 | 0 | 0 | 0 | 0 | 0 | 0 | 0 | 0 | 0 | 0 | 0 | 0 | 0 | 0 |  | 35.1 | 683.3355 | 0 | 0 | 35.1 | 683.3355 | 0 | 0 | 0.675 | 13.1411 | 0 | 0 | 0 | 0 | 0 | 0 | 0 | 0 | 0 | 0 | 0 | 0 | 0 | 0 | 0 | 0 | 0 | 0 | 0 | 0 | 0 | 0 | 0 | 0 | 0.84566 | 0.84 | 0.85284 | 0.84
907 | 9 | 7 | 7 | 3 |  |  |  |  | Lodging - Hotel | Corridor | Lodging - Hotel - Corridor |  | Lodging - Hotel | Lodging - Hotel - Corridor | Hotel (public) Corridor | Hol | Open | 10 | 10 | 0.1011 | 0.19682 | 0.19682 | 0.14762 | 0.14762 | 0.14762 | 0.14762 | 0.14762 | 0 | 0 | 0 | 0 | 0 | 0 | 0 | 3.6347 | 3.6347 | 2.726 | 2.726 | 2.726 | 2.726 | 2.726 | 0 | 0 | 0 | 0 | 0 | 0 | 0 | 0 | 0 | 0 | 0 | 0 | 0 | 0 | 0 | 0 | 0 | 0 | 0 | 0 | 0 | 0 | 0 | 0 | 0 | 0 | 0 | 0 | 0 | 0 | 0 | 0 | 0 | 0 | 0 | 0.55118 | 0.55118 | 0.41338 | 0.41338 | 0.41338 | 0.41338 | 0.41338 | 0 | 0 | 0 | 0 | 0 | 0 | 0 | 7.6988 | 7.6988 | 5.7741 | 5.7741 | 5.7741 | 5.7741 | 5.7741 | 0 | 0 | 0 | 0 | 0 | 0 | 0 | 0 | 0 | 0 | 0 | 0 | 0 | 0 | 0 | 0 | 0 | 0 | 0 | 0 | 0 | 0 | 0 | 0 | 0 | 0 | 0 | 0 | 0 | 0 | 0 | 0 | 0 | 0 | 0 | Hotel (public) Corridor ILit Hol | Hotel (public) Corridor ILit all | 2 | 90 | 90 | Hotel (public) Corridor ILit2 Hol | Hotel (public) Corridor ILit Hol | Hotel (public) Corridor ILit all | 2 | 67.5 | 67.5 | 2 | 18.2661 | 0.756 | 0.9 | 0.9 | 0.9 | 0.9 | 0.9 | 0.9 | 0.9 | 0.9 | 0.9 | 0.9 | 0.9 | 0.9 | 0.9 | 0.9 | 0.9 | 0.9 | 0.9 | 0.9 | 0.9 | 0.9 | 0.9 | 0.9 | 0.9 | 0.9 | 13.8161 | 0.567 | 0.675 | 0.675 | 0.675 | 0.675 | 0.675 | 0.675 | 0.675 | 0.675 | 0.675 | 0.675 | 0.675 | 0.675 | 0.675 | 0.675 | 0.675 | 0.675 | 0.675 | 0.675 | 0.675 | 0.675 | 0.675 | 0.675 | 0.675 | 0.675 | 0 | 0 | 0 | 0 | 0 | 0 | 0 | 0 | 0 | 0 | 0 | 0 | 0 | 0 | 0 | 0 | 0 | 0 | 0 | 0 | 0 | 0 | 0 | 0 | 0 | 0 | 0 | 0 | 0 | 0 | 0 | 0 | 0 | 0 | 0 | 0 | 0 | 0 | 0 | 0 | 0 | 0 | 0 | 0 | 0 | 0 | 0 | 0 | 16 | 0.66337 | 0.20792 | 0.079208 | 0.049505 | 0.76136 | 0 | 0 | 0 | 0 | 0 | 0 | 0 | 0 |  | 0.04012 | 0.04012 | 0.037146 | 0.037146 | 0.032242 | 0.031851 | 0.031851 | Lodging - Hotel - Corridor - Hol | 14 | 25 | 16 | 182.6615 | 0 | 0 | 0 | 182.6615 | 0 | 0 | 0 | 18.2661 | 0 | 0 | 0 | 0 | 0 | 0 | 0 | 0 | 0 | 0 | 0 | 0 | 0 | 0 | 0 | 0 | 0 | 0 | 0 | 0 | 0 | 0 | 0 | 0 | 0 |  | 6.75 | 131.4107 | 0 | 0 | 6.75 | 131.4107 | 0 | 0 | 0.675 | 13.1411 | 0 | 0 | 0 | 0 | 0 | 0 | 0 | 0 | 0 | 0 | 0 | 0 | 0 | 0 | 0 | 0 | 0 | 0 | 0 | 0 | 0 | 0 | 0 | 0 | 0.84566 | 0.84 | 0.85284 | 0.84
908 | 9 | 8 | 8 | 4 |  |  | Lodging - Hotel - Corridor | Lodging - Hotel - Corridor | Lodging - Hotel | Corridor | Lodging - Hotel - Corridor |  | Lodging - Hotel | Lodging - Hotel - Corridor | Hotel (public) Corridor | all | Open | 251 | 251 | 0.1011 | 0.19682 | 0.19682 | 0.14762 | 0.14762 | 0.14762 | 0.14762 | 0.14762 | 0.019899 | 0.019899 | 0.014924 | 0.014924 | 0.014924 | 0.014924 | 0.014924 | 91.2308 | 91.2308 | 68.4231 | 68.4231 | 68.4231 | 68.4231 | 68.4231 | 0.015043 | 0.015043 | 0.011282 | 0.011282 | 0.011282 | 0.011282 | 0.011282 | 6667.144 | 6667.144 | 6667.144 | 6667.144 | 6667.144 | 6667.144 | 6667.144 | 0 | 0 | 0 | 0 | 0 | 0 | 0 | 0.756 | 0.756 | 0.756 | 0.756 | 0.756 | 0.756 | 0.756 | 0 | 0 | 0 | 0 | 0 | 0 | 0 | 0.55118 | 0.55118 | 0.41338 | 0.41338 | 0.41338 | 0.41338 | 0.41338 | 0.055724 | 0.055724 | 0.041793 | 0.041793 | 0.041793 | 0.041793 | 0.041793 | 193.24 | 193.24 | 144.93 | 144.93 | 144.93 | 144.93 | 144.93 | 0.031595 | 0.031595 | 0.023696 | 0.023696 | 0.023696 | 0.023696 | 0.023696 | 5042.8646 | 5042.8646 | 5042.8646 | 5042.8646 | 5042.8646 | 5042.8646 | 5042.8646 | 0 | 0 | 0 | 0 | 0 | 0 | 0 | 0.567 | 0.567 | 0.567 | 0.567 | 0.567 | 0.567 | 0.567 | 0 | 0 | 0 | 0 | 0 | 0 | 0 | Hotel (public) Corridor ILit all | Hotel (public) Corridor ILit all | 2 | 90 | 90 | Hotel (public) Corridor ILit2 all | Hotel (public) Corridor ILit all | Hotel (public) Corridor ILit all | 2 | 67.5 | 67.5 | 2 | 18.2661 | 0.756 | 0.9 | 0.9 | 0.9 | 0.9 | 0.9 | 0.9 | 0.9 | 0.9 | 0.9 | 0.9 | 0.9 | 0.9 | 0.9 | 0.9 | 0.9 | 0.9 | 0.9 | 0.9 | 0.9 | 0.9 | 0.9 | 0.9 | 0.9 | 0.9 | 13.8161 | 0.567 | 0.675 | 0.675 | 0.675 | 0.675 | 0.675 | 0.675 | 0.675 | 0.675 | 0.675 | 0.675 | 0.675 | 0.675 | 0.675 | 0.675 | 0.675 | 0.675 | 0.675 | 0.675 | 0.675 | 0.675 | 0.675 | 0.675 | 0.675 | 0.675 | 0 | 0 | 0 | 0 | 0 | 0 | 0 | 0 | 0 | 0 | 0 | 0 | 0 | 0 | 0 | 0 | 0 | 0 | 0 | 0 | 0 | 0 | 0 | 0 | 0 | 0 | 0 | 0 | 0 | 0 | 0 | 0 | 0 | 0 | 0 | 0 | 0 | 0 | 0 | 0 | 0 | 0 | 0 | 0 | 0 | 0 | 0 | 0 | 16 | 0.66337 | 0.20792 | 0.079208 | 0.049505 | 0.76136 | 0.11668 | 0.0023219 | 0.0023219 | 0.0017414 | 0.0017414 | 0.0017414 | 0.0017414 | 0.0017414 |  | 0.04012 | 0.04012 | 0.037146 | 0.037146 | 0.032242 | 0.031851 | 0.031851 | Lodging - Hotel - Corridor - all | 16 | 25 | 16 | 4584.8032 | 0 | 4584.8032 | 0 | 0 | 0 | 18.2661 | 0 | 0 | 0 | 0 | 0 | 0 | 0 | 0 | 0 | 0 | 0 | 0 | 0 | 0 | 0 | 0 | 0 | 0 | 0 | 0 | 0 | 0 | 0 | 0 | 0 | 0 | 0 |  | 3467.833 | 0 | 3467.833 | 0 | 0 | 0 | 13.8161 | 0 | 0 | 0 | 0 | 0 | 0 | 0 | 0 | 0 | 0 | 0 | 0 | 0 | 0 | 0 | 0 | 0 | 0 | 0 | 0 | 0 | 0 | 0 | 0 | 0 | 0 | 0 | 0.84566 | 0.84 | 0.85284 | 0.84
909 | 9 | 9 | 5 | 1 |  |  |  |  | Lodging - Hotel | Dining Area | Lodging - Hotel - Dining Area |  | Lodging - Hotel | Lodging - Hotel - Dining Area | Hotel (public) Restaurant | Sat | Open | 52 | 52 | 0.0039974 | 0.36904 | 0.36904 | 0.31984 | 0.31984 | 0.31984 | 0.31984 | 0.31984 | 0 | 0 | 0 | 0 | 0 | 0 | 0 | 0.35748 | 0.35748 | 0.30981 | 0.30981 | 0.30981 | 0.30981 | 0.30981 | 0 | 0 | 0 | 0 | 0 | 0 | 0 | 0 | 0 | 0 | 0 | 0 | 0 | 0 | 0 | 0 | 0 | 0 | 0 | 0 | 0 | 0 | 0 | 0 | 0 | 0 | 0 | 0 | 0 | 0 | 0 | 0 | 0 | 0 | 0 | 1.0335 | 1.0335 | 0.89567 | 0.89567 | 0.89567 | 0.89567 | 0.89567 | 0 | 0 | 0 | 0 | 0 | 0 | 0 | 1.1808 | 1.1808 | 1.0233 | 1.0233 | 1.0233 | 1.0233 | 1.0233 | 0 | 0 | 0 | 0 | 0 | 0 | 0 | 0 | 0 | 0 | 0 | 0 | 0 | 0 | 0 | 0 | 0 | 0 | 0 | 0 | 0 | 0 | 0 | 0 | 0 | 0 | 0 | 0 | 0 | 0 | 0 | 0 | 0 | 0 | 0 | Hotel (public) Restaurant ILit Sat | Hotel (public) Restaurant ILit all | 3791 | 6 | 45 | Hotel (public) Restaurant ILit2 Sat | Hotel (public) Restaurant ILit2 Sat | Hotel (public) Restaurant ILit2 All | 3875 | 25 | 33.75 | 3791 | 4.6601 | 0.34543 | 0.073684 | 0.066842 | 0.06 | 0.06 | 0.066842 | 0.080526 | 0.12842 | 0.18316 | 0.24474 | 0.31316 | 0.38158 | 0.38842 | 0.41579 | 0.45 | 0.43632 | 0.41579 | 0.38158 | 0.32 | 0.24474 | 0.21737 | 0.17632 | 0.16947 | 0.11474 | 0.10105 | 5.4966 | 0.25907 | 0.25 | 0.25 | 0.25 | 0.25 | 0.25 | 0.25 | 0.25 | 0.25 | 0.25 | 0.25 | 0.28618 | 0.29132 | 0.31184 | 0.3375 | 0.32724 | 0.31184 | 0.28618 | 0.25 | 0.25 | 0.25 | 0.25 | 0.25 | 0.25 | 0.25 | 0.035088 | 0.017544 | 0 | 0 | 0.017544 | 0.052632 | 0.17544 | 0.31579 | 0.47368 | 0.64912 | 0.82456 | 0.84211 | 0.91228 | 1 | 0.96491 | 0.91228 | 0.82456 | 0.66667 | 0.47368 | 0.40351 | 0.29825 | 0.2807 | 0.14035 | 0.10526 | 0 | 0 | 0 | 0 | 0 | 0 | 0 | 0 | 0 | 0 | 0.41353 | 0.47218 | 0.70677 | 1 | 0.88271 | 0.70677 | 0.41353 | 0 | 0 | 0 | 0 | 0 | 0 | 0 | 16 | 0.66337 | 0.20792 | 0.079208 | 0.049505 | 0.76136 | 0 | 0 | 0 | 0 | 0 | 0 | 0 | 0 |  | 0.04012 | 0.04012 | 0.037146 | 0.037146 | 0.032242 | 0.031851 | 0.031851 | Lodging - Hotel - Dining Area - Sat | 10 | 6 | 22 | 248.4505 | -6.1276 | 0 | 0 | 248.4505 | -6.1276 | 0 | 0 | 4.7779 | -0.11784 | 0 | 0 | 0 | 0 | 0 | 0.080526 | 0.12842 | 0.18316 | 0.24474 | 0.31316 | 0.38158 | 0.38842 | 0.41579 | 0.45 | 0.43632 | 0.41579 | 0.38158 | 0.32 | 0.24474 | 0.21737 | 0.17632 | 0 | 0 | 0 |  | 228.9095 | 56.9122 | 0 | 0 | 228.9095 | 56.9122 | 0 | 0 | 4.4021 | 1.0945 | 0 | 0 | 0 | 0 | 0 | 0.25 | 0.25 | 0.25 | 0.25 | 0.25 | 0.28618 | 0.29132 | 0.31184 | 0.3375 | 0.32724 | 0.31184 | 0.28618 | 0.25 | 0.25 | 0.25 | 0.25 | 0 | 0 | 0 | 0.84875 | 0.84 | 0.85856 | 0.84
910 | 9 | 10 | 6 | 2 |  |  |  |  | Lodging - Hotel | Dining Area | Lodging - Hotel - Dining Area |  | Lodging - Hotel | Lodging - Hotel - Dining Area | Hotel (public) Restaurant | Sun | Open | 52 | 52 | 0.0039974 | 0.36904 | 0.36904 | 0.31984 | 0.31984 | 0.31984 | 0.31984 | 0.31984 | 0 | 0 | 0 | 0 | 0 | 0 | 0 | 0.35748 | 0.35748 | 0.30981 | 0.30981 | 0.30981 | 0.30981 | 0.30981 | 0 | 0 | 0 | 0 | 0 | 0 | 0 | 0 | 0 | 0 | 0 | 0 | 0 | 0 | 0 | 0 | 0 | 0 | 0 | 0 | 0 | 0 | 0 | 0 | 0 | 0 | 0 | 0 | 0 | 0 | 0 | 0 | 0 | 0 | 0 | 1.0335 | 1.0335 | 0.89567 | 0.89567 | 0.89567 | 0.89567 | 0.89567 | 0 | 0 | 0 | 0 | 0 | 0 | 0 | 1.1808 | 1.1808 | 1.0233 | 1.0233 | 1.0233 | 1.0233 | 1.0233 | 0 | 0 | 0 | 0 | 0 | 0 | 0 | 0 | 0 | 0 | 0 | 0 | 0 | 0 | 0 | 0 | 0 | 0 | 0 | 0 | 0 | 0 | 0 | 0 | 0 | 0 | 0 | 0 | 0 | 0 | 0 | 0 | 0 | 0 | 0 | Hotel (public) Restaurant ILit Sun | Hotel (public) Restaurant ILit all | 3791 | 6 | 45 | Hotel (public) Restaurant ILit2 Sun | Hotel (public) Restaurant ILit2 Sun | Hotel (public) Restaurant ILit2 All | 3875 | 25 | 33.75 | 3791 | 4.6601 | 0.34543 | 0.073684 | 0.066842 | 0.06 | 0.06 | 0.066842 | 0.080526 | 0.12842 | 0.18316 | 0.24474 | 0.31316 | 0.38158 | 0.38842 | 0.41579 | 0.45 | 0.43632 | 0.41579 | 0.38158 | 0.32 | 0.24474 | 0.21737 | 0.17632 | 0.16947 | 0.11474 | 0.10105 | 5.4966 | 0.25907 | 0.25 | 0.25 | 0.25 | 0.25 | 0.25 | 0.25 | 0.25 | 0.25 | 0.25 | 0.25 | 0.28618 | 0.29132 | 0.31184 | 0.3375 | 0.32724 | 0.31184 | 0.28618 | 0.25 | 0.25 | 0.25 | 0.25 | 0.25 | 0.25 | 0.25 | 0.035088 | 0.017544 | 0 | 0 | 0.017544 | 0.052632 | 0.17544 | 0.31579 | 0.47368 | 0.64912 | 0.82456 | 0.84211 | 0.91228 | 1 | 0.96491 | 0.91228 | 0.82456 | 0.66667 | 0.47368 | 0.40351 | 0.29825 | 0.2807 | 0.14035 | 0.10526 | 0 | 0 | 0 | 0 | 0 | 0 | 0 | 0 | 0 | 0 | 0.41353 | 0.47218 | 0.70677 | 1 | 0.88271 | 0.70677 | 0.41353 | 0 | 0 | 0 | 0 | 0 | 0 | 0 | 16 | 0.66337 | 0.20792 | 0.079208 | 0.049505 | 0.76136 | 0 | 0 | 0 | 0 | 0 | 0 | 0 | 0 |  | 0.04012 | 0.04012 | 0.037146 | 0.037146 | 0.032242 | 0.031851 | 0.031851 | Lodging - Hotel - Dining Area - Sun | 12 | 6 | 22 | 248.4505 | -6.1276 | 0 | 0 | 248.4505 | -6.1276 | 0 | 0 | 4.7779 | -0.11784 | 0 | 0 | 0 | 0 | 0 | 0.080526 | 0.12842 | 0.18316 | 0.24474 | 0.31316 | 0.38158 | 0.38842 | 0.41579 | 0.45 | 0.43632 | 0.41579 | 0.38158 | 0.32 | 0.24474 | 0.21737 | 0.17632 | 0 | 0 | 0 |  | 228.9095 | 56.9122 | 0 | 0 | 228.9095 | 56.9122 | 0 | 0 | 4.4021 | 1.0945 | 0 | 0 | 0 | 0 | 0 | 0.25 | 0.25 | 0.25 | 0.25 | 0.25 | 0.28618 | 0.29132 | 0.31184 | 0.3375 | 0.32724 | 0.31184 | 0.28618 | 0.25 | 0.25 | 0.25 | 0.25 | 0 | 0 | 0 | 0.84875 | 0.84 | 0.85856 | 0.84
911 | 9 | 11 | 7 | 3 |  |  |  |  | Lodging - Hotel | Dining Area | Lodging - Hotel - Dining Area |  | Lodging - Hotel | Lodging - Hotel - Dining Area | Hotel (public) Restaurant | Hol | Open | 10 | 10 | 0.0039974 | 0.36904 | 0.36904 | 0.31984 | 0.31984 | 0.31984 | 0.31984 | 0.31984 | 0 | 0 | 0 | 0 | 0 | 0 | 0 | 0.068745 | 0.068745 | 0.059579 | 0.059579 | 0.059579 | 0.059579 | 0.059579 | 0 | 0 | 0 | 0 | 0 | 0 | 0 | 0 | 0 | 0 | 0 | 0 | 0 | 0 | 0 | 0 | 0 | 0 | 0 | 0 | 0 | 0 | 0 | 0 | 0 | 0 | 0 | 0 | 0 | 0 | 0 | 0 | 0 | 0 | 0 | 1.0335 | 1.0335 | 0.89567 | 0.89567 | 0.89567 | 0.89567 | 0.89567 | 0 | 0 | 0 | 0 | 0 | 0 | 0 | 0.22707 | 0.22707 | 0.1968 | 0.1968 | 0.1968 | 0.1968 | 0.1968 | 0 | 0 | 0 | 0 | 0 | 0 | 0 | 0 | 0 | 0 | 0 | 0 | 0 | 0 | 0 | 0 | 0 | 0 | 0 | 0 | 0 | 0 | 0 | 0 | 0 | 0 | 0 | 0 | 0 | 0 | 0 | 0 | 0 | 0 | 0 | Hotel (public) Restaurant ILit Hol | Hotel (public) Restaurant ILit all | 3791 | 6 | 45 | Hotel (public) Restaurant ILit2 Hol | Hotel (public) Restaurant ILit2 Hol | Hotel (public) Restaurant ILit2 All | 3875 | 25 | 33.75 | 3791 | 4.6601 | 0.34543 | 0.073684 | 0.066842 | 0.06 | 0.06 | 0.066842 | 0.080526 | 0.12842 | 0.18316 | 0.24474 | 0.31316 | 0.38158 | 0.38842 | 0.41579 | 0.45 | 0.43632 | 0.41579 | 0.38158 | 0.32 | 0.24474 | 0.21737 | 0.17632 | 0.16947 | 0.11474 | 0.10105 | 5.4966 | 0.25907 | 0.25 | 0.25 | 0.25 | 0.25 | 0.25 | 0.25 | 0.25 | 0.25 | 0.25 | 0.25 | 0.28618 | 0.29132 | 0.31184 | 0.3375 | 0.32724 | 0.31184 | 0.28618 | 0.25 | 0.25 | 0.25 | 0.25 | 0.25 | 0.25 | 0.25 | 0.035088 | 0.017544 | 0 | 0 | 0.017544 | 0.052632 | 0.17544 | 0.31579 | 0.47368 | 0.64912 | 0.82456 | 0.84211 | 0.91228 | 1 | 0.96491 | 0.91228 | 0.82456 | 0.66667 | 0.47368 | 0.40351 | 0.29825 | 0.2807 | 0.14035 | 0.10526 | 0 | 0 | 0 | 0 | 0 | 0 | 0 | 0 | 0 | 0 | 0.41353 | 0.47218 | 0.70677 | 1 | 0.88271 | 0.70677 | 0.41353 | 0 | 0 | 0 | 0 | 0 | 0 | 0 | 16 | 0.66337 | 0.20792 | 0.079208 | 0.049505 | 0.76136 | 0 | 0 | 0 | 0 | 0 | 0 | 0 | 0 |  | 0.04012 | 0.04012 | 0.037146 | 0.037146 | 0.032242 | 0.031851 | 0.031851 | Lodging - Hotel - Dining Area - Hol | 14 | 6 | 22 | 47.7789 | -1.1784 | 0 | 0 | 47.7789 | -1.1784 | 0 | 0 | 4.7779 | -0.11784 | 0 | 0 | 0 | 0 | 0 | 0.080526 | 0.12842 | 0.18316 | 0.24474 | 0.31316 | 0.38158 | 0.38842 | 0.41579 | 0.45 | 0.43632 | 0.41579 | 0.38158 | 0.32 | 0.24474 | 0.21737 | 0.17632 | 0 | 0 | 0 |  | 44.0211 | 10.9447 | 0 | 0 | 44.0211 | 10.9447 | 0 | 0 | 4.4021 | 1.0945 | 0 | 0 | 0 | 0 | 0 | 0.25 | 0.25 | 0.25 | 0.25 | 0.25 | 0.28618 | 0.29132 | 0.31184 | 0.3375 | 0.32724 | 0.31184 | 0.28618 | 0.25 | 0.25 | 0.25 | 0.25 | 0 | 0 | 0 | 0.84875 | 0.84 | 0.85856 | 0.84
912 | 9 | 12 | 8 | 4 |  |  | Lodging - Hotel - Dining Area | Lodging - Hotel - Dining Area | Lodging - Hotel | Dining Area | Lodging - Hotel - Dining Area |  | Lodging - Hotel | Lodging - Hotel - Dining Area | Hotel (public) Restaurant | all | Open | 251 | 251 | 0.0039974 | 0.36904 | 0.36904 | 0.31984 | 0.31984 | 0.31984 | 0.31984 | 0.31984 | 0.0014752 | 0.0014752 | 0.0012785 | 0.0012785 | 0.0012785 | 0.0012785 | 0.0012785 | 3.5794 | 3.5794 | 3.1021 | 3.1021 | 3.1021 | 3.1021 | 3.1021 | 0.0010229 | 0.0010229 | 0.00088648 | 0.00088648 | 0.00088648 | 0.00088648 | 0.00088648 | 2957.6032 | 2957.6032 | 2957.6032 | 2957.6032 | 2957.6032 | 2957.6032 | 2957.6032 | 0 | 0 | 0 | 0 | 0 | 0 | 0 | 0.69337 | 0.69337 | 0.69337 | 0.69337 | 0.69337 | 0.69337 | 0.69337 | 0 | 0 | 0 | 0 | 0 | 0 | 0 | 1.0335 | 1.0335 | 0.89567 | 0.89567 | 0.89567 | 0.89567 | 0.89567 | 0.0041311 | 0.0041311 | 0.0035803 | 0.0035803 | 0.0035803 | 0.0035803 | 0.0035803 | 8.434 | 8.434 | 7.3094 | 7.3094 | 7.3094 | 7.3094 | 7.3094 | 0.0021483 | 0.0021483 | 0.0018619 | 0.0018619 | 0.0018619 | 0.0018619 | 0.0018619 | 2668.1666 | 2668.1666 | 2668.1666 | 2668.1666 | 2668.1666 | 2668.1666 | 2668.1666 | 0 | 0 | 0 | 0 | 0 | 0 | 0 | 0.52003 | 0.52003 | 0.52003 | 0.52003 | 0.52003 | 0.52003 | 0.52003 | 0 | 0 | 0 | 0 | 0 | 0 | 0 | Hotel (public) Restaurant ILit all | Hotel (public) Restaurant ILit all | 3790 | 15 | 90 | Hotel (public) Restaurant ILit2 all | Hotel (public) Restaurant ILit2 all | Hotel (public) Restaurant ILit2 All | 3874 | 25 | 67.5 | 3790 | 9.6668 | 0.69337 | 0.17632 | 0.16316 | 0.15 | 0.15 | 0.16316 | 0.18947 | 0.28158 | 0.38684 | 0.50526 | 0.63684 | 0.76842 | 0.78158 | 0.83421 | 0.9 | 0.87368 | 0.83421 | 0.76842 | 0.65 | 0.50526 | 0.45263 | 0.37368 | 0.36053 | 0.25526 | 0.22895 | 8.1337 | 0.52003 | 0.25 | 0.25 | 0.25 | 0.25 | 0.25 | 0.25 | 0.25 | 0.29013 | 0.37895 | 0.47763 | 0.57632 | 0.58618 | 0.62566 | 0.675 | 0.65526 | 0.62566 | 0.57632 | 0.4875 | 0.37895 | 0.33947 | 0.28026 | 0.27039 | 0.25 | 0.25 | 0.035088 | 0.017544 | 0 | 0 | 0.017544 | 0.052632 | 0.17544 | 0.31579 | 0.47368 | 0.64912 | 0.82456 | 0.84211 | 0.91228 | 1 | 0.96491 | 0.91228 | 0.82456 | 0.66667 | 0.47368 | 0.40351 | 0.29825 | 0.2807 | 0.14035 | 0.10526 | 0 | 0 | 0 | 0 | 0 | 0 | 0 | 0.094427 | 0.30341 | 0.5356 | 0.7678 | 0.79102 | 0.8839 | 1 | 0.95356 | 0.8839 | 0.7678 | 0.55882 | 0.30341 | 0.21053 | 0.071207 | 0.047988 | 0 | 0 | 16 | 0.66337 | 0.20792 | 0.079208 | 0.049505 | 0.76136 | 0.10488 | 0.00015471 | 0.00015471 | 0.00013408 | 0.00013408 | 0.00013408 | 0.00013408 | 0.00013408 |  | 0.04012 | 0.04012 | 0.037146 | 0.037146 | 0.032242 | 0.031851 | 0.031851 | Lodging - Hotel - Dining Area - all | 16 | 6 | 22 | 2445.2684 | -18.9117 | 2445.2684 | -18.9117 | 0 | 0 | 9.7421 | -0.075346 | 0 | 0 | 0 | 0 | 0 | 0 | 0 | 0.18947 | 0.28158 | 0.38684 | 0.50526 | 0.63684 | 0.76842 | 0.78158 | 0.83421 | 0.9 | 0.87368 | 0.83421 | 0.76842 | 0.65 | 0.50526 | 0.45263 | 0.37368 | 0 | 0 | 0 |  | 1870.7757 | 170.7819 | 1870.7757 | 170.7819 | 0 | 0 | 7.4533 | 0.68041 | 0 | 0 | 0 | 0 | 0 | 0 | 0 | 0.25 | 0.25 | 0.29013 | 0.37895 | 0.47763 | 0.57632 | 0.58618 | 0.62566 | 0.675 | 0.65526 | 0.62566 | 0.57632 | 0.4875 | 0.37895 | 0.33947 | 0.28026 | 0 | 0 | 0 | 0.84875 | 0.84 | 0.85856 | 0.84
913 | 9 | 13 | 5 | 1 |  |  |  |  | Lodging - Hotel | Hotel/Motel Guest Room (incl. toilets) - occ | Lodging - Hotel - Hotel/Motel Guest Room (incl. toilets) - occ |  | Lodging - Hotel | Lodging - Hotel - Hotel/Motel Guest Room (incl. toilets) - occ | Hotel Rooms (occupied) | Sat | Open | 52 | 52 | 0.60207 | 0.19866 | 0.19866 | 0.19866 | 0.19866 | 0.19866 | 0.19866 | 0.19866 | 0 | 0 | 0 | 0 | 0 | 0 | 0 | 16.3944 | 16.3944 | 16.3944 | 16.3944 | 16.3944 | 16.3944 | 16.3944 | 0 | 0 | 0 | 0 | 0 | 0 | 0 | 0 | 0 | 0 | 0 | 0 | 0 | 0 | 0 | 0 | 0 | 0 | 0 | 0 | 0 | 0 | 0 | 0 | 0 | 0 | 0 | 0 | 0 | 0 | 0 | 0 | 0 | 0 | 0 | 0.55632 | 0.55632 | 0.55632 | 0.55632 | 0.55632 | 0.55632 | 0.55632 | 0 | 0 | 0 | 0 | 0 | 0 | 0 | 47.3073 | 47.3073 | 47.3073 | 47.3073 | 47.3073 | 47.3073 | 47.3073 | 0 | 0 | 0 | 0 | 0 | 0 | 0 | 0 | 0 | 0 | 0 | 0 | 0 | 0 | 0 | 0 | 0 | 0 | 0 | 0 | 0 | 0 | 0 | 0 | 0 | 0 | 0 | 0 | 0 | 0 | 0 | 0 | 0 | 0 | 0 | Hotel Rooms (occupied) ILit Sat | Hotel Rooms (occupied) ILit all | 3793 | 4.6771 | 19.3774 | Hotel Rooms (occupied) ILit2 Sat | Hotel Rooms (occupied) ILit2 Sat | Hotel Rooms (occupied) ILit2 All | 3877 | 4.6771 | 19.3774 | 3793 | 2.6359 | 0.098012 | 0.095222 | 0.069449 | 0.056237 | 0.048683 | 0.046771 | 0.066949 | 0.089926 | 0.11237 | 0.14509 | 0.14922 | 0.1552 | 0.13409 | 0.12299 | 0.12128 | 0.11096 | 0.0972 | 0.11854 | 0.14147 | 0.17541 | 0.18894 | 0.19377 | 0.19116 | 0.16874 | 0.11769 | 2.7161 | 0.098012 | 0.095222 | 0.069449 | 0.056237 | 0.048683 | 0.046771 | 0.066949 | 0.089926 | 0.11237 | 0.14509 | 0.14922 | 0.1552 | 0.13409 | 0.12299 | 0.12128 | 0.11096 | 0.0972 | 0.11854 | 0.14147 | 0.17541 | 0.18894 | 0.19377 | 0.19116 | 0.16874 | 0.11769 | 0.32959 | 0.15427 | 0.064392 | 0.013007 | 0 | 0.13726 | 0.29356 | 0.44627 | 0.66881 | 0.69692 | 0.7376 | 0.59399 | 0.51847 | 0.50688 | 0.43668 | 0.34305 | 0.48823 | 0.64418 | 0.87508 | 0.96711 | 1 | 0.98221 | 0.82971 | 0.48241 | 0.32959 | 0.15427 | 0.064392 | 0.013007 | 0 | 0.13726 | 0.29356 | 0.44627 | 0.66881 | 0.69692 | 0.7376 | 0.59399 | 0.51847 | 0.50688 | 0.43668 | 0.34305 | 0.48823 | 0.64418 | 0.87508 | 0.96711 | 1 | 0.98221 | 0.82971 | 0.48241 | 10 | 0.66337 | 0.20792 | 0.079208 | 0.049505 | 0.76136 | 0 | 0 | 0 | 0 | 0 | 0 | 0 | 0 |  | 0.04012 | 0.04012 | 0.037146 | 0.037146 | 0.032242 | 0.031851 | 0.031851 | Lodging - Hotel - Hotel/Motel Guest Room (incl. toilets) - occ - Sat | 10 | 25 | 16 | 137.0688 | 0 | 0 | 0 | 137.0688 | 0 | 0 | 0 | 2.6359 | 0 | 0 | 0 | 0 | 0 | 0 | 0 | 0 | 0 | 0 | 0 | 0 | 0 | 0 | 0 | 0 | 0 | 0 | 0 | 0 | 0 | 0 | 0 | 0 | 0 |  | 4.6761 | 136.5623 | 0 | 0 | 4.6761 | 136.5623 | 0 | 0 | 0.089926 | 2.6262 | 0 | 0 | 0 | 0 | 0 | 0 | 0 | 0 | 0 | 0 | 0 | 0 | 0 | 0 | 0 | 0 | 0 | 0 | 0 | 0 | 0 | 0 | 0 | 0 | 0.90353 | 0.9 | 0.93102 | 0.9
914 | 9 | 14 | 6 | 2 |  |  |  |  | Lodging - Hotel | Hotel/Motel Guest Room (incl. toilets) - occ | Lodging - Hotel - Hotel/Motel Guest Room (incl. toilets) - occ |  | Lodging - Hotel | Lodging - Hotel - Hotel/Motel Guest Room (incl. toilets) - occ | Hotel Rooms (occupied) | Sun | Open | 52 | 52 | 0.60207 | 0.19866 | 0.19866 | 0.19866 | 0.19866 | 0.19866 | 0.19866 | 0.19866 | 0 | 0 | 0 | 0 | 0 | 0 | 0 | 16.3944 | 16.3944 | 16.3944 | 16.3944 | 16.3944 | 16.3944 | 16.3944 | 0 | 0 | 0 | 0 | 0 | 0 | 0 | 0 | 0 | 0 | 0 | 0 | 0 | 0 | 0 | 0 | 0 | 0 | 0 | 0 | 0 | 0 | 0 | 0 | 0 | 0 | 0 | 0 | 0 | 0 | 0 | 0 | 0 | 0 | 0 | 0.55632 | 0.55632 | 0.55632 | 0.55632 | 0.55632 | 0.55632 | 0.55632 | 0 | 0 | 0 | 0 | 0 | 0 | 0 | 47.3073 | 47.3073 | 47.3073 | 47.3073 | 47.3073 | 47.3073 | 47.3073 | 0 | 0 | 0 | 0 | 0 | 0 | 0 | 0 | 0 | 0 | 0 | 0 | 0 | 0 | 0 | 0 | 0 | 0 | 0 | 0 | 0 | 0 | 0 | 0 | 0 | 0 | 0 | 0 | 0 | 0 | 0 | 0 | 0 | 0 | 0 | Hotel Rooms (occupied) ILit Sun | Hotel Rooms (occupied) ILit all | 3793 | 4.6771 | 19.3774 | Hotel Rooms (occupied) ILit2 Sun | Hotel Rooms (occupied) ILit2 Sun | Hotel Rooms (occupied) ILit2 All | 3877 | 4.6771 | 19.3774 | 3793 | 2.6359 | 0.098012 | 0.095222 | 0.069449 | 0.056237 | 0.048683 | 0.046771 | 0.066949 | 0.089926 | 0.11237 | 0.14509 | 0.14922 | 0.1552 | 0.13409 | 0.12299 | 0.12128 | 0.11096 | 0.0972 | 0.11854 | 0.14147 | 0.17541 | 0.18894 | 0.19377 | 0.19116 | 0.16874 | 0.11769 | 2.7161 | 0.098012 | 0.095222 | 0.069449 | 0.056237 | 0.048683 | 0.046771 | 0.066949 | 0.089926 | 0.11237 | 0.14509 | 0.14922 | 0.1552 | 0.13409 | 0.12299 | 0.12128 | 0.11096 | 0.0972 | 0.11854 | 0.14147 | 0.17541 | 0.18894 | 0.19377 | 0.19116 | 0.16874 | 0.11769 | 0.32959 | 0.15427 | 0.064392 | 0.013007 | 0 | 0.13726 | 0.29356 | 0.44627 | 0.66881 | 0.69692 | 0.7376 | 0.59399 | 0.51847 | 0.50688 | 0.43668 | 0.34305 | 0.48823 | 0.64418 | 0.87508 | 0.96711 | 1 | 0.98221 | 0.82971 | 0.48241 | 0.32959 | 0.15427 | 0.064392 | 0.013007 | 0 | 0.13726 | 0.29356 | 0.44627 | 0.66881 | 0.69692 | 0.7376 | 0.59399 | 0.51847 | 0.50688 | 0.43668 | 0.34305 | 0.48823 | 0.64418 | 0.87508 | 0.96711 | 1 | 0.98221 | 0.82971 | 0.48241 | 10 | 0.66337 | 0.20792 | 0.079208 | 0.049505 | 0.76136 | 0 | 0 | 0 | 0 | 0 | 0 | 0 | 0 |  | 0.04012 | 0.04012 | 0.037146 | 0.037146 | 0.032242 | 0.031851 | 0.031851 | Lodging - Hotel - Hotel/Motel Guest Room (incl. toilets) - occ - Sun | 12 | 25 | 16 | 137.0688 | 0 | 0 | 0 | 137.0688 | 0 | 0 | 0 | 2.6359 | 0 | 0 | 0 | 0 | 0 | 0 | 0 | 0 | 0 | 0 | 0 | 0 | 0 | 0 | 0 | 0 | 0 | 0 | 0 | 0 | 0 | 0 | 0 | 0 | 0 |  | 4.6761 | 136.5623 | 0 | 0 | 4.6761 | 136.5623 | 0 | 0 | 0.089926 | 2.6262 | 0 | 0 | 0 | 0 | 0 | 0 | 0 | 0 | 0 | 0 | 0 | 0 | 0 | 0 | 0 | 0 | 0 | 0 | 0 | 0 | 0 | 0 | 0 | 0 | 0.90353 | 0.9 | 0.93102 | 0.9
915 | 9 | 15 | 7 | 3 |  |  |  |  | Lodging - Hotel | Hotel/Motel Guest Room (incl. toilets) - occ | Lodging - Hotel - Hotel/Motel Guest Room (incl. toilets) - occ |  | Lodging - Hotel | Lodging - Hotel - Hotel/Motel Guest Room (incl. toilets) - occ | Hotel Rooms (occupied) | Hol | Open | 10 | 10 | 0.60207 | 0.19866 | 0.19866 | 0.19866 | 0.19866 | 0.19866 | 0.19866 | 0.19866 | 0 | 0 | 0 | 0 | 0 | 0 | 0 | 3.1528 | 3.1528 | 3.1528 | 3.1528 | 3.1528 | 3.1528 | 3.1528 | 0 | 0 | 0 | 0 | 0 | 0 | 0 | 0 | 0 | 0 | 0 | 0 | 0 | 0 | 0 | 0 | 0 | 0 | 0 | 0 | 0 | 0 | 0 | 0 | 0 | 0 | 0 | 0 | 0 | 0 | 0 | 0 | 0 | 0 | 0 | 0.55632 | 0.55632 | 0.55632 | 0.55632 | 0.55632 | 0.55632 | 0.55632 | 0 | 0 | 0 | 0 | 0 | 0 | 0 | 9.0976 | 9.0976 | 9.0976 | 9.0976 | 9.0976 | 9.0976 | 9.0976 | 0 | 0 | 0 | 0 | 0 | 0 | 0 | 0 | 0 | 0 | 0 | 0 | 0 | 0 | 0 | 0 | 0 | 0 | 0 | 0 | 0 | 0 | 0 | 0 | 0 | 0 | 0 | 0 | 0 | 0 | 0 | 0 | 0 | 0 | 0 | Hotel Rooms (occupied) ILit Hol | Hotel Rooms (occupied) ILit all | 3793 | 4.6771 | 19.3774 | Hotel Rooms (occupied) ILit2 Hol | Hotel Rooms (occupied) ILit2 Hol | Hotel Rooms (occupied) ILit2 All | 3877 | 4.6771 | 19.3774 | 3793 | 2.6359 | 0.098012 | 0.095222 | 0.069449 | 0.056237 | 0.048683 | 0.046771 | 0.066949 | 0.089926 | 0.11237 | 0.14509 | 0.14922 | 0.1552 | 0.13409 | 0.12299 | 0.12128 | 0.11096 | 0.0972 | 0.11854 | 0.14147 | 0.17541 | 0.18894 | 0.19377 | 0.19116 | 0.16874 | 0.11769 | 2.7161 | 0.098012 | 0.095222 | 0.069449 | 0.056237 | 0.048683 | 0.046771 | 0.066949 | 0.089926 | 0.11237 | 0.14509 | 0.14922 | 0.1552 | 0.13409 | 0.12299 | 0.12128 | 0.11096 | 0.0972 | 0.11854 | 0.14147 | 0.17541 | 0.18894 | 0.19377 | 0.19116 | 0.16874 | 0.11769 | 0.32959 | 0.15427 | 0.064392 | 0.013007 | 0 | 0.13726 | 0.29356 | 0.44627 | 0.66881 | 0.69692 | 0.7376 | 0.59399 | 0.51847 | 0.50688 | 0.43668 | 0.34305 | 0.48823 | 0.64418 | 0.87508 | 0.96711 | 1 | 0.98221 | 0.82971 | 0.48241 | 0.32959 | 0.15427 | 0.064392 | 0.013007 | 0 | 0.13726 | 0.29356 | 0.44627 | 0.66881 | 0.69692 | 0.7376 | 0.59399 | 0.51847 | 0.50688 | 0.43668 | 0.34305 | 0.48823 | 0.64418 | 0.87508 | 0.96711 | 1 | 0.98221 | 0.82971 | 0.48241 | 10 | 0.66337 | 0.20792 | 0.079208 | 0.049505 | 0.76136 | 0 | 0 | 0 | 0 | 0 | 0 | 0 | 0 |  | 0.04012 | 0.04012 | 0.037146 | 0.037146 | 0.032242 | 0.031851 | 0.031851 | Lodging - Hotel - Hotel/Motel Guest Room (incl. toilets) - occ - Hol | 14 | 25 | 16 | 26.3594 | 0 | 0 | 0 | 26.3594 | 0 | 0 | 0 | 2.6359 | 0 | 0 | 0 | 0 | 0 | 0 | 0 | 0 | 0 | 0 | 0 | 0 | 0 | 0 | 0 | 0 | 0 | 0 | 0 | 0 | 0 | 0 | 0 | 0 | 0 |  | 0.89926 | 26.262 | 0 | 0 | 0.89926 | 26.262 | 0 | 0 | 0.089926 | 2.6262 | 0 | 0 | 0 | 0 | 0 | 0 | 0 | 0 | 0 | 0 | 0 | 0 | 0 | 0 | 0 | 0 | 0 | 0 | 0 | 0 | 0 | 0 | 0 | 0 | 0.90353 | 0.9 | 0.93102 | 0.9
916 | 9 | 16 | 8 | 4 |  |  | Lodging - Hotel - Hotel/Motel Guest Room (incl. toilets) - occ | Lodging - Hotel - Hotel/Motel Guest Room (incl. toilets) - occ | Lodging - Hotel | Hotel/Motel Guest Room (incl. toilets) - occ | Lodging - Hotel - Hotel/Motel Guest Room (incl. toilets) - occ |  | Lodging - Hotel | Lodging - Hotel - Hotel/Motel Guest Room (incl. toilets) - occ | Hotel Rooms (occupied) | all | Open | 251 | 251 | 0.60207 | 0.19866 | 0.19866 | 0.19866 | 0.19866 | 0.19866 | 0.19866 | 0.19866 | 0.11961 | 0.11961 | 0.11961 | 0.11961 | 0.11961 | 0.11961 | 0.11961 | 79.1345 | 79.1345 | 79.1345 | 79.1345 | 79.1345 | 79.1345 | 79.1345 | 0.011723 | 0.011723 | 0.011723 | 0.011723 | 0.011723 | 0.011723 | 0.011723 | 962.1172 | 962.1172 | 962.1172 | 962.1172 | 962.1172 | 962.1172 | 962.1172 | 0 | 0 | 0 | 0 | 0 | 0 | 0 | 0.098012 | 0.098012 | 0.098012 | 0.098012 | 0.098012 | 0.098012 | 0.098012 | 0 | 0 | 0 | 0 | 0 | 0 | 0 | 0.55632 | 0.55632 | 0.55632 | 0.55632 | 0.55632 | 0.55632 | 0.55632 | 0.33495 | 0.33495 | 0.33495 | 0.33495 | 0.33495 | 0.33495 | 0.33495 | 228.3487 | 228.3487 | 228.3487 | 228.3487 | 228.3487 | 228.3487 | 228.3487 | 0.032829 | 0.032829 | 0.032829 | 0.032829 | 0.032829 | 0.032829 | 0.032829 | 991.3854 | 991.3854 | 991.3854 | 991.3854 | 991.3854 | 991.3854 | 991.3854 | 0 | 0 | 0 | 0 | 0 | 0 | 0 | 0.098012 | 0.098012 | 0.098012 | 0.098012 | 0.098012 | 0.098012 | 0.098012 | 0 | 0 | 0 | 0 | 0 | 0 | 0 | Hotel Rooms (occupied) ILit all | Hotel Rooms (occupied) ILit all | 3792 | 4.6771 | 19.3774 | Hotel Rooms (occupied) ILit2 all | Hotel Rooms (occupied) ILit2 all | Hotel Rooms (occupied) ILit2 All | 3876 | 4.6771 | 19.3774 | 3792 | 2.6359 | 0.098012 | 0.095222 | 0.069449 | 0.056237 | 0.048683 | 0.046771 | 0.066949 | 0.089926 | 0.11237 | 0.14509 | 0.14922 | 0.1552 | 0.13409 | 0.12299 | 0.12128 | 0.11096 | 0.0972 | 0.11854 | 0.14147 | 0.17541 | 0.18894 | 0.19377 | 0.19116 | 0.16874 | 0.11769 | 2.7161 | 0.098012 | 0.095222 | 0.069449 | 0.056237 | 0.048683 | 0.046771 | 0.066949 | 0.089926 | 0.11237 | 0.14509 | 0.14922 | 0.1552 | 0.13409 | 0.12299 | 0.12128 | 0.11096 | 0.0972 | 0.11854 | 0.14147 | 0.17541 | 0.18894 | 0.19377 | 0.19116 | 0.16874 | 0.11769 | 0.32959 | 0.15427 | 0.064392 | 0.013007 | 0 | 0.13726 | 0.29356 | 0.44627 | 0.66881 | 0.69692 | 0.7376 | 0.59399 | 0.51847 | 0.50688 | 0.43668 | 0.34305 | 0.48823 | 0.64418 | 0.87508 | 0.96711 | 1 | 0.98221 | 0.82971 | 0.48241 | 0.32959 | 0.15427 | 0.064392 | 0.013007 | 0 | 0.13726 | 0.29356 | 0.44627 | 0.66881 | 0.69692 | 0.7376 | 0.59399 | 0.51847 | 0.50688 | 0.43668 | 0.34305 | 0.48823 | 0.64418 | 0.87508 | 0.96711 | 1 | 0.98221 | 0.82971 | 0.48241 | 10 | 0.66337 | 0.20792 | 0.079208 | 0.049505 | 0.76136 | 0.0094548 | 0.0011309 | 0.0011309 | 0.0011309 | 0.0011309 | 0.0011309 | 0.0011309 | 0.0011309 |  | 0.04012 | 0.04012 | 0.037146 | 0.037146 | 0.032242 | 0.031851 | 0.031851 | Lodging - Hotel - Hotel/Motel Guest Room (incl. toilets) - occ - all | 16 | 25 | 16 | 661.6203 | 0 | 661.6203 | 0 | 0 | 0 | 2.6359 | 0 | 0 | 0 | 0 | 0 | 0 | 0 | 0 | 0 | 0 | 0 | 0 | 0 | 0 | 0 | 0 | 0 | 0 | 0 | 0 | 0 | 0 | 0 | 0 | 0 | 0 | 0 |  | 681.7473 | 0 | 681.7473 | 0 | 0 | 0 | 2.7161 | 0 | 0 | 0 | 0 | 0 | 0 | 0 | 0 | 0 | 0 | 0 | 0 | 0 | 0 | 0 | 0 | 0 | 0 | 0 | 0 | 0 | 0 | 0 | 0 | 0 | 0 | 0 | 0.90353 | 0.9 | 0.93102 | 0.9
917 | 9 | 17 | 5 | 1 |  |  |  |  | Lodging - Hotel | Hotel/Motel Guest Room (incl. toilets) - unocc | Lodging - Hotel - Hotel/Motel Guest Room (incl. toilets) - unocc |  | Lodging - Hotel | Lodging - Hotel - Hotel/Motel Guest Room (incl. toilets) - unocc | Hotel Rooms (unoccup) | Sat | Open | 52 | 52 | 0.20068 | 0.19866 | 0.19866 | 0.19866 | 0.19866 | 0.19866 | 0.19866 | 0.19866 | 0 | 0 | 0 | 0 | 0 | 0 | 0 | 0 | 0 | 0 | 0 | 0 | 0 | 0 | 0 | 0 | 0 | 0 | 0 | 0 | 0 | 0 | 0 | 0 | 0 | 0 | 0 | 0 | 0 | 0 | 0 | 0 | 0 | 0 | 0 | 0 | 0 | 0 | 0 | 0 | 0 | 0 | 0 | 0 | 0 | 0 | 0 | 0 | 0 | 0.55632 | 0.55632 | 0.55632 | 0.55632 | 0.55632 | 0.55632 | 0.55632 | 0 | 0 | 0 | 0 | 0 | 0 | 0 | 0 | 0 | 0 | 0 | 0 | 0 | 0 | 0 | 0 | 0 | 0 | 0 | 0 | 0 | 0 | 0 | 0 | 0 | 0 | 0 | 0 | 0 | 0 | 0 | 0 | 0 | 0 | 0 | 0 | 0 | 0 | 0 | 0 | 0 | 0 | 0 | 0 | 0 | 0 | 0 | 0 | 0 | Hotel Rooms (unoccup) ILit Sat | Hotel Rooms (unoccup) ILit all | 1 | 0 | 0 | Hotel Rooms (unoccup) ILit2 Sat | Hotel Rooms (unoccup) ILit Sat | Hotel Rooms (unoccup) ILit all | 1 | 0 | 0 | 1 | 0 | 0 | 0 | 0 | 0 | 0 | 0 | 0 | 0 | 0 | 0 | 0 | 0 | 0 | 0 | 0 | 0 | 0 | 0 | 0 | 0 | 0 | 0 | 0 | 0 | 0 | 0 | 0 | 0 | 0 | 0 | 0 | 0 | 0 | 0 | 0 | 0 | 0 | 0 | 0 | 0 | 0 | 0 | 0 | 0 | 0 | 0 | 0 | 0 | 0 | 0 | 0 | 0 | 0 | 0 | 0 | 0 | 0 | 0 | 0 | 0 | 0 | 0 | 0 | 0 | 0 | 0 | 0 | 0 | 0 | 0 | 0 | 0 | 0 | 0 | 0 | 0 | 0 | 0 | 0 | 0 | 0 | 0 | 0 | 0 | 0 | 0 | 0 | 0 | 0 | 0 | 0 | 0 | 0 | 0 | 0 | 0 | 0 | 0 | 0 | 10 | 0.66337 | 0.20792 | 0.079208 | 0.049505 | 0.76136 | 0 | 0 | 0 | 0 | 0 | 0 | 0 | 0 |  | 0.04012 | 0.04012 | 0.037146 | 0.037146 | 0.032242 | 0.031851 | 0.031851 | Lodging - Hotel - Hotel/Motel Guest Room (incl. toilets) - unocc - Sat | 10 | 25 | 16 | 0 | 0 | 0 | 0 | 0 | 0 | 0 | 0 | 0 | 0 | 0 | 0 | 0 | 0 | 0 | 0 | 0 | 0 | 0 | 0 | 0 | 0 | 0 | 0 | 0 | 0 | 0 | 0 | 0 | 0 | 0 | 0 | 0 | 0 |  | 0 | 0 | 0 | 0 | 0 | 0 | 0 | 0 | 0 | 0 | 0 | 0 | 0 | 0 | 0 | 0 | 0 | 0 | 0 | 0 | 0 | 0 | 0 | 0 | 0 | 0 | 0 | 0 | 0 | 0 | 0 | 0 | 0 | 0 | 1 | 1 | 1 | 1
918 | 9 | 18 | 6 | 2 |  |  |  |  | Lodging - Hotel | Hotel/Motel Guest Room (incl. toilets) - unocc | Lodging - Hotel - Hotel/Motel Guest Room (incl. toilets) - unocc |  | Lodging - Hotel | Lodging - Hotel - Hotel/Motel Guest Room (incl. toilets) - unocc | Hotel Rooms (unoccup) | Sun | Open | 52 | 52 | 0.20068 | 0.19866 | 0.19866 | 0.19866 | 0.19866 | 0.19866 | 0.19866 | 0.19866 | 0 | 0 | 0 | 0 | 0 | 0 | 0 | 0 | 0 | 0 | 0 | 0 | 0 | 0 | 0 | 0 | 0 | 0 | 0 | 0 | 0 | 0 | 0 | 0 | 0 | 0 | 0 | 0 | 0 | 0 | 0 | 0 | 0 | 0 | 0 | 0 | 0 | 0 | 0 | 0 | 0 | 0 | 0 | 0 | 0 | 0 | 0 | 0 | 0 | 0.55632 | 0.55632 | 0.55632 | 0.55632 | 0.55632 | 0.55632 | 0.55632 | 0 | 0 | 0 | 0 | 0 | 0 | 0 | 0 | 0 | 0 | 0 | 0 | 0 | 0 | 0 | 0 | 0 | 0 | 0 | 0 | 0 | 0 | 0 | 0 | 0 | 0 | 0 | 0 | 0 | 0 | 0 | 0 | 0 | 0 | 0 | 0 | 0 | 0 | 0 | 0 | 0 | 0 | 0 | 0 | 0 | 0 | 0 | 0 | 0 | Hotel Rooms (unoccup) ILit Sun | Hotel Rooms (unoccup) ILit all | 1 | 0 | 0 | Hotel Rooms (unoccup) ILit2 Sun | Hotel Rooms (unoccup) ILit Sun | Hotel Rooms (unoccup) ILit all | 1 | 0 | 0 | 1 | 0 | 0 | 0 | 0 | 0 | 0 | 0 | 0 | 0 | 0 | 0 | 0 | 0 | 0 | 0 | 0 | 0 | 0 | 0 | 0 | 0 | 0 | 0 | 0 | 0 | 0 | 0 | 0 | 0 | 0 | 0 | 0 | 0 | 0 | 0 | 0 | 0 | 0 | 0 | 0 | 0 | 0 | 0 | 0 | 0 | 0 | 0 | 0 | 0 | 0 | 0 | 0 | 0 | 0 | 0 | 0 | 0 | 0 | 0 | 0 | 0 | 0 | 0 | 0 | 0 | 0 | 0 | 0 | 0 | 0 | 0 | 0 | 0 | 0 | 0 | 0 | 0 | 0 | 0 | 0 | 0 | 0 | 0 | 0 | 0 | 0 | 0 | 0 | 0 | 0 | 0 | 0 | 0 | 0 | 0 | 0 | 0 | 0 | 0 | 0 | 10 | 0.66337 | 0.20792 | 0.079208 | 0.049505 | 0.76136 | 0 | 0 | 0 | 0 | 0 | 0 | 0 | 0 |  | 0.04012 | 0.04012 | 0.037146 | 0.037146 | 0.032242 | 0.031851 | 0.031851 | Lodging - Hotel - Hotel/Motel Guest Room (incl. toilets) - unocc - Sun | 12 | 25 | 16 | 0 | 0 | 0 | 0 | 0 | 0 | 0 | 0 | 0 | 0 | 0 | 0 | 0 | 0 | 0 | 0 | 0 | 0 | 0 | 0 | 0 | 0 | 0 | 0 | 0 | 0 | 0 | 0 | 0 | 0 | 0 | 0 | 0 | 0 |  | 0 | 0 | 0 | 0 | 0 | 0 | 0 | 0 | 0 | 0 | 0 | 0 | 0 | 0 | 0 | 0 | 0 | 0 | 0 | 0 | 0 | 0 | 0 | 0 | 0 | 0 | 0 | 0 | 0 | 0 | 0 | 0 | 0 | 0 | 1 | 1 | 1 | 1
919 | 9 | 19 | 7 | 3 |  |  |  |  | Lodging - Hotel | Hotel/Motel Guest Room (incl. toilets) - unocc | Lodging - Hotel - Hotel/Motel Guest Room (incl. toilets) - unocc |  | Lodging - Hotel | Lodging - Hotel - Hotel/Motel Guest Room (incl. toilets) - unocc | Hotel Rooms (unoccup) | Hol | Open | 10 | 10 | 0.20068 | 0.19866 | 0.19866 | 0.19866 | 0.19866 | 0.19866 | 0.19866 | 0.19866 | 0 | 0 | 0 | 0 | 0 | 0 | 0 | 0 | 0 | 0 | 0 | 0 | 0 | 0 | 0 | 0 | 0 | 0 | 0 | 0 | 0 | 0 | 0 | 0 | 0 | 0 | 0 | 0 | 0 | 0 | 0 | 0 | 0 | 0 | 0 | 0 | 0 | 0 | 0 | 0 | 0 | 0 | 0 | 0 | 0 | 0 | 0 | 0 | 0 | 0.55632 | 0.55632 | 0.55632 | 0.55632 | 0.55632 | 0.55632 | 0.55632 | 0 | 0 | 0 | 0 | 0 | 0 | 0 | 0 | 0 | 0 | 0 | 0 | 0 | 0 | 0 | 0 | 0 | 0 | 0 | 0 | 0 | 0 | 0 | 0 | 0 | 0 | 0 | 0 | 0 | 0 | 0 | 0 | 0 | 0 | 0 | 0 | 0 | 0 | 0 | 0 | 0 | 0 | 0 | 0 | 0 | 0 | 0 | 0 | 0 | Hotel Rooms (unoccup) ILit Hol | Hotel Rooms (unoccup) ILit all | 1 | 0 | 0 | Hotel Rooms (unoccup) ILit2 Hol | Hotel Rooms (unoccup) ILit Hol | Hotel Rooms (unoccup) ILit all | 1 | 0 | 0 | 1 | 0 | 0 | 0 | 0 | 0 | 0 | 0 | 0 | 0 | 0 | 0 | 0 | 0 | 0 | 0 | 0 | 0 | 0 | 0 | 0 | 0 | 0 | 0 | 0 | 0 | 0 | 0 | 0 | 0 | 0 | 0 | 0 | 0 | 0 | 0 | 0 | 0 | 0 | 0 | 0 | 0 | 0 | 0 | 0 | 0 | 0 | 0 | 0 | 0 | 0 | 0 | 0 | 0 | 0 | 0 | 0 | 0 | 0 | 0 | 0 | 0 | 0 | 0 | 0 | 0 | 0 | 0 | 0 | 0 | 0 | 0 | 0 | 0 | 0 | 0 | 0 | 0 | 0 | 0 | 0 | 0 | 0 | 0 | 0 | 0 | 0 | 0 | 0 | 0 | 0 | 0 | 0 | 0 | 0 | 0 | 0 | 0 | 0 | 0 | 0 | 10 | 0.66337 | 0.20792 | 0.079208 | 0.049505 | 0.76136 | 0 | 0 | 0 | 0 | 0 | 0 | 0 | 0 |  | 0.04012 | 0.04012 | 0.037146 | 0.037146 | 0.032242 | 0.031851 | 0.031851 | Lodging - Hotel - Hotel/Motel Guest Room (incl. toilets) - unocc - Hol | 14 | 25 | 16 | 0 | 0 | 0 | 0 | 0 | 0 | 0 | 0 | 0 | 0 | 0 | 0 | 0 | 0 | 0 | 0 | 0 | 0 | 0 | 0 | 0 | 0 | 0 | 0 | 0 | 0 | 0 | 0 | 0 | 0 | 0 | 0 | 0 | 0 |  | 0 | 0 | 0 | 0 | 0 | 0 | 0 | 0 | 0 | 0 | 0 | 0 | 0 | 0 | 0 | 0 | 0 | 0 | 0 | 0 | 0 | 0 | 0 | 0 | 0 | 0 | 0 | 0 | 0 | 0 | 0 | 0 | 0 | 0 | 1 | 1 | 1 | 1
920 | 9 | 20 | 8 | 4 |  |  | Lodging - Hotel - Hotel/Motel Guest Room (incl. toilets) - unocc | Lodging - Hotel - Hotel/Motel Guest Room (incl. toilets) - unocc | Lodging - Hotel | Hotel/Motel Guest Room (incl. toilets) - unocc | Lodging - Hotel - Hotel/Motel Guest Room (incl. toilets) - unocc |  | Lodging - Hotel | Lodging - Hotel - Hotel/Motel Guest Room (incl. toilets) - unocc | Hotel Rooms (unoccup) | all | Open | 251 | 251 | 0.20068 | 0.19866 | 0.19866 | 0.19866 | 0.19866 | 0.19866 | 0.19866 | 0.19866 | 0.039867 | 0.039867 | 0.039867 | 0.039867 | 0.039867 | 0.039867 | 0.039867 | 0 | 0 | 0 | 0 | 0 | 0 | 0 | 0 | 0 | 0 | 0 | 0 | 0 | 0 | 0 | 0 | 0 | 0 | 0 | 0 | 0 | 0 | 0 | 0 | 0 | 0 | 0 | 0 | 0 | 0 | 0 | 0 | 0 | 0 | 0 | 0 | 0 | 0 | 0 | 0 | 0 | 0 | 0.55632 | 0.55632 | 0.55632 | 0.55632 | 0.55632 | 0.55632 | 0.55632 | 0.11164 | 0.11164 | 0.11164 | 0.11164 | 0.11164 | 0.11164 | 0.11164 | 0 | 0 | 0 | 0 | 0 | 0 | 0 | 0 | 0 | 0 | 0 | 0 | 0 | 0 | 0 | 0 | 0 | 0 | 0 | 0 | 0 | 0 | 0 | 0 | 0 | 0 | 0 | 0 | 0 | 0 | 0 | 0 | 0 | 0 | 0 | 0 | 0 | 0 | 0 | 0 | 0 | 0 | Hotel Rooms (unoccup) ILit all | Hotel Rooms (unoccup) ILit all | 1 | 0 | 0 | Hotel Rooms (unoccup) ILit2 all | Hotel Rooms (unoccup) ILit all | Hotel Rooms (unoccup) ILit all | 1 | 0 | 0 | 1 | 0 | 0 | 0 | 0 | 0 | 0 | 0 | 0 | 0 | 0 | 0 | 0 | 0 | 0 | 0 | 0 | 0 | 0 | 0 | 0 | 0 | 0 | 0 | 0 | 0 | 0 | 0 | 0 | 0 | 0 | 0 | 0 | 0 | 0 | 0 | 0 | 0 | 0 | 0 | 0 | 0 | 0 | 0 | 0 | 0 | 0 | 0 | 0 | 0 | 0 | 0 | 0 | 0 | 0 | 0 | 0 | 0 | 0 | 0 | 0 | 0 | 0 | 0 | 0 | 0 | 0 | 0 | 0 | 0 | 0 | 0 | 0 | 0 | 0 | 0 | 0 | 0 | 0 | 0 | 0 | 0 | 0 | 0 | 0 | 0 | 0 | 0 | 0 | 0 | 0 | 0 | 0 | 0 | 0 | 0 | 0 | 0 | 0 | 0 | 0 | 10 | 0.66337 | 0.20792 | 0.079208 | 0.049505 | 0.76136 | 0 | 0 | 0 | 0 | 0 | 0 | 0 | 0 |  | 0.04012 | 0.04012 | 0.037146 | 0.037146 | 0.032242 | 0.031851 | 0.031851 | Lodging - Hotel - Hotel/Motel Guest Room (incl. toilets) - unocc - all | 16 | 25 | 16 | 0 | 0 | 0 | 0 | 0 | 0 | 0 | 0 | 0 | 0 | 0 | 0 | 0 | 0 | 0 | 0 | 0 | 0 | 0 | 0 | 0 | 0 | 0 | 0 | 0 | 0 | 0 | 0 | 0 | 0 | 0 | 0 | 0 | 0 |  | 0 | 0 | 0 | 0 | 0 | 0 | 0 | 0 | 0 | 0 | 0 | 0 | 0 | 0 | 0 | 0 | 0 | 0 | 0 | 0 | 0 | 0 | 0 | 0 | 0 | 0 | 0 | 0 | 0 | 0 | 0 | 0 | 0 | 0 | 1 | 1 | 1 | 1
921 | 9 | 21 | 5 | 1 |  |  |  |  | Lodging - Hotel | Kitchen and Food Preparation | Lodging - Hotel - Kitchen and Food Preparation |  | Lodging - Hotel | Lodging - Hotel - Kitchen and Food Preparation | Hotel (public) Kitchen | Sat | Open | 52 | 52 | 0.0049915 | 0.41825 | 0.41825 | 0.41825 | 0.41825 | 0.39365 | 0.39365 | 0.39365 | 0 | 0 | 0 | 0 | 0 | 0 | 0 | 1.0001 | 1.0001 | 1.0001 | 1.0001 | 0.94131 | 0.94131 | 0.94131 | 0 | 0 | 0 | 0 | 0 | 0 | 0 | 0 | 0 | 0 | 0 | 0 | 0 | 0 | 0 | 0 | 0 | 0 | 0 | 0 | 0 | 0 | 0 | 0 | 0 | 0 | 0 | 0 | 0 | 0 | 0 | 0 | 0 | 0 | 0 | 1.1713 | 1.1713 | 1.1713 | 1.1713 | 1.1024 | 1.1024 | 1.1024 | 0 | 0 | 0 | 0 | 0 | 0 | 0 | 2.3756 | 2.3756 | 2.3756 | 2.3756 | 2.2358 | 2.2358 | 2.2358 | 0 | 0 | 0 | 0 | 0 | 0 | 0 | 0 | 0 | 0 | 0 | 0 | 0 | 0 | 0 | 0 | 0 | 0 | 0 | 0 | 0 | 0 | 0 | 0 | 0 | 0 | 0 | 0 | 0 | 0 | 0 | 0 | 0 | 0 | 0 | Hotel (public) Kitchen ILit Sat | Hotel (public) Kitchen ILit all | 3789 | 20 | 74.8 | Hotel (public) Kitchen ILit2 Sat | Hotel (public) Kitchen ILit2 Sat | Hotel (public) Kitchen ILit2 All | 3873 | 25 | 56.1 | 3789 | 9.2128 | 0.62832 | 0.2 | 0.2 | 0.2 | 0.2 | 0.2 | 0.2 | 0.28721 | 0.39458 | 0.51537 | 0.64958 | 0.748 | 0.748 | 0.748 | 0.748 | 0.748 | 0.748 | 0.748 | 0.663 | 0.51537 | 0.46168 | 0.38116 | 0.36774 | 0.26037 | 0.23353 | 7.8141 | 0.47124 | 0.25 | 0.25 | 0.25 | 0.25 | 0.25 | 0.25 | 0.25 | 0.29593 | 0.38653 | 0.48718 | 0.561 | 0.561 | 0.561 | 0.561 | 0.561 | 0.561 | 0.561 | 0.49725 | 0.38653 | 0.34626 | 0.28587 | 0.2758 | 0.25 | 0.25 | 0 | 0 | 0 | 0 | 0 | 0 | 0.15914 | 0.35507 | 0.57549 | 0.8204 | 1 | 1 | 1 | 1 | 1 | 1 | 1 | 0.84489 | 0.57549 | 0.47753 | 0.33058 | 0.30609 | 0.11016 | 0.061179 | 0 | 0 | 0 | 0 | 0 | 0 | 0 | 0.1477 | 0.43899 | 0.76265 | 1 | 1 | 1 | 1 | 1 | 1 | 1 | 0.79502 | 0.43899 | 0.30953 | 0.11533 | 0.082967 | 0 | 0 | 16 | 0.66337 | 0.20792 | 0.079208 | 0.049505 | 0.76136 | 0 | 0 | 0 | 0 | 0 | 0 | 0 | 0 |  | 0.04012 | 0.04012 | 0.037146 | 0.037146 | 0.032242 | 0.031851 | 0.031851 | Lodging - Hotel - Kitchen and Food Preparation - Sat | 10 | 6 | 22 | 483.8053 | -4.7373 | 0 | 0 | 483.8053 | -4.7373 | 0 | 0 | 9.3039 | -0.091103 | 0 | 0 | 0 | 0 | 0 | 0.2 | 0.28721 | 0.39458 | 0.51537 | 0.64958 | 0.748 | 0.748 | 0.748 | 0.748 | 0.748 | 0.748 | 0.748 | 0.663 | 0.51537 | 0.46168 | 0.38116 | 0 | 0 | 0 |  | 369.8527 | 36.4812 | 0 | 0 | 369.8527 | 36.4812 | 0 | 0 | 7.1126 | 0.70156 | 0 | 0 | 0 | 0 | 0 | 0.25 | 0.25 | 0.29593 | 0.38653 | 0.48718 | 0.561 | 0.561 | 0.561 | 0.561 | 0.561 | 0.561 | 0.561 | 0.49725 | 0.38653 | 0.34626 | 0.28587 | 0 | 0 | 0 | 0.82511 | 0.84 | 0.85509 | 0.84
922 | 9 | 22 | 6 | 2 |  |  |  |  | Lodging - Hotel | Kitchen and Food Preparation | Lodging - Hotel - Kitchen and Food Preparation |  | Lodging - Hotel | Lodging - Hotel - Kitchen and Food Preparation | Hotel (public) Kitchen | Sun | Open | 52 | 52 | 0.0049915 | 0.41825 | 0.41825 | 0.41825 | 0.41825 | 0.39365 | 0.39365 | 0.39365 | 0 | 0 | 0 | 0 | 0 | 0 | 0 | 1.0001 | 1.0001 | 1.0001 | 1.0001 | 0.94131 | 0.94131 | 0.94131 | 0 | 0 | 0 | 0 | 0 | 0 | 0 | 0 | 0 | 0 | 0 | 0 | 0 | 0 | 0 | 0 | 0 | 0 | 0 | 0 | 0 | 0 | 0 | 0 | 0 | 0 | 0 | 0 | 0 | 0 | 0 | 0 | 0 | 0 | 0 | 1.1713 | 1.1713 | 1.1713 | 1.1713 | 1.1024 | 1.1024 | 1.1024 | 0 | 0 | 0 | 0 | 0 | 0 | 0 | 2.3756 | 2.3756 | 2.3756 | 2.3756 | 2.2358 | 2.2358 | 2.2358 | 0 | 0 | 0 | 0 | 0 | 0 | 0 | 0 | 0 | 0 | 0 | 0 | 0 | 0 | 0 | 0 | 0 | 0 | 0 | 0 | 0 | 0 | 0 | 0 | 0 | 0 | 0 | 0 | 0 | 0 | 0 | 0 | 0 | 0 | 0 | Hotel (public) Kitchen ILit Sun | Hotel (public) Kitchen ILit all | 3789 | 20 | 74.8 | Hotel (public) Kitchen ILit2 Sun | Hotel (public) Kitchen ILit2 Sun | Hotel (public) Kitchen ILit2 All | 3873 | 25 | 56.1 | 3789 | 9.2128 | 0.62832 | 0.2 | 0.2 | 0.2 | 0.2 | 0.2 | 0.2 | 0.28721 | 0.39458 | 0.51537 | 0.64958 | 0.748 | 0.748 | 0.748 | 0.748 | 0.748 | 0.748 | 0.748 | 0.663 | 0.51537 | 0.46168 | 0.38116 | 0.36774 | 0.26037 | 0.23353 | 7.8141 | 0.47124 | 0.25 | 0.25 | 0.25 | 0.25 | 0.25 | 0.25 | 0.25 | 0.29593 | 0.38653 | 0.48718 | 0.561 | 0.561 | 0.561 | 0.561 | 0.561 | 0.561 | 0.561 | 0.49725 | 0.38653 | 0.34626 | 0.28587 | 0.2758 | 0.25 | 0.25 | 0 | 0 | 0 | 0 | 0 | 0 | 0.15914 | 0.35507 | 0.57549 | 0.8204 | 1 | 1 | 1 | 1 | 1 | 1 | 1 | 0.84489 | 0.57549 | 0.47753 | 0.33058 | 0.30609 | 0.11016 | 0.061179 | 0 | 0 | 0 | 0 | 0 | 0 | 0 | 0.1477 | 0.43899 | 0.76265 | 1 | 1 | 1 | 1 | 1 | 1 | 1 | 0.79502 | 0.43899 | 0.30953 | 0.11533 | 0.082967 | 0 | 0 | 16 | 0.66337 | 0.20792 | 0.079208 | 0.049505 | 0.76136 | 0 | 0 | 0 | 0 | 0 | 0 | 0 | 0 |  | 0.04012 | 0.04012 | 0.037146 | 0.037146 | 0.032242 | 0.031851 | 0.031851 | Lodging - Hotel - Kitchen and Food Preparation - Sun | 12 | 6 | 22 | 483.8053 | -4.7373 | 0 | 0 | 483.8053 | -4.7373 | 0 | 0 | 9.3039 | -0.091103 | 0 | 0 | 0 | 0 | 0 | 0.2 | 0.28721 | 0.39458 | 0.51537 | 0.64958 | 0.748 | 0.748 | 0.748 | 0.748 | 0.748 | 0.748 | 0.748 | 0.663 | 0.51537 | 0.46168 | 0.38116 | 0 | 0 | 0 |  | 369.8527 | 36.4812 | 0 | 0 | 369.8527 | 36.4812 | 0 | 0 | 7.1126 | 0.70156 | 0 | 0 | 0 | 0 | 0 | 0.25 | 0.25 | 0.29593 | 0.38653 | 0.48718 | 0.561 | 0.561 | 0.561 | 0.561 | 0.561 | 0.561 | 0.561 | 0.49725 | 0.38653 | 0.34626 | 0.28587 | 0 | 0 | 0 | 0.82511 | 0.84 | 0.85509 | 0.84
923 | 9 | 23 | 7 | 3 |  |  |  |  | Lodging - Hotel | Kitchen and Food Preparation | Lodging - Hotel - Kitchen and Food Preparation |  | Lodging - Hotel | Lodging - Hotel - Kitchen and Food Preparation | Hotel (public) Kitchen | Hol | Open | 10 | 10 | 0.0049915 | 0.41825 | 0.41825 | 0.41825 | 0.41825 | 0.39365 | 0.39365 | 0.39365 | 0 | 0 | 0 | 0 | 0 | 0 | 0 | 0.19233 | 0.19233 | 0.19233 | 0.19233 | 0.18102 | 0.18102 | 0.18102 | 0 | 0 | 0 | 0 | 0 | 0 | 0 | 0 | 0 | 0 | 0 | 0 | 0 | 0 | 0 | 0 | 0 | 0 | 0 | 0 | 0 | 0 | 0 | 0 | 0 | 0 | 0 | 0 | 0 | 0 | 0 | 0 | 0 | 0 | 0 | 1.1713 | 1.1713 | 1.1713 | 1.1713 | 1.1024 | 1.1024 | 1.1024 | 0 | 0 | 0 | 0 | 0 | 0 | 0 | 0.45684 | 0.45684 | 0.45684 | 0.45684 | 0.42996 | 0.42996 | 0.42996 | 0 | 0 | 0 | 0 | 0 | 0 | 0 | 0 | 0 | 0 | 0 | 0 | 0 | 0 | 0 | 0 | 0 | 0 | 0 | 0 | 0 | 0 | 0 | 0 | 0 | 0 | 0 | 0 | 0 | 0 | 0 | 0 | 0 | 0 | 0 | Hotel (public) Kitchen ILit Hol | Hotel (public) Kitchen ILit all | 3789 | 20 | 74.8 | Hotel (public) Kitchen ILit2 Hol | Hotel (public) Kitchen ILit2 Hol | Hotel (public) Kitchen ILit2 All | 3873 | 25 | 56.1 | 3789 | 9.2128 | 0.62832 | 0.2 | 0.2 | 0.2 | 0.2 | 0.2 | 0.2 | 0.28721 | 0.39458 | 0.51537 | 0.64958 | 0.748 | 0.748 | 0.748 | 0.748 | 0.748 | 0.748 | 0.748 | 0.663 | 0.51537 | 0.46168 | 0.38116 | 0.36774 | 0.26037 | 0.23353 | 7.8141 | 0.47124 | 0.25 | 0.25 | 0.25 | 0.25 | 0.25 | 0.25 | 0.25 | 0.29593 | 0.38653 | 0.48718 | 0.561 | 0.561 | 0.561 | 0.561 | 0.561 | 0.561 | 0.561 | 0.49725 | 0.38653 | 0.34626 | 0.28587 | 0.2758 | 0.25 | 0.25 | 0 | 0 | 0 | 0 | 0 | 0 | 0.15914 | 0.35507 | 0.57549 | 0.8204 | 1 | 1 | 1 | 1 | 1 | 1 | 1 | 0.84489 | 0.57549 | 0.47753 | 0.33058 | 0.30609 | 0.11016 | 0.061179 | 0 | 0 | 0 | 0 | 0 | 0 | 0 | 0.1477 | 0.43899 | 0.76265 | 1 | 1 | 1 | 1 | 1 | 1 | 1 | 0.79502 | 0.43899 | 0.30953 | 0.11533 | 0.082967 | 0 | 0 | 16 | 0.66337 | 0.20792 | 0.079208 | 0.049505 | 0.76136 | 0 | 0 | 0 | 0 | 0 | 0 | 0 | 0 |  | 0.04012 | 0.04012 | 0.037146 | 0.037146 | 0.032242 | 0.031851 | 0.031851 | Lodging - Hotel - Kitchen and Food Preparation - Hol | 14 | 6 | 22 | 93.0395 | -0.91103 | 0 | 0 | 93.0395 | -0.91103 | 0 | 0 | 9.3039 | -0.091103 | 0 | 0 | 0 | 0 | 0 | 0.2 | 0.28721 | 0.39458 | 0.51537 | 0.64958 | 0.748 | 0.748 | 0.748 | 0.748 | 0.748 | 0.748 | 0.748 | 0.663 | 0.51537 | 0.46168 | 0.38116 | 0 | 0 | 0 |  | 71.1255 | 7.0156 | 0 | 0 | 71.1255 | 7.0156 | 0 | 0 | 7.1126 | 0.70156 | 0 | 0 | 0 | 0 | 0 | 0.25 | 0.25 | 0.29593 | 0.38653 | 0.48718 | 0.561 | 0.561 | 0.561 | 0.561 | 0.561 | 0.561 | 0.561 | 0.49725 | 0.38653 | 0.34626 | 0.28587 | 0 | 0 | 0 | 0.82511 | 0.84 | 0.85509 | 0.84
924 | 9 | 24 | 8 | 4 |  |  | Lodging - Hotel - Kitchen and Food Preparation | Lodging - Hotel - Kitchen and Food Preparation | Lodging - Hotel | Kitchen and Food Preparation | Lodging - Hotel - Kitchen and Food Preparation |  | Lodging - Hotel | Lodging - Hotel - Kitchen and Food Preparation | Hotel (public) Kitchen | all | Open | 251 | 251 | 0.0049915 | 0.41825 | 0.41825 | 0.41825 | 0.41825 | 0.39365 | 0.39365 | 0.39365 | 0.0020877 | 0.0020877 | 0.0020877 | 0.0020877 | 0.0019649 | 0.0019649 | 0.0019649 | 5.5998 | 5.5998 | 5.5998 | 5.5998 | 5.2704 | 5.2704 | 5.2704 | 0.0015432 | 0.0015432 | 0.0015432 | 0.0015432 | 0.0014524 | 0.0014524 | 0.0014524 | 3732.5741 | 3732.5741 | 3732.5741 | 3732.5741 | 3732.5741 | 3732.5741 | 3732.5741 | 0 | 0 | 0 | 0 | 0 | 0 | 0 | 0.7392 | 0.7392 | 0.7392 | 0.7392 | 0.7392 | 0.7392 | 0.7392 | 0 | 0 | 0 | 0 | 0 | 0 | 0 | 1.1713 | 1.1713 | 1.1713 | 1.1713 | 1.1024 | 1.1024 | 1.1024 | 0.0058463 | 0.0058463 | 0.0058463 | 0.0058463 | 0.0055024 | 0.0055024 | 0.0055024 | 12.9962 | 12.9962 | 12.9962 | 12.9962 | 12.2317 | 12.2317 | 12.2317 | 0.0032412 | 0.0032412 | 0.0032412 | 0.0032412 | 0.0030505 | 0.0030505 | 0.0030505 | 3113.7855 | 3113.7855 | 3113.7855 | 3113.7855 | 3113.7855 | 3113.7855 | 3113.7855 | 0 | 0 | 0 | 0 | 0 | 0 | 0 | 0.5544 | 0.5544 | 0.5544 | 0.5544 | 0.5544 | 0.5544 | 0.5544 | 0 | 0 | 0 | 0 | 0 | 0 | 0 | Hotel (public) Kitchen ILit all | Hotel (public) Kitchen ILit all | 3788 | 20 | 88 | Hotel (public) Kitchen ILit2 all | Hotel (public) Kitchen ILit2 all | Hotel (public) Kitchen ILit2 All | 3872 | 25 | 66 | 3788 | 10.6865 | 0.7392 | 0.2 | 0.2 | 0.2 | 0.2 | 0.2 | 0.22737 | 0.33789 | 0.46421 | 0.60632 | 0.76421 | 0.88 | 0.88 | 0.88 | 0.88 | 0.88 | 0.88 | 0.88 | 0.78 | 0.60632 | 0.54316 | 0.44842 | 0.43263 | 0.30632 | 0.27474 | 8.8565 | 0.5544 | 0.25 | 0.25 | 0.25 | 0.25 | 0.25 | 0.25 | 0.25342 | 0.34816 | 0.45474 | 0.57316 | 0.66 | 0.66 | 0.66 | 0.66 | 0.66 | 0.66 | 0.66 | 0.585 | 0.45474 | 0.40737 | 0.33632 | 0.32447 | 0.25 | 0.25 | 0 | 0 | 0 | 0 | 0 | 0.040248 | 0.20279 | 0.38854 | 0.59752 | 0.82972 | 1 | 1 | 1 | 1 | 1 | 1 | 1 | 0.85294 | 0.59752 | 0.50464 | 0.36533 | 0.34211 | 0.15635 | 0.10991 | 0 | 0 | 0 | 0 | 0 | 0 | 0.008344 | 0.23941 | 0.49936 | 0.78819 | 1 | 1 | 1 | 1 | 1 | 1 | 1 | 0.81707 | 0.49936 | 0.38383 | 0.21053 | 0.18164 | 0 | 0 | 16 | 0.66337 | 0.20792 | 0.079208 | 0.049505 | 0.76136 | 0.12928 | 0.00026989 | 0.00026989 | 0.00026989 | 0.00026989 | 0.00025401 | 0.00025401 | 0.00025401 |  | 0.04012 | 0.04012 | 0.037146 | 0.037146 | 0.032242 | 0.031851 | 0.031851 | Lodging - Hotel - Kitchen and Food Preparation - all | 16 | 6 | 22 | 2745.4116 | -63.1017 | 2745.4116 | -63.1017 | 0 | 0 | 10.9379 | -0.2514 | 0 | 0 | 0 | 0 | 0 | 0 | 0 | 0.22737 | 0.33789 | 0.46421 | 0.60632 | 0.76421 | 0.88 | 0.88 | 0.88 | 0.88 | 0.88 | 0.88 | 0.88 | 0.78 | 0.60632 | 0.54316 | 0.44842 | 0 | 0 | 0 |  | 2079.0066 | 143.9699 | 2079.0066 | 143.9699 | 0 | 0 | 8.2829 | 0.57359 | 0 | 0 | 0 | 0 | 0 | 0 | 0 | 0.25 | 0.25342 | 0.34816 | 0.45474 | 0.57316 | 0.66 | 0.66 | 0.66 | 0.66 | 0.66 | 0.66 | 0.66 | 0.585 | 0.45474 | 0.40737 | 0.33632 | 0 | 0 | 0 | 0.82511 | 0.84 | 0.85509 | 0.84
925 | 9 | 25 | 5 | 1 |  |  |  |  | Lodging - Hotel | Laundry | Lodging - Hotel - Laundry |  | Lodging - Hotel | Lodging - Hotel - Laundry | Hotel (public) Facilities | Sat | Open | 52 | 52 | 0.020541 | 0.36904 | 0.36904 | 0.22143 | 0.22143 | 0.22143 | 0.22143 | 0.22143 | 0 | 0 | 0 | 0 | 0 | 0 | 0 | 3.7073 | 3.7073 | 2.2244 | 2.2244 | 2.2244 | 2.2244 | 2.2244 | 0 | 0 | 0 | 0 | 0 | 0 | 0 | 0 | 0 | 0 | 0 | 0 | 0 | 0 | 0 | 0 | 0 | 0 | 0 | 0 | 0 | 0 | 0 | 0 | 0 | 0 | 0 | 0 | 0 | 0 | 0 | 0 | 0 | 0 | 0 | 1.0335 | 1.0335 | 0.62008 | 0.62008 | 0.62008 | 0.62008 | 0.62008 | 0 | 0 | 0 | 0 | 0 | 0 | 0 | 9.2976 | 9.2976 | 5.5786 | 5.5786 | 5.5786 | 5.5786 | 5.5786 | 0 | 0 | 0 | 0 | 0 | 0 | 0 | 0 | 0 | 0 | 0 | 0 | 0 | 0 | 0 | 0 | 0 | 0 | 0 | 0 | 0 | 0 | 0 | 0 | 0 | 0 | 0 | 0 | 0 | 0 | 0 | 0 | 0 | 0 | 0 | Hotel (public) Facilities ILit Sat | Hotel (public) Facilities ILit all | 3785 | 15 | 83 | Hotel (public) Facilities ILit2 Sat | Hotel (public) Facilities ILit2 Sat | Hotel (public) Facilities ILit2 All | 3869 | 25 | 62.25 | 3785 | 9.4049 | 0.6608 | 0.15 | 0.15 | 0.15 | 0.15 | 0.21 | 0.33 | 0.53 | 0.73 | 0.8 | 0.83 | 0.83 | 0.83 | 0.83 | 0.83 | 0.83 | 0.8 | 0.73 | 0.53 | 0.33 | 0.21 | 0.15 | 0.15 | 0.15 | 0.15 | 8.4226 | 0.4956 | 0.25 | 0.25 | 0.25 | 0.25 | 0.25 | 0.25 | 0.3975 | 0.5475 | 0.6 | 0.6225 | 0.6225 | 0.6225 | 0.6225 | 0.6225 | 0.6225 | 0.6 | 0.5475 | 0.3975 | 0.25 | 0.25 | 0.25 | 0.25 | 0.25 | 0.25 | 0 | 0 | 0 | 0 | 0.088235 | 0.26471 | 0.55882 | 0.85294 | 0.95588 | 1 | 1 | 1 | 1 | 1 | 1 | 0.95588 | 0.85294 | 0.55882 | 0.26471 | 0.088235 | 0 | 0 | 0 | 0 | 0 | 0 | 0 | 0 | 0 | 0 | 0.39597 | 0.79866 | 0.9396 | 1 | 1 | 1 | 1 | 1 | 1 | 0.9396 | 0.79866 | 0.39597 | 0 | 0 | 0 | 0 | 0 | 0 | 16 | 0.66337 | 0.20792 | 0.079208 | 0.049505 | 0.76136 | 0 | 0 | 0 | 0 | 0 | 0 | 0 | 0 |  | 0.04012 | 0.04012 | 0.037146 | 0.037146 | 0.032242 | 0.031851 | 0.031851 | Lodging - Hotel - Laundry - Sat | 10 | 6 | 22 | 526.24 | -37.187 | 0 | 0 | 526.24 | -37.187 | 0 | 0 | 10.12 | -0.71513 | 0 | 0 | 0 | 0 | 0 | 0.33 | 0.53 | 0.73 | 0.8 | 0.83 | 0.83 | 0.83 | 0.83 | 0.83 | 0.83 | 0.8 | 0.73 | 0.53 | 0.33 | 0.21 | 0.15 | 0 | 0 | 0 |  | 406.9 | 31.0757 | 0 | 0 | 406.9 | 31.0757 | 0 | 0 | 7.825 | 0.59761 | 0 | 0 | 0 | 0 | 0 | 0.25 | 0.3975 | 0.5475 | 0.6 | 0.6225 | 0.6225 | 0.6225 | 0.6225 | 0.6225 | 0.6225 | 0.6 | 0.5475 | 0.3975 | 0.25 | 0.25 | 0.25 | 0 | 0 | 0 | 0.82644 | 0.84 | 0.85726 | 0.84
926 | 9 | 26 | 6 | 2 |  |  |  |  | Lodging - Hotel | Laundry | Lodging - Hotel - Laundry |  | Lodging - Hotel | Lodging - Hotel - Laundry | Hotel (public) Facilities | Sun | Open | 52 | 52 | 0.020541 | 0.36904 | 0.36904 | 0.22143 | 0.22143 | 0.22143 | 0.22143 | 0.22143 | 0 | 0 | 0 | 0 | 0 | 0 | 0 | 3.7073 | 3.7073 | 2.2244 | 2.2244 | 2.2244 | 2.2244 | 2.2244 | 0 | 0 | 0 | 0 | 0 | 0 | 0 | 0 | 0 | 0 | 0 | 0 | 0 | 0 | 0 | 0 | 0 | 0 | 0 | 0 | 0 | 0 | 0 | 0 | 0 | 0 | 0 | 0 | 0 | 0 | 0 | 0 | 0 | 0 | 0 | 1.0335 | 1.0335 | 0.62008 | 0.62008 | 0.62008 | 0.62008 | 0.62008 | 0 | 0 | 0 | 0 | 0 | 0 | 0 | 9.2976 | 9.2976 | 5.5786 | 5.5786 | 5.5786 | 5.5786 | 5.5786 | 0 | 0 | 0 | 0 | 0 | 0 | 0 | 0 | 0 | 0 | 0 | 0 | 0 | 0 | 0 | 0 | 0 | 0 | 0 | 0 | 0 | 0 | 0 | 0 | 0 | 0 | 0 | 0 | 0 | 0 | 0 | 0 | 0 | 0 | 0 | Hotel (public) Facilities ILit Sun | Hotel (public) Facilities ILit all | 3785 | 15 | 83 | Hotel (public) Facilities ILit2 Sun | Hotel (public) Facilities ILit2 Sun | Hotel (public) Facilities ILit2 All | 3869 | 25 | 62.25 | 3785 | 9.4049 | 0.6608 | 0.15 | 0.15 | 0.15 | 0.15 | 0.21 | 0.33 | 0.53 | 0.73 | 0.8 | 0.83 | 0.83 | 0.83 | 0.83 | 0.83 | 0.83 | 0.8 | 0.73 | 0.53 | 0.33 | 0.21 | 0.15 | 0.15 | 0.15 | 0.15 | 8.4226 | 0.4956 | 0.25 | 0.25 | 0.25 | 0.25 | 0.25 | 0.25 | 0.3975 | 0.5475 | 0.6 | 0.6225 | 0.6225 | 0.6225 | 0.6225 | 0.6225 | 0.6225 | 0.6 | 0.5475 | 0.3975 | 0.25 | 0.25 | 0.25 | 0.25 | 0.25 | 0.25 | 0 | 0 | 0 | 0 | 0.088235 | 0.26471 | 0.55882 | 0.85294 | 0.95588 | 1 | 1 | 1 | 1 | 1 | 1 | 0.95588 | 0.85294 | 0.55882 | 0.26471 | 0.088235 | 0 | 0 | 0 | 0 | 0 | 0 | 0 | 0 | 0 | 0 | 0.39597 | 0.79866 | 0.9396 | 1 | 1 | 1 | 1 | 1 | 1 | 0.9396 | 0.79866 | 0.39597 | 0 | 0 | 0 | 0 | 0 | 0 | 16 | 0.66337 | 0.20792 | 0.079208 | 0.049505 | 0.76136 | 0 | 0 | 0 | 0 | 0 | 0 | 0 | 0 |  | 0.04012 | 0.04012 | 0.037146 | 0.037146 | 0.032242 | 0.031851 | 0.031851 | Lodging - Hotel - Laundry - Sun | 12 | 6 | 22 | 526.24 | -37.187 | 0 | 0 | 526.24 | -37.187 | 0 | 0 | 10.12 | -0.71513 | 0 | 0 | 0 | 0 | 0 | 0.33 | 0.53 | 0.73 | 0.8 | 0.83 | 0.83 | 0.83 | 0.83 | 0.83 | 0.83 | 0.8 | 0.73 | 0.53 | 0.33 | 0.21 | 0.15 | 0 | 0 | 0 |  | 406.9 | 31.0757 | 0 | 0 | 406.9 | 31.0757 | 0 | 0 | 7.825 | 0.59761 | 0 | 0 | 0 | 0 | 0 | 0.25 | 0.3975 | 0.5475 | 0.6 | 0.6225 | 0.6225 | 0.6225 | 0.6225 | 0.6225 | 0.6225 | 0.6 | 0.5475 | 0.3975 | 0.25 | 0.25 | 0.25 | 0 | 0 | 0 | 0.82644 | 0.84 | 0.85726 | 0.84
927 | 9 | 27 | 7 | 3 |  |  |  |  | Lodging - Hotel | Laundry | Lodging - Hotel - Laundry |  | Lodging - Hotel | Lodging - Hotel - Laundry | Hotel (public) Facilities | Hol | Open | 10 | 10 | 0.020541 | 0.36904 | 0.36904 | 0.22143 | 0.22143 | 0.22143 | 0.22143 | 0.22143 | 0 | 0 | 0 | 0 | 0 | 0 | 0 | 0.71294 | 0.71294 | 0.42777 | 0.42777 | 0.42777 | 0.42777 | 0.42777 | 0 | 0 | 0 | 0 | 0 | 0 | 0 | 0 | 0 | 0 | 0 | 0 | 0 | 0 | 0 | 0 | 0 | 0 | 0 | 0 | 0 | 0 | 0 | 0 | 0 | 0 | 0 | 0 | 0 | 0 | 0 | 0 | 0 | 0 | 0 | 1.0335 | 1.0335 | 0.62008 | 0.62008 | 0.62008 | 0.62008 | 0.62008 | 0 | 0 | 0 | 0 | 0 | 0 | 0 | 1.788 | 1.788 | 1.0728 | 1.0728 | 1.0728 | 1.0728 | 1.0728 | 0 | 0 | 0 | 0 | 0 | 0 | 0 | 0 | 0 | 0 | 0 | 0 | 0 | 0 | 0 | 0 | 0 | 0 | 0 | 0 | 0 | 0 | 0 | 0 | 0 | 0 | 0 | 0 | 0 | 0 | 0 | 0 | 0 | 0 | 0 | Hotel (public) Facilities ILit Hol | Hotel (public) Facilities ILit all | 3785 | 15 | 83 | Hotel (public) Facilities ILit2 Hol | Hotel (public) Facilities ILit2 Hol | Hotel (public) Facilities ILit2 All | 3869 | 25 | 62.25 | 3785 | 9.4049 | 0.6608 | 0.15 | 0.15 | 0.15 | 0.15 | 0.21 | 0.33 | 0.53 | 0.73 | 0.8 | 0.83 | 0.83 | 0.83 | 0.83 | 0.83 | 0.83 | 0.8 | 0.73 | 0.53 | 0.33 | 0.21 | 0.15 | 0.15 | 0.15 | 0.15 | 8.4226 | 0.4956 | 0.25 | 0.25 | 0.25 | 0.25 | 0.25 | 0.25 | 0.3975 | 0.5475 | 0.6 | 0.6225 | 0.6225 | 0.6225 | 0.6225 | 0.6225 | 0.6225 | 0.6 | 0.5475 | 0.3975 | 0.25 | 0.25 | 0.25 | 0.25 | 0.25 | 0.25 | 0 | 0 | 0 | 0 | 0.088235 | 0.26471 | 0.55882 | 0.85294 | 0.95588 | 1 | 1 | 1 | 1 | 1 | 1 | 0.95588 | 0.85294 | 0.55882 | 0.26471 | 0.088235 | 0 | 0 | 0 | 0 | 0 | 0 | 0 | 0 | 0 | 0 | 0.39597 | 0.79866 | 0.9396 | 1 | 1 | 1 | 1 | 1 | 1 | 0.9396 | 0.79866 | 0.39597 | 0 | 0 | 0 | 0 | 0 | 0 | 16 | 0.66337 | 0.20792 | 0.079208 | 0.049505 | 0.76136 | 0 | 0 | 0 | 0 | 0 | 0 | 0 | 0 |  | 0.04012 | 0.04012 | 0.037146 | 0.037146 | 0.032242 | 0.031851 | 0.031851 | Lodging - Hotel - Laundry - Hol | 14 | 6 | 22 | 101.2 | -7.1513 | 0 | 0 | 101.2 | -7.1513 | 0 | 0 | 10.12 | -0.71513 | 0 | 0 | 0 | 0 | 0 | 0.33 | 0.53 | 0.73 | 0.8 | 0.83 | 0.83 | 0.83 | 0.83 | 0.83 | 0.83 | 0.8 | 0.73 | 0.53 | 0.33 | 0.21 | 0.15 | 0 | 0 | 0 |  | 78.25 | 5.9761 | 0 | 0 | 78.25 | 5.9761 | 0 | 0 | 7.825 | 0.59761 | 0 | 0 | 0 | 0 | 0 | 0.25 | 0.3975 | 0.5475 | 0.6 | 0.6225 | 0.6225 | 0.6225 | 0.6225 | 0.6225 | 0.6225 | 0.6 | 0.5475 | 0.3975 | 0.25 | 0.25 | 0.25 | 0 | 0 | 0 | 0.82644 | 0.84 | 0.85726 | 0.84
928 | 9 | 28 | 8 | 4 |  |  | Lodging - Hotel - Laundry | Lodging - Hotel - Laundry | Lodging - Hotel | Laundry | Lodging - Hotel - Laundry |  | Lodging - Hotel | Lodging - Hotel - Laundry | Hotel (public) Facilities | all | Open | 251 | 251 | 0.020541 | 0.36904 | 0.36904 | 0.22143 | 0.22143 | 0.22143 | 0.22143 | 0.22143 | 0.0075806 | 0.0075806 | 0.0045483 | 0.0045483 | 0.0045483 | 0.0045483 | 0.0045483 | 17.8949 | 17.8949 | 10.7369 | 10.7369 | 10.7369 | 10.7369 | 10.7369 | 0.0050092 | 0.0050092 | 0.0030055 | 0.0030055 | 0.0030055 | 0.0030055 | 0.0030055 | 3432.7761 | 3432.7761 | 3432.7761 | 3432.7761 | 3432.7761 | 3432.7761 | 3432.7761 | 0 | 0 | 0 | 0 | 0 | 0 | 0 | 0.6608 | 0.6608 | 0.6608 | 0.6608 | 0.6608 | 0.6608 | 0.6608 | 0 | 0 | 0 | 0 | 0 | 0 | 0 | 1.0335 | 1.0335 | 0.62008 | 0.62008 | 0.62008 | 0.62008 | 0.62008 | 0.021229 | 0.021229 | 0.012737 | 0.012737 | 0.012737 | 0.012737 | 0.012737 | 44.8788 | 44.8788 | 26.9273 | 26.9273 | 26.9273 | 26.9273 | 26.9273 | 0.010521 | 0.010521 | 0.0063125 | 0.0063125 | 0.0063125 | 0.0063125 | 0.0063125 | 3074.2525 | 3074.2525 | 3074.2525 | 3074.2525 | 3074.2525 | 3074.2525 | 3074.2525 | 0 | 0 | 0 | 0 | 0 | 0 | 0 | 0.4956 | 0.4956 | 0.4956 | 0.4956 | 0.4956 | 0.4956 | 0.4956 | 0 | 0 | 0 | 0 | 0 | 0 | 0 | Hotel (public) Facilities ILit all | Hotel (public) Facilities ILit all | 3784 | 15 | 83 | Hotel (public) Facilities ILit2 all | Hotel (public) Facilities ILit2 all | Hotel (public) Facilities ILit2 All | 3868 | 25 | 62.25 | 3784 | 9.4049 | 0.6608 | 0.15 | 0.15 | 0.15 | 0.15 | 0.21 | 0.33 | 0.53 | 0.73 | 0.8 | 0.83 | 0.83 | 0.83 | 0.83 | 0.83 | 0.83 | 0.8 | 0.73 | 0.53 | 0.33 | 0.21 | 0.15 | 0.15 | 0.15 | 0.15 | 8.4226 | 0.4956 | 0.25 | 0.25 | 0.25 | 0.25 | 0.25 | 0.25 | 0.3975 | 0.5475 | 0.6 | 0.6225 | 0.6225 | 0.6225 | 0.6225 | 0.6225 | 0.6225 | 0.6 | 0.5475 | 0.3975 | 0.25 | 0.25 | 0.25 | 0.25 | 0.25 | 0.25 | 0 | 0 | 0 | 0 | 0.088235 | 0.26471 | 0.55882 | 0.85294 | 0.95588 | 1 | 1 | 1 | 1 | 1 | 1 | 0.95588 | 0.85294 | 0.55882 | 0.26471 | 0.088235 | 0 | 0 | 0 | 0 | 0 | 0 | 0 | 0 | 0 | 0 | 0.39597 | 0.79866 | 0.9396 | 1 | 1 | 1 | 1 | 1 | 1 | 0.9396 | 0.79866 | 0.39597 | 0 | 0 | 0 | 0 | 0 | 0 | 16 | 0.66337 | 0.20792 | 0.079208 | 0.049505 | 0.76136 | 0.11469 | 0.00086941 | 0.00086941 | 0.00052165 | 0.00052165 | 0.00052165 | 0.00052165 | 0.00052165 |  | 0.04012 | 0.04012 | 0.037146 | 0.037146 | 0.032242 | 0.031851 | 0.031851 | Lodging - Hotel - Laundry - all | 16 | 6 | 22 | 2540.12 | -179.4986 | 2540.12 | -179.4986 | 0 | 0 | 10.12 | -0.71513 | 0 | 0 | 0 | 0 | 0 | 0 | 0 | 0.33 | 0.53 | 0.73 | 0.8 | 0.83 | 0.83 | 0.83 | 0.83 | 0.83 | 0.83 | 0.8 | 0.73 | 0.53 | 0.33 | 0.21 | 0.15 | 0 | 0 | 0 |  | 1964.075 | 150 | 1964.075 | 150 | 0 | 0 | 7.825 | 0.59761 | 0 | 0 | 0 | 0 | 0 | 0 | 0 | 0.25 | 0.3975 | 0.5475 | 0.6 | 0.6225 | 0.6225 | 0.6225 | 0.6225 | 0.6225 | 0.6225 | 0.6 | 0.5475 | 0.3975 | 0.25 | 0.25 | 0.25 | 0 | 0 | 0 | 0.82644 | 0.84 | 0.85726 | 0.84
929 | 9 | 29 | 5 | 1 |  |  |  |  | Lodging - Hotel | Lobby (Hotel) | Lodging - Hotel - Lobby (Hotel) |  | Lodging - Hotel | Lodging - Hotel - Lobby (Hotel) | Hotel (public) Lobby | Sat | Open | 52 | 52 | 0.041085 | 0.44285 | 0.44285 | 0.44285 | 0.44285 | 0.27063 | 0.27063 | 0.27063 | 0 | 0 | 0 | 0 | 0 | 0 | 0 | 15.7049 | 15.7049 | 15.7049 | 15.7049 | 9.5975 | 9.5975 | 9.5975 | 0 | 0 | 0 | 0 | 0 | 0 | 0 | 0 | 0 | 0 | 0 | 0 | 0 | 0 | 0 | 0 | 0 | 0 | 0 | 0 | 0 | 0 | 0 | 0 | 0 | 0 | 0 | 0 | 0 | 0 | 0 | 0 | 0 | 0 | 0 | 1.2402 | 1.2402 | 1.2402 | 1.2402 | 0.75787 | 0.75787 | 0.75787 | 0 | 0 | 0 | 0 | 0 | 0 | 0 | 36.6059 | 36.6059 | 36.6059 | 36.6059 | 22.3703 | 22.3703 | 22.3703 | 0 | 0 | 0 | 0 | 0 | 0 | 0 | 0 | 0 | 0 | 0 | 0 | 0 | 0 | 0 | 0 | 0 | 0 | 0 | 0 | 0 | 0 | 0 | 0 | 0 | 0 | 0 | 0 | 0 | 0 | 0 | 0 | 0 | 0 | 0 | Hotel (public) Lobby ILit Sat | Hotel (public) Lobby ILit all | 2 | 90 | 90 | Hotel (public) Lobby ILit2 Sat | Hotel (public) Lobby ILit Sat | Hotel (public) Lobby ILit all | 2 | 67.5 | 67.5 | 2 | 16.5992 | 0.756 | 0.9 | 0.9 | 0.9 | 0.9 | 0.9 | 0.9 | 0.9 | 0.9 | 0.9 | 0.9 | 0.9 | 0.9 | 0.9 | 0.9 | 0.9 | 0.9 | 0.9 | 0.9 | 0.9 | 0.9 | 0.9 | 0.9 | 0.9 | 0.9 | 13.8161 | 0.567 | 0.675 | 0.675 | 0.675 | 0.675 | 0.675 | 0.675 | 0.675 | 0.675 | 0.675 | 0.675 | 0.675 | 0.675 | 0.675 | 0.675 | 0.675 | 0.675 | 0.675 | 0.675 | 0.675 | 0.675 | 0.675 | 0.675 | 0.675 | 0.675 | 0 | 0 | 0 | 0 | 0 | 0 | 0 | 0 | 0 | 0 | 0 | 0 | 0 | 0 | 0 | 0 | 0 | 0 | 0 | 0 | 0 | 0 | 0 | 0 | 0 | 0 | 0 | 0 | 0 | 0 | 0 | 0 | 0 | 0 | 0 | 0 | 0 | 0 | 0 | 0 | 0 | 0 | 0 | 0 | 0 | 0 | 0 | 0 | 16 | 0.66337 | 0.20792 | 0.079208 | 0.049505 | 0.76136 | 0 | 0 | 0 | 0 | 0 | 0 | 0 | 0 |  | 0.04012 | 0.04012 | 0.037146 | 0.037146 | 0.032242 | 0.031851 | 0.031851 | Lodging - Hotel - Lobby (Hotel) - Sat | 10 | 6 | 22 | 748.8 | 114.3596 | 0 | 0 | 748.8 | 114.3596 | 0 | 0 | 14.4 | 2.1992 | 0 | 0 | 0 | 0 | 0 | 0.9 | 0.9 | 0.9 | 0.9 | 0.9 | 0.9 | 0.9 | 0.9 | 0.9 | 0.9 | 0.9 | 0.9 | 0.9 | 0.9 | 0.9 | 0.9 | 0 | 0 | 0 |  | 561.6 | 156.8355 | 0 | 0 | 561.6 | 156.8355 | 0 | 0 | 10.8 | 3.0161 | 0 | 0 | 0 | 0 | 0 | 0.675 | 0.675 | 0.675 | 0.675 | 0.675 | 0.675 | 0.675 | 0.675 | 0.675 | 0.675 | 0.675 | 0.675 | 0.675 | 0.675 | 0.675 | 0.675 | 0 | 0 | 0 | 0.76848 | 0.84 | 0.85284 | 0.84
930 | 9 | 30 | 6 | 2 |  |  |  |  | Lodging - Hotel | Lobby (Hotel) | Lodging - Hotel - Lobby (Hotel) |  | Lodging - Hotel | Lodging - Hotel - Lobby (Hotel) | Hotel (public) Lobby | Sun | Open | 52 | 52 | 0.041085 | 0.44285 | 0.44285 | 0.44285 | 0.44285 | 0.27063 | 0.27063 | 0.27063 | 0 | 0 | 0 | 0 | 0 | 0 | 0 | 15.7049 | 15.7049 | 15.7049 | 15.7049 | 9.5975 | 9.5975 | 9.5975 | 0 | 0 | 0 | 0 | 0 | 0 | 0 | 0 | 0 | 0 | 0 | 0 | 0 | 0 | 0 | 0 | 0 | 0 | 0 | 0 | 0 | 0 | 0 | 0 | 0 | 0 | 0 | 0 | 0 | 0 | 0 | 0 | 0 | 0 | 0 | 1.2402 | 1.2402 | 1.2402 | 1.2402 | 0.75787 | 0.75787 | 0.75787 | 0 | 0 | 0 | 0 | 0 | 0 | 0 | 36.6059 | 36.6059 | 36.6059 | 36.6059 | 22.3703 | 22.3703 | 22.3703 | 0 | 0 | 0 | 0 | 0 | 0 | 0 | 0 | 0 | 0 | 0 | 0 | 0 | 0 | 0 | 0 | 0 | 0 | 0 | 0 | 0 | 0 | 0 | 0 | 0 | 0 | 0 | 0 | 0 | 0 | 0 | 0 | 0 | 0 | 0 | Hotel (public) Lobby ILit Sun | Hotel (public) Lobby ILit all | 2 | 90 | 90 | Hotel (public) Lobby ILit2 Sun | Hotel (public) Lobby ILit Sun | Hotel (public) Lobby ILit all | 2 | 67.5 | 67.5 | 2 | 16.5992 | 0.756 | 0.9 | 0.9 | 0.9 | 0.9 | 0.9 | 0.9 | 0.9 | 0.9 | 0.9 | 0.9 | 0.9 | 0.9 | 0.9 | 0.9 | 0.9 | 0.9 | 0.9 | 0.9 | 0.9 | 0.9 | 0.9 | 0.9 | 0.9 | 0.9 | 13.8161 | 0.567 | 0.675 | 0.675 | 0.675 | 0.675 | 0.675 | 0.675 | 0.675 | 0.675 | 0.675 | 0.675 | 0.675 | 0.675 | 0.675 | 0.675 | 0.675 | 0.675 | 0.675 | 0.675 | 0.675 | 0.675 | 0.675 | 0.675 | 0.675 | 0.675 | 0 | 0 | 0 | 0 | 0 | 0 | 0 | 0 | 0 | 0 | 0 | 0 | 0 | 0 | 0 | 0 | 0 | 0 | 0 | 0 | 0 | 0 | 0 | 0 | 0 | 0 | 0 | 0 | 0 | 0 | 0 | 0 | 0 | 0 | 0 | 0 | 0 | 0 | 0 | 0 | 0 | 0 | 0 | 0 | 0 | 0 | 0 | 0 | 16 | 0.66337 | 0.20792 | 0.079208 | 0.049505 | 0.76136 | 0 | 0 | 0 | 0 | 0 | 0 | 0 | 0 |  | 0.04012 | 0.04012 | 0.037146 | 0.037146 | 0.032242 | 0.031851 | 0.031851 | Lodging - Hotel - Lobby (Hotel) - Sun | 12 | 6 | 22 | 748.8 | 114.3596 | 0 | 0 | 748.8 | 114.3596 | 0 | 0 | 14.4 | 2.1992 | 0 | 0 | 0 | 0 | 0 | 0.9 | 0.9 | 0.9 | 0.9 | 0.9 | 0.9 | 0.9 | 0.9 | 0.9 | 0.9 | 0.9 | 0.9 | 0.9 | 0.9 | 0.9 | 0.9 | 0 | 0 | 0 |  | 561.6 | 156.8355 | 0 | 0 | 561.6 | 156.8355 | 0 | 0 | 10.8 | 3.0161 | 0 | 0 | 0 | 0 | 0 | 0.675 | 0.675 | 0.675 | 0.675 | 0.675 | 0.675 | 0.675 | 0.675 | 0.675 | 0.675 | 0.675 | 0.675 | 0.675 | 0.675 | 0.675 | 0.675 | 0 | 0 | 0 | 0.76848 | 0.84 | 0.85284 | 0.84
931 | 9 | 31 | 7 | 3 |  |  |  |  | Lodging - Hotel | Lobby (Hotel) | Lodging - Hotel - Lobby (Hotel) |  | Lodging - Hotel | Lodging - Hotel - Lobby (Hotel) | Hotel (public) Lobby | Hol | Open | 10 | 10 | 0.041085 | 0.44285 | 0.44285 | 0.44285 | 0.44285 | 0.27063 | 0.27063 | 0.27063 | 0 | 0 | 0 | 0 | 0 | 0 | 0 | 3.0202 | 3.0202 | 3.0202 | 3.0202 | 1.8457 | 1.8457 | 1.8457 | 0 | 0 | 0 | 0 | 0 | 0 | 0 | 0 | 0 | 0 | 0 | 0 | 0 | 0 | 0 | 0 | 0 | 0 | 0 | 0 | 0 | 0 | 0 | 0 | 0 | 0 | 0 | 0 | 0 | 0 | 0 | 0 | 0 | 0 | 0 | 1.2402 | 1.2402 | 1.2402 | 1.2402 | 0.75787 | 0.75787 | 0.75787 | 0 | 0 | 0 | 0 | 0 | 0 | 0 | 7.0396 | 7.0396 | 7.0396 | 7.0396 | 4.302 | 4.302 | 4.302 | 0 | 0 | 0 | 0 | 0 | 0 | 0 | 0 | 0 | 0 | 0 | 0 | 0 | 0 | 0 | 0 | 0 | 0 | 0 | 0 | 0 | 0 | 0 | 0 | 0 | 0 | 0 | 0 | 0 | 0 | 0 | 0 | 0 | 0 | 0 | Hotel (public) Lobby ILit Hol | Hotel (public) Lobby ILit all | 2 | 90 | 90 | Hotel (public) Lobby ILit2 Hol | Hotel (public) Lobby ILit Hol | Hotel (public) Lobby ILit all | 2 | 67.5 | 67.5 | 2 | 16.5992 | 0.756 | 0.9 | 0.9 | 0.9 | 0.9 | 0.9 | 0.9 | 0.9 | 0.9 | 0.9 | 0.9 | 0.9 | 0.9 | 0.9 | 0.9 | 0.9 | 0.9 | 0.9 | 0.9 | 0.9 | 0.9 | 0.9 | 0.9 | 0.9 | 0.9 | 13.8161 | 0.567 | 0.675 | 0.675 | 0.675 | 0.675 | 0.675 | 0.675 | 0.675 | 0.675 | 0.675 | 0.675 | 0.675 | 0.675 | 0.675 | 0.675 | 0.675 | 0.675 | 0.675 | 0.675 | 0.675 | 0.675 | 0.675 | 0.675 | 0.675 | 0.675 | 0 | 0 | 0 | 0 | 0 | 0 | 0 | 0 | 0 | 0 | 0 | 0 | 0 | 0 | 0 | 0 | 0 | 0 | 0 | 0 | 0 | 0 | 0 | 0 | 0 | 0 | 0 | 0 | 0 | 0 | 0 | 0 | 0 | 0 | 0 | 0 | 0 | 0 | 0 | 0 | 0 | 0 | 0 | 0 | 0 | 0 | 0 | 0 | 16 | 0.66337 | 0.20792 | 0.079208 | 0.049505 | 0.76136 | 0 | 0 | 0 | 0 | 0 | 0 | 0 | 0 |  | 0.04012 | 0.04012 | 0.037146 | 0.037146 | 0.032242 | 0.031851 | 0.031851 | Lodging - Hotel - Lobby (Hotel) - Hol | 14 | 6 | 22 | 144 | 21.9922 | 0 | 0 | 144 | 21.9922 | 0 | 0 | 14.4 | 2.1992 | 0 | 0 | 0 | 0 | 0 | 0.9 | 0.9 | 0.9 | 0.9 | 0.9 | 0.9 | 0.9 | 0.9 | 0.9 | 0.9 | 0.9 | 0.9 | 0.9 | 0.9 | 0.9 | 0.9 | 0 | 0 | 0 |  | 108 | 30.1607 | 0 | 0 | 108 | 30.1607 | 0 | 0 | 10.8 | 3.0161 | 0 | 0 | 0 | 0 | 0 | 0.675 | 0.675 | 0.675 | 0.675 | 0.675 | 0.675 | 0.675 | 0.675 | 0.675 | 0.675 | 0.675 | 0.675 | 0.675 | 0.675 | 0.675 | 0.675 | 0 | 0 | 0 | 0.76848 | 0.84 | 0.85284 | 0.84
932 | 9 | 32 | 8 | 4 |  |  | Lodging - Hotel - Lobby (Hotel) | Lodging - Hotel - Lobby (Hotel) | Lodging - Hotel | Lobby (Hotel) | Lodging - Hotel - Lobby (Hotel) |  | Lodging - Hotel | Lodging - Hotel - Lobby (Hotel) | Hotel (public) Lobby | all | Open | 251 | 251 | 0.041085 | 0.44285 | 0.44285 | 0.44285 | 0.44285 | 0.27063 | 0.27063 | 0.27063 | 0.018195 | 0.018195 | 0.018195 | 0.018195 | 0.011119 | 0.011119 | 0.011119 | 75.8066 | 75.8066 | 75.8066 | 75.8066 | 46.3262 | 46.3262 | 46.3262 | 0.013755 | 0.013755 | 0.013755 | 0.013755 | 0.008406 | 0.008406 | 0.008406 | 6058.7161 | 6058.7161 | 6058.7161 | 6058.7161 | 6058.7161 | 6058.7161 | 6058.7161 | 0 | 0 | 0 | 0 | 0 | 0 | 0 | 0.756 | 0.756 | 0.756 | 0.756 | 0.756 | 0.756 | 0.756 | 0 | 0 | 0 | 0 | 0 | 0 | 0 | 1.2402 | 1.2402 | 1.2402 | 1.2402 | 0.75787 | 0.75787 | 0.75787 | 0.050952 | 0.050952 | 0.050952 | 0.050952 | 0.031138 | 0.031138 | 0.031138 | 176.694 | 176.694 | 176.694 | 176.694 | 107.9797 | 107.9797 | 107.9797 | 0.02889 | 0.02889 | 0.02889 | 0.02889 | 0.017655 | 0.017655 | 0.017655 | 5042.8646 | 5042.8646 | 5042.8646 | 5042.8646 | 5042.8646 | 5042.8646 | 5042.8646 | 0 | 0 | 0 | 0 | 0 | 0 | 0 | 0.567 | 0.567 | 0.567 | 0.567 | 0.567 | 0.567 | 0.567 | 0 | 0 | 0 | 0 | 0 | 0 | 0 | Hotel (public) Lobby ILit all | Hotel (public) Lobby ILit all | 2 | 90 | 90 | Hotel (public) Lobby ILit2 all | Hotel (public) Lobby ILit all | Hotel (public) Lobby ILit all | 2 | 67.5 | 67.5 | 2 | 16.5992 | 0.756 | 0.9 | 0.9 | 0.9 | 0.9 | 0.9 | 0.9 | 0.9 | 0.9 | 0.9 | 0.9 | 0.9 | 0.9 | 0.9 | 0.9 | 0.9 | 0.9 | 0.9 | 0.9 | 0.9 | 0.9 | 0.9 | 0.9 | 0.9 | 0.9 | 13.8161 | 0.567 | 0.675 | 0.675 | 0.675 | 0.675 | 0.675 | 0.675 | 0.675 | 0.675 | 0.675 | 0.675 | 0.675 | 0.675 | 0.675 | 0.675 | 0.675 | 0.675 | 0.675 | 0.675 | 0.675 | 0.675 | 0.675 | 0.675 | 0.675 | 0.675 | 0 | 0 | 0 | 0 | 0 | 0 | 0 | 0 | 0 | 0 | 0 | 0 | 0 | 0 | 0 | 0 | 0 | 0 | 0 | 0 | 0 | 0 | 0 | 0 | 0 | 0 | 0 | 0 | 0 | 0 | 0 | 0 | 0 | 0 | 0 | 0 | 0 | 0 | 0 | 0 | 0 | 0 | 0 | 0 | 0 | 0 | 0 | 0 | 16 | 0.66337 | 0.20792 | 0.079208 | 0.049505 | 0.76136 | 0.17503 | 0.0031846 | 0.0031846 | 0.0031846 | 0.0031846 | 0.0019461 | 0.0019461 | 0.0019461 |  | 0.04012 | 0.04012 | 0.037146 | 0.037146 | 0.032242 | 0.031851 | 0.031851 | Lodging - Hotel - Lobby (Hotel) - all | 16 | 6 | 22 | 3614.4 | 552.0048 | 3614.4 | 552.0048 | 0 | 0 | 14.4 | 2.1992 | 0 | 0 | 0 | 0 | 0 | 0 | 0 | 0.9 | 0.9 | 0.9 | 0.9 | 0.9 | 0.9 | 0.9 | 0.9 | 0.9 | 0.9 | 0.9 | 0.9 | 0.9 | 0.9 | 0.9 | 0.9 | 0 | 0 | 0 |  | 2710.8 | 757.033 | 2710.8 | 757.033 | 0 | 0 | 10.8 | 3.0161 | 0 | 0 | 0 | 0 | 0 | 0 | 0 | 0.675 | 0.675 | 0.675 | 0.675 | 0.675 | 0.675 | 0.675 | 0.675 | 0.675 | 0.675 | 0.675 | 0.675 | 0.675 | 0.675 | 0.675 | 0.675 | 0 | 0 | 0 | 0.76848 | 0.84 | 0.85284 | 0.84
933 | 9 | 33 | 5 | 1 |  |  |  |  | Lodging - Hotel | Office (General) | Lodging - Hotel - Office (General) |  | Lodging - Hotel | Lodging - Hotel - Office (General) | Hotel (public) Admin | Sat | Open | 52 | 52 | 0.020541 | 0.31984 | 0.31984 | 0.31984 | 0.31984 | 0.31984 | 0.25833 | 0.25833 | 0 | 0 | 0 | 0 | 0 | 0 | 0 | 1.9295 | 1.9295 | 1.9295 | 1.9295 | 1.9295 | 1.5584 | 1.5584 | 0 | 0 | 0 | 0 | 0 | 0 | 0 | 0 | 0 | 0 | 0 | 0 | 0 | 0 | 0 | 0 | 0 | 0 | 0 | 0 | 0 | 0 | 0 | 0 | 0 | 0 | 0 | 0 | 0 | 0 | 0 | 0 | 0 | 0 | 0 | 0.89567 | 0.89567 | 0.89567 | 0.89567 | 0.89567 | 0.72342 | 0.72342 | 0 | 0 | 0 | 0 | 0 | 0 | 0 | 5.4955 | 5.4955 | 5.4955 | 5.4955 | 5.4955 | 4.4387 | 4.4387 | 0 | 0 | 0 | 0 | 0 | 0 | 0 | 0 | 0 | 0 | 0 | 0 | 0 | 0 | 0 | 0 | 0 | 0 | 0 | 0 | 0 | 0 | 0 | 0 | 0 | 0 | 0 | 0 | 0 | 0 | 0 | 0 | 0 | 0 | 0 | Hotel (public) Admin ILit Sat | Hotel (public) Admin ILit all | 3787 | 16 | 43.8 | Hotel (public) Admin ILit2 Sat | Hotel (public) Admin ILit2 Sat | Hotel (public) Admin ILit2 All | 3871 | 25 | 32.85 | 3787 | 5.6479 | 0.35784 | 0.16 | 0.16 | 0.16 | 0.16 | 0.16 | 0.16 | 0.168 | 0.27 | 0.42 | 0.438 | 0.438 | 0.438 | 0.438 | 0.438 | 0.438 | 0.438 | 0.402 | 0.342 | 0.258 | 0.18 | 0.16 | 0.16 | 0.16 | 0.16 | 5.7442 | 0.26838 | 0.25 | 0.25 | 0.25 | 0.25 | 0.25 | 0.25 | 0.25 | 0.25 | 0.315 | 0.3285 | 0.3285 | 0.3285 | 0.3285 | 0.3285 | 0.3285 | 0.3285 | 0.3015 | 0.2565 | 0.25 | 0.25 | 0.25 | 0.25 | 0.25 | 0.25 | 0 | 0 | 0 | 0 | 0 | 0 | 0.028777 | 0.39568 | 0.93525 | 1 | 1 | 1 | 1 | 1 | 1 | 1 | 0.8705 | 0.65468 | 0.35252 | 0.071942 | 0 | 0 | 0 | 0 | 0 | 0 | 0 | 0 | 0 | 0 | 0 | 0 | 0.82803 | 1 | 1 | 1 | 1 | 1 | 1 | 1 | 0.65605 | 0.082803 | 0 | 0 | 0 | 0 | 0 | 0 | 16 | 0.66337 | 0.20792 | 0.079208 | 0.049505 | 0.76136 | 0 | 0 | 0 | 0 | 0 | 0 | 0 | 0 |  | 0.04012 | 0.04012 | 0.037146 | 0.037146 | 0.032242 | 0.031851 | 0.031851 | Lodging - Hotel - Office (General) - Sat | 10 | 6 | 22 | 282.152 | 11.5387 | 0 | 0 | 282.152 | 11.5387 | 0 | 0 | 5.426 | 0.2219 | 0 | 0 | 0 | 0 | 0 | 0.16 | 0.168 | 0.27 | 0.42 | 0.438 | 0.438 | 0.438 | 0.438 | 0.438 | 0.438 | 0.438 | 0.402 | 0.342 | 0.258 | 0.18 | 0.16 | 0 | 0 | 0 |  | 242.97 | 55.7305 | 0 | 0 | 242.97 | 55.7305 | 0 | 0 | 4.6725 | 1.0717 | 0 | 0 | 0 | 0 | 0 | 0.25 | 0.25 | 0.25 | 0.315 | 0.3285 | 0.3285 | 0.3285 | 0.3285 | 0.3285 | 0.3285 | 0.3285 | 0.3015 | 0.2565 | 0.25 | 0.25 | 0.25 | 0 | 0 | 0 | 0.84222 | 0.84 | 0.86088 | 0.84
934 | 9 | 34 | 6 | 2 |  |  |  |  | Lodging - Hotel | Office (General) | Lodging - Hotel - Office (General) |  | Lodging - Hotel | Lodging - Hotel - Office (General) | Hotel (public) Admin | Sun | Open | 52 | 52 | 0.020541 | 0.31984 | 0.31984 | 0.31984 | 0.31984 | 0.31984 | 0.25833 | 0.25833 | 0 | 0 | 0 | 0 | 0 | 0 | 0 | 1.9295 | 1.9295 | 1.9295 | 1.9295 | 1.9295 | 1.5584 | 1.5584 | 0 | 0 | 0 | 0 | 0 | 0 | 0 | 0 | 0 | 0 | 0 | 0 | 0 | 0 | 0 | 0 | 0 | 0 | 0 | 0 | 0 | 0 | 0 | 0 | 0 | 0 | 0 | 0 | 0 | 0 | 0 | 0 | 0 | 0 | 0 | 0.89567 | 0.89567 | 0.89567 | 0.89567 | 0.89567 | 0.72342 | 0.72342 | 0 | 0 | 0 | 0 | 0 | 0 | 0 | 5.4955 | 5.4955 | 5.4955 | 5.4955 | 5.4955 | 4.4387 | 4.4387 | 0 | 0 | 0 | 0 | 0 | 0 | 0 | 0 | 0 | 0 | 0 | 0 | 0 | 0 | 0 | 0 | 0 | 0 | 0 | 0 | 0 | 0 | 0 | 0 | 0 | 0 | 0 | 0 | 0 | 0 | 0 | 0 | 0 | 0 | 0 | Hotel (public) Admin ILit Sun | Hotel (public) Admin ILit all | 3787 | 16 | 43.8 | Hotel (public) Admin ILit2 Sun | Hotel (public) Admin ILit2 Sun | Hotel (public) Admin ILit2 All | 3871 | 25 | 32.85 | 3787 | 5.6479 | 0.35784 | 0.16 | 0.16 | 0.16 | 0.16 | 0.16 | 0.16 | 0.168 | 0.27 | 0.42 | 0.438 | 0.438 | 0.438 | 0.438 | 0.438 | 0.438 | 0.438 | 0.402 | 0.342 | 0.258 | 0.18 | 0.16 | 0.16 | 0.16 | 0.16 | 5.7442 | 0.26838 | 0.25 | 0.25 | 0.25 | 0.25 | 0.25 | 0.25 | 0.25 | 0.25 | 0.315 | 0.3285 | 0.3285 | 0.3285 | 0.3285 | 0.3285 | 0.3285 | 0.3285 | 0.3015 | 0.2565 | 0.25 | 0.25 | 0.25 | 0.25 | 0.25 | 0.25 | 0 | 0 | 0 | 0 | 0 | 0 | 0.028777 | 0.39568 | 0.93525 | 1 | 1 | 1 | 1 | 1 | 1 | 1 | 0.8705 | 0.65468 | 0.35252 | 0.071942 | 0 | 0 | 0 | 0 | 0 | 0 | 0 | 0 | 0 | 0 | 0 | 0 | 0.82803 | 1 | 1 | 1 | 1 | 1 | 1 | 1 | 0.65605 | 0.082803 | 0 | 0 | 0 | 0 | 0 | 0 | 16 | 0.66337 | 0.20792 | 0.079208 | 0.049505 | 0.76136 | 0 | 0 | 0 | 0 | 0 | 0 | 0 | 0 |  | 0.04012 | 0.04012 | 0.037146 | 0.037146 | 0.032242 | 0.031851 | 0.031851 | Lodging - Hotel - Office (General) - Sun | 12 | 6 | 22 | 282.152 | 11.5387 | 0 | 0 | 282.152 | 11.5387 | 0 | 0 | 5.426 | 0.2219 | 0 | 0 | 0 | 0 | 0 | 0.16 | 0.168 | 0.27 | 0.42 | 0.438 | 0.438 | 0.438 | 0.438 | 0.438 | 0.438 | 0.438 | 0.402 | 0.342 | 0.258 | 0.18 | 0.16 | 0 | 0 | 0 |  | 242.97 | 55.7305 | 0 | 0 | 242.97 | 55.7305 | 0 | 0 | 4.6725 | 1.0717 | 0 | 0 | 0 | 0 | 0 | 0.25 | 0.25 | 0.25 | 0.315 | 0.3285 | 0.3285 | 0.3285 | 0.3285 | 0.3285 | 0.3285 | 0.3285 | 0.3015 | 0.2565 | 0.25 | 0.25 | 0.25 | 0 | 0 | 0 | 0.84222 | 0.84 | 0.86088 | 0.84
935 | 9 | 35 | 7 | 3 |  |  |  |  | Lodging - Hotel | Office (General) | Lodging - Hotel - Office (General) |  | Lodging - Hotel | Lodging - Hotel - Office (General) | Hotel (public) Admin | Hol | Open | 10 | 10 | 0.020541 | 0.31984 | 0.31984 | 0.31984 | 0.31984 | 0.31984 | 0.25833 | 0.25833 | 0 | 0 | 0 | 0 | 0 | 0 | 0 | 0.37106 | 0.37106 | 0.37106 | 0.37106 | 0.37106 | 0.2997 | 0.2997 | 0 | 0 | 0 | 0 | 0 | 0 | 0 | 0 | 0 | 0 | 0 | 0 | 0 | 0 | 0 | 0 | 0 | 0 | 0 | 0 | 0 | 0 | 0 | 0 | 0 | 0 | 0 | 0 | 0 | 0 | 0 | 0 | 0 | 0 | 0 | 0.89567 | 0.89567 | 0.89567 | 0.89567 | 0.89567 | 0.72342 | 0.72342 | 0 | 0 | 0 | 0 | 0 | 0 | 0 | 1.0568 | 1.0568 | 1.0568 | 1.0568 | 1.0568 | 0.85359 | 0.85359 | 0 | 0 | 0 | 0 | 0 | 0 | 0 | 0 | 0 | 0 | 0 | 0 | 0 | 0 | 0 | 0 | 0 | 0 | 0 | 0 | 0 | 0 | 0 | 0 | 0 | 0 | 0 | 0 | 0 | 0 | 0 | 0 | 0 | 0 | 0 | Hotel (public) Admin ILit Hol | Hotel (public) Admin ILit all | 3787 | 16 | 43.8 | Hotel (public) Admin ILit2 Hol | Hotel (public) Admin ILit2 Hol | Hotel (public) Admin ILit2 All | 3871 | 25 | 32.85 | 3787 | 5.6479 | 0.35784 | 0.16 | 0.16 | 0.16 | 0.16 | 0.16 | 0.16 | 0.168 | 0.27 | 0.42 | 0.438 | 0.438 | 0.438 | 0.438 | 0.438 | 0.438 | 0.438 | 0.402 | 0.342 | 0.258 | 0.18 | 0.16 | 0.16 | 0.16 | 0.16 | 5.7442 | 0.26838 | 0.25 | 0.25 | 0.25 | 0.25 | 0.25 | 0.25 | 0.25 | 0.25 | 0.315 | 0.3285 | 0.3285 | 0.3285 | 0.3285 | 0.3285 | 0.3285 | 0.3285 | 0.3015 | 0.2565 | 0.25 | 0.25 | 0.25 | 0.25 | 0.25 | 0.25 | 0 | 0 | 0 | 0 | 0 | 0 | 0.028777 | 0.39568 | 0.93525 | 1 | 1 | 1 | 1 | 1 | 1 | 1 | 0.8705 | 0.65468 | 0.35252 | 0.071942 | 0 | 0 | 0 | 0 | 0 | 0 | 0 | 0 | 0 | 0 | 0 | 0 | 0.82803 | 1 | 1 | 1 | 1 | 1 | 1 | 1 | 0.65605 | 0.082803 | 0 | 0 | 0 | 0 | 0 | 0 | 16 | 0.66337 | 0.20792 | 0.079208 | 0.049505 | 0.76136 | 0 | 0 | 0 | 0 | 0 | 0 | 0 | 0 |  | 0.04012 | 0.04012 | 0.037146 | 0.037146 | 0.032242 | 0.031851 | 0.031851 | Lodging - Hotel - Office (General) - Hol | 14 | 6 | 22 | 54.26 | 2.219 | 0 | 0 | 54.26 | 2.219 | 0 | 0 | 5.426 | 0.2219 | 0 | 0 | 0 | 0 | 0 | 0.16 | 0.168 | 0.27 | 0.42 | 0.438 | 0.438 | 0.438 | 0.438 | 0.438 | 0.438 | 0.438 | 0.402 | 0.342 | 0.258 | 0.18 | 0.16 | 0 | 0 | 0 |  | 46.725 | 10.7174 | 0 | 0 | 46.725 | 10.7174 | 0 | 0 | 4.6725 | 1.0717 | 0 | 0 | 0 | 0 | 0 | 0.25 | 0.25 | 0.25 | 0.315 | 0.3285 | 0.3285 | 0.3285 | 0.3285 | 0.3285 | 0.3285 | 0.3285 | 0.3015 | 0.2565 | 0.25 | 0.25 | 0.25 | 0 | 0 | 0 | 0.84222 | 0.84 | 0.86088 | 0.84
936 | 9 | 36 | 8 | 4 | Lodging - Hotel | Lodging - Hotel | Lodging - Hotel - Office (General) | Lodging - Hotel - Office (General) | Lodging - Hotel | Office (General) | Lodging - Hotel - Office (General) |  | Lodging - Hotel | Lodging - Hotel - Office (General) | Hotel (public) Admin | all | Open | 251 | 251 | 0.020541 | 0.31984 | 0.31984 | 0.31984 | 0.31984 | 0.31984 | 0.25833 | 0.25833 | 0.0065698 | 0.0065698 | 0.0065698 | 0.0065698 | 0.0065698 | 0.0053064 | 0.0053064 | 14.1245 | 14.1245 | 14.1245 | 14.1245 | 14.1245 | 11.4082 | 11.4082 | 0.0039182 | 0.0039182 | 0.0039182 | 0.0039182 | 0.0039182 | 0.0031647 | 0.0031647 | 2793.7594 | 2793.7594 | 2793.7594 | 2793.7594 | 2793.7594 | 2793.7594 | 2793.7594 | 1931.8845 | 1931.8845 | 1796.063 | 1796.063 | 1644.9957 | 1637.7375 | 1637.7375 | 0.5964 | 0.5964 | 0.5964 | 0.5964 | 0.5964 | 0.5964 | 0.5964 | 0.24443 | 0.24443 | 0.22574 | 0.22574 | 0.20678 | 0.20432 | 0.20432 | 0.89567 | 0.89567 | 0.89567 | 0.89567 | 0.89567 | 0.72342 | 0.72342 | 0.018398 | 0.018398 | 0.018398 | 0.018398 | 0.018398 | 0.01486 | 0.01486 | 35.5707 | 35.5707 | 35.5707 | 35.5707 | 35.5707 | 28.7302 | 28.7302 | 0.0082295 | 0.0082295 | 0.0082295 | 0.0082295 | 0.0082295 | 0.0066469 | 0.0066469 | 2588.2333 | 2588.2333 | 2588.2333 | 2588.2333 | 2588.2333 | 2588.2333 | 2588.2333 | 1685.0084 | 1685.0084 | 1583.7265 | 1583.7265 | 1461.1607 | 1454.0396 | 1454.0396 | 0.4473 | 0.4473 | 0.4473 | 0.4473 | 0.4473 | 0.4473 | 0.4473 | 0.19685 | 0.19685 | 0.18337 | 0.18337 | 0.16965 | 0.1679 | 0.1679 | Hotel (public) Admin ILit all | Hotel (public) Admin ILit all | 3786 | 16 | 73 | Hotel (public) Admin ILit2 all | Hotel (public) Admin ILit2 all | Hotel (public) Admin ILit2 All | 3870 | 25 | 54.75 | 3786 | 8.5653 | 0.5964 | 0.16 | 0.16 | 0.16 | 0.16 | 0.16 | 0.18 | 0.28 | 0.45 | 0.7 | 0.73 | 0.73 | 0.73 | 0.73 | 0.73 | 0.73 | 0.73 | 0.67 | 0.57 | 0.43 | 0.3 | 0.2 | 0.16 | 0.16 | 0.16 | 7.7027 | 0.4473 | 0.25 | 0.25 | 0.25 | 0.25 | 0.25 | 0.25 | 0.25 | 0.3375 | 0.525 | 0.5475 | 0.5475 | 0.5475 | 0.5475 | 0.5475 | 0.5475 | 0.5475 | 0.5025 | 0.4275 | 0.3225 | 0.25 | 0.25 | 0.25 | 0.25 | 0.25 | 0 | 0 | 0 | 0 | 0 | 0.035088 | 0.21053 | 0.50877 | 0.94737 | 1 | 1 | 1 | 1 | 1 | 1 | 1 | 0.89474 | 0.7193 | 0.47368 | 0.24561 | 0.070175 | 0 | 0 | 0 | 0 | 0 | 0 | 0 | 0 | 0 | 0 | 0.29412 | 0.92437 | 1 | 1 | 1 | 1 | 1 | 1 | 1 | 0.84874 | 0.59664 | 0.2437 | 0 | 0 | 0 | 0 | 0 | 16 | 0.66337 | 0.20792 | 0.079208 | 0.049505 | 0.76136 | 0.094103 | 0.00061824 | 0.00061824 | 0.00061824 | 0.00061824 | 0.00061824 | 0.00049935 | 0.00049935 | Lodging - Hotel | 0.04012 | 0.04012 | 0.037146 | 0.037146 | 0.032242 | 0.031851 | 0.031851 | Lodging - Hotel - Office (General) - all | 16 | 6 | 22 | 2231.39 | -81.491 | 2231.39 | -81.491 | 0 | 0 | 8.89 | -0.32467 | 0 | 0 | 0 | 0 | 0 | 0 | 0 | 0.18 | 0.28 | 0.45 | 0.7 | 0.73 | 0.73 | 0.73 | 0.73 | 0.73 | 0.73 | 0.73 | 0.67 | 0.57 | 0.43 | 0.3 | 0.2 | 0 | 0 | 0 |  | 1743.8225 | 189.5674 | 1743.8225 | 189.5674 | 0 | 0 | 6.9475 | 0.75525 | 0 | 0 | 0 | 0 | 0 | 0 | 0 | 0.25 | 0.25 | 0.3375 | 0.525 | 0.5475 | 0.5475 | 0.5475 | 0.5475 | 0.5475 | 0.5475 | 0.5475 | 0.5025 | 0.4275 | 0.3225 | 0.25 | 0.25 | 0 | 0 | 0 | 0.84222 | 0.84 | 0.86088 | 0.84
1001 | 10 | 1 | 5 | 1 |  |  |  |  | Lodging - Motel | Corridor | Lodging - Motel - Corridor |  | Lodging - Motel | Lodging - Motel - Corridor | Motel Corridor | Sat | Open | 52 | 52 | 0.11185 | 0.23409 | 0.23409 | 0.17557 | 0.17557 | 0.17557 | 0.17557 | 0.17557 | 0 | 0 | 0 | 0 | 0 | 0 | 0 | 24.8695 | 24.8695 | 18.6521 | 18.6521 | 18.6521 | 18.6521 | 18.6521 | 0 | 0 | 0 | 0 | 0 | 0 | 0 | 0 | 0 | 0 | 0 | 0 | 0 | 0 | 0 | 0 | 0 | 0 | 0 | 0 | 0 | 0 | 0 | 0 | 0 | 0 | 0 | 0 | 0 | 0 | 0 | 0 | 0 | 0 | 0 | 0.51264 | 0.51264 | 0.38448 | 0.38448 | 0.38448 | 0.38448 | 0.38448 | 0 | 0 | 0 | 0 | 0 | 0 | 0 | 55.2638 | 55.2638 | 41.4479 | 41.4479 | 41.4479 | 41.4479 | 41.4479 | 0 | 0 | 0 | 0 | 0 | 0 | 0 | 0 | 0 | 0 | 0 | 0 | 0 | 0 | 0 | 0 | 0 | 0 | 0 | 0 | 0 | 0 | 0 | 0 | 0 | 0 | 0 | 0 | 0 | 0 | 0 | 0 | 0 | 0 | 0 | Motel Corridor ILit Sat | Motel Corridor ILit all | 3802 | 90 | 90 | Motel Corridor ILit2 Sat | Motel Corridor ILit Sat | Motel Corridor ILit all | 3802 | 90 | 90 | 3802 | 18.2661 | 0.756 | 0.9 | 0.9 | 0.9 | 0.9 | 0.9 | 0.9 | 0.9 | 0.9 | 0.9 | 0.9 | 0.9 | 0.9 | 0.9 | 0.9 | 0.9 | 0.9 | 0.9 | 0.9 | 0.9 | 0.9 | 0.9 | 0.9 | 0.9 | 0.9 | 18.5349 | 0.756 | 0.9 | 0.9 | 0.9 | 0.9 | 0.9 | 0.9 | 0.9 | 0.9 | 0.9 | 0.9 | 0.9 | 0.9 | 0.9 | 0.9 | 0.9 | 0.9 | 0.9 | 0.9 | 0.9 | 0.9 | 0.9 | 0.9 | 0.9 | 0.9 | 0 | 0 | 0 | 0 | 0 | 0 | 0 | 0 | 0 | 0 | 0 | 0 | 0 | 0 | 0 | 0 | 0 | 0 | 0 | 0 | 0 | 0 | 0 | 0 | 0 | 0 | 0 | 0 | 0 | 0 | 0 | 0 | 0 | 0 | 0 | 0 | 0 | 0 | 0 | 0 | 0 | 0 | 0 | 0 | 0 | 0 | 0 | 0 | 16 | 0.66337 | 0.20792 | 0.079208 | 0.049505 | 0.76136 | 0 | 0 | 0 | 0 | 0 | 0 | 0 | 0 |  | 0.02262 | 0.02262 | 0.019349 | 0.019349 | 0.019349 | 0.018904 | 0.018904 | Lodging - Motel - Corridor - Sat | 10 | 25 | 16 | 949.8397 | 0 | 0 | 0 | 949.8397 | 0 | 0 | 0 | 18.2661 | 0 | 0 | 0 | 0 | 0 | 0 | 0 | 0 | 0 | 0 | 0 | 0 | 0 | 0 | 0 | 0 | 0 | 0 | 0 | 0 | 0 | 0 | 0 | 0 | 0 |  | 46.8 | 917.0171 | 0 | 0 | 46.8 | 917.0171 | 0 | 0 | 0.9 | 17.6349 | 0 | 0 | 0 | 0 | 0 | 0 | 0 | 0 | 0 | 0 | 0 | 0 | 0 | 0 | 0 | 0 | 0 | 0 | 0 | 0 | 0 | 0 | 0 | 0 | 0.84566 | 0.84 | 0.8581 | 0.84
1002 | 10 | 2 | 6 | 2 |  |  |  |  | Lodging - Motel | Corridor | Lodging - Motel - Corridor |  | Lodging - Motel | Lodging - Motel - Corridor | Motel Corridor | Sun | Open | 52 | 52 | 0.11185 | 0.23409 | 0.23409 | 0.17557 | 0.17557 | 0.17557 | 0.17557 | 0.17557 | 0 | 0 | 0 | 0 | 0 | 0 | 0 | 24.8695 | 24.8695 | 18.6521 | 18.6521 | 18.6521 | 18.6521 | 18.6521 | 0 | 0 | 0 | 0 | 0 | 0 | 0 | 0 | 0 | 0 | 0 | 0 | 0 | 0 | 0 | 0 | 0 | 0 | 0 | 0 | 0 | 0 | 0 | 0 | 0 | 0 | 0 | 0 | 0 | 0 | 0 | 0 | 0 | 0 | 0 | 0.51264 | 0.51264 | 0.38448 | 0.38448 | 0.38448 | 0.38448 | 0.38448 | 0 | 0 | 0 | 0 | 0 | 0 | 0 | 55.2638 | 55.2638 | 41.4479 | 41.4479 | 41.4479 | 41.4479 | 41.4479 | 0 | 0 | 0 | 0 | 0 | 0 | 0 | 0 | 0 | 0 | 0 | 0 | 0 | 0 | 0 | 0 | 0 | 0 | 0 | 0 | 0 | 0 | 0 | 0 | 0 | 0 | 0 | 0 | 0 | 0 | 0 | 0 | 0 | 0 | 0 | Motel Corridor ILit Sun | Motel Corridor ILit all | 3802 | 90 | 90 | Motel Corridor ILit2 Sun | Motel Corridor ILit Sun | Motel Corridor ILit all | 3802 | 90 | 90 | 3802 | 18.2661 | 0.756 | 0.9 | 0.9 | 0.9 | 0.9 | 0.9 | 0.9 | 0.9 | 0.9 | 0.9 | 0.9 | 0.9 | 0.9 | 0.9 | 0.9 | 0.9 | 0.9 | 0.9 | 0.9 | 0.9 | 0.9 | 0.9 | 0.9 | 0.9 | 0.9 | 18.5349 | 0.756 | 0.9 | 0.9 | 0.9 | 0.9 | 0.9 | 0.9 | 0.9 | 0.9 | 0.9 | 0.9 | 0.9 | 0.9 | 0.9 | 0.9 | 0.9 | 0.9 | 0.9 | 0.9 | 0.9 | 0.9 | 0.9 | 0.9 | 0.9 | 0.9 | 0 | 0 | 0 | 0 | 0 | 0 | 0 | 0 | 0 | 0 | 0 | 0 | 0 | 0 | 0 | 0 | 0 | 0 | 0 | 0 | 0 | 0 | 0 | 0 | 0 | 0 | 0 | 0 | 0 | 0 | 0 | 0 | 0 | 0 | 0 | 0 | 0 | 0 | 0 | 0 | 0 | 0 | 0 | 0 | 0 | 0 | 0 | 0 | 16 | 0.66337 | 0.20792 | 0.079208 | 0.049505 | 0.76136 | 0 | 0 | 0 | 0 | 0 | 0 | 0 | 0 |  | 0.02262 | 0.02262 | 0.019349 | 0.019349 | 0.019349 | 0.018904 | 0.018904 | Lodging - Motel - Corridor - Sun | 12 | 25 | 16 | 949.8397 | 0 | 0 | 0 | 949.8397 | 0 | 0 | 0 | 18.2661 | 0 | 0 | 0 | 0 | 0 | 0 | 0 | 0 | 0 | 0 | 0 | 0 | 0 | 0 | 0 | 0 | 0 | 0 | 0 | 0 | 0 | 0 | 0 | 0 | 0 |  | 46.8 | 917.0171 | 0 | 0 | 46.8 | 917.0171 | 0 | 0 | 0.9 | 17.6349 | 0 | 0 | 0 | 0 | 0 | 0 | 0 | 0 | 0 | 0 | 0 | 0 | 0 | 0 | 0 | 0 | 0 | 0 | 0 | 0 | 0 | 0 | 0 | 0 | 0.84566 | 0.84 | 0.8581 | 0.84
1003 | 10 | 3 | 7 | 3 |  |  |  |  | Lodging - Motel | Corridor | Lodging - Motel - Corridor |  | Lodging - Motel | Lodging - Motel - Corridor | Motel Corridor | Hol | Open | 10 | 10 | 0.11185 | 0.23409 | 0.23409 | 0.17557 | 0.17557 | 0.17557 | 0.17557 | 0.17557 | 0 | 0 | 0 | 0 | 0 | 0 | 0 | 4.7826 | 4.7826 | 3.5869 | 3.5869 | 3.5869 | 3.5869 | 3.5869 | 0 | 0 | 0 | 0 | 0 | 0 | 0 | 0 | 0 | 0 | 0 | 0 | 0 | 0 | 0 | 0 | 0 | 0 | 0 | 0 | 0 | 0 | 0 | 0 | 0 | 0 | 0 | 0 | 0 | 0 | 0 | 0 | 0 | 0 | 0 | 0.51264 | 0.51264 | 0.38448 | 0.38448 | 0.38448 | 0.38448 | 0.38448 | 0 | 0 | 0 | 0 | 0 | 0 | 0 | 10.6277 | 10.6277 | 7.9707 | 7.9707 | 7.9707 | 7.9707 | 7.9707 | 0 | 0 | 0 | 0 | 0 | 0 | 0 | 0 | 0 | 0 | 0 | 0 | 0 | 0 | 0 | 0 | 0 | 0 | 0 | 0 | 0 | 0 | 0 | 0 | 0 | 0 | 0 | 0 | 0 | 0 | 0 | 0 | 0 | 0 | 0 | Motel Corridor ILit Hol | Motel Corridor ILit all | 3802 | 90 | 90 | Motel Corridor ILit2 Hol | Motel Corridor ILit Hol | Motel Corridor ILit all | 3802 | 90 | 90 | 3802 | 18.2661 | 0.756 | 0.9 | 0.9 | 0.9 | 0.9 | 0.9 | 0.9 | 0.9 | 0.9 | 0.9 | 0.9 | 0.9 | 0.9 | 0.9 | 0.9 | 0.9 | 0.9 | 0.9 | 0.9 | 0.9 | 0.9 | 0.9 | 0.9 | 0.9 | 0.9 | 18.5349 | 0.756 | 0.9 | 0.9 | 0.9 | 0.9 | 0.9 | 0.9 | 0.9 | 0.9 | 0.9 | 0.9 | 0.9 | 0.9 | 0.9 | 0.9 | 0.9 | 0.9 | 0.9 | 0.9 | 0.9 | 0.9 | 0.9 | 0.9 | 0.9 | 0.9 | 0 | 0 | 0 | 0 | 0 | 0 | 0 | 0 | 0 | 0 | 0 | 0 | 0 | 0 | 0 | 0 | 0 | 0 | 0 | 0 | 0 | 0 | 0 | 0 | 0 | 0 | 0 | 0 | 0 | 0 | 0 | 0 | 0 | 0 | 0 | 0 | 0 | 0 | 0 | 0 | 0 | 0 | 0 | 0 | 0 | 0 | 0 | 0 | 16 | 0.66337 | 0.20792 | 0.079208 | 0.049505 | 0.76136 | 0 | 0 | 0 | 0 | 0 | 0 | 0 | 0 |  | 0.02262 | 0.02262 | 0.019349 | 0.019349 | 0.019349 | 0.018904 | 0.018904 | Lodging - Motel - Corridor - Hol | 14 | 25 | 16 | 182.6615 | 0 | 0 | 0 | 182.6615 | 0 | 0 | 0 | 18.2661 | 0 | 0 | 0 | 0 | 0 | 0 | 0 | 0 | 0 | 0 | 0 | 0 | 0 | 0 | 0 | 0 | 0 | 0 | 0 | 0 | 0 | 0 | 0 | 0 | 0 |  | 9 | 176.3494 | 0 | 0 | 9 | 176.3494 | 0 | 0 | 0.9 | 17.6349 | 0 | 0 | 0 | 0 | 0 | 0 | 0 | 0 | 0 | 0 | 0 | 0 | 0 | 0 | 0 | 0 | 0 | 0 | 0 | 0 | 0 | 0 | 0 | 0 | 0.84566 | 0.84 | 0.8581 | 0.84
1004 | 10 | 4 | 8 | 4 |  |  | Lodging - Motel - Corridor | Lodging - Motel - Corridor | Lodging - Motel | Corridor | Lodging - Motel - Corridor |  | Lodging - Motel | Lodging - Motel - Corridor | Motel Corridor | all | Open | 251 | 251 | 0.11185 | 0.23409 | 0.23409 | 0.17557 | 0.17557 | 0.17557 | 0.17557 | 0.17557 | 0.026183 | 0.026183 | 0.019637 | 0.019637 | 0.019637 | 0.019637 | 0.019637 | 120.0431 | 120.0431 | 90.0323 | 90.0323 | 90.0323 | 90.0323 | 90.0323 | 0.019794 | 0.019794 | 0.014846 | 0.014846 | 0.014846 | 0.014846 | 0.014846 | 6667.144 | 6667.144 | 6667.144 | 6667.144 | 6667.144 | 6667.144 | 6667.144 | 0 | 0 | 0 | 0 | 0 | 0 | 0 | 0.756 | 0.756 | 0.756 | 0.756 | 0.756 | 0.756 | 0.756 | 0 | 0 | 0 | 0 | 0 | 0 | 0 | 0.51264 | 0.51264 | 0.38448 | 0.38448 | 0.38448 | 0.38448 | 0.38448 | 0.057338 | 0.057338 | 0.043004 | 0.043004 | 0.043004 | 0.043004 | 0.043004 | 207.4754 | 207.4754 | 155.6066 | 155.6066 | 155.6066 | 155.6066 | 155.6066 | 0.033715 | 0.033715 | 0.025286 | 0.025286 | 0.025286 | 0.025286 | 0.025286 | 5731.4166 | 5731.4166 | 5731.4166 | 5731.4166 | 5731.4166 | 5731.4166 | 5731.4166 | 0 | 0 | 0 | 0 | 0 | 0 | 0 | 0.588 | 0.588 | 0.588 | 0.588 | 0.588 | 0.588 | 0.588 | 0 | 0 | 0 | 0 | 0 | 0 | 0 | Motel Corridor ILit all | Motel Corridor ILit all | 3802 | 90 | 90 | Motel Corridor ILit2 all | Motel Corridor ILit2 all | Motel Corridor ILit2 All | 3886 | 70 | 70 | 3802 | 18.2661 | 0.756 | 0.9 | 0.9 | 0.9 | 0.9 | 0.9 | 0.9 | 0.9 | 0.9 | 0.9 | 0.9 | 0.9 | 0.9 | 0.9 | 0.9 | 0.9 | 0.9 | 0.9 | 0.9 | 0.9 | 0.9 | 0.9 | 0.9 | 0.9 | 0.9 | 14.4161 | 0.588 | 0.7 | 0.7 | 0.7 | 0.7 | 0.7 | 0.7 | 0.7 | 0.7 | 0.7 | 0.7 | 0.7 | 0.7 | 0.7 | 0.7 | 0.7 | 0.7 | 0.7 | 0.7 | 0.7 | 0.7 | 0.7 | 0.7 | 0.7 | 0.7 | 0 | 0 | 0 | 0 | 0 | 0 | 0 | 0 | 0 | 0 | 0 | 0 | 0 | 0 | 0 | 0 | 0 | 0 | 0 | 0 | 0 | 0 | 0 | 0 | 0 | 0 | 0 | 0 | 0 | 0 | 0 | 0 | 0 | 0 | 0 | 0 | 0 | 0 | 0 | 0 | 0 | 0 | 0 | 0 | 0 | 0 | 0 | 0 | 16 | 0.66337 | 0.20792 | 0.079208 | 0.049505 | 0.76136 | 0.11668 | 0.0030551 | 0.0030551 | 0.0022914 | 0.0022914 | 0.0022914 | 0.0022914 | 0.0022914 |  | 0.02262 | 0.02262 | 0.019349 | 0.019349 | 0.019349 | 0.018904 | 0.018904 | Lodging - Motel - Corridor - all | 16 | 25 | 16 | 4584.8032 | 0 | 4584.8032 | 0 | 0 | 0 | 18.2661 | 0 | 0 | 0 | 0 | 0 | 0 | 0 | 0 | 0 | 0 | 0 | 0 | 0 | 0 | 0 | 0 | 0 | 0 | 0 | 0 | 0 | 0 | 0 | 0 | 0 | 0 | 0 |  | 3618.433 | 0 | 3618.433 | 0 | 0 | 0 | 14.4161 | 0 | 0 | 0 | 0 | 0 | 0 | 0 | 0 | 0 | 0 | 0 | 0 | 0 | 0 | 0 | 0 | 0 | 0 | 0 | 0 | 0 | 0 | 0 | 0 | 0 | 0 | 0 | 0.84566 | 0.84 | 0.8581 | 0.84
1005 | 10 | 5 | 5 | 1 |  |  |  |  | Lodging - Motel | Hotel/Motel Guest Room (incl. toilets) - 12hr occ | Lodging - Motel - Hotel/Motel Guest Room (incl. toilets) - 12hr occ |  | Lodging - Motel | Lodging - Motel - Hotel/Motel Guest Room (incl. toilets) - 12hr occ | Motel Rooms (12 hour occup) | Sat | Open | 52 | 52 | 0.43163 | 0.23956 | 0.23956 | 0.23956 | 0.23956 | 0.23956 | 0.23956 | 0.23956 | 0 | 0 | 0 | 0 | 0 | 0 | 0 | 10.0914 | 10.0914 | 10.0914 | 10.0914 | 10.0914 | 10.0914 | 10.0914 | 0 | 0 | 0 | 0 | 0 | 0 | 0 | 0 | 0 | 0 | 0 | 0 | 0 | 0 | 0 | 0 | 0 | 0 | 0 | 0 | 0 | 0 | 0 | 0 | 0 | 0 | 0 | 0 | 0 | 0 | 0 | 0 | 0 | 0 | 0 | 0.52462 | 0.52462 | 0.52462 | 0.52462 | 0.52462 | 0.52462 | 0.52462 | 0 | 0 | 0 | 0 | 0 | 0 | 0 | 22.7717 | 22.7717 | 22.7717 | 22.7717 | 22.7717 | 22.7717 | 22.7717 | 0 | 0 | 0 | 0 | 0 | 0 | 0 | 0 | 0 | 0 | 0 | 0 | 0 | 0 | 0 | 0 | 0 | 0 | 0 | 0 | 0 | 0 | 0 | 0 | 0 | 0 | 0 | 0 | 0 | 0 | 0 | 0 | 0 | 0 | 0 | Motel Rooms (12 hour occup) ILit Sat | Motel Rooms (12 hour occup) ILit all | 3797 | 2.8522 | 14.18 | Motel Rooms (12 hour occup) ILit2 Sat | Motel Rooms (12 hour occup) ILit2 Sat | Motel Rooms (12 hour occup) ILit2 All | 3881 | 2.8522 | 14.18 | 3797 | 1.8768 | 0.071724 | 0.058068 | 0.042351 | 0.034294 | 0.029688 | 0.028522 | 0.040827 | 0.054839 | 0.082234 | 0.10617 | 0.1092 | 0.11357 | 0.098124 | 0.09 | 0.088753 | 0.081202 | 0.071129 | 0.086747 | 0.10352 | 0.12836 | 0.13826 | 0.1418 | 0.13989 | 0.12348 | 0.086121 | 1.9339 | 0.071724 | 0.058068 | 0.042351 | 0.034294 | 0.029688 | 0.028522 | 0.040827 | 0.054839 | 0.082234 | 0.10617 | 0.1092 | 0.11357 | 0.098124 | 0.09 | 0.088753 | 0.081202 | 0.071129 | 0.086747 | 0.10352 | 0.12836 | 0.13826 | 0.1418 | 0.13989 | 0.12348 | 0.086121 | 0.26083 | 0.12208 | 0.050958 | 0.010293 | 0 | 0.10863 | 0.23232 | 0.47416 | 0.68549 | 0.71219 | 0.75081 | 0.61444 | 0.54272 | 0.53171 | 0.46505 | 0.37613 | 0.514 | 0.6621 | 0.88137 | 0.96877 | 1 | 0.98311 | 0.83829 | 0.50847 | 0.26083 | 0.12208 | 0.050958 | 0.010293 | 0 | 0.10863 | 0.23232 | 0.47416 | 0.68549 | 0.71219 | 0.75081 | 0.61444 | 0.54272 | 0.53171 | 0.46505 | 0.37613 | 0.514 | 0.6621 | 0.88137 | 0.96877 | 1 | 0.98311 | 0.83829 | 0.50847 | 10 | 0.66337 | 0.20792 | 0.079208 | 0.049505 | 0.76136 | 0 | 0 | 0 | 0 | 0 | 0 | 0 | 0 |  | 0.02262 | 0.02262 | 0.019349 | 0.019349 | 0.019349 | 0.018904 | 0.018904 | Lodging - Motel - Hotel/Motel Guest Room (incl. toilets) - 12hr occ - Sat | 10 | 25 | 16 | 97.5928 | 0 | 0 | 0 | 97.5928 | 0 | 0 | 0 | 1.8768 | 0 | 0 | 0 | 0 | 0 | 0 | 0 | 0 | 0 | 0 | 0 | 0 | 0 | 0 | 0 | 0 | 0 | 0 | 0 | 0 | 0 | 0 | 0 | 0 | 0 |  | 2.8516 | 97.71 | 0 | 0 | 2.8516 | 97.71 | 0 | 0 | 0.054839 | 1.879 | 0 | 0 | 0 | 0 | 0 | 0 | 0 | 0 | 0 | 0 | 0 | 0 | 0 | 0 | 0 | 0 | 0 | 0 | 0 | 0 | 0 | 0 | 0 | 0 | 0.90353 | 0.9 | 0.93102 | 0.9
1006 | 10 | 6 | 6 | 2 |  |  |  |  | Lodging - Motel | Hotel/Motel Guest Room (incl. toilets) - 12hr occ | Lodging - Motel - Hotel/Motel Guest Room (incl. toilets) - 12hr occ |  | Lodging - Motel | Lodging - Motel - Hotel/Motel Guest Room (incl. toilets) - 12hr occ | Motel Rooms (12 hour occup) | Sun | Open | 52 | 52 | 0.43163 | 0.23956 | 0.23956 | 0.23956 | 0.23956 | 0.23956 | 0.23956 | 0.23956 | 0 | 0 | 0 | 0 | 0 | 0 | 0 | 10.0914 | 10.0914 | 10.0914 | 10.0914 | 10.0914 | 10.0914 | 10.0914 | 0 | 0 | 0 | 0 | 0 | 0 | 0 | 0 | 0 | 0 | 0 | 0 | 0 | 0 | 0 | 0 | 0 | 0 | 0 | 0 | 0 | 0 | 0 | 0 | 0 | 0 | 0 | 0 | 0 | 0 | 0 | 0 | 0 | 0 | 0 | 0.52462 | 0.52462 | 0.52462 | 0.52462 | 0.52462 | 0.52462 | 0.52462 | 0 | 0 | 0 | 0 | 0 | 0 | 0 | 22.7717 | 22.7717 | 22.7717 | 22.7717 | 22.7717 | 22.7717 | 22.7717 | 0 | 0 | 0 | 0 | 0 | 0 | 0 | 0 | 0 | 0 | 0 | 0 | 0 | 0 | 0 | 0 | 0 | 0 | 0 | 0 | 0 | 0 | 0 | 0 | 0 | 0 | 0 | 0 | 0 | 0 | 0 | 0 | 0 | 0 | 0 | Motel Rooms (12 hour occup) ILit Sun | Motel Rooms (12 hour occup) ILit all | 3797 | 2.8522 | 14.18 | Motel Rooms (12 hour occup) ILit2 Sun | Motel Rooms (12 hour occup) ILit2 Sun | Motel Rooms (12 hour occup) ILit2 All | 3881 | 2.8522 | 14.18 | 3797 | 1.8768 | 0.071724 | 0.058068 | 0.042351 | 0.034294 | 0.029688 | 0.028522 | 0.040827 | 0.054839 | 0.082234 | 0.10617 | 0.1092 | 0.11357 | 0.098124 | 0.09 | 0.088753 | 0.081202 | 0.071129 | 0.086747 | 0.10352 | 0.12836 | 0.13826 | 0.1418 | 0.13989 | 0.12348 | 0.086121 | 1.9339 | 0.071724 | 0.058068 | 0.042351 | 0.034294 | 0.029688 | 0.028522 | 0.040827 | 0.054839 | 0.082234 | 0.10617 | 0.1092 | 0.11357 | 0.098124 | 0.09 | 0.088753 | 0.081202 | 0.071129 | 0.086747 | 0.10352 | 0.12836 | 0.13826 | 0.1418 | 0.13989 | 0.12348 | 0.086121 | 0.26083 | 0.12208 | 0.050958 | 0.010293 | 0 | 0.10863 | 0.23232 | 0.47416 | 0.68549 | 0.71219 | 0.75081 | 0.61444 | 0.54272 | 0.53171 | 0.46505 | 0.37613 | 0.514 | 0.6621 | 0.88137 | 0.96877 | 1 | 0.98311 | 0.83829 | 0.50847 | 0.26083 | 0.12208 | 0.050958 | 0.010293 | 0 | 0.10863 | 0.23232 | 0.47416 | 0.68549 | 0.71219 | 0.75081 | 0.61444 | 0.54272 | 0.53171 | 0.46505 | 0.37613 | 0.514 | 0.6621 | 0.88137 | 0.96877 | 1 | 0.98311 | 0.83829 | 0.50847 | 10 | 0.66337 | 0.20792 | 0.079208 | 0.049505 | 0.76136 | 0 | 0 | 0 | 0 | 0 | 0 | 0 | 0 |  | 0.02262 | 0.02262 | 0.019349 | 0.019349 | 0.019349 | 0.018904 | 0.018904 | Lodging - Motel - Hotel/Motel Guest Room (incl. toilets) - 12hr occ - Sun | 12 | 25 | 16 | 97.5928 | 0 | 0 | 0 | 97.5928 | 0 | 0 | 0 | 1.8768 | 0 | 0 | 0 | 0 | 0 | 0 | 0 | 0 | 0 | 0 | 0 | 0 | 0 | 0 | 0 | 0 | 0 | 0 | 0 | 0 | 0 | 0 | 0 | 0 | 0 |  | 2.8516 | 97.71 | 0 | 0 | 2.8516 | 97.71 | 0 | 0 | 0.054839 | 1.879 | 0 | 0 | 0 | 0 | 0 | 0 | 0 | 0 | 0 | 0 | 0 | 0 | 0 | 0 | 0 | 0 | 0 | 0 | 0 | 0 | 0 | 0 | 0 | 0 | 0.90353 | 0.9 | 0.93102 | 0.9
1007 | 10 | 7 | 7 | 3 |  |  |  |  | Lodging - Motel | Hotel/Motel Guest Room (incl. toilets) - 12hr occ | Lodging - Motel - Hotel/Motel Guest Room (incl. toilets) - 12hr occ |  | Lodging - Motel | Lodging - Motel - Hotel/Motel Guest Room (incl. toilets) - 12hr occ | Motel Rooms (12 hour occup) | Hol | Open | 10 | 10 | 0.43163 | 0.23956 | 0.23956 | 0.23956 | 0.23956 | 0.23956 | 0.23956 | 0.23956 | 0 | 0 | 0 | 0 | 0 | 0 | 0 | 1.9407 | 1.9407 | 1.9407 | 1.9407 | 1.9407 | 1.9407 | 1.9407 | 0 | 0 | 0 | 0 | 0 | 0 | 0 | 0 | 0 | 0 | 0 | 0 | 0 | 0 | 0 | 0 | 0 | 0 | 0 | 0 | 0 | 0 | 0 | 0 | 0 | 0 | 0 | 0 | 0 | 0 | 0 | 0 | 0 | 0 | 0 | 0.52462 | 0.52462 | 0.52462 | 0.52462 | 0.52462 | 0.52462 | 0.52462 | 0 | 0 | 0 | 0 | 0 | 0 | 0 | 4.3792 | 4.3792 | 4.3792 | 4.3792 | 4.3792 | 4.3792 | 4.3792 | 0 | 0 | 0 | 0 | 0 | 0 | 0 | 0 | 0 | 0 | 0 | 0 | 0 | 0 | 0 | 0 | 0 | 0 | 0 | 0 | 0 | 0 | 0 | 0 | 0 | 0 | 0 | 0 | 0 | 0 | 0 | 0 | 0 | 0 | 0 | Motel Rooms (12 hour occup) ILit Hol | Motel Rooms (12 hour occup) ILit all | 3797 | 2.8522 | 14.18 | Motel Rooms (12 hour occup) ILit2 Hol | Motel Rooms (12 hour occup) ILit2 Hol | Motel Rooms (12 hour occup) ILit2 All | 3881 | 2.8522 | 14.18 | 3797 | 1.8768 | 0.071724 | 0.058068 | 0.042351 | 0.034294 | 0.029688 | 0.028522 | 0.040827 | 0.054839 | 0.082234 | 0.10617 | 0.1092 | 0.11357 | 0.098124 | 0.09 | 0.088753 | 0.081202 | 0.071129 | 0.086747 | 0.10352 | 0.12836 | 0.13826 | 0.1418 | 0.13989 | 0.12348 | 0.086121 | 1.9339 | 0.071724 | 0.058068 | 0.042351 | 0.034294 | 0.029688 | 0.028522 | 0.040827 | 0.054839 | 0.082234 | 0.10617 | 0.1092 | 0.11357 | 0.098124 | 0.09 | 0.088753 | 0.081202 | 0.071129 | 0.086747 | 0.10352 | 0.12836 | 0.13826 | 0.1418 | 0.13989 | 0.12348 | 0.086121 | 0.26083 | 0.12208 | 0.050958 | 0.010293 | 0 | 0.10863 | 0.23232 | 0.47416 | 0.68549 | 0.71219 | 0.75081 | 0.61444 | 0.54272 | 0.53171 | 0.46505 | 0.37613 | 0.514 | 0.6621 | 0.88137 | 0.96877 | 1 | 0.98311 | 0.83829 | 0.50847 | 0.26083 | 0.12208 | 0.050958 | 0.010293 | 0 | 0.10863 | 0.23232 | 0.47416 | 0.68549 | 0.71219 | 0.75081 | 0.61444 | 0.54272 | 0.53171 | 0.46505 | 0.37613 | 0.514 | 0.6621 | 0.88137 | 0.96877 | 1 | 0.98311 | 0.83829 | 0.50847 | 10 | 0.66337 | 0.20792 | 0.079208 | 0.049505 | 0.76136 | 0 | 0 | 0 | 0 | 0 | 0 | 0 | 0 |  | 0.02262 | 0.02262 | 0.019349 | 0.019349 | 0.019349 | 0.018904 | 0.018904 | Lodging - Motel - Hotel/Motel Guest Room (incl. toilets) - 12hr occ - Hol | 14 | 25 | 16 | 18.7678 | 0 | 0 | 0 | 18.7678 | 0 | 0 | 0 | 1.8768 | 0 | 0 | 0 | 0 | 0 | 0 | 0 | 0 | 0 | 0 | 0 | 0 | 0 | 0 | 0 | 0 | 0 | 0 | 0 | 0 | 0 | 0 | 0 | 0 | 0 |  | 0.54839 | 18.7904 | 0 | 0 | 0.54839 | 18.7904 | 0 | 0 | 0.054839 | 1.879 | 0 | 0 | 0 | 0 | 0 | 0 | 0 | 0 | 0 | 0 | 0 | 0 | 0 | 0 | 0 | 0 | 0 | 0 | 0 | 0 | 0 | 0 | 0 | 0 | 0.90353 | 0.9 | 0.93102 | 0.9
1008 | 10 | 8 | 8 | 4 |  |  | Lodging - Motel - Hotel/Motel Guest Room (incl. toilets) - 12hr occ | Lodging - Motel - Hotel/Motel Guest Room (incl. toilets) - 12hr occ | Lodging - Motel | Hotel/Motel Guest Room (incl. toilets) - 12hr occ | Lodging - Motel - Hotel/Motel Guest Room (incl. toilets) - 12hr occ |  | Lodging - Motel | Lodging - Motel - Hotel/Motel Guest Room (incl. toilets) - 12hr occ | Motel Rooms (12 hour occup) | all | Open | 251 | 251 | 0.43163 | 0.23956 | 0.23956 | 0.23956 | 0.23956 | 0.23956 | 0.23956 | 0.23956 | 0.1034 | 0.1034 | 0.1034 | 0.1034 | 0.1034 | 0.1034 | 0.1034 | 48.7103 | 48.7103 | 48.7103 | 48.7103 | 48.7103 | 48.7103 | 48.7103 | 0.0074164 | 0.0074164 | 0.0074164 | 0.0074164 | 0.0074164 | 0.0074164 | 0.0074164 | 685.0261 | 685.0261 | 685.0261 | 685.0261 | 685.0261 | 685.0261 | 685.0261 | 0 | 0 | 0 | 0 | 0 | 0 | 0 | 0.071724 | 0.071724 | 0.071724 | 0.071724 | 0.071724 | 0.071724 | 0.071724 | 0 | 0 | 0 | 0 | 0 | 0 | 0 | 0.52462 | 0.52462 | 0.52462 | 0.52462 | 0.52462 | 0.52462 | 0.52462 | 0.22645 | 0.22645 | 0.22645 | 0.22645 | 0.22645 | 0.22645 | 0.22645 | 109.9171 | 109.9171 | 109.9171 | 109.9171 | 109.9171 | 109.9171 | 109.9171 | 0.016241 | 0.016241 | 0.016241 | 0.016241 | 0.016241 | 0.016241 | 0.016241 | 705.865 | 705.865 | 705.865 | 705.865 | 705.865 | 705.865 | 705.865 | 0 | 0 | 0 | 0 | 0 | 0 | 0 | 0.071724 | 0.071724 | 0.071724 | 0.071724 | 0.071724 | 0.071724 | 0.071724 | 0 | 0 | 0 | 0 | 0 | 0 | 0 | Motel Rooms (12 hour occup) ILit all | Motel Rooms (12 hour occup) ILit all | 3796 | 2.8522 | 14.18 | Motel Rooms (12 hour occup) ILit2 all | Motel Rooms (12 hour occup) ILit2 all | Motel Rooms (12 hour occup) ILit2 All | 3880 | 2.8522 | 14.18 | 3796 | 1.8768 | 0.071724 | 0.058068 | 0.042351 | 0.034294 | 0.029688 | 0.028522 | 0.040827 | 0.054839 | 0.082234 | 0.10617 | 0.1092 | 0.11357 | 0.098124 | 0.09 | 0.088753 | 0.081202 | 0.071129 | 0.086747 | 0.10352 | 0.12836 | 0.13826 | 0.1418 | 0.13989 | 0.12348 | 0.086121 | 1.9339 | 0.071724 | 0.058068 | 0.042351 | 0.034294 | 0.029688 | 0.028522 | 0.040827 | 0.054839 | 0.082234 | 0.10617 | 0.1092 | 0.11357 | 0.098124 | 0.09 | 0.088753 | 0.081202 | 0.071129 | 0.086747 | 0.10352 | 0.12836 | 0.13826 | 0.1418 | 0.13989 | 0.12348 | 0.086121 | 0.26083 | 0.12208 | 0.050958 | 0.010293 | 0 | 0.10863 | 0.23232 | 0.47416 | 0.68549 | 0.71219 | 0.75081 | 0.61444 | 0.54272 | 0.53171 | 0.46505 | 0.37613 | 0.514 | 0.6621 | 0.88137 | 0.96877 | 1 | 0.98311 | 0.83829 | 0.50847 | 0.26083 | 0.12208 | 0.050958 | 0.010293 | 0 | 0.10863 | 0.23232 | 0.47416 | 0.68549 | 0.71219 | 0.75081 | 0.61444 | 0.54272 | 0.53171 | 0.46505 | 0.37613 | 0.514 | 0.6621 | 0.88137 | 0.96877 | 1 | 0.98311 | 0.83829 | 0.50847 | 10 | 0.66337 | 0.20792 | 0.079208 | 0.049505 | 0.76136 | 0.0069189 | 0.00071543 | 0.00071543 | 0.00071543 | 0.00071543 | 0.00071543 | 0.00071543 | 0.00071543 |  | 0.02262 | 0.02262 | 0.019349 | 0.019349 | 0.019349 | 0.018904 | 0.018904 | Lodging - Motel - Hotel/Motel Guest Room (incl. toilets) - 12hr occ - all | 16 | 25 | 16 | 471.0727 | 0 | 471.0727 | 0 | 0 | 0 | 1.8768 | 0 | 0 | 0 | 0 | 0 | 0 | 0 | 0 | 0 | 0 | 0 | 0 | 0 | 0 | 0 | 0 | 0 | 0 | 0 | 0 | 0 | 0 | 0 | 0 | 0 | 0 | 0 |  | 485.4031 | 0 | 485.4031 | 0 | 0 | 0 | 1.9339 | 0 | 0 | 0 | 0 | 0 | 0 | 0 | 0 | 0 | 0 | 0 | 0 | 0 | 0 | 0 | 0 | 0 | 0 | 0 | 0 | 0 | 0 | 0 | 0 | 0 | 0 | 0 | 0.90353 | 0.9 | 0.93102 | 0.9
1009 | 10 | 9 | 5 | 1 |  |  |  |  | Lodging - Motel | Hotel/Motel Guest Room (incl. toilets) - 24hr occ | Lodging - Motel - Hotel/Motel Guest Room (incl. toilets) - 24hr occ |  | Lodging - Motel | Lodging - Motel - Hotel/Motel Guest Room (incl. toilets) - 24hr occ | Motel Rooms (24 hour occup) | Sat | Open | 52 | 52 | 0.21604 | 0.23956 | 0.23956 | 0.23956 | 0.23956 | 0.23956 | 0.23956 | 0.23956 | 0 | 0 | 0 | 0 | 0 | 0 | 0 | 7.5387 | 7.5387 | 7.5387 | 7.5387 | 7.5387 | 7.5387 | 7.5387 | 0 | 0 | 0 | 0 | 0 | 0 | 0 | 0 | 0 | 0 | 0 | 0 | 0 | 0 | 0 | 0 | 0 | 0 | 0 | 0 | 0 | 0 | 0 | 0 | 0 | 0 | 0 | 0 | 0 | 0 | 0 | 0 | 0 | 0 | 0 | 0.52462 | 0.52462 | 0.52462 | 0.52462 | 0.52462 | 0.52462 | 0.52462 | 0 | 0 | 0 | 0 | 0 | 0 | 0 | 17.0114 | 17.0114 | 17.0114 | 17.0114 | 17.0114 | 17.0114 | 17.0114 | 0 | 0 | 0 | 0 | 0 | 0 | 0 | 0 | 0 | 0 | 0 | 0 | 0 | 0 | 0 | 0 | 0 | 0 | 0 | 0 | 0 | 0 | 0 | 0 | 0 | 0 | 0 | 0 | 0 | 0 | 0 | 0 | 0 | 0 | 0 | Motel Rooms (24 hour occup) ILit Sat | Motel Rooms (24 hour occup) ILit all | 3799 | 4.257 | 21.1642 | Motel Rooms (24 hour occup) ILit2 Sat | Motel Rooms (24 hour occup) ILit2 Sat | Motel Rooms (24 hour occup) ILit2 All | 3883 | 4.257 | 21.1642 | 3799 | 2.8012 | 0.10705 | 0.086668 | 0.063211 | 0.051186 | 0.04431 | 0.04257 | 0.060936 | 0.081849 | 0.12274 | 0.15847 | 0.16298 | 0.16951 | 0.14645 | 0.13433 | 0.13247 | 0.1212 | 0.10616 | 0.12947 | 0.15451 | 0.19159 | 0.20636 | 0.21164 | 0.20879 | 0.1843 | 0.12854 | 2.8864 | 0.10705 | 0.086668 | 0.063211 | 0.051186 | 0.04431 | 0.04257 | 0.060936 | 0.081849 | 0.12274 | 0.15847 | 0.16298 | 0.16951 | 0.14645 | 0.13433 | 0.13247 | 0.1212 | 0.10616 | 0.12947 | 0.15451 | 0.19159 | 0.20636 | 0.21164 | 0.20879 | 0.1843 | 0.12854 | 0.26083 | 0.12208 | 0.050958 | 0.010293 | 0 | 0.10863 | 0.23232 | 0.47416 | 0.68549 | 0.71219 | 0.75081 | 0.61444 | 0.54272 | 0.53171 | 0.46505 | 0.37613 | 0.514 | 0.6621 | 0.88137 | 0.96877 | 1 | 0.98311 | 0.83829 | 0.50847 | 0.26083 | 0.12208 | 0.050958 | 0.010293 | 0 | 0.10863 | 0.23232 | 0.47416 | 0.68549 | 0.71219 | 0.75081 | 0.61444 | 0.54272 | 0.53171 | 0.46505 | 0.37613 | 0.514 | 0.6621 | 0.88137 | 0.96877 | 1 | 0.98311 | 0.83829 | 0.50847 | 10 | 0.66337 | 0.20792 | 0.079208 | 0.049505 | 0.76136 | 0 | 0 | 0 | 0 | 0 | 0 | 0 | 0 |  | 0.02262 | 0.02262 | 0.019349 | 0.019349 | 0.019349 | 0.018904 | 0.018904 | Lodging - Motel - Hotel/Motel Guest Room (incl. toilets) - 24hr occ - Sat | 10 | 25 | 16 | 145.6608 | 0 | 0 | 0 | 145.6608 | 0 | 0 | 0 | 2.8012 | 0 | 0 | 0 | 0 | 0 | 0 | 0 | 0 | 0 | 0 | 0 | 0 | 0 | 0 | 0 | 0 | 0 | 0 | 0 | 0 | 0 | 0 | 0 | 0 | 0 |  | 4.2561 | 145.8358 | 0 | 0 | 4.2561 | 145.8358 | 0 | 0 | 0.081849 | 2.8045 | 0 | 0 | 0 | 0 | 0 | 0 | 0 | 0 | 0 | 0 | 0 | 0 | 0 | 0 | 0 | 0 | 0 | 0 | 0 | 0 | 0 | 0 | 0 | 0 | 0.90353 | 0.9 | 0.93102 | 0.9
1010 | 10 | 10 | 6 | 2 |  |  |  |  | Lodging - Motel | Hotel/Motel Guest Room (incl. toilets) - 24hr occ | Lodging - Motel - Hotel/Motel Guest Room (incl. toilets) - 24hr occ |  | Lodging - Motel | Lodging - Motel - Hotel/Motel Guest Room (incl. toilets) - 24hr occ | Motel Rooms (24 hour occup) | Sun | Open | 52 | 52 | 0.21604 | 0.23956 | 0.23956 | 0.23956 | 0.23956 | 0.23956 | 0.23956 | 0.23956 | 0 | 0 | 0 | 0 | 0 | 0 | 0 | 7.5387 | 7.5387 | 7.5387 | 7.5387 | 7.5387 | 7.5387 | 7.5387 | 0 | 0 | 0 | 0 | 0 | 0 | 0 | 0 | 0 | 0 | 0 | 0 | 0 | 0 | 0 | 0 | 0 | 0 | 0 | 0 | 0 | 0 | 0 | 0 | 0 | 0 | 0 | 0 | 0 | 0 | 0 | 0 | 0 | 0 | 0 | 0.52462 | 0.52462 | 0.52462 | 0.52462 | 0.52462 | 0.52462 | 0.52462 | 0 | 0 | 0 | 0 | 0 | 0 | 0 | 17.0114 | 17.0114 | 17.0114 | 17.0114 | 17.0114 | 17.0114 | 17.0114 | 0 | 0 | 0 | 0 | 0 | 0 | 0 | 0 | 0 | 0 | 0 | 0 | 0 | 0 | 0 | 0 | 0 | 0 | 0 | 0 | 0 | 0 | 0 | 0 | 0 | 0 | 0 | 0 | 0 | 0 | 0 | 0 | 0 | 0 | 0 | Motel Rooms (24 hour occup) ILit Sun | Motel Rooms (24 hour occup) ILit all | 3799 | 4.257 | 21.1642 | Motel Rooms (24 hour occup) ILit2 Sun | Motel Rooms (24 hour occup) ILit2 Sun | Motel Rooms (24 hour occup) ILit2 All | 3883 | 4.257 | 21.1642 | 3799 | 2.8012 | 0.10705 | 0.086668 | 0.063211 | 0.051186 | 0.04431 | 0.04257 | 0.060936 | 0.081849 | 0.12274 | 0.15847 | 0.16298 | 0.16951 | 0.14645 | 0.13433 | 0.13247 | 0.1212 | 0.10616 | 0.12947 | 0.15451 | 0.19159 | 0.20636 | 0.21164 | 0.20879 | 0.1843 | 0.12854 | 2.8864 | 0.10705 | 0.086668 | 0.063211 | 0.051186 | 0.04431 | 0.04257 | 0.060936 | 0.081849 | 0.12274 | 0.15847 | 0.16298 | 0.16951 | 0.14645 | 0.13433 | 0.13247 | 0.1212 | 0.10616 | 0.12947 | 0.15451 | 0.19159 | 0.20636 | 0.21164 | 0.20879 | 0.1843 | 0.12854 | 0.26083 | 0.12208 | 0.050958 | 0.010293 | 0 | 0.10863 | 0.23232 | 0.47416 | 0.68549 | 0.71219 | 0.75081 | 0.61444 | 0.54272 | 0.53171 | 0.46505 | 0.37613 | 0.514 | 0.6621 | 0.88137 | 0.96877 | 1 | 0.98311 | 0.83829 | 0.50847 | 0.26083 | 0.12208 | 0.050958 | 0.010293 | 0 | 0.10863 | 0.23232 | 0.47416 | 0.68549 | 0.71219 | 0.75081 | 0.61444 | 0.54272 | 0.53171 | 0.46505 | 0.37613 | 0.514 | 0.6621 | 0.88137 | 0.96877 | 1 | 0.98311 | 0.83829 | 0.50847 | 10 | 0.66337 | 0.20792 | 0.079208 | 0.049505 | 0.76136 | 0 | 0 | 0 | 0 | 0 | 0 | 0 | 0 |  | 0.02262 | 0.02262 | 0.019349 | 0.019349 | 0.019349 | 0.018904 | 0.018904 | Lodging - Motel - Hotel/Motel Guest Room (incl. toilets) - 24hr occ - Sun | 12 | 25 | 16 | 145.6608 | 0 | 0 | 0 | 145.6608 | 0 | 0 | 0 | 2.8012 | 0 | 0 | 0 | 0 | 0 | 0 | 0 | 0 | 0 | 0 | 0 | 0 | 0 | 0 | 0 | 0 | 0 | 0 | 0 | 0 | 0 | 0 | 0 | 0 | 0 |  | 4.2561 | 145.8358 | 0 | 0 | 4.2561 | 145.8358 | 0 | 0 | 0.081849 | 2.8045 | 0 | 0 | 0 | 0 | 0 | 0 | 0 | 0 | 0 | 0 | 0 | 0 | 0 | 0 | 0 | 0 | 0 | 0 | 0 | 0 | 0 | 0 | 0 | 0 | 0.90353 | 0.9 | 0.93102 | 0.9
1011 | 10 | 11 | 7 | 3 |  |  |  |  | Lodging - Motel | Hotel/Motel Guest Room (incl. toilets) - 24hr occ | Lodging - Motel - Hotel/Motel Guest Room (incl. toilets) - 24hr occ |  | Lodging - Motel | Lodging - Motel - Hotel/Motel Guest Room (incl. toilets) - 24hr occ | Motel Rooms (24 hour occup) | Hol | Open | 10 | 10 | 0.21604 | 0.23956 | 0.23956 | 0.23956 | 0.23956 | 0.23956 | 0.23956 | 0.23956 | 0 | 0 | 0 | 0 | 0 | 0 | 0 | 1.4497 | 1.4497 | 1.4497 | 1.4497 | 1.4497 | 1.4497 | 1.4497 | 0 | 0 | 0 | 0 | 0 | 0 | 0 | 0 | 0 | 0 | 0 | 0 | 0 | 0 | 0 | 0 | 0 | 0 | 0 | 0 | 0 | 0 | 0 | 0 | 0 | 0 | 0 | 0 | 0 | 0 | 0 | 0 | 0 | 0 | 0 | 0.52462 | 0.52462 | 0.52462 | 0.52462 | 0.52462 | 0.52462 | 0.52462 | 0 | 0 | 0 | 0 | 0 | 0 | 0 | 3.2714 | 3.2714 | 3.2714 | 3.2714 | 3.2714 | 3.2714 | 3.2714 | 0 | 0 | 0 | 0 | 0 | 0 | 0 | 0 | 0 | 0 | 0 | 0 | 0 | 0 | 0 | 0 | 0 | 0 | 0 | 0 | 0 | 0 | 0 | 0 | 0 | 0 | 0 | 0 | 0 | 0 | 0 | 0 | 0 | 0 | 0 | Motel Rooms (24 hour occup) ILit Hol | Motel Rooms (24 hour occup) ILit all | 3799 | 4.257 | 21.1642 | Motel Rooms (24 hour occup) ILit2 Hol | Motel Rooms (24 hour occup) ILit2 Hol | Motel Rooms (24 hour occup) ILit2 All | 3883 | 4.257 | 21.1642 | 3799 | 2.8012 | 0.10705 | 0.086668 | 0.063211 | 0.051186 | 0.04431 | 0.04257 | 0.060936 | 0.081849 | 0.12274 | 0.15847 | 0.16298 | 0.16951 | 0.14645 | 0.13433 | 0.13247 | 0.1212 | 0.10616 | 0.12947 | 0.15451 | 0.19159 | 0.20636 | 0.21164 | 0.20879 | 0.1843 | 0.12854 | 2.8864 | 0.10705 | 0.086668 | 0.063211 | 0.051186 | 0.04431 | 0.04257 | 0.060936 | 0.081849 | 0.12274 | 0.15847 | 0.16298 | 0.16951 | 0.14645 | 0.13433 | 0.13247 | 0.1212 | 0.10616 | 0.12947 | 0.15451 | 0.19159 | 0.20636 | 0.21164 | 0.20879 | 0.1843 | 0.12854 | 0.26083 | 0.12208 | 0.050958 | 0.010293 | 0 | 0.10863 | 0.23232 | 0.47416 | 0.68549 | 0.71219 | 0.75081 | 0.61444 | 0.54272 | 0.53171 | 0.46505 | 0.37613 | 0.514 | 0.6621 | 0.88137 | 0.96877 | 1 | 0.98311 | 0.83829 | 0.50847 | 0.26083 | 0.12208 | 0.050958 | 0.010293 | 0 | 0.10863 | 0.23232 | 0.47416 | 0.68549 | 0.71219 | 0.75081 | 0.61444 | 0.54272 | 0.53171 | 0.46505 | 0.37613 | 0.514 | 0.6621 | 0.88137 | 0.96877 | 1 | 0.98311 | 0.83829 | 0.50847 | 10 | 0.66337 | 0.20792 | 0.079208 | 0.049505 | 0.76136 | 0 | 0 | 0 | 0 | 0 | 0 | 0 | 0 |  | 0.02262 | 0.02262 | 0.019349 | 0.019349 | 0.019349 | 0.018904 | 0.018904 | Lodging - Motel - Hotel/Motel Guest Room (incl. toilets) - 24hr occ - Hol | 14 | 25 | 16 | 28.0117 | 0 | 0 | 0 | 28.0117 | 0 | 0 | 0 | 2.8012 | 0 | 0 | 0 | 0 | 0 | 0 | 0 | 0 | 0 | 0 | 0 | 0 | 0 | 0 | 0 | 0 | 0 | 0 | 0 | 0 | 0 | 0 | 0 | 0 | 0 |  | 0.81849 | 28.0453 | 0 | 0 | 0.81849 | 28.0453 | 0 | 0 | 0.081849 | 2.8045 | 0 | 0 | 0 | 0 | 0 | 0 | 0 | 0 | 0 | 0 | 0 | 0 | 0 | 0 | 0 | 0 | 0 | 0 | 0 | 0 | 0 | 0 | 0 | 0 | 0.90353 | 0.9 | 0.93102 | 0.9
1012 | 10 | 12 | 8 | 4 |  |  | Lodging - Motel - Hotel/Motel Guest Room (incl. toilets) - 24hr occ | Lodging - Motel - Hotel/Motel Guest Room (incl. toilets) - 24hr occ | Lodging - Motel | Hotel/Motel Guest Room (incl. toilets) - 24hr occ | Lodging - Motel - Hotel/Motel Guest Room (incl. toilets) - 24hr occ |  | Lodging - Motel | Lodging - Motel - Hotel/Motel Guest Room (incl. toilets) - 24hr occ | Motel Rooms (24 hour occup) | all | Open | 251 | 251 | 0.21604 | 0.23956 | 0.23956 | 0.23956 | 0.23956 | 0.23956 | 0.23956 | 0.23956 | 0.051755 | 0.051755 | 0.051755 | 0.051755 | 0.051755 | 0.051755 | 0.051755 | 36.3886 | 36.3886 | 36.3886 | 36.3886 | 36.3886 | 36.3886 | 36.3886 | 0.0055404 | 0.0055404 | 0.0055404 | 0.0055404 | 0.0055404 | 0.0055404 | 0.0055404 | 1022.427 | 1022.427 | 1022.427 | 1022.427 | 1022.427 | 1022.427 | 1022.427 | 0 | 0 | 0 | 0 | 0 | 0 | 0 | 0.10705 | 0.10705 | 0.10705 | 0.10705 | 0.10705 | 0.10705 | 0.10705 | 0 | 0 | 0 | 0 | 0 | 0 | 0 | 0.52462 | 0.52462 | 0.52462 | 0.52462 | 0.52462 | 0.52462 | 0.52462 | 0.11334 | 0.11334 | 0.11334 | 0.11334 | 0.11334 | 0.11334 | 0.11334 | 82.1126 | 82.1126 | 82.1126 | 82.1126 | 82.1126 | 82.1126 | 82.1126 | 0.012133 | 0.012133 | 0.012133 | 0.012133 | 0.012133 | 0.012133 | 0.012133 | 1053.5299 | 1053.5299 | 1053.5299 | 1053.5299 | 1053.5299 | 1053.5299 | 1053.5299 | 0 | 0 | 0 | 0 | 0 | 0 | 0 | 0.10705 | 0.10705 | 0.10705 | 0.10705 | 0.10705 | 0.10705 | 0.10705 | 0 | 0 | 0 | 0 | 0 | 0 | 0 | Motel Rooms (24 hour occup) ILit all | Motel Rooms (24 hour occup) ILit all | 3798 | 4.257 | 21.1642 | Motel Rooms (24 hour occup) ILit2 all | Motel Rooms (24 hour occup) ILit2 all | Motel Rooms (24 hour occup) ILit2 All | 3882 | 4.257 | 21.1642 | 3798 | 2.8012 | 0.10705 | 0.086668 | 0.063211 | 0.051186 | 0.04431 | 0.04257 | 0.060936 | 0.081849 | 0.12274 | 0.15847 | 0.16298 | 0.16951 | 0.14645 | 0.13433 | 0.13247 | 0.1212 | 0.10616 | 0.12947 | 0.15451 | 0.19159 | 0.20636 | 0.21164 | 0.20879 | 0.1843 | 0.12854 | 2.8864 | 0.10705 | 0.086668 | 0.063211 | 0.051186 | 0.04431 | 0.04257 | 0.060936 | 0.081849 | 0.12274 | 0.15847 | 0.16298 | 0.16951 | 0.14645 | 0.13433 | 0.13247 | 0.1212 | 0.10616 | 0.12947 | 0.15451 | 0.19159 | 0.20636 | 0.21164 | 0.20879 | 0.1843 | 0.12854 | 0.26083 | 0.12208 | 0.050958 | 0.010293 | 0 | 0.10863 | 0.23232 | 0.47416 | 0.68549 | 0.71219 | 0.75081 | 0.61444 | 0.54272 | 0.53171 | 0.46505 | 0.37613 | 0.514 | 0.6621 | 0.88137 | 0.96877 | 1 | 0.98311 | 0.83829 | 0.50847 | 0.26083 | 0.12208 | 0.050958 | 0.010293 | 0 | 0.10863 | 0.23232 | 0.47416 | 0.68549 | 0.71219 | 0.75081 | 0.61444 | 0.54272 | 0.53171 | 0.46505 | 0.37613 | 0.514 | 0.6621 | 0.88137 | 0.96877 | 1 | 0.98311 | 0.83829 | 0.50847 | 10 | 0.66337 | 0.20792 | 0.079208 | 0.049505 | 0.76136 | 0.010327 | 0.00053446 | 0.00053446 | 0.00053446 | 0.00053446 | 0.00053446 | 0.00053446 | 0.00053446 |  | 0.02262 | 0.02262 | 0.019349 | 0.019349 | 0.019349 | 0.018904 | 0.018904 | Lodging - Motel - Hotel/Motel Guest Room (incl. toilets) - 24hr occ - all | 16 | 25 | 16 | 703.0936 | 0 | 703.0936 | 0 | 0 | 0 | 2.8012 | 0 | 0 | 0 | 0 | 0 | 0 | 0 | 0 | 0 | 0 | 0 | 0 | 0 | 0 | 0 | 0 | 0 | 0 | 0 | 0 | 0 | 0 | 0 | 0 | 0 | 0 | 0 |  | 724.4822 | 0 | 724.4822 | 0 | 0 | 0 | 2.8864 | 0 | 0 | 0 | 0 | 0 | 0 | 0 | 0 | 0 | 0 | 0 | 0 | 0 | 0 | 0 | 0 | 0 | 0 | 0 | 0 | 0 | 0 | 0 | 0 | 0 | 0 | 0 | 0.90353 | 0.9 | 0.93102 | 0.9
1013 | 10 | 13 | 5 | 1 |  |  |  |  | Lodging - Motel | Hotel/Motel Guest Room (incl. toilets) - unocc | Lodging - Motel - Hotel/Motel Guest Room (incl. toilets) - unocc |  | Lodging - Motel | Lodging - Motel - Hotel/Motel Guest Room (incl. toilets) - unocc | Motel Rooms (unoccup) | Sat | Open | 52 | 52 | 0.2045 | 0.23956 | 0.23956 | 0.23956 | 0.23956 | 0.23956 | 0.23956 | 0.23956 | 0 | 0 | 0 | 0 | 0 | 0 | 0 | 0 | 0 | 0 | 0 | 0 | 0 | 0 | 0 | 0 | 0 | 0 | 0 | 0 | 0 | 0 | 0 | 0 | 0 | 0 | 0 | 0 | 0 | 0 | 0 | 0 | 0 | 0 | 0 | 0 | 0 | 0 | 0 | 0 | 0 | 0 | 0 | 0 | 0 | 0 | 0 | 0 | 0 | 0.52462 | 0.52462 | 0.52462 | 0.52462 | 0.52462 | 0.52462 | 0.52462 | 0 | 0 | 0 | 0 | 0 | 0 | 0 | 0 | 0 | 0 | 0 | 0 | 0 | 0 | 0 | 0 | 0 | 0 | 0 | 0 | 0 | 0 | 0 | 0 | 0 | 0 | 0 | 0 | 0 | 0 | 0 | 0 | 0 | 0 | 0 | 0 | 0 | 0 | 0 | 0 | 0 | 0 | 0 | 0 | 0 | 0 | 0 | 0 | 0 | Motel Rooms (unoccup) ILit Sat | Motel Rooms (unoccup) ILit all | 3257 | 0 | 0 | Motel Rooms (unoccup) ILit2 Sat | Motel Rooms (unoccup) ILit Sat | Motel Rooms (unoccup) ILit all | 3257 | 0 | 0 | 3257 | 0 | 0 | 0 | 0 | 0 | 0 | 0 | 0 | 0 | 0 | 0 | 0 | 0 | 0 | 0 | 0 | 0 | 0 | 0 | 0 | 0 | 0 | 0 | 0 | 0 | 0 | 0 | 0 | 0 | 0 | 0 | 0 | 0 | 0 | 0 | 0 | 0 | 0 | 0 | 0 | 0 | 0 | 0 | 0 | 0 | 0 | 0 | 0 | 0 | 0 | 0 | 0 | 0 | 0 | 0 | 0 | 0 | 0 | 0 | 0 | 0 | 0 | 0 | 0 | 0 | 0 | 0 | 0 | 0 | 0 | 0 | 0 | 0 | 0 | 0 | 0 | 0 | 0 | 0 | 0 | 0 | 0 | 0 | 0 | 0 | 0 | 0 | 0 | 0 | 0 | 0 | 0 | 0 | 0 | 0 | 0 | 0 | 0 | 0 | 0 | 10 | 0.66337 | 0.20792 | 0.079208 | 0.049505 | 0.76136 | 0 | 0 | 0 | 0 | 0 | 0 | 0 | 0 |  | 0.02262 | 0.02262 | 0.019349 | 0.019349 | 0.019349 | 0.018904 | 0.018904 | Lodging - Motel - Hotel/Motel Guest Room (incl. toilets) - unocc - Sat | 10 | 25 | 16 | 0 | 0 | 0 | 0 | 0 | 0 | 0 | 0 | 0 | 0 | 0 | 0 | 0 | 0 | 0 | 0 | 0 | 0 | 0 | 0 | 0 | 0 | 0 | 0 | 0 | 0 | 0 | 0 | 0 | 0 | 0 | 0 | 0 | 0 |  | 0 | 0 | 0 | 0 | 0 | 0 | 0 | 0 | 0 | 0 | 0 | 0 | 0 | 0 | 0 | 0 | 0 | 0 | 0 | 0 | 0 | 0 | 0 | 0 | 0 | 0 | 0 | 0 | 0 | 0 | 0 | 0 | 0 | 0 | 1 | 1 | 1 | 1
1014 | 10 | 14 | 6 | 2 |  |  |  |  | Lodging - Motel | Hotel/Motel Guest Room (incl. toilets) - unocc | Lodging - Motel - Hotel/Motel Guest Room (incl. toilets) - unocc |  | Lodging - Motel | Lodging - Motel - Hotel/Motel Guest Room (incl. toilets) - unocc | Motel Rooms (unoccup) | Sun | Open | 52 | 52 | 0.2045 | 0.23956 | 0.23956 | 0.23956 | 0.23956 | 0.23956 | 0.23956 | 0.23956 | 0 | 0 | 0 | 0 | 0 | 0 | 0 | 0 | 0 | 0 | 0 | 0 | 0 | 0 | 0 | 0 | 0 | 0 | 0 | 0 | 0 | 0 | 0 | 0 | 0 | 0 | 0 | 0 | 0 | 0 | 0 | 0 | 0 | 0 | 0 | 0 | 0 | 0 | 0 | 0 | 0 | 0 | 0 | 0 | 0 | 0 | 0 | 0 | 0 | 0.52462 | 0.52462 | 0.52462 | 0.52462 | 0.52462 | 0.52462 | 0.52462 | 0 | 0 | 0 | 0 | 0 | 0 | 0 | 0 | 0 | 0 | 0 | 0 | 0 | 0 | 0 | 0 | 0 | 0 | 0 | 0 | 0 | 0 | 0 | 0 | 0 | 0 | 0 | 0 | 0 | 0 | 0 | 0 | 0 | 0 | 0 | 0 | 0 | 0 | 0 | 0 | 0 | 0 | 0 | 0 | 0 | 0 | 0 | 0 | 0 | Motel Rooms (unoccup) ILit Sun | Motel Rooms (unoccup) ILit all | 3257 | 0 | 0 | Motel Rooms (unoccup) ILit2 Sun | Motel Rooms (unoccup) ILit Sun | Motel Rooms (unoccup) ILit all | 3257 | 0 | 0 | 3257 | 0 | 0 | 0 | 0 | 0 | 0 | 0 | 0 | 0 | 0 | 0 | 0 | 0 | 0 | 0 | 0 | 0 | 0 | 0 | 0 | 0 | 0 | 0 | 0 | 0 | 0 | 0 | 0 | 0 | 0 | 0 | 0 | 0 | 0 | 0 | 0 | 0 | 0 | 0 | 0 | 0 | 0 | 0 | 0 | 0 | 0 | 0 | 0 | 0 | 0 | 0 | 0 | 0 | 0 | 0 | 0 | 0 | 0 | 0 | 0 | 0 | 0 | 0 | 0 | 0 | 0 | 0 | 0 | 0 | 0 | 0 | 0 | 0 | 0 | 0 | 0 | 0 | 0 | 0 | 0 | 0 | 0 | 0 | 0 | 0 | 0 | 0 | 0 | 0 | 0 | 0 | 0 | 0 | 0 | 0 | 0 | 0 | 0 | 0 | 0 | 10 | 0.66337 | 0.20792 | 0.079208 | 0.049505 | 0.76136 | 0 | 0 | 0 | 0 | 0 | 0 | 0 | 0 |  | 0.02262 | 0.02262 | 0.019349 | 0.019349 | 0.019349 | 0.018904 | 0.018904 | Lodging - Motel - Hotel/Motel Guest Room (incl. toilets) - unocc - Sun | 12 | 25 | 16 | 0 | 0 | 0 | 0 | 0 | 0 | 0 | 0 | 0 | 0 | 0 | 0 | 0 | 0 | 0 | 0 | 0 | 0 | 0 | 0 | 0 | 0 | 0 | 0 | 0 | 0 | 0 | 0 | 0 | 0 | 0 | 0 | 0 | 0 |  | 0 | 0 | 0 | 0 | 0 | 0 | 0 | 0 | 0 | 0 | 0 | 0 | 0 | 0 | 0 | 0 | 0 | 0 | 0 | 0 | 0 | 0 | 0 | 0 | 0 | 0 | 0 | 0 | 0 | 0 | 0 | 0 | 0 | 0 | 1 | 1 | 1 | 1
1015 | 10 | 15 | 7 | 3 |  |  |  |  | Lodging - Motel | Hotel/Motel Guest Room (incl. toilets) - unocc | Lodging - Motel - Hotel/Motel Guest Room (incl. toilets) - unocc |  | Lodging - Motel | Lodging - Motel - Hotel/Motel Guest Room (incl. toilets) - unocc | Motel Rooms (unoccup) | Hol | Open | 10 | 10 | 0.2045 | 0.23956 | 0.23956 | 0.23956 | 0.23956 | 0.23956 | 0.23956 | 0.23956 | 0 | 0 | 0 | 0 | 0 | 0 | 0 | 0 | 0 | 0 | 0 | 0 | 0 | 0 | 0 | 0 | 0 | 0 | 0 | 0 | 0 | 0 | 0 | 0 | 0 | 0 | 0 | 0 | 0 | 0 | 0 | 0 | 0 | 0 | 0 | 0 | 0 | 0 | 0 | 0 | 0 | 0 | 0 | 0 | 0 | 0 | 0 | 0 | 0 | 0.52462 | 0.52462 | 0.52462 | 0.52462 | 0.52462 | 0.52462 | 0.52462 | 0 | 0 | 0 | 0 | 0 | 0 | 0 | 0 | 0 | 0 | 0 | 0 | 0 | 0 | 0 | 0 | 0 | 0 | 0 | 0 | 0 | 0 | 0 | 0 | 0 | 0 | 0 | 0 | 0 | 0 | 0 | 0 | 0 | 0 | 0 | 0 | 0 | 0 | 0 | 0 | 0 | 0 | 0 | 0 | 0 | 0 | 0 | 0 | 0 | Motel Rooms (unoccup) ILit Hol | Motel Rooms (unoccup) ILit all | 3257 | 0 | 0 | Motel Rooms (unoccup) ILit2 Hol | Motel Rooms (unoccup) ILit Hol | Motel Rooms (unoccup) ILit all | 3257 | 0 | 0 | 3257 | 0 | 0 | 0 | 0 | 0 | 0 | 0 | 0 | 0 | 0 | 0 | 0 | 0 | 0 | 0 | 0 | 0 | 0 | 0 | 0 | 0 | 0 | 0 | 0 | 0 | 0 | 0 | 0 | 0 | 0 | 0 | 0 | 0 | 0 | 0 | 0 | 0 | 0 | 0 | 0 | 0 | 0 | 0 | 0 | 0 | 0 | 0 | 0 | 0 | 0 | 0 | 0 | 0 | 0 | 0 | 0 | 0 | 0 | 0 | 0 | 0 | 0 | 0 | 0 | 0 | 0 | 0 | 0 | 0 | 0 | 0 | 0 | 0 | 0 | 0 | 0 | 0 | 0 | 0 | 0 | 0 | 0 | 0 | 0 | 0 | 0 | 0 | 0 | 0 | 0 | 0 | 0 | 0 | 0 | 0 | 0 | 0 | 0 | 0 | 0 | 10 | 0.66337 | 0.20792 | 0.079208 | 0.049505 | 0.76136 | 0 | 0 | 0 | 0 | 0 | 0 | 0 | 0 |  | 0.02262 | 0.02262 | 0.019349 | 0.019349 | 0.019349 | 0.018904 | 0.018904 | Lodging - Motel - Hotel/Motel Guest Room (incl. toilets) - unocc - Hol | 14 | 25 | 16 | 0 | 0 | 0 | 0 | 0 | 0 | 0 | 0 | 0 | 0 | 0 | 0 | 0 | 0 | 0 | 0 | 0 | 0 | 0 | 0 | 0 | 0 | 0 | 0 | 0 | 0 | 0 | 0 | 0 | 0 | 0 | 0 | 0 | 0 |  | 0 | 0 | 0 | 0 | 0 | 0 | 0 | 0 | 0 | 0 | 0 | 0 | 0 | 0 | 0 | 0 | 0 | 0 | 0 | 0 | 0 | 0 | 0 | 0 | 0 | 0 | 0 | 0 | 0 | 0 | 0 | 0 | 0 | 0 | 1 | 1 | 1 | 1
1016 | 10 | 16 | 8 | 4 |  |  | Lodging - Motel - Hotel/Motel Guest Room (incl. toilets) - unocc | Lodging - Motel - Hotel/Motel Guest Room (incl. toilets) - unocc | Lodging - Motel | Hotel/Motel Guest Room (incl. toilets) - unocc | Lodging - Motel - Hotel/Motel Guest Room (incl. toilets) - unocc |  | Lodging - Motel | Lodging - Motel - Hotel/Motel Guest Room (incl. toilets) - unocc | Motel Rooms (unoccup) | all | Open | 251 | 251 | 0.2045 | 0.23956 | 0.23956 | 0.23956 | 0.23956 | 0.23956 | 0.23956 | 0.23956 | 0.048991 | 0.048991 | 0.048991 | 0.048991 | 0.048991 | 0.048991 | 0.048991 | 0 | 0 | 0 | 0 | 0 | 0 | 0 | 0 | 0 | 0 | 0 | 0 | 0 | 0 | 0 | 0 | 0 | 0 | 0 | 0 | 0 | 0 | 0 | 0 | 0 | 0 | 0 | 0 | 0 | 0 | 0 | 0 | 0 | 0 | 0 | 0 | 0 | 0 | 0 | 0 | 0 | 0 | 0.52462 | 0.52462 | 0.52462 | 0.52462 | 0.52462 | 0.52462 | 0.52462 | 0.10729 | 0.10729 | 0.10729 | 0.10729 | 0.10729 | 0.10729 | 0.10729 | 0 | 0 | 0 | 0 | 0 | 0 | 0 | 0 | 0 | 0 | 0 | 0 | 0 | 0 | 0 | 0 | 0 | 0 | 0 | 0 | 0 | 0 | 0 | 0 | 0 | 0 | 0 | 0 | 0 | 0 | 0 | 0 | 0 | 0 | 0 | 0 | 0 | 0 | 0 | 0 | 0 | 0 | Motel Rooms (unoccup) ILit all | Motel Rooms (unoccup) ILit all | 3256 | 0 | 0 | Motel Rooms (unoccup) ILit2 all | Motel Rooms (unoccup) ILit all | Motel Rooms (unoccup) ILit all | 3256 | 0 | 0 | 3256 | 0 | 0 | 0 | 0 | 0 | 0 | 0 | 0 | 0 | 0 | 0 | 0 | 0 | 0 | 0 | 0 | 0 | 0 | 0 | 0 | 0 | 0 | 0 | 0 | 0 | 0 | 0 | 0 | 0 | 0 | 0 | 0 | 0 | 0 | 0 | 0 | 0 | 0 | 0 | 0 | 0 | 0 | 0 | 0 | 0 | 0 | 0 | 0 | 0 | 0 | 0 | 0 | 0 | 0 | 0 | 0 | 0 | 0 | 0 | 0 | 0 | 0 | 0 | 0 | 0 | 0 | 0 | 0 | 0 | 0 | 0 | 0 | 0 | 0 | 0 | 0 | 0 | 0 | 0 | 0 | 0 | 0 | 0 | 0 | 0 | 0 | 0 | 0 | 0 | 0 | 0 | 0 | 0 | 0 | 0 | 0 | 0 | 0 | 0 | 0 | 10 | 0.66337 | 0.20792 | 0.079208 | 0.049505 | 0.76136 | 0 | 0 | 0 | 0 | 0 | 0 | 0 | 0 |  | 0.02262 | 0.02262 | 0.019349 | 0.019349 | 0.019349 | 0.018904 | 0.018904 | Lodging - Motel - Hotel/Motel Guest Room (incl. toilets) - unocc - all | 16 | 25 | 16 | 0 | 0 | 0 | 0 | 0 | 0 | 0 | 0 | 0 | 0 | 0 | 0 | 0 | 0 | 0 | 0 | 0 | 0 | 0 | 0 | 0 | 0 | 0 | 0 | 0 | 0 | 0 | 0 | 0 | 0 | 0 | 0 | 0 | 0 |  | 0 | 0 | 0 | 0 | 0 | 0 | 0 | 0 | 0 | 0 | 0 | 0 | 0 | 0 | 0 | 0 | 0 | 0 | 0 | 0 | 0 | 0 | 0 | 0 | 0 | 0 | 0 | 0 | 0 | 0 | 0 | 0 | 0 | 0 | 1 | 1 | 1 | 1
1017 | 10 | 17 | 5 | 1 |  |  |  |  | Lodging - Motel | Laundry | Lodging - Motel - Laundry |  | Lodging - Motel | Lodging - Motel - Laundry | Motel Facilities | Sat | Open | 52 | 52 | 0.015987 | 0.43892 | 0.43892 | 0.26335 | 0.26335 | 0.26335 | 0.26335 | 0.26335 | 0 | 0 | 0 | 0 | 0 | 0 | 0 | 4.4434 | 4.4434 | 2.666 | 2.666 | 2.666 | 2.666 | 2.666 | 0 | 0 | 0 | 0 | 0 | 0 | 0 | 0 | 0 | 0 | 0 | 0 | 0 | 0 | 0 | 0 | 0 | 0 | 0 | 0 | 0 | 0 | 0 | 0 | 0 | 0 | 0 | 0 | 0 | 0 | 0 | 0 | 0 | 0 | 0 | 0.96119 | 0.96119 | 0.57672 | 0.57672 | 0.57672 | 0.57672 | 0.57672 | 0 | 0 | 0 | 0 | 0 | 0 | 0 | 9.6017 | 9.6017 | 5.761 | 5.761 | 5.761 | 5.761 | 5.761 | 0 | 0 | 0 | 0 | 0 | 0 | 0 | 0 | 0 | 0 | 0 | 0 | 0 | 0 | 0 | 0 | 0 | 0 | 0 | 0 | 0 | 0 | 0 | 0 | 0 | 0 | 0 | 0 | 0 | 0 | 0 | 0 | 0 | 0 | 0 | Motel Facilities ILit Sat | Motel Facilities ILit all | 3801 | 60 | 60 | Motel Facilities ILit2 Sat | Motel Facilities ILit Sat | Motel Facilities ILit all | 3801 | 60 | 60 | 3801 | 12.1774 | 0.504 | 0.6 | 0.6 | 0.6 | 0.6 | 0.6 | 0.6 | 0.6 | 0.6 | 0.6 | 0.6 | 0.6 | 0.6 | 0.6 | 0.6 | 0.6 | 0.6 | 0.6 | 0.6 | 0.6 | 0.6 | 0.6 | 0.6 | 0.6 | 0.6 | 12.0161 | 0.504 | 0.6 | 0.6 | 0.6 | 0.6 | 0.6 | 0.6 | 0.6 | 0.6 | 0.6 | 0.6 | 0.6 | 0.6 | 0.6 | 0.6 | 0.6 | 0.6 | 0.6 | 0.6 | 0.6 | 0.6 | 0.6 | 0.6 | 0.6 | 0.6 | 0 | 0 | 0 | 0 | 0 | 0 | 0 | 0 | 0 | 0 | 0 | 0 | 0 | 0 | 0 | 0 | 0 | 0 | 0 | 0 | 0 | 0 | 0 | 0 | 0 | 0 | 0 | 0 | 0 | 0 | 0 | 0 | 0 | 0 | 0 | 0 | 0 | 0 | 0 | 0 | 0 | 0 | 0 | 0 | 0 | 0 | 0 | 0 | 16 | 0.66337 | 0.20792 | 0.079208 | 0.049505 | 0.76136 | 0 | 0 | 0 | 0 | 0 | 0 | 0 | 0 |  | 0.02262 | 0.02262 | 0.019349 | 0.019349 | 0.019349 | 0.018904 | 0.018904 | Lodging - Motel - Laundry - Sat | 10 | 25 | 16 | 633.2265 | 0 | 0 | 0 | 633.2265 | 0 | 0 | 0 | 12.1774 | 0 | 0 | 0 | 0 | 0 | 0 | 0 | 0 | 0 | 0 | 0 | 0 | 0 | 0 | 0 | 0 | 0 | 0 | 0 | 0 | 0 | 0 | 0 | 0 | 0 |  | 31.2 | 593.6355 | 0 | 0 | 31.2 | 593.6355 | 0 | 0 | 0.6 | 11.4161 | 0 | 0 | 0 | 0 | 0 | 0 | 0 | 0 | 0 | 0 | 0 | 0 | 0 | 0 | 0 | 0 | 0 | 0 | 0 | 0 | 0 | 0 | 0 | 0 | 0.84566 | 0.84 | 0.83445 | 0.84
1018 | 10 | 18 | 6 | 2 |  |  |  |  | Lodging - Motel | Laundry | Lodging - Motel - Laundry |  | Lodging - Motel | Lodging - Motel - Laundry | Motel Facilities | Sun | Open | 52 | 52 | 0.015987 | 0.43892 | 0.43892 | 0.26335 | 0.26335 | 0.26335 | 0.26335 | 0.26335 | 0 | 0 | 0 | 0 | 0 | 0 | 0 | 4.4434 | 4.4434 | 2.666 | 2.666 | 2.666 | 2.666 | 2.666 | 0 | 0 | 0 | 0 | 0 | 0 | 0 | 0 | 0 | 0 | 0 | 0 | 0 | 0 | 0 | 0 | 0 | 0 | 0 | 0 | 0 | 0 | 0 | 0 | 0 | 0 | 0 | 0 | 0 | 0 | 0 | 0 | 0 | 0 | 0 | 0.96119 | 0.96119 | 0.57672 | 0.57672 | 0.57672 | 0.57672 | 0.57672 | 0 | 0 | 0 | 0 | 0 | 0 | 0 | 9.6017 | 9.6017 | 5.761 | 5.761 | 5.761 | 5.761 | 5.761 | 0 | 0 | 0 | 0 | 0 | 0 | 0 | 0 | 0 | 0 | 0 | 0 | 0 | 0 | 0 | 0 | 0 | 0 | 0 | 0 | 0 | 0 | 0 | 0 | 0 | 0 | 0 | 0 | 0 | 0 | 0 | 0 | 0 | 0 | 0 | Motel Facilities ILit Sun | Motel Facilities ILit all | 3801 | 60 | 60 | Motel Facilities ILit2 Sun | Motel Facilities ILit Sun | Motel Facilities ILit all | 3801 | 60 | 60 | 3801 | 12.1774 | 0.504 | 0.6 | 0.6 | 0.6 | 0.6 | 0.6 | 0.6 | 0.6 | 0.6 | 0.6 | 0.6 | 0.6 | 0.6 | 0.6 | 0.6 | 0.6 | 0.6 | 0.6 | 0.6 | 0.6 | 0.6 | 0.6 | 0.6 | 0.6 | 0.6 | 12.0161 | 0.504 | 0.6 | 0.6 | 0.6 | 0.6 | 0.6 | 0.6 | 0.6 | 0.6 | 0.6 | 0.6 | 0.6 | 0.6 | 0.6 | 0.6 | 0.6 | 0.6 | 0.6 | 0.6 | 0.6 | 0.6 | 0.6 | 0.6 | 0.6 | 0.6 | 0 | 0 | 0 | 0 | 0 | 0 | 0 | 0 | 0 | 0 | 0 | 0 | 0 | 0 | 0 | 0 | 0 | 0 | 0 | 0 | 0 | 0 | 0 | 0 | 0 | 0 | 0 | 0 | 0 | 0 | 0 | 0 | 0 | 0 | 0 | 0 | 0 | 0 | 0 | 0 | 0 | 0 | 0 | 0 | 0 | 0 | 0 | 0 | 16 | 0.66337 | 0.20792 | 0.079208 | 0.049505 | 0.76136 | 0 | 0 | 0 | 0 | 0 | 0 | 0 | 0 |  | 0.02262 | 0.02262 | 0.019349 | 0.019349 | 0.019349 | 0.018904 | 0.018904 | Lodging - Motel - Laundry - Sun | 12 | 25 | 16 | 633.2265 | 0 | 0 | 0 | 633.2265 | 0 | 0 | 0 | 12.1774 | 0 | 0 | 0 | 0 | 0 | 0 | 0 | 0 | 0 | 0 | 0 | 0 | 0 | 0 | 0 | 0 | 0 | 0 | 0 | 0 | 0 | 0 | 0 | 0 | 0 |  | 31.2 | 593.6355 | 0 | 0 | 31.2 | 593.6355 | 0 | 0 | 0.6 | 11.4161 | 0 | 0 | 0 | 0 | 0 | 0 | 0 | 0 | 0 | 0 | 0 | 0 | 0 | 0 | 0 | 0 | 0 | 0 | 0 | 0 | 0 | 0 | 0 | 0 | 0.84566 | 0.84 | 0.83445 | 0.84
1019 | 10 | 19 | 7 | 3 |  |  |  |  | Lodging - Motel | Laundry | Lodging - Motel - Laundry |  | Lodging - Motel | Lodging - Motel - Laundry | Motel Facilities | Hol | Open | 10 | 10 | 0.015987 | 0.43892 | 0.43892 | 0.26335 | 0.26335 | 0.26335 | 0.26335 | 0.26335 | 0 | 0 | 0 | 0 | 0 | 0 | 0 | 0.85449 | 0.85449 | 0.5127 | 0.5127 | 0.5127 | 0.5127 | 0.5127 | 0 | 0 | 0 | 0 | 0 | 0 | 0 | 0 | 0 | 0 | 0 | 0 | 0 | 0 | 0 | 0 | 0 | 0 | 0 | 0 | 0 | 0 | 0 | 0 | 0 | 0 | 0 | 0 | 0 | 0 | 0 | 0 | 0 | 0 | 0 | 0.96119 | 0.96119 | 0.57672 | 0.57672 | 0.57672 | 0.57672 | 0.57672 | 0 | 0 | 0 | 0 | 0 | 0 | 0 | 1.8465 | 1.8465 | 1.1079 | 1.1079 | 1.1079 | 1.1079 | 1.1079 | 0 | 0 | 0 | 0 | 0 | 0 | 0 | 0 | 0 | 0 | 0 | 0 | 0 | 0 | 0 | 0 | 0 | 0 | 0 | 0 | 0 | 0 | 0 | 0 | 0 | 0 | 0 | 0 | 0 | 0 | 0 | 0 | 0 | 0 | 0 | Motel Facilities ILit Hol | Motel Facilities ILit all | 3801 | 60 | 60 | Motel Facilities ILit2 Hol | Motel Facilities ILit Hol | Motel Facilities ILit all | 3801 | 60 | 60 | 3801 | 12.1774 | 0.504 | 0.6 | 0.6 | 0.6 | 0.6 | 0.6 | 0.6 | 0.6 | 0.6 | 0.6 | 0.6 | 0.6 | 0.6 | 0.6 | 0.6 | 0.6 | 0.6 | 0.6 | 0.6 | 0.6 | 0.6 | 0.6 | 0.6 | 0.6 | 0.6 | 12.0161 | 0.504 | 0.6 | 0.6 | 0.6 | 0.6 | 0.6 | 0.6 | 0.6 | 0.6 | 0.6 | 0.6 | 0.6 | 0.6 | 0.6 | 0.6 | 0.6 | 0.6 | 0.6 | 0.6 | 0.6 | 0.6 | 0.6 | 0.6 | 0.6 | 0.6 | 0 | 0 | 0 | 0 | 0 | 0 | 0 | 0 | 0 | 0 | 0 | 0 | 0 | 0 | 0 | 0 | 0 | 0 | 0 | 0 | 0 | 0 | 0 | 0 | 0 | 0 | 0 | 0 | 0 | 0 | 0 | 0 | 0 | 0 | 0 | 0 | 0 | 0 | 0 | 0 | 0 | 0 | 0 | 0 | 0 | 0 | 0 | 0 | 16 | 0.66337 | 0.20792 | 0.079208 | 0.049505 | 0.76136 | 0 | 0 | 0 | 0 | 0 | 0 | 0 | 0 |  | 0.02262 | 0.02262 | 0.019349 | 0.019349 | 0.019349 | 0.018904 | 0.018904 | Lodging - Motel - Laundry - Hol | 14 | 25 | 16 | 121.7743 | 0 | 0 | 0 | 121.7743 | 0 | 0 | 0 | 12.1774 | 0 | 0 | 0 | 0 | 0 | 0 | 0 | 0 | 0 | 0 | 0 | 0 | 0 | 0 | 0 | 0 | 0 | 0 | 0 | 0 | 0 | 0 | 0 | 0 | 0 |  | 6 | 114.1607 | 0 | 0 | 6 | 114.1607 | 0 | 0 | 0.6 | 11.4161 | 0 | 0 | 0 | 0 | 0 | 0 | 0 | 0 | 0 | 0 | 0 | 0 | 0 | 0 | 0 | 0 | 0 | 0 | 0 | 0 | 0 | 0 | 0 | 0 | 0.84566 | 0.84 | 0.83445 | 0.84
1020 | 10 | 20 | 8 | 4 |  |  | Lodging - Motel - Laundry | Lodging - Motel - Laundry | Lodging - Motel | Laundry | Lodging - Motel - Laundry |  | Lodging - Motel | Lodging - Motel - Laundry | Motel Facilities | all | Open | 251 | 251 | 0.015987 | 0.43892 | 0.43892 | 0.26335 | 0.26335 | 0.26335 | 0.26335 | 0.26335 | 0.007017 | 0.007017 | 0.0042102 | 0.0042102 | 0.0042102 | 0.0042102 | 0.0042102 | 21.4478 | 21.4478 | 12.8687 | 12.8687 | 12.8687 | 12.8687 | 12.8687 | 0.0035366 | 0.0035366 | 0.0021219 | 0.0021219 | 0.0021219 | 0.0021219 | 0.0021219 | 4444.7627 | 4444.7627 | 4444.7627 | 4444.7627 | 4444.7627 | 4444.7627 | 4444.7627 | 0 | 0 | 0 | 0 | 0 | 0 | 0 | 0.504 | 0.504 | 0.504 | 0.504 | 0.504 | 0.504 | 0.504 | 0 | 0 | 0 | 0 | 0 | 0 | 0 | 0.96119 | 0.96119 | 0.57672 | 0.57672 | 0.57672 | 0.57672 | 0.57672 | 0.015367 | 0.015367 | 0.0092201 | 0.0092201 | 0.0092201 | 0.0092201 | 0.0092201 | 30.8978 | 30.8978 | 18.5387 | 18.5387 | 18.5387 | 18.5387 | 18.5387 | 0.0051632 | 0.0051632 | 0.0030979 | 0.0030979 | 0.0030979 | 0.0030979 | 0.0030979 | 3380.5203 | 3380.5203 | 3380.5203 | 3380.5203 | 3380.5203 | 3380.5203 | 3380.5203 | 0 | 0 | 0 | 0 | 0 | 0 | 0 | 0.336 | 0.336 | 0.336 | 0.336 | 0.336 | 0.336 | 0.336 | 0 | 0 | 0 | 0 | 0 | 0 | 0 | Motel Facilities ILit all | Motel Facilities ILit all | 3801 | 60 | 60 | Motel Facilities ILit2 all | Motel Facilities ILit2 all | Motel Facilities ILit2 All | 3885 | 40 | 40 | 3801 | 12.1774 | 0.504 | 0.6 | 0.6 | 0.6 | 0.6 | 0.6 | 0.6 | 0.6 | 0.6 | 0.6 | 0.6 | 0.6 | 0.6 | 0.6 | 0.6 | 0.6 | 0.6 | 0.6 | 0.6 | 0.6 | 0.6 | 0.6 | 0.6 | 0.6 | 0.6 | 8.0107 | 0.336 | 0.4 | 0.4 | 0.4 | 0.4 | 0.4 | 0.4 | 0.4 | 0.4 | 0.4 | 0.4 | 0.4 | 0.4 | 0.4 | 0.4 | 0.4 | 0.4 | 0.4 | 0.4 | 0.4 | 0.4 | 0.4 | 0.4 | 0.4 | 0.4 | 0 | 0 | 0 | 0 | 0 | 0 | 0 | 0 | 0 | 0 | 0 | 0 | 0 | 0 | 0 | 0 | 0 | 0 | 0 | 0 | 0 | 0 | 0 | 0 | 0 | 0 | 0 | 0 | 0 | 0 | 0 | 0 | 0 | 0 | 0 | 0 | 0 | 0 | 0 | 0 | 0 | 0 | 0 | 0 | 0 | 0 | 0 | 0 | 16 | 0.66337 | 0.20792 | 0.079208 | 0.049505 | 0.76136 | 0.07779 | 0.00054585 | 0.00054585 | 0.00032751 | 0.00032751 | 0.00032751 | 0.00032751 | 0.00032751 |  | 0.02262 | 0.02262 | 0.019349 | 0.019349 | 0.019349 | 0.018904 | 0.018904 | Lodging - Motel - Laundry - all | 16 | 25 | 16 | 3056.5354 | 0 | 3056.5354 | 0 | 0 | 0 | 12.1774 | 0 | 0 | 0 | 0 | 0 | 0 | 0 | 0 | 0 | 0 | 0 | 0 | 0 | 0 | 0 | 0 | 0 | 0 | 0 | 0 | 0 | 0 | 0 | 0 | 0 | 0 | 0 |  | 2010.6886 | 0 | 2010.6886 | 0 | 0 | 0 | 8.0107 | 0 | 0 | 0 | 0 | 0 | 0 | 0 | 0 | 0 | 0 | 0 | 0 | 0 | 0 | 0 | 0 | 0 | 0 | 0 | 0 | 0 | 0 | 0 | 0 | 0 | 0 | 0 | 0.84566 | 0.84 | 0.83445 | 0.84
1021 | 10 | 21 | 5 | 1 |  |  |  |  | Lodging - Motel | Office (General) | Lodging - Motel - Office (General) |  | Lodging - Motel | Lodging - Motel - Office (General) | Motel Office | Sat | Open | 52 | 52 | 0.019986 | 0.38039 | 0.38039 | 0.38039 | 0.38039 | 0.38039 | 0.30724 | 0.30724 | 0 | 0 | 0 | 0 | 0 | 0 | 0 | 5.6164 | 5.6164 | 5.6164 | 5.6164 | 5.6164 | 4.5363 | 4.5363 | 0 | 0 | 0 | 0 | 0 | 0 | 0 | 0 | 0 | 0 | 0 | 0 | 0 | 0 | 0 | 0 | 0 | 0 | 0 | 0 | 0 | 0 | 0 | 0 | 0 | 0 | 0 | 0 | 0 | 0 | 0 | 0 | 0 | 0 | 0 | 0.83303 | 0.83303 | 0.83303 | 0.83303 | 0.83303 | 0.67283 | 0.67283 | 0 | 0 | 0 | 0 | 0 | 0 | 0 | 12.9391 | 12.9391 | 12.9391 | 12.9391 | 12.9391 | 10.4508 | 10.4508 | 0 | 0 | 0 | 0 | 0 | 0 | 0 | 0 | 0 | 0 | 0 | 0 | 0 | 0 | 0 | 0 | 0 | 0 | 0 | 0 | 0 | 0 | 0 | 0 | 0 | 0 | 0 | 0 | 0 | 0 | 0 | 0 | 0 | 0 | 0 | Motel Office ILit Sat | Motel Office ILit all | 3800 | 70 | 70 | Motel Office ILit2 Sat | Motel Office ILit Sat | Motel Office ILit all | 3800 | 70 | 70 | 3800 | 14.207 | 0.588 | 0.7 | 0.7 | 0.7 | 0.7 | 0.7 | 0.7 | 0.7 | 0.7 | 0.7 | 0.7 | 0.7 | 0.7 | 0.7 | 0.7 | 0.7 | 0.7 | 0.7 | 0.7 | 0.7 | 0.7 | 0.7 | 0.7 | 0.7 | 0.7 | 14.9458 | 0.588 | 0.7 | 0.7 | 0.7 | 0.7 | 0.7 | 0.7 | 0.7 | 0.7 | 0.7 | 0.7 | 0.7 | 0.7 | 0.7 | 0.7 | 0.7 | 0.7 | 0.7 | 0.7 | 0.7 | 0.7 | 0.7 | 0.7 | 0.7 | 0.7 | 0 | 0 | 0 | 0 | 0 | 0 | 0 | 0 | 0 | 0 | 0 | 0 | 0 | 0 | 0 | 0 | 0 | 0 | 0 | 0 | 0 | 0 | 0 | 0 | 0 | 0 | 0 | 0 | 0 | 0 | 0 | 0 | 0 | 0 | 0 | 0 | 0 | 0 | 0 | 0 | 0 | 0 | 0 | 0 | 0 | 0 | 0 | 0 | 16 | 0.66337 | 0.20792 | 0.079208 | 0.049505 | 0.76136 | 0 | 0 | 0 | 0 | 0 | 0 | 0 | 0 |  | 0.02262 | 0.02262 | 0.019349 | 0.019349 | 0.019349 | 0.018904 | 0.018904 | Lodging - Motel - Office (General) - Sat | 10 | 25 | 16 | 738.7642 | 0 | 0 | 0 | 738.7642 | 0 | 0 | 0 | 14.207 | 0 | 0 | 0 | 0 | 0 | 0 | 0 | 0 | 0 | 0 | 0 | 0 | 0 | 0 | 0 | 0 | 0 | 0 | 0 | 0 | 0 | 0 | 0 | 0 | 0 |  | 36.4 | 740.7832 | 0 | 0 | 36.4 | 740.7832 | 0 | 0 | 0.7 | 14.2458 | 0 | 0 | 0 | 0 | 0 | 0 | 0 | 0 | 0 | 0 | 0 | 0 | 0 | 0 | 0 | 0 | 0 | 0 | 0 | 0 | 0 | 0 | 0 | 0 | 0.84566 | 0.84 | 0.88963 | 0.84
1022 | 10 | 22 | 6 | 2 |  |  |  |  | Lodging - Motel | Office (General) | Lodging - Motel - Office (General) |  | Lodging - Motel | Lodging - Motel - Office (General) | Motel Office | Sun | Open | 52 | 52 | 0.019986 | 0.38039 | 0.38039 | 0.38039 | 0.38039 | 0.38039 | 0.30724 | 0.30724 | 0 | 0 | 0 | 0 | 0 | 0 | 0 | 5.6164 | 5.6164 | 5.6164 | 5.6164 | 5.6164 | 4.5363 | 4.5363 | 0 | 0 | 0 | 0 | 0 | 0 | 0 | 0 | 0 | 0 | 0 | 0 | 0 | 0 | 0 | 0 | 0 | 0 | 0 | 0 | 0 | 0 | 0 | 0 | 0 | 0 | 0 | 0 | 0 | 0 | 0 | 0 | 0 | 0 | 0 | 0.83303 | 0.83303 | 0.83303 | 0.83303 | 0.83303 | 0.67283 | 0.67283 | 0 | 0 | 0 | 0 | 0 | 0 | 0 | 12.9391 | 12.9391 | 12.9391 | 12.9391 | 12.9391 | 10.4508 | 10.4508 | 0 | 0 | 0 | 0 | 0 | 0 | 0 | 0 | 0 | 0 | 0 | 0 | 0 | 0 | 0 | 0 | 0 | 0 | 0 | 0 | 0 | 0 | 0 | 0 | 0 | 0 | 0 | 0 | 0 | 0 | 0 | 0 | 0 | 0 | 0 | Motel Office ILit Sun | Motel Office ILit all | 3800 | 70 | 70 | Motel Office ILit2 Sun | Motel Office ILit Sun | Motel Office ILit all | 3800 | 70 | 70 | 3800 | 14.207 | 0.588 | 0.7 | 0.7 | 0.7 | 0.7 | 0.7 | 0.7 | 0.7 | 0.7 | 0.7 | 0.7 | 0.7 | 0.7 | 0.7 | 0.7 | 0.7 | 0.7 | 0.7 | 0.7 | 0.7 | 0.7 | 0.7 | 0.7 | 0.7 | 0.7 | 14.9458 | 0.588 | 0.7 | 0.7 | 0.7 | 0.7 | 0.7 | 0.7 | 0.7 | 0.7 | 0.7 | 0.7 | 0.7 | 0.7 | 0.7 | 0.7 | 0.7 | 0.7 | 0.7 | 0.7 | 0.7 | 0.7 | 0.7 | 0.7 | 0.7 | 0.7 | 0 | 0 | 0 | 0 | 0 | 0 | 0 | 0 | 0 | 0 | 0 | 0 | 0 | 0 | 0 | 0 | 0 | 0 | 0 | 0 | 0 | 0 | 0 | 0 | 0 | 0 | 0 | 0 | 0 | 0 | 0 | 0 | 0 | 0 | 0 | 0 | 0 | 0 | 0 | 0 | 0 | 0 | 0 | 0 | 0 | 0 | 0 | 0 | 16 | 0.66337 | 0.20792 | 0.079208 | 0.049505 | 0.76136 | 0 | 0 | 0 | 0 | 0 | 0 | 0 | 0 |  | 0.02262 | 0.02262 | 0.019349 | 0.019349 | 0.019349 | 0.018904 | 0.018904 | Lodging - Motel - Office (General) - Sun | 12 | 25 | 16 | 738.7642 | 0 | 0 | 0 | 738.7642 | 0 | 0 | 0 | 14.207 | 0 | 0 | 0 | 0 | 0 | 0 | 0 | 0 | 0 | 0 | 0 | 0 | 0 | 0 | 0 | 0 | 0 | 0 | 0 | 0 | 0 | 0 | 0 | 0 | 0 |  | 36.4 | 740.7832 | 0 | 0 | 36.4 | 740.7832 | 0 | 0 | 0.7 | 14.2458 | 0 | 0 | 0 | 0 | 0 | 0 | 0 | 0 | 0 | 0 | 0 | 0 | 0 | 0 | 0 | 0 | 0 | 0 | 0 | 0 | 0 | 0 | 0 | 0 | 0.84566 | 0.84 | 0.88963 | 0.84
1023 | 10 | 23 | 7 | 3 |  |  |  |  | Lodging - Motel | Office (General) | Lodging - Motel - Office (General) |  | Lodging - Motel | Lodging - Motel - Office (General) | Motel Office | Hol | Open | 10 | 10 | 0.019986 | 0.38039 | 0.38039 | 0.38039 | 0.38039 | 0.38039 | 0.30724 | 0.30724 | 0 | 0 | 0 | 0 | 0 | 0 | 0 | 1.0801 | 1.0801 | 1.0801 | 1.0801 | 1.0801 | 0.87237 | 0.87237 | 0 | 0 | 0 | 0 | 0 | 0 | 0 | 0 | 0 | 0 | 0 | 0 | 0 | 0 | 0 | 0 | 0 | 0 | 0 | 0 | 0 | 0 | 0 | 0 | 0 | 0 | 0 | 0 | 0 | 0 | 0 | 0 | 0 | 0 | 0 | 0.83303 | 0.83303 | 0.83303 | 0.83303 | 0.83303 | 0.67283 | 0.67283 | 0 | 0 | 0 | 0 | 0 | 0 | 0 | 2.4883 | 2.4883 | 2.4883 | 2.4883 | 2.4883 | 2.0098 | 2.0098 | 0 | 0 | 0 | 0 | 0 | 0 | 0 | 0 | 0 | 0 | 0 | 0 | 0 | 0 | 0 | 0 | 0 | 0 | 0 | 0 | 0 | 0 | 0 | 0 | 0 | 0 | 0 | 0 | 0 | 0 | 0 | 0 | 0 | 0 | 0 | Motel Office ILit Hol | Motel Office ILit all | 3800 | 70 | 70 | Motel Office ILit2 Hol | Motel Office ILit Hol | Motel Office ILit all | 3800 | 70 | 70 | 3800 | 14.207 | 0.588 | 0.7 | 0.7 | 0.7 | 0.7 | 0.7 | 0.7 | 0.7 | 0.7 | 0.7 | 0.7 | 0.7 | 0.7 | 0.7 | 0.7 | 0.7 | 0.7 | 0.7 | 0.7 | 0.7 | 0.7 | 0.7 | 0.7 | 0.7 | 0.7 | 14.9458 | 0.588 | 0.7 | 0.7 | 0.7 | 0.7 | 0.7 | 0.7 | 0.7 | 0.7 | 0.7 | 0.7 | 0.7 | 0.7 | 0.7 | 0.7 | 0.7 | 0.7 | 0.7 | 0.7 | 0.7 | 0.7 | 0.7 | 0.7 | 0.7 | 0.7 | 0 | 0 | 0 | 0 | 0 | 0 | 0 | 0 | 0 | 0 | 0 | 0 | 0 | 0 | 0 | 0 | 0 | 0 | 0 | 0 | 0 | 0 | 0 | 0 | 0 | 0 | 0 | 0 | 0 | 0 | 0 | 0 | 0 | 0 | 0 | 0 | 0 | 0 | 0 | 0 | 0 | 0 | 0 | 0 | 0 | 0 | 0 | 0 | 16 | 0.66337 | 0.20792 | 0.079208 | 0.049505 | 0.76136 | 0 | 0 | 0 | 0 | 0 | 0 | 0 | 0 |  | 0.02262 | 0.02262 | 0.019349 | 0.019349 | 0.019349 | 0.018904 | 0.018904 | Lodging - Motel - Office (General) - Hol | 14 | 25 | 16 | 142.07 | 0 | 0 | 0 | 142.07 | 0 | 0 | 0 | 14.207 | 0 | 0 | 0 | 0 | 0 | 0 | 0 | 0 | 0 | 0 | 0 | 0 | 0 | 0 | 0 | 0 | 0 | 0 | 0 | 0 | 0 | 0 | 0 | 0 | 0 |  | 7 | 142.4583 | 0 | 0 | 7 | 142.4583 | 0 | 0 | 0.7 | 14.2458 | 0 | 0 | 0 | 0 | 0 | 0 | 0 | 0 | 0 | 0 | 0 | 0 | 0 | 0 | 0 | 0 | 0 | 0 | 0 | 0 | 0 | 0 | 0 | 0 | 0.84566 | 0.84 | 0.88963 | 0.84
1024 | 10 | 24 | 8 | 4 | Lodging - Motel | Lodging - Motel | Lodging - Motel - Office (General) | Lodging - Motel - Office (General) | Lodging - Motel | Office (General) | Lodging - Motel - Office (General) |  | Lodging - Motel | Lodging - Motel - Office (General) | Motel Office | all | Open | 251 | 251 | 0.019986 | 0.38039 | 0.38039 | 0.38039 | 0.38039 | 0.38039 | 0.30724 | 0.30724 | 0.0076024 | 0.0076024 | 0.0076024 | 0.0076024 | 0.0076024 | 0.0061404 | 0.0061404 | 27.1099 | 27.1099 | 27.1099 | 27.1099 | 27.1099 | 21.8964 | 21.8964 | 0.0044702 | 0.0044702 | 0.0044702 | 0.0044702 | 0.0044702 | 0.0036106 | 0.0036106 | 5185.5565 | 5185.5565 | 5185.5565 | 5185.5565 | 5185.5565 | 5185.5565 | 5185.5565 | 1506.1203 | 1506.1203 | 1327.7204 | 1327.7204 | 1327.7204 | 1303.6313 | 1303.6313 | 0.588 | 0.588 | 0.588 | 0.588 | 0.588 | 0.588 | 0.588 | 0.16639 | 0.16639 | 0.14599 | 0.14599 | 0.14599 | 0.14323 | 0.14323 | 0.83303 | 0.83303 | 0.83303 | 0.83303 | 0.83303 | 0.67283 | 0.67283 | 0.016649 | 0.016649 | 0.016649 | 0.016649 | 0.016649 | 0.013447 | 0.013447 | 62.456 | 62.456 | 62.456 | 62.456 | 62.456 | 50.4453 | 50.4453 | 0.0097894 | 0.0097894 | 0.0097894 | 0.0097894 | 0.0097894 | 0.0079069 | 0.0079069 | 5455.2281 | 5455.2281 | 5455.2281 | 5455.2281 | 5455.2281 | 5455.2281 | 5455.2281 | 1399.3516 | 1399.3516 | 1255.3899 | 1255.3899 | 1255.3899 | 1229.1651 | 1229.1651 | 0.588 | 0.588 | 0.588 | 0.588 | 0.588 | 0.588 | 0.588 | 0.14362 | 0.14362 | 0.12898 | 0.12898 | 0.12898 | 0.12612 | 0.12612 | Motel Office ILit all | Motel Office ILit all | 3800 | 70 | 70 | Motel Office ILit2 all | Motel Office ILit2 all | Motel Office ILit2 All | 3884 | 70 | 70 | 3800 | 14.207 | 0.588 | 0.7 | 0.7 | 0.7 | 0.7 | 0.7 | 0.7 | 0.7 | 0.7 | 0.7 | 0.7 | 0.7 | 0.7 | 0.7 | 0.7 | 0.7 | 0.7 | 0.7 | 0.7 | 0.7 | 0.7 | 0.7 | 0.7 | 0.7 | 0.7 | 14.9458 | 0.588 | 0.7 | 0.7 | 0.7 | 0.7 | 0.7 | 0.7 | 0.7 | 0.7 | 0.7 | 0.7 | 0.7 | 0.7 | 0.7 | 0.7 | 0.7 | 0.7 | 0.7 | 0.7 | 0.7 | 0.7 | 0.7 | 0.7 | 0.7 | 0.7 | 0 | 0 | 0 | 0 | 0 | 0 | 0 | 0 | 0 | 0 | 0 | 0 | 0 | 0 | 0 | 0 | 0 | 0 | 0 | 0 | 0 | 0 | 0 | 0 | 0 | 0 | 0 | 0 | 0 | 0 | 0 | 0 | 0 | 0 | 0 | 0 | 0 | 0 | 0 | 0 | 0 | 0 | 0 | 0 | 0 | 0 | 0 | 0 | 16 | 0.66337 | 0.20792 | 0.079208 | 0.049505 | 0.76136 | 0.090755 | 0.00068996 | 0.00068996 | 0.00068996 | 0.00068996 | 0.00068996 | 0.00055727 | 0.00055727 | Lodging - Motel | 0.02262 | 0.02262 | 0.019349 | 0.019349 | 0.019349 | 0.018904 | 0.018904 | Lodging - Motel - Office (General) - all | 16 | 25 | 16 | 3565.958 | 0 | 3565.958 | 0 | 0 | 0 | 14.207 | 0 | 0 | 0 | 0 | 0 | 0 | 0 | 0 | 0 | 0 | 0 | 0 | 0 | 0 | 0 | 0 | 0 | 0 | 0 | 0 | 0 | 0 | 0 | 0 | 0 | 0 | 0 |  | 3751.4034 | 0 | 3751.4034 | 0 | 0 | 0 | 14.9458 | 0 | 0 | 0 | 0 | 0 | 0 | 0 | 0 | 0 | 0 | 0 | 0 | 0 | 0 | 0 | 0 | 0 | 0 | 0 | 0 | 0 | 0 | 0 | 0 | 0 | 0 | 0 | 0.84566 | 0.84 | 0.88963 | 0.84
1101 | 11 | 1 | 5 | 1 |  |  |  |  | Manufacturing - Bio/Tech | Comm/Ind Work (High Tech, Bio Tech, Lab) | Manufacturing - Bio/Tech - Comm/Ind Work (High Tech, Bio Tech, Lab) |  | Manufacturing - Bio/Tech | Manufacturing - Bio/Tech - Comm/Ind Work (High Tech, Bio Tech, Lab) | Manufac (biotech) Lab | Sat | Closed | 52 | 52 | 0.45336 | 1.1538 | 1.1538 | 1.1538 | 1.1538 | 0.99995 | 0.99995 | 0.99995 | 0 | 0 | 0 | 0 | 0 | 0 | 0 | 28.5758 | 28.5758 | 28.5758 | 28.5758 | 24.7657 | 24.7657 | 24.7657 | 0 | 0 | 0 | 0 | 0 | 0 | 0 | 0 | 0 | 0 | 0 | 0 | 0 | 0 | 0 | 0 | 0 | 0 | 0 | 0 | 0 | 0 | 0 | 0 | 0 | 0 | 0 | 0 | 0 | 0 | 0 | 0 | 0 | 0 | 0 | 0.31187 | 0.31187 | 0.31187 | 0.31187 | 0.27029 | 0.27029 | 0.27029 | 0 | 0 | 0 | 0 | 0 | 0 | 0 | 7.8416 | 7.8416 | 7.8416 | 7.8416 | 6.7961 | 6.7961 | 6.7961 | 0 | 0 | 0 | 0 | 0 | 0 | 0 | 0 | 0 | 0 | 0 | 0 | 0 | 0 | 0 | 0 | 0 | 0 | 0 | 0 | 0 | 0 | 0 | 0 | 0 | 0 | 0 | 0 | 0 | 0 | 0 | 0 | 0 | 0 | 0 | Manufac (biotech) Lab ILit Cls | Manufac (biotech) Lab ILit Cls | 2 | 5 | 5 | Manufac (biotech) Lab ILit2 Cls | Manufac (biotech) Lab ILit Cls | Manufac (biotech) Lab ILit Cls | 2 | 5 | 5 | 2 | 1.0506 | 0.0425 | 0.05 | 0.05 | 0.05 | 0.05 | 0.05 | 0.05 | 0.05 | 0.05 | 0.05 | 0.05 | 0.05 | 0.05 | 0.05 | 0.05 | 0.05 | 0.05 | 0.05 | 0.05 | 0.05 | 0.05 | 0.05 | 0.05 | 0.05 | 0.05 | 1.0665 | 0.0425 | 0.05 | 0.05 | 0.05 | 0.05 | 0.05 | 0.05 | 0.05 | 0.05 | 0.05 | 0.05 | 0.05 | 0.05 | 0.05 | 0.05 | 0.05 | 0.05 | 0.05 | 0.05 | 0.05 | 0.05 | 0.05 | 0.05 | 0.05 | 0.05 | 0 | 0 | 0 | 0 | 0 | 0 | 0 | 0 | 0 | 0 | 0 | 0 | 0 | 0 | 0 | 0 | 0 | 0 | 0 | 0 | 0 | 0 | 0 | 0 | 0 | 0 | 0 | 0 | 0 | 0 | 0 | 0 | 0 | 0 | 0 | 0 | 0 | 0 | 0 | 0 | 0 | 0 | 0 | 0 | 0 | 0 | 0 | 0 | 15 | 0.66337 | 0.20792 | 0.079208 | 0.049505 | 0.76136 | 0 | 0 | 0 | 0 | 0 | 0 | 0 | 0 |  | 0.098307 | 0.098307 | 0.096758 | 0.096768 | 0.097251 | 0.097591 | 0.097591 | Manufacturing - Bio/Tech - Comm/Ind Work (High Tech, Bio Tech, Lab) - Sat | 10 | 7 | 19 | 0 | 54.6291 | 0 | 0 | 0 | 54.6291 | 0 | 0 | 0 | 1.0506 | 0 | 0 | 0 | 0 | 0 | 0 | 0 | 0 | 0 | 0 | 0 | 0 | 0 | 0 | 0 | 0 | 0 | 0 | 0 | 0 | 0 | 0 | 0 | 0 |  | 0 | 55.4603 | 0 | 0 | 0 | 55.4603 | 0 | 0 | 0 | 1.0665 | 0 | 0 | 0 | 0 | 0 | 0 | 0 | 0 | 0 | 0 | 0 | 0 | 0 | 0 | 0 | 0 | 0 | 0 | 0 | 0 | 0 | 0 | 0 | 0 | 0.87547 | 0.85 | 0.88879 | 0.85
1102 | 11 | 2 | 6 | 2 |  |  |  |  | Manufacturing - Bio/Tech | Comm/Ind Work (High Tech, Bio Tech, Lab) | Manufacturing - Bio/Tech - Comm/Ind Work (High Tech, Bio Tech, Lab) |  | Manufacturing - Bio/Tech | Manufacturing - Bio/Tech - Comm/Ind Work (High Tech, Bio Tech, Lab) | Manufac (biotech) Lab | Sun | Closed | 52 | 52 | 0.45336 | 1.1538 | 1.1538 | 1.1538 | 1.1538 | 0.99995 | 0.99995 | 0.99995 | 0 | 0 | 0 | 0 | 0 | 0 | 0 | 28.5758 | 28.5758 | 28.5758 | 28.5758 | 24.7657 | 24.7657 | 24.7657 | 0 | 0 | 0 | 0 | 0 | 0 | 0 | 0 | 0 | 0 | 0 | 0 | 0 | 0 | 0 | 0 | 0 | 0 | 0 | 0 | 0 | 0 | 0 | 0 | 0 | 0 | 0 | 0 | 0 | 0 | 0 | 0 | 0 | 0 | 0 | 0.31187 | 0.31187 | 0.31187 | 0.31187 | 0.27029 | 0.27029 | 0.27029 | 0 | 0 | 0 | 0 | 0 | 0 | 0 | 7.8416 | 7.8416 | 7.8416 | 7.8416 | 6.7961 | 6.7961 | 6.7961 | 0 | 0 | 0 | 0 | 0 | 0 | 0 | 0 | 0 | 0 | 0 | 0 | 0 | 0 | 0 | 0 | 0 | 0 | 0 | 0 | 0 | 0 | 0 | 0 | 0 | 0 | 0 | 0 | 0 | 0 | 0 | 0 | 0 | 0 | 0 | Manufac (biotech) Lab ILit Cls | Manufac (biotech) Lab ILit Cls | 2 | 5 | 5 | Manufac (biotech) Lab ILit2 Cls | Manufac (biotech) Lab ILit Cls | Manufac (biotech) Lab ILit Cls | 2 | 5 | 5 | 2 | 1.0506 | 0.0425 | 0.05 | 0.05 | 0.05 | 0.05 | 0.05 | 0.05 | 0.05 | 0.05 | 0.05 | 0.05 | 0.05 | 0.05 | 0.05 | 0.05 | 0.05 | 0.05 | 0.05 | 0.05 | 0.05 | 0.05 | 0.05 | 0.05 | 0.05 | 0.05 | 1.0665 | 0.0425 | 0.05 | 0.05 | 0.05 | 0.05 | 0.05 | 0.05 | 0.05 | 0.05 | 0.05 | 0.05 | 0.05 | 0.05 | 0.05 | 0.05 | 0.05 | 0.05 | 0.05 | 0.05 | 0.05 | 0.05 | 0.05 | 0.05 | 0.05 | 0.05 | 0 | 0 | 0 | 0 | 0 | 0 | 0 | 0 | 0 | 0 | 0 | 0 | 0 | 0 | 0 | 0 | 0 | 0 | 0 | 0 | 0 | 0 | 0 | 0 | 0 | 0 | 0 | 0 | 0 | 0 | 0 | 0 | 0 | 0 | 0 | 0 | 0 | 0 | 0 | 0 | 0 | 0 | 0 | 0 | 0 | 0 | 0 | 0 | 15 | 0.66337 | 0.20792 | 0.079208 | 0.049505 | 0.76136 | 0 | 0 | 0 | 0 | 0 | 0 | 0 | 0 |  | 0.098307 | 0.098307 | 0.096758 | 0.096768 | 0.097251 | 0.097591 | 0.097591 | Manufacturing - Bio/Tech - Comm/Ind Work (High Tech, Bio Tech, Lab) - Sun | 12 | 7 | 19 | 0 | 54.6291 | 0 | 0 | 0 | 54.6291 | 0 | 0 | 0 | 1.0506 | 0 | 0 | 0 | 0 | 0 | 0 | 0 | 0 | 0 | 0 | 0 | 0 | 0 | 0 | 0 | 0 | 0 | 0 | 0 | 0 | 0 | 0 | 0 | 0 |  | 0 | 55.4603 | 0 | 0 | 0 | 55.4603 | 0 | 0 | 0 | 1.0665 | 0 | 0 | 0 | 0 | 0 | 0 | 0 | 0 | 0 | 0 | 0 | 0 | 0 | 0 | 0 | 0 | 0 | 0 | 0 | 0 | 0 | 0 | 0 | 0 | 0.87547 | 0.85 | 0.88879 | 0.85
1103 | 11 | 3 | 7 | 3 |  |  |  |  | Manufacturing - Bio/Tech | Comm/Ind Work (High Tech, Bio Tech, Lab) | Manufacturing - Bio/Tech - Comm/Ind Work (High Tech, Bio Tech, Lab) |  | Manufacturing - Bio/Tech | Manufacturing - Bio/Tech - Comm/Ind Work (High Tech, Bio Tech, Lab) | Manufac (biotech) Lab | Hol | Closed | 10 | 10 | 0.45336 | 1.1538 | 1.1538 | 1.1538 | 1.1538 | 0.99995 | 0.99995 | 0.99995 | 0 | 0 | 0 | 0 | 0 | 0 | 0 | 5.4954 | 5.4954 | 5.4954 | 5.4954 | 4.7626 | 4.7626 | 4.7626 | 0 | 0 | 0 | 0 | 0 | 0 | 0 | 0 | 0 | 0 | 0 | 0 | 0 | 0 | 0 | 0 | 0 | 0 | 0 | 0 | 0 | 0 | 0 | 0 | 0 | 0 | 0 | 0 | 0 | 0 | 0 | 0 | 0 | 0 | 0 | 0.31187 | 0.31187 | 0.31187 | 0.31187 | 0.27029 | 0.27029 | 0.27029 | 0 | 0 | 0 | 0 | 0 | 0 | 0 | 1.508 | 1.508 | 1.508 | 1.508 | 1.3069 | 1.3069 | 1.3069 | 0 | 0 | 0 | 0 | 0 | 0 | 0 | 0 | 0 | 0 | 0 | 0 | 0 | 0 | 0 | 0 | 0 | 0 | 0 | 0 | 0 | 0 | 0 | 0 | 0 | 0 | 0 | 0 | 0 | 0 | 0 | 0 | 0 | 0 | 0 | Manufac (biotech) Lab ILit Cls | Manufac (biotech) Lab ILit Cls | 2 | 5 | 5 | Manufac (biotech) Lab ILit2 Cls | Manufac (biotech) Lab ILit Cls | Manufac (biotech) Lab ILit Cls | 2 | 5 | 5 | 2 | 1.0506 | 0.0425 | 0.05 | 0.05 | 0.05 | 0.05 | 0.05 | 0.05 | 0.05 | 0.05 | 0.05 | 0.05 | 0.05 | 0.05 | 0.05 | 0.05 | 0.05 | 0.05 | 0.05 | 0.05 | 0.05 | 0.05 | 0.05 | 0.05 | 0.05 | 0.05 | 1.0665 | 0.0425 | 0.05 | 0.05 | 0.05 | 0.05 | 0.05 | 0.05 | 0.05 | 0.05 | 0.05 | 0.05 | 0.05 | 0.05 | 0.05 | 0.05 | 0.05 | 0.05 | 0.05 | 0.05 | 0.05 | 0.05 | 0.05 | 0.05 | 0.05 | 0.05 | 0 | 0 | 0 | 0 | 0 | 0 | 0 | 0 | 0 | 0 | 0 | 0 | 0 | 0 | 0 | 0 | 0 | 0 | 0 | 0 | 0 | 0 | 0 | 0 | 0 | 0 | 0 | 0 | 0 | 0 | 0 | 0 | 0 | 0 | 0 | 0 | 0 | 0 | 0 | 0 | 0 | 0 | 0 | 0 | 0 | 0 | 0 | 0 | 15 | 0.66337 | 0.20792 | 0.079208 | 0.049505 | 0.76136 | 0 | 0 | 0 | 0 | 0 | 0 | 0 | 0 |  | 0.098307 | 0.098307 | 0.096758 | 0.096768 | 0.097251 | 0.097591 | 0.097591 | Manufacturing - Bio/Tech - Comm/Ind Work (High Tech, Bio Tech, Lab) - Hol | 14 | 7 | 19 | 0 | 10.5056 | 0 | 0 | 0 | 10.5056 | 0 | 0 | 0 | 1.0506 | 0 | 0 | 0 | 0 | 0 | 0 | 0 | 0 | 0 | 0 | 0 | 0 | 0 | 0 | 0 | 0 | 0 | 0 | 0 | 0 | 0 | 0 | 0 | 0 |  | 0 | 10.6654 | 0 | 0 | 0 | 10.6654 | 0 | 0 | 0 | 1.0665 | 0 | 0 | 0 | 0 | 0 | 0 | 0 | 0 | 0 | 0 | 0 | 0 | 0 | 0 | 0 | 0 | 0 | 0 | 0 | 0 | 0 | 0 | 0 | 0 | 0.87547 | 0.85 | 0.88879 | 0.85
1104 | 11 | 4 | 8 | 4 |  |  | Manufacturing - Bio/Tech - Comm/Ind Work (High Tech, Bio Tech, Lab) | Manufacturing - Bio/Tech - Comm/Ind Work (High Tech, Bio Tech, Lab) | Manufacturing - Bio/Tech | Comm/Ind Work (High Tech, Bio Tech, Lab) | Manufacturing - Bio/Tech - Comm/Ind Work (High Tech, Bio Tech, Lab) |  | Manufacturing - Bio/Tech | Manufacturing - Bio/Tech - Comm/Ind Work (High Tech, Bio Tech, Lab) | Manufac (biotech) Lab | all | Open | 251 | 251 | 0.45336 | 1.1538 | 1.1538 | 1.1538 | 1.1538 | 0.99995 | 0.99995 | 0.99995 | 0.52309 | 0.52309 | 0.52309 | 0.52309 | 0.45334 | 0.45334 | 0.45334 | 1329.7263 | 1329.7263 | 1329.7263 | 1329.7263 | 1152.4295 | 1152.4295 | 1152.4295 | 0.38183 | 0.38183 | 0.38183 | 0.38183 | 0.33092 | 0.33092 | 0.33092 | 2661.8347 | 2661.8347 | 2661.8347 | 2661.8347 | 2661.8347 | 2661.8347 | 2661.8347 | 0 | 0 | 0 | 0 | 0 | 0 | 0 | 0.72996 | 0.72996 | 0.72996 | 0.72996 | 0.72996 | 0.72996 | 0.72996 | 0 | 0 | 0 | 0 | 0 | 0 | 0 | 0.31187 | 0.31187 | 0.31187 | 0.31187 | 0.27029 | 0.27029 | 0.27029 | 0.14139 | 0.14139 | 0.14139 | 0.14139 | 0.12254 | 0.12254 | 0.12254 | 305.9941 | 305.9941 | 305.9941 | 305.9941 | 265.1949 | 265.1949 | 265.1949 | 0.094038 | 0.094038 | 0.094038 | 0.094038 | 0.081499 | 0.081499 | 0.081499 | 2285.751 | 2285.751 | 2285.751 | 2285.751 | 2285.751 | 2285.751 | 2285.751 | 0 | 0 | 0 | 0 | 0 | 0 | 0 | 0.66509 | 0.66509 | 0.66509 | 0.66509 | 0.66509 | 0.66509 | 0.66509 | 0 | 0 | 0 | 0 | 0 | 0 | 0 | Manufac (biotech) Lab ILit all | Manufac (biotech) Lab ILit all | 3814 | 15 | 90 | Manufac (biotech) Lab ILit2 all | Manufac (biotech) Lab ILit2 all | Manufac (biotech) Lab ILit2 All | 3898 | 8 | 85 | 3814 | 10.1278 | 0.72996 | 0.15 | 0.15 | 0.15 | 0.15 | 0.15 | 0.15 | 0.28421 | 0.82105 | 0.9 | 0.9 | 0.9 | 0.9 | 0.9 | 0.9 | 0.9 | 0.9 | 0.77632 | 0.59737 | 0.23947 | 0.15 | 0.15 | 0.15 | 0.15 | 0.15 | 8.6222 | 0.66509 | 0.08 | 0.08 | 0.08 | 0.08 | 0.08 | 0.08 | 0.20158 | 0.68789 | 0.85 | 0.85 | 0.85 | 0.85 | 0.68789 | 0.85 | 0.85 | 0.85 | 0.64737 | 0.48526 | 0.16105 | 0.08 | 0.08 | 0.08 | 0.08 | 0.08 | 0 | 0 | 0 | 0 | 0 | 0 | 0.17895 | 0.89474 | 1 | 1 | 1 | 1 | 1 | 1 | 1 | 1 | 0.83509 | 0.59649 | 0.1193 | 0 | 0 | 0 | 0 | 0 | 0 | 0 | 0 | 0 | 0 | 0 | 0.15789 | 0.78947 | 1 | 1 | 1 | 1 | 0.78947 | 1 | 1 | 1 | 0.73684 | 0.52632 | 0.10526 | 0 | 0 | 0 | 0 | 0 | 15 | 0.66337 | 0.20792 | 0.079208 | 0.049505 | 0.76136 | 0.090904 | 0.047551 | 0.047551 | 0.047551 | 0.047551 | 0.04121 | 0.04121 | 0.04121 |  | 0.098307 | 0.098307 | 0.096758 | 0.096768 | 0.097251 | 0.097591 | 0.097591 | Manufacturing - Bio/Tech - Comm/Ind Work (High Tech, Bio Tech, Lab) - all | 16 | 7 | 19 | 2429.4158 | 112.655 | 2429.4158 | 112.655 | 0 | 0 | 9.6789 | 0.44882 | 0 | 0 | 0 | 0 | 0 | 0 | 0 | 0 | 0.28421 | 0.82105 | 0.9 | 0.9 | 0.9 | 0.9 | 0.9 | 0.9 | 0.9 | 0.9 | 0.77632 | 0.59737 | 0 | 0 | 0 | 0 | 0 | 0 |  | 2173.66 | -9.4951 | 2173.66 | -9.4951 | 0 | 0 | 8.66 | -0.037829 | 0 | 0 | 0 | 0 | 0 | 0 | 0 | 0 | 0.20158 | 0.68789 | 0.85 | 0.85 | 0.85 | 0.85 | 0.68789 | 0.85 | 0.85 | 0.85 | 0.64737 | 0.48526 | 0 | 0 | 0 | 0 | 0 | 0 | 0.87547 | 0.85 | 0.88879 | 0.85
1105 | 11 | 5 | 5 | 1 |  |  |  |  | Manufacturing - Bio/Tech | Computer Room (Mainframe/Server) | Manufacturing - Bio/Tech - Computer Room (Mainframe/Server) |  | Manufacturing - Bio/Tech | Manufacturing - Bio/Tech - Computer Room (Mainframe/Server) | Manufac (biotech) ComptrRm | Sat | Closed | 52 | 52 | 0.019994 | 1.1538 | 1.1538 | 0.99995 | 0.99995 | 0.92303 | 0.84611 | 0.84611 | 0 | 0 | 0 | 0 | 0 | 0 | 0 | 1.2602 | 1.2602 | 1.0922 | 1.0922 | 1.0082 | 0.92417 | 0.92417 | 0 | 0 | 0 | 0 | 0 | 0 | 0 | 0 | 0 | 0 | 0 | 0 | 0 | 0 | 0 | 0 | 0 | 0 | 0 | 0 | 0 | 0 | 0 | 0 | 0 | 0 | 0 | 0 | 0 | 0 | 0 | 0 | 0 | 0 | 0 | 0.31187 | 0.31187 | 0.27029 | 0.27029 | 0.2495 | 0.22871 | 0.22871 | 0 | 0 | 0 | 0 | 0 | 0 | 0 | 0.34582 | 0.34582 | 0.29971 | 0.29971 | 0.27666 | 0.2536 | 0.2536 | 0 | 0 | 0 | 0 | 0 | 0 | 0 | 0 | 0 | 0 | 0 | 0 | 0 | 0 | 0 | 0 | 0 | 0 | 0 | 0 | 0 | 0 | 0 | 0 | 0 | 0 | 0 | 0 | 0 | 0 | 0 | 0 | 0 | 0 | 0 | Manufac (biotech) ComptrRm ILit Cls | Manufac (biotech) ComptrRm ILit Cls | 2 | 5 | 5 | Manufac (biotech) ComptrRm ILit2 Cls | Manufac (biotech) ComptrRm ILit Cls | Manufac (biotech) ComptrRm ILit Cls | 2 | 5 | 5 | 2 | 1.0506 | 0.0425 | 0.05 | 0.05 | 0.05 | 0.05 | 0.05 | 0.05 | 0.05 | 0.05 | 0.05 | 0.05 | 0.05 | 0.05 | 0.05 | 0.05 | 0.05 | 0.05 | 0.05 | 0.05 | 0.05 | 0.05 | 0.05 | 0.05 | 0.05 | 0.05 | 1.0665 | 0.0425 | 0.05 | 0.05 | 0.05 | 0.05 | 0.05 | 0.05 | 0.05 | 0.05 | 0.05 | 0.05 | 0.05 | 0.05 | 0.05 | 0.05 | 0.05 | 0.05 | 0.05 | 0.05 | 0.05 | 0.05 | 0.05 | 0.05 | 0.05 | 0.05 | 0 | 0 | 0 | 0 | 0 | 0 | 0 | 0 | 0 | 0 | 0 | 0 | 0 | 0 | 0 | 0 | 0 | 0 | 0 | 0 | 0 | 0 | 0 | 0 | 0 | 0 | 0 | 0 | 0 | 0 | 0 | 0 | 0 | 0 | 0 | 0 | 0 | 0 | 0 | 0 | 0 | 0 | 0 | 0 | 0 | 0 | 0 | 0 | 15 | 0.66337 | 0.20792 | 0.079208 | 0.049505 | 0.76136 | 0 | 0 | 0 | 0 | 0 | 0 | 0 | 0 |  | 0.098307 | 0.098307 | 0.096758 | 0.096768 | 0.097251 | 0.097591 | 0.097591 | Manufacturing - Bio/Tech - Computer Room (Mainframe/Server) - Sat | 10 | 7 | 19 | 0 | 54.6291 | 0 | 0 | 0 | 54.6291 | 0 | 0 | 0 | 1.0506 | 0 | 0 | 0 | 0 | 0 | 0 | 0 | 0 | 0 | 0 | 0 | 0 | 0 | 0 | 0 | 0 | 0 | 0 | 0 | 0 | 0 | 0 | 0 | 0 |  | 0 | 55.4603 | 0 | 0 | 0 | 55.4603 | 0 | 0 | 0 | 1.0665 | 0 | 0 | 0 | 0 | 0 | 0 | 0 | 0 | 0 | 0 | 0 | 0 | 0 | 0 | 0 | 0 | 0 | 0 | 0 | 0 | 0 | 0 | 0 | 0 | 0.87547 | 0.85 | 0.88879 | 0.85
1106 | 11 | 6 | 6 | 2 |  |  |  |  | Manufacturing - Bio/Tech | Computer Room (Mainframe/Server) | Manufacturing - Bio/Tech - Computer Room (Mainframe/Server) |  | Manufacturing - Bio/Tech | Manufacturing - Bio/Tech - Computer Room (Mainframe/Server) | Manufac (biotech) ComptrRm | Sun | Closed | 52 | 52 | 0.019994 | 1.1538 | 1.1538 | 0.99995 | 0.99995 | 0.92303 | 0.84611 | 0.84611 | 0 | 0 | 0 | 0 | 0 | 0 | 0 | 1.2602 | 1.2602 | 1.0922 | 1.0922 | 1.0082 | 0.92417 | 0.92417 | 0 | 0 | 0 | 0 | 0 | 0 | 0 | 0 | 0 | 0 | 0 | 0 | 0 | 0 | 0 | 0 | 0 | 0 | 0 | 0 | 0 | 0 | 0 | 0 | 0 | 0 | 0 | 0 | 0 | 0 | 0 | 0 | 0 | 0 | 0 | 0.31187 | 0.31187 | 0.27029 | 0.27029 | 0.2495 | 0.22871 | 0.22871 | 0 | 0 | 0 | 0 | 0 | 0 | 0 | 0.34582 | 0.34582 | 0.29971 | 0.29971 | 0.27666 | 0.2536 | 0.2536 | 0 | 0 | 0 | 0 | 0 | 0 | 0 | 0 | 0 | 0 | 0 | 0 | 0 | 0 | 0 | 0 | 0 | 0 | 0 | 0 | 0 | 0 | 0 | 0 | 0 | 0 | 0 | 0 | 0 | 0 | 0 | 0 | 0 | 0 | 0 | Manufac (biotech) ComptrRm ILit Cls | Manufac (biotech) ComptrRm ILit Cls | 2 | 5 | 5 | Manufac (biotech) ComptrRm ILit2 Cls | Manufac (biotech) ComptrRm ILit Cls | Manufac (biotech) ComptrRm ILit Cls | 2 | 5 | 5 | 2 | 1.0506 | 0.0425 | 0.05 | 0.05 | 0.05 | 0.05 | 0.05 | 0.05 | 0.05 | 0.05 | 0.05 | 0.05 | 0.05 | 0.05 | 0.05 | 0.05 | 0.05 | 0.05 | 0.05 | 0.05 | 0.05 | 0.05 | 0.05 | 0.05 | 0.05 | 0.05 | 1.0665 | 0.0425 | 0.05 | 0.05 | 0.05 | 0.05 | 0.05 | 0.05 | 0.05 | 0.05 | 0.05 | 0.05 | 0.05 | 0.05 | 0.05 | 0.05 | 0.05 | 0.05 | 0.05 | 0.05 | 0.05 | 0.05 | 0.05 | 0.05 | 0.05 | 0.05 | 0 | 0 | 0 | 0 | 0 | 0 | 0 | 0 | 0 | 0 | 0 | 0 | 0 | 0 | 0 | 0 | 0 | 0 | 0 | 0 | 0 | 0 | 0 | 0 | 0 | 0 | 0 | 0 | 0 | 0 | 0 | 0 | 0 | 0 | 0 | 0 | 0 | 0 | 0 | 0 | 0 | 0 | 0 | 0 | 0 | 0 | 0 | 0 | 15 | 0.66337 | 0.20792 | 0.079208 | 0.049505 | 0.76136 | 0 | 0 | 0 | 0 | 0 | 0 | 0 | 0 |  | 0.098307 | 0.098307 | 0.096758 | 0.096768 | 0.097251 | 0.097591 | 0.097591 | Manufacturing - Bio/Tech - Computer Room (Mainframe/Server) - Sun | 12 | 7 | 19 | 0 | 54.6291 | 0 | 0 | 0 | 54.6291 | 0 | 0 | 0 | 1.0506 | 0 | 0 | 0 | 0 | 0 | 0 | 0 | 0 | 0 | 0 | 0 | 0 | 0 | 0 | 0 | 0 | 0 | 0 | 0 | 0 | 0 | 0 | 0 | 0 |  | 0 | 55.4603 | 0 | 0 | 0 | 55.4603 | 0 | 0 | 0 | 1.0665 | 0 | 0 | 0 | 0 | 0 | 0 | 0 | 0 | 0 | 0 | 0 | 0 | 0 | 0 | 0 | 0 | 0 | 0 | 0 | 0 | 0 | 0 | 0 | 0 | 0.87547 | 0.85 | 0.88879 | 0.85
1107 | 11 | 7 | 7 | 3 |  |  |  |  | Manufacturing - Bio/Tech | Computer Room (Mainframe/Server) | Manufacturing - Bio/Tech - Computer Room (Mainframe/Server) |  | Manufacturing - Bio/Tech | Manufacturing - Bio/Tech - Computer Room (Mainframe/Server) | Manufac (biotech) ComptrRm | Hol | Closed | 10 | 10 | 0.019994 | 1.1538 | 1.1538 | 0.99995 | 0.99995 | 0.92303 | 0.84611 | 0.84611 | 0 | 0 | 0 | 0 | 0 | 0 | 0 | 0.24235 | 0.24235 | 0.21004 | 0.21004 | 0.19388 | 0.17772 | 0.17772 | 0 | 0 | 0 | 0 | 0 | 0 | 0 | 0 | 0 | 0 | 0 | 0 | 0 | 0 | 0 | 0 | 0 | 0 | 0 | 0 | 0 | 0 | 0 | 0 | 0 | 0 | 0 | 0 | 0 | 0 | 0 | 0 | 0 | 0 | 0 | 0.31187 | 0.31187 | 0.27029 | 0.27029 | 0.2495 | 0.22871 | 0.22871 | 0 | 0 | 0 | 0 | 0 | 0 | 0 | 0.066505 | 0.066505 | 0.057637 | 0.057637 | 0.053204 | 0.04877 | 0.04877 | 0 | 0 | 0 | 0 | 0 | 0 | 0 | 0 | 0 | 0 | 0 | 0 | 0 | 0 | 0 | 0 | 0 | 0 | 0 | 0 | 0 | 0 | 0 | 0 | 0 | 0 | 0 | 0 | 0 | 0 | 0 | 0 | 0 | 0 | 0 | Manufac (biotech) ComptrRm ILit Cls | Manufac (biotech) ComptrRm ILit Cls | 2 | 5 | 5 | Manufac (biotech) ComptrRm ILit2 Cls | Manufac (biotech) ComptrRm ILit Cls | Manufac (biotech) ComptrRm ILit Cls | 2 | 5 | 5 | 2 | 1.0506 | 0.0425 | 0.05 | 0.05 | 0.05 | 0.05 | 0.05 | 0.05 | 0.05 | 0.05 | 0.05 | 0.05 | 0.05 | 0.05 | 0.05 | 0.05 | 0.05 | 0.05 | 0.05 | 0.05 | 0.05 | 0.05 | 0.05 | 0.05 | 0.05 | 0.05 | 1.0665 | 0.0425 | 0.05 | 0.05 | 0.05 | 0.05 | 0.05 | 0.05 | 0.05 | 0.05 | 0.05 | 0.05 | 0.05 | 0.05 | 0.05 | 0.05 | 0.05 | 0.05 | 0.05 | 0.05 | 0.05 | 0.05 | 0.05 | 0.05 | 0.05 | 0.05 | 0 | 0 | 0 | 0 | 0 | 0 | 0 | 0 | 0 | 0 | 0 | 0 | 0 | 0 | 0 | 0 | 0 | 0 | 0 | 0 | 0 | 0 | 0 | 0 | 0 | 0 | 0 | 0 | 0 | 0 | 0 | 0 | 0 | 0 | 0 | 0 | 0 | 0 | 0 | 0 | 0 | 0 | 0 | 0 | 0 | 0 | 0 | 0 | 15 | 0.66337 | 0.20792 | 0.079208 | 0.049505 | 0.76136 | 0 | 0 | 0 | 0 | 0 | 0 | 0 | 0 |  | 0.098307 | 0.098307 | 0.096758 | 0.096768 | 0.097251 | 0.097591 | 0.097591 | Manufacturing - Bio/Tech - Computer Room (Mainframe/Server) - Hol | 14 | 7 | 19 | 0 | 10.5056 | 0 | 0 | 0 | 10.5056 | 0 | 0 | 0 | 1.0506 | 0 | 0 | 0 | 0 | 0 | 0 | 0 | 0 | 0 | 0 | 0 | 0 | 0 | 0 | 0 | 0 | 0 | 0 | 0 | 0 | 0 | 0 | 0 | 0 |  | 0 | 10.6654 | 0 | 0 | 0 | 10.6654 | 0 | 0 | 0 | 1.0665 | 0 | 0 | 0 | 0 | 0 | 0 | 0 | 0 | 0 | 0 | 0 | 0 | 0 | 0 | 0 | 0 | 0 | 0 | 0 | 0 | 0 | 0 | 0 | 0 | 0.87547 | 0.85 | 0.88879 | 0.85
1108 | 11 | 8 | 8 | 4 |  |  | Manufacturing - Bio/Tech - Computer Room (Mainframe/Server) | Manufacturing - Bio/Tech - Computer Room (Mainframe/Server) | Manufacturing - Bio/Tech | Computer Room (Mainframe/Server) | Manufacturing - Bio/Tech - Computer Room (Mainframe/Server) |  | Manufacturing - Bio/Tech | Manufacturing - Bio/Tech - Computer Room (Mainframe/Server) | Manufac (biotech) ComptrRm | all | Open | 251 | 251 | 0.019994 | 1.1538 | 1.1538 | 0.99995 | 0.99995 | 0.92303 | 0.84611 | 0.84611 | 0.023069 | 0.023069 | 0.019993 | 0.019993 | 0.018455 | 0.016917 | 0.016917 | 58.6425 | 58.6425 | 50.8235 | 50.8235 | 46.914 | 43.0045 | 43.0045 | 0.016839 | 0.016839 | 0.014594 | 0.014594 | 0.013471 | 0.012349 | 0.012349 | 2661.8347 | 2661.8347 | 2661.8347 | 2661.8347 | 2661.8347 | 2661.8347 | 2661.8347 | 0 | 0 | 0 | 0 | 0 | 0 | 0 | 0.72996 | 0.72996 | 0.72996 | 0.72996 | 0.72996 | 0.72996 | 0.72996 | 0 | 0 | 0 | 0 | 0 | 0 | 0 | 0.31187 | 0.31187 | 0.27029 | 0.27029 | 0.2495 | 0.22871 | 0.22871 | 0.0062355 | 0.0062355 | 0.0054041 | 0.0054041 | 0.0049884 | 0.0045727 | 0.0045727 | 13.4947 | 13.4947 | 11.6954 | 11.6954 | 10.7958 | 9.8961 | 9.8961 | 0.0041472 | 0.0041472 | 0.0035942 | 0.0035942 | 0.0033177 | 0.0030413 | 0.0030413 | 2285.751 | 2285.751 | 2285.751 | 2285.751 | 2285.751 | 2285.751 | 2285.751 | 0 | 0 | 0 | 0 | 0 | 0 | 0 | 0.66509 | 0.66509 | 0.66509 | 0.66509 | 0.66509 | 0.66509 | 0.66509 | 0 | 0 | 0 | 0 | 0 | 0 | 0 | Manufac (biotech) ComptrRm ILit all | Manufac (biotech) ComptrRm ILit all | 3809 | 15 | 90 | Manufac (biotech) ComptrRm ILit2 all | Manufac (biotech) ComptrRm ILit2 all | Manufac (biotech) ComptrRm ILit2 All | 3893 | 8 | 85 | 3809 | 10.1278 | 0.72996 | 0.15 | 0.15 | 0.15 | 0.15 | 0.15 | 0.15 | 0.28421 | 0.82105 | 0.9 | 0.9 | 0.9 | 0.9 | 0.9 | 0.9 | 0.9 | 0.9 | 0.77632 | 0.59737 | 0.23947 | 0.15 | 0.15 | 0.15 | 0.15 | 0.15 | 8.6222 | 0.66509 | 0.08 | 0.08 | 0.08 | 0.08 | 0.08 | 0.08 | 0.20158 | 0.68789 | 0.85 | 0.85 | 0.85 | 0.85 | 0.68789 | 0.85 | 0.85 | 0.85 | 0.64737 | 0.48526 | 0.16105 | 0.08 | 0.08 | 0.08 | 0.08 | 0.08 | 0 | 0 | 0 | 0 | 0 | 0 | 0.17895 | 0.89474 | 1 | 1 | 1 | 1 | 1 | 1 | 1 | 1 | 0.83509 | 0.59649 | 0.1193 | 0 | 0 | 0 | 0 | 0 | 0 | 0 | 0 | 0 | 0 | 0 | 0.15789 | 0.78947 | 1 | 1 | 1 | 1 | 0.78947 | 1 | 1 | 1 | 0.73684 | 0.52632 | 0.10526 | 0 | 0 | 0 | 0 | 0 | 15 | 0.66337 | 0.20792 | 0.079208 | 0.049505 | 0.76136 | 0.090904 | 0.002097 | 0.002097 | 0.0018174 | 0.0018174 | 0.0016776 | 0.0015378 | 0.0015378 |  | 0.098307 | 0.098307 | 0.096758 | 0.096768 | 0.097251 | 0.097591 | 0.097591 | Manufacturing - Bio/Tech - Computer Room (Mainframe/Server) - all | 16 | 7 | 19 | 2429.4158 | 112.655 | 2429.4158 | 112.655 | 0 | 0 | 9.6789 | 0.44882 | 0 | 0 | 0 | 0 | 0 | 0 | 0 | 0 | 0.28421 | 0.82105 | 0.9 | 0.9 | 0.9 | 0.9 | 0.9 | 0.9 | 0.9 | 0.9 | 0.77632 | 0.59737 | 0 | 0 | 0 | 0 | 0 | 0 |  | 2173.66 | -9.4951 | 2173.66 | -9.4951 | 0 | 0 | 8.66 | -0.037829 | 0 | 0 | 0 | 0 | 0 | 0 | 0 | 0 | 0.20158 | 0.68789 | 0.85 | 0.85 | 0.85 | 0.85 | 0.68789 | 0.85 | 0.85 | 0.85 | 0.64737 | 0.48526 | 0 | 0 | 0 | 0 | 0 | 0 | 0.87547 | 0.85 | 0.88879 | 0.85
1109 | 11 | 9 | 5 | 1 |  |  |  |  | Manufacturing - Bio/Tech | Conference Room | Manufacturing - Bio/Tech - Conference Room |  | Manufacturing - Bio/Tech | Manufacturing - Bio/Tech - Conference Room | Manufac (biotech) Conference | Sat | Closed | 52 | 52 | 0.019994 | 1.3845 | 1.3845 | 1.2307 | 1.1538 | 1.0769 | 1.0769 | 1.0769 | 0 | 0 | 0 | 0 | 0 | 0 | 0 | 0 | 0 | 0 | 0 | 0 | 0 | 0 | 0 | 0 | 0 | 0 | 0 | 0 | 0 | 0 | 0 | 0 | 0 | 0 | 0 | 0 | 0 | 0 | 0 | 0 | 0 | 0 | 0 | 0 | 0 | 0 | 0 | 0 | 0 | 0 | 0 | 0 | 0 | 0 | 0 | 0 | 0 | 0.37425 | 0.37425 | 0.33266 | 0.31187 | 0.29108 | 0.29108 | 0.29108 | 0 | 0 | 0 | 0 | 0 | 0 | 0 | 0 | 0 | 0 | 0 | 0 | 0 | 0 | 0 | 0 | 0 | 0 | 0 | 0 | 0 | 0 | 0 | 0 | 0 | 0 | 0 | 0 | 0 | 0 | 0 | 0 | 0 | 0 | 0 | 0 | 0 | 0 | 0 | 0 | 0 | 0 | 0 | 0 | 0 | 0 | 0 | 0 | 0 | Manufac (biotech) Conference ILit Cls | Manufac (biotech) Conference ILit Cls | 1 | 0 | 0 | Manufac (biotech) Conference ILit2 Cls | Manufac (biotech) Conference ILit Cls | Manufac (biotech) Conference ILit Cls | 1 | 0 | 0 | 1 | 0 | 0 | 0 | 0 | 0 | 0 | 0 | 0 | 0 | 0 | 0 | 0 | 0 | 0 | 0 | 0 | 0 | 0 | 0 | 0 | 0 | 0 | 0 | 0 | 0 | 0 | 0 | 0 | 0 | 0 | 0 | 0 | 0 | 0 | 0 | 0 | 0 | 0 | 0 | 0 | 0 | 0 | 0 | 0 | 0 | 0 | 0 | 0 | 0 | 0 | 0 | 0 | 0 | 0 | 0 | 0 | 0 | 0 | 0 | 0 | 0 | 0 | 0 | 0 | 0 | 0 | 0 | 0 | 0 | 0 | 0 | 0 | 0 | 0 | 0 | 0 | 0 | 0 | 0 | 0 | 0 | 0 | 0 | 0 | 0 | 0 | 0 | 0 | 0 | 0 | 0 | 0 | 0 | 0 | 0 | 0 | 0 | 0 | 0 | 0 | 16 | 0.55 | 0.24 | 0.12 | 0.09 | 0.6962 | 0 | 0 | 0 | 0 | 0 | 0 | 0 | 0 |  | 0.098307 | 0.098307 | 0.096758 | 0.096768 | 0.097251 | 0.097591 | 0.097591 | Manufacturing - Bio/Tech - Conference Room - Sat | 10 | 7 | 19 | 0 | 0 | 0 | 0 | 0 | 0 | 0 | 0 | 0 | 0 | 0 | 0 | 0 | 0 | 0 | 0 | 0 | 0 | 0 | 0 | 0 | 0 | 0 | 0 | 0 | 0 | 0 | 0 | 0 | 0 | 0 | 0 | 0 | 0 |  | 0 | 0 | 0 | 0 | 0 | 0 | 0 | 0 | 0 | 0 | 0 | 0 | 0 | 0 | 0 | 0 | 0 | 0 | 0 | 0 | 0 | 0 | 0 | 0 | 0 | 0 | 0 | 0 | 0 | 0 | 0 | 0 | 0 | 0 | 0.86097 | 0.84 | 0.87563 | 0.84
1110 | 11 | 10 | 6 | 2 |  |  |  |  | Manufacturing - Bio/Tech | Conference Room | Manufacturing - Bio/Tech - Conference Room |  | Manufacturing - Bio/Tech | Manufacturing - Bio/Tech - Conference Room | Manufac (biotech) Conference | Sun | Closed | 52 | 52 | 0.019994 | 1.3845 | 1.3845 | 1.2307 | 1.1538 | 1.0769 | 1.0769 | 1.0769 | 0 | 0 | 0 | 0 | 0 | 0 | 0 | 0 | 0 | 0 | 0 | 0 | 0 | 0 | 0 | 0 | 0 | 0 | 0 | 0 | 0 | 0 | 0 | 0 | 0 | 0 | 0 | 0 | 0 | 0 | 0 | 0 | 0 | 0 | 0 | 0 | 0 | 0 | 0 | 0 | 0 | 0 | 0 | 0 | 0 | 0 | 0 | 0 | 0 | 0.37425 | 0.37425 | 0.33266 | 0.31187 | 0.29108 | 0.29108 | 0.29108 | 0 | 0 | 0 | 0 | 0 | 0 | 0 | 0 | 0 | 0 | 0 | 0 | 0 | 0 | 0 | 0 | 0 | 0 | 0 | 0 | 0 | 0 | 0 | 0 | 0 | 0 | 0 | 0 | 0 | 0 | 0 | 0 | 0 | 0 | 0 | 0 | 0 | 0 | 0 | 0 | 0 | 0 | 0 | 0 | 0 | 0 | 0 | 0 | 0 | Manufac (biotech) Conference ILit Cls | Manufac (biotech) Conference ILit Cls | 1 | 0 | 0 | Manufac (biotech) Conference ILit2 Cls | Manufac (biotech) Conference ILit Cls | Manufac (biotech) Conference ILit Cls | 1 | 0 | 0 | 1 | 0 | 0 | 0 | 0 | 0 | 0 | 0 | 0 | 0 | 0 | 0 | 0 | 0 | 0 | 0 | 0 | 0 | 0 | 0 | 0 | 0 | 0 | 0 | 0 | 0 | 0 | 0 | 0 | 0 | 0 | 0 | 0 | 0 | 0 | 0 | 0 | 0 | 0 | 0 | 0 | 0 | 0 | 0 | 0 | 0 | 0 | 0 | 0 | 0 | 0 | 0 | 0 | 0 | 0 | 0 | 0 | 0 | 0 | 0 | 0 | 0 | 0 | 0 | 0 | 0 | 0 | 0 | 0 | 0 | 0 | 0 | 0 | 0 | 0 | 0 | 0 | 0 | 0 | 0 | 0 | 0 | 0 | 0 | 0 | 0 | 0 | 0 | 0 | 0 | 0 | 0 | 0 | 0 | 0 | 0 | 0 | 0 | 0 | 0 | 0 | 16 | 0.55 | 0.24 | 0.12 | 0.09 | 0.6962 | 0 | 0 | 0 | 0 | 0 | 0 | 0 | 0 |  | 0.098307 | 0.098307 | 0.096758 | 0.096768 | 0.097251 | 0.097591 | 0.097591 | Manufacturing - Bio/Tech - Conference Room - Sun | 12 | 7 | 19 | 0 | 0 | 0 | 0 | 0 | 0 | 0 | 0 | 0 | 0 | 0 | 0 | 0 | 0 | 0 | 0 | 0 | 0 | 0 | 0 | 0 | 0 | 0 | 0 | 0 | 0 | 0 | 0 | 0 | 0 | 0 | 0 | 0 | 0 |  | 0 | 0 | 0 | 0 | 0 | 0 | 0 | 0 | 0 | 0 | 0 | 0 | 0 | 0 | 0 | 0 | 0 | 0 | 0 | 0 | 0 | 0 | 0 | 0 | 0 | 0 | 0 | 0 | 0 | 0 | 0 | 0 | 0 | 0 | 0.86097 | 0.84 | 0.87563 | 0.84
1111 | 11 | 11 | 7 | 3 |  |  |  |  | Manufacturing - Bio/Tech | Conference Room | Manufacturing - Bio/Tech - Conference Room |  | Manufacturing - Bio/Tech | Manufacturing - Bio/Tech - Conference Room | Manufac (biotech) Conference | Hol | Closed | 10 | 10 | 0.019994 | 1.3845 | 1.3845 | 1.2307 | 1.1538 | 1.0769 | 1.0769 | 1.0769 | 0 | 0 | 0 | 0 | 0 | 0 | 0 | 0 | 0 | 0 | 0 | 0 | 0 | 0 | 0 | 0 | 0 | 0 | 0 | 0 | 0 | 0 | 0 | 0 | 0 | 0 | 0 | 0 | 0 | 0 | 0 | 0 | 0 | 0 | 0 | 0 | 0 | 0 | 0 | 0 | 0 | 0 | 0 | 0 | 0 | 0 | 0 | 0 | 0 | 0.37425 | 0.37425 | 0.33266 | 0.31187 | 0.29108 | 0.29108 | 0.29108 | 0 | 0 | 0 | 0 | 0 | 0 | 0 | 0 | 0 | 0 | 0 | 0 | 0 | 0 | 0 | 0 | 0 | 0 | 0 | 0 | 0 | 0 | 0 | 0 | 0 | 0 | 0 | 0 | 0 | 0 | 0 | 0 | 0 | 0 | 0 | 0 | 0 | 0 | 0 | 0 | 0 | 0 | 0 | 0 | 0 | 0 | 0 | 0 | 0 | Manufac (biotech) Conference ILit Cls | Manufac (biotech) Conference ILit Cls | 1 | 0 | 0 | Manufac (biotech) Conference ILit2 Cls | Manufac (biotech) Conference ILit Cls | Manufac (biotech) Conference ILit Cls | 1 | 0 | 0 | 1 | 0 | 0 | 0 | 0 | 0 | 0 | 0 | 0 | 0 | 0 | 0 | 0 | 0 | 0 | 0 | 0 | 0 | 0 | 0 | 0 | 0 | 0 | 0 | 0 | 0 | 0 | 0 | 0 | 0 | 0 | 0 | 0 | 0 | 0 | 0 | 0 | 0 | 0 | 0 | 0 | 0 | 0 | 0 | 0 | 0 | 0 | 0 | 0 | 0 | 0 | 0 | 0 | 0 | 0 | 0 | 0 | 0 | 0 | 0 | 0 | 0 | 0 | 0 | 0 | 0 | 0 | 0 | 0 | 0 | 0 | 0 | 0 | 0 | 0 | 0 | 0 | 0 | 0 | 0 | 0 | 0 | 0 | 0 | 0 | 0 | 0 | 0 | 0 | 0 | 0 | 0 | 0 | 0 | 0 | 0 | 0 | 0 | 0 | 0 | 0 | 16 | 0.55 | 0.24 | 0.12 | 0.09 | 0.6962 | 0 | 0 | 0 | 0 | 0 | 0 | 0 | 0 |  | 0.098307 | 0.098307 | 0.096758 | 0.096768 | 0.097251 | 0.097591 | 0.097591 | Manufacturing - Bio/Tech - Conference Room - Hol | 14 | 7 | 19 | 0 | 0 | 0 | 0 | 0 | 0 | 0 | 0 | 0 | 0 | 0 | 0 | 0 | 0 | 0 | 0 | 0 | 0 | 0 | 0 | 0 | 0 | 0 | 0 | 0 | 0 | 0 | 0 | 0 | 0 | 0 | 0 | 0 | 0 |  | 0 | 0 | 0 | 0 | 0 | 0 | 0 | 0 | 0 | 0 | 0 | 0 | 0 | 0 | 0 | 0 | 0 | 0 | 0 | 0 | 0 | 0 | 0 | 0 | 0 | 0 | 0 | 0 | 0 | 0 | 0 | 0 | 0 | 0 | 0.86097 | 0.84 | 0.87563 | 0.84
1112 | 11 | 12 | 8 | 4 |  |  | Manufacturing - Bio/Tech - Conference Room | Manufacturing - Bio/Tech - Conference Room | Manufacturing - Bio/Tech | Conference Room | Manufacturing - Bio/Tech - Conference Room |  | Manufacturing - Bio/Tech | Manufacturing - Bio/Tech - Conference Room | Manufac (biotech) Conference | all | Open | 251 | 251 | 0.019994 | 1.3845 | 1.3845 | 1.2307 | 1.1538 | 1.0769 | 1.0769 | 1.0769 | 0.027683 | 0.027683 | 0.024607 | 0.023069 | 0.021531 | 0.021531 | 0.021531 | 84.3508 | 84.3508 | 74.9785 | 70.2923 | 65.6062 | 65.6062 | 65.6062 | 0.018021 | 0.018021 | 0.016019 | 0.015018 | 0.014017 | 0.014017 | 0.014017 | 3047.0759 | 3047.0759 | 3047.0759 | 3047.0759 | 3047.0759 | 3047.0759 | 3047.0759 | 0 | 0 | 0 | 0 | 0 | 0 | 0 | 0.651 | 0.651 | 0.651 | 0.651 | 0.651 | 0.651 | 0.651 | 0 | 0 | 0 | 0 | 0 | 0 | 0 | 0.37425 | 0.37425 | 0.33266 | 0.31187 | 0.29108 | 0.29108 | 0.29108 | 0.0074826 | 0.0074826 | 0.0066512 | 0.0062355 | 0.0058198 | 0.0058198 | 0.0058198 | 16.3674 | 16.3674 | 14.5488 | 13.6395 | 12.7302 | 12.7302 | 12.7302 | 0.0036193 | 0.0036193 | 0.0032172 | 0.0030161 | 0.002815 | 0.002815 | 0.002815 | 2187.3902 | 2187.3902 | 2187.3902 | 2187.3902 | 2187.3902 | 2187.3902 | 2187.3902 | 0 | 0 | 0 | 0 | 0 | 0 | 0 | 0.4837 | 0.4837 | 0.4837 | 0.4837 | 0.4837 | 0.4837 | 0.4837 | 0 | 0 | 0 | 0 | 0 | 0 | 0 | Manufac (biotech) Conference ILit all | Manufac (biotech) Conference ILit all | 3811 | 15 | 90 | Manufac (biotech) Conference ILit2 all | Manufac (biotech) Conference ILit2 all | Manufac (biotech) Conference ILit2 All | 3895 | 8 | 67.5 | 3811 | 12.1397 | 0.651 | 0.15 | 0.15 | 0.15 | 0.15 | 0.15 | 0.15 | 0.15 | 0.9 | 0.9 | 0.9 | 0.9 | 0.9 | 0.9 | 0.9 | 0.9 | 0.9 | 0.525 | 0.15 | 0.9 | 0.9 | 0.9 | 0.525 | 0.525 | 0.525 | 8.7147 | 0.4837 | 0.08 | 0.08 | 0.08 | 0.08 | 0.08 | 0.08 | 0.08 | 0.675 | 0.675 | 0.3775 | 0.675 | 0.675 | 0.675 | 0.675 | 0.675 | 0.675 | 0.3775 | 0.08 | 0.675 | 0.675 | 0.675 | 0.3775 | 0.3775 | 0.3775 | 0 | 0 | 0 | 0 | 0 | 0 | 0 | 1 | 1 | 1 | 1 | 1 | 1 | 1 | 1 | 1 | 0.5 | 0 | 1 | 1 | 1 | 0.5 | 0.5 | 0.5 | 0 | 0 | 0 | 0 | 0 | 0 | 0 | 1 | 1 | 0.5 | 1 | 1 | 1 | 1 | 1 | 1 | 0.5 | 0 | 1 | 1 | 1 | 0.5 | 0.5 | 0.5 | 16 | 0.55 | 0.24 | 0.12 | 0.09 | 0.6962 | 0.090505 | 0.0025054 | 0.0025054 | 0.002227 | 0.0020878 | 0.0019487 | 0.0019487 | 0.0019487 |  | 0.098307 | 0.098307 | 0.096758 | 0.096768 | 0.097251 | 0.097591 | 0.097591 | Manufacturing - Bio/Tech - Conference Room - all | 16 | 7 | 19 | 2240.175 | 806.9009 | 2240.175 | 806.9009 | 0 | 0 | 8.925 | 3.2147 | 0 | 0 | 0 | 0 | 0 | 0 | 0 | 0 | 0.15 | 0.9 | 0.9 | 0.9 | 0.9 | 0.9 | 0.9 | 0.9 | 0.9 | 0.9 | 0.525 | 0.15 | 0 | 0 | 0 | 0 | 0 | 0 |  | 1585.065 | 602.3252 | 1585.065 | 602.3252 | 0 | 0 | 6.315 | 2.3997 | 0 | 0 | 0 | 0 | 0 | 0 | 0 | 0 | 0.08 | 0.675 | 0.675 | 0.3775 | 0.675 | 0.675 | 0.675 | 0.675 | 0.675 | 0.675 | 0.3775 | 0.08 | 0 | 0 | 0 | 0 | 0 | 0 | 0.86097 | 0.84 | 0.87563 | 0.84
1113 | 11 | 13 | 5 | 1 |  |  |  |  | Manufacturing - Bio/Tech | Corridor | Manufacturing - Bio/Tech - Corridor |  | Manufacturing - Bio/Tech | Manufacturing - Bio/Tech - Corridor | Manufac (biotech) Circulation | Sat | Closed | 52 | 52 | 0.20002 | 0.61536 | 0.61536 | 0.46152 | 0.46152 | 0.46152 | 0.46152 | 0.46152 | 0 | 0 | 0 | 0 | 0 | 0 | 0 | 121.661 | 121.661 | 91.2457 | 91.2457 | 91.2457 | 91.2457 | 91.2457 | 0 | 0 | 0 | 0 | 0 | 0 | 0 | 0 | 0 | 0 | 0 | 0 | 0 | 0 | 0 | 0 | 0 | 0 | 0 | 0 | 0 | 0 | 0 | 0 | 0 | 0 | 0 | 0 | 0 | 0 | 0 | 0 | 0 | 0 | 0 | 0.16633 | 0.16633 | 0.12475 | 0.12475 | 0.12475 | 0.12475 | 0.12475 | 0 | 0 | 0 | 0 | 0 | 0 | 0 | 38.767 | 38.767 | 29.0752 | 29.0752 | 29.0752 | 29.0752 | 29.0752 | 0 | 0 | 0 | 0 | 0 | 0 | 0 | 0 | 0 | 0 | 0 | 0 | 0 | 0 | 0 | 0 | 0 | 0 | 0 | 0 | 0 | 0 | 0 | 0 | 0 | 0 | 0 | 0 | 0 | 0 | 0 | 0 | 0 | 0 | 0 | Manufac (biotech) Circulation ILit Cls | Manufac (biotech) Circulation ILit Cls | 2 | 100 | 100 | Manufac (biotech) Circulation ILit2 Cls | Manufac (biotech) Circulation ILit Cls | Manufac (biotech) Circulation ILit Cls | 2 | 100 | 100 | 2 | 19.0081 | 0.9 | [24 empty] | 22.4079 | 0.9 | 1 | 1 | 1 | 1 | 1 | 1 | 1 | 1 | 1 | 1 | 1 | 1 | 1 | 1 | 1 | 1 | 1 | 1 | 1 | 1 | 1 | 1 | 1 | 1 | 0 | 0 | 0 | 0 | 0 | 0 | 0 | 0 | 0 | 0 | 0 | 0 | 0 | 0 | 0 | 0 | 0 | 0 | 0 | 0 | 0 | 0 | 0 | 0 | 0 | 0 | 0 | 0 | 0 | 0 | 0 | 0 | 0 | 0 | 0 | 0 | 0 | 0 | 0 | 0 | 0 | 0 | 0 | 0 | 0 | 0 | 0 | 0 | 10 | 0.66337 | 0.20792 | 0.079208 | 0.049505 | 0.76136 | 0 | 0 | 0 | 0 | 0 | 0 | 0 | 0 |  | 0.098307 | 0.098307 | 0.096758 | 0.096768 | 0.097251 | 0.097591 | 0.097591 | Manufacturing - Bio/Tech - Corridor - Sat | 10 | 7 | 19 | 0 | 988.4213 | 0 | 0 | 0 | 988.4213 | 0 | 0 | 0 | 19.0081 | 0 | 0 | 0 | 0 | 0 | 0 | 0 | 0 | 0 | 0 | 0 | 0 | 0 | 0 | 0 | 0 | 0 | 0 | 0 | 0 | 0 | 0 | 0 | 0 |  | 0 | 1165.2119 | 0 | 0 | 0 | 1165.2119 | 0 | 0 | 0 | 22.4079 | 0 | 0 | 0 | 0 | 0 | 0 | 0 | 0 | 0 | 0 | 0 | 0 | 0 | 0 | 0 | 0 | 0 | 0 | 0 | 0 | 0 | 0 | 0 | 0 | 0.792 | 0.9 | 0.93366 | 0.9 | bar: 1 to 24
1114 | 11 | 14 | 6 | 2 |  |  |  |  | Manufacturing - Bio/Tech | Corridor | Manufacturing - Bio/Tech - Corridor |  | Manufacturing - Bio/Tech | Manufacturing - Bio/Tech - Corridor | Manufac (biotech) Circulation | Sun | Closed | 52 | 52 | 0.20002 | 0.61536 | 0.61536 | 0.46152 | 0.46152 | 0.46152 | 0.46152 | 0.46152 | 0 | 0 | 0 | 0 | 0 | 0 | 0 | 121.661 | 121.661 | 91.2457 | 91.2457 | 91.2457 | 91.2457 | 91.2457 | 0 | 0 | 0 | 0 | 0 | 0 | 0 | 0 | 0 | 0 | 0 | 0 | 0 | 0 | 0 | 0 | 0 | 0 | 0 | 0 | 0 | 0 | 0 | 0 | 0 | 0 | 0 | 0 | 0 | 0 | 0 | 0 | 0 | 0 | 0 | 0.16633 | 0.16633 | 0.12475 | 0.12475 | 0.12475 | 0.12475 | 0.12475 | 0 | 0 | 0 | 0 | 0 | 0 | 0 | 38.767 | 38.767 | 29.0752 | 29.0752 | 29.0752 | 29.0752 | 29.0752 | 0 | 0 | 0 | 0 | 0 | 0 | 0 | 0 | 0 | 0 | 0 | 0 | 0 | 0 | 0 | 0 | 0 | 0 | 0 | 0 | 0 | 0 | 0 | 0 | 0 | 0 | 0 | 0 | 0 | 0 | 0 | 0 | 0 | 0 | 0 | Manufac (biotech) Circulation ILit Cls | Manufac (biotech) Circulation ILit Cls | 2 | 100 | 100 | Manufac (biotech) Circulation ILit2 Cls | Manufac (biotech) Circulation ILit Cls | Manufac (biotech) Circulation ILit Cls | 2 | 100 | 100 | 2 | 19.0081 | 0.9 | [24 empty] | 22.4079 | 0.9 | 1 | 1 | 1 | 1 | 1 | 1 | 1 | 1 | 1 | 1 | 1 | 1 | 1 | 1 | 1 | 1 | 1 | 1 | 1 | 1 | 1 | 1 | 1 | 1 | 0 | 0 | 0 | 0 | 0 | 0 | 0 | 0 | 0 | 0 | 0 | 0 | 0 | 0 | 0 | 0 | 0 | 0 | 0 | 0 | 0 | 0 | 0 | 0 | 0 | 0 | 0 | 0 | 0 | 0 | 0 | 0 | 0 | 0 | 0 | 0 | 0 | 0 | 0 | 0 | 0 | 0 | 0 | 0 | 0 | 0 | 0 | 0 | 10 | 0.66337 | 0.20792 | 0.079208 | 0.049505 | 0.76136 | 0 | 0 | 0 | 0 | 0 | 0 | 0 | 0 |  | 0.098307 | 0.098307 | 0.096758 | 0.096768 | 0.097251 | 0.097591 | 0.097591 | Manufacturing - Bio/Tech - Corridor - Sun | 12 | 7 | 19 | 0 | 988.4213 | 0 | 0 | 0 | 988.4213 | 0 | 0 | 0 | 19.0081 | 0 | 0 | 0 | 0 | 0 | 0 | 0 | 0 | 0 | 0 | 0 | 0 | 0 | 0 | 0 | 0 | 0 | 0 | 0 | 0 | 0 | 0 | 0 | 0 |  | 0 | 1165.2119 | 0 | 0 | 0 | 1165.2119 | 0 | 0 | 0 | 22.4079 | 0 | 0 | 0 | 0 | 0 | 0 | 0 | 0 | 0 | 0 | 0 | 0 | 0 | 0 | 0 | 0 | 0 | 0 | 0 | 0 | 0 | 0 | 0 | 0 | 0.792 | 0.9 | 0.93366 | 0.9 | bar: 1 to 24
1115 | 11 | 15 | 7 | 3 |  |  |  |  | Manufacturing - Bio/Tech | Corridor | Manufacturing - Bio/Tech - Corridor |  | Manufacturing - Bio/Tech | Manufacturing - Bio/Tech - Corridor | Manufac (biotech) Circulation | Hol | Closed | 10 | 10 | 0.20002 | 0.61536 | 0.61536 | 0.46152 | 0.46152 | 0.46152 | 0.46152 | 0.46152 | 0 | 0 | 0 | 0 | 0 | 0 | 0 | 23.3963 | 23.3963 | 17.5473 | 17.5473 | 17.5473 | 17.5473 | 17.5473 | 0 | 0 | 0 | 0 | 0 | 0 | 0 | 0 | 0 | 0 | 0 | 0 | 0 | 0 | 0 | 0 | 0 | 0 | 0 | 0 | 0 | 0 | 0 | 0 | 0 | 0 | 0 | 0 | 0 | 0 | 0 | 0 | 0 | 0 | 0 | 0.16633 | 0.16633 | 0.12475 | 0.12475 | 0.12475 | 0.12475 | 0.12475 | 0 | 0 | 0 | 0 | 0 | 0 | 0 | 7.4552 | 7.4552 | 5.5914 | 5.5914 | 5.5914 | 5.5914 | 5.5914 | 0 | 0 | 0 | 0 | 0 | 0 | 0 | 0 | 0 | 0 | 0 | 0 | 0 | 0 | 0 | 0 | 0 | 0 | 0 | 0 | 0 | 0 | 0 | 0 | 0 | 0 | 0 | 0 | 0 | 0 | 0 | 0 | 0 | 0 | 0 | Manufac (biotech) Circulation ILit Cls | Manufac (biotech) Circulation ILit Cls | 2 | 100 | 100 | Manufac (biotech) Circulation ILit2 Cls | Manufac (biotech) Circulation ILit Cls | Manufac (biotech) Circulation ILit Cls | 2 | 100 | 100 | 2 | 19.0081 | 0.9 | [24 empty] | 22.4079 | 0.9 | 1 | 1 | 1 | 1 | 1 | 1 | 1 | 1 | 1 | 1 | 1 | 1 | 1 | 1 | 1 | 1 | 1 | 1 | 1 | 1 | 1 | 1 | 1 | 1 | 0 | 0 | 0 | 0 | 0 | 0 | 0 | 0 | 0 | 0 | 0 | 0 | 0 | 0 | 0 | 0 | 0 | 0 | 0 | 0 | 0 | 0 | 0 | 0 | 0 | 0 | 0 | 0 | 0 | 0 | 0 | 0 | 0 | 0 | 0 | 0 | 0 | 0 | 0 | 0 | 0 | 0 | 0 | 0 | 0 | 0 | 0 | 0 | 10 | 0.66337 | 0.20792 | 0.079208 | 0.049505 | 0.76136 | 0 | 0 | 0 | 0 | 0 | 0 | 0 | 0 |  | 0.098307 | 0.098307 | 0.096758 | 0.096768 | 0.097251 | 0.097591 | 0.097591 | Manufacturing - Bio/Tech - Corridor - Hol | 14 | 7 | 19 | 0 | 190.081 | 0 | 0 | 0 | 190.081 | 0 | 0 | 0 | 19.0081 | 0 | 0 | 0 | 0 | 0 | 0 | 0 | 0 | 0 | 0 | 0 | 0 | 0 | 0 | 0 | 0 | 0 | 0 | 0 | 0 | 0 | 0 | 0 | 0 |  | 0 | 224.0792 | 0 | 0 | 0 | 224.0792 | 0 | 0 | 0 | 22.4079 | 0 | 0 | 0 | 0 | 0 | 0 | 0 | 0 | 0 | 0 | 0 | 0 | 0 | 0 | 0 | 0 | 0 | 0 | 0 | 0 | 0 | 0 | 0 | 0 | 0.792 | 0.9 | 0.93366 | 0.9 | bar: 1 to 24
1116 | 11 | 16 | 8 | 4 |  |  | Manufacturing - Bio/Tech - Corridor | Manufacturing - Bio/Tech - Corridor | Manufacturing - Bio/Tech | Corridor | Manufacturing - Bio/Tech - Corridor |  | Manufacturing - Bio/Tech | Manufacturing - Bio/Tech - Corridor | Manufac (biotech) Circulation | all | Open | 251 | 251 | 0.20002 | 0.61536 | 0.61536 | 0.46152 | 0.46152 | 0.46152 | 0.46152 | 0.46152 | 0.12309 | 0.12309 | 0.092315 | 0.092315 | 0.092315 | 0.092315 | 0.092315 | 469.7985 | 469.7985 | 352.3489 | 352.3489 | 352.3489 | 352.3489 | 352.3489 | 0.088622 | 0.088622 | 0.066467 | 0.066467 | 0.066467 | 0.066467 | 0.066467 | 5983.7506 | 5983.7506 | 5983.7506 | 5983.7506 | 5983.7506 | 5983.7506 | 5983.7506 | 0 | 0 | 0 | 0 | 0 | 0 | 0 | 0.72 | 0.72 | 0.72 | 0.72 | 0.72 | 0.72 | 0.72 | 0 | 0 | 0 | 0 | 0 | 0 | 0 | 0.16633 | 0.16633 | 0.12475 | 0.12475 | 0.12475 | 0.12475 | 0.12475 | 0.03327 | 0.03327 | 0.024953 | 0.024953 | 0.024953 | 0.024953 | 0.024953 | 149.7003 | 149.7003 | 112.2752 | 112.2752 | 112.2752 | 112.2752 | 112.2752 | 0.023955 | 0.023955 | 0.017966 | 0.017966 | 0.017966 | 0.017966 | 0.017966 | 7054.0135 | 7054.0135 | 7054.0135 | 7054.0135 | 7054.0135 | 7054.0135 | 7054.0135 | 0 | 0 | 0 | 0 | 0 | 0 | 0 | 0.72 | 0.72 | 0.72 | 0.72 | 0.72 | 0.72 | 0.72 | 0 | 0 | 0 | 0 | 0 | 0 | 0 | Manufac (biotech) Circulation ILit all | Manufac (biotech) Circulation ILit all | 3816 | 80 | 80 | Manufac (biotech) Circulation ILit2 all | Manufac (biotech) Circulation ILit2 all | Manufac (biotech) Circulation ILit2 All | 3900 | 80 | 80 | 3816 | 15.2065 | 0.72 | 0.8 | 0.8 | 0.8 | 0.8 | 0.8 | 0.8 | 0.8 | 0.8 | 0.8 | 0.8 | 0.8 | 0.8 | 0.8 | 0.8 | 0.8 | 0.8 | 0.8 | 0.8 | 0.8 | 0.8 | 0.8 | 0.8 | 0.8 | 0.8 | 17.9263 | 0.72 | 0.8 | 0.8 | 0.8 | 0.8 | 0.8 | 0.8 | 0.8 | 0.8 | 0.8 | 0.8 | 0.8 | 0.8 | 0.8 | 0.8 | 0.8 | 0.8 | 0.8 | 0.8 | 0.8 | 0.8 | 0.8 | 0.8 | 0.8 | 0.8 | 0 | 0 | 0 | 0 | 0 | 0 | 0 | 0 | 0 | 0 | 0 | 0 | 0 | 0 | 0 | 0 | 0 | 0 | 0 | 0 | 0 | 0 | 0 | 0 | 0 | 0 | 0 | 0 | 0 | 0 | 0 | 0 | 0 | 0 | 0 | 0 | 0 | 0 | 0 | 0 | 0 | 0 | 0 | 0 | 0 | 0 | 0 | 0 | 10 | 0.66337 | 0.20792 | 0.079208 | 0.049505 | 0.76136 | 0.14976 | 0.018433 | 0.018433 | 0.013825 | 0.013825 | 0.013825 | 0.013825 | 0.013825 |  | 0.098307 | 0.098307 | 0.096758 | 0.096768 | 0.097251 | 0.097591 | 0.097591 | Manufacturing - Bio/Tech - Corridor - all | 16 | 7 | 19 | 2409.6 | 1407.2269 | 2409.6 | 1407.2269 | 0 | 0 | 9.6 | 5.6065 | 0 | 0 | 0 | 0 | 0 | 0 | 0 | 0 | 0.8 | 0.8 | 0.8 | 0.8 | 0.8 | 0.8 | 0.8 | 0.8 | 0.8 | 0.8 | 0.8 | 0.8 | 0 | 0 | 0 | 0 | 0 | 0 |  | 2409.6 | 2089.9105 | 2409.6 | 2089.9105 | 0 | 0 | 9.6 | 8.3263 | 0 | 0 | 0 | 0 | 0 | 0 | 0 | 0 | 0.8 | 0.8 | 0.8 | 0.8 | 0.8 | 0.8 | 0.8 | 0.8 | 0.8 | 0.8 | 0.8 | 0.8 | 0 | 0 | 0 | 0 | 0 | 0 | 0.792 | 0.9 | 0.93366 | 0.9
1117 | 11 | 17 | 5 | 1 |  |  |  |  | Manufacturing - Bio/Tech | Dining Area | Manufacturing - Bio/Tech - Dining Area |  | Manufacturing - Bio/Tech | Manufacturing - Bio/Tech - Dining Area | Manufac (biotech) Cafeteria | Sat | Closed | 52 | 52 | 0.029995 | 1.1538 | 1.1538 | 0.99995 | 0.99995 | 0.99995 | 0.99995 | 0.99995 | 0 | 0 | 0 | 0 | 0 | 0 | 0 | 1.8906 | 1.8906 | 1.6385 | 1.6385 | 1.6385 | 1.6385 | 1.6385 | 0 | 0 | 0 | 0 | 0 | 0 | 0 | 0 | 0 | 0 | 0 | 0 | 0 | 0 | 0 | 0 | 0 | 0 | 0 | 0 | 0 | 0 | 0 | 0 | 0 | 0 | 0 | 0 | 0 | 0 | 0 | 0 | 0 | 0 | 0 | 0.31187 | 0.31187 | 0.27029 | 0.27029 | 0.27029 | 0.27029 | 0.27029 | 0 | 0 | 0 | 0 | 0 | 0 | 0 | 0.52104 | 0.52104 | 0.45157 | 0.45157 | 0.45157 | 0.45157 | 0.45157 | 0 | 0 | 0 | 0 | 0 | 0 | 0 | 0 | 0 | 0 | 0 | 0 | 0 | 0 | 0 | 0 | 0 | 0 | 0 | 0 | 0 | 0 | 0 | 0 | 0 | 0 | 0 | 0 | 0 | 0 | 0 | 0 | 0 | 0 | 0 | Manufac (biotech) Cafeteria ILit Cls | Manufac (biotech) Cafeteria ILit Cls | 2 | 5 | 5 | Manufac (biotech) Cafeteria ILit2 Cls | Manufac (biotech) Cafeteria ILit Cls | Manufac (biotech) Cafeteria ILit Cls | 2 | 5 | 5 | 2 | 1.0506 | 0.0425 | 0.05 | 0.05 | 0.05 | 0.05 | 0.05 | 0.05 | 0.05 | 0.05 | 0.05 | 0.05 | 0.05 | 0.05 | 0.05 | 0.05 | 0.05 | 0.05 | 0.05 | 0.05 | 0.05 | 0.05 | 0.05 | 0.05 | 0.05 | 0.05 | 1.0711 | 0.0425 | 0.05 | 0.05 | 0.05 | 0.05 | 0.05 | 0.05 | 0.05 | 0.05 | 0.05 | 0.05 | 0.05 | 0.05 | 0.05 | 0.05 | 0.05 | 0.05 | 0.05 | 0.05 | 0.05 | 0.05 | 0.05 | 0.05 | 0.05 | 0.05 | 0 | 0 | 0 | 0 | 0 | 0 | 0 | 0 | 0 | 0 | 0 | 0 | 0 | 0 | 0 | 0 | 0 | 0 | 0 | 0 | 0 | 0 | 0 | 0 | 0 | 0 | 0 | 0 | 0 | 0 | 0 | 0 | 0 | 0 | 0 | 0 | 0 | 0 | 0 | 0 | 0 | 0 | 0 | 0 | 0 | 0 | 0 | 0 | 15 | 0.66337 | 0.20792 | 0.079208 | 0.049505 | 0.76136 | 0 | 0 | 0 | 0 | 0 | 0 | 0 | 0 |  | 0.098307 | 0.098307 | 0.096758 | 0.096768 | 0.097251 | 0.097591 | 0.097591 | Manufacturing - Bio/Tech - Dining Area - Sat | 10 | 7 | 19 | 0 | 54.6291 | 0 | 0 | 0 | 54.6291 | 0 | 0 | 0 | 1.0506 | 0 | 0 | 0 | 0 | 0 | 0 | 0 | 0 | 0 | 0 | 0 | 0 | 0 | 0 | 0 | 0 | 0 | 0 | 0 | 0 | 0 | 0 | 0 | 0 |  | 0 | 55.699 | 0 | 0 | 0 | 55.699 | 0 | 0 | 0 | 1.0711 | 0 | 0 | 0 | 0 | 0 | 0 | 0 | 0 | 0 | 0 | 0 | 0 | 0 | 0 | 0 | 0 | 0 | 0 | 0 | 0 | 0 | 0 | 0 | 0 | 0.87547 | 0.85 | 0.89261 | 0.85
1118 | 11 | 18 | 6 | 2 |  |  |  |  | Manufacturing - Bio/Tech | Dining Area | Manufacturing - Bio/Tech - Dining Area |  | Manufacturing - Bio/Tech | Manufacturing - Bio/Tech - Dining Area | Manufac (biotech) Cafeteria | Sun | Closed | 52 | 52 | 0.029995 | 1.1538 | 1.1538 | 0.99995 | 0.99995 | 0.99995 | 0.99995 | 0.99995 | 0 | 0 | 0 | 0 | 0 | 0 | 0 | 1.8906 | 1.8906 | 1.6385 | 1.6385 | 1.6385 | 1.6385 | 1.6385 | 0 | 0 | 0 | 0 | 0 | 0 | 0 | 0 | 0 | 0 | 0 | 0 | 0 | 0 | 0 | 0 | 0 | 0 | 0 | 0 | 0 | 0 | 0 | 0 | 0 | 0 | 0 | 0 | 0 | 0 | 0 | 0 | 0 | 0 | 0 | 0.31187 | 0.31187 | 0.27029 | 0.27029 | 0.27029 | 0.27029 | 0.27029 | 0 | 0 | 0 | 0 | 0 | 0 | 0 | 0.52104 | 0.52104 | 0.45157 | 0.45157 | 0.45157 | 0.45157 | 0.45157 | 0 | 0 | 0 | 0 | 0 | 0 | 0 | 0 | 0 | 0 | 0 | 0 | 0 | 0 | 0 | 0 | 0 | 0 | 0 | 0 | 0 | 0 | 0 | 0 | 0 | 0 | 0 | 0 | 0 | 0 | 0 | 0 | 0 | 0 | 0 | Manufac (biotech) Cafeteria ILit Cls | Manufac (biotech) Cafeteria ILit Cls | 2 | 5 | 5 | Manufac (biotech) Cafeteria ILit2 Cls | Manufac (biotech) Cafeteria ILit Cls | Manufac (biotech) Cafeteria ILit Cls | 2 | 5 | 5 | 2 | 1.0506 | 0.0425 | 0.05 | 0.05 | 0.05 | 0.05 | 0.05 | 0.05 | 0.05 | 0.05 | 0.05 | 0.05 | 0.05 | 0.05 | 0.05 | 0.05 | 0.05 | 0.05 | 0.05 | 0.05 | 0.05 | 0.05 | 0.05 | 0.05 | 0.05 | 0.05 | 1.0711 | 0.0425 | 0.05 | 0.05 | 0.05 | 0.05 | 0.05 | 0.05 | 0.05 | 0.05 | 0.05 | 0.05 | 0.05 | 0.05 | 0.05 | 0.05 | 0.05 | 0.05 | 0.05 | 0.05 | 0.05 | 0.05 | 0.05 | 0.05 | 0.05 | 0.05 | 0 | 0 | 0 | 0 | 0 | 0 | 0 | 0 | 0 | 0 | 0 | 0 | 0 | 0 | 0 | 0 | 0 | 0 | 0 | 0 | 0 | 0 | 0 | 0 | 0 | 0 | 0 | 0 | 0 | 0 | 0 | 0 | 0 | 0 | 0 | 0 | 0 | 0 | 0 | 0 | 0 | 0 | 0 | 0 | 0 | 0 | 0 | 0 | 15 | 0.66337 | 0.20792 | 0.079208 | 0.049505 | 0.76136 | 0 | 0 | 0 | 0 | 0 | 0 | 0 | 0 |  | 0.098307 | 0.098307 | 0.096758 | 0.096768 | 0.097251 | 0.097591 | 0.097591 | Manufacturing - Bio/Tech - Dining Area - Sun | 12 | 7 | 19 | 0 | 54.6291 | 0 | 0 | 0 | 54.6291 | 0 | 0 | 0 | 1.0506 | 0 | 0 | 0 | 0 | 0 | 0 | 0 | 0 | 0 | 0 | 0 | 0 | 0 | 0 | 0 | 0 | 0 | 0 | 0 | 0 | 0 | 0 | 0 | 0 |  | 0 | 55.699 | 0 | 0 | 0 | 55.699 | 0 | 0 | 0 | 1.0711 | 0 | 0 | 0 | 0 | 0 | 0 | 0 | 0 | 0 | 0 | 0 | 0 | 0 | 0 | 0 | 0 | 0 | 0 | 0 | 0 | 0 | 0 | 0 | 0 | 0.87547 | 0.85 | 0.89261 | 0.85
1119 | 11 | 19 | 7 | 3 |  |  |  |  | Manufacturing - Bio/Tech | Dining Area | Manufacturing - Bio/Tech - Dining Area |  | Manufacturing - Bio/Tech | Manufacturing - Bio/Tech - Dining Area | Manufac (biotech) Cafeteria | Hol | Closed | 10 | 10 | 0.029995 | 1.1538 | 1.1538 | 0.99995 | 0.99995 | 0.99995 | 0.99995 | 0.99995 | 0 | 0 | 0 | 0 | 0 | 0 | 0 | 0.36358 | 0.36358 | 0.3151 | 0.3151 | 0.3151 | 0.3151 | 0.3151 | 0 | 0 | 0 | 0 | 0 | 0 | 0 | 0 | 0 | 0 | 0 | 0 | 0 | 0 | 0 | 0 | 0 | 0 | 0 | 0 | 0 | 0 | 0 | 0 | 0 | 0 | 0 | 0 | 0 | 0 | 0 | 0 | 0 | 0 | 0 | 0.31187 | 0.31187 | 0.27029 | 0.27029 | 0.27029 | 0.27029 | 0.27029 | 0 | 0 | 0 | 0 | 0 | 0 | 0 | 0.1002 | 0.1002 | 0.08684 | 0.08684 | 0.08684 | 0.08684 | 0.08684 | 0 | 0 | 0 | 0 | 0 | 0 | 0 | 0 | 0 | 0 | 0 | 0 | 0 | 0 | 0 | 0 | 0 | 0 | 0 | 0 | 0 | 0 | 0 | 0 | 0 | 0 | 0 | 0 | 0 | 0 | 0 | 0 | 0 | 0 | 0 | Manufac (biotech) Cafeteria ILit Cls | Manufac (biotech) Cafeteria ILit Cls | 2 | 5 | 5 | Manufac (biotech) Cafeteria ILit2 Cls | Manufac (biotech) Cafeteria ILit Cls | Manufac (biotech) Cafeteria ILit Cls | 2 | 5 | 5 | 2 | 1.0506 | 0.0425 | 0.05 | 0.05 | 0.05 | 0.05 | 0.05 | 0.05 | 0.05 | 0.05 | 0.05 | 0.05 | 0.05 | 0.05 | 0.05 | 0.05 | 0.05 | 0.05 | 0.05 | 0.05 | 0.05 | 0.05 | 0.05 | 0.05 | 0.05 | 0.05 | 1.0711 | 0.0425 | 0.05 | 0.05 | 0.05 | 0.05 | 0.05 | 0.05 | 0.05 | 0.05 | 0.05 | 0.05 | 0.05 | 0.05 | 0.05 | 0.05 | 0.05 | 0.05 | 0.05 | 0.05 | 0.05 | 0.05 | 0.05 | 0.05 | 0.05 | 0.05 | 0 | 0 | 0 | 0 | 0 | 0 | 0 | 0 | 0 | 0 | 0 | 0 | 0 | 0 | 0 | 0 | 0 | 0 | 0 | 0 | 0 | 0 | 0 | 0 | 0 | 0 | 0 | 0 | 0 | 0 | 0 | 0 | 0 | 0 | 0 | 0 | 0 | 0 | 0 | 0 | 0 | 0 | 0 | 0 | 0 | 0 | 0 | 0 | 15 | 0.66337 | 0.20792 | 0.079208 | 0.049505 | 0.76136 | 0 | 0 | 0 | 0 | 0 | 0 | 0 | 0 |  | 0.098307 | 0.098307 | 0.096758 | 0.096768 | 0.097251 | 0.097591 | 0.097591 | Manufacturing - Bio/Tech - Dining Area - Hol | 14 | 7 | 19 | 0 | 10.5056 | 0 | 0 | 0 | 10.5056 | 0 | 0 | 0 | 1.0506 | 0 | 0 | 0 | 0 | 0 | 0 | 0 | 0 | 0 | 0 | 0 | 0 | 0 | 0 | 0 | 0 | 0 | 0 | 0 | 0 | 0 | 0 | 0 | 0 |  | 0 | 10.7113 | 0 | 0 | 0 | 10.7113 | 0 | 0 | 0 | 1.0711 | 0 | 0 | 0 | 0 | 0 | 0 | 0 | 0 | 0 | 0 | 0 | 0 | 0 | 0 | 0 | 0 | 0 | 0 | 0 | 0 | 0 | 0 | 0 | 0 | 0.87547 | 0.85 | 0.89261 | 0.85
1120 | 11 | 20 | 8 | 4 |  |  | Manufacturing - Bio/Tech - Dining Area | Manufacturing - Bio/Tech - Dining Area | Manufacturing - Bio/Tech | Dining Area | Manufacturing - Bio/Tech - Dining Area |  | Manufacturing - Bio/Tech | Manufacturing - Bio/Tech - Dining Area | Manufac (biotech) Cafeteria | all | Open | 251 | 251 | 0.029995 | 1.1538 | 1.1538 | 0.99995 | 0.99995 | 0.99995 | 0.99995 | 0.99995 | 0.034608 | 0.034608 | 0.029994 | 0.029994 | 0.029994 | 0.029994 | 0.029994 | 87.9762 | 87.9762 | 76.246 | 76.246 | 76.246 | 76.246 | 76.246 | 0.025262 | 0.025262 | 0.021894 | 0.021894 | 0.021894 | 0.021894 | 0.021894 | 2661.8347 | 2661.8347 | 2661.8347 | 2661.8347 | 2661.8347 | 2661.8347 | 2661.8347 | 0 | 0 | 0 | 0 | 0 | 0 | 0 | 0.72996 | 0.72996 | 0.72996 | 0.72996 | 0.72996 | 0.72996 | 0.72996 | 0 | 0 | 0 | 0 | 0 | 0 | 0 | 0.31187 | 0.31187 | 0.27029 | 0.27029 | 0.27029 | 0.27029 | 0.27029 | 0.0093546 | 0.0093546 | 0.0081073 | 0.0081073 | 0.0081073 | 0.0081073 | 0.0081073 | 21.4881 | 21.4881 | 18.623 | 18.623 | 18.623 | 18.623 | 18.623 | 0.0063332 | 0.0063332 | 0.0054888 | 0.0054888 | 0.0054888 | 0.0054888 | 0.0054888 | 2419.1657 | 2419.1657 | 2419.1657 | 2419.1657 | 2419.1657 | 2419.1657 | 2419.1657 | 0 | 0 | 0 | 0 | 0 | 0 | 0 | 0.67702 | 0.67702 | 0.67702 | 0.67702 | 0.67702 | 0.67702 | 0.67702 | 0 | 0 | 0 | 0 | 0 | 0 | 0 | Manufac (biotech) Cafeteria ILit all | Manufac (biotech) Cafeteria ILit all | 3812 | 15 | 90 | Manufac (biotech) Cafeteria ILit2 all | Manufac (biotech) Cafeteria ILit2 all | Manufac (biotech) Cafeteria ILit2 All | 3896 | 10 | 85 | 3812 | 10.1278 | 0.72996 | 0.15 | 0.15 | 0.15 | 0.15 | 0.15 | 0.15 | 0.28421 | 0.82105 | 0.9 | 0.9 | 0.9 | 0.9 | 0.9 | 0.9 | 0.9 | 0.9 | 0.77632 | 0.59737 | 0.23947 | 0.15 | 0.15 | 0.15 | 0.15 | 0.15 | 9.1516 | 0.67702 | 0.1 | 0.1 | 0.1 | 0.1 | 0.1 | 0.1 | 0.22632 | 0.73158 | 0.85 | 0.85 | 0.85 | 0.85 | 0.85 | 0.85 | 0.85 | 0.85 | 0.68947 | 0.52105 | 0.18421 | 0.1 | 0.1 | 0.1 | 0.1 | 0.1 | 0 | 0 | 0 | 0 | 0 | 0 | 0.17895 | 0.89474 | 1 | 1 | 1 | 1 | 1 | 1 | 1 | 1 | 0.83509 | 0.59649 | 0.1193 | 0 | 0 | 0 | 0 | 0 | 0 | 0 | 0 | 0 | 0 | 0 | 0.16842 | 0.84211 | 1 | 1 | 1 | 1 | 1 | 1 | 1 | 1 | 0.78596 | 0.5614 | 0.11228 | 0 | 0 | 0 | 0 | 0 | 15 | 0.66337 | 0.20792 | 0.079208 | 0.049505 | 0.76136 | 0.090904 | 0.003146 | 0.003146 | 0.0027265 | 0.0027265 | 0.0027265 | 0.0027265 | 0.0027265 |  | 0.098307 | 0.098307 | 0.096758 | 0.096768 | 0.097251 | 0.097591 | 0.097591 | Manufacturing - Bio/Tech - Dining Area - all | 16 | 7 | 19 | 2429.4158 | 112.655 | 2429.4158 | 112.655 | 0 | 0 | 9.6789 | 0.44882 | 0 | 0 | 0 | 0 | 0 | 0 | 0 | 0 | 0.28421 | 0.82105 | 0.9 | 0.9 | 0.9 | 0.9 | 0.9 | 0.9 | 0.9 | 0.9 | 0.77632 | 0.59737 | 0 | 0 | 0 | 0 | 0 | 0 |  | 2251.0737 | 45.9827 | 2251.0737 | 45.9827 | 0 | 0 | 8.9684 | 0.1832 | 0 | 0 | 0 | 0 | 0 | 0 | 0 | 0 | 0.22632 | 0.73158 | 0.85 | 0.85 | 0.85 | 0.85 | 0.85 | 0.85 | 0.85 | 0.85 | 0.68947 | 0.52105 | 0 | 0 | 0 | 0 | 0 | 0 | 0.87547 | 0.85 | 0.89261 | 0.85
1121 | 11 | 21 | 5 | 1 |  |  |  |  | Manufacturing - Bio/Tech | Kitchen and Food Preparation | Manufacturing - Bio/Tech - Kitchen and Food Preparation |  | Manufacturing - Bio/Tech | Manufacturing - Bio/Tech - Kitchen and Food Preparation | Manufac (biotech) Kitchen | Sat | Closed | 52 | 52 | 0.010001 | 1.3076 | 1.3076 | 1.3076 | 1.3076 | 1.2307 | 1.2307 | 1.2307 | 0 | 0 | 0 | 0 | 0 | 0 | 0 | 0.7144 | 0.7144 | 0.7144 | 0.7144 | 0.67237 | 0.67237 | 0.67237 | 0 | 0 | 0 | 0 | 0 | 0 | 0 | 0 | 0 | 0 | 0 | 0 | 0 | 0 | 0 | 0 | 0 | 0 | 0 | 0 | 0 | 0 | 0 | 0 | 0 | 0 | 0 | 0 | 0 | 0 | 0 | 0 | 0 | 0 | 0 | 0.35345 | 0.35345 | 0.35345 | 0.35345 | 0.33266 | 0.33266 | 0.33266 | 0 | 0 | 0 | 0 | 0 | 0 | 0 | 0.19649 | 0.19649 | 0.19649 | 0.19649 | 0.18493 | 0.18493 | 0.18493 | 0 | 0 | 0 | 0 | 0 | 0 | 0 | 0 | 0 | 0 | 0 | 0 | 0 | 0 | 0 | 0 | 0 | 0 | 0 | 0 | 0 | 0 | 0 | 0 | 0 | 0 | 0 | 0 | 0 | 0 | 0 | 0 | 0 | 0 | 0 | Manufac (biotech) Kitchen ILit Cls | Manufac (biotech) Kitchen ILit Cls | 2 | 5 | 5 | Manufac (biotech) Kitchen ILit2 Cls | Manufac (biotech) Kitchen ILit Cls | Manufac (biotech) Kitchen ILit Cls | 2 | 5 | 5 | 2 | 1.0506 | 0.0425 | 0.05 | 0.05 | 0.05 | 0.05 | 0.05 | 0.05 | 0.05 | 0.05 | 0.05 | 0.05 | 0.05 | 0.05 | 0.05 | 0.05 | 0.05 | 0.05 | 0.05 | 0.05 | 0.05 | 0.05 | 0.05 | 0.05 | 0.05 | 0.05 | 1.069 | 0.0425 | 0.05 | 0.05 | 0.05 | 0.05 | 0.05 | 0.05 | 0.05 | 0.05 | 0.05 | 0.05 | 0.05 | 0.05 | 0.05 | 0.05 | 0.05 | 0.05 | 0.05 | 0.05 | 0.05 | 0.05 | 0.05 | 0.05 | 0.05 | 0.05 | 0 | 0 | 0 | 0 | 0 | 0 | 0 | 0 | 0 | 0 | 0 | 0 | 0 | 0 | 0 | 0 | 0 | 0 | 0 | 0 | 0 | 0 | 0 | 0 | 0 | 0 | 0 | 0 | 0 | 0 | 0 | 0 | 0 | 0 | 0 | 0 | 0 | 0 | 0 | 0 | 0 | 0 | 0 | 0 | 0 | 0 | 0 | 0 | 15 | 0.66337 | 0.20792 | 0.079208 | 0.049505 | 0.76136 | 0 | 0 | 0 | 0 | 0 | 0 | 0 | 0 |  | 0.098307 | 0.098307 | 0.096758 | 0.096768 | 0.097251 | 0.097591 | 0.097591 | Manufacturing - Bio/Tech - Kitchen and Food Preparation - Sat | 10 | 7 | 19 | 0 | 54.6291 | 0 | 0 | 0 | 54.6291 | 0 | 0 | 0 | 1.0506 | 0 | 0 | 0 | 0 | 0 | 0 | 0 | 0 | 0 | 0 | 0 | 0 | 0 | 0 | 0 | 0 | 0 | 0 | 0 | 0 | 0 | 0 | 0 | 0 |  | 0 | 55.5878 | 0 | 0 | 0 | 55.5878 | 0 | 0 | 0 | 1.069 | 0 | 0 | 0 | 0 | 0 | 0 | 0 | 0 | 0 | 0 | 0 | 0 | 0 | 0 | 0 | 0 | 0 | 0 | 0 | 0 | 0 | 0 | 0 | 0 | 0.87547 | 0.85 | 0.89083 | 0.85
1122 | 11 | 22 | 6 | 2 |  |  |  |  | Manufacturing - Bio/Tech | Kitchen and Food Preparation | Manufacturing - Bio/Tech - Kitchen and Food Preparation |  | Manufacturing - Bio/Tech | Manufacturing - Bio/Tech - Kitchen and Food Preparation | Manufac (biotech) Kitchen | Sun | Closed | 52 | 52 | 0.010001 | 1.3076 | 1.3076 | 1.3076 | 1.3076 | 1.2307 | 1.2307 | 1.2307 | 0 | 0 | 0 | 0 | 0 | 0 | 0 | 0.7144 | 0.7144 | 0.7144 | 0.7144 | 0.67237 | 0.67237 | 0.67237 | 0 | 0 | 0 | 0 | 0 | 0 | 0 | 0 | 0 | 0 | 0 | 0 | 0 | 0 | 0 | 0 | 0 | 0 | 0 | 0 | 0 | 0 | 0 | 0 | 0 | 0 | 0 | 0 | 0 | 0 | 0 | 0 | 0 | 0 | 0 | 0.35345 | 0.35345 | 0.35345 | 0.35345 | 0.33266 | 0.33266 | 0.33266 | 0 | 0 | 0 | 0 | 0 | 0 | 0 | 0.19649 | 0.19649 | 0.19649 | 0.19649 | 0.18493 | 0.18493 | 0.18493 | 0 | 0 | 0 | 0 | 0 | 0 | 0 | 0 | 0 | 0 | 0 | 0 | 0 | 0 | 0 | 0 | 0 | 0 | 0 | 0 | 0 | 0 | 0 | 0 | 0 | 0 | 0 | 0 | 0 | 0 | 0 | 0 | 0 | 0 | 0 | Manufac (biotech) Kitchen ILit Cls | Manufac (biotech) Kitchen ILit Cls | 2 | 5 | 5 | Manufac (biotech) Kitchen ILit2 Cls | Manufac (biotech) Kitchen ILit Cls | Manufac (biotech) Kitchen ILit Cls | 2 | 5 | 5 | 2 | 1.0506 | 0.0425 | 0.05 | 0.05 | 0.05 | 0.05 | 0.05 | 0.05 | 0.05 | 0.05 | 0.05 | 0.05 | 0.05 | 0.05 | 0.05 | 0.05 | 0.05 | 0.05 | 0.05 | 0.05 | 0.05 | 0.05 | 0.05 | 0.05 | 0.05 | 0.05 | 1.069 | 0.0425 | 0.05 | 0.05 | 0.05 | 0.05 | 0.05 | 0.05 | 0.05 | 0.05 | 0.05 | 0.05 | 0.05 | 0.05 | 0.05 | 0.05 | 0.05 | 0.05 | 0.05 | 0.05 | 0.05 | 0.05 | 0.05 | 0.05 | 0.05 | 0.05 | 0 | 0 | 0 | 0 | 0 | 0 | 0 | 0 | 0 | 0 | 0 | 0 | 0 | 0 | 0 | 0 | 0 | 0 | 0 | 0 | 0 | 0 | 0 | 0 | 0 | 0 | 0 | 0 | 0 | 0 | 0 | 0 | 0 | 0 | 0 | 0 | 0 | 0 | 0 | 0 | 0 | 0 | 0 | 0 | 0 | 0 | 0 | 0 | 15 | 0.66337 | 0.20792 | 0.079208 | 0.049505 | 0.76136 | 0 | 0 | 0 | 0 | 0 | 0 | 0 | 0 |  | 0.098307 | 0.098307 | 0.096758 | 0.096768 | 0.097251 | 0.097591 | 0.097591 | Manufacturing - Bio/Tech - Kitchen and Food Preparation - Sun | 12 | 7 | 19 | 0 | 54.6291 | 0 | 0 | 0 | 54.6291 | 0 | 0 | 0 | 1.0506 | 0 | 0 | 0 | 0 | 0 | 0 | 0 | 0 | 0 | 0 | 0 | 0 | 0 | 0 | 0 | 0 | 0 | 0 | 0 | 0 | 0 | 0 | 0 | 0 |  | 0 | 55.5878 | 0 | 0 | 0 | 55.5878 | 0 | 0 | 0 | 1.069 | 0 | 0 | 0 | 0 | 0 | 0 | 0 | 0 | 0 | 0 | 0 | 0 | 0 | 0 | 0 | 0 | 0 | 0 | 0 | 0 | 0 | 0 | 0 | 0 | 0.87547 | 0.85 | 0.89083 | 0.85
1123 | 11 | 23 | 7 | 3 |  |  |  |  | Manufacturing - Bio/Tech | Kitchen and Food Preparation | Manufacturing - Bio/Tech - Kitchen and Food Preparation |  | Manufacturing - Bio/Tech | Manufacturing - Bio/Tech - Kitchen and Food Preparation | Manufac (biotech) Kitchen | Hol | Closed | 10 | 10 | 0.010001 | 1.3076 | 1.3076 | 1.3076 | 1.3076 | 1.2307 | 1.2307 | 1.2307 | 0 | 0 | 0 | 0 | 0 | 0 | 0 | 0.13738 | 0.13738 | 0.13738 | 0.13738 | 0.1293 | 0.1293 | 0.1293 | 0 | 0 | 0 | 0 | 0 | 0 | 0 | 0 | 0 | 0 | 0 | 0 | 0 | 0 | 0 | 0 | 0 | 0 | 0 | 0 | 0 | 0 | 0 | 0 | 0 | 0 | 0 | 0 | 0 | 0 | 0 | 0 | 0 | 0 | 0 | 0.35345 | 0.35345 | 0.35345 | 0.35345 | 0.33266 | 0.33266 | 0.33266 | 0 | 0 | 0 | 0 | 0 | 0 | 0 | 0.037787 | 0.037787 | 0.037787 | 0.037787 | 0.035564 | 0.035564 | 0.035564 | 0 | 0 | 0 | 0 | 0 | 0 | 0 | 0 | 0 | 0 | 0 | 0 | 0 | 0 | 0 | 0 | 0 | 0 | 0 | 0 | 0 | 0 | 0 | 0 | 0 | 0 | 0 | 0 | 0 | 0 | 0 | 0 | 0 | 0 | 0 | Manufac (biotech) Kitchen ILit Cls | Manufac (biotech) Kitchen ILit Cls | 2 | 5 | 5 | Manufac (biotech) Kitchen ILit2 Cls | Manufac (biotech) Kitchen ILit Cls | Manufac (biotech) Kitchen ILit Cls | 2 | 5 | 5 | 2 | 1.0506 | 0.0425 | 0.05 | 0.05 | 0.05 | 0.05 | 0.05 | 0.05 | 0.05 | 0.05 | 0.05 | 0.05 | 0.05 | 0.05 | 0.05 | 0.05 | 0.05 | 0.05 | 0.05 | 0.05 | 0.05 | 0.05 | 0.05 | 0.05 | 0.05 | 0.05 | 1.069 | 0.0425 | 0.05 | 0.05 | 0.05 | 0.05 | 0.05 | 0.05 | 0.05 | 0.05 | 0.05 | 0.05 | 0.05 | 0.05 | 0.05 | 0.05 | 0.05 | 0.05 | 0.05 | 0.05 | 0.05 | 0.05 | 0.05 | 0.05 | 0.05 | 0.05 | 0 | 0 | 0 | 0 | 0 | 0 | 0 | 0 | 0 | 0 | 0 | 0 | 0 | 0 | 0 | 0 | 0 | 0 | 0 | 0 | 0 | 0 | 0 | 0 | 0 | 0 | 0 | 0 | 0 | 0 | 0 | 0 | 0 | 0 | 0 | 0 | 0 | 0 | 0 | 0 | 0 | 0 | 0 | 0 | 0 | 0 | 0 | 0 | 15 | 0.66337 | 0.20792 | 0.079208 | 0.049505 | 0.76136 | 0 | 0 | 0 | 0 | 0 | 0 | 0 | 0 |  | 0.098307 | 0.098307 | 0.096758 | 0.096768 | 0.097251 | 0.097591 | 0.097591 | Manufacturing - Bio/Tech - Kitchen and Food Preparation - Hol | 14 | 7 | 19 | 0 | 10.5056 | 0 | 0 | 0 | 10.5056 | 0 | 0 | 0 | 1.0506 | 0 | 0 | 0 | 0 | 0 | 0 | 0 | 0 | 0 | 0 | 0 | 0 | 0 | 0 | 0 | 0 | 0 | 0 | 0 | 0 | 0 | 0 | 0 | 0 |  | 0 | 10.69 | 0 | 0 | 0 | 10.69 | 0 | 0 | 0 | 1.069 | 0 | 0 | 0 | 0 | 0 | 0 | 0 | 0 | 0 | 0 | 0 | 0 | 0 | 0 | 0 | 0 | 0 | 0 | 0 | 0 | 0 | 0 | 0 | 0 | 0.87547 | 0.85 | 0.89083 | 0.85
1124 | 11 | 24 | 8 | 4 |  |  | Manufacturing - Bio/Tech - Kitchen and Food Preparation | Manufacturing - Bio/Tech - Kitchen and Food Preparation | Manufacturing - Bio/Tech | Kitchen and Food Preparation | Manufacturing - Bio/Tech - Kitchen and Food Preparation |  | Manufacturing - Bio/Tech | Manufacturing - Bio/Tech - Kitchen and Food Preparation | Manufac (biotech) Kitchen | all | Open | 251 | 251 | 0.010001 | 1.3076 | 1.3076 | 1.3076 | 1.3076 | 1.2307 | 1.2307 | 1.2307 | 0.013077 | 0.013077 | 0.013077 | 0.013077 | 0.012308 | 0.012308 | 0.012308 | 33.2432 | 33.2432 | 33.2432 | 33.2432 | 31.2877 | 31.2877 | 31.2877 | 0.0095458 | 0.0095458 | 0.0095458 | 0.0095458 | 0.0089843 | 0.0089843 | 0.0089843 | 2661.8347 | 2661.8347 | 2661.8347 | 2661.8347 | 2661.8347 | 2661.8347 | 2661.8347 | 0 | 0 | 0 | 0 | 0 | 0 | 0 | 0.72996 | 0.72996 | 0.72996 | 0.72996 | 0.72996 | 0.72996 | 0.72996 | 0 | 0 | 0 | 0 | 0 | 0 | 0 | 0.35345 | 0.35345 | 0.35345 | 0.35345 | 0.33266 | 0.33266 | 0.33266 | 0.0035348 | 0.0035348 | 0.0035348 | 0.0035348 | 0.0033269 | 0.0033269 | 0.0033269 | 7.7956 | 7.7956 | 7.7956 | 7.7956 | 7.337 | 7.337 | 7.337 | 0.0023509 | 0.0023509 | 0.0023509 | 0.0023509 | 0.0022127 | 0.0022127 | 0.0022127 | 2327.253 | 2327.253 | 2327.253 | 2327.253 | 2327.253 | 2327.253 | 2327.253 | 0 | 0 | 0 | 0 | 0 | 0 | 0 | 0.66509 | 0.66509 | 0.66509 | 0.66509 | 0.66509 | 0.66509 | 0.66509 | 0 | 0 | 0 | 0 | 0 | 0 | 0 | Manufac (biotech) Kitchen ILit all | Manufac (biotech) Kitchen ILit all | 3807 | 15 | 90 | Manufac (biotech) Kitchen ILit2 all | Manufac (biotech) Kitchen ILit2 all | Manufac (biotech) Kitchen ILit2 All | 3891 | 8 | 85 | 3807 | 10.1278 | 0.72996 | 0.15 | 0.15 | 0.15 | 0.15 | 0.15 | 0.15 | 0.28421 | 0.82105 | 0.9 | 0.9 | 0.9 | 0.9 | 0.9 | 0.9 | 0.9 | 0.9 | 0.77632 | 0.59737 | 0.23947 | 0.15 | 0.15 | 0.15 | 0.15 | 0.15 | 8.7864 | 0.66509 | 0.08 | 0.08 | 0.08 | 0.08 | 0.08 | 0.08 | 0.20158 | 0.68789 | 0.85 | 0.85 | 0.85 | 0.85 | 0.85 | 0.85 | 0.85 | 0.85 | 0.64737 | 0.48526 | 0.16105 | 0.08 | 0.08 | 0.08 | 0.08 | 0.08 | 0 | 0 | 0 | 0 | 0 | 0 | 0.17895 | 0.89474 | 1 | 1 | 1 | 1 | 1 | 1 | 1 | 1 | 0.83509 | 0.59649 | 0.1193 | 0 | 0 | 0 | 0 | 0 | 0 | 0 | 0 | 0 | 0 | 0 | 0.15789 | 0.78947 | 1 | 1 | 1 | 1 | 1 | 1 | 1 | 1 | 0.73684 | 0.52632 | 0.10526 | 0 | 0 | 0 | 0 | 0 | 15 | 0.66337 | 0.20792 | 0.079208 | 0.049505 | 0.76136 | 0.090904 | 0.0011888 | 0.0011888 | 0.0011888 | 0.0011888 | 0.0011188 | 0.0011188 | 0.0011188 |  | 0.098307 | 0.098307 | 0.096758 | 0.096768 | 0.097251 | 0.097591 | 0.097591 | Manufacturing - Bio/Tech - Kitchen and Food Preparation - all | 16 | 7 | 19 | 2429.4158 | 112.655 | 2429.4158 | 112.655 | 0 | 0 | 9.6789 | 0.44882 | 0 | 0 | 0 | 0 | 0 | 0 | 0 | 0 | 0.28421 | 0.82105 | 0.9 | 0.9 | 0.9 | 0.9 | 0.9 | 0.9 | 0.9 | 0.9 | 0.77632 | 0.59737 | 0 | 0 | 0 | 0 | 0 | 0 |  | 2214.3484 | -8.9611 | 2214.3484 | -8.9611 | 0 | 0 | 8.8221 | -0.035702 | 0 | 0 | 0 | 0 | 0 | 0 | 0 | 0 | 0.20158 | 0.68789 | 0.85 | 0.85 | 0.85 | 0.85 | 0.85 | 0.85 | 0.85 | 0.85 | 0.64737 | 0.48526 | 0 | 0 | 0 | 0 | 0 | 0 | 0.87547 | 0.85 | 0.89083 | 0.85
1125 | 11 | 25 | 5 | 1 |  |  |  |  | Manufacturing - Bio/Tech | Office (General) | Manufacturing - Bio/Tech - Office (General) |  | Manufacturing - Bio/Tech | Manufacturing - Bio/Tech - Office (General) | Manufac (biotech) Admin | Sat | Closed | 52 | 52 | 0.26663 | 0.99995 | 0.99995 | 0.99995 | 0.99995 | 0.99995 | 0.80765 | 0.80765 | 0 | 0 | 0 | 0 | 0 | 0 | 0 | 14.5454 | 14.5454 | 14.5454 | 14.5454 | 14.5454 | 11.7482 | 11.7482 | 0 | 0 | 0 | 0 | 0 | 0 | 0 | 0 | 0 | 0 | 0 | 0 | 0 | 0 | 0 | 0 | 0 | 0 | 0 | 0 | 0 | 0 | 0 | 0 | 0 | 0 | 0 | 0 | 0 | 0 | 0 | 0 | 0 | 0 | 0 | 0.27029 | 0.27029 | 0.27029 | 0.27029 | 0.27029 | 0.21831 | 0.21831 | 0 | 0 | 0 | 0 | 0 | 0 | 0 | 3.9959 | 3.9959 | 3.9959 | 3.9959 | 3.9959 | 3.2275 | 3.2275 | 0 | 0 | 0 | 0 | 0 | 0 | 0 | 0 | 0 | 0 | 0 | 0 | 0 | 0 | 0 | 0 | 0 | 0 | 0 | 0 | 0 | 0 | 0 | 0 | 0 | 0 | 0 | 0 | 0 | 0 | 0 | 0 | 0 | 0 | 0 | Manufac (biotech) Admin ILit Cls | Manufac (biotech) Admin ILit Cls | 2 | 5 | 5 | Manufac (biotech) Admin ILit2 Cls | Manufac (biotech) Admin ILit Cls | Manufac (biotech) Admin ILit Cls | 2 | 5 | 5 | 2 | 1.0492 | 0.0425 | 0.05 | 0.05 | 0.05 | 0.05 | 0.05 | 0.05 | 0.05 | 0.05 | 0.05 | 0.05 | 0.05 | 0.05 | 0.05 | 0.05 | 0.05 | 0.05 | 0.05 | 0.05 | 0.05 | 0.05 | 0.05 | 0.05 | 0.05 | 0.05 | 1.0663 | 0.0425 | 0.05 | 0.05 | 0.05 | 0.05 | 0.05 | 0.05 | 0.05 | 0.05 | 0.05 | 0.05 | 0.05 | 0.05 | 0.05 | 0.05 | 0.05 | 0.05 | 0.05 | 0.05 | 0.05 | 0.05 | 0.05 | 0.05 | 0.05 | 0.05 | 0 | 0 | 0 | 0 | 0 | 0 | 0 | 0 | 0 | 0 | 0 | 0 | 0 | 0 | 0 | 0 | 0 | 0 | 0 | 0 | 0 | 0 | 0 | 0 | 0 | 0 | 0 | 0 | 0 | 0 | 0 | 0 | 0 | 0 | 0 | 0 | 0 | 0 | 0 | 0 | 0 | 0 | 0 | 0 | 0 | 0 | 0 | 0 | 15 | 0.66337 | 0.20792 | 0.079208 | 0.049505 | 0.76136 | 0 | 0 | 0 | 0 | 0 | 0 | 0 | 0 |  | 0.098307 | 0.098307 | 0.096758 | 0.096768 | 0.097251 | 0.097591 | 0.097591 | Manufacturing - Bio/Tech - Office (General) - Sat | 10 | 7 | 19 | 0 | 54.5559 | 0 | 0 | 0 | 54.5559 | 0 | 0 | 0 | 1.0492 | 0 | 0 | 0 | 0 | 0 | 0 | 0 | 0 | 0 | 0 | 0 | 0 | 0 | 0 | 0 | 0 | 0 | 0 | 0 | 0 | 0 | 0 | 0 | 0 |  | 0 | 55.4475 | 0 | 0 | 0 | 55.4475 | 0 | 0 | 0 | 1.0663 | 0 | 0 | 0 | 0 | 0 | 0 | 0 | 0 | 0 | 0 | 0 | 0 | 0 | 0 | 0 | 0 | 0 | 0 | 0 | 0 | 0 | 0 | 0 | 0 | 0.87429 | 0.85 | 0.88858 | 0.85
1126 | 11 | 26 | 6 | 2 |  |  |  |  | Manufacturing - Bio/Tech | Office (General) | Manufacturing - Bio/Tech - Office (General) |  | Manufacturing - Bio/Tech | Manufacturing - Bio/Tech - Office (General) | Manufac (biotech) Admin | Sun | Closed | 52 | 52 | 0.26663 | 0.99995 | 0.99995 | 0.99995 | 0.99995 | 0.99995 | 0.80765 | 0.80765 | 0 | 0 | 0 | 0 | 0 | 0 | 0 | 14.5454 | 14.5454 | 14.5454 | 14.5454 | 14.5454 | 11.7482 | 11.7482 | 0 | 0 | 0 | 0 | 0 | 0 | 0 | 0 | 0 | 0 | 0 | 0 | 0 | 0 | 0 | 0 | 0 | 0 | 0 | 0 | 0 | 0 | 0 | 0 | 0 | 0 | 0 | 0 | 0 | 0 | 0 | 0 | 0 | 0 | 0 | 0.27029 | 0.27029 | 0.27029 | 0.27029 | 0.27029 | 0.21831 | 0.21831 | 0 | 0 | 0 | 0 | 0 | 0 | 0 | 3.9959 | 3.9959 | 3.9959 | 3.9959 | 3.9959 | 3.2275 | 3.2275 | 0 | 0 | 0 | 0 | 0 | 0 | 0 | 0 | 0 | 0 | 0 | 0 | 0 | 0 | 0 | 0 | 0 | 0 | 0 | 0 | 0 | 0 | 0 | 0 | 0 | 0 | 0 | 0 | 0 | 0 | 0 | 0 | 0 | 0 | 0 | Manufac (biotech) Admin ILit Cls | Manufac (biotech) Admin ILit Cls | 2 | 5 | 5 | Manufac (biotech) Admin ILit2 Cls | Manufac (biotech) Admin ILit Cls | Manufac (biotech) Admin ILit Cls | 2 | 5 | 5 | 2 | 1.0492 | 0.0425 | 0.05 | 0.05 | 0.05 | 0.05 | 0.05 | 0.05 | 0.05 | 0.05 | 0.05 | 0.05 | 0.05 | 0.05 | 0.05 | 0.05 | 0.05 | 0.05 | 0.05 | 0.05 | 0.05 | 0.05 | 0.05 | 0.05 | 0.05 | 0.05 | 1.0663 | 0.0425 | 0.05 | 0.05 | 0.05 | 0.05 | 0.05 | 0.05 | 0.05 | 0.05 | 0.05 | 0.05 | 0.05 | 0.05 | 0.05 | 0.05 | 0.05 | 0.05 | 0.05 | 0.05 | 0.05 | 0.05 | 0.05 | 0.05 | 0.05 | 0.05 | 0 | 0 | 0 | 0 | 0 | 0 | 0 | 0 | 0 | 0 | 0 | 0 | 0 | 0 | 0 | 0 | 0 | 0 | 0 | 0 | 0 | 0 | 0 | 0 | 0 | 0 | 0 | 0 | 0 | 0 | 0 | 0 | 0 | 0 | 0 | 0 | 0 | 0 | 0 | 0 | 0 | 0 | 0 | 0 | 0 | 0 | 0 | 0 | 15 | 0.66337 | 0.20792 | 0.079208 | 0.049505 | 0.76136 | 0 | 0 | 0 | 0 | 0 | 0 | 0 | 0 |  | 0.098307 | 0.098307 | 0.096758 | 0.096768 | 0.097251 | 0.097591 | 0.097591 | Manufacturing - Bio/Tech - Office (General) - Sun | 12 | 7 | 19 | 0 | 54.5559 | 0 | 0 | 0 | 54.5559 | 0 | 0 | 0 | 1.0492 | 0 | 0 | 0 | 0 | 0 | 0 | 0 | 0 | 0 | 0 | 0 | 0 | 0 | 0 | 0 | 0 | 0 | 0 | 0 | 0 | 0 | 0 | 0 | 0 |  | 0 | 55.4475 | 0 | 0 | 0 | 55.4475 | 0 | 0 | 0 | 1.0663 | 0 | 0 | 0 | 0 | 0 | 0 | 0 | 0 | 0 | 0 | 0 | 0 | 0 | 0 | 0 | 0 | 0 | 0 | 0 | 0 | 0 | 0 | 0 | 0 | 0.87429 | 0.85 | 0.88858 | 0.85
1127 | 11 | 27 | 7 | 3 |  |  |  |  | Manufacturing - Bio/Tech | Office (General) | Manufacturing - Bio/Tech - Office (General) |  | Manufacturing - Bio/Tech | Manufacturing - Bio/Tech - Office (General) | Manufac (biotech) Admin | Hol | Closed | 10 | 10 | 0.26663 | 0.99995 | 0.99995 | 0.99995 | 0.99995 | 0.99995 | 0.80765 | 0.80765 | 0 | 0 | 0 | 0 | 0 | 0 | 0 | 2.7972 | 2.7972 | 2.7972 | 2.7972 | 2.7972 | 2.2593 | 2.2593 | 0 | 0 | 0 | 0 | 0 | 0 | 0 | 0 | 0 | 0 | 0 | 0 | 0 | 0 | 0 | 0 | 0 | 0 | 0 | 0 | 0 | 0 | 0 | 0 | 0 | 0 | 0 | 0 | 0 | 0 | 0 | 0 | 0 | 0 | 0 | 0.27029 | 0.27029 | 0.27029 | 0.27029 | 0.27029 | 0.21831 | 0.21831 | 0 | 0 | 0 | 0 | 0 | 0 | 0 | 0.76844 | 0.76844 | 0.76844 | 0.76844 | 0.76844 | 0.62066 | 0.62066 | 0 | 0 | 0 | 0 | 0 | 0 | 0 | 0 | 0 | 0 | 0 | 0 | 0 | 0 | 0 | 0 | 0 | 0 | 0 | 0 | 0 | 0 | 0 | 0 | 0 | 0 | 0 | 0 | 0 | 0 | 0 | 0 | 0 | 0 | 0 | Manufac (biotech) Admin ILit Cls | Manufac (biotech) Admin ILit Cls | 2 | 5 | 5 | Manufac (biotech) Admin ILit2 Cls | Manufac (biotech) Admin ILit Cls | Manufac (biotech) Admin ILit Cls | 2 | 5 | 5 | 2 | 1.0492 | 0.0425 | 0.05 | 0.05 | 0.05 | 0.05 | 0.05 | 0.05 | 0.05 | 0.05 | 0.05 | 0.05 | 0.05 | 0.05 | 0.05 | 0.05 | 0.05 | 0.05 | 0.05 | 0.05 | 0.05 | 0.05 | 0.05 | 0.05 | 0.05 | 0.05 | 1.0663 | 0.0425 | 0.05 | 0.05 | 0.05 | 0.05 | 0.05 | 0.05 | 0.05 | 0.05 | 0.05 | 0.05 | 0.05 | 0.05 | 0.05 | 0.05 | 0.05 | 0.05 | 0.05 | 0.05 | 0.05 | 0.05 | 0.05 | 0.05 | 0.05 | 0.05 | 0 | 0 | 0 | 0 | 0 | 0 | 0 | 0 | 0 | 0 | 0 | 0 | 0 | 0 | 0 | 0 | 0 | 0 | 0 | 0 | 0 | 0 | 0 | 0 | 0 | 0 | 0 | 0 | 0 | 0 | 0 | 0 | 0 | 0 | 0 | 0 | 0 | 0 | 0 | 0 | 0 | 0 | 0 | 0 | 0 | 0 | 0 | 0 | 15 | 0.66337 | 0.20792 | 0.079208 | 0.049505 | 0.76136 | 0 | 0 | 0 | 0 | 0 | 0 | 0 | 0 |  | 0.098307 | 0.098307 | 0.096758 | 0.096768 | 0.097251 | 0.097591 | 0.097591 | Manufacturing - Bio/Tech - Office (General) - Hol | 14 | 7 | 19 | 0 | 10.4915 | 0 | 0 | 0 | 10.4915 | 0 | 0 | 0 | 1.0492 | 0 | 0 | 0 | 0 | 0 | 0 | 0 | 0 | 0 | 0 | 0 | 0 | 0 | 0 | 0 | 0 | 0 | 0 | 0 | 0 | 0 | 0 | 0 | 0 |  | 0 | 10.663 | 0 | 0 | 0 | 10.663 | 0 | 0 | 0 | 1.0663 | 0 | 0 | 0 | 0 | 0 | 0 | 0 | 0 | 0 | 0 | 0 | 0 | 0 | 0 | 0 | 0 | 0 | 0 | 0 | 0 | 0 | 0 | 0 | 0 | 0.87429 | 0.85 | 0.88858 | 0.85
1128 | 11 | 28 | 8 | 4 | Manufacturing - Bio/Tech | Manufacturing - Bio/Tech | Manufacturing - Bio/Tech - Office (General) | Manufacturing - Bio/Tech - Office (General) | Manufacturing - Bio/Tech | Office (General) | Manufacturing - Bio/Tech - Office (General) |  | Manufacturing - Bio/Tech | Manufacturing - Bio/Tech - Office (General) | Manufac (biotech) Admin | all | Open | 251 | 251 | 0.26663 | 0.99995 | 0.99995 | 0.99995 | 0.99995 | 0.99995 | 0.80765 | 0.80765 | 0.26661 | 0.26661 | 0.26661 | 0.26661 | 0.26661 | 0.21534 | 0.21534 | 684.8508 | 684.8508 | 684.8508 | 684.8508 | 684.8508 | 553.1488 | 553.1488 | 0.19482 | 0.19482 | 0.19482 | 0.19482 | 0.19482 | 0.15735 | 0.15735 | 2688.2936 | 2688.2936 | 2688.2936 | 2688.2936 | 2688.2936 | 2688.2936 | 2688.2936 | 3083.6997 | 3083.6997 | 2995.1329 | 2995.0504 | 3021.7998 | 3042.7717 | 3042.7717 | 0.7307 | 0.7307 | 0.7307 | 0.7307 | 0.7307 | 0.7307 | 0.7307 | 0.72678 | 0.72678 | 0.72721 | 0.72733 | 0.72725 | 0.72704 | 0.72704 | 0.27029 | 0.27029 | 0.27029 | 0.27029 | 0.27029 | 0.21831 | 0.21831 | 0.072066 | 0.072066 | 0.072066 | 0.072066 | 0.072066 | 0.058207 | 0.058207 | 155.9273 | 155.9273 | 155.9273 | 155.9273 | 155.9273 | 125.9413 | 125.9413 | 0.04793 | 0.04793 | 0.04793 | 0.04793 | 0.04793 | 0.038713 | 0.038713 | 2285.2222 | 2285.2222 | 2285.2222 | 2285.2222 | 2285.2222 | 2285.2222 | 2285.2222 | 2868.4135 | 2868.4135 | 2741.7362 | 2742.6168 | 2780.3338 | 2811.3954 | 2811.3954 | 0.66509 | 0.66509 | 0.66509 | 0.66509 | 0.66509 | 0.66509 | 0.66509 | 0.66721 | 0.66721 | 0.66608 | 0.66637 | 0.66679 | 0.6669 | 0.6669 | Manufac (biotech) Admin ILit all | Manufac (biotech) Admin ILit all | 3805 | 16 | 90 | Manufac (biotech) Admin ILit2 all | Manufac (biotech) Admin ILit2 all | Manufac (biotech) Admin ILit2 All | 3889 | 8 | 85 | 3805 | 10.2338 | 0.7307 | 0.16 | 0.16 | 0.16 | 0.16 | 0.16 | 0.16 | 0.29263 | 0.82316 | 0.9 | 0.9 | 0.9 | 0.9 | 0.9 | 0.9 | 0.9 | 0.9 | 0.77895 | 0.60211 | 0.24842 | 0.16 | 0.16 | 0.16 | 0.16 | 0.16 | 8.6202 | 0.66509 | 0.08 | 0.08 | 0.08 | 0.08 | 0.08 | 0.08 | 0.20158 | 0.68789 | 0.85 | 0.85 | 0.85 | 0.85 | 0.68789 | 0.85 | 0.85 | 0.85 | 0.64737 | 0.48526 | 0.16105 | 0.08 | 0.08 | 0.08 | 0.08 | 0.08 | 0 | 0 | 0 | 0 | 0 | 0 | 0.17923 | 0.89616 | 1 | 1 | 1 | 1 | 1 | 1 | 1 | 1 | 0.83642 | 0.59744 | 0.11949 | 0 | 0 | 0 | 0 | 0 | 0 | 0 | 0 | 0 | 0 | 0 | 0.15789 | 0.78947 | 1 | 1 | 1 | 1 | 0.78947 | 1 | 1 | 1 | 0.73684 | 0.52632 | 0.10526 | 0 | 0 | 0 | 0 | 0 | 15 | 0.66337 | 0.20792 | 0.079208 | 0.049505 | 0.76136 | 0.091855 | 0.02449 | 0.02449 | 0.02449 | 0.02449 | 0.02449 | 0.01978 | 0.01978 | Manufacturing - Bio/Tech | 0.098307 | 0.098307 | 0.096758 | 0.096768 | 0.097251 | 0.097591 | 0.097591 | Manufacturing - Bio/Tech - Office (General) - all | 16 | 7 | 19 | 2433.9074 | 134.783 | 2433.9074 | 134.783 | 0 | 0 | 9.6968 | 0.53698 | 0 | 0 | 0 | 0 | 0 | 0 | 0 | 0 | 0.29263 | 0.82316 | 0.9 | 0.9 | 0.9 | 0.9 | 0.9 | 0.9 | 0.9 | 0.9 | 0.77895 | 0.60211 | 0 | 0 | 0 | 0 | 0 | 0 |  | 2173.66 | -9.9957 | 2173.66 | -9.9957 | 0 | 0 | 8.66 | -0.039824 | 0 | 0 | 0 | 0 | 0 | 0 | 0 | 0 | 0.20158 | 0.68789 | 0.85 | 0.85 | 0.85 | 0.85 | 0.68789 | 0.85 | 0.85 | 0.85 | 0.64737 | 0.48526 | 0 | 0 | 0 | 0 | 0 | 0 | 0.87429 | 0.85 | 0.88858 | 0.85
1201 | 12 | 1 | 5 | 1 |  |  |  |  | Manufacturing - Light Industrial | Comm/Ind Work (General, High Bay) | Manufacturing - Light Industrial - Comm/Ind Work (General, High Bay) |  | Manufacturing - Light Industrial | Manufacturing - Light Industrial - Comm/Ind Work (General, High Bay) | Manufac (light) Mfg | Sat | Closed | 52 | 52 | 0.8 | 1.5543 | 1.5543 | 1.0635 | 1.0635 | 0.98169 | 0.89988 | 0.89988 | 0 | 0 | 0 | 0 | 0 | 0 | 0 | 67.6133 | 67.6133 | 46.2617 | 46.2617 | 42.7032 | 39.1446 | 39.1446 | 0 | 0 | 0 | 0 | 0 | 0 | 0 | 0 | 0 | 0 | 0 | 0 | 0 | 0 | 0 | 0 | 0 | 0 | 0 | 0 | 0 | 0 | 0 | 0 | 0 | 0 | 0 | 0 | 0 | 0 | 0 | 0 | 0 | 0 | 0 | 0.19735 | 0.19735 | 0.13503 | 0.13503 | 0.12464 | 0.11426 | 0.11426 | 0 | 0 | 0 | 0 | 0 | 0 | 0 | 8.6818 | 8.6818 | 5.9402 | 5.9402 | 5.4833 | 5.0263 | 5.0263 | 0 | 0 | 0 | 0 | 0 | 0 | 0 | 0 | 0 | 0 | 0 | 0 | 0 | 0 | 0 | 0 | 0 | 0 | 0 | 0 | 0 | 0 | 0 | 0 | 0 | 0 | 0 | 0 | 0 | 0 | 0 | 0 | 0 | 0 | 0 | Manufac (light) Mfg ILit Cls | Manufac (light) Mfg ILit Cls | 2 | 5 | 5 | Manufac (light) Mfg ILit2 Cls | Manufac (light) Mfg ILit Cls | Manufac (light) Mfg ILit Cls | 2 | 5 | 5 | 2 | 1.0457 | 0.0425 | 0.05 | 0.05 | 0.05 | 0.05 | 0.05 | 0.05 | 0.05 | 0.05 | 0.05 | 0.05 | 0.05 | 0.05 | 0.05 | 0.05 | 0.05 | 0.05 | 0.05 | 0.05 | 0.05 | 0.05 | 0.05 | 0.05 | 0.05 | 0.05 | 1.0575 | 0.0425 | 0.05 | 0.05 | 0.05 | 0.05 | 0.05 | 0.05 | 0.05 | 0.05 | 0.05 | 0.05 | 0.05 | 0.05 | 0.05 | 0.05 | 0.05 | 0.05 | 0.05 | 0.05 | 0.05 | 0.05 | 0.05 | 0.05 | 0.05 | 0.05 | 0 | 0 | 0 | 0 | 0 | 0 | 0 | 0 | 0 | 0 | 0 | 0 | 0 | 0 | 0 | 0 | 0 | 0 | 0 | 0 | 0 | 0 | 0 | 0 | 0 | 0 | 0 | 0 | 0 | 0 | 0 | 0 | 0 | 0 | 0 | 0 | 0 | 0 | 0 | 0 | 0 | 0 | 0 | 0 | 0 | 0 | 0 | 0 | 15 | 0.66337 | 0.20792 | 0.079208 | 0.049505 | 0.76136 | 0 | 0 | 0 | 0 | 0 | 0 | 0 | 0 |  | 0.095721 | 0.095721 | 0.095251 | 0.095251 | 0.094813 | 0.094305 | 0.094305 | Manufacturing - Light Industrial - Comm/Ind Work (General, High Bay) - Sat | 10 | 6 | 18 | 0 | 54.3747 | 0 | 0 | 0 | 54.3747 | 0 | 0 | 0 | 1.0457 | 0 | 0 | 0 | 0 | 0 | 0 | 0 | 0 | 0 | 0 | 0 | 0 | 0 | 0 | 0 | 0 | 0 | 0 | 0 | 0 | 0 | 0 | 0 | 0 |  | 0 | 54.989 | 0 | 0 | 0 | 54.989 | 0 | 0 | 0 | 1.0575 | 0 | 0 | 0 | 0 | 0 | 0 | 0 | 0 | 0 | 0 | 0 | 0 | 0 | 0 | 0 | 0 | 0 | 0 | 0 | 0 | 0 | 0 | 0 | 0 | 0.87139 | 0.85 | 0.88123 | 0.85
1202 | 12 | 2 | 6 | 2 |  |  |  |  | Manufacturing - Light Industrial | Comm/Ind Work (General, High Bay) | Manufacturing - Light Industrial - Comm/Ind Work (General, High Bay) |  | Manufacturing - Light Industrial | Manufacturing - Light Industrial - Comm/Ind Work (General, High Bay) | Manufac (light) Mfg | Sun | Closed | 52 | 52 | 0.8 | 1.5543 | 1.5543 | 1.0635 | 1.0635 | 0.98169 | 0.89988 | 0.89988 | 0 | 0 | 0 | 0 | 0 | 0 | 0 | 67.6133 | 67.6133 | 46.2617 | 46.2617 | 42.7032 | 39.1446 | 39.1446 | 0 | 0 | 0 | 0 | 0 | 0 | 0 | 0 | 0 | 0 | 0 | 0 | 0 | 0 | 0 | 0 | 0 | 0 | 0 | 0 | 0 | 0 | 0 | 0 | 0 | 0 | 0 | 0 | 0 | 0 | 0 | 0 | 0 | 0 | 0 | 0.19735 | 0.19735 | 0.13503 | 0.13503 | 0.12464 | 0.11426 | 0.11426 | 0 | 0 | 0 | 0 | 0 | 0 | 0 | 8.6818 | 8.6818 | 5.9402 | 5.9402 | 5.4833 | 5.0263 | 5.0263 | 0 | 0 | 0 | 0 | 0 | 0 | 0 | 0 | 0 | 0 | 0 | 0 | 0 | 0 | 0 | 0 | 0 | 0 | 0 | 0 | 0 | 0 | 0 | 0 | 0 | 0 | 0 | 0 | 0 | 0 | 0 | 0 | 0 | 0 | 0 | Manufac (light) Mfg ILit Cls | Manufac (light) Mfg ILit Cls | 2 | 5 | 5 | Manufac (light) Mfg ILit2 Cls | Manufac (light) Mfg ILit Cls | Manufac (light) Mfg ILit Cls | 2 | 5 | 5 | 2 | 1.0457 | 0.0425 | 0.05 | 0.05 | 0.05 | 0.05 | 0.05 | 0.05 | 0.05 | 0.05 | 0.05 | 0.05 | 0.05 | 0.05 | 0.05 | 0.05 | 0.05 | 0.05 | 0.05 | 0.05 | 0.05 | 0.05 | 0.05 | 0.05 | 0.05 | 0.05 | 1.0575 | 0.0425 | 0.05 | 0.05 | 0.05 | 0.05 | 0.05 | 0.05 | 0.05 | 0.05 | 0.05 | 0.05 | 0.05 | 0.05 | 0.05 | 0.05 | 0.05 | 0.05 | 0.05 | 0.05 | 0.05 | 0.05 | 0.05 | 0.05 | 0.05 | 0.05 | 0 | 0 | 0 | 0 | 0 | 0 | 0 | 0 | 0 | 0 | 0 | 0 | 0 | 0 | 0 | 0 | 0 | 0 | 0 | 0 | 0 | 0 | 0 | 0 | 0 | 0 | 0 | 0 | 0 | 0 | 0 | 0 | 0 | 0 | 0 | 0 | 0 | 0 | 0 | 0 | 0 | 0 | 0 | 0 | 0 | 0 | 0 | 0 | 15 | 0.66337 | 0.20792 | 0.079208 | 0.049505 | 0.76136 | 0 | 0 | 0 | 0 | 0 | 0 | 0 | 0 |  | 0.095721 | 0.095721 | 0.095251 | 0.095251 | 0.094813 | 0.094305 | 0.094305 | Manufacturing - Light Industrial - Comm/Ind Work (General, High Bay) - Sun | 12 | 6 | 18 | 0 | 54.3747 | 0 | 0 | 0 | 54.3747 | 0 | 0 | 0 | 1.0457 | 0 | 0 | 0 | 0 | 0 | 0 | 0 | 0 | 0 | 0 | 0 | 0 | 0 | 0 | 0 | 0 | 0 | 0 | 0 | 0 | 0 | 0 | 0 | 0 |  | 0 | 54.989 | 0 | 0 | 0 | 54.989 | 0 | 0 | 0 | 1.0575 | 0 | 0 | 0 | 0 | 0 | 0 | 0 | 0 | 0 | 0 | 0 | 0 | 0 | 0 | 0 | 0 | 0 | 0 | 0 | 0 | 0 | 0 | 0 | 0 | 0.87139 | 0.85 | 0.88123 | 0.85
1203 | 12 | 3 | 7 | 3 |  |  |  |  | Manufacturing - Light Industrial | Comm/Ind Work (General, High Bay) | Manufacturing - Light Industrial - Comm/Ind Work (General, High Bay) |  | Manufacturing - Light Industrial | Manufacturing - Light Industrial - Comm/Ind Work (General, High Bay) | Manufac (light) Mfg | Hol | Closed | 10 | 10 | 0.8 | 1.5543 | 1.5543 | 1.0635 | 1.0635 | 0.98169 | 0.89988 | 0.89988 | 0 | 0 | 0 | 0 | 0 | 0 | 0 | 13.0026 | 13.0026 | 8.8965 | 8.8965 | 8.2121 | 7.5278 | 7.5278 | 0 | 0 | 0 | 0 | 0 | 0 | 0 | 0 | 0 | 0 | 0 | 0 | 0 | 0 | 0 | 0 | 0 | 0 | 0 | 0 | 0 | 0 | 0 | 0 | 0 | 0 | 0 | 0 | 0 | 0 | 0 | 0 | 0 | 0 | 0 | 0.19735 | 0.19735 | 0.13503 | 0.13503 | 0.12464 | 0.11426 | 0.11426 | 0 | 0 | 0 | 0 | 0 | 0 | 0 | 1.6696 | 1.6696 | 1.1423 | 1.1423 | 1.0545 | 0.9666 | 0.9666 | 0 | 0 | 0 | 0 | 0 | 0 | 0 | 0 | 0 | 0 | 0 | 0 | 0 | 0 | 0 | 0 | 0 | 0 | 0 | 0 | 0 | 0 | 0 | 0 | 0 | 0 | 0 | 0 | 0 | 0 | 0 | 0 | 0 | 0 | 0 | Manufac (light) Mfg ILit Cls | Manufac (light) Mfg ILit Cls | 2 | 5 | 5 | Manufac (light) Mfg ILit2 Cls | Manufac (light) Mfg ILit Cls | Manufac (light) Mfg ILit Cls | 2 | 5 | 5 | 2 | 1.0457 | 0.0425 | 0.05 | 0.05 | 0.05 | 0.05 | 0.05 | 0.05 | 0.05 | 0.05 | 0.05 | 0.05 | 0.05 | 0.05 | 0.05 | 0.05 | 0.05 | 0.05 | 0.05 | 0.05 | 0.05 | 0.05 | 0.05 | 0.05 | 0.05 | 0.05 | 1.0575 | 0.0425 | 0.05 | 0.05 | 0.05 | 0.05 | 0.05 | 0.05 | 0.05 | 0.05 | 0.05 | 0.05 | 0.05 | 0.05 | 0.05 | 0.05 | 0.05 | 0.05 | 0.05 | 0.05 | 0.05 | 0.05 | 0.05 | 0.05 | 0.05 | 0.05 | 0 | 0 | 0 | 0 | 0 | 0 | 0 | 0 | 0 | 0 | 0 | 0 | 0 | 0 | 0 | 0 | 0 | 0 | 0 | 0 | 0 | 0 | 0 | 0 | 0 | 0 | 0 | 0 | 0 | 0 | 0 | 0 | 0 | 0 | 0 | 0 | 0 | 0 | 0 | 0 | 0 | 0 | 0 | 0 | 0 | 0 | 0 | 0 | 15 | 0.66337 | 0.20792 | 0.079208 | 0.049505 | 0.76136 | 0 | 0 | 0 | 0 | 0 | 0 | 0 | 0 |  | 0.095721 | 0.095721 | 0.095251 | 0.095251 | 0.094813 | 0.094305 | 0.094305 | Manufacturing - Light Industrial - Comm/Ind Work (General, High Bay) - Hol | 14 | 6 | 18 | 0 | 10.4567 | 0 | 0 | 0 | 10.4567 | 0 | 0 | 0 | 1.0457 | 0 | 0 | 0 | 0 | 0 | 0 | 0 | 0 | 0 | 0 | 0 | 0 | 0 | 0 | 0 | 0 | 0 | 0 | 0 | 0 | 0 | 0 | 0 | 0 |  | 0 | 10.5748 | 0 | 0 | 0 | 10.5748 | 0 | 0 | 0 | 1.0575 | 0 | 0 | 0 | 0 | 0 | 0 | 0 | 0 | 0 | 0 | 0 | 0 | 0 | 0 | 0 | 0 | 0 | 0 | 0 | 0 | 0 | 0 | 0 | 0 | 0.87139 | 0.85 | 0.88123 | 0.85
1204 | 12 | 4 | 8 | 4 |  |  | Manufacturing - Light Industrial - Comm/Ind Work (General, High Bay) | Manufacturing - Light Industrial - Comm/Ind Work (General, High Bay) | Manufacturing - Light Industrial | Comm/Ind Work (General, High Bay) | Manufacturing - Light Industrial - Comm/Ind Work (General, High Bay) |  | Manufacturing - Light Industrial | Manufacturing - Light Industrial - Comm/Ind Work (General, High Bay) | Manufac (light) Mfg | all | Open | 251 | 251 | 0.8 | 1.5543 | 1.5543 | 1.0635 | 1.0635 | 0.98169 | 0.89988 | 0.89988 | 1.2435 | 1.2435 | 0.85079 | 0.85079 | 0.78535 | 0.7199 | 0.7199 | 3315.1744 | 3315.1744 | 2268.2772 | 2268.2772 | 2093.7944 | 1919.3115 | 1919.3115 | 0.97814 | 0.97814 | 0.66925 | 0.66925 | 0.61777 | 0.56629 | 0.56629 | 2785.2749 | 2785.2749 | 2785.2749 | 2785.2749 | 2785.2749 | 2785.2749 | 2785.2749 | 0 | 0 | 0 | 0 | 0 | 0 | 0 | 0.78662 | 0.78662 | 0.78662 | 0.78662 | 0.78662 | 0.78662 | 0.78662 | 0 | 0 | 0 | 0 | 0 | 0 | 0 | 0.19735 | 0.19735 | 0.13503 | 0.13503 | 0.12464 | 0.11426 | 0.11426 | 0.15788 | 0.15788 | 0.10803 | 0.10803 | 0.099715 | 0.091406 | 0.091406 | 338.7805 | 338.7805 | 231.7972 | 231.7972 | 213.9667 | 196.1361 | 196.1361 | 0.10501 | 0.10501 | 0.071846 | 0.071846 | 0.06632 | 0.060793 | 0.060793 | 2266.325 | 2266.325 | 2266.325 | 2266.325 | 2266.325 | 2266.325 | 2266.325 | 0 | 0 | 0 | 0 | 0 | 0 | 0 | 0.66509 | 0.66509 | 0.66509 | 0.66509 | 0.66509 | 0.66509 | 0.66509 | 0 | 0 | 0 | 0 | 0 | 0 | 0 | Manufac (light) Mfg ILit all | Manufac (light) Mfg ILit all | 3331 | 15 | 100 | Manufac (light) Mfg ILit2 all | Manufac (light) Mfg ILit all | Manufac (light) Mfg ILit all | 3331 | 8 | 85 | 3331 | 10.6218 | 0.78662 | 0.15 | 0.15 | 0.15 | 0.15 | 0.15 | 0.15 | 0.28421 | 0.82105 | 1 | 1 | 1 | 1 | 0.82105 | 1 | 1 | 1 | 0.77632 | 0.59737 | 0.23947 | 0.15 | 0.15 | 0.15 | 0.15 | 0.15 | 8.5489 | 0.66509 | 0.08 | 0.08 | 0.08 | 0.08 | 0.08 | 0.08 | 0.20158 | 0.68789 | 0.85 | 0.85 | 0.85 | 0.85 | 0.68789 | 0.85 | 0.85 | 0.85 | 0.64737 | 0.48526 | 0.16105 | 0.08 | 0.08 | 0.08 | 0.08 | 0.08 | 0 | 0 | 0 | 0 | 0 | 0 | 0.15789 | 0.78947 | 1 | 1 | 1 | 1 | 0.78947 | 1 | 1 | 1 | 0.73684 | 0.52632 | 0.10526 | 0 | 0 | 0 | 0 | 0 | 0 | 0 | 0 | 0 | 0 | 0 | 0.15789 | 0.78947 | 1 | 1 | 1 | 1 | 0.78947 | 1 | 1 | 1 | 0.73684 | 0.52632 | 0.10526 | 0 | 0 | 0 | 0 | 0 | 15 | 0.66337 | 0.20792 | 0.079208 | 0.049505 | 0.76136 | 0.10117 | 0.1258 | 0.1258 | 0.086073 | 0.086073 | 0.079452 | 0.072831 | 0.072831 |  | 0.095721 | 0.095721 | 0.095251 | 0.095251 | 0.094813 | 0.094305 | 0.094305 | Manufacturing - Light Industrial - Comm/Ind Work (General, High Bay) - all | 16 | 6 | 18 | 2473.0105 | 193.0582 | 2473.0105 | 193.0582 | 0 | 0 | 9.8526 | 0.76916 | 0 | 0 | 0 | 0 | 0 | 0 | 0 | 0.15 | 0.28421 | 0.82105 | 1 | 1 | 1 | 1 | 0.82105 | 1 | 1 | 1 | 0.77632 | 0 | 0 | 0 | 0 | 0 | 0 | 0 |  | 2071.9389 | 73.8333 | 2071.9389 | 73.8333 | 0 | 0 | 8.2547 | 0.29416 | 0 | 0 | 0 | 0 | 0 | 0 | 0 | 0.08 | 0.20158 | 0.68789 | 0.85 | 0.85 | 0.85 | 0.85 | 0.68789 | 0.85 | 0.85 | 0.85 | 0.64737 | 0 | 0 | 0 | 0 | 0 | 0 | 0 | 0.87139 | 0.85 | 0.88123 | 0.85
1205 | 12 | 5 | 5 | 1 |  |  |  |  | Manufacturing - Light Industrial | Storage (Unconditioned) | Manufacturing - Light Industrial - Storage (Unconditioned) |  | Manufacturing - Light Industrial | Manufacturing - Light Industrial - Storage (Unconditioned) | Manufac (light) Storage | Sat | Closed | 52 | 52 | 0.2 | 0.65446 | 0.65446 | 0.49084 | 0.49084 | 0.49084 | 0.49084 | 0.49084 | 0 | 0 | 0 | 0 | 0 | 0 | 0 | 7.6925 | 7.6925 | 5.7694 | 5.7694 | 5.7694 | 5.7694 | 5.7694 | 0 | 0 | 0 | 0 | 0 | 0 | 0 | 0 | 0 | 0 | 0 | 0 | 0 | 0 | 0 | 0 | 0 | 0 | 0 | 0 | 0 | 0 | 0 | 0 | 0 | 0 | 0 | 0 | 0 | 0 | 0 | 0 | 0 | 0 | 0 | 0.083096 | 0.083096 | 0.062322 | 0.062322 | 0.062322 | 0.062322 | 0.062322 | 0 | 0 | 0 | 0 | 0 | 0 | 0 | 0.97725 | 0.97725 | 0.73294 | 0.73294 | 0.73294 | 0.73294 | 0.73294 | 0 | 0 | 0 | 0 | 0 | 0 | 0 | 0 | 0 | 0 | 0 | 0 | 0 | 0 | 0 | 0 | 0 | 0 | 0 | 0 | 0 | 0 | 0 | 0 | 0 | 0 | 0 | 0 | 0 | 0 | 0 | 0 | 0 | 0 | 0 | Manufac (light) Storage ILit Cls | Manufac (light) Storage ILit Cls | 2 | 5 | 5 | Manufac (light) Storage ILit2 Cls | Manufac (light) Storage ILit Cls | Manufac (light) Storage ILit Cls | 2 | 5 | 5 | 2 | 1.1302 | 0.042 | 0.05 | 0.05 | 0.05 | 0.05 | 0.05 | 0.05 | 0.05 | 0.05 | 0.05 | 0.05 | 0.05 | 0.05 | 0.05 | 0.05 | 0.05 | 0.05 | 0.05 | 0.05 | 0.05 | 0.05 | 0.05 | 0.05 | 0.05 | 0.05 | 1.1308 | 0.042 | 0.05 | 0.05 | 0.05 | 0.05 | 0.05 | 0.05 | 0.05 | 0.05 | 0.05 | 0.05 | 0.05 | 0.05 | 0.05 | 0.05 | 0.05 | 0.05 | 0.05 | 0.05 | 0.05 | 0.05 | 0.05 | 0.05 | 0.05 | 0.05 | 0 | 0 | 0 | 0 | 0 | 0 | 0 | 0 | 0 | 0 | 0 | 0 | 0 | 0 | 0 | 0 | 0 | 0 | 0 | 0 | 0 | 0 | 0 | 0 | 0 | 0 | 0 | 0 | 0 | 0 | 0 | 0 | 0 | 0 | 0 | 0 | 0 | 0 | 0 | 0 | 0 | 0 | 0 | 0 | 0 | 0 | 0 | 0 | 16 | 0.29 | 0.41 | 0.14 | 0.16 | 0.41429 | 0 | 0 | 0 | 0 | 0 | 0 | 0 | 0 |  | 0.095721 | 0.095721 | 0.095251 | 0.095251 | 0.094813 | 0.094305 | 0.094305 | Manufacturing - Light Industrial - Storage (Unconditioned) - Sat | 10 | 6 | 18 | 0 | 58.77 | 0 | 0 | 0 | 58.77 | 0 | 0 | 0 | 1.1302 | 0 | 0 | 0 | 0 | 0 | 0 | 0 | 0 | 0 | 0 | 0 | 0 | 0 | 0 | 0 | 0 | 0 | 0 | 0 | 0 | 0 | 0 | 0 | 0 |  | 0 | 58.8022 | 0 | 0 | 0 | 58.8022 | 0 | 0 | 0 | 1.1308 | 0 | 0 | 0 | 0 | 0 | 0 | 0 | 0 | 0 | 0 | 0 | 0 | 0 | 0 | 0 | 0 | 0 | 0 | 0 | 0 | 0 | 0 | 0 | 0 | 0.94183 | 0.84 | 0.94234 | 0.84
1206 | 12 | 6 | 6 | 2 |  |  |  |  | Manufacturing - Light Industrial | Storage (Unconditioned) | Manufacturing - Light Industrial - Storage (Unconditioned) |  | Manufacturing - Light Industrial | Manufacturing - Light Industrial - Storage (Unconditioned) | Manufac (light) Storage | Sun | Closed | 52 | 52 | 0.2 | 0.65446 | 0.65446 | 0.49084 | 0.49084 | 0.49084 | 0.49084 | 0.49084 | 0 | 0 | 0 | 0 | 0 | 0 | 0 | 7.6925 | 7.6925 | 5.7694 | 5.7694 | 5.7694 | 5.7694 | 5.7694 | 0 | 0 | 0 | 0 | 0 | 0 | 0 | 0 | 0 | 0 | 0 | 0 | 0 | 0 | 0 | 0 | 0 | 0 | 0 | 0 | 0 | 0 | 0 | 0 | 0 | 0 | 0 | 0 | 0 | 0 | 0 | 0 | 0 | 0 | 0 | 0.083096 | 0.083096 | 0.062322 | 0.062322 | 0.062322 | 0.062322 | 0.062322 | 0 | 0 | 0 | 0 | 0 | 0 | 0 | 0.97725 | 0.97725 | 0.73294 | 0.73294 | 0.73294 | 0.73294 | 0.73294 | 0 | 0 | 0 | 0 | 0 | 0 | 0 | 0 | 0 | 0 | 0 | 0 | 0 | 0 | 0 | 0 | 0 | 0 | 0 | 0 | 0 | 0 | 0 | 0 | 0 | 0 | 0 | 0 | 0 | 0 | 0 | 0 | 0 | 0 | 0 | Manufac (light) Storage ILit Cls | Manufac (light) Storage ILit Cls | 2 | 5 | 5 | Manufac (light) Storage ILit2 Cls | Manufac (light) Storage ILit Cls | Manufac (light) Storage ILit Cls | 2 | 5 | 5 | 2 | 1.1302 | 0.042 | 0.05 | 0.05 | 0.05 | 0.05 | 0.05 | 0.05 | 0.05 | 0.05 | 0.05 | 0.05 | 0.05 | 0.05 | 0.05 | 0.05 | 0.05 | 0.05 | 0.05 | 0.05 | 0.05 | 0.05 | 0.05 | 0.05 | 0.05 | 0.05 | 1.1308 | 0.042 | 0.05 | 0.05 | 0.05 | 0.05 | 0.05 | 0.05 | 0.05 | 0.05 | 0.05 | 0.05 | 0.05 | 0.05 | 0.05 | 0.05 | 0.05 | 0.05 | 0.05 | 0.05 | 0.05 | 0.05 | 0.05 | 0.05 | 0.05 | 0.05 | 0 | 0 | 0 | 0 | 0 | 0 | 0 | 0 | 0 | 0 | 0 | 0 | 0 | 0 | 0 | 0 | 0 | 0 | 0 | 0 | 0 | 0 | 0 | 0 | 0 | 0 | 0 | 0 | 0 | 0 | 0 | 0 | 0 | 0 | 0 | 0 | 0 | 0 | 0 | 0 | 0 | 0 | 0 | 0 | 0 | 0 | 0 | 0 | 16 | 0.29 | 0.41 | 0.14 | 0.16 | 0.41429 | 0 | 0 | 0 | 0 | 0 | 0 | 0 | 0 |  | 0.095721 | 0.095721 | 0.095251 | 0.095251 | 0.094813 | 0.094305 | 0.094305 | Manufacturing - Light Industrial - Storage (Unconditioned) - Sun | 12 | 6 | 18 | 0 | 58.77 | 0 | 0 | 0 | 58.77 | 0 | 0 | 0 | 1.1302 | 0 | 0 | 0 | 0 | 0 | 0 | 0 | 0 | 0 | 0 | 0 | 0 | 0 | 0 | 0 | 0 | 0 | 0 | 0 | 0 | 0 | 0 | 0 | 0 |  | 0 | 58.8022 | 0 | 0 | 0 | 58.8022 | 0 | 0 | 0 | 1.1308 | 0 | 0 | 0 | 0 | 0 | 0 | 0 | 0 | 0 | 0 | 0 | 0 | 0 | 0 | 0 | 0 | 0 | 0 | 0 | 0 | 0 | 0 | 0 | 0 | 0.94183 | 0.84 | 0.94234 | 0.84
1207 | 12 | 7 | 7 | 3 |  |  |  |  | Manufacturing - Light Industrial | Storage (Unconditioned) | Manufacturing - Light Industrial - Storage (Unconditioned) |  | Manufacturing - Light Industrial | Manufacturing - Light Industrial - Storage (Unconditioned) | Manufac (light) Storage | Hol | Closed | 10 | 10 | 0.2 | 0.65446 | 0.65446 | 0.49084 | 0.49084 | 0.49084 | 0.49084 | 0.49084 | 0 | 0 | 0 | 0 | 0 | 0 | 0 | 1.4793 | 1.4793 | 1.1095 | 1.1095 | 1.1095 | 1.1095 | 1.1095 | 0 | 0 | 0 | 0 | 0 | 0 | 0 | 0 | 0 | 0 | 0 | 0 | 0 | 0 | 0 | 0 | 0 | 0 | 0 | 0 | 0 | 0 | 0 | 0 | 0 | 0 | 0 | 0 | 0 | 0 | 0 | 0 | 0 | 0 | 0 | 0.083096 | 0.083096 | 0.062322 | 0.062322 | 0.062322 | 0.062322 | 0.062322 | 0 | 0 | 0 | 0 | 0 | 0 | 0 | 0.18793 | 0.18793 | 0.14095 | 0.14095 | 0.14095 | 0.14095 | 0.14095 | 0 | 0 | 0 | 0 | 0 | 0 | 0 | 0 | 0 | 0 | 0 | 0 | 0 | 0 | 0 | 0 | 0 | 0 | 0 | 0 | 0 | 0 | 0 | 0 | 0 | 0 | 0 | 0 | 0 | 0 | 0 | 0 | 0 | 0 | 0 | Manufac (light) Storage ILit Cls | Manufac (light) Storage ILit Cls | 2 | 5 | 5 | Manufac (light) Storage ILit2 Cls | Manufac (light) Storage ILit Cls | Manufac (light) Storage ILit Cls | 2 | 5 | 5 | 2 | 1.1302 | 0.042 | 0.05 | 0.05 | 0.05 | 0.05 | 0.05 | 0.05 | 0.05 | 0.05 | 0.05 | 0.05 | 0.05 | 0.05 | 0.05 | 0.05 | 0.05 | 0.05 | 0.05 | 0.05 | 0.05 | 0.05 | 0.05 | 0.05 | 0.05 | 0.05 | 1.1308 | 0.042 | 0.05 | 0.05 | 0.05 | 0.05 | 0.05 | 0.05 | 0.05 | 0.05 | 0.05 | 0.05 | 0.05 | 0.05 | 0.05 | 0.05 | 0.05 | 0.05 | 0.05 | 0.05 | 0.05 | 0.05 | 0.05 | 0.05 | 0.05 | 0.05 | 0 | 0 | 0 | 0 | 0 | 0 | 0 | 0 | 0 | 0 | 0 | 0 | 0 | 0 | 0 | 0 | 0 | 0 | 0 | 0 | 0 | 0 | 0 | 0 | 0 | 0 | 0 | 0 | 0 | 0 | 0 | 0 | 0 | 0 | 0 | 0 | 0 | 0 | 0 | 0 | 0 | 0 | 0 | 0 | 0 | 0 | 0 | 0 | 16 | 0.29 | 0.41 | 0.14 | 0.16 | 0.41429 | 0 | 0 | 0 | 0 | 0 | 0 | 0 | 0 |  | 0.095721 | 0.095721 | 0.095251 | 0.095251 | 0.094813 | 0.094305 | 0.094305 | Manufacturing - Light Industrial - Storage (Unconditioned) - Hol | 14 | 6 | 18 | 0 | 11.3019 | 0 | 0 | 0 | 11.3019 | 0 | 0 | 0 | 1.1302 | 0 | 0 | 0 | 0 | 0 | 0 | 0 | 0 | 0 | 0 | 0 | 0 | 0 | 0 | 0 | 0 | 0 | 0 | 0 | 0 | 0 | 0 | 0 | 0 |  | 0 | 11.3081 | 0 | 0 | 0 | 11.3081 | 0 | 0 | 0 | 1.1308 | 0 | 0 | 0 | 0 | 0 | 0 | 0 | 0 | 0 | 0 | 0 | 0 | 0 | 0 | 0 | 0 | 0 | 0 | 0 | 0 | 0 | 0 | 0 | 0 | 0.94183 | 0.84 | 0.94234 | 0.84
1208 | 12 | 8 | 8 | 4 | Manufacturing - Light Industrial | Manufacturing - Light Industrial | Manufacturing - Light Industrial - Storage (Unconditioned) | Manufacturing - Light Industrial - Storage (Unconditioned) | Manufacturing - Light Industrial | Storage (Unconditioned) | Manufacturing - Light Industrial - Storage (Unconditioned) |  | Manufacturing - Light Industrial | Manufacturing - Light Industrial - Storage (Unconditioned) | Manufac (light) Storage | all | Open | 251 | 251 | 0.2 | 0.65446 | 0.65446 | 0.49084 | 0.49084 | 0.49084 | 0.49084 | 0.49084 | 0.13089 | 0.13089 | 0.098169 | 0.098169 | 0.098169 | 0.098169 | 0.098169 | 395.9832 | 395.9832 | 296.9874 | 296.9874 | 296.9874 | 296.9874 | 296.9874 | 0.098954 | 0.098954 | 0.074215 | 0.074215 | 0.074215 | 0.074215 | 0.074215 | 3154.1205 | 3154.1205 | 3154.1205 | 3154.1205 | 3154.1205 | 3154.1205 | 3154.1205 | 2820.403 | 2820.403 | 2823.4313 | 2823.4313 | 2826.2577 | 2829.5364 | 2829.5364 | 0.756 | 0.756 | 0.756 | 0.756 | 0.756 | 0.756 | 0.756 | 0.78371 | 0.78371 | 0.78345 | 0.78345 | 0.78322 | 0.78295 | 0.78295 | 0.083096 | 0.083096 | 0.062322 | 0.062322 | 0.062322 | 0.062322 | 0.062322 | 0.016619 | 0.016619 | 0.012464 | 0.012464 | 0.012464 | 0.012464 | 0.012464 | 38.6399 | 38.6399 | 28.9799 | 28.9799 | 28.9799 | 28.9799 | 28.9799 | 0.010121 | 0.010121 | 0.0075908 | 0.0075908 | 0.0075908 | 0.0075908 | 0.0075908 | 2453.9193 | 2453.9193 | 2453.9193 | 2453.9193 | 2453.9193 | 2453.9193 | 2453.9193 | 2284.1911 | 2284.1911 | 2285.7313 | 2285.7313 | 2287.1688 | 2288.8363 | 2288.8363 | 0.609 | 0.609 | 0.609 | 0.609 | 0.609 | 0.609 | 0.609 | 0.65975 | 0.65975 | 0.65929 | 0.65929 | 0.65886 | 0.65836 | 0.65836 | Manufac (light) Storage ILit all | Manufac (light) Storage ILit all | 3337 | 15 | 90 | Manufac (light) Storage ILit2 all | Manufac (light) Storage ILit all | Manufac (light) Storage ILit all | 3337 | 8 | 72.5 | 3337 | 12.0529 | 0.756 | 0.15 | 0.15 | 0.15 | 0.15 | 0.15 | 0.82105 | 0.82105 | 0.9 | 0.9 | 0.9 | 0.9 | 0.9 | 0.9 | 0.9 | 0.9 | 0.9 | 0.9 | 0.42632 | 0.22895 | 0.15 | 0.15 | 0.15 | 0.15 | 0.15 | 9.263 | 0.609 | 0.08 | 0.08 | 0.08 | 0.08 | 0.08 | 0.65711 | 0.65711 | 0.725 | 0.725 | 0.725 | 0.725 | 0.725 | 0.725 | 0.725 | 0.725 | 0.725 | 0.725 | 0.31763 | 0.14789 | 0.08 | 0.08 | 0.08 | 0.08 | 0.08 | 0 | 0 | 0 | 0 | 0 | 0.89474 | 0.89474 | 1 | 1 | 1 | 1 | 1 | 1 | 1 | 1 | 1 | 1 | 0.36842 | 0.10526 | 0 | 0 | 0 | 0 | 0 | 0 | 0 | 0 | 0 | 0 | 0.89474 | 0.89474 | 1 | 1 | 1 | 1 | 1 | 1 | 1 | 1 | 1 | 1 | 0.36842 | 0.10526 | 0 | 0 | 0 | 0 | 0 | 16 | 0.29 | 0.41 | 0.14 | 0.16 | 0.41429 | 0.043979 | 0.0057565 | 0.0057565 | 0.0043174 | 0.0043174 | 0.0043174 | 0.0043174 | 0.0043174 | Manufacturing - Light Industrial | 0.095721 | 0.095721 | 0.095251 | 0.095251 | 0.094813 | 0.094305 | 0.094305 | Manufacturing - Light Industrial - Storage (Unconditioned) - all | 16 | 6 | 18 | 2671.1684 | 354.1102 | 2671.1684 | 354.1102 | 0 | 0 | 10.6421 | 1.4108 | 0 | 0 | 0 | 0 | 0 | 0 | 0 | 0.82105 | 0.82105 | 0.9 | 0.9 | 0.9 | 0.9 | 0.9 | 0.9 | 0.9 | 0.9 | 0.9 | 0.9 | 0 | 0 | 0 | 0 | 0 | 0 | 0 |  | 2149.6168 | 175.3901 | 2149.6168 | 175.3901 | 0 | 0 | 8.5642 | 0.69877 | 0 | 0 | 0 | 0 | 0 | 0 | 0 | 0.65711 | 0.65711 | 0.725 | 0.725 | 0.725 | 0.725 | 0.725 | 0.725 | 0.725 | 0.725 | 0.725 | 0.725 | 0 | 0 | 0 | 0 | 0 | 0 | 0 | 0.94183 | 0.84 | 0.94234 | 0.84
1301 | 13 | 1 | 5 | 1 |  |  |  |  | Office - Large | Conference Room | Office - Large - Conference Room |  | Office - Large | Office - Large - Conference Room | Office (large) All | Sat | Open | 52 | 52 | 0.04 | 1.6184 | 1.6184 | 1.4386 | 1.3487 | 1.2587 | 1.2587 | 1.2587 | 0 | 0 | 0 | 0 | 0 | 0 | 0 | 9.0774 | 9.0774 | 8.0688 | 7.5645 | 7.0602 | 7.0602 | 7.0602 | 0 | 0 | 0 | 0 | 0 | 0 | 0 | 0 | 0 | 0 | 0 | 0 | 0 | 0 | 0 | 0 | 0 | 0 | 0 | 0 | 0 | 0 | 0 | 0 | 0 | 0 | 0 | 0 | 0 | 0 | 0 | 0 | 0 | 0 | 0 | 0.12947 | 0.12947 | 0.11509 | 0.10789 | 0.1007 | 0.1007 | 0.1007 | 0 | 0 | 0 | 0 | 0 | 0 | 0 | 1.0554 | 1.0554 | 0.93809 | 0.87946 | 0.82083 | 0.82083 | 0.82083 | 0 | 0 | 0 | 0 | 0 | 0 | 0 | 0 | 0 | 0 | 0 | 0 | 0 | 0 | 0 | 0 | 0 | 0 | 0 | 0 | 0 | 0 | 0 | 0 | 0 | 0 | 0 | 0 | 0 | 0 | 0 | 0 | 0 | 0 | 0 | Office (large) All ILit Sat | Office (large) All ILit all | 3818 | 5 | 25 | Office (large) All ILit2 Sat | Office (large) All ILit2 Sat | Office (large) All ILit2 All | 3902 | 12 | 28 | 3818 | 2.6966 | 0.21 | 0.05 | 0.05 | 0.05 | 0.05 | 0.05 | 0.05 | 0.05 | 0.21471 | 0.25 | 0.25 | 0.25 | 0.25 | 0.25 | 0.25 | 0.25 | 0.25 | 0.25 | 0.05 | 0.05 | 0.05 | 0.05 | 0.05 | 0.05 | 0.05 | 3.9189 | 0.22993 | 0.12 | 0.12 | 0.12 | 0.12 | 0.12 | 0.12 | 0.12 | 0.25176 | 0.27059 | 0.27059 | 0.28 | 0.28 | 0.25176 | 0.25176 | 0.27059 | 0.27059 | 0.28 | 0.12 | 0.12 | 0.12 | 0.12 | 0.12 | 0.12 | 0.12 | 0 | 0 | 0 | 0 | 0 | 0 | 0 | 0.82353 | 1 | 1 | 1 | 1 | 1 | 1 | 1 | 1 | 1 | 0 | 0 | 0 | 0 | 0 | 0 | 0 | 0 | 0 | 0 | 0 | 0 | 0 | 0 | 0.82353 | 0.94118 | 0.94118 | 1 | 1 | 0.82353 | 0.82353 | 0.94118 | 0.94118 | 1 | 0 | 0 | 0 | 0 | 0 | 0 | 0 | 16 | 0.55 | 0.24 | 0.12 | 0.09 | 0.6962 | 0 | 0 | 0 | 0 | 0 | 0 | 0 | 0 |  | 0.10818 | 0.10818 | 0.11206 | 0.11214 | 0.11155 | 0.11201 | 0.11201 | Office - Large - Conference Room - Sat | 10 | 8 | 17 | 115.1647 | 25.0586 | 0 | 0 | 115.1647 | 25.0586 | 0 | 0 | 2.2147 | 0.4819 | 0 | 0 | 0 | 0 | 0 | 0 | 0 | 0.21471 | 0.25 | 0.25 | 0.25 | 0.25 | 0.25 | 0.25 | 0.25 | 0.25 | 0 | 0 | 0 | 0 | 0 | 0 | 0 | 0 |  | 124.6776 | 79.1041 | 0 | 0 | 124.6776 | 79.1041 | 0 | 0 | 2.3976 | 1.5212 | 0 | 0 | 0 | 0 | 0 | 0 | 0 | 0.25176 | 0.27059 | 0.27059 | 0.28 | 0.28 | 0.25176 | 0.25176 | 0.27059 | 0.27059 | 0 | 0 | 0 | 0 | 0 | 0 | 0 | 0 | 0.85209 | 0.84 | 0.89931 | 0.84
1302 | 13 | 2 | 6 | 2 |  |  |  |  | Office - Large | Conference Room | Office - Large - Conference Room |  | Office - Large | Office - Large - Conference Room | Office (large) All | Sun | Closed | 52 | 52 | 0.04 | 1.6184 | 1.6184 | 1.4386 | 1.3487 | 1.2587 | 1.2587 | 1.2587 | 0 | 0 | 0 | 0 | 0 | 0 | 0 | 3.442 | 3.442 | 3.0595 | 2.8683 | 2.6771 | 2.6771 | 2.6771 | 0 | 0 | 0 | 0 | 0 | 0 | 0 | 0 | 0 | 0 | 0 | 0 | 0 | 0 | 0 | 0 | 0 | 0 | 0 | 0 | 0 | 0 | 0 | 0 | 0 | 0 | 0 | 0 | 0 | 0 | 0 | 0 | 0 | 0 | 0 | 0.12947 | 0.12947 | 0.11509 | 0.10789 | 0.1007 | 0.1007 | 0.1007 | 0 | 0 | 0 | 0 | 0 | 0 | 0 | 0.29062 | 0.29062 | 0.25833 | 0.24218 | 0.22604 | 0.22604 | 0.22604 | 0 | 0 | 0 | 0 | 0 | 0 | 0 | 0 | 0 | 0 | 0 | 0 | 0 | 0 | 0 | 0 | 0 | 0 | 0 | 0 | 0 | 0 | 0 | 0 | 0 | 0 | 0 | 0 | 0 | 0 | 0 | 0 | 0 | 0 | 0 | Office (large) All ILit Cls | Office (large) All ILit Cls | 2 | 5 | 5 | Office (large) All ILit2 Cls | Office (large) All ILit Cls | Office (large) All ILit Cls | 2 | 5 | 5 | 2 | 1.0225 | 0.042 | 0.05 | 0.05 | 0.05 | 0.05 | 0.05 | 0.05 | 0.05 | 0.05 | 0.05 | 0.05 | 0.05 | 0.05 | 0.05 | 0.05 | 0.05 | 0.05 | 0.05 | 0.05 | 0.05 | 0.05 | 0.05 | 0.05 | 0.05 | 0.05 | 1.0792 | 0.042 | 0.05 | 0.05 | 0.05 | 0.05 | 0.05 | 0.05 | 0.05 | 0.05 | 0.05 | 0.05 | 0.05 | 0.05 | 0.05 | 0.05 | 0.05 | 0.05 | 0.05 | 0.05 | 0.05 | 0.05 | 0.05 | 0.05 | 0.05 | 0.05 | 0 | 0 | 0 | 0 | 0 | 0 | 0 | 0 | 0 | 0 | 0 | 0 | 0 | 0 | 0 | 0 | 0 | 0 | 0 | 0 | 0 | 0 | 0 | 0 | 0 | 0 | 0 | 0 | 0 | 0 | 0 | 0 | 0 | 0 | 0 | 0 | 0 | 0 | 0 | 0 | 0 | 0 | 0 | 0 | 0 | 0 | 0 | 0 | 16 | 0.55 | 0.24 | 0.12 | 0.09 | 0.6962 | 0 | 0 | 0 | 0 | 0 | 0 | 0 | 0 |  | 0.10818 | 0.10818 | 0.11206 | 0.11214 | 0.11155 | 0.11201 | 0.11201 | Office - Large - Conference Room - Sun | 12 | 8 | 17 | 0 | 53.1702 | 0 | 0 | 0 | 53.1702 | 0 | 0 | 0 | 1.0225 | 0 | 0 | 0 | 0 | 0 | 0 | 0 | 0 | 0 | 0 | 0 | 0 | 0 | 0 | 0 | 0 | 0 | 0 | 0 | 0 | 0 | 0 | 0 | 0 |  | 0 | 56.117 | 0 | 0 | 0 | 56.117 | 0 | 0 | 0 | 1.0792 | 0 | 0 | 0 | 0 | 0 | 0 | 0 | 0 | 0 | 0 | 0 | 0 | 0 | 0 | 0 | 0 | 0 | 0 | 0 | 0 | 0 | 0 | 0 | 0 | 0.85209 | 0.84 | 0.89931 | 0.84
1303 | 13 | 3 | 7 | 3 |  |  |  |  | Office - Large | Conference Room | Office - Large - Conference Room |  | Office - Large | Office - Large - Conference Room | Office (large) All | Hol | Closed | 10 | 10 | 0.04 | 1.6184 | 1.6184 | 1.4386 | 1.3487 | 1.2587 | 1.2587 | 1.2587 | 0 | 0 | 0 | 0 | 0 | 0 | 0 | 0.66192 | 0.66192 | 0.58837 | 0.5516 | 0.51483 | 0.51483 | 0.51483 | 0 | 0 | 0 | 0 | 0 | 0 | 0 | 0 | 0 | 0 | 0 | 0 | 0 | 0 | 0 | 0 | 0 | 0 | 0 | 0 | 0 | 0 | 0 | 0 | 0 | 0 | 0 | 0 | 0 | 0 | 0 | 0 | 0 | 0 | 0 | 0.12947 | 0.12947 | 0.11509 | 0.10789 | 0.1007 | 0.1007 | 0.1007 | 0 | 0 | 0 | 0 | 0 | 0 | 0 | 0.055889 | 0.055889 | 0.049679 | 0.046574 | 0.043469 | 0.043469 | 0.043469 | 0 | 0 | 0 | 0 | 0 | 0 | 0 | 0 | 0 | 0 | 0 | 0 | 0 | 0 | 0 | 0 | 0 | 0 | 0 | 0 | 0 | 0 | 0 | 0 | 0 | 0 | 0 | 0 | 0 | 0 | 0 | 0 | 0 | 0 | 0 | Office (large) All ILit Cls | Office (large) All ILit Cls | 2 | 5 | 5 | Office (large) All ILit2 Cls | Office (large) All ILit Cls | Office (large) All ILit Cls | 2 | 5 | 5 | 2 | 1.0225 | 0.042 | 0.05 | 0.05 | 0.05 | 0.05 | 0.05 | 0.05 | 0.05 | 0.05 | 0.05 | 0.05 | 0.05 | 0.05 | 0.05 | 0.05 | 0.05 | 0.05 | 0.05 | 0.05 | 0.05 | 0.05 | 0.05 | 0.05 | 0.05 | 0.05 | 1.0792 | 0.042 | 0.05 | 0.05 | 0.05 | 0.05 | 0.05 | 0.05 | 0.05 | 0.05 | 0.05 | 0.05 | 0.05 | 0.05 | 0.05 | 0.05 | 0.05 | 0.05 | 0.05 | 0.05 | 0.05 | 0.05 | 0.05 | 0.05 | 0.05 | 0.05 | 0 | 0 | 0 | 0 | 0 | 0 | 0 | 0 | 0 | 0 | 0 | 0 | 0 | 0 | 0 | 0 | 0 | 0 | 0 | 0 | 0 | 0 | 0 | 0 | 0 | 0 | 0 | 0 | 0 | 0 | 0 | 0 | 0 | 0 | 0 | 0 | 0 | 0 | 0 | 0 | 0 | 0 | 0 | 0 | 0 | 0 | 0 | 0 | 16 | 0.55 | 0.24 | 0.12 | 0.09 | 0.6962 | 0 | 0 | 0 | 0 | 0 | 0 | 0 | 0 |  | 0.10818 | 0.10818 | 0.11206 | 0.11214 | 0.11155 | 0.11201 | 0.11201 | Office - Large - Conference Room - Hol | 14 | 8 | 17 | 0 | 10.225 | 0 | 0 | 0 | 10.225 | 0 | 0 | 0 | 1.0225 | 0 | 0 | 0 | 0 | 0 | 0 | 0 | 0 | 0 | 0 | 0 | 0 | 0 | 0 | 0 | 0 | 0 | 0 | 0 | 0 | 0 | 0 | 0 | 0 |  | 0 | 10.7917 | 0 | 0 | 0 | 10.7917 | 0 | 0 | 0 | 1.0792 | 0 | 0 | 0 | 0 | 0 | 0 | 0 | 0 | 0 | 0 | 0 | 0 | 0 | 0 | 0 | 0 | 0 | 0 | 0 | 0 | 0 | 0 | 0 | 0 | 0.85209 | 0.84 | 0.89931 | 0.84
1304 | 13 | 4 | 8 | 4 |  |  | Office - Large - Conference Room | Office - Large - Conference Room | Office - Large | Conference Room | Office - Large - Conference Room |  | Office - Large | Office - Large - Conference Room | Office (large) All | all | Open | 251 | 251 | 0.04 | 1.6184 | 1.6184 | 1.4386 | 1.3487 | 1.2587 | 1.2587 | 1.2587 | 0.064735 | 0.064735 | 0.057543 | 0.053946 | 0.05035 | 0.05035 | 0.05035 | 132.4984 | 132.4984 | 117.7763 | 110.4153 | 103.0543 | 103.0543 | 103.0543 | 0.038608 | 0.038608 | 0.034318 | 0.032173 | 0.030029 | 0.030029 | 0.030029 | 2250.3892 | 2250.3892 | 2250.3892 | 2250.3892 | 2250.3892 | 2250.3892 | 2250.3892 | 0 | 0 | 0 | 0 | 0 | 0 | 0 | 0.5964 | 0.5964 | 0.5964 | 0.5964 | 0.5964 | 0.5964 | 0.5964 | 0 | 0 | 0 | 0 | 0 | 0 | 0 | 0.12947 | 0.12947 | 0.11509 | 0.10789 | 0.1007 | 0.1007 | 0.1007 | 0.0051789 | 0.0051789 | 0.0046034 | 0.0043157 | 0.004028 | 0.004028 | 0.004028 | 12.5525 | 12.5525 | 11.1578 | 10.4605 | 9.7631 | 9.7631 | 9.7631 | 0.0027197 | 0.0027197 | 0.0024175 | 0.0022664 | 0.0021153 | 0.0021153 | 0.0021153 | 2694.4979 | 2694.4979 | 2694.4979 | 2694.4979 | 2694.4979 | 2694.4979 | 2694.4979 | 0 | 0 | 0 | 0 | 0 | 0 | 0 | 0.52516 | 0.52516 | 0.52516 | 0.52516 | 0.52516 | 0.52516 | 0.52516 | 0 | 0 | 0 | 0 | 0 | 0 | 0 | Office (large) All ILit all | Office (large) All ILit all | 3817 | 5.5 | 73 | Office (large) All ILit2 all | Office (large) All ILit2 all | Office (large) All ILit2 All | 3901 | 24 | 64 | 3817 | 8.1545 | 0.5964 | 0.055 | 0.055 | 0.055 | 0.055 | 0.11 | 0.18 | 0.28 | 0.45 | 0.7 | 0.73 | 0.73 | 0.73 | 0.73 | 0.73 | 0.73 | 0.73 | 0.67 | 0.57 | 0.43 | 0.3 | 0.2 | 0.15 | 0.1 | 0.1 | 9.6566 | 0.52516 | 0.24 | 0.24 | 0.24 | 0.24 | 0.24 | 0.24 | 0.24 | 0.57333 | 0.61778 | 0.61778 | 0.64 | 0.64 | 0.57333 | 0.57333 | 0.61778 | 0.61778 | 0.64 | 0.57333 | 0.52889 | 0.48444 | 0.39556 | 0.35111 | 0.30667 | 0.30667 | 0 | 0 | 0 | 0 | 0.081481 | 0.18519 | 0.33333 | 0.58519 | 0.95556 | 1 | 1 | 1 | 1 | 1 | 1 | 1 | 0.91111 | 0.76296 | 0.55556 | 0.36296 | 0.21481 | 0.14074 | 0.066667 | 0.066667 | 0 | 0 | 0 | 0 | 0 | 0 | 0 | 0.83333 | 0.94444 | 0.94444 | 1 | 1 | 0.83333 | 0.83333 | 0.94444 | 0.94444 | 1 | 0.83333 | 0.72222 | 0.61111 | 0.38889 | 0.27778 | 0.16667 | 0.16667 | 16 | 0.55 | 0.24 | 0.12 | 0.09 | 0.6962 | 0.088216 | 0.0057107 | 0.0057107 | 0.0050762 | 0.0047589 | 0.0044416 | 0.0044416 | 0.0044416 |  | 0.10818 | 0.10818 | 0.11206 | 0.11214 | 0.11155 | 0.11201 | 0.11201 | Office - Large - Conference Room - all | 16 | 8 | 17 | 1571.26 | 475.5107 | 1571.26 | 475.5107 | 0 | 0 | 6.26 | 1.8945 | 0 | 0 | 0 | 0 | 0 | 0 | 0 | 0 | 0 | 0.45 | 0.7 | 0.73 | 0.73 | 0.73 | 0.73 | 0.73 | 0.73 | 0.73 | 0 | 0 | 0 | 0 | 0 | 0 | 0 | 0 |  | 1373.2489 | 1050.5585 | 1373.2489 | 1050.5585 | 0 | 0 | 5.4711 | 4.1855 | 0 | 0 | 0 | 0 | 0 | 0 | 0 | 0 | 0 | 0.57333 | 0.61778 | 0.61778 | 0.64 | 0.64 | 0.57333 | 0.57333 | 0.61778 | 0.61778 | 0 | 0 | 0 | 0 | 0 | 0 | 0 | 0 | 0.85209 | 0.84 | 0.89931 | 0.84
1305 | 13 | 5 | 5 | 1 |  |  |  |  | Office - Large | Copy Room (photocopying equipment) | Office - Large - Copy Room (photocopying equipment) |  | Office - Large | Office - Large - Copy Room (photocopying equipment) | Office (large) All | Sat | Open | 52 | 52 | 0.02 | 1.1688 | 1.1688 | 1.1688 | 1.1688 | 1.0789 | 1.0789 | 1.0789 | 0 | 0 | 0 | 0 | 0 | 0 | 0 | 3.4913 | 3.4913 | 3.4913 | 3.4913 | 3.2228 | 3.2228 | 3.2228 | 0 | 0 | 0 | 0 | 0 | 0 | 0 | 0 | 0 | 0 | 0 | 0 | 0 | 0 | 0 | 0 | 0 | 0 | 0 | 0 | 0 | 0 | 0 | 0 | 0 | 0 | 0 | 0 | 0 | 0 | 0 | 0 | 0 | 0 | 0 | 0.093507 | 0.093507 | 0.093507 | 0.093507 | 0.086314 | 0.086314 | 0.086314 | 0 | 0 | 0 | 0 | 0 | 0 | 0 | 0.3971 | 0.3971 | 0.3971 | 0.3971 | 0.36656 | 0.36656 | 0.36656 | 0 | 0 | 0 | 0 | 0 | 0 | 0 | 0 | 0 | 0 | 0 | 0 | 0 | 0 | 0 | 0 | 0 | 0 | 0 | 0 | 0 | 0 | 0 | 0 | 0 | 0 | 0 | 0 | 0 | 0 | 0 | 0 | 0 | 0 | 0 | Office (large) All ILit Sat | Office (large) All ILit all | 3818 | 5 | 25 | Office (large) All ILit2 Sat | Office (large) All ILit2 Sat | Office (large) All ILit2 All | 3902 | 12 | 28 | 3818 | 2.8721 | 0.225 | 0.05 | 0.05 | 0.05 | 0.05 | 0.05 | 0.05 | 0.05 | 0.21471 | 0.25 | 0.25 | 0.25 | 0.25 | 0.25 | 0.25 | 0.25 | 0.25 | 0.25 | 0.05 | 0.05 | 0.05 | 0.05 | 0.05 | 0.05 | 0.05 | 4.0834 | 0.24635 | 0.12 | 0.12 | 0.12 | 0.12 | 0.12 | 0.12 | 0.12 | 0.25176 | 0.27059 | 0.27059 | 0.28 | 0.28 | 0.25176 | 0.25176 | 0.27059 | 0.27059 | 0.28 | 0.12 | 0.12 | 0.12 | 0.12 | 0.12 | 0.12 | 0.12 | 0 | 0 | 0 | 0 | 0 | 0 | 0 | 0.82353 | 1 | 1 | 1 | 1 | 1 | 1 | 1 | 1 | 1 | 0 | 0 | 0 | 0 | 0 | 0 | 0 | 0 | 0 | 0 | 0 | 0 | 0 | 0 | 0.82353 | 0.94118 | 0.94118 | 1 | 1 | 0.82353 | 0.82353 | 0.94118 | 0.94118 | 1 | 0 | 0 | 0 | 0 | 0 | 0 | 0 | 10 | 0.55 | 0.24 | 0.12 | 0.09 | 0.6962 | 0 | 0 | 0 | 0 | 0 | 0 | 0 | 0 |  | 0.10818 | 0.10818 | 0.11206 | 0.11214 | 0.11155 | 0.11201 | 0.11201 | Office - Large - Copy Room (photocopying equipment) - Sat | 10 | 8 | 17 | 115.1647 | 34.1866 | 0 | 0 | 115.1647 | 34.1866 | 0 | 0 | 2.2147 | 0.65744 | 0 | 0 | 0 | 0 | 0 | 0 | 0 | 0.21471 | 0.25 | 0.25 | 0.25 | 0.25 | 0.25 | 0.25 | 0.25 | 0.25 | 0 | 0 | 0 | 0 | 0 | 0 | 0 | 0 |  | 124.6776 | 87.6601 | 0 | 0 | 124.6776 | 87.6601 | 0 | 0 | 2.3976 | 1.6858 | 0 | 0 | 0 | 0 | 0 | 0 | 0 | 0.25176 | 0.27059 | 0.27059 | 0.28 | 0.28 | 0.25176 | 0.25176 | 0.27059 | 0.27059 | 0 | 0 | 0 | 0 | 0 | 0 | 0 | 0 | 0.90755 | 0.9 | 0.93707 | 0.9
1306 | 13 | 6 | 6 | 2 |  |  |  |  | Office - Large | Copy Room (photocopying equipment) | Office - Large - Copy Room (photocopying equipment) |  | Office - Large | Office - Large - Copy Room (photocopying equipment) | Office (large) All | Sun | Closed | 52 | 52 | 0.02 | 1.1688 | 1.1688 | 1.1688 | 1.1688 | 1.0789 | 1.0789 | 1.0789 | 0 | 0 | 0 | 0 | 0 | 0 | 0 | 1.3239 | 1.3239 | 1.3239 | 1.3239 | 1.222 | 1.222 | 1.222 | 0 | 0 | 0 | 0 | 0 | 0 | 0 | 0 | 0 | 0 | 0 | 0 | 0 | 0 | 0 | 0 | 0 | 0 | 0 | 0 | 0 | 0 | 0 | 0 | 0 | 0 | 0 | 0 | 0 | 0 | 0 | 0 | 0 | 0 | 0 | 0.093507 | 0.093507 | 0.093507 | 0.093507 | 0.086314 | 0.086314 | 0.086314 | 0 | 0 | 0 | 0 | 0 | 0 | 0 | 0.10935 | 0.10935 | 0.10935 | 0.10935 | 0.10094 | 0.10094 | 0.10094 | 0 | 0 | 0 | 0 | 0 | 0 | 0 | 0 | 0 | 0 | 0 | 0 | 0 | 0 | 0 | 0 | 0 | 0 | 0 | 0 | 0 | 0 | 0 | 0 | 0 | 0 | 0 | 0 | 0 | 0 | 0 | 0 | 0 | 0 | 0 | Office (large) All ILit Cls | Office (large) All ILit Cls | 2 | 5 | 5 | Office (large) All ILit2 Cls | Office (large) All ILit Cls | Office (large) All ILit Cls | 2 | 5 | 5 | 2 | 1.0891 | 0.045 | 0.05 | 0.05 | 0.05 | 0.05 | 0.05 | 0.05 | 0.05 | 0.05 | 0.05 | 0.05 | 0.05 | 0.05 | 0.05 | 0.05 | 0.05 | 0.05 | 0.05 | 0.05 | 0.05 | 0.05 | 0.05 | 0.05 | 0.05 | 0.05 | 1.1245 | 0.045 | 0.05 | 0.05 | 0.05 | 0.05 | 0.05 | 0.05 | 0.05 | 0.05 | 0.05 | 0.05 | 0.05 | 0.05 | 0.05 | 0.05 | 0.05 | 0.05 | 0.05 | 0.05 | 0.05 | 0.05 | 0.05 | 0.05 | 0.05 | 0.05 | 0 | 0 | 0 | 0 | 0 | 0 | 0 | 0 | 0 | 0 | 0 | 0 | 0 | 0 | 0 | 0 | 0 | 0 | 0 | 0 | 0 | 0 | 0 | 0 | 0 | 0 | 0 | 0 | 0 | 0 | 0 | 0 | 0 | 0 | 0 | 0 | 0 | 0 | 0 | 0 | 0 | 0 | 0 | 0 | 0 | 0 | 0 | 0 | 10 | 0.55 | 0.24 | 0.12 | 0.09 | 0.6962 | 0 | 0 | 0 | 0 | 0 | 0 | 0 | 0 |  | 0.10818 | 0.10818 | 0.11206 | 0.11214 | 0.11155 | 0.11201 | 0.11201 | Office - Large - Copy Room (photocopying equipment) - Sun | 12 | 8 | 17 | 0 | 56.6314 | 0 | 0 | 0 | 56.6314 | 0 | 0 | 0 | 1.0891 | 0 | 0 | 0 | 0 | 0 | 0 | 0 | 0 | 0 | 0 | 0 | 0 | 0 | 0 | 0 | 0 | 0 | 0 | 0 | 0 | 0 | 0 | 0 | 0 |  | 0 | 58.4731 | 0 | 0 | 0 | 58.4731 | 0 | 0 | 0 | 1.1245 | 0 | 0 | 0 | 0 | 0 | 0 | 0 | 0 | 0 | 0 | 0 | 0 | 0 | 0 | 0 | 0 | 0 | 0 | 0 | 0 | 0 | 0 | 0 | 0 | 0.90755 | 0.9 | 0.93707 | 0.9
1307 | 13 | 7 | 7 | 3 |  |  |  |  | Office - Large | Copy Room (photocopying equipment) | Office - Large - Copy Room (photocopying equipment) |  | Office - Large | Office - Large - Copy Room (photocopying equipment) | Office (large) All | Hol | Closed | 10 | 10 | 0.02 | 1.1688 | 1.1688 | 1.1688 | 1.1688 | 1.0789 | 1.0789 | 1.0789 | 0 | 0 | 0 | 0 | 0 | 0 | 0 | 0.25459 | 0.25459 | 0.25459 | 0.25459 | 0.235 | 0.235 | 0.235 | 0 | 0 | 0 | 0 | 0 | 0 | 0 | 0 | 0 | 0 | 0 | 0 | 0 | 0 | 0 | 0 | 0 | 0 | 0 | 0 | 0 | 0 | 0 | 0 | 0 | 0 | 0 | 0 | 0 | 0 | 0 | 0 | 0 | 0 | 0 | 0.093507 | 0.093507 | 0.093507 | 0.093507 | 0.086314 | 0.086314 | 0.086314 | 0 | 0 | 0 | 0 | 0 | 0 | 0 | 0.021029 | 0.021029 | 0.021029 | 0.021029 | 0.019412 | 0.019412 | 0.019412 | 0 | 0 | 0 | 0 | 0 | 0 | 0 | 0 | 0 | 0 | 0 | 0 | 0 | 0 | 0 | 0 | 0 | 0 | 0 | 0 | 0 | 0 | 0 | 0 | 0 | 0 | 0 | 0 | 0 | 0 | 0 | 0 | 0 | 0 | 0 | Office (large) All ILit Cls | Office (large) All ILit Cls | 2 | 5 | 5 | Office (large) All ILit2 Cls | Office (large) All ILit Cls | Office (large) All ILit Cls | 2 | 5 | 5 | 2 | 1.0891 | 0.045 | 0.05 | 0.05 | 0.05 | 0.05 | 0.05 | 0.05 | 0.05 | 0.05 | 0.05 | 0.05 | 0.05 | 0.05 | 0.05 | 0.05 | 0.05 | 0.05 | 0.05 | 0.05 | 0.05 | 0.05 | 0.05 | 0.05 | 0.05 | 0.05 | 1.1245 | 0.045 | 0.05 | 0.05 | 0.05 | 0.05 | 0.05 | 0.05 | 0.05 | 0.05 | 0.05 | 0.05 | 0.05 | 0.05 | 0.05 | 0.05 | 0.05 | 0.05 | 0.05 | 0.05 | 0.05 | 0.05 | 0.05 | 0.05 | 0.05 | 0.05 | 0 | 0 | 0 | 0 | 0 | 0 | 0 | 0 | 0 | 0 | 0 | 0 | 0 | 0 | 0 | 0 | 0 | 0 | 0 | 0 | 0 | 0 | 0 | 0 | 0 | 0 | 0 | 0 | 0 | 0 | 0 | 0 | 0 | 0 | 0 | 0 | 0 | 0 | 0 | 0 | 0 | 0 | 0 | 0 | 0 | 0 | 0 | 0 | 10 | 0.55 | 0.24 | 0.12 | 0.09 | 0.6962 | 0 | 0 | 0 | 0 | 0 | 0 | 0 | 0 |  | 0.10818 | 0.10818 | 0.11206 | 0.11214 | 0.11155 | 0.11201 | 0.11201 | Office - Large - Copy Room (photocopying equipment) - Hol | 14 | 8 | 17 | 0 | 10.8906 | 0 | 0 | 0 | 10.8906 | 0 | 0 | 0 | 1.0891 | 0 | 0 | 0 | 0 | 0 | 0 | 0 | 0 | 0 | 0 | 0 | 0 | 0 | 0 | 0 | 0 | 0 | 0 | 0 | 0 | 0 | 0 | 0 | 0 |  | 0 | 11.2448 | 0 | 0 | 0 | 11.2448 | 0 | 0 | 0 | 1.1245 | 0 | 0 | 0 | 0 | 0 | 0 | 0 | 0 | 0 | 0 | 0 | 0 | 0 | 0 | 0 | 0 | 0 | 0 | 0 | 0 | 0 | 0 | 0 | 0 | 0.90755 | 0.9 | 0.93707 | 0.9
1308 | 13 | 8 | 8 | 4 |  |  | Office - Large - Copy Room (photocopying equipment) | Office - Large - Copy Room (photocopying equipment) | Office - Large | Copy Room (photocopying equipment) | Office - Large - Copy Room (photocopying equipment) |  | Office - Large | Office - Large - Copy Room (photocopying equipment) | Office (large) All | all | Open | 251 | 251 | 0.02 | 1.1688 | 1.1688 | 1.1688 | 1.1688 | 1.0789 | 1.0789 | 1.0789 | 0.023377 | 0.023377 | 0.023377 | 0.023377 | 0.021578 | 0.021578 | 0.021578 | 50.9613 | 50.9613 | 50.9613 | 50.9613 | 47.0412 | 47.0412 | 47.0412 | 0.014938 | 0.014938 | 0.014938 | 0.014938 | 0.013789 | 0.013789 | 0.013789 | 2396.8813 | 2396.8813 | 2396.8813 | 2396.8813 | 2396.8813 | 2396.8813 | 2396.8813 | 0 | 0 | 0 | 0 | 0 | 0 | 0 | 0.639 | 0.639 | 0.639 | 0.639 | 0.639 | 0.639 | 0.639 | 0 | 0 | 0 | 0 | 0 | 0 | 0 | 0.093507 | 0.093507 | 0.093507 | 0.093507 | 0.086314 | 0.086314 | 0.086314 | 0.0018701 | 0.0018701 | 0.0018701 | 0.0018701 | 0.0017263 | 0.0017263 | 0.0017263 | 4.7232 | 4.7232 | 4.7232 | 4.7232 | 4.3599 | 4.3599 | 4.3599 | 0.0010523 | 0.0010523 | 0.0010523 | 0.0010523 | 0.00097132 | 0.00097132 | 0.00097132 | 2807.6286 | 2807.6286 | 2807.6286 | 2807.6286 | 2807.6286 | 2807.6286 | 2807.6286 | 0 | 0 | 0 | 0 | 0 | 0 | 0 | 0.56267 | 0.56267 | 0.56267 | 0.56267 | 0.56267 | 0.56267 | 0.56267 | 0 | 0 | 0 | 0 | 0 | 0 | 0 | Office (large) All ILit all | Office (large) All ILit all | 3817 | 5.5 | 73 | Office (large) All ILit2 all | Office (large) All ILit2 all | Office (large) All ILit2 All | 3901 | 24 | 64 | 3817 | 8.6853 | 0.639 | 0.055 | 0.055 | 0.055 | 0.055 | 0.11 | 0.18 | 0.28 | 0.45 | 0.7 | 0.73 | 0.73 | 0.73 | 0.73 | 0.73 | 0.73 | 0.73 | 0.67 | 0.57 | 0.43 | 0.3 | 0.2 | 0.15 | 0.1 | 0.1 | 10.062 | 0.56267 | 0.24 | 0.24 | 0.24 | 0.24 | 0.24 | 0.24 | 0.24 | 0.57333 | 0.61778 | 0.61778 | 0.64 | 0.64 | 0.57333 | 0.57333 | 0.61778 | 0.61778 | 0.64 | 0.57333 | 0.52889 | 0.48444 | 0.39556 | 0.35111 | 0.30667 | 0.30667 | 0 | 0 | 0 | 0 | 0.081481 | 0.18519 | 0.33333 | 0.58519 | 0.95556 | 1 | 1 | 1 | 1 | 1 | 1 | 1 | 0.91111 | 0.76296 | 0.55556 | 0.36296 | 0.21481 | 0.14074 | 0.066667 | 0.066667 | 0 | 0 | 0 | 0 | 0 | 0 | 0 | 0.83333 | 0.94444 | 0.94444 | 1 | 1 | 0.83333 | 0.83333 | 0.94444 | 0.94444 | 1 | 0.83333 | 0.72222 | 0.61111 | 0.38889 | 0.27778 | 0.16667 | 0.16667 | 10 | 0.55 | 0.24 | 0.12 | 0.09 | 0.6962 | 0.059073 | 0.0013809 | 0.0013809 | 0.0013809 | 0.0013809 | 0.0012747 | 0.0012747 | 0.0012747 |  | 0.10818 | 0.10818 | 0.11206 | 0.11214 | 0.11155 | 0.11201 | 0.11201 | Office - Large - Copy Room (photocopying equipment) - all | 16 | 8 | 17 | 1571.26 | 608.7479 | 1571.26 | 608.7479 | 0 | 0 | 6.26 | 2.4253 | 0 | 0 | 0 | 0 | 0 | 0 | 0 | 0 | 0 | 0.45 | 0.7 | 0.73 | 0.73 | 0.73 | 0.73 | 0.73 | 0.73 | 0.73 | 0 | 0 | 0 | 0 | 0 | 0 | 0 | 0 |  | 1373.2489 | 1152.324 | 1373.2489 | 1152.324 | 0 | 0 | 5.4711 | 4.5909 | 0 | 0 | 0 | 0 | 0 | 0 | 0 | 0 | 0 | 0.57333 | 0.61778 | 0.61778 | 0.64 | 0.64 | 0.57333 | 0.57333 | 0.61778 | 0.61778 | 0 | 0 | 0 | 0 | 0 | 0 | 0 | 0 | 0.90755 | 0.9 | 0.93707 | 0.9
1309 | 13 | 9 | 5 | 1 |  |  |  |  | Office - Large | Corridor | Office - Large - Corridor |  | Office - Large | Office - Large - Corridor | Office (large) All | Sat | Open | 52 | 52 | 0.1 | 0.71928 | 0.71928 | 0.53946 | 0.53946 | 0.53946 | 0.53946 | 0.53946 | 0 | 0 | 0 | 0 | 0 | 0 | 0 | 10.517 | 10.517 | 7.8878 | 7.8878 | 7.8878 | 7.8878 | 7.8878 | 0 | 0 | 0 | 0 | 0 | 0 | 0 | 0 | 0 | 0 | 0 | 0 | 0 | 0 | 0 | 0 | 0 | 0 | 0 | 0 | 0 | 0 | 0 | 0 | 0 | 0 | 0 | 0 | 0 | 0 | 0 | 0 | 0 | 0 | 0 | 0.057543 | 0.057543 | 0.043157 | 0.043157 | 0.043157 | 0.043157 | 0.043157 | 0 | 0 | 0 | 0 | 0 | 0 | 0 | 1.2049 | 1.2049 | 0.9037 | 0.9037 | 0.9037 | 0.9037 | 0.9037 | 0 | 0 | 0 | 0 | 0 | 0 | 0 | 0 | 0 | 0 | 0 | 0 | 0 | 0 | 0 | 0 | 0 | 0 | 0 | 0 | 0 | 0 | 0 | 0 | 0 | 0 | 0 | 0 | 0 | 0 | 0 | 0 | 0 | 0 | 0 | Office (large) All ILit Sat | Office (large) All ILit all | 3818 | 5 | 25 | Office (large) All ILit2 Sat | Office (large) All ILit2 Sat | Office (large) All ILit2 All | 3902 | 12 | 28 | 3818 | 2.8118 | 0.225 | 0.05 | 0.05 | 0.05 | 0.05 | 0.05 | 0.05 | 0.05 | 0.21471 | 0.25 | 0.25 | 0.25 | 0.25 | 0.25 | 0.25 | 0.25 | 0.25 | 0.25 | 0.05 | 0.05 | 0.05 | 0.05 | 0.05 | 0.05 | 0.05 | 4.0269 | 0.24635 | 0.12 | 0.12 | 0.12 | 0.12 | 0.12 | 0.12 | 0.12 | 0.25176 | 0.27059 | 0.27059 | 0.28 | 0.28 | 0.25176 | 0.25176 | 0.27059 | 0.27059 | 0.28 | 0.12 | 0.12 | 0.12 | 0.12 | 0.12 | 0.12 | 0.12 | 0 | 0 | 0 | 0 | 0 | 0 | 0 | 0.82353 | 1 | 1 | 1 | 1 | 1 | 1 | 1 | 1 | 1 | 0 | 0 | 0 | 0 | 0 | 0 | 0 | 0 | 0 | 0 | 0 | 0 | 0 | 0 | 0.82353 | 0.94118 | 0.94118 | 1 | 1 | 0.82353 | 0.82353 | 0.94118 | 0.94118 | 1 | 0 | 0 | 0 | 0 | 0 | 0 | 0 | 10 | 0.66337 | 0.20792 | 0.079208 | 0.049505 | 0.76136 | 0 | 0 | 0 | 0 | 0 | 0 | 0 | 0 |  | 0.10818 | 0.10818 | 0.11206 | 0.11214 | 0.11155 | 0.11201 | 0.11201 | Office - Large - Corridor - Sat | 10 | 8 | 17 | 115.1647 | 31.0508 | 0 | 0 | 115.1647 | 31.0508 | 0 | 0 | 2.2147 | 0.59713 | 0 | 0 | 0 | 0 | 0 | 0 | 0 | 0.21471 | 0.25 | 0.25 | 0.25 | 0.25 | 0.25 | 0.25 | 0.25 | 0.25 | 0 | 0 | 0 | 0 | 0 | 0 | 0 | 0 |  | 124.6776 | 84.7208 | 0 | 0 | 124.6776 | 84.7208 | 0 | 0 | 2.3976 | 1.6292 | 0 | 0 | 0 | 0 | 0 | 0 | 0 | 0.25176 | 0.27059 | 0.27059 | 0.28 | 0.28 | 0.25176 | 0.25176 | 0.27059 | 0.27059 | 0 | 0 | 0 | 0 | 0 | 0 | 0 | 0 | 0.8885 | 0.9 | 0.9241 | 0.9
1310 | 13 | 10 | 6 | 2 |  |  |  |  | Office - Large | Corridor | Office - Large - Corridor |  | Office - Large | Office - Large - Corridor | Office (large) All | Sun | Closed | 52 | 52 | 0.1 | 0.71928 | 0.71928 | 0.53946 | 0.53946 | 0.53946 | 0.53946 | 0.53946 | 0 | 0 | 0 | 0 | 0 | 0 | 0 | 3.9879 | 3.9879 | 2.9909 | 2.9909 | 2.9909 | 2.9909 | 2.9909 | 0 | 0 | 0 | 0 | 0 | 0 | 0 | 0 | 0 | 0 | 0 | 0 | 0 | 0 | 0 | 0 | 0 | 0 | 0 | 0 | 0 | 0 | 0 | 0 | 0 | 0 | 0 | 0 | 0 | 0 | 0 | 0 | 0 | 0 | 0 | 0.057543 | 0.057543 | 0.043157 | 0.043157 | 0.043157 | 0.043157 | 0.043157 | 0 | 0 | 0 | 0 | 0 | 0 | 0 | 0.33181 | 0.33181 | 0.24886 | 0.24886 | 0.24886 | 0.24886 | 0.24886 | 0 | 0 | 0 | 0 | 0 | 0 | 0 | 0 | 0 | 0 | 0 | 0 | 0 | 0 | 0 | 0 | 0 | 0 | 0 | 0 | 0 | 0 | 0 | 0 | 0 | 0 | 0 | 0 | 0 | 0 | 0 | 0 | 0 | 0 | 0 | Office (large) All ILit Cls | Office (large) All ILit Cls | 2 | 5 | 5 | Office (large) All ILit2 Cls | Office (large) All ILit Cls | Office (large) All ILit Cls | 2 | 5 | 5 | 2 | 1.0662 | 0.045 | 0.05 | 0.05 | 0.05 | 0.05 | 0.05 | 0.05 | 0.05 | 0.05 | 0.05 | 0.05 | 0.05 | 0.05 | 0.05 | 0.05 | 0.05 | 0.05 | 0.05 | 0.05 | 0.05 | 0.05 | 0.05 | 0.05 | 0.05 | 0.05 | 1.1089 | 0.045 | 0.05 | 0.05 | 0.05 | 0.05 | 0.05 | 0.05 | 0.05 | 0.05 | 0.05 | 0.05 | 0.05 | 0.05 | 0.05 | 0.05 | 0.05 | 0.05 | 0.05 | 0.05 | 0.05 | 0.05 | 0.05 | 0.05 | 0.05 | 0.05 | 0 | 0 | 0 | 0 | 0 | 0 | 0 | 0 | 0 | 0 | 0 | 0 | 0 | 0 | 0 | 0 | 0 | 0 | 0 | 0 | 0 | 0 | 0 | 0 | 0 | 0 | 0 | 0 | 0 | 0 | 0 | 0 | 0 | 0 | 0 | 0 | 0 | 0 | 0 | 0 | 0 | 0 | 0 | 0 | 0 | 0 | 0 | 0 | 10 | 0.66337 | 0.20792 | 0.079208 | 0.049505 | 0.76136 | 0 | 0 | 0 | 0 | 0 | 0 | 0 | 0 |  | 0.10818 | 0.10818 | 0.11206 | 0.11214 | 0.11155 | 0.11201 | 0.11201 | Office - Large - Corridor - Sun | 12 | 8 | 17 | 0 | 55.4423 | 0 | 0 | 0 | 55.4423 | 0 | 0 | 0 | 1.0662 | 0 | 0 | 0 | 0 | 0 | 0 | 0 | 0 | 0 | 0 | 0 | 0 | 0 | 0 | 0 | 0 | 0 | 0 | 0 | 0 | 0 | 0 | 0 | 0 |  | 0 | 57.6637 | 0 | 0 | 0 | 57.6637 | 0 | 0 | 0 | 1.1089 | 0 | 0 | 0 | 0 | 0 | 0 | 0 | 0 | 0 | 0 | 0 | 0 | 0 | 0 | 0 | 0 | 0 | 0 | 0 | 0 | 0 | 0 | 0 | 0 | 0.8885 | 0.9 | 0.9241 | 0.9
1311 | 13 | 11 | 7 | 3 |  |  |  |  | Office - Large | Corridor | Office - Large - Corridor |  | Office - Large | Office - Large - Corridor | Office (large) All | Hol | Closed | 10 | 10 | 0.1 | 0.71928 | 0.71928 | 0.53946 | 0.53946 | 0.53946 | 0.53946 | 0.53946 | 0 | 0 | 0 | 0 | 0 | 0 | 0 | 0.7669 | 0.7669 | 0.57517 | 0.57517 | 0.57517 | 0.57517 | 0.57517 | 0 | 0 | 0 | 0 | 0 | 0 | 0 | 0 | 0 | 0 | 0 | 0 | 0 | 0 | 0 | 0 | 0 | 0 | 0 | 0 | 0 | 0 | 0 | 0 | 0 | 0 | 0 | 0 | 0 | 0 | 0 | 0 | 0 | 0 | 0 | 0.057543 | 0.057543 | 0.043157 | 0.043157 | 0.043157 | 0.043157 | 0.043157 | 0 | 0 | 0 | 0 | 0 | 0 | 0 | 0.06381 | 0.06381 | 0.047858 | 0.047858 | 0.047858 | 0.047858 | 0.047858 | 0 | 0 | 0 | 0 | 0 | 0 | 0 | 0 | 0 | 0 | 0 | 0 | 0 | 0 | 0 | 0 | 0 | 0 | 0 | 0 | 0 | 0 | 0 | 0 | 0 | 0 | 0 | 0 | 0 | 0 | 0 | 0 | 0 | 0 | 0 | Office (large) All ILit Cls | Office (large) All ILit Cls | 2 | 5 | 5 | Office (large) All ILit2 Cls | Office (large) All ILit Cls | Office (large) All ILit Cls | 2 | 5 | 5 | 2 | 1.0662 | 0.045 | 0.05 | 0.05 | 0.05 | 0.05 | 0.05 | 0.05 | 0.05 | 0.05 | 0.05 | 0.05 | 0.05 | 0.05 | 0.05 | 0.05 | 0.05 | 0.05 | 0.05 | 0.05 | 0.05 | 0.05 | 0.05 | 0.05 | 0.05 | 0.05 | 1.1089 | 0.045 | 0.05 | 0.05 | 0.05 | 0.05 | 0.05 | 0.05 | 0.05 | 0.05 | 0.05 | 0.05 | 0.05 | 0.05 | 0.05 | 0.05 | 0.05 | 0.05 | 0.05 | 0.05 | 0.05 | 0.05 | 0.05 | 0.05 | 0.05 | 0.05 | 0 | 0 | 0 | 0 | 0 | 0 | 0 | 0 | 0 | 0 | 0 | 0 | 0 | 0 | 0 | 0 | 0 | 0 | 0 | 0 | 0 | 0 | 0 | 0 | 0 | 0 | 0 | 0 | 0 | 0 | 0 | 0 | 0 | 0 | 0 | 0 | 0 | 0 | 0 | 0 | 0 | 0 | 0 | 0 | 0 | 0 | 0 | 0 | 10 | 0.66337 | 0.20792 | 0.079208 | 0.049505 | 0.76136 | 0 | 0 | 0 | 0 | 0 | 0 | 0 | 0 |  | 0.10818 | 0.10818 | 0.11206 | 0.11214 | 0.11155 | 0.11201 | 0.11201 | Office - Large - Corridor - Hol | 14 | 8 | 17 | 0 | 10.662 | 0 | 0 | 0 | 10.662 | 0 | 0 | 0 | 1.0662 | 0 | 0 | 0 | 0 | 0 | 0 | 0 | 0 | 0 | 0 | 0 | 0 | 0 | 0 | 0 | 0 | 0 | 0 | 0 | 0 | 0 | 0 | 0 | 0 |  | 0 | 11.0892 | 0 | 0 | 0 | 11.0892 | 0 | 0 | 0 | 1.1089 | 0 | 0 | 0 | 0 | 0 | 0 | 0 | 0 | 0 | 0 | 0 | 0 | 0 | 0 | 0 | 0 | 0 | 0 | 0 | 0 | 0 | 0 | 0 | 0 | 0.8885 | 0.9 | 0.9241 | 0.9
1312 | 13 | 12 | 8 | 4 |  |  | Office - Large - Corridor | Office - Large - Corridor | Office - Large | Corridor | Office - Large - Corridor |  | Office - Large | Office - Large - Corridor | Office (large) All | all | Open | 251 | 251 | 0.1 | 0.71928 | 0.71928 | 0.53946 | 0.53946 | 0.53946 | 0.53946 | 0.53946 | 0.071928 | 0.071928 | 0.053946 | 0.053946 | 0.053946 | 0.053946 | 0.053946 | 153.5117 | 153.5117 | 115.1338 | 115.1338 | 115.1338 | 115.1338 | 115.1338 | 0.045962 | 0.045962 | 0.034472 | 0.034472 | 0.034472 | 0.034472 | 0.034472 | 2346.5562 | 2346.5562 | 2346.5562 | 2346.5562 | 2346.5562 | 2346.5562 | 2346.5562 | 0 | 0 | 0 | 0 | 0 | 0 | 0 | 0.639 | 0.639 | 0.639 | 0.639 | 0.639 | 0.639 | 0.639 | 0 | 0 | 0 | 0 | 0 | 0 | 0 | 0.057543 | 0.057543 | 0.043157 | 0.043157 | 0.043157 | 0.043157 | 0.043157 | 0.0057543 | 0.0057543 | 0.0043157 | 0.0043157 | 0.0043157 | 0.0043157 | 0.0043157 | 14.3317 | 14.3317 | 10.7488 | 10.7488 | 10.7488 | 10.7488 | 10.7488 | 0.0032377 | 0.0032377 | 0.0024283 | 0.0024283 | 0.0024283 | 0.0024283 | 0.0024283 | 2768.7643 | 2768.7643 | 2768.7643 | 2768.7643 | 2768.7643 | 2768.7643 | 2768.7643 | 0 | 0 | 0 | 0 | 0 | 0 | 0 | 0.56267 | 0.56267 | 0.56267 | 0.56267 | 0.56267 | 0.56267 | 0.56267 | 0 | 0 | 0 | 0 | 0 | 0 | 0 | Office (large) All ILit all | Office (large) All ILit all | 3817 | 5.5 | 73 | Office (large) All ILit2 all | Office (large) All ILit2 all | Office (large) All ILit2 All | 3901 | 24 | 64 | 3817 | 8.5029 | 0.639 | 0.055 | 0.055 | 0.055 | 0.055 | 0.11 | 0.18 | 0.28 | 0.45 | 0.7 | 0.73 | 0.73 | 0.73 | 0.73 | 0.73 | 0.73 | 0.73 | 0.67 | 0.57 | 0.43 | 0.3 | 0.2 | 0.15 | 0.1 | 0.1 | 9.9228 | 0.56267 | 0.24 | 0.24 | 0.24 | 0.24 | 0.24 | 0.24 | 0.24 | 0.57333 | 0.61778 | 0.61778 | 0.64 | 0.64 | 0.57333 | 0.57333 | 0.61778 | 0.61778 | 0.64 | 0.57333 | 0.52889 | 0.48444 | 0.39556 | 0.35111 | 0.30667 | 0.30667 | 0 | 0 | 0 | 0 | 0.081481 | 0.18519 | 0.33333 | 0.58519 | 0.95556 | 1 | 1 | 1 | 1 | 1 | 1 | 1 | 0.91111 | 0.76296 | 0.55556 | 0.36296 | 0.21481 | 0.14074 | 0.066667 | 0.066667 | 0 | 0 | 0 | 0 | 0 | 0 | 0 | 0.83333 | 0.94444 | 0.94444 | 1 | 1 | 0.83333 | 0.83333 | 0.94444 | 0.94444 | 1 | 0.83333 | 0.72222 | 0.61111 | 0.38889 | 0.27778 | 0.16667 | 0.16667 | 10 | 0.66337 | 0.20792 | 0.079208 | 0.049505 | 0.76136 | 0.071249 | 0.0051248 | 0.0051248 | 0.0038436 | 0.0038436 | 0.0038436 | 0.0038436 | 0.0038436 |  | 0.10818 | 0.10818 | 0.11206 | 0.11214 | 0.11155 | 0.11201 | 0.11201 | Office - Large - Corridor - all | 16 | 8 | 17 | 1571.26 | 562.9763 | 1571.26 | 562.9763 | 0 | 0 | 6.26 | 2.2429 | 0 | 0 | 0 | 0 | 0 | 0 | 0 | 0 | 0 | 0.45 | 0.7 | 0.73 | 0.73 | 0.73 | 0.73 | 0.73 | 0.73 | 0.73 | 0 | 0 | 0 | 0 | 0 | 0 | 0 | 0 |  | 1373.2489 | 1117.3641 | 1373.2489 | 1117.3641 | 0 | 0 | 5.4711 | 4.4516 | 0 | 0 | 0 | 0 | 0 | 0 | 0 | 0 | 0 | 0.57333 | 0.61778 | 0.61778 | 0.64 | 0.64 | 0.57333 | 0.57333 | 0.61778 | 0.61778 | 0 | 0 | 0 | 0 | 0 | 0 | 0 | 0 | 0.8885 | 0.9 | 0.9241 | 0.9
1313 | 13 | 13 | 5 | 1 |  |  |  |  | Office - Large | Lobby (Office Reception/Waiting) | Office - Large - Lobby (Office Reception/Waiting) |  | Office - Large | Office - Large - Lobby (Office Reception/Waiting) | Office (large) All | Sat | Open | 52 | 52 | 0.05 | 1.4386 | 1.4386 | 1.1239 | 1.1239 | 1.1239 | 1.1239 | 1.1239 | 0 | 0 | 0 | 0 | 0 | 0 | 0 | 10.517 | 10.517 | 8.2164 | 8.2164 | 8.2164 | 8.2164 | 8.2164 | 0 | 0 | 0 | 0 | 0 | 0 | 0 | 0 | 0 | 0 | 0 | 0 | 0 | 0 | 0 | 0 | 0 | 0 | 0 | 0 | 0 | 0 | 0 | 0 | 0 | 0 | 0 | 0 | 0 | 0 | 0 | 0 | 0 | 0 | 0 | 0.11509 | 0.11509 | 0.089911 | 0.089911 | 0.089911 | 0.089911 | 0.089911 | 0 | 0 | 0 | 0 | 0 | 0 | 0 | 1.2049 | 1.2049 | 0.94136 | 0.94136 | 0.94136 | 0.94136 | 0.94136 | 0 | 0 | 0 | 0 | 0 | 0 | 0 | 0 | 0 | 0 | 0 | 0 | 0 | 0 | 0 | 0 | 0 | 0 | 0 | 0 | 0 | 0 | 0 | 0 | 0 | 0 | 0 | 0 | 0 | 0 | 0 | 0 | 0 | 0 | 0 | Office (large) All ILit Sat | Office (large) All ILit all | 3818 | 5 | 25 | Office (large) All ILit2 Sat | Office (large) All ILit2 Sat | Office (large) All ILit2 All | 3902 | 12 | 28 | 3818 | 2.8118 | 0.225 | 0.05 | 0.05 | 0.05 | 0.05 | 0.05 | 0.05 | 0.05 | 0.21471 | 0.25 | 0.25 | 0.25 | 0.25 | 0.25 | 0.25 | 0.25 | 0.25 | 0.25 | 0.05 | 0.05 | 0.05 | 0.05 | 0.05 | 0.05 | 0.05 | 4.0269 | 0.24635 | 0.12 | 0.12 | 0.12 | 0.12 | 0.12 | 0.12 | 0.12 | 0.25176 | 0.27059 | 0.27059 | 0.28 | 0.28 | 0.25176 | 0.25176 | 0.27059 | 0.27059 | 0.28 | 0.12 | 0.12 | 0.12 | 0.12 | 0.12 | 0.12 | 0.12 | 0 | 0 | 0 | 0 | 0 | 0 | 0 | 0.82353 | 1 | 1 | 1 | 1 | 1 | 1 | 1 | 1 | 1 | 0 | 0 | 0 | 0 | 0 | 0 | 0 | 0 | 0 | 0 | 0 | 0 | 0 | 0 | 0.82353 | 0.94118 | 0.94118 | 1 | 1 | 0.82353 | 0.82353 | 0.94118 | 0.94118 | 1 | 0 | 0 | 0 | 0 | 0 | 0 | 0 | 10 | 0.66337 | 0.20792 | 0.079208 | 0.049505 | 0.76136 | 0 | 0 | 0 | 0 | 0 | 0 | 0 | 0 |  | 0.10818 | 0.10818 | 0.11206 | 0.11214 | 0.11155 | 0.11201 | 0.11201 | Office - Large - Lobby (Office Reception/Waiting) - Sat | 10 | 8 | 17 | 115.1647 | 31.0508 | 0 | 0 | 115.1647 | 31.0508 | 0 | 0 | 2.2147 | 0.59713 | 0 | 0 | 0 | 0 | 0 | 0 | 0 | 0.21471 | 0.25 | 0.25 | 0.25 | 0.25 | 0.25 | 0.25 | 0.25 | 0.25 | 0 | 0 | 0 | 0 | 0 | 0 | 0 | 0 |  | 124.6776 | 84.7208 | 0 | 0 | 124.6776 | 84.7208 | 0 | 0 | 2.3976 | 1.6292 | 0 | 0 | 0 | 0 | 0 | 0 | 0 | 0.25176 | 0.27059 | 0.27059 | 0.28 | 0.28 | 0.25176 | 0.25176 | 0.27059 | 0.27059 | 0 | 0 | 0 | 0 | 0 | 0 | 0 | 0 | 0.8885 | 0.9 | 0.9241 | 0.9
1314 | 13 | 14 | 6 | 2 |  |  |  |  | Office - Large | Lobby (Office Reception/Waiting) | Office - Large - Lobby (Office Reception/Waiting) |  | Office - Large | Office - Large - Lobby (Office Reception/Waiting) | Office (large) All | Sun | Closed | 52 | 52 | 0.05 | 1.4386 | 1.4386 | 1.1239 | 1.1239 | 1.1239 | 1.1239 | 1.1239 | 0 | 0 | 0 | 0 | 0 | 0 | 0 | 3.9879 | 3.9879 | 3.1155 | 3.1155 | 3.1155 | 3.1155 | 3.1155 | 0 | 0 | 0 | 0 | 0 | 0 | 0 | 0 | 0 | 0 | 0 | 0 | 0 | 0 | 0 | 0 | 0 | 0 | 0 | 0 | 0 | 0 | 0 | 0 | 0 | 0 | 0 | 0 | 0 | 0 | 0 | 0 | 0 | 0 | 0 | 0.11509 | 0.11509 | 0.089911 | 0.089911 | 0.089911 | 0.089911 | 0.089911 | 0 | 0 | 0 | 0 | 0 | 0 | 0 | 0.33181 | 0.33181 | 0.25923 | 0.25923 | 0.25923 | 0.25923 | 0.25923 | 0 | 0 | 0 | 0 | 0 | 0 | 0 | 0 | 0 | 0 | 0 | 0 | 0 | 0 | 0 | 0 | 0 | 0 | 0 | 0 | 0 | 0 | 0 | 0 | 0 | 0 | 0 | 0 | 0 | 0 | 0 | 0 | 0 | 0 | 0 | Office (large) All ILit Cls | Office (large) All ILit Cls | 2 | 5 | 5 | Office (large) All ILit2 Cls | Office (large) All ILit Cls | Office (large) All ILit Cls | 2 | 5 | 5 | 2 | 1.0662 | 0.045 | 0.05 | 0.05 | 0.05 | 0.05 | 0.05 | 0.05 | 0.05 | 0.05 | 0.05 | 0.05 | 0.05 | 0.05 | 0.05 | 0.05 | 0.05 | 0.05 | 0.05 | 0.05 | 0.05 | 0.05 | 0.05 | 0.05 | 0.05 | 0.05 | 1.1089 | 0.045 | 0.05 | 0.05 | 0.05 | 0.05 | 0.05 | 0.05 | 0.05 | 0.05 | 0.05 | 0.05 | 0.05 | 0.05 | 0.05 | 0.05 | 0.05 | 0.05 | 0.05 | 0.05 | 0.05 | 0.05 | 0.05 | 0.05 | 0.05 | 0.05 | 0 | 0 | 0 | 0 | 0 | 0 | 0 | 0 | 0 | 0 | 0 | 0 | 0 | 0 | 0 | 0 | 0 | 0 | 0 | 0 | 0 | 0 | 0 | 0 | 0 | 0 | 0 | 0 | 0 | 0 | 0 | 0 | 0 | 0 | 0 | 0 | 0 | 0 | 0 | 0 | 0 | 0 | 0 | 0 | 0 | 0 | 0 | 0 | 10 | 0.66337 | 0.20792 | 0.079208 | 0.049505 | 0.76136 | 0 | 0 | 0 | 0 | 0 | 0 | 0 | 0 |  | 0.10818 | 0.10818 | 0.11206 | 0.11214 | 0.11155 | 0.11201 | 0.11201 | Office - Large - Lobby (Office Reception/Waiting) - Sun | 12 | 8 | 17 | 0 | 55.4423 | 0 | 0 | 0 | 55.4423 | 0 | 0 | 0 | 1.0662 | 0 | 0 | 0 | 0 | 0 | 0 | 0 | 0 | 0 | 0 | 0 | 0 | 0 | 0 | 0 | 0 | 0 | 0 | 0 | 0 | 0 | 0 | 0 | 0 |  | 0 | 57.6637 | 0 | 0 | 0 | 57.6637 | 0 | 0 | 0 | 1.1089 | 0 | 0 | 0 | 0 | 0 | 0 | 0 | 0 | 0 | 0 | 0 | 0 | 0 | 0 | 0 | 0 | 0 | 0 | 0 | 0 | 0 | 0 | 0 | 0 | 0.8885 | 0.9 | 0.9241 | 0.9
1315 | 13 | 15 | 7 | 3 |  |  |  |  | Office - Large | Lobby (Office Reception/Waiting) | Office - Large - Lobby (Office Reception/Waiting) |  | Office - Large | Office - Large - Lobby (Office Reception/Waiting) | Office (large) All | Hol | Closed | 10 | 10 | 0.05 | 1.4386 | 1.4386 | 1.1239 | 1.1239 | 1.1239 | 1.1239 | 1.1239 | 0 | 0 | 0 | 0 | 0 | 0 | 0 | 0.7669 | 0.7669 | 0.59914 | 0.59914 | 0.59914 | 0.59914 | 0.59914 | 0 | 0 | 0 | 0 | 0 | 0 | 0 | 0 | 0 | 0 | 0 | 0 | 0 | 0 | 0 | 0 | 0 | 0 | 0 | 0 | 0 | 0 | 0 | 0 | 0 | 0 | 0 | 0 | 0 | 0 | 0 | 0 | 0 | 0 | 0 | 0.11509 | 0.11509 | 0.089911 | 0.089911 | 0.089911 | 0.089911 | 0.089911 | 0 | 0 | 0 | 0 | 0 | 0 | 0 | 0.06381 | 0.06381 | 0.049852 | 0.049852 | 0.049852 | 0.049852 | 0.049852 | 0 | 0 | 0 | 0 | 0 | 0 | 0 | 0 | 0 | 0 | 0 | 0 | 0 | 0 | 0 | 0 | 0 | 0 | 0 | 0 | 0 | 0 | 0 | 0 | 0 | 0 | 0 | 0 | 0 | 0 | 0 | 0 | 0 | 0 | 0 | Office (large) All ILit Cls | Office (large) All ILit Cls | 2 | 5 | 5 | Office (large) All ILit2 Cls | Office (large) All ILit Cls | Office (large) All ILit Cls | 2 | 5 | 5 | 2 | 1.0662 | 0.045 | 0.05 | 0.05 | 0.05 | 0.05 | 0.05 | 0.05 | 0.05 | 0.05 | 0.05 | 0.05 | 0.05 | 0.05 | 0.05 | 0.05 | 0.05 | 0.05 | 0.05 | 0.05 | 0.05 | 0.05 | 0.05 | 0.05 | 0.05 | 0.05 | 1.1089 | 0.045 | 0.05 | 0.05 | 0.05 | 0.05 | 0.05 | 0.05 | 0.05 | 0.05 | 0.05 | 0.05 | 0.05 | 0.05 | 0.05 | 0.05 | 0.05 | 0.05 | 0.05 | 0.05 | 0.05 | 0.05 | 0.05 | 0.05 | 0.05 | 0.05 | 0 | 0 | 0 | 0 | 0 | 0 | 0 | 0 | 0 | 0 | 0 | 0 | 0 | 0 | 0 | 0 | 0 | 0 | 0 | 0 | 0 | 0 | 0 | 0 | 0 | 0 | 0 | 0 | 0 | 0 | 0 | 0 | 0 | 0 | 0 | 0 | 0 | 0 | 0 | 0 | 0 | 0 | 0 | 0 | 0 | 0 | 0 | 0 | 10 | 0.66337 | 0.20792 | 0.079208 | 0.049505 | 0.76136 | 0 | 0 | 0 | 0 | 0 | 0 | 0 | 0 |  | 0.10818 | 0.10818 | 0.11206 | 0.11214 | 0.11155 | 0.11201 | 0.11201 | Office - Large - Lobby (Office Reception/Waiting) - Hol | 14 | 8 | 17 | 0 | 10.662 | 0 | 0 | 0 | 10.662 | 0 | 0 | 0 | 1.0662 | 0 | 0 | 0 | 0 | 0 | 0 | 0 | 0 | 0 | 0 | 0 | 0 | 0 | 0 | 0 | 0 | 0 | 0 | 0 | 0 | 0 | 0 | 0 | 0 |  | 0 | 11.0892 | 0 | 0 | 0 | 11.0892 | 0 | 0 | 0 | 1.1089 | 0 | 0 | 0 | 0 | 0 | 0 | 0 | 0 | 0 | 0 | 0 | 0 | 0 | 0 | 0 | 0 | 0 | 0 | 0 | 0 | 0 | 0 | 0 | 0 | 0.8885 | 0.9 | 0.9241 | 0.9
1316 | 13 | 16 | 8 | 4 |  |  | Office - Large - Lobby (Office Reception/Waiting) | Office - Large - Lobby (Office Reception/Waiting) | Office - Large | Lobby (Office Reception/Waiting) | Office - Large - Lobby (Office Reception/Waiting) |  | Office - Large | Office - Large - Lobby (Office Reception/Waiting) | Office (large) All | all | Open | 251 | 251 | 0.05 | 1.4386 | 1.4386 | 1.1239 | 1.1239 | 1.1239 | 1.1239 | 1.1239 | 0.071928 | 0.071928 | 0.056194 | 0.056194 | 0.056194 | 0.056194 | 0.056194 | 153.5117 | 153.5117 | 119.931 | 119.931 | 119.931 | 119.931 | 119.931 | 0.045962 | 0.045962 | 0.035908 | 0.035908 | 0.035908 | 0.035908 | 0.035908 | 2346.5562 | 2346.5562 | 2346.5562 | 2346.5562 | 2346.5562 | 2346.5562 | 2346.5562 | 0 | 0 | 0 | 0 | 0 | 0 | 0 | 0.639 | 0.639 | 0.639 | 0.639 | 0.639 | 0.639 | 0.639 | 0 | 0 | 0 | 0 | 0 | 0 | 0 | 0.11509 | 0.11509 | 0.089911 | 0.089911 | 0.089911 | 0.089911 | 0.089911 | 0.0057543 | 0.0057543 | 0.0044955 | 0.0044955 | 0.0044955 | 0.0044955 | 0.0044955 | 14.3317 | 14.3317 | 11.1966 | 11.1966 | 11.1966 | 11.1966 | 11.1966 | 0.0032377 | 0.0032377 | 0.0025295 | 0.0025295 | 0.0025295 | 0.0025295 | 0.0025295 | 2768.7643 | 2768.7643 | 2768.7643 | 2768.7643 | 2768.7643 | 2768.7643 | 2768.7643 | 0 | 0 | 0 | 0 | 0 | 0 | 0 | 0.56267 | 0.56267 | 0.56267 | 0.56267 | 0.56267 | 0.56267 | 0.56267 | 0 | 0 | 0 | 0 | 0 | 0 | 0 | Office (large) All ILit all | Office (large) All ILit all | 3817 | 5.5 | 73 | Office (large) All ILit2 all | Office (large) All ILit2 all | Office (large) All ILit2 All | 3901 | 24 | 64 | 3817 | 8.5029 | 0.639 | 0.055 | 0.055 | 0.055 | 0.055 | 0.11 | 0.18 | 0.28 | 0.45 | 0.7 | 0.73 | 0.73 | 0.73 | 0.73 | 0.73 | 0.73 | 0.73 | 0.67 | 0.57 | 0.43 | 0.3 | 0.2 | 0.15 | 0.1 | 0.1 | 9.9228 | 0.56267 | 0.24 | 0.24 | 0.24 | 0.24 | 0.24 | 0.24 | 0.24 | 0.57333 | 0.61778 | 0.61778 | 0.64 | 0.64 | 0.57333 | 0.57333 | 0.61778 | 0.61778 | 0.64 | 0.57333 | 0.52889 | 0.48444 | 0.39556 | 0.35111 | 0.30667 | 0.30667 | 0 | 0 | 0 | 0 | 0.081481 | 0.18519 | 0.33333 | 0.58519 | 0.95556 | 1 | 1 | 1 | 1 | 1 | 1 | 1 | 0.91111 | 0.76296 | 0.55556 | 0.36296 | 0.21481 | 0.14074 | 0.066667 | 0.066667 | 0 | 0 | 0 | 0 | 0 | 0 | 0 | 0.83333 | 0.94444 | 0.94444 | 1 | 1 | 0.83333 | 0.83333 | 0.94444 | 0.94444 | 1 | 0.83333 | 0.72222 | 0.61111 | 0.38889 | 0.27778 | 0.16667 | 0.16667 | 10 | 0.66337 | 0.20792 | 0.079208 | 0.049505 | 0.76136 | 0.071249 | 0.0051248 | 0.0051248 | 0.0040038 | 0.0040038 | 0.0040038 | 0.0040038 | 0.0040038 |  | 0.10818 | 0.10818 | 0.11206 | 0.11214 | 0.11155 | 0.11201 | 0.11201 | Office - Large - Lobby (Office Reception/Waiting) - all | 16 | 8 | 17 | 1571.26 | 562.9763 | 1571.26 | 562.9763 | 0 | 0 | 6.26 | 2.2429 | 0 | 0 | 0 | 0 | 0 | 0 | 0 | 0 | 0 | 0.45 | 0.7 | 0.73 | 0.73 | 0.73 | 0.73 | 0.73 | 0.73 | 0.73 | 0 | 0 | 0 | 0 | 0 | 0 | 0 | 0 |  | 1373.2489 | 1117.3641 | 1373.2489 | 1117.3641 | 0 | 0 | 5.4711 | 4.4516 | 0 | 0 | 0 | 0 | 0 | 0 | 0 | 0 | 0 | 0.57333 | 0.61778 | 0.61778 | 0.64 | 0.64 | 0.57333 | 0.57333 | 0.61778 | 0.61778 | 0 | 0 | 0 | 0 | 0 | 0 | 0 | 0 | 0.8885 | 0.9 | 0.9241 | 0.9
1317 | 13 | 17 | 5 | 1 |  |  |  |  | Office - Large | Mechanical/Electrical Room | Office - Large - Mechanical/Electrical Room |  | Office - Large | Office - Large - Mechanical/Electrical Room | Office (large) All | Sat | Open | 52 | 52 | 0.04 | 1.3487 | 1.3487 | 0.62937 | 0.62937 | 0.62937 | 0.62937 | 0.62937 | 0 | 0 | 0 | 0 | 0 | 0 | 0 | 8.1853 | 8.1853 | 3.8198 | 3.8198 | 3.8198 | 3.8198 | 3.8198 | 0 | 0 | 0 | 0 | 0 | 0 | 0 | 0 | 0 | 0 | 0 | 0 | 0 | 0 | 0 | 0 | 0 | 0 | 0 | 0 | 0 | 0 | 0 | 0 | 0 | 0 | 0 | 0 | 0 | 0 | 0 | 0 | 0 | 0 | 0 | 0.10789 | 0.10789 | 0.05035 | 0.05035 | 0.05035 | 0.05035 | 0.05035 | 0 | 0 | 0 | 0 | 0 | 0 | 0 | 0.92601 | 0.92601 | 0.43214 | 0.43214 | 0.43214 | 0.43214 | 0.43214 | 0 | 0 | 0 | 0 | 0 | 0 | 0 | 0 | 0 | 0 | 0 | 0 | 0 | 0 | 0 | 0 | 0 | 0 | 0 | 0 | 0 | 0 | 0 | 0 | 0 | 0 | 0 | 0 | 0 | 0 | 0 | 0 | 0 | 0 | 0 | Office (large) All ILit Sat | Office (large) All ILit all | 3818 | 5 | 25 | Office (large) All ILit2 Sat | Office (large) All ILit2 Sat | Office (large) All ILit2 All | 3902 | 12 | 28 | 3818 | 2.9179 | 0.21 | 0.05 | 0.05 | 0.05 | 0.05 | 0.05 | 0.05 | 0.05 | 0.21471 | 0.25 | 0.25 | 0.25 | 0.25 | 0.25 | 0.25 | 0.25 | 0.25 | 0.25 | 0.05 | 0.05 | 0.05 | 0.05 | 0.05 | 0.05 | 0.05 | 4.1263 | 0.22993 | 0.12 | 0.12 | 0.12 | 0.12 | 0.12 | 0.12 | 0.12 | 0.25176 | 0.27059 | 0.27059 | 0.28 | 0.28 | 0.25176 | 0.25176 | 0.27059 | 0.27059 | 0.28 | 0.12 | 0.12 | 0.12 | 0.12 | 0.12 | 0.12 | 0.12 | 0 | 0 | 0 | 0 | 0 | 0 | 0 | 0.82353 | 1 | 1 | 1 | 1 | 1 | 1 | 1 | 1 | 1 | 0 | 0 | 0 | 0 | 0 | 0 | 0 | 0 | 0 | 0 | 0 | 0 | 0 | 0 | 0.82353 | 0.94118 | 0.94118 | 1 | 1 | 0.82353 | 0.82353 | 0.94118 | 0.94118 | 1 | 0 | 0 | 0 | 0 | 0 | 0 | 0 | 16 | 0.29 | 0.41 | 0.14 | 0.16 | 0.41429 | 0 | 0 | 0 | 0 | 0 | 0 | 0 | 0 |  | 0.10818 | 0.10818 | 0.11206 | 0.11214 | 0.11155 | 0.11201 | 0.11201 | Office - Large - Mechanical/Electrical Room - Sat | 10 | 8 | 17 | 115.1647 | 36.5654 | 0 | 0 | 115.1647 | 36.5654 | 0 | 0 | 2.2147 | 0.70318 | 0 | 0 | 0 | 0 | 0 | 0 | 0 | 0.21471 | 0.25 | 0.25 | 0.25 | 0.25 | 0.25 | 0.25 | 0.25 | 0.25 | 0 | 0 | 0 | 0 | 0 | 0 | 0 | 0 |  | 124.6776 | 89.8898 | 0 | 0 | 124.6776 | 89.8898 | 0 | 0 | 2.3976 | 1.7287 | 0 | 0 | 0 | 0 | 0 | 0 | 0 | 0.25176 | 0.27059 | 0.27059 | 0.28 | 0.28 | 0.25176 | 0.25176 | 0.27059 | 0.27059 | 0 | 0 | 0 | 0 | 0 | 0 | 0 | 0 | 0.92201 | 0.84 | 0.94691 | 0.84
1318 | 13 | 18 | 6 | 2 |  |  |  |  | Office - Large | Mechanical/Electrical Room | Office - Large - Mechanical/Electrical Room |  | Office - Large | Office - Large - Mechanical/Electrical Room | Office (large) All | Sun | Closed | 52 | 52 | 0.04 | 1.3487 | 1.3487 | 0.62937 | 0.62937 | 0.62937 | 0.62937 | 0.62937 | 0 | 0 | 0 | 0 | 0 | 0 | 0 | 3.1037 | 3.1037 | 1.4484 | 1.4484 | 1.4484 | 1.4484 | 1.4484 | 0 | 0 | 0 | 0 | 0 | 0 | 0 | 0 | 0 | 0 | 0 | 0 | 0 | 0 | 0 | 0 | 0 | 0 | 0 | 0 | 0 | 0 | 0 | 0 | 0 | 0 | 0 | 0 | 0 | 0 | 0 | 0 | 0 | 0 | 0 | 0.10789 | 0.10789 | 0.05035 | 0.05035 | 0.05035 | 0.05035 | 0.05035 | 0 | 0 | 0 | 0 | 0 | 0 | 0 | 0.255 | 0.255 | 0.119 | 0.119 | 0.119 | 0.119 | 0.119 | 0 | 0 | 0 | 0 | 0 | 0 | 0 | 0 | 0 | 0 | 0 | 0 | 0 | 0 | 0 | 0 | 0 | 0 | 0 | 0 | 0 | 0 | 0 | 0 | 0 | 0 | 0 | 0 | 0 | 0 | 0 | 0 | 0 | 0 | 0 | Office (large) All ILit Cls | Office (large) All ILit Cls | 2 | 5 | 5 | Office (large) All ILit2 Cls | Office (large) All ILit Cls | Office (large) All ILit Cls | 2 | 5 | 5 | 2 | 1.1064 | 0.042 | 0.05 | 0.05 | 0.05 | 0.05 | 0.05 | 0.05 | 0.05 | 0.05 | 0.05 | 0.05 | 0.05 | 0.05 | 0.05 | 0.05 | 0.05 | 0.05 | 0.05 | 0.05 | 0.05 | 0.05 | 0.05 | 0.05 | 0.05 | 0.05 | 1.1363 | 0.042 | 0.05 | 0.05 | 0.05 | 0.05 | 0.05 | 0.05 | 0.05 | 0.05 | 0.05 | 0.05 | 0.05 | 0.05 | 0.05 | 0.05 | 0.05 | 0.05 | 0.05 | 0.05 | 0.05 | 0.05 | 0.05 | 0.05 | 0.05 | 0.05 | 0 | 0 | 0 | 0 | 0 | 0 | 0 | 0 | 0 | 0 | 0 | 0 | 0 | 0 | 0 | 0 | 0 | 0 | 0 | 0 | 0 | 0 | 0 | 0 | 0 | 0 | 0 | 0 | 0 | 0 | 0 | 0 | 0 | 0 | 0 | 0 | 0 | 0 | 0 | 0 | 0 | 0 | 0 | 0 | 0 | 0 | 0 | 0 | 16 | 0.29 | 0.41 | 0.14 | 0.16 | 0.41429 | 0 | 0 | 0 | 0 | 0 | 0 | 0 | 0 |  | 0.10818 | 0.10818 | 0.11206 | 0.11214 | 0.11155 | 0.11201 | 0.11201 | Office - Large - Mechanical/Electrical Room - Sun | 12 | 8 | 17 | 0 | 57.5334 | 0 | 0 | 0 | 57.5334 | 0 | 0 | 0 | 1.1064 | 0 | 0 | 0 | 0 | 0 | 0 | 0 | 0 | 0 | 0 | 0 | 0 | 0 | 0 | 0 | 0 | 0 | 0 | 0 | 0 | 0 | 0 | 0 | 0 |  | 0 | 59.0872 | 0 | 0 | 0 | 59.0872 | 0 | 0 | 0 | 1.1363 | 0 | 0 | 0 | 0 | 0 | 0 | 0 | 0 | 0 | 0 | 0 | 0 | 0 | 0 | 0 | 0 | 0 | 0 | 0 | 0 | 0 | 0 | 0 | 0 | 0.92201 | 0.84 | 0.94691 | 0.84
1319 | 13 | 19 | 7 | 3 |  |  |  |  | Office - Large | Mechanical/Electrical Room | Office - Large - Mechanical/Electrical Room |  | Office - Large | Office - Large - Mechanical/Electrical Room | Office (large) All | Hol | Closed | 10 | 10 | 0.04 | 1.3487 | 1.3487 | 0.62937 | 0.62937 | 0.62937 | 0.62937 | 0.62937 | 0 | 0 | 0 | 0 | 0 | 0 | 0 | 0.59687 | 0.59687 | 0.27854 | 0.27854 | 0.27854 | 0.27854 | 0.27854 | 0 | 0 | 0 | 0 | 0 | 0 | 0 | 0 | 0 | 0 | 0 | 0 | 0 | 0 | 0 | 0 | 0 | 0 | 0 | 0 | 0 | 0 | 0 | 0 | 0 | 0 | 0 | 0 | 0 | 0 | 0 | 0 | 0 | 0 | 0 | 0.10789 | 0.10789 | 0.05035 | 0.05035 | 0.05035 | 0.05035 | 0.05035 | 0 | 0 | 0 | 0 | 0 | 0 | 0 | 0.049039 | 0.049039 | 0.022885 | 0.022885 | 0.022885 | 0.022885 | 0.022885 | 0 | 0 | 0 | 0 | 0 | 0 | 0 | 0 | 0 | 0 | 0 | 0 | 0 | 0 | 0 | 0 | 0 | 0 | 0 | 0 | 0 | 0 | 0 | 0 | 0 | 0 | 0 | 0 | 0 | 0 | 0 | 0 | 0 | 0 | 0 | Office (large) All ILit Cls | Office (large) All ILit Cls | 2 | 5 | 5 | Office (large) All ILit2 Cls | Office (large) All ILit Cls | Office (large) All ILit Cls | 2 | 5 | 5 | 2 | 1.1064 | 0.042 | 0.05 | 0.05 | 0.05 | 0.05 | 0.05 | 0.05 | 0.05 | 0.05 | 0.05 | 0.05 | 0.05 | 0.05 | 0.05 | 0.05 | 0.05 | 0.05 | 0.05 | 0.05 | 0.05 | 0.05 | 0.05 | 0.05 | 0.05 | 0.05 | 1.1363 | 0.042 | 0.05 | 0.05 | 0.05 | 0.05 | 0.05 | 0.05 | 0.05 | 0.05 | 0.05 | 0.05 | 0.05 | 0.05 | 0.05 | 0.05 | 0.05 | 0.05 | 0.05 | 0.05 | 0.05 | 0.05 | 0.05 | 0.05 | 0.05 | 0.05 | 0 | 0 | 0 | 0 | 0 | 0 | 0 | 0 | 0 | 0 | 0 | 0 | 0 | 0 | 0 | 0 | 0 | 0 | 0 | 0 | 0 | 0 | 0 | 0 | 0 | 0 | 0 | 0 | 0 | 0 | 0 | 0 | 0 | 0 | 0 | 0 | 0 | 0 | 0 | 0 | 0 | 0 | 0 | 0 | 0 | 0 | 0 | 0 | 16 | 0.29 | 0.41 | 0.14 | 0.16 | 0.41429 | 0 | 0 | 0 | 0 | 0 | 0 | 0 | 0 |  | 0.10818 | 0.10818 | 0.11206 | 0.11214 | 0.11155 | 0.11201 | 0.11201 | Office - Large - Mechanical/Electrical Room - Hol | 14 | 8 | 17 | 0 | 11.0641 | 0 | 0 | 0 | 11.0641 | 0 | 0 | 0 | 1.1064 | 0 | 0 | 0 | 0 | 0 | 0 | 0 | 0 | 0 | 0 | 0 | 0 | 0 | 0 | 0 | 0 | 0 | 0 | 0 | 0 | 0 | 0 | 0 | 0 |  | 0 | 11.3629 | 0 | 0 | 0 | 11.3629 | 0 | 0 | 0 | 1.1363 | 0 | 0 | 0 | 0 | 0 | 0 | 0 | 0 | 0 | 0 | 0 | 0 | 0 | 0 | 0 | 0 | 0 | 0 | 0 | 0 | 0 | 0 | 0 | 0 | 0.92201 | 0.84 | 0.94691 | 0.84
1320 | 13 | 20 | 8 | 4 |  |  | Office - Large - Mechanical/Electrical Room | Office - Large - Mechanical/Electrical Room | Office - Large | Mechanical/Electrical Room | Office - Large - Mechanical/Electrical Room |  | Office - Large | Office - Large - Mechanical/Electrical Room | Office (large) All | all | Open | 251 | 251 | 0.04 | 1.3487 | 1.3487 | 0.62937 | 0.62937 | 0.62937 | 0.62937 | 0.62937 | 0.053946 | 0.053946 | 0.025175 | 0.025175 | 0.025175 | 0.025175 | 0.025175 | 119.4761 | 119.4761 | 55.7555 | 55.7555 | 55.7555 | 55.7555 | 55.7555 | 0.032173 | 0.032173 | 0.015014 | 0.015014 | 0.015014 | 0.015014 | 0.015014 | 2435.058 | 2435.058 | 2435.058 | 2435.058 | 2435.058 | 2435.058 | 2435.058 | 0 | 0 | 0 | 0 | 0 | 0 | 0 | 0.5964 | 0.5964 | 0.5964 | 0.5964 | 0.5964 | 0.5964 | 0.5964 | 0 | 0 | 0 | 0 | 0 | 0 | 0 | 0.10789 | 0.10789 | 0.05035 | 0.05035 | 0.05035 | 0.05035 | 0.05035 | 0.0043157 | 0.0043157 | 0.002014 | 0.002014 | 0.002014 | 0.002014 | 0.002014 | 11.0141 | 11.0141 | 5.1399 | 5.1399 | 5.1399 | 5.1399 | 5.1399 | 0.0022664 | 0.0022664 | 0.0010577 | 0.0010577 | 0.0010577 | 0.0010577 | 0.0010577 | 2837.1112 | 2837.1112 | 2837.1112 | 2837.1112 | 2837.1112 | 2837.1112 | 2837.1112 | 0 | 0 | 0 | 0 | 0 | 0 | 0 | 0.52516 | 0.52516 | 0.52516 | 0.52516 | 0.52516 | 0.52516 | 0.52516 | 0 | 0 | 0 | 0 | 0 | 0 | 0 | Office (large) All ILit all | Office (large) All ILit all | 3817 | 5.5 | 73 | Office (large) All ILit2 all | Office (large) All ILit2 all | Office (large) All ILit2 All | 3901 | 24 | 64 | 3817 | 8.8236 | 0.5964 | 0.055 | 0.055 | 0.055 | 0.055 | 0.11 | 0.18 | 0.28 | 0.45 | 0.7 | 0.73 | 0.73 | 0.73 | 0.73 | 0.73 | 0.73 | 0.73 | 0.67 | 0.57 | 0.43 | 0.3 | 0.2 | 0.15 | 0.1 | 0.1 | 10.1677 | 0.52516 | 0.24 | 0.24 | 0.24 | 0.24 | 0.24 | 0.24 | 0.24 | 0.57333 | 0.61778 | 0.61778 | 0.64 | 0.64 | 0.57333 | 0.57333 | 0.61778 | 0.61778 | 0.64 | 0.57333 | 0.52889 | 0.48444 | 0.39556 | 0.35111 | 0.30667 | 0.30667 | 0 | 0 | 0 | 0 | 0.081481 | 0.18519 | 0.33333 | 0.58519 | 0.95556 | 1 | 1 | 1 | 1 | 1 | 1 | 1 | 0.91111 | 0.76296 | 0.55556 | 0.36296 | 0.21481 | 0.14074 | 0.066667 | 0.066667 | 0 | 0 | 0 | 0 | 0 | 0 | 0 | 0.83333 | 0.94444 | 0.94444 | 1 | 1 | 0.83333 | 0.83333 | 0.94444 | 0.94444 | 1 | 0.83333 | 0.72222 | 0.61111 | 0.38889 | 0.27778 | 0.16667 | 0.16667 | 16 | 0.29 | 0.41 | 0.14 | 0.16 | 0.41429 | 0.046514 | 0.0025092 | 0.0025092 | 0.001171 | 0.001171 | 0.001171 | 0.001171 | 0.001171 |  | 0.10818 | 0.10818 | 0.11206 | 0.11214 | 0.11155 | 0.11201 | 0.11201 | Office - Large - Mechanical/Electrical Room - all | 16 | 8 | 17 | 1571.26 | 643.4704 | 1571.26 | 643.4704 | 0 | 0 | 6.26 | 2.5636 | 0 | 0 | 0 | 0 | 0 | 0 | 0 | 0 | 0 | 0.45 | 0.7 | 0.73 | 0.73 | 0.73 | 0.73 | 0.73 | 0.73 | 0.73 | 0 | 0 | 0 | 0 | 0 | 0 | 0 | 0 |  | 1373.2489 | 1178.8448 | 1373.2489 | 1178.8448 | 0 | 0 | 5.4711 | 4.6966 | 0 | 0 | 0 | 0 | 0 | 0 | 0 | 0 | 0 | 0.57333 | 0.61778 | 0.61778 | 0.64 | 0.64 | 0.57333 | 0.57333 | 0.61778 | 0.61778 | 0 | 0 | 0 | 0 | 0 | 0 | 0 | 0 | 0.92201 | 0.84 | 0.94691 | 0.84
1321 | 13 | 21 | 5 | 1 |  |  |  |  | Office - Large | Office (Executive/Private) | Office - Large - Office (Executive/Private) |  | Office - Large | Office - Large - Office (Executive/Private) | Office (large) All | Sat | Open | 52 | 52 | 0.25 | 1.1688 | 1.1688 | 1.1688 | 1.1688 | 1.0789 | 1.0789 | 1.0789 | 0 | 0 | 0 | 0 | 0 | 0 | 0 | 32.0018 | 32.0018 | 32.0018 | 32.0018 | 29.5401 | 29.5401 | 29.5401 | 0 | 0 | 0 | 0 | 0 | 0 | 0 | 0 | 0 | 0 | 0 | 0 | 0 | 0 | 0 | 0 | 0 | 0 | 0 | 0 | 0 | 0 | 0 | 0 | 0 | 0 | 0 | 0 | 0 | 0 | 0 | 0 | 0 | 0 | 0 | 0.093507 | 0.093507 | 0.093507 | 0.093507 | 0.086314 | 0.086314 | 0.086314 | 0 | 0 | 0 | 0 | 0 | 0 | 0 | 4.0909 | 4.0909 | 4.0909 | 4.0909 | 3.7763 | 3.7763 | 3.7763 | 0 | 0 | 0 | 0 | 0 | 0 | 0 | 0 | 0 | 0 | 0 | 0 | 0 | 0 | 0 | 0 | 0 | 0 | 0 | 0 | 0 | 0 | 0 | 0 | 0 | 0 | 0 | 0 | 0 | 0 | 0 | 0 | 0 | 0 | 0 | Office (large) All ILit Sat | Office (large) All ILit all | 3818 | 5 | 25 | Office (large) All ILit2 Sat | Office (large) All ILit2 Sat | Office (large) All ILit2 All | 3902 | 12 | 28 | 3818 | 2.1061 | 0.175 | 0.05 | 0.05 | 0.05 | 0.05 | 0.05 | 0.05 | 0.05 | 0.21471 | 0.25 | 0.25 | 0.25 | 0.25 | 0.25 | 0.25 | 0.25 | 0.25 | 0.25 | 0.05 | 0.05 | 0.05 | 0.05 | 0.05 | 0.05 | 0.05 | 3.3654 | 0.19161 | 0.12 | 0.12 | 0.12 | 0.12 | 0.12 | 0.12 | 0.12 | 0.25176 | 0.27059 | 0.27059 | 0.28 | 0.28 | 0.25176 | 0.25176 | 0.27059 | 0.27059 | 0.28 | 0.12 | 0.12 | 0.12 | 0.12 | 0.12 | 0.12 | 0.12 | 0 | 0 | 0 | 0 | 0 | 0 | 0 | 0.82353 | 1 | 1 | 1 | 1 | 1 | 1 | 1 | 1 | 1 | 0 | 0 | 0 | 0 | 0 | 0 | 0 | 0 | 0 | 0 | 0 | 0 | 0 | 0 | 0.82353 | 0.94118 | 0.94118 | 1 | 1 | 0.82353 | 0.82353 | 0.94118 | 0.94118 | 1 | 0 | 0 | 0 | 0 | 0 | 0 | 0 | 30 | 0.66337 | 0.20792 | 0.079208 | 0.049505 | 0.76136 | 0 | 0 | 0 | 0 | 0 | 0 | 0 | 0 |  | 0.10818 | 0.10818 | 0.11206 | 0.11214 | 0.11155 | 0.11201 | 0.11201 | Office - Large - Office (Executive/Private) - Sat | 10 | 8 | 17 | 115.1647 | -5.6475 | 0 | 0 | 115.1647 | -5.6475 | 0 | 0 | 2.2147 | -0.10861 | 0 | 0 | 0 | 0 | 0 | 0 | 0 | 0.21471 | 0.25 | 0.25 | 0.25 | 0.25 | 0.25 | 0.25 | 0.25 | 0.25 | 0 | 0 | 0 | 0 | 0 | 0 | 0 | 0 |  | 124.6776 | 50.3225 | 0 | 0 | 124.6776 | 50.3225 | 0 | 0 | 2.3976 | 0.96774 | 0 | 0 | 0 | 0 | 0 | 0 | 0 | 0.25176 | 0.27059 | 0.27059 | 0.28 | 0.28 | 0.25176 | 0.25176 | 0.27059 | 0.27059 | 0 | 0 | 0 | 0 | 0 | 0 | 0 | 0 | 0.6655 | 0.7 | 0.77229 | 0.7
1322 | 13 | 22 | 6 | 2 |  |  |  |  | Office - Large | Office (Executive/Private) | Office - Large - Office (Executive/Private) |  | Office - Large | Office - Large - Office (Executive/Private) | Office (large) All | Sun | Closed | 52 | 52 | 0.25 | 1.1688 | 1.1688 | 1.1688 | 1.1688 | 1.0789 | 1.0789 | 1.0789 | 0 | 0 | 0 | 0 | 0 | 0 | 0 | 12.1345 | 12.1345 | 12.1345 | 12.1345 | 11.2011 | 11.2011 | 11.2011 | 0 | 0 | 0 | 0 | 0 | 0 | 0 | 0 | 0 | 0 | 0 | 0 | 0 | 0 | 0 | 0 | 0 | 0 | 0 | 0 | 0 | 0 | 0 | 0 | 0 | 0 | 0 | 0 | 0 | 0 | 0 | 0 | 0 | 0 | 0 | 0.093507 | 0.093507 | 0.093507 | 0.093507 | 0.086314 | 0.086314 | 0.086314 | 0 | 0 | 0 | 0 | 0 | 0 | 0 | 1.1266 | 1.1266 | 1.1266 | 1.1266 | 1.0399 | 1.0399 | 1.0399 | 0 | 0 | 0 | 0 | 0 | 0 | 0 | 0 | 0 | 0 | 0 | 0 | 0 | 0 | 0 | 0 | 0 | 0 | 0 | 0 | 0 | 0 | 0 | 0 | 0 | 0 | 0 | 0 | 0 | 0 | 0 | 0 | 0 | 0 | 0 | Office (large) All ILit Cls | Office (large) All ILit Cls | 2 | 5 | 5 | Office (large) All ILit2 Cls | Office (large) All ILit Cls | Office (large) All ILit Cls | 2 | 5 | 5 | 2 | 0.7986 | 0.035 | 0.05 | 0.05 | 0.05 | 0.05 | 0.05 | 0.05 | 0.05 | 0.05 | 0.05 | 0.05 | 0.05 | 0.05 | 0.05 | 0.05 | 0.05 | 0.05 | 0.05 | 0.05 | 0.05 | 0.05 | 0.05 | 0.05 | 0.05 | 0.05 | 0.92675 | 0.035 | 0.05 | 0.05 | 0.05 | 0.05 | 0.05 | 0.05 | 0.05 | 0.05 | 0.05 | 0.05 | 0.05 | 0.05 | 0.05 | 0.05 | 0.05 | 0.05 | 0.05 | 0.05 | 0.05 | 0.05 | 0.05 | 0.05 | 0.05 | 0.05 | 0 | 0 | 0 | 0 | 0 | 0 | 0 | 0 | 0 | 0 | 0 | 0 | 0 | 0 | 0 | 0 | 0 | 0 | 0 | 0 | 0 | 0 | 0 | 0 | 0 | 0 | 0 | 0 | 0 | 0 | 0 | 0 | 0 | 0 | 0 | 0 | 0 | 0 | 0 | 0 | 0 | 0 | 0 | 0 | 0 | 0 | 0 | 0 | 30 | 0.66337 | 0.20792 | 0.079208 | 0.049505 | 0.76136 | 0 | 0 | 0 | 0 | 0 | 0 | 0 | 0 |  | 0.10818 | 0.10818 | 0.11206 | 0.11214 | 0.11155 | 0.11201 | 0.11201 | Office - Large - Office (Executive/Private) - Sun | 12 | 8 | 17 | 0 | 41.527 | 0 | 0 | 0 | 41.527 | 0 | 0 | 0 | 0.7986 | 0 | 0 | 0 | 0 | 0 | 0 | 0 | 0 | 0 | 0 | 0 | 0 | 0 | 0 | 0 | 0 | 0 | 0 | 0 | 0 | 0 | 0 | 0 | 0 |  | 0 | 48.1912 | 0 | 0 | 0 | 48.1912 | 0 | 0 | 0 | 0.92675 | 0 | 0 | 0 | 0 | 0 | 0 | 0 | 0 | 0 | 0 | 0 | 0 | 0 | 0 | 0 | 0 | 0 | 0 | 0 | 0 | 0 | 0 | 0 | 0 | 0.6655 | 0.7 | 0.77229 | 0.7
1323 | 13 | 23 | 7 | 3 |  |  |  |  | Office - Large | Office (Executive/Private) | Office - Large - Office (Executive/Private) |  | Office - Large | Office - Large - Office (Executive/Private) | Office (large) All | Hol | Closed | 10 | 10 | 0.25 | 1.1688 | 1.1688 | 1.1688 | 1.1688 | 1.0789 | 1.0789 | 1.0789 | 0 | 0 | 0 | 0 | 0 | 0 | 0 | 2.3336 | 2.3336 | 2.3336 | 2.3336 | 2.1541 | 2.1541 | 2.1541 | 0 | 0 | 0 | 0 | 0 | 0 | 0 | 0 | 0 | 0 | 0 | 0 | 0 | 0 | 0 | 0 | 0 | 0 | 0 | 0 | 0 | 0 | 0 | 0 | 0 | 0 | 0 | 0 | 0 | 0 | 0 | 0 | 0 | 0 | 0 | 0.093507 | 0.093507 | 0.093507 | 0.093507 | 0.086314 | 0.086314 | 0.086314 | 0 | 0 | 0 | 0 | 0 | 0 | 0 | 0.21665 | 0.21665 | 0.21665 | 0.21665 | 0.19998 | 0.19998 | 0.19998 | 0 | 0 | 0 | 0 | 0 | 0 | 0 | 0 | 0 | 0 | 0 | 0 | 0 | 0 | 0 | 0 | 0 | 0 | 0 | 0 | 0 | 0 | 0 | 0 | 0 | 0 | 0 | 0 | 0 | 0 | 0 | 0 | 0 | 0 | 0 | Office (large) All ILit Cls | Office (large) All ILit Cls | 2 | 5 | 5 | Office (large) All ILit2 Cls | Office (large) All ILit Cls | Office (large) All ILit Cls | 2 | 5 | 5 | 2 | 0.7986 | 0.035 | 0.05 | 0.05 | 0.05 | 0.05 | 0.05 | 0.05 | 0.05 | 0.05 | 0.05 | 0.05 | 0.05 | 0.05 | 0.05 | 0.05 | 0.05 | 0.05 | 0.05 | 0.05 | 0.05 | 0.05 | 0.05 | 0.05 | 0.05 | 0.05 | 0.92675 | 0.035 | 0.05 | 0.05 | 0.05 | 0.05 | 0.05 | 0.05 | 0.05 | 0.05 | 0.05 | 0.05 | 0.05 | 0.05 | 0.05 | 0.05 | 0.05 | 0.05 | 0.05 | 0.05 | 0.05 | 0.05 | 0.05 | 0.05 | 0.05 | 0.05 | 0 | 0 | 0 | 0 | 0 | 0 | 0 | 0 | 0 | 0 | 0 | 0 | 0 | 0 | 0 | 0 | 0 | 0 | 0 | 0 | 0 | 0 | 0 | 0 | 0 | 0 | 0 | 0 | 0 | 0 | 0 | 0 | 0 | 0 | 0 | 0 | 0 | 0 | 0 | 0 | 0 | 0 | 0 | 0 | 0 | 0 | 0 | 0 | 30 | 0.66337 | 0.20792 | 0.079208 | 0.049505 | 0.76136 | 0 | 0 | 0 | 0 | 0 | 0 | 0 | 0 |  | 0.10818 | 0.10818 | 0.11206 | 0.11214 | 0.11155 | 0.11201 | 0.11201 | Office - Large - Office (Executive/Private) - Hol | 14 | 8 | 17 | 0 | 7.986 | 0 | 0 | 0 | 7.986 | 0 | 0 | 0 | 0.7986 | 0 | 0 | 0 | 0 | 0 | 0 | 0 | 0 | 0 | 0 | 0 | 0 | 0 | 0 | 0 | 0 | 0 | 0 | 0 | 0 | 0 | 0 | 0 | 0 |  | 0 | 9.2675 | 0 | 0 | 0 | 9.2675 | 0 | 0 | 0 | 0.92675 | 0 | 0 | 0 | 0 | 0 | 0 | 0 | 0 | 0 | 0 | 0 | 0 | 0 | 0 | 0 | 0 | 0 | 0 | 0 | 0 | 0 | 0 | 0 | 0 | 0.6655 | 0.7 | 0.77229 | 0.7
1324 | 13 | 24 | 8 | 4 |  |  | Office - Large - Office (Executive/Private) | Office - Large - Office (Executive/Private) | Office - Large | Office (Executive/Private) | Office - Large - Office (Executive/Private) |  | Office - Large | Office - Large - Office (Executive/Private) | Office (large) All | all | Open | 251 | 251 | 0.25 | 1.1688 | 1.1688 | 1.1688 | 1.1688 | 1.0789 | 1.0789 | 1.0789 | 0.29221 | 0.29221 | 0.29221 | 0.29221 | 0.26973 | 0.26973 | 0.26973 | 467.1148 | 467.1148 | 467.1148 | 467.1148 | 431.1829 | 431.1829 | 431.1829 | 0.14523 | 0.14523 | 0.14523 | 0.14523 | 0.13406 | 0.13406 | 0.13406 | 1757.5992 | 1757.5992 | 1757.5992 | 1757.5992 | 1757.5992 | 1757.5992 | 1757.5992 | 0 | 0 | 0 | 0 | 0 | 0 | 0 | 0.497 | 0.497 | 0.497 | 0.497 | 0.497 | 0.497 | 0.497 | 0 | 0 | 0 | 0 | 0 | 0 | 0 | 0.093507 | 0.093507 | 0.093507 | 0.093507 | 0.086314 | 0.086314 | 0.086314 | 0.023377 | 0.023377 | 0.023377 | 0.023377 | 0.021579 | 0.021579 | 0.021579 | 48.6582 | 48.6582 | 48.6582 | 48.6582 | 44.9152 | 44.9152 | 44.9152 | 0.01023 | 0.01023 | 0.01023 | 0.01023 | 0.0094434 | 0.0094434 | 0.0094434 | 2313.9333 | 2313.9333 | 2313.9333 | 2313.9333 | 2313.9333 | 2313.9333 | 2313.9333 | 0 | 0 | 0 | 0 | 0 | 0 | 0 | 0.43763 | 0.43763 | 0.43763 | 0.43763 | 0.43763 | 0.43763 | 0.43763 | 0 | 0 | 0 | 0 | 0 | 0 | 0 | Office (large) All ILit all | Office (large) All ILit all | 3817 | 5.5 | 73 | Office (large) All ILit2 all | Office (large) All ILit2 all | Office (large) All ILit2 All | 3901 | 24 | 64 | 3817 | 6.3688 | 0.497 | 0.055 | 0.055 | 0.055 | 0.055 | 0.11 | 0.18 | 0.28 | 0.45 | 0.7 | 0.73 | 0.73 | 0.73 | 0.73 | 0.73 | 0.73 | 0.73 | 0.67 | 0.57 | 0.43 | 0.3 | 0.2 | 0.15 | 0.1 | 0.1 | 8.2927 | 0.43763 | 0.24 | 0.24 | 0.24 | 0.24 | 0.24 | 0.24 | 0.24 | 0.57333 | 0.61778 | 0.61778 | 0.64 | 0.64 | 0.57333 | 0.57333 | 0.61778 | 0.61778 | 0.64 | 0.57333 | 0.52889 | 0.48444 | 0.39556 | 0.35111 | 0.30667 | 0.30667 | 0 | 0 | 0 | 0 | 0.081481 | 0.18519 | 0.33333 | 0.58519 | 0.95556 | 1 | 1 | 1 | 1 | 1 | 1 | 1 | 0.91111 | 0.76296 | 0.55556 | 0.36296 | 0.21481 | 0.14074 | 0.066667 | 0.066667 | 0 | 0 | 0 | 0 | 0 | 0 | 0 | 0.83333 | 0.94444 | 0.94444 | 1 | 1 | 0.83333 | 0.83333 | 0.94444 | 0.94444 | 1 | 0.83333 | 0.72222 | 0.61111 | 0.38889 | 0.27778 | 0.16667 | 0.16667 | 30 | 0.66337 | 0.20792 | 0.079208 | 0.049505 | 0.76136 | 0.16625 | 0.048579 | 0.048579 | 0.048579 | 0.048579 | 0.044842 | 0.044842 | 0.044842 |  | 0.10818 | 0.10818 | 0.11206 | 0.11214 | 0.11155 | 0.11201 | 0.11201 | Office - Large - Office (Executive/Private) - all | 16 | 8 | 17 | 1571.26 | 27.309 | 1571.26 | 27.309 | 0 | 0 | 6.26 | 0.1088 | 0 | 0 | 0 | 0 | 0 | 0 | 0 | 0 | 0 | 0.45 | 0.7 | 0.73 | 0.73 | 0.73 | 0.73 | 0.73 | 0.73 | 0.73 | 0 | 0 | 0 | 0 | 0 | 0 | 0 | 0 |  | 1373.2489 | 708.2256 | 1373.2489 | 708.2256 | 0 | 0 | 5.4711 | 2.8216 | 0 | 0 | 0 | 0 | 0 | 0 | 0 | 0 | 0 | 0.57333 | 0.61778 | 0.61778 | 0.64 | 0.64 | 0.57333 | 0.57333 | 0.61778 | 0.61778 | 0 | 0 | 0 | 0 | 0 | 0 | 0 | 0 | 0.6655 | 0.7 | 0.77229 | 0.7
1325 | 13 | 25 | 5 | 1 |  |  |  |  | Office - Large | Office (Open Plan) | Office - Large - Office (Open Plan) |  | Office - Large | Office - Large - Office (Open Plan) | Office (large) All | Sat | Open | 52 | 52 | 0.45 | 1.3487 | 1.3487 | 1.1688 | 1.1688 | 1.0789 | 0.98901 | 0.98901 | 0 | 0 | 0 | 0 | 0 | 0 | 0 | 83.1693 | 83.1693 | 72.0801 | 72.0801 | 66.5354 | 60.9908 | 60.9908 | 0 | 0 | 0 | 0 | 0 | 0 | 0 | 0 | 0 | 0 | 0 | 0 | 0 | 0 | 0 | 0 | 0 | 0 | 0 | 0 | 0 | 0 | 0 | 0 | 0 | 0 | 0 | 0 | 0 | 0 | 0 | 0 | 0 | 0 | 0 | 0.10789 | 0.10789 | 0.093507 | 0.093507 | 0.086314 | 0.079121 | 0.079121 | 0 | 0 | 0 | 0 | 0 | 0 | 0 | 9.7491 | 9.7491 | 8.4493 | 8.4493 | 7.7993 | 7.1494 | 7.1494 | 0 | 0 | 0 | 0 | 0 | 0 | 0 | 0 | 0 | 0 | 0 | 0 | 0 | 0 | 0 | 0 | 0 | 0 | 0 | 0 | 0 | 0 | 0 | 0 | 0 | 0 | 0 | 0 | 0 | 0 | 0 | 0 | 0 | 0 | 0 | Office (large) All ILit Sat | Office (large) All ILit all | 3818 | 5 | 25 | Office (large) All ILit2 Sat | Office (large) All ILit2 Sat | Office (large) All ILit2 All | 3902 | 12 | 28 | 3818 | 2.6354 | 0.2125 | 0.05 | 0.05 | 0.05 | 0.05 | 0.05 | 0.05 | 0.05 | 0.21471 | 0.25 | 0.25 | 0.25 | 0.25 | 0.25 | 0.25 | 0.25 | 0.25 | 0.25 | 0.05 | 0.05 | 0.05 | 0.05 | 0.05 | 0.05 | 0.05 | 3.8615 | 0.23267 | 0.12 | 0.12 | 0.12 | 0.12 | 0.12 | 0.12 | 0.12 | 0.25176 | 0.27059 | 0.27059 | 0.28 | 0.28 | 0.25176 | 0.25176 | 0.27059 | 0.27059 | 0.28 | 0.12 | 0.12 | 0.12 | 0.12 | 0.12 | 0.12 | 0.12 | 0 | 0 | 0 | 0 | 0 | 0 | 0 | 0.82353 | 1 | 1 | 1 | 1 | 1 | 1 | 1 | 1 | 1 | 0 | 0 | 0 | 0 | 0 | 0 | 0 | 0 | 0 | 0 | 0 | 0 | 0 | 0 | 0.82353 | 0.94118 | 0.94118 | 1 | 1 | 0.82353 | 0.82353 | 0.94118 | 0.94118 | 1 | 0 | 0 | 0 | 0 | 0 | 0 | 0 | 15 | 0.66337 | 0.20792 | 0.079208 | 0.049505 | 0.76136 | 0 | 0 | 0 | 0 | 0 | 0 | 0 | 0 |  | 0.10818 | 0.10818 | 0.11206 | 0.11214 | 0.11155 | 0.11201 | 0.11201 | Office - Large - Office (Open Plan) - Sat | 10 | 8 | 17 | 115.1647 | 21.8763 | 0 | 0 | 115.1647 | 21.8763 | 0 | 0 | 2.2147 | 0.4207 | 0 | 0 | 0 | 0 | 0 | 0 | 0 | 0.21471 | 0.25 | 0.25 | 0.25 | 0.25 | 0.25 | 0.25 | 0.25 | 0.25 | 0 | 0 | 0 | 0 | 0 | 0 | 0 | 0 |  | 124.6776 | 76.1212 | 0 | 0 | 124.6776 | 76.1212 | 0 | 0 | 2.3976 | 1.4639 | 0 | 0 | 0 | 0 | 0 | 0 | 0 | 0.25176 | 0.27059 | 0.27059 | 0.28 | 0.28 | 0.25176 | 0.25176 | 0.27059 | 0.27059 | 0 | 0 | 0 | 0 | 0 | 0 | 0 | 0 | 0.83275 | 0.85 | 0.88615 | 0.85
1326 | 13 | 26 | 6 | 2 |  |  |  |  | Office - Large | Office (Open Plan) | Office - Large - Office (Open Plan) |  | Office - Large | Office - Large - Office (Open Plan) | Office (large) All | Sun | Closed | 52 | 52 | 0.45 | 1.3487 | 1.3487 | 1.1688 | 1.1688 | 1.0789 | 0.98901 | 0.98901 | 0 | 0 | 0 | 0 | 0 | 0 | 0 | 31.5363 | 31.5363 | 27.3315 | 27.3315 | 25.2291 | 23.1266 | 23.1266 | 0 | 0 | 0 | 0 | 0 | 0 | 0 | 0 | 0 | 0 | 0 | 0 | 0 | 0 | 0 | 0 | 0 | 0 | 0 | 0 | 0 | 0 | 0 | 0 | 0 | 0 | 0 | 0 | 0 | 0 | 0 | 0 | 0 | 0 | 0 | 0.10789 | 0.10789 | 0.093507 | 0.093507 | 0.086314 | 0.079121 | 0.079121 | 0 | 0 | 0 | 0 | 0 | 0 | 0 | 2.6847 | 2.6847 | 2.3267 | 2.3267 | 2.1478 | 1.9688 | 1.9688 | 0 | 0 | 0 | 0 | 0 | 0 | 0 | 0 | 0 | 0 | 0 | 0 | 0 | 0 | 0 | 0 | 0 | 0 | 0 | 0 | 0 | 0 | 0 | 0 | 0 | 0 | 0 | 0 | 0 | 0 | 0 | 0 | 0 | 0 | 0 | Office (large) All ILit Cls | Office (large) All ILit Cls | 2 | 5 | 5 | Office (large) All ILit2 Cls | Office (large) All ILit Cls | Office (large) All ILit Cls | 2 | 5 | 5 | 2 | 0.9993 | 0.0425 | 0.05 | 0.05 | 0.05 | 0.05 | 0.05 | 0.05 | 0.05 | 0.05 | 0.05 | 0.05 | 0.05 | 0.05 | 0.05 | 0.05 | 0.05 | 0.05 | 0.05 | 0.05 | 0.05 | 0.05 | 0.05 | 0.05 | 0.05 | 0.05 | 1.0634 | 0.0425 | 0.05 | 0.05 | 0.05 | 0.05 | 0.05 | 0.05 | 0.05 | 0.05 | 0.05 | 0.05 | 0.05 | 0.05 | 0.05 | 0.05 | 0.05 | 0.05 | 0.05 | 0.05 | 0.05 | 0.05 | 0.05 | 0.05 | 0.05 | 0.05 | 0 | 0 | 0 | 0 | 0 | 0 | 0 | 0 | 0 | 0 | 0 | 0 | 0 | 0 | 0 | 0 | 0 | 0 | 0 | 0 | 0 | 0 | 0 | 0 | 0 | 0 | 0 | 0 | 0 | 0 | 0 | 0 | 0 | 0 | 0 | 0 | 0 | 0 | 0 | 0 | 0 | 0 | 0 | 0 | 0 | 0 | 0 | 0 | 15 | 0.66337 | 0.20792 | 0.079208 | 0.049505 | 0.76136 | 0 | 0 | 0 | 0 | 0 | 0 | 0 | 0 |  | 0.10818 | 0.10818 | 0.11206 | 0.11214 | 0.11155 | 0.11201 | 0.11201 | Office - Large - Office (Open Plan) - Sun | 12 | 8 | 17 | 0 | 51.9635 | 0 | 0 | 0 | 51.9635 | 0 | 0 | 0 | 0.9993 | 0 | 0 | 0 | 0 | 0 | 0 | 0 | 0 | 0 | 0 | 0 | 0 | 0 | 0 | 0 | 0 | 0 | 0 | 0 | 0 | 0 | 0 | 0 | 0 |  | 0 | 55.2956 | 0 | 0 | 0 | 55.2956 | 0 | 0 | 0 | 1.0634 | 0 | 0 | 0 | 0 | 0 | 0 | 0 | 0 | 0 | 0 | 0 | 0 | 0 | 0 | 0 | 0 | 0 | 0 | 0 | 0 | 0 | 0 | 0 | 0 | 0.83275 | 0.85 | 0.88615 | 0.85
1327 | 13 | 27 | 7 | 3 |  |  |  |  | Office - Large | Office (Open Plan) | Office - Large - Office (Open Plan) |  | Office - Large | Office - Large - Office (Open Plan) | Office (large) All | Hol | Closed | 10 | 10 | 0.45 | 1.3487 | 1.3487 | 1.1688 | 1.1688 | 1.0789 | 0.98901 | 0.98901 | 0 | 0 | 0 | 0 | 0 | 0 | 0 | 6.0647 | 6.0647 | 5.2561 | 5.2561 | 4.8517 | 4.4474 | 4.4474 | 0 | 0 | 0 | 0 | 0 | 0 | 0 | 0 | 0 | 0 | 0 | 0 | 0 | 0 | 0 | 0 | 0 | 0 | 0 | 0 | 0 | 0 | 0 | 0 | 0 | 0 | 0 | 0 | 0 | 0 | 0 | 0 | 0 | 0 | 0 | 0.10789 | 0.10789 | 0.093507 | 0.093507 | 0.086314 | 0.079121 | 0.079121 | 0 | 0 | 0 | 0 | 0 | 0 | 0 | 0.51629 | 0.51629 | 0.44745 | 0.44745 | 0.41303 | 0.37861 | 0.37861 | 0 | 0 | 0 | 0 | 0 | 0 | 0 | 0 | 0 | 0 | 0 | 0 | 0 | 0 | 0 | 0 | 0 | 0 | 0 | 0 | 0 | 0 | 0 | 0 | 0 | 0 | 0 | 0 | 0 | 0 | 0 | 0 | 0 | 0 | 0 | Office (large) All ILit Cls | Office (large) All ILit Cls | 2 | 5 | 5 | Office (large) All ILit2 Cls | Office (large) All ILit Cls | Office (large) All ILit Cls | 2 | 5 | 5 | 2 | 0.9993 | 0.0425 | 0.05 | 0.05 | 0.05 | 0.05 | 0.05 | 0.05 | 0.05 | 0.05 | 0.05 | 0.05 | 0.05 | 0.05 | 0.05 | 0.05 | 0.05 | 0.05 | 0.05 | 0.05 | 0.05 | 0.05 | 0.05 | 0.05 | 0.05 | 0.05 | 1.0634 | 0.0425 | 0.05 | 0.05 | 0.05 | 0.05 | 0.05 | 0.05 | 0.05 | 0.05 | 0.05 | 0.05 | 0.05 | 0.05 | 0.05 | 0.05 | 0.05 | 0.05 | 0.05 | 0.05 | 0.05 | 0.05 | 0.05 | 0.05 | 0.05 | 0.05 | 0 | 0 | 0 | 0 | 0 | 0 | 0 | 0 | 0 | 0 | 0 | 0 | 0 | 0 | 0 | 0 | 0 | 0 | 0 | 0 | 0 | 0 | 0 | 0 | 0 | 0 | 0 | 0 | 0 | 0 | 0 | 0 | 0 | 0 | 0 | 0 | 0 | 0 | 0 | 0 | 0 | 0 | 0 | 0 | 0 | 0 | 0 | 0 | 15 | 0.66337 | 0.20792 | 0.079208 | 0.049505 | 0.76136 | 0 | 0 | 0 | 0 | 0 | 0 | 0 | 0 |  | 0.10818 | 0.10818 | 0.11206 | 0.11214 | 0.11155 | 0.11201 | 0.11201 | Office - Large - Office (Open Plan) - Hol | 14 | 8 | 17 | 0 | 9.993 | 0 | 0 | 0 | 9.993 | 0 | 0 | 0 | 0.9993 | 0 | 0 | 0 | 0 | 0 | 0 | 0 | 0 | 0 | 0 | 0 | 0 | 0 | 0 | 0 | 0 | 0 | 0 | 0 | 0 | 0 | 0 | 0 | 0 |  | 0 | 10.6338 | 0 | 0 | 0 | 10.6338 | 0 | 0 | 0 | 1.0634 | 0 | 0 | 0 | 0 | 0 | 0 | 0 | 0 | 0 | 0 | 0 | 0 | 0 | 0 | 0 | 0 | 0 | 0 | 0 | 0 | 0 | 0 | 0 | 0 | 0.83275 | 0.85 | 0.88615 | 0.85
1328 | 13 | 28 | 8 | 4 |  |  | Office - Large - Office (Open Plan) | Office - Large - Office (Open Plan) | Office - Large | Office (Open Plan) | Office - Large - Office (Open Plan) |  | Office - Large | Office - Large - Office (Open Plan) | Office (large) All | all | Open | 251 | 251 | 0.45 | 1.3487 | 1.3487 | 1.1688 | 1.1688 | 1.0789 | 0.98901 | 0.98901 | 0.60689 | 0.60689 | 0.52597 | 0.52597 | 0.48552 | 0.44506 | 0.44506 | 1213.9814 | 1213.9814 | 1052.1172 | 1052.1172 | 971.1851 | 890.253 | 890.253 | 0.36626 | 0.36626 | 0.31743 | 0.31743 | 0.29301 | 0.26859 | 0.26859 | 2199.317 | 2199.317 | 2199.317 | 2199.317 | 2199.317 | 2199.317 | 2199.317 | 0 | 0 | 0 | 0 | 0 | 0 | 0 | 0.6035 | 0.6035 | 0.6035 | 0.6035 | 0.6035 | 0.6035 | 0.6035 | 0 | 0 | 0 | 0 | 0 | 0 | 0 | 0.10789 | 0.10789 | 0.093507 | 0.093507 | 0.086314 | 0.079121 | 0.079121 | 0.048552 | 0.048552 | 0.042078 | 0.042078 | 0.038841 | 0.035605 | 0.035605 | 115.9576 | 115.9576 | 100.4966 | 100.4966 | 92.7661 | 85.0355 | 85.0355 | 0.025801 | 0.025801 | 0.022361 | 0.022361 | 0.020641 | 0.018921 | 0.018921 | 2655.0566 | 2655.0566 | 2655.0566 | 2655.0566 | 2655.0566 | 2655.0566 | 2655.0566 | 0 | 0 | 0 | 0 | 0 | 0 | 0 | 0.53141 | 0.53141 | 0.53141 | 0.53141 | 0.53141 | 0.53141 | 0.53141 | 0 | 0 | 0 | 0 | 0 | 0 | 0 | Office (large) All ILit all | Office (large) All ILit all | 3817 | 5.5 | 73 | Office (large) All ILit2 all | Office (large) All ILit2 all | Office (large) All ILit2 All | 3901 | 24 | 64 | 3817 | 7.9694 | 0.6035 | 0.055 | 0.055 | 0.055 | 0.055 | 0.11 | 0.18 | 0.28 | 0.45 | 0.7 | 0.73 | 0.73 | 0.73 | 0.73 | 0.73 | 0.73 | 0.73 | 0.67 | 0.57 | 0.43 | 0.3 | 0.2 | 0.15 | 0.1 | 0.1 | 9.5153 | 0.53141 | 0.24 | 0.24 | 0.24 | 0.24 | 0.24 | 0.24 | 0.24 | 0.57333 | 0.61778 | 0.61778 | 0.64 | 0.64 | 0.57333 | 0.57333 | 0.61778 | 0.61778 | 0.64 | 0.57333 | 0.52889 | 0.48444 | 0.39556 | 0.35111 | 0.30667 | 0.30667 | 0 | 0 | 0 | 0 | 0.081481 | 0.18519 | 0.33333 | 0.58519 | 0.95556 | 1 | 1 | 1 | 1 | 1 | 1 | 1 | 0.91111 | 0.76296 | 0.55556 | 0.36296 | 0.21481 | 0.14074 | 0.066667 | 0.066667 | 0 | 0 | 0 | 0 | 0 | 0 | 0 | 0.83333 | 0.94444 | 0.94444 | 1 | 1 | 0.83333 | 0.83333 | 0.94444 | 0.94444 | 1 | 0.83333 | 0.72222 | 0.61111 | 0.38889 | 0.27778 | 0.16667 | 0.16667 | 15 | 0.66337 | 0.20792 | 0.079208 | 0.049505 | 0.76136 | 0.10094 | 0.061258 | 0.061258 | 0.05309 | 0.05309 | 0.049006 | 0.044922 | 0.044922 |  | 0.10818 | 0.10818 | 0.11206 | 0.11214 | 0.11155 | 0.11201 | 0.11201 | Office - Large - Office (Open Plan) - all | 16 | 8 | 17 | 1571.26 | 429.0595 | 1571.26 | 429.0595 | 0 | 0 | 6.26 | 1.7094 | 0 | 0 | 0 | 0 | 0 | 0 | 0 | 0 | 0 | 0.45 | 0.7 | 0.73 | 0.73 | 0.73 | 0.73 | 0.73 | 0.73 | 0.73 | 0 | 0 | 0 | 0 | 0 | 0 | 0 | 0 |  | 1373.2489 | 1015.0795 | 1373.2489 | 1015.0795 | 0 | 0 | 5.4711 | 4.0441 | 0 | 0 | 0 | 0 | 0 | 0 | 0 | 0 | 0 | 0.57333 | 0.61778 | 0.61778 | 0.64 | 0.64 | 0.57333 | 0.57333 | 0.61778 | 0.61778 | 0 | 0 | 0 | 0 | 0 | 0 | 0 | 0 | 0.83275 | 0.85 | 0.88615 | 0.85
1329 | 13 | 29 | 5 | 1 |  |  |  |  | Office - Large | Restrooms | Office - Large - Restrooms |  | Office - Large | Office - Large - Restrooms | Office (large) All | Sat | Open | 52 | 52 | 0.05 | 0.71928 | 0.71928 | 0.53946 | 0.53946 | 0.53946 | 0.53946 | 0.53946 | 0 | 0 | 0 | 0 | 0 | 0 | 0 | 5.1683 | 5.1683 | 3.8763 | 3.8763 | 3.8763 | 3.8763 | 3.8763 | 0 | 0 | 0 | 0 | 0 | 0 | 0 | 0 | 0 | 0 | 0 | 0 | 0 | 0 | 0 | 0 | 0 | 0 | 0 | 0 | 0 | 0 | 0 | 0 | 0 | 0 | 0 | 0 | 0 | 0 | 0 | 0 | 0 | 0 | 0 | 0.057543 | 0.057543 | 0.043157 | 0.043157 | 0.043157 | 0.043157 | 0.043157 | 0 | 0 | 0 | 0 | 0 | 0 | 0 | 0.59571 | 0.59571 | 0.44678 | 0.44678 | 0.44678 | 0.44678 | 0.44678 | 0 | 0 | 0 | 0 | 0 | 0 | 0 | 0 | 0 | 0 | 0 | 0 | 0 | 0 | 0 | 0 | 0 | 0 | 0 | 0 | 0 | 0 | 0 | 0 | 0 | 0 | 0 | 0 | 0 | 0 | 0 | 0 | 0 | 0 | 0 | Office (large) All ILit Sat | Office (large) All ILit all | 3818 | 5 | 25 | Office (large) All ILit2 Sat | Office (large) All ILit2 Sat | Office (large) All ILit2 All | 3902 | 12 | 28 | 3818 | 2.7636 | 0.185 | 0.05 | 0.05 | 0.05 | 0.05 | 0.05 | 0.05 | 0.05 | 0.21471 | 0.25 | 0.25 | 0.25 | 0.25 | 0.25 | 0.25 | 0.25 | 0.25 | 0.25 | 0.05 | 0.05 | 0.05 | 0.05 | 0.05 | 0.05 | 0.05 | 3.9817 | 0.20256 | 0.12 | 0.12 | 0.12 | 0.12 | 0.12 | 0.12 | 0.12 | 0.25176 | 0.27059 | 0.27059 | 0.28 | 0.28 | 0.25176 | 0.25176 | 0.27059 | 0.27059 | 0.28 | 0.12 | 0.12 | 0.12 | 0.12 | 0.12 | 0.12 | 0.12 | 0 | 0 | 0 | 0 | 0 | 0 | 0 | 0.82353 | 1 | 1 | 1 | 1 | 1 | 1 | 1 | 1 | 1 | 0 | 0 | 0 | 0 | 0 | 0 | 0 | 0 | 0 | 0 | 0 | 0 | 0 | 0 | 0.82353 | 0.94118 | 0.94118 | 1 | 1 | 0.82353 | 0.82353 | 0.94118 | 0.94118 | 1 | 0 | 0 | 0 | 0 | 0 | 0 | 0 | 26 | 0.29 | 0.41 | 0.14 | 0.16 | 0.41429 | 0 | 0 | 0 | 0 | 0 | 0 | 0 | 0 |  | 0.10818 | 0.10818 | 0.11206 | 0.11214 | 0.11155 | 0.11201 | 0.11201 | Office - Large - Restrooms - Sat | 10 | 8 | 17 | 115.1647 | 28.5439 | 0 | 0 | 115.1647 | 28.5439 | 0 | 0 | 2.2147 | 0.54892 | 0 | 0 | 0 | 0 | 0 | 0 | 0 | 0.21471 | 0.25 | 0.25 | 0.25 | 0.25 | 0.25 | 0.25 | 0.25 | 0.25 | 0 | 0 | 0 | 0 | 0 | 0 | 0 | 0 |  | 124.6776 | 82.371 | 0 | 0 | 124.6776 | 82.371 | 0 | 0 | 2.3976 | 1.5841 | 0 | 0 | 0 | 0 | 0 | 0 | 0 | 0.25176 | 0.27059 | 0.27059 | 0.28 | 0.28 | 0.25176 | 0.25176 | 0.27059 | 0.27059 | 0 | 0 | 0 | 0 | 0 | 0 | 0 | 0 | 0.87326 | 0.74 | 0.91373 | 0.74
1330 | 13 | 30 | 6 | 2 |  |  |  |  | Office - Large | Restrooms | Office - Large - Restrooms |  | Office - Large | Office - Large - Restrooms | Office (large) All | Sun | Closed | 52 | 52 | 0.05 | 0.71928 | 0.71928 | 0.53946 | 0.53946 | 0.53946 | 0.53946 | 0.53946 | 0 | 0 | 0 | 0 | 0 | 0 | 0 | 1.9597 | 1.9597 | 1.4698 | 1.4698 | 1.4698 | 1.4698 | 1.4698 | 0 | 0 | 0 | 0 | 0 | 0 | 0 | 0 | 0 | 0 | 0 | 0 | 0 | 0 | 0 | 0 | 0 | 0 | 0 | 0 | 0 | 0 | 0 | 0 | 0 | 0 | 0 | 0 | 0 | 0 | 0 | 0 | 0 | 0 | 0 | 0.057543 | 0.057543 | 0.043157 | 0.043157 | 0.043157 | 0.043157 | 0.043157 | 0 | 0 | 0 | 0 | 0 | 0 | 0 | 0.16404 | 0.16404 | 0.12303 | 0.12303 | 0.12303 | 0.12303 | 0.12303 | 0 | 0 | 0 | 0 | 0 | 0 | 0 | 0 | 0 | 0 | 0 | 0 | 0 | 0 | 0 | 0 | 0 | 0 | 0 | 0 | 0 | 0 | 0 | 0 | 0 | 0 | 0 | 0 | 0 | 0 | 0 | 0 | 0 | 0 | 0 | Office (large) All ILit Cls | Office (large) All ILit Cls | 2 | 5 | 5 | Office (large) All ILit2 Cls | Office (large) All ILit Cls | Office (large) All ILit Cls | 2 | 5 | 5 | 2 | 1.0479 | 0.037 | 0.05 | 0.05 | 0.05 | 0.05 | 0.05 | 0.05 | 0.05 | 0.05 | 0.05 | 0.05 | 0.05 | 0.05 | 0.05 | 0.05 | 0.05 | 0.05 | 0.05 | 0.05 | 0.05 | 0.05 | 0.05 | 0.05 | 0.05 | 0.05 | 1.0965 | 0.037 | 0.05 | 0.05 | 0.05 | 0.05 | 0.05 | 0.05 | 0.05 | 0.05 | 0.05 | 0.05 | 0.05 | 0.05 | 0.05 | 0.05 | 0.05 | 0.05 | 0.05 | 0.05 | 0.05 | 0.05 | 0.05 | 0.05 | 0.05 | 0.05 | 0 | 0 | 0 | 0 | 0 | 0 | 0 | 0 | 0 | 0 | 0 | 0 | 0 | 0 | 0 | 0 | 0 | 0 | 0 | 0 | 0 | 0 | 0 | 0 | 0 | 0 | 0 | 0 | 0 | 0 | 0 | 0 | 0 | 0 | 0 | 0 | 0 | 0 | 0 | 0 | 0 | 0 | 0 | 0 | 0 | 0 | 0 | 0 | 26 | 0.29 | 0.41 | 0.14 | 0.16 | 0.41429 | 0 | 0 | 0 | 0 | 0 | 0 | 0 | 0 |  | 0.10818 | 0.10818 | 0.11206 | 0.11214 | 0.11155 | 0.11201 | 0.11201 | Office - Large - Restrooms - Sun | 12 | 8 | 17 | 0 | 54.4917 | 0 | 0 | 0 | 54.4917 | 0 | 0 | 0 | 1.0479 | 0 | 0 | 0 | 0 | 0 | 0 | 0 | 0 | 0 | 0 | 0 | 0 | 0 | 0 | 0 | 0 | 0 | 0 | 0 | 0 | 0 | 0 | 0 | 0 |  | 0 | 57.0166 | 0 | 0 | 0 | 57.0166 | 0 | 0 | 0 | 1.0965 | 0 | 0 | 0 | 0 | 0 | 0 | 0 | 0 | 0 | 0 | 0 | 0 | 0 | 0 | 0 | 0 | 0 | 0 | 0 | 0 | 0 | 0 | 0 | 0 | 0.87326 | 0.74 | 0.91373 | 0.74
1331 | 13 | 31 | 7 | 3 |  |  |  |  | Office - Large | Restrooms | Office - Large - Restrooms |  | Office - Large | Office - Large - Restrooms | Office (large) All | Hol | Closed | 10 | 10 | 0.05 | 0.71928 | 0.71928 | 0.53946 | 0.53946 | 0.53946 | 0.53946 | 0.53946 | 0 | 0 | 0 | 0 | 0 | 0 | 0 | 0.37687 | 0.37687 | 0.28266 | 0.28266 | 0.28266 | 0.28266 | 0.28266 | 0 | 0 | 0 | 0 | 0 | 0 | 0 | 0 | 0 | 0 | 0 | 0 | 0 | 0 | 0 | 0 | 0 | 0 | 0 | 0 | 0 | 0 | 0 | 0 | 0 | 0 | 0 | 0 | 0 | 0 | 0 | 0 | 0 | 0 | 0 | 0.057543 | 0.057543 | 0.043157 | 0.043157 | 0.043157 | 0.043157 | 0.043157 | 0 | 0 | 0 | 0 | 0 | 0 | 0 | 0.031547 | 0.031547 | 0.02366 | 0.02366 | 0.02366 | 0.02366 | 0.02366 | 0 | 0 | 0 | 0 | 0 | 0 | 0 | 0 | 0 | 0 | 0 | 0 | 0 | 0 | 0 | 0 | 0 | 0 | 0 | 0 | 0 | 0 | 0 | 0 | 0 | 0 | 0 | 0 | 0 | 0 | 0 | 0 | 0 | 0 | 0 | Office (large) All ILit Cls | Office (large) All ILit Cls | 2 | 5 | 5 | Office (large) All ILit2 Cls | Office (large) All ILit Cls | Office (large) All ILit Cls | 2 | 5 | 5 | 2 | 1.0479 | 0.037 | 0.05 | 0.05 | 0.05 | 0.05 | 0.05 | 0.05 | 0.05 | 0.05 | 0.05 | 0.05 | 0.05 | 0.05 | 0.05 | 0.05 | 0.05 | 0.05 | 0.05 | 0.05 | 0.05 | 0.05 | 0.05 | 0.05 | 0.05 | 0.05 | 1.0965 | 0.037 | 0.05 | 0.05 | 0.05 | 0.05 | 0.05 | 0.05 | 0.05 | 0.05 | 0.05 | 0.05 | 0.05 | 0.05 | 0.05 | 0.05 | 0.05 | 0.05 | 0.05 | 0.05 | 0.05 | 0.05 | 0.05 | 0.05 | 0.05 | 0.05 | 0 | 0 | 0 | 0 | 0 | 0 | 0 | 0 | 0 | 0 | 0 | 0 | 0 | 0 | 0 | 0 | 0 | 0 | 0 | 0 | 0 | 0 | 0 | 0 | 0 | 0 | 0 | 0 | 0 | 0 | 0 | 0 | 0 | 0 | 0 | 0 | 0 | 0 | 0 | 0 | 0 | 0 | 0 | 0 | 0 | 0 | 0 | 0 | 26 | 0.29 | 0.41 | 0.14 | 0.16 | 0.41429 | 0 | 0 | 0 | 0 | 0 | 0 | 0 | 0 |  | 0.10818 | 0.10818 | 0.11206 | 0.11214 | 0.11155 | 0.11201 | 0.11201 | Office - Large - Restrooms - Hol | 14 | 8 | 17 | 0 | 10.4792 | 0 | 0 | 0 | 10.4792 | 0 | 0 | 0 | 1.0479 | 0 | 0 | 0 | 0 | 0 | 0 | 0 | 0 | 0 | 0 | 0 | 0 | 0 | 0 | 0 | 0 | 0 | 0 | 0 | 0 | 0 | 0 | 0 | 0 |  | 0 | 10.9647 | 0 | 0 | 0 | 10.9647 | 0 | 0 | 0 | 1.0965 | 0 | 0 | 0 | 0 | 0 | 0 | 0 | 0 | 0 | 0 | 0 | 0 | 0 | 0 | 0 | 0 | 0 | 0 | 0 | 0 | 0 | 0 | 0 | 0 | 0.87326 | 0.74 | 0.91373 | 0.74
1332 | 13 | 32 | 8 | 4 | Office - Large | Office - Large | Office - Large - Restrooms | Office - Large - Restrooms | Office - Large | Restrooms | Office - Large - Restrooms |  | Office - Large | Office - Large - Restrooms | Office (large) All | all | Open | 251 | 251 | 0.05 | 0.71928 | 0.71928 | 0.53946 | 0.53946 | 0.53946 | 0.53946 | 0.53946 | 0.035964 | 0.035964 | 0.026973 | 0.026973 | 0.026973 | 0.026973 | 0.026973 | 75.4398 | 75.4398 | 56.5798 | 56.5798 | 56.5798 | 56.5798 | 56.5798 | 0.018896 | 0.018896 | 0.014172 | 0.014172 | 0.014172 | 0.014172 | 0.014172 | 2306.3225 | 2306.3225 | 2306.3225 | 2306.3225 | 2306.3225 | 2306.3225 | 2306.3225 | 2131.0096 | 2131.0096 | 2108.4188 | 2107.9361 | 2111.1152 | 2107.3548 | 2107.3548 | 0.5254 | 0.5254 | 0.5254 | 0.5254 | 0.5254 | 0.5254 | 0.5254 | 0.57988 | 0.57988 | 0.57611 | 0.57604 | 0.57652 | 0.57537 | 0.57537 | 0.057543 | 0.057543 | 0.043157 | 0.043157 | 0.043157 | 0.043157 | 0.043157 | 0.0028771 | 0.0028771 | 0.0021579 | 0.0021579 | 0.0021579 | 0.0021579 | 0.0021579 | 7.0854 | 7.0854 | 5.3141 | 5.3141 | 5.3141 | 5.3141 | 5.3141 | 0.0013311 | 0.0013311 | 0.0009983 | 0.0009983 | 0.0009983 | 0.0009983 | 0.0009983 | 2737.6933 | 2737.6933 | 2737.6933 | 2737.6933 | 2737.6933 | 2737.6933 | 2737.6933 | 2602.3052 | 2602.3052 | 2584.8591 | 2584.4863 | 2586.9414 | 2584.0374 | 2584.0374 | 0.46264 | 0.46264 | 0.46264 | 0.46264 | 0.46264 | 0.46264 | 0.46264 | 0.51061 | 0.51061 | 0.50729 | 0.50723 | 0.50765 | 0.50664 | 0.50664 | Office (large) All ILit all | Office (large) All ILit all | 3817 | 5.5 | 73 | Office (large) All ILit2 all | Office (large) All ILit2 all | Office (large) All ILit2 All | 3901 | 24 | 64 | 3817 | 8.3571 | 0.5254 | 0.055 | 0.055 | 0.055 | 0.055 | 0.11 | 0.18 | 0.28 | 0.45 | 0.7 | 0.73 | 0.73 | 0.73 | 0.73 | 0.73 | 0.73 | 0.73 | 0.67 | 0.57 | 0.43 | 0.3 | 0.2 | 0.15 | 0.1 | 0.1 | 9.8114 | 0.46264 | 0.24 | 0.24 | 0.24 | 0.24 | 0.24 | 0.24 | 0.24 | 0.57333 | 0.61778 | 0.61778 | 0.64 | 0.64 | 0.57333 | 0.57333 | 0.61778 | 0.61778 | 0.64 | 0.57333 | 0.52889 | 0.48444 | 0.39556 | 0.35111 | 0.30667 | 0.30667 | 0 | 0 | 0 | 0 | 0.081481 | 0.18519 | 0.33333 | 0.58519 | 0.95556 | 1 | 1 | 1 | 1 | 1 | 1 | 1 | 0.91111 | 0.76296 | 0.55556 | 0.36296 | 0.21481 | 0.14074 | 0.066667 | 0.066667 | 0 | 0 | 0 | 0 | 0 | 0 | 0 | 0.83333 | 0.94444 | 0.94444 | 1 | 1 | 0.83333 | 0.83333 | 0.94444 | 0.94444 | 1 | 0.83333 | 0.72222 | 0.61111 | 0.38889 | 0.27778 | 0.16667 | 0.16667 | 26 | 0.29 | 0.41 | 0.14 | 0.16 | 0.41429 | 0.066587 | 0.0023947 | 0.0023947 | 0.001796 | 0.001796 | 0.001796 | 0.001796 | 0.001796 | Office - Large | 0.10818 | 0.10818 | 0.11206 | 0.11214 | 0.11155 | 0.11201 | 0.11201 | Office - Large - Restrooms - all | 16 | 8 | 17 | 1571.26 | 526.3831 | 1571.26 | 526.3831 | 0 | 0 | 6.26 | 2.0971 | 0 | 0 | 0 | 0 | 0 | 0 | 0 | 0 | 0 | 0.45 | 0.7 | 0.73 | 0.73 | 0.73 | 0.73 | 0.73 | 0.73 | 0.73 | 0 | 0 | 0 | 0 | 0 | 0 | 0 | 0 |  | 1373.2489 | 1089.4144 | 1373.2489 | 1089.4144 | 0 | 0 | 5.4711 | 4.3403 | 0 | 0 | 0 | 0 | 0 | 0 | 0 | 0 | 0 | 0.57333 | 0.61778 | 0.61778 | 0.64 | 0.64 | 0.57333 | 0.57333 | 0.61778 | 0.61778 | 0 | 0 | 0 | 0 | 0 | 0 | 0 | 0 | 0.87326 | 0.74 | 0.91373 | 0.74
1401 | 14 | 1 | 5 | 1 |  |  |  |  | Office - Small | Conference Room | Office - Small - Conference Room |  | Office - Small | Office - Small - Conference Room | Office (small) All | Sat | Open | 52 | 52 | 0.04 | 1.4035 | 1.4035 | 1.2476 | 1.1696 | 1.0916 | 1.0916 | 1.0916 | 0 | 0 | 0 | 0 | 0 | 0 | 0 | 9.4863 | 9.4863 | 8.4323 | 7.9053 | 7.3783 | 7.3783 | 7.3783 | 0 | 0 | 0 | 0 | 0 | 0 | 0 | 0 | 0 | 0 | 0 | 0 | 0 | 0 | 0 | 0 | 0 | 0 | 0 | 0 | 0 | 0 | 0 | 0 | 0 | 0 | 0 | 0 | 0 | 0 | 0 | 0 | 0 | 0 | 0 | 0.28955 | 0.28955 | 0.25738 | 0.24129 | 0.2252 | 0.2252 | 0.2252 | 0 | 0 | 0 | 0 | 0 | 0 | 0 | 2.7457 | 2.7457 | 2.4406 | 2.2881 | 2.1355 | 2.1355 | 2.1355 | 0 | 0 | 0 | 0 | 0 | 0 | 0 | 0 | 0 | 0 | 0 | 0 | 0 | 0 | 0 | 0 | 0 | 0 | 0 | 0 | 0 | 0 | 0 | 0 | 0 | 0 | 0 | 0 | 0 | 0 | 0 | 0 | 0 | 0 | 0 | Office (small) All ILit Sat | Office (small) All ILit all | 3820 | 5 | 32 | Office (small) All ILit2 Sat | Office (small) All ILit2 Sat | Office (small) All ILit2 All | 3904 | 12 | 35 | 3820 | 3.2495 | 0.2688 | 0.05 | 0.05 | 0.05 | 0.05 | 0.05 | 0.05 | 0.05 | 0.21667 | 0.32 | 0.32 | 0.32 | 0.32 | 0.32 | 0.32 | 0.32 | 0.32 | 0.32 | 0.05 | 0.05 | 0.05 | 0.05 | 0.05 | 0.05 | 0.05 | 4.559 | 0.294 | 0.12 | 0.12 | 0.12 | 0.12 | 0.12 | 0.12 | 0.12 | 0.24778 | 0.35 | 0.35 | 0.35 | 0.35 | 0.29889 | 0.35 | 0.35 | 0.35 | 0.35 | 0.12 | 0.12 | 0.12 | 0.12 | 0.12 | 0.12 | 0.12 | 0 | 0 | 0 | 0 | 0 | 0 | 0 | 0.61728 | 1 | 1 | 1 | 1 | 1 | 1 | 1 | 1 | 1 | 0 | 0 | 0 | 0 | 0 | 0 | 0 | 0 | 0 | 0 | 0 | 0 | 0 | 0 | 0.55556 | 1 | 1 | 1 | 1 | 0.77778 | 1 | 1 | 1 | 1 | 0 | 0 | 0 | 0 | 0 | 0 | 0 | 16 | 0.55 | 0.24 | 0.12 | 0.09 | 0.6962 | 0 | 0 | 0 | 0 | 0 | 0 | 0 | 0 |  | 0.13221 | 0.13221 | 0.13752 | 0.1377 | 0.13674 | 0.13674 | 0.13674 | Office - Small - Conference Room - Sat | 10 | 8 | 17 | 144.3867 | 24.5899 | 0 | 0 | 144.3867 | 24.5899 | 0 | 0 | 2.7767 | 0.47288 | 0 | 0 | 0 | 0 | 0 | 0 | 0 | 0.21667 | 0.32 | 0.32 | 0.32 | 0.32 | 0.32 | 0.32 | 0.32 | 0.32 | 0 | 0 | 0 | 0 | 0 | 0 | 0 | 0 |  | 155.8267 | 81.2389 | 0 | 0 | 155.8267 | 81.2389 | 0 | 0 | 2.9967 | 1.5623 | 0 | 0 | 0 | 0 | 0 | 0 | 0 | 0.24778 | 0.35 | 0.35 | 0.35 | 0.35 | 0.29889 | 0.35 | 0.35 | 0.35 | 0 | 0 | 0 | 0 | 0 | 0 | 0 | 0 | 0.8559 | 0.84 | 0.90695 | 0.84
1402 | 14 | 2 | 6 | 2 |  |  |  |  | Office - Small | Conference Room | Office - Small - Conference Room |  | Office - Small | Office - Small - Conference Room | Office (small) All | Sun | Closed | 52 | 52 | 0.04 | 1.4035 | 1.4035 | 1.2476 | 1.1696 | 1.0916 | 1.0916 | 1.0916 | 0 | 0 | 0 | 0 | 0 | 0 | 0 | 2.9983 | 2.9983 | 2.6652 | 2.4986 | 2.332 | 2.332 | 2.332 | 0 | 0 | 0 | 0 | 0 | 0 | 0 | 0 | 0 | 0 | 0 | 0 | 0 | 0 | 0 | 0 | 0 | 0 | 0 | 0 | 0 | 0 | 0 | 0 | 0 | 0 | 0 | 0 | 0 | 0 | 0 | 0 | 0 | 0 | 0 | 0.28955 | 0.28955 | 0.25738 | 0.24129 | 0.2252 | 0.2252 | 0.2252 | 0 | 0 | 0 | 0 | 0 | 0 | 0 | 0.65546 | 0.65546 | 0.58263 | 0.54622 | 0.50981 | 0.50981 | 0.50981 | 0 | 0 | 0 | 0 | 0 | 0 | 0 | 0 | 0 | 0 | 0 | 0 | 0 | 0 | 0 | 0 | 0 | 0 | 0 | 0 | 0 | 0 | 0 | 0 | 0 | 0 | 0 | 0 | 0 | 0 | 0 | 0 | 0 | 0 | 0 | Office (small) All ILit Cls | Office (small) All ILit Cls | 2 | 5 | 5 | Office (small) All ILit2 Cls | Office (small) All ILit Cls | Office (small) All ILit Cls | 2 | 5 | 5 | 2 | 1.0271 | 0.042 | 0.05 | 0.05 | 0.05 | 0.05 | 0.05 | 0.05 | 0.05 | 0.05 | 0.05 | 0.05 | 0.05 | 0.05 | 0.05 | 0.05 | 0.05 | 0.05 | 0.05 | 0.05 | 0.05 | 0.05 | 0.05 | 0.05 | 0.05 | 0.05 | 1.0883 | 0.042 | 0.05 | 0.05 | 0.05 | 0.05 | 0.05 | 0.05 | 0.05 | 0.05 | 0.05 | 0.05 | 0.05 | 0.05 | 0.05 | 0.05 | 0.05 | 0.05 | 0.05 | 0.05 | 0.05 | 0.05 | 0.05 | 0.05 | 0.05 | 0.05 | 0 | 0 | 0 | 0 | 0 | 0 | 0 | 0 | 0 | 0 | 0 | 0 | 0 | 0 | 0 | 0 | 0 | 0 | 0 | 0 | 0 | 0 | 0 | 0 | 0 | 0 | 0 | 0 | 0 | 0 | 0 | 0 | 0 | 0 | 0 | 0 | 0 | 0 | 0 | 0 | 0 | 0 | 0 | 0 | 0 | 0 | 0 | 0 | 16 | 0.55 | 0.24 | 0.12 | 0.09 | 0.6962 | 0 | 0 | 0 | 0 | 0 | 0 | 0 | 0 |  | 0.13221 | 0.13221 | 0.13752 | 0.1377 | 0.13674 | 0.13674 | 0.13674 | Office - Small - Conference Room - Sun | 12 | 8 | 17 | 0 | 53.4079 | 0 | 0 | 0 | 53.4079 | 0 | 0 | 0 | 1.0271 | 0 | 0 | 0 | 0 | 0 | 0 | 0 | 0 | 0 | 0 | 0 | 0 | 0 | 0 | 0 | 0 | 0 | 0 | 0 | 0 | 0 | 0 | 0 | 0 |  | 0 | 56.5939 | 0 | 0 | 0 | 56.5939 | 0 | 0 | 0 | 1.0883 | 0 | 0 | 0 | 0 | 0 | 0 | 0 | 0 | 0 | 0 | 0 | 0 | 0 | 0 | 0 | 0 | 0 | 0 | 0 | 0 | 0 | 0 | 0 | 0 | 0.8559 | 0.84 | 0.90695 | 0.84
1403 | 14 | 3 | 7 | 3 |  |  |  |  | Office - Small | Conference Room | Office - Small - Conference Room |  | Office - Small | Office - Small - Conference Room | Office (small) All | Hol | Closed | 10 | 10 | 0.04 | 1.4035 | 1.4035 | 1.2476 | 1.1696 | 1.0916 | 1.0916 | 1.0916 | 0 | 0 | 0 | 0 | 0 | 0 | 0 | 0.5766 | 0.5766 | 0.51253 | 0.4805 | 0.44847 | 0.44847 | 0.44847 | 0 | 0 | 0 | 0 | 0 | 0 | 0 | 0 | 0 | 0 | 0 | 0 | 0 | 0 | 0 | 0 | 0 | 0 | 0 | 0 | 0 | 0 | 0 | 0 | 0 | 0 | 0 | 0 | 0 | 0 | 0 | 0 | 0 | 0 | 0 | 0.28955 | 0.28955 | 0.25738 | 0.24129 | 0.2252 | 0.2252 | 0.2252 | 0 | 0 | 0 | 0 | 0 | 0 | 0 | 0.12605 | 0.12605 | 0.11205 | 0.10504 | 0.098039 | 0.098039 | 0.098039 | 0 | 0 | 0 | 0 | 0 | 0 | 0 | 0 | 0 | 0 | 0 | 0 | 0 | 0 | 0 | 0 | 0 | 0 | 0 | 0 | 0 | 0 | 0 | 0 | 0 | 0 | 0 | 0 | 0 | 0 | 0 | 0 | 0 | 0 | 0 | Office (small) All ILit Cls | Office (small) All ILit Cls | 2 | 5 | 5 | Office (small) All ILit2 Cls | Office (small) All ILit Cls | Office (small) All ILit Cls | 2 | 5 | 5 | 2 | 1.0271 | 0.042 | 0.05 | 0.05 | 0.05 | 0.05 | 0.05 | 0.05 | 0.05 | 0.05 | 0.05 | 0.05 | 0.05 | 0.05 | 0.05 | 0.05 | 0.05 | 0.05 | 0.05 | 0.05 | 0.05 | 0.05 | 0.05 | 0.05 | 0.05 | 0.05 | 1.0883 | 0.042 | 0.05 | 0.05 | 0.05 | 0.05 | 0.05 | 0.05 | 0.05 | 0.05 | 0.05 | 0.05 | 0.05 | 0.05 | 0.05 | 0.05 | 0.05 | 0.05 | 0.05 | 0.05 | 0.05 | 0.05 | 0.05 | 0.05 | 0.05 | 0.05 | 0 | 0 | 0 | 0 | 0 | 0 | 0 | 0 | 0 | 0 | 0 | 0 | 0 | 0 | 0 | 0 | 0 | 0 | 0 | 0 | 0 | 0 | 0 | 0 | 0 | 0 | 0 | 0 | 0 | 0 | 0 | 0 | 0 | 0 | 0 | 0 | 0 | 0 | 0 | 0 | 0 | 0 | 0 | 0 | 0 | 0 | 0 | 0 | 16 | 0.55 | 0.24 | 0.12 | 0.09 | 0.6962 | 0 | 0 | 0 | 0 | 0 | 0 | 0 | 0 |  | 0.13221 | 0.13221 | 0.13752 | 0.1377 | 0.13674 | 0.13674 | 0.13674 | Office - Small - Conference Room - Hol | 14 | 8 | 17 | 0 | 10.2707 | 0 | 0 | 0 | 10.2707 | 0 | 0 | 0 | 1.0271 | 0 | 0 | 0 | 0 | 0 | 0 | 0 | 0 | 0 | 0 | 0 | 0 | 0 | 0 | 0 | 0 | 0 | 0 | 0 | 0 | 0 | 0 | 0 | 0 |  | 0 | 10.8834 | 0 | 0 | 0 | 10.8834 | 0 | 0 | 0 | 1.0883 | 0 | 0 | 0 | 0 | 0 | 0 | 0 | 0 | 0 | 0 | 0 | 0 | 0 | 0 | 0 | 0 | 0 | 0 | 0 | 0 | 0 | 0 | 0 | 0 | 0.8559 | 0.84 | 0.90695 | 0.84
1404 | 14 | 4 | 8 | 4 |  |  | Office - Small - Conference Room | Office - Small - Conference Room | Office - Small | Conference Room | Office - Small - Conference Room |  | Office - Small | Office - Small - Conference Room | Office (small) All | all | Open | 251 | 251 | 0.04 | 1.4035 | 1.4035 | 1.2476 | 1.1696 | 1.0916 | 1.0916 | 1.0916 | 0.05614 | 0.05614 | 0.049902 | 0.046783 | 0.043664 | 0.043664 | 0.043664 | 111.5599 | 111.5599 | 99.1644 | 92.9666 | 86.7688 | 86.7688 | 86.7688 | 0.032696 | 0.032696 | 0.029063 | 0.027247 | 0.02543 | 0.02543 | 0.02543 | 2219.8296 | 2219.8296 | 2219.8296 | 2219.8296 | 2219.8296 | 2219.8296 | 2219.8296 | 0 | 0 | 0 | 0 | 0 | 0 | 0 | 0.5824 | 0.5824 | 0.5824 | 0.5824 | 0.5824 | 0.5824 | 0.5824 | 0 | 0 | 0 | 0 | 0 | 0 | 0 | 0.28955 | 0.28955 | 0.25738 | 0.24129 | 0.2252 | 0.2252 | 0.2252 | 0.011582 | 0.011582 | 0.010295 | 0.0096516 | 0.0090081 | 0.0090081 | 0.0090081 | 27.5843 | 27.5843 | 24.5194 | 22.9869 | 21.4544 | 21.4544 | 21.4544 | 0.0065615 | 0.0065615 | 0.0058325 | 0.0054679 | 0.0051034 | 0.0051034 | 0.0051034 | 2686.2193 | 2686.2193 | 2686.2193 | 2686.2193 | 2686.2193 | 2686.2193 | 2686.2193 | 0 | 0 | 0 | 0 | 0 | 0 | 0 | 0.56653 | 0.56653 | 0.56653 | 0.56653 | 0.56653 | 0.56653 | 0.56653 | 0 | 0 | 0 | 0 | 0 | 0 | 0 | Office (small) All ILit all | Office (small) All ILit all | 3819 | 5.5 | 74 | Office (small) All ILit2 all | Office (small) All ILit2 all | Office (small) All ILit2 All | 3903 | 24 | 70 | 3819 | 7.917 | 0.5824 | 0.055 | 0.055 | 0.055 | 0.055 | 0.11 | 0.16 | 0.26 | 0.5 | 0.67 | 0.74 | 0.74 | 0.74 | 0.74 | 0.74 | 0.74 | 0.7 | 0.64 | 0.5 | 0.31 | 0.22 | 0.18 | 0.14 | 0.1 | 0.1 | 9.4888 | 0.56653 | 0.24 | 0.24 | 0.24 | 0.24 | 0.24 | 0.24 | 0.24 | 0.62333 | 0.67444 | 0.67444 | 0.7 | 0.7 | 0.62333 | 0.62333 | 0.67444 | 0.67444 | 0.67444 | 0.57222 | 0.36778 | 0.24 | 0.24 | 0.24 | 0.24 | 0.24 | 0 | 0 | 0 | 0 | 0.080292 | 0.15328 | 0.29927 | 0.64964 | 0.89781 | 1 | 1 | 1 | 1 | 1 | 1 | 0.94161 | 0.85401 | 0.64964 | 0.37226 | 0.24088 | 0.18248 | 0.12409 | 0.065693 | 0.065693 | 0 | 0 | 0 | 0 | 0 | 0 | 0 | 0.83333 | 0.94444 | 0.94444 | 1 | 1 | 0.83333 | 0.83333 | 0.94444 | 0.94444 | 0.94444 | 0.72222 | 0.27778 | 0 | 0 | 0 | 0 | 0 | 16 | 0.55 | 0.24 | 0.12 | 0.09 | 0.6962 | 0.083927 | 0.0047116 | 0.0047116 | 0.0041881 | 0.0039264 | 0.0036646 | 0.0036646 | 0.0036646 |  | 0.13221 | 0.13221 | 0.13752 | 0.1377 | 0.13674 | 0.13674 | 0.13674 | Office - Small - Conference Room - all | 16 | 8 | 17 | 1583.81 | 403.3645 | 1583.81 | 403.3645 | 0 | 0 | 6.31 | 1.607 | 0 | 0 | 0 | 0 | 0 | 0 | 0 | 0 | 0 | 0.5 | 0.67 | 0.74 | 0.74 | 0.74 | 0.74 | 0.74 | 0.74 | 0.7 | 0 | 0 | 0 | 0 | 0 | 0 | 0 | 0 |  | 1497.9122 | 883.7642 | 1497.9122 | 883.7642 | 0 | 0 | 5.9678 | 3.521 | 0 | 0 | 0 | 0 | 0 | 0 | 0 | 0 | 0 | 0.62333 | 0.67444 | 0.67444 | 0.7 | 0.7 | 0.62333 | 0.62333 | 0.67444 | 0.67444 | 0 | 0 | 0 | 0 | 0 | 0 | 0 | 0 | 0.8559 | 0.84 | 0.90695 | 0.84
1405 | 14 | 5 | 5 | 1 |  |  |  |  | Office - Small | Copy Room (photocopying equipment) | Office - Small - Copy Room (photocopying equipment) |  | Office - Small | Office - Small - Copy Room (photocopying equipment) | Office (small) All | Sat | Open | 52 | 52 | 0.02 | 1.0136 | 1.0136 | 1.0136 | 1.0136 | 0.93567 | 0.93567 | 0.93567 | 0 | 0 | 0 | 0 | 0 | 0 | 0 | 3.6419 | 3.6419 | 3.6419 | 3.6419 | 3.3618 | 3.3618 | 3.3618 | 0 | 0 | 0 | 0 | 0 | 0 | 0 | 0 | 0 | 0 | 0 | 0 | 0 | 0 | 0 | 0 | 0 | 0 | 0 | 0 | 0 | 0 | 0 | 0 | 0 | 0 | 0 | 0 | 0 | 0 | 0 | 0 | 0 | 0 | 0 | 0.20912 | 0.20912 | 0.20912 | 0.20912 | 0.19303 | 0.19303 | 0.19303 | 0 | 0 | 0 | 0 | 0 | 0 | 0 | 1.0296 | 1.0296 | 1.0296 | 1.0296 | 0.95043 | 0.95043 | 0.95043 | 0 | 0 | 0 | 0 | 0 | 0 | 0 | 0 | 0 | 0 | 0 | 0 | 0 | 0 | 0 | 0 | 0 | 0 | 0 | 0 | 0 | 0 | 0 | 0 | 0 | 0 | 0 | 0 | 0 | 0 | 0 | 0 | 0 | 0 | 0 | Office (small) All ILit Sat | Office (small) All ILit all | 3820 | 5 | 32 | Office (small) All ILit2 Sat | Office (small) All ILit2 Sat | Office (small) All ILit2 All | 3904 | 12 | 35 | 3820 | 3.4547 | 0.288 | 0.05 | 0.05 | 0.05 | 0.05 | 0.05 | 0.05 | 0.05 | 0.21667 | 0.32 | 0.32 | 0.32 | 0.32 | 0.32 | 0.32 | 0.32 | 0.32 | 0.32 | 0.05 | 0.05 | 0.05 | 0.05 | 0.05 | 0.05 | 0.05 | 4.7343 | 0.315 | 0.12 | 0.12 | 0.12 | 0.12 | 0.12 | 0.12 | 0.12 | 0.24778 | 0.35 | 0.35 | 0.35 | 0.35 | 0.29889 | 0.35 | 0.35 | 0.35 | 0.35 | 0.12 | 0.12 | 0.12 | 0.12 | 0.12 | 0.12 | 0.12 | 0 | 0 | 0 | 0 | 0 | 0 | 0 | 0.61728 | 1 | 1 | 1 | 1 | 1 | 1 | 1 | 1 | 1 | 0 | 0 | 0 | 0 | 0 | 0 | 0 | 0 | 0 | 0 | 0 | 0 | 0 | 0 | 0.55556 | 1 | 1 | 1 | 1 | 0.77778 | 1 | 1 | 1 | 1 | 0 | 0 | 0 | 0 | 0 | 0 | 0 | 10 | 0.55 | 0.24 | 0.12 | 0.09 | 0.6962 | 0 | 0 | 0 | 0 | 0 | 0 | 0 | 0 |  | 0.13221 | 0.13221 | 0.13752 | 0.1377 | 0.13674 | 0.13674 | 0.13674 | Office - Small - Copy Room (photocopying equipment) - Sat | 10 | 8 | 17 | 144.3867 | 35.2587 | 0 | 0 | 144.3867 | 35.2587 | 0 | 0 | 2.7767 | 0.67805 | 0 | 0 | 0 | 0 | 0 | 0 | 0 | 0.21667 | 0.32 | 0.32 | 0.32 | 0.32 | 0.32 | 0.32 | 0.32 | 0.32 | 0 | 0 | 0 | 0 | 0 | 0 | 0 | 0 |  | 155.8267 | 90.3593 | 0 | 0 | 155.8267 | 90.3593 | 0 | 0 | 2.9967 | 1.7377 | 0 | 0 | 0 | 0 | 0 | 0 | 0 | 0.24778 | 0.35 | 0.35 | 0.35 | 0.35 | 0.29889 | 0.35 | 0.35 | 0.35 | 0 | 0 | 0 | 0 | 0 | 0 | 0 | 0 | 0.90993 | 0.9 | 0.94185 | 0.9
1406 | 14 | 6 | 6 | 2 |  |  |  |  | Office - Small | Copy Room (photocopying equipment) | Office - Small - Copy Room (photocopying equipment) |  | Office - Small | Office - Small - Copy Room (photocopying equipment) | Office (small) All | Sun | Closed | 52 | 52 | 0.02 | 1.0136 | 1.0136 | 1.0136 | 1.0136 | 0.93567 | 0.93567 | 0.93567 | 0 | 0 | 0 | 0 | 0 | 0 | 0 | 1.1511 | 1.1511 | 1.1511 | 1.1511 | 1.0625 | 1.0625 | 1.0625 | 0 | 0 | 0 | 0 | 0 | 0 | 0 | 0 | 0 | 0 | 0 | 0 | 0 | 0 | 0 | 0 | 0 | 0 | 0 | 0 | 0 | 0 | 0 | 0 | 0 | 0 | 0 | 0 | 0 | 0 | 0 | 0 | 0 | 0 | 0 | 0.20912 | 0.20912 | 0.20912 | 0.20912 | 0.19303 | 0.19303 | 0.19303 | 0 | 0 | 0 | 0 | 0 | 0 | 0 | 0.2458 | 0.2458 | 0.2458 | 0.2458 | 0.22689 | 0.22689 | 0.22689 | 0 | 0 | 0 | 0 | 0 | 0 | 0 | 0 | 0 | 0 | 0 | 0 | 0 | 0 | 0 | 0 | 0 | 0 | 0 | 0 | 0 | 0 | 0 | 0 | 0 | 0 | 0 | 0 | 0 | 0 | 0 | 0 | 0 | 0 | 0 | Office (small) All ILit Cls | Office (small) All ILit Cls | 2 | 5 | 5 | Office (small) All ILit2 Cls | Office (small) All ILit Cls | Office (small) All ILit Cls | 2 | 5 | 5 | 2 | 1.0919 | 0.045 | 0.05 | 0.05 | 0.05 | 0.05 | 0.05 | 0.05 | 0.05 | 0.05 | 0.05 | 0.05 | 0.05 | 0.05 | 0.05 | 0.05 | 0.05 | 0.05 | 0.05 | 0.05 | 0.05 | 0.05 | 0.05 | 0.05 | 0.05 | 0.05 | 1.1302 | 0.045 | 0.05 | 0.05 | 0.05 | 0.05 | 0.05 | 0.05 | 0.05 | 0.05 | 0.05 | 0.05 | 0.05 | 0.05 | 0.05 | 0.05 | 0.05 | 0.05 | 0.05 | 0.05 | 0.05 | 0.05 | 0.05 | 0.05 | 0.05 | 0.05 | 0 | 0 | 0 | 0 | 0 | 0 | 0 | 0 | 0 | 0 | 0 | 0 | 0 | 0 | 0 | 0 | 0 | 0 | 0 | 0 | 0 | 0 | 0 | 0 | 0 | 0 | 0 | 0 | 0 | 0 | 0 | 0 | 0 | 0 | 0 | 0 | 0 | 0 | 0 | 0 | 0 | 0 | 0 | 0 | 0 | 0 | 0 | 0 | 10 | 0.55 | 0.24 | 0.12 | 0.09 | 0.6962 | 0 | 0 | 0 | 0 | 0 | 0 | 0 | 0 |  | 0.13221 | 0.13221 | 0.13752 | 0.1377 | 0.13674 | 0.13674 | 0.13674 | Office - Small - Copy Room (photocopying equipment) - Sun | 12 | 8 | 17 | 0 | 56.7799 | 0 | 0 | 0 | 56.7799 | 0 | 0 | 0 | 1.0919 | 0 | 0 | 0 | 0 | 0 | 0 | 0 | 0 | 0 | 0 | 0 | 0 | 0 | 0 | 0 | 0 | 0 | 0 | 0 | 0 | 0 | 0 | 0 | 0 |  | 0 | 58.7712 | 0 | 0 | 0 | 58.7712 | 0 | 0 | 0 | 1.1302 | 0 | 0 | 0 | 0 | 0 | 0 | 0 | 0 | 0 | 0 | 0 | 0 | 0 | 0 | 0 | 0 | 0 | 0 | 0 | 0 | 0 | 0 | 0 | 0 | 0.90993 | 0.9 | 0.94185 | 0.9
1407 | 14 | 7 | 7 | 3 |  |  |  |  | Office - Small | Copy Room (photocopying equipment) | Office - Small - Copy Room (photocopying equipment) |  | Office - Small | Office - Small - Copy Room (photocopying equipment) | Office (small) All | Hol | Closed | 10 | 10 | 0.02 | 1.0136 | 1.0136 | 1.0136 | 1.0136 | 0.93567 | 0.93567 | 0.93567 | 0 | 0 | 0 | 0 | 0 | 0 | 0 | 0.22136 | 0.22136 | 0.22136 | 0.22136 | 0.20433 | 0.20433 | 0.20433 | 0 | 0 | 0 | 0 | 0 | 0 | 0 | 0 | 0 | 0 | 0 | 0 | 0 | 0 | 0 | 0 | 0 | 0 | 0 | 0 | 0 | 0 | 0 | 0 | 0 | 0 | 0 | 0 | 0 | 0 | 0 | 0 | 0 | 0 | 0 | 0.20912 | 0.20912 | 0.20912 | 0.20912 | 0.19303 | 0.19303 | 0.19303 | 0 | 0 | 0 | 0 | 0 | 0 | 0 | 0.047269 | 0.047269 | 0.047269 | 0.047269 | 0.043633 | 0.043633 | 0.043633 | 0 | 0 | 0 | 0 | 0 | 0 | 0 | 0 | 0 | 0 | 0 | 0 | 0 | 0 | 0 | 0 | 0 | 0 | 0 | 0 | 0 | 0 | 0 | 0 | 0 | 0 | 0 | 0 | 0 | 0 | 0 | 0 | 0 | 0 | 0 | Office (small) All ILit Cls | Office (small) All ILit Cls | 2 | 5 | 5 | Office (small) All ILit2 Cls | Office (small) All ILit Cls | Office (small) All ILit Cls | 2 | 5 | 5 | 2 | 1.0919 | 0.045 | 0.05 | 0.05 | 0.05 | 0.05 | 0.05 | 0.05 | 0.05 | 0.05 | 0.05 | 0.05 | 0.05 | 0.05 | 0.05 | 0.05 | 0.05 | 0.05 | 0.05 | 0.05 | 0.05 | 0.05 | 0.05 | 0.05 | 0.05 | 0.05 | 1.1302 | 0.045 | 0.05 | 0.05 | 0.05 | 0.05 | 0.05 | 0.05 | 0.05 | 0.05 | 0.05 | 0.05 | 0.05 | 0.05 | 0.05 | 0.05 | 0.05 | 0.05 | 0.05 | 0.05 | 0.05 | 0.05 | 0.05 | 0.05 | 0.05 | 0.05 | 0 | 0 | 0 | 0 | 0 | 0 | 0 | 0 | 0 | 0 | 0 | 0 | 0 | 0 | 0 | 0 | 0 | 0 | 0 | 0 | 0 | 0 | 0 | 0 | 0 | 0 | 0 | 0 | 0 | 0 | 0 | 0 | 0 | 0 | 0 | 0 | 0 | 0 | 0 | 0 | 0 | 0 | 0 | 0 | 0 | 0 | 0 | 0 | 10 | 0.55 | 0.24 | 0.12 | 0.09 | 0.6962 | 0 | 0 | 0 | 0 | 0 | 0 | 0 | 0 |  | 0.13221 | 0.13221 | 0.13752 | 0.1377 | 0.13674 | 0.13674 | 0.13674 | Office - Small - Copy Room (photocopying equipment) - Hol | 14 | 8 | 17 | 0 | 10.9192 | 0 | 0 | 0 | 10.9192 | 0 | 0 | 0 | 1.0919 | 0 | 0 | 0 | 0 | 0 | 0 | 0 | 0 | 0 | 0 | 0 | 0 | 0 | 0 | 0 | 0 | 0 | 0 | 0 | 0 | 0 | 0 | 0 | 0 |  | 0 | 11.3022 | 0 | 0 | 0 | 11.3022 | 0 | 0 | 0 | 1.1302 | 0 | 0 | 0 | 0 | 0 | 0 | 0 | 0 | 0 | 0 | 0 | 0 | 0 | 0 | 0 | 0 | 0 | 0 | 0 | 0 | 0 | 0 | 0 | 0 | 0.90993 | 0.9 | 0.94185 | 0.9
1408 | 14 | 8 | 8 | 4 |  |  | Office - Small - Copy Room (photocopying equipment) | Office - Small - Copy Room (photocopying equipment) | Office - Small | Copy Room (photocopying equipment) | Office - Small - Copy Room (photocopying equipment) |  | Office - Small | Office - Small - Copy Room (photocopying equipment) | Office (small) All | all | Open | 251 | 251 | 0.02 | 1.0136 | 1.0136 | 1.0136 | 1.0136 | 0.93567 | 0.93567 | 0.93567 | 0.020273 | 0.020273 | 0.020273 | 0.020273 | 0.018713 | 0.018713 | 0.018713 | 42.8291 | 42.8291 | 42.8291 | 42.8291 | 39.5345 | 39.5345 | 39.5345 | 0.01265 | 0.01265 | 0.01265 | 0.01265 | 0.011677 | 0.011677 | 0.011677 | 2359.9848 | 2359.9848 | 2359.9848 | 2359.9848 | 2359.9848 | 2359.9848 | 2359.9848 | 0 | 0 | 0 | 0 | 0 | 0 | 0 | 0.624 | 0.624 | 0.624 | 0.624 | 0.624 | 0.624 | 0.624 | 0 | 0 | 0 | 0 | 0 | 0 | 0 | 0.20912 | 0.20912 | 0.20912 | 0.20912 | 0.19303 | 0.19303 | 0.19303 | 0.0041823 | 0.0041823 | 0.0041823 | 0.0041823 | 0.0038606 | 0.0038606 | 0.0038606 | 10.3442 | 10.3442 | 10.3442 | 10.3442 | 9.5485 | 9.5485 | 9.5485 | 0.0025387 | 0.0025387 | 0.0025387 | 0.0025387 | 0.0023434 | 0.0023434 | 0.0023434 | 2789.5637 | 2789.5637 | 2789.5637 | 2789.5637 | 2789.5637 | 2789.5637 | 2789.5637 | 0 | 0 | 0 | 0 | 0 | 0 | 0 | 0.607 | 0.607 | 0.607 | 0.607 | 0.607 | 0.607 | 0.607 | 0 | 0 | 0 | 0 | 0 | 0 | 0 | Office (small) All ILit all | Office (small) All ILit all | 3819 | 5.5 | 74 | Office (small) All ILit2 all | Office (small) All ILit2 all | Office (small) All ILit2 All | 3903 | 24 | 70 | 3819 | 8.4169 | 0.624 | 0.055 | 0.055 | 0.055 | 0.055 | 0.11 | 0.16 | 0.26 | 0.5 | 0.67 | 0.74 | 0.74 | 0.74 | 0.74 | 0.74 | 0.74 | 0.7 | 0.64 | 0.5 | 0.31 | 0.22 | 0.18 | 0.14 | 0.1 | 0.1 | 9.8538 | 0.607 | 0.24 | 0.24 | 0.24 | 0.24 | 0.24 | 0.24 | 0.24 | 0.62333 | 0.67444 | 0.67444 | 0.7 | 0.7 | 0.62333 | 0.62333 | 0.67444 | 0.67444 | 0.67444 | 0.57222 | 0.36778 | 0.24 | 0.24 | 0.24 | 0.24 | 0.24 | 0 | 0 | 0 | 0 | 0.080292 | 0.15328 | 0.29927 | 0.64964 | 0.89781 | 1 | 1 | 1 | 1 | 1 | 1 | 0.94161 | 0.85401 | 0.64964 | 0.37226 | 0.24088 | 0.18248 | 0.12409 | 0.065693 | 0.065693 | 0 | 0 | 0 | 0 | 0 | 0 | 0 | 0.83333 | 0.94444 | 0.94444 | 1 | 1 | 0.83333 | 0.83333 | 0.94444 | 0.94444 | 0.94444 | 0.72222 | 0.27778 | 0 | 0 | 0 | 0 | 0 | 10 | 0.55 | 0.24 | 0.12 | 0.09 | 0.6962 | 0.056201 | 0.0011393 | 0.0011393 | 0.0011393 | 0.0011393 | 0.0010517 | 0.0010517 | 0.0010517 |  | 0.13221 | 0.13221 | 0.13752 | 0.1377 | 0.13674 | 0.13674 | 0.13674 | Office - Small - Copy Room (photocopying equipment) - all | 16 | 8 | 17 | 1583.81 | 528.8303 | 1583.81 | 528.8303 | 0 | 0 | 6.31 | 2.1069 | 0 | 0 | 0 | 0 | 0 | 0 | 0 | 0 | 0 | 0.5 | 0.67 | 0.74 | 0.74 | 0.74 | 0.74 | 0.74 | 0.74 | 0.7 | 0 | 0 | 0 | 0 | 0 | 0 | 0 | 0 |  | 1497.9122 | 975.3922 | 1497.9122 | 975.3922 | 0 | 0 | 5.9678 | 3.886 | 0 | 0 | 0 | 0 | 0 | 0 | 0 | 0 | 0 | 0.62333 | 0.67444 | 0.67444 | 0.7 | 0.7 | 0.62333 | 0.62333 | 0.67444 | 0.67444 | 0 | 0 | 0 | 0 | 0 | 0 | 0 | 0 | 0.90993 | 0.9 | 0.94185 | 0.9
1409 | 14 | 9 | 5 | 1 |  |  |  |  | Office - Small | Corridor | Office - Small - Corridor |  | Office - Small | Office - Small - Corridor | Office (small) All | Sat | Open | 52 | 52 | 0.1 | 0.62378 | 0.62378 | 0.46783 | 0.46783 | 0.46783 | 0.46783 | 0.46783 | 0 | 0 | 0 | 0 | 0 | 0 | 0 | 10.9773 | 10.9773 | 8.2329 | 8.2329 | 8.2329 | 8.2329 | 8.2329 | 0 | 0 | 0 | 0 | 0 | 0 | 0 | 0 | 0 | 0 | 0 | 0 | 0 | 0 | 0 | 0 | 0 | 0 | 0 | 0 | 0 | 0 | 0 | 0 | 0 | 0 | 0 | 0 | 0 | 0 | 0 | 0 | 0 | 0 | 0 | 0.12869 | 0.12869 | 0.096516 | 0.096516 | 0.096516 | 0.096516 | 0.096516 | 0 | 0 | 0 | 0 | 0 | 0 | 0 | 3.1278 | 3.1278 | 2.3458 | 2.3458 | 2.3458 | 2.3458 | 2.3458 | 0 | 0 | 0 | 0 | 0 | 0 | 0 | 0 | 0 | 0 | 0 | 0 | 0 | 0 | 0 | 0 | 0 | 0 | 0 | 0 | 0 | 0 | 0 | 0 | 0 | 0 | 0 | 0 | 0 | 0 | 0 | 0 | 0 | 0 | 0 | Office (small) All ILit Sat | Office (small) All ILit all | 3820 | 5 | 32 | Office (small) All ILit2 Sat | Office (small) All ILit2 Sat | Office (small) All ILit2 All | 3904 | 12 | 35 | 3820 | 3.3842 | 0.288 | 0.05 | 0.05 | 0.05 | 0.05 | 0.05 | 0.05 | 0.05 | 0.21667 | 0.32 | 0.32 | 0.32 | 0.32 | 0.32 | 0.32 | 0.32 | 0.32 | 0.32 | 0.05 | 0.05 | 0.05 | 0.05 | 0.05 | 0.05 | 0.05 | 4.6741 | 0.315 | 0.12 | 0.12 | 0.12 | 0.12 | 0.12 | 0.12 | 0.12 | 0.24778 | 0.35 | 0.35 | 0.35 | 0.35 | 0.29889 | 0.35 | 0.35 | 0.35 | 0.35 | 0.12 | 0.12 | 0.12 | 0.12 | 0.12 | 0.12 | 0.12 | 0 | 0 | 0 | 0 | 0 | 0 | 0 | 0.61728 | 1 | 1 | 1 | 1 | 1 | 1 | 1 | 1 | 1 | 0 | 0 | 0 | 0 | 0 | 0 | 0 | 0 | 0 | 0 | 0 | 0 | 0 | 0 | 0.55556 | 1 | 1 | 1 | 1 | 0.77778 | 1 | 1 | 1 | 1 | 0 | 0 | 0 | 0 | 0 | 0 | 0 | 10 | 0.66337 | 0.20792 | 0.079208 | 0.049505 | 0.76136 | 0 | 0 | 0 | 0 | 0 | 0 | 0 | 0 |  | 0.13221 | 0.13221 | 0.13752 | 0.1377 | 0.13674 | 0.13674 | 0.13674 | Office - Small - Corridor - Sat | 10 | 8 | 17 | 144.3867 | 31.5936 | 0 | 0 | 144.3867 | 31.5936 | 0 | 0 | 2.7767 | 0.60757 | 0 | 0 | 0 | 0 | 0 | 0 | 0 | 0.21667 | 0.32 | 0.32 | 0.32 | 0.32 | 0.32 | 0.32 | 0.32 | 0.32 | 0 | 0 | 0 | 0 | 0 | 0 | 0 | 0 |  | 155.8267 | 87.2262 | 0 | 0 | 155.8267 | 87.2262 | 0 | 0 | 2.9967 | 1.6774 | 0 | 0 | 0 | 0 | 0 | 0 | 0 | 0.24778 | 0.35 | 0.35 | 0.35 | 0.35 | 0.29889 | 0.35 | 0.35 | 0.35 | 0 | 0 | 0 | 0 | 0 | 0 | 0 | 0 | 0.89137 | 0.9 | 0.92986 | 0.9
1410 | 14 | 10 | 6 | 2 |  |  |  |  | Office - Small | Corridor | Office - Small - Corridor |  | Office - Small | Office - Small - Corridor | Office (small) All | Sun | Closed | 52 | 52 | 0.1 | 0.62378 | 0.62378 | 0.46783 | 0.46783 | 0.46783 | 0.46783 | 0.46783 | 0 | 0 | 0 | 0 | 0 | 0 | 0 | 3.4695 | 3.4695 | 2.6022 | 2.6022 | 2.6022 | 2.6022 | 2.6022 | 0 | 0 | 0 | 0 | 0 | 0 | 0 | 0 | 0 | 0 | 0 | 0 | 0 | 0 | 0 | 0 | 0 | 0 | 0 | 0 | 0 | 0 | 0 | 0 | 0 | 0 | 0 | 0 | 0 | 0 | 0 | 0 | 0 | 0 | 0 | 0.12869 | 0.12869 | 0.096516 | 0.096516 | 0.096516 | 0.096516 | 0.096516 | 0 | 0 | 0 | 0 | 0 | 0 | 0 | 0.74669 | 0.74669 | 0.56001 | 0.56001 | 0.56001 | 0.56001 | 0.56001 | 0 | 0 | 0 | 0 | 0 | 0 | 0 | 0 | 0 | 0 | 0 | 0 | 0 | 0 | 0 | 0 | 0 | 0 | 0 | 0 | 0 | 0 | 0 | 0 | 0 | 0 | 0 | 0 | 0 | 0 | 0 | 0 | 0 | 0 | 0 | Office (small) All ILit Cls | Office (small) All ILit Cls | 2 | 5 | 5 | Office (small) All ILit2 Cls | Office (small) All ILit Cls | Office (small) All ILit Cls | 2 | 5 | 5 | 2 | 1.0696 | 0.045 | 0.05 | 0.05 | 0.05 | 0.05 | 0.05 | 0.05 | 0.05 | 0.05 | 0.05 | 0.05 | 0.05 | 0.05 | 0.05 | 0.05 | 0.05 | 0.05 | 0.05 | 0.05 | 0.05 | 0.05 | 0.05 | 0.05 | 0.05 | 0.05 | 1.1158 | 0.045 | 0.05 | 0.05 | 0.05 | 0.05 | 0.05 | 0.05 | 0.05 | 0.05 | 0.05 | 0.05 | 0.05 | 0.05 | 0.05 | 0.05 | 0.05 | 0.05 | 0.05 | 0.05 | 0.05 | 0.05 | 0.05 | 0.05 | 0.05 | 0.05 | 0 | 0 | 0 | 0 | 0 | 0 | 0 | 0 | 0 | 0 | 0 | 0 | 0 | 0 | 0 | 0 | 0 | 0 | 0 | 0 | 0 | 0 | 0 | 0 | 0 | 0 | 0 | 0 | 0 | 0 | 0 | 0 | 0 | 0 | 0 | 0 | 0 | 0 | 0 | 0 | 0 | 0 | 0 | 0 | 0 | 0 | 0 | 0 | 10 | 0.66337 | 0.20792 | 0.079208 | 0.049505 | 0.76136 | 0 | 0 | 0 | 0 | 0 | 0 | 0 | 0 |  | 0.13221 | 0.13221 | 0.13752 | 0.1377 | 0.13674 | 0.13674 | 0.13674 | Office - Small - Corridor - Sun | 12 | 8 | 17 | 0 | 55.6215 | 0 | 0 | 0 | 55.6215 | 0 | 0 | 0 | 1.0696 | 0 | 0 | 0 | 0 | 0 | 0 | 0 | 0 | 0 | 0 | 0 | 0 | 0 | 0 | 0 | 0 | 0 | 0 | 0 | 0 | 0 | 0 | 0 | 0 |  | 0 | 58.0232 | 0 | 0 | 0 | 58.0232 | 0 | 0 | 0 | 1.1158 | 0 | 0 | 0 | 0 | 0 | 0 | 0 | 0 | 0 | 0 | 0 | 0 | 0 | 0 | 0 | 0 | 0 | 0 | 0 | 0 | 0 | 0 | 0 | 0 | 0.89137 | 0.9 | 0.92986 | 0.9
1411 | 14 | 11 | 7 | 3 |  |  |  |  | Office - Small | Corridor | Office - Small - Corridor |  | Office - Small | Office - Small - Corridor | Office (small) All | Hol | Closed | 10 | 10 | 0.1 | 0.62378 | 0.62378 | 0.46783 | 0.46783 | 0.46783 | 0.46783 | 0.46783 | 0 | 0 | 0 | 0 | 0 | 0 | 0 | 0.66722 | 0.66722 | 0.50041 | 0.50041 | 0.50041 | 0.50041 | 0.50041 | 0 | 0 | 0 | 0 | 0 | 0 | 0 | 0 | 0 | 0 | 0 | 0 | 0 | 0 | 0 | 0 | 0 | 0 | 0 | 0 | 0 | 0 | 0 | 0 | 0 | 0 | 0 | 0 | 0 | 0 | 0 | 0 | 0 | 0 | 0 | 0.12869 | 0.12869 | 0.096516 | 0.096516 | 0.096516 | 0.096516 | 0.096516 | 0 | 0 | 0 | 0 | 0 | 0 | 0 | 0.14359 | 0.14359 | 0.1077 | 0.1077 | 0.1077 | 0.1077 | 0.1077 | 0 | 0 | 0 | 0 | 0 | 0 | 0 | 0 | 0 | 0 | 0 | 0 | 0 | 0 | 0 | 0 | 0 | 0 | 0 | 0 | 0 | 0 | 0 | 0 | 0 | 0 | 0 | 0 | 0 | 0 | 0 | 0 | 0 | 0 | 0 | Office (small) All ILit Cls | Office (small) All ILit Cls | 2 | 5 | 5 | Office (small) All ILit2 Cls | Office (small) All ILit Cls | Office (small) All ILit Cls | 2 | 5 | 5 | 2 | 1.0696 | 0.045 | 0.05 | 0.05 | 0.05 | 0.05 | 0.05 | 0.05 | 0.05 | 0.05 | 0.05 | 0.05 | 0.05 | 0.05 | 0.05 | 0.05 | 0.05 | 0.05 | 0.05 | 0.05 | 0.05 | 0.05 | 0.05 | 0.05 | 0.05 | 0.05 | 1.1158 | 0.045 | 0.05 | 0.05 | 0.05 | 0.05 | 0.05 | 0.05 | 0.05 | 0.05 | 0.05 | 0.05 | 0.05 | 0.05 | 0.05 | 0.05 | 0.05 | 0.05 | 0.05 | 0.05 | 0.05 | 0.05 | 0.05 | 0.05 | 0.05 | 0.05 | 0 | 0 | 0 | 0 | 0 | 0 | 0 | 0 | 0 | 0 | 0 | 0 | 0 | 0 | 0 | 0 | 0 | 0 | 0 | 0 | 0 | 0 | 0 | 0 | 0 | 0 | 0 | 0 | 0 | 0 | 0 | 0 | 0 | 0 | 0 | 0 | 0 | 0 | 0 | 0 | 0 | 0 | 0 | 0 | 0 | 0 | 0 | 0 | 10 | 0.66337 | 0.20792 | 0.079208 | 0.049505 | 0.76136 | 0 | 0 | 0 | 0 | 0 | 0 | 0 | 0 |  | 0.13221 | 0.13221 | 0.13752 | 0.1377 | 0.13674 | 0.13674 | 0.13674 | Office - Small - Corridor - Hol | 14 | 8 | 17 | 0 | 10.6964 | 0 | 0 | 0 | 10.6964 | 0 | 0 | 0 | 1.0696 | 0 | 0 | 0 | 0 | 0 | 0 | 0 | 0 | 0 | 0 | 0 | 0 | 0 | 0 | 0 | 0 | 0 | 0 | 0 | 0 | 0 | 0 | 0 | 0 |  | 0 | 11.1583 | 0 | 0 | 0 | 11.1583 | 0 | 0 | 0 | 1.1158 | 0 | 0 | 0 | 0 | 0 | 0 | 0 | 0 | 0 | 0 | 0 | 0 | 0 | 0 | 0 | 0 | 0 | 0 | 0 | 0 | 0 | 0 | 0 | 0 | 0.89137 | 0.9 | 0.92986 | 0.9
1412 | 14 | 12 | 8 | 4 |  |  | Office - Small - Corridor | Office - Small - Corridor | Office - Small | Corridor | Office - Small - Corridor |  | Office - Small | Office - Small - Corridor | Office (small) All | all | Open | 251 | 251 | 0.1 | 0.62378 | 0.62378 | 0.46783 | 0.46783 | 0.46783 | 0.46783 | 0.46783 | 0.062378 | 0.062378 | 0.046783 | 0.046783 | 0.046783 | 0.046783 | 0.046783 | 129.0932 | 129.0932 | 96.8199 | 96.8199 | 96.8199 | 96.8199 | 96.8199 | 0.038924 | 0.038924 | 0.029193 | 0.029193 | 0.029193 | 0.029193 | 0.029193 | 2311.8367 | 2311.8367 | 2311.8367 | 2311.8367 | 2311.8367 | 2311.8367 | 2311.8367 | 0 | 0 | 0 | 0 | 0 | 0 | 0 | 0.624 | 0.624 | 0.624 | 0.624 | 0.624 | 0.624 | 0.624 | 0 | 0 | 0 | 0 | 0 | 0 | 0 | 0.12869 | 0.12869 | 0.096516 | 0.096516 | 0.096516 | 0.096516 | 0.096516 | 0.012869 | 0.012869 | 0.0096516 | 0.0096516 | 0.0096516 | 0.0096516 | 0.0096516 | 31.4233 | 31.4233 | 23.5674 | 23.5674 | 23.5674 | 23.5674 | 23.5674 | 0.0078113 | 0.0078113 | 0.0058585 | 0.0058585 | 0.0058585 | 0.0058585 | 0.0058585 | 2754.0614 | 2754.0614 | 2754.0614 | 2754.0614 | 2754.0614 | 2754.0614 | 2754.0614 | 0 | 0 | 0 | 0 | 0 | 0 | 0 | 0.607 | 0.607 | 0.607 | 0.607 | 0.607 | 0.607 | 0.607 | 0 | 0 | 0 | 0 | 0 | 0 | 0 | Office (small) All ILit all | Office (small) All ILit all | 3819 | 5.5 | 74 | Office (small) All ILit2 all | Office (small) All ILit2 all | Office (small) All ILit2 All | 3903 | 24 | 70 | 3819 | 8.2452 | 0.624 | 0.055 | 0.055 | 0.055 | 0.055 | 0.11 | 0.16 | 0.26 | 0.5 | 0.67 | 0.74 | 0.74 | 0.74 | 0.74 | 0.74 | 0.74 | 0.7 | 0.64 | 0.5 | 0.31 | 0.22 | 0.18 | 0.14 | 0.1 | 0.1 | 9.7284 | 0.607 | 0.24 | 0.24 | 0.24 | 0.24 | 0.24 | 0.24 | 0.24 | 0.62333 | 0.67444 | 0.67444 | 0.7 | 0.7 | 0.62333 | 0.62333 | 0.67444 | 0.67444 | 0.67444 | 0.57222 | 0.36778 | 0.24 | 0.24 | 0.24 | 0.24 | 0.24 | 0 | 0 | 0 | 0 | 0.080292 | 0.15328 | 0.29927 | 0.64964 | 0.89781 | 1 | 1 | 1 | 1 | 1 | 1 | 0.94161 | 0.85401 | 0.64964 | 0.37226 | 0.24088 | 0.18248 | 0.12409 | 0.065693 | 0.065693 | 0 | 0 | 0 | 0 | 0 | 0 | 0 | 0.83333 | 0.94444 | 0.94444 | 1 | 1 | 0.83333 | 0.83333 | 0.94444 | 0.94444 | 0.94444 | 0.72222 | 0.27778 | 0 | 0 | 0 | 0 | 0 | 10 | 0.66337 | 0.20792 | 0.079208 | 0.049505 | 0.76136 | 0.067785 | 0.0042283 | 0.0042283 | 0.0031712 | 0.0031712 | 0.0031712 | 0.0031712 | 0.0031712 |  | 0.13221 | 0.13221 | 0.13752 | 0.1377 | 0.13674 | 0.13674 | 0.13674 | Office - Small - Corridor - all | 16 | 8 | 17 | 1583.81 | 485.7285 | 1583.81 | 485.7285 | 0 | 0 | 6.31 | 1.9352 | 0 | 0 | 0 | 0 | 0 | 0 | 0 | 0 | 0 | 0.5 | 0.67 | 0.74 | 0.74 | 0.74 | 0.74 | 0.74 | 0.74 | 0.7 | 0 | 0 | 0 | 0 | 0 | 0 | 0 | 0 |  | 1497.9122 | 943.9148 | 1497.9122 | 943.9148 | 0 | 0 | 5.9678 | 3.7606 | 0 | 0 | 0 | 0 | 0 | 0 | 0 | 0 | 0 | 0.62333 | 0.67444 | 0.67444 | 0.7 | 0.7 | 0.62333 | 0.62333 | 0.67444 | 0.67444 | 0 | 0 | 0 | 0 | 0 | 0 | 0 | 0 | 0.89137 | 0.9 | 0.92986 | 0.9
1413 | 14 | 13 | 5 | 1 |  |  |  |  | Office - Small | Lobby (Office Reception/Waiting) | Office - Small - Lobby (Office Reception/Waiting) |  | Office - Small | Office - Small - Lobby (Office Reception/Waiting) | Office (small) All | Sat | Open | 52 | 52 | 0.05 | 1.2476 | 1.2476 | 0.97465 | 0.97465 | 0.97465 | 0.97465 | 0.97465 | 0 | 0 | 0 | 0 | 0 | 0 | 0 | 10.9773 | 10.9773 | 8.576 | 8.576 | 8.576 | 8.576 | 8.576 | 0 | 0 | 0 | 0 | 0 | 0 | 0 | 0 | 0 | 0 | 0 | 0 | 0 | 0 | 0 | 0 | 0 | 0 | 0 | 0 | 0 | 0 | 0 | 0 | 0 | 0 | 0 | 0 | 0 | 0 | 0 | 0 | 0 | 0 | 0 | 0.25738 | 0.25738 | 0.20107 | 0.20107 | 0.20107 | 0.20107 | 0.20107 | 0 | 0 | 0 | 0 | 0 | 0 | 0 | 3.1278 | 3.1278 | 2.4436 | 2.4436 | 2.4436 | 2.4436 | 2.4436 | 0 | 0 | 0 | 0 | 0 | 0 | 0 | 0 | 0 | 0 | 0 | 0 | 0 | 0 | 0 | 0 | 0 | 0 | 0 | 0 | 0 | 0 | 0 | 0 | 0 | 0 | 0 | 0 | 0 | 0 | 0 | 0 | 0 | 0 | 0 | Office (small) All ILit Sat | Office (small) All ILit all | 3820 | 5 | 32 | Office (small) All ILit2 Sat | Office (small) All ILit2 Sat | Office (small) All ILit2 All | 3904 | 12 | 35 | 3820 | 3.3842 | 0.288 | 0.05 | 0.05 | 0.05 | 0.05 | 0.05 | 0.05 | 0.05 | 0.21667 | 0.32 | 0.32 | 0.32 | 0.32 | 0.32 | 0.32 | 0.32 | 0.32 | 0.32 | 0.05 | 0.05 | 0.05 | 0.05 | 0.05 | 0.05 | 0.05 | 4.6741 | 0.315 | 0.12 | 0.12 | 0.12 | 0.12 | 0.12 | 0.12 | 0.12 | 0.24778 | 0.35 | 0.35 | 0.35 | 0.35 | 0.29889 | 0.35 | 0.35 | 0.35 | 0.35 | 0.12 | 0.12 | 0.12 | 0.12 | 0.12 | 0.12 | 0.12 | 0 | 0 | 0 | 0 | 0 | 0 | 0 | 0.61728 | 1 | 1 | 1 | 1 | 1 | 1 | 1 | 1 | 1 | 0 | 0 | 0 | 0 | 0 | 0 | 0 | 0 | 0 | 0 | 0 | 0 | 0 | 0 | 0.55556 | 1 | 1 | 1 | 1 | 0.77778 | 1 | 1 | 1 | 1 | 0 | 0 | 0 | 0 | 0 | 0 | 0 | 10 | 0.66337 | 0.20792 | 0.079208 | 0.049505 | 0.76136 | 0 | 0 | 0 | 0 | 0 | 0 | 0 | 0 |  | 0.13221 | 0.13221 | 0.13752 | 0.1377 | 0.13674 | 0.13674 | 0.13674 | Office - Small - Lobby (Office Reception/Waiting) - Sat | 10 | 8 | 17 | 144.3867 | 31.5936 | 0 | 0 | 144.3867 | 31.5936 | 0 | 0 | 2.7767 | 0.60757 | 0 | 0 | 0 | 0 | 0 | 0 | 0 | 0.21667 | 0.32 | 0.32 | 0.32 | 0.32 | 0.32 | 0.32 | 0.32 | 0.32 | 0 | 0 | 0 | 0 | 0 | 0 | 0 | 0 |  | 155.8267 | 87.2262 | 0 | 0 | 155.8267 | 87.2262 | 0 | 0 | 2.9967 | 1.6774 | 0 | 0 | 0 | 0 | 0 | 0 | 0 | 0.24778 | 0.35 | 0.35 | 0.35 | 0.35 | 0.29889 | 0.35 | 0.35 | 0.35 | 0 | 0 | 0 | 0 | 0 | 0 | 0 | 0 | 0.89137 | 0.9 | 0.92986 | 0.9
1414 | 14 | 14 | 6 | 2 |  |  |  |  | Office - Small | Lobby (Office Reception/Waiting) | Office - Small - Lobby (Office Reception/Waiting) |  | Office - Small | Office - Small - Lobby (Office Reception/Waiting) | Office (small) All | Sun | Closed | 52 | 52 | 0.05 | 1.2476 | 1.2476 | 0.97465 | 0.97465 | 0.97465 | 0.97465 | 0.97465 | 0 | 0 | 0 | 0 | 0 | 0 | 0 | 3.4695 | 3.4695 | 2.7106 | 2.7106 | 2.7106 | 2.7106 | 2.7106 | 0 | 0 | 0 | 0 | 0 | 0 | 0 | 0 | 0 | 0 | 0 | 0 | 0 | 0 | 0 | 0 | 0 | 0 | 0 | 0 | 0 | 0 | 0 | 0 | 0 | 0 | 0 | 0 | 0 | 0 | 0 | 0 | 0 | 0 | 0 | 0.25738 | 0.25738 | 0.20107 | 0.20107 | 0.20107 | 0.20107 | 0.20107 | 0 | 0 | 0 | 0 | 0 | 0 | 0 | 0.74669 | 0.74669 | 0.58335 | 0.58335 | 0.58335 | 0.58335 | 0.58335 | 0 | 0 | 0 | 0 | 0 | 0 | 0 | 0 | 0 | 0 | 0 | 0 | 0 | 0 | 0 | 0 | 0 | 0 | 0 | 0 | 0 | 0 | 0 | 0 | 0 | 0 | 0 | 0 | 0 | 0 | 0 | 0 | 0 | 0 | 0 | Office (small) All ILit Cls | Office (small) All ILit Cls | 2 | 5 | 5 | Office (small) All ILit2 Cls | Office (small) All ILit Cls | Office (small) All ILit Cls | 2 | 5 | 5 | 2 | 1.0696 | 0.045 | 0.05 | 0.05 | 0.05 | 0.05 | 0.05 | 0.05 | 0.05 | 0.05 | 0.05 | 0.05 | 0.05 | 0.05 | 0.05 | 0.05 | 0.05 | 0.05 | 0.05 | 0.05 | 0.05 | 0.05 | 0.05 | 0.05 | 0.05 | 0.05 | 1.1158 | 0.045 | 0.05 | 0.05 | 0.05 | 0.05 | 0.05 | 0.05 | 0.05 | 0.05 | 0.05 | 0.05 | 0.05 | 0.05 | 0.05 | 0.05 | 0.05 | 0.05 | 0.05 | 0.05 | 0.05 | 0.05 | 0.05 | 0.05 | 0.05 | 0.05 | 0 | 0 | 0 | 0 | 0 | 0 | 0 | 0 | 0 | 0 | 0 | 0 | 0 | 0 | 0 | 0 | 0 | 0 | 0 | 0 | 0 | 0 | 0 | 0 | 0 | 0 | 0 | 0 | 0 | 0 | 0 | 0 | 0 | 0 | 0 | 0 | 0 | 0 | 0 | 0 | 0 | 0 | 0 | 0 | 0 | 0 | 0 | 0 | 10 | 0.66337 | 0.20792 | 0.079208 | 0.049505 | 0.76136 | 0 | 0 | 0 | 0 | 0 | 0 | 0 | 0 |  | 0.13221 | 0.13221 | 0.13752 | 0.1377 | 0.13674 | 0.13674 | 0.13674 | Office - Small - Lobby (Office Reception/Waiting) - Sun | 12 | 8 | 17 | 0 | 55.6215 | 0 | 0 | 0 | 55.6215 | 0 | 0 | 0 | 1.0696 | 0 | 0 | 0 | 0 | 0 | 0 | 0 | 0 | 0 | 0 | 0 | 0 | 0 | 0 | 0 | 0 | 0 | 0 | 0 | 0 | 0 | 0 | 0 | 0 |  | 0 | 58.0232 | 0 | 0 | 0 | 58.0232 | 0 | 0 | 0 | 1.1158 | 0 | 0 | 0 | 0 | 0 | 0 | 0 | 0 | 0 | 0 | 0 | 0 | 0 | 0 | 0 | 0 | 0 | 0 | 0 | 0 | 0 | 0 | 0 | 0 | 0.89137 | 0.9 | 0.92986 | 0.9
1415 | 14 | 15 | 7 | 3 |  |  |  |  | Office - Small | Lobby (Office Reception/Waiting) | Office - Small - Lobby (Office Reception/Waiting) |  | Office - Small | Office - Small - Lobby (Office Reception/Waiting) | Office (small) All | Hol | Closed | 10 | 10 | 0.05 | 1.2476 | 1.2476 | 0.97465 | 0.97465 | 0.97465 | 0.97465 | 0.97465 | 0 | 0 | 0 | 0 | 0 | 0 | 0 | 0.66722 | 0.66722 | 0.52127 | 0.52127 | 0.52127 | 0.52127 | 0.52127 | 0 | 0 | 0 | 0 | 0 | 0 | 0 | 0 | 0 | 0 | 0 | 0 | 0 | 0 | 0 | 0 | 0 | 0 | 0 | 0 | 0 | 0 | 0 | 0 | 0 | 0 | 0 | 0 | 0 | 0 | 0 | 0 | 0 | 0 | 0 | 0.25738 | 0.25738 | 0.20107 | 0.20107 | 0.20107 | 0.20107 | 0.20107 | 0 | 0 | 0 | 0 | 0 | 0 | 0 | 0.14359 | 0.14359 | 0.11218 | 0.11218 | 0.11218 | 0.11218 | 0.11218 | 0 | 0 | 0 | 0 | 0 | 0 | 0 | 0 | 0 | 0 | 0 | 0 | 0 | 0 | 0 | 0 | 0 | 0 | 0 | 0 | 0 | 0 | 0 | 0 | 0 | 0 | 0 | 0 | 0 | 0 | 0 | 0 | 0 | 0 | 0 | Office (small) All ILit Cls | Office (small) All ILit Cls | 2 | 5 | 5 | Office (small) All ILit2 Cls | Office (small) All ILit Cls | Office (small) All ILit Cls | 2 | 5 | 5 | 2 | 1.0696 | 0.045 | 0.05 | 0.05 | 0.05 | 0.05 | 0.05 | 0.05 | 0.05 | 0.05 | 0.05 | 0.05 | 0.05 | 0.05 | 0.05 | 0.05 | 0.05 | 0.05 | 0.05 | 0.05 | 0.05 | 0.05 | 0.05 | 0.05 | 0.05 | 0.05 | 1.1158 | 0.045 | 0.05 | 0.05 | 0.05 | 0.05 | 0.05 | 0.05 | 0.05 | 0.05 | 0.05 | 0.05 | 0.05 | 0.05 | 0.05 | 0.05 | 0.05 | 0.05 | 0.05 | 0.05 | 0.05 | 0.05 | 0.05 | 0.05 | 0.05 | 0.05 | 0 | 0 | 0 | 0 | 0 | 0 | 0 | 0 | 0 | 0 | 0 | 0 | 0 | 0 | 0 | 0 | 0 | 0 | 0 | 0 | 0 | 0 | 0 | 0 | 0 | 0 | 0 | 0 | 0 | 0 | 0 | 0 | 0 | 0 | 0 | 0 | 0 | 0 | 0 | 0 | 0 | 0 | 0 | 0 | 0 | 0 | 0 | 0 | 10 | 0.66337 | 0.20792 | 0.079208 | 0.049505 | 0.76136 | 0 | 0 | 0 | 0 | 0 | 0 | 0 | 0 |  | 0.13221 | 0.13221 | 0.13752 | 0.1377 | 0.13674 | 0.13674 | 0.13674 | Office - Small - Lobby (Office Reception/Waiting) - Hol | 14 | 8 | 17 | 0 | 10.6964 | 0 | 0 | 0 | 10.6964 | 0 | 0 | 0 | 1.0696 | 0 | 0 | 0 | 0 | 0 | 0 | 0 | 0 | 0 | 0 | 0 | 0 | 0 | 0 | 0 | 0 | 0 | 0 | 0 | 0 | 0 | 0 | 0 | 0 |  | 0 | 11.1583 | 0 | 0 | 0 | 11.1583 | 0 | 0 | 0 | 1.1158 | 0 | 0 | 0 | 0 | 0 | 0 | 0 | 0 | 0 | 0 | 0 | 0 | 0 | 0 | 0 | 0 | 0 | 0 | 0 | 0 | 0 | 0 | 0 | 0 | 0.89137 | 0.9 | 0.92986 | 0.9
1416 | 14 | 16 | 8 | 4 |  |  | Office - Small - Lobby (Office Reception/Waiting) | Office - Small - Lobby (Office Reception/Waiting) | Office - Small | Lobby (Office Reception/Waiting) | Office - Small - Lobby (Office Reception/Waiting) |  | Office - Small | Office - Small - Lobby (Office Reception/Waiting) | Office (small) All | all | Open | 251 | 251 | 0.05 | 1.2476 | 1.2476 | 0.97465 | 0.97465 | 0.97465 | 0.97465 | 0.97465 | 0.062378 | 0.062378 | 0.048733 | 0.048733 | 0.048733 | 0.048733 | 0.048733 | 129.0932 | 129.0932 | 100.854 | 100.854 | 100.854 | 100.854 | 100.854 | 0.038924 | 0.038924 | 0.030409 | 0.030409 | 0.030409 | 0.030409 | 0.030409 | 2311.8367 | 2311.8367 | 2311.8367 | 2311.8367 | 2311.8367 | 2311.8367 | 2311.8367 | 0 | 0 | 0 | 0 | 0 | 0 | 0 | 0.624 | 0.624 | 0.624 | 0.624 | 0.624 | 0.624 | 0.624 | 0 | 0 | 0 | 0 | 0 | 0 | 0 | 0.25738 | 0.25738 | 0.20107 | 0.20107 | 0.20107 | 0.20107 | 0.20107 | 0.012869 | 0.012869 | 0.010054 | 0.010054 | 0.010054 | 0.010054 | 0.010054 | 31.4233 | 31.4233 | 24.5494 | 24.5494 | 24.5494 | 24.5494 | 24.5494 | 0.0078113 | 0.0078113 | 0.0061026 | 0.0061026 | 0.0061026 | 0.0061026 | 0.0061026 | 2754.0614 | 2754.0614 | 2754.0614 | 2754.0614 | 2754.0614 | 2754.0614 | 2754.0614 | 0 | 0 | 0 | 0 | 0 | 0 | 0 | 0.607 | 0.607 | 0.607 | 0.607 | 0.607 | 0.607 | 0.607 | 0 | 0 | 0 | 0 | 0 | 0 | 0 | Office (small) All ILit all | Office (small) All ILit all | 3819 | 5.5 | 74 | Office (small) All ILit2 all | Office (small) All ILit2 all | Office (small) All ILit2 All | 3903 | 24 | 70 | 3819 | 8.2452 | 0.624 | 0.055 | 0.055 | 0.055 | 0.055 | 0.11 | 0.16 | 0.26 | 0.5 | 0.67 | 0.74 | 0.74 | 0.74 | 0.74 | 0.74 | 0.74 | 0.7 | 0.64 | 0.5 | 0.31 | 0.22 | 0.18 | 0.14 | 0.1 | 0.1 | 9.7284 | 0.607 | 0.24 | 0.24 | 0.24 | 0.24 | 0.24 | 0.24 | 0.24 | 0.62333 | 0.67444 | 0.67444 | 0.7 | 0.7 | 0.62333 | 0.62333 | 0.67444 | 0.67444 | 0.67444 | 0.57222 | 0.36778 | 0.24 | 0.24 | 0.24 | 0.24 | 0.24 | 0 | 0 | 0 | 0 | 0.080292 | 0.15328 | 0.29927 | 0.64964 | 0.89781 | 1 | 1 | 1 | 1 | 1 | 1 | 0.94161 | 0.85401 | 0.64964 | 0.37226 | 0.24088 | 0.18248 | 0.12409 | 0.065693 | 0.065693 | 0 | 0 | 0 | 0 | 0 | 0 | 0 | 0.83333 | 0.94444 | 0.94444 | 1 | 1 | 0.83333 | 0.83333 | 0.94444 | 0.94444 | 0.94444 | 0.72222 | 0.27778 | 0 | 0 | 0 | 0 | 0 | 10 | 0.66337 | 0.20792 | 0.079208 | 0.049505 | 0.76136 | 0.067785 | 0.0042283 | 0.0042283 | 0.0033033 | 0.0033033 | 0.0033033 | 0.0033033 | 0.0033033 |  | 0.13221 | 0.13221 | 0.13752 | 0.1377 | 0.13674 | 0.13674 | 0.13674 | Office - Small - Lobby (Office Reception/Waiting) - all | 16 | 8 | 17 | 1583.81 | 485.7285 | 1583.81 | 485.7285 | 0 | 0 | 6.31 | 1.9352 | 0 | 0 | 0 | 0 | 0 | 0 | 0 | 0 | 0 | 0.5 | 0.67 | 0.74 | 0.74 | 0.74 | 0.74 | 0.74 | 0.74 | 0.7 | 0 | 0 | 0 | 0 | 0 | 0 | 0 | 0 |  | 1497.9122 | 943.9148 | 1497.9122 | 943.9148 | 0 | 0 | 5.9678 | 3.7606 | 0 | 0 | 0 | 0 | 0 | 0 | 0 | 0 | 0 | 0.62333 | 0.67444 | 0.67444 | 0.7 | 0.7 | 0.62333 | 0.62333 | 0.67444 | 0.67444 | 0 | 0 | 0 | 0 | 0 | 0 | 0 | 0 | 0.89137 | 0.9 | 0.92986 | 0.9
1417 | 14 | 17 | 5 | 1 |  |  |  |  | Office - Small | Mechanical/Electrical Room | Office - Small - Mechanical/Electrical Room |  | Office - Small | Office - Small - Mechanical/Electrical Room | Office (small) All | Sat | Open | 52 | 52 | 0.04 | 1.1696 | 1.1696 | 0.54581 | 0.54581 | 0.54581 | 0.54581 | 0.54581 | 0 | 0 | 0 | 0 | 0 | 0 | 0 | 8.5345 | 8.5345 | 3.9828 | 3.9828 | 3.9828 | 3.9828 | 3.9828 | 0 | 0 | 0 | 0 | 0 | 0 | 0 | 0 | 0 | 0 | 0 | 0 | 0 | 0 | 0 | 0 | 0 | 0 | 0 | 0 | 0 | 0 | 0 | 0 | 0 | 0 | 0 | 0 | 0 | 0 | 0 | 0 | 0 | 0 | 0 | 0.24129 | 0.24129 | 0.1126 | 0.1126 | 0.1126 | 0.1126 | 0.1126 | 0 | 0 | 0 | 0 | 0 | 0 | 0 | 2.399 | 2.399 | 1.1195 | 1.1195 | 1.1195 | 1.1195 | 1.1195 | 0 | 0 | 0 | 0 | 0 | 0 | 0 | 0 | 0 | 0 | 0 | 0 | 0 | 0 | 0 | 0 | 0 | 0 | 0 | 0 | 0 | 0 | 0 | 0 | 0 | 0 | 0 | 0 | 0 | 0 | 0 | 0 | 0 | 0 | 0 | Office (small) All ILit Sat | Office (small) All ILit all | 3820 | 5 | 32 | Office (small) All ILit2 Sat | Office (small) All ILit2 Sat | Office (small) All ILit2 All | 3904 | 12 | 35 | 3820 | 3.5082 | 0.2688 | 0.05 | 0.05 | 0.05 | 0.05 | 0.05 | 0.05 | 0.05 | 0.21667 | 0.32 | 0.32 | 0.32 | 0.32 | 0.32 | 0.32 | 0.32 | 0.32 | 0.32 | 0.05 | 0.05 | 0.05 | 0.05 | 0.05 | 0.05 | 0.05 | 4.7801 | 0.294 | 0.12 | 0.12 | 0.12 | 0.12 | 0.12 | 0.12 | 0.12 | 0.24778 | 0.35 | 0.35 | 0.35 | 0.35 | 0.29889 | 0.35 | 0.35 | 0.35 | 0.35 | 0.12 | 0.12 | 0.12 | 0.12 | 0.12 | 0.12 | 0.12 | 0 | 0 | 0 | 0 | 0 | 0 | 0 | 0.61728 | 1 | 1 | 1 | 1 | 1 | 1 | 1 | 1 | 1 | 0 | 0 | 0 | 0 | 0 | 0 | 0 | 0 | 0 | 0 | 0 | 0 | 0 | 0 | 0.55556 | 1 | 1 | 1 | 1 | 0.77778 | 1 | 1 | 1 | 1 | 0 | 0 | 0 | 0 | 0 | 0 | 0 | 16 | 0.29 | 0.41 | 0.14 | 0.16 | 0.41429 | 0 | 0 | 0 | 0 | 0 | 0 | 0 | 0 |  | 0.13221 | 0.13221 | 0.13752 | 0.1377 | 0.13674 | 0.13674 | 0.13674 | Office - Small - Mechanical/Electrical Room - Sat | 10 | 8 | 17 | 144.3867 | 38.039 | 0 | 0 | 144.3867 | 38.039 | 0 | 0 | 2.7767 | 0.73152 | 0 | 0 | 0 | 0 | 0 | 0 | 0 | 0.21667 | 0.32 | 0.32 | 0.32 | 0.32 | 0.32 | 0.32 | 0.32 | 0.32 | 0 | 0 | 0 | 0 | 0 | 0 | 0 | 0 |  | 155.8267 | 92.7362 | 0 | 0 | 155.8267 | 92.7362 | 0 | 0 | 2.9967 | 1.7834 | 0 | 0 | 0 | 0 | 0 | 0 | 0 | 0.24778 | 0.35 | 0.35 | 0.35 | 0.35 | 0.29889 | 0.35 | 0.35 | 0.35 | 0 | 0 | 0 | 0 | 0 | 0 | 0 | 0 | 0.92402 | 0.84 | 0.95094 | 0.84
1418 | 14 | 18 | 6 | 2 |  |  |  |  | Office - Small | Mechanical/Electrical Room | Office - Small - Mechanical/Electrical Room |  | Office - Small | Office - Small - Mechanical/Electrical Room | Office (small) All | Sun | Closed | 52 | 52 | 0.04 | 1.1696 | 1.1696 | 0.54581 | 0.54581 | 0.54581 | 0.54581 | 0.54581 | 0 | 0 | 0 | 0 | 0 | 0 | 0 | 2.6975 | 2.6975 | 1.2588 | 1.2588 | 1.2588 | 1.2588 | 1.2588 | 0 | 0 | 0 | 0 | 0 | 0 | 0 | 0 | 0 | 0 | 0 | 0 | 0 | 0 | 0 | 0 | 0 | 0 | 0 | 0 | 0 | 0 | 0 | 0 | 0 | 0 | 0 | 0 | 0 | 0 | 0 | 0 | 0 | 0 | 0 | 0.24129 | 0.24129 | 0.1126 | 0.1126 | 0.1126 | 0.1126 | 0.1126 | 0 | 0 | 0 | 0 | 0 | 0 | 0 | 0.57271 | 0.57271 | 0.26726 | 0.26726 | 0.26726 | 0.26726 | 0.26726 | 0 | 0 | 0 | 0 | 0 | 0 | 0 | 0 | 0 | 0 | 0 | 0 | 0 | 0 | 0 | 0 | 0 | 0 | 0 | 0 | 0 | 0 | 0 | 0 | 0 | 0 | 0 | 0 | 0 | 0 | 0 | 0 | 0 | 0 | 0 | Office (small) All ILit Cls | Office (small) All ILit Cls | 2 | 5 | 5 | Office (small) All ILit2 Cls | Office (small) All ILit Cls | Office (small) All ILit Cls | 2 | 5 | 5 | 2 | 1.1088 | 0.042 | 0.05 | 0.05 | 0.05 | 0.05 | 0.05 | 0.05 | 0.05 | 0.05 | 0.05 | 0.05 | 0.05 | 0.05 | 0.05 | 0.05 | 0.05 | 0.05 | 0.05 | 0.05 | 0.05 | 0.05 | 0.05 | 0.05 | 0.05 | 0.05 | 1.1411 | 0.042 | 0.05 | 0.05 | 0.05 | 0.05 | 0.05 | 0.05 | 0.05 | 0.05 | 0.05 | 0.05 | 0.05 | 0.05 | 0.05 | 0.05 | 0.05 | 0.05 | 0.05 | 0.05 | 0.05 | 0.05 | 0.05 | 0.05 | 0.05 | 0.05 | 0 | 0 | 0 | 0 | 0 | 0 | 0 | 0 | 0 | 0 | 0 | 0 | 0 | 0 | 0 | 0 | 0 | 0 | 0 | 0 | 0 | 0 | 0 | 0 | 0 | 0 | 0 | 0 | 0 | 0 | 0 | 0 | 0 | 0 | 0 | 0 | 0 | 0 | 0 | 0 | 0 | 0 | 0 | 0 | 0 | 0 | 0 | 0 | 16 | 0.29 | 0.41 | 0.14 | 0.16 | 0.41429 | 0 | 0 | 0 | 0 | 0 | 0 | 0 | 0 |  | 0.13221 | 0.13221 | 0.13752 | 0.1377 | 0.13674 | 0.13674 | 0.13674 | Office - Small - Mechanical/Electrical Room - Sun | 12 | 8 | 17 | 0 | 57.6587 | 0 | 0 | 0 | 57.6587 | 0 | 0 | 0 | 1.1088 | 0 | 0 | 0 | 0 | 0 | 0 | 0 | 0 | 0 | 0 | 0 | 0 | 0 | 0 | 0 | 0 | 0 | 0 | 0 | 0 | 0 | 0 | 0 | 0 |  | 0 | 59.3386 | 0 | 0 | 0 | 59.3386 | 0 | 0 | 0 | 1.1411 | 0 | 0 | 0 | 0 | 0 | 0 | 0 | 0 | 0 | 0 | 0 | 0 | 0 | 0 | 0 | 0 | 0 | 0 | 0 | 0 | 0 | 0 | 0 | 0 | 0.92402 | 0.84 | 0.95094 | 0.84
1419 | 14 | 19 | 7 | 3 |  |  |  |  | Office - Small | Mechanical/Electrical Room | Office - Small - Mechanical/Electrical Room |  | Office - Small | Office - Small - Mechanical/Electrical Room | Office (small) All | Hol | Closed | 10 | 10 | 0.04 | 1.1696 | 1.1696 | 0.54581 | 0.54581 | 0.54581 | 0.54581 | 0.54581 | 0 | 0 | 0 | 0 | 0 | 0 | 0 | 0.51874 | 0.51874 | 0.24208 | 0.24208 | 0.24208 | 0.24208 | 0.24208 | 0 | 0 | 0 | 0 | 0 | 0 | 0 | 0 | 0 | 0 | 0 | 0 | 0 | 0 | 0 | 0 | 0 | 0 | 0 | 0 | 0 | 0 | 0 | 0 | 0 | 0 | 0 | 0 | 0 | 0 | 0 | 0 | 0 | 0 | 0 | 0.24129 | 0.24129 | 0.1126 | 0.1126 | 0.1126 | 0.1126 | 0.1126 | 0 | 0 | 0 | 0 | 0 | 0 | 0 | 0.11014 | 0.11014 | 0.051397 | 0.051397 | 0.051397 | 0.051397 | 0.051397 | 0 | 0 | 0 | 0 | 0 | 0 | 0 | 0 | 0 | 0 | 0 | 0 | 0 | 0 | 0 | 0 | 0 | 0 | 0 | 0 | 0 | 0 | 0 | 0 | 0 | 0 | 0 | 0 | 0 | 0 | 0 | 0 | 0 | 0 | 0 | Office (small) All ILit Cls | Office (small) All ILit Cls | 2 | 5 | 5 | Office (small) All ILit2 Cls | Office (small) All ILit Cls | Office (small) All ILit Cls | 2 | 5 | 5 | 2 | 1.1088 | 0.042 | 0.05 | 0.05 | 0.05 | 0.05 | 0.05 | 0.05 | 0.05 | 0.05 | 0.05 | 0.05 | 0.05 | 0.05 | 0.05 | 0.05 | 0.05 | 0.05 | 0.05 | 0.05 | 0.05 | 0.05 | 0.05 | 0.05 | 0.05 | 0.05 | 1.1411 | 0.042 | 0.05 | 0.05 | 0.05 | 0.05 | 0.05 | 0.05 | 0.05 | 0.05 | 0.05 | 0.05 | 0.05 | 0.05 | 0.05 | 0.05 | 0.05 | 0.05 | 0.05 | 0.05 | 0.05 | 0.05 | 0.05 | 0.05 | 0.05 | 0.05 | 0 | 0 | 0 | 0 | 0 | 0 | 0 | 0 | 0 | 0 | 0 | 0 | 0 | 0 | 0 | 0 | 0 | 0 | 0 | 0 | 0 | 0 | 0 | 0 | 0 | 0 | 0 | 0 | 0 | 0 | 0 | 0 | 0 | 0 | 0 | 0 | 0 | 0 | 0 | 0 | 0 | 0 | 0 | 0 | 0 | 0 | 0 | 0 | 16 | 0.29 | 0.41 | 0.14 | 0.16 | 0.41429 | 0 | 0 | 0 | 0 | 0 | 0 | 0 | 0 |  | 0.13221 | 0.13221 | 0.13752 | 0.1377 | 0.13674 | 0.13674 | 0.13674 | Office - Small - Mechanical/Electrical Room - Hol | 14 | 8 | 17 | 0 | 11.0882 | 0 | 0 | 0 | 11.0882 | 0 | 0 | 0 | 1.1088 | 0 | 0 | 0 | 0 | 0 | 0 | 0 | 0 | 0 | 0 | 0 | 0 | 0 | 0 | 0 | 0 | 0 | 0 | 0 | 0 | 0 | 0 | 0 | 0 |  | 0 | 11.4113 | 0 | 0 | 0 | 11.4113 | 0 | 0 | 0 | 1.1411 | 0 | 0 | 0 | 0 | 0 | 0 | 0 | 0 | 0 | 0 | 0 | 0 | 0 | 0 | 0 | 0 | 0 | 0 | 0 | 0 | 0 | 0 | 0 | 0 | 0.92402 | 0.84 | 0.95094 | 0.84
1420 | 14 | 20 | 8 | 4 |  |  | Office - Small - Mechanical/Electrical Room | Office - Small - Mechanical/Electrical Room | Office - Small | Mechanical/Electrical Room | Office - Small - Mechanical/Electrical Room |  | Office - Small | Office - Small - Mechanical/Electrical Room | Office (small) All | all | Open | 251 | 251 | 0.04 | 1.1696 | 1.1696 | 0.54581 | 0.54581 | 0.54581 | 0.54581 | 0.54581 | 0.046783 | 0.046783 | 0.021832 | 0.021832 | 0.021832 | 0.021832 | 0.021832 | 100.366 | 100.366 | 46.8375 | 46.8375 | 46.8375 | 46.8375 | 46.8375 | 0.027247 | 0.027247 | 0.012715 | 0.012715 | 0.012715 | 0.012715 | 0.012715 | 2396.51 | 2396.51 | 2396.51 | 2396.51 | 2396.51 | 2396.51 | 2396.51 | 0 | 0 | 0 | 0 | 0 | 0 | 0 | 0.5824 | 0.5824 | 0.5824 | 0.5824 | 0.5824 | 0.5824 | 0.5824 | 0 | 0 | 0 | 0 | 0 | 0 | 0 | 0.24129 | 0.24129 | 0.1126 | 0.1126 | 0.1126 | 0.1126 | 0.1126 | 0.0096516 | 0.0096516 | 0.0045041 | 0.0045041 | 0.0045041 | 0.0045041 | 0.0045041 | 24.1017 | 24.1017 | 11.2475 | 11.2475 | 11.2475 | 11.2475 | 11.2475 | 0.0054679 | 0.0054679 | 0.0025517 | 0.0025517 | 0.0025517 | 0.0025517 | 0.0025517 | 2816.4959 | 2816.4959 | 2816.4959 | 2816.4959 | 2816.4959 | 2816.4959 | 2816.4959 | 0 | 0 | 0 | 0 | 0 | 0 | 0 | 0.56653 | 0.56653 | 0.56653 | 0.56653 | 0.56653 | 0.56653 | 0.56653 | 0 | 0 | 0 | 0 | 0 | 0 | 0 | Office (small) All ILit all | Office (small) All ILit all | 3819 | 5.5 | 74 | Office (small) All ILit2 all | Office (small) All ILit2 all | Office (small) All ILit2 All | 3903 | 24 | 70 | 3819 | 8.5472 | 0.5824 | 0.055 | 0.055 | 0.055 | 0.055 | 0.11 | 0.16 | 0.26 | 0.5 | 0.67 | 0.74 | 0.74 | 0.74 | 0.74 | 0.74 | 0.74 | 0.7 | 0.64 | 0.5 | 0.31 | 0.22 | 0.18 | 0.14 | 0.1 | 0.1 | 9.9489 | 0.56653 | 0.24 | 0.24 | 0.24 | 0.24 | 0.24 | 0.24 | 0.24 | 0.62333 | 0.67444 | 0.67444 | 0.7 | 0.7 | 0.62333 | 0.62333 | 0.67444 | 0.67444 | 0.67444 | 0.57222 | 0.36778 | 0.24 | 0.24 | 0.24 | 0.24 | 0.24 | 0 | 0 | 0 | 0 | 0.080292 | 0.15328 | 0.29927 | 0.64964 | 0.89781 | 1 | 1 | 1 | 1 | 1 | 1 | 0.94161 | 0.85401 | 0.64964 | 0.37226 | 0.24088 | 0.18248 | 0.12409 | 0.065693 | 0.065693 | 0 | 0 | 0 | 0 | 0 | 0 | 0 | 0.83333 | 0.94444 | 0.94444 | 1 | 1 | 0.83333 | 0.83333 | 0.94444 | 0.94444 | 0.94444 | 0.72222 | 0.27778 | 0 | 0 | 0 | 0 | 0 | 16 | 0.29 | 0.41 | 0.14 | 0.16 | 0.41429 | 0.044252 | 0.0020703 | 0.0020703 | 0.00096612 | 0.00096612 | 0.00096612 | 0.00096612 | 0.00096612 |  | 0.13221 | 0.13221 | 0.13752 | 0.1377 | 0.13674 | 0.13674 | 0.13674 | Office - Small - Mechanical/Electrical Room - all | 16 | 8 | 17 | 1583.81 | 561.5275 | 1583.81 | 561.5275 | 0 | 0 | 6.31 | 2.2372 | 0 | 0 | 0 | 0 | 0 | 0 | 0 | 0 | 0 | 0.5 | 0.67 | 0.74 | 0.74 | 0.74 | 0.74 | 0.74 | 0.74 | 0.7 | 0 | 0 | 0 | 0 | 0 | 0 | 0 | 0 |  | 1497.9122 | 999.271 | 1497.9122 | 999.271 | 0 | 0 | 5.9678 | 3.9812 | 0 | 0 | 0 | 0 | 0 | 0 | 0 | 0 | 0 | 0.62333 | 0.67444 | 0.67444 | 0.7 | 0.7 | 0.62333 | 0.62333 | 0.67444 | 0.67444 | 0 | 0 | 0 | 0 | 0 | 0 | 0 | 0 | 0.92402 | 0.84 | 0.95094 | 0.84
1421 | 14 | 21 | 5 | 1 |  |  |  |  | Office - Small | Office (Executive/Private) | Office - Small - Office (Executive/Private) |  | Office - Small | Office - Small - Office (Executive/Private) | Office (small) All | Sat | Open | 52 | 52 | 0.7 | 1.0136 | 1.0136 | 1.0136 | 1.0136 | 0.93567 | 0.93567 | 0.93567 | 0 | 0 | 0 | 0 | 0 | 0 | 0 | 94.4317 | 94.4317 | 94.4317 | 94.4317 | 87.1677 | 87.1677 | 87.1677 | 0 | 0 | 0 | 0 | 0 | 0 | 0 | 0 | 0 | 0 | 0 | 0 | 0 | 0 | 0 | 0 | 0 | 0 | 0 | 0 | 0 | 0 | 0 | 0 | 0 | 0 | 0 | 0 | 0 | 0 | 0 | 0 | 0 | 0 | 0 | 0.20912 | 0.20912 | 0.20912 | 0.20912 | 0.19303 | 0.19303 | 0.19303 | 0 | 0 | 0 | 0 | 0 | 0 | 0 | 30.2111 | 30.2111 | 30.2111 | 30.2111 | 27.8871 | 27.8871 | 27.8871 | 0 | 0 | 0 | 0 | 0 | 0 | 0 | 0 | 0 | 0 | 0 | 0 | 0 | 0 | 0 | 0 | 0 | 0 | 0 | 0 | 0 | 0 | 0 | 0 | 0 | 0 | 0 | 0 | 0 | 0 | 0 | 0 | 0 | 0 | 0 | Office (small) All ILit Sat | Office (small) All ILit all | 3820 | 5 | 32 | Office (small) All ILit2 Sat | Office (small) All ILit2 Sat | Office (small) All ILit2 All | 3904 | 12 | 35 | 3820 | 2.5594 | 0.224 | 0.05 | 0.05 | 0.05 | 0.05 | 0.05 | 0.05 | 0.05 | 0.21667 | 0.32 | 0.32 | 0.32 | 0.32 | 0.32 | 0.32 | 0.32 | 0.32 | 0.32 | 0.05 | 0.05 | 0.05 | 0.05 | 0.05 | 0.05 | 0.05 | 3.9689 | 0.245 | 0.12 | 0.12 | 0.12 | 0.12 | 0.12 | 0.12 | 0.12 | 0.24778 | 0.35 | 0.35 | 0.35 | 0.35 | 0.29889 | 0.35 | 0.35 | 0.35 | 0.35 | 0.12 | 0.12 | 0.12 | 0.12 | 0.12 | 0.12 | 0.12 | 0 | 0 | 0 | 0 | 0 | 0 | 0 | 0.61728 | 1 | 1 | 1 | 1 | 1 | 1 | 1 | 1 | 1 | 0 | 0 | 0 | 0 | 0 | 0 | 0 | 0 | 0 | 0 | 0 | 0 | 0 | 0 | 0.55556 | 1 | 1 | 1 | 1 | 0.77778 | 1 | 1 | 1 | 1 | 0 | 0 | 0 | 0 | 0 | 0 | 0 | 30 | 0.66337 | 0.20792 | 0.079208 | 0.049505 | 0.76136 | 0 | 0 | 0 | 0 | 0 | 0 | 0 | 0 |  | 0.13221 | 0.13221 | 0.13752 | 0.1377 | 0.13674 | 0.13674 | 0.13674 | Office - Small - Office (Executive/Private) - Sat | 10 | 8 | 17 | 144.3867 | -11.2993 | 0 | 0 | 144.3867 | -11.2993 | 0 | 0 | 2.7767 | -0.21729 | 0 | 0 | 0 | 0 | 0 | 0 | 0 | 0.21667 | 0.32 | 0.32 | 0.32 | 0.32 | 0.32 | 0.32 | 0.32 | 0.32 | 0 | 0 | 0 | 0 | 0 | 0 | 0 | 0 |  | 155.8267 | 50.5585 | 0 | 0 | 155.8267 | 50.5585 | 0 | 0 | 2.9967 | 0.97228 | 0 | 0 | 0 | 0 | 0 | 0 | 0 | 0.24778 | 0.35 | 0.35 | 0.35 | 0.35 | 0.29889 | 0.35 | 0.35 | 0.35 | 0 | 0 | 0 | 0 | 0 | 0 | 0 | 0 | 0.67411 | 0.7 | 0.78958 | 0.7
1422 | 14 | 22 | 6 | 2 |  |  |  |  | Office - Small | Office (Executive/Private) | Office - Small - Office (Executive/Private) |  | Office - Small | Office - Small - Office (Executive/Private) | Office (small) All | Sun | Closed | 52 | 52 | 0.7 | 1.0136 | 1.0136 | 1.0136 | 1.0136 | 0.93567 | 0.93567 | 0.93567 | 0 | 0 | 0 | 0 | 0 | 0 | 0 | 29.8467 | 29.8467 | 29.8467 | 29.8467 | 27.5508 | 27.5508 | 27.5508 | 0 | 0 | 0 | 0 | 0 | 0 | 0 | 0 | 0 | 0 | 0 | 0 | 0 | 0 | 0 | 0 | 0 | 0 | 0 | 0 | 0 | 0 | 0 | 0 | 0 | 0 | 0 | 0 | 0 | 0 | 0 | 0 | 0 | 0 | 0 | 0.20912 | 0.20912 | 0.20912 | 0.20912 | 0.19303 | 0.19303 | 0.19303 | 0 | 0 | 0 | 0 | 0 | 0 | 0 | 7.2122 | 7.2122 | 7.2122 | 7.2122 | 6.6574 | 6.6574 | 6.6574 | 0 | 0 | 0 | 0 | 0 | 0 | 0 | 0 | 0 | 0 | 0 | 0 | 0 | 0 | 0 | 0 | 0 | 0 | 0 | 0 | 0 | 0 | 0 | 0 | 0 | 0 | 0 | 0 | 0 | 0 | 0 | 0 | 0 | 0 | 0 | Office (small) All ILit Cls | Office (small) All ILit Cls | 2 | 5 | 5 | Office (small) All ILit2 Cls | Office (small) All ILit Cls | Office (small) All ILit Cls | 2 | 5 | 5 | 2 | 0.80893 | 0.035 | 0.05 | 0.05 | 0.05 | 0.05 | 0.05 | 0.05 | 0.05 | 0.05 | 0.05 | 0.05 | 0.05 | 0.05 | 0.05 | 0.05 | 0.05 | 0.05 | 0.05 | 0.05 | 0.05 | 0.05 | 0.05 | 0.05 | 0.05 | 0.05 | 0.94749 | 0.035 | 0.05 | 0.05 | 0.05 | 0.05 | 0.05 | 0.05 | 0.05 | 0.05 | 0.05 | 0.05 | 0.05 | 0.05 | 0.05 | 0.05 | 0.05 | 0.05 | 0.05 | 0.05 | 0.05 | 0.05 | 0.05 | 0.05 | 0.05 | 0.05 | 0 | 0 | 0 | 0 | 0 | 0 | 0 | 0 | 0 | 0 | 0 | 0 | 0 | 0 | 0 | 0 | 0 | 0 | 0 | 0 | 0 | 0 | 0 | 0 | 0 | 0 | 0 | 0 | 0 | 0 | 0 | 0 | 0 | 0 | 0 | 0 | 0 | 0 | 0 | 0 | 0 | 0 | 0 | 0 | 0 | 0 | 0 | 0 | 30 | 0.66337 | 0.20792 | 0.079208 | 0.049505 | 0.76136 | 0 | 0 | 0 | 0 | 0 | 0 | 0 | 0 |  | 0.13221 | 0.13221 | 0.13752 | 0.1377 | 0.13674 | 0.13674 | 0.13674 | Office - Small - Office (Executive/Private) - Sun | 12 | 8 | 17 | 0 | 42.0645 | 0 | 0 | 0 | 42.0645 | 0 | 0 | 0 | 0.80893 | 0 | 0 | 0 | 0 | 0 | 0 | 0 | 0 | 0 | 0 | 0 | 0 | 0 | 0 | 0 | 0 | 0 | 0 | 0 | 0 | 0 | 0 | 0 | 0 |  | 0 | 49.2697 | 0 | 0 | 0 | 49.2697 | 0 | 0 | 0 | 0.94749 | 0 | 0 | 0 | 0 | 0 | 0 | 0 | 0 | 0 | 0 | 0 | 0 | 0 | 0 | 0 | 0 | 0 | 0 | 0 | 0 | 0 | 0 | 0 | 0 | 0.67411 | 0.7 | 0.78958 | 0.7
1423 | 14 | 23 | 7 | 3 |  |  |  |  | Office - Small | Office (Executive/Private) | Office - Small - Office (Executive/Private) |  | Office - Small | Office - Small - Office (Executive/Private) | Office (small) All | Hol | Closed | 10 | 10 | 0.7 | 1.0136 | 1.0136 | 1.0136 | 1.0136 | 0.93567 | 0.93567 | 0.93567 | 0 | 0 | 0 | 0 | 0 | 0 | 0 | 5.7398 | 5.7398 | 5.7398 | 5.7398 | 5.2982 | 5.2982 | 5.2982 | 0 | 0 | 0 | 0 | 0 | 0 | 0 | 0 | 0 | 0 | 0 | 0 | 0 | 0 | 0 | 0 | 0 | 0 | 0 | 0 | 0 | 0 | 0 | 0 | 0 | 0 | 0 | 0 | 0 | 0 | 0 | 0 | 0 | 0 | 0 | 0.20912 | 0.20912 | 0.20912 | 0.20912 | 0.19303 | 0.19303 | 0.19303 | 0 | 0 | 0 | 0 | 0 | 0 | 0 | 1.387 | 1.387 | 1.387 | 1.387 | 1.2803 | 1.2803 | 1.2803 | 0 | 0 | 0 | 0 | 0 | 0 | 0 | 0 | 0 | 0 | 0 | 0 | 0 | 0 | 0 | 0 | 0 | 0 | 0 | 0 | 0 | 0 | 0 | 0 | 0 | 0 | 0 | 0 | 0 | 0 | 0 | 0 | 0 | 0 | 0 | Office (small) All ILit Cls | Office (small) All ILit Cls | 2 | 5 | 5 | Office (small) All ILit2 Cls | Office (small) All ILit Cls | Office (small) All ILit Cls | 2 | 5 | 5 | 2 | 0.80893 | 0.035 | 0.05 | 0.05 | 0.05 | 0.05 | 0.05 | 0.05 | 0.05 | 0.05 | 0.05 | 0.05 | 0.05 | 0.05 | 0.05 | 0.05 | 0.05 | 0.05 | 0.05 | 0.05 | 0.05 | 0.05 | 0.05 | 0.05 | 0.05 | 0.05 | 0.94749 | 0.035 | 0.05 | 0.05 | 0.05 | 0.05 | 0.05 | 0.05 | 0.05 | 0.05 | 0.05 | 0.05 | 0.05 | 0.05 | 0.05 | 0.05 | 0.05 | 0.05 | 0.05 | 0.05 | 0.05 | 0.05 | 0.05 | 0.05 | 0.05 | 0.05 | 0 | 0 | 0 | 0 | 0 | 0 | 0 | 0 | 0 | 0 | 0 | 0 | 0 | 0 | 0 | 0 | 0 | 0 | 0 | 0 | 0 | 0 | 0 | 0 | 0 | 0 | 0 | 0 | 0 | 0 | 0 | 0 | 0 | 0 | 0 | 0 | 0 | 0 | 0 | 0 | 0 | 0 | 0 | 0 | 0 | 0 | 0 | 0 | 30 | 0.66337 | 0.20792 | 0.079208 | 0.049505 | 0.76136 | 0 | 0 | 0 | 0 | 0 | 0 | 0 | 0 |  | 0.13221 | 0.13221 | 0.13752 | 0.1377 | 0.13674 | 0.13674 | 0.13674 | Office - Small - Office (Executive/Private) - Hol | 14 | 8 | 17 | 0 | 8.0893 | 0 | 0 | 0 | 8.0893 | 0 | 0 | 0 | 0.80893 | 0 | 0 | 0 | 0 | 0 | 0 | 0 | 0 | 0 | 0 | 0 | 0 | 0 | 0 | 0 | 0 | 0 | 0 | 0 | 0 | 0 | 0 | 0 | 0 |  | 0 | 9.4749 | 0 | 0 | 0 | 9.4749 | 0 | 0 | 0 | 0.94749 | 0 | 0 | 0 | 0 | 0 | 0 | 0 | 0 | 0 | 0 | 0 | 0 | 0 | 0 | 0 | 0 | 0 | 0 | 0 | 0 | 0 | 0 | 0 | 0 | 0.67411 | 0.7 | 0.78958 | 0.7
1424 | 14 | 24 | 8 | 4 |  |  | Office - Small - Office (Executive/Private) | Office - Small - Office (Executive/Private) | Office - Small | Office (Executive/Private) | Office - Small - Office (Executive/Private) |  | Office - Small | Office - Small - Office (Executive/Private) | Office (small) All | all | Open | 251 | 251 | 0.7 | 1.0136 | 1.0136 | 1.0136 | 1.0136 | 0.93567 | 0.93567 | 0.93567 | 0.70955 | 0.70955 | 0.70955 | 0.70955 | 0.65497 | 0.65497 | 0.65497 | 1110.5229 | 1110.5229 | 1110.5229 | 1110.5229 | 1025.098 | 1025.098 | 1025.098 | 0.34437 | 0.34437 | 0.34437 | 0.34437 | 0.31788 | 0.31788 | 0.31788 | 1748.3566 | 1748.3566 | 1748.3566 | 1748.3566 | 1748.3566 | 1748.3566 | 1748.3566 | 0 | 0 | 0 | 0 | 0 | 0 | 0 | 0.48533 | 0.48533 | 0.48533 | 0.48533 | 0.48533 | 0.48533 | 0.48533 | 0 | 0 | 0 | 0 | 0 | 0 | 0 | 0.20912 | 0.20912 | 0.20912 | 0.20912 | 0.19303 | 0.19303 | 0.19303 | 0.14638 | 0.14638 | 0.14638 | 0.14638 | 0.13512 | 0.13512 | 0.13512 | 303.5152 | 303.5152 | 303.5152 | 303.5152 | 280.1679 | 280.1679 | 280.1679 | 0.069109 | 0.069109 | 0.069109 | 0.069109 | 0.063793 | 0.063793 | 0.063793 | 2338.5753 | 2338.5753 | 2338.5753 | 2338.5753 | 2338.5753 | 2338.5753 | 2338.5753 | 0 | 0 | 0 | 0 | 0 | 0 | 0 | 0.47211 | 0.47211 | 0.47211 | 0.47211 | 0.47211 | 0.47211 | 0.47211 | 0 | 0 | 0 | 0 | 0 | 0 | 0 | Office (small) All ILit all | Office (small) All ILit all | 3819 | 5.5 | 74 | Office (small) All ILit2 all | Office (small) All ILit2 all | Office (small) All ILit2 All | 3903 | 24 | 70 | 3819 | 6.2355 | 0.48533 | 0.055 | 0.055 | 0.055 | 0.055 | 0.11 | 0.16 | 0.26 | 0.5 | 0.67 | 0.74 | 0.74 | 0.74 | 0.74 | 0.74 | 0.74 | 0.7 | 0.64 | 0.5 | 0.31 | 0.22 | 0.18 | 0.14 | 0.1 | 0.1 | 8.2607 | 0.47211 | 0.24 | 0.24 | 0.24 | 0.24 | 0.24 | 0.24 | 0.24 | 0.62333 | 0.67444 | 0.67444 | 0.7 | 0.7 | 0.62333 | 0.62333 | 0.67444 | 0.67444 | 0.67444 | 0.57222 | 0.36778 | 0.24 | 0.24 | 0.24 | 0.24 | 0.24 | 0 | 0 | 0 | 0 | 0.080292 | 0.15328 | 0.29927 | 0.64964 | 0.89781 | 1 | 1 | 1 | 1 | 1 | 1 | 0.94161 | 0.85401 | 0.64964 | 0.37226 | 0.24088 | 0.18248 | 0.12409 | 0.065693 | 0.065693 | 0 | 0 | 0 | 0 | 0 | 0 | 0 | 0.83333 | 0.94444 | 0.94444 | 1 | 1 | 0.83333 | 0.83333 | 0.94444 | 0.94444 | 0.94444 | 0.72222 | 0.27778 | 0 | 0 | 0 | 0 | 0 | 30 | 0.66337 | 0.20792 | 0.079208 | 0.049505 | 0.76136 | 0.15817 | 0.11223 | 0.11223 | 0.11223 | 0.11223 | 0.10359 | 0.10359 | 0.10359 |  | 0.13221 | 0.13221 | 0.13752 | 0.1377 | 0.13674 | 0.13674 | 0.13674 | Office - Small - Office (Executive/Private) - all | 16 | 8 | 17 | 1583.81 | -18.6945 | 1583.81 | -18.6945 | 0 | 0 | 6.31 | -0.07448 | 0 | 0 | 0 | 0 | 0 | 0 | 0 | 0 | 0 | 0.5 | 0.67 | 0.74 | 0.74 | 0.74 | 0.74 | 0.74 | 0.74 | 0.7 | 0 | 0 | 0 | 0 | 0 | 0 | 0 | 0 |  | 1497.9122 | 575.5333 | 1497.9122 | 575.5333 | 0 | 0 | 5.9678 | 2.293 | 0 | 0 | 0 | 0 | 0 | 0 | 0 | 0 | 0 | 0.62333 | 0.67444 | 0.67444 | 0.7 | 0.7 | 0.62333 | 0.62333 | 0.67444 | 0.67444 | 0 | 0 | 0 | 0 | 0 | 0 | 0 | 0 | 0.67411 | 0.7 | 0.78958 | 0.7
1425 | 14 | 25 | 5 | 1 |  |  |  |  | Office - Small | Restrooms | Office - Small - Restrooms |  | Office - Small | Office - Small - Restrooms | Office (small) All | Sat | Open | 52 | 52 | 0.05 | 0.62378 | 0.62378 | 0.46783 | 0.46783 | 0.46783 | 0.46783 | 0.46783 | 0 | 0 | 0 | 0 | 0 | 0 | 0 | 5.4886 | 5.4886 | 4.1165 | 4.1165 | 4.1165 | 4.1165 | 4.1165 | 0 | 0 | 0 | 0 | 0 | 0 | 0 | 0 | 0 | 0 | 0 | 0 | 0 | 0 | 0 | 0 | 0 | 0 | 0 | 0 | 0 | 0 | 0 | 0 | 0 | 0 | 0 | 0 | 0 | 0 | 0 | 0 | 0 | 0 | 0 | 0.12869 | 0.12869 | 0.096516 | 0.096516 | 0.096516 | 0.096516 | 0.096516 | 0 | 0 | 0 | 0 | 0 | 0 | 0 | 1.5639 | 1.5639 | 1.1729 | 1.1729 | 1.1729 | 1.1729 | 1.1729 | 0 | 0 | 0 | 0 | 0 | 0 | 0 | 0 | 0 | 0 | 0 | 0 | 0 | 0 | 0 | 0 | 0 | 0 | 0 | 0 | 0 | 0 | 0 | 0 | 0 | 0 | 0 | 0 | 0 | 0 | 0 | 0 | 0 | 0 | 0 | Office (small) All ILit Sat | Office (small) All ILit all | 3820 | 5 | 32 | Office (small) All ILit2 Sat | Office (small) All ILit2 Sat | Office (small) All ILit2 All | 3904 | 12 | 35 | 3820 | 3.3842 | 0.288 | 0.05 | 0.05 | 0.05 | 0.05 | 0.05 | 0.05 | 0.05 | 0.21667 | 0.32 | 0.32 | 0.32 | 0.32 | 0.32 | 0.32 | 0.32 | 0.32 | 0.32 | 0.05 | 0.05 | 0.05 | 0.05 | 0.05 | 0.05 | 0.05 | 4.6741 | 0.315 | 0.12 | 0.12 | 0.12 | 0.12 | 0.12 | 0.12 | 0.12 | 0.24778 | 0.35 | 0.35 | 0.35 | 0.35 | 0.29889 | 0.35 | 0.35 | 0.35 | 0.35 | 0.12 | 0.12 | 0.12 | 0.12 | 0.12 | 0.12 | 0.12 | 0 | 0 | 0 | 0 | 0 | 0 | 0 | 0.61728 | 1 | 1 | 1 | 1 | 1 | 1 | 1 | 1 | 1 | 0 | 0 | 0 | 0 | 0 | 0 | 0 | 0 | 0 | 0 | 0 | 0 | 0 | 0 | 0.55556 | 1 | 1 | 1 | 1 | 0.77778 | 1 | 1 | 1 | 1 | 0 | 0 | 0 | 0 | 0 | 0 | 0 | 10 | 0.66337 | 0.20792 | 0.079208 | 0.049505 | 0.76136 | 0 | 0 | 0 | 0 | 0 | 0 | 0 | 0 |  | 0.13221 | 0.13221 | 0.13752 | 0.1377 | 0.13674 | 0.13674 | 0.13674 | Office - Small - Restrooms - Sat | 10 | 8 | 17 | 144.3867 | 31.5936 | 0 | 0 | 144.3867 | 31.5936 | 0 | 0 | 2.7767 | 0.60757 | 0 | 0 | 0 | 0 | 0 | 0 | 0 | 0.21667 | 0.32 | 0.32 | 0.32 | 0.32 | 0.32 | 0.32 | 0.32 | 0.32 | 0 | 0 | 0 | 0 | 0 | 0 | 0 | 0 |  | 155.8267 | 87.2262 | 0 | 0 | 155.8267 | 87.2262 | 0 | 0 | 2.9967 | 1.6774 | 0 | 0 | 0 | 0 | 0 | 0 | 0 | 0.24778 | 0.35 | 0.35 | 0.35 | 0.35 | 0.29889 | 0.35 | 0.35 | 0.35 | 0 | 0 | 0 | 0 | 0 | 0 | 0 | 0 | 0.89137 | 0.9 | 0.92986 | 0.9
1426 | 14 | 26 | 6 | 2 |  |  |  |  | Office - Small | Restrooms | Office - Small - Restrooms |  | Office - Small | Office - Small - Restrooms | Office (small) All | Sun | Closed | 52 | 52 | 0.05 | 0.62378 | 0.62378 | 0.46783 | 0.46783 | 0.46783 | 0.46783 | 0.46783 | 0 | 0 | 0 | 0 | 0 | 0 | 0 | 1.7348 | 1.7348 | 1.3011 | 1.3011 | 1.3011 | 1.3011 | 1.3011 | 0 | 0 | 0 | 0 | 0 | 0 | 0 | 0 | 0 | 0 | 0 | 0 | 0 | 0 | 0 | 0 | 0 | 0 | 0 | 0 | 0 | 0 | 0 | 0 | 0 | 0 | 0 | 0 | 0 | 0 | 0 | 0 | 0 | 0 | 0 | 0.12869 | 0.12869 | 0.096516 | 0.096516 | 0.096516 | 0.096516 | 0.096516 | 0 | 0 | 0 | 0 | 0 | 0 | 0 | 0.37334 | 0.37334 | 0.28001 | 0.28001 | 0.28001 | 0.28001 | 0.28001 | 0 | 0 | 0 | 0 | 0 | 0 | 0 | 0 | 0 | 0 | 0 | 0 | 0 | 0 | 0 | 0 | 0 | 0 | 0 | 0 | 0 | 0 | 0 | 0 | 0 | 0 | 0 | 0 | 0 | 0 | 0 | 0 | 0 | 0 | 0 | Office (small) All ILit Cls | Office (small) All ILit Cls | 2 | 5 | 5 | Office (small) All ILit2 Cls | Office (small) All ILit Cls | Office (small) All ILit Cls | 2 | 5 | 5 | 2 | 1.0696 | 0.045 | 0.05 | 0.05 | 0.05 | 0.05 | 0.05 | 0.05 | 0.05 | 0.05 | 0.05 | 0.05 | 0.05 | 0.05 | 0.05 | 0.05 | 0.05 | 0.05 | 0.05 | 0.05 | 0.05 | 0.05 | 0.05 | 0.05 | 0.05 | 0.05 | 1.1158 | 0.045 | 0.05 | 0.05 | 0.05 | 0.05 | 0.05 | 0.05 | 0.05 | 0.05 | 0.05 | 0.05 | 0.05 | 0.05 | 0.05 | 0.05 | 0.05 | 0.05 | 0.05 | 0.05 | 0.05 | 0.05 | 0.05 | 0.05 | 0.05 | 0.05 | 0 | 0 | 0 | 0 | 0 | 0 | 0 | 0 | 0 | 0 | 0 | 0 | 0 | 0 | 0 | 0 | 0 | 0 | 0 | 0 | 0 | 0 | 0 | 0 | 0 | 0 | 0 | 0 | 0 | 0 | 0 | 0 | 0 | 0 | 0 | 0 | 0 | 0 | 0 | 0 | 0 | 0 | 0 | 0 | 0 | 0 | 0 | 0 | 10 | 0.66337 | 0.20792 | 0.079208 | 0.049505 | 0.76136 | 0 | 0 | 0 | 0 | 0 | 0 | 0 | 0 |  | 0.13221 | 0.13221 | 0.13752 | 0.1377 | 0.13674 | 0.13674 | 0.13674 | Office - Small - Restrooms - Sun | 12 | 8 | 17 | 0 | 55.6215 | 0 | 0 | 0 | 55.6215 | 0 | 0 | 0 | 1.0696 | 0 | 0 | 0 | 0 | 0 | 0 | 0 | 0 | 0 | 0 | 0 | 0 | 0 | 0 | 0 | 0 | 0 | 0 | 0 | 0 | 0 | 0 | 0 | 0 |  | 0 | 58.0232 | 0 | 0 | 0 | 58.0232 | 0 | 0 | 0 | 1.1158 | 0 | 0 | 0 | 0 | 0 | 0 | 0 | 0 | 0 | 0 | 0 | 0 | 0 | 0 | 0 | 0 | 0 | 0 | 0 | 0 | 0 | 0 | 0 | 0 | 0.89137 | 0.9 | 0.92986 | 0.9
1427 | 14 | 27 | 7 | 3 |  |  |  |  | Office - Small | Restrooms | Office - Small - Restrooms |  | Office - Small | Office - Small - Restrooms | Office (small) All | Hol | Closed | 10 | 10 | 0.05 | 0.62378 | 0.62378 | 0.46783 | 0.46783 | 0.46783 | 0.46783 | 0.46783 | 0 | 0 | 0 | 0 | 0 | 0 | 0 | 0.33361 | 0.33361 | 0.25021 | 0.25021 | 0.25021 | 0.25021 | 0.25021 | 0 | 0 | 0 | 0 | 0 | 0 | 0 | 0 | 0 | 0 | 0 | 0 | 0 | 0 | 0 | 0 | 0 | 0 | 0 | 0 | 0 | 0 | 0 | 0 | 0 | 0 | 0 | 0 | 0 | 0 | 0 | 0 | 0 | 0 | 0 | 0.12869 | 0.12869 | 0.096516 | 0.096516 | 0.096516 | 0.096516 | 0.096516 | 0 | 0 | 0 | 0 | 0 | 0 | 0 | 0.071797 | 0.071797 | 0.053848 | 0.053848 | 0.053848 | 0.053848 | 0.053848 | 0 | 0 | 0 | 0 | 0 | 0 | 0 | 0 | 0 | 0 | 0 | 0 | 0 | 0 | 0 | 0 | 0 | 0 | 0 | 0 | 0 | 0 | 0 | 0 | 0 | 0 | 0 | 0 | 0 | 0 | 0 | 0 | 0 | 0 | 0 | Office (small) All ILit Cls | Office (small) All ILit Cls | 2 | 5 | 5 | Office (small) All ILit2 Cls | Office (small) All ILit Cls | Office (small) All ILit Cls | 2 | 5 | 5 | 2 | 1.0696 | 0.045 | 0.05 | 0.05 | 0.05 | 0.05 | 0.05 | 0.05 | 0.05 | 0.05 | 0.05 | 0.05 | 0.05 | 0.05 | 0.05 | 0.05 | 0.05 | 0.05 | 0.05 | 0.05 | 0.05 | 0.05 | 0.05 | 0.05 | 0.05 | 0.05 | 1.1158 | 0.045 | 0.05 | 0.05 | 0.05 | 0.05 | 0.05 | 0.05 | 0.05 | 0.05 | 0.05 | 0.05 | 0.05 | 0.05 | 0.05 | 0.05 | 0.05 | 0.05 | 0.05 | 0.05 | 0.05 | 0.05 | 0.05 | 0.05 | 0.05 | 0.05 | 0 | 0 | 0 | 0 | 0 | 0 | 0 | 0 | 0 | 0 | 0 | 0 | 0 | 0 | 0 | 0 | 0 | 0 | 0 | 0 | 0 | 0 | 0 | 0 | 0 | 0 | 0 | 0 | 0 | 0 | 0 | 0 | 0 | 0 | 0 | 0 | 0 | 0 | 0 | 0 | 0 | 0 | 0 | 0 | 0 | 0 | 0 | 0 | 10 | 0.66337 | 0.20792 | 0.079208 | 0.049505 | 0.76136 | 0 | 0 | 0 | 0 | 0 | 0 | 0 | 0 |  | 0.13221 | 0.13221 | 0.13752 | 0.1377 | 0.13674 | 0.13674 | 0.13674 | Office - Small - Restrooms - Hol | 14 | 8 | 17 | 0 | 10.6964 | 0 | 0 | 0 | 10.6964 | 0 | 0 | 0 | 1.0696 | 0 | 0 | 0 | 0 | 0 | 0 | 0 | 0 | 0 | 0 | 0 | 0 | 0 | 0 | 0 | 0 | 0 | 0 | 0 | 0 | 0 | 0 | 0 | 0 |  | 0 | 11.1583 | 0 | 0 | 0 | 11.1583 | 0 | 0 | 0 | 1.1158 | 0 | 0 | 0 | 0 | 0 | 0 | 0 | 0 | 0 | 0 | 0 | 0 | 0 | 0 | 0 | 0 | 0 | 0 | 0 | 0 | 0 | 0 | 0 | 0 | 0.89137 | 0.9 | 0.92986 | 0.9
1428 | 14 | 28 | 8 | 4 | Office - Small | Office - Small | Office - Small - Restrooms | Office - Small - Restrooms | Office - Small | Restrooms | Office - Small - Restrooms |  | Office - Small | Office - Small - Restrooms | Office (small) All | all | Open | 251 | 251 | 0.05 | 0.62378 | 0.62378 | 0.46783 | 0.46783 | 0.46783 | 0.46783 | 0.46783 | 0.031189 | 0.031189 | 0.023392 | 0.023392 | 0.023392 | 0.023392 | 0.023392 | 64.5466 | 64.5466 | 48.4099 | 48.4099 | 48.4099 | 48.4099 | 48.4099 | 0.019462 | 0.019462 | 0.014596 | 0.014596 | 0.014596 | 0.014596 | 0.014596 | 2311.8367 | 2311.8367 | 2311.8367 | 2311.8367 | 2311.8367 | 2311.8367 | 2311.8367 | 1907.2159 | 1907.2159 | 1875.5532 | 1874.3827 | 1880.2608 | 1880.2608 | 1880.2608 | 0.624 | 0.624 | 0.624 | 0.624 | 0.624 | 0.624 | 0.624 | 0.52015 | 0.52015 | 0.51387 | 0.51363 | 0.51498 | 0.51498 | 0.51498 | 0.12869 | 0.12869 | 0.096516 | 0.096516 | 0.096516 | 0.096516 | 0.096516 | 0.0064344 | 0.0064344 | 0.0048258 | 0.0048258 | 0.0048258 | 0.0048258 | 0.0048258 | 15.7116 | 15.7116 | 11.7837 | 11.7837 | 11.7837 | 11.7837 | 11.7837 | 0.0039057 | 0.0039057 | 0.0029292 | 0.0029292 | 0.0029292 | 0.0029292 | 0.0029292 | 2754.0614 | 2754.0614 | 2754.0614 | 2754.0614 | 2754.0614 | 2754.0614 | 2754.0614 | 2455.7113 | 2455.7113 | 2432.3646 | 2431.5015 | 2435.8358 | 2435.8358 | 2435.8358 | 0.607 | 0.607 | 0.607 | 0.607 | 0.607 | 0.607 | 0.607 | 0.50598 | 0.50598 | 0.49987 | 0.49964 | 0.50095 | 0.50095 | 0.50095 | Office (small) All ILit all | Office (small) All ILit all | 3819 | 5.5 | 74 | Office (small) All ILit2 all | Office (small) All ILit2 all | Office (small) All ILit2 All | 3903 | 24 | 70 | 3819 | 8.2452 | 0.624 | 0.055 | 0.055 | 0.055 | 0.055 | 0.11 | 0.16 | 0.26 | 0.5 | 0.67 | 0.74 | 0.74 | 0.74 | 0.74 | 0.74 | 0.74 | 0.7 | 0.64 | 0.5 | 0.31 | 0.22 | 0.18 | 0.14 | 0.1 | 0.1 | 9.7284 | 0.607 | 0.24 | 0.24 | 0.24 | 0.24 | 0.24 | 0.24 | 0.24 | 0.62333 | 0.67444 | 0.67444 | 0.7 | 0.7 | 0.62333 | 0.62333 | 0.67444 | 0.67444 | 0.67444 | 0.57222 | 0.36778 | 0.24 | 0.24 | 0.24 | 0.24 | 0.24 | 0 | 0 | 0 | 0 | 0.080292 | 0.15328 | 0.29927 | 0.64964 | 0.89781 | 1 | 1 | 1 | 1 | 1 | 1 | 0.94161 | 0.85401 | 0.64964 | 0.37226 | 0.24088 | 0.18248 | 0.12409 | 0.065693 | 0.065693 | 0 | 0 | 0 | 0 | 0 | 0 | 0 | 0.83333 | 0.94444 | 0.94444 | 1 | 1 | 0.83333 | 0.83333 | 0.94444 | 0.94444 | 0.94444 | 0.72222 | 0.27778 | 0 | 0 | 0 | 0 | 0 | 10 | 0.66337 | 0.20792 | 0.079208 | 0.049505 | 0.76136 | 0.067785 | 0.0021141 | 0.0021141 | 0.0015856 | 0.0015856 | 0.0015856 | 0.0015856 | 0.0015856 | Office - Small | 0.13221 | 0.13221 | 0.13752 | 0.1377 | 0.13674 | 0.13674 | 0.13674 | Office - Small - Restrooms - all | 16 | 8 | 17 | 1583.81 | 485.7285 | 1583.81 | 485.7285 | 0 | 0 | 6.31 | 1.9352 | 0 | 0 | 0 | 0 | 0 | 0 | 0 | 0 | 0 | 0.5 | 0.67 | 0.74 | 0.74 | 0.74 | 0.74 | 0.74 | 0.74 | 0.7 | 0 | 0 | 0 | 0 | 0 | 0 | 0 | 0 |  | 1497.9122 | 943.9148 | 1497.9122 | 943.9148 | 0 | 0 | 5.9678 | 3.7606 | 0 | 0 | 0 | 0 | 0 | 0 | 0 | 0 | 0 | 0.62333 | 0.67444 | 0.67444 | 0.7 | 0.7 | 0.62333 | 0.62333 | 0.67444 | 0.67444 | 0 | 0 | 0 | 0 | 0 | 0 | 0 | 0 | 0.89137 | 0.9 | 0.92986 | 0.9
1501 | 15 | 1 | 5 | 1 |  |  |  |  | Restaurant - Fast-Food | Dining Area | Restaurant - Fast-Food - Dining Area |  | Restaurant - Fast-Food | Restaurant - Fast-Food - Dining Area | Restaurant (fast food) Dining | Sat | Open | 52 | 52 | 0.5 | 0.98012 | 0.98012 | 0.84943 | 0.84943 | 0.84943 | 0.84943 | 0.84943 | 0 | 0 | 0 | 0 | 0 | 0 | 0 | 282.3774 | 282.3774 | 244.7271 | 244.7271 | 244.7271 | 244.7271 | 244.7271 | 0 | 0 | 0 | 0 | 0 | 0 | 0 | 0 | 0 | 0 | 0 | 0 | 0 | 0 | 0 | 0 | 0 | 0 | 0 | 0 | 0 | 0 | 0 | 0 | 0 | 0 | 0 | 0 | 0 | 0 | 0 | 0 | 0 | 0 | 0 | 0.38206 | 0.38206 | 0.33112 | 0.33112 | 0.33112 | 0.33112 | 0.33112 | 0 | 0 | 0 | 0 | 0 | 0 | 0 | 118.7783 | 118.7783 | 102.9412 | 102.9412 | 102.9412 | 102.9412 | 102.9412 | 0 | 0 | 0 | 0 | 0 | 0 | 0 | 0 | 0 | 0 | 0 | 0 | 0 | 0 | 0 | 0 | 0 | 0 | 0 | 0 | 0 | 0 | 0 | 0 | 0 | 0 | 0 | 0 | 0 | 0 | 0 | 0 | 0 | 0 | 0 | Restaurant (fast food) Dining ILit Sat | Restaurant (fast food) Dining ILit all | 3826 | 14 | 81.25 | Restaurant (fast food) Dining ILit2 Sat | Restaurant (fast food) Dining ILit2 Sat | Restaurant (fast food) Dining ILit2 All | 3910 | 14 | 81.25 | 3826 | 11.081 | 0.69062 | 0.14 | 0.14 | 0.14 | 0.14 | 0.14 | 0.265 | 0.37 | 0.405 | 0.405 | 0.405 | 0.65 | 0.8125 | 0.8125 | 0.8125 | 0.8125 | 0.8125 | 0.8125 | 0.8125 | 0.8125 | 0.8125 | 0.8125 | 0.8125 | 0.6 | 0.6 | 11.9571 | 0.69062 | 0.14 | 0.14 | 0.14 | 0.14 | 0.14 | 0.265 | 0.37 | 0.405 | 0.405 | 0.405 | 0.65 | 0.8125 | 0.8125 | 0.8125 | 0.8125 | 0.8125 | 0.8125 | 0.8125 | 0.8125 | 0.8125 | 0.8125 | 0.8125 | 0.6 | 0.6 | 0 | 0 | 0 | 0 | 0 | 0.18587 | 0.34201 | 0.39405 | 0.39405 | 0.39405 | 0.75836 | 1 | 1 | 1 | 1 | 1 | 1 | 1 | 1 | 1 | 1 | 1 | 0.68401 | 0.68401 | 0 | 0 | 0 | 0 | 0 | 0.18587 | 0.34201 | 0.39405 | 0.39405 | 0.39405 | 0.75836 | 1 | 1 | 1 | 1 | 1 | 1 | 1 | 1 | 1 | 1 | 1 | 0.68401 | 0.68401 | 15 | 0.66337 | 0.20792 | 0.079208 | 0.049505 | 0.76136 | 0 | 0 | 0 | 0 | 0 | 0 | 0 | 0 |  | 0.11683 | 0.11683 | 0.11683 | 0.11683 | 0.11683 | 0.11683 | 0.11683 | Restaurant - Fast-Food - Dining Area - Sat | 10 | 6 | 23 | 594.75 | -18.538 | 0 | 0 | 594.75 | -18.538 | 0 | 0 | 11.4375 | -0.3565 | 0 | 0 | 0 | 0 | 0 | 0.265 | 0.37 | 0.405 | 0.405 | 0.405 | 0.65 | 0.8125 | 0.8125 | 0.8125 | 0.8125 | 0.8125 | 0.8125 | 0.8125 | 0.8125 | 0.8125 | 0.8125 | 0.8125 | 0 | 0 |  | 594.75 | 27.021 | 0 | 0 | 594.75 | 27.021 | 0 | 0 | 11.4375 | 0.51964 | 0 | 0 | 0 | 0 | 0 | 0.265 | 0.37 | 0.405 | 0.405 | 0.405 | 0.65 | 0.8125 | 0.8125 | 0.8125 | 0.8125 | 0.8125 | 0.8125 | 0.8125 | 0.8125 | 0.8125 | 0.8125 | 0.8125 | 0 | 0 | 0.83082 | 0.85 | 0.89651 | 0.85
1502 | 15 | 2 | 6 | 2 |  |  |  |  | Restaurant - Fast-Food | Dining Area | Restaurant - Fast-Food - Dining Area |  | Restaurant - Fast-Food | Restaurant - Fast-Food - Dining Area | Restaurant (fast food) Dining | Sun | Open | 52 | 52 | 0.5 | 0.98012 | 0.98012 | 0.84943 | 0.84943 | 0.84943 | 0.84943 | 0.84943 | 0 | 0 | 0 | 0 | 0 | 0 | 0 | 282.3774 | 282.3774 | 244.7271 | 244.7271 | 244.7271 | 244.7271 | 244.7271 | 0 | 0 | 0 | 0 | 0 | 0 | 0 | 0 | 0 | 0 | 0 | 0 | 0 | 0 | 0 | 0 | 0 | 0 | 0 | 0 | 0 | 0 | 0 | 0 | 0 | 0 | 0 | 0 | 0 | 0 | 0 | 0 | 0 | 0 | 0 | 0.38206 | 0.38206 | 0.33112 | 0.33112 | 0.33112 | 0.33112 | 0.33112 | 0 | 0 | 0 | 0 | 0 | 0 | 0 | 118.7783 | 118.7783 | 102.9412 | 102.9412 | 102.9412 | 102.9412 | 102.9412 | 0 | 0 | 0 | 0 | 0 | 0 | 0 | 0 | 0 | 0 | 0 | 0 | 0 | 0 | 0 | 0 | 0 | 0 | 0 | 0 | 0 | 0 | 0 | 0 | 0 | 0 | 0 | 0 | 0 | 0 | 0 | 0 | 0 | 0 | 0 | Restaurant (fast food) Dining ILit Sun | Restaurant (fast food) Dining ILit all | 3826 | 14 | 81.25 | Restaurant (fast food) Dining ILit2 Sun | Restaurant (fast food) Dining ILit2 Sun | Restaurant (fast food) Dining ILit2 All | 3910 | 14 | 81.25 | 3826 | 11.081 | 0.69062 | 0.14 | 0.14 | 0.14 | 0.14 | 0.14 | 0.265 | 0.37 | 0.405 | 0.405 | 0.405 | 0.65 | 0.8125 | 0.8125 | 0.8125 | 0.8125 | 0.8125 | 0.8125 | 0.8125 | 0.8125 | 0.8125 | 0.8125 | 0.8125 | 0.6 | 0.6 | 11.9571 | 0.69062 | 0.14 | 0.14 | 0.14 | 0.14 | 0.14 | 0.265 | 0.37 | 0.405 | 0.405 | 0.405 | 0.65 | 0.8125 | 0.8125 | 0.8125 | 0.8125 | 0.8125 | 0.8125 | 0.8125 | 0.8125 | 0.8125 | 0.8125 | 0.8125 | 0.6 | 0.6 | 0 | 0 | 0 | 0 | 0 | 0.18587 | 0.34201 | 0.39405 | 0.39405 | 0.39405 | 0.75836 | 1 | 1 | 1 | 1 | 1 | 1 | 1 | 1 | 1 | 1 | 1 | 0.68401 | 0.68401 | 0 | 0 | 0 | 0 | 0 | 0.18587 | 0.34201 | 0.39405 | 0.39405 | 0.39405 | 0.75836 | 1 | 1 | 1 | 1 | 1 | 1 | 1 | 1 | 1 | 1 | 1 | 0.68401 | 0.68401 | 15 | 0.66337 | 0.20792 | 0.079208 | 0.049505 | 0.76136 | 0 | 0 | 0 | 0 | 0 | 0 | 0 | 0 |  | 0.11683 | 0.11683 | 0.11683 | 0.11683 | 0.11683 | 0.11683 | 0.11683 | Restaurant - Fast-Food - Dining Area - Sun | 12 | 6 | 23 | 594.75 | -18.538 | 0 | 0 | 594.75 | -18.538 | 0 | 0 | 11.4375 | -0.3565 | 0 | 0 | 0 | 0 | 0 | 0.265 | 0.37 | 0.405 | 0.405 | 0.405 | 0.65 | 0.8125 | 0.8125 | 0.8125 | 0.8125 | 0.8125 | 0.8125 | 0.8125 | 0.8125 | 0.8125 | 0.8125 | 0.8125 | 0 | 0 |  | 594.75 | 27.021 | 0 | 0 | 594.75 | 27.021 | 0 | 0 | 11.4375 | 0.51964 | 0 | 0 | 0 | 0 | 0 | 0.265 | 0.37 | 0.405 | 0.405 | 0.405 | 0.65 | 0.8125 | 0.8125 | 0.8125 | 0.8125 | 0.8125 | 0.8125 | 0.8125 | 0.8125 | 0.8125 | 0.8125 | 0.8125 | 0 | 0 | 0.83082 | 0.85 | 0.89651 | 0.85
1503 | 15 | 3 | 7 | 3 |  |  |  |  | Restaurant - Fast-Food | Dining Area | Restaurant - Fast-Food - Dining Area |  | Restaurant - Fast-Food | Restaurant - Fast-Food - Dining Area | Restaurant (fast food) Dining | Hol | Open | 10 | 10 | 0.5 | 0.98012 | 0.98012 | 0.84943 | 0.84943 | 0.84943 | 0.84943 | 0.84943 | 0 | 0 | 0 | 0 | 0 | 0 | 0 | 54.3033 | 54.3033 | 47.0629 | 47.0629 | 47.0629 | 47.0629 | 47.0629 | 0 | 0 | 0 | 0 | 0 | 0 | 0 | 0 | 0 | 0 | 0 | 0 | 0 | 0 | 0 | 0 | 0 | 0 | 0 | 0 | 0 | 0 | 0 | 0 | 0 | 0 | 0 | 0 | 0 | 0 | 0 | 0 | 0 | 0 | 0 | 0.38206 | 0.38206 | 0.33112 | 0.33112 | 0.33112 | 0.33112 | 0.33112 | 0 | 0 | 0 | 0 | 0 | 0 | 0 | 22.842 | 22.842 | 19.7964 | 19.7964 | 19.7964 | 19.7964 | 19.7964 | 0 | 0 | 0 | 0 | 0 | 0 | 0 | 0 | 0 | 0 | 0 | 0 | 0 | 0 | 0 | 0 | 0 | 0 | 0 | 0 | 0 | 0 | 0 | 0 | 0 | 0 | 0 | 0 | 0 | 0 | 0 | 0 | 0 | 0 | 0 | Restaurant (fast food) Dining ILit Hol | Restaurant (fast food) Dining ILit all | 3826 | 14 | 81.25 | Restaurant (fast food) Dining ILit2 Hol | Restaurant (fast food) Dining ILit2 Hol | Restaurant (fast food) Dining ILit2 All | 3910 | 14 | 81.25 | 3826 | 11.081 | 0.69062 | 0.14 | 0.14 | 0.14 | 0.14 | 0.14 | 0.265 | 0.37 | 0.405 | 0.405 | 0.405 | 0.65 | 0.8125 | 0.8125 | 0.8125 | 0.8125 | 0.8125 | 0.8125 | 0.8125 | 0.8125 | 0.8125 | 0.8125 | 0.8125 | 0.6 | 0.6 | 11.9571 | 0.69062 | 0.14 | 0.14 | 0.14 | 0.14 | 0.14 | 0.265 | 0.37 | 0.405 | 0.405 | 0.405 | 0.65 | 0.8125 | 0.8125 | 0.8125 | 0.8125 | 0.8125 | 0.8125 | 0.8125 | 0.8125 | 0.8125 | 0.8125 | 0.8125 | 0.6 | 0.6 | 0 | 0 | 0 | 0 | 0 | 0.18587 | 0.34201 | 0.39405 | 0.39405 | 0.39405 | 0.75836 | 1 | 1 | 1 | 1 | 1 | 1 | 1 | 1 | 1 | 1 | 1 | 0.68401 | 0.68401 | 0 | 0 | 0 | 0 | 0 | 0.18587 | 0.34201 | 0.39405 | 0.39405 | 0.39405 | 0.75836 | 1 | 1 | 1 | 1 | 1 | 1 | 1 | 1 | 1 | 1 | 1 | 0.68401 | 0.68401 | 15 | 0.66337 | 0.20792 | 0.079208 | 0.049505 | 0.76136 | 0 | 0 | 0 | 0 | 0 | 0 | 0 | 0 |  | 0.11683 | 0.11683 | 0.11683 | 0.11683 | 0.11683 | 0.11683 | 0.11683 | Restaurant - Fast-Food - Dining Area - Hol | 14 | 6 | 23 | 114.375 | -3.565 | 0 | 0 | 114.375 | -3.565 | 0 | 0 | 11.4375 | -0.3565 | 0 | 0 | 0 | 0 | 0 | 0.265 | 0.37 | 0.405 | 0.405 | 0.405 | 0.65 | 0.8125 | 0.8125 | 0.8125 | 0.8125 | 0.8125 | 0.8125 | 0.8125 | 0.8125 | 0.8125 | 0.8125 | 0.8125 | 0 | 0 |  | 114.375 | 5.1964 | 0 | 0 | 114.375 | 5.1964 | 0 | 0 | 11.4375 | 0.51964 | 0 | 0 | 0 | 0 | 0 | 0.265 | 0.37 | 0.405 | 0.405 | 0.405 | 0.65 | 0.8125 | 0.8125 | 0.8125 | 0.8125 | 0.8125 | 0.8125 | 0.8125 | 0.8125 | 0.8125 | 0.8125 | 0.8125 | 0 | 0 | 0.83082 | 0.85 | 0.89651 | 0.85
1504 | 15 | 4 | 8 | 4 |  |  | Restaurant - Fast-Food - Dining Area | Restaurant - Fast-Food - Dining Area | Restaurant - Fast-Food | Dining Area | Restaurant - Fast-Food - Dining Area |  | Restaurant - Fast-Food | Restaurant - Fast-Food - Dining Area | Restaurant (fast food) Dining | all | Open | 251 | 251 | 0.5 | 0.98012 | 0.98012 | 0.84943 | 0.84943 | 0.84943 | 0.84943 | 0.84943 | 0.49006 | 0.49006 | 0.42472 | 0.42472 | 0.42472 | 0.42472 | 0.42472 | 1355.4839 | 1355.4839 | 1174.7527 | 1174.7527 | 1174.7527 | 1174.7527 | 1174.7527 | 0.33845 | 0.33845 | 0.29332 | 0.29332 | 0.29332 | 0.29332 | 0.29332 | 4029.1991 | 4029.1991 | 4029.1991 | 4029.1991 | 4029.1991 | 4029.1991 | 4029.1991 | 0 | 0 | 0 | 0 | 0 | 0 | 0 | 0.69062 | 0.69062 | 0.69062 | 0.69062 | 0.69062 | 0.69062 | 0.69062 | 0 | 0 | 0 | 0 | 0 | 0 | 0 | 0.38206 | 0.38206 | 0.33112 | 0.33112 | 0.33112 | 0.33112 | 0.33112 | 0.19103 | 0.19103 | 0.16556 | 0.16556 | 0.16556 | 0.16556 | 0.16556 | 570.1663 | 570.1663 | 494.1441 | 494.1441 | 494.1441 | 494.1441 | 494.1441 | 0.13193 | 0.13193 | 0.11434 | 0.11434 | 0.11434 | 0.11434 | 0.11434 | 4347.7738 | 4347.7738 | 4347.7738 | 4347.7738 | 4347.7738 | 4347.7738 | 4347.7738 | 0 | 0 | 0 | 0 | 0 | 0 | 0 | 0.69062 | 0.69062 | 0.69062 | 0.69062 | 0.69062 | 0.69062 | 0.69062 | 0 | 0 | 0 | 0 | 0 | 0 | 0 | Restaurant (fast food) Dining ILit all | Restaurant (fast food) Dining ILit all | 3825 | 14 | 81.25 | Restaurant (fast food) Dining ILit2 all | Restaurant (fast food) Dining ILit2 all | Restaurant (fast food) Dining ILit2 All | 3909 | 14 | 81.25 | 3825 | 11.0198 | 0.69062 | 0.14 | 0.14 | 0.14 | 0.14 | 0.14 | 0.24816 | 0.35632 | 0.39237 | 0.39237 | 0.39237 | 0.64474 | 0.8125 | 0.8125 | 0.8125 | 0.8125 | 0.8125 | 0.8125 | 0.8125 | 0.8125 | 0.8125 | 0.8125 | 0.8125 | 0.6 | 0.6 | 11.8911 | 0.69062 | 0.14 | 0.14 | 0.14 | 0.14 | 0.14 | 0.24816 | 0.35632 | 0.39237 | 0.39237 | 0.39237 | 0.64474 | 0.8125 | 0.8125 | 0.8125 | 0.8125 | 0.8125 | 0.8125 | 0.8125 | 0.8125 | 0.8125 | 0.8125 | 0.8125 | 0.6 | 0.6 | 0 | 0 | 0 | 0 | 0 | 0.16083 | 0.32166 | 0.37527 | 0.37527 | 0.37527 | 0.75054 | 1 | 1 | 1 | 1 | 1 | 1 | 1 | 1 | 1 | 1 | 1 | 0.68401 | 0.68401 | 0 | 0 | 0 | 0 | 0 | 0.16083 | 0.32166 | 0.37527 | 0.37527 | 0.37527 | 0.75054 | 1 | 1 | 1 | 1 | 1 | 1 | 1 | 1 | 1 | 1 | 1 | 0.68401 | 0.68401 | 15 | 0.66337 | 0.20792 | 0.079208 | 0.049505 | 0.76136 | 0.11684 | 0.05726 | 0.05726 | 0.049625 | 0.049625 | 0.049625 | 0.049625 | 0.049625 |  | 0.11683 | 0.11683 | 0.11683 | 0.11683 | 0.11683 | 0.11683 | 0.11683 | Restaurant - Fast-Food - Dining Area - all | 16 | 6 | 23 | 2852.3178 | -86.3526 | 2852.3178 | -86.3526 | 0 | 0 | 11.3638 | -0.34403 | 0 | 0 | 0 | 0 | 0 | 0 | 0 | 0.24816 | 0.35632 | 0.39237 | 0.39237 | 0.39237 | 0.64474 | 0.8125 | 0.8125 | 0.8125 | 0.8125 | 0.8125 | 0.8125 | 0.8125 | 0.8125 | 0.8125 | 0.8125 | 0.8125 | 0 | 0 |  | 2852.3178 | 132.3426 | 2852.3178 | 132.3426 | 0 | 0 | 11.3638 | 0.52726 | 0 | 0 | 0 | 0 | 0 | 0 | 0 | 0.24816 | 0.35632 | 0.39237 | 0.39237 | 0.39237 | 0.64474 | 0.8125 | 0.8125 | 0.8125 | 0.8125 | 0.8125 | 0.8125 | 0.8125 | 0.8125 | 0.8125 | 0.8125 | 0.8125 | 0 | 0 | 0.83082 | 0.85 | 0.89651 | 0.85
1505 | 15 | 5 | 5 | 1 |  |  |  |  | Restaurant - Fast-Food | Kitchen and Food Preparation | Restaurant - Fast-Food - Kitchen and Food Preparation |  | Restaurant - Fast-Food | Restaurant - Fast-Food - Kitchen and Food Preparation | Restaurant (fast food) Kitchen | Sat | Open | 52 | 52 | 0.15 | 1.275 | 1.275 | 1.275 | 1.275 | 1.2 | 1.2 | 1.2 | 0 | 0 | 0 | 0 | 0 | 0 | 0 | 108.9332 | 108.9332 | 108.9332 | 108.9332 | 102.5253 | 102.5253 | 102.5253 | 0 | 0 | 0 | 0 | 0 | 0 | 0 | 0 | 0 | 0 | 0 | 0 | 0 | 0 | 0 | 0 | 0 | 0 | 0 | 0 | 0 | 0 | 0 | 0 | 0 | 0 | 0 | 0 | 0 | 0 | 0 | 0 | 0 | 0 | 0 | 0.2125 | 0.2125 | 0.2125 | 0.2125 | 0.2 | 0.2 | 0.2 | 0 | 0 | 0 | 0 | 0 | 0 | 0 | 19.5888 | 19.5888 | 19.5888 | 19.5888 | 18.4365 | 18.4365 | 18.4365 | 0 | 0 | 0 | 0 | 0 | 0 | 0 | 0 | 0 | 0 | 0 | 0 | 0 | 0 | 0 | 0 | 0 | 0 | 0 | 0 | 0 | 0 | 0 | 0 | 0 | 0 | 0 | 0 | 0 | 0 | 0 | 0 | 0 | 0 | 0 | Restaurant (fast food) Kitchen ILit Sat | Restaurant (fast food) Kitchen ILit all | 3828 | 5 | 81.25 | Restaurant (fast food) Kitchen ILit2 Sat | Restaurant (fast food) Kitchen ILit2 Sat | Restaurant (fast food) Kitchen ILit2 All | 3912 | 5 | 81.25 | 3828 | 10.9536 | 0.69062 | 0.05 | 0.05 | 0.05 | 0.05 | 0.3 | 0.3 | 0.33947 | 0.37105 | 0.37105 | 0.37105 | 0.59211 | 0.8125 | 0.8125 | 0.8125 | 0.8125 | 0.8125 | 0.8125 | 0.8125 | 0.8125 | 0.8125 | 0.8125 | 0.8125 | 0.7 | 0.7 | 11.8183 | 0.69062 | 0.05 | 0.05 | 0.05 | 0.05 | 0.3 | 0.3 | 0.33947 | 0.37105 | 0.37105 | 0.37105 | 0.59211 | 0.8125 | 0.8125 | 0.8125 | 0.8125 | 0.8125 | 0.8125 | 0.8125 | 0.8125 | 0.8125 | 0.8125 | 0.8125 | 0.7 | 0.7 | 0 | 0 | 0 | 0 | 0.32787 | 0.32787 | 0.37964 | 0.42105 | 0.42105 | 0.42105 | 0.71096 | 1 | 1 | 1 | 1 | 1 | 1 | 1 | 1 | 1 | 1 | 1 | 0.85246 | 0.85246 | 0 | 0 | 0 | 0 | 0.32787 | 0.32787 | 0.37964 | 0.42105 | 0.42105 | 0.42105 | 0.71096 | 1 | 1 | 1 | 1 | 1 | 1 | 1 | 1 | 1 | 1 | 1 | 0.85246 | 0.85246 | 15 | 0.66337 | 0.20792 | 0.079208 | 0.049505 | 0.76136 | 0 | 0 | 0 | 0 | 0 | 0 | 0 | 0 |  | 0.11683 | 0.11683 | 0.11683 | 0.11683 | 0.11683 | 0.11683 | 0.11683 | Restaurant - Fast-Food - Kitchen and Food Preparation - Sat | 10 | 6 | 23 | 586.6763 | -17.0911 | 0 | 0 | 586.6763 | -17.0911 | 0 | 0 | 11.2822 | -0.32868 | 0 | 0 | 0 | 0 | 0 | 0.3 | 0.33947 | 0.37105 | 0.37105 | 0.37105 | 0.59211 | 0.8125 | 0.8125 | 0.8125 | 0.8125 | 0.8125 | 0.8125 | 0.8125 | 0.8125 | 0.8125 | 0.8125 | 0.8125 | 0 | 0 |  | 586.6763 | 27.8743 | 0 | 0 | 586.6763 | 27.8743 | 0 | 0 | 11.2822 | 0.53604 | 0 | 0 | 0 | 0 | 0 | 0.3 | 0.33947 | 0.37105 | 0.37105 | 0.37105 | 0.59211 | 0.8125 | 0.8125 | 0.8125 | 0.8125 | 0.8125 | 0.8125 | 0.8125 | 0.8125 | 0.8125 | 0.8125 | 0.8125 | 0 | 0 | 0.83093 | 0.85 | 0.89653 | 0.85
1506 | 15 | 6 | 6 | 2 |  |  |  |  | Restaurant - Fast-Food | Kitchen and Food Preparation | Restaurant - Fast-Food - Kitchen and Food Preparation |  | Restaurant - Fast-Food | Restaurant - Fast-Food - Kitchen and Food Preparation | Restaurant (fast food) Kitchen | Sun | Open | 52 | 52 | 0.15 | 1.275 | 1.275 | 1.275 | 1.275 | 1.2 | 1.2 | 1.2 | 0 | 0 | 0 | 0 | 0 | 0 | 0 | 108.9332 | 108.9332 | 108.9332 | 108.9332 | 102.5253 | 102.5253 | 102.5253 | 0 | 0 | 0 | 0 | 0 | 0 | 0 | 0 | 0 | 0 | 0 | 0 | 0 | 0 | 0 | 0 | 0 | 0 | 0 | 0 | 0 | 0 | 0 | 0 | 0 | 0 | 0 | 0 | 0 | 0 | 0 | 0 | 0 | 0 | 0 | 0.2125 | 0.2125 | 0.2125 | 0.2125 | 0.2 | 0.2 | 0.2 | 0 | 0 | 0 | 0 | 0 | 0 | 0 | 19.5888 | 19.5888 | 19.5888 | 19.5888 | 18.4365 | 18.4365 | 18.4365 | 0 | 0 | 0 | 0 | 0 | 0 | 0 | 0 | 0 | 0 | 0 | 0 | 0 | 0 | 0 | 0 | 0 | 0 | 0 | 0 | 0 | 0 | 0 | 0 | 0 | 0 | 0 | 0 | 0 | 0 | 0 | 0 | 0 | 0 | 0 | Restaurant (fast food) Kitchen ILit Sun | Restaurant (fast food) Kitchen ILit all | 3828 | 5 | 81.25 | Restaurant (fast food) Kitchen ILit2 Sun | Restaurant (fast food) Kitchen ILit2 Sun | Restaurant (fast food) Kitchen ILit2 All | 3912 | 5 | 81.25 | 3828 | 10.9536 | 0.69062 | 0.05 | 0.05 | 0.05 | 0.05 | 0.3 | 0.3 | 0.33947 | 0.37105 | 0.37105 | 0.37105 | 0.59211 | 0.8125 | 0.8125 | 0.8125 | 0.8125 | 0.8125 | 0.8125 | 0.8125 | 0.8125 | 0.8125 | 0.8125 | 0.8125 | 0.7 | 0.7 | 11.8183 | 0.69062 | 0.05 | 0.05 | 0.05 | 0.05 | 0.3 | 0.3 | 0.33947 | 0.37105 | 0.37105 | 0.37105 | 0.59211 | 0.8125 | 0.8125 | 0.8125 | 0.8125 | 0.8125 | 0.8125 | 0.8125 | 0.8125 | 0.8125 | 0.8125 | 0.8125 | 0.7 | 0.7 | 0 | 0 | 0 | 0 | 0.32787 | 0.32787 | 0.37964 | 0.42105 | 0.42105 | 0.42105 | 0.71096 | 1 | 1 | 1 | 1 | 1 | 1 | 1 | 1 | 1 | 1 | 1 | 0.85246 | 0.85246 | 0 | 0 | 0 | 0 | 0.32787 | 0.32787 | 0.37964 | 0.42105 | 0.42105 | 0.42105 | 0.71096 | 1 | 1 | 1 | 1 | 1 | 1 | 1 | 1 | 1 | 1 | 1 | 0.85246 | 0.85246 | 15 | 0.66337 | 0.20792 | 0.079208 | 0.049505 | 0.76136 | 0 | 0 | 0 | 0 | 0 | 0 | 0 | 0 |  | 0.11683 | 0.11683 | 0.11683 | 0.11683 | 0.11683 | 0.11683 | 0.11683 | Restaurant - Fast-Food - Kitchen and Food Preparation - Sun | 12 | 6 | 23 | 586.6763 | -17.0911 | 0 | 0 | 586.6763 | -17.0911 | 0 | 0 | 11.2822 | -0.32868 | 0 | 0 | 0 | 0 | 0 | 0.3 | 0.33947 | 0.37105 | 0.37105 | 0.37105 | 0.59211 | 0.8125 | 0.8125 | 0.8125 | 0.8125 | 0.8125 | 0.8125 | 0.8125 | 0.8125 | 0.8125 | 0.8125 | 0.8125 | 0 | 0 |  | 586.6763 | 27.8743 | 0 | 0 | 586.6763 | 27.8743 | 0 | 0 | 11.2822 | 0.53604 | 0 | 0 | 0 | 0 | 0 | 0.3 | 0.33947 | 0.37105 | 0.37105 | 0.37105 | 0.59211 | 0.8125 | 0.8125 | 0.8125 | 0.8125 | 0.8125 | 0.8125 | 0.8125 | 0.8125 | 0.8125 | 0.8125 | 0.8125 | 0 | 0 | 0.83093 | 0.85 | 0.89653 | 0.85
1507 | 15 | 7 | 7 | 3 |  |  |  |  | Restaurant - Fast-Food | Kitchen and Food Preparation | Restaurant - Fast-Food - Kitchen and Food Preparation |  | Restaurant - Fast-Food | Restaurant - Fast-Food - Kitchen and Food Preparation | Restaurant (fast food) Kitchen | Hol | Open | 10 | 10 | 0.15 | 1.275 | 1.275 | 1.275 | 1.275 | 1.2 | 1.2 | 1.2 | 0 | 0 | 0 | 0 | 0 | 0 | 0 | 20.9487 | 20.9487 | 20.9487 | 20.9487 | 19.7164 | 19.7164 | 19.7164 | 0 | 0 | 0 | 0 | 0 | 0 | 0 | 0 | 0 | 0 | 0 | 0 | 0 | 0 | 0 | 0 | 0 | 0 | 0 | 0 | 0 | 0 | 0 | 0 | 0 | 0 | 0 | 0 | 0 | 0 | 0 | 0 | 0 | 0 | 0 | 0.2125 | 0.2125 | 0.2125 | 0.2125 | 0.2 | 0.2 | 0.2 | 0 | 0 | 0 | 0 | 0 | 0 | 0 | 3.7671 | 3.7671 | 3.7671 | 3.7671 | 3.5455 | 3.5455 | 3.5455 | 0 | 0 | 0 | 0 | 0 | 0 | 0 | 0 | 0 | 0 | 0 | 0 | 0 | 0 | 0 | 0 | 0 | 0 | 0 | 0 | 0 | 0 | 0 | 0 | 0 | 0 | 0 | 0 | 0 | 0 | 0 | 0 | 0 | 0 | 0 | Restaurant (fast food) Kitchen ILit Hol | Restaurant (fast food) Kitchen ILit all | 3828 | 5 | 81.25 | Restaurant (fast food) Kitchen ILit2 Hol | Restaurant (fast food) Kitchen ILit2 Hol | Restaurant (fast food) Kitchen ILit2 All | 3912 | 5 | 81.25 | 3828 | 10.9536 | 0.69062 | 0.05 | 0.05 | 0.05 | 0.05 | 0.3 | 0.3 | 0.33947 | 0.37105 | 0.37105 | 0.37105 | 0.59211 | 0.8125 | 0.8125 | 0.8125 | 0.8125 | 0.8125 | 0.8125 | 0.8125 | 0.8125 | 0.8125 | 0.8125 | 0.8125 | 0.7 | 0.7 | 11.8183 | 0.69062 | 0.05 | 0.05 | 0.05 | 0.05 | 0.3 | 0.3 | 0.33947 | 0.37105 | 0.37105 | 0.37105 | 0.59211 | 0.8125 | 0.8125 | 0.8125 | 0.8125 | 0.8125 | 0.8125 | 0.8125 | 0.8125 | 0.8125 | 0.8125 | 0.8125 | 0.7 | 0.7 | 0 | 0 | 0 | 0 | 0.32787 | 0.32787 | 0.37964 | 0.42105 | 0.42105 | 0.42105 | 0.71096 | 1 | 1 | 1 | 1 | 1 | 1 | 1 | 1 | 1 | 1 | 1 | 0.85246 | 0.85246 | 0 | 0 | 0 | 0 | 0.32787 | 0.32787 | 0.37964 | 0.42105 | 0.42105 | 0.42105 | 0.71096 | 1 | 1 | 1 | 1 | 1 | 1 | 1 | 1 | 1 | 1 | 1 | 0.85246 | 0.85246 | 15 | 0.66337 | 0.20792 | 0.079208 | 0.049505 | 0.76136 | 0 | 0 | 0 | 0 | 0 | 0 | 0 | 0 |  | 0.11683 | 0.11683 | 0.11683 | 0.11683 | 0.11683 | 0.11683 | 0.11683 | Restaurant - Fast-Food - Kitchen and Food Preparation - Hol | 14 | 6 | 23 | 112.8224 | -3.2868 | 0 | 0 | 112.8224 | -3.2868 | 0 | 0 | 11.2822 | -0.32868 | 0 | 0 | 0 | 0 | 0 | 0.3 | 0.33947 | 0.37105 | 0.37105 | 0.37105 | 0.59211 | 0.8125 | 0.8125 | 0.8125 | 0.8125 | 0.8125 | 0.8125 | 0.8125 | 0.8125 | 0.8125 | 0.8125 | 0.8125 | 0 | 0 |  | 112.8224 | 5.3604 | 0 | 0 | 112.8224 | 5.3604 | 0 | 0 | 11.2822 | 0.53604 | 0 | 0 | 0 | 0 | 0 | 0.3 | 0.33947 | 0.37105 | 0.37105 | 0.37105 | 0.59211 | 0.8125 | 0.8125 | 0.8125 | 0.8125 | 0.8125 | 0.8125 | 0.8125 | 0.8125 | 0.8125 | 0.8125 | 0.8125 | 0 | 0 | 0.83093 | 0.85 | 0.89653 | 0.85
1508 | 15 | 8 | 8 | 4 |  |  | Restaurant - Fast-Food - Kitchen and Food Preparation | Restaurant - Fast-Food - Kitchen and Food Preparation | Restaurant - Fast-Food | Kitchen and Food Preparation | Restaurant - Fast-Food - Kitchen and Food Preparation |  | Restaurant - Fast-Food | Restaurant - Fast-Food - Kitchen and Food Preparation | Restaurant (fast food) Kitchen | all | Open | 251 | 251 | 0.15 | 1.275 | 1.275 | 1.275 | 1.275 | 1.2 | 1.2 | 1.2 | 0.19125 | 0.19125 | 0.19125 | 0.19125 | 0.18 | 0.18 | 0.18 | 525.812 | 525.812 | 525.812 | 525.812 | 494.8819 | 494.8819 | 494.8819 | 0.13208 | 0.13208 | 0.13208 | 0.13208 | 0.12431 | 0.12431 | 0.12431 | 3998.0499 | 3998.0499 | 3998.0499 | 3998.0499 | 3998.0499 | 3998.0499 | 3998.0499 | 0 | 0 | 0 | 0 | 0 | 0 | 0 | 0.69063 | 0.69063 | 0.69063 | 0.69063 | 0.69062 | 0.69062 | 0.69062 | 0 | 0 | 0 | 0 | 0 | 0 | 0 | 0.2125 | 0.2125 | 0.2125 | 0.2125 | 0.2 | 0.2 | 0.2 | 0.031875 | 0.031875 | 0.031875 | 0.031875 | 0.03 | 0.03 | 0.03 | 94.5536 | 94.5536 | 94.5536 | 94.5536 | 88.9916 | 88.9916 | 88.9916 | 0.022014 | 0.022014 | 0.022014 | 0.022014 | 0.020719 | 0.020719 | 0.020719 | 4313.6723 | 4313.6723 | 4313.6723 | 4313.6723 | 4313.6723 | 4313.6723 | 4313.6723 | 0 | 0 | 0 | 0 | 0 | 0 | 0 | 0.69062 | 0.69062 | 0.69062 | 0.69062 | 0.69062 | 0.69062 | 0.69062 | 0 | 0 | 0 | 0 | 0 | 0 | 0 | Restaurant (fast food) Kitchen ILit all | Restaurant (fast food) Kitchen ILit all | 3827 | 5 | 81.25 | Restaurant (fast food) Kitchen ILit2 all | Restaurant (fast food) Kitchen ILit2 all | Restaurant (fast food) Kitchen ILit2 All | 3911 | 5 | 81.25 | 3827 | 10.9536 | 0.69062 | 0.05 | 0.05 | 0.05 | 0.05 | 0.3 | 0.3 | 0.33947 | 0.37105 | 0.37105 | 0.37105 | 0.59211 | 0.8125 | 0.8125 | 0.8125 | 0.8125 | 0.8125 | 0.8125 | 0.8125 | 0.8125 | 0.8125 | 0.8125 | 0.8125 | 0.7 | 0.7 | 11.8183 | 0.69062 | 0.05 | 0.05 | 0.05 | 0.05 | 0.3 | 0.3 | 0.33947 | 0.37105 | 0.37105 | 0.37105 | 0.59211 | 0.8125 | 0.8125 | 0.8125 | 0.8125 | 0.8125 | 0.8125 | 0.8125 | 0.8125 | 0.8125 | 0.8125 | 0.8125 | 0.7 | 0.7 | 0 | 0 | 0 | 0 | 0.32787 | 0.32787 | 0.37964 | 0.42105 | 0.42105 | 0.42105 | 0.71096 | 1 | 1 | 1 | 1 | 1 | 1 | 1 | 1 | 1 | 1 | 1 | 0.85246 | 0.85246 | 0 | 0 | 0 | 0 | 0.32787 | 0.32787 | 0.37964 | 0.42105 | 0.42105 | 0.42105 | 0.71096 | 1 | 1 | 1 | 1 | 1 | 1 | 1 | 1 | 1 | 1 | 1 | 0.85246 | 0.85246 | 15 | 0.66337 | 0.20792 | 0.079208 | 0.049505 | 0.76136 | 0.11676 | 0.022331 | 0.022331 | 0.022331 | 0.022331 | 0.021017 | 0.021017 | 0.021017 |  | 0.11683 | 0.11683 | 0.11683 | 0.11683 | 0.11683 | 0.11683 | 0.11683 | Restaurant - Fast-Food - Kitchen and Food Preparation - all | 16 | 6 | 23 | 2831.8414 | -82.4976 | 2831.8414 | -82.4976 | 0 | 0 | 11.2822 | -0.32868 | 0 | 0 | 0 | 0 | 0 | 0 | 0 | 0.3 | 0.33947 | 0.37105 | 0.37105 | 0.37105 | 0.59211 | 0.8125 | 0.8125 | 0.8125 | 0.8125 | 0.8125 | 0.8125 | 0.8125 | 0.8125 | 0.8125 | 0.8125 | 0.8125 | 0 | 0 |  | 2831.8414 | 134.5469 | 2831.8414 | 134.5469 | 0 | 0 | 11.2822 | 0.53604 | 0 | 0 | 0 | 0 | 0 | 0 | 0 | 0.3 | 0.33947 | 0.37105 | 0.37105 | 0.37105 | 0.59211 | 0.8125 | 0.8125 | 0.8125 | 0.8125 | 0.8125 | 0.8125 | 0.8125 | 0.8125 | 0.8125 | 0.8125 | 0.8125 | 0 | 0 | 0.83093 | 0.85 | 0.89653 | 0.85
1509 | 15 | 9 | 5 | 1 |  |  |  |  | Restaurant - Fast-Food | Lobby (Main Entry and Assembly) | Restaurant - Fast-Food - Lobby (Main Entry and Assembly) |  | Restaurant - Fast-Food | Restaurant - Fast-Food - Lobby (Main Entry and Assembly) | Restaurant (fast food) Dining | Sat | Open | 52 | 52 | 0.3 | 0.98012 | 0.98012 | 0.98012 | 0.98012 | 0.98012 | 0.98012 | 0.98012 | 0 | 0 | 0 | 0 | 0 | 0 | 0 | 169.4264 | 169.4264 | 169.4264 | 169.4264 | 169.4264 | 169.4264 | 169.4264 | 0 | 0 | 0 | 0 | 0 | 0 | 0 | 0 | 0 | 0 | 0 | 0 | 0 | 0 | 0 | 0 | 0 | 0 | 0 | 0 | 0 | 0 | 0 | 0 | 0 | 0 | 0 | 0 | 0 | 0 | 0 | 0 | 0 | 0 | 0 | 0.38206 | 0.38206 | 0.38206 | 0.38206 | 0.38206 | 0.38206 | 0.38206 | 0 | 0 | 0 | 0 | 0 | 0 | 0 | 71.267 | 71.267 | 71.267 | 71.267 | 71.267 | 71.267 | 71.267 | 0 | 0 | 0 | 0 | 0 | 0 | 0 | 0 | 0 | 0 | 0 | 0 | 0 | 0 | 0 | 0 | 0 | 0 | 0 | 0 | 0 | 0 | 0 | 0 | 0 | 0 | 0 | 0 | 0 | 0 | 0 | 0 | 0 | 0 | 0 | Restaurant (fast food) Dining ILit Sat | Restaurant (fast food) Dining ILit all | 3826 | 14 | 81.25 | Restaurant (fast food) Dining ILit2 Sat | Restaurant (fast food) Dining ILit2 Sat | Restaurant (fast food) Dining ILit2 All | 3910 | 14 | 81.25 | 3826 | 11.081 | 0.69062 | 0.14 | 0.14 | 0.14 | 0.14 | 0.14 | 0.265 | 0.37 | 0.405 | 0.405 | 0.405 | 0.65 | 0.8125 | 0.8125 | 0.8125 | 0.8125 | 0.8125 | 0.8125 | 0.8125 | 0.8125 | 0.8125 | 0.8125 | 0.8125 | 0.6 | 0.6 | 11.9571 | 0.69062 | 0.14 | 0.14 | 0.14 | 0.14 | 0.14 | 0.265 | 0.37 | 0.405 | 0.405 | 0.405 | 0.65 | 0.8125 | 0.8125 | 0.8125 | 0.8125 | 0.8125 | 0.8125 | 0.8125 | 0.8125 | 0.8125 | 0.8125 | 0.8125 | 0.6 | 0.6 | 0 | 0 | 0 | 0 | 0 | 0.18587 | 0.34201 | 0.39405 | 0.39405 | 0.39405 | 0.75836 | 1 | 1 | 1 | 1 | 1 | 1 | 1 | 1 | 1 | 1 | 1 | 0.68401 | 0.68401 | 0 | 0 | 0 | 0 | 0 | 0.18587 | 0.34201 | 0.39405 | 0.39405 | 0.39405 | 0.75836 | 1 | 1 | 1 | 1 | 1 | 1 | 1 | 1 | 1 | 1 | 1 | 0.68401 | 0.68401 | 15 | 0.66337 | 0.20792 | 0.079208 | 0.049505 | 0.76136 | 0 | 0 | 0 | 0 | 0 | 0 | 0 | 0 |  | 0.11683 | 0.11683 | 0.11683 | 0.11683 | 0.11683 | 0.11683 | 0.11683 | Restaurant - Fast-Food - Lobby (Main Entry and Assembly) - Sat | 10 | 6 | 23 | 594.75 | -18.538 | 0 | 0 | 594.75 | -18.538 | 0 | 0 | 11.4375 | -0.3565 | 0 | 0 | 0 | 0 | 0 | 0.265 | 0.37 | 0.405 | 0.405 | 0.405 | 0.65 | 0.8125 | 0.8125 | 0.8125 | 0.8125 | 0.8125 | 0.8125 | 0.8125 | 0.8125 | 0.8125 | 0.8125 | 0.8125 | 0 | 0 |  | 594.75 | 27.021 | 0 | 0 | 594.75 | 27.021 | 0 | 0 | 11.4375 | 0.51964 | 0 | 0 | 0 | 0 | 0 | 0.265 | 0.37 | 0.405 | 0.405 | 0.405 | 0.65 | 0.8125 | 0.8125 | 0.8125 | 0.8125 | 0.8125 | 0.8125 | 0.8125 | 0.8125 | 0.8125 | 0.8125 | 0.8125 | 0 | 0 | 0.83082 | 0.85 | 0.89651 | 0.85
1510 | 15 | 10 | 6 | 2 |  |  |  |  | Restaurant - Fast-Food | Lobby (Main Entry and Assembly) | Restaurant - Fast-Food - Lobby (Main Entry and Assembly) |  | Restaurant - Fast-Food | Restaurant - Fast-Food - Lobby (Main Entry and Assembly) | Restaurant (fast food) Dining | Sun | Open | 52 | 52 | 0.3 | 0.98012 | 0.98012 | 0.98012 | 0.98012 | 0.98012 | 0.98012 | 0.98012 | 0 | 0 | 0 | 0 | 0 | 0 | 0 | 169.4264 | 169.4264 | 169.4264 | 169.4264 | 169.4264 | 169.4264 | 169.4264 | 0 | 0 | 0 | 0 | 0 | 0 | 0 | 0 | 0 | 0 | 0 | 0 | 0 | 0 | 0 | 0 | 0 | 0 | 0 | 0 | 0 | 0 | 0 | 0 | 0 | 0 | 0 | 0 | 0 | 0 | 0 | 0 | 0 | 0 | 0 | 0.38206 | 0.38206 | 0.38206 | 0.38206 | 0.38206 | 0.38206 | 0.38206 | 0 | 0 | 0 | 0 | 0 | 0 | 0 | 71.267 | 71.267 | 71.267 | 71.267 | 71.267 | 71.267 | 71.267 | 0 | 0 | 0 | 0 | 0 | 0 | 0 | 0 | 0 | 0 | 0 | 0 | 0 | 0 | 0 | 0 | 0 | 0 | 0 | 0 | 0 | 0 | 0 | 0 | 0 | 0 | 0 | 0 | 0 | 0 | 0 | 0 | 0 | 0 | 0 | Restaurant (fast food) Dining ILit Sun | Restaurant (fast food) Dining ILit all | 3826 | 14 | 81.25 | Restaurant (fast food) Dining ILit2 Sun | Restaurant (fast food) Dining ILit2 Sun | Restaurant (fast food) Dining ILit2 All | 3910 | 14 | 81.25 | 3826 | 11.081 | 0.69062 | 0.14 | 0.14 | 0.14 | 0.14 | 0.14 | 0.265 | 0.37 | 0.405 | 0.405 | 0.405 | 0.65 | 0.8125 | 0.8125 | 0.8125 | 0.8125 | 0.8125 | 0.8125 | 0.8125 | 0.8125 | 0.8125 | 0.8125 | 0.8125 | 0.6 | 0.6 | 11.9571 | 0.69062 | 0.14 | 0.14 | 0.14 | 0.14 | 0.14 | 0.265 | 0.37 | 0.405 | 0.405 | 0.405 | 0.65 | 0.8125 | 0.8125 | 0.8125 | 0.8125 | 0.8125 | 0.8125 | 0.8125 | 0.8125 | 0.8125 | 0.8125 | 0.8125 | 0.6 | 0.6 | 0 | 0 | 0 | 0 | 0 | 0.18587 | 0.34201 | 0.39405 | 0.39405 | 0.39405 | 0.75836 | 1 | 1 | 1 | 1 | 1 | 1 | 1 | 1 | 1 | 1 | 1 | 0.68401 | 0.68401 | 0 | 0 | 0 | 0 | 0 | 0.18587 | 0.34201 | 0.39405 | 0.39405 | 0.39405 | 0.75836 | 1 | 1 | 1 | 1 | 1 | 1 | 1 | 1 | 1 | 1 | 1 | 0.68401 | 0.68401 | 15 | 0.66337 | 0.20792 | 0.079208 | 0.049505 | 0.76136 | 0 | 0 | 0 | 0 | 0 | 0 | 0 | 0 |  | 0.11683 | 0.11683 | 0.11683 | 0.11683 | 0.11683 | 0.11683 | 0.11683 | Restaurant - Fast-Food - Lobby (Main Entry and Assembly) - Sun | 12 | 6 | 23 | 594.75 | -18.538 | 0 | 0 | 594.75 | -18.538 | 0 | 0 | 11.4375 | -0.3565 | 0 | 0 | 0 | 0 | 0 | 0.265 | 0.37 | 0.405 | 0.405 | 0.405 | 0.65 | 0.8125 | 0.8125 | 0.8125 | 0.8125 | 0.8125 | 0.8125 | 0.8125 | 0.8125 | 0.8125 | 0.8125 | 0.8125 | 0 | 0 |  | 594.75 | 27.021 | 0 | 0 | 594.75 | 27.021 | 0 | 0 | 11.4375 | 0.51964 | 0 | 0 | 0 | 0 | 0 | 0.265 | 0.37 | 0.405 | 0.405 | 0.405 | 0.65 | 0.8125 | 0.8125 | 0.8125 | 0.8125 | 0.8125 | 0.8125 | 0.8125 | 0.8125 | 0.8125 | 0.8125 | 0.8125 | 0 | 0 | 0.83082 | 0.85 | 0.89651 | 0.85
1511 | 15 | 11 | 7 | 3 |  |  |  |  | Restaurant - Fast-Food | Lobby (Main Entry and Assembly) | Restaurant - Fast-Food - Lobby (Main Entry and Assembly) |  | Restaurant - Fast-Food | Restaurant - Fast-Food - Lobby (Main Entry and Assembly) | Restaurant (fast food) Dining | Hol | Open | 10 | 10 | 0.3 | 0.98012 | 0.98012 | 0.98012 | 0.98012 | 0.98012 | 0.98012 | 0.98012 | 0 | 0 | 0 | 0 | 0 | 0 | 0 | 32.582 | 32.582 | 32.582 | 32.582 | 32.582 | 32.582 | 32.582 | 0 | 0 | 0 | 0 | 0 | 0 | 0 | 0 | 0 | 0 | 0 | 0 | 0 | 0 | 0 | 0 | 0 | 0 | 0 | 0 | 0 | 0 | 0 | 0 | 0 | 0 | 0 | 0 | 0 | 0 | 0 | 0 | 0 | 0 | 0 | 0.38206 | 0.38206 | 0.38206 | 0.38206 | 0.38206 | 0.38206 | 0.38206 | 0 | 0 | 0 | 0 | 0 | 0 | 0 | 13.7052 | 13.7052 | 13.7052 | 13.7052 | 13.7052 | 13.7052 | 13.7052 | 0 | 0 | 0 | 0 | 0 | 0 | 0 | 0 | 0 | 0 | 0 | 0 | 0 | 0 | 0 | 0 | 0 | 0 | 0 | 0 | 0 | 0 | 0 | 0 | 0 | 0 | 0 | 0 | 0 | 0 | 0 | 0 | 0 | 0 | 0 | Restaurant (fast food) Dining ILit Hol | Restaurant (fast food) Dining ILit all | 3826 | 14 | 81.25 | Restaurant (fast food) Dining ILit2 Hol | Restaurant (fast food) Dining ILit2 Hol | Restaurant (fast food) Dining ILit2 All | 3910 | 14 | 81.25 | 3826 | 11.081 | 0.69062 | 0.14 | 0.14 | 0.14 | 0.14 | 0.14 | 0.265 | 0.37 | 0.405 | 0.405 | 0.405 | 0.65 | 0.8125 | 0.8125 | 0.8125 | 0.8125 | 0.8125 | 0.8125 | 0.8125 | 0.8125 | 0.8125 | 0.8125 | 0.8125 | 0.6 | 0.6 | 11.9571 | 0.69062 | 0.14 | 0.14 | 0.14 | 0.14 | 0.14 | 0.265 | 0.37 | 0.405 | 0.405 | 0.405 | 0.65 | 0.8125 | 0.8125 | 0.8125 | 0.8125 | 0.8125 | 0.8125 | 0.8125 | 0.8125 | 0.8125 | 0.8125 | 0.8125 | 0.6 | 0.6 | 0 | 0 | 0 | 0 | 0 | 0.18587 | 0.34201 | 0.39405 | 0.39405 | 0.39405 | 0.75836 | 1 | 1 | 1 | 1 | 1 | 1 | 1 | 1 | 1 | 1 | 1 | 0.68401 | 0.68401 | 0 | 0 | 0 | 0 | 0 | 0.18587 | 0.34201 | 0.39405 | 0.39405 | 0.39405 | 0.75836 | 1 | 1 | 1 | 1 | 1 | 1 | 1 | 1 | 1 | 1 | 1 | 0.68401 | 0.68401 | 15 | 0.66337 | 0.20792 | 0.079208 | 0.049505 | 0.76136 | 0 | 0 | 0 | 0 | 0 | 0 | 0 | 0 |  | 0.11683 | 0.11683 | 0.11683 | 0.11683 | 0.11683 | 0.11683 | 0.11683 | Restaurant - Fast-Food - Lobby (Main Entry and Assembly) - Hol | 14 | 6 | 23 | 114.375 | -3.565 | 0 | 0 | 114.375 | -3.565 | 0 | 0 | 11.4375 | -0.3565 | 0 | 0 | 0 | 0 | 0 | 0.265 | 0.37 | 0.405 | 0.405 | 0.405 | 0.65 | 0.8125 | 0.8125 | 0.8125 | 0.8125 | 0.8125 | 0.8125 | 0.8125 | 0.8125 | 0.8125 | 0.8125 | 0.8125 | 0 | 0 |  | 114.375 | 5.1964 | 0 | 0 | 114.375 | 5.1964 | 0 | 0 | 11.4375 | 0.51964 | 0 | 0 | 0 | 0 | 0 | 0.265 | 0.37 | 0.405 | 0.405 | 0.405 | 0.65 | 0.8125 | 0.8125 | 0.8125 | 0.8125 | 0.8125 | 0.8125 | 0.8125 | 0.8125 | 0.8125 | 0.8125 | 0.8125 | 0 | 0 | 0.83082 | 0.85 | 0.89651 | 0.85
1512 | 15 | 12 | 8 | 4 |  |  | Restaurant - Fast-Food - Lobby (Main Entry and Assembly) | Restaurant - Fast-Food - Lobby (Main Entry and Assembly) | Restaurant - Fast-Food | Lobby (Main Entry and Assembly) | Restaurant - Fast-Food - Lobby (Main Entry and Assembly) |  | Restaurant - Fast-Food | Restaurant - Fast-Food - Lobby (Main Entry and Assembly) | Restaurant (fast food) Dining | all | Open | 251 | 251 | 0.3 | 0.98012 | 0.98012 | 0.98012 | 0.98012 | 0.98012 | 0.98012 | 0.98012 | 0.29403 | 0.29403 | 0.29403 | 0.29403 | 0.29403 | 0.29403 | 0.29403 | 813.2903 | 813.2903 | 813.2903 | 813.2903 | 813.2903 | 813.2903 | 813.2903 | 0.20307 | 0.20307 | 0.20307 | 0.20307 | 0.20307 | 0.20307 | 0.20307 | 4029.1991 | 4029.1991 | 4029.1991 | 4029.1991 | 4029.1991 | 4029.1991 | 4029.1991 | 0 | 0 | 0 | 0 | 0 | 0 | 0 | 0.69062 | 0.69062 | 0.69062 | 0.69062 | 0.69062 | 0.69062 | 0.69062 | 0 | 0 | 0 | 0 | 0 | 0 | 0 | 0.38206 | 0.38206 | 0.38206 | 0.38206 | 0.38206 | 0.38206 | 0.38206 | 0.11462 | 0.11462 | 0.11462 | 0.11462 | 0.11462 | 0.11462 | 0.11462 | 342.0998 | 342.0998 | 342.0998 | 342.0998 | 342.0998 | 342.0998 | 342.0998 | 0.079159 | 0.079159 | 0.079159 | 0.079159 | 0.079159 | 0.079159 | 0.079159 | 4347.7738 | 4347.7738 | 4347.7738 | 4347.7738 | 4347.7738 | 4347.7738 | 4347.7738 | 0 | 0 | 0 | 0 | 0 | 0 | 0 | 0.69062 | 0.69062 | 0.69062 | 0.69062 | 0.69062 | 0.69062 | 0.69062 | 0 | 0 | 0 | 0 | 0 | 0 | 0 | Restaurant (fast food) Dining ILit all | Restaurant (fast food) Dining ILit all | 3825 | 14 | 81.25 | Restaurant (fast food) Dining ILit2 all | Restaurant (fast food) Dining ILit2 all | Restaurant (fast food) Dining ILit2 All | 3909 | 14 | 81.25 | 3825 | 11.0198 | 0.69062 | 0.14 | 0.14 | 0.14 | 0.14 | 0.14 | 0.24816 | 0.35632 | 0.39237 | 0.39237 | 0.39237 | 0.64474 | 0.8125 | 0.8125 | 0.8125 | 0.8125 | 0.8125 | 0.8125 | 0.8125 | 0.8125 | 0.8125 | 0.8125 | 0.8125 | 0.6 | 0.6 | 11.8911 | 0.69062 | 0.14 | 0.14 | 0.14 | 0.14 | 0.14 | 0.24816 | 0.35632 | 0.39237 | 0.39237 | 0.39237 | 0.64474 | 0.8125 | 0.8125 | 0.8125 | 0.8125 | 0.8125 | 0.8125 | 0.8125 | 0.8125 | 0.8125 | 0.8125 | 0.8125 | 0.6 | 0.6 | 0 | 0 | 0 | 0 | 0 | 0.16083 | 0.32166 | 0.37527 | 0.37527 | 0.37527 | 0.75054 | 1 | 1 | 1 | 1 | 1 | 1 | 1 | 1 | 1 | 1 | 1 | 0.68401 | 0.68401 | 0 | 0 | 0 | 0 | 0 | 0.16083 | 0.32166 | 0.37527 | 0.37527 | 0.37527 | 0.75054 | 1 | 1 | 1 | 1 | 1 | 1 | 1 | 1 | 1 | 1 | 1 | 0.68401 | 0.68401 | 15 | 0.66337 | 0.20792 | 0.079208 | 0.049505 | 0.76136 | 0.11684 | 0.034356 | 0.034356 | 0.034356 | 0.034356 | 0.034356 | 0.034356 | 0.034356 |  | 0.11683 | 0.11683 | 0.11683 | 0.11683 | 0.11683 | 0.11683 | 0.11683 | Restaurant - Fast-Food - Lobby (Main Entry and Assembly) - all | 16 | 6 | 23 | 2852.3178 | -86.3526 | 2852.3178 | -86.3526 | 0 | 0 | 11.3638 | -0.34403 | 0 | 0 | 0 | 0 | 0 | 0 | 0 | 0.24816 | 0.35632 | 0.39237 | 0.39237 | 0.39237 | 0.64474 | 0.8125 | 0.8125 | 0.8125 | 0.8125 | 0.8125 | 0.8125 | 0.8125 | 0.8125 | 0.8125 | 0.8125 | 0.8125 | 0 | 0 |  | 2852.3178 | 132.3426 | 2852.3178 | 132.3426 | 0 | 0 | 11.3638 | 0.52726 | 0 | 0 | 0 | 0 | 0 | 0 | 0 | 0.24816 | 0.35632 | 0.39237 | 0.39237 | 0.39237 | 0.64474 | 0.8125 | 0.8125 | 0.8125 | 0.8125 | 0.8125 | 0.8125 | 0.8125 | 0.8125 | 0.8125 | 0.8125 | 0.8125 | 0 | 0 | 0.83082 | 0.85 | 0.89651 | 0.85
1513 | 15 | 13 | 5 | 1 |  |  |  |  | Restaurant - Fast-Food | Restrooms | Restaurant - Fast-Food - Restrooms |  | Restaurant - Fast-Food | Restaurant - Fast-Food - Restrooms | Restaurant (fast food) Dining | Sat | Open | 52 | 52 | 0.05 | 0.52273 | 0.52273 | 0.39205 | 0.39205 | 0.39205 | 0.39205 | 0.39205 | 0 | 0 | 0 | 0 | 0 | 0 | 0 | 15.0601 | 15.0601 | 11.2951 | 11.2951 | 11.2951 | 11.2951 | 11.2951 | 0 | 0 | 0 | 0 | 0 | 0 | 0 | 0 | 0 | 0 | 0 | 0 | 0 | 0 | 0 | 0 | 0 | 0 | 0 | 0 | 0 | 0 | 0 | 0 | 0 | 0 | 0 | 0 | 0 | 0 | 0 | 0 | 0 | 0 | 0 | 0.20377 | 0.20377 | 0.15283 | 0.15283 | 0.15283 | 0.15283 | 0.15283 | 0 | 0 | 0 | 0 | 0 | 0 | 0 | 6.3348 | 6.3348 | 4.7511 | 4.7511 | 4.7511 | 4.7511 | 4.7511 | 0 | 0 | 0 | 0 | 0 | 0 | 0 | 0 | 0 | 0 | 0 | 0 | 0 | 0 | 0 | 0 | 0 | 0 | 0 | 0 | 0 | 0 | 0 | 0 | 0 | 0 | 0 | 0 | 0 | 0 | 0 | 0 | 0 | 0 | 0 | Restaurant (fast food) Dining ILit Sat | Restaurant (fast food) Dining ILit all | 3826 | 14 | 81.25 | Restaurant (fast food) Dining ILit2 Sat | Restaurant (fast food) Dining ILit2 Sat | Restaurant (fast food) Dining ILit2 All | 3910 | 14 | 81.25 | 3826 | 11.081 | 0.69062 | 0.14 | 0.14 | 0.14 | 0.14 | 0.14 | 0.265 | 0.37 | 0.405 | 0.405 | 0.405 | 0.65 | 0.8125 | 0.8125 | 0.8125 | 0.8125 | 0.8125 | 0.8125 | 0.8125 | 0.8125 | 0.8125 | 0.8125 | 0.8125 | 0.6 | 0.6 | 11.9571 | 0.69062 | 0.14 | 0.14 | 0.14 | 0.14 | 0.14 | 0.265 | 0.37 | 0.405 | 0.405 | 0.405 | 0.65 | 0.8125 | 0.8125 | 0.8125 | 0.8125 | 0.8125 | 0.8125 | 0.8125 | 0.8125 | 0.8125 | 0.8125 | 0.8125 | 0.6 | 0.6 | 0 | 0 | 0 | 0 | 0 | 0.18587 | 0.34201 | 0.39405 | 0.39405 | 0.39405 | 0.75836 | 1 | 1 | 1 | 1 | 1 | 1 | 1 | 1 | 1 | 1 | 1 | 0.68401 | 0.68401 | 0 | 0 | 0 | 0 | 0 | 0.18587 | 0.34201 | 0.39405 | 0.39405 | 0.39405 | 0.75836 | 1 | 1 | 1 | 1 | 1 | 1 | 1 | 1 | 1 | 1 | 1 | 0.68401 | 0.68401 | 15 | 0.66337 | 0.20792 | 0.079208 | 0.049505 | 0.76136 | 0 | 0 | 0 | 0 | 0 | 0 | 0 | 0 |  | 0.11683 | 0.11683 | 0.11683 | 0.11683 | 0.11683 | 0.11683 | 0.11683 | Restaurant - Fast-Food - Restrooms - Sat | 10 | 6 | 23 | 594.75 | -18.538 | 0 | 0 | 594.75 | -18.538 | 0 | 0 | 11.4375 | -0.3565 | 0 | 0 | 0 | 0 | 0 | 0.265 | 0.37 | 0.405 | 0.405 | 0.405 | 0.65 | 0.8125 | 0.8125 | 0.8125 | 0.8125 | 0.8125 | 0.8125 | 0.8125 | 0.8125 | 0.8125 | 0.8125 | 0.8125 | 0 | 0 |  | 594.75 | 27.021 | 0 | 0 | 594.75 | 27.021 | 0 | 0 | 11.4375 | 0.51964 | 0 | 0 | 0 | 0 | 0 | 0.265 | 0.37 | 0.405 | 0.405 | 0.405 | 0.65 | 0.8125 | 0.8125 | 0.8125 | 0.8125 | 0.8125 | 0.8125 | 0.8125 | 0.8125 | 0.8125 | 0.8125 | 0.8125 | 0 | 0 | 0.83082 | 0.85 | 0.89651 | 0.85
1514 | 15 | 14 | 6 | 2 |  |  |  |  | Restaurant - Fast-Food | Restrooms | Restaurant - Fast-Food - Restrooms |  | Restaurant - Fast-Food | Restaurant - Fast-Food - Restrooms | Restaurant (fast food) Dining | Sun | Open | 52 | 52 | 0.05 | 0.52273 | 0.52273 | 0.39205 | 0.39205 | 0.39205 | 0.39205 | 0.39205 | 0 | 0 | 0 | 0 | 0 | 0 | 0 | 15.0601 | 15.0601 | 11.2951 | 11.2951 | 11.2951 | 11.2951 | 11.2951 | 0 | 0 | 0 | 0 | 0 | 0 | 0 | 0 | 0 | 0 | 0 | 0 | 0 | 0 | 0 | 0 | 0 | 0 | 0 | 0 | 0 | 0 | 0 | 0 | 0 | 0 | 0 | 0 | 0 | 0 | 0 | 0 | 0 | 0 | 0 | 0.20377 | 0.20377 | 0.15283 | 0.15283 | 0.15283 | 0.15283 | 0.15283 | 0 | 0 | 0 | 0 | 0 | 0 | 0 | 6.3348 | 6.3348 | 4.7511 | 4.7511 | 4.7511 | 4.7511 | 4.7511 | 0 | 0 | 0 | 0 | 0 | 0 | 0 | 0 | 0 | 0 | 0 | 0 | 0 | 0 | 0 | 0 | 0 | 0 | 0 | 0 | 0 | 0 | 0 | 0 | 0 | 0 | 0 | 0 | 0 | 0 | 0 | 0 | 0 | 0 | 0 | Restaurant (fast food) Dining ILit Sun | Restaurant (fast food) Dining ILit all | 3826 | 14 | 81.25 | Restaurant (fast food) Dining ILit2 Sun | Restaurant (fast food) Dining ILit2 Sun | Restaurant (fast food) Dining ILit2 All | 3910 | 14 | 81.25 | 3826 | 11.081 | 0.69062 | 0.14 | 0.14 | 0.14 | 0.14 | 0.14 | 0.265 | 0.37 | 0.405 | 0.405 | 0.405 | 0.65 | 0.8125 | 0.8125 | 0.8125 | 0.8125 | 0.8125 | 0.8125 | 0.8125 | 0.8125 | 0.8125 | 0.8125 | 0.8125 | 0.6 | 0.6 | 11.9571 | 0.69062 | 0.14 | 0.14 | 0.14 | 0.14 | 0.14 | 0.265 | 0.37 | 0.405 | 0.405 | 0.405 | 0.65 | 0.8125 | 0.8125 | 0.8125 | 0.8125 | 0.8125 | 0.8125 | 0.8125 | 0.8125 | 0.8125 | 0.8125 | 0.8125 | 0.6 | 0.6 | 0 | 0 | 0 | 0 | 0 | 0.18587 | 0.34201 | 0.39405 | 0.39405 | 0.39405 | 0.75836 | 1 | 1 | 1 | 1 | 1 | 1 | 1 | 1 | 1 | 1 | 1 | 0.68401 | 0.68401 | 0 | 0 | 0 | 0 | 0 | 0.18587 | 0.34201 | 0.39405 | 0.39405 | 0.39405 | 0.75836 | 1 | 1 | 1 | 1 | 1 | 1 | 1 | 1 | 1 | 1 | 1 | 0.68401 | 0.68401 | 15 | 0.66337 | 0.20792 | 0.079208 | 0.049505 | 0.76136 | 0 | 0 | 0 | 0 | 0 | 0 | 0 | 0 |  | 0.11683 | 0.11683 | 0.11683 | 0.11683 | 0.11683 | 0.11683 | 0.11683 | Restaurant - Fast-Food - Restrooms - Sun | 12 | 6 | 23 | 594.75 | -18.538 | 0 | 0 | 594.75 | -18.538 | 0 | 0 | 11.4375 | -0.3565 | 0 | 0 | 0 | 0 | 0 | 0.265 | 0.37 | 0.405 | 0.405 | 0.405 | 0.65 | 0.8125 | 0.8125 | 0.8125 | 0.8125 | 0.8125 | 0.8125 | 0.8125 | 0.8125 | 0.8125 | 0.8125 | 0.8125 | 0 | 0 |  | 594.75 | 27.021 | 0 | 0 | 594.75 | 27.021 | 0 | 0 | 11.4375 | 0.51964 | 0 | 0 | 0 | 0 | 0 | 0.265 | 0.37 | 0.405 | 0.405 | 0.405 | 0.65 | 0.8125 | 0.8125 | 0.8125 | 0.8125 | 0.8125 | 0.8125 | 0.8125 | 0.8125 | 0.8125 | 0.8125 | 0.8125 | 0 | 0 | 0.83082 | 0.85 | 0.89651 | 0.85
1515 | 15 | 15 | 7 | 3 |  |  |  |  | Restaurant - Fast-Food | Restrooms | Restaurant - Fast-Food - Restrooms |  | Restaurant - Fast-Food | Restaurant - Fast-Food - Restrooms | Restaurant (fast food) Dining | Hol | Open | 10 | 10 | 0.05 | 0.52273 | 0.52273 | 0.39205 | 0.39205 | 0.39205 | 0.39205 | 0.39205 | 0 | 0 | 0 | 0 | 0 | 0 | 0 | 2.8962 | 2.8962 | 2.1721 | 2.1721 | 2.1721 | 2.1721 | 2.1721 | 0 | 0 | 0 | 0 | 0 | 0 | 0 | 0 | 0 | 0 | 0 | 0 | 0 | 0 | 0 | 0 | 0 | 0 | 0 | 0 | 0 | 0 | 0 | 0 | 0 | 0 | 0 | 0 | 0 | 0 | 0 | 0 | 0 | 0 | 0 | 0.20377 | 0.20377 | 0.15283 | 0.15283 | 0.15283 | 0.15283 | 0.15283 | 0 | 0 | 0 | 0 | 0 | 0 | 0 | 1.2182 | 1.2182 | 0.91368 | 0.91368 | 0.91368 | 0.91368 | 0.91368 | 0 | 0 | 0 | 0 | 0 | 0 | 0 | 0 | 0 | 0 | 0 | 0 | 0 | 0 | 0 | 0 | 0 | 0 | 0 | 0 | 0 | 0 | 0 | 0 | 0 | 0 | 0 | 0 | 0 | 0 | 0 | 0 | 0 | 0 | 0 | Restaurant (fast food) Dining ILit Hol | Restaurant (fast food) Dining ILit all | 3826 | 14 | 81.25 | Restaurant (fast food) Dining ILit2 Hol | Restaurant (fast food) Dining ILit2 Hol | Restaurant (fast food) Dining ILit2 All | 3910 | 14 | 81.25 | 3826 | 11.081 | 0.69062 | 0.14 | 0.14 | 0.14 | 0.14 | 0.14 | 0.265 | 0.37 | 0.405 | 0.405 | 0.405 | 0.65 | 0.8125 | 0.8125 | 0.8125 | 0.8125 | 0.8125 | 0.8125 | 0.8125 | 0.8125 | 0.8125 | 0.8125 | 0.8125 | 0.6 | 0.6 | 11.9571 | 0.69062 | 0.14 | 0.14 | 0.14 | 0.14 | 0.14 | 0.265 | 0.37 | 0.405 | 0.405 | 0.405 | 0.65 | 0.8125 | 0.8125 | 0.8125 | 0.8125 | 0.8125 | 0.8125 | 0.8125 | 0.8125 | 0.8125 | 0.8125 | 0.8125 | 0.6 | 0.6 | 0 | 0 | 0 | 0 | 0 | 0.18587 | 0.34201 | 0.39405 | 0.39405 | 0.39405 | 0.75836 | 1 | 1 | 1 | 1 | 1 | 1 | 1 | 1 | 1 | 1 | 1 | 0.68401 | 0.68401 | 0 | 0 | 0 | 0 | 0 | 0.18587 | 0.34201 | 0.39405 | 0.39405 | 0.39405 | 0.75836 | 1 | 1 | 1 | 1 | 1 | 1 | 1 | 1 | 1 | 1 | 1 | 0.68401 | 0.68401 | 15 | 0.66337 | 0.20792 | 0.079208 | 0.049505 | 0.76136 | 0 | 0 | 0 | 0 | 0 | 0 | 0 | 0 |  | 0.11683 | 0.11683 | 0.11683 | 0.11683 | 0.11683 | 0.11683 | 0.11683 | Restaurant - Fast-Food - Restrooms - Hol | 14 | 6 | 23 | 114.375 | -3.565 | 0 | 0 | 114.375 | -3.565 | 0 | 0 | 11.4375 | -0.3565 | 0 | 0 | 0 | 0 | 0 | 0.265 | 0.37 | 0.405 | 0.405 | 0.405 | 0.65 | 0.8125 | 0.8125 | 0.8125 | 0.8125 | 0.8125 | 0.8125 | 0.8125 | 0.8125 | 0.8125 | 0.8125 | 0.8125 | 0 | 0 |  | 114.375 | 5.1964 | 0 | 0 | 114.375 | 5.1964 | 0 | 0 | 11.4375 | 0.51964 | 0 | 0 | 0 | 0 | 0 | 0.265 | 0.37 | 0.405 | 0.405 | 0.405 | 0.65 | 0.8125 | 0.8125 | 0.8125 | 0.8125 | 0.8125 | 0.8125 | 0.8125 | 0.8125 | 0.8125 | 0.8125 | 0.8125 | 0 | 0 | 0.83082 | 0.85 | 0.89651 | 0.85
1516 | 15 | 16 | 8 | 4 | Restaurant - Fast-Food | Restaurant - Fast-Food | Restaurant - Fast-Food - Restrooms | Restaurant - Fast-Food - Restrooms | Restaurant - Fast-Food | Restrooms | Restaurant - Fast-Food - Restrooms |  | Restaurant - Fast-Food | Restaurant - Fast-Food - Restrooms | Restaurant (fast food) Dining | all | Open | 251 | 251 | 0.05 | 0.52273 | 0.52273 | 0.39205 | 0.39205 | 0.39205 | 0.39205 | 0.39205 | 0.026136 | 0.026136 | 0.019602 | 0.019602 | 0.019602 | 0.019602 | 0.019602 | 72.2925 | 72.2925 | 54.2194 | 54.2194 | 54.2194 | 54.2194 | 54.2194 | 0.01805 | 0.01805 | 0.013538 | 0.013538 | 0.013538 | 0.013538 | 0.013538 | 4029.1991 | 4029.1991 | 4029.1991 | 4029.1991 | 4029.1991 | 4029.1991 | 4029.1991 | 4023.2506 | 4023.2506 | 4022.7907 | 4022.7907 | 4023.0938 | 4023.0938 | 4023.0938 | 0.69062 | 0.69062 | 0.69062 | 0.69062 | 0.69062 | 0.69062 | 0.69062 | 0.69062 | 0.69062 | 0.69062 | 0.69062 | 0.69062 | 0.69062 | 0.69062 | 0.20377 | 0.20377 | 0.15283 | 0.15283 | 0.15283 | 0.15283 | 0.15283 | 0.010188 | 0.010188 | 0.0076413 | 0.0076413 | 0.0076413 | 0.0076413 | 0.0076413 | 30.4089 | 30.4089 | 22.8067 | 22.8067 | 22.8067 | 22.8067 | 22.8067 | 0.0070364 | 0.0070364 | 0.0052773 | 0.0052773 | 0.0052773 | 0.0052773 | 0.0052773 | 4347.7738 | 4347.7738 | 4347.7738 | 4347.7738 | 4347.7738 | 4347.7738 | 4347.7738 | 4344.6477 | 4344.6477 | 4344.3738 | 4344.3738 | 4344.5549 | 4344.5549 | 4344.5549 | 0.69062 | 0.69062 | 0.69062 | 0.69062 | 0.69062 | 0.69062 | 0.69062 | 0.69063 | 0.69063 | 0.69062 | 0.69062 | 0.69062 | 0.69062 | 0.69062 | Restaurant (fast food) Dining ILit all | Restaurant (fast food) Dining ILit all | 3825 | 14 | 81.25 | Restaurant (fast food) Dining ILit2 all | Restaurant (fast food) Dining ILit2 all | Restaurant (fast food) Dining ILit2 All | 3909 | 14 | 81.25 | 3825 | 11.0198 | 0.69062 | 0.14 | 0.14 | 0.14 | 0.14 | 0.14 | 0.24816 | 0.35632 | 0.39237 | 0.39237 | 0.39237 | 0.64474 | 0.8125 | 0.8125 | 0.8125 | 0.8125 | 0.8125 | 0.8125 | 0.8125 | 0.8125 | 0.8125 | 0.8125 | 0.8125 | 0.6 | 0.6 | 11.8911 | 0.69062 | 0.14 | 0.14 | 0.14 | 0.14 | 0.14 | 0.24816 | 0.35632 | 0.39237 | 0.39237 | 0.39237 | 0.64474 | 0.8125 | 0.8125 | 0.8125 | 0.8125 | 0.8125 | 0.8125 | 0.8125 | 0.8125 | 0.8125 | 0.8125 | 0.8125 | 0.6 | 0.6 | 0 | 0 | 0 | 0 | 0 | 0.16083 | 0.32166 | 0.37527 | 0.37527 | 0.37527 | 0.75054 | 1 | 1 | 1 | 1 | 1 | 1 | 1 | 1 | 1 | 1 | 1 | 0.68401 | 0.68401 | 0 | 0 | 0 | 0 | 0 | 0.16083 | 0.32166 | 0.37527 | 0.37527 | 0.37527 | 0.75054 | 1 | 1 | 1 | 1 | 1 | 1 | 1 | 1 | 1 | 1 | 1 | 0.68401 | 0.68401 | 15 | 0.66337 | 0.20792 | 0.079208 | 0.049505 | 0.76136 | 0.11684 | 0.0030539 | 0.0030539 | 0.0022904 | 0.0022904 | 0.0022904 | 0.0022904 | 0.0022904 | Restaurant - Fast-Food | 0.11683 | 0.11683 | 0.11683 | 0.11683 | 0.11683 | 0.11683 | 0.11683 | Restaurant - Fast-Food - Restrooms - all | 16 | 6 | 23 | 2852.3178 | -86.3526 | 2852.3178 | -86.3526 | 0 | 0 | 11.3638 | -0.34403 | 0 | 0 | 0 | 0 | 0 | 0 | 0 | 0.24816 | 0.35632 | 0.39237 | 0.39237 | 0.39237 | 0.64474 | 0.8125 | 0.8125 | 0.8125 | 0.8125 | 0.8125 | 0.8125 | 0.8125 | 0.8125 | 0.8125 | 0.8125 | 0.8125 | 0 | 0 |  | 2852.3178 | 132.3426 | 2852.3178 | 132.3426 | 0 | 0 | 11.3638 | 0.52726 | 0 | 0 | 0 | 0 | 0 | 0 | 0 | 0.24816 | 0.35632 | 0.39237 | 0.39237 | 0.39237 | 0.64474 | 0.8125 | 0.8125 | 0.8125 | 0.8125 | 0.8125 | 0.8125 | 0.8125 | 0.8125 | 0.8125 | 0.8125 | 0.8125 | 0 | 0 | 0.83082 | 0.85 | 0.89651 | 0.85
1601 | 16 | 1 | 5 | 1 |  |  |  |  | Restaurant - Sit-Down | Dining Area | Restaurant - Sit-Down - Dining Area |  | Restaurant - Sit-Down | Restaurant - Sit-Down - Dining Area | Restaurant (sit-down) Dining | Sat | Open | 52 | 52 | 0.5 | 0.57893 | 0.57893 | 0.50174 | 0.50174 | 0.50174 | 0.50174 | 0.50174 | 0 | 0 | 0 | 0 | 0 | 0 | 0 | 163.7582 | 163.7582 | 141.9238 | 141.9238 | 141.9238 | 141.9238 | 141.9238 | 0 | 0 | 0 | 0 | 0 | 0 | 0 | 0 | 0 | 0 | 0 | 0 | 0 | 0 | 0 | 0 | 0 | 0 | 0 | 0 | 0 | 0 | 0 | 0 | 0 | 0 | 0 | 0 | 0 | 0 | 0 | 0 | 0 | 0 | 0 | 0.73922 | 0.73922 | 0.64065 | 0.64065 | 0.64065 | 0.64065 | 0.64065 | 0 | 0 | 0 | 0 | 0 | 0 | 0 | 234.2461 | 234.2461 | 203.0133 | 203.0133 | 203.0133 | 203.0133 | 203.0133 | 0 | 0 | 0 | 0 | 0 | 0 | 0 | 0 | 0 | 0 | 0 | 0 | 0 | 0 | 0 | 0 | 0 | 0 | 0 | 0 | 0 | 0 | 0 | 0 | 0 | 0 | 0 | 0 | 0 | 0 | 0 | 0 | 0 | 0 | 0 | Restaurant (sit-down) Dining ILit Sat | Restaurant (sit-down) Dining ILit all | 3822 | 14 | 80 | Restaurant (sit-down) Dining ILit2 Sat | Restaurant (sit-down) Dining ILit2 Sat | Restaurant (sit-down) Dining ILit2 All | 3906 | 14 | 80 | 3822 | 10.8794 | 0.68 | 0.14 | 0.14 | 0.14 | 0.14 | 0.14 | 0.14 | 0.14 | 0.46447 | 0.8 | 0.8 | 0.8 | 0.8 | 0.8 | 0.8 | 0.8 | 0.8 | 0.8 | 0.8 | 0.8 | 0.8 | 0.8 | 0.8 | 0.475 | 0.475 | 12.1879 | 0.68 | 0.14 | 0.14 | 0.14 | 0.14 | 0.14 | 0.14 | 0.14 | 0.46447 | 0.8 | 0.8 | 0.8 | 0.8 | 0.8 | 0.8 | 0.8 | 0.8 | 0.8 | 0.8 | 0.8 | 0.8 | 0.8 | 0.8 | 0.475 | 0.475 | 0 | 0 | 0 | 0 | 0 | 0 | 0 | 0.49163 | 1 | 1 | 1 | 1 | 1 | 1 | 1 | 1 | 1 | 1 | 1 | 1 | 1 | 1 | 0.50758 | 0.50758 | 0 | 0 | 0 | 0 | 0 | 0 | 0 | 0.49163 | 1 | 1 | 1 | 1 | 1 | 1 | 1 | 1 | 1 | 1 | 1 | 1 | 1 | 1 | 0.50758 | 0.50758 | 15 | 0.66337 | 0.20792 | 0.079208 | 0.049505 | 0.76136 | 0 | 0 | 0 | 0 | 0 | 0 | 0 | 0 |  | 0.13444 | 0.13444 | 0.1346 | 0.1346 | 0.13459 | 0.13459 | 0.13459 | Restaurant - Sit-Down - Dining Area - Sat | 10 | 10 | 22 | 499.2 | 66.5313 | 0 | 0 | 499.2 | 66.5313 | 0 | 0 | 9.6 | 1.2794 | 0 | 0 | 0 | 0 | 0 | 0 | 0 | 0 | 0 | 0.8 | 0.8 | 0.8 | 0.8 | 0.8 | 0.8 | 0.8 | 0.8 | 0.8 | 0.8 | 0.8 | 0.8 | 0 | 0 | 0 |  | 499.2 | 134.5689 | 0 | 0 | 499.2 | 134.5689 | 0 | 0 | 9.6 | 2.5879 | 0 | 0 | 0 | 0 | 0 | 0 | 0 | 0 | 0 | 0.8 | 0.8 | 0.8 | 0.8 | 0.8 | 0.8 | 0.8 | 0.8 | 0.8 | 0.8 | 0.8 | 0.8 | 0 | 0 | 0 | 0.80028 | 0.85 | 0.89653 | 0.85
1602 | 16 | 2 | 6 | 2 |  |  |  |  | Restaurant - Sit-Down | Dining Area | Restaurant - Sit-Down - Dining Area |  | Restaurant - Sit-Down | Restaurant - Sit-Down - Dining Area | Restaurant (sit-down) Dining | Sun | Open | 52 | 52 | 0.5 | 0.57893 | 0.57893 | 0.50174 | 0.50174 | 0.50174 | 0.50174 | 0.50174 | 0 | 0 | 0 | 0 | 0 | 0 | 0 | 163.7582 | 163.7582 | 141.9238 | 141.9238 | 141.9238 | 141.9238 | 141.9238 | 0 | 0 | 0 | 0 | 0 | 0 | 0 | 0 | 0 | 0 | 0 | 0 | 0 | 0 | 0 | 0 | 0 | 0 | 0 | 0 | 0 | 0 | 0 | 0 | 0 | 0 | 0 | 0 | 0 | 0 | 0 | 0 | 0 | 0 | 0 | 0.73922 | 0.73922 | 0.64065 | 0.64065 | 0.64065 | 0.64065 | 0.64065 | 0 | 0 | 0 | 0 | 0 | 0 | 0 | 234.2461 | 234.2461 | 203.0133 | 203.0133 | 203.0133 | 203.0133 | 203.0133 | 0 | 0 | 0 | 0 | 0 | 0 | 0 | 0 | 0 | 0 | 0 | 0 | 0 | 0 | 0 | 0 | 0 | 0 | 0 | 0 | 0 | 0 | 0 | 0 | 0 | 0 | 0 | 0 | 0 | 0 | 0 | 0 | 0 | 0 | 0 | Restaurant (sit-down) Dining ILit Sun | Restaurant (sit-down) Dining ILit all | 3822 | 14 | 80 | Restaurant (sit-down) Dining ILit2 Sun | Restaurant (sit-down) Dining ILit2 Sun | Restaurant (sit-down) Dining ILit2 All | 3906 | 14 | 80 | 3822 | 10.8794 | 0.68 | 0.14 | 0.14 | 0.14 | 0.14 | 0.14 | 0.14 | 0.14 | 0.46447 | 0.8 | 0.8 | 0.8 | 0.8 | 0.8 | 0.8 | 0.8 | 0.8 | 0.8 | 0.8 | 0.8 | 0.8 | 0.8 | 0.8 | 0.475 | 0.475 | 12.1879 | 0.68 | 0.14 | 0.14 | 0.14 | 0.14 | 0.14 | 0.14 | 0.14 | 0.46447 | 0.8 | 0.8 | 0.8 | 0.8 | 0.8 | 0.8 | 0.8 | 0.8 | 0.8 | 0.8 | 0.8 | 0.8 | 0.8 | 0.8 | 0.475 | 0.475 | 0 | 0 | 0 | 0 | 0 | 0 | 0 | 0.49163 | 1 | 1 | 1 | 1 | 1 | 1 | 1 | 1 | 1 | 1 | 1 | 1 | 1 | 1 | 0.50758 | 0.50758 | 0 | 0 | 0 | 0 | 0 | 0 | 0 | 0.49163 | 1 | 1 | 1 | 1 | 1 | 1 | 1 | 1 | 1 | 1 | 1 | 1 | 1 | 1 | 0.50758 | 0.50758 | 15 | 0.66337 | 0.20792 | 0.079208 | 0.049505 | 0.76136 | 0 | 0 | 0 | 0 | 0 | 0 | 0 | 0 |  | 0.13444 | 0.13444 | 0.1346 | 0.1346 | 0.13459 | 0.13459 | 0.13459 | Restaurant - Sit-Down - Dining Area - Sun | 12 | 10 | 22 | 499.2 | 66.5313 | 0 | 0 | 499.2 | 66.5313 | 0 | 0 | 9.6 | 1.2794 | 0 | 0 | 0 | 0 | 0 | 0 | 0 | 0 | 0 | 0.8 | 0.8 | 0.8 | 0.8 | 0.8 | 0.8 | 0.8 | 0.8 | 0.8 | 0.8 | 0.8 | 0.8 | 0 | 0 | 0 |  | 499.2 | 134.5689 | 0 | 0 | 499.2 | 134.5689 | 0 | 0 | 9.6 | 2.5879 | 0 | 0 | 0 | 0 | 0 | 0 | 0 | 0 | 0 | 0.8 | 0.8 | 0.8 | 0.8 | 0.8 | 0.8 | 0.8 | 0.8 | 0.8 | 0.8 | 0.8 | 0.8 | 0 | 0 | 0 | 0.80028 | 0.85 | 0.89653 | 0.85
1603 | 16 | 3 | 7 | 3 |  |  |  |  | Restaurant - Sit-Down | Dining Area | Restaurant - Sit-Down - Dining Area |  | Restaurant - Sit-Down | Restaurant - Sit-Down - Dining Area | Restaurant (sit-down) Dining | Hol | Open | 10 | 10 | 0.5 | 0.57893 | 0.57893 | 0.50174 | 0.50174 | 0.50174 | 0.50174 | 0.50174 | 0 | 0 | 0 | 0 | 0 | 0 | 0 | 31.492 | 31.492 | 27.293 | 27.293 | 27.293 | 27.293 | 27.293 | 0 | 0 | 0 | 0 | 0 | 0 | 0 | 0 | 0 | 0 | 0 | 0 | 0 | 0 | 0 | 0 | 0 | 0 | 0 | 0 | 0 | 0 | 0 | 0 | 0 | 0 | 0 | 0 | 0 | 0 | 0 | 0 | 0 | 0 | 0 | 0.73922 | 0.73922 | 0.64065 | 0.64065 | 0.64065 | 0.64065 | 0.64065 | 0 | 0 | 0 | 0 | 0 | 0 | 0 | 45.0473 | 45.0473 | 39.041 | 39.041 | 39.041 | 39.041 | 39.041 | 0 | 0 | 0 | 0 | 0 | 0 | 0 | 0 | 0 | 0 | 0 | 0 | 0 | 0 | 0 | 0 | 0 | 0 | 0 | 0 | 0 | 0 | 0 | 0 | 0 | 0 | 0 | 0 | 0 | 0 | 0 | 0 | 0 | 0 | 0 | Restaurant (sit-down) Dining ILit Hol | Restaurant (sit-down) Dining ILit all | 3822 | 14 | 80 | Restaurant (sit-down) Dining ILit2 Hol | Restaurant (sit-down) Dining ILit2 Hol | Restaurant (sit-down) Dining ILit2 All | 3906 | 14 | 80 | 3822 | 10.8794 | 0.68 | 0.14 | 0.14 | 0.14 | 0.14 | 0.14 | 0.14 | 0.14 | 0.46447 | 0.8 | 0.8 | 0.8 | 0.8 | 0.8 | 0.8 | 0.8 | 0.8 | 0.8 | 0.8 | 0.8 | 0.8 | 0.8 | 0.8 | 0.475 | 0.475 | 12.1879 | 0.68 | 0.14 | 0.14 | 0.14 | 0.14 | 0.14 | 0.14 | 0.14 | 0.46447 | 0.8 | 0.8 | 0.8 | 0.8 | 0.8 | 0.8 | 0.8 | 0.8 | 0.8 | 0.8 | 0.8 | 0.8 | 0.8 | 0.8 | 0.475 | 0.475 | 0 | 0 | 0 | 0 | 0 | 0 | 0 | 0.49163 | 1 | 1 | 1 | 1 | 1 | 1 | 1 | 1 | 1 | 1 | 1 | 1 | 1 | 1 | 0.50758 | 0.50758 | 0 | 0 | 0 | 0 | 0 | 0 | 0 | 0.49163 | 1 | 1 | 1 | 1 | 1 | 1 | 1 | 1 | 1 | 1 | 1 | 1 | 1 | 1 | 0.50758 | 0.50758 | 15 | 0.66337 | 0.20792 | 0.079208 | 0.049505 | 0.76136 | 0 | 0 | 0 | 0 | 0 | 0 | 0 | 0 |  | 0.13444 | 0.13444 | 0.1346 | 0.1346 | 0.13459 | 0.13459 | 0.13459 | Restaurant - Sit-Down - Dining Area - Hol | 14 | 10 | 22 | 96 | 12.7945 | 0 | 0 | 96 | 12.7945 | 0 | 0 | 9.6 | 1.2794 | 0 | 0 | 0 | 0 | 0 | 0 | 0 | 0 | 0 | 0.8 | 0.8 | 0.8 | 0.8 | 0.8 | 0.8 | 0.8 | 0.8 | 0.8 | 0.8 | 0.8 | 0.8 | 0 | 0 | 0 |  | 96 | 25.8786 | 0 | 0 | 96 | 25.8786 | 0 | 0 | 9.6 | 2.5879 | 0 | 0 | 0 | 0 | 0 | 0 | 0 | 0 | 0 | 0.8 | 0.8 | 0.8 | 0.8 | 0.8 | 0.8 | 0.8 | 0.8 | 0.8 | 0.8 | 0.8 | 0.8 | 0 | 0 | 0 | 0.80028 | 0.85 | 0.89653 | 0.85
1604 | 16 | 4 | 8 | 4 |  |  | Restaurant - Sit-Down - Dining Area | Restaurant - Sit-Down - Dining Area | Restaurant - Sit-Down | Dining Area | Restaurant - Sit-Down - Dining Area |  | Restaurant - Sit-Down | Restaurant - Sit-Down - Dining Area | Restaurant (sit-down) Dining | all | Open | 251 | 251 | 0.5 | 0.57893 | 0.57893 | 0.50174 | 0.50174 | 0.50174 | 0.50174 | 0.50174 | 0.28946 | 0.28946 | 0.25087 | 0.25087 | 0.25087 | 0.25087 | 0.25087 | 761.3299 | 761.3299 | 659.8193 | 659.8193 | 659.8193 | 659.8193 | 659.8193 | 0.19683 | 0.19683 | 0.17059 | 0.17059 | 0.17059 | 0.17059 | 0.17059 | 3870.4041 | 3870.4041 | 3870.4041 | 3870.4041 | 3870.4041 | 3870.4041 | 3870.4041 | 0 | 0 | 0 | 0 | 0 | 0 | 0 | 0.68 | 0.68 | 0.68 | 0.68 | 0.68 | 0.68 | 0.68 | 0 | 0 | 0 | 0 | 0 | 0 | 0 | 0.73922 | 0.73922 | 0.64065 | 0.64065 | 0.64065 | 0.64065 | 0.64065 | 0.36961 | 0.36961 | 0.32033 | 0.32033 | 0.32033 | 0.32033 | 0.32033 | 1089.0358 | 1089.0358 | 943.831 | 943.831 | 943.831 | 943.831 | 943.831 | 0.25133 | 0.25133 | 0.21782 | 0.21782 | 0.21782 | 0.21782 | 0.21782 | 4335.8778 | 4335.8778 | 4335.8778 | 4335.8778 | 4335.8778 | 4335.8778 | 4335.8778 | 0 | 0 | 0 | 0 | 0 | 0 | 0 | 0.68 | 0.68 | 0.68 | 0.68 | 0.68 | 0.68 | 0.68 | 0 | 0 | 0 | 0 | 0 | 0 | 0 | Restaurant (sit-down) Dining ILit all | Restaurant (sit-down) Dining ILit all | 3821 | 14 | 80 | Restaurant (sit-down) Dining ILit2 all | Restaurant (sit-down) Dining ILit2 all | Restaurant (sit-down) Dining ILit2 All | 3905 | 14 | 80 | 3821 | 10.4787 | 0.68 | 0.14 | 0.14 | 0.14 | 0.14 | 0.14 | 0.14 | 0.14 | 0.46447 | 0.8 | 0.8 | 0.8 | 0.8 | 0.8 | 0.8 | 0.8 | 0.8 | 0.8 | 0.8 | 0.8 | 0.8 | 0.8 | 0.60868 | 0.46447 | 0.17605 | 11.7389 | 0.68 | 0.14 | 0.14 | 0.14 | 0.14 | 0.14 | 0.14 | 0.14 | 0.46447 | 0.8 | 0.8 | 0.8 | 0.8 | 0.8 | 0.8 | 0.8 | 0.8 | 0.8 | 0.8 | 0.8 | 0.8 | 0.8 | 0.60868 | 0.46447 | 0.17605 | 0 | 0 | 0 | 0 | 0 | 0 | 0 | 0.49163 | 1 | 1 | 1 | 1 | 1 | 1 | 1 | 1 | 1 | 1 | 1 | 1 | 1 | 0.71013 | 0.49163 | 0.054625 | 0 | 0 | 0 | 0 | 0 | 0 | 0 | 0.49163 | 1 | 1 | 1 | 1 | 1 | 1 | 1 | 1 | 1 | 1 | 1 | 1 | 1 | 0.71013 | 0.49163 | 0.054625 | 15 | 0.66337 | 0.20792 | 0.079208 | 0.049505 | 0.76136 | 0.13581 | 0.039311 | 0.039311 | 0.034069 | 0.034069 | 0.034069 | 0.034069 | 0.034069 |  | 0.13444 | 0.13444 | 0.1346 | 0.1346 | 0.13459 | 0.13459 | 0.13459 | Restaurant - Sit-Down - Dining Area - all | 16 | 10 | 22 | 2409.6 | 220.5471 | 2409.6 | 220.5471 | 0 | 0 | 9.6 | 0.87867 | 0 | 0 | 0 | 0 | 0 | 0 | 0 | 0 | 0 | 0 | 0 | 0.8 | 0.8 | 0.8 | 0.8 | 0.8 | 0.8 | 0.8 | 0.8 | 0.8 | 0.8 | 0.8 | 0.8 | 0 | 0 | 0 |  | 2409.6 | 536.8614 | 2409.6 | 536.8614 | 0 | 0 | 9.6 | 2.1389 | 0 | 0 | 0 | 0 | 0 | 0 | 0 | 0 | 0 | 0 | 0 | 0.8 | 0.8 | 0.8 | 0.8 | 0.8 | 0.8 | 0.8 | 0.8 | 0.8 | 0.8 | 0.8 | 0.8 | 0 | 0 | 0 | 0.80028 | 0.85 | 0.89653 | 0.85
1605 | 16 | 5 | 5 | 1 |  |  |  |  | Restaurant - Sit-Down | Kitchen and Food Preparation | Restaurant - Sit-Down - Kitchen and Food Preparation |  | Restaurant - Sit-Down | Restaurant - Sit-Down - Kitchen and Food Preparation | Restaurant (sit-down) Kitchen | Sat | Open | 52 | 52 | 0.3 | 1.275 | 1.275 | 1.275 | 1.275 | 1.2 | 1.2 | 1.2 | 0 | 0 | 0 | 0 | 0 | 0 | 0 | 215.2444 | 215.2444 | 215.2444 | 215.2444 | 202.583 | 202.583 | 202.583 | 0 | 0 | 0 | 0 | 0 | 0 | 0 | 0 | 0 | 0 | 0 | 0 | 0 | 0 | 0 | 0 | 0 | 0 | 0 | 0 | 0 | 0 | 0 | 0 | 0 | 0 | 0 | 0 | 0 | 0 | 0 | 0 | 0 | 0 | 0 | 0.2125 | 0.2125 | 0.2125 | 0.2125 | 0.2 | 0.2 | 0.2 | 0 | 0 | 0 | 0 | 0 | 0 | 0 | 40.122 | 40.122 | 40.122 | 40.122 | 37.7619 | 37.7619 | 37.7619 | 0 | 0 | 0 | 0 | 0 | 0 | 0 | 0 | 0 | 0 | 0 | 0 | 0 | 0 | 0 | 0 | 0 | 0 | 0 | 0 | 0 | 0 | 0 | 0 | 0 | 0 | 0 | 0 | 0 | 0 | 0 | 0 | 0 | 0 | 0 | Restaurant (sit-down) Kitchen ILit Sat | Restaurant (sit-down) Kitchen ILit all | 3824 | 5 | 80 | Restaurant (sit-down) Kitchen ILit2 Sat | Restaurant (sit-down) Kitchen ILit2 Sat | Restaurant (sit-down) Kitchen ILit2 All | 3908 | 5 | 80 | 3824 | 10.8217 | 0.68 | 0.05 | 0.05 | 0.05 | 0.05 | 0.05 | 0.05 | 0.5 | 0.5 | 0.8 | 0.8 | 0.8 | 0.8 | 0.8 | 0.8 | 0.8 | 0.8 | 0.8 | 0.8 | 0.8 | 0.8 | 0.8 | 0.8 | 0.5 | 0.5 | 12.1032 | 0.68 | 0.05 | 0.05 | 0.05 | 0.05 | 0.05 | 0.05 | 0.5 | 0.5 | 0.8 | 0.8 | 0.8 | 0.8 | 0.8 | 0.8 | 0.8 | 0.8 | 0.8 | 0.8 | 0.8 | 0.8 | 0.8 | 0.8 | 0.5 | 0.5 | 0 | 0 | 0 | 0 | 0 | 0 | 0.6 | 0.6 | 1 | 1 | 1 | 1 | 1 | 1 | 1 | 1 | 1 | 1 | 1 | 1 | 1 | 1 | 0.6 | 0.6 | 0 | 0 | 0 | 0 | 0 | 0 | 0.6 | 0.6 | 1 | 1 | 1 | 1 | 1 | 1 | 1 | 1 | 1 | 1 | 1 | 1 | 1 | 1 | 0.6 | 0.6 | 15 | 0.66337 | 0.20792 | 0.079208 | 0.049505 | 0.76136 | 0 | 0 | 0 | 0 | 0 | 0 | 0 | 0 |  | 0.13444 | 0.13444 | 0.1346 | 0.1346 | 0.13459 | 0.13459 | 0.13459 | Restaurant - Sit-Down - Kitchen and Food Preparation - Sat | 10 | 10 | 22 | 499.2 | 63.5305 | 0 | 0 | 499.2 | 63.5305 | 0 | 0 | 9.6 | 1.2217 | 0 | 0 | 0 | 0 | 0 | 0 | 0 | 0 | 0 | 0.8 | 0.8 | 0.8 | 0.8 | 0.8 | 0.8 | 0.8 | 0.8 | 0.8 | 0.8 | 0.8 | 0.8 | 0 | 0 | 0 |  | 499.2 | 130.1646 | 0 | 0 | 499.2 | 130.1646 | 0 | 0 | 9.6 | 2.5032 | 0 | 0 | 0 | 0 | 0 | 0 | 0 | 0 | 0 | 0.8 | 0.8 | 0.8 | 0.8 | 0.8 | 0.8 | 0.8 | 0.8 | 0.8 | 0.8 | 0.8 | 0.8 | 0 | 0 | 0 | 0.80161 | 0.85 | 0.89653 | 0.85
1606 | 16 | 6 | 6 | 2 |  |  |  |  | Restaurant - Sit-Down | Kitchen and Food Preparation | Restaurant - Sit-Down - Kitchen and Food Preparation |  | Restaurant - Sit-Down | Restaurant - Sit-Down - Kitchen and Food Preparation | Restaurant (sit-down) Kitchen | Sun | Open | 52 | 52 | 0.3 | 1.275 | 1.275 | 1.275 | 1.275 | 1.2 | 1.2 | 1.2 | 0 | 0 | 0 | 0 | 0 | 0 | 0 | 215.2444 | 215.2444 | 215.2444 | 215.2444 | 202.583 | 202.583 | 202.583 | 0 | 0 | 0 | 0 | 0 | 0 | 0 | 0 | 0 | 0 | 0 | 0 | 0 | 0 | 0 | 0 | 0 | 0 | 0 | 0 | 0 | 0 | 0 | 0 | 0 | 0 | 0 | 0 | 0 | 0 | 0 | 0 | 0 | 0 | 0 | 0.2125 | 0.2125 | 0.2125 | 0.2125 | 0.2 | 0.2 | 0.2 | 0 | 0 | 0 | 0 | 0 | 0 | 0 | 40.122 | 40.122 | 40.122 | 40.122 | 37.7619 | 37.7619 | 37.7619 | 0 | 0 | 0 | 0 | 0 | 0 | 0 | 0 | 0 | 0 | 0 | 0 | 0 | 0 | 0 | 0 | 0 | 0 | 0 | 0 | 0 | 0 | 0 | 0 | 0 | 0 | 0 | 0 | 0 | 0 | 0 | 0 | 0 | 0 | 0 | Restaurant (sit-down) Kitchen ILit Sun | Restaurant (sit-down) Kitchen ILit all | 3824 | 5 | 80 | Restaurant (sit-down) Kitchen ILit2 Sun | Restaurant (sit-down) Kitchen ILit2 Sun | Restaurant (sit-down) Kitchen ILit2 All | 3908 | 5 | 80 | 3824 | 10.8217 | 0.68 | 0.05 | 0.05 | 0.05 | 0.05 | 0.05 | 0.05 | 0.5 | 0.5 | 0.8 | 0.8 | 0.8 | 0.8 | 0.8 | 0.8 | 0.8 | 0.8 | 0.8 | 0.8 | 0.8 | 0.8 | 0.8 | 0.8 | 0.5 | 0.5 | 12.1032 | 0.68 | 0.05 | 0.05 | 0.05 | 0.05 | 0.05 | 0.05 | 0.5 | 0.5 | 0.8 | 0.8 | 0.8 | 0.8 | 0.8 | 0.8 | 0.8 | 0.8 | 0.8 | 0.8 | 0.8 | 0.8 | 0.8 | 0.8 | 0.5 | 0.5 | 0 | 0 | 0 | 0 | 0 | 0 | 0.6 | 0.6 | 1 | 1 | 1 | 1 | 1 | 1 | 1 | 1 | 1 | 1 | 1 | 1 | 1 | 1 | 0.6 | 0.6 | 0 | 0 | 0 | 0 | 0 | 0 | 0.6 | 0.6 | 1 | 1 | 1 | 1 | 1 | 1 | 1 | 1 | 1 | 1 | 1 | 1 | 1 | 1 | 0.6 | 0.6 | 15 | 0.66337 | 0.20792 | 0.079208 | 0.049505 | 0.76136 | 0 | 0 | 0 | 0 | 0 | 0 | 0 | 0 |  | 0.13444 | 0.13444 | 0.1346 | 0.1346 | 0.13459 | 0.13459 | 0.13459 | Restaurant - Sit-Down - Kitchen and Food Preparation - Sun | 12 | 10 | 22 | 499.2 | 63.5305 | 0 | 0 | 499.2 | 63.5305 | 0 | 0 | 9.6 | 1.2217 | 0 | 0 | 0 | 0 | 0 | 0 | 0 | 0 | 0 | 0.8 | 0.8 | 0.8 | 0.8 | 0.8 | 0.8 | 0.8 | 0.8 | 0.8 | 0.8 | 0.8 | 0.8 | 0 | 0 | 0 |  | 499.2 | 130.1646 | 0 | 0 | 499.2 | 130.1646 | 0 | 0 | 9.6 | 2.5032 | 0 | 0 | 0 | 0 | 0 | 0 | 0 | 0 | 0 | 0.8 | 0.8 | 0.8 | 0.8 | 0.8 | 0.8 | 0.8 | 0.8 | 0.8 | 0.8 | 0.8 | 0.8 | 0 | 0 | 0 | 0.80161 | 0.85 | 0.89653 | 0.85
1607 | 16 | 7 | 7 | 3 |  |  |  |  | Restaurant - Sit-Down | Kitchen and Food Preparation | Restaurant - Sit-Down - Kitchen and Food Preparation |  | Restaurant - Sit-Down | Restaurant - Sit-Down - Kitchen and Food Preparation | Restaurant (sit-down) Kitchen | Hol | Open | 10 | 10 | 0.3 | 1.275 | 1.275 | 1.275 | 1.275 | 1.2 | 1.2 | 1.2 | 0 | 0 | 0 | 0 | 0 | 0 | 0 | 41.3932 | 41.3932 | 41.3932 | 41.3932 | 38.9583 | 38.9583 | 38.9583 | 0 | 0 | 0 | 0 | 0 | 0 | 0 | 0 | 0 | 0 | 0 | 0 | 0 | 0 | 0 | 0 | 0 | 0 | 0 | 0 | 0 | 0 | 0 | 0 | 0 | 0 | 0 | 0 | 0 | 0 | 0 | 0 | 0 | 0 | 0 | 0.2125 | 0.2125 | 0.2125 | 0.2125 | 0.2 | 0.2 | 0.2 | 0 | 0 | 0 | 0 | 0 | 0 | 0 | 7.7158 | 7.7158 | 7.7158 | 7.7158 | 7.2619 | 7.2619 | 7.2619 | 0 | 0 | 0 | 0 | 0 | 0 | 0 | 0 | 0 | 0 | 0 | 0 | 0 | 0 | 0 | 0 | 0 | 0 | 0 | 0 | 0 | 0 | 0 | 0 | 0 | 0 | 0 | 0 | 0 | 0 | 0 | 0 | 0 | 0 | 0 | Restaurant (sit-down) Kitchen ILit Hol | Restaurant (sit-down) Kitchen ILit all | 3824 | 5 | 80 | Restaurant (sit-down) Kitchen ILit2 Hol | Restaurant (sit-down) Kitchen ILit2 Hol | Restaurant (sit-down) Kitchen ILit2 All | 3908 | 5 | 80 | 3824 | 10.8217 | 0.68 | 0.05 | 0.05 | 0.05 | 0.05 | 0.05 | 0.05 | 0.5 | 0.5 | 0.8 | 0.8 | 0.8 | 0.8 | 0.8 | 0.8 | 0.8 | 0.8 | 0.8 | 0.8 | 0.8 | 0.8 | 0.8 | 0.8 | 0.5 | 0.5 | 12.1032 | 0.68 | 0.05 | 0.05 | 0.05 | 0.05 | 0.05 | 0.05 | 0.5 | 0.5 | 0.8 | 0.8 | 0.8 | 0.8 | 0.8 | 0.8 | 0.8 | 0.8 | 0.8 | 0.8 | 0.8 | 0.8 | 0.8 | 0.8 | 0.5 | 0.5 | 0 | 0 | 0 | 0 | 0 | 0 | 0.6 | 0.6 | 1 | 1 | 1 | 1 | 1 | 1 | 1 | 1 | 1 | 1 | 1 | 1 | 1 | 1 | 0.6 | 0.6 | 0 | 0 | 0 | 0 | 0 | 0 | 0.6 | 0.6 | 1 | 1 | 1 | 1 | 1 | 1 | 1 | 1 | 1 | 1 | 1 | 1 | 1 | 1 | 0.6 | 0.6 | 15 | 0.66337 | 0.20792 | 0.079208 | 0.049505 | 0.76136 | 0 | 0 | 0 | 0 | 0 | 0 | 0 | 0 |  | 0.13444 | 0.13444 | 0.1346 | 0.1346 | 0.13459 | 0.13459 | 0.13459 | Restaurant - Sit-Down - Kitchen and Food Preparation - Hol | 14 | 10 | 22 | 96 | 12.2174 | 0 | 0 | 96 | 12.2174 | 0 | 0 | 9.6 | 1.2217 | 0 | 0 | 0 | 0 | 0 | 0 | 0 | 0 | 0 | 0.8 | 0.8 | 0.8 | 0.8 | 0.8 | 0.8 | 0.8 | 0.8 | 0.8 | 0.8 | 0.8 | 0.8 | 0 | 0 | 0 |  | 96 | 25.0316 | 0 | 0 | 96 | 25.0316 | 0 | 0 | 9.6 | 2.5032 | 0 | 0 | 0 | 0 | 0 | 0 | 0 | 0 | 0 | 0.8 | 0.8 | 0.8 | 0.8 | 0.8 | 0.8 | 0.8 | 0.8 | 0.8 | 0.8 | 0.8 | 0.8 | 0 | 0 | 0 | 0.80161 | 0.85 | 0.89653 | 0.85
1608 | 16 | 8 | 8 | 4 |  |  | Restaurant - Sit-Down - Kitchen and Food Preparation | Restaurant - Sit-Down - Kitchen and Food Preparation | Restaurant - Sit-Down | Kitchen and Food Preparation | Restaurant - Sit-Down - Kitchen and Food Preparation |  | Restaurant - Sit-Down | Restaurant - Sit-Down - Kitchen and Food Preparation | Restaurant (sit-down) Kitchen | all | Open | 251 | 251 | 0.3 | 1.275 | 1.275 | 1.275 | 1.275 | 1.2 | 1.2 | 1.2 | 0.3825 | 0.3825 | 0.3825 | 0.3825 | 0.36 | 0.36 | 0.36 | 1001.1562 | 1001.1562 | 1001.1562 | 1001.1562 | 942.2647 | 942.2647 | 942.2647 | 0.2601 | 0.2601 | 0.2601 | 0.2601 | 0.2448 | 0.2448 | 0.2448 | 3851.0803 | 3851.0803 | 3851.0803 | 3851.0803 | 3851.0803 | 3851.0803 | 3851.0803 | 0 | 0 | 0 | 0 | 0 | 0 | 0 | 0.68 | 0.68 | 0.68 | 0.68 | 0.68 | 0.68 | 0.68 | 0 | 0 | 0 | 0 | 0 | 0 | 0 | 0.2125 | 0.2125 | 0.2125 | 0.2125 | 0.2 | 0.2 | 0.2 | 0.06375 | 0.06375 | 0.06375 | 0.06375 | 0.06 | 0.06 | 0.06 | 186.6175 | 186.6175 | 186.6175 | 186.6175 | 175.64 | 175.64 | 175.64 | 0.04335 | 0.04335 | 0.04335 | 0.04335 | 0.0408 | 0.0408 | 0.0408 | 4307.0947 | 4307.0947 | 4307.0947 | 4307.0947 | 4307.0947 | 4307.0947 | 4307.0947 | 0 | 0 | 0 | 0 | 0 | 0 | 0 | 0.68 | 0.68 | 0.68 | 0.68 | 0.68 | 0.68 | 0.68 | 0 | 0 | 0 | 0 | 0 | 0 | 0 | Restaurant (sit-down) Kitchen ILit all | Restaurant (sit-down) Kitchen ILit all | 3823 | 5 | 80 | Restaurant (sit-down) Kitchen ILit2 all | Restaurant (sit-down) Kitchen ILit2 all | Restaurant (sit-down) Kitchen ILit2 All | 3907 | 5 | 80 | 3823 | 10.4279 | 0.68 | 0.05 | 0.05 | 0.05 | 0.05 | 0.05 | 0.05 | 0.5 | 0.5 | 0.8 | 0.8 | 0.8 | 0.8 | 0.8 | 0.8 | 0.8 | 0.8 | 0.8 | 0.8 | 0.8 | 0.8 | 0.8 | 0.60868 | 0.5 | 0.2 | 11.6627 | 0.68 | 0.05 | 0.05 | 0.05 | 0.05 | 0.05 | 0.05 | 0.5 | 0.5 | 0.8 | 0.8 | 0.8 | 0.8 | 0.8 | 0.8 | 0.8 | 0.8 | 0.8 | 0.8 | 0.8 | 0.8 | 0.8 | 0.60868 | 0.5 | 0.2 | 0 | 0 | 0 | 0 | 0 | 0 | 0.6 | 0.6 | 1 | 1 | 1 | 1 | 1 | 1 | 1 | 1 | 1 | 1 | 1 | 1 | 1 | 0.74491 | 0.6 | 0.2 | 0 | 0 | 0 | 0 | 0 | 0 | 0.6 | 0.6 | 1 | 1 | 1 | 1 | 1 | 1 | 1 | 1 | 1 | 1 | 1 | 1 | 1 | 0.74491 | 0.6 | 0.2 | 15 | 0.66337 | 0.20792 | 0.079208 | 0.049505 | 0.76136 | 0.1349 | 0.051601 | 0.051601 | 0.051601 | 0.051601 | 0.048566 | 0.048566 | 0.048566 |  | 0.13444 | 0.13444 | 0.1346 | 0.1346 | 0.13459 | 0.13459 | 0.13459 | Restaurant - Sit-Down - Kitchen and Food Preparation - all | 16 | 10 | 22 | 2409.6 | 207.8019 | 2409.6 | 207.8019 | 0 | 0 | 9.6 | 0.8279 | 0 | 0 | 0 | 0 | 0 | 0 | 0 | 0 | 0 | 0 | 0 | 0.8 | 0.8 | 0.8 | 0.8 | 0.8 | 0.8 | 0.8 | 0.8 | 0.8 | 0.8 | 0.8 | 0.8 | 0 | 0 | 0 |  | 2409.6 | 517.7339 | 2409.6 | 517.7339 | 0 | 0 | 9.6 | 2.0627 | 0 | 0 | 0 | 0 | 0 | 0 | 0 | 0 | 0 | 0 | 0 | 0.8 | 0.8 | 0.8 | 0.8 | 0.8 | 0.8 | 0.8 | 0.8 | 0.8 | 0.8 | 0.8 | 0.8 | 0 | 0 | 0 | 0.80161 | 0.85 | 0.89653 | 0.85
1609 | 16 | 9 | 5 | 1 |  |  |  |  | Restaurant - Sit-Down | Lobby (Main Entry and Assembly) | Restaurant - Sit-Down - Lobby (Main Entry and Assembly) |  | Restaurant - Sit-Down | Restaurant - Sit-Down - Lobby (Main Entry and Assembly) | Restaurant (sit-down) Dining | Sat | Open | 52 | 52 | 0.15 | 0.57893 | 0.57893 | 0.57893 | 0.57893 | 0.57893 | 0.57893 | 0.57893 | 0 | 0 | 0 | 0 | 0 | 0 | 0 | 49.1275 | 49.1275 | 49.1275 | 49.1275 | 49.1275 | 49.1275 | 49.1275 | 0 | 0 | 0 | 0 | 0 | 0 | 0 | 0 | 0 | 0 | 0 | 0 | 0 | 0 | 0 | 0 | 0 | 0 | 0 | 0 | 0 | 0 | 0 | 0 | 0 | 0 | 0 | 0 | 0 | 0 | 0 | 0 | 0 | 0 | 0 | 0.73922 | 0.73922 | 0.73922 | 0.73922 | 0.73922 | 0.73922 | 0.73922 | 0 | 0 | 0 | 0 | 0 | 0 | 0 | 70.2738 | 70.2738 | 70.2738 | 70.2738 | 70.2738 | 70.2738 | 70.2738 | 0 | 0 | 0 | 0 | 0 | 0 | 0 | 0 | 0 | 0 | 0 | 0 | 0 | 0 | 0 | 0 | 0 | 0 | 0 | 0 | 0 | 0 | 0 | 0 | 0 | 0 | 0 | 0 | 0 | 0 | 0 | 0 | 0 | 0 | 0 | Restaurant (sit-down) Dining ILit Sat | Restaurant (sit-down) Dining ILit all | 3822 | 14 | 80 | Restaurant (sit-down) Dining ILit2 Sat | Restaurant (sit-down) Dining ILit2 Sat | Restaurant (sit-down) Dining ILit2 All | 3906 | 14 | 80 | 3822 | 10.8794 | 0.68 | 0.14 | 0.14 | 0.14 | 0.14 | 0.14 | 0.14 | 0.14 | 0.46447 | 0.8 | 0.8 | 0.8 | 0.8 | 0.8 | 0.8 | 0.8 | 0.8 | 0.8 | 0.8 | 0.8 | 0.8 | 0.8 | 0.8 | 0.475 | 0.475 | 12.1879 | 0.68 | 0.14 | 0.14 | 0.14 | 0.14 | 0.14 | 0.14 | 0.14 | 0.46447 | 0.8 | 0.8 | 0.8 | 0.8 | 0.8 | 0.8 | 0.8 | 0.8 | 0.8 | 0.8 | 0.8 | 0.8 | 0.8 | 0.8 | 0.475 | 0.475 | 0 | 0 | 0 | 0 | 0 | 0 | 0 | 0.49163 | 1 | 1 | 1 | 1 | 1 | 1 | 1 | 1 | 1 | 1 | 1 | 1 | 1 | 1 | 0.50758 | 0.50758 | 0 | 0 | 0 | 0 | 0 | 0 | 0 | 0.49163 | 1 | 1 | 1 | 1 | 1 | 1 | 1 | 1 | 1 | 1 | 1 | 1 | 1 | 1 | 0.50758 | 0.50758 | 15 | 0.66337 | 0.20792 | 0.079208 | 0.049505 | 0.76136 | 0 | 0 | 0 | 0 | 0 | 0 | 0 | 0 |  | 0.13444 | 0.13444 | 0.1346 | 0.1346 | 0.13459 | 0.13459 | 0.13459 | Restaurant - Sit-Down - Lobby (Main Entry and Assembly) - Sat | 10 | 10 | 22 | 499.2 | 66.5313 | 0 | 0 | 499.2 | 66.5313 | 0 | 0 | 9.6 | 1.2794 | 0 | 0 | 0 | 0 | 0 | 0 | 0 | 0 | 0 | 0.8 | 0.8 | 0.8 | 0.8 | 0.8 | 0.8 | 0.8 | 0.8 | 0.8 | 0.8 | 0.8 | 0.8 | 0 | 0 | 0 |  | 499.2 | 134.5689 | 0 | 0 | 499.2 | 134.5689 | 0 | 0 | 9.6 | 2.5879 | 0 | 0 | 0 | 0 | 0 | 0 | 0 | 0 | 0 | 0.8 | 0.8 | 0.8 | 0.8 | 0.8 | 0.8 | 0.8 | 0.8 | 0.8 | 0.8 | 0.8 | 0.8 | 0 | 0 | 0 | 0.80028 | 0.85 | 0.89653 | 0.85
1610 | 16 | 10 | 6 | 2 |  |  |  |  | Restaurant - Sit-Down | Lobby (Main Entry and Assembly) | Restaurant - Sit-Down - Lobby (Main Entry and Assembly) |  | Restaurant - Sit-Down | Restaurant - Sit-Down - Lobby (Main Entry and Assembly) | Restaurant (sit-down) Dining | Sun | Open | 52 | 52 | 0.15 | 0.57893 | 0.57893 | 0.57893 | 0.57893 | 0.57893 | 0.57893 | 0.57893 | 0 | 0 | 0 | 0 | 0 | 0 | 0 | 49.1275 | 49.1275 | 49.1275 | 49.1275 | 49.1275 | 49.1275 | 49.1275 | 0 | 0 | 0 | 0 | 0 | 0 | 0 | 0 | 0 | 0 | 0 | 0 | 0 | 0 | 0 | 0 | 0 | 0 | 0 | 0 | 0 | 0 | 0 | 0 | 0 | 0 | 0 | 0 | 0 | 0 | 0 | 0 | 0 | 0 | 0 | 0.73922 | 0.73922 | 0.73922 | 0.73922 | 0.73922 | 0.73922 | 0.73922 | 0 | 0 | 0 | 0 | 0 | 0 | 0 | 70.2738 | 70.2738 | 70.2738 | 70.2738 | 70.2738 | 70.2738 | 70.2738 | 0 | 0 | 0 | 0 | 0 | 0 | 0 | 0 | 0 | 0 | 0 | 0 | 0 | 0 | 0 | 0 | 0 | 0 | 0 | 0 | 0 | 0 | 0 | 0 | 0 | 0 | 0 | 0 | 0 | 0 | 0 | 0 | 0 | 0 | 0 | Restaurant (sit-down) Dining ILit Sun | Restaurant (sit-down) Dining ILit all | 3822 | 14 | 80 | Restaurant (sit-down) Dining ILit2 Sun | Restaurant (sit-down) Dining ILit2 Sun | Restaurant (sit-down) Dining ILit2 All | 3906 | 14 | 80 | 3822 | 10.8794 | 0.68 | 0.14 | 0.14 | 0.14 | 0.14 | 0.14 | 0.14 | 0.14 | 0.46447 | 0.8 | 0.8 | 0.8 | 0.8 | 0.8 | 0.8 | 0.8 | 0.8 | 0.8 | 0.8 | 0.8 | 0.8 | 0.8 | 0.8 | 0.475 | 0.475 | 12.1879 | 0.68 | 0.14 | 0.14 | 0.14 | 0.14 | 0.14 | 0.14 | 0.14 | 0.46447 | 0.8 | 0.8 | 0.8 | 0.8 | 0.8 | 0.8 | 0.8 | 0.8 | 0.8 | 0.8 | 0.8 | 0.8 | 0.8 | 0.8 | 0.475 | 0.475 | 0 | 0 | 0 | 0 | 0 | 0 | 0 | 0.49163 | 1 | 1 | 1 | 1 | 1 | 1 | 1 | 1 | 1 | 1 | 1 | 1 | 1 | 1 | 0.50758 | 0.50758 | 0 | 0 | 0 | 0 | 0 | 0 | 0 | 0.49163 | 1 | 1 | 1 | 1 | 1 | 1 | 1 | 1 | 1 | 1 | 1 | 1 | 1 | 1 | 0.50758 | 0.50758 | 15 | 0.66337 | 0.20792 | 0.079208 | 0.049505 | 0.76136 | 0 | 0 | 0 | 0 | 0 | 0 | 0 | 0 |  | 0.13444 | 0.13444 | 0.1346 | 0.1346 | 0.13459 | 0.13459 | 0.13459 | Restaurant - Sit-Down - Lobby (Main Entry and Assembly) - Sun | 12 | 10 | 22 | 499.2 | 66.5313 | 0 | 0 | 499.2 | 66.5313 | 0 | 0 | 9.6 | 1.2794 | 0 | 0 | 0 | 0 | 0 | 0 | 0 | 0 | 0 | 0.8 | 0.8 | 0.8 | 0.8 | 0.8 | 0.8 | 0.8 | 0.8 | 0.8 | 0.8 | 0.8 | 0.8 | 0 | 0 | 0 |  | 499.2 | 134.5689 | 0 | 0 | 499.2 | 134.5689 | 0 | 0 | 9.6 | 2.5879 | 0 | 0 | 0 | 0 | 0 | 0 | 0 | 0 | 0 | 0.8 | 0.8 | 0.8 | 0.8 | 0.8 | 0.8 | 0.8 | 0.8 | 0.8 | 0.8 | 0.8 | 0.8 | 0 | 0 | 0 | 0.80028 | 0.85 | 0.89653 | 0.85
1611 | 16 | 11 | 7 | 3 |  |  |  |  | Restaurant - Sit-Down | Lobby (Main Entry and Assembly) | Restaurant - Sit-Down - Lobby (Main Entry and Assembly) |  | Restaurant - Sit-Down | Restaurant - Sit-Down - Lobby (Main Entry and Assembly) | Restaurant (sit-down) Dining | Hol | Open | 10 | 10 | 0.15 | 0.57893 | 0.57893 | 0.57893 | 0.57893 | 0.57893 | 0.57893 | 0.57893 | 0 | 0 | 0 | 0 | 0 | 0 | 0 | 9.4476 | 9.4476 | 9.4476 | 9.4476 | 9.4476 | 9.4476 | 9.4476 | 0 | 0 | 0 | 0 | 0 | 0 | 0 | 0 | 0 | 0 | 0 | 0 | 0 | 0 | 0 | 0 | 0 | 0 | 0 | 0 | 0 | 0 | 0 | 0 | 0 | 0 | 0 | 0 | 0 | 0 | 0 | 0 | 0 | 0 | 0 | 0.73922 | 0.73922 | 0.73922 | 0.73922 | 0.73922 | 0.73922 | 0.73922 | 0 | 0 | 0 | 0 | 0 | 0 | 0 | 13.5142 | 13.5142 | 13.5142 | 13.5142 | 13.5142 | 13.5142 | 13.5142 | 0 | 0 | 0 | 0 | 0 | 0 | 0 | 0 | 0 | 0 | 0 | 0 | 0 | 0 | 0 | 0 | 0 | 0 | 0 | 0 | 0 | 0 | 0 | 0 | 0 | 0 | 0 | 0 | 0 | 0 | 0 | 0 | 0 | 0 | 0 | Restaurant (sit-down) Dining ILit Hol | Restaurant (sit-down) Dining ILit all | 3822 | 14 | 80 | Restaurant (sit-down) Dining ILit2 Hol | Restaurant (sit-down) Dining ILit2 Hol | Restaurant (sit-down) Dining ILit2 All | 3906 | 14 | 80 | 3822 | 10.8794 | 0.68 | 0.14 | 0.14 | 0.14 | 0.14 | 0.14 | 0.14 | 0.14 | 0.46447 | 0.8 | 0.8 | 0.8 | 0.8 | 0.8 | 0.8 | 0.8 | 0.8 | 0.8 | 0.8 | 0.8 | 0.8 | 0.8 | 0.8 | 0.475 | 0.475 | 12.1879 | 0.68 | 0.14 | 0.14 | 0.14 | 0.14 | 0.14 | 0.14 | 0.14 | 0.46447 | 0.8 | 0.8 | 0.8 | 0.8 | 0.8 | 0.8 | 0.8 | 0.8 | 0.8 | 0.8 | 0.8 | 0.8 | 0.8 | 0.8 | 0.475 | 0.475 | 0 | 0 | 0 | 0 | 0 | 0 | 0 | 0.49163 | 1 | 1 | 1 | 1 | 1 | 1 | 1 | 1 | 1 | 1 | 1 | 1 | 1 | 1 | 0.50758 | 0.50758 | 0 | 0 | 0 | 0 | 0 | 0 | 0 | 0.49163 | 1 | 1 | 1 | 1 | 1 | 1 | 1 | 1 | 1 | 1 | 1 | 1 | 1 | 1 | 0.50758 | 0.50758 | 15 | 0.66337 | 0.20792 | 0.079208 | 0.049505 | 0.76136 | 0 | 0 | 0 | 0 | 0 | 0 | 0 | 0 |  | 0.13444 | 0.13444 | 0.1346 | 0.1346 | 0.13459 | 0.13459 | 0.13459 | Restaurant - Sit-Down - Lobby (Main Entry and Assembly) - Hol | 14 | 10 | 22 | 96 | 12.7945 | 0 | 0 | 96 | 12.7945 | 0 | 0 | 9.6 | 1.2794 | 0 | 0 | 0 | 0 | 0 | 0 | 0 | 0 | 0 | 0.8 | 0.8 | 0.8 | 0.8 | 0.8 | 0.8 | 0.8 | 0.8 | 0.8 | 0.8 | 0.8 | 0.8 | 0 | 0 | 0 |  | 96 | 25.8786 | 0 | 0 | 96 | 25.8786 | 0 | 0 | 9.6 | 2.5879 | 0 | 0 | 0 | 0 | 0 | 0 | 0 | 0 | 0 | 0.8 | 0.8 | 0.8 | 0.8 | 0.8 | 0.8 | 0.8 | 0.8 | 0.8 | 0.8 | 0.8 | 0.8 | 0 | 0 | 0 | 0.80028 | 0.85 | 0.89653 | 0.85
1612 | 16 | 12 | 8 | 4 |  |  | Restaurant - Sit-Down - Lobby (Main Entry and Assembly) | Restaurant - Sit-Down - Lobby (Main Entry and Assembly) | Restaurant - Sit-Down | Lobby (Main Entry and Assembly) | Restaurant - Sit-Down - Lobby (Main Entry and Assembly) |  | Restaurant - Sit-Down | Restaurant - Sit-Down - Lobby (Main Entry and Assembly) | Restaurant (sit-down) Dining | all | Open | 251 | 251 | 0.15 | 0.57893 | 0.57893 | 0.57893 | 0.57893 | 0.57893 | 0.57893 | 0.57893 | 0.086839 | 0.086839 | 0.086839 | 0.086839 | 0.086839 | 0.086839 | 0.086839 | 228.399 | 228.399 | 228.399 | 228.399 | 228.399 | 228.399 | 228.399 | 0.05905 | 0.05905 | 0.05905 | 0.05905 | 0.05905 | 0.05905 | 0.05905 | 3870.4041 | 3870.4041 | 3870.4041 | 3870.4041 | 3870.4041 | 3870.4041 | 3870.4041 | 0 | 0 | 0 | 0 | 0 | 0 | 0 | 0.68 | 0.68 | 0.68 | 0.68 | 0.68 | 0.68 | 0.68 | 0 | 0 | 0 | 0 | 0 | 0 | 0 | 0.73922 | 0.73922 | 0.73922 | 0.73922 | 0.73922 | 0.73922 | 0.73922 | 0.11088 | 0.11088 | 0.11088 | 0.11088 | 0.11088 | 0.11088 | 0.11088 | 326.7107 | 326.7107 | 326.7107 | 326.7107 | 326.7107 | 326.7107 | 326.7107 | 0.0754 | 0.0754 | 0.0754 | 0.0754 | 0.0754 | 0.0754 | 0.0754 | 4335.8778 | 4335.8778 | 4335.8778 | 4335.8778 | 4335.8778 | 4335.8778 | 4335.8778 | 0 | 0 | 0 | 0 | 0 | 0 | 0 | 0.68 | 0.68 | 0.68 | 0.68 | 0.68 | 0.68 | 0.68 | 0 | 0 | 0 | 0 | 0 | 0 | 0 | Restaurant (sit-down) Dining ILit all | Restaurant (sit-down) Dining ILit all | 3821 | 14 | 80 | Restaurant (sit-down) Dining ILit2 all | Restaurant (sit-down) Dining ILit2 all | Restaurant (sit-down) Dining ILit2 All | 3905 | 14 | 80 | 3821 | 10.4787 | 0.68 | 0.14 | 0.14 | 0.14 | 0.14 | 0.14 | 0.14 | 0.14 | 0.46447 | 0.8 | 0.8 | 0.8 | 0.8 | 0.8 | 0.8 | 0.8 | 0.8 | 0.8 | 0.8 | 0.8 | 0.8 | 0.8 | 0.60868 | 0.46447 | 0.17605 | 11.7389 | 0.68 | 0.14 | 0.14 | 0.14 | 0.14 | 0.14 | 0.14 | 0.14 | 0.46447 | 0.8 | 0.8 | 0.8 | 0.8 | 0.8 | 0.8 | 0.8 | 0.8 | 0.8 | 0.8 | 0.8 | 0.8 | 0.8 | 0.60868 | 0.46447 | 0.17605 | 0 | 0 | 0 | 0 | 0 | 0 | 0 | 0.49163 | 1 | 1 | 1 | 1 | 1 | 1 | 1 | 1 | 1 | 1 | 1 | 1 | 1 | 0.71013 | 0.49163 | 0.054625 | 0 | 0 | 0 | 0 | 0 | 0 | 0 | 0.49163 | 1 | 1 | 1 | 1 | 1 | 1 | 1 | 1 | 1 | 1 | 1 | 1 | 1 | 0.71013 | 0.49163 | 0.054625 | 15 | 0.66337 | 0.20792 | 0.079208 | 0.049505 | 0.76136 | 0.13581 | 0.011793 | 0.011793 | 0.011793 | 0.011793 | 0.011793 | 0.011793 | 0.011793 |  | 0.13444 | 0.13444 | 0.1346 | 0.1346 | 0.13459 | 0.13459 | 0.13459 | Restaurant - Sit-Down - Lobby (Main Entry and Assembly) - all | 16 | 10 | 22 | 2409.6 | 220.5471 | 2409.6 | 220.5471 | 0 | 0 | 9.6 | 0.87867 | 0 | 0 | 0 | 0 | 0 | 0 | 0 | 0 | 0 | 0 | 0 | 0.8 | 0.8 | 0.8 | 0.8 | 0.8 | 0.8 | 0.8 | 0.8 | 0.8 | 0.8 | 0.8 | 0.8 | 0 | 0 | 0 |  | 2409.6 | 536.8614 | 2409.6 | 536.8614 | 0 | 0 | 9.6 | 2.1389 | 0 | 0 | 0 | 0 | 0 | 0 | 0 | 0 | 0 | 0 | 0 | 0.8 | 0.8 | 0.8 | 0.8 | 0.8 | 0.8 | 0.8 | 0.8 | 0.8 | 0.8 | 0.8 | 0.8 | 0 | 0 | 0 | 0.80028 | 0.85 | 0.89653 | 0.85
1613 | 16 | 13 | 5 | 1 |  |  |  |  | Restaurant - Sit-Down | Restrooms | Restaurant - Sit-Down - Restrooms |  | Restaurant - Sit-Down | Restaurant - Sit-Down - Restrooms | Restaurant (sit-down) Dining | Sat | Open | 52 | 52 | 0.05 | 0.30876 | 0.30876 | 0.23157 | 0.23157 | 0.23157 | 0.23157 | 0.23157 | 0 | 0 | 0 | 0 | 0 | 0 | 0 | 9.2618 | 9.2618 | 6.9463 | 6.9463 | 6.9463 | 6.9463 | 6.9463 | 0 | 0 | 0 | 0 | 0 | 0 | 0 | 0 | 0 | 0 | 0 | 0 | 0 | 0 | 0 | 0 | 0 | 0 | 0 | 0 | 0 | 0 | 0 | 0 | 0 | 0 | 0 | 0 | 0 | 0 | 0 | 0 | 0 | 0 | 0 | 0.39425 | 0.39425 | 0.29569 | 0.29569 | 0.29569 | 0.29569 | 0.29569 | 0 | 0 | 0 | 0 | 0 | 0 | 0 | 12.8424 | 12.8424 | 9.6318 | 9.6318 | 9.6318 | 9.6318 | 9.6318 | 0 | 0 | 0 | 0 | 0 | 0 | 0 | 0 | 0 | 0 | 0 | 0 | 0 | 0 | 0 | 0 | 0 | 0 | 0 | 0 | 0 | 0 | 0 | 0 | 0 | 0 | 0 | 0 | 0 | 0 | 0 | 0 | 0 | 0 | 0 | Restaurant (sit-down) Dining ILit Sat | Restaurant (sit-down) Dining ILit all | 3822 | 14 | 80 | Restaurant (sit-down) Dining ILit2 Sat | Restaurant (sit-down) Dining ILit2 Sat | Restaurant (sit-down) Dining ILit2 All | 3906 | 14 | 80 | 3822 | 11.5372 | 0.592 | 0.14 | 0.14 | 0.14 | 0.14 | 0.14 | 0.14 | 0.14 | 0.46447 | 0.8 | 0.8 | 0.8 | 0.8 | 0.8 | 0.8 | 0.8 | 0.8 | 0.8 | 0.8 | 0.8 | 0.8 | 0.8 | 0.8 | 0.475 | 0.475 | 12.5286 | 0.592 | 0.14 | 0.14 | 0.14 | 0.14 | 0.14 | 0.14 | 0.14 | 0.46447 | 0.8 | 0.8 | 0.8 | 0.8 | 0.8 | 0.8 | 0.8 | 0.8 | 0.8 | 0.8 | 0.8 | 0.8 | 0.8 | 0.8 | 0.475 | 0.475 | 0 | 0 | 0 | 0 | 0 | 0 | 0 | 0.49163 | 1 | 1 | 1 | 1 | 1 | 1 | 1 | 1 | 1 | 1 | 1 | 1 | 1 | 1 | 0.50758 | 0.50758 | 0 | 0 | 0 | 0 | 0 | 0 | 0 | 0.49163 | 1 | 1 | 1 | 1 | 1 | 1 | 1 | 1 | 1 | 1 | 1 | 1 | 1 | 1 | 0.50758 | 0.50758 | 26 | 0.29 | 0.41 | 0.14 | 0.16 | 0.41429 | 0 | 0 | 0 | 0 | 0 | 0 | 0 | 0 |  | 0.13444 | 0.13444 | 0.1346 | 0.1346 | 0.13459 | 0.13459 | 0.13459 | Restaurant - Sit-Down - Restrooms - Sat | 10 | 10 | 22 | 499.2 | 100.7323 | 0 | 0 | 499.2 | 100.7323 | 0 | 0 | 9.6 | 1.9372 | 0 | 0 | 0 | 0 | 0 | 0 | 0 | 0 | 0 | 0.8 | 0.8 | 0.8 | 0.8 | 0.8 | 0.8 | 0.8 | 0.8 | 0.8 | 0.8 | 0.8 | 0.8 | 0 | 0 | 0 |  | 499.2 | 152.2879 | 0 | 0 | 499.2 | 152.2879 | 0 | 0 | 9.6 | 2.9286 | 0 | 0 | 0 | 0 | 0 | 0 | 0 | 0 | 0 | 0.8 | 0.8 | 0.8 | 0.8 | 0.8 | 0.8 | 0.8 | 0.8 | 0.8 | 0.8 | 0.8 | 0.8 | 0 | 0 | 0 | 0.84867 | 0.74 | 0.9216 | 0.74
1614 | 16 | 14 | 6 | 2 |  |  |  |  | Restaurant - Sit-Down | Restrooms | Restaurant - Sit-Down - Restrooms |  | Restaurant - Sit-Down | Restaurant - Sit-Down - Restrooms | Restaurant (sit-down) Dining | Sun | Open | 52 | 52 | 0.05 | 0.30876 | 0.30876 | 0.23157 | 0.23157 | 0.23157 | 0.23157 | 0.23157 | 0 | 0 | 0 | 0 | 0 | 0 | 0 | 9.2618 | 9.2618 | 6.9463 | 6.9463 | 6.9463 | 6.9463 | 6.9463 | 0 | 0 | 0 | 0 | 0 | 0 | 0 | 0 | 0 | 0 | 0 | 0 | 0 | 0 | 0 | 0 | 0 | 0 | 0 | 0 | 0 | 0 | 0 | 0 | 0 | 0 | 0 | 0 | 0 | 0 | 0 | 0 | 0 | 0 | 0 | 0.39425 | 0.39425 | 0.29569 | 0.29569 | 0.29569 | 0.29569 | 0.29569 | 0 | 0 | 0 | 0 | 0 | 0 | 0 | 12.8424 | 12.8424 | 9.6318 | 9.6318 | 9.6318 | 9.6318 | 9.6318 | 0 | 0 | 0 | 0 | 0 | 0 | 0 | 0 | 0 | 0 | 0 | 0 | 0 | 0 | 0 | 0 | 0 | 0 | 0 | 0 | 0 | 0 | 0 | 0 | 0 | 0 | 0 | 0 | 0 | 0 | 0 | 0 | 0 | 0 | 0 | Restaurant (sit-down) Dining ILit Sun | Restaurant (sit-down) Dining ILit all | 3822 | 14 | 80 | Restaurant (sit-down) Dining ILit2 Sun | Restaurant (sit-down) Dining ILit2 Sun | Restaurant (sit-down) Dining ILit2 All | 3906 | 14 | 80 | 3822 | 11.5372 | 0.592 | 0.14 | 0.14 | 0.14 | 0.14 | 0.14 | 0.14 | 0.14 | 0.46447 | 0.8 | 0.8 | 0.8 | 0.8 | 0.8 | 0.8 | 0.8 | 0.8 | 0.8 | 0.8 | 0.8 | 0.8 | 0.8 | 0.8 | 0.475 | 0.475 | 12.5286 | 0.592 | 0.14 | 0.14 | 0.14 | 0.14 | 0.14 | 0.14 | 0.14 | 0.46447 | 0.8 | 0.8 | 0.8 | 0.8 | 0.8 | 0.8 | 0.8 | 0.8 | 0.8 | 0.8 | 0.8 | 0.8 | 0.8 | 0.8 | 0.475 | 0.475 | 0 | 0 | 0 | 0 | 0 | 0 | 0 | 0.49163 | 1 | 1 | 1 | 1 | 1 | 1 | 1 | 1 | 1 | 1 | 1 | 1 | 1 | 1 | 0.50758 | 0.50758 | 0 | 0 | 0 | 0 | 0 | 0 | 0 | 0.49163 | 1 | 1 | 1 | 1 | 1 | 1 | 1 | 1 | 1 | 1 | 1 | 1 | 1 | 1 | 0.50758 | 0.50758 | 26 | 0.29 | 0.41 | 0.14 | 0.16 | 0.41429 | 0 | 0 | 0 | 0 | 0 | 0 | 0 | 0 |  | 0.13444 | 0.13444 | 0.1346 | 0.1346 | 0.13459 | 0.13459 | 0.13459 | Restaurant - Sit-Down - Restrooms - Sun | 12 | 10 | 22 | 499.2 | 100.7323 | 0 | 0 | 499.2 | 100.7323 | 0 | 0 | 9.6 | 1.9372 | 0 | 0 | 0 | 0 | 0 | 0 | 0 | 0 | 0 | 0.8 | 0.8 | 0.8 | 0.8 | 0.8 | 0.8 | 0.8 | 0.8 | 0.8 | 0.8 | 0.8 | 0.8 | 0 | 0 | 0 |  | 499.2 | 152.2879 | 0 | 0 | 499.2 | 152.2879 | 0 | 0 | 9.6 | 2.9286 | 0 | 0 | 0 | 0 | 0 | 0 | 0 | 0 | 0 | 0.8 | 0.8 | 0.8 | 0.8 | 0.8 | 0.8 | 0.8 | 0.8 | 0.8 | 0.8 | 0.8 | 0.8 | 0 | 0 | 0 | 0.84867 | 0.74 | 0.9216 | 0.74
1615 | 16 | 15 | 7 | 3 |  |  |  |  | Restaurant - Sit-Down | Restrooms | Restaurant - Sit-Down - Restrooms |  | Restaurant - Sit-Down | Restaurant - Sit-Down - Restrooms | Restaurant (sit-down) Dining | Hol | Open | 10 | 10 | 0.05 | 0.30876 | 0.30876 | 0.23157 | 0.23157 | 0.23157 | 0.23157 | 0.23157 | 0 | 0 | 0 | 0 | 0 | 0 | 0 | 1.7811 | 1.7811 | 1.3358 | 1.3358 | 1.3358 | 1.3358 | 1.3358 | 0 | 0 | 0 | 0 | 0 | 0 | 0 | 0 | 0 | 0 | 0 | 0 | 0 | 0 | 0 | 0 | 0 | 0 | 0 | 0 | 0 | 0 | 0 | 0 | 0 | 0 | 0 | 0 | 0 | 0 | 0 | 0 | 0 | 0 | 0 | 0.39425 | 0.39425 | 0.29569 | 0.29569 | 0.29569 | 0.29569 | 0.29569 | 0 | 0 | 0 | 0 | 0 | 0 | 0 | 2.4697 | 2.4697 | 1.8523 | 1.8523 | 1.8523 | 1.8523 | 1.8523 | 0 | 0 | 0 | 0 | 0 | 0 | 0 | 0 | 0 | 0 | 0 | 0 | 0 | 0 | 0 | 0 | 0 | 0 | 0 | 0 | 0 | 0 | 0 | 0 | 0 | 0 | 0 | 0 | 0 | 0 | 0 | 0 | 0 | 0 | 0 | Restaurant (sit-down) Dining ILit Hol | Restaurant (sit-down) Dining ILit all | 3822 | 14 | 80 | Restaurant (sit-down) Dining ILit2 Hol | Restaurant (sit-down) Dining ILit2 Hol | Restaurant (sit-down) Dining ILit2 All | 3906 | 14 | 80 | 3822 | 11.5372 | 0.592 | 0.14 | 0.14 | 0.14 | 0.14 | 0.14 | 0.14 | 0.14 | 0.46447 | 0.8 | 0.8 | 0.8 | 0.8 | 0.8 | 0.8 | 0.8 | 0.8 | 0.8 | 0.8 | 0.8 | 0.8 | 0.8 | 0.8 | 0.475 | 0.475 | 12.5286 | 0.592 | 0.14 | 0.14 | 0.14 | 0.14 | 0.14 | 0.14 | 0.14 | 0.46447 | 0.8 | 0.8 | 0.8 | 0.8 | 0.8 | 0.8 | 0.8 | 0.8 | 0.8 | 0.8 | 0.8 | 0.8 | 0.8 | 0.8 | 0.475 | 0.475 | 0 | 0 | 0 | 0 | 0 | 0 | 0 | 0.49163 | 1 | 1 | 1 | 1 | 1 | 1 | 1 | 1 | 1 | 1 | 1 | 1 | 1 | 1 | 0.50758 | 0.50758 | 0 | 0 | 0 | 0 | 0 | 0 | 0 | 0.49163 | 1 | 1 | 1 | 1 | 1 | 1 | 1 | 1 | 1 | 1 | 1 | 1 | 1 | 1 | 0.50758 | 0.50758 | 26 | 0.29 | 0.41 | 0.14 | 0.16 | 0.41429 | 0 | 0 | 0 | 0 | 0 | 0 | 0 | 0 |  | 0.13444 | 0.13444 | 0.1346 | 0.1346 | 0.13459 | 0.13459 | 0.13459 | Restaurant - Sit-Down - Restrooms - Hol | 14 | 10 | 22 | 96 | 19.3716 | 0 | 0 | 96 | 19.3716 | 0 | 0 | 9.6 | 1.9372 | 0 | 0 | 0 | 0 | 0 | 0 | 0 | 0 | 0 | 0.8 | 0.8 | 0.8 | 0.8 | 0.8 | 0.8 | 0.8 | 0.8 | 0.8 | 0.8 | 0.8 | 0.8 | 0 | 0 | 0 |  | 96 | 29.2861 | 0 | 0 | 96 | 29.2861 | 0 | 0 | 9.6 | 2.9286 | 0 | 0 | 0 | 0 | 0 | 0 | 0 | 0 | 0 | 0.8 | 0.8 | 0.8 | 0.8 | 0.8 | 0.8 | 0.8 | 0.8 | 0.8 | 0.8 | 0.8 | 0.8 | 0 | 0 | 0 | 0.84867 | 0.74 | 0.9216 | 0.74
1616 | 16 | 16 | 8 | 4 | Restaurant - Sit-Down | Restaurant - Sit-Down | Restaurant - Sit-Down - Restrooms | Restaurant - Sit-Down - Restrooms | Restaurant - Sit-Down | Restrooms | Restaurant - Sit-Down - Restrooms |  | Restaurant - Sit-Down | Restaurant - Sit-Down - Restrooms | Restaurant (sit-down) Dining | all | Open | 251 | 251 | 0.05 | 0.30876 | 0.30876 | 0.23157 | 0.23157 | 0.23157 | 0.23157 | 0.23157 | 0.015438 | 0.015438 | 0.011579 | 0.011579 | 0.011579 | 0.011579 | 0.011579 | 43.059 | 43.059 | 32.2942 | 32.2942 | 32.2942 | 32.2942 | 32.2942 | 0.0091393 | 0.0091393 | 0.0068545 | 0.0068545 | 0.0068545 | 0.0068545 | 0.0068545 | 4104.3875 | 4104.3875 | 4104.3875 | 4104.3875 | 4104.3875 | 4104.3875 | 4104.3875 | 3865.523 | 3865.523 | 3864.0058 | 3864.0058 | 3864.4158 | 3864.4158 | 3864.4158 | 0.592 | 0.592 | 0.592 | 0.592 | 0.592 | 0.592 | 0.592 | 0.67825 | 0.67825 | 0.67861 | 0.67861 | 0.67856 | 0.67856 | 0.67856 | 0.39425 | 0.39425 | 0.29569 | 0.29569 | 0.29569 | 0.29569 | 0.29569 | 0.019712 | 0.019712 | 0.014784 | 0.014784 | 0.014784 | 0.014784 | 0.014784 | 59.7058 | 59.7058 | 44.7793 | 44.7793 | 44.7793 | 44.7793 | 44.7793 | 0.01167 | 0.01167 | 0.0087523 | 0.0087523 | 0.0087523 | 0.0087523 | 0.0087523 | 4457.1007 | 4457.1007 | 4457.1007 | 4457.1007 | 4457.1007 | 4457.1007 | 4457.1007 | 4336.8613 | 4336.8613 | 4335.794 | 4335.794 | 4336.0067 | 4336.0067 | 4336.0067 | 0.592 | 0.592 | 0.592 | 0.592 | 0.592 | 0.592 | 0.592 | 0.67692 | 0.67692 | 0.67745 | 0.67745 | 0.67743 | 0.67743 | 0.67743 | Restaurant (sit-down) Dining ILit all | Restaurant (sit-down) Dining ILit all | 3821 | 14 | 80 | Restaurant (sit-down) Dining ILit2 all | Restaurant (sit-down) Dining ILit2 all | Restaurant (sit-down) Dining ILit2 All | 3905 | 14 | 80 | 3821 | 11.1122 | 0.592 | 0.14 | 0.14 | 0.14 | 0.14 | 0.14 | 0.14 | 0.14 | 0.46447 | 0.8 | 0.8 | 0.8 | 0.8 | 0.8 | 0.8 | 0.8 | 0.8 | 0.8 | 0.8 | 0.8 | 0.8 | 0.8 | 0.60868 | 0.46447 | 0.17605 | 12.0671 | 0.592 | 0.14 | 0.14 | 0.14 | 0.14 | 0.14 | 0.14 | 0.14 | 0.46447 | 0.8 | 0.8 | 0.8 | 0.8 | 0.8 | 0.8 | 0.8 | 0.8 | 0.8 | 0.8 | 0.8 | 0.8 | 0.8 | 0.60868 | 0.46447 | 0.17605 | 0 | 0 | 0 | 0 | 0 | 0 | 0 | 0.49163 | 1 | 1 | 1 | 1 | 1 | 1 | 1 | 1 | 1 | 1 | 1 | 1 | 1 | 0.71013 | 0.49163 | 0.054625 | 0 | 0 | 0 | 0 | 0 | 0 | 0 | 0.49163 | 1 | 1 | 1 | 1 | 1 | 1 | 1 | 1 | 1 | 1 | 1 | 1 | 1 | 0.71013 | 0.49163 | 0.054625 | 26 | 0.29 | 0.41 | 0.14 | 0.16 | 0.41429 | 0.08959 | 0.0013831 | 0.0013831 | 0.0010373 | 0.0010373 | 0.0010373 | 0.0010373 | 0.0010373 | Restaurant - Sit-Down | 0.13444 | 0.13444 | 0.1346 | 0.1346 | 0.13459 | 0.13459 | 0.13459 | Restaurant - Sit-Down - Restrooms - all | 16 | 10 | 22 | 2409.6 | 379.5513 | 2409.6 | 379.5513 | 0 | 0 | 9.6 | 1.5122 | 0 | 0 | 0 | 0 | 0 | 0 | 0 | 0 | 0 | 0 | 0 | 0.8 | 0.8 | 0.8 | 0.8 | 0.8 | 0.8 | 0.8 | 0.8 | 0.8 | 0.8 | 0.8 | 0.8 | 0 | 0 | 0 |  | 2409.6 | 619.2389 | 2409.6 | 619.2389 | 0 | 0 | 9.6 | 2.4671 | 0 | 0 | 0 | 0 | 0 | 0 | 0 | 0 | 0 | 0 | 0 | 0.8 | 0.8 | 0.8 | 0.8 | 0.8 | 0.8 | 0.8 | 0.8 | 0.8 | 0.8 | 0.8 | 0.8 | 0 | 0 | 0 | 0.84867 | 0.74 | 0.9216 | 0.74
1701 | 17 | 1 | 5 | 1 |  |  |  |  | Retail - 3-Story Large | Office (General) | Retail - 3-Story Large - Office (General) |  | Retail - 3-Story Large | Retail - 3-Story Large - Office (General) | Retail (lrg, 3-story) Office | Sat | Open | 52 | 52 | 0.05 | 1.0967 | 1.0967 | 1.0967 | 1.0967 | 1.0967 | 0.88583 | 0.88583 | 0 | 0 | 0 | 0 | 0 | 0 | 0 | 15.4295 | 15.4295 | 15.4295 | 15.4295 | 15.4295 | 12.4623 | 12.4623 | 0 | 0 | 0 | 0 | 0 | 0 | 0 | 0 | 0 | 0 | 0 | 0 | 0 | 0 | 0 | 0 | 0 | 0 | 0 | 0 | 0 | 0 | 0 | 0 | 0 | 0 | 0 | 0 | 0 | 0 | 0 | 0 | 0 | 0 | 0 | 0.074909 | 0.074909 | 0.074909 | 0.074909 | 0.074909 | 0.060503 | 0.060503 | 0 | 0 | 0 | 0 | 0 | 0 | 0 | 1.1037 | 1.1037 | 1.1037 | 1.1037 | 1.1037 | 0.89147 | 0.89147 | 0 | 0 | 0 | 0 | 0 | 0 | 0 | 0 | 0 | 0 | 0 | 0 | 0 | 0 | 0 | 0 | 0 | 0 | 0 | 0 | 0 | 0 | 0 | 0 | 0 | 0 | 0 | 0 | 0 | 0 | 0 | 0 | 0 | 0 | 0 | Retail (lrg, 3-story) Office ILit Sat | Retail (lrg, 3-story) Office ILit all | 3395 | 5 | 52.5 | Retail (lrg, 3-story) Office ILit2 Sat | Retail (lrg, 3-story) Office ILit Sat | Retail (lrg, 3-story) Office ILit all | 3395 | 6.5 | 50 | 3395 | 5.411 | 0.44625 | 0.05 | 0.05 | 0.05 | 0.05 | 0.05 | 0.05 | 0.05 | 0.05 | 0.18194 | 0.525 | 0.525 | 0.525 | 0.525 | 0.525 | 0.525 | 0.525 | 0.525 | 0.525 | 0.44583 | 0.34028 | 0.18194 | 0.05 | 0.05 | 0.05 | 5.667 | 0.425 | 0.065 | 0.065 | 0.065 | 0.065 | 0.065 | 0.065 | 0.065 | 0.065 | 0.18583 | 0.5 | 0.5 | 0.5 | 0.5 | 0.5 | 0.5 | 0.5 | 0.5 | 0.5 | 0.4275 | 0.33083 | 0.18583 | 0.065 | 0.065 | 0.065 | 0 | 0 | 0 | 0 | 0 | 0 | 0 | 0 | 0.27778 | 1 | 1 | 1 | 1 | 1 | 1 | 1 | 1 | 1 | 0.83333 | 0.61111 | 0.27778 | 0 | 0 | 0 | 0 | 0 | 0 | 0 | 0 | 0 | 0 | 0 | 0.27778 | 1 | 1 | 1 | 1 | 1 | 1 | 1 | 1 | 1 | 0.83333 | 0.61111 | 0.27778 | 0 | 0 | 0 | 15 | 0.66337 | 0.20792 | 0.079208 | 0.049505 | 0.76136 | 0 | 0 | 0 | 0 | 0 | 0 | 0 | 0 |  | 0.0064532 | 0.0064532 | 0.0058146 | 0.0061578 | 0.0061578 | 0.005497 | 0.0066936 | Retail - 3-Story Large - Office (General) - Sat | 10 | 9 | 19 | 255.1611 | 26.2098 | 0 | 0 | 255.1611 | 26.2098 | 0 | 0 | 4.9069 | 0.50403 | 0 | 0 | 0 | 0 | 0 | 0 | 0 | 0 | 0.18194 | 0.525 | 0.525 | 0.525 | 0.525 | 0.525 | 0.525 | 0.525 | 0.525 | 0.525 | 0 | 0 | 0 | 0 | 0 | 0 |  | 243.6633 | 51.0225 | 0 | 0 | 243.6633 | 51.0225 | 0 | 0 | 4.6858 | 0.9812 | 0 | 0 | 0 | 0 | 0 | 0 | 0 | 0 | 0.18583 | 0.5 | 0.5 | 0.5 | 0.5 | 0.5 | 0.5 | 0.5 | 0.5 | 0.5 | 0 | 0 | 0 | 0 | 0 | 0 | 0.84218 | 0.85 | 0.89315 | 0.85
1702 | 17 | 2 | 6 | 2 |  |  |  |  | Retail - 3-Story Large | Office (General) | Retail - 3-Story Large - Office (General) |  | Retail - 3-Story Large | Retail - 3-Story Large - Office (General) | Retail (lrg, 3-story) Office | Sun | Open | 52 | 52 | 0.05 | 1.0967 | 1.0967 | 1.0967 | 1.0967 | 1.0967 | 0.88583 | 0.88583 | 0 | 0 | 0 | 0 | 0 | 0 | 0 | 13.8452 | 13.8452 | 13.8452 | 13.8452 | 13.8452 | 11.1827 | 11.1827 | 0 | 0 | 0 | 0 | 0 | 0 | 0 | 0 | 0 | 0 | 0 | 0 | 0 | 0 | 0 | 0 | 0 | 0 | 0 | 0 | 0 | 0 | 0 | 0 | 0 | 0 | 0 | 0 | 0 | 0 | 0 | 0 | 0 | 0 | 0 | 0.074909 | 0.074909 | 0.074909 | 0.074909 | 0.074909 | 0.060503 | 0.060503 | 0 | 0 | 0 | 0 | 0 | 0 | 0 | 0.99863 | 0.99863 | 0.99863 | 0.99863 | 0.99863 | 0.80659 | 0.80659 | 0 | 0 | 0 | 0 | 0 | 0 | 0 | 0 | 0 | 0 | 0 | 0 | 0 | 0 | 0 | 0 | 0 | 0 | 0 | 0 | 0 | 0 | 0 | 0 | 0 | 0 | 0 | 0 | 0 | 0 | 0 | 0 | 0 | 0 | 0 | Retail (lrg, 3-story) Office ILit Sun | Retail (lrg, 3-story) Office ILit all | 3396 | 5 | 52.5 | Retail (lrg, 3-story) Office ILit2 Sun | Retail (lrg, 3-story) Office ILit Sun | Retail (lrg, 3-story) Office ILit all | 3396 | 6.5 | 50 | 3396 | 4.8554 | 0.44625 | 0.05 | 0.05 | 0.05 | 0.05 | 0.05 | 0.05 | 0.05 | 0.05 | 0.18194 | 0.39306 | 0.525 | 0.525 | 0.525 | 0.525 | 0.525 | 0.525 | 0.525 | 0.525 | 0.34028 | 0.05 | 0.05 | 0.05 | 0.05 | 0.05 | 5.1274 | 0.425 | 0.065 | 0.065 | 0.065 | 0.065 | 0.065 | 0.065 | 0.065 | 0.065 | 0.18583 | 0.37917 | 0.5 | 0.5 | 0.5 | 0.5 | 0.5 | 0.5 | 0.5 | 0.5 | 0.33083 | 0.065 | 0.065 | 0.065 | 0.065 | 0.065 | 0 | 0 | 0 | 0 | 0 | 0 | 0 | 0 | 0.27778 | 0.72222 | 1 | 1 | 1 | 1 | 1 | 1 | 1 | 1 | 0.61111 | 0 | 0 | 0 | 0 | 0 | 0 | 0 | 0 | 0 | 0 | 0 | 0 | 0 | 0.27778 | 0.72222 | 1 | 1 | 1 | 1 | 1 | 1 | 1 | 1 | 0.61111 | 0 | 0 | 0 | 0 | 0 | 15 | 0.66337 | 0.20792 | 0.079208 | 0.049505 | 0.76136 | 0 | 0 | 0 | 0 | 0 | 0 | 0 | 0 |  | 0.0064532 | 0.0064532 | 0.0058146 | 0.0061578 | 0.0061578 | 0.005497 | 0.0066936 | Retail - 3-Story Large - Office (General) - Sun | 12 | 9 | 19 | 248.3 | 4.1796 | 0 | 0 | 248.3 | 4.1796 | 0 | 0 | 4.775 | 0.080376 | 0 | 0 | 0 | 0 | 0 | 0 | 0 | 0 | 0.18194 | 0.39306 | 0.525 | 0.525 | 0.525 | 0.525 | 0.525 | 0.525 | 0.525 | 0.525 | 0 | 0 | 0 | 0 | 0 | 0 |  | 237.38 | 29.246 | 0 | 0 | 237.38 | 29.246 | 0 | 0 | 4.565 | 0.56242 | 0 | 0 | 0 | 0 | 0 | 0 | 0 | 0 | 0.18583 | 0.37917 | 0.5 | 0.5 | 0.5 | 0.5 | 0.5 | 0.5 | 0.5 | 0.5 | 0 | 0 | 0 | 0 | 0 | 0 | 0.84218 | 0.85 | 0.89315 | 0.85
1703 | 17 | 3 | 7 | 3 |  |  |  |  | Retail - 3-Story Large | Office (General) | Retail - 3-Story Large - Office (General) |  | Retail - 3-Story Large | Retail - 3-Story Large - Office (General) | Retail (lrg, 3-story) Office | Hol | Open | 10 | 10 | 0.05 | 1.0967 | 1.0967 | 1.0967 | 1.0967 | 1.0967 | 0.88583 | 0.88583 | 0 | 0 | 0 | 0 | 0 | 0 | 0 | 2.6625 | 2.6625 | 2.6625 | 2.6625 | 2.6625 | 2.1505 | 2.1505 | 0 | 0 | 0 | 0 | 0 | 0 | 0 | 0 | 0 | 0 | 0 | 0 | 0 | 0 | 0 | 0 | 0 | 0 | 0 | 0 | 0 | 0 | 0 | 0 | 0 | 0 | 0 | 0 | 0 | 0 | 0 | 0 | 0 | 0 | 0 | 0.074909 | 0.074909 | 0.074909 | 0.074909 | 0.074909 | 0.060503 | 0.060503 | 0 | 0 | 0 | 0 | 0 | 0 | 0 | 0.19204 | 0.19204 | 0.19204 | 0.19204 | 0.19204 | 0.15511 | 0.15511 | 0 | 0 | 0 | 0 | 0 | 0 | 0 | 0 | 0 | 0 | 0 | 0 | 0 | 0 | 0 | 0 | 0 | 0 | 0 | 0 | 0 | 0 | 0 | 0 | 0 | 0 | 0 | 0 | 0 | 0 | 0 | 0 | 0 | 0 | 0 | Retail (lrg, 3-story) Office ILit Hol | Retail (lrg, 3-story) Office ILit all | 3396 | 5 | 52.5 | Retail (lrg, 3-story) Office ILit2 Hol | Retail (lrg, 3-story) Office ILit Hol | Retail (lrg, 3-story) Office ILit all | 3396 | 6.5 | 50 | 3396 | 4.8554 | 0.44625 | 0.05 | 0.05 | 0.05 | 0.05 | 0.05 | 0.05 | 0.05 | 0.05 | 0.18194 | 0.39306 | 0.525 | 0.525 | 0.525 | 0.525 | 0.525 | 0.525 | 0.525 | 0.525 | 0.34028 | 0.05 | 0.05 | 0.05 | 0.05 | 0.05 | 5.1274 | 0.425 | 0.065 | 0.065 | 0.065 | 0.065 | 0.065 | 0.065 | 0.065 | 0.065 | 0.18583 | 0.37917 | 0.5 | 0.5 | 0.5 | 0.5 | 0.5 | 0.5 | 0.5 | 0.5 | 0.33083 | 0.065 | 0.065 | 0.065 | 0.065 | 0.065 | 0 | 0 | 0 | 0 | 0 | 0 | 0 | 0 | 0.27778 | 0.72222 | 1 | 1 | 1 | 1 | 1 | 1 | 1 | 1 | 0.61111 | 0 | 0 | 0 | 0 | 0 | 0 | 0 | 0 | 0 | 0 | 0 | 0 | 0 | 0.27778 | 0.72222 | 1 | 1 | 1 | 1 | 1 | 1 | 1 | 1 | 0.61111 | 0 | 0 | 0 | 0 | 0 | 15 | 0.66337 | 0.20792 | 0.079208 | 0.049505 | 0.76136 | 0 | 0 | 0 | 0 | 0 | 0 | 0 | 0 |  | 0.0064532 | 0.0064532 | 0.0058146 | 0.0061578 | 0.0061578 | 0.005497 | 0.0066936 | Retail - 3-Story Large - Office (General) - Hol | 14 | 9 | 19 | 47.75 | 0.80376 | 0 | 0 | 47.75 | 0.80376 | 0 | 0 | 4.775 | 0.080376 | 0 | 0 | 0 | 0 | 0 | 0 | 0 | 0 | 0.18194 | 0.39306 | 0.525 | 0.525 | 0.525 | 0.525 | 0.525 | 0.525 | 0.525 | 0.525 | 0 | 0 | 0 | 0 | 0 | 0 |  | 45.65 | 5.6242 | 0 | 0 | 45.65 | 5.6242 | 0 | 0 | 4.565 | 0.56242 | 0 | 0 | 0 | 0 | 0 | 0 | 0 | 0 | 0.18583 | 0.37917 | 0.5 | 0.5 | 0.5 | 0.5 | 0.5 | 0.5 | 0.5 | 0.5 | 0 | 0 | 0 | 0 | 0 | 0 | 0.84218 | 0.85 | 0.89315 | 0.85
1704 | 17 | 4 | 8 | 4 |  |  | Retail - 3-Story Large - Office (General) | Retail - 3-Story Large - Office (General) | Retail - 3-Story Large | Office (General) | Retail - 3-Story Large - Office (General) |  | Retail - 3-Story Large | Retail - 3-Story Large - Office (General) | Retail (lrg, 3-story) Office | all | Open | 251 | 251 | 0.05 | 1.0967 | 1.0967 | 1.0967 | 1.0967 | 1.0967 | 0.88583 | 0.88583 | 0.054837 | 0.054837 | 0.054837 | 0.054837 | 0.054837 | 0.044291 | 0.044291 | 87.9525 | 87.9525 | 87.9525 | 87.9525 | 87.9525 | 71.0386 | 71.0386 | 0.026802 | 0.026802 | 0.026802 | 0.026802 | 0.026802 | 0.021647 | 0.021647 | 2186.296 | 2186.296 | 2186.296 | 2186.296 | 2186.296 | 2186.296 | 2186.296 | 0 | 0 | 0 | 0 | 0 | 0 | 0 | 0.48875 | 0.48875 | 0.48875 | 0.48875 | 0.48875 | 0.48875 | 0.48875 | 0 | 0 | 0 | 0 | 0 | 0 | 0 | 0.074909 | 0.074909 | 0.074909 | 0.074909 | 0.074909 | 0.060503 | 0.060503 | 0.0037454 | 0.0037454 | 0.0037454 | 0.0037454 | 0.0037454 | 0.0030252 | 0.0030252 | 6.2645 | 6.2645 | 6.2645 | 6.2645 | 6.2645 | 5.0598 | 5.0598 | 0.001751 | 0.001751 | 0.001751 | 0.001751 | 0.001751 | 0.0014143 | 0.0014143 | 2285.1599 | 2285.1599 | 2285.1599 | 2285.1599 | 2285.1599 | 2285.1599 | 2285.1599 | 0 | 0 | 0 | 0 | 0 | 0 | 0 | 0.4675 | 0.4675 | 0.4675 | 0.4675 | 0.4675 | 0.4675 | 0.4675 | 0 | 0 | 0 | 0 | 0 | 0 | 0 | Retail (lrg, 3-story) Office ILit all | Retail (lrg, 3-story) Office ILit all | 3394 | 5 | 57.5 | Retail (lrg, 3-story) Office ILit2 all | Retail (lrg, 3-story) Office ILit all | Retail (lrg, 3-story) Office ILit all | 3394 | 6.5 | 55 | 3394 | 6.39 | 0.48875 | 0.05 | 0.05 | 0.05 | 0.05 | 0.05 | 0.05 | 0.05 | 0.05 | 0.19583 | 0.575 | 0.575 | 0.575 | 0.575 | 0.575 | 0.575 | 0.575 | 0.575 | 0.575 | 0.575 | 0.575 | 0.3125 | 0.25417 | 0.05 | 0.05 | 6.6636 | 0.4675 | 0.065 | 0.065 | 0.065 | 0.065 | 0.065 | 0.065 | 0.065 | 0.065 | 0.19972 | 0.55 | 0.55 | 0.55 | 0.55 | 0.55 | 0.55 | 0.55 | 0.55 | 0.55 | 0.55 | 0.55 | 0.3075 | 0.25361 | 0.065 | 0.065 | 0 | 0 | 0 | 0 | 0 | 0 | 0 | 0 | 0.27778 | 1 | 1 | 1 | 1 | 1 | 1 | 1 | 1 | 1 | 1 | 1 | 0.5 | 0.38889 | 0 | 0 | 0 | 0 | 0 | 0 | 0 | 0 | 0 | 0 | 0.27778 | 1 | 1 | 1 | 1 | 1 | 1 | 1 | 1 | 1 | 1 | 1 | 0.5 | 0.38889 | 0 | 0 | 15 | 0.66337 | 0.20792 | 0.079208 | 0.049505 | 0.76136 | 0.077137 | 0.0042299 | 0.0042299 | 0.0042299 | 0.0042299 | 0.0042299 | 0.0034165 | 0.0034165 |  | 0.0064532 | 0.0064532 | 0.0058146 | 0.0061578 | 0.0061578 | 0.005497 | 0.0066936 | Retail - 3-Story Large - Office (General) - all | 16 | 9 | 21 | 1636.7292 | -32.8373 | 1636.7292 | -32.8373 | 0 | 0 | 6.5208 | -0.13083 | 0 | 0 | 0 | 0 | 0 | 0 | 0 | 0 | 0 | 0 | 0.19583 | 0.575 | 0.575 | 0.575 | 0.575 | 0.575 | 0.575 | 0.575 | 0.575 | 0.575 | 0.575 | 0.575 | 0 | 0 | 0 | 0 |  | 1568.6803 | 103.8936 | 1568.6803 | 103.8936 | 0 | 0 | 6.2497 | 0.41392 | 0 | 0 | 0 | 0 | 0 | 0 | 0 | 0 | 0 | 0 | 0.19972 | 0.55 | 0.55 | 0.55 | 0.55 | 0.55 | 0.55 | 0.55 | 0.55 | 0.55 | 0.55 | 0.55 | 0 | 0 | 0 | 0 | 0.84218 | 0.85 | 0.89315 | 0.85
1705 | 17 | 5 | 5 | 1 |  |  |  |  | Retail - 3-Story Large | Retail Sales and Wholesale Showroom | Retail - 3-Story Large - Retail Sales and Wholesale Showroom |  | Retail - 3-Story Large | Retail - 3-Story Large - Retail Sales and Wholesale Showroom | Retail (lrg, 3-story) Showroom | Sat | Open | 52 | 52 | 0.8 | 1.3498 | 1.3498 | 1.3498 | 1.2655 | 1.2655 | 1.2655 | 1.0124 | 0 | 0 | 0 | 0 | 0 | 0 | 0 | 499.7618 | 499.7618 | 499.7618 | 468.5267 | 468.5267 | 468.5267 | 374.8214 | 0 | 0 | 0 | 0 | 0 | 0 | 0 | 0 | 0 | 0 | 0 | 0 | 0 | 0 | 0 | 0 | 0 | 0 | 0 | 0 | 0 | 0 | 0 | 0 | 0 | 0 | 0 | 0 | 0 | 0 | 0 | 0 | 0 | 0 | 0 | 0.092196 | 0.092196 | 0.092196 | 0.086433 | 0.086433 | 0.086433 | 0.069147 | 0 | 0 | 0 | 0 | 0 | 0 | 0 | 38.1616 | 38.1616 | 38.1616 | 35.7765 | 35.7765 | 35.7765 | 28.6212 | 0 | 0 | 0 | 0 | 0 | 0 | 0 | 0 | 0 | 0 | 0 | 0 | 0 | 0 | 0 | 0 | 0 | 0 | 0 | 0 | 0 | 0 | 0 | 0 | 0 | 0 | 0 | 0 | 0 | 0 | 0 | 0 | 0 | 0 | 0 | Retail (lrg, 3-story) Showroom ILit Sat | Retail (lrg, 3-story) Showroom ILit all | 3404 | 5 | 75 | Retail (lrg, 3-story) Showroom ILit2 Sat | Retail (lrg, 3-story) Showroom ILit Sat | Retail (lrg, 3-story) Showroom ILit all | 3404 | 30 | 55 | 3404 | 8.9 | 0.75 | 0.05 | 0.05 | 0.05 | 0.05 | 0.05 | 0.05 | 0.05 | 0.05 | 0.24444 | 0.75 | 0.75 | 0.75 | 0.75 | 0.75 | 0.75 | 0.75 | 0.75 | 0.75 | 0.63333 | 0.47778 | 0.24444 | 0.05 | 0.05 | 0.05 | 9.95 | 0.55 | 0.3 | 0.3 | 0.3 | 0.3 | 0.3 | 0.3 | 0.3 | 0.3 | 0.36944 | 0.55 | 0.55 | 0.55 | 0.55 | 0.55 | 0.55 | 0.55 | 0.55 | 0.55 | 0.50833 | 0.45278 | 0.36944 | 0.3 | 0.3 | 0.3 | 0 | 0 | 0 | 0 | 0 | 0 | 0 | 0 | 0.27778 | 1 | 1 | 1 | 1 | 1 | 1 | 1 | 1 | 1 | 0.83333 | 0.61111 | 0.27778 | 0 | 0 | 0 | 0 | 0 | 0 | 0 | 0 | 0 | 0 | 0 | 0.27778 | 1 | 1 | 1 | 1 | 1 | 1 | 1 | 1 | 1 | 0.83333 | 0.61111 | 0.27778 | 0 | 0 | 0 | 0 | 0 | 0 | 0 | 0 | 0 | 0 | 0 | 0 | 0 | 0 | 0 | 0 | 0 |  | 0.0064532 | 0.0064532 | 0.0058146 | 0.0061578 | 0.0061578 | 0.005497 | 0.0066936 | Retail - 3-Story Large - Retail Sales and Wholesale Showroom - Sat | 10 | 9 | 19 | 363.7111 | 99.0889 | 0 | 0 | 363.7111 | 99.0889 | 0 | 0 | 6.9944 | 1.9056 | 0 | 0 | 0 | 0 | 0 | 0 | 0 | 0 | 0.24444 | 0.75 | 0.75 | 0.75 | 0.75 | 0.75 | 0.75 | 0.75 | 0.75 | 0.75 | 0 | 0 | 0 | 0 | 0 | 0 |  | 276.6111 | 240.7889 | 0 | 0 | 276.6111 | 240.7889 | 0 | 0 | 5.3194 | 4.6306 | 0 | 0 | 0 | 0 | 0 | 0 | 0 | 0 | 0.36944 | 0.55 | 0.55 | 0.55 | 0.55 | 0.55 | 0.55 | 0.55 | 0.55 | 0.55 | 0 | 0 | 0 | 0 | 0 | 0 | 1 | 1 | 1 | 1
1706 | 17 | 6 | 6 | 2 |  |  |  |  | Retail - 3-Story Large | Retail Sales and Wholesale Showroom | Retail - 3-Story Large - Retail Sales and Wholesale Showroom |  | Retail - 3-Story Large | Retail - 3-Story Large - Retail Sales and Wholesale Showroom | Retail (lrg, 3-story) Showroom | Sun | Open | 52 | 52 | 0.8 | 1.3498 | 1.3498 | 1.3498 | 1.2655 | 1.2655 | 1.2655 | 1.0124 | 0 | 0 | 0 | 0 | 0 | 0 | 0 | 445.1686 | 445.1686 | 445.1686 | 417.3456 | 417.3456 | 417.3456 | 333.8765 | 0 | 0 | 0 | 0 | 0 | 0 | 0 | 0 | 0 | 0 | 0 | 0 | 0 | 0 | 0 | 0 | 0 | 0 | 0 | 0 | 0 | 0 | 0 | 0 | 0 | 0 | 0 | 0 | 0 | 0 | 0 | 0 | 0 | 0 | 0 | 0.092196 | 0.092196 | 0.092196 | 0.086433 | 0.086433 | 0.086433 | 0.069147 | 0 | 0 | 0 | 0 | 0 | 0 | 0 | 36.8299 | 36.8299 | 36.8299 | 34.528 | 34.528 | 34.528 | 27.6224 | 0 | 0 | 0 | 0 | 0 | 0 | 0 | 0 | 0 | 0 | 0 | 0 | 0 | 0 | 0 | 0 | 0 | 0 | 0 | 0 | 0 | 0 | 0 | 0 | 0 | 0 | 0 | 0 | 0 | 0 | 0 | 0 | 0 | 0 | 0 | Retail (lrg, 3-story) Showroom ILit Sun | Retail (lrg, 3-story) Showroom ILit all | 3405 | 5 | 75 | Retail (lrg, 3-story) Showroom ILit2 Sun | Retail (lrg, 3-story) Showroom ILit Sun | Retail (lrg, 3-story) Showroom ILit all | 3405 | 30 | 55 | 3405 | 7.9278 | 0.75 | 0.05 | 0.05 | 0.05 | 0.05 | 0.05 | 0.05 | 0.05 | 0.05 | 0.24444 | 0.55556 | 0.75 | 0.75 | 0.75 | 0.75 | 0.75 | 0.75 | 0.75 | 0.75 | 0.47778 | 0.05 | 0.05 | 0.05 | 0.05 | 0.05 | 9.6028 | 0.55 | 0.3 | 0.3 | 0.3 | 0.3 | 0.3 | 0.3 | 0.3 | 0.3 | 0.36944 | 0.48056 | 0.55 | 0.55 | 0.55 | 0.55 | 0.55 | 0.55 | 0.55 | 0.55 | 0.45278 | 0.3 | 0.3 | 0.3 | 0.3 | 0.3 | 0 | 0 | 0 | 0 | 0 | 0 | 0 | 0 | 0.27778 | 0.72222 | 1 | 1 | 1 | 1 | 1 | 1 | 1 | 1 | 0.61111 | 0 | 0 | 0 | 0 | 0 | 0 | 0 | 0 | 0 | 0 | 0 | 0 | 0 | 0.27778 | 0.72222 | 1 | 1 | 1 | 1 | 1 | 1 | 1 | 1 | 0.61111 | 0 | 0 | 0 | 0 | 0 | 0 | 0 | 0 | 0 | 0 | 0 | 0 | 0 | 0 | 0 | 0 | 0 | 0 | 0 |  | 0.0064532 | 0.0064532 | 0.0058146 | 0.0061578 | 0.0061578 | 0.005497 | 0.0066936 | Retail - 3-Story Large - Retail Sales and Wholesale Showroom - Sun | 12 | 9 | 19 | 353.6 | 58.6444 | 0 | 0 | 353.6 | 58.6444 | 0 | 0 | 6.8 | 1.1278 | 0 | 0 | 0 | 0 | 0 | 0 | 0 | 0 | 0.24444 | 0.55556 | 0.75 | 0.75 | 0.75 | 0.75 | 0.75 | 0.75 | 0.75 | 0.75 | 0 | 0 | 0 | 0 | 0 | 0 |  | 273 | 226.3444 | 0 | 0 | 273 | 226.3444 | 0 | 0 | 5.25 | 4.3528 | 0 | 0 | 0 | 0 | 0 | 0 | 0 | 0 | 0.36944 | 0.48056 | 0.55 | 0.55 | 0.55 | 0.55 | 0.55 | 0.55 | 0.55 | 0.55 | 0 | 0 | 0 | 0 | 0 | 0 | 1 | 1 | 1 | 1
1707 | 17 | 7 | 7 | 3 |  |  |  |  | Retail - 3-Story Large | Retail Sales and Wholesale Showroom | Retail - 3-Story Large - Retail Sales and Wholesale Showroom |  | Retail - 3-Story Large | Retail - 3-Story Large - Retail Sales and Wholesale Showroom | Retail (lrg, 3-story) Showroom | Hol | Open | 10 | 10 | 0.8 | 1.3498 | 1.3498 | 1.3498 | 1.2655 | 1.2655 | 1.2655 | 1.0124 | 0 | 0 | 0 | 0 | 0 | 0 | 0 | 85.6094 | 85.6094 | 85.6094 | 80.2588 | 80.2588 | 80.2588 | 64.207 | 0 | 0 | 0 | 0 | 0 | 0 | 0 | 0 | 0 | 0 | 0 | 0 | 0 | 0 | 0 | 0 | 0 | 0 | 0 | 0 | 0 | 0 | 0 | 0 | 0 | 0 | 0 | 0 | 0 | 0 | 0 | 0 | 0 | 0 | 0 | 0.092196 | 0.092196 | 0.092196 | 0.086433 | 0.086433 | 0.086433 | 0.069147 | 0 | 0 | 0 | 0 | 0 | 0 | 0 | 7.0827 | 7.0827 | 7.0827 | 6.64 | 6.64 | 6.64 | 5.312 | 0 | 0 | 0 | 0 | 0 | 0 | 0 | 0 | 0 | 0 | 0 | 0 | 0 | 0 | 0 | 0 | 0 | 0 | 0 | 0 | 0 | 0 | 0 | 0 | 0 | 0 | 0 | 0 | 0 | 0 | 0 | 0 | 0 | 0 | 0 | Retail (lrg, 3-story) Showroom ILit Hol | Retail (lrg, 3-story) Showroom ILit all | 3405 | 5 | 75 | Retail (lrg, 3-story) Showroom ILit2 Hol | Retail (lrg, 3-story) Showroom ILit Hol | Retail (lrg, 3-story) Showroom ILit all | 3405 | 30 | 55 | 3405 | 7.9278 | 0.75 | 0.05 | 0.05 | 0.05 | 0.05 | 0.05 | 0.05 | 0.05 | 0.05 | 0.24444 | 0.55556 | 0.75 | 0.75 | 0.75 | 0.75 | 0.75 | 0.75 | 0.75 | 0.75 | 0.47778 | 0.05 | 0.05 | 0.05 | 0.05 | 0.05 | 9.6028 | 0.55 | 0.3 | 0.3 | 0.3 | 0.3 | 0.3 | 0.3 | 0.3 | 0.3 | 0.36944 | 0.48056 | 0.55 | 0.55 | 0.55 | 0.55 | 0.55 | 0.55 | 0.55 | 0.55 | 0.45278 | 0.3 | 0.3 | 0.3 | 0.3 | 0.3 | 0 | 0 | 0 | 0 | 0 | 0 | 0 | 0 | 0.27778 | 0.72222 | 1 | 1 | 1 | 1 | 1 | 1 | 1 | 1 | 0.61111 | 0 | 0 | 0 | 0 | 0 | 0 | 0 | 0 | 0 | 0 | 0 | 0 | 0 | 0.27778 | 0.72222 | 1 | 1 | 1 | 1 | 1 | 1 | 1 | 1 | 0.61111 | 0 | 0 | 0 | 0 | 0 | 0 | 0 | 0 | 0 | 0 | 0 | 0 | 0 | 0 | 0 | 0 | 0 | 0 | 0 |  | 0.0064532 | 0.0064532 | 0.0058146 | 0.0061578 | 0.0061578 | 0.005497 | 0.0066936 | Retail - 3-Story Large - Retail Sales and Wholesale Showroom - Hol | 14 | 9 | 19 | 68 | 11.2778 | 0 | 0 | 68 | 11.2778 | 0 | 0 | 6.8 | 1.1278 | 0 | 0 | 0 | 0 | 0 | 0 | 0 | 0 | 0.24444 | 0.55556 | 0.75 | 0.75 | 0.75 | 0.75 | 0.75 | 0.75 | 0.75 | 0.75 | 0 | 0 | 0 | 0 | 0 | 0 |  | 52.5 | 43.5278 | 0 | 0 | 52.5 | 43.5278 | 0 | 0 | 5.25 | 4.3528 | 0 | 0 | 0 | 0 | 0 | 0 | 0 | 0 | 0.36944 | 0.48056 | 0.55 | 0.55 | 0.55 | 0.55 | 0.55 | 0.55 | 0.55 | 0.55 | 0 | 0 | 0 | 0 | 0 | 0 | 1 | 1 | 1 | 1
1708 | 17 | 8 | 8 | 4 |  |  | Retail - 3-Story Large - Retail Sales and Wholesale Showroom | Retail - 3-Story Large - Retail Sales and Wholesale Showroom | Retail - 3-Story Large | Retail Sales and Wholesale Showroom | Retail - 3-Story Large - Retail Sales and Wholesale Showroom |  | Retail - 3-Story Large | Retail - 3-Story Large - Retail Sales and Wholesale Showroom | Retail (lrg, 3-story) Showroom | all | Open | 251 | 251 | 0.8 | 1.3498 | 1.3498 | 1.3498 | 1.2655 | 1.2655 | 1.2655 | 1.0124 | 1.0799 | 1.0799 | 1.0799 | 1.0124 | 1.0124 | 1.0124 | 0.8099 | 2798.553 | 2798.553 | 2798.553 | 2623.6434 | 2623.6434 | 2623.6434 | 2098.9147 | 0.86389 | 0.86389 | 0.86389 | 0.8099 | 0.8099 | 0.8099 | 0.64792 | 3545.8972 | 3545.8972 | 3545.8972 | 3545.8972 | 3545.8972 | 3545.8972 | 3545.8972 | 0 | 0 | 0 | 0 | 0 | 0 | 0 | 0.8 | 0.8 | 0.8 | 0.8 | 0.8 | 0.8 | 0.8 | 0 | 0 | 0 | 0 | 0 | 0 | 0 | 0.092196 | 0.092196 | 0.092196 | 0.086433 | 0.086433 | 0.086433 | 0.069147 | 0.073756 | 0.073756 | 0.073756 | 0.069147 | 0.069147 | 0.069147 | 0.055317 | 212.1267 | 212.1267 | 212.1267 | 198.8688 | 198.8688 | 198.8688 | 159.0951 | 0.047942 | 0.047942 | 0.047942 | 0.044945 | 0.044945 | 0.044945 | 0.035956 | 3988.8139 | 3988.8139 | 3988.8139 | 3988.8139 | 3988.8139 | 3988.8139 | 3988.8139 | 0 | 0 | 0 | 0 | 0 | 0 | 0 | 0.65 | 0.65 | 0.65 | 0.65 | 0.65 | 0.65 | 0.65 | 0 | 0 | 0 | 0 | 0 | 0 | 0 | Retail (lrg, 3-story) Showroom ILit all | Retail (lrg, 3-story) Showroom ILit all | 3403 | 5 | 80 | Retail (lrg, 3-story) Showroom ILit2 all | Retail (lrg, 3-story) Showroom ILit all | Retail (lrg, 3-story) Showroom ILit all | 3403 | 30 | 65 | 3403 | 10.325 | 0.8 | 0.05 | 0.05 | 0.05 | 0.05 | 0.05 | 0.05 | 0.05 | 0.05 | 0.25833 | 0.8 | 0.8 | 0.8 | 0.8 | 0.8 | 0.8 | 0.8 | 0.8 | 0.8 | 0.8 | 0.8 | 0.425 | 0.34167 | 0.05 | 0.05 | 11.4583 | 0.65 | 0.3 | 0.3 | 0.3 | 0.3 | 0.3 | 0.3 | 0.3 | 0.3 | 0.39722 | 0.65 | 0.65 | 0.65 | 0.65 | 0.65 | 0.65 | 0.65 | 0.65 | 0.65 | 0.65 | 0.65 | 0.475 | 0.43611 | 0.3 | 0.3 | 0 | 0 | 0 | 0 | 0 | 0 | 0 | 0 | 0.27778 | 1 | 1 | 1 | 1 | 1 | 1 | 1 | 1 | 1 | 1 | 1 | 0.5 | 0.38889 | 0 | 0 | 0 | 0 | 0 | 0 | 0 | 0 | 0 | 0 | 0.27778 | 1 | 1 | 1 | 1 | 1 | 1 | 1 | 1 | 1 | 1 | 1 | 0.5 | 0.38889 | 0 | 0 | 0 | 0 | 0 | 0 | 0 | 0 | 0 | 0 | 0 | 0 | 0 | 0 | 0 | 0 |  | 0.0064532 | 0.0064532 | 0.0058146 | 0.0061578 | 0.0061578 | 0.005497 | 0.0066936 | Retail - 3-Story Large - Retail Sales and Wholesale Showroom - all | 16 | 9 | 21 | 2273.6417 | 317.9333 | 2273.6417 | 317.9333 | 0 | 0 | 9.0583 | 1.2667 | 0 | 0 | 0 | 0 | 0 | 0 | 0 | 0 | 0 | 0 | 0.25833 | 0.8 | 0.8 | 0.8 | 0.8 | 0.8 | 0.8 | 0.8 | 0.8 | 0.8 | 0.8 | 0.8 | 0 | 0 | 0 | 0 |  | 1894.3528 | 981.6889 | 1894.3528 | 981.6889 | 0 | 0 | 7.5472 | 3.9111 | 0 | 0 | 0 | 0 | 0 | 0 | 0 | 0 | 0 | 0 | 0.39722 | 0.65 | 0.65 | 0.65 | 0.65 | 0.65 | 0.65 | 0.65 | 0.65 | 0.65 | 0.65 | 0.65 | 0 | 0 | 0 | 0 | 1 | 1 | 1 | 1
1709 | 17 | 9 | 5 | 1 |  |  |  |  | Retail - 3-Story Large | Storage (Conditioned) | Retail - 3-Story Large - Storage (Conditioned) |  | Retail - 3-Story Large | Retail - 3-Story Large - Storage (Conditioned) | Retail (lrg, 3-story) Storage | Sat | Open | 52 | 52 | 0.15 | 0.67492 | 0.67492 | 0.50619 | 0.50619 | 0.50619 | 0.50619 | 0.50619 | 0 | 0 | 0 | 0 | 0 | 0 | 0 | 32.6818 | 32.6818 | 24.5113 | 24.5113 | 24.5113 | 24.5113 | 24.5113 | 0 | 0 | 0 | 0 | 0 | 0 | 0 | 0 | 0 | 0 | 0 | 0 | 0 | 0 | 0 | 0 | 0 | 0 | 0 | 0 | 0 | 0 | 0 | 0 | 0 | 0 | 0 | 0 | 0 | 0 | 0 | 0 | 0 | 0 | 0 | 0.046098 | 0.046098 | 0.034573 | 0.034573 | 0.034573 | 0.034573 | 0.034573 | 0 | 0 | 0 | 0 | 0 | 0 | 0 | 2.1628 | 2.1628 | 1.6221 | 1.6221 | 1.6221 | 1.6221 | 1.6221 | 0 | 0 | 0 | 0 | 0 | 0 | 0 | 0 | 0 | 0 | 0 | 0 | 0 | 0 | 0 | 0 | 0 | 0 | 0 | 0 | 0 | 0 | 0 | 0 | 0 | 0 | 0 | 0 | 0 | 0 | 0 | 0 | 0 | 0 | 0 | Retail (lrg, 3-story) Storage ILit Sat | Retail (lrg, 3-story) Storage ILit all | 3413 | 5 | 55 | Retail (lrg, 3-story) Storage ILit2 Sat | Retail (lrg, 3-story) Storage ILit Sat | Retail (lrg, 3-story) Storage ILit all | 3413 | 6.5 | 50 | 3413 | 6.2081 | 0.462 | 0.05 | 0.05 | 0.05 | 0.05 | 0.05 | 0.05 | 0.05 | 0.05 | 0.18889 | 0.55 | 0.55 | 0.55 | 0.55 | 0.55 | 0.55 | 0.55 | 0.55 | 0.55 | 0.46667 | 0.35556 | 0.18889 | 0.05 | 0.05 | 0.05 | 6.0152 | 0.42 | 0.065 | 0.065 | 0.065 | 0.065 | 0.065 | 0.065 | 0.065 | 0.065 | 0.18583 | 0.5 | 0.5 | 0.5 | 0.5 | 0.5 | 0.5 | 0.5 | 0.5 | 0.5 | 0.4275 | 0.33083 | 0.18583 | 0.065 | 0.065 | 0.065 | 0 | 0 | 0 | 0 | 0 | 0 | 0 | 0 | 0.27778 | 1 | 1 | 1 | 1 | 1 | 1 | 1 | 1 | 1 | 0.83333 | 0.61111 | 0.27778 | 0 | 0 | 0 | 0 | 0 | 0 | 0 | 0 | 0 | 0 | 0 | 0.27778 | 1 | 1 | 1 | 1 | 1 | 1 | 1 | 1 | 1 | 0.83333 | 0.61111 | 0.27778 | 0 | 0 | 0 | 16 | 0.29 | 0.41 | 0.14 | 0.16 | 0.41429 | 0 | 0 | 0 | 0 | 0 | 0 | 0 | 0 |  | 0.0064532 | 0.0064532 | 0.0058146 | 0.0061578 | 0.0061578 | 0.005497 | 0.0066936 | Retail - 3-Story Large - Storage (Conditioned) - Sat | 10 | 9 | 19 | 267.2222 | 55.6008 | 0 | 0 | 267.2222 | 55.6008 | 0 | 0 | 5.1389 | 1.0692 | 0 | 0 | 0 | 0 | 0 | 0 | 0 | 0 | 0.18889 | 0.55 | 0.55 | 0.55 | 0.55 | 0.55 | 0.55 | 0.55 | 0.55 | 0.55 | 0 | 0 | 0 | 0 | 0 | 0 |  | 243.6633 | 69.1247 | 0 | 0 | 243.6633 | 69.1247 | 0 | 0 | 4.6858 | 1.3293 | 0 | 0 | 0 | 0 | 0 | 0 | 0 | 0 | 0.18583 | 0.5 | 0.5 | 0.5 | 0.5 | 0.5 | 0.5 | 0.5 | 0.5 | 0.5 | 0 | 0 | 0 | 0 | 0 | 0 | 0.92659 | 0.84 | 0.94801 | 0.84
1710 | 17 | 10 | 6 | 2 |  |  |  |  | Retail - 3-Story Large | Storage (Conditioned) | Retail - 3-Story Large - Storage (Conditioned) |  | Retail - 3-Story Large | Retail - 3-Story Large - Storage (Conditioned) | Retail (lrg, 3-story) Storage | Sun | Open | 52 | 52 | 0.15 | 0.67492 | 0.67492 | 0.50619 | 0.50619 | 0.50619 | 0.50619 | 0.50619 | 0 | 0 | 0 | 0 | 0 | 0 | 0 | 29.2944 | 29.2944 | 21.9708 | 21.9708 | 21.9708 | 21.9708 | 21.9708 | 0 | 0 | 0 | 0 | 0 | 0 | 0 | 0 | 0 | 0 | 0 | 0 | 0 | 0 | 0 | 0 | 0 | 0 | 0 | 0 | 0 | 0 | 0 | 0 | 0 | 0 | 0 | 0 | 0 | 0 | 0 | 0 | 0 | 0 | 0 | 0.046098 | 0.046098 | 0.034573 | 0.034573 | 0.034573 | 0.034573 | 0.034573 | 0 | 0 | 0 | 0 | 0 | 0 | 0 | 1.9569 | 1.9569 | 1.4677 | 1.4677 | 1.4677 | 1.4677 | 1.4677 | 0 | 0 | 0 | 0 | 0 | 0 | 0 | 0 | 0 | 0 | 0 | 0 | 0 | 0 | 0 | 0 | 0 | 0 | 0 | 0 | 0 | 0 | 0 | 0 | 0 | 0 | 0 | 0 | 0 | 0 | 0 | 0 | 0 | 0 | 0 | Retail (lrg, 3-story) Storage ILit Sun | Retail (lrg, 3-story) Storage ILit all | 3414 | 5 | 55 | Retail (lrg, 3-story) Storage ILit2 Sun | Retail (lrg, 3-story) Storage ILit Sun | Retail (lrg, 3-story) Storage ILit all | 3414 | 6.5 | 50 | 3414 | 5.5647 | 0.462 | 0.05 | 0.05 | 0.05 | 0.05 | 0.05 | 0.05 | 0.05 | 0.05 | 0.18889 | 0.41111 | 0.55 | 0.55 | 0.55 | 0.55 | 0.55 | 0.55 | 0.55 | 0.55 | 0.35556 | 0.05 | 0.05 | 0.05 | 0.05 | 0.05 | 5.4424 | 0.42 | 0.065 | 0.065 | 0.065 | 0.065 | 0.065 | 0.065 | 0.065 | 0.065 | 0.18583 | 0.37917 | 0.5 | 0.5 | 0.5 | 0.5 | 0.5 | 0.5 | 0.5 | 0.5 | 0.33083 | 0.065 | 0.065 | 0.065 | 0.065 | 0.065 | 0 | 0 | 0 | 0 | 0 | 0 | 0 | 0 | 0.27778 | 0.72222 | 1 | 1 | 1 | 1 | 1 | 1 | 1 | 1 | 0.61111 | 0 | 0 | 0 | 0 | 0 | 0 | 0 | 0 | 0 | 0 | 0 | 0 | 0 | 0.27778 | 0.72222 | 1 | 1 | 1 | 1 | 1 | 1 | 1 | 1 | 0.61111 | 0 | 0 | 0 | 0 | 0 | 16 | 0.29 | 0.41 | 0.14 | 0.16 | 0.41429 | 0 | 0 | 0 | 0 | 0 | 0 | 0 | 0 |  | 0.0064532 | 0.0064532 | 0.0058146 | 0.0061578 | 0.0061578 | 0.005497 | 0.0066936 | Retail - 3-Story Large - Storage (Conditioned) - Sun | 12 | 9 | 19 | 260 | 29.3629 | 0 | 0 | 260 | 29.3629 | 0 | 0 | 5 | 0.56467 | 0 | 0 | 0 | 0 | 0 | 0 | 0 | 0 | 0.18889 | 0.41111 | 0.55 | 0.55 | 0.55 | 0.55 | 0.55 | 0.55 | 0.55 | 0.55 | 0 | 0 | 0 | 0 | 0 | 0 |  | 237.38 | 45.6246 | 0 | 0 | 237.38 | 45.6246 | 0 | 0 | 4.565 | 0.8774 | 0 | 0 | 0 | 0 | 0 | 0 | 0 | 0 | 0.18583 | 0.37917 | 0.5 | 0.5 | 0.5 | 0.5 | 0.5 | 0.5 | 0.5 | 0.5 | 0 | 0 | 0 | 0 | 0 | 0 | 0.92659 | 0.84 | 0.94801 | 0.84
1711 | 17 | 11 | 7 | 3 |  |  |  |  | Retail - 3-Story Large | Storage (Conditioned) | Retail - 3-Story Large - Storage (Conditioned) |  | Retail - 3-Story Large | Retail - 3-Story Large - Storage (Conditioned) | Retail (lrg, 3-story) Storage | Hol | Open | 10 | 10 | 0.15 | 0.67492 | 0.67492 | 0.50619 | 0.50619 | 0.50619 | 0.50619 | 0.50619 | 0 | 0 | 0 | 0 | 0 | 0 | 0 | 5.6335 | 5.6335 | 4.2251 | 4.2251 | 4.2251 | 4.2251 | 4.2251 | 0 | 0 | 0 | 0 | 0 | 0 | 0 | 0 | 0 | 0 | 0 | 0 | 0 | 0 | 0 | 0 | 0 | 0 | 0 | 0 | 0 | 0 | 0 | 0 | 0 | 0 | 0 | 0 | 0 | 0 | 0 | 0 | 0 | 0 | 0 | 0.046098 | 0.046098 | 0.034573 | 0.034573 | 0.034573 | 0.034573 | 0.034573 | 0 | 0 | 0 | 0 | 0 | 0 | 0 | 0.37632 | 0.37632 | 0.28224 | 0.28224 | 0.28224 | 0.28224 | 0.28224 | 0 | 0 | 0 | 0 | 0 | 0 | 0 | 0 | 0 | 0 | 0 | 0 | 0 | 0 | 0 | 0 | 0 | 0 | 0 | 0 | 0 | 0 | 0 | 0 | 0 | 0 | 0 | 0 | 0 | 0 | 0 | 0 | 0 | 0 | 0 | Retail (lrg, 3-story) Storage ILit Hol | Retail (lrg, 3-story) Storage ILit all | 3414 | 5 | 55 | Retail (lrg, 3-story) Storage ILit2 Hol | Retail (lrg, 3-story) Storage ILit Hol | Retail (lrg, 3-story) Storage ILit all | 3414 | 6.5 | 50 | 3414 | 5.5647 | 0.462 | 0.05 | 0.05 | 0.05 | 0.05 | 0.05 | 0.05 | 0.05 | 0.05 | 0.18889 | 0.41111 | 0.55 | 0.55 | 0.55 | 0.55 | 0.55 | 0.55 | 0.55 | 0.55 | 0.35556 | 0.05 | 0.05 | 0.05 | 0.05 | 0.05 | 5.4424 | 0.42 | 0.065 | 0.065 | 0.065 | 0.065 | 0.065 | 0.065 | 0.065 | 0.065 | 0.18583 | 0.37917 | 0.5 | 0.5 | 0.5 | 0.5 | 0.5 | 0.5 | 0.5 | 0.5 | 0.33083 | 0.065 | 0.065 | 0.065 | 0.065 | 0.065 | 0 | 0 | 0 | 0 | 0 | 0 | 0 | 0 | 0.27778 | 0.72222 | 1 | 1 | 1 | 1 | 1 | 1 | 1 | 1 | 0.61111 | 0 | 0 | 0 | 0 | 0 | 0 | 0 | 0 | 0 | 0 | 0 | 0 | 0 | 0.27778 | 0.72222 | 1 | 1 | 1 | 1 | 1 | 1 | 1 | 1 | 0.61111 | 0 | 0 | 0 | 0 | 0 | 16 | 0.29 | 0.41 | 0.14 | 0.16 | 0.41429 | 0 | 0 | 0 | 0 | 0 | 0 | 0 | 0 |  | 0.0064532 | 0.0064532 | 0.0058146 | 0.0061578 | 0.0061578 | 0.005497 | 0.0066936 | Retail - 3-Story Large - Storage (Conditioned) - Hol | 14 | 9 | 19 | 50 | 5.6467 | 0 | 0 | 50 | 5.6467 | 0 | 0 | 5 | 0.56467 | 0 | 0 | 0 | 0 | 0 | 0 | 0 | 0 | 0.18889 | 0.41111 | 0.55 | 0.55 | 0.55 | 0.55 | 0.55 | 0.55 | 0.55 | 0.55 | 0 | 0 | 0 | 0 | 0 | 0 |  | 45.65 | 8.774 | 0 | 0 | 45.65 | 8.774 | 0 | 0 | 4.565 | 0.8774 | 0 | 0 | 0 | 0 | 0 | 0 | 0 | 0 | 0.18583 | 0.37917 | 0.5 | 0.5 | 0.5 | 0.5 | 0.5 | 0.5 | 0.5 | 0.5 | 0 | 0 | 0 | 0 | 0 | 0 | 0.92659 | 0.84 | 0.94801 | 0.84
1712 | 17 | 12 | 8 | 4 | Retail - 3-Story Large | Retail - 3-Story Large | Retail - 3-Story Large - Storage (Conditioned) | Retail - 3-Story Large - Storage (Conditioned) | Retail - 3-Story Large | Storage (Conditioned) | Retail - 3-Story Large - Storage (Conditioned) |  | Retail - 3-Story Large | Retail - 3-Story Large - Storage (Conditioned) | Retail (lrg, 3-story) Storage | all | Open | 251 | 251 | 0.15 | 0.67492 | 0.67492 | 0.50619 | 0.50619 | 0.50619 | 0.50619 | 0.50619 | 0.10124 | 0.10124 | 0.075928 | 0.075928 | 0.075928 | 0.075928 | 0.075928 | 185.8103 | 185.8103 | 139.3577 | 139.3577 | 139.3577 | 139.3577 | 139.3577 | 0.051024 | 0.051024 | 0.038268 | 0.038268 | 0.038268 | 0.038268 | 0.038268 | 2503.2244 | 2503.2244 | 2503.2244 | 2503.2244 | 2503.2244 | 2503.2244 | 2503.2244 | 3400.167 | 3400.167 | 3418.9184 | 3411.4215 | 3411.4215 | 3422.8286 | 3396.0382 | 0.504 | 0.504 | 0.504 | 0.504 | 0.504 | 0.504 | 0.504 | 0.76194 | 0.76194 | 0.76734 | 0.76541 | 0.76541 | 0.76798 | 0.76102 | 0.046098 | 0.046098 | 0.034573 | 0.034573 | 0.034573 | 0.034573 | 0.034573 | 0.0069147 | 0.0069147 | 0.005186 | 0.005186 | 0.005186 | 0.005186 | 0.005186 | 12.2757 | 12.2757 | 9.2068 | 9.2068 | 9.2068 | 9.2068 | 9.2068 | 0.0031946 | 0.0031946 | 0.0023959 | 0.0023959 | 0.0023959 | 0.0023959 | 0.0023959 | 2425.535 | 2425.535 | 2425.535 | 2425.535 | 2425.535 | 2425.535 | 2425.535 | 3785.175 | 3785.175 | 3813.5995 | 3803.2548 | 3803.2548 | 3817.3897 | 3780.0729 | 0.462 | 0.462 | 0.462 | 0.462 | 0.462 | 0.462 | 0.462 | 0.6265 | 0.6265 | 0.62994 | 0.62876 | 0.62876 | 0.63026 | 0.62596 | Retail (lrg, 3-story) Storage ILit all | Retail (lrg, 3-story) Storage ILit all | 3412 | 5 | 60 | Retail (lrg, 3-story) Storage ILit2 all | Retail (lrg, 3-story) Storage ILit all | Retail (lrg, 3-story) Storage ILit all | 3412 | 6.5 | 55 | 3412 | 7.3123 | 0.504 | 0.05 | 0.05 | 0.05 | 0.05 | 0.05 | 0.05 | 0.05 | 0.05 | 0.20278 | 0.6 | 0.6 | 0.6 | 0.6 | 0.6 | 0.6 | 0.6 | 0.6 | 0.6 | 0.6 | 0.6 | 0.325 | 0.26389 | 0.05 | 0.05 | 7.073 | 0.462 | 0.065 | 0.065 | 0.065 | 0.065 | 0.065 | 0.065 | 0.065 | 0.065 | 0.19972 | 0.55 | 0.55 | 0.55 | 0.55 | 0.55 | 0.55 | 0.55 | 0.55 | 0.55 | 0.55 | 0.55 | 0.3075 | 0.25361 | 0.065 | 0.065 | 0 | 0 | 0 | 0 | 0 | 0 | 0 | 0 | 0.27778 | 1 | 1 | 1 | 1 | 1 | 1 | 1 | 1 | 1 | 1 | 1 | 0.5 | 0.38889 | 0 | 0 | 0 | 0 | 0 | 0 | 0 | 0 | 0 | 0 | 0.27778 | 1 | 1 | 1 | 1 | 1 | 1 | 1 | 1 | 1 | 1 | 1 | 0.5 | 0.38889 | 0 | 0 | 16 | 0.29 | 0.41 | 0.14 | 0.16 | 0.41429 | 0.037 | 0.0037458 | 0.0037458 | 0.0028093 | 0.0028093 | 0.0028093 | 0.0028093 | 0.0028093 | Retail - 3-Story Large | 0.0064532 | 0.0064532 | 0.0058146 | 0.0061578 | 0.0061578 | 0.005497 | 0.0066936 | Retail - 3-Story Large - Storage (Conditioned) - all | 16 | 9 | 21 | 1707.4972 | 127.8945 | 1707.4972 | 127.8945 | 0 | 0 | 6.8028 | 0.50954 | 0 | 0 | 0 | 0 | 0 | 0 | 0 | 0 | 0 | 0 | 0.20278 | 0.6 | 0.6 | 0.6 | 0.6 | 0.6 | 0.6 | 0.6 | 0.6 | 0.6 | 0.6 | 0.6 | 0 | 0 | 0 | 0 |  | 1568.6803 | 206.6382 | 1568.6803 | 206.6382 | 0 | 0 | 6.2497 | 0.82326 | 0 | 0 | 0 | 0 | 0 | 0 | 0 | 0 | 0 | 0 | 0.19972 | 0.55 | 0.55 | 0.55 | 0.55 | 0.55 | 0.55 | 0.55 | 0.55 | 0.55 | 0.55 | 0.55 | 0 | 0 | 0 | 0 | 0.92659 | 0.84 | 0.94801 | 0.84
1801 | 18 | 1 | 5 | 1 |  |  |  |  | Retail - Single-Story Large | Auto Repair Workshop | Retail - Single-Story Large - Auto Repair Workshop |  | Retail - Single-Story Large | Retail - Single-Story Large - Auto Repair Workshop | Retail (lrg, 1-story) AutoShop | Sat | Open | 52 | 52 | 0.039473 | 0.89768 | 0.89768 | 0.89768 | 0.89768 | 0.82287 | 0.67326 | 0.67326 | 0 | 0 | 0 | 0 | 0 | 0 | 0 | 15.9577 | 15.9577 | 15.9577 | 15.9577 | 14.6279 | 11.9683 | 11.9683 | 0 | 0 | 0 | 0 | 0 | 0 | 0 | 0 | 0 | 0 | 0 | 0 | 0 | 0 | 0 | 0 | 0 | 0 | 0 | 0 | 0 | 0 | 0 | 0 | 0 | 0 | 0 | 0 | 0 | 0 | 0 | 0 | 0 | 0 | 0 | 0.26979 | 0.26979 | 0.26979 | 0.26979 | 0.24731 | 0.20234 | 0.20234 | 0 | 0 | 0 | 0 | 0 | 0 | 0 | 5.561 | 5.561 | 5.561 | 5.561 | 5.0976 | 4.1708 | 4.1708 | 0 | 0 | 0 | 0 | 0 | 0 | 0 | 0 | 0 | 0 | 0 | 0 | 0 | 0 | 0 | 0 | 0 | 0 | 0 | 0 | 0 | 0 | 0 | 0 | 0 | 0 | 0 | 0 | 0 | 0 | 0 | 0 | 0 | 0 | 0 | Retail (lrg, 1-story) AutoShop ILit Sat | Retail (lrg, 1-story) AutoShop ILit all | 3442 | 5 | 57.5 | Retail (lrg, 1-story) AutoShop ILit2 Sat | Retail (lrg, 1-story) AutoShop ILit Sat | Retail (lrg, 1-story) AutoShop ILit all | 3442 | 30 | 50 | 3442 | 8.6605 | 0.575 | 0.05 | 0.05 | 0.05 | 0.05 | 0.05 | 0.05 | 0.05 | 0.05 | 0.575 | 0.575 | 0.575 | 0.575 | 0.575 | 0.575 | 0.575 | 0.575 | 0.575 | 0.575 | 0.575 | 0.575 | 0.575 | 0.575 | 0.16053 | 0.05 | 10.0421 | 0.5 | 0.3 | 0.3 | 0.3 | 0.3 | 0.3 | 0.3 | 0.3 | 0.3 | 0.5 | 0.5 | 0.5 | 0.5 | 0.5 | 0.5 | 0.5 | 0.5 | 0.5 | 0.5 | 0.5 | 0.5 | 0.5 | 0.5 | 0.34211 | 0.3 | 0 | 0 | 0 | 0 | 0 | 0 | 0 | 0 | 1 | 1 | 1 | 1 | 1 | 1 | 1 | 1 | 1 | 1 | 1 | 1 | 1 | 1 | 0.21053 | 0 | 0 | 0 | 0 | 0 | 0 | 0 | 0 | 0 | 1 | 1 | 1 | 1 | 1 | 1 | 1 | 1 | 1 | 1 | 1 | 1 | 1 | 1 | 0.21053 | 0 | 0 | 0 | 0 | 0 | 0 | 0 | 0 | 0 | 0 | 0 | 0 | 0 | 0 | 0 |  | 0.0074211 | 0.0074211 | 0.0066421 | 0.0070319 | 0.006982 | 0.006483 | 0.0078953 | Retail - Single-Story Large - Auto Repair Workshop - Sat | 10 | 9 | 22 | 388.7 | 61.6474 | 0 | 0 | 388.7 | 61.6474 | 0 | 0 | 7.475 | 1.1855 | 0 | 0 | 0 | 0 | 0 | 0 | 0 | 0 | 0.575 | 0.575 | 0.575 | 0.575 | 0.575 | 0.575 | 0.575 | 0.575 | 0.575 | 0.575 | 0.575 | 0.575 | 0.575 | 0 | 0 | 0 |  | 338 | 184.1895 | 0 | 0 | 338 | 184.1895 | 0 | 0 | 6.5 | 3.5421 | 0 | 0 | 0 | 0 | 0 | 0 | 0 | 0 | 0.5 | 0.5 | 0.5 | 0.5 | 0.5 | 0.5 | 0.5 | 0.5 | 0.5 | 0.5 | 0.5 | 0.5 | 0.5 | 0 | 0 | 0 | 1 | 1 | 1 | 1
1802 | 18 | 2 | 6 | 2 |  |  |  |  | Retail - Single-Story Large | Auto Repair Workshop | Retail - Single-Story Large - Auto Repair Workshop |  | Retail - Single-Story Large | Retail - Single-Story Large - Auto Repair Workshop | Retail (lrg, 1-story) AutoShop | Sun | Open | 52 | 52 | 0.039473 | 0.89768 | 0.89768 | 0.89768 | 0.89768 | 0.82287 | 0.67326 | 0.67326 | 0 | 0 | 0 | 0 | 0 | 0 | 0 | 15.9577 | 15.9577 | 15.9577 | 15.9577 | 14.6279 | 11.9683 | 11.9683 | 0 | 0 | 0 | 0 | 0 | 0 | 0 | 0 | 0 | 0 | 0 | 0 | 0 | 0 | 0 | 0 | 0 | 0 | 0 | 0 | 0 | 0 | 0 | 0 | 0 | 0 | 0 | 0 | 0 | 0 | 0 | 0 | 0 | 0 | 0 | 0.26979 | 0.26979 | 0.26979 | 0.26979 | 0.24731 | 0.20234 | 0.20234 | 0 | 0 | 0 | 0 | 0 | 0 | 0 | 5.561 | 5.561 | 5.561 | 5.561 | 5.0976 | 4.1708 | 4.1708 | 0 | 0 | 0 | 0 | 0 | 0 | 0 | 0 | 0 | 0 | 0 | 0 | 0 | 0 | 0 | 0 | 0 | 0 | 0 | 0 | 0 | 0 | 0 | 0 | 0 | 0 | 0 | 0 | 0 | 0 | 0 | 0 | 0 | 0 | 0 | Retail (lrg, 1-story) AutoShop ILit Sun | Retail (lrg, 1-story) AutoShop ILit all | 3442 | 5 | 57.5 | Retail (lrg, 1-story) AutoShop ILit2 Sun | Retail (lrg, 1-story) AutoShop ILit Sun | Retail (lrg, 1-story) AutoShop ILit all | 3442 | 30 | 50 | 3442 | 8.6605 | 0.575 | 0.05 | 0.05 | 0.05 | 0.05 | 0.05 | 0.05 | 0.05 | 0.05 | 0.575 | 0.575 | 0.575 | 0.575 | 0.575 | 0.575 | 0.575 | 0.575 | 0.575 | 0.575 | 0.575 | 0.575 | 0.575 | 0.575 | 0.16053 | 0.05 | 10.0421 | 0.5 | 0.3 | 0.3 | 0.3 | 0.3 | 0.3 | 0.3 | 0.3 | 0.3 | 0.5 | 0.5 | 0.5 | 0.5 | 0.5 | 0.5 | 0.5 | 0.5 | 0.5 | 0.5 | 0.5 | 0.5 | 0.5 | 0.5 | 0.34211 | 0.3 | 0 | 0 | 0 | 0 | 0 | 0 | 0 | 0 | 1 | 1 | 1 | 1 | 1 | 1 | 1 | 1 | 1 | 1 | 1 | 1 | 1 | 1 | 0.21053 | 0 | 0 | 0 | 0 | 0 | 0 | 0 | 0 | 0 | 1 | 1 | 1 | 1 | 1 | 1 | 1 | 1 | 1 | 1 | 1 | 1 | 1 | 1 | 0.21053 | 0 | 0 | 0 | 0 | 0 | 0 | 0 | 0 | 0 | 0 | 0 | 0 | 0 | 0 | 0 |  | 0.0074211 | 0.0074211 | 0.0066421 | 0.0070319 | 0.006982 | 0.006483 | 0.0078953 | Retail - Single-Story Large - Auto Repair Workshop - Sun | 12 | 9 | 22 | 388.7 | 61.6474 | 0 | 0 | 388.7 | 61.6474 | 0 | 0 | 7.475 | 1.1855 | 0 | 0 | 0 | 0 | 0 | 0 | 0 | 0 | 0.575 | 0.575 | 0.575 | 0.575 | 0.575 | 0.575 | 0.575 | 0.575 | 0.575 | 0.575 | 0.575 | 0.575 | 0.575 | 0 | 0 | 0 |  | 338 | 184.1895 | 0 | 0 | 338 | 184.1895 | 0 | 0 | 6.5 | 3.5421 | 0 | 0 | 0 | 0 | 0 | 0 | 0 | 0 | 0.5 | 0.5 | 0.5 | 0.5 | 0.5 | 0.5 | 0.5 | 0.5 | 0.5 | 0.5 | 0.5 | 0.5 | 0.5 | 0 | 0 | 0 | 1 | 1 | 1 | 1
1803 | 18 | 3 | 7 | 3 |  |  |  |  | Retail - Single-Story Large | Auto Repair Workshop | Retail - Single-Story Large - Auto Repair Workshop |  | Retail - Single-Story Large | Retail - Single-Story Large - Auto Repair Workshop | Retail (lrg, 1-story) AutoShop | Hol | Open | 10 | 10 | 0.039473 | 0.89768 | 0.89768 | 0.89768 | 0.89768 | 0.82287 | 0.67326 | 0.67326 | 0 | 0 | 0 | 0 | 0 | 0 | 0 | 3.0688 | 3.0688 | 3.0688 | 3.0688 | 2.8131 | 2.3016 | 2.3016 | 0 | 0 | 0 | 0 | 0 | 0 | 0 | 0 | 0 | 0 | 0 | 0 | 0 | 0 | 0 | 0 | 0 | 0 | 0 | 0 | 0 | 0 | 0 | 0 | 0 | 0 | 0 | 0 | 0 | 0 | 0 | 0 | 0 | 0 | 0 | 0.26979 | 0.26979 | 0.26979 | 0.26979 | 0.24731 | 0.20234 | 0.20234 | 0 | 0 | 0 | 0 | 0 | 0 | 0 | 1.0694 | 1.0694 | 1.0694 | 1.0694 | 0.98031 | 0.80207 | 0.80207 | 0 | 0 | 0 | 0 | 0 | 0 | 0 | 0 | 0 | 0 | 0 | 0 | 0 | 0 | 0 | 0 | 0 | 0 | 0 | 0 | 0 | 0 | 0 | 0 | 0 | 0 | 0 | 0 | 0 | 0 | 0 | 0 | 0 | 0 | 0 | Retail (lrg, 1-story) AutoShop ILit Hol | Retail (lrg, 1-story) AutoShop ILit all | 3442 | 5 | 57.5 | Retail (lrg, 1-story) AutoShop ILit2 Hol | Retail (lrg, 1-story) AutoShop ILit Hol | Retail (lrg, 1-story) AutoShop ILit all | 3442 | 30 | 50 | 3442 | 8.6605 | 0.575 | 0.05 | 0.05 | 0.05 | 0.05 | 0.05 | 0.05 | 0.05 | 0.05 | 0.575 | 0.575 | 0.575 | 0.575 | 0.575 | 0.575 | 0.575 | 0.575 | 0.575 | 0.575 | 0.575 | 0.575 | 0.575 | 0.575 | 0.16053 | 0.05 | 10.0421 | 0.5 | 0.3 | 0.3 | 0.3 | 0.3 | 0.3 | 0.3 | 0.3 | 0.3 | 0.5 | 0.5 | 0.5 | 0.5 | 0.5 | 0.5 | 0.5 | 0.5 | 0.5 | 0.5 | 0.5 | 0.5 | 0.5 | 0.5 | 0.34211 | 0.3 | 0 | 0 | 0 | 0 | 0 | 0 | 0 | 0 | 1 | 1 | 1 | 1 | 1 | 1 | 1 | 1 | 1 | 1 | 1 | 1 | 1 | 1 | 0.21053 | 0 | 0 | 0 | 0 | 0 | 0 | 0 | 0 | 0 | 1 | 1 | 1 | 1 | 1 | 1 | 1 | 1 | 1 | 1 | 1 | 1 | 1 | 1 | 0.21053 | 0 | 0 | 0 | 0 | 0 | 0 | 0 | 0 | 0 | 0 | 0 | 0 | 0 | 0 | 0 |  | 0.0074211 | 0.0074211 | 0.0066421 | 0.0070319 | 0.006982 | 0.006483 | 0.0078953 | Retail - Single-Story Large - Auto Repair Workshop - Hol | 14 | 9 | 22 | 74.75 | 11.8553 | 0 | 0 | 74.75 | 11.8553 | 0 | 0 | 7.475 | 1.1855 | 0 | 0 | 0 | 0 | 0 | 0 | 0 | 0 | 0.575 | 0.575 | 0.575 | 0.575 | 0.575 | 0.575 | 0.575 | 0.575 | 0.575 | 0.575 | 0.575 | 0.575 | 0.575 | 0 | 0 | 0 |  | 65 | 35.4211 | 0 | 0 | 65 | 35.4211 | 0 | 0 | 6.5 | 3.5421 | 0 | 0 | 0 | 0 | 0 | 0 | 0 | 0 | 0.5 | 0.5 | 0.5 | 0.5 | 0.5 | 0.5 | 0.5 | 0.5 | 0.5 | 0.5 | 0.5 | 0.5 | 0.5 | 0 | 0 | 0 | 1 | 1 | 1 | 1
1804 | 18 | 4 | 8 | 4 |  |  | Retail - Single-Story Large - Auto Repair Workshop | Retail - Single-Story Large - Auto Repair Workshop | Retail - Single-Story Large | Auto Repair Workshop | Retail - Single-Story Large - Auto Repair Workshop |  | Retail - Single-Story Large | Retail - Single-Story Large - Auto Repair Workshop | Retail (lrg, 1-story) AutoShop | all | Open | 251 | 251 | 0.039473 | 0.89768 | 0.89768 | 0.89768 | 0.89768 | 0.82287 | 0.67326 | 0.67326 | 0.035434 | 0.035434 | 0.035434 | 0.035434 | 0.032481 | 0.026576 | 0.026576 | 86.5055 | 86.5055 | 86.5055 | 86.5055 | 79.2967 | 64.8792 | 64.8792 | 0.023032 | 0.023032 | 0.023032 | 0.023032 | 0.021113 | 0.017274 | 0.017274 | 3428.6053 | 3428.6053 | 3428.6053 | 3428.6053 | 3428.6053 | 3428.6053 | 3428.6053 | 0 | 0 | 0 | 0 | 0 | 0 | 0 | 0.65 | 0.65 | 0.65 | 0.65 | 0.65 | 0.65 | 0.65 | 0 | 0 | 0 | 0 | 0 | 0 | 0 | 0.26979 | 0.26979 | 0.26979 | 0.26979 | 0.24731 | 0.20234 | 0.20234 | 0.010649 | 0.010649 | 0.010649 | 0.010649 | 0.009762 | 0.0079871 | 0.0079871 | 30.6412 | 30.6412 | 30.6412 | 30.6412 | 28.0877 | 22.9809 | 22.9809 | 0.0063897 | 0.0063897 | 0.0063897 | 0.0063897 | 0.0058572 | 0.0047923 | 0.0047923 | 4022.0526 | 4022.0526 | 4022.0526 | 4022.0526 | 4022.0526 | 4022.0526 | 4022.0526 | 0 | 0 | 0 | 0 | 0 | 0 | 0 | 0.6 | 0.6 | 0.6 | 0.6 | 0.6 | 0.6 | 0.6 | 0 | 0 | 0 | 0 | 0 | 0 | 0 | Retail (lrg, 1-story) AutoShop ILit all | Retail (lrg, 1-story) AutoShop ILit all | 3441 | 5 | 65 | Retail (lrg, 1-story) AutoShop ILit2 all | Retail (lrg, 1-story) AutoShop ILit all | Retail (lrg, 1-story) AutoShop ILit all | 3441 | 30 | 60 | 3441 | 9.7263 | 0.65 | 0.05 | 0.05 | 0.05 | 0.05 | 0.05 | 0.05 | 0.05 | 0.05 | 0.65 | 0.65 | 0.65 | 0.65 | 0.65 | 0.65 | 0.65 | 0.65 | 0.65 | 0.65 | 0.65 | 0.65 | 0.65 | 0.65 | 0.17632 | 0.05 | 11.4632 | 0.6 | 0.3 | 0.3 | 0.3 | 0.3 | 0.3 | 0.3 | 0.3 | 0.3 | 0.6 | 0.6 | 0.6 | 0.6 | 0.6 | 0.6 | 0.6 | 0.6 | 0.6 | 0.6 | 0.6 | 0.6 | 0.6 | 0.6 | 0.36316 | 0.3 | 0 | 0 | 0 | 0 | 0 | 0 | 0 | 0 | 1 | 1 | 1 | 1 | 1 | 1 | 1 | 1 | 1 | 1 | 1 | 1 | 1 | 1 | 0.21053 | 0 | 0 | 0 | 0 | 0 | 0 | 0 | 0 | 0 | 1 | 1 | 1 | 1 | 1 | 1 | 1 | 1 | 1 | 1 | 1 | 1 | 1 | 1 | 0.21053 | 0 | 0 | 0 | 0 | 0 | 0 | 0 | 0 | 0 | 0 | 0 | 0 | 0 | 0 | 0 |  | 0.0074211 | 0.0074211 | 0.0066421 | 0.0070319 | 0.006982 | 0.006483 | 0.0078953 | Retail - Single-Story Large - Auto Repair Workshop - all | 16 | 9 | 22 | 2120.95 | 320.3553 | 2120.95 | 320.3553 | 0 | 0 | 8.45 | 1.2763 | 0 | 0 | 0 | 0 | 0 | 0 | 0 | 0 | 0 | 0 | 0.65 | 0.65 | 0.65 | 0.65 | 0.65 | 0.65 | 0.65 | 0.65 | 0.65 | 0.65 | 0.65 | 0.65 | 0.65 | 0 | 0 | 0 |  | 1957.8 | 919.4526 | 1957.8 | 919.4526 | 0 | 0 | 7.8 | 3.6632 | 0 | 0 | 0 | 0 | 0 | 0 | 0 | 0 | 0 | 0 | 0.6 | 0.6 | 0.6 | 0.6 | 0.6 | 0.6 | 0.6 | 0.6 | 0.6 | 0.6 | 0.6 | 0.6 | 0.6 | 0 | 0 | 0 | 1 | 1 | 1 | 1
1805 | 18 | 5 | 5 | 1 |  |  |  |  | Retail - Single-Story Large | Kitchen and Food Preparation | Retail - Single-Story Large - Kitchen and Food Preparation |  | Retail - Single-Story Large | Retail - Single-Story Large - Kitchen and Food Preparation | Retail (lrg, 1-story) Dining | Sat | Open | 52 | 52 | 0.011179 | 1.2717 | 1.2717 | 1.2717 | 1.2717 | 1.1969 | 1.1969 | 1.1969 | 0 | 0 | 0 | 0 | 0 | 0 | 0 | 5.0542 | 5.0542 | 5.0542 | 5.0542 | 4.7569 | 4.7569 | 4.7569 | 0 | 0 | 0 | 0 | 0 | 0 | 0 | 0 | 0 | 0 | 0 | 0 | 0 | 0 | 0 | 0 | 0 | 0 | 0 | 0 | 0 | 0 | 0 | 0 | 0 | 0 | 0 | 0 | 0 | 0 | 0 | 0 | 0 | 0 | 0 | 0.3822 | 0.3822 | 0.3822 | 0.3822 | 0.35972 | 0.35972 | 0.35972 | 0 | 0 | 0 | 0 | 0 | 0 | 0 | 1.9348 | 1.9348 | 1.9348 | 1.9348 | 1.821 | 1.821 | 1.821 | 0 | 0 | 0 | 0 | 0 | 0 | 0 | 0 | 0 | 0 | 0 | 0 | 0 | 0 | 0 | 0 | 0 | 0 | 0 | 0 | 0 | 0 | 0 | 0 | 0 | 0 | 0 | 0 | 0 | 0 | 0 | 0 | 0 | 0 | 0 | Retail (lrg, 1-story) Dining ILit Sat | Retail (lrg, 1-story) Dining ILit all | 3436 | 0 | 60 | Retail (lrg, 1-story) Dining ILit2 Sat | Retail (lrg, 1-story) Dining ILit Sat | Retail (lrg, 1-story) Dining ILit all | 3436 | 30 | 50 | 3436 | 6.8368 | 0.51 | 0.03 | 0.03 | 0.03 | 0.03 | 0.03 | 0.03 | 0.03 | 0.03 | 0.03 | 0.6 | 0.6 | 0.6 | 0.6 | 0.6 | 0.6 | 0.6 | 0.6 | 0.6 | 0.6 | 0.6 | 0.6 | 0.6 | 0 | 0 | 8.7083 | 0.425 | 0.31 | 0.31 | 0.31 | 0.31 | 0.31 | 0.31 | 0.31 | 0.31 | 0.31 | 0.5 | 0.5 | 0.5 | 0.5 | 0.5 | 0.5 | 0.5 | 0.5 | 0.5 | 0.5 | 0.5 | 0.5 | 0.5 | 0.3 | 0.3 | 0.05 | 0.05 | 0.05 | 0.05 | 0.05 | 0.05 | 0.05 | 0.05 | 0.05 | 1 | 1 | 1 | 1 | 1 | 1 | 1 | 1 | 1 | 1 | 1 | 1 | 1 | 0 | 0 | 0.05 | 0.05 | 0.05 | 0.05 | 0.05 | 0.05 | 0.05 | 0.05 | 0.05 | 1 | 1 | 1 | 1 | 1 | 1 | 1 | 1 | 1 | 1 | 1 | 1 | 1 | 0 | 0 | 15 | 0.66337 | 0.20792 | 0.079208 | 0.049505 | 0.76136 | 0 | 0 | 0 | 0 | 0 | 0 | 0 | 0 |  | 0.0074211 | 0.0074211 | 0.0066421 | 0.0070319 | 0.006982 | 0.006483 | 0.0078953 | Retail - Single-Story Large - Kitchen and Food Preparation - Sat | 10 | 9 | 22 | 375.96 | -20.4463 | 0 | 0 | 375.96 | -20.4463 | 0 | 0 | 7.23 | -0.3932 | 0 | 0 | 0 | 0 | 0 | 0 | 0 | 0 | 0.03 | 0.6 | 0.6 | 0.6 | 0.6 | 0.6 | 0.6 | 0.6 | 0.6 | 0.6 | 0.6 | 0.6 | 0.6 | 0 | 0 | 0 |  | 328.12 | 124.709 | 0 | 0 | 328.12 | 124.709 | 0 | 0 | 6.31 | 2.3983 | 0 | 0 | 0 | 0 | 0 | 0 | 0 | 0 | 0.31 | 0.5 | 0.5 | 0.5 | 0.5 | 0.5 | 0.5 | 0.5 | 0.5 | 0.5 | 0.5 | 0.5 | 0.5 | 0 | 0 | 0 | 0.84719 | 0.85 | 0.88051 | 0.85
1806 | 18 | 6 | 6 | 2 |  |  |  |  | Retail - Single-Story Large | Kitchen and Food Preparation | Retail - Single-Story Large - Kitchen and Food Preparation |  | Retail - Single-Story Large | Retail - Single-Story Large - Kitchen and Food Preparation | Retail (lrg, 1-story) Dining | Sun | Open | 52 | 52 | 0.011179 | 1.2717 | 1.2717 | 1.2717 | 1.2717 | 1.1969 | 1.1969 | 1.1969 | 0 | 0 | 0 | 0 | 0 | 0 | 0 | 5.0542 | 5.0542 | 5.0542 | 5.0542 | 4.7569 | 4.7569 | 4.7569 | 0 | 0 | 0 | 0 | 0 | 0 | 0 | 0 | 0 | 0 | 0 | 0 | 0 | 0 | 0 | 0 | 0 | 0 | 0 | 0 | 0 | 0 | 0 | 0 | 0 | 0 | 0 | 0 | 0 | 0 | 0 | 0 | 0 | 0 | 0 | 0.3822 | 0.3822 | 0.3822 | 0.3822 | 0.35972 | 0.35972 | 0.35972 | 0 | 0 | 0 | 0 | 0 | 0 | 0 | 1.9348 | 1.9348 | 1.9348 | 1.9348 | 1.821 | 1.821 | 1.821 | 0 | 0 | 0 | 0 | 0 | 0 | 0 | 0 | 0 | 0 | 0 | 0 | 0 | 0 | 0 | 0 | 0 | 0 | 0 | 0 | 0 | 0 | 0 | 0 | 0 | 0 | 0 | 0 | 0 | 0 | 0 | 0 | 0 | 0 | 0 | Retail (lrg, 1-story) Dining ILit Sun | Retail (lrg, 1-story) Dining ILit all | 3436 | 0 | 60 | Retail (lrg, 1-story) Dining ILit2 Sun | Retail (lrg, 1-story) Dining ILit Sun | Retail (lrg, 1-story) Dining ILit all | 3436 | 30 | 50 | 3436 | 6.8368 | 0.51 | 0.03 | 0.03 | 0.03 | 0.03 | 0.03 | 0.03 | 0.03 | 0.03 | 0.03 | 0.6 | 0.6 | 0.6 | 0.6 | 0.6 | 0.6 | 0.6 | 0.6 | 0.6 | 0.6 | 0.6 | 0.6 | 0.6 | 0 | 0 | 8.7083 | 0.425 | 0.31 | 0.31 | 0.31 | 0.31 | 0.31 | 0.31 | 0.31 | 0.31 | 0.31 | 0.5 | 0.5 | 0.5 | 0.5 | 0.5 | 0.5 | 0.5 | 0.5 | 0.5 | 0.5 | 0.5 | 0.5 | 0.5 | 0.3 | 0.3 | 0.05 | 0.05 | 0.05 | 0.05 | 0.05 | 0.05 | 0.05 | 0.05 | 0.05 | 1 | 1 | 1 | 1 | 1 | 1 | 1 | 1 | 1 | 1 | 1 | 1 | 1 | 0 | 0 | 0.05 | 0.05 | 0.05 | 0.05 | 0.05 | 0.05 | 0.05 | 0.05 | 0.05 | 1 | 1 | 1 | 1 | 1 | 1 | 1 | 1 | 1 | 1 | 1 | 1 | 1 | 0 | 0 | 15 | 0.66337 | 0.20792 | 0.079208 | 0.049505 | 0.76136 | 0 | 0 | 0 | 0 | 0 | 0 | 0 | 0 |  | 0.0074211 | 0.0074211 | 0.0066421 | 0.0070319 | 0.006982 | 0.006483 | 0.0078953 | Retail - Single-Story Large - Kitchen and Food Preparation - Sun | 12 | 9 | 22 | 375.96 | -20.4463 | 0 | 0 | 375.96 | -20.4463 | 0 | 0 | 7.23 | -0.3932 | 0 | 0 | 0 | 0 | 0 | 0 | 0 | 0 | 0.03 | 0.6 | 0.6 | 0.6 | 0.6 | 0.6 | 0.6 | 0.6 | 0.6 | 0.6 | 0.6 | 0.6 | 0.6 | 0 | 0 | 0 |  | 328.12 | 124.709 | 0 | 0 | 328.12 | 124.709 | 0 | 0 | 6.31 | 2.3983 | 0 | 0 | 0 | 0 | 0 | 0 | 0 | 0 | 0.31 | 0.5 | 0.5 | 0.5 | 0.5 | 0.5 | 0.5 | 0.5 | 0.5 | 0.5 | 0.5 | 0.5 | 0.5 | 0 | 0 | 0 | 0.84719 | 0.85 | 0.88051 | 0.85
1807 | 18 | 7 | 7 | 3 |  |  |  |  | Retail - Single-Story Large | Kitchen and Food Preparation | Retail - Single-Story Large - Kitchen and Food Preparation |  | Retail - Single-Story Large | Retail - Single-Story Large - Kitchen and Food Preparation | Retail (lrg, 1-story) Dining | Hol | Open | 10 | 10 | 0.011179 | 1.2717 | 1.2717 | 1.2717 | 1.2717 | 1.1969 | 1.1969 | 1.1969 | 0 | 0 | 0 | 0 | 0 | 0 | 0 | 0.97197 | 0.97197 | 0.97197 | 0.97197 | 0.91479 | 0.91479 | 0.91479 | 0 | 0 | 0 | 0 | 0 | 0 | 0 | 0 | 0 | 0 | 0 | 0 | 0 | 0 | 0 | 0 | 0 | 0 | 0 | 0 | 0 | 0 | 0 | 0 | 0 | 0 | 0 | 0 | 0 | 0 | 0 | 0 | 0 | 0 | 0 | 0.3822 | 0.3822 | 0.3822 | 0.3822 | 0.35972 | 0.35972 | 0.35972 | 0 | 0 | 0 | 0 | 0 | 0 | 0 | 0.37208 | 0.37208 | 0.37208 | 0.37208 | 0.35019 | 0.35019 | 0.35019 | 0 | 0 | 0 | 0 | 0 | 0 | 0 | 0 | 0 | 0 | 0 | 0 | 0 | 0 | 0 | 0 | 0 | 0 | 0 | 0 | 0 | 0 | 0 | 0 | 0 | 0 | 0 | 0 | 0 | 0 | 0 | 0 | 0 | 0 | 0 | Retail (lrg, 1-story) Dining ILit Hol | Retail (lrg, 1-story) Dining ILit all | 3436 | 0 | 60 | Retail (lrg, 1-story) Dining ILit2 Hol | Retail (lrg, 1-story) Dining ILit Hol | Retail (lrg, 1-story) Dining ILit all | 3436 | 30 | 50 | 3436 | 6.8368 | 0.51 | 0.03 | 0.03 | 0.03 | 0.03 | 0.03 | 0.03 | 0.03 | 0.03 | 0.03 | 0.6 | 0.6 | 0.6 | 0.6 | 0.6 | 0.6 | 0.6 | 0.6 | 0.6 | 0.6 | 0.6 | 0.6 | 0.6 | 0 | 0 | 8.7083 | 0.425 | 0.31 | 0.31 | 0.31 | 0.31 | 0.31 | 0.31 | 0.31 | 0.31 | 0.31 | 0.5 | 0.5 | 0.5 | 0.5 | 0.5 | 0.5 | 0.5 | 0.5 | 0.5 | 0.5 | 0.5 | 0.5 | 0.5 | 0.3 | 0.3 | 0.05 | 0.05 | 0.05 | 0.05 | 0.05 | 0.05 | 0.05 | 0.05 | 0.05 | 1 | 1 | 1 | 1 | 1 | 1 | 1 | 1 | 1 | 1 | 1 | 1 | 1 | 0 | 0 | 0.05 | 0.05 | 0.05 | 0.05 | 0.05 | 0.05 | 0.05 | 0.05 | 0.05 | 1 | 1 | 1 | 1 | 1 | 1 | 1 | 1 | 1 | 1 | 1 | 1 | 1 | 0 | 0 | 15 | 0.66337 | 0.20792 | 0.079208 | 0.049505 | 0.76136 | 0 | 0 | 0 | 0 | 0 | 0 | 0 | 0 |  | 0.0074211 | 0.0074211 | 0.0066421 | 0.0070319 | 0.006982 | 0.006483 | 0.0078953 | Retail - Single-Story Large - Kitchen and Food Preparation - Hol | 14 | 9 | 22 | 72.3 | -3.932 | 0 | 0 | 72.3 | -3.932 | 0 | 0 | 7.23 | -0.3932 | 0 | 0 | 0 | 0 | 0 | 0 | 0 | 0 | 0.03 | 0.6 | 0.6 | 0.6 | 0.6 | 0.6 | 0.6 | 0.6 | 0.6 | 0.6 | 0.6 | 0.6 | 0.6 | 0 | 0 | 0 |  | 63.1 | 23.9825 | 0 | 0 | 63.1 | 23.9825 | 0 | 0 | 6.31 | 2.3983 | 0 | 0 | 0 | 0 | 0 | 0 | 0 | 0 | 0.31 | 0.5 | 0.5 | 0.5 | 0.5 | 0.5 | 0.5 | 0.5 | 0.5 | 0.5 | 0.5 | 0.5 | 0.5 | 0 | 0 | 0 | 0.84719 | 0.85 | 0.88051 | 0.85
1808 | 18 | 8 | 8 | 4 |  |  | Retail - Single-Story Large - Kitchen and Food Preparation | Retail - Single-Story Large - Kitchen and Food Preparation | Retail - Single-Story Large | Kitchen and Food Preparation | Retail - Single-Story Large - Kitchen and Food Preparation |  | Retail - Single-Story Large | Retail - Single-Story Large - Kitchen and Food Preparation | Retail (lrg, 1-story) Dining | all | Open | 251 | 251 | 0.011179 | 1.2717 | 1.2717 | 1.2717 | 1.2717 | 1.1969 | 1.1969 | 1.1969 | 0.014217 | 0.014217 | 0.014217 | 0.014217 | 0.01338 | 0.01338 | 0.01338 | 29.4789 | 29.4789 | 29.4789 | 29.4789 | 27.7449 | 27.7449 | 27.7449 | 0.008761 | 0.008761 | 0.008761 | 0.008761 | 0.0082457 | 0.0082457 | 0.0082457 | 2852.9406 | 2852.9406 | 2852.9406 | 2852.9406 | 2852.9406 | 2852.9406 | 2852.9406 | 0 | 0 | 0 | 0 | 0 | 0 | 0 | 0.61625 | 0.61625 | 0.61625 | 0.61625 | 0.61625 | 0.61625 | 0.61625 | 0 | 0 | 0 | 0 | 0 | 0 | 0 | 0.3822 | 0.3822 | 0.3822 | 0.3822 | 0.35972 | 0.35972 | 0.35972 | 0.0042727 | 0.0042727 | 0.0042727 | 0.0042727 | 0.0040214 | 0.0040214 | 0.0040214 | 10.6093 | 10.6093 | 10.6093 | 10.6093 | 9.9852 | 9.9852 | 9.9852 | 0.0021791 | 0.0021791 | 0.0021791 | 0.0021791 | 0.0020509 | 0.0020509 | 0.0020509 | 3475.7674 | 3475.7674 | 3475.7674 | 3475.7674 | 3475.7674 | 3475.7674 | 3475.7674 | 0 | 0 | 0 | 0 | 0 | 0 | 0 | 0.51 | 0.51 | 0.51 | 0.51 | 0.51 | 0.51 | 0.51 | 0 | 0 | 0 | 0 | 0 | 0 | 0 | Retail (lrg, 1-story) Dining ILit all | Retail (lrg, 1-story) Dining ILit all | 3435 | 0 | 72.5 | Retail (lrg, 1-story) Dining ILit2 all | Retail (lrg, 1-story) Dining ILit all | Retail (lrg, 1-story) Dining ILit all | 3435 | 30 | 60 | 3435 | 8.2611 | 0.61625 | 0.03625 | 0.03625 | 0.03625 | 0.03625 | 0.03625 | 0.03625 | 0.03625 | 0.03625 | 0.03625 | 0.725 | 0.725 | 0.725 | 0.725 | 0.725 | 0.725 | 0.725 | 0.725 | 0.725 | 0.725 | 0.725 | 0.725 | 0.725 | 0 | 0 | 9.8925 | 0.51 | 0.315 | 0.315 | 0.315 | 0.315 | 0.315 | 0.315 | 0.315 | 0.315 | 0.315 | 0.6 | 0.6 | 0.6 | 0.6 | 0.6 | 0.6 | 0.6 | 0.6 | 0.6 | 0.6 | 0.6 | 0.6 | 0.6 | 0.3 | 0.3 | 0.05 | 0.05 | 0.05 | 0.05 | 0.05 | 0.05 | 0.05 | 0.05 | 0.05 | 1 | 1 | 1 | 1 | 1 | 1 | 1 | 1 | 1 | 1 | 1 | 1 | 1 | 0 | 0 | 0.05 | 0.05 | 0.05 | 0.05 | 0.05 | 0.05 | 0.05 | 0.05 | 0.05 | 1 | 1 | 1 | 1 | 1 | 1 | 1 | 1 | 1 | 1 | 1 | 1 | 1 | 0 | 0 | 15 | 0.66337 | 0.20792 | 0.079208 | 0.049505 | 0.76136 | 0.094171 | 0.0013388 | 0.0013388 | 0.0013388 | 0.0013388 | 0.00126 | 0.00126 | 0.00126 |  | 0.0074211 | 0.0074211 | 0.0066421 | 0.0070319 | 0.006982 | 0.006483 | 0.0078953 | Retail - Single-Story Large - Kitchen and Food Preparation - all | 16 | 9 | 22 | 2192.7987 | -119.2536 | 2192.7987 | -119.2536 | 0 | 0 | 8.7362 | -0.47511 | 0 | 0 | 0 | 0 | 0 | 0 | 0 | 0 | 0 | 0 | 0.03625 | 0.725 | 0.725 | 0.725 | 0.725 | 0.725 | 0.725 | 0.725 | 0.725 | 0.725 | 0.725 | 0.725 | 0.725 | 0 | 0 | 0 |  | 1886.265 | 596.7619 | 1886.265 | 596.7619 | 0 | 0 | 7.515 | 2.3775 | 0 | 0 | 0 | 0 | 0 | 0 | 0 | 0 | 0 | 0 | 0.315 | 0.6 | 0.6 | 0.6 | 0.6 | 0.6 | 0.6 | 0.6 | 0.6 | 0.6 | 0.6 | 0.6 | 0.6 | 0 | 0 | 0 | 0.84719 | 0.85 | 0.88051 | 0.85
1809 | 18 | 9 | 5 | 1 |  |  |  |  | Retail - Single-Story Large | Office (General) | Retail - Single-Story Large - Office (General) |  | Retail - Single-Story Large | Retail - Single-Story Large - Office (General) | Retail (lrg, 1-story) Office | Sat | Open | 52 | 52 | 0.035885 | 0.97249 | 0.97249 | 0.97249 | 0.97249 | 0.97249 | 0.78547 | 0.78547 | 0 | 0 | 0 | 0 | 0 | 0 | 0 | 8.001 | 8.001 | 8.001 | 8.001 | 8.001 | 6.4624 | 6.4624 | 0 | 0 | 0 | 0 | 0 | 0 | 0 | 0 | 0 | 0 | 0 | 0 | 0 | 0 | 0 | 0 | 0 | 0 | 0 | 0 | 0 | 0 | 0 | 0 | 0 | 0 | 0 | 0 | 0 | 0 | 0 | 0 | 0 | 0 | 0 | 0.29227 | 0.29227 | 0.29227 | 0.29227 | 0.29227 | 0.23607 | 0.23607 | 0 | 0 | 0 | 0 | 0 | 0 | 0 | 3.4833 | 3.4833 | 3.4833 | 3.4833 | 3.4833 | 2.8134 | 2.8134 | 0 | 0 | 0 | 0 | 0 | 0 | 0 | 0 | 0 | 0 | 0 | 0 | 0 | 0 | 0 | 0 | 0 | 0 | 0 | 0 | 0 | 0 | 0 | 0 | 0 | 0 | 0 | 0 | 0 | 0 | 0 | 0 | 0 | 0 | 0 | Retail (lrg, 1-story) Office ILit Sat | Retail (lrg, 1-story) Office ILit all | 3664 | 5 | 45 | Retail (lrg, 1-story) Office ILit2 Sat | Retail (lrg, 1-story) Office ILit Sat | Retail (lrg, 1-story) Office ILit all | 3664 | 6.5 | 65 | 3664 | 4.409 | 0.3825 | 0.05 | 0.05 | 0.05 | 0.05 | 0.05 | 0.05 | 0.05 | 0.05 | 0.26176 | 0.45 | 0.45 | 0.45 | 0.45 | 0.45 | 0.45 | 0.45 | 0.45 | 0.45 | 0.073529 | 0.05 | 0.05 | 0.05 | 0.05 | 0.05 | 6.3868 | 0.5525 | 0.065 | 0.065 | 0.065 | 0.065 | 0.065 | 0.065 | 0.065 | 0.065 | 0.37471 | 0.65 | 0.65 | 0.65 | 0.65 | 0.65 | 0.65 | 0.65 | 0.65 | 0.65 | 0.099412 | 0.065 | 0.065 | 0.065 | 0.065 | 0.065 | 0 | 0 | 0 | 0 | 0 | 0 | 0 | 0 | 0.52941 | 1 | 1 | 1 | 1 | 1 | 1 | 1 | 1 | 1 | 0.058824 | 0 | 0 | 0 | 0 | 0 | 0 | 0 | 0 | 0 | 0 | 0 | 0 | 0 | 0.52941 | 1 | 1 | 1 | 1 | 1 | 1 | 1 | 1 | 1 | 0.058824 | 0 | 0 | 0 | 0 | 0 | 15 | 0.66337 | 0.20792 | 0.079208 | 0.049505 | 0.76136 | 0 | 0 | 0 | 0 | 0 | 0 | 0 | 0 |  | 0.0074211 | 0.0074211 | 0.0066421 | 0.0070319 | 0.006982 | 0.006483 | 0.0078953 | Retail - Single-Story Large - Office (General) - Sat | 10 | 9 | 22 | 233.2353 | -3.9666 | 0 | 0 | 233.2353 | -3.9666 | 0 | 0 | 4.4853 | -0.07628 | 0 | 0 | 0 | 0 | 0 | 0 | 0 | 0 | 0.26176 | 0.45 | 0.45 | 0.45 | 0.45 | 0.45 | 0.45 | 0.45 | 0.45 | 0.45 | 0.073529 | 0.05 | 0.05 | 0 | 0 | 0 |  | 335.6141 | -3.501 | 0 | 0 | 335.6141 | -3.501 | 0 | 0 | 6.4541 | -0.067327 | 0 | 0 | 0 | 0 | 0 | 0 | 0 | 0 | 0.37471 | 0.65 | 0.65 | 0.65 | 0.65 | 0.65 | 0.65 | 0.65 | 0.65 | 0.65 | 0.099412 | 0.065 | 0.065 | 0 | 0 | 0 | 0.87562 | 0.85 | 0.89088 | 0.85
1810 | 18 | 10 | 6 | 2 |  |  |  |  | Retail - Single-Story Large | Office (General) | Retail - Single-Story Large - Office (General) |  | Retail - Single-Story Large | Retail - Single-Story Large - Office (General) | Retail (lrg, 1-story) Office | Sun | Open | 52 | 52 | 0.035885 | 0.97249 | 0.97249 | 0.97249 | 0.97249 | 0.97249 | 0.78547 | 0.78547 | 0 | 0 | 0 | 0 | 0 | 0 | 0 | 3.3898 | 3.3898 | 3.3898 | 3.3898 | 3.3898 | 2.7379 | 2.7379 | 0 | 0 | 0 | 0 | 0 | 0 | 0 | 0 | 0 | 0 | 0 | 0 | 0 | 0 | 0 | 0 | 0 | 0 | 0 | 0 | 0 | 0 | 0 | 0 | 0 | 0 | 0 | 0 | 0 | 0 | 0 | 0 | 0 | 0 | 0 | 0.29227 | 0.29227 | 0.29227 | 0.29227 | 0.29227 | 0.23607 | 0.23607 | 0 | 0 | 0 | 0 | 0 | 0 | 0 | 1.4212 | 1.4212 | 1.4212 | 1.4212 | 1.4212 | 1.1479 | 1.1479 | 0 | 0 | 0 | 0 | 0 | 0 | 0 | 0 | 0 | 0 | 0 | 0 | 0 | 0 | 0 | 0 | 0 | 0 | 0 | 0 | 0 | 0 | 0 | 0 | 0 | 0 | 0 | 0 | 0 | 0 | 0 | 0 | 0 | 0 | 0 | Retail (lrg, 1-story) Office ILit Sun | Retail (lrg, 1-story) Office ILit all | 3450 | 5 | 45 | Retail (lrg, 1-story) Office ILit2 Sun | Retail (lrg, 1-story) Office ILit Sun | Retail (lrg, 1-story) Office ILit all | 3450 | 6.5 | 65 | 3450 | 1.868 | 0.0425 | 0.05 | 0.05 | 0.05 | 0.05 | 0.05 | 0.05 | 0.05 | 0.05 | 0.094444 | 0.45 | 0.45 | 0.094444 | 0.094444 | 0.05 | 0.05 | 0.05 | 0.05 | 0.05 | 0.05 | 0.05 | 0.05 | 0.05 | 0.05 | 0.05 | 2.6058 | 0.05525 | 0.065 | 0.065 | 0.065 | 0.065 | 0.065 | 0.065 | 0.065 | 0.065 | 0.13 | 0.65 | 0.65 | 0.13 | 0.13 | 0.065 | 0.065 | 0.065 | 0.065 | 0.065 | 0.065 | 0.065 | 0.065 | 0.065 | 0.065 | 0.065 | 0 | 0 | 0 | 0 | 0 | 0 | 0 | 0 | 0.11111 | 1 | 1 | 0.11111 | 0.11111 | 0 | 0 | 0 | 0 | 0 | 0 | 0 | 0 | 0 | 0 | 0 | 0 | 0 | 0 | 0 | 0 | 0 | 0 | 0 | 0.11111 | 1 | 1 | 0.11111 | 0.11111 | 0 | 0 | 0 | 0 | 0 | 0 | 0 | 0 | 0 | 0 | 0 | 15 | 0.66337 | 0.20792 | 0.079208 | 0.049505 | 0.76136 | 0 | 0 | 0 | 0 | 0 | 0 | 0 | 0 |  | 0.0074211 | 0.0074211 | 0.0066421 | 0.0070319 | 0.006982 | 0.006483 | 0.0078953 | Retail - Single-Story Large - Office (General) - Sun | 12 | 9 | 22 | 82.3333 | 14.8023 | 0 | 0 | 82.3333 | 14.8023 | 0 | 0 | 1.5833 | 0.28466 | 0 | 0 | 0 | 0 | 0 | 0 | 0 | 0 | 0.094444 | 0.45 | 0.45 | 0.094444 | 0.094444 | 0.05 | 0.05 | 0.05 | 0.05 | 0.05 | 0.05 | 0.05 | 0.05 | 0 | 0 | 0 |  | 114.92 | 20.5822 | 0 | 0 | 114.92 | 20.5822 | 0 | 0 | 2.21 | 0.39581 | 0 | 0 | 0 | 0 | 0 | 0 | 0 | 0 | 0.13 | 0.65 | 0.65 | 0.13 | 0.13 | 0.065 | 0.065 | 0.065 | 0.065 | 0.065 | 0.065 | 0.065 | 0.065 | 0 | 0 | 0 | 0.87562 | 0.85 | 0.89088 | 0.85
1811 | 18 | 11 | 7 | 3 |  |  |  |  | Retail - Single-Story Large | Office (General) | Retail - Single-Story Large - Office (General) |  | Retail - Single-Story Large | Retail - Single-Story Large - Office (General) | Retail (lrg, 1-story) Office | Hol | Open | 10 | 10 | 0.035885 | 0.97249 | 0.97249 | 0.97249 | 0.97249 | 0.97249 | 0.78547 | 0.78547 | 0 | 0 | 0 | 0 | 0 | 0 | 0 | 0.65189 | 0.65189 | 0.65189 | 0.65189 | 0.65189 | 0.52653 | 0.52653 | 0 | 0 | 0 | 0 | 0 | 0 | 0 | 0 | 0 | 0 | 0 | 0 | 0 | 0 | 0 | 0 | 0 | 0 | 0 | 0 | 0 | 0 | 0 | 0 | 0 | 0 | 0 | 0 | 0 | 0 | 0 | 0 | 0 | 0 | 0 | 0.29227 | 0.29227 | 0.29227 | 0.29227 | 0.29227 | 0.23607 | 0.23607 | 0 | 0 | 0 | 0 | 0 | 0 | 0 | 0.27331 | 0.27331 | 0.27331 | 0.27331 | 0.27331 | 0.22075 | 0.22075 | 0 | 0 | 0 | 0 | 0 | 0 | 0 | 0 | 0 | 0 | 0 | 0 | 0 | 0 | 0 | 0 | 0 | 0 | 0 | 0 | 0 | 0 | 0 | 0 | 0 | 0 | 0 | 0 | 0 | 0 | 0 | 0 | 0 | 0 | 0 | Retail (lrg, 1-story) Office ILit Hol | Retail (lrg, 1-story) Office ILit all | 3450 | 5 | 45 | Retail (lrg, 1-story) Office ILit2 Hol | Retail (lrg, 1-story) Office ILit Hol | Retail (lrg, 1-story) Office ILit all | 3450 | 6.5 | 65 | 3450 | 1.868 | 0.0425 | 0.05 | 0.05 | 0.05 | 0.05 | 0.05 | 0.05 | 0.05 | 0.05 | 0.094444 | 0.45 | 0.45 | 0.094444 | 0.094444 | 0.05 | 0.05 | 0.05 | 0.05 | 0.05 | 0.05 | 0.05 | 0.05 | 0.05 | 0.05 | 0.05 | 2.6058 | 0.05525 | 0.065 | 0.065 | 0.065 | 0.065 | 0.065 | 0.065 | 0.065 | 0.065 | 0.13 | 0.65 | 0.65 | 0.13 | 0.13 | 0.065 | 0.065 | 0.065 | 0.065 | 0.065 | 0.065 | 0.065 | 0.065 | 0.065 | 0.065 | 0.065 | 0 | 0 | 0 | 0 | 0 | 0 | 0 | 0 | 0.11111 | 1 | 1 | 0.11111 | 0.11111 | 0 | 0 | 0 | 0 | 0 | 0 | 0 | 0 | 0 | 0 | 0 | 0 | 0 | 0 | 0 | 0 | 0 | 0 | 0 | 0.11111 | 1 | 1 | 0.11111 | 0.11111 | 0 | 0 | 0 | 0 | 0 | 0 | 0 | 0 | 0 | 0 | 0 | 15 | 0.66337 | 0.20792 | 0.079208 | 0.049505 | 0.76136 | 0 | 0 | 0 | 0 | 0 | 0 | 0 | 0 |  | 0.0074211 | 0.0074211 | 0.0066421 | 0.0070319 | 0.006982 | 0.006483 | 0.0078953 | Retail - Single-Story Large - Office (General) - Hol | 14 | 9 | 22 | 15.8333 | 2.8466 | 0 | 0 | 15.8333 | 2.8466 | 0 | 0 | 1.5833 | 0.28466 | 0 | 0 | 0 | 0 | 0 | 0 | 0 | 0 | 0.094444 | 0.45 | 0.45 | 0.094444 | 0.094444 | 0.05 | 0.05 | 0.05 | 0.05 | 0.05 | 0.05 | 0.05 | 0.05 | 0 | 0 | 0 |  | 22.1 | 3.9581 | 0 | 0 | 22.1 | 3.9581 | 0 | 0 | 2.21 | 0.39581 | 0 | 0 | 0 | 0 | 0 | 0 | 0 | 0 | 0.13 | 0.65 | 0.65 | 0.13 | 0.13 | 0.065 | 0.065 | 0.065 | 0.065 | 0.065 | 0.065 | 0.065 | 0.065 | 0 | 0 | 0 | 0.87562 | 0.85 | 0.89088 | 0.85
1812 | 18 | 12 | 8 | 4 |  |  | Retail - Single-Story Large - Office (General) | Retail - Single-Story Large - Office (General) | Retail - Single-Story Large | Office (General) | Retail - Single-Story Large - Office (General) |  | Retail - Single-Story Large | Retail - Single-Story Large - Office (General) | Retail (lrg, 1-story) Office | all | Open | 251 | 251 | 0.035885 | 0.97249 | 0.97249 | 0.97249 | 0.97249 | 0.97249 | 0.78547 | 0.78547 | 0.034898 | 0.034898 | 0.034898 | 0.034898 | 0.034898 | 0.028187 | 0.028187 | 70.8862 | 70.8862 | 70.8862 | 70.8862 | 70.8862 | 57.2542 | 57.2542 | 0.025214 | 0.025214 | 0.025214 | 0.025214 | 0.025214 | 0.020365 | 0.020365 | 2376.3243 | 2376.3243 | 2376.3243 | 2376.3243 | 2376.3243 | 2376.3243 | 2376.3243 | 0 | 0 | 0 | 0 | 0 | 0 | 0 | 0.7225 | 0.7225 | 0.7225 | 0.7225 | 0.7225 | 0.7225 | 0.7225 | 0 | 0 | 0 | 0 | 0 | 0 | 0 | 0.29227 | 0.29227 | 0.29227 | 0.29227 | 0.29227 | 0.23607 | 0.23607 | 0.010488 | 0.010488 | 0.010488 | 0.010488 | 0.010488 | 0.0084713 | 0.0084713 | 20.3979 | 20.3979 | 20.3979 | 20.3979 | 20.3979 | 16.4752 | 16.4752 | 0.0069092 | 0.0069092 | 0.0069092 | 0.0069092 | 0.0069092 | 0.0055805 | 0.0055805 | 2438.4896 | 2438.4896 | 2438.4896 | 2438.4896 | 2438.4896 | 2438.4896 | 2438.4896 | 0 | 0 | 0 | 0 | 0 | 0 | 0 | 0.65875 | 0.65875 | 0.65875 | 0.65875 | 0.65875 | 0.65875 | 0.65875 | 0 | 0 | 0 | 0 | 0 | 0 | 0 | Retail (lrg, 1-story) Office ILit all | Retail (lrg, 1-story) Office ILit all | 3448 | 5 | 85 | Retail (lrg, 1-story) Office ILit2 all | Retail (lrg, 1-story) Office ILit all | Retail (lrg, 1-story) Office ILit all | 3448 | 6.5 | 77.5 | 3448 | 8.0926 | 0.7225 | 0.05 | 0.05 | 0.05 | 0.05 | 0.05 | 0.05 | 0.05 | 0.092105 | 0.85 | 0.85 | 0.85 | 0.85 | 0.85 | 0.85 | 0.85 | 0.85 | 0.85 | 0.85 | 0.05 | 0.05 | 0.05 | 0.05 | 0.05 | 0.05 | 7.7483 | 0.65875 | 0.065 | 0.065 | 0.065 | 0.065 | 0.065 | 0.065 | 0.065 | 0.10237 | 0.775 | 0.775 | 0.775 | 0.775 | 0.775 | 0.775 | 0.775 | 0.775 | 0.775 | 0.775 | 0.065 | 0.065 | 0.065 | 0.065 | 0.065 | 0.065 | 0 | 0 | 0 | 0 | 0 | 0 | 0 | 0.052632 | 1 | 1 | 1 | 1 | 1 | 1 | 1 | 1 | 1 | 1 | 0 | 0 | 0 | 0 | 0 | 0 | 0 | 0 | 0 | 0 | 0 | 0 | 0 | 0.052632 | 1 | 1 | 1 | 1 | 1 | 1 | 1 | 1 | 1 | 1 | 0 | 0 | 0 | 0 | 0 | 0 | 15 | 0.66337 | 0.20792 | 0.079208 | 0.049505 | 0.76136 | 0.089863 | 0.003136 | 0.003136 | 0.003136 | 0.003136 | 0.003136 | 0.002533 | 0.002533 |  | 0.0074211 | 0.0074211 | 0.0066421 | 0.0070319 | 0.006982 | 0.006483 | 0.0078953 | Retail - Single-Story Large - Office (General) - all | 16 | 9 | 22 | 2171.15 | -139.91 | 2171.15 | -139.91 | 0 | 0 | 8.65 | -0.55741 | 0 | 0 | 0 | 0 | 0 | 0 | 0 | 0 | 0 | 0 | 0.85 | 0.85 | 0.85 | 0.85 | 0.85 | 0.85 | 0.85 | 0.85 | 0.85 | 0.85 | 0.05 | 0.05 | 0.05 | 0 | 0 | 0 |  | 1994.195 | -49.3788 | 1994.195 | -49.3788 | 0 | 0 | 7.945 | -0.19673 | 0 | 0 | 0 | 0 | 0 | 0 | 0 | 0 | 0 | 0 | 0.775 | 0.775 | 0.775 | 0.775 | 0.775 | 0.775 | 0.775 | 0.775 | 0.775 | 0.775 | 0.065 | 0.065 | 0.065 | 0 | 0 | 0 | 0.87562 | 0.85 | 0.89088 | 0.85
1813 | 18 | 13 | 5 | 1 |  |  |  |  | Retail - Single-Story Large | Pharmacy | Retail - Single-Story Large - Pharmacy |  | Retail - Single-Story Large | Retail - Single-Story Large - Pharmacy | Retail (lrg, 1-story) Pharmacy | Sat | Open | 52 | 52 | 0.012837 | 1.1969 | 1.1969 | 1.1969 | 1.1221 | 1.1221 | 1.1221 | 0.89768 | 0 | 0 | 0 | 0 | 0 | 0 | 0 | 6.8313 | 6.8313 | 6.8313 | 6.4044 | 6.4044 | 6.4044 | 5.1235 | 0 | 0 | 0 | 0 | 0 | 0 | 0 | 0 | 0 | 0 | 0 | 0 | 0 | 0 | 0 | 0 | 0 | 0 | 0 | 0 | 0 | 0 | 0 | 0 | 0 | 0 | 0 | 0 | 0 | 0 | 0 | 0 | 0 | 0 | 0 | 0.35972 | 0.35972 | 0.35972 | 0.33724 | 0.33724 | 0.33724 | 0.26979 | 0 | 0 | 0 | 0 | 0 | 0 | 0 | 2.4013 | 2.4013 | 2.4013 | 2.2512 | 2.2512 | 2.2512 | 1.801 | 0 | 0 | 0 | 0 | 0 | 0 | 0 | 0 | 0 | 0 | 0 | 0 | 0 | 0 | 0 | 0 | 0 | 0 | 0 | 0 | 0 | 0 | 0 | 0 | 0 | 0 | 0 | 0 | 0 | 0 | 0 | 0 | 0 | 0 | 0 | Retail (lrg, 1-story) Pharmacy ILit Sat | Retail (lrg, 1-story) Pharmacy ILit all | 3430 | 5 | 57.5 | Retail (lrg, 1-story) Pharmacy ILit2 Sat | Retail (lrg, 1-story) Pharmacy ILit Sat | Retail (lrg, 1-story) Pharmacy ILit all | 3430 | 30 | 50 | 3430 | 8.55 | 0.575 | 0.05 | 0.05 | 0.05 | 0.05 | 0.05 | 0.05 | 0.05 | 0.05 | 0.575 | 0.575 | 0.575 | 0.575 | 0.575 | 0.575 | 0.575 | 0.575 | 0.575 | 0.575 | 0.575 | 0.575 | 0.575 | 0.575 | 0.05 | 0.05 | 10 | 0.5 | 0.3 | 0.3 | 0.3 | 0.3 | 0.3 | 0.3 | 0.3 | 0.3 | 0.5 | 0.5 | 0.5 | 0.5 | 0.5 | 0.5 | 0.5 | 0.5 | 0.5 | 0.5 | 0.5 | 0.5 | 0.5 | 0.5 | 0.3 | 0.3 | 0 | 0 | 0 | 0 | 0 | 0 | 0 | 0 | 1 | 1 | 1 | 1 | 1 | 1 | 1 | 1 | 1 | 1 | 1 | 1 | 1 | 1 | 0 | 0 | 0 | 0 | 0 | 0 | 0 | 0 | 0 | 0 | 1 | 1 | 1 | 1 | 1 | 1 | 1 | 1 | 1 | 1 | 1 | 1 | 1 | 1 | 0 | 0 | 0 | 0 | 0 | 0 | 0 | 0 | 0 | 0 | 0 | 0 | 0 | 0 | 0 | 0 |  | 0.0074211 | 0.0074211 | 0.0066421 | 0.0070319 | 0.006982 | 0.006483 | 0.0078953 | Retail - Single-Story Large - Pharmacy - Sat | 10 | 9 | 22 | 388.7 | 55.9 | 0 | 0 | 388.7 | 55.9 | 0 | 0 | 7.475 | 1.075 | 0 | 0 | 0 | 0 | 0 | 0 | 0 | 0 | 0.575 | 0.575 | 0.575 | 0.575 | 0.575 | 0.575 | 0.575 | 0.575 | 0.575 | 0.575 | 0.575 | 0.575 | 0.575 | 0 | 0 | 0 |  | 338 | 182 | 0 | 0 | 338 | 182 | 0 | 0 | 6.5 | 3.5 | 0 | 0 | 0 | 0 | 0 | 0 | 0 | 0 | 0.5 | 0.5 | 0.5 | 0.5 | 0.5 | 0.5 | 0.5 | 0.5 | 0.5 | 0.5 | 0.5 | 0.5 | 0.5 | 0 | 0 | 0 | 1 | 1 | 1 | 1
1814 | 18 | 14 | 6 | 2 |  |  |  |  | Retail - Single-Story Large | Pharmacy | Retail - Single-Story Large - Pharmacy |  | Retail - Single-Story Large | Retail - Single-Story Large - Pharmacy | Retail (lrg, 1-story) Pharmacy | Sun | Open | 52 | 52 | 0.012837 | 1.1969 | 1.1969 | 1.1969 | 1.1221 | 1.1221 | 1.1221 | 0.89768 | 0 | 0 | 0 | 0 | 0 | 0 | 0 | 6.8313 | 6.8313 | 6.8313 | 6.4044 | 6.4044 | 6.4044 | 5.1235 | 0 | 0 | 0 | 0 | 0 | 0 | 0 | 0 | 0 | 0 | 0 | 0 | 0 | 0 | 0 | 0 | 0 | 0 | 0 | 0 | 0 | 0 | 0 | 0 | 0 | 0 | 0 | 0 | 0 | 0 | 0 | 0 | 0 | 0 | 0 | 0.35972 | 0.35972 | 0.35972 | 0.33724 | 0.33724 | 0.33724 | 0.26979 | 0 | 0 | 0 | 0 | 0 | 0 | 0 | 2.4013 | 2.4013 | 2.4013 | 2.2512 | 2.2512 | 2.2512 | 1.801 | 0 | 0 | 0 | 0 | 0 | 0 | 0 | 0 | 0 | 0 | 0 | 0 | 0 | 0 | 0 | 0 | 0 | 0 | 0 | 0 | 0 | 0 | 0 | 0 | 0 | 0 | 0 | 0 | 0 | 0 | 0 | 0 | 0 | 0 | 0 | Retail (lrg, 1-story) Pharmacy ILit Sun | Retail (lrg, 1-story) Pharmacy ILit all | 3430 | 5 | 57.5 | Retail (lrg, 1-story) Pharmacy ILit2 Sun | Retail (lrg, 1-story) Pharmacy ILit Sun | Retail (lrg, 1-story) Pharmacy ILit all | 3430 | 30 | 50 | 3430 | 8.55 | 0.575 | 0.05 | 0.05 | 0.05 | 0.05 | 0.05 | 0.05 | 0.05 | 0.05 | 0.575 | 0.575 | 0.575 | 0.575 | 0.575 | 0.575 | 0.575 | 0.575 | 0.575 | 0.575 | 0.575 | 0.575 | 0.575 | 0.575 | 0.05 | 0.05 | 10 | 0.5 | 0.3 | 0.3 | 0.3 | 0.3 | 0.3 | 0.3 | 0.3 | 0.3 | 0.5 | 0.5 | 0.5 | 0.5 | 0.5 | 0.5 | 0.5 | 0.5 | 0.5 | 0.5 | 0.5 | 0.5 | 0.5 | 0.5 | 0.3 | 0.3 | 0 | 0 | 0 | 0 | 0 | 0 | 0 | 0 | 1 | 1 | 1 | 1 | 1 | 1 | 1 | 1 | 1 | 1 | 1 | 1 | 1 | 1 | 0 | 0 | 0 | 0 | 0 | 0 | 0 | 0 | 0 | 0 | 1 | 1 | 1 | 1 | 1 | 1 | 1 | 1 | 1 | 1 | 1 | 1 | 1 | 1 | 0 | 0 | 0 | 0 | 0 | 0 | 0 | 0 | 0 | 0 | 0 | 0 | 0 | 0 | 0 | 0 |  | 0.0074211 | 0.0074211 | 0.0066421 | 0.0070319 | 0.006982 | 0.006483 | 0.0078953 | Retail - Single-Story Large - Pharmacy - Sun | 12 | 9 | 22 | 388.7 | 55.9 | 0 | 0 | 388.7 | 55.9 | 0 | 0 | 7.475 | 1.075 | 0 | 0 | 0 | 0 | 0 | 0 | 0 | 0 | 0.575 | 0.575 | 0.575 | 0.575 | 0.575 | 0.575 | 0.575 | 0.575 | 0.575 | 0.575 | 0.575 | 0.575 | 0.575 | 0 | 0 | 0 |  | 338 | 182 | 0 | 0 | 338 | 182 | 0 | 0 | 6.5 | 3.5 | 0 | 0 | 0 | 0 | 0 | 0 | 0 | 0 | 0.5 | 0.5 | 0.5 | 0.5 | 0.5 | 0.5 | 0.5 | 0.5 | 0.5 | 0.5 | 0.5 | 0.5 | 0.5 | 0 | 0 | 0 | 1 | 1 | 1 | 1
1815 | 18 | 15 | 7 | 3 |  |  |  |  | Retail - Single-Story Large | Pharmacy | Retail - Single-Story Large - Pharmacy |  | Retail - Single-Story Large | Retail - Single-Story Large - Pharmacy | Retail (lrg, 1-story) Pharmacy | Hol | Open | 10 | 10 | 0.012837 | 1.1969 | 1.1969 | 1.1969 | 1.1221 | 1.1221 | 1.1221 | 0.89768 | 0 | 0 | 0 | 0 | 0 | 0 | 0 | 1.3137 | 1.3137 | 1.3137 | 1.2316 | 1.2316 | 1.2316 | 0.98529 | 0 | 0 | 0 | 0 | 0 | 0 | 0 | 0 | 0 | 0 | 0 | 0 | 0 | 0 | 0 | 0 | 0 | 0 | 0 | 0 | 0 | 0 | 0 | 0 | 0 | 0 | 0 | 0 | 0 | 0 | 0 | 0 | 0 | 0 | 0 | 0.35972 | 0.35972 | 0.35972 | 0.33724 | 0.33724 | 0.33724 | 0.26979 | 0 | 0 | 0 | 0 | 0 | 0 | 0 | 0.46179 | 0.46179 | 0.46179 | 0.43293 | 0.43293 | 0.43293 | 0.34634 | 0 | 0 | 0 | 0 | 0 | 0 | 0 | 0 | 0 | 0 | 0 | 0 | 0 | 0 | 0 | 0 | 0 | 0 | 0 | 0 | 0 | 0 | 0 | 0 | 0 | 0 | 0 | 0 | 0 | 0 | 0 | 0 | 0 | 0 | 0 | Retail (lrg, 1-story) Pharmacy ILit Hol | Retail (lrg, 1-story) Pharmacy ILit all | 3430 | 5 | 57.5 | Retail (lrg, 1-story) Pharmacy ILit2 Hol | Retail (lrg, 1-story) Pharmacy ILit Hol | Retail (lrg, 1-story) Pharmacy ILit all | 3430 | 30 | 50 | 3430 | 8.55 | 0.575 | 0.05 | 0.05 | 0.05 | 0.05 | 0.05 | 0.05 | 0.05 | 0.05 | 0.575 | 0.575 | 0.575 | 0.575 | 0.575 | 0.575 | 0.575 | 0.575 | 0.575 | 0.575 | 0.575 | 0.575 | 0.575 | 0.575 | 0.05 | 0.05 | 10 | 0.5 | 0.3 | 0.3 | 0.3 | 0.3 | 0.3 | 0.3 | 0.3 | 0.3 | 0.5 | 0.5 | 0.5 | 0.5 | 0.5 | 0.5 | 0.5 | 0.5 | 0.5 | 0.5 | 0.5 | 0.5 | 0.5 | 0.5 | 0.3 | 0.3 | 0 | 0 | 0 | 0 | 0 | 0 | 0 | 0 | 1 | 1 | 1 | 1 | 1 | 1 | 1 | 1 | 1 | 1 | 1 | 1 | 1 | 1 | 0 | 0 | 0 | 0 | 0 | 0 | 0 | 0 | 0 | 0 | 1 | 1 | 1 | 1 | 1 | 1 | 1 | 1 | 1 | 1 | 1 | 1 | 1 | 1 | 0 | 0 | 0 | 0 | 0 | 0 | 0 | 0 | 0 | 0 | 0 | 0 | 0 | 0 | 0 | 0 |  | 0.0074211 | 0.0074211 | 0.0066421 | 0.0070319 | 0.006982 | 0.006483 | 0.0078953 | Retail - Single-Story Large - Pharmacy - Hol | 14 | 9 | 22 | 74.75 | 10.75 | 0 | 0 | 74.75 | 10.75 | 0 | 0 | 7.475 | 1.075 | 0 | 0 | 0 | 0 | 0 | 0 | 0 | 0 | 0.575 | 0.575 | 0.575 | 0.575 | 0.575 | 0.575 | 0.575 | 0.575 | 0.575 | 0.575 | 0.575 | 0.575 | 0.575 | 0 | 0 | 0 |  | 65 | 35 | 0 | 0 | 65 | 35 | 0 | 0 | 6.5 | 3.5 | 0 | 0 | 0 | 0 | 0 | 0 | 0 | 0 | 0.5 | 0.5 | 0.5 | 0.5 | 0.5 | 0.5 | 0.5 | 0.5 | 0.5 | 0.5 | 0.5 | 0.5 | 0.5 | 0 | 0 | 0 | 1 | 1 | 1 | 1
1816 | 18 | 16 | 8 | 4 |  |  | Retail - Single-Story Large - Pharmacy | Retail - Single-Story Large - Pharmacy | Retail - Single-Story Large | Pharmacy | Retail - Single-Story Large - Pharmacy |  | Retail - Single-Story Large | Retail - Single-Story Large - Pharmacy | Retail (lrg, 1-story) Pharmacy | all | Open | 251 | 251 | 0.012837 | 1.1969 | 1.1969 | 1.1969 | 1.1221 | 1.1221 | 1.1221 | 0.89768 | 0.015365 | 0.015365 | 0.015365 | 0.014405 | 0.014405 | 0.014405 | 0.011524 | 38.3736 | 38.3736 | 38.3736 | 35.9753 | 35.9753 | 35.9753 | 28.7802 | 0.010371 | 0.010371 | 0.010371 | 0.0097232 | 0.0097232 | 0.0097232 | 0.0077786 | 3472.15 | 3472.15 | 3472.15 | 3472.15 | 3472.15 | 3472.15 | 3472.15 | 0 | 0 | 0 | 0 | 0 | 0 | 0 | 0.675 | 0.675 | 0.675 | 0.675 | 0.675 | 0.675 | 0.675 | 0 | 0 | 0 | 0 | 0 | 0 | 0 | 0.35972 | 0.35972 | 0.35972 | 0.33724 | 0.33724 | 0.33724 | 0.26979 | 0.0046179 | 0.0046179 | 0.0046179 | 0.0043293 | 0.0043293 | 0.0043293 | 0.0034634 | 13.2136 | 13.2136 | 13.2136 | 12.3877 | 12.3877 | 12.3877 | 9.9102 | 0.0027707 | 0.0027707 | 0.0027707 | 0.0025976 | 0.0025976 | 0.0025976 | 0.002078 | 4001.4 | 4001.4 | 4001.4 | 4001.4 | 4001.4 | 4001.4 | 4001.4 | 0 | 0 | 0 | 0 | 0 | 0 | 0 | 0.6 | 0.6 | 0.6 | 0.6 | 0.6 | 0.6 | 0.6 | 0 | 0 | 0 | 0 | 0 | 0 | 0 | Retail (lrg, 1-story) Pharmacy ILit all | Retail (lrg, 1-story) Pharmacy ILit all | 3429 | 5 | 67.5 | Retail (lrg, 1-story) Pharmacy ILit2 all | Retail (lrg, 1-story) Pharmacy ILit all | Retail (lrg, 1-story) Pharmacy ILit all | 3429 | 30 | 60 | 3429 | 9.95 | 0.675 | 0.05 | 0.05 | 0.05 | 0.05 | 0.05 | 0.05 | 0.05 | 0.05 | 0.675 | 0.675 | 0.675 | 0.675 | 0.675 | 0.675 | 0.675 | 0.675 | 0.675 | 0.675 | 0.675 | 0.675 | 0.675 | 0.675 | 0.05 | 0.05 | 11.4 | 0.6 | 0.3 | 0.3 | 0.3 | 0.3 | 0.3 | 0.3 | 0.3 | 0.3 | 0.6 | 0.6 | 0.6 | 0.6 | 0.6 | 0.6 | 0.6 | 0.6 | 0.6 | 0.6 | 0.6 | 0.6 | 0.6 | 0.6 | 0.3 | 0.3 | 0 | 0 | 0 | 0 | 0 | 0 | 0 | 0 | 1 | 1 | 1 | 1 | 1 | 1 | 1 | 1 | 1 | 1 | 1 | 1 | 1 | 1 | 0 | 0 | 0 | 0 | 0 | 0 | 0 | 0 | 0 | 0 | 1 | 1 | 1 | 1 | 1 | 1 | 1 | 1 | 1 | 1 | 1 | 1 | 1 | 1 | 0 | 0 | 0 | 0 | 0 | 0 | 0 | 0 | 0 | 0 | 0 | 0 | 0 | 0 | 0 | 0 |  | 0.0074211 | 0.0074211 | 0.0066421 | 0.0070319 | 0.006982 | 0.006483 | 0.0078953 | Retail - Single-Story Large - Pharmacy - all | 16 | 9 | 22 | 2202.525 | 294.925 | 2202.525 | 294.925 | 0 | 0 | 8.775 | 1.175 | 0 | 0 | 0 | 0 | 0 | 0 | 0 | 0 | 0 | 0 | 0.675 | 0.675 | 0.675 | 0.675 | 0.675 | 0.675 | 0.675 | 0.675 | 0.675 | 0.675 | 0.675 | 0.675 | 0.675 | 0 | 0 | 0 |  | 1957.8 | 903.6 | 1957.8 | 903.6 | 0 | 0 | 7.8 | 3.6 | 0 | 0 | 0 | 0 | 0 | 0 | 0 | 0 | 0 | 0 | 0.6 | 0.6 | 0.6 | 0.6 | 0.6 | 0.6 | 0.6 | 0.6 | 0.6 | 0.6 | 0.6 | 0.6 | 0.6 | 0 | 0 | 0 | 1 | 1 | 1 | 1
1817 | 18 | 17 | 5 | 1 |  |  |  |  | Retail - Single-Story Large | Retail Sales and Wholesale Showroom | Retail - Single-Story Large - Retail Sales and Wholesale Showroom |  | Retail - Single-Story Large | Retail - Single-Story Large - Retail Sales and Wholesale Showroom | Retail (lrg, 1-story) Sales | Sat | Open | 52 | 52 | 0.80967 | 1.1969 | 1.1969 | 1.1969 | 1.1221 | 1.1221 | 1.1221 | 0.89768 | 0 | 0 | 0 | 0 | 0 | 0 | 0 | 554.3243 | 554.3243 | 554.3243 | 519.679 | 519.679 | 519.679 | 415.7432 | 0 | 0 | 0 | 0 | 0 | 0 | 0 | 0 | 0 | 0 | 0 | 0 | 0 | 0 | 0 | 0 | 0 | 0 | 0 | 0 | 0 | 0 | 0 | 0 | 0 | 0 | 0 | 0 | 0 | 0 | 0 | 0 | 0 | 0 | 0 | 0.35972 | 0.35972 | 0.35972 | 0.33724 | 0.33724 | 0.33724 | 0.26979 | 0 | 0 | 0 | 0 | 0 | 0 | 0 | 172.6559 | 172.6559 | 172.6559 | 161.8649 | 161.8649 | 161.8649 | 129.4919 | 0 | 0 | 0 | 0 | 0 | 0 | 0 | 0 | 0 | 0 | 0 | 0 | 0 | 0 | 0 | 0 | 0 | 0 | 0 | 0 | 0 | 0 | 0 | 0 | 0 | 0 | 0 | 0 | 0 | 0 | 0 | 0 | 0 | 0 | 0 | Retail (lrg, 1-story) Sales ILit Sat | Retail (lrg, 1-story) Sales ILit all | 3424 | 5 | 75 | Retail (lrg, 1-story) Sales ILit2 Sat | Retail (lrg, 1-story) Sales ILit Sat | Retail (lrg, 1-story) Sales ILit all | 3424 | 30 | 60 | 3424 | 11 | 0.75 | 0.05 | 0.05 | 0.05 | 0.05 | 0.05 | 0.05 | 0.05 | 0.05 | 0.75 | 0.75 | 0.75 | 0.75 | 0.75 | 0.75 | 0.75 | 0.75 | 0.75 | 0.75 | 0.75 | 0.75 | 0.75 | 0.75 | 0.05 | 0.05 | 11.4 | 0.6 | 0.3 | 0.3 | 0.3 | 0.3 | 0.3 | 0.3 | 0.3 | 0.3 | 0.6 | 0.6 | 0.6 | 0.6 | 0.6 | 0.6 | 0.6 | 0.6 | 0.6 | 0.6 | 0.6 | 0.6 | 0.6 | 0.6 | 0.3 | 0.3 | 0 | 0 | 0 | 0 | 0 | 0 | 0 | 0 | 1 | 1 | 1 | 1 | 1 | 1 | 1 | 1 | 1 | 1 | 1 | 1 | 1 | 1 | 0 | 0 | 0 | 0 | 0 | 0 | 0 | 0 | 0 | 0 | 1 | 1 | 1 | 1 | 1 | 1 | 1 | 1 | 1 | 1 | 1 | 1 | 1 | 1 | 0 | 0 | 0 | 0 | 0 | 0 | 0 | 0 | 0 | 0 | 0 | 0 | 0 | 0 | 0 | 0 |  | 0.0074211 | 0.0074211 | 0.0066421 | 0.0070319 | 0.006982 | 0.006483 | 0.0078953 | Retail - Single-Story Large - Retail Sales and Wholesale Showroom - Sat | 10 | 9 | 22 | 507 | 65 | 0 | 0 | 507 | 65 | 0 | 0 | 9.75 | 1.25 | 0 | 0 | 0 | 0 | 0 | 0 | 0 | 0 | 0.75 | 0.75 | 0.75 | 0.75 | 0.75 | 0.75 | 0.75 | 0.75 | 0.75 | 0.75 | 0.75 | 0.75 | 0.75 | 0 | 0 | 0 |  | 405.6 | 187.2 | 0 | 0 | 405.6 | 187.2 | 0 | 0 | 7.8 | 3.6 | 0 | 0 | 0 | 0 | 0 | 0 | 0 | 0 | 0.6 | 0.6 | 0.6 | 0.6 | 0.6 | 0.6 | 0.6 | 0.6 | 0.6 | 0.6 | 0.6 | 0.6 | 0.6 | 0 | 0 | 0 | 1 | 1 | 1 | 1
1818 | 18 | 18 | 6 | 2 |  |  |  |  | Retail - Single-Story Large | Retail Sales and Wholesale Showroom | Retail - Single-Story Large - Retail Sales and Wholesale Showroom |  | Retail - Single-Story Large | Retail - Single-Story Large - Retail Sales and Wholesale Showroom | Retail (lrg, 1-story) Sales | Sun | Open | 52 | 52 | 0.80967 | 1.1969 | 1.1969 | 1.1969 | 1.1221 | 1.1221 | 1.1221 | 0.89768 | 0 | 0 | 0 | 0 | 0 | 0 | 0 | 554.3243 | 554.3243 | 554.3243 | 519.679 | 519.679 | 519.679 | 415.7432 | 0 | 0 | 0 | 0 | 0 | 0 | 0 | 0 | 0 | 0 | 0 | 0 | 0 | 0 | 0 | 0 | 0 | 0 | 0 | 0 | 0 | 0 | 0 | 0 | 0 | 0 | 0 | 0 | 0 | 0 | 0 | 0 | 0 | 0 | 0 | 0.35972 | 0.35972 | 0.35972 | 0.33724 | 0.33724 | 0.33724 | 0.26979 | 0 | 0 | 0 | 0 | 0 | 0 | 0 | 172.6559 | 172.6559 | 172.6559 | 161.8649 | 161.8649 | 161.8649 | 129.4919 | 0 | 0 | 0 | 0 | 0 | 0 | 0 | 0 | 0 | 0 | 0 | 0 | 0 | 0 | 0 | 0 | 0 | 0 | 0 | 0 | 0 | 0 | 0 | 0 | 0 | 0 | 0 | 0 | 0 | 0 | 0 | 0 | 0 | 0 | 0 | Retail (lrg, 1-story) Sales ILit Sun | Retail (lrg, 1-story) Sales ILit all | 3424 | 5 | 75 | Retail (lrg, 1-story) Sales ILit2 Sun | Retail (lrg, 1-story) Sales ILit Sun | Retail (lrg, 1-story) Sales ILit all | 3424 | 30 | 60 | 3424 | 11 | 0.75 | 0.05 | 0.05 | 0.05 | 0.05 | 0.05 | 0.05 | 0.05 | 0.05 | 0.75 | 0.75 | 0.75 | 0.75 | 0.75 | 0.75 | 0.75 | 0.75 | 0.75 | 0.75 | 0.75 | 0.75 | 0.75 | 0.75 | 0.05 | 0.05 | 11.4 | 0.6 | 0.3 | 0.3 | 0.3 | 0.3 | 0.3 | 0.3 | 0.3 | 0.3 | 0.6 | 0.6 | 0.6 | 0.6 | 0.6 | 0.6 | 0.6 | 0.6 | 0.6 | 0.6 | 0.6 | 0.6 | 0.6 | 0.6 | 0.3 | 0.3 | 0 | 0 | 0 | 0 | 0 | 0 | 0 | 0 | 1 | 1 | 1 | 1 | 1 | 1 | 1 | 1 | 1 | 1 | 1 | 1 | 1 | 1 | 0 | 0 | 0 | 0 | 0 | 0 | 0 | 0 | 0 | 0 | 1 | 1 | 1 | 1 | 1 | 1 | 1 | 1 | 1 | 1 | 1 | 1 | 1 | 1 | 0 | 0 | 0 | 0 | 0 | 0 | 0 | 0 | 0 | 0 | 0 | 0 | 0 | 0 | 0 | 0 |  | 0.0074211 | 0.0074211 | 0.0066421 | 0.0070319 | 0.006982 | 0.006483 | 0.0078953 | Retail - Single-Story Large - Retail Sales and Wholesale Showroom - Sun | 12 | 9 | 22 | 507 | 65 | 0 | 0 | 507 | 65 | 0 | 0 | 9.75 | 1.25 | 0 | 0 | 0 | 0 | 0 | 0 | 0 | 0 | 0.75 | 0.75 | 0.75 | 0.75 | 0.75 | 0.75 | 0.75 | 0.75 | 0.75 | 0.75 | 0.75 | 0.75 | 0.75 | 0 | 0 | 0 |  | 405.6 | 187.2 | 0 | 0 | 405.6 | 187.2 | 0 | 0 | 7.8 | 3.6 | 0 | 0 | 0 | 0 | 0 | 0 | 0 | 0 | 0.6 | 0.6 | 0.6 | 0.6 | 0.6 | 0.6 | 0.6 | 0.6 | 0.6 | 0.6 | 0.6 | 0.6 | 0.6 | 0 | 0 | 0 | 1 | 1 | 1 | 1
1819 | 18 | 19 | 7 | 3 |  |  |  |  | Retail - Single-Story Large | Retail Sales and Wholesale Showroom | Retail - Single-Story Large - Retail Sales and Wholesale Showroom |  | Retail - Single-Story Large | Retail - Single-Story Large - Retail Sales and Wholesale Showroom | Retail (lrg, 1-story) Sales | Hol | Open | 10 | 10 | 0.80967 | 1.1969 | 1.1969 | 1.1969 | 1.1221 | 1.1221 | 1.1221 | 0.89768 | 0 | 0 | 0 | 0 | 0 | 0 | 0 | 106.6008 | 106.6008 | 106.6008 | 99.9383 | 99.9383 | 99.9383 | 79.9506 | 0 | 0 | 0 | 0 | 0 | 0 | 0 | 0 | 0 | 0 | 0 | 0 | 0 | 0 | 0 | 0 | 0 | 0 | 0 | 0 | 0 | 0 | 0 | 0 | 0 | 0 | 0 | 0 | 0 | 0 | 0 | 0 | 0 | 0 | 0 | 0.35972 | 0.35972 | 0.35972 | 0.33724 | 0.33724 | 0.33724 | 0.26979 | 0 | 0 | 0 | 0 | 0 | 0 | 0 | 33.2031 | 33.2031 | 33.2031 | 31.1279 | 31.1279 | 31.1279 | 24.9023 | 0 | 0 | 0 | 0 | 0 | 0 | 0 | 0 | 0 | 0 | 0 | 0 | 0 | 0 | 0 | 0 | 0 | 0 | 0 | 0 | 0 | 0 | 0 | 0 | 0 | 0 | 0 | 0 | 0 | 0 | 0 | 0 | 0 | 0 | 0 | Retail (lrg, 1-story) Sales ILit Hol | Retail (lrg, 1-story) Sales ILit all | 3424 | 5 | 75 | Retail (lrg, 1-story) Sales ILit2 Hol | Retail (lrg, 1-story) Sales ILit Hol | Retail (lrg, 1-story) Sales ILit all | 3424 | 30 | 60 | 3424 | 11 | 0.75 | 0.05 | 0.05 | 0.05 | 0.05 | 0.05 | 0.05 | 0.05 | 0.05 | 0.75 | 0.75 | 0.75 | 0.75 | 0.75 | 0.75 | 0.75 | 0.75 | 0.75 | 0.75 | 0.75 | 0.75 | 0.75 | 0.75 | 0.05 | 0.05 | 11.4 | 0.6 | 0.3 | 0.3 | 0.3 | 0.3 | 0.3 | 0.3 | 0.3 | 0.3 | 0.6 | 0.6 | 0.6 | 0.6 | 0.6 | 0.6 | 0.6 | 0.6 | 0.6 | 0.6 | 0.6 | 0.6 | 0.6 | 0.6 | 0.3 | 0.3 | 0 | 0 | 0 | 0 | 0 | 0 | 0 | 0 | 1 | 1 | 1 | 1 | 1 | 1 | 1 | 1 | 1 | 1 | 1 | 1 | 1 | 1 | 0 | 0 | 0 | 0 | 0 | 0 | 0 | 0 | 0 | 0 | 1 | 1 | 1 | 1 | 1 | 1 | 1 | 1 | 1 | 1 | 1 | 1 | 1 | 1 | 0 | 0 | 0 | 0 | 0 | 0 | 0 | 0 | 0 | 0 | 0 | 0 | 0 | 0 | 0 | 0 |  | 0.0074211 | 0.0074211 | 0.0066421 | 0.0070319 | 0.006982 | 0.006483 | 0.0078953 | Retail - Single-Story Large - Retail Sales and Wholesale Showroom - Hol | 14 | 9 | 22 | 97.5 | 12.5 | 0 | 0 | 97.5 | 12.5 | 0 | 0 | 9.75 | 1.25 | 0 | 0 | 0 | 0 | 0 | 0 | 0 | 0 | 0.75 | 0.75 | 0.75 | 0.75 | 0.75 | 0.75 | 0.75 | 0.75 | 0.75 | 0.75 | 0.75 | 0.75 | 0.75 | 0 | 0 | 0 |  | 78 | 36 | 0 | 0 | 78 | 36 | 0 | 0 | 7.8 | 3.6 | 0 | 0 | 0 | 0 | 0 | 0 | 0 | 0 | 0.6 | 0.6 | 0.6 | 0.6 | 0.6 | 0.6 | 0.6 | 0.6 | 0.6 | 0.6 | 0.6 | 0.6 | 0.6 | 0 | 0 | 0 | 1 | 1 | 1 | 1
1820 | 18 | 20 | 8 | 4 |  |  | Retail - Single-Story Large - Retail Sales and Wholesale Showroom | Retail - Single-Story Large - Retail Sales and Wholesale Showroom | Retail - Single-Story Large | Retail Sales and Wholesale Showroom | Retail - Single-Story Large - Retail Sales and Wholesale Showroom |  | Retail - Single-Story Large | Retail - Single-Story Large - Retail Sales and Wholesale Showroom | Retail (lrg, 1-story) Sales | all | Open | 251 | 251 | 0.80967 | 1.1969 | 1.1969 | 1.1969 | 1.1221 | 1.1221 | 1.1221 | 0.89768 | 0.9691 | 0.9691 | 0.9691 | 0.90853 | 0.90853 | 0.90853 | 0.72682 | 3101.3572 | 3101.3572 | 3101.3572 | 2907.5223 | 2907.5223 | 2907.5223 | 2326.0179 | 0.84796 | 0.84796 | 0.84796 | 0.79496 | 0.79496 | 0.79496 | 0.63597 | 4454.25 | 4454.25 | 4454.25 | 4454.25 | 4454.25 | 4454.25 | 4454.25 | 0 | 0 | 0 | 0 | 0 | 0 | 0 | 0.875 | 0.875 | 0.875 | 0.875 | 0.875 | 0.875 | 0.875 | 0 | 0 | 0 | 0 | 0 | 0 | 0 | 0.35972 | 0.35972 | 0.35972 | 0.33724 | 0.33724 | 0.33724 | 0.26979 | 0.29125 | 0.29125 | 0.29125 | 0.27305 | 0.27305 | 0.27305 | 0.21844 | 935.7439 | 935.7439 | 935.7439 | 877.2599 | 877.2599 | 877.2599 | 701.8079 | 0.20388 | 0.20388 | 0.20388 | 0.19114 | 0.19114 | 0.19114 | 0.15291 | 4512.4 | 4512.4 | 4512.4 | 4512.4 | 4512.4 | 4512.4 | 4512.4 | 0 | 0 | 0 | 0 | 0 | 0 | 0 | 0.7 | 0.7 | 0.7 | 0.7 | 0.7 | 0.7 | 0.7 | 0 | 0 | 0 | 0 | 0 | 0 | 0 | Retail (lrg, 1-story) Sales ILit all | Retail (lrg, 1-story) Sales ILit all | 3423 | 5 | 87.5 | Retail (lrg, 1-story) Sales ILit2 all | Retail (lrg, 1-story) Sales ILit all | Retail (lrg, 1-story) Sales ILit all | 3423 | 30 | 70 | 3423 | 12.75 | 0.875 | 0.05 | 0.05 | 0.05 | 0.05 | 0.05 | 0.05 | 0.05 | 0.05 | 0.875 | 0.875 | 0.875 | 0.875 | 0.875 | 0.875 | 0.875 | 0.875 | 0.875 | 0.875 | 0.875 | 0.875 | 0.875 | 0.875 | 0.05 | 0.05 | 12.8 | 0.7 | 0.3 | 0.3 | 0.3 | 0.3 | 0.3 | 0.3 | 0.3 | 0.3 | 0.7 | 0.7 | 0.7 | 0.7 | 0.7 | 0.7 | 0.7 | 0.7 | 0.7 | 0.7 | 0.7 | 0.7 | 0.7 | 0.7 | 0.3 | 0.3 | 0 | 0 | 0 | 0 | 0 | 0 | 0 | 0 | 1 | 1 | 1 | 1 | 1 | 1 | 1 | 1 | 1 | 1 | 1 | 1 | 1 | 1 | 0 | 0 | 0 | 0 | 0 | 0 | 0 | 0 | 0 | 0 | 1 | 1 | 1 | 1 | 1 | 1 | 1 | 1 | 1 | 1 | 1 | 1 | 1 | 1 | 0 | 0 | 0 | 0 | 0 | 0 | 0 | 0 | 0 | 0 | 0 | 0 | 0 | 0 | 0 | 0 |  | 0.0074211 | 0.0074211 | 0.0066421 | 0.0070319 | 0.006982 | 0.006483 | 0.0078953 | Retail - Single-Story Large - Retail Sales and Wholesale Showroom - all | 16 | 9 | 22 | 2855.125 | 345.125 | 2855.125 | 345.125 | 0 | 0 | 11.375 | 1.375 | 0 | 0 | 0 | 0 | 0 | 0 | 0 | 0 | 0 | 0 | 0.875 | 0.875 | 0.875 | 0.875 | 0.875 | 0.875 | 0.875 | 0.875 | 0.875 | 0.875 | 0.875 | 0.875 | 0.875 | 0 | 0 | 0 |  | 2284.1 | 928.7 | 2284.1 | 928.7 | 0 | 0 | 9.1 | 3.7 | 0 | 0 | 0 | 0 | 0 | 0 | 0 | 0 | 0 | 0 | 0.7 | 0.7 | 0.7 | 0.7 | 0.7 | 0.7 | 0.7 | 0.7 | 0.7 | 0.7 | 0.7 | 0.7 | 0.7 | 0 | 0 | 0 | 1 | 1 | 1 | 1
1821 | 18 | 21 | 5 | 1 |  |  |  |  | Retail - Single-Story Large | Storage (Conditioned) | Retail - Single-Story Large - Storage (Conditioned) |  | Retail - Single-Story Large | Retail - Single-Story Large - Storage (Conditioned) | Retail (lrg, 1-story) Stockrm | Sat | Open | 52 | 52 | 0.090954 | 0.59845 | 0.59845 | 0.44884 | 0.44884 | 0.44884 | 0.44884 | 0.44884 | 0 | 0 | 0 | 0 | 0 | 0 | 0 | 17.6841 | 17.6841 | 13.2631 | 13.2631 | 13.2631 | 13.2631 | 13.2631 | 0 | 0 | 0 | 0 | 0 | 0 | 0 | 0 | 0 | 0 | 0 | 0 | 0 | 0 | 0 | 0 | 0 | 0 | 0 | 0 | 0 | 0 | 0 | 0 | 0 | 0 | 0 | 0 | 0 | 0 | 0 | 0 | 0 | 0 | 0 | 0.17986 | 0.17986 | 0.1349 | 0.1349 | 0.1349 | 0.1349 | 0.1349 | 0 | 0 | 0 | 0 | 0 | 0 | 0 | 4.7666 | 4.7666 | 3.5749 | 3.5749 | 3.5749 | 3.5749 | 3.5749 | 0 | 0 | 0 | 0 | 0 | 0 | 0 | 0 | 0 | 0 | 0 | 0 | 0 | 0 | 0 | 0 | 0 | 0 | 0 | 0 | 0 | 0 | 0 | 0 | 0 | 0 | 0 | 0 | 0 | 0 | 0 | 0 | 0 | 0 | 0 | Retail (lrg, 1-story) Stockrm ILit Sat | Retail (lrg, 1-story) Stockrm ILit all | 3457 | 5 | 50 | Retail (lrg, 1-story) Stockrm ILit2 Sat | Retail (lrg, 1-story) Stockrm ILit Sat | Retail (lrg, 1-story) Stockrm ILit all | 3457 | 6.5 | 40 | 3457 | 6.2478 | 0.425 | 0.05 | 0.05 | 0.05 | 0.05 | 0.05 | 0.05 | 0.05 | 0.05 | 0.5 | 0.5 | 0.5 | 0.5 | 0.5 | 0.5 | 0.5 | 0.5 | 0.5 | 0.5 | 0.5 | 0.5 | 0.5 | 0.5 | 0.05 | 0.05 | 5.6033 | 0.34 | 0.065 | 0.065 | 0.065 | 0.065 | 0.065 | 0.065 | 0.065 | 0.065 | 0.4 | 0.4 | 0.4 | 0.4 | 0.4 | 0.4 | 0.4 | 0.4 | 0.4 | 0.4 | 0.4 | 0.4 | 0.4 | 0.4 | 0.065 | 0.065 | 0 | 0 | 0 | 0 | 0 | 0 | 0 | 0 | 1 | 1 | 1 | 1 | 1 | 1 | 1 | 1 | 1 | 1 | 1 | 1 | 1 | 1 | 0 | 0 | 0 | 0 | 0 | 0 | 0 | 0 | 0 | 0 | 1 | 1 | 1 | 1 | 1 | 1 | 1 | 1 | 1 | 1 | 1 | 1 | 1 | 1 | 0 | 0 | 15 | 0.66337 | 0.20792 | 0.079208 | 0.049505 | 0.76136 | 0 | 0 | 0 | 0 | 0 | 0 | 0 | 0 |  | 0.0074211 | 0.0074211 | 0.0066421 | 0.0070319 | 0.006982 | 0.006483 | 0.0078953 | Retail - Single-Story Large - Storage (Conditioned) - Sat | 10 | 9 | 22 | 338 | -13.1143 | 0 | 0 | 338 | -13.1143 | 0 | 0 | 6.5 | -0.2522 | 0 | 0 | 0 | 0 | 0 | 0 | 0 | 0 | 0.5 | 0.5 | 0.5 | 0.5 | 0.5 | 0.5 | 0.5 | 0.5 | 0.5 | 0.5 | 0.5 | 0.5 | 0.5 | 0 | 0 | 0 |  | 270.4 | 20.9725 | 0 | 0 | 270.4 | 20.9725 | 0 | 0 | 5.2 | 0.40332 | 0 | 0 | 0 | 0 | 0 | 0 | 0 | 0 | 0.4 | 0.4 | 0.4 | 0.4 | 0.4 | 0.4 | 0.4 | 0.4 | 0.4 | 0.4 | 0.4 | 0.4 | 0.4 | 0 | 0 | 0 | 0.83304 | 0.85 | 0.89653 | 0.85
1822 | 18 | 22 | 6 | 2 |  |  |  |  | Retail - Single-Story Large | Storage (Conditioned) | Retail - Single-Story Large - Storage (Conditioned) |  | Retail - Single-Story Large | Retail - Single-Story Large - Storage (Conditioned) | Retail (lrg, 1-story) Stockrm | Sun | Open | 52 | 52 | 0.090954 | 0.59845 | 0.59845 | 0.44884 | 0.44884 | 0.44884 | 0.44884 | 0.44884 | 0 | 0 | 0 | 0 | 0 | 0 | 0 | 17.6841 | 17.6841 | 13.2631 | 13.2631 | 13.2631 | 13.2631 | 13.2631 | 0 | 0 | 0 | 0 | 0 | 0 | 0 | 0 | 0 | 0 | 0 | 0 | 0 | 0 | 0 | 0 | 0 | 0 | 0 | 0 | 0 | 0 | 0 | 0 | 0 | 0 | 0 | 0 | 0 | 0 | 0 | 0 | 0 | 0 | 0 | 0.17986 | 0.17986 | 0.1349 | 0.1349 | 0.1349 | 0.1349 | 0.1349 | 0 | 0 | 0 | 0 | 0 | 0 | 0 | 4.7666 | 4.7666 | 3.5749 | 3.5749 | 3.5749 | 3.5749 | 3.5749 | 0 | 0 | 0 | 0 | 0 | 0 | 0 | 0 | 0 | 0 | 0 | 0 | 0 | 0 | 0 | 0 | 0 | 0 | 0 | 0 | 0 | 0 | 0 | 0 | 0 | 0 | 0 | 0 | 0 | 0 | 0 | 0 | 0 | 0 | 0 | Retail (lrg, 1-story) Stockrm ILit Sun | Retail (lrg, 1-story) Stockrm ILit all | 3457 | 5 | 50 | Retail (lrg, 1-story) Stockrm ILit2 Sun | Retail (lrg, 1-story) Stockrm ILit Sun | Retail (lrg, 1-story) Stockrm ILit all | 3457 | 6.5 | 40 | 3457 | 6.2478 | 0.425 | 0.05 | 0.05 | 0.05 | 0.05 | 0.05 | 0.05 | 0.05 | 0.05 | 0.5 | 0.5 | 0.5 | 0.5 | 0.5 | 0.5 | 0.5 | 0.5 | 0.5 | 0.5 | 0.5 | 0.5 | 0.5 | 0.5 | 0.05 | 0.05 | 5.6033 | 0.34 | 0.065 | 0.065 | 0.065 | 0.065 | 0.065 | 0.065 | 0.065 | 0.065 | 0.4 | 0.4 | 0.4 | 0.4 | 0.4 | 0.4 | 0.4 | 0.4 | 0.4 | 0.4 | 0.4 | 0.4 | 0.4 | 0.4 | 0.065 | 0.065 | 0 | 0 | 0 | 0 | 0 | 0 | 0 | 0 | 1 | 1 | 1 | 1 | 1 | 1 | 1 | 1 | 1 | 1 | 1 | 1 | 1 | 1 | 0 | 0 | 0 | 0 | 0 | 0 | 0 | 0 | 0 | 0 | 1 | 1 | 1 | 1 | 1 | 1 | 1 | 1 | 1 | 1 | 1 | 1 | 1 | 1 | 0 | 0 | 15 | 0.66337 | 0.20792 | 0.079208 | 0.049505 | 0.76136 | 0 | 0 | 0 | 0 | 0 | 0 | 0 | 0 |  | 0.0074211 | 0.0074211 | 0.0066421 | 0.0070319 | 0.006982 | 0.006483 | 0.0078953 | Retail - Single-Story Large - Storage (Conditioned) - Sun | 12 | 9 | 22 | 338 | -13.1143 | 0 | 0 | 338 | -13.1143 | 0 | 0 | 6.5 | -0.2522 | 0 | 0 | 0 | 0 | 0 | 0 | 0 | 0 | 0.5 | 0.5 | 0.5 | 0.5 | 0.5 | 0.5 | 0.5 | 0.5 | 0.5 | 0.5 | 0.5 | 0.5 | 0.5 | 0 | 0 | 0 |  | 270.4 | 20.9725 | 0 | 0 | 270.4 | 20.9725 | 0 | 0 | 5.2 | 0.40332 | 0 | 0 | 0 | 0 | 0 | 0 | 0 | 0 | 0.4 | 0.4 | 0.4 | 0.4 | 0.4 | 0.4 | 0.4 | 0.4 | 0.4 | 0.4 | 0.4 | 0.4 | 0.4 | 0 | 0 | 0 | 0.83304 | 0.85 | 0.89653 | 0.85
1823 | 18 | 23 | 7 | 3 |  |  |  |  | Retail - Single-Story Large | Storage (Conditioned) | Retail - Single-Story Large - Storage (Conditioned) |  | Retail - Single-Story Large | Retail - Single-Story Large - Storage (Conditioned) | Retail (lrg, 1-story) Stockrm | Hol | Open | 10 | 10 | 0.090954 | 0.59845 | 0.59845 | 0.44884 | 0.44884 | 0.44884 | 0.44884 | 0.44884 | 0 | 0 | 0 | 0 | 0 | 0 | 0 | 3.4008 | 3.4008 | 2.5506 | 2.5506 | 2.5506 | 2.5506 | 2.5506 | 0 | 0 | 0 | 0 | 0 | 0 | 0 | 0 | 0 | 0 | 0 | 0 | 0 | 0 | 0 | 0 | 0 | 0 | 0 | 0 | 0 | 0 | 0 | 0 | 0 | 0 | 0 | 0 | 0 | 0 | 0 | 0 | 0 | 0 | 0 | 0.17986 | 0.17986 | 0.1349 | 0.1349 | 0.1349 | 0.1349 | 0.1349 | 0 | 0 | 0 | 0 | 0 | 0 | 0 | 0.91665 | 0.91665 | 0.68749 | 0.68749 | 0.68749 | 0.68749 | 0.68749 | 0 | 0 | 0 | 0 | 0 | 0 | 0 | 0 | 0 | 0 | 0 | 0 | 0 | 0 | 0 | 0 | 0 | 0 | 0 | 0 | 0 | 0 | 0 | 0 | 0 | 0 | 0 | 0 | 0 | 0 | 0 | 0 | 0 | 0 | 0 | Retail (lrg, 1-story) Stockrm ILit Hol | Retail (lrg, 1-story) Stockrm ILit all | 3457 | 5 | 50 | Retail (lrg, 1-story) Stockrm ILit2 Hol | Retail (lrg, 1-story) Stockrm ILit Hol | Retail (lrg, 1-story) Stockrm ILit all | 3457 | 6.5 | 40 | 3457 | 6.2478 | 0.425 | 0.05 | 0.05 | 0.05 | 0.05 | 0.05 | 0.05 | 0.05 | 0.05 | 0.5 | 0.5 | 0.5 | 0.5 | 0.5 | 0.5 | 0.5 | 0.5 | 0.5 | 0.5 | 0.5 | 0.5 | 0.5 | 0.5 | 0.05 | 0.05 | 5.6033 | 0.34 | 0.065 | 0.065 | 0.065 | 0.065 | 0.065 | 0.065 | 0.065 | 0.065 | 0.4 | 0.4 | 0.4 | 0.4 | 0.4 | 0.4 | 0.4 | 0.4 | 0.4 | 0.4 | 0.4 | 0.4 | 0.4 | 0.4 | 0.065 | 0.065 | 0 | 0 | 0 | 0 | 0 | 0 | 0 | 0 | 1 | 1 | 1 | 1 | 1 | 1 | 1 | 1 | 1 | 1 | 1 | 1 | 1 | 1 | 0 | 0 | 0 | 0 | 0 | 0 | 0 | 0 | 0 | 0 | 1 | 1 | 1 | 1 | 1 | 1 | 1 | 1 | 1 | 1 | 1 | 1 | 1 | 1 | 0 | 0 | 15 | 0.66337 | 0.20792 | 0.079208 | 0.049505 | 0.76136 | 0 | 0 | 0 | 0 | 0 | 0 | 0 | 0 |  | 0.0074211 | 0.0074211 | 0.0066421 | 0.0070319 | 0.006982 | 0.006483 | 0.0078953 | Retail - Single-Story Large - Storage (Conditioned) - Hol | 14 | 9 | 22 | 65 | -2.522 | 0 | 0 | 65 | -2.522 | 0 | 0 | 6.5 | -0.2522 | 0 | 0 | 0 | 0 | 0 | 0 | 0 | 0 | 0.5 | 0.5 | 0.5 | 0.5 | 0.5 | 0.5 | 0.5 | 0.5 | 0.5 | 0.5 | 0.5 | 0.5 | 0.5 | 0 | 0 | 0 |  | 52 | 4.0332 | 0 | 0 | 52 | 4.0332 | 0 | 0 | 5.2 | 0.40332 | 0 | 0 | 0 | 0 | 0 | 0 | 0 | 0 | 0.4 | 0.4 | 0.4 | 0.4 | 0.4 | 0.4 | 0.4 | 0.4 | 0.4 | 0.4 | 0.4 | 0.4 | 0.4 | 0 | 0 | 0 | 0.83304 | 0.85 | 0.89653 | 0.85
1824 | 18 | 24 | 8 | 4 | Retail - Single-Story Large | Retail - Single-Story Large | Retail - Single-Story Large - Storage (Conditioned) | Retail - Single-Story Large - Storage (Conditioned) | Retail - Single-Story Large | Storage (Conditioned) | Retail - Single-Story Large - Storage (Conditioned) |  | Retail - Single-Story Large | Retail - Single-Story Large - Storage (Conditioned) | Retail (lrg, 1-story) Stockrm | all | Open | 251 | 251 | 0.090954 | 0.59845 | 0.59845 | 0.44884 | 0.44884 | 0.44884 | 0.44884 | 0.44884 | 0.054432 | 0.054432 | 0.040824 | 0.040824 | 0.040824 | 0.040824 | 0.040824 | 85.36 | 85.36 | 64.02 | 64.02 | 64.02 | 64.02 | 64.02 | 0.023134 | 0.023134 | 0.01735 | 0.01735 | 0.01735 | 0.01735 | 0.01735 | 2280.4477 | 2280.4477 | 2280.4477 | 2280.4477 | 2280.4477 | 2280.4477 | 2280.4477 | 4218.3346 | 4218.3346 | 4242.0955 | 4230.543 | 4233.913 | 4250.6031 | 4209.5779 | 0.425 | 0.425 | 0.425 | 0.425 | 0.425 | 0.425 | 0.425 | 0.83535 | 0.83535 | 0.84039 | 0.83854 | 0.83925 | 0.84109 | 0.83438 | 0.17986 | 0.17986 | 0.1349 | 0.1349 | 0.1349 | 0.1349 | 0.1349 | 0.016359 | 0.016359 | 0.012269 | 0.012269 | 0.012269 | 0.012269 | 0.012269 | 28.1617 | 28.1617 | 21.1213 | 21.1213 | 21.1213 | 21.1213 | 21.1213 | 0.0069526 | 0.0069526 | 0.0052145 | 0.0052145 | 0.0052145 | 0.0052145 | 0.0052145 | 2360.2516 | 2360.2516 | 2360.2516 | 2360.2516 | 2360.2516 | 2360.2516 | 2360.2516 | 4308.1309 | 4308.1309 | 4332.0143 | 4321.895 | 4323.42 | 4337.4038 | 4301.0184 | 0.425 | 0.425 | 0.425 | 0.425 | 0.425 | 0.425 | 0.425 | 0.67847 | 0.67847 | 0.68158 | 0.68059 | 0.68095 | 0.68156 | 0.67788 | Retail (lrg, 1-story) Stockrm ILit all | Retail (lrg, 1-story) Stockrm ILit all | 3456 | 5 | 50 | Retail (lrg, 1-story) Stockrm ILit2 all | Retail (lrg, 1-story) Stockrm ILit all | Retail (lrg, 1-story) Stockrm ILit all | 3456 | 6.5 | 50 | 3456 | 6.2478 | 0.425 | 0.05 | 0.05 | 0.05 | 0.05 | 0.05 | 0.05 | 0.05 | 0.05 | 0.5 | 0.5 | 0.5 | 0.5 | 0.5 | 0.5 | 0.5 | 0.5 | 0.5 | 0.5 | 0.5 | 0.5 | 0.5 | 0.5 | 0.05 | 0.05 | 6.8585 | 0.425 | 0.065 | 0.065 | 0.065 | 0.065 | 0.065 | 0.065 | 0.065 | 0.065 | 0.5 | 0.5 | 0.5 | 0.5 | 0.5 | 0.5 | 0.5 | 0.5 | 0.5 | 0.5 | 0.5 | 0.5 | 0.5 | 0.5 | 0.065 | 0.065 | 0 | 0 | 0 | 0 | 0 | 0 | 0 | 0 | 1 | 1 | 1 | 1 | 1 | 1 | 1 | 1 | 1 | 1 | 1 | 1 | 1 | 1 | 0 | 0 | 0 | 0 | 0 | 0 | 0 | 0 | 0 | 0 | 1 | 1 | 1 | 1 | 1 | 1 | 1 | 1 | 1 | 1 | 1 | 1 | 1 | 1 | 0 | 0 | 15 | 0.66337 | 0.20792 | 0.079208 | 0.049505 | 0.76136 | 0.070958 | 0.0038624 | 0.0038624 | 0.0028968 | 0.0028968 | 0.0028968 | 0.0028968 | 0.0028968 | Retail - Single-Story Large | 0.0074211 | 0.0074211 | 0.0066421 | 0.0070319 | 0.006982 | 0.006483 | 0.0078953 | Retail - Single-Story Large - Storage (Conditioned) - all | 16 | 9 | 22 | 1631.5 | -63.3017 | 1631.5 | -63.3017 | 0 | 0 | 6.5 | -0.2522 | 0 | 0 | 0 | 0 | 0 | 0 | 0 | 0 | 0 | 0 | 0.5 | 0.5 | 0.5 | 0.5 | 0.5 | 0.5 | 0.5 | 0.5 | 0.5 | 0.5 | 0.5 | 0.5 | 0.5 | 0 | 0 | 0 |  | 1631.5 | 89.9734 | 1631.5 | 89.9734 | 0 | 0 | 6.5 | 0.35846 | 0 | 0 | 0 | 0 | 0 | 0 | 0 | 0 | 0 | 0 | 0.5 | 0.5 | 0.5 | 0.5 | 0.5 | 0.5 | 0.5 | 0.5 | 0.5 | 0.5 | 0.5 | 0.5 | 0.5 | 0 | 0 | 0 | 0.83304 | 0.85 | 0.89653 | 0.85
1901 | 19 | 1 | 5 | 1 |  |  |  |  | Retail - Small | Retail Sales and Wholesale Showroom | Retail - Small - Retail Sales and Wholesale Showroom |  | Retail - Small | Retail - Small - Retail Sales and Wholesale Showroom | Retail (small) All | Sat | Open | 52 | 52 | 0.8 | 0.99213 | 0.99213 | 0.99213 | 0.93012 | 0.93012 | 0.93012 | 0.7441 | 0 | 0 | 0 | 0 | 0 | 0 | 0 | 340.1338 | 340.1338 | 340.1338 | 318.8754 | 318.8754 | 318.8754 | 255.1003 | 0 | 0 | 0 | 0 | 0 | 0 | 0 | 0 | 0 | 0 | 0 | 0 | 0 | 0 | 0 | 0 | 0 | 0 | 0 | 0 | 0 | 0 | 0 | 0 | 0 | 0 | 0 | 0 | 0 | 0 | 0 | 0 | 0 | 0 | 0 | 0.27234 | 0.27234 | 0.27234 | 0.25532 | 0.25532 | 0.25532 | 0.20425 | 0 | 0 | 0 | 0 | 0 | 0 | 0 | 115.7587 | 115.7587 | 115.7587 | 108.5238 | 108.5238 | 108.5238 | 86.819 | 0 | 0 | 0 | 0 | 0 | 0 | 0 | 0 | 0 | 0 | 0 | 0 | 0 | 0 | 0 | 0 | 0 | 0 | 0 | 0 | 0 | 0 | 0 | 0 | 0 | 0 | 0 | 0 | 0 | 0 | 0 | 0 | 0 | 0 | 0 | Retail (small) All ILit Sat | Retail (small) All ILit all | 3466 | 5 | 75 | Retail (small) All ILit2 Sat | Retail (small) All ILit Sat | Retail (small) All ILit all | 3466 | 30 | 60 | 3466 | 8.2412 | 0.75 | 0.05 | 0.05 | 0.05 | 0.05 | 0.05 | 0.05 | 0.05 | 0.05 | 0.17353 | 0.75 | 0.75 | 0.75 | 0.75 | 0.75 | 0.75 | 0.75 | 0.75 | 0.58529 | 0.42059 | 0.46176 | 0.05 | 0.05 | 0.05 | 0.05 | 10.2176 | 0.6 | 0.3 | 0.3 | 0.3 | 0.3 | 0.3 | 0.3 | 0.3 | 0.3 | 0.35294 | 0.6 | 0.6 | 0.6 | 0.6 | 0.6 | 0.6 | 0.6 | 0.6 | 0.52941 | 0.45882 | 0.47647 | 0.3 | 0.3 | 0.3 | 0.3 | 0 | 0 | 0 | 0 | 0 | 0 | 0 | 0 | 0.17647 | 1 | 1 | 1 | 1 | 1 | 1 | 1 | 1 | 0.76471 | 0.52941 | 0.58824 | 0 | 0 | 0 | 0 | 0 | 0 | 0 | 0 | 0 | 0 | 0 | 0 | 0.17647 | 1 | 1 | 1 | 1 | 1 | 1 | 1 | 1 | 0.76471 | 0.52941 | 0.58824 | 0 | 0 | 0 | 0 | 0 | 0 | 0 | 0 | 0 | 0 | 0 | 0 | 0 | 0 | 0 | 0 | 0 | 0 |  | 0.012787 | 0.012787 | 0.0098641 | 0.010462 | 0.010462 | 0.010462 | 0.012787 | Retail - Small - Retail Sales and Wholesale Showroom - Sat | 10 | 9 | 20 | 373.3294 | 55.2118 | 0 | 0 | 373.3294 | 55.2118 | 0 | 0 | 7.1794 | 1.0618 | 0 | 0 | 0 | 0 | 0 | 0 | 0 | 0 | 0.17353 | 0.75 | 0.75 | 0.75 | 0.75 | 0.75 | 0.75 | 0.75 | 0.75 | 0.58529 | 0.42059 | 0 | 0 | 0 | 0 | 0 |  | 319.3412 | 211.9765 | 0 | 0 | 319.3412 | 211.9765 | 0 | 0 | 6.1412 | 4.0765 | 0 | 0 | 0 | 0 | 0 | 0 | 0 | 0 | 0.35294 | 0.6 | 0.6 | 0.6 | 0.6 | 0.6 | 0.6 | 0.6 | 0.6 | 0.52941 | 0.45882 | 0 | 0 | 0 | 0 | 0 | 1 | 1 | 1 | 1
1902 | 19 | 2 | 6 | 2 |  |  |  |  | Retail - Small | Retail Sales and Wholesale Showroom | Retail - Small - Retail Sales and Wholesale Showroom |  | Retail - Small | Retail - Small - Retail Sales and Wholesale Showroom | Retail (small) All | Sun | Open | 52 | 52 | 0.8 | 0.99213 | 0.99213 | 0.99213 | 0.93012 | 0.93012 | 0.93012 | 0.7441 | 0 | 0 | 0 | 0 | 0 | 0 | 0 | 278.9534 | 278.9534 | 278.9534 | 261.5188 | 261.5188 | 261.5188 | 209.215 | 0 | 0 | 0 | 0 | 0 | 0 | 0 | 0 | 0 | 0 | 0 | 0 | 0 | 0 | 0 | 0 | 0 | 0 | 0 | 0 | 0 | 0 | 0 | 0 | 0 | 0 | 0 | 0 | 0 | 0 | 0 | 0 | 0 | 0 | 0 | 0.27234 | 0.27234 | 0.27234 | 0.25532 | 0.25532 | 0.25532 | 0.20425 | 0 | 0 | 0 | 0 | 0 | 0 | 0 | 108.5613 | 108.5613 | 108.5613 | 101.7762 | 101.7762 | 101.7762 | 81.421 | 0 | 0 | 0 | 0 | 0 | 0 | 0 | 0 | 0 | 0 | 0 | 0 | 0 | 0 | 0 | 0 | 0 | 0 | 0 | 0 | 0 | 0 | 0 | 0 | 0 | 0 | 0 | 0 | 0 | 0 | 0 | 0 | 0 | 0 | 0 | Retail (small) All ILit Sun | Retail (small) All ILit all | 3467 | 5 | 75 | Retail (small) All ILit2 Sun | Retail (small) All ILit Sun | Retail (small) All ILit all | 3467 | 30 | 60 | 3467 | 6.7588 | 0.72255 | 0.05 | 0.05 | 0.05 | 0.05 | 0.05 | 0.05 | 0.05 | 0.05 | 0.05 | 0.25588 | 0.58529 | 0.75 | 0.75 | 0.75 | 0.75 | 0.75 | 0.66765 | 0.42059 | 0.25588 | 0.17353 | 0.05 | 0.05 | 0.05 | 0.05 | 9.5824 | 0.58824 | 0.3 | 0.3 | 0.3 | 0.3 | 0.3 | 0.3 | 0.3 | 0.3 | 0.3 | 0.38824 | 0.52941 | 0.6 | 0.6 | 0.6 | 0.6 | 0.6 | 0.56471 | 0.45882 | 0.38824 | 0.35294 | 0.3 | 0.3 | 0.3 | 0.3 | 0 | 0 | 0 | 0 | 0 | 0 | 0 | 0 | 0 | 0.29412 | 0.76471 | 1 | 1 | 1 | 1 | 1 | 0.88235 | 0.52941 | 0.29412 | 0.17647 | 0 | 0 | 0 | 0 | 0 | 0 | 0 | 0 | 0 | 0 | 0 | 0 | 0 | 0.29412 | 0.76471 | 1 | 1 | 1 | 1 | 1 | 0.88235 | 0.52941 | 0.29412 | 0.17647 | 0 | 0 | 0 | 0 | 0 | 0 | 0 | 0 | 0 | 0 | 0 | 0 | 0 | 0 | 0 | 0 | 0 | 0 |  | 0.012787 | 0.012787 | 0.0098641 | 0.010462 | 0.010462 | 0.010462 | 0.012787 | Retail - Small - Retail Sales and Wholesale Showroom - Sun | 12 | 9 | 20 | 311.2353 | 40.2235 | 0 | 0 | 311.2353 | 40.2235 | 0 | 0 | 5.9853 | 0.77353 | 0 | 0 | 0 | 0 | 0 | 0 | 0 | 0 | 0.05 | 0.25588 | 0.58529 | 0.75 | 0.75 | 0.75 | 0.75 | 0.75 | 0.66765 | 0.42059 | 0.25588 | 0 | 0 | 0 | 0 | 0 |  | 292.7294 | 205.5529 | 0 | 0 | 292.7294 | 205.5529 | 0 | 0 | 5.6294 | 3.9529 | 0 | 0 | 0 | 0 | 0 | 0 | 0 | 0 | 0.3 | 0.38824 | 0.52941 | 0.6 | 0.6 | 0.6 | 0.6 | 0.6 | 0.56471 | 0.45882 | 0.38824 | 0 | 0 | 0 | 0 | 0 | 1 | 1 | 1 | 1
1903 | 19 | 3 | 7 | 3 |  |  |  |  | Retail - Small | Retail Sales and Wholesale Showroom | Retail - Small - Retail Sales and Wholesale Showroom |  | Retail - Small | Retail - Small - Retail Sales and Wholesale Showroom | Retail (small) All | Hol | Open | 10 | 10 | 0.8 | 0.99213 | 0.99213 | 0.99213 | 0.93012 | 0.93012 | 0.93012 | 0.7441 | 0 | 0 | 0 | 0 | 0 | 0 | 0 | 53.6449 | 53.6449 | 53.6449 | 50.2921 | 50.2921 | 50.2921 | 40.2337 | 0 | 0 | 0 | 0 | 0 | 0 | 0 | 0 | 0 | 0 | 0 | 0 | 0 | 0 | 0 | 0 | 0 | 0 | 0 | 0 | 0 | 0 | 0 | 0 | 0 | 0 | 0 | 0 | 0 | 0 | 0 | 0 | 0 | 0 | 0 | 0.27234 | 0.27234 | 0.27234 | 0.25532 | 0.25532 | 0.25532 | 0.20425 | 0 | 0 | 0 | 0 | 0 | 0 | 0 | 20.8772 | 20.8772 | 20.8772 | 19.5723 | 19.5723 | 19.5723 | 15.6579 | 0 | 0 | 0 | 0 | 0 | 0 | 0 | 0 | 0 | 0 | 0 | 0 | 0 | 0 | 0 | 0 | 0 | 0 | 0 | 0 | 0 | 0 | 0 | 0 | 0 | 0 | 0 | 0 | 0 | 0 | 0 | 0 | 0 | 0 | 0 | Retail (small) All ILit Hol | Retail (small) All ILit all | 3467 | 5 | 75 | Retail (small) All ILit2 Hol | Retail (small) All ILit Hol | Retail (small) All ILit all | 3467 | 30 | 60 | 3467 | 6.7588 | 0.72255 | 0.05 | 0.05 | 0.05 | 0.05 | 0.05 | 0.05 | 0.05 | 0.05 | 0.05 | 0.25588 | 0.58529 | 0.75 | 0.75 | 0.75 | 0.75 | 0.75 | 0.66765 | 0.42059 | 0.25588 | 0.17353 | 0.05 | 0.05 | 0.05 | 0.05 | 9.5824 | 0.58824 | 0.3 | 0.3 | 0.3 | 0.3 | 0.3 | 0.3 | 0.3 | 0.3 | 0.3 | 0.38824 | 0.52941 | 0.6 | 0.6 | 0.6 | 0.6 | 0.6 | 0.56471 | 0.45882 | 0.38824 | 0.35294 | 0.3 | 0.3 | 0.3 | 0.3 | 0 | 0 | 0 | 0 | 0 | 0 | 0 | 0 | 0 | 0.29412 | 0.76471 | 1 | 1 | 1 | 1 | 1 | 0.88235 | 0.52941 | 0.29412 | 0.17647 | 0 | 0 | 0 | 0 | 0 | 0 | 0 | 0 | 0 | 0 | 0 | 0 | 0 | 0.29412 | 0.76471 | 1 | 1 | 1 | 1 | 1 | 0.88235 | 0.52941 | 0.29412 | 0.17647 | 0 | 0 | 0 | 0 | 0 | 0 | 0 | 0 | 0 | 0 | 0 | 0 | 0 | 0 | 0 | 0 | 0 | 0 |  | 0.012787 | 0.012787 | 0.0098641 | 0.010462 | 0.010462 | 0.010462 | 0.012787 | Retail - Small - Retail Sales and Wholesale Showroom - Hol | 14 | 9 | 20 | 59.8529 | 7.7353 | 0 | 0 | 59.8529 | 7.7353 | 0 | 0 | 5.9853 | 0.77353 | 0 | 0 | 0 | 0 | 0 | 0 | 0 | 0 | 0.05 | 0.25588 | 0.58529 | 0.75 | 0.75 | 0.75 | 0.75 | 0.75 | 0.66765 | 0.42059 | 0.25588 | 0 | 0 | 0 | 0 | 0 |  | 56.2941 | 39.5294 | 0 | 0 | 56.2941 | 39.5294 | 0 | 0 | 5.6294 | 3.9529 | 0 | 0 | 0 | 0 | 0 | 0 | 0 | 0 | 0.3 | 0.38824 | 0.52941 | 0.6 | 0.6 | 0.6 | 0.6 | 0.6 | 0.56471 | 0.45882 | 0.38824 | 0 | 0 | 0 | 0 | 0 | 1 | 1 | 1 | 1
1904 | 19 | 4 | 8 | 4 |  |  | Retail - Small - Retail Sales and Wholesale Showroom | Retail - Small - Retail Sales and Wholesale Showroom | Retail - Small | Retail Sales and Wholesale Showroom | Retail - Small - Retail Sales and Wholesale Showroom |  | Retail - Small | Retail - Small - Retail Sales and Wholesale Showroom | Retail (small) All | all | Open | 251 | 251 | 0.8 | 0.99213 | 0.99213 | 0.99213 | 0.93012 | 0.93012 | 0.93012 | 0.7441 | 0.7937 | 0.7937 | 0.7937 | 0.7441 | 0.7441 | 0.7441 | 0.59528 | 2008.3039 | 2008.3039 | 2008.3039 | 1882.7849 | 1882.7849 | 1882.7849 | 1506.228 | 0.69449 | 0.69449 | 0.69449 | 0.65108 | 0.65108 | 0.65108 | 0.52087 | 3377.8897 | 3377.8897 | 3377.8897 | 3377.8897 | 3377.8897 | 3377.8897 | 3377.8897 | 0 | 0 | 0 | 0 | 0 | 0 | 0 | 0.875 | 0.875 | 0.875 | 0.875 | 0.875 | 0.875 | 0.875 | 0 | 0 | 0 | 0 | 0 | 0 | 0 | 0.27234 | 0.27234 | 0.27234 | 0.25532 | 0.25532 | 0.25532 | 0.20425 | 0.21787 | 0.21787 | 0.21787 | 0.20425 | 0.20425 | 0.20425 | 0.1634 | 629.2064 | 629.2064 | 629.2064 | 589.881 | 589.881 | 589.881 | 471.9048 | 0.15251 | 0.15251 | 0.15251 | 0.14298 | 0.14298 | 0.14298 | 0.11438 | 4013.4 | 4013.4 | 4013.4 | 4013.4 | 4013.4 | 4013.4 | 4013.4 | 0 | 0 | 0 | 0 | 0 | 0 | 0 | 0.7 | 0.7 | 0.7 | 0.7 | 0.7 | 0.7 | 0.7 | 0 | 0 | 0 | 0 | 0 | 0 | 0 | Retail (small) All ILit all | Retail (small) All ILit all | 3465 | 5 | 87.5 | Retail (small) All ILit2 all | Retail (small) All ILit all | Retail (small) All ILit all | 3465 | 30 | 70 | 3465 | 10.0809 | 0.875 | 0.05 | 0.05 | 0.05 | 0.05 | 0.05 | 0.05 | 0.05 | 0.05 | 0.19559 | 0.875 | 0.875 | 0.875 | 0.875 | 0.875 | 0.875 | 0.875 | 0.875 | 0.77794 | 0.68088 | 0.68088 | 0.19559 | 0.05 | 0.05 | 0.05 | 11.5059 | 0.7 | 0.3 | 0.3 | 0.3 | 0.3 | 0.3 | 0.3 | 0.3 | 0.3 | 0.37059 | 0.7 | 0.7 | 0.7 | 0.7 | 0.7 | 0.7 | 0.7 | 0.7 | 0.65294 | 0.60588 | 0.60588 | 0.37059 | 0.3 | 0.3 | 0.3 | 0 | 0 | 0 | 0 | 0 | 0 | 0 | 0 | 0.17647 | 1 | 1 | 1 | 1 | 1 | 1 | 1 | 1 | 0.88235 | 0.76471 | 0.76471 | 0.17647 | 0 | 0 | 0 | 0 | 0 | 0 | 0 | 0 | 0 | 0 | 0 | 0.17647 | 1 | 1 | 1 | 1 | 1 | 1 | 1 | 1 | 0.88235 | 0.76471 | 0.76471 | 0.17647 | 0 | 0 | 0 | 0 | 0 | 0 | 0 | 0 | 0 | 0 | 0 | 0 | 0 | 0 | 0 | 0 | 0 |  | 0.012787 | 0.012787 | 0.0098641 | 0.010462 | 0.010462 | 0.010462 | 0.012787 | Retail - Small - Retail Sales and Wholesale Showroom - all | 16 | 9 | 20 | 2172.2574 | 358.0441 | 2172.2574 | 358.0441 | 0 | 0 | 8.6544 | 1.4265 | 0 | 0 | 0 | 0 | 0 | 0 | 0 | 0 | 0 | 0 | 0.19559 | 0.875 | 0.875 | 0.875 | 0.875 | 0.875 | 0.875 | 0.875 | 0.875 | 0.77794 | 0.68088 | 0 | 0 | 0 | 0 | 0 |  | 1814.5824 | 1073.3941 | 1814.5824 | 1073.3941 | 0 | 0 | 7.2294 | 4.2765 | 0 | 0 | 0 | 0 | 0 | 0 | 0 | 0 | 0 | 0 | 0.37059 | 0.7 | 0.7 | 0.7 | 0.7 | 0.7 | 0.7 | 0.7 | 0.7 | 0.65294 | 0.60588 | 0 | 0 | 0 | 0 | 0 | 1 | 1 | 1 | 1
1905 | 19 | 5 | 5 | 1 |  |  |  |  | Retail - Small | Storage (Conditioned) | Retail - Small - Storage (Conditioned) |  | Retail - Small | Retail - Small - Storage (Conditioned) | Retail (small) All | Sat | Open | 52 | 52 | 0.2 | 0.49606 | 0.49606 | 0.37205 | 0.37205 | 0.37205 | 0.37205 | 0.37205 | 0 | 0 | 0 | 0 | 0 | 0 | 0 | 35.938 | 35.938 | 26.9535 | 26.9535 | 26.9535 | 26.9535 | 26.9535 | 0 | 0 | 0 | 0 | 0 | 0 | 0 | 0 | 0 | 0 | 0 | 0 | 0 | 0 | 0 | 0 | 0 | 0 | 0 | 0 | 0 | 0 | 0 | 0 | 0 | 0 | 0 | 0 | 0 | 0 | 0 | 0 | 0 | 0 | 0 | 0.13617 | 0.13617 | 0.10213 | 0.10213 | 0.10213 | 0.10213 | 0.10213 | 0 | 0 | 0 | 0 | 0 | 0 | 0 | 12.6987 | 12.6987 | 9.524 | 9.524 | 9.524 | 9.524 | 9.524 | 0 | 0 | 0 | 0 | 0 | 0 | 0 | 0 | 0 | 0 | 0 | 0 | 0 | 0 | 0 | 0 | 0 | 0 | 0 | 0 | 0 | 0 | 0 | 0 | 0 | 0 | 0 | 0 | 0 | 0 | 0 | 0 | 0 | 0 | 0 | Retail (small) All ILit Sat | Retail (small) All ILit all | 3466 | 5 | 75 | Retail (small) All ILit2 Sat | Retail (small) All ILit Sat | Retail (small) All ILit all | 3466 | 30 | 60 | 3466 | 6.966 | 0.6375 | 0.05 | 0.05 | 0.05 | 0.05 | 0.05 | 0.05 | 0.05 | 0.05 | 0.17353 | 0.75 | 0.75 | 0.75 | 0.75 | 0.75 | 0.75 | 0.75 | 0.75 | 0.58529 | 0.42059 | 0.46176 | 0.05 | 0.05 | 0.05 | 0.05 | 8.967 | 0.51 | 0.3 | 0.3 | 0.3 | 0.3 | 0.3 | 0.3 | 0.3 | 0.3 | 0.35294 | 0.6 | 0.6 | 0.6 | 0.6 | 0.6 | 0.6 | 0.6 | 0.6 | 0.52941 | 0.45882 | 0.47647 | 0.3 | 0.3 | 0.3 | 0.3 | 0 | 0 | 0 | 0 | 0 | 0 | 0 | 0 | 0.17647 | 1 | 1 | 1 | 1 | 1 | 1 | 1 | 1 | 0.76471 | 0.52941 | 0.58824 | 0 | 0 | 0 | 0 | 0 | 0 | 0 | 0 | 0 | 0 | 0 | 0 | 0.17647 | 1 | 1 | 1 | 1 | 1 | 1 | 1 | 1 | 0.76471 | 0.52941 | 0.58824 | 0 | 0 | 0 | 0 | 15 | 0.66337 | 0.20792 | 0.079208 | 0.049505 | 0.76136 | 0 | 0 | 0 | 0 | 0 | 0 | 0 | 0 |  | 0.012787 | 0.012787 | 0.0098641 | 0.010462 | 0.010462 | 0.010462 | 0.012787 | Retail - Small - Storage (Conditioned) - Sat | 10 | 9 | 20 | 373.3294 | -11.0971 | 0 | 0 | 373.3294 | -11.0971 | 0 | 0 | 7.1794 | -0.21341 | 0 | 0 | 0 | 0 | 0 | 0 | 0 | 0 | 0.17353 | 0.75 | 0.75 | 0.75 | 0.75 | 0.75 | 0.75 | 0.75 | 0.75 | 0.58529 | 0.42059 | 0 | 0 | 0 | 0 | 0 |  | 319.3412 | 146.9429 | 0 | 0 | 319.3412 | 146.9429 | 0 | 0 | 6.1412 | 2.8258 | 0 | 0 | 0 | 0 | 0 | 0 | 0 | 0 | 0.35294 | 0.6 | 0.6 | 0.6 | 0.6 | 0.6 | 0.6 | 0.6 | 0.6 | 0.52941 | 0.45882 | 0 | 0 | 0 | 0 | 0 | 0.84527 | 0.85 | 0.8776 | 0.85
1906 | 19 | 6 | 6 | 2 |  |  |  |  | Retail - Small | Storage (Conditioned) | Retail - Small - Storage (Conditioned) |  | Retail - Small | Retail - Small - Storage (Conditioned) | Retail (small) All | Sun | Open | 52 | 52 | 0.2 | 0.49606 | 0.49606 | 0.37205 | 0.37205 | 0.37205 | 0.37205 | 0.37205 | 0 | 0 | 0 | 0 | 0 | 0 | 0 | 29.4738 | 29.4738 | 22.1054 | 22.1054 | 22.1054 | 22.1054 | 22.1054 | 0 | 0 | 0 | 0 | 0 | 0 | 0 | 0 | 0 | 0 | 0 | 0 | 0 | 0 | 0 | 0 | 0 | 0 | 0 | 0 | 0 | 0 | 0 | 0 | 0 | 0 | 0 | 0 | 0 | 0 | 0 | 0 | 0 | 0 | 0 | 0.13617 | 0.13617 | 0.10213 | 0.10213 | 0.10213 | 0.10213 | 0.10213 | 0 | 0 | 0 | 0 | 0 | 0 | 0 | 11.9092 | 11.9092 | 8.9319 | 8.9319 | 8.9319 | 8.9319 | 8.9319 | 0 | 0 | 0 | 0 | 0 | 0 | 0 | 0 | 0 | 0 | 0 | 0 | 0 | 0 | 0 | 0 | 0 | 0 | 0 | 0 | 0 | 0 | 0 | 0 | 0 | 0 | 0 | 0 | 0 | 0 | 0 | 0 | 0 | 0 | 0 | Retail (small) All ILit Sun | Retail (small) All ILit all | 3467 | 5 | 75 | Retail (small) All ILit2 Sun | Retail (small) All ILit Sun | Retail (small) All ILit all | 3467 | 30 | 60 | 3467 | 5.713 | 0.61417 | 0.05 | 0.05 | 0.05 | 0.05 | 0.05 | 0.05 | 0.05 | 0.05 | 0.05 | 0.25588 | 0.58529 | 0.75 | 0.75 | 0.75 | 0.75 | 0.75 | 0.66765 | 0.42059 | 0.25588 | 0.17353 | 0.05 | 0.05 | 0.05 | 0.05 | 8.4095 | 0.5 | 0.3 | 0.3 | 0.3 | 0.3 | 0.3 | 0.3 | 0.3 | 0.3 | 0.3 | 0.38824 | 0.52941 | 0.6 | 0.6 | 0.6 | 0.6 | 0.6 | 0.56471 | 0.45882 | 0.38824 | 0.35294 | 0.3 | 0.3 | 0.3 | 0.3 | 0 | 0 | 0 | 0 | 0 | 0 | 0 | 0 | 0 | 0.29412 | 0.76471 | 1 | 1 | 1 | 1 | 1 | 0.88235 | 0.52941 | 0.29412 | 0.17647 | 0 | 0 | 0 | 0 | 0 | 0 | 0 | 0 | 0 | 0 | 0 | 0 | 0 | 0.29412 | 0.76471 | 1 | 1 | 1 | 1 | 1 | 0.88235 | 0.52941 | 0.29412 | 0.17647 | 0 | 0 | 0 | 0 | 15 | 0.66337 | 0.20792 | 0.079208 | 0.049505 | 0.76136 | 0 | 0 | 0 | 0 | 0 | 0 | 0 | 0 |  | 0.012787 | 0.012787 | 0.0098641 | 0.010462 | 0.010462 | 0.010462 | 0.012787 | Retail - Small - Storage (Conditioned) - Sun | 12 | 9 | 20 | 311.2353 | -14.1582 | 0 | 0 | 311.2353 | -14.1582 | 0 | 0 | 5.9853 | -0.27227 | 0 | 0 | 0 | 0 | 0 | 0 | 0 | 0 | 0.05 | 0.25588 | 0.58529 | 0.75 | 0.75 | 0.75 | 0.75 | 0.75 | 0.66765 | 0.42059 | 0.25588 | 0 | 0 | 0 | 0 | 0 |  | 292.7294 | 144.5629 | 0 | 0 | 292.7294 | 144.5629 | 0 | 0 | 5.6294 | 2.7801 | 0 | 0 | 0 | 0 | 0 | 0 | 0 | 0 | 0.3 | 0.38824 | 0.52941 | 0.6 | 0.6 | 0.6 | 0.6 | 0.6 | 0.56471 | 0.45882 | 0.38824 | 0 | 0 | 0 | 0 | 0 | 0.84527 | 0.85 | 0.8776 | 0.85
1907 | 19 | 7 | 7 | 3 |  |  |  |  | Retail - Small | Storage (Conditioned) | Retail - Small - Storage (Conditioned) |  | Retail - Small | Retail - Small - Storage (Conditioned) | Retail (small) All | Hol | Open | 10 | 10 | 0.2 | 0.49606 | 0.49606 | 0.37205 | 0.37205 | 0.37205 | 0.37205 | 0.37205 | 0 | 0 | 0 | 0 | 0 | 0 | 0 | 5.668 | 5.668 | 4.251 | 4.251 | 4.251 | 4.251 | 4.251 | 0 | 0 | 0 | 0 | 0 | 0 | 0 | 0 | 0 | 0 | 0 | 0 | 0 | 0 | 0 | 0 | 0 | 0 | 0 | 0 | 0 | 0 | 0 | 0 | 0 | 0 | 0 | 0 | 0 | 0 | 0 | 0 | 0 | 0 | 0 | 0.13617 | 0.13617 | 0.10213 | 0.10213 | 0.10213 | 0.10213 | 0.10213 | 0 | 0 | 0 | 0 | 0 | 0 | 0 | 2.2902 | 2.2902 | 1.7177 | 1.7177 | 1.7177 | 1.7177 | 1.7177 | 0 | 0 | 0 | 0 | 0 | 0 | 0 | 0 | 0 | 0 | 0 | 0 | 0 | 0 | 0 | 0 | 0 | 0 | 0 | 0 | 0 | 0 | 0 | 0 | 0 | 0 | 0 | 0 | 0 | 0 | 0 | 0 | 0 | 0 | 0 | Retail (small) All ILit Hol | Retail (small) All ILit all | 3467 | 5 | 75 | Retail (small) All ILit2 Hol | Retail (small) All ILit Hol | Retail (small) All ILit all | 3467 | 30 | 60 | 3467 | 5.713 | 0.61417 | 0.05 | 0.05 | 0.05 | 0.05 | 0.05 | 0.05 | 0.05 | 0.05 | 0.05 | 0.25588 | 0.58529 | 0.75 | 0.75 | 0.75 | 0.75 | 0.75 | 0.66765 | 0.42059 | 0.25588 | 0.17353 | 0.05 | 0.05 | 0.05 | 0.05 | 8.4095 | 0.5 | 0.3 | 0.3 | 0.3 | 0.3 | 0.3 | 0.3 | 0.3 | 0.3 | 0.3 | 0.38824 | 0.52941 | 0.6 | 0.6 | 0.6 | 0.6 | 0.6 | 0.56471 | 0.45882 | 0.38824 | 0.35294 | 0.3 | 0.3 | 0.3 | 0.3 | 0 | 0 | 0 | 0 | 0 | 0 | 0 | 0 | 0 | 0.29412 | 0.76471 | 1 | 1 | 1 | 1 | 1 | 0.88235 | 0.52941 | 0.29412 | 0.17647 | 0 | 0 | 0 | 0 | 0 | 0 | 0 | 0 | 0 | 0 | 0 | 0 | 0 | 0.29412 | 0.76471 | 1 | 1 | 1 | 1 | 1 | 0.88235 | 0.52941 | 0.29412 | 0.17647 | 0 | 0 | 0 | 0 | 15 | 0.66337 | 0.20792 | 0.079208 | 0.049505 | 0.76136 | 0 | 0 | 0 | 0 | 0 | 0 | 0 | 0 |  | 0.012787 | 0.012787 | 0.0098641 | 0.010462 | 0.010462 | 0.010462 | 0.012787 | Retail - Small - Storage (Conditioned) - Hol | 14 | 9 | 20 | 59.8529 | -2.7227 | 0 | 0 | 59.8529 | -2.7227 | 0 | 0 | 5.9853 | -0.27227 | 0 | 0 | 0 | 0 | 0 | 0 | 0 | 0 | 0.05 | 0.25588 | 0.58529 | 0.75 | 0.75 | 0.75 | 0.75 | 0.75 | 0.66765 | 0.42059 | 0.25588 | 0 | 0 | 0 | 0 | 0 |  | 56.2941 | 27.8006 | 0 | 0 | 56.2941 | 27.8006 | 0 | 0 | 5.6294 | 2.7801 | 0 | 0 | 0 | 0 | 0 | 0 | 0 | 0 | 0.3 | 0.38824 | 0.52941 | 0.6 | 0.6 | 0.6 | 0.6 | 0.6 | 0.56471 | 0.45882 | 0.38824 | 0 | 0 | 0 | 0 | 0 | 0.84527 | 0.85 | 0.8776 | 0.85
1908 | 19 | 8 | 8 | 4 | Retail - Small | Retail - Small | Retail - Small - Storage (Conditioned) | Retail - Small - Storage (Conditioned) | Retail - Small | Storage (Conditioned) | Retail - Small - Storage (Conditioned) |  | Retail - Small | Retail - Small - Storage (Conditioned) | Retail (small) All | all | Open | 251 | 251 | 0.2 | 0.49606 | 0.49606 | 0.37205 | 0.37205 | 0.37205 | 0.37205 | 0.37205 | 0.099213 | 0.099213 | 0.07441 | 0.07441 | 0.07441 | 0.07441 | 0.07441 | 212.1945 | 212.1945 | 159.1459 | 159.1459 | 159.1459 | 159.1459 | 159.1459 | 0.073789 | 0.073789 | 0.055342 | 0.055342 | 0.055342 | 0.055342 | 0.055342 | 2855.2236 | 2855.2236 | 2855.2236 | 2855.2236 | 2855.2236 | 2855.2236 | 2855.2236 | 3319.8157 | 3319.8157 | 3333.0898 | 3330.3746 | 3330.3746 | 3330.3746 | 3319.8157 | 0.74375 | 0.74375 | 0.74375 | 0.74375 | 0.74375 | 0.74375 | 0.74375 | 0.86042 | 0.86042 | 0.86375 | 0.86307 | 0.86307 | 0.86307 | 0.86042 | 0.13617 | 0.13617 | 0.10213 | 0.10213 | 0.10213 | 0.10213 | 0.10213 | 0.027234 | 0.027234 | 0.020425 | 0.020425 | 0.020425 | 0.020425 | 0.020425 | 69.0239 | 69.0239 | 51.7679 | 51.7679 | 51.7679 | 51.7679 | 51.7679 | 0.016204 | 0.016204 | 0.012153 | 0.012153 | 0.012153 | 0.012153 | 0.012153 | 3522.1573 | 3522.1573 | 3522.1573 | 3522.1573 | 3522.1573 | 3522.1573 | 3522.1573 | 3958.8175 | 3958.8175 | 3971.2935 | 3968.7416 | 3968.7416 | 3968.7416 | 3958.8175 | 0.595 | 0.595 | 0.595 | 0.595 | 0.595 | 0.595 | 0.595 | 0.68833 | 0.68833 | 0.691 | 0.69045 | 0.69045 | 0.69045 | 0.68833 | Retail (small) All ILit all | Retail (small) All ILit all | 3465 | 5 | 87.5 | Retail (small) All ILit2 all | Retail (small) All ILit all | Retail (small) All ILit all | 3465 | 30 | 70 | 3465 | 8.5211 | 0.74375 | 0.05 | 0.05 | 0.05 | 0.05 | 0.05 | 0.05 | 0.05 | 0.05 | 0.19559 | 0.875 | 0.875 | 0.875 | 0.875 | 0.875 | 0.875 | 0.875 | 0.875 | 0.77794 | 0.68088 | 0.68088 | 0.19559 | 0.05 | 0.05 | 0.05 | 10.0976 | 0.595 | 0.3 | 0.3 | 0.3 | 0.3 | 0.3 | 0.3 | 0.3 | 0.3 | 0.37059 | 0.7 | 0.7 | 0.7 | 0.7 | 0.7 | 0.7 | 0.7 | 0.7 | 0.65294 | 0.60588 | 0.60588 | 0.37059 | 0.3 | 0.3 | 0.3 | 0 | 0 | 0 | 0 | 0 | 0 | 0 | 0 | 0.17647 | 1 | 1 | 1 | 1 | 1 | 1 | 1 | 1 | 0.88235 | 0.76471 | 0.76471 | 0.17647 | 0 | 0 | 0 | 0 | 0 | 0 | 0 | 0 | 0 | 0 | 0 | 0.17647 | 1 | 1 | 1 | 1 | 1 | 1 | 1 | 1 | 0.88235 | 0.76471 | 0.76471 | 0.17647 | 0 | 0 | 0 | 15 | 0.66337 | 0.20792 | 0.079208 | 0.049505 | 0.76136 | 0.11508 | 0.011418 | 0.011418 | 0.0085632 | 0.0085632 | 0.0085632 | 0.0085632 | 0.0085632 | Retail - Small | 0.012787 | 0.012787 | 0.0098641 | 0.010462 | 0.010462 | 0.010462 | 0.012787 | Retail - Small - Storage (Conditioned) - all | 16 | 9 | 20 | 2172.2574 | -33.4734 | 2172.2574 | -33.4734 | 0 | 0 | 8.6544 | -0.13336 | 0 | 0 | 0 | 0 | 0 | 0 | 0 | 0 | 0 | 0 | 0.19559 | 0.875 | 0.875 | 0.875 | 0.875 | 0.875 | 0.875 | 0.875 | 0.875 | 0.77794 | 0.68088 | 0 | 0 | 0 | 0 | 0 |  | 1814.5824 | 719.904 | 1814.5824 | 719.904 | 0 | 0 | 7.2294 | 2.8681 | 0 | 0 | 0 | 0 | 0 | 0 | 0 | 0 | 0 | 0 | 0.37059 | 0.7 | 0.7 | 0.7 | 0.7 | 0.7 | 0.7 | 0.7 | 0.7 | 0.65294 | 0.60588 | 0 | 0 | 0 | 0 | 0 | 0.84527 | 0.85 | 0.8776 | 0.85
2001 | 20 | 1 | 5 | 1 |  |  |  |  | Grocery | Comm/Ind Work (Loading Dock) | Grocery - Comm/Ind Work (Loading Dock) |  | Grocery | Grocery - Comm/Ind Work (Loading Dock) | Grocery Stock | Sat | Open | 52 | 52 | 0.0572 | 1.2466 | 1.2466 | 0.83108 | 0.83108 | 0.83108 | 0.83108 | 0.83108 | 0 | 0 | 0 | 0 | 0 | 0 | 0 | 46.1432 | 46.1432 | 30.7622 | 30.7622 | 30.7622 | 30.7622 | 30.7622 | 0 | 0 | 0 | 0 | 0 | 0 | 0 | 0 | 0 | 0 | 0 | 0 | 0 | 0 | 0 | 0 | 0 | 0 | 0 | 0 | 0 | 0 | 0 | 0 | 0 | 0 | 0 | 0 | 0 | 0 | 0 | 0 | 0 | 0 | 0 | 0.07283 | 0.07283 | 0.048553 | 0.048553 | 0.048553 | 0.048553 | 0.048553 | 0 | 0 | 0 | 0 | 0 | 0 | 0 | 2.1843 | 2.1843 | 1.4562 | 1.4562 | 1.4562 | 1.4562 | 1.4562 | 0 | 0 | 0 | 0 | 0 | 0 | 0 | 0 | 0 | 0 | 0 | 0 | 0 | 0 | 0 | 0 | 0 | 0 | 0 | 0 | 0 | 0 | 0 | 0 | 0 | 0 | 0 | 0 | 0 | 0 | 0 | 0 | 0 | 0 | 0 | Grocery Stock ILit Sat | Grocery Stock ILit all | 3492 | 30 | 70 | Grocery Stock ILit2 Sat | Grocery Stock ILit Sat | Grocery Stock ILit all | 3492 | 35 | 50 | 3492 | 12.4444 | 0.588 | 0.3 | 0.3 | 0.3 | 0.3 | 0.3 | 0.3 | 0.7 | 0.7 | 0.7 | 0.7 | 0.7 | 0.7 | 0.7 | 0.7 | 0.7 | 0.7 | 0.7 | 0.7 | 0.7 | 0.7 | 0.7 | 0.7 | 0.3 | 0.3 | 10.0831 | 0.42 | 0.35 | 0.35 | 0.35 | 0.35 | 0.35 | 0.35 | 0.5 | 0.5 | 0.5 | 0.5 | 0.5 | 0.5 | 0.5 | 0.5 | 0.5 | 0.5 | 0.5 | 0.5 | 0.5 | 0.5 | 0.5 | 0.5 | 0.35 | 0.35 | 0 | 0 | 0 | 0 | 0 | 0 | 1 | 1 | 1 | 1 | 1 | 1 | 1 | 1 | 1 | 1 | 1 | 1 | 1 | 1 | 1 | 1 | 0 | 0 | 0 | 0 | 0 | 0 | 0 | 0 | 1 | 1 | 1 | 1 | 1 | 1 | 1 | 1 | 1 | 1 | 1 | 1 | 1 | 1 | 1 | 1 | 0 | 0 | 16 | 0.29 | 0.41 | 0.14 | 0.16 | 0.41429 | 0 | 0 | 0 | 0 | 0 | 0 | 0 | 0 |  | 0.01564 | 0.01564 | 0.013952 | 0.014738 | 0.014689 | 0.012808 | 0.015569 | Grocery - Comm/Ind Work (Loading Dock) - Sat | 10 | 6 | 22 | 561.6 | 85.5111 | 0 | 0 | 561.6 | 85.5111 | 0 | 0 | 10.8 | 1.6444 | 0 | 0 | 0 | 0 | 0 | 0.3 | 0.7 | 0.7 | 0.7 | 0.7 | 0.7 | 0.7 | 0.7 | 0.7 | 0.7 | 0.7 | 0.7 | 0.7 | 0.7 | 0.7 | 0.7 | 0 | 0 | 0 |  | 408.2 | 116.1209 | 0 | 0 | 408.2 | 116.1209 | 0 | 0 | 7.85 | 2.2331 | 0 | 0 | 0 | 0 | 0 | 0.35 | 0.5 | 0.5 | 0.5 | 0.5 | 0.5 | 0.5 | 0.5 | 0.5 | 0.5 | 0.5 | 0.5 | 0.5 | 0.5 | 0.5 | 0.5 | 0 | 0 | 0 | 0.91503 | 0.84 | 0.93362 | 0.84
2002 | 20 | 2 | 6 | 2 |  |  |  |  | Grocery | Comm/Ind Work (Loading Dock) | Grocery - Comm/Ind Work (Loading Dock) |  | Grocery | Grocery - Comm/Ind Work (Loading Dock) | Grocery Stock | Sun | Open | 52 | 52 | 0.0572 | 1.2466 | 1.2466 | 0.83108 | 0.83108 | 0.83108 | 0.83108 | 0.83108 | 0 | 0 | 0 | 0 | 0 | 0 | 0 | 46.1432 | 46.1432 | 30.7622 | 30.7622 | 30.7622 | 30.7622 | 30.7622 | 0 | 0 | 0 | 0 | 0 | 0 | 0 | 0 | 0 | 0 | 0 | 0 | 0 | 0 | 0 | 0 | 0 | 0 | 0 | 0 | 0 | 0 | 0 | 0 | 0 | 0 | 0 | 0 | 0 | 0 | 0 | 0 | 0 | 0 | 0 | 0.07283 | 0.07283 | 0.048553 | 0.048553 | 0.048553 | 0.048553 | 0.048553 | 0 | 0 | 0 | 0 | 0 | 0 | 0 | 2.1843 | 2.1843 | 1.4562 | 1.4562 | 1.4562 | 1.4562 | 1.4562 | 0 | 0 | 0 | 0 | 0 | 0 | 0 | 0 | 0 | 0 | 0 | 0 | 0 | 0 | 0 | 0 | 0 | 0 | 0 | 0 | 0 | 0 | 0 | 0 | 0 | 0 | 0 | 0 | 0 | 0 | 0 | 0 | 0 | 0 | 0 | Grocery Stock ILit Sun | Grocery Stock ILit all | 3492 | 30 | 70 | Grocery Stock ILit2 Sun | Grocery Stock ILit Sun | Grocery Stock ILit all | 3492 | 35 | 50 | 3492 | 12.4444 | 0.588 | 0.3 | 0.3 | 0.3 | 0.3 | 0.3 | 0.3 | 0.7 | 0.7 | 0.7 | 0.7 | 0.7 | 0.7 | 0.7 | 0.7 | 0.7 | 0.7 | 0.7 | 0.7 | 0.7 | 0.7 | 0.7 | 0.7 | 0.3 | 0.3 | 10.0831 | 0.42 | 0.35 | 0.35 | 0.35 | 0.35 | 0.35 | 0.35 | 0.5 | 0.5 | 0.5 | 0.5 | 0.5 | 0.5 | 0.5 | 0.5 | 0.5 | 0.5 | 0.5 | 0.5 | 0.5 | 0.5 | 0.5 | 0.5 | 0.35 | 0.35 | 0 | 0 | 0 | 0 | 0 | 0 | 1 | 1 | 1 | 1 | 1 | 1 | 1 | 1 | 1 | 1 | 1 | 1 | 1 | 1 | 1 | 1 | 0 | 0 | 0 | 0 | 0 | 0 | 0 | 0 | 1 | 1 | 1 | 1 | 1 | 1 | 1 | 1 | 1 | 1 | 1 | 1 | 1 | 1 | 1 | 1 | 0 | 0 | 16 | 0.29 | 0.41 | 0.14 | 0.16 | 0.41429 | 0 | 0 | 0 | 0 | 0 | 0 | 0 | 0 |  | 0.01564 | 0.01564 | 0.013952 | 0.014738 | 0.014689 | 0.012808 | 0.015569 | Grocery - Comm/Ind Work (Loading Dock) - Sun | 12 | 6 | 22 | 561.6 | 85.5111 | 0 | 0 | 561.6 | 85.5111 | 0 | 0 | 10.8 | 1.6444 | 0 | 0 | 0 | 0 | 0 | 0.3 | 0.7 | 0.7 | 0.7 | 0.7 | 0.7 | 0.7 | 0.7 | 0.7 | 0.7 | 0.7 | 0.7 | 0.7 | 0.7 | 0.7 | 0.7 | 0 | 0 | 0 |  | 408.2 | 116.1209 | 0 | 0 | 408.2 | 116.1209 | 0 | 0 | 7.85 | 2.2331 | 0 | 0 | 0 | 0 | 0 | 0.35 | 0.5 | 0.5 | 0.5 | 0.5 | 0.5 | 0.5 | 0.5 | 0.5 | 0.5 | 0.5 | 0.5 | 0.5 | 0.5 | 0.5 | 0.5 | 0 | 0 | 0 | 0.91503 | 0.84 | 0.93362 | 0.84
2003 | 20 | 3 | 7 | 3 |  |  |  |  | Grocery | Comm/Ind Work (Loading Dock) | Grocery - Comm/Ind Work (Loading Dock) |  | Grocery | Grocery - Comm/Ind Work (Loading Dock) | Grocery Stock | Hol | Open | 10 | 10 | 0.0572 | 1.2466 | 1.2466 | 0.83108 | 0.83108 | 0.83108 | 0.83108 | 0.83108 | 0 | 0 | 0 | 0 | 0 | 0 | 0 | 8.8737 | 8.8737 | 5.9158 | 5.9158 | 5.9158 | 5.9158 | 5.9158 | 0 | 0 | 0 | 0 | 0 | 0 | 0 | 0 | 0 | 0 | 0 | 0 | 0 | 0 | 0 | 0 | 0 | 0 | 0 | 0 | 0 | 0 | 0 | 0 | 0 | 0 | 0 | 0 | 0 | 0 | 0 | 0 | 0 | 0 | 0 | 0.07283 | 0.07283 | 0.048553 | 0.048553 | 0.048553 | 0.048553 | 0.048553 | 0 | 0 | 0 | 0 | 0 | 0 | 0 | 0.42005 | 0.42005 | 0.28003 | 0.28003 | 0.28003 | 0.28003 | 0.28003 | 0 | 0 | 0 | 0 | 0 | 0 | 0 | 0 | 0 | 0 | 0 | 0 | 0 | 0 | 0 | 0 | 0 | 0 | 0 | 0 | 0 | 0 | 0 | 0 | 0 | 0 | 0 | 0 | 0 | 0 | 0 | 0 | 0 | 0 | 0 | Grocery Stock ILit Hol | Grocery Stock ILit all | 3492 | 30 | 70 | Grocery Stock ILit2 Hol | Grocery Stock ILit Hol | Grocery Stock ILit all | 3492 | 35 | 50 | 3492 | 12.4444 | 0.588 | 0.3 | 0.3 | 0.3 | 0.3 | 0.3 | 0.3 | 0.7 | 0.7 | 0.7 | 0.7 | 0.7 | 0.7 | 0.7 | 0.7 | 0.7 | 0.7 | 0.7 | 0.7 | 0.7 | 0.7 | 0.7 | 0.7 | 0.3 | 0.3 | 10.0831 | 0.42 | 0.35 | 0.35 | 0.35 | 0.35 | 0.35 | 0.35 | 0.5 | 0.5 | 0.5 | 0.5 | 0.5 | 0.5 | 0.5 | 0.5 | 0.5 | 0.5 | 0.5 | 0.5 | 0.5 | 0.5 | 0.5 | 0.5 | 0.35 | 0.35 | 0 | 0 | 0 | 0 | 0 | 0 | 1 | 1 | 1 | 1 | 1 | 1 | 1 | 1 | 1 | 1 | 1 | 1 | 1 | 1 | 1 | 1 | 0 | 0 | 0 | 0 | 0 | 0 | 0 | 0 | 1 | 1 | 1 | 1 | 1 | 1 | 1 | 1 | 1 | 1 | 1 | 1 | 1 | 1 | 1 | 1 | 0 | 0 | 16 | 0.29 | 0.41 | 0.14 | 0.16 | 0.41429 | 0 | 0 | 0 | 0 | 0 | 0 | 0 | 0 |  | 0.01564 | 0.01564 | 0.013952 | 0.014738 | 0.014689 | 0.012808 | 0.015569 | Grocery - Comm/Ind Work (Loading Dock) - Hol | 14 | 6 | 22 | 108 | 16.4444 | 0 | 0 | 108 | 16.4444 | 0 | 0 | 10.8 | 1.6444 | 0 | 0 | 0 | 0 | 0 | 0.3 | 0.7 | 0.7 | 0.7 | 0.7 | 0.7 | 0.7 | 0.7 | 0.7 | 0.7 | 0.7 | 0.7 | 0.7 | 0.7 | 0.7 | 0.7 | 0 | 0 | 0 |  | 78.5 | 22.3309 | 0 | 0 | 78.5 | 22.3309 | 0 | 0 | 7.85 | 2.2331 | 0 | 0 | 0 | 0 | 0 | 0.35 | 0.5 | 0.5 | 0.5 | 0.5 | 0.5 | 0.5 | 0.5 | 0.5 | 0.5 | 0.5 | 0.5 | 0.5 | 0.5 | 0.5 | 0.5 | 0 | 0 | 0 | 0.91503 | 0.84 | 0.93362 | 0.84
2004 | 20 | 4 | 8 | 4 |  |  | Grocery - Comm/Ind Work (Loading Dock) | Grocery - Comm/Ind Work (Loading Dock) | Grocery | Comm/Ind Work (Loading Dock) | Grocery - Comm/Ind Work (Loading Dock) |  | Grocery | Grocery - Comm/Ind Work (Loading Dock) | Grocery Stock | all | Open | 251 | 251 | 0.0572 | 1.2466 | 1.2466 | 0.83108 | 0.83108 | 0.83108 | 0.83108 | 0.83108 | 0.071307 | 0.071307 | 0.047538 | 0.047538 | 0.047538 | 0.047538 | 0.047538 | 222.7299 | 222.7299 | 148.4866 | 148.4866 | 148.4866 | 148.4866 | 148.4866 | 0.041928 | 0.041928 | 0.027952 | 0.027952 | 0.027952 | 0.027952 | 0.027952 | 4542.2219 | 4542.2219 | 4542.2219 | 4542.2219 | 4542.2219 | 4542.2219 | 4542.2219 | 0 | 0 | 0 | 0 | 0 | 0 | 0 | 0.588 | 0.588 | 0.588 | 0.588 | 0.588 | 0.588 | 0.588 | 0 | 0 | 0 | 0 | 0 | 0 | 0 | 0.07283 | 0.07283 | 0.048553 | 0.048553 | 0.048553 | 0.048553 | 0.048553 | 0.0041659 | 0.0041659 | 0.0027773 | 0.0027773 | 0.0027773 | 0.0027773 | 0.0027773 | 10.5433 | 10.5433 | 7.0288 | 7.0288 | 7.0288 | 7.0288 | 7.0288 | 0.0017497 | 0.0017497 | 0.0011664 | 0.0011664 | 0.0011664 | 0.0011664 | 0.0011664 | 3680.3291 | 3680.3291 | 3680.3291 | 3680.3291 | 3680.3291 | 3680.3291 | 3680.3291 | 0 | 0 | 0 | 0 | 0 | 0 | 0 | 0.42 | 0.42 | 0.42 | 0.42 | 0.42 | 0.42 | 0.42 | 0 | 0 | 0 | 0 | 0 | 0 | 0 | Grocery Stock ILit all | Grocery Stock ILit all | 3491 | 30 | 70 | Grocery Stock ILit2 all | Grocery Stock ILit all | Grocery Stock ILit all | 3491 | 35 | 50 | 3491 | 12.4444 | 0.588 | 0.3 | 0.3 | 0.3 | 0.3 | 0.3 | 0.3 | 0.7 | 0.7 | 0.7 | 0.7 | 0.7 | 0.7 | 0.7 | 0.7 | 0.7 | 0.7 | 0.7 | 0.7 | 0.7 | 0.7 | 0.7 | 0.7 | 0.3 | 0.3 | 10.0831 | 0.42 | 0.35 | 0.35 | 0.35 | 0.35 | 0.35 | 0.35 | 0.5 | 0.5 | 0.5 | 0.5 | 0.5 | 0.5 | 0.5 | 0.5 | 0.5 | 0.5 | 0.5 | 0.5 | 0.5 | 0.5 | 0.5 | 0.5 | 0.35 | 0.35 | 0 | 0 | 0 | 0 | 0 | 0 | 1 | 1 | 1 | 1 | 1 | 1 | 1 | 1 | 1 | 1 | 1 | 1 | 1 | 1 | 1 | 1 | 0 | 0 | 0 | 0 | 0 | 0 | 0 | 0 | 1 | 1 | 1 | 1 | 1 | 1 | 1 | 1 | 1 | 1 | 1 | 1 | 1 | 1 | 1 | 1 | 0 | 0 | 16 | 0.29 | 0.41 | 0.14 | 0.16 | 0.41429 | 0.049961 | 0.0035625 | 0.0035625 | 0.002375 | 0.002375 | 0.002375 | 0.002375 | 0.002375 |  | 0.01564 | 0.01564 | 0.013952 | 0.014738 | 0.014689 | 0.012808 | 0.015569 | Grocery - Comm/Ind Work (Loading Dock) - all | 16 | 6 | 22 | 2710.8 | 412.7553 | 2710.8 | 412.7553 | 0 | 0 | 10.8 | 1.6444 | 0 | 0 | 0 | 0 | 0 | 0 | 0 | 0.3 | 0.7 | 0.7 | 0.7 | 0.7 | 0.7 | 0.7 | 0.7 | 0.7 | 0.7 | 0.7 | 0.7 | 0.7 | 0.7 | 0.7 | 0.7 | 0 | 0 | 0 |  | 1970.35 | 560.5064 | 1970.35 | 560.5064 | 0 | 0 | 7.85 | 2.2331 | 0 | 0 | 0 | 0 | 0 | 0 | 0 | 0.35 | 0.5 | 0.5 | 0.5 | 0.5 | 0.5 | 0.5 | 0.5 | 0.5 | 0.5 | 0.5 | 0.5 | 0.5 | 0.5 | 0.5 | 0.5 | 0 | 0 | 0 | 0.91503 | 0.84 | 0.93362 | 0.84
2005 | 20 | 5 | 5 | 1 |  |  |  |  | Grocery | Office (General) | Grocery - Office (General) |  | Grocery | Grocery - Office (General) | Grocery Admin | Sat | Open | 52 | 52 | 0.07 | 1.0804 | 1.0804 | 1.0804 | 1.0804 | 1.0804 | 0.87263 | 0.87263 | 0 | 0 | 0 | 0 | 0 | 0 | 0 | 32.3336 | 32.3336 | 32.3336 | 32.3336 | 32.3336 | 26.1156 | 26.1156 | 0 | 0 | 0 | 0 | 0 | 0 | 0 | 0 | 0 | 0 | 0 | 0 | 0 | 0 | 0 | 0 | 0 | 0 | 0 | 0 | 0 | 0 | 0 | 0 | 0 | 0 | 0 | 0 | 0 | 0 | 0 | 0 | 0 | 0 | 0 | 0.063119 | 0.063119 | 0.063119 | 0.063119 | 0.063119 | 0.050981 | 0.050981 | 0 | 0 | 0 | 0 | 0 | 0 | 0 | 1.5743 | 1.5743 | 1.5743 | 1.5743 | 1.5743 | 1.2716 | 1.2716 | 0 | 0 | 0 | 0 | 0 | 0 | 0 | 0 | 0 | 0 | 0 | 0 | 0 | 0 | 0 | 0 | 0 | 0 | 0 | 0 | 0 | 0 | 0 | 0 | 0 | 0 | 0 | 0 | 0 | 0 | 0 | 0 | 0 | 0 | 0 | Grocery Admin ILit Sat | Grocery Admin ILit all | 3499 | 15 | 70 | Grocery Admin ILit2 Sat | Grocery Admin ILit Sat | Grocery Admin ILit all | 3499 | 20 | 50 | 3499 | 8.2218 | 0.49 | 0.15 | 0.15 | 0.15 | 0.15 | 0.15 | 0.15 | 0.7 | 0.7 | 0.7 | 0.7 | 0.7 | 0.7 | 0.7 | 0.7 | 0.7 | 0.7 | 0.7 | 0.7 | 0.7 | 0.7 | 0.7 | 0.7 | 0.15 | 0.15 | 6.8523 | 0.35 | 0.2 | 0.2 | 0.2 | 0.2 | 0.2 | 0.2 | 0.5 | 0.5 | 0.5 | 0.5 | 0.5 | 0.5 | 0.5 | 0.5 | 0.5 | 0.5 | 0.5 | 0.5 | 0.5 | 0.5 | 0.5 | 0.5 | 0.2 | 0.2 | 0 | 0 | 0 | 0 | 0 | 0 | 1 | 1 | 1 | 1 | 1 | 1 | 1 | 1 | 1 | 1 | 1 | 1 | 1 | 1 | 1 | 1 | 0 | 0 | 0 | 0 | 0 | 0 | 0 | 0 | 1 | 1 | 1 | 1 | 1 | 1 | 1 | 1 | 1 | 1 | 1 | 1 | 1 | 1 | 1 | 1 | 0 | 0 | 30 | 0.66337 | 0.20792 | 0.079208 | 0.049505 | 0.76136 | 0 | 0 | 0 | 0 | 0 | 0 | 0 | 0 |  | 0.01564 | 0.01564 | 0.013952 | 0.014738 | 0.014689 | 0.012808 | 0.015569 | Grocery - Office (General) - Sat | 10 | 6 | 22 | 553.8 | -126.2656 | 0 | 0 | 553.8 | -126.2656 | 0 | 0 | 10.65 | -2.4282 | 0 | 0 | 0 | 0 | 0 | 0.15 | 0.7 | 0.7 | 0.7 | 0.7 | 0.7 | 0.7 | 0.7 | 0.7 | 0.7 | 0.7 | 0.7 | 0.7 | 0.7 | 0.7 | 0.7 | 0 | 0 | 0 |  | 400.4 | -44.0811 | 0 | 0 | 400.4 | -44.0811 | 0 | 0 | 7.7 | -0.84771 | 0 | 0 | 0 | 0 | 0 | 0.2 | 0.5 | 0.5 | 0.5 | 0.5 | 0.5 | 0.5 | 0.5 | 0.5 | 0.5 | 0.5 | 0.5 | 0.5 | 0.5 | 0.5 | 0.5 | 0 | 0 | 0 | 0.66305 | 0.7 | 0.71378 | 0.7
2006 | 20 | 6 | 6 | 2 |  |  |  |  | Grocery | Office (General) | Grocery - Office (General) |  | Grocery | Grocery - Office (General) | Grocery Admin | Sun | Open | 52 | 52 | 0.07 | 1.0804 | 1.0804 | 1.0804 | 1.0804 | 1.0804 | 0.87263 | 0.87263 | 0 | 0 | 0 | 0 | 0 | 0 | 0 | 32.3336 | 32.3336 | 32.3336 | 32.3336 | 32.3336 | 26.1156 | 26.1156 | 0 | 0 | 0 | 0 | 0 | 0 | 0 | 0 | 0 | 0 | 0 | 0 | 0 | 0 | 0 | 0 | 0 | 0 | 0 | 0 | 0 | 0 | 0 | 0 | 0 | 0 | 0 | 0 | 0 | 0 | 0 | 0 | 0 | 0 | 0 | 0.063119 | 0.063119 | 0.063119 | 0.063119 | 0.063119 | 0.050981 | 0.050981 | 0 | 0 | 0 | 0 | 0 | 0 | 0 | 1.5743 | 1.5743 | 1.5743 | 1.5743 | 1.5743 | 1.2716 | 1.2716 | 0 | 0 | 0 | 0 | 0 | 0 | 0 | 0 | 0 | 0 | 0 | 0 | 0 | 0 | 0 | 0 | 0 | 0 | 0 | 0 | 0 | 0 | 0 | 0 | 0 | 0 | 0 | 0 | 0 | 0 | 0 | 0 | 0 | 0 | 0 | Grocery Admin ILit Sun | Grocery Admin ILit all | 3499 | 15 | 70 | Grocery Admin ILit2 Sun | Grocery Admin ILit Sun | Grocery Admin ILit all | 3499 | 20 | 50 | 3499 | 8.2218 | 0.49 | 0.15 | 0.15 | 0.15 | 0.15 | 0.15 | 0.15 | 0.7 | 0.7 | 0.7 | 0.7 | 0.7 | 0.7 | 0.7 | 0.7 | 0.7 | 0.7 | 0.7 | 0.7 | 0.7 | 0.7 | 0.7 | 0.7 | 0.15 | 0.15 | 6.8523 | 0.35 | 0.2 | 0.2 | 0.2 | 0.2 | 0.2 | 0.2 | 0.5 | 0.5 | 0.5 | 0.5 | 0.5 | 0.5 | 0.5 | 0.5 | 0.5 | 0.5 | 0.5 | 0.5 | 0.5 | 0.5 | 0.5 | 0.5 | 0.2 | 0.2 | 0 | 0 | 0 | 0 | 0 | 0 | 1 | 1 | 1 | 1 | 1 | 1 | 1 | 1 | 1 | 1 | 1 | 1 | 1 | 1 | 1 | 1 | 0 | 0 | 0 | 0 | 0 | 0 | 0 | 0 | 1 | 1 | 1 | 1 | 1 | 1 | 1 | 1 | 1 | 1 | 1 | 1 | 1 | 1 | 1 | 1 | 0 | 0 | 30 | 0.66337 | 0.20792 | 0.079208 | 0.049505 | 0.76136 | 0 | 0 | 0 | 0 | 0 | 0 | 0 | 0 |  | 0.01564 | 0.01564 | 0.013952 | 0.014738 | 0.014689 | 0.012808 | 0.015569 | Grocery - Office (General) - Sun | 12 | 6 | 22 | 553.8 | -126.2656 | 0 | 0 | 553.8 | -126.2656 | 0 | 0 | 10.65 | -2.4282 | 0 | 0 | 0 | 0 | 0 | 0.15 | 0.7 | 0.7 | 0.7 | 0.7 | 0.7 | 0.7 | 0.7 | 0.7 | 0.7 | 0.7 | 0.7 | 0.7 | 0.7 | 0.7 | 0.7 | 0 | 0 | 0 |  | 400.4 | -44.0811 | 0 | 0 | 400.4 | -44.0811 | 0 | 0 | 7.7 | -0.84771 | 0 | 0 | 0 | 0 | 0 | 0.2 | 0.5 | 0.5 | 0.5 | 0.5 | 0.5 | 0.5 | 0.5 | 0.5 | 0.5 | 0.5 | 0.5 | 0.5 | 0.5 | 0.5 | 0.5 | 0 | 0 | 0 | 0.66305 | 0.7 | 0.71378 | 0.7
2007 | 20 | 7 | 7 | 3 |  |  |  |  | Grocery | Office (General) | Grocery - Office (General) |  | Grocery | Grocery - Office (General) | Grocery Admin | Hol | Open | 10 | 10 | 0.07 | 1.0804 | 1.0804 | 1.0804 | 1.0804 | 1.0804 | 0.87263 | 0.87263 | 0 | 0 | 0 | 0 | 0 | 0 | 0 | 6.218 | 6.218 | 6.218 | 6.218 | 6.218 | 5.0222 | 5.0222 | 0 | 0 | 0 | 0 | 0 | 0 | 0 | 0 | 0 | 0 | 0 | 0 | 0 | 0 | 0 | 0 | 0 | 0 | 0 | 0 | 0 | 0 | 0 | 0 | 0 | 0 | 0 | 0 | 0 | 0 | 0 | 0 | 0 | 0 | 0 | 0.063119 | 0.063119 | 0.063119 | 0.063119 | 0.063119 | 0.050981 | 0.050981 | 0 | 0 | 0 | 0 | 0 | 0 | 0 | 0.30276 | 0.30276 | 0.30276 | 0.30276 | 0.30276 | 0.24454 | 0.24454 | 0 | 0 | 0 | 0 | 0 | 0 | 0 | 0 | 0 | 0 | 0 | 0 | 0 | 0 | 0 | 0 | 0 | 0 | 0 | 0 | 0 | 0 | 0 | 0 | 0 | 0 | 0 | 0 | 0 | 0 | 0 | 0 | 0 | 0 | 0 | Grocery Admin ILit Hol | Grocery Admin ILit all | 3499 | 15 | 70 | Grocery Admin ILit2 Hol | Grocery Admin ILit Hol | Grocery Admin ILit all | 3499 | 20 | 50 | 3499 | 8.2218 | 0.49 | 0.15 | 0.15 | 0.15 | 0.15 | 0.15 | 0.15 | 0.7 | 0.7 | 0.7 | 0.7 | 0.7 | 0.7 | 0.7 | 0.7 | 0.7 | 0.7 | 0.7 | 0.7 | 0.7 | 0.7 | 0.7 | 0.7 | 0.15 | 0.15 | 6.8523 | 0.35 | 0.2 | 0.2 | 0.2 | 0.2 | 0.2 | 0.2 | 0.5 | 0.5 | 0.5 | 0.5 | 0.5 | 0.5 | 0.5 | 0.5 | 0.5 | 0.5 | 0.5 | 0.5 | 0.5 | 0.5 | 0.5 | 0.5 | 0.2 | 0.2 | 0 | 0 | 0 | 0 | 0 | 0 | 1 | 1 | 1 | 1 | 1 | 1 | 1 | 1 | 1 | 1 | 1 | 1 | 1 | 1 | 1 | 1 | 0 | 0 | 0 | 0 | 0 | 0 | 0 | 0 | 1 | 1 | 1 | 1 | 1 | 1 | 1 | 1 | 1 | 1 | 1 | 1 | 1 | 1 | 1 | 1 | 0 | 0 | 30 | 0.66337 | 0.20792 | 0.079208 | 0.049505 | 0.76136 | 0 | 0 | 0 | 0 | 0 | 0 | 0 | 0 |  | 0.01564 | 0.01564 | 0.013952 | 0.014738 | 0.014689 | 0.012808 | 0.015569 | Grocery - Office (General) - Hol | 14 | 6 | 22 | 106.5 | -24.2818 | 0 | 0 | 106.5 | -24.2818 | 0 | 0 | 10.65 | -2.4282 | 0 | 0 | 0 | 0 | 0 | 0.15 | 0.7 | 0.7 | 0.7 | 0.7 | 0.7 | 0.7 | 0.7 | 0.7 | 0.7 | 0.7 | 0.7 | 0.7 | 0.7 | 0.7 | 0.7 | 0 | 0 | 0 |  | 77 | -8.4771 | 0 | 0 | 77 | -8.4771 | 0 | 0 | 7.7 | -0.84771 | 0 | 0 | 0 | 0 | 0 | 0.2 | 0.5 | 0.5 | 0.5 | 0.5 | 0.5 | 0.5 | 0.5 | 0.5 | 0.5 | 0.5 | 0.5 | 0.5 | 0.5 | 0.5 | 0.5 | 0 | 0 | 0 | 0.66305 | 0.7 | 0.71378 | 0.7
2008 | 20 | 8 | 8 | 4 |  |  | Grocery - Office (General) | Grocery - Office (General) | Grocery | Office (General) | Grocery - Office (General) |  | Grocery | Grocery - Office (General) | Grocery Admin | all | Open | 251 | 251 | 0.07 | 1.0804 | 1.0804 | 1.0804 | 1.0804 | 1.0804 | 0.87263 | 0.87263 | 0.075628 | 0.075628 | 0.075628 | 0.075628 | 0.075628 | 0.061084 | 0.061084 | 156.0719 | 156.0719 | 156.0719 | 156.0719 | 156.0719 | 126.0581 | 126.0581 | 0.037058 | 0.037058 | 0.037058 | 0.037058 | 0.037058 | 0.029931 | 0.029931 | 3000.9627 | 3000.9627 | 3000.9627 | 3000.9627 | 3000.9627 | 3000.9627 | 3000.9627 | 0 | 0 | 0 | 0 | 0 | 0 | 0 | 0.49 | 0.49 | 0.49 | 0.49 | 0.49 | 0.49 | 0.49 | 0 | 0 | 0 | 0 | 0 | 0 | 0 | 0.063119 | 0.063119 | 0.063119 | 0.063119 | 0.063119 | 0.050981 | 0.050981 | 0.0044184 | 0.0044184 | 0.0044184 | 0.0044184 | 0.0044184 | 0.0035687 | 0.0035687 | 7.5992 | 7.5992 | 7.5992 | 7.5992 | 7.5992 | 6.1378 | 6.1378 | 0.0015464 | 0.0015464 | 0.0015464 | 0.0015464 | 0.0015464 | 0.001249 | 0.001249 | 2501.0843 | 2501.0843 | 2501.0843 | 2501.0843 | 2501.0843 | 2501.0843 | 2501.0843 | 0 | 0 | 0 | 0 | 0 | 0 | 0 | 0.35 | 0.35 | 0.35 | 0.35 | 0.35 | 0.35 | 0.35 | 0 | 0 | 0 | 0 | 0 | 0 | 0 | Grocery Admin ILit all | Grocery Admin ILit all | 3498 | 15 | 70 | Grocery Admin ILit2 all | Grocery Admin ILit all | Grocery Admin ILit all | 3498 | 20 | 50 | 3498 | 8.2218 | 0.49 | 0.15 | 0.15 | 0.15 | 0.15 | 0.15 | 0.15 | 0.7 | 0.7 | 0.7 | 0.7 | 0.7 | 0.7 | 0.7 | 0.7 | 0.7 | 0.7 | 0.7 | 0.7 | 0.7 | 0.7 | 0.7 | 0.7 | 0.15 | 0.15 | 6.8523 | 0.35 | 0.2 | 0.2 | 0.2 | 0.2 | 0.2 | 0.2 | 0.5 | 0.5 | 0.5 | 0.5 | 0.5 | 0.5 | 0.5 | 0.5 | 0.5 | 0.5 | 0.5 | 0.5 | 0.5 | 0.5 | 0.5 | 0.5 | 0.2 | 0.2 | 0 | 0 | 0 | 0 | 0 | 0 | 1 | 1 | 1 | 1 | 1 | 1 | 1 | 1 | 1 | 1 | 1 | 1 | 1 | 1 | 1 | 1 | 0 | 0 | 0 | 0 | 0 | 0 | 0 | 0 | 1 | 1 | 1 | 1 | 1 | 1 | 1 | 1 | 1 | 1 | 1 | 1 | 1 | 1 | 1 | 1 | 0 | 0 | 30 | 0.66337 | 0.20792 | 0.079208 | 0.049505 | 0.76136 | 0.16511 | 0.012487 | 0.012487 | 0.012487 | 0.012487 | 0.012487 | 0.010085 | 0.010085 |  | 0.01564 | 0.01564 | 0.013952 | 0.014738 | 0.014689 | 0.012808 | 0.015569 | Grocery - Office (General) - all | 16 | 6 | 22 | 2673.15 | -609.4743 | 2673.15 | -609.4743 | 0 | 0 | 10.65 | -2.4282 | 0 | 0 | 0 | 0 | 0 | 0 | 0 | 0.15 | 0.7 | 0.7 | 0.7 | 0.7 | 0.7 | 0.7 | 0.7 | 0.7 | 0.7 | 0.7 | 0.7 | 0.7 | 0.7 | 0.7 | 0.7 | 0 | 0 | 0 |  | 1932.7 | -212.7763 | 1932.7 | -212.7763 | 0 | 0 | 7.7 | -0.84771 | 0 | 0 | 0 | 0 | 0 | 0 | 0 | 0.2 | 0.5 | 0.5 | 0.5 | 0.5 | 0.5 | 0.5 | 0.5 | 0.5 | 0.5 | 0.5 | 0.5 | 0.5 | 0.5 | 0.5 | 0.5 | 0 | 0 | 0 | 0.66305 | 0.7 | 0.71378 | 0.7
2009 | 20 | 9 | 5 | 1 |  |  |  |  | Grocery | Refrigerated (Food Preparation) | Grocery - Refrigerated (Food Preparation) |  | Grocery | Grocery - Refrigerated (Food Preparation) | Grocery Prep | Sat | Open | 52 | 52 | 0.02536 | 2.9919 | 2.9919 | 1.4128 | 1.4128 | 1.3297 | 1.3297 | 1.3297 | 0 | 0 | 0 | 0 | 0 | 0 | 0 | 42.5536 | 42.5536 | 20.0947 | 20.0947 | 18.9127 | 18.9127 | 18.9127 | 0 | 0 | 0 | 0 | 0 | 0 | 0 | 0 | 0 | 0 | 0 | 0 | 0 | 0 | 0 | 0 | 0 | 0 | 0 | 0 | 0 | 0 | 0 | 0 | 0 | 0 | 0 | 0 | 0 | 0 | 0 | 0 | 0 | 0 | 0 | 0.17479 | 0.17479 | 0.082541 | 0.082541 | 0.077685 | 0.077685 | 0.077685 | 0 | 0 | 0 | 0 | 0 | 0 | 0 | 2.0794 | 2.0794 | 0.98192 | 0.98192 | 0.92416 | 0.92416 | 0.92416 | 0 | 0 | 0 | 0 | 0 | 0 | 0 | 0 | 0 | 0 | 0 | 0 | 0 | 0 | 0 | 0 | 0 | 0 | 0 | 0 | 0 | 0 | 0 | 0 | 0 | 0 | 0 | 0 | 0 | 0 | 0 | 0 | 0 | 0 | 0 | Grocery Prep ILit Sat | Grocery Prep ILit all | 3513 | 50 | 50 | Grocery Prep ILit2 Sat | Grocery Prep ILit Sat | Grocery Prep ILit all | 3513 | 40 | 40 | 3513 | 10.7855 | 0.42 | 0.5 | 0.5 | 0.5 | 0.5 | 0.5 | 0.5 | 0.5 | 0.5 | 0.5 | 0.5 | 0.5 | 0.5 | 0.5 | 0.5 | 0.5 | 0.5 | 0.5 | 0.5 | 0.5 | 0.5 | 0.5 | 0.5 | 0.5 | 0.5 | 9.021 | 0.336 | 0.4 | 0.4 | 0.4 | 0.4 | 0.4 | 0.4 | 0.4 | 0.4 | 0.4 | 0.4 | 0.4 | 0.4 | 0.4 | 0.4 | 0.4 | 0.4 | 0.4 | 0.4 | 0.4 | 0.4 | 0.4 | 0.4 | 0.4 | 0.4 | 0 | 0 | 0 | 0 | 0 | 0 | 0 | 0 | 0 | 0 | 0 | 0 | 0 | 0 | 0 | 0 | 0 | 0 | 0 | 0 | 0 | 0 | 0 | 0 | 0 | 0 | 0 | 0 | 0 | 0 | 0 | 0 | 0 | 0 | 0 | 0 | 0 | 0 | 0 | 0 | 0 | 0 | 0 | 0 | 0 | 0 | 0 | 0 | 16 | 0.29 | 0.41 | 0.14 | 0.16 | 0.41429 | 0 | 0 | 0 | 0 | 0 | 0 | 0 | 0 |  | 0.01564 | 0.01564 | 0.013952 | 0.014738 | 0.014689 | 0.012808 | 0.015569 | Grocery - Refrigerated (Food Preparation) - Sat | 10 | 6 | 22 | 416 | 144.8442 | 0 | 0 | 416 | 144.8442 | 0 | 0 | 8 | 2.7855 | 0 | 0 | 0 | 0 | 0 | 0.5 | 0.5 | 0.5 | 0.5 | 0.5 | 0.5 | 0.5 | 0.5 | 0.5 | 0.5 | 0.5 | 0.5 | 0.5 | 0.5 | 0.5 | 0.5 | 0 | 0 | 0 |  | 332.8 | 136.2929 | 0 | 0 | 332.8 | 136.2929 | 0 | 0 | 6.4 | 2.621 | 0 | 0 | 0 | 0 | 0 | 0.4 | 0.4 | 0.4 | 0.4 | 0.4 | 0.4 | 0.4 | 0.4 | 0.4 | 0.4 | 0.4 | 0.4 | 0.4 | 0.4 | 0.4 | 0.4 | 0 | 0 | 0 | 0.89879 | 0.84 | 0.93969 | 0.84
2010 | 20 | 10 | 6 | 2 |  |  |  |  | Grocery | Refrigerated (Food Preparation) | Grocery - Refrigerated (Food Preparation) |  | Grocery | Grocery - Refrigerated (Food Preparation) | Grocery Prep | Sun | Open | 52 | 52 | 0.02536 | 2.9919 | 2.9919 | 1.4128 | 1.4128 | 1.3297 | 1.3297 | 1.3297 | 0 | 0 | 0 | 0 | 0 | 0 | 0 | 42.5536 | 42.5536 | 20.0947 | 20.0947 | 18.9127 | 18.9127 | 18.9127 | 0 | 0 | 0 | 0 | 0 | 0 | 0 | 0 | 0 | 0 | 0 | 0 | 0 | 0 | 0 | 0 | 0 | 0 | 0 | 0 | 0 | 0 | 0 | 0 | 0 | 0 | 0 | 0 | 0 | 0 | 0 | 0 | 0 | 0 | 0 | 0.17479 | 0.17479 | 0.082541 | 0.082541 | 0.077685 | 0.077685 | 0.077685 | 0 | 0 | 0 | 0 | 0 | 0 | 0 | 2.0794 | 2.0794 | 0.98192 | 0.98192 | 0.92416 | 0.92416 | 0.92416 | 0 | 0 | 0 | 0 | 0 | 0 | 0 | 0 | 0 | 0 | 0 | 0 | 0 | 0 | 0 | 0 | 0 | 0 | 0 | 0 | 0 | 0 | 0 | 0 | 0 | 0 | 0 | 0 | 0 | 0 | 0 | 0 | 0 | 0 | 0 | Grocery Prep ILit Sun | Grocery Prep ILit all | 3513 | 50 | 50 | Grocery Prep ILit2 Sun | Grocery Prep ILit Sun | Grocery Prep ILit all | 3513 | 40 | 40 | 3513 | 10.7855 | 0.42 | 0.5 | 0.5 | 0.5 | 0.5 | 0.5 | 0.5 | 0.5 | 0.5 | 0.5 | 0.5 | 0.5 | 0.5 | 0.5 | 0.5 | 0.5 | 0.5 | 0.5 | 0.5 | 0.5 | 0.5 | 0.5 | 0.5 | 0.5 | 0.5 | 9.021 | 0.336 | 0.4 | 0.4 | 0.4 | 0.4 | 0.4 | 0.4 | 0.4 | 0.4 | 0.4 | 0.4 | 0.4 | 0.4 | 0.4 | 0.4 | 0.4 | 0.4 | 0.4 | 0.4 | 0.4 | 0.4 | 0.4 | 0.4 | 0.4 | 0.4 | 0 | 0 | 0 | 0 | 0 | 0 | 0 | 0 | 0 | 0 | 0 | 0 | 0 | 0 | 0 | 0 | 0 | 0 | 0 | 0 | 0 | 0 | 0 | 0 | 0 | 0 | 0 | 0 | 0 | 0 | 0 | 0 | 0 | 0 | 0 | 0 | 0 | 0 | 0 | 0 | 0 | 0 | 0 | 0 | 0 | 0 | 0 | 0 | 16 | 0.29 | 0.41 | 0.14 | 0.16 | 0.41429 | 0 | 0 | 0 | 0 | 0 | 0 | 0 | 0 |  | 0.01564 | 0.01564 | 0.013952 | 0.014738 | 0.014689 | 0.012808 | 0.015569 | Grocery - Refrigerated (Food Preparation) - Sun | 12 | 6 | 22 | 416 | 144.8442 | 0 | 0 | 416 | 144.8442 | 0 | 0 | 8 | 2.7855 | 0 | 0 | 0 | 0 | 0 | 0.5 | 0.5 | 0.5 | 0.5 | 0.5 | 0.5 | 0.5 | 0.5 | 0.5 | 0.5 | 0.5 | 0.5 | 0.5 | 0.5 | 0.5 | 0.5 | 0 | 0 | 0 |  | 332.8 | 136.2929 | 0 | 0 | 332.8 | 136.2929 | 0 | 0 | 6.4 | 2.621 | 0 | 0 | 0 | 0 | 0 | 0.4 | 0.4 | 0.4 | 0.4 | 0.4 | 0.4 | 0.4 | 0.4 | 0.4 | 0.4 | 0.4 | 0.4 | 0.4 | 0.4 | 0.4 | 0.4 | 0 | 0 | 0 | 0.89879 | 0.84 | 0.93969 | 0.84
2011 | 20 | 11 | 7 | 3 |  |  |  |  | Grocery | Refrigerated (Food Preparation) | Grocery - Refrigerated (Food Preparation) |  | Grocery | Grocery - Refrigerated (Food Preparation) | Grocery Prep | Hol | Open | 10 | 10 | 0.02536 | 2.9919 | 2.9919 | 1.4128 | 1.4128 | 1.3297 | 1.3297 | 1.3297 | 0 | 0 | 0 | 0 | 0 | 0 | 0 | 8.1834 | 8.1834 | 3.8644 | 3.8644 | 3.6371 | 3.6371 | 3.6371 | 0 | 0 | 0 | 0 | 0 | 0 | 0 | 0 | 0 | 0 | 0 | 0 | 0 | 0 | 0 | 0 | 0 | 0 | 0 | 0 | 0 | 0 | 0 | 0 | 0 | 0 | 0 | 0 | 0 | 0 | 0 | 0 | 0 | 0 | 0 | 0.17479 | 0.17479 | 0.082541 | 0.082541 | 0.077685 | 0.077685 | 0.077685 | 0 | 0 | 0 | 0 | 0 | 0 | 0 | 0.39988 | 0.39988 | 0.18883 | 0.18883 | 0.17772 | 0.17772 | 0.17772 | 0 | 0 | 0 | 0 | 0 | 0 | 0 | 0 | 0 | 0 | 0 | 0 | 0 | 0 | 0 | 0 | 0 | 0 | 0 | 0 | 0 | 0 | 0 | 0 | 0 | 0 | 0 | 0 | 0 | 0 | 0 | 0 | 0 | 0 | 0 | Grocery Prep ILit Hol | Grocery Prep ILit all | 3513 | 50 | 50 | Grocery Prep ILit2 Hol | Grocery Prep ILit Hol | Grocery Prep ILit all | 3513 | 40 | 40 | 3513 | 10.7855 | 0.42 | 0.5 | 0.5 | 0.5 | 0.5 | 0.5 | 0.5 | 0.5 | 0.5 | 0.5 | 0.5 | 0.5 | 0.5 | 0.5 | 0.5 | 0.5 | 0.5 | 0.5 | 0.5 | 0.5 | 0.5 | 0.5 | 0.5 | 0.5 | 0.5 | 9.021 | 0.336 | 0.4 | 0.4 | 0.4 | 0.4 | 0.4 | 0.4 | 0.4 | 0.4 | 0.4 | 0.4 | 0.4 | 0.4 | 0.4 | 0.4 | 0.4 | 0.4 | 0.4 | 0.4 | 0.4 | 0.4 | 0.4 | 0.4 | 0.4 | 0.4 | 0 | 0 | 0 | 0 | 0 | 0 | 0 | 0 | 0 | 0 | 0 | 0 | 0 | 0 | 0 | 0 | 0 | 0 | 0 | 0 | 0 | 0 | 0 | 0 | 0 | 0 | 0 | 0 | 0 | 0 | 0 | 0 | 0 | 0 | 0 | 0 | 0 | 0 | 0 | 0 | 0 | 0 | 0 | 0 | 0 | 0 | 0 | 0 | 16 | 0.29 | 0.41 | 0.14 | 0.16 | 0.41429 | 0 | 0 | 0 | 0 | 0 | 0 | 0 | 0 |  | 0.01564 | 0.01564 | 0.013952 | 0.014738 | 0.014689 | 0.012808 | 0.015569 | Grocery - Refrigerated (Food Preparation) - Hol | 14 | 6 | 22 | 80 | 27.8547 | 0 | 0 | 80 | 27.8547 | 0 | 0 | 8 | 2.7855 | 0 | 0 | 0 | 0 | 0 | 0.5 | 0.5 | 0.5 | 0.5 | 0.5 | 0.5 | 0.5 | 0.5 | 0.5 | 0.5 | 0.5 | 0.5 | 0.5 | 0.5 | 0.5 | 0.5 | 0 | 0 | 0 |  | 64 | 26.2102 | 0 | 0 | 64 | 26.2102 | 0 | 0 | 6.4 | 2.621 | 0 | 0 | 0 | 0 | 0 | 0.4 | 0.4 | 0.4 | 0.4 | 0.4 | 0.4 | 0.4 | 0.4 | 0.4 | 0.4 | 0.4 | 0.4 | 0.4 | 0.4 | 0.4 | 0.4 | 0 | 0 | 0 | 0.89879 | 0.84 | 0.93969 | 0.84
2012 | 20 | 12 | 8 | 4 |  |  | Grocery - Refrigerated (Food Preparation) | Grocery - Refrigerated (Food Preparation) | Grocery | Refrigerated (Food Preparation) | Grocery - Refrigerated (Food Preparation) |  | Grocery | Grocery - Refrigerated (Food Preparation) | Grocery Prep | all | Open | 251 | 251 | 0.02536 | 2.9919 | 2.9919 | 1.4128 | 1.4128 | 1.3297 | 1.3297 | 1.3297 | 0.075874 | 0.075874 | 0.035829 | 0.035829 | 0.033722 | 0.033722 | 0.033722 | 205.4028 | 205.4028 | 96.9958 | 96.9958 | 91.2901 | 91.2901 | 91.2901 | 0.031867 | 0.031867 | 0.015048 | 0.015048 | 0.014163 | 0.014163 | 0.014163 | 3936.6951 | 3936.6951 | 3936.6951 | 3936.6951 | 3936.6951 | 3936.6951 | 3936.6951 | 0 | 0 | 0 | 0 | 0 | 0 | 0 | 0.42 | 0.42 | 0.42 | 0.42 | 0.42 | 0.42 | 0.42 | 0 | 0 | 0 | 0 | 0 | 0 | 0 | 0.17479 | 0.17479 | 0.082541 | 0.082541 | 0.077685 | 0.077685 | 0.077685 | 0.0044327 | 0.0044327 | 0.0020932 | 0.0020932 | 0.0019701 | 0.0019701 | 0.0019701 | 10.0369 | 10.0369 | 4.7397 | 4.7397 | 4.4609 | 4.4609 | 4.4609 | 0.0014894 | 0.0014894 | 0.00070333 | 0.00070333 | 0.00066195 | 0.00066195 | 0.00066195 | 3292.6711 | 3292.6711 | 3292.6711 | 3292.6711 | 3292.6711 | 3292.6711 | 3292.6711 | 0 | 0 | 0 | 0 | 0 | 0 | 0 | 0.336 | 0.336 | 0.336 | 0.336 | 0.336 | 0.336 | 0.336 | 0 | 0 | 0 | 0 | 0 | 0 | 0 | Grocery Prep ILit all | Grocery Prep ILit all | 3512 | 50 | 50 | Grocery Prep ILit2 all | Grocery Prep ILit all | Grocery Prep ILit all | 3512 | 40 | 40 | 3512 | 10.7855 | 0.42 | 0.5 | 0.5 | 0.5 | 0.5 | 0.5 | 0.5 | 0.5 | 0.5 | 0.5 | 0.5 | 0.5 | 0.5 | 0.5 | 0.5 | 0.5 | 0.5 | 0.5 | 0.5 | 0.5 | 0.5 | 0.5 | 0.5 | 0.5 | 0.5 | 9.021 | 0.336 | 0.4 | 0.4 | 0.4 | 0.4 | 0.4 | 0.4 | 0.4 | 0.4 | 0.4 | 0.4 | 0.4 | 0.4 | 0.4 | 0.4 | 0.4 | 0.4 | 0.4 | 0.4 | 0.4 | 0.4 | 0.4 | 0.4 | 0.4 | 0.4 | 0 | 0 | 0 | 0 | 0 | 0 | 0 | 0 | 0 | 0 | 0 | 0 | 0 | 0 | 0 | 0 | 0 | 0 | 0 | 0 | 0 | 0 | 0 | 0 | 0 | 0 | 0 | 0 | 0 | 0 | 0 | 0 | 0 | 0 | 0 | 0 | 0 | 0 | 0 | 0 | 0 | 0 | 0 | 0 | 0 | 0 | 0 | 0 | 16 | 0.29 | 0.41 | 0.14 | 0.16 | 0.41429 | 0.042509 | 0.0032253 | 0.0032253 | 0.0015231 | 0.0015231 | 0.0014335 | 0.0014335 | 0.0014335 |  | 0.01564 | 0.01564 | 0.013952 | 0.014738 | 0.014689 | 0.012808 | 0.015569 | Grocery - Refrigerated (Food Preparation) - all | 16 | 6 | 22 | 2008 | 699.152 | 2008 | 699.152 | 0 | 0 | 8 | 2.7855 | 0 | 0 | 0 | 0 | 0 | 0 | 0 | 0.5 | 0.5 | 0.5 | 0.5 | 0.5 | 0.5 | 0.5 | 0.5 | 0.5 | 0.5 | 0.5 | 0.5 | 0.5 | 0.5 | 0.5 | 0.5 | 0 | 0 | 0 |  | 1606.4 | 657.8752 | 1606.4 | 657.8752 | 0 | 0 | 6.4 | 2.621 | 0 | 0 | 0 | 0 | 0 | 0 | 0 | 0.4 | 0.4 | 0.4 | 0.4 | 0.4 | 0.4 | 0.4 | 0.4 | 0.4 | 0.4 | 0.4 | 0.4 | 0.4 | 0.4 | 0.4 | 0.4 | 0 | 0 | 0 | 0.89879 | 0.84 | 0.93969 | 0.84
2013 | 20 | 13 | 5 | 1 |  |  |  |  | Grocery | Refrigerated (Walk-in Cooler) | Grocery - Refrigerated (Walk-in Cooler) |  | Grocery | Grocery - Refrigerated (Walk-in Cooler) | Grocery Refrig | Sat | Open | 52 | 52 | 0.0312 | 0.66486 | 0.66486 | 0.49865 | 0.49865 | 0.49865 | 0.49865 | 0.58175 | 0 | 0 | 0 | 0 | 0 | 0 | 0 | 11.634 | 11.634 | 8.7255 | 8.7255 | 8.7255 | 8.7255 | 10.1797 | 0 | 0 | 0 | 0 | 0 | 0 | 0 | 0 | 0 | 0 | 0 | 0 | 0 | 0 | 0 | 0 | 0 | 0 | 0 | 0 | 0 | 0 | 0 | 0 | 0 | 0 | 0 | 0 | 0 | 0 | 0 | 0 | 0 | 0 | 0 | 0.038843 | 0.038843 | 0.029132 | 0.029132 | 0.029132 | 0.029132 | 0.033987 | 0 | 0 | 0 | 0 | 0 | 0 | 0 | 0.56849 | 0.56849 | 0.42637 | 0.42637 | 0.42637 | 0.42637 | 0.49743 | 0 | 0 | 0 | 0 | 0 | 0 | 0 | 0 | 0 | 0 | 0 | 0 | 0 | 0 | 0 | 0 | 0 | 0 | 0 | 0 | 0 | 0 | 0 | 0 | 0 | 0 | 0 | 0 | 0 | 0 | 0 | 0 | 0 | 0 | 0 | Grocery Refrig ILit Sat | Grocery Refrig ILit all | 3506 | 50 | 50 | Grocery Refrig ILit2 Sat | Grocery Refrig ILit Sat | Grocery Refrig ILit all | 3506 | 40 | 40 | 3506 | 10.7855 | 0.42 | 0.5 | 0.5 | 0.5 | 0.5 | 0.5 | 0.5 | 0.5 | 0.5 | 0.5 | 0.5 | 0.5 | 0.5 | 0.5 | 0.5 | 0.5 | 0.5 | 0.5 | 0.5 | 0.5 | 0.5 | 0.5 | 0.5 | 0.5 | 0.5 | 9.021 | 0.336 | 0.4 | 0.4 | 0.4 | 0.4 | 0.4 | 0.4 | 0.4 | 0.4 | 0.4 | 0.4 | 0.4 | 0.4 | 0.4 | 0.4 | 0.4 | 0.4 | 0.4 | 0.4 | 0.4 | 0.4 | 0.4 | 0.4 | 0.4 | 0.4 | 0 | 0 | 0 | 0 | 0 | 0 | 0 | 0 | 0 | 0 | 0 | 0 | 0 | 0 | 0 | 0 | 0 | 0 | 0 | 0 | 0 | 0 | 0 | 0 | 0 | 0 | 0 | 0 | 0 | 0 | 0 | 0 | 0 | 0 | 0 | 0 | 0 | 0 | 0 | 0 | 0 | 0 | 0 | 0 | 0 | 0 | 0 | 0 | 16 | 0.29 | 0.41 | 0.14 | 0.16 | 0.41429 | 0 | 0 | 0 | 0 | 0 | 0 | 0 | 0 |  | 0.01564 | 0.01564 | 0.013952 | 0.014738 | 0.014689 | 0.012808 | 0.015569 | Grocery - Refrigerated (Walk-in Cooler) - Sat | 10 | 6 | 22 | 416 | 144.8442 | 0 | 0 | 416 | 144.8442 | 0 | 0 | 8 | 2.7855 | 0 | 0 | 0 | 0 | 0 | 0.5 | 0.5 | 0.5 | 0.5 | 0.5 | 0.5 | 0.5 | 0.5 | 0.5 | 0.5 | 0.5 | 0.5 | 0.5 | 0.5 | 0.5 | 0.5 | 0 | 0 | 0 |  | 332.8 | 136.2929 | 0 | 0 | 332.8 | 136.2929 | 0 | 0 | 6.4 | 2.621 | 0 | 0 | 0 | 0 | 0 | 0.4 | 0.4 | 0.4 | 0.4 | 0.4 | 0.4 | 0.4 | 0.4 | 0.4 | 0.4 | 0.4 | 0.4 | 0.4 | 0.4 | 0.4 | 0.4 | 0 | 0 | 0 | 0.89879 | 0.84 | 0.93969 | 0.84
2014 | 20 | 14 | 6 | 2 |  |  |  |  | Grocery | Refrigerated (Walk-in Cooler) | Grocery - Refrigerated (Walk-in Cooler) |  | Grocery | Grocery - Refrigerated (Walk-in Cooler) | Grocery Refrig | Sun | Open | 52 | 52 | 0.0312 | 0.66486 | 0.66486 | 0.49865 | 0.49865 | 0.49865 | 0.49865 | 0.58175 | 0 | 0 | 0 | 0 | 0 | 0 | 0 | 11.634 | 11.634 | 8.7255 | 8.7255 | 8.7255 | 8.7255 | 10.1797 | 0 | 0 | 0 | 0 | 0 | 0 | 0 | 0 | 0 | 0 | 0 | 0 | 0 | 0 | 0 | 0 | 0 | 0 | 0 | 0 | 0 | 0 | 0 | 0 | 0 | 0 | 0 | 0 | 0 | 0 | 0 | 0 | 0 | 0 | 0 | 0.038843 | 0.038843 | 0.029132 | 0.029132 | 0.029132 | 0.029132 | 0.033987 | 0 | 0 | 0 | 0 | 0 | 0 | 0 | 0.56849 | 0.56849 | 0.42637 | 0.42637 | 0.42637 | 0.42637 | 0.49743 | 0 | 0 | 0 | 0 | 0 | 0 | 0 | 0 | 0 | 0 | 0 | 0 | 0 | 0 | 0 | 0 | 0 | 0 | 0 | 0 | 0 | 0 | 0 | 0 | 0 | 0 | 0 | 0 | 0 | 0 | 0 | 0 | 0 | 0 | 0 | Grocery Refrig ILit Sun | Grocery Refrig ILit all | 3506 | 50 | 50 | Grocery Refrig ILit2 Sun | Grocery Refrig ILit Sun | Grocery Refrig ILit all | 3506 | 40 | 40 | 3506 | 10.7855 | 0.42 | 0.5 | 0.5 | 0.5 | 0.5 | 0.5 | 0.5 | 0.5 | 0.5 | 0.5 | 0.5 | 0.5 | 0.5 | 0.5 | 0.5 | 0.5 | 0.5 | 0.5 | 0.5 | 0.5 | 0.5 | 0.5 | 0.5 | 0.5 | 0.5 | 9.021 | 0.336 | 0.4 | 0.4 | 0.4 | 0.4 | 0.4 | 0.4 | 0.4 | 0.4 | 0.4 | 0.4 | 0.4 | 0.4 | 0.4 | 0.4 | 0.4 | 0.4 | 0.4 | 0.4 | 0.4 | 0.4 | 0.4 | 0.4 | 0.4 | 0.4 | 0 | 0 | 0 | 0 | 0 | 0 | 0 | 0 | 0 | 0 | 0 | 0 | 0 | 0 | 0 | 0 | 0 | 0 | 0 | 0 | 0 | 0 | 0 | 0 | 0 | 0 | 0 | 0 | 0 | 0 | 0 | 0 | 0 | 0 | 0 | 0 | 0 | 0 | 0 | 0 | 0 | 0 | 0 | 0 | 0 | 0 | 0 | 0 | 16 | 0.29 | 0.41 | 0.14 | 0.16 | 0.41429 | 0 | 0 | 0 | 0 | 0 | 0 | 0 | 0 |  | 0.01564 | 0.01564 | 0.013952 | 0.014738 | 0.014689 | 0.012808 | 0.015569 | Grocery - Refrigerated (Walk-in Cooler) - Sun | 12 | 6 | 22 | 416 | 144.8442 | 0 | 0 | 416 | 144.8442 | 0 | 0 | 8 | 2.7855 | 0 | 0 | 0 | 0 | 0 | 0.5 | 0.5 | 0.5 | 0.5 | 0.5 | 0.5 | 0.5 | 0.5 | 0.5 | 0.5 | 0.5 | 0.5 | 0.5 | 0.5 | 0.5 | 0.5 | 0 | 0 | 0 |  | 332.8 | 136.2929 | 0 | 0 | 332.8 | 136.2929 | 0 | 0 | 6.4 | 2.621 | 0 | 0 | 0 | 0 | 0 | 0.4 | 0.4 | 0.4 | 0.4 | 0.4 | 0.4 | 0.4 | 0.4 | 0.4 | 0.4 | 0.4 | 0.4 | 0.4 | 0.4 | 0.4 | 0.4 | 0 | 0 | 0 | 0.89879 | 0.84 | 0.93969 | 0.84
2015 | 20 | 15 | 7 | 3 |  |  |  |  | Grocery | Refrigerated (Walk-in Cooler) | Grocery - Refrigerated (Walk-in Cooler) |  | Grocery | Grocery - Refrigerated (Walk-in Cooler) | Grocery Refrig | Hol | Open | 10 | 10 | 0.0312 | 0.66486 | 0.66486 | 0.49865 | 0.49865 | 0.49865 | 0.49865 | 0.58175 | 0 | 0 | 0 | 0 | 0 | 0 | 0 | 2.2373 | 2.2373 | 1.678 | 1.678 | 1.678 | 1.678 | 1.9576 | 0 | 0 | 0 | 0 | 0 | 0 | 0 | 0 | 0 | 0 | 0 | 0 | 0 | 0 | 0 | 0 | 0 | 0 | 0 | 0 | 0 | 0 | 0 | 0 | 0 | 0 | 0 | 0 | 0 | 0 | 0 | 0 | 0 | 0 | 0 | 0.038843 | 0.038843 | 0.029132 | 0.029132 | 0.029132 | 0.029132 | 0.033987 | 0 | 0 | 0 | 0 | 0 | 0 | 0 | 0.10933 | 0.10933 | 0.081994 | 0.081994 | 0.081994 | 0.081994 | 0.095659 | 0 | 0 | 0 | 0 | 0 | 0 | 0 | 0 | 0 | 0 | 0 | 0 | 0 | 0 | 0 | 0 | 0 | 0 | 0 | 0 | 0 | 0 | 0 | 0 | 0 | 0 | 0 | 0 | 0 | 0 | 0 | 0 | 0 | 0 | 0 | Grocery Refrig ILit Hol | Grocery Refrig ILit all | 3506 | 50 | 50 | Grocery Refrig ILit2 Hol | Grocery Refrig ILit Hol | Grocery Refrig ILit all | 3506 | 40 | 40 | 3506 | 10.7855 | 0.42 | 0.5 | 0.5 | 0.5 | 0.5 | 0.5 | 0.5 | 0.5 | 0.5 | 0.5 | 0.5 | 0.5 | 0.5 | 0.5 | 0.5 | 0.5 | 0.5 | 0.5 | 0.5 | 0.5 | 0.5 | 0.5 | 0.5 | 0.5 | 0.5 | 9.021 | 0.336 | 0.4 | 0.4 | 0.4 | 0.4 | 0.4 | 0.4 | 0.4 | 0.4 | 0.4 | 0.4 | 0.4 | 0.4 | 0.4 | 0.4 | 0.4 | 0.4 | 0.4 | 0.4 | 0.4 | 0.4 | 0.4 | 0.4 | 0.4 | 0.4 | 0 | 0 | 0 | 0 | 0 | 0 | 0 | 0 | 0 | 0 | 0 | 0 | 0 | 0 | 0 | 0 | 0 | 0 | 0 | 0 | 0 | 0 | 0 | 0 | 0 | 0 | 0 | 0 | 0 | 0 | 0 | 0 | 0 | 0 | 0 | 0 | 0 | 0 | 0 | 0 | 0 | 0 | 0 | 0 | 0 | 0 | 0 | 0 | 16 | 0.29 | 0.41 | 0.14 | 0.16 | 0.41429 | 0 | 0 | 0 | 0 | 0 | 0 | 0 | 0 |  | 0.01564 | 0.01564 | 0.013952 | 0.014738 | 0.014689 | 0.012808 | 0.015569 | Grocery - Refrigerated (Walk-in Cooler) - Hol | 14 | 6 | 22 | 80 | 27.8547 | 0 | 0 | 80 | 27.8547 | 0 | 0 | 8 | 2.7855 | 0 | 0 | 0 | 0 | 0 | 0.5 | 0.5 | 0.5 | 0.5 | 0.5 | 0.5 | 0.5 | 0.5 | 0.5 | 0.5 | 0.5 | 0.5 | 0.5 | 0.5 | 0.5 | 0.5 | 0 | 0 | 0 |  | 64 | 26.2102 | 0 | 0 | 64 | 26.2102 | 0 | 0 | 6.4 | 2.621 | 0 | 0 | 0 | 0 | 0 | 0.4 | 0.4 | 0.4 | 0.4 | 0.4 | 0.4 | 0.4 | 0.4 | 0.4 | 0.4 | 0.4 | 0.4 | 0.4 | 0.4 | 0.4 | 0.4 | 0 | 0 | 0 | 0.89879 | 0.84 | 0.93969 | 0.84
2016 | 20 | 16 | 8 | 4 |  |  | Grocery - Refrigerated (Walk-in Cooler) | Grocery - Refrigerated (Walk-in Cooler) | Grocery | Refrigerated (Walk-in Cooler) | Grocery - Refrigerated (Walk-in Cooler) |  | Grocery | Grocery - Refrigerated (Walk-in Cooler) | Grocery Refrig | all | Open | 251 | 251 | 0.0312 | 0.66486 | 0.66486 | 0.49865 | 0.49865 | 0.49865 | 0.49865 | 0.58175 | 0.020744 | 0.020744 | 0.015558 | 0.015558 | 0.015558 | 0.015558 | 0.018151 | 56.1564 | 56.1564 | 42.1173 | 42.1173 | 42.1173 | 42.1173 | 49.1368 | 0.0087124 | 0.0087124 | 0.0065343 | 0.0065343 | 0.0065343 | 0.0065343 | 0.0076233 | 3936.6951 | 3936.6951 | 3936.6951 | 3936.6951 | 3936.6951 | 3936.6951 | 3936.6951 | 0 | 0 | 0 | 0 | 0 | 0 | 0 | 0.42 | 0.42 | 0.42 | 0.42 | 0.42 | 0.42 | 0.42 | 0 | 0 | 0 | 0 | 0 | 0 | 0 | 0.038843 | 0.038843 | 0.029132 | 0.029132 | 0.029132 | 0.029132 | 0.033987 | 0.0012119 | 0.0012119 | 0.00090892 | 0.00090892 | 0.00090892 | 0.00090892 | 0.0010604 | 2.7441 | 2.7441 | 2.058 | 2.058 | 2.058 | 2.058 | 2.4011 | 0.0004072 | 0.0004072 | 0.0003054 | 0.0003054 | 0.0003054 | 0.0003054 | 0.0003563 | 3292.6711 | 3292.6711 | 3292.6711 | 3292.6711 | 3292.6711 | 3292.6711 | 3292.6711 | 0 | 0 | 0 | 0 | 0 | 0 | 0 | 0.336 | 0.336 | 0.336 | 0.336 | 0.336 | 0.336 | 0.336 | 0 | 0 | 0 | 0 | 0 | 0 | 0 | Grocery Refrig ILit all | Grocery Refrig ILit all | 3505 | 50 | 50 | Grocery Refrig ILit2 all | Grocery Refrig ILit all | Grocery Refrig ILit all | 3505 | 40 | 40 | 3505 | 10.7855 | 0.42 | 0.5 | 0.5 | 0.5 | 0.5 | 0.5 | 0.5 | 0.5 | 0.5 | 0.5 | 0.5 | 0.5 | 0.5 | 0.5 | 0.5 | 0.5 | 0.5 | 0.5 | 0.5 | 0.5 | 0.5 | 0.5 | 0.5 | 0.5 | 0.5 | 9.021 | 0.336 | 0.4 | 0.4 | 0.4 | 0.4 | 0.4 | 0.4 | 0.4 | 0.4 | 0.4 | 0.4 | 0.4 | 0.4 | 0.4 | 0.4 | 0.4 | 0.4 | 0.4 | 0.4 | 0.4 | 0.4 | 0.4 | 0.4 | 0.4 | 0.4 | 0 | 0 | 0 | 0 | 0 | 0 | 0 | 0 | 0 | 0 | 0 | 0 | 0 | 0 | 0 | 0 | 0 | 0 | 0 | 0 | 0 | 0 | 0 | 0 | 0 | 0 | 0 | 0 | 0 | 0 | 0 | 0 | 0 | 0 | 0 | 0 | 0 | 0 | 0 | 0 | 0 | 0 | 0 | 0 | 0 | 0 | 0 | 0 | 16 | 0.29 | 0.41 | 0.14 | 0.16 | 0.41429 | 0.042509 | 0.00088179 | 0.00088179 | 0.00066134 | 0.00066134 | 0.00066134 | 0.00066134 | 0.00077156 |  | 0.01564 | 0.01564 | 0.013952 | 0.014738 | 0.014689 | 0.012808 | 0.015569 | Grocery - Refrigerated (Walk-in Cooler) - all | 16 | 6 | 22 | 2008 | 699.152 | 2008 | 699.152 | 0 | 0 | 8 | 2.7855 | 0 | 0 | 0 | 0 | 0 | 0 | 0 | 0.5 | 0.5 | 0.5 | 0.5 | 0.5 | 0.5 | 0.5 | 0.5 | 0.5 | 0.5 | 0.5 | 0.5 | 0.5 | 0.5 | 0.5 | 0.5 | 0 | 0 | 0 |  | 1606.4 | 657.8752 | 1606.4 | 657.8752 | 0 | 0 | 6.4 | 2.621 | 0 | 0 | 0 | 0 | 0 | 0 | 0 | 0.4 | 0.4 | 0.4 | 0.4 | 0.4 | 0.4 | 0.4 | 0.4 | 0.4 | 0.4 | 0.4 | 0.4 | 0.4 | 0.4 | 0.4 | 0.4 | 0 | 0 | 0 | 0.89879 | 0.84 | 0.93969 | 0.84
2017 | 20 | 17 | 5 | 1 |  |  |  |  | Grocery | Refrigerated (Walk-in Freezer) | Grocery - Refrigerated (Walk-in Freezer) |  | Grocery | Grocery - Refrigerated (Walk-in Freezer) | Grocery Refrig | Sat | Open | 52 | 52 | 0.01624 | 0.66486 | 0.66486 | 0.49865 | 0.49865 | 0.49865 | 0.49865 | 0.58175 | 0 | 0 | 0 | 0 | 0 | 0 | 0 | 6.0556 | 6.0556 | 4.5417 | 4.5417 | 4.5417 | 4.5417 | 5.2987 | 0 | 0 | 0 | 0 | 0 | 0 | 0 | 0 | 0 | 0 | 0 | 0 | 0 | 0 | 0 | 0 | 0 | 0 | 0 | 0 | 0 | 0 | 0 | 0 | 0 | 0 | 0 | 0 | 0 | 0 | 0 | 0 | 0 | 0 | 0 | 0.038843 | 0.038843 | 0.029132 | 0.029132 | 0.029132 | 0.029132 | 0.033987 | 0 | 0 | 0 | 0 | 0 | 0 | 0 | 0.29591 | 0.29591 | 0.22193 | 0.22193 | 0.22193 | 0.22193 | 0.25892 | 0 | 0 | 0 | 0 | 0 | 0 | 0 | 0 | 0 | 0 | 0 | 0 | 0 | 0 | 0 | 0 | 0 | 0 | 0 | 0 | 0 | 0 | 0 | 0 | 0 | 0 | 0 | 0 | 0 | 0 | 0 | 0 | 0 | 0 | 0 | Grocery Refrig ILit Sat | Grocery Refrig ILit all | 3506 | 50 | 50 | Grocery Refrig ILit2 Sat | Grocery Refrig ILit Sat | Grocery Refrig ILit all | 3506 | 40 | 40 | 3506 | 10.7855 | 0.42 | 0.5 | 0.5 | 0.5 | 0.5 | 0.5 | 0.5 | 0.5 | 0.5 | 0.5 | 0.5 | 0.5 | 0.5 | 0.5 | 0.5 | 0.5 | 0.5 | 0.5 | 0.5 | 0.5 | 0.5 | 0.5 | 0.5 | 0.5 | 0.5 | 9.021 | 0.336 | 0.4 | 0.4 | 0.4 | 0.4 | 0.4 | 0.4 | 0.4 | 0.4 | 0.4 | 0.4 | 0.4 | 0.4 | 0.4 | 0.4 | 0.4 | 0.4 | 0.4 | 0.4 | 0.4 | 0.4 | 0.4 | 0.4 | 0.4 | 0.4 | 0 | 0 | 0 | 0 | 0 | 0 | 0 | 0 | 0 | 0 | 0 | 0 | 0 | 0 | 0 | 0 | 0 | 0 | 0 | 0 | 0 | 0 | 0 | 0 | 0 | 0 | 0 | 0 | 0 | 0 | 0 | 0 | 0 | 0 | 0 | 0 | 0 | 0 | 0 | 0 | 0 | 0 | 0 | 0 | 0 | 0 | 0 | 0 | 16 | 0.29 | 0.41 | 0.14 | 0.16 | 0.41429 | 0 | 0 | 0 | 0 | 0 | 0 | 0 | 0 |  | 0.01564 | 0.01564 | 0.013952 | 0.014738 | 0.014689 | 0.012808 | 0.015569 | Grocery - Refrigerated (Walk-in Freezer) - Sat | 10 | 6 | 22 | 416 | 144.8442 | 0 | 0 | 416 | 144.8442 | 0 | 0 | 8 | 2.7855 | 0 | 0 | 0 | 0 | 0 | 0.5 | 0.5 | 0.5 | 0.5 | 0.5 | 0.5 | 0.5 | 0.5 | 0.5 | 0.5 | 0.5 | 0.5 | 0.5 | 0.5 | 0.5 | 0.5 | 0 | 0 | 0 |  | 332.8 | 136.2929 | 0 | 0 | 332.8 | 136.2929 | 0 | 0 | 6.4 | 2.621 | 0 | 0 | 0 | 0 | 0 | 0.4 | 0.4 | 0.4 | 0.4 | 0.4 | 0.4 | 0.4 | 0.4 | 0.4 | 0.4 | 0.4 | 0.4 | 0.4 | 0.4 | 0.4 | 0.4 | 0 | 0 | 0 | 0.89879 | 0.84 | 0.93969 | 0.84
2018 | 20 | 18 | 6 | 2 |  |  |  |  | Grocery | Refrigerated (Walk-in Freezer) | Grocery - Refrigerated (Walk-in Freezer) |  | Grocery | Grocery - Refrigerated (Walk-in Freezer) | Grocery Refrig | Sun | Open | 52 | 52 | 0.01624 | 0.66486 | 0.66486 | 0.49865 | 0.49865 | 0.49865 | 0.49865 | 0.58175 | 0 | 0 | 0 | 0 | 0 | 0 | 0 | 6.0556 | 6.0556 | 4.5417 | 4.5417 | 4.5417 | 4.5417 | 5.2987 | 0 | 0 | 0 | 0 | 0 | 0 | 0 | 0 | 0 | 0 | 0 | 0 | 0 | 0 | 0 | 0 | 0 | 0 | 0 | 0 | 0 | 0 | 0 | 0 | 0 | 0 | 0 | 0 | 0 | 0 | 0 | 0 | 0 | 0 | 0 | 0.038843 | 0.038843 | 0.029132 | 0.029132 | 0.029132 | 0.029132 | 0.033987 | 0 | 0 | 0 | 0 | 0 | 0 | 0 | 0.29591 | 0.29591 | 0.22193 | 0.22193 | 0.22193 | 0.22193 | 0.25892 | 0 | 0 | 0 | 0 | 0 | 0 | 0 | 0 | 0 | 0 | 0 | 0 | 0 | 0 | 0 | 0 | 0 | 0 | 0 | 0 | 0 | 0 | 0 | 0 | 0 | 0 | 0 | 0 | 0 | 0 | 0 | 0 | 0 | 0 | 0 | Grocery Refrig ILit Sun | Grocery Refrig ILit all | 3506 | 50 | 50 | Grocery Refrig ILit2 Sun | Grocery Refrig ILit Sun | Grocery Refrig ILit all | 3506 | 40 | 40 | 3506 | 10.7855 | 0.42 | 0.5 | 0.5 | 0.5 | 0.5 | 0.5 | 0.5 | 0.5 | 0.5 | 0.5 | 0.5 | 0.5 | 0.5 | 0.5 | 0.5 | 0.5 | 0.5 | 0.5 | 0.5 | 0.5 | 0.5 | 0.5 | 0.5 | 0.5 | 0.5 | 9.021 | 0.336 | 0.4 | 0.4 | 0.4 | 0.4 | 0.4 | 0.4 | 0.4 | 0.4 | 0.4 | 0.4 | 0.4 | 0.4 | 0.4 | 0.4 | 0.4 | 0.4 | 0.4 | 0.4 | 0.4 | 0.4 | 0.4 | 0.4 | 0.4 | 0.4 | 0 | 0 | 0 | 0 | 0 | 0 | 0 | 0 | 0 | 0 | 0 | 0 | 0 | 0 | 0 | 0 | 0 | 0 | 0 | 0 | 0 | 0 | 0 | 0 | 0 | 0 | 0 | 0 | 0 | 0 | 0 | 0 | 0 | 0 | 0 | 0 | 0 | 0 | 0 | 0 | 0 | 0 | 0 | 0 | 0 | 0 | 0 | 0 | 16 | 0.29 | 0.41 | 0.14 | 0.16 | 0.41429 | 0 | 0 | 0 | 0 | 0 | 0 | 0 | 0 |  | 0.01564 | 0.01564 | 0.013952 | 0.014738 | 0.014689 | 0.012808 | 0.015569 | Grocery - Refrigerated (Walk-in Freezer) - Sun | 12 | 6 | 22 | 416 | 144.8442 | 0 | 0 | 416 | 144.8442 | 0 | 0 | 8 | 2.7855 | 0 | 0 | 0 | 0 | 0 | 0.5 | 0.5 | 0.5 | 0.5 | 0.5 | 0.5 | 0.5 | 0.5 | 0.5 | 0.5 | 0.5 | 0.5 | 0.5 | 0.5 | 0.5 | 0.5 | 0 | 0 | 0 |  | 332.8 | 136.2929 | 0 | 0 | 332.8 | 136.2929 | 0 | 0 | 6.4 | 2.621 | 0 | 0 | 0 | 0 | 0 | 0.4 | 0.4 | 0.4 | 0.4 | 0.4 | 0.4 | 0.4 | 0.4 | 0.4 | 0.4 | 0.4 | 0.4 | 0.4 | 0.4 | 0.4 | 0.4 | 0 | 0 | 0 | 0.89879 | 0.84 | 0.93969 | 0.84
2019 | 20 | 19 | 7 | 3 |  |  |  |  | Grocery | Refrigerated (Walk-in Freezer) | Grocery - Refrigerated (Walk-in Freezer) |  | Grocery | Grocery - Refrigerated (Walk-in Freezer) | Grocery Refrig | Hol | Open | 10 | 10 | 0.01624 | 0.66486 | 0.66486 | 0.49865 | 0.49865 | 0.49865 | 0.49865 | 0.58175 | 0 | 0 | 0 | 0 | 0 | 0 | 0 | 1.1645 | 1.1645 | 0.87341 | 0.87341 | 0.87341 | 0.87341 | 1.019 | 0 | 0 | 0 | 0 | 0 | 0 | 0 | 0 | 0 | 0 | 0 | 0 | 0 | 0 | 0 | 0 | 0 | 0 | 0 | 0 | 0 | 0 | 0 | 0 | 0 | 0 | 0 | 0 | 0 | 0 | 0 | 0 | 0 | 0 | 0 | 0.038843 | 0.038843 | 0.029132 | 0.029132 | 0.029132 | 0.029132 | 0.033987 | 0 | 0 | 0 | 0 | 0 | 0 | 0 | 0.056905 | 0.056905 | 0.042679 | 0.042679 | 0.042679 | 0.042679 | 0.049792 | 0 | 0 | 0 | 0 | 0 | 0 | 0 | 0 | 0 | 0 | 0 | 0 | 0 | 0 | 0 | 0 | 0 | 0 | 0 | 0 | 0 | 0 | 0 | 0 | 0 | 0 | 0 | 0 | 0 | 0 | 0 | 0 | 0 | 0 | 0 | Grocery Refrig ILit Hol | Grocery Refrig ILit all | 3506 | 50 | 50 | Grocery Refrig ILit2 Hol | Grocery Refrig ILit Hol | Grocery Refrig ILit all | 3506 | 40 | 40 | 3506 | 10.7855 | 0.42 | 0.5 | 0.5 | 0.5 | 0.5 | 0.5 | 0.5 | 0.5 | 0.5 | 0.5 | 0.5 | 0.5 | 0.5 | 0.5 | 0.5 | 0.5 | 0.5 | 0.5 | 0.5 | 0.5 | 0.5 | 0.5 | 0.5 | 0.5 | 0.5 | 9.021 | 0.336 | 0.4 | 0.4 | 0.4 | 0.4 | 0.4 | 0.4 | 0.4 | 0.4 | 0.4 | 0.4 | 0.4 | 0.4 | 0.4 | 0.4 | 0.4 | 0.4 | 0.4 | 0.4 | 0.4 | 0.4 | 0.4 | 0.4 | 0.4 | 0.4 | 0 | 0 | 0 | 0 | 0 | 0 | 0 | 0 | 0 | 0 | 0 | 0 | 0 | 0 | 0 | 0 | 0 | 0 | 0 | 0 | 0 | 0 | 0 | 0 | 0 | 0 | 0 | 0 | 0 | 0 | 0 | 0 | 0 | 0 | 0 | 0 | 0 | 0 | 0 | 0 | 0 | 0 | 0 | 0 | 0 | 0 | 0 | 0 | 16 | 0.29 | 0.41 | 0.14 | 0.16 | 0.41429 | 0 | 0 | 0 | 0 | 0 | 0 | 0 | 0 |  | 0.01564 | 0.01564 | 0.013952 | 0.014738 | 0.014689 | 0.012808 | 0.015569 | Grocery - Refrigerated (Walk-in Freezer) - Hol | 14 | 6 | 22 | 80 | 27.8547 | 0 | 0 | 80 | 27.8547 | 0 | 0 | 8 | 2.7855 | 0 | 0 | 0 | 0 | 0 | 0.5 | 0.5 | 0.5 | 0.5 | 0.5 | 0.5 | 0.5 | 0.5 | 0.5 | 0.5 | 0.5 | 0.5 | 0.5 | 0.5 | 0.5 | 0.5 | 0 | 0 | 0 |  | 64 | 26.2102 | 0 | 0 | 64 | 26.2102 | 0 | 0 | 6.4 | 2.621 | 0 | 0 | 0 | 0 | 0 | 0.4 | 0.4 | 0.4 | 0.4 | 0.4 | 0.4 | 0.4 | 0.4 | 0.4 | 0.4 | 0.4 | 0.4 | 0.4 | 0.4 | 0.4 | 0.4 | 0 | 0 | 0 | 0.89879 | 0.84 | 0.93969 | 0.84
2020 | 20 | 20 | 8 | 4 |  |  | Grocery - Refrigerated (Walk-in Freezer) | Grocery - Refrigerated (Walk-in Freezer) | Grocery | Refrigerated (Walk-in Freezer) | Grocery - Refrigerated (Walk-in Freezer) |  | Grocery | Grocery - Refrigerated (Walk-in Freezer) | Grocery Refrig | all | Open | 251 | 251 | 0.01624 | 0.66486 | 0.66486 | 0.49865 | 0.49865 | 0.49865 | 0.49865 | 0.58175 | 0.010797 | 0.010797 | 0.008098 | 0.008098 | 0.008098 | 0.008098 | 0.0094477 | 29.2301 | 29.2301 | 21.9226 | 21.9226 | 21.9226 | 21.9226 | 25.5764 | 0.0045349 | 0.0045349 | 0.0034012 | 0.0034012 | 0.0034012 | 0.0034012 | 0.003968 | 3936.6951 | 3936.6951 | 3936.6951 | 3936.6951 | 3936.6951 | 3936.6951 | 3936.6951 | 0 | 0 | 0 | 0 | 0 | 0 | 0 | 0.42 | 0.42 | 0.42 | 0.42 | 0.42 | 0.42 | 0.42 | 0 | 0 | 0 | 0 | 0 | 0 | 0 | 0.038843 | 0.038843 | 0.029132 | 0.029132 | 0.029132 | 0.029132 | 0.033987 | 0.00063081 | 0.00063081 | 0.0004731 | 0.0004731 | 0.0004731 | 0.0004731 | 0.00055196 | 1.4283 | 1.4283 | 1.0712 | 1.0712 | 1.0712 | 1.0712 | 1.2498 | 0.00021195 | 0.00021195 | 0.00015896 | 0.00015896 | 0.00015896 | 0.00015896 | 0.00018546 | 3292.6711 | 3292.6711 | 3292.6711 | 3292.6711 | 3292.6711 | 3292.6711 | 3292.6711 | 0 | 0 | 0 | 0 | 0 | 0 | 0 | 0.336 | 0.336 | 0.336 | 0.336 | 0.336 | 0.336 | 0.336 | 0 | 0 | 0 | 0 | 0 | 0 | 0 | Grocery Refrig ILit all | Grocery Refrig ILit all | 3505 | 50 | 50 | Grocery Refrig ILit2 all | Grocery Refrig ILit all | Grocery Refrig ILit all | 3505 | 40 | 40 | 3505 | 10.7855 | 0.42 | 0.5 | 0.5 | 0.5 | 0.5 | 0.5 | 0.5 | 0.5 | 0.5 | 0.5 | 0.5 | 0.5 | 0.5 | 0.5 | 0.5 | 0.5 | 0.5 | 0.5 | 0.5 | 0.5 | 0.5 | 0.5 | 0.5 | 0.5 | 0.5 | 9.021 | 0.336 | 0.4 | 0.4 | 0.4 | 0.4 | 0.4 | 0.4 | 0.4 | 0.4 | 0.4 | 0.4 | 0.4 | 0.4 | 0.4 | 0.4 | 0.4 | 0.4 | 0.4 | 0.4 | 0.4 | 0.4 | 0.4 | 0.4 | 0.4 | 0.4 | 0 | 0 | 0 | 0 | 0 | 0 | 0 | 0 | 0 | 0 | 0 | 0 | 0 | 0 | 0 | 0 | 0 | 0 | 0 | 0 | 0 | 0 | 0 | 0 | 0 | 0 | 0 | 0 | 0 | 0 | 0 | 0 | 0 | 0 | 0 | 0 | 0 | 0 | 0 | 0 | 0 | 0 | 0 | 0 | 0 | 0 | 0 | 0 | 16 | 0.29 | 0.41 | 0.14 | 0.16 | 0.41429 | 0.042509 | 0.00045898 | 0.00045898 | 0.00034424 | 0.00034424 | 0.00034424 | 0.00034424 | 0.00040161 |  | 0.01564 | 0.01564 | 0.013952 | 0.014738 | 0.014689 | 0.012808 | 0.015569 | Grocery - Refrigerated (Walk-in Freezer) - all | 16 | 6 | 22 | 2008 | 699.152 | 2008 | 699.152 | 0 | 0 | 8 | 2.7855 | 0 | 0 | 0 | 0 | 0 | 0 | 0 | 0.5 | 0.5 | 0.5 | 0.5 | 0.5 | 0.5 | 0.5 | 0.5 | 0.5 | 0.5 | 0.5 | 0.5 | 0.5 | 0.5 | 0.5 | 0.5 | 0 | 0 | 0 |  | 1606.4 | 657.8752 | 1606.4 | 657.8752 | 0 | 0 | 6.4 | 2.621 | 0 | 0 | 0 | 0 | 0 | 0 | 0 | 0.4 | 0.4 | 0.4 | 0.4 | 0.4 | 0.4 | 0.4 | 0.4 | 0.4 | 0.4 | 0.4 | 0.4 | 0.4 | 0.4 | 0.4 | 0.4 | 0 | 0 | 0 | 0.89879 | 0.84 | 0.93969 | 0.84
2021 | 20 | 21 | 5 | 1 |  |  |  |  | Grocery | Retail Sales, Grocery | Grocery - Retail Sales, Grocery |  | Grocery | Grocery - Retail Sales, Grocery | Grocery Sales | Sat | Open | 52 | 52 | 0.8 | 1.3297 | 1.3297 | 1.3297 | 1.2466 | 1.2466 | 1.2466 | 0.99729 | 0 | 0 | 0 | 0 | 0 | 0 | 0 | 752.3055 | 752.3055 | 752.3055 | 705.2864 | 705.2864 | 705.2864 | 564.2291 | 0 | 0 | 0 | 0 | 0 | 0 | 0 | 0 | 0 | 0 | 0 | 0 | 0 | 0 | 0 | 0 | 0 | 0 | 0 | 0 | 0 | 0 | 0 | 0 | 0 | 0 | 0 | 0 | 0 | 0 | 0 | 0 | 0 | 0 | 0 | 0.077685 | 0.077685 | 0.077685 | 0.07283 | 0.07283 | 0.07283 | 0.058264 | 0 | 0 | 0 | 0 | 0 | 0 | 0 | 34.9025 | 34.9025 | 34.9025 | 32.7211 | 32.7211 | 32.7211 | 26.1769 | 0 | 0 | 0 | 0 | 0 | 0 | 0 | 0 | 0 | 0 | 0 | 0 | 0 | 0 | 0 | 0 | 0 | 0 | 0 | 0 | 0 | 0 | 0 | 0 | 0 | 0 | 0 | 0 | 0 | 0 | 0 | 0 | 0 | 0 | 0 | Grocery Sales ILit Sat | Grocery Sales ILit all | 3485 | 30 | 70 | Grocery Sales ILit2 Sat | Grocery Sales ILit Sat | Grocery Sales ILit all | 3485 | 35 | 50 | 3485 | 13.6 | 0.7 | 0.3 | 0.3 | 0.3 | 0.3 | 0.3 | 0.3 | 0.7 | 0.7 | 0.7 | 0.7 | 0.7 | 0.7 | 0.7 | 0.7 | 0.7 | 0.7 | 0.7 | 0.7 | 0.7 | 0.7 | 0.7 | 0.7 | 0.3 | 0.3 | 10.8 | 0.5 | 0.35 | 0.35 | 0.35 | 0.35 | 0.35 | 0.35 | 0.5 | 0.5 | 0.5 | 0.5 | 0.5 | 0.5 | 0.5 | 0.5 | 0.5 | 0.5 | 0.5 | 0.5 | 0.5 | 0.5 | 0.5 | 0.5 | 0.35 | 0.35 | 0 | 0 | 0 | 0 | 0 | 0 | 1 | 1 | 1 | 1 | 1 | 1 | 1 | 1 | 1 | 1 | 1 | 1 | 1 | 1 | 1 | 1 | 0 | 0 | 0 | 0 | 0 | 0 | 0 | 0 | 1 | 1 | 1 | 1 | 1 | 1 | 1 | 1 | 1 | 1 | 1 | 1 | 1 | 1 | 1 | 1 | 0 | 0 | 0 | 0 | 0 | 0 | 0 | 0 | 0 | 0 | 0 | 0 | 0 | 0 | 0 | 0 |  | 0.01564 | 0.01564 | 0.013952 | 0.014738 | 0.014689 | 0.012808 | 0.015569 | Grocery - Retail Sales, Grocery - Sat | 10 | 6 | 22 | 561.6 | 145.6 | 0 | 0 | 561.6 | 145.6 | 0 | 0 | 10.8 | 2.8 | 0 | 0 | 0 | 0 | 0 | 0.3 | 0.7 | 0.7 | 0.7 | 0.7 | 0.7 | 0.7 | 0.7 | 0.7 | 0.7 | 0.7 | 0.7 | 0.7 | 0.7 | 0.7 | 0.7 | 0 | 0 | 0 |  | 408.2 | 153.4 | 0 | 0 | 408.2 | 153.4 | 0 | 0 | 7.85 | 2.95 | 0 | 0 | 0 | 0 | 0 | 0.35 | 0.5 | 0.5 | 0.5 | 0.5 | 0.5 | 0.5 | 0.5 | 0.5 | 0.5 | 0.5 | 0.5 | 0.5 | 0.5 | 0.5 | 0.5 | 0 | 0 | 0 | 1 | 1 | 1 | 1
2022 | 20 | 22 | 6 | 2 |  |  |  |  | Grocery | Retail Sales, Grocery | Grocery - Retail Sales, Grocery |  | Grocery | Grocery - Retail Sales, Grocery | Grocery Sales | Sun | Open | 52 | 52 | 0.8 | 1.3297 | 1.3297 | 1.3297 | 1.2466 | 1.2466 | 1.2466 | 0.99729 | 0 | 0 | 0 | 0 | 0 | 0 | 0 | 752.3055 | 752.3055 | 752.3055 | 705.2864 | 705.2864 | 705.2864 | 564.2291 | 0 | 0 | 0 | 0 | 0 | 0 | 0 | 0 | 0 | 0 | 0 | 0 | 0 | 0 | 0 | 0 | 0 | 0 | 0 | 0 | 0 | 0 | 0 | 0 | 0 | 0 | 0 | 0 | 0 | 0 | 0 | 0 | 0 | 0 | 0 | 0.077685 | 0.077685 | 0.077685 | 0.07283 | 0.07283 | 0.07283 | 0.058264 | 0 | 0 | 0 | 0 | 0 | 0 | 0 | 34.9025 | 34.9025 | 34.9025 | 32.7211 | 32.7211 | 32.7211 | 26.1769 | 0 | 0 | 0 | 0 | 0 | 0 | 0 | 0 | 0 | 0 | 0 | 0 | 0 | 0 | 0 | 0 | 0 | 0 | 0 | 0 | 0 | 0 | 0 | 0 | 0 | 0 | 0 | 0 | 0 | 0 | 0 | 0 | 0 | 0 | 0 | Grocery Sales ILit Sun | Grocery Sales ILit all | 3485 | 30 | 70 | Grocery Sales ILit2 Sun | Grocery Sales ILit Sun | Grocery Sales ILit all | 3485 | 35 | 50 | 3485 | 13.6 | 0.7 | 0.3 | 0.3 | 0.3 | 0.3 | 0.3 | 0.3 | 0.7 | 0.7 | 0.7 | 0.7 | 0.7 | 0.7 | 0.7 | 0.7 | 0.7 | 0.7 | 0.7 | 0.7 | 0.7 | 0.7 | 0.7 | 0.7 | 0.3 | 0.3 | 10.8 | 0.5 | 0.35 | 0.35 | 0.35 | 0.35 | 0.35 | 0.35 | 0.5 | 0.5 | 0.5 | 0.5 | 0.5 | 0.5 | 0.5 | 0.5 | 0.5 | 0.5 | 0.5 | 0.5 | 0.5 | 0.5 | 0.5 | 0.5 | 0.35 | 0.35 | 0 | 0 | 0 | 0 | 0 | 0 | 1 | 1 | 1 | 1 | 1 | 1 | 1 | 1 | 1 | 1 | 1 | 1 | 1 | 1 | 1 | 1 | 0 | 0 | 0 | 0 | 0 | 0 | 0 | 0 | 1 | 1 | 1 | 1 | 1 | 1 | 1 | 1 | 1 | 1 | 1 | 1 | 1 | 1 | 1 | 1 | 0 | 0 | 0 | 0 | 0 | 0 | 0 | 0 | 0 | 0 | 0 | 0 | 0 | 0 | 0 | 0 |  | 0.01564 | 0.01564 | 0.013952 | 0.014738 | 0.014689 | 0.012808 | 0.015569 | Grocery - Retail Sales, Grocery - Sun | 12 | 6 | 22 | 561.6 | 145.6 | 0 | 0 | 561.6 | 145.6 | 0 | 0 | 10.8 | 2.8 | 0 | 0 | 0 | 0 | 0 | 0.3 | 0.7 | 0.7 | 0.7 | 0.7 | 0.7 | 0.7 | 0.7 | 0.7 | 0.7 | 0.7 | 0.7 | 0.7 | 0.7 | 0.7 | 0.7 | 0 | 0 | 0 |  | 408.2 | 153.4 | 0 | 0 | 408.2 | 153.4 | 0 | 0 | 7.85 | 2.95 | 0 | 0 | 0 | 0 | 0 | 0.35 | 0.5 | 0.5 | 0.5 | 0.5 | 0.5 | 0.5 | 0.5 | 0.5 | 0.5 | 0.5 | 0.5 | 0.5 | 0.5 | 0.5 | 0.5 | 0 | 0 | 0 | 1 | 1 | 1 | 1
2023 | 20 | 23 | 7 | 3 |  |  |  |  | Grocery | Retail Sales, Grocery | Grocery - Retail Sales, Grocery |  | Grocery | Grocery - Retail Sales, Grocery | Grocery Sales | Hol | Open | 10 | 10 | 0.8 | 1.3297 | 1.3297 | 1.3297 | 1.2466 | 1.2466 | 1.2466 | 0.99729 | 0 | 0 | 0 | 0 | 0 | 0 | 0 | 144.6741 | 144.6741 | 144.6741 | 135.632 | 135.632 | 135.632 | 108.5056 | 0 | 0 | 0 | 0 | 0 | 0 | 0 | 0 | 0 | 0 | 0 | 0 | 0 | 0 | 0 | 0 | 0 | 0 | 0 | 0 | 0 | 0 | 0 | 0 | 0 | 0 | 0 | 0 | 0 | 0 | 0 | 0 | 0 | 0 | 0 | 0.077685 | 0.077685 | 0.077685 | 0.07283 | 0.07283 | 0.07283 | 0.058264 | 0 | 0 | 0 | 0 | 0 | 0 | 0 | 6.712 | 6.712 | 6.712 | 6.2925 | 6.2925 | 6.2925 | 5.034 | 0 | 0 | 0 | 0 | 0 | 0 | 0 | 0 | 0 | 0 | 0 | 0 | 0 | 0 | 0 | 0 | 0 | 0 | 0 | 0 | 0 | 0 | 0 | 0 | 0 | 0 | 0 | 0 | 0 | 0 | 0 | 0 | 0 | 0 | 0 | Grocery Sales ILit Hol | Grocery Sales ILit all | 3485 | 30 | 70 | Grocery Sales ILit2 Hol | Grocery Sales ILit Hol | Grocery Sales ILit all | 3485 | 35 | 50 | 3485 | 13.6 | 0.7 | 0.3 | 0.3 | 0.3 | 0.3 | 0.3 | 0.3 | 0.7 | 0.7 | 0.7 | 0.7 | 0.7 | 0.7 | 0.7 | 0.7 | 0.7 | 0.7 | 0.7 | 0.7 | 0.7 | 0.7 | 0.7 | 0.7 | 0.3 | 0.3 | 10.8 | 0.5 | 0.35 | 0.35 | 0.35 | 0.35 | 0.35 | 0.35 | 0.5 | 0.5 | 0.5 | 0.5 | 0.5 | 0.5 | 0.5 | 0.5 | 0.5 | 0.5 | 0.5 | 0.5 | 0.5 | 0.5 | 0.5 | 0.5 | 0.35 | 0.35 | 0 | 0 | 0 | 0 | 0 | 0 | 1 | 1 | 1 | 1 | 1 | 1 | 1 | 1 | 1 | 1 | 1 | 1 | 1 | 1 | 1 | 1 | 0 | 0 | 0 | 0 | 0 | 0 | 0 | 0 | 1 | 1 | 1 | 1 | 1 | 1 | 1 | 1 | 1 | 1 | 1 | 1 | 1 | 1 | 1 | 1 | 0 | 0 | 0 | 0 | 0 | 0 | 0 | 0 | 0 | 0 | 0 | 0 | 0 | 0 | 0 | 0 |  | 0.01564 | 0.01564 | 0.013952 | 0.014738 | 0.014689 | 0.012808 | 0.015569 | Grocery - Retail Sales, Grocery - Hol | 14 | 6 | 22 | 108 | 28 | 0 | 0 | 108 | 28 | 0 | 0 | 10.8 | 2.8 | 0 | 0 | 0 | 0 | 0 | 0.3 | 0.7 | 0.7 | 0.7 | 0.7 | 0.7 | 0.7 | 0.7 | 0.7 | 0.7 | 0.7 | 0.7 | 0.7 | 0.7 | 0.7 | 0.7 | 0 | 0 | 0 |  | 78.5 | 29.5 | 0 | 0 | 78.5 | 29.5 | 0 | 0 | 7.85 | 2.95 | 0 | 0 | 0 | 0 | 0 | 0.35 | 0.5 | 0.5 | 0.5 | 0.5 | 0.5 | 0.5 | 0.5 | 0.5 | 0.5 | 0.5 | 0.5 | 0.5 | 0.5 | 0.5 | 0.5 | 0 | 0 | 0 | 1 | 1 | 1 | 1
2024 | 20 | 24 | 8 | 4 | Grocery | Grocery | Grocery - Retail Sales, Grocery | Grocery - Retail Sales, Grocery | Grocery | Retail Sales, Grocery | Grocery - Retail Sales, Grocery |  | Grocery | Grocery - Retail Sales, Grocery | Grocery Sales | all | Open | 251 | 251 | 0.8 | 1.3297 | 1.3297 | 1.3297 | 1.2466 | 1.2466 | 1.2466 | 0.99729 | 1.0638 | 1.0638 | 1.0638 | 0.99729 | 0.99729 | 0.99729 | 0.79784 | 3631.3206 | 3631.3206 | 3631.3206 | 3404.3631 | 3404.3631 | 3404.3631 | 2723.4904 | 0.74465 | 0.74465 | 0.74465 | 0.69811 | 0.69811 | 0.69811 | 0.55848 | 4964 | 4964 | 4964 | 4964 | 4964 | 4964 | 4964 | 4744.8376 | 4744.8376 | 4779.7775 | 4769.3971 | 4770.8872 | 4793.0153 | 4754.2868 | 0.7 | 0.7 | 0.7 | 0.7 | 0.7 | 0.7 | 0.7 | 0.65907 | 0.65907 | 0.66962 | 0.66791 | 0.66836 | 0.67059 | 0.6635 | 0.077685 | 0.077685 | 0.077685 | 0.07283 | 0.07283 | 0.07283 | 0.058264 | 0.062148 | 0.062148 | 0.062148 | 0.058264 | 0.058264 | 0.058264 | 0.046611 | 168.4718 | 168.4718 | 168.4718 | 157.9423 | 157.9423 | 157.9423 | 126.3538 | 0.031074 | 0.031074 | 0.031074 | 0.029132 | 0.029132 | 0.029132 | 0.023306 | 3942 | 3942 | 3942 | 3942 | 3942 | 3942 | 3942 | 3792.2573 | 3792.2573 | 3813.6026 | 3806.3678 | 3807.2871 | 3823.6176 | 3797.056 | 0.5 | 0.5 | 0.5 | 0.5 | 0.5 | 0.5 | 0.5 | 0.4737 | 0.4737 | 0.48002 | 0.47889 | 0.47915 | 0.48077 | 0.47621 | Grocery Sales ILit all | Grocery Sales ILit all | 3484 | 30 | 70 | Grocery Sales ILit2 all | Grocery Sales ILit all | Grocery Sales ILit all | 3484 | 35 | 50 | 3484 | 13.6 | 0.7 | 0.3 | 0.3 | 0.3 | 0.3 | 0.3 | 0.3 | 0.7 | 0.7 | 0.7 | 0.7 | 0.7 | 0.7 | 0.7 | 0.7 | 0.7 | 0.7 | 0.7 | 0.7 | 0.7 | 0.7 | 0.7 | 0.7 | 0.3 | 0.3 | 10.8 | 0.5 | 0.35 | 0.35 | 0.35 | 0.35 | 0.35 | 0.35 | 0.5 | 0.5 | 0.5 | 0.5 | 0.5 | 0.5 | 0.5 | 0.5 | 0.5 | 0.5 | 0.5 | 0.5 | 0.5 | 0.5 | 0.5 | 0.5 | 0.35 | 0.35 | 0 | 0 | 0 | 0 | 0 | 0 | 1 | 1 | 1 | 1 | 1 | 1 | 1 | 1 | 1 | 1 | 1 | 1 | 1 | 1 | 1 | 1 | 0 | 0 | 0 | 0 | 0 | 0 | 0 | 0 | 1 | 1 | 1 | 1 | 1 | 1 | 1 | 1 | 1 | 1 | 1 | 1 | 1 | 1 | 1 | 1 | 0 | 0 | 0 | 0 | 0 | 0 | 0 | 0 | 0 | 0 | 0 | 0 | 0 | 0 | 0 | 0 | Grocery | 0.01564 | 0.01564 | 0.013952 | 0.014738 | 0.014689 | 0.012808 | 0.015569 | Grocery - Retail Sales, Grocery - all | 16 | 6 | 22 | 2710.8 | 702.8 | 2710.8 | 702.8 | 0 | 0 | 10.8 | 2.8 | 0 | 0 | 0 | 0 | 0 | 0 | 0 | 0.3 | 0.7 | 0.7 | 0.7 | 0.7 | 0.7 | 0.7 | 0.7 | 0.7 | 0.7 | 0.7 | 0.7 | 0.7 | 0.7 | 0.7 | 0.7 | 0 | 0 | 0 |  | 1970.35 | 740.45 | 1970.35 | 740.45 | 0 | 0 | 7.85 | 2.95 | 0 | 0 | 0 | 0 | 0 | 0 | 0 | 0.35 | 0.5 | 0.5 | 0.5 | 0.5 | 0.5 | 0.5 | 0.5 | 0.5 | 0.5 | 0.5 | 0.5 | 0.5 | 0.5 | 0.5 | 0.5 | 0 | 0 | 0 | 1 | 1 | 1 | 1
2105 | 21 | 5 | 5 | 1 |  |  |  |  | Storage - Conditioned | Storage (Conditioned) | Storage - Conditioned - Storage (Conditioned) |  | Storage - Conditioned | Storage - Conditioned - Storage (Conditioned) | Storage (cond) All | Sat | Open | 52 | 52 | 1 | 0.58555 | 0.58555 | 0.43916 | 0.43916 | 0.43916 | 0.43916 | 0.43916 | 0 | 0 | 0 | 0 | 0 | 0 | 0 | 219.553 | 219.553 | 164.6648 | 164.6648 | 164.6648 | 164.6648 | 164.6648 | 0 | 0 | 0 | 0 | 0 | 0 | 0 | 0 | 0 | 0 | 0 | 0 | 0 | 0 | 0 | 0 | 0 | 0 | 0 | 0 | 0 | 0 | 0 | 0 | 0 | 0 | 0 | 0 | 0 | 0 | 0 | 0 | 0 | 0 | 0 | 0.20583 | 0.20583 | 0.15438 | 0.15438 | 0.15438 | 0.15438 | 0.15438 | 0 | 0 | 0 | 0 | 0 | 0 | 0 | 71.4061 | 71.4061 | 53.5545 | 53.5545 | 53.5545 | 53.5545 | 53.5545 | 0 | 0 | 0 | 0 | 0 | 0 | 0 | 0 | 0 | 0 | 0 | 0 | 0 | 0 | 0 | 0 | 0 | 0 | 0 | 0 | 0 | 0 | 0 | 0 | 0 | 0 | 0 | 0 | 0 | 0 | 0 | 0 | 0 | 0 | 0 | Storage (cond) All ILit Sat | Storage (cond) All ILit all | 3475 | 5.5 | 60 | Storage (cond) All ILit2 Sat | Storage (cond) All ILit Sat | Storage (cond) All ILit all | 3475 | 6.5 | 52.5 | 3475 | 7.2106 | 0.504 | 0.055 | 0.055 | 0.055 | 0.055 | 0.055 | 0.055 | 0.6 | 0.6 | 0.6 | 0.6 | 0.6 | 0.6 | 0.6 | 0.6 | 0.6 | 0.6 | 0.6 | 0.6 | 0.055 | 0.055 | 0.055 | 0.055 | 0.055 | 0.055 | 6.6714 | 0.441 | 0.065 | 0.065 | 0.065 | 0.065 | 0.065 | 0.065 | 0.525 | 0.525 | 0.525 | 0.525 | 0.525 | 0.525 | 0.525 | 0.525 | 0.525 | 0.525 | 0.525 | 0.525 | 0.065 | 0.065 | 0.065 | 0.065 | 0.065 | 0.065 | 0 | 0 | 0 | 0 | 0 | 0 | 1 | 1 | 1 | 1 | 1 | 1 | 1 | 1 | 1 | 1 | 1 | 1 | 0 | 0 | 0 | 0 | 0 | 0 | 0 | 0 | 0 | 0 | 0 | 0 | 1 | 1 | 1 | 1 | 1 | 1 | 1 | 1 | 1 | 1 | 1 | 1 | 0 | 0 | 0 | 0 | 0 | 0 | 16 | 0.29 | 0.41 | 0.14 | 0.16 | 0.41429 | 0 | 0 | 0 | 0 | 0 | 0 | 0 | 0 |  | 0.048578 | 0.048578 | 0.048578 | 0.048578 | 0.048578 | 0.048578 | 0.048578 | Storage - Conditioned - Storage (Conditioned) - Sat | 10 | 7 | 18 | 343.2 | 31.7534 | 0 | 0 | 343.2 | 31.7534 | 0 | 0 | 6.6 | 0.61064 | 0 | 0 | 0 | 0 | 0 | 0 | 0.6 | 0.6 | 0.6 | 0.6 | 0.6 | 0.6 | 0.6 | 0.6 | 0.6 | 0.6 | 0.6 | 0 | 0 | 0 | 0 | 0 | 0 | 0 |  | 300.3 | 46.6118 | 0 | 0 | 300.3 | 46.6118 | 0 | 0 | 5.775 | 0.89638 | 0 | 0 | 0 | 0 | 0 | 0 | 0.525 | 0.525 | 0.525 | 0.525 | 0.525 | 0.525 | 0.525 | 0.525 | 0.525 | 0.525 | 0.525 | 0 | 0 | 0 | 0 | 0 | 0 | 0 | 0.91738 | 0.84 | 0.94229 | 0.84
2106 | 21 | 6 | 6 | 2 |  |  |  |  | Storage - Conditioned | Storage (Conditioned) | Storage - Conditioned - Storage (Conditioned) |  | Storage - Conditioned | Storage - Conditioned - Storage (Conditioned) | Storage (cond) All | Sun | Open | 52 | 52 | 1 | 0.58555 | 0.58555 | 0.43916 | 0.43916 | 0.43916 | 0.43916 | 0.43916 | 0 | 0 | 0 | 0 | 0 | 0 | 0 | 219.553 | 219.553 | 164.6648 | 164.6648 | 164.6648 | 164.6648 | 164.6648 | 0 | 0 | 0 | 0 | 0 | 0 | 0 | 0 | 0 | 0 | 0 | 0 | 0 | 0 | 0 | 0 | 0 | 0 | 0 | 0 | 0 | 0 | 0 | 0 | 0 | 0 | 0 | 0 | 0 | 0 | 0 | 0 | 0 | 0 | 0 | 0.20583 | 0.20583 | 0.15438 | 0.15438 | 0.15438 | 0.15438 | 0.15438 | 0 | 0 | 0 | 0 | 0 | 0 | 0 | 71.4061 | 71.4061 | 53.5545 | 53.5545 | 53.5545 | 53.5545 | 53.5545 | 0 | 0 | 0 | 0 | 0 | 0 | 0 | 0 | 0 | 0 | 0 | 0 | 0 | 0 | 0 | 0 | 0 | 0 | 0 | 0 | 0 | 0 | 0 | 0 | 0 | 0 | 0 | 0 | 0 | 0 | 0 | 0 | 0 | 0 | 0 | Storage (cond) All ILit Sun | Storage (cond) All ILit all | 3475 | 5.5 | 60 | Storage (cond) All ILit2 Sun | Storage (cond) All ILit Sun | Storage (cond) All ILit all | 3475 | 6.5 | 52.5 | 3475 | 7.2106 | 0.504 | 0.055 | 0.055 | 0.055 | 0.055 | 0.055 | 0.055 | 0.6 | 0.6 | 0.6 | 0.6 | 0.6 | 0.6 | 0.6 | 0.6 | 0.6 | 0.6 | 0.6 | 0.6 | 0.055 | 0.055 | 0.055 | 0.055 | 0.055 | 0.055 | 6.6714 | 0.441 | 0.065 | 0.065 | 0.065 | 0.065 | 0.065 | 0.065 | 0.525 | 0.525 | 0.525 | 0.525 | 0.525 | 0.525 | 0.525 | 0.525 | 0.525 | 0.525 | 0.525 | 0.525 | 0.065 | 0.065 | 0.065 | 0.065 | 0.065 | 0.065 | 0 | 0 | 0 | 0 | 0 | 0 | 1 | 1 | 1 | 1 | 1 | 1 | 1 | 1 | 1 | 1 | 1 | 1 | 0 | 0 | 0 | 0 | 0 | 0 | 0 | 0 | 0 | 0 | 0 | 0 | 1 | 1 | 1 | 1 | 1 | 1 | 1 | 1 | 1 | 1 | 1 | 1 | 0 | 0 | 0 | 0 | 0 | 0 | 16 | 0.29 | 0.41 | 0.14 | 0.16 | 0.41429 | 0 | 0 | 0 | 0 | 0 | 0 | 0 | 0 |  | 0.048578 | 0.048578 | 0.048578 | 0.048578 | 0.048578 | 0.048578 | 0.048578 | Storage - Conditioned - Storage (Conditioned) - Sun | 12 | 7 | 18 | 343.2 | 31.7534 | 0 | 0 | 343.2 | 31.7534 | 0 | 0 | 6.6 | 0.61064 | 0 | 0 | 0 | 0 | 0 | 0 | 0.6 | 0.6 | 0.6 | 0.6 | 0.6 | 0.6 | 0.6 | 0.6 | 0.6 | 0.6 | 0.6 | 0 | 0 | 0 | 0 | 0 | 0 | 0 |  | 300.3 | 46.6118 | 0 | 0 | 300.3 | 46.6118 | 0 | 0 | 5.775 | 0.89638 | 0 | 0 | 0 | 0 | 0 | 0 | 0.525 | 0.525 | 0.525 | 0.525 | 0.525 | 0.525 | 0.525 | 0.525 | 0.525 | 0.525 | 0.525 | 0 | 0 | 0 | 0 | 0 | 0 | 0 | 0.91738 | 0.84 | 0.94229 | 0.84
2107 | 21 | 7 | 7 | 3 |  |  |  |  | Storage - Conditioned | Storage (Conditioned) | Storage - Conditioned - Storage (Conditioned) |  | Storage - Conditioned | Storage - Conditioned - Storage (Conditioned) | Storage (cond) All | Hol | Open | 10 | 10 | 1 | 0.58555 | 0.58555 | 0.43916 | 0.43916 | 0.43916 | 0.43916 | 0.43916 | 0 | 0 | 0 | 0 | 0 | 0 | 0 | 42.2217 | 42.2217 | 31.6663 | 31.6663 | 31.6663 | 31.6663 | 31.6663 | 0 | 0 | 0 | 0 | 0 | 0 | 0 | 0 | 0 | 0 | 0 | 0 | 0 | 0 | 0 | 0 | 0 | 0 | 0 | 0 | 0 | 0 | 0 | 0 | 0 | 0 | 0 | 0 | 0 | 0 | 0 | 0 | 0 | 0 | 0 | 0.20583 | 0.20583 | 0.15438 | 0.15438 | 0.15438 | 0.15438 | 0.15438 | 0 | 0 | 0 | 0 | 0 | 0 | 0 | 13.7319 | 13.7319 | 10.2989 | 10.2989 | 10.2989 | 10.2989 | 10.2989 | 0 | 0 | 0 | 0 | 0 | 0 | 0 | 0 | 0 | 0 | 0 | 0 | 0 | 0 | 0 | 0 | 0 | 0 | 0 | 0 | 0 | 0 | 0 | 0 | 0 | 0 | 0 | 0 | 0 | 0 | 0 | 0 | 0 | 0 | 0 | Storage (cond) All ILit Hol | Storage (cond) All ILit all | 3475 | 5.5 | 60 | Storage (cond) All ILit2 Hol | Storage (cond) All ILit Hol | Storage (cond) All ILit all | 3475 | 6.5 | 52.5 | 3475 | 7.2106 | 0.504 | 0.055 | 0.055 | 0.055 | 0.055 | 0.055 | 0.055 | 0.6 | 0.6 | 0.6 | 0.6 | 0.6 | 0.6 | 0.6 | 0.6 | 0.6 | 0.6 | 0.6 | 0.6 | 0.055 | 0.055 | 0.055 | 0.055 | 0.055 | 0.055 | 6.6714 | 0.441 | 0.065 | 0.065 | 0.065 | 0.065 | 0.065 | 0.065 | 0.525 | 0.525 | 0.525 | 0.525 | 0.525 | 0.525 | 0.525 | 0.525 | 0.525 | 0.525 | 0.525 | 0.525 | 0.065 | 0.065 | 0.065 | 0.065 | 0.065 | 0.065 | 0 | 0 | 0 | 0 | 0 | 0 | 1 | 1 | 1 | 1 | 1 | 1 | 1 | 1 | 1 | 1 | 1 | 1 | 0 | 0 | 0 | 0 | 0 | 0 | 0 | 0 | 0 | 0 | 0 | 0 | 1 | 1 | 1 | 1 | 1 | 1 | 1 | 1 | 1 | 1 | 1 | 1 | 0 | 0 | 0 | 0 | 0 | 0 | 16 | 0.29 | 0.41 | 0.14 | 0.16 | 0.41429 | 0 | 0 | 0 | 0 | 0 | 0 | 0 | 0 |  | 0.048578 | 0.048578 | 0.048578 | 0.048578 | 0.048578 | 0.048578 | 0.048578 | Storage - Conditioned - Storage (Conditioned) - Hol | 14 | 9 | 16 | 42 | 30.1064 | 0 | 0 | 42 | 30.1064 | 0 | 0 | 4.2 | 3.0106 | 0 | 0 | 0 | 0 | 0 | 0 | 0 | 0 | 0.6 | 0.6 | 0.6 | 0.6 | 0.6 | 0.6 | 0.6 | 0 | 0 | 0 | 0 | 0 | 0 | 0 | 0 | 0 |  | 36.75 | 29.9638 | 0 | 0 | 36.75 | 29.9638 | 0 | 0 | 3.675 | 2.9964 | 0 | 0 | 0 | 0 | 0 | 0 | 0 | 0 | 0.525 | 0.525 | 0.525 | 0.525 | 0.525 | 0.525 | 0.525 | 0 | 0 | 0 | 0 | 0 | 0 | 0 | 0 | 0 | 0.91738 | 0.84 | 0.94229 | 0.84
2108 | 21 | 8 | 8 | 4 | Storage - Conditioned | Storage - Conditioned | Storage - Conditioned - Storage (Conditioned) | Storage - Conditioned - Storage (Conditioned) | Storage - Conditioned | Storage (Conditioned) | Storage - Conditioned - Storage (Conditioned) |  | Storage - Conditioned | Storage - Conditioned - Storage (Conditioned) | Storage (cond) All | all | Open | 251 | 251 | 1 | 0.58555 | 0.58555 | 0.43916 | 0.43916 | 0.43916 | 0.43916 | 0.43916 | 0.58555 | 0.58555 | 0.43916 | 0.43916 | 0.43916 | 0.43916 | 0.43916 | 1367.1785 | 1367.1785 | 1025.3839 | 1025.3839 | 1025.3839 | 1025.3839 | 1025.3839 | 0.3443 | 0.3443 | 0.25823 | 0.25823 | 0.25823 | 0.25823 | 0.25823 | 3156.8856 | 3156.8856 | 3156.8856 | 3156.8856 | 3156.8856 | 3156.8856 | 3156.8856 | 3156.8856 | 3156.8856 | 3156.8856 | 3156.8856 | 3156.8856 | 3156.8856 | 3156.8856 | 0.588 | 0.588 | 0.588 | 0.588 | 0.588 | 0.588 | 0.588 | 0.588 | 0.588 | 0.588 | 0.588 | 0.588 | 0.588 | 0.588 | 0.20583 | 0.20583 | 0.15438 | 0.15438 | 0.15438 | 0.15438 | 0.15438 | 0.20583 | 0.20583 | 0.15438 | 0.15438 | 0.15438 | 0.15438 | 0.15438 | 382.6438 | 382.6438 | 286.9828 | 286.9828 | 286.9828 | 286.9828 | 286.9828 | 0.099418 | 0.099418 | 0.074563 | 0.074563 | 0.074563 | 0.074563 | 0.074563 | 2619.5349 | 2619.5349 | 2619.5349 | 2619.5349 | 2619.5349 | 2619.5349 | 2619.5349 | 2619.5349 | 2619.5349 | 2619.5349 | 2619.5349 | 2619.5349 | 2619.5349 | 2619.5349 | 0.483 | 0.483 | 0.483 | 0.483 | 0.483 | 0.483 | 0.483 | 0.483 | 0.483 | 0.483 | 0.483 | 0.483 | 0.483 | 0.483 | Storage (cond) All ILit all | Storage (cond) All ILit all | 3475 | 14.5 | 70 | Storage (cond) All ILit2 all | Storage (cond) All ILit all | Storage (cond) All ILit all | 3475 | 8 | 57.5 | 3475 | 9.3023 | 0.588 | 0.145 | 0.145 | 0.145 | 0.145 | 0.145 | 0.145 | 0.7 | 0.7 | 0.7 | 0.7 | 0.7 | 0.7 | 0.7 | 0.7 | 0.7 | 0.7 | 0.7 | 0.7 | 0.145 | 0.145 | 0.145 | 0.145 | 0.145 | 0.145 | 7.4064 | 0.483 | 0.08 | 0.08 | 0.08 | 0.08 | 0.08 | 0.08 | 0.575 | 0.575 | 0.575 | 0.575 | 0.575 | 0.575 | 0.575 | 0.575 | 0.575 | 0.575 | 0.575 | 0.575 | 0.08 | 0.08 | 0.08 | 0.08 | 0.08 | 0.08 | 0 | 0 | 0 | 0 | 0 | 0 | 1 | 1 | 1 | 1 | 1 | 1 | 1 | 1 | 1 | 1 | 1 | 1 | 0 | 0 | 0 | 0 | 0 | 0 | 0 | 0 | 0 | 0 | 0 | 0 | 1 | 1 | 1 | 1 | 1 | 1 | 1 | 1 | 1 | 1 | 1 | 1 | 0 | 0 | 0 | 0 | 0 | 0 | 16 | 0.29 | 0.41 | 0.14 | 0.16 | 0.41429 | 0.048578 | 0.028445 | 0.028445 | 0.021333 | 0.021333 | 0.021333 | 0.021333 | 0.021333 | Storage - Conditioned | 0.048578 | 0.048578 | 0.048578 | 0.048578 | 0.048578 | 0.048578 | 0.048578 | Storage - Conditioned - Storage (Conditioned) - all | 16 | 7 | 18 | 1932.7 | 402.1723 | 1932.7 | 402.1723 | 0 | 0 | 7.7 | 1.6023 | 0 | 0 | 0 | 0 | 0 | 0 | 0 | 0 | 0.7 | 0.7 | 0.7 | 0.7 | 0.7 | 0.7 | 0.7 | 0.7 | 0.7 | 0.7 | 0.7 | 0 | 0 | 0 | 0 | 0 | 0 | 0 |  | 1587.575 | 271.4224 | 1587.575 | 271.4224 | 0 | 0 | 6.325 | 1.0814 | 0 | 0 | 0 | 0 | 0 | 0 | 0 | 0 | 0.575 | 0.575 | 0.575 | 0.575 | 0.575 | 0.575 | 0.575 | 0.575 | 0.575 | 0.575 | 0.575 | 0 | 0 | 0 | 0 | 0 | 0 | 0 | 0.91738 | 0.84 | 0.94229 | 0.84
2205 | 22 | 5 | 5 | 1 |  |  |  |  | Storage - Unconditioned | Storage (Unconditioned) | Storage - Unconditioned - Storage (Unconditioned) |  | Storage - Unconditioned | Storage - Unconditioned - Storage (Unconditioned) | Storage (uncond) All | Sat | Open | 52 | 52 | 1 | 0.67555 | 0.67555 | 0.50666 | 0.50666 | 0.50666 | 0.50666 | 0.50666 | 0 | 0 | 0 | 0 | 0 | 0 | 0 | 253.2989 | 253.2989 | 189.9742 | 189.9742 | 189.9742 | 189.9742 | 189.9742 | 0 | 0 | 0 | 0 | 0 | 0 | 0 | 0 | 0 | 0 | 0 | 0 | 0 | 0 | 0 | 0 | 0 | 0 | 0 | 0 | 0 | 0 | 0 | 0 | 0 | 0 | 0 | 0 | 0 | 0 | 0 | 0 | 0 | 0 | 0 | 0.12109 | 0.12109 | 0.090816 | 0.090816 | 0.090816 | 0.090816 | 0.090816 | 0 | 0 | 0 | 0 | 0 | 0 | 0 | 42.0067 | 42.0067 | 31.505 | 31.505 | 31.505 | 31.505 | 31.505 | 0 | 0 | 0 | 0 | 0 | 0 | 0 | 0 | 0 | 0 | 0 | 0 | 0 | 0 | 0 | 0 | 0 | 0 | 0 | 0 | 0 | 0 | 0 | 0 | 0 | 0 | 0 | 0 | 0 | 0 | 0 | 0 | 0 | 0 | 0 | Storage (uncond) All ILit Sat | Storage (uncond) All ILit all | 3479 | 5.5 | 60 | Storage (uncond) All ILit2 Sat | Storage (uncond) All ILit Sat | Storage (uncond) All ILit all | 3479 | 6.5 | 52.5 | 3479 | 7.2106 | 0.504 | 0.055 | 0.055 | 0.055 | 0.055 | 0.055 | 0.055 | 0.6 | 0.6 | 0.6 | 0.6 | 0.6 | 0.6 | 0.6 | 0.6 | 0.6 | 0.6 | 0.6 | 0.6 | 0.055 | 0.055 | 0.055 | 0.055 | 0.055 | 0.055 | 6.6714 | 0.441 | 0.065 | 0.065 | 0.065 | 0.065 | 0.065 | 0.065 | 0.525 | 0.525 | 0.525 | 0.525 | 0.525 | 0.525 | 0.525 | 0.525 | 0.525 | 0.525 | 0.525 | 0.525 | 0.065 | 0.065 | 0.065 | 0.065 | 0.065 | 0.065 | 0 | 0 | 0 | 0 | 0 | 0 | 1 | 1 | 1 | 1 | 1 | 1 | 1 | 1 | 1 | 1 | 1 | 1 | 0 | 0 | 0 | 0 | 0 | 0 | 0 | 0 | 0 | 0 | 0 | 0 | 1 | 1 | 1 | 1 | 1 | 1 | 1 | 1 | 1 | 1 | 1 | 1 | 0 | 0 | 0 | 0 | 0 | 0 | 16 | 0.29 | 0.41 | 0.14 | 0.16 | 0.41429 | 0 | 0 | 0 | 0 | 0 | 0 | 0 | 0 |  | 0.048578 | 0.048578 | 0.048578 | 0.048578 | 0.048578 | 0.048578 | 0.048578 | Storage - Unconditioned - Storage (Unconditioned) - Sat | 10 | 7 | 18 | 343.2 | 31.7534 | 0 | 0 | 343.2 | 31.7534 | 0 | 0 | 6.6 | 0.61064 | 0 | 0 | 0 | 0 | 0 | 0 | 0.6 | 0.6 | 0.6 | 0.6 | 0.6 | 0.6 | 0.6 | 0.6 | 0.6 | 0.6 | 0.6 | 0 | 0 | 0 | 0 | 0 | 0 | 0 |  | 300.3 | 46.6118 | 0 | 0 | 300.3 | 46.6118 | 0 | 0 | 5.775 | 0.89638 | 0 | 0 | 0 | 0 | 0 | 0 | 0.525 | 0.525 | 0.525 | 0.525 | 0.525 | 0.525 | 0.525 | 0.525 | 0.525 | 0.525 | 0.525 | 0 | 0 | 0 | 0 | 0 | 0 | 0 | 0.91738 | 0.84 | 0.94229 | 0.84
2206 | 22 | 6 | 6 | 2 |  |  |  |  | Storage - Unconditioned | Storage (Unconditioned) | Storage - Unconditioned - Storage (Unconditioned) |  | Storage - Unconditioned | Storage - Unconditioned - Storage (Unconditioned) | Storage (uncond) All | Sun | Open | 52 | 52 | 1 | 0.67555 | 0.67555 | 0.50666 | 0.50666 | 0.50666 | 0.50666 | 0.50666 | 0 | 0 | 0 | 0 | 0 | 0 | 0 | 253.2989 | 253.2989 | 189.9742 | 189.9742 | 189.9742 | 189.9742 | 189.9742 | 0 | 0 | 0 | 0 | 0 | 0 | 0 | 0 | 0 | 0 | 0 | 0 | 0 | 0 | 0 | 0 | 0 | 0 | 0 | 0 | 0 | 0 | 0 | 0 | 0 | 0 | 0 | 0 | 0 | 0 | 0 | 0 | 0 | 0 | 0 | 0.12109 | 0.12109 | 0.090816 | 0.090816 | 0.090816 | 0.090816 | 0.090816 | 0 | 0 | 0 | 0 | 0 | 0 | 0 | 42.0067 | 42.0067 | 31.505 | 31.505 | 31.505 | 31.505 | 31.505 | 0 | 0 | 0 | 0 | 0 | 0 | 0 | 0 | 0 | 0 | 0 | 0 | 0 | 0 | 0 | 0 | 0 | 0 | 0 | 0 | 0 | 0 | 0 | 0 | 0 | 0 | 0 | 0 | 0 | 0 | 0 | 0 | 0 | 0 | 0 | Storage (uncond) All ILit Sun | Storage (uncond) All ILit all | 3479 | 5.5 | 60 | Storage (uncond) All ILit2 Sun | Storage (uncond) All ILit Sun | Storage (uncond) All ILit all | 3479 | 6.5 | 52.5 | 3479 | 7.2106 | 0.504 | 0.055 | 0.055 | 0.055 | 0.055 | 0.055 | 0.055 | 0.6 | 0.6 | 0.6 | 0.6 | 0.6 | 0.6 | 0.6 | 0.6 | 0.6 | 0.6 | 0.6 | 0.6 | 0.055 | 0.055 | 0.055 | 0.055 | 0.055 | 0.055 | 6.6714 | 0.441 | 0.065 | 0.065 | 0.065 | 0.065 | 0.065 | 0.065 | 0.525 | 0.525 | 0.525 | 0.525 | 0.525 | 0.525 | 0.525 | 0.525 | 0.525 | 0.525 | 0.525 | 0.525 | 0.065 | 0.065 | 0.065 | 0.065 | 0.065 | 0.065 | 0 | 0 | 0 | 0 | 0 | 0 | 1 | 1 | 1 | 1 | 1 | 1 | 1 | 1 | 1 | 1 | 1 | 1 | 0 | 0 | 0 | 0 | 0 | 0 | 0 | 0 | 0 | 0 | 0 | 0 | 1 | 1 | 1 | 1 | 1 | 1 | 1 | 1 | 1 | 1 | 1 | 1 | 0 | 0 | 0 | 0 | 0 | 0 | 16 | 0.29 | 0.41 | 0.14 | 0.16 | 0.41429 | 0 | 0 | 0 | 0 | 0 | 0 | 0 | 0 |  | 0.048578 | 0.048578 | 0.048578 | 0.048578 | 0.048578 | 0.048578 | 0.048578 | Storage - Unconditioned - Storage (Unconditioned) - Sun | 12 | 7 | 18 | 343.2 | 31.7534 | 0 | 0 | 343.2 | 31.7534 | 0 | 0 | 6.6 | 0.61064 | 0 | 0 | 0 | 0 | 0 | 0 | 0.6 | 0.6 | 0.6 | 0.6 | 0.6 | 0.6 | 0.6 | 0.6 | 0.6 | 0.6 | 0.6 | 0 | 0 | 0 | 0 | 0 | 0 | 0 |  | 300.3 | 46.6118 | 0 | 0 | 300.3 | 46.6118 | 0 | 0 | 5.775 | 0.89638 | 0 | 0 | 0 | 0 | 0 | 0 | 0.525 | 0.525 | 0.525 | 0.525 | 0.525 | 0.525 | 0.525 | 0.525 | 0.525 | 0.525 | 0.525 | 0 | 0 | 0 | 0 | 0 | 0 | 0 | 0.91738 | 0.84 | 0.94229 | 0.84
2207 | 22 | 7 | 7 | 3 |  |  |  |  | Storage - Unconditioned | Storage (Unconditioned) | Storage - Unconditioned - Storage (Unconditioned) |  | Storage - Unconditioned | Storage - Unconditioned - Storage (Unconditioned) | Storage (uncond) All | Hol | Open | 10 | 10 | 1 | 0.67555 | 0.67555 | 0.50666 | 0.50666 | 0.50666 | 0.50666 | 0.50666 | 0 | 0 | 0 | 0 | 0 | 0 | 0 | 48.7113 | 48.7113 | 36.5335 | 36.5335 | 36.5335 | 36.5335 | 36.5335 | 0 | 0 | 0 | 0 | 0 | 0 | 0 | 0 | 0 | 0 | 0 | 0 | 0 | 0 | 0 | 0 | 0 | 0 | 0 | 0 | 0 | 0 | 0 | 0 | 0 | 0 | 0 | 0 | 0 | 0 | 0 | 0 | 0 | 0 | 0 | 0.12109 | 0.12109 | 0.090816 | 0.090816 | 0.090816 | 0.090816 | 0.090816 | 0 | 0 | 0 | 0 | 0 | 0 | 0 | 8.0782 | 8.0782 | 6.0587 | 6.0587 | 6.0587 | 6.0587 | 6.0587 | 0 | 0 | 0 | 0 | 0 | 0 | 0 | 0 | 0 | 0 | 0 | 0 | 0 | 0 | 0 | 0 | 0 | 0 | 0 | 0 | 0 | 0 | 0 | 0 | 0 | 0 | 0 | 0 | 0 | 0 | 0 | 0 | 0 | 0 | 0 | Storage (uncond) All ILit Hol | Storage (uncond) All ILit all | 3479 | 5.5 | 60 | Storage (uncond) All ILit2 Hol | Storage (uncond) All ILit Hol | Storage (uncond) All ILit all | 3479 | 6.5 | 52.5 | 3479 | 7.2106 | 0.504 | 0.055 | 0.055 | 0.055 | 0.055 | 0.055 | 0.055 | 0.6 | 0.6 | 0.6 | 0.6 | 0.6 | 0.6 | 0.6 | 0.6 | 0.6 | 0.6 | 0.6 | 0.6 | 0.055 | 0.055 | 0.055 | 0.055 | 0.055 | 0.055 | 6.6714 | 0.441 | 0.065 | 0.065 | 0.065 | 0.065 | 0.065 | 0.065 | 0.525 | 0.525 | 0.525 | 0.525 | 0.525 | 0.525 | 0.525 | 0.525 | 0.525 | 0.525 | 0.525 | 0.525 | 0.065 | 0.065 | 0.065 | 0.065 | 0.065 | 0.065 | 0 | 0 | 0 | 0 | 0 | 0 | 1 | 1 | 1 | 1 | 1 | 1 | 1 | 1 | 1 | 1 | 1 | 1 | 0 | 0 | 0 | 0 | 0 | 0 | 0 | 0 | 0 | 0 | 0 | 0 | 1 | 1 | 1 | 1 | 1 | 1 | 1 | 1 | 1 | 1 | 1 | 1 | 0 | 0 | 0 | 0 | 0 | 0 | 16 | 0.29 | 0.41 | 0.14 | 0.16 | 0.41429 | 0 | 0 | 0 | 0 | 0 | 0 | 0 | 0 |  | 0.048578 | 0.048578 | 0.048578 | 0.048578 | 0.048578 | 0.048578 | 0.048578 | Storage - Unconditioned - Storage (Unconditioned) - Hol | 14 | 9 | 16 | 42 | 30.1064 | 0 | 0 | 42 | 30.1064 | 0 | 0 | 4.2 | 3.0106 | 0 | 0 | 0 | 0 | 0 | 0 | 0 | 0 | 0.6 | 0.6 | 0.6 | 0.6 | 0.6 | 0.6 | 0.6 | 0 | 0 | 0 | 0 | 0 | 0 | 0 | 0 | 0 |  | 36.75 | 29.9638 | 0 | 0 | 36.75 | 29.9638 | 0 | 0 | 3.675 | 2.9964 | 0 | 0 | 0 | 0 | 0 | 0 | 0 | 0 | 0.525 | 0.525 | 0.525 | 0.525 | 0.525 | 0.525 | 0.525 | 0 | 0 | 0 | 0 | 0 | 0 | 0 | 0 | 0 | 0.91738 | 0.84 | 0.94229 | 0.84
2208 | 22 | 8 | 8 | 4 | Storage - Unconditioned | Storage - Unconditioned | Storage - Unconditioned - Storage (Unconditioned) | Storage - Unconditioned - Storage (Unconditioned) | Storage - Unconditioned | Storage (Unconditioned) | Storage - Unconditioned - Storage (Unconditioned) |  | Storage - Unconditioned | Storage - Unconditioned - Storage (Unconditioned) | Storage (uncond) All | all | Open | 251 | 251 | 1 | 0.67555 | 0.67555 | 0.50666 | 0.50666 | 0.50666 | 0.50666 | 0.50666 | 0.67555 | 0.67555 | 0.50666 | 0.50666 | 0.50666 | 0.50666 | 0.50666 | 1577.3175 | 1577.3175 | 1182.9881 | 1182.9881 | 1182.9881 | 1182.9881 | 1182.9881 | 0.39722 | 0.39722 | 0.29792 | 0.29792 | 0.29792 | 0.29792 | 0.29792 | 3156.8856 | 3156.8856 | 3156.8856 | 3156.8856 | 3156.8856 | 3156.8856 | 3156.8856 | 3156.8856 | 3156.8856 | 3156.8856 | 3156.8856 | 3156.8856 | 3156.8856 | 3156.8856 | 0.588 | 0.588 | 0.588 | 0.588 | 0.588 | 0.588 | 0.588 | 0.588 | 0.588 | 0.588 | 0.588 | 0.588 | 0.588 | 0.588 | 0.12109 | 0.12109 | 0.090816 | 0.090816 | 0.090816 | 0.090816 | 0.090816 | 0.12109 | 0.12109 | 0.090816 | 0.090816 | 0.090816 | 0.090816 | 0.090816 | 225.1013 | 225.1013 | 168.826 | 168.826 | 168.826 | 168.826 | 168.826 | 0.058485 | 0.058485 | 0.043864 | 0.043864 | 0.043864 | 0.043864 | 0.043864 | 2619.5349 | 2619.5349 | 2619.5349 | 2619.5349 | 2619.5349 | 2619.5349 | 2619.5349 | 2619.5349 | 2619.5349 | 2619.5349 | 2619.5349 | 2619.5349 | 2619.5349 | 2619.5349 | 0.483 | 0.483 | 0.483 | 0.483 | 0.483 | 0.483 | 0.483 | 0.483 | 0.483 | 0.483 | 0.483 | 0.483 | 0.483 | 0.483 | Storage (uncond) All ILit all | Storage (uncond) All ILit all | 3479 | 14.5 | 70 | Storage (uncond) All ILit2 all | Storage (uncond) All ILit all | Storage (uncond) All ILit all | 3479 | 8 | 57.5 | 3479 | 9.3023 | 0.588 | 0.145 | 0.145 | 0.145 | 0.145 | 0.145 | 0.145 | 0.7 | 0.7 | 0.7 | 0.7 | 0.7 | 0.7 | 0.7 | 0.7 | 0.7 | 0.7 | 0.7 | 0.7 | 0.145 | 0.145 | 0.145 | 0.145 | 0.145 | 0.145 | 7.4064 | 0.483 | 0.08 | 0.08 | 0.08 | 0.08 | 0.08 | 0.08 | 0.575 | 0.575 | 0.575 | 0.575 | 0.575 | 0.575 | 0.575 | 0.575 | 0.575 | 0.575 | 0.575 | 0.575 | 0.08 | 0.08 | 0.08 | 0.08 | 0.08 | 0.08 | 0 | 0 | 0 | 0 | 0 | 0 | 1 | 1 | 1 | 1 | 1 | 1 | 1 | 1 | 1 | 1 | 1 | 1 | 0 | 0 | 0 | 0 | 0 | 0 | 0 | 0 | 0 | 0 | 0 | 0 | 1 | 1 | 1 | 1 | 1 | 1 | 1 | 1 | 1 | 1 | 1 | 1 | 0 | 0 | 0 | 0 | 0 | 0 | 16 | 0.29 | 0.41 | 0.14 | 0.16 | 0.41429 | 0.048578 | 0.032817 | 0.032817 | 0.024612 | 0.024612 | 0.024612 | 0.024612 | 0.024612 | Storage - Unconditioned | 0.048578 | 0.048578 | 0.048578 | 0.048578 | 0.048578 | 0.048578 | 0.048578 | Storage - Unconditioned - Storage (Unconditioned) - all | 16 | 7 | 18 | 1932.7 | 402.1723 | 1932.7 | 402.1723 | 0 | 0 | 7.7 | 1.6023 | 0 | 0 | 0 | 0 | 0 | 0 | 0 | 0 | 0.7 | 0.7 | 0.7 | 0.7 | 0.7 | 0.7 | 0.7 | 0.7 | 0.7 | 0.7 | 0.7 | 0 | 0 | 0 | 0 | 0 | 0 | 0 |  | 1587.575 | 271.4224 | 1587.575 | 271.4224 | 0 | 0 | 6.325 | 1.0814 | 0 | 0 | 0 | 0 | 0 | 0 | 0 | 0 | 0.575 | 0.575 | 0.575 | 0.575 | 0.575 | 0.575 | 0.575 | 0.575 | 0.575 | 0.575 | 0.575 | 0 | 0 | 0 | 0 | 0 | 0 | 0 | 0.91738 | 0.84 | 0.94229 | 0.84
2301 | 23 | 1 | 5 | 1 |  |  |  |  | Warehouse - Refrigerated | Comm/Ind Work (Loading Dock) | Warehouse - Refrigerated - Comm/Ind Work (Loading Dock) |  | Warehouse - Refrigerated | Warehouse - Refrigerated - Comm/Ind Work (Loading Dock) | Refg Whs Stock | Sat | Open | 52 | 52 | 0.08 | 0.76558 | 0.76558 | 0.51038 | 0.51038 | 0.51038 | 0.51038 | 0.51038 | 0 | 0 | 0 | 0 | 0 | 0 | 0 | 27.4401 | 27.4401 | 18.2934 | 18.2934 | 18.2934 | 18.2934 | 18.2934 | 0 | 0 | 0 | 0 | 0 | 0 | 0 | 0 | 0 | 0 | 0 | 0 | 0 | 0 | 0 | 0 | 0 | 0 | 0 | 0 | 0 | 0 | 0 | 0 | 0 | 0 | 0 | 0 | 0 | 0 | 0 | 0 | 0 | 0 | 0 | 0.72653 | 0.72653 | 0.48435 | 0.48435 | 0.48435 | 0.48435 | 0.48435 | 0 | 0 | 0 | 0 | 0 | 0 | 0 | 35.8148 | 35.8148 | 23.8765 | 23.8765 | 23.8765 | 23.8765 | 23.8765 | 0 | 0 | 0 | 0 | 0 | 0 | 0 | 0 | 0 | 0 | 0 | 0 | 0 | 0 | 0 | 0 | 0 | 0 | 0 | 0 | 0 | 0 | 0 | 0 | 0 | 0 | 0 | 0 | 0 | 0 | 0 | 0 | 0 | 0 | 0 | Refg Whs Stock ILit Sat | Refg Whs Stock ILit all | 3529 | 55 | 55 | Refg Whs Stock ILit2 Sat | Refg Whs Stock ILit Sat | Refg Whs Stock ILit all | 3529 | 55 | 55 | 3529 | 8.616 | 0.4675 | 0.55 | 0.55 | 0.55 | 0.55 | 0.55 | 0.55 | 0.55 | 0.55 | 0.55 | 0.55 | 0.55 | 0.55 | 0.55 | 0.55 | 0.55 | 0.55 | 0.55 | 0.55 | 0.55 | 0.55 | 0.55 | 0.55 | 0.55 | 0.55 | 11.8499 | 0.4675 | 0.55 | 0.55 | 0.55 | 0.55 | 0.55 | 0.55 | 0.55 | 0.55 | 0.55 | 0.55 | 0.55 | 0.55 | 0.55 | 0.55 | 0.55 | 0.55 | 0.55 | 0.55 | 0.55 | 0.55 | 0.55 | 0.55 | 0.55 | 0.55 | 0 | 0 | 0 | 0 | 0 | 0 | 0 | 0 | 0 | 0 | 0 | 0 | 0 | 0 | 0 | 0 | 0 | 0 | 0 | 0 | 0 | 0 | 0 | 0 | 0 | 0 | 0 | 0 | 0 | 0 | 0 | 0 | 0 | 0 | 0 | 0 | 0 | 0 | 0 | 0 | 0 | 0 | 0 | 0 | 0 | 0 | 0 | 0 | 15 | 0.66337 | 0.20792 | 0.079208 | 0.049505 | 0.76136 | 0 | 0 | 0 | 0 | 0 | 0 | 0 | 0 |  | 0.16104 | 0.16104 | 0.16059 | 0.16059 | 0.16059 | 0.16092 | 0.1611 | Warehouse - Refrigerated - Comm/Ind Work (Loading Dock) - Sat | 10 | 9 | 16 | 200.2 | 247.8296 | 0 | 0 | 200.2 | 247.8296 | 0 | 0 | 3.85 | 4.766 | 0 | 0 | 0 | 0 | 0 | 0 | 0 | 0 | 0.55 | 0.55 | 0.55 | 0.55 | 0.55 | 0.55 | 0.55 | 0 | 0 | 0 | 0 | 0 | 0 | 0 | 0 | 0 |  | 200.2 | 415.995 | 0 | 0 | 200.2 | 415.995 | 0 | 0 | 3.85 | 7.9999 | 0 | 0 | 0 | 0 | 0 | 0 | 0 | 0 | 0.55 | 0.55 | 0.55 | 0.55 | 0.55 | 0.55 | 0.55 | 0 | 0 | 0 | 0 | 0 | 0 | 0 | 0 | 0 | 0.65272 | 0.85 | 0.89772 | 0.85
2302 | 23 | 2 | 6 | 2 |  |  |  |  | Warehouse - Refrigerated | Comm/Ind Work (Loading Dock) | Warehouse - Refrigerated - Comm/Ind Work (Loading Dock) |  | Warehouse - Refrigerated | Warehouse - Refrigerated - Comm/Ind Work (Loading Dock) | Refg Whs Stock | Sun | Open | 52 | 52 | 0.08 | 0.76558 | 0.76558 | 0.51038 | 0.51038 | 0.51038 | 0.51038 | 0.51038 | 0 | 0 | 0 | 0 | 0 | 0 | 0 | 27.4401 | 27.4401 | 18.2934 | 18.2934 | 18.2934 | 18.2934 | 18.2934 | 0 | 0 | 0 | 0 | 0 | 0 | 0 | 0 | 0 | 0 | 0 | 0 | 0 | 0 | 0 | 0 | 0 | 0 | 0 | 0 | 0 | 0 | 0 | 0 | 0 | 0 | 0 | 0 | 0 | 0 | 0 | 0 | 0 | 0 | 0 | 0.72653 | 0.72653 | 0.48435 | 0.48435 | 0.48435 | 0.48435 | 0.48435 | 0 | 0 | 0 | 0 | 0 | 0 | 0 | 35.8148 | 35.8148 | 23.8765 | 23.8765 | 23.8765 | 23.8765 | 23.8765 | 0 | 0 | 0 | 0 | 0 | 0 | 0 | 0 | 0 | 0 | 0 | 0 | 0 | 0 | 0 | 0 | 0 | 0 | 0 | 0 | 0 | 0 | 0 | 0 | 0 | 0 | 0 | 0 | 0 | 0 | 0 | 0 | 0 | 0 | 0 | Refg Whs Stock ILit Sun | Refg Whs Stock ILit all | 3529 | 55 | 55 | Refg Whs Stock ILit2 Sun | Refg Whs Stock ILit Sun | Refg Whs Stock ILit all | 3529 | 55 | 55 | 3529 | 8.616 | 0.4675 | 0.55 | 0.55 | 0.55 | 0.55 | 0.55 | 0.55 | 0.55 | 0.55 | 0.55 | 0.55 | 0.55 | 0.55 | 0.55 | 0.55 | 0.55 | 0.55 | 0.55 | 0.55 | 0.55 | 0.55 | 0.55 | 0.55 | 0.55 | 0.55 | 11.8499 | 0.4675 | 0.55 | 0.55 | 0.55 | 0.55 | 0.55 | 0.55 | 0.55 | 0.55 | 0.55 | 0.55 | 0.55 | 0.55 | 0.55 | 0.55 | 0.55 | 0.55 | 0.55 | 0.55 | 0.55 | 0.55 | 0.55 | 0.55 | 0.55 | 0.55 | 0 | 0 | 0 | 0 | 0 | 0 | 0 | 0 | 0 | 0 | 0 | 0 | 0 | 0 | 0 | 0 | 0 | 0 | 0 | 0 | 0 | 0 | 0 | 0 | 0 | 0 | 0 | 0 | 0 | 0 | 0 | 0 | 0 | 0 | 0 | 0 | 0 | 0 | 0 | 0 | 0 | 0 | 0 | 0 | 0 | 0 | 0 | 0 | 15 | 0.66337 | 0.20792 | 0.079208 | 0.049505 | 0.76136 | 0 | 0 | 0 | 0 | 0 | 0 | 0 | 0 |  | 0.16104 | 0.16104 | 0.16059 | 0.16059 | 0.16059 | 0.16092 | 0.1611 | Warehouse - Refrigerated - Comm/Ind Work (Loading Dock) - Sun | 12 | 9 | 16 | 200.2 | 247.8296 | 0 | 0 | 200.2 | 247.8296 | 0 | 0 | 3.85 | 4.766 | 0 | 0 | 0 | 0 | 0 | 0 | 0 | 0 | 0.55 | 0.55 | 0.55 | 0.55 | 0.55 | 0.55 | 0.55 | 0 | 0 | 0 | 0 | 0 | 0 | 0 | 0 | 0 |  | 200.2 | 415.995 | 0 | 0 | 200.2 | 415.995 | 0 | 0 | 3.85 | 7.9999 | 0 | 0 | 0 | 0 | 0 | 0 | 0 | 0 | 0.55 | 0.55 | 0.55 | 0.55 | 0.55 | 0.55 | 0.55 | 0 | 0 | 0 | 0 | 0 | 0 | 0 | 0 | 0 | 0.65272 | 0.85 | 0.89772 | 0.85
2303 | 23 | 3 | 7 | 3 |  |  |  |  | Warehouse - Refrigerated | Comm/Ind Work (Loading Dock) | Warehouse - Refrigerated - Comm/Ind Work (Loading Dock) |  | Warehouse - Refrigerated | Warehouse - Refrigerated - Comm/Ind Work (Loading Dock) | Refg Whs Stock | Hol | Open | 10 | 10 | 0.08 | 0.76558 | 0.76558 | 0.51038 | 0.51038 | 0.51038 | 0.51038 | 0.51038 | 0 | 0 | 0 | 0 | 0 | 0 | 0 | 5.2769 | 5.2769 | 3.518 | 3.518 | 3.518 | 3.518 | 3.518 | 0 | 0 | 0 | 0 | 0 | 0 | 0 | 0 | 0 | 0 | 0 | 0 | 0 | 0 | 0 | 0 | 0 | 0 | 0 | 0 | 0 | 0 | 0 | 0 | 0 | 0 | 0 | 0 | 0 | 0 | 0 | 0 | 0 | 0 | 0 | 0.72653 | 0.72653 | 0.48435 | 0.48435 | 0.48435 | 0.48435 | 0.48435 | 0 | 0 | 0 | 0 | 0 | 0 | 0 | 6.8875 | 6.8875 | 4.5916 | 4.5916 | 4.5916 | 4.5916 | 4.5916 | 0 | 0 | 0 | 0 | 0 | 0 | 0 | 0 | 0 | 0 | 0 | 0 | 0 | 0 | 0 | 0 | 0 | 0 | 0 | 0 | 0 | 0 | 0 | 0 | 0 | 0 | 0 | 0 | 0 | 0 | 0 | 0 | 0 | 0 | 0 | Refg Whs Stock ILit Hol | Refg Whs Stock ILit all | 3529 | 55 | 55 | Refg Whs Stock ILit2 Hol | Refg Whs Stock ILit Hol | Refg Whs Stock ILit all | 3529 | 55 | 55 | 3529 | 8.616 | 0.4675 | 0.55 | 0.55 | 0.55 | 0.55 | 0.55 | 0.55 | 0.55 | 0.55 | 0.55 | 0.55 | 0.55 | 0.55 | 0.55 | 0.55 | 0.55 | 0.55 | 0.55 | 0.55 | 0.55 | 0.55 | 0.55 | 0.55 | 0.55 | 0.55 | 11.8499 | 0.4675 | 0.55 | 0.55 | 0.55 | 0.55 | 0.55 | 0.55 | 0.55 | 0.55 | 0.55 | 0.55 | 0.55 | 0.55 | 0.55 | 0.55 | 0.55 | 0.55 | 0.55 | 0.55 | 0.55 | 0.55 | 0.55 | 0.55 | 0.55 | 0.55 | 0 | 0 | 0 | 0 | 0 | 0 | 0 | 0 | 0 | 0 | 0 | 0 | 0 | 0 | 0 | 0 | 0 | 0 | 0 | 0 | 0 | 0 | 0 | 0 | 0 | 0 | 0 | 0 | 0 | 0 | 0 | 0 | 0 | 0 | 0 | 0 | 0 | 0 | 0 | 0 | 0 | 0 | 0 | 0 | 0 | 0 | 0 | 0 | 15 | 0.66337 | 0.20792 | 0.079208 | 0.049505 | 0.76136 | 0 | 0 | 0 | 0 | 0 | 0 | 0 | 0 |  | 0.16104 | 0.16104 | 0.16059 | 0.16059 | 0.16059 | 0.16092 | 0.1611 | Warehouse - Refrigerated - Comm/Ind Work (Loading Dock) - Hol | 14 | 9 | 16 | 38.5 | 47.6595 | 0 | 0 | 38.5 | 47.6595 | 0 | 0 | 3.85 | 4.766 | 0 | 0 | 0 | 0 | 0 | 0 | 0 | 0 | 0.55 | 0.55 | 0.55 | 0.55 | 0.55 | 0.55 | 0.55 | 0 | 0 | 0 | 0 | 0 | 0 | 0 | 0 | 0 |  | 38.5 | 79.999 | 0 | 0 | 38.5 | 79.999 | 0 | 0 | 3.85 | 7.9999 | 0 | 0 | 0 | 0 | 0 | 0 | 0 | 0 | 0.55 | 0.55 | 0.55 | 0.55 | 0.55 | 0.55 | 0.55 | 0 | 0 | 0 | 0 | 0 | 0 | 0 | 0 | 0 | 0.65272 | 0.85 | 0.89772 | 0.85
2304 | 23 | 4 | 8 | 4 |  |  | Warehouse - Refrigerated - Comm/Ind Work (Loading Dock) | Warehouse - Refrigerated - Comm/Ind Work (Loading Dock) | Warehouse - Refrigerated | Comm/Ind Work (Loading Dock) | Warehouse - Refrigerated - Comm/Ind Work (Loading Dock) |  | Warehouse - Refrigerated | Warehouse - Refrigerated - Comm/Ind Work (Loading Dock) | Refg Whs Stock | all | Open | 251 | 251 | 0.08 | 0.76558 | 0.76558 | 0.51038 | 0.51038 | 0.51038 | 0.51038 | 0.51038 | 0.061246 | 0.061246 | 0.040831 | 0.040831 | 0.040831 | 0.040831 | 0.040831 | 132.4511 | 132.4511 | 88.3007 | 88.3007 | 88.3007 | 88.3007 | 88.3007 | 0.028633 | 0.028633 | 0.019088 | 0.019088 | 0.019088 | 0.019088 | 0.019088 | 3144.8231 | 3144.8231 | 3144.8231 | 3144.8231 | 3144.8231 | 3144.8231 | 3144.8231 | 0 | 0 | 0 | 0 | 0 | 0 | 0 | 0.4675 | 0.4675 | 0.4675 | 0.4675 | 0.4675 | 0.4675 | 0.4675 | 0 | 0 | 0 | 0 | 0 | 0 | 0 | 0.72653 | 0.72653 | 0.48435 | 0.48435 | 0.48435 | 0.48435 | 0.48435 | 0.058122 | 0.058122 | 0.038748 | 0.038748 | 0.038748 | 0.038748 | 0.038748 | 172.8752 | 172.8752 | 115.2502 | 115.2502 | 115.2502 | 115.2502 | 115.2502 | 0.027172 | 0.027172 | 0.018115 | 0.018115 | 0.018115 | 0.018115 | 0.018115 | 4325.215 | 4325.215 | 4325.215 | 4325.215 | 4325.215 | 4325.215 | 4325.215 | 0 | 0 | 0 | 0 | 0 | 0 | 0 | 0.4675 | 0.4675 | 0.4675 | 0.4675 | 0.4675 | 0.4675 | 0.4675 | 0 | 0 | 0 | 0 | 0 | 0 | 0 | Refg Whs Stock ILit all | Refg Whs Stock ILit all | 3528 | 55 | 55 | Refg Whs Stock ILit2 all | Refg Whs Stock ILit all | Refg Whs Stock ILit all | 3528 | 55 | 55 | 3528 | 8.616 | 0.4675 | 0.55 | 0.55 | 0.55 | 0.55 | 0.55 | 0.55 | 0.55 | 0.55 | 0.55 | 0.55 | 0.55 | 0.55 | 0.55 | 0.55 | 0.55 | 0.55 | 0.55 | 0.55 | 0.55 | 0.55 | 0.55 | 0.55 | 0.55 | 0.55 | 11.8499 | 0.4675 | 0.55 | 0.55 | 0.55 | 0.55 | 0.55 | 0.55 | 0.55 | 0.55 | 0.55 | 0.55 | 0.55 | 0.55 | 0.55 | 0.55 | 0.55 | 0.55 | 0.55 | 0.55 | 0.55 | 0.55 | 0.55 | 0.55 | 0.55 | 0.55 | 0 | 0 | 0 | 0 | 0 | 0 | 0 | 0 | 0 | 0 | 0 | 0 | 0 | 0 | 0 | 0 | 0 | 0 | 0 | 0 | 0 | 0 | 0 | 0 | 0 | 0 | 0 | 0 | 0 | 0 | 0 | 0 | 0 | 0 | 0 | 0 | 0 | 0 | 0 | 0 | 0 | 0 | 0 | 0 | 0 | 0 | 0 | 0 | 15 | 0.66337 | 0.20792 | 0.079208 | 0.049505 | 0.76136 | 0.16235 | 0.0099434 | 0.0099434 | 0.0066289 | 0.0066289 | 0.0066289 | 0.0066289 | 0.0066289 |  | 0.16104 | 0.16104 | 0.16059 | 0.16059 | 0.16059 | 0.16092 | 0.1611 | Warehouse - Refrigerated - Comm/Ind Work (Loading Dock) - all | 16 | 8 | 18 | 1380.5 | 782.1044 | 1380.5 | 782.1044 | 0 | 0 | 5.5 | 3.116 | 0 | 0 | 0 | 0 | 0 | 0 | 0 | 0 | 0 | 0.55 | 0.55 | 0.55 | 0.55 | 0.55 | 0.55 | 0.55 | 0.55 | 0.55 | 0.55 | 0 | 0 | 0 | 0 | 0 | 0 | 0 |  | 1380.5 | 1593.8259 | 1380.5 | 1593.8259 | 0 | 0 | 5.5 | 6.3499 | 0 | 0 | 0 | 0 | 0 | 0 | 0 | 0 | 0 | 0.55 | 0.55 | 0.55 | 0.55 | 0.55 | 0.55 | 0.55 | 0.55 | 0.55 | 0.55 | 0 | 0 | 0 | 0 | 0 | 0 | 0 | 0.65272 | 0.85 | 0.89772 | 0.85
2305 | 23 | 5 | 5 | 1 |  |  |  |  | Warehouse - Refrigerated | Office (General) | Warehouse - Refrigerated - Office (General) |  | Warehouse - Refrigerated | Warehouse - Refrigerated - Office (General) | Refg Whs Admin | Sat | Open | 52 | 52 | 0.02 | 0.6635 | 0.6635 | 0.6635 | 0.6635 | 0.6635 | 0.5359 | 0.5359 | 0 | 0 | 0 | 0 | 0 | 0 | 0 | 5.3306 | 5.3306 | 5.3306 | 5.3306 | 5.3306 | 4.3055 | 4.3055 | 0 | 0 | 0 | 0 | 0 | 0 | 0 | 0 | 0 | 0 | 0 | 0 | 0 | 0 | 0 | 0 | 0 | 0 | 0 | 0 | 0 | 0 | 0 | 0 | 0 | 0 | 0 | 0 | 0 | 0 | 0 | 0 | 0 | 0 | 0 | 0.62966 | 0.62966 | 0.62966 | 0.62966 | 0.62966 | 0.50857 | 0.50857 | 0 | 0 | 0 | 0 | 0 | 0 | 0 | 4.18 | 4.18 | 4.18 | 4.18 | 4.18 | 3.3762 | 3.3762 | 0 | 0 | 0 | 0 | 0 | 0 | 0 | 0 | 0 | 0 | 0 | 0 | 0 | 0 | 0 | 0 | 0 | 0 | 0 | 0 | 0 | 0 | 0 | 0 | 0 | 0 | 0 | 0 | 0 | 0 | 0 | 0 | 0 | 0 | 0 | Refg Whs Admin ILit Sat | Refg Whs Admin ILit all | 3522 | 15 | 70 | Refg Whs Admin ILit2 Sat | Refg Whs Admin ILit Sat | Refg Whs Admin ILit all | 3522 | 15 | 50 | 3522 | 7.725 | 0.595 | 0.15 | 0.15 | 0.15 | 0.15 | 0.15 | 0.15 | 0.15 | 0.7 | 0.7 | 0.7 | 0.7 | 0.7 | 0.7 | 0.7 | 0.7 | 0.7 | 0.7 | 0.7 | 0.15 | 0.15 | 0.15 | 0.15 | 0.15 | 0.15 | 6.3832 | 0.425 | 0.15 | 0.15 | 0.15 | 0.15 | 0.15 | 0.15 | 0.15 | 0.5 | 0.5 | 0.5 | 0.5 | 0.5 | 0.5 | 0.5 | 0.5 | 0.5 | 0.5 | 0.5 | 0.15 | 0.15 | 0.15 | 0.15 | 0.15 | 0.15 | 0 | 0 | 0 | 0 | 0 | 0 | 0 | 1 | 1 | 1 | 1 | 1 | 1 | 1 | 1 | 1 | 1 | 1 | 0 | 0 | 0 | 0 | 0 | 0 | 0 | 0 | 0 | 0 | 0 | 0 | 0 | 1 | 1 | 1 | 1 | 1 | 1 | 1 | 1 | 1 | 1 | 1 | 0 | 0 | 0 | 0 | 0 | 0 | 15 | 0.66337 | 0.20792 | 0.079208 | 0.049505 | 0.76136 | 0 | 0 | 0 | 0 | 0 | 0 | 0 | 0 |  | 0.16104 | 0.16104 | 0.16059 | 0.16059 | 0.16059 | 0.16092 | 0.1611 | Warehouse - Refrigerated - Office (General) - Sat | 10 | 9 | 16 | 254.8 | 146.9024 | 0 | 0 | 254.8 | 146.9024 | 0 | 0 | 4.9 | 2.825 | 0 | 0 | 0 | 0 | 0 | 0 | 0 | 0 | 0.7 | 0.7 | 0.7 | 0.7 | 0.7 | 0.7 | 0.7 | 0 | 0 | 0 | 0 | 0 | 0 | 0 | 0 | 0 |  | 182 | 149.9274 | 0 | 0 | 182 | 149.9274 | 0 | 0 | 3.5 | 2.8832 | 0 | 0 | 0 | 0 | 0 | 0 | 0 | 0 | 0.5 | 0.5 | 0.5 | 0.5 | 0.5 | 0.5 | 0.5 | 0 | 0 | 0 | 0 | 0 | 0 | 0 | 0 | 0 | 0.80052 | 0.85 | 0.85681 | 0.85
2306 | 23 | 6 | 6 | 2 |  |  |  |  | Warehouse - Refrigerated | Office (General) | Warehouse - Refrigerated - Office (General) |  | Warehouse - Refrigerated | Warehouse - Refrigerated - Office (General) | Refg Whs Admin | Sun | Open | 52 | 52 | 0.02 | 0.6635 | 0.6635 | 0.6635 | 0.6635 | 0.6635 | 0.5359 | 0.5359 | 0 | 0 | 0 | 0 | 0 | 0 | 0 | 5.3306 | 5.3306 | 5.3306 | 5.3306 | 5.3306 | 4.3055 | 4.3055 | 0 | 0 | 0 | 0 | 0 | 0 | 0 | 0 | 0 | 0 | 0 | 0 | 0 | 0 | 0 | 0 | 0 | 0 | 0 | 0 | 0 | 0 | 0 | 0 | 0 | 0 | 0 | 0 | 0 | 0 | 0 | 0 | 0 | 0 | 0 | 0.62966 | 0.62966 | 0.62966 | 0.62966 | 0.62966 | 0.50857 | 0.50857 | 0 | 0 | 0 | 0 | 0 | 0 | 0 | 4.18 | 4.18 | 4.18 | 4.18 | 4.18 | 3.3762 | 3.3762 | 0 | 0 | 0 | 0 | 0 | 0 | 0 | 0 | 0 | 0 | 0 | 0 | 0 | 0 | 0 | 0 | 0 | 0 | 0 | 0 | 0 | 0 | 0 | 0 | 0 | 0 | 0 | 0 | 0 | 0 | 0 | 0 | 0 | 0 | 0 | Refg Whs Admin ILit Sun | Refg Whs Admin ILit all | 3522 | 15 | 70 | Refg Whs Admin ILit2 Sun | Refg Whs Admin ILit Sun | Refg Whs Admin ILit all | 3522 | 15 | 50 | 3522 | 7.725 | 0.595 | 0.15 | 0.15 | 0.15 | 0.15 | 0.15 | 0.15 | 0.15 | 0.7 | 0.7 | 0.7 | 0.7 | 0.7 | 0.7 | 0.7 | 0.7 | 0.7 | 0.7 | 0.7 | 0.15 | 0.15 | 0.15 | 0.15 | 0.15 | 0.15 | 6.3832 | 0.425 | 0.15 | 0.15 | 0.15 | 0.15 | 0.15 | 0.15 | 0.15 | 0.5 | 0.5 | 0.5 | 0.5 | 0.5 | 0.5 | 0.5 | 0.5 | 0.5 | 0.5 | 0.5 | 0.15 | 0.15 | 0.15 | 0.15 | 0.15 | 0.15 | 0 | 0 | 0 | 0 | 0 | 0 | 0 | 1 | 1 | 1 | 1 | 1 | 1 | 1 | 1 | 1 | 1 | 1 | 0 | 0 | 0 | 0 | 0 | 0 | 0 | 0 | 0 | 0 | 0 | 0 | 0 | 1 | 1 | 1 | 1 | 1 | 1 | 1 | 1 | 1 | 1 | 1 | 0 | 0 | 0 | 0 | 0 | 0 | 15 | 0.66337 | 0.20792 | 0.079208 | 0.049505 | 0.76136 | 0 | 0 | 0 | 0 | 0 | 0 | 0 | 0 |  | 0.16104 | 0.16104 | 0.16059 | 0.16059 | 0.16059 | 0.16092 | 0.1611 | Warehouse - Refrigerated - Office (General) - Sun | 12 | 9 | 16 | 254.8 | 146.9024 | 0 | 0 | 254.8 | 146.9024 | 0 | 0 | 4.9 | 2.825 | 0 | 0 | 0 | 0 | 0 | 0 | 0 | 0 | 0.7 | 0.7 | 0.7 | 0.7 | 0.7 | 0.7 | 0.7 | 0 | 0 | 0 | 0 | 0 | 0 | 0 | 0 | 0 |  | 182 | 149.9274 | 0 | 0 | 182 | 149.9274 | 0 | 0 | 3.5 | 2.8832 | 0 | 0 | 0 | 0 | 0 | 0 | 0 | 0 | 0.5 | 0.5 | 0.5 | 0.5 | 0.5 | 0.5 | 0.5 | 0 | 0 | 0 | 0 | 0 | 0 | 0 | 0 | 0 | 0.80052 | 0.85 | 0.85681 | 0.85
2307 | 23 | 7 | 7 | 3 |  |  |  |  | Warehouse - Refrigerated | Office (General) | Warehouse - Refrigerated - Office (General) |  | Warehouse - Refrigerated | Warehouse - Refrigerated - Office (General) | Refg Whs Admin | Hol | Open | 10 | 10 | 0.02 | 0.6635 | 0.6635 | 0.6635 | 0.6635 | 0.6635 | 0.5359 | 0.5359 | 0 | 0 | 0 | 0 | 0 | 0 | 0 | 1.0251 | 1.0251 | 1.0251 | 1.0251 | 1.0251 | 0.82798 | 0.82798 | 0 | 0 | 0 | 0 | 0 | 0 | 0 | 0 | 0 | 0 | 0 | 0 | 0 | 0 | 0 | 0 | 0 | 0 | 0 | 0 | 0 | 0 | 0 | 0 | 0 | 0 | 0 | 0 | 0 | 0 | 0 | 0 | 0 | 0 | 0 | 0.62966 | 0.62966 | 0.62966 | 0.62966 | 0.62966 | 0.50857 | 0.50857 | 0 | 0 | 0 | 0 | 0 | 0 | 0 | 0.80385 | 0.80385 | 0.80385 | 0.80385 | 0.80385 | 0.64927 | 0.64927 | 0 | 0 | 0 | 0 | 0 | 0 | 0 | 0 | 0 | 0 | 0 | 0 | 0 | 0 | 0 | 0 | 0 | 0 | 0 | 0 | 0 | 0 | 0 | 0 | 0 | 0 | 0 | 0 | 0 | 0 | 0 | 0 | 0 | 0 | 0 | Refg Whs Admin ILit Hol | Refg Whs Admin ILit all | 3522 | 15 | 70 | Refg Whs Admin ILit2 Hol | Refg Whs Admin ILit Hol | Refg Whs Admin ILit all | 3522 | 15 | 50 | 3522 | 7.725 | 0.595 | 0.15 | 0.15 | 0.15 | 0.15 | 0.15 | 0.15 | 0.15 | 0.7 | 0.7 | 0.7 | 0.7 | 0.7 | 0.7 | 0.7 | 0.7 | 0.7 | 0.7 | 0.7 | 0.15 | 0.15 | 0.15 | 0.15 | 0.15 | 0.15 | 6.3832 | 0.425 | 0.15 | 0.15 | 0.15 | 0.15 | 0.15 | 0.15 | 0.15 | 0.5 | 0.5 | 0.5 | 0.5 | 0.5 | 0.5 | 0.5 | 0.5 | 0.5 | 0.5 | 0.5 | 0.15 | 0.15 | 0.15 | 0.15 | 0.15 | 0.15 | 0 | 0 | 0 | 0 | 0 | 0 | 0 | 1 | 1 | 1 | 1 | 1 | 1 | 1 | 1 | 1 | 1 | 1 | 0 | 0 | 0 | 0 | 0 | 0 | 0 | 0 | 0 | 0 | 0 | 0 | 0 | 1 | 1 | 1 | 1 | 1 | 1 | 1 | 1 | 1 | 1 | 1 | 0 | 0 | 0 | 0 | 0 | 0 | 15 | 0.66337 | 0.20792 | 0.079208 | 0.049505 | 0.76136 | 0 | 0 | 0 | 0 | 0 | 0 | 0 | 0 |  | 0.16104 | 0.16104 | 0.16059 | 0.16059 | 0.16059 | 0.16092 | 0.1611 | Warehouse - Refrigerated - Office (General) - Hol | 14 | 9 | 16 | 49 | 28.2505 | 0 | 0 | 49 | 28.2505 | 0 | 0 | 4.9 | 2.825 | 0 | 0 | 0 | 0 | 0 | 0 | 0 | 0 | 0.7 | 0.7 | 0.7 | 0.7 | 0.7 | 0.7 | 0.7 | 0 | 0 | 0 | 0 | 0 | 0 | 0 | 0 | 0 |  | 35 | 28.8322 | 0 | 0 | 35 | 28.8322 | 0 | 0 | 3.5 | 2.8832 | 0 | 0 | 0 | 0 | 0 | 0 | 0 | 0 | 0.5 | 0.5 | 0.5 | 0.5 | 0.5 | 0.5 | 0.5 | 0 | 0 | 0 | 0 | 0 | 0 | 0 | 0 | 0 | 0.80052 | 0.85 | 0.85681 | 0.85
2308 | 23 | 8 | 8 | 4 |  |  | Warehouse - Refrigerated - Office (General) | Warehouse - Refrigerated - Office (General) | Warehouse - Refrigerated | Office (General) | Warehouse - Refrigerated - Office (General) |  | Warehouse - Refrigerated | Warehouse - Refrigerated - Office (General) | Refg Whs Admin | all | Open | 251 | 251 | 0.02 | 0.6635 | 0.6635 | 0.6635 | 0.6635 | 0.6635 | 0.5359 | 0.5359 | 0.01327 | 0.01327 | 0.01327 | 0.01327 | 0.01327 | 0.010718 | 0.010718 | 25.7303 | 25.7303 | 25.7303 | 25.7303 | 25.7303 | 20.7822 | 20.7822 | 0.0078956 | 0.0078956 | 0.0078956 | 0.0078956 | 0.0078956 | 0.0063772 | 0.0063772 | 2819.6417 | 2819.6417 | 2819.6417 | 2819.6417 | 2819.6417 | 2819.6417 | 2819.6417 | 0 | 0 | 0 | 0 | 0 | 0 | 0 | 0.595 | 0.595 | 0.595 | 0.595 | 0.595 | 0.595 | 0.595 | 0 | 0 | 0 | 0 | 0 | 0 | 0 | 0.62966 | 0.62966 | 0.62966 | 0.62966 | 0.62966 | 0.50857 | 0.50857 | 0.012593 | 0.012593 | 0.012593 | 0.012593 | 0.012593 | 0.010171 | 0.010171 | 20.1767 | 20.1767 | 20.1767 | 20.1767 | 20.1767 | 16.2966 | 16.2966 | 0.0053521 | 0.0053521 | 0.0053521 | 0.0053521 | 0.0053521 | 0.0043229 | 0.0043229 | 2329.8752 | 2329.8752 | 2329.8752 | 2329.8752 | 2329.8752 | 2329.8752 | 2329.8752 | 0 | 0 | 0 | 0 | 0 | 0 | 0 | 0.425 | 0.425 | 0.425 | 0.425 | 0.425 | 0.425 | 0.425 | 0 | 0 | 0 | 0 | 0 | 0 | 0 | Refg Whs Admin ILit all | Refg Whs Admin ILit all | 3521 | 15 | 70 | Refg Whs Admin ILit2 all | Refg Whs Admin ILit all | Refg Whs Admin ILit all | 3521 | 15 | 50 | 3521 | 7.725 | 0.595 | 0.15 | 0.15 | 0.15 | 0.15 | 0.15 | 0.15 | 0.15 | 0.7 | 0.7 | 0.7 | 0.7 | 0.7 | 0.7 | 0.7 | 0.7 | 0.7 | 0.7 | 0.7 | 0.15 | 0.15 | 0.15 | 0.15 | 0.15 | 0.15 | 6.3832 | 0.425 | 0.15 | 0.15 | 0.15 | 0.15 | 0.15 | 0.15 | 0.15 | 0.5 | 0.5 | 0.5 | 0.5 | 0.5 | 0.5 | 0.5 | 0.5 | 0.5 | 0.5 | 0.5 | 0.15 | 0.15 | 0.15 | 0.15 | 0.15 | 0.15 | 0 | 0 | 0 | 0 | 0 | 0 | 0 | 1 | 1 | 1 | 1 | 1 | 1 | 1 | 1 | 1 | 1 | 1 | 0 | 0 | 0 | 0 | 0 | 0 | 0 | 0 | 0 | 0 | 0 | 0 | 0 | 1 | 1 | 1 | 1 | 1 | 1 | 1 | 1 | 1 | 1 | 1 | 0 | 0 | 0 | 0 | 0 | 0 | 15 | 0.66337 | 0.20792 | 0.079208 | 0.049505 | 0.76136 | 0.11869 | 0.001575 | 0.001575 | 0.001575 | 0.001575 | 0.001575 | 0.0012721 | 0.0012721 |  | 0.16104 | 0.16104 | 0.16059 | 0.16059 | 0.16059 | 0.16092 | 0.1611 | Warehouse - Refrigerated - Office (General) - all | 16 | 8 | 18 | 1757 | 181.9865 | 1757 | 181.9865 | 0 | 0 | 7 | 0.72505 | 0 | 0 | 0 | 0 | 0 | 0 | 0 | 0 | 0 | 0.7 | 0.7 | 0.7 | 0.7 | 0.7 | 0.7 | 0.7 | 0.7 | 0.7 | 0.7 | 0 | 0 | 0 | 0 | 0 | 0 | 0 |  | 1255 | 347.1881 | 1255 | 347.1881 | 0 | 0 | 5 | 1.3832 | 0 | 0 | 0 | 0 | 0 | 0 | 0 | 0 | 0 | 0.5 | 0.5 | 0.5 | 0.5 | 0.5 | 0.5 | 0.5 | 0.5 | 0.5 | 0.5 | 0 | 0 | 0 | 0 | 0 | 0 | 0 | 0.80052 | 0.85 | 0.85681 | 0.85
2309 | 23 | 9 | 5 | 1 |  |  |  |  | Warehouse - Refrigerated | Refrigerated (Cooled Storage) | Warehouse - Refrigerated - Refrigerated (Cooled Storage) |  | Warehouse - Refrigerated | Warehouse - Refrigerated - Refrigerated (Cooled Storage) | Refg Whs Cool | Sat | Open | 52 | 52 | 0.4995 | 0.40831 | 0.40831 | 0.30623 | 0.30623 | 0.30623 | 0.30623 | 0.35727 | 0 | 0 | 0 | 0 | 0 | 0 | 0 | 91.3754 | 91.3754 | 68.5315 | 68.5315 | 68.5315 | 68.5315 | 79.9535 | 0 | 0 | 0 | 0 | 0 | 0 | 0 | 0 | 0 | 0 | 0 | 0 | 0 | 0 | 0 | 0 | 0 | 0 | 0 | 0 | 0 | 0 | 0 | 0 | 0 | 0 | 0 | 0 | 0 | 0 | 0 | 0 | 0 | 0 | 0 | 0.38748 | 0.38748 | 0.29061 | 0.29061 | 0.29061 | 0.29061 | 0.33905 | 0 | 0 | 0 | 0 | 0 | 0 | 0 | 119.2632 | 119.2632 | 89.4474 | 89.4474 | 89.4474 | 89.4474 | 104.3553 | 0 | 0 | 0 | 0 | 0 | 0 | 0 | 0 | 0 | 0 | 0 | 0 | 0 | 0 | 0 | 0 | 0 | 0 | 0 | 0 | 0 | 0 | 0 | 0 | 0 | 0 | 0 | 0 | 0 | 0 | 0 | 0 | 0 | 0 | 0 | Refg Whs Cool ILit Sat | Refg Whs Cool ILit all | 3536 | 55 | 55 | Refg Whs Cool ILit2 Sat | Refg Whs Cool ILit Sat | Refg Whs Cool ILit all | 3536 | 55 | 55 | 3536 | 8.616 | 0.4675 | 0.55 | 0.55 | 0.55 | 0.55 | 0.55 | 0.55 | 0.55 | 0.55 | 0.55 | 0.55 | 0.55 | 0.55 | 0.55 | 0.55 | 0.55 | 0.55 | 0.55 | 0.55 | 0.55 | 0.55 | 0.55 | 0.55 | 0.55 | 0.55 | 11.8499 | 0.4675 | 0.55 | 0.55 | 0.55 | 0.55 | 0.55 | 0.55 | 0.55 | 0.55 | 0.55 | 0.55 | 0.55 | 0.55 | 0.55 | 0.55 | 0.55 | 0.55 | 0.55 | 0.55 | 0.55 | 0.55 | 0.55 | 0.55 | 0.55 | 0.55 | 0 | 0 | 0 | 0 | 0 | 0 | 0 | 0 | 0 | 0 | 0 | 0 | 0 | 0 | 0 | 0 | 0 | 0 | 0 | 0 | 0 | 0 | 0 | 0 | 0 | 0 | 0 | 0 | 0 | 0 | 0 | 0 | 0 | 0 | 0 | 0 | 0 | 0 | 0 | 0 | 0 | 0 | 0 | 0 | 0 | 0 | 0 | 0 | 15 | 0.66337 | 0.20792 | 0.079208 | 0.049505 | 0.76136 | 0 | 0 | 0 | 0 | 0 | 0 | 0 | 0 |  | 0.16104 | 0.16104 | 0.16059 | 0.16059 | 0.16059 | 0.16092 | 0.1611 | Warehouse - Refrigerated - Refrigerated (Cooled Storage) - Sat | 10 | 9 | 16 | 200.2 | 247.8296 | 0 | 0 | 200.2 | 247.8296 | 0 | 0 | 3.85 | 4.766 | 0 | 0 | 0 | 0 | 0 | 0 | 0 | 0 | 0.55 | 0.55 | 0.55 | 0.55 | 0.55 | 0.55 | 0.55 | 0 | 0 | 0 | 0 | 0 | 0 | 0 | 0 | 0 |  | 200.2 | 415.995 | 0 | 0 | 200.2 | 415.995 | 0 | 0 | 3.85 | 7.9999 | 0 | 0 | 0 | 0 | 0 | 0 | 0 | 0 | 0.55 | 0.55 | 0.55 | 0.55 | 0.55 | 0.55 | 0.55 | 0 | 0 | 0 | 0 | 0 | 0 | 0 | 0 | 0 | 0.65272 | 0.85 | 0.89772 | 0.85
2310 | 23 | 10 | 6 | 2 |  |  |  |  | Warehouse - Refrigerated | Refrigerated (Cooled Storage) | Warehouse - Refrigerated - Refrigerated (Cooled Storage) |  | Warehouse - Refrigerated | Warehouse - Refrigerated - Refrigerated (Cooled Storage) | Refg Whs Cool | Sun | Open | 52 | 52 | 0.4995 | 0.40831 | 0.40831 | 0.30623 | 0.30623 | 0.30623 | 0.30623 | 0.35727 | 0 | 0 | 0 | 0 | 0 | 0 | 0 | 91.3754 | 91.3754 | 68.5315 | 68.5315 | 68.5315 | 68.5315 | 79.9535 | 0 | 0 | 0 | 0 | 0 | 0 | 0 | 0 | 0 | 0 | 0 | 0 | 0 | 0 | 0 | 0 | 0 | 0 | 0 | 0 | 0 | 0 | 0 | 0 | 0 | 0 | 0 | 0 | 0 | 0 | 0 | 0 | 0 | 0 | 0 | 0.38748 | 0.38748 | 0.29061 | 0.29061 | 0.29061 | 0.29061 | 0.33905 | 0 | 0 | 0 | 0 | 0 | 0 | 0 | 119.2632 | 119.2632 | 89.4474 | 89.4474 | 89.4474 | 89.4474 | 104.3553 | 0 | 0 | 0 | 0 | 0 | 0 | 0 | 0 | 0 | 0 | 0 | 0 | 0 | 0 | 0 | 0 | 0 | 0 | 0 | 0 | 0 | 0 | 0 | 0 | 0 | 0 | 0 | 0 | 0 | 0 | 0 | 0 | 0 | 0 | 0 | Refg Whs Cool ILit Sun | Refg Whs Cool ILit all | 3536 | 55 | 55 | Refg Whs Cool ILit2 Sun | Refg Whs Cool ILit Sun | Refg Whs Cool ILit all | 3536 | 55 | 55 | 3536 | 8.616 | 0.4675 | 0.55 | 0.55 | 0.55 | 0.55 | 0.55 | 0.55 | 0.55 | 0.55 | 0.55 | 0.55 | 0.55 | 0.55 | 0.55 | 0.55 | 0.55 | 0.55 | 0.55 | 0.55 | 0.55 | 0.55 | 0.55 | 0.55 | 0.55 | 0.55 | 11.8499 | 0.4675 | 0.55 | 0.55 | 0.55 | 0.55 | 0.55 | 0.55 | 0.55 | 0.55 | 0.55 | 0.55 | 0.55 | 0.55 | 0.55 | 0.55 | 0.55 | 0.55 | 0.55 | 0.55 | 0.55 | 0.55 | 0.55 | 0.55 | 0.55 | 0.55 | 0 | 0 | 0 | 0 | 0 | 0 | 0 | 0 | 0 | 0 | 0 | 0 | 0 | 0 | 0 | 0 | 0 | 0 | 0 | 0 | 0 | 0 | 0 | 0 | 0 | 0 | 0 | 0 | 0 | 0 | 0 | 0 | 0 | 0 | 0 | 0 | 0 | 0 | 0 | 0 | 0 | 0 | 0 | 0 | 0 | 0 | 0 | 0 | 15 | 0.66337 | 0.20792 | 0.079208 | 0.049505 | 0.76136 | 0 | 0 | 0 | 0 | 0 | 0 | 0 | 0 |  | 0.16104 | 0.16104 | 0.16059 | 0.16059 | 0.16059 | 0.16092 | 0.1611 | Warehouse - Refrigerated - Refrigerated (Cooled Storage) - Sun | 12 | 9 | 16 | 200.2 | 247.8296 | 0 | 0 | 200.2 | 247.8296 | 0 | 0 | 3.85 | 4.766 | 0 | 0 | 0 | 0 | 0 | 0 | 0 | 0 | 0.55 | 0.55 | 0.55 | 0.55 | 0.55 | 0.55 | 0.55 | 0 | 0 | 0 | 0 | 0 | 0 | 0 | 0 | 0 |  | 200.2 | 415.995 | 0 | 0 | 200.2 | 415.995 | 0 | 0 | 3.85 | 7.9999 | 0 | 0 | 0 | 0 | 0 | 0 | 0 | 0 | 0.55 | 0.55 | 0.55 | 0.55 | 0.55 | 0.55 | 0.55 | 0 | 0 | 0 | 0 | 0 | 0 | 0 | 0 | 0 | 0.65272 | 0.85 | 0.89772 | 0.85
2311 | 23 | 11 | 7 | 3 |  |  |  |  | Warehouse - Refrigerated | Refrigerated (Cooled Storage) | Warehouse - Refrigerated - Refrigerated (Cooled Storage) |  | Warehouse - Refrigerated | Warehouse - Refrigerated - Refrigerated (Cooled Storage) | Refg Whs Cool | Hol | Open | 10 | 10 | 0.4995 | 0.40831 | 0.40831 | 0.30623 | 0.30623 | 0.30623 | 0.30623 | 0.35727 | 0 | 0 | 0 | 0 | 0 | 0 | 0 | 17.5722 | 17.5722 | 13.1791 | 13.1791 | 13.1791 | 13.1791 | 15.3757 | 0 | 0 | 0 | 0 | 0 | 0 | 0 | 0 | 0 | 0 | 0 | 0 | 0 | 0 | 0 | 0 | 0 | 0 | 0 | 0 | 0 | 0 | 0 | 0 | 0 | 0 | 0 | 0 | 0 | 0 | 0 | 0 | 0 | 0 | 0 | 0.38748 | 0.38748 | 0.29061 | 0.29061 | 0.29061 | 0.29061 | 0.33905 | 0 | 0 | 0 | 0 | 0 | 0 | 0 | 22.9352 | 22.9352 | 17.2014 | 17.2014 | 17.2014 | 17.2014 | 20.0683 | 0 | 0 | 0 | 0 | 0 | 0 | 0 | 0 | 0 | 0 | 0 | 0 | 0 | 0 | 0 | 0 | 0 | 0 | 0 | 0 | 0 | 0 | 0 | 0 | 0 | 0 | 0 | 0 | 0 | 0 | 0 | 0 | 0 | 0 | 0 | Refg Whs Cool ILit Hol | Refg Whs Cool ILit all | 3536 | 55 | 55 | Refg Whs Cool ILit2 Hol | Refg Whs Cool ILit Hol | Refg Whs Cool ILit all | 3536 | 55 | 55 | 3536 | 8.616 | 0.4675 | 0.55 | 0.55 | 0.55 | 0.55 | 0.55 | 0.55 | 0.55 | 0.55 | 0.55 | 0.55 | 0.55 | 0.55 | 0.55 | 0.55 | 0.55 | 0.55 | 0.55 | 0.55 | 0.55 | 0.55 | 0.55 | 0.55 | 0.55 | 0.55 | 11.8499 | 0.4675 | 0.55 | 0.55 | 0.55 | 0.55 | 0.55 | 0.55 | 0.55 | 0.55 | 0.55 | 0.55 | 0.55 | 0.55 | 0.55 | 0.55 | 0.55 | 0.55 | 0.55 | 0.55 | 0.55 | 0.55 | 0.55 | 0.55 | 0.55 | 0.55 | 0 | 0 | 0 | 0 | 0 | 0 | 0 | 0 | 0 | 0 | 0 | 0 | 0 | 0 | 0 | 0 | 0 | 0 | 0 | 0 | 0 | 0 | 0 | 0 | 0 | 0 | 0 | 0 | 0 | 0 | 0 | 0 | 0 | 0 | 0 | 0 | 0 | 0 | 0 | 0 | 0 | 0 | 0 | 0 | 0 | 0 | 0 | 0 | 15 | 0.66337 | 0.20792 | 0.079208 | 0.049505 | 0.76136 | 0 | 0 | 0 | 0 | 0 | 0 | 0 | 0 |  | 0.16104 | 0.16104 | 0.16059 | 0.16059 | 0.16059 | 0.16092 | 0.1611 | Warehouse - Refrigerated - Refrigerated (Cooled Storage) - Hol | 14 | 9 | 16 | 38.5 | 47.6595 | 0 | 0 | 38.5 | 47.6595 | 0 | 0 | 3.85 | 4.766 | 0 | 0 | 0 | 0 | 0 | 0 | 0 | 0 | 0.55 | 0.55 | 0.55 | 0.55 | 0.55 | 0.55 | 0.55 | 0 | 0 | 0 | 0 | 0 | 0 | 0 | 0 | 0 |  | 38.5 | 79.999 | 0 | 0 | 38.5 | 79.999 | 0 | 0 | 3.85 | 7.9999 | 0 | 0 | 0 | 0 | 0 | 0 | 0 | 0 | 0.55 | 0.55 | 0.55 | 0.55 | 0.55 | 0.55 | 0.55 | 0 | 0 | 0 | 0 | 0 | 0 | 0 | 0 | 0 | 0.65272 | 0.85 | 0.89772 | 0.85
2312 | 23 | 12 | 8 | 4 |  |  | Warehouse - Refrigerated - Refrigerated (Cooled Storage) | Warehouse - Refrigerated - Refrigerated (Cooled Storage) | Warehouse - Refrigerated | Refrigerated (Cooled Storage) | Warehouse - Refrigerated - Refrigerated (Cooled Storage) |  | Warehouse - Refrigerated | Warehouse - Refrigerated - Refrigerated (Cooled Storage) | Refg Whs Cool | all | Open | 251 | 251 | 0.4995 | 0.40831 | 0.40831 | 0.30623 | 0.30623 | 0.30623 | 0.30623 | 0.35727 | 0.20395 | 0.20395 | 0.15296 | 0.15296 | 0.15296 | 0.15296 | 0.17846 | 441.062 | 441.062 | 330.7965 | 330.7965 | 330.7965 | 330.7965 | 385.9293 | 0.095346 | 0.095346 | 0.07151 | 0.07151 | 0.07151 | 0.07151 | 0.083428 | 3144.8231 | 3144.8231 | 3144.8231 | 3144.8231 | 3144.8231 | 3144.8231 | 3144.8231 | 0 | 0 | 0 | 0 | 0 | 0 | 0 | 0.4675 | 0.4675 | 0.4675 | 0.4675 | 0.4675 | 0.4675 | 0.4675 | 0 | 0 | 0 | 0 | 0 | 0 | 0 | 0.38748 | 0.38748 | 0.29061 | 0.29061 | 0.29061 | 0.29061 | 0.33905 | 0.19355 | 0.19355 | 0.14516 | 0.14516 | 0.14516 | 0.14516 | 0.16935 | 575.6745 | 575.6745 | 431.7559 | 431.7559 | 431.7559 | 431.7559 | 503.7152 | 0.090484 | 0.090484 | 0.067863 | 0.067863 | 0.067863 | 0.067863 | 0.079173 | 4325.215 | 4325.215 | 4325.215 | 4325.215 | 4325.215 | 4325.215 | 4325.215 | 0 | 0 | 0 | 0 | 0 | 0 | 0 | 0.4675 | 0.4675 | 0.4675 | 0.4675 | 0.4675 | 0.4675 | 0.4675 | 0 | 0 | 0 | 0 | 0 | 0 | 0 | Refg Whs Cool ILit all | Refg Whs Cool ILit all | 3535 | 55 | 55 | Refg Whs Cool ILit2 all | Refg Whs Cool ILit all | Refg Whs Cool ILit all | 3535 | 55 | 55 | 3535 | 8.616 | 0.4675 | 0.55 | 0.55 | 0.55 | 0.55 | 0.55 | 0.55 | 0.55 | 0.55 | 0.55 | 0.55 | 0.55 | 0.55 | 0.55 | 0.55 | 0.55 | 0.55 | 0.55 | 0.55 | 0.55 | 0.55 | 0.55 | 0.55 | 0.55 | 0.55 | 11.8499 | 0.4675 | 0.55 | 0.55 | 0.55 | 0.55 | 0.55 | 0.55 | 0.55 | 0.55 | 0.55 | 0.55 | 0.55 | 0.55 | 0.55 | 0.55 | 0.55 | 0.55 | 0.55 | 0.55 | 0.55 | 0.55 | 0.55 | 0.55 | 0.55 | 0.55 | 0 | 0 | 0 | 0 | 0 | 0 | 0 | 0 | 0 | 0 | 0 | 0 | 0 | 0 | 0 | 0 | 0 | 0 | 0 | 0 | 0 | 0 | 0 | 0 | 0 | 0 | 0 | 0 | 0 | 0 | 0 | 0 | 0 | 0 | 0 | 0 | 0 | 0 | 0 | 0 | 0 | 0 | 0 | 0 | 0 | 0 | 0 | 0 | 15 | 0.66337 | 0.20792 | 0.079208 | 0.049505 | 0.76136 | 0.16235 | 0.033112 | 0.033112 | 0.024834 | 0.024834 | 0.024834 | 0.024834 | 0.028973 |  | 0.16104 | 0.16104 | 0.16059 | 0.16059 | 0.16059 | 0.16092 | 0.1611 | Warehouse - Refrigerated - Refrigerated (Cooled Storage) - all | 16 | 8 | 18 | 1380.5 | 782.1044 | 1380.5 | 782.1044 | 0 | 0 | 5.5 | 3.116 | 0 | 0 | 0 | 0 | 0 | 0 | 0 | 0 | 0 | 0.55 | 0.55 | 0.55 | 0.55 | 0.55 | 0.55 | 0.55 | 0.55 | 0.55 | 0.55 | 0 | 0 | 0 | 0 | 0 | 0 | 0 |  | 1380.5 | 1593.8259 | 1380.5 | 1593.8259 | 0 | 0 | 5.5 | 6.3499 | 0 | 0 | 0 | 0 | 0 | 0 | 0 | 0 | 0 | 0.55 | 0.55 | 0.55 | 0.55 | 0.55 | 0.55 | 0.55 | 0.55 | 0.55 | 0.55 | 0 | 0 | 0 | 0 | 0 | 0 | 0 | 0.65272 | 0.85 | 0.89772 | 0.85
2313 | 23 | 13 | 5 | 1 |  |  |  |  | Warehouse - Refrigerated | Refrigerated (Frozen Storage) | Warehouse - Refrigerated - Refrigerated (Frozen Storage) |  | Warehouse - Refrigerated | Warehouse - Refrigerated - Refrigerated (Frozen Storage) | Refg Whs Cold | Sat | Open | 52 | 52 | 0.4005 | 0.40831 | 0.40831 | 0.30623 | 0.30623 | 0.30623 | 0.30623 | 0.35727 | 0 | 0 | 0 | 0 | 0 | 0 | 0 | 73.265 | 73.265 | 54.9487 | 54.9487 | 54.9487 | 54.9487 | 64.1068 | 0 | 0 | 0 | 0 | 0 | 0 | 0 | 0 | 0 | 0 | 0 | 0 | 0 | 0 | 0 | 0 | 0 | 0 | 0 | 0 | 0 | 0 | 0 | 0 | 0 | 0 | 0 | 0 | 0 | 0 | 0 | 0 | 0 | 0 | 0 | 0.38748 | 0.38748 | 0.29061 | 0.29061 | 0.29061 | 0.29061 | 0.33905 | 0 | 0 | 0 | 0 | 0 | 0 | 0 | 95.6255 | 95.6255 | 71.7191 | 71.7191 | 71.7191 | 71.7191 | 83.6723 | 0 | 0 | 0 | 0 | 0 | 0 | 0 | 0 | 0 | 0 | 0 | 0 | 0 | 0 | 0 | 0 | 0 | 0 | 0 | 0 | 0 | 0 | 0 | 0 | 0 | 0 | 0 | 0 | 0 | 0 | 0 | 0 | 0 | 0 | 0 | Refg Whs Cold ILit Sat | Refg Whs Cold ILit all | 3536 | 55 | 55 | Refg Whs Cold ILit2 Sat | Refg Whs Cold ILit Sat | Refg Whs Cold ILit all | 3536 | 55 | 55 | 3536 | 8.616 | 0.4675 | 0.55 | 0.55 | 0.55 | 0.55 | 0.55 | 0.55 | 0.55 | 0.55 | 0.55 | 0.55 | 0.55 | 0.55 | 0.55 | 0.55 | 0.55 | 0.55 | 0.55 | 0.55 | 0.55 | 0.55 | 0.55 | 0.55 | 0.55 | 0.55 | 11.8499 | 0.4675 | 0.55 | 0.55 | 0.55 | 0.55 | 0.55 | 0.55 | 0.55 | 0.55 | 0.55 | 0.55 | 0.55 | 0.55 | 0.55 | 0.55 | 0.55 | 0.55 | 0.55 | 0.55 | 0.55 | 0.55 | 0.55 | 0.55 | 0.55 | 0.55 | 0 | 0 | 0 | 0 | 0 | 0 | 0 | 0 | 0 | 0 | 0 | 0 | 0 | 0 | 0 | 0 | 0 | 0 | 0 | 0 | 0 | 0 | 0 | 0 | 0 | 0 | 0 | 0 | 0 | 0 | 0 | 0 | 0 | 0 | 0 | 0 | 0 | 0 | 0 | 0 | 0 | 0 | 0 | 0 | 0 | 0 | 0 | 0 | 15 | 0.66337 | 0.20792 | 0.079208 | 0.049505 | 0.76136 | 0 | 0 | 0 | 0 | 0 | 0 | 0 | 0 |  | 0.16104 | 0.16104 | 0.16059 | 0.16059 | 0.16059 | 0.16092 | 0.1611 | Warehouse - Refrigerated - Refrigerated (Frozen Storage) - Sat | 10 | 9 | 16 | 200.2 | 247.8296 | 0 | 0 | 200.2 | 247.8296 | 0 | 0 | 3.85 | 4.766 | 0 | 0 | 0 | 0 | 0 | 0 | 0 | 0 | 0.55 | 0.55 | 0.55 | 0.55 | 0.55 | 0.55 | 0.55 | 0 | 0 | 0 | 0 | 0 | 0 | 0 | 0 | 0 |  | 200.2 | 415.995 | 0 | 0 | 200.2 | 415.995 | 0 | 0 | 3.85 | 7.9999 | 0 | 0 | 0 | 0 | 0 | 0 | 0 | 0 | 0.55 | 0.55 | 0.55 | 0.55 | 0.55 | 0.55 | 0.55 | 0 | 0 | 0 | 0 | 0 | 0 | 0 | 0 | 0 | 0.65272 | 0.85 | 0.89772 | 0.85
2314 | 23 | 14 | 6 | 2 |  |  |  |  | Warehouse - Refrigerated | Refrigerated (Frozen Storage) | Warehouse - Refrigerated - Refrigerated (Frozen Storage) |  | Warehouse - Refrigerated | Warehouse - Refrigerated - Refrigerated (Frozen Storage) | Refg Whs Cold | Sun | Open | 52 | 52 | 0.4005 | 0.40831 | 0.40831 | 0.30623 | 0.30623 | 0.30623 | 0.30623 | 0.35727 | 0 | 0 | 0 | 0 | 0 | 0 | 0 | 73.265 | 73.265 | 54.9487 | 54.9487 | 54.9487 | 54.9487 | 64.1068 | 0 | 0 | 0 | 0 | 0 | 0 | 0 | 0 | 0 | 0 | 0 | 0 | 0 | 0 | 0 | 0 | 0 | 0 | 0 | 0 | 0 | 0 | 0 | 0 | 0 | 0 | 0 | 0 | 0 | 0 | 0 | 0 | 0 | 0 | 0 | 0.38748 | 0.38748 | 0.29061 | 0.29061 | 0.29061 | 0.29061 | 0.33905 | 0 | 0 | 0 | 0 | 0 | 0 | 0 | 95.6255 | 95.6255 | 71.7191 | 71.7191 | 71.7191 | 71.7191 | 83.6723 | 0 | 0 | 0 | 0 | 0 | 0 | 0 | 0 | 0 | 0 | 0 | 0 | 0 | 0 | 0 | 0 | 0 | 0 | 0 | 0 | 0 | 0 | 0 | 0 | 0 | 0 | 0 | 0 | 0 | 0 | 0 | 0 | 0 | 0 | 0 | Refg Whs Cold ILit Sun | Refg Whs Cold ILit all | 3536 | 55 | 55 | Refg Whs Cold ILit2 Sun | Refg Whs Cold ILit Sun | Refg Whs Cold ILit all | 3536 | 55 | 55 | 3536 | 8.616 | 0.4675 | 0.55 | 0.55 | 0.55 | 0.55 | 0.55 | 0.55 | 0.55 | 0.55 | 0.55 | 0.55 | 0.55 | 0.55 | 0.55 | 0.55 | 0.55 | 0.55 | 0.55 | 0.55 | 0.55 | 0.55 | 0.55 | 0.55 | 0.55 | 0.55 | 11.8499 | 0.4675 | 0.55 | 0.55 | 0.55 | 0.55 | 0.55 | 0.55 | 0.55 | 0.55 | 0.55 | 0.55 | 0.55 | 0.55 | 0.55 | 0.55 | 0.55 | 0.55 | 0.55 | 0.55 | 0.55 | 0.55 | 0.55 | 0.55 | 0.55 | 0.55 | 0 | 0 | 0 | 0 | 0 | 0 | 0 | 0 | 0 | 0 | 0 | 0 | 0 | 0 | 0 | 0 | 0 | 0 | 0 | 0 | 0 | 0 | 0 | 0 | 0 | 0 | 0 | 0 | 0 | 0 | 0 | 0 | 0 | 0 | 0 | 0 | 0 | 0 | 0 | 0 | 0 | 0 | 0 | 0 | 0 | 0 | 0 | 0 | 15 | 0.66337 | 0.20792 | 0.079208 | 0.049505 | 0.76136 | 0 | 0 | 0 | 0 | 0 | 0 | 0 | 0 |  | 0.16104 | 0.16104 | 0.16059 | 0.16059 | 0.16059 | 0.16092 | 0.1611 | Warehouse - Refrigerated - Refrigerated (Frozen Storage) - Sun | 12 | 9 | 16 | 200.2 | 247.8296 | 0 | 0 | 200.2 | 247.8296 | 0 | 0 | 3.85 | 4.766 | 0 | 0 | 0 | 0 | 0 | 0 | 0 | 0 | 0.55 | 0.55 | 0.55 | 0.55 | 0.55 | 0.55 | 0.55 | 0 | 0 | 0 | 0 | 0 | 0 | 0 | 0 | 0 |  | 200.2 | 415.995 | 0 | 0 | 200.2 | 415.995 | 0 | 0 | 3.85 | 7.9999 | 0 | 0 | 0 | 0 | 0 | 0 | 0 | 0 | 0.55 | 0.55 | 0.55 | 0.55 | 0.55 | 0.55 | 0.55 | 0 | 0 | 0 | 0 | 0 | 0 | 0 | 0 | 0 | 0.65272 | 0.85 | 0.89772 | 0.85
2315 | 23 | 15 | 7 | 3 |  |  |  |  | Warehouse - Refrigerated | Refrigerated (Frozen Storage) | Warehouse - Refrigerated - Refrigerated (Frozen Storage) |  | Warehouse - Refrigerated | Warehouse - Refrigerated - Refrigerated (Frozen Storage) | Refg Whs Cold | Hol | Open | 10 | 10 | 0.4005 | 0.40831 | 0.40831 | 0.30623 | 0.30623 | 0.30623 | 0.30623 | 0.35727 | 0 | 0 | 0 | 0 | 0 | 0 | 0 | 14.0894 | 14.0894 | 10.5671 | 10.5671 | 10.5671 | 10.5671 | 12.3282 | 0 | 0 | 0 | 0 | 0 | 0 | 0 | 0 | 0 | 0 | 0 | 0 | 0 | 0 | 0 | 0 | 0 | 0 | 0 | 0 | 0 | 0 | 0 | 0 | 0 | 0 | 0 | 0 | 0 | 0 | 0 | 0 | 0 | 0 | 0 | 0.38748 | 0.38748 | 0.29061 | 0.29061 | 0.29061 | 0.29061 | 0.33905 | 0 | 0 | 0 | 0 | 0 | 0 | 0 | 18.3895 | 18.3895 | 13.7921 | 13.7921 | 13.7921 | 13.7921 | 16.0908 | 0 | 0 | 0 | 0 | 0 | 0 | 0 | 0 | 0 | 0 | 0 | 0 | 0 | 0 | 0 | 0 | 0 | 0 | 0 | 0 | 0 | 0 | 0 | 0 | 0 | 0 | 0 | 0 | 0 | 0 | 0 | 0 | 0 | 0 | 0 | Refg Whs Cold ILit Hol | Refg Whs Cold ILit all | 3536 | 55 | 55 | Refg Whs Cold ILit2 Hol | Refg Whs Cold ILit Hol | Refg Whs Cold ILit all | 3536 | 55 | 55 | 3536 | 8.616 | 0.4675 | 0.55 | 0.55 | 0.55 | 0.55 | 0.55 | 0.55 | 0.55 | 0.55 | 0.55 | 0.55 | 0.55 | 0.55 | 0.55 | 0.55 | 0.55 | 0.55 | 0.55 | 0.55 | 0.55 | 0.55 | 0.55 | 0.55 | 0.55 | 0.55 | 11.8499 | 0.4675 | 0.55 | 0.55 | 0.55 | 0.55 | 0.55 | 0.55 | 0.55 | 0.55 | 0.55 | 0.55 | 0.55 | 0.55 | 0.55 | 0.55 | 0.55 | 0.55 | 0.55 | 0.55 | 0.55 | 0.55 | 0.55 | 0.55 | 0.55 | 0.55 | 0 | 0 | 0 | 0 | 0 | 0 | 0 | 0 | 0 | 0 | 0 | 0 | 0 | 0 | 0 | 0 | 0 | 0 | 0 | 0 | 0 | 0 | 0 | 0 | 0 | 0 | 0 | 0 | 0 | 0 | 0 | 0 | 0 | 0 | 0 | 0 | 0 | 0 | 0 | 0 | 0 | 0 | 0 | 0 | 0 | 0 | 0 | 0 | 15 | 0.66337 | 0.20792 | 0.079208 | 0.049505 | 0.76136 | 0 | 0 | 0 | 0 | 0 | 0 | 0 | 0 |  | 0.16104 | 0.16104 | 0.16059 | 0.16059 | 0.16059 | 0.16092 | 0.1611 | Warehouse - Refrigerated - Refrigerated (Frozen Storage) - Hol | 14 | 9 | 16 | 38.5 | 47.6595 | 0 | 0 | 38.5 | 47.6595 | 0 | 0 | 3.85 | 4.766 | 0 | 0 | 0 | 0 | 0 | 0 | 0 | 0 | 0.55 | 0.55 | 0.55 | 0.55 | 0.55 | 0.55 | 0.55 | 0 | 0 | 0 | 0 | 0 | 0 | 0 | 0 | 0 |  | 38.5 | 79.999 | 0 | 0 | 38.5 | 79.999 | 0 | 0 | 3.85 | 7.9999 | 0 | 0 | 0 | 0 | 0 | 0 | 0 | 0 | 0.55 | 0.55 | 0.55 | 0.55 | 0.55 | 0.55 | 0.55 | 0 | 0 | 0 | 0 | 0 | 0 | 0 | 0 | 0 | 0.65272 | 0.85 | 0.89772 | 0.85
2316 | 23 | 16 | 8 | 4 | Warehouse - Refrigerated | Warehouse - Refrigerated | Warehouse - Refrigerated - Refrigerated (Frozen Storage) | Warehouse - Refrigerated - Refrigerated (Frozen Storage) | Warehouse - Refrigerated | Refrigerated (Frozen Storage) | Warehouse - Refrigerated - Refrigerated (Frozen Storage) |  | Warehouse - Refrigerated | Warehouse - Refrigerated - Refrigerated (Frozen Storage) | Refg Whs Cold | all | Open | 251 | 251 | 0.4005 | 0.40831 | 0.40831 | 0.30623 | 0.30623 | 0.30623 | 0.30623 | 0.35727 | 0.16353 | 0.16353 | 0.12265 | 0.12265 | 0.12265 | 0.12265 | 0.14309 | 353.6443 | 353.6443 | 265.2332 | 265.2332 | 265.2332 | 265.2332 | 309.4388 | 0.076449 | 0.076449 | 0.057337 | 0.057337 | 0.057337 | 0.057337 | 0.066893 | 3144.8231 | 3144.8231 | 3144.8231 | 3144.8231 | 3144.8231 | 3144.8231 | 3144.8231 | 3135.0601 | 3135.0601 | 3131.7353 | 3131.7353 | 3131.7353 | 3134.1697 | 3135.4813 | 0.4675 | 0.4675 | 0.4675 | 0.4675 | 0.4675 | 0.4675 | 0.4675 | 0.47133 | 0.47133 | 0.47263 | 0.47263 | 0.47263 | 0.47168 | 0.47116 | 0.38748 | 0.38748 | 0.29061 | 0.29061 | 0.29061 | 0.29061 | 0.33905 | 0.15519 | 0.15519 | 0.11639 | 0.11639 | 0.11639 | 0.11639 | 0.13579 | 461.5769 | 461.5769 | 346.1826 | 346.1826 | 346.1826 | 346.1826 | 403.8798 | 0.07255 | 0.07255 | 0.054412 | 0.054412 | 0.054412 | 0.054412 | 0.063481 | 4325.215 | 4325.215 | 4325.215 | 4325.215 | 4325.215 | 4325.215 | 4325.215 | 4265.3087 | 4265.3087 | 4244.9072 | 4244.9072 | 4244.9072 | 4259.8451 | 4267.8933 | 0.4675 | 0.4675 | 0.4675 | 0.4675 | 0.4675 | 0.4675 | 0.4675 | 0.46622 | 0.46622 | 0.46579 | 0.46579 | 0.46579 | 0.46611 | 0.46628 | Refg Whs Cold ILit all | Refg Whs Cold ILit all | 3535 | 55 | 55 | Refg Whs Cold ILit2 all | Refg Whs Cold ILit all | Refg Whs Cold ILit all | 3535 | 55 | 55 | 3535 | 8.616 | 0.4675 | 0.55 | 0.55 | 0.55 | 0.55 | 0.55 | 0.55 | 0.55 | 0.55 | 0.55 | 0.55 | 0.55 | 0.55 | 0.55 | 0.55 | 0.55 | 0.55 | 0.55 | 0.55 | 0.55 | 0.55 | 0.55 | 0.55 | 0.55 | 0.55 | 11.8499 | 0.4675 | 0.55 | 0.55 | 0.55 | 0.55 | 0.55 | 0.55 | 0.55 | 0.55 | 0.55 | 0.55 | 0.55 | 0.55 | 0.55 | 0.55 | 0.55 | 0.55 | 0.55 | 0.55 | 0.55 | 0.55 | 0.55 | 0.55 | 0.55 | 0.55 | 0 | 0 | 0 | 0 | 0 | 0 | 0 | 0 | 0 | 0 | 0 | 0 | 0 | 0 | 0 | 0 | 0 | 0 | 0 | 0 | 0 | 0 | 0 | 0 | 0 | 0 | 0 | 0 | 0 | 0 | 0 | 0 | 0 | 0 | 0 | 0 | 0 | 0 | 0 | 0 | 0 | 0 | 0 | 0 | 0 | 0 | 0 | 0 | 15 | 0.66337 | 0.20792 | 0.079208 | 0.049505 | 0.76136 | 0.16235 | 0.026549 | 0.026549 | 0.019912 | 0.019912 | 0.019912 | 0.019912 | 0.02323 | Warehouse - Refrigerated | 0.16104 | 0.16104 | 0.16059 | 0.16059 | 0.16059 | 0.16092 | 0.1611 | Warehouse - Refrigerated - Refrigerated (Frozen Storage) - all | 16 | 8 | 18 | 1380.5 | 782.1044 | 1380.5 | 782.1044 | 0 | 0 | 5.5 | 3.116 | 0 | 0 | 0 | 0 | 0 | 0 | 0 | 0 | 0 | 0.55 | 0.55 | 0.55 | 0.55 | 0.55 | 0.55 | 0.55 | 0.55 | 0.55 | 0.55 | 0 | 0 | 0 | 0 | 0 | 0 | 0 |  | 1380.5 | 1593.8259 | 1380.5 | 1593.8259 | 0 | 0 | 5.5 | 6.3499 | 0 | 0 | 0 | 0 | 0 | 0 | 0 | 0 | 0 | 0.55 | 0.55 | 0.55 | 0.55 | 0.55 | 0.55 | 0.55 | 0.55 | 0.55 | 0.55 | 0 | 0 | 0 | 0 | 0 | 0 | 0 | 0.65272 | 0.85 | 0.89772 | 0.85

## OccSensFractions2005
[15 empty] | Open Hours | [11 empty] | Closed Hours
[11 empty] | Weekday |  | Weekend | [5 empty] | (break) | (break) | (break) | (break) | (summer) | (summer) | (summer) | (summer) | (in session) | (in session) | (in session) | (in session) | (break) | (break) | (break) | (break) | (summer) | (summer) | (summer) | (summer)
| Total | Weekday Open | Weekday Closed | Weekend Open | Weekend Closed | Total Hours | Reduction | Weekday Open Reduction | With In Session Adustment | Schedule Adjustment | Open | Closed | Open | Closed | Sat | Sun | Hol | all | Sat | Sun | Hol | all | Sat | Sun | Hol | all | Sat | Sun | Hol | all | Sat | Sun | Hol | all | Sat | Sun | Hol | all
Assembly - Auditorium | 0 | 0 | 0 | 0 | 0 | 3759.5 | 0 | 0 | 0 | 1 | 2233.9 | 351.4 | 1014.6 | 159.6 | 462.8 | 462.8 | 89 | 2233.9 | 0 | 0 | 0 | 0 | 0 | 0 | 0 | 0 | 72.8 | 72.8 | 14 | 351.4 | 0 | 0 | 0 | 0 | 0 | 0 | 0 | 0
Assembly - Office (General) | 0 | 0 | 0 | 0 | 0 | 4197.5 | 0 | 0 | 0 | 1 | 2346.85 | 539.65 | 1065.9 | 245.1 | 486.2 | 486.2 | 93.5 | 2346.85 | 0 | 0 | 0 | 0 | 0 | 0 | 0 | 0 | 111.8 | 111.8 | 21.5 | 539.65 | 0 | 0 | 0 | 0 | 0 | 0 | 0 | 0
Education - Primary School - Classroom/Lecture | 20 | 0.4 | 0.36 | 0.13 | 0.11 | 2356.6 | 471.32 | 188.528 | 188.528 | 0.84806 | 1240.8 | 940 | 77.7 | 98.1 | 64.8 | 10.8 | 2.1 | 1240.8 | 0 | 0 | 0 | 0 | 0 | 0 | 0 | 0 | 59.4 | 32.4 | 6.3 | 940 | 0 | 0 | 0 | 0 | 0 | 0 | 0 | 0
Education - Primary School - Dining Area | 0 | 0 | 0 | 0 | 0 | 1213.4 | 0 | 0 | 0 | 1 | 958.8 | 159.8 | 23.7 | 71.1 | 10.8 | 10.8 | 2.1 | 958.8 | 0 | 0 | 0 | 0 | 0 | 0 | 0 | 0 | 32.4 | 32.4 | 6.3 | 159.8 | 0 | 0 | 0 | 0 | 0 | 0 | 0 | 0
Education - Primary School - Exercising Centers and Gymnasium | 0 | 0 | 0 | 0 | 0 | 1707.72 | 0 | 0 | 0 | 1 | 968.2 | 498.2 | 110.1 | 131.22 | 97.2 | 10.8 | 2.1 | 968.2 | 0 | 0 | 0 | 0 | 0 | 0 | 0 | 0 | 92.52 | 32.4 | 6.3 | 498.2 | 0 | 0 | 0 | 0 | 0 | 0 | 0 | 0
Education - Primary School - Kitchen and Food Preparation | 0 | 0 | 0 | 0 | 0 | 1034.8 | 0 | 0 | 0 | 1 | 780.2 | 159.8 | 23.7 | 71.1 | 10.8 | 10.8 | 2.1 | 780.2 | 0 | 0 | 0 | 0 | 0 | 0 | 0 | 0 | 32.4 | 32.4 | 6.3 | 159.8 | 0 | 0 | 0 | 0 | 0 | 0 | 0 | 0
Education - Relocatable Classroom - Classroom/Lecture | 20 | 0.4 | 0.36 | 0.13 | 0.11 | 2356.6 | 471.32 | 188.528 | 188.528 | 0.84806 | 1240.8 | 940 | 77.7 | 98.1 | 64.8 | 10.8 | 2.1 | 1240.8 | 0 | 0 | 0 | 0 | 0 | 0 | 0 | 0 | 59.4 | 32.4 | 6.3 | 940 | 0 | 0 | 0 | 0 | 0 | 0 | 0 | 0
Education - Secondary School - Classroom/Lecture | 20 | 0.4 | 0.36 | 0.13 | 0.11 | 2356.6 | 471.32 | 188.528 | 188.528 | 0.84806 | 1240.8 | 940 | 77.7 | 98.1 | 64.8 | 10.8 | 2.1 | 1240.8 | 0 | 0 | 0 | 0 | 0 | 0 | 0 | 0 | 59.4 | 32.4 | 6.3 | 940 | 0 | 0 | 0 | 0 | 0 | 0 | 0 | 0
Education - Secondary School - Computer Room (Instructional/PC Lab) | 20 | 0.4 | 0.36 | 0.13 | 0.11 | 2356.6 | 471.32 | 188.528 | 188.528 | 0.84806 | 1240.8 | 940 | 77.7 | 98.1 | 64.8 | 10.8 | 2.1 | 1240.8 | 0 | 0 | 0 | 0 | 0 | 0 | 0 | 0 | 59.4 | 32.4 | 6.3 | 940 | 0 | 0 | 0 | 0 | 0 | 0 | 0 | 0
Education - Secondary School - Dining Area | 0 | 0 | 0 | 0 | 0 | 2540.9 | 0 | 0 | 0 | 1 | 1316 | 695.6 | 284.4 | 244.9 | 129.6 | 129.6 | 25.2 | 1316 | 0 | 0 | 0 | 0 | 0 | 0 | 0 | 0 | 111.6 | 111.6 | 21.7 | 695.6 | 0 | 0 | 0 | 0 | 0 | 0 | 0 | 0
Education - Secondary School - Exercising Centers and Gymnasium | 0 | 0 | 0 | 0 | 0 | 2126.85 | 0 | 0 | 0 | 1 | 1099.8 | 676.8 | 194.35 | 155.9 | 106.2 | 73.8 | 14.35 | 1099.8 | 0 | 0 | 0 | 0 | 0 | 0 | 0 | 0 | 82.8 | 61.2 | 11.9 | 676.8 | 0 | 0 | 0 | 0 | 0 | 0 | 0 | 0
Education - Secondary School - Kitchen and Food Preparation | 0 | 0 | 0 | 0 | 0 | 1034.8 | 0 | 0 | 0 | 1 | 780.2 | 159.8 | 23.7 | 71.1 | 10.8 | 10.8 | 2.1 | 780.2 | 0 | 0 | 0 | 0 | 0 | 0 | 0 | 0 | 32.4 | 32.4 | 6.3 | 159.8 | 0 | 0 | 0 | 0 | 0 | 0 | 0 | 0
Education - Secondary School - Office (General) | 0 | 0 | 0 | 0 | 0 | 2068.8 | 0 | 0 | 0 | 1 | 1316 | 658 | 23.7 | 71.1 | 10.8 | 10.8 | 2.1 | 1316 | 0 | 0 | 0 | 0 | 0 | 0 | 0 | 0 | 32.4 | 32.4 | 6.3 | 658 | 0 | 0 | 0 | 0 | 0 | 0 | 0 | 0
Education - Community College - Classroom/Lecture | 20 | 0.4 | 0.36 | 0.13 | 0.11 | 3031.176 | 606.2352 | 242.4941 | 219.5915 | 0.87261 | 1903.586 | 896.326 | 136.563 | 94.701 | 112 | 11.2 | 2.1 | 1723.8 | 0 | 0 | 0 | 0.266 | 11.2 | 0.056 | 0.007 | 179.52 | 56 | 27.2 | 5.1 | 811.2 | 0.288 | 0.288 | 0.072 | 0.646 | 5.6 | 0.136 | 0.017 | 84.48
Education - Community College - Comm/Ind Work (General, Low Bay) | 0 | 0 | 0 | 0 | 0 | 3031.176 | 0 | 0 | 0 | 1 | 1903.586 | 896.326 | 136.563 | 94.701 | 112 | 11.2 | 2.1 | 1723.8 | 0 | 0 | 0 | 0.266 | 11.2 | 0.056 | 0.007 | 179.52 | 56 | 27.2 | 5.1 | 811.2 | 0.288 | 0.288 | 0.072 | 0.646 | 5.6 | 0.136 | 0.017 | 84.48
Education - Community College - Computer Room (Instructional/PC Lab) | 20 | 0.4 | 0.36 | 0.13 | 0.11 | 2242.53 | 448.506 | 179.4024 | 162.4568 | 0.89828 | 1763.636 | 373.846 | 30.45 | 74.598 | 11.2 | 11.2 | 2.1 | 1597.05 | 0 | 0 | 0 | 0.266 | 2.8 | 2.8 | 0.35 | 166.32 | 27.2 | 27.2 | 5.1 | 338 | 0.288 | 0.288 | 0.072 | 0.646 | 6.8 | 6.8 | 0.85 | 35.2
Education - Community College - Dining Area | 0 | 0 | 0 | 0 | 0 | 2022.074 | 0 | 0 | 0 | 1 | 1597.844 | 339.174 | 24.619 | 60.437 | 11.2 | 11.2 | 2.1 | 1597.05 | 0 | 0 | 0 | 0.266 | 0.056 | 0.056 | 0.007 | 0.528 | 27.2 | 27.2 | 5.1 | 338 | 0.288 | 0.288 | 0.072 | 0.646 | 0.136 | 0.136 | 0.017 | 0.528
Education - Community College - Kitchen and Food Preparation | 0 | 0 | 0 | 0 | 0 | 2022.074 | 0 | 0 | 0 | 1 | 1597.844 | 339.174 | 24.619 | 60.437 | 11.2 | 11.2 | 2.1 | 1597.05 | 0 | 0 | 0 | 0.266 | 0.056 | 0.056 | 0.007 | 0.528 | 27.2 | 27.2 | 5.1 | 338 | 0.288 | 0.288 | 0.072 | 0.646 | 0.136 | 0.136 | 0.017 | 0.528
Education - Community College - Office (General) | 16 | 0.66337 | 0.20792 | 0.079208 | 0.049505 | 2022.074 | 323.5318 | 214.6201 | 214.5135 | 0.86568 | 1597.844 | 339.174 | 24.619 | 60.437 | 11.2 | 11.2 | 2.1 | 1597.05 | 0 | 0 | 0 | 0.266 | 0.056 | 0.056 | 0.007 | 0.528 | 27.2 | 27.2 | 5.1 | 338 | 0.288 | 0.288 | 0.072 | 0.646 | 0.136 | 0.136 | 0.017 | 0.528
Education - University - Classroom/Lecture | 20 | 0.4 | 0.36 | 0.13 | 0.11 | 3358.684 | 671.7368 | 268.6947 | 237.4141 | 0.87677 | 2180.44 | 750.5 | 264.403 | 163.341 | 214.4 | 24 | 4.5 | 1926.6 | 0 | 0 | 0 | 53.2 | 21.44 | 0.056 | 0.007 | 200.64 | 118.4 | 27.2 | 5.1 | 642.2 | 0.288 | 0.288 | 0.072 | 41.42 | 11.84 | 0.136 | 0.017 | 66.88
Education - University - Comm/Ind Work (General, Low Bay) | 0 | 0 | 0 | 0 | 0 | 3358.684 | 0 | 0 | 0 | 1 | 2180.44 | 750.5 | 264.403 | 163.341 | 214.4 | 24 | 4.5 | 1926.6 | 0 | 0 | 0 | 53.2 | 21.44 | 0.056 | 0.007 | 200.64 | 118.4 | 27.2 | 5.1 | 642.2 | 0.288 | 0.288 | 0.072 | 41.42 | 11.84 | 0.136 | 0.017 | 66.88
Education - University - Computer Room (Instructional/PC Lab) | 20 | 0.4 | 0.36 | 0.13 | 0.11 | 2398.89 | 479.778 | 191.9112 | 172.5091 | 0.89198 | 1776.67 | 405.5 | 53.76 | 162.96 | 22.4 | 22.4 | 4.2 | 1597.05 | 0 | 0 | 0 | 13.3 | 2.24 | 2.24 | 0.28 | 166.32 | 54.4 | 54.4 | 10.2 | 338 | 14.4 | 14.4 | 3.6 | 32.3 | 5.44 | 5.44 | 0.68 | 35.2
Education - University - Corridor | 0 | 0 | 0 | 0 | 0 | 2637.2641 | 0 | 0 | 0 | 1 | 1989.4317 | 426.885 | 139.4516 | 81.4959 | 60.8 | 60.8 | 11.4 | 1715.35 | 0 | 0 | 0 | 94.525 | 6.3886 | 0.056 | 0.007 | 179.5567 | 27.2 | 27.2 | 5.1 | 295.75 | 16.7229 | 0.288 | 0.072 | 93.2583 | 4.76 | 0.136 | 0.017 | 37.8767
Education - University - Dining Area | 0 | 0 | 0 | 0 | 0 | 2222.538 | 0 | 0 | 0 | 1 | 1763.636 | 373.846 | 24.619 | 60.437 | 11.2 | 11.2 | 2.1 | 1597.05 | 0 | 0 | 0 | 0.266 | 0.056 | 0.056 | 0.007 | 166.32 | 27.2 | 27.2 | 5.1 | 338 | 0.288 | 0.288 | 0.072 | 0.646 | 0.136 | 0.136 | 0.017 | 35.2
Education - University - Hotel/Motel Guest Room (incl. toilets) | 0 | 0 | 0 | 0 | 0 | 2983.3 | 0 | 0 | 0 | 1 | 1325.126 | 821.686 | 257.92 | 578.568 | 124.8 | 92.8 | 17.4 | 1199.9 | 0 | 0 | 0 | 0.266 | 12.48 | 9.28 | 1.16 | 124.96 | 272 | 214.4 | 40.2 | 743.6 | 0.288 | 0.288 | 0.072 | 0.646 | 27.2 | 21.44 | 2.68 | 77.44
Education - University - Kitchen and Food Preparation | 0 | 0 | 0 | 0 | 0 | 2222.538 | 0 | 0 | 0 | 1 | 1763.636 | 373.846 | 24.619 | 60.437 | 11.2 | 11.2 | 2.1 | 1597.05 | 0 | 0 | 0 | 0.266 | 0.056 | 0.056 | 0.007 | 166.32 | 27.2 | 27.2 | 5.1 | 338 | 0.288 | 0.288 | 0.072 | 0.646 | 0.136 | 0.136 | 0.017 | 35.2
Education - University - Office (General) | 16 | 0.66337 | 0.20792 | 0.079208 | 0.049505 | 2637.2641 | 421.9623 | 279.9156 | 241.3519 | 0.8593 | 1989.4317 | 426.885 | 139.4516 | 81.4959 | 60.8 | 60.8 | 11.4 | 1715.35 | 0 | 0 | 0 | 94.525 | 6.3886 | 0.056 | 0.007 | 179.5567 | 27.2 | 27.2 | 5.1 | 295.75 | 16.7229 | 0.288 | 0.072 | 93.2583 | 4.76 | 0.136 | 0.017 | 37.8767
Health/Medical - Hospital - Dining Area | 0 | 0 | 0 | 0 | 0 | 8760 | 0 | 0 | 0 | 1 | 3012 | 3012 | 798 | 1938 | 364 | 364 | 70 | 3012 | 0 | 0 | 0 | 0 | 0 | 0 | 0 | 0 | 884 | 884 | 170 | 3012 | 0 | 0 | 0 | 0 | 0 | 0 | 0 | 0
Health/Medical - Hospital - Kitchen and Food Preparation | 0 | 0 | 0 | 0 | 0 | 8760 | 0 | 0 | 0 | 1 | 3012 | 3012 | 798 | 1938 | 364 | 364 | 70 | 3012 | 0 | 0 | 0 | 0 | 0 | 0 | 0 | 0 | 884 | 884 | 170 | 3012 | 0 | 0 | 0 | 0 | 0 | 0 | 0 | 0
Health/Medical - Hospital - Laboratory, Medical 12hr Treatment | 16 | 0.35 | 0.15 | 0.35 | 0.15 | 4257 | 681.12 | 238.392 | 238.392 | 0.89447 | 2259 | 903.6 | 399 | 695.4 | 182 | 182 | 35 | 2259 | 0 | 0 | 0 | 0 | 0 | 0 | 0 | 0 | 317.2 | 317.2 | 61 | 903.6 | 0 | 0 | 0 | 0 | 0 | 0 | 0 | 0
Health/Medical - Hospital - Medical and Clinical Care - 24hr ICU | 0 | 0 | 0 | 0 | 0 | 5215.2 | 0 | 0 | 0 | 1 | 2259 | 1656.6 | 399 | 900.6 | 182 | 182 | 35 | 2259 | 0 | 0 | 0 | 0 | 0 | 0 | 0 | 0 | 410.8 | 410.8 | 79 | 1656.6 | 0 | 0 | 0 | 0 | 0 | 0 | 0 | 0
Health/Medical - Hospital - Medical and Clinical Care - 24hr Support | 0 | 0 | 0 | 0 | 0 | 8760 | 0 | 0 | 0 | 1 | 3012 | 3012 | 798 | 1938 | 364 | 364 | 70 | 3012 | 0 | 0 | 0 | 0 | 0 | 0 | 0 | 0 | 884 | 884 | 170 | 3012 | 0 | 0 | 0 | 0 | 0 | 0 | 0 | 0
Health/Medical - Hospital - Medical and Clinical Care - 24hr Wards/Isolation | 0 | 0 | 0 | 0 | 0 | 6770.75 | 0 | 0 | 0 | 1 | 3012 | 1644.05 | 798 | 1316.7 | 364 | 364 | 70 | 3012 | 0 | 0 | 0 | 0 | 0 | 0 | 0 | 0 | 600.6 | 600.6 | 115.5 | 1644.05 | 0 | 0 | 0 | 0 | 0 | 0 | 0 | 0
Health/Medical - Hospital - Office (General) - 12hr Admin | 16 | 0.66337 | 0.20792 | 0.079208 | 0.049505 | 5010 | 801.6 | 531.7545 | 531.7545 | 0.82345 | 3012 | 903.6 | 399 | 695.4 | 182 | 182 | 35 | 3012 | 0 | 0 | 0 | 0 | 0 | 0 | 0 | 0 | 317.2 | 317.2 | 61 | 903.6 | 0 | 0 | 0 | 0 | 0 | 0 | 0 | 0
Health/Medical - Hospital - Office (General) - 24hr Facilities | 0 | 0 | 0 | 0 | 0 | 7336.8 | 0 | 0 | 0 | 1 | 3012 | 2409.6 | 638.4 | 1276.8 | 291.2 | 291.2 | 56 | 3012 | 0 | 0 | 0 | 0 | 0 | 0 | 0 | 0 | 582.4 | 582.4 | 112 | 2409.6 | 0 | 0 | 0 | 0 | 0 | 0 | 0 | 0
Health/Medical - Nursing Home - Corridor | 16 | 0.66337 | 0.20792 | 0.079208 | 0.049505 | 8760 | 1401.6 | 929.7743 | 929.7743 | 0.69131 | 3012 | 3012 | 798 | 1938 | 364 | 364 | 70 | 3012 | 0 | 0 | 0 | 0 | 0 | 0 | 0 | 0 | 884 | 884 | 170 | 3012 | 0 | 0 | 0 | 0 | 0 | 0 | 0 | 0
Health/Medical - Nursing Home - Dining Area | 16 | 0.66337 | 0.20792 | 0.079208 | 0.049505 | 3942 | 630.72 | 418.3984 | 418.3984 | 0.80156 | 2108.4 | 602.4 | 558.6 | 672.6 | 254.8 | 254.8 | 49 | 2108.4 | 0 | 0 | 0 | 0 | 0 | 0 | 0 | 0 | 306.8 | 306.8 | 59 | 602.4 | 0 | 0 | 0 | 0 | 0 | 0 | 0 | 0
Health/Medical - Nursing Home - Hotel/Motel Guest Room (incl. toilets) | 10 | 0.66337 | 0.20792 | 0.079208 | 0.049505 | 4836.25 | 483.625 | 320.8205 | 320.8205 | 0.84784 | 2108.4 | 1217.35 | 558.6 | 951.9 | 254.8 | 254.8 | 49 | 2108.4 | 0 | 0 | 0 | 0 | 0 | 0 | 0 | 0 | 434.2 | 434.2 | 83.5 | 1217.35 | 0 | 0 | 0 | 0 | 0 | 0 | 0 | 0
Health/Medical - Nursing Home - Kitchen and Food Preparation | 0 | 0 | 0 | 0 | 0 | 3942 | 0 | 0 | 0 | 1 | 2108.4 | 602.4 | 558.6 | 672.6 | 254.8 | 254.8 | 49 | 2108.4 | 0 | 0 | 0 | 0 | 0 | 0 | 0 | 0 | 306.8 | 306.8 | 59 | 602.4 | 0 | 0 | 0 | 0 | 0 | 0 | 0 | 0
Health/Medical - Nursing Home - Office (General) - Admin | 16 | 0.66337 | 0.20792 | 0.079208 | 0.049505 | 3942 | 630.72 | 418.3984 | 418.3984 | 0.80156 | 2108.4 | 602.4 | 558.6 | 672.6 | 254.8 | 254.8 | 49 | 2108.4 | 0 | 0 | 0 | 0 | 0 | 0 | 0 | 0 | 306.8 | 306.8 | 59 | 602.4 | 0 | 0 | 0 | 0 | 0 | 0 | 0 | 0
Health/Medical - Nursing Home - Office (General) - Facilities | 16 | 0.66337 | 0.20792 | 0.079208 | 0.049505 | 3723 | 595.68 | 395.1541 | 395.1541 | 0.81258 | 2108.4 | 451.8 | 558.6 | 604.2 | 254.8 | 254.8 | 49 | 2108.4 | 0 | 0 | 0 | 0 | 0 | 0 | 0 | 0 | 275.6 | 275.6 | 53 | 451.8 | 0 | 0 | 0 | 0 | 0 | 0 | 0 | 0
Lodging - Hotel - Bar, Cocktail Lounge | 0 | 0 | 0 | 0 | 0 | 3912.8 | 0 | 0 | 0 | 1 | 1789.63 | 901.09 | 466.26 | 755.82 | 212.68 | 212.68 | 40.9 | 1789.63 | 0 | 0 | 0 | 0 | 0 | 0 | 0 | 0 | 344.76 | 344.76 | 66.3 | 901.09 | 0 | 0 | 0 | 0 | 0 | 0 | 0 | 0
Lodging - Hotel - Corridor | 16 | 0.66337 | 0.20792 | 0.079208 | 0.049505 | 8760 | 1401.6 | 929.7743 | 929.7743 | 0.69131 | 3012 | 3012 | 798 | 1938 | 364 | 364 | 70 | 3012 | 0 | 0 | 0 | 0 | 0 | 0 | 0 | 0 | 884 | 884 | 170 | 3012 | 0 | 0 | 0 | 0 | 0 | 0 | 0 | 0
Lodging - Hotel - Dining Area | 0 | 0 | 0 | 0 | 0 | 4175.6 | 0 | 0 | 0 | 1 | 1972.86 | 898.58 | 551.76 | 752.4 | 251.68 | 251.68 | 48.4 | 1972.86 | 0 | 0 | 0 | 0 | 0 | 0 | 0 | 0 | 343.2 | 343.2 | 66 | 898.58 | 0 | 0 | 0 | 0 | 0 | 0 | 0 | 0
Lodging - Hotel - Hotel/Motel Guest Room (incl. toilets) - occ | 10 | 0.66337 | 0.20792 | 0.079208 | 0.049505 | 4818 | 481.8 | 319.6099 | 319.6099 | 0.82315 | 1807.2 | 1506 | 444.6 | 1060.2 | 202.8 | 202.8 | 39 | 1807.2 | 0 | 0 | 0 | 0 | 0 | 0 | 0 | 0 | 483.6 | 483.6 | 93 | 1506 | 0 | 0 | 0 | 0 | 0 | 0 | 0 | 0
Lodging - Hotel - Hotel/Motel Guest Room (incl. toilets) - unocc | 10 | 0.66337 | 0.20792 | 0.079208 | 0.049505 | 4818 | 481.8 | 319.6099 | 319.6099 | 0.82315 | 1807.2 | 1506 | 444.6 | 1060.2 | 202.8 | 202.8 | 39 | 1807.2 | 0 | 0 | 0 | 0 | 0 | 0 | 0 | 0 | 483.6 | 483.6 | 93 | 1506 | 0 | 0 | 0 | 0 | 0 | 0 | 0 | 0
Lodging - Hotel - Kitchen and Food Preparation | 0 | 0 | 0 | 0 | 0 | 4175.6 | 0 | 0 | 0 | 1 | 1972.86 | 898.58 | 551.76 | 752.4 | 251.68 | 251.68 | 48.4 | 1972.86 | 0 | 0 | 0 | 0 | 0 | 0 | 0 | 0 | 343.2 | 343.2 | 66 | 898.58 | 0 | 0 | 0 | 0 | 0 | 0 | 0 | 0
Lodging - Hotel - Laundry | 0 | 0 | 0 | 0 | 0 | 4518.7 | 0 | 0 | 0 | 1 | 2020.55 | 1086.83 | 546.06 | 865.26 | 249.08 | 249.08 | 47.9 | 2020.55 | 0 | 0 | 0 | 0 | 0 | 0 | 0 | 0 | 394.68 | 394.68 | 75.9 | 1086.83 | 0 | 0 | 0 | 0 | 0 | 0 | 0 | 0
Lodging - Hotel - Lobby (Hotel) | 0 | 0 | 0 | 0 | 0 | 8760 | 0 | 0 | 0 | 1 | 3012 | 3012 | 798 | 1938 | 364 | 364 | 70 | 3012 | 0 | 0 | 0 | 0 | 0 | 0 | 0 | 0 | 884 | 884 | 170 | 3012 | 0 | 0 | 0 | 0 | 0 | 0 | 0 | 0
Lodging - Hotel - Office (General) | 16 | 0.66337 | 0.20792 | 0.079208 | 0.049505 | 4781.5 | 765.04 | 507.5018 | 507.5018 | 0.77282 | 2233.9 | 1054.2 | 615.6 | 877.8 | 280.8 | 280.8 | 54 | 2233.9 | 0 | 0 | 0 | 0 | 0 | 0 | 0 | 0 | 400.4 | 400.4 | 77 | 1054.2 | 0 | 0 | 0 | 0 | 0 | 0 | 0 | 0
Lodging - Motel - Corridor | 16 | 0.66337 | 0.20792 | 0.079208 | 0.049505 | 8760 | 1401.6 | 929.7743 | 929.7743 | 0.69131 | 3012 | 3012 | 798 | 1938 | 364 | 364 | 70 | 3012 | 0 | 0 | 0 | 0 | 0 | 0 | 0 | 0 | 884 | 884 | 170 | 3012 | 0 | 0 | 0 | 0 | 0 | 0 | 0 | 0
Lodging - Motel - Hotel/Motel Guest Room (incl. toilets) - 12hr occ | 10 | 0.66337 | 0.20792 | 0.079208 | 0.049505 | 3595.25 | 359.525 | 238.4968 | 238.4968 | 0.75636 | 978.9 | 1493.45 | 250.8 | 872.1 | 114.4 | 114.4 | 22 | 978.9 | 0 | 0 | 0 | 0 | 0 | 0 | 0 | 0 | 397.8 | 397.8 | 76.5 | 1493.45 | 0 | 0 | 0 | 0 | 0 | 0 | 0 | 0
Lodging - Motel - Hotel/Motel Guest Room (incl. toilets) - 24hr occ | 10 | 0.66337 | 0.20792 | 0.079208 | 0.049505 | 4471.25 | 447.125 | 296.6077 | 296.6077 | 0.81243 | 1581.3 | 1493.45 | 421.8 | 974.7 | 192.4 | 192.4 | 37 | 1581.3 | 0 | 0 | 0 | 0 | 0 | 0 | 0 | 0 | 444.6 | 444.6 | 85.5 | 1493.45 | 0 | 0 | 0 | 0 | 0 | 0 | 0 | 0
Lodging - Motel - Hotel/Motel Guest Room (incl. toilets) - unocc | 10 | 0.66337 | 0.20792 | 0.079208 | 0.049505 | 0 | 0 | 0 | 0 | 0 | 0 | 0 | 0 | 0 | 0 | 0 | 0 | 0 | 0 | 0 | 0 | 0 | 0 | 0 | 0 | 0 | 0 | 0 | 0 | 0 | 0 | 0 | 0 | 0 | 0 | 0 | 0 | 0
Lodging - Motel - Laundry | 0 | 0 | 0 | 0 | 0 | 8760 | 0 | 0 | 0 | 1 | 3012 | 3012 | 798 | 1938 | 364 | 364 | 70 | 3012 | 0 | 0 | 0 | 0 | 0 | 0 | 0 | 0 | 884 | 884 | 170 | 3012 | 0 | 0 | 0 | 0 | 0 | 0 | 0 | 0
Lodging - Motel - Office (General) | 16 | 0.66337 | 0.20792 | 0.079208 | 0.049505 | 8760 | 1401.6 | 929.7743 | 929.7743 | 0.69131 | 3012 | 3012 | 798 | 1938 | 364 | 364 | 70 | 3012 | 0 | 0 | 0 | 0 | 0 | 0 | 0 | 0 | 884 | 884 | 170 | 3012 | 0 | 0 | 0 | 0 | 0 | 0 | 0 | 0
Manufacturing - Bio/Tech - Comm/Ind Work (High Tech, Bio Tech, Lab) | 0 | 0 | 0 | 0 | 0 | 2847.6 | 0 | 0 | 0 | 1 | 2334.3 | 376.5 | 39.9 | 96.9 | 18.2 | 18.2 | 3.5 | 2334.3 | 0 | 0 | 0 | 0 | 0 | 0 | 0 | 0 | 44.2 | 44.2 | 8.5 | 376.5 | 0 | 0 | 0 | 0 | 0 | 0 | 0 | 0
Manufacturing - Bio/Tech - Computer Room (Mainframe/Server) | 0 | 0 | 0 | 0 | 0 | 2847.6 | 0 | 0 | 0 | 1 | 2334.3 | 376.5 | 39.9 | 96.9 | 18.2 | 18.2 | 3.5 | 2334.3 | 0 | 0 | 0 | 0 | 0 | 0 | 0 | 0 | 44.2 | 44.2 | 8.5 | 376.5 | 0 | 0 | 0 | 0 | 0 | 0 | 0 | 0
Manufacturing - Bio/Tech - Conference Room | 0 | 0 | 0 | 0 | 0 | 3388.5 | 0 | 0 | 0 | 1 | 2510 | 878.5 | 0 | 0 | 0 | 0 | 0 | 2510 | 0 | 0 | 0 | 0 | 0 | 0 | 0 | 0 | 0 | 0 | 0 | 878.5 | 0 | 0 | 0 | 0 | 0 | 0 | 0 | 0
Manufacturing - Bio/Tech - Corridor | 0 | 0 | 0 | 0 | 0 | 8760 | 0 | 0 | 0 | 1 | 3012 | 3012 | 798 | 1938 | 364 | 364 | 70 | 3012 | 0 | 0 | 0 | 0 | 0 | 0 | 0 | 0 | 884 | 884 | 170 | 3012 | 0 | 0 | 0 | 0 | 0 | 0 | 0 | 0
Manufacturing - Bio/Tech - Dining Area | 0 | 0 | 0 | 0 | 0 | 2847.6 | 0 | 0 | 0 | 1 | 2334.3 | 376.5 | 39.9 | 96.9 | 18.2 | 18.2 | 3.5 | 2334.3 | 0 | 0 | 0 | 0 | 0 | 0 | 0 | 0 | 44.2 | 44.2 | 8.5 | 376.5 | 0 | 0 | 0 | 0 | 0 | 0 | 0 | 0
Manufacturing - Bio/Tech - Kitchen and Food Preparation | 0 | 0 | 0 | 0 | 0 | 2847.6 | 0 | 0 | 0 | 1 | 2334.3 | 376.5 | 39.9 | 96.9 | 18.2 | 18.2 | 3.5 | 2334.3 | 0 | 0 | 0 | 0 | 0 | 0 | 0 | 0 | 44.2 | 44.2 | 8.5 | 376.5 | 0 | 0 | 0 | 0 | 0 | 0 | 0 | 0
Manufacturing - Bio/Tech - Office (General) | 0 | 0 | 0 | 0 | 0 | 2847.6 | 0 | 0 | 0 | 1 | 2334.3 | 376.5 | 39.9 | 96.9 | 18.2 | 18.2 | 3.5 | 2334.3 | 0 | 0 | 0 | 0 | 0 | 0 | 0 | 0 | 44.2 | 44.2 | 8.5 | 376.5 | 0 | 0 | 0 | 0 | 0 | 0 | 0 | 0
Manufacturing - Light Industrial - Comm/Ind Work (General, High Bay) | 0 | 0 | 0 | 0 | 0 | 2847.6 | 0 | 0 | 0 | 1 | 2334.3 | 376.5 | 39.9 | 96.9 | 18.2 | 18.2 | 3.5 | 2334.3 | 0 | 0 | 0 | 0 | 0 | 0 | 0 | 0 | 44.2 | 44.2 | 8.5 | 376.5 | 0 | 0 | 0 | 0 | 0 | 0 | 0 | 0
Manufacturing - Light Industrial - Storage (Unconditioned) | 0 | 0 | 0 | 0 | 0 | 3362.15 | 0 | 0 | 0 | 1 | 2409.6 | 815.75 | 39.9 | 96.9 | 18.2 | 18.2 | 3.5 | 2409.6 | 0 | 0 | 0 | 0 | 0 | 0 | 0 | 0 | 44.2 | 44.2 | 8.5 | 815.75 | 0 | 0 | 0 | 0 | 0 | 0 | 0 | 0
Office - Large - Conference Room | 16 | 0.55 | 0.24 | 0.12 | 0.09 | 3453.3 | 552.528 | 303.8904 | 303.8904 | 0.88072 | 2547.65 | 564.75 | 182.9 | 158 | 161.2 | 18.2 | 3.5 | 2547.65 | 0 | 0 | 0 | 0 | 0 | 0 | 0 | 0 | 105.3 | 44.2 | 8.5 | 564.75 | 0 | 0 | 0 | 0 | 0 | 0 | 0 | 0
Office - Large - Copy Room (photocopying equipment) | 10 | 0.55 | 0.24 | 0.12 | 0.09 | 3453.3 | 345.33 | 189.9315 | 189.9315 | 0.92545 | 2547.65 | 564.75 | 182.9 | 158 | 161.2 | 18.2 | 3.5 | 2547.65 | 0 | 0 | 0 | 0 | 0 | 0 | 0 | 0 | 105.3 | 44.2 | 8.5 | 564.75 | 0 | 0 | 0 | 0 | 0 | 0 | 0 | 0
Office - Large - Corridor | 10 | 0.66337 | 0.20792 | 0.079208 | 0.049505 | 3453.3 | 345.33 | 229.0803 | 229.0803 | 0.91008 | 2547.65 | 564.75 | 182.9 | 158 | 161.2 | 18.2 | 3.5 | 2547.65 | 0 | 0 | 0 | 0 | 0 | 0 | 0 | 0 | 105.3 | 44.2 | 8.5 | 564.75 | 0 | 0 | 0 | 0 | 0 | 0 | 0 | 0
Office - Large - Lobby (Office Reception/Waiting) | 0 | 0 | 0 | 0 | 0 | 3453.3 | 0 | 0 | 0 | 1 | 2547.65 | 564.75 | 182.9 | 158 | 161.2 | 18.2 | 3.5 | 2547.65 | 0 | 0 | 0 | 0 | 0 | 0 | 0 | 0 | 105.3 | 44.2 | 8.5 | 564.75 | 0 | 0 | 0 | 0 | 0 | 0 | 0 | 0
Office - Large - Mechanical/Electrical Room | 16 | 0.29 | 0.41 | 0.14 | 0.16 | 3453.3 | 552.528 | 160.2331 | 160.2331 | 0.93711 | 2547.65 | 564.75 | 182.9 | 158 | 161.2 | 18.2 | 3.5 | 2547.65 | 0 | 0 | 0 | 0 | 0 | 0 | 0 | 0 | 105.3 | 44.2 | 8.5 | 564.75 | 0 | 0 | 0 | 0 | 0 | 0 | 0 | 0
Office - Large - Office (Executive/Private) | 30 | 0.66337 | 0.20792 | 0.079208 | 0.049505 | 3453.3 | 1035.99 | 687.2409 | 687.2409 | 0.73025 | 2547.65 | 564.75 | 182.9 | 158 | 161.2 | 18.2 | 3.5 | 2547.65 | 0 | 0 | 0 | 0 | 0 | 0 | 0 | 0 | 105.3 | 44.2 | 8.5 | 564.75 | 0 | 0 | 0 | 0 | 0 | 0 | 0 | 0
Office - Large - Office (Open Plan) | 15 | 0.66337 | 0.20792 | 0.079208 | 0.049505 | 3453.3 | 517.995 | 343.6204 | 343.6204 | 0.86512 | 2547.65 | 564.75 | 182.9 | 158 | 161.2 | 18.2 | 3.5 | 2547.65 | 0 | 0 | 0 | 0 | 0 | 0 | 0 | 0 | 105.3 | 44.2 | 8.5 | 564.75 | 0 | 0 | 0 | 0 | 0 | 0 | 0 | 0
Office - Large - Restrooms | 26 | 0.29 | 0.41 | 0.14 | 0.16 | 3453.3 | 897.858 | 260.3788 | 260.3788 | 0.8978 | 2547.65 | 564.75 | 182.9 | 158 | 161.2 | 18.2 | 3.5 | 2547.65 | 0 | 0 | 0 | 0 | 0 | 0 | 0 | 0 | 105.3 | 44.2 | 8.5 | 564.75 | 0 | 0 | 0 | 0 | 0 | 0 | 0 | 0
Office - Small - Conference Room | 16 | 0.55 | 0.24 | 0.12 | 0.09 | 2965.6 | 474.496 | 260.9728 | 260.9728 | 0.88511 | 2271.55 | 338.85 | 198.5 | 156.7 | 176.8 | 18.2 | 3.5 | 2271.55 | 0 | 0 | 0 | 0 | 0 | 0 | 0 | 0 | 104 | 44.2 | 8.5 | 338.85 | 0 | 0 | 0 | 0 | 0 | 0 | 0 | 0
Office - Small - Copy Room (photocopying equipment) | 10 | 0.55 | 0.24 | 0.12 | 0.09 | 2965.6 | 296.56 | 163.108 | 163.108 | 0.9282 | 2271.55 | 338.85 | 198.5 | 156.7 | 176.8 | 18.2 | 3.5 | 2271.55 | 0 | 0 | 0 | 0 | 0 | 0 | 0 | 0 | 104 | 44.2 | 8.5 | 338.85 | 0 | 0 | 0 | 0 | 0 | 0 | 0 | 0
Office - Small - Corridor | 10 | 0.66337 | 0.20792 | 0.079208 | 0.049505 | 2965.6 | 296.56 | 196.7279 | 196.7279 | 0.91339 | 2271.55 | 338.85 | 198.5 | 156.7 | 176.8 | 18.2 | 3.5 | 2271.55 | 0 | 0 | 0 | 0 | 0 | 0 | 0 | 0 | 104 | 44.2 | 8.5 | 338.85 | 0 | 0 | 0 | 0 | 0 | 0 | 0 | 0
Office - Small - Lobby (Office Reception/Waiting) | 0 | 0 | 0 | 0 | 0 | 2965.6 | 0 | 0 | 0 | 1 | 2271.55 | 338.85 | 198.5 | 156.7 | 176.8 | 18.2 | 3.5 | 2271.55 | 0 | 0 | 0 | 0 | 0 | 0 | 0 | 0 | 104 | 44.2 | 8.5 | 338.85 | 0 | 0 | 0 | 0 | 0 | 0 | 0 | 0
Office - Small - Mechanical/Electrical Room | 16 | 0.29 | 0.41 | 0.14 | 0.16 | 2965.6 | 474.496 | 137.6038 | 137.6038 | 0.93942 | 2271.55 | 338.85 | 198.5 | 156.7 | 176.8 | 18.2 | 3.5 | 2271.55 | 0 | 0 | 0 | 0 | 0 | 0 | 0 | 0 | 104 | 44.2 | 8.5 | 338.85 | 0 | 0 | 0 | 0 | 0 | 0 | 0 | 0
Office - Small - Office (Executive/Private) | 30 | 0.66337 | 0.20792 | 0.079208 | 0.049505 | 2965.6 | 889.68 | 590.1838 | 590.1838 | 0.74018 | 2271.55 | 338.85 | 198.5 | 156.7 | 176.8 | 18.2 | 3.5 | 2271.55 | 0 | 0 | 0 | 0 | 0 | 0 | 0 | 0 | 104 | 44.2 | 8.5 | 338.85 | 0 | 0 | 0 | 0 | 0 | 0 | 0 | 0
Office - Small - Restrooms | 10 | 0.66337 | 0.20792 | 0.079208 | 0.049505 | 2965.6 | 296.56 | 196.7279 | 196.7279 | 0.91339 | 2271.55 | 338.85 | 198.5 | 156.7 | 176.8 | 18.2 | 3.5 | 2271.55 | 0 | 0 | 0 | 0 | 0 | 0 | 0 | 0 | 104 | 44.2 | 8.5 | 338.85 | 0 | 0 | 0 | 0 | 0 | 0 | 0 | 0
Restaurant - Fast-Food - Dining Area | 0 | 0 | 0 | 0 | 0 | 5617.6 | 0 | 0 | 0 | 1 | 2648.05 | 1242.45 | 632.7 | 1094.4 | 288.6 | 288.6 | 55.5 | 2648.05 | 0 | 0 | 0 | 0 | 0 | 0 | 0 | 0 | 499.2 | 499.2 | 96 | 1242.45 | 0 | 0 | 0 | 0 | 0 | 0 | 0 | 0
Restaurant - Fast-Food - Kitchen and Food Preparation | 0 | 0 | 0 | 0 | 0 | 5617.6 | 0 | 0 | 0 | 1 | 2648.05 | 1242.45 | 632.7 | 1094.4 | 288.6 | 288.6 | 55.5 | 2648.05 | 0 | 0 | 0 | 0 | 0 | 0 | 0 | 0 | 499.2 | 499.2 | 96 | 1242.45 | 0 | 0 | 0 | 0 | 0 | 0 | 0 | 0
Restaurant - Fast-Food - Lobby (Main Entry and Assembly) | 0 | 0 | 0 | 0 | 0 | 5617.6 | 0 | 0 | 0 | 1 | 2648.05 | 1242.45 | 632.7 | 1094.4 | 288.6 | 288.6 | 55.5 | 2648.05 | 0 | 0 | 0 | 0 | 0 | 0 | 0 | 0 | 499.2 | 499.2 | 96 | 1242.45 | 0 | 0 | 0 | 0 | 0 | 0 | 0 | 0
Restaurant - Fast-Food - Restrooms | 0 | 0 | 0 | 0 | 0 | 5617.6 | 0 | 0 | 0 | 1 | 2648.05 | 1242.45 | 632.7 | 1094.4 | 288.6 | 288.6 | 55.5 | 2648.05 | 0 | 0 | 0 | 0 | 0 | 0 | 0 | 0 | 499.2 | 499.2 | 96 | 1242.45 | 0 | 0 | 0 | 0 | 0 | 0 | 0 | 0
Restaurant - Sit-Down - Dining Area | 0 | 0 | 0 | 0 | 0 | 5609.55 | 0 | 0 | 0 | 1 | 3012 | 790.65 | 798 | 1008.9 | 364 | 364 | 70 | 3012 | 0 | 0 | 0 | 0 | 0 | 0 | 0 | 0 | 460.2 | 460.2 | 88.5 | 790.65 | 0 | 0 | 0 | 0 | 0 | 0 | 0 | 0
Restaurant - Sit-Down - Kitchen and Food Preparation | 0 | 0 | 0 | 0 | 0 | 5609.55 | 0 | 0 | 0 | 1 | 3012 | 790.65 | 798 | 1008.9 | 364 | 364 | 70 | 3012 | 0 | 0 | 0 | 0 | 0 | 0 | 0 | 0 | 460.2 | 460.2 | 88.5 | 790.65 | 0 | 0 | 0 | 0 | 0 | 0 | 0 | 0
Restaurant - Sit-Down - Lobby (Main Entry and Assembly) | 0 | 0 | 0 | 0 | 0 | 5609.55 | 0 | 0 | 0 | 1 | 3012 | 790.65 | 798 | 1008.9 | 364 | 364 | 70 | 3012 | 0 | 0 | 0 | 0 | 0 | 0 | 0 | 0 | 460.2 | 460.2 | 88.5 | 790.65 | 0 | 0 | 0 | 0 | 0 | 0 | 0 | 0
Restaurant - Sit-Down - Restrooms | 0 | 0 | 0 | 0 | 0 | 5609.55 | 0 | 0 | 0 | 1 | 3012 | 790.65 | 798 | 1008.9 | 364 | 364 | 70 | 3012 | 0 | 0 | 0 | 0 | 0 | 0 | 0 | 0 | 460.2 | 460.2 | 88.5 | 790.65 | 0 | 0 | 0 | 0 | 0 | 0 | 0 | 0
Retail - 3-Story Large - Office (General) | 0 | 0 | 0 | 0 | 0 | 4237.55 | 0 | 0 | 0 | 1 | 2698.25 | 351.4 | 668.5 | 519.4 | 312 | 299 | 57.5 | 2698.25 | 0 | 0 | 0 | 0 | 0 | 0 | 0 | 0 | 265.2 | 213.2 | 41 | 351.4 | 0 | 0 | 0 | 0 | 0 | 0 | 0 | 0
Retail - 3-Story Large - Retail Sales and Wholesale Showroom | 0 | 0 | 0 | 0 | 0 | 4237.55 | 0 | 0 | 0 | 1 | 2698.25 | 351.4 | 668.5 | 519.4 | 312 | 299 | 57.5 | 2698.25 | 0 | 0 | 0 | 0 | 0 | 0 | 0 | 0 | 265.2 | 213.2 | 41 | 351.4 | 0 | 0 | 0 | 0 | 0 | 0 | 0 | 0
Retail - 3-Story Large - Storage (Conditioned) | 0 | 0 | 0 | 0 | 0 | 4237.55 | 0 | 0 | 0 | 1 | 2698.25 | 351.4 | 668.5 | 519.4 | 312 | 299 | 57.5 | 2698.25 | 0 | 0 | 0 | 0 | 0 | 0 | 0 | 0 | 265.2 | 213.2 | 41 | 351.4 | 0 | 0 | 0 | 0 | 0 | 0 | 0 | 0
Retail - Single-Story Large - Auto Repair Workshop | 0 | 0 | 0 | 0 | 0 | 5365.5 | 0 | 0 | 0 | 1 | 3012 | 677.7 | 798 | 877.8 | 364 | 364 | 70 | 3012 | 0 | 0 | 0 | 0 | 0 | 0 | 0 | 0 | 400.4 | 400.4 | 77 | 677.7 | 0 | 0 | 0 | 0 | 0 | 0 | 0 | 0
Retail - Single-Story Large - Kitchen and Food Preparation | 0 | 0 | 0 | 0 | 0 | 4909.25 | 0 | 0 | 0 | 1 | 2773.55 | 602.4 | 689.7 | 843.6 | 314.6 | 314.6 | 60.5 | 2773.55 | 0 | 0 | 0 | 0 | 0 | 0 | 0 | 0 | 384.8 | 384.8 | 74 | 602.4 | 0 | 0 | 0 | 0 | 0 | 0 | 0 | 0
Retail - Single-Story Large - Office (General) | 0 | 0 | 0 | 0 | 0 | 3310.95 | 0 | 0 | 0 | 1 | 2535.1 | 163.15 | 393.6 | 219.1 | 306.8 | 72.8 | 14 | 2535.1 | 0 | 0 | 0 | 0 | 0 | 0 | 0 | 0 | 166.4 | 44.2 | 8.5 | 163.15 | 0 | 0 | 0 | 0 | 0 | 0 | 0 | 0
Retail - Single-Story Large - Pharmacy | 0 | 0 | 0 | 0 | 0 | 5292.5 | 0 | 0 | 0 | 1 | 3012 | 627.5 | 798 | 855 | 364 | 364 | 70 | 3012 | 0 | 0 | 0 | 0 | 0 | 0 | 0 | 0 | 390 | 390 | 75 | 627.5 | 0 | 0 | 0 | 0 | 0 | 0 | 0 | 0
Retail - Single-Story Large - Retail Sales and Wholesale Showroom | 0 | 0 | 0 | 0 | 0 | 5292.5 | 0 | 0 | 0 | 1 | 3012 | 627.5 | 798 | 855 | 364 | 364 | 70 | 3012 | 0 | 0 | 0 | 0 | 0 | 0 | 0 | 0 | 390 | 390 | 75 | 627.5 | 0 | 0 | 0 | 0 | 0 | 0 | 0 | 0
Retail - Single-Story Large - Storage (Conditioned) | 0 | 0 | 0 | 0 | 0 | 5292.5 | 0 | 0 | 0 | 1 | 3012 | 627.5 | 798 | 855 | 364 | 364 | 70 | 3012 | 0 | 0 | 0 | 0 | 0 | 0 | 0 | 0 | 390 | 390 | 75 | 627.5 | 0 | 0 | 0 | 0 | 0 | 0 | 0 | 0
Retail - Small - Retail Sales and Wholesale Showroom | 0 | 0 | 0 | 0 | 0 | 3597.75 | 0 | 0 | 0 | 1 | 2409.6 | 188.25 | 579.5 | 420.4 | 291.2 | 241.8 | 46.5 | 2409.6 | 0 | 0 | 0 | 0 | 0 | 0 | 0 | 0 | 215.8 | 171.6 | 33 | 188.25 | 0 | 0 | 0 | 0 | 0 | 0 | 0 | 0
Retail - Small - Storage (Conditioned) | 0 | 0 | 0 | 0 | 0 | 3597.75 | 0 | 0 | 0 | 1 | 2409.6 | 188.25 | 579.5 | 420.4 | 291.2 | 241.8 | 46.5 | 2409.6 | 0 | 0 | 0 | 0 | 0 | 0 | 0 | 0 | 215.8 | 171.6 | 33 | 188.25 | 0 | 0 | 0 | 0 | 0 | 0 | 0 | 0
Grocery - Comm/Ind Work (Loading Dock) | 0 | 0 | 0 | 0 | 0 | 7300 | 0 | 0 | 0 | 1 | 3012 | 2008 | 798 | 1482 | 364 | 364 | 70 | 3012 | 0 | 0 | 0 | 0 | 0 | 0 | 0 | 0 | 676 | 676 | 130 | 2008 | 0 | 0 | 0 | 0 | 0 | 0 | 0 | 0
Grocery - Office (General) | 0 | 0 | 0 | 0 | 0 | 6570 | 0 | 0 | 0 | 1 | 3012 | 1506 | 798 | 1254 | 364 | 364 | 70 | 3012 | 0 | 0 | 0 | 0 | 0 | 0 | 0 | 0 | 572 | 572 | 110 | 1506 | 0 | 0 | 0 | 0 | 0 | 0 | 0 | 0
Grocery - Refrigerated (Food Preparation) | 0 | 0 | 0 | 0 | 0 | 4380 | 0 | 0 | 0 | 1 | 1506 | 1506 | 399 | 969 | 182 | 182 | 35 | 1506 | 0 | 0 | 0 | 0 | 0 | 0 | 0 | 0 | 442 | 442 | 85 | 1506 | 0 | 0 | 0 | 0 | 0 | 0 | 0 | 0
Grocery - Refrigerated (Walk-in Cooler) | 0 | 0 | 0 | 0 | 0 | 4380 | 0 | 0 | 0 | 1 | 1506 | 1506 | 399 | 969 | 182 | 182 | 35 | 1506 | 0 | 0 | 0 | 0 | 0 | 0 | 0 | 0 | 442 | 442 | 85 | 1506 | 0 | 0 | 0 | 0 | 0 | 0 | 0 | 0
Grocery - Refrigerated (Walk-in Freezer) | 0 | 0 | 0 | 0 | 0 | 4380 | 0 | 0 | 0 | 1 | 1506 | 1506 | 399 | 969 | 182 | 182 | 35 | 1506 | 0 | 0 | 0 | 0 | 0 | 0 | 0 | 0 | 442 | 442 | 85 | 1506 | 0 | 0 | 0 | 0 | 0 | 0 | 0 | 0
Grocery - Retail Sales, Grocery | 0 | 0 | 0 | 0 | 0 | 7300 | 0 | 0 | 0 | 1 | 3012 | 2008 | 798 | 1482 | 364 | 364 | 70 | 3012 | 0 | 0 | 0 | 0 | 0 | 0 | 0 | 0 | 676 | 676 | 130 | 2008 | 0 | 0 | 0 | 0 | 0 | 0 | 0 | 0
Storage - Conditioned - Storage (Conditioned) | 0 | 0 | 0 | 0 | 0 | 3299.4 | 0 | 0 | 0 | 1 | 2535.1 | 627.5 | 39.9 | 96.9 | 18.2 | 18.2 | 3.5 | 2535.1 | 0 | 0 | 0 | 0 | 0 | 0 | 0 | 0 | 44.2 | 44.2 | 8.5 | 627.5 | 0 | 0 | 0 | 0 | 0 | 0 | 0 | 0
Storage - Unconditioned - Storage (Unconditioned) | 0 | 0 | 0 | 0 | 0 | 3299.4 | 0 | 0 | 0 | 1 | 2535.1 | 627.5 | 39.9 | 96.9 | 18.2 | 18.2 | 3.5 | 2535.1 | 0 | 0 | 0 | 0 | 0 | 0 | 0 | 0 | 44.2 | 44.2 | 8.5 | 627.5 | 0 | 0 | 0 | 0 | 0 | 0 | 0 | 0
Warehouse - Refrigerated - Comm/Ind Work (Loading Dock) | 0 | 0 | 0 | 0 | 0 | 8760 | 0 | 0 | 0 | 1 | 3012 | 3012 | 798 | 1938 | 364 | 364 | 70 | 3012 | 0 | 0 | 0 | 0 | 0 | 0 | 0 | 0 | 884 | 884 | 170 | 3012 | 0 | 0 | 0 | 0 | 0 | 0 | 0 | 0
Warehouse - Refrigerated - Office (General) | 0 | 0 | 0 | 0 | 0 | 6387.5 | 0 | 0 | 0 | 1 | 2761 | 1631.5 | 798 | 1197 | 364 | 364 | 70 | 2761 | 0 | 0 | 0 | 0 | 0 | 0 | 0 | 0 | 546 | 546 | 105 | 1631.5 | 0 | 0 | 0 | 0 | 0 | 0 | 0 | 0
Warehouse - Refrigerated - Refrigerated (Cooled Storage) | 0 | 0 | 0 | 0 | 0 | 8760 | 0 | 0 | 0 | 1 | 3012 | 3012 | 798 | 1938 | 364 | 364 | 70 | 3012 | 0 | 0 | 0 | 0 | 0 | 0 | 0 | 0 | 884 | 884 | 170 | 3012 | 0 | 0 | 0 | 0 | 0 | 0 | 0 | 0
Warehouse - Refrigerated - Refrigerated (Frozen Storage) | 0 | 0 | 0 | 0 | 0 | 8760 | 0 | 0 | 0 | 1 | 3012 | 3012 | 798 | 1938 | 364 | 364 | 70 | 3012 | 0 | 0 | 0 | 0 | 0 | 0 | 0 | 0 | 884 | 884 | 170 | 3012 | 0 | 0 | 0 | 0 | 0 | 0 | 0 | 0

## OccSensFractions2008
[16 empty] | Open Hours | [11 empty] | Closed Hours
[12 empty] | Weekday |  | Weekend | [5 empty] | (break) | (break) | (break) | (break) | (summer) | (summer) | (summer) | (summer) | (in session) | (in session) | (in session) | (in session) | (break) | (break) | (break) | (break) | (summer) | (summer) | (summer) | (summer)
|  | 6 | 7 | 8 | 9 | 10
|  | Total | Weekday Open | Weekday Closed | Weekend Open | Weekend Closed | Total Hours | Reduction | Weekday Open Reduction | With In Session Adustment | Schedule Adjustment | Open | Closed | Open | Closed | Sat | Sun | Hol | all | Sat | Sun | Hol | all | Sat | Sun | Hol | all | Sat | Sun | Hol | all | Sat | Sun | Hol | all | Sat | Sun | Hol | all
1 | Assembly - Auditorium | 20 | 0.4 | 0.36 | 0.13 | 0.11 | 2430.9 | 486.18 | 194.472 | 194.472 | 0.8689 | 1483.41 | 188.25 | 673.74 | 85.5 | 307.32 | 307.32 | 59.1 | 1483.41 | 0 | 0 | 0 | 0 | 0 | 0 | 0 | 0 | 39 | 39 | 7.5 | 188.25 | 0 | 0 | 0 | 0 | 0 | 0 | 0 | 0
2 | Assembly - Office (General) | 16 | 0.66337 | 0.20792 | 0.079208 | 0.049505 | 3173.4722 | 507.7556 | 336.8279 | 336.8279 | 0.80928 | 1766.0639 | 416.2417 | 802.1167 | 189.05 | 365.8778 | 365.8778 | 70.3611 | 1766.0639 | 0 | 0 | 0 | 0 | 0 | 0 | 0 | 0 | 86.2333 | 86.2333 | 16.5833 | 416.2417 | 0 | 0 | 0 | 0 | 0 | 0 | 0 | 0
4 | Education - Primary School - Classroom/Lecture | 20 | 0.4 | 0.36 | 0.13 | 0.11 | 2436.04 | 487.208 | 194.8832 | 194.8832 | 0.87511 | 1560.4 | 650.64 | 115.2 | 109.8 | 115.2 | 0 | 0 | 1560.4 | 0 | 0 | 0 | 0 | 0 | 0 | 0 | 0 | 41.4 | 43.2 | 8.4 | 620.4 | 7.68 | 7.68 | 1.44 | 30.24 | 0 | 0 | 0 | 0
5 | Education - Primary School - Dining Area | 16 | 0.66337 | 0.20792 | 0.079208 | 0.049505 | 1339.64 | 214.3424 | 142.1875 | 142.1875 | 0.85594 | 987 | 161.84 | 93.6 | 97.2 | 93.6 | 0 | 0 | 987 | 0 | 0 | 0 | 0 | 0 | 0 | 0 | 0 | 28.8 | 43.2 | 8.4 | 131.6 | 7.68 | 7.68 | 1.44 | 30.24 | 0 | 0 | 0 | 0
6 | Education - Primary School - Exercising Centers and Gymnasium | 16 | 0.66337 | 0.20792 | 0.079208 | 0.049505 | 2038.9607 | 326.2337 | 216.4125 | 216.4125 | 0.85553 | 1497.9571 | 264.5686 | 130.635 | 145.8 | 130.635 | 0 | 0 | 1497.9571 | 0 | 0 | 0 | 0 | 0 | 0 | 0 | 0 | 77.4 | 43.2 | 8.4 | 234.3286 | 7.68 | 7.68 | 1.44 | 30.24 | 0 | 0 | 0 | 0
7 | Education - Primary School - Kitchen and Food Preparation | 16 | 0.66337 | 0.20792 | 0.079208 | 0.049505 | 1660.84 | 265.7344 | 176.2793 | 176.2793 | 0.86411 | 1297.2 | 161.84 | 104.6 | 97.2 | 104.6 | 0 | 0 | 1297.2 | 0 | 0 | 0 | 0 | 0 | 0 | 0 | 0 | 28.8 | 43.2 | 8.4 | 131.6 | 7.68 | 7.68 | 1.44 | 30.24 | 0 | 0 | 0 | 0
48 | Education - Relocatable Classroom - Classroom/Lecture | 20 | 0.4 | 0.36 | 0.13 | 0.11 | 2472.76 | 494.552 | 197.8208 | 197.8208 | 0.88177 | 1673.2 | 537.84 | 146.6 | 115.12 | 117 | 0 | 0 | 1673.2 | 29.6 | 0 | 0 | 0 | 0 | 0 | 0 | 0 | 39.6 | 43.2 | 8.4 | 507.6 | 14.8 | 7.68 | 1.44 | 30.24 | 0 | 0 | 0 | 0
9 | Education - Secondary School - Classroom/Lecture | 20 | 0.4 | 0.36 | 0.13 | 0.11 | 2436.04 | 487.208 | 194.8832 | 194.8832 | 0.88353 | 1673.2 | 537.84 | 117 | 108 | 117 | 0 | 0 | 1673.2 | 0 | 0 | 0 | 0 | 0 | 0 | 0 | 0 | 39.6 | 43.2 | 8.4 | 507.6 | 7.68 | 7.68 | 1.44 | 30.24 | 0 | 0 | 0 | 0
10 | Education - Secondary School - Computer Room (Instructional/PC Lab) | 20 | 0.4 | 0.36 | 0.13 | 0.11 | 2127.3242 | 425.4648 | 170.1859 | 170.1859 | 0.8806 | 1425.3368 | 476.9874 | 117 | 108 | 117 | 0 | 0 | 1425.3368 | 0 | 0 | 0 | 0 | 0 | 0 | 0 | 0 | 39.6 | 43.2 | 8.4 | 446.7474 | 7.68 | 7.68 | 1.44 | 30.24 | 0 | 0 | 0 | 0
11 | Education - Secondary School - Dining Area | 16 | 0.66337 | 0.20792 | 0.079208 | 0.049505 | 2351.44 | 376.2304 | 249.5786 | 249.5786 | 0.85412 | 1710.8 | 331.04 | 154.8 | 154.8 | 154.8 | 0 | 0 | 1710.8 | 0 | 0 | 0 | 0 | 0 | 0 | 0 | 0 | 86.4 | 43.2 | 8.4 | 300.8 | 7.68 | 7.68 | 1.44 | 30.24 | 0 | 0 | 0 | 0
12 | Education - Secondary School - Exercising Centers and Gymnasium | 16 | 0.66337 | 0.20792 | 0.079208 | 0.049505 | 2355.0525 | 376.8084 | 249.962 | 249.962 | 0.85196 | 1688.475 | 409.1775 | 124.2 | 133.2 | 124.2 | 0 | 0 | 1688.475 | 0 | 0 | 0 | 0 | 0 | 0 | 0 | 0 | 64.8 | 43.2 | 8.4 | 378.9375 | 7.68 | 7.68 | 1.44 | 30.24 | 0 | 0 | 0 | 0
13 | Education - Secondary School - Kitchen and Food Preparation | 16 | 0.66337 | 0.20792 | 0.079208 | 0.049505 | 1139.44 | 182.3104 | 120.9386 | 120.9386 | 0.85212 | 817.8 | 152.44 | 73.8 | 95.4 | 73.8 | 0 | 0 | 817.8 | 0 | 0 | 0 | 0 | 0 | 0 | 0 | 0 | 27 | 43.2 | 8.4 | 122.2 | 7.68 | 7.68 | 1.44 | 30.24 | 0 | 0 | 0 | 0
14 | Education - Secondary School - Office (General) | 16 | 0.66337 | 0.20792 | 0.079208 | 0.049505 | 2256.8084 | 361.0893 | 239.5345 | 239.5345 | 0.86728 | 1804.8 | 199.44 | 124.5789 | 127.9895 | 124.5789 | 0 | 0 | 1804.8 | 0 | 0 | 0 | 0 | 0 | 0 | 0 | 0 | 59.5895 | 43.2 | 8.4 | 169.2 | 7.68 | 7.68 | 1.44 | 30.24 | 0 | 0 | 0 | 0
16 | Education - Community College - Classroom/Lecture | 20 | 0.4 | 0.36 | 0.13 | 0.11 | 2346.43 | 469.286 | 187.7144 | 163.2073 | 0.89993 | 1875.7375 | 291.2725 | 76.9 | 102.52 | 65.6 | 0 | 0 | 1630.85 | 0 | 0 | 0 | 0 | 11.3 | 0 | 0 | 244.8875 | 30.4 | 38.4 | 7.2 | 224.77 | 5.76 | 5.76 | 1.44 | 18.24 | 6 | 6.72 | 0.84 | 48.2625
17 | Education - Community College - Comm/Ind Work (General, Low Bay) | 16 | 0.66337 | 0.20792 | 0.079208 | 0.049505 | 2346.43 | 375.4288 | 249.0468 | 216.5324 | 0.86723 | 1875.7375 | 291.2725 | 76.9 | 102.52 | 65.6 | 0 | 0 | 1630.85 | 0 | 0 | 0 | 0 | 11.3 | 0 | 0 | 244.8875 | 30.4 | 38.4 | 7.2 | 224.77 | 5.76 | 5.76 | 1.44 | 18.24 | 6 | 6.72 | 0.84 | 48.2625
18 | Education - Community College - Computer Room (Instructional/PC Lab) | 20 | 0.4 | 0.36 | 0.13 | 0.11 | 2059.1667 | 411.8333 | 164.7333 | 138.8485 | 0.89456 | 1562.275 | 259.8067 | 93 | 144.085 | 82.1333 | 0 | 0 | 1316.7917 | 0 | 0 | 0 | 0 | 10.8667 | 0 | 0 | 245.4833 | 61.7778 | 38.4 | 7.2 | 193.4111 | 5.76 | 5.76 | 1.44 | 18.24 | 12.9472 | 9.6 | 1.2 | 48.1556
19 | Education - Community College - Dining Area | 16 | 0.66337 | 0.20792 | 0.079208 | 0.049505 | 2436.1188 | 389.779 | 258.5663 | 220.9805 | 0.8571 | 1809.3628 | 263.3854 | 186.3167 | 177.0539 | 168 | 0 | 0 | 1546.35 | 0 | 0 | 0 | 0 | 18.3167 | 0 | 0 | 263.0128 | 87.2 | 38.4 | 7.2 | 185.9 | 10.08 | 10.08 | 2.52 | 31.92 | 14.0139 | 6.72 | 0.84 | 45.5654
20 | Education - Community College - Kitchen and Food Preparation | 16 | 0.66337 | 0.20792 | 0.079208 | 0.049505 | 2802.2802 | 448.3648 | 297.4301 | 256.9917 | 0.85586 | 2063.5024 | 335.0073 | 199.5167 | 204.2539 | 181.2 | 0 | 0 | 1782.95 | 0 | 0 | 0 | 0 | 18.3167 | 0 | 0 | 280.5524 | 114.4 | 38.4 | 7.2 | 253.5 | 10.08 | 10.08 | 2.52 | 31.92 | 14.0139 | 6.72 | 0.84 | 49.5873
21 | Education - Community College - Office (General) | 16 | 0.66337 | 0.20792 | 0.079208 | 0.049505 | 2474.1204 | 395.8593 | 262.5997 | 222.1499 | 0.85941 | 1867.8688 | 271.365 | 179.6778 | 155.2089 | 162.4889 | 0 | 0 | 1580.15 | 0 | 0 | 0 | 0 | 17.1889 | 0 | 0 | 287.7187 | 76.4444 | 38.4 | 7.2 | 202.8 | 5.76 | 5.76 | 1.44 | 18.24 | 12.6444 | 6.72 | 0.84 | 50.325
30 | Education - University - Classroom/Lecture | 20 | 0.4 | 0.36 | 0.13 | 0.11 | 2362.9895 | 472.5979 | 189.0392 | 162.0074 | 0.89242 | 1757.1421 | 392.8411 | 115.8974 | 97.1089 | 67.9579 | 27.2 | 5.1 | 1505.8789 | 0 | 0 | 0 | 0 | 9.7895 | 5.2 | 0.65 | 251.2632 | 32.4211 | 24 | 4.5 | 315.7632 | 10.08 | 10.08 | 2.52 | 31.92 | 6.7579 | 6 | 0.75 | 45.1579
31 | Education - University - Comm/Ind Work (General, Low Bay) | 16 | 0.66337 | 0.20792 | 0.079208 | 0.049505 | 2362.9895 | 378.0783 | 250.8044 | 214.9406 | 0.85727 | 1757.1421 | 392.8411 | 115.8974 | 97.1089 | 67.9579 | 27.2 | 5.1 | 1505.8789 | 0 | 0 | 0 | 0 | 9.7895 | 5.2 | 0.65 | 251.2632 | 32.4211 | 24 | 4.5 | 315.7632 | 10.08 | 10.08 | 2.52 | 31.92 | 6.7579 | 6 | 0.75 | 45.1579
32 | Education - University - Computer Room (Instructional/PC Lab) | 20 | 0.4 | 0.36 | 0.13 | 0.11 | 2153.6059 | 430.7212 | 172.2885 | 147.722 | 0.88345 | 1478.2875 | 239.35 | 270.7056 | 165.2628 | 108 | 108 | 20.25 | 1267.5 | 0 | 0 | 0 | 0 | 16.2144 | 16.2144 | 2.0268 | 210.7875 | 53.3778 | 53.3778 | 10.0083 | 169 | 14.4 | 14.4 | 3.6 | 45.6 | 7.576 | 7.576 | 0.947 | 24.75
33 | Education - University - Corridor | 16 | 0.66337 | 0.20792 | 0.079208 | 0.049505 | 2436.9611 | 389.9138 | 258.6557 | 258.6557 | 0.86774 | 1955.7056 | 240.5756 | 127.5 | 113.18 | 110.4 | 14.4 | 2.7 | 1955.7056 | 0 | 0 | 0 | 0 | 0 | 0 | 0 | 0 | 41.6 | 24 | 4.5 | 155.8556 | 10.08 | 10.08 | 2.52 | 31.92 | 9.6 | 9.6 | 1.2 | 52.8
34 | Education - University - Dining Area | 16 | 0.66337 | 0.20792 | 0.079208 | 0.049505 | 2645.9277 | 423.3484 | 280.8351 | 241.9939 | 0.86064 | 2015.1875 | 225.67 | 270.7056 | 134.3646 | 108 | 108 | 20.25 | 1736.475 | 0 | 0 | 0 | 0 | 16.2144 | 16.2144 | 2.0268 | 278.7125 | 43.7333 | 43.7333 | 8.2 | 169 | 10.08 | 10.08 | 2.52 | 31.92 | 7.5379 | 7.5379 | 0.94223 | 24.75
35 | Education - University - Hotel/Motel Guest Room (incl. toilets) | 10 | 0.66337 | 0.20792 | 0.079208 | 0.049505 | 1136.44 | 113.644 | 75.3876 | 66.6027 | 0.85488 | 519.475 | 276.04 | 140.6531 | 200.2719 | 62.66 | 52.72 | 9.885 | 458.9406 | 0 | 0 | 0 | 0 | 7.8113 | 6.735 | 0.84187 | 60.5344 | 79.82 | 72.72 | 13.635 | 226.0375 | 5.76 | 5.76 | 1.44 | 18.24 | 10.3538 | 9.585 | 1.1981 | 31.7625
36 | Education - University - Kitchen and Food Preparation | 16 | 0.66337 | 0.20792 | 0.079208 | 0.049505 | 2715.8284 | 434.5325 | 288.2543 | 241.3711 | 0.861 | 2073.7625 | 225.67 | 279.3195 | 137.0764 | 108 | 108 | 20.25 | 1736.475 | 0 | 0 | 0 | 0 | 20.268 | 20.268 | 2.5335 | 337.2875 | 43.7333 | 43.7333 | 8.2 | 169 | 10.08 | 10.08 | 2.52 | 31.92 | 8.814 | 8.814 | 1.1017 | 24.75
37 | Education - University - Office (General) | 16 | 0.66337 | 0.20792 | 0.079208 | 0.049505 | 2725.3413 | 436.0546 | 289.2639 | 252.0363 | 0.87113 | 2244.5778 | 219.7978 | 152.2929 | 108.6729 | 110.4 | 14.4 | 2.7 | 1955.7056 | 0 | 0 | 0 | 0 | 20.7429 | 3.6 | 0.45 | 288.8722 | 41.6 | 24 | 4.5 | 155.8556 | 10.08 | 10.08 | 2.52 | 31.92 | 9.1429 | 6 | 0.75 | 32.0222
56 | Health/Medical - Hospital - Dining Area | 16 | 0.66337 | 0.20792 | 0.079208 | 0.049505 | 5858.4 | 937.344 | 621.8025 | 621.8025 | 0.85254 | 4216.8 | 0 | 1641.6 | 0 | 748.8 | 748.8 | 144 | 4216.8 | 0 | 0 | 0 | 0 | 0 | 0 | 0 | 0 | 0 | 0 | 0 | 0 | 0 | 0 | 0 | 0 | 0 | 0 | 0 | 0
57 | Health/Medical - Hospital - Kitchen and Food Preparation | 16 | 0.66337 | 0.20792 | 0.079208 | 0.049505 | 5858.4 | 937.344 | 621.8025 | 621.8025 | 0.85254 | 4216.8 | 0 | 1641.6 | 0 | 748.8 | 748.8 | 144 | 4216.8 | 0 | 0 | 0 | 0 | 0 | 0 | 0 | 0 | 0 | 0 | 0 | 0 | 0 | 0 | 0 | 0 | 0 | 0 | 0 | 0
58 | Health/Medical - Hospital - Laboratory, Medical 12hr Treatment | 16 | 0.66337 | 0.20792 | 0.079208 | 0.049505 | 4257 | 681.12 | 451.8321 | 451.8321 | 0.85713 | 3162.6 | 0 | 1094.4 | 0 | 499.2 | 499.2 | 96 | 3162.6 | 0 | 0 | 0 | 0 | 0 | 0 | 0 | 0 | 0 | 0 | 0 | 0 | 0 | 0 | 0 | 0 | 0 | 0 | 0 | 0
61 | Health/Medical - Hospital - Medical and Clinical Care - 24hr ICU | 0 | 0 | 0 | 0 | 0 | 4257 | 0 | 0 | 0 | 1 | 3162.6 | 0 | 1094.4 | 0 | 499.2 | 499.2 | 96 | 3162.6 | 0 | 0 | 0 | 0 | 0 | 0 | 0 | 0 | 0 | 0 | 0 | 0 | 0 | 0 | 0 | 0 | 0 | 0 | 0 | 0
62 | Health/Medical - Hospital - Medical and Clinical Care - 24hr Support | 0 | 0 | 0 | 0 | 0 | 7884 | 0 | 0 | 0 | 1 | 5421.6 | 0 | 2462.4 | 0 | 1123.2 | 1123.2 | 216 | 5421.6 | 0 | 0 | 0 | 0 | 0 | 0 | 0 | 0 | 0 | 0 | 0 | 0 | 0 | 0 | 0 | 0 | 0 | 0 | 0 | 0
60 | Health/Medical - Hospital - Medical and Clinical Care - 24hr Wards/Isolation | 16 | 0.66337 | 0.20792 | 0.079208 | 0.049505 | 5192.8269 | 830.8523 | 551.1595 | 551.1595 | 0.84566 | 3570.9577 | 0 | 1621.8692 | 0 | 739.8 | 739.8 | 142.2692 | 3570.9577 | 0 | 0 | 0 | 0 | 0 | 0 | 0 | 0 | 0 | 0 | 0 | 0 | 0 | 0 | 0 | 0 | 0 | 0 | 0 | 0
64 | Health/Medical - Hospital - Office (General) - 12hr Admin | 16 | 0.66337 | 0.20792 | 0.079208 | 0.049505 | 4708.8 | 753.408 | 499.7855 | 499.7855 | 0.86172 | 3614.4 | 0 | 1094.4 | 0 | 499.2 | 499.2 | 96 | 3614.4 | 0 | 0 | 0 | 0 | 0 | 0 | 0 | 0 | 0 | 0 | 0 | 0 | 0 | 0 | 0 | 0 | 0 | 0 | 0 | 0
65 | Health/Medical - Hospital - Office (General) - 24hr Facilities | 0 | 0 | 0 | 0 | 0 | 4873.2 | 0 | 0 | 0 | 1 | 3915.6 | 0 | 957.6 | 0 | 436.8 | 436.8 | 84 | 3915.6 | 0 | 0 | 0 | 0 | 0 | 0 | 0 | 0 | 0 | 0 | 0 | 0 | 0 | 0 | 0 | 0 | 0 | 0 | 0 | 0
67 | Health/Medical - Nursing Home - Corridor | 16 | 0.66337 | 0.20792 | 0.079208 | 0.049505 | 7884 | 1261.44 | 836.7968 | 836.7968 | 0.84566 | 5421.6 | 0 | 2462.4 | 0 | 1123.2 | 1123.2 | 216 | 5421.6 | 0 | 0 | 0 | 0 | 0 | 0 | 0 | 0 | 0 | 0 | 0 | 0 | 0 | 0 | 0 | 0 | 0 | 0 | 0 | 0
68 | Health/Medical - Nursing Home - Dining Area | 16 | 0.66337 | 0.20792 | 0.079208 | 0.049505 | 3814.25 | 610.28 | 404.8392 | 404.8392 | 0.84566 | 2622.95 | 0 | 1191.3 | 0 | 543.4 | 543.4 | 104.5 | 2622.95 | 0 | 0 | 0 | 0 | 0 | 0 | 0 | 0 | 0 | 0 | 0 | 0 | 0 | 0 | 0 | 0 | 0 | 0 | 0 | 0
69 | Health/Medical - Nursing Home - Hotel/Motel Guest Room (incl. toilets) | 10 | 0.66337 | 0.20792 | 0.079208 | 0.049505 | 4366.6167 | 436.6617 | 289.6667 | 289.6667 | 0.90353 | 3002.7967 | 0 | 1363.82 | 0 | 622.0933 | 622.0933 | 119.6333 | 3002.7967 | 0 | 0 | 0 | 0 | 0 | 0 | 0 | 0 | 0 | 0 | 0 | 0 | 0 | 0 | 0 | 0 | 0 | 0 | 0 | 0
70 | Health/Medical - Nursing Home - Kitchen and Food Preparation | 16 | 0.66337 | 0.20792 | 0.079208 | 0.049505 | 3814.25 | 610.28 | 404.8392 | 404.8392 | 0.84566 | 2622.95 | 0 | 1191.3 | 0 | 543.4 | 543.4 | 104.5 | 2622.95 | 0 | 0 | 0 | 0 | 0 | 0 | 0 | 0 | 0 | 0 | 0 | 0 | 0 | 0 | 0 | 0 | 0 | 0 | 0 | 0
71 | Health/Medical - Nursing Home - Office (General) - Admin | 16 | 0.66337 | 0.20792 | 0.079208 | 0.049505 | 3942 | 630.72 | 418.3984 | 418.3984 | 0.84566 | 2710.8 | 0 | 1231.2 | 0 | 561.6 | 561.6 | 108 | 2710.8 | 0 | 0 | 0 | 0 | 0 | 0 | 0 | 0 | 0 | 0 | 0 | 0 | 0 | 0 | 0 | 0 | 0 | 0 | 0 | 0
72 | Health/Medical - Nursing Home - Office (General) - Facilities | 16 | 0.66337 | 0.20792 | 0.079208 | 0.049505 | 3723 | 595.68 | 395.1541 | 395.1541 | 0.84566 | 2560.2 | 0 | 1162.8 | 0 | 530.4 | 530.4 | 102 | 2560.2 | 0 | 0 | 0 | 0 | 0 | 0 | 0 | 0 | 0 | 0 | 0 | 0 | 0 | 0 | 0 | 0 | 0 | 0 | 0 | 0
73 | Lodging - Hotel - Bar, Cocktail Lounge | 16 | 0.66337 | 0.20792 | 0.079208 | 0.049505 | 3484.6779 | 557.5485 | 369.8589 | 369.8589 | 0.84875 | 2445.2684 | 413.4895 | 544.68 | 81.24 | 248.4505 | 248.4505 | 47.7789 | 2445.2684 | 0 | 0 | 0 | 0 | 0 | 0 | 0 | 0 | 37.0568 | 37.0568 | 7.1263 | 413.4895 | 0 | 0 | 0 | 0 | 0 | 0 | 0 | 0
74 | Lodging - Hotel - Corridor | 16 | 0.66337 | 0.20792 | 0.079208 | 0.049505 | 7884 | 1261.44 | 836.7968 | 836.7968 | 0.84566 | 5421.6 | 0 | 2462.4 | 0 | 1123.2 | 1123.2 | 216 | 5421.6 | 0 | 0 | 0 | 0 | 0 | 0 | 0 | 0 | 0 | 0 | 0 | 0 | 0 | 0 | 0 | 0 | 0 | 0 | 0 | 0
75 | Lodging - Hotel - Dining Area | 16 | 0.66337 | 0.20792 | 0.079208 | 0.049505 | 3484.6779 | 557.5485 | 369.8589 | 369.8589 | 0.84875 | 2445.2684 | 413.4895 | 544.68 | 81.24 | 248.4505 | 248.4505 | 47.7789 | 2445.2684 | 0 | 0 | 0 | 0 | 0 | 0 | 0 | 0 | 37.0568 | 37.0568 | 7.1263 | 413.4895 | 0 | 0 | 0 | 0 | 0 | 0 | 0 | 0
76 | Lodging - Hotel - Hotel/Motel Guest Room (incl. toilets) - occ | 10 | 0.66337 | 0.20792 | 0.079208 | 0.049505 | 1064.8374 | 106.4837 | 70.6377 | 70.6377 | 0.90353 | 732.2581 | 0 | 332.5794 | 0 | 151.7029 | 151.7029 | 29.1736 | 732.2581 | 0 | 0 | 0 | 0 | 0 | 0 | 0 | 0 | 0 | 0 | 0 | 0 | 0 | 0 | 0 | 0 | 0 | 0 | 0 | 0
77 | Lodging - Hotel - Hotel/Motel Guest Room (incl. toilets) - unocc | 10 | 0.66337 | 0.20792 | 0.079208 | 0.049505 | 0 | 0 | 0 | 0 | 1 | 0 | 0 | 0 | 0 | 0 | 0 | 0 | 0 | 0 | 0 | 0 | 0 | 0 | 0 | 0 | 0 | 0 | 0 | 0 | 0 | 0 | 0 | 0 | 0 | 0 | 0 | 0 | 0
78 | Lodging - Hotel - Kitchen and Food Preparation | 16 | 0.66337 | 0.20792 | 0.079208 | 0.049505 | 4523.7223 | 723.7956 | 480.1416 | 480.1416 | 0.82511 | 2745.4116 | 505.4347 | 1060.65 | 212.226 | 483.8053 | 483.8053 | 93.0395 | 2745.4116 | 0 | 0 | 0 | 0 | 0 | 0 | 0 | 0 | 96.8048 | 96.8048 | 18.6163 | 505.4347 | 0 | 0 | 0 | 0 | 0 | 0 | 0 | 0
79 | Lodging - Hotel - Laundry | 16 | 0.66337 | 0.20792 | 0.079208 | 0.049505 | 4153.7 | 664.592 | 440.868 | 440.868 | 0.82644 | 2540.12 | 316.26 | 1153.68 | 143.64 | 526.24 | 526.24 | 101.2 | 2540.12 | 0 | 0 | 0 | 0 | 0 | 0 | 0 | 0 | 65.52 | 65.52 | 12.6 | 316.26 | 0 | 0 | 0 | 0 | 0 | 0 | 0 | 0
80 | Lodging - Hotel - Lobby (Hotel) | 16 | 0.66337 | 0.20792 | 0.079208 | 0.049505 | 7884 | 1261.44 | 836.7968 | 836.7968 | 0.76848 | 3614.4 | 1807.2 | 1641.6 | 820.8 | 748.8 | 748.8 | 144 | 3614.4 | 0 | 0 | 0 | 0 | 0 | 0 | 0 | 0 | 374.4 | 374.4 | 72 | 1807.2 | 0 | 0 | 0 | 0 | 0 | 0 | 0 | 0
81 | Lodging - Hotel - Office (General) | 16 | 0.66337 | 0.20792 | 0.079208 | 0.049505 | 3317.154 | 530.7446 | 352.0781 | 352.0781 | 0.84222 | 2231.39 | 321.28 | 618.564 | 145.92 | 282.152 | 282.152 | 54.26 | 2231.39 | 0 | 0 | 0 | 0 | 0 | 0 | 0 | 0 | 66.56 | 66.56 | 12.8 | 321.28 | 0 | 0 | 0 | 0 | 0 | 0 | 0 | 0
83 | Lodging - Motel - Corridor | 16 | 0.66337 | 0.20792 | 0.079208 | 0.049505 | 7884 | 1261.44 | 836.7968 | 836.7968 | 0.84566 | 5421.6 | 0 | 2462.4 | 0 | 1123.2 | 1123.2 | 216 | 5421.6 | 0 | 0 | 0 | 0 | 0 | 0 | 0 | 0 | 0 | 0 | 0 | 0 | 0 | 0 | 0 | 0 | 0 | 0 | 0 | 0
84 | Lodging - Motel - Hotel/Motel Guest Room (incl. toilets) - 12hr occ | 10 | 0.66337 | 0.20792 | 0.079208 | 0.049505 | 758.1627 | 75.8163 | 50.294 | 50.294 | 0.90353 | 521.3667 | 0 | 236.796 | 0 | 108.0122 | 108.0122 | 20.7716 | 521.3667 | 0 | 0 | 0 | 0 | 0 | 0 | 0 | 0 | 0 | 0 | 0 | 0 | 0 | 0 | 0 | 0 | 0 | 0 | 0 | 0
85 | Lodging - Motel - Hotel/Motel Guest Room (incl. toilets) - 24hr occ | 10 | 0.66337 | 0.20792 | 0.079208 | 0.049505 | 1131.5862 | 113.1586 | 75.0656 | 75.0656 | 0.90353 | 778.1593 | 0 | 353.4269 | 0 | 161.2123 | 161.2123 | 31.0024 | 778.1593 | 0 | 0 | 0 | 0 | 0 | 0 | 0 | 0 | 0 | 0 | 0 | 0 | 0 | 0 | 0 | 0 | 0 | 0 | 0 | 0
86 | Lodging - Motel - Hotel/Motel Guest Room (incl. toilets) - unocc | 10 | 0.66337 | 0.20792 | 0.079208 | 0.049505 | 0 | 0 | 0 | 0 | 1 | 0 | 0 | 0 | 0 | 0 | 0 | 0 | 0 | 0 | 0 | 0 | 0 | 0 | 0 | 0 | 0 | 0 | 0 | 0 | 0 | 0 | 0 | 0 | 0 | 0 | 0 | 0 | 0
87 | Lodging - Motel - Laundry | 16 | 0.66337 | 0.20792 | 0.079208 | 0.049505 | 5256 | 840.96 | 557.8646 | 557.8646 | 0.84566 | 3614.4 | 0 | 1641.6 | 0 | 748.8 | 748.8 | 144 | 3614.4 | 0 | 0 | 0 | 0 | 0 | 0 | 0 | 0 | 0 | 0 | 0 | 0 | 0 | 0 | 0 | 0 | 0 | 0 | 0 | 0
88 | Lodging - Motel - Office (General) | 16 | 0.66337 | 0.20792 | 0.079208 | 0.049505 | 6132 | 981.12 | 650.842 | 650.842 | 0.84566 | 4216.8 | 0 | 1915.2 | 0 | 873.6 | 873.6 | 168 | 4216.8 | 0 | 0 | 0 | 0 | 0 | 0 | 0 | 0 | 0 | 0 | 0 | 0 | 0 | 0 | 0 | 0 | 0 | 0 | 0 | 0
90 | Manufacturing - Bio/Tech - Comm/Ind Work (High Tech, Bio Tech, Lab) | 15 | 0.66337 | 0.20792 | 0.079208 | 0.049505 | 3040.4737 | 456.0711 | 302.5422 | 302.5422 | 0.87547 | 2429.4158 | 474.2579 | 0 | 136.8 | 0 | 0 | 0 | 2429.4158 | 0 | 0 | 0 | 0 | 0 | 0 | 0 | 0 | 62.4 | 62.4 | 12 | 474.2579 | 0 | 0 | 0 | 0 | 0 | 0 | 0 | 0
91 | Manufacturing - Bio/Tech - Computer Room (Mainframe/Server) | 15 | 0.66337 | 0.20792 | 0.079208 | 0.049505 | 3040.4737 | 456.0711 | 302.5422 | 302.5422 | 0.87547 | 2429.4158 | 474.2579 | 0 | 136.8 | 0 | 0 | 0 | 2429.4158 | 0 | 0 | 0 | 0 | 0 | 0 | 0 | 0 | 62.4 | 62.4 | 12 | 474.2579 | 0 | 0 | 0 | 0 | 0 | 0 | 0 | 0
92 | Manufacturing - Bio/Tech - Conference Room | 16 | 0.55 | 0.24 | 0.12 | 0.09 | 3539.1 | 566.256 | 311.4408 | 311.4408 | 0.86097 | 2240.175 | 1298.925 | 0 | 0 | 0 | 0 | 0 | 2240.175 | 0 | 0 | 0 | 0 | 0 | 0 | 0 | 0 | 0 | 0 | 0 | 1298.925 | 0 | 0 | 0 | 0 | 0 | 0 | 0 | 0
93 | Manufacturing - Bio/Tech - Corridor | 10 | 0.66337 | 0.20792 | 0.079208 | 0.049505 | 7555.2 | 755.52 | 501.1865 | 501.1865 | 0.792 | 2409.6 | 2409.6 | 0 | 2736 | 0 | 0 | 0 | 2409.6 | 0 | 0 | 0 | 0 | 0 | 0 | 0 | 0 | 1248 | 1248 | 240 | 2409.6 | 0 | 0 | 0 | 0 | 0 | 0 | 0 | 0
94 | Manufacturing - Bio/Tech - Dining Area | 15 | 0.66337 | 0.20792 | 0.079208 | 0.049505 | 3040.4737 | 456.0711 | 302.5422 | 302.5422 | 0.87547 | 2429.4158 | 474.2579 | 0 | 136.8 | 0 | 0 | 0 | 2429.4158 | 0 | 0 | 0 | 0 | 0 | 0 | 0 | 0 | 62.4 | 62.4 | 12 | 474.2579 | 0 | 0 | 0 | 0 | 0 | 0 | 0 | 0
95 | Manufacturing - Bio/Tech - Kitchen and Food Preparation | 15 | 0.66337 | 0.20792 | 0.079208 | 0.049505 | 3040.4737 | 456.0711 | 302.5422 | 302.5422 | 0.87547 | 2429.4158 | 474.2579 | 0 | 136.8 | 0 | 0 | 0 | 2429.4158 | 0 | 0 | 0 | 0 | 0 | 0 | 0 | 0 | 62.4 | 62.4 | 12 | 474.2579 | 0 | 0 | 0 | 0 | 0 | 0 | 0 | 0
96 | Manufacturing - Bio/Tech - Office (General) | 15 | 0.66337 | 0.20792 | 0.079208 | 0.049505 | 3074.8211 | 461.2232 | 305.9599 | 305.9599 | 0.87429 | 2433.9074 | 504.1137 | 0 | 136.8 | 0 | 0 | 0 | 2433.9074 | 0 | 0 | 0 | 0 | 0 | 0 | 0 | 0 | 62.4 | 62.4 | 12 | 504.1137 | 0 | 0 | 0 | 0 | 0 | 0 | 0 | 0
98 | Manufacturing - Light Industrial - Comm/Ind Work (General, High Bay) | 15 | 0.66337 | 0.20792 | 0.079208 | 0.049505 | 3196.3579 | 479.4537 | 318.0534 | 318.0534 | 0.87139 | 2473.0105 | 586.5474 | 0 | 136.8 | 0 | 0 | 0 | 2473.0105 | 0 | 0 | 0 | 0 | 0 | 0 | 0 | 0 | 62.4 | 62.4 | 12 | 586.5474 | 0 | 0 | 0 | 0 | 0 | 0 | 0 | 0
99 | Manufacturing - Light Industrial - Storage (Unconditioned) | 16 | 0.29 | 0.41 | 0.14 | 0.16 | 3348.9395 | 535.8303 | 155.3908 | 155.3908 | 0.94183 | 2671.1684 | 540.9711 | 0 | 136.8 | 0 | 0 | 0 | 2671.1684 | 0 | 0 | 0 | 0 | 0 | 0 | 0 | 0 | 62.4 | 62.4 | 12 | 540.9711 | 0 | 0 | 0 | 0 | 0 | 0 | 0 | 0
101 | Office - Large - Conference Room | 16 | 0.55 | 0.24 | 0.12 | 0.09 | 2641.0347 | 422.5656 | 232.4111 | 232.4111 | 0.85209 | 1571.26 | 830.81 | 115.1647 | 123.8 | 115.1647 | 0 | 0 | 1571.26 | 0 | 0 | 0 | 0 | 0 | 0 | 0 | 0 | 49.4 | 62.4 | 12 | 830.81 | 0 | 0 | 0 | 0 | 0 | 0 | 0 | 0
102 | Office - Large - Copy Room (photocopying equipment) | 10 | 0.55 | 0.24 | 0.12 | 0.09 | 2641.0347 | 264.1035 | 145.2569 | 145.2569 | 0.90755 | 1571.26 | 830.81 | 115.1647 | 123.8 | 115.1647 | 0 | 0 | 1571.26 | 0 | 0 | 0 | 0 | 0 | 0 | 0 | 0 | 49.4 | 62.4 | 12 | 830.81 | 0 | 0 | 0 | 0 | 0 | 0 | 0 | 0
103 | Office - Large - Corridor | 10 | 0.66337 | 0.20792 | 0.079208 | 0.049505 | 2641.0347 | 264.1035 | 175.1974 | 175.1974 | 0.8885 | 1571.26 | 830.81 | 115.1647 | 123.8 | 115.1647 | 0 | 0 | 1571.26 | 0 | 0 | 0 | 0 | 0 | 0 | 0 | 0 | 49.4 | 62.4 | 12 | 830.81 | 0 | 0 | 0 | 0 | 0 | 0 | 0 | 0
104 | Office - Large - Lobby (Office Reception/Waiting) | 10 | 0.66337 | 0.20792 | 0.079208 | 0.049505 | 2641.0347 | 264.1035 | 175.1974 | 175.1974 | 0.8885 | 1571.26 | 830.81 | 115.1647 | 123.8 | 115.1647 | 0 | 0 | 1571.26 | 0 | 0 | 0 | 0 | 0 | 0 | 0 | 0 | 49.4 | 62.4 | 12 | 830.81 | 0 | 0 | 0 | 0 | 0 | 0 | 0 | 0
105 | Office - Large - Mechanical/Electrical Room | 16 | 0.29 | 0.41 | 0.14 | 0.16 | 2641.0347 | 422.5656 | 122.544 | 122.544 | 0.92201 | 1571.26 | 830.81 | 115.1647 | 123.8 | 115.1647 | 0 | 0 | 1571.26 | 0 | 0 | 0 | 0 | 0 | 0 | 0 | 0 | 49.4 | 62.4 | 12 | 830.81 | 0 | 0 | 0 | 0 | 0 | 0 | 0 | 0
106 | Office - Large - Office (Executive/Private) | 30 | 0.66337 | 0.20792 | 0.079208 | 0.049505 | 2641.0347 | 792.3104 | 525.5921 | 525.5921 | 0.6655 | 1571.26 | 830.81 | 115.1647 | 123.8 | 115.1647 | 0 | 0 | 1571.26 | 0 | 0 | 0 | 0 | 0 | 0 | 0 | 0 | 49.4 | 62.4 | 12 | 830.81 | 0 | 0 | 0 | 0 | 0 | 0 | 0 | 0
107 | Office - Large - Office (Open Plan) | 15 | 0.66337 | 0.20792 | 0.079208 | 0.049505 | 2641.0347 | 396.1552 | 262.796 | 262.796 | 0.83275 | 1571.26 | 830.81 | 115.1647 | 123.8 | 115.1647 | 0 | 0 | 1571.26 | 0 | 0 | 0 | 0 | 0 | 0 | 0 | 0 | 49.4 | 62.4 | 12 | 830.81 | 0 | 0 | 0 | 0 | 0 | 0 | 0 | 0
108 | Office - Large - Restrooms | 26 | 0.29 | 0.41 | 0.14 | 0.16 | 2641.0347 | 686.669 | 199.134 | 199.134 | 0.87326 | 1571.26 | 830.81 | 115.1647 | 123.8 | 115.1647 | 0 | 0 | 1571.26 | 0 | 0 | 0 | 0 | 0 | 0 | 0 | 0 | 49.4 | 62.4 | 12 | 830.81 | 0 | 0 | 0 | 0 | 0 | 0 | 0 | 0
110 | Office - Small - Conference Room | 16 | 0.55 | 0.24 | 0.12 | 0.09 | 2593.5767 | 414.9723 | 228.2347 | 228.2347 | 0.8559 | 1583.81 | 737.94 | 144.3867 | 127.44 | 144.3867 | 0 | 0 | 1583.81 | 0 | 0 | 0 | 0 | 0 | 0 | 0 | 0 | 53.04 | 62.4 | 12 | 737.94 | 0 | 0 | 0 | 0 | 0 | 0 | 0 | 0
111 | Office - Small - Copy Room (photocopying equipment) | 10 | 0.55 | 0.24 | 0.12 | 0.09 | 2593.5767 | 259.3577 | 142.6467 | 142.6467 | 0.90993 | 1583.81 | 737.94 | 144.3867 | 127.44 | 144.3867 | 0 | 0 | 1583.81 | 0 | 0 | 0 | 0 | 0 | 0 | 0 | 0 | 53.04 | 62.4 | 12 | 737.94 | 0 | 0 | 0 | 0 | 0 | 0 | 0 | 0
112 | Office - Small - Corridor | 10 | 0.66337 | 0.20792 | 0.079208 | 0.049505 | 2593.5767 | 259.3577 | 172.0491 | 172.0491 | 0.89137 | 1583.81 | 737.94 | 144.3867 | 127.44 | 144.3867 | 0 | 0 | 1583.81 | 0 | 0 | 0 | 0 | 0 | 0 | 0 | 0 | 53.04 | 62.4 | 12 | 737.94 | 0 | 0 | 0 | 0 | 0 | 0 | 0 | 0
113 | Office - Small - Lobby (Office Reception/Waiting) | 10 | 0.66337 | 0.20792 | 0.079208 | 0.049505 | 2593.5767 | 259.3577 | 172.0491 | 172.0491 | 0.89137 | 1583.81 | 737.94 | 144.3867 | 127.44 | 144.3867 | 0 | 0 | 1583.81 | 0 | 0 | 0 | 0 | 0 | 0 | 0 | 0 | 53.04 | 62.4 | 12 | 737.94 | 0 | 0 | 0 | 0 | 0 | 0 | 0 | 0
114 | Office - Small - Mechanical/Electrical Room | 16 | 0.29 | 0.41 | 0.14 | 0.16 | 2593.5767 | 414.9723 | 120.342 | 120.342 | 0.92402 | 1583.81 | 737.94 | 144.3867 | 127.44 | 144.3867 | 0 | 0 | 1583.81 | 0 | 0 | 0 | 0 | 0 | 0 | 0 | 0 | 53.04 | 62.4 | 12 | 737.94 | 0 | 0 | 0 | 0 | 0 | 0 | 0 | 0
115 | Office - Small - Office (Executive/Private) | 30 | 0.66337 | 0.20792 | 0.079208 | 0.049505 | 2593.5767 | 778.073 | 516.1474 | 516.1474 | 0.67411 | 1583.81 | 737.94 | 144.3867 | 127.44 | 144.3867 | 0 | 0 | 1583.81 | 0 | 0 | 0 | 0 | 0 | 0 | 0 | 0 | 53.04 | 62.4 | 12 | 737.94 | 0 | 0 | 0 | 0 | 0 | 0 | 0 | 0
116 | Office - Small - Restrooms | 10 | 0.66337 | 0.20792 | 0.079208 | 0.049505 | 2593.5767 | 259.3577 | 172.0491 | 172.0491 | 0.89137 | 1583.81 | 737.94 | 144.3867 | 127.44 | 144.3867 | 0 | 0 | 1583.81 | 0 | 0 | 0 | 0 | 0 | 0 | 0 | 0 | 53.04 | 62.4 | 12 | 737.94 | 0 | 0 | 0 | 0 | 0 | 0 | 0 | 0
123 | Restaurant - Fast-Food - Dining Area | 15 | 0.66337 | 0.20792 | 0.079208 | 0.049505 | 4849.6928 | 727.4539 | 482.5684 | 482.5684 | 0.83082 | 2852.3178 | 476.9 | 1303.875 | 216.6 | 594.75 | 594.75 | 114.375 | 2852.3178 | 0 | 0 | 0 | 0 | 0 | 0 | 0 | 0 | 98.8 | 98.8 | 19 | 476.9 | 0 | 0 | 0 | 0 | 0 | 0 | 0 | 0
124 | Restaurant - Fast-Food - Kitchen and Food Preparation | 15 | 0.66337 | 0.20792 | 0.079208 | 0.049505 | 4811.5164 | 721.7275 | 478.7697 | 478.7697 | 0.83093 | 2831.8414 | 476.9 | 1286.175 | 216.6 | 586.6763 | 586.6763 | 112.8224 | 2831.8414 | 0 | 0 | 0 | 0 | 0 | 0 | 0 | 0 | 98.8 | 98.8 | 19 | 476.9 | 0 | 0 | 0 | 0 | 0 | 0 | 0 | 0
125 | Restaurant - Fast-Food - Lobby (Main Entry and Assembly) | 15 | 0.66337 | 0.20792 | 0.079208 | 0.049505 | 4849.6928 | 727.4539 | 482.5684 | 482.5684 | 0.83082 | 2852.3178 | 476.9 | 1303.875 | 216.6 | 594.75 | 594.75 | 114.375 | 2852.3178 | 0 | 0 | 0 | 0 | 0 | 0 | 0 | 0 | 98.8 | 98.8 | 19 | 476.9 | 0 | 0 | 0 | 0 | 0 | 0 | 0 | 0
126 | Restaurant - Fast-Food - Restrooms | 15 | 0.66337 | 0.20792 | 0.079208 | 0.049505 | 4849.6928 | 727.4539 | 482.5684 | 482.5684 | 0.83082 | 2852.3178 | 476.9 | 1303.875 | 216.6 | 594.75 | 594.75 | 114.375 | 2852.3178 | 0 | 0 | 0 | 0 | 0 | 0 | 0 | 0 | 98.8 | 98.8 | 19 | 476.9 | 0 | 0 | 0 | 0 | 0 | 0 | 0 | 0
118 | Restaurant - Sit-Down - Dining Area | 15 | 0.66337 | 0.20792 | 0.079208 | 0.049505 | 4836.2847 | 725.4427 | 481.2343 | 481.2343 | 0.80028 | 2409.6 | 876.9147 | 1094.4 | 455.37 | 499.2 | 499.2 | 96 | 2409.6 | 0 | 0 | 0 | 0 | 0 | 0 | 0 | 0 | 207.7126 | 207.7126 | 39.9447 | 876.9147 | 0 | 0 | 0 | 0 | 0 | 0 | 0 | 0
119 | Restaurant - Sit-Down - Kitchen and Food Preparation | 15 | 0.66337 | 0.20792 | 0.079208 | 0.049505 | 4804.1797 | 720.627 | 478.0397 | 478.0397 | 0.80161 | 2409.6 | 855.5797 | 1094.4 | 444.6 | 499.2 | 499.2 | 96 | 2409.6 | 0 | 0 | 0 | 0 | 0 | 0 | 0 | 0 | 202.8 | 202.8 | 39 | 855.5797 | 0 | 0 | 0 | 0 | 0 | 0 | 0 | 0
120 | Restaurant - Sit-Down - Lobby (Main Entry and Assembly) | 15 | 0.66337 | 0.20792 | 0.079208 | 0.049505 | 4836.2847 | 725.4427 | 481.2343 | 481.2343 | 0.80028 | 2409.6 | 876.9147 | 1094.4 | 455.37 | 499.2 | 499.2 | 96 | 2409.6 | 0 | 0 | 0 | 0 | 0 | 0 | 0 | 0 | 207.7126 | 207.7126 | 39.9447 | 876.9147 | 0 | 0 | 0 | 0 | 0 | 0 | 0 | 0
121 | Restaurant - Sit-Down - Restrooms | 26 | 0.29 | 0.41 | 0.14 | 0.16 | 4836.2847 | 1257.434 | 364.6559 | 364.6559 | 0.84867 | 2409.6 | 876.9147 | 1094.4 | 455.37 | 499.2 | 499.2 | 96 | 2409.6 | 0 | 0 | 0 | 0 | 0 | 0 | 0 | 0 | 207.7126 | 207.7126 | 39.9447 | 876.9147 | 0 | 0 | 0 | 0 | 0 | 0 | 0 | 0
128 | Retail - 3-Story Large - Office (General) | 15 | 0.66337 | 0.20792 | 0.079208 | 0.049505 | 2596.0097 | 389.4015 | 258.3158 | 258.3158 | 0.84218 | 1636.7292 | 267.7333 | 551.2111 | 140.3361 | 255.1611 | 248.3 | 47.75 | 1636.7292 | 0 | 0 | 0 | 0 | 0 | 0 | 0 | 0 | 78.9389 | 51.4944 | 9.9028 | 267.7333 | 0 | 0 | 0 | 0 | 0 | 0 | 0 | 0
129 | Retail - 3-Story Large - Retail Sales and Wholesale Showroom | 0 | 0 | 0 | 0 | 0 | 3545.8972 | 0 | 0 | 0 | 1 | 2273.6417 | 317.9333 | 785.3111 | 169.0111 | 363.7111 | 353.6 | 68 | 2273.6417 | 0 | 0 | 0 | 0 | 0 | 0 | 0 | 0 | 99.0889 | 58.6444 | 11.2778 | 317.9333 | 0 | 0 | 0 | 0 | 0 | 0 | 0 | 0
130 | Retail - 3-Story Large - Storage (Conditioned) | 16 | 0.29 | 0.41 | 0.14 | 0.16 | 2701.5528 | 432.2484 | 125.352 | 125.352 | 0.92659 | 1707.4972 | 273.3111 | 577.2222 | 143.5222 | 267.2222 | 260 | 50 | 1707.4972 | 0 | 0 | 0 | 0 | 0 | 0 | 0 | 0 | 81.1778 | 52.2889 | 10.0556 | 273.3111 | 0 | 0 | 0 | 0 | 0 | 0 | 0 | 0
132 | Retail - Single-Story Large - Auto Repair Workshop | 0 | 0 | 0 | 0 | 0 | 3428.6053 | 0 | 0 | 0 | 1 | 2120.95 | 320.3553 | 852.15 | 135.15 | 388.7 | 388.7 | 74.75 | 2120.95 | 0 | 0 | 0 | 0 | 0 | 0 | 0 | 0 | 61.6474 | 61.6474 | 11.8553 | 320.3553 | 0 | 0 | 0 | 0 | 0 | 0 | 0 | 0
133 | Retail - Single-Story Large - Kitchen and Food Preparation | 15 | 0.66337 | 0.20792 | 0.079208 | 0.049505 | 3367.5437 | 505.1316 | 335.0873 | 335.0873 | 0.84719 | 2192.7987 | 254.765 | 824.22 | 95.76 | 375.96 | 375.96 | 72.3 | 2192.7987 | 0 | 0 | 0 | 0 | 0 | 0 | 0 | 0 | 43.68 | 43.68 | 8.4 | 254.765 | 0 | 0 | 0 | 0 | 0 | 0 | 0 | 0
134 | Retail - Single-Story Large - Office (General) | 15 | 0.66337 | 0.20792 | 0.079208 | 0.049505 | 2713.8704 | 407.0806 | 270.0435 | 270.0435 | 0.87562 | 2171.15 | 148.6184 | 331.402 | 62.7 | 233.2353 | 82.3333 | 15.8333 | 2171.15 | 0 | 0 | 0 | 0 | 0 | 0 | 0 | 0 | 28.6 | 28.6 | 5.5 | 148.6184 | 0 | 0 | 0 | 0 | 0 | 0 | 0 | 0
137 | Retail - Single-Story Large - Pharmacy | 0 | 0 | 0 | 0 | 0 | 3472.15 | 0 | 0 | 0 | 1 | 2202.525 | 294.925 | 852.15 | 122.55 | 388.7 | 388.7 | 74.75 | 2202.525 | 0 | 0 | 0 | 0 | 0 | 0 | 0 | 0 | 55.9 | 55.9 | 10.75 | 294.925 | 0 | 0 | 0 | 0 | 0 | 0 | 0 | 0
135 | Retail - Single-Story Large - Retail Sales and Wholesale Showroom | 0 | 0 | 0 | 0 | 0 | 4454.25 | 0 | 0 | 0 | 1 | 2855.125 | 345.125 | 1111.5 | 142.5 | 507 | 507 | 97.5 | 2855.125 | 0 | 0 | 0 | 0 | 0 | 0 | 0 | 0 | 65 | 65 | 12.5 | 345.125 | 0 | 0 | 0 | 0 | 0 | 0 | 0 | 0
136 | Retail - Single-Story Large - Storage (Conditioned) | 15 | 0.66337 | 0.20792 | 0.079208 | 0.049505 | 2737.5 | 410.625 | 272.3948 | 272.3948 | 0.83304 | 1631.5 | 251 | 741 | 114 | 338 | 338 | 65 | 1631.5 | 0 | 0 | 0 | 0 | 0 | 0 | 0 | 0 | 52 | 52 | 10 | 251 | 0 | 0 | 0 | 0 | 0 | 0 | 0 | 0
139 | Retail - Small - Retail Sales and Wholesale Showroom | 0 | 0 | 0 | 0 | 0 | 3377.8897 | 0 | 0 | 0 | 1 | 2172.2574 | 358.0441 | 744.4176 | 103.1706 | 373.3294 | 311.2353 | 59.8529 | 2172.2574 | 0 | 0 | 0 | 0 | 0 | 0 | 0 | 0 | 55.2118 | 40.2235 | 7.7353 | 358.0441 | 0 | 0 | 0 | 0 | 0 | 0 | 0 | 0
140 | Retail - Small - Storage (Conditioned) | 15 | 0.66337 | 0.20792 | 0.079208 | 0.049505 | 3377.8897 | 506.6835 | 336.1167 | 336.1167 | 0.84527 | 2172.2574 | 358.0441 | 744.4176 | 103.1706 | 373.3294 | 311.2353 | 59.8529 | 2172.2574 | 0 | 0 | 0 | 0 | 0 | 0 | 0 | 0 | 55.2118 | 40.2235 | 7.7353 | 358.0441 | 0 | 0 | 0 | 0 | 0 | 0 | 0 | 0
49 | Grocery - Comm/Ind Work (Loading Dock) | 16 | 0.29 | 0.41 | 0.14 | 0.16 | 4964 | 794.24 | 230.3296 | 230.3296 | 0.91503 | 2710.8 | 702.8 | 1231.2 | 319.2 | 561.6 | 561.6 | 108 | 2710.8 | 0 | 0 | 0 | 0 | 0 | 0 | 0 | 0 | 145.6 | 145.6 | 28 | 702.8 | 0 | 0 | 0 | 0 | 0 | 0 | 0 | 0
50 | Grocery - Office (General) | 30 | 0.66337 | 0.20792 | 0.079208 | 0.049505 | 4526 | 1357.8 | 900.7188 | 900.7188 | 0.66305 | 2673.15 | 439.25 | 1214.1 | 199.5 | 553.8 | 553.8 | 106.5 | 2673.15 | 0 | 0 | 0 | 0 | 0 | 0 | 0 | 0 | 91 | 91 | 17.5 | 439.25 | 0 | 0 | 0 | 0 | 0 | 0 | 0 | 0
51 | Grocery - Refrigerated (Food Preparation) | 16 | 0.29 | 0.41 | 0.14 | 0.16 | 4380 | 700.8 | 203.232 | 203.232 | 0.89879 | 2008 | 1004 | 912 | 456 | 416 | 416 | 80 | 2008 | 0 | 0 | 0 | 0 | 0 | 0 | 0 | 0 | 208 | 208 | 40 | 1004 | 0 | 0 | 0 | 0 | 0 | 0 | 0 | 0
52 | Grocery - Refrigerated (Walk-in Cooler) | 16 | 0.29 | 0.41 | 0.14 | 0.16 | 4380 | 700.8 | 203.232 | 203.232 | 0.89879 | 2008 | 1004 | 912 | 456 | 416 | 416 | 80 | 2008 | 0 | 0 | 0 | 0 | 0 | 0 | 0 | 0 | 208 | 208 | 40 | 1004 | 0 | 0 | 0 | 0 | 0 | 0 | 0 | 0
53 | Grocery - Refrigerated (Walk-in Freezer) | 16 | 0.29 | 0.41 | 0.14 | 0.16 | 4380 | 700.8 | 203.232 | 203.232 | 0.89879 | 2008 | 1004 | 912 | 456 | 416 | 416 | 80 | 2008 | 0 | 0 | 0 | 0 | 0 | 0 | 0 | 0 | 208 | 208 | 40 | 1004 | 0 | 0 | 0 | 0 | 0 | 0 | 0 | 0
54 | Grocery - Retail Sales, Grocery | 0 | 0 | 0 | 0 | 0 | 4964 | 0 | 0 | 0 | 1 | 2710.8 | 702.8 | 1231.2 | 319.2 | 561.6 | 561.6 | 108 | 2710.8 | 0 | 0 | 0 | 0 | 0 | 0 | 0 | 0 | 145.6 | 145.6 | 28 | 702.8 | 0 | 0 | 0 | 0 | 0 | 0 | 0 | 0
142 | Storage - Conditioned - Storage (Conditioned) | 16 | 0.29 | 0.41 | 0.14 | 0.16 | 3441.18 | 550.5888 | 159.6708 | 159.6708 | 0.91738 | 1932.7 | 612.44 | 728.4 | 167.64 | 343.2 | 343.2 | 42 | 1932.7 | 0 | 0 | 0 | 0 | 0 | 0 | 0 | 0 | 65.52 | 65.52 | 36.6 | 612.44 | 0 | 0 | 0 | 0 | 0 | 0 | 0 | 0
143 | Storage - Unconditioned - Storage (Unconditioned) | 16 | 0.29 | 0.41 | 0.14 | 0.16 | 3441.18 | 550.5888 | 159.6708 | 159.6708 | 0.91738 | 1932.7 | 612.44 | 728.4 | 167.64 | 343.2 | 343.2 | 42 | 1932.7 | 0 | 0 | 0 | 0 | 0 | 0 | 0 | 0 | 65.52 | 65.52 | 36.6 | 612.44 | 0 | 0 | 0 | 0 | 0 | 0 | 0 | 0
144 | Warehouse - Refrigerated - Comm/Ind Work (Loading Dock) | 15 | 0.66337 | 0.20792 | 0.079208 | 0.049505 | 4818 | 722.7 | 479.4149 | 479.4149 | 0.65272 | 1380.5 | 1932.7 | 438.9 | 1065.9 | 200.2 | 200.2 | 38.5 | 1380.5 | 0 | 0 | 0 | 0 | 0 | 0 | 0 | 0 | 486.2 | 486.2 | 93.5 | 1932.7 | 0 | 0 | 0 | 0 | 0 | 0 | 0 | 0
145 | Warehouse - Refrigerated - Office (General) | 15 | 0.66337 | 0.20792 | 0.079208 | 0.049505 | 3522.25 | 528.3375 | 350.4813 | 350.4813 | 0.80052 | 1757 | 665.15 | 558.6 | 541.5 | 254.8 | 254.8 | 49 | 1757 | 0 | 0 | 0 | 0 | 0 | 0 | 0 | 0 | 247 | 247 | 47.5 | 665.15 | 0 | 0 | 0 | 0 | 0 | 0 | 0 | 0
146 | Warehouse - Refrigerated - Refrigerated (Cooled Storage) | 15 | 0.66337 | 0.20792 | 0.079208 | 0.049505 | 4818 | 722.7 | 479.4149 | 479.4149 | 0.65272 | 1380.5 | 1932.7 | 438.9 | 1065.9 | 200.2 | 200.2 | 38.5 | 1380.5 | 0 | 0 | 0 | 0 | 0 | 0 | 0 | 0 | 486.2 | 486.2 | 93.5 | 1932.7 | 0 | 0 | 0 | 0 | 0 | 0 | 0 | 0
147 | Warehouse - Refrigerated - Refrigerated (Frozen Storage) | 15 | 0.66337 | 0.20792 | 0.079208 | 0.049505 | 4818 | 722.7 | 479.4149 | 479.4149 | 0.65272 | 1380.5 | 1932.7 | 438.9 | 1065.9 | 200.2 | 200.2 | 38.5 | 1380.5 | 0 | 0 | 0 | 0 | 0 | 0 | 0 | 0 | 486.2 | 486.2 | 93.5 | 1932.7 | 0 | 0 | 0 | 0 | 0 | 0 | 0 | 0

## OccSensFractions2013
[26 empty] | Open Hours | [11 empty] | Closed Hours | [15 empty] | Open Hours | [11 empty] | Closed Hours
|  |  |  | 1 | 2 | 3 | 4 | 5 | 6 | 7 | 8 | 9 | 10 | 11 | 12 | 13 | 14 | 15 | 16 | 17 | 18 | Weekday |  | Weekend | [5 empty] | (break) | (break) | (break) | (break) | (summer) | (summer) | (summer) | (summer) | (in session) | (in session) | (in session) | (in session) | (break) | (break) | (break) | (break) | (summer) | (summer) | (summer) | (summer) | Weekday |  | Weekend | [5 empty] | (break) | (break) | (break) | (break) | (summer) | (summer) | (summer) | (summer) | (in session) | (in session) | (in session) | (in session) | (break) | (break) | (break) | (break) | (summer) | (summer) | (summer) | (summer)
[5 empty] | 6 | 7 | 8 | 9 | 10 | LF/HID | [5 empty] | CFL
| Covered by 2013 Title 24 | Fraction Reduction | Fraction of Area |  | Total | Weekday Open | Weekday Closed | Weekend Open | Weekend Closed | Total Hours | Reduction | Weekday Open Reduction | With In Session Adustment | Schedule Adjustment | EFLH Adjustment | Total Hours | Reduction | Weekday Open Reduction | With In Session Adustment | Schedule Adjustment | EFLH Adjustment | Open | Closed | Open | Closed | Sat | Sun | Hol | all | Sat | Sun | Hol | all | Sat | Sun | Hol | all | Sat | Sun | Hol | all | Sat | Sun | Hol | all | Sat | Sun | Hol | all | Open | Closed | Open | Closed | Sat | Sun | Hol | all | Sat | Sun | Hol | all | Sat | Sun | Hol | all | Sat | Sun | Hol | all | Sat | Sun | Hol | all | Sat | Sun | Hol | all
1 | 0 | 0 | 0 | Assembly - Auditorium | 20 | 0.4 | 0.36 | 0.13 | 0.11 | 2430.9 | 0 | 0 | 0 | 1 | 1 | 1542.51 | 308.502 | 0 | 0 | 1 | 1 | 1483.41 | 188.25 | 673.74 | 85.5 | 307.32 | 307.32 | 59.1 | 1483.41 | 0 | 0 | 0 | 0 | 0 | 0 | 0 | 0 | 39 | 39 | 7.5 | 188.25 | 0 | 0 | 0 | 0 | 0 | 0 | 0 | 0 | 1190.744 | 384.8667 | 540.816 | 174.8 | 246.688 | 246.688 | 47.44 | 1190.744 | 0 | 0 | 0 | 0 | 0 | 0 | 0 | 0 | 79.7333 | 79.7333 | 15.3333 | 384.8667 | 0 | 0 | 0 | 0 | 0 | 0 | 0 | 0
2 | 1 | 1 | 0.5 | Assembly - Office (General) | 16 | 0.66337 | 0.20792 | 0.079208 | 0.049505 | 3173.4722 | 253.8778 | 168.414 | 168.414 | 0.90464 | 0.92 | 1836.425 | 293.828 | 97.4578 | 97.4578 | 0.92098 | 0.92 | 1766.0639 | 416.2417 | 802.1167 | 189.05 | 365.8778 | 365.8778 | 70.3611 | 1766.0639 | 0 | 0 | 0 | 0 | 0 | 0 | 0 | 0 | 86.2333 | 86.2333 | 16.5833 | 416.2417 | 0 | 0 | 0 | 0 | 0 | 0 | 0 | 0 | 1233.3861 | 374.4083 | 560.1833 | 170.05 | 255.5222 | 255.5222 | 49.1389 | 1233.3861 | 0 | 0 | 0 | 0 | 0 | 0 | 0 | 0 | 77.5667 | 77.5667 | 14.9167 | 374.4083 | 0 | 0 | 0 | 0 | 0 | 0 | 0 | 0
4 | 1 | 1 | 1 | Education - Primary School - Classroom/Lecture | 20 | 0.4 | 0.36 | 0.13 | 0.11 | 2436.04 | 487.208 | 194.8832 | 194.8832 | 0.87511 | 0.8 | 1560.4 | 312.08 | 124.832 | 124.832 | 0.92026 | 0.8 | 1560.4 | 650.64 | 115.2 | 109.8 | 115.2 | 0 | 0 | 1560.4 | 0 | 0 | 0 | 0 | 0 | 0 | 0 | 0 | 41.4 | 43.2 | 8.4 | 620.4 | 7.68 | 7.68 | 1.44 | 30.24 | 0 | 0 | 0 | 0 | 1565.4463 | 682.4021 | 158.4 | 123.3 | 158.4 | 0 | 0 | 1565.4463 | 0 | 0 | 0 | 0 | 0 | 0 | 0 | 0 | 54.9 | 43.2 | 8.4 | 652.1621 | 7.68 | 7.68 | 1.44 | 30.24 | 0 | 0 | 0 | 0
5 | 0 | 0 | 0 | Education - Primary School - Dining Area | 16 | 0.66337 | 0.20792 | 0.079208 | 0.049505 | 1339.64 | 0 | 0 | 0 | 1 | 1 | 987 | 157.92 | 0 | 0 | 1 | 1 | 987 | 161.84 | 93.6 | 97.2 | 93.6 | 0 | 0 | 987 | 0 | 0 | 0 | 0 | 0 | 0 | 0 | 0 | 28.8 | 43.2 | 8.4 | 131.6 | 7.68 | 7.68 | 1.44 | 30.24 | 0 | 0 | 0 | 0 | 1001.1 | 201.32 | 95.76 | 105.84 | 95.76 | 0 | 0 | 1001.1 | 0 | 0 | 0 | 0 | 0 | 0 | 0 | 0 | 37.44 | 43.2 | 8.4 | 171.08 | 7.68 | 7.68 | 1.44 | 30.24 | 0 | 0 | 0 | 0
6 | 0 | 0 | 0 | Education - Primary School - Exercising Centers and Gymnasium | 16 | 0.66337 | 0.20792 | 0.079208 | 0.049505 | 2038.9607 | 0 | 0 | 0 | 1 | 1 | 1497.9571 | 239.6731 | 0 | 0 | 1 | 1 | 1497.9571 | 264.5686 | 130.635 | 145.8 | 130.635 | 0 | 0 | 1497.9571 | 0 | 0 | 0 | 0 | 0 | 0 | 0 | 0 | 77.4 | 43.2 | 8.4 | 234.3286 | 7.68 | 7.68 | 1.44 | 30.24 | 0 | 0 | 0 | 0 | 1666.5529 | 314.3214 | 156.9105 | 163.62 | 156.9105 | 0 | 0 | 1666.5529 | 0 | 0 | 0 | 0 | 0 | 0 | 0 | 0 | 95.22 | 43.2 | 8.4 | 284.0814 | 7.68 | 7.68 | 1.44 | 30.24 | 0 | 0 | 0 | 0
7 | 0 | 0 | 0 | Education - Primary School - Kitchen and Food Preparation | 16 | 0.66337 | 0.20792 | 0.079208 | 0.049505 | 1660.84 | 0 | 0 | 0 | 1 | 1 | 1297.2 | 207.552 | 0 | 0 | 1 | 1 | 1297.2 | 161.84 | 104.6 | 97.2 | 104.6 | 0 | 0 | 1297.2 | 0 | 0 | 0 | 0 | 0 | 0 | 0 | 0 | 28.8 | 43.2 | 8.4 | 131.6 | 7.68 | 7.68 | 1.44 | 30.24 | 0 | 0 | 0 | 0 | 1306.4021 | 201.32 | 106.46 | 105.84 | 106.46 | 0 | 0 | 1306.4021 | 0 | 0 | 0 | 0 | 0 | 0 | 0 | 0 | 37.44 | 43.2 | 8.4 | 171.08 | 7.68 | 7.68 | 1.44 | 30.24 | 0 | 0 | 0 | 0
48 | 1 | 1 | 1 | Education - Relocatable Classroom - Classroom/Lecture | 20 | 0.4 | 0.36 | 0.13 | 0.11 | 2472.76 | 494.552 | 197.8208 | 197.8208 | 0.88177 | 0.8 | 1702.8 | 340.56 | 136.224 | 136.224 | 0.91889 | 0.8 | 1673.2 | 537.84 | 146.6 | 115.12 | 117 | 0 | 0 | 1673.2 | 29.6 | 0 | 0 | 0 | 0 | 0 | 0 | 0 | 39.6 | 43.2 | 8.4 | 507.6 | 14.8 | 7.68 | 1.44 | 30.24 | 0 | 0 | 0 | 0 | 1679.4337 | 568.4147 | 147.14 | 122.68 | 117.54 | 0 | 0 | 1679.4337 | 29.6 | 0 | 0 | 0 | 0 | 0 | 0 | 0 | 47.16 | 43.2 | 8.4 | 538.1747 | 14.8 | 7.68 | 1.44 | 30.24 | 0 | 0 | 0 | 0
9 | 1 | 1 | 1 | Education - Secondary School - Classroom/Lecture | 20 | 0.4 | 0.36 | 0.13 | 0.11 | 2436.04 | 487.208 | 194.8832 | 194.8832 | 0.88353 | 0.8 | 1673.2 | 334.64 | 133.856 | 133.856 | 0.9203 | 0.8 | 1673.2 | 537.84 | 117 | 108 | 117 | 0 | 0 | 1673.2 | 0 | 0 | 0 | 0 | 0 | 0 | 0 | 0 | 39.6 | 43.2 | 8.4 | 507.6 | 7.68 | 7.68 | 1.44 | 30.24 | 0 | 0 | 0 | 0 | 1679.4337 | 568.4147 | 117.54 | 115.56 | 117.54 | 0 | 0 | 1679.4337 | 0 | 0 | 0 | 0 | 0 | 0 | 0 | 0 | 47.16 | 43.2 | 8.4 | 538.1747 | 7.68 | 7.68 | 1.44 | 30.24 | 0 | 0 | 0 | 0
10 | 1 | 1 | 1 | Education - Secondary School - Computer Room (Instructional/PC Lab) | 20 | 0.4 | 0.36 | 0.13 | 0.11 | 2127.3242 | 425.4648 | 170.1859 | 170.1859 | 0.8806 | 0.8 | 1425.3368 | 285.0674 | 114.0269 | 114.0269 | 0.92859 | 0.8 | 1425.3368 | 476.9874 | 117 | 108 | 117 | 0 | 0 | 1425.3368 | 0 | 0 | 0 | 0 | 0 | 0 | 0 | 0 | 39.6 | 43.2 | 8.4 | 446.7474 | 7.68 | 7.68 | 1.44 | 30.24 | 0 | 0 | 0 | 0 | 1596.8126 | 548.1305 | 131.94 | 117.36 | 131.94 | 0 | 0 | 1596.8126 | 0 | 0 | 0 | 0 | 0 | 0 | 0 | 0 | 48.96 | 43.2 | 8.4 | 517.8905 | 7.68 | 7.68 | 1.44 | 30.24 | 0 | 0 | 0 | 0
11 | 0 | 0 | 0 | Education - Secondary School - Dining Area | 16 | 0.66337 | 0.20792 | 0.079208 | 0.049505 | 2351.44 | 0 | 0 | 0 | 1 | 1 | 1710.8 | 273.728 | 0 | 0 | 1 | 1 | 1710.8 | 331.04 | 154.8 | 154.8 | 154.8 | 0 | 0 | 1710.8 | 0 | 0 | 0 | 0 | 0 | 0 | 0 | 0 | 86.4 | 43.2 | 8.4 | 300.8 | 7.68 | 7.68 | 1.44 | 30.24 | 0 | 0 | 0 | 0 | 1716.44 | 364.88 | 130.68 | 150.48 | 130.68 | 0 | 0 | 1716.44 | 0 | 0 | 0 | 0 | 0 | 0 | 0 | 0 | 82.08 | 43.2 | 8.4 | 334.64 | 7.68 | 7.68 | 1.44 | 30.24 | 0 | 0 | 0 | 0
12 | 0 | 0 | 0 | Education - Secondary School - Exercising Centers and Gymnasium | 16 | 0.66337 | 0.20792 | 0.079208 | 0.049505 | 2355.0525 | 0 | 0 | 0 | 1 | 1 | 1688.475 | 270.156 | 0 | 0 | 1 | 1 | 1688.475 | 409.1775 | 124.2 | 133.2 | 124.2 | 0 | 0 | 1688.475 | 0 | 0 | 0 | 0 | 0 | 0 | 0 | 0 | 64.8 | 43.2 | 8.4 | 378.9375 | 7.68 | 7.68 | 1.44 | 30.24 | 0 | 0 | 0 | 0 | 1694.4675 | 441.7838 | 126.1145 | 140.2691 | 126.1145 | 0 | 0 | 1694.4675 | 0 | 0 | 0 | 0 | 0 | 0 | 0 | 0 | 71.8691 | 43.2 | 8.4 | 411.5438 | 7.68 | 7.68 | 1.44 | 30.24 | 0 | 0 | 0 | 0
13 | 0 | 0 | 0 | Education - Secondary School - Kitchen and Food Preparation | 16 | 0.66337 | 0.20792 | 0.079208 | 0.049505 | 1139.44 | 0 | 0 | 0 | 1 | 1 | 817.8 | 130.848 | 0 | 0 | 1 | 1 | 817.8 | 152.44 | 73.8 | 95.4 | 73.8 | 0 | 0 | 817.8 | 0 | 0 | 0 | 0 | 0 | 0 | 0 | 0 | 27 | 43.2 | 8.4 | 122.2 | 7.68 | 7.68 | 1.44 | 30.24 | 0 | 0 | 0 | 0 | 837.54 | 189.1 | 76.5 | 103.5 | 76.5 | 0 | 0 | 837.54 | 0 | 0 | 0 | 0 | 0 | 0 | 0 | 0 | 35.1 | 43.2 | 8.4 | 158.86 | 7.68 | 7.68 | 1.44 | 30.24 | 0 | 0 | 0 | 0
14 | 1 | 1 | 0.3 | Education - Secondary School - Office (General) | 16 | 0.66337 | 0.20792 | 0.079208 | 0.049505 | 2256.8084 | 108.3268 | 71.8604 | 71.8604 | 0.96018 | 0.952 | 1804.8 | 288.768 | 57.4677 | 57.4677 | 0.96823 | 0.952 | 1804.8 | 199.44 | 124.5789 | 127.9895 | 124.5789 | 0 | 0 | 1804.8 | 0 | 0 | 0 | 0 | 0 | 0 | 0 | 0 | 59.5895 | 43.2 | 8.4 | 169.2 | 7.68 | 7.68 | 1.44 | 30.24 | 0 | 0 | 0 | 0 | 1808.9558 | 235.3579 | 105.0537 | 128.7568 | 105.0537 | 0 | 0 | 1808.9558 | 0 | 0 | 0 | 0 | 0 | 0 | 0 | 0 | 60.3568 | 43.2 | 8.4 | 205.1179 | 7.68 | 7.68 | 1.44 | 30.24 | 0 | 0 | 0 | 0
16 | 1 | 1 | 1 | Education - Community College - Classroom/Lecture | 20 | 0.4 | 0.36 | 0.13 | 0.11 | 2346.43 | 469.286 | 187.7144 | 163.2073 | 0.89993 | 0.8 | 1630.85 | 326.17 | 130.468 | 110.3689 | 0.92604 | 0.8 | 1875.7375 | 291.2725 | 76.9 | 102.52 | 65.6 | 0 | 0 | 1630.85 | 0 | 0 | 0 | 0 | 11.3 | 0 | 0 | 244.8875 | 30.4 | 38.4 | 7.2 | 224.77 | 5.76 | 5.76 | 1.44 | 18.24 | 6 | 6.72 | 0.84 | 48.2625 | 1764.025 | 400.835 | 107.42 | 114.24 | 91.68 | 0 | 0 | 1492.27 | 0 | 0 | 0 | 0 | 15.74 | 0 | 0 | 271.755 | 40.32 | 38.4 | 7.2 | 332.93 | 5.76 | 5.76 | 1.44 | 18.24 | 7.8 | 6.72 | 0.84 | 49.665
17 | 0 | 0 | 0 | Education - Community College - Comm/Ind Work (General, Low Bay) | 16 | 0.66337 | 0.20792 | 0.079208 | 0.049505 | 2346.43 | 0 | 0 | 0 | 1 | 1 | 1630.85 | 260.936 | 0 | 0 | 1 | 1 | 1875.7375 | 291.2725 | 76.9 | 102.52 | 65.6 | 0 | 0 | 1630.85 | 0 | 0 | 0 | 0 | 11.3 | 0 | 0 | 244.8875 | 30.4 | 38.4 | 7.2 | 224.77 | 5.76 | 5.76 | 1.44 | 18.24 | 6 | 6.72 | 0.84 | 48.2625 | 1764.025 | 400.835 | 107.42 | 114.24 | 91.68 | 0 | 0 | 1492.27 | 0 | 0 | 0 | 0 | 15.74 | 0 | 0 | 271.755 | 40.32 | 38.4 | 7.2 | 332.93 | 5.76 | 5.76 | 1.44 | 18.24 | 7.8 | 6.72 | 0.84 | 49.665
18 | 1 | 1 | 1 | Education - Community College - Computer Room (Instructional/PC Lab) | 20 | 0.4 | 0.36 | 0.13 | 0.11 | 2059.1667 | 411.8333 | 164.7333 | 138.8485 | 0.89456 | 0.8 | 1316.7917 | 263.3583 | 105.3433 | 89.3681 | 0.94252 | 0.8 | 1562.275 | 259.8067 | 93 | 144.085 | 82.1333 | 0 | 0 | 1316.7917 | 0 | 0 | 0 | 0 | 10.8667 | 0 | 0 | 245.4833 | 61.7778 | 38.4 | 7.2 | 193.4111 | 5.76 | 5.76 | 1.44 | 18.24 | 12.9472 | 9.6 | 1.2 | 48.1556 | 1832.7333 | 455.8289 | 108.5467 | 124.1772 | 91.68 | 0 | 0 | 1554.8 | 0 | 0 | 0 | 0 | 16.8667 | 0 | 0 | 277.9333 | 40.32 | 38.4 | 7.2 | 388.7 | 5.76 | 5.76 | 1.44 | 18.24 | 14.4972 | 9.6 | 1.2 | 48.8889
19 | 0 | 0 | 0 | Education - Community College - Dining Area | 16 | 0.66337 | 0.20792 | 0.079208 | 0.049505 | 2436.1188 | 0 | 0 | 0 | 1 | 1 | 1546.35 | 247.416 | 0 | 0 | 1 | 1 | 1809.3628 | 263.3854 | 186.3167 | 177.0539 | 168 | 0 | 0 | 1546.35 | 0 | 0 | 0 | 0 | 18.3167 | 0 | 0 | 263.0128 | 87.2 | 38.4 | 7.2 | 185.9 | 10.08 | 10.08 | 2.52 | 31.92 | 14.0139 | 6.72 | 0.84 | 45.5654 | 1811.55 | 279.12 | 169.7833 | 160.0761 | 151.4667 | 0 | 0 | 1566.0667 | 0 | 0 | 0 | 0 | 18.3167 | 0 | 0 | 245.4833 | 70.2222 | 38.4 | 7.2 | 199.0444 | 10.08 | 10.08 | 2.52 | 31.92 | 14.0139 | 6.72 | 0.84 | 48.1556
20 | 0 | 0 | 0 | Education - Community College - Kitchen and Food Preparation | 16 | 0.66337 | 0.20792 | 0.079208 | 0.049505 | 2802.2802 | 0 | 0 | 0 | 1 | 1 | 1782.95 | 285.272 | 0 | 0 | 1 | 1 | 2063.5024 | 335.0073 | 199.5167 | 204.2539 | 181.2 | 0 | 0 | 1782.95 | 0 | 0 | 0 | 0 | 18.3167 | 0 | 0 | 280.5524 | 114.4 | 38.4 | 7.2 | 253.5 | 10.08 | 10.08 | 2.52 | 31.92 | 14.0139 | 6.72 | 0.84 | 49.5873 | 1786.2292 | 278.5478 | 169.7833 | 160.0761 | 151.4667 | 0 | 0 | 1524.5208 | 0 | 0 | 0 | 0 | 18.3167 | 0 | 0 | 261.7083 | 70.2222 | 38.4 | 7.2 | 198.1056 | 10.08 | 10.08 | 2.52 | 31.92 | 14.0139 | 6.72 | 0.84 | 48.5222
21 | 1 | 1 | 0.3 | Education - Community College - Office (General) | 16 | 0.66337 | 0.20792 | 0.079208 | 0.049505 | 2474.1204 | 118.7578 | 78.7799 | 66.645 | 0.95782 | 0.952 | 1580.15 | 252.824 | 50.3145 | 43.5956 | 0.97216 | 0.952 | 1867.8688 | 271.365 | 179.6778 | 155.2089 | 162.4889 | 0 | 0 | 1580.15 | 0 | 0 | 0 | 0 | 17.1889 | 0 | 0 | 287.7187 | 76.4444 | 38.4 | 7.2 | 202.8 | 5.76 | 5.76 | 1.44 | 18.24 | 12.6444 | 6.72 | 0.84 | 50.325 | 1807.425 | 265.8067 | 134.1667 | 145.2533 | 116.9778 | 0 | 0 | 1566.0667 | 0 | 0 | 0 | 0 | 17.1889 | 0 | 0 | 241.3583 | 66.4889 | 38.4 | 7.2 | 199.0444 | 5.76 | 5.76 | 1.44 | 18.24 | 12.6444 | 6.72 | 0.84 | 48.5222
30 | 1 | 1 | 1 | Education - University - Classroom/Lecture | 20 | 0.4 | 0.36 | 0.13 | 0.11 | 2362.9895 | 472.5979 | 189.0392 | 162.0074 | 0.89242 | 0.8 | 1510.9789 | 302.1958 | 120.8783 | 103.5471 | 0.93155 | 0.8 | 1757.1421 | 392.8411 | 115.8974 | 97.1089 | 67.9579 | 27.2 | 5.1 | 1505.8789 | 0 | 0 | 0 | 0 | 9.7895 | 5.2 | 0.65 | 251.2632 | 32.4211 | 24 | 4.5 | 315.7632 | 10.08 | 10.08 | 2.52 | 31.92 | 6.7579 | 6 | 0.75 | 45.1579 | 1766.0253 | 444.3305 | 196.0371 | 124.9282 | 121.8189 | 43.36 | 8.13 | 1512.8168 | 0 | 0 | 0 | 0 | 14.5832 | 7.24 | 0.905 | 253.2084 | 47.4105 | 31.2 | 5.85 | 355.7895 | 10.08 | 10.08 | 2.52 | 31.92 | 9.0126 | 7.8 | 0.975 | 56.6211
31 | 0 | 0 | 0 | Education - University - Comm/Ind Work (General, Low Bay) | 16 | 0.66337 | 0.20792 | 0.079208 | 0.049505 | 2362.9895 | 0 | 0 | 0 | 1 | 1 | 1510.9789 | 241.7566 | 0 | 0 | 1 | 1 | 1757.1421 | 392.8411 | 115.8974 | 97.1089 | 67.9579 | 27.2 | 5.1 | 1505.8789 | 0 | 0 | 0 | 0 | 9.7895 | 5.2 | 0.65 | 251.2632 | 32.4211 | 24 | 4.5 | 315.7632 | 10.08 | 10.08 | 2.52 | 31.92 | 6.7579 | 6 | 0.75 | 45.1579 | 1766.0253 | 444.3305 | 196.0371 | 124.9282 | 121.8189 | 43.36 | 8.13 | 1512.8168 | 0 | 0 | 0 | 0 | 14.5832 | 7.24 | 0.905 | 253.2084 | 47.4105 | 31.2 | 5.85 | 355.7895 | 10.08 | 10.08 | 2.52 | 31.92 | 9.0126 | 7.8 | 0.975 | 56.6211
32 | 1 | 1 | 1 | Education - University - Computer Room (Instructional/PC Lab) | 20 | 0.4 | 0.36 | 0.13 | 0.11 | 2153.6059 | 430.7212 | 172.2885 | 147.722 | 0.88345 | 0.8 | 1287.75 | 257.55 | 103.02 | 89.4538 | 0.94448 | 0.8 | 1478.2875 | 239.35 | 270.7056 | 165.2628 | 108 | 108 | 20.25 | 1267.5 | 0 | 0 | 0 | 0 | 16.2144 | 16.2144 | 2.0268 | 210.7875 | 53.3778 | 53.3778 | 10.0083 | 169 | 14.4 | 14.4 | 3.6 | 45.6 | 7.576 | 7.576 | 0.947 | 24.75 | 1855.4708 | 239.35 | 317.9556 | 168.4712 | 129.6 | 129.6 | 24.3 | 1611.1333 | 0 | 0 | 0 | 0 | 16.2144 | 16.2144 | 2.0268 | 244.3375 | 54.8444 | 54.8444 | 10.2833 | 169 | 14.4 | 14.4 | 3.6 | 45.6 | 7.576 | 7.576 | 0.947 | 24.75
33 | 1 | 0.4 | 1 | Education - University - Corridor | 16 | 0.66337 | 0.20792 | 0.079208 | 0.049505 | 2436.9611 | 155.9655 | 103.4623 | 103.4623 | 0.9471 | 0.936 | 1958.4056 | 313.3449 | 83.145 | 83.145 | 0.94744 | 0.936 | 1955.7056 | 240.5756 | 127.5 | 113.18 | 110.4 | 14.4 | 2.7 | 1955.7056 | 0 | 0 | 0 | 0 | 0 | 0 | 0 | 0 | 41.6 | 24 | 4.5 | 155.8556 | 10.08 | 10.08 | 2.52 | 31.92 | 9.6 | 9.6 | 1.2 | 52.8 | 1581.84 | 274 | 146.55 | 130.69 | 124.32 | 18.72 | 3.51 | 1581.84 | 0 | 0 | 0 | 0 | 0 | 0 | 0 | 0 | 50.56 | 31.2 | 5.85 | 189.28 | 10.08 | 10.08 | 2.52 | 31.92 | 9.6 | 9.6 | 1.2 | 52.8
34 | 0 | 0 | 0 | Education - University - Dining Area | 16 | 0.66337 | 0.20792 | 0.079208 | 0.049505 | 2645.9277 | 0 | 0 | 0 | 1 | 1 | 1756.725 | 281.076 | 0 | 0 | 1 | 1 | 2015.1875 | 225.67 | 270.7056 | 134.3646 | 108 | 108 | 20.25 | 1736.475 | 0 | 0 | 0 | 0 | 16.2144 | 16.2144 | 2.0268 | 278.7125 | 43.7333 | 43.7333 | 8.2 | 169 | 10.08 | 10.08 | 2.52 | 31.92 | 7.5379 | 7.5379 | 0.94223 | 24.75 | 1776.5117 | 227.32 | 242.7736 | 133.51 | 97.2 | 97.2 | 18.225 | 1536.4917 | 0 | 0 | 0 | 0 | 14.1876 | 14.1876 | 1.7734 | 240.02 | 43.2533 | 43.2533 | 8.11 | 169 | 10.08 | 10.08 | 2.52 | 31.92 | 7.6298 | 7.6298 | 0.95373 | 26.4
35 | 1 | 0 | 0 | Education - University - Hotel/Motel Guest Room (incl. toilets) | 10 | 0.66337 | 0.20792 | 0.079208 | 0.049505 | 1136.44 | 0 | 0 | 0 | 1 | 1 | 468.8256 | 46.8826 | 0 | 0 | 1 | 1 | 519.475 | 276.04 | 140.6531 | 200.2719 | 62.66 | 52.72 | 9.885 | 458.9406 | 0 | 0 | 0 | 0 | 7.8113 | 6.735 | 0.84187 | 60.5344 | 79.82 | 72.72 | 13.635 | 226.0375 | 5.76 | 5.76 | 1.44 | 18.24 | 10.3538 | 9.585 | 1.1981 | 31.7625 | 519.475 | 276.04 | 140.6531 | 200.2719 | 62.66 | 52.72 | 9.885 | 458.9406 | 0 | 0 | 0 | 0 | 7.8113 | 6.735 | 0.84187 | 60.5344 | 79.82 | 72.72 | 13.635 | 226.0375 | 5.76 | 5.76 | 1.44 | 18.24 | 10.3538 | 9.585 | 1.1981 | 31.7625
36 | 0 | 0 | 0 | Education - University - Kitchen and Food Preparation | 16 | 0.66337 | 0.20792 | 0.079208 | 0.049505 | 2715.8284 | 0 | 0 | 0 | 1 | 1 | 1756.725 | 281.076 | 0 | 0 | 1 | 1 | 2073.7625 | 225.67 | 279.3195 | 137.0764 | 108 | 108 | 20.25 | 1736.475 | 0 | 0 | 0 | 0 | 20.268 | 20.268 | 2.5335 | 337.2875 | 43.7333 | 43.7333 | 8.2 | 169 | 10.08 | 10.08 | 2.52 | 31.92 | 8.814 | 8.814 | 1.1017 | 24.75 | 1835.0867 | 227.32 | 251.3875 | 136.2218 | 97.2 | 97.2 | 18.225 | 1536.4917 | 0 | 0 | 0 | 0 | 18.2412 | 18.2412 | 2.2801 | 298.595 | 43.2533 | 43.2533 | 8.11 | 169 | 10.08 | 10.08 | 2.52 | 31.92 | 8.9059 | 8.9059 | 1.1132 | 26.4
37 | 1 | 1 | 0.3 | Education - University - Office (General) | 16 | 0.66337 | 0.20792 | 0.079208 | 0.049505 | 2725.3413 | 130.8164 | 86.7792 | 75.6109 | 0.96134 | 0.952 | 1958.4056 | 313.3449 | 62.3587 | 52.6345 | 0.96673 | 0.952 | 2244.5778 | 219.7978 | 152.2929 | 108.6729 | 110.4 | 14.4 | 2.7 | 1955.7056 | 0 | 0 | 0 | 0 | 20.7429 | 3.6 | 0.45 | 288.8722 | 41.6 | 24 | 4.5 | 155.8556 | 10.08 | 10.08 | 2.52 | 31.92 | 9.1429 | 6 | 0.75 | 32.0222 | 1874.0856 | 265.8356 | 175.1807 | 130.2907 | 124.32 | 18.72 | 3.51 | 1581.84 | 0 | 0 | 0 | 0 | 23.3657 | 4.68 | 0.585 | 292.2456 | 50.56 | 31.2 | 5.85 | 189.28 | 10.08 | 10.08 | 2.52 | 31.92 | 11.2257 | 7.8 | 0.975 | 44.6356
56 | 0 | 0 | 0 | Health/Medical - Hospital - Dining Area | 16 | 0.66337 | 0.20792 | 0.079208 | 0.049505 | 5858.4 | 0 | 0 | 0 | 1 | 1 | 4360.8 | 697.728 | 0 | 0 | 1 | 1 | 4216.8 | 0 | 1641.6 | 0 | 748.8 | 748.8 | 144 | 4216.8 | 0 | 0 | 0 | 0 | 0 | 0 | 0 | 0 | 0 | 0 | 0 | 0 | 0 | 0 | 0 | 0 | 0 | 0 | 0 | 0 | 3915.6 | 0 | 22.8 | 524.4 | 10.4 | 10.4 | 2 | 3915.6 | 0 | 0 | 0 | 0 | 0 | 0 | 0 | 0 | 239.2 | 239.2 | 46 | 0 | 0 | 0 | 0 | 0 | 0 | 0 | 0 | 0
57 | 0 | 0 | 0 | Health/Medical - Hospital - Kitchen and Food Preparation | 16 | 0.66337 | 0.20792 | 0.079208 | 0.049505 | 5858.4 | 0 | 0 | 0 | 1 | 1 | 4360.8 | 697.728 | 0 | 0 | 1 | 1 | 4216.8 | 0 | 1641.6 | 0 | 748.8 | 748.8 | 144 | 4216.8 | 0 | 0 | 0 | 0 | 0 | 0 | 0 | 0 | 0 | 0 | 0 | 0 | 0 | 0 | 0 | 0 | 0 | 0 | 0 | 0 | 3915.6 | 0 | 22.8 | 524.4 | 10.4 | 10.4 | 2 | 3915.6 | 0 | 0 | 0 | 0 | 0 | 0 | 0 | 0 | 239.2 | 239.2 | 46 | 0 | 0 | 0 | 0 | 0 | 0 | 0 | 0 | 0
58 | 0 | 0 | 0 | Health/Medical - Hospital - Laboratory, Medical 12hr Treatment | 16 | 0.66337 | 0.20792 | 0.079208 | 0.049505 | 4257 | 0 | 0 | 0 | 1 | 1 | 3258.6 | 521.376 | 0 | 0 | 1 | 1 | 3162.6 | 0 | 1094.4 | 0 | 499.2 | 499.2 | 96 | 3162.6 | 0 | 0 | 0 | 0 | 0 | 0 | 0 | 0 | 0 | 0 | 0 | 0 | 0 | 0 | 0 | 0 | 0 | 0 | 0 | 0 | 2560.2 | 0 | 22.8 | 866.4 | 10.4 | 10.4 | 2 | 2560.2 | 0 | 0 | 0 | 0 | 0 | 0 | 0 | 0 | 395.2 | 395.2 | 76 | 0 | 0 | 0 | 0 | 0 | 0 | 0 | 0 | 0
61 | 0 | 0 | 0 | Health/Medical - Hospital - Medical and Clinical Care - 24hr ICU | 0 | 0 | 0 | 0 | 0 | 4257 | 0 | 0 | 0 | 1 | 1 | 3258.6 | 0 | 0 | 0 | 1 | 1 | 3162.6 | 0 | 1094.4 | 0 | 499.2 | 499.2 | 96 | 3162.6 | 0 | 0 | 0 | 0 | 0 | 0 | 0 | 0 | 0 | 0 | 0 | 0 | 0 | 0 | 0 | 0 | 0 | 0 | 0 | 0 | 2560.2 | 0 | 22.8 | 866.4 | 10.4 | 10.4 | 2 | 2560.2 | 0 | 0 | 0 | 0 | 0 | 0 | 0 | 0 | 395.2 | 395.2 | 76 | 0 | 0 | 0 | 0 | 0 | 0 | 0 | 0 | 0
62 | 0 | 0 | 0 | Health/Medical - Hospital - Medical and Clinical Care - 24hr Support | 0 | 0 | 0 | 0 | 0 | 7884 | 0 | 0 | 0 | 1 | 1 | 5637.6 | 0 | 0 | 0 | 1 | 1 | 5421.6 | 0 | 2462.4 | 0 | 1123.2 | 1123.2 | 216 | 5421.6 | 0 | 0 | 0 | 0 | 0 | 0 | 0 | 0 | 0 | 0 | 0 | 0 | 0 | 0 | 0 | 0 | 0 | 0 | 0 | 0 | 3614.4 | 0 | 102.6 | 2359.8 | 46.8 | 46.8 | 9 | 3614.4 | 0 | 0 | 0 | 0 | 0 | 0 | 0 | 0 | 1076.4 | 1076.4 | 207 | 0 | 0 | 0 | 0 | 0 | 0 | 0 | 0 | 0
60 | 0 | 0 | 0 | Health/Medical - Hospital - Medical and Clinical Care - 24hr Wards/Isolation | 16 | 0.66337 | 0.20792 | 0.079208 | 0.049505 | 5192.8269 | 0 | 0 | 0 | 1 | 1 | 3713.2269 | 594.1163 | 0 | 0 | 1 | 1 | 3570.9577 | 0 | 1621.8692 | 0 | 739.8 | 739.8 | 142.2692 | 3570.9577 | 0 | 0 | 0 | 0 | 0 | 0 | 0 | 0 | 0 | 0 | 0 | 0 | 0 | 0 | 0 | 0 | 0 | 0 | 0 | 0 | 2968.5577 | 0 | 77.6077 | 1544.2615 | 35.4 | 35.4 | 6.8077 | 2968.5577 | 0 | 0 | 0 | 0 | 0 | 0 | 0 | 0 | 704.4 | 704.4 | 135.4615 | 0 | 0 | 0 | 0 | 0 | 0 | 0 | 0 | 0
64 | 1 | 1 | 0.3 | Health/Medical - Hospital - Office (General) - 12hr Admin | 16 | 0.66337 | 0.20792 | 0.079208 | 0.049505 | 4708.8 | 226.0224 | 149.9357 | 149.9357 | 0.95852 | 0.952 | 3710.4 | 593.664 | 118.145 | 118.145 | 0.96264 | 0.952 | 3614.4 | 0 | 1094.4 | 0 | 499.2 | 499.2 | 96 | 3614.4 | 0 | 0 | 0 | 0 | 0 | 0 | 0 | 0 | 0 | 0 | 0 | 0 | 0 | 0 | 0 | 0 | 0 | 0 | 0 | 0 | 3162.6 | 0 | 22.8 | 866.4 | 10.4 | 10.4 | 2 | 3162.6 | 0 | 0 | 0 | 0 | 0 | 0 | 0 | 0 | 395.2 | 395.2 | 76 | 0 | 0 | 0 | 0 | 0 | 0 | 0 | 0 | 0
65 | 1 | 0 | 0 | Health/Medical - Hospital - Office (General) - 24hr Facilities | 0 | 0 | 0 | 0 | 0 | 4873.2 | 0 | 0 | 0 | 1 | 1 | 3999.6 | 0 | 0 | 0 | 1 | 1 | 3915.6 | 0 | 957.6 | 0 | 436.8 | 436.8 | 84 | 3915.6 | 0 | 0 | 0 | 0 | 0 | 0 | 0 | 0 | 0 | 0 | 0 | 0 | 0 | 0 | 0 | 0 | 0 | 0 | 0 | 0 | 3463.8 | 0 | 22.8 | 729.6 | 10.4 | 10.4 | 2 | 3463.8 | 0 | 0 | 0 | 0 | 0 | 0 | 0 | 0 | 332.8 | 332.8 | 64 | 0 | 0 | 0 | 0 | 0 | 0 | 0 | 0 | 0
67 | 1 | 0.4 | 1 | Health/Medical - Nursing Home - Corridor | 16 | 0.66337 | 0.20792 | 0.079208 | 0.049505 | 7884 | 504.576 | 334.7187 | 334.7187 | 0.93826 | 0.936 | 5637.6 | 902.016 | 239.3468 | 239.3468 | 0.93378 | 0.936 | 5421.6 | 0 | 2462.4 | 0 | 1123.2 | 1123.2 | 216 | 5421.6 | 0 | 0 | 0 | 0 | 0 | 0 | 0 | 0 | 0 | 0 | 0 | 0 | 0 | 0 | 0 | 0 | 0 | 0 | 0 | 0 | 3614.4 | 0 | 68.4 | 1573.2 | 31.2 | 31.2 | 6 | 3614.4 | 0 | 0 | 0 | 0 | 0 | 0 | 0 | 0 | 717.6 | 717.6 | 138 | 0 | 0 | 0 | 0 | 0 | 0 | 0 | 0 | 0
68 | 0 | 0 | 0 | Health/Medical - Nursing Home - Dining Area | 16 | 0.66337 | 0.20792 | 0.079208 | 0.049505 | 3814.25 | 0 | 0 | 0 | 1 | 1 | 2727.45 | 436.392 | 0 | 0 | 1 | 1 | 2622.95 | 0 | 1191.3 | 0 | 543.4 | 543.4 | 104.5 | 2622.95 | 0 | 0 | 0 | 0 | 0 | 0 | 0 | 0 | 0 | 0 | 0 | 0 | 0 | 0 | 0 | 0 | 0 | 0 | 0 | 0 | 2422.15 | 0 | 14.25 | 1085.85 | 6.5 | 6.5 | 1.25 | 2422.15 | 0 | 0 | 0 | 0 | 0 | 0 | 0 | 0 | 495.3 | 495.3 | 95.25 | 0 | 0 | 0 | 0 | 0 | 0 | 0 | 0 | 0
69 | 0 | 0 | 0 | Health/Medical - Nursing Home - Hotel/Motel Guest Room (incl. toilets) | 10 | 0.66337 | 0.20792 | 0.079208 | 0.049505 | 4366.6167 | 0 | 0 | 0 | 1 | 1 | 3122.43 | 312.243 | 0 | 0 | 1 | 1 | 3002.7967 | 0 | 1363.82 | 0 | 622.0933 | 622.0933 | 119.6333 | 3002.7967 | 0 | 0 | 0 | 0 | 0 | 0 | 0 | 0 | 0 | 0 | 0 | 0 | 0 | 0 | 0 | 0 | 0 | 0 | 0 | 0 | 2426.7517 | 0 | 91.2 | 1272.62 | 41.6 | 41.6 | 8 | 2426.7517 | 0 | 0 | 0 | 0 | 0 | 0 | 0 | 0 | 580.4933 | 580.4933 | 111.6333 | 0 | 0 | 0 | 0 | 0 | 0 | 0 | 0 | 0
70 | 0 | 0 | 0 | Health/Medical - Nursing Home - Kitchen and Food Preparation | 16 | 0.66337 | 0.20792 | 0.079208 | 0.049505 | 3814.25 | 0 | 0 | 0 | 1 | 1 | 2727.45 | 436.392 | 0 | 0 | 1 | 1 | 2622.95 | 0 | 1191.3 | 0 | 543.4 | 543.4 | 104.5 | 2622.95 | 0 | 0 | 0 | 0 | 0 | 0 | 0 | 0 | 0 | 0 | 0 | 0 | 0 | 0 | 0 | 0 | 0 | 0 | 0 | 0 | 2422.15 | 0 | 14.25 | 1085.85 | 6.5 | 6.5 | 1.25 | 2422.15 | 0 | 0 | 0 | 0 | 0 | 0 | 0 | 0 | 495.3 | 495.3 | 95.25 | 0 | 0 | 0 | 0 | 0 | 0 | 0 | 0 | 0
71 | 1 | 1 | 0.3 | Health/Medical - Nursing Home - Office (General) - Admin | 16 | 0.66337 | 0.20792 | 0.079208 | 0.049505 | 3942 | 189.216 | 125.5195 | 125.5195 | 0.9537 | 0.952 | 2818.8 | 451.008 | 89.7551 | 89.7551 | 0.96294 | 0.952 | 2710.8 | 0 | 1231.2 | 0 | 561.6 | 561.6 | 108 | 2710.8 | 0 | 0 | 0 | 0 | 0 | 0 | 0 | 0 | 0 | 0 | 0 | 0 | 0 | 0 | 0 | 0 | 0 | 0 | 0 | 0 | 2422.15 | 0 | 14.25 | 1085.85 | 6.5 | 6.5 | 1.25 | 2422.15 | 0 | 0 | 0 | 0 | 0 | 0 | 0 | 0 | 495.3 | 495.3 | 95.25 | 0 | 0 | 0 | 0 | 0 | 0 | 0 | 0 | 0
72 | 1 | 0 | 0 | Health/Medical - Nursing Home - Office (General) - Facilities | 16 | 0.66337 | 0.20792 | 0.079208 | 0.049505 | 3723 | 0 | 0 | 0 | 1 | 1 | 2662.2 | 425.952 | 0 | 0 | 1 | 1 | 2560.2 | 0 | 1162.8 | 0 | 530.4 | 530.4 | 102 | 2560.2 | 0 | 0 | 0 | 0 | 0 | 0 | 0 | 0 | 0 | 0 | 0 | 0 | 0 | 0 | 0 | 0 | 0 | 0 | 0 | 0 | 2384.5 | 0 | 14.25 | 1068.75 | 6.5 | 6.5 | 1.25 | 2384.5 | 0 | 0 | 0 | 0 | 0 | 0 | 0 | 0 | 487.5 | 487.5 | 93.75 | 0 | 0 | 0 | 0 | 0 | 0 | 0 | 0 | 0
73 | 0 | 0 | 0 | Lodging - Hotel - Bar, Cocktail Lounge | 16 | 0.66337 | 0.20792 | 0.079208 | 0.049505 | 3484.6779 | 0 | 0 | 0 | 1 | 1 | 2493.0474 | 398.8876 | 0 | 0 | 1 | 1 | 2445.2684 | 413.4895 | 544.68 | 81.24 | 248.4505 | 248.4505 | 47.7789 | 2445.2684 | 0 | 0 | 0 | 0 | 0 | 0 | 0 | 0 | 37.0568 | 37.0568 | 7.1263 | 413.4895 | 0 | 0 | 0 | 0 | 0 | 0 | 0 | 0 | 1870.7757 | 507.1191 | 501.84 | 228 | 228.9095 | 228.9095 | 44.0211 | 1870.7757 | 0 | 0 | 0 | 0 | 0 | 0 | 0 | 0 | 104 | 104 | 20 | 507.1191 | 0 | 0 | 0 | 0 | 0 | 0 | 0 | 0
74 | 1 | 0.4 | 1 | Lodging - Hotel - Corridor | 16 | 0.66337 | 0.20792 | 0.079208 | 0.049505 | 7884 | 504.576 | 334.7187 | 334.7187 | 0.93826 | 0.936 | 5637.6 | 902.016 | 239.3468 | 239.3468 | 0.94114 | 0.936 | 5421.6 | 0 | 2462.4 | 0 | 1123.2 | 1123.2 | 216 | 5421.6 | 0 | 0 | 0 | 0 | 0 | 0 | 0 | 0 | 0 | 0 | 0 | 0 | 0 | 0 | 0 | 0 | 0 | 0 | 0 | 0 | 4066.2 | 0 | 76.95 | 1769.85 | 35.1 | 35.1 | 6.75 | 4066.2 | 0 | 0 | 0 | 0 | 0 | 0 | 0 | 0 | 807.3 | 807.3 | 155.25 | 0 | 0 | 0 | 0 | 0 | 0 | 0 | 0 | 0
75 | 0 | 0 | 0 | Lodging - Hotel - Dining Area | 16 | 0.66337 | 0.20792 | 0.079208 | 0.049505 | 3484.6779 | 0 | 0 | 0 | 1 | 1 | 2493.0474 | 398.8876 | 0 | 0 | 1 | 1 | 2445.2684 | 413.4895 | 544.68 | 81.24 | 248.4505 | 248.4505 | 47.7789 | 2445.2684 | 0 | 0 | 0 | 0 | 0 | 0 | 0 | 0 | 37.0568 | 37.0568 | 7.1263 | 413.4895 | 0 | 0 | 0 | 0 | 0 | 0 | 0 | 0 | 1870.7757 | 507.1191 | 501.84 | 228 | 228.9095 | 228.9095 | 44.0211 | 1870.7757 | 0 | 0 | 0 | 0 | 0 | 0 | 0 | 0 | 104 | 104 | 20 | 507.1191 | 0 | 0 | 0 | 0 | 0 | 0 | 0 | 0
76 | 1 | 0 | 0 | Lodging - Hotel - Hotel/Motel Guest Room (incl. toilets) - occ | 10 | 0.66337 | 0.20792 | 0.079208 | 0.049505 | 1064.8374 | 0 | 0 | 0 | 1 | 1 | 761.4317 | 76.1432 | 0 | 0 | 1 | 1 | 732.2581 | 0 | 332.5794 | 0 | 151.7029 | 151.7029 | 29.1736 | 732.2581 | 0 | 0 | 0 | 0 | 0 | 0 | 0 | 0 | 0 | 0 | 0 | 0 | 0 | 0 | 0 | 0 | 0 | 0 | 0 | 0 | 732.2581 | 0 | 10.2516 | 322.3278 | 4.6761 | 4.6761 | 0.89926 | 732.2581 | 0 | 0 | 0 | 0 | 0 | 0 | 0 | 0 | 147.0267 | 147.0267 | 28.2744 | 0 | 0 | 0 | 0 | 0 | 0 | 0 | 0 | 0
77 | 1 | 0 | 0 | Lodging - Hotel - Hotel/Motel Guest Room (incl. toilets) - unocc | 10 | 0.66337 | 0.20792 | 0.079208 | 0.049505 | 0 | 0 | 0 | 0 | 1 | 1 | 0 | 0 | 0 | 0 | 1 | 1 | 0 | 0 | 0 | 0 | 0 | 0 | 0 | 0 | 0 | 0 | 0 | 0 | 0 | 0 | 0 | 0 | 0 | 0 | 0 | 0 | 0 | 0 | 0 | 0 | 0 | 0 | 0 | 0 | 0 | 0 | 0 | 0 | 0 | 0 | 0 | 0 | 0 | 0 | 0 | 0 | 0 | 0 | 0 | 0 | 0 | 0 | 0 | 0 | 0 | 0 | 0 | 0 | 0 | 0 | 0 | 0
78 | 0 | 0 | 0 | Lodging - Hotel - Kitchen and Food Preparation | 16 | 0.66337 | 0.20792 | 0.079208 | 0.049505 | 4523.7223 | 0 | 0 | 0 | 1 | 1 | 2838.4511 | 454.1522 | 0 | 0 | 1 | 1 | 2745.4116 | 505.4347 | 1060.65 | 212.226 | 483.8053 | 483.8053 | 93.0395 | 2745.4116 | 0 | 0 | 0 | 0 | 0 | 0 | 0 | 0 | 96.8048 | 96.8048 | 18.6163 | 505.4347 | 0 | 0 | 0 | 0 | 0 | 0 | 0 | 0 | 2079.0066 | 520.6929 | 810.831 | 230.9415 | 369.8527 | 369.8527 | 71.1255 | 2079.0066 | 0 | 0 | 0 | 0 | 0 | 0 | 0 | 0 | 105.3417 | 105.3417 | 20.258 | 520.6929 | 0 | 0 | 0 | 0 | 0 | 0 | 0 | 0
79 | 0 | 0 | 0 | Lodging - Hotel - Laundry | 16 | 0.66337 | 0.20792 | 0.079208 | 0.049505 | 4153.7 | 0 | 0 | 0 | 1 | 1 | 2641.32 | 422.6112 | 0 | 0 | 1 | 1 | 2540.12 | 316.26 | 1153.68 | 143.64 | 526.24 | 526.24 | 101.2 | 2540.12 | 0 | 0 | 0 | 0 | 0 | 0 | 0 | 0 | 65.52 | 65.52 | 12.6 | 316.26 | 0 | 0 | 0 | 0 | 0 | 0 | 0 | 0 | 1964.075 | 502 | 892.05 | 228 | 406.9 | 406.9 | 78.25 | 1964.075 | 0 | 0 | 0 | 0 | 0 | 0 | 0 | 0 | 104 | 104 | 20 | 502 | 0 | 0 | 0 | 0 | 0 | 0 | 0 | 0
80 | 0 | 0 | 0 | Lodging - Hotel - Lobby (Hotel) | 16 | 0.66337 | 0.20792 | 0.079208 | 0.049505 | 7884 | 0 | 0 | 0 | 1 | 1 | 3758.4 | 601.344 | 0 | 0 | 1 | 1 | 3614.4 | 1807.2 | 1641.6 | 820.8 | 748.8 | 748.8 | 144 | 3614.4 | 0 | 0 | 0 | 0 | 0 | 0 | 0 | 0 | 374.4 | 374.4 | 72 | 1807.2 | 0 | 0 | 0 | 0 | 0 | 0 | 0 | 0 | 2710.8 | 1355.4 | 1231.2 | 615.6 | 561.6 | 561.6 | 108 | 2710.8 | 0 | 0 | 0 | 0 | 0 | 0 | 0 | 0 | 280.8 | 280.8 | 54 | 1355.4 | 0 | 0 | 0 | 0 | 0 | 0 | 0 | 0
81 | 1 | 1 | 0.3 | Lodging - Hotel - Office (General) | 16 | 0.66337 | 0.20792 | 0.079208 | 0.049505 | 3317.154 | 159.2234 | 105.6234 | 105.6234 | 0.95266 | 0.952 | 2285.65 | 365.704 | 72.7787 | 72.7787 | 0.95826 | 0.952 | 2231.39 | 321.28 | 618.564 | 145.92 | 282.152 | 282.152 | 54.26 | 2231.39 | 0 | 0 | 0 | 0 | 0 | 0 | 0 | 0 | 66.56 | 66.56 | 12.8 | 321.28 | 0 | 0 | 0 | 0 | 0 | 0 | 0 | 0 | 1743.8225 | 502 | 532.665 | 228 | 242.97 | 242.97 | 46.725 | 1743.8225 | 0 | 0 | 0 | 0 | 0 | 0 | 0 | 0 | 104 | 104 | 20 | 502 | 0 | 0 | 0 | 0 | 0 | 0 | 0 | 0
83 | 1 | 0.4 | 1 | Lodging - Motel - Corridor | 16 | 0.66337 | 0.20792 | 0.079208 | 0.049505 | 7884 | 504.576 | 334.7187 | 334.7187 | 0.93826 | 0.936 | 5637.6 | 902.016 | 239.3468 | 239.3468 | 0.94324 | 0.936 | 5421.6 | 0 | 2462.4 | 0 | 1123.2 | 1123.2 | 216 | 5421.6 | 0 | 0 | 0 | 0 | 0 | 0 | 0 | 0 | 0 | 0 | 0 | 0 | 0 | 0 | 0 | 0 | 0 | 0 | 0 | 0 | 4216.8 | 0 | 102.6 | 2359.8 | 46.8 | 46.8 | 9 | 4216.8 | 0 | 0 | 0 | 0 | 0 | 0 | 0 | 0 | 1076.4 | 1076.4 | 207 | 0 | 0 | 0 | 0 | 0 | 0 | 0 | 0 | 0
84 | 1 | 0 | 0 | Lodging - Motel - Hotel/Motel Guest Room (incl. toilets) - 12hr occ | 10 | 0.66337 | 0.20792 | 0.079208 | 0.049505 | 758.1627 | 0 | 0 | 0 | 1 | 1 | 542.1383 | 54.2138 | 0 | 0 | 1 | 1 | 521.3667 | 0 | 236.796 | 0 | 108.0122 | 108.0122 | 20.7716 | 521.3667 | 0 | 0 | 0 | 0 | 0 | 0 | 0 | 0 | 0 | 0 | 0 | 0 | 0 | 0 | 0 | 0 | 0 | 0 | 0 | 0 | 521.3667 | 0 | 6.2516 | 230.5444 | 2.8516 | 2.8516 | 0.54839 | 521.3667 | 0 | 0 | 0 | 0 | 0 | 0 | 0 | 0 | 105.1606 | 105.1606 | 20.2232 | 0 | 0 | 0 | 0 | 0 | 0 | 0 | 0 | 0
85 | 1 | 0 | 0 | Lodging - Motel - Hotel/Motel Guest Room (incl. toilets) - 24hr occ | 10 | 0.66337 | 0.20792 | 0.079208 | 0.049505 | 1131.5862 | 0 | 0 | 0 | 1 | 1 | 809.1616 | 80.9162 | 0 | 0 | 1 | 1 | 778.1593 | 0 | 353.4269 | 0 | 161.2123 | 161.2123 | 31.0024 | 778.1593 | 0 | 0 | 0 | 0 | 0 | 0 | 0 | 0 | 0 | 0 | 0 | 0 | 0 | 0 | 0 | 0 | 0 | 0 | 0 | 0 | 778.1593 | 0 | 9.3307 | 344.0962 | 4.2561 | 4.2561 | 0.81849 | 778.1593 | 0 | 0 | 0 | 0 | 0 | 0 | 0 | 0 | 156.9562 | 156.9562 | 30.1839 | 0 | 0 | 0 | 0 | 0 | 0 | 0 | 0 | 0
86 | 1 | 0 | 0 | Lodging - Motel - Hotel/Motel Guest Room (incl. toilets) - unocc | 10 | 0.66337 | 0.20792 | 0.079208 | 0.049505 | 0 | 0 | 0 | 0 | 1 | 1 | 0 | 0 | 0 | 0 | 1 | 1 | 0 | 0 | 0 | 0 | 0 | 0 | 0 | 0 | 0 | 0 | 0 | 0 | 0 | 0 | 0 | 0 | 0 | 0 | 0 | 0 | 0 | 0 | 0 | 0 | 0 | 0 | 0 | 0 | 0 | 0 | 0 | 0 | 0 | 0 | 0 | 0 | 0 | 0 | 0 | 0 | 0 | 0 | 0 | 0 | 0 | 0 | 0 | 0 | 0 | 0 | 0 | 0 | 0 | 0 | 0 | 0
87 | 0 | 0 | 0 | Lodging - Motel - Laundry | 16 | 0.66337 | 0.20792 | 0.079208 | 0.049505 | 5256 | 0 | 0 | 0 | 1 | 1 | 3758.4 | 601.344 | 0 | 0 | 1 | 1 | 3614.4 | 0 | 1641.6 | 0 | 748.8 | 748.8 | 144 | 3614.4 | 0 | 0 | 0 | 0 | 0 | 0 | 0 | 0 | 0 | 0 | 0 | 0 | 0 | 0 | 0 | 0 | 0 | 0 | 0 | 0 | 2409.6 | 0 | 68.4 | 1573.2 | 31.2 | 31.2 | 6 | 2409.6 | 0 | 0 | 0 | 0 | 0 | 0 | 0 | 0 | 717.6 | 717.6 | 138 | 0 | 0 | 0 | 0 | 0 | 0 | 0 | 0 | 0
88 | 1 | 1 | 0.3 | Lodging - Motel - Office (General) | 16 | 0.66337 | 0.20792 | 0.079208 | 0.049505 | 6132 | 294.336 | 195.2526 | 195.2526 | 0.9537 | 0.952 | 4384.8 | 701.568 | 139.619 | 139.619 | 0.96689 | 0.952 | 4216.8 | 0 | 1915.2 | 0 | 873.6 | 873.6 | 168 | 4216.8 | 0 | 0 | 0 | 0 | 0 | 0 | 0 | 0 | 0 | 0 | 0 | 0 | 0 | 0 | 0 | 0 | 0 | 0 | 0 | 0 | 4216.8 | 0 | 79.8 | 1835.4 | 36.4 | 36.4 | 7 | 4216.8 | 0 | 0 | 0 | 0 | 0 | 0 | 0 | 0 | 837.2 | 837.2 | 161 | 0 | 0 | 0 | 0 | 0 | 0 | 0 | 0 | 0
90 | 0 | 0 | 0 | Manufacturing - Bio/Tech - Comm/Ind Work (High Tech, Bio Tech, Lab) | 15 | 0.66337 | 0.20792 | 0.079208 | 0.049505 | 3040.4737 | 0 | 0 | 0 | 1 | 1 | 2429.4158 | 364.4124 | 0 | 0 | 1 | 1 | 2429.4158 | 474.2579 | 0 | 136.8 | 0 | 0 | 0 | 2429.4158 | 0 | 0 | 0 | 0 | 0 | 0 | 0 | 0 | 62.4 | 62.4 | 12 | 474.2579 | 0 | 0 | 0 | 0 | 0 | 0 | 0 | 0 | 2173.66 | 261.3042 | 0 | 136.8 | 0 | 0 | 0 | 2173.66 | 0 | 0 | 0 | 0 | 0 | 0 | 0 | 0 | 62.4 | 62.4 | 12 | 261.3042 | 0 | 0 | 0 | 0 | 0 | 0 | 0 | 0
91 | 0 | 0 | 0 | Manufacturing - Bio/Tech - Computer Room (Mainframe/Server) | 15 | 0.66337 | 0.20792 | 0.079208 | 0.049505 | 3040.4737 | 0 | 0 | 0 | 1 | 1 | 2429.4158 | 364.4124 | 0 | 0 | 1 | 1 | 2429.4158 | 474.2579 | 0 | 136.8 | 0 | 0 | 0 | 2429.4158 | 0 | 0 | 0 | 0 | 0 | 0 | 0 | 0 | 62.4 | 62.4 | 12 | 474.2579 | 0 | 0 | 0 | 0 | 0 | 0 | 0 | 0 | 2173.66 | 261.3042 | 0 | 136.8 | 0 | 0 | 0 | 2173.66 | 0 | 0 | 0 | 0 | 0 | 0 | 0 | 0 | 62.4 | 62.4 | 12 | 261.3042 | 0 | 0 | 0 | 0 | 0 | 0 | 0 | 0
92 | 1 | 1 | 1 | Manufacturing - Bio/Tech - Conference Room | 16 | 0.55 | 0.24 | 0.12 | 0.09 | 3539.1 | 566.256 | 311.4408 | 311.4408 | 0.86097 | 0.84 | 2240.175 | 358.428 | 197.1354 | 197.1354 | 0.87563 | 0.84 | 2240.175 | 1298.925 | 0 | 0 | 0 | 0 | 0 | 2240.175 | 0 | 0 | 0 | 0 | 0 | 0 | 0 | 0 | 0 | 0 | 0 | 1298.925 | 0 | 0 | 0 | 0 | 0 | 0 | 0 | 0 | 1585.065 | 913.0125 | 0 | 0 | 0 | 0 | 0 | 1585.065 | 0 | 0 | 0 | 0 | 0 | 0 | 0 | 0 | 0 | 0 | 0 | 913.0125 | 0 | 0 | 0 | 0 | 0 | 0 | 0 | 0
93 | 1 | 0.4 | 1 | Manufacturing - Bio/Tech - Corridor | 10 | 0.66337 | 0.20792 | 0.079208 | 0.049505 | 7555.2 | 302.208 | 200.4746 | 200.4746 | 0.9168 | 0.96 | 2409.6 | 240.96 | 63.9379 | 63.9379 | 0.97347 | 0.96 | 2409.6 | 2409.6 | 0 | 2736 | 0 | 0 | 0 | 2409.6 | 0 | 0 | 0 | 0 | 0 | 0 | 0 | 0 | 1248 | 1248 | 240 | 2409.6 | 0 | 0 | 0 | 0 | 0 | 0 | 0 | 0 | 2409.6 | 2409.6 | 0 | 2736 | 0 | 0 | 0 | 2409.6 | 0 | 0 | 0 | 0 | 0 | 0 | 0 | 0 | 1248 | 1248 | 240 | 2409.6 | 0 | 0 | 0 | 0 | 0 | 0 | 0 | 0
94 | 0 | 0 | 0 | Manufacturing - Bio/Tech - Dining Area | 15 | 0.66337 | 0.20792 | 0.079208 | 0.049505 | 3040.4737 | 0 | 0 | 0 | 1 | 1 | 2429.4158 | 364.4124 | 0 | 0 | 1 | 1 | 2429.4158 | 474.2579 | 0 | 136.8 | 0 | 0 | 0 | 2429.4158 | 0 | 0 | 0 | 0 | 0 | 0 | 0 | 0 | 62.4 | 62.4 | 12 | 474.2579 | 0 | 0 | 0 | 0 | 0 | 0 | 0 | 0 | 2251.0737 | 322.3368 | 0 | 136.8 | 0 | 0 | 0 | 2251.0737 | 0 | 0 | 0 | 0 | 0 | 0 | 0 | 0 | 62.4 | 62.4 | 12 | 322.3368 | 0 | 0 | 0 | 0 | 0 | 0 | 0 | 0
95 | 0 | 0 | 0 | Manufacturing - Bio/Tech - Kitchen and Food Preparation | 15 | 0.66337 | 0.20792 | 0.079208 | 0.049505 | 3040.4737 | 0 | 0 | 0 | 1 | 1 | 2429.4158 | 364.4124 | 0 | 0 | 1 | 1 | 2429.4158 | 474.2579 | 0 | 136.8 | 0 | 0 | 0 | 2429.4158 | 0 | 0 | 0 | 0 | 0 | 0 | 0 | 0 | 62.4 | 62.4 | 12 | 474.2579 | 0 | 0 | 0 | 0 | 0 | 0 | 0 | 0 | 2214.3484 | 261.3042 | 0 | 136.8 | 0 | 0 | 0 | 2214.3484 | 0 | 0 | 0 | 0 | 0 | 0 | 0 | 0 | 62.4 | 62.4 | 12 | 261.3042 | 0 | 0 | 0 | 0 | 0 | 0 | 0 | 0
96 | 1 | 1 | 0.3 | Manufacturing - Bio/Tech - Office (General) | 15 | 0.66337 | 0.20792 | 0.079208 | 0.049505 | 3074.8211 | 138.3669 | 91.788 | 91.788 | 0.96229 | 0.955 | 2433.9074 | 365.0861 | 72.6557 | 72.6557 | 0.96657 | 0.955 | 2433.9074 | 504.1137 | 0 | 136.8 | 0 | 0 | 0 | 2433.9074 | 0 | 0 | 0 | 0 | 0 | 0 | 0 | 0 | 62.4 | 62.4 | 12 | 504.1137 | 0 | 0 | 0 | 0 | 0 | 0 | 0 | 0 | 2173.66 | 261.3042 | 0 | 136.8 | 0 | 0 | 0 | 2173.66 | 0 | 0 | 0 | 0 | 0 | 0 | 0 | 0 | 62.4 | 62.4 | 12 | 261.3042 | 0 | 0 | 0 | 0 | 0 | 0 | 0 | 0
98 | 0 | 0 | 0 | Manufacturing - Light Industrial - Comm/Ind Work (General, High Bay) | 15 | 0.66337 | 0.20792 | 0.079208 | 0.049505 | 3196.3579 | 0 | 0 | 0 | 1 | 1 | 2473.0105 | 370.9516 | 0 | 0 | 1 | 1 | 2473.0105 | 586.5474 | 0 | 136.8 | 0 | 0 | 0 | 2473.0105 | 0 | 0 | 0 | 0 | 0 | 0 | 0 | 0 | 62.4 | 62.4 | 12 | 586.5474 | 0 | 0 | 0 | 0 | 0 | 0 | 0 | 0 | 2071.9389 | 363.0253 | 0 | 136.8 | 0 | 0 | 0 | 2071.9389 | 0 | 0 | 0 | 0 | 0 | 0 | 0 | 0 | 62.4 | 62.4 | 12 | 363.0253 | 0 | 0 | 0 | 0 | 0 | 0 | 0 | 0
99 | 1 | 0.4 | 0.3 | Manufacturing - Light Industrial - Storage (Unconditioned) | 16 | 0.29 | 0.41 | 0.14 | 0.16 | 3348.9395 | 64.2996 | 18.6469 | 18.6469 | 0.99302 | 0.9808 | 2671.1684 | 427.3869 | 14.8731 | 14.8731 | 0.99308 | 0.9808 | 2671.1684 | 540.9711 | 0 | 136.8 | 0 | 0 | 0 | 2671.1684 | 0 | 0 | 0 | 0 | 0 | 0 | 0 | 0 | 62.4 | 62.4 | 12 | 540.9711 | 0 | 0 | 0 | 0 | 0 | 0 | 0 | 0 | 2149.6168 | 317.6471 | 0 | 136.8 | 0 | 0 | 0 | 2149.6168 | 0 | 0 | 0 | 0 | 0 | 0 | 0 | 0 | 62.4 | 62.4 | 12 | 317.6471 | 0 | 0 | 0 | 0 | 0 | 0 | 0 | 0
101 | 1 | 1 | 1 | Office - Large - Conference Room | 16 | 0.55 | 0.24 | 0.12 | 0.09 | 2641.0347 | 422.5656 | 232.4111 | 232.4111 | 0.85209 | 0.84 | 1571.26 | 251.4016 | 138.2709 | 138.2709 | 0.89931 | 0.84 | 1571.26 | 830.81 | 115.1647 | 123.8 | 115.1647 | 0 | 0 | 1571.26 | 0 | 0 | 0 | 0 | 0 | 0 | 0 | 0 | 49.4 | 62.4 | 12 | 830.81 | 0 | 0 | 0 | 0 | 0 | 0 | 0 | 0 | 1373.2489 | 1321.9333 | 124.6776 | 176.32 | 124.6776 | 0 | 0 | 1373.2489 | 0 | 0 | 0 | 0 | 0 | 0 | 0 | 0 | 101.92 | 62.4 | 12 | 1321.9333 | 0 | 0 | 0 | 0 | 0 | 0 | 0 | 0
102 | 0 | 0 | 0 | Office - Large - Copy Room (photocopying equipment) | 10 | 0.55 | 0.24 | 0.12 | 0.09 | 2641.0347 | 0 | 0 | 0 | 1 | 1 | 1571.26 | 157.126 | 0 | 0 | 1 | 1 | 1571.26 | 830.81 | 115.1647 | 123.8 | 115.1647 | 0 | 0 | 1571.26 | 0 | 0 | 0 | 0 | 0 | 0 | 0 | 0 | 49.4 | 62.4 | 12 | 830.81 | 0 | 0 | 0 | 0 | 0 | 0 | 0 | 0 | 1373.2489 | 1321.9333 | 124.6776 | 176.32 | 124.6776 | 0 | 0 | 1373.2489 | 0 | 0 | 0 | 0 | 0 | 0 | 0 | 0 | 101.92 | 62.4 | 12 | 1321.9333 | 0 | 0 | 0 | 0 | 0 | 0 | 0 | 0
103 | 1 | 0.4 | 1 | Office - Large - Corridor | 10 | 0.66337 | 0.20792 | 0.079208 | 0.049505 | 2641.0347 | 105.6414 | 70.0789 | 70.0789 | 0.9554 | 0.96 | 1571.26 | 157.126 | 41.6928 | 41.6928 | 0.96964 | 0.96 | 1571.26 | 830.81 | 115.1647 | 123.8 | 115.1647 | 0 | 0 | 1571.26 | 0 | 0 | 0 | 0 | 0 | 0 | 0 | 0 | 49.4 | 62.4 | 12 | 830.81 | 0 | 0 | 0 | 0 | 0 | 0 | 0 | 0 | 1373.2489 | 1321.9333 | 124.6776 | 176.32 | 124.6776 | 0 | 0 | 1373.2489 | 0 | 0 | 0 | 0 | 0 | 0 | 0 | 0 | 101.92 | 62.4 | 12 | 1321.9333 | 0 | 0 | 0 | 0 | 0 | 0 | 0 | 0
104 | 0 | 0 | 0 | Office - Large - Lobby (Office Reception/Waiting) | 10 | 0.66337 | 0.20792 | 0.079208 | 0.049505 | 2641.0347 | 0 | 0 | 0 | 1 | 1 | 1571.26 | 157.126 | 0 | 0 | 1 | 1 | 1571.26 | 830.81 | 115.1647 | 123.8 | 115.1647 | 0 | 0 | 1571.26 | 0 | 0 | 0 | 0 | 0 | 0 | 0 | 0 | 49.4 | 62.4 | 12 | 830.81 | 0 | 0 | 0 | 0 | 0 | 0 | 0 | 0 | 1373.2489 | 1321.9333 | 124.6776 | 176.32 | 124.6776 | 0 | 0 | 1373.2489 | 0 | 0 | 0 | 0 | 0 | 0 | 0 | 0 | 101.92 | 62.4 | 12 | 1321.9333 | 0 | 0 | 0 | 0 | 0 | 0 | 0 | 0
105 | 0 | 0 | 0 | Office - Large - Mechanical/Electrical Room | 16 | 0.29 | 0.41 | 0.14 | 0.16 | 2641.0347 | 0 | 0 | 0 | 1 | 1 | 1571.26 | 251.4016 | 0 | 0 | 1 | 1 | 1571.26 | 830.81 | 115.1647 | 123.8 | 115.1647 | 0 | 0 | 1571.26 | 0 | 0 | 0 | 0 | 0 | 0 | 0 | 0 | 49.4 | 62.4 | 12 | 830.81 | 0 | 0 | 0 | 0 | 0 | 0 | 0 | 0 | 1373.2489 | 1321.9333 | 124.6776 | 176.32 | 124.6776 | 0 | 0 | 1373.2489 | 0 | 0 | 0 | 0 | 0 | 0 | 0 | 0 | 101.92 | 62.4 | 12 | 1321.9333 | 0 | 0 | 0 | 0 | 0 | 0 | 0 | 0
106 | 1 | 1 | 0.5 | Office - Large - Office (Executive/Private) | 30 | 0.66337 | 0.20792 | 0.079208 | 0.049505 | 2641.0347 | 396.1552 | 262.796 | 262.796 | 0.83275 | 0.85 | 1571.26 | 471.378 | 156.3481 | 156.3481 | 0.88615 | 0.85 | 1571.26 | 830.81 | 115.1647 | 123.8 | 115.1647 | 0 | 0 | 1571.26 | 0 | 0 | 0 | 0 | 0 | 0 | 0 | 0 | 49.4 | 62.4 | 12 | 830.81 | 0 | 0 | 0 | 0 | 0 | 0 | 0 | 0 | 1373.2489 | 1321.9333 | 124.6776 | 176.32 | 124.6776 | 0 | 0 | 1373.2489 | 0 | 0 | 0 | 0 | 0 | 0 | 0 | 0 | 101.92 | 62.4 | 12 | 1321.9333 | 0 | 0 | 0 | 0 | 0 | 0 | 0 | 0
107 | 0 | 0 | 0 | Office - Large - Office (Open Plan) | 15 | 0.66337 | 0.20792 | 0.079208 | 0.049505 | 2641.0347 | 0 | 0 | 0 | 1 | 1 | 1571.26 | 235.689 | 0 | 0 | 1 | 1 | 1571.26 | 830.81 | 115.1647 | 123.8 | 115.1647 | 0 | 0 | 1571.26 | 0 | 0 | 0 | 0 | 0 | 0 | 0 | 0 | 49.4 | 62.4 | 12 | 830.81 | 0 | 0 | 0 | 0 | 0 | 0 | 0 | 0 | 1373.2489 | 1321.9333 | 124.6776 | 176.32 | 124.6776 | 0 | 0 | 1373.2489 | 0 | 0 | 0 | 0 | 0 | 0 | 0 | 0 | 101.92 | 62.4 | 12 | 1321.9333 | 0 | 0 | 0 | 0 | 0 | 0 | 0 | 0
108 | 0 | 0 | 0 | Office - Large - Restrooms | 26 | 0.29 | 0.41 | 0.14 | 0.16 | 2641.0347 | 0 | 0 | 0 | 1 | 1 | 1571.26 | 408.5276 | 0 | 0 | 1 | 1 | 1571.26 | 830.81 | 115.1647 | 123.8 | 115.1647 | 0 | 0 | 1571.26 | 0 | 0 | 0 | 0 | 0 | 0 | 0 | 0 | 49.4 | 62.4 | 12 | 830.81 | 0 | 0 | 0 | 0 | 0 | 0 | 0 | 0 | 1373.2489 | 1321.9333 | 124.6776 | 176.32 | 124.6776 | 0 | 0 | 1373.2489 | 0 | 0 | 0 | 0 | 0 | 0 | 0 | 0 | 101.92 | 62.4 | 12 | 1321.9333 | 0 | 0 | 0 | 0 | 0 | 0 | 0 | 0
110 | 1 | 1 | 1 | Office - Small - Conference Room | 16 | 0.55 | 0.24 | 0.12 | 0.09 | 2593.5767 | 414.9723 | 228.2347 | 228.2347 | 0.8559 | 0.84 | 1583.81 | 253.4096 | 139.3753 | 139.3753 | 0.90695 | 0.84 | 1583.81 | 737.94 | 144.3867 | 127.44 | 144.3867 | 0 | 0 | 1583.81 | 0 | 0 | 0 | 0 | 0 | 0 | 0 | 0 | 53.04 | 62.4 | 12 | 737.94 | 0 | 0 | 0 | 0 | 0 | 0 | 0 | 0 | 1497.9122 | 1128.1056 | 155.8267 | 179.96 | 155.8267 | 0 | 0 | 1497.9122 | 0 | 0 | 0 | 0 | 0 | 0 | 0 | 0 | 105.56 | 62.4 | 12 | 1128.1056 | 0 | 0 | 0 | 0 | 0 | 0 | 0 | 0
111 | 0 | 0 | 0 | Office - Small - Copy Room (photocopying equipment) | 10 | 0.55 | 0.24 | 0.12 | 0.09 | 2593.5767 | 0 | 0 | 0 | 1 | 1 | 1583.81 | 158.381 | 0 | 0 | 1 | 1 | 1583.81 | 737.94 | 144.3867 | 127.44 | 144.3867 | 0 | 0 | 1583.81 | 0 | 0 | 0 | 0 | 0 | 0 | 0 | 0 | 53.04 | 62.4 | 12 | 737.94 | 0 | 0 | 0 | 0 | 0 | 0 | 0 | 0 | 1497.9122 | 1128.1056 | 155.8267 | 179.96 | 155.8267 | 0 | 0 | 1497.9122 | 0 | 0 | 0 | 0 | 0 | 0 | 0 | 0 | 105.56 | 62.4 | 12 | 1128.1056 | 0 | 0 | 0 | 0 | 0 | 0 | 0 | 0
112 | 1 | 0 | 1 | Office - Small - Corridor | 10 | 0.66337 | 0.20792 | 0.079208 | 0.049505 | 2593.5767 | 0 | 0 | 0 | 1 | 1 | 1583.81 | 158.381 | 0 | 0 | 1 | 1 | 1583.81 | 737.94 | 144.3867 | 127.44 | 144.3867 | 0 | 0 | 1583.81 | 0 | 0 | 0 | 0 | 0 | 0 | 0 | 0 | 53.04 | 62.4 | 12 | 737.94 | 0 | 0 | 0 | 0 | 0 | 0 | 0 | 0 | 1497.9122 | 1128.1056 | 155.8267 | 179.96 | 155.8267 | 0 | 0 | 1497.9122 | 0 | 0 | 0 | 0 | 0 | 0 | 0 | 0 | 105.56 | 62.4 | 12 | 1128.1056 | 0 | 0 | 0 | 0 | 0 | 0 | 0 | 0
113 | 0 | 0 | 0 | Office - Small - Lobby (Office Reception/Waiting) | 10 | 0.66337 | 0.20792 | 0.079208 | 0.049505 | 2593.5767 | 0 | 0 | 0 | 1 | 1 | 1583.81 | 158.381 | 0 | 0 | 1 | 1 | 1583.81 | 737.94 | 144.3867 | 127.44 | 144.3867 | 0 | 0 | 1583.81 | 0 | 0 | 0 | 0 | 0 | 0 | 0 | 0 | 53.04 | 62.4 | 12 | 737.94 | 0 | 0 | 0 | 0 | 0 | 0 | 0 | 0 | 1497.9122 | 1128.1056 | 155.8267 | 179.96 | 155.8267 | 0 | 0 | 1497.9122 | 0 | 0 | 0 | 0 | 0 | 0 | 0 | 0 | 105.56 | 62.4 | 12 | 1128.1056 | 0 | 0 | 0 | 0 | 0 | 0 | 0 | 0
114 | 0 | 0 | 0 | Office - Small - Mechanical/Electrical Room | 16 | 0.29 | 0.41 | 0.14 | 0.16 | 2593.5767 | 0 | 0 | 0 | 1 | 1 | 1583.81 | 253.4096 | 0 | 0 | 1 | 1 | 1583.81 | 737.94 | 144.3867 | 127.44 | 144.3867 | 0 | 0 | 1583.81 | 0 | 0 | 0 | 0 | 0 | 0 | 0 | 0 | 53.04 | 62.4 | 12 | 737.94 | 0 | 0 | 0 | 0 | 0 | 0 | 0 | 0 | 1497.9122 | 1128.1056 | 155.8267 | 179.96 | 155.8267 | 0 | 0 | 1497.9122 | 0 | 0 | 0 | 0 | 0 | 0 | 0 | 0 | 105.56 | 62.4 | 12 | 1128.1056 | 0 | 0 | 0 | 0 | 0 | 0 | 0 | 0
115 | 1 | 1 | 0.5 | Office - Small - Office (Executive/Private) | 30 | 0.66337 | 0.20792 | 0.079208 | 0.049505 | 2593.5767 | 389.0365 | 258.0737 | 258.0737 | 0.83706 | 0.85 | 1583.81 | 475.143 | 157.5969 | 157.5969 | 0.89479 | 0.85 | 1583.81 | 737.94 | 144.3867 | 127.44 | 144.3867 | 0 | 0 | 1583.81 | 0 | 0 | 0 | 0 | 0 | 0 | 0 | 0 | 53.04 | 62.4 | 12 | 737.94 | 0 | 0 | 0 | 0 | 0 | 0 | 0 | 0 | 1497.9122 | 1128.1056 | 155.8267 | 179.96 | 155.8267 | 0 | 0 | 1497.9122 | 0 | 0 | 0 | 0 | 0 | 0 | 0 | 0 | 105.56 | 62.4 | 12 | 1128.1056 | 0 | 0 | 0 | 0 | 0 | 0 | 0 | 0
116 | 0 | 0 | 0 | Office - Small - Restrooms | 10 | 0.66337 | 0.20792 | 0.079208 | 0.049505 | 2593.5767 | 0 | 0 | 0 | 1 | 1 | 1583.81 | 158.381 | 0 | 0 | 1 | 1 | 1583.81 | 737.94 | 144.3867 | 127.44 | 144.3867 | 0 | 0 | 1583.81 | 0 | 0 | 0 | 0 | 0 | 0 | 0 | 0 | 53.04 | 62.4 | 12 | 737.94 | 0 | 0 | 0 | 0 | 0 | 0 | 0 | 0 | 1497.9122 | 1128.1056 | 155.8267 | 179.96 | 155.8267 | 0 | 0 | 1497.9122 | 0 | 0 | 0 | 0 | 0 | 0 | 0 | 0 | 105.56 | 62.4 | 12 | 1128.1056 | 0 | 0 | 0 | 0 | 0 | 0 | 0 | 0
123 | 0 | 0 | 0 | Restaurant - Fast-Food - Dining Area | 15 | 0.66337 | 0.20792 | 0.079208 | 0.049505 | 4849.6928 | 0 | 0 | 0 | 1 | 1 | 2966.6928 | 445.0039 | 0 | 0 | 1 | 1 | 2852.3178 | 476.9 | 1303.875 | 216.6 | 594.75 | 594.75 | 114.375 | 2852.3178 | 0 | 0 | 0 | 0 | 0 | 0 | 0 | 0 | 98.8 | 98.8 | 19 | 476.9 | 0 | 0 | 0 | 0 | 0 | 0 | 0 | 0 | 2852.3178 | 476.9 | 1303.875 | 216.6 | 594.75 | 594.75 | 114.375 | 2852.3178 | 0 | 0 | 0 | 0 | 0 | 0 | 0 | 0 | 98.8 | 98.8 | 19 | 476.9 | 0 | 0 | 0 | 0 | 0 | 0 | 0 | 0
124 | 0 | 0 | 0 | Restaurant - Fast-Food - Kitchen and Food Preparation | 15 | 0.66337 | 0.20792 | 0.079208 | 0.049505 | 4811.5164 | 0 | 0 | 0 | 1 | 1 | 2944.6638 | 441.6996 | 0 | 0 | 1 | 1 | 2831.8414 | 476.9 | 1286.175 | 216.6 | 586.6763 | 586.6763 | 112.8224 | 2831.8414 | 0 | 0 | 0 | 0 | 0 | 0 | 0 | 0 | 98.8 | 98.8 | 19 | 476.9 | 0 | 0 | 0 | 0 | 0 | 0 | 0 | 0 | 2831.8414 | 476.9 | 1286.175 | 216.6 | 586.6763 | 586.6763 | 112.8224 | 2831.8414 | 0 | 0 | 0 | 0 | 0 | 0 | 0 | 0 | 98.8 | 98.8 | 19 | 476.9 | 0 | 0 | 0 | 0 | 0 | 0 | 0 | 0
125 | 0 | 0 | 0 | Restaurant - Fast-Food - Lobby (Main Entry and Assembly) | 15 | 0.66337 | 0.20792 | 0.079208 | 0.049505 | 4849.6928 | 0 | 0 | 0 | 1 | 1 | 2966.6928 | 445.0039 | 0 | 0 | 1 | 1 | 2852.3178 | 476.9 | 1303.875 | 216.6 | 594.75 | 594.75 | 114.375 | 2852.3178 | 0 | 0 | 0 | 0 | 0 | 0 | 0 | 0 | 98.8 | 98.8 | 19 | 476.9 | 0 | 0 | 0 | 0 | 0 | 0 | 0 | 0 | 2852.3178 | 476.9 | 1303.875 | 216.6 | 594.75 | 594.75 | 114.375 | 2852.3178 | 0 | 0 | 0 | 0 | 0 | 0 | 0 | 0 | 98.8 | 98.8 | 19 | 476.9 | 0 | 0 | 0 | 0 | 0 | 0 | 0 | 0
126 | 0 | 0 | 0 | Restaurant - Fast-Food - Restrooms | 15 | 0.66337 | 0.20792 | 0.079208 | 0.049505 | 4849.6928 | 0 | 0 | 0 | 1 | 1 | 2966.6928 | 445.0039 | 0 | 0 | 1 | 1 | 2852.3178 | 476.9 | 1303.875 | 216.6 | 594.75 | 594.75 | 114.375 | 2852.3178 | 0 | 0 | 0 | 0 | 0 | 0 | 0 | 0 | 98.8 | 98.8 | 19 | 476.9 | 0 | 0 | 0 | 0 | 0 | 0 | 0 | 0 | 2852.3178 | 476.9 | 1303.875 | 216.6 | 594.75 | 594.75 | 114.375 | 2852.3178 | 0 | 0 | 0 | 0 | 0 | 0 | 0 | 0 | 98.8 | 98.8 | 19 | 476.9 | 0 | 0 | 0 | 0 | 0 | 0 | 0 | 0
118 | 0 | 0 | 0 | Restaurant - Sit-Down - Dining Area | 15 | 0.66337 | 0.20792 | 0.079208 | 0.049505 | 4836.2847 | 0 | 0 | 0 | 1 | 1 | 2505.6 | 375.84 | 0 | 0 | 1 | 1 | 2409.6 | 876.9147 | 1094.4 | 455.37 | 499.2 | 499.2 | 96 | 2409.6 | 0 | 0 | 0 | 0 | 0 | 0 | 0 | 0 | 207.7126 | 207.7126 | 39.9447 | 876.9147 | 0 | 0 | 0 | 0 | 0 | 0 | 0 | 0 | 2409.6 | 876.9147 | 1094.4 | 455.37 | 499.2 | 499.2 | 96 | 2409.6 | 0 | 0 | 0 | 0 | 0 | 0 | 0 | 0 | 207.7126 | 207.7126 | 39.9447 | 876.9147 | 0 | 0 | 0 | 0 | 0 | 0 | 0 | 0
119 | 0 | 0 | 0 | Restaurant - Sit-Down - Kitchen and Food Preparation | 15 | 0.66337 | 0.20792 | 0.079208 | 0.049505 | 4804.1797 | 0 | 0 | 0 | 1 | 1 | 2505.6 | 375.84 | 0 | 0 | 1 | 1 | 2409.6 | 855.5797 | 1094.4 | 444.6 | 499.2 | 499.2 | 96 | 2409.6 | 0 | 0 | 0 | 0 | 0 | 0 | 0 | 0 | 202.8 | 202.8 | 39 | 855.5797 | 0 | 0 | 0 | 0 | 0 | 0 | 0 | 0 | 2409.6 | 855.5797 | 1094.4 | 444.6 | 499.2 | 499.2 | 96 | 2409.6 | 0 | 0 | 0 | 0 | 0 | 0 | 0 | 0 | 202.8 | 202.8 | 39 | 855.5797 | 0 | 0 | 0 | 0 | 0 | 0 | 0 | 0
120 | 0 | 0 | 0 | Restaurant - Sit-Down - Lobby (Main Entry and Assembly) | 15 | 0.66337 | 0.20792 | 0.079208 | 0.049505 | 4836.2847 | 0 | 0 | 0 | 1 | 1 | 2505.6 | 375.84 | 0 | 0 | 1 | 1 | 2409.6 | 876.9147 | 1094.4 | 455.37 | 499.2 | 499.2 | 96 | 2409.6 | 0 | 0 | 0 | 0 | 0 | 0 | 0 | 0 | 207.7126 | 207.7126 | 39.9447 | 876.9147 | 0 | 0 | 0 | 0 | 0 | 0 | 0 | 0 | 2409.6 | 876.9147 | 1094.4 | 455.37 | 499.2 | 499.2 | 96 | 2409.6 | 0 | 0 | 0 | 0 | 0 | 0 | 0 | 0 | 207.7126 | 207.7126 | 39.9447 | 876.9147 | 0 | 0 | 0 | 0 | 0 | 0 | 0 | 0
121 | 0 | 0 | 0 | Restaurant - Sit-Down - Restrooms | 26 | 0.29 | 0.41 | 0.14 | 0.16 | 4836.2847 | 0 | 0 | 0 | 1 | 1 | 2505.6 | 651.456 | 0 | 0 | 1 | 1 | 2409.6 | 876.9147 | 1094.4 | 455.37 | 499.2 | 499.2 | 96 | 2409.6 | 0 | 0 | 0 | 0 | 0 | 0 | 0 | 0 | 207.7126 | 207.7126 | 39.9447 | 876.9147 | 0 | 0 | 0 | 0 | 0 | 0 | 0 | 0 | 2409.6 | 876.9147 | 1094.4 | 455.37 | 499.2 | 499.2 | 96 | 2409.6 | 0 | 0 | 0 | 0 | 0 | 0 | 0 | 0 | 207.7126 | 207.7126 | 39.9447 | 876.9147 | 0 | 0 | 0 | 0 | 0 | 0 | 0 | 0
128 | 1 | 0.5 | 0.5 | Retail - 3-Story Large - Office (General) | 15 | 0.66337 | 0.20792 | 0.079208 | 0.049505 | 2596.0097 | 97.3504 | 64.579 | 64.579 | 0.96054 | 0.9625 | 1684.4792 | 252.6719 | 41.9035 | 41.9035 | 0.97329 | 0.9625 | 1636.7292 | 267.7333 | 551.2111 | 140.3361 | 255.1611 | 248.3 | 47.75 | 1636.7292 | 0 | 0 | 0 | 0 | 0 | 0 | 0 | 0 | 78.9389 | 51.4944 | 9.9028 | 267.7333 | 0 | 0 | 0 | 0 | 0 | 0 | 0 | 0 | 1568.6803 | 303.9889 | 526.6933 | 159.1783 | 243.6633 | 237.38 | 45.65 | 1568.6803 | 0 | 0 | 0 | 0 | 0 | 0 | 0 | 0 | 86.2767 | 61.1433 | 11.7583 | 303.9889 | 0 | 0 | 0 | 0 | 0 | 0 | 0 | 0
129 | 0 | 0 | 0 | Retail - 3-Story Large - Retail Sales and Wholesale Showroom | 0 | 0 | 0 | 0 | 0 | 3545.8972 | 0 | 0 | 0 | 1 | 1 | 2341.6417 | 0 | 0 | 0 | 1 | 1 | 2273.6417 | 317.9333 | 785.3111 | 169.0111 | 363.7111 | 353.6 | 68 | 2273.6417 | 0 | 0 | 0 | 0 | 0 | 0 | 0 | 0 | 99.0889 | 58.6444 | 11.2778 | 317.9333 | 0 | 0 | 0 | 0 | 0 | 0 | 0 | 0 | 1894.3528 | 981.6889 | 602.1111 | 510.6611 | 276.6111 | 273 | 52.5 | 1894.3528 | 0 | 0 | 0 | 0 | 0 | 0 | 0 | 0 | 240.7889 | 226.3444 | 43.5278 | 981.6889 | 0 | 0 | 0 | 0 | 0 | 0 | 0 | 0
130 | 1 | 0.4 | 0.3 | Retail - 3-Story Large - Storage (Conditioned) | 16 | 0.29 | 0.41 | 0.14 | 0.16 | 2701.5528 | 51.8698 | 15.0422 | 15.0422 | 0.99119 | 0.9808 | 1757.4972 | 281.1996 | 9.7857 | 9.7857 | 0.99376 | 0.9808 | 1707.4972 | 273.3111 | 577.2222 | 143.5222 | 267.2222 | 260 | 50 | 1707.4972 | 0 | 0 | 0 | 0 | 0 | 0 | 0 | 0 | 81.1778 | 52.2889 | 10.0556 | 273.3111 | 0 | 0 | 0 | 0 | 0 | 0 | 0 | 0 | 1568.6803 | 303.9889 | 526.6933 | 159.1783 | 243.6633 | 237.38 | 45.65 | 1568.6803 | 0 | 0 | 0 | 0 | 0 | 0 | 0 | 0 | 86.2767 | 61.1433 | 11.7583 | 303.9889 | 0 | 0 | 0 | 0 | 0 | 0 | 0 | 0
132 | 0 | 0 | 0 | Retail - Single-Story Large - Auto Repair Workshop | 0 | 0 | 0 | 0 | 0 | 3428.6053 | 0 | 0 | 0 | 1 | 1 | 2195.7 | 0 | 0 | 0 | 1 | 1 | 2120.95 | 320.3553 | 852.15 | 135.15 | 388.7 | 388.7 | 74.75 | 2120.95 | 0 | 0 | 0 | 0 | 0 | 0 | 0 | 0 | 61.6474 | 61.6474 | 11.8553 | 320.3553 | 0 | 0 | 0 | 0 | 0 | 0 | 0 | 0 | 1957.8 | 919.4526 | 741 | 403.8 | 338 | 338 | 65 | 1957.8 | 0 | 0 | 0 | 0 | 0 | 0 | 0 | 0 | 184.1895 | 184.1895 | 35.4211 | 919.4526 | 0 | 0 | 0 | 0 | 0 | 0 | 0 | 0
133 | 0 | 0 | 0 | Retail - Single-Story Large - Kitchen and Food Preparation | 15 | 0.66337 | 0.20792 | 0.079208 | 0.049505 | 3367.5437 | 0 | 0 | 0 | 1 | 1 | 2265.0987 | 339.7648 | 0 | 0 | 1 | 1 | 2192.7987 | 254.765 | 824.22 | 95.76 | 375.96 | 375.96 | 72.3 | 2192.7987 | 0 | 0 | 0 | 0 | 0 | 0 | 0 | 0 | 43.68 | 43.68 | 8.4 | 254.765 | 0 | 0 | 0 | 0 | 0 | 0 | 0 | 0 | 1886.265 | 933.72 | 719.34 | 408.12 | 328.12 | 328.12 | 63.1 | 1886.265 | 0 | 0 | 0 | 0 | 0 | 0 | 0 | 0 | 186.16 | 186.16 | 35.8 | 933.72 | 0 | 0 | 0 | 0 | 0 | 0 | 0 | 0
134 | 1 | 0.5 | 0.5 | Retail - Single-Story Large - Office (General) | 15 | 0.66337 | 0.20792 | 0.079208 | 0.049505 | 2713.8704 | 101.7701 | 67.5109 | 67.5109 | 0.96891 | 0.9625 | 2186.9833 | 328.0475 | 54.4039 | 54.4039 | 0.97272 | 0.9625 | 2171.15 | 148.6184 | 331.402 | 62.7 | 233.2353 | 82.3333 | 15.8333 | 2171.15 | 0 | 0 | 0 | 0 | 0 | 0 | 0 | 0 | 28.6 | 28.6 | 5.5 | 148.6184 | 0 | 0 | 0 | 0 | 0 | 0 | 0 | 0 | 1994.195 | 188.8445 | 472.6341 | 81.51 | 335.6141 | 114.92 | 22.1 | 1994.195 | 0 | 0 | 0 | 0 | 0 | 0 | 0 | 0 | 37.18 | 37.18 | 7.15 | 188.8445 | 0 | 0 | 0 | 0 | 0 | 0 | 0 | 0
137 | 0 | 0 | 0 | Retail - Single-Story Large - Pharmacy | 0 | 0 | 0 | 0 | 0 | 3472.15 | 0 | 0 | 0 | 1 | 1 | 2277.275 | 0 | 0 | 0 | 1 | 1 | 2202.525 | 294.925 | 852.15 | 122.55 | 388.7 | 388.7 | 74.75 | 2202.525 | 0 | 0 | 0 | 0 | 0 | 0 | 0 | 0 | 55.9 | 55.9 | 10.75 | 294.925 | 0 | 0 | 0 | 0 | 0 | 0 | 0 | 0 | 1957.8 | 903.6 | 741 | 399 | 338 | 338 | 65 | 1957.8 | 0 | 0 | 0 | 0 | 0 | 0 | 0 | 0 | 182 | 182 | 35 | 903.6 | 0 | 0 | 0 | 0 | 0 | 0 | 0 | 0
135 | 0 | 0 | 0 | Retail - Single-Story Large - Retail Sales and Wholesale Showroom | 0 | 0 | 0 | 0 | 0 | 4454.25 | 0 | 0 | 0 | 1 | 1 | 2952.625 | 0 | 0 | 0 | 1 | 1 | 2855.125 | 345.125 | 1111.5 | 142.5 | 507 | 507 | 97.5 | 2855.125 | 0 | 0 | 0 | 0 | 0 | 0 | 0 | 0 | 65 | 65 | 12.5 | 345.125 | 0 | 0 | 0 | 0 | 0 | 0 | 0 | 0 | 2284.1 | 928.7 | 889.2 | 410.4 | 405.6 | 405.6 | 78 | 2284.1 | 0 | 0 | 0 | 0 | 0 | 0 | 0 | 0 | 187.2 | 187.2 | 36 | 928.7 | 0 | 0 | 0 | 0 | 0 | 0 | 0 | 0
136 | 1 | 0.4 | 0.3 | Retail - Single-Story Large - Storage (Conditioned) | 15 | 0.66337 | 0.20792 | 0.079208 | 0.049505 | 2737.5 | 49.275 | 32.6874 | 32.6874 | 0.97996 | 0.982 | 1696.5 | 254.475 | 20.2572 | 20.2572 | 0.98758 | 0.982 | 1631.5 | 251 | 741 | 114 | 338 | 338 | 65 | 1631.5 | 0 | 0 | 0 | 0 | 0 | 0 | 0 | 0 | 52 | 52 | 10 | 251 | 0 | 0 | 0 | 0 | 0 | 0 | 0 | 0 | 1631.5 | 288.65 | 592.8 | 119.7 | 270.4 | 270.4 | 52 | 1631.5 | 0 | 0 | 0 | 0 | 0 | 0 | 0 | 0 | 54.6 | 54.6 | 10.5 | 288.65 | 0 | 0 | 0 | 0 | 0 | 0 | 0 | 0
139 | 0 | 0 | 0 | Retail - Small - Retail Sales and Wholesale Showroom | 0 | 0 | 0 | 0 | 0 | 3377.8897 | 0 | 0 | 0 | 1 | 1 | 2232.1103 | 0 | 0 | 0 | 1 | 1 | 2172.2574 | 358.0441 | 744.4176 | 103.1706 | 373.3294 | 311.2353 | 59.8529 | 2172.2574 | 0 | 0 | 0 | 0 | 0 | 0 | 0 | 0 | 55.2118 | 40.2235 | 7.7353 | 358.0441 | 0 | 0 | 0 | 0 | 0 | 0 | 0 | 0 | 1814.5824 | 1073.3941 | 668.3647 | 457.0588 | 319.3412 | 292.7294 | 56.2941 | 1814.5824 | 0 | 0 | 0 | 0 | 0 | 0 | 0 | 0 | 211.9765 | 205.5529 | 39.5294 | 1073.3941 | 0 | 0 | 0 | 0 | 0 | 0 | 0 | 0
140 | 0 | 0 | 0 | Retail - Small - Storage (Conditioned) | 15 | 0.66337 | 0.20792 | 0.079208 | 0.049505 | 3377.8897 | 0 | 0 | 0 | 1 | 1 | 2232.1103 | 334.8165 | 0 | 0 | 1 | 1 | 2172.2574 | 358.0441 | 744.4176 | 103.1706 | 373.3294 | 311.2353 | 59.8529 | 2172.2574 | 0 | 0 | 0 | 0 | 0 | 0 | 0 | 0 | 55.2118 | 40.2235 | 7.7353 | 358.0441 | 0 | 0 | 0 | 0 | 0 | 0 | 0 | 0 | 1814.5824 | 1073.3941 | 668.3647 | 457.0588 | 319.3412 | 292.7294 | 56.2941 | 1814.5824 | 0 | 0 | 0 | 0 | 0 | 0 | 0 | 0 | 211.9765 | 205.5529 | 39.5294 | 1073.3941 | 0 | 0 | 0 | 0 | 0 | 0 | 0 | 0
49 | 1 | 0.4 | 0.5 | Grocery - Comm/Ind Work (Loading Dock) | 16 | 0.29 | 0.41 | 0.14 | 0.16 | 4964 | 158.848 | 46.0659 | 46.0659 | 0.98301 | 0.968 | 2818.8 | 451.008 | 26.1585 | 26.1585 | 0.98672 | 0.968 | 2710.8 | 702.8 | 1231.2 | 319.2 | 561.6 | 561.6 | 108 | 2710.8 | 0 | 0 | 0 | 0 | 0 | 0 | 0 | 0 | 145.6 | 145.6 | 28 | 702.8 | 0 | 0 | 0 | 0 | 0 | 0 | 0 | 0 | 1970.35 | 740.45 | 894.9 | 336.3 | 408.2 | 408.2 | 78.5 | 1970.35 | 0 | 0 | 0 | 0 | 0 | 0 | 0 | 0 | 153.4 | 153.4 | 29.5 | 740.45 | 0 | 0 | 0 | 0 | 0 | 0 | 0 | 0
50 | 1 | 1 | 0.5 | Grocery - Office (General) | 30 | 0.66337 | 0.20792 | 0.079208 | 0.049505 | 4526 | 678.9 | 450.3594 | 450.3594 | 0.83152 | 0.85 | 2779.65 | 833.895 | 276.5889 | 276.5889 | 0.85689 | 0.85 | 2673.15 | 439.25 | 1214.1 | 199.5 | 553.8 | 553.8 | 106.5 | 2673.15 | 0 | 0 | 0 | 0 | 0 | 0 | 0 | 0 | 91 | 91 | 17.5 | 439.25 | 0 | 0 | 0 | 0 | 0 | 0 | 0 | 0 | 1932.7 | 476.9 | 877.8 | 216.6 | 400.4 | 400.4 | 77 | 1932.7 | 0 | 0 | 0 | 0 | 0 | 0 | 0 | 0 | 98.8 | 98.8 | 19 | 476.9 | 0 | 0 | 0 | 0 | 0 | 0 | 0 | 0
51 | 0 | 0 | 0 | Grocery - Refrigerated (Food Preparation) | 16 | 0.29 | 0.41 | 0.14 | 0.16 | 4380 | 0 | 0 | 0 | 1 | 1 | 2088 | 334.08 | 0 | 0 | 1 | 1 | 2008 | 1004 | 912 | 456 | 416 | 416 | 80 | 2008 | 0 | 0 | 0 | 0 | 0 | 0 | 0 | 0 | 208 | 208 | 40 | 1004 | 0 | 0 | 0 | 0 | 0 | 0 | 0 | 0 | 1606.4 | 803.2 | 729.6 | 364.8 | 332.8 | 332.8 | 64 | 1606.4 | 0 | 0 | 0 | 0 | 0 | 0 | 0 | 0 | 166.4 | 166.4 | 32 | 803.2 | 0 | 0 | 0 | 0 | 0 | 0 | 0 | 0
52 | 0 | 0 | 0 | Grocery - Refrigerated (Walk-in Cooler) | 16 | 0.29 | 0.41 | 0.14 | 0.16 | 4380 | 0 | 0 | 0 | 1 | 1 | 2088 | 334.08 | 0 | 0 | 1 | 1 | 2008 | 1004 | 912 | 456 | 416 | 416 | 80 | 2008 | 0 | 0 | 0 | 0 | 0 | 0 | 0 | 0 | 208 | 208 | 40 | 1004 | 0 | 0 | 0 | 0 | 0 | 0 | 0 | 0 | 1606.4 | 803.2 | 729.6 | 364.8 | 332.8 | 332.8 | 64 | 1606.4 | 0 | 0 | 0 | 0 | 0 | 0 | 0 | 0 | 166.4 | 166.4 | 32 | 803.2 | 0 | 0 | 0 | 0 | 0 | 0 | 0 | 0
53 | 0 | 0 | 0 | Grocery - Refrigerated (Walk-in Freezer) | 16 | 0.29 | 0.41 | 0.14 | 0.16 | 4380 | 0 | 0 | 0 | 1 | 1 | 2088 | 334.08 | 0 | 0 | 1 | 1 | 2008 | 1004 | 912 | 456 | 416 | 416 | 80 | 2008 | 0 | 0 | 0 | 0 | 0 | 0 | 0 | 0 | 208 | 208 | 40 | 1004 | 0 | 0 | 0 | 0 | 0 | 0 | 0 | 0 | 1606.4 | 803.2 | 729.6 | 364.8 | 332.8 | 332.8 | 64 | 1606.4 | 0 | 0 | 0 | 0 | 0 | 0 | 0 | 0 | 166.4 | 166.4 | 32 | 803.2 | 0 | 0 | 0 | 0 | 0 | 0 | 0 | 0
54 | 0 | 0 | 0 | Grocery - Retail Sales, Grocery | 0 | 0 | 0 | 0 | 0 | 4964 | 0 | 0 | 0 | 1 | 1 | 2818.8 | 0 | 0 | 0 | 1 | 1 | 2710.8 | 702.8 | 1231.2 | 319.2 | 561.6 | 561.6 | 108 | 2710.8 | 0 | 0 | 0 | 0 | 0 | 0 | 0 | 0 | 145.6 | 145.6 | 28 | 702.8 | 0 | 0 | 0 | 0 | 0 | 0 | 0 | 0 | 1970.35 | 740.45 | 894.9 | 336.3 | 408.2 | 408.2 | 78.5 | 1970.35 | 0 | 0 | 0 | 0 | 0 | 0 | 0 | 0 | 153.4 | 153.4 | 29.5 | 740.45 | 0 | 0 | 0 | 0 | 0 | 0 | 0 | 0
142 | 1 | 0.4 | 0.3 | Storage - Conditioned - Storage (Conditioned) | 16 | 0.29 | 0.41 | 0.14 | 0.16 | 3441.18 | 66.0707 | 19.1605 | 19.1605 | 0.99009 | 0.9808 | 1974.7 | 315.952 | 10.9951 | 10.9951 | 0.99307 | 0.9808 | 1932.7 | 612.44 | 728.4 | 167.64 | 343.2 | 343.2 | 42 | 1932.7 | 0 | 0 | 0 | 0 | 0 | 0 | 0 | 0 | 65.52 | 65.52 | 36.6 | 612.44 | 0 | 0 | 0 | 0 | 0 | 0 | 0 | 0 | 1587.575 | 385.285 | 637.35 | 169.77 | 300.3 | 300.3 | 36.75 | 1587.575 | 0 | 0 | 0 | 0 | 0 | 0 | 0 | 0 | 67.86 | 67.86 | 34.05 | 385.285 | 0 | 0 | 0 | 0 | 0 | 0 | 0 | 0
143 | 1 | 0.4 | 0.3 | Storage - Unconditioned - Storage (Unconditioned) | 16 | 0.29 | 0.41 | 0.14 | 0.16 | 3441.18 | 66.0707 | 19.1605 | 19.1605 | 0.99009 | 0.9808 | 1974.7 | 315.952 | 10.9951 | 10.9951 | 0.99307 | 0.9808 | 1932.7 | 612.44 | 728.4 | 167.64 | 343.2 | 343.2 | 42 | 1932.7 | 0 | 0 | 0 | 0 | 0 | 0 | 0 | 0 | 65.52 | 65.52 | 36.6 | 612.44 | 0 | 0 | 0 | 0 | 0 | 0 | 0 | 0 | 1587.575 | 385.285 | 637.35 | 169.77 | 300.3 | 300.3 | 36.75 | 1587.575 | 0 | 0 | 0 | 0 | 0 | 0 | 0 | 0 | 67.86 | 67.86 | 34.05 | 385.285 | 0 | 0 | 0 | 0 | 0 | 0 | 0 | 0
144 | 1 | 0.4 | 0.5 | Warehouse - Refrigerated - Comm/Ind Work (Loading Dock) | 15 | 0.66337 | 0.20792 | 0.079208 | 0.049505 | 4818 | 144.54 | 95.883 | 95.883 | 0.93054 | 0.97 | 1419 | 212.85 | 28.2395 | 28.2395 | 0.97954 | 0.97 | 1380.5 | 1932.7 | 438.9 | 1065.9 | 200.2 | 200.2 | 38.5 | 1380.5 | 0 | 0 | 0 | 0 | 0 | 0 | 0 | 0 | 486.2 | 486.2 | 93.5 | 1932.7 | 0 | 0 | 0 | 0 | 0 | 0 | 0 | 0 | 1380.5 | 1932.7 | 438.9 | 1065.9 | 200.2 | 200.2 | 38.5 | 1380.5 | 0 | 0 | 0 | 0 | 0 | 0 | 0 | 0 | 486.2 | 486.2 | 93.5 | 1932.7 | 0 | 0 | 0 | 0 | 0 | 0 | 0 | 0
145 | 1 | 1 | 0.5 | Warehouse - Refrigerated - Office (General) | 15 | 0.66337 | 0.20792 | 0.079208 | 0.049505 | 3522.25 | 264.1688 | 175.2407 | 175.2407 | 0.90026 | 0.925 | 1806 | 270.9 | 89.853 | 89.853 | 0.9284 | 0.925 | 1757 | 665.15 | 558.6 | 541.5 | 254.8 | 254.8 | 49 | 1757 | 0 | 0 | 0 | 0 | 0 | 0 | 0 | 0 | 247 | 247 | 47.5 | 665.15 | 0 | 0 | 0 | 0 | 0 | 0 | 0 | 0 | 1255 | 614.95 | 399 | 450.3 | 182 | 182 | 35 | 1255 | 0 | 0 | 0 | 0 | 0 | 0 | 0 | 0 | 205.4 | 205.4 | 39.5 | 614.95 | 0 | 0 | 0 | 0 | 0 | 0 | 0 | 0
146 | 1 | 0.4 | 0.3 | Warehouse - Refrigerated - Refrigerated (Cooled Storage) | 15 | 0.66337 | 0.20792 | 0.079208 | 0.049505 | 4818 | 86.724 | 57.5298 | 57.5298 | 0.95833 | 0.982 | 1419 | 212.85 | 16.9437 | 16.9437 | 0.98773 | 0.982 | 1380.5 | 1932.7 | 438.9 | 1065.9 | 200.2 | 200.2 | 38.5 | 1380.5 | 0 | 0 | 0 | 0 | 0 | 0 | 0 | 0 | 486.2 | 486.2 | 93.5 | 1932.7 | 0 | 0 | 0 | 0 | 0 | 0 | 0 | 0 | 1380.5 | 1932.7 | 438.9 | 1065.9 | 200.2 | 200.2 | 38.5 | 1380.5 | 0 | 0 | 0 | 0 | 0 | 0 | 0 | 0 | 486.2 | 486.2 | 93.5 | 1932.7 | 0 | 0 | 0 | 0 | 0 | 0 | 0 | 0
147 | 1 | 0.4 | 0.3 | Warehouse - Refrigerated - Refrigerated (Frozen Storage) | 15 | 0.66337 | 0.20792 | 0.079208 | 0.049505 | 4818 | 86.724 | 57.5298 | 57.5298 | 0.95833 | 0.982 | 1419 | 212.85 | 16.9437 | 16.9437 | 0.98773 | 0.982 | 1380.5 | 1932.7 | 438.9 | 1065.9 | 200.2 | 200.2 | 38.5 | 1380.5 | 0 | 0 | 0 | 0 | 0 | 0 | 0 | 0 | 486.2 | 486.2 | 93.5 | 1932.7 | 0 | 0 | 0 | 0 | 0 | 0 | 0 | 0 | 1380.5 | 1932.7 | 438.9 | 1065.9 | 200.2 | 200.2 | 38.5 | 1380.5 | 0 | 0 | 0 | 0 | 0 | 0 | 0 | 0 | 486.2 | 486.2 | 93.5 | 1932.7 | 0 | 0 | 0 | 0 | 0 | 0 | 0 | 0

## OccSensMeasureFractions2013
[26 empty] | Open Hours | [11 empty] | Closed Hours | [15 empty] | Open Hours | [11 empty] | Closed Hours
|  |  |  | 1 | 2 | 3 | 4 | 5 | 6 | 7 | 8 | 9 | 10 | 11 | 12 | 13 | 14 | 15 | 16 | 17 | 18 | Weekday |  | Weekend | [5 empty] | (break) | (break) | (break) | (break) | (summer) | (summer) | (summer) | (summer) | (in session) | (in session) | (in session) | (in session) | (break) | (break) | (break) | (break) | (summer) | (summer) | (summer) | (summer) | Weekday |  | Weekend | [5 empty] | (break) | (break) | (break) | (break) | (summer) | (summer) | (summer) | (summer) | (in session) | (in session) | (in session) | (in session) | (break) | (break) | (break) | (break) | (summer) | (summer) | (summer) | (summer)
[5 empty] | 6 | 7 | 8 | 9 | 10 | LF/HID | [5 empty] | CFL
| Include in Savings Calc? | Fraction Reduction | Fraction of Area |  | Total | Weekday Open | Weekday Closed | Weekend Open | Weekend Closed | Total Hours | Reduction | Weekday Open Reduction | With In Session Adustment | Schedule Adjustment | EFLH Adjustment | Total Hours | Reduction | Weekday Open Reduction | With In Session Adustment | Schedule Adjustment | EFLH Adjustment | Open | Closed | Open | Closed | Sat | Sun | Hol | all | Sat | Sun | Hol | all | Sat | Sun | Hol | all | Sat | Sun | Hol | all | Sat | Sun | Hol | all | Sat | Sun | Hol | all | Open | Closed | Open | Closed | Sat | Sun | Hol | all | Sat | Sun | Hol | all | Sat | Sun | Hol | all | Sat | Sun | Hol | all | Sat | Sun | Hol | all | Sat | Sun | Hol | all
1 | 1 | 1 | 1 | Assembly - Auditorium | 20 | 0.4 | 0.36 | 0.13 | 0.11 | 2430.9 | 486.18 | 194.472 | 194.472 | 0.8689 | 0.8 | 1542.51 | 308.502 | 123.4008 | 123.4008 | 0.89637 | 0.8 | 1483.41 | 188.25 | 673.74 | 85.5 | 307.32 | 307.32 | 59.1 | 1483.41 | 0 | 0 | 0 | 0 | 0 | 0 | 0 | 0 | 39 | 39 | 7.5 | 188.25 | 0 | 0 | 0 | 0 | 0 | 0 | 0 | 0 | 1190.744 | 384.8667 | 540.816 | 174.8 | 246.688 | 246.688 | 47.44 | 1190.744 | 0 | 0 | 0 | 0 | 0 | 0 | 0 | 0 | 79.7333 | 79.7333 | 15.3333 | 384.8667 | 0 | 0 | 0 | 0 | 0 | 0 | 0 | 0
2 | 1 | 1 | 1 | Assembly - Office (General) | 16 | 0.66337 | 0.20792 | 0.079208 | 0.049505 | 3173.4722 | 507.7556 | 336.8279 | 336.8279 | 0.80928 | 0.84 | 1836.425 | 293.828 | 194.9156 | 194.9156 | 0.84197 | 0.84 | 1766.0639 | 416.2417 | 802.1167 | 189.05 | 365.8778 | 365.8778 | 70.3611 | 1766.0639 | 0 | 0 | 0 | 0 | 0 | 0 | 0 | 0 | 86.2333 | 86.2333 | 16.5833 | 416.2417 | 0 | 0 | 0 | 0 | 0 | 0 | 0 | 0 | 1233.3861 | 374.4083 | 560.1833 | 170.05 | 255.5222 | 255.5222 | 49.1389 | 1233.3861 | 0 | 0 | 0 | 0 | 0 | 0 | 0 | 0 | 77.5667 | 77.5667 | 14.9167 | 374.4083 | 0 | 0 | 0 | 0 | 0 | 0 | 0 | 0
4 | 1 | 1 | 1 | Education - Primary School - Classroom/Lecture | 20 | 0.4 | 0.36 | 0.13 | 0.11 | 2436.04 | 487.208 | 194.8832 | 194.8832 | 0.87511 | 0.8 | 1560.4 | 312.08 | 124.832 | 124.832 | 0.92026 | 0.8 | 1560.4 | 650.64 | 115.2 | 109.8 | 115.2 | 0 | 0 | 1560.4 | 0 | 0 | 0 | 0 | 0 | 0 | 0 | 0 | 41.4 | 43.2 | 8.4 | 620.4 | 7.68 | 7.68 | 1.44 | 30.24 | 0 | 0 | 0 | 0 | 1565.4463 | 682.4021 | 158.4 | 123.3 | 158.4 | 0 | 0 | 1565.4463 | 0 | 0 | 0 | 0 | 0 | 0 | 0 | 0 | 54.9 | 43.2 | 8.4 | 652.1621 | 7.68 | 7.68 | 1.44 | 30.24 | 0 | 0 | 0 | 0
5 | 1 | 1 | 1 | Education - Primary School - Dining Area | 16 | 0.66337 | 0.20792 | 0.079208 | 0.049505 | 1339.64 | 214.3424 | 142.1875 | 142.1875 | 0.85594 | 0.84 | 987 | 157.92 | 104.7588 | 104.7588 | 0.89536 | 0.84 | 987 | 161.84 | 93.6 | 97.2 | 93.6 | 0 | 0 | 987 | 0 | 0 | 0 | 0 | 0 | 0 | 0 | 0 | 28.8 | 43.2 | 8.4 | 131.6 | 7.68 | 7.68 | 1.44 | 30.24 | 0 | 0 | 0 | 0 | 1001.1 | 201.32 | 95.76 | 105.84 | 95.76 | 0 | 0 | 1001.1 | 0 | 0 | 0 | 0 | 0 | 0 | 0 | 0 | 37.44 | 43.2 | 8.4 | 171.08 | 7.68 | 7.68 | 1.44 | 30.24 | 0 | 0 | 0 | 0
6 | 1 | 1 | 1 | Education - Primary School - Exercising Centers and Gymnasium | 16 | 0.66337 | 0.20792 | 0.079208 | 0.049505 | 2038.9607 | 326.2337 | 216.4125 | 216.4125 | 0.85553 | 0.84 | 1497.9571 | 239.6731 | 158.9911 | 158.9911 | 0.9046 | 0.84 | 1497.9571 | 264.5686 | 130.635 | 145.8 | 130.635 | 0 | 0 | 1497.9571 | 0 | 0 | 0 | 0 | 0 | 0 | 0 | 0 | 77.4 | 43.2 | 8.4 | 234.3286 | 7.68 | 7.68 | 1.44 | 30.24 | 0 | 0 | 0 | 0 | 1666.5529 | 314.3214 | 156.9105 | 163.62 | 156.9105 | 0 | 0 | 1666.5529 | 0 | 0 | 0 | 0 | 0 | 0 | 0 | 0 | 95.22 | 43.2 | 8.4 | 284.0814 | 7.68 | 7.68 | 1.44 | 30.24 | 0 | 0 | 0 | 0
7 | 1 | 1 | 1 | Education - Primary School - Kitchen and Food Preparation | 16 | 0.66337 | 0.20792 | 0.079208 | 0.049505 | 1660.84 | 265.7344 | 176.2793 | 176.2793 | 0.86411 | 0.84 | 1297.2 | 207.552 | 137.683 | 137.683 | 0.89461 | 0.84 | 1297.2 | 161.84 | 104.6 | 97.2 | 104.6 | 0 | 0 | 1297.2 | 0 | 0 | 0 | 0 | 0 | 0 | 0 | 0 | 28.8 | 43.2 | 8.4 | 131.6 | 7.68 | 7.68 | 1.44 | 30.24 | 0 | 0 | 0 | 0 | 1306.4021 | 201.32 | 106.46 | 105.84 | 106.46 | 0 | 0 | 1306.4021 | 0 | 0 | 0 | 0 | 0 | 0 | 0 | 0 | 37.44 | 43.2 | 8.4 | 171.08 | 7.68 | 7.68 | 1.44 | 30.24 | 0 | 0 | 0 | 0
48 | 1 | 1 | 1 | Education - Relocatable Classroom - Classroom/Lecture | 20 | 0.4 | 0.36 | 0.13 | 0.11 | 2472.76 | 494.552 | 197.8208 | 197.8208 | 0.88177 | 0.8 | 1702.8 | 340.56 | 136.224 | 136.224 | 0.91889 | 0.8 | 1673.2 | 537.84 | 146.6 | 115.12 | 117 | 0 | 0 | 1673.2 | 29.6 | 0 | 0 | 0 | 0 | 0 | 0 | 0 | 39.6 | 43.2 | 8.4 | 507.6 | 14.8 | 7.68 | 1.44 | 30.24 | 0 | 0 | 0 | 0 | 1679.4337 | 568.4147 | 147.14 | 122.68 | 117.54 | 0 | 0 | 1679.4337 | 29.6 | 0 | 0 | 0 | 0 | 0 | 0 | 0 | 47.16 | 43.2 | 8.4 | 538.1747 | 14.8 | 7.68 | 1.44 | 30.24 | 0 | 0 | 0 | 0
9 | 1 | 1 | 1 | Education - Secondary School - Classroom/Lecture | 20 | 0.4 | 0.36 | 0.13 | 0.11 | 2436.04 | 487.208 | 194.8832 | 194.8832 | 0.88353 | 0.8 | 1673.2 | 334.64 | 133.856 | 133.856 | 0.9203 | 0.8 | 1673.2 | 537.84 | 117 | 108 | 117 | 0 | 0 | 1673.2 | 0 | 0 | 0 | 0 | 0 | 0 | 0 | 0 | 39.6 | 43.2 | 8.4 | 507.6 | 7.68 | 7.68 | 1.44 | 30.24 | 0 | 0 | 0 | 0 | 1679.4337 | 568.4147 | 117.54 | 115.56 | 117.54 | 0 | 0 | 1679.4337 | 0 | 0 | 0 | 0 | 0 | 0 | 0 | 0 | 47.16 | 43.2 | 8.4 | 538.1747 | 7.68 | 7.68 | 1.44 | 30.24 | 0 | 0 | 0 | 0
10 | 1 | 1 | 1 | Education - Secondary School - Computer Room (Instructional/PC Lab) | 20 | 0.4 | 0.36 | 0.13 | 0.11 | 2127.3242 | 425.4648 | 170.1859 | 170.1859 | 0.8806 | 0.8 | 1425.3368 | 285.0674 | 114.0269 | 114.0269 | 0.92859 | 0.8 | 1425.3368 | 476.9874 | 117 | 108 | 117 | 0 | 0 | 1425.3368 | 0 | 0 | 0 | 0 | 0 | 0 | 0 | 0 | 39.6 | 43.2 | 8.4 | 446.7474 | 7.68 | 7.68 | 1.44 | 30.24 | 0 | 0 | 0 | 0 | 1596.8126 | 548.1305 | 131.94 | 117.36 | 131.94 | 0 | 0 | 1596.8126 | 0 | 0 | 0 | 0 | 0 | 0 | 0 | 0 | 48.96 | 43.2 | 8.4 | 517.8905 | 7.68 | 7.68 | 1.44 | 30.24 | 0 | 0 | 0 | 0
11 | 1 | 1 | 1 | Education - Secondary School - Dining Area | 16 | 0.66337 | 0.20792 | 0.079208 | 0.049505 | 2351.44 | 376.2304 | 249.5786 | 249.5786 | 0.85412 | 0.84 | 1710.8 | 273.728 | 181.5819 | 181.5819 | 0.89421 | 0.84 | 1710.8 | 331.04 | 154.8 | 154.8 | 154.8 | 0 | 0 | 1710.8 | 0 | 0 | 0 | 0 | 0 | 0 | 0 | 0 | 86.4 | 43.2 | 8.4 | 300.8 | 7.68 | 7.68 | 1.44 | 30.24 | 0 | 0 | 0 | 0 | 1716.44 | 364.88 | 130.68 | 150.48 | 130.68 | 0 | 0 | 1716.44 | 0 | 0 | 0 | 0 | 0 | 0 | 0 | 0 | 82.08 | 43.2 | 8.4 | 334.64 | 7.68 | 7.68 | 1.44 | 30.24 | 0 | 0 | 0 | 0
12 | 1 | 1 | 1 | Education - Secondary School - Exercising Centers and Gymnasium | 16 | 0.66337 | 0.20792 | 0.079208 | 0.049505 | 2355.0525 | 376.8084 | 249.962 | 249.962 | 0.85196 | 0.84 | 1688.475 | 270.156 | 179.2124 | 179.2124 | 0.89424 | 0.84 | 1688.475 | 409.1775 | 124.2 | 133.2 | 124.2 | 0 | 0 | 1688.475 | 0 | 0 | 0 | 0 | 0 | 0 | 0 | 0 | 64.8 | 43.2 | 8.4 | 378.9375 | 7.68 | 7.68 | 1.44 | 30.24 | 0 | 0 | 0 | 0 | 1694.4675 | 441.7838 | 126.1145 | 140.2691 | 126.1145 | 0 | 0 | 1694.4675 | 0 | 0 | 0 | 0 | 0 | 0 | 0 | 0 | 71.8691 | 43.2 | 8.4 | 411.5438 | 7.68 | 7.68 | 1.44 | 30.24 | 0 | 0 | 0 | 0
13 | 1 | 1 | 1 | Education - Secondary School - Kitchen and Food Preparation | 16 | 0.66337 | 0.20792 | 0.079208 | 0.049505 | 1139.44 | 182.3104 | 120.9386 | 120.9386 | 0.85212 | 0.84 | 817.8 | 130.848 | 86.8002 | 86.8002 | 0.89636 | 0.84 | 817.8 | 152.44 | 73.8 | 95.4 | 73.8 | 0 | 0 | 817.8 | 0 | 0 | 0 | 0 | 0 | 0 | 0 | 0 | 27 | 43.2 | 8.4 | 122.2 | 7.68 | 7.68 | 1.44 | 30.24 | 0 | 0 | 0 | 0 | 837.54 | 189.1 | 76.5 | 103.5 | 76.5 | 0 | 0 | 837.54 | 0 | 0 | 0 | 0 | 0 | 0 | 0 | 0 | 35.1 | 43.2 | 8.4 | 158.86 | 7.68 | 7.68 | 1.44 | 30.24 | 0 | 0 | 0 | 0
14 | 1 | 1 | 1 | Education - Secondary School - Office (General) | 16 | 0.66337 | 0.20792 | 0.079208 | 0.049505 | 2256.8084 | 361.0893 | 239.5345 | 239.5345 | 0.86728 | 0.84 | 1804.8 | 288.768 | 191.559 | 191.559 | 0.89411 | 0.84 | 1804.8 | 199.44 | 124.5789 | 127.9895 | 124.5789 | 0 | 0 | 1804.8 | 0 | 0 | 0 | 0 | 0 | 0 | 0 | 0 | 59.5895 | 43.2 | 8.4 | 169.2 | 7.68 | 7.68 | 1.44 | 30.24 | 0 | 0 | 0 | 0 | 1808.9558 | 235.3579 | 105.0537 | 128.7568 | 105.0537 | 0 | 0 | 1808.9558 | 0 | 0 | 0 | 0 | 0 | 0 | 0 | 0 | 60.3568 | 43.2 | 8.4 | 205.1179 | 7.68 | 7.68 | 1.44 | 30.24 | 0 | 0 | 0 | 0
16 | 1 | 1 | 1 | Education - Community College - Classroom/Lecture | 20 | 0.4 | 0.36 | 0.13 | 0.11 | 2346.43 | 469.286 | 187.7144 | 163.2073 | 0.89993 | 0.8 | 1630.85 | 326.17 | 130.468 | 110.3689 | 0.92604 | 0.8 | 1875.7375 | 291.2725 | 76.9 | 102.52 | 65.6 | 0 | 0 | 1630.85 | 0 | 0 | 0 | 0 | 11.3 | 0 | 0 | 244.8875 | 30.4 | 38.4 | 7.2 | 224.77 | 5.76 | 5.76 | 1.44 | 18.24 | 6 | 6.72 | 0.84 | 48.2625 | 1764.025 | 400.835 | 107.42 | 114.24 | 91.68 | 0 | 0 | 1492.27 | 0 | 0 | 0 | 0 | 15.74 | 0 | 0 | 271.755 | 40.32 | 38.4 | 7.2 | 332.93 | 5.76 | 5.76 | 1.44 | 18.24 | 7.8 | 6.72 | 0.84 | 49.665
17 | 1 | 1 | 1 | Education - Community College - Comm/Ind Work (General, Low Bay) | 16 | 0.66337 | 0.20792 | 0.079208 | 0.049505 | 2346.43 | 375.4288 | 249.0468 | 216.5324 | 0.86723 | 0.84 | 1630.85 | 260.936 | 173.0962 | 146.43 | 0.90187 | 0.84 | 1875.7375 | 291.2725 | 76.9 | 102.52 | 65.6 | 0 | 0 | 1630.85 | 0 | 0 | 0 | 0 | 11.3 | 0 | 0 | 244.8875 | 30.4 | 38.4 | 7.2 | 224.77 | 5.76 | 5.76 | 1.44 | 18.24 | 6 | 6.72 | 0.84 | 48.2625 | 1764.025 | 400.835 | 107.42 | 114.24 | 91.68 | 0 | 0 | 1492.27 | 0 | 0 | 0 | 0 | 15.74 | 0 | 0 | 271.755 | 40.32 | 38.4 | 7.2 | 332.93 | 5.76 | 5.76 | 1.44 | 18.24 | 7.8 | 6.72 | 0.84 | 49.665
18 | 1 | 1 | 1 | Education - Community College - Computer Room (Instructional/PC Lab) | 20 | 0.4 | 0.36 | 0.13 | 0.11 | 2059.1667 | 411.8333 | 164.7333 | 138.8485 | 0.89456 | 0.8 | 1316.7917 | 263.3583 | 105.3433 | 89.3681 | 0.94252 | 0.8 | 1562.275 | 259.8067 | 93 | 144.085 | 82.1333 | 0 | 0 | 1316.7917 | 0 | 0 | 0 | 0 | 10.8667 | 0 | 0 | 245.4833 | 61.7778 | 38.4 | 7.2 | 193.4111 | 5.76 | 5.76 | 1.44 | 18.24 | 12.9472 | 9.6 | 1.2 | 48.1556 | 1832.7333 | 455.8289 | 108.5467 | 124.1772 | 91.68 | 0 | 0 | 1554.8 | 0 | 0 | 0 | 0 | 16.8667 | 0 | 0 | 277.9333 | 40.32 | 38.4 | 7.2 | 388.7 | 5.76 | 5.76 | 1.44 | 18.24 | 14.4972 | 9.6 | 1.2 | 48.8889
19 | 1 | 1 | 1 | Education - Community College - Dining Area | 16 | 0.66337 | 0.20792 | 0.079208 | 0.049505 | 2436.1188 | 389.779 | 258.5663 | 220.9805 | 0.8571 | 0.84 | 1546.35 | 247.416 | 164.1274 | 141.8865 | 0.9094 | 0.84 | 1809.3628 | 263.3854 | 186.3167 | 177.0539 | 168 | 0 | 0 | 1546.35 | 0 | 0 | 0 | 0 | 18.3167 | 0 | 0 | 263.0128 | 87.2 | 38.4 | 7.2 | 185.9 | 10.08 | 10.08 | 2.52 | 31.92 | 14.0139 | 6.72 | 0.84 | 45.5654 | 1811.55 | 279.12 | 169.7833 | 160.0761 | 151.4667 | 0 | 0 | 1566.0667 | 0 | 0 | 0 | 0 | 18.3167 | 0 | 0 | 245.4833 | 70.2222 | 38.4 | 7.2 | 199.0444 | 10.08 | 10.08 | 2.52 | 31.92 | 14.0139 | 6.72 | 0.84 | 48.1556
20 | 1 | 1 | 1 | Education - Community College - Kitchen and Food Preparation | 16 | 0.66337 | 0.20792 | 0.079208 | 0.049505 | 2802.2802 | 448.3648 | 297.4301 | 256.9917 | 0.85586 | 0.84 | 1782.95 | 285.272 | 189.2398 | 161.5135 | 0.89406 | 0.84 | 2063.5024 | 335.0073 | 199.5167 | 204.2539 | 181.2 | 0 | 0 | 1782.95 | 0 | 0 | 0 | 0 | 18.3167 | 0 | 0 | 280.5524 | 114.4 | 38.4 | 7.2 | 253.5 | 10.08 | 10.08 | 2.52 | 31.92 | 14.0139 | 6.72 | 0.84 | 49.5873 | 1786.2292 | 278.5478 | 169.7833 | 160.0761 | 151.4667 | 0 | 0 | 1524.5208 | 0 | 0 | 0 | 0 | 18.3167 | 0 | 0 | 261.7083 | 70.2222 | 38.4 | 7.2 | 198.1056 | 10.08 | 10.08 | 2.52 | 31.92 | 14.0139 | 6.72 | 0.84 | 48.5222
21 | 1 | 1 | 1 | Education - Community College - Office (General) | 16 | 0.66337 | 0.20792 | 0.079208 | 0.049505 | 2474.1204 | 395.8593 | 262.5997 | 222.1499 | 0.85941 | 0.84 | 1580.15 | 252.824 | 167.7149 | 145.3188 | 0.90721 | 0.84 | 1867.8688 | 271.365 | 179.6778 | 155.2089 | 162.4889 | 0 | 0 | 1580.15 | 0 | 0 | 0 | 0 | 17.1889 | 0 | 0 | 287.7187 | 76.4444 | 38.4 | 7.2 | 202.8 | 5.76 | 5.76 | 1.44 | 18.24 | 12.6444 | 6.72 | 0.84 | 50.325 | 1807.425 | 265.8067 | 134.1667 | 145.2533 | 116.9778 | 0 | 0 | 1566.0667 | 0 | 0 | 0 | 0 | 17.1889 | 0 | 0 | 241.3583 | 66.4889 | 38.4 | 7.2 | 199.0444 | 5.76 | 5.76 | 1.44 | 18.24 | 12.6444 | 6.72 | 0.84 | 48.5222
30 | 1 | 1 | 1 | Education - University - Classroom/Lecture | 20 | 0.4 | 0.36 | 0.13 | 0.11 | 2362.9895 | 472.5979 | 189.0392 | 162.0074 | 0.89242 | 0.8 | 1510.9789 | 302.1958 | 120.8783 | 103.5471 | 0.93155 | 0.8 | 1757.1421 | 392.8411 | 115.8974 | 97.1089 | 67.9579 | 27.2 | 5.1 | 1505.8789 | 0 | 0 | 0 | 0 | 9.7895 | 5.2 | 0.65 | 251.2632 | 32.4211 | 24 | 4.5 | 315.7632 | 10.08 | 10.08 | 2.52 | 31.92 | 6.7579 | 6 | 0.75 | 45.1579 | 1766.0253 | 444.3305 | 196.0371 | 124.9282 | 121.8189 | 43.36 | 8.13 | 1512.8168 | 0 | 0 | 0 | 0 | 14.5832 | 7.24 | 0.905 | 253.2084 | 47.4105 | 31.2 | 5.85 | 355.7895 | 10.08 | 10.08 | 2.52 | 31.92 | 9.0126 | 7.8 | 0.975 | 56.6211
31 | 1 | 1 | 1 | Education - University - Comm/Ind Work (General, Low Bay) | 16 | 0.66337 | 0.20792 | 0.079208 | 0.049505 | 2362.9895 | 378.0783 | 250.8044 | 214.9406 | 0.85727 | 0.84 | 1510.9789 | 241.7566 | 160.3732 | 137.3793 | 0.90919 | 0.84 | 1757.1421 | 392.8411 | 115.8974 | 97.1089 | 67.9579 | 27.2 | 5.1 | 1505.8789 | 0 | 0 | 0 | 0 | 9.7895 | 5.2 | 0.65 | 251.2632 | 32.4211 | 24 | 4.5 | 315.7632 | 10.08 | 10.08 | 2.52 | 31.92 | 6.7579 | 6 | 0.75 | 45.1579 | 1766.0253 | 444.3305 | 196.0371 | 124.9282 | 121.8189 | 43.36 | 8.13 | 1512.8168 | 0 | 0 | 0 | 0 | 14.5832 | 7.24 | 0.905 | 253.2084 | 47.4105 | 31.2 | 5.85 | 355.7895 | 10.08 | 10.08 | 2.52 | 31.92 | 9.0126 | 7.8 | 0.975 | 56.6211
32 | 1 | 1 | 1 | Education - University - Computer Room (Instructional/PC Lab) | 20 | 0.4 | 0.36 | 0.13 | 0.11 | 2153.6059 | 430.7212 | 172.2885 | 147.722 | 0.88345 | 0.8 | 1287.75 | 257.55 | 103.02 | 89.4538 | 0.94448 | 0.8 | 1478.2875 | 239.35 | 270.7056 | 165.2628 | 108 | 108 | 20.25 | 1267.5 | 0 | 0 | 0 | 0 | 16.2144 | 16.2144 | 2.0268 | 210.7875 | 53.3778 | 53.3778 | 10.0083 | 169 | 14.4 | 14.4 | 3.6 | 45.6 | 7.576 | 7.576 | 0.947 | 24.75 | 1855.4708 | 239.35 | 317.9556 | 168.4712 | 129.6 | 129.6 | 24.3 | 1611.1333 | 0 | 0 | 0 | 0 | 16.2144 | 16.2144 | 2.0268 | 244.3375 | 54.8444 | 54.8444 | 10.2833 | 169 | 14.4 | 14.4 | 3.6 | 45.6 | 7.576 | 7.576 | 0.947 | 24.75
33 | 1 | 1 | 1 | Education - University - Corridor | 16 | 0.66337 | 0.20792 | 0.079208 | 0.049505 | 2436.9611 | 389.9138 | 258.6557 | 258.6557 | 0.86774 | 0.84 | 1958.4056 | 313.3449 | 207.8625 | 207.8625 | 0.86859 | 0.84 | 1955.7056 | 240.5756 | 127.5 | 113.18 | 110.4 | 14.4 | 2.7 | 1955.7056 | 0 | 0 | 0 | 0 | 0 | 0 | 0 | 0 | 41.6 | 24 | 4.5 | 155.8556 | 10.08 | 10.08 | 2.52 | 31.92 | 9.6 | 9.6 | 1.2 | 52.8 | 1581.84 | 274 | 146.55 | 130.69 | 124.32 | 18.72 | 3.51 | 1581.84 | 0 | 0 | 0 | 0 | 0 | 0 | 0 | 0 | 50.56 | 31.2 | 5.85 | 189.28 | 10.08 | 10.08 | 2.52 | 31.92 | 9.6 | 9.6 | 1.2 | 52.8
34 | 1 | 1 | 1 | Education - University - Dining Area | 16 | 0.66337 | 0.20792 | 0.079208 | 0.049505 | 2645.9277 | 423.3484 | 280.8351 | 241.9939 | 0.86064 | 0.84 | 1756.725 | 281.076 | 186.4564 | 161.2647 | 0.89504 | 0.84 | 2015.1875 | 225.67 | 270.7056 | 134.3646 | 108 | 108 | 20.25 | 1736.475 | 0 | 0 | 0 | 0 | 16.2144 | 16.2144 | 2.0268 | 278.7125 | 43.7333 | 43.7333 | 8.2 | 169 | 10.08 | 10.08 | 2.52 | 31.92 | 7.5379 | 7.5379 | 0.94223 | 24.75 | 1776.5117 | 227.32 | 242.7736 | 133.51 | 97.2 | 97.2 | 18.225 | 1536.4917 | 0 | 0 | 0 | 0 | 14.1876 | 14.1876 | 1.7734 | 240.02 | 43.2533 | 43.2533 | 8.11 | 169 | 10.08 | 10.08 | 2.52 | 31.92 | 7.6298 | 7.6298 | 0.95373 | 26.4
35 | 1 | 1 | 1 | Education - University - Hotel/Motel Guest Room (incl. toilets) | 10 | 0.66337 | 0.20792 | 0.079208 | 0.049505 | 1136.44 | 113.644 | 75.3876 | 66.6027 | 0.85488 | 0.9 | 468.8256 | 46.8826 | 31.1003 | 27.4762 | 0.94013 | 0.9 | 519.475 | 276.04 | 140.6531 | 200.2719 | 62.66 | 52.72 | 9.885 | 458.9406 | 0 | 0 | 0 | 0 | 7.8113 | 6.735 | 0.84187 | 60.5344 | 79.82 | 72.72 | 13.635 | 226.0375 | 5.76 | 5.76 | 1.44 | 18.24 | 10.3538 | 9.585 | 1.1981 | 31.7625 | 519.475 | 276.04 | 140.6531 | 200.2719 | 62.66 | 52.72 | 9.885 | 458.9406 | 0 | 0 | 0 | 0 | 7.8113 | 6.735 | 0.84187 | 60.5344 | 79.82 | 72.72 | 13.635 | 226.0375 | 5.76 | 5.76 | 1.44 | 18.24 | 10.3538 | 9.585 | 1.1981 | 31.7625
36 | 1 | 1 | 1 | Education - University - Kitchen and Food Preparation | 16 | 0.66337 | 0.20792 | 0.079208 | 0.049505 | 2715.8284 | 434.5325 | 288.2543 | 241.3711 | 0.861 | 0.84 | 1756.725 | 281.076 | 186.4564 | 156.1172 | 0.89839 | 0.84 | 2073.7625 | 225.67 | 279.3195 | 137.0764 | 108 | 108 | 20.25 | 1736.475 | 0 | 0 | 0 | 0 | 20.268 | 20.268 | 2.5335 | 337.2875 | 43.7333 | 43.7333 | 8.2 | 169 | 10.08 | 10.08 | 2.52 | 31.92 | 8.814 | 8.814 | 1.1017 | 24.75 | 1835.0867 | 227.32 | 251.3875 | 136.2218 | 97.2 | 97.2 | 18.225 | 1536.4917 | 0 | 0 | 0 | 0 | 18.2412 | 18.2412 | 2.2801 | 298.595 | 43.2533 | 43.2533 | 8.11 | 169 | 10.08 | 10.08 | 2.52 | 31.92 | 8.9059 | 8.9059 | 1.1132 | 26.4
37 | 1 | 1 | 1 | Education - University - Office (General) | 16 | 0.66337 | 0.20792 | 0.079208 | 0.049505 | 2725.3413 | 436.0546 | 289.2639 | 252.0363 | 0.87113 | 0.84 | 1958.4056 | 313.3449 | 207.8625 | 175.4483 | 0.88909 | 0.84 | 2244.5778 | 219.7978 | 152.2929 | 108.6729 | 110.4 | 14.4 | 2.7 | 1955.7056 | 0 | 0 | 0 | 0 | 20.7429 | 3.6 | 0.45 | 288.8722 | 41.6 | 24 | 4.5 | 155.8556 | 10.08 | 10.08 | 2.52 | 31.92 | 9.1429 | 6 | 0.75 | 32.0222 | 1874.0856 | 265.8356 | 175.1807 | 130.2907 | 124.32 | 18.72 | 3.51 | 1581.84 | 0 | 0 | 0 | 0 | 23.3657 | 4.68 | 0.585 | 292.2456 | 50.56 | 31.2 | 5.85 | 189.28 | 10.08 | 10.08 | 2.52 | 31.92 | 11.2257 | 7.8 | 0.975 | 44.6356
56 | 1 | 1 | 1 | Health/Medical - Hospital - Dining Area | 16 | 0.66337 | 0.20792 | 0.079208 | 0.049505 | 5858.4 | 937.344 | 621.8025 | 621.8025 | 0.85254 | 0.84 | 4360.8 | 697.728 | 462.8493 | 462.8493 | 0.88179 | 0.84 | 4216.8 | 0 | 1641.6 | 0 | 748.8 | 748.8 | 144 | 4216.8 | 0 | 0 | 0 | 0 | 0 | 0 | 0 | 0 | 0 | 0 | 0 | 0 | 0 | 0 | 0 | 0 | 0 | 0 | 0 | 0 | 3915.6 | 0 | 22.8 | 524.4 | 10.4 | 10.4 | 2 | 3915.6 | 0 | 0 | 0 | 0 | 0 | 0 | 0 | 0 | 239.2 | 239.2 | 46 | 0 | 0 | 0 | 0 | 0 | 0 | 0 | 0 | 0
57 | 1 | 1 | 1 | Health/Medical - Hospital - Kitchen and Food Preparation | 16 | 0.66337 | 0.20792 | 0.079208 | 0.049505 | 5858.4 | 937.344 | 621.8025 | 621.8025 | 0.85254 | 0.84 | 4360.8 | 697.728 | 462.8493 | 462.8493 | 0.88179 | 0.84 | 4216.8 | 0 | 1641.6 | 0 | 748.8 | 748.8 | 144 | 4216.8 | 0 | 0 | 0 | 0 | 0 | 0 | 0 | 0 | 0 | 0 | 0 | 0 | 0 | 0 | 0 | 0 | 0 | 0 | 0 | 0 | 3915.6 | 0 | 22.8 | 524.4 | 10.4 | 10.4 | 2 | 3915.6 | 0 | 0 | 0 | 0 | 0 | 0 | 0 | 0 | 239.2 | 239.2 | 46 | 0 | 0 | 0 | 0 | 0 | 0 | 0 | 0 | 0
58 | 1 | 1 | 1 | Health/Medical - Hospital - Laboratory, Medical 12hr Treatment | 16 | 0.66337 | 0.20792 | 0.079208 | 0.049505 | 4257 | 681.12 | 451.8321 | 451.8321 | 0.85713 | 0.84 | 3258.6 | 521.376 | 345.8633 | 345.8633 | 0.86491 | 0.84 | 3162.6 | 0 | 1094.4 | 0 | 499.2 | 499.2 | 96 | 3162.6 | 0 | 0 | 0 | 0 | 0 | 0 | 0 | 0 | 0 | 0 | 0 | 0 | 0 | 0 | 0 | 0 | 0 | 0 | 0 | 0 | 2560.2 | 0 | 22.8 | 866.4 | 10.4 | 10.4 | 2 | 2560.2 | 0 | 0 | 0 | 0 | 0 | 0 | 0 | 0 | 395.2 | 395.2 | 76 | 0 | 0 | 0 | 0 | 0 | 0 | 0 | 0 | 0
61 | 1 | 1 | 1 | Health/Medical - Hospital - Medical and Clinical Care - 24hr ICU | 0 | 0 | 0 | 0 | 0 | 4257 | 0 | 0 | 0 | 1 | 1 | 3258.6 | 0 | 0 | 0 | 1 | 1 | 3162.6 | 0 | 1094.4 | 0 | 499.2 | 499.2 | 96 | 3162.6 | 0 | 0 | 0 | 0 | 0 | 0 | 0 | 0 | 0 | 0 | 0 | 0 | 0 | 0 | 0 | 0 | 0 | 0 | 0 | 0 | 2560.2 | 0 | 22.8 | 866.4 | 10.4 | 10.4 | 2 | 2560.2 | 0 | 0 | 0 | 0 | 0 | 0 | 0 | 0 | 395.2 | 395.2 | 76 | 0 | 0 | 0 | 0 | 0 | 0 | 0 | 0 | 0
62 | 1 | 1 | 1 | Health/Medical - Hospital - Medical and Clinical Care - 24hr Support | 0 | 0 | 0 | 0 | 0 | 7884 | 0 | 0 | 0 | 1 | 1 | 5637.6 | 0 | 0 | 0 | 1 | 1 | 5421.6 | 0 | 2462.4 | 0 | 1123.2 | 1123.2 | 216 | 5421.6 | 0 | 0 | 0 | 0 | 0 | 0 | 0 | 0 | 0 | 0 | 0 | 0 | 0 | 0 | 0 | 0 | 0 | 0 | 0 | 0 | 3614.4 | 0 | 102.6 | 2359.8 | 46.8 | 46.8 | 9 | 3614.4 | 0 | 0 | 0 | 0 | 0 | 0 | 0 | 0 | 1076.4 | 1076.4 | 207 | 0 | 0 | 0 | 0 | 0 | 0 | 0 | 0 | 0
60 | 1 | 1 | 1 | Health/Medical - Hospital - Medical and Clinical Care - 24hr Wards/Isolation | 16 | 0.66337 | 0.20792 | 0.079208 | 0.049505 | 5192.8269 | 830.8523 | 551.1595 | 551.1595 | 0.84566 | 0.84 | 3713.2269 | 594.1163 | 394.1168 | 394.1168 | 0.86724 | 0.84 | 3570.9577 | 0 | 1621.8692 | 0 | 739.8 | 739.8 | 142.2692 | 3570.9577 | 0 | 0 | 0 | 0 | 0 | 0 | 0 | 0 | 0 | 0 | 0 | 0 | 0 | 0 | 0 | 0 | 0 | 0 | 0 | 0 | 2968.5577 | 0 | 77.6077 | 1544.2615 | 35.4 | 35.4 | 6.8077 | 2968.5577 | 0 | 0 | 0 | 0 | 0 | 0 | 0 | 0 | 704.4 | 704.4 | 135.4615 | 0 | 0 | 0 | 0 | 0 | 0 | 0 | 0 | 0
64 | 1 | 1 | 1 | Health/Medical - Hospital - Office (General) - 12hr Admin | 16 | 0.66337 | 0.20792 | 0.079208 | 0.049505 | 4708.8 | 753.408 | 499.7855 | 499.7855 | 0.86172 | 0.84 | 3710.4 | 593.664 | 393.8167 | 393.8167 | 0.87548 | 0.84 | 3614.4 | 0 | 1094.4 | 0 | 499.2 | 499.2 | 96 | 3614.4 | 0 | 0 | 0 | 0 | 0 | 0 | 0 | 0 | 0 | 0 | 0 | 0 | 0 | 0 | 0 | 0 | 0 | 0 | 0 | 0 | 3162.6 | 0 | 22.8 | 866.4 | 10.4 | 10.4 | 2 | 3162.6 | 0 | 0 | 0 | 0 | 0 | 0 | 0 | 0 | 395.2 | 395.2 | 76 | 0 | 0 | 0 | 0 | 0 | 0 | 0 | 0 | 0
65 | 1 | 1 | 1 | Health/Medical - Hospital - Office (General) - 24hr Facilities | 0 | 0 | 0 | 0 | 0 | 4873.2 | 0 | 0 | 0 | 1 | 1 | 3999.6 | 0 | 0 | 0 | 1 | 1 | 3915.6 | 0 | 957.6 | 0 | 436.8 | 436.8 | 84 | 3915.6 | 0 | 0 | 0 | 0 | 0 | 0 | 0 | 0 | 0 | 0 | 0 | 0 | 0 | 0 | 0 | 0 | 0 | 0 | 0 | 0 | 3463.8 | 0 | 22.8 | 729.6 | 10.4 | 10.4 | 2 | 3463.8 | 0 | 0 | 0 | 0 | 0 | 0 | 0 | 0 | 332.8 | 332.8 | 64 | 0 | 0 | 0 | 0 | 0 | 0 | 0 | 0 | 0
67 | 1 | 1 | 1 | Health/Medical - Nursing Home - Corridor | 16 | 0.66337 | 0.20792 | 0.079208 | 0.049505 | 7884 | 1261.44 | 836.7968 | 836.7968 | 0.84566 | 0.84 | 5637.6 | 902.016 | 598.367 | 598.367 | 0.83445 | 0.84 | 5421.6 | 0 | 2462.4 | 0 | 1123.2 | 1123.2 | 216 | 5421.6 | 0 | 0 | 0 | 0 | 0 | 0 | 0 | 0 | 0 | 0 | 0 | 0 | 0 | 0 | 0 | 0 | 0 | 0 | 0 | 0 | 3614.4 | 0 | 68.4 | 1573.2 | 31.2 | 31.2 | 6 | 3614.4 | 0 | 0 | 0 | 0 | 0 | 0 | 0 | 0 | 717.6 | 717.6 | 138 | 0 | 0 | 0 | 0 | 0 | 0 | 0 | 0 | 0
68 | 1 | 1 | 1 | Health/Medical - Nursing Home - Dining Area | 16 | 0.66337 | 0.20792 | 0.079208 | 0.049505 | 3814.25 | 610.28 | 404.8392 | 404.8392 | 0.84566 | 0.84 | 2727.45 | 436.392 | 289.4878 | 289.4878 | 0.88048 | 0.84 | 2622.95 | 0 | 1191.3 | 0 | 543.4 | 543.4 | 104.5 | 2622.95 | 0 | 0 | 0 | 0 | 0 | 0 | 0 | 0 | 0 | 0 | 0 | 0 | 0 | 0 | 0 | 0 | 0 | 0 | 0 | 0 | 2422.15 | 0 | 14.25 | 1085.85 | 6.5 | 6.5 | 1.25 | 2422.15 | 0 | 0 | 0 | 0 | 0 | 0 | 0 | 0 | 495.3 | 495.3 | 95.25 | 0 | 0 | 0 | 0 | 0 | 0 | 0 | 0 | 0
69 | 1 | 1 | 1 | Health/Medical - Nursing Home - Hotel/Motel Guest Room (incl. toilets) | 10 | 0.66337 | 0.20792 | 0.079208 | 0.049505 | 4366.6167 | 436.6617 | 289.6667 | 289.6667 | 0.90353 | 0.9 | 3122.43 | 312.243 | 207.1315 | 207.1315 | 0.91465 | 0.9 | 3002.7967 | 0 | 1363.82 | 0 | 622.0933 | 622.0933 | 119.6333 | 3002.7967 | 0 | 0 | 0 | 0 | 0 | 0 | 0 | 0 | 0 | 0 | 0 | 0 | 0 | 0 | 0 | 0 | 0 | 0 | 0 | 0 | 2426.7517 | 0 | 91.2 | 1272.62 | 41.6 | 41.6 | 8 | 2426.7517 | 0 | 0 | 0 | 0 | 0 | 0 | 0 | 0 | 580.4933 | 580.4933 | 111.6333 | 0 | 0 | 0 | 0 | 0 | 0 | 0 | 0 | 0
70 | 1 | 1 | 1 | Health/Medical - Nursing Home - Kitchen and Food Preparation | 16 | 0.66337 | 0.20792 | 0.079208 | 0.049505 | 3814.25 | 610.28 | 404.8392 | 404.8392 | 0.84566 | 0.84 | 2727.45 | 436.392 | 289.4878 | 289.4878 | 0.88048 | 0.84 | 2622.95 | 0 | 1191.3 | 0 | 543.4 | 543.4 | 104.5 | 2622.95 | 0 | 0 | 0 | 0 | 0 | 0 | 0 | 0 | 0 | 0 | 0 | 0 | 0 | 0 | 0 | 0 | 0 | 0 | 0 | 0 | 2422.15 | 0 | 14.25 | 1085.85 | 6.5 | 6.5 | 1.25 | 2422.15 | 0 | 0 | 0 | 0 | 0 | 0 | 0 | 0 | 495.3 | 495.3 | 95.25 | 0 | 0 | 0 | 0 | 0 | 0 | 0 | 0 | 0
71 | 1 | 1 | 1 | Health/Medical - Nursing Home - Office (General) - Admin | 16 | 0.66337 | 0.20792 | 0.079208 | 0.049505 | 3942 | 630.72 | 418.3984 | 418.3984 | 0.84566 | 0.84 | 2818.8 | 451.008 | 299.1835 | 299.1835 | 0.87648 | 0.84 | 2710.8 | 0 | 1231.2 | 0 | 561.6 | 561.6 | 108 | 2710.8 | 0 | 0 | 0 | 0 | 0 | 0 | 0 | 0 | 0 | 0 | 0 | 0 | 0 | 0 | 0 | 0 | 0 | 0 | 0 | 0 | 2422.15 | 0 | 14.25 | 1085.85 | 6.5 | 6.5 | 1.25 | 2422.15 | 0 | 0 | 0 | 0 | 0 | 0 | 0 | 0 | 495.3 | 495.3 | 95.25 | 0 | 0 | 0 | 0 | 0 | 0 | 0 | 0 | 0
72 | 1 | 1 | 1 | Health/Medical - Nursing Home - Office (General) - Facilities | 16 | 0.66337 | 0.20792 | 0.079208 | 0.049505 | 3723 | 595.68 | 395.1541 | 395.1541 | 0.84566 | 0.84 | 2662.2 | 425.952 | 282.5622 | 282.5622 | 0.8815 | 0.84 | 2560.2 | 0 | 1162.8 | 0 | 530.4 | 530.4 | 102 | 2560.2 | 0 | 0 | 0 | 0 | 0 | 0 | 0 | 0 | 0 | 0 | 0 | 0 | 0 | 0 | 0 | 0 | 0 | 0 | 0 | 0 | 2384.5 | 0 | 14.25 | 1068.75 | 6.5 | 6.5 | 1.25 | 2384.5 | 0 | 0 | 0 | 0 | 0 | 0 | 0 | 0 | 487.5 | 487.5 | 93.75 | 0 | 0 | 0 | 0 | 0 | 0 | 0 | 0 | 0
73 | 1 | 1 | 1 | Lodging - Hotel - Bar, Cocktail Lounge | 16 | 0.66337 | 0.20792 | 0.079208 | 0.049505 | 3484.6779 | 557.5485 | 369.8589 | 369.8589 | 0.84875 | 0.84 | 2493.0474 | 398.8876 | 264.6086 | 264.6086 | 0.85856 | 0.84 | 2445.2684 | 413.4895 | 544.68 | 81.24 | 248.4505 | 248.4505 | 47.7789 | 2445.2684 | 0 | 0 | 0 | 0 | 0 | 0 | 0 | 0 | 37.0568 | 37.0568 | 7.1263 | 413.4895 | 0 | 0 | 0 | 0 | 0 | 0 | 0 | 0 | 1870.7757 | 507.1191 | 501.84 | 228 | 228.9095 | 228.9095 | 44.0211 | 1870.7757 | 0 | 0 | 0 | 0 | 0 | 0 | 0 | 0 | 104 | 104 | 20 | 507.1191 | 0 | 0 | 0 | 0 | 0 | 0 | 0 | 0
74 | 1 | 1 | 1 | Lodging - Hotel - Corridor | 16 | 0.66337 | 0.20792 | 0.079208 | 0.049505 | 7884 | 1261.44 | 836.7968 | 836.7968 | 0.84566 | 0.84 | 5637.6 | 902.016 | 598.367 | 598.367 | 0.85284 | 0.84 | 5421.6 | 0 | 2462.4 | 0 | 1123.2 | 1123.2 | 216 | 5421.6 | 0 | 0 | 0 | 0 | 0 | 0 | 0 | 0 | 0 | 0 | 0 | 0 | 0 | 0 | 0 | 0 | 0 | 0 | 0 | 0 | 4066.2 | 0 | 76.95 | 1769.85 | 35.1 | 35.1 | 6.75 | 4066.2 | 0 | 0 | 0 | 0 | 0 | 0 | 0 | 0 | 807.3 | 807.3 | 155.25 | 0 | 0 | 0 | 0 | 0 | 0 | 0 | 0 | 0
75 | 1 | 1 | 1 | Lodging - Hotel - Dining Area | 16 | 0.66337 | 0.20792 | 0.079208 | 0.049505 | 3484.6779 | 557.5485 | 369.8589 | 369.8589 | 0.84875 | 0.84 | 2493.0474 | 398.8876 | 264.6086 | 264.6086 | 0.85856 | 0.84 | 2445.2684 | 413.4895 | 544.68 | 81.24 | 248.4505 | 248.4505 | 47.7789 | 2445.2684 | 0 | 0 | 0 | 0 | 0 | 0 | 0 | 0 | 37.0568 | 37.0568 | 7.1263 | 413.4895 | 0 | 0 | 0 | 0 | 0 | 0 | 0 | 0 | 1870.7757 | 507.1191 | 501.84 | 228 | 228.9095 | 228.9095 | 44.0211 | 1870.7757 | 0 | 0 | 0 | 0 | 0 | 0 | 0 | 0 | 104 | 104 | 20 | 507.1191 | 0 | 0 | 0 | 0 | 0 | 0 | 0 | 0
76 | 1 | 1 | 1 | Lodging - Hotel - Hotel/Motel Guest Room (incl. toilets) - occ | 10 | 0.66337 | 0.20792 | 0.079208 | 0.049505 | 1064.8374 | 106.4837 | 70.6377 | 70.6377 | 0.90353 | 0.9 | 761.4317 | 76.1432 | 50.5108 | 50.5108 | 0.93102 | 0.9 | 732.2581 | 0 | 332.5794 | 0 | 151.7029 | 151.7029 | 29.1736 | 732.2581 | 0 | 0 | 0 | 0 | 0 | 0 | 0 | 0 | 0 | 0 | 0 | 0 | 0 | 0 | 0 | 0 | 0 | 0 | 0 | 0 | 732.2581 | 0 | 10.2516 | 322.3278 | 4.6761 | 4.6761 | 0.89926 | 732.2581 | 0 | 0 | 0 | 0 | 0 | 0 | 0 | 0 | 147.0267 | 147.0267 | 28.2744 | 0 | 0 | 0 | 0 | 0 | 0 | 0 | 0 | 0
77 | 1 | 1 | 1 | Lodging - Hotel - Hotel/Motel Guest Room (incl. toilets) - unocc | 10 | 0.66337 | 0.20792 | 0.079208 | 0.049505 | 0 | 0 | 0 | 0 | 1 | 1 | 0 | 0 | 0 | 0 | 1 | 1 | 0 | 0 | 0 | 0 | 0 | 0 | 0 | 0 | 0 | 0 | 0 | 0 | 0 | 0 | 0 | 0 | 0 | 0 | 0 | 0 | 0 | 0 | 0 | 0 | 0 | 0 | 0 | 0 | 0 | 0 | 0 | 0 | 0 | 0 | 0 | 0 | 0 | 0 | 0 | 0 | 0 | 0 | 0 | 0 | 0 | 0 | 0 | 0 | 0 | 0 | 0 | 0 | 0 | 0 | 0 | 0
78 | 1 | 1 | 1 | Lodging - Hotel - Kitchen and Food Preparation | 16 | 0.66337 | 0.20792 | 0.079208 | 0.049505 | 4523.7223 | 723.7956 | 480.1416 | 480.1416 | 0.82511 | 0.84 | 2838.4511 | 454.1522 | 301.2693 | 301.2693 | 0.85509 | 0.84 | 2745.4116 | 505.4347 | 1060.65 | 212.226 | 483.8053 | 483.8053 | 93.0395 | 2745.4116 | 0 | 0 | 0 | 0 | 0 | 0 | 0 | 0 | 96.8048 | 96.8048 | 18.6163 | 505.4347 | 0 | 0 | 0 | 0 | 0 | 0 | 0 | 0 | 2079.0066 | 520.6929 | 810.831 | 230.9415 | 369.8527 | 369.8527 | 71.1255 | 2079.0066 | 0 | 0 | 0 | 0 | 0 | 0 | 0 | 0 | 105.3417 | 105.3417 | 20.258 | 520.6929 | 0 | 0 | 0 | 0 | 0 | 0 | 0 | 0
79 | 1 | 1 | 1 | Lodging - Hotel - Laundry | 16 | 0.66337 | 0.20792 | 0.079208 | 0.049505 | 4153.7 | 664.592 | 440.868 | 440.868 | 0.82644 | 0.84 | 2641.32 | 422.6112 | 280.346 | 280.346 | 0.85726 | 0.84 | 2540.12 | 316.26 | 1153.68 | 143.64 | 526.24 | 526.24 | 101.2 | 2540.12 | 0 | 0 | 0 | 0 | 0 | 0 | 0 | 0 | 65.52 | 65.52 | 12.6 | 316.26 | 0 | 0 | 0 | 0 | 0 | 0 | 0 | 0 | 1964.075 | 502 | 892.05 | 228 | 406.9 | 406.9 | 78.25 | 1964.075 | 0 | 0 | 0 | 0 | 0 | 0 | 0 | 0 | 104 | 104 | 20 | 502 | 0 | 0 | 0 | 0 | 0 | 0 | 0 | 0
80 | 1 | 1 | 1 | Lodging - Hotel - Lobby (Hotel) | 16 | 0.66337 | 0.20792 | 0.079208 | 0.049505 | 7884 | 1261.44 | 836.7968 | 836.7968 | 0.76848 | 0.84 | 3758.4 | 601.344 | 398.9114 | 398.9114 | 0.85284 | 0.84 | 3614.4 | 1807.2 | 1641.6 | 820.8 | 748.8 | 748.8 | 144 | 3614.4 | 0 | 0 | 0 | 0 | 0 | 0 | 0 | 0 | 374.4 | 374.4 | 72 | 1807.2 | 0 | 0 | 0 | 0 | 0 | 0 | 0 | 0 | 2710.8 | 1355.4 | 1231.2 | 615.6 | 561.6 | 561.6 | 108 | 2710.8 | 0 | 0 | 0 | 0 | 0 | 0 | 0 | 0 | 280.8 | 280.8 | 54 | 1355.4 | 0 | 0 | 0 | 0 | 0 | 0 | 0 | 0
81 | 1 | 1 | 1 | Lodging - Hotel - Office (General) | 16 | 0.66337 | 0.20792 | 0.079208 | 0.049505 | 3317.154 | 530.7446 | 352.0781 | 352.0781 | 0.84222 | 0.84 | 2285.65 | 365.704 | 242.5957 | 242.5957 | 0.86088 | 0.84 | 2231.39 | 321.28 | 618.564 | 145.92 | 282.152 | 282.152 | 54.26 | 2231.39 | 0 | 0 | 0 | 0 | 0 | 0 | 0 | 0 | 66.56 | 66.56 | 12.8 | 321.28 | 0 | 0 | 0 | 0 | 0 | 0 | 0 | 0 | 1743.8225 | 502 | 532.665 | 228 | 242.97 | 242.97 | 46.725 | 1743.8225 | 0 | 0 | 0 | 0 | 0 | 0 | 0 | 0 | 104 | 104 | 20 | 502 | 0 | 0 | 0 | 0 | 0 | 0 | 0 | 0
83 | 1 | 1 | 1 | Lodging - Motel - Corridor | 16 | 0.66337 | 0.20792 | 0.079208 | 0.049505 | 7884 | 1261.44 | 836.7968 | 836.7968 | 0.84566 | 0.84 | 5637.6 | 902.016 | 598.367 | 598.367 | 0.8581 | 0.84 | 5421.6 | 0 | 2462.4 | 0 | 1123.2 | 1123.2 | 216 | 5421.6 | 0 | 0 | 0 | 0 | 0 | 0 | 0 | 0 | 0 | 0 | 0 | 0 | 0 | 0 | 0 | 0 | 0 | 0 | 0 | 0 | 4216.8 | 0 | 102.6 | 2359.8 | 46.8 | 46.8 | 9 | 4216.8 | 0 | 0 | 0 | 0 | 0 | 0 | 0 | 0 | 1076.4 | 1076.4 | 207 | 0 | 0 | 0 | 0 | 0 | 0 | 0 | 0 | 0
84 | 1 | 1 | 1 | Lodging - Motel - Hotel/Motel Guest Room (incl. toilets) - 12hr occ | 10 | 0.66337 | 0.20792 | 0.079208 | 0.049505 | 758.1627 | 75.8163 | 50.294 | 50.294 | 0.90353 | 0.9 | 542.1383 | 54.2138 | 35.9636 | 35.9636 | 0.93102 | 0.9 | 521.3667 | 0 | 236.796 | 0 | 108.0122 | 108.0122 | 20.7716 | 521.3667 | 0 | 0 | 0 | 0 | 0 | 0 | 0 | 0 | 0 | 0 | 0 | 0 | 0 | 0 | 0 | 0 | 0 | 0 | 0 | 0 | 521.3667 | 0 | 6.2516 | 230.5444 | 2.8516 | 2.8516 | 0.54839 | 521.3667 | 0 | 0 | 0 | 0 | 0 | 0 | 0 | 0 | 105.1606 | 105.1606 | 20.2232 | 0 | 0 | 0 | 0 | 0 | 0 | 0 | 0 | 0
85 | 1 | 1 | 1 | Lodging - Motel - Hotel/Motel Guest Room (incl. toilets) - 24hr occ | 10 | 0.66337 | 0.20792 | 0.079208 | 0.049505 | 1131.5862 | 113.1586 | 75.0656 | 75.0656 | 0.90353 | 0.9 | 809.1616 | 80.9162 | 53.6771 | 53.6771 | 0.93102 | 0.9 | 778.1593 | 0 | 353.4269 | 0 | 161.2123 | 161.2123 | 31.0024 | 778.1593 | 0 | 0 | 0 | 0 | 0 | 0 | 0 | 0 | 0 | 0 | 0 | 0 | 0 | 0 | 0 | 0 | 0 | 0 | 0 | 0 | 778.1593 | 0 | 9.3307 | 344.0962 | 4.2561 | 4.2561 | 0.81849 | 778.1593 | 0 | 0 | 0 | 0 | 0 | 0 | 0 | 0 | 156.9562 | 156.9562 | 30.1839 | 0 | 0 | 0 | 0 | 0 | 0 | 0 | 0 | 0
86 | 1 | 1 | 1 | Lodging - Motel - Hotel/Motel Guest Room (incl. toilets) - unocc | 10 | 0.66337 | 0.20792 | 0.079208 | 0.049505 | 0 | 0 | 0 | 0 | 1 | 1 | 0 | 0 | 0 | 0 | 1 | 1 | 0 | 0 | 0 | 0 | 0 | 0 | 0 | 0 | 0 | 0 | 0 | 0 | 0 | 0 | 0 | 0 | 0 | 0 | 0 | 0 | 0 | 0 | 0 | 0 | 0 | 0 | 0 | 0 | 0 | 0 | 0 | 0 | 0 | 0 | 0 | 0 | 0 | 0 | 0 | 0 | 0 | 0 | 0 | 0 | 0 | 0 | 0 | 0 | 0 | 0 | 0 | 0 | 0 | 0 | 0 | 0
87 | 1 | 1 | 1 | Lodging - Motel - Laundry | 16 | 0.66337 | 0.20792 | 0.079208 | 0.049505 | 5256 | 840.96 | 557.8646 | 557.8646 | 0.84566 | 0.84 | 3758.4 | 601.344 | 398.9114 | 398.9114 | 0.83445 | 0.84 | 3614.4 | 0 | 1641.6 | 0 | 748.8 | 748.8 | 144 | 3614.4 | 0 | 0 | 0 | 0 | 0 | 0 | 0 | 0 | 0 | 0 | 0 | 0 | 0 | 0 | 0 | 0 | 0 | 0 | 0 | 0 | 2409.6 | 0 | 68.4 | 1573.2 | 31.2 | 31.2 | 6 | 2409.6 | 0 | 0 | 0 | 0 | 0 | 0 | 0 | 0 | 717.6 | 717.6 | 138 | 0 | 0 | 0 | 0 | 0 | 0 | 0 | 0 | 0
88 | 1 | 1 | 1 | Lodging - Motel - Office (General) | 16 | 0.66337 | 0.20792 | 0.079208 | 0.049505 | 6132 | 981.12 | 650.842 | 650.842 | 0.84566 | 0.84 | 4384.8 | 701.568 | 465.3966 | 465.3966 | 0.88963 | 0.84 | 4216.8 | 0 | 1915.2 | 0 | 873.6 | 873.6 | 168 | 4216.8 | 0 | 0 | 0 | 0 | 0 | 0 | 0 | 0 | 0 | 0 | 0 | 0 | 0 | 0 | 0 | 0 | 0 | 0 | 0 | 0 | 4216.8 | 0 | 79.8 | 1835.4 | 36.4 | 36.4 | 7 | 4216.8 | 0 | 0 | 0 | 0 | 0 | 0 | 0 | 0 | 837.2 | 837.2 | 161 | 0 | 0 | 0 | 0 | 0 | 0 | 0 | 0 | 0
90 | 1 | 1 | 1 | Manufacturing - Bio/Tech - Comm/Ind Work (High Tech, Bio Tech, Lab) | 15 | 0.66337 | 0.20792 | 0.079208 | 0.049505 | 3040.4737 | 456.0711 | 302.5422 | 302.5422 | 0.87547 | 0.85 | 2429.4158 | 364.4124 | 241.7389 | 241.7389 | 0.88879 | 0.85 | 2429.4158 | 474.2579 | 0 | 136.8 | 0 | 0 | 0 | 2429.4158 | 0 | 0 | 0 | 0 | 0 | 0 | 0 | 0 | 62.4 | 62.4 | 12 | 474.2579 | 0 | 0 | 0 | 0 | 0 | 0 | 0 | 0 | 2173.66 | 261.3042 | 0 | 136.8 | 0 | 0 | 0 | 2173.66 | 0 | 0 | 0 | 0 | 0 | 0 | 0 | 0 | 62.4 | 62.4 | 12 | 261.3042 | 0 | 0 | 0 | 0 | 0 | 0 | 0 | 0
91 | 1 | 1 | 1 | Manufacturing - Bio/Tech - Computer Room (Mainframe/Server) | 15 | 0.66337 | 0.20792 | 0.079208 | 0.049505 | 3040.4737 | 456.0711 | 302.5422 | 302.5422 | 0.87547 | 0.85 | 2429.4158 | 364.4124 | 241.7389 | 241.7389 | 0.88879 | 0.85 | 2429.4158 | 474.2579 | 0 | 136.8 | 0 | 0 | 0 | 2429.4158 | 0 | 0 | 0 | 0 | 0 | 0 | 0 | 0 | 62.4 | 62.4 | 12 | 474.2579 | 0 | 0 | 0 | 0 | 0 | 0 | 0 | 0 | 2173.66 | 261.3042 | 0 | 136.8 | 0 | 0 | 0 | 2173.66 | 0 | 0 | 0 | 0 | 0 | 0 | 0 | 0 | 62.4 | 62.4 | 12 | 261.3042 | 0 | 0 | 0 | 0 | 0 | 0 | 0 | 0
92 | 1 | 1 | 1 | Manufacturing - Bio/Tech - Conference Room | 16 | 0.55 | 0.24 | 0.12 | 0.09 | 3539.1 | 566.256 | 311.4408 | 311.4408 | 0.86097 | 0.84 | 2240.175 | 358.428 | 197.1354 | 197.1354 | 0.87563 | 0.84 | 2240.175 | 1298.925 | 0 | 0 | 0 | 0 | 0 | 2240.175 | 0 | 0 | 0 | 0 | 0 | 0 | 0 | 0 | 0 | 0 | 0 | 1298.925 | 0 | 0 | 0 | 0 | 0 | 0 | 0 | 0 | 1585.065 | 913.0125 | 0 | 0 | 0 | 0 | 0 | 1585.065 | 0 | 0 | 0 | 0 | 0 | 0 | 0 | 0 | 0 | 0 | 0 | 913.0125 | 0 | 0 | 0 | 0 | 0 | 0 | 0 | 0
93 | 1 | 1 | 1 | Manufacturing - Bio/Tech - Corridor | 10 | 0.66337 | 0.20792 | 0.079208 | 0.049505 | 7555.2 | 755.52 | 501.1865 | 501.1865 | 0.792 | 0.9 | 2409.6 | 240.96 | 159.8448 | 159.8448 | 0.93366 | 0.9 | 2409.6 | 2409.6 | 0 | 2736 | 0 | 0 | 0 | 2409.6 | 0 | 0 | 0 | 0 | 0 | 0 | 0 | 0 | 1248 | 1248 | 240 | 2409.6 | 0 | 0 | 0 | 0 | 0 | 0 | 0 | 0 | 2409.6 | 2409.6 | 0 | 2736 | 0 | 0 | 0 | 2409.6 | 0 | 0 | 0 | 0 | 0 | 0 | 0 | 0 | 1248 | 1248 | 240 | 2409.6 | 0 | 0 | 0 | 0 | 0 | 0 | 0 | 0
94 | 1 | 1 | 1 | Manufacturing - Bio/Tech - Dining Area | 15 | 0.66337 | 0.20792 | 0.079208 | 0.049505 | 3040.4737 | 456.0711 | 302.5422 | 302.5422 | 0.87547 | 0.85 | 2429.4158 | 364.4124 | 241.7389 | 241.7389 | 0.89261 | 0.85 | 2429.4158 | 474.2579 | 0 | 136.8 | 0 | 0 | 0 | 2429.4158 | 0 | 0 | 0 | 0 | 0 | 0 | 0 | 0 | 62.4 | 62.4 | 12 | 474.2579 | 0 | 0 | 0 | 0 | 0 | 0 | 0 | 0 | 2251.0737 | 322.3368 | 0 | 136.8 | 0 | 0 | 0 | 2251.0737 | 0 | 0 | 0 | 0 | 0 | 0 | 0 | 0 | 62.4 | 62.4 | 12 | 322.3368 | 0 | 0 | 0 | 0 | 0 | 0 | 0 | 0
95 | 1 | 1 | 1 | Manufacturing - Bio/Tech - Kitchen and Food Preparation | 15 | 0.66337 | 0.20792 | 0.079208 | 0.049505 | 3040.4737 | 456.0711 | 302.5422 | 302.5422 | 0.87547 | 0.85 | 2429.4158 | 364.4124 | 241.7389 | 241.7389 | 0.89083 | 0.85 | 2429.4158 | 474.2579 | 0 | 136.8 | 0 | 0 | 0 | 2429.4158 | 0 | 0 | 0 | 0 | 0 | 0 | 0 | 0 | 62.4 | 62.4 | 12 | 474.2579 | 0 | 0 | 0 | 0 | 0 | 0 | 0 | 0 | 2214.3484 | 261.3042 | 0 | 136.8 | 0 | 0 | 0 | 2214.3484 | 0 | 0 | 0 | 0 | 0 | 0 | 0 | 0 | 62.4 | 62.4 | 12 | 261.3042 | 0 | 0 | 0 | 0 | 0 | 0 | 0 | 0
96 | 1 | 1 | 1 | Manufacturing - Bio/Tech - Office (General) | 15 | 0.66337 | 0.20792 | 0.079208 | 0.049505 | 3074.8211 | 461.2232 | 305.9599 | 305.9599 | 0.87429 | 0.85 | 2433.9074 | 365.0861 | 242.1858 | 242.1858 | 0.88858 | 0.85 | 2433.9074 | 504.1137 | 0 | 136.8 | 0 | 0 | 0 | 2433.9074 | 0 | 0 | 0 | 0 | 0 | 0 | 0 | 0 | 62.4 | 62.4 | 12 | 504.1137 | 0 | 0 | 0 | 0 | 0 | 0 | 0 | 0 | 2173.66 | 261.3042 | 0 | 136.8 | 0 | 0 | 0 | 2173.66 | 0 | 0 | 0 | 0 | 0 | 0 | 0 | 0 | 62.4 | 62.4 | 12 | 261.3042 | 0 | 0 | 0 | 0 | 0 | 0 | 0 | 0
98 | 1 | 1 | 1 | Manufacturing - Light Industrial - Comm/Ind Work (General, High Bay) | 15 | 0.66337 | 0.20792 | 0.079208 | 0.049505 | 3196.3579 | 479.4537 | 318.0534 | 318.0534 | 0.87139 | 0.85 | 2473.0105 | 370.9516 | 246.0768 | 246.0768 | 0.88123 | 0.85 | 2473.0105 | 586.5474 | 0 | 136.8 | 0 | 0 | 0 | 2473.0105 | 0 | 0 | 0 | 0 | 0 | 0 | 0 | 0 | 62.4 | 62.4 | 12 | 586.5474 | 0 | 0 | 0 | 0 | 0 | 0 | 0 | 0 | 2071.9389 | 363.0253 | 0 | 136.8 | 0 | 0 | 0 | 2071.9389 | 0 | 0 | 0 | 0 | 0 | 0 | 0 | 0 | 62.4 | 62.4 | 12 | 363.0253 | 0 | 0 | 0 | 0 | 0 | 0 | 0 | 0
99 | 1 | 1 | 1 | Manufacturing - Light Industrial - Storage (Unconditioned) | 16 | 0.29 | 0.41 | 0.14 | 0.16 | 3348.9395 | 535.8303 | 155.3908 | 155.3908 | 0.94183 | 0.84 | 2671.1684 | 427.3869 | 123.9422 | 123.9422 | 0.94234 | 0.84 | 2671.1684 | 540.9711 | 0 | 136.8 | 0 | 0 | 0 | 2671.1684 | 0 | 0 | 0 | 0 | 0 | 0 | 0 | 0 | 62.4 | 62.4 | 12 | 540.9711 | 0 | 0 | 0 | 0 | 0 | 0 | 0 | 0 | 2149.6168 | 317.6471 | 0 | 136.8 | 0 | 0 | 0 | 2149.6168 | 0 | 0 | 0 | 0 | 0 | 0 | 0 | 0 | 62.4 | 62.4 | 12 | 317.6471 | 0 | 0 | 0 | 0 | 0 | 0 | 0 | 0
101 | 1 | 1 | 1 | Office - Large - Conference Room | 16 | 0.55 | 0.24 | 0.12 | 0.09 | 2641.0347 | 422.5656 | 232.4111 | 232.4111 | 0.85209 | 0.84 | 1571.26 | 251.4016 | 138.2709 | 138.2709 | 0.89931 | 0.84 | 1571.26 | 830.81 | 115.1647 | 123.8 | 115.1647 | 0 | 0 | 1571.26 | 0 | 0 | 0 | 0 | 0 | 0 | 0 | 0 | 49.4 | 62.4 | 12 | 830.81 | 0 | 0 | 0 | 0 | 0 | 0 | 0 | 0 | 1373.2489 | 1321.9333 | 124.6776 | 176.32 | 124.6776 | 0 | 0 | 1373.2489 | 0 | 0 | 0 | 0 | 0 | 0 | 0 | 0 | 101.92 | 62.4 | 12 | 1321.9333 | 0 | 0 | 0 | 0 | 0 | 0 | 0 | 0
102 | 1 | 1 | 1 | Office - Large - Copy Room (photocopying equipment) | 10 | 0.55 | 0.24 | 0.12 | 0.09 | 2641.0347 | 264.1035 | 145.2569 | 145.2569 | 0.90755 | 0.9 | 1571.26 | 157.126 | 86.4193 | 86.4193 | 0.93707 | 0.9 | 1571.26 | 830.81 | 115.1647 | 123.8 | 115.1647 | 0 | 0 | 1571.26 | 0 | 0 | 0 | 0 | 0 | 0 | 0 | 0 | 49.4 | 62.4 | 12 | 830.81 | 0 | 0 | 0 | 0 | 0 | 0 | 0 | 0 | 1373.2489 | 1321.9333 | 124.6776 | 176.32 | 124.6776 | 0 | 0 | 1373.2489 | 0 | 0 | 0 | 0 | 0 | 0 | 0 | 0 | 101.92 | 62.4 | 12 | 1321.9333 | 0 | 0 | 0 | 0 | 0 | 0 | 0 | 0
103 | 1 | 1 | 1 | Office - Large - Corridor | 10 | 0.66337 | 0.20792 | 0.079208 | 0.049505 | 2641.0347 | 264.1035 | 175.1974 | 175.1974 | 0.8885 | 0.9 | 1571.26 | 157.126 | 104.2321 | 104.2321 | 0.9241 | 0.9 | 1571.26 | 830.81 | 115.1647 | 123.8 | 115.1647 | 0 | 0 | 1571.26 | 0 | 0 | 0 | 0 | 0 | 0 | 0 | 0 | 49.4 | 62.4 | 12 | 830.81 | 0 | 0 | 0 | 0 | 0 | 0 | 0 | 0 | 1373.2489 | 1321.9333 | 124.6776 | 176.32 | 124.6776 | 0 | 0 | 1373.2489 | 0 | 0 | 0 | 0 | 0 | 0 | 0 | 0 | 101.92 | 62.4 | 12 | 1321.9333 | 0 | 0 | 0 | 0 | 0 | 0 | 0 | 0
104 | 1 | 1 | 1 | Office - Large - Lobby (Office Reception/Waiting) | 10 | 0.66337 | 0.20792 | 0.079208 | 0.049505 | 2641.0347 | 264.1035 | 175.1974 | 175.1974 | 0.8885 | 0.9 | 1571.26 | 157.126 | 104.2321 | 104.2321 | 0.9241 | 0.9 | 1571.26 | 830.81 | 115.1647 | 123.8 | 115.1647 | 0 | 0 | 1571.26 | 0 | 0 | 0 | 0 | 0 | 0 | 0 | 0 | 49.4 | 62.4 | 12 | 830.81 | 0 | 0 | 0 | 0 | 0 | 0 | 0 | 0 | 1373.2489 | 1321.9333 | 124.6776 | 176.32 | 124.6776 | 0 | 0 | 1373.2489 | 0 | 0 | 0 | 0 | 0 | 0 | 0 | 0 | 101.92 | 62.4 | 12 | 1321.9333 | 0 | 0 | 0 | 0 | 0 | 0 | 0 | 0
105 | 1 | 1 | 1 | Office - Large - Mechanical/Electrical Room | 16 | 0.29 | 0.41 | 0.14 | 0.16 | 2641.0347 | 422.5656 | 122.544 | 122.544 | 0.92201 | 0.84 | 1571.26 | 251.4016 | 72.9065 | 72.9065 | 0.94691 | 0.84 | 1571.26 | 830.81 | 115.1647 | 123.8 | 115.1647 | 0 | 0 | 1571.26 | 0 | 0 | 0 | 0 | 0 | 0 | 0 | 0 | 49.4 | 62.4 | 12 | 830.81 | 0 | 0 | 0 | 0 | 0 | 0 | 0 | 0 | 1373.2489 | 1321.9333 | 124.6776 | 176.32 | 124.6776 | 0 | 0 | 1373.2489 | 0 | 0 | 0 | 0 | 0 | 0 | 0 | 0 | 101.92 | 62.4 | 12 | 1321.9333 | 0 | 0 | 0 | 0 | 0 | 0 | 0 | 0
106 | 1 | 1 | 1 | Office - Large - Office (Executive/Private) | 30 | 0.66337 | 0.20792 | 0.079208 | 0.049505 | 2641.0347 | 792.3104 | 525.5921 | 525.5921 | 0.6655 | 0.7 | 1571.26 | 471.378 | 312.6963 | 312.6963 | 0.77229 | 0.7 | 1571.26 | 830.81 | 115.1647 | 123.8 | 115.1647 | 0 | 0 | 1571.26 | 0 | 0 | 0 | 0 | 0 | 0 | 0 | 0 | 49.4 | 62.4 | 12 | 830.81 | 0 | 0 | 0 | 0 | 0 | 0 | 0 | 0 | 1373.2489 | 1321.9333 | 124.6776 | 176.32 | 124.6776 | 0 | 0 | 1373.2489 | 0 | 0 | 0 | 0 | 0 | 0 | 0 | 0 | 101.92 | 62.4 | 12 | 1321.9333 | 0 | 0 | 0 | 0 | 0 | 0 | 0 | 0
107 | 1 | 1 | 1 | Office - Large - Office (Open Plan) | 15 | 0.66337 | 0.20792 | 0.079208 | 0.049505 | 2641.0347 | 396.1552 | 262.796 | 262.796 | 0.83275 | 0.85 | 1571.26 | 235.689 | 156.3481 | 156.3481 | 0.88615 | 0.85 | 1571.26 | 830.81 | 115.1647 | 123.8 | 115.1647 | 0 | 0 | 1571.26 | 0 | 0 | 0 | 0 | 0 | 0 | 0 | 0 | 49.4 | 62.4 | 12 | 830.81 | 0 | 0 | 0 | 0 | 0 | 0 | 0 | 0 | 1373.2489 | 1321.9333 | 124.6776 | 176.32 | 124.6776 | 0 | 0 | 1373.2489 | 0 | 0 | 0 | 0 | 0 | 0 | 0 | 0 | 101.92 | 62.4 | 12 | 1321.9333 | 0 | 0 | 0 | 0 | 0 | 0 | 0 | 0
108 | 1 | 1 | 1 | Office - Large - Restrooms | 26 | 0.29 | 0.41 | 0.14 | 0.16 | 2641.0347 | 686.669 | 199.134 | 199.134 | 0.87326 | 0.74 | 1571.26 | 408.5276 | 118.473 | 118.473 | 0.91373 | 0.74 | 1571.26 | 830.81 | 115.1647 | 123.8 | 115.1647 | 0 | 0 | 1571.26 | 0 | 0 | 0 | 0 | 0 | 0 | 0 | 0 | 49.4 | 62.4 | 12 | 830.81 | 0 | 0 | 0 | 0 | 0 | 0 | 0 | 0 | 1373.2489 | 1321.9333 | 124.6776 | 176.32 | 124.6776 | 0 | 0 | 1373.2489 | 0 | 0 | 0 | 0 | 0 | 0 | 0 | 0 | 101.92 | 62.4 | 12 | 1321.9333 | 0 | 0 | 0 | 0 | 0 | 0 | 0 | 0
110 | 1 | 1 | 1 | Office - Small - Conference Room | 16 | 0.55 | 0.24 | 0.12 | 0.09 | 2593.5767 | 414.9723 | 228.2347 | 228.2347 | 0.8559 | 0.84 | 1583.81 | 253.4096 | 139.3753 | 139.3753 | 0.90695 | 0.84 | 1583.81 | 737.94 | 144.3867 | 127.44 | 144.3867 | 0 | 0 | 1583.81 | 0 | 0 | 0 | 0 | 0 | 0 | 0 | 0 | 53.04 | 62.4 | 12 | 737.94 | 0 | 0 | 0 | 0 | 0 | 0 | 0 | 0 | 1497.9122 | 1128.1056 | 155.8267 | 179.96 | 155.8267 | 0 | 0 | 1497.9122 | 0 | 0 | 0 | 0 | 0 | 0 | 0 | 0 | 105.56 | 62.4 | 12 | 1128.1056 | 0 | 0 | 0 | 0 | 0 | 0 | 0 | 0
111 | 1 | 1 | 1 | Office - Small - Copy Room (photocopying equipment) | 10 | 0.55 | 0.24 | 0.12 | 0.09 | 2593.5767 | 259.3577 | 142.6467 | 142.6467 | 0.90993 | 0.9 | 1583.81 | 158.381 | 87.1096 | 87.1096 | 0.94185 | 0.9 | 1583.81 | 737.94 | 144.3867 | 127.44 | 144.3867 | 0 | 0 | 1583.81 | 0 | 0 | 0 | 0 | 0 | 0 | 0 | 0 | 53.04 | 62.4 | 12 | 737.94 | 0 | 0 | 0 | 0 | 0 | 0 | 0 | 0 | 1497.9122 | 1128.1056 | 155.8267 | 179.96 | 155.8267 | 0 | 0 | 1497.9122 | 0 | 0 | 0 | 0 | 0 | 0 | 0 | 0 | 105.56 | 62.4 | 12 | 1128.1056 | 0 | 0 | 0 | 0 | 0 | 0 | 0 | 0
112 | 1 | 1 | 1 | Office - Small - Corridor | 10 | 0.66337 | 0.20792 | 0.079208 | 0.049505 | 2593.5767 | 259.3577 | 172.0491 | 172.0491 | 0.89137 | 0.9 | 1583.81 | 158.381 | 105.0646 | 105.0646 | 0.92986 | 0.9 | 1583.81 | 737.94 | 144.3867 | 127.44 | 144.3867 | 0 | 0 | 1583.81 | 0 | 0 | 0 | 0 | 0 | 0 | 0 | 0 | 53.04 | 62.4 | 12 | 737.94 | 0 | 0 | 0 | 0 | 0 | 0 | 0 | 0 | 1497.9122 | 1128.1056 | 155.8267 | 179.96 | 155.8267 | 0 | 0 | 1497.9122 | 0 | 0 | 0 | 0 | 0 | 0 | 0 | 0 | 105.56 | 62.4 | 12 | 1128.1056 | 0 | 0 | 0 | 0 | 0 | 0 | 0 | 0
113 | 1 | 1 | 1 | Office - Small - Lobby (Office Reception/Waiting) | 10 | 0.66337 | 0.20792 | 0.079208 | 0.049505 | 2593.5767 | 259.3577 | 172.0491 | 172.0491 | 0.89137 | 0.9 | 1583.81 | 158.381 | 105.0646 | 105.0646 | 0.92986 | 0.9 | 1583.81 | 737.94 | 144.3867 | 127.44 | 144.3867 | 0 | 0 | 1583.81 | 0 | 0 | 0 | 0 | 0 | 0 | 0 | 0 | 53.04 | 62.4 | 12 | 737.94 | 0 | 0 | 0 | 0 | 0 | 0 | 0 | 0 | 1497.9122 | 1128.1056 | 155.8267 | 179.96 | 155.8267 | 0 | 0 | 1497.9122 | 0 | 0 | 0 | 0 | 0 | 0 | 0 | 0 | 105.56 | 62.4 | 12 | 1128.1056 | 0 | 0 | 0 | 0 | 0 | 0 | 0 | 0
114 | 1 | 1 | 1 | Office - Small - Mechanical/Electrical Room | 16 | 0.29 | 0.41 | 0.14 | 0.16 | 2593.5767 | 414.9723 | 120.342 | 120.342 | 0.92402 | 0.84 | 1583.81 | 253.4096 | 73.4888 | 73.4888 | 0.95094 | 0.84 | 1583.81 | 737.94 | 144.3867 | 127.44 | 144.3867 | 0 | 0 | 1583.81 | 0 | 0 | 0 | 0 | 0 | 0 | 0 | 0 | 53.04 | 62.4 | 12 | 737.94 | 0 | 0 | 0 | 0 | 0 | 0 | 0 | 0 | 1497.9122 | 1128.1056 | 155.8267 | 179.96 | 155.8267 | 0 | 0 | 1497.9122 | 0 | 0 | 0 | 0 | 0 | 0 | 0 | 0 | 105.56 | 62.4 | 12 | 1128.1056 | 0 | 0 | 0 | 0 | 0 | 0 | 0 | 0
115 | 1 | 1 | 1 | Office - Small - Office (Executive/Private) | 30 | 0.66337 | 0.20792 | 0.079208 | 0.049505 | 2593.5767 | 778.073 | 516.1474 | 516.1474 | 0.67411 | 0.7 | 1583.81 | 475.143 | 315.1939 | 315.1939 | 0.78958 | 0.7 | 1583.81 | 737.94 | 144.3867 | 127.44 | 144.3867 | 0 | 0 | 1583.81 | 0 | 0 | 0 | 0 | 0 | 0 | 0 | 0 | 53.04 | 62.4 | 12 | 737.94 | 0 | 0 | 0 | 0 | 0 | 0 | 0 | 0 | 1497.9122 | 1128.1056 | 155.8267 | 179.96 | 155.8267 | 0 | 0 | 1497.9122 | 0 | 0 | 0 | 0 | 0 | 0 | 0 | 0 | 105.56 | 62.4 | 12 | 1128.1056 | 0 | 0 | 0 | 0 | 0 | 0 | 0 | 0
116 | 1 | 1 | 1 | Office - Small - Restrooms | 10 | 0.66337 | 0.20792 | 0.079208 | 0.049505 | 2593.5767 | 259.3577 | 172.0491 | 172.0491 | 0.89137 | 0.9 | 1583.81 | 158.381 | 105.0646 | 105.0646 | 0.92986 | 0.9 | 1583.81 | 737.94 | 144.3867 | 127.44 | 144.3867 | 0 | 0 | 1583.81 | 0 | 0 | 0 | 0 | 0 | 0 | 0 | 0 | 53.04 | 62.4 | 12 | 737.94 | 0 | 0 | 0 | 0 | 0 | 0 | 0 | 0 | 1497.9122 | 1128.1056 | 155.8267 | 179.96 | 155.8267 | 0 | 0 | 1497.9122 | 0 | 0 | 0 | 0 | 0 | 0 | 0 | 0 | 105.56 | 62.4 | 12 | 1128.1056 | 0 | 0 | 0 | 0 | 0 | 0 | 0 | 0
123 | 1 | 1 | 1 | Restaurant - Fast-Food - Dining Area | 15 | 0.66337 | 0.20792 | 0.079208 | 0.049505 | 4849.6928 | 727.4539 | 482.5684 | 482.5684 | 0.83082 | 0.85 | 2966.6928 | 445.0039 | 295.2006 | 295.2006 | 0.89651 | 0.85 | 2852.3178 | 476.9 | 1303.875 | 216.6 | 594.75 | 594.75 | 114.375 | 2852.3178 | 0 | 0 | 0 | 0 | 0 | 0 | 0 | 0 | 98.8 | 98.8 | 19 | 476.9 | 0 | 0 | 0 | 0 | 0 | 0 | 0 | 0 | 2852.3178 | 476.9 | 1303.875 | 216.6 | 594.75 | 594.75 | 114.375 | 2852.3178 | 0 | 0 | 0 | 0 | 0 | 0 | 0 | 0 | 98.8 | 98.8 | 19 | 476.9 | 0 | 0 | 0 | 0 | 0 | 0 | 0 | 0
124 | 1 | 1 | 1 | Restaurant - Fast-Food - Kitchen and Food Preparation | 15 | 0.66337 | 0.20792 | 0.079208 | 0.049505 | 4811.5164 | 721.7275 | 478.7697 | 478.7697 | 0.83093 | 0.85 | 2944.6638 | 441.6996 | 293.0086 | 293.0086 | 0.89653 | 0.85 | 2831.8414 | 476.9 | 1286.175 | 216.6 | 586.6763 | 586.6763 | 112.8224 | 2831.8414 | 0 | 0 | 0 | 0 | 0 | 0 | 0 | 0 | 98.8 | 98.8 | 19 | 476.9 | 0 | 0 | 0 | 0 | 0 | 0 | 0 | 0 | 2831.8414 | 476.9 | 1286.175 | 216.6 | 586.6763 | 586.6763 | 112.8224 | 2831.8414 | 0 | 0 | 0 | 0 | 0 | 0 | 0 | 0 | 98.8 | 98.8 | 19 | 476.9 | 0 | 0 | 0 | 0 | 0 | 0 | 0 | 0
125 | 1 | 1 | 1 | Restaurant - Fast-Food - Lobby (Main Entry and Assembly) | 15 | 0.66337 | 0.20792 | 0.079208 | 0.049505 | 4849.6928 | 727.4539 | 482.5684 | 482.5684 | 0.83082 | 0.85 | 2966.6928 | 445.0039 | 295.2006 | 295.2006 | 0.89651 | 0.85 | 2852.3178 | 476.9 | 1303.875 | 216.6 | 594.75 | 594.75 | 114.375 | 2852.3178 | 0 | 0 | 0 | 0 | 0 | 0 | 0 | 0 | 98.8 | 98.8 | 19 | 476.9 | 0 | 0 | 0 | 0 | 0 | 0 | 0 | 0 | 2852.3178 | 476.9 | 1303.875 | 216.6 | 594.75 | 594.75 | 114.375 | 2852.3178 | 0 | 0 | 0 | 0 | 0 | 0 | 0 | 0 | 98.8 | 98.8 | 19 | 476.9 | 0 | 0 | 0 | 0 | 0 | 0 | 0 | 0
126 | 1 | 1 | 1 | Restaurant - Fast-Food - Restrooms | 15 | 0.66337 | 0.20792 | 0.079208 | 0.049505 | 4849.6928 | 727.4539 | 482.5684 | 482.5684 | 0.83082 | 0.85 | 2966.6928 | 445.0039 | 295.2006 | 295.2006 | 0.89651 | 0.85 | 2852.3178 | 476.9 | 1303.875 | 216.6 | 594.75 | 594.75 | 114.375 | 2852.3178 | 0 | 0 | 0 | 0 | 0 | 0 | 0 | 0 | 98.8 | 98.8 | 19 | 476.9 | 0 | 0 | 0 | 0 | 0 | 0 | 0 | 0 | 2852.3178 | 476.9 | 1303.875 | 216.6 | 594.75 | 594.75 | 114.375 | 2852.3178 | 0 | 0 | 0 | 0 | 0 | 0 | 0 | 0 | 98.8 | 98.8 | 19 | 476.9 | 0 | 0 | 0 | 0 | 0 | 0 | 0 | 0
118 | 1 | 1 | 1 | Restaurant - Sit-Down - Dining Area | 15 | 0.66337 | 0.20792 | 0.079208 | 0.049505 | 4836.2847 | 725.4427 | 481.2343 | 481.2343 | 0.80028 | 0.85 | 2505.6 | 375.84 | 249.3196 | 249.3196 | 0.89653 | 0.85 | 2409.6 | 876.9147 | 1094.4 | 455.37 | 499.2 | 499.2 | 96 | 2409.6 | 0 | 0 | 0 | 0 | 0 | 0 | 0 | 0 | 207.7126 | 207.7126 | 39.9447 | 876.9147 | 0 | 0 | 0 | 0 | 0 | 0 | 0 | 0 | 2409.6 | 876.9147 | 1094.4 | 455.37 | 499.2 | 499.2 | 96 | 2409.6 | 0 | 0 | 0 | 0 | 0 | 0 | 0 | 0 | 207.7126 | 207.7126 | 39.9447 | 876.9147 | 0 | 0 | 0 | 0 | 0 | 0 | 0 | 0
119 | 1 | 1 | 1 | Restaurant - Sit-Down - Kitchen and Food Preparation | 15 | 0.66337 | 0.20792 | 0.079208 | 0.049505 | 4804.1797 | 720.627 | 478.0397 | 478.0397 | 0.80161 | 0.85 | 2505.6 | 375.84 | 249.3196 | 249.3196 | 0.89653 | 0.85 | 2409.6 | 855.5797 | 1094.4 | 444.6 | 499.2 | 499.2 | 96 | 2409.6 | 0 | 0 | 0 | 0 | 0 | 0 | 0 | 0 | 202.8 | 202.8 | 39 | 855.5797 | 0 | 0 | 0 | 0 | 0 | 0 | 0 | 0 | 2409.6 | 855.5797 | 1094.4 | 444.6 | 499.2 | 499.2 | 96 | 2409.6 | 0 | 0 | 0 | 0 | 0 | 0 | 0 | 0 | 202.8 | 202.8 | 39 | 855.5797 | 0 | 0 | 0 | 0 | 0 | 0 | 0 | 0
120 | 1 | 1 | 1 | Restaurant - Sit-Down - Lobby (Main Entry and Assembly) | 15 | 0.66337 | 0.20792 | 0.079208 | 0.049505 | 4836.2847 | 725.4427 | 481.2343 | 481.2343 | 0.80028 | 0.85 | 2505.6 | 375.84 | 249.3196 | 249.3196 | 0.89653 | 0.85 | 2409.6 | 876.9147 | 1094.4 | 455.37 | 499.2 | 499.2 | 96 | 2409.6 | 0 | 0 | 0 | 0 | 0 | 0 | 0 | 0 | 207.7126 | 207.7126 | 39.9447 | 876.9147 | 0 | 0 | 0 | 0 | 0 | 0 | 0 | 0 | 2409.6 | 876.9147 | 1094.4 | 455.37 | 499.2 | 499.2 | 96 | 2409.6 | 0 | 0 | 0 | 0 | 0 | 0 | 0 | 0 | 207.7126 | 207.7126 | 39.9447 | 876.9147 | 0 | 0 | 0 | 0 | 0 | 0 | 0 | 0
121 | 1 | 1 | 1 | Restaurant - Sit-Down - Restrooms | 26 | 0.29 | 0.41 | 0.14 | 0.16 | 4836.2847 | 1257.434 | 364.6559 | 364.6559 | 0.84867 | 0.74 | 2505.6 | 651.456 | 188.9222 | 188.9222 | 0.9216 | 0.74 | 2409.6 | 876.9147 | 1094.4 | 455.37 | 499.2 | 499.2 | 96 | 2409.6 | 0 | 0 | 0 | 0 | 0 | 0 | 0 | 0 | 207.7126 | 207.7126 | 39.9447 | 876.9147 | 0 | 0 | 0 | 0 | 0 | 0 | 0 | 0 | 2409.6 | 876.9147 | 1094.4 | 455.37 | 499.2 | 499.2 | 96 | 2409.6 | 0 | 0 | 0 | 0 | 0 | 0 | 0 | 0 | 207.7126 | 207.7126 | 39.9447 | 876.9147 | 0 | 0 | 0 | 0 | 0 | 0 | 0 | 0
128 | 1 | 1 | 1 | Retail - 3-Story Large - Office (General) | 15 | 0.66337 | 0.20792 | 0.079208 | 0.049505 | 2596.0097 | 389.4015 | 258.3158 | 258.3158 | 0.84218 | 0.85 | 1684.4792 | 252.6719 | 167.614 | 167.614 | 0.89315 | 0.85 | 1636.7292 | 267.7333 | 551.2111 | 140.3361 | 255.1611 | 248.3 | 47.75 | 1636.7292 | 0 | 0 | 0 | 0 | 0 | 0 | 0 | 0 | 78.9389 | 51.4944 | 9.9028 | 267.7333 | 0 | 0 | 0 | 0 | 0 | 0 | 0 | 0 | 1568.6803 | 303.9889 | 526.6933 | 159.1783 | 243.6633 | 237.38 | 45.65 | 1568.6803 | 0 | 0 | 0 | 0 | 0 | 0 | 0 | 0 | 86.2767 | 61.1433 | 11.7583 | 303.9889 | 0 | 0 | 0 | 0 | 0 | 0 | 0 | 0
129 | 1 | 1 | 1 | Retail - 3-Story Large - Retail Sales and Wholesale Showroom | 0 | 0 | 0 | 0 | 0 | 3545.8972 | 0 | 0 | 0 | 1 | 1 | 2341.6417 | 0 | 0 | 0 | 1 | 1 | 2273.6417 | 317.9333 | 785.3111 | 169.0111 | 363.7111 | 353.6 | 68 | 2273.6417 | 0 | 0 | 0 | 0 | 0 | 0 | 0 | 0 | 99.0889 | 58.6444 | 11.2778 | 317.9333 | 0 | 0 | 0 | 0 | 0 | 0 | 0 | 0 | 1894.3528 | 981.6889 | 602.1111 | 510.6611 | 276.6111 | 273 | 52.5 | 1894.3528 | 0 | 0 | 0 | 0 | 0 | 0 | 0 | 0 | 240.7889 | 226.3444 | 43.5278 | 981.6889 | 0 | 0 | 0 | 0 | 0 | 0 | 0 | 0
130 | 1 | 1 | 1 | Retail - 3-Story Large - Storage (Conditioned) | 16 | 0.29 | 0.41 | 0.14 | 0.16 | 2701.5528 | 432.2484 | 125.352 | 125.352 | 0.92659 | 0.84 | 1757.4972 | 281.1996 | 81.5479 | 81.5479 | 0.94801 | 0.84 | 1707.4972 | 273.3111 | 577.2222 | 143.5222 | 267.2222 | 260 | 50 | 1707.4972 | 0 | 0 | 0 | 0 | 0 | 0 | 0 | 0 | 81.1778 | 52.2889 | 10.0556 | 273.3111 | 0 | 0 | 0 | 0 | 0 | 0 | 0 | 0 | 1568.6803 | 303.9889 | 526.6933 | 159.1783 | 243.6633 | 237.38 | 45.65 | 1568.6803 | 0 | 0 | 0 | 0 | 0 | 0 | 0 | 0 | 86.2767 | 61.1433 | 11.7583 | 303.9889 | 0 | 0 | 0 | 0 | 0 | 0 | 0 | 0
132 | 1 | 1 | 1 | Retail - Single-Story Large - Auto Repair Workshop | 0 | 0 | 0 | 0 | 0 | 3428.6053 | 0 | 0 | 0 | 1 | 1 | 2195.7 | 0 | 0 | 0 | 1 | 1 | 2120.95 | 320.3553 | 852.15 | 135.15 | 388.7 | 388.7 | 74.75 | 2120.95 | 0 | 0 | 0 | 0 | 0 | 0 | 0 | 0 | 61.6474 | 61.6474 | 11.8553 | 320.3553 | 0 | 0 | 0 | 0 | 0 | 0 | 0 | 0 | 1957.8 | 919.4526 | 741 | 403.8 | 338 | 338 | 65 | 1957.8 | 0 | 0 | 0 | 0 | 0 | 0 | 0 | 0 | 184.1895 | 184.1895 | 35.4211 | 919.4526 | 0 | 0 | 0 | 0 | 0 | 0 | 0 | 0
133 | 1 | 1 | 1 | Retail - Single-Story Large - Kitchen and Food Preparation | 15 | 0.66337 | 0.20792 | 0.079208 | 0.049505 | 3367.5437 | 505.1316 | 335.0873 | 335.0873 | 0.84719 | 0.85 | 2265.0987 | 339.7648 | 225.3885 | 225.3885 | 0.88051 | 0.85 | 2192.7987 | 254.765 | 824.22 | 95.76 | 375.96 | 375.96 | 72.3 | 2192.7987 | 0 | 0 | 0 | 0 | 0 | 0 | 0 | 0 | 43.68 | 43.68 | 8.4 | 254.765 | 0 | 0 | 0 | 0 | 0 | 0 | 0 | 0 | 1886.265 | 933.72 | 719.34 | 408.12 | 328.12 | 328.12 | 63.1 | 1886.265 | 0 | 0 | 0 | 0 | 0 | 0 | 0 | 0 | 186.16 | 186.16 | 35.8 | 933.72 | 0 | 0 | 0 | 0 | 0 | 0 | 0 | 0
134 | 1 | 1 | 1 | Retail - Single-Story Large - Office (General) | 15 | 0.66337 | 0.20792 | 0.079208 | 0.049505 | 2713.8704 | 407.0806 | 270.0435 | 270.0435 | 0.87562 | 0.85 | 2186.9833 | 328.0475 | 217.6157 | 217.6157 | 0.89088 | 0.85 | 2171.15 | 148.6184 | 331.402 | 62.7 | 233.2353 | 82.3333 | 15.8333 | 2171.15 | 0 | 0 | 0 | 0 | 0 | 0 | 0 | 0 | 28.6 | 28.6 | 5.5 | 148.6184 | 0 | 0 | 0 | 0 | 0 | 0 | 0 | 0 | 1994.195 | 188.8445 | 472.6341 | 81.51 | 335.6141 | 114.92 | 22.1 | 1994.195 | 0 | 0 | 0 | 0 | 0 | 0 | 0 | 0 | 37.18 | 37.18 | 7.15 | 188.8445 | 0 | 0 | 0 | 0 | 0 | 0 | 0 | 0
137 | 1 | 1 | 1 | Retail - Single-Story Large - Pharmacy | 0 | 0 | 0 | 0 | 0 | 3472.15 | 0 | 0 | 0 | 1 | 1 | 2277.275 | 0 | 0 | 0 | 1 | 1 | 2202.525 | 294.925 | 852.15 | 122.55 | 388.7 | 388.7 | 74.75 | 2202.525 | 0 | 0 | 0 | 0 | 0 | 0 | 0 | 0 | 55.9 | 55.9 | 10.75 | 294.925 | 0 | 0 | 0 | 0 | 0 | 0 | 0 | 0 | 1957.8 | 903.6 | 741 | 399 | 338 | 338 | 65 | 1957.8 | 0 | 0 | 0 | 0 | 0 | 0 | 0 | 0 | 182 | 182 | 35 | 903.6 | 0 | 0 | 0 | 0 | 0 | 0 | 0 | 0
135 | 1 | 1 | 1 | Retail - Single-Story Large - Retail Sales and Wholesale Showroom | 0 | 0 | 0 | 0 | 0 | 4454.25 | 0 | 0 | 0 | 1 | 1 | 2952.625 | 0 | 0 | 0 | 1 | 1 | 2855.125 | 345.125 | 1111.5 | 142.5 | 507 | 507 | 97.5 | 2855.125 | 0 | 0 | 0 | 0 | 0 | 0 | 0 | 0 | 65 | 65 | 12.5 | 345.125 | 0 | 0 | 0 | 0 | 0 | 0 | 0 | 0 | 2284.1 | 928.7 | 889.2 | 410.4 | 405.6 | 405.6 | 78 | 2284.1 | 0 | 0 | 0 | 0 | 0 | 0 | 0 | 0 | 187.2 | 187.2 | 36 | 928.7 | 0 | 0 | 0 | 0 | 0 | 0 | 0 | 0
136 | 1 | 1 | 1 | Retail - Single-Story Large - Storage (Conditioned) | 15 | 0.66337 | 0.20792 | 0.079208 | 0.049505 | 2737.5 | 410.625 | 272.3948 | 272.3948 | 0.83304 | 0.85 | 1696.5 | 254.475 | 168.8101 | 168.8101 | 0.89653 | 0.85 | 1631.5 | 251 | 741 | 114 | 338 | 338 | 65 | 1631.5 | 0 | 0 | 0 | 0 | 0 | 0 | 0 | 0 | 52 | 52 | 10 | 251 | 0 | 0 | 0 | 0 | 0 | 0 | 0 | 0 | 1631.5 | 288.65 | 592.8 | 119.7 | 270.4 | 270.4 | 52 | 1631.5 | 0 | 0 | 0 | 0 | 0 | 0 | 0 | 0 | 54.6 | 54.6 | 10.5 | 288.65 | 0 | 0 | 0 | 0 | 0 | 0 | 0 | 0
139 | 1 | 1 | 1 | Retail - Small - Retail Sales and Wholesale Showroom | 0 | 0 | 0 | 0 | 0 | 3377.8897 | 0 | 0 | 0 | 1 | 1 | 2232.1103 | 0 | 0 | 0 | 1 | 1 | 2172.2574 | 358.0441 | 744.4176 | 103.1706 | 373.3294 | 311.2353 | 59.8529 | 2172.2574 | 0 | 0 | 0 | 0 | 0 | 0 | 0 | 0 | 55.2118 | 40.2235 | 7.7353 | 358.0441 | 0 | 0 | 0 | 0 | 0 | 0 | 0 | 0 | 1814.5824 | 1073.3941 | 668.3647 | 457.0588 | 319.3412 | 292.7294 | 56.2941 | 1814.5824 | 0 | 0 | 0 | 0 | 0 | 0 | 0 | 0 | 211.9765 | 205.5529 | 39.5294 | 1073.3941 | 0 | 0 | 0 | 0 | 0 | 0 | 0 | 0
140 | 1 | 1 | 1 | Retail - Small - Storage (Conditioned) | 15 | 0.66337 | 0.20792 | 0.079208 | 0.049505 | 3377.8897 | 506.6835 | 336.1167 | 336.1167 | 0.84527 | 0.85 | 2232.1103 | 334.8165 | 222.106 | 222.106 | 0.8776 | 0.85 | 2172.2574 | 358.0441 | 744.4176 | 103.1706 | 373.3294 | 311.2353 | 59.8529 | 2172.2574 | 0 | 0 | 0 | 0 | 0 | 0 | 0 | 0 | 55.2118 | 40.2235 | 7.7353 | 358.0441 | 0 | 0 | 0 | 0 | 0 | 0 | 0 | 0 | 1814.5824 | 1073.3941 | 668.3647 | 457.0588 | 319.3412 | 292.7294 | 56.2941 | 1814.5824 | 0 | 0 | 0 | 0 | 0 | 0 | 0 | 0 | 211.9765 | 205.5529 | 39.5294 | 1073.3941 | 0 | 0 | 0 | 0 | 0 | 0 | 0 | 0
49 | 1 | 1 | 1 | Grocery - Comm/Ind Work (Loading Dock) | 16 | 0.29 | 0.41 | 0.14 | 0.16 | 4964 | 794.24 | 230.3296 | 230.3296 | 0.91503 | 0.84 | 2818.8 | 451.008 | 130.7923 | 130.7923 | 0.93362 | 0.84 | 2710.8 | 702.8 | 1231.2 | 319.2 | 561.6 | 561.6 | 108 | 2710.8 | 0 | 0 | 0 | 0 | 0 | 0 | 0 | 0 | 145.6 | 145.6 | 28 | 702.8 | 0 | 0 | 0 | 0 | 0 | 0 | 0 | 0 | 1970.35 | 740.45 | 894.9 | 336.3 | 408.2 | 408.2 | 78.5 | 1970.35 | 0 | 0 | 0 | 0 | 0 | 0 | 0 | 0 | 153.4 | 153.4 | 29.5 | 740.45 | 0 | 0 | 0 | 0 | 0 | 0 | 0 | 0
50 | 1 | 1 | 1 | Grocery - Office (General) | 30 | 0.66337 | 0.20792 | 0.079208 | 0.049505 | 4526 | 1357.8 | 900.7188 | 900.7188 | 0.66305 | 0.7 | 2779.65 | 833.895 | 553.1779 | 553.1779 | 0.71378 | 0.7 | 2673.15 | 439.25 | 1214.1 | 199.5 | 553.8 | 553.8 | 106.5 | 2673.15 | 0 | 0 | 0 | 0 | 0 | 0 | 0 | 0 | 91 | 91 | 17.5 | 439.25 | 0 | 0 | 0 | 0 | 0 | 0 | 0 | 0 | 1932.7 | 476.9 | 877.8 | 216.6 | 400.4 | 400.4 | 77 | 1932.7 | 0 | 0 | 0 | 0 | 0 | 0 | 0 | 0 | 98.8 | 98.8 | 19 | 476.9 | 0 | 0 | 0 | 0 | 0 | 0 | 0 | 0
51 | 1 | 1 | 1 | Grocery - Refrigerated (Food Preparation) | 16 | 0.29 | 0.41 | 0.14 | 0.16 | 4380 | 700.8 | 203.232 | 203.232 | 0.89879 | 0.84 | 2088 | 334.08 | 96.8832 | 96.8832 | 0.93969 | 0.84 | 2008 | 1004 | 912 | 456 | 416 | 416 | 80 | 2008 | 0 | 0 | 0 | 0 | 0 | 0 | 0 | 0 | 208 | 208 | 40 | 1004 | 0 | 0 | 0 | 0 | 0 | 0 | 0 | 0 | 1606.4 | 803.2 | 729.6 | 364.8 | 332.8 | 332.8 | 64 | 1606.4 | 0 | 0 | 0 | 0 | 0 | 0 | 0 | 0 | 166.4 | 166.4 | 32 | 803.2 | 0 | 0 | 0 | 0 | 0 | 0 | 0 | 0
52 | 1 | 1 | 1 | Grocery - Refrigerated (Walk-in Cooler) | 16 | 0.29 | 0.41 | 0.14 | 0.16 | 4380 | 700.8 | 203.232 | 203.232 | 0.89879 | 0.84 | 2088 | 334.08 | 96.8832 | 96.8832 | 0.93969 | 0.84 | 2008 | 1004 | 912 | 456 | 416 | 416 | 80 | 2008 | 0 | 0 | 0 | 0 | 0 | 0 | 0 | 0 | 208 | 208 | 40 | 1004 | 0 | 0 | 0 | 0 | 0 | 0 | 0 | 0 | 1606.4 | 803.2 | 729.6 | 364.8 | 332.8 | 332.8 | 64 | 1606.4 | 0 | 0 | 0 | 0 | 0 | 0 | 0 | 0 | 166.4 | 166.4 | 32 | 803.2 | 0 | 0 | 0 | 0 | 0 | 0 | 0 | 0
53 | 1 | 1 | 1 | Grocery - Refrigerated (Walk-in Freezer) | 16 | 0.29 | 0.41 | 0.14 | 0.16 | 4380 | 700.8 | 203.232 | 203.232 | 0.89879 | 0.84 | 2088 | 334.08 | 96.8832 | 96.8832 | 0.93969 | 0.84 | 2008 | 1004 | 912 | 456 | 416 | 416 | 80 | 2008 | 0 | 0 | 0 | 0 | 0 | 0 | 0 | 0 | 208 | 208 | 40 | 1004 | 0 | 0 | 0 | 0 | 0 | 0 | 0 | 0 | 1606.4 | 803.2 | 729.6 | 364.8 | 332.8 | 332.8 | 64 | 1606.4 | 0 | 0 | 0 | 0 | 0 | 0 | 0 | 0 | 166.4 | 166.4 | 32 | 803.2 | 0 | 0 | 0 | 0 | 0 | 0 | 0 | 0
54 | 1 | 1 | 1 | Grocery - Retail Sales, Grocery | 0 | 0 | 0 | 0 | 0 | 4964 | 0 | 0 | 0 | 1 | 1 | 2818.8 | 0 | 0 | 0 | 1 | 1 | 2710.8 | 702.8 | 1231.2 | 319.2 | 561.6 | 561.6 | 108 | 2710.8 | 0 | 0 | 0 | 0 | 0 | 0 | 0 | 0 | 145.6 | 145.6 | 28 | 702.8 | 0 | 0 | 0 | 0 | 0 | 0 | 0 | 0 | 1970.35 | 740.45 | 894.9 | 336.3 | 408.2 | 408.2 | 78.5 | 1970.35 | 0 | 0 | 0 | 0 | 0 | 0 | 0 | 0 | 153.4 | 153.4 | 29.5 | 740.45 | 0 | 0 | 0 | 0 | 0 | 0 | 0 | 0
142 | 1 | 1 | 1 | Storage - Conditioned - Storage (Conditioned) | 16 | 0.29 | 0.41 | 0.14 | 0.16 | 3441.18 | 550.5888 | 159.6708 | 159.6708 | 0.91738 | 0.84 | 1974.7 | 315.952 | 91.6261 | 91.6261 | 0.94229 | 0.84 | 1932.7 | 612.44 | 728.4 | 167.64 | 343.2 | 343.2 | 42 | 1932.7 | 0 | 0 | 0 | 0 | 0 | 0 | 0 | 0 | 65.52 | 65.52 | 36.6 | 612.44 | 0 | 0 | 0 | 0 | 0 | 0 | 0 | 0 | 1587.575 | 385.285 | 637.35 | 169.77 | 300.3 | 300.3 | 36.75 | 1587.575 | 0 | 0 | 0 | 0 | 0 | 0 | 0 | 0 | 67.86 | 67.86 | 34.05 | 385.285 | 0 | 0 | 0 | 0 | 0 | 0 | 0 | 0
143 | 1 | 1 | 1 | Storage - Unconditioned - Storage (Unconditioned) | 16 | 0.29 | 0.41 | 0.14 | 0.16 | 3441.18 | 550.5888 | 159.6708 | 159.6708 | 0.91738 | 0.84 | 1974.7 | 315.952 | 91.6261 | 91.6261 | 0.94229 | 0.84 | 1932.7 | 612.44 | 728.4 | 167.64 | 343.2 | 343.2 | 42 | 1932.7 | 0 | 0 | 0 | 0 | 0 | 0 | 0 | 0 | 65.52 | 65.52 | 36.6 | 612.44 | 0 | 0 | 0 | 0 | 0 | 0 | 0 | 0 | 1587.575 | 385.285 | 637.35 | 169.77 | 300.3 | 300.3 | 36.75 | 1587.575 | 0 | 0 | 0 | 0 | 0 | 0 | 0 | 0 | 67.86 | 67.86 | 34.05 | 385.285 | 0 | 0 | 0 | 0 | 0 | 0 | 0 | 0
144 | 1 | 1 | 1 | Warehouse - Refrigerated - Comm/Ind Work (Loading Dock) | 15 | 0.66337 | 0.20792 | 0.079208 | 0.049505 | 4818 | 722.7 | 479.4149 | 479.4149 | 0.65272 | 0.85 | 1419 | 212.85 | 141.1975 | 141.1975 | 0.89772 | 0.85 | 1380.5 | 1932.7 | 438.9 | 1065.9 | 200.2 | 200.2 | 38.5 | 1380.5 | 0 | 0 | 0 | 0 | 0 | 0 | 0 | 0 | 486.2 | 486.2 | 93.5 | 1932.7 | 0 | 0 | 0 | 0 | 0 | 0 | 0 | 0 | 1380.5 | 1932.7 | 438.9 | 1065.9 | 200.2 | 200.2 | 38.5 | 1380.5 | 0 | 0 | 0 | 0 | 0 | 0 | 0 | 0 | 486.2 | 486.2 | 93.5 | 1932.7 | 0 | 0 | 0 | 0 | 0 | 0 | 0 | 0
145 | 1 | 1 | 1 | Warehouse - Refrigerated - Office (General) | 15 | 0.66337 | 0.20792 | 0.079208 | 0.049505 | 3522.25 | 528.3375 | 350.4813 | 350.4813 | 0.80052 | 0.85 | 1806 | 270.9 | 179.7059 | 179.7059 | 0.85681 | 0.85 | 1757 | 665.15 | 558.6 | 541.5 | 254.8 | 254.8 | 49 | 1757 | 0 | 0 | 0 | 0 | 0 | 0 | 0 | 0 | 247 | 247 | 47.5 | 665.15 | 0 | 0 | 0 | 0 | 0 | 0 | 0 | 0 | 1255 | 614.95 | 399 | 450.3 | 182 | 182 | 35 | 1255 | 0 | 0 | 0 | 0 | 0 | 0 | 0 | 0 | 205.4 | 205.4 | 39.5 | 614.95 | 0 | 0 | 0 | 0 | 0 | 0 | 0 | 0
146 | 1 | 1 | 1 | Warehouse - Refrigerated - Refrigerated (Cooled Storage) | 15 | 0.66337 | 0.20792 | 0.079208 | 0.049505 | 4818 | 722.7 | 479.4149 | 479.4149 | 0.65272 | 0.85 | 1419 | 212.85 | 141.1975 | 141.1975 | 0.89772 | 0.85 | 1380.5 | 1932.7 | 438.9 | 1065.9 | 200.2 | 200.2 | 38.5 | 1380.5 | 0 | 0 | 0 | 0 | 0 | 0 | 0 | 0 | 486.2 | 486.2 | 93.5 | 1932.7 | 0 | 0 | 0 | 0 | 0 | 0 | 0 | 0 | 1380.5 | 1932.7 | 438.9 | 1065.9 | 200.2 | 200.2 | 38.5 | 1380.5 | 0 | 0 | 0 | 0 | 0 | 0 | 0 | 0 | 486.2 | 486.2 | 93.5 | 1932.7 | 0 | 0 | 0 | 0 | 0 | 0 | 0 | 0
147 | 1 | 1 | 1 | Warehouse - Refrigerated - Refrigerated (Frozen Storage) | 15 | 0.66337 | 0.20792 | 0.079208 | 0.049505 | 4818 | 722.7 | 479.4149 | 479.4149 | 0.65272 | 0.85 | 1419 | 212.85 | 141.1975 | 141.1975 | 0.89772 | 0.85 | 1380.5 | 1932.7 | 438.9 | 1065.9 | 200.2 | 200.2 | 38.5 | 1380.5 | 0 | 0 | 0 | 0 | 0 | 0 | 0 | 0 | 486.2 | 486.2 | 93.5 | 1932.7 | 0 | 0 | 0 | 0 | 0 | 0 | 0 | 0 | 1380.5 | 1932.7 | 438.9 | 1065.9 | 200.2 | 200.2 | 38.5 | 1380.5 | 0 | 0 | 0 | 0 | 0 | 0 | 0 | 0 | 486.2 | 486.2 | 93.5 | 1932.7 | 0 | 0 | 0 | 0 | 0 | 0 | 0 | 0

## ModLtgCalcOccupSensFactors
[7 empty] | 5 | 6 | 7 | 8 | 9
|  |  | DEER Occupancy Sensor? | Acceptable non-DEER Reference Values |  |  | Percent | Weekday Fracs: |  | Weekend Fracs:
DEER Building Type | DEER Activity Area Type |  |  | Reference Building Type | Reference Activity Area |  | Reduc. | Open | Closed | Open | Closed
Assembly | Auditorium | Assembly - Auditorium | NO | Education - Secondary School | Classroom/Lecture | Education - Secondary School - Classroom/Lecture | 20 | 0.4 | 0.36 | 0.13 | 0.11
Assembly | Office (General) | Assembly - Office (General) | NO | Education - Community College | Office (General) | Education - Community College - Office (General) | 16 | 0.66337 | 0.20792 | 0.079208 | 0.049505
Assembly | All Other | Assembly - All Other | NO | Education - Community College | Office (General) | Education - Community College - Office (General) | 16 | 0.66337 | 0.20792 | 0.079208 | 0.049505
Education - Primary School | Classroom/Lecture | Education - Primary School - Classroom/Lecture | YES |  |  | Education - Primary School - Classroom/Lecture | 20 | 0.4 | 0.36 | 0.13 | 0.11
Education - Primary School | Dining Area | Education - Primary School - Dining Area | NO | Health/Medical - Nursing Home | Dining Area | Health/Medical - Nursing Home - Dining Area | 16 | 0.66337 | 0.20792 | 0.079208 | 0.049505
Education - Primary School | Exercising Centers and Gymnasium | Education - Primary School - Exercising Centers and Gymnasium | NO | Health/Medical - Nursing Home | Dining Area | Health/Medical - Nursing Home - Dining Area | 16 | 0.66337 | 0.20792 | 0.079208 | 0.049505
Education - Primary School | Kitchen and Food Preparation | Education - Primary School - Kitchen and Food Preparation | NO | Health/Medical - Nursing Home | Dining Area | Health/Medical - Nursing Home - Dining Area | 16 | 0.66337 | 0.20792 | 0.079208 | 0.049505
Education - Primary School | All Other | Education - Primary School - All Other | NO | Education - Community College | Office (General) | Education - Community College - Office (General) | 16 | 0.66337 | 0.20792 | 0.079208 | 0.049505
Education - Secondary School | Classroom/Lecture | Education - Secondary School - Classroom/Lecture | YES |  |  | Education - Secondary School - Classroom/Lecture | 20 | 0.4 | 0.36 | 0.13 | 0.11
Education - Secondary School | Computer Room (Instructional/PC Lab) | Education - Secondary School - Computer Room (Instructional/PC Lab) | YES |  |  | Education - Secondary School - Computer Room (Instructional/PC Lab) | 20 | 0.4 | 0.36 | 0.13 | 0.11
Education - Secondary School | Dining Area | Education - Secondary School - Dining Area | NO | Health/Medical - Nursing Home | Dining Area | Health/Medical - Nursing Home - Dining Area | 16 | 0.66337 | 0.20792 | 0.079208 | 0.049505
Education - Secondary School | Exercising Centers and Gymnasium | Education - Secondary School - Exercising Centers and Gymnasium | NO | Health/Medical - Nursing Home | Dining Area | Health/Medical - Nursing Home - Dining Area | 16 | 0.66337 | 0.20792 | 0.079208 | 0.049505
Education - Secondary School | Kitchen and Food Preparation | Education - Secondary School - Kitchen and Food Preparation | NO | Health/Medical - Nursing Home | Dining Area | Health/Medical - Nursing Home - Dining Area | 16 | 0.66337 | 0.20792 | 0.079208 | 0.049505
Education - Secondary School | Office (General) | Education - Secondary School - Office (General) | NO | Education - Community College | Office (General) | Education - Community College - Office (General) | 16 | 0.66337 | 0.20792 | 0.079208 | 0.049505
Education - Secondary School | All Other | Education - Secondary School - All Other | NO | Education - Community College | Office (General) | Education - Community College - Office (General) | 16 | 0.66337 | 0.20792 | 0.079208 | 0.049505
Education - Community College | Classroom/Lecture | Education - Community College - Classroom/Lecture | YES |  |  | Education - Community College - Classroom/Lecture | 20 | 0.4 | 0.36 | 0.13 | 0.11
Education - Community College | Comm/Ind Work (General, Low Bay) | Education - Community College - Comm/Ind Work (General, Low Bay) | NO | Education - Community College | Office (General) | Education - Community College - Office (General) | 16 | 0.66337 | 0.20792 | 0.079208 | 0.049505
Education - Community College | Computer Room (Instructional/PC Lab) | Education - Community College - Computer Room (Instructional/PC Lab) | YES |  |  | Education - Community College - Computer Room (Instructional/PC Lab) | 20 | 0.4 | 0.36 | 0.13 | 0.11
Education - Community College | Dining Area | Education - Community College - Dining Area | NO | Health/Medical - Nursing Home | Dining Area | Health/Medical - Nursing Home - Dining Area | 16 | 0.66337 | 0.20792 | 0.079208 | 0.049505
Education - Community College | Kitchen and Food Preparation | Education - Community College - Kitchen and Food Preparation | NO | Health/Medical - Nursing Home | Dining Area | Health/Medical - Nursing Home - Dining Area | 16 | 0.66337 | 0.20792 | 0.079208 | 0.049505
Education - Community College | Office (General) | Education - Community College - Office (General) | YES |  |  | Education - Community College - Office (General) | 16 | 0.66337 | 0.20792 | 0.079208 | 0.049505
Education - Community College | All Other | Education - Community College - All Other | NO | Education - Community College | Office (General) | Education - Community College - Office (General) | 16 | 0.66337 | 0.20792 | 0.079208 | 0.049505
Education - Community College | Classroom/Lecture (summer) | Education - Community College - Classroom/Lecture (summer) | YES |  |  | Education - Community College - Classroom/Lecture | 20 | 0.4 | 0.36 | 0.13 | 0.11
Education - Community College | Comm/Ind Work (General, Low Bay) (summer) | Education - Community College - Comm/Ind Work (General, Low Bay) (summer) | NO | Education - Community College | Office (General) | Education - Community College - Office (General) | 16 | 0.66337 | 0.20792 | 0.079208 | 0.049505
Education - Community College | Computer Room (Instructional/PC Lab) (summer) | Education - Community College - Computer Room (Instructional/PC Lab) (summer) | YES |  |  | Education - Community College - Computer Room (Instructional/PC Lab) | 20 | 0.4 | 0.36 | 0.13 | 0.11
Education - Community College | Dining Area (summer) | Education - Community College - Dining Area (summer) | NO | Health/Medical - Nursing Home | Dining Area | Health/Medical - Nursing Home - Dining Area | 16 | 0.66337 | 0.20792 | 0.079208 | 0.049505
Education - Community College | Kitchen and Food Preparation (summer) | Education - Community College - Kitchen and Food Preparation (summer) | NO | Health/Medical - Nursing Home | Dining Area | Health/Medical - Nursing Home - Dining Area | 16 | 0.66337 | 0.20792 | 0.079208 | 0.049505
Education - Community College | Office (General) (summer) | Education - Community College - Office (General) (summer) | YES |  |  | Education - Community College - Office (General) | 16 | 0.66337 | 0.20792 | 0.079208 | 0.049505
Education - Community College | All Other (summer) | Education - Community College - All Other (summer) | NO | Education - Community College | Office (General) | Education - Community College - Office (General) | 16 | 0.66337 | 0.20792 | 0.079208 | 0.049505
Education - University | Classroom/Lecture | Education - University - Classroom/Lecture | YES |  |  | Education - University - Classroom/Lecture | 20 | 0.4 | 0.36 | 0.13 | 0.11
Education - University | Comm/Ind Work (General, Low Bay) | Education - University - Comm/Ind Work (General, Low Bay) | NO | Education - Community College | Office (General) | Education - Community College - Office (General) | 16 | 0.66337 | 0.20792 | 0.079208 | 0.049505
Education - University | Computer Room (Instructional/PC Lab) | Education - University - Computer Room (Instructional/PC Lab) | YES |  |  | Education - University - Computer Room (Instructional/PC Lab) | 20 | 0.4 | 0.36 | 0.13 | 0.11
Education - University | Corridor | Education - University - Corridor | NO | Health/Medical - Nursing Home | Corridor | Health/Medical - Nursing Home - Corridor | 16 | 0.66337 | 0.20792 | 0.079208 | 0.049505
Education - University | Dining Area | Education - University - Dining Area | NO | Health/Medical - Nursing Home | Dining Area | Health/Medical - Nursing Home - Dining Area | 16 | 0.66337 | 0.20792 | 0.079208 | 0.049505
Education - University | Hotel/Motel Guest Room (incl. toilets) | Education - University - Hotel/Motel Guest Room (incl. toilets) | NO | Lodging - Hotel | Hotel/Motel Guest Room (incl. toilets) - occ | Lodging - Hotel - Hotel/Motel Guest Room (incl. toilets) - occ | 10 | 0.66337 | 0.20792 | 0.079208 | 0.049505
Education - University | Kitchen and Food Preparation | Education - University - Kitchen and Food Preparation | NO | Health/Medical - Nursing Home | Dining Area | Health/Medical - Nursing Home - Dining Area | 16 | 0.66337 | 0.20792 | 0.079208 | 0.049505
Education - University | Office (General) | Education - University - Office (General) | YES |  |  | Education - University - Office (General) | 16 | 0.66337 | 0.20792 | 0.079208 | 0.049505
Education - University | All Other | Education - University - All Other | NO | Education - University | Office (General) | Education - University - Office (General) | 16 | 0.66337 | 0.20792 | 0.079208 | 0.049505
Education - University | Classroom/Lecture (summer) | Education - University - Classroom/Lecture (summer) | YES |  |  | Education - University - Classroom/Lecture | 20 | 0.4 | 0.36 | 0.13 | 0.11
Education - University | Comm/Ind Work (General Low Bay) (summer) | Education - University - Comm/Ind Work (General Low Bay) (summer) | NO | Education - Community College | Office (General) | Education - Community College - Office (General) | 16 | 0.66337 | 0.20792 | 0.079208 | 0.049505
Education - University | Computer Room (Instructional/PC Lab) (summer) | Education - University - Computer Room (Instructional/PC Lab) (summer) | YES |  |  | Education - University - Computer Room (Instructional/PC Lab) | 20 | 0.4 | 0.36 | 0.13 | 0.11
Education - University | Corridor (Dormitory) (summer) | Education - University - Corridor (Dormitory) (summer) | NO | Health/Medical - Nursing Home | Corridor | Health/Medical - Nursing Home - Corridor | 16 | 0.66337 | 0.20792 | 0.079208 | 0.049505
Education - University | Dining Area (summer) | Education - University - Dining Area (summer) | NO | Health/Medical - Nursing Home | Dining Area | Health/Medical - Nursing Home - Dining Area | 16 | 0.66337 | 0.20792 | 0.079208 | 0.049505
Education - University | Hotel/Motel Guest Room (Dormitory) (summer) | Education - University - Hotel/Motel Guest Room (Dormitory) (summer) | NO | Lodging - Hotel | Hotel/Motel Guest Room (incl. toilets) - occ | Lodging - Hotel - Hotel/Motel Guest Room (incl. toilets) - occ | 10 | 0.66337 | 0.20792 | 0.079208 | 0.049505
Education - University | Kitchen and Food Preparation (summer) | Education - University - Kitchen and Food Preparation (summer) | NO | Health/Medical - Nursing Home | Dining Area | Health/Medical - Nursing Home - Dining Area | 16 | 0.66337 | 0.20792 | 0.079208 | 0.049505
Education - University | Office (General) (summer) | Education - University - Office (General) (summer) | YES |  |  | Education - University - Office (General) | 16 | 0.66337 | 0.20792 | 0.079208 | 0.049505
Education - University | All Other (summer) | Education - University - All Other (summer) | NO | Education - University | Office (General) | Education - University - Office (General) | 16 | 0.66337 | 0.20792 | 0.079208 | 0.049505
Education - Relocatable Classroom | Classroom/Lecture | Education - Relocatable Classroom - Classroom/Lecture | YES |  |  | Education - Relocatable Classroom - Classroom/Lecture | 20 | 0.4 | 0.36 | 0.13 | 0.11
Grocery | Comm/Ind Work (Loading Dock) | Grocery - Comm/Ind Work (Loading Dock) | NO | Office - Large | Mechanical/Electrical Room | Office - Large - Mechanical/Electrical Room | 16 | 0.29 | 0.41 | 0.14 | 0.16
Grocery | Office (General) | Grocery - Office (General) | NO | Office - Large | Office (Executive/Private) | Office - Large - Office (Executive/Private) | 30 | 0.66337 | 0.20792 | 0.079208 | 0.049505
Grocery | Refrigerated (Food Preparation) | Grocery - Refrigerated (Food Preparation) | NO | Office - Large | Mechanical/Electrical Room | Office - Large - Mechanical/Electrical Room | 16 | 0.29 | 0.41 | 0.14 | 0.16
Grocery | Refrigerated (Walk-in Cooler) | Grocery - Refrigerated (Walk-in Cooler) | NO | Office - Large | Mechanical/Electrical Room | Office - Large - Mechanical/Electrical Room | 16 | 0.29 | 0.41 | 0.14 | 0.16
Grocery | Refrigerated (Walk-in Freezer) | Grocery - Refrigerated (Walk-in Freezer) | NO | Office - Large | Mechanical/Electrical Room | Office - Large - Mechanical/Electrical Room | 16 | 0.29 | 0.41 | 0.14 | 0.16
Grocery | Retail Sales, Grocery | Grocery - Retail Sales, Grocery | NO | - none - | - none - | - none - - - none - | 0 | 0 | 0 | 0 | 0
Grocery | All Other | Grocery - All Other | NO | Office - Large | Mechanical/Electrical Room | Office - Large - Mechanical/Electrical Room | 16 | 0.29 | 0.41 | 0.14 | 0.16
Health/Medical - Hospital | Dining Area | Health/Medical - Hospital - Dining Area | NO | Health/Medical - Nursing Home | Dining Area | Health/Medical - Nursing Home - Dining Area | 16 | 0.66337 | 0.20792 | 0.079208 | 0.049505
Health/Medical - Hospital | Kitchen and Food Preparation | Health/Medical - Hospital - Kitchen and Food Preparation | NO | Health/Medical - Hospital | Office (General) - 12hr Admin | Health/Medical - Hospital - Office (General) - 12hr Admin | 16 | 0.66337 | 0.20792 | 0.079208 | 0.049505
Health/Medical - Hospital | Laboratory, Medical 12hr Treatment | Health/Medical - Hospital - Laboratory, Medical 12hr Treatment | NO | Health/Medical - Hospital | Office (General) - 12hr Admin | Health/Medical - Hospital - Office (General) - 12hr Admin | 16 | 0.66337 | 0.20792 | 0.079208 | 0.049505
Health/Medical - Hospital | Medical and Clinical Care (12 Hr) | Health/Medical - Hospital - Medical and Clinical Care (12 Hr) | NO | Health/Medical - Hospital | Office (General) - 12hr Admin | Health/Medical - Hospital - Office (General) - 12hr Admin | 16 | 0.66337 | 0.20792 | 0.079208 | 0.049505
Health/Medical - Hospital | Medical and Clinical Care - 24hr Wards/Isolation | Health/Medical - Hospital - Medical and Clinical Care - 24hr Wards/Isolation | NO | Health/Medical - Hospital | Office (General) - 12hr Admin | Health/Medical - Hospital - Office (General) - 12hr Admin | 16 | 0.66337 | 0.20792 | 0.079208 | 0.049505
Health/Medical - Hospital | Medical and Clinical Care - 24hr ICU | Health/Medical - Hospital - Medical and Clinical Care - 24hr ICU | NO | - none - | - none - | - none - - - none - | 0 | 0 | 0 | 0 | 0
Health/Medical - Hospital | Medical and Clinical Care - 24hr Support | Health/Medical - Hospital - Medical and Clinical Care - 24hr Support | NO | - none - | - none - | - none - - - none - | 0 | 0 | 0 | 0 | 0
Health/Medical - Hospital | Patient Rooms | Health/Medical - Hospital - Patient Rooms | NO | - none - | - none - | - none - - - none - | 0 | 0 | 0 | 0 | 0
Health/Medical - Hospital | Office (General) - 12hr Admin | Health/Medical - Hospital - Office (General) - 12hr Admin | YES |  |  | Health/Medical - Hospital - Office (General) - 12hr Admin | 16 | 0.66337 | 0.20792 | 0.079208 | 0.049505
Health/Medical - Hospital | Office (General) - 24hr Facilities | Health/Medical - Hospital - Office (General) - 24hr Facilities | NO | - none - | - none - | - none - - - none - | 0 | 0 | 0 | 0 | 0
Health/Medical - Hospital | All Other | Health/Medical - Hospital - All Other | NO | Health/Medical - Hospital | Office (General) - 12hr Admin | Health/Medical - Hospital - Office (General) - 12hr Admin | 16 | 0.66337 | 0.20792 | 0.079208 | 0.049505
Health/Medical - Nursing Home | Corridor | Health/Medical - Nursing Home - Corridor | YES |  |  | Health/Medical - Nursing Home - Corridor | 16 | 0.66337 | 0.20792 | 0.079208 | 0.049505
Health/Medical - Nursing Home | Dining Area | Health/Medical - Nursing Home - Dining Area | YES |  |  | Health/Medical - Nursing Home - Dining Area | 16 | 0.66337 | 0.20792 | 0.079208 | 0.049505
Health/Medical - Nursing Home | Hotel/Motel Guest Room (incl. toilets) | Health/Medical - Nursing Home - Hotel/Motel Guest Room (incl. toilets) | NO | Health/Medical - Nursing Home | Hotel/Motel Guest Room (incl. toilets) | Health/Medical - Nursing Home - Hotel/Motel Guest Room (incl. toilets) | 10 | 0.66337 | 0.20792 | 0.079208 | 0.049505
Health/Medical - Nursing Home | Kitchen and Food Preparation | Health/Medical - Nursing Home - Kitchen and Food Preparation | NO | Health/Medical - Nursing Home | Dining Area | Health/Medical - Nursing Home - Dining Area | 16 | 0.66337 | 0.20792 | 0.079208 | 0.049505
Health/Medical - Nursing Home | Office (General) - Admin | Health/Medical - Nursing Home - Office (General) - Admin | YES |  |  | Health/Medical - Nursing Home - Office (General) - Admin | 16 | 0.66337 | 0.20792 | 0.079208 | 0.049505
Health/Medical - Nursing Home | Office (General) - Facilities | Health/Medical - Nursing Home - Office (General) - Facilities | NO | Health/Medical - Nursing Home | Office (General) - Facilities | Health/Medical - Nursing Home - Office (General) - Facilities | 16 | 0.66337 | 0.20792 | 0.079208 | 0.049505
Lodging - Hotel | Bar, Cocktail Lounge | Lodging - Hotel - Bar, Cocktail Lounge | NO | Lodging - Hotel | Office (General) | Lodging - Hotel - Office (General) | 16 | 0.66337 | 0.20792 | 0.079208 | 0.049505
Lodging - Hotel | Corridor | Lodging - Hotel - Corridor | YES |  |  | Lodging - Hotel - Corridor | 16 | 0.66337 | 0.20792 | 0.079208 | 0.049505
Lodging - Hotel | Dining Area | Lodging - Hotel - Dining Area | NO | Lodging - Hotel | Office (General) | Lodging - Hotel - Office (General) | 16 | 0.66337 | 0.20792 | 0.079208 | 0.049505
Lodging - Hotel | Hotel/Motel Guest Room (incl. toilets) - occ | Lodging - Hotel - Hotel/Motel Guest Room (incl. toilets) - occ | YES |  |  | Lodging - Hotel - Hotel/Motel Guest Room (incl. toilets) - occ | 10 | 0.66337 | 0.20792 | 0.079208 | 0.049505
Lodging - Hotel | Hotel/Motel Guest Room (incl. toilets) - unocc | Lodging - Hotel - Hotel/Motel Guest Room (incl. toilets) - unocc | YES |  |  | Lodging - Hotel - Hotel/Motel Guest Room (incl. toilets) - unocc | 10 | 0.66337 | 0.20792 | 0.079208 | 0.049505
Lodging - Hotel | Kitchen and Food Preparation | Lodging - Hotel - Kitchen and Food Preparation | NO | Lodging - Hotel | Office (General) | Lodging - Hotel - Office (General) | 16 | 0.66337 | 0.20792 | 0.079208 | 0.049505
Lodging - Hotel | Laundry | Lodging - Hotel - Laundry | NO | Lodging - Hotel | Office (General) | Lodging - Hotel - Office (General) | 16 | 0.66337 | 0.20792 | 0.079208 | 0.049505
Lodging - Hotel | Lobby (Hotel) | Lodging - Hotel - Lobby (Hotel) | NO | Lodging - Hotel | Office (General) | Lodging - Hotel - Office (General) | 16 | 0.66337 | 0.20792 | 0.079208 | 0.049505
Lodging - Hotel | Office (General) | Lodging - Hotel - Office (General) | YES |  |  | Lodging - Hotel - Office (General) | 16 | 0.66337 | 0.20792 | 0.079208 | 0.049505
Lodging - Hotel | All Other | Lodging - Hotel - All Other | NO | Lodging - Hotel | Office (General) | Lodging - Hotel - Office (General) | 16 | 0.66337 | 0.20792 | 0.079208 | 0.049505
Lodging - Motel | Corridor | Lodging - Motel - Corridor | YES |  |  | Lodging - Motel - Corridor | 16 | 0.66337 | 0.20792 | 0.079208 | 0.049505
Lodging - Motel | Hotel/Motel Guest Room (incl. toilets) - 12hr occ | Lodging - Motel - Hotel/Motel Guest Room (incl. toilets) - 12hr occ | YES |  |  | Lodging - Motel - Hotel/Motel Guest Room (incl. toilets) - 12hr occ | 10 | 0.66337 | 0.20792 | 0.079208 | 0.049505
Lodging - Motel | Hotel/Motel Guest Room (incl. toilets) - 24hr occ | Lodging - Motel - Hotel/Motel Guest Room (incl. toilets) - 24hr occ | YES |  |  | Lodging - Motel - Hotel/Motel Guest Room (incl. toilets) - 24hr occ | 10 | 0.66337 | 0.20792 | 0.079208 | 0.049505
Lodging - Motel | Hotel/Motel Guest Room (incl. toilets) - unocc | Lodging - Motel - Hotel/Motel Guest Room (incl. toilets) - unocc | YES |  |  | Lodging - Motel - Hotel/Motel Guest Room (incl. toilets) - unocc | 10 | 0.66337 | 0.20792 | 0.079208 | 0.049505
Lodging - Motel | Laundry | Lodging - Motel - Laundry | NO | Lodging - Motel | Office (General) | Lodging - Motel - Office (General) | 16 | 0.66337 | 0.20792 | 0.079208 | 0.049505
Lodging - Motel | Office (General) | Lodging - Motel - Office (General) | YES |  |  | Lodging - Motel - Office (General) | 16 | 0.66337 | 0.20792 | 0.079208 | 0.049505
Lodging - Motel | All Other | Lodging - Motel - All Other | NO | Lodging - Motel | Office (General) | Lodging - Motel - Office (General) | 16 | 0.66337 | 0.20792 | 0.079208 | 0.049505
Manufacturing - Bio/Tech | Comm/Ind Work (High Tech Bio Tech Lab) | Manufacturing - Bio/Tech - Comm/Ind Work (High Tech, Bio Tech, Lab) | NO | Office - Large | Office (Open Plan) | Office - Large - Office (Open Plan) | 15 | 0.66337 | 0.20792 | 0.079208 | 0.049505
Manufacturing - Bio/Tech | Computer Room (Mainframe/Server) | Manufacturing - Bio/Tech - Computer Room (Mainframe/Server) | NO | Office - Large | Office (Open Plan) | Office - Large - Office (Open Plan) | 15 | 0.66337 | 0.20792 | 0.079208 | 0.049505
Manufacturing - Bio/Tech | Conference Room | Manufacturing - Bio/Tech - Conference Room | NO | Office - Large | Conference Room | Office - Large - Conference Room | 16 | 0.55 | 0.24 | 0.12 | 0.09
Manufacturing - Bio/Tech | Corridor | Manufacturing - Bio/Tech - Corridor | NO | Office - Large | Corridor | Office - Large - Corridor | 10 | 0.66337 | 0.20792 | 0.079208 | 0.049505
Manufacturing - Bio/Tech | Dining Area | Manufacturing - Bio/Tech - Dining Area | NO | Office - Large | Office (Open Plan) | Office - Large - Office (Open Plan) | 15 | 0.66337 | 0.20792 | 0.079208 | 0.049505
Manufacturing - Bio/Tech | Kitchen and Food Preparation | Manufacturing - Bio/Tech - Kitchen and Food Preparation | NO | Office - Large | Office (Open Plan) | Office - Large - Office (Open Plan) | 15 | 0.66337 | 0.20792 | 0.079208 | 0.049505
Manufacturing - Bio/Tech | Office (General) | Manufacturing - Bio/Tech - Office (General) | NO | Office - Large | Office (Open Plan) | Office - Large - Office (Open Plan) | 15 | 0.66337 | 0.20792 | 0.079208 | 0.049505
Manufacturing - Bio/Tech | All Other | Manufacturing - Bio/Tech - All Other | NO | Office - Large | Office (Open Plan) | Office - Large - Office (Open Plan) | 15 | 0.66337 | 0.20792 | 0.079208 | 0.049505
Manufacturing - Light Industrial | Comm/Ind Work (General High Bay) | Manufacturing - Light Industrial - Comm/Ind Work (General, High Bay) | NO | Office - Large | Office (Open Plan) | Office - Large - Office (Open Plan) | 15 | 0.66337 | 0.20792 | 0.079208 | 0.049505
Manufacturing - Light Industrial | Storage (Unconditioned) | Manufacturing - Light Industrial - Storage (Unconditioned) | NO | Office - Small | Mechanical/Electrical Room | Office - Small - Mechanical/Electrical Room | 16 | 0.29 | 0.41 | 0.14 | 0.16
Manufacturing - Light Industrial | All Other | Manufacturing - Light Industrial - All Other | NO | Office - Large | Office (Open Plan) | Office - Large - Office (Open Plan) | 15 | 0.66337 | 0.20792 | 0.079208 | 0.049505
Office - Large | Conference Room | Office - Large - Conference Room | YES |  |  | Office - Large - Conference Room | 16 | 0.55 | 0.24 | 0.12 | 0.09
Office - Large | Copy Room (photocopying equipment) | Office - Large - Copy Room (photocopying equipment) | YES |  |  | Office - Large - Copy Room (photocopying equipment) | 10 | 0.55 | 0.24 | 0.12 | 0.09
Office - Large | Corridor | Office - Large - Corridor | YES |  |  | Office - Large - Corridor | 10 | 0.66337 | 0.20792 | 0.079208 | 0.049505
Office - Large | Lobby (Office Reception/Waiting) | Office - Large - Lobby (Office Reception/Waiting) | NO | Office - Large | Corridor | Office - Large - Corridor | 10 | 0.66337 | 0.20792 | 0.079208 | 0.049505
Office - Large | Mechanical/Electrical Room | Office - Large - Mechanical/Electrical Room | YES |  |  | Office - Large - Mechanical/Electrical Room | 16 | 0.29 | 0.41 | 0.14 | 0.16
Office - Large | Office (Executive/Private) | Office - Large - Office (Executive/Private) | YES |  |  | Office - Large - Office (Executive/Private) | 30 | 0.66337 | 0.20792 | 0.079208 | 0.049505
Office - Large | Office (Open Plan) | Office - Large - Office (Open Plan) | YES |  |  | Office - Large - Office (Open Plan) | 15 | 0.66337 | 0.20792 | 0.079208 | 0.049505
Office - Large | Restrooms | Office - Large - Restrooms | YES |  |  | Office - Large - Restrooms | 26 | 0.29 | 0.41 | 0.14 | 0.16
Office - Large | All Other | Office - Large - All Other | NO | Office - Large | Office (Open Plan) | Office - Large - Office (Open Plan) | 15 | 0.66337 | 0.20792 | 0.079208 | 0.049505
Office - Small | Conference Room | Office - Small - Conference Room | YES |  |  | Office - Small - Conference Room | 16 | 0.55 | 0.24 | 0.12 | 0.09
Office - Small | Copy Room (photocopying equipment) | Office - Small - Copy Room (photocopying equipment) | YES |  |  | Office - Small - Copy Room (photocopying equipment) | 10 | 0.55 | 0.24 | 0.12 | 0.09
Office - Small | Corridor | Office - Small - Corridor | YES |  |  | Office - Small - Corridor | 10 | 0.66337 | 0.20792 | 0.079208 | 0.049505
Office - Small | Lobby (Office Reception/Waiting) | Office - Small - Lobby (Office Reception/Waiting) | NO | Office - Small | Corridor | Office - Small - Corridor | 10 | 0.66337 | 0.20792 | 0.079208 | 0.049505
Office - Small | Mechanical/Electrical Room | Office - Small - Mechanical/Electrical Room | YES |  |  | Office - Small - Mechanical/Electrical Room | 16 | 0.29 | 0.41 | 0.14 | 0.16
Office - Small | Office (Executive/Private) | Office - Small - Office (Executive/Private) | YES |  |  | Office - Small - Office (Executive/Private) | 30 | 0.66337 | 0.20792 | 0.079208 | 0.049505
Office - Small | Restrooms | Office - Small - Restrooms | YES |  |  | Office - Small - Restrooms | 10 | 0.66337 | 0.20792 | 0.079208 | 0.049505
Office - Small | All Other | Office - Small - All Other | NO | Office - Large | Office (Open Plan) | Office - Large - Office (Open Plan) | 15 | 0.66337 | 0.20792 | 0.079208 | 0.049505
Restaurant - Sit-Down | Dining Area | Restaurant - Sit-Down - Dining Area | NO | Office - Large | Office (Open Plan) | Office - Large - Office (Open Plan) | 15 | 0.66337 | 0.20792 | 0.079208 | 0.049505
Restaurant - Sit-Down | Kitchen and Food Preparation | Restaurant - Sit-Down - Kitchen and Food Preparation | NO | Office - Large | Office (Open Plan) | Office - Large - Office (Open Plan) | 15 | 0.66337 | 0.20792 | 0.079208 | 0.049505
Restaurant - Sit-Down | Lobby (Main Entry and Assembly) | Restaurant - Sit-Down - Lobby (Main Entry and Assembly) | NO | Office - Large | Office (Open Plan) | Office - Large - Office (Open Plan) | 15 | 0.66337 | 0.20792 | 0.079208 | 0.049505
Restaurant - Sit-Down | Restrooms | Restaurant - Sit-Down - Restrooms | NO | Office - Large | Restrooms | Office - Large - Restrooms | 26 | 0.29 | 0.41 | 0.14 | 0.16
Restaurant - Sit-Down | All Other | Restaurant - Sit-Down - All Other | NO | Office - Large | Office (Open Plan) | Office - Large - Office (Open Plan) | 15 | 0.66337 | 0.20792 | 0.079208 | 0.049505
Restaurant - Fast-Food | Dining Area | Restaurant - Fast-Food - Dining Area | NO | Office - Large | Office (Open Plan) | Office - Large - Office (Open Plan) | 15 | 0.66337 | 0.20792 | 0.079208 | 0.049505
Restaurant - Fast-Food | Kitchen and Food Preparation | Restaurant - Fast-Food - Kitchen and Food Preparation | NO | Office - Large | Office (Open Plan) | Office - Large - Office (Open Plan) | 15 | 0.66337 | 0.20792 | 0.079208 | 0.049505
Restaurant - Fast-Food | Lobby (Main Entry and Assembly) | Restaurant - Fast-Food - Lobby (Main Entry and Assembly) | NO | Office - Large | Office (Open Plan) | Office - Large - Office (Open Plan) | 15 | 0.66337 | 0.20792 | 0.079208 | 0.049505
Restaurant - Fast-Food | Restrooms | Restaurant - Fast-Food - Restrooms | NO | Office - Large | Office (Open Plan) | Office - Large - Office (Open Plan) | 15 | 0.66337 | 0.20792 | 0.079208 | 0.049505
Restaurant - Fast-Food | All Other | Restaurant - Fast-Food - All Other | NO | Office - Large | Restrooms | Office - Large - Restrooms | 26 | 0.29 | 0.41 | 0.14 | 0.16
Retail - 3-Story Large | Office (General) | Retail - 3-Story Large - Office (General) | NO | Office - Large | Office (Open Plan) | Office - Large - Office (Open Plan) | 15 | 0.66337 | 0.20792 | 0.079208 | 0.049505
Retail - 3-Story Large | Retail Sales and Wholesale Showroom | Retail - 3-Story Large - Retail Sales and Wholesale Showroom | NO | - none - | - none - | - none - - - none - | 0 | 0 | 0 | 0 | 0
Retail - 3-Story Large | Storage (Conditioned) | Retail - 3-Story Large - Storage (Conditioned) | NO | Office - Large | Mechanical/Electrical Room | Office - Large - Mechanical/Electrical Room | 16 | 0.29 | 0.41 | 0.14 | 0.16
Retail - 3-Story Large | All Other | Retail - 3-Story Large - All Other | NO | Office - Large | Office (Open Plan) | Office - Large - Office (Open Plan) | 15 | 0.66337 | 0.20792 | 0.079208 | 0.049505
Retail - Single-Story Large | Auto Repair Workshop | Retail - Single-Story Large - Auto Repair Workshop | NO | - none - | - none - | - none - - - none - | 0 | 0 | 0 | 0 | 0
Retail - Single-Story Large | Kitchen and Food Preparation | Retail - Single-Story Large - Kitchen and Food Preparation | NO | Office - Large | Office (Open Plan) | Office - Large - Office (Open Plan) | 15 | 0.66337 | 0.20792 | 0.079208 | 0.049505
Retail - Single-Story Large | Office (General) | Retail - Single-Story Large - Office (General) | NO | Office - Large | Office (Open Plan) | Office - Large - Office (Open Plan) | 15 | 0.66337 | 0.20792 | 0.079208 | 0.049505
Retail - Single-Story Large | Retail Sales and Wholesale Showroom | Retail - Single-Story Large - Retail Sales and Wholesale Showroom | NO | - none - | - none - | - none - - - none - | 0 | 0 | 0 | 0 | 0
Retail - Single-Story Large | Storage (Conditioned) | Retail - Single-Story Large - Storage (Conditioned) | NO | Office - Large | Office (Open Plan) | Office - Large - Office (Open Plan) | 15 | 0.66337 | 0.20792 | 0.079208 | 0.049505
Retail - Single-Story Large | Pharmacy | Retail - Single-Story Large - Pharmacy | NO | - none - | - none - | - none - - - none - | 0 | 0 | 0 | 0 | 0
Retail - Single-Story Large | All Other | Retail - Single-Story Large - All Other | NO | Office - Large | Office (Open Plan) | Office - Large - Office (Open Plan) | 15 | 0.66337 | 0.20792 | 0.079208 | 0.049505
Retail - Small | Retail Sales and Wholesale Showroom | Retail - Small - Retail Sales and Wholesale Showroom | NO | - none - | - none - | - none - - - none - | 0 | 0 | 0 | 0 | 0
Retail - Small | Storage (Conditioned) | Retail - Small - Storage (Conditioned) | NO | Office - Large | Office (Open Plan) | Office - Large - Office (Open Plan) | 15 | 0.66337 | 0.20792 | 0.079208 | 0.049505
Retail - Small | All Other | Retail - Small - All Other | NO | Office - Large | Office (Open Plan) | Office - Large - Office (Open Plan) | 15 | 0.66337 | 0.20792 | 0.079208 | 0.049505
Storage - Conditioned | Storage (Conditioned) | Storage - Conditioned - Storage (Conditioned) | NO | Office - Large | Mechanical/Electrical Room | Office - Large - Mechanical/Electrical Room | 16 | 0.29 | 0.41 | 0.14 | 0.16
Storage - Unconditioned | Storage (Unconditioned) | Storage - Unconditioned - Storage (Unconditioned) | NO | Office - Large | Mechanical/Electrical Room | Office - Large - Mechanical/Electrical Room | 16 | 0.29 | 0.41 | 0.14 | 0.16
Storage - Refrigerated Warehouse | Comm/Ind Work (Loading Dock) | Warehouse - Refrigerated - Comm/Ind Work (Loading Dock) | NO | Office - Large | Office (Open Plan) | Office - Large - Office (Open Plan) | 15 | 0.66337 | 0.20792 | 0.079208 | 0.049505
Storage - Refrigerated Warehouse | Office (Executive/Private) | Warehouse - Refrigerated - Office (General) | NO | Office - Large | Office (Open Plan) | Office - Large - Office (Open Plan) | 15 | 0.66337 | 0.20792 | 0.079208 | 0.049505
Storage - Refrigerated Warehouse | Refrigerated (Cooled Storage) | Warehouse - Refrigerated - Refrigerated (Cooled Storage) | NO | Office - Large | Office (Open Plan) | Office - Large - Office (Open Plan) | 15 | 0.66337 | 0.20792 | 0.079208 | 0.049505
Storage - Refrigerated Warehouse | Refrigerated (Food Preparation) | Warehouse - Refrigerated - Refrigerated (Frozen Storage) | NO | Office - Large | Office (Open Plan) | Office - Large - Office (Open Plan) | 15 | 0.66337 | 0.20792 | 0.079208 | 0.049505
Storage - Refrigerated Warehouse | All Other | Warehouse - Refrigerated - All Other | NO | Office - Large | Office (Open Plan) | Office - Large - Office (Open Plan) | 15 | 0.66337 | 0.20792 | 0.079208 | 0.049505
All Non-DEER | All Non-DEER | All Non-DEER - All Non-DEER | NO | - none - | - none - | - none - - - none - | 0 | 0 | 0 | 0 | 0

## DEER05OccupSensFactors
;-------------------------------------------------------------------------
; DEER - eQUEST Wizard Defaults: DEER Occupancy Sensor Full Load Hour Reduction Table
;-------------------------------------------------------------------------
; Column Key:
| ; | Column ID |  | Col # | Type | Description
| ; | Independent(s) |  | 1 | int | DEER Building Type
| ; |  |  | 2 | int | Activity Area Type
| ; |  |  | 3 | int | Schedule Group Type
;
| ; | Dependent(s) |  | 1 | int | Percent Reduction of Full Load Hours
| ; |  |  | 2 | int | Weekday Open - Fraction of Full Load Hour Reduction
| ; |  |  | 3 | int | Weekday Closed - Fraction of Full Load Hour Reduction
| ; |  |  | 4 | int | Weekend Open - Fraction of Full Load Hour Reduction
| ; |  |  | 5 | int | Weekend Closed - Fraction of Full Load Hour Reduction
;
| ; | [11 empty] | ENTER RAW DATA BELOW |  |  |  |  | For Export
| ; Independents |  |  | Dependents | [8 empty] | (table to left populates w/ normalized values)
| ; 1 | 2 | 3 | 1 | 2 | 3 | 4 | 5
| ; Bldg | Actvty | Sched. | Percent | Weekday Fracs: |  | Weekend Fracs: | [5 empty] | Weekday Fracs: |  | Weekend Fracs: |  | Sum Of
| ; Type | Area | Group | Reduc. | Open | Closed | Open | Closed |  | Building Type | Activity Area Type | Schedule Group | Open | Closed | Open | Closed | Fracs | Building Type | Activity Area Type | Activity Area Subtype |  | Percent Usage Reduction
Education - Primary School - Classroom/Lecture | 2 | 307 | -99 | 20 | 0.4 | 0.36 | 0.13 | 0.11 | ; | Education - Primary School | Classroom/Lecture | (any selection) | 0.4 | 0.36 | 0.13 | 0.11 | 1 | Education - Primary School | Classroom/Lecture | any | Education - Primary School/Classroom/Lecture | 20 | 0.4
Education - Secondary School - Classroom/Lecture | 3 | 307 | -99 | 20 | 0.4 | 0.36 | 0.13 | 0.11 | ; | Education - Secondary School | Classroom/Lecture | (any selection) | 0.4 | 0.36 | 0.13 | 0.11 | 1 | Education - Secondary School | Classroom/Lecture | any | Education - Secondary School/Classroom/Lecture | 20 | 0.4
Education - Secondary School - Computer Room (Instructional/PC Lab) | 3 | 354 | -99 | 20 | 0.4 | 0.36 | 0.13 | 0.11 | ; | Education - Secondary School | Computer Room (Instructional/PC Lab) | (any selection) | 0.4 | 0.36 | 0.13 | 0.11 | 1 | Education - Secondary School | Computer Room (Instructional/PC Lab) | any | Education - Secondary School/Computer Room (Instructional/PC Lab) | 20 | 0.4
Education - Community College - Classroom/Lecture | 4 | 307 | -99 | 20 | 0.4 | 0.36 | 0.13 | 0.11 | ; | Education - Community College | Classroom/Lecture | (any selection) | 0.4 | 0.36 | 0.13 | 0.11 | 1 | Education - Community College | Classroom/Lecture | any | Education - Community College/Classroom/Lecture | 20 | 0.4
Education - Community College - Computer Room (Instructional/PC Lab) | 4 | 354 | -99 | 20 | 0.4 | 0.36 | 0.13 | 0.11 | ; | Education - Community College | Computer Room (Instructional/PC Lab) | (any selection) | 0.4 | 0.36 | 0.13 | 0.11 | 1 | Education - Community College | Computer Room (Instructional/PC Lab) | any | Education - Community College/Computer Room (Instructional/PC Lab) | 20 | 0.4
Education - Community College - Office (General) | 4 | 335 | -99 | 16 | 0.66337 | 0.20792 | 0.079208 | 0.049505 | ; | Education - Community College | Office (General) | (any selection) | 0.67 | 0.21 | 0.08 | 0.05 | 1.01 | Education - Community College | Office (General) | any | Education - Community College/Office (General) | 16 | 0.67
Education - University - Classroom/Lecture | 5 | 307 | -99 | 20 | 0.4 | 0.36 | 0.13 | 0.11 | ; | Education - University | Classroom/Lecture | (any selection) | 0.4 | 0.36 | 0.13 | 0.11 | 1 | Education - University | Classroom/Lecture | any | Education - University/Classroom/Lecture | 20 | 0.4
Education - University - Computer Room (Instructional/PC Lab) | 5 | 354 | -99 | 20 | 0.4 | 0.36 | 0.13 | 0.11 | ; | Education - University | Computer Room (Instructional/PC Lab) | (any selection) | 0.4 | 0.36 | 0.13 | 0.11 | 1 | Education - University | Computer Room (Instructional/PC Lab) | any | Education - University/Computer Room (Instructional/PC Lab) | 20 | 0.4
Education - University - Office (General) | 5 | 335 | -99 | 16 | 0.66337 | 0.20792 | 0.079208 | 0.049505 | ; | Education - University | Office (General) | (any selection) | 0.67 | 0.21 | 0.08 | 0.05 | 1.01 | Education - University | Office (General) | any | Education - University/Office (General) | 16 | 0.67
Education - Relocatable Classroom - Classroom/Lecture | 27 | 307 | -99 | 20 | 0.4 | 0.36 | 0.13 | 0.11 | ; | Education - Relocatable Classroom | Classroom/Lecture | (any selection) | 0.4 | 0.36 | 0.13 | 0.11 | 1 | Education - Relocatable Classroom | Classroom/Lecture | any | Education - Relocatable Classroom/Classroom/Lecture | 20 | 0.4
Health/Medical - Hospital - Office (General) - 12hr Admin | 7 | 335 | 7021 | 16 | 0.66337 | 0.20792 | 0.079208 | 0.049505 | ; | Health/Medical - Hospital | Office (General) - 12hr Admin | (any selection) | 0.67 | 0.21 | 0.08 | 0.05 | 1.01 | Health/Medical - Hospital | Office (General) - 12hr Admin | any | Health/Medical - Hospital/Office (General) - 12hr Admin | 16 | 0.67
Health/Medical - Hospital - Laboratory, Medical 12hr Treatment | 7 | 324 | 7061 | 16 | 0.35 | 0.15 | 0.35 | 0.15 | ; | Health/Medical - Hospital | Laboratory, Medical 12hr Treatment | (any selection) | 0.35 | 0.15 | 0.35 | 0.15 | 1 | Health/Medical - Hospital | Laboratory, Medical 12hr Treatment | any | Health/Medical - Hospital/Laboratory, Medical 12hr Treatment | 16 | 0.35
Health/Medical - Nursing Home - Dining Area | 8 | 316 | -99 | 16 | 0.66337 | 0.20792 | 0.079208 | 0.049505 | ; | Health/Medical - Nursing Home | Dining Area | (any selection) | 0.67 | 0.21 | 0.08 | 0.05 | 1.01 | Health/Medical - Nursing Home | Dining Area | any | Health/Medical - Nursing Home/Dining Area | 16 | 0.67
Health/Medical - Nursing Home - Office (General) - Admin | 8 | 335 | -99 | 16 | 0.66337 | 0.20792 | 0.079208 | 0.049505 | ; | Health/Medical - Nursing Home | Office (General) - Admin | (any selection) | 0.67 | 0.21 | 0.08 | 0.05 | 1.01 | Health/Medical - Nursing Home | Office (General) - Admin | any | Health/Medical - Nursing Home/Office (General) - Admin | 16 | 0.67
Health/Medical - Nursing Home - Office (General) - Facilities | 8 | 335 | -99 | 16 | 0.66337 | 0.20792 | 0.079208 | 0.049505 | ; | Health/Medical - Nursing Home | Office (General) - Facilities | (any selection) | 0.67 | 0.21 | 0.08 | 0.05 | 1.01 | Health/Medical - Nursing Home | Office (General) - Facilities | any | Health/Medical - Nursing Home/Office (General) - Facilities | 16 | 0.67
Health/Medical - Nursing Home - Hotel/Motel Guest Room (incl. toilets) | 8 | 322 | -99 | 10 | 0.66337 | 0.20792 | 0.079208 | 0.049505 | ; | Health/Medical - Nursing Home | Hotel/Motel Guest Room (incl. toilets) | (any selection) | 0.67 | 0.21 | 0.08 | 0.05 | 1.01 | Health/Medical - Nursing Home | Hotel/Motel Guest Room (incl. toilets) | any | Health/Medical - Nursing Home/Hotel/Motel Guest Room (incl. toilets) | 10 | 0.67
Health/Medical - Nursing Home - Corridor | 8 | 315 | -99 | 16 | 0.66337 | 0.20792 | 0.079208 | 0.049505 | ; | Health/Medical - Nursing Home | Corridor | (any selection) | 0.67 | 0.21 | 0.08 | 0.05 | 1.01 | Health/Medical - Nursing Home | Corridor | any | Health/Medical - Nursing Home/Corridor | 16 | 0.67
Lodging - Hotel - Office (General) | 9 | 335 | -99 | 16 | 0.66337 | 0.20792 | 0.079208 | 0.049505 | ; | Lodging - Hotel | Office (General) | (any selection) | 0.67 | 0.21 | 0.08 | 0.05 | 1.01 | Lodging - Hotel | Office (General) | any | Lodging - Hotel/Office (General) | 16 | 0.67
Lodging - Hotel - Corridor | 9 | 315 | -99 | 16 | 0.66337 | 0.20792 | 0.079208 | 0.049505 | ; | Lodging - Hotel | Corridor | (any selection) | 0.67 | 0.21 | 0.08 | 0.05 | 1.01 | Lodging - Hotel | Corridor | any | Lodging - Hotel/Corridor | 16 | 0.67
Lodging - Hotel - Hotel/Motel Guest Room (incl. toilets) - occ | 9 | 322 | -99 | 10 | 0.66337 | 0.20792 | 0.079208 | 0.049505 | ; | Lodging - Hotel | Hotel/Motel Guest Room (incl. toilets) - occ | (any selection) | 0.67 | 0.21 | 0.08 | 0.05 | 1.01 | Lodging - Hotel | Hotel/Motel Guest Room (incl. toilets) - occ | any | Lodging - Hotel/Hotel/Motel Guest Room (incl. toilets) - occ | 10 | 0.67
Lodging - Hotel - Hotel/Motel Guest Room (incl. toilets) - unocc | 9 | 322 | -99 | 10 | 0.66337 | 0.20792 | 0.079208 | 0.049505 | ; | Lodging - Hotel | Hotel/Motel Guest Room (incl. toilets) - unocc | (any selection) | 0.67 | 0.21 | 0.08 | 0.05 | 1.01 | Lodging - Hotel | Hotel/Motel Guest Room (incl. toilets) - unocc | any | Lodging - Hotel/Hotel/Motel Guest Room (incl. toilets) - unocc | 10 | 0.67
Lodging - Motel - Office (General) | 10 | 335 | -99 | 16 | 0.66337 | 0.20792 | 0.079208 | 0.049505 | ; | Lodging - Motel | Office (General) | (any selection) | 0.67 | 0.21 | 0.08 | 0.05 | 1.01 | Lodging - Motel | Office (General) | any | Lodging - Motel/Office (General) | 16 | 0.67
Lodging - Motel - Corridor | 10 | 315 | -99 | 16 | 0.66337 | 0.20792 | 0.079208 | 0.049505 | ; | Lodging - Motel | Corridor | (any selection) | 0.67 | 0.21 | 0.08 | 0.05 | 1.01 | Lodging - Motel | Corridor | any | Lodging - Motel/Corridor | 16 | 0.67
Lodging - Motel - Hotel/Motel Guest Room (incl. toilets) - 12hr occ | 10 | 322 | -99 | 10 | 0.66337 | 0.20792 | 0.079208 | 0.049505 | ; | Lodging - Motel | Hotel/Motel Guest Room (incl. toilets) - 12hr occ | (any selection) | 0.67 | 0.21 | 0.08 | 0.05 | 1.01 | Lodging - Motel | Hotel/Motel Guest Room (incl. toilets) - 12hr occ | any | Lodging - Motel/Hotel/Motel Guest Room (incl. toilets) - 12hr occ | 10 | 0.67
Lodging - Motel - Hotel/Motel Guest Room (incl. toilets) - 24hr occ | 10 | 322 | -99 | 10 | 0.66337 | 0.20792 | 0.079208 | 0.049505 | ; | Lodging - Motel | Hotel/Motel Guest Room (incl. toilets) - 24hr occ | (any selection) | 0.67 | 0.21 | 0.08 | 0.05 | 1.01 | Lodging - Motel | Hotel/Motel Guest Room (incl. toilets) - 24hr occ | any | Lodging - Motel/Hotel/Motel Guest Room (incl. toilets) - 24hr occ | 10 | 0.67
Lodging - Motel - Hotel/Motel Guest Room (incl. toilets) - unocc | 10 | 322 | -99 | 10 | 0.66337 | 0.20792 | 0.079208 | 0.049505 | ; | Lodging - Motel | Hotel/Motel Guest Room (incl. toilets) - unocc | (any selection) | 0.67 | 0.21 | 0.08 | 0.05 | 1.01 | Lodging - Motel | Hotel/Motel Guest Room (incl. toilets) - unocc | any | Lodging - Motel/Hotel/Motel Guest Room (incl. toilets) - unocc | 10 | 0.67
Office - Large - Office (Open Plan) | 13 | 337 | -99 | 15 | 0.66337 | 0.20792 | 0.079208 | 0.049505 | ; | Office - Large | Office (Open Plan) | (any selection) | 0.67 | 0.21 | 0.08 | 0.05 | 1.01 | Office - Large | Office (Open Plan) | any | Office - Large/Office (Open Plan) | 15 | 0.67
Office - Large - Office (Executive/Private) | 13 | 336 | -99 | 30 | 0.66337 | 0.20792 | 0.079208 | 0.049505 | ; | Office - Large | Office (Executive/Private) | (any selection) | 0.67 | 0.21 | 0.08 | 0.05 | 1.01 | Office - Large | Office (Executive/Private) | any | Office - Large/Office (Executive/Private) | 30 | 0.67
Office - Large - Corridor | 13 | 315 | -99 | 10 | 0.66337 | 0.20792 | 0.079208 | 0.049505 | ; | Office - Large | Corridor | (any selection) | 0.67 | 0.21 | 0.08 | 0.05 | 1.01 | Office - Large | Corridor | any | Office - Large/Corridor | 10 | 0.67
Office - Large - Conference Room | 13 | 312 | -99 | 16 | 0.55 | 0.24 | 0.12 | 0.09 | ; | Office - Large | Conference Room | (any selection) | 0.55 | 0.24 | 0.12 | 0.09 | 1 | Office - Large | Conference Room | any | Office - Large/Conference Room | 16 | 0.55
Office - Large - Copy Room (photocopying equipment) | 13 | 314 | -99 | 10 | 0.55 | 0.24 | 0.12 | 0.09 | ; | Office - Large | Copy Room (photocopying equipment) | (any selection) | 0.55 | 0.24 | 0.12 | 0.09 | 1 | Office - Large | Copy Room (photocopying equipment) | any | Office - Large/Copy Room (photocopying equipment) | 10 | 0.55
Office - Large - Restrooms | 13 | 340 | -99 | 26 | 0.29 | 0.41 | 0.14 | 0.16 | ; | Office - Large | Restrooms | (any selection) | 0.29 | 0.41 | 0.14 | 0.16 | 1 | Office - Large | Restrooms | any | Office - Large/Restrooms | 26 | 0.29
Office - Large - Mechanical/Electrical Room | 13 | 333 | -99 | 16 | 0.29 | 0.41 | 0.14 | 0.16 | ; | Office - Large | Mechanical/Electrical Room | (any selection) | 0.29 | 0.41 | 0.14 | 0.16 | 1 | Office - Large | Mechanical/Electrical Room | any | Office - Large/Mechanical/Electrical Room | 16 | 0.29
Office - Small - Office (Executive/Private) | 14 | 336 | -99 | 30 | 0.66337 | 0.20792 | 0.079208 | 0.049505 | ; | Office - Small | Office (Executive/Private) | (any selection) | 0.67 | 0.21 | 0.08 | 0.05 | 1.01 | Office - Small | Office (Executive/Private) | any | Office - Small/Office (Executive/Private) | 30 | 0.67
Office - Small - Corridor | 14 | 315 | -99 | 10 | 0.66337 | 0.20792 | 0.079208 | 0.049505 | ; | Office - Small | Corridor | (any selection) | 0.67 | 0.21 | 0.08 | 0.05 | 1.01 | Office - Small | Corridor | any | Office - Small/Corridor | 10 | 0.67
Office - Small - Restrooms | 14 | 340 | -99 | 10 | 0.66337 | 0.20792 | 0.079208 | 0.049505 | ; | Office - Small | Restrooms | (any selection) | 0.67 | 0.21 | 0.08 | 0.05 | 1.01 | Office - Small | Restrooms | any | Office - Small/Restrooms | 10 | 0.67
Office - Small - Conference Room | 14 | 312 | -99 | 16 | 0.55 | 0.24 | 0.12 | 0.09 | ; | Office - Small | Conference Room | (any selection) | 0.55 | 0.24 | 0.12 | 0.09 | 1 | Office - Small | Conference Room | any | Office - Small/Conference Room | 16 | 0.55
Office - Small - Copy Room (photocopying equipment) | 14 | 314 | -99 | 10 | 0.55 | 0.24 | 0.12 | 0.09 | ; | Office - Small | Copy Room (photocopying equipment) | (any selection) | 0.55 | 0.24 | 0.12 | 0.09 | 1 | Office - Small | Copy Room (photocopying equipment) | any | Office - Small/Copy Room (photocopying equipment) | 10 | 0.55
Office - Small - Mechanical/Electrical Room | 14 | 333 | -99 | 16 | 0.29 | 0.41 | 0.14 | 0.16 | ; | Office - Small | Mechanical/Electrical Room | (any selection) | 0.29 | 0.41 | 0.14 | 0.16 | 1 | Office - Small | Mechanical/Electrical Room | any | Office - Small/Mechanical/Electrical Room | 16 | 0.29
; No Match Found => No Lighting Energy Reduction for this Building/Activity/SchGrp Combination
| -99 | -99 | -99 | 0 | 0 | 0 | 0 | 0
Note on B30: SAC 7/4/05: Added rel classroom record

## Peak Period and School Sessions
School Demand Period "Session" | [5 empty] | DEER 2008 Peak Demand Dates:
by School Type and Climate Zone
Climate | Primary | Secondary | Relocatable |  |  | Climate | Start Date |  |  | End Date
Zone | School | School | Classroom | College | University | Zone | Month | Day | Weekday | Month | Day | Weekday
CZ01 | In Session | In Session | In Session | In Session | In Session | CZ01 | Sep | 30 | Mon | Oct | 2 | Wed
CZ02 | Break | Break | Break | Summer | Summer | CZ02 | Jul | 22 | Mon | Jul | 24 | Wed
CZ03 | Break | Break | Break | Summer | Summer | CZ03 | Jul | 17 | Wed | Jul | 19 | Fri
CZ04 | Break | Break | Break | Summer | Summer | CZ04 | Jul | 17 | Wed | Jul | 19 | Fri
CZ05 | In Session | In Session | In Session | In Session | In Session | CZ05 | Sep | 3 | Tue | Sep | 5 | Thu
CZ06 | Break | Break | Break | Summer | Summer | CZ06 | Jul | 9 | Tue | Jul | 11 | Thu
CZ07 | In Session | In Session | In Session | In Session | In Session | CZ07 | Sep | 9 | Mon | Sep | 11 | Wed
CZ08 | In Session | In Session | In Session | In Session | In Session | CZ08 | Sep | 23 | Mon | Sep | 25 | Wed
CZ09 | Break | Break | Break | Summer | Summer | CZ09 | Aug | 6 | Tue | Aug | 8 | Thu
CZ10 | Break | Break | Break | Summer | Summer | CZ10 | Jul | 8 | Mon | Jul | 10 | Wed
CZ11 | Break | Break | Break | Summer | Summer | CZ11 | Jul | 31 | Wed | Aug | 2 | Fri
CZ12 | Break | Break | Break | Summer | Summer | CZ12 | Aug | 5 | Mon | Aug | 7 | Wed
CZ13 | Break | Break | Break | Break | Break | CZ13 | Aug | 14 | Wed | Aug | 16 | Fri
CZ14 | Break | Break | Break | Summer | Summer | CZ14 | Jul | 9 | Tue | Jul | 11 | Thu
CZ15 | Break | Break | Break | Summer | Summer | CZ15 | Jul | 30 | Tue | Jul | 32 | Thu
CZ16 | Break | Break | Break | Summer | Summer | CZ16 | Aug | 6 | Tue | Aug | 8 | Thu
* This table determines the proper school "session" to use for | [5 empty] | * The peak demand period for each climate zone is from 2p.m. to 5p.m.
determing peak demand coincident factors. | [5 empty] | during the dates listed above.
School Demand Period "Session" | [5 empty] | DEER 2013 Peak Demand Dates:
by School Type and Climate Zone
[6 empty] | Climate | Start Date |  |  | End Date
CZ | EPr | ESe | ERC | ECC | EUn | Zone | Month | Day | Weekday | Month | Day | Weekday | Season | Offset
CZ01 | In Session | In Session | In Session | In Session | In Session | CZ01 | 9 | 16 | Mon | 9 | 18 | Wed | In Session | 1
CZ02 | Break | Break | Break | Summer | Summer | CZ02 | 7 | 8 | Mon | 7 | 10 | Wed | Summer | 3
CZ03 | Break | Break | Break | Summer | Summer | CZ03 | 7 | 8 | Wed | 7 | 10 | Fri | Break | 5
CZ04 | In Session | In Session | In Session | In Session | In Session | CZ04 | 9 | 1 | Wed | 9 | 3 | Fri
CZ05 | In Session | In Session | In Session | In Session | In Session | CZ05 | 9 | 8 | Tue | 9 | 10 | Thu
CZ06 | In Session | In Session | In Session | In Session | In Session | CZ06 | 9 | 1 | Tue | 9 | 3 | Thu |  |  |  | ECC, EUn
CZ07 | In Session | In Session | In Session | In Session | In Session | CZ07 | 9 | 1 | Mon | 9 | 3 | Wed |  |  |  | Start Day |  | End Day
CZ08 | In Session | In Session | In Session | In Session | In Session | CZ08 | 9 | 1 | Mon | 9 | 3 | Wed |  |  |  | Mon | Day | Mon | Day
CZ09 | In Session | In Session | In Session | In Session | In Session | CZ09 | 9 | 1 | Tue | 9 | 3 | Thu |  |  | Summer | 6 | 1 | 8 | 7
CZ10 | In Session | In Session | In Session | In Session | In Session | CZ10 | 9 | 1 | Mon | 9 | 3 | Wed |  |  | Break | 8 | 8 | 8 | 16
CZ11 | Break | Break | Break | Summer | Summer | CZ11 | 7 | 8 | Wed | 7 | 10 | Fri |  |  | In Session | 8 | 17 | 12 | 11
CZ12 | Break | Break | Break | Summer | Summer | CZ12 | 7 | 8 | Mon | 7 | 10 | Wed
CZ13 | Break | Break | Break | Summer | Summer | CZ13 | 7 | 8 | Wed | 7 | 10 | Fri |  |  |  | EPr, ESe, ERC
CZ14 | In Session | In Session | In Session | In Session | In Session | CZ14 | 8 | 26 | Tue | 8 | 28 | Thu |  |  |  | Start Day |  | End Day
CZ15 | In Session | In Session | In Session | In Session | In Session | CZ15 | 8 | 25 | Tue | 8 | 27 | Thu |  |  |  | Mon | Day | Mon | Day
CZ16 | Break | Break | Break | Summer | Summer | CZ16 | 7 | 8 | Tue | 7 | 10 | Thu |  |  | In Session | 4 | 13 | 6 | 12
[15 empty] | Break | 6 | 13 | 8 | 16
DEER2013 Education Session Offset | [5 empty] | DEER2013 Alternate Education Session Offset | [8 empty] | In Session | 8 | 17 | 12 | 11
CZ | EPr | ESe | ERC | ECC | EUn | CZ | EPr | ESe | ERC | ECC | EUn
CZ01 | 1 | 1 | 1 | 1 | 1 | CZ01 | 1 | 1 | 1 | 1 | 1
CZ02 | 5 | 5 | 5 | 3 | 3 | CZ02 | 5 | 5 | 5 | 3 | 3
CZ03 | 5 | 5 | 5 | 3 | 3 | CZ03 | 5 | 5 | 5 | 3 | 3
CZ04 | 1 | 1 | 1 | 1 | 1 | CZ04 | 5 | 5 | 5 | 3 | 3
CZ05 | 1 | 1 | 1 | 1 | 1 | CZ05 | 1 | 1 | 1 | 1 | 1
CZ06 | 1 | 1 | 1 | 1 | 1 | CZ06 | 5 | 5 | 5 | 3 | 3
CZ07 | 1 | 1 | 1 | 1 | 1 | CZ07 | 1 | 1 | 1 | 1 | 1
CZ08 | 1 | 1 | 1 | 1 | 1 | CZ08 | 1 | 1 | 1 | 1 | 1
CZ09 | 1 | 1 | 1 | 1 | 1 | CZ09 | 5 | 5 | 5 | 3 | 3
CZ10 | 1 | 1 | 1 | 1 | 1 | CZ10 | 5 | 5 | 5 | 3 | 3
CZ11 | 5 | 5 | 5 | 3 | 3 | CZ11 | 5 | 5 | 5 | 3 | 3
CZ12 | 5 | 5 | 5 | 3 | 3 | CZ12 | 5 | 5 | 5 | 3 | 3
CZ13 | 5 | 5 | 5 | 3 | 3 | CZ13 | 5 | 5 | 5 | 5 | 5
CZ14 | 1 | 1 | 1 | 1 | 1 | CZ14 | 5 | 5 | 5 | 3 | 3
CZ15 | 1 | 1 | 1 | 1 | 1 | CZ15 | 5 | 5 | 5 | 3 | 3
CZ16 | 5 | 5 | 5 | 3 | 3 | CZ16 | 5 | 5 | 5 | 3 | 3

## ActAreaLPD
[20 empty] | Linear Fluorescent |  |  |  | CFL
[6 empty] | Fraction | Fraction |  |  | Area LPD by Vintage - 2008 | [6 empty] | Area LPD by Vintage - 2005 |  |  | Weights based on Vintage "2002-2005" |  |  |  | Weights based on Vintage "after 2005"
| T24 Area Type | DEER Area Type |  |  |  | LF | CFL | 1 | 2 | 3 | 4 | 5 | 6 | 7 | 1 | 2 | 3 | 4 | 5 | Watts | Bldg Watts |  | Weights | Watts | Bldg Watts |  | Weights | Common |  | Guestroom
Assembly | Auditorium | Auditorium | Assembly - Auditorium | 26039.6 | 0.7658 | 0.565 | 0.38463 | 1.5 | 1.5 | 1.5 | 1.2 | 1.2 | 1.2 | 1.2 | 3.355 | 2.8 | 2 | 2 | 1.5 | 46871.28 | 46871.28 | 0 | 0.77692 | 12018.7362 | 12018.7362 | 0 | #DIV/0!
Assembly | Office (General) | Office (General) | Assembly - Office (General) | 7963.6 | 0.2342 | 0.565 | 0.38463 | 1.3 | 1.3 | 1.3 | 1.3 | 1.3 | 1.05 | 1.05 | 2.2 | 1.8 | 1.3 | 1.3 | 1.2 | 13458.484 | 60329.764 | 0 | 0.22308 | 3981.9522 | 16000.6884 | 0 | #DIV/0!
Education - Community College | Classroom/Lecture | Classroom/Lecture | Education - Community College - Classroom/Lecture | 150851.6 | 0.50276 | 0.88445 | 0.083686 | 1.6 | 1.6 | 1.6 | 1.2 | 1.2 | 1.2 | 1.2 | 4.4 | 3.6 | 1.6 | 1.6 | 1.2 | 289635.072 | 349964.836 | 0 | 0.49824 | 15149.0107 | 31149.6991 | 0 | #DIV/0!
Education - Community College | Comm/Ind Work (General, Low Bay) | Comm/Ind Work (General, Low Bay) | Education - Community College - Comm/Ind Work (General, Low Bay) | 37493 | 0.12496 | 0.88445 | 0.083686 | 1.8 | 1.8 | 1.2 | 1.2 | 1.2 | 1.1 | 1.1 | 1.815 | 1.5 | 1 | 1 | 1 | 80984.88 | 430949.716 | 0 | 0.13931 | 3765.1696 | 34914.8687 | 0 | #DIV/0!
Education - Community College | Computer Room (Instructional/PC Lab) | Computer Room (Instructional/PC Lab) | Education - Community College - Computer Room (Instructional/PC Lab) | 9589.2 | 0.031959 | 0.88445 | 0.083686 | 1.6 | 1.6 | 1.6 | 1.6 | 1.2 | 1.2 | 1.2 | 4.4 | 3.6 | 1.6 | 1.6 | 1.2 | 24548.352 | 455498.068 | 0 | 0.042229 | 962.9788 | 35877.8475 | 0 | #DIV/0!
Education - Community College | Dining Area | Dining Area | Education - Community College - Dining Area | 26257.6 | 0.087512 | 0.88445 | 0.083686 | 1.5 | 1.5 | 1.3 | 1.3 | 1.3 | 1.3 | 1.3 | 1.705 | 1.5 | 1.2 | 1.2 | 1.1 | 51202.32 | 506700.388 | 0 | 0.088081 | 2856.6135 | 38734.461 | 0 | #DIV/0!
Education - Community College | Kitchen and Food Preparation | Kitchen and Food Preparation | Education - Community College - Kitchen and Food Preparation | 5625.4 | 0.018749 | 0.88445 | 0.083686 | 1.7 | 1.7 | 1.7 | 1.7 | 1.6 | 1.6 | 1.6 | 4.29 | 3.6 | 1.7 | 1.7 | 1.6 | 16257.406 | 522957.794 | 0 | 0.027967 | 753.2281 | 39487.6891 | 0 | #DIV/0!
Education - Community College | Office (General) | Office (General) | Education - Community College - Office (General) | 70227.2 | 0.23406 | 0.88445 | 0.083686 | 1.3 | 1.3 | 1.3 | 1.3 | 1.3 | 1.05 | 1.05 | 2.2 | 1.8 | 1.3 | 1.3 | 1.2 | 118683.968 | 641641.762 | 0 | 0.20417 | 7640.1487 | 47127.8378 | 0 | #DIV/0!
Education - Primary School | Classroom/Lecture | Classroom/Lecture | Education - Primary School - Classroom/Lecture | 31494.2 | 0.65286 | 0.92155 | 0.066798 | 1.6 | 1.6 | 1.6 | 1.2 | 1.2 | 1.2 | 1.2 | 4.4 | 3.6 | 1.6 | 1.6 | 1.2 | 60468.864 | 702110.626 | 0 | 0.63052 | 2524.5109 | 49652.3487 | 0 | #DIV/0!
Education - Primary School | Dining Area | Dining Area | Education - Primary School - Dining Area | 7493.8 | 0.15534 | 0.92155 | 0.066798 | 1.5 | 1.5 | 1.3 | 1.3 | 1.3 | 1.3 | 1.3 | 1.705 | 1.5 | 1.2 | 1.2 | 1.1 | 14612.91 | 716723.536 | 0 | 0.15237 | 650.7451 | 50303.0938 | 0 | #DIV/0!
Education - Primary School | Exercising Centers and Gymnasium | Exercising Centers and Gymnasium | Education - Primary School - Exercising Centers and Gymnasium | 3501.2 | 0.072579 | 0.92155 | 0.066798 | 1.2 | 1.2 | 1 | 1 | 1 | 1 | 1 | 2.09 | 1.8 | 1 | 1 | 1 | 4201.44 | 720924.976 | 0 | 0.043809 | 233.8742 | 50536.968 | 0 | #DIV/0!
Education - Primary School | Kitchen and Food Preparation | Kitchen and Food Preparation | Education - Primary School - Kitchen and Food Preparation | 5750.9 | 0.11921 | 0.92155 | 0.066798 | 1.7 | 1.7 | 1.7 | 1.7 | 1.6 | 1.6 | 1.6 | 4.29 | 3.6 | 1.7 | 1.7 | 1.6 | 16620.101 | 737545.077 | 0 | 0.1733 | 614.6406 | 51151.6086 | 0 | #DIV/0!
Education - Relocatable Classroom | Classroom/Lecture | Classroom/Lecture | Education - Relocatable Classroom - Classroom/Lecture | 1920 | 1 | 0.92155 | 0.066798 | 1.6 | 1.6 | 1.6 | 1.2 | 1.2 | 1.2 | 1.2 | 4.4 | 3.6 | 1.6 | 1.6 | 1.2 | 3686.4 | 741231.477 | 0 | 1 | 153.9033 | 51305.5118 | 0 | #DIV/0!
Education - Secondary School | Classroom/Lecture | Classroom/Lecture | Education - Secondary School - Classroom/Lecture | 88201.56 | 0.58856 | 0.87542 | 0.083272 | 1.6 | 1.6 | 1.6 | 1.2 | 1.2 | 1.2 | 1.2 | 4.4 | 3.6 | 1.6 | 1.6 | 1.2 | 169346.9952 | 910578.4722 | 0 | 0.59702 | 8813.6611 | 60119.1729 | 0 | #DIV/0!
Education - Secondary School | Computer Room (Instructional/PC Lab) | Computer Room (Instructional/PC Lab) | Education - Secondary School - Computer Room (Instructional/PC Lab) | 3082.4 | 0.020569 | 0.87542 | 0.083272 | 1.6 | 1.6 | 1.6 | 1.6 | 1.2 | 1.2 | 1.2 | 4.4 | 3.6 | 1.6 | 1.6 | 1.2 | 7890.944 | 918469.4162 | 0 | 0.027819 | 308.013 | 60427.186 | 0 | #DIV/0!
Education - Secondary School | Dining Area | Dining Area | Education - Secondary School - Dining Area | 22490.4 | 0.15008 | 0.87542 | 0.083272 | 1.5 | 1.5 | 1.3 | 1.3 | 1.3 | 1.3 | 1.3 | 1.705 | 1.5 | 1.2 | 1.2 | 1.1 | 43856.28 | 962325.6962 | 0 | 0.15461 | 2434.6659 | 62861.8518 | 0 | #DIV/0!
Education - Secondary School | Exercising Centers and Gymnasium | Exercising Centers and Gymnasium | Education - Secondary School - Exercising Centers and Gymnasium | 22500 | 0.15014 | 0.87542 | 0.083272 | 1.2 | 1.2 | 1 | 1 | 1 | 1 | 1 | 2.09 | 1.8 | 1 | 1 | 1 | 27000 | 989325.6962 | 0 | 0.095186 | 1873.6193 | 64735.4711 | 0 | #DIV/0!
Education - Secondary School | Kitchen and Food Preparation | Kitchen and Food Preparation | Education - Secondary School - Kitchen and Food Preparation | 10502 | 0.070079 | 0.87542 | 0.083272 | 1.7 | 1.7 | 1.7 | 1.7 | 1.6 | 1.6 | 1.6 | 4.29 | 3.6 | 1.7 | 1.7 | 1.6 | 30350.78 | 1019676.4762 | 0 | 0.107 | 1399.2356 | 66134.7067 | 0 | #DIV/0!
Education - Secondary School | Office (General) | Office (General) | Education - Secondary School - Office (General) | 3082.4 | 0.020569 | 0.87542 | 0.083272 | 1.3 | 1.3 | 1.3 | 1.3 | 1.3 | 1.05 | 1.05 | 2.2 | 1.8 | 1.3 | 1.3 | 1.2 | 5209.256 | 1024885.7322 | 0 | 0.018365 | 333.6808 | 66468.3875 | 0 | #DIV/0!
Education - University | Classroom/Lecture | Classroom/Lecture | Education - University - Classroom/Lecture | 404589.062 | 0.40465 | 0.90915 | 0.079506 | 1.6 | 1.6 | 1.6 | 1.2 | 1.2 | 1.2 | 1.2 | 4.4 | 3.6 | 1.6 | 1.6 | 1.2 | 776810.999 | 1801696.7312 | 0 | 0.46863 | 38600.8399 | 105069.2274 | 0 | #DIV/0!
Education - University | Comm/Ind Work (General, Low Bay) | Comm/Ind Work (General, Low Bay) | Education - University - Comm/Ind Work (General, Low Bay) | 80004 | 0.080017 | 0.90915 | 0.079506 | 1.8 | 1.8 | 1.2 | 1.2 | 1.2 | 1.1 | 1.1 | 1.815 | 1.5 | 1 | 1 | 1 | 172808.64 | 1974505.3712 | 0 | 0.10425 | 7632.9834 | 112702.2108 | 0 | #DIV/0!
Education - University | Computer Room (Instructional/PC Lab) | Computer Room (Instructional/PC Lab) | Education - University - Computer Room (Instructional/PC Lab) | 38007.6 | 0.038014 | 0.90915 | 0.079506 | 1.6 | 1.6 | 1.6 | 1.6 | 1.2 | 1.2 | 1.2 | 4.4 | 3.6 | 1.6 | 1.6 | 1.2 | 97299.456 | 2071804.8272 | 0 | 0.058698 | 3626.2109 | 116328.4217 | 0 | #DIV/0!
Education - University | Corridor | Corridor | Education - University - Corridor | 29980.8 | 0.029986 | 0.90915 | 0.079506 | 0.8 | 0.8 | 0.6 | 0.6 | 0.6 | 0.6 | 0.6 | 0.99 | 0.8 | 0.6 | 0.6 | 0.6 | 14390.784 | 2086195.6112 | 0 | 0.0086816 | 1430.1969 | 117758.6187 | 0 | #DIV/0!
Education - University | Dining Area | Dining Area | Education - University - Dining Area | 24010.8 | 0.024015 | 0.90915 | 0.079506 | 1.5 | 1.5 | 1.3 | 1.3 | 1.3 | 1.3 | 1.3 | 1.705 | 1.5 | 1.2 | 1.2 | 1.1 | 46821.06 | 2133016.6712 | 0 | 0.028246 | 2481.7118 | 120240.3305 | 0 | #DIV/0!
Education - University | Hotel/Motel Guest Room (incl. toilets) | Hotel/Motel Guest Room (incl. toilets) | Education - University - Hotel/Motel Guest Room (incl. toilets) | 169889.6 | 0.16992 | 0.90915 | 0.079506 | 0.8 | 0.8 | 0.8 | 0.8 | 0.8 | 0.8 | 0.8 | 0.55 | 0.5 | 0.5 | 0.5 | 0.5 | 108729.344 | 2241746.0152 | 0 | 0.065594 | 10805.8305 | 131046.161 | 0 | #DIV/0!
Education - University | Kitchen and Food Preparation | Kitchen and Food Preparation | Education - University - Kitchen and Food Preparation | 10488 | 0.01049 | 0.90915 | 0.079506 | 1.7 | 1.7 | 1.7 | 1.7 | 1.6 | 1.6 | 1.6 | 4.29 | 3.6 | 1.7 | 1.7 | 1.6 | 30310.32 | 2272056.3352 | 0 | 0.018285 | 1334.1788 | 132380.3398 | 0 | #DIV/0!
Education - University | Office (General) | Office (General) | Education - University - Office (General) | 242868.138 | 0.24291 | 0.90915 | 0.079506 | 1.3 | 1.3 | 1.3 | 1.3 | 1.3 | 1.05 | 1.05 | 2.2 | 1.8 | 1.3 | 1.3 | 1.2 | 410447.1532 | 2682503.4885 | 0 | 0.24761 | 25102.4012 | 157482.741 | 0 | #DIV/0!
Grocery | Comm/Ind Work (Loading Dock) | Comm/Ind Work (Loading Dock) | Grocery - Comm/Ind Work (Loading Dock) | 2860 | 0.0572 | 0.83108 | 0.048553 | 1.5 | 1.5 | 1 | 1 | 1 | 1 | 1 | 1.815 | 1.5 | 1 | 1 | 1 | 4290 | 2686793.4885 | 0 | 0.037271 | 138.8627 | 157621.6038 | 0 | #DIV/0!
Grocery | Office (General) | Office (General) | Grocery - Office (General) | 3500 | 0.07 | 0.83108 | 0.048553 | 1.3 | 1.3 | 1.3 | 1.3 | 1.3 | 1.05 | 1.05 | 2.2 | 1.8 | 1.3 | 1.3 | 1.2 | 5915 | 2692708.4885 | 0 | 0.051388 | 220.918 | 157842.5218 | 0 | #DIV/0!
Grocery | Refrigerated (Food Preparation) | Refrigerated (Food Preparation) | Grocery - Refrigerated (Food Preparation) | 1268 | 0.02536 | 0.83108 | 0.048553 | 3.6 | 3.6 | 1.7 | 1.7 | 1.6 | 1.6 | 1.6 | 4.29 | 3.6 | 1.7 | 1.7 | 1.6 | 7760.16 | 2700468.6485 | 0 | 0.067419 | 98.5052 | 157941.0269 | 0 | #DIV/0!
Grocery | Refrigerated (Walk-in Cooler) | Refrigerated (Walk-in Cooler) | Grocery - Refrigerated (Walk-in Cooler) | 1560 | 0.0312 | 0.83108 | 0.048553 | 0.8 | 0.8 | 0.6 | 0.6 | 0.6 | 0.6 | 0.7 | 0.88 | 0.8 | 0.6 | 0.6 | 0.6 | 748.8 | 2701217.4485 | 0 | 0.0065054 | 45.446 | 157986.4729 | 0 | #DIV/0!
Grocery | Refrigerated (Walk-in Freezer) | Refrigerated (Walk-in Freezer) | Grocery - Refrigerated (Walk-in Freezer) | 812 | 0.01624 | 0.83108 | 0.048553 | 0.8 | 0.8 | 0.6 | 0.6 | 0.6 | 0.6 | 0.7 | 0.88 | 0.8 | 0.6 | 0.6 | 0.6 | 389.76 | 2701607.2085 | 0 | 0.0033862 | 23.6552 | 158010.1281 | 0 | #DIV/0!
Grocery | Retail Sales, Grocery | Retail Sales, Grocery | Grocery - Retail Sales, Grocery | 40000 | 0.8 | 0.83108 | 0.048553 | 1.6 | 1.6 | 1.6 | 1.5 | 1.5 | 1.5 | 1.2 | 3.355 | 2.8 | 2 | 2 | 1.7 | 96000 | 2797607.2085 | 0 | 0.83403 | 2913.2044 | 160923.3326 | 0 | #DIV/0!
Health/Medical - Hospital | Dining Area | Dining Area | Health/Medical - Hospital - Dining Area | 8743 | 0.017486 | 0.87254 | 0.093963 | 1.5 | 1.5 | 1.3 | 1.3 | 1.3 | 1.3 | 1.3 | 1.705 | 1.5 | 1.2 | 1.2 | 1.1 | 17048.85 | 2814656.0585 | 0 | 0.017769 | 1067.971 | 161991.3036 | 0 | #DIV/0!
Health/Medical - Hospital | Kitchen and Food Preparation | Kitchen and Food Preparation | Health/Medical - Hospital - Kitchen and Food Preparation | 3746.6 | 0.0074932 | 0.87254 | 0.093963 | 1.7 | 1.7 | 1.7 | 1.7 | 1.6 | 1.6 | 1.6 | 4.29 | 3.6 | 1.7 | 1.7 | 1.6 | 10827.674 | 2825483.7325 | 0 | 0.011285 | 563.2652 | 162554.5688 | 0 | #DIV/0!
Health/Medical - Hospital | Office (General) | Office (General) - 24hr Facilities | Health/Medical - Hospital - Office (General) - 24hr Facilities | 125041 | 0.25008 | 0.87254 | 0.093963 | 1.3 | 1.3 | 1.3 | 1.3 | 1.3 | 1.05 | 1.05 | 2.2 | 1.8 | 1.3 | 1.3 | 1.2 | 211319.29 | 3036803.0225 | 0 | 0.22025 | 15273.9526 | 177828.5214 | 0 | #DIV/0!
Health/Medical - Hospital | Medical and Clinical Care | Medical and Clinical Care - 24hr ICU | Health/Medical - Hospital - Medical and Clinical Care - 24hr ICU | 29140.8 | 0.058282 | 0.87254 | 0.093963 | 1.4 | 1.4 | 1.4 | 1.4 | 1.2 | 1.2 | 1.2 | 2.31 | 1.8 | 1.4 | 1.4 | 1.2 | 57115.968 | 3093918.9905 | 0 | 0.059529 | 3285.7791 | 181114.3005 | 0 | #DIV/0!
Health/Medical - Hospital | Medical and Clinical Care | Medical and Clinical Care - 24hr Wards/Isolation | Health/Medical - Hospital - Medical and Clinical Care - 24hr Wards/Isolation | 109996.4 | 0.21999 | 0.87254 | 0.093963 | 1.4 | 1.4 | 1.4 | 1.4 | 1.2 | 1.2 | 1.2 | 2.31 | 1.8 | 1.4 | 1.4 | 1.2 | 215592.944 | 3309511.9345 | 0 | 0.2247 | 12402.675 | 193516.9756 | 0 | #DIV/0!
Health/Medical - Hospital | Office (General) | Office (General) - 12hr Admin | Health/Medical - Hospital - Office (General) - 12hr Admin | 56666.8 | 0.11333 | 0.87254 | 0.093963 | 1.3 | 1.3 | 1.3 | 1.3 | 1.3 | 1.05 | 1.05 | 2.2 | 1.8 | 1.3 | 1.3 | 1.2 | 95766.892 | 3405278.8265 | 0 | 0.099813 | 6921.9377 | 200438.9133 | 0 | #DIV/0!
Health/Medical - Hospital | Laboratory, Medical | Laboratory, Medical 12hr Treatment | Health/Medical - Hospital - Laboratory, Medical 12hr Treatment | 86667 | 0.17333 | 0.87254 | 0.093963 | 1.5 | 1.5 | 1.5 | 1.5 | 1.3 | 1.3 | 1.3 | 4.345 | 3.6 | 1.5 | 1.5 | 1.3 | 195000.75 | 3600279.5765 | 0 | 0.20324 | 10586.5088 | 211025.4221 | 0 | #DIV/0!
Health/Medical - Hospital | Medical and Clinical Care | Medical and Clinical Care - 24hr Support | Health/Medical - Hospital - Medical and Clinical Care - 24hr Support | 79996.6 | 0.15999 | 0.87254 | 0.093963 | 1.4 | 1.4 | 1.4 | 1.4 | 1.2 | 1.2 | 1.2 | 2.31 | 1.8 | 1.4 | 1.4 | 1.2 | 156793.336 | 3757072.9125 | 0 | 0.16342 | 9020.0391 | 220045.4612 | 0 | #DIV/0!
Health/Medical - Nursing Home | Dining Area | Dining Area | Health/Medical - Nursing Home - Dining Area | 12594 | 0.10497 | 0.41546 | 0.53183 | 1.5 | 1.5 | 1.3 | 1.3 | 1.3 | 1.3 | 1.3 | 1.705 | 1.5 | 1.2 | 1.2 | 1.1 | 24558.3 | 3334070.2345 | 0 | 0.16543 | 8707.2487 | 202224.2242 | 0 | #DIV/0!
Health/Medical - Nursing Home | Kitchen and Food Preparation | Kitchen and Food Preparation | Health/Medical - Nursing Home - Kitchen and Food Preparation | 5398.2 | 0.044992 | 0.41546 | 0.53183 | 1.7 | 1.7 | 1.7 | 1.7 | 1.6 | 1.6 | 1.6 | 4.29 | 3.6 | 1.7 | 1.7 | 1.6 | 15600.798 | 3349671.0325 | 0 | 0.10509 | 4593.4909 | 206817.7151 | 0 | #DIV/0!
Health/Medical - Nursing Home | Office (General) | Office (General) - Admin | Health/Medical - Nursing Home - Office (General) - Admin | 29986 | 0.24992 | 0.41546 | 0.53183 | 1.3 | 1.3 | 1.3 | 1.3 | 1.3 | 1.05 | 1.05 | 2.2 | 1.8 | 1.3 | 1.3 | 1.2 | 50676.34 | 3400347.3725 | 0 | 0.34137 | 20731.742 | 227549.4571 | 0 | #DIV/0!
Health/Medical - Nursing Home | Office (General) | Office (General) - Facilities | Health/Medical - Nursing Home - Office (General) - Facilities | 11998.6 | 0.1 | 0.41546 | 0.53183 | 1.3 | 1.3 | 1.3 | 1.3 | 1.3 | 1.05 | 1.05 | 2.2 | 1.8 | 1.3 | 1.3 | 1.2 | 20277.634 | 3420625.0065 | 0 | 0.13659 | 8295.6006 | 235845.0578 | 0 | #DIV/0!
Health/Medical - Nursing Home | Hotel/Motel Guest Room (incl. toilets) | Hotel/Motel Guest Room (incl. toilets) | Health/Medical - Nursing Home - Hotel/Motel Guest Room (incl. toilets) | 53348.8 | 0.44464 | 0.41546 | 0.53183 | 0.8 | 0.8 | 0.8 | 0.8 | 0.8 | 0.8 | 0.8 | 0.55 | 0.5 | 0.5 | 0.5 | 0.5 | 34143.232 | 3454768.2385 | 0 | 0.23 | 22698.05 | 258543.1078 | 0 | #DIV/0!
Health/Medical - Nursing Home | Corridor | Corridor | Health/Medical - Nursing Home - Corridor | 6656 | 0.055475 | 0.41546 | 0.53183 | 0.8 | 0.8 | 0.6 | 0.6 | 0.6 | 0.6 | 0.6 | 0.99 | 0.8 | 0.6 | 0.6 | 0.6 | 3194.88 | 3457963.1185 | 0 | 0.021521 | 2123.9215 | 260667.0293 | 0 | #DIV/0!
Lodging - Hotel | Laundry | Laundry | Lodging - Hotel - Laundry | 8219.8 | 0.020541 | 0.24603 | 0.68897 | 1.5 | 1.5 | 0.9 | 0.9 | 0.9 | 0.9 | 0.9 | 1.815 | 1.5 | 0.9 | 0.9 | 0.9 | 11096.73 | 3469059.8485 | 0 | 0.035276 | 5096.9116 | 265763.9409 | 0 | #DIV/0! | 8219.8 | 0.10414 | 0 | 0
Lodging - Hotel | Lobby (Hotel) | Lobby (Hotel) | Lodging - Hotel - Lobby (Hotel) | 16440.8 | 0.041085 | 0.24603 | 0.68897 | 1.8 | 1.8 | 1.8 | 1.8 | 1.1 | 1.1 | 1.1 | 3.08 | 2.2 | 2.2 | 1.7 | 1.1 | 53268.192 | 3522328.0405 | 0 | 0.16934 | 12460.0267 | 278223.9676 | 0 | #DIV/0! | 16440.8 | 0.20829 | 0 | 0
Lodging - Hotel | Office (General) | Office (General) | Lodging - Hotel - Office (General) | 8219.8 | 0.020541 | 0.24603 | 0.68897 | 1.3 | 1.3 | 1.3 | 1.3 | 1.3 | 1.05 | 1.05 | 2.2 | 1.8 | 1.3 | 1.3 | 1.2 | 13891.462 | 3536219.5025 | 0 | 0.04416 | 7362.2056 | 285586.1732 | 0 | #DIV/0! | 8219.8 | 0.10414 | 0 | 0
Lodging - Hotel | Kitchen and Food Preparation | Kitchen and Food Preparation | Lodging - Hotel - Kitchen and Food Preparation | 1997.4 | 0.0049915 | 0.24603 | 0.68897 | 1.7 | 1.7 | 1.7 | 1.7 | 1.6 | 1.6 | 1.6 | 4.29 | 3.6 | 1.7 | 1.7 | 1.6 | 5772.486 | 3541991.9885 | 0 | 0.01835 | 2201.8532 | 287788.0264 | 0 | #DIV/0! | 1997.4 | 0.025306 | 0 | 0
Lodging - Hotel | Bar, Cocktail Lounge | Bar, Cocktail Lounge | Lodging - Hotel - Bar, Cocktail Lounge | 1997.4 | 0.0049915 | 0.24603 | 0.68897 | 1.1 | 1.1 | 1.1 | 1.1 | 1.1 | 1.1 | 1.1 | 1.705 | 1.5 | 1.1 | 1.1 | 1.1 | 2416.854 | 3544408.8425 | 0 | 0.007683 | 1513.7741 | 289301.8005 | 0 | #DIV/0! | 1997.4 | 0.025306 | 0 | 0
Lodging - Hotel | Dining Area | Dining Area | Lodging - Hotel - Dining Area | 1599.6 | 0.0039974 | 0.24603 | 0.68897 | 1.5 | 1.5 | 1.3 | 1.3 | 1.3 | 1.3 | 1.3 | 1.705 | 1.5 | 1.2 | 1.2 | 1.1 | 3119.22 | 3547528.0625 | 0 | 0.0099158 | 1432.7093 | 290734.5099 | 0 | #DIV/0! | 1599.6 | 0.020266 | 0 | 0
Lodging - Hotel | Hotel/Motel Guest Room (incl. toilets) | Hotel/Motel Guest Room (incl. toilets) - occ | Lodging - Hotel - Hotel/Motel Guest Room (incl. toilets) - occ | 240926.4 | 0.60207 | 0.24832 | 0.6954 | 0.8 | 0.8 | 0.8 | 0.8 | 0.8 | 0.8 | 0.8 | 0.55 | 0.5 | 0.5 | 0.5 | 0.5 | 154192.896 | 3701720.9585 | 0 | 0.49017 | 134032.5829 | 424767.0928 | 0 | #DIV/0! | 0 | 0 | 240926.4 | 0.75001
Lodging - Hotel | Hotel/Motel Guest Room (incl. toilets) | Hotel/Motel Guest Room (incl. toilets) - unocc | Lodging - Hotel - Hotel/Motel Guest Room (incl. toilets) - unocc | 80304.4 | 0.20068 | 0.24832 | 0.6954 | 0.8 | 0.8 | 0.8 | 0.8 | 0.8 | 0.8 | 0.8 | 0.55 | 0.5 | 0.5 | 0.5 | 0.5 | 51394.816 | 3753115.7745 | 0 | 0.16338 | 44675.0798 | 469442.1726 | 0 | #DIV/0! | 0 | 0 | 80304.4 | 0.24999
Lodging - Hotel | Corridor | Corridor | Lodging - Hotel - Corridor | 40455.8 | 0.1011 | 0.24603 | 0.68897 | 0.8 | 0.8 | 0.6 | 0.6 | 0.6 | 0.6 | 0.6 | 0.99 | 0.8 | 0.6 | 0.6 | 0.6 | 19418.784 | 3772534.5585 | 0 | 0.061731 | 16723.8161 | 486165.9887 | 0 | #DIV/0! | 40455.8 | 0.51255 | 0 | 0
Lodging - Motel | Hotel/Motel Guest Room (incl. toilets) | Hotel/Motel Guest Room (incl. toilets) - unocc | Lodging - Motel - Hotel/Motel Guest Room (incl. toilets) - unocc | 12264.6 | 0.2045 | 0.29945 | 0.65578 | 0.8 | 0.8 | 0.8 | 0.8 | 0.8 | 0.8 | 0.8 | 0.55 | 0.5 | 0.5 | 0.5 | 0.5 | 7849.344 | 3760965.1185 | 0 | 0.19999 | 6434.2855 | 475876.4581 | 0 | #DIV/0! | 0 | 0 | 12264.6 | 0.23998
Lodging - Motel | Hotel/Motel Guest Room (incl. toilets) | Hotel/Motel Guest Room (incl. toilets) - 12hr occ | Lodging - Motel - Hotel/Motel Guest Room (incl. toilets) - 12hr occ | 25886.4 | 0.43163 | 0.29945 | 0.65578 | 0.8 | 0.8 | 0.8 | 0.8 | 0.8 | 0.8 | 0.8 | 0.55 | 0.5 | 0.5 | 0.5 | 0.5 | 16567.296 | 3777532.4145 | 0 | 0.42211 | 13580.5887 | 489457.0468 | 0 | #DIV/0! | 0 | 0 | 25886.4 | 0.50651
Lodging - Motel | Hotel/Motel Guest Room (incl. toilets) | Hotel/Motel Guest Room (incl. toilets) - 24hr occ | Lodging - Motel - Hotel/Motel Guest Room (incl. toilets) - 24hr occ | 12956.6 | 0.21604 | 0.29945 | 0.65578 | 0.8 | 0.8 | 0.8 | 0.8 | 0.8 | 0.8 | 0.8 | 0.55 | 0.5 | 0.5 | 0.5 | 0.5 | 8292.224 | 3785824.6385 | 0 | 0.21127 | 6797.3243 | 496254.3712 | 0 | #DIV/0! | 0 | 0 | 12956.6 | 0.25352
Lodging - Motel | Corridor | Corridor | Lodging - Motel - Corridor | 6708 | 0.11185 | 0.29261 | 0.64079 | 0.8 | 0.8 | 0.6 | 0.6 | 0.6 | 0.6 | 0.6 | 0.99 | 0.8 | 0.6 | 0.6 | 0.6 | 3219.84 | 3789044.4785 | 0 | 0.082037 | 2579.0704 | 498833.4415 | 0 | #DIV/0! | 6708 | 0.75665 | 0 | 0
Lodging - Motel | Office (General) | Office (General) | Lodging - Motel - Office (General) | 1198.6 | 0.019986 | 0.29261 | 0.64079 | 1.3 | 1.3 | 1.3 | 1.3 | 1.3 | 1.05 | 1.05 | 2.2 | 1.8 | 1.3 | 1.3 | 1.2 | 2025.634 | 3791070.1125 | 0 | 0.05161 | 998.4734 | 499831.9149 | 0 | #DIV/0! | 1198.6 | 0.1352 | 0 | 0
Lodging - Motel | Laundry | Laundry | Lodging - Motel - Laundry | 958.8 | 0.015987 | 0.29261 | 0.64079 | 1.5 | 1.5 | 0.9 | 0.9 | 0.9 | 0.9 | 0.9 | 1.815 | 1.5 | 0.9 | 0.9 | 0.9 | 1294.38 | 3792364.4925 | 0 | 0.032979 | 552.9545 | 500384.8695 | 0 | #DIV/0! | 958.8 | 0.10815 | 0 | 0
Manufacturing - Bio/Tech | Office (General) | Office (General) | Manufacturing - Bio/Tech - Office (General) | 53319.1 | 0.26663 | 0.76919 | 0.20791 | 1.3 | 1.3 | 1.3 | 1.3 | 1.3 | 1.05 | 1.05 | 2.2 | 1.8 | 1.3 | 1.3 | 1.2 | 90109.279 | 3879153.7575 | 0 | 0.25792 | 14411.535 | 513244.9765 | 0 | #DIV/0!
Manufacturing - Bio/Tech | Comm/Ind Work (High Tech, Bio Tech, Lab) | Comm/Ind Work (High Tech, Bio Tech, Lab) | Manufacturing - Bio/Tech - Comm/Ind Work (High Tech, Bio Tech, Lab) | 90662 | 0.45336 | 0.76919 | 0.20791 | 1.5 | 1.5 | 1.5 | 1.5 | 1.3 | 1.3 | 1.3 | 4.345 | 3.6 | 1.5 | 1.5 | 1.3 | 203989.5 | 4083143.2575 | 0 | 0.58388 | 24504.8882 | 537749.8647 | 0 | #DIV/0!
Manufacturing - Bio/Tech | Corridor | Corridor | Manufacturing - Bio/Tech - Corridor | 40000.1 | 0.20002 | 0.76919 | 0.20791 | 0.8 | 0.8 | 0.6 | 0.6 | 0.6 | 0.6 | 0.6 | 0.99 | 0.8 | 0.6 | 0.6 | 0.6 | 19200.048 | 4102343.3055 | 0 | 0.054957 | 4989.9524 | 542739.8172 | 0 | #DIV/0!
Manufacturing - Bio/Tech | Conference Room | Conference Room | Manufacturing - Bio/Tech - Conference Room | 3998.3 | 0.019994 | 0.76919 | 0.20791 | 1.8 | 1.8 | 1.6 | 1.5 | 1.4 | 1.4 | 1.4 | 2.09 | 1.8 | 1.6 | 1.5 | 1.4 | 10795.41 | 4113138.7155 | 0 | 0.0309 | 1163.8245 | 543903.6417 | 0 | #DIV/0!
Manufacturing - Bio/Tech | Computer Room (Mainframe/Server) | Computer Room (Mainframe/Server) | Manufacturing - Bio/Tech - Computer Room (Mainframe/Server) | 3998.3 | 0.019994 | 0.76919 | 0.20791 | 1.5 | 1.5 | 1.3 | 1.3 | 1.2 | 1.1 | 1.1 | 1.87 | 1.5 | 1.3 | 1.3 | 1.2 | 7796.685 | 4120935.4005 | 0 | 0.022317 | 997.5638 | 544901.2055 | 0 | #DIV/0!
Manufacturing - Bio/Tech | Dining Area | Dining Area | Manufacturing - Bio/Tech - Dining Area | 5998.3 | 0.029995 | 0.76919 | 0.20791 | 1.5 | 1.5 | 1.3 | 1.3 | 1.3 | 1.3 | 1.3 | 1.705 | 1.5 | 1.2 | 1.2 | 1.1 | 11696.685 | 4132632.0855 | 0 | 0.03348 | 1621.271 | 546522.4765 | 0 | #DIV/0!
Manufacturing - Bio/Tech | Kitchen and Food Preparation | Kitchen and Food Preparation | Manufacturing - Bio/Tech - Kitchen and Food Preparation | 1999.9 | 0.010001 | 0.76919 | 0.20791 | 1.7 | 1.7 | 1.7 | 1.7 | 1.6 | 1.6 | 1.6 | 4.29 | 3.6 | 1.7 | 1.7 | 1.6 | 5779.711 | 4138411.7965 | 0 | 0.016543 | 665.2921 | 547187.7686 | 0 | #DIV/0!
Manufacturing - Light Industrial | Comm/Ind Work (General, High Bay) | Comm/Ind Work (General, High Bay) | Manufacturing - Light Industrial - Comm/Ind Work (General, High Bay) | 80000 | 0.8 | 0.81807 | 0.10387 | 1.9 | 1.9 | 1.3 | 1.3 | 1.2 | 1.1 | 1.1 | 2.09 | 1.8 | 1.2 | 1.2 | 1.1 | 197600 | 4336011.7965 | 0 | 0.95367 | 9971.5456 | 557159.3142 | 0 | #DIV/0!
Manufacturing - Light Industrial | Storage (Unconditioned) | Storage (Unconditioned) | Manufacturing - Light Industrial - Storage (Unconditioned) | 20000 | 0.2 | 0.81807 | 0.10387 | 0.8 | 0.8 | 0.6 | 0.6 | 0.6 | 0.6 | 0.6 | 0.88 | 0.8 | 0.6 | 0.6 | 0.6 | 9600 | 4345611.7965 | 0 | 0.046332 | 1246.4432 | 558405.7574 | 0 | #DIV/0!
Office - Large | Conference Room | Conference Room | Office - Large - Conference Room | 7000 | 0.04 | 0.8991 | 0.071929 | 1.8 | 1.8 | 1.6 | 1.5 | 1.4 | 1.4 | 1.4 | 2.09 | 1.8 | 1.6 | 1.5 | 1.4 | 18900 | 4364511.7965 | 0 | 0.065225 | 704.8997 | 559110.6572 | 0 | #DIV/0!
Office - Large | Copy Room (photocopying equipment) | Copy Room (photocopying equipment) | Office - Large - Copy Room (photocopying equipment) | 3500 | 0.02 | 0.8991 | 0.071929 | 1.3 | 1.3 | 1.3 | 1.3 | 1.2 | 1.2 | 1.2 | 1.705 | 1.5 | 1.3 | 1.3 | 1.2 | 5915 | 4370426.7965 | 0 | 0.020413 | 302.0999 | 559412.757 | 0 | #DIV/0!
Office - Large | Corridor | Corridor | Office - Large - Corridor | 17500 | 0.1 | 0.8991 | 0.071929 | 0.8 | 0.8 | 0.6 | 0.6 | 0.6 | 0.6 | 0.6 | 0.99 | 0.8 | 0.6 | 0.6 | 0.6 | 8400 | 4378826.7965 | 0 | 0.028989 | 755.2497 | 560168.0068 | 0 | #DIV/0!
Office - Large | Lobby (Office Reception/Waiting) | Lobby (Office Reception/Waiting) | Office - Large - Lobby (Office Reception/Waiting) | 8750 | 0.05 | 0.8991 | 0.071929 | 1.6 | 1.6 | 1.25 | 1.25 | 1.25 | 1.25 | 1.25 | 2.255 | 1.8 | 1.1 | 1.1 | 1.1 | 17500 | 4396326.7965 | 0 | 0.060394 | 786.7185 | 560954.7252 | 0 | #DIV/0!
Office - Large | Mechanical/Electrical Room | Mechanical/Electrical Room | Office - Large - Mechanical/Electrical Room | 7000 | 0.04 | 0.8991 | 0.071929 | 1.5 | 1.5 | 0.7 | 0.7 | 0.7 | 0.7 | 0.7 | 1.705 | 1.5 | 0.7 | 0.7 | 0.7 | 7350 | 4403676.7965 | 0 | 0.025365 | 352.4499 | 561307.1751 | 0 | #DIV/0!
Office - Large | Office (Executive/Private) | Office (Executive/Private) | Office - Large - Office (Executive/Private) | 43750 | 0.25 | 0.8991 | 0.071929 | 1.3 | 1.3 | 1.3 | 1.3 | 1.2 | 1.2 | 1.2 | 2.2 | 1.8 | 1.3 | 1.3 | 1.2 | 73937.5 | 4477614.2965 | 0 | 0.25516 | 3776.2486 | 565083.4237 | 0 | #DIV/0!
Office - Large | Office (Open Plan) | Office (Open Plan) | Office - Large - Office (Open Plan) | 78750 | 0.45 | 0.8991 | 0.071929 | 1.5 | 1.5 | 1.3 | 1.3 | 1.2 | 1.1 | 1.1 | 1.87 | 1.5 | 1.3 | 1.3 | 1.2 | 153562.5 | 4631176.7965 | 0 | 0.52996 | 6797.2475 | 571880.6712 | 0 | #DIV/0!
Office - Large | Restrooms | Restrooms | Office - Large - Restrooms | 8750 | 0.05 | 0.8991 | 0.071929 | 0.8 | 0.8 | 0.6 | 0.6 | 0.6 | 0.6 | 0.6 | 0.99 | 0.8 | 0.6 | 0.6 | 0.6 | 4200 | 4635376.7965 | 0 | 0.014495 | 377.6249 | 572258.2961 | 0 | #DIV/0!
Office - Small | Conference Room | Conference Room | Office - Small - Conference Room | 400 | 0.04 | 0.77972 | 0.16086 | 1.8 | 1.8 | 1.6 | 1.5 | 1.4 | 1.4 | 1.4 | 2.09 | 1.8 | 1.6 | 1.5 | 1.4 | 1080 | 4636456.7965 | 0 | 0.070185 | 90.0813 | 572348.3774 | 0 | #DIV/0!
Office - Small | Copy Room (photocopying equipment) | Copy Room (photocopying equipment) | Office - Small - Copy Room (photocopying equipment) | 200 | 0.02 | 0.77972 | 0.16086 | 1.3 | 1.3 | 1.3 | 1.3 | 1.2 | 1.2 | 1.2 | 1.705 | 1.5 | 1.3 | 1.3 | 1.2 | 338 | 4636794.7965 | 0 | 0.021965 | 38.6063 | 572386.9836 | 0 | #DIV/0!
Office - Small | Corridor | Corridor | Office - Small - Corridor | 1000 | 0.1 | 0.77972 | 0.16086 | 0.8 | 0.8 | 0.6 | 0.6 | 0.6 | 0.6 | 0.6 | 0.99 | 0.8 | 0.6 | 0.6 | 0.6 | 480 | 4637274.7965 | 0 | 0.031193 | 96.5156 | 572483.4993 | 0 | #DIV/0!
Office - Small | Lobby (Office Reception/Waiting) | Lobby (Office Reception/Waiting) | Office - Small - Lobby (Office Reception/Waiting) | 500 | 0.05 | 0.77972 | 0.16086 | 1.6 | 1.6 | 1.25 | 1.25 | 1.25 | 1.25 | 1.25 | 2.255 | 1.8 | 1.1 | 1.1 | 1.1 | 1000 | 4638274.7965 | 0 | 0.064986 | 100.5371 | 572584.0364 | 0 | #DIV/0!
Office - Small | Mechanical/Electrical Room | Mechanical/Electrical Room | Office - Small - Mechanical/Electrical Room | 400 | 0.04 | 0.77972 | 0.16086 | 1.5 | 1.5 | 0.7 | 0.7 | 0.7 | 0.7 | 0.7 | 1.705 | 1.5 | 0.7 | 0.7 | 0.7 | 420 | 4638694.7965 | 0 | 0.027294 | 45.0406 | 572629.077 | 0 | #DIV/0!
Office - Small | Office (Executive/Private) | Office (Executive/Private) | Office - Small - Office (Executive/Private) | 7000 | 0.7 | 0.77972 | 0.16086 | 1.3 | 1.3 | 1.3 | 1.3 | 1.2 | 1.2 | 1.2 | 2.2 | 1.8 | 1.3 | 1.3 | 1.2 | 11830 | 4650524.7965 | 0 | 0.76878 | 1351.2189 | 573980.2959 | 0 | #DIV/0!
Office - Small | Restrooms | Restrooms | Office - Small - Restrooms | 500 | 0.05 | 0.77972 | 0.16086 | 0.8 | 0.8 | 0.6 | 0.6 | 0.6 | 0.6 | 0.6 | 0.99 | 0.8 | 0.6 | 0.6 | 0.6 | 240 | 4650764.7965 | 0 | 0.015597 | 48.2578 | 574028.5538 | 0 | #DIV/0!
Restaurant - Fast-Food | Dining Area | Dining Area | Restaurant - Fast-Food - Dining Area | 1000 | 0.5 | 0.65341 | 0.25471 | 1.5 | 1.5 | 1.3 | 1.3 | 1.3 | 1.3 | 1.3 | 1.705 | 1.5 | 1.2 | 1.2 | 1.1 | 1950 | 4652714.7965 | 0 | 0.46263 | 331.1225 | 574359.6762 | 0 | #DIV/0!
Restaurant - Fast-Food | Kitchen and Food Preparation | Kitchen and Food Preparation | Restaurant - Fast-Food - Kitchen and Food Preparation | 300 | 0.15 | 0.75 | 0.125 | 1.7 | 1.7 | 1.7 | 1.7 | 1.6 | 1.6 | 1.6 | 4.29 | 3.6 | 1.7 | 1.7 | 1.6 | 867 | 4653581.7965 | 0 | 0.20569 | 60 | 574419.6762 | 0 | #DIV/0!
Restaurant - Fast-Food | Lobby (Main Entry and Assembly) | Lobby (Main Entry and Assembly) | Restaurant - Fast-Food - Lobby (Main Entry and Assembly) | 600 | 0.3 | 0.65341 | 0.25471 | 1.5 | 1.5 | 1.5 | 1.5 | 1.5 | 1.5 | 1.5 | 2.475 | 2.2 | 1.5 | 1.5 | 1.5 | 1350 | 4654931.7965 | 0 | 0.32028 | 229.2387 | 574648.9149 | 0 | #DIV/0!
Restaurant - Fast-Food | Restrooms | Restrooms | Restaurant - Fast-Food - Restrooms | 100 | 0.05 | 0.65341 | 0.25471 | 0.8 | 0.8 | 0.6 | 0.6 | 0.6 | 0.6 | 0.6 | 0.99 | 0.8 | 0.6 | 0.6 | 0.6 | 48 | 4654979.7965 | 0 | 0.011388 | 15.2826 | 574664.1975 | 0 | #DIV/0!
Restaurant - Sit-Down | Dining Area | Dining Area | Restaurant - Sit-Down - Dining Area | 2000 | 0.5 | 0.38595 | 0.49281 | 1.5 | 1.5 | 1.3 | 1.3 | 1.3 | 1.3 | 1.3 | 1.705 | 1.5 | 1.2 | 1.2 | 1.1 | 3900 | 4658879.7965 | 0 | 0.44248 | 1281.3078 | 575945.5053 | 0 | #DIV/0!
Restaurant - Sit-Down | Kitchen and Food Preparation | Kitchen and Food Preparation | Restaurant - Sit-Down - Kitchen and Food Preparation | 1200 | 0.3 | 0.75 | 0.125 | 1.7 | 1.7 | 1.7 | 1.7 | 1.6 | 1.6 | 1.6 | 4.29 | 3.6 | 1.7 | 1.7 | 1.6 | 3468 | 4662347.7965 | 0 | 0.39346 | 240 | 576185.5053 | 0 | #DIV/0!
Restaurant - Sit-Down | Lobby (Main Entry and Assembly) | Lobby (Main Entry and Assembly) | Restaurant - Sit-Down - Lobby (Main Entry and Assembly) | 600 | 0.15 | 0.38595 | 0.49281 | 1.5 | 1.5 | 1.5 | 1.5 | 1.5 | 1.5 | 1.5 | 2.475 | 2.2 | 1.5 | 1.5 | 1.5 | 1350 | 4663697.7965 | 0 | 0.15317 | 443.5296 | 576629.035 | 0 | #DIV/0!
Restaurant - Sit-Down | Restrooms | Restrooms | Restaurant - Sit-Down - Restrooms | 200 | 0.05 | 0.38595 | 0.49281 | 0.8 | 0.8 | 0.6 | 0.6 | 0.6 | 0.6 | 0.6 | 0.99 | 0.8 | 0.6 | 0.6 | 0.6 | 96 | 4663793.7965 | 0 | 0.010892 | 59.1373 | 576688.1722 | 0 | #DIV/0!
Retail - 3-Story Large | Office (General) | Office (General) | Retail - 3-Story Large - Office (General) | 6000 | 0.05 | 0.84365 | 0.057622 | 1.3 | 1.3 | 1.3 | 1.3 | 1.3 | 1.05 | 1.05 | 2.2 | 1.8 | 1.3 | 1.3 | 1.2 | 10140 | 4673933.7965 | 0 | 0.040693 | 449.4536 | 577137.6259 | 0 | #DIV/0!
Retail - 3-Story Large | Retail Sales and Wholesale Showroom | Retail Sales and Wholesale Showroom | Retail - 3-Story Large - Retail Sales and Wholesale Showroom | 96000 | 0.8 | 0.84365 | 0.057622 | 1.6 | 1.6 | 1.6 | 1.5 | 1.5 | 1.5 | 1.2 | 3.355 | 2.8 | 2 | 2 | 1.7 | 230400 | 4904333.7965 | 0 | 0.92463 | 8297.605 | 585435.2308 | 0 | #DIV/0!
Retail - 3-Story Large | Storage (Conditioned) | Storage (Conditioned) | Retail - 3-Story Large - Storage (Conditioned) | 18000 | 0.15 | 0.84365 | 0.057622 | 0.8 | 0.8 | 0.6 | 0.6 | 0.6 | 0.6 | 0.6 | 0.88 | 0.8 | 0.6 | 0.6 | 0.6 | 8640 | 4912973.7965 | 0 | 0.034674 | 622.3204 | 586057.5512 | 0 | #DIV/0!
Retail - Single-Story Large | Auto Repair Workshop | Auto Repair Workshop | Retail - Single-Story Large - Auto Repair Workshop | 5151.3 | 0.039473 | 0.74807 | 0.22483 | 1.2 | 1.2 | 1.2 | 1.2 | 1.1 | 0.9 | 0.9 | 2.145 | 1.8 | 1.2 | 1.2 | 1.1 | 7417.872 | 4920391.6685 | 0 | 0.026225 | 1273.9562 | 587331.5074 | 0 | #DIV/0!
Retail - Single-Story Large | Kitchen and Food Preparation | Kitchen and Food Preparation | Retail - Single-Story Large - Kitchen and Food Preparation | 1458.9 | 0.011179 | 0.74807 | 0.22483 | 1.7 | 1.7 | 1.7 | 1.7 | 1.6 | 1.6 | 1.6 | 4.29 | 3.6 | 1.7 | 1.7 | 1.6 | 4216.221 | 4924607.8895 | 0 | 0.014906 | 524.796 | 587856.3034 | 0 | #DIV/0!
Retail - Single-Story Large | Office (General) | Office (General) | Retail - Single-Story Large - Office (General) | 4683.1 | 0.035885 | 0.74807 | 0.22483 | 1.3 | 1.3 | 1.3 | 1.3 | 1.3 | 1.05 | 1.05 | 2.2 | 1.8 | 1.3 | 1.3 | 1.2 | 7914.439 | 4932522.3285 | 0 | 0.02798 | 1368.7425 | 589225.0459 | 0 | #DIV/0!
Retail - Single-Story Large | Retail Sales and Wholesale Showroom | Retail Sales and Wholesale Showroom | Retail - Single-Story Large - Retail Sales and Wholesale Showroom | 105663.3 | 0.80967 | 0.74807 | 0.22483 | 1.6 | 1.6 | 1.6 | 1.5 | 1.5 | 1.5 | 1.2 | 3.355 | 2.8 | 2 | 2 | 1.7 | 253591.92 | 5186114.2485 | 0 | 0.89653 | 35633.6583 | 624858.7042 | 0 | #DIV/0!
Retail - Single-Story Large | Storage (Conditioned) | Storage (Conditioned) | Retail - Single-Story Large - Storage (Conditioned) | 11869.7 | 0.090954 | 0.74807 | 0.22483 | 0.8 | 0.8 | 0.6 | 0.6 | 0.6 | 0.6 | 0.6 | 0.88 | 0.8 | 0.6 | 0.6 | 0.6 | 5697.456 | 5191811.7045 | 0 | 0.020142 | 1601.1646 | 626459.8688 | 0 | #DIV/0!
Retail - Single-Story Large | Retail Sales and Wholesale Showroom | Pharmacy | Retail - Single-Story Large - Pharmacy | 1675.3 | 0.012837 | 0.74807 | 0.22483 | 1.6 | 1.6 | 1.6 | 1.5 | 1.5 | 1.5 | 1.2 | 3.355 | 2.8 | 2 | 2 | 1.7 | 4020.72 | 5195832.4245 | 0 | 0.014215 | 564.9745 | 627024.8433 | 0 | #DIV/0!
Retail - Small | Retail Sales and Wholesale Showroom | Retail Sales and Wholesale Showroom | Retail - Small - Retail Sales and Wholesale Showroom | 6400 | 0.8 | 0.62008 | 0.17021 | 1.6 | 1.6 | 1.6 | 1.5 | 1.5 | 1.5 | 1.2 | 3.355 | 2.8 | 2 | 2 | 1.7 | 15360 | 5207171.7045 | 0 | 0.95238 | 1634.0326 | 628093.9014 | 0 | #DIV/0!
Retail - Small | Storage (Conditioned) | Storage (Conditioned) | Retail - Small - Storage (Conditioned) | 1600 | 0.2 | 0.62008 | 0.17021 | 0.8 | 0.8 | 0.6 | 0.6 | 0.6 | 0.6 | 0.6 | 0.88 | 0.8 | 0.6 | 0.6 | 0.6 | 768 | 5207939.7045 | 0 | 0.047619 | 163.4033 | 628257.3047 | 0 | #DIV/0!
Storage - Conditioned | Storage (Conditioned) | Storage (Conditioned) | Storage - Conditioned - Storage (Conditioned) | 500000 | 1 | 0.73193 | 0.25729 | 0.8 | 0.8 | 0.6 | 0.6 | 0.6 | 0.6 | 0.6 | 0.88 | 0.8 | 0.6 | 0.6 | 0.6 | 240000 | 5447939.7045 | 0 | 1 | 77187.5338 | 705444.8385 | 0 | #DIV/0!
Warehouse - Refrigerated | Comm/Ind Work (Loading Dock) | Comm/Ind Work (Loading Dock) | Warehouse - Refrigerated - Comm/Ind Work (Loading Dock) | 8000 | 0.08 | 0.51038 | 0.48435 | 1.5 | 1.5 | 1 | 1 | 1 | 1 | 1 | 1.815 | 1.5 | 1 | 1 | 1 | 12000 | 5459939.7045 | 0 | 0.20485 | 3874.8326 | 709319.6711 | 0 | #DIV/0!
Warehouse - Refrigerated | Office (General) | Office (General) | Warehouse - Refrigerated - Office (General) | 2000 | 0.02 | 0.51038 | 0.48435 | 1.3 | 1.3 | 1.3 | 1.3 | 1.3 | 1.05 | 1.05 | 2.2 | 1.8 | 1.3 | 1.3 | 1.2 | 3380 | 5463319.7045 | 0 | 0.057699 | 1259.3206 | 710578.9917 | 0 | #DIV/0!
Warehouse - Refrigerated | Refrigerated (Cooled Storage) | Refrigerated (Cooled Storage) | Warehouse - Refrigerated - Refrigerated (Cooled Storage) | 49950 | 0.4995 | 0.51038 | 0.48435 | 0.8 | 0.8 | 0.6 | 0.6 | 0.6 | 0.6 | 0.7 | 0.88 | 0.8 | 0.6 | 0.6 | 0.6 | 23976 | 5487295.7045 | 0 | 0.40929 | 14516.0917 | 725095.0834 | 0 | #DIV/0!
Warehouse - Refrigerated | Refrigerated (Frozen Storage) | Refrigerated (Frozen Storage) | Warehouse - Refrigerated - Refrigerated (Frozen Storage) | 40050 | 0.4005 | 0.51038 | 0.48435 | 0.8 | 0.8 | 0.6 | 0.6 | 0.6 | 0.6 | 0.7 | 0.88 | 0.8 | 0.6 | 0.6 | 0.6 | 19224 | 5506519.7045 | 0 | 0.32817 | 11639.0285 | 736734.1119 | 0 | #DIV/0!
Storage - Unconditioned | Storage (Unconditioned) | Storage (Unconditioned) | Storage - Unconditioned - Storage (Unconditioned) | 500000 | 1 | 0.84443 | 0.15136 | 0.8 | 0.8 | 0.6 | 0.6 | 0.6 | 0.6 | 0.6 | 0.88 | 0.8 | 0.6 | 0.6 | 0.6 | 240000 | 5746519.7045 | 0 | 1 | 45407.8058 | 782141.9177 | 0 | #DIV/0!

## T24LPDs
;-------------------------------------------------------------------------
; DEER - eQUEST Wizard Defaults: Lighting Power Densities by Building Vintage
; Modified for 2008 DEER Analysis
; Added Independent 2 for DEER Bldg Type
;-------------------------------------------------------------------------
; Column Key:
; | Column ID |  | Col # | Type | Description
; | Independents |  | 1 | int | Activity Area Type
; |  |  | 2 | int | Building Type |  |  |  | kjm - added - 9/28/2007
; | Dependents |  | 1-5 | float | Lighting Power Densities by Building Vintage
;
;
; Indep. | Indep. | Dependents | [10 empty] | Proposed |  |  |  |  | Proposed
; 1 | 2 | 1 | 2 | 3 | 4 | 5 | 6 | [5 empty] | 1 | 2 | 3 | 4 | 5 | 1 | 2 | 3 | 4 | 5 | 6 | 7
; Act | Bldg | Before | 1978 - | 1993 - | 2002 - | 2006- | 2010- | [5 empty] | Before | 1978 - | 1993 - | 2002 - | After | Before | 1978 - | 1993 - | 2002 - | 2006- | 2010- | After
; Area | Type | 1978 | 1992 | 2001 | 2005 | 2009 | 2011 |  | Activity Area Type |  | Building Type |  | 1978 | 1992 | 2001 | 2005 | 2005 | 1978 | 1992 | 2001 | 2005 | 2009 | 2013 | 2013
300 | -99 | 0.8 | 0.8 | 0.6 | 0.6 | 0.6 | 0.6 | ; | All Others |  | All Others | All Others | 0.99 | 0.8 | 0.6 | 0.6 | 0.6 | 0.8 | 0.8 | 0.6 | 0.6 | 0.6 | 0.6 | 0.6
301 | -99 | 1.5 | 1.5 | 1.5 | 1.2 | 1.2 | 1.2 | ; | Auditorium |  | All Others | Auditorium | 3.355 | 2.8 | 2 | 2 | 1.5 | 1.5 | 1.5 | 1.5 | 1.2 | 1.2 | 1.2 | 1.2
302 | -99 | 1.2 | 1.2 | 1.2 | 1.2 | 1.1 | 0.9 | ; | Auto Repair Workshop |  | All Others | Auto Repair Workshop | 2.145 | 1.8 | 1.2 | 1.2 | 1.1 | 1.2 | 1.2 | 1.2 | 1.2 | 1.1 | 0.9 | 0.9
303 | -99 | 1.4 | 1.4 | 1.4 | 1.4 | 1.2 | 1.2 | ; | Bank/Financial Institution |  | All Others | Bank/Financial Institution | 3.41 | 2.8 | 1.4 | 1.4 | 1.2 | 1.4 | 1.4 | 1.4 | 1.4 | 1.2 | 1.2 | 1.2
304 | -99 | 1.1 | 1.1 | 1.1 | 1.1 | 1.1 | 1.1 | ; | Bar, Cocktail Lounge |  | All Others | Bar, Cocktail Lounge | 1.705 | 1.5 | 1.1 | 1.1 | 1.1 | 1.1 | 1.1 | 1.1 | 1.1 | 1.1 | 1.1 | 1.1
305 | -99 | 1.5 | 1.5 | 1.5 | 1.5 | 1 | 1 | ; | Barber and Beauty Shop |  | All Others | Barber and Beauty Shop | 3.465 | 2.8 | 1.5 | 1.5 | 1 | 1.5 | 1.5 | 1.5 | 1.5 | 1 | 1 | 1
306 | -99 | 1.5 | 1.5 | 1.1 | 1.1 | 1.1 | 1.1 | ; | Casino/Gaming |  | All Others | Casino/Gaming | 2.09 | 1.8 | 1.1 | 1.1 | 1.1 | 1.5 | 1.5 | 1.1 | 1.1 | 1.1 | 1.1 | 1.1
307 | -99 | 1.6 | 1.6 | 1.6 | 1.2 | 1.2 | 1.2 | ; | Classroom/Lecture |  | All Others | Classroom/Lecture | 4.4 | 3.6 | 1.6 | 1.6 | 1.2 | 1.6 | 1.6 | 1.6 | 1.2 | 1.2 | 1.2 | 1.2
308 | -99 | 1.5 | 1.5 | 1.5 | 1.1 | 1.1 | 1.1 | ; | Courtrooms |  | All Others | Courtrooms | 2.09 | 1.8 | 1.6 | 1.5 | 1.1 | 1.5 | 1.5 | 1.5 | 1.1 | 1.1 | 1.1 | 1.1
309 | -99 | 1.9 | 1.9 | 1.3 | 1.3 | 1.2 | 1.1 | ; | Comm/Ind Work (General, High Bay) |  | All Others | Comm/Ind Work (General, High Bay) | 2.09 | 1.8 | 1.2 | 1.2 | 1.1 | 1.9 | 1.9 | 1.3 | 1.3 | 1.2 | 1.1 | 1.1
310 | -99 | 1.8 | 1.8 | 1.2 | 1.2 | 1.2 | 1.1 | ; | Comm/Ind Work (General, Low Bay) |  | All Others | Comm/Ind Work (General, Low Bay) | 1.815 | 1.5 | 1 | 1 | 1 | 1.8 | 1.8 | 1.2 | 1.2 | 1.2 | 1.1 | 1.1
361 | -99 | 1.5 | 1.5 | 1.5 | 1.5 | 1.3 | 1.3 | ; | Comm/Ind Work (High Tech, Bio Tech, Lab) | from Comm/Ind Work (Precision) | All Others | Comm/Ind Work (High Tech, Bio Tech, Lab) | 4.345 | 3.6 | 1.5 | 1.5 | 1.3 | 1.5 | 1.5 | 1.5 | 1.5 | 1.3 | 1.3 | 1.3
363 | -99 | 1.5 | 1.5 | 1 | 1 | 1 | 1 | ; | Comm/Ind Work (Loading Dock) | from Comm/Ind Work (High Tech, Bio Tech, Lab) | All Others | Comm/Ind Work (Loading Dock) | 1.815 | 1.5 | 1 | 1 | 1 | 1.5 | 1.5 | 1 | 1 | 1 | 1 | 1
311 | -99 | 1.5 | 1.5 | 1.5 | 1.5 | 1.3 | 1.3 | ; | Comm/Ind Work (Precision) |  | All Others | Comm/Ind Work (Precision) | 4.345 | 3.6 | 1.5 | 1.5 | 1.3 | 1.5 | 1.5 | 1.5 | 1.5 | 1.3 | 1.3 | 1.3
353 | -99 | 1.5 | 1.5 | 1.3 | 1.3 | 1.2 | 1.1 | ; | Computer Room (Mainframe/Server) | from Office (Open Plan) | All Others | Computer Room (Mainframe/Server) | 1.87 | 1.5 | 1.3 | 1.3 | 1.2 | 1.5 | 1.5 | 1.3 | 1.3 | 1.2 | 1.1 | 1.1
354 | -99 | 1.6 | 1.6 | 1.6 | 1.6 | 1.2 | 1.2 | ; | Computer Room (Instructional/PC Lab) | from Classroom | All Others | Computer Room (Instructional/PC Lab) | 4.4 | 3.6 | 1.6 | 1.6 | 1.2 | 1.6 | 1.6 | 1.6 | 1.6 | 1.2 | 1.2 | 1.2
312 | -99 | 1.8 | 1.8 | 1.6 | 1.5 | 1.4 | 1.4 | ; | Conference Room |  | All Others | Conference Room | 2.09 | 1.8 | 1.6 | 1.5 | 1.4 | 1.8 | 1.8 | 1.6 | 1.5 | 1.4 | 1.4 | 1.4
313 | -99 | 1.8 | 1.8 | 1.6 | 1.5 | 1.4 | 1.4 | ; | Convention and Meeting Center |  | All Others | Convention and Meeting Center | 2.09 | 1.8 | 1.6 | 1.5 | 1.4 | 1.8 | 1.8 | 1.6 | 1.5 | 1.4 | 1.4 | 1.4
314 | -99 | 1.3 | 1.3 | 1.3 | 1.3 | 1.2 | 1.2 | ; | Copy Room (photocopying equipment) |  | All Others | Copy Room (photocopying equipment) | 1.705 | 1.5 | 1.3 | 1.3 | 1.2 | 1.3 | 1.3 | 1.3 | 1.3 | 1.2 | 1.2 | 1.2
315 | 24 | 1.5 | 1.5 | 1.3 | 1.3 | 1.2 | 1.2 | ; | Corridor |  | Residential - Multifamily | Residential - Multifamily - Corridor | 1.5 | 1.5 | 1.3 | 1.3 | 1.2 | 1.5 | 1.5 | 1.3 | 1.3 | 1.2 | 1.2 | 1.2 | KJM - 11/11/08 - Added for multi-family common area
315 | -99 | 0.8 | 0.8 | 0.6 | 0.6 | 0.6 | 0.6 | ; | Corridor |  | All Others | Corridor | 0.99 | 0.8 | 0.6 | 0.6 | 0.6 | 0.8 | 0.8 | 0.6 | 0.6 | 0.6 | 0.6 | 0.6
316 | -99 | 1.5 | 1.5 | 1.3 | 1.3 | 1.3 | 1.3 | ; | Dining Area |  | All Others | Dining Area | 1.705 | 1.5 | 1.2 | 1.2 | 1.1 | 1.5 | 1.5 | 1.3 | 1.3 | 1.3 | 1.3 | 1.3
317 | -99 | 1.5 | 1.5 | 0.9 | 0.9 | 0.9 | 0.9 | ; | Dry Cleaning (Coin Operated) |  | All Others | Dry Cleaning (Coin Operated) | 1.815 | 1.5 | 0.9 | 0.9 | 0.9 | 1.5 | 1.5 | 0.9 | 0.9 | 0.9 | 0.9 | 0.9
318 | -99 | 1.5 | 1.5 | 0.9 | 0.9 | 0.9 | 0.9 | ; | Dry Cleaning (Full Service Commercial) |  | All Others | Dry Cleaning (Full Service Commercial) | 1.815 | 1.5 | 0.9 | 0.9 | 0.9 | 1.5 | 1.5 | 0.9 | 0.9 | 0.9 | 0.9 | 0.9
319 | -99 | 1.2 | 1.2 | 1 | 1 | 1 | 1 | ; | Exercising Centers and Gymnasium |  | All Others | Exercising Centers and Gymnasium | 2.09 | 1.8 | 1 | 1 | 1 | 1.2 | 1.2 | 1 | 1 | 1 | 1 | 1
320 | -99 | 2 | 2 | 2 | 2 | 2 | 2 | ; | Exhibit Display Area / Museum |  | All Others | Exhibit Display Area / Museum | 3.245 | 2.8 | 2 | 2 | 2 | 2 | 2 | 2 | 2 | 2 | 2 | 2
322 | -99 | 0.8 | 0.8 | 0.8 | 0.8 | 0.8 | 0.8 | ; | Hotel/Motel Guest Room (incl. toilets) |  | All Others | Hotel/Motel Guest Room (incl. toilets) | 0.55 | 0.5 | 0.5 | 0.5 | 0.5 | 0.8 | 0.8 | 0.8 | 0.8 | 0.8 | 0.8 | 0.8
323 | -99 | 1.7 | 1.7 | 1.7 | 1.7 | 1.6 | 1.6 | ; | Kitchen and Food Preparation |  | All Others | Kitchen and Food Preparation | 4.29 | 3.6 | 1.7 | 1.7 | 1.6 | 1.7 | 1.7 | 1.7 | 1.7 | 1.6 | 1.6 | 1.6
324 | -99 | 1.5 | 1.5 | 1.5 | 1.5 | 1.3 | 1.3 | ; | Laboratory, Medical |  | All Others | Laboratory, Medical | 4.345 | 3.6 | 1.5 | 1.5 | 1.3 | 1.5 | 1.5 | 1.5 | 1.5 | 1.3 | 1.3 | 1.3
325 | -99 | 1.5 | 1.5 | 0.9 | 0.9 | 0.9 | 0.9 | ; | Laundry |  | All Others | Laundry | 1.815 | 1.5 | 0.9 | 0.9 | 0.9 | 1.5 | 1.5 | 0.9 | 0.9 | 0.9 | 0.9 | 0.9
326 | -99 | 1.5 | 1.5 | 1.2 | 1.2 | 1.2 | 1.2 | ; | Library (Reading Areas) |  | All Others | Library (Reading Areas) | 1.705 | 1.5 | 1.2 | 1.2 | 1.2 | 1.5 | 1.5 | 1.2 | 1.2 | 1.2 | 1.2 | 1.2
327 | -99 | 1.5 | 1.5 | 1.5 | 1.5 | 1.5 | 1.5 | ; | Library (Stacks) |  | All Others | Library (Stacks) | 1.54 | 1.5 | 1.5 | 1.5 | 1.5 | 1.5 | 1.5 | 1.5 | 1.5 | 1.5 | 1.5 | 1.5
328 | -99 | 1.8 | 1.8 | 1.8 | 1.8 | 1.1 | 1.1 | ; | Lobby (Hotel) |  | All Others | Lobby (Hotel) | 3.08 | 2.2 | 2.2 | 1.7 | 1.1 | 1.8 | 1.8 | 1.8 | 1.8 | 1.1 | 1.1 | 1.1
329 | -99 | 1.5 | 1.5 | 1.5 | 1.5 | 1.5 | 1.5 | ; | Lobby (Main Entry and Assembly) |  | All Others | Lobby (Main Entry and Assembly) | 2.475 | 2.2 | 1.5 | 1.5 | 1.5 | 1.5 | 1.5 | 1.5 | 1.5 | 1.5 | 1.5 | 1.5
330 | -99 | 1.6 | 1.6 | 1.25 | 1.25 | 1.25 | 1.25 | ; | Lobby (Office Reception/Waiting) |  | All Others | Lobby (Office Reception/Waiting) | 2.255 | 1.8 | 1.1 | 1.1 | 1.1 | 1.6 | 1.6 | 1.25 | 1.25 | 1.25 | 1.25 | 1.25
331 | -99 | 0.8 | 0.8 | 0.9 | 0.8 | 0.8 | 0.8 | ; | Locker and Dressing Room |  | All Others | Locker and Dressing Room | 0.88 | 0.8 | 0.9 | 0.8 | 0.8 | 0.8 | 0.8 | 0.9 | 0.8 | 0.8 | 0.8 | 0.8
332 | -99 | 1.5 | 1.2 | 1.2 | 1.2 | 1.2 | 1.2 | ; | Mall, Arcade and Atrium |  | All Others | Mall, Arcade and Atrium | 1.32 | 1.2 | 1.2 | 1.2 | 1.2 | 1.5 | 1.2 | 1.2 | 1.2 | 1.2 | 1.2 | 1.2
333 | -99 | 1.5 | 1.5 | 0.7 | 0.7 | 0.7 | 0.7 | ; | Mechanical/Electrical Room |  | All Others | Mechanical/Electrical Room | 1.705 | 1.5 | 0.7 | 0.7 | 0.7 | 1.5 | 1.5 | 0.7 | 0.7 | 0.7 | 0.7 | 0.7
334 | -99 | 1.4 | 1.4 | 1.4 | 1.4 | 1.2 | 1.2 | ; | Medical and Clinical Care |  | All Others | Medical and Clinical Care | 2.31 | 1.8 | 1.4 | 1.4 | 1.2 | 1.4 | 1.4 | 1.4 | 1.4 | 1.2 | 1.2 | 1.2
335 | -99 | 1.3 | 1.3 | 1.3 | 1.3 | 1.3 | 1.05 | ; | Office (General) |  | All Others | Office (General) | 2.2 | 1.8 | 1.3 | 1.3 | 1.2 | 1.3 | 1.3 | 1.3 | 1.3 | 1.3 | 1.05 | 1.05
336 | 13 | 1.6 | 1.6 | 1.5 | 1.5 | 1.3 | 1.3 | ; | Office (Executive/Private) |  | Office - Large | Office - Large - Office (Executive/Private) | 2.2 | 1.8 | 1.3 | 1.3 | 1.2 | 1.6 | 1.6 | 1.5 | 1.5 | 1.3 | 1.3 | 1.3
336 | 14 | 1.7 | 1.7 | 1.6 | 1.6 | 1.3 | 1.3 | ; | Office (Executive/Private) |  | Office - Small | Office - Small - Office (Executive/Private) | 2.2 | 1.8 | 1.3 | 1.3 | 1.2 | 1.7 | 1.7 | 1.6 | 1.6 | 1.3 | 1.3 | 1.3
336 | -99 | 1.3 | 1.3 | 1.3 | 1.3 | 1.2 | 1.2 | ; | Office (Executive/Private) |  | All Others | Office (Executive/Private) | 2.2 | 1.8 | 1.3 | 1.3 | 1.2 | 1.3 | 1.3 | 1.3 | 1.3 | 1.2 | 1.2 | 1.2
337 | 13 | 1.4 | 1.4 | 1.4 | 1.4 | 1.2 | 1.1 | ; | Office (Open Plan) |  | Office - Large | Office - Large - Office (Open Plan) | 1.87 | 1.5 | 1.3 | 1.3 | 1.2 | 1.4 | 1.4 | 1.4 | 1.4 | 1.2 | 1.1 | 1.1
337 | -99 | 1.5 | 1.5 | 1.3 | 1.3 | 1.2 | 1.1 | ; | Office (Open Plan) |  | All Others | Office (Open Plan) | 1.87 | 1.5 | 1.3 | 1.3 | 1.2 | 1.5 | 1.5 | 1.3 | 1.3 | 1.2 | 1.1 | 1.1
338 | -99 | 1.8 | 1.8 | 1.3 | 1.3 | 0.9 | 1.1 | ; | Police Station and Fire Station |  | All Others | Police Station and Fire Station | 2.2 | 1.8 | 1.3 | 1.3 | 0.9 | 1.8 | 1.8 | 1.3 | 1.3 | 0.9 | 1.1 | 0.9
356 | -99 | 0.8 | 0.8 | 0.6 | 0.6 | 0.6 | 0.6 | ; | Refrigerated (Cooled Storage) | from storage | All Others | Refrigerated (Cooled Storage) | 0.88 | 0.8 | 0.6 | 0.6 | 0.6 | 0.8 | 0.8 | 0.6 | 0.6 | 0.6 | 0.6 | 0.7
357 | -99 | 3.6 | 3.6 | 1.7 | 1.7 | 1.6 | 1.6 | ; | Refrigerated (Food Preparation) | from Kitchen | All Others | Refrigerated (Food Preparation) | 4.29 | 3.6 | 1.7 | 1.7 | 1.6 | 3.6 | 3.6 | 1.7 | 1.7 | 1.6 | 1.6 | 1.6
358 | -99 | 0.8 | 0.8 | 0.6 | 0.6 | 0.6 | 0.6 | ; | Refrigerated (Frozen Storage) | from storage | All Others | Refrigerated (Frozen Storage) | 0.88 | 0.8 | 0.6 | 0.6 | 0.6 | 0.8 | 0.8 | 0.6 | 0.6 | 0.6 | 0.6 | 0.7
359 | -99 | 0.8 | 0.8 | 0.6 | 0.6 | 0.6 | 0.6 | ; | Refrigerated (Walk-in Cooler) | from storage | All Others | Refrigerated (Walk-in Cooler) | 0.88 | 0.8 | 0.6 | 0.6 | 0.6 | 0.8 | 0.8 | 0.6 | 0.6 | 0.6 | 0.6 | 0.7
360 | -99 | 0.8 | 0.8 | 0.6 | 0.6 | 0.6 | 0.6 | ; | Refrigerated (Walk-in Freezer) | from storage | All Others | Refrigerated (Walk-in Freezer) | 0.88 | 0.8 | 0.6 | 0.6 | 0.6 | 0.8 | 0.8 | 0.6 | 0.6 | 0.6 | 0.6 | 0.7
339 | -99 | 3.6 | 3.6 | 2.1 | 2.1 | 1.5 | 1.5 | ; | Religious Worship |  | All Others | Religious Worship | 4.345 | 3.6 | 2.1 | 2.1 | 1.5 | 3.6 | 3.6 | 2.1 | 2.1 | 1.5 | 1.5 | 1.5
351 | -99 | 0.5 | 0.5 | 0.5 | 0.5 | 0.5 | 0.5 | ; | Residential (Bedroom) |  | All Others | Residential (Bedroom) | 0.55 | 0.5 | 0.5 | 0.5 | 0.5 | 0.5 | 0.5 | 0.5 | 0.5 | 0.5 | 0.5 | 0.5
362 | -99 | 0 | 0 | 0 | 0 | 0 | 0 | ; | Residential (Garage) | from 2001 DEER Update | All Others | Residential (Garage) | 0 | 0 | 0 | 0 | 0 | 0 | 0 | 0 | 0 | 0 | 0 | 0
352 | -99 | 0.5 | 0.5 | 0.5 | 0.5 | 0.5 | 0.5 | ; | Residential (General Living Space) |  | All Others | Residential (General Living Space) | 0.55 | 0.5 | 0.5 | 0.5 | 0.5 | 0.5 | 0.5 | 0.5 | 0.5 | 0.5 | 0.5 | 0.5
321 | -99 | 0.5 | 0.5 | 0.5 | 0.5 | 0.5 | 0.5 | ; | Residential (High-Rise) |  | All Others | Residential (High-Rise) | 0.55 | 0.5 | 0.5 | 0.5 | 0.5 | 0.5 | 0.5 | 0.5 | 0.5 | 0.5 | 0.5 | 0.5
350 | -99 | 0.5 | 0.5 | 0.5 | 0.5 | 0.5 | 0.5 | ; | Residential (Multifamily Dwelling Unit) |  | All Others | Residential (Multifamily Dwelling Unit) | 0.55 | 0.5 | 0.5 | 0.5 | 0.5 | 0.5 | 0.5 | 0.5 | 0.5 | 0.5 | 0.5 | 0.5
349 | -99 | 0.5 | 0.5 | 0.5 | 0.5 | 0.5 | 0.5 | ; | Residential (Single Family) |  | All Others | Residential (Single Family) | 0.55 | 0.5 | 0.5 | 0.5 | 0.5 | 0.5 | 0.5 | 0.5 | 0.5 | 0.5 | 0.5 | 0.5
340 | -99 | 0.8 | 0.8 | 0.6 | 0.6 | 0.6 | 0.6 | ; | Restrooms |  | All Others | Restrooms | 0.99 | 0.8 | 0.6 | 0.6 | 0.6 | 0.8 | 0.8 | 0.6 | 0.6 | 0.6 | 0.6 | 0.6
355 | -99 | 1.6 | 1.6 | 1.6 | 1.5 | 1.5 | 1.5 | ; | Retail Sales, Grocery |  | All Others | Retail Sales, Grocery | 3.355 | 2.8 | 2 | 2 | 1.7 | 1.6 | 1.6 | 1.6 | 1.5 | 1.5 | 1.5 | 1.2
341 | 19 | 1.9 | 1.9 | 1.9 | 1.9 | 1.9 | 1.8 | ; | Retail Sales and Wholesale Showroom |  | Retail - Small | Retail - Small - Retail Sales and Wholesale Showroom | 3.355 | 2.8 | 2 | 2 | 1.7 | 1.9 | 1.9 | 1.9 | 1.9 | 1.9 | 1.8 | 1.2
341 | -99 | 1.6 | 1.6 | 1.6 | 1.5 | 1.5 | 1.5 | ; | Retail Sales and Wholesale Showroom |  | All Others | Retail Sales and Wholesale Showroom | 3.355 | 2.8 | 2 | 2 | 1.7 | 1.6 | 1.6 | 1.6 | 1.5 | 1.5 | 1.5 | 1.2
342 | -99 | 1.5 | 1.5 | 1.1 | 1.1 | 1.1 | 1.1 | ; | Smoking Lounge |  | All Others | Smoking Lounge | 1.76 | 1.5 | 1.1 | 1.1 | 1.1 | 1.5 | 1.5 | 1.1 | 1.1 | 1.1 | 1.1 | 1.1
343 | -99 | 0.8 | 0.8 | 0.6 | 0.6 | 0.6 | 0.6 | ; | Storage (Conditioned) |  | All Others | Storage (Conditioned) | 0.88 | 0.8 | 0.6 | 0.6 | 0.6 | 0.8 | 0.8 | 0.6 | 0.6 | 0.6 | 0.6 | 0.6
344 | -99 | 0.8 | 0.8 | 0.6 | 0.6 | 0.6 | 0.6 | ; | Storage (Unconditioned) |  | All Others | Storage (Unconditioned) | 0.88 | 0.8 | 0.6 | 0.6 | 0.6 | 0.8 | 0.8 | 0.6 | 0.6 | 0.6 | 0.6 | 0.6
345 | -99 | 1.2 | 1.2 | 1 | 1 | 0.9 | 0.9 | ; | Theater (Motion Picture) |  | All Others | Theater (Motion Picture) | 1.375 | 1.2 | 1 | 1 | 0.9 | 1.2 | 1.2 | 1 | 1 | 0.9 | 0.9 | 0.9
346 | -99 | 1.8 | 1.8 | 1.5 | 1.5 | 1.4 | 1.4 | ; | Theater (Performance) |  | All Others | Theater (Performance) | 2.035 | 1.8 | 1.5 | 1.5 | 1.4 | 1.8 | 1.8 | 1.5 | 1.5 | 1.4 | 1.4 | 1.4
347 | -99 | 2 | 2 | 2 | 2 | 1.2 | 1.2 | ; | Vocational Areas |  | All Others | Vocational Areas | 4.4 | 3.6 | 2 | 2 | 1.2 | 2 | 2 | 2 | 2 | 1.2 | 1.2 | 1.2
348 | -99 | 0.8 | 0.8 | 0.6 | 0.6 | 0.6 | 0.6 | ; | Unknown |  | All Others | Unknown | 0.99 | 0.8 | 0.6 | 0.6 | 0.6 | 0.8 | 0.8 | 0.6 | 0.6 | 0.6 | 0.6 | 0.6
; ERROR - No Match Found
-99 | -99 | 0 | 0 | 0 | 0 | 0 | 0 | ; | (any selection)

## HP_DEERProfileMults
; eQUEST Wizard Look-up Table - DEER Bldg Type and Enduse to Vintage-based Profile Multipliers
;
| ; | 2/16/05 | SAC | Created table
| ; | 4/3/09 | SAC | Copied Vint 5 -> Vint 6
;
;
;
;
;
;
| ; Independents |  | Dependents
| ; 1 | 3 | 1 | 2 | 3 | 4 | 5 | 6 |  |  |  |  | 1 | 2 | 3 | 4 | 5 | 6
| ; Bldg |  | Before | 1978 - | 1993 - | 2002 - | 2006 - | 2010 - |  |  |  |  | Before | 1978 - | 1993 - | 2002 - | 2006 - | 2010 -
| ; Type | Enduse | 1978 | 1992 | 2001 | 2005 | 2009 | 2012 |  | DEER Building Type | Enduse |  | 1978 | 1992 | 2001 | 2005 | 2009 | 2012
| 1 | 1 | 0.65 | 0.7 | 0.9 | 0.85 | 1 | 1 | ; | Assembly | Inside Lighting | Assembly-Inside Lighting | 0.65 | 0.7 | 0.9 | 0.85 | 1 | 1
| 1 | 6 | 0.9 | 0.9 | 0.9 | 0.9 | 0.87 | 0.87 | ; | Assembly | Miscellaneous | Assembly-Miscellaneous | 0.9 | 0.9 | 0.9 | 0.9 | 0.87 | 0.87
EPr | 2 | 1 | 0.45 | 0.5 | 1 | 0.95 | 1.05 | 1.05 | ; | Education - Primary School | Inside Lighting | Education - Primary School-Inside Lighting | 0.45 | 0.5 | 1 | 0.95 | 1.05 | 1.05
| 2 | 6 | 1.2 | 1.2 | 1.2 | 1.2 | 1.15 | 1.15 | ; | Education - Primary School | Miscellaneous | Education - Primary School-Miscellaneous | 1.2 | 1.2 | 1.2 | 1.2 | 1.15 | 1.15
ESe | 3 | 1 | 0.45 | 0.5 | 0.9 | 0.85 | 0.95 | 0.95 | ; | Education - Secondary School | Inside Lighting | Education - Secondary School-Inside Lighting | 0.45 | 0.5 | 0.9 | 0.85 | 0.95 | 0.95
| 3 | 6 | 0.97 | 0.97 | 0.97 | 0.97 | 0.92 | 0.92 | ; | Education - Secondary School | Miscellaneous | Education - Secondary School-Miscellaneous | 0.97 | 0.97 | 0.97 | 0.97 | 0.92 | 0.92
ECC | 4 | 1 | 0.4 | 0.45 | 0.8 | 0.78 | 0.9 | 0.9 | ; | Education - Community College | Inside Lighting | Education - Community College-Inside Lighting | 0.4 | 0.45 | 0.8 | 0.78 | 0.9 | 0.9
| 4 | 6 | 1.25 | 1.25 | 1.25 | 1.25 | 1.2 | 1.2 | ; | Education - Community College | Miscellaneous | Education - Community College-Miscellaneous | 1.25 | 1.25 | 1.25 | 1.25 | 1.2 | 1.2
EUn | 5 | 1 | 0.43 | 0.48 | 0.8 | 0.78 | 0.9 | 0.9 | ; | Education - University | Inside Lighting | Education - University-Inside Lighting | 0.43 | 0.48 | 0.8 | 0.78 | 0.9 | 0.9
| 5 | 6 | 1.2 | 1.2 | 1.2 | 1.2 | 1.15 | 1.15 | ; | Education - University | Miscellaneous | Education - University-Miscellaneous | 1.2 | 1.2 | 1.2 | 1.2 | 1.15 | 1.15
| 27 | 1 | 0.45 | 0.5 | 1 | 1 | 1 | 1 | ; | Education - Relocatable Classroom | Inside Lighting | Education - Relocatable Classroom-Inside Lighting | 0.45 | 0.5 | 1 | 1 | 1 | 1
| 27 | 6 | 1 | 1 | 1 | 1 | 1 | 1 | ; | Education - Relocatable Classroom | Miscellaneous | Education - Relocatable Classroom-Miscellaneous | 1 | 1 | 1 | 1 | 1 | 1
| 6 | 1 | 0.56 | 0.55 | 0.57 | 0.57 | 0.61 | 0.61 | ; | Grocery | Inside Lighting | Grocery-Inside Lighting | 0.56 | 0.55 | 0.57 | 0.57 | 0.61 | 0.61
| 6 | 6 | 0.52 | 0.5 | 0.51 | 0.52 | 0.51 | 0.51 | ; | Grocery | Miscellaneous | Grocery-Miscellaneous | 0.52 | 0.5 | 0.51 | 0.52 | 0.51 | 0.51
Hsp | 7 | 1 | 0.8 | 0.9 | 1.1 | 1.08 | 1.15 | 1.15 | ; | Health/Medical - Hospital | Inside Lighting | Health/Medical - Hospital-Inside Lighting | 0.8 | 0.9 | 1.1 | 1.08 | 1.15 | 1.15
| 7 | 6 | 1.25 | 1.25 | 1.25 | 1.25 | 1.2 | 1.2 | ; | Health/Medical - Hospital | Miscellaneous | Health/Medical - Hospital-Miscellaneous | 1.25 | 1.25 | 1.25 | 1.25 | 1.2 | 1.2
Nrs | 8 | 1 | 0.75 | 0.8 | 1 | 0.95 | 0.95 | 0.95 | ; | Health/Medical - Nursing Home | Inside Lighting | Health/Medical - Nursing Home-Inside Lighting | 0.75 | 0.8 | 1 | 0.95 | 0.95 | 0.95
| 8 | 6 | 1.25 | 1.25 | 1.25 | 1.25 | 1.2 | 1.2 | ; | Health/Medical - Nursing Home | Miscellaneous | Health/Medical - Nursing Home-Miscellaneous | 1.25 | 1.25 | 1.25 | 1.25 | 1.2 | 1.2
Htl | 9 | 1 | 1.2 | 1.2 | 1.2 | 1.2 | 1.25 | 1.25 | ; | Lodging - Hotel | Inside Lighting | Lodging - Hotel-Inside Lighting | 1.2 | 1.2 | 1.2 | 1.2 | 1.25 | 1.25
| 9 | 6 | 2 | 2 | 2 | 2 | 1.95 | 1.95 | ; | Lodging - Hotel | Miscellaneous | Lodging - Hotel-Miscellaneous | 2 | 2 | 2 | 2 | 1.95 | 1.95
| 10 | 1 | 1.1 | 1.15 | 1.2 | 1.1 | 1.05 | 1.05 | ; | Lodging - Motel | Inside Lighting | Lodging - Motel-Inside Lighting | 1.1 | 1.15 | 1.2 | 1.1 | 1.05 | 1.05
| 10 | 6 | 1.5 | 1.5 | 1.5 | 1.5 | 1.45 | 1.45 | ; | Lodging - Motel | Miscellaneous | Lodging - Motel-Miscellaneous | 1.5 | 1.5 | 1.5 | 1.5 | 1.45 | 1.45
| 11 | 1 | 0.7 | 0.75 | 1.2 | 1.1 | 1.1 | 1.1 | ; | Manufacturing - Bio/Tech | Inside Lighting | Manufacturing - Bio/Tech-Inside Lighting | 0.7 | 0.75 | 1.2 | 1.1 | 1.1 | 1.1
| 11 | 6 | 1.1 | 1.1 | 1.1 | 1.1 | 1.05 | 1.05 | ; | Manufacturing - Bio/Tech | Miscellaneous | Manufacturing - Bio/Tech-Miscellaneous | 1.1 | 1.1 | 1.1 | 1.1 | 1.05 | 1.05
| 12 | 1 | 0.6 | 0.65 | 1.2 | 1.1 | 1.15 | 1.15 | ; | Manufacturing - Light Industrial | Inside Lighting | Manufacturing - Light Industrial-Inside Lighting | 0.6 | 0.65 | 1.2 | 1.1 | 1.15 | 1.15
| 12 | 6 | 1 | 1 | 1 | 1 | 0.95 | 0.95 | ; | Manufacturing - Light Industrial | Miscellaneous | Manufacturing - Light Industrial-Miscellaneous | 1 | 1 | 1 | 1 | 0.95 | 0.95
OfL | 13 | 1 | 1.2 | 1.2 | 1.2 | 1.1 | 1.1 | 1.1 | ; | Office - Large | Inside Lighting | Office - Large-Inside Lighting | 1.2 | 1.2 | 1.2 | 1.1 | 1.1 | 1.1
| 13 | 6 | 1 | 1 | 1 | 1 | 0.95 | 0.95 | ; | Office - Large | Miscellaneous | Office - Large-Miscellaneous | 1 | 1 | 1 | 1 | 0.95 | 0.95
OfS | 14 | 1 | 1 | 1 | 1.1 | 1 | 1 | 1 | ; | Office - Small | Inside Lighting | Office - Small-Inside Lighting | 1 | 1 | 1.1 | 1 | 1 | 1
| 14 | 6 | 1.2 | 1.2 | 1.2 | 1.2 | 1.15 | 1.15 | ; | Office - Small | Miscellaneous | Office - Small-Miscellaneous | 1.2 | 1.2 | 1.2 | 1.2 | 1.15 | 1.15
| 15 | 1 | 0.5 | 0.5 | 0.7 | 0.65 | 0.65 | 0.65 | ; | Restaurant - Sit-Down | Inside Lighting | Restaurant - Sit-Down-Inside Lighting | 0.5 | 0.5 | 0.7 | 0.65 | 0.65 | 0.65
| 15 | 6 | 1.35 | 1.35 | 1.35 | 1.35 | 1.3 | 1.3 | ; | Restaurant - Sit-Down | Miscellaneous | Restaurant - Sit-Down-Miscellaneous | 1.35 | 1.35 | 1.35 | 1.35 | 1.3 | 1.3
| 16 | 1 | 1.1 | 1 | 1.25 | 1.15 | 1.15 | 1.15 | ; | Restaurant - Fast-Food | Inside Lighting | Restaurant - Fast-Food-Inside Lighting | 1.1 | 1 | 1.25 | 1.15 | 1.15 | 1.15
| 16 | 6 | 2 | 2 | 2 | 2 | 1.9 | 1.9 | ; | Restaurant - Fast-Food | Miscellaneous | Restaurant - Fast-Food-Miscellaneous | 2 | 2 | 2 | 2 | 1.9 | 1.9
| 17 | 1 | 0.7 | 0.7 | 0.85 | 0.75 | 0.8 | 0.8 | ; | Retail - 3-Story Large | Inside Lighting | Retail - 3-Story Large-Inside Lighting | 0.7 | 0.7 | 0.85 | 0.75 | 0.8 | 0.8
| 17 | 6 | 0.65 | 0.65 | 0.65 | 0.65 | 0.62 | 0.62 | ; | Retail - 3-Story Large | Miscellaneous | Retail - 3-Story Large-Miscellaneous | 0.65 | 0.65 | 0.65 | 0.65 | 0.62 | 0.62
| 18 | 1 | 0.7 | 0.7 | 0.85 | 0.75 | 0.8 | 0.8 | ; | Retail - Single-Story Large | Inside Lighting | Retail - Single-Story Large-Inside Lighting | 0.7 | 0.7 | 0.85 | 0.75 | 0.8 | 0.8
| 18 | 6 | 0.65 | 0.65 | 0.65 | 0.65 | 0.62 | 0.62 | ; | Retail - Single-Story Large | Miscellaneous | Retail - Single-Story Large-Miscellaneous | 0.65 | 0.65 | 0.65 | 0.65 | 0.62 | 0.62
| 19 | 1 | 0.8 | 0.8 | 0.95 | 0.85 | 0.9 | 0.9 | ; | Retail - Small | Inside Lighting | Retail - Small-Inside Lighting | 0.8 | 0.8 | 0.95 | 0.85 | 0.9 | 0.9
| 19 | 6 | 0.75 | 0.75 | 0.75 | 0.75 | 0.73 | 0.73 | ; | Retail - Small | Miscellaneous | Retail - Small-Miscellaneous | 0.75 | 0.75 | 0.75 | 0.75 | 0.73 | 0.73
| 20 | 1 | 1.05 | 1.05 | 1.25 | 1.15 | 1.1 | 1.1 | ; | Storage - Conditioned | Inside Lighting | Storage - Conditioned-Inside Lighting | 1.05 | 1.05 | 1.25 | 1.15 | 1.1 | 1.1
| 20 | 6 | 1.15 | 1.1 | 1.1 | 1.1 | 1.05 | 1.05 | ; | Storage - Conditioned | Miscellaneous | Storage - Conditioned-Miscellaneous | 1.15 | 1.1 | 1.1 | 1.1 | 1.05 | 1.05
| 21 | 1 | 1.05 | 1.05 | 1.25 | 1.15 | 1.1 | 1.1 | ; | Storage - Unconditioned | Inside Lighting | Storage - Unconditioned-Inside Lighting | 1.05 | 1.05 | 1.25 | 1.15 | 1.1 | 1.1
| 21 | 6 | 1.15 | 1.1 | 1.1 | 1.1 | 1.05 | 1.05 | ; | Storage - Unconditioned | Miscellaneous | Storage - Unconditioned-Miscellaneous | 1.15 | 1.1 | 1.1 | 1.1 | 1.05 | 1.05
| 22 | 1 | 0.4 | 0.32 | 0.42 | 0.41 | 0.4 | 0.4 | ; | Warehouse - Refrigerated | Inside Lighting | Warehouse - Refrigerated-Inside Lighting | 0.4 | 0.32 | 0.42 | 0.41 | 0.4 | 0.4
| 22 | 6 | 1.75 | 1.75 | 1.75 | 1.75 | 1.75 | 1.75 | ; | Warehouse - Refrigerated | Miscellaneous | Warehouse - Refrigerated-Miscellaneous | 1.75 | 1.75 | 1.75 | 1.75 | 1.75 | 1.75
| 23 | 1 | 1 | 1 | 1 | 1 | 1 | 1 | ; | Residential - Single Family | Inside Lighting | Residential - Single Family-Inside Lighting | 1 | 1 | 1 | 1 | 1 | 1
| 23 | 6 | 1 | 1 | 1 | 1 | 1 | 1 | ; | Residential - Single Family | Miscellaneous | Residential - Single Family-Miscellaneous | 1 | 1 | 1 | 1 | 1 | 1
| 24 | 1 | 1 | 1 | 1 | 1 | 1 | 1 | ; | Residential - Multifamily | Inside Lighting | Residential - Multifamily-Inside Lighting | 1 | 1 | 1 | 1 | 1 | 1
| 24 | 6 | 1 | 1 | 1 | 1 | 1 | 1 | ; | Residential - Multifamily | Miscellaneous | Residential - Multifamily-Miscellaneous | 1 | 1 | 1 | 1 | 1 | 1
| 25 | 1 | 0 | 0 | 0 | 0 | 0 | 0 | ; | Residential - Single-Wide Mobile | Inside Lighting | Residential - Single-Wide Mobile-Inside Lighting | 0 | 0 | 0 | 0 | 0 | 0
| 25 | 6 | 0 | 0 | 0 | 0 | 0 | 0 | ; | Residential - Single-Wide Mobile | Miscellaneous | Residential - Single-Wide Mobile-Miscellaneous | 0 | 0 | 0 | 0 | 0 | 0
| 26 | 1 | 0 | 0 | 0 | 0 | 0 | 0 | ; | Residential - Double-Wide Mobile | Inside Lighting | Residential - Double-Wide Mobile-Inside Lighting | 0 | 0 | 0 | 0 | 0 | 0
| 26 | 6 | 0 | 0 | 0 | 0 | 0 | 0 | ; | Residential - Double-Wide Mobile | Miscellaneous | Residential - Double-Wide Mobile-Miscellaneous | 0 | 0 | 0 | 0 | 0 | 0
| ; Independents ; 1: ; Global |  |  |  | - | 0 | 0 | 0 | 0 | 0 | 0
| -99 | 1 | 0 | 0 | 0 | 0 | 0 | 0 | ; | all | Inside Lighting | all-Inside Lighting | 0 | 0 | 0 | 0 | 0 | 0
| -99 | 6 | 0 | 0 | 0 | 0 | 0 | 0 | ; | all | Miscellaneous | all-Miscellaneous | 0 | 0 | 0 | 0 | 0 | 0
| -99 | -99 | 1 | 1 | 1 | 1 | 1 | 1 | ; | all | all | all-all | 1 | 1 | 1 | 1 | 1 | 1

## LPD(i)Frac=f(BldgType,ActArea)
;-------------------------------------------------------------------------
; 2008 DEER Wizard Properties
; Fraction of prototype LPDs per DOE2 lighting element
; created 10/2/07 - kjm
;-------------------------------------------------------------------------
;
; | Independents
; | 1 | DEER Building Type
; | 2 | DEER Vintage
; | 3 | DEER Activity Area
; | Dependents
; | 1 | Fraction for 1st element (ie L-T-S[1], L-R-F[1], O-R-F[1])
; | 2 | Fraction for 2nd element
; | 3 | Fraction for 3rd element
; | 4 | Fraction for 4th element
;
; Independents
; 1 | 2 | 3 | 1 | 2 | 3 | 4
; Bldg |  | Act
; Type | Vintage | Area | Frac1 | Frac2 | Frac3 | Frac4 |  |  |  |  | Frac1 | Frac2
1 | -99 | -99 | 0.565 | 0.38463 | 0.043369 | 0.0070027 | ; | Assembly | (any selection) | Assembly | 0.565 | 0.38463 | #N/A | #N/A | #N/A | #N/A | #N/A | #N/A | #N/A | #N/A | #N/A | #N/A
2 | -99 | -99 | 0.92155 | 0.066798 | 0.0049462 | 0.0067068 | ; | Education - Primary School | (any selection) | Education - Primary School | 0.92155 | 0.066798 | #N/A | #N/A | #N/A | #N/A | #N/A | #N/A | #N/A | #N/A | #N/A | #N/A
3 | -99 | 319 | 0.87542 | 0.083272 | 0.037271 | 0.0040353 | ; | Education - Secondary School | Exercising Centers and Gymnasium | Education - Secondary School - Exercising Centers and Gymnasium | 0.87542 | 0.083272 | #VALUE! | #VALUE! | #VALUE! | #VALUE! | #VALUE! | #VALUE! | #VALUE! | #VALUE! | #VALUE! | #VALUE!
3 | -99 | -99 | 0.87542 | 0.083272 | 0.037271 | 0.0040353 | ; | Education - Secondary School | (any selection) | Education - Secondary School | 0.87542 | 0.083272 | #N/A | #N/A | #N/A | #N/A | #N/A | #N/A | #N/A | #N/A | #N/A | #N/A
4 | -99 | 319 | 0.88445 | 0.083686 | 0.029283 | 0.0025807 | ; | Education - Community College | Exercising Centers and Gymnasium | Education - Community College - Exercising Centers and Gymnasium | 0.88445 | 0.083686 | #VALUE! | #VALUE! | #VALUE! | #VALUE! | #VALUE! | #VALUE! | #VALUE! | #VALUE! | #VALUE! | #VALUE!
4 | -99 | -99 | 0.88445 | 0.083686 | 0.029283 | 0.0025807 | ; | Education - Community College | (any selection) | Education - Community College | 0.88445 | 0.083686 | #N/A | #N/A | #N/A | #N/A | #N/A | #N/A | #N/A | #N/A | #N/A | #N/A
5 | -99 | 322 | 0.90915 | 0.079506 | 0.0067339 | 0.0046128 | ; | Education - University | Hotel/Motel Guest Room (incl. toilets) | Education - University - Hotel/Motel Guest Room (incl. toilets) | 0.90915 | 0.079506 | #VALUE! | #VALUE! | #VALUE! | #VALUE! | #VALUE! | #VALUE! | #VALUE! | #VALUE! | #VALUE! | #VALUE!
5 | -99 | -99 | 0.90915 | 0.079506 | 0.0067339 | 0.0046128 | ; | Education - University | (any selection) | Education - University | 0.90915 | 0.079506 | #N/A | #N/A | #N/A | #N/A | #N/A | #N/A | #N/A | #N/A | #N/A | #N/A
27 | -99 | -99 | 0.92155 | 0.066798 | 0.0049462 | 0.0067068 | ; | Education - Relocatable Classroom | (any selection) | Education - Relocatable Classroom | 0.92155 | 0.066798
6 | -99 | -99 | 0.83108 | 0.048553 | 0.11683 | 0.0035395 | ; | Grocery | (any selection) | Grocery | 0.83108 | 0.048553 | #N/A | #N/A | #N/A | #N/A | #N/A | #N/A | #N/A | #N/A | #N/A | #N/A
7 | -99 | -99 | 0.87254 | 0.093963 | 0.029261 | 0.0042357 | ; | Health/Medical - Hospital | (any selection) | Health/Medical - Hospital | 0.87254 | 0.093963 | #N/A | #N/A | #N/A | #N/A | #N/A | #N/A | #N/A | #N/A | #N/A | #N/A
8 | -99 | -99 | 0.41546 | 0.53183 | 0.044338 | 0.0083697 | ; | Health/Medical - Nursing Home | (any selection) | Health/Medical - Nursing Home | 0.41546 | 0.53183 | #N/A | #N/A | #N/A | #N/A | #N/A | #N/A | #N/A | #N/A | #N/A | #N/A
9 | -99 | 319 | 0.24603 | 0.68897 | 0.055754 | 0.0092426 | ; | Lodging - Hotel | Exercising Centers and Gymnasium | Lodging - Hotel - Exercising Centers and Gymnasium | 0.24603 | 0.68897 | #VALUE! | #VALUE! | #VALUE! | #VALUE! | #VALUE! | #VALUE! | #VALUE! | #VALUE! | #VALUE! | #VALUE!
9 | -99 | 304 | 0.24603 | 0.68897 | 0.055754 | 0.0092426 | ; | Lodging - Hotel | Bar, Cocktail Lounge | Lodging - Hotel - Bar, Cocktail Lounge | 0.24603 | 0.68897 | #VALUE! | #VALUE! | #VALUE! | #VALUE! | #VALUE! | #VALUE! | #VALUE! | #VALUE! | #VALUE! | #VALUE!
9 | -99 | 322 | 0.24832 | 0.6954 | 0.056274 | 0 | ; | Lodging - Hotel | Hotel/Motel Guest Room (incl. toilets) | Lodging - Hotel - Hotel/Motel Guest Room (incl. toilets) | 0.24832 | 0.6954 | #VALUE! | #VALUE! | #VALUE! | #VALUE! | #VALUE! | #VALUE! | #VALUE! | #VALUE! | #VALUE! | #VALUE!
9 | -99 | 316 | 0.24603 | 0.68897 | 0.055754 | 0.0092426 | ; | Lodging - Hotel | Dining Area | Lodging - Hotel - Dining Area | 0.24603 | 0.68897 | #VALUE! | #VALUE! | #VALUE! | #VALUE! | #VALUE! | #VALUE! | #VALUE! | #VALUE! | #VALUE! | #VALUE!
9 | -99 | -99 | 0.24603 | 0.68897 | 0.055754 | 0.0092426 | ; | Lodging - Hotel | (any selection) | Lodging - Hotel | 0.24603 | 0.68897 | #N/A | #N/A | #N/A | #N/A | #N/A | #N/A | #N/A | #N/A | #N/A | #N/A
10 | -99 | 319 | 0.29261 | 0.64079 | 0.043747 | 0.022848 | ; | Lodging - Motel | Exercising Centers and Gymnasium | Lodging - Motel - Exercising Centers and Gymnasium | 0.29261 | 0.64079 | #VALUE! | #VALUE! | #VALUE! | #VALUE! | #VALUE! | #VALUE! | #VALUE! | #VALUE! | #VALUE! | #VALUE!
10 | -99 | 322 | 0.29945 | 0.65578 | 0.04477 | 0 | ; | Lodging - Motel | Hotel/Motel Guest Room (incl. toilets) | Lodging - Motel - Hotel/Motel Guest Room (incl. toilets) | 0.29945 | 0.65578 | #VALUE! | #VALUE! | #VALUE! | #VALUE! | #VALUE! | #VALUE! | #VALUE! | #VALUE! | #VALUE! | #VALUE!
10 | -99 | -99 | 0.29261 | 0.64079 | 0.043747 | 0.022848 | ; | Lodging - Motel | (any selection) | Lodging - Motel | 0.29261 | 0.64079 | #N/A | #N/A | #N/A | #N/A | #N/A | #N/A | #N/A | #N/A | #N/A | #N/A
11 | -99 | -99 | 0.76919 | 0.20791 | 0.018934 | 0.0039582 | ; | Manufacturing - Bio/Tech | (any selection) | Manufacturing - Bio/Tech | 0.76919 | 0.20791 | #N/A | #N/A | #N/A | #N/A | #N/A | #N/A | #N/A | #N/A | #N/A | #N/A
12 | -99 | -99 | 0.81807 | 0.10387 | 0.069843 | 0.0082149 | ; | Manufacturing - Light Industrial | (any selection) | Manufacturing - Light Industrial | 0.81807 | 0.10387 | #N/A | #N/A | #N/A | #N/A | #N/A | #N/A | #N/A | #N/A | #N/A | #N/A
13 | -99 | -99 | 0.8991 | 0.071929 | 0.023153 | 0.0058162 | ; | Office - Large | (any selection) | Office - Large | 0.8991 | 0.071929 | #N/A | #N/A | #N/A | #N/A | #N/A | #N/A | #N/A | #N/A | #N/A | #N/A
14 | -99 | -99 | 0.77972 | 0.16086 | 0.052897 | 0.0065216 | ; | Office - Small | (any selection) | Office - Small | 0.77972 | 0.16086 | #N/A | #N/A | #N/A | #N/A | #N/A | #N/A | #N/A | #N/A | #N/A | #N/A
15 | -99 | 316 | 0.38595 | 0.49281 | 0.11044 | 0.010796 | ; | Restaurant - Sit-Down | Dining Area | Restaurant - Sit-Down - Dining Area | 0.38595 | 0.49281 | #VALUE! | #VALUE! | #VALUE! | #VALUE! | #VALUE! | #VALUE! | #VALUE! | #VALUE! | #VALUE! | #VALUE!
15 | -99 | 329 | 0.38595 | 0.49281 | 0.11044 | 0.010796 | ; | Restaurant - Sit-Down | Lobby (Main Entry and Assembly) | Restaurant - Sit-Down - Lobby (Main Entry and Assembly) | 0.38595 | 0.49281 | #VALUE! | #VALUE! | #VALUE! | #VALUE! | #VALUE! | #VALUE! | #VALUE! | #VALUE! | #VALUE! | #VALUE!
15 | -99 | 323 | 0.75 | 0.125 | 0.11044 | 0.014557 | ; | Restaurant - Sit-Down | Kitchen and Food Preparation | Restaurant - Sit-Down - Kitchen and Food Preparation | 0.75 | 0.125
15 | -99 | -99 | 0.38595 | 0.49281 | 0.11044 | 0.010796 | ; | Restaurant - Sit-Down | (any selection) | Restaurant - Sit-Down | 0.38595 | 0.49281 | #N/A | #N/A | #N/A | #N/A | #N/A | #N/A | #N/A | #N/A | #N/A | #N/A
16 | -99 | 323 | 0.75 | 0.125 | 0.11 | 0.015 | ; | Restaurant - Fast-Food | Kitchen and Food Preparation | Restaurant - Fast-Food - Kitchen and Food Preparation | 0.75 | 0.125 | #VALUE! | #VALUE! | #VALUE! | #VALUE! | #VALUE! | #VALUE! | #VALUE! | #VALUE! | #VALUE! | #VALUE!
16 | -99 | -99 | 0.65341 | 0.25471 | 0.081035 | 0.010845 | ; | Restaurant - Fast-Food | (any selection) | Restaurant - Fast-Food | 0.65341 | 0.25471 | #N/A | #N/A | #N/A | #N/A | #N/A | #N/A | #N/A | #N/A | #N/A | #N/A
17 | -99 | 335 | 0.84365 | 0.057622 | 0.09597 | 0.0027622 | ; | Retail - 3-Story Large | Office (General) | Retail - 3-Story Large - Office (General) | 0.84365 | 0.057622 | #VALUE! | #VALUE! | #VALUE! | #VALUE! | #VALUE! | #VALUE! | #VALUE! | #VALUE! | #VALUE! | #VALUE!
17 | -99 | 343 | 0.84365 | 0.057622 | 0.09597 | 0.0027622 | ; | Retail - 3-Story Large | Storage (Conditioned) | Retail - 3-Story Large - Storage (Conditioned) | 0.84365 | 0.057622 | #VALUE! | #VALUE! | #VALUE! | #VALUE! | #VALUE! | #VALUE! | #VALUE! | #VALUE! | #VALUE! | #VALUE!
17 | -99 | -99 | 0.84365 | 0.057622 | 0.09597 | 0.0027622 | ; | Retail - 3-Story Large | (any selection) | Retail - 3-Story Large | 0.84365 | 0.057622 | #N/A | #N/A | #N/A | #N/A | #N/A | #N/A | #N/A | #N/A | #N/A | #N/A
18 | -99 | 323 | 0.74807 | 0.22483 | 0.024786 | 0.0023238 | ; | Retail - Single-Story Large | Kitchen and Food Preparation | Retail - Single-Story Large - Kitchen and Food Preparation | 0.74807 | 0.22483 | #VALUE! | #VALUE! | #VALUE! | #VALUE! | #VALUE! | #VALUE! | #VALUE! | #VALUE! | #VALUE! | #VALUE!
18 | -99 | -99 | 0.74807 | 0.22483 | 0.024786 | 0.0023238 | ; | Retail - Single-Story Large | (any selection) | Retail - Single-Story Large | 0.74807 | 0.22483 | #N/A | #N/A | #N/A | #N/A | #N/A | #N/A | #N/A | #N/A | #N/A | #N/A
19 | -99 | 343 | 0.62008 | 0.17021 | 0.20798 | 0.0017316 | ; | Retail - Small | Storage (Conditioned) | Retail - Small - Storage (Conditioned) | 0.62008 | 0.17021 | #VALUE! | #VALUE! | #VALUE! | #VALUE! | #VALUE! | #VALUE! | #VALUE! | #VALUE! | #VALUE! | #VALUE!
19 | -99 | -99 | 0.62008 | 0.17021 | 0.20798 | 0.0017316 | ; | Retail - Small | (any selection) | Retail - Small | 0.62008 | 0.17021 | #N/A | #N/A | #N/A | #N/A | #N/A | #N/A | #N/A | #N/A | #N/A | #N/A
20 | -99 | -99 | 0.73193 | 0.25729 | 0.008417 | 0.0023569 | ; | Storage - Conditioned | (any selection) | Storage - Conditioned | 0.73193 | 0.25729 | #N/A | #N/A | #N/A | #N/A | #N/A | #N/A | #N/A | #N/A | #N/A | #N/A
21 | -99 | -99 | 0.84443 | 0.15136 | 0.001705 | 0.0025011 | ; | Storage - Unconditioned | (any selection) | Storage - Unconditioned | 0.84443 | 0.15136 | #N/A | #N/A | #N/A | #N/A | #N/A | #N/A | #N/A | #N/A | #N/A | #N/A
22 | -99 | -99 | 0.51038 | 0.48435 | 0.0026818 | 0.0025801 | ; | Warehouse - Refrigerated | (any selection) | Warehouse - Refrigerated | 0.51038 | 0.48435 | #N/A | #N/A | #N/A | #N/A | #N/A | #N/A | #N/A | #N/A | #N/A | #N/A
;
-99 | -99 | -99 | -1 | -1 | -1 | -1 | ; | Error Condition
-1

## HP_Profiles
; eQUEST - Enduse Starter Shapes
;
;
; Modification History:
; | 2001-02-23 |  | SAC | Created first table with formating docu but no actual data
; | 2001-03-30 |  | SAC | Restructured to conform with standard ruleset table I/O
; | 2002-02-14 |  | SAC | Revised primary look-up to be based on "Profile ID", removed Sec Season min/max, added raw Title24 & ASHRAE profiles & references to them from below
; | 2006-12-04 |  | KJM | Added new section - Lighting profiles for Advanced Buildings - see Row 147
; | 2006-12-04 |  | KJM | Added new lighting office profiles for Advanced Buildings
; | 2007-01-23 |  | KJM | Added school lighting profiles for advanced buildings - see Row 157
; | 2007-01-23 |  | KJM | Added new lighting school profiles for Advanced Buildings
; |  | 8/6/2007 | KJM | Added new lighting, occup and plug profiles for Advanced Building Office - see rows 153-167 & 2176-2190
; |  | 5/22/2008 | KJM | Added DEER08 profiles for T5/T8/T12/HID (Lt1) and CFL (Lt2)
;
;
;
; | Default/Code Schedules Defined in Blue Cells
;
;
;
;
;
;
;
;
; | Cells To Input Data To in Yellow
;
;
;
;
;
;
;
;
;
; | ASHRAE 90.1-1999 SCHEDULES | [33 empty] | Full
; | [32 empty] | % |  | Load
; | Category |  | Enduse |  | Day | Profile ID |  |  | 1 | 2 | 3 | 4 | 5 | 6 | 7 | 8 | 9 | 10 | 11 | 12 | 13 | 14 | 15 | 16 | 17 | 18 | 19 | 20 | 21 | 22 | 23 | 24 | Mult |  | Hrs
; | A-Off |  | Occ |  | WD | A90.1-A-Off-Occ-WD |  |  | 0 | 0 | 0 | 0 | 0 | 0 | 0.1 | 0.7 | 0.9 | 0.9 | 0.9 | 0.5 | 0.5 | 0.9 | 0.9 | 0.9 | 0.7 | 0.3 | 0.1 | 0.1 | 0.1 | 0.1 | 0 | 0 | 100 |  | 8.6
; | Office |  |  |  | Sat | A90.1-A-Off-Occ-Sat |  |  | 0 | 0 | 0 | 0 | 0 | 0 | 0 | 0 | 0 | 0 | 0 | 0 | 0 | 0 | 0 | 0 | 0 | 0 | 0 | 0 | 0 | 0 | 0 | 0 | 100 |  | 0
; |  |  |  |  | Sun | A90.1-A-Off-Occ-Sun |  |  | 0 | 0 | 0 | 0 | 0 | 0 | 0 | 0 | 0 | 0 | 0 | 0 | 0 | 0 | 0 | 0 | 0 | 0 | 0 | 0 | 0 | 0 | 0 | 0 | 100 |  | 0
; |  |  | Lt |  | WD | A90.1-A-Off-Lt-WD |  |  | 0.05 | 0.05 | 0.05 | 0.05 | 0.05 | 0.05 | 0.3 | 0.8 | 0.9 | 0.9 | 0.9 | 0.9 | 0.9 | 0.9 | 0.9 | 0.9 | 0.8 | 0.5 | 0.3 | 0.3 | 0.1 | 0.1 | 0.05 | 0.05 | 100 |  | 10.8
; |  |  |  |  | Sat | A90.1-A-Off-Lt-Sat |  |  | 0.05 | 0.05 | 0.05 | 0.05 | 0.05 | 0.05 | 0.05 | 0.05 | 0.05 | 0.05 | 0.05 | 0.05 | 0.05 | 0.05 | 0.05 | 0.05 | 0.05 | 0.05 | 0.05 | 0.05 | 0.05 | 0.05 | 0.05 | 0.05 | 100 |  | 1.2
; |  |  |  |  | Sun | A90.1-A-Off-Lt-Sun |  |  | 0.05 | 0.05 | 0.05 | 0.05 | 0.05 | 0.05 | 0.05 | 0.05 | 0.05 | 0.05 | 0.05 | 0.05 | 0.05 | 0.05 | 0.05 | 0.05 | 0.05 | 0.05 | 0.05 | 0.05 | 0.05 | 0.05 | 0.05 | 0.05 | 100 |  | 1.2
; |  |  | Plg |  | WD | A90.1-A-Off-Plg-WD |  |  | 0.2 | 0.2 | 0.2 | 0.2 | 0.2 | 0.2 | 0.3 | 0.8 | 0.9 | 0.9 | 0.9 | 0.9 | 0.9 | 0.9 | 0.9 | 0.9 | 0.9 | 0.5 | 0.3 | 0.3 | 0.2 | 0.2 | 0.2 | 0.2 | 100 |  | 12.3
; |  |  |  |  | Sat | A90.1-A-Off-Plg-Sat |  |  | 0.2 | 0.2 | 0.2 | 0.2 | 0.2 | 0.2 | 0.2 | 0.2 | 0.2 | 0.2 | 0.2 | 0.2 | 0.2 | 0.2 | 0.2 | 0.2 | 0.2 | 0.2 | 0.2 | 0.2 | 0.2 | 0.2 | 0.2 | 0.2 | 100 |  | 4.8
; |  |  |  |  | Sun | A90.1-A-Off-Plg-Sun |  |  | 0.2 | 0.2 | 0.2 | 0.2 | 0.2 | 0.2 | 0.2 | 0.2 | 0.2 | 0.2 | 0.2 | 0.2 | 0.2 | 0.2 | 0.2 | 0.2 | 0.2 | 0.2 | 0.2 | 0.2 | 0.2 | 0.2 | 0.2 | 0.2 | 100 |  | 4.8
; |  |  | HW |  | WD | A90.1-A-Off-HW-WD |  |  | 0.05 | 0.05 | 0.05 | 0.05 | 0.05 | 0.05 | 0.1 | 0.5 | 0.5 | 0.9 | 0.9 | 0.9 | 0.9 | 0.9 | 0.9 | 0.7 | 0.5 | 0.3 | 0.2 | 0.2 | 0.2 | 0.05 | 0.05 | 0.05 | 100 |  | 9.05
; |  |  |  |  | Sat | A90.1-A-Off-HW-Sat |  |  | 0.05 | 0.05 | 0.05 | 0.05 | 0.05 | 0.05 | 0.05 | 0.05 | 0.05 | 0.05 | 0.05 | 0.05 | 0.05 | 0.05 | 0.05 | 0.05 | 0.05 | 0.05 | 0.05 | 0.05 | 0.05 | 0.05 | 0.05 | 0.05 | 100 |  | 1.2
; |  |  |  |  | Sun | A90.1-A-Off-HW-Sun |  |  | 0.05 | 0.05 | 0.05 | 0.05 | 0.05 | 0.05 | 0.05 | 0.05 | 0.05 | 0.05 | 0.05 | 0.05 | 0.05 | 0.05 | 0.05 | 0.05 | 0.05 | 0.05 | 0.05 | 0.05 | 0.05 | 0.05 | 0.05 | 0.05 | 100 |  | 1.2
; | B-Rst |  | Occ |  | WD | A90.1-B-Rst-Occ-WD |  |  | 0.1 | 0 | 0 | 0 | 0 | 0 | 0 | 0 | 0.1 | 0.2 | 0.5 | 0.9 | 0.8 | 0.5 | 0.2 | 0.2 | 0.3 | 0.6 | 0.9 | 0.9 | 0.9 | 0.6 | 0.4 | 0.3 | 100 |  | 8.4
; | Restaurant |  |  |  | Sat | A90.1-B-Rst-Occ-Sat |  |  | 0.3 | 0 | 0 | 0 | 0 | 0 | 0 | 0 | 0.1 | 0.2 | 0.5 | 0.9 | 0.8 | 0.5 | 0.2 | 0.2 | 0.3 | 0.6 | 0.9 | 0.9 | 0.9 | 0.6 | 0.6 | 0.5 | 100 |  | 9
; |  |  |  |  | Sun | A90.1-B-Rst-Occ-Sun |  |  | 0.3 | 0 | 0 | 0 | 0 | 0 | 0 | 0 | 0 | 0.1 | 0.4 | 0.5 | 0.5 | 0.4 | 0.2 | 0.2 | 0.2 | 0.5 | 0.7 | 0.7 | 0.5 | 0.3 | 0.1 | 0.1 | 100 |  | 5.7
; |  |  | Lt |  | WD | A90.1-B-Rst-Lt-WD |  |  | 0.5 | 0.1 | 0.1 | 0.1 | 0.1 | 0.1 | 0.1 | 0.1 | 0.5 | 0.7 | 0.9 | 0.9 | 0.9 | 0.9 | 0.9 | 0.9 | 0.9 | 0.9 | 0.9 | 0.9 | 0.9 | 0.9 | 0.9 | 0.9 | 100 |  | 15
; |  |  |  |  | Sat | A90.1-B-Rst-Lt-Sat |  |  | 0.5 | 0.1 | 0.1 | 0.1 | 0.1 | 0.1 | 0.1 | 0.1 | 0.5 | 0.7 | 0.9 | 0.9 | 0.9 | 0.9 | 0.9 | 0.9 | 0.9 | 0.9 | 0.9 | 0.9 | 0.9 | 0.9 | 0.9 | 0.9 | 100 |  | 15
; |  |  |  |  | Sun | A90.1-B-Rst-Lt-Sun |  |  | 0.5 | 0.1 | 0.1 | 0.1 | 0.1 | 0.1 | 0.1 | 0.1 | 0.1 | 0.5 | 0.9 | 0.9 | 0.9 | 0.9 | 0.9 | 0.9 | 0.9 | 0.9 | 0.9 | 0.9 | 0.9 | 0.9 | 0.5 | 0.5 | 100 |  | 13.6
; |  |  | Plg |  | WD | A90.1-B-Rst-Plg-WD |  |  | 0.5 | 0.1 | 0.1 | 0.1 | 0.1 | 0.1 | 0.1 | 0.1 | 0.5 | 0.7 | 0.9 | 0.9 | 0.9 | 0.9 | 0.9 | 0.9 | 0.9 | 0.9 | 0.9 | 0.9 | 0.9 | 0.9 | 0.9 | 0.9 | 100 |  | 15
; |  |  |  |  | Sat | A90.1-B-Rst-Plg-Sat |  |  | 0.5 | 0.1 | 0.1 | 0.1 | 0.1 | 0.1 | 0.1 | 0.1 | 0.5 | 0.7 | 0.9 | 0.9 | 0.9 | 0.9 | 0.9 | 0.9 | 0.9 | 0.9 | 0.9 | 0.9 | 0.9 | 0.9 | 0.9 | 0.9 | 100 |  | 15
; |  |  |  |  | Sun | A90.1-B-Rst-Plg-Sun |  |  | 0.5 | 0.1 | 0.1 | 0.1 | 0.1 | 0.1 | 0.1 | 0.1 | 0.1 | 0.5 | 0.9 | 0.9 | 0.9 | 0.9 | 0.9 | 0.9 | 0.9 | 0.9 | 0.9 | 0.9 | 0.9 | 0.9 | 0.5 | 0.5 | 100 |  | 13.6
; |  |  | HW |  | WD | A90.1-B-Rst-HW-WD |  |  | 0.5 | 0.05 | 0.05 | 0.05 | 0.05 | 0.05 | 0.05 | 0.05 | 0.7 | 0.7 | 0.4 | 0.5 | 0.6 | 0.6 | 0.4 | 0.3 | 0.3 | 0.4 | 0.5 | 0.8 | 0.8 | 0.9 | 0.9 | 0.6 | 100 |  | 10.25
; |  |  |  |  | Sat | A90.1-B-Rst-HW-Sat |  |  | 0.6 | 0.05 | 0.05 | 0.05 | 0.05 | 0.05 | 0.05 | 0.05 | 0.7 | 0.7 | 0.4 | 0.5 | 0.6 | 0.6 | 0.4 | 0.3 | 0.3 | 0.4 | 0.5 | 0.8 | 0.8 | 0.9 | 0.9 | 0.7 | 100 |  | 10.45
; |  |  |  |  | Sun | A90.1-B-Rst-HW-Sun |  |  | 0.6 | 0.05 | 0.05 | 0.05 | 0.05 | 0.05 | 0.05 | 0.05 | 0.7 | 0.7 | 0.4 | 0.5 | 0.6 | 0.6 | 0.4 | 0.3 | 0.3 | 0.4 | 0.5 | 0.8 | 0.8 | 0.5 | 0.5 | 0.5 | 100 |  | 9.45
; | C-Ret |  | Occ |  | WD | A90.1-C-Ret-Occ-WD |  |  | 0 | 0 | 0 | 0 | 0 | 0 | 0 | 0.1 | 0.2 | 0.5 | 0.5 | 0.7 | 0.7 | 0.7 | 0.7 | 0.8 | 0.7 | 0.5 | 0.3 | 0.3 | 0 | 0 | 0 | 0 | 100 |  | 6.7
; | Retail |  |  |  | Sat | A90.1-C-Ret-Occ-Sat |  |  | 0 | 0 | 0 | 0 | 0 | 0 | 0 | 0.1 | 0.2 | 0.5 | 0.6 | 0.8 | 0.9 | 0.9 | 0.9 | 0.8 | 0.7 | 0.5 | 0.2 | 0.2 | 0 | 0 | 0 | 0 | 100 |  | 7.3
; |  |  |  |  | Sun | A90.1-C-Ret-Occ-Sun |  |  | 0 | 0 | 0 | 0 | 0 | 0 | 0 | 0 | 0 | 0.1 | 0.2 | 0.2 | 0.4 | 0.4 | 0.4 | 0.4 | 0.4 | 0.2 | 0 | 0 | 0 | 0 | 0 | 0 | 100 |  | 2.7
; |  |  | Lt |  | WD | A90.1-C-Ret-Lt-WD |  |  | 0.05 | 0.05 | 0.05 | 0.05 | 0.05 | 0.05 | 0.05 | 0.5 | 0.9 | 0.9 | 0.9 | 0.9 | 0.9 | 0.9 | 0.9 | 0.9 | 0.9 | 0.9 | 0.6 | 0.5 | 0.05 | 0.05 | 0.05 | 0.05 | 100 |  | 11.15
; |  |  |  |  | Sat | A90.1-C-Ret-Lt-Sat |  |  | 0.05 | 0.05 | 0.05 | 0.05 | 0.05 | 0.05 | 0.05 | 0.5 | 0.9 | 0.9 | 0.9 | 0.9 | 0.9 | 0.9 | 0.9 | 0.9 | 0.9 | 0.9 | 0.6 | 0.5 | 0.05 | 0.05 | 0.05 | 0.05 | 100 |  | 11.15
; |  |  |  |  | Sun | A90.1-C-Ret-Lt-Sun |  |  | 0.05 | 0.05 | 0.05 | 0.05 | 0.05 | 0.05 | 0.05 | 0.05 | 0.05 | 0.5 | 0.9 | 0.9 | 0.9 | 0.9 | 0.9 | 0.9 | 0.9 | 0.6 | 0.05 | 0.05 | 0.05 | 0.05 | 0.05 | 0.05 | 100 |  | 8.15
; |  |  | Plg |  | WD | A90.1-C-Ret-Plg-WD |  |  | 0.05 | 0.05 | 0.05 | 0.05 | 0.05 | 0.05 | 0.05 | 0.5 | 0.9 | 0.9 | 0.9 | 0.9 | 0.9 | 0.9 | 0.9 | 0.9 | 0.9 | 0.9 | 0.6 | 0.5 | 0.05 | 0.05 | 0.05 | 0.05 | 100 |  | 11.15
; |  |  |  |  | Sat | A90.1-C-Ret-Plg-Sat |  |  | 0.05 | 0.05 | 0.05 | 0.05 | 0.05 | 0.05 | 0.05 | 0.5 | 0.9 | 0.9 | 0.9 | 0.9 | 0.9 | 0.9 | 0.9 | 0.9 | 0.9 | 0.9 | 0.6 | 0.5 | 0.05 | 0.05 | 0.05 | 0.05 | 100 |  | 11.15
; |  |  |  |  | Sun | A90.1-C-Ret-Plg-Sun |  |  | 0.05 | 0.05 | 0.05 | 0.05 | 0.05 | 0.05 | 0.05 | 0.05 | 0.05 | 0.5 | 0.9 | 0.9 | 0.9 | 0.9 | 0.9 | 0.9 | 0.9 | 0.6 | 0.05 | 0.05 | 0.05 | 0.05 | 0.05 | 0.05 | 100 |  | 8.15
; |  |  | HW |  | WD | A90.1-C-Ret-HW-WD |  |  | 0.05 | 0.05 | 0.05 | 0.05 | 0.05 | 0.05 | 0.05 | 0.1 | 0.2 | 0.3 | 0.4 | 0.8 | 0.8 | 0.8 | 0.8 | 0.6 | 0.4 | 0.3 | 0.2 | 0.2 | 0.05 | 0.05 | 0.05 | 0.05 | 100 |  | 6.45
; |  |  |  |  | Sat | A90.1-C-Ret-HW-Sat |  |  | 0.05 | 0.05 | 0.05 | 0.05 | 0.05 | 0.05 | 0.05 | 0.1 | 0.2 | 0.3 | 0.5 | 0.9 | 0.9 | 0.9 | 0.9 | 0.7 | 0.5 | 0.3 | 0.2 | 0.2 | 0.05 | 0.05 | 0.05 | 0.05 | 100 |  | 7.15
; |  |  |  |  | Sun | A90.1-C-Ret-HW-Sun |  |  | 0.05 | 0.05 | 0.05 | 0.05 | 0.05 | 0.05 | 0.05 | 0.05 | 0.05 | 0.1 | 0.2 | 0.4 | 0.8 | 0.8 | 0.6 | 0.4 | 0.3 | 0.2 | 0.05 | 0.05 | 0.05 | 0.05 | 0.05 | 0.05 | 100 |  | 4.55
; | D-Sch |  | Occ |  | WD | A90.1-D-Sch-Occ-WD |  |  | 0 | 0 | 0 | 0 | 0 | 0 | 0 | 0.1 | 0.9 | 0.9 | 0.9 | 0.8 | 0.8 | 0.8 | 0.8 | 0.5 | 0.2 | 0.1 | 0.3 | 0.3 | 0.3 | 0.1 | 0 | 0 | 100 |  | 7.8
; | School |  |  |  | Sat | A90.1-D-Sch-Occ-Sat |  |  | 0 | 0 | 0 | 0 | 0 | 0 | 0 | 0 | 0 | 0 | 0 | 0 | 0 | 0 | 0 | 0 | 0 | 0 | 0 | 0 | 0 | 0 | 0 | 0 | 100 |  | 0
; |  |  |  |  | Sun | A90.1-D-Sch-Occ-Sun |  |  | 0 | 0 | 0 | 0 | 0 | 0 | 0 | 0 | 0 | 0 | 0 | 0 | 0 | 0 | 0 | 0 | 0 | 0 | 0 | 0 | 0 | 0 | 0 | 0 | 100 |  | 0
; |  |  | Lt |  | WD | A90.1-D-Sch-Lt-WD |  |  | 0.05 | 0.05 | 0.05 | 0.05 | 0.05 | 0.05 | 0.05 | 0.3 | 0.9 | 0.9 | 0.9 | 0.9 | 0.9 | 0.9 | 0.9 | 0.7 | 0.5 | 0.5 | 0.7 | 0.7 | 0.7 | 0.3 | 0.05 | 0.05 | 100 |  | 11.15
; |  |  |  |  | Sat | A90.1-D-Sch-Lt-Sat |  |  | 0.05 | 0.05 | 0.05 | 0.05 | 0.05 | 0.05 | 0.05 | 0.05 | 0.05 | 0.05 | 0.05 | 0.05 | 0.05 | 0.05 | 0.05 | 0.05 | 0.05 | 0.05 | 0.05 | 0.05 | 0.05 | 0.05 | 0.05 | 0.05 | 100 |  | 1.2
; |  |  |  |  | Sun | A90.1-D-Sch-Lt-Sun |  |  | 0.05 | 0.05 | 0.05 | 0.05 | 0.05 | 0.05 | 0.05 | 0.05 | 0.05 | 0.05 | 0.05 | 0.05 | 0.05 | 0.05 | 0.05 | 0.05 | 0.05 | 0.05 | 0.05 | 0.05 | 0.05 | 0.05 | 0.05 | 0.05 | 100 |  | 1.2
; |  |  | Plg |  | WD | A90.1-D-Sch-Plg-WD |  |  | 0.05 | 0.05 | 0.05 | 0.05 | 0.05 | 0.05 | 0.05 | 0.3 | 0.9 | 0.9 | 0.9 | 0.9 | 0.9 | 0.9 | 0.9 | 0.7 | 0.5 | 0.5 | 0.7 | 0.7 | 0.7 | 0.3 | 0.05 | 0.05 | 100 |  | 11.15
; |  |  |  |  | Sat | A90.1-D-Sch-Plg-Sat |  |  | 0.05 | 0.05 | 0.05 | 0.05 | 0.05 | 0.05 | 0.05 | 0.05 | 0.05 | 0.05 | 0.05 | 0.05 | 0.05 | 0.05 | 0.05 | 0.05 | 0.05 | 0.05 | 0.05 | 0.05 | 0.05 | 0.05 | 0.05 | 0.05 | 100 |  | 1.2
; |  |  |  |  | Sun | A90.1-D-Sch-Plg-Sun |  |  | 0.05 | 0.05 | 0.05 | 0.05 | 0.05 | 0.05 | 0.05 | 0.05 | 0.05 | 0.05 | 0.05 | 0.05 | 0.05 | 0.05 | 0.05 | 0.05 | 0.05 | 0.05 | 0.05 | 0.05 | 0.05 | 0.05 | 0.05 | 0.05 | 100 |  | 1.2
; |  |  | HW |  | WD | A90.1-D-Sch-HW-WD |  |  | 0.05 | 0.05 | 0.05 | 0.05 | 0.05 | 0.05 | 0.05 | 0.5 | 0.5 | 0.9 | 0.9 | 0.9 | 0.9 | 0.9 | 0.9 | 0.7 | 0.3 | 0.5 | 0.5 | 0.5 | 0.3 | 0.05 | 0.05 | 0.05 | 100 |  | 9.7
; |  |  |  |  | Sat | A90.1-D-Sch-HW-Sat |  |  | 0.05 | 0.05 | 0.05 | 0.05 | 0.05 | 0.05 | 0.05 | 0.05 | 0.05 | 0.05 | 0.05 | 0.05 | 0.05 | 0.05 | 0.05 | 0.05 | 0.05 | 0.05 | 0.05 | 0.05 | 0.05 | 0.05 | 0.05 | 0.05 | 100 |  | 1.2
; |  |  |  |  | Sun | A90.1-D-Sch-HW-Sun |  |  | 0.05 | 0.05 | 0.05 | 0.05 | 0.05 | 0.05 | 0.05 | 0.05 | 0.05 | 0.05 | 0.05 | 0.05 | 0.05 | 0.05 | 0.05 | 0.05 | 0.05 | 0.05 | 0.05 | 0.05 | 0.05 | 0.05 | 0.05 | 0.05 | 100 |  | 1.2
; | E-Whs |  | Occ |  | WD | A90.1-E-Whs-Occ-WD |  |  | 0 | 0 | 0 | 0 | 0 | 0 | 0 | 0.2 | 0.7 | 0.9 | 0.9 | 0.9 | 0.9 | 0.5 | 0.9 | 0.8 | 0.8 | 0.2 | 0 | 0 | 0 | 0 | 0 | 0 | 100 |  | 7.7
; | Warehouse |  |  |  | Sat | A90.1-E-Whs-Occ-Sat |  |  | 0 | 0 | 0 | 0 | 0 | 0 | 0 | 0 | 0.2 | 0.2 | 0.2 | 0.2 | 0.1 | 0.1 | 0.1 | 0.1 | 0 | 0 | 0 | 0 | 0 | 0 | 0 | 0 | 100 |  | 1.2
; |  |  |  |  | Sun | A90.1-E-Whs-Occ-Sun |  |  | 0 | 0 | 0 | 0 | 0 | 0 | 0 | 0 | 0 | 0 | 0 | 0 | 0 | 0 | 0 | 0 | 0 | 0 | 0 | 0 | 0 | 0 | 0 | 0 | 100 |  | 0
; |  |  | Lt |  | WD | A90.1-E-Whs-Lt-WD |  |  | 0.05 | 0.05 | 0.05 | 0.05 | 0.05 | 0.05 | 0.05 | 0.4 | 0.7 | 0.9 | 0.9 | 0.9 | 0.9 | 0.9 | 0.9 | 0.9 | 0.9 | 0.4 | 0.05 | 0.05 | 0.05 | 0.05 | 0.05 | 0.05 | 100 |  | 9.35
; |  |  |  |  | Sat | A90.1-E-Whs-Lt-Sat |  |  | 0.05 | 0.05 | 0.05 | 0.05 | 0.05 | 0.05 | 0.05 | 0.05 | 0.5 | 0.9 | 0.9 | 0.9 | 0.9 | 0.9 | 0.7 | 0.5 | 0.05 | 0.05 | 0.05 | 0.05 | 0.05 | 0.05 | 0.05 | 0.05 | 100 |  | 7
; |  |  |  |  | Sun | A90.1-E-Whs-Lt-Sun |  |  | 0.05 | 0.05 | 0.05 | 0.05 | 0.05 | 0.05 | 0.05 | 0.05 | 0.05 | 0.05 | 0.05 | 0.05 | 0.05 | 0.05 | 0.05 | 0.05 | 0.05 | 0.05 | 0.05 | 0.05 | 0.05 | 0.05 | 0.05 | 0.05 | 100 |  | 1.2
; |  |  | Plg |  | WD | A90.1-E-Whs-Plg-WD |  |  | 0.05 | 0.05 | 0.05 | 0.05 | 0.05 | 0.05 | 0.05 | 0.4 | 0.7 | 0.9 | 0.9 | 0.9 | 0.9 | 0.9 | 0.9 | 0.9 | 0.9 | 0.4 | 0.05 | 0.05 | 0.05 | 0.05 | 0.05 | 0.05 | 100 |  | 9.35
; |  |  |  |  | Sat | A90.1-E-Whs-Plg-Sat |  |  | 0.05 | 0.05 | 0.05 | 0.05 | 0.05 | 0.05 | 0.05 | 0.05 | 0.5 | 0.9 | 0.9 | 0.9 | 0.9 | 0.9 | 0.7 | 0.5 | 0.05 | 0.05 | 0.05 | 0.05 | 0.05 | 0.05 | 0.05 | 0.05 | 100 |  | 7
; |  |  |  |  | Sun | A90.1-E-Whs-Plg-Sun |  |  | 0.05 | 0.05 | 0.05 | 0.05 | 0.05 | 0.05 | 0.05 | 0.05 | 0.05 | 0.05 | 0.05 | 0.05 | 0.05 | 0.05 | 0.05 | 0.05 | 0.05 | 0.05 | 0.05 | 0.05 | 0.05 | 0.05 | 0.05 | 0.05 | 100 |  | 1.2
; |  |  | HW |  | WD | A90.1-E-Whs-HW-WD |  |  | 0.05 | 0.05 | 0.05 | 0.05 | 0.05 | 0.05 | 0.05 | 0.1 | 0.4 | 0.5 | 0.5 | 0.7 | 0.9 | 0.8 | 0.7 | 0.8 | 0.3 | 0.05 | 0.05 | 0.05 | 0.05 | 0.05 | 0.05 | 0.05 | 100 |  | 6.4
; |  |  |  |  | Sat | A90.1-E-Whs-HW-Sat |  |  | 0.05 | 0.05 | 0.05 | 0.05 | 0.05 | 0.05 | 0.05 | 0.05 | 0.05 | 0.2 | 0.2 | 0.4 | 0.2 | 0.2 | 0.2 | 0.05 | 0.05 | 0.05 | 0.05 | 0.05 | 0.05 | 0.05 | 0.05 | 0.05 | 100 |  | 2.3
; |  |  |  |  | Sun | A90.1-E-Whs-HW-Sun |  |  | 0.05 | 0.05 | 0.05 | 0.05 | 0.05 | 0.05 | 0.05 | 0.05 | 0.05 | 0.05 | 0.05 | 0.05 | 0.05 | 0.05 | 0.05 | 0.05 | 0.05 | 0.05 | 0.05 | 0.05 | 0.05 | 0.05 | 0.05 | 0.05 | 100 |  | 1.2
; | F-Htl |  | Occ |  | WD | A90.1-F-Htl-Occ-WD |  |  | 0.9 | 0.9 | 0.9 | 0.9 | 0.9 | 0.9 | 0.7 | 0.4 | 0.4 | 0.2 | 0.2 | 0.2 | 0.2 | 0.2 | 0.2 | 0.3 | 0.5 | 0.5 | 0.5 | 0.7 | 0.7 | 0.8 | 0.9 | 0.9 | 100 |  | 13.9
; | Hotel/Motel |  |  |  | Sat | A90.1-F-Htl-Occ-Sat |  |  | 0.9 | 0.9 | 0.9 | 0.9 | 0.9 | 0.9 | 0.7 | 0.5 | 0.5 | 0.3 | 0.3 | 0.3 | 0.3 | 0.3 | 0.3 | 0.3 | 0.3 | 0.5 | 0.6 | 0.6 | 0.6 | 0.7 | 0.7 | 0.7 | 100 |  | 13.9
; |  |  |  |  | Sun | A90.1-F-Htl-Occ-Sun |  |  | 0.7 | 0.7 | 0.7 | 0.7 | 0.7 | 0.7 | 0.7 | 0.7 | 0.5 | 0.5 | 0.5 | 0.3 | 0.3 | 0.2 | 0.2 | 0.2 | 0.3 | 0.4 | 0.4 | 0.6 | 0.6 | 0.8 | 0.8 | 0.8 | 100 |  | 13
; |  |  | Lt |  | WD | A90.1-F-Htl-Lt-WD |  |  | 0.2 | 0.2 | 0.1 | 0.1 | 0.1 | 0.2 | 0.4 | 0.5 | 0.4 | 0.4 | 0.3 | 0.2 | 0.2 | 0.2 | 0.2 | 0.2 | 0.2 | 0.2 | 0.6 | 0.8 | 0.9 | 0.8 | 0.6 | 0.3 | 100 |  | 8.3
; |  |  |  |  | Sat | A90.1-F-Htl-Lt-Sat |  |  | 0.2 | 0.2 | 0.1 | 0.1 | 0.1 | 0.1 | 0.3 | 0.3 | 0.4 | 0.4 | 0.3 | 0.2 | 0.2 | 0.2 | 0.2 | 0.2 | 0.2 | 0.2 | 0.6 | 0.7 | 0.7 | 0.7 | 0.6 | 0.3 | 100 |  | 7.5
; |  |  |  |  | Sun | A90.1-F-Htl-Lt-Sun |  |  | 0.3 | 0.3 | 0.2 | 0.2 | 0.2 | 0.2 | 0.3 | 0.4 | 0.4 | 0.3 | 0.3 | 0.3 | 0.3 | 0.2 | 0.2 | 0.2 | 0.2 | 0.2 | 0.5 | 0.7 | 0.8 | 0.6 | 0.5 | 0.3 | 100 |  | 8.1
; |  |  | Plg |  | WD | A90.1-F-Htl-Plg-WD |  |  | 0.2 | 0.2 | 0.1 | 0.1 | 0.1 | 0.2 | 0.4 | 0.5 | 0.4 | 0.4 | 0.3 | 0.2 | 0.2 | 0.2 | 0.2 | 0.2 | 0.2 | 0.2 | 0.6 | 0.8 | 0.9 | 0.8 | 0.6 | 0.3 | 100 |  | 8.3
; |  |  |  |  | Sat | A90.1-F-Htl-Plg-Sat |  |  | 0.2 | 0.2 | 0.1 | 0.1 | 0.1 | 0.1 | 0.3 | 0.3 | 0.4 | 0.4 | 0.3 | 0.2 | 0.2 | 0.2 | 0.2 | 0.2 | 0.2 | 0.2 | 0.6 | 0.7 | 0.7 | 0.7 | 0.6 | 0.3 | 100 |  | 7.5
; |  |  |  |  | Sun | A90.1-F-Htl-Plg-Sun |  |  | 0.3 | 0.3 | 0.2 | 0.2 | 0.2 | 0.2 | 0.3 | 0.4 | 0.4 | 0.3 | 0.3 | 0.3 | 0.3 | 0.2 | 0.2 | 0.2 | 0.2 | 0.2 | 0.5 | 0.7 | 0.8 | 0.6 | 0.5 | 0.3 | 100 |  | 8.1
; |  |  | HW |  | WD | A90.1-F-Htl-HW-WD |  |  | 0.3 | 0.2 | 0.1 | 0.1 | 0.2 | 0.4 | 0.6 | 0.9 | 0.7 | 0.5 | 0.5 | 0.4 | 0.5 | 0.4 | 0.3 | 0.3 | 0.3 | 0.3 | 0.5 | 0.7 | 0.7 | 0.7 | 0.7 | 0.5 | 100 |  | 10.8
; |  |  |  |  | Sat | A90.1-F-Htl-HW-Sat |  |  | 0.3 | 0.2 | 0.1 | 0.1 | 0.2 | 0.4 | 0.5 | 0.8 | 0.6 | 0.5 | 0.5 | 0.5 | 0.5 | 0.5 | 0.4 | 0.3 | 0.3 | 0.3 | 0.5 | 0.7 | 0.7 | 0.7 | 0.7 | 0.5 | 100 |  | 10.8
; |  |  |  |  | Sun | A90.1-F-Htl-HW-Sun |  |  | 0.3 | 0.2 | 0.1 | 0.1 | 0.2 | 0.4 | 0.4 | 0.6 | 0.9 | 0.7 | 0.5 | 0.5 | 0.5 | 0.4 | 0.3 | 0.3 | 0.3 | 0.3 | 0.4 | 0.6 | 0.6 | 0.6 | 0.6 | 0.5 | 100 |  | 10.3
; | G-MFm |  | Occ |  | WD | A90.1-G-MFm-Occ-WD |  |  | 0.9 | 0.9 | 0.9 | 0.9 | 0.9 | 0.9 | 0.7 | 0.4 | 0.3 | 0.3 | 0.3 | 0.3 | 0.3 | 0.3 | 0.3 | 0.3 | 0.5 | 0.9 | 0.9 | 0.9 | 0.9 | 0.9 | 0.9 | 0.9 | 100 |  | 15.7
; | Mult-Family |  |  |  | Sat | A90.1-G-MFm-Occ-Sat |  |  | 0.9 | 0.9 | 0.9 | 0.9 | 0.9 | 0.9 | 0.7 | 0.5 | 0.5 | 0.5 | 0.5 | 0.5 | 0.5 | 0.5 | 0.5 | 0.5 | 0.7 | 0.9 | 0.9 | 0.9 | 0.9 | 0.9 | 0.9 | 0.9 | 100 |  | 17.6
; |  |  |  |  | Sun | A90.1-G-MFm-Occ-Sun |  |  | 0.9 | 0.9 | 0.9 | 0.9 | 0.9 | 0.9 | 0.7 | 0.5 | 0.5 | 0.5 | 0.5 | 0.5 | 0.5 | 0.5 | 0.5 | 0.5 | 0.7 | 0.9 | 0.9 | 0.9 | 0.9 | 0.9 | 0.9 | 0.9 | 100 |  | 17.6
; |  |  | Lt |  | WD | A90.1-G-MFm-Lt-WD |  |  | 0 | 0 | 0 | 0 | 0 | 0.2 | 0.5 | 0.5 | 0 | 0 | 0 | 0 | 0 | 0 | 0 | 0 | 0 | 0 | 0.9 | 0.9 | 0.9 | 0.8 | 0.6 | 0.3 | 100 |  | 5.6
; |  |  |  |  | Sat | A90.1-G-MFm-Lt-Sat |  |  | 0 | 0 | 0 | 0 | 0 | 0.2 | 0.5 | 0.5 | 0 | 0 | 0 | 0 | 0 | 0 | 0 | 0 | 0 | 0 | 0.9 | 0.9 | 0.9 | 0.8 | 0.6 | 0.3 | 100 |  | 5.6
; |  |  |  |  | Sun | A90.1-G-MFm-Lt-Sun |  |  | 0 | 0 | 0 | 0 | 0 | 0.2 | 0.5 | 0.5 | 0 | 0 | 0 | 0 | 0 | 0 | 0 | 0 | 0 | 0 | 0.9 | 0.9 | 0.9 | 0.8 | 0.6 | 0.3 | 100 |  | 5.6
; |  |  | Plg |  | WD | A90.1-G-MFm-Plg-WD |  |  | 0.2 | 0.2 | 0.2 | 0.2 | 0.2 | 0.2 | 0.8 | 0.8 | 0.4 | 0.4 | 0.4 | 0.4 | 0.4 | 0.4 | 0.4 | 0.5 | 0.2 | 0.9 | 0.9 | 0.7 | 0.5 | 0.5 | 0.5 | 0.3 | 100 |  | 10.6
; |  |  |  |  | Sat | A90.1-G-MFm-Plg-Sat |  |  | 0.2 | 0.2 | 0.2 | 0.2 | 0.2 | 0.2 | 0.8 | 0.8 | 0.4 | 0.4 | 0.4 | 0.4 | 0.4 | 0.4 | 0.4 | 0.5 | 0.2 | 0.9 | 0.9 | 0.7 | 0.5 | 0.5 | 0.5 | 0.3 | 100 |  | 10.6
; |  |  |  |  | Sun | A90.1-G-MFm-Plg-Sun |  |  | 0.2 | 0.2 | 0.2 | 0.2 | 0.2 | 0.2 | 0.8 | 0.8 | 0.4 | 0.4 | 0.4 | 0.4 | 0.4 | 0.4 | 0.4 | 0.5 | 0.2 | 0.9 | 0.9 | 0.7 | 0.5 | 0.5 | 0.5 | 0.3 | 100 |  | 10.6
; |  |  | HW |  | WD | A90.1-G-MFm-HW-WD |  |  | 0.05 | 0.05 | 0.05 | 0.05 | 0.05 | 0.2 | 0.8 | 0.7 | 0.5 | 0.4 | 0.2 | 0.2 | 0.2 | 0.3 | 0.5 | 0.5 | 0.7 | 0.7 | 0.4 | 0.4 | 0.2 | 0.2 | 0.1 | 0.1 | 100 |  | 7.55
; |  |  |  |  | Sat | A90.1-G-MFm-HW-Sat |  |  | 0.05 | 0.05 | 0.05 | 0.05 | 0.05 | 0.05 | 0.2 | 0.5 | 0.5 | 0.5 | 0.3 | 0.3 | 0.3 | 0.3 | 0.7 | 0.9 | 0.7 | 0.7 | 0.6 | 0.5 | 0.4 | 0.3 | 0.2 | 0.1 | 100 |  | 8.3
; |  |  |  |  | Sun | A90.1-G-MFm-HW-Sun |  |  | 0.05 | 0.05 | 0.05 | 0.05 | 0.05 | 0.05 | 0.05 | 0.2 | 0.3 | 0.3 | 0.2 | 0.2 | 0.3 | 0.4 | 0.5 | 0.6 | 0.7 | 0.4 | 0.3 | 0.2 | 0.2 | 0.2 | 0.2 | 0.1 | 100 |  | 5.65
; | H-24 |  | Occ |  | WD | A90.1-H-24-Occ-WD |  |  | 0.9 | 0.9 | 0.9 | 0.9 | 0.9 | 0.9 | 0.9 | 0.9 | 0.9 | 0.9 | 0.9 | 0.9 | 0.9 | 0.9 | 0.9 | 0.9 | 0.9 | 0.9 | 0.9 | 0.9 | 0.9 | 0.9 | 0.9 | 0.9 | 100 |  | 21.6
; | 24hrOper |  |  |  | Sat | A90.1-H-24-Occ-Sat |  |  | 0.9 | 0.9 | 0.9 | 0.9 | 0.9 | 0.9 | 0.9 | 0.9 | 0.9 | 0.9 | 0.9 | 0.9 | 0.9 | 0.9 | 0.9 | 0.9 | 0.9 | 0.9 | 0.9 | 0.9 | 0.9 | 0.9 | 0.9 | 0.9 | 100 |  | 21.6
; |  |  |  |  | Sun | A90.1-H-24-Occ-Sun |  |  | 0.9 | 0.9 | 0.9 | 0.9 | 0.9 | 0.9 | 0.9 | 0.9 | 0.9 | 0.9 | 0.9 | 0.9 | 0.9 | 0.9 | 0.9 | 0.9 | 0.9 | 0.9 | 0.9 | 0.9 | 0.9 | 0.9 | 0.9 | 0.9 | 100 |  | 21.6
; |  |  | Lt |  | WD | A90.1-H-24-Lt-WD |  |  | 0.9 | 0.9 | 0.9 | 0.9 | 0.9 | 0.9 | 0.9 | 0.9 | 0.9 | 0.9 | 0.9 | 0.9 | 0.9 | 0.9 | 0.9 | 0.9 | 0.9 | 0.9 | 0.9 | 0.9 | 0.9 | 0.9 | 0.9 | 0.9 | 100 |  | 21.6
; |  |  |  |  | Sat | A90.1-H-24-Lt-Sat |  |  | 0.9 | 0.9 | 0.9 | 0.9 | 0.9 | 0.9 | 0.9 | 0.9 | 0.9 | 0.9 | 0.9 | 0.9 | 0.9 | 0.9 | 0.9 | 0.9 | 0.9 | 0.9 | 0.9 | 0.9 | 0.9 | 0.9 | 0.9 | 0.9 | 100 |  | 21.6
; |  |  |  |  | Sun | A90.1-H-24-Lt-Sun |  |  | 0.9 | 0.9 | 0.9 | 0.9 | 0.9 | 0.9 | 0.9 | 0.9 | 0.9 | 0.9 | 0.9 | 0.9 | 0.9 | 0.9 | 0.9 | 0.9 | 0.9 | 0.9 | 0.9 | 0.9 | 0.9 | 0.9 | 0.9 | 0.9 | 100 |  | 21.6
; |  |  | Plg |  | WD | A90.1-H-24-Plg-WD |  |  | 0.9 | 0.9 | 0.9 | 0.9 | 0.9 | 0.9 | 0.9 | 0.9 | 0.9 | 0.9 | 0.9 | 0.9 | 0.9 | 0.9 | 0.9 | 0.9 | 0.9 | 0.9 | 0.9 | 0.9 | 0.9 | 0.9 | 0.9 | 0.9 | 100 |  | 21.6
; |  |  |  |  | Sat | A90.1-H-24-Plg-Sat |  |  | 0.9 | 0.9 | 0.9 | 0.9 | 0.9 | 0.9 | 0.9 | 0.9 | 0.9 | 0.9 | 0.9 | 0.9 | 0.9 | 0.9 | 0.9 | 0.9 | 0.9 | 0.9 | 0.9 | 0.9 | 0.9 | 0.9 | 0.9 | 0.9 | 100 |  | 21.6
; |  |  |  |  | Sun | A90.1-H-24-Plg-Sun |  |  | 0.9 | 0.9 | 0.9 | 0.9 | 0.9 | 0.9 | 0.9 | 0.9 | 0.9 | 0.9 | 0.9 | 0.9 | 0.9 | 0.9 | 0.9 | 0.9 | 0.9 | 0.9 | 0.9 | 0.9 | 0.9 | 0.9 | 0.9 | 0.9 | 100 |  | 21.6
; |  |  | HW |  | WD | A90.1-H-24-HW-WD |  |  | 0.9 | 0.9 | 0.9 | 0.9 | 0.9 | 0.9 | 0.9 | 0.9 | 0.9 | 0.9 | 0.9 | 0.9 | 0.9 | 0.9 | 0.9 | 0.9 | 0.9 | 0.9 | 0.9 | 0.9 | 0.9 | 0.9 | 0.9 | 0.9 | 100 |  | 21.6
; |  |  |  |  | Sat | A90.1-H-24-HW-Sat |  |  | 0.9 | 0.9 | 0.9 | 0.9 | 0.9 | 0.9 | 0.9 | 0.9 | 0.9 | 0.9 | 0.9 | 0.9 | 0.9 | 0.9 | 0.9 | 0.9 | 0.9 | 0.9 | 0.9 | 0.9 | 0.9 | 0.9 | 0.9 | 0.9 | 100 |  | 21.6
; |  |  |  |  | Sun | A90.1-H-24-HW-Sun |  |  | 0.9 | 0.9 | 0.9 | 0.9 | 0.9 | 0.9 | 0.9 | 0.9 | 0.9 | 0.9 | 0.9 | 0.9 | 0.9 | 0.9 | 0.9 | 0.9 | 0.9 | 0.9 | 0.9 | 0.9 | 0.9 | 0.9 | 0.9 | 0.9 | 100 |  | 21.6
; | I-Int |  | Occ |  | WD | A90.1-I-Int-Occ-WD |  |  | 0 | 0 | 0 | 0 | 0 | 0 | 0 | 0 | 0 | 0 | 0 | 0 | 0 | 0 | 0.1 | 0.1 | 0.1 | 0.4 | 0.8 | 0.8 | 0.8 | 0.6 | 0.4 | 0.1 | 100 |  | 4.2
; | Intermittent |  |  |  | Sat | A90.1-I-Int-Occ-Sat |  |  | 0 | 0 | 0 | 0 | 0 | 0 | 0 | 0 | 0 | 0.1 | 0.1 | 0.1 | 0.4 | 0.6 | 0.8 | 0.6 | 0.4 | 0.2 | 0.4 | 0.8 | 0.8 | 0.6 | 0.4 | 0.1 | 100 |  | 6.4
; |  |  |  |  | Sun | A90.1-I-Int-Occ-Sun |  |  | 0 | 0 | 0 | 0 | 0 | 0 | 0 | 0.2 | 0.4 | 0.8 | 0.8 | 0.4 | 0.2 | 0 | 0 | 0 | 0 | 0 | 0 | 0 | 0 | 0 | 0 | 0 | 100 |  | 2.8
; |  |  | Lt |  | WD | A90.1-I-Int-Lt-WD |  |  | 0.05 | 0.05 | 0.05 | 0.05 | 0.05 | 0.05 | 0.05 | 0.05 | 0.05 | 0.05 | 0.05 | 0.05 | 0.05 | 0.05 | 0.5 | 0.5 | 0.5 | 0.8 | 0.9 | 0.9 | 0.9 | 0.9 | 0.9 | 0.5 | 100 |  | 8
; |  |  |  |  | Sat | A90.1-I-Int-Lt-Sat |  |  | 0.05 | 0.05 | 0.05 | 0.05 | 0.05 | 0.05 | 0.05 | 0.05 | 0.05 | 0.5 | 0.5 | 0.5 | 0.8 | 0.9 | 0.9 | 0.9 | 0.8 | 0.6 | 0.8 | 0.9 | 0.9 | 0.9 | 0.9 | 0.5 | 100 |  | 11.75
; |  |  |  |  | Sun | A90.1-I-Int-Lt-Sun |  |  | 0.05 | 0.05 | 0.05 | 0.05 | 0.05 | 0.05 | 0.05 | 0.5 | 0.9 | 0.9 | 0.9 | 0.9 | 0.5 | 0.05 | 0.05 | 0.05 | 0.05 | 0.05 | 0.05 | 0.05 | 0.05 | 0.05 | 0.05 | 0.05 | 100 |  | 5.5
; |  |  | Plg |  | WD | A90.1-I-Int-Plg-WD |  |  | 0.1 | 0.1 | 0.1 | 0.1 | 0.1 | 0.1 | 0.1 | 0.1 | 0.1 | 0.1 | 0.1 | 0.1 | 0.1 | 0.1 | 0.2 | 0.2 | 0.2 | 0.8 | 0.8 | 0.8 | 0.8 | 0.8 | 0.8 | 0.1 | 100 |  | 6.9
; |  |  |  |  | Sat | A90.1-I-Int-Plg-Sat |  |  | 0.1 | 0.1 | 0.1 | 0.1 | 0.1 | 0.1 | 0.1 | 0.1 | 0.1 | 0.2 | 0.2 | 0.2 | 0.8 | 0.8 | 0.8 | 0.8 | 0.8 | 0.8 | 0.8 | 0.8 | 0.8 | 0.8 | 0.8 | 0.1 | 100 |  | 10.4
; |  |  |  |  | Sun | A90.1-I-Int-Plg-Sun |  |  | 0.1 | 0.1 | 0.1 | 0.1 | 0.1 | 0.1 | 0.1 | 0.8 | 0.8 | 0.8 | 0.8 | 0.8 | 0.2 | 0.1 | 0.1 | 0.1 | 0.1 | 0.1 | 0.1 | 0.1 | 0.1 | 0.1 | 0.1 | 0.1 | 100 |  | 6
; |  |  | HW |  | WD | A90.1-I-Int-HW-WD |  |  | 0.05 | 0.05 | 0.05 | 0.05 | 0.05 | 0.05 | 0.05 | 0.05 | 0.05 | 0.05 | 0.05 | 0.05 | 0.05 | 0.05 | 0.2 | 0.2 | 0.2 | 0.4 | 0.9 | 0.9 | 0.9 | 0.8 | 0.6 | 0.2 | 100 |  | 6
; |  |  |  |  | Sat | A90.1-I-Int-HW-Sat |  |  | 0.05 | 0.05 | 0.05 | 0.05 | 0.05 | 0.05 | 0.05 | 0.05 | 0.05 | 0.2 | 0.2 | 0.2 | 0.4 | 0.8 | 0.9 | 0.8 | 0.6 | 0.4 | 0.4 | 0.9 | 0.9 | 0.8 | 0.6 | 0.2 | 100 |  | 8.75
; |  |  |  |  | Sun | A90.1-I-Int-HW-Sun |  |  | 0.05 | 0.05 | 0.05 | 0.05 | 0.05 | 0.05 | 0.05 | 0.1 | 0.2 | 0.4 | 0.4 | 0.2 | 0.1 | 0.05 | 0.05 | 0.05 | 0.05 | 0.05 | 0.05 | 0.05 | 0.05 | 0.05 | 0.05 | 0.05 | 100 |  | 2.3
;
;
;
; | Advanced Buildings Lighting Schedules | [7 empty] | 2: kjm - 12/4/06 rev 12/20/06, rev 1/23/07 |  |  | Full
; | Advanced Buildings Office Complete Schedules | [7 empty] | 2: kjm - 8/4/07 - added equipment and occupancy schedules for offices
; | [32 empty] | % |  | Load
; | Category |  | Enduse |  | Day | Profile ID |  |  | 1 | 2 | 3 | 4 | 5 | 6 | 7 | 8 | 9 | 10 | 11 | 12 | 13 | 14 | 15 | 16 | 17 | 18 | 19 | 20 | 21 | 22 | 23 | 24 | Mult |  | Hrs
; | Off |  | Lt-90101 |  | WD | AdvBldg-Off-Lt-90101-WD |  |  | 0.3 | 0.3 | 0.3 | 0.3 | 0.3 | 0.3 | 0.3 | 0.8 | 0.9 | 0.9 | 0.9 | 0.9 | 0.9 | 0.9 | 0.9 | 0.9 | 0.8 | 0.51 | 0.3 | 0.3 | 0.3 | 0.3 | 0.3 | 0.3 | 100 |  | 13.21
; |  |  | Lt-90101 |  | Sat | AdvBldg-Off-Lt-90101-Sat |  |  | 0.3 | 0.3 | 0.3 | 0.3 | 0.3 | 0.3 | 0.3 | 0.3 | 0.5 | 0.5 | 0.5 | 0.5 | 0.35 | 0.35 | 0.35 | 0.35 | 0.35 | 0.3 | 0.3 | 0.3 | 0.3 | 0.3 | 0.3 | 0.3 | 100 |  | 8.25
; |  |  | Lt-90101 |  | Sun | AdvBldg-Off-Lt-90101-Sun |  |  | 0.3 | 0.3 | 0.3 | 0.3 | 0.3 | 0.3 | 0.3 | 0.3 | 0.3 | 0.3 | 0.3 | 0.3 | 0.3 | 0.3 | 0.3 | 0.3 | 0.3 | 0.3 | 0.3 | 0.3 | 0.3 | 0.3 | 0.3 | 0.3 | 100 |  | 7.2
; |  |  | Lt-90104 |  | WD | AdvBldg-Off-Lt-90104-WD |  |  | 0.2592 | 0.2592 | 0.2592 | 0.2592 | 0.2592 | 0.2592 | 0.2592 | 0.7592 | 0.8541 | 0.8541 | 0.8541 | 0.8541 | 0.8541 | 0.8541 | 0.8541 | 0.8541 | 0.7592 | 0.48399 | 0.2592 | 0.2592 | 0.2592 | 0.2592 | 0.2592 | 0.2592 | 100 |  | 12.2048
; |  |  | Lt-90104 |  | Sat | AdvBldg-Off-Lt-90104-Sat |  |  | 0.2592 | 0.2592 | 0.2592 | 0.2592 | 0.2592 | 0.2592 | 0.2592 | 0.2592 | 0.4745 | 0.4745 | 0.4745 | 0.4745 | 0.33215 | 0.33215 | 0.33215 | 0.33215 | 0.33215 | 0.2592 | 0.2592 | 0.2592 | 0.2592 | 0.2592 | 0.2592 | 0.2592 | 100 |  | 7.4467
; |  |  | Lt-90104 |  | Sun | AdvBldg-Off-Lt-90104-Sun |  |  | 0.2592 | 0.2592 | 0.2592 | 0.2592 | 0.2592 | 0.2592 | 0.2592 | 0.2592 | 0.2592 | 0.2592 | 0.2592 | 0.2592 | 0.2592 | 0.2592 | 0.2592 | 0.2592 | 0.2592 | 0.2592 | 0.2592 | 0.2592 | 0.2592 | 0.2592 | 0.2592 | 0.2592 | 100 |  | 6.2208
; |  |  | Lt-OS |  | WD | AdvBldg-Off-Lt-OS-WD |  |  | 0.2364 | 0.2364 | 0.2364 | 0.2364 | 0.2364 | 0.2364 | 0.2364 | 0.7364 | 0.82845 | 0.82845 | 0.82845 | 0.82845 | 0.82845 | 0.82845 | 0.82845 | 0.82845 | 0.7364 | 0.46946 | 0.2364 | 0.2364 | 0.2364 | 0.2364 | 0.2364 | 0.2364 | 100 |  | 11.6431
; |  |  | Lt-OS |  | Sat | AdvBldg-Off-Lt-OS-Sat |  |  | 0.2364 | 0.2364 | 0.2364 | 0.2364 | 0.2364 | 0.2364 | 0.2364 | 0.2364 | 0.46025 | 0.46025 | 0.46025 | 0.46025 | 0.32217 | 0.32217 | 0.32217 | 0.32217 | 0.32217 | 0.2364 | 0.2364 | 0.2364 | 0.2364 | 0.2364 | 0.2364 | 0.2364 | 100 |  | 6.9979
; |  |  | Lt-OS |  | Sun | AdvBldg-Off-Lt-OS-Sun |  |  | 0.2364 | 0.2364 | 0.2364 | 0.2364 | 0.2364 | 0.2364 | 0.2364 | 0.2364 | 0.2364 | 0.2364 | 0.2364 | 0.2364 | 0.2364 | 0.2364 | 0.2364 | 0.2364 | 0.2364 | 0.2364 | 0.2364 | 0.2364 | 0.2364 | 0.2364 | 0.2364 | 0.2364 | 100 |  | 5.6736
; |  |  | Plg |  | WD | AdvBldg-Off-Plg-WD |  |  | 0.4 | 0.4 | 0.4 | 0.4 | 0.4 | 0.4 | 0.5 | 0.8 | 0.9 | 0.9 | 0.9 | 0.9 | 0.9 | 0.9 | 0.9 | 0.9 | 0.9 | 0.5 | 0.4 | 0.4 | 0.4 | 0.4 | 0.4 | 0.4 | 100 |  | 14.7
; |  |  | Plg |  | Sat | AdvBldg-Off-Plg-Sat |  |  | 0.4 | 0.4 | 0.4 | 0.4 | 0.4 | 0.4 | 0.4 | 0.4 | 0.6 | 0.6 | 0.6 | 0.6 | 0.6 | 0.5 | 0.4 | 0.4 | 0.4 | 0.4 | 0.4 | 0.4 | 0.4 | 0.4 | 0.4 | 0.4 | 100 |  | 10.7
; |  |  | Plg |  | Sun | AdvBldg-Off-Plg-Sun |  |  | 0.4 | 0.4 | 0.4 | 0.4 | 0.4 | 0.4 | 0.4 | 0.4 | 0.4 | 0.4 | 0.4 | 0.4 | 0.4 | 0.4 | 0.4 | 0.4 | 0.4 | 0.4 | 0.4 | 0.4 | 0.4 | 0.4 | 0.4 | 0.4 | 100 |  | 9.6
; |  |  | Occ |  | WD | AdvBldg-Off-Occ-WD |  |  | 0 | 0 | 0 | 0 | 0 | 0 | 0.1 | 0.7 | 0.9 | 0.9 | 0.9 | 0.5 | 0.5 | 0.9 | 0.9 | 0.9 | 0.7 | 0.3 | 0.1 | 0.1 | 0.1 | 0.1 | 0 | 0 | 100 |  | 8.6
; |  |  | Occ |  | Sat | AdvBldg-Off-Occ-Sat |  |  | 0 | 0 | 0 | 0 | 0 | 0 | 0.1 | 0.7 | 0.9 | 0.9 | 0.9 | 0.5 | 0.5 | 0.9 | 0.9 | 0.9 | 0.7 | 0.3 | 0.1 | 0.1 | 0.1 | 0.1 | 0 | 0 | 100 |  | 8.6
; |  |  | Occ |  | Sun | AdvBldg-Off-Occ-Sun |  |  | 0 | 0 | 0 | 0 | 0 | 0 | 0 | 0 | 0 | 0 | 0 | 0 | 0 | 0 | 0 | 0 | 0 | 0 | 0 | 0 | 0 | 0 | 0 | 0 | 100 |  | 0
; | Sch |  | Lt-Base |  | WD | AdvBldg-Sch-Lt-Base-WD |  |  | 0.057465 | 0.057465 | 0.057465 | 0.057465 | 0.057465 | 0.057465 | 0.071831 | 0.325 | 0.9 | 0.9 | 0.9 | 0.9 | 0.9 | 0.9 | 0.9 | 0.71 | 0.515 | 0.57465 | 0.78152 | 0.78152 | 0.77003 | 0.3333 | 0.057465 | 0.057465 | 100 |  | 11.6226
; |  |  | Lt-Base |  | Sat | AdvBldg-Sch-Lt-Base-Sat |  |  | 0.072132 | 0.072132 | 0.072132 | 0.072132 | 0.072132 | 0.072132 | 0.072132 | 0.072132 | 0.072132 | 0.072132 | 0.072132 | 0.072132 | 0.072132 | 0.072132 | 0.072132 | 0.072132 | 0.072132 | 0.072132 | 0.072132 | 0.072132 | 0.072132 | 0.072132 | 0.072132 | 0.072132 | 100 |  | 1.7312
; |  |  | Lt-Base |  | Sun | AdvBldg-Sch-Lt-Base-Sun |  |  | 0.072132 | 0.072132 | 0.072132 | 0.072132 | 0.072132 | 0.072132 | 0.072132 | 0.072132 | 0.072132 | 0.072132 | 0.072132 | 0.072132 | 0.072132 | 0.072132 | 0.072132 | 0.072132 | 0.072132 | 0.072132 | 0.072132 | 0.072132 | 0.072132 | 0.072132 | 0.072132 | 0.072132 | 100 |  | 1.7312
; |  |  | Lt-Base |  | Hol | AdvBldg-Sch-Lt-Base-Hol |  |  | 0.072132 | 0.072132 | 0.072132 | 0.072132 | 0.072132 | 0.072132 | 0.072132 | 0.072132 | 0.072132 | 0.072132 | 0.072132 | 0.072132 | 0.072132 | 0.072132 | 0.072132 | 0.072132 | 0.072132 | 0.072132 | 0.072132 | 0.072132 | 0.072132 | 0.072132 | 0.072132 | 0.072132 | 100 |  | 1.7312
; |  |  | Lt-Base |  | Closed | AdvBldg-Sch-Lt-Base-Closed |  |  | 0.05 | 0.05 | 0.05 | 0.05 | 0.05 | 0.05 | 0.05 | 0.05 | 0.05 | 0.05 | 0.05 | 0.05 | 0.05 | 0.05 | 0.05 | 0.05 | 0.05 | 0.05 | 0.05 | 0.05 | 0.05 | 0.05 | 0.05 | 0.05 | 100 |  | 1.2
; |  |  | Lt-OS |  | WD | AdvBldg-Sch-Lt-OS-WD |  |  | 0.05 | 0.05 | 0.05 | 0.05 | 0.05 | 0.05 | 0.0625 | 0.30095 | 0.8334 | 0.8334 | 0.8334 | 0.8334 | 0.8334 | 0.8334 | 0.8334 | 0.65746 | 0.47689 | 0.5 | 0.68 | 0.68 | 0.67 | 0.29 | 0.05 | 0.05 | 100 |  | 10.5516
; |  |  | Lt-OS |  | Sat | AdvBldg-Sch-Lt-OS-Sat |  |  | 0.05 | 0.05 | 0.05 | 0.05 | 0.05 | 0.05 | 0.05 | 0.05 | 0.05 | 0.05 | 0.05 | 0.05 | 0.05 | 0.05 | 0.05 | 0.05 | 0.05 | 0.05 | 0.05 | 0.05 | 0.05 | 0.05 | 0.05 | 0.05 | 100 |  | 1.2
; |  |  | Lt-OS |  | Sun | AdvBldg-Sch-Lt-OS-Sun |  |  | 0.05 | 0.05 | 0.05 | 0.05 | 0.05 | 0.05 | 0.05 | 0.05 | 0.05 | 0.05 | 0.05 | 0.05 | 0.05 | 0.05 | 0.05 | 0.05 | 0.05 | 0.05 | 0.05 | 0.05 | 0.05 | 0.05 | 0.05 | 0.05 | 100 |  | 1.2
; |  |  | Lt-OS |  | Hol | AdvBldg-Sch-Lt-OS-Hol |  |  | 0.05 | 0.05 | 0.05 | 0.05 | 0.05 | 0.05 | 0.05 | 0.05 | 0.05 | 0.05 | 0.05 | 0.05 | 0.05 | 0.05 | 0.05 | 0.05 | 0.05 | 0.05 | 0.05 | 0.05 | 0.05 | 0.05 | 0.05 | 0.05 | 100 |  | 1.2
; |  |  | Lt-OS |  | Closed | AdvBldg-Sch-Lt-OS-Closed |  |  | 0.05 | 0.05 | 0.05 | 0.05 | 0.05 | 0.05 | 0.05 | 0.05 | 0.05 | 0.05 | 0.05 | 0.05 | 0.05 | 0.05 | 0.05 | 0.05 | 0.05 | 0.05 | 0.05 | 0.05 | 0.05 | 0.05 | 0.05 | 0.05 | 100 |  | 1.2
;
;
;
; | ASHRAE 90.2 / Title24 ACM SCHEDULES | [33 empty] | Full | bar: 1
; | [32 empty] | % |  | Load
; | Category |  | Enduse |  | Day | Profile ID |  |  | 1 | 2 | 3 | 4 | 5 | 6 | 7 | 8 | 9 | 10 | 11 | 12 | 13 | 14 | 15 | 16 | 17 | 18 | 19 | 20 | 21 | 22 | 23 | 24 | Mult |  | Hrs
; | Res |  | Occ |  | WD | ACM-Res-Occ-WD |  |  | 0.38 | 0.34 | 0.33 | 0.33 | 0.33 | 0.41 | 0.59 | 0.92 | 0.88 | 0.94 | 0.92 | 0.72 | 0.7 | 0.47 | 0.44 | 0.48 | 0.89 | 1 | 1 | 0.81 | 0.78 | 0.86 | 0.69 | 0.42 | 100 |  | 15.63
; | Residential |  |  |  | Sat | ACM-Res-Occ-Sat |  |  | 0.38 | 0.34 | 0.33 | 0.33 | 0.33 | 0.41 | 0.59 | 0.92 | 0.88 | 0.94 | 0.92 | 0.72 | 0.7 | 0.47 | 0.44 | 0.48 | 0.89 | 1 | 1 | 0.81 | 0.78 | 0.86 | 0.69 | 0.42 | 100 |  | 15.63
; |  |  |  |  | Sun | ACM-Res-Occ-Sun |  |  | 0.38 | 0.34 | 0.33 | 0.33 | 0.33 | 0.41 | 0.59 | 0.92 | 0.88 | 0.94 | 0.92 | 0.72 | 0.7 | 0.47 | 0.44 | 0.48 | 0.89 | 1 | 1 | 0.81 | 0.78 | 0.86 | 0.69 | 0.42 | 100 |  | 15.63
; |  |  | Lt |  | WD | ACM-Res-Lt-WD |  |  | 0.38 | 0.34 | 0.33 | 0.33 | 0.33 | 0.41 | 0.59 | 0.92 | 0.88 | 0.94 | 0.92 | 0.72 | 0.7 | 0.47 | 0.44 | 0.48 | 0.89 | 1 | 1 | 0.81 | 0.78 | 0.86 | 0.69 | 0.42 | 100 |  | 15.63
; |  |  |  |  | Sat | ACM-Res-Lt-Sat |  |  | 0.38 | 0.34 | 0.33 | 0.33 | 0.33 | 0.41 | 0.59 | 0.92 | 0.88 | 0.94 | 0.92 | 0.72 | 0.7 | 0.47 | 0.44 | 0.48 | 0.89 | 1 | 1 | 0.81 | 0.78 | 0.86 | 0.69 | 0.42 | 100 |  | 15.63
; |  |  |  |  | Sun | ACM-Res-Lt-Sun |  |  | 0.38 | 0.34 | 0.33 | 0.33 | 0.33 | 0.41 | 0.59 | 0.92 | 0.88 | 0.94 | 0.92 | 0.72 | 0.7 | 0.47 | 0.44 | 0.48 | 0.89 | 1 | 1 | 0.81 | 0.78 | 0.86 | 0.69 | 0.42 | 100 |  | 15.63
; |  |  | Plg |  | WD | ACM-Res-Plg-WD |  |  | 0.38 | 0.34 | 0.33 | 0.33 | 0.33 | 0.41 | 0.59 | 0.92 | 0.88 | 0.94 | 0.92 | 0.72 | 0.7 | 0.47 | 0.44 | 0.48 | 0.89 | 1 | 1 | 0.81 | 0.78 | 0.86 | 0.69 | 0.42 | 100 |  | 15.63
; |  |  |  |  | Sat | ACM-Res-Plg-Sat |  |  | 0.38 | 0.34 | 0.33 | 0.33 | 0.33 | 0.41 | 0.59 | 0.92 | 0.88 | 0.94 | 0.92 | 0.72 | 0.7 | 0.47 | 0.44 | 0.48 | 0.89 | 1 | 1 | 0.81 | 0.78 | 0.86 | 0.69 | 0.42 | 100 |  | 15.63
; |  |  |  |  | Sun | ACM-Res-Plg-Sun |  |  | 0.38 | 0.34 | 0.33 | 0.33 | 0.33 | 0.41 | 0.59 | 0.92 | 0.88 | 0.94 | 0.92 | 0.72 | 0.7 | 0.47 | 0.44 | 0.48 | 0.89 | 1 | 1 | 0.81 | 0.78 | 0.86 | 0.69 | 0.42 | 100 |  | 15.63
; |  |  | HW |  | WD | ACM-Res-HW-WD |  |  | 0 | 0 | 0 | 0.05 | 0.05 | 0.05 | 0.8 | 0.7 | 0.5 | 0.4 | 0.25 | 0.25 | 0.25 | 0.25 | 0.5 | 0.6 | 0.7 | 0.7 | 0.4 | 0.25 | 0.2 | 0.2 | 0.05 | 0 | 100 |  | 7.15
; |  |  |  |  | Sat | ACM-Res-HW-Sat |  |  | 0 | 0 | 0 | 0.05 | 0.05 | 0.05 | 0.8 | 0.7 | 0.5 | 0.4 | 0.25 | 0.25 | 0.25 | 0.25 | 0.5 | 0.6 | 0.7 | 0.7 | 0.4 | 0.25 | 0.2 | 0.2 | 0.05 | 0 | 100 |  | 7.15
; |  |  |  |  | Sun | ACM-Res-HW-Sun |  |  | 0 | 0 | 0 | 0.05 | 0.05 | 0.05 | 0.8 | 0.7 | 0.5 | 0.4 | 0.25 | 0.25 | 0.25 | 0.25 | 0.5 | 0.6 | 0.7 | 0.7 | 0.4 | 0.25 | 0.2 | 0.2 | 0.05 | 0 | 100 |  | 7.15
;
;
;
; | CaNCCalc-2002-04 Schedules | [33 empty] | Full | bar: 1
; | [32 empty] | % |  | Load
; | Category |  | Enduse |  | Day | Profile ID |  |  | 1 | 2 | 3 | 4 | 5 | 6 | 7 | 8 | 9 | 10 | 11 | 12 | 13 | 14 | 15 | 16 | 17 | 18 | 19 | 20 | 21 | 22 | 23 | 24 | Mult |  | Hrs
; | Man1 |  | Occ |  | WD | NCC-Man1-Occ-WD |  |  | 0 | 0 | 0 | 0 | 0 | 0 | 0 | 0 | 0.4 | 0.8 | 0.8 | 0.8 | 0.8 | 0.8 | 0.8 | 0.8 | 0.8 | 0.4 | 0 | 0 | 0 | 0 | 0 | 0 | 100 |  | 7.2
; | 1-Shift Manufacturing |  |  |  | WEH | NCC-Man1-Occ-WEH |  |  | 0 | 0 | 0 | 0 | 0 | 0 | 0 | 0 | 0 | 0 | 0 | 0 | 0 | 0 | 0 | 0 | 0 | 0 | 0 | 0 | 0 | 0 | 0 | 0 | 100 |  | 0
; |  |  | Lt |  | WD | NCC-Man1-Lt-WD |  |  | 0.05 | 0.05 | 0.05 | 0.05 | 0.05 | 0.05 | 0.05 | 0.05 | 1 | 1 | 1 | 1 | 1 | 1 | 1 | 1 | 1 | 1 | 0.05 | 0.05 | 0.05 | 0.05 | 0.05 | 0.05 | 100 |  | 10.7
; |  |  |  |  | WEH | NCC-Man1-Lt-WEH |  |  | 0.05 | 0.05 | 0.05 | 0.05 | 0.05 | 0.05 | 0.05 | 0.05 | 0.05 | 0.05 | 0.05 | 0.05 | 0.05 | 0.05 | 0.05 | 0.05 | 0.05 | 0.05 | 0.05 | 0.05 | 0.05 | 0.05 | 0.05 | 0.05 | 100 |  | 1.2
; |  |  | Plg |  | WD | NCC-Man1-Plg-WD |  |  | 0.05 | 0.05 | 0.05 | 0.05 | 0.05 | 0.05 | 0.05 | 0.05 | 0.3 | 1 | 1 | 1 | 1 | 1 | 1 | 1 | 1 | 0.5 | 0.05 | 0.05 | 0.05 | 0.05 | 0.05 | 0.05 | 100 |  | 9.5
; |  |  |  |  | WEH | NCC-Man1-Plg-WEH |  |  | 0.05 | 0.05 | 0.05 | 0.05 | 0.05 | 0.05 | 0.05 | 0.05 | 0.05 | 0.05 | 0.05 | 0.05 | 0.05 | 0.05 | 0.05 | 0.05 | 0.05 | 0.05 | 0.05 | 0.05 | 0.05 | 0.05 | 0.05 | 0.05 | 100 |  | 1.2
; | Man2 |  | Occ |  | WDE | NCC-Man2-Occ-WDE |  |  | 0.2 | 0 | 0 | 0 | 0 | 0 | 0 | 0.2 | 1 | 1 | 1 | 1 | 1 | 1 | 1 | 1 | 0.75 | 0.75 | 0.75 | 0.75 | 0.75 | 0.75 | 0.75 | 0.75 | 100 |  | 14.4
; | 2-Shift Manufacturing |  |  |  | Hol | NCC-Man2-Occ-Hol |  |  | 0 | 0 | 0 | 0 | 0 | 0 | 0 | 0 | 0 | 0 | 0 | 0 | 0 | 0 | 0 | 0 | 0 | 0 | 0 | 0 | 0 | 0 | 0 | 0 | 100 |  | 0
; |  |  | Lt |  | WDE | NCC-Man2-Lt-WDE |  |  | 0.8 | 0.05 | 0.05 | 0.05 | 0.05 | 0.05 | 0.05 | 0.8 | 1 | 1 | 1 | 1 | 1 | 1 | 1 | 1 | 1 | 1 | 1 | 1 | 1 | 1 | 1 | 1 | 100 |  | 17.9
; |  |  |  |  | Hol | NCC-Man2-Lt-Hol |  |  | 0.05 | 0.05 | 0.05 | 0.05 | 0.05 | 0.05 | 0.05 | 0.05 | 0.05 | 0.05 | 0.05 | 0.05 | 0.05 | 0.05 | 0.05 | 0.05 | 0.05 | 0.05 | 0.05 | 0.05 | 0.05 | 0.05 | 0.05 | 0.05 | 100 |  | 1.2
; |  |  | Plg |  | WDE | NCC-Man2-Plg-WDE |  |  | 0.6 | 0.05 | 0.05 | 0.05 | 0.05 | 0.05 | 0.05 | 0.3 | 1 | 1 | 1 | 1 | 1 | 1 | 1 | 1 | 0.8 | 0.8 | 0.8 | 0.8 | 0.8 | 0.8 | 0.8 | 0.8 | 100 |  | 15.6
; |  |  |  |  | Hol | NCC-Man2-Plg-Hol |  |  | 0.05 | 0.05 | 0.05 | 0.05 | 0.05 | 0.05 | 0.05 | 0.05 | 0.05 | 0.05 | 0.05 | 0.05 | 0.05 | 0.05 | 0.05 | 0.05 | 0.05 | 0.05 | 0.05 | 0.05 | 0.05 | 0.05 | 0.05 | 0.05 | 100 |  | 1.2
; | Man3 |  | Occ |  | WDE | NCC-Man3-Occ-WDE |  |  | 0.7 | 0.7 | 0.7 | 0.7 | 0.7 | 0.9 | 0.9 | 0.9 | 1 | 1 | 1 | 1 | 1 | 1 | 1 | 1 | 1 | 0.8 | 0.8 | 0.8 | 0.7 | 0.7 | 0.7 | 0.7 | 100 |  | 20.4
; | 3-Shift Manufacturing |  |  |  | Hol | NCC-Man3-Occ-Hol |  |  | 0.7 | 0.7 | 0.7 | 0.7 | 0.7 | 0.9 | 0.9 | 0.9 | 1 | 1 | 1 | 1 | 1 | 1 | 1 | 1 | 1 | 0.8 | 0.8 | 0.8 | 0.7 | 0.7 | 0.7 | 0.7 | 100 |  | 20.4
; |  |  | Lt |  | WDE | NCC-Man3-Lt-WDE |  |  | 0.9 | 0.9 | 0.9 | 0.9 | 0.9 | 0.9 | 0.9 | 1 | 1 | 1 | 1 | 1 | 1 | 1 | 1 | 1 | 1 | 0.9 | 0.9 | 0.9 | 0.9 | 0.9 | 0.9 | 0.9 | 100 |  | 22.6
; |  |  |  |  | Hol | NCC-Man3-Lt-Hol |  |  | 0.9 | 0.9 | 0.9 | 0.9 | 0.9 | 0.9 | 0.9 | 1 | 1 | 1 | 1 | 1 | 1 | 1 | 1 | 1 | 1 | 0.9 | 0.9 | 0.9 | 0.9 | 0.9 | 0.9 | 0.9 | 100 |  | 22.6
; |  |  | Plg |  | WDE | NCC-Man3-Plg-WDE |  |  | 0.75 | 0.75 | 0.75 | 0.75 | 0.75 | 0.9 | 0.9 | 1 | 1 | 1 | 1 | 1 | 1 | 1 | 1 | 1 | 0.8 | 0.8 | 0.75 | 0.75 | 0.75 | 0.75 | 0.75 | 0.75 | 100 |  | 20.65
; |  |  |  |  | Hol | NCC-Man3-Plg-Hol |  |  | 0.75 | 0.75 | 0.75 | 0.75 | 0.75 | 0.9 | 0.9 | 1 | 1 | 1 | 1 | 1 | 1 | 1 | 1 | 1 | 0.8 | 0.8 | 0.75 | 0.75 | 0.75 | 0.75 | 0.75 | 0.75 | 100 |  | 20.65
; | BTch1 |  | Occ |  | WD | NCC-BTch1-Occ-WD |  |  | 0 | 0 | 0 | 0 | 0 | 0.005 | 0.352 | 0.7415 | 0.7905 | 0.8055 | 0.8075 | 0.7695 | 0.3915 | 0.7215 | 0.8125 | 0.8125 | 0.6885 | 0.385 | 0.064 | 0.0655 | 0.0555 | 0 | 0 | 0 | 100 |  | 8.268
; | 1-Shift BioTech Manufac. |  |  |  | WEH | NCC-BTch1-Occ-WEH |  |  | 0 | 0 | 0 | 0 | 0 | 0 | 0 | 0 | 0 | 0 | 0 | 0 | 0 | 0 | 0 | 0 | 0 | 0 | 0 | 0 | 0 | 0 | 0 | 0 | 100 |  | 0
; |  |  | Lt |  | WD | NCC-BTch1-Lt-WD |  |  | 0.0805 | 0.0805 | 0.0805 | 0.0805 | 0.0805 | 0.086 | 0.482 | 0.895 | 0.986 | 0.967 | 0.977 | 0.9875 | 0.8295 | 0.992 | 0.977 | 0.977 | 0.8045 | 0.6145 | 0.1685 | 0.1155 | 0.1055 | 0.0905 | 0.0905 | 0.0905 | 100 |  | 11.6385
; |  |  |  |  | WEH | NCC-BTch1-Lt-WEH |  |  | 0.0765 | 0.0765 | 0.0765 | 0.0765 | 0.0765 | 0.0765 | 0.0765 | 0.0765 | 0.0765 | 0.0765 | 0.0765 | 0.0765 | 0.0765 | 0.0765 | 0.0765 | 0.0765 | 0.0765 | 0.0765 | 0.0765 | 0.0765 | 0.0765 | 0.0765 | 0.0765 | 0.0765 | 100 |  | 1.836
; |  |  | Plg |  | WD | NCC-BTch1-Plg-WD |  |  | 0.15213 | 0.15213 | 0.15213 | 0.15213 | 0.15213 | 0.15213 | 0.4 | 0.87606 | 0.87606 | 0.87606 | 0.87606 | 0.87606 | 0.72394 | 0.87606 | 0.87606 | 0.87606 | 0.78032 | 0.34787 | 0.15213 | 0.15213 | 0.15213 | 0.15213 | 0.15213 | 0.15213 | 100 |  | 11.0862
; |  |  |  |  | WEH | NCC-BTch1-Plg-WEH |  |  | 0.15213 | 0.15213 | 0.15213 | 0.15213 | 0.15213 | 0.15213 | 0.15213 | 0.15213 | 0.15213 | 0.15213 | 0.15213 | 0.15213 | 0.15213 | 0.15213 | 0.15213 | 0.15213 | 0.15213 | 0.15213 | 0.15213 | 0.15213 | 0.15213 | 0.15213 | 0.15213 | 0.15213 | 100 |  | 3.6511
; |  |  | CkEq |  | WD | NCC-BTch1-CkEq-WD |  |  | 0.05 | 0.05 | 0.05 | 0.05 | 0.05 | 0.65 | 0.65 | 0.55 | 0.45 | 0.45 | 0.9 | 1 | 1 | 0.9 | 0.7 | 0.5 | 0.4 | 0.5 | 0.5 | 0.3 | 0.05 | 0.05 | 0.05 | 0.05 | 100 |  | 9.9
; |  |  |  |  | WEH | NCC-BTch1-CkEq-WEH |  |  | 0.05 | 0.05 | 0.05 | 0.05 | 0.05 | 0.05 | 0.05 | 0.05 | 0.05 | 0.05 | 0.05 | 0.05 | 0.05 | 0.05 | 0.05 | 0.05 | 0.05 | 0.05 | 0.05 | 0.05 | 0.05 | 0.05 | 0.05 | 0.05 | 100 |  | 1.2
; | BTch2 |  | Occ |  | WDE | NCC-BTch2-Occ-WDE |  |  | 0 | 0 | 0 | 0 | 0 | 0.005 | 0.2445 | 0.629 | 0.723 | 0.7145 | 0.7165 | 0.7235 | 0.504 | 0.7215 | 0.7215 | 0.789 | 0.716 | 0.5525 | 0.508 | 0.516 | 0.4415 | 0.458 | 0.4515 | 0.195 | 100 |  | 10.3305
; | 2-Shift BioTech Manufac. |  |  |  | Hol | NCC-BTch2-Occ-Hol |  |  | 0 | 0 | 0 | 0 | 0 | 0.005 | 0.2445 | 0.629 | 0.723 | 0.7145 | 0.7165 | 0.7235 | 0.504 | 0.7215 | 0.7215 | 0.789 | 0.716 | 0.5525 | 0.508 | 0.516 | 0.4415 | 0.458 | 0.4515 | 0.195 | 100 |  | 10.3305
; |  |  | Lt |  | WDE | NCC-BTch2-Lt-WDE |  |  | 0.104 | 0.104 | 0.104 | 0.104 | 0.104 | 0.4385 | 0.858 | 0.989 | 0.986 | 0.967 | 0.977 | 0.9875 | 0.9235 | 0.992 | 0.977 | 0.977 | 0.97 | 0.961 | 0.987 | 0.992 | 0.992 | 0.976 | 0.962 | 0.77 | 100 |  | 18.2025
; |  |  |  |  | Hol | NCC-BTch2-Lt-Hol |  |  | 0.104 | 0.104 | 0.104 | 0.104 | 0.104 | 0.4385 | 0.858 | 0.989 | 0.986 | 0.967 | 0.977 | 0.9875 | 0.9235 | 0.992 | 0.977 | 0.977 | 0.97 | 0.961 | 0.987 | 0.992 | 0.992 | 0.976 | 0.962 | 0.77 | 100 |  | 18.2025
; |  |  | Plg |  | WDE | NCC-BTch2-Plg-WDE |  |  | 0.15213 | 0.15213 | 0.15213 | 0.15213 | 0.15213 | 0.45213 | 0.74574 | 0.87606 | 0.87606 | 0.87606 | 0.87606 | 0.87606 | 0.72394 | 0.87606 | 0.87606 | 0.87606 | 0.87606 | 0.72394 | 0.57394 | 0.57181 | 0.52394 | 0.57181 | 0.57181 | 0.25851 | 100 |  | 14.3628
; |  |  |  |  | Hol | NCC-BTch2-Plg-Hol |  |  | 0.15213 | 0.15213 | 0.15213 | 0.15213 | 0.15213 | 0.45213 | 0.74574 | 0.87606 | 0.87606 | 0.87606 | 0.87606 | 0.87606 | 0.72394 | 0.87606 | 0.87606 | 0.87606 | 0.87606 | 0.72394 | 0.57394 | 0.57181 | 0.52394 | 0.57181 | 0.57181 | 0.25851 | 100 |  | 14.3628
; |  |  | CkEq |  | WDE | NCC-BTch2-CkEq-WDE |  |  | 0.05 | 0.05 | 0.05 | 0.05 | 0.05 | 0.65 | 0.65 | 0.55 | 0.45 | 0.45 | 0.9 | 1 | 1 | 0.5 | 0.1 | 0.1 | 0.1 | 0.2 | 0.5 | 1 | 1 | 0.5 | 0.1 | 0.05 | 100 |  | 10.05
; |  |  |  |  | Hol | NCC-BTch2-CkEq-Hol |  |  | 0.05 | 0.05 | 0.05 | 0.05 | 0.05 | 0.65 | 0.65 | 0.55 | 0.45 | 0.45 | 0.9 | 1 | 1 | 0.5 | 0.1 | 0.1 | 0.1 | 0.2 | 0.5 | 1 | 1 | 0.5 | 0.1 | 0.05 | 100 |  | 10.05
; | BTch3 |  | Occ |  | WDE | NCC-BTch3-Occ-WDE |  |  | 0.452 | 0.452 | 0.4555 | 0.46 | 0.4375 | 0.46 | 0.5525 | 0.7445 | 0.728 | 0.7185 | 0.7205 | 0.7255 | 0.508 | 0.7255 | 0.7245 | 0.792 | 0.719 | 0.5525 | 0.5135 | 0.517 | 0.4425 | 0.46 | 0.4535 | 0.4535 | 100 |  | 13.768
; | 3-Shift BioTech Manufac. |  |  |  | Hol | NCC-BTch3-Occ-Hol |  |  | 0.452 | 0.452 | 0.4555 | 0.46 | 0.4375 | 0.46 | 0.5525 | 0.7445 | 0.728 | 0.7185 | 0.7205 | 0.7255 | 0.508 | 0.7255 | 0.7245 | 0.792 | 0.719 | 0.5525 | 0.5135 | 0.517 | 0.4425 | 0.46 | 0.4535 | 0.4535 | 100 |  | 13.768
; |  |  | Lt |  | WDE | NCC-BTch3-Lt-WDE |  |  | 0.95 | 0.95 | 0.952 | 0.961 | 0.9055 | 0.961 | 0.955 | 0.979 | 0.977 | 0.967 | 0.979 | 0.985 | 0.9255 | 0.985 | 0.977 | 0.977 | 0.967 | 0.955 | 0.977 | 0.981 | 0.9255 | 0.971 | 0.963 | 0.96 | 100 |  | 23.0855
; |  |  |  |  | Hol | NCC-BTch3-Lt-Hol |  |  | 0.95 | 0.95 | 0.952 | 0.961 | 0.9055 | 0.961 | 0.955 | 0.979 | 0.977 | 0.967 | 0.979 | 0.985 | 0.9255 | 0.985 | 0.977 | 0.977 | 0.967 | 0.955 | 0.977 | 0.981 | 0.9255 | 0.971 | 0.963 | 0.96 | 100 |  | 23.0855
; |  |  | Plg |  | WDE | NCC-BTch3-Plg-WDE |  |  | 0.57181 | 0.57181 | 0.57181 | 0.57181 | 0.52394 | 0.77181 | 0.87181 | 0.87606 | 0.87606 | 0.87606 | 0.87606 | 0.87606 | 0.72394 | 0.87606 | 0.87606 | 0.87606 | 0.87606 | 0.72394 | 0.57394 | 0.57181 | 0.52394 | 0.57181 | 0.57181 | 0.57181 | 100 |  | 17.1723
; |  |  |  |  | Hol | NCC-BTch3-Plg-Hol |  |  | 0.57181 | 0.57181 | 0.57181 | 0.57181 | 0.52394 | 0.77181 | 0.87181 | 0.87606 | 0.87606 | 0.87606 | 0.87606 | 0.87606 | 0.72394 | 0.87606 | 0.87606 | 0.87606 | 0.87606 | 0.72394 | 0.57394 | 0.57181 | 0.52394 | 0.57181 | 0.57181 | 0.57181 | 100 |  | 17.1723
; |  |  | CkEq |  | WDE | NCC-BTch3-CkEq-WDE |  |  | 0.05 | 0.45 | 0.9 | 1 | 1 | 0.5 | 0.65 | 0.55 | 0.45 | 0.45 | 0.9 | 1 | 1 | 0.5 | 0.1 | 0.1 | 0.1 | 0.2 | 0.5 | 1 | 1 | 0.5 | 0.1 | 0.05 | 100 |  | 13.05
; |  |  |  |  | Hol | NCC-BTch3-CkEq-Hol |  |  | 0.05 | 0.45 | 0.9 | 1 | 1 | 0.5 | 0.65 | 0.55 | 0.45 | 0.45 | 0.9 | 1 | 1 | 0.5 | 0.1 | 0.1 | 0.1 | 0.2 | 0.5 | 1 | 1 | 0.5 | 0.1 | 0.05 | 100 |  | 13.05
;
;
;
; | Proposed 2003/2004 DEER Profiles | [33 empty] | Full | bar: 1
; | Profiles to be USED | [31 empty] | % |  | Load
; | Proto | Area | Season | Enduse | Day | Profile ID |  |  | 1 | 2 | 3 | 4 | 5 | 6 | 7 | 8 | 9 | 10 | 11 | 12 | 13 | 14 | 15 | 16 | 17 | 18 | 19 | 20 | 21 | 22 | 23 | 24 | Mult |  | Hrs
; | ASM | Off | Yr | Oc | Wd | DEER-ASM-Off-Yr-Oc-Wd |  |  | 0 | 0 | 0 | 0 | 0 | 0 | 0 | 0.3 | 1 | 1 | 1 | 0.8 | 0.4 | 0.8 | 1 | 1 | 1 | 0.3 | 0.2 | 0.2 | 0 | 0 | 0 | 0 | 100 |  | 9
; | ASM | Off | Yr | Oc | WeH | DEER-ASM-Off-Yr-Oc-WeH |  |  | 0 | 0 | 0 | 0 | 0 | 0 | 0 | 0.1 | 0.25 | 0.25 | 0.25 | 0.2 | 0.1 | 0.2 | 0.25 | 0.25 | 0.25 | 0.1 | 0.05 | 0.05 | 0 | 0 | 0 | 0 | 100 |  | 2.3
; | ASM | Off | Yr | Lt | All | DEER-ASM-Off-Yr-Lt-All |  |  | 0.05 | 0.05 | 0.05 | 0.05 | 0.05 | 0.05 | 0.05 | 0.8 | 0.9 | 0.9 | 0.95 | 0.95 | 0.8 | 0.8 | 0.9 | 0.9 | 0.95 | 0.8 | 0.7 | 0.6 | 0.05 | 0.05 | 0.05 | 0.05 | 100 |  | 11.5
; | ASM | Off | Yr | Eq | Wd | DEER-ASM-Off-Yr-Eq-Wd |  |  | 0.05 | 0.05 | 0.05 | 0.05 | 0.05 | 0.05 | 0.05 | 0.8 | 0.9 | 0.9 | 0.95 | 0.95 | 0.8 | 0.8 | 0.9 | 0.9 | 0.95 | 0.8 | 0.7 | 0.6 | 0.05 | 0.05 | 0.05 | 0.05 | 100 |  | 11.5
; | ASM | Off | Yr | Eq | WeH | DEER-ASM-Off-Yr-Eq-WeH |  |  | 0.05 | 0.05 | 0.05 | 0.05 | 0.05 | 0.05 | 0.05 | 0.2 | 0.2 | 0.2 | 0.25 | 0.25 | 0.2 | 0.2 | 0.2 | 0.2 | 0.25 | 0.2 | 0.2 | 0.1 | 0.05 | 0.05 | 0.05 | 0.05 | 100 |  | 3.2
; | ASM | Asm | Yr | Oc | All | DEER-ASM-Asm-Yr-Oc-All |  |  | 0 | 0 | 0 | 0 | 0 | 0 | 0 | 0.05 | 0.05 | 0.5 | 0.6 | 0.9 | 0.8 | 0.9 | 0.5 | 0.5 | 0.8 | 0.9 | 0.8 | 0.7 | 0.7 | 0 | 0 | 0 | 100 |  | 8.7
; | ASM | Asm | Yr | Lt | All | DEER-ASM-Asm-Yr-Lt-All |  |  | 0.05 | 0.05 | 0.05 | 0.05 | 0.05 | 0.05 | 0.05 | 0.3 | 0.65 | 0.8 | 0.8 | 0.8 | 0.8 | 0.8 | 0.8 | 0.8 | 0.8 | 0.8 | 0.8 | 0.8 | 0.05 | 0.05 | 0.05 | 0.05 | 100 |  | 10.3
; | ASM | Asm | Yr | Eq | All | DEER-ASM-Asm-Yr-Eq-All |  |  | 0.25 | 0.25 | 0.25 | 0.25 | 0.25 | 0.25 | 0.25 | 0.25 | 0.3 | 0.65 | 1 | 1 | 1 | 1 | 1 | 1 | 1 | 1 | 1 | 1 | 1 | 0.25 | 0.25 | 0.25 | 100 |  | 14.7
; | ASM |  | Yr | DHW | Wd | DEER-ASM-Yr-DHW-Wd |  |  | 0 | 0 | 0 | 0 | 0 | 0 | 0 | 0.1125 | 0.2875 | 0.625 | 0.7 | 0.875 | 0.7 | 0.875 | 0.625 | 0.625 | 0.85 | 0.75 | 0.65 | 0.575 | 0.525 | 0 | 0 | 0 | 100 |  | 8.775
; | ASM |  | Yr | DHW | WeH | DEER-ASM-Yr-DHW-WeH |  |  | 0 | 0 | 0 | 0 | 0 | 0 | 0 | 0.0625 | 0.1 | 0.4375 | 0.5125 | 0.725 | 0.625 | 0.725 | 0.4375 | 0.4375 | 0.6625 | 0.7 | 0.6125 | 0.5375 | 0.525 | 0 | 0 | 0 | 100 |  | 7.1
; | EPR | ClOf | IS | Oc | Wd | DEER-EPR-ClOf-IS-Oc-Wd |  |  | 0 | 0 | 0 | 0 | 0 | 0 | 0 | 0.6 | 0.6 | 1 | 1 | 1 | 1 | 1 | 0.5 | 0.5 | 0.5 | 0.5 | 0.1 | 0 | 0 | 0 | 0 | 0 | 100 |  | 8.3
; | EPR | ClOf | IS | Oc | Sa | DEER-EPR-ClOf-IS-Oc-Sa |  |  | 0 | 0 | 0 | 0 | 0 | 0 | 0 | 0.3 | 0.3 | 0.3 | 0.3 | 0.3 | 0.3 | 0.3 | 0.3 | 0.3 | 0 | 0 | 0 | 0 | 0 | 0 | 0 | 0 | 100 |  | 2.7
; | EPR | ClOf | IS | Lt | Wd | DEER-EPR-ClOf-IS-Lt-Wd |  |  | 0.05 | 0.05 | 0.05 | 0.05 | 0.05 | 0.6 | 0.6 | 0.6 | 0.6 | 1 | 1 | 1 | 1 | 1 | 1 | 0.55 | 0.55 | 0.55 | 0.55 | 0.35 | 0.1 | 0.1 | 0.1 | 0.1 | 100 |  | 11.6
; | EPR | ClOf | IS | Lt | Sa | DEER-EPR-ClOf-IS-Lt-Sa |  |  | 0.05 | 0.05 | 0.05 | 0.05 | 0.05 | 0.05 | 0.05 | 0.3 | 0.3 | 0.3 | 0.3 | 0.3 | 0.3 | 0.3 | 0.3 | 0.3 | 0.05 | 0.05 | 0.05 | 0.05 | 0.05 | 0.05 | 0.05 | 0.05 | 100 |  | 3.45
; | EPR | ClOf | IS | Eq | Wd | DEER-EPR-ClOf-IS-Eq-Wd |  |  | 0.05 | 0.05 | 0.05 | 0.05 | 0.05 | 0.05 | 0.05 | 0.05 | 0.05 | 0.8 | 1 | 1 | 1 | 1 | 1 | 0.55 | 0.55 | 0.35 | 0.35 | 0.35 | 0.1 | 0.1 | 0.1 | 0.1 | 100 |  | 8.8
; | EPR | ClOf | IS | Eq | Sa | DEER-EPR-ClOf-IS-Eq-Sa |  |  | 0.05 | 0.05 | 0.05 | 0.05 | 0.05 | 0.05 | 0.05 | 0.4 | 0.4 | 0.4 | 0.4 | 0.4 | 0.4 | 0.4 | 0.4 | 0.4 | 0.05 | 0.05 | 0.05 | 0.05 | 0.05 | 0.05 | 0.05 | 0.05 | 100 |  | 4.35
; | EPR | Gym | IS | Oc | Wd | DEER-EPR-Gym-IS-Oc-Wd |  |  | 0 | 0 | 0 | 0 | 0 | 0 | 0 | 0.25 | 1 | 1 | 1 | 1 | 0.7 | 1 | 1 | 0.3 | 0.3 | 0 | 0 | 0 | 0 | 0 | 0 | 0 | 100 |  | 7.55
; | EPR | Gym | IS | Oc | Sa | DEER-EPR-Gym-IS-Oc-Sa |  |  | 0 | 0 | 0 | 0 | 0 | 0 | 0 | 0 | 0.1 | 0.4 | 0.4 | 0.4 | 0.05 | 0 | 0 | 0 | 0 | 0 | 0 | 0 | 0 | 0 | 0 | 0 | 100 |  | 1.35
; | EPR | Gym | IS | Lt | Wd | DEER-EPR-Gym-IS-Lt-Wd |  |  | 0.05 | 0.05 | 0.05 | 0.05 | 0.05 | 0.05 | 0.05 | 0.5 | 0.75 | 0.75 | 0.75 | 0.75 | 0.65 | 0.75 | 0.75 | 0.5 | 0.5 | 0.5 | 0.05 | 0.05 | 0.05 | 0.05 | 0.05 | 0.05 | 100 |  | 7.8
; | EPR | Gym | IS | Lt | Sa | DEER-EPR-Gym-IS-Lt-Sa |  |  | 0.05 | 0.05 | 0.05 | 0.05 | 0.05 | 0.05 | 0.05 | 0.12 | 0.45 | 0.45 | 0.45 | 0.45 | 0.45 | 0.45 | 0.45 | 0.45 | 0.45 | 0.45 | 0.05 | 0.05 | 0.05 | 0.05 | 0.05 | 0.05 | 100 |  | 5.27
; | EPR | Gym | IS | Eq | Wd | DEER-EPR-Gym-IS-Eq-Wd |  |  | 0.15 | 0.15 | 0.15 | 0.15 | 0.15 | 0.15 | 0.15 | 0.5 | 1 | 1 | 1 | 1 | 1 | 1 | 1 | 1 | 1 | 0.15 | 0.15 | 0.15 | 0.15 | 0.15 | 0.15 | 0.15 | 100 |  | 11.6
; | EPR | Gym | IS | Eq | WeH | DEER-EPR-Gym-IS-Eq-WeH |  |  | 0.15 | 0.15 | 0.15 | 0.15 | 0.15 | 0.15 | 0.15 | 0.15 | 0.45 | 0.45 | 0.45 | 0.45 | 0.45 | 0.45 | 0.45 | 0.15 | 0.15 | 0.15 | 0.15 | 0.15 | 0.15 | 0.15 | 0.15 | 0.15 | 100 |  | 5.7
; | EPR | Din | IS | Oc | Wd | DEER-EPR-Din-IS-Oc-Wd |  |  | 0 | 0 | 0 | 0 | 0 | 0 | 0 | 0 | 0 | 0 | 0 | 0.1 | 0.5 | 0.3 | 0 | 0 | 0 | 0 | 0 | 0 | 0 | 0 | 0 | 0 | 100 |  | 0.9
; | EPR | Din | IS | Lt | Wd | DEER-EPR-Din-IS-Lt-Wd |  |  | 0.05 | 0.05 | 0.05 | 0.05 | 0.05 | 0.05 | 0.05 | 0.05 | 0.05 | 0.05 | 1 | 1 | 1 | 1 | 1 | 0.05 | 0.05 | 0.05 | 0.05 | 0.05 | 0.05 | 0.05 | 0.05 | 0.05 | 100 |  | 5.95
; | EPR | Din | IS | Eq | Wd | DEER-EPR-Din-IS-Eq-Wd |  |  | 0.05 | 0.05 | 0.05 | 0.05 | 0.05 | 0.05 | 0.05 | 0.05 | 0.05 | 0.05 | 1 | 1 | 1 | 1 | 1 | 0.05 | 0.05 | 0.05 | 0.05 | 0.05 | 0.05 | 0.05 | 0.05 | 0.05 | 100 |  | 5.95
; | EPR | Kit | IS | Oc | Wd | DEER-EPR-Kit-IS-Oc-Wd |  |  | 0 | 0 | 0 | 0 | 0 | 0 | 0 | 0 | 0 | 0 | 1 | 1 | 1 | 1 | 0 | 0 | 0 | 0 | 0 | 0 | 0 | 0 | 0 | 0 | 100 |  | 4
; | EPR | Kit | IS | Lt | Wd | DEER-EPR-Kit-IS-Lt-Wd |  |  | 0.05 | 0.05 | 0.05 | 0.05 | 0.05 | 0.05 | 0.05 | 0.05 | 0.05 | 0.05 | 1 | 1 | 1 | 1 | 0.05 | 0.05 | 0.05 | 0.05 | 0.05 | 0.05 | 0.05 | 0.05 | 0.05 | 0.05 | 100 |  | 5
; | EPR | Kit | IS | Eq | Wd | DEER-EPR-Kit-IS-Eq-Wd |  |  | 0.15 | 0.15 | 0.15 | 0.15 | 0.15 | 0.15 | 0.15 | 0.15 | 0.4 | 0.6 | 0.8 | 1 | 0.7 | 0.15 | 0.15 | 0.15 | 0.15 | 0.15 | 0.15 | 0.15 | 0.15 | 0.15 | 0.15 | 0.15 | 100 |  | 6.35
; | EPR | Kit | IS | Ck | Wd | DEER-EPR-Kit-IS-Ck-Wd |  |  | 0 | 0 | 0 | 0 | 0 | 0 | 0 | 0 | 0.3 | 0.3 | 1 | 1 | 0.7 | 0.4 | 0 | 0 | 0 | 0 | 0 | 0 | 0 | 0 | 0 | 0 | 100 |  | 3.7
; | EPR |  | IS | DHW | Wd | DEER-EPR-IS-DHW-Wd |  |  | 0 | 0 | 0 | 0 | 0 | 0 | 0 | 0.6 | 0.6 | 1 | 1 | 1 | 1 | 1 | 0.5 | 0.5 | 0.5 | 0.5 | 0.1 | 0 | 0 | 0 | 0 | 0 | 100 |  | 8.3
; | EPR |  | IS | DHW | Sa | DEER-EPR-IS-DHW-Sa |  |  | 0 | 0 | 0 | 0 | 0 | 0 | 0 | 0.3 | 0.3 | 0.3 | 0.3 | 0.3 | 0.3 | 0.3 | 0.3 | 0.3 | 0 | 0 | 0 | 0 | 0 | 0 | 0 | 0 | 100 |  | 2.7
; | ESE | Cls | IS | Oc | Wd | DEER-ESE-Cls-IS-Oc-Wd |  |  | 0 | 0 | 0 | 0 | 0 | 0 | 0 | 0.6 | 0.6 | 1 | 1 | 1 | 1 | 1 | 0.5 | 0.5 | 0.5 | 0.5 | 0.1 | 0 | 0 | 0 | 0 | 0 | 100 |  | 8.3
; | ESE | Cls | IS | Oc | Sa | DEER-ESE-Cls-IS-Oc-Sa |  |  | 0 | 0 | 0 | 0 | 0 | 0 | 0 | 0.3 | 0.3 | 0.3 | 0.3 | 0.3 | 0.3 | 0.3 | 0.3 | 0.3 | 0 | 0 | 0 | 0 | 0 | 0 | 0 | 0 | 100 |  | 2.7
; | ESE | Cls | IS | Lt | Wd | DEER-ESE-Cls-IS-Lt-Wd |  |  | 0.05 | 0.05 | 0.05 | 0.05 | 0.05 | 0.6 | 0.6 | 0.6 | 0.6 | 1 | 1 | 1 | 1 | 1 | 1 | 0.55 | 0.55 | 0.55 | 0.55 | 0.35 | 0.1 | 0.1 | 0.1 | 0.1 | 100 |  | 11.6
; | ESE | Cls | IS | Lt | Sa | DEER-ESE-Cls-IS-Lt-Sa |  |  | 0.05 | 0.05 | 0.05 | 0.05 | 0.05 | 0.05 | 0.05 | 0.3 | 0.3 | 0.3 | 0.3 | 0.3 | 0.3 | 0.3 | 0.3 | 0.3 | 0.05 | 0.05 | 0.05 | 0.05 | 0.05 | 0.05 | 0.05 | 0.05 | 100 |  | 3.45
; | ESE | Cls | IS | Eq | Wd | DEER-ESE-Cls-IS-Eq-Wd |  |  | 0.05 | 0.05 | 0.05 | 0.05 | 0.05 | 0.05 | 0.05 | 0.05 | 0.05 | 0.8 | 1 | 1 | 1 | 1 | 1 | 0.55 | 0.55 | 0.35 | 0.35 | 0.35 | 0.1 | 0.1 | 0.1 | 0.1 | 100 |  | 8.8
; | ESE | Cls | IS | Eq | Sa | DEER-ESE-Cls-IS-Eq-Sa |  |  | 0.05 | 0.05 | 0.05 | 0.05 | 0.05 | 0.05 | 0.05 | 0.4 | 0.4 | 0.4 | 0.4 | 0.4 | 0.4 | 0.4 | 0.4 | 0.4 | 0.05 | 0.05 | 0.05 | 0.05 | 0.05 | 0.05 | 0.05 | 0.05 | 100 |  | 4.35
; | ESE | Off | IS | Oc | Wd | DEER-ESE-Off-IS-Oc-Wd |  |  | 0 | 0 | 0 | 0 | 0 | 0 | 0.2 | 0.2 | 1 | 1 | 1 | 1 | 1 | 1 | 1 | 1 | 1 | 0 | 0 | 0 | 0 | 0 | 0 | 0 | 100 |  | 9.4
; | ESE | Off | IS | Lt | Wd | DEER-ESE-Off-IS-Lt-Wd |  |  | 0.05 | 0.05 | 0.05 | 0.05 | 0.05 | 0.3 | 0.3 | 0.3 | 1 | 1 | 1 | 1 | 1 | 1 | 1 | 1 | 1 | 0.05 | 0.05 | 0.05 | 0.05 | 0.05 | 0.05 | 0.05 | 100 |  | 10.5
; | ESE | Off | IS | Eq | Wd | DEER-ESE-Off-IS-Eq-Wd |  |  | 0.05 | 0.05 | 0.05 | 0.05 | 0.05 | 0.05 | 0.05 | 0.05 | 0.8 | 1 | 1 | 1 | 1 | 1 | 1 | 1 | 1 | 0.05 | 0.05 | 0.05 | 0.05 | 0.05 | 0.05 | 0.05 | 100 |  | 9.55
; | ESE | Gym | IS | Oc | Wd | DEER-ESE-Gym-IS-Oc-Wd |  |  | 0 | 0 | 0 | 0 | 0 | 0 | 0 | 0.1 | 1 | 1 | 1 | 1 | 0.3 | 1 | 1 | 1 | 0.1 | 0.05 | 0.05 | 0.05 | 0 | 0 | 0 | 0 | 100 |  | 7.65
; | ESE | Gym | IS | Oc | Sa | DEER-ESE-Gym-IS-Oc-Sa |  |  | 0 | 0 | 0 | 0 | 0 | 0 | 0 | 0 | 0.1 | 0.3 | 0.3 | 0.3 | 0.05 | 0.1 | 0.1 | 0.1 | 0.1 | 0 | 0 | 0 | 0 | 0 | 0 | 0 | 100 |  | 1.45
; | ESE | Gym | IS | Lt | Wd | DEER-ESE-Gym-IS-Lt-Wd |  |  | 0.05 | 0.05 | 0.05 | 0.05 | 0.05 | 0.05 | 0.05 | 0.5 | 0.85 | 0.85 | 0.85 | 0.85 | 0.75 | 0.85 | 0.85 | 0.85 | 0.4 | 0.4 | 0.4 | 0.2 | 0.2 | 0.2 | 0.05 | 0.05 | 100 |  | 9.45
; | ESE | Gym | IS | Lt | Sa | DEER-ESE-Gym-IS-Lt-Sa |  |  | 0.05 | 0.05 | 0.05 | 0.05 | 0.05 | 0.05 | 0.05 | 0.05 | 0.25 | 0.6 | 0.6 | 0.6 | 0.5 | 0.4 | 0.4 | 0.4 | 0.4 | 0.4 | 0.05 | 0.05 | 0.05 | 0.05 | 0.05 | 0.05 | 100 |  | 5.25
; | ESE | Gym | IS | Lt | SuH | DEER-ESE-Gym-IS-Lt-SuH |  |  | 0.05 | 0.05 | 0.05 | 0.05 | 0.05 | 0.05 | 0.05 | 0.05 | 0.15 | 0.45 | 0.45 | 0.45 | 0.3 | 0.25 | 0.25 | 0.25 | 0.25 | 0.25 | 0.05 | 0.05 | 0.05 | 0.05 | 0.05 | 0.05 | 100 |  | 3.75
; | ESE | Gym | IS | Eq | Wd | DEER-ESE-Gym-IS-Eq-Wd |  |  | 0.05 | 0.05 | 0.05 | 0.05 | 0.05 | 0.05 | 0.05 | 0.5 | 0.7 | 0.75 | 0.75 | 1 | 0.8 | 0.65 | 0.5 | 0.45 | 0.35 | 0.05 | 0.05 | 0.05 | 0.05 | 0.05 | 0.05 | 0.05 | 100 |  | 7.15
; | ESE | Gym | IS | Eq | Sa | DEER-ESE-Gym-IS-Eq-Sa |  |  | 0.05 | 0.05 | 0.05 | 0.05 | 0.05 | 0.05 | 0.05 | 0.05 | 0.45 | 0.45 | 0.45 | 0.45 | 0.45 | 0.45 | 0.45 | 0.05 | 0.05 | 0.05 | 0.05 | 0.05 | 0.05 | 0.05 | 0.05 | 0.05 | 100 |  | 4
; | ESE | Gym | IS | Eq | SuH | DEER-ESE-Gym-IS-Eq-SuH |  |  | 0.05 | 0.05 | 0.05 | 0.05 | 0.05 | 0.05 | 0.05 | 0.05 | 0.25 | 0.25 | 0.25 | 0.25 | 0.25 | 0.25 | 0.25 | 0.05 | 0.05 | 0.05 | 0.05 | 0.05 | 0.05 | 0.05 | 0.05 | 0.05 | 100 |  | 2.6
; | ESE | Din | IS | Oc | Wd | DEER-ESE-Din-IS-Oc-Wd |  |  | 0 | 0 | 0 | 0 | 0 | 0 | 0 | 0 | 1 | 1 | 1 | 1 | 1 | 1 | 1 | 1 | 1 | 1 | 0 | 0 | 0 | 0 | 0 | 0 | 100 |  | 10
; | ESE | Din | IS | Oc | Sa | DEER-ESE-Din-IS-Oc-Sa |  |  | 0 | 0 | 0 | 0 | 0 | 0 | 0 | 0 | 0.1 | 0.1 | 0.1 | 0.35 | 0.7 | 0.3 | 0.1 | 0.1 | 0.1 | 0 | 0 | 0 | 0 | 0 | 0 | 0 | 100 |  | 1.95
; | ESE | Din | IS | Lt | Wd | DEER-ESE-Din-IS-Lt-Wd |  |  | 0.05 | 0.05 | 0.05 | 0.05 | 0.05 | 0.05 | 0.05 | 0.05 | 1 | 1 | 1 | 1 | 1 | 1 | 1 | 1 | 1 | 1 | 0.05 | 0.05 | 0.05 | 0.05 | 0.05 | 0.05 | 100 |  | 10.7
; | ESE | Din | IS | Lt | WeH | DEER-ESE-Din-IS-Lt-WeH |  |  | 0.05 | 0.05 | 0.05 | 0.05 | 0.05 | 0.05 | 0.05 | 0.05 | 0.6 | 0.6 | 0.6 | 0.6 | 0.6 | 0.6 | 0.6 | 0.6 | 0.6 | 0.6 | 0.05 | 0.05 | 0.05 | 0.05 | 0.05 | 0.05 | 100 |  | 6.7
; | ESE | Din | IS | Eq | Wd | DEER-ESE-Din-IS-Eq-Wd |  |  | 0.05 | 0.05 | 0.05 | 0.05 | 0.05 | 0.05 | 0.05 | 0.05 | 1 | 1 | 1 | 1 | 1 | 1 | 1 | 1 | 1 | 1 | 0.05 | 0.05 | 0.05 | 0.05 | 0.05 | 0.05 | 100 |  | 10.7
; | ESE | Din | IS | Eq | WeH | DEER-ESE-Din-IS-Eq-WeH |  |  | 0.05 | 0.05 | 0.05 | 0.05 | 0.05 | 0.05 | 0.05 | 0.05 | 0.6 | 0.6 | 0.6 | 0.6 | 0.6 | 0.6 | 0.6 | 0.6 | 0.6 | 0.6 | 0.05 | 0.05 | 0.05 | 0.05 | 0.05 | 0.05 | 100 |  | 6.7
; | ESE | Kit | IS | Oc | Wd | DEER-ESE-Kit-IS-Oc-Wd |  |  | 0 | 0 | 0 | 0 | 0 | 0 | 0 | 0 | 0 | 0 | 1 | 1 | 1 | 1 | 0 | 0 | 0 | 0 | 0 | 0 | 0 | 0 | 0 | 0 | 100 |  | 4
; | ESE | Kit | IS | Lt | Wd | DEER-ESE-Kit-IS-Lt-Wd |  |  | 0.05 | 0.05 | 0.05 | 0.05 | 0.05 | 0.05 | 0.05 | 0.05 | 0.05 | 0.05 | 1 | 1 | 1 | 1 | 0.05 | 0.05 | 0.05 | 0.05 | 0.05 | 0.05 | 0.05 | 0.05 | 0.05 | 0.05 | 100 |  | 5
; | ESE | Kit | IS | Eq | Wd | DEER-ESE-Kit-IS-Eq-Wd |  |  | 0.05 | 0.05 | 0.05 | 0.05 | 0.05 | 0.05 | 0.05 | 0.05 | 0.05 | 0.05 | 1 | 1 | 1 | 1 | 0.05 | 0.05 | 0.05 | 0.05 | 0.05 | 0.05 | 0.05 | 0.05 | 0.05 | 0.05 | 100 |  | 5
; | ESE | Kit | IS | Ck | Wd | DEER-ESE-Kit-IS-Ck-Wd |  |  | 0 | 0 | 0 | 0 | 0 | 0 | 0 | 0 | 0 | 0 | 1 | 1 | 0.8 | 0 | 0 | 0 | 0 | 0 | 0 | 0 | 0 | 0 | 0 | 0 | 100 |  | 2.8
; | ESE | Cmp | IS | Oc | Wd | DEER-ESE-Cmp-IS-Oc-Wd |  |  | 0 | 0 | 0 | 0 | 0 | 0 | 0 | 0.6 | 0.6 | 1 | 1 | 1 | 1 | 1 | 0.5 | 0.5 | 0.5 | 0.5 | 0.1 | 0 | 0 | 0 | 0 | 0 | 100 |  | 8.3
; | ESE | Cmp | IS | Oc | Sa | DEER-ESE-Cmp-IS-Oc-Sa |  |  | 0 | 0 | 0 | 0 | 0 | 0 | 0 | 0.3 | 0.3 | 0.3 | 0.3 | 0.3 | 0.3 | 0.3 | 0.3 | 0.3 | 0 | 0 | 0 | 0 | 0 | 0 | 0 | 0 | 100 |  | 2.7
; | ESE | Cmp | IS | Lt | Wd | DEER-ESE-Cmp-IS-Lt-Wd |  |  | 0.05 | 0.05 | 0.05 | 0.05 | 0.05 | 0.6 | 0.6 | 0.6 | 0.6 | 1 | 1 | 1 | 1 | 1 | 1 | 0.55 | 0.55 | 0.55 | 0.55 | 0.35 | 0.1 | 0.1 | 0.1 | 0.1 | 100 |  | 11.6
; | ESE | Cmp | IS | Lt | Sa | DEER-ESE-Cmp-IS-Lt-Sa |  |  | 0.05 | 0.05 | 0.05 | 0.05 | 0.05 | 0.05 | 0.05 | 0.3 | 0.3 | 0.3 | 0.3 | 0.3 | 0.3 | 0.3 | 0.3 | 0.3 | 0.05 | 0.05 | 0.05 | 0.05 | 0.05 | 0.05 | 0.05 | 0.05 | 100 |  | 3.45
; | ESE | Cmp | IS | Eq | Wd | DEER-ESE-Cmp-IS-Eq-Wd |  |  | 0.25 | 0.25 | 0.25 | 0.25 | 0.25 | 0.25 | 0.25 | 0.4 | 0.4 | 0.4 | 1 | 1 | 1 | 1 | 1 | 0.55 | 0.55 | 0.35 | 0.35 | 0.35 | 0.25 | 0.25 | 0.25 | 0.25 | 100 |  | 11.1
; | ESE | Cmp | IS | Eq | Sa | DEER-ESE-Cmp-IS-Eq-Sa |  |  | 0.25 | 0.25 | 0.25 | 0.25 | 0.25 | 0.25 | 0.25 | 0.4 | 0.4 | 0.4 | 0.4 | 0.4 | 0.4 | 0.4 | 0.4 | 0.4 | 0.25 | 0.25 | 0.25 | 0.25 | 0.25 | 0.25 | 0.25 | 0.25 | 100 |  | 7.35
; | ESE |  | IS | DHW | Wd | DEER-ESE-IS-DHW-Wd |  |  | 0 | 0 | 0 | 0 | 0 | 0 | 0 | 0.6 | 0.6 | 1 | 1 | 1 | 1 | 1 | 0.5 | 0.5 | 0.5 | 0.5 | 0.1 | 0 | 0 | 0 | 0 | 0 | 100 |  | 8.3
; | ESE |  | IS | DHW | Sa | DEER-ESE-IS-DHW-Sa |  |  | 0 | 0 | 0 | 0 | 0 | 0 | 0 | 0.3 | 0.3 | 0.3 | 0.3 | 0.3 | 0.3 | 0.3 | 0.3 | 0.3 | 0 | 0 | 0 | 0 | 0 | 0 | 0 | 0 | 100 |  | 2.7
; | ECC | Cls | IS | Oc | Wd | DEER-ECC-Cls-IS-Oc-Wd |  |  | 0 | 0 | 0 | 0 | 0 | 0 | 0 | 0.9 | 0.9 | 0.9 | 0.9 | 0.9 | 0.6 | 0.6 | 0.6 | 0.6 | 0.6 | 1 | 1 | 1 | 1 | 0 | 0 | 0 | 100 |  | 11.5
; | ECC | Cls | IS | Oc | WeH | DEER-ECC-Cls-IS-Oc-WeH |  |  | 0 | 0 | 0 | 0 | 0 | 0 | 0 | 0.5 | 0.5 | 0.5 | 0.5 | 0.5 | 0.5 | 0.5 | 0.5 | 0.5 | 0 | 0 | 0 | 0 | 0 | 0 | 0 | 0 | 100 |  | 4.5
; | ECC | Cls | IS | Lt | Wd | DEER-ECC-Cls-IS-Lt-Wd |  |  | 0.1 | 0.1 | 0.1 | 0.1 | 0.1 | 1 | 1 | 1 | 1 | 1 | 1 | 0.7 | 0.7 | 0.7 | 0.7 | 0.7 | 0.7 | 1 | 1 | 1 | 1 | 0.1 | 0.1 | 0.1 | 100 |  | 15
; | ECC | Cls | IS | Lt | WeH | DEER-ECC-Cls-IS-Lt-WeH |  |  | 0.05 | 0.05 | 0.05 | 0.05 | 0.05 | 0.05 | 0.05 | 0.5 | 0.5 | 0.5 | 0.5 | 0.5 | 0.5 | 0.5 | 0.5 | 0.5 | 0.05 | 0.05 | 0.05 | 0.05 | 0.05 | 0.05 | 0.05 | 0.05 | 100 |  | 5.25
; | ECC | Cls | IS | Eq | Wd | DEER-ECC-Cls-IS-Eq-Wd |  |  | 0.05 | 0.05 | 0.05 | 0.05 | 0.05 | 0.05 | 0.6 | 0.6 | 0.6 | 0.6 | 0.6 | 0.6 | 0.6 | 0.6 | 0.6 | 0.6 | 0.6 | 1 | 1 | 1 | 1 | 0.05 | 0.05 | 0.05 | 100 |  | 11.05
; | ECC | Cls | IS | Eq | WeH | DEER-ECC-Cls-IS-Eq-WeH |  |  | 0.05 | 0.05 | 0.05 | 0.05 | 0.05 | 0.05 | 0.05 | 0.4 | 0.4 | 0.4 | 0.4 | 0.4 | 0.4 | 0.4 | 0.4 | 0.4 | 0.05 | 0.05 | 0.05 | 0.05 | 0.05 | 0.05 | 0.05 | 0.05 | 100 |  | 4.35
; | ECC | Off | IS | Oc | Wd | DEER-ECC-Off-IS-Oc-Wd |  |  | 0 | 0 | 0 | 0 | 0 | 0 | 0.2 | 0.5 | 1 | 1 | 1 | 1 | 1 | 1 | 1 | 1 | 1 | 0 | 0 | 0 | 0 | 0 | 0 | 0 | 100 |  | 9.7
; | ECC | Off | IS | Lt | Wd | DEER-ECC-Off-IS-Lt-Wd |  |  | 0.1 | 0.1 | 0.1 | 0.1 | 0.1 | 0.3 | 0.3 | 0.5 | 1 | 1 | 1 | 1 | 1 | 1 | 1 | 1 | 1 | 0.25 | 0.1 | 0.1 | 0.1 | 0.1 | 0.1 | 0.1 | 100 |  | 11.45
; | ECC | Off | IS | Eq | Wd | DEER-ECC-Off-IS-Eq-Wd |  |  | 0.1 | 0.1 | 0.1 | 0.1 | 0.1 | 0.3 | 0.3 | 0.5 | 1 | 1 | 1 | 1 | 1 | 1 | 1 | 1 | 1 | 0.25 | 0.1 | 0.1 | 0.1 | 0.1 | 0.1 | 0.1 | 100 |  | 11.45
; | ECC | Din | IS | Oc | Wd | DEER-ECC-Din-IS-Oc-Wd |  |  | 0 | 0 | 0 | 0 | 0 | 0 | 0 | 0 | 0 | 0.3 | 0.3 | 0.9 | 0.9 | 0.3 | 0.3 | 0.3 | 0.3 | 0 | 0 | 0 | 0 | 0 | 0 | 0 | 100 |  | 3.6
; | ECC | Din | IS | Lt | Wd | DEER-ECC-Din-IS-Lt-Wd |  |  | 0.1 | 0.1 | 0.1 | 0.1 | 0.1 | 0.3 | 0.3 | 0.5 | 1 | 1 | 1 | 1 | 1 | 1 | 1 | 1 | 1 | 0.25 | 0.1 | 0.1 | 0.1 | 0.1 | 0.1 | 0.1 | 100 |  | 11.45
; | ECC | Din | IS | Eq | Wd | DEER-ECC-Din-IS-Eq-Wd |  |  | 0 | 0 | 0 | 0 | 0 | 0 | 0.6 | 0.6 | 0.6 | 0.6 | 0.6 | 0.6 | 0.6 | 0.6 | 0.6 | 0.6 | 0.6 | 0.2 | 0 | 0 | 0 | 0 | 0 | 0 | 100 |  | 6.8
; | ECC | Kit | IS | Oc | Wd | DEER-ECC-Kit-IS-Oc-Wd |  |  | 0 | 0 | 0 | 0 | 0 | 0 | 0 | 0 | 0 | 0.3 | 0.3 | 0.9 | 0.9 | 0.3 | 0.3 | 0.3 | 0.3 | 0 | 0 | 0 | 0 | 0 | 0 | 0 | 100 |  | 3.6
; | ECC | Kit | IS | Lt | Wd | DEER-ECC-Kit-IS-Lt-Wd |  |  | 0.1 | 0.1 | 0.1 | 0.1 | 0.1 | 0.3 | 0.3 | 0.5 | 1 | 1 | 1 | 1 | 1 | 1 | 1 | 1 | 1 | 0.25 | 0.1 | 0.1 | 0.1 | 0.1 | 0.1 | 0.1 | 100 |  | 11.45
; | ECC | Kit | IS | Eq | Wd | DEER-ECC-Kit-IS-Eq-Wd |  |  | 0.3 | 0.3 | 0.3 | 0.3 | 0.3 | 0.3 | 0.6 | 0.6 | 0.6 | 0.6 | 0.6 | 0.6 | 0.6 | 0.6 | 0.6 | 0.6 | 0.6 | 1 | 1 | 1 | 1 | 0.3 | 0.3 | 0.3 | 100 |  | 13.3
; | ECC | Kit | IS | Ck | Wd | DEER-ECC-Kit-IS-Ck-Wd |  |  | 0.2 | 0.2 | 0.2 | 0.2 | 0.2 | 0.2 | 0.5 | 0.5 | 0.75 | 0.75 | 1 | 1 | 0.5 | 0.5 | 0.25 | 0.5 | 0.75 | 0.75 | 0.5 | 0.25 | 0.2 | 0.2 | 0.2 | 0.2 | 100 |  | 10.5
; | ECC | Cmp | IS | Oc | Wd | DEER-ECC-Cmp-IS-Oc-Wd |  |  | 0 | 0 | 0 | 0 | 0 | 0 | 0.2 | 0.5 | 1 | 1 | 1 | 1 | 1 | 1 | 1 | 1 | 1 | 0 | 0 | 0 | 0 | 0 | 0 | 0 | 100 |  | 9.7
; | ECC | Cmp | IS | Lt | Wd | DEER-ECC-Cmp-IS-Lt-Wd |  |  | 0.1 | 0.1 | 0.1 | 0.1 | 0.1 | 0.3 | 0.3 | 0.5 | 1 | 1 | 1 | 1 | 1 | 1 | 1 | 1 | 1 | 0.25 | 0.1 | 0.1 | 0.1 | 0.1 | 0.1 | 0.1 | 100 |  | 11.45
; | ECC | Cmp | IS | Eq | Wd | DEER-ECC-Cmp-IS-Eq-Wd |  |  | 0.5 | 0.5 | 0.5 | 0.5 | 0.5 | 0.5 | 0.5 | 0.5 | 1 | 1 | 1 | 1 | 1 | 1 | 1 | 1 | 1 | 0.5 | 0.5 | 0.5 | 0.5 | 0.5 | 0.5 | 0.5 | 100 |  | 16.5
; | ECC |  | IS | DHW | Wd | DEER-ECC-IS-DHW-Wd |  |  | 0 | 0 | 0 | 0 | 0 | 0 | 0 | 0.9 | 0.9 | 0.9 | 0.9 | 0.9 | 0.6 | 0.6 | 0.6 | 0.6 | 0.6 | 1 | 1 | 1 | 1 | 0 | 0 | 0 | 100 |  | 11.5
; | ECC |  | IS | DHW | Sa | DEER-ECC-IS-DHW-Sa |  |  | 0 | 0 | 0 | 0 | 0 | 0 | 0 | 0.5 | 0.5 | 0.5 | 0.5 | 0.5 | 0.5 | 0.5 | 0.5 | 0.5 | 0 | 0 | 0 | 0 | 0 | 0 | 0 | 0 | 100 |  | 4.5
; | ECC |  | Su | DHW | Wd | DEER-ECC-Su-DHW-Wd |  |  | 0 | 0 | 0 | 0 | 0 | 0 | 0 | 0.35 | 0.35 | 0.35 | 0.35 | 0.35 | 0.25 | 0.25 | 0.25 | 0.25 | 0.25 | 0.4 | 0.4 | 0.4 | 0.4 | 0 | 0 | 0 | 100 |  | 4.6
; | ECC | ZZZ | Cl | all | all | DEER-ECC-ZZZ-Cl-all-all |  |  | 0 | 0 | 0 | 0 | 0 | 0 | 0 | 0 | 0 | 0 | 0 | 0 | 0 | 0 | 0 | 0 | 0 | 0 | 0 | 0 | 0 | 0 | 0 | 0 | 100 |  | 0
; | EUN | Cls | IS | Oc | Wd | DEER-EUN-Cls-IS-Oc-Wd |  |  | 0 | 0 | 0 | 0 | 0 | 0 | 0 | 0.3 | 1 | 1 | 1 | 0.85 | 0.7 | 0.85 | 1 | 1 | 1 | 0.6 | 0.95 | 1 | 0.8 | 0.4 | 0.1 | 0.05 | 100 |  | 12.6
; | EUN | Cls | IS | Oc | Sa | DEER-EUN-Cls-IS-Oc-Sa |  |  | 0 | 0 | 0 | 0 | 0 | 0 | 0 | 0.1 | 0.4 | 0.8 | 0.8 | 0.7 | 0.6 | 0.7 | 0.8 | 0.8 | 0.5 | 0.25 | 0.1 | 0 | 0 | 0 | 0 | 0 | 100 |  | 6.55
; | EUN | Cls | IS | Oc | SuH | DEER-EUN-Cls-IS-Oc-SuH |  |  | 0 | 0 | 0 | 0 | 0 | 0 | 0 | 0 | 0 | 0 | 0.15 | 0.15 | 0 | 0 | 0 | 0 | 0 | 0 | 0 | 0 | 0 | 0 | 0 | 0 | 100 |  | 0.3
; | EUN | Cls | IS | Lt | Wd | DEER-EUN-Cls-IS-Lt-Wd |  |  | 0.05 | 0.05 | 0.05 | 0.05 | 0.05 | 0.05 | 0.5 | 0.8 | 1 | 1 | 1 | 0.9 | 0.9 | 0.9 | 1 | 1 | 1 | 0.9 | 0.9 | 0.9 | 0.8 | 0.7 | 0.5 | 0.2 | 100 |  | 15.2
; | EUN | Cls | IS | Lt | Sa | DEER-EUN-Cls-IS-Lt-Sa |  |  | 0.05 | 0.05 | 0.05 | 0.05 | 0.05 | 0.05 | 0.05 | 0.8 | 1 | 1 | 1 | 0.9 | 0.9 | 0.9 | 1 | 1 | 0.7 | 0.4 | 0.2 | 0.05 | 0.05 | 0.05 | 0.05 | 0.05 | 100 |  | 10.4
; | EUN | Cls | IS | Lt | SuH | DEER-EUN-Cls-IS-Lt-SuH |  |  | 0.05 | 0.05 | 0.05 | 0.05 | 0.05 | 0.05 | 0.05 | 0.05 | 0.05 | 0.05 | 0.25 | 0.25 | 0.05 | 0.05 | 0.05 | 0.05 | 0.05 | 0.05 | 0.05 | 0.05 | 0.05 | 0.05 | 0.05 | 0.05 | 100 |  | 1.6
; | EUN | Cls | IS | Eq | Wd | DEER-EUN-Cls-IS-Eq-Wd |  |  | 0.05 | 0.05 | 0.05 | 0.05 | 0.05 | 0.05 | 0.2 | 0.8 | 1 | 1 | 1 | 0.9 | 0.9 | 0.9 | 1 | 1 | 1 | 0.9 | 0.9 | 0.9 | 0.8 | 0.7 | 0.3 | 0.1 | 100 |  | 14.6
; | EUN | Cls | IS | Eq | Sa | DEER-EUN-Cls-IS-Eq-Sa |  |  | 0.05 | 0.05 | 0.05 | 0.05 | 0.05 | 0.05 | 0.05 | 0.8 | 1 | 1 | 1 | 0.9 | 0.9 | 0.9 | 1 | 1 | 0.7 | 0.4 | 0.2 | 0.05 | 0.05 | 0.05 | 0.05 | 0.05 | 100 |  | 10.4
; | EUN | Cls | IS | Eq | SuH | DEER-EUN-Cls-IS-Eq-SuH |  |  | 0.05 | 0.05 | 0.05 | 0.05 | 0.05 | 0.05 | 0.05 | 0.05 | 0.05 | 0.05 | 0.2 | 0.2 | 0.05 | 0.05 | 0.05 | 0.05 | 0.05 | 0.05 | 0.05 | 0.05 | 0.05 | 0.05 | 0.05 | 0.05 | 100 |  | 1.5
; | EUN | Off | IS | Oc | Wd | DEER-EUN-Off-IS-Oc-Wd |  |  | 0 | 0 | 0 | 0 | 0 | 0 | 0 | 0.3 | 1 | 1 | 1 | 0.8 | 0.4 | 0.8 | 1 | 1 | 1 | 0.3 | 0.1 | 0.1 | 0.1 | 0.05 | 0.05 | 0.05 | 100 |  | 9.05
; | EUN | Off | IS | Oc | Sa | DEER-EUN-Off-IS-Oc-Sa |  |  | 0 | 0 | 0 | 0 | 0 | 0 | 0 | 0 | 0.1 | 0.2 | 0.2 | 0.2 | 0.2 | 0 | 0 | 0 | 0 | 0 | 0 | 0 | 0 | 0 | 0 | 0 | 100 |  | 0.9
; | EUN | Off | IS | Lt | Wd | DEER-EUN-Off-IS-Lt-Wd |  |  | 0.05 | 0.05 | 0.05 | 0.05 | 0.05 | 0.05 | 0.05 | 0.8 | 0.9 | 0.9 | 0.95 | 0.95 | 0.8 | 0.8 | 0.9 | 0.9 | 0.95 | 0.8 | 0.7 | 0.6 | 0.4 | 0.1 | 0.05 | 0.05 | 100 |  | 11.9
; | EUN | Off | IS | Lt | Sa | DEER-EUN-Off-IS-Lt-Sa |  |  | 0.05 | 0.05 | 0.05 | 0.05 | 0.05 | 0.05 | 0.05 | 0.05 | 0.2 | 0.4 | 0.4 | 0.4 | 0.4 | 0.05 | 0.05 | 0.05 | 0.05 | 0.05 | 0.05 | 0.05 | 0.05 | 0.05 | 0.05 | 0.05 | 100 |  | 2.75
; | EUN | Off | IS | Eq | Wd | DEER-EUN-Off-IS-Eq-Wd |  |  | 0.05 | 0.05 | 0.05 | 0.05 | 0.05 | 0.05 | 0.05 | 0.8 | 0.9 | 0.9 | 0.95 | 0.95 | 0.8 | 0.8 | 0.9 | 0.9 | 0.95 | 0.8 | 0.7 | 0.6 | 0.4 | 0.1 | 0.05 | 0.05 | 100 |  | 11.9
; | EUN | Off | IS | Eq | Sa | DEER-EUN-Off-IS-Eq-Sa |  |  | 0.05 | 0.05 | 0.05 | 0.05 | 0.05 | 0.05 | 0.05 | 0.05 | 0.2 | 0.4 | 0.4 | 0.4 | 0.4 | 0.05 | 0.05 | 0.05 | 0.05 | 0.05 | 0.05 | 0.05 | 0.05 | 0.05 | 0.05 | 0.05 | 100 |  | 2.75
; | EUN | Din | IS | Oc | Wd | DEER-EUN-Din-IS-Oc-Wd |  |  | 0 | 0 | 0 | 0 | 0 | 0 | 0 | 0 | 0 | 0.3 | 0.3 | 0.9 | 0.9 | 0.3 | 0.3 | 0.3 | 0.3 | 0 | 0 | 0 | 0 | 0 | 0 | 0 | 100 |  | 3.6
; | EUN | Din | IS | Lt | Wd | DEER-EUN-Din-IS-Lt-Wd |  |  | 0.1 | 0.1 | 0.1 | 0.1 | 0.1 | 0.3 | 0.3 | 0.5 | 1 | 1 | 1 | 1 | 1 | 1 | 1 | 1 | 1 | 0.25 | 0.1 | 0.1 | 0.1 | 0.1 | 0.1 | 0.1 | 100 |  | 11.45
; | EUN | Din | IS | Eq | Wd | DEER-EUN-Din-IS-Eq-Wd |  |  | 0 | 0 | 0 | 0 | 0 | 0 | 0.6 | 0.6 | 0.6 | 0.6 | 0.6 | 0.6 | 0.6 | 0.6 | 0.6 | 0.6 | 0.6 | 1 | 1 | 1 | 1 | 0 | 0 | 0 | 100 |  | 10.6
; | EUN | Kit | IS | Oc | Wd | DEER-EUN-Kit-IS-Oc-Wd |  |  | 0 | 0 | 0 | 0 | 0 | 0 | 0 | 0 | 0 | 0.3 | 0.3 | 0.9 | 0.9 | 0.3 | 0.3 | 0.3 | 0.3 | 0 | 0 | 0 | 0 | 0 | 0 | 0 | 100 |  | 3.6
; | EUN | Kit | IS | Lt | Wd | DEER-EUN-Kit-IS-Lt-Wd |  |  | 0.1 | 0.1 | 0.1 | 0.1 | 0.1 | 0.3 | 0.3 | 0.5 | 1 | 1 | 1 | 1 | 1 | 1 | 1 | 1 | 1 | 0.25 | 0.1 | 0.1 | 0.1 | 0.1 | 0.1 | 0.1 | 100 |  | 11.45
; | EUN | Kit | IS | Eq | Wd | DEER-EUN-Kit-IS-Eq-Wd |  |  | 0.3 | 0.3 | 0.3 | 0.3 | 0.3 | 0.3 | 0.6 | 0.6 | 0.6 | 0.6 | 0.6 | 0.6 | 0.6 | 0.6 | 0.6 | 0.6 | 0.6 | 1 | 1 | 1 | 1 | 0.3 | 0.3 | 0.3 | 100 |  | 13.3
; | EUN | Kit | IS | Ck | Wd | DEER-EUN-Kit-IS-Ck-Wd |  |  | 0.2 | 0.2 | 0.2 | 0.2 | 0.2 | 0.2 | 0.5 | 0.5 | 0.75 | 0.75 | 1 | 1 | 0.5 | 0.5 | 0.25 | 0.5 | 0.75 | 0.75 | 0.5 | 0.25 | 0.2 | 0.2 | 0.2 | 0.2 | 100 |  | 10.5
; | EUN | Cmp | IS | Oc | Wd | DEER-EUN-Cmp-IS-Oc-Wd |  |  | 0 | 0 | 0 | 0 | 0 | 0 | 0.2 | 0.5 | 1 | 1 | 1 | 1 | 1 | 1 | 1 | 1 | 1 | 0 | 0 | 0 | 0 | 0 | 0 | 0 | 100 |  | 9.7
; | EUN | Cmp | IS | Lt | Wd | DEER-EUN-Cmp-IS-Lt-Wd |  |  | 0.1 | 0.1 | 0.1 | 0.1 | 0.1 | 0.3 | 0.3 | 0.5 | 1 | 1 | 1 | 1 | 1 | 1 | 1 | 1 | 1 | 0.25 | 0.1 | 0.1 | 0.1 | 0.1 | 0.1 | 0.1 | 100 |  | 11.45
; | EUN | Cmp | IS | Eq | Wd | DEER-EUN-Cmp-IS-Eq-Wd |  |  | 0.5 | 0.5 | 0.5 | 0.5 | 0.5 | 0.5 | 0.5 | 0.5 | 1 | 1 | 1 | 1 | 1 | 1 | 1 | 1 | 1 | 0.5 | 0.5 | 0.5 | 0.5 | 0.5 | 0.5 | 0.5 | 100 |  | 16.5
; | EUN | Drm | IS | Oc | Wd | DEER-EUN-Drm-IS-Oc-Wd |  |  | 1 | 1 | 1 | 1 | 1 | 1 | 1 | 1 | 0.2 | 0.2 | 0.2 | 0.2 | 0.2 | 0.2 | 0.2 | 0.2 | 0.2 | 0.8 | 0.8 | 0.6 | 0.6 | 0.6 | 1 | 1 | 100 |  | 15.2
; | EUN | Drm | IS | Oc | Sa | DEER-EUN-Drm-IS-Oc-Sa |  |  | 1 | 1 | 1 | 1 | 1 | 1 | 1 | 1 | 1 | 1 | 0.5 | 0.5 | 0.5 | 0.5 | 0.5 | 0.5 | 0.5 | 0.8 | 0.8 | 0.6 | 0.6 | 0.6 | 1 | 1 | 100 |  | 18.9
; | EUN | Drm | IS | Oc | SuH | DEER-EUN-Drm-IS-Oc-SuH |  |  | 1 | 1 | 1 | 1 | 1 | 1 | 1 | 1 | 1 | 1 | 1 | 0.5 | 0.5 | 0.5 | 0.5 | 0.5 | 0.5 | 0.5 | 0.5 | 0.5 | 0.5 | 0.5 | 1 | 1 | 100 |  | 18.5
; | EUN | Drm | IS | Lt | Wd | DEER-EUN-Drm-IS-Lt-Wd |  |  | 0.2 | 0.2 | 0.2 | 0.2 | 0.2 | 0.2 | 0.2 | 0.2 | 0.5 | 0.5 | 0.5 | 0.5 | 0.5 | 0.5 | 0.5 | 0.5 | 0.5 | 0.8 | 0.8 | 1 | 1 | 1 | 0.4 | 0.4 | 100 |  | 11.5
; | EUN | Drm | IS | Lt | Sa | DEER-EUN-Drm-IS-Lt-Sa |  |  | 0.2 | 0.2 | 0.2 | 0.2 | 0.2 | 0.2 | 0.2 | 0.2 | 0.2 | 0.2 | 0.7 | 0.7 | 0.7 | 0.7 | 0.7 | 0.7 | 0.7 | 0.7 | 0.7 | 0.7 | 0.7 | 0.7 | 1 | 1 | 100 |  | 12.4
; | EUN | Drm | IS | Lt | SuH | DEER-EUN-Drm-IS-Lt-SuH |  |  | 0.2 | 0.2 | 0.2 | 0.2 | 0.2 | 0.2 | 0.2 | 0.2 | 0.2 | 0.2 | 0.5 | 0.5 | 0.5 | 0.5 | 0.5 | 0.5 | 0.5 | 0.5 | 0.5 | 0.5 | 0.5 | 0.5 | 0.8 | 0.8 | 100 |  | 9.6
; | EUN | Drm | IS | Eq | Wd | DEER-EUN-Drm-IS-Eq-Wd |  |  | 0.2 | 0.2 | 0.2 | 0.2 | 0.2 | 0.2 | 0.2 | 0.2 | 0.5 | 0.5 | 0.5 | 0.5 | 0.5 | 0.5 | 0.5 | 0.5 | 0.5 | 0.8 | 0.8 | 1 | 1 | 1 | 0.4 | 0.4 | 100 |  | 11.5
; | EUN | Drm | IS | Eq | Sa | DEER-EUN-Drm-IS-Eq-Sa |  |  | 0.2 | 0.2 | 0.2 | 0.2 | 0.2 | 0.2 | 0.2 | 0.2 | 0.2 | 0.2 | 0.7 | 0.7 | 0.7 | 0.7 | 0.7 | 0.7 | 0.7 | 0.7 | 0.7 | 0.7 | 0.7 | 0.7 | 1 | 1 | 100 |  | 12.4
; | EUN | Drm | IS | Eq | SuH | DEER-EUN-Drm-IS-Eq-SuH |  |  | 0.2 | 0.2 | 0.2 | 0.2 | 0.2 | 0.2 | 0.2 | 0.2 | 0.2 | 0.2 | 0.5 | 0.5 | 0.5 | 0.5 | 0.5 | 0.5 | 0.5 | 0.5 | 0.5 | 0.5 | 0.5 | 0.5 | 0.8 | 0.8 | 100 |  | 9.6
; | EUN |  | IS | DHW | Wd | DEER-EUN-IS-DHW-Wd |  |  | 0.0175 | 0.0175 | 0.0175 | 0.0175 | 0.0175 | 0.07 | 0.28 | 0.545 | 1 | 1 | 1 | 0.854 | 0.654 | 0.861 | 1 | 1 | 1 | 0.736 | 0.892 | 0.904 | 0.702 | 0.372 | 0.125 | 0.085 | 100 |  | 13.1675
; | EUN |  | IS | DHW | Sa | DEER-EUN-IS-DHW-Sa |  |  | 0.0175 | 0.0175 | 0.0175 | 0.0175 | 0.0175 | 0.0175 | 0.07 | 0.255 | 0.515 | 0.855 | 0.7325 | 0.6525 | 0.5725 | 0.6125 | 0.7625 | 0.7975 | 0.5225 | 0.396 | 0.248 | 0.105 | 0.084 | 0.063 | 0.07 | 0.035 | 100 |  | 7.4535
; | EUN |  | IS | DHW | SuH | DEER-EUN-IS-DHW-SuH |  |  | 0.0175 | 0.0175 | 0.0175 | 0.0175 | 0.0175 | 0.0175 | 0.0175 | 0.07 | 0.105 | 0.105 | 0.19 | 0.155 | 0.0525 | 0.07 | 0.0875 | 0.105 | 0.1225 | 0.07 | 0.0525 | 0.035 | 0.035 | 0.035 | 0.07 | 0.035 | 100 |  | 1.5175
; | EUN |  | Su | DHW | Wd | DEER-EUN-Su-DHW-Wd |  |  | 0.01 | 0.01 | 0.01 | 0.01 | 0.01 | 0.035 | 0.14 | 0.4345 | 0.3775 | 0.374 | 0.367 | 0.359 | 0.22643 | 0.24768 | 0.2575 | 0.2575 | 0.2645 | 0.442 | 0.384 | 0.37 | 0.349 | 0.025 | 0.0215 | 0.0215 | 100 |  | 5.0036
; | EUN |  | Su | DHW | Sa | DEER-EUN-Su-DHW-Sa |  |  | 0.01 | 0.01 | 0.01 | 0.01 | 0.01 | 0.01 | 0.035 | 0.2515 | 0.2555 | 0.2575 | 0.19625 | 0.19768 | 0.19958 | 0.19025 | 0.22525 | 0.24275 | 0.06525 | 0.06525 | 0.0565 | 0.04375 | 0.035 | 0.02625 | 0.028 | 0.014 | 100 |  | 2.4453
; | EUN |  | Su | DHW | SuH | DEER-EUN-Su-DHW-SuH |  |  | 0.01 | 0.01 | 0.01 | 0.01 | 0.01 | 0.01 | 0.01 | 0.035 | 0.0525 | 0.0525 | 0.039 | 0.0215 | 0.02625 | 0.035 | 0.04375 | 0.0525 | 0.06125 | 0.035 | 0.02625 | 0.0175 | 0.0175 | 0.0175 | 0.035 | 0.0175 | 100 |  | 0.6555
; | EUN | Cls | Cl | Oc | Wd | DEER-EUN-Cls-Cl-Oc-Wd |  |  | 0 | 0 | 0 | 0 | 0 | 0 | 0 | 0 | 0.1 | 0.1 | 0.1 | 0.1 | 0.1 | 0.1 | 0.1 | 0.1 | 0.1 | 0.1 | 0 | 0 | 0 | 0 | 0 | 0 | 100 |  | 1
; | EUN | Cls | Cl | Lt | Wd | DEER-EUN-Cls-Cl-Lt-Wd |  |  | 0.035 | 0.035 | 0.035 | 0.035 | 0.035 | 0.035 | 0.035 | 0.035 | 0.2 | 0.2 | 0.2 | 0.2 | 0.2 | 0.2 | 0.2 | 0.2 | 0.2 | 0.2 | 0.035 | 0.035 | 0.035 | 0.035 | 0.035 | 0.035 | 100 |  | 2.49
; | EUN | Cls | Cl | Eq | Wd | DEER-EUN-Cls-Cl-Eq-Wd |  |  | 0 | 0 | 0 | 0 | 0 | 0 | 0 | 0 | 0.1 | 0.1 | 0.1 | 0.1 | 0.1 | 0.1 | 0.1 | 0.1 | 0.1 | 0.1 | 0 | 0 | 0 | 0 | 0 | 0 | 100 |  | 1
; | EUN |  | Cl | DHW | Wd | DEER-EUN-Cl-DHW-Wd |  |  | 0.01 | 0.01 | 0.01 | 0.01 | 0.01 | 0.01 | 0.021 | 0.042375 | 0.1555 | 0.1548 | 0.1534 | 0.1454 | 0.10883 | 0.12728 | 0.1315 | 0.1315 | 0.1329 | 0.1187 | 0.0164 | 0.0143 | 0.01115 | 0.01 | 0.01 | 0.01 | 100 |  | 1.555
; | EUN |  | Cl | DHW | Sa | DEER-EUN-Cl-DHW-Sa |  |  | 0.01 | 0.01 | 0.01 | 0.01 | 0.01 | 0.01 | 0.01 | 0.017125 | 0.021125 | 0.023125 | 0.013938 | 0.015366 | 0.017271 | 0.01 | 0.013187 | 0.015813 | 0.013187 | 0.013187 | 0.011875 | 0.01 | 0.01 | 0.01 | 0.01 | 0.01 | 100 |  | 0.3052
; | HSP | 24G | Yr | Oc | Wd | DEER-HSP-24G-Yr-Oc-Wd |  |  | 0 | 0 | 0 | 0 | 0 | 0 | 0 | 0 | 0.5 | 0.5 | 0.5 | 0.3 | 0.3 | 0.5 | 0.5 | 0.5 | 0.5 | 0.3 | 0.3 | 0.3 | 0 | 0 | 0 | 0 | 100 |  | 5
; | HSP | 24G | Yr | Oc | WeH | DEER-HSP-24G-Yr-Oc-WeH |  |  | 0 | 0 | 0 | 0 | 0 | 0 | 0 | 0 | 0.5 | 0.5 | 0.5 | 0.3 | 0.3 | 0.5 | 0.5 | 0.5 | 0.5 | 0.3 | 0.3 | 0.3 | 0 | 0 | 0 | 0 | 100 |  | 5
; | HSP | 24G | Yr | Lt | Wd | DEER-HSP-24G-Yr-Lt-Wd |  |  | 0.8 | 0.8 | 0.8 | 0.8 | 0.8 | 0.8 | 0.8 | 0.8 | 1 | 1 | 1 | 1 | 1 | 1 | 1 | 1 | 1 | 1 | 1 | 1 | 0.8 | 0.8 | 0.8 | 0.8 | 100 |  | 21.6
; | HSP | 24G | Yr | Lt | WeH | DEER-HSP-24G-Yr-Lt-WeH |  |  | 0.6 | 0.6 | 0.6 | 0.6 | 0.6 | 0.6 | 0.6 | 0.6 | 0.8 | 0.8 | 0.8 | 0.8 | 0.8 | 0.8 | 0.8 | 0.8 | 0.8 | 0.8 | 0.8 | 0.8 | 0.6 | 0.6 | 0.6 | 0.6 | 100 |  | 16.8
; | HSP | 24G | Yr | Eq | Wd | DEER-HSP-24G-Yr-Eq-Wd |  |  | 0.75 | 0.75 | 0.75 | 0.75 | 0.75 | 0.75 | 0.75 | 0.75 | 1 | 1 | 1 | 1 | 1 | 1 | 1 | 1 | 1 | 1 | 1 | 1 | 0.75 | 0.75 | 0.75 | 0.75 | 100 |  | 21
; | HSP | 24G | Yr | Eq | WeH | DEER-HSP-24G-Yr-Eq-WeH |  |  | 0.45 | 0.45 | 0.45 | 0.45 | 0.45 | 0.45 | 0.45 | 0.45 | 0.6 | 0.6 | 0.6 | 0.6 | 0.6 | 0.6 | 0.6 | 0.6 | 0.6 | 0.6 | 0.6 | 0.6 | 0.45 | 0.45 | 0.45 | 0.45 | 100 |  | 12.6
; | HSP | 12G | Yr | Oc | Wd | DEER-HSP-12G-Yr-Oc-Wd |  |  | 0 | 0 | 0 | 0 | 0 | 0 | 0 | 0 | 0.5 | 0.5 | 0.5 | 0.3 | 0.3 | 0.5 | 0.5 | 0.5 | 0.5 | 0.3 | 0.3 | 0.3 | 0 | 0 | 0 | 0 | 100 |  | 5
; | HSP | 12G | Yr | Oc | WeH | DEER-HSP-12G-Yr-Oc-WeH |  |  | 0 | 0 | 0 | 0 | 0 | 0 | 0 | 0 | 0.5 | 0.5 | 0.5 | 0.3 | 0.3 | 0.5 | 0.5 | 0.5 | 0.5 | 0.3 | 0.3 | 0.3 | 0 | 0 | 0 | 0 | 100 |  | 5
; | HSP | 12G | Yr | Lt | Wd | DEER-HSP-12G-Yr-Lt-Wd |  |  | 0.3 | 0.3 | 0.3 | 0.3 | 0.3 | 0.3 | 0.3 | 0.3 | 1 | 1 | 1 | 1 | 1 | 1 | 1 | 1 | 1 | 1 | 1 | 1 | 0.3 | 0.3 | 0.3 | 0.3 | 100 |  | 15.6
; | HSP | 12G | Yr | Lt | WeH | DEER-HSP-12G-Yr-Lt-WeH |  |  | 0.3 | 0.3 | 0.3 | 0.3 | 0.3 | 0.3 | 0.3 | 0.3 | 0.5 | 0.5 | 0.5 | 0.5 | 0.5 | 0.5 | 0.5 | 0.5 | 0.5 | 0.5 | 0.5 | 0.5 | 0.3 | 0.3 | 0.3 | 0.3 | 100 |  | 9.6
; | HSP | 12G | Yr | Eq | Wd | DEER-HSP-12G-Yr-Eq-Wd |  |  | 0.05 | 0.05 | 0.05 | 0.05 | 0.05 | 0.05 | 0.05 | 0.05 | 1 | 1 | 1 | 1 | 1 | 1 | 1 | 1 | 1 | 1 | 1 | 1 | 0.05 | 0.05 | 0.05 | 0.05 | 100 |  | 12.6
; | HSP | 12G | Yr | Eq | WeH | DEER-HSP-12G-Yr-Eq-WeH |  |  | 0.05 | 0.05 | 0.05 | 0.05 | 0.05 | 0.05 | 0.05 | 0.05 | 1 | 1 | 1 | 1 | 1 | 1 | 1 | 1 | 1 | 1 | 1 | 1 | 0.05 | 0.05 | 0.05 | 0.05 | 100 |  | 12.6
; | HSP | Kit | Yr | Oc | Wd | DEER-HSP-Kit-Yr-Oc-Wd |  |  | 0.25 | 0.25 | 0.25 | 0.25 | 0.25 | 0.25 | 0.25 | 0.25 | 0.5 | 0.5 | 0.5 | 0.3 | 0.3 | 0.5 | 0.5 | 0.5 | 0.5 | 0.3 | 0.3 | 0.3 | 0.25 | 0.25 | 0.25 | 0.25 | 100 |  | 8
; | HSP | Kit | Yr | Oc | WeH | DEER-HSP-Kit-Yr-Oc-WeH |  |  | 0.25 | 0.25 | 0.25 | 0.25 | 0.25 | 0.25 | 0.25 | 0.25 | 0.5 | 0.5 | 0.5 | 0.3 | 0.3 | 0.5 | 0.5 | 0.5 | 0.5 | 0.3 | 0.3 | 0.3 | 0.25 | 0.25 | 0.25 | 0.25 | 100 |  | 8
; | HSP | Kit | Yr | Lt | Wd | DEER-HSP-Kit-Yr-Lt-Wd | [26 empty] | 100 |  | 24 | bar: 1 to 24
; | HSP | Kit | Yr | Lt | WeH | DEER-HSP-Kit-Yr-Lt-WeH | [26 empty] | 100 |  | 24 | bar: 1 to 24
; | HSP | Kit | Yr | Eq | Wd | DEER-HSP-Kit-Yr-Eq-Wd |  |  | 0.15 | 0.12 | 0.12 | 0.12 | 0.12 | 0.12 | 0.34 | 1 | 0.63 | 0.67 | 0.63 | 0.71 | 0.71 | 0.92 | 0.59 | 0.63 | 0.75 | 0.63 | 0.63 | 0.67 | 0.55 | 0.51 | 0.32 | 0.32 | 100 |  | 11.96
; | HSP | Kit | Yr | Eq | WeH | DEER-HSP-Kit-Yr-Eq-WeH |  |  | 0.14 | 0.14 | 0.14 | 0.14 | 0.14 | 0.14 | 0.6 | 0.6 | 0.6 | 0.6 | 0.6 | 0.6 | 0.66 | 0.66 | 0.66 | 0.66 | 0.66 | 0.66 | 0.66 | 0.66 | 0.51 | 0.51 | 0.32 | 0.32 | 100 |  | 11.38
; | HSP | Kit | Yr | Ck | Wd | DEER-HSP-Kit-Yr-Ck-Wd |  |  | 0.11 | 0.11 | 0.11 | 0.11 | 0.76 | 0.72 | 0.59 | 0.86 | 0.77 | 0.88 | 0.95 | 0.86 | 0.76 | 0.76 | 0.75 | 0.82 | 1 | 0.8 | 0.59 | 0.38 | 0.16 | 0.11 | 0.11 | 0.11 | 100 |  | 13.18
; | HSP | Kit | Yr | Ck | WeH | DEER-HSP-Kit-Yr-Ck-WeH |  |  | 0.11 | 0.11 | 0.11 | 0.11 | 0.76 | 0.72 | 0.59 | 0.86 | 0.77 | 0.88 | 0.95 | 0.86 | 0.76 | 0.76 | 0.75 | 0.82 | 1 | 0.8 | 0.59 | 0.38 | 0.16 | 0.11 | 0.11 | 0.11 | 100 |  | 13.18
; | HSP | 24W | Yr | Oc | All | DEER-HSP-24W-Yr-Oc-All |  |  | 0.8 | 0.8 | 0.8 | 0.8 | 0.8 | 0.8 | 0.8 | 0.8 | 0.8 | 0.8 | 1 | 1 | 0.8 | 0.8 | 0.8 | 0.8 | 0.8 | 0.8 | 0.8 | 1 | 1 | 0.8 | 0.8 | 0.8 | 100 |  | 20
; | HSP | 24W | Yr | Lt | All | DEER-HSP-24W-Yr-Lt-All |  |  | 0.35 | 0.35 | 0.35 | 0.35 | 0.35 | 0.6 | 0.9 | 1 | 1 | 1 | 1 | 1 | 1 | 1 | 1 | 1 | 1 | 1 | 1 | 1 | 1 | 0.6 | 0.35 | 0.35 | 100 |  | 18.55
; | HSP | 24W | Yr | Eq | All | DEER-HSP-24W-Yr-Eq-All |  |  | 0.1 | 0.1 | 0.1 | 0.1 | 0.1 | 0.4 | 0.6 | 0.8 | 0.9 | 0.9 | 1 | 1 | 0.9 | 0.7 | 0.7 | 0.7 | 1 | 1 | 0.7 | 0.7 | 0.7 | 0.6 | 0.2 | 0.1 | 100 |  | 14.1
; | HSP | 24C | Yr | Oc | Wd | DEER-HSP-24C-Yr-Oc-Wd |  |  | 0.7 | 0.7 | 0.7 | 0.7 | 0.7 | 0.7 | 0.7 | 0.7 | 0.8 | 0.8 | 0.8 | 0.8 | 0.8 | 0.8 | 0.8 | 0.8 | 0.8 | 0.8 | 0.8 | 0.8 | 0.7 | 0.7 | 0.7 | 0.7 | 100 |  | 18
; | HSP | 24C | Yr | Oc | WeH | DEER-HSP-24C-Yr-Oc-WeH |  |  | 0.7 | 0.7 | 0.7 | 0.7 | 0.7 | 0.7 | 0.7 | 0.7 | 0.8 | 0.8 | 0.8 | 0.8 | 0.8 | 0.8 | 0.8 | 0.8 | 0.8 | 0.8 | 0.8 | 0.8 | 0.7 | 0.7 | 0.7 | 0.7 | 100 |  | 18
; | HSP | 24C | Yr | Lt | Wd | DEER-HSP-24C-Yr-Lt-Wd |  |  | 0.55 | 0.55 | 0.55 | 0.55 | 0.55 | 0.55 | 0.55 | 0.55 | 0.75 | 0.75 | 0.75 | 0.75 | 0.75 | 0.75 | 0.75 | 0.75 | 0.75 | 0.75 | 0.75 | 0.75 | 0.55 | 0.55 | 0.55 | 0.55 | 100 |  | 15.6
; | HSP | 24C | Yr | Lt | WeH | DEER-HSP-24C-Yr-Lt-WeH |  |  | 0.45 | 0.45 | 0.45 | 0.45 | 0.45 | 0.45 | 0.45 | 0.45 | 0.5 | 0.5 | 0.5 | 0.5 | 0.5 | 0.5 | 0.5 | 0.5 | 0.5 | 0.5 | 0.5 | 0.5 | 0.45 | 0.45 | 0.45 | 0.45 | 100 |  | 11.4
; | HSP | 24C | Yr | Eq | Wd | DEER-HSP-24C-Yr-Eq-Wd |  |  | 0.45 | 0.45 | 0.45 | 0.45 | 0.45 | 0.45 | 0.45 | 0.45 | 0.8 | 0.8 | 0.8 | 0.8 | 0.8 | 0.8 | 0.8 | 0.8 | 0.8 | 0.8 | 0.8 | 0.8 | 0.45 | 0.45 | 0.45 | 0.45 | 100 |  | 15
; | HSP | 24C | Yr | Eq | WeH | DEER-HSP-24C-Yr-Eq-WeH |  |  | 0.45 | 0.45 | 0.45 | 0.45 | 0.45 | 0.45 | 0.45 | 0.45 | 0.7 | 0.7 | 0.7 | 0.7 | 0.7 | 0.7 | 0.7 | 0.7 | 0.7 | 0.7 | 0.7 | 0.7 | 0.45 | 0.45 | 0.45 | 0.45 | 100 |  | 13.8
; | HSP | 12C | Yr | Oc | Wd | DEER-HSP-12C-Yr-Oc-Wd |  |  | 0 | 0 | 0 | 0 | 0 | 0 | 0 | 0 | 0.5 | 0.5 | 0.5 | 0.3 | 0.3 | 0.5 | 0.5 | 0.5 | 0.5 | 0.3 | 0.3 | 0.3 | 0 | 0 | 0 | 0 | 100 |  | 5
; | HSP | 12C | Yr | Oc | WeH | DEER-HSP-12C-Yr-Oc-WeH |  |  | 0 | 0 | 0 | 0 | 0 | 0 | 0 | 0 | 0.5 | 0.5 | 0.5 | 0.3 | 0.3 | 0.5 | 0.5 | 0.5 | 0.5 | 0.3 | 0.3 | 0.3 | 0 | 0 | 0 | 0 | 100 |  | 5
; | HSP | 12C | Yr | Lt | Wd | DEER-HSP-12C-Yr-Lt-Wd |  |  | 0.3 | 0.3 | 0.3 | 0.3 | 0.3 | 0.3 | 0.3 | 0.3 | 0.75 | 0.75 | 0.75 | 0.75 | 0.75 | 0.75 | 0.75 | 0.75 | 0.75 | 0.75 | 0.75 | 0.75 | 0.3 | 0.3 | 0.3 | 0.3 | 100 |  | 12.6
; | HSP | 12C | Yr | Lt | WeH | DEER-HSP-12C-Yr-Lt-WeH |  |  | 0.3 | 0.3 | 0.3 | 0.3 | 0.3 | 0.3 | 0.3 | 0.3 | 0.5 | 0.5 | 0.5 | 0.5 | 0.5 | 0.5 | 0.5 | 0.5 | 0.5 | 0.5 | 0.5 | 0.5 | 0.3 | 0.3 | 0.3 | 0.3 | 100 |  | 9.6
; | HSP | 12C | Yr | Eq | Wd | DEER-HSP-12C-Yr-Eq-Wd |  |  | 0.25 | 0.25 | 0.25 | 0.25 | 0.25 | 0.25 | 0.25 | 0.25 | 0.8 | 0.8 | 0.8 | 0.8 | 0.8 | 0.8 | 0.8 | 0.8 | 0.8 | 0.8 | 0.8 | 0.8 | 0.25 | 0.25 | 0.25 | 0.25 | 100 |  | 12.6
; | HSP | 12C | Yr | Eq | WeH | DEER-HSP-12C-Yr-Eq-WeH |  |  | 0.25 | 0.25 | 0.25 | 0.25 | 0.25 | 0.25 | 0.25 | 0.25 | 0.7 | 0.7 | 0.7 | 0.7 | 0.7 | 0.7 | 0.7 | 0.7 | 0.7 | 0.7 | 0.7 | 0.7 | 0.25 | 0.25 | 0.25 | 0.25 | 100 |  | 11.4
; | HSP | 24N | Yr | Oc | All | DEER-HSP-24N-Yr-Oc-All |  |  | 0.25 | 0.25 | 0.25 | 0.25 | 0.25 | 0.25 | 0.25 | 0.25 | 0.5 | 0.5 | 0.5 | 0.3 | 0.3 | 0.5 | 0.5 | 0.5 | 0.5 | 0.3 | 0.3 | 0.3 | 0.25 | 0.25 | 0.25 | 0.25 | 100 |  | 8
; | HSP | 24N | Yr | Lt | All | DEER-HSP-24N-Yr-Lt-All | [26 empty] | 100 |  | 24 | bar: 1 to 24
; | HSP | 24N | Yr | Eq | Wd | DEER-HSP-24N-Yr-Eq-Wd |  |  | 0.75 | 0.75 | 0.75 | 0.75 | 0.75 | 0.75 | 0.75 | 0.75 | 1 | 1 | 1 | 1 | 1 | 1 | 1 | 1 | 1 | 1 | 1 | 1 | 0.75 | 0.75 | 0.75 | 0.75 | 100 |  | 21
; | HSP | 24N | Yr | Eq | WeH | DEER-HSP-24N-Yr-Eq-WeH |  |  | 0.45 | 0.45 | 0.45 | 0.45 | 0.45 | 0.45 | 0.45 | 0.45 | 0.6 | 0.6 | 0.6 | 0.6 | 0.6 | 0.6 | 0.6 | 0.6 | 0.6 | 0.6 | 0.6 | 0.6 | 0.45 | 0.45 | 0.45 | 0.45 | 100 |  | 12.6
; | HSP |  | Yr | DHW | Wd | DEER-HSP-Yr-DHW-Wd |  |  | 0.18 | 0.18 | 0.18 | 0.25 | 0.25 | 0.65 | 1 | 0.86 | 0.8 | 0.69 | 0.69 | 0.73 | 0.73 | 0.57 | 0.69 | 0.84 | 0.73 | 0.66 | 0.5 | 0.48 | 0.46 | 0.42 | 0.43 | 0.33 | 100 |  | 13.3
; | HSP |  | Yr | DHW | WeH | DEER-HSP-Yr-DHW-WeH |  |  | 0.18 | 0.18 | 0.18 | 0.25 | 0.25 | 0.65 | 1 | 0.86 | 0.8 | 0.69 | 0.69 | 0.73 | 0.73 | 0.57 | 0.69 | 0.84 | 0.73 | 0.66 | 0.5 | 0.48 | 0.46 | 0.42 | 0.43 | 0.33 | 100 |  | 13.3
; | NRS | Fac | Yr | Oc | Wd | DEER-NRS-Fac-Yr-Oc-Wd |  |  | 0 | 0 | 0 | 0 | 0 | 0 | 0 | 0 | 1 | 1 | 1 | 1 | 1 | 1 | 1 | 1 | 1 | 1 | 1 | 1 | 1 | 0 | 0 | 0 | 100 |  | 13
; | NRS | Fac | Yr | Oc | WeH | DEER-NRS-Fac-Yr-Oc-WeH |  |  | 0 | 0 | 0 | 0 | 0 | 0 | 0 | 0 | 1 | 1 | 1 | 1 | 1 | 1 | 1 | 1 | 1 | 1 | 1 | 1 | 1 | 0 | 0 | 0 | 100 |  | 13
; | NRS | Fac | Yr | Lt | Wd | DEER-NRS-Fac-Yr-Lt-Wd |  |  | 0.1 | 0.1 | 0.1 | 0.1 | 0.1 | 0.1 | 0.1 | 0.1 | 0.7 | 0.7 | 0.7 | 0.7 | 0.7 | 0.7 | 0.7 | 0.7 | 0.7 | 0.7 | 0.7 | 0.7 | 0.7 | 0.1 | 0.1 | 0.1 | 100 |  | 10.2
; | NRS | Fac | Yr | Lt | WeH | DEER-NRS-Fac-Yr-Lt-WeH |  |  | 0.1 | 0.1 | 0.1 | 0.1 | 0.1 | 0.1 | 0.1 | 0.1 | 0.7 | 0.7 | 0.7 | 0.7 | 0.7 | 0.7 | 0.7 | 0.7 | 0.7 | 0.7 | 0.7 | 0.7 | 0.7 | 0.1 | 0.1 | 0.1 | 100 |  | 10.2
; | NRS | Fac | Yr | Eq | Wd | DEER-NRS-Fac-Yr-Eq-Wd |  |  | 0.2 | 0.2 | 0.2 | 0.2 | 0.2 | 0.4 | 0.6 | 0.8 | 0.9 | 0.9 | 1 | 1 | 0.9 | 0.7 | 0.7 | 0.7 | 1 | 1 | 0.7 | 0.7 | 0.7 | 0.6 | 0.2 | 0.2 | 100 |  | 14.7
; | NRS | Fac | Yr | Eq | WeH | DEER-NRS-Fac-Yr-Eq-WeH |  |  | 0.2 | 0.2 | 0.2 | 0.2 | 0.2 | 0.4 | 0.6 | 0.8 | 0.9 | 0.9 | 1 | 1 | 0.9 | 0.7 | 0.7 | 0.7 | 1 | 1 | 0.7 | 0.7 | 0.7 | 0.6 | 0.2 | 0.2 | 100 |  | 14.7
; | NRS | Adm | Yr | Oc | Wd | DEER-NRS-Adm-Yr-Oc-Wd |  |  | 0 | 0 | 0 | 0 | 0 | 0 | 0 | 0 | 1 | 1 | 1 | 1 | 1 | 1 | 1 | 1 | 1 | 1 | 1 | 0 | 0 | 0 | 0 | 0 | 100 |  | 11
; | NRS | Adm | Yr | Oc | WeH | DEER-NRS-Adm-Yr-Oc-WeH |  |  | 0 | 0 | 0 | 0 | 0 | 0 | 0 | 0 | 1 | 1 | 1 | 1 | 1 | 1 | 1 | 1 | 1 | 1 | 1 | 0 | 0 | 0 | 0 | 0 | 100 |  | 11
; | NRS | Adm | Yr | Lt | Wd | DEER-NRS-Adm-Yr-Lt-Wd |  |  | 0.1 | 0.1 | 0.1 | 0.1 | 0.1 | 0.1 | 0.1 | 0.7 | 0.7 | 0.7 | 0.7 | 0.7 | 0.7 | 0.7 | 0.7 | 0.7 | 0.7 | 0.7 | 0.7 | 0.7 | 0.7 | 0.1 | 0.1 | 0.1 | 100 |  | 10.8
; | NRS | Adm | Yr | Lt | WeH | DEER-NRS-Adm-Yr-Lt-WeH |  |  | 0.1 | 0.1 | 0.1 | 0.1 | 0.1 | 0.1 | 0.1 | 0.7 | 0.7 | 0.7 | 0.7 | 0.7 | 0.7 | 0.7 | 0.7 | 0.7 | 0.7 | 0.7 | 0.7 | 0.7 | 0.7 | 0.1 | 0.1 | 0.1 | 100 |  | 10.8
; | NRS | Adm | Yr | Eq | Wd | DEER-NRS-Adm-Yr-Eq-Wd |  |  | 0.3 | 0.3 | 0.3 | 0.3 | 0.3 | 0.4 | 0.6 | 0.8 | 0.9 | 0.9 | 1 | 1 | 0.9 | 0.7 | 0.7 | 0.7 | 1 | 1 | 0.7 | 0.7 | 0.7 | 0.6 | 0.4 | 0.3 | 100 |  | 15.5
; | NRS | Adm | Yr | Eq | WeH | DEER-NRS-Adm-Yr-Eq-WeH |  |  | 0.3 | 0.3 | 0.3 | 0.3 | 0.3 | 0.4 | 0.6 | 0.8 | 0.9 | 0.9 | 1 | 1 | 0.9 | 0.7 | 0.7 | 0.7 | 1 | 1 | 0.7 | 0.7 | 0.7 | 0.6 | 0.4 | 0.3 | 100 |  | 15.5
; | NRS | Kit | Yr | Oc | Wd | DEER-NRS-Kit-Yr-Oc-Wd |  |  | 0 | 0 | 0 | 0 | 0 | 0 | 0 | 0 | 1 | 1 | 1 | 1 | 1 | 1 | 1 | 1 | 1 | 1 | 1 | 0 | 0 | 0 | 0 | 0 | 100 |  | 11
; | NRS | Kit | Yr | Oc | WeH | DEER-NRS-Kit-Yr-Oc-WeH |  |  | 0 | 0 | 0 | 0 | 0 | 0 | 0 | 0 | 1 | 1 | 1 | 1 | 1 | 1 | 1 | 1 | 1 | 1 | 1 | 0 | 0 | 0 | 0 | 0 | 100 |  | 11
; | NRS | Kit | Yr | Lt | Wd | DEER-NRS-Kit-Yr-Lt-Wd |  |  | 0.1 | 0.1 | 0.1 | 0.1 | 0.1 | 0.1 | 0.1 | 0.7 | 0.7 | 0.7 | 0.7 | 0.7 | 0.7 | 0.7 | 0.7 | 0.7 | 0.7 | 0.7 | 0.7 | 0.7 | 0.7 | 0.1 | 0.1 | 0.1 | 100 |  | 10.8
; | NRS | Kit | Yr | Lt | WeH | DEER-NRS-Kit-Yr-Lt-WeH |  |  | 0.1 | 0.1 | 0.1 | 0.1 | 0.1 | 0.1 | 0.1 | 0.7 | 0.7 | 0.7 | 0.7 | 0.7 | 0.7 | 0.7 | 0.7 | 0.7 | 0.7 | 0.7 | 0.7 | 0.7 | 0.7 | 0.1 | 0.1 | 0.1 | 100 |  | 10.8
; | NRS | Kit | Yr | Eq | Wd | DEER-NRS-Kit-Yr-Eq-Wd |  |  | 0.3 | 0.3 | 0.3 | 0.3 | 0.3 | 0.4 | 0.6 | 0.8 | 0.9 | 0.9 | 1 | 1 | 0.9 | 0.7 | 0.7 | 0.7 | 1 | 1 | 0.7 | 0.7 | 0.7 | 0.6 | 0.4 | 0.3 | 100 |  | 15.5
; | NRS | Kit | Yr | Eq | WeH | DEER-NRS-Kit-Yr-Eq-WeH |  |  | 0.3 | 0.3 | 0.3 | 0.3 | 0.3 | 0.4 | 0.6 | 0.8 | 0.9 | 0.9 | 1 | 1 | 0.9 | 0.7 | 0.7 | 0.7 | 1 | 1 | 0.7 | 0.7 | 0.7 | 0.6 | 0.4 | 0.3 | 100 |  | 15.5
; | NRS | Kit | Yr | Ck | Wd | DEER-NRS-Kit-Yr-Ck-Wd |  |  | 0.1 | 0.1 | 0.1 | 0.1 | 0.1 | 0.4 | 0.6 | 0.8 | 0.9 | 0.9 | 1 | 1 | 0.9 | 0.7 | 0.7 | 0.7 | 1 | 1 | 0.7 | 0.7 | 0.7 | 0.6 | 0.2 | 0.1 | 100 |  | 14.1
; | NRS | Kit | Yr | Ck | WeH | DEER-NRS-Kit-Yr-Ck-WeH |  |  | 0.1 | 0.1 | 0.1 | 0.1 | 0.1 | 0.4 | 0.6 | 0.8 | 0.9 | 0.9 | 1 | 1 | 0.9 | 0.7 | 0.7 | 0.7 | 1 | 1 | 0.7 | 0.7 | 0.7 | 0.6 | 0.2 | 0.1 | 100 |  | 14.1
; | NRS | Rm | Yr | Oc | All | DEER-NRS-Rm-Yr-Oc-All |  |  | 1 | 1 | 1 | 1 | 1 | 1 | 1 | 1 | 0.6 | 0.6 | 0.6 | 0.6 | 0.6 | 0.6 | 0.6 | 0.6 | 0.6 | 0.6 | 0.6 | 1 | 1 | 1 | 1 | 1 | 100 |  | 19.6
; | NRS | Rm | Yr | Lt | All | DEER-NRS-Rm-Yr-Lt-All |  |  | 0.15 | 0.15 | 0.15 | 0.15 | 0.15 | 0.6 | 0.9 | 0.7 | 0.7 | 0.7 | 0.7 | 0.7 | 0.7 | 0.7 | 0.7 | 0.7 | 0.7 | 0.7 | 0.7 | 0.7 | 0.7 | 0.6 | 0.3 | 0.3 | 100 |  | 13.25
; | NRS | Rm | Yr | Eq | All | DEER-NRS-Rm-Yr-Eq-All |  |  | 0.3 | 0.3 | 0.3 | 0.3 | 0.3 | 0.4 | 0.6 | 0.8 | 0.9 | 0.9 | 1 | 1 | 0.9 | 0.7 | 0.7 | 0.7 | 1 | 1 | 0.7 | 0.7 | 0.7 | 0.6 | 0.5 | 0.3 | 100 |  | 15.6
; | NRS | Cor | Yr | Oc | Wd | DEER-NRS-Cor-Yr-Oc-Wd |  |  | 0.4 | 0.4 | 0.4 | 0.4 | 0.4 | 0.4 | 0.4 | 0.4 | 1 | 1 | 1 | 1 | 1 | 1 | 1 | 1 | 1 | 1 | 1 | 0.4 | 0.4 | 0.4 | 0.4 | 0.4 | 100 |  | 16.2
; | NRS | Cor | Yr | Oc | WeH | DEER-NRS-Cor-Yr-Oc-WeH |  |  | 0.4 | 0.4 | 0.4 | 0.4 | 0.4 | 0.4 | 0.4 | 0.4 | 1 | 1 | 1 | 1 | 1 | 1 | 1 | 1 | 1 | 1 | 1 | 0.4 | 0.4 | 0.4 | 0.4 | 0.4 | 100 |  | 16.2
; | NRS |  | Yr | DHW | Wd | DEER-NRS-Yr-DHW-Wd |  |  | 0.21 | 0.2 | 0.2 | 0.2 | 0.22 | 0.2 | 0.51 | 0.61 | 0.59 | 0.48 | 0.42 | 0.48 | 0.45 | 0.4 | 0.35 | 0.35 | 0.33 | 0.45 | 0.6 | 0.65 | 0.55 | 0.5 | 0.48 | 0.2 | 100 |  | 9.63
; | NRS |  | Yr | DHW | WeH | DEER-NRS-Yr-DHW-WeH |  |  | 0.21 | 0.2 | 0.2 | 0.2 | 0.22 | 0.2 | 0.51 | 0.61 | 0.59 | 0.48 | 0.42 | 0.48 | 0.45 | 0.4 | 0.35 | 0.35 | 0.33 | 0.45 | 0.6 | 0.65 | 0.55 | 0.5 | 0.48 | 0.2 | 100 |  | 9.63
; | HTLp | Fac | Yr | Oc | Wd | DEER-HTLp-Fac-Yr-Oc-Wd |  |  | 0.32 | 0.31 | 0.28 | 0.28 | 0.3 | 0.31 | 0.35 | 0.43 | 0.5 | 0.57 | 0.68 | 0.71 | 0.76 | 0.8 | 0.77 | 0.76 | 0.69 | 0.67 | 0.57 | 0.57 | 0.5 | 0.49 | 0.39 | 0.37 | 100 |  | 12.38
; | HTLp | Fac | Yr | Oc | WeH | DEER-HTLp-Fac-Yr-Oc-WeH |  |  | 0.32 | 0.31 | 0.28 | 0.28 | 0.3 | 0.31 | 0.35 | 0.43 | 0.5 | 0.57 | 0.68 | 0.71 | 0.76 | 0.8 | 0.77 | 0.76 | 0.69 | 0.67 | 0.57 | 0.57 | 0.5 | 0.49 | 0.39 | 0.37 | 100 |  | 12.38
; | HTLp | Fac | Yr | Lt | Wd | DEER-HTLp-Fac-Yr-Lt-Wd |  |  | 0.32 | 0.31 | 0.28 | 0.28 | 0.3 | 0.31 | 0.35 | 0.43 | 0.5 | 0.57 | 0.68 | 0.71 | 0.76 | 0.8 | 0.77 | 0.76 | 0.69 | 0.67 | 0.57 | 0.57 | 0.5 | 0.49 | 0.39 | 0.37 | 100 |  | 12.38
; | HTLp | Fac | Yr | Lt | WeH | DEER-HTLp-Fac-Yr-Lt-WeH |  |  | 0.32 | 0.31 | 0.28 | 0.28 | 0.3 | 0.31 | 0.35 | 0.43 | 0.5 | 0.57 | 0.68 | 0.71 | 0.76 | 0.8 | 0.77 | 0.76 | 0.69 | 0.67 | 0.57 | 0.57 | 0.5 | 0.49 | 0.39 | 0.37 | 100 |  | 12.38
; | HTLp | Fac | Yr | Eq | Wd | DEER-HTLp-Fac-Yr-Eq-Wd |  |  | 0.32 | 0.31 | 0.28 | 0.28 | 0.3 | 0.31 | 0.35 | 0.43 | 0.5 | 0.57 | 0.68 | 0.71 | 0.76 | 0.8 | 0.77 | 0.76 | 0.69 | 0.67 | 0.57 | 0.57 | 0.5 | 0.49 | 0.39 | 0.37 | 100 |  | 12.38
; | HTLp | Fac | Yr | Eq | WeH | DEER-HTLp-Fac-Yr-Eq-WeH |  |  | 0.32 | 0.31 | 0.28 | 0.28 | 0.3 | 0.31 | 0.35 | 0.43 | 0.5 | 0.57 | 0.68 | 0.71 | 0.76 | 0.8 | 0.77 | 0.76 | 0.69 | 0.67 | 0.57 | 0.57 | 0.5 | 0.49 | 0.39 | 0.37 | 100 |  | 12.38
; | HTLp | Adm | Yr | Oc | Wd | DEER-HTLp-Adm-Yr-Oc-Wd |  |  | 0 | 0 | 0 | 0 | 0 | 0 | 0 | 0.3 | 1 | 1 | 1 | 0.8 | 0.4 | 0.8 | 1 | 1 | 1 | 0.3 | 0.1 | 0.1 | 0 | 0 | 0 | 0 | 100 |  | 8.8
; | HTLp | Adm | Yr | Oc | WeH | DEER-HTLp-Adm-Yr-Oc-WeH |  |  | 0 | 0 | 0 | 0 | 0 | 0 | 0 | 0.3 | 0.5 | 0.5 | 0.5 | 0.5 | 0.3 | 0.5 | 0.4 | 0.4 | 0.4 | 0.2 | 0.1 | 0.1 | 0 | 0 | 0 | 0 | 100 |  | 4.7
; | HTLp | Adm | Yr | Lt | Wd | DEER-HTLp-Adm-Yr-Lt-Wd |  |  | 0.3 | 0.3 | 0.3 | 0.3 | 0.3 | 0.3 | 0.4 | 0.8 | 0.8 | 0.8 | 0.8 | 0.6 | 0.8 | 0.8 | 0.8 | 0.8 | 0.8 | 0.8 | 0.7 | 0.4 | 0.3 | 0.3 | 0.3 | 0.3 | 100 |  | 13.1
; | HTLp | Adm | Yr | Lt | WeH | DEER-HTLp-Adm-Yr-Lt-WeH |  |  | 0.3 | 0.3 | 0.3 | 0.3 | 0.3 | 0.3 | 0.4 | 0.8 | 0.8 | 0.8 | 0.8 | 0.6 | 0.8 | 0.8 | 0.8 | 0.8 | 0.8 | 0.8 | 0.7 | 0.4 | 0.3 | 0.3 | 0.3 | 0.3 | 100 |  | 13.1
; | HTLp | Adm | Yr | Eq | Wd | DEER-HTLp-Adm-Yr-Eq-Wd |  |  | 0.3 | 0.3 | 0.3 | 0.3 | 0.3 | 0.3 | 0.5 | 1 | 1 | 1 | 1 | 1 | 1 | 1 | 1 | 1 | 1 | 1 | 1 | 0.5 | 0.3 | 0.3 | 0.3 | 0.3 | 100 |  | 16
; | HTLp | Adm | Yr | Eq | WeH | DEER-HTLp-Adm-Yr-Eq-WeH |  |  | 0.3 | 0.3 | 0.3 | 0.3 | 0.3 | 0.3 | 0.5 | 1 | 1 | 1 | 1 | 1 | 1 | 1 | 1 | 1 | 1 | 1 | 1 | 0.5 | 0.3 | 0.3 | 0.3 | 0.3 | 100 |  | 16
; | HTLp | Kit | Yr | Oc | Wd | DEER-HTLp-Kit-Yr-Oc-Wd |  |  | 0.25 | 0.24 | 0.23 | 0.23 | 0.24 | 0.26 | 0.33 | 0.41 | 0.5 | 0.6 | 0.7 | 0.71 | 0.75 | 0.8 | 0.78 | 0.75 | 0.7 | 0.61 | 0.5 | 0.46 | 0.4 | 0.39 | 0.31 | 0.29 | 100 |  | 11.44
; | HTLp | Kit | Yr | Oc | WeH | DEER-HTLp-Kit-Yr-Oc-WeH |  |  | 0.25 | 0.24 | 0.23 | 0.23 | 0.24 | 0.26 | 0.33 | 0.41 | 0.51 | 0.6 | 0.7 | 0.71 | 0.76 | 0.8 | 0.78 | 0.76 | 0.7 | 0.61 | 0.5 | 0.46 | 0.4 | 0.39 | 0.31 | 0.29 | 100 |  | 11.47
; | HTLp | Kit | Yr | Lt | Wd | DEER-HTLp-Kit-Yr-Lt-Wd |  |  | 0.25 | 0.24 | 0.23 | 0.23 | 0.24 | 0.26 | 0.33 | 0.41 | 0.5 | 0.6 | 0.7 | 0.71 | 0.75 | 0.8 | 0.78 | 0.75 | 0.7 | 0.61 | 0.5 | 0.46 | 0.4 | 0.39 | 0.31 | 0.29 | 100 |  | 11.44
; | HTLp | Kit | Yr | Lt | WeH | DEER-HTLp-Kit-Yr-Lt-WeH |  |  | 0.25 | 0.24 | 0.23 | 0.23 | 0.24 | 0.26 | 0.33 | 0.41 | 0.5 | 0.6 | 0.7 | 0.71 | 0.75 | 0.8 | 0.78 | 0.75 | 0.7 | 0.61 | 0.5 | 0.46 | 0.4 | 0.39 | 0.31 | 0.29 | 100 |  | 11.44
; | HTLp | Kit | Yr | Eq | Wd | DEER-HTLp-Kit-Yr-Eq-Wd |  |  | 0.25 | 0.24 | 0.23 | 0.23 | 0.24 | 0.26 | 0.33 | 0.41 | 0.5 | 0.6 | 0.7 | 0.71 | 0.75 | 0.8 | 0.78 | 0.75 | 0.7 | 0.61 | 0.5 | 0.46 | 0.4 | 0.39 | 0.31 | 0.29 | 100 |  | 11.44
; | HTLp | Kit | Yr | Eq | WeH | DEER-HTLp-Kit-Yr-Eq-WeH |  |  | 0.25 | 0.24 | 0.23 | 0.23 | 0.24 | 0.26 | 0.33 | 0.41 | 0.5 | 0.6 | 0.7 | 0.71 | 0.75 | 0.8 | 0.78 | 0.75 | 0.7 | 0.61 | 0.5 | 0.46 | 0.4 | 0.39 | 0.31 | 0.29 | 100 |  | 11.44
; | HTLp | Kit | Yr | Ck | Wd | DEER-HTLp-Kit-Yr-Ck-Wd |  |  | 0.25 | 0.24 | 0.23 | 0.23 | 0.24 | 0.26 | 0.33 | 0.41 | 0.5 | 0.6 | 0.7 | 0.71 | 0.75 | 0.8 | 0.78 | 0.75 | 0.7 | 0.61 | 0.5 | 0.46 | 0.4 | 0.39 | 0.31 | 0.29 | 100 |  | 11.44
; | HTLp | Kit | Yr | Ck | WeH | DEER-HTLp-Kit-Yr-Ck-WeH |  |  | 0.25 | 0.24 | 0.23 | 0.23 | 0.24 | 0.26 | 0.33 | 0.41 | 0.5 | 0.6 | 0.7 | 0.71 | 0.75 | 0.8 | 0.78 | 0.75 | 0.7 | 0.61 | 0.5 | 0.46 | 0.4 | 0.39 | 0.31 | 0.29 | 100 |  | 11.44
; | HTLp | Lby | Yr | Oc | Wd | DEER-HTLp-Lby-Yr-Oc-Wd |  |  | 0.32 | 0.31 | 0.28 | 0.28 | 0.3 | 0.31 | 0.35 | 0.43 | 0.5 | 0.57 | 0.68 | 0.71 | 0.76 | 0.8 | 0.77 | 0.76 | 0.69 | 0.67 | 0.57 | 0.57 | 0.5 | 0.49 | 0.39 | 0.37 | 100 |  | 12.38
; | HTLp | Lby | Yr | Oc | WeH | DEER-HTLp-Lby-Yr-Oc-WeH |  |  | 0.32 | 0.31 | 0.28 | 0.28 | 0.3 | 0.31 | 0.35 | 0.43 | 0.5 | 0.57 | 0.68 | 0.71 | 0.76 | 0.8 | 0.77 | 0.76 | 0.69 | 0.67 | 0.57 | 0.57 | 0.5 | 0.49 | 0.39 | 0.37 | 100 |  | 12.38
; | HTLp | Lby | Yr | Eq | Wd | DEER-HTLp-Lby-Yr-Eq-Wd |  |  | 0.32 | 0.31 | 0.28 | 0.28 | 0.3 | 0.31 | 0.35 | 0.43 | 0.5 | 0.57 | 0.68 | 0.71 | 0.76 | 0.8 | 0.77 | 0.76 | 0.69 | 0.67 | 0.57 | 0.57 | 0.5 | 0.49 | 0.39 | 0.37 | 100 |  | 12.38
; | HTLp | Lby | Yr | Eq | WeH | DEER-HTLp-Lby-Yr-Eq-WeH |  |  | 0.32 | 0.31 | 0.28 | 0.28 | 0.3 | 0.31 | 0.35 | 0.43 | 0.5 | 0.57 | 0.68 | 0.71 | 0.76 | 0.8 | 0.77 | 0.76 | 0.69 | 0.67 | 0.57 | 0.57 | 0.5 | 0.49 | 0.39 | 0.37 | 100 |  | 12.38
; | HTLp | Cor | Yr | Oc | Wd | DEER-HTLp-Cor-Yr-Oc-Wd |  |  | 0.32 | 0.31 | 0.28 | 0.28 | 0.3 | 0.31 | 0.35 | 0.43 | 0.5 | 0.57 | 0.68 | 0.71 | 0.76 | 0.8 | 0.77 | 0.76 | 0.69 | 0.67 | 0.57 | 0.57 | 0.5 | 0.49 | 0.39 | 0.37 | 100 |  | 12.38
; | HTLp | Cor | Yr | Oc | WeH | DEER-HTLp-Cor-Yr-Oc-WeH |  |  | 0.32 | 0.31 | 0.28 | 0.28 | 0.3 | 0.31 | 0.35 | 0.43 | 0.5 | 0.57 | 0.68 | 0.71 | 0.76 | 0.8 | 0.77 | 0.76 | 0.69 | 0.67 | 0.57 | 0.57 | 0.5 | 0.49 | 0.39 | 0.37 | 100 |  | 12.38
; | HTLp | Cor | Yr | Eq | Wd | DEER-HTLp-Cor-Yr-Eq-Wd |  |  | 0.32 | 0.31 | 0.28 | 0.28 | 0.3 | 0.31 | 0.35 | 0.43 | 0.5 | 0.57 | 0.68 | 0.71 | 0.76 | 0.8 | 0.77 | 0.76 | 0.69 | 0.67 | 0.57 | 0.57 | 0.5 | 0.49 | 0.39 | 0.37 | 100 |  | 12.38
; | HTLp | Cor | Yr | Eq | WeH | DEER-HTLp-Cor-Yr-Eq-WeH |  |  | 0.32 | 0.31 | 0.28 | 0.28 | 0.3 | 0.31 | 0.35 | 0.43 | 0.5 | 0.57 | 0.68 | 0.71 | 0.76 | 0.8 | 0.77 | 0.76 | 0.69 | 0.67 | 0.57 | 0.57 | 0.5 | 0.49 | 0.39 | 0.37 | 100 |  | 12.38
; | HTLp | Rst | Yr | Oc | Wd | DEER-HTLp-Rst-Yr-Oc-Wd |  |  | 0.25 | 0.24 | 0.23 | 0.23 | 0.24 | 0.26 | 0.33 | 0.41 | 0.5 | 0.6 | 0.7 | 0.71 | 0.75 | 0.8 | 0.78 | 0.75 | 0.7 | 0.61 | 0.5 | 0.46 | 0.4 | 0.39 | 0.31 | 0.29 | 100 |  | 11.44
; | HTLp | Rst | Yr | Oc | WeH | DEER-HTLp-Rst-Yr-Oc-WeH |  |  | 0.25 | 0.24 | 0.23 | 0.23 | 0.24 | 0.26 | 0.33 | 0.41 | 0.5 | 0.6 | 0.7 | 0.71 | 0.75 | 0.8 | 0.78 | 0.75 | 0.7 | 0.61 | 0.5 | 0.46 | 0.4 | 0.39 | 0.31 | 0.29 | 100 |  | 11.44
; | HTLp | Rst | Yr | Lt | Wd | DEER-HTLp-Rst-Yr-Lt-Wd |  |  | 0.25 | 0.24 | 0.23 | 0.23 | 0.24 | 0.26 | 0.33 | 0.41 | 0.5 | 0.6 | 0.7 | 0.71 | 0.75 | 0.8 | 0.78 | 0.75 | 0.7 | 0.61 | 0.5 | 0.46 | 0.4 | 0.39 | 0.31 | 0.29 | 100 |  | 11.44
; | HTLp | Rst | Yr | Lt | WeH | DEER-HTLp-Rst-Yr-Lt-WeH |  |  | 0.25 | 0.24 | 0.23 | 0.23 | 0.24 | 0.26 | 0.33 | 0.41 | 0.5 | 0.6 | 0.7 | 0.71 | 0.75 | 0.8 | 0.78 | 0.75 | 0.7 | 0.61 | 0.5 | 0.46 | 0.4 | 0.39 | 0.31 | 0.29 | 100 |  | 11.44
; | HTLp | Rst | Yr | Eq | Wd | DEER-HTLp-Rst-Yr-Eq-Wd |  |  | 0.25 | 0.24 | 0.23 | 0.23 | 0.24 | 0.26 | 0.33 | 0.41 | 0.5 | 0.6 | 0.7 | 0.71 | 0.75 | 0.8 | 0.78 | 0.75 | 0.7 | 0.61 | 0.5 | 0.46 | 0.4 | 0.39 | 0.31 | 0.29 | 100 |  | 11.44
; | HTLp | Rst | Yr | Eq | WeH | DEER-HTLp-Rst-Yr-Eq-WeH |  |  | 0.25 | 0.24 | 0.23 | 0.23 | 0.24 | 0.26 | 0.33 | 0.41 | 0.5 | 0.6 | 0.7 | 0.71 | 0.75 | 0.8 | 0.78 | 0.75 | 0.7 | 0.61 | 0.5 | 0.46 | 0.4 | 0.39 | 0.31 | 0.29 | 100 |  | 11.44
; | HTLp | Lng | Yr | Oc | Wd | DEER-HTLp-Lng-Yr-Oc-Wd |  |  | 0.25 | 0.23 | 0.19 | 0.19 | 0.19 | 0.19 | 0.27 | 0.31 | 0.42 | 0.53 | 0.64 | 0.57 | 0.6 | 0.67 | 0.66 | 0.66 | 0.58 | 0.6 | 0.56 | 0.64 | 0.56 | 0.54 | 0.36 | 0.31 | 100 |  | 10.72
; | HTLp | Lng | Yr | Oc | WeH | DEER-HTLp-Lng-Yr-Oc-WeH |  |  | 0.25 | 0.23 | 0.19 | 0.19 | 0.19 | 0.19 | 0.27 | 0.31 | 0.42 | 0.53 | 0.64 | 0.57 | 0.6 | 0.67 | 0.66 | 0.66 | 0.58 | 0.6 | 0.56 | 0.64 | 0.56 | 0.54 | 0.36 | 0.31 | 100 |  | 10.72
; | HTLp | Lng | Yr | Eq | Wd | DEER-HTLp-Lng-Yr-Eq-Wd |  |  | 0.25 | 0.23 | 0.19 | 0.19 | 0.19 | 0.19 | 0.27 | 0.31 | 0.42 | 0.53 | 0.64 | 0.57 | 0.6 | 0.67 | 0.66 | 0.66 | 0.58 | 0.6 | 0.56 | 0.64 | 0.56 | 0.54 | 0.36 | 0.31 | 100 |  | 10.72
; | HTLp | Lng | Yr | Eq | WeH | DEER-HTLp-Lng-Yr-Eq-WeH |  |  | 0.25 | 0.23 | 0.19 | 0.19 | 0.19 | 0.19 | 0.27 | 0.31 | 0.42 | 0.53 | 0.64 | 0.57 | 0.6 | 0.67 | 0.66 | 0.66 | 0.58 | 0.6 | 0.56 | 0.64 | 0.56 | 0.54 | 0.36 | 0.31 | 100 |  | 10.72
; | HTLp |  | Yr | DHW | Wd | DEER-HTLp-Yr-DHW-Wd |  |  | 0.32 | 0.31 | 0.28 | 0.28 | 0.3 | 0.31 | 0.35 | 0.43 | 0.5 | 0.57 | 0.68 | 0.71 | 0.76 | 0.8 | 0.77 | 0.76 | 0.69 | 0.67 | 0.57 | 0.57 | 0.5 | 0.49 | 0.39 | 0.37 | 100 |  | 12.38
; | HTLp |  | Yr | DHW | WeH | DEER-HTLp-Yr-DHW-WeH |  |  | 0.32 | 0.31 | 0.28 | 0.28 | 0.3 | 0.31 | 0.35 | 0.43 | 0.5 | 0.57 | 0.68 | 0.71 | 0.76 | 0.8 | 0.77 | 0.76 | 0.69 | 0.67 | 0.57 | 0.57 | 0.5 | 0.49 | 0.39 | 0.37 | 100 |  | 12.38
; | HTLr | Rms | Yr | Oc | Wd | DEER-HTLr-Rms-Yr-Oc-Wd |  |  | 1 | 1 | 1 | 1 | 1 | 1 | 0.9 | 0.7 | 0.2 | 0.1 | 0.1 | 0.1 | 0.1 | 0.1 | 0.1 | 0.1 | 0.1 | 0.2 | 0.2 | 0.5 | 0.5 | 0.8 | 0.9 | 1 | 100 |  | 12.7
; | HTLr | Rms | Yr | Oc | WeH | DEER-HTLr-Rms-Yr-Oc-WeH |  |  | 1 | 1 | 1 | 1 | 1 | 1 | 0.9 | 0.7 | 0.2 | 0.1 | 0.1 | 0.1 | 0.1 | 0.1 | 0.1 | 0.1 | 0.1 | 0.2 | 0.2 | 0.5 | 0.5 | 0.8 | 0.9 | 1 | 100 |  | 12.7
; | HTLr | Rms | Yr | Lt | Wd | DEER-HTLr-Rms-Yr-Lt-Wd |  |  | 0.2 | 0.2 | 0.2 | 0.2 | 0.2 | 0.2 | 0.6 | 0.6 | 0.6 | 0.6 | 0.6 | 0.6 | 0.5 | 0.5 | 0.5 | 0.5 | 0.5 | 0.5 | 0.9 | 0.9 | 0.9 | 0.9 | 0.9 | 0.9 | 100 |  | 13.2
; | HTLr | Rms | Yr | Lt | WeH | DEER-HTLr-Rms-Yr-Lt-WeH |  |  | 0.2 | 0.2 | 0.2 | 0.2 | 0.2 | 0.2 | 0.6 | 0.6 | 0.6 | 0.6 | 0.6 | 0.6 | 0.5 | 0.5 | 0.5 | 0.5 | 0.5 | 0.5 | 0.9 | 0.9 | 0.9 | 0.9 | 0.9 | 0.9 | 100 |  | 13.2
; | HTLr | Rms | Yr | Eq | Wd | DEER-HTLr-Rms-Yr-Eq-Wd |  |  | 0.2 | 0.2 | 0.2 | 0.2 | 0.2 | 0.2 | 0.6 | 0.6 | 0.6 | 0.6 | 0.6 | 0.6 | 0.5 | 0.5 | 0.5 | 0.5 | 0.5 | 0.5 | 0.8 | 0.8 | 0.8 | 0.8 | 0.8 | 0.8 | 100 |  | 12.6
; | HTLr | Rms | Yr | Eq | WeH | DEER-HTLr-Rms-Yr-Eq-WeH |  |  | 0.2 | 0.2 | 0.2 | 0.2 | 0.2 | 0.2 | 0.6 | 0.6 | 0.6 | 0.6 | 0.6 | 0.6 | 0.5 | 0.5 | 0.5 | 0.5 | 0.5 | 0.5 | 0.8 | 0.8 | 0.8 | 0.8 | 0.8 | 0.8 | 100 |  | 12.6
; | HTLr | Cor | Yr | Oc | Wd | DEER-HTLr-Cor-Yr-Oc-Wd |  |  | 0.32 | 0.31 | 0.28 | 0.28 | 0.3 | 0.31 | 0.35 | 0.43 | 0.5 | 0.57 | 0.68 | 0.71 | 0.76 | 0.8 | 0.77 | 0.76 | 0.69 | 0.67 | 0.57 | 0.57 | 0.5 | 0.49 | 0.39 | 0.37 | 100 |  | 12.38
; | HTLr | Cor | Yr | Oc | WeH | DEER-HTLr-Cor-Yr-Oc-WeH |  |  | 0.32 | 0.31 | 0.28 | 0.28 | 0.3 | 0.31 | 0.35 | 0.43 | 0.5 | 0.57 | 0.68 | 0.71 | 0.76 | 0.8 | 0.77 | 0.76 | 0.69 | 0.67 | 0.57 | 0.57 | 0.5 | 0.49 | 0.39 | 0.37 | 100 |  | 12.38
; | HTLr | Cor | Yr | Eq | Wd | DEER-HTLr-Cor-Yr-Eq-Wd |  |  | 0.6 | 0.6 | 0.6 | 0.6 | 0.6 | 0.6 | 0.4 | 0.3 | 0.2 | 0.35 | 0.6 | 0.6 | 0.6 | 0.6 | 0.6 | 0.6 | 0.6 | 0.6 | 0.55 | 0.55 | 0.4 | 0.3 | 0.2 | 0.3 | 100 |  | 11.95
; | HTLr | Cor | Yr | Eq | WeH | DEER-HTLr-Cor-Yr-Eq-WeH |  |  | 0.6 | 0.6 | 0.6 | 0.6 | 0.6 | 0.6 | 0.4 | 0.3 | 0.2 | 0.35 | 0.6 | 0.6 | 0.6 | 0.6 | 0.6 | 0.6 | 0.6 | 0.6 | 0.55 | 0.55 | 0.4 | 0.3 | 0.2 | 0.3 | 100 |  | 11.95
; | HTLr |  | Yr | DHW | Wd | DEER-HTLr-Yr-DHW-Wd |  |  | 0.3 | 0.2 | 0.1 | 0.1 | 0.2 | 0.4 | 0.6 | 0.9 | 0.7 | 0.5 | 0.5 | 0.4 | 0.5 | 0.4 | 0.3 | 0.3 | 0.3 | 0.3 | 0.5 | 0.7 | 0.7 | 0.7 | 0.7 | 0.5 | 100 |  | 10.8
; | HTLr |  | Yr | DHW | Sa | DEER-HTLr-Yr-DHW-Sa |  |  | 0.3 | 0.2 | 0.1 | 0.1 | 0.2 | 0.4 | 0.5 | 0.8 | 0.6 | 0.5 | 0.5 | 0.5 | 0.5 | 0.5 | 0.4 | 0.3 | 0.3 | 0.3 | 0.5 | 0.7 | 0.7 | 0.7 | 0.7 | 0.5 | 100 |  | 10.8
; | HTLr |  | Yr | DHW | SuH | DEER-HTLr-Yr-DHW-SuH |  |  | 0.3 | 0.2 | 0.1 | 0.1 | 0.2 | 0.4 | 0.4 | 0.6 | 0.9 | 0.7 | 0.5 | 0.5 | 0.5 | 0.4 | 0.3 | 0.3 | 0.3 | 0.3 | 0.4 | 0.6 | 0.6 | 0.6 | 0.6 | 0.5 | 100 |  | 10.3
; | MTL | 0H | Yr | Oc | Wd | DEER-MTL-0H-Yr-Oc-Wd |  |  | 0 | 0 | 0 | 0 | 0 | 0 | 0 | 0 | 0 | 0 | 0 | 0 | 0 | 0 | 0 | 0 | 0 | 0 | 0 | 0 | 0 | 0 | 0 | 0 | 100 |  | 0
; | MTL | 0H | Yr | Oc | WeH | DEER-MTL-0H-Yr-Oc-WeH |  |  | 0 | 0 | 0 | 0 | 0 | 0 | 0 | 0 | 0 | 0 | 0 | 0 | 0 | 0 | 0 | 0 | 0 | 0 | 0 | 0 | 0 | 0 | 0 | 0 | 100 |  | 0
; | MTL | 0H | Yr | Lt | Wd | DEER-MTL-0H-Yr-Lt-Wd |  |  | 0 | 0 | 0 | 0 | 0 | 0 | 0 | 0 | 0 | 0 | 0 | 0 | 0 | 0 | 0 | 0 | 0 | 0 | 0 | 0 | 0 | 0 | 0 | 0 | 100 |  | 0
; | MTL | 0H | Yr | Lt | WeH | DEER-MTL-0H-Yr-Lt-WeH |  |  | 0 | 0 | 0 | 0 | 0 | 0 | 0 | 0 | 0 | 0 | 0 | 0 | 0 | 0 | 0 | 0 | 0 | 0 | 0 | 0 | 0 | 0 | 0 | 0 | 100 |  | 0
; | MTL | 0H | Yr | Eq | Wd | DEER-MTL-0H-Yr-Eq-Wd |  |  | 0 | 0 | 0 | 0 | 0 | 0 | 0 | 0 | 0 | 0 | 0 | 0 | 0 | 0 | 0 | 0 | 0 | 0 | 0 | 0 | 0 | 0 | 0 | 0 | 100 |  | 0
; | MTL | 0H | Yr | Eq | WeH | DEER-MTL-0H-Yr-Eq-WeH |  |  | 0 | 0 | 0 | 0 | 0 | 0 | 0 | 0 | 0 | 0 | 0 | 0 | 0 | 0 | 0 | 0 | 0 | 0 | 0 | 0 | 0 | 0 | 0 | 0 | 100 |  | 0
; | MTL | 12H | Yr | Oc | Wd | DEER-MTL-12H-Yr-Oc-Wd |  |  | 1 | 1 | 1 | 1 | 1 | 1 | 1 | 1 | 0 | 0 | 0 | 0 | 0 | 0 | 0 | 0 | 0 | 0 | 0 | 0 | 1 | 1 | 1 | 1 | 100 |  | 12
; | MTL | 12H | Yr | Oc | WeH | DEER-MTL-12H-Yr-Oc-WeH |  |  | 1 | 1 | 1 | 1 | 1 | 1 | 1 | 1 | 0 | 0 | 0 | 0 | 0 | 0 | 0 | 0 | 0 | 0 | 0 | 0 | 1 | 1 | 1 | 1 | 100 |  | 12
; | MTL | 12H | Yr | Lt | Wd | DEER-MTL-12H-Yr-Lt-Wd |  |  | 0.4 | 0.3 | 0.25 | 0.25 | 0.25 | 0.25 | 0.6 | 0.8 | 0.75 | 0.7 | 0.15 | 0.15 | 0.15 | 0.15 | 0.15 | 0.15 | 0.15 | 0.15 | 0.6 | 0.65 | 0.7 | 0.75 | 0.8 | 0.6 | 100 |  | 9.85
; | MTL | 12H | Yr | Lt | WeH | DEER-MTL-12H-Yr-Lt-WeH |  |  | 0.4 | 0.3 | 0.25 | 0.25 | 0.25 | 0.25 | 0.6 | 0.8 | 0.75 | 0.7 | 0.15 | 0.15 | 0.15 | 0.15 | 0.15 | 0.15 | 0.15 | 0.15 | 0.6 | 0.65 | 0.7 | 0.75 | 0.8 | 0.6 | 100 |  | 9.85
; | MTL | 12H | Yr | Eq | Wd | DEER-MTL-12H-Yr-Eq-Wd |  |  | 0.4 | 0.4 | 0.4 | 0.4 | 0.4 | 0.4 | 0.6 | 0.7 | 0.8 | 0.65 | 0.4 | 0.15 | 0.15 | 0.15 | 0.15 | 0.15 | 0.15 | 0.25 | 0.3 | 0.45 | 0.6 | 0.7 | 0.8 | 0.7 | 100 |  | 10.25
; | MTL | 12H | Yr | Eq | WeH | DEER-MTL-12H-Yr-Eq-WeH |  |  | 0.4 | 0.4 | 0.4 | 0.4 | 0.4 | 0.4 | 0.6 | 0.7 | 0.8 | 0.65 | 0.4 | 0.15 | 0.15 | 0.15 | 0.15 | 0.15 | 0.15 | 0.25 | 0.3 | 0.45 | 0.6 | 0.7 | 0.8 | 0.7 | 100 |  | 10.25
; | MTL | 24H | Yr | Oc | Wd | DEER-MTL-24H-Yr-Oc-Wd |  |  | 1 | 1 | 1 | 1 | 1 | 1 | 0.6 | 0.6 | 0.6 | 0.6 | 0.6 | 0.6 | 0.6 | 0.6 | 0.6 | 0.6 | 0.6 | 0.6 | 0.6 | 0.6 | 1 | 1 | 1 | 1 | 100 |  | 18.4
; | MTL | 24H | Yr | Oc | WeH | DEER-MTL-24H-Yr-Oc-WeH |  |  | 1 | 1 | 1 | 1 | 1 | 1 | 0.6 | 0.6 | 0.6 | 0.6 | 0.6 | 0.6 | 0.6 | 0.6 | 0.6 | 0.6 | 0.6 | 0.6 | 0.6 | 0.6 | 1 | 1 | 1 | 1 | 100 |  | 18.4
; | MTL | 24H | Yr | Lt | Wd | DEER-MTL-24H-Yr-Lt-Wd |  |  | 0.4 | 0.3 | 0.25 | 0.25 | 0.25 | 0.25 | 0.6 | 0.8 | 0.75 | 0.7 | 0.45 | 0.45 | 0.45 | 0.45 | 0.45 | 0.45 | 0.45 | 0.45 | 0.6 | 0.65 | 0.7 | 0.75 | 0.8 | 0.6 | 100 |  | 12.25
; | MTL | 24H | Yr | Lt | WeH | DEER-MTL-24H-Yr-Lt-WeH |  |  | 0.4 | 0.3 | 0.25 | 0.25 | 0.25 | 0.25 | 0.6 | 0.8 | 0.75 | 0.7 | 0.45 | 0.45 | 0.45 | 0.45 | 0.45 | 0.45 | 0.45 | 0.45 | 0.6 | 0.65 | 0.7 | 0.75 | 0.8 | 0.6 | 100 |  | 12.25
; | MTL | 24H | Yr | Eq | Wd | DEER-MTL-24H-Yr-Eq-Wd |  |  | 0.4 | 0.4 | 0.4 | 0.4 | 0.4 | 0.4 | 0.6 | 0.7 | 0.8 | 0.65 | 0.4 | 0.4 | 0.4 | 0.4 | 0.4 | 0.4 | 0.4 | 0.4 | 0.45 | 0.45 | 0.6 | 0.7 | 0.8 | 0.7 | 100 |  | 12.05
; | MTL | 24H | Yr | Eq | WeH | DEER-MTL-24H-Yr-Eq-WeH |  |  | 0.4 | 0.4 | 0.4 | 0.4 | 0.4 | 0.4 | 0.6 | 0.7 | 0.8 | 0.65 | 0.4 | 0.4 | 0.4 | 0.4 | 0.4 | 0.4 | 0.4 | 0.4 | 0.45 | 0.45 | 0.6 | 0.7 | 0.8 | 0.7 | 100 |  | 12.05
; | MTL | Off | Yr | Oc | All | DEER-MTL-Off-Yr-Oc-All | [26 empty] | 100 |  | 24 | bar: 1 to 24
; | MTL | Off | Yr | Lt | All | DEER-MTL-Off-Yr-Lt-All | [26 empty] | 100 |  | 24 | bar: 1 to 24
; | MTL | Off | Yr | Eq | All | DEER-MTL-Off-Yr-Eq-All |  |  | 0.4 | 0.4 | 0.4 | 0.4 | 0.4 | 0.4 | 0.6 | 0.8 | 0.9 | 0.9 | 1 | 1 | 0.9 | 0.7 | 0.7 | 0.7 | 1 | 1 | 0.7 | 0.7 | 0.7 | 0.6 | 0.5 | 0.4 | 100 |  | 16.2
; | MTL | Fac | Yr | Oc | All | DEER-MTL-Fac-Yr-Oc-All |  |  | 0.1 | 0.1 | 0.1 | 0.1 | 0.1 | 0.4 | 0.6 | 0.8 | 0.9 | 0.9 | 1 | 1 | 0.9 | 0.7 | 0.7 | 0.7 | 1 | 1 | 0.7 | 0.7 | 0.7 | 0.6 | 0.2 | 0.1 | 100 |  | 14.1
; | MTL | Fac | Yr | Lt | All | DEER-MTL-Fac-Yr-Lt-All | [26 empty] | 100 |  | 24 | bar: 1 to 24
; | MTL | Fac | Yr | Eq | All | DEER-MTL-Fac-Yr-Eq-All |  |  | 0.4 | 0.4 | 0.4 | 0.4 | 0.4 | 0.4 | 0.6 | 0.8 | 0.9 | 0.9 | 1 | 1 | 0.9 | 0.7 | 0.7 | 0.7 | 1 | 1 | 0.7 | 0.7 | 0.7 | 0.6 | 0.5 | 0.4 | 100 |  | 16.2
; | MTL | Cor | Yr | Oc | All | DEER-MTL-Cor-Yr-Oc-All |  |  | 0.05 | 0.05 | 0.05 | 0.05 | 0.05 | 0.05 | 0.4 | 0.4 | 0.4 | 0.4 | 0.4 | 0.4 | 0.4 | 0.4 | 0.4 | 0.4 | 0.4 | 0.4 | 0.4 | 0.4 | 0.05 | 0.05 | 0.05 | 0.05 | 100 |  | 6.1
; | MTL | Cor | Yr | Lt | All | DEER-MTL-Cor-Yr-Lt-All | [26 empty] | 100 |  | 24 | bar: 1 to 24
; | MTL | Cor | Yr | Eq | All | DEER-MTL-Cor-Yr-Eq-All |  |  | 0.6 | 0.6 | 0.6 | 0.6 | 0.6 | 0.6 | 0.4 | 0.3 | 0.2 | 0.35 | 0.6 | 0.6 | 0.6 | 0.6 | 0.6 | 0.6 | 0.6 | 0.6 | 0.55 | 0.55 | 0.4 | 0.3 | 0.2 | 0.3 | 100 |  | 11.95
; | MTL |  | Yr | DHW | Wd | DEER-MTL-Yr-DHW-Wd |  |  | 0.05 | 0.05 | 0.05 | 0.05 | 0.05 | 0.05 | 0.2 | 0.5 | 0.5 | 0.25 | 0.2 | 0.1 | 0.1 | 0.1 | 0.1 | 0.1 | 0.2 | 0.3 | 0.4 | 0.3 | 0.25 | 0.2 | 0.1 | 0.05 | 100 |  | 4.25
; | MTL |  | Yr | DHW | WeH | DEER-MTL-Yr-DHW-WeH |  |  | 0.05 | 0.05 | 0.05 | 0.05 | 0.05 | 0.05 | 0.2 | 0.5 | 0.5 | 0.25 | 0.2 | 0.1 | 0.1 | 0.1 | 0.1 | 0.1 | 0.2 | 0.3 | 0.4 | 0.3 | 0.25 | 0.2 | 0.1 | 0.05 | 100 |  | 4.25
; | MBT | Mfg | Yr | Oc | Wd | DEER-MBT-Mfg-Yr-Oc-Wd |  |  | 0 | 0 | 0 | 0 | 0 | 0 | 0.15 | 0.65 | 0.75 | 0.8 | 0.8 | 0.8 | 0.35 | 0.75 | 0.8 | 0.8 | 0.65 | 0.3 | 0.1 | 0.1 | 0.1 | 0 | 0 | 0 | 100 |  | 7.9
; | MBT | Mfg | Yr | Oc | WeH | DEER-MBT-Mfg-Yr-Oc-WeH |  |  | 0 | 0 | 0 | 0 | 0 | 0 | 0 | 0 | 0 | 0 | 0 | 0 | 0 | 0 | 0 | 0 | 0 | 0 | 0 | 0 | 0 | 0 | 0 | 0 | 100 |  | 0
; | MBT | Mfg | Yr | Lt | Wd | DEER-MBT-Mfg-Yr-Lt-Wd |  |  | 0.05 | 0.05 | 0.05 | 0.05 | 0.05 | 0.05 | 0.2 | 0.8 | 1 | 1 | 1 | 1 | 0.8 | 1 | 1 | 1 | 0.75 | 0.55 | 0.15 | 0.05 | 0.05 | 0.05 | 0.05 | 0.05 | 100 |  | 10.8
; | MBT | Mfg | Yr | Lt | WeH | DEER-MBT-Mfg-Yr-Lt-WeH |  |  | 0.05 | 0.05 | 0.05 | 0.05 | 0.05 | 0.05 | 0.05 | 0.05 | 0.05 | 0.05 | 0.05 | 0.05 | 0.05 | 0.05 | 0.05 | 0.05 | 0.05 | 0.05 | 0.05 | 0.05 | 0.05 | 0.05 | 0.05 | 0.05 | 100 |  | 1.2
; | MBT | Mfg | Yr | Eq | Wd | DEER-MBT-Mfg-Yr-Eq-Wd |  |  | 0.2 | 0.2 | 0.2 | 0.2 | 0.2 | 0.2 | 0.4 | 0.85 | 0.85 | 0.85 | 0.85 | 0.75 | 0.85 | 0.85 | 0.85 | 0.85 | 0.65 | 0.4 | 0.2 | 0.2 | 0.2 | 0.2 | 0.2 | 0.2 | 100 |  | 11.4
; | MBT | Mfg | Yr | Eq | WeH | DEER-MBT-Mfg-Yr-Eq-WeH |  |  | 0.2 | 0.2 | 0.2 | 0.2 | 0.2 | 0.2 | 0.2 | 0.2 | 0.2 | 0.2 | 0.2 | 0.2 | 0.2 | 0.2 | 0.2 | 0.2 | 0.2 | 0.2 | 0.2 | 0.2 | 0.2 | 0.2 | 0.2 | 0.2 | 100 |  | 4.8
; | MBT | Adm | Yr | Oc | Wd | DEER-MBT-Adm-Yr-Oc-Wd |  |  | 0 | 0 | 0 | 0 | 0 | 0 | 0.15 | 0.65 | 0.75 | 0.8 | 0.8 | 0.8 | 0.35 | 0.75 | 0.8 | 0.8 | 0.65 | 0.3 | 0.1 | 0.1 | 0.1 | 0 | 0 | 0 | 100 |  | 7.9
; | MBT | Adm | Yr | Oc | WeH | DEER-MBT-Adm-Yr-Oc-WeH |  |  | 0 | 0 | 0 | 0 | 0 | 0 | 0 | 0 | 0 | 0 | 0 | 0 | 0 | 0 | 0 | 0 | 0 | 0 | 0 | 0 | 0 | 0 | 0 | 0 | 100 |  | 0
; | MBT | Adm | Yr | Lt | Wd | DEER-MBT-Adm-Yr-Lt-Wd |  |  | 0.05 | 0.05 | 0.05 | 0.05 | 0.05 | 0.05 | 0.2 | 0.8 | 1 | 1 | 1 | 1 | 0.8 | 1 | 1 | 1 | 0.75 | 0.55 | 0.15 | 0.05 | 0.05 | 0.05 | 0.05 | 0.05 | 100 |  | 10.8
; | MBT | Adm | Yr | Lt | WeH | DEER-MBT-Adm-Yr-Lt-WeH |  |  | 0.05 | 0.05 | 0.05 | 0.05 | 0.05 | 0.05 | 0.05 | 0.05 | 0.05 | 0.05 | 0.05 | 0.05 | 0.05 | 0.05 | 0.05 | 0.05 | 0.05 | 0.05 | 0.05 | 0.05 | 0.05 | 0.05 | 0.05 | 0.05 | 100 |  | 1.2
; | MBT | Adm | Yr | Eq | Wd | DEER-MBT-Adm-Yr-Eq-Wd |  |  | 0.1 | 0.1 | 0.1 | 0.1 | 0.1 | 0.1 | 0.4 | 0.9 | 0.9 | 0.9 | 0.9 | 0.7 | 0.9 | 0.9 | 0.9 | 0.9 | 0.9 | 0.3 | 0.1 | 0.1 | 0.1 | 0.1 | 0.1 | 0.1 | 100 |  | 10.7
; | MBT | Adm | Yr | Eq | WeH | DEER-MBT-Adm-Yr-Eq-WeH |  |  | 0.1 | 0.1 | 0.1 | 0.1 | 0.1 | 0.1 | 0.1 | 0.1 | 0.1 | 0.1 | 0.1 | 0.1 | 0.1 | 0.1 | 0.1 | 0.1 | 0.1 | 0.1 | 0.1 | 0.1 | 0.1 | 0.1 | 0.1 | 0.1 | 100 |  | 2.4
; | MBT | Kit | Yr | Oc | Wd | DEER-MBT-Kit-Yr-Oc-Wd |  |  | 0 | 0 | 0 | 0 | 0 | 0 | 0.05 | 0.3 | 0.2 | 0.05 | 0.05 | 0.25 | 1 | 0.25 | 0.05 | 0.05 | 0.1 | 0.2 | 0.1 | 0.05 | 0.05 | 0 | 0 | 0 | 100 |  | 2.75
; | MBT | Kit | Yr | Oc | WeH | DEER-MBT-Kit-Yr-Oc-WeH |  |  | 0 | 0 | 0 | 0 | 0 | 0 | 0 | 0 | 0 | 0 | 0 | 0 | 0 | 0 | 0 | 0 | 0 | 0 | 0 | 0 | 0 | 0 | 0 | 0 | 100 |  | 0
; | MBT | Kit | Yr | Lt | Wd | DEER-MBT-Kit-Yr-Lt-Wd |  |  | 0.05 | 0.05 | 0.05 | 0.05 | 0.05 | 0.05 | 0.2 | 0.8 | 1 | 1 | 1 | 1 | 0.8 | 1 | 1 | 1 | 0.75 | 0.55 | 0.15 | 0.05 | 0.05 | 0.05 | 0.05 | 0.05 | 100 |  | 10.8
; | MBT | Kit | Yr | Lt | WeH | DEER-MBT-Kit-Yr-Lt-WeH |  |  | 0.05 | 0.05 | 0.05 | 0.05 | 0.05 | 0.05 | 0.05 | 0.05 | 0.05 | 0.05 | 0.05 | 0.05 | 0.05 | 0.05 | 0.05 | 0.05 | 0.05 | 0.05 | 0.05 | 0.05 | 0.05 | 0.05 | 0.05 | 0.05 | 100 |  | 1.2
; | MBT | Kit | Yr | Eq | Wd | DEER-MBT-Kit-Yr-Eq-Wd |  |  | 0.25 | 0.25 | 0.25 | 0.25 | 0.25 | 0.25 | 0.25 | 0.3 | 0.25 | 0.25 | 0.25 | 0.25 | 1 | 0.25 | 0.25 | 0.25 | 0.25 | 0.25 | 0.25 | 0.25 | 0.25 | 0.25 | 0.25 | 0.25 | 100 |  | 6.8
; | MBT | Kit | Yr | Eq | WeH | DEER-MBT-Kit-Yr-Eq-WeH |  |  | 0.25 | 0.25 | 0.25 | 0.25 | 0.25 | 0.25 | 0.25 | 0.25 | 0.25 | 0.25 | 0.25 | 0.25 | 0.25 | 0.25 | 0.25 | 0.25 | 0.25 | 0.25 | 0.25 | 0.25 | 0.25 | 0.25 | 0.25 | 0.25 | 100 |  | 6
; | MBT | Kit | Yr | Ck | Wd | DEER-MBT-Kit-Yr-Ck-Wd |  |  | 0.1 | 0.1 | 0.1 | 0.1 | 0.1 | 0.1 | 0.1 | 0.3 | 0.2 | 0.1 | 0.1 | 0.25 | 1 | 0.25 | 0.1 | 0.1 | 0.1 | 0.2 | 0.1 | 0.1 | 0.1 | 0.1 | 0.1 | 0.1 | 100 |  | 4
; | MBT | Kit | Yr | Ck | WeH | DEER-MBT-Kit-Yr-Ck-WeH |  |  | 0.1 | 0.1 | 0.1 | 0.1 | 0.1 | 0.1 | 0.1 | 0.1 | 0.1 | 0.1 | 0.1 | 0.1 | 0.1 | 0.1 | 0.1 | 0.1 | 0.1 | 0.1 | 0.1 | 0.1 | 0.1 | 0.1 | 0.1 | 0.1 | 100 |  | 2.4
; | MBT | Cmp | Yr | Oc | Wd | DEER-MBT-Cmp-Yr-Oc-Wd |  |  | 0 | 0 | 0 | 0 | 0 | 0 | 0.15 | 0.65 | 0.75 | 0.8 | 0.8 | 0.8 | 0.35 | 0.75 | 0.8 | 0.8 | 0.65 | 0.3 | 0.1 | 0.1 | 0.1 | 0 | 0 | 0 | 100 |  | 7.9
; | MBT | Cmp | Yr | Oc | WeH | DEER-MBT-Cmp-Yr-Oc-WeH |  |  | 0 | 0 | 0 | 0 | 0 | 0 | 0 | 0 | 0 | 0 | 0 | 0 | 0 | 0 | 0 | 0 | 0 | 0 | 0 | 0 | 0 | 0 | 0 | 0 | 100 |  | 0
; | MBT | Cmp | Yr | Lt | Wd | DEER-MBT-Cmp-Yr-Lt-Wd |  |  | 0.05 | 0.05 | 0.05 | 0.05 | 0.05 | 0.05 | 0.2 | 0.8 | 1 | 1 | 1 | 1 | 0.8 | 1 | 1 | 1 | 0.75 | 0.55 | 0.15 | 0.05 | 0.05 | 0.05 | 0.05 | 0.05 | 100 |  | 10.8
; | MBT | Cmp | Yr | Lt | WeH | DEER-MBT-Cmp-Yr-Lt-WeH |  |  | 0.05 | 0.05 | 0.05 | 0.05 | 0.05 | 0.05 | 0.05 | 0.05 | 0.05 | 0.05 | 0.05 | 0.05 | 0.05 | 0.05 | 0.05 | 0.05 | 0.05 | 0.05 | 0.05 | 0.05 | 0.05 | 0.05 | 0.05 | 0.05 | 100 |  | 1.2
; | MBT | Cmp | Yr | Eq | Wd | DEER-MBT-Cmp-Yr-Eq-Wd |  |  | 0.3 | 0.3 | 0.3 | 0.3 | 0.3 | 0.3 | 0.4 | 0.9 | 0.9 | 0.9 | 0.9 | 0.7 | 0.9 | 0.9 | 0.9 | 0.9 | 0.9 | 0.3 | 0.3 | 0.3 | 0.3 | 0.3 | 0.3 | 0.3 | 100 |  | 13.1
; | MBT | Cmp | Yr | Eq | WeH | DEER-MBT-Cmp-Yr-Eq-WeH |  |  | 0.3 | 0.3 | 0.3 | 0.3 | 0.3 | 0.3 | 0.3 | 0.3 | 0.3 | 0.3 | 0.3 | 0.3 | 0.3 | 0.3 | 0.3 | 0.3 | 0.3 | 0.3 | 0.3 | 0.3 | 0.3 | 0.3 | 0.3 | 0.3 | 100 |  | 7.2
; | MBT | Cnf | Yr | Oc | Wd | DEER-MBT-Cnf-Yr-Oc-Wd |  |  | 0 | 0 | 0 | 0 | 0 | 0 | 0 | 0.1 | 0.25 | 0 | 0 | 0 | 0 | 0 | 0.35 | 0.35 | 0 | 0 | 0.25 | 0.5 | 0.25 | 0 | 0 | 0 | 100 |  | 2.05
; | MBT | Cnf | Yr | Lt | Wd | DEER-MBT-Cnf-Yr-Lt-Wd |  |  | 0 | 0 | 0 | 0 | 0 | 0 | 0 | 1 | 1 | 0.5 | 1 | 1 | 1 | 1 | 1 | 1 | 0.5 | 0 | 1 | 1 | 1 | 0.5 | 0.5 | 0.5 | 100 |  | 13.5
; | MBT | Cnf | Yr | Eq | Wd | DEER-MBT-Cnf-Yr-Eq-Wd |  |  | 0 | 0 | 0 | 0 | 0 | 0 | 0 | 1 | 1 | 0.5 | 1 | 1 | 1 | 1 | 1 | 1 | 0.5 | 0 | 1 | 1 | 1 | 0.5 | 0.5 | 0.5 | 100 |  | 13.5
; | MBT | Din | Yr | Oc | Wd | DEER-MBT-Din-Yr-Oc-Wd |  |  | 0 | 0 | 0 | 0 | 0 | 0 | 0.05 | 0.3 | 0.2 | 0.05 | 0.05 | 0.25 | 1 | 0.25 | 0.05 | 0.05 | 0.1 | 0.2 | 0.1 | 0.05 | 0.05 | 0 | 0 | 0 | 100 |  | 2.75
; | MBT | Din | Yr | Oc | WeH | DEER-MBT-Din-Yr-Oc-WeH |  |  | 0 | 0 | 0 | 0 | 0 | 0 | 0 | 0 | 0 | 0 | 0 | 0 | 0 | 0 | 0 | 0 | 0 | 0 | 0 | 0 | 0 | 0 | 0 | 0 | 100 |  | 0
; | MBT | Din | Yr | Lt | Wd | DEER-MBT-Din-Yr-Lt-Wd |  |  | 0.05 | 0.05 | 0.05 | 0.05 | 0.05 | 0.05 | 0.2 | 0.8 | 1 | 1 | 1 | 1 | 0.8 | 1 | 1 | 1 | 0.75 | 0.55 | 0.15 | 0.05 | 0.05 | 0.05 | 0.05 | 0.05 | 100 |  | 10.8
; | MBT | Din | Yr | Lt | WeH | DEER-MBT-Din-Yr-Lt-WeH |  |  | 0.05 | 0.05 | 0.05 | 0.05 | 0.05 | 0.05 | 0.05 | 0.05 | 0.05 | 0.05 | 0.05 | 0.05 | 0.05 | 0.05 | 0.05 | 0.05 | 0.05 | 0.05 | 0.05 | 0.05 | 0.05 | 0.05 | 0.05 | 0.05 | 100 |  | 1.2
; | MBT | Din | Yr | Eq | Wd | DEER-MBT-Din-Yr-Eq-Wd |  |  | 0 | 0 | 0 | 0 | 0 | 0 | 0.05 | 0.3 | 0.2 | 0.05 | 0.05 | 0.25 | 1 | 0.25 | 0.05 | 0.05 | 0.1 | 0.2 | 0.1 | 0.05 | 0.05 | 0 | 0 | 0 | 100 |  | 2.75
; | MBT | Din | Yr | Eq | WeH | DEER-MBT-Din-Yr-Eq-WeH |  |  | 0 | 0 | 0 | 0 | 0 | 0 | 0 | 0 | 0 | 0 | 0 | 0 | 0 | 0 | 0 | 0 | 0 | 0 | 0 | 0 | 0 | 0 | 0 | 0 | 100 |  | 0
; | MBT | Lab | Yr | Oc | Wd | DEER-MBT-Lab-Yr-Oc-Wd |  |  | 0 | 0 | 0 | 0 | 0 | 0 | 0.15 | 0.65 | 0.75 | 0.8 | 0.8 | 0.8 | 0.35 | 0.75 | 0.8 | 0.8 | 0.65 | 0.3 | 0.1 | 0.1 | 0.1 | 0 | 0 | 0 | 100 |  | 7.9
; | MBT | Lab | Yr | Oc | WeH | DEER-MBT-Lab-Yr-Oc-WeH |  |  | 0 | 0 | 0 | 0 | 0 | 0 | 0 | 0 | 0 | 0 | 0 | 0 | 0 | 0 | 0 | 0 | 0 | 0 | 0 | 0 | 0 | 0 | 0 | 0 | 100 |  | 0
; | MBT | Lab | Yr | Lt | Wd | DEER-MBT-Lab-Yr-Lt-Wd |  |  | 0.05 | 0.05 | 0.05 | 0.05 | 0.05 | 0.05 | 0.2 | 0.8 | 1 | 1 | 1 | 1 | 0.8 | 1 | 1 | 1 | 0.75 | 0.55 | 0.15 | 0.05 | 0.05 | 0.05 | 0.05 | 0.05 | 100 |  | 10.8
; | MBT | Lab | Yr | Lt | WeH | DEER-MBT-Lab-Yr-Lt-WeH |  |  | 0.05 | 0.05 | 0.05 | 0.05 | 0.05 | 0.05 | 0.05 | 0.05 | 0.05 | 0.05 | 0.05 | 0.05 | 0.05 | 0.05 | 0.05 | 0.05 | 0.05 | 0.05 | 0.05 | 0.05 | 0.05 | 0.05 | 0.05 | 0.05 | 100 |  | 1.2
; | MBT | Lab | Yr | Eq | Wd | DEER-MBT-Lab-Yr-Eq-Wd |  |  | 0.2 | 0.2 | 0.2 | 0.2 | 0.2 | 0.2 | 0.4 | 0.85 | 0.85 | 0.85 | 0.85 | 0.75 | 0.85 | 0.85 | 0.85 | 0.85 | 0.65 | 0.4 | 0.2 | 0.2 | 0.2 | 0.2 | 0.2 | 0.2 | 100 |  | 11.4
; | MBT | Lab | Yr | Eq | WeH | DEER-MBT-Lab-Yr-Eq-WeH |  |  | 0.2 | 0.2 | 0.2 | 0.2 | 0.2 | 0.2 | 0.2 | 0.2 | 0.2 | 0.2 | 0.2 | 0.2 | 0.2 | 0.2 | 0.2 | 0.2 | 0.2 | 0.2 | 0.2 | 0.2 | 0.2 | 0.2 | 0.2 | 0.2 | 100 |  | 4.8
; | MBT | Cor | Yr | Oc | Wd | DEER-MBT-Cor-Yr-Oc-Wd |  |  | 0 | 0 | 0 | 0 | 0 | 0 | 0.15 | 0.65 | 0.75 | 0.8 | 0.8 | 0.8 | 0.35 | 0.75 | 0.8 | 0.8 | 0.65 | 0.3 | 0.1 | 0.1 | 0.1 | 0 | 0 | 0 | 100 |  | 7.9
; | MBT | Cor | Yr | Lt | Wd | DEER-MBT-Cor-Yr-Lt-Wd | [26 empty] | 100 |  | 24 | bar: 1 to 24
; | MBT | Cor | Yr | Eq | Wd | DEER-MBT-Cor-Yr-Eq-Wd | [26 empty] | 100 |  | 24 | bar: 1 to 24
; | MBT |  | Yr | DHW | Wd | DEER-MBT-Yr-DHW-Wd |  |  | 0 | 0 | 0 | 0 | 0 | 0 | 0.15 | 0.65 | 0.75 | 0.8 | 0.8 | 0.8 | 0.35 | 0.75 | 0.8 | 0.8 | 0.65 | 0.3 | 0.1 | 0.1 | 0.1 | 0 | 0 | 0 | 100 |  | 7.9
; | MBT |  | Yr | DHW | WeH | DEER-MBT-Yr-DHW-WeH |  |  | 0 | 0 | 0 | 0 | 0 | 0 | 0 | 0 | 0 | 0 | 0 | 0 | 0 | 0 | 0 | 0 | 0 | 0 | 0 | 0 | 0 | 0 | 0 | 0 | 100 |  | 0
; | MLI | Mfg | Yr | Oc | Wd | DEER-MLI-Mfg-Yr-Oc-Wd |  |  | 0 | 0 | 0 | 0 | 0 | 0 | 0.15 | 0.65 | 0.75 | 0.8 | 0.8 | 0.8 | 0.35 | 0.75 | 0.8 | 0.8 | 0.65 | 0.3 | 0.1 | 0.1 | 0.1 | 0 | 0 | 0 | 100 |  | 7.9
; | MLI | Mfg | Yr | Oc | WeH | DEER-MLI-Mfg-Yr-Oc-WeH |  |  | 0 | 0 | 0 | 0 | 0 | 0 | 0 | 0 | 0 | 0 | 0 | 0 | 0 | 0 | 0 | 0 | 0 | 0 | 0 | 0 | 0 | 0 | 0 | 0 | 100 |  | 0
; | MLI | Mfg | Yr | Lt | Wd | DEER-MLI-Mfg-Yr-Lt-Wd |  |  | 0.05 | 0.05 | 0.05 | 0.05 | 0.05 | 0.05 | 0.2 | 0.8 | 1 | 1 | 1 | 1 | 0.8 | 1 | 1 | 1 | 0.75 | 0.55 | 0.15 | 0.05 | 0.05 | 0.05 | 0.05 | 0.05 | 100 |  | 10.8
; | MLI | Mfg | Yr | Lt | WeH | DEER-MLI-Mfg-Yr-Lt-WeH |  |  | 0.05 | 0.05 | 0.05 | 0.05 | 0.05 | 0.05 | 0.05 | 0.05 | 0.05 | 0.05 | 0.05 | 0.05 | 0.05 | 0.05 | 0.05 | 0.05 | 0.05 | 0.05 | 0.05 | 0.05 | 0.05 | 0.05 | 0.05 | 0.05 | 100 |  | 1.2
; | MLI | Mfg | Yr | Eq | Wd | DEER-MLI-Mfg-Yr-Eq-Wd |  |  | 0.1 | 0.1 | 0.1 | 0.1 | 0.1 | 0.1 | 0.4 | 0.9 | 0.9 | 0.9 | 0.9 | 0.7 | 0.9 | 0.9 | 0.9 | 0.9 | 0.9 | 0.3 | 0.1 | 0.1 | 0.1 | 0.1 | 0.1 | 0.1 | 100 |  | 10.7
; | MLI | Mfg | Yr | Eq | WeH | DEER-MLI-Mfg-Yr-Eq-WeH |  |  | 0.1 | 0.1 | 0.1 | 0.1 | 0.1 | 0.1 | 0.1 | 0.1 | 0.1 | 0.1 | 0.1 | 0.1 | 0.1 | 0.1 | 0.1 | 0.1 | 0.1 | 0.1 | 0.1 | 0.1 | 0.1 | 0.1 | 0.1 | 0.1 | 100 |  | 2.4
; | MLI | USt | Yr | Oc | Wd | DEER-MLI-USt-Yr-Oc-Wd |  |  | 0 | 0 | 0 | 0 | 0 | 0.9 | 0.9 | 0.9 | 1 | 1 | 1 | 1 | 1 | 1 | 1 | 1 | 1 | 0.1 | 0 | 0 | 0 | 0 | 0 | 0 | 100 |  | 11.8
; | MLI | USt | Yr | Oc | WeH | DEER-MLI-USt-Yr-Oc-WeH |  |  | 0 | 0 | 0 | 0 | 0 | 0 | 0 | 0 | 0 | 0 | 0 | 0 | 0 | 0 | 0 | 0 | 0 | 0 | 0 | 0 | 0 | 0 | 0 | 0 | 100 |  | 0
; | MLI | USt | Yr | Lt | Wd | DEER-MLI-USt-Yr-Lt-Wd |  |  | 0.05 | 0.05 | 0.05 | 0.05 | 0.05 | 0.9 | 0.9 | 1 | 1 | 1 | 1 | 1 | 1 | 1 | 1 | 1 | 1 | 0.4 | 0.15 | 0.05 | 0.05 | 0.05 | 0.05 | 0.05 | 100 |  | 12.85
; | MLI | USt | Yr | Lt | WeH | DEER-MLI-USt-Yr-Lt-WeH |  |  | 0.05 | 0.05 | 0.05 | 0.05 | 0.05 | 0.05 | 0.05 | 0.05 | 0.05 | 0.05 | 0.05 | 0.05 | 0.05 | 0.05 | 0.05 | 0.05 | 0.05 | 0.05 | 0.05 | 0.05 | 0.05 | 0.05 | 0.05 | 0.05 | 100 |  | 1.2
; | MLI | USt | Yr | Eq | Wd | DEER-MLI-USt-Yr-Eq-Wd |  |  | 0.05 | 0.05 | 0.05 | 0.05 | 0.05 | 0.9 | 0.9 | 1 | 1 | 1 | 1 | 1 | 1 | 1 | 1 | 1 | 0.4 | 0.4 | 0.05 | 0.05 | 0.05 | 0.05 | 0.05 | 0.05 | 100 |  | 12.15
; | MLI | USt | Yr | Eq | WeH | DEER-MLI-USt-Yr-Eq-WeH |  |  | 0.05 | 0.05 | 0.05 | 0.05 | 0.05 | 0.05 | 0.05 | 0.05 | 0.05 | 0.05 | 0.05 | 0.05 | 0.05 | 0.05 | 0.05 | 0.05 | 0.05 | 0.05 | 0.05 | 0.05 | 0.05 | 0.05 | 0.05 | 0.05 | 100 |  | 1.2
; | MLI |  | Yr | DHW | Wd | DEER-MLI-Yr-DHW-Wd |  |  | 0 | 0 | 0 | 0 | 0 | 0 | 0.15 | 0.65 | 0.75 | 0.8 | 0.8 | 0.8 | 0.35 | 0.75 | 0.8 | 0.8 | 0.65 | 0.3 | 0.1 | 0.1 | 0.1 | 0 | 0 | 0 | 100 |  | 7.9
; | MLI |  | Yr | DHW | WeH | DEER-MLI-Yr-DHW-WeH |  |  | 0 | 0 | 0 | 0 | 0 | 0 | 0 | 0 | 0 | 0 | 0 | 0 | 0 | 0 | 0 | 0 | 0 | 0 | 0 | 0 | 0 | 0 | 0 | 0 | 100 |  | 0
; | OFL | All | Yr | Oc | Wd | DEER-OFL-All-Yr-Oc-Wd |  |  | 0 | 0 | 0 | 0 | 0 | 0 | 0 | 0.3 | 1 | 1 | 1 | 0.8 | 0.4 | 0.8 | 1 | 1 | 1 | 0.3 | 0.1 | 0.1 | 0.1 | 0.05 | 0.05 | 0.05 | 100 |  | 9.05
; | OFL | All | Yr | Oc | Sa | DEER-OFL-All-Yr-Oc-Sa |  |  | 0 | 0 | 0 | 0 | 0 | 0 | 0 | 0.09 | 0.3 | 0.3 | 0.3 | 0.24 | 0.12 | 0.24 | 0.3 | 0.3 | 0.3 | 0 | 0 | 0 | 0 | 0 | 0 | 0 | 100 |  | 2.49
; | OFL | All | Yr | Lt | Wd | DEER-OFL-All-Yr-Lt-Wd |  |  | 0.05 | 0.05 | 0.05 | 0.05 | 0.05 | 0.05 | 0.05 | 0.8 | 0.9 | 0.9 | 0.95 | 0.95 | 0.8 | 0.8 | 0.9 | 0.9 | 0.95 | 0.8 | 0.7 | 0.6 | 0.4 | 0.3 | 0.2 | 0.2 | 100 |  | 12.4
; | OFL | All | Yr | Lt | Sa | DEER-OFL-All-Yr-Lt-Sa |  |  | 0.05 | 0.05 | 0.05 | 0.05 | 0.05 | 0.05 | 0.05 | 0.4 | 0.45 | 0.45 | 0.475 | 0.475 | 0.4 | 0.4 | 0.45 | 0.45 | 0.475 | 0.05 | 0.05 | 0.05 | 0.05 | 0.05 | 0.05 | 0.05 | 100 |  | 5.125
; | OFL | All | Yr | Eq | Wd | DEER-OFL-All-Yr-Eq-Wd |  |  | 0.3 | 0.3 | 0.3 | 0.3 | 0.3 | 0.3 | 0.3 | 0.8 | 0.9 | 0.9 | 0.95 | 0.95 | 0.8 | 0.8 | 0.9 | 0.9 | 0.95 | 0.8 | 0.7 | 0.6 | 0.4 | 0.3 | 0.3 | 0.3 | 100 |  | 14.35
; | OFL | All | Yr | Eq | Sa | DEER-OFL-All-Yr-Eq-Sa |  |  | 0.3 | 0.3 | 0.3 | 0.3 | 0.3 | 0.3 | 0.3 | 0.4 | 0.45 | 0.45 | 0.475 | 0.475 | 0.4 | 0.4 | 0.45 | 0.45 | 0.475 | 0.3 | 0.3 | 0.3 | 0.3 | 0.3 | 0.3 | 0.3 | 100 |  | 8.625
; | OFL |  | Yr | DHW | Wd | DEER-OFL-Yr-DHW-Wd |  |  | 0 | 0 | 0 | 0 | 0 | 0 | 0 | 0.3 | 1 | 1 | 1 | 0.8 | 0.4 | 0.8 | 1 | 1 | 1 | 0.3 | 0.1 | 0.1 | 0.1 | 0.05 | 0.05 | 0.05 | 100 |  | 9.05
; | OFL |  | Yr | DHW | Sa | DEER-OFL-Yr-DHW-Sa |  |  | 0 | 0 | 0 | 0 | 0 | 0 | 0 | 0.09 | 0.3 | 0.3 | 0.3 | 0.24 | 0.12 | 0.24 | 0.3 | 0.3 | 0.3 | 0 | 0 | 0 | 0 | 0 | 0 | 0 | 100 |  | 2.49
; | OFS | All | Yr | Oc | Wd | DEER-OFS-All-Yr-Oc-Wd |  |  | 0 | 0 | 0 | 0 | 0 | 0 | 0 | 0.3 | 1 | 1 | 1 | 0.8 | 0.4 | 0.8 | 1 | 1 | 1 | 0.1 | 0 | 0 | 0 | 0 | 0 | 0 | 100 |  | 8.4
; | OFS | All | Yr | Oc | Sa | DEER-OFS-All-Yr-Oc-Sa |  |  | 0 | 0 | 0 | 0 | 0 | 0 | 0 | 0.09 | 0.2 | 0.2 | 0.2 | 0.2 | 0.1 | 0.2 | 0.2 | 0.2 | 0.2 | 0 | 0 | 0 | 0 | 0 | 0 | 0 | 100 |  | 1.79
; | OFS | All | Yr | Lt | Wd | DEER-OFS-All-Yr-Lt-Wd |  |  | 0.05 | 0.05 | 0.05 | 0.05 | 0.05 | 0.05 | 0.05 | 0.8 | 0.9 | 0.9 | 0.95 | 0.95 | 0.8 | 0.8 | 0.9 | 0.9 | 0.9 | 0.7 | 0.3 | 0.05 | 0.05 | 0.05 | 0.05 | 0.05 | 100 |  | 10.4
; | OFS | All | Yr | Lt | Sa | DEER-OFS-All-Yr-Lt-Sa |  |  | 0.05 | 0.05 | 0.05 | 0.05 | 0.05 | 0.05 | 0.05 | 0.3 | 0.5 | 0.5 | 0.5 | 0.5 | 0.4 | 0.5 | 0.5 | 0.5 | 0.5 | 0.05 | 0.05 | 0.05 | 0.05 | 0.05 | 0.05 | 0.05 | 100 |  | 5.4
; | OFS | All | Yr | Eq | Wd | DEER-OFS-All-Yr-Eq-Wd |  |  | 0.2 | 0.2 | 0.2 | 0.2 | 0.2 | 0.2 | 0.2 | 0.6 | 0.9 | 0.9 | 0.95 | 0.95 | 0.8 | 0.8 | 0.9 | 0.9 | 0.9 | 0.7 | 0.4 | 0.2 | 0.2 | 0.2 | 0.2 | 0.2 | 100 |  | 12.1
; | OFS | All | Yr | Eq | Sa | DEER-OFS-All-Yr-Eq-Sa |  |  | 0.2 | 0.2 | 0.2 | 0.2 | 0.2 | 0.2 | 0.2 | 0.3 | 0.5 | 0.5 | 0.5 | 0.5 | 0.4 | 0.5 | 0.5 | 0.5 | 0.5 | 0.2 | 0.2 | 0.2 | 0.2 | 0.2 | 0.2 | 0.2 | 100 |  | 7.5
; | OFS |  | Yr | DHW | Wd | DEER-OFS-Yr-DHW-Wd |  |  | 0 | 0 | 0 | 0 | 0 | 0 | 0 | 0.3 | 1 | 1 | 1 | 0.8 | 0.4 | 0.8 | 1 | 1 | 1 | 0.1 | 0 | 0 | 0 | 0 | 0 | 0 | 100 |  | 8.4
; | OFS |  | Yr | DHW | Sa | DEER-OFS-Yr-DHW-Sa |  |  | 0 | 0 | 0 | 0 | 0 | 0 | 0 | 0.09 | 0.2 | 0.2 | 0.2 | 0.2 | 0.1 | 0.2 | 0.2 | 0.2 | 0.2 | 0 | 0 | 0 | 0 | 0 | 0 | 0 | 100 |  | 1.79
; | RSD | Din | Yr | Oc | Wd | DEER-RSD-Din-Yr-Oc-Wd |  |  | 0 | 0 | 0 | 0 | 0 | 0 | 0 | 0 | 0.1 | 0.2 | 0.2 | 0.34 | 0.87 | 0.59 | 0.34 | 0.34 | 0.34 | 0.58 | 0.75 | 0.58 | 0.34 | 0.254 | 0.1 | 0.1 | 100 |  | 6.024
; | RSD | Din | Yr | Oc | WeH | DEER-RSD-Din-Yr-Oc-WeH |  |  | 0 | 0 | 0 | 0 | 0 | 0 | 0 | 0 | 0.15 | 0.25 | 0.25 | 0.34 | 0.8 | 0.8 | 0.4 | 0.4 | 0.34 | 0.8 | 0.95 | 0.85 | 0.45 | 0.35 | 0.25 | 0.1 | 100 |  | 7.48
; | RSD | Din | Yr | Lt | Wd | DEER-RSD-Din-Yr-Lt-Wd |  |  | 0.05 | 0.05 | 0.05 | 0.05 | 0.05 | 0.05 | 0.05 | 0.5 | 1 | 1 | 1 | 1 | 1 | 1 | 1 | 1 | 1 | 1 | 1 | 1 | 1 | 0.7 | 0.5 | 0.1 | 100 |  | 15.15
; | RSD | Din | Yr | Lt | WeH | DEER-RSD-Din-Yr-Lt-WeH |  |  | 0.05 | 0.05 | 0.05 | 0.05 | 0.05 | 0.05 | 0.05 | 0.5 | 1 | 1 | 1 | 1 | 1 | 1 | 1 | 1 | 1 | 1 | 1 | 1 | 1 | 1 | 0.5 | 0.5 | 100 |  | 15.85
; | RSD | Din | Yr | Eq | Wd | DEER-RSD-Din-Yr-Eq-Wd |  |  | 0.15 | 0.15 | 0.15 | 0.15 | 0.15 | 0.3 | 0.45 | 0.5 | 0.5 | 0.5 | 0.8 | 1 | 1 | 1 | 1 | 1 | 1 | 1 | 1 | 1 | 1 | 1 | 0.95 | 0.85 | 100 |  | 16.6
; | RSD | Din | Yr | Eq | WeH | DEER-RSD-Din-Yr-Eq-WeH |  |  | 0.15 | 0.15 | 0.15 | 0.15 | 0.15 | 0.3 | 0.45 | 0.5 | 0.5 | 0.5 | 0.8 | 1 | 1 | 1 | 1 | 1 | 1 | 1 | 1 | 1 | 1 | 1 | 0.95 | 0.65 | 100 |  | 16.4
; | RSD | Kit | Yr | Oc | Wd | DEER-RSD-Kit-Yr-Oc-Wd |  |  | 0 | 0 | 0 | 0 | 0 | 0 | 0 | 0 | 0.1 | 0.2 | 0.2 | 0.34 | 0.87 | 0.59 | 0.34 | 0.34 | 0.34 | 0.58 | 0.75 | 0.58 | 0.34 | 0.254 | 0.1 | 0.1 | 100 |  | 6.024
; | RSD | Kit | Yr | Oc | WeH | DEER-RSD-Kit-Yr-Oc-WeH |  |  | 0 | 0 | 0 | 0 | 0 | 0 | 0 | 0 | 0.15 | 0.25 | 0.25 | 0.34 | 0.8 | 0.8 | 0.4 | 0.4 | 0.34 | 0.8 | 0.95 | 0.85 | 0.45 | 0.35 | 0.25 | 0.1 | 100 |  | 7.48
; | RSD | Kit | Yr | Lt | Wd | DEER-RSD-Kit-Yr-Lt-Wd |  |  | 0.05 | 0.05 | 0.05 | 0.05 | 0.05 | 0.05 | 0.05 | 0.5 | 1 | 1 | 1 | 1 | 1 | 1 | 1 | 1 | 1 | 1 | 1 | 1 | 1 | 0.7 | 0.5 | 0.1 | 100 |  | 15.15
; | RSD | Kit | Yr | Lt | WeH | DEER-RSD-Kit-Yr-Lt-WeH |  |  | 0.05 | 0.05 | 0.05 | 0.05 | 0.05 | 0.05 | 0.05 | 0.5 | 1 | 1 | 1 | 1 | 1 | 1 | 1 | 1 | 1 | 1 | 1 | 1 | 1 | 1 | 0.5 | 0.5 | 100 |  | 15.85
; | RSD | Kit | Yr | Eq | Wd | DEER-RSD-Kit-Yr-Eq-Wd |  |  | 0.15 | 0.15 | 0.15 | 0.15 | 0.15 | 0.3 | 0.45 | 0.5 | 0.5 | 0.5 | 0.8 | 1 | 1 | 1 | 1 | 1 | 1 | 1 | 1 | 1 | 1 | 1 | 0.95 | 0.85 | 100 |  | 16.6
; | RSD | Kit | Yr | Eq | WeH | DEER-RSD-Kit-Yr-Eq-WeH |  |  | 0.15 | 0.15 | 0.15 | 0.15 | 0.15 | 0.3 | 0.45 | 0.5 | 0.5 | 0.5 | 0.8 | 1 | 1 | 1 | 1 | 1 | 1 | 1 | 1 | 1 | 1 | 1 | 0.95 | 0.65 | 100 |  | 16.4
; | RSD | Kit | Yr | Ck | Wd | DEER-RSD-Kit-Yr-Ck-Wd |  |  | 0 | 0 | 0 | 0 | 0 | 0 | 0 | 0.296 | 0.51 | 0.54 | 0.46 | 0.44 | 0.43 | 0.53 | 0.49 | 0.49 | 0.49 | 0.49 | 0.55 | 0.5 | 0.33 | 0.325 | 0.266 | 0.237 | 100 |  | 7.374
; | RSD | Kit | Yr | Ck | WeH | DEER-RSD-Kit-Yr-Ck-WeH |  |  | 0 | 0 | 0 | 0 | 0 | 0 | 0 | 0.296 | 0.51 | 0.54 | 0.46 | 0.44 | 0.43 | 0.53 | 0.49 | 0.49 | 0.49 | 0.49 | 0.55 | 0.5 | 0.33 | 0.325 | 0.266 | 0.237 | 100 |  | 7.374
; | RSD |  | Yr | DHW | Wd | DEER-RSD-Yr-DHW-Wd |  |  | 0 | 0 | 0 | 0 | 0 | 0 | 0 | 0 | 0.1 | 0.2 | 0.2 | 0.34 | 0.87 | 0.59 | 0.34 | 0.34 | 0.34 | 0.58 | 0.75 | 0.58 | 0.34 | 0.254 | 0.1 | 0.1 | 100 |  | 6.024
; | RSD |  | Yr | DHW | WeH | DEER-RSD-Yr-DHW-WeH |  |  | 0 | 0 | 0 | 0 | 0 | 0 | 0 | 0 | 0.15 | 0.25 | 0.25 | 0.34 | 0.8 | 0.8 | 0.4 | 0.4 | 0.34 | 0.8 | 0.95 | 0.85 | 0.45 | 0.35 | 0.25 | 0.1 | 100 |  | 7.48
; | RFF | Din | Yr | Oc | Wd | DEER-RFF-Din-Yr-Oc-Wd |  |  | 0 | 0 | 0 | 0 | 0 | 0.05 | 0.1 | 0.2 | 0.15 | 0.1 | 0.15 | 0.65 | 1 | 0.7 | 0.4 | 0.2 | 0.25 | 0.45 | 0.7 | 0.45 | 0.3 | 0.25 | 0.2 | 0.1 | 100 |  | 6.4
; | RFF | Din | Yr | Oc | WeH | DEER-RFF-Din-Yr-Oc-WeH |  |  | 0 | 0 | 0 | 0 | 0 | 0.05 | 0.1 | 0.2 | 0.25 | 0.3 | 0.6 | 0.5 | 0.6 | 0.6 | 0.4 | 0.2 | 0.2 | 0.35 | 0.6 | 0.5 | 0.35 | 0.25 | 0.2 | 0.1 | 100 |  | 6.35
; | RFF | Din | Yr | Lt | Wd | DEER-RFF-Din-Yr-Lt-Wd |  |  | 0.05 | 0.05 | 0.05 | 0.05 | 0.05 | 0.2 | 0.35 | 0.4 | 0.4 | 0.4 | 0.75 | 1 | 1 | 1 | 1 | 1 | 1 | 1 | 1 | 1 | 1 | 1 | 0.9 | 0.85 | 100 |  | 15.5
; | RFF | Din | Yr | Lt | WeH | DEER-RFF-Din-Yr-Lt-WeH |  |  | 0.05 | 0.05 | 0.05 | 0.05 | 0.05 | 0.2 | 0.35 | 0.4 | 0.4 | 0.4 | 0.75 | 1 | 1 | 1 | 1 | 1 | 1 | 1 | 1 | 1 | 1 | 1 | 0.85 | 0.55 | 100 |  | 15.15
; | RFF | Din | Yr | Eq | Wd | DEER-RFF-Din-Yr-Eq-Wd |  |  | 0.15 | 0.15 | 0.15 | 0.15 | 0.15 | 0.3 | 0.45 | 0.5 | 0.5 | 0.5 | 0.8 | 1 | 1 | 1 | 1 | 1 | 1 | 1 | 1 | 1 | 1 | 1 | 0.95 | 0.85 | 100 |  | 16.6
; | RFF | Din | Yr | Eq | WeH | DEER-RFF-Din-Yr-Eq-WeH |  |  | 0.15 | 0.15 | 0.15 | 0.15 | 0.15 | 0.3 | 0.45 | 0.5 | 0.5 | 0.5 | 0.8 | 1 | 1 | 1 | 1 | 1 | 1 | 1 | 1 | 1 | 1 | 1 | 0.95 | 0.65 | 100 |  | 16.4
; | RFF | Kit | Yr | Oc | Wd | DEER-RFF-Kit-Yr-Oc-Wd |  |  | 0 | 0 | 0 | 0 | 0 | 0.05 | 0.1 | 0.2 | 0.15 | 0.1 | 0.15 | 0.65 | 1 | 0.7 | 0.4 | 0.2 | 0.25 | 0.45 | 0.7 | 0.45 | 0.3 | 0.25 | 0.2 | 0.1 | 100 |  | 6.4
; | RFF | Kit | Yr | Oc | WeH | DEER-RFF-Kit-Yr-Oc-WeH |  |  | 0 | 0 | 0 | 0 | 0 | 0.05 | 0.1 | 0.2 | 0.25 | 0.3 | 0.6 | 0.5 | 0.6 | 0.6 | 0.4 | 0.2 | 0.2 | 0.35 | 0.6 | 0.5 | 0.35 | 0.25 | 0.2 | 0.1 | 100 |  | 6.35
; | RFF | Kit | Yr | Lt | Wd | DEER-RFF-Kit-Yr-Lt-Wd |  |  | 0.05 | 0.05 | 0.05 | 0.05 | 0.05 | 0.2 | 0.35 | 0.4 | 0.4 | 0.4 | 0.75 | 1 | 1 | 1 | 1 | 1 | 1 | 1 | 1 | 1 | 1 | 1 | 0.9 | 0.85 | 100 |  | 15.5
; | RFF | Kit | Yr | Lt | WeH | DEER-RFF-Kit-Yr-Lt-WeH |  |  | 0.05 | 0.05 | 0.05 | 0.05 | 0.05 | 0.2 | 0.35 | 0.4 | 0.4 | 0.4 | 0.75 | 1 | 1 | 1 | 1 | 1 | 1 | 1 | 1 | 1 | 1 | 1 | 0.85 | 0.55 | 100 |  | 15.15
; | RFF | Kit | Yr | Eq | Wd | DEER-RFF-Kit-Yr-Eq-Wd |  |  | 0.15 | 0.15 | 0.15 | 0.15 | 0.15 | 0.3 | 0.45 | 0.5 | 0.5 | 0.5 | 0.8 | 1 | 1 | 1 | 1 | 1 | 1 | 1 | 1 | 1 | 1 | 1 | 0.95 | 0.85 | 100 |  | 16.6
; | RFF | Kit | Yr | Eq | WeH | DEER-RFF-Kit-Yr-Eq-WeH |  |  | 0.15 | 0.15 | 0.15 | 0.15 | 0.15 | 0.3 | 0.45 | 0.5 | 0.5 | 0.5 | 0.8 | 1 | 1 | 1 | 1 | 1 | 1 | 1 | 1 | 1 | 1 | 1 | 0.95 | 0.65 | 100 |  | 16.4
; | RFF | Kit | Yr | Ck | Wd | DEER-RFF-Kit-Yr-Ck-Wd |  |  | 0 | 0 | 0 | 0.296 | 0.444 | 0.473 | 0.385 | 0.296 | 0.296 | 0.296 | 0.296 | 0.296 | 0.296 | 0.296 | 0.296 | 0.296 | 0.296 | 0.49 | 0.325 | 0.325 | 0.3 | 0.25 | 0.118 | 0 | 100 |  | 6.366
; | RFF | Kit | Yr | Ck | WeH | DEER-RFF-Kit-Yr-Ck-WeH |  |  | 0 | 0 | 0 | 0.296 | 0.444 | 0.473 | 0.385 | 0.296 | 0.296 | 0.296 | 0.296 | 0.296 | 0.296 | 0.296 | 0.296 | 0.296 | 0.296 | 0.49 | 0.325 | 0.325 | 0.3 | 0.25 | 0.118 | 0 | 100 |  | 6.366
; | RFF |  | Yr | DHW | Wd | DEER-RFF-Yr-DHW-Wd |  |  | 0 | 0 | 0 | 0 | 0 | 0.05 | 0.1 | 0.2 | 0.15 | 0.1 | 0.15 | 0.65 | 1 | 0.7 | 0.4 | 0.2 | 0.25 | 0.45 | 0.7 | 0.45 | 0.3 | 0.25 | 0.2 | 0.1 | 100 |  | 6.4
; | RFF |  | Yr | DHW | WeH | DEER-RFF-Yr-DHW-WeH |  |  | 0 | 0 | 0 | 0 | 0 | 0.05 | 0.1 | 0.2 | 0.25 | 0.3 | 0.6 | 0.5 | 0.6 | 0.6 | 0.4 | 0.2 | 0.2 | 0.35 | 0.6 | 0.5 | 0.35 | 0.25 | 0.2 | 0.1 | 100 |  | 6.35
; | RT3 | Off | Yr | Oc | Wd | DEER-RT3-Off-Yr-Oc-Wd |  |  | 0 | 0 | 0 | 0 | 0 | 0 | 0 | 0 | 0.05 | 0.3 | 0.6 | 0.6 | 0.6 | 0.6 | 0.6 | 0.6 | 0.7 | 0.8 | 0.8 | 0.8 | 0.5 | 0.2 | 0 | 0 | 100 |  | 7.75
; | RT3 | Off | Yr | Oc | Sa | DEER-RT3-Off-Yr-Oc-Sa |  |  | 0 | 0 | 0 | 0 | 0 | 0 | 0 | 0 | 0.05 | 0.4 | 0.7 | 0.7 | 0.7 | 0.7 | 0.9 | 0.9 | 0.9 | 0.7 | 0.5 | 0.4 | 0.1 | 0 | 0 | 0 | 100 |  | 7.65
; | RT3 | Off | Yr | Oc | SuH | DEER-RT3-Off-Yr-Oc-SuH |  |  | 0 | 0 | 0 | 0 | 0 | 0 | 0 | 0 | 0.1 | 0.3 | 0.4 | 0.6 | 0.9 | 1 | 1 | 1 | 0.8 | 0.4 | 0.2 | 0 | 0 | 0 | 0 | 0 | 100 |  | 6.7
; | RT3 | Off | Yr | Lt | Wd | DEER-RT3-Off-Yr-Lt-Wd |  |  | 0.05 | 0.05 | 0.05 | 0.05 | 0.05 | 0.05 | 0.05 | 0.05 | 0.3 | 0.95 | 0.95 | 0.95 | 0.95 | 0.95 | 0.95 | 0.95 | 0.95 | 0.95 | 0.95 | 0.95 | 0.5 | 0.4 | 0.05 | 0.05 | 100 |  | 12.15
; | RT3 | Off | Yr | Lt | Sa | DEER-RT3-Off-Yr-Lt-Sa |  |  | 0.05 | 0.05 | 0.05 | 0.05 | 0.05 | 0.05 | 0.05 | 0.05 | 0.3 | 0.95 | 0.95 | 0.95 | 0.95 | 0.95 | 0.95 | 0.95 | 0.95 | 0.95 | 0.8 | 0.6 | 0.3 | 0.05 | 0.05 | 0.05 | 100 |  | 11.1
; | RT3 | Off | Yr | Lt | SuH | DEER-RT3-Off-Yr-Lt-SuH |  |  | 0.05 | 0.05 | 0.05 | 0.05 | 0.05 | 0.05 | 0.05 | 0.05 | 0.3 | 0.7 | 0.95 | 0.95 | 0.95 | 0.95 | 0.95 | 0.95 | 0.95 | 0.95 | 0.6 | 0.05 | 0.05 | 0.05 | 0.05 | 0.05 | 100 |  | 9.85
; | RT3 | Off | Yr | Eq | Wd | DEER-RT3-Off-Yr-Eq-Wd |  |  | 0.05 | 0.05 | 0.05 | 0.05 | 0.05 | 0.05 | 0.05 | 0.05 | 0.3 | 0.95 | 0.95 | 0.95 | 0.95 | 0.95 | 0.95 | 0.95 | 0.95 | 0.95 | 0.8 | 0.6 | 0.3 | 0.05 | 0.05 | 0.05 | 100 |  | 11.1
; | RT3 | Off | Yr | Eq | Sa | DEER-RT3-Off-Yr-Eq-Sa |  |  | 0.05 | 0.05 | 0.05 | 0.05 | 0.05 | 0.05 | 0.05 | 0.05 | 0.3 | 0.95 | 0.95 | 0.95 | 0.95 | 0.95 | 0.95 | 0.95 | 0.95 | 0.95 | 0.8 | 0.6 | 0.3 | 0.05 | 0.05 | 0.05 | 100 |  | 11.1
; | RT3 | Off | Yr | Eq | SuH | DEER-RT3-Off-Yr-Eq-SuH |  |  | 0.05 | 0.05 | 0.05 | 0.05 | 0.05 | 0.05 | 0.05 | 0.05 | 0.3 | 0.7 | 0.95 | 0.95 | 0.95 | 0.95 | 0.95 | 0.95 | 0.95 | 0.95 | 0.6 | 0.05 | 0.05 | 0.05 | 0.05 | 0.05 | 100 |  | 9.85
; | RT3 | Shw | Yr | Oc | Wd | DEER-RT3-Shw-Yr-Oc-Wd |  |  | 0 | 0 | 0 | 0 | 0 | 0 | 0 | 0 | 0.05 | 0.3 | 0.6 | 0.6 | 0.6 | 0.6 | 0.6 | 0.6 | 0.7 | 0.8 | 0.8 | 0.8 | 0.5 | 0.2 | 0 | 0 | 100 |  | 7.75
; | RT3 | Shw | Yr | Oc | Sa | DEER-RT3-Shw-Yr-Oc-Sa |  |  | 0 | 0 | 0 | 0 | 0 | 0 | 0 | 0 | 0.05 | 0.4 | 0.7 | 0.7 | 0.7 | 0.7 | 0.9 | 0.9 | 0.9 | 0.7 | 0.5 | 0.4 | 0.1 | 0 | 0 | 0 | 100 |  | 7.65
; | RT3 | Shw | Yr | Oc | SuH | DEER-RT3-Shw-Yr-Oc-SuH |  |  | 0 | 0 | 0 | 0 | 0 | 0 | 0 | 0 | 0.1 | 0.3 | 0.4 | 0.6 | 0.9 | 1 | 1 | 1 | 0.8 | 0.4 | 0.2 | 0 | 0 | 0 | 0 | 0 | 100 |  | 6.7
; | RT3 | Shw | Yr | Lt | Wd | DEER-RT3-Shw-Yr-Lt-Wd |  |  | 0.05 | 0.05 | 0.05 | 0.05 | 0.05 | 0.05 | 0.05 | 0.05 | 0.3 | 0.95 | 0.95 | 0.95 | 0.95 | 0.95 | 0.95 | 0.95 | 0.95 | 0.95 | 0.95 | 0.95 | 0.5 | 0.4 | 0.05 | 0.05 | 100 |  | 12.15
; | RT3 | Shw | Yr | Lt | Sa | DEER-RT3-Shw-Yr-Lt-Sa |  |  | 0.05 | 0.05 | 0.05 | 0.05 | 0.05 | 0.05 | 0.05 | 0.05 | 0.3 | 0.95 | 0.95 | 0.95 | 0.95 | 0.95 | 0.95 | 0.95 | 0.95 | 0.95 | 0.8 | 0.6 | 0.3 | 0.05 | 0.05 | 0.05 | 100 |  | 11.1
; | RT3 | Shw | Yr | Lt | SuH | DEER-RT3-Shw-Yr-Lt-SuH |  |  | 0.05 | 0.05 | 0.05 | 0.05 | 0.05 | 0.05 | 0.05 | 0.05 | 0.3 | 0.7 | 0.95 | 0.95 | 0.95 | 0.95 | 0.95 | 0.95 | 0.95 | 0.95 | 0.6 | 0.05 | 0.05 | 0.05 | 0.05 | 0.05 | 100 |  | 9.85
; | RT3 | Shw | Yr | Eq | Wd | DEER-RT3-Shw-Yr-Eq-Wd |  |  | 0.05 | 0.05 | 0.05 | 0.05 | 0.05 | 0.05 | 0.05 | 0.05 | 0.3 | 0.95 | 0.95 | 0.95 | 0.95 | 0.95 | 0.95 | 0.95 | 0.95 | 0.95 | 0.8 | 0.6 | 0.3 | 0.05 | 0.05 | 0.05 | 100 |  | 11.1
; | RT3 | Shw | Yr | Eq | Sa | DEER-RT3-Shw-Yr-Eq-Sa |  |  | 0.05 | 0.05 | 0.05 | 0.05 | 0.05 | 0.05 | 0.05 | 0.05 | 0.3 | 0.95 | 0.95 | 0.95 | 0.95 | 0.95 | 0.95 | 0.95 | 0.95 | 0.95 | 0.8 | 0.6 | 0.3 | 0.05 | 0.05 | 0.05 | 100 |  | 11.1
; | RT3 | Shw | Yr | Eq | SuH | DEER-RT3-Shw-Yr-Eq-SuH |  |  | 0.05 | 0.05 | 0.05 | 0.05 | 0.05 | 0.05 | 0.05 | 0.05 | 0.3 | 0.7 | 0.95 | 0.95 | 0.95 | 0.95 | 0.95 | 0.95 | 0.95 | 0.95 | 0.6 | 0.05 | 0.05 | 0.05 | 0.05 | 0.05 | 100 |  | 9.85
; | RT3 | Str | Yr | Oc | Wd | DEER-RT3-Str-Yr-Oc-Wd |  |  | 0 | 0 | 0 | 0 | 0 | 0 | 0 | 0 | 0.05 | 0.3 | 0.6 | 0.6 | 0.6 | 0.6 | 0.6 | 0.6 | 0.7 | 0.8 | 0.8 | 0.8 | 0.5 | 0.2 | 0 | 0 | 100 |  | 7.75
; | RT3 | Str | Yr | Oc | Sa | DEER-RT3-Str-Yr-Oc-Sa |  |  | 0 | 0 | 0 | 0 | 0 | 0 | 0 | 0 | 0.05 | 0.4 | 0.7 | 0.7 | 0.7 | 0.7 | 0.9 | 0.9 | 0.9 | 0.7 | 0.5 | 0.4 | 0.1 | 0 | 0 | 0 | 100 |  | 7.65
; | RT3 | Str | Yr | Oc | SuH | DEER-RT3-Str-Yr-Oc-SuH |  |  | 0 | 0 | 0 | 0 | 0 | 0 | 0 | 0 | 0.1 | 0.3 | 0.4 | 0.6 | 0.9 | 1 | 1 | 1 | 0.8 | 0.4 | 0.2 | 0 | 0 | 0 | 0 | 0 | 100 |  | 6.7
; | RT3 | Str | Yr | Lt | Wd | DEER-RT3-Str-Yr-Lt-Wd |  |  | 0.05 | 0.05 | 0.05 | 0.05 | 0.05 | 0.05 | 0.05 | 0.05 | 0.3 | 0.95 | 0.95 | 0.95 | 0.95 | 0.95 | 0.95 | 0.95 | 0.95 | 0.95 | 0.95 | 0.95 | 0.5 | 0.4 | 0.05 | 0.05 | 100 |  | 12.15
; | RT3 | Str | Yr | Lt | Sa | DEER-RT3-Str-Yr-Lt-Sa |  |  | 0.05 | 0.05 | 0.05 | 0.05 | 0.05 | 0.05 | 0.05 | 0.05 | 0.3 | 0.95 | 0.95 | 0.95 | 0.95 | 0.95 | 0.95 | 0.95 | 0.95 | 0.95 | 0.8 | 0.6 | 0.3 | 0.05 | 0.05 | 0.05 | 100 |  | 11.1
; | RT3 | Str | Yr | Lt | SuH | DEER-RT3-Str-Yr-Lt-SuH |  |  | 0.05 | 0.05 | 0.05 | 0.05 | 0.05 | 0.05 | 0.05 | 0.05 | 0.3 | 0.7 | 0.95 | 0.95 | 0.95 | 0.95 | 0.95 | 0.95 | 0.95 | 0.95 | 0.6 | 0.05 | 0.05 | 0.05 | 0.05 | 0.05 | 100 |  | 9.85
; | RT3 | Str | Yr | Eq | Wd | DEER-RT3-Str-Yr-Eq-Wd |  |  | 0.05 | 0.05 | 0.05 | 0.05 | 0.05 | 0.05 | 0.05 | 0.05 | 0.3 | 0.95 | 0.95 | 0.95 | 0.95 | 0.95 | 0.95 | 0.95 | 0.95 | 0.95 | 0.8 | 0.6 | 0.3 | 0.05 | 0.05 | 0.05 | 100 |  | 11.1
; | RT3 | Str | Yr | Eq | Sa | DEER-RT3-Str-Yr-Eq-Sa |  |  | 0.05 | 0.05 | 0.05 | 0.05 | 0.05 | 0.05 | 0.05 | 0.05 | 0.3 | 0.95 | 0.95 | 0.95 | 0.95 | 0.95 | 0.95 | 0.95 | 0.95 | 0.95 | 0.8 | 0.6 | 0.3 | 0.05 | 0.05 | 0.05 | 100 |  | 11.1
; | RT3 | Str | Yr | Eq | SuH | DEER-RT3-Str-Yr-Eq-SuH |  |  | 0.05 | 0.05 | 0.05 | 0.05 | 0.05 | 0.05 | 0.05 | 0.05 | 0.3 | 0.7 | 0.95 | 0.95 | 0.95 | 0.95 | 0.95 | 0.95 | 0.95 | 0.95 | 0.6 | 0.05 | 0.05 | 0.05 | 0.05 | 0.05 | 100 |  | 9.85
; | RT3 |  | Yr | DHW | Wd | DEER-RT3-Yr-DHW-Wd |  |  | 0 | 0 | 0 | 0 | 0 | 0 | 0 | 0 | 0.05 | 0.3 | 0.6 | 0.6 | 0.6 | 0.6 | 0.6 | 0.6 | 0.7 | 0.8 | 0.8 | 0.8 | 0.5 | 0.2 | 0 | 0 | 100 |  | 7.75
; | RT3 |  | Yr | DHW | Sa | DEER-RT3-Yr-DHW-Sa |  |  | 0 | 0 | 0 | 0 | 0 | 0 | 0 | 0 | 0.05 | 0.4 | 0.7 | 0.7 | 0.7 | 0.7 | 0.9 | 0.9 | 0.9 | 0.7 | 0.5 | 0.4 | 0.1 | 0 | 0 | 0 | 100 |  | 7.65
; | RT3 |  | Yr | DHW | SuH | DEER-RT3-Yr-DHW-SuH |  |  | 0 | 0 | 0 | 0 | 0 | 0 | 0 | 0 | 0.1 | 0.3 | 0.4 | 0.6 | 0.9 | 1 | 1 | 1 | 0.8 | 0.4 | 0.2 | 0 | 0 | 0 | 0 | 0 | 100 |  | 6.7
; | RTL | Sal | Yr | Oc | Wd | DEER-RTL-Sal-Yr-Oc-Wd |  |  | 0 | 0 | 0 | 0 | 0 | 0 | 0 | 0 | 0.1 | 0.3 | 0.5 | 0.5 | 0.6 | 0.6 | 0.5 | 0.5 | 0.5 | 0.5 | 0.8 | 0.8 | 0.8 | 0.1 | 0 | 0 | 100 |  | 7.1
; | RTL | Sal | Yr | Oc | WeH | DEER-RTL-Sal-Yr-Oc-WeH |  |  | 0 | 0 | 0 | 0 | 0 | 0 | 0 | 0 | 0.1 | 0.3 | 0.5 | 0.5 | 0.6 | 0.6 | 0.5 | 0.5 | 0.5 | 0.5 | 0.8 | 0.8 | 0.8 | 0.1 | 0 | 0 | 100 |  | 7.1
; | RTL | Sal | Yr | Lt | Wd | DEER-RTL-Sal-Yr-Lt-Wd |  |  | 0.05 | 0.05 | 0.05 | 0.05 | 0.05 | 0.05 | 0.05 | 0.05 | 1 | 1 | 1 | 1 | 1 | 1 | 1 | 1 | 1 | 1 | 1 | 1 | 1 | 1 | 0.05 | 0.05 | 100 |  | 14.5
; | RTL | Sal | Yr | Lt | WeH | DEER-RTL-Sal-Yr-Lt-WeH |  |  | 0.05 | 0.05 | 0.05 | 0.05 | 0.05 | 0.05 | 0.05 | 0.05 | 1 | 1 | 1 | 1 | 1 | 1 | 1 | 1 | 1 | 1 | 1 | 1 | 1 | 1 | 0.05 | 0.05 | 100 |  | 14.5
; | RTL | Sal | Yr | Eq | Wd | DEER-RTL-Sal-Yr-Eq-Wd |  |  | 0 | 0 | 0 | 0 | 0 | 0 | 0 | 0 | 1 | 1 | 1 | 1 | 1 | 1 | 1 | 1 | 1 | 1 | 1 | 1 | 1 | 1 | 0 | 0 | 100 |  | 14
; | RTL | Sal | Yr | Eq | WeH | DEER-RTL-Sal-Yr-Eq-WeH |  |  | 0 | 0 | 0 | 0 | 0 | 0 | 0 | 0 | 1 | 1 | 1 | 1 | 1 | 1 | 1 | 1 | 1 | 1 | 1 | 1 | 1 | 1 | 0 | 0 | 100 |  | 14
; | RTL | Phr | Yr | Oc | Wd | DEER-RTL-Phr-Yr-Oc-Wd |  |  | 0 | 0 | 0 | 0 | 0 | 0 | 0 | 0 | 0.1 | 0.3 | 0.5 | 0.5 | 0.6 | 0.6 | 0.5 | 0.5 | 0.5 | 0.5 | 0.8 | 0.8 | 0.8 | 0.1 | 0 | 0 | 100 |  | 7.1
; | RTL | Phr | Yr | Oc | WeH | DEER-RTL-Phr-Yr-Oc-WeH |  |  | 0 | 0 | 0 | 0 | 0 | 0 | 0 | 0 | 0.1 | 0.3 | 0.5 | 0.5 | 0.6 | 0.6 | 0.5 | 0.5 | 0.5 | 0.5 | 0.8 | 0.8 | 0.8 | 0.1 | 0 | 0 | 100 |  | 7.1
; | RTL | Phr | Yr | Lt | Wd | DEER-RTL-Phr-Yr-Lt-Wd |  |  | 0.05 | 0.05 | 0.05 | 0.05 | 0.05 | 0.05 | 0.05 | 0.05 | 1 | 1 | 1 | 1 | 1 | 1 | 1 | 1 | 1 | 1 | 1 | 1 | 1 | 1 | 0.05 | 0.05 | 100 |  | 14.5
; | RTL | Phr | Yr | Lt | WeH | DEER-RTL-Phr-Yr-Lt-WeH |  |  | 0.05 | 0.05 | 0.05 | 0.05 | 0.05 | 0.05 | 0.05 | 0.05 | 1 | 1 | 1 | 1 | 1 | 1 | 1 | 1 | 1 | 1 | 1 | 1 | 1 | 1 | 0.05 | 0.05 | 100 |  | 14.5
; | RTL | Phr | Yr | Eq | Wd | DEER-RTL-Phr-Yr-Eq-Wd |  |  | 0 | 0 | 0 | 0 | 0 | 0 | 0 | 0 | 0 | 0 | 0 | 0 | 0 | 0 | 0 | 0 | 0 | 0 | 0 | 0 | 0 | 0 | 0 | 0 | 100 |  | 0
; | RTL | Phr | Yr | Eq | WeH | DEER-RTL-Phr-Yr-Eq-WeH |  |  | 0 | 0 | 0 | 0 | 0 | 0 | 0 | 0 | 0 | 0 | 0 | 0 | 0 | 0 | 0 | 0 | 0 | 0 | 0 | 0 | 0 | 0 | 0 | 0 | 100 |  | 0
; | RTL | Din | Yr | Oc | Wd | DEER-RTL-Din-Yr-Oc-Wd |  |  | 0 | 0 | 0 | 0 | 0 | 0 | 0 | 0 | 0.05 | 0.2 | 0.3 | 0.3 | 0.5 | 0.5 | 0.4 | 0.4 | 0.4 | 0.4 | 0.5 | 0.5 | 0.5 | 0.05 | 0 | 0 | 100 |  | 5
; | RTL | Din | Yr | Oc | WeH | DEER-RTL-Din-Yr-Oc-WeH |  |  | 0 | 0 | 0 | 0 | 0 | 0 | 0 | 0 | 0.05 | 0.2 | 0.3 | 0.3 | 0.5 | 0.5 | 0.4 | 0.4 | 0.4 | 0.4 | 0.5 | 0.5 | 0.5 | 0.05 | 0 | 0 | 100 |  | 5
; | RTL | Din | Yr | Lt | Wd | DEER-RTL-Din-Yr-Lt-Wd |  |  | 0.05 | 0.05 | 0.05 | 0.05 | 0.05 | 0.05 | 0.05 | 0.05 | 0.05 | 1 | 1 | 1 | 1 | 1 | 1 | 1 | 1 | 1 | 1 | 1 | 1 | 1 | 0 | 0 | 100 |  | 13.45
; | RTL | Din | Yr | Lt | WeH | DEER-RTL-Din-Yr-Lt-WeH |  |  | 0.05 | 0.05 | 0.05 | 0.05 | 0.05 | 0.05 | 0.05 | 0.05 | 0.05 | 1 | 1 | 1 | 1 | 1 | 1 | 1 | 1 | 1 | 1 | 1 | 1 | 1 | 0 | 0 | 100 |  | 13.45
; | RTL | Din | Yr | Eq | Wd | DEER-RTL-Din-Yr-Eq-Wd |  |  | 0.05 | 0.05 | 0.05 | 0.05 | 0.05 | 0.05 | 0.05 | 0.05 | 0.05 | 0.1 | 1 | 1 | 1 | 1 | 1 | 1 | 1 | 1 | 1 | 1 | 1 | 1 | 0 | 0 | 100 |  | 12.55
; | RTL | Din | Yr | Eq | WeH | DEER-RTL-Din-Yr-Eq-WeH |  |  | 0.05 | 0.05 | 0.05 | 0.05 | 0.05 | 0.05 | 0.05 | 0.05 | 0.05 | 0.1 | 1 | 1 | 1 | 1 | 1 | 1 | 1 | 1 | 1 | 1 | 1 | 1 | 0 | 0 | 100 |  | 12.55
; | RTL | Aut | Yr | Oc | Wd | DEER-RTL-Aut-Yr-Oc-Wd |  |  | 0 | 0 | 0 | 0 | 0 | 0 | 0 | 0 | 0.7 | 0.8 | 0.9 | 1 | 1 | 1 | 1 | 1 | 1 | 1 | 1 | 1 | 1 | 0.9 | 0.8 | 0 | 100 |  | 14.1
; | RTL | Aut | Yr | Oc | WeH | DEER-RTL-Aut-Yr-Oc-WeH |  |  | 0 | 0 | 0 | 0 | 0 | 0 | 0 | 0 | 0.7 | 0.8 | 0.9 | 1 | 1 | 1 | 1 | 1 | 1 | 1 | 1 | 1 | 1 | 0.9 | 0.8 | 0 | 100 |  | 14.1
; | RTL | Aut | Yr | Lt | Wd | DEER-RTL-Aut-Yr-Lt-Wd |  |  | 0.05 | 0.05 | 0.05 | 0.05 | 0.05 | 0.05 | 0.05 | 0.05 | 1 | 1 | 1 | 1 | 1 | 1 | 1 | 1 | 1 | 1 | 1 | 1 | 1 | 1 | 0.25 | 0.05 | 100 |  | 14.7
; | RTL | Aut | Yr | Lt | WeH | DEER-RTL-Aut-Yr-Lt-WeH |  |  | 0.05 | 0.05 | 0.05 | 0.05 | 0.05 | 0.05 | 0.05 | 0.05 | 1 | 1 | 1 | 1 | 1 | 1 | 1 | 1 | 1 | 1 | 1 | 1 | 1 | 1 | 0.25 | 0.05 | 100 |  | 14.7
; | RTL | Aut | Yr | Eq | Wd | DEER-RTL-Aut-Yr-Eq-Wd |  |  | 0.05 | 0.05 | 0.05 | 0.05 | 0.05 | 0.05 | 0.05 | 0.05 | 1 | 1 | 1 | 1 | 1 | 1 | 1 | 1 | 1 | 1 | 1 | 1 | 1 | 1 | 0.25 | 0.05 | 100 |  | 14.7
; | RTL | Aut | Yr | Eq | WeH | DEER-RTL-Aut-Yr-Eq-WeH |  |  | 0.05 | 0.05 | 0.05 | 0.05 | 0.05 | 0.05 | 0.05 | 0.05 | 1 | 1 | 1 | 1 | 1 | 1 | 1 | 1 | 1 | 1 | 1 | 1 | 1 | 1 | 0.25 | 0.05 | 100 |  | 14.7
; | RTL | Off | Yr | Oc | Wd | DEER-RTL-Off-Yr-Oc-Wd |  |  | 0 | 0 | 0 | 0 | 0 | 0 | 0 | 0 | 0.5 | 0.75 | 0.75 | 0.75 | 0.75 | 0.75 | 0.75 | 0.75 | 0.75 | 0.5 | 0 | 0 | 0 | 0 | 0 | 0 | 100 |  | 7
; | RTL | Off | Yr | Oc | Sa | DEER-RTL-Off-Yr-Oc-Sa |  |  | 0 | 0 | 0 | 0 | 0 | 0 | 0 | 0 | 0.05 | 0.5 | 0.5 | 0.5 | 0.5 | 0.5 | 0.5 | 0.5 | 0.5 | 0.3 | 0 | 0 | 0 | 0 | 0 | 0 | 100 |  | 4.35
; | RTL | Off | Yr | Oc | SuH | DEER-RTL-Off-Yr-Oc-SuH |  |  | 0 | 0 | 0 | 0 | 0 | 0 | 0.05 | 0.05 | 0.05 | 0.15 | 0.15 | 0.05 | 0.05 | 0 | 0 | 0 | 0 | 0 | 0 | 0 | 0 | 0 | 0 | 0 | 100 |  | 0.55
; | RTL | Off | Yr | Lt | Wd | DEER-RTL-Off-Yr-Lt-Wd |  |  | 0.05 | 0.05 | 0.05 | 0.05 | 0.05 | 0.05 | 0.05 | 0.1 | 1 | 1 | 1 | 1 | 1 | 1 | 1 | 1 | 1 | 1 | 0.05 | 0.05 | 0.05 | 0.05 | 0.05 | 0.05 | 100 |  | 10.75
; | RTL | Off | Yr | Lt | Sa | DEER-RTL-Off-Yr-Lt-Sa |  |  | 0.05 | 0.05 | 0.05 | 0.05 | 0.05 | 0.05 | 0.05 | 0.05 | 0.5 | 0.9 | 0.9 | 0.9 | 0.9 | 0.9 | 0.9 | 0.9 | 0.9 | 0.9 | 0.1 | 0 | 0 | 0 | 0 | 0 | 100 |  | 9.1
; | RTL | Off | Yr | Lt | SuH | DEER-RTL-Off-Yr-Lt-SuH |  |  | 0.05 | 0.05 | 0.05 | 0.05 | 0.05 | 0.05 | 0.05 | 0.05 | 0.1 | 0.5 | 0.5 | 0.1 | 0.1 | 0.05 | 0.05 | 0.05 | 0.05 | 0.05 | 0.05 | 0.05 | 0.05 | 0.05 | 0.05 | 0.05 | 100 |  | 2.25
; | RTL | Off | Yr | Eq | Wd | DEER-RTL-Off-Yr-Eq-Wd |  |  | 0 | 0 | 0 | 0 | 0 | 0 | 0 | 0 | 0.5 | 1 | 1 | 1 | 1 | 1 | 1 | 1 | 1 | 1 | 0 | 0 | 0 | 0 | 0 | 0 | 100 |  | 9.5
; | RTL | Off | Yr | Eq | Sa | DEER-RTL-Off-Yr-Eq-Sa |  |  | 0 | 0 | 0 | 0 | 0 | 0 | 0 | 0 | 0.5 | 0.75 | 0.75 | 0.75 | 0.75 | 0.75 | 0.75 | 0.75 | 0.75 | 0.75 | 0 | 0 | 0 | 0 | 0 | 0 | 100 |  | 7.25
; | RTL | Off | Yr | Eq | SuH | DEER-RTL-Off-Yr-Eq-SuH |  |  | 0 | 0 | 0 | 0 | 0 | 0 | 0 | 0 | 0 | 0 | 0 | 0 | 0 | 0 | 0 | 0 | 0 | 0 | 0 | 0 | 0 | 0 | 0 | 0 | 100 |  | 0
; | RTL | Str | Yr | Oc | Wd | DEER-RTL-Str-Yr-Oc-Wd |  |  | 0 | 0 | 0 | 0 | 0 | 0 | 0 | 0 | 0.6 | 0.6 | 0.6 | 0.6 | 0.6 | 0.6 | 0.6 | 0.6 | 0.6 | 0 | 0 | 0 | 0 | 0 | 0 | 0 | 100 |  | 5.4
; | RTL | Str | Yr | Oc | WeH | DEER-RTL-Str-Yr-Oc-WeH |  |  | 0 | 0 | 0 | 0 | 0 | 0 | 0 | 0 | 0.6 | 0.6 | 0.6 | 0.6 | 0.6 | 0.6 | 0.6 | 0.6 | 0.6 | 0 | 0 | 0 | 0 | 0 | 0 | 0 | 100 |  | 5.4
; | RTL | Str | Yr | Lt | Wd | DEER-RTL-Str-Yr-Lt-Wd |  |  | 0.05 | 0.05 | 0.05 | 0.05 | 0.05 | 0.05 | 0.05 | 0.05 | 1 | 1 | 1 | 1 | 1 | 1 | 1 | 1 | 1 | 1 | 1 | 1 | 1 | 1 | 0.05 | 0.05 | 100 |  | 14.5
; | RTL | Str | Yr | Lt | WeH | DEER-RTL-Str-Yr-Lt-WeH |  |  | 0.05 | 0.05 | 0.05 | 0.05 | 0.05 | 0.05 | 0.05 | 0.05 | 1 | 1 | 1 | 1 | 1 | 1 | 1 | 1 | 1 | 1 | 1 | 1 | 1 | 1 | 0.05 | 0.05 | 100 |  | 14.5
; | RTL | Str | Yr | Eq | Wd | DEER-RTL-Str-Yr-Eq-Wd |  |  | 0 | 0 | 0 | 0 | 0 | 0 | 0 | 0 | 1 | 1 | 1 | 1 | 1 | 1 | 1 | 1 | 1 | 1 | 1 | 1 | 1 | 1 | 0 | 0 | 100 |  | 14
; | RTL | Str | Yr | Eq | WeH | DEER-RTL-Str-Yr-Eq-WeH |  |  | 0 | 0 | 0 | 0 | 0 | 0 | 0 | 0 | 1 | 1 | 1 | 1 | 1 | 1 | 1 | 1 | 1 | 1 | 1 | 1 | 1 | 1 | 0 | 0 | 100 |  | 14
; | RTL |  | Yr | DHW | Wd | DEER-RTL-Yr-DHW-Wd |  |  | 0.05 | 0.05 | 0.05 | 0.05 | 0.05 | 0.05 | 0.2 | 0.5 | 0.5 | 0.25 | 0.2 | 0.1 | 0.1 | 0.1 | 0.1 | 0.1 | 0.2 | 0.3 | 0.4 | 0.3 | 0.25 | 0.2 | 0.1 | 0.05 | 100 |  | 4.25
; | RTL |  | Yr | DHW | WeH | DEER-RTL-Yr-DHW-WeH |  |  | 0.05 | 0.05 | 0.05 | 0.05 | 0.05 | 0.05 | 0.2 | 0.5 | 0.5 | 0.25 | 0.2 | 0.1 | 0.1 | 0.1 | 0.1 | 0.1 | 0.2 | 0.3 | 0.4 | 0.3 | 0.25 | 0.2 | 0.1 | 0.05 | 100 |  | 4.25
; | RTS | All | Yr | Oc | Wd | DEER-RTS-All-Yr-Oc-Wd |  |  | 0 | 0 | 0 | 0 | 0 | 0 | 0 | 0 | 0.05 | 0.2 | 0.6 | 0.6 | 0.6 | 0.6 | 0.6 | 0.6 | 0.6 | 0.6 | 0.6 | 0.6 | 0.05 | 0 | 0 | 0 | 100 |  | 6.3
; | RTS | All | Yr | Oc | Sa | DEER-RTS-All-Yr-Oc-Sa |  |  | 0 | 0 | 0 | 0 | 0 | 0 | 0 | 0 | 0.05 | 0.1 | 0.7 | 0.4 | 0.7 | 0.7 | 0.9 | 0.9 | 0.9 | 0.8 | 0.7 | 0.65 | 0 | 0 | 0 | 0 | 100 |  | 7.5
; | RTS | All | Yr | Oc | SuH | DEER-RTS-All-Yr-Oc-SuH |  |  | 0 | 0 | 0 | 0 | 0 | 0 | 0 | 0 | 0 | 0.05 | 0.4 | 0.7 | 0.9 | 0.95 | 0.95 | 0.9 | 0.7 | 0.3 | 0.1 | 0.05 | 0 | 0 | 0 | 0 | 100 |  | 6
; | RTS | All | Yr | Lt | Wd | DEER-RTS-All-Yr-Lt-Wd |  |  | 0.05 | 0.05 | 0.05 | 0.05 | 0.05 | 0.05 | 0.05 | 0.05 | 0.2 | 0.9 | 0.9 | 0.9 | 0.9 | 0.9 | 0.9 | 0.9 | 0.9 | 0.8 | 0.7 | 0.7 | 0.2 | 0.05 | 0.05 | 0.05 | 100 |  | 10.35
; | RTS | All | Yr | Lt | Sa | DEER-RTS-All-Yr-Lt-Sa |  |  | 0.05 | 0.05 | 0.05 | 0.05 | 0.05 | 0.05 | 0.05 | 0.05 | 0.2 | 0.9 | 0.9 | 0.9 | 0.9 | 0.9 | 0.9 | 0.9 | 0.9 | 0.7 | 0.5 | 0.55 | 0.05 | 0.05 | 0.05 | 0.05 | 100 |  | 9.75
; | RTS | All | Yr | Lt | SuH | DEER-RTS-All-Yr-Lt-SuH |  |  | 0.05 | 0.05 | 0.05 | 0.05 | 0.05 | 0.05 | 0.05 | 0.05 | 0.05 | 0.3 | 0.7 | 0.9 | 0.9 | 0.9 | 0.9 | 0.9 | 0.8 | 0.5 | 0.3 | 0.2 | 0.05 | 0.05 | 0.05 | 0.05 | 100 |  | 7.95
; | RTS | All | Yr | Eq | Wd | DEER-RTS-All-Yr-Eq-Wd |  |  | 0.05 | 0.05 | 0.05 | 0.05 | 0.05 | 0.05 | 0.05 | 0.05 | 0.2 | 0.9 | 0.9 | 0.9 | 0.9 | 0.9 | 0.9 | 0.9 | 0.9 | 0.8 | 0.7 | 0.7 | 0.2 | 0.05 | 0.05 | 0.05 | 100 |  | 10.35
; | RTS | All | Yr | Eq | Sa | DEER-RTS-All-Yr-Eq-Sa |  |  | 0.05 | 0.05 | 0.05 | 0.05 | 0.05 | 0.05 | 0.05 | 0.05 | 0.2 | 0.9 | 0.9 | 0.9 | 0.9 | 0.9 | 0.9 | 0.9 | 0.9 | 0.7 | 0.5 | 0.55 | 0.05 | 0.05 | 0.05 | 0.05 | 100 |  | 9.75
; | RTS | All | Yr | Eq | SuH | DEER-RTS-All-Yr-Eq-SuH |  |  | 0.05 | 0.05 | 0.05 | 0.05 | 0.05 | 0.05 | 0.05 | 0.05 | 0.05 | 0.3 | 0.7 | 0.9 | 0.9 | 0.9 | 0.9 | 0.9 | 0.8 | 0.5 | 0.3 | 0.2 | 0.05 | 0.05 | 0.05 | 0.05 | 100 |  | 7.95
; | RTS |  | Yr | DHW | Wd | DEER-RTS-Yr-DHW-Wd |  |  | 0 | 0 | 0 | 0 | 0 | 0 | 0 | 0 | 0.05 | 0.2 | 0.6 | 0.6 | 0.6 | 0.6 | 0.6 | 0.6 | 0.6 | 0.6 | 0.6 | 0.6 | 0.05 | 0 | 0 | 0 | 100 |  | 6.3
; | RTS |  | Yr | DHW | Sa | DEER-RTS-Yr-DHW-Sa |  |  | 0 | 0 | 0 | 0 | 0 | 0 | 0 | 0 | 0.05 | 0.1 | 0.7 | 0.4 | 0.7 | 0.7 | 0.9 | 0.9 | 0.9 | 0.8 | 0.7 | 0.65 | 0 | 0 | 0 | 0 | 100 |  | 7.5
; | RTS |  | Yr | DHW | SuH | DEER-RTS-Yr-DHW-SuH |  |  | 0 | 0 | 0 | 0 | 0 | 0 | 0 | 0 | 0 | 0.05 | 0.4 | 0.7 | 0.9 | 0.95 | 0.95 | 0.9 | 0.7 | 0.3 | 0.1 | 0.05 | 0 | 0 | 0 | 0 | 100 |  | 6
; | SCN | All | Yr | Oc | Wd | DEER-SCN-All-Yr-Oc-Wd |  |  | 0 | 0 | 0 | 0 | 0 | 0 | 0.4 | 0.8 | 0.8 | 0.8 | 0.8 | 0.8 | 0.8 | 0.8 | 0.8 | 0.8 | 0.8 | 0.4 | 0 | 0 | 0 | 0 | 0 | 0 | 100 |  | 8.8
; | SCN | All | Yr | Lt | Wd | DEER-SCN-All-Yr-Lt-Wd |  |  | 0.05 | 0.05 | 0.05 | 0.05 | 0.05 | 0.05 | 1 | 1 | 1 | 1 | 1 | 1 | 1 | 1 | 1 | 1 | 1 | 1 | 0.05 | 0.05 | 0.05 | 0.05 | 0.05 | 0.05 | 100 |  | 12.6
; | SCN | All | Yr | Eq | Wd | DEER-SCN-All-Yr-Eq-Wd |  |  | 0.05 | 0.05 | 0.05 | 0.05 | 0.05 | 0.05 | 0.3 | 1 | 1 | 1 | 1 | 1 | 1 | 1 | 1 | 1 | 1 | 0.5 | 0.05 | 0.05 | 0.05 | 0.05 | 0.05 | 0.05 | 100 |  | 11.4
; | SCN |  | Yr | DHW | Wd | DEER-SCN-Yr-DHW-Wd |  |  | 0 | 0 | 0 | 0 | 0 | 0 | 0.4 | 0.8 | 0.8 | 0.8 | 0.8 | 0.8 | 0.8 | 0.8 | 0.8 | 0.8 | 0.8 | 0.4 | 0 | 0 | 0 | 0 | 0 | 0 | 100 |  | 8.8
; | SUN | All | Yr | Oc | Wd | DEER-SUN-All-Yr-Oc-Wd |  |  | 0 | 0 | 0 | 0 | 0 | 0 | 0.4 | 0.8 | 0.8 | 0.8 | 0.8 | 0.8 | 0.8 | 0.8 | 0.8 | 0.8 | 0.8 | 0.4 | 0 | 0 | 0 | 0 | 0 | 0 | 100 |  | 8.8
; | SUN | All | Yr | Lt | Wd | DEER-SUN-All-Yr-Lt-Wd |  |  | 0.05 | 0.05 | 0.05 | 0.05 | 0.05 | 0.05 | 1 | 1 | 1 | 1 | 1 | 1 | 1 | 1 | 1 | 1 | 1 | 1 | 0.05 | 0.05 | 0.05 | 0.05 | 0.05 | 0.05 | 100 |  | 12.6
; | SUN | All | Yr | Eq | Wd | DEER-SUN-All-Yr-Eq-Wd |  |  | 0.05 | 0.05 | 0.05 | 0.05 | 0.05 | 0.05 | 0.3 | 1 | 1 | 1 | 1 | 1 | 1 | 1 | 1 | 1 | 1 | 0.5 | 0.05 | 0.05 | 0.05 | 0.05 | 0.05 | 0.05 | 100 |  | 11.4
; | SUN |  | Yr | DHW | Wd | DEER-SUN-Yr-DHW-Wd |  |  | 0 | 0 | 0 | 0 | 0 | 0 | 0.4 | 0.8 | 0.8 | 0.8 | 0.8 | 0.8 | 0.8 | 0.8 | 0.8 | 0.8 | 0.8 | 0.4 | 0 | 0 | 0 | 0 | 0 | 0 | 100 |  | 8.8
; | GRO | Sal | Yr | Oc | Wd | DEER-GRO-Sal-Yr-Oc-Wd |  |  | 0 | 0 | 0 | 0 | 0 | 0 | 0.02 | 0.04 | 0.12 | 0.28 | 0.44 | 0.45 | 0.49 | 0.52 | 0.55 | 0.6 | 0.7 | 0.68 | 0.54 | 0.32 | 0.2 | 0.02 | 0 | 0 | 100 |  | 5.97
; | GRO | Sal | Yr | Oc | WeH | DEER-GRO-Sal-Yr-Oc-WeH |  |  | 0 | 0 | 0 | 0 | 0 | 0 | 0.02 | 0.04 | 0.12 | 0.28 | 0.44 | 0.45 | 0.49 | 0.52 | 0.55 | 0.6 | 0.7 | 0.68 | 0.54 | 0.32 | 0.2 | 0.02 | 0 | 0 | 100 |  | 5.97
; | GRO | Sal | Yr | Lt | Wd | DEER-GRO-Sal-Yr-Lt-Wd |  |  | 0.5 | 0.5 | 0.5 | 0.5 | 0.5 | 0.5 | 1 | 1 | 1 | 1 | 1 | 1 | 1 | 1 | 1 | 1 | 1 | 1 | 1 | 1 | 1 | 1 | 0.5 | 0.5 | 100 |  | 20
; | GRO | Sal | Yr | Lt | WeH | DEER-GRO-Sal-Yr-Lt-WeH |  |  | 0.5 | 0.5 | 0.5 | 0.5 | 0.5 | 0.5 | 1 | 1 | 1 | 1 | 1 | 1 | 1 | 1 | 1 | 1 | 1 | 1 | 1 | 1 | 1 | 1 | 0.5 | 0.5 | 100 |  | 20
; | GRO | Sal | Yr | Eq | Wd | DEER-GRO-Sal-Yr-Eq-Wd |  |  | 0.75 | 0.75 | 0.75 | 0.75 | 0.75 | 0.75 | 0.75 | 0.75 | 0.75 | 0.75 | 0.75 | 0.75 | 0.75 | 0.75 | 0.75 | 0.75 | 0.75 | 0.75 | 0.5 | 0.5 | 0.5 | 0.5 | 0.5 | 0.5 | 100 |  | 16.5
; | GRO | Sal | Yr | Eq | WeH | DEER-GRO-Sal-Yr-Eq-WeH |  |  | 0.75 | 0.75 | 0.75 | 0.75 | 0.75 | 0.75 | 0.75 | 0.75 | 0.75 | 0.75 | 0.75 | 0.75 | 0.75 | 0.75 | 0.75 | 0.75 | 0.75 | 0.75 | 0.5 | 0.5 | 0.5 | 0.5 | 0.5 | 0.5 | 100 |  | 16.5
; | GRO | Sal | Yr | Inf | All | DEER-GRO-Sal-Yr-Inf-All |  |  | 0.034 | 0.034 | 0.034 | 0.034 | 0.034 | 0.034 | 0.034 | 0.068 | 0.204 | 0.476 | 0.748 | 0.765 | 0.833 | 0.884 | 0.935 | 1.02 | 1.19 | 1.156 | 0.918 | 0.544 | 0.34 | 0.034 | 0.034 | 0.034 | 100 |  | 10.421
; | GRO | Stk | Yr | Oc | Wd | DEER-GRO-Stk-Yr-Oc-Wd |  |  | 0.5 | 0.5 | 0.5 | 0.5 | 0.5 | 0.5 | 1 | 1 | 1 | 1 | 1 | 1 | 1 | 1 | 1 | 1 | 1 | 1 | 1 | 1 | 1 | 1 | 0.5 | 0.5 | 100 |  | 20
; | GRO | Stk | Yr | Oc | WeH | DEER-GRO-Stk-Yr-Oc-WeH |  |  | 0.5 | 0.5 | 0.5 | 0.5 | 0.5 | 0.5 | 1 | 1 | 1 | 1 | 1 | 1 | 1 | 1 | 1 | 1 | 1 | 1 | 1 | 1 | 1 | 1 | 0.5 | 0.5 | 100 |  | 20
; | GRO | Stk | Yr | Lt | Wd | DEER-GRO-Stk-Yr-Lt-Wd |  |  | 0.5 | 0.5 | 0.5 | 0.5 | 0.5 | 0.5 | 1 | 1 | 1 | 1 | 1 | 1 | 1 | 1 | 1 | 1 | 1 | 1 | 1 | 1 | 1 | 1 | 0.5 | 0.5 | 100 |  | 20
; | GRO | Stk | Yr | Lt | WeH | DEER-GRO-Stk-Yr-Lt-WeH |  |  | 0.5 | 0.5 | 0.5 | 0.5 | 0.5 | 0.5 | 1 | 1 | 1 | 1 | 1 | 1 | 1 | 1 | 1 | 1 | 1 | 1 | 1 | 1 | 1 | 1 | 0.5 | 0.5 | 100 |  | 20
; | GRO | Stk | Yr | Eq | Wd | DEER-GRO-Stk-Yr-Eq-Wd |  |  | 0.75 | 0.75 | 0.75 | 0.75 | 0.75 | 0.75 | 0.75 | 0.75 | 0.75 | 0.75 | 0.75 | 0.75 | 0.75 | 0.75 | 0.75 | 0.75 | 0.75 | 0.75 | 0.5 | 0.5 | 0.5 | 0.5 | 0.5 | 0.5 | 100 |  | 16.5
; | GRO | Stk | Yr | Eq | WeH | DEER-GRO-Stk-Yr-Eq-WeH |  |  | 0.75 | 0.75 | 0.75 | 0.75 | 0.75 | 0.75 | 0.75 | 0.75 | 0.75 | 0.75 | 0.75 | 0.75 | 0.75 | 0.75 | 0.75 | 0.75 | 0.75 | 0.75 | 0.5 | 0.5 | 0.5 | 0.5 | 0.5 | 0.5 | 100 |  | 16.5
; | GRO | Stk | Yr | Inf | All | DEER-GRO-Stk-Yr-Inf-All |  |  | 0.02 | 0.02 | 0.02 | 0.02 | 0.02 | 0.02 | 0.02 | 0.04 | 0.12 | 0.28 | 0.44 | 0.45 | 0.49 | 0.52 | 0.55 | 0.6 | 0.7 | 0.68 | 0.54 | 0.32 | 0.2 | 0.02 | 0.02 | 0.02 | 100 |  | 6.13
; | GRO | Adm | Yr | Oc | Wd | DEER-GRO-Adm-Yr-Oc-Wd |  |  | 0 | 0 | 0 | 0 | 0 | 0 | 0.02 | 0.04 | 0.12 | 0.28 | 0.44 | 0.45 | 0.49 | 0.52 | 0.55 | 0.6 | 0.7 | 0.68 | 0.54 | 0.32 | 0.2 | 0.02 | 0 | 0 | 100 |  | 5.97
; | GRO | Adm | Yr | Oc | WeH | DEER-GRO-Adm-Yr-Oc-WeH |  |  | 0 | 0 | 0 | 0 | 0 | 0 | 0.02 | 0.04 | 0.12 | 0.28 | 0.44 | 0.45 | 0.49 | 0.52 | 0.55 | 0.6 | 0.7 | 0.68 | 0.54 | 0.32 | 0.2 | 0.02 | 0 | 0 | 100 |  | 5.97
; | GRO | Adm | Yr | Lt | Wd | DEER-GRO-Adm-Yr-Lt-Wd |  |  | 0.25 | 0.25 | 0.25 | 0.25 | 0.25 | 0.25 | 1 | 1 | 1 | 1 | 1 | 1 | 1 | 1 | 1 | 1 | 1 | 1 | 1 | 1 | 1 | 1 | 0.25 | 0.25 | 100 |  | 18
; | GRO | Adm | Yr | Lt | WeH | DEER-GRO-Adm-Yr-Lt-WeH |  |  | 0.25 | 0.25 | 0.25 | 0.25 | 0.25 | 0.25 | 1 | 1 | 1 | 1 | 1 | 1 | 1 | 1 | 1 | 1 | 1 | 1 | 1 | 1 | 1 | 1 | 0.25 | 0.25 | 100 |  | 18
; | GRO | Adm | Yr | Eq | Wd | DEER-GRO-Adm-Yr-Eq-Wd |  |  | 0.75 | 0.75 | 0.75 | 0.75 | 0.75 | 0.75 | 0.75 | 0.75 | 0.75 | 0.75 | 0.75 | 0.75 | 0.75 | 0.75 | 0.75 | 0.75 | 0.75 | 0.75 | 0.5 | 0.5 | 0.5 | 0.5 | 0.5 | 0.5 | 100 |  | 16.5
; | GRO | Adm | Yr | Eq | WeH | DEER-GRO-Adm-Yr-Eq-WeH |  |  | 0.75 | 0.75 | 0.75 | 0.75 | 0.75 | 0.75 | 0.75 | 0.75 | 0.75 | 0.75 | 0.75 | 0.75 | 0.75 | 0.75 | 0.75 | 0.75 | 0.75 | 0.75 | 0.5 | 0.5 | 0.5 | 0.5 | 0.5 | 0.5 | 100 |  | 16.5
; | GRO | Adm | Yr | Inf | All | DEER-GRO-Adm-Yr-Inf-All |  |  | 0.15 | 0.15 | 0.15 | 0.15 | 0.15 | 0.15 | 0.15 | 0.3 | 0.9 | 2.1 | 3.3 | 3.375 | 3.675 | 3.9 | 4.125 | 4.5 | 5.25 | 5.1 | 4.05 | 2.4 | 1.5 | 0.15 | 0.15 | 0.15 | 100 |  | 45.975
; | GRO | Rfg | Yr | Oc | Wd | DEER-GRO-Rfg-Yr-Oc-Wd |  |  | 0.25 | 0.25 | 0.25 | 0.25 | 0.25 | 0.25 | 0.25 | 0.25 | 0.25 | 0.25 | 0.25 | 0.25 | 0.25 | 0.25 | 0.25 | 0.25 | 0.25 | 0.25 | 0.25 | 0.25 | 0.25 | 0.25 | 0.25 | 0.25 | 100 |  | 6
; | GRO | Rfg | Yr | Oc | WeH | DEER-GRO-Rfg-Yr-Oc-WeH |  |  | 0.25 | 0.25 | 0.25 | 0.25 | 0.25 | 0.25 | 0.25 | 0.25 | 0.25 | 0.25 | 0.25 | 0.25 | 0.25 | 0.25 | 0.25 | 0.25 | 0.25 | 0.25 | 0.25 | 0.25 | 0.25 | 0.25 | 0.25 | 0.25 | 100 |  | 6
; | GRO | Rfg | Yr | Lt | Wd | DEER-GRO-Rfg-Yr-Lt-Wd |  |  | 0.5 | 0.5 | 0.5 | 0.5 | 0.5 | 0.5 | 0.5 | 0.5 | 0.5 | 0.5 | 0.5 | 0.5 | 0.5 | 0.5 | 0.5 | 0.5 | 0.5 | 0.5 | 0.5 | 0.5 | 0.5 | 0.5 | 0.5 | 0.5 | 100 |  | 12
; | GRO | Rfg | Yr | Lt | WeH | DEER-GRO-Rfg-Yr-Lt-WeH |  |  | 0.5 | 0.5 | 0.5 | 0.5 | 0.5 | 0.5 | 0.5 | 0.5 | 0.5 | 0.5 | 0.5 | 0.5 | 0.5 | 0.5 | 0.5 | 0.5 | 0.5 | 0.5 | 0.5 | 0.5 | 0.5 | 0.5 | 0.5 | 0.5 | 100 |  | 12
; | GRO | Rfg | Yr | Prc | Wd | DEER-GRO-Rfg-Yr-Prc-Wd |  |  | 0.25 | 0.25 | 0.25 | 0.25 | 1 | 1 | 1 | 1 | 1 | 0.75 | 0.75 | 0.75 | 0.75 | 0.75 | 0.5 | 0.5 | 0.5 | 0.5 | 0.5 | 0.5 | 0.5 | 0.5 | 0.5 | 0.5 | 100 |  | 14.75
; | GRO | Rfg | Yr | Prc | WeH | DEER-GRO-Rfg-Yr-Prc-WeH |  |  | 0.25 | 0.25 | 0.25 | 0.25 | 1 | 1 | 1 | 1 | 1 | 0.75 | 0.75 | 0.75 | 0.75 | 0.75 | 0.5 | 0.5 | 0.5 | 0.5 | 0.5 | 0.5 | 0.5 | 0.5 | 0.5 | 0.5 | 100 |  | 14.75
; | GRO | Rfg | Yr | Inf | All | DEER-GRO-Rfg-Yr-Inf-All |  |  | 0 | 0 | 0 | 0 | 0 | 0 | 0 | 0 | 0 | 0 | 0 | 0 | 0 | 0 | 0 | 0 | 0 | 0 | 0 | 0 | 0 | 0 | 0 | 0 | 100 |  | 0
; | GRO | Prp | Yr | Oc | Wd | DEER-GRO-Prp-Yr-Oc-Wd |  |  | 0.5 | 0.5 | 0.5 | 0.5 | 0.5 | 0.5 | 0.5 | 0.5 | 0.5 | 0.5 | 0.5 | 0.5 | 0.5 | 0.5 | 0.5 | 0.5 | 0.5 | 0.5 | 0.5 | 0.5 | 0.5 | 0.5 | 0.5 | 0.5 | 100 |  | 12
; | GRO | Prp | Yr | Oc | WeH | DEER-GRO-Prp-Yr-Oc-WeH |  |  | 0.5 | 0.5 | 0.5 | 0.5 | 0.5 | 0.5 | 0.5 | 0.5 | 0.5 | 0.5 | 0.5 | 0.5 | 0.5 | 0.5 | 0.5 | 0.5 | 0.5 | 0.5 | 0.5 | 0.5 | 0.5 | 0.5 | 0.5 | 0.5 | 100 |  | 12
; | GRO | Prp | Yr | Lt | Wd | DEER-GRO-Prp-Yr-Lt-Wd |  |  | 0.5 | 0.5 | 0.5 | 0.5 | 0.5 | 0.5 | 0.5 | 0.5 | 0.5 | 0.5 | 0.5 | 0.5 | 0.5 | 0.5 | 0.5 | 0.5 | 0.5 | 0.5 | 0.5 | 0.5 | 0.5 | 0.5 | 0.5 | 0.5 | 100 |  | 12
; | GRO | Prp | Yr | Lt | WeH | DEER-GRO-Prp-Yr-Lt-WeH |  |  | 0.5 | 0.5 | 0.5 | 0.5 | 0.5 | 0.5 | 0.5 | 0.5 | 0.5 | 0.5 | 0.5 | 0.5 | 0.5 | 0.5 | 0.5 | 0.5 | 0.5 | 0.5 | 0.5 | 0.5 | 0.5 | 0.5 | 0.5 | 0.5 | 100 |  | 12
; | GRO | Prp | Yr | Prc | Wd | DEER-GRO-Prp-Yr-Prc-Wd |  |  | 0.25 | 0.25 | 0.25 | 0.25 | 1 | 1 | 1 | 1 | 1 | 0.75 | 0.75 | 0.75 | 0.75 | 0.75 | 0.5 | 0.5 | 0.5 | 0.5 | 0.5 | 0.5 | 0.5 | 0.5 | 0.5 | 0.5 | 100 |  | 14.75
; | GRO | Prp | Yr | Prc | WeH | DEER-GRO-Prp-Yr-Prc-WeH |  |  | 0.25 | 0.25 | 0.25 | 0.25 | 1 | 1 | 1 | 1 | 1 | 0.75 | 0.75 | 0.75 | 0.75 | 0.75 | 0.5 | 0.5 | 0.5 | 0.5 | 0.5 | 0.5 | 0.5 | 0.5 | 0.5 | 0.5 | 100 |  | 14.75
; | GRO | Prp | Yr | Inf | All | DEER-GRO-Prp-Yr-Inf-All |  |  | 0 | 0 | 0 | 0 | 0 | 0 | 0 | 0 | 0 | 0 | 0 | 0 | 0 | 0 | 0 | 0 | 0 | 0 | 0 | 0 | 0 | 0 | 0 | 0 | 100 |  | 0
; | GRO |  | Yr | DHW | Wd | DEER-GRO-Yr-DHW-Wd |  |  | 0.1 | 0.1 | 0.1 | 0.1 | 0.1 | 0.1 | 0.2 | 0.5 | 0.5 | 0.3 | 0.6 | 0.6 | 0.6 | 0.6 | 0.6 | 0.6 | 0.7 | 0.8 | 0.8 | 0.8 | 0.5 | 0.2 | 0.1 | 0.1 | 100 |  | 9.7
; | GRO |  | Yr | DHW | WeH | DEER-GRO-Yr-DHW-WeH |  |  | 0.1 | 0.1 | 0.1 | 0.1 | 0.1 | 0.1 | 0.2 | 0.5 | 0.5 | 0.3 | 0.6 | 0.6 | 0.6 | 0.6 | 0.6 | 0.6 | 0.7 | 0.8 | 0.8 | 0.8 | 0.5 | 0.2 | 0.1 | 0.1 | 100 |  | 9.7
; | RFW | Adm | Yr | Oc | Wd | DEER-RFW-Adm-Yr-Oc-Wd |  |  | 0.1 | 0.1 | 0.1 | 0.1 | 0.1 | 0.1 | 0.9 | 0.9 | 0.9 | 0.9 | 0.9 | 0.9 | 0.9 | 0.9 | 0.9 | 0.9 | 0.9 | 0.1 | 0.1 | 0.1 | 0.1 | 0.1 | 0.1 | 0.1 | 100 |  | 11.2
; | RFW | Adm | Yr | Oc | WeH | DEER-RFW-Adm-Yr-Oc-WeH |  |  | 0.1 | 0.1 | 0.1 | 0.1 | 0.1 | 0.1 | 0.9 | 0.9 | 0.9 | 0.9 | 0.9 | 0.9 | 0.9 | 0.9 | 0.9 | 0.9 | 0.9 | 0.1 | 0.1 | 0.1 | 0.1 | 0.1 | 0.1 | 0.1 | 100 |  | 11.2
; | RFW | Adm | Yr | Lt | Wd | DEER-RFW-Adm-Yr-Lt-Wd |  |  | 0.5 | 0.5 | 0.5 | 0.5 | 0.5 | 0.5 | 0.5 | 1 | 1 | 1 | 1 | 1 | 1 | 1 | 1 | 1 | 1 | 1 | 0.5 | 0.5 | 0.5 | 0.5 | 0.5 | 0.5 | 100 |  | 17.5
; | RFW | Adm | Yr | Lt | WeH | DEER-RFW-Adm-Yr-Lt-WeH |  |  | 0.5 | 0.5 | 0.5 | 0.5 | 0.5 | 0.5 | 0.5 | 1 | 1 | 1 | 1 | 1 | 1 | 1 | 1 | 1 | 1 | 1 | 0.5 | 0.5 | 0.5 | 0.5 | 0.5 | 0.5 | 100 |  | 17.5
; | RFW | Adm | Yr | Eq | Wd | DEER-RFW-Adm-Yr-Eq-Wd |  |  | 0.5 | 0.5 | 0.5 | 0.5 | 0.5 | 0.5 | 0.5 | 1 | 1 | 1 | 1 | 1 | 1 | 1 | 1 | 1 | 1 | 1 | 0.5 | 0.5 | 0.5 | 0.5 | 0.5 | 0.5 | 100 |  | 17.5
; | RFW | Adm | Yr | Eq | WeH | DEER-RFW-Adm-Yr-Eq-WeH |  |  | 0.5 | 0.5 | 0.5 | 0.5 | 0.5 | 0.5 | 0.5 | 1 | 1 | 1 | 1 | 1 | 1 | 1 | 1 | 1 | 1 | 1 | 0.5 | 0.5 | 0.5 | 0.5 | 0.5 | 0.5 | 100 |  | 17.5
; | RFW | Adm | Yr | Inf | All | DEER-RFW-Adm-Yr-Inf-All |  |  | 0.60714 | 0.60714 | 0.60714 | 0.60714 | 0.60714 | 0.60714 | 3.0357 | 3.0357 | 3.0357 | 3.0357 | 3.0357 | 3.0357 | 3.0357 | 3.0357 | 3.0357 | 3.0357 | 3.0357 | 0.60714 | 0.60714 | 0.60714 | 0.60714 | 0.60714 | 0.60714 | 0.60714 | 100 |  | 41.2857
; | RFW | Stk | Yr | Oc | Wd | DEER-RFW-Stk-Yr-Oc-Wd |  |  | 0.4 | 0.4 | 0.4 | 0.4 | 0.4 | 0.4 | 0.9 | 0.9 | 0.9 | 0.9 | 0.9 | 0.9 | 0.9 | 0.9 | 0.9 | 0.9 | 0.9 | 0.4 | 0.4 | 0.4 | 0.4 | 0.4 | 0.4 | 0.4 | 100 |  | 15.1
; | RFW | Stk | Yr | Oc | WeH | DEER-RFW-Stk-Yr-Oc-WeH |  |  | 0.4 | 0.4 | 0.4 | 0.4 | 0.4 | 0.4 | 0.9 | 0.9 | 0.9 | 0.9 | 0.9 | 0.9 | 0.9 | 0.9 | 0.9 | 0.9 | 0.9 | 0.4 | 0.4 | 0.4 | 0.4 | 0.4 | 0.4 | 0.4 | 100 |  | 15.1
; | RFW | Stk | Yr | Lt | Wd | DEER-RFW-Stk-Yr-Lt-Wd | [26 empty] | 100 |  | 24 | bar: 1 to 24
; | RFW | Stk | Yr | Lt | WeH | DEER-RFW-Stk-Yr-Lt-WeH | [26 empty] | 100 |  | 24 | bar: 1 to 24
; | RFW | Stk | Yr | Prc | Wd | DEER-RFW-Stk-Yr-Prc-Wd |  |  | 0 | 0 | 0 | 0 | 0 | 0 | 1 | 1 | 1 | 1 | 1 | 1 | 1 | 1 | 1 | 1 | 1 | 0 | 0 | 0 | 0 | 0 | 0 | 0 | 100 |  | 11
; | RFW | Stk | Yr | Prc | WeH | DEER-RFW-Stk-Yr-Prc-WeH |  |  | 0 | 0 | 0 | 0 | 0 | 0 | 1 | 1 | 1 | 1 | 1 | 1 | 1 | 1 | 1 | 1 | 1 | 0 | 0 | 0 | 0 | 0 | 0 | 0 | 100 |  | 11
; | RFW | Stk | Yr | Inf | All | DEER-RFW-Stk-Yr-Inf-All |  |  | 10.4762 | 10.4762 | 10.4762 | 10.4762 | 10.4762 | 10.4762 | 31.4286 | 31.4286 | 31.4286 | 31.4286 | 31.4286 | 31.4286 | 31.4286 | 31.4286 | 31.4286 | 31.4286 | 31.4286 | 10.4762 | 10.4762 | 10.4762 | 10.4762 | 10.4762 | 10.4762 | 10.4762 | 100 |  | 481.9048
; | RFW | Cld | Yr | Oc | Wd | DEER-RFW-Cld-Yr-Oc-Wd |  |  | 0.4 | 0.4 | 0.4 | 0.4 | 0.4 | 0.4 | 0.9 | 0.9 | 0.9 | 0.9 | 0.9 | 0.9 | 0.9 | 0.9 | 0.9 | 0.9 | 0.9 | 0.4 | 0.4 | 0.4 | 0.4 | 0.4 | 0.4 | 0.4 | 100 |  | 15.1
; | RFW | Cld | Yr | Oc | WeH | DEER-RFW-Cld-Yr-Oc-WeH |  |  | 0.4 | 0.4 | 0.4 | 0.4 | 0.4 | 0.4 | 0.9 | 0.9 | 0.9 | 0.9 | 0.9 | 0.9 | 0.9 | 0.9 | 0.9 | 0.9 | 0.9 | 0.4 | 0.4 | 0.4 | 0.4 | 0.4 | 0.4 | 0.4 | 100 |  | 15.1
; | RFW | Cld | Yr | Lt | Wd | DEER-RFW-Cld-Yr-Lt-Wd | [26 empty] | 100 |  | 24 | bar: 1 to 24
; | RFW | Cld | Yr | Lt | WeH | DEER-RFW-Cld-Yr-Lt-WeH | [26 empty] | 100 |  | 24 | bar: 1 to 24
; | RFW | Cld | Yr | Prc | Wd | DEER-RFW-Cld-Yr-Prc-Wd | [26 empty] | 100 |  | 24 | bar: 1 to 24
; | RFW | Cld | Yr | Prc | WeH | DEER-RFW-Cld-Yr-Prc-WeH | [26 empty] | 100 |  | 24 | bar: 1 to 24
; | RFW | Cld | Yr | Inf | All | DEER-RFW-Cld-Yr-Inf-All |  |  | 0.15 | 0.15 | 0.15 | 0.15 | 0.15 | 0.15 | 0.75 | 0.75 | 0.75 | 0.75 | 0.75 | 0.75 | 0.75 | 0.75 | 0.75 | 0.75 | 0.75 | 0.15 | 0.15 | 0.15 | 0.15 | 0.15 | 0.15 | 0.15 | 100 |  | 10.2
; | RFW | Col | Yr | Inf | All | DEER-RFW-Col-Yr-Inf-All |  |  | 0.22321 | 0.22321 | 0.22321 | 0.22321 | 0.22321 | 0.22321 | 1.1161 | 1.1161 | 1.1161 | 1.1161 | 1.1161 | 1.1161 | 1.1161 | 1.1161 | 1.1161 | 1.1161 | 1.1161 | 0.22321 | 0.22321 | 0.22321 | 0.22321 | 0.22321 | 0.22321 | 0.22321 | 100 |  | 15.1786
; | RFW |  | Yr | DHW | Wd | DEER-RFW-Yr-DHW-Wd |  |  | 0.25 | 0.25 | 0.25 | 0.25 | 0.25 | 0.25 | 0.4 | 0.8 | 0.8 | 0.8 | 0.8 | 0.8 | 0.8 | 0.8 | 0.8 | 0.8 | 0.8 | 0.4 | 0.25 | 0.25 | 0.25 | 0.25 | 0.25 | 0.25 | 100 |  | 11.8
; | RFW |  | Yr | DHW | WeH | DEER-RFW-Yr-DHW-WeH |  |  | 0.25 | 0.25 | 0.25 | 0.25 | 0.25 | 0.25 | 0.4 | 0.8 | 0.8 | 0.8 | 0.8 | 0.8 | 0.8 | 0.8 | 0.8 | 0.8 | 0.8 | 0.4 | 0.25 | 0.25 | 0.25 | 0.25 | 0.25 | 0.25 | 100 |  | 11.8
; | RES | Lvg | Win | Oc | Wd | DEER-RES-Lvg-Win-Oc-Wd |  |  | 0 | 0 | 0 | 0 | 0 | 0 | 0.5 | 0.33 | 0.33 | 0.33 | 0.33 | 0.33 | 0.33 | 0.33 | 0.33 | 0.33 | 0.33 | 0.33 | 1 | 1 | 1 | 1 | 0.5 | 0 | 100 |  | 8.63
; | RES | Lvg | Win | Oc | WeH | DEER-RES-Lvg-Win-Oc-WeH |  |  | 0 | 0 | 0 | 0 | 0 | 0 | 0 | 0.5 | 0.67 | 0.67 | 0.67 | 0.67 | 0.67 | 0.67 | 0.67 | 0.67 | 0.67 | 1 | 1 | 1 | 1 | 1 | 0.5 | 0 | 100 |  | 12.03
; | RES | Lvg | Win | Eq | Wd | DEER-RES-Lvg-Win-Eq-Wd |  |  | 0.46667 | 0.31333 | 0.27667 | 0.24 | 0.24667 | 0.24333 | 0.36 | 0.47 | 0.50333 | 0.53333 | 0.59667 | 0.65333 | 0.62333 | 0.60333 | 0.59 | 0.58333 | 0.73667 | 0.89 | 0.93333 | 0.99 | 0.92333 | 0.84667 | 0.74333 | 0.62667 | 100 |  | 13.9933
; | RES | Lvg | Win | Eq | WeH | DEER-RES-Lvg-Win-Eq-WeH |  |  | 0.47 | 0.31333 | 0.28 | 0.24 | 0.24333 | 0.24333 | 0.36 | 0.47 | 0.5 | 0.53 | 0.59 | 0.64667 | 0.62 | 0.6 | 0.58667 | 0.58 | 0.73 | 0.88 | 0.92667 | 0.98333 | 0.91667 | 0.83667 | 0.73667 | 0.62 | 100 |  | 13.9033
; | RES | Bed | Win | Oc | Wd | DEER-RES-Bed-Win-Oc-Wd |  |  | 1 | 1 | 1 | 1 | 1 | 1 | 0.5 | 0.33 | 0 | 0 | 0 | 0 | 0 | 0 | 0 | 0 | 0 | 0 | 0 | 0 | 0 | 0 | 0.5 | 1 | 100 |  | 8.33
; | RES | Bed | Win | Oc | WeH | DEER-RES-Bed-Win-Oc-WeH |  |  | 1 | 1 | 1 | 1 | 1 | 1 | 1 | 0.5 | 0 | 0 | 0 | 0 | 0 | 0 | 0 | 0 | 0 | 0 | 0 | 0 | 0 | 0 | 0.5 | 1 | 100 |  | 9
; | RES | Bed | Win | Eq | Wd | DEER-RES-Bed-Win-Eq-Wd |  |  | 0.46667 | 0.31333 | 0.27667 | 0.24 | 0.24667 | 0.24333 | 0.36 | 0.47 | 0.50333 | 0.53333 | 0.59667 | 0.65333 | 0.62333 | 0.60333 | 0.59 | 0.58333 | 0.73667 | 0.89 | 0.93333 | 0.99 | 0.92333 | 0.84667 | 0.74333 | 0.62667 | 100 |  | 13.9933
; | RES | Bed | Win | Eq | WeH | DEER-RES-Bed-Win-Eq-WeH |  |  | 0.47 | 0.31333 | 0.28 | 0.24 | 0.24333 | 0.24333 | 0.36 | 0.47 | 0.5 | 0.53 | 0.59 | 0.64667 | 0.62 | 0.6 | 0.58667 | 0.58 | 0.73 | 0.88 | 0.92667 | 0.98333 | 0.91667 | 0.83667 | 0.73667 | 0.62 | 100 |  | 13.9033
; | RES | Lvg | Sum | Oc | Wd | DEER-RES-Lvg-Sum-Oc-Wd |  |  | 0 | 0 | 0 | 0 | 0 | 0 | 0.5 | 0.33 | 0.33 | 0.33 | 0.33 | 0.33 | 0.33 | 0.33 | 0.33 | 0.33 | 0.33 | 0.33 | 1 | 1 | 1 | 1 | 0.5 | 0 | 100 |  | 8.63
; | RES | Lvg | Sum | Oc | WeH | DEER-RES-Lvg-Sum-Oc-WeH |  |  | 0 | 0 | 0 | 0 | 0 | 0 | 0 | 0.5 | 0.67 | 0.67 | 0.67 | 0.67 | 0.67 | 0.67 | 0.67 | 0.67 | 0.67 | 1 | 1 | 1 | 1 | 1 | 0.5 | 0 | 100 |  | 12.03
; | RES | Lvg | Sum | Eq | Wd | DEER-RES-Lvg-Sum-Eq-Wd |  |  | 0.465 | 0.29667 | 0.275 | 0.25333 | 0.26333 | 0.29667 | 0.37167 | 0.435 | 0.485 | 0.53833 | 0.54 | 0.55833 | 0.53833 | 0.52 | 0.52 | 0.525 | 0.62 | 0.715 | 0.71167 | 0.71833 | 0.79 | 0.84667 | 0.73833 | 0.645 | 100 |  | 12.6667
; | RES | Lvg | Sum | Eq | WeH | DEER-RES-Lvg-Sum-Eq-WeH |  |  | 0.46833 | 0.29667 | 0.27833 | 0.25333 | 0.26333 | 0.29667 | 0.37333 | 0.43667 | 0.48667 | 0.54 | 0.54333 | 0.56167 | 0.53833 | 0.52 | 0.525 | 0.525 | 0.62 | 0.715 | 0.71167 | 0.72 | 0.79 | 0.845 | 0.74167 | 0.64667 | 100 |  | 12.6967
; | RES | Bed | Sum | Oc | Wd | DEER-RES-Bed-Sum-Oc-Wd |  |  | 1 | 1 | 1 | 1 | 1 | 1 | 0.5 | 0.33 | 0 | 0 | 0 | 0 | 0 | 0 | 0 | 0 | 0 | 0 | 0 | 0 | 0 | 0 | 0.5 | 1 | 100 |  | 8.33
; | RES | Bed | Sum | Oc | WeH | DEER-RES-Bed-Sum-Oc-WeH |  |  | 1 | 1 | 1 | 1 | 1 | 1 | 1 | 0.5 | 0 | 0 | 0 | 0 | 0 | 0 | 0 | 0 | 0 | 0 | 0 | 0 | 0 | 0 | 0.5 | 1 | 100 |  | 9
; | RES | Bed | Sum | Eq | Wd | DEER-RES-Bed-Sum-Eq-Wd |  |  | 0.465 | 0.29667 | 0.275 | 0.25333 | 0.26333 | 0.29667 | 0.37167 | 0.435 | 0.485 | 0.53833 | 0.54 | 0.55833 | 0.53833 | 0.52 | 0.52 | 0.525 | 0.62 | 0.715 | 0.71167 | 0.71833 | 0.79 | 0.84667 | 0.73833 | 0.645 | 100 |  | 12.6667
; | RES | Bed | Sum | Eq | WeH | DEER-RES-Bed-Sum-Eq-WeH |  |  | 0.46833 | 0.29667 | 0.27833 | 0.25333 | 0.26333 | 0.29667 | 0.37333 | 0.43667 | 0.48667 | 0.54 | 0.54333 | 0.56167 | 0.53833 | 0.52 | 0.525 | 0.525 | 0.62 | 0.715 | 0.71167 | 0.72 | 0.79 | 0.845 | 0.74167 | 0.64667 | 100 |  | 12.6967
; | RES | Lvg | Oth | Oc | Wd | DEER-RES-Lvg-Oth-Oc-Wd |  |  | 0 | 0 | 0 | 0 | 0 | 0 | 0.5 | 0.33 | 0.33 | 0.33 | 0.33 | 0.33 | 0.33 | 0.33 | 0.33 | 0.33 | 0.33 | 0.33 | 1 | 1 | 1 | 1 | 0.5 | 0 | 100 |  | 8.63
; | RES | Lvg | Oth | Oc | WeH | DEER-RES-Lvg-Oth-Oc-WeH |  |  | 0 | 0 | 0 | 0 | 0 | 0 | 0 | 0.5 | 0.67 | 0.67 | 0.67 | 0.67 | 0.67 | 0.67 | 0.67 | 0.67 | 0.67 | 1 | 1 | 1 | 1 | 1 | 0.5 | 0 | 100 |  | 12.03
; | RES | Lvg | Oth | Eq | Wd | DEER-RES-Lvg-Oth-Eq-Wd |  |  | 0.42333 | 0.29333 | 0.26333 | 0.23 | 0.23 | 0.23 | 0.33 | 0.42667 | 0.46 | 0.49 | 0.54333 | 0.59333 | 0.57333 | 0.55333 | 0.54333 | 0.54 | 0.67333 | 0.80333 | 0.83667 | 0.88 | 0.82 | 0.74667 | 0.66 | 0.55667 | 100 |  | 12.7
; | RES | Lvg | Oth | Eq | WeH | DEER-RES-Lvg-Oth-Eq-WeH |  |  | 0.47 | 0.32667 | 0.29333 | 0.25667 | 0.26 | 0.25667 | 0.36667 | 0.46667 | 0.5 | 0.52667 | 0.58333 | 0.63667 | 0.61333 | 0.59667 | 0.58667 | 0.58 | 0.72 | 0.86 | 0.90333 | 0.95333 | 0.89 | 0.81333 | 0.72 | 0.61333 | 100 |  | 13.7933
; | RES | Bed | Oth | Oc | Wd | DEER-RES-Bed-Oth-Oc-Wd |  |  | 1 | 1 | 1 | 1 | 1 | 1 | 0.5 | 0.33 | 0 | 0 | 0 | 0 | 0 | 0 | 0 | 0 | 0 | 0 | 0 | 0 | 0 | 0 | 0.5 | 1 | 100 |  | 8.33
; | RES | Bed | Oth | Oc | WeH | DEER-RES-Bed-Oth-Oc-WeH |  |  | 1 | 1 | 1 | 1 | 1 | 1 | 1 | 0.5 | 0 | 0 | 0 | 0 | 0 | 0 | 0 | 0 | 0 | 0 | 0 | 0 | 0 | 0 | 0.5 | 1 | 100 |  | 9
; | RES | Bed | Oth | Eq | Wd | DEER-RES-Bed-Oth-Eq-Wd |  |  | 0.42333 | 0.29333 | 0.26333 | 0.23 | 0.23 | 0.23 | 0.33 | 0.42667 | 0.46 | 0.49 | 0.54333 | 0.59333 | 0.57333 | 0.55333 | 0.54333 | 0.54 | 0.67333 | 0.80333 | 0.83667 | 0.88 | 0.82 | 0.74667 | 0.66 | 0.55667 | 100 |  | 12.7
; | RES | Bed | Oth | Eq | WeH | DEER-RES-Bed-Oth-Eq-WeH |  |  | 0.47 | 0.32667 | 0.29333 | 0.25667 | 0.26 | 0.25667 | 0.36667 | 0.46667 | 0.5 | 0.52667 | 0.58333 | 0.63667 | 0.61333 | 0.59667 | 0.58667 | 0.58 | 0.72 | 0.86 | 0.90333 | 0.95333 | 0.89 | 0.81333 | 0.72 | 0.61333 | 100 |  | 13.7933
; | All/Original DEER Profiles (w/ duplications & source) | [31 empty] | % |  | Load
; | Proto | Area | Season | Enduse | Day | Profile ID |  | Source | 1 | 2 | 3 | 4 | 5 | 6 | 7 | 8 | 9 | 10 | 11 | 12 | 13 | 14 | 15 | 16 | 17 | 18 | 19 | 20 | 21 | 22 | 23 | 24 | Mult |  | Hrs
; | ALL | All | All | Occ | Closed |  |  | NCC | 0 | 0 | 0 | 0 | 0 | 0 | 0 | 0 | 0 | 0 | 0 | 0 | 0 | 0 | 0 | 0 | 0 | 0 | 0 | 0 | 0 | 0 | 0 | 0 | 100 |  | 0
; | ALL | All | All | Lt | Closed |  |  | NCC | 0.05 | 0.05 | 0.05 | 0.05 | 0.05 | 0.05 | 0.05 | 0.05 | 0.05 | 0.05 | 0.05 | 0.05 | 0.05 | 0.05 | 0.05 | 0.05 | 0.05 | 0.05 | 0.05 | 0.05 | 0.05 | 0.05 | 0.05 | 0.05 | 100 |  | 1.2
; | ALL | All | All | Plg | Closed |  |  | NCC | 0.05 | 0.05 | 0.05 | 0.05 | 0.05 | 0.05 | 0.05 | 0.05 | 0.05 | 0.05 | 0.05 | 0.05 | 0.05 | 0.05 | 0.05 | 0.05 | 0.05 | 0.05 | 0.05 | 0.05 | 0.05 | 0.05 | 0.05 | 0.05 | 100 |  | 1.2
; | ALL | All | All | Ckg | Closed |  |  | NCC | 0.05 | 0.05 | 0.05 | 0.05 | 0.05 | 0.05 | 0.05 | 0.05 | 0.05 | 0.05 | 0.05 | 0.05 | 0.05 | 0.05 | 0.05 | 0.05 | 0.05 | 0.05 | 0.05 | 0.05 | 0.05 | 0.05 | 0.05 | 0.05 | 100 |  | 1.2
; | ALL | All | All | Occ | AlwaysOn |  |  | NCC | [24 empty] | 100 |  | 24 | bar: 1 to 24
; | ALL | All | All | Lt | AlwaysOn |  |  | NCC | [24 empty] | 100 |  | 24 | bar: 1 to 24
; | ALL | All | All | Plg | AlwaysOn |  |  | NCC | [24 empty] | 100 |  | 24 | bar: 1 to 24
; | ALL | All | All | Ckg | AlwaysOn |  |  | NCC | [24 empty] | 100 |  | 24 | bar: 1 to 24
; 1011 | ASSY | Admin | S1 | Occ | WD |  |  | NCC | 0 | 0 | 0 | 0 | 0 | 0 | 0 | 0.3 | 1 | 1 | 1 | 0.8 | 0.4 | 0.8 | 1 | 1 | 1 | 0.3 | 0.2 | 0.2 | 0 | 0 | 0 | 0 | 100 |  | 9
; |  |  |  |  | Sat |  |  | NCC | 0 | 0 | 0 | 0 | 0 | 0 | 0 | 0.1 | 0.25 | 0.25 | 0.25 | 0.2 | 0.1 | 0.2 | 0.25 | 0.25 | 0.25 | 0.1 | 0.05 | 0.05 | 0 | 0 | 0 | 0 | 100 |  | 2.3
; |  |  |  |  | Sun |  |  | NCC | 0 | 0 | 0 | 0 | 0 | 0 | 0 | 0.1 | 0.25 | 0.25 | 0.25 | 0.2 | 0.1 | 0.2 | 0.25 | 0.25 | 0.25 | 0.1 | 0.05 | 0.05 | 0 | 0 | 0 | 0 | 100 |  | 2.3
; |  |  |  | Lt | WD |  |  | NCC | 0.05 | 0.05 | 0.05 | 0.05 | 0.05 | 0.05 | 0.05 | 0.8 | 0.9 | 0.9 | 0.95 | 0.95 | 0.8 | 0.8 | 0.9 | 0.9 | 0.95 | 0.8 | 0.7 | 0.6 | 0.05 | 0.05 | 0.05 | 0.05 | 100 |  | 11.5
; |  |  |  |  | Sat |  |  | NCC | 0.05 | 0.05 | 0.05 | 0.05 | 0.05 | 0.05 | 0.05 | 0.8 | 0.9 | 0.9 | 0.95 | 0.95 | 0.8 | 0.8 | 0.9 | 0.9 | 0.95 | 0.8 | 0.7 | 0.6 | 0.05 | 0.05 | 0.05 | 0.05 | 100 |  | 11.5
; |  |  |  |  | Sun |  |  | NCC | 0.05 | 0.05 | 0.05 | 0.05 | 0.05 | 0.05 | 0.05 | 0.8 | 0.9 | 0.9 | 0.95 | 0.95 | 0.8 | 0.8 | 0.9 | 0.9 | 0.95 | 0.8 | 0.7 | 0.6 | 0.05 | 0.05 | 0.05 | 0.05 | 100 |  | 11.5
; |  |  |  | Plg | WD |  |  | NCC | 0.05 | 0.05 | 0.05 | 0.05 | 0.05 | 0.05 | 0.05 | 0.8 | 0.9 | 0.9 | 0.95 | 0.95 | 0.8 | 0.8 | 0.9 | 0.9 | 0.95 | 0.8 | 0.7 | 0.6 | 0.05 | 0.05 | 0.05 | 0.05 | 100 |  | 11.5
; |  |  |  |  | Sat |  |  | NCC | 0.05 | 0.05 | 0.05 | 0.05 | 0.05 | 0.05 | 0.05 | 0.2 | 0.2 | 0.2 | 0.25 | 0.25 | 0.2 | 0.2 | 0.2 | 0.2 | 0.25 | 0.2 | 0.2 | 0.1 | 0.05 | 0.05 | 0.05 | 0.05 | 100 |  | 3.2
; |  |  |  |  | Sun |  |  | NCC | 0.05 | 0.05 | 0.05 | 0.05 | 0.05 | 0.05 | 0.05 | 0.2 | 0.2 | 0.2 | 0.25 | 0.25 | 0.2 | 0.2 | 0.2 | 0.2 | 0.25 | 0.2 | 0.2 | 0.1 | 0.05 | 0.05 | 0.05 | 0.05 | 100 |  | 3.2
; 1021 | ASSY | Assem | S1 | Occ | WD |  |  | NCC | 0 | 0 | 0 | 0 | 0 | 0 | 0 | 0.05 | 0.05 | 0.5 | 0.6 | 0.9 | 0.8 | 0.9 | 0.5 | 0.5 | 0.8 | 0.9 | 0.8 | 0.7 | 0.7 | 0 | 0 | 0 | 100 |  | 8.7
; |  |  |  |  | Sat |  |  | NCC | 0 | 0 | 0 | 0 | 0 | 0 | 0 | 0.05 | 0.05 | 0.5 | 0.6 | 0.9 | 0.8 | 0.9 | 0.5 | 0.5 | 0.8 | 0.9 | 0.8 | 0.7 | 0.7 | 0 | 0 | 0 | 100 |  | 8.7
; |  |  |  |  | Sun |  |  | NCC | 0 | 0 | 0 | 0 | 0 | 0 | 0 | 0.05 | 0.05 | 0.5 | 0.6 | 0.9 | 0.8 | 0.9 | 0.5 | 0.5 | 0.8 | 0.9 | 0.8 | 0.7 | 0.7 | 0 | 0 | 0 | 100 |  | 8.7
; |  |  |  | Lt | WD |  |  | NCC | 0.05 | 0.05 | 0.05 | 0.05 | 0.05 | 0.05 | 0.05 | 0.3 | 0.65 | 0.8 | 0.8 | 0.8 | 0.8 | 0.8 | 0.8 | 0.8 | 0.8 | 0.8 | 0.8 | 0.8 | 0.05 | 0.05 | 0.05 | 0.05 | 100 |  | 10.3
; |  |  |  |  | Sat |  |  | NCC | 0.05 | 0.05 | 0.05 | 0.05 | 0.05 | 0.05 | 0.05 | 0.3 | 0.65 | 0.8 | 0.8 | 0.8 | 0.8 | 0.8 | 0.8 | 0.8 | 0.8 | 0.8 | 0.8 | 0.8 | 0.05 | 0.05 | 0.05 | 0.05 | 100 |  | 10.3
; |  |  |  |  | Sun |  |  | NCC | 0.05 | 0.05 | 0.05 | 0.05 | 0.05 | 0.05 | 0.05 | 0.3 | 0.65 | 0.8 | 0.8 | 0.8 | 0.8 | 0.8 | 0.8 | 0.8 | 0.8 | 0.8 | 0.8 | 0.8 | 0.05 | 0.05 | 0.05 | 0.05 | 100 |  | 10.3
; |  |  |  | Plg | WD |  |  | NCC | 0.25 | 0.25 | 0.25 | 0.25 | 0.25 | 0.25 | 0.25 | 0.25 | 0.3 | 0.65 | 1 | 1 | 1 | 1 | 1 | 1 | 1 | 1 | 1 | 1 | 1 | 0.25 | 0.25 | 0.25 | 100 |  | 14.7
; |  |  |  |  | Sat |  |  | NCC | 0.25 | 0.25 | 0.25 | 0.25 | 0.25 | 0.25 | 0.25 | 0.25 | 0.3 | 0.65 | 1 | 1 | 1 | 1 | 1 | 1 | 1 | 1 | 1 | 1 | 1 | 0.25 | 0.25 | 0.25 | 100 |  | 14.7
; |  |  |  |  | Sun |  |  | NCC | 0.25 | 0.25 | 0.25 | 0.25 | 0.25 | 0.25 | 0.25 | 0.25 | 0.3 | 0.65 | 1 | 1 | 1 | 1 | 1 | 1 | 1 | 1 | 1 | 1 | 1 | 0.25 | 0.25 | 0.25 | 100 |  | 14.7
; 1991 | ASSY | DHW | S1 | DHW | WD |  |  | NCC* | 0 | 0 | 0 | 0 | 0 | 0 | 0 | 0.1125 | 0.2875 | 0.625 | 0.7 | 0.875 | 0.7 | 0.875 | 0.625 | 0.625 | 0.85 | 0.75 | 0.65 | 0.575 | 0.525 | 0 | 0 | 0 | 100 |  | 8.775 |  | 25% Admin Occ/75% Assem Occ
; |  |  |  |  | Sat |  |  | NCC* | 0 | 0 | 0 | 0 | 0 | 0 | 0 | 0.0625 | 0.1 | 0.4375 | 0.5125 | 0.725 | 0.625 | 0.725 | 0.4375 | 0.4375 | 0.6625 | 0.7 | 0.6125 | 0.5375 | 0.525 | 0 | 0 | 0 | 100 |  | 7.1 |  | 25% Admin Occ/75% Assem Occ
; |  |  |  |  | Sun |  |  | NCC* | 0 | 0 | 0 | 0 | 0 | 0 | 0 | 0.0625 | 0.1 | 0.4375 | 0.5125 | 0.725 | 0.625 | 0.725 | 0.4375 | 0.4375 | 0.6625 | 0.7 | 0.6125 | 0.5375 | 0.525 | 0 | 0 | 0 | 100 |  | 7.1 |  | 25% Admin Occ/75% Assem Occ
; 2011 | PRIM | ClOff | S1 | Occ | WD |  |  | NCC | 0 | 0 | 0 | 0 | 0 | 0 | 0 | 0.6 | 0.6 | 1 | 1 | 1 | 1 | 1 | 0.5 | 0.5 | 0.5 | 0.5 | 0.1 | 0 | 0 | 0 | 0 | 0 | 100 |  | 8.3
; |  |  |  |  | Sat |  |  | NCC | 0 | 0 | 0 | 0 | 0 | 0 | 0 | 0.3 | 0.3 | 0.3 | 0.3 | 0.3 | 0.3 | 0.3 | 0.3 | 0.3 | 0 | 0 | 0 | 0 | 0 | 0 | 0 | 0 | 100 |  | 2.7
; |  |  |  |  | Sun |  |  | NCC | 0 | 0 | 0 | 0 | 0 | 0 | 0 | 0 | 0 | 0 | 0 | 0 | 0 | 0 | 0 | 0 | 0 | 0 | 0 | 0 | 0 | 0 | 0 | 0 | 100 |  | 0
; |  |  |  | Lt | WD |  |  | NCC | 0.05 | 0.05 | 0.05 | 0.05 | 0.05 | 0.6 | 0.6 | 0.6 | 0.6 | 1 | 1 | 1 | 1 | 1 | 1 | 0.55 | 0.55 | 0.55 | 0.55 | 0.35 | 0.1 | 0.1 | 0.1 | 0.1 | 100 |  | 11.6
; |  |  |  |  | Sat |  |  | NCC | 0.05 | 0.05 | 0.05 | 0.05 | 0.05 | 0.05 | 0.05 | 0.3 | 0.3 | 0.3 | 0.3 | 0.3 | 0.3 | 0.3 | 0.3 | 0.3 | 0.05 | 0.05 | 0.05 | 0.05 | 0.05 | 0.05 | 0.05 | 0.05 | 100 |  | 3.45
; |  |  |  |  | Sun |  |  | NCC | 0.05 | 0.05 | 0.05 | 0.05 | 0.05 | 0.05 | 0.05 | 0.05 | 0.05 | 0.05 | 0.05 | 0.05 | 0.05 | 0.05 | 0.05 | 0.05 | 0.05 | 0.05 | 0.05 | 0.05 | 0.05 | 0.05 | 0.05 | 0.05 | 100 |  | 1.2
; |  |  |  | Plg | WD |  |  | NCC | 0.05 | 0.05 | 0.05 | 0.05 | 0.05 | 0.05 | 0.05 | 0.05 | 0.05 | 0.8 | 1 | 1 | 1 | 1 | 1 | 0.55 | 0.55 | 0.35 | 0.35 | 0.35 | 0.1 | 0.1 | 0.1 | 0.1 | 100 |  | 8.8
; |  |  |  |  | Sat |  |  | NCC | 0.05 | 0.05 | 0.05 | 0.05 | 0.05 | 0.05 | 0.05 | 0.4 | 0.4 | 0.4 | 0.4 | 0.4 | 0.4 | 0.4 | 0.4 | 0.4 | 0.05 | 0.05 | 0.05 | 0.05 | 0.05 | 0.05 | 0.05 | 0.05 | 100 |  | 4.35
; |  |  |  |  | Sun |  |  | NCC | 0.05 | 0.05 | 0.05 | 0.05 | 0.05 | 0.05 | 0.05 | 0.05 | 0.05 | 0.05 | 0.05 | 0.05 | 0.05 | 0.05 | 0.05 | 0.05 | 0.05 | 0.05 | 0.05 | 0.05 | 0.05 | 0.05 | 0.05 | 0.05 | 100 |  | 1.2
; 2021 | PRIM | Gym | S1 | Occ | WD |  |  | CCIG | 0 | 0 | 0 | 0 | 0 | 0 | 0 | 0.25 | 1 | 1 | 1 | 1 | 0.7 | 1 | 1 | 0.3 | 0.3 | 0 | 0 | 0 | 0 | 0 | 0 | 0 | 100 |  | 7.55
; |  |  |  |  | Sat |  |  | CCIG | 0 | 0 | 0 | 0 | 0 | 0 | 0 | 0 | 0.1 | 0.4 | 0.4 | 0.4 | 0.05 | 0 | 0 | 0 | 0 | 0 | 0 | 0 | 0 | 0 | 0 | 0 | 100 |  | 1.35
; |  |  |  |  | Sun |  |  | CCIG | 0 | 0 | 0 | 0 | 0 | 0 | 0 | 0 | 0 | 0 | 0 | 0 | 0 | 0 | 0 | 0 | 0 | 0 | 0 | 0 | 0 | 0 | 0 | 0 | 100 |  | 0
; |  |  |  | Lt | WD |  |  | CCIG* | 0.05 | 0.05 | 0.05 | 0.05 | 0.05 | 0.05 | 0.05 | 0.5 | 0.75 | 0.75 | 0.75 | 0.75 | 0.65 | 0.75 | 0.75 | 0.5 | 0.5 | 0.5 | 0.05 | 0.05 | 0.05 | 0.05 | 0.05 | 0.05 | 100 |  | 7.8 |  | Rev from CCIG Min = 0.08 => 0.05 |  | 6/8/05 Revised KJM
; |  |  |  |  | Sat |  |  | CCIG* | 0.05 | 0.05 | 0.05 | 0.05 | 0.05 | 0.05 | 0.05 | 0.12 | 0.45 | 0.45 | 0.45 | 0.45 | 0.45 | 0.45 | 0.45 | 0.45 | 0.45 | 0.45 | 0.05 | 0.05 | 0.05 | 0.05 | 0.05 | 0.05 | 100 |  | 5.27 |  | Rev from CCIG Min = 0.08 => 0.05 |  | 6/8/05 Revised KJM
; |  |  |  |  | Sun |  |  | CCIG* | 0.05 | 0.05 | 0.05 | 0.05 | 0.05 | 0.05 | 0.05 | 0.05 | 0.05 | 0.05 | 0.05 | 0.05 | 0.05 | 0.05 | 0.05 | 0.05 | 0.05 | 0.05 | 0.05 | 0.05 | 0.05 | 0.05 | 0.05 | 0.05 | 100 |  | 1.2 |  | Rev from CCIG Min = 0.08 => 0.05 |  | 6/8/05 Revised KJM
; |  |  |  | Plg | WD |  |  | CCIG | 0.15 | 0.15 | 0.15 | 0.15 | 0.15 | 0.15 | 0.15 | 0.5 | 1 | 1 | 1 | 1 | 1 | 1 | 1 | 1 | 1 | 0.15 | 0.15 | 0.15 | 0.15 | 0.15 | 0.15 | 0.15 | 100 |  | 11.6
; |  |  |  |  | Sat |  |  | CCIG | 0.15 | 0.15 | 0.15 | 0.15 | 0.15 | 0.15 | 0.15 | 0.15 | 0.45 | 0.45 | 0.45 | 0.45 | 0.45 | 0.45 | 0.45 | 0.15 | 0.15 | 0.15 | 0.15 | 0.15 | 0.15 | 0.15 | 0.15 | 0.15 | 100 |  | 5.7
; |  |  |  |  | Sun |  |  | CCIG | 0.15 | 0.15 | 0.15 | 0.15 | 0.15 | 0.15 | 0.15 | 0.15 | 0.45 | 0.45 | 0.45 | 0.45 | 0.45 | 0.45 | 0.45 | 0.15 | 0.15 | 0.15 | 0.15 | 0.15 | 0.15 | 0.15 | 0.15 | 0.15 | 100 |  | 5.7
; 2031 | PRIM | Café | S1 | Occ | WD |  |  | CCIG | 0 | 0 | 0 | 0 | 0 | 0 | 0 | 0 | 0 | 0 | 0 | 0.1 | 0.5 | 0.3 | 0 | 0 | 0 | 0 | 0 | 0 | 0 | 0 | 0 | 0 | 100 |  | 0.9
; |  |  |  |  | Sat |  |  | CCIG | 0 | 0 | 0 | 0 | 0 | 0 | 0 | 0 | 0 | 0 | 0 | 0 | 0 | 0 | 0 | 0 | 0 | 0 | 0 | 0 | 0 | 0 | 0 | 0 | 100 |  | 0
; |  |  |  |  | Sun |  |  | CCIG | 0 | 0 | 0 | 0 | 0 | 0 | 0 | 0 | 0 | 0 | 0 | 0 | 0 | 0 | 0 | 0 | 0 | 0 | 0 | 0 | 0 | 0 | 0 | 0 | 100 |  | 0
; |  |  |  | Lt | WD |  |  | CCIG* | 0.05 | 0.05 | 0.05 | 0.05 | 0.05 | 0.05 | 0.05 | 0.05 | 0.05 | 0.05 | 1 | 1 | 1 | 1 | 1 | 0.05 | 0.05 | 0.05 | 0.05 | 0.05 | 0.05 | 0.05 | 0.05 | 0.05 | 100 |  | 5.95 |  | Rev from CCIG Min = 0.08 => 0.05
; |  |  |  |  | Sat |  |  | CCIG* | 0.05 | 0.05 | 0.05 | 0.05 | 0.05 | 0.05 | 0.05 | 0.05 | 0.05 | 0.05 | 0.5 | 0.5 | 0.5 | 0.05 | 0.05 | 0.05 | 0.05 | 0.05 | 0.05 | 0.05 | 0.05 | 0.05 | 0.05 | 0.05 | 100 |  | 2.55 |  | Rev from CCIG Min = 0.08 => 0.05 |  | -AND- reduced peak period from 1 -> 0.5
; |  |  |  |  | Sun |  |  | CCIG* | 0.05 | 0.05 | 0.05 | 0.05 | 0.05 | 0.05 | 0.05 | 0.05 | 0.05 | 0.05 | 0.5 | 0.5 | 0.5 | 0.05 | 0.05 | 0.05 | 0.05 | 0.05 | 0.05 | 0.05 | 0.05 | 0.05 | 0.05 | 0.05 | 100 |  | 2.55 |  | Rev from CCIG Min = 0.08 => 0.05 |  | -AND- reduced peak period from 1 -> 0.5
; |  |  |  | Plg | WD |  |  | CCIG* | 0.05 | 0.05 | 0.05 | 0.05 | 0.05 | 0.05 | 0.05 | 0.05 | 0.05 | 0.05 | 1 | 1 | 1 | 1 | 1 | 0.05 | 0.05 | 0.05 | 0.05 | 0.05 | 0.05 | 0.05 | 0.05 | 0.05 | 100 |  | 5.95 |  | Rev from CCIG Min = 0.08 => 0.05
; |  |  |  |  | Sat |  |  | CCIG* | 0.05 | 0.05 | 0.05 | 0.05 | 0.05 | 0.05 | 0.05 | 0.05 | 0.05 | 0.05 | 0.5 | 0.5 | 0.5 | 0.05 | 0.05 | 0.05 | 0.05 | 0.05 | 0.05 | 0.05 | 0.05 | 0.05 | 0.05 | 0.05 | 100 |  | 2.55 |  | Rev from CCIG Min = 0.08 => 0.05 |  | -AND- reduced peak period from 1 -> 0.5
; |  |  |  |  | Sun |  |  | CCIG* | 0.05 | 0.05 | 0.05 | 0.05 | 0.05 | 0.05 | 0.05 | 0.05 | 0.05 | 0.05 | 0.5 | 0.5 | 0.5 | 0.05 | 0.05 | 0.05 | 0.05 | 0.05 | 0.05 | 0.05 | 0.05 | 0.05 | 0.05 | 0.05 | 100 |  | 2.55 |  | Rev from CCIG Min = 0.08 => 0.05 |  | -AND- reduced peak period from 1 -> 0.5
; 2041 | PRIM | Kit | S1 | Occ | WD |  |  | CCIG | 0 | 0 | 0 | 0 | 0 | 0 | 0 | 0 | 0 | 0 | 1 | 1 | 1 | 1 | 0 | 0 | 0 | 0 | 0 | 0 | 0 | 0 | 0 | 0 | 100 |  | 4
; |  |  |  |  | Sat |  |  | CCIG | 0 | 0 | 0 | 0 | 0 | 0 | 0 | 0 | 0 | 0 | 0 | 0 | 0 | 0 | 0 | 0 | 0 | 0 | 0 | 0 | 0 | 0 | 0 | 0 | 100 |  | 0
; |  |  |  |  | Sun |  |  | CCIG | 0 | 0 | 0 | 0 | 0 | 0 | 0 | 0 | 0 | 0 | 0 | 0 | 0 | 0 | 0 | 0 | 0 | 0 | 0 | 0 | 0 | 0 | 0 | 0 | 100 |  | 0
; |  |  |  | Lt | WD |  |  | CCIG* | 0.05 | 0.05 | 0.05 | 0.05 | 0.05 | 0.05 | 0.05 | 0.05 | 0.05 | 0.05 | 1 | 1 | 1 | 1 | 0.05 | 0.05 | 0.05 | 0.05 | 0.05 | 0.05 | 0.05 | 0.05 | 0.05 | 0.05 | 100 |  | 5 |  | Rev from CCIG Min = 0.08 => 0.05
; |  |  |  |  | Sat |  |  | CCIG* | 0.05 | 0.05 | 0.05 | 0.05 | 0.05 | 0.05 | 0.05 | 0.05 | 0.05 | 0.05 | 0.05 | 0.05 | 0.05 | 0.05 | 0.05 | 0.05 | 0.05 | 0.05 | 0.05 | 0.05 | 0.05 | 0.05 | 0.05 | 0.05 | 100 |  | 1.2 |  | Rev from CCIG Min = 0.08 => 0.05 |  | -AND- eliminated Saturday peak period, since no kitchen occupancy or plugs
; |  |  |  |  | Sun |  |  | CCIG* | 0.05 | 0.05 | 0.05 | 0.05 | 0.05 | 0.05 | 0.05 | 0.05 | 0.05 | 0.05 | 0.05 | 0.05 | 0.05 | 0.05 | 0.05 | 0.05 | 0.05 | 0.05 | 0.05 | 0.05 | 0.05 | 0.05 | 0.05 | 0.05 | 100 |  | 1.2 |  | Rev from CCIG Min = 0.08 => 0.05
; |  |  |  | Plg | WD |  |  | CCIG | 0.15 | 0.15 | 0.15 | 0.15 | 0.15 | 0.15 | 0.15 | 0.15 | 0.4 | 0.6 | 0.8 | 1 | 0.7 | 0.15 | 0.15 | 0.15 | 0.15 | 0.15 | 0.15 | 0.15 | 0.15 | 0.15 | 0.15 | 0.15 | 100 |  | 6.35
; |  |  |  |  | Sat |  |  | CCIG | 0.15 | 0.15 | 0.15 | 0.15 | 0.15 | 0.15 | 0.15 | 0.15 | 0.15 | 0.15 | 0.15 | 0.15 | 0.15 | 0.15 | 0.15 | 0.15 | 0.15 | 0.15 | 0.15 | 0.15 | 0.15 | 0.15 | 0.15 | 0.15 | 100 |  | 3.6
; |  |  |  |  | Sun |  |  | CCIG | 0.15 | 0.15 | 0.15 | 0.15 | 0.15 | 0.15 | 0.15 | 0.15 | 0.15 | 0.15 | 0.15 | 0.15 | 0.15 | 0.15 | 0.15 | 0.15 | 0.15 | 0.15 | 0.15 | 0.15 | 0.15 | 0.15 | 0.15 | 0.15 | 100 |  | 3.6
; |  |  |  | Ckg | WD |  |  | CCIG | 0 | 0 | 0 | 0 | 0 | 0 | 0 | 0 | 0.3 | 0.3 | 1 | 1 | 0.7 | 0.4 | 0 | 0 | 0 | 0 | 0 | 0 | 0 | 0 | 0 | 0 | 100 |  | 3.7
; |  |  |  |  | Sat |  |  | CCIG | 0 | 0 | 0 | 0 | 0 | 0 | 0 | 0 | 0 | 0 | 0 | 0 | 0 | 0 | 0 | 0 | 0 | 0 | 0 | 0 | 0 | 0 | 0 | 0 | 100 |  | 0
; |  |  |  |  | Sun |  |  | CCIG | 0 | 0 | 0 | 0 | 0 | 0 | 0 | 0 | 0 | 0 | 0 | 0 | 0 | 0 | 0 | 0 | 0 | 0 | 0 | 0 | 0 | 0 | 0 | 0 | 100 |  | 0
; 2991 | PRIM | HW | S1 | DHW | WD |  |  | NCC | 0 | 0 | 0 | 0 | 0 | 0 | 0 | 0.6 | 0.6 | 1 | 1 | 1 | 1 | 1 | 0.5 | 0.5 | 0.5 | 0.5 | 0.1 | 0 | 0 | 0 | 0 | 0 | 100 |  | 8.3
; |  |  |  |  | Sat |  |  | NCC | 0 | 0 | 0 | 0 | 0 | 0 | 0 | 0.3 | 0.3 | 0.3 | 0.3 | 0.3 | 0.3 | 0.3 | 0.3 | 0.3 | 0 | 0 | 0 | 0 | 0 | 0 | 0 | 0 | 100 |  | 2.7
; |  |  |  |  | Sun |  |  | NCC | 0 | 0 | 0 | 0 | 0 | 0 | 0 | 0 | 0 | 0 | 0 | 0 | 0 | 0 | 0 | 0 | 0 | 0 | 0 | 0 | 0 | 0 | 0 | 0 | 100 |  | 0
; | HIGH | ClRm | S1 | Occ | WD |  |  | NCC | 0 | 0 | 0 | 0 | 0 | 0 | 0 | 0.6 | 0.6 | 1 | 1 | 1 | 1 | 1 | 0.5 | 0.5 | 0.5 | 0.5 | 0.1 | 0 | 0 | 0 | 0 | 0 | 100 |  | 8.3
; |  |  |  |  | Sat |  |  | NCC | 0 | 0 | 0 | 0 | 0 | 0 | 0 | 0.3 | 0.3 | 0.3 | 0.3 | 0.3 | 0.3 | 0.3 | 0.3 | 0.3 | 0 | 0 | 0 | 0 | 0 | 0 | 0 | 0 | 100 |  | 2.7
; |  |  |  |  | Sun |  |  | NCC | 0 | 0 | 0 | 0 | 0 | 0 | 0 | 0 | 0 | 0 | 0 | 0 | 0 | 0 | 0 | 0 | 0 | 0 | 0 | 0 | 0 | 0 | 0 | 0 | 100 |  | 0
; |  |  |  | Lt | WD |  |  | NCC | 0.05 | 0.05 | 0.05 | 0.05 | 0.05 | 0.6 | 0.6 | 0.6 | 0.6 | 1 | 1 | 1 | 1 | 1 | 1 | 0.55 | 0.55 | 0.55 | 0.55 | 0.35 | 0.1 | 0.1 | 0.1 | 0.1 | 100 |  | 11.6
; |  |  |  |  | Sat |  |  | NCC | 0.05 | 0.05 | 0.05 | 0.05 | 0.05 | 0.05 | 0.05 | 0.3 | 0.3 | 0.3 | 0.3 | 0.3 | 0.3 | 0.3 | 0.3 | 0.3 | 0.05 | 0.05 | 0.05 | 0.05 | 0.05 | 0.05 | 0.05 | 0.05 | 100 |  | 3.45
; |  |  |  |  | Sun |  |  | NCC | 0.05 | 0.05 | 0.05 | 0.05 | 0.05 | 0.05 | 0.05 | 0.05 | 0.05 | 0.05 | 0.05 | 0.05 | 0.05 | 0.05 | 0.05 | 0.05 | 0.05 | 0.05 | 0.05 | 0.05 | 0.05 | 0.05 | 0.05 | 0.05 | 100 |  | 1.2
; |  |  |  | Plg | WD |  |  | NCC | 0.05 | 0.05 | 0.05 | 0.05 | 0.05 | 0.05 | 0.05 | 0.05 | 0.05 | 0.8 | 1 | 1 | 1 | 1 | 1 | 0.55 | 0.55 | 0.35 | 0.35 | 0.35 | 0.1 | 0.1 | 0.1 | 0.1 | 100 |  | 8.8
; |  |  |  |  | Sat |  |  | NCC | 0.05 | 0.05 | 0.05 | 0.05 | 0.05 | 0.05 | 0.05 | 0.4 | 0.4 | 0.4 | 0.4 | 0.4 | 0.4 | 0.4 | 0.4 | 0.4 | 0.05 | 0.05 | 0.05 | 0.05 | 0.05 | 0.05 | 0.05 | 0.05 | 100 |  | 4.35
; |  |  |  |  | Sun |  |  | NCC | 0.05 | 0.05 | 0.05 | 0.05 | 0.05 | 0.05 | 0.05 | 0.05 | 0.05 | 0.05 | 0.05 | 0.05 | 0.05 | 0.05 | 0.05 | 0.05 | 0.05 | 0.05 | 0.05 | 0.05 | 0.05 | 0.05 | 0.05 | 0.05 | 100 |  | 1.2
; | HIGH | Off | S1 | Occ | WD |  |  | NCC | 0 | 0 | 0 | 0 | 0 | 0 | 0.2 | 0.2 | 1 | 1 | 1 | 1 | 1 | 1 | 1 | 1 | 1 | 0 | 0 | 0 | 0 | 0 | 0 | 0 | 100 |  | 9.4
; |  |  |  |  | Sat |  |  | NCC | 0 | 0 | 0 | 0 | 0 | 0 | 0 | 0 | 0 | 0 | 0 | 0 | 0 | 0 | 0 | 0 | 0 | 0 | 0 | 0 | 0 | 0 | 0 | 0 | 100 |  | 0
; |  |  |  |  | Sun |  |  | NCC | 0 | 0 | 0 | 0 | 0 | 0 | 0 | 0 | 0 | 0 | 0 | 0 | 0 | 0 | 0 | 0 | 0 | 0 | 0 | 0 | 0 | 0 | 0 | 0 | 100 |  | 0
; |  |  |  | Lt | WD |  |  | NCC | 0.05 | 0.05 | 0.05 | 0.05 | 0.05 | 0.3 | 0.3 | 0.3 | 1 | 1 | 1 | 1 | 1 | 1 | 1 | 1 | 1 | 0.05 | 0.05 | 0.05 | 0.05 | 0.05 | 0.05 | 0.05 | 100 |  | 10.5
; |  |  |  |  | Sat |  |  | NCC | 0.05 | 0.05 | 0.05 | 0.05 | 0.05 | 0.05 | 0.05 | 0.05 | 0.05 | 0.05 | 0.05 | 0.05 | 0.05 | 0.05 | 0.05 | 0.05 | 0.05 | 0.05 | 0.05 | 0.05 | 0.05 | 0.05 | 0.05 | 0.05 | 100 |  | 1.2
; |  |  |  |  | Sun |  |  | NCC | 0.05 | 0.05 | 0.05 | 0.05 | 0.05 | 0.05 | 0.05 | 0.05 | 0.05 | 0.05 | 0.05 | 0.05 | 0.05 | 0.05 | 0.05 | 0.05 | 0.05 | 0.05 | 0.05 | 0.05 | 0.05 | 0.05 | 0.05 | 0.05 | 100 |  | 1.2
; |  |  |  | Plg | WD |  |  | NCC | 0.05 | 0.05 | 0.05 | 0.05 | 0.05 | 0.05 | 0.05 | 0.05 | 0.8 | 1 | 1 | 1 | 1 | 1 | 1 | 1 | 1 | 0.05 | 0.05 | 0.05 | 0.05 | 0.05 | 0.05 | 0.05 | 100 |  | 9.55
; |  |  |  |  | Sat |  |  | NCC | 0.05 | 0.05 | 0.05 | 0.05 | 0.05 | 0.05 | 0.05 | 0.05 | 0.05 | 0.05 | 0.05 | 0.05 | 0.05 | 0.05 | 0.05 | 0.05 | 0.05 | 0.05 | 0.05 | 0.05 | 0.05 | 0.05 | 0.05 | 0.05 | 100 |  | 1.2
; |  |  |  |  | Sun |  |  | NCC | 0.05 | 0.05 | 0.05 | 0.05 | 0.05 | 0.05 | 0.05 | 0.05 | 0.05 | 0.05 | 0.05 | 0.05 | 0.05 | 0.05 | 0.05 | 0.05 | 0.05 | 0.05 | 0.05 | 0.05 | 0.05 | 0.05 | 0.05 | 0.05 | 100 |  | 1.2
; | HIGH | Gym | S1 | Occ | WD |  |  | CCIG | 0 | 0 | 0 | 0 | 0 | 0 | 0 | 0.1 | 1 | 1 | 1 | 1 | 0.3 | 1 | 1 | 1 | 0.1 | 0.05 | 0.05 | 0.05 | 0 | 0 | 0 | 0 | 100 |  | 7.65
; |  |  |  |  | Sat |  |  | CCIG | 0 | 0 | 0 | 0 | 0 | 0 | 0 | 0 | 0.1 | 0.3 | 0.3 | 0.3 | 0.05 | 0.1 | 0.1 | 0.1 | 0.1 | 0 | 0 | 0 | 0 | 0 | 0 | 0 | 100 |  | 1.45
; |  |  |  |  | Sun |  |  | CCIG | 0 | 0 | 0 | 0 | 0 | 0 | 0 | 0 | 0 | 0 | 0 | 0 | 0 | 0 | 0 | 0 | 0 | 0 | 0 | 0 | 0 | 0 | 0 | 0 | 100 |  | 0
; |  |  |  | Lt | WD |  |  | CCIG* | 0.05 | 0.05 | 0.05 | 0.05 | 0.05 | 0.05 | 0.05 | 0.5 | 0.85 | 0.85 | 0.85 | 0.85 | 0.75 | 0.85 | 0.85 | 0.85 | 0.4 | 0.4 | 0.4 | 0.2 | 0.2 | 0.2 | 0.05 | 0.05 | 100 |  | 9.45 |  | Rev from CCIG Min = 0.08 => 0.05
; |  |  |  |  | Sat |  |  | CCIG* | 0.05 | 0.05 | 0.05 | 0.05 | 0.05 | 0.05 | 0.05 | 0.05 | 0.25 | 0.6 | 0.6 | 0.6 | 0.5 | 0.4 | 0.4 | 0.4 | 0.4 | 0.4 | 0.05 | 0.05 | 0.05 | 0.05 | 0.05 | 0.05 | 100 |  | 5.25 |  | Rev from CCIG Min = 0.08 => 0.05
; |  |  |  |  | Sun |  |  | CCIG* | 0.05 | 0.05 | 0.05 | 0.05 | 0.05 | 0.05 | 0.05 | 0.05 | 0.15 | 0.45 | 0.45 | 0.45 | 0.3 | 0.25 | 0.25 | 0.25 | 0.25 | 0.25 | 0.05 | 0.05 | 0.05 | 0.05 | 0.05 | 0.05 | 100 |  | 3.75 |  | Rev from CCIG Min = 0.08 => 0.05
; |  |  |  | Plg | WD |  |  | CCIG | 0.05 | 0.05 | 0.05 | 0.05 | 0.05 | 0.05 | 0.05 | 0.5 | 0.7 | 0.75 | 0.75 | 1 | 0.8 | 0.65 | 0.5 | 0.45 | 0.35 | 0.05 | 0.05 | 0.05 | 0.05 | 0.05 | 0.05 | 0.05 | 100 |  | 7.15
; |  |  |  |  | Sat |  |  | CCIG | 0.05 | 0.05 | 0.05 | 0.05 | 0.05 | 0.05 | 0.05 | 0.05 | 0.45 | 0.45 | 0.45 | 0.45 | 0.45 | 0.45 | 0.45 | 0.05 | 0.05 | 0.05 | 0.05 | 0.05 | 0.05 | 0.05 | 0.05 | 0.05 | 100 |  | 4
; |  |  |  |  | Sun |  |  | CCIG | 0.05 | 0.05 | 0.05 | 0.05 | 0.05 | 0.05 | 0.05 | 0.05 | 0.25 | 0.25 | 0.25 | 0.25 | 0.25 | 0.25 | 0.25 | 0.05 | 0.05 | 0.05 | 0.05 | 0.05 | 0.05 | 0.05 | 0.05 | 0.05 | 100 |  | 2.6
; | HIGH | Café | S1 | Occ | WD |  |  | CCIG | 0 | 0 | 0 | 0 | 0 | 0 | 0 | 0 | 1 | 1 | 1 | 1 | 1 | 1 | 1 | 1 | 1 | 1 | 0 | 0 | 0 | 0 | 0 | 0 | 100 |  | 10
; |  |  |  |  | Sat |  |  | CCIG | 0 | 0 | 0 | 0 | 0 | 0 | 0 | 0 | 0.1 | 0.1 | 0.1 | 0.35 | 0.7 | 0.3 | 0.1 | 0.1 | 0.1 | 0 | 0 | 0 | 0 | 0 | 0 | 0 | 100 |  | 1.95
; |  |  |  |  | Sun |  |  | CCIG | 0 | 0 | 0 | 0 | 0 | 0 | 0 | 0 | 0 | 0 | 0 | 0 | 0 | 0 | 0 | 0 | 0 | 0 | 0 | 0 | 0 | 0 | 0 | 0 | 100 |  | 0
; |  |  |  | Lt | WD |  |  | CCIG* | 0.05 | 0.05 | 0.05 | 0.05 | 0.05 | 0.05 | 0.05 | 0.05 | 1 | 1 | 1 | 1 | 1 | 1 | 1 | 1 | 1 | 1 | 0.05 | 0.05 | 0.05 | 0.05 | 0.05 | 0.05 | 100 |  | 10.7 |  | Rev from CCIG Min = 0.08 => 0.05
; |  |  |  |  | Sat |  |  | CCIG* | 0.05 | 0.05 | 0.05 | 0.05 | 0.05 | 0.05 | 0.05 | 0.05 | 0.6 | 0.6 | 0.6 | 0.6 | 0.6 | 0.6 | 0.6 | 0.6 | 0.6 | 0.6 | 0.05 | 0.05 | 0.05 | 0.05 | 0.05 | 0.05 | 100 |  | 6.7 |  | Rev from CCIG Min = 0.08 => 0.05
; |  |  |  |  | Sun |  |  | CCIG* | 0.05 | 0.05 | 0.05 | 0.05 | 0.05 | 0.05 | 0.05 | 0.05 | 0.6 | 0.6 | 0.6 | 0.6 | 0.6 | 0.6 | 0.6 | 0.6 | 0.6 | 0.6 | 0.05 | 0.05 | 0.05 | 0.05 | 0.05 | 0.05 | 100 |  | 6.7 |  | Rev from CCIG Min = 0.08 => 0.05
; |  |  |  | Plg | WD |  |  | CCIG* | 0.05 | 0.05 | 0.05 | 0.05 | 0.05 | 0.05 | 0.05 | 0.05 | 1 | 1 | 1 | 1 | 1 | 1 | 1 | 1 | 1 | 1 | 0.05 | 0.05 | 0.05 | 0.05 | 0.05 | 0.05 | 100 |  | 10.7 |  | Rev from CCIG Min = 0.08 => 0.05
; |  |  |  |  | Sat |  |  | CCIG* | 0.05 | 0.05 | 0.05 | 0.05 | 0.05 | 0.05 | 0.05 | 0.05 | 0.6 | 0.6 | 0.6 | 0.6 | 0.6 | 0.6 | 0.6 | 0.6 | 0.6 | 0.6 | 0.05 | 0.05 | 0.05 | 0.05 | 0.05 | 0.05 | 100 |  | 6.7 |  | Rev from CCIG Min = 0.08 => 0.05
; |  |  |  |  | Sun |  |  | CCIG* | 0.05 | 0.05 | 0.05 | 0.05 | 0.05 | 0.05 | 0.05 | 0.05 | 0.6 | 0.6 | 0.6 | 0.6 | 0.6 | 0.6 | 0.6 | 0.6 | 0.6 | 0.6 | 0.05 | 0.05 | 0.05 | 0.05 | 0.05 | 0.05 | 100 |  | 6.7 |  | Rev from CCIG Min = 0.08 => 0.05
; | HIGH | Kit | S1 | Occ | WD |  |  | CCIG | 0 | 0 | 0 | 0 | 0 | 0 | 0 | 0 | 0 | 0 | 1 | 1 | 1 | 1 | 0 | 0 | 0 | 0 | 0 | 0 | 0 | 0 | 0 | 0 | 100 |  | 4
; |  |  |  |  | Sat |  |  | CCIG | 0 | 0 | 0 | 0 | 0 | 0 | 0 | 0 | 0 | 0 | 0 | 0 | 0 | 0 | 0 | 0 | 0 | 0 | 0 | 0 | 0 | 0 | 0 | 0 | 100 |  | 0
; |  |  |  |  | Sun |  |  | CCIG | 0 | 0 | 0 | 0 | 0 | 0 | 0 | 0 | 0 | 0 | 0 | 0 | 0 | 0 | 0 | 0 | 0 | 0 | 0 | 0 | 0 | 0 | 0 | 0 | 100 |  | 0
; |  |  |  | Lt | WD |  |  | CCIG* | 0.05 | 0.05 | 0.05 | 0.05 | 0.05 | 0.05 | 0.05 | 0.05 | 0.05 | 0.05 | 1 | 1 | 1 | 1 | 0.05 | 0.05 | 0.05 | 0.05 | 0.05 | 0.05 | 0.05 | 0.05 | 0.05 | 0.05 | 100 |  | 5 |  | Rev from CCIG Min = 0.08 => 0.05
; |  |  |  |  | Sat |  |  | CCIG* | 0.05 | 0.05 | 0.05 | 0.05 | 0.05 | 0.05 | 0.05 | 0.05 | 0.05 | 0.05 | 0.05 | 0.05 | 0.05 | 0.05 | 0.05 | 0.05 | 0.05 | 0.05 | 0.05 | 0.05 | 0.05 | 0.05 | 0.05 | 0.05 | 100 |  | 1.2 |  | Rev from CCIG Min = 0.08 => 0.05
; |  |  |  |  | Sun |  |  | CCIG* | 0.05 | 0.05 | 0.05 | 0.05 | 0.05 | 0.05 | 0.05 | 0.05 | 0.05 | 0.05 | 0.05 | 0.05 | 0.05 | 0.05 | 0.05 | 0.05 | 0.05 | 0.05 | 0.05 | 0.05 | 0.05 | 0.05 | 0.05 | 0.05 | 100 |  | 1.2 |  | Rev from CCIG Min = 0.08 => 0.05
; |  |  |  | Plg | WD |  |  | CCIG* | 0.05 | 0.05 | 0.05 | 0.05 | 0.05 | 0.05 | 0.05 | 0.05 | 0.05 | 0.05 | 1 | 1 | 1 | 1 | 0.05 | 0.05 | 0.05 | 0.05 | 0.05 | 0.05 | 0.05 | 0.05 | 0.05 | 0.05 | 100 |  | 5 |  | Rev from CCIG Min = 0.08 => 0.05
; |  |  |  |  | Sat |  |  | CCIG* | 0.05 | 0.05 | 0.05 | 0.05 | 0.05 | 0.05 | 0.05 | 0.05 | 0.05 | 0.05 | 0.05 | 0.05 | 0.05 | 0.05 | 0.05 | 0.05 | 0.05 | 0.05 | 0.05 | 0.05 | 0.05 | 0.05 | 0.05 | 0.05 | 100 |  | 1.2 |  | Rev from CCIG Min = 0.08 => 0.05
; |  |  |  |  | Sun |  |  | CCIG* | 0.05 | 0.05 | 0.05 | 0.05 | 0.05 | 0.05 | 0.05 | 0.05 | 0.05 | 0.05 | 0.05 | 0.05 | 0.05 | 0.05 | 0.05 | 0.05 | 0.05 | 0.05 | 0.05 | 0.05 | 0.05 | 0.05 | 0.05 | 0.05 | 100 |  | 1.2 |  | Rev from CCIG Min = 0.08 => 0.05
; |  |  |  | Ckg | WD |  |  | CCIG | 0 | 0 | 0 | 0 | 0 | 0 | 0 | 0 | 0 | 0 | 1 | 1 | 0.8 | 0 | 0 | 0 | 0 | 0 | 0 | 0 | 0 | 0 | 0 | 0 | 100 |  | 2.8
; |  |  |  |  | Sat |  |  | CCIG | 0 | 0 | 0 | 0 | 0 | 0 | 0 | 0 | 0 | 0 | 0 | 0 | 0 | 0 | 0 | 0 | 0 | 0 | 0 | 0 | 0 | 0 | 0 | 0 | 100 |  | 0
; |  |  |  |  | Sun |  |  | CCIG | 0 | 0 | 0 | 0 | 0 | 0 | 0 | 0 | 0 | 0 | 0 | 0 | 0 | 0 | 0 | 0 | 0 | 0 | 0 | 0 | 0 | 0 | 0 | 0 | 100 |  | 0
; | HIGH | Comp | S1 | Occ | WD |  |  | NCC | 0 | 0 | 0 | 0 | 0 | 0 | 0 | 0.6 | 0.6 | 1 | 1 | 1 | 1 | 1 | 0.5 | 0.5 | 0.5 | 0.5 | 0.1 | 0 | 0 | 0 | 0 | 0 | 100 |  | 8.3
; |  |  |  |  | Sat |  |  | NCC | 0 | 0 | 0 | 0 | 0 | 0 | 0 | 0.3 | 0.3 | 0.3 | 0.3 | 0.3 | 0.3 | 0.3 | 0.3 | 0.3 | 0 | 0 | 0 | 0 | 0 | 0 | 0 | 0 | 100 |  | 2.7
; |  |  |  |  | Sun |  |  | NCC | 0 | 0 | 0 | 0 | 0 | 0 | 0 | 0 | 0 | 0 | 0 | 0 | 0 | 0 | 0 | 0 | 0 | 0 | 0 | 0 | 0 | 0 | 0 | 0 | 100 |  | 0
; |  |  |  | Lt | WD |  |  | NCC | 0.05 | 0.05 | 0.05 | 0.05 | 0.05 | 0.6 | 0.6 | 0.6 | 0.6 | 1 | 1 | 1 | 1 | 1 | 1 | 0.55 | 0.55 | 0.55 | 0.55 | 0.35 | 0.1 | 0.1 | 0.1 | 0.1 | 100 |  | 11.6
; |  |  |  |  | Sat |  |  | NCC | 0.05 | 0.05 | 0.05 | 0.05 | 0.05 | 0.05 | 0.05 | 0.3 | 0.3 | 0.3 | 0.3 | 0.3 | 0.3 | 0.3 | 0.3 | 0.3 | 0.05 | 0.05 | 0.05 | 0.05 | 0.05 | 0.05 | 0.05 | 0.05 | 100 |  | 3.45
; |  |  |  |  | Sun |  |  | NCC | 0.05 | 0.05 | 0.05 | 0.05 | 0.05 | 0.05 | 0.05 | 0.05 | 0.05 | 0.05 | 0.05 | 0.05 | 0.05 | 0.05 | 0.05 | 0.05 | 0.05 | 0.05 | 0.05 | 0.05 | 0.05 | 0.05 | 0.05 | 0.05 | 100 |  | 1.2
; |  |  |  | Plg | WD |  |  | CCIG* | 0.25 | 0.25 | 0.25 | 0.25 | 0.25 | 0.25 | 0.25 | 0.4 | 0.4 | 0.4 | 1 | 1 | 1 | 1 | 1 | 0.55 | 0.55 | 0.35 | 0.35 | 0.35 | 0.25 | 0.25 | 0.25 | 0.25 | 100 |  | 11.1 |  | AlwaysOn (CCIG BDL input) => Load drops back to 25%,
; |  |  |  |  | Sat |  |  | CCIG* | 0.25 | 0.25 | 0.25 | 0.25 | 0.25 | 0.25 | 0.25 | 0.4 | 0.4 | 0.4 | 0.4 | 0.4 | 0.4 | 0.4 | 0.4 | 0.4 | 0.25 | 0.25 | 0.25 | 0.25 | 0.25 | 0.25 | 0.25 | 0.25 | 100 |  | 7.35 |  | AlwaysOn (CCIG BDL input) => Load drops back to 25%,
; |  |  |  |  | Sun |  |  | CCIG* | 0.25 | 0.25 | 0.25 | 0.25 | 0.25 | 0.25 | 0.25 | 0.25 | 0.25 | 0.25 | 0.25 | 0.25 | 0.25 | 0.25 | 0.25 | 0.25 | 0.25 | 0.25 | 0.25 | 0.25 | 0.25 | 0.25 | 0.25 | 0.25 | 100 |  | 6 |  | AlwaysOn (CCIG BDL input) => Load drops back to 25%,
; | HIGH | All | S1 | DHW | WD |  |  | NCC | 0 | 0 | 0 | 0 | 0 | 0 | 0 | 0.6 | 0.6 | 1 | 1 | 1 | 1 | 1 | 0.5 | 0.5 | 0.5 | 0.5 | 0.1 | 0 | 0 | 0 | 0 | 0 | 100 |  | 8.3
; |  |  |  |  | Sat |  |  | NCC | 0 | 0 | 0 | 0 | 0 | 0 | 0 | 0.3 | 0.3 | 0.3 | 0.3 | 0.3 | 0.3 | 0.3 | 0.3 | 0.3 | 0 | 0 | 0 | 0 | 0 | 0 | 0 | 0 | 100 |  | 2.7
; |  |  |  |  | Sun |  |  | NCC | 0 | 0 | 0 | 0 | 0 | 0 | 0 | 0 | 0 | 0 | 0 | 0 | 0 | 0 | 0 | 0 | 0 | 0 | 0 | 0 | 0 | 0 | 0 | 0 | 100 |  | 0
; | CCOL | Class | S1 | Occ | WD |  |  | NCC | 0 | 0 | 0 | 0 | 0 | 0 | 0 | 0.9 | 0.9 | 0.9 | 0.9 | 0.9 | 0.6 | 0.6 | 0.6 | 0.6 | 0.6 | 1 | 1 | 1 | 1 | 0 | 0 | 0 | 100 |  | 11.5
; |  |  |  |  | Sat |  |  | NCC | 0 | 0 | 0 | 0 | 0 | 0 | 0 | 0.5 | 0.5 | 0.5 | 0.5 | 0.5 | 0.5 | 0.5 | 0.5 | 0.5 | 0 | 0 | 0 | 0 | 0 | 0 | 0 | 0 | 100 |  | 4.5
; |  |  |  |  | Sun |  |  | NCC | 0 | 0 | 0 | 0 | 0 | 0 | 0 | 0 | 0 | 0 | 0 | 0 | 0 | 0 | 0 | 0 | 0 | 0 | 0 | 0 | 0 | 0 | 0 | 0 | 100 |  | 0
; |  |  |  | Lt | WD |  |  | NCC* | 0.1 | 0.1 | 0.1 | 0.1 | 0.1 | 1 | 1 | 1 | 1 | 1 | 1 | 0.7 | 0.7 | 0.7 | 0.7 | 0.7 | 0.7 | 1 | 1 | 1 | 1 | 0.1 | 0.1 | 0.1 | 100 |  | 15 |  | Rev from NCC Min = 0 => 0.05
; |  |  |  |  | Sat |  |  | NCC* | 0.05 | 0.05 | 0.05 | 0.05 | 0.05 | 0.05 | 0.05 | 0.5 | 0.5 | 0.5 | 0.5 | 0.5 | 0.5 | 0.5 | 0.5 | 0.5 | 0.05 | 0.05 | 0.05 | 0.05 | 0.05 | 0.05 | 0.05 | 0.05 | 100 |  | 5.25 |  | Rev from NCC Min = 0 => 0.05
; |  |  |  |  | Sun |  |  | NCC* | 0.05 | 0.05 | 0.05 | 0.05 | 0.05 | 0.05 | 0.05 | 0.05 | 0.05 | 0.05 | 0.05 | 0.05 | 0.05 | 0.05 | 0.05 | 0.05 | 0.05 | 0.05 | 0.05 | 0.05 | 0.05 | 0.05 | 0.05 | 0.05 | 100 |  | 1.2 |  | Rev from NCC Min = 0 => 0.05
; |  |  |  | Plg | WD |  |  | NCC* | 0.05 | 0.05 | 0.05 | 0.05 | 0.05 | 0.05 | 0.6 | 0.6 | 0.6 | 0.6 | 0.6 | 0.6 | 0.6 | 0.6 | 0.6 | 0.6 | 0.6 | 1 | 1 | 1 | 1 | 0.05 | 0.05 | 0.05 | 100 |  | 11.05 |  | Rev from NCC Min = 0 => 0.05
; |  |  |  |  | Sat |  |  | NCC* | 0.05 | 0.05 | 0.05 | 0.05 | 0.05 | 0.05 | 0.05 | 0.4 | 0.4 | 0.4 | 0.4 | 0.4 | 0.4 | 0.4 | 0.4 | 0.4 | 0.05 | 0.05 | 0.05 | 0.05 | 0.05 | 0.05 | 0.05 | 0.05 | 100 |  | 4.35 |  | Rev from NCC Min = 0 => 0.05
; |  |  |  |  | Sun |  |  | NCC* | 0.05 | 0.05 | 0.05 | 0.05 | 0.05 | 0.05 | 0.05 | 0.05 | 0.05 | 0.05 | 0.05 | 0.05 | 0.05 | 0.05 | 0.05 | 0.05 | 0.05 | 0.05 | 0.05 | 0.05 | 0.05 | 0.05 | 0.05 | 0.05 | 100 |  | 1.2 |  | Rev from NCC Min = 0 => 0.05
; | CCOL | Off | S1 | Occ | WD |  |  | NCC | 0 | 0 | 0 | 0 | 0 | 0 | 0.2 | 0.5 | 1 | 1 | 1 | 1 | 1 | 1 | 1 | 1 | 1 | 0 | 0 | 0 | 0 | 0 | 0 | 0 | 100 |  | 9.7
; |  |  |  |  | Sat |  |  | NCC | 0 | 0 | 0 | 0 | 0 | 0 | 0 | 0 | 0 | 0 | 0 | 0 | 0 | 0 | 0 | 0 | 0 | 0 | 0 | 0 | 0 | 0 | 0 | 0 | 100 |  | 0
; |  |  |  |  | Sun |  |  | NCC | 0 | 0 | 0 | 0 | 0 | 0 | 0 | 0 | 0 | 0 | 0 | 0 | 0 | 0 | 0 | 0 | 0 | 0 | 0 | 0 | 0 | 0 | 0 | 0 | 100 |  | 0
; |  |  |  | Lt | WD |  |  | NCC | 0.1 | 0.1 | 0.1 | 0.1 | 0.1 | 0.3 | 0.3 | 0.5 | 1 | 1 | 1 | 1 | 1 | 1 | 1 | 1 | 1 | 0.25 | 0.1 | 0.1 | 0.1 | 0.1 | 0.1 | 0.1 | 100 |  | 11.45
; |  |  |  |  | Sat |  |  | NCC | 0.05 | 0.05 | 0.05 | 0.05 | 0.05 | 0.05 | 0.05 | 0.05 | 0.05 | 0.05 | 0.05 | 0.05 | 0.05 | 0.05 | 0.05 | 0.05 | 0.05 | 0.05 | 0.05 | 0.05 | 0.05 | 0.05 | 0.05 | 0.05 | 100 |  | 1.2
; |  |  |  |  | Sun |  |  | NCC | 0.05 | 0.05 | 0.05 | 0.05 | 0.05 | 0.05 | 0.05 | 0.05 | 0.05 | 0.05 | 0.05 | 0.05 | 0.05 | 0.05 | 0.05 | 0.05 | 0.05 | 0.05 | 0.05 | 0.05 | 0.05 | 0.05 | 0.05 | 0.05 | 100 |  | 1.2
; |  |  |  | Plg | WD |  |  | NCC | 0.1 | 0.1 | 0.1 | 0.1 | 0.1 | 0.3 | 0.3 | 0.5 | 1 | 1 | 1 | 1 | 1 | 1 | 1 | 1 | 1 | 0.25 | 0.1 | 0.1 | 0.1 | 0.1 | 0.1 | 0.1 | 100 |  | 11.45
; |  |  |  |  | Sat |  |  | NCC | 0.05 | 0.05 | 0.05 | 0.05 | 0.05 | 0.05 | 0.05 | 0.05 | 0.05 | 0.05 | 0.05 | 0.05 | 0.05 | 0.05 | 0.05 | 0.05 | 0.05 | 0.05 | 0.05 | 0.05 | 0.05 | 0.05 | 0.05 | 0.05 | 100 |  | 1.2
; |  |  |  |  | Sun |  |  | NCC | 0.05 | 0.05 | 0.05 | 0.05 | 0.05 | 0.05 | 0.05 | 0.05 | 0.05 | 0.05 | 0.05 | 0.05 | 0.05 | 0.05 | 0.05 | 0.05 | 0.05 | 0.05 | 0.05 | 0.05 | 0.05 | 0.05 | 0.05 | 0.05 | 100 |  | 1.2
; | CCOL | Kit | S1 | Occ | WD |  |  | NCC | 0 | 0 | 0 | 0 | 0 | 0 | 0 | 0 | 0 | 0.3 | 0.3 | 0.9 | 0.9 | 0.3 | 0.3 | 0.3 | 0.3 | 0 | 0 | 0 | 0 | 0 | 0 | 0 | 100 |  | 3.6
; |  |  |  |  | Sat |  |  | NCC | 0 | 0 | 0 | 0 | 0 | 0 | 0 | 0 | 0 | 0 | 0 | 0 | 0 | 0 | 0 | 0 | 0 | 0 | 0 | 0 | 0 | 0 | 0 | 0 | 100 |  | 0
; |  |  |  |  | Sun |  |  | NCC | 0 | 0 | 0 | 0 | 0 | 0 | 0 | 0 | 0 | 0 | 0 | 0 | 0 | 0 | 0 | 0 | 0 | 0 | 0 | 0 | 0 | 0 | 0 | 0 | 100 |  | 0
; |  |  |  | Lt | WD |  |  | NCC | 0.1 | 0.1 | 0.1 | 0.1 | 0.1 | 0.3 | 0.3 | 0.5 | 1 | 1 | 1 | 1 | 1 | 1 | 1 | 1 | 1 | 0.25 | 0.1 | 0.1 | 0.1 | 0.1 | 0.1 | 0.1 | 100 |  | 11.45
; |  |  |  |  | Sat |  |  | NCC | 0.05 | 0.05 | 0.05 | 0.05 | 0.05 | 0.05 | 0.05 | 0.05 | 0.05 | 0.05 | 0.05 | 0.05 | 0.05 | 0.05 | 0.05 | 0.05 | 0.05 | 0.05 | 0.05 | 0.05 | 0.05 | 0.05 | 0.05 | 0 | 100 |  | 1.15
; |  |  |  |  | Sun |  |  | NCC | 0.05 | 0.05 | 0.05 | 0.05 | 0.05 | 0.05 | 0.05 | 0.05 | 0.05 | 0.05 | 0.05 | 0.05 | 0.05 | 0.05 | 0.05 | 0.05 | 0.05 | 0.05 | 0.05 | 0.05 | 0.05 | 0.05 | 0.05 | 0 | 100 |  | 1.15
; |  |  |  | Plg | WD |  |  | NCC* | 0.3 | 0.3 | 0.3 | 0.3 | 0.3 | 0.3 | 0.6 | 0.6 | 0.6 | 0.6 | 0.6 | 0.6 | 0.6 | 0.6 | 0.6 | 0.6 | 0.6 | 1 | 1 | 1 | 1 | 0.3 | 0.3 | 0.3 | 100 |  | 13.3 |  | Rev min 0 => 0.3 for refrig.
; |  |  |  |  | Sat |  |  | NCC* | 0.3 | 0.3 | 0.3 | 0.3 | 0.3 | 0.3 | 0.3 | 0.3 | 0.3 | 0.3 | 0.3 | 0.3 | 0.3 | 0.3 | 0.3 | 0.3 | 0.3 | 0.3 | 0.3 | 0.3 | 0.3 | 0.3 | 0.3 | 0.3 | 100 |  | 7.2 |  | Rev min 0 => 0.3 for refrig. |  | -AND- mid-day increased value of 0.4 reduced to baseline due to no occup, ltg, etc.
; |  |  |  |  | Sun |  |  | NCC* | 0.3 | 0.3 | 0.3 | 0.3 | 0.3 | 0.3 | 0.3 | 0.3 | 0.3 | 0.3 | 0.3 | 0.3 | 0.3 | 0.3 | 0.3 | 0.3 | 0.3 | 0.3 | 0.3 | 0.3 | 0.3 | 0.3 | 0.3 | 0.3 | 100 |  | 7.2 |  | Rev min 0 => 0.3 for refrig. |  | -AND- mid-day increased value of 0.4 reduced to baseline due to no occup, ltg, etc.
; |  |  |  | Ckg | WD |  |  | NCC | 0.2 | 0.2 | 0.2 | 0.2 | 0.2 | 0.2 | 0.5 | 0.5 | 0.75 | 0.75 | 1 | 1 | 0.5 | 0.5 | 0.25 | 0.5 | 0.75 | 0.75 | 0.5 | 0.25 | 0.2 | 0.2 | 0.2 | 0.2 | 100 |  | 10.5
; |  |  |  |  | Sat |  |  | NCC | 0.2 | 0.2 | 0.2 | 0.2 | 0.2 | 0.2 | 0.2 | 0.2 | 0.2 | 0.2 | 0.2 | 0.2 | 0.2 | 0.2 | 0.2 | 0.2 | 0.2 | 0.2 | 0.2 | 0.2 | 0.2 | 0.2 | 0.2 | 0.2 | 100 |  | 4.8
; |  |  |  |  | Sun |  |  | NCC | 0.2 | 0.2 | 0.2 | 0.2 | 0.2 | 0.2 | 0.2 | 0.2 | 0.2 | 0.2 | 0.2 | 0.2 | 0.2 | 0.2 | 0.2 | 0.2 | 0.2 | 0.2 | 0.2 | 0.2 | 0.2 | 0.2 | 0.2 | 0.2 | 100 |  | 4.8
; | CCOL | Café | S1 | Occ | WD |  |  | NCC | 0 | 0 | 0 | 0 | 0 | 0 | 0 | 0 | 0 | 0.3 | 0.3 | 0.9 | 0.9 | 0.3 | 0.3 | 0.3 | 0.3 | 0 | 0 | 0 | 0 | 0 | 0 | 0 | 100 |  | 3.6
; |  |  |  |  | Sat |  |  | NCC | 0 | 0 | 0 | 0 | 0 | 0 | 0 | 0 | 0 | 0 | 0 | 0 | 0 | 0 | 0 | 0 | 0 | 0 | 0 | 0 | 0 | 0 | 0 | 0 | 100 |  | 0
; |  |  |  |  | Sun |  |  | NCC | 0 | 0 | 0 | 0 | 0 | 0 | 0 | 0 | 0 | 0 | 0 | 0 | 0 | 0 | 0 | 0 | 0 | 0 | 0 | 0 | 0 | 0 | 0 | 0 | 100 |  | 0
; |  |  |  | Lt | WD |  |  | NCC | 0.1 | 0.1 | 0.1 | 0.1 | 0.1 | 0.3 | 0.3 | 0.5 | 1 | 1 | 1 | 1 | 1 | 1 | 1 | 1 | 1 | 0.25 | 0.1 | 0.1 | 0.1 | 0.1 | 0.1 | 0.1 | 100 |  | 11.45
; |  |  |  |  | Sat |  |  | NCC | 0.05 | 0.05 | 0.05 | 0.05 | 0.05 | 0.05 | 0.05 | 0.05 | 0.05 | 0.05 | 0.05 | 0.05 | 0.05 | 0.05 | 0.05 | 0.05 | 0.05 | 0.05 | 0.05 | 0.05 | 0.05 | 0.05 | 0.05 | 0 | 100 |  | 1.15
; |  |  |  |  | Sun |  |  | NCC | 0.05 | 0.05 | 0.05 | 0.05 | 0.05 | 0.05 | 0.05 | 0.05 | 0.05 | 0.05 | 0.05 | 0.05 | 0.05 | 0.05 | 0.05 | 0.05 | 0.05 | 0.05 | 0.05 | 0.05 | 0.05 | 0.05 | 0.05 | 0 | 100 |  | 1.15
; |  |  |  | Plg | WD |  |  | NCC* | 0 | 0 | 0 | 0 | 0 | 0 | 0.6 | 0.6 | 0.6 | 0.6 | 0.6 | 0.6 | 0.6 | 0.6 | 0.6 | 0.6 | 0.6 | 0.2 | 0 | 0 | 0 | 0 | 0 | 0 | 100 |  | 6.8 |  | Decreased load starting 5PM due to absense of occup & ltg (old shape peaked between 5-8PM
; |  |  |  |  | Sat |  |  | NCC* | 0 | 0 | 0 | 0 | 0 | 0 | 0 | 0 | 0 | 0 | 0 | 0 | 0 | 0 | 0 | 0 | 0 | 0 | 0 | 0 | 0 | 0 | 0 | 0 | 100 |  | 0 |  | Reduced peak period from 0.4 to 0.0 due to no occup or ltg
; |  |  |  |  | Sun |  |  | NCC* | 0 | 0 | 0 | 0 | 0 | 0 | 0 | 0 | 0 | 0 | 0 | 0 | 0 | 0 | 0 | 0 | 0 | 0 | 0 | 0 | 0 | 0 | 0 | 0 | 100 |  | 0 |  | Reduced peak period from 0.4 to 0.0 due to no occup or ltg
; | CCOL | Comp | S1 | Occ | WD |  |  | NCC | 0 | 0 | 0 | 0 | 0 | 0 | 0.2 | 0.5 | 1 | 1 | 1 | 1 | 1 | 1 | 1 | 1 | 1 | 0 | 0 | 0 | 0 | 0 | 0 | 0 | 100 |  | 9.7
; |  |  |  |  | Sat |  |  | NCC | 0 | 0 | 0 | 0 | 0 | 0 | 0 | 0 | 0 | 0 | 0 | 0 | 0 | 0 | 0 | 0 | 0 | 0 | 0 | 0 | 0 | 0 | 0 | 0 | 100 |  | 0
; |  |  |  |  | Sun |  |  | NCC | 0 | 0 | 0 | 0 | 0 | 0 | 0 | 0 | 0 | 0 | 0 | 0 | 0 | 0 | 0 | 0 | 0 | 0 | 0 | 0 | 0 | 0 | 0 | 0 | 100 |  | 0
; |  |  |  | Lt | WD |  |  | NCC | 0.1 | 0.1 | 0.1 | 0.1 | 0.1 | 0.3 | 0.3 | 0.5 | 1 | 1 | 1 | 1 | 1 | 1 | 1 | 1 | 1 | 0.25 | 0.1 | 0.1 | 0.1 | 0.1 | 0.1 | 0.1 | 100 |  | 11.45
; |  |  |  |  | Sat |  |  | NCC | 0.05 | 0.05 | 0.05 | 0.05 | 0.05 | 0.05 | 0.05 | 0.05 | 0.05 | 0.05 | 0.05 | 0.05 | 0.05 | 0.05 | 0.05 | 0.05 | 0.05 | 0.05 | 0.05 | 0.05 | 0.05 | 0.05 | 0.05 | 0.05 | 100 |  | 1.2
; |  |  |  |  | Sun |  |  | NCC | 0.05 | 0.05 | 0.05 | 0.05 | 0.05 | 0.05 | 0.05 | 0.05 | 0.05 | 0.05 | 0.05 | 0.05 | 0.05 | 0.05 | 0.05 | 0.05 | 0.05 | 0.05 | 0.05 | 0.05 | 0.05 | 0.05 | 0.05 | 0.05 | 100 |  | 1.2
; |  |  |  | Plg | WD |  |  | NCC* | 0.5 | 0.5 | 0.5 | 0.5 | 0.5 | 0.5 | 0.5 | 0.5 | 1 | 1 | 1 | 1 | 1 | 1 | 1 | 1 | 1 | 0.5 | 0.5 | 0.5 | 0.5 | 0.5 | 0.5 | 0.5 | 100 |  | 16.5 |  | Load drops back to 50%, NCC => 5%
; |  |  |  |  | Sat |  |  | NCC* | 0.5 | 0.5 | 0.5 | 0.5 | 0.5 | 0.5 | 0.5 | 0.5 | 0.5 | 0.5 | 0.5 | 0.5 | 0.5 | 0.5 | 0.5 | 0.5 | 0.5 | 0.5 | 0.5 | 0.5 | 0.5 | 0.5 | 0.5 | 0.5 | 100 |  | 12 |  | Load drops back to 50%, NCC => 5%
; |  |  |  |  | Sun |  |  | NCC* | 0.5 | 0.5 | 0.5 | 0.5 | 0.5 | 0.5 | 0.5 | 0.5 | 0.5 | 0.5 | 0.5 | 0.5 | 0.5 | 0.5 | 0.5 | 0.5 | 0.5 | 0.5 | 0.5 | 0.5 | 0.5 | 0.5 | 0.5 | 0.5 | 100 |  | 12 |  | Load drops back to 50%, NCC => 5%
; | CCOL | DHW | S1 | HW | WD |  |  | NCC | 0 | 0 | 0 | 0 | 0 | 0 | 0 | 0.9 | 0.9 | 0.9 | 0.9 | 0.9 | 0.6 | 0.6 | 0.6 | 0.6 | 0.6 | 1 | 1 | 1 | 1 | 0 | 0 | 0 | 100 |  | 11.5
; |  |  |  |  | Sat |  |  | NCC | 0 | 0 | 0 | 0 | 0 | 0 | 0 | 0.5 | 0.5 | 0.5 | 0.5 | 0.5 | 0.5 | 0.5 | 0.5 | 0.5 | 0 | 0 | 0 | 0 | 0 | 0 | 0 | 0 | 100 |  | 4.5
; |  |  |  |  | Sun |  |  | NCC | 0 | 0 | 0 | 0 | 0 | 0 | 0 | 0 | 0 | 0 | 0 | 0 | 0 | 0 | 0 | 0 | 0 | 0 | 0 | 0 | 0 | 0 | 0 | 0 | 100 |  | 0
; | CCOL | Class | S2 | Occ | WD |  |  | NCC | 0 | 0 | 0 | 0 | 0 | 0 | 0 | 0.36 | 0.36 | 0.36 | 0.36 | 0.36 | 0.24 | 0.24 | 0.24 | 0.24 | 0.24 | 0.4 | 0.4 | 0.4 | 0.4 | 0 | 0 | 0 | 100 |  | 4.6
; |  |  |  |  | Sat |  |  | NCC | 0 | 0 | 0 | 0 | 0 | 0 | 0 | 0.2 | 0.2 | 0.2 | 0.2 | 0.2 | 0.2 | 0.2 | 0.2 | 0.2 | 0 | 0 | 0 | 0 | 0 | 0 | 0 | 0 | 100 |  | 1.8
; |  |  |  |  | Sun |  |  | NCC | 0 | 0 | 0 | 0 | 0 | 0 | 0 | 0 | 0 | 0 | 0 | 0 | 0 | 0 | 0 | 0 | 0 | 0 | 0 | 0 | 0 | 0 | 0 | 0 | 100 |  | 0
; |  |  |  | Lt | WD |  |  | NCC* | 0.07 | 0.07 | 0.07 | 0.07 | 0.07 | 0.7 | 0.7 | 0.7 | 0.7 | 0.7 | 0.7 | 0.49 | 0.49 | 0.49 | 0.49 | 0.49 | 0.49 | 0.7 | 0.7 | 0.7 | 0.7 | 0.07 | 0.07 | 0.07 | 100 |  | 10.5 |  | Rev to bo 40% of S1
; |  |  |  |  | Sat |  |  | NCC* | 0.035 | 0.035 | 0.035 | 0.035 | 0.035 | 0.035 | 0.035 | 0.35 | 0.35 | 0.35 | 0.35 | 0.35 | 0.35 | 0.35 | 0.35 | 0.35 | 0.035 | 0.035 | 0.035 | 0.035 | 0.035 | 0.035 | 0.035 | 0.035 | 100 |  | 3.675 |  | Rev to bo 40% of S1
; |  |  |  |  | Sun |  |  | NCC* | 0.035 | 0.035 | 0.035 | 0.035 | 0.035 | 0.035 | 0.035 | 0.035 | 0.035 | 0.035 | 0.035 | 0.035 | 0.035 | 0.035 | 0.035 | 0.035 | 0.035 | 0.035 | 0.035 | 0.035 | 0.035 | 0.035 | 0.035 | 0.035 | 100 |  | 0.84 |  | Rev to bo 40% of S1
; |  |  |  | Plg | WD |  |  | NCC* | 0.02 | 0.02 | 0.02 | 0.02 | 0.02 | 0.02 | 0.24 | 0.24 | 0.24 | 0.24 | 0.24 | 0.24 | 0.24 | 0.24 | 0.24 | 0.24 | 0.24 | 0.4 | 0.4 | 0.4 | 0.4 | 0.02 | 0.02 | 0.02 | 100 |  | 4.42 |  | Rev to bo 40% of S1
; |  |  |  |  | Sat |  |  | NCC* | 0.02 | 0.02 | 0.02 | 0.02 | 0.02 | 0.02 | 0.02 | 0.16 | 0.16 | 0.16 | 0.16 | 0.16 | 0.16 | 0.16 | 0.16 | 0.16 | 0.02 | 0.02 | 0.02 | 0.02 | 0.02 | 0.02 | 0.02 | 0.02 | 100 |  | 1.74 |  | Rev to bo 40% of S1
; |  |  |  |  | Sun |  |  | NCC* | 0.02 | 0.02 | 0.02 | 0.02 | 0.02 | 0.02 | 0.02 | 0.02 | 0.02 | 0.02 | 0.02 | 0.02 | 0.02 | 0.02 | 0.02 | 0.02 | 0.02 | 0.02 | 0.02 | 0.02 | 0.02 | 0.02 | 0.02 | 0.02 | 100 |  | 0.48 |  | Rev to bo 40% of S1
; | CCOL | Off | S2 | Occ | WD |  |  | NCC* | 0 | 0 | 0 | 0 | 0 | 0 | 0 | 0 | 0 | 0 | 0 | 0 | 0 | 0 | 0 | 0 | 0 | 0 | 0 | 0 | 0 | 0 | 0 | 0 | 100 |  | 0
; |  |  |  |  | Sat |  |  | NCC* | 0 | 0 | 0 | 0 | 0 | 0 | 0 | 0 | 0 | 0 | 0 | 0 | 0 | 0 | 0 | 0 | 0 | 0 | 0 | 0 | 0 | 0 | 0 | 0 | 100 |  | 0
; |  |  |  |  | Sun |  |  | NCC* | 0 | 0 | 0 | 0 | 0 | 0 | 0 | 0 | 0 | 0 | 0 | 0 | 0 | 0 | 0 | 0 | 0 | 0 | 0 | 0 | 0 | 0 | 0 | 0 | 100 |  | 0
; |  |  |  | Lt | WD |  |  | NCC* | 0.035 | 0.035 | 0.035 | 0.035 | 0.035 | 0.035 | 0.035 | 0.035 | 0.035 | 0.035 | 0.035 | 0.035 | 0.035 | 0.035 | 0.035 | 0.035 | 0.035 | 0.035 | 0.035 | 0.035 | 0.035 | 0.035 | 0.035 | 0.035 | 100 |  | 0.84 |  | Increase flat value from 0 to 0.035 to match Sa/Su values
; |  |  |  |  | Sat |  |  | NCC* | 0.035 | 0.035 | 0.035 | 0.035 | 0.035 | 0.035 | 0.035 | 0.035 | 0.035 | 0.035 | 0.035 | 0.035 | 0.035 | 0.035 | 0.035 | 0.035 | 0.035 | 0.035 | 0.035 | 0.035 | 0.035 | 0.035 | 0.035 | 0.035 | 100 |  | 0.84
; |  |  |  |  | Sun |  |  | NCC* | 0.035 | 0.035 | 0.035 | 0.035 | 0.035 | 0.035 | 0.035 | 0.035 | 0.035 | 0.035 | 0.035 | 0.035 | 0.035 | 0.035 | 0.035 | 0.035 | 0.035 | 0.035 | 0.035 | 0.035 | 0.035 | 0.035 | 0.035 | 0.035 | 100 |  | 0.84
; |  |  |  | Plg | WD |  |  | NCC* | 0.02 | 0.02 | 0.02 | 0.02 | 0.02 | 0.02 | 0.02 | 0.02 | 0.02 | 0.02 | 0.02 | 0.02 | 0.02 | 0.02 | 0.02 | 0.02 | 0.02 | 0.02 | 0.02 | 0.02 | 0.02 | 0.02 | 0.02 | 0.02 | 100 |  | 0.48 |  | Replaced load w/ flat baseline to be consistent w/ occup & lights
; |  |  |  |  | Sat |  |  | NCC* | 0.02 | 0.02 | 0.02 | 0.02 | 0.02 | 0.02 | 0.02 | 0.02 | 0.02 | 0.02 | 0.02 | 0.02 | 0.02 | 0.02 | 0.02 | 0.02 | 0.02 | 0.02 | 0.02 | 0.02 | 0.02 | 0.02 | 0.02 | 0.02 | 100 |  | 0.48
; |  |  |  |  | Sun |  |  | NCC* | 0.02 | 0.02 | 0.02 | 0.02 | 0.02 | 0.02 | 0.02 | 0.02 | 0.02 | 0.02 | 0.02 | 0.02 | 0.02 | 0.02 | 0.02 | 0.02 | 0.02 | 0.02 | 0.02 | 0.02 | 0.02 | 0.02 | 0.02 | 0.02 | 100 |  | 0.48
; | CCOL | Kit | S2 | Occ | WD |  |  | NCC* | 0 | 0 | 0 | 0 | 0 | 0 | 0 | 0 | 0 | 0 | 0 | 0 | 0 | 0 | 0 | 0 | 0 | 0 | 0 | 0 | 0 | 0 | 0 | 0 | 100 |  | 0
; |  |  |  |  | Sat |  |  | NCC* | 0 | 0 | 0 | 0 | 0 | 0 | 0 | 0 | 0 | 0 | 0 | 0 | 0 | 0 | 0 | 0 | 0 | 0 | 0 | 0 | 0 | 0 | 0 | 0 | 100 |  | 0
; |  |  |  |  | Sun |  |  | NCC* | 0 | 0 | 0 | 0 | 0 | 0 | 0 | 0 | 0 | 0 | 0 | 0 | 0 | 0 | 0 | 0 | 0 | 0 | 0 | 0 | 0 | 0 | 0 | 0 | 100 |  | 0
; |  |  |  | Lt | WD |  |  | NCC* | 0.035 | 0.035 | 0.035 | 0.035 | 0.035 | 0.035 | 0.035 | 0.035 | 0.035 | 0.035 | 0.035 | 0.035 | 0.035 | 0.035 | 0.035 | 0.035 | 0.035 | 0.035 | 0.035 | 0.035 | 0.035 | 0.035 | 0.035 | 0.035 | 100 |  | 0.84 |  | Increase flat value from 0 to 0.035 to match Sa/Su values
; |  |  |  |  | Sat |  |  | NCC* | 0.035 | 0.035 | 0.035 | 0.035 | 0.035 | 0.035 | 0.035 | 0.035 | 0.035 | 0.035 | 0.035 | 0.035 | 0.035 | 0.035 | 0.035 | 0.035 | 0.035 | 0.035 | 0.035 | 0.035 | 0.035 | 0.035 | 0.035 | 0.035 | 100 |  | 0.84 |  | Added hour 24 baseline value of 0.035
; |  |  |  |  | Sun |  |  | NCC* | 0.035 | 0.035 | 0.035 | 0.035 | 0.035 | 0.035 | 0.035 | 0.035 | 0.035 | 0.035 | 0.035 | 0.035 | 0.035 | 0.035 | 0.035 | 0.035 | 0.035 | 0.035 | 0.035 | 0.035 | 0.035 | 0.035 | 0.035 | 0.035 | 100 |  | 0.84 |  | Added hour 24 baseline value of 0.035
; |  |  |  | Plg | WD |  |  | NCC* | 0.12 | 0.12 | 0.12 | 0.12 | 0.12 | 0.12 | 0.12 | 0.12 | 0.12 | 0.12 | 0.12 | 0.12 | 0.12 | 0.12 | 0.12 | 0.12 | 0.12 | 0.12 | 0.12 | 0.12 | 0.12 | 0.12 | 0.12 | 0.12 | 100 |  | 2.88 |  | Replaced load w/ flat baseline to be consistent w/ occup & lights
; |  |  |  |  | Sat |  |  | NCC* | 0.12 | 0.12 | 0.12 | 0.12 | 0.12 | 0.12 | 0.12 | 0.12 | 0.12 | 0.12 | 0.12 | 0.12 | 0.12 | 0.12 | 0.12 | 0.12 | 0.12 | 0.12 | 0.12 | 0.12 | 0.12 | 0.12 | 0.12 | 0.12 | 100 |  | 2.88
; |  |  |  |  | Sun |  |  | NCC* | 0.12 | 0.12 | 0.12 | 0.12 | 0.12 | 0.12 | 0.12 | 0.12 | 0.12 | 0.12 | 0.12 | 0.12 | 0.12 | 0.12 | 0.12 | 0.12 | 0.12 | 0.12 | 0.12 | 0.12 | 0.12 | 0.12 | 0.12 | 0.12 | 100 |  | 2.88
; |  |  |  | Ckg | WD |  |  | NCC* | 0.08 | 0.08 | 0.08 | 0.08 | 0.08 | 0.08 | 0.08 | 0.08 | 0.08 | 0.08 | 0.08 | 0.08 | 0.08 | 0.08 | 0.08 | 0.08 | 0.08 | 0.08 | 0.08 | 0.08 | 0.08 | 0.08 | 0.08 | 0.08 | 100 |  | 1.92 |  | Replaced load w/ flat baseline to be consistent w/ occup & lights
; |  |  |  |  | Sat |  |  | NCC* | 0.08 | 0.08 | 0.08 | 0.08 | 0.08 | 0.08 | 0.08 | 0.08 | 0.08 | 0.08 | 0.08 | 0.08 | 0.08 | 0.08 | 0.08 | 0.08 | 0.08 | 0.08 | 0.08 | 0.08 | 0.08 | 0.08 | 0.08 | 0.08 | 100 |  | 1.92
; |  |  |  |  | Sun |  |  | NCC* | 0.08 | 0.08 | 0.08 | 0.08 | 0.08 | 0.08 | 0.08 | 0.08 | 0.08 | 0.08 | 0.08 | 0.08 | 0.08 | 0.08 | 0.08 | 0.08 | 0.08 | 0.08 | 0.08 | 0.08 | 0.08 | 0.08 | 0.08 | 0.08 | 100 |  | 1.92
; | CCOL | Café | S2 | Occ | WD |  |  | NCC* | 0 | 0 | 0 | 0 | 0 | 0 | 0 | 0 | 0 | 0 | 0 | 0 | 0 | 0 | 0 | 0 | 0 | 0 | 0 | 0 | 0 | 0 | 0 | 0 | 100 |  | 0
; |  |  |  |  | Sat |  |  | NCC* | 0 | 0 | 0 | 0 | 0 | 0 | 0 | 0 | 0 | 0 | 0 | 0 | 0 | 0 | 0 | 0 | 0 | 0 | 0 | 0 | 0 | 0 | 0 | 0 | 100 |  | 0
; |  |  |  |  | Sun |  |  | NCC* | 0 | 0 | 0 | 0 | 0 | 0 | 0 | 0 | 0 | 0 | 0 | 0 | 0 | 0 | 0 | 0 | 0 | 0 | 0 | 0 | 0 | 0 | 0 | 0 | 100 |  | 0
; |  |  |  | Lt | WD |  |  | NCC* | 0.035 | 0.035 | 0.035 | 0.035 | 0.035 | 0.035 | 0.035 | 0.035 | 0.035 | 0.035 | 0.035 | 0.035 | 0.035 | 0.035 | 0.035 | 0.035 | 0.035 | 0.035 | 0.035 | 0.035 | 0.035 | 0.035 | 0.035 | 0.035 | 100 |  | 0.84 |  | Increase flat value from 0 to 0.035 to match Sa/Su values
; |  |  |  |  | Sat |  |  | NCC* | 0.035 | 0.035 | 0.035 | 0.035 | 0.035 | 0.035 | 0.035 | 0.035 | 0.035 | 0.035 | 0.035 | 0.035 | 0.035 | 0.035 | 0.035 | 0.035 | 0.035 | 0.035 | 0.035 | 0.035 | 0.035 | 0.035 | 0.035 | 0.035 | 100 |  | 0.84 |  | Added hour 24 baseline value of 0.035
; |  |  |  |  | Sun |  |  | NCC* | 0.035 | 0.035 | 0.035 | 0.035 | 0.035 | 0.035 | 0.035 | 0.035 | 0.035 | 0.035 | 0.035 | 0.035 | 0.035 | 0.035 | 0.035 | 0.035 | 0.035 | 0.035 | 0.035 | 0.035 | 0.035 | 0.035 | 0.035 | 0.035 | 100 |  | 0.84 |  | Added hour 24 baseline value of 0.035
; |  |  |  | Plg | WD |  |  | NCC* | 0 | 0 | 0 | 0 | 0 | 0 | 0 | 0 | 0 | 0 | 0 | 0 | 0 | 0 | 0 | 0 | 0 | 0 | 0 | 0 | 0 | 0 | 0 | 0 | 100 |  | 0 |  | Replaced load w/ flat baseline to be consistent w/ occup & lights
; |  |  |  |  | Sat |  |  | NCC* | 0 | 0 | 0 | 0 | 0 | 0 | 0 | 0 | 0 | 0 | 0 | 0 | 0 | 0 | 0 | 0 | 0 | 0 | 0 | 0 | 0 | 0 | 0 | 0 | 100 |  | 0
; |  |  |  |  | Sun |  |  | NCC* | 0 | 0 | 0 | 0 | 0 | 0 | 0 | 0 | 0 | 0 | 0 | 0 | 0 | 0 | 0 | 0 | 0 | 0 | 0 | 0 | 0 | 0 | 0 | 0 | 100 |  | 0
; | CCOL | Comp | S2 | Occ | WD |  |  | NCC* | 0 | 0 | 0 | 0 | 0 | 0 | 0 | 0 | 0 | 0 | 0 | 0 | 0 | 0 | 0 | 0 | 0 | 0 | 0 | 0 | 0 | 0 | 0 | 0 | 100 |  | 0
; |  |  |  |  | Sat |  |  | NCC* | 0 | 0 | 0 | 0 | 0 | 0 | 0 | 0 | 0 | 0 | 0 | 0 | 0 | 0 | 0 | 0 | 0 | 0 | 0 | 0 | 0 | 0 | 0 | 0 | 100 |  | 0
; |  |  |  |  | Sun |  |  | NCC* | 0 | 0 | 0 | 0 | 0 | 0 | 0 | 0 | 0 | 0 | 0 | 0 | 0 | 0 | 0 | 0 | 0 | 0 | 0 | 0 | 0 | 0 | 0 | 0 | 100 |  | 0
; |  |  |  | Lt | WD |  |  | NCC* | 0.035 | 0.035 | 0.035 | 0.035 | 0.035 | 0.035 | 0.035 | 0.035 | 0.035 | 0.035 | 0.035 | 0.035 | 0.035 | 0.035 | 0.035 | 0.035 | 0.035 | 0.035 | 0.035 | 0.035 | 0.035 | 0.035 | 0.035 | 0.035 | 100 |  | 0.84 |  | Increase flat value from 0 to 0.035 to match Sa/Su values
; |  |  |  |  | Sat |  |  | NCC* | 0.035 | 0.035 | 0.035 | 0.035 | 0.035 | 0.035 | 0.035 | 0.035 | 0.035 | 0.035 | 0.035 | 0.035 | 0.035 | 0.035 | 0.035 | 0.035 | 0.035 | 0.035 | 0.035 | 0.035 | 0.035 | 0.035 | 0.035 | 0.035 | 100 |  | 0.84
; |  |  |  |  | Sun |  |  | NCC* | 0.035 | 0.035 | 0.035 | 0.035 | 0.035 | 0.035 | 0.035 | 0.035 | 0.035 | 0.035 | 0.035 | 0.035 | 0.035 | 0.035 | 0.035 | 0.035 | 0.035 | 0.035 | 0.035 | 0.035 | 0.035 | 0.035 | 0.035 | 0.035 | 100 |  | 0.84
; |  |  |  | Plg | WD |  |  | NCC* | 0.2 | 0.2 | 0.2 | 0.2 | 0.2 | 0.2 | 0.2 | 0.2 | 0.2 | 0.2 | 0.2 | 0.2 | 0.2 | 0.2 | 0.2 | 0.2 | 0.2 | 0.2 | 0.2 | 0.2 | 0.2 | 0.2 | 0.2 | 0.2 | 100 |  | 4.8 |  | Replaced load w/ flat baseline to be consistent w/ occup & lights
; |  |  |  |  | Sat |  |  | NCC* | 0.2 | 0.2 | 0.2 | 0.2 | 0.2 | 0.2 | 0.2 | 0.2 | 0.2 | 0.2 | 0.2 | 0.2 | 0.2 | 0.2 | 0.2 | 0.2 | 0.2 | 0.2 | 0.2 | 0.2 | 0.2 | 0.2 | 0.2 | 0.2 | 100 |  | 4.8
; |  |  |  |  | Sun |  |  | NCC* | 0.2 | 0.2 | 0.2 | 0.2 | 0.2 | 0.2 | 0.2 | 0.2 | 0.2 | 0.2 | 0.2 | 0.2 | 0.2 | 0.2 | 0.2 | 0.2 | 0.2 | 0.2 | 0.2 | 0.2 | 0.2 | 0.2 | 0.2 | 0.2 | 100 |  | 4.8
; | CCOL | DHW | S2 | HW | WD |  |  | NCC* | 0 | 0 | 0 | 0 | 0 | 0 | 0 | 0.35 | 0.35 | 0.35 | 0.35 | 0.35 | 0.25 | 0.25 | 0.25 | 0.25 | 0.25 | 0.4 | 0.4 | 0.4 | 0.4 | 0 | 0 | 0 | 100 |  | 4.6 |  | Reduced load to reflect lower occupancy
; |  |  |  |  | Sat |  |  | NCC* | 0 | 0 | 0 | 0 | 0 | 0 | 0 | 0 | 0 | 0 | 0 | 0 | 0 | 0 | 0 | 0 | 0 | 0 | 0 | 0 | 0 | 0 | 0 | 0 | 100 |  | 0 |  | Eliminated load to reflect occup
; |  |  |  |  | Sun |  |  | NCC* | 0 | 0 | 0 | 0 | 0 | 0 | 0 | 0 | 0 | 0 | 0 | 0 | 0 | 0 | 0 | 0 | 0 | 0 | 0 | 0 | 0 | 0 | 0 | 0 | 100 |  | 0
; | CCOL | Class | S3 | Occ | WD |  |  | NCC* | 0 | 0 | 0 | 0 | 0 | 0 | 0 | 0 | 0 | 0 | 0 | 0 | 0 | 0 | 0 | 0 | 0 | 0 | 0 | 0 | 0 | 0 | 0 | 0 | 100 |  | 0 |  | Closed per DEER Characteristics
; |  |  |  |  | Sat |  |  | NCC* | 0 | 0 | 0 | 0 | 0 | 0 | 0 | 0 | 0 | 0 | 0 | 0 | 0 | 0 | 0 | 0 | 0 | 0 | 0 | 0 | 0 | 0 | 0 | 0 | 100 |  | 0 |  | Closed per DEER Characteristics
; |  |  |  |  | Sun |  |  | NCC* | 0 | 0 | 0 | 0 | 0 | 0 | 0 | 0 | 0 | 0 | 0 | 0 | 0 | 0 | 0 | 0 | 0 | 0 | 0 | 0 | 0 | 0 | 0 | 0 | 100 |  | 0 |  | Closed per DEER Characteristics
; |  |  |  | Lt | WD |  |  | NCC* | 0.035 | 0.035 | 0.035 | 0.035 | 0.035 | 0.035 | 0.035 | 0.035 | 0.035 | 0.035 | 0.035 | 0.035 | 0.035 | 0.035 | 0.035 | 0.035 | 0.035 | 0.035 | 0.035 | 0.035 | 0.035 | 0.035 | 0.035 | 0.035 | 100 |  | 0.84 |  | Rev from NCC Min = 0.07 => 0.035 to match closed
; |  |  |  |  | Sat |  |  | NCC* | 0.035 | 0.035 | 0.035 | 0.035 | 0.035 | 0.035 | 0.035 | 0.035 | 0.035 | 0.035 | 0.035 | 0.035 | 0.035 | 0.035 | 0.035 | 0.035 | 0.035 | 0.035 | 0.035 | 0.035 | 0.035 | 0.035 | 0.035 | 0.035 | 100 |  | 0.84 |  | Rev from NCC Min = 0.07 => 0.035 to match closed
; |  |  |  |  | Sun |  |  | NCC* | 0.035 | 0.035 | 0.035 | 0.035 | 0.035 | 0.035 | 0.035 | 0.035 | 0.035 | 0.035 | 0.035 | 0.035 | 0.035 | 0.035 | 0.035 | 0.035 | 0.035 | 0.035 | 0.035 | 0.035 | 0.035 | 0.035 | 0.035 | 0.035 | 100 |  | 0.84 |  | Rev from NCC Min = 0.07 => 0.035 to match closed
; |  |  |  | Plg | WD |  |  | NCC* | 0.02 | 0.02 | 0.02 | 0.02 | 0.02 | 0.02 | 0.02 | 0.02 | 0.02 | 0.02 | 0.02 | 0.02 | 0.02 | 0.02 | 0.02 | 0.02 | 0.02 | 0.02 | 0.02 | 0.02 | 0.02 | 0.02 | 0.02 | 0.02 | 100 |  | 0.48 |  | Rev from NCC Min = 0 => 0.02 to match closed
; |  |  |  |  | Sat |  |  | NCC* | 0.02 | 0.02 | 0.02 | 0.02 | 0.02 | 0.02 | 0.02 | 0.02 | 0.02 | 0.02 | 0.02 | 0.02 | 0.02 | 0.02 | 0.02 | 0.02 | 0.02 | 0.02 | 0.02 | 0.02 | 0.02 | 0.02 | 0.02 | 0.02 | 100 |  | 0.48 |  | Rev from NCC Min = 0 => 0.02 to match closed
; |  |  |  |  | Sun |  |  | NCC* | 0.02 | 0.02 | 0.02 | 0.02 | 0.02 | 0.02 | 0.02 | 0.02 | 0.02 | 0.02 | 0.02 | 0.02 | 0.02 | 0.02 | 0.02 | 0.02 | 0.02 | 0.02 | 0.02 | 0.02 | 0.02 | 0.02 | 0.02 | 0.02 | 100 |  | 0.48 |  | Rev from NCC Min = 0 => 0.02 to match closed
; | CCOL | Off | S3 | Occ | WD |  |  | NCC* | 0 | 0 | 0 | 0 | 0 | 0 | 0 | 0 | 0 | 0 | 0 | 0 | 0 | 0 | 0 | 0 | 0 | 0 | 0 | 0 | 0 | 0 | 0 | 0 | 100 |  | 0 |  | Closed per DEER Characteristics
; |  |  |  |  | Sat |  |  | NCC* | 0 | 0 | 0 | 0 | 0 | 0 | 0 | 0 | 0 | 0 | 0 | 0 | 0 | 0 | 0 | 0 | 0 | 0 | 0 | 0 | 0 | 0 | 0 | 0 | 100 |  | 0 |  | Closed per DEER Characteristics
; |  |  |  |  | Sun |  |  | NCC* | 0 | 0 | 0 | 0 | 0 | 0 | 0 | 0 | 0 | 0 | 0 | 0 | 0 | 0 | 0 | 0 | 0 | 0 | 0 | 0 | 0 | 0 | 0 | 0 | 100 |  | 0 |  | Closed per DEER Characteristics
; |  |  |  | Lt | WD |  |  | NCC* | 0.035 | 0.035 | 0.035 | 0.035 | 0.035 | 0.035 | 0.035 | 0.035 | 0.035 | 0.035 | 0.035 | 0.035 | 0.035 | 0.035 | 0.035 | 0.035 | 0.035 | 0.035 | 0.035 | 0.035 | 0.035 | 0.035 | 0.035 | 0.035 | 100 |  | 0.84 |  | Rev from NCC Min = 0.07 => 0.035 to match closed
; |  |  |  |  | Sat |  |  | NCC* | 0.035 | 0.035 | 0.035 | 0.035 | 0.035 | 0.035 | 0.035 | 0.035 | 0.035 | 0.035 | 0.035 | 0.035 | 0.035 | 0.035 | 0.035 | 0.035 | 0.035 | 0.035 | 0.035 | 0.035 | 0.035 | 0.035 | 0.035 | 0.035 | 100 |  | 0.84 |  | Rev from NCC Min = 0.07 => 0.035 to match closed
; |  |  |  |  | Sun |  |  | NCC* | 0.035 | 0.035 | 0.035 | 0.035 | 0.035 | 0.035 | 0.035 | 0.035 | 0.035 | 0.035 | 0.035 | 0.035 | 0.035 | 0.035 | 0.035 | 0.035 | 0.035 | 0.035 | 0.035 | 0.035 | 0.035 | 0.035 | 0.035 | 0.035 | 100 |  | 0.84 |  | Rev from NCC Min = 0.07 => 0.035 to match closed
; |  |  |  | Plg | WD |  |  | NCC* | 0.02 | 0.02 | 0.02 | 0.02 | 0.02 | 0.02 | 0.02 | 0.02 | 0.02 | 0.02 | 0.02 | 0.02 | 0.02 | 0.02 | 0.02 | 0.02 | 0.02 | 0.02 | 0.02 | 0.02 | 0.02 | 0.02 | 0.02 | 0.02 | 100 |  | 0.48 |  | Rev from NCC Min = 0 => 0.02 to match closed
; |  |  |  |  | Sat |  |  | NCC* | 0.02 | 0.02 | 0.02 | 0.02 | 0.02 | 0.02 | 0.02 | 0.02 | 0.02 | 0.02 | 0.02 | 0.02 | 0.02 | 0.02 | 0.02 | 0.02 | 0.02 | 0.02 | 0.02 | 0.02 | 0.02 | 0.02 | 0.02 | 0.02 | 100 |  | 0.48 |  | Rev from NCC Min = 0 => 0.02 to match closed
; |  |  |  |  | Sun |  |  | NCC* | 0.02 | 0.02 | 0.02 | 0.02 | 0.02 | 0.02 | 0.02 | 0.02 | 0.02 | 0.02 | 0.02 | 0.02 | 0.02 | 0.02 | 0.02 | 0.02 | 0.02 | 0.02 | 0.02 | 0.02 | 0.02 | 0.02 | 0.02 | 0.02 | 100 |  | 0.48 |  | Rev from NCC Min = 0 => 0.02 to match closed
; | CCOL | Kit | S3 | Occ | WD |  |  | NCC* | 0 | 0 | 0 | 0 | 0 | 0 | 0 | 0 | 0 | 0 | 0 | 0 | 0 | 0 | 0 | 0 | 0 | 0 | 0 | 0 | 0 | 0 | 0 | 0 | 100 |  | 0 |  | Closed per DEER Characteristics
; |  |  |  |  | Sat |  |  | NCC* | 0 | 0 | 0 | 0 | 0 | 0 | 0 | 0 | 0 | 0 | 0 | 0 | 0 | 0 | 0 | 0 | 0 | 0 | 0 | 0 | 0 | 0 | 0 | 0 | 100 |  | 0 |  | Closed per DEER Characteristics
; |  |  |  |  | Sun |  |  | NCC* | 0 | 0 | 0 | 0 | 0 | 0 | 0 | 0 | 0 | 0 | 0 | 0 | 0 | 0 | 0 | 0 | 0 | 0 | 0 | 0 | 0 | 0 | 0 | 0 | 100 |  | 0 |  | Closed per DEER Characteristics
; |  |  |  | Lt | WD |  |  | NCC* | 0.035 | 0.035 | 0.035 | 0.035 | 0.035 | 0.035 | 0.035 | 0.035 | 0.035 | 0.035 | 0.035 | 0.035 | 0.035 | 0.035 | 0.035 | 0.035 | 0.035 | 0.035 | 0.035 | 0.035 | 0.035 | 0.035 | 0.035 | 0.035 | 100 |  | 0.84 |  | Rev from CCIG Min = 0.08 => 0.035
; |  |  |  |  | Sat |  |  | NCC* | 0.035 | 0.035 | 0.035 | 0.035 | 0.035 | 0.035 | 0.035 | 0.035 | 0.035 | 0.035 | 0.035 | 0.035 | 0.035 | 0.035 | 0.035 | 0.035 | 0.035 | 0.035 | 0.035 | 0.035 | 0.035 | 0.035 | 0.035 | 0.035 | 100 |  | 0.84 |  | Rev from CCIG Min = 0.08 => 0.035
; |  |  |  |  | Sun |  |  | NCC* | 0.035 | 0.035 | 0.035 | 0.035 | 0.035 | 0.035 | 0.035 | 0.035 | 0.035 | 0.035 | 0.035 | 0.035 | 0.035 | 0.035 | 0.035 | 0.035 | 0.035 | 0.035 | 0.035 | 0.035 | 0.035 | 0.035 | 0.035 | 0.035 | 100 |  | 0.84 |  | Rev from CCIG Min = 0.08 => 0.035
; |  |  |  | Plg | WD |  |  | NCC* | 0.12 | 0.12 | 0.12 | 0.12 | 0.12 | 0.12 | 0.12 | 0.12 | 0.12 | 0.12 | 0.12 | 0.12 | 0.12 | 0.12 | 0.12 | 0.12 | 0.12 | 0.12 | 0.12 | 0.12 | 0.12 | 0.12 | 0.12 | 0.12 | 100 |  | 2.88 |  | Rev from CCIG Min = 0.08 => 0.12
; |  |  |  |  | Sat |  |  | NCC* | 0.12 | 0.12 | 0.12 | 0.12 | 0.12 | 0.12 | 0.12 | 0.12 | 0.12 | 0.12 | 0.12 | 0.12 | 0.12 | 0.12 | 0.12 | 0.12 | 0.12 | 0.12 | 0.12 | 0.12 | 0.12 | 0.12 | 0.12 | 0.12 | 100 |  | 2.88 |  | Rev from CCIG Min = 0.08 => 0.12
; |  |  |  |  | Sun |  |  | NCC* | 0.12 | 0.12 | 0.12 | 0.12 | 0.12 | 0.12 | 0.12 | 0.12 | 0.12 | 0.12 | 0.12 | 0.12 | 0.12 | 0.12 | 0.12 | 0.12 | 0.12 | 0.12 | 0.12 | 0.12 | 0.12 | 0.12 | 0.12 | 0.12 | 100 |  | 2.88 |  | Rev from CCIG Min = 0.08 => 0.12
; |  |  |  | Ckg | WD |  |  | NCC* | 0.08 | 0.08 | 0.08 | 0.08 | 0.08 | 0.08 | 0.08 | 0.08 | 0.08 | 0.08 | 0.08 | 0.08 | 0.08 | 0.08 | 0.08 | 0.08 | 0.08 | 0.08 | 0.08 | 0.08 | 0.08 | 0.08 | 0.08 | 0.08 | 100 |  | 1.92 |  | Rev from NCC Min = 0 => 0.08 to match closed
; |  |  |  |  | Sat |  |  | NCC* | 0.08 | 0.08 | 0.08 | 0.08 | 0.08 | 0.08 | 0.08 | 0.08 | 0.08 | 0.08 | 0.08 | 0.08 | 0.08 | 0.08 | 0.08 | 0.08 | 0.08 | 0.08 | 0.08 | 0.08 | 0.08 | 0.08 | 0.08 | 0.08 | 100 |  | 1.92 |  | Rev from NCC Min = 0 => 0.08 to match closed
; |  |  |  |  | Sun |  |  | NCC* | 0.08 | 0.08 | 0.08 | 0.08 | 0.08 | 0.08 | 0.08 | 0.08 | 0.08 | 0.08 | 0.08 | 0.08 | 0.08 | 0.08 | 0.08 | 0.08 | 0.08 | 0.08 | 0.08 | 0.08 | 0.08 | 0.08 | 0.08 | 0.08 | 100 |  | 1.92 |  | Rev from NCC Min = 0 => 0.08 to match closed
; | CCOL | Café | S3 | Occ | WD |  |  | NCC* | 0 | 0 | 0 | 0 | 0 | 0 | 0 | 0 | 0 | 0 | 0 | 0 | 0 | 0 | 0 | 0 | 0 | 0 | 0 | 0 | 0 | 0 | 0 | 0 | 100 |  | 0 |  | Rev to 0 for closed
; |  |  |  |  | Sat |  |  | NCC* | 0 | 0 | 0 | 0 | 0 | 0 | 0 | 0 | 0 | 0 | 0 | 0 | 0 | 0 | 0 | 0 | 0 | 0 | 0 | 0 | 0 | 0 | 0 | 0 | 100 |  | 0 |  | Rev to 0 for closed
; |  |  |  |  | Sun |  |  | NCC* | 0 | 0 | 0 | 0 | 0 | 0 | 0 | 0 | 0 | 0 | 0 | 0 | 0 | 0 | 0 | 0 | 0 | 0 | 0 | 0 | 0 | 0 | 0 | 0 | 100 |  | 0 |  | Rev to 0 for closed
; |  |  |  | Lt | WD |  |  | NCC* | 0.035 | 0.035 | 0.035 | 0.035 | 0.035 | 0.035 | 0.035 | 0.035 | 0.035 | 0.035 | 0.035 | 0.035 | 0.035 | 0.035 | 0.035 | 0.035 | 0.035 | 0.035 | 0.035 | 0.035 | 0.035 | 0.035 | 0.035 | 0.035 | 100 |  | 0.84 |  | Rev from CCIG Min = 0.1=> 0.05, Rev to Min if Occ is 0
; |  |  |  |  | Sat |  |  | NCC* | 0.035 | 0.035 | 0.035 | 0.035 | 0.035 | 0.035 | 0.035 | 0.035 | 0.035 | 0.035 | 0.035 | 0.035 | 0.035 | 0.035 | 0.035 | 0.035 | 0.035 | 0.035 | 0.035 | 0.035 | 0.035 | 0.035 | 0.035 | 0.035 | 100 |  | 0.84 |  | Rev from CCIG Min = 0.1=> 0.05, Rev to Min if Occ is 0
; |  |  |  |  | Sun |  |  | NCC* | 0.035 | 0.035 | 0.035 | 0.035 | 0.035 | 0.035 | 0.035 | 0.035 | 0.035 | 0.035 | 0.035 | 0.035 | 0.035 | 0.035 | 0.035 | 0.035 | 0.035 | 0.035 | 0.035 | 0.035 | 0.035 | 0.035 | 0.035 | 0.035 | 100 |  | 0.84 |  | Rev from CCIG Min = 0.1=> 0.05, Rev to Min if Occ is 0
; |  |  |  | Plg | WD |  |  | NCC* | 0.02 | 0.02 | 0.02 | 0.02 | 0.02 | 0.02 | 0.02 | 0.02 | 0.02 | 0.02 | 0.02 | 0.02 | 0.02 | 0.02 | 0.02 | 0.02 | 0.02 | 0.02 | 0.02 | 0.02 | 0.02 | 0.02 | 0.02 | 0.02 | 100 |  | 0.48 |  | Rev from CCIG Min = 0.1=> 0.02, Rev to Min if Occ is 0
; |  |  |  |  | Sat |  |  | NCC* | 0.02 | 0.02 | 0.02 | 0.02 | 0.02 | 0.02 | 0.02 | 0.02 | 0.02 | 0.02 | 0.02 | 0.02 | 0.02 | 0.02 | 0.02 | 0.02 | 0.02 | 0.02 | 0.02 | 0.02 | 0.02 | 0.02 | 0.02 | 0.02 | 100 |  | 0.48 |  | Rev from CCIG Min = 0.1=> 0.02, Rev to Min if Occ is 0
; |  |  |  |  | Sun |  |  | NCC* | 0.02 | 0.02 | 0.02 | 0.02 | 0.02 | 0.02 | 0.02 | 0.02 | 0.02 | 0.02 | 0.02 | 0.02 | 0.02 | 0.02 | 0.02 | 0.02 | 0.02 | 0.02 | 0.02 | 0.02 | 0.02 | 0.02 | 0.02 | 0.02 | 100 |  | 0.48 |  | Rev from CCIG Min = 0.1=> 0.02, Rev to Min if Occ is 0
; | CCOL | Comp | S3 | Occ | WD |  |  | NCC* | 0 | 0 | 0 | 0 | 0 | 0 | 0 | 0 | 0 | 0 | 0 | 0 | 0 | 0 | 0 | 0 | 0 | 0 | 0 | 0 | 0 | 0 | 0 | 0 | 100 |  | 0 |  | Rev to 0 for closed
; |  |  |  |  | Sat |  |  | NCC* | 0 | 0 | 0 | 0 | 0 | 0 | 0 | 0 | 0 | 0 | 0 | 0 | 0 | 0 | 0 | 0 | 0 | 0 | 0 | 0 | 0 | 0 | 0 | 0 | 100 |  | 0 |  | Rev to 0 for closed
; |  |  |  |  | Sun |  |  | NCC* | 0 | 0 | 0 | 0 | 0 | 0 | 0 | 0 | 0 | 0 | 0 | 0 | 0 | 0 | 0 | 0 | 0 | 0 | 0 | 0 | 0 | 0 | 0 | 0 | 100 |  | 0 |  | Rev to 0 for closed
; |  |  |  | Lt | WD |  |  | NCC* | 0.035 | 0.035 | 0.035 | 0.035 | 0.035 | 0.035 | 0.035 | 0.035 | 0.035 | 0.035 | 0.035 | 0.035 | 0.035 | 0.035 | 0.035 | 0.035 | 0.035 | 0.035 | 0.035 | 0.035 | 0.035 | 0.035 | 0.035 | 0.035 | 100 |  | 0.84 |  | Rev from CCIG Min = 0.1=> 0.05, Rev to Min if Occ is 0 |  |  | Reduced from 5% -> 3.5% (no reason for higher load than Summer session baseline)
; |  |  |  |  | Sat |  |  | NCC* | 0.035 | 0.035 | 0.035 | 0.035 | 0.035 | 0.035 | 0.035 | 0.035 | 0.035 | 0.035 | 0.035 | 0.035 | 0.035 | 0.035 | 0.035 | 0.035 | 0.035 | 0.035 | 0.035 | 0.035 | 0.035 | 0.035 | 0.035 | 0.035 | 100 |  | 0.84 |  | Rev from CCIG Min = 0.1=> 0.05, Rev to Min if Occ is 0 |  |  | Reduced from 5% -> 3.5% (no reason for higher load than Summer session baseline)
; |  |  |  |  | Sun |  |  | NCC* | 0.035 | 0.035 | 0.035 | 0.035 | 0.035 | 0.035 | 0.035 | 0.035 | 0.035 | 0.035 | 0.035 | 0.035 | 0.035 | 0.035 | 0.035 | 0.035 | 0.035 | 0.035 | 0.035 | 0.035 | 0.035 | 0.035 | 0.035 | 0.035 | 100 |  | 0.84 |  | Rev from CCIG Min = 0.1=> 0.05, Rev to Min if Occ is 0 |  |  | Reduced from 5% -> 3.5% (no reason for higher load than Summer session baseline)
; |  |  |  | Plg | WD |  |  | NCC* | 0.2 | 0.2 | 0.2 | 0.2 | 0.2 | 0.2 | 0.2 | 0.2 | 0.2 | 0.2 | 0.2 | 0.2 | 0.2 | 0.2 | 0.2 | 0.2 | 0.2 | 0.2 | 0.2 | 0.2 | 0.2 | 0.2 | 0.2 | 0.2 | 100 |  | 4.8 |  | Load drops back to 50%, NCC => 5%
; |  |  |  |  | Sat |  |  | NCC* | 0.2 | 0.2 | 0.2 | 0.2 | 0.2 | 0.2 | 0.2 | 0.2 | 0.2 | 0.2 | 0.2 | 0.2 | 0.2 | 0.2 | 0.2 | 0.2 | 0.2 | 0.2 | 0.2 | 0.2 | 0.2 | 0.2 | 0.2 | 0.2 | 100 |  | 4.8 |  | Load drops back to 50%, NCC => 5%
; |  |  |  |  | Sun |  |  | NCC* | 0.2 | 0.2 | 0.2 | 0.2 | 0.2 | 0.2 | 0.2 | 0.2 | 0.2 | 0.2 | 0.2 | 0.2 | 0.2 | 0.2 | 0.2 | 0.2 | 0.2 | 0.2 | 0.2 | 0.2 | 0.2 | 0.2 | 0.2 | 0.2 | 100 |  | 4.8 |  | Load drops back to 50%, NCC => 5%
; | CCOL | DHW | S3 | HW | WD |  |  | NCC* | 0 | 0 | 0 | 0 | 0 | 0 | 0 | 0 | 0 | 0 | 0 | 0 | 0 | 0 | 0 | 0 | 0 | 0 | 0 | 0 | 0 | 0 | 0 | 0 | 100 |  | 0 |  | Rev to reflect only office open |  | Eliminated load to reflect occup (office NOT open)
; |  |  |  |  | Sat |  |  | NCC* | 0 | 0 | 0 | 0 | 0 | 0 | 0 | 0 | 0 | 0 | 0 | 0 | 0 | 0 | 0 | 0 | 0 | 0 | 0 | 0 | 0 | 0 | 0 | 0 | 100 |  | 0 |  | Rev to reflect only office open
; |  |  |  |  | Sun |  |  | NCC* | 0 | 0 | 0 | 0 | 0 | 0 | 0 | 0 | 0 | 0 | 0 | 0 | 0 | 0 | 0 | 0 | 0 | 0 | 0 | 0 | 0 | 0 | 0 | 0 | 100 |  | 0 |  | Rev to reflect only office open
; | UNIV | Class | S1 | Occ | WD |  |  | NCC | 0 | 0 | 0 | 0 | 0 | 0 | 0 | 0.3 | 1 | 1 | 1 | 0.85 | 0.7 | 0.85 | 1 | 1 | 1 | 0.6 | 0.95 | 1 | 0.8 | 0.4 | 0.1 | 0.05 | 100 |  | 12.6
; |  |  |  |  | Sat |  |  | NCC | 0 | 0 | 0 | 0 | 0 | 0 | 0 | 0.1 | 0.4 | 0.8 | 0.8 | 0.7 | 0.6 | 0.7 | 0.8 | 0.8 | 0.5 | 0.25 | 0.1 | 0 | 0 | 0 | 0 | 0 | 100 |  | 6.55
; |  |  |  |  | Sun |  |  | NCC | 0 | 0 | 0 | 0 | 0 | 0 | 0 | 0 | 0 | 0 | 0.15 | 0.15 | 0 | 0 | 0 | 0 | 0 | 0 | 0 | 0 | 0 | 0 | 0 | 0 | 100 |  | 0.3
; |  |  |  | Lt | WD |  |  | NCC | 0.05 | 0.05 | 0.05 | 0.05 | 0.05 | 0.05 | 0.5 | 0.8 | 1 | 1 | 1 | 0.9 | 0.9 | 0.9 | 1 | 1 | 1 | 0.9 | 0.9 | 0.9 | 0.8 | 0.7 | 0.5 | 0.2 | 100 |  | 15.2
; |  |  |  |  | Sat |  |  | NCC | 0.05 | 0.05 | 0.05 | 0.05 | 0.05 | 0.05 | 0.05 | 0.8 | 1 | 1 | 1 | 0.9 | 0.9 | 0.9 | 1 | 1 | 0.7 | 0.4 | 0.2 | 0.05 | 0.05 | 0.05 | 0.05 | 0.05 | 100 |  | 10.4
; |  |  |  |  | Sun |  |  | NCC | 0.05 | 0.05 | 0.05 | 0.05 | 0.05 | 0.05 | 0.05 | 0.05 | 0.05 | 0.05 | 0.25 | 0.25 | 0.05 | 0.05 | 0.05 | 0.05 | 0.05 | 0.05 | 0.05 | 0.05 | 0.05 | 0.05 | 0.05 | 0.05 | 100 |  | 1.6
; |  |  |  | Plg | WD |  |  | NCC | 0.05 | 0.05 | 0.05 | 0.05 | 0.05 | 0.05 | 0.2 | 0.8 | 1 | 1 | 1 | 0.9 | 0.9 | 0.9 | 1 | 1 | 1 | 0.9 | 0.9 | 0.9 | 0.8 | 0.7 | 0.3 | 0.1 | 100 |  | 14.6
; |  |  |  |  | Sat |  |  | NCC* | 0.05 | 0.05 | 0.05 | 0.05 | 0.05 | 0.05 | 0.05 | 0.8 | 1 | 1 | 1 | 0.9 | 0.9 | 0.9 | 1 | 1 | 0.7 | 0.4 | 0.2 | 0.05 | 0.05 | 0.05 | 0.05 | 0.05 | 100 |  | 10.4 |  | Rev min 0=> 0.05 to match closed periods
; |  |  |  |  | Sun |  |  | NCC* | 0.05 | 0.05 | 0.05 | 0.05 | 0.05 | 0.05 | 0.05 | 0.05 | 0.05 | 0.05 | 0.2 | 0.2 | 0.05 | 0.05 | 0.05 | 0.05 | 0.05 | 0.05 | 0.05 | 0.05 | 0.05 | 0.05 | 0.05 | 0.05 | 100 |  | 1.5 |  | Rev min 0=> 0.05 to match closed periods
; | UNIV | Off | S1 | Occ | WD |  |  | NCC | 0 | 0 | 0 | 0 | 0 | 0 | 0 | 0.3 | 1 | 1 | 1 | 0.8 | 0.4 | 0.8 | 1 | 1 | 1 | 0.3 | 0.1 | 0.1 | 0.1 | 0.05 | 0.05 | 0.05 | 100 |  | 9.05
; |  |  |  |  | Sat |  |  | NCC | 0 | 0 | 0 | 0 | 0 | 0 | 0 | 0 | 0.1 | 0.2 | 0.2 | 0.2 | 0.2 | 0 | 0 | 0 | 0 | 0 | 0 | 0 | 0 | 0 | 0 | 0 | 100 |  | 0.9
; |  |  |  |  | Sun |  |  | NCC | 0 | 0 | 0 | 0 | 0 | 0 | 0 | 0 | 0 | 0 | 0 | 0 | 0 | 0 | 0 | 0 | 0 | 0 | 0 | 0 | 0 | 0 | 0 | 0 | 100 |  | 0
; |  |  |  | Lt | WD |  |  | NCC | 0.05 | 0.05 | 0.05 | 0.05 | 0.05 | 0.05 | 0.05 | 0.8 | 0.9 | 0.9 | 0.95 | 0.95 | 0.8 | 0.8 | 0.9 | 0.9 | 0.95 | 0.8 | 0.7 | 0.6 | 0.4 | 0.1 | 0.05 | 0.05 | 100 |  | 11.9
; |  |  |  |  | Sat |  |  | NCC | 0.05 | 0.05 | 0.05 | 0.05 | 0.05 | 0.05 | 0.05 | 0.05 | 0.2 | 0.4 | 0.4 | 0.4 | 0.4 | 0.05 | 0.05 | 0.05 | 0.05 | 0.05 | 0.05 | 0.05 | 0.05 | 0.05 | 0.05 | 0.05 | 100 |  | 2.75
; |  |  |  |  | Sun |  |  | NCC | 0.05 | 0.05 | 0.05 | 0.05 | 0.05 | 0.05 | 0.05 | 0.05 | 0.05 | 0.05 | 0.05 | 0.05 | 0.05 | 0.05 | 0.05 | 0.05 | 0.05 | 0.05 | 0.05 | 0.05 | 0.05 | 0.05 | 0.05 | 0.05 | 100 |  | 1.2
; |  |  |  | Plg | WD |  |  | NCC | 0.05 | 0.05 | 0.05 | 0.05 | 0.05 | 0.05 | 0.05 | 0.8 | 0.9 | 0.9 | 0.95 | 0.95 | 0.8 | 0.8 | 0.9 | 0.9 | 0.95 | 0.8 | 0.7 | 0.6 | 0.4 | 0.1 | 0.05 | 0.05 | 100 |  | 11.9
; |  |  |  |  | Sat |  |  | NCC* | 0.05 | 0.05 | 0.05 | 0.05 | 0.05 | 0.05 | 0.05 | 0.05 | 0.2 | 0.4 | 0.4 | 0.4 | 0.4 | 0.05 | 0.05 | 0.05 | 0.05 | 0.05 | 0.05 | 0.05 | 0.05 | 0.05 | 0.05 | 0.05 | 100 |  | 2.75 |  | Rev min 0=> 0.05 to match closed periods
; |  |  |  |  | Sun |  |  | NCC* | 0.05 | 0.05 | 0.05 | 0.05 | 0.05 | 0.05 | 0.05 | 0.05 | 0.05 | 0.05 | 0.05 | 0.05 | 0.05 | 0.05 | 0.05 | 0.05 | 0.05 | 0.05 | 0.05 | 0.05 | 0.05 | 0.05 | 0.05 | 0.05 | 100 |  | 1.2 |  | Rev min 0=> 0.05 to match closed periods
; | UNIV | Kit | S1 | Occ | WD |  |  | NCC* | 0 | 0 | 0 | 0 | 0 | 0 | 0 | 0 | 0 | 0.3 | 0.3 | 0.9 | 0.9 | 0.3 | 0.3 | 0.3 | 0.3 | 0 | 0 | 0 | 0 | 0 | 0 | 0 | 100 |  | 3.6 |  | From NCC Community College
; |  |  |  |  | Sat |  |  | NCC* | 0 | 0 | 0 | 0 | 0 | 0 | 0 | 0 | 0 | 0 | 0 | 0 | 0 | 0 | 0 | 0 | 0 | 0 | 0 | 0 | 0 | 0 | 0 | 0 | 100 |  | 0 |  | From NCC Community College
; |  |  |  |  | Sun |  |  | NCC* | 0 | 0 | 0 | 0 | 0 | 0 | 0 | 0 | 0 | 0 | 0 | 0 | 0 | 0 | 0 | 0 | 0 | 0 | 0 | 0 | 0 | 0 | 0 | 0 | 100 |  | 0 |  | From NCC Community College
; |  |  |  | Lt | WD |  |  | NCC* | 0.1 | 0.1 | 0.1 | 0.1 | 0.1 | 0.3 | 0.3 | 0.5 | 1 | 1 | 1 | 1 | 1 | 1 | 1 | 1 | 1 | 0.25 | 0.1 | 0.1 | 0.1 | 0.1 | 0.1 | 0.1 | 100 |  | 11.45 |  | From NCC Community College
; |  |  |  |  | Sat |  |  | NCC* | 0.05 | 0.05 | 0.05 | 0.05 | 0.05 | 0.05 | 0.05 | 0.05 | 0.05 | 0.05 | 0.05 | 0.05 | 0.05 | 0.05 | 0.05 | 0.05 | 0.05 | 0.05 | 0.05 | 0.05 | 0.05 | 0.05 | 0.05 | 0.05 | 100 |  | 1.2 |  | From NCC Community College |  | 6/21/05 Revised KJM
; |  |  |  |  | Sun |  |  | NCC* | 0.05 | 0.05 | 0.05 | 0.05 | 0.05 | 0.05 | 0.05 | 0.05 | 0.05 | 0.05 | 0.05 | 0.05 | 0.05 | 0.05 | 0.05 | 0.05 | 0.05 | 0.05 | 0.05 | 0.05 | 0.05 | 0.05 | 0.05 | 0.05 | 100 |  | 1.2 |  | From NCC Community College |  | 6/21/05 Revised KJM
; |  |  |  | Plg | WD |  |  | NCC* | 0.3 | 0.3 | 0.3 | 0.3 | 0.3 | 0.3 | 0.6 | 0.6 | 0.6 | 0.6 | 0.6 | 0.6 | 0.6 | 0.6 | 0.6 | 0.6 | 0.6 | 1 | 1 | 1 | 1 | 0.3 | 0.3 | 0.3 | 100 |  | 13.3 |  | From NCC Community College
; |  |  |  |  | Sat |  |  | NCC* | 0.3 | 0.3 | 0.3 | 0.3 | 0.3 | 0.3 | 0.3 | 0.3 | 0.3 | 0.3 | 0.3 | 0.3 | 0.3 | 0.3 | 0.3 | 0.3 | 0.3 | 0.3 | 0.3 | 0.3 | 0.3 | 0.3 | 0.3 | 0.3 | 100 |  | 7.2 |  | From NCC Community College |  | Reduced peak period from 0.4 to 0.3 due to no occup or ltg
; |  |  |  |  | Sun |  |  | NCC* | 0.3 | 0.3 | 0.3 | 0.3 | 0.3 | 0.3 | 0.3 | 0.3 | 0.3 | 0.3 | 0.3 | 0.3 | 0.3 | 0.3 | 0.3 | 0.3 | 0.3 | 0.3 | 0.3 | 0.3 | 0.3 | 0.3 | 0.3 | 0.3 | 100 |  | 7.2 |  | From NCC Community College |  | Reduced peak period from 0.4 to 0.0 due to no occup or ltg
; |  |  |  | Ckg | WD |  |  | NCC* | 0.2 | 0.2 | 0.2 | 0.2 | 0.2 | 0.2 | 0.5 | 0.5 | 0.75 | 0.75 | 1 | 1 | 0.5 | 0.5 | 0.25 | 0.5 | 0.75 | 0.75 | 0.5 | 0.25 | 0.2 | 0.2 | 0.2 | 0.2 | 100 |  | 10.5 |  | From NCC Community College
; |  |  |  |  | Sat |  |  | NCC* | 0.2 | 0.2 | 0.2 | 0.2 | 0.2 | 0.2 | 0.2 | 0.2 | 0.2 | 0.2 | 0.2 | 0.2 | 0.2 | 0.2 | 0.2 | 0.2 | 0.2 | 0.2 | 0.2 | 0.2 | 0.2 | 0.2 | 0.2 | 0.2 | 100 |  | 4.8 |  | From NCC Community College
; |  |  |  |  | Sun |  |  | NCC* | 0.2 | 0.2 | 0.2 | 0.2 | 0.2 | 0.2 | 0.2 | 0.2 | 0.2 | 0.2 | 0.2 | 0.2 | 0.2 | 0.2 | 0.2 | 0.2 | 0.2 | 0.2 | 0.2 | 0.2 | 0.2 | 0.2 | 0.2 | 0.2 | 100 |  | 4.8 |  | From NCC Community College
; | UNIV | Café | S1 | Occ | WD |  |  | NCC* | 0 | 0 | 0 | 0 | 0 | 0 | 0 | 0 | 0 | 0.3 | 0.3 | 0.9 | 0.9 | 0.3 | 0.3 | 0.3 | 0.3 | 0 | 0 | 0 | 0 | 0 | 0 | 0 | 100 |  | 3.6 |  | From NCC Community College
; |  |  |  |  | Sat |  |  | NCC* | 0 | 0 | 0 | 0 | 0 | 0 | 0 | 0 | 0 | 0 | 0 | 0 | 0 | 0 | 0 | 0 | 0 | 0 | 0 | 0 | 0 | 0 | 0 | 0 | 100 |  | 0 |  | From NCC Community College
; |  |  |  |  | Sun |  |  | NCC* | 0 | 0 | 0 | 0 | 0 | 0 | 0 | 0 | 0 | 0 | 0 | 0 | 0 | 0 | 0 | 0 | 0 | 0 | 0 | 0 | 0 | 0 | 0 | 0 | 100 |  | 0 |  | From NCC Community College
; |  |  |  | Lt | WD |  |  | NCC* | 0.1 | 0.1 | 0.1 | 0.1 | 0.1 | 0.3 | 0.3 | 0.5 | 1 | 1 | 1 | 1 | 1 | 1 | 1 | 1 | 1 | 0.25 | 0.1 | 0.1 | 0.1 | 0.1 | 0.1 | 0.1 | 100 |  | 11.45 |  | From NCC Community College
; |  |  |  |  | Sat |  |  | NCC* | 0.05 | 0.05 | 0.05 | 0.05 | 0.05 | 0.05 | 0.05 | 0.05 | 0.05 | 0.05 | 0.05 | 0.05 | 0.05 | 0.05 | 0.05 | 0.05 | 0.05 | 0.05 | 0.05 | 0.05 | 0.05 | 0.05 | 0.05 | 0.05 | 100 |  | 1.2 |  | From NCC Community College |  | 6/21/05 Revised KJM
; |  |  |  |  | Sun |  |  | NCC* | 0.05 | 0.05 | 0.05 | 0.05 | 0.05 | 0.05 | 0.05 | 0.05 | 0.05 | 0.05 | 0.05 | 0.05 | 0.05 | 0.05 | 0.05 | 0.05 | 0.05 | 0.05 | 0.05 | 0.05 | 0.05 | 0.05 | 0.05 | 0.05 | 100 |  | 1.2 |  | From NCC Community College |  | 6/21/05 Revised KJM
; |  |  |  | Plg | WD |  |  | NCC* | 0 | 0 | 0 | 0 | 0 | 0 | 0.6 | 0.6 | 0.6 | 0.6 | 0.6 | 0.6 | 0.6 | 0.6 | 0.6 | 0.6 | 0.6 | 1 | 1 | 1 | 1 | 0 | 0 | 0 | 100 |  | 10.6 |  | From NCC Community College
; |  |  |  |  | Sat |  |  | NCC* | 0 | 0 | 0 | 0 | 0 | 0 | 0 | 0 | 0 | 0 | 0 | 0 | 0 | 0 | 0 | 0 | 0 | 0 | 0 | 0 | 0 | 0 | 0 | 0 | 100 |  | 0 |  | From NCC Community College |  | Reduced peak period from 0.4 to 0.0 due to no occup or ltg
; |  |  |  |  | Sun |  |  | NCC* | 0 | 0 | 0 | 0 | 0 | 0 | 0 | 0 | 0 | 0 | 0 | 0 | 0 | 0 | 0 | 0 | 0 | 0 | 0 | 0 | 0 | 0 | 0 | 0 | 100 |  | 0 |  | From NCC Community College |  | Reduced peak period from 0.4 to 0.0 due to no occup or ltg
; | UNIV | Comp | S1 | Occ | WD |  |  | NCC* | 0 | 0 | 0 | 0 | 0 | 0 | 0.2 | 0.5 | 1 | 1 | 1 | 1 | 1 | 1 | 1 | 1 | 1 | 0 | 0 | 0 | 0 | 0 | 0 | 0 | 100 |  | 9.7 |  | From NCC Community College
; |  |  |  |  | Sat |  |  | NCC* | 0 | 0 | 0 | 0 | 0 | 0 | 0 | 0 | 0 | 0 | 0 | 0 | 0 | 0 | 0 | 0 | 0 | 0 | 0 | 0 | 0 | 0 | 0 | 0 | 100 |  | 0 |  | From NCC Community College
; |  |  |  |  | Sun |  |  | NCC* | 0 | 0 | 0 | 0 | 0 | 0 | 0 | 0 | 0 | 0 | 0 | 0 | 0 | 0 | 0 | 0 | 0 | 0 | 0 | 0 | 0 | 0 | 0 | 0 | 100 |  | 0 |  | From NCC Community College
; |  |  |  | Lt | WD |  |  | NCC* | 0.1 | 0.1 | 0.1 | 0.1 | 0.1 | 0.3 | 0.3 | 0.5 | 1 | 1 | 1 | 1 | 1 | 1 | 1 | 1 | 1 | 0.25 | 0.1 | 0.1 | 0.1 | 0.1 | 0.1 | 0.1 | 100 |  | 11.45 |  | From NCC Community College
; |  |  |  |  | Sat |  |  | NCC* | 0.05 | 0.05 | 0.05 | 0.05 | 0.05 | 0.05 | 0.05 | 0.05 | 0.05 | 0.05 | 0.05 | 0.05 | 0.05 | 0.05 | 0.05 | 0.05 | 0.05 | 0.05 | 0.05 | 0.05 | 0.05 | 0.05 | 0.05 | 0.05 | 100 |  | 1.2 |  | From NCC Community College
; |  |  |  |  | Sun |  |  | NCC* | 0.05 | 0.05 | 0.05 | 0.05 | 0.05 | 0.05 | 0.05 | 0.05 | 0.05 | 0.05 | 0.05 | 0.05 | 0.05 | 0.05 | 0.05 | 0.05 | 0.05 | 0.05 | 0.05 | 0.05 | 0.05 | 0.05 | 0.05 | 0.05 | 100 |  | 1.2 |  | From NCC Community College
; |  |  |  | Plg | WD |  |  | NCC* | 0.5 | 0.5 | 0.5 | 0.5 | 0.5 | 0.5 | 0.5 | 0.5 | 1 | 1 | 1 | 1 | 1 | 1 | 1 | 1 | 1 | 0.5 | 0.5 | 0.5 | 0.5 | 0.5 | 0.5 | 0.5 | 100 |  | 16.5 |  | Load drops back to 50%, NCC => 5%
; |  |  |  |  | Sat |  |  | NCC* | 0.5 | 0.5 | 0.5 | 0.5 | 0.5 | 0.5 | 0.5 | 0.5 | 0.5 | 0.5 | 0.5 | 0.5 | 0.5 | 0.5 | 0.5 | 0.5 | 0.5 | 0.5 | 0.5 | 0.5 | 0.5 | 0.5 | 0.5 | 0.5 | 100 |  | 12 |  | Load drops back to 50%, NCC => 5%
; |  |  |  |  | Sun |  |  | NCC* | 0.5 | 0.5 | 0.5 | 0.5 | 0.5 | 0.5 | 0.5 | 0.5 | 0.5 | 0.5 | 0.5 | 0.5 | 0.5 | 0.5 | 0.5 | 0.5 | 0.5 | 0.5 | 0.5 | 0.5 | 0.5 | 0.5 | 0.5 | 0.5 | 100 |  | 12 |  | Load drops back to 50%, NCC => 5%
; | UNIV | Dorm | S1 | Occ | WD |  |  | CCIG | 1 | 1 | 1 | 1 | 1 | 1 | 1 | 1 | 0.2 | 0.2 | 0.2 | 0.2 | 0.2 | 0.2 | 0.2 | 0.2 | 0.2 | 0.8 | 0.8 | 0.6 | 0.6 | 0.6 | 1 | 1 | 100 |  | 15.2
; |  |  |  |  | Sat |  |  | CCIG | 1 | 1 | 1 | 1 | 1 | 1 | 1 | 1 | 1 | 1 | 0.5 | 0.5 | 0.5 | 0.5 | 0.5 | 0.5 | 0.5 | 0.8 | 0.8 | 0.6 | 0.6 | 0.6 | 1 | 1 | 100 |  | 18.9
; |  |  |  |  | Sun |  |  | CCIG | 1 | 1 | 1 | 1 | 1 | 1 | 1 | 1 | 1 | 1 | 1 | 0.5 | 0.5 | 0.5 | 0.5 | 0.5 | 0.5 | 0.5 | 0.5 | 0.5 | 0.5 | 0.5 | 1 | 1 | 100 |  | 18.5
; |  |  |  | Lt | WD |  |  | CCIG | 0.2 | 0.2 | 0.2 | 0.2 | 0.2 | 0.2 | 0.2 | 0.2 | 0.5 | 0.5 | 0.5 | 0.5 | 0.5 | 0.5 | 0.5 | 0.5 | 0.5 | 0.8 | 0.8 | 1 | 1 | 1 | 0.4 | 0.4 | 100 |  | 11.5
; |  |  |  |  | Sat |  |  | CCIG | 0.2 | 0.2 | 0.2 | 0.2 | 0.2 | 0.2 | 0.2 | 0.2 | 0.2 | 0.2 | 0.7 | 0.7 | 0.7 | 0.7 | 0.7 | 0.7 | 0.7 | 0.7 | 0.7 | 0.7 | 0.7 | 0.7 | 1 | 1 | 100 |  | 12.4
; |  |  |  |  | Sun |  |  | CCIG | 0.2 | 0.2 | 0.2 | 0.2 | 0.2 | 0.2 | 0.2 | 0.2 | 0.2 | 0.2 | 0.5 | 0.5 | 0.5 | 0.5 | 0.5 | 0.5 | 0.5 | 0.5 | 0.5 | 0.5 | 0.5 | 0.5 | 0.8 | 0.8 | 100 |  | 9.6
; |  |  |  | Plg | WD |  |  | CCIG | 0.2 | 0.2 | 0.2 | 0.2 | 0.2 | 0.2 | 0.2 | 0.2 | 0.5 | 0.5 | 0.5 | 0.5 | 0.5 | 0.5 | 0.5 | 0.5 | 0.5 | 0.8 | 0.8 | 1 | 1 | 1 | 0.4 | 0.4 | 100 |  | 11.5
; |  |  |  |  | Sat |  |  | CCIG | 0.2 | 0.2 | 0.2 | 0.2 | 0.2 | 0.2 | 0.2 | 0.2 | 0.2 | 0.2 | 0.7 | 0.7 | 0.7 | 0.7 | 0.7 | 0.7 | 0.7 | 0.7 | 0.7 | 0.7 | 0.7 | 0.7 | 1 | 1 | 100 |  | 12.4
; |  |  |  |  | Sun |  |  | CCIG | 0.2 | 0.2 | 0.2 | 0.2 | 0.2 | 0.2 | 0.2 | 0.2 | 0.2 | 0.2 | 0.5 | 0.5 | 0.5 | 0.5 | 0.5 | 0.5 | 0.5 | 0.5 | 0.5 | 0.5 | 0.5 | 0.5 | 0.8 | 0.8 | 100 |  | 9.6
; | UNIV | DHW | S1 | HW | WD |  |  | NCC* | 0.0175 | 0.0175 | 0.0175 | 0.0175 | 0.0175 | 0.07 | 0.28 | 0.545 | 1 | 1 | 1 | 0.854 | 0.654 | 0.861 | 1 | 1 | 1 | 0.736 | 0.892 | 0.904 | 0.702 | 0.372 | 0.125 | 0.085 | 100 |  | 13.1675 |  | Rev to be combined DORM, Office, Other
; |  |  |  |  | Sat |  |  | NCC* | 0.0175 | 0.0175 | 0.0175 | 0.0175 | 0.0175 | 0.0175 | 0.07 | 0.255 | 0.515 | 0.855 | 0.7325 | 0.6525 | 0.5725 | 0.6125 | 0.7625 | 0.7975 | 0.5225 | 0.396 | 0.248 | 0.105 | 0.084 | 0.063 | 0.07 | 0.035 | 100 |  | 7.4535 |  | Rev to be combined DORM, Office, Other
; |  |  |  |  | Sun |  |  | NCC* | 0.0175 | 0.0175 | 0.0175 | 0.0175 | 0.0175 | 0.0175 | 0.0175 | 0.07 | 0.105 | 0.105 | 0.19 | 0.155 | 0.0525 | 0.07 | 0.0875 | 0.105 | 0.1225 | 0.07 | 0.0525 | 0.035 | 0.035 | 0.035 | 0.07 | 0.035 | 100 |  | 1.5175 |  | Rev to be combined DORM, Office, Other
; | UNIV | Class | S2 | Occ | WD |  |  | NCC | 0 | 0 | 0 | 0 | 0 | 0 | 0 | 0.36 | 0.36 | 0.36 | 0.36 | 0.36 | 0.24 | 0.24 | 0.24 | 0.24 | 0.24 | 0.4 | 0.4 | 0.4 | 0.4 | 0 | 0 | 0 | 100 |  | 4.6
; |  |  |  |  | Sat |  |  | NCC | 0 | 0 | 0 | 0 | 0 | 0 | 0 | 0.2 | 0.2 | 0.2 | 0.2 | 0.2 | 0.2 | 0.2 | 0.2 | 0.2 | 0 | 0 | 0 | 0 | 0 | 0 | 0 | 0 | 100 |  | 1.8
; |  |  |  |  | Sun |  |  | NCC | 0 | 0 | 0 | 0 | 0 | 0 | 0 | 0 | 0 | 0 | 0 | 0 | 0 | 0 | 0 | 0 | 0 | 0 | 0 | 0 | 0 | 0 | 0 | 0 | 100 |  | 0
; |  |  |  | Lt | WD |  |  | NCC* | 0.035 | 0.035 | 0.035 | 0.035 | 0.035 | 0.7 | 0.7 | 0.7 | 0.7 | 0.7 | 0.7 | 0.49 | 0.49 | 0.49 | 0.49 | 0.49 | 0.49 | 0.7 | 0.7 | 0.7 | 0.7 | 0.035 | 0.035 | 0.035 | 100 |  | 10.22 |  | Rev from NCC Min = 0.07 => 0.035 to match closed
; |  |  |  |  | Sat |  |  | NCC* | 0.035 | 0.035 | 0.035 | 0.035 | 0.035 | 0.7 | 0.7 | 0.35 | 0.35 | 0.35 | 0.35 | 0.35 | 0.35 | 0.35 | 0.35 | 0.35 | 0.035 | 0.035 | 0.035 | 0.035 | 0.035 | 0.035 | 0.035 | 0.035 | 100 |  | 5.005 |  | Rev from NCC Min = 0.07 => 0.035 to match closed
; |  |  |  |  | Sun |  |  | NCC | 0.035 | 0.035 | 0.035 | 0.035 | 0.035 | 0.035 | 0.035 | 0.035 | 0.035 | 0.035 | 0.035 | 0.035 | 0.035 | 0.035 | 0.035 | 0.035 | 0.035 | 0.035 | 0.035 | 0.035 | 0.035 | 0.035 | 0.035 | 0.035 | 100 |  | 0.84
; |  |  |  | Plg | WD |  |  | NCC* | 0.02 | 0.02 | 0.02 | 0.02 | 0.02 | 0.02 | 0.24 | 0.24 | 0.24 | 0.24 | 0.24 | 0.24 | 0.24 | 0.24 | 0.24 | 0.24 | 0.24 | 0.4 | 0.4 | 0.4 | 0.4 | 0.02 | 0.02 | 0.02 | 100 |  | 4.42 |  | Rev from NCC Min = 0 => 0.02 to match closed
; |  |  |  |  | Sat |  |  | NCC* | 0.02 | 0.02 | 0.02 | 0.02 | 0.02 | 0.02 | 0.02 | 0.16 | 0.16 | 0.16 | 0.16 | 0.16 | 0.16 | 0.16 | 0.16 | 0.16 | 0.02 | 0.02 | 0.02 | 0.02 | 0.02 | 0.02 | 0.02 | 0.02 | 100 |  | 1.74 |  | Rev from NCC Min = 0 => 0.02 to match closed
; |  |  |  |  | Sun |  |  | NCC | 0.02 | 0.02 | 0.02 | 0.02 | 0.02 | 0.02 | 0.02 | 0.02 | 0.02 | 0.02 | 0.02 | 0.02 | 0.02 | 0.02 | 0.02 | 0.02 | 0.02 | 0.02 | 0.02 | 0.02 | 0.02 | 0.02 | 0.02 | 0.02 | 100 |  | 0.48
; | UNIV | Off | S2 | Occ | WD |  |  | NCC* | 0 | 0 | 0 | 0 | 0 | 0 | 0 | 0.12 | 0.36 | 0.36 | 0.36 | 0.32 | 0.13714 | 0.22588 | 0.24 | 0.24 | 0.24 | 0.12 | 0.04 | 0.04 | 0.04 | 0.02 | 0.02 | 0.02 | 100 |  | 2.903 |  | 40% of S1 value | Fixed bogus formula
; |  |  |  |  | Sat |  |  | NCC* | 0 | 0 | 0 | 0 | 0 | 0 | 0 | 0.02 | 0.04 | 0.05 | 0.05 | 0.057143 | 0.066667 | 0.02 | 0.02 | 0.02 | 0.02 | 0.02 | 0.02 | 0 | 0 | 0 | 0 | 0 | 100 |  | 0.40381 |  | 40% of S1 value | Fixed bogus formula
; |  |  |  |  | Sun |  |  | NCC* | 0 | 0 | 0 | 0 | 0 | 0 | 0 | 0 | 0 | 0 | 0.02 | 0.02 | 0 | 0 | 0 | 0 | 0 | 0 | 0 | 0 | 0 | 0 | 0 | 0 | 100 |  | 0.04 |  | 40% of S1 value | Fixed bogus formula
; |  |  |  | Lt | WD |  |  | NCC* | 0.035 | 0.035 | 0.035 | 0.035 | 0.035 | 0.035 | 0.035 | 0.32 | 0.36 | 0.36 | 0.38 | 0.38 | 0.32 | 0.32 | 0.36 | 0.36 | 0.38 | 0.32 | 0.28 | 0.24 | 0.16 | 0.035 | 0.035 | 0.035 | 100 |  | 4.89 |  | 40% of S1 value | Fixed bogus formula & installed min of 3.5%
; |  |  |  |  | Sat |  |  | NCC* | 0.035 | 0.035 | 0.035 | 0.035 | 0.035 | 0.035 | 0.035 | 0.035 | 0.07 | 0.14 | 0.14 | 0.15556 | 0.15556 | 0.035 | 0.035 | 0.035 | 0.035 | 0.035 | 0.035 | 0.035 | 0.035 | 0.035 | 0.035 | 0.035 | 100 |  | 1.3261 |  | 40% of S1 value | Fixed bogus formula & installed min of 3.5%
; |  |  |  |  | Sun |  |  | NCC* | 0.035 | 0.035 | 0.035 | 0.035 | 0.035 | 0.035 | 0.035 | 0.035 | 0.035 | 0.035 | 0.035 | 0.035 | 0.035 | 0.035 | 0.035 | 0.035 | 0.035 | 0.035 | 0.035 | 0.035 | 0.035 | 0.035 | 0.035 | 0.035 | 100 |  | 0.84 |  | 40% of S1 value | Fixed bogus formula & installed min of 3.5%
; |  |  |  | Plg | WD |  |  | NCC* | 0.05 | 0.05 | 0.05 | 0.05 | 0.05 | 0.05 | 0.05 | 0.24 | 0.216 | 0.216 | 0.228 | 0.25333 | 0.21333 | 0.21333 | 0.216 | 0.216 | 0.228 | 0.32 | 0.28 | 0.24 | 0.16 | 0.05 | 0.05 | 0.05 | 100 |  | 3.74 |  | 40% of S1 value | Fixed bogus formula & installed min of 5%
; |  |  |  |  | Sat |  |  | NCC* | 0.05 | 0.05 | 0.05 | 0.05 | 0.05 | 0.05 | 0.05 | 0.05 | 0.05 | 0.064 | 0.064 | 0.071111 | 0.071111 | 0.05 | 0.05 | 0.05 | 0.05 | 0.05 | 0.05 | 0.05 | 0.05 | 0.05 | 0.05 | 0.05 | 100 |  | 1.2702 |  | 40% of S1 value | Fixed bogus formula & installed min of 5%
; |  |  |  |  | Sun |  |  | NCC* | 0.05 | 0.05 | 0.05 | 0.05 | 0.05 | 0.05 | 0.05 | 0.05 | 0.05 | 0.05 | 0.05 | 0.05 | 0.05 | 0.05 | 0.05 | 0.05 | 0.05 | 0.05 | 0.05 | 0.05 | 0.05 | 0.05 | 0.05 | 0.05 | 100 |  | 1.2 |  | 40% of S1 value | Fixed bogus formula & installed min of 5%
; | UNIV | Kit | S2 | Occ | WD |  |  | NCC* | 0 | 0 | 0 | 0 | 0 | 0 | 0 | 0.035 | 0.035 | 0.108 | 0.108 | 0.36 | 0.30857 | 0.084706 | 0.072 | 0.072 | 0.072 | 0.035 | 0.035 | 0.035 | 0.035 | 0.035 | 0.035 | 0.035 | 100 |  | 1.5003 |  | 40% of S1 value |  | 6/21/05 Revised KJM
; |  |  |  |  | Sat |  |  | NCC* | 0 | 0 | 0 | 0 | 0 | 0 | 0 | 0.035 | 0.035 | 0.035 | 0.035 | 0.035 | 0.035 | 0.035 | 0.035 | 0.035 | 0.035 | 0.035 | 0.035 | 0 | 0 | 0 | 0 | 0 | 100 |  | 0.42 |  | 40% of S1 value |  | 6/21/05 Revised KJM
; |  |  |  |  | Sun |  |  | NCC* | 0 | 0 | 0 | 0 | 0 | 0 | 0 | 0 | 0 | 0 | 0.035 | 0.035 | 0 | 0 | 0 | 0 | 0 | 0 | 0 | 0 | 0 | 0 | 0 | 0 | 100 |  | 0.07 |  | 40% of S1 value |  | 6/21/05 Revised KJM
; |  |  |  | Lt | WD |  |  | NCC* | 0.04 | 0.04 | 0.04 | 0.04 | 0.04 | 0.12 | 0.12 | 0.2 | 0.4 | 0.4 | 0.4 | 0.4 | 0.4 | 0.4 | 0.4 | 0.4 | 0.4 | 0.1 | 0.04 | 0.04 | 0.04 | 0.04 | 0.04 | 0.04 | 100 |  | 4.58 |  | Rev from CCIG Min = 0.08 => 0.05, 40% of S1 value |  | 6/21/05 Revised KJM | Fixed bogus formula
; |  |  |  |  | Sat |  |  | NCC* | 0.035 | 0.035 | 0.035 | 0.035 | 0.035 | 0.035 | 0.035 | 0.035 | 0.035 | 0.035 | 0.035 | 0.035 | 0.035 | 0.035 | 0.035 | 0.035 | 0.035 | 0.035 | 0.035 | 0.035 | 0.035 | 0.035 | 0.035 | 0.035 | 100 |  | 0.84 |  | Rev from CCIG Min = 0.08 => 0.05, 40% of S1 value |  | 6/21/05 Revised KJM | Fixed bogus formula
; |  |  |  |  | Sun |  |  | NCC* | 0.035 | 0.035 | 0.035 | 0.035 | 0.035 | 0.035 | 0.035 | 0.035 | 0.035 | 0.035 | 0.035 | 0.035 | 0.035 | 0.035 | 0.035 | 0.035 | 0.035 | 0.035 | 0.035 | 0.035 | 0.035 | 0.035 | 0.035 | 0.035 | 100 |  | 0.84 |  | Rev from CCIG Min = 0.08 => 0.05, 40% of S1 value |  | 6/21/05 Revised KJM | Fixed bogus formula
; |  |  |  | Plg | WD |  |  | NCC* | 0.12 | 0.12 | 0.12 | 0.12 | 0.12 | 0.12 | 0.24 | 0.24 | 0.24 | 0.24 | 0.24 | 0.24 | 0.24 | 0.24 | 0.24 | 0.24 | 0.24 | 0.4 | 0.4 | 0.4 | 0.4 | 0.12 | 0.12 | 0.12 | 100 |  | 5.32 |  | Rev from CCIG Min = 0.08 => 0.05, 40% of S1 value |  | 6/21/05 Revised KJM | Fixed bogus formula
; |  |  |  |  | Sat |  |  | NCC* | 0.12 | 0.12 | 0.12 | 0.12 | 0.12 | 0.12 | 0.12 | 0.12 | 0.12 | 0.12 | 0.12 | 0.12 | 0.12 | 0.12 | 0.12 | 0.12 | 0.12 | 0.12 | 0.12 | 0.12 | 0.12 | 0.12 | 0.12 | 0.12 | 100 |  | 2.88 |  | Rev from CCIG Min = 0.08 => 0.05, 40% of S1 value |  | 6/21/05 Revised KJM | Fixed bogus formula
; |  |  |  |  | Sun |  |  | NCC* | 0.12 | 0.12 | 0.12 | 0.12 | 0.12 | 0.12 | 0.12 | 0.12 | 0.12 | 0.12 | 0.12 | 0.12 | 0.12 | 0.12 | 0.12 | 0.12 | 0.12 | 0.12 | 0.12 | 0.12 | 0.12 | 0.12 | 0.12 | 0.12 | 100 |  | 2.88 |  | Rev from CCIG Min = 0.08 => 0.05, 40% of S1 value |  | 6/21/05 Revised KJM | Fixed bogus formula
; |  |  |  | Ckg | WD |  |  | NCC* | 0.08 | 0.08 | 0.08 | 0.08 | 0.08 | 0.08 | 0.2 | 0.2 | 0.3 | 0.3 | 0.4 | 0.4 | 0.2 | 0.2 | 0.1 | 0.2 | 0.3 | 0.3 | 0.2 | 0.1 | 0.08 | 0.08 | 0.08 | 0.08 | 100 |  | 4.2 |  | 40% of S1 value |  | 6/21/05 Revised KJM
; |  |  |  |  | Sat |  |  | NCC* | 0.08 | 0.08 | 0.08 | 0.08 | 0.08 | 0.08 | 0.08 | 0.08 | 0.08 | 0.08 | 0.08 | 0.08 | 0.08 | 0.08 | 0.08 | 0.08 | 0.08 | 0.08 | 0.08 | 0.08 | 0.08 | 0.08 | 0.08 | 0.08 | 100 |  | 1.92 |  | 40% of S1 value |  | 6/21/05 Revised KJM
; |  |  |  |  | Sun |  |  | NCC* | 0.08 | 0.08 | 0.08 | 0.08 | 0.08 | 0.08 | 0.08 | 0.08 | 0.08 | 0.08 | 0.08 | 0.08 | 0.08 | 0.08 | 0.08 | 0.08 | 0.08 | 0.08 | 0.08 | 0.08 | 0.08 | 0.08 | 0.08 | 0.08 | 100 |  | 1.92 |  | 40% of S1 value |  | 6/21/05 Revised KJM
; | UNIV | Café | S2 | Occ | WD |  |  | NCC* | 0 | 0 | 0 | 0 | 0 | 0 | 0 | 0 | 0 | 0.108 | 0.108 | 0.36 | 0.30857 | 0.084706 | 0.072 | 0.072 | 0.072 | 0 | 0 | 0 | 0 | 0 | 0 | 0 | 100 |  | 1.1853 |  | 40% of S1 value |  | 6/21/05 Revised KJM
; |  |  |  |  | Sat |  |  | NCC* | 0 | 0 | 0 | 0 | 0 | 0 | 0 | 0 | 0 | 0 | 0 | 0 | 0 | 0 | 0 | 0 | 0 | 0 | 0 | 0 | 0 | 0 | 0 | 0 | 100 |  | 0 |  | 40% of S1 value |  | 6/21/05 Revised KJM
; |  |  |  |  | Sun |  |  | NCC* | 0 | 0 | 0 | 0 | 0 | 0 | 0 | 0 | 0 | 0 | 0 | 0 | 0 | 0 | 0 | 0 | 0 | 0 | 0 | 0 | 0 | 0 | 0 | 0 | 100 |  | 0 |  | 40% of S1 value |  | 6/21/05 Revised KJM
; |  |  |  | Lt | WD |  |  | NCC* | 0.04 | 0.04 | 0.04 | 0.04 | 0.04 | 0.12 | 0.12 | 0.2 | 0.4 | 0.4 | 0.4 | 0.4 | 0.4 | 0.4 | 0.4 | 0.4 | 0.4 | 0.1 | 0.04 | 0.04 | 0.04 | 0.04 | 0.04 | 0.04 | 100 |  | 4.58 |  | Rev from CCIG Min = 0.1=> 0.05, Rev to Min if Occ is 0 |  | 6/21/05 Revised KJM
; |  |  |  |  | Sat |  |  | NCC* | 0.035 | 0.035 | 0.035 | 0.035 | 0.035 | 0.035 | 0.035 | 0.035 | 0.035 | 0.035 | 0.035 | 0.035 | 0.035 | 0.035 | 0.035 | 0.035 | 0.035 | 0.035 | 0.035 | 0.035 | 0.035 | 0.035 | 0.035 | 0.035 | 100 |  | 0.84 |  | Rev from CCIG Min = 0.1=> 0.05, Rev to Min if Occ is 0 |  | 6/21/05 Revised KJM
; |  |  |  |  | Sun |  |  | NCC* | 0.035 | 0.035 | 0.035 | 0.035 | 0.035 | 0.035 | 0.035 | 0.035 | 0.035 | 0.035 | 0.035 | 0.035 | 0.035 | 0.035 | 0.035 | 0.035 | 0.035 | 0.035 | 0.035 | 0.035 | 0.035 | 0.035 | 0.035 | 0.035 | 100 |  | 0.84 |  | Rev from CCIG Min = 0.1=> 0.05, Rev to Min if Occ is 0 |  | 6/21/05 Revised KJM
; |  |  |  | Plg | WD |  |  | NCC* | 0 | 0 | 0 | 0 | 0 | 0 | 0.24 | 0.24 | 0.24 | 0.24 | 0.24 | 0.24 | 0.24 | 0.24 | 0.24 | 0.24 | 0.24 | 0.4 | 0.4 | 0.4 | 0.4 | 0 | 0 | 0 | 100 |  | 4.24 |  | Rev from CCIG Min = 0.1=> 0.05, Rev to Min if Occ is 0 |  | 6/21/05 Revised KJM
; |  |  |  |  | Sat |  |  | NCC* | 0 | 0 | 0 | 0 | 0 | 0 | 0 | 0 | 0 | 0 | 0 | 0 | 0 | 0 | 0 | 0 | 0 | 0 | 0 | 0 | 0 | 0 | 0 | 0 | 100 |  | 0 |  | Rev from CCIG Min = 0.1=> 0.05, Rev to Min if Occ is 0 |  | 6/21/05 Revised KJM
; |  |  |  |  | Sun |  |  | NCC* | 0 | 0 | 0 | 0 | 0 | 0 | 0 | 0 | 0 | 0 | 0 | 0 | 0 | 0 | 0 | 0 | 0 | 0 | 0 | 0 | 0 | 0 | 0 | 0 | 100 |  | 0 |  | Rev from CCIG Min = 0.1=> 0.05, Rev to Min if Occ is 0 |  | 6/21/05 Revised KJM
; | UNIV | Comp | S2 | Occ | WD |  |  | NCC* | 0 | 0 | 0 | 0 | 0 | 0 | 0 | 0.2 | 0.36 | 0.36 | 0.36 | 0.4 | 0.34286 | 0.28235 | 0.24 | 0.24 | 0.24 | 0.035 | 0.035 | 0.035 | 0.035 | 0.035 | 0.035 | 0.035 | 100 |  | 3.2702 |  | 40% of S1 value |  | 6/21/05 Revised KJM
; |  |  |  |  | Sat |  |  | NCC* | 0 | 0 | 0 | 0 | 0 | 0 | 0 | 0.035 | 0.035 | 0.035 | 0.035 | 0.035 | 0.035 | 0.035 | 0.035 | 0.035 | 0.035 | 0.035 | 0.035 | 0 | 0 | 0 | 0 | 0 | 100 |  | 0.42 |  | 40% of S1 value |  | 6/21/05 Revised KJM
; |  |  |  |  | Sun |  |  | NCC* | 0 | 0 | 0 | 0 | 0 | 0 | 0 | 0 | 0 | 0 | 0.035 | 0.035 | 0 | 0 | 0 | 0 | 0 | 0 | 0 | 0 | 0 | 0 | 0 | 0 | 100 |  | 0.07 |  | 40% of S1 value |  | 6/21/05 Revised KJM
; |  |  |  | Lt | WD |  |  | NCC* | 0.04 | 0.04 | 0.04 | 0.04 | 0.04 | 0.12 | 0.12 | 0.2 | 0.4 | 0.4 | 0.4 | 0.4 | 0.4 | 0.4 | 0.4 | 0.4 | 0.4 | 0.1 | 0.04 | 0.04 | 0.04 | 0.04 | 0.04 | 0.04 | 100 |  | 4.58 |  | 40% of S1 value |  | 6/21/05 Revised KJM
; |  |  |  |  | Sat |  |  | NCC* | 0.04 | 0.04 | 0.04 | 0.04 | 0.04 | 0.04 | 0.04 | 0.04 | 0.04 | 0.04 | 0.04 | 0.04 | 0.04 | 0.04 | 0.04 | 0.04 | 0.04 | 0.04 | 0.04 | 0.04 | 0.04 | 0.04 | 0.04 | 0.04 | 100 |  | 0.96 |  | 40% of S1 value |  | 6/21/05 Revised KJM
; |  |  |  |  | Sun |  |  | NCC* | 0.04 | 0.04 | 0.04 | 0.04 | 0.04 | 0.04 | 0.04 | 0.04 | 0.04 | 0.04 | 0.04 | 0.04 | 0.04 | 0.04 | 0.04 | 0.04 | 0.04 | 0.04 | 0.04 | 0.04 | 0.04 | 0.04 | 0.04 | 0.04 | 100 |  | 0.96 |  | 40% of S1 value |  | 6/21/05 Revised KJM
; |  |  |  | Plg | WD |  |  | NCC* | 0.2 | 0.2 | 0.2 | 0.2 | 0.2 | 0.2 | 0.2 | 0.2 | 0.4 | 0.4 | 0.4 | 0.4 | 0.4 | 0.4 | 0.4 | 0.4 | 0.4 | 0.2 | 0.2 | 0.2 | 0.2 | 0.2 | 0.2 | 0.2 | 100 |  | 6.6 |  | Load drops back to 50%, NCC => 5% |  | 6/21/05 Revised KJM
; |  |  |  |  | Sat |  |  | NCC* | 0.2 | 0.2 | 0.2 | 0.2 | 0.2 | 0.2 | 0.2 | 0.2 | 0.2 | 0.2 | 0.2 | 0.2 | 0.2 | 0.2 | 0.2 | 0.2 | 0.2 | 0.2 | 0.2 | 0.2 | 0.2 | 0.2 | 0.2 | 0.2 | 100 |  | 4.8 |  | Load drops back to 50%, NCC => 5% |  | 6/21/05 Revised KJM
; |  |  |  |  | Sun |  |  | NCC* | 0.2 | 0.2 | 0.2 | 0.2 | 0.2 | 0.2 | 0.2 | 0.2 | 0.2 | 0.2 | 0.2 | 0.2 | 0.2 | 0.2 | 0.2 | 0.2 | 0.2 | 0.2 | 0.2 | 0.2 | 0.2 | 0.2 | 0.2 | 0.2 | 100 |  | 4.8 |  | Load drops back to 50%, NCC => 5% |  | 6/21/05 Revised KJM
; | UNIV | Dorm | S2 | Occ | WD |  |  | CCIG | 0.5 | 0.5 | 0.5 | 0.5 | 0.5 | 0.5 | 0.5 | 0.5 | 0.1 | 0.1 | 0.1 | 0.1 | 0.1 | 0.1 | 0.1 | 0.1 | 0.1 | 0.4 | 0.4 | 0.3 | 0.3 | 0.3 | 0.5 | 0.5 | 100 |  | 7.6
; |  |  |  |  | Sat |  |  | CCIG | 0.5 | 0.5 | 0.5 | 0.5 | 0.5 | 0.5 | 0.5 | 0.5 | 0.5 | 0.5 | 0.25 | 0.25 | 0.25 | 0.25 | 0.25 | 0.25 | 0.25 | 0.25 | 0.25 | 0.25 | 0.25 | 0.25 | 0.4 | 0.4 | 100 |  | 8.8
; |  |  |  |  | Sun |  |  | CCIG | 0.5 | 0.5 | 0.5 | 0.5 | 0.5 | 0.5 | 0.5 | 0.5 | 0.5 | 0.5 | 0.5 | 0.25 | 0.25 | 0.25 | 0.25 | 0.25 | 0.25 | 0.25 | 0.25 | 0.25 | 0.25 | 0.25 | 0.5 | 0.5 | 100 |  | 9.25
; |  |  |  | Lt | WD |  |  | CCIG | 0.1 | 0.1 | 0.1 | 0.1 | 0.1 | 0.1 | 0.1 | 0.1 | 0.25 | 0.25 | 0.25 | 0.25 | 0.25 | 0.25 | 0.25 | 0.25 | 0.25 | 0.4 | 0.4 | 0.5 | 0.5 | 0.5 | 0.2 | 0.2 | 100 |  | 5.75
; |  |  |  |  | Sat |  |  | CCIG | 0.1 | 0.1 | 0.1 | 0.1 | 0.1 | 0.1 | 0.1 | 0.1 | 0.1 | 0.1 | 0.25 | 0.25 | 0.25 | 0.25 | 0.25 | 0.25 | 0.25 | 0.25 | 0.25 | 0.25 | 0.25 | 0.25 | 0.5 | 0.5 | 100 |  | 5
; |  |  |  |  | Sun |  |  | CCIG | 0.1 | 0.1 | 0.1 | 0.1 | 0.1 | 0.1 | 0.1 | 0.1 | 0.1 | 0.1 | 0.1 | 0.25 | 0.25 | 0.25 | 0.25 | 0.25 | 0.25 | 0.25 | 0.25 | 0.25 | 0.25 | 0.25 | 0.4 | 0.4 | 100 |  | 4.65
; |  |  |  | Plg | WD |  |  | CCIG | 0.1 | 0.1 | 0.1 | 0.1 | 0.1 | 0.1 | 0.1 | 0.1 | 0.25 | 0.25 | 0.25 | 0.25 | 0.25 | 0.25 | 0.25 | 0.25 | 0.25 | 0.4 | 0.4 | 0.5 | 0.5 | 0.5 | 0.2 | 0.2 | 100 |  | 5.75
; |  |  |  |  | Sat |  |  | CCIG | 0.1 | 0.1 | 0.1 | 0.1 | 0.1 | 0.1 | 0.1 | 0.1 | 0.1 | 0.1 | 0.25 | 0.25 | 0.25 | 0.25 | 0.25 | 0.25 | 0.25 | 0.25 | 0.25 | 0.25 | 0.25 | 0.25 | 0.5 | 0.5 | 100 |  | 5
; |  |  |  |  | Sun |  |  | CCIG | 0.1 | 0.1 | 0.1 | 0.1 | 0.1 | 0.1 | 0.1 | 0.1 | 0.1 | 0.1 | 0.1 | 0.25 | 0.25 | 0.25 | 0.25 | 0.25 | 0.25 | 0.25 | 0.25 | 0.25 | 0.25 | 0.25 | 0.4 | 0.4 | 100 |  | 4.65
; | UNIV | DHW | S2 | HW | WD |  |  | NCC* | 0.01 | 0.01 | 0.01 | 0.01 | 0.01 | 0.035 | 0.14 | 0.4345 | 0.3775 | 0.374 | 0.367 | 0.359 | 0.22643 | 0.24768 | 0.2575 | 0.2575 | 0.2645 | 0.442 | 0.384 | 0.37 | 0.349 | 0.025 | 0.0215 | 0.0215 | 100 |  | 5.0036 |  | Rev to be combined DORM, Office, Other
; |  |  |  |  | Sat |  |  | NCC* | 0.01 | 0.01 | 0.01 | 0.01 | 0.01 | 0.01 | 0.035 | 0.2515 | 0.2555 | 0.2575 | 0.19625 | 0.19768 | 0.19958 | 0.19025 | 0.22525 | 0.24275 | 0.06525 | 0.06525 | 0.0565 | 0.04375 | 0.035 | 0.02625 | 0.028 | 0.014 | 100 |  | 2.4453 |  | Rev to be combined DORM, Office, Other
; |  |  |  |  | Sun |  |  | NCC* | 0.01 | 0.01 | 0.01 | 0.01 | 0.01 | 0.01 | 0.01 | 0.035 | 0.0525 | 0.0525 | 0.039 | 0.0215 | 0.02625 | 0.035 | 0.04375 | 0.0525 | 0.06125 | 0.035 | 0.02625 | 0.0175 | 0.0175 | 0.0175 | 0.035 | 0.0175 | 100 |  | 0.6555 |  | Rev to be combined DORM, Office, Other
; | UNIV | Class | S3 | Occ | WD |  |  | NCC | 0 | 0 | 0 | 0 | 0 | 0 | 0 | 0 | 0.1 | 0.1 | 0.1 | 0.1 | 0.1 | 0.1 | 0.1 | 0.1 | 0.1 | 0.1 | 0 | 0 | 0 | 0 | 0 | 0 | 100 |  | 1
; |  |  |  |  | Sat |  |  | NCC | 0 | 0 | 0 | 0 | 0 | 0 | 0 | 0 | 0 | 0 | 0 | 0 | 0 | 0 | 0 | 0 | 0 | 0 | 0 | 0 | 0 | 0 | 0 | 0 | 100 |  | 0
; |  |  |  |  | Sun |  |  | NCC | 0 | 0 | 0 | 0 | 0 | 0 | 0 | 0 | 0 | 0 | 0 | 0 | 0 | 0 | 0 | 0 | 0 | 0 | 0 | 0 | 0 | 0 | 0 | 0 | 100 |  | 0
; |  |  |  | Lt | WD |  |  | NCC* | 0.035 | 0.035 | 0.035 | 0.035 | 0.035 | 0.035 | 0.035 | 0.035 | 0.2 | 0.2 | 0.2 | 0.2 | 0.2 | 0.2 | 0.2 | 0.2 | 0.2 | 0.2 | 0.035 | 0.035 | 0.035 | 0.035 | 0.035 | 0.035 | 100 |  | 2.49 |  | Rev from NCC Min = 0.07 => 0.035 to match closed |  | 6/27/05 Revised KJM
; |  |  |  |  | Sat |  |  | NCC* | 0.035 | 0.035 | 0.035 | 0.035 | 0.035 | 0.035 | 0.035 | 0.035 | 0.035 | 0.035 | 0.035 | 0.035 | 0.035 | 0.035 | 0.035 | 0.035 | 0.035 | 0.035 | 0.035 | 0.035 | 0.035 | 0.035 | 0.035 | 0.035 | 100 |  | 0.84 |  | Rev from NCC Min = 0.07 => 0.035 to match closed |  | 6/27/05 Revised KJM
; |  |  |  |  | Sun |  |  | NCC | 0.035 | 0.035 | 0.035 | 0.035 | 0.035 | 0.035 | 0.035 | 0.035 | 0.035 | 0.035 | 0.035 | 0.035 | 0.035 | 0.035 | 0.035 | 0.035 | 0.035 | 0.035 | 0.035 | 0.035 | 0.035 | 0.035 | 0.035 | 0.035 | 100 |  | 0.84 |  |  |  | 6/27/05 Revised KJM
; |  |  |  | Plg | WD |  |  | NCC* | 0 | 0 | 0 | 0 | 0 | 0 | 0 | 0 | 0.1 | 0.1 | 0.1 | 0.1 | 0.1 | 0.1 | 0.1 | 0.1 | 0.1 | 0.1 | 0 | 0 | 0 | 0 | 0 | 0 | 100 |  | 1 |  | Rev from NCC Min = 0 => 0.02 to match closed
; |  |  |  |  | Sat |  |  | NCC* | 0 | 0 | 0 | 0 | 0 | 0 | 0 | 0 | 0 | 0 | 0 | 0 | 0 | 0 | 0 | 0 | 0 | 0 | 0 | 0 | 0 | 0 | 0 | 0 | 100 |  | 0 |  | Rev from NCC Min = 0 => 0.02 to match closed
; |  |  |  |  | Sun |  |  | NCC | 0 | 0 | 0 | 0 | 0 | 0 | 0 | 0 | 0 | 0 | 0 | 0 | 0 | 0 | 0 | 0 | 0 | 0 | 0 | 0 | 0 | 0 | 0 | 0 | 100 |  | 0
; | UNIV | Off | S3 | Occ | WD |  |  | NCC* | 0 | 0 | 0 | 0 | 0 | 0 | 0 | 0.12 | 0.36 | 0.36 | 0.36 | 0.32 | 0.13714 | 0.22588 | 0.24 | 0.24 | 0.24 | 0.12 | 0.04 | 0.04 | 0.04 | 0.02 | 0.02 | 0.02 | 100 |  | 2.903 |  | Same as S2
; |  |  |  |  | Sat |  |  | NCC* | 0 | 0 | 0 | 0 | 0 | 0 | 0 | 0.02 | 0.04 | 0.05 | 0.05 | 0.057143 | 0.066667 | 0.02 | 0.02 | 0.02 | 0.02 | 0.02 | 0.02 | 0 | 0 | 0 | 0 | 0 | 100 |  | 0.40381 |  | Same as S2
; |  |  |  |  | Sun |  |  | NCC* | 0 | 0 | 0 | 0 | 0 | 0 | 0 | 0 | 0 | 0 | 0.02 | 0.02 | 0 | 0 | 0 | 0 | 0 | 0 | 0 | 0 | 0 | 0 | 0 | 0 | 100 |  | 0.04 |  | Same as S2
; |  |  |  | Lt | WD |  |  | NCC* | 0.035 | 0.035 | 0.035 | 0.035 | 0.035 | 0.035 | 0.035 | 0.32 | 0.36 | 0.36 | 0.38 | 0.38 | 0.32 | 0.32 | 0.36 | 0.36 | 0.38 | 0.32 | 0.28 | 0.24 | 0.16 | 0.035 | 0.035 | 0.035 | 100 |  | 4.89 |  | Same as S2
; |  |  |  |  | Sat |  |  | NCC* | 0.035 | 0.035 | 0.035 | 0.035 | 0.035 | 0.035 | 0.035 | 0.035 | 0.07 | 0.14 | 0.14 | 0.15556 | 0.15556 | 0.035 | 0.035 | 0.035 | 0.035 | 0.035 | 0.035 | 0.035 | 0.035 | 0.035 | 0.035 | 0.035 | 100 |  | 1.3261 |  | Same as S2
; |  |  |  |  | Sun |  |  | NCC* | 0.035 | 0.035 | 0.035 | 0.035 | 0.035 | 0.035 | 0.035 | 0.035 | 0.035 | 0.035 | 0.035 | 0.035 | 0.035 | 0.035 | 0.035 | 0.035 | 0.035 | 0.035 | 0.035 | 0.035 | 0.035 | 0.035 | 0.035 | 0.035 | 100 |  | 0.84 |  | Same as S2
; |  |  |  | Plg | WD |  |  | NCC* | 0.05 | 0.05 | 0.05 | 0.05 | 0.05 | 0.05 | 0.05 | 0.24 | 0.216 | 0.216 | 0.228 | 0.25333 | 0.21333 | 0.21333 | 0.216 | 0.216 | 0.228 | 0.32 | 0.28 | 0.24 | 0.16 | 0.05 | 0.05 | 0.05 | 100 |  | 3.74 |  | Same as S2
; |  |  |  |  | Sat |  |  | NCC* | 0.05 | 0.05 | 0.05 | 0.05 | 0.05 | 0.05 | 0.05 | 0.05 | 0.05 | 0.064 | 0.064 | 0.071111 | 0.071111 | 0.05 | 0.05 | 0.05 | 0.05 | 0.05 | 0.05 | 0.05 | 0.05 | 0.05 | 0.05 | 0.05 | 100 |  | 1.2702 |  | Same as S2
; |  |  |  |  | Sun |  |  | NCC* | 0.05 | 0.05 | 0.05 | 0.05 | 0.05 | 0.05 | 0.05 | 0.05 | 0.05 | 0.05 | 0.05 | 0.05 | 0.05 | 0.05 | 0.05 | 0.05 | 0.05 | 0.05 | 0.05 | 0.05 | 0.05 | 0.05 | 0.05 | 0.05 | 100 |  | 1.2 |  | Same as S2
; | UNIV | Kit | S3 | Occ | WD |  |  | NCC* | 0 | 0 | 0 | 0 | 0 | 0 | 0 | 0 | 0 | 0 | 0 | 0 | 0 | 0 | 0 | 0 | 0 | 0 | 0 | 0 | 0 | 0 | 0 | 0 | 100 |  | 0 |  | From CCOL
; |  |  |  |  | Sat |  |  | NCC* | 0 | 0 | 0 | 0 | 0 | 0 | 0 | 0 | 0 | 0 | 0 | 0 | 0 | 0 | 0 | 0 | 0 | 0 | 0 | 0 | 0 | 0 | 0 | 0 | 100 |  | 0 |  | From CCOL
; |  |  |  |  | Sun |  |  | NCC* | 0 | 0 | 0 | 0 | 0 | 0 | 0 | 0 | 0 | 0 | 0 | 0 | 0 | 0 | 0 | 0 | 0 | 0 | 0 | 0 | 0 | 0 | 0 | 0 | 100 |  | 0 |  | From CCOL
; |  |  |  | Lt | WD |  |  | NCC* | 0.035 | 0.035 | 0.035 | 0.035 | 0.035 | 0.035 | 0.035 | 0.035 | 0.035 | 0.035 | 0.035 | 0.035 | 0.035 | 0.035 | 0.035 | 0.035 | 0.035 | 0.035 | 0.035 | 0.035 | 0.035 | 0.035 | 0.035 | 0.035 | 100 |  | 0.84 |  | From CCOL
; |  |  |  |  | Sat |  |  | NCC* | 0.035 | 0.035 | 0.035 | 0.035 | 0.035 | 0.035 | 0.035 | 0.035 | 0.035 | 0.035 | 0.035 | 0.035 | 0.035 | 0.035 | 0.035 | 0.035 | 0.035 | 0.035 | 0.035 | 0.035 | 0.035 | 0.035 | 0.035 | 0.035 | 100 |  | 0.84 |  | From CCOL
; |  |  |  |  | Sun |  |  | NCC* | 0.035 | 0.035 | 0.035 | 0.035 | 0.035 | 0.035 | 0.035 | 0.035 | 0.035 | 0.035 | 0.035 | 0.035 | 0.035 | 0.035 | 0.035 | 0.035 | 0.035 | 0.035 | 0.035 | 0.035 | 0.035 | 0.035 | 0.035 | 0.035 | 100 |  | 0.84 |  | From CCOL
; |  |  |  | Plg | WD |  |  | NCC* | 0.12 | 0.12 | 0.12 | 0.12 | 0.12 | 0.12 | 0.12 | 0.12 | 0.12 | 0.12 | 0.12 | 0.12 | 0.12 | 0.12 | 0.12 | 0.12 | 0.12 | 0.12 | 0.12 | 0.12 | 0.12 | 0.12 | 0.12 | 0.12 | 100 |  | 2.88 |  | From CCOL
; |  |  |  |  | Sat |  |  | NCC* | 0.12 | 0.12 | 0.12 | 0.12 | 0.12 | 0.12 | 0.12 | 0.12 | 0.12 | 0.12 | 0.12 | 0.12 | 0.12 | 0.12 | 0.12 | 0.12 | 0.12 | 0.12 | 0.12 | 0.12 | 0.12 | 0.12 | 0.12 | 0.12 | 100 |  | 2.88 |  | From CCOL
; |  |  |  |  | Sun |  |  | NCC* | 0.12 | 0.12 | 0.12 | 0.12 | 0.12 | 0.12 | 0.12 | 0.12 | 0.12 | 0.12 | 0.12 | 0.12 | 0.12 | 0.12 | 0.12 | 0.12 | 0.12 | 0.12 | 0.12 | 0.12 | 0.12 | 0.12 | 0.12 | 0.12 | 100 |  | 2.88 |  | From CCOL
; |  |  |  | Ckg | WD |  |  | NCC* | 0.08 | 0.08 | 0.08 | 0.08 | 0.08 | 0.08 | 0.08 | 0.08 | 0.08 | 0.08 | 0.08 | 0.08 | 0.08 | 0.08 | 0.08 | 0.08 | 0.08 | 0.08 | 0.08 | 0.08 | 0.08 | 0.08 | 0.08 | 0.08 | 100 |  | 1.92 |  | From CCOL
; |  |  |  |  | Sat |  |  | NCC* | 0.08 | 0.08 | 0.08 | 0.08 | 0.08 | 0.08 | 0.08 | 0.08 | 0.08 | 0.08 | 0.08 | 0.08 | 0.08 | 0.08 | 0.08 | 0.08 | 0.08 | 0.08 | 0.08 | 0.08 | 0.08 | 0.08 | 0.08 | 0.08 | 100 |  | 1.92 |  | From CCOL
; |  |  |  |  | Sun |  |  | NCC* | 0.08 | 0.08 | 0.08 | 0.08 | 0.08 | 0.08 | 0.08 | 0.08 | 0.08 | 0.08 | 0.08 | 0.08 | 0.08 | 0.08 | 0.08 | 0.08 | 0.08 | 0.08 | 0.08 | 0.08 | 0.08 | 0.08 | 0.08 | 0.08 | 100 |  | 1.92 |  | From CCOL
; | UNIV | Café | S3 | Occ | WD |  |  | NCC* | 0 | 0 | 0 | 0 | 0 | 0 | 0 | 0 | 0 | 0 | 0 | 0 | 0 | 0 | 0 | 0 | 0 | 0 | 0 | 0 | 0 | 0 | 0 | 0 | 100 |  | 0 |  | From CCOL
; |  |  |  |  | Sat |  |  | NCC* | 0 | 0 | 0 | 0 | 0 | 0 | 0 | 0 | 0 | 0 | 0 | 0 | 0 | 0 | 0 | 0 | 0 | 0 | 0 | 0 | 0 | 0 | 0 | 0 | 100 |  | 0 |  | From CCOL
; |  |  |  |  | Sun |  |  | NCC* | 0 | 0 | 0 | 0 | 0 | 0 | 0 | 0 | 0 | 0 | 0 | 0 | 0 | 0 | 0 | 0 | 0 | 0 | 0 | 0 | 0 | 0 | 0 | 0 | 100 |  | 0 |  | From CCOL
; |  |  |  | Lt | WD |  |  | NCC* | 0.035 | 0.035 | 0.035 | 0.035 | 0.035 | 0.035 | 0.035 | 0.035 | 0.035 | 0.035 | 0.035 | 0.035 | 0.035 | 0.035 | 0.035 | 0.035 | 0.035 | 0.035 | 0.035 | 0.035 | 0.035 | 0.035 | 0.035 | 0.035 | 100 |  | 0.84 |  | From CCOL
; |  |  |  |  | Sat |  |  | NCC* | 0.035 | 0.035 | 0.035 | 0.035 | 0.035 | 0.035 | 0.035 | 0.035 | 0.035 | 0.035 | 0.035 | 0.035 | 0.035 | 0.035 | 0.035 | 0.035 | 0.035 | 0.035 | 0.035 | 0.035 | 0.035 | 0.035 | 0.035 | 0.035 | 100 |  | 0.84 |  | From CCOL
; |  |  |  |  | Sun |  |  | NCC* | 0.035 | 0.035 | 0.035 | 0.035 | 0.035 | 0.035 | 0.035 | 0.035 | 0.035 | 0.035 | 0.035 | 0.035 | 0.035 | 0.035 | 0.035 | 0.035 | 0.035 | 0.035 | 0.035 | 0.035 | 0.035 | 0.035 | 0.035 | 0.035 | 100 |  | 0.84 |  | From CCOL
; |  |  |  | Plg | WD |  |  | NCC* | 0.02 | 0.02 | 0.02 | 0.02 | 0.02 | 0.02 | 0.02 | 0.02 | 0.02 | 0.02 | 0.02 | 0.02 | 0.02 | 0.02 | 0.02 | 0.02 | 0.02 | 0.02 | 0.02 | 0.02 | 0.02 | 0.02 | 0.02 | 0.02 | 100 |  | 0.48 |  | From CCOL
; |  |  |  |  | Sat |  |  | NCC* | 0.02 | 0.02 | 0.02 | 0.02 | 0.02 | 0.02 | 0.02 | 0.02 | 0.02 | 0.02 | 0.02 | 0.02 | 0.02 | 0.02 | 0.02 | 0.02 | 0.02 | 0.02 | 0.02 | 0.02 | 0.02 | 0.02 | 0.02 | 0.02 | 100 |  | 0.48 |  | From CCOL
; |  |  |  |  | Sun |  |  | NCC* | 0.02 | 0.02 | 0.02 | 0.02 | 0.02 | 0.02 | 0.02 | 0.02 | 0.02 | 0.02 | 0.02 | 0.02 | 0.02 | 0.02 | 0.02 | 0.02 | 0.02 | 0.02 | 0.02 | 0.02 | 0.02 | 0.02 | 0.02 | 0.02 | 100 |  | 0.48 |  | From CCOL
; | UNIV | Comp | S3 | Occ | WD |  |  | NCC* | 0 | 0 | 0 | 0 | 0 | 0 | 0 | 0 | 0 | 0 | 0 | 0 | 0 | 0 | 0 | 0 | 0 | 0 | 0 | 0 | 0 | 0 | 0 | 0 | 100 |  | 0 |  | From CCOL
; |  |  |  |  | Sat |  |  | NCC* | 0 | 0 | 0 | 0 | 0 | 0 | 0 | 0 | 0 | 0 | 0 | 0 | 0 | 0 | 0 | 0 | 0 | 0 | 0 | 0 | 0 | 0 | 0 | 0 | 100 |  | 0 |  | From CCOL
; |  |  |  |  | Sun |  |  | NCC* | 0 | 0 | 0 | 0 | 0 | 0 | 0 | 0 | 0 | 0 | 0 | 0 | 0 | 0 | 0 | 0 | 0 | 0 | 0 | 0 | 0 | 0 | 0 | 0 | 100 |  | 0 |  | From CCOL
; |  |  |  | Lt | WD |  |  | NCC* | 0.04 | 0.04 | 0.04 | 0.04 | 0.04 | 0.04 | 0.04 | 0.04 | 0.04 | 0.04 | 0.04 | 0.04 | 0.04 | 0.04 | 0.04 | 0.04 | 0.04 | 0.04 | 0.04 | 0.04 | 0.04 | 0.04 | 0.04 | 0.04 | 100 |  | 0.96 |  | From CCOL |  | 6/27/05 Revised KJM
; |  |  |  |  | Sat |  |  | NCC* | 0.04 | 0.04 | 0.04 | 0.04 | 0.04 | 0.04 | 0.04 | 0.04 | 0.04 | 0.04 | 0.04 | 0.04 | 0.04 | 0.04 | 0.04 | 0.04 | 0.04 | 0.04 | 0.04 | 0.04 | 0.04 | 0.04 | 0.04 | 0.04 | 100 |  | 0.96 |  | From CCOL |  | 6/27/05 Revised KJM
; |  |  |  |  | Sun |  |  | NCC* | 0.04 | 0.04 | 0.04 | 0.04 | 0.04 | 0.04 | 0.04 | 0.04 | 0.04 | 0.04 | 0.04 | 0.04 | 0.04 | 0.04 | 0.04 | 0.04 | 0.04 | 0.04 | 0.04 | 0.04 | 0.04 | 0.04 | 0.04 | 0.04 | 100 |  | 0.96 |  | From CCOL |  | 6/27/05 Revised KJM
; |  |  |  | Plg | WD |  |  | NCC* | 0.2 | 0.2 | 0.2 | 0.2 | 0.2 | 0.2 | 0.2 | 0.2 | 0.2 | 0.2 | 0.2 | 0.2 | 0.2 | 0.2 | 0.2 | 0.2 | 0.2 | 0.2 | 0.2 | 0.2 | 0.2 | 0.2 | 0.2 | 0.2 | 100 |  | 4.8 |  | From CCOL
; |  |  |  |  | Sat |  |  | NCC* | 0.2 | 0.2 | 0.2 | 0.2 | 0.2 | 0.2 | 0.2 | 0.2 | 0.2 | 0.2 | 0.2 | 0.2 | 0.2 | 0.2 | 0.2 | 0.2 | 0.2 | 0.2 | 0.2 | 0.2 | 0.2 | 0.2 | 0.2 | 0.2 | 100 |  | 4.8 |  | From CCOL
; |  |  |  |  | Sun |  |  | NCC* | 0.2 | 0.2 | 0.2 | 0.2 | 0.2 | 0.2 | 0.2 | 0.2 | 0.2 | 0.2 | 0.2 | 0.2 | 0.2 | 0.2 | 0.2 | 0.2 | 0.2 | 0.2 | 0.2 | 0.2 | 0.2 | 0.2 | 0.2 | 0.2 | 100 |  | 4.8 |  | From CCOL
; | UNIV | Dorm | S3 | Occ | WD |  |  | CCIG* | 0.075 | 0.075 | 0.075 | 0.075 | 0.075 | 0.075 | 0.075 | 0.075 | 0.02 | 0.02 | 0.02 | 0.02 | 0.02 | 0.02 | 0.02 | 0.02 | 0.02 | 0.06 | 0.06 | 0.045 | 0.045 | 0.045 | 0.075 | 0.075 | 100 |  | 1.185 |  | 7.5% of Season 1 Levels
; |  |  |  |  | Sat |  |  | CCIG* | 0.075 | 0.075 | 0.075 | 0.075 | 0.075 | 0.075 | 0.075 | 0.075 | 0.075 | 0.075 | 0.0375 | 0.0375 | 0.0375 | 0.0375 | 0.0375 | 0.0375 | 0.0375 | 0.0375 | 0.0375 | 0.0375 | 0.0375 | 0.0375 | 0.06 | 0.06 | 100 |  | 1.32 |  | 7.5% of Season 1 Levels
; |  |  |  |  | Sun |  |  | CCIG* | 0.075 | 0.075 | 0.075 | 0.075 | 0.075 | 0.075 | 0.075 | 0.075 | 0.075 | 0.075 | 0.075 | 0.0375 | 0.0375 | 0.0375 | 0.0375 | 0.0375 | 0.0375 | 0.0375 | 0.0375 | 0.0375 | 0.0375 | 0.0375 | 0.075 | 0.075 | 100 |  | 1.3875 |  | 7.5% of Season 1 Levels
; |  |  |  | Lt | WD |  |  | CCIG* | 0.02 | 0.02 | 0.02 | 0.02 | 0.02 | 0.02 | 0.02 | 0.02 | 0.0375 | 0.0375 | 0.0375 | 0.0375 | 0.0375 | 0.0375 | 0.0375 | 0.0375 | 0.0375 | 0.06 | 0.06 | 0.075 | 0.075 | 0.075 | 0.03 | 0.03 | 100 |  | 0.9025 |  | 7.5% of Season 1 Levels
; |  |  |  |  | Sat |  |  | CCIG* | 0.02 | 0.02 | 0.02 | 0.02 | 0.02 | 0.02 | 0.02 | 0.02 | 0.02 | 0.02 | 0.0375 | 0.0375 | 0.0375 | 0.0375 | 0.0375 | 0.0375 | 0.0375 | 0.0375 | 0.0375 | 0.0375 | 0.0375 | 0.0375 | 0.075 | 0.075 | 100 |  | 0.8 |  | 7.5% of Season 1 Levels
; |  |  |  |  | Sun |  |  | CCIG* | 0.02 | 0.02 | 0.02 | 0.02 | 0.02 | 0.02 | 0.02 | 0.02 | 0.02 | 0.02 | 0.02 | 0.0375 | 0.0375 | 0.0375 | 0.0375 | 0.0375 | 0.0375 | 0.0375 | 0.0375 | 0.0375 | 0.0375 | 0.0375 | 0.06 | 0.06 | 100 |  | 0.7525 |  | 7.5% of Season 1 Levels
; |  |  |  | Plg | WD |  |  | CCIG* | 0.02 | 0.02 | 0.02 | 0.02 | 0.02 | 0.02 | 0.02 | 0.02 | 0.0375 | 0.0375 | 0.0375 | 0.0375 | 0.0375 | 0.0375 | 0.0375 | 0.0375 | 0.0375 | 0.06 | 0.06 | 0.075 | 0.075 | 0.075 | 0.03 | 0.03 | 100 |  | 0.9025 |  | 7.5% of Season 1 Levels
; |  |  |  |  | Sat |  |  | CCIG* | 0.02 | 0.02 | 0.02 | 0.02 | 0.02 | 0.02 | 0.02 | 0.02 | 0.02 | 0.02 | 0.0375 | 0.0375 | 0.0375 | 0.0375 | 0.0375 | 0.0375 | 0.0375 | 0.0375 | 0.0375 | 0.0375 | 0.0375 | 0.0375 | 0.075 | 0.075 | 100 |  | 0.8 |  | 7.5% of Season 1 Levels
; |  |  |  |  | Sun |  |  | CCIG* | 0.02 | 0.02 | 0.02 | 0.02 | 0.02 | 0.02 | 0.02 | 0.02 | 0.02 | 0.02 | 0.02 | 0.0375 | 0.0375 | 0.0375 | 0.0375 | 0.0375 | 0.0375 | 0.0375 | 0.0375 | 0.0375 | 0.0375 | 0.0375 | 0.06 | 0.06 | 100 |  | 0.7525 |  | 7.5% of Season 1 Levels
; | UNIV | DHW | S3 | HW | WD |  |  | NCC* | 0.01 | 0.01 | 0.01 | 0.01 | 0.01 | 0.01 | 0.021 | 0.042375 | 0.1555 | 0.1548 | 0.1534 | 0.1454 | 0.10883 | 0.12728 | 0.1315 | 0.1315 | 0.1329 | 0.1187 | 0.0164 | 0.0143 | 0.01115 | 0.01 | 0.01 | 0.01 | 100 |  | 1.555 |  | Rev to be combined DORM, Office, Other
; |  |  |  |  | Sat |  |  | NCC* | 0.01 | 0.01 | 0.01 | 0.01 | 0.01 | 0.01 | 0.01 | 0.017125 | 0.021125 | 0.023125 | 0.013938 | 0.015366 | 0.017271 | 0.01 | 0.013187 | 0.015813 | 0.013187 | 0.013187 | 0.011875 | 0.01 | 0.01 | 0.01 | 0.01 | 0.01 | 100 |  | 0.3052 |  | Rev to be combined DORM, Office, Other
; |  |  |  |  | Sun |  |  | NCC* | 0.01 | 0.01 | 0.01 | 0.01 | 0.01 | 0.01 | 0.01 | 0.01 | 0.01 | 0.01 | 0.01 | 0.01 | 0.01 | 0.01 | 0.01 | 0.01 | 0.01 | 0.01 | 0.01 | 0.01 | 0.01 | 0.01 | 0.01 | 0.01 | 100 |  | 0.24 |  | Rev to be combined DORM, Office, Other
; | HOSP | 24HGnl | S1 | Occ | WD |  |  | CCIG | 0 | 0 | 0 | 0 | 0 | 0 | 0 | 0 | 0.5 | 0.5 | 0.5 | 0.3 | 0.3 | 0.5 | 0.5 | 0.5 | 0.5 | 0.3 | 0.3 | 0.3 | 0 | 0 | 0 | 0 | 100 |  | 5 |  | 24-hour facilities, public space, engineering and maintenance
; |  |  |  |  | Sat |  |  | CCIG | 0 | 0 | 0 | 0 | 0 | 0 | 0 | 0 | 0.5 | 0.5 | 0.5 | 0.3 | 0.3 | 0.5 | 0.5 | 0.5 | 0.5 | 0.3 | 0.3 | 0.3 | 0 | 0 | 0 | 0 | 100 |  | 5
; |  |  |  |  | Sun |  |  | CCIG | 0 | 0 | 0 | 0 | 0 | 0 | 0 | 0 | 0.5 | 0.5 | 0.5 | 0.3 | 0.3 | 0.5 | 0.5 | 0.5 | 0.5 | 0.3 | 0.3 | 0.3 | 0 | 0 | 0 | 0 | 100 |  | 5
; |  |  |  | Lt | WD |  |  | CCIG | 0.8 | 0.8 | 0.8 | 0.8 | 0.8 | 0.8 | 0.8 | 0.8 | 1 | 1 | 1 | 1 | 1 | 1 | 1 | 1 | 1 | 1 | 1 | 1 | 0.8 | 0.8 | 0.8 | 0.8 | 100 |  | 21.6
; |  |  |  |  | Sat |  |  | CCIG | 0.6 | 0.6 | 0.6 | 0.6 | 0.6 | 0.6 | 0.6 | 0.6 | 0.8 | 0.8 | 0.8 | 0.8 | 0.8 | 0.8 | 0.8 | 0.8 | 0.8 | 0.8 | 0.8 | 0.8 | 0.6 | 0.6 | 0.6 | 0.6 | 100 |  | 16.8
; |  |  |  |  | Sun |  |  | CCIG | 0.6 | 0.6 | 0.6 | 0.6 | 0.6 | 0.6 | 0.6 | 0.6 | 0.8 | 0.8 | 0.8 | 0.8 | 0.8 | 0.8 | 0.8 | 0.8 | 0.8 | 0.8 | 0.8 | 0.8 | 0.6 | 0.6 | 0.6 | 0.6 | 100 |  | 16.8
; |  |  |  | Plg | WD |  |  | CCIG | 0.75 | 0.75 | 0.75 | 0.75 | 0.75 | 0.75 | 0.75 | 0.75 | 1 | 1 | 1 | 1 | 1 | 1 | 1 | 1 | 1 | 1 | 1 | 1 | 0.75 | 0.75 | 0.75 | 0.75 | 100 |  | 21
; |  |  |  |  | Sat |  |  | CCIG | 0.45 | 0.45 | 0.45 | 0.45 | 0.45 | 0.45 | 0.45 | 0.45 | 0.6 | 0.6 | 0.6 | 0.6 | 0.6 | 0.6 | 0.6 | 0.6 | 0.6 | 0.6 | 0.6 | 0.6 | 0.45 | 0.45 | 0.45 | 0.45 | 100 |  | 12.6
; |  |  |  |  | Sun |  |  | CCIG | 0.45 | 0.45 | 0.45 | 0.45 | 0.45 | 0.45 | 0.45 | 0.45 | 0.6 | 0.6 | 0.6 | 0.6 | 0.6 | 0.6 | 0.6 | 0.6 | 0.6 | 0.6 | 0.6 | 0.6 | 0.45 | 0.45 | 0.45 | 0.45 | 100 |  | 12.6
; | HOSP | 12HGnl | S1 | Occ | WD |  |  | CCIG | 0 | 0 | 0 | 0 | 0 | 0 | 0 | 0 | 0.5 | 0.5 | 0.5 | 0.3 | 0.3 | 0.5 | 0.5 | 0.5 | 0.5 | 0.3 | 0.3 | 0.3 | 0 | 0 | 0 | 0 | 100 |  | 5 |  | 12-hour administration, office/aux, occupational/physical therapy
; |  |  |  |  | Sat |  |  | CCIG | 0 | 0 | 0 | 0 | 0 | 0 | 0 | 0 | 0.5 | 0.5 | 0.5 | 0.3 | 0.3 | 0.5 | 0.5 | 0.5 | 0.5 | 0.3 | 0.3 | 0.3 | 0 | 0 | 0 | 0 | 100 |  | 5
; |  |  |  |  | Sun |  |  | CCIG | 0 | 0 | 0 | 0 | 0 | 0 | 0 | 0 | 0.5 | 0.5 | 0.5 | 0.3 | 0.3 | 0.5 | 0.5 | 0.5 | 0.5 | 0.3 | 0.3 | 0.3 | 0 | 0 | 0 | 0 | 100 |  | 5
; |  |  |  | Lt | WD |  |  | CCIG | 0.3 | 0.3 | 0.3 | 0.3 | 0.3 | 0.3 | 0.3 | 0.3 | 1 | 1 | 1 | 1 | 1 | 1 | 1 | 1 | 1 | 1 | 1 | 1 | 0.3 | 0.3 | 0.3 | 0.3 | 100 |  | 15.6
; |  |  |  |  | Sat |  |  | CCIG | 0.3 | 0.3 | 0.3 | 0.3 | 0.3 | 0.3 | 0.3 | 0.3 | 0.5 | 0.5 | 0.5 | 0.5 | 0.5 | 0.5 | 0.5 | 0.5 | 0.5 | 0.5 | 0.5 | 0.5 | 0.3 | 0.3 | 0.3 | 0.3 | 100 |  | 9.6
; |  |  |  |  | Sun |  |  | CCIG | 0.3 | 0.3 | 0.3 | 0.3 | 0.3 | 0.3 | 0.3 | 0.3 | 0.5 | 0.5 | 0.5 | 0.5 | 0.5 | 0.5 | 0.5 | 0.5 | 0.5 | 0.5 | 0.5 | 0.5 | 0.3 | 0.3 | 0.3 | 0.3 | 100 |  | 9.6
; |  |  |  | Plg | WD |  |  | CCIG | 0.05 | 0.05 | 0.05 | 0.05 | 0.05 | 0.05 | 0.05 | 0.05 | 1 | 1 | 1 | 1 | 1 | 1 | 1 | 1 | 1 | 1 | 1 | 1 | 0.05 | 0.05 | 0.05 | 0.05 | 100 |  | 12.6
; |  |  |  |  | Sat |  |  | CCIG | 0.05 | 0.05 | 0.05 | 0.05 | 0.05 | 0.05 | 0.05 | 0.05 | 1 | 1 | 1 | 1 | 1 | 1 | 1 | 1 | 1 | 1 | 1 | 1 | 0.05 | 0.05 | 0.05 | 0.05 | 100 |  | 12.6
; |  |  |  |  | Sun |  |  | CCIG | 0.05 | 0.05 | 0.05 | 0.05 | 0.05 | 0.05 | 0.05 | 0.05 | 1 | 1 | 1 | 1 | 1 | 1 | 1 | 1 | 1 | 1 | 1 | 1 | 0.05 | 0.05 | 0.05 | 0.05 | 100 |  | 12.6
; | HOSP | Kit | S1 | Occ | WD |  |  | CCIG | 0.25 | 0.25 | 0.25 | 0.25 | 0.25 | 0.25 | 0.25 | 0.25 | 0.5 | 0.5 | 0.5 | 0.3 | 0.3 | 0.5 | 0.5 | 0.5 | 0.5 | 0.3 | 0.3 | 0.3 | 0.25 | 0.25 | 0.25 | 0.25 | 100 |  | 8 |  | Kitchen
; |  |  |  |  | Sat |  |  | CCIG | 0.25 | 0.25 | 0.25 | 0.25 | 0.25 | 0.25 | 0.25 | 0.25 | 0.5 | 0.5 | 0.5 | 0.3 | 0.3 | 0.5 | 0.5 | 0.5 | 0.5 | 0.3 | 0.3 | 0.3 | 0.25 | 0.25 | 0.25 | 0.25 | 100 |  | 8
; |  |  |  |  | Sun |  |  | CCIG | 0.25 | 0.25 | 0.25 | 0.25 | 0.25 | 0.25 | 0.25 | 0.25 | 0.5 | 0.5 | 0.5 | 0.3 | 0.3 | 0.5 | 0.5 | 0.5 | 0.5 | 0.3 | 0.3 | 0.3 | 0.25 | 0.25 | 0.25 | 0.25 | 100 |  | 8
; |  |  |  | Lt | WD |  |  | CCIG | [24 empty] | 100 |  | 24 | bar: 1 to 24
; |  |  |  |  | Sat |  |  | CCIG | [24 empty] | 100 |  | 24 | bar: 1 to 24
; |  |  |  |  | Sun |  |  | CCIG | [24 empty] | 100 |  | 24 | bar: 1 to 24
; |  |  |  | Plg | WD |  |  | CCIG | 0.15 | 0.12 | 0.12 | 0.12 | 0.12 | 0.12 | 0.34 | 1 | 0.63 | 0.67 | 0.63 | 0.71 | 0.71 | 0.92 | 0.59 | 0.63 | 0.75 | 0.63 | 0.63 | 0.67 | 0.55 | 0.51 | 0.32 | 0.32 | 100 |  | 11.96
; |  |  |  |  | Sat |  |  | CCIG | 0.14 | 0.14 | 0.14 | 0.14 | 0.14 | 0.14 | 0.6 | 0.6 | 0.6 | 0.6 | 0.6 | 0.6 | 0.66 | 0.66 | 0.66 | 0.66 | 0.66 | 0.66 | 0.66 | 0.66 | 0.51 | 0.51 | 0.32 | 0.32 | 100 |  | 11.38
; |  |  |  |  | Sun |  |  | CCIG | 0.14 | 0.14 | 0.14 | 0.14 | 0.14 | 0.14 | 0.6 | 0.6 | 0.6 | 0.6 | 0.6 | 0.6 | 0.66 | 0.66 | 0.66 | 0.66 | 0.66 | 0.66 | 0.66 | 0.66 | 0.51 | 0.51 | 0.32 | 0.32 | 100 |  | 11.38
; |  |  |  | Ckg | WD |  |  | CCIG | 0.11 | 0.11 | 0.11 | 0.11 | 0.76 | 0.72 | 0.59 | 0.86 | 0.77 | 0.88 | 0.95 | 0.86 | 0.76 | 0.76 | 0.75 | 0.82 | 1 | 0.8 | 0.59 | 0.38 | 0.16 | 0.11 | 0.11 | 0.11 | 100 |  | 13.18
; |  |  |  |  | Sat |  |  | CCIG | 0.11 | 0.11 | 0.11 | 0.11 | 0.76 | 0.72 | 0.59 | 0.86 | 0.77 | 0.88 | 0.95 | 0.86 | 0.76 | 0.76 | 0.75 | 0.82 | 1 | 0.8 | 0.59 | 0.38 | 0.16 | 0.11 | 0.11 | 0.11 | 100 |  | 13.18
; |  |  |  |  | Sun |  |  | CCIG | 0.11 | 0.11 | 0.11 | 0.11 | 0.76 | 0.72 | 0.59 | 0.86 | 0.77 | 0.88 | 0.95 | 0.86 | 0.76 | 0.76 | 0.75 | 0.82 | 1 | 0.8 | 0.59 | 0.38 | 0.16 | 0.11 | 0.11 | 0.11 | 100 |  | 13.18
; | HOSP | 24HWd | S1 | Occ | WD |  |  | CCIG | 0.8 | 0.8 | 0.8 | 0.8 | 0.8 | 0.8 | 0.8 | 0.8 | 0.8 | 0.8 | 1 | 1 | 0.8 | 0.8 | 0.8 | 0.8 | 0.8 | 0.8 | 0.8 | 1 | 1 | 0.8 | 0.8 | 0.8 | 100 |  | 20 |  | 24-hour wards and isolation areas
; |  |  |  |  | Sat |  |  | CCIG | 0.8 | 0.8 | 0.8 | 0.8 | 0.8 | 0.8 | 0.8 | 0.8 | 0.8 | 0.8 | 1 | 1 | 0.8 | 0.8 | 0.8 | 0.8 | 0.8 | 0.8 | 0.8 | 1 | 1 | 0.8 | 0.8 | 0.8 | 100 |  | 20
; |  |  |  |  | Sun |  |  | CCIG | 0.8 | 0.8 | 0.8 | 0.8 | 0.8 | 0.8 | 0.8 | 0.8 | 0.8 | 0.8 | 1 | 1 | 0.8 | 0.8 | 0.8 | 0.8 | 0.8 | 0.8 | 0.8 | 1 | 1 | 0.8 | 0.8 | 0.8 | 100 |  | 20
; |  |  |  | Lt | WD |  |  | CCIG | 0.35 | 0.35 | 0.35 | 0.35 | 0.35 | 0.6 | 0.9 | 1 | 1 | 1 | 1 | 1 | 1 | 1 | 1 | 1 | 1 | 1 | 1 | 1 | 1 | 0.6 | 0.35 | 0.35 | 100 |  | 18.55
; |  |  |  |  | Sat |  |  | CCIG | 0.35 | 0.35 | 0.35 | 0.35 | 0.35 | 0.6 | 0.9 | 1 | 1 | 1 | 1 | 1 | 1 | 1 | 1 | 1 | 1 | 1 | 1 | 1 | 1 | 0.6 | 0.35 | 0.35 | 100 |  | 18.55
; |  |  |  |  | Sun |  |  | CCIG | 0.35 | 0.35 | 0.35 | 0.35 | 0.35 | 0.6 | 0.9 | 1 | 1 | 1 | 1 | 1 | 1 | 1 | 1 | 1 | 1 | 1 | 1 | 1 | 1 | 0.6 | 0.35 | 0.35 | 100 |  | 18.55
; |  |  |  | Plg | WD |  |  | CCIG | 0.1 | 0.1 | 0.1 | 0.1 | 0.1 | 0.4 | 0.6 | 0.8 | 0.9 | 0.9 | 1 | 1 | 0.9 | 0.7 | 0.7 | 0.7 | 1 | 1 | 0.7 | 0.7 | 0.7 | 0.6 | 0.2 | 0.1 | 100 |  | 14.1
; |  |  |  |  | Sat |  |  | CCIG | 0.1 | 0.1 | 0.1 | 0.1 | 0.1 | 0.4 | 0.6 | 0.8 | 0.9 | 0.9 | 1 | 1 | 0.9 | 0.7 | 0.7 | 0.7 | 1 | 1 | 0.7 | 0.7 | 0.7 | 0.6 | 0.2 | 0.1 | 100 |  | 14.1
; |  |  |  |  | Sun |  |  | CCIG | 0.1 | 0.1 | 0.1 | 0.1 | 0.1 | 0.4 | 0.6 | 0.8 | 0.9 | 0.9 | 1 | 1 | 0.9 | 0.7 | 0.7 | 0.7 | 1 | 1 | 0.7 | 0.7 | 0.7 | 0.6 | 0.2 | 0.1 | 100 |  | 14.1
; | HOSP | 24HCr | S1 | Occ | WD |  |  | CCIG | 0.7 | 0.7 | 0.7 | 0.7 | 0.7 | 0.7 | 0.7 | 0.7 | 0.8 | 0.8 | 0.8 | 0.8 | 0.8 | 0.8 | 0.8 | 0.8 | 0.8 | 0.8 | 0.8 | 0.8 | 0.7 | 0.7 | 0.7 | 0.7 | 100 |  | 18 |  | 24-hour intensive care, emergency/lab, obstetrics
; |  |  |  |  | Sat |  |  | CCIG | 0.7 | 0.7 | 0.7 | 0.7 | 0.7 | 0.7 | 0.7 | 0.7 | 0.8 | 0.8 | 0.8 | 0.8 | 0.8 | 0.8 | 0.8 | 0.8 | 0.8 | 0.8 | 0.8 | 0.8 | 0.7 | 0.7 | 0.7 | 0.7 | 100 |  | 18
; |  |  |  |  | Sun |  |  | CCIG | 0.7 | 0.7 | 0.7 | 0.7 | 0.7 | 0.7 | 0.7 | 0.7 | 0.8 | 0.8 | 0.8 | 0.8 | 0.8 | 0.8 | 0.8 | 0.8 | 0.8 | 0.8 | 0.8 | 0.8 | 0.7 | 0.7 | 0.7 | 0.7 | 100 |  | 18
; |  |  |  | Lt | WD |  |  | CCIG | 0.55 | 0.55 | 0.55 | 0.55 | 0.55 | 0.55 | 0.55 | 0.55 | 0.75 | 0.75 | 0.75 | 0.75 | 0.75 | 0.75 | 0.75 | 0.75 | 0.75 | 0.75 | 0.75 | 0.75 | 0.55 | 0.55 | 0.55 | 0.55 | 100 |  | 15.6
; |  |  |  |  | Sat |  |  | CCIG | 0.45 | 0.45 | 0.45 | 0.45 | 0.45 | 0.45 | 0.45 | 0.45 | 0.5 | 0.5 | 0.5 | 0.5 | 0.5 | 0.5 | 0.5 | 0.5 | 0.5 | 0.5 | 0.5 | 0.5 | 0.45 | 0.45 | 0.45 | 0.45 | 100 |  | 11.4
; |  |  |  |  | Sun |  |  | CCIG | 0.45 | 0.45 | 0.45 | 0.45 | 0.45 | 0.45 | 0.45 | 0.45 | 0.5 | 0.5 | 0.5 | 0.5 | 0.5 | 0.5 | 0.5 | 0.5 | 0.5 | 0.5 | 0.5 | 0.5 | 0.45 | 0.45 | 0.45 | 0.45 | 100 |  | 11.4
; |  |  |  | Plg | WD |  |  | CCIG | 0.45 | 0.45 | 0.45 | 0.45 | 0.45 | 0.45 | 0.45 | 0.45 | 0.8 | 0.8 | 0.8 | 0.8 | 0.8 | 0.8 | 0.8 | 0.8 | 0.8 | 0.8 | 0.8 | 0.8 | 0.45 | 0.45 | 0.45 | 0.45 | 100 |  | 15
; |  |  |  |  | Sat |  |  | CCIG | 0.45 | 0.45 | 0.45 | 0.45 | 0.45 | 0.45 | 0.45 | 0.45 | 0.7 | 0.7 | 0.7 | 0.7 | 0.7 | 0.7 | 0.7 | 0.7 | 0.7 | 0.7 | 0.7 | 0.7 | 0.45 | 0.45 | 0.45 | 0.45 | 100 |  | 13.8
; |  |  |  |  | Sun |  |  | CCIG | 0.45 | 0.45 | 0.45 | 0.45 | 0.45 | 0.45 | 0.45 | 0.45 | 0.7 | 0.7 | 0.7 | 0.7 | 0.7 | 0.7 | 0.7 | 0.7 | 0.7 | 0.7 | 0.7 | 0.7 | 0.45 | 0.45 | 0.45 | 0.45 | 100 |  | 13.8
; | HOSP | 12HCr | S1 | Occ | WD |  |  | CCIG | 0 | 0 | 0 | 0 | 0 | 0 | 0 | 0 | 0.5 | 0.5 | 0.5 | 0.3 | 0.3 | 0.5 | 0.5 | 0.5 | 0.5 | 0.3 | 0.3 | 0.3 | 0 | 0 | 0 | 0 | 100 |  | 5 |  | 12-hour labs, surgery, radiation therapy, outpatient treatment and diagnostics
; |  |  |  |  | Sat |  |  | CCIG | 0 | 0 | 0 | 0 | 0 | 0 | 0 | 0 | 0.5 | 0.5 | 0.5 | 0.3 | 0.3 | 0.5 | 0.5 | 0.5 | 0.5 | 0.3 | 0.3 | 0.3 | 0 | 0 | 0 | 0 | 100 |  | 5
; |  |  |  |  | Sun |  |  | CCIG | 0 | 0 | 0 | 0 | 0 | 0 | 0 | 0 | 0.5 | 0.5 | 0.5 | 0.3 | 0.3 | 0.5 | 0.5 | 0.5 | 0.5 | 0.3 | 0.3 | 0.3 | 0 | 0 | 0 | 0 | 100 |  | 5
; |  |  |  | Lt | WD |  |  | CCIG | 0.3 | 0.3 | 0.3 | 0.3 | 0.3 | 0.3 | 0.3 | 0.3 | 0.75 | 0.75 | 0.75 | 0.75 | 0.75 | 0.75 | 0.75 | 0.75 | 0.75 | 0.75 | 0.75 | 0.75 | 0.3 | 0.3 | 0.3 | 0.3 | 100 |  | 12.6
; |  |  |  |  | Sat |  |  | CCIG | 0.3 | 0.3 | 0.3 | 0.3 | 0.3 | 0.3 | 0.3 | 0.3 | 0.5 | 0.5 | 0.5 | 0.5 | 0.5 | 0.5 | 0.5 | 0.5 | 0.5 | 0.5 | 0.5 | 0.5 | 0.3 | 0.3 | 0.3 | 0.3 | 100 |  | 9.6
; |  |  |  |  | Sun |  |  | CCIG | 0.3 | 0.3 | 0.3 | 0.3 | 0.3 | 0.3 | 0.3 | 0.3 | 0.5 | 0.5 | 0.5 | 0.5 | 0.5 | 0.5 | 0.5 | 0.5 | 0.5 | 0.5 | 0.5 | 0.5 | 0.3 | 0.3 | 0.3 | 0.3 | 100 |  | 9.6
; |  |  |  | Plg | WD |  |  | CCIG | 0.25 | 0.25 | 0.25 | 0.25 | 0.25 | 0.25 | 0.25 | 0.25 | 0.8 | 0.8 | 0.8 | 0.8 | 0.8 | 0.8 | 0.8 | 0.8 | 0.8 | 0.8 | 0.8 | 0.8 | 0.25 | 0.25 | 0.25 | 0.25 | 100 |  | 12.6
; |  |  |  |  | Sat |  |  | CCIG | 0.25 | 0.25 | 0.25 | 0.25 | 0.25 | 0.25 | 0.25 | 0.25 | 0.7 | 0.7 | 0.7 | 0.7 | 0.7 | 0.7 | 0.7 | 0.7 | 0.7 | 0.7 | 0.7 | 0.7 | 0.25 | 0.25 | 0.25 | 0.25 | 100 |  | 11.4
; |  |  |  |  | Sun |  |  | CCIG | 0.25 | 0.25 | 0.25 | 0.25 | 0.25 | 0.25 | 0.25 | 0.25 | 0.7 | 0.7 | 0.7 | 0.7 | 0.7 | 0.7 | 0.7 | 0.7 | 0.7 | 0.7 | 0.7 | 0.7 | 0.25 | 0.25 | 0.25 | 0.25 | 100 |  | 11.4
; | HOSP | 24Nurs | S1 | Occ | WD |  |  | CCIG | 0.25 | 0.25 | 0.25 | 0.25 | 0.25 | 0.25 | 0.25 | 0.25 | 0.5 | 0.5 | 0.5 | 0.3 | 0.3 | 0.5 | 0.5 | 0.5 | 0.5 | 0.3 | 0.3 | 0.3 | 0.25 | 0.25 | 0.25 | 0.25 | 100 |  | 8 |  | 24-hour nursing support area
; |  |  |  |  | Sat |  |  | CCIG | 0.25 | 0.25 | 0.25 | 0.25 | 0.25 | 0.25 | 0.25 | 0.25 | 0.5 | 0.5 | 0.5 | 0.3 | 0.3 | 0.5 | 0.5 | 0.5 | 0.5 | 0.3 | 0.3 | 0.3 | 0.25 | 0.25 | 0.25 | 0.25 | 100 |  | 8
; |  |  |  |  | Sun |  |  | CCIG | 0.25 | 0.25 | 0.25 | 0.25 | 0.25 | 0.25 | 0.25 | 0.25 | 0.5 | 0.5 | 0.5 | 0.3 | 0.3 | 0.5 | 0.5 | 0.5 | 0.5 | 0.3 | 0.3 | 0.3 | 0.25 | 0.25 | 0.25 | 0.25 | 100 |  | 8
; |  |  |  | Lt | WD |  |  | CCIG | [24 empty] | 100 |  | 24 | bar: 1 to 24
; |  |  |  |  | Sat |  |  | CCIG | [24 empty] | 100 |  | 24 | bar: 1 to 24
; |  |  |  |  | Sun |  |  | CCIG | [24 empty] | 100 |  | 24 | bar: 1 to 24
; |  |  |  | Plg | WD |  |  | CCIG | 0.75 | 0.75 | 0.75 | 0.75 | 0.75 | 0.75 | 0.75 | 0.75 | 1 | 1 | 1 | 1 | 1 | 1 | 1 | 1 | 1 | 1 | 1 | 1 | 0.75 | 0.75 | 0.75 | 0.75 | 100 |  | 21
; |  |  |  |  | Sat |  |  | CCIG | 0.45 | 0.45 | 0.45 | 0.45 | 0.45 | 0.45 | 0.45 | 0.45 | 0.6 | 0.6 | 0.6 | 0.6 | 0.6 | 0.6 | 0.6 | 0.6 | 0.6 | 0.6 | 0.6 | 0.6 | 0.45 | 0.45 | 0.45 | 0.45 | 100 |  | 12.6
; |  |  |  |  | Sun |  |  | CCIG | 0.45 | 0.45 | 0.45 | 0.45 | 0.45 | 0.45 | 0.45 | 0.45 | 0.6 | 0.6 | 0.6 | 0.6 | 0.6 | 0.6 | 0.6 | 0.6 | 0.6 | 0.6 | 0.6 | 0.6 | 0.45 | 0.45 | 0.45 | 0.45 | 100 |  | 12.6
; | HOSP | DHW | S1 | HW | WD |  |  | CCIG | 0.18 | 0.18 | 0.18 | 0.25 | 0.25 | 0.65 | 1 | 0.86 | 0.8 | 0.69 | 0.69 | 0.73 | 0.73 | 0.57 | 0.69 | 0.84 | 0.73 | 0.66 | 0.5 | 0.48 | 0.46 | 0.42 | 0.43 | 0.33 | 100 |  | 13.3
; |  |  |  |  | Sat |  |  | CCIG | 0.18 | 0.18 | 0.18 | 0.25 | 0.25 | 0.65 | 1 | 0.86 | 0.8 | 0.69 | 0.69 | 0.73 | 0.73 | 0.57 | 0.69 | 0.84 | 0.73 | 0.66 | 0.5 | 0.48 | 0.46 | 0.42 | 0.43 | 0.33 | 100 |  | 13.3
; |  |  |  |  | Sun |  |  | CCIG | 0.18 | 0.18 | 0.18 | 0.25 | 0.25 | 0.65 | 1 | 0.86 | 0.8 | 0.69 | 0.69 | 0.73 | 0.73 | 0.57 | 0.69 | 0.84 | 0.73 | 0.66 | 0.5 | 0.48 | 0.46 | 0.42 | 0.43 | 0.33 | 100 |  | 13.3
; | NURS | Fac | S1 | Occ | WD |  |  | CCIG | 0 | 0 | 0 | 0 | 0 | 0 | 0 | 0 | 1 | 1 | 1 | 1 | 1 | 1 | 1 | 1 | 1 | 1 | 1 | 1 | 1 | 0 | 0 | 0 | 100 |  | 13
; |  |  |  |  | Sat |  |  | CCIG | 0 | 0 | 0 | 0 | 0 | 0 | 0 | 0 | 1 | 1 | 1 | 1 | 1 | 1 | 1 | 1 | 1 | 1 | 1 | 1 | 1 | 0 | 0 | 0 | 100 |  | 13
; |  |  |  |  | Sun |  |  | CCIG | 0 | 0 | 0 | 0 | 0 | 0 | 0 | 0 | 1 | 1 | 1 | 1 | 1 | 1 | 1 | 1 | 1 | 1 | 1 | 1 | 1 | 0 | 0 | 0 | 100 |  | 13
; |  |  |  | Lt | WD |  |  | CCIG | 0.1 | 0.1 | 0.1 | 0.1 | 0.1 | 0.1 | 0.1 | 0.1 | 0.7 | 0.7 | 0.7 | 0.7 | 0.7 | 0.7 | 0.7 | 0.7 | 0.7 | 0.7 | 0.7 | 0.7 | 0.7 | 0.1 | 0.1 | 0.1 | 100 |  | 10.2
; |  |  |  |  | Sat |  |  | CCIG | 0.1 | 0.1 | 0.1 | 0.1 | 0.1 | 0.1 | 0.1 | 0.1 | 0.7 | 0.7 | 0.7 | 0.7 | 0.7 | 0.7 | 0.7 | 0.7 | 0.7 | 0.7 | 0.7 | 0.7 | 0.7 | 0.1 | 0.1 | 0.1 | 100 |  | 10.2
; |  |  |  |  | Sun |  |  | CCIG | 0.1 | 0.1 | 0.1 | 0.1 | 0.1 | 0.1 | 0.1 | 0.1 | 0.7 | 0.7 | 0.7 | 0.7 | 0.7 | 0.7 | 0.7 | 0.7 | 0.7 | 0.7 | 0.7 | 0.7 | 0.7 | 0.1 | 0.1 | 0.1 | 100 |  | 10.2
; |  |  |  | Plg | WD |  |  | CCIG | 0.2 | 0.2 | 0.2 | 0.2 | 0.2 | 0.4 | 0.6 | 0.8 | 0.9 | 0.9 | 1 | 1 | 0.9 | 0.7 | 0.7 | 0.7 | 1 | 1 | 0.7 | 0.7 | 0.7 | 0.6 | 0.2 | 0.2 | 100 |  | 14.7
; |  |  |  |  | Sat |  |  | CCIG | 0.2 | 0.2 | 0.2 | 0.2 | 0.2 | 0.4 | 0.6 | 0.8 | 0.9 | 0.9 | 1 | 1 | 0.9 | 0.7 | 0.7 | 0.7 | 1 | 1 | 0.7 | 0.7 | 0.7 | 0.6 | 0.2 | 0.2 | 100 |  | 14.7
; |  |  |  |  | Sun |  |  | CCIG | 0.2 | 0.2 | 0.2 | 0.2 | 0.2 | 0.4 | 0.6 | 0.8 | 0.9 | 0.9 | 1 | 1 | 0.9 | 0.7 | 0.7 | 0.7 | 1 | 1 | 0.7 | 0.7 | 0.7 | 0.6 | 0.2 | 0.2 | 100 |  | 14.7
; | NURS | Admin | S1 | Occ | WD |  |  | CCIG | 0 | 0 | 0 | 0 | 0 | 0 | 0 | 0 | 1 | 1 | 1 | 1 | 1 | 1 | 1 | 1 | 1 | 1 | 1 | 0 | 0 | 0 | 0 | 0 | 100 |  | 11
; |  |  |  |  | Sat |  |  | CCIG | 0 | 0 | 0 | 0 | 0 | 0 | 0 | 0 | 1 | 1 | 1 | 1 | 1 | 1 | 1 | 1 | 1 | 1 | 1 | 0 | 0 | 0 | 0 | 0 | 100 |  | 11
; |  |  |  |  | Sun |  |  | CCIG | 0 | 0 | 0 | 0 | 0 | 0 | 0 | 0 | 1 | 1 | 1 | 1 | 1 | 1 | 1 | 1 | 1 | 1 | 1 | 0 | 0 | 0 | 0 | 0 | 100 |  | 11
; |  |  |  | Lt | WD |  |  | CCIG | 0.1 | 0.1 | 0.1 | 0.1 | 0.1 | 0.1 | 0.1 | 0.7 | 0.7 | 0.7 | 0.7 | 0.7 | 0.7 | 0.7 | 0.7 | 0.7 | 0.7 | 0.7 | 0.7 | 0.7 | 0.7 | 0.1 | 0.1 | 0.1 | 100 |  | 10.8
; |  |  |  |  | Sat |  |  | CCIG | 0.1 | 0.1 | 0.1 | 0.1 | 0.1 | 0.1 | 0.1 | 0.7 | 0.7 | 0.7 | 0.7 | 0.7 | 0.7 | 0.7 | 0.7 | 0.7 | 0.7 | 0.7 | 0.7 | 0.7 | 0.7 | 0.1 | 0.1 | 0.1 | 100 |  | 10.8
; |  |  |  |  | Sun |  |  | CCIG | 0.1 | 0.1 | 0.1 | 0.1 | 0.1 | 0.1 | 0.1 | 0.7 | 0.7 | 0.7 | 0.7 | 0.7 | 0.7 | 0.7 | 0.7 | 0.7 | 0.7 | 0.7 | 0.7 | 0.7 | 0.7 | 0.1 | 0.1 | 0.1 | 100 |  | 10.8
; |  |  |  | Plg | WD |  |  | CCIG | 0.3 | 0.3 | 0.3 | 0.3 | 0.3 | 0.4 | 0.6 | 0.8 | 0.9 | 0.9 | 1 | 1 | 0.9 | 0.7 | 0.7 | 0.7 | 1 | 1 | 0.7 | 0.7 | 0.7 | 0.6 | 0.4 | 0.3 | 100 |  | 15.5
; |  |  |  |  | Sat |  |  | CCIG | 0.3 | 0.3 | 0.3 | 0.3 | 0.3 | 0.4 | 0.6 | 0.8 | 0.9 | 0.9 | 1 | 1 | 0.9 | 0.7 | 0.7 | 0.7 | 1 | 1 | 0.7 | 0.7 | 0.7 | 0.6 | 0.4 | 0.3 | 100 |  | 15.5
; |  |  |  |  | Sun |  |  | CCIG | 0.3 | 0.3 | 0.3 | 0.3 | 0.3 | 0.4 | 0.6 | 0.8 | 0.9 | 0.9 | 1 | 1 | 0.9 | 0.7 | 0.7 | 0.7 | 1 | 1 | 0.7 | 0.7 | 0.7 | 0.6 | 0.4 | 0.3 | 100 |  | 15.5
; | NURS | Kit | S1 | Occ | WD |  |  | CCIG | 0 | 0 | 0 | 0 | 0 | 0 | 0 | 0 | 1 | 1 | 1 | 1 | 1 | 1 | 1 | 1 | 1 | 1 | 1 | 0 | 0 | 0 | 0 | 0 | 100 |  | 11
; |  |  |  |  | Sat |  |  | CCIG | 0 | 0 | 0 | 0 | 0 | 0 | 0 | 0 | 1 | 1 | 1 | 1 | 1 | 1 | 1 | 1 | 1 | 1 | 1 | 0 | 0 | 0 | 0 | 0 | 100 |  | 11
; |  |  |  |  | Sun |  |  | CCIG | 0 | 0 | 0 | 0 | 0 | 0 | 0 | 0 | 1 | 1 | 1 | 1 | 1 | 1 | 1 | 1 | 1 | 1 | 1 | 0 | 0 | 0 | 0 | 0 | 100 |  | 11
; |  |  |  | Lt | WD |  |  | CCIG | 0.1 | 0.1 | 0.1 | 0.1 | 0.1 | 0.1 | 0.1 | 0.7 | 0.7 | 0.7 | 0.7 | 0.7 | 0.7 | 0.7 | 0.7 | 0.7 | 0.7 | 0.7 | 0.7 | 0.7 | 0.7 | 0.1 | 0.1 | 0.1 | 100 |  | 10.8
; |  |  |  |  | Sat |  |  | CCIG | 0.1 | 0.1 | 0.1 | 0.1 | 0.1 | 0.1 | 0.1 | 0.7 | 0.7 | 0.7 | 0.7 | 0.7 | 0.7 | 0.7 | 0.7 | 0.7 | 0.7 | 0.7 | 0.7 | 0.7 | 0.7 | 0.1 | 0.1 | 0.1 | 100 |  | 10.8
; |  |  |  |  | Sun |  |  | CCIG | 0.1 | 0.1 | 0.1 | 0.1 | 0.1 | 0.1 | 0.1 | 0.7 | 0.7 | 0.7 | 0.7 | 0.7 | 0.7 | 0.7 | 0.7 | 0.7 | 0.7 | 0.7 | 0.7 | 0.7 | 0.7 | 0.1 | 0.1 | 0.1 | 100 |  | 10.8
; |  |  |  | Plg | WD |  |  | CCIG | 0.3 | 0.3 | 0.3 | 0.3 | 0.3 | 0.4 | 0.6 | 0.8 | 0.9 | 0.9 | 1 | 1 | 0.9 | 0.7 | 0.7 | 0.7 | 1 | 1 | 0.7 | 0.7 | 0.7 | 0.6 | 0.4 | 0.3 | 100 |  | 15.5
; |  |  |  |  | Sat |  |  | CCIG | 0.3 | 0.3 | 0.3 | 0.3 | 0.3 | 0.4 | 0.6 | 0.8 | 0.9 | 0.9 | 1 | 1 | 0.9 | 0.7 | 0.7 | 0.7 | 1 | 1 | 0.7 | 0.7 | 0.7 | 0.6 | 0.4 | 0.3 | 100 |  | 15.5
; |  |  |  |  | Sun |  |  | CCIG | 0.3 | 0.3 | 0.3 | 0.3 | 0.3 | 0.4 | 0.6 | 0.8 | 0.9 | 0.9 | 1 | 1 | 0.9 | 0.7 | 0.7 | 0.7 | 1 | 1 | 0.7 | 0.7 | 0.7 | 0.6 | 0.4 | 0.3 | 100 |  | 15.5
; |  |  |  | Ckg | WD |  |  | CCIG | 0.1 | 0.1 | 0.1 | 0.1 | 0.1 | 0.4 | 0.6 | 0.8 | 0.9 | 0.9 | 1 | 1 | 0.9 | 0.7 | 0.7 | 0.7 | 1 | 1 | 0.7 | 0.7 | 0.7 | 0.6 | 0.2 | 0.1 | 100 |  | 14.1
; |  |  |  |  | Sat |  |  | CCIG | 0.1 | 0.1 | 0.1 | 0.1 | 0.1 | 0.4 | 0.6 | 0.8 | 0.9 | 0.9 | 1 | 1 | 0.9 | 0.7 | 0.7 | 0.7 | 1 | 1 | 0.7 | 0.7 | 0.7 | 0.6 | 0.2 | 0.1 | 100 |  | 14.1
; |  |  |  |  | Sun |  |  | CCIG | 0.1 | 0.1 | 0.1 | 0.1 | 0.1 | 0.4 | 0.6 | 0.8 | 0.9 | 0.9 | 1 | 1 | 0.9 | 0.7 | 0.7 | 0.7 | 1 | 1 | 0.7 | 0.7 | 0.7 | 0.6 | 0.2 | 0.1 | 100 |  | 14.1
; | NURS | Room | S1 | Occ | WD |  |  | CCIG | 1 | 1 | 1 | 1 | 1 | 1 | 1 | 1 | 0.6 | 0.6 | 0.6 | 0.6 | 0.6 | 0.6 | 0.6 | 0.6 | 0.6 | 0.6 | 0.6 | 1 | 1 | 1 | 1 | 1 | 100 |  | 19.6
; |  |  |  |  | Sat |  |  | CCIG | 1 | 1 | 1 | 1 | 1 | 1 | 1 | 1 | 0.6 | 0.6 | 0.6 | 0.6 | 0.6 | 0.6 | 0.6 | 0.6 | 0.6 | 0.6 | 0.6 | 1 | 1 | 1 | 1 | 1 | 100 |  | 19.6
; |  |  |  |  | Sun |  |  | CCIG | 1 | 1 | 1 | 1 | 1 | 1 | 1 | 1 | 0.6 | 0.6 | 0.6 | 0.6 | 0.6 | 0.6 | 0.6 | 0.6 | 0.6 | 0.6 | 0.6 | 1 | 1 | 1 | 1 | 1 | 100 |  | 19.6
; |  |  |  | Lt | WD |  |  | CCIG | 0.15 | 0.15 | 0.15 | 0.15 | 0.15 | 0.6 | 0.9 | 0.7 | 0.7 | 0.7 | 0.7 | 0.7 | 0.7 | 0.7 | 0.7 | 0.7 | 0.7 | 0.7 | 0.7 | 0.7 | 0.7 | 0.6 | 0.3 | 0.3 | 100 |  | 13.25
; |  |  |  |  | Sat |  |  | CCIG | 0.15 | 0.15 | 0.15 | 0.15 | 0.15 | 0.6 | 0.9 | 0.7 | 0.7 | 0.7 | 0.7 | 0.7 | 0.7 | 0.7 | 0.7 | 0.7 | 0.7 | 0.7 | 0.7 | 0.7 | 0.7 | 0.6 | 0.3 | 0.3 | 100 |  | 13.25
; |  |  |  |  | Sun |  |  | CCIG | 0.15 | 0.15 | 0.15 | 0.15 | 0.15 | 0.6 | 0.9 | 0.7 | 0.7 | 0.7 | 0.7 | 0.7 | 0.7 | 0.7 | 0.7 | 0.7 | 0.7 | 0.7 | 0.7 | 0.7 | 0.7 | 0.6 | 0.3 | 0.3 | 100 |  | 13.25
; |  |  |  | Plg | WD |  |  | CCIG | 0.3 | 0.3 | 0.3 | 0.3 | 0.3 | 0.4 | 0.6 | 0.8 | 0.9 | 0.9 | 1 | 1 | 0.9 | 0.7 | 0.7 | 0.7 | 1 | 1 | 0.7 | 0.7 | 0.7 | 0.6 | 0.5 | 0.3 | 100 |  | 15.6
; |  |  |  |  | Sat |  |  | CCIG | 0.3 | 0.3 | 0.3 | 0.3 | 0.3 | 0.4 | 0.6 | 0.8 | 0.9 | 0.9 | 1 | 1 | 0.9 | 0.7 | 0.7 | 0.7 | 1 | 1 | 0.7 | 0.7 | 0.7 | 0.6 | 0.5 | 0.3 | 100 |  | 15.6
; |  |  |  |  | Sun |  |  | CCIG | 0.3 | 0.3 | 0.3 | 0.3 | 0.3 | 0.4 | 0.6 | 0.8 | 0.9 | 0.9 | 1 | 1 | 0.9 | 0.7 | 0.7 | 0.7 | 1 | 1 | 0.7 | 0.7 | 0.7 | 0.6 | 0.5 | 0.3 | 100 |  | 15.6
; | NURS | Corr | S1 | Occ | WD |  |  | CCIG* | 0.4 | 0.4 | 0.4 | 0.4 | 0.4 | 0.4 | 0.4 | 0.4 | 1 | 1 | 1 | 1 | 1 | 1 | 1 | 1 | 1 | 1 | 1 | 0.4 | 0.4 | 0.4 | 0.4 | 0.4 | 100 |  | 16.2 |  | Same as Admin w/ 40% Min
; |  |  |  |  | Sat |  |  | CCIG* | 0.4 | 0.4 | 0.4 | 0.4 | 0.4 | 0.4 | 0.4 | 0.4 | 1 | 1 | 1 | 1 | 1 | 1 | 1 | 1 | 1 | 1 | 1 | 0.4 | 0.4 | 0.4 | 0.4 | 0.4 | 100 |  | 16.2 |  | Same as Admin w/ 40% Min
; |  |  |  |  | Sun |  |  | CCIG* | 0.4 | 0.4 | 0.4 | 0.4 | 0.4 | 0.4 | 0.4 | 0.4 | 1 | 1 | 1 | 1 | 1 | 1 | 1 | 1 | 1 | 1 | 1 | 0.4 | 0.4 | 0.4 | 0.4 | 0.4 | 100 |  | 16.2 |  | Same as Admin w/ 40% Min
; |  |  |  | Lt | WD |  |  | CCIG | [24 empty] | 100 |  | 24 | bar: 1 to 24
; |  |  |  |  | Sat |  |  | CCIG | [24 empty] | 100 |  | 24 | bar: 1 to 24
; |  |  |  |  | Sun |  |  | CCIG | [24 empty] | 100 |  | 24 | bar: 1 to 24
; |  |  |  | Plg | WD |  |  | CCIG* | [24 empty] | 100 |  | 24 |  | Same as Lighting Schedule | bar: 1 to 24
; |  |  |  |  | Sat |  |  | CCIG* | [24 empty] | 100 |  | 24 |  | Same as Lighting Schedule | bar: 1 to 24
; |  |  |  |  | Sun |  |  | CCIG* | [24 empty] | 100 |  | 24 |  | Same as Lighting Schedule | bar: 1 to 24
; | NURS | DHW | S1 | HW | WD |  |  | CCIG | 0.21 | 0.2 | 0.2 | 0.2 | 0.22 | 0.2 | 0.51 | 0.61 | 0.59 | 0.48 | 0.42 | 0.48 | 0.45 | 0.4 | 0.35 | 0.35 | 0.33 | 0.45 | 0.6 | 0.65 | 0.55 | 0.5 | 0.48 | 0.2 | 100 |  | 9.63
; |  |  |  |  | Sat |  |  | CCIG | 0.21 | 0.2 | 0.2 | 0.2 | 0.22 | 0.2 | 0.51 | 0.61 | 0.59 | 0.48 | 0.42 | 0.48 | 0.45 | 0.4 | 0.35 | 0.35 | 0.33 | 0.45 | 0.6 | 0.65 | 0.55 | 0.5 | 0.48 | 0.2 | 100 |  | 9.63
; |  |  |  |  | Sun |  |  | CCIG | 0.21 | 0.2 | 0.2 | 0.2 | 0.22 | 0.2 | 0.51 | 0.61 | 0.59 | 0.48 | 0.42 | 0.48 | 0.45 | 0.4 | 0.35 | 0.35 | 0.33 | 0.45 | 0.6 | 0.65 | 0.55 | 0.5 | 0.48 | 0.2 | 100 |  | 9.63
; | HTLPB | Fac | S1 | Occ | WD |  |  | NCC | 0.32 | 0.31 | 0.28 | 0.28 | 0.3 | 0.31 | 0.35 | 0.43 | 0.5 | 0.57 | 0.68 | 0.71 | 0.76 | 0.8 | 0.77 | 0.76 | 0.69 | 0.67 | 0.57 | 0.57 | 0.5 | 0.49 | 0.39 | 0.37 | 100 |  | 12.38
; |  |  |  |  | Sat |  |  | NCC | 0.32 | 0.31 | 0.28 | 0.28 | 0.3 | 0.31 | 0.35 | 0.43 | 0.5 | 0.57 | 0.68 | 0.71 | 0.76 | 0.8 | 0.77 | 0.76 | 0.69 | 0.67 | 0.57 | 0.57 | 0.5 | 0.49 | 0.39 | 0.37 | 100 |  | 12.38
; |  |  |  |  | Sun |  |  | NCC | 0.32 | 0.31 | 0.28 | 0.28 | 0.3 | 0.31 | 0.35 | 0.43 | 0.5 | 0.57 | 0.68 | 0.71 | 0.76 | 0.8 | 0.77 | 0.76 | 0.69 | 0.67 | 0.57 | 0.57 | 0.5 | 0.49 | 0.39 | 0.37 | 100 |  | 12.38
; |  |  |  | Lt | WD |  |  | NCC | 0.32 | 0.31 | 0.28 | 0.28 | 0.3 | 0.31 | 0.35 | 0.43 | 0.5 | 0.57 | 0.68 | 0.71 | 0.76 | 0.8 | 0.77 | 0.76 | 0.69 | 0.67 | 0.57 | 0.57 | 0.5 | 0.49 | 0.39 | 0.37 | 100 |  | 12.38
; |  |  |  |  | Sat |  |  | NCC | 0.32 | 0.31 | 0.28 | 0.28 | 0.3 | 0.31 | 0.35 | 0.43 | 0.5 | 0.57 | 0.68 | 0.71 | 0.76 | 0.8 | 0.77 | 0.76 | 0.69 | 0.67 | 0.57 | 0.57 | 0.5 | 0.49 | 0.39 | 0.37 | 100 |  | 12.38
; |  |  |  |  | Sun |  |  | NCC | 0.32 | 0.31 | 0.28 | 0.28 | 0.3 | 0.31 | 0.35 | 0.43 | 0.5 | 0.57 | 0.68 | 0.71 | 0.76 | 0.8 | 0.77 | 0.76 | 0.69 | 0.67 | 0.57 | 0.57 | 0.5 | 0.49 | 0.39 | 0.37 | 100 |  | 12.38
; |  |  |  | Plg | WD |  |  | NCC | 0.32 | 0.31 | 0.28 | 0.28 | 0.3 | 0.31 | 0.35 | 0.43 | 0.5 | 0.57 | 0.68 | 0.71 | 0.76 | 0.8 | 0.77 | 0.76 | 0.69 | 0.67 | 0.57 | 0.57 | 0.5 | 0.49 | 0.39 | 0.37 | 100 |  | 12.38
; |  |  |  |  | Sat |  |  | NCC | 0.32 | 0.31 | 0.28 | 0.28 | 0.3 | 0.31 | 0.35 | 0.43 | 0.5 | 0.57 | 0.68 | 0.71 | 0.76 | 0.8 | 0.77 | 0.76 | 0.69 | 0.67 | 0.57 | 0.57 | 0.5 | 0.49 | 0.39 | 0.37 | 100 |  | 12.38
; |  |  |  |  | Sun |  |  | NCC | 0.32 | 0.31 | 0.28 | 0.28 | 0.3 | 0.31 | 0.35 | 0.43 | 0.5 | 0.57 | 0.68 | 0.71 | 0.76 | 0.8 | 0.77 | 0.76 | 0.69 | 0.67 | 0.57 | 0.57 | 0.5 | 0.49 | 0.39 | 0.37 | 100 |  | 12.38
; | HTLPB | Admin | S1 | Occ | WD |  |  | NCC | 0 | 0 | 0 | 0 | 0 | 0 | 0 | 0.3 | 1 | 1 | 1 | 0.8 | 0.4 | 0.8 | 1 | 1 | 1 | 0.3 | 0.1 | 0.1 | 0 | 0 | 0 | 0 | 100 |  | 8.8
; |  |  |  |  | Sat |  |  | NCC | 0 | 0 | 0 | 0 | 0 | 0 | 0 | 0.3 | 0.5 | 0.5 | 0.5 | 0.5 | 0.3 | 0.5 | 0.4 | 0.4 | 0.4 | 0.2 | 0.1 | 0.1 | 0 | 0 | 0 | 0 | 100 |  | 4.7
; |  |  |  |  | Sun |  |  | NCC | 0 | 0 | 0 | 0 | 0 | 0 | 0 | 0.3 | 0.5 | 0.5 | 0.5 | 0.5 | 0.3 | 0.5 | 0.4 | 0.4 | 0.4 | 0.2 | 0.1 | 0.1 | 0 | 0 | 0 | 0 | 100 |  | 4.7
; |  |  |  | Lt | WD |  |  | NCC | 0.3 | 0.3 | 0.3 | 0.3 | 0.3 | 0.3 | 0.4 | 0.8 | 0.8 | 0.8 | 0.8 | 0.6 | 0.8 | 0.8 | 0.8 | 0.8 | 0.8 | 0.8 | 0.7 | 0.4 | 0.3 | 0.3 | 0.3 | 0.3 | 100 |  | 13.1
; |  |  |  |  | Sat |  |  | NCC | 0.3 | 0.3 | 0.3 | 0.3 | 0.3 | 0.3 | 0.4 | 0.8 | 0.8 | 0.8 | 0.8 | 0.6 | 0.8 | 0.8 | 0.8 | 0.8 | 0.8 | 0.8 | 0.7 | 0.4 | 0.3 | 0.3 | 0.3 | 0.3 | 100 |  | 13.1
; |  |  |  |  | Sun |  |  | NCC | 0.3 | 0.3 | 0.3 | 0.3 | 0.3 | 0.3 | 0.4 | 0.8 | 0.8 | 0.8 | 0.8 | 0.6 | 0.8 | 0.8 | 0.8 | 0.8 | 0.8 | 0.8 | 0.7 | 0.4 | 0.3 | 0.3 | 0.3 | 0.3 | 100 |  | 13.1
; |  |  |  | Plg | WD |  |  | NCC | 0.3 | 0.3 | 0.3 | 0.3 | 0.3 | 0.3 | 0.5 | 1 | 1 | 1 | 1 | 1 | 1 | 1 | 1 | 1 | 1 | 1 | 1 | 0.5 | 0.3 | 0.3 | 0.3 | 0.3 | 100 |  | 16
; |  |  |  |  | Sat |  |  | NCC | 0.3 | 0.3 | 0.3 | 0.3 | 0.3 | 0.3 | 0.5 | 1 | 1 | 1 | 1 | 1 | 1 | 1 | 1 | 1 | 1 | 1 | 1 | 0.5 | 0.3 | 0.3 | 0.3 | 0.3 | 100 |  | 16
; |  |  |  |  | Sun |  |  | NCC | 0.3 | 0.3 | 0.3 | 0.3 | 0.3 | 0.3 | 0.5 | 1 | 1 | 1 | 1 | 1 | 1 | 1 | 1 | 1 | 1 | 1 | 1 | 0.5 | 0.3 | 0.3 | 0.3 | 0.3 | 100 |  | 16
; | HTLPB | Kit | S1 | Occ | WD |  |  | NCC | 0.25 | 0.24 | 0.23 | 0.23 | 0.24 | 0.26 | 0.33 | 0.41 | 0.5 | 0.6 | 0.7 | 0.71 | 0.75 | 0.8 | 0.78 | 0.75 | 0.7 | 0.61 | 0.5 | 0.46 | 0.4 | 0.39 | 0.31 | 0.29 | 100 |  | 11.44
; |  |  |  |  | Sat |  |  | NCC | 0.25 | 0.24 | 0.23 | 0.23 | 0.24 | 0.26 | 0.33 | 0.41 | 0.51 | 0.6 | 0.7 | 0.71 | 0.76 | 0.8 | 0.78 | 0.76 | 0.7 | 0.61 | 0.5 | 0.46 | 0.4 | 0.39 | 0.31 | 0.29 | 100 |  | 11.47
; |  |  |  |  | Sun |  |  | NCC | 0.25 | 0.24 | 0.23 | 0.23 | 0.24 | 0.26 | 0.33 | 0.41 | 0.5 | 0.6 | 0.7 | 0.71 | 0.75 | 0.8 | 0.78 | 0.75 | 0.7 | 0.61 | 0.5 | 0.46 | 0.4 | 0.39 | 0.31 | 0.29 | 100 |  | 11.44
; |  |  |  | Lt | WD |  |  | NCC | 0.25 | 0.24 | 0.23 | 0.23 | 0.24 | 0.26 | 0.33 | 0.41 | 0.5 | 0.6 | 0.7 | 0.71 | 0.75 | 0.8 | 0.78 | 0.75 | 0.7 | 0.61 | 0.5 | 0.46 | 0.4 | 0.39 | 0.31 | 0.29 | 100 |  | 11.44
; |  |  |  |  | Sat |  |  | NCC | 0.25 | 0.24 | 0.23 | 0.23 | 0.24 | 0.26 | 0.33 | 0.41 | 0.5 | 0.6 | 0.7 | 0.71 | 0.75 | 0.8 | 0.78 | 0.75 | 0.7 | 0.61 | 0.5 | 0.46 | 0.4 | 0.39 | 0.31 | 0.29 | 100 |  | 11.44
; |  |  |  |  | Sun |  |  | NCC | 0.25 | 0.24 | 0.23 | 0.23 | 0.24 | 0.26 | 0.33 | 0.41 | 0.5 | 0.6 | 0.7 | 0.71 | 0.75 | 0.8 | 0.78 | 0.75 | 0.7 | 0.61 | 0.5 | 0.46 | 0.4 | 0.39 | 0.31 | 0.29 | 100 |  | 11.44
; |  |  |  | Plg | WD |  |  | NCC | 0.25 | 0.24 | 0.23 | 0.23 | 0.24 | 0.26 | 0.33 | 0.41 | 0.5 | 0.6 | 0.7 | 0.71 | 0.75 | 0.8 | 0.78 | 0.75 | 0.7 | 0.61 | 0.5 | 0.46 | 0.4 | 0.39 | 0.31 | 0.29 | 100 |  | 11.44
; |  |  |  |  | Sat |  |  | NCC | 0.25 | 0.24 | 0.23 | 0.23 | 0.24 | 0.26 | 0.33 | 0.41 | 0.5 | 0.6 | 0.7 | 0.71 | 0.75 | 0.8 | 0.78 | 0.75 | 0.7 | 0.61 | 0.5 | 0.46 | 0.4 | 0.39 | 0.31 | 0.29 | 100 |  | 11.44
; |  |  |  |  | Sun |  |  | NCC | 0.25 | 0.24 | 0.23 | 0.23 | 0.24 | 0.26 | 0.33 | 0.41 | 0.5 | 0.6 | 0.7 | 0.71 | 0.75 | 0.8 | 0.78 | 0.75 | 0.7 | 0.61 | 0.5 | 0.46 | 0.4 | 0.39 | 0.31 | 0.29 | 100 |  | 11.44
; |  |  |  | Ckg | WD |  |  | NCC | 0.25 | 0.24 | 0.23 | 0.23 | 0.24 | 0.26 | 0.33 | 0.41 | 0.5 | 0.6 | 0.7 | 0.71 | 0.75 | 0.8 | 0.78 | 0.75 | 0.7 | 0.61 | 0.5 | 0.46 | 0.4 | 0.39 | 0.31 | 0.29 | 100 |  | 11.44
; |  |  |  |  | Sat |  |  | NCC | 0.25 | 0.24 | 0.23 | 0.23 | 0.24 | 0.26 | 0.33 | 0.41 | 0.5 | 0.6 | 0.7 | 0.71 | 0.75 | 0.8 | 0.78 | 0.75 | 0.7 | 0.61 | 0.5 | 0.46 | 0.4 | 0.39 | 0.31 | 0.29 | 100 |  | 11.44
; |  |  |  |  | Sun |  |  | NCC | 0.25 | 0.24 | 0.23 | 0.23 | 0.24 | 0.26 | 0.33 | 0.41 | 0.5 | 0.6 | 0.7 | 0.71 | 0.75 | 0.8 | 0.78 | 0.75 | 0.7 | 0.61 | 0.5 | 0.46 | 0.4 | 0.39 | 0.31 | 0.29 | 100 |  | 11.44
; | HTLPB | Lobby | S1 | Occ | WD |  |  | NCC | 0.32 | 0.31 | 0.28 | 0.28 | 0.3 | 0.31 | 0.35 | 0.43 | 0.5 | 0.57 | 0.68 | 0.71 | 0.76 | 0.8 | 0.77 | 0.76 | 0.69 | 0.67 | 0.57 | 0.57 | 0.5 | 0.49 | 0.39 | 0.37 | 100 |  | 12.38
; |  |  |  |  | Sat |  |  | NCC | 0.32 | 0.31 | 0.28 | 0.28 | 0.3 | 0.31 | 0.35 | 0.43 | 0.5 | 0.57 | 0.68 | 0.71 | 0.76 | 0.8 | 0.77 | 0.76 | 0.69 | 0.67 | 0.57 | 0.57 | 0.5 | 0.49 | 0.39 | 0.37 | 100 |  | 12.38
; |  |  |  |  | Sun |  |  | NCC | 0.32 | 0.31 | 0.28 | 0.28 | 0.3 | 0.31 | 0.35 | 0.43 | 0.5 | 0.57 | 0.68 | 0.71 | 0.76 | 0.8 | 0.77 | 0.76 | 0.69 | 0.67 | 0.57 | 0.57 | 0.5 | 0.49 | 0.39 | 0.37 | 100 |  | 12.38
; |  |  |  | Lt | WD |  |  | NCC | [24 empty] | 100 |  | 24 | bar: 1 to 24
; |  |  |  |  | Sat |  |  | NCC | [24 empty] | 100 |  | 24 | bar: 1 to 24
; |  |  |  |  | Sun |  |  | NCC | [24 empty] | 100 |  | 24 | bar: 1 to 24
; |  |  |  | Plg | WD |  |  | NCC | 0.32 | 0.31 | 0.28 | 0.28 | 0.3 | 0.31 | 0.35 | 0.43 | 0.5 | 0.57 | 0.68 | 0.71 | 0.76 | 0.8 | 0.77 | 0.76 | 0.69 | 0.67 | 0.57 | 0.57 | 0.5 | 0.49 | 0.39 | 0.37 | 100 |  | 12.38
; |  |  |  |  | Sat |  |  | NCC | 0.32 | 0.31 | 0.28 | 0.28 | 0.3 | 0.31 | 0.35 | 0.43 | 0.5 | 0.57 | 0.68 | 0.71 | 0.76 | 0.8 | 0.77 | 0.76 | 0.69 | 0.67 | 0.57 | 0.57 | 0.5 | 0.49 | 0.39 | 0.37 | 100 |  | 12.38
; |  |  |  |  | Sun |  |  | NCC | 0.32 | 0.31 | 0.28 | 0.28 | 0.3 | 0.31 | 0.35 | 0.43 | 0.5 | 0.57 | 0.68 | 0.71 | 0.76 | 0.8 | 0.77 | 0.76 | 0.69 | 0.67 | 0.57 | 0.57 | 0.5 | 0.49 | 0.39 | 0.37 | 100 |  | 12.38
; | HTLPB | Corr | S1 | Occ | WD |  |  | NCC* | 0.32 | 0.31 | 0.28 | 0.28 | 0.3 | 0.31 | 0.35 | 0.43 | 0.5 | 0.57 | 0.68 | 0.71 | 0.76 | 0.8 | 0.77 | 0.76 | 0.69 | 0.67 | 0.57 | 0.57 | 0.5 | 0.49 | 0.39 | 0.37 | 100 |  | 12.38 |  | Use Lobby Schedule
; |  |  |  |  | Sat |  |  | NCC* | 0.32 | 0.31 | 0.28 | 0.28 | 0.3 | 0.31 | 0.35 | 0.43 | 0.5 | 0.57 | 0.68 | 0.71 | 0.76 | 0.8 | 0.77 | 0.76 | 0.69 | 0.67 | 0.57 | 0.57 | 0.5 | 0.49 | 0.39 | 0.37 | 100 |  | 12.38 |  | Use Lobby Schedule
; |  |  |  |  | Sun |  |  | NCC* | 0.32 | 0.31 | 0.28 | 0.28 | 0.3 | 0.31 | 0.35 | 0.43 | 0.5 | 0.57 | 0.68 | 0.71 | 0.76 | 0.8 | 0.77 | 0.76 | 0.69 | 0.67 | 0.57 | 0.57 | 0.5 | 0.49 | 0.39 | 0.37 | 100 |  | 12.38 |  | Use Lobby Schedule
; |  |  |  | Lt | WD |  |  | NCC | [24 empty] | 100 |  | 24 | bar: 1 to 24
; |  |  |  |  | Sat |  |  | NCC | [24 empty] | 100 |  | 24 | bar: 1 to 24
; |  |  |  |  | Sun |  |  | NCC | [24 empty] | 100 |  | 24 | bar: 1 to 24
; |  |  |  | Plg | WD |  |  | NCC* | 0.32 | 0.31 | 0.28 | 0.28 | 0.3 | 0.31 | 0.35 | 0.43 | 0.5 | 0.57 | 0.68 | 0.71 | 0.76 | 0.8 | 0.77 | 0.76 | 0.69 | 0.67 | 0.57 | 0.57 | 0.5 | 0.49 | 0.39 | 0.37 | 100 |  | 12.38 |  | Use Lobby Schedule
; |  |  |  |  | Sat |  |  | NCC* | 0.32 | 0.31 | 0.28 | 0.28 | 0.3 | 0.31 | 0.35 | 0.43 | 0.5 | 0.57 | 0.68 | 0.71 | 0.76 | 0.8 | 0.77 | 0.76 | 0.69 | 0.67 | 0.57 | 0.57 | 0.5 | 0.49 | 0.39 | 0.37 | 100 |  | 12.38 |  | Use Lobby Schedule
; |  |  |  |  | Sun |  |  | NCC* | 0.32 | 0.31 | 0.28 | 0.28 | 0.3 | 0.31 | 0.35 | 0.43 | 0.5 | 0.57 | 0.68 | 0.71 | 0.76 | 0.8 | 0.77 | 0.76 | 0.69 | 0.67 | 0.57 | 0.57 | 0.5 | 0.49 | 0.39 | 0.37 | 100 |  | 12.38 |  | Use Lobby Schedule
; | HTLPB | Rest | S1 | Occ | WD |  |  | NCC | 0.25 | 0.24 | 0.23 | 0.23 | 0.24 | 0.26 | 0.33 | 0.41 | 0.5 | 0.6 | 0.7 | 0.71 | 0.75 | 0.8 | 0.78 | 0.75 | 0.7 | 0.61 | 0.5 | 0.46 | 0.4 | 0.39 | 0.31 | 0.29 | 100 |  | 11.44 |  |  |  | 6/8/05 Revised KJM
; |  |  |  |  | Sat |  |  | NCC | 0.25 | 0.24 | 0.23 | 0.23 | 0.24 | 0.26 | 0.33 | 0.41 | 0.5 | 0.6 | 0.7 | 0.71 | 0.75 | 0.8 | 0.78 | 0.75 | 0.7 | 0.61 | 0.5 | 0.46 | 0.4 | 0.39 | 0.31 | 0.29 | 100 |  | 11.44 |  |  |  | 6/8/05 Revised KJM
; |  |  |  |  | Sun |  |  | NCC | 0.25 | 0.24 | 0.23 | 0.23 | 0.24 | 0.26 | 0.33 | 0.41 | 0.5 | 0.6 | 0.7 | 0.71 | 0.75 | 0.8 | 0.78 | 0.75 | 0.7 | 0.61 | 0.5 | 0.46 | 0.4 | 0.39 | 0.31 | 0.29 | 100 |  | 11.44 |  |  |  | 6/8/05 Revised KJM
; |  |  |  | Lt | WD |  |  | NCC | 0.25 | 0.24 | 0.23 | 0.23 | 0.24 | 0.26 | 0.33 | 0.41 | 0.5 | 0.6 | 0.7 | 0.71 | 0.75 | 0.8 | 0.78 | 0.75 | 0.7 | 0.61 | 0.5 | 0.46 | 0.4 | 0.39 | 0.31 | 0.29 | 100 |  | 11.44 |  |  |  | 6/8/05 Revised KJM
; |  |  |  |  | Sat |  |  | NCC | 0.25 | 0.24 | 0.23 | 0.23 | 0.24 | 0.26 | 0.33 | 0.41 | 0.5 | 0.6 | 0.7 | 0.71 | 0.75 | 0.8 | 0.78 | 0.75 | 0.7 | 0.61 | 0.5 | 0.46 | 0.4 | 0.39 | 0.31 | 0.29 | 100 |  | 11.44 |  |  |  | 6/8/05 Revised KJM
; |  |  |  |  | Sun |  |  | NCC | 0.25 | 0.24 | 0.23 | 0.23 | 0.24 | 0.26 | 0.33 | 0.41 | 0.5 | 0.6 | 0.7 | 0.71 | 0.75 | 0.8 | 0.78 | 0.75 | 0.7 | 0.61 | 0.5 | 0.46 | 0.4 | 0.39 | 0.31 | 0.29 | 100 |  | 11.44 |  |  |  | 6/8/05 Revised KJM
; |  |  |  | Plg | WD |  |  | NCC | 0.25 | 0.24 | 0.23 | 0.23 | 0.24 | 0.26 | 0.33 | 0.41 | 0.5 | 0.6 | 0.7 | 0.71 | 0.75 | 0.8 | 0.78 | 0.75 | 0.7 | 0.61 | 0.5 | 0.46 | 0.4 | 0.39 | 0.31 | 0.29 | 100 |  | 11.44 |  |  |  | 6/8/05 Revised KJM
; |  |  |  |  | Sat |  |  | NCC | 0.25 | 0.24 | 0.23 | 0.23 | 0.24 | 0.26 | 0.33 | 0.41 | 0.5 | 0.6 | 0.7 | 0.71 | 0.75 | 0.8 | 0.78 | 0.75 | 0.7 | 0.61 | 0.5 | 0.46 | 0.4 | 0.39 | 0.31 | 0.29 | 100 |  | 11.44 |  |  |  | 6/8/05 Revised KJM
; |  |  |  |  | Sun |  |  | NCC | 0.25 | 0.24 | 0.23 | 0.23 | 0.24 | 0.26 | 0.33 | 0.41 | 0.5 | 0.6 | 0.7 | 0.71 | 0.75 | 0.8 | 0.78 | 0.75 | 0.7 | 0.61 | 0.5 | 0.46 | 0.4 | 0.39 | 0.31 | 0.29 | 100 |  | 11.44 |  |  |  | 6/8/05 Revised KJM
; | HTLPB | Lounge | S1 | Occ | WD |  |  | NCC | 0.25 | 0.23 | 0.19 | 0.19 | 0.19 | 0.19 | 0.27 | 0.31 | 0.42 | 0.53 | 0.64 | 0.57 | 0.6 | 0.67 | 0.66 | 0.66 | 0.58 | 0.6 | 0.56 | 0.64 | 0.56 | 0.54 | 0.36 | 0.31 | 100 |  | 10.72 |  |  |  | 6/8/05 Revised KJM
; |  |  |  |  | Sat |  |  | NCC | 0.25 | 0.23 | 0.19 | 0.19 | 0.19 | 0.19 | 0.27 | 0.31 | 0.42 | 0.53 | 0.64 | 0.57 | 0.6 | 0.67 | 0.66 | 0.66 | 0.58 | 0.6 | 0.56 | 0.64 | 0.56 | 0.54 | 0.36 | 0.31 | 100 |  | 10.72 |  |  |  | 6/8/05 Revised KJM
; |  |  |  |  | Sun |  |  | NCC | 0.25 | 0.23 | 0.19 | 0.19 | 0.19 | 0.19 | 0.27 | 0.31 | 0.42 | 0.53 | 0.64 | 0.57 | 0.6 | 0.67 | 0.66 | 0.66 | 0.58 | 0.6 | 0.56 | 0.64 | 0.56 | 0.54 | 0.36 | 0.31 | 100 |  | 10.72 |  |  |  | 6/8/05 Revised KJM
; |  |  |  | Lt | WD |  |  | NCC | 0.25 | 0.23 | 0.19 | 0.19 | 0.19 | 0.19 | 0.27 | 0.31 | 0.42 | 0.53 | 0.64 | 0.57 | 0.6 | 0.67 | 0.66 | 0.66 | 0.58 | 0.6 | 0.56 | 0.64 | 0.56 | 0.54 | 0.36 | 0.31 | 100 |  | 10.72 |  |  |  | 6/8/05 Revised KJM
; |  |  |  |  | Sat |  |  | NCC | 0.25 | 0.23 | 0.19 | 0.19 | 0.19 | 0.19 | 0.27 | 0.31 | 0.42 | 0.53 | 0.64 | 0.57 | 0.6 | 0.67 | 0.66 | 0.66 | 0.58 | 0.6 | 0.56 | 0.64 | 0.56 | 0.54 | 0.36 | 0.31 | 100 |  | 10.72 |  |  |  | 6/8/05 Revised KJM
; |  |  |  |  | Sun |  |  | NCC | 0.25 | 0.23 | 0.19 | 0.19 | 0.19 | 0.19 | 0.27 | 0.31 | 0.42 | 0.53 | 0.64 | 0.57 | 0.6 | 0.67 | 0.66 | 0.66 | 0.58 | 0.6 | 0.56 | 0.64 | 0.56 | 0.54 | 0.36 | 0.31 | 100 |  | 10.72 |  |  |  | 6/8/05 Revised KJM
; |  |  |  | Plg | WD |  |  | NCC | 0.25 | 0.23 | 0.19 | 0.19 | 0.19 | 0.19 | 0.27 | 0.31 | 0.42 | 0.53 | 0.64 | 0.57 | 0.6 | 0.67 | 0.66 | 0.66 | 0.58 | 0.6 | 0.56 | 0.64 | 0.56 | 0.54 | 0.36 | 0.31 | 100 |  | 10.72 |  |  |  | 6/8/05 Revised KJM
; |  |  |  |  | Sat |  |  | NCC | 0.25 | 0.23 | 0.19 | 0.19 | 0.19 | 0.19 | 0.27 | 0.31 | 0.42 | 0.53 | 0.64 | 0.57 | 0.6 | 0.67 | 0.66 | 0.66 | 0.58 | 0.6 | 0.56 | 0.64 | 0.56 | 0.54 | 0.36 | 0.31 | 100 |  | 10.72 |  |  |  | 6/8/05 Revised KJM
; |  |  |  |  | Sun |  |  | NCC | 0.25 | 0.23 | 0.19 | 0.19 | 0.19 | 0.19 | 0.27 | 0.31 | 0.42 | 0.53 | 0.64 | 0.57 | 0.6 | 0.67 | 0.66 | 0.66 | 0.58 | 0.6 | 0.56 | 0.64 | 0.56 | 0.54 | 0.36 | 0.31 | 100 |  | 10.72 |  |  |  | 6/8/05 Revised KJM
; | HTLPB | DHW | S1 | HW | WD |  |  | NCC | 0.32 | 0.31 | 0.28 | 0.28 | 0.3 | 0.31 | 0.35 | 0.43 | 0.5 | 0.57 | 0.68 | 0.71 | 0.76 | 0.8 | 0.77 | 0.76 | 0.69 | 0.67 | 0.57 | 0.57 | 0.5 | 0.49 | 0.39 | 0.37 | 100 |  | 12.38
; |  |  |  |  | Sat |  |  | NCC | 0.32 | 0.31 | 0.28 | 0.28 | 0.3 | 0.31 | 0.35 | 0.43 | 0.5 | 0.57 | 0.68 | 0.71 | 0.76 | 0.8 | 0.77 | 0.76 | 0.69 | 0.67 | 0.57 | 0.57 | 0.5 | 0.49 | 0.39 | 0.37 | 100 |  | 12.38
; |  |  |  |  | Sun |  |  | NCC | 0.32 | 0.31 | 0.28 | 0.28 | 0.3 | 0.31 | 0.35 | 0.43 | 0.5 | 0.57 | 0.68 | 0.71 | 0.76 | 0.8 | 0.77 | 0.76 | 0.69 | 0.67 | 0.57 | 0.57 | 0.5 | 0.49 | 0.39 | 0.37 | 100 |  | 12.38
; | HTLRM | Rm | S1 | Occ | WD |  |  | CCIG | 1 | 1 | 1 | 1 | 1 | 1 | 0.9 | 0.7 | 0.2 | 0.1 | 0.1 | 0.1 | 0.1 | 0.1 | 0.1 | 0.1 | 0.1 | 0.2 | 0.2 | 0.5 | 0.5 | 0.8 | 0.9 | 1 | 100 |  | 12.7
; |  |  |  |  | Sat |  |  | CCIG | 1 | 1 | 1 | 1 | 1 | 1 | 0.9 | 0.7 | 0.2 | 0.1 | 0.1 | 0.1 | 0.1 | 0.1 | 0.1 | 0.1 | 0.1 | 0.2 | 0.2 | 0.5 | 0.5 | 0.8 | 0.9 | 1 | 100 |  | 12.7
; |  |  |  |  | Sun |  |  | CCIG | 1 | 1 | 1 | 1 | 1 | 1 | 0.9 | 0.7 | 0.2 | 0.1 | 0.1 | 0.1 | 0.1 | 0.1 | 0.1 | 0.1 | 0.1 | 0.2 | 0.2 | 0.5 | 0.5 | 0.8 | 0.9 | 1 | 100 |  | 12.7
; |  |  |  | Lt | WD |  |  | CCIG | 0.2 | 0.2 | 0.2 | 0.2 | 0.2 | 0.2 | 0.6 | 0.6 | 0.6 | 0.6 | 0.6 | 0.6 | 0.5 | 0.5 | 0.5 | 0.5 | 0.5 | 0.5 | 0.9 | 0.9 | 0.9 | 0.9 | 0.9 | 0.9 | 100 |  | 13.2
; |  |  |  |  | Sat |  |  | CCIG | 0.2 | 0.2 | 0.2 | 0.2 | 0.2 | 0.2 | 0.6 | 0.6 | 0.6 | 0.6 | 0.6 | 0.6 | 0.5 | 0.5 | 0.5 | 0.5 | 0.5 | 0.5 | 0.9 | 0.9 | 0.9 | 0.9 | 0.9 | 0.9 | 100 |  | 13.2
; |  |  |  |  | Sun |  |  | CCIG | 0.2 | 0.2 | 0.2 | 0.2 | 0.2 | 0.2 | 0.6 | 0.6 | 0.6 | 0.6 | 0.6 | 0.6 | 0.5 | 0.5 | 0.5 | 0.5 | 0.5 | 0.5 | 0.9 | 0.9 | 0.9 | 0.9 | 0.9 | 0.9 | 100 |  | 13.2
; |  |  |  | Plg | WD |  |  | CCIG | 0.2 | 0.2 | 0.2 | 0.2 | 0.2 | 0.2 | 0.6 | 0.6 | 0.6 | 0.6 | 0.6 | 0.6 | 0.5 | 0.5 | 0.5 | 0.5 | 0.5 | 0.5 | 0.8 | 0.8 | 0.8 | 0.8 | 0.8 | 0.8 | 100 |  | 12.6
; |  |  |  |  | Sat |  |  | CCIG | 0.2 | 0.2 | 0.2 | 0.2 | 0.2 | 0.2 | 0.6 | 0.6 | 0.6 | 0.6 | 0.6 | 0.6 | 0.5 | 0.5 | 0.5 | 0.5 | 0.5 | 0.5 | 0.8 | 0.8 | 0.8 | 0.8 | 0.8 | 0.8 | 100 |  | 12.6
; |  |  |  |  | Sun |  |  | CCIG | 0.2 | 0.2 | 0.2 | 0.2 | 0.2 | 0.2 | 0.6 | 0.6 | 0.6 | 0.6 | 0.6 | 0.6 | 0.5 | 0.5 | 0.5 | 0.5 | 0.5 | 0.5 | 0.8 | 0.8 | 0.8 | 0.8 | 0.8 | 0.8 | 100 |  | 12.6
; | HTLRM | Corr | S1 | Occ | WD |  |  | NCC* | 0.32 | 0.31 | 0.28 | 0.28 | 0.3 | 0.31 | 0.35 | 0.43 | 0.5 | 0.57 | 0.68 | 0.71 | 0.76 | 0.8 | 0.77 | 0.76 | 0.69 | 0.67 | 0.57 | 0.57 | 0.5 | 0.49 | 0.39 | 0.37 | 100 |  | 12.38 |  | Use Lobby Schedule
; |  |  |  |  | Sat |  |  | NCC* | 0.32 | 0.31 | 0.28 | 0.28 | 0.3 | 0.31 | 0.35 | 0.43 | 0.5 | 0.57 | 0.68 | 0.71 | 0.76 | 0.8 | 0.77 | 0.76 | 0.69 | 0.67 | 0.57 | 0.57 | 0.5 | 0.49 | 0.39 | 0.37 | 100 |  | 12.38 |  | Use Lobby Schedule
; |  |  |  |  | Sun |  |  | NCC* | 0.32 | 0.31 | 0.28 | 0.28 | 0.3 | 0.31 | 0.35 | 0.43 | 0.5 | 0.57 | 0.68 | 0.71 | 0.76 | 0.8 | 0.77 | 0.76 | 0.69 | 0.67 | 0.57 | 0.57 | 0.5 | 0.49 | 0.39 | 0.37 | 100 |  | 12.38 |  | Use Lobby Schedule
; |  |  |  | Lt | WD |  |  | CCIG | [24 empty] | 100 |  | 24 | bar: 1 to 24
; |  |  |  |  | Sat |  |  | CCIG | [24 empty] | 100 |  | 24 | bar: 1 to 24
; |  |  |  |  | Sun |  |  | CCIG | [24 empty] | 100 |  | 24 | bar: 1 to 24
; |  |  |  | Plg | WD |  |  | NCC* | 0.32 | 0.31 | 0.28 | 0.28 | 0.3 | 0.31 | 0.35 | 0.43 | 0.5 | 0.57 | 0.68 | 0.71 | 0.76 | 0.8 | 0.77 | 0.76 | 0.69 | 0.67 | 0.57 | 0.57 | 0.5 | 0.49 | 0.39 | 0.37 | 100 |  | 12.38 |  | Use Lobby Schedule
; |  |  |  |  | Sat |  |  | NCC* | 0.32 | 0.31 | 0.28 | 0.28 | 0.3 | 0.31 | 0.35 | 0.43 | 0.5 | 0.57 | 0.68 | 0.71 | 0.76 | 0.8 | 0.77 | 0.76 | 0.69 | 0.67 | 0.57 | 0.57 | 0.5 | 0.49 | 0.39 | 0.37 | 100 |  | 12.38 |  | Use Lobby Schedule
; |  |  |  |  | Sun |  |  | NCC* | 0.32 | 0.31 | 0.28 | 0.28 | 0.3 | 0.31 | 0.35 | 0.43 | 0.5 | 0.57 | 0.68 | 0.71 | 0.76 | 0.8 | 0.77 | 0.76 | 0.69 | 0.67 | 0.57 | 0.57 | 0.5 | 0.49 | 0.39 | 0.37 | 100 |  | 12.38 |  | Use Lobby Schedule
; | HTLRM | DHW | S1 | HW | WD |  |  | CCIG* | 0.3 | 0.2 | 0.1 | 0.1 | 0.2 | 0.4 | 0.6 | 0.9 | 0.7 | 0.5 | 0.5 | 0.4 | 0.5 | 0.4 | 0.3 | 0.3 | 0.3 | 0.3 | 0.5 | 0.7 | 0.7 | 0.7 | 0.7 | 0.5 | 100 |  | 10.8 |  | Use ASHRAE Schedule
; |  |  |  |  | Sat |  |  | CCIG* | 0.3 | 0.2 | 0.1 | 0.1 | 0.2 | 0.4 | 0.5 | 0.8 | 0.6 | 0.5 | 0.5 | 0.5 | 0.5 | 0.5 | 0.4 | 0.3 | 0.3 | 0.3 | 0.5 | 0.7 | 0.7 | 0.7 | 0.7 | 0.5 | 100 |  | 10.8 |  | Use ASHRAE Schedule
; |  |  |  |  | Sun |  |  | CCIG* | 0.3 | 0.2 | 0.1 | 0.1 | 0.2 | 0.4 | 0.4 | 0.6 | 0.9 | 0.7 | 0.5 | 0.5 | 0.5 | 0.4 | 0.3 | 0.3 | 0.3 | 0.3 | 0.4 | 0.6 | 0.6 | 0.6 | 0.6 | 0.5 | 100 |  | 10.3 |  | Use ASHRAE Schedule
; | MTL | RmUn | S1 | Occ | WD |  |  | CCIG | 0 | 0 | 0 | 0 | 0 | 0 | 0 | 0 | 0 | 0 | 0 | 0 | 0 | 0 | 0 | 0 | 0 | 0 | 0 | 0 | 0 | 0 | 0 | 0 | 100 |  | 0
; |  |  |  |  | Sat |  |  | CCIG | 0 | 0 | 0 | 0 | 0 | 0 | 0 | 0 | 0 | 0 | 0 | 0 | 0 | 0 | 0 | 0 | 0 | 0 | 0 | 0 | 0 | 0 | 0 | 0 | 100 |  | 0
; |  |  |  |  | Sun |  |  | CCIG | 0 | 0 | 0 | 0 | 0 | 0 | 0 | 0 | 0 | 0 | 0 | 0 | 0 | 0 | 0 | 0 | 0 | 0 | 0 | 0 | 0 | 0 | 0 | 0 | 100 |  | 0
; |  |  |  | Lt | WD |  |  | CCIG | 0 | 0 | 0 | 0 | 0 | 0 | 0 | 0 | 0 | 0 | 0 | 0 | 0 | 0 | 0 | 0 | 0 | 0 | 0 | 0 | 0 | 0 | 0 | 0 | 100 |  | 0
; |  |  |  |  | Sat |  |  | CCIG | 0 | 0 | 0 | 0 | 0 | 0 | 0 | 0 | 0 | 0 | 0 | 0 | 0 | 0 | 0 | 0 | 0 | 0 | 0 | 0 | 0 | 0 | 0 | 0 | 100 |  | 0
; |  |  |  |  | Sun |  |  | CCIG | 0 | 0 | 0 | 0 | 0 | 0 | 0 | 0 | 0 | 0 | 0 | 0 | 0 | 0 | 0 | 0 | 0 | 0 | 0 | 0 | 0 | 0 | 0 | 0 | 100 |  | 0
; |  |  |  | Plg | WD |  |  | CCIG | 0 | 0 | 0 | 0 | 0 | 0 | 0 | 0 | 0 | 0 | 0 | 0 | 0 | 0 | 0 | 0 | 0 | 0 | 0 | 0 | 0 | 0 | 0 | 0 | 100 |  | 0
; |  |  |  |  | Sat |  |  | CCIG | 0 | 0 | 0 | 0 | 0 | 0 | 0 | 0 | 0 | 0 | 0 | 0 | 0 | 0 | 0 | 0 | 0 | 0 | 0 | 0 | 0 | 0 | 0 | 0 | 100 |  | 0
; |  |  |  |  | Sun |  |  | CCIG | 0 | 0 | 0 | 0 | 0 | 0 | 0 | 0 | 0 | 0 | 0 | 0 | 0 | 0 | 0 | 0 | 0 | 0 | 0 | 0 | 0 | 0 | 0 | 0 | 100 |  | 0
; | MTL | 12HRm | S1 | Occ | WD |  |  | CCIG | 1 | 1 | 1 | 1 | 1 | 1 | 1 | 1 | 0 | 0 | 0 | 0 | 0 | 0 | 0 | 0 | 0 | 0 | 0 | 0 | 1 | 1 | 1 | 1 | 100 |  | 12
; |  |  |  |  | Sat |  |  | CCIG | 1 | 1 | 1 | 1 | 1 | 1 | 1 | 1 | 0 | 0 | 0 | 0 | 0 | 0 | 0 | 0 | 0 | 0 | 0 | 0 | 1 | 1 | 1 | 1 | 100 |  | 12
; |  |  |  |  | Sun |  |  | CCIG | 1 | 1 | 1 | 1 | 1 | 1 | 1 | 1 | 0 | 0 | 0 | 0 | 0 | 0 | 0 | 0 | 0 | 0 | 0 | 0 | 1 | 1 | 1 | 1 | 100 |  | 12
; |  |  |  | Lt | WD |  |  | CCIG | 0.4 | 0.3 | 0.25 | 0.25 | 0.25 | 0.25 | 0.6 | 0.8 | 0.75 | 0.7 | 0.15 | 0.15 | 0.15 | 0.15 | 0.15 | 0.15 | 0.15 | 0.15 | 0.6 | 0.65 | 0.7 | 0.75 | 0.8 | 0.6 | 100 |  | 9.85
; |  |  |  |  | Sat |  |  | CCIG | 0.4 | 0.3 | 0.25 | 0.25 | 0.25 | 0.25 | 0.6 | 0.8 | 0.75 | 0.7 | 0.15 | 0.15 | 0.15 | 0.15 | 0.15 | 0.15 | 0.15 | 0.15 | 0.6 | 0.65 | 0.7 | 0.75 | 0.8 | 0.6 | 100 |  | 9.85
; |  |  |  |  | Sun |  |  | CCIG | 0.4 | 0.3 | 0.25 | 0.25 | 0.25 | 0.25 | 0.6 | 0.8 | 0.75 | 0.7 | 0.15 | 0.15 | 0.15 | 0.15 | 0.15 | 0.15 | 0.15 | 0.15 | 0.6 | 0.65 | 0.7 | 0.75 | 0.8 | 0.6 | 100 |  | 9.85
; |  |  |  | Plg | WD |  |  | CCIG | 0.4 | 0.4 | 0.4 | 0.4 | 0.4 | 0.4 | 0.6 | 0.7 | 0.8 | 0.65 | 0.4 | 0.15 | 0.15 | 0.15 | 0.15 | 0.15 | 0.15 | 0.25 | 0.3 | 0.45 | 0.6 | 0.7 | 0.8 | 0.7 | 100 |  | 10.25
; |  |  |  |  | Sat |  |  | CCIG | 0.4 | 0.4 | 0.4 | 0.4 | 0.4 | 0.4 | 0.6 | 0.7 | 0.8 | 0.65 | 0.4 | 0.15 | 0.15 | 0.15 | 0.15 | 0.15 | 0.15 | 0.25 | 0.3 | 0.45 | 0.6 | 0.7 | 0.8 | 0.7 | 100 |  | 10.25
; |  |  |  |  | Sun |  |  | CCIG | 0.4 | 0.4 | 0.4 | 0.4 | 0.4 | 0.4 | 0.6 | 0.7 | 0.8 | 0.65 | 0.4 | 0.15 | 0.15 | 0.15 | 0.15 | 0.15 | 0.15 | 0.25 | 0.3 | 0.45 | 0.6 | 0.7 | 0.8 | 0.7 | 100 |  | 10.25
; | MTL | 24HRm | S1 | Occ | WD |  |  | CCIG | 1 | 1 | 1 | 1 | 1 | 1 | 0.6 | 0.6 | 0.6 | 0.6 | 0.6 | 0.6 | 0.6 | 0.6 | 0.6 | 0.6 | 0.6 | 0.6 | 0.6 | 0.6 | 1 | 1 | 1 | 1 | 100 |  | 18.4
; |  |  |  |  | Sat |  |  | CCIG | 1 | 1 | 1 | 1 | 1 | 1 | 0.6 | 0.6 | 0.6 | 0.6 | 0.6 | 0.6 | 0.6 | 0.6 | 0.6 | 0.6 | 0.6 | 0.6 | 0.6 | 0.6 | 1 | 1 | 1 | 1 | 100 |  | 18.4
; |  |  |  |  | Sun |  |  | CCIG | 1 | 1 | 1 | 1 | 1 | 1 | 0.6 | 0.6 | 0.6 | 0.6 | 0.6 | 0.6 | 0.6 | 0.6 | 0.6 | 0.6 | 0.6 | 0.6 | 0.6 | 0.6 | 1 | 1 | 1 | 1 | 100 |  | 18.4
; |  |  |  | Lt | WD |  |  | CCIG | 0.4 | 0.3 | 0.25 | 0.25 | 0.25 | 0.25 | 0.6 | 0.8 | 0.75 | 0.7 | 0.45 | 0.45 | 0.45 | 0.45 | 0.45 | 0.45 | 0.45 | 0.45 | 0.6 | 0.65 | 0.7 | 0.75 | 0.8 | 0.6 | 100 |  | 12.25
; |  |  |  |  | Sat |  |  | CCIG | 0.4 | 0.3 | 0.25 | 0.25 | 0.25 | 0.25 | 0.6 | 0.8 | 0.75 | 0.7 | 0.45 | 0.45 | 0.45 | 0.45 | 0.45 | 0.45 | 0.45 | 0.45 | 0.6 | 0.65 | 0.7 | 0.75 | 0.8 | 0.6 | 100 |  | 12.25
; |  |  |  |  | Sun |  |  | CCIG | 0.4 | 0.3 | 0.25 | 0.25 | 0.25 | 0.25 | 0.6 | 0.8 | 0.75 | 0.7 | 0.45 | 0.45 | 0.45 | 0.45 | 0.45 | 0.45 | 0.45 | 0.45 | 0.6 | 0.65 | 0.7 | 0.75 | 0.8 | 0.6 | 100 |  | 12.25
; |  |  |  | Plg | WD |  |  | CCIG | 0.4 | 0.4 | 0.4 | 0.4 | 0.4 | 0.4 | 0.6 | 0.7 | 0.8 | 0.65 | 0.4 | 0.4 | 0.4 | 0.4 | 0.4 | 0.4 | 0.4 | 0.4 | 0.45 | 0.45 | 0.6 | 0.7 | 0.8 | 0.7 | 100 |  | 12.05
; |  |  |  |  | Sat |  |  | CCIG | 0.4 | 0.4 | 0.4 | 0.4 | 0.4 | 0.4 | 0.6 | 0.7 | 0.8 | 0.65 | 0.4 | 0.4 | 0.4 | 0.4 | 0.4 | 0.4 | 0.4 | 0.4 | 0.45 | 0.45 | 0.6 | 0.7 | 0.8 | 0.7 | 100 |  | 12.05
; |  |  |  |  | Sun |  |  | CCIG | 0.4 | 0.4 | 0.4 | 0.4 | 0.4 | 0.4 | 0.6 | 0.7 | 0.8 | 0.65 | 0.4 | 0.4 | 0.4 | 0.4 | 0.4 | 0.4 | 0.4 | 0.4 | 0.45 | 0.45 | 0.6 | 0.7 | 0.8 | 0.7 | 100 |  | 12.05
; | MTL | Office | S1 | Occ | WD |  |  | CCIG | [24 empty] | 100 |  | 24 | bar: 1 to 24
; |  |  |  |  | Sat |  |  | CCIG | [24 empty] | 100 |  | 24 | bar: 1 to 24
; |  |  |  |  | Sun |  |  | CCIG | [24 empty] | 100 |  | 24 | bar: 1 to 24
; |  |  |  | Lt | WD |  |  | CCIG | [24 empty] | 100 |  | 24 | bar: 1 to 24
; |  |  |  |  | Sat |  |  | CCIG | [24 empty] | 100 |  | 24 | bar: 1 to 24
; |  |  |  |  | Sun |  |  | CCIG | [24 empty] | 100 |  | 24 | bar: 1 to 24
; |  |  |  | Plg | WD |  |  | CCIG | 0.4 | 0.4 | 0.4 | 0.4 | 0.4 | 0.4 | 0.6 | 0.8 | 0.9 | 0.9 | 1 | 1 | 0.9 | 0.7 | 0.7 | 0.7 | 1 | 1 | 0.7 | 0.7 | 0.7 | 0.6 | 0.5 | 0.4 | 100 |  | 16.2
; |  |  |  |  | Sat |  |  | CCIG | 0.4 | 0.4 | 0.4 | 0.4 | 0.4 | 0.4 | 0.6 | 0.8 | 0.9 | 0.9 | 1 | 1 | 0.9 | 0.7 | 0.7 | 0.7 | 1 | 1 | 0.7 | 0.7 | 0.7 | 0.6 | 0.5 | 0.4 | 100 |  | 16.2
; |  |  |  |  | Sun |  |  | CCIG | 0.4 | 0.4 | 0.4 | 0.4 | 0.4 | 0.4 | 0.6 | 0.8 | 0.9 | 0.9 | 1 | 1 | 0.9 | 0.7 | 0.7 | 0.7 | 1 | 1 | 0.7 | 0.7 | 0.7 | 0.6 | 0.5 | 0.4 | 100 |  | 16.2
; | MTL | Fac | S1 | Occ | WD |  |  | CCIG | 0.1 | 0.1 | 0.1 | 0.1 | 0.1 | 0.4 | 0.6 | 0.8 | 0.9 | 0.9 | 1 | 1 | 0.9 | 0.7 | 0.7 | 0.7 | 1 | 1 | 0.7 | 0.7 | 0.7 | 0.6 | 0.2 | 0.1 | 100 |  | 14.1 |  | Use Lobby Schedule
; |  |  |  |  | Sat |  |  | CCIG | 0.1 | 0.1 | 0.1 | 0.1 | 0.1 | 0.4 | 0.6 | 0.8 | 0.9 | 0.9 | 1 | 1 | 0.9 | 0.7 | 0.7 | 0.7 | 1 | 1 | 0.7 | 0.7 | 0.7 | 0.6 | 0.2 | 0.1 | 100 |  | 14.1 |  | Use Lobby Schedule
; |  |  |  |  | Sun |  |  | CCIG | 0.1 | 0.1 | 0.1 | 0.1 | 0.1 | 0.4 | 0.6 | 0.8 | 0.9 | 0.9 | 1 | 1 | 0.9 | 0.7 | 0.7 | 0.7 | 1 | 1 | 0.7 | 0.7 | 0.7 | 0.6 | 0.2 | 0.1 | 100 |  | 14.1 |  | Use Lobby Schedule
; |  |  |  | Lt | WD |  |  | CCIG | [24 empty] | 100 |  | 24 | bar: 1 to 24
; |  |  |  |  | Sat |  |  | CCIG | [24 empty] | 100 |  | 24 | bar: 1 to 24
; |  |  |  |  | Sun |  |  | CCIG | [24 empty] | 100 |  | 24 | bar: 1 to 24
; |  |  |  | Plg | WD |  |  | CCIG | 0.4 | 0.4 | 0.4 | 0.4 | 0.4 | 0.4 | 0.6 | 0.8 | 0.9 | 0.9 | 1 | 1 | 0.9 | 0.7 | 0.7 | 0.7 | 1 | 1 | 0.7 | 0.7 | 0.7 | 0.6 | 0.5 | 0.4 | 100 |  | 16.2 |  | Use Lobby Schedule
; |  |  |  |  | Sat |  |  | CCIG | 0.4 | 0.4 | 0.4 | 0.4 | 0.4 | 0.4 | 0.6 | 0.8 | 0.9 | 0.9 | 1 | 1 | 0.9 | 0.7 | 0.7 | 0.7 | 1 | 1 | 0.7 | 0.7 | 0.7 | 0.6 | 0.5 | 0.4 | 100 |  | 16.2 |  | Use Lobby Schedule
; |  |  |  |  | Sun |  |  | CCIG | 0.4 | 0.4 | 0.4 | 0.4 | 0.4 | 0.4 | 0.6 | 0.8 | 0.9 | 0.9 | 1 | 1 | 0.9 | 0.7 | 0.7 | 0.7 | 1 | 1 | 0.7 | 0.7 | 0.7 | 0.6 | 0.5 | 0.4 | 100 |  | 16.2 |  | Use Lobby Schedule
; | MTL | Corr | S1 | Occ | WD |  |  | CCIG* | 0.05 | 0.05 | 0.05 | 0.05 | 0.05 | 0.05 | 0.4 | 0.4 | 0.4 | 0.4 | 0.4 | 0.4 | 0.4 | 0.4 | 0.4 | 0.4 | 0.4 | 0.4 | 0.4 | 0.4 | 0.05 | 0.05 | 0.05 | 0.05 | 100 |  | 6.1 |  | Set to 1 minus 24H Occ
; |  |  |  |  | Sat |  |  | CCIG* | 0.05 | 0.05 | 0.05 | 0.05 | 0.05 | 0.05 | 0.4 | 0.4 | 0.4 | 0.4 | 0.4 | 0.4 | 0.4 | 0.4 | 0.4 | 0.4 | 0.4 | 0.4 | 0.4 | 0.4 | 0.05 | 0.05 | 0.05 | 0.05 | 100 |  | 6.1 |  | Set to 1 minus 24H Occ
; |  |  |  |  | Sun |  |  | CCIG* | 0.05 | 0.05 | 0.05 | 0.05 | 0.05 | 0.05 | 0.4 | 0.4 | 0.4 | 0.4 | 0.4 | 0.4 | 0.4 | 0.4 | 0.4 | 0.4 | 0.4 | 0.4 | 0.4 | 0.4 | 0.05 | 0.05 | 0.05 | 0.05 | 100 |  | 6.1 |  | Set to 1 minus 24H Occ
; |  |  |  | Lt | WD |  |  | CCIG | [24 empty] | 100 |  | 24 | bar: 1 to 24
; |  |  |  |  | Sat |  |  | CCIG | [24 empty] | 100 |  | 24 | bar: 1 to 24
; |  |  |  |  | Sun |  |  | CCIG | [24 empty] | 100 |  | 24 | bar: 1 to 24
; |  |  |  | Plg | WD |  |  | CCIG* | 0.6 | 0.6 | 0.6 | 0.6 | 0.6 | 0.6 | 0.4 | 0.3 | 0.2 | 0.35 | 0.6 | 0.6 | 0.6 | 0.6 | 0.6 | 0.6 | 0.6 | 0.6 | 0.55 | 0.55 | 0.4 | 0.3 | 0.2 | 0.3 | 100 |  | 11.95 |  | Set to 1 minus 24H Eqp
; |  |  |  |  | Sat |  |  | CCIG* | 0.6 | 0.6 | 0.6 | 0.6 | 0.6 | 0.6 | 0.4 | 0.3 | 0.2 | 0.35 | 0.6 | 0.6 | 0.6 | 0.6 | 0.6 | 0.6 | 0.6 | 0.6 | 0.55 | 0.55 | 0.4 | 0.3 | 0.2 | 0.3 | 100 |  | 11.95 |  | Set to 1 minus 24H Eqp
; |  |  |  |  | Sun |  |  | CCIG* | 0.6 | 0.6 | 0.6 | 0.6 | 0.6 | 0.6 | 0.4 | 0.3 | 0.2 | 0.35 | 0.6 | 0.6 | 0.6 | 0.6 | 0.6 | 0.6 | 0.6 | 0.6 | 0.55 | 0.55 | 0.4 | 0.3 | 0.2 | 0.3 | 100 |  | 11.95 |  | Set to 1 minus 24H Eqp
; | MTL | DHW | S1 | HW | WD |  |  | CCIG | 0.05 | 0.05 | 0.05 | 0.05 | 0.05 | 0.05 | 0.2 | 0.5 | 0.5 | 0.25 | 0.2 | 0.1 | 0.1 | 0.1 | 0.1 | 0.1 | 0.2 | 0.3 | 0.4 | 0.3 | 0.25 | 0.2 | 0.1 | 0.05 | 100 |  | 4.25
; |  |  |  |  | Sat |  |  | CCIG | 0.05 | 0.05 | 0.05 | 0.05 | 0.05 | 0.05 | 0.2 | 0.5 | 0.5 | 0.25 | 0.2 | 0.1 | 0.1 | 0.1 | 0.1 | 0.1 | 0.2 | 0.3 | 0.4 | 0.3 | 0.25 | 0.2 | 0.1 | 0.05 | 100 |  | 4.25
; |  |  |  |  | Sun |  |  | CCIG | 0.05 | 0.05 | 0.05 | 0.05 | 0.05 | 0.05 | 0.2 | 0.5 | 0.5 | 0.25 | 0.2 | 0.1 | 0.1 | 0.1 | 0.1 | 0.1 | 0.2 | 0.3 | 0.4 | 0.3 | 0.25 | 0.2 | 0.1 | 0.05 | 100 |  | 4.25
; | BIOMAN | Mfg | S1 | Occ | WD |  |  | NCC | 0 | 0 | 0 | 0 | 0 | 0 | 0.15 | 0.65 | 0.75 | 0.8 | 0.8 | 0.8 | 0.35 | 0.75 | 0.8 | 0.8 | 0.65 | 0.3 | 0.1 | 0.1 | 0.1 | 0 | 0 | 0 | 100 |  | 7.9
; |  |  |  |  | Sat |  |  | NCC | 0 | 0 | 0 | 0 | 0 | 0 | 0 | 0 | 0 | 0 | 0 | 0 | 0 | 0 | 0 | 0 | 0 | 0 | 0 | 0 | 0 | 0 | 0 | 0 | 100 |  | 0
; |  |  |  |  | Sun |  |  | NCC | 0 | 0 | 0 | 0 | 0 | 0 | 0 | 0 | 0 | 0 | 0 | 0 | 0 | 0 | 0 | 0 | 0 | 0 | 0 | 0 | 0 | 0 | 0 | 0 | 100 |  | 0
; |  |  |  | Lt | WD |  |  | NCC | 0.05 | 0.05 | 0.05 | 0.05 | 0.05 | 0.05 | 0.2 | 0.8 | 1 | 1 | 1 | 1 | 0.8 | 1 | 1 | 1 | 0.75 | 0.55 | 0.15 | 0.05 | 0.05 | 0.05 | 0.05 | 0.05 | 100 |  | 10.8
; |  |  |  |  | Sat |  |  | NCC | 0.05 | 0.05 | 0.05 | 0.05 | 0.05 | 0.05 | 0.05 | 0.05 | 0.05 | 0.05 | 0.05 | 0.05 | 0.05 | 0.05 | 0.05 | 0.05 | 0.05 | 0.05 | 0.05 | 0.05 | 0.05 | 0.05 | 0.05 | 0.05 | 100 |  | 1.2
; |  |  |  |  | Sun |  |  | NCC | 0.05 | 0.05 | 0.05 | 0.05 | 0.05 | 0.05 | 0.05 | 0.05 | 0.05 | 0.05 | 0.05 | 0.05 | 0.05 | 0.05 | 0.05 | 0.05 | 0.05 | 0.05 | 0.05 | 0.05 | 0.05 | 0.05 | 0.05 | 0.05 | 100 |  | 1.2
; |  |  |  | Plg | WD |  |  | NCC | 0.2 | 0.2 | 0.2 | 0.2 | 0.2 | 0.2 | 0.4 | 0.85 | 0.85 | 0.85 | 0.85 | 0.75 | 0.85 | 0.85 | 0.85 | 0.85 | 0.65 | 0.4 | 0.2 | 0.2 | 0.2 | 0.2 | 0.2 | 0.2 | 100 |  | 11.4
; |  |  |  |  | Sat |  |  | NCC | 0.2 | 0.2 | 0.2 | 0.2 | 0.2 | 0.2 | 0.2 | 0.2 | 0.2 | 0.2 | 0.2 | 0.2 | 0.2 | 0.2 | 0.2 | 0.2 | 0.2 | 0.2 | 0.2 | 0.2 | 0.2 | 0.2 | 0.2 | 0.2 | 100 |  | 4.8
; |  |  |  |  | Sun |  |  | NCC | 0.2 | 0.2 | 0.2 | 0.2 | 0.2 | 0.2 | 0.2 | 0.2 | 0.2 | 0.2 | 0.2 | 0.2 | 0.2 | 0.2 | 0.2 | 0.2 | 0.2 | 0.2 | 0.2 | 0.2 | 0.2 | 0.2 | 0.2 | 0.2 | 100 |  | 4.8
; | BIOMAN | Admin | S1 | Occ | WD |  |  | NCC | 0 | 0 | 0 | 0 | 0 | 0 | 0.15 | 0.65 | 0.75 | 0.8 | 0.8 | 0.8 | 0.35 | 0.75 | 0.8 | 0.8 | 0.65 | 0.3 | 0.1 | 0.1 | 0.1 | 0 | 0 | 0 | 100 |  | 7.9
; |  |  |  |  | Sat |  |  | NCC | 0 | 0 | 0 | 0 | 0 | 0 | 0 | 0 | 0 | 0 | 0 | 0 | 0 | 0 | 0 | 0 | 0 | 0 | 0 | 0 | 0 | 0 | 0 | 0 | 100 |  | 0
; |  |  |  |  | Sun |  |  | NCC | 0 | 0 | 0 | 0 | 0 | 0 | 0 | 0 | 0 | 0 | 0 | 0 | 0 | 0 | 0 | 0 | 0 | 0 | 0 | 0 | 0 | 0 | 0 | 0 | 100 |  | 0
; |  |  |  | Lt | WD |  |  | NCC | 0.05 | 0.05 | 0.05 | 0.05 | 0.05 | 0.05 | 0.2 | 0.8 | 1 | 1 | 1 | 1 | 0.8 | 1 | 1 | 1 | 0.75 | 0.55 | 0.15 | 0.05 | 0.05 | 0.05 | 0.05 | 0.05 | 100 |  | 10.8
; |  |  |  |  | Sat |  |  | NCC | 0.05 | 0.05 | 0.05 | 0.05 | 0.05 | 0.05 | 0.05 | 0.05 | 0.05 | 0.05 | 0.05 | 0.05 | 0.05 | 0.05 | 0.05 | 0.05 | 0.05 | 0.05 | 0.05 | 0.05 | 0.05 | 0.05 | 0.05 | 0.05 | 100 |  | 1.2
; |  |  |  |  | Sun |  |  | NCC | 0.05 | 0.05 | 0.05 | 0.05 | 0.05 | 0.05 | 0.05 | 0.05 | 0.05 | 0.05 | 0.05 | 0.05 | 0.05 | 0.05 | 0.05 | 0.05 | 0.05 | 0.05 | 0.05 | 0.05 | 0.05 | 0.05 | 0.05 | 0.05 | 100 |  | 1.2
; |  |  |  | Plg | WD |  |  | NCC | 0.1 | 0.1 | 0.1 | 0.1 | 0.1 | 0.1 | 0.4 | 0.9 | 0.9 | 0.9 | 0.9 | 0.7 | 0.9 | 0.9 | 0.9 | 0.9 | 0.9 | 0.3 | 0.1 | 0.1 | 0.1 | 0.1 | 0.1 | 0.1 | 100 |  | 10.7
; |  |  |  |  | Sat |  |  | NCC | 0.1 | 0.1 | 0.1 | 0.1 | 0.1 | 0.1 | 0.1 | 0.1 | 0.1 | 0.1 | 0.1 | 0.1 | 0.1 | 0.1 | 0.1 | 0.1 | 0.1 | 0.1 | 0.1 | 0.1 | 0.1 | 0.1 | 0.1 | 0.1 | 100 |  | 2.4
; |  |  |  |  | Sun |  |  | NCC | 0.1 | 0.1 | 0.1 | 0.1 | 0.1 | 0.1 | 0.1 | 0.1 | 0.1 | 0.1 | 0.1 | 0.1 | 0.1 | 0.1 | 0.1 | 0.1 | 0.1 | 0.1 | 0.1 | 0.1 | 0.1 | 0.1 | 0.1 | 0.1 | 100 |  | 2.4
; | BIOMAN | Kit | S1 | Occ | WD |  |  | NCC* | 0 | 0 | 0 | 0 | 0 | 0 | 0.05 | 0.3 | 0.2 | 0.05 | 0.05 | 0.25 | 1 | 0.25 | 0.05 | 0.05 | 0.1 | 0.2 | 0.1 | 0.05 | 0.05 | 0 | 0 | 0 | 100 |  | 2.75 |  | From Café Occ
; |  |  |  |  | Sat |  |  | NCC* | 0 | 0 | 0 | 0 | 0 | 0 | 0 | 0 | 0 | 0 | 0 | 0 | 0 | 0 | 0 | 0 | 0 | 0 | 0 | 0 | 0 | 0 | 0 | 0 | 100 |  | 0 |  | From Café Occ
; |  |  |  |  | Sun |  |  | NCC* | 0 | 0 | 0 | 0 | 0 | 0 | 0 | 0 | 0 | 0 | 0 | 0 | 0 | 0 | 0 | 0 | 0 | 0 | 0 | 0 | 0 | 0 | 0 | 0 | 100 |  | 0 |  | From Café Occ
; |  |  |  | Lt | WD |  |  | NCC* | 0.05 | 0.05 | 0.05 | 0.05 | 0.05 | 0.05 | 0.2 | 0.8 | 1 | 1 | 1 | 1 | 0.8 | 1 | 1 | 1 | 0.75 | 0.55 | 0.15 | 0.05 | 0.05 | 0.05 | 0.05 | 0.05 | 100 |  | 10.8 |  | From Café Ltg
; |  |  |  |  | Sat |  |  | NCC* | 0.05 | 0.05 | 0.05 | 0.05 | 0.05 | 0.05 | 0.05 | 0.05 | 0.05 | 0.05 | 0.05 | 0.05 | 0.05 | 0.05 | 0.05 | 0.05 | 0.05 | 0.05 | 0.05 | 0.05 | 0.05 | 0.05 | 0.05 | 0.05 | 100 |  | 1.2 |  | From Café Ltg
; |  |  |  |  | Sun |  |  | NCC* | 0.05 | 0.05 | 0.05 | 0.05 | 0.05 | 0.05 | 0.05 | 0.05 | 0.05 | 0.05 | 0.05 | 0.05 | 0.05 | 0.05 | 0.05 | 0.05 | 0.05 | 0.05 | 0.05 | 0.05 | 0.05 | 0.05 | 0.05 | 0.05 | 100 |  | 1.2 |  | From Café Ltg
; |  |  |  | Plg | WD |  |  | NCC* | 0.25 | 0.25 | 0.25 | 0.25 | 0.25 | 0.25 | 0.25 | 0.3 | 0.25 | 0.25 | 0.25 | 0.25 | 1 | 0.25 | 0.25 | 0.25 | 0.25 | 0.25 | 0.25 | 0.25 | 0.25 | 0.25 | 0.25 | 0.25 | 100 |  | 6.8 |  | From Café Plg w/Min=0.25
; |  |  |  |  | Sat |  |  | NCC* | 0.25 | 0.25 | 0.25 | 0.25 | 0.25 | 0.25 | 0.25 | 0.25 | 0.25 | 0.25 | 0.25 | 0.25 | 0.25 | 0.25 | 0.25 | 0.25 | 0.25 | 0.25 | 0.25 | 0.25 | 0.25 | 0.25 | 0.25 | 0.25 | 100 |  | 6 |  | From Café Plg w/Min=0.25
; |  |  |  |  | Sun |  |  | NCC* | 0.25 | 0.25 | 0.25 | 0.25 | 0.25 | 0.25 | 0.25 | 0.25 | 0.25 | 0.25 | 0.25 | 0.25 | 0.25 | 0.25 | 0.25 | 0.25 | 0.25 | 0.25 | 0.25 | 0.25 | 0.25 | 0.25 | 0.25 | 0.25 | 100 |  | 6 |  | From Café Plg w/Min=0.25
; |  |  |  | Ckg | WD |  |  | NCC* | 0.1 | 0.1 | 0.1 | 0.1 | 0.1 | 0.1 | 0.1 | 0.3 | 0.2 | 0.1 | 0.1 | 0.25 | 1 | 0.25 | 0.1 | 0.1 | 0.1 | 0.2 | 0.1 | 0.1 | 0.1 | 0.1 | 0.1 | 0.1 | 100 |  | 4 |  | From Café Plg w/Min=0.10
; |  |  |  |  | Sat |  |  | NCC* | 0.1 | 0.1 | 0.1 | 0.1 | 0.1 | 0.1 | 0.1 | 0.1 | 0.1 | 0.1 | 0.1 | 0.1 | 0.1 | 0.1 | 0.1 | 0.1 | 0.1 | 0.1 | 0.1 | 0.1 | 0.1 | 0.1 | 0.1 | 0.1 | 100 |  | 2.4 |  | From Café Plg w/Min=0.10
; |  |  |  |  | Sun |  |  | NCC* | 0.1 | 0.1 | 0.1 | 0.1 | 0.1 | 0.1 | 0.1 | 0.1 | 0.1 | 0.1 | 0.1 | 0.1 | 0.1 | 0.1 | 0.1 | 0.1 | 0.1 | 0.1 | 0.1 | 0.1 | 0.1 | 0.1 | 0.1 | 0.1 | 100 |  | 2.4 |  | From Café Plg w/Min=0.10
; | BIOMAN | Comp | S1 | Occ | WD |  |  | NCC | 0 | 0 | 0 | 0 | 0 | 0 | 0.15 | 0.65 | 0.75 | 0.8 | 0.8 | 0.8 | 0.35 | 0.75 | 0.8 | 0.8 | 0.65 | 0.3 | 0.1 | 0.1 | 0.1 | 0 | 0 | 0 | 100 |  | 7.9
; |  |  |  |  | Sat |  |  | NCC | 0 | 0 | 0 | 0 | 0 | 0 | 0 | 0 | 0 | 0 | 0 | 0 | 0 | 0 | 0 | 0 | 0 | 0 | 0 | 0 | 0 | 0 | 0 | 0 | 100 |  | 0
; |  |  |  |  | Sun |  |  | NCC | 0 | 0 | 0 | 0 | 0 | 0 | 0 | 0 | 0 | 0 | 0 | 0 | 0 | 0 | 0 | 0 | 0 | 0 | 0 | 0 | 0 | 0 | 0 | 0 | 100 |  | 0
; |  |  |  | Lt | WD |  |  | NCC | 0.05 | 0.05 | 0.05 | 0.05 | 0.05 | 0.05 | 0.2 | 0.8 | 1 | 1 | 1 | 1 | 0.8 | 1 | 1 | 1 | 0.75 | 0.55 | 0.15 | 0.05 | 0.05 | 0.05 | 0.05 | 0.05 | 100 |  | 10.8
; |  |  |  |  | Sat |  |  | NCC | 0.05 | 0.05 | 0.05 | 0.05 | 0.05 | 0.05 | 0.05 | 0.05 | 0.05 | 0.05 | 0.05 | 0.05 | 0.05 | 0.05 | 0.05 | 0.05 | 0.05 | 0.05 | 0.05 | 0.05 | 0.05 | 0.05 | 0.05 | 0.05 | 100 |  | 1.2
; |  |  |  |  | Sun |  |  | NCC | 0.05 | 0.05 | 0.05 | 0.05 | 0.05 | 0.05 | 0.05 | 0.05 | 0.05 | 0.05 | 0.05 | 0.05 | 0.05 | 0.05 | 0.05 | 0.05 | 0.05 | 0.05 | 0.05 | 0.05 | 0.05 | 0.05 | 0.05 | 0.05 | 100 |  | 1.2
; |  |  |  | Plg | WD |  |  | NCC | 0.3 | 0.3 | 0.3 | 0.3 | 0.3 | 0.3 | 0.4 | 0.9 | 0.9 | 0.9 | 0.9 | 0.7 | 0.9 | 0.9 | 0.9 | 0.9 | 0.9 | 0.3 | 0.3 | 0.3 | 0.3 | 0.3 | 0.3 | 0.3 | 100 |  | 13.1
; |  |  |  |  | Sat |  |  | NCC | 0.3 | 0.3 | 0.3 | 0.3 | 0.3 | 0.3 | 0.3 | 0.3 | 0.3 | 0.3 | 0.3 | 0.3 | 0.3 | 0.3 | 0.3 | 0.3 | 0.3 | 0.3 | 0.3 | 0.3 | 0.3 | 0.3 | 0.3 | 0.3 | 100 |  | 7.2
; |  |  |  |  | Sun |  |  | NCC | 0.3 | 0.3 | 0.3 | 0.3 | 0.3 | 0.3 | 0.3 | 0.3 | 0.3 | 0.3 | 0.3 | 0.3 | 0.3 | 0.3 | 0.3 | 0.3 | 0.3 | 0.3 | 0.3 | 0.3 | 0.3 | 0.3 | 0.3 | 0.3 | 100 |  | 7.2
; | BIOMAN | Conf | S1 | Occ | WD |  |  | NCC | 0 | 0 | 0 | 0 | 0 | 0 | 0 | 0.1 | 0.25 | 0 | 0 | 0 | 0 | 0 | 0.35 | 0.35 | 0 | 0 | 0.25 | 0.5 | 0.25 | 0 | 0 | 0 | 100 |  | 2.05 |  | Use Lobby Schedule
; |  |  |  |  | Sat |  |  | NCC | 0 | 0 | 0 | 0 | 0 | 0 | 0 | 0 | 0 | 0 | 0 | 0 | 0 | 0 | 0 | 0 | 0 | 0 | 0 | 0 | 0 | 0 | 0 | 0 | 100 |  | 0 |  | Use Lobby Schedule
; |  |  |  |  | Sun |  |  | NCC | 0 | 0 | 0 | 0 | 0 | 0 | 0 | 0 | 0 | 0 | 0 | 0 | 0 | 0 | 0 | 0 | 0 | 0 | 0 | 0 | 0 | 0 | 0 | 0 | 100 |  | 0 |  | Use Lobby Schedule
; |  |  |  | Lt | WD |  |  | NCC | 0 | 0 | 0 | 0 | 0 | 0 | 0 | 1 | 1 | 0.5 | 1 | 1 | 1 | 1 | 1 | 1 | 0.5 | 0 | 1 | 1 | 1 | 0.5 | 0.5 | 0.5 | 100 |  | 13.5
; |  |  |  |  | Sat |  |  | NCC | 0 | 0 | 0 | 0 | 0 | 0 | 0 | 0 | 0 | 0 | 0 | 0 | 0 | 0 | 0 | 0 | 0 | 0 | 0 | 0 | 0 | 0 | 0 | 0 | 100 |  | 0
; |  |  |  |  | Sun |  |  | NCC | 0 | 0 | 0 | 0 | 0 | 0 | 0 | 0 | 0 | 0 | 0 | 0 | 0 | 0 | 0 | 0 | 0 | 0 | 0 | 0 | 0 | 0 | 0 | 0 | 100 |  | 0
; |  |  |  | Plg | WD |  |  | NCC | 0 | 0 | 0 | 0 | 0 | 0 | 0 | 1 | 1 | 0.5 | 1 | 1 | 1 | 1 | 1 | 1 | 0.5 | 0 | 1 | 1 | 1 | 0.5 | 0.5 | 0.5 | 100 |  | 13.5 |  | Use Lobby Schedule
; |  |  |  |  | Sat |  |  | NCC | 0 | 0 | 0 | 0 | 0 | 0 | 0 | 0 | 0 | 0 | 0 | 0 | 0 | 0 | 0 | 0 | 0 | 0 | 0 | 0 | 0 | 0 | 0 | 0 | 100 |  | 0 |  | Use Lobby Schedule
; |  |  |  |  | Sun |  |  | NCC | 0 | 0 | 0 | 0 | 0 | 0 | 0 | 0 | 0 | 0 | 0 | 0 | 0 | 0 | 0 | 0 | 0 | 0 | 0 | 0 | 0 | 0 | 0 | 0 | 100 |  | 0 |  | Use Lobby Schedule
; | BIOMAN | Café | S1 | Occ | WD |  |  | NCC | 0 | 0 | 0 | 0 | 0 | 0 | 0.05 | 0.3 | 0.2 | 0.05 | 0.05 | 0.25 | 1 | 0.25 | 0.05 | 0.05 | 0.1 | 0.2 | 0.1 | 0.05 | 0.05 | 0 | 0 | 0 | 100 |  | 2.75
; |  |  |  |  | Sat |  |  | NCC | 0 | 0 | 0 | 0 | 0 | 0 | 0 | 0 | 0 | 0 | 0 | 0 | 0 | 0 | 0 | 0 | 0 | 0 | 0 | 0 | 0 | 0 | 0 | 0 | 100 |  | 0
; |  |  |  |  | Sun |  |  | NCC | 0 | 0 | 0 | 0 | 0 | 0 | 0 | 0 | 0 | 0 | 0 | 0 | 0 | 0 | 0 | 0 | 0 | 0 | 0 | 0 | 0 | 0 | 0 | 0 | 100 |  | 0
; |  |  |  | Lt | WD |  |  | NCC | 0.05 | 0.05 | 0.05 | 0.05 | 0.05 | 0.05 | 0.2 | 0.8 | 1 | 1 | 1 | 1 | 0.8 | 1 | 1 | 1 | 0.75 | 0.55 | 0.15 | 0.05 | 0.05 | 0.05 | 0.05 | 0.05 | 100 |  | 10.8
; |  |  |  |  | Sat |  |  | NCC | 0.05 | 0.05 | 0.05 | 0.05 | 0.05 | 0.05 | 0.05 | 0.05 | 0.05 | 0.05 | 0.05 | 0.05 | 0.05 | 0.05 | 0.05 | 0.05 | 0.05 | 0.05 | 0.05 | 0.05 | 0.05 | 0.05 | 0.05 | 0.05 | 100 |  | 1.2
; |  |  |  |  | Sun |  |  | NCC | 0.05 | 0.05 | 0.05 | 0.05 | 0.05 | 0.05 | 0.05 | 0.05 | 0.05 | 0.05 | 0.05 | 0.05 | 0.05 | 0.05 | 0.05 | 0.05 | 0.05 | 0.05 | 0.05 | 0.05 | 0.05 | 0.05 | 0.05 | 0.05 | 100 |  | 1.2
; |  |  |  | Plg | WD |  |  | NCC | 0 | 0 | 0 | 0 | 0 | 0 | 0.05 | 0.3 | 0.2 | 0.05 | 0.05 | 0.25 | 1 | 0.25 | 0.05 | 0.05 | 0.1 | 0.2 | 0.1 | 0.05 | 0.05 | 0 | 0 | 0 | 100 |  | 2.75
; |  |  |  |  | Sat |  |  | NCC | 0 | 0 | 0 | 0 | 0 | 0 | 0 | 0 | 0 | 0 | 0 | 0 | 0 | 0 | 0 | 0 | 0 | 0 | 0 | 0 | 0 | 0 | 0 | 0 | 100 |  | 0
; |  |  |  |  | Sun |  |  | NCC | 0 | 0 | 0 | 0 | 0 | 0 | 0 | 0 | 0 | 0 | 0 | 0 | 0 | 0 | 0 | 0 | 0 | 0 | 0 | 0 | 0 | 0 | 0 | 0 | 100 |  | 0
; | BIOMAN | Lab | S1 | Occ | WD |  |  | NCC | 0 | 0 | 0 | 0 | 0 | 0 | 0.15 | 0.65 | 0.75 | 0.8 | 0.8 | 0.8 | 0.35 | 0.75 | 0.8 | 0.8 | 0.65 | 0.3 | 0.1 | 0.1 | 0.1 | 0 | 0 | 0 | 100 |  | 7.9
; |  |  |  |  | Sat |  |  | NCC | 0 | 0 | 0 | 0 | 0 | 0 | 0 | 0 | 0 | 0 | 0 | 0 | 0 | 0 | 0 | 0 | 0 | 0 | 0 | 0 | 0 | 0 | 0 | 0 | 100 |  | 0
; |  |  |  |  | Sun |  |  | NCC | 0 | 0 | 0 | 0 | 0 | 0 | 0 | 0 | 0 | 0 | 0 | 0 | 0 | 0 | 0 | 0 | 0 | 0 | 0 | 0 | 0 | 0 | 0 | 0 | 100 |  | 0
; |  |  |  | Lt | WD |  |  | NCC | 0.05 | 0.05 | 0.05 | 0.05 | 0.05 | 0.05 | 0.2 | 0.8 | 1 | 1 | 1 | 1 | 0.8 | 1 | 1 | 1 | 0.75 | 0.55 | 0.15 | 0.05 | 0.05 | 0.05 | 0.05 | 0.05 | 100 |  | 10.8
; |  |  |  |  | Sat |  |  | NCC | 0.05 | 0.05 | 0.05 | 0.05 | 0.05 | 0.05 | 0.05 | 0.05 | 0.05 | 0.05 | 0.05 | 0.05 | 0.05 | 0.05 | 0.05 | 0.05 | 0.05 | 0.05 | 0.05 | 0.05 | 0.05 | 0.05 | 0.05 | 0.05 | 100 |  | 1.2
; |  |  |  |  | Sun |  |  | NCC | 0.05 | 0.05 | 0.05 | 0.05 | 0.05 | 0.05 | 0.05 | 0.05 | 0.05 | 0.05 | 0.05 | 0.05 | 0.05 | 0.05 | 0.05 | 0.05 | 0.05 | 0.05 | 0.05 | 0.05 | 0.05 | 0.05 | 0.05 | 0.05 | 100 |  | 1.2
; |  |  |  | Plg | WD |  |  | NCC | 0.2 | 0.2 | 0.2 | 0.2 | 0.2 | 0.2 | 0.4 | 0.85 | 0.85 | 0.85 | 0.85 | 0.75 | 0.85 | 0.85 | 0.85 | 0.85 | 0.65 | 0.4 | 0.2 | 0.2 | 0.2 | 0.2 | 0.2 | 0.2 | 100 |  | 11.4
; |  |  |  |  | Sat |  |  | NCC | 0.2 | 0.2 | 0.2 | 0.2 | 0.2 | 0.2 | 0.2 | 0.2 | 0.2 | 0.2 | 0.2 | 0.2 | 0.2 | 0.2 | 0.2 | 0.2 | 0.2 | 0.2 | 0.2 | 0.2 | 0.2 | 0.2 | 0.2 | 0.2 | 100 |  | 4.8
; |  |  |  |  | Sun |  |  | NCC | 0.2 | 0.2 | 0.2 | 0.2 | 0.2 | 0.2 | 0.2 | 0.2 | 0.2 | 0.2 | 0.2 | 0.2 | 0.2 | 0.2 | 0.2 | 0.2 | 0.2 | 0.2 | 0.2 | 0.2 | 0.2 | 0.2 | 0.2 | 0.2 | 100 |  | 4.8
; | BIOMAN | Circ | S1 | Occ | WD |  |  | NCC* | 0 | 0 | 0 | 0 | 0 | 0 | 0.15 | 0.65 | 0.75 | 0.8 | 0.8 | 0.8 | 0.35 | 0.75 | 0.8 | 0.8 | 0.65 | 0.3 | 0.1 | 0.1 | 0.1 | 0 | 0 | 0 | 100 |  | 7.9 |  | From Mfg Occ
; |  |  |  |  | Sat |  |  | NCC* | 0 | 0 | 0 | 0 | 0 | 0 | 0 | 0 | 0 | 0 | 0 | 0 | 0 | 0 | 0 | 0 | 0 | 0 | 0 | 0 | 0 | 0 | 0 | 0 | 100 |  | 0 |  | From Mfg Occ
; |  |  |  |  | Sun |  |  | NCC* | 0 | 0 | 0 | 0 | 0 | 0 | 0 | 0 | 0 | 0 | 0 | 0 | 0 | 0 | 0 | 0 | 0 | 0 | 0 | 0 | 0 | 0 | 0 | 0 | 100 |  | 0 |  | From Mfg Occ
; |  |  |  | Lt | WD |  |  | NCC | [24 empty] | 100 |  | 24 | bar: 1 to 24
; |  |  |  |  | Sat |  |  | NCC | [24 empty] | 100 |  | 24 | bar: 1 to 24
; |  |  |  |  | Sun |  |  | NCC | [24 empty] | 100 |  | 24 | bar: 1 to 24
; |  |  |  | Plg | WD |  |  | NCC* | [24 empty] | 100 |  | 24 |  | From Circ Ltg | bar: 1 to 24
; |  |  |  |  | Sat |  |  | NCC* | [24 empty] | 100 |  | 24 |  | From Circ Ltg | bar: 1 to 24
; |  |  |  |  | Sun |  |  | NCC* | [24 empty] | 100 |  | 24 |  | From Circ Ltg | bar: 1 to 24
; | BIOMAN | DHW | S1 | HW | WD |  |  | NCC | 0 | 0 | 0 | 0 | 0 | 0 | 0.15 | 0.65 | 0.75 | 0.8 | 0.8 | 0.8 | 0.35 | 0.75 | 0.8 | 0.8 | 0.65 | 0.3 | 0.1 | 0.1 | 0.1 | 0 | 0 | 0 | 100 |  | 7.9
; |  |  |  |  | Sat |  |  | NCC | 0 | 0 | 0 | 0 | 0 | 0 | 0 | 0 | 0 | 0 | 0 | 0 | 0 | 0 | 0 | 0 | 0 | 0 | 0 | 0 | 0 | 0 | 0 | 0 | 100 |  | 0
; |  |  |  |  | Sun |  |  | NCC | 0 | 0 | 0 | 0 | 0 | 0 | 0 | 0 | 0 | 0 | 0 | 0 | 0 | 0 | 0 | 0 | 0 | 0 | 0 | 0 | 0 | 0 | 0 | 0 | 100 |  | 0
; | LTMAN | Mfg | S1 | Occ | WD |  |  | NCC | 0 | 0 | 0 | 0 | 0 | 0 | 0.15 | 0.65 | 0.75 | 0.8 | 0.8 | 0.8 | 0.35 | 0.75 | 0.8 | 0.8 | 0.65 | 0.3 | 0.1 | 0.1 | 0.1 | 0 | 0 | 0 | 100 |  | 7.9
; |  |  |  |  | Sat |  |  | NCC | 0 | 0 | 0 | 0 | 0 | 0 | 0 | 0 | 0 | 0 | 0 | 0 | 0 | 0 | 0 | 0 | 0 | 0 | 0 | 0 | 0 | 0 | 0 | 0 | 100 |  | 0
; |  |  |  |  | Sun |  |  | NCC | 0 | 0 | 0 | 0 | 0 | 0 | 0 | 0 | 0 | 0 | 0 | 0 | 0 | 0 | 0 | 0 | 0 | 0 | 0 | 0 | 0 | 0 | 0 | 0 | 100 |  | 0
; |  |  |  | Lt | WD |  |  | NCC | 0.05 | 0.05 | 0.05 | 0.05 | 0.05 | 0.05 | 0.2 | 0.8 | 1 | 1 | 1 | 1 | 0.8 | 1 | 1 | 1 | 0.75 | 0.55 | 0.15 | 0.05 | 0.05 | 0.05 | 0.05 | 0.05 | 100 |  | 10.8
; |  |  |  |  | Sat |  |  | NCC | 0.05 | 0.05 | 0.05 | 0.05 | 0.05 | 0.05 | 0.05 | 0.05 | 0.05 | 0.05 | 0.05 | 0.05 | 0.05 | 0.05 | 0.05 | 0.05 | 0.05 | 0.05 | 0.05 | 0.05 | 0.05 | 0.05 | 0.05 | 0.05 | 100 |  | 1.2
; |  |  |  |  | Sun |  |  | NCC | 0.05 | 0.05 | 0.05 | 0.05 | 0.05 | 0.05 | 0.05 | 0.05 | 0.05 | 0.05 | 0.05 | 0.05 | 0.05 | 0.05 | 0.05 | 0.05 | 0.05 | 0.05 | 0.05 | 0.05 | 0.05 | 0.05 | 0.05 | 0.05 | 100 |  | 1.2
; |  |  |  | Plg | WD |  |  | NCC | 0.1 | 0.1 | 0.1 | 0.1 | 0.1 | 0.1 | 0.4 | 0.9 | 0.9 | 0.9 | 0.9 | 0.7 | 0.9 | 0.9 | 0.9 | 0.9 | 0.9 | 0.3 | 0.1 | 0.1 | 0.1 | 0.1 | 0.1 | 0.1 | 100 |  | 10.7
; |  |  |  |  | Sat |  |  | NCC | 0.1 | 0.1 | 0.1 | 0.1 | 0.1 | 0.1 | 0.1 | 0.1 | 0.1 | 0.1 | 0.1 | 0.1 | 0.1 | 0.1 | 0.1 | 0.1 | 0.1 | 0.1 | 0.1 | 0.1 | 0.1 | 0.1 | 0.1 | 0.1 | 100 |  | 2.4
; |  |  |  |  | Sun |  |  | NCC | 0.1 | 0.1 | 0.1 | 0.1 | 0.1 | 0.1 | 0.1 | 0.1 | 0.1 | 0.1 | 0.1 | 0.1 | 0.1 | 0.1 | 0.1 | 0.1 | 0.1 | 0.1 | 0.1 | 0.1 | 0.1 | 0.1 | 0.1 | 0.1 | 100 |  | 2.4
; | LTMAN | Ustor | S1 | Occ | WD |  |  | NCC | 0 | 0 | 0 | 0 | 0 | 0.9 | 0.9 | 0.9 | 1 | 1 | 1 | 1 | 1 | 1 | 1 | 1 | 1 | 0.1 | 0 | 0 | 0 | 0 | 0 | 0 | 100 |  | 11.8
; |  |  |  |  | Sat |  |  | NCC | 0 | 0 | 0 | 0 | 0 | 0 | 0 | 0 | 0 | 0 | 0 | 0 | 0 | 0 | 0 | 0 | 0 | 0 | 0 | 0 | 0 | 0 | 0 | 0 | 100 |  | 0
; |  |  |  |  | Sun |  |  | NCC | 0 | 0 | 0 | 0 | 0 | 0 | 0 | 0 | 0 | 0 | 0 | 0 | 0 | 0 | 0 | 0 | 0 | 0 | 0 | 0 | 0 | 0 | 0 | 0 | 100 |  | 0
; |  |  |  | Lt | WD |  |  | NCC | 0.05 | 0.05 | 0.05 | 0.05 | 0.05 | 0.9 | 0.9 | 1 | 1 | 1 | 1 | 1 | 1 | 1 | 1 | 1 | 1 | 0.4 | 0.15 | 0.05 | 0.05 | 0.05 | 0.05 | 0.05 | 100 |  | 12.85
; |  |  |  |  | Sat |  |  | NCC | 0.05 | 0.05 | 0.05 | 0.05 | 0.05 | 0.05 | 0.05 | 0.05 | 0.05 | 0.05 | 0.05 | 0.05 | 0.05 | 0.05 | 0.05 | 0.05 | 0.05 | 0.05 | 0.05 | 0.05 | 0.05 | 0.05 | 0.05 | 0.05 | 100 |  | 1.2
; |  |  |  |  | Sun |  |  | NCC | 0.05 | 0.05 | 0.05 | 0.05 | 0.05 | 0.05 | 0.05 | 0.05 | 0.05 | 0.05 | 0.05 | 0.05 | 0.05 | 0.05 | 0.05 | 0.05 | 0.05 | 0.05 | 0.05 | 0.05 | 0.05 | 0.05 | 0.05 | 0.05 | 100 |  | 1.2
; |  |  |  | Plg | WD |  |  | NCC | 0.05 | 0.05 | 0.05 | 0.05 | 0.05 | 0.9 | 0.9 | 1 | 1 | 1 | 1 | 1 | 1 | 1 | 1 | 1 | 0.4 | 0.4 | 0.05 | 0.05 | 0.05 | 0.05 | 0.05 | 0.05 | 100 |  | 12.15
; |  |  |  |  | Sat |  |  | NCC | 0.05 | 0.05 | 0.05 | 0.05 | 0.05 | 0.05 | 0.05 | 0.05 | 0.05 | 0.05 | 0.05 | 0.05 | 0.05 | 0.05 | 0.05 | 0.05 | 0.05 | 0.05 | 0.05 | 0.05 | 0.05 | 0.05 | 0.05 | 0.05 | 100 |  | 1.2
; |  |  |  |  | Sun |  |  | NCC | 0.05 | 0.05 | 0.05 | 0.05 | 0.05 | 0.05 | 0.05 | 0.05 | 0.05 | 0.05 | 0.05 | 0.05 | 0.05 | 0.05 | 0.05 | 0.05 | 0.05 | 0.05 | 0.05 | 0.05 | 0.05 | 0.05 | 0.05 | 0.05 | 100 |  | 1.2
; | LTMAN | DHW | S1 | HW | WD |  |  | NCC | 0 | 0 | 0 | 0 | 0 | 0 | 0.15 | 0.65 | 0.75 | 0.8 | 0.8 | 0.8 | 0.35 | 0.75 | 0.8 | 0.8 | 0.65 | 0.3 | 0.1 | 0.1 | 0.1 | 0 | 0 | 0 | 100 |  | 7.9
; |  |  |  |  | Sat |  |  | NCC | 0 | 0 | 0 | 0 | 0 | 0 | 0 | 0 | 0 | 0 | 0 | 0 | 0 | 0 | 0 | 0 | 0 | 0 | 0 | 0 | 0 | 0 | 0 | 0 | 100 |  | 0
; |  |  |  |  | Sun |  |  | NCC | 0 | 0 | 0 | 0 | 0 | 0 | 0 | 0 | 0 | 0 | 0 | 0 | 0 | 0 | 0 | 0 | 0 | 0 | 0 | 0 | 0 | 0 | 0 | 0 | 100 |  | 0
; | LOFF | All | S1 | Occ | WD |  |  | NCC | 0 | 0 | 0 | 0 | 0 | 0 | 0 | 0.3 | 1 | 1 | 1 | 0.8 | 0.4 | 0.8 | 1 | 1 | 1 | 0.3 | 0.1 | 0.1 | 0.1 | 0.05 | 0.05 | 0.05 | 100 |  | 9.05
; |  |  |  |  | Sat |  |  | NCC | 0 | 0 | 0 | 0 | 0 | 0 | 0 | 0.09 | 0.3 | 0.3 | 0.3 | 0.24 | 0.12 | 0.24 | 0.3 | 0.3 | 0.3 | 0 | 0 | 0 | 0 | 0 | 0 | 0 | 100 |  | 2.49
; |  |  |  |  | Sun |  |  | NCC | 0 | 0 | 0 | 0 | 0 | 0 | 0 | 0 | 0 | 0 | 0 | 0 | 0 | 0 | 0 | 0 | 0 | 0 | 0 | 0 | 0 | 0 | 0 | 0 | 100 |  | 0
; |  |  |  | Lt | WD |  |  | NCC | 0.05 | 0.05 | 0.05 | 0.05 | 0.05 | 0.05 | 0.05 | 0.8 | 0.9 | 0.9 | 0.95 | 0.95 | 0.8 | 0.8 | 0.9 | 0.9 | 0.95 | 0.8 | 0.7 | 0.6 | 0.4 | 0.3 | 0.2 | 0.2 | 100 |  | 12.4 |  | Num 1991 Days:
; |  |  |  |  | Sat |  |  | NCC | 0.05 | 0.05 | 0.05 | 0.05 | 0.05 | 0.05 | 0.05 | 0.4 | 0.45 | 0.45 | 0.475 | 0.475 | 0.4 | 0.4 | 0.45 | 0.45 | 0.475 | 0.05 | 0.05 | 0.05 | 0.05 | 0.05 | 0.05 | 0.05 | 100 |  | 5.125
; |  |  |  |  | Sun |  |  | NCC | 0.05 | 0.05 | 0.05 | 0.05 | 0.05 | 0.05 | 0.05 | 0.05 | 0.05 | 0.05 | 0.05 | 0.05 | 0.05 | 0.05 | 0.05 | 0.05 | 0.05 | 0.05 | 0.05 | 0.05 | 0.05 | 0.05 | 0.05 | 0.05 | 100 |  | 1.2
; |  |  |  | Plg | WD |  |  | NCC | 0.3 | 0.3 | 0.3 | 0.3 | 0.3 | 0.3 | 0.3 | 0.8 | 0.9 | 0.9 | 0.95 | 0.95 | 0.8 | 0.8 | 0.9 | 0.9 | 0.95 | 0.8 | 0.7 | 0.6 | 0.4 | 0.3 | 0.3 | 0.3 | 100 |  | 14.35
; |  |  |  |  | Sat |  |  | NCC | 0.3 | 0.3 | 0.3 | 0.3 | 0.3 | 0.3 | 0.3 | 0.4 | 0.45 | 0.45 | 0.475 | 0.475 | 0.4 | 0.4 | 0.45 | 0.45 | 0.475 | 0.3 | 0.3 | 0.3 | 0.3 | 0.3 | 0.3 | 0.3 | 100 |  | 8.625
; |  |  |  |  | Sun |  |  | NCC | 0.3 | 0.3 | 0.3 | 0.3 | 0.3 | 0.3 | 0.3 | 0.3 | 0.3 | 0.3 | 0.3 | 0.3 | 0.3 | 0.3 | 0.3 | 0.3 | 0.3 | 0.3 | 0.3 | 0.3 | 0.3 | 0.3 | 0.3 | 0.3 | 100 |  | 7.2
; | LOFF | DHW | S1 | HW | WD |  |  | NCC | 0 | 0 | 0 | 0 | 0 | 0 | 0 | 0.3 | 1 | 1 | 1 | 0.8 | 0.4 | 0.8 | 1 | 1 | 1 | 0.3 | 0.1 | 0.1 | 0.1 | 0.05 | 0.05 | 0.05 | 100 |  | 9.05
; |  |  |  |  | Sat |  |  | NCC | 0 | 0 | 0 | 0 | 0 | 0 | 0 | 0.09 | 0.3 | 0.3 | 0.3 | 0.24 | 0.12 | 0.24 | 0.3 | 0.3 | 0.3 | 0 | 0 | 0 | 0 | 0 | 0 | 0 | 100 |  | 2.49
; |  |  |  |  | Sun |  |  | NCC | 0 | 0 | 0 | 0 | 0 | 0 | 0 | 0 | 0 | 0 | 0 | 0 | 0 | 0 | 0 | 0 | 0 | 0 | 0 | 0 | 0 | 0 | 0 | 0 | 100 |  | 0
; | SOFF | All | S1 | Occ | WD |  |  | NCC | 0 | 0 | 0 | 0 | 0 | 0 | 0 | 0.3 | 1 | 1 | 1 | 0.8 | 0.4 | 0.8 | 1 | 1 | 1 | 0.1 | 0 | 0 | 0 | 0 | 0 | 0 | 100 |  | 8.4
; |  |  |  |  | Sat |  |  | NCC | 0 | 0 | 0 | 0 | 0 | 0 | 0 | 0.09 | 0.2 | 0.2 | 0.2 | 0.2 | 0.1 | 0.2 | 0.2 | 0.2 | 0.2 | 0 | 0 | 0 | 0 | 0 | 0 | 0 | 100 |  | 1.79
; |  |  |  |  | Sun |  |  | NCC | 0 | 0 | 0 | 0 | 0 | 0 | 0 | 0 | 0 | 0 | 0 | 0 | 0 | 0 | 0 | 0 | 0 | 0 | 0 | 0 | 0 | 0 | 0 | 0 | 100 |  | 0
; |  |  |  | Lt | WD |  |  | NCC | 0.05 | 0.05 | 0.05 | 0.05 | 0.05 | 0.05 | 0.05 | 0.8 | 0.9 | 0.9 | 0.95 | 0.95 | 0.8 | 0.8 | 0.9 | 0.9 | 0.9 | 0.7 | 0.3 | 0.05 | 0.05 | 0.05 | 0.05 | 0.05 | 100 |  | 10.4
; |  |  |  |  | Sat |  |  | NCC | 0.05 | 0.05 | 0.05 | 0.05 | 0.05 | 0.05 | 0.05 | 0.3 | 0.5 | 0.5 | 0.5 | 0.5 | 0.4 | 0.5 | 0.5 | 0.5 | 0.5 | 0.05 | 0.05 | 0.05 | 0.05 | 0.05 | 0.05 | 0.05 | 100 |  | 5.4
; |  |  |  |  | Sun |  |  | NCC | 0.05 | 0.05 | 0.05 | 0.05 | 0.05 | 0.05 | 0.05 | 0.05 | 0.05 | 0.05 | 0.05 | 0.05 | 0.05 | 0.05 | 0.05 | 0.05 | 0.05 | 0.05 | 0.05 | 0.05 | 0.05 | 0.05 | 0.05 | 0.05 | 100 |  | 1.2
; |  |  |  | Plg | WD |  |  | NCC | 0.2 | 0.2 | 0.2 | 0.2 | 0.2 | 0.2 | 0.2 | 0.6 | 0.9 | 0.9 | 0.95 | 0.95 | 0.8 | 0.8 | 0.9 | 0.9 | 0.9 | 0.7 | 0.4 | 0.2 | 0.2 | 0.2 | 0.2 | 0.2 | 100 |  | 12.1
; |  |  |  |  | Sat |  |  | NCC | 0.2 | 0.2 | 0.2 | 0.2 | 0.2 | 0.2 | 0.2 | 0.3 | 0.5 | 0.5 | 0.5 | 0.5 | 0.4 | 0.5 | 0.5 | 0.5 | 0.5 | 0.2 | 0.2 | 0.2 | 0.2 | 0.2 | 0.2 | 0.2 | 100 |  | 7.5
; |  |  |  |  | Sun |  |  | NCC | 0.2 | 0.2 | 0.2 | 0.2 | 0.2 | 0.2 | 0.2 | 0.2 | 0.2 | 0.2 | 0.2 | 0.2 | 0.2 | 0.2 | 0.2 | 0.2 | 0.2 | 0.2 | 0.2 | 0.2 | 0.2 | 0.2 | 0.2 | 0.2 | 100 |  | 4.8
; | SOFF | DHW | S1 | HW | WD |  |  | NCC | 0 | 0 | 0 | 0 | 0 | 0 | 0 | 0.3 | 1 | 1 | 1 | 0.8 | 0.4 | 0.8 | 1 | 1 | 1 | 0.1 | 0 | 0 | 0 | 0 | 0 | 0 | 100 |  | 8.4
; |  |  |  |  | Sat |  |  | NCC | 0 | 0 | 0 | 0 | 0 | 0 | 0 | 0.09 | 0.2 | 0.2 | 0.2 | 0.2 | 0.1 | 0.2 | 0.2 | 0.2 | 0.2 | 0 | 0 | 0 | 0 | 0 | 0 | 0 | 100 |  | 1.79
; |  |  |  |  | Sun |  |  | NCC | 0 | 0 | 0 | 0 | 0 | 0 | 0 | 0 | 0 | 0 | 0 | 0 | 0 | 0 | 0 | 0 | 0 | 0 | 0 | 0 | 0 | 0 | 0 | 0 | 100 |  | 0
; | SDRE | Din | S1 | Occ | WD |  |  | NCC | 0 | 0 | 0 | 0 | 0 | 0 | 0 | 0 | 0.1 | 0.2 | 0.2 | 0.34 | 0.87 | 0.59 | 0.34 | 0.34 | 0.34 | 0.58 | 0.75 | 0.58 | 0.34 | 0.254 | 0.1 | 0.1 | 100 |  | 6.024
; |  |  |  |  | Sat |  |  | NCC | 0 | 0 | 0 | 0 | 0 | 0 | 0 | 0 | 0.15 | 0.25 | 0.25 | 0.34 | 0.8 | 0.8 | 0.4 | 0.4 | 0.34 | 0.8 | 0.95 | 0.85 | 0.45 | 0.35 | 0.25 | 0.1 | 100 |  | 7.48
; |  |  |  |  | Sun |  |  | NCC | 0 | 0 | 0 | 0 | 0 | 0 | 0 | 0 | 0.15 | 0.25 | 0.25 | 0.34 | 0.8 | 0.8 | 0.4 | 0.4 | 0.34 | 0.8 | 0.95 | 0.85 | 0.45 | 0.35 | 0.25 | 0.1 | 100 |  | 7.48
; |  |  |  | Lt | WD |  |  | NCC | 0.05 | 0.05 | 0.05 | 0.05 | 0.05 | 0.05 | 0.05 | 0.5 | 1 | 1 | 1 | 1 | 1 | 1 | 1 | 1 | 1 | 1 | 1 | 1 | 1 | 0.7 | 0.5 | 0.1 | 100 |  | 15.15
; |  |  |  |  | Sat |  |  | NCC | 0.05 | 0.05 | 0.05 | 0.05 | 0.05 | 0.05 | 0.05 | 0.5 | 1 | 1 | 1 | 1 | 1 | 1 | 1 | 1 | 1 | 1 | 1 | 1 | 1 | 1 | 0.5 | 0.5 | 100 |  | 15.85
; |  |  |  |  | Sun |  |  | NCC | 0.05 | 0.05 | 0.05 | 0.05 | 0.05 | 0.05 | 0.05 | 0.5 | 1 | 1 | 1 | 1 | 1 | 1 | 1 | 1 | 1 | 1 | 1 | 1 | 1 | 1 | 0.5 | 0.5 | 100 |  | 15.85
; |  |  |  | Plg | WD |  |  | NCC | 0.15 | 0.15 | 0.15 | 0.15 | 0.15 | 0.3 | 0.45 | 0.5 | 0.5 | 0.5 | 0.8 | 1 | 1 | 1 | 1 | 1 | 1 | 1 | 1 | 1 | 1 | 1 | 0.95 | 0.85 | 100 |  | 16.6
; |  |  |  |  | Sat |  |  | NCC | 0.15 | 0.15 | 0.15 | 0.15 | 0.15 | 0.3 | 0.45 | 0.5 | 0.5 | 0.5 | 0.8 | 1 | 1 | 1 | 1 | 1 | 1 | 1 | 1 | 1 | 1 | 1 | 0.95 | 0.65 | 100 |  | 16.4
; |  |  |  |  | Sun |  |  | NCC | 0.15 | 0.15 | 0.15 | 0.15 | 0.15 | 0.3 | 0.45 | 0.5 | 0.5 | 0.5 | 0.8 | 1 | 1 | 1 | 1 | 1 | 1 | 1 | 1 | 1 | 1 | 1 | 0.95 | 0.65 | 100 |  | 16.4
; | SDRE | Kit | S1 | Occ | WD |  |  | NCC | 0 | 0 | 0 | 0 | 0 | 0 | 0 | 0 | 0.1 | 0.2 | 0.2 | 0.34 | 0.87 | 0.59 | 0.34 | 0.34 | 0.34 | 0.58 | 0.75 | 0.58 | 0.34 | 0.254 | 0.1 | 0.1 | 100 |  | 6.024
; |  |  |  |  | Sat |  |  | NCC | 0 | 0 | 0 | 0 | 0 | 0 | 0 | 0 | 0.15 | 0.25 | 0.25 | 0.34 | 0.8 | 0.8 | 0.4 | 0.4 | 0.34 | 0.8 | 0.95 | 0.85 | 0.45 | 0.35 | 0.25 | 0.1 | 100 |  | 7.48
; |  |  |  |  | Sun |  |  | NCC | 0 | 0 | 0 | 0 | 0 | 0 | 0 | 0 | 0.15 | 0.25 | 0.25 | 0.34 | 0.8 | 0.8 | 0.4 | 0.4 | 0.34 | 0.8 | 0.95 | 0.85 | 0.45 | 0.35 | 0.25 | 0.1 | 100 |  | 7.48
; |  |  |  | Lt | WD |  |  | NCC | 0.05 | 0.05 | 0.05 | 0.05 | 0.05 | 0.05 | 0.05 | 0.5 | 1 | 1 | 1 | 1 | 1 | 1 | 1 | 1 | 1 | 1 | 1 | 1 | 1 | 0.7 | 0.5 | 0.1 | 100 |  | 15.15
; |  |  |  |  | Sat |  |  | NCC | 0.05 | 0.05 | 0.05 | 0.05 | 0.05 | 0.05 | 0.05 | 0.5 | 1 | 1 | 1 | 1 | 1 | 1 | 1 | 1 | 1 | 1 | 1 | 1 | 1 | 1 | 0.5 | 0.5 | 100 |  | 15.85
; |  |  |  |  | Sun |  |  | NCC | 0.05 | 0.05 | 0.05 | 0.05 | 0.05 | 0.05 | 0.05 | 0.5 | 1 | 1 | 1 | 1 | 1 | 1 | 1 | 1 | 1 | 1 | 1 | 1 | 1 | 1 | 0.5 | 0.5 | 100 |  | 15.85
; |  |  |  | Plg | WD |  |  | NCC | 0.15 | 0.15 | 0.15 | 0.15 | 0.15 | 0.3 | 0.45 | 0.5 | 0.5 | 0.5 | 0.8 | 1 | 1 | 1 | 1 | 1 | 1 | 1 | 1 | 1 | 1 | 1 | 0.95 | 0.85 | 100 |  | 16.6
; |  |  |  |  | Sat |  |  | NCC | 0.15 | 0.15 | 0.15 | 0.15 | 0.15 | 0.3 | 0.45 | 0.5 | 0.5 | 0.5 | 0.8 | 1 | 1 | 1 | 1 | 1 | 1 | 1 | 1 | 1 | 1 | 1 | 0.95 | 0.65 | 100 |  | 16.4
; |  |  |  |  | Sun |  |  | NCC | 0.15 | 0.15 | 0.15 | 0.15 | 0.15 | 0.3 | 0.45 | 0.5 | 0.5 | 0.5 | 0.8 | 1 | 1 | 1 | 1 | 1 | 1 | 1 | 1 | 1 | 1 | 1 | 0.95 | 0.65 | 100 |  | 16.4
; |  |  |  | Ckg | WD |  |  | NCC | 0 | 0 | 0 | 0 | 0 | 0 | 0 | 0.296 | 0.51 | 0.54 | 0.46 | 0.44 | 0.43 | 0.53 | 0.49 | 0.49 | 0.49 | 0.49 | 0.55 | 0.5 | 0.33 | 0.325 | 0.266 | 0.237 | 100 |  | 7.374 |  | Rev closed value 0.45=>0.2 per NCC
; |  |  |  |  | Sat |  |  | NCC | 0 | 0 | 0 | 0 | 0 | 0 | 0 | 0.296 | 0.51 | 0.54 | 0.46 | 0.44 | 0.43 | 0.53 | 0.49 | 0.49 | 0.49 | 0.49 | 0.55 | 0.5 | 0.33 | 0.325 | 0.266 | 0.237 | 100 |  | 7.374 |  | Rev closed value 0.45=>0.2 per NCC
; |  |  |  |  | Sun |  |  | NCC | 0 | 0 | 0 | 0 | 0 | 0 | 0 | 0.296 | 0.51 | 0.54 | 0.46 | 0.44 | 0.43 | 0.53 | 0.49 | 0.49 | 0.49 | 0.49 | 0.55 | 0.5 | 0.33 | 0.325 | 0.266 | 0.237 | 100 |  | 7.374 |  | Rev closed value 0.45=>0.2 per NCC
; | SDRE | DHW | S1 | HW | WD |  |  | NCC | 0 | 0 | 0 | 0 | 0 | 0 | 0 | 0 | 0.1 | 0.2 | 0.2 | 0.34 | 0.87 | 0.59 | 0.34 | 0.34 | 0.34 | 0.58 | 0.75 | 0.58 | 0.34 | 0.254 | 0.1 | 0.1 | 100 |  | 6.024
; |  |  |  |  | Sat |  |  | NCC | 0 | 0 | 0 | 0 | 0 | 0 | 0 | 0 | 0.15 | 0.25 | 0.25 | 0.34 | 0.8 | 0.8 | 0.4 | 0.4 | 0.34 | 0.8 | 0.95 | 0.85 | 0.45 | 0.35 | 0.25 | 0.1 | 100 |  | 7.48
; |  |  |  |  | Sun |  |  | NCC | 0 | 0 | 0 | 0 | 0 | 0 | 0 | 0 | 0.15 | 0.25 | 0.25 | 0.34 | 0.8 | 0.8 | 0.4 | 0.4 | 0.34 | 0.8 | 0.95 | 0.85 | 0.45 | 0.35 | 0.25 | 0.1 | 100 |  | 7.48
; | FFRE | Din | S1 | Occ | WD |  |  | NCC | 0 | 0 | 0 | 0 | 0 | 0.05 | 0.1 | 0.2 | 0.15 | 0.1 | 0.15 | 0.65 | 1 | 0.7 | 0.4 | 0.2 | 0.25 | 0.45 | 0.7 | 0.45 | 0.3 | 0.25 | 0.2 | 0.1 | 100 |  | 6.4
; |  |  |  |  | Sat |  |  | NCC | 0 | 0 | 0 | 0 | 0 | 0.05 | 0.1 | 0.2 | 0.25 | 0.3 | 0.6 | 0.5 | 0.6 | 0.6 | 0.4 | 0.2 | 0.2 | 0.35 | 0.6 | 0.5 | 0.35 | 0.25 | 0.2 | 0.1 | 100 |  | 6.35
; |  |  |  |  | Sun |  |  | NCC | 0 | 0 | 0 | 0 | 0 | 0.05 | 0.1 | 0.2 | 0.25 | 0.3 | 0.6 | 0.5 | 0.6 | 0.6 | 0.4 | 0.2 | 0.2 | 0.35 | 0.6 | 0.5 | 0.35 | 0.25 | 0.2 | 0.1 | 100 |  | 6.35
; |  |  |  | Lt | WD |  |  | NCC | 0.05 | 0.05 | 0.05 | 0.05 | 0.05 | 0.2 | 0.35 | 0.4 | 0.4 | 0.4 | 0.75 | 1 | 1 | 1 | 1 | 1 | 1 | 1 | 1 | 1 | 1 | 1 | 0.9 | 0.85 | 100 |  | 15.5
; |  |  |  |  | Sat |  |  | NCC | 0.05 | 0.05 | 0.05 | 0.05 | 0.05 | 0.2 | 0.35 | 0.4 | 0.4 | 0.4 | 0.75 | 1 | 1 | 1 | 1 | 1 | 1 | 1 | 1 | 1 | 1 | 1 | 0.85 | 0.55 | 100 |  | 15.15
; |  |  |  |  | Sun |  |  | NCC | 0.05 | 0.05 | 0.05 | 0.05 | 0.05 | 0.2 | 0.35 | 0.4 | 0.4 | 0.4 | 0.75 | 1 | 1 | 1 | 1 | 1 | 1 | 1 | 1 | 1 | 1 | 1 | 0.85 | 0.55 | 100 |  | 15.15
; |  |  |  | Plg | WD |  |  | NCC | 0.15 | 0.15 | 0.15 | 0.15 | 0.15 | 0.3 | 0.45 | 0.5 | 0.5 | 0.5 | 0.8 | 1 | 1 | 1 | 1 | 1 | 1 | 1 | 1 | 1 | 1 | 1 | 0.95 | 0.85 | 100 |  | 16.6
; |  |  |  |  | Sat |  |  | NCC | 0.15 | 0.15 | 0.15 | 0.15 | 0.15 | 0.3 | 0.45 | 0.5 | 0.5 | 0.5 | 0.8 | 1 | 1 | 1 | 1 | 1 | 1 | 1 | 1 | 1 | 1 | 1 | 0.95 | 0.65 | 100 |  | 16.4
; |  |  |  |  | Sun |  |  | NCC | 0.15 | 0.15 | 0.15 | 0.15 | 0.15 | 0.3 | 0.45 | 0.5 | 0.5 | 0.5 | 0.8 | 1 | 1 | 1 | 1 | 1 | 1 | 1 | 1 | 1 | 1 | 1 | 0.95 | 0.65 | 100 |  | 16.4
; | FFRE | Kit | S1 | Occ | WD |  |  | NCC | 0 | 0 | 0 | 0 | 0 | 0.05 | 0.1 | 0.2 | 0.15 | 0.1 | 0.15 | 0.65 | 1 | 0.7 | 0.4 | 0.2 | 0.25 | 0.45 | 0.7 | 0.45 | 0.3 | 0.25 | 0.2 | 0.1 | 100 |  | 6.4
; |  |  |  |  | Sat |  |  | NCC | 0 | 0 | 0 | 0 | 0 | 0.05 | 0.1 | 0.2 | 0.25 | 0.3 | 0.6 | 0.5 | 0.6 | 0.6 | 0.4 | 0.2 | 0.2 | 0.35 | 0.6 | 0.5 | 0.35 | 0.25 | 0.2 | 0.1 | 100 |  | 6.35
; |  |  |  |  | Sun |  |  | NCC | 0 | 0 | 0 | 0 | 0 | 0.05 | 0.1 | 0.2 | 0.25 | 0.3 | 0.6 | 0.5 | 0.6 | 0.6 | 0.4 | 0.2 | 0.2 | 0.35 | 0.6 | 0.5 | 0.35 | 0.25 | 0.2 | 0.1 | 100 |  | 6.35
; |  |  |  | Lt | WD |  |  | NCC | 0.05 | 0.05 | 0.05 | 0.05 | 0.05 | 0.2 | 0.35 | 0.4 | 0.4 | 0.4 | 0.75 | 1 | 1 | 1 | 1 | 1 | 1 | 1 | 1 | 1 | 1 | 1 | 0.9 | 0.85 | 100 |  | 15.5
; |  |  |  |  | Sat |  |  | NCC | 0.05 | 0.05 | 0.05 | 0.05 | 0.05 | 0.2 | 0.35 | 0.4 | 0.4 | 0.4 | 0.75 | 1 | 1 | 1 | 1 | 1 | 1 | 1 | 1 | 1 | 1 | 1 | 0.85 | 0.55 | 100 |  | 15.15
; |  |  |  |  | Sun |  |  | NCC | 0.05 | 0.05 | 0.05 | 0.05 | 0.05 | 0.2 | 0.35 | 0.4 | 0.4 | 0.4 | 0.75 | 1 | 1 | 1 | 1 | 1 | 1 | 1 | 1 | 1 | 1 | 1 | 0.85 | 0.55 | 100 |  | 15.15
; |  |  |  | Plg | WD |  |  | NCC | 0.15 | 0.15 | 0.15 | 0.15 | 0.15 | 0.3 | 0.45 | 0.5 | 0.5 | 0.5 | 0.8 | 1 | 1 | 1 | 1 | 1 | 1 | 1 | 1 | 1 | 1 | 1 | 0.95 | 0.85 | 100 |  | 16.6
; |  |  |  |  | Sat |  |  | NCC | 0.15 | 0.15 | 0.15 | 0.15 | 0.15 | 0.3 | 0.45 | 0.5 | 0.5 | 0.5 | 0.8 | 1 | 1 | 1 | 1 | 1 | 1 | 1 | 1 | 1 | 1 | 1 | 0.95 | 0.65 | 100 |  | 16.4
; |  |  |  |  | Sun |  |  | NCC | 0.15 | 0.15 | 0.15 | 0.15 | 0.15 | 0.3 | 0.45 | 0.5 | 0.5 | 0.5 | 0.8 | 1 | 1 | 1 | 1 | 1 | 1 | 1 | 1 | 1 | 1 | 1 | 0.95 | 0.65 | 100 |  | 16.4
; |  |  |  | Ckg | WD |  |  | NCC | 0 | 0 | 0 | 0.296 | 0.444 | 0.473 | 0.385 | 0.296 | 0.296 | 0.296 | 0.296 | 0.296 | 0.296 | 0.296 | 0.296 | 0.296 | 0.296 | 0.49 | 0.325 | 0.325 | 0.3 | 0.25 | 0.118 | 0 | 100 |  | 6.366 |  | Rev closed value 0.55=>0.25 per NCC
; |  |  |  |  | Sat |  |  | NCC | 0 | 0 | 0 | 0.296 | 0.444 | 0.473 | 0.385 | 0.296 | 0.296 | 0.296 | 0.296 | 0.296 | 0.296 | 0.296 | 0.296 | 0.296 | 0.296 | 0.49 | 0.325 | 0.325 | 0.3 | 0.25 | 0.118 | 0 | 100 |  | 6.366 |  | Rev closed value 0.55=>0.25 per NCC
; |  |  |  |  | Sun |  |  | NCC | 0 | 0 | 0 | 0.296 | 0.444 | 0.473 | 0.385 | 0.296 | 0.296 | 0.296 | 0.296 | 0.296 | 0.296 | 0.296 | 0.296 | 0.296 | 0.296 | 0.49 | 0.325 | 0.325 | 0.3 | 0.25 | 0.118 | 0 | 100 |  | 6.366 |  | Rev closed value 0.55=>0.25 per NCC
; | FFRE | DHW | S1 | HW | WD |  |  | NCC | 0 | 0 | 0 | 0 | 0 | 0.05 | 0.1 | 0.2 | 0.15 | 0.1 | 0.15 | 0.65 | 1 | 0.7 | 0.4 | 0.2 | 0.25 | 0.45 | 0.7 | 0.45 | 0.3 | 0.25 | 0.2 | 0.1 | 100 |  | 6.4
; |  |  |  |  | Sat |  |  | NCC | 0 | 0 | 0 | 0 | 0 | 0.05 | 0.1 | 0.2 | 0.25 | 0.3 | 0.6 | 0.5 | 0.6 | 0.6 | 0.4 | 0.2 | 0.2 | 0.35 | 0.6 | 0.5 | 0.35 | 0.25 | 0.2 | 0.1 | 100 |  | 6.35
; |  |  |  |  | Sun |  |  | NCC | 0 | 0 | 0 | 0 | 0 | 0.05 | 0.1 | 0.2 | 0.25 | 0.3 | 0.6 | 0.5 | 0.6 | 0.6 | 0.4 | 0.2 | 0.2 | 0.35 | 0.6 | 0.5 | 0.35 | 0.25 | 0.2 | 0.1 | 100 |  | 6.35
; | LRET3ST | Off | S1 | Occ | WD |  |  | NCC | 0 | 0 | 0 | 0 | 0 | 0 | 0 | 0 | 0.05 | 0.3 | 0.6 | 0.6 | 0.6 | 0.6 | 0.6 | 0.6 | 0.7 | 0.8 | 0.8 | 0.8 | 0.5 | 0.2 | 0 | 0 | 100 |  | 7.75
; |  |  |  |  | Sat |  |  | NCC | 0 | 0 | 0 | 0 | 0 | 0 | 0 | 0 | 0.05 | 0.4 | 0.7 | 0.7 | 0.7 | 0.7 | 0.9 | 0.9 | 0.9 | 0.7 | 0.5 | 0.4 | 0.1 | 0 | 0 | 0 | 100 |  | 7.65
; |  |  |  |  | Sun |  |  | NCC | 0 | 0 | 0 | 0 | 0 | 0 | 0 | 0 | 0.1 | 0.3 | 0.4 | 0.6 | 0.9 | 1 | 1 | 1 | 0.8 | 0.4 | 0.2 | 0 | 0 | 0 | 0 | 0 | 100 |  | 6.7
; |  |  |  | Lt | WD |  |  | NCC | 0.05 | 0.05 | 0.05 | 0.05 | 0.05 | 0.05 | 0.05 | 0.05 | 0.3 | 0.95 | 0.95 | 0.95 | 0.95 | 0.95 | 0.95 | 0.95 | 0.95 | 0.95 | 0.95 | 0.95 | 0.5 | 0.4 | 0.05 | 0.05 | 100 |  | 12.15
; |  |  |  |  | Sat |  |  | NCC | 0.05 | 0.05 | 0.05 | 0.05 | 0.05 | 0.05 | 0.05 | 0.05 | 0.3 | 0.95 | 0.95 | 0.95 | 0.95 | 0.95 | 0.95 | 0.95 | 0.95 | 0.95 | 0.8 | 0.6 | 0.3 | 0.05 | 0.05 | 0.05 | 100 |  | 11.1
; |  |  |  |  | Sun |  |  | NCC | 0.05 | 0.05 | 0.05 | 0.05 | 0.05 | 0.05 | 0.05 | 0.05 | 0.3 | 0.7 | 0.95 | 0.95 | 0.95 | 0.95 | 0.95 | 0.95 | 0.95 | 0.95 | 0.6 | 0.05 | 0.05 | 0.05 | 0.05 | 0.05 | 100 |  | 9.85
; |  |  |  | Plg | WD |  |  | NCC | 0.05 | 0.05 | 0.05 | 0.05 | 0.05 | 0.05 | 0.05 | 0.05 | 0.3 | 0.95 | 0.95 | 0.95 | 0.95 | 0.95 | 0.95 | 0.95 | 0.95 | 0.95 | 0.8 | 0.6 | 0.3 | 0.05 | 0.05 | 0.05 | 100 |  | 11.1
; |  |  |  |  | Sat |  |  | NCC | 0.05 | 0.05 | 0.05 | 0.05 | 0.05 | 0.05 | 0.05 | 0.05 | 0.3 | 0.95 | 0.95 | 0.95 | 0.95 | 0.95 | 0.95 | 0.95 | 0.95 | 0.95 | 0.8 | 0.6 | 0.3 | 0.05 | 0.05 | 0.05 | 100 |  | 11.1
; |  |  |  |  | Sun |  |  | NCC | 0.05 | 0.05 | 0.05 | 0.05 | 0.05 | 0.05 | 0.05 | 0.05 | 0.3 | 0.7 | 0.95 | 0.95 | 0.95 | 0.95 | 0.95 | 0.95 | 0.95 | 0.95 | 0.6 | 0.05 | 0.05 | 0.05 | 0.05 | 0.05 | 100 |  | 9.85
; | LRET3ST | Show | S1 | Occ | WD |  |  | NCC | 0 | 0 | 0 | 0 | 0 | 0 | 0 | 0 | 0.05 | 0.3 | 0.6 | 0.6 | 0.6 | 0.6 | 0.6 | 0.6 | 0.7 | 0.8 | 0.8 | 0.8 | 0.5 | 0.2 | 0 | 0 | 100 |  | 7.75 |  | Use Lobby Schedule
; |  |  |  |  | Sat |  |  | NCC | 0 | 0 | 0 | 0 | 0 | 0 | 0 | 0 | 0.05 | 0.4 | 0.7 | 0.7 | 0.7 | 0.7 | 0.9 | 0.9 | 0.9 | 0.7 | 0.5 | 0.4 | 0.1 | 0 | 0 | 0 | 100 |  | 7.65 |  | Use Lobby Schedule
; |  |  |  |  | Sun |  |  | NCC | 0 | 0 | 0 | 0 | 0 | 0 | 0 | 0 | 0.1 | 0.3 | 0.4 | 0.6 | 0.9 | 1 | 1 | 1 | 0.8 | 0.4 | 0.2 | 0 | 0 | 0 | 0 | 0 | 100 |  | 6.7 |  | Use Lobby Schedule
; |  |  |  | Lt | WD |  |  | NCC | 0.05 | 0.05 | 0.05 | 0.05 | 0.05 | 0.05 | 0.05 | 0.05 | 0.3 | 0.95 | 0.95 | 0.95 | 0.95 | 0.95 | 0.95 | 0.95 | 0.95 | 0.95 | 0.95 | 0.95 | 0.5 | 0.4 | 0.05 | 0.05 | 100 |  | 12.15
; |  |  |  |  | Sat |  |  | NCC | 0.05 | 0.05 | 0.05 | 0.05 | 0.05 | 0.05 | 0.05 | 0.05 | 0.3 | 0.95 | 0.95 | 0.95 | 0.95 | 0.95 | 0.95 | 0.95 | 0.95 | 0.95 | 0.8 | 0.6 | 0.3 | 0.05 | 0.05 | 0.05 | 100 |  | 11.1
; |  |  |  |  | Sun |  |  | NCC | 0.05 | 0.05 | 0.05 | 0.05 | 0.05 | 0.05 | 0.05 | 0.05 | 0.3 | 0.7 | 0.95 | 0.95 | 0.95 | 0.95 | 0.95 | 0.95 | 0.95 | 0.95 | 0.6 | 0.05 | 0.05 | 0.05 | 0.05 | 0.05 | 100 |  | 9.85
; |  |  |  | Plg | WD |  |  | NCC | 0.05 | 0.05 | 0.05 | 0.05 | 0.05 | 0.05 | 0.05 | 0.05 | 0.3 | 0.95 | 0.95 | 0.95 | 0.95 | 0.95 | 0.95 | 0.95 | 0.95 | 0.95 | 0.8 | 0.6 | 0.3 | 0.05 | 0.05 | 0.05 | 100 |  | 11.1 |  | Use Lobby Schedule
; |  |  |  |  | Sat |  |  | NCC | 0.05 | 0.05 | 0.05 | 0.05 | 0.05 | 0.05 | 0.05 | 0.05 | 0.3 | 0.95 | 0.95 | 0.95 | 0.95 | 0.95 | 0.95 | 0.95 | 0.95 | 0.95 | 0.8 | 0.6 | 0.3 | 0.05 | 0.05 | 0.05 | 100 |  | 11.1 |  | Use Lobby Schedule
; |  |  |  |  | Sun |  |  | NCC | 0.05 | 0.05 | 0.05 | 0.05 | 0.05 | 0.05 | 0.05 | 0.05 | 0.3 | 0.7 | 0.95 | 0.95 | 0.95 | 0.95 | 0.95 | 0.95 | 0.95 | 0.95 | 0.6 | 0.05 | 0.05 | 0.05 | 0.05 | 0.05 | 100 |  | 9.85 |  | Use Lobby Schedule
; | LRET3ST | Stor | S1 | Occ | WD |  |  | NCC | 0 | 0 | 0 | 0 | 0 | 0 | 0 | 0 | 0.05 | 0.3 | 0.6 | 0.6 | 0.6 | 0.6 | 0.6 | 0.6 | 0.7 | 0.8 | 0.8 | 0.8 | 0.5 | 0.2 | 0 | 0 | 100 |  | 7.75 |  | Set to 1 minus 24H Occ
; |  |  |  |  | Sat |  |  | NCC | 0 | 0 | 0 | 0 | 0 | 0 | 0 | 0 | 0.05 | 0.4 | 0.7 | 0.7 | 0.7 | 0.7 | 0.9 | 0.9 | 0.9 | 0.7 | 0.5 | 0.4 | 0.1 | 0 | 0 | 0 | 100 |  | 7.65 |  | Set to 1 minus 24H Occ
; |  |  |  |  | Sun |  |  | NCC | 0 | 0 | 0 | 0 | 0 | 0 | 0 | 0 | 0.1 | 0.3 | 0.4 | 0.6 | 0.9 | 1 | 1 | 1 | 0.8 | 0.4 | 0.2 | 0 | 0 | 0 | 0 | 0 | 100 |  | 6.7 |  | Set to 1 minus 24H Occ
; |  |  |  | Lt | WD |  |  | NCC | 0.05 | 0.05 | 0.05 | 0.05 | 0.05 | 0.05 | 0.05 | 0.05 | 0.3 | 0.95 | 0.95 | 0.95 | 0.95 | 0.95 | 0.95 | 0.95 | 0.95 | 0.95 | 0.95 | 0.95 | 0.5 | 0.4 | 0.05 | 0.05 | 100 |  | 12.15
; |  |  |  |  | Sat |  |  | NCC | 0.05 | 0.05 | 0.05 | 0.05 | 0.05 | 0.05 | 0.05 | 0.05 | 0.3 | 0.95 | 0.95 | 0.95 | 0.95 | 0.95 | 0.95 | 0.95 | 0.95 | 0.95 | 0.8 | 0.6 | 0.3 | 0.05 | 0.05 | 0.05 | 100 |  | 11.1
; |  |  |  |  | Sun |  |  | NCC | 0.05 | 0.05 | 0.05 | 0.05 | 0.05 | 0.05 | 0.05 | 0.05 | 0.3 | 0.7 | 0.95 | 0.95 | 0.95 | 0.95 | 0.95 | 0.95 | 0.95 | 0.95 | 0.6 | 0.05 | 0.05 | 0.05 | 0.05 | 0.05 | 100 |  | 9.85
; |  |  |  | Plg | WD |  |  | NCC | 0.05 | 0.05 | 0.05 | 0.05 | 0.05 | 0.05 | 0.05 | 0.05 | 0.3 | 0.95 | 0.95 | 0.95 | 0.95 | 0.95 | 0.95 | 0.95 | 0.95 | 0.95 | 0.8 | 0.6 | 0.3 | 0.05 | 0.05 | 0.05 | 100 |  | 11.1 |  | Set to 1 minus 24H Eqp
; |  |  |  |  | Sat |  |  | NCC | 0.05 | 0.05 | 0.05 | 0.05 | 0.05 | 0.05 | 0.05 | 0.05 | 0.3 | 0.95 | 0.95 | 0.95 | 0.95 | 0.95 | 0.95 | 0.95 | 0.95 | 0.95 | 0.8 | 0.6 | 0.3 | 0.05 | 0.05 | 0.05 | 100 |  | 11.1 |  | Set to 1 minus 24H Eqp
; |  |  |  |  | Sun |  |  | NCC | 0.05 | 0.05 | 0.05 | 0.05 | 0.05 | 0.05 | 0.05 | 0.05 | 0.3 | 0.7 | 0.95 | 0.95 | 0.95 | 0.95 | 0.95 | 0.95 | 0.95 | 0.95 | 0.6 | 0.05 | 0.05 | 0.05 | 0.05 | 0.05 | 100 |  | 9.85 |  | Set to 1 minus 24H Eqp
; | LRET3ST | DHW | S1 | HW | WD |  |  | NCC | 0 | 0 | 0 | 0 | 0 | 0 | 0 | 0 | 0.05 | 0.3 | 0.6 | 0.6 | 0.6 | 0.6 | 0.6 | 0.6 | 0.7 | 0.8 | 0.8 | 0.8 | 0.5 | 0.2 | 0 | 0 | 100 |  | 7.75
; |  |  |  |  | Sat |  |  | NCC | 0 | 0 | 0 | 0 | 0 | 0 | 0 | 0 | 0.05 | 0.4 | 0.7 | 0.7 | 0.7 | 0.7 | 0.9 | 0.9 | 0.9 | 0.7 | 0.5 | 0.4 | 0.1 | 0 | 0 | 0 | 100 |  | 7.65
; |  |  |  |  | Sun |  |  | NCC | 0 | 0 | 0 | 0 | 0 | 0 | 0 | 0 | 0.1 | 0.3 | 0.4 | 0.6 | 0.9 | 1 | 1 | 1 | 0.8 | 0.4 | 0.2 | 0 | 0 | 0 | 0 | 0 | 100 |  | 6.7
; | LRET1ST | Sales | S1 | Occ | WD |  |  | NCC | 0 | 0 | 0 | 0 | 0 | 0 | 0 | 0 | 0.1 | 0.3 | 0.5 | 0.5 | 0.6 | 0.6 | 0.5 | 0.5 | 0.5 | 0.5 | 0.8 | 0.8 | 0.8 | 0.1 | 0 | 0 | 100 |  | 7.1
; |  |  |  |  | Sat |  |  | NCC | 0 | 0 | 0 | 0 | 0 | 0 | 0 | 0 | 0.1 | 0.3 | 0.5 | 0.5 | 0.6 | 0.6 | 0.5 | 0.5 | 0.5 | 0.5 | 0.8 | 0.8 | 0.8 | 0.1 | 0 | 0 | 100 |  | 7.1
; |  |  |  |  | Sun |  |  | NCC | 0 | 0 | 0 | 0 | 0 | 0 | 0 | 0 | 0.1 | 0.3 | 0.5 | 0.5 | 0.6 | 0.6 | 0.5 | 0.5 | 0.5 | 0.5 | 0.8 | 0.8 | 0.8 | 0.1 | 0 | 0 | 100 |  | 7.1
; |  |  |  | Lt | WD |  |  | NCC | 0.05 | 0.05 | 0.05 | 0.05 | 0.05 | 0.05 | 0.05 | 0.05 | 1 | 1 | 1 | 1 | 1 | 1 | 1 | 1 | 1 | 1 | 1 | 1 | 1 | 1 | 0.05 | 0.05 | 100 |  | 14.5
; |  |  |  |  | Sat |  |  | NCC | 0.05 | 0.05 | 0.05 | 0.05 | 0.05 | 0.05 | 0.05 | 0.05 | 1 | 1 | 1 | 1 | 1 | 1 | 1 | 1 | 1 | 1 | 1 | 1 | 1 | 1 | 0.05 | 0.05 | 100 |  | 14.5
; |  |  |  |  | Sun |  |  | NCC | 0.05 | 0.05 | 0.05 | 0.05 | 0.05 | 0.05 | 0.05 | 0.05 | 1 | 1 | 1 | 1 | 1 | 1 | 1 | 1 | 1 | 1 | 1 | 1 | 1 | 1 | 0.05 | 0.05 | 100 |  | 14.5
; |  |  |  | Plg | WD |  |  | NCC | 0 | 0 | 0 | 0 | 0 | 0 | 0 | 0 | 1 | 1 | 1 | 1 | 1 | 1 | 1 | 1 | 1 | 1 | 1 | 1 | 1 | 1 | 0 | 0 | 100 |  | 14
; |  |  |  |  | Sat |  |  | NCC | 0 | 0 | 0 | 0 | 0 | 0 | 0 | 0 | 1 | 1 | 1 | 1 | 1 | 1 | 1 | 1 | 1 | 1 | 1 | 1 | 1 | 1 | 0 | 0 | 100 |  | 14
; |  |  |  |  | Sun |  |  | NCC | 0 | 0 | 0 | 0 | 0 | 0 | 0 | 0 | 1 | 1 | 1 | 1 | 1 | 1 | 1 | 1 | 1 | 1 | 1 | 1 | 1 | 1 | 0 | 0 | 100 |  | 14
; | LRET1ST | Pharm | S1 | Occ | WD |  |  | NCC | 0 | 0 | 0 | 0 | 0 | 0 | 0 | 0 | 0.1 | 0.3 | 0.5 | 0.5 | 0.6 | 0.6 | 0.5 | 0.5 | 0.5 | 0.5 | 0.8 | 0.8 | 0.8 | 0.1 | 0 | 0 | 100 |  | 7.1
; |  |  |  |  | Sat |  |  | NCC | 0 | 0 | 0 | 0 | 0 | 0 | 0 | 0 | 0.1 | 0.3 | 0.5 | 0.5 | 0.6 | 0.6 | 0.5 | 0.5 | 0.5 | 0.5 | 0.8 | 0.8 | 0.8 | 0.1 | 0 | 0 | 100 |  | 7.1
; |  |  |  |  | Sun |  |  | NCC | 0 | 0 | 0 | 0 | 0 | 0 | 0 | 0 | 0.1 | 0.3 | 0.5 | 0.5 | 0.6 | 0.6 | 0.5 | 0.5 | 0.5 | 0.5 | 0.8 | 0.8 | 0.8 | 0.1 | 0 | 0 | 100 |  | 7.1
; |  |  |  | Lt | WD |  |  | NCC | 0.05 | 0.05 | 0.05 | 0.05 | 0.05 | 0.05 | 0.05 | 0.05 | 1 | 1 | 1 | 1 | 1 | 1 | 1 | 1 | 1 | 1 | 1 | 1 | 1 | 1 | 0.05 | 0.05 | 100 |  | 14.5
; |  |  |  |  | Sat |  |  | NCC | 0.05 | 0.05 | 0.05 | 0.05 | 0.05 | 0.05 | 0.05 | 0.05 | 1 | 1 | 1 | 1 | 1 | 1 | 1 | 1 | 1 | 1 | 1 | 1 | 1 | 1 | 0.05 | 0.05 | 100 |  | 14.5
; |  |  |  |  | Sun |  |  | NCC | 0.05 | 0.05 | 0.05 | 0.05 | 0.05 | 0.05 | 0.05 | 0.05 | 1 | 1 | 1 | 1 | 1 | 1 | 1 | 1 | 1 | 1 | 1 | 1 | 1 | 1 | 0.05 | 0.05 | 100 |  | 14.5
; |  |  |  | Plg | WD |  |  | NCC | 0 | 0 | 0 | 0 | 0 | 0 | 0 | 0 | 0 | 0 | 0 | 0 | 0 | 0 | 0 | 0 | 0 | 0 | 0 | 0 | 0 | 0 | 0 | 0 | 100 |  | 0
; |  |  |  |  | Sat |  |  | NCC | 0 | 0 | 0 | 0 | 0 | 0 | 0 | 0 | 0 | 0 | 0 | 0 | 0 | 0 | 0 | 0 | 0 | 0 | 0 | 0 | 0 | 0 | 0 | 0 | 100 |  | 0
; |  |  |  |  | Sun |  |  | NCC | 0 | 0 | 0 | 0 | 0 | 0 | 0 | 0 | 0 | 0 | 0 | 0 | 0 | 0 | 0 | 0 | 0 | 0 | 0 | 0 | 0 | 0 | 0 | 0 | 100 |  | 0
; | LRET1ST | McD | S1 | Occ | WD |  |  | NCC | 0 | 0 | 0 | 0 | 0 | 0 | 0 | 0 | 0.05 | 0.2 | 0.3 | 0.3 | 0.5 | 0.5 | 0.4 | 0.4 | 0.4 | 0.4 | 0.5 | 0.5 | 0.5 | 0.05 | 0 | 0 | 100 |  | 5
; |  |  |  |  | Sat |  |  | NCC | 0 | 0 | 0 | 0 | 0 | 0 | 0 | 0 | 0.05 | 0.2 | 0.3 | 0.3 | 0.5 | 0.5 | 0.4 | 0.4 | 0.4 | 0.4 | 0.5 | 0.5 | 0.5 | 0.05 | 0 | 0 | 100 |  | 5
; |  |  |  |  | Sun |  |  | NCC | 0 | 0 | 0 | 0 | 0 | 0 | 0 | 0 | 0.05 | 0.2 | 0.3 | 0.3 | 0.5 | 0.5 | 0.4 | 0.4 | 0.4 | 0.4 | 0.5 | 0.5 | 0.5 | 0.05 | 0 | 0 | 100 |  | 5
; |  |  |  | Lt | WD |  |  | NCC | 0.05 | 0.05 | 0.05 | 0.05 | 0.05 | 0.05 | 0.05 | 0.05 | 0.05 | 1 | 1 | 1 | 1 | 1 | 1 | 1 | 1 | 1 | 1 | 1 | 1 | 1 | 0 | 0 | 100 |  | 13.45
; |  |  |  |  | Sat |  |  | NCC | 0.05 | 0.05 | 0.05 | 0.05 | 0.05 | 0.05 | 0.05 | 0.05 | 0.05 | 1 | 1 | 1 | 1 | 1 | 1 | 1 | 1 | 1 | 1 | 1 | 1 | 1 | 0 | 0 | 100 |  | 13.45
; |  |  |  |  | Sun |  |  | NCC | 0.05 | 0.05 | 0.05 | 0.05 | 0.05 | 0.05 | 0.05 | 0.05 | 0.05 | 1 | 1 | 1 | 1 | 1 | 1 | 1 | 1 | 1 | 1 | 1 | 1 | 1 | 0 | 0 | 100 |  | 13.45
; |  |  |  | Plg | WD |  |  | NCC | 0.05 | 0.05 | 0.05 | 0.05 | 0.05 | 0.05 | 0.05 | 0.05 | 0.05 | 0.1 | 1 | 1 | 1 | 1 | 1 | 1 | 1 | 1 | 1 | 1 | 1 | 1 | 0 | 0 | 100 |  | 12.55
; |  |  |  |  | Sat |  |  | NCC | 0.05 | 0.05 | 0.05 | 0.05 | 0.05 | 0.05 | 0.05 | 0.05 | 0.05 | 0.1 | 1 | 1 | 1 | 1 | 1 | 1 | 1 | 1 | 1 | 1 | 1 | 1 | 0 | 0 | 100 |  | 12.55
; |  |  |  |  | Sun |  |  | NCC | 0.05 | 0.05 | 0.05 | 0.05 | 0.05 | 0.05 | 0.05 | 0.05 | 0.05 | 0.1 | 1 | 1 | 1 | 1 | 1 | 1 | 1 | 1 | 1 | 1 | 1 | 1 | 0 | 0 | 100 |  | 12.55
; | LRET1ST | TBO | S1 | Occ | WD |  |  | NCC | 0 | 0 | 0 | 0 | 0 | 0 | 0 | 0 | 0.7 | 0.8 | 0.9 | 1 | 1 | 1 | 1 | 1 | 1 | 1 | 1 | 1 | 1 | 0.9 | 0.8 | 0 | 100 |  | 14.1
; |  |  |  |  | Sat |  |  | NCC | 0 | 0 | 0 | 0 | 0 | 0 | 0 | 0 | 0.7 | 0.8 | 0.9 | 1 | 1 | 1 | 1 | 1 | 1 | 1 | 1 | 1 | 1 | 0.9 | 0.8 | 0 | 100 |  | 14.1
; |  |  |  |  | Sun |  |  | NCC | 0 | 0 | 0 | 0 | 0 | 0 | 0 | 0 | 0.7 | 0.8 | 0.9 | 1 | 1 | 1 | 1 | 1 | 1 | 1 | 1 | 1 | 1 | 0.9 | 0.8 | 0 | 100 |  | 14.1
; |  |  |  | Lt | WD |  |  | NCC | 0.05 | 0.05 | 0.05 | 0.05 | 0.05 | 0.05 | 0.05 | 0.05 | 1 | 1 | 1 | 1 | 1 | 1 | 1 | 1 | 1 | 1 | 1 | 1 | 1 | 1 | 0.25 | 0.05 | 100 |  | 14.7
; |  |  |  |  | Sat |  |  | NCC | 0.05 | 0.05 | 0.05 | 0.05 | 0.05 | 0.05 | 0.05 | 0.05 | 1 | 1 | 1 | 1 | 1 | 1 | 1 | 1 | 1 | 1 | 1 | 1 | 1 | 1 | 0.25 | 0.05 | 100 |  | 14.7
; |  |  |  |  | Sun |  |  | NCC | 0.05 | 0.05 | 0.05 | 0.05 | 0.05 | 0.05 | 0.05 | 0.05 | 1 | 1 | 1 | 1 | 1 | 1 | 1 | 1 | 1 | 1 | 1 | 1 | 1 | 1 | 0.25 | 0.05 | 100 |  | 14.7
; |  |  |  | Plg | WD |  |  | NCC | 0.05 | 0.05 | 0.05 | 0.05 | 0.05 | 0.05 | 0.05 | 0.05 | 1 | 1 | 1 | 1 | 1 | 1 | 1 | 1 | 1 | 1 | 1 | 1 | 1 | 1 | 0.25 | 0.05 | 100 |  | 14.7
; |  |  |  |  | Sat |  |  | NCC | 0.05 | 0.05 | 0.05 | 0.05 | 0.05 | 0.05 | 0.05 | 0.05 | 1 | 1 | 1 | 1 | 1 | 1 | 1 | 1 | 1 | 1 | 1 | 1 | 1 | 1 | 0.25 | 0.05 | 100 |  | 14.7
; |  |  |  |  | Sun |  |  | NCC | 0.05 | 0.05 | 0.05 | 0.05 | 0.05 | 0.05 | 0.05 | 0.05 | 1 | 1 | 1 | 1 | 1 | 1 | 1 | 1 | 1 | 1 | 1 | 1 | 1 | 1 | 0.25 | 0.05 | 100 |  | 14.7
; | LRET1ST | Off | S1 | Occ | WD |  |  | NCC | 0 | 0 | 0 | 0 | 0 | 0 | 0 | 0 | 0.5 | 0.75 | 0.75 | 0.75 | 0.75 | 0.75 | 0.75 | 0.75 | 0.75 | 0.5 | 0 | 0 | 0 | 0 | 0 | 0 | 100 |  | 7
; |  |  |  |  | Sat |  |  | NCC | 0 | 0 | 0 | 0 | 0 | 0 | 0 | 0 | 0.05 | 0.5 | 0.5 | 0.5 | 0.5 | 0.5 | 0.5 | 0.5 | 0.5 | 0.3 | 0 | 0 | 0 | 0 | 0 | 0 | 100 |  | 4.35
; |  |  |  |  | Sun |  |  | NCC | 0 | 0 | 0 | 0 | 0 | 0 | 0.05 | 0.05 | 0.05 | 0.15 | 0.15 | 0.05 | 0.05 | 0 | 0 | 0 | 0 | 0 | 0 | 0 | 0 | 0 | 0 | 0 | 100 |  | 0.55
; |  |  |  | Lt | WD |  |  | NCC | 0.05 | 0.05 | 0.05 | 0.05 | 0.05 | 0.05 | 0.05 | 0.1 | 1 | 1 | 1 | 1 | 1 | 1 | 1 | 1 | 1 | 1 | 0.05 | 0.05 | 0.05 | 0.05 | 0.05 | 0.05 | 100 |  | 10.75
; |  |  |  |  | Sat |  |  | NCC | 0.05 | 0.05 | 0.05 | 0.05 | 0.05 | 0.05 | 0.05 | 0.05 | 0.5 | 0.9 | 0.9 | 0.9 | 0.9 | 0.9 | 0.9 | 0.9 | 0.9 | 0.9 | 0.1 | 0 | 0 | 0 | 0 | 0 | 100 |  | 9.1
; |  |  |  |  | Sun |  |  | NCC | 0.05 | 0.05 | 0.05 | 0.05 | 0.05 | 0.05 | 0.05 | 0.05 | 0.1 | 0.5 | 0.5 | 0.1 | 0.1 | 0.05 | 0.05 | 0.05 | 0.05 | 0.05 | 0.05 | 0.05 | 0.05 | 0.05 | 0.05 | 0.05 | 100 |  | 2.25
; |  |  |  | Plg | WD |  |  | NCC | 0 | 0 | 0 | 0 | 0 | 0 | 0 | 0 | 0.5 | 1 | 1 | 1 | 1 | 1 | 1 | 1 | 1 | 1 | 0 | 0 | 0 | 0 | 0 | 0 | 100 |  | 9.5
; |  |  |  |  | Sat |  |  | NCC | 0 | 0 | 0 | 0 | 0 | 0 | 0 | 0 | 0.5 | 0.75 | 0.75 | 0.75 | 0.75 | 0.75 | 0.75 | 0.75 | 0.75 | 0.75 | 0 | 0 | 0 | 0 | 0 | 0 | 100 |  | 7.25
; |  |  |  |  | Sun |  |  | NCC | 0 | 0 | 0 | 0 | 0 | 0 | 0 | 0 | 0 | 0 | 0 | 0 | 0 | 0 | 0 | 0 | 0 | 0 | 0 | 0 | 0 | 0 | 0 | 0 | 100 |  | 0
; | LRET1ST | Stock | S1 | Occ | WD |  |  | NCC | 0 | 0 | 0 | 0 | 0 | 0 | 0 | 0 | 0.6 | 0.6 | 0.6 | 0.6 | 0.6 | 0.6 | 0.6 | 0.6 | 0.6 | 0 | 0 | 0 | 0 | 0 | 0 | 0 | 100 |  | 5.4
; |  |  |  |  | Sat |  |  | NCC | 0 | 0 | 0 | 0 | 0 | 0 | 0 | 0 | 0.6 | 0.6 | 0.6 | 0.6 | 0.6 | 0.6 | 0.6 | 0.6 | 0.6 | 0 | 0 | 0 | 0 | 0 | 0 | 0 | 100 |  | 5.4
; |  |  |  |  | Sun |  |  | NCC | 0 | 0 | 0 | 0 | 0 | 0 | 0 | 0 | 0.6 | 0.6 | 0.6 | 0.6 | 0.6 | 0.6 | 0.6 | 0.6 | 0.6 | 0 | 0 | 0 | 0 | 0 | 0 | 0 | 100 |  | 5.4
; |  |  |  | Lt | WD |  |  | NCC | 0.05 | 0.05 | 0.05 | 0.05 | 0.05 | 0.05 | 0.05 | 0.05 | 1 | 1 | 1 | 1 | 1 | 1 | 1 | 1 | 1 | 1 | 1 | 1 | 1 | 1 | 0.05 | 0.05 | 100 |  | 14.5
; |  |  |  |  | Sat |  |  | NCC | 0.05 | 0.05 | 0.05 | 0.05 | 0.05 | 0.05 | 0.05 | 0.05 | 1 | 1 | 1 | 1 | 1 | 1 | 1 | 1 | 1 | 1 | 1 | 1 | 1 | 1 | 0.05 | 0.05 | 100 |  | 14.5
; |  |  |  |  | Sun |  |  | NCC | 0.05 | 0.05 | 0.05 | 0.05 | 0.05 | 0.05 | 0.05 | 0.05 | 1 | 1 | 1 | 1 | 1 | 1 | 1 | 1 | 1 | 1 | 1 | 1 | 1 | 1 | 0.05 | 0.05 | 100 |  | 14.5
; |  |  |  | Plg | WD |  |  | NCC | 0 | 0 | 0 | 0 | 0 | 0 | 0 | 0 | 1 | 1 | 1 | 1 | 1 | 1 | 1 | 1 | 1 | 1 | 1 | 1 | 1 | 1 | 0 | 0 | 100 |  | 14
; |  |  |  |  | Sat |  |  | NCC | 0 | 0 | 0 | 0 | 0 | 0 | 0 | 0 | 1 | 1 | 1 | 1 | 1 | 1 | 1 | 1 | 1 | 1 | 1 | 1 | 1 | 1 | 0 | 0 | 100 |  | 14
; |  |  |  |  | Sun |  |  | NCC | 0 | 0 | 0 | 0 | 0 | 0 | 0 | 0 | 1 | 1 | 1 | 1 | 1 | 1 | 1 | 1 | 1 | 1 | 1 | 1 | 1 | 1 | 0 | 0 | 100 |  | 14
; | LRET1ST | DHW | S1 | HW | WD |  |  | NCC | 0.05 | 0.05 | 0.05 | 0.05 | 0.05 | 0.05 | 0.2 | 0.5 | 0.5 | 0.25 | 0.2 | 0.1 | 0.1 | 0.1 | 0.1 | 0.1 | 0.2 | 0.3 | 0.4 | 0.3 | 0.25 | 0.2 | 0.1 | 0.05 | 100 |  | 4.25
; |  |  |  |  | Sat |  |  | NCC | 0.05 | 0.05 | 0.05 | 0.05 | 0.05 | 0.05 | 0.2 | 0.5 | 0.5 | 0.25 | 0.2 | 0.1 | 0.1 | 0.1 | 0.1 | 0.1 | 0.2 | 0.3 | 0.4 | 0.3 | 0.25 | 0.2 | 0.1 | 0.05 | 100 |  | 4.25
; |  |  |  |  | Sun |  |  | NCC | 0.05 | 0.05 | 0.05 | 0.05 | 0.05 | 0.05 | 0.2 | 0.5 | 0.5 | 0.25 | 0.2 | 0.1 | 0.1 | 0.1 | 0.1 | 0.1 | 0.2 | 0.3 | 0.4 | 0.3 | 0.25 | 0.2 | 0.1 | 0.05 | 100 |  | 4.25
; | SRET | All | S1 | Occ | WD |  |  | NCC | 0 | 0 | 0 | 0 | 0 | 0 | 0 | 0 | 0.05 | 0.2 | 0.6 | 0.6 | 0.6 | 0.6 | 0.6 | 0.6 | 0.6 | 0.6 | 0.6 | 0.6 | 0.05 | 0 | 0 | 0 | 100 |  | 6.3
; |  |  |  |  | Sat |  |  | NCC | 0 | 0 | 0 | 0 | 0 | 0 | 0 | 0 | 0.05 | 0.1 | 0.7 | 0.4 | 0.7 | 0.7 | 0.9 | 0.9 | 0.9 | 0.8 | 0.7 | 0.65 | 0 | 0 | 0 | 0 | 100 |  | 7.5
; |  |  |  |  | Sun |  |  | NCC | 0 | 0 | 0 | 0 | 0 | 0 | 0 | 0 | 0 | 0.05 | 0.4 | 0.7 | 0.9 | 0.95 | 0.95 | 0.9 | 0.7 | 0.3 | 0.1 | 0.05 | 0 | 0 | 0 | 0 | 100 |  | 6
; |  |  |  | Lt | WD |  |  | NCC | 0.05 | 0.05 | 0.05 | 0.05 | 0.05 | 0.05 | 0.05 | 0.05 | 0.2 | 0.9 | 0.9 | 0.9 | 0.9 | 0.9 | 0.9 | 0.9 | 0.9 | 0.8 | 0.7 | 0.7 | 0.2 | 0.05 | 0.05 | 0.05 | 100 |  | 10.35
; |  |  |  |  | Sat |  |  | NCC | 0.05 | 0.05 | 0.05 | 0.05 | 0.05 | 0.05 | 0.05 | 0.05 | 0.2 | 0.9 | 0.9 | 0.9 | 0.9 | 0.9 | 0.9 | 0.9 | 0.9 | 0.7 | 0.5 | 0.55 | 0.05 | 0.05 | 0.05 | 0.05 | 100 |  | 9.75
; |  |  |  |  | Sun |  |  | NCC | 0.05 | 0.05 | 0.05 | 0.05 | 0.05 | 0.05 | 0.05 | 0.05 | 0.05 | 0.3 | 0.7 | 0.9 | 0.9 | 0.9 | 0.9 | 0.9 | 0.8 | 0.5 | 0.3 | 0.2 | 0.05 | 0.05 | 0.05 | 0.05 | 100 |  | 7.95
; |  |  |  | Plg | WD |  |  | NCC | 0.05 | 0.05 | 0.05 | 0.05 | 0.05 | 0.05 | 0.05 | 0.05 | 0.2 | 0.9 | 0.9 | 0.9 | 0.9 | 0.9 | 0.9 | 0.9 | 0.9 | 0.8 | 0.7 | 0.7 | 0.2 | 0.05 | 0.05 | 0.05 | 100 |  | 10.35
; |  |  |  |  | Sat |  |  | NCC | 0.05 | 0.05 | 0.05 | 0.05 | 0.05 | 0.05 | 0.05 | 0.05 | 0.2 | 0.9 | 0.9 | 0.9 | 0.9 | 0.9 | 0.9 | 0.9 | 0.9 | 0.7 | 0.5 | 0.55 | 0.05 | 0.05 | 0.05 | 0.05 | 100 |  | 9.75
; |  |  |  |  | Sun |  |  | NCC | 0.05 | 0.05 | 0.05 | 0.05 | 0.05 | 0.05 | 0.05 | 0.05 | 0.05 | 0.3 | 0.7 | 0.9 | 0.9 | 0.9 | 0.9 | 0.9 | 0.8 | 0.5 | 0.3 | 0.2 | 0.05 | 0.05 | 0.05 | 0.05 | 100 |  | 7.95
; | SRET | DHW | S1 | HW | WD |  |  | NCC | 0 | 0 | 0 | 0 | 0 | 0 | 0 | 0 | 0.05 | 0.2 | 0.6 | 0.6 | 0.6 | 0.6 | 0.6 | 0.6 | 0.6 | 0.6 | 0.6 | 0.6 | 0.05 | 0 | 0 | 0 | 100 |  | 6.3
; |  |  |  |  | Sat |  |  | NCC | 0 | 0 | 0 | 0 | 0 | 0 | 0 | 0 | 0.05 | 0.1 | 0.7 | 0.4 | 0.7 | 0.7 | 0.9 | 0.9 | 0.9 | 0.8 | 0.7 | 0.65 | 0 | 0 | 0 | 0 | 100 |  | 7.5
; |  |  |  |  | Sun |  |  | NCC | 0 | 0 | 0 | 0 | 0 | 0 | 0 | 0 | 0 | 0.05 | 0.4 | 0.7 | 0.9 | 0.95 | 0.95 | 0.9 | 0.7 | 0.3 | 0.1 | 0.05 | 0 | 0 | 0 | 0 | 100 |  | 6
; | CSTOR | All | S1 | Occ | WD |  |  | NCC* | 0 | 0 | 0 | 0 | 0 | 0 | 0.4 | 0.8 | 0.8 | 0.8 | 0.8 | 0.8 | 0.8 | 0.8 | 0.8 | 0.8 | 0.8 | 0.4 | 0 | 0 | 0 | 0 | 0 | 0 | 100 |  | 8.8 |  | NCC 1 Shift schedule w/ opening time of 7am instead of 10am
; |  |  |  |  | Sat |  |  | NCC* | 0 | 0 | 0 | 0 | 0 | 0 | 0 | 0 | 0 | 0 | 0 | 0 | 0 | 0 | 0 | 0 | 0 | 0 | 0 | 0 | 0 | 0 | 0 | 0 | 100 |  | 0
; |  |  |  |  | Sun |  |  | NCC* | 0 | 0 | 0 | 0 | 0 | 0 | 0 | 0 | 0 | 0 | 0 | 0 | 0 | 0 | 0 | 0 | 0 | 0 | 0 | 0 | 0 | 0 | 0 | 0 | 100 |  | 0
; |  |  |  | Lt | WD |  |  | NCC* | 0.05 | 0.05 | 0.05 | 0.05 | 0.05 | 0.05 | 1 | 1 | 1 | 1 | 1 | 1 | 1 | 1 | 1 | 1 | 1 | 1 | 0.05 | 0.05 | 0.05 | 0.05 | 0.05 | 0.05 | 100 |  | 12.6
; |  |  |  |  | Sat |  |  | NCC* | 0.05 | 0.05 | 0.05 | 0.05 | 0.05 | 0.05 | 0.05 | 0.05 | 0.05 | 0.05 | 0.05 | 0.05 | 0.05 | 0.05 | 0.05 | 0.05 | 0.05 | 0.05 | 0.05 | 0.05 | 0.05 | 0.05 | 0.05 | 0.05 | 100 |  | 1.2
; |  |  |  |  | Sun |  |  | NCC* | 0.05 | 0.05 | 0.05 | 0.05 | 0.05 | 0.05 | 0.05 | 0.05 | 0.05 | 0.05 | 0.05 | 0.05 | 0.05 | 0.05 | 0.05 | 0.05 | 0.05 | 0.05 | 0.05 | 0.05 | 0.05 | 0.05 | 0.05 | 0.05 | 100 |  | 1.2
; |  |  |  | Plg | WD |  |  | NCC* | 0.05 | 0.05 | 0.05 | 0.05 | 0.05 | 0.05 | 0.3 | 1 | 1 | 1 | 1 | 1 | 1 | 1 | 1 | 1 | 1 | 0.5 | 0.05 | 0.05 | 0.05 | 0.05 | 0.05 | 0.05 | 100 |  | 11.4
; |  |  |  |  | Sat |  |  | NCC* | 0.05 | 0.05 | 0.05 | 0.05 | 0.05 | 0.05 | 0.05 | 0.05 | 0.05 | 0.05 | 0.05 | 0.05 | 0.05 | 0.05 | 0.05 | 0.05 | 0.05 | 0.05 | 0.05 | 0.05 | 0.05 | 0.05 | 0.05 | 0.05 | 100 |  | 1.2
; |  |  |  |  | Sun |  |  | NCC* | 0.05 | 0.05 | 0.05 | 0.05 | 0.05 | 0.05 | 0.05 | 0.05 | 0.05 | 0.05 | 0.05 | 0.05 | 0.05 | 0.05 | 0.05 | 0.05 | 0.05 | 0.05 | 0.05 | 0.05 | 0.05 | 0.05 | 0.05 | 0.05 | 100 |  | 1.2
; | CSTOR | DHW | S1 | HW | WD |  |  | NCC* | 0 | 0 | 0 | 0 | 0 | 0 | 0.4 | 0.8 | 0.8 | 0.8 | 0.8 | 0.8 | 0.8 | 0.8 | 0.8 | 0.8 | 0.8 | 0.4 | 0 | 0 | 0 | 0 | 0 | 0 | 100 |  | 8.8
; |  |  |  |  | Sat |  |  | NCC* | 0 | 0 | 0 | 0 | 0 | 0 | 0 | 0 | 0 | 0 | 0 | 0 | 0 | 0 | 0 | 0 | 0 | 0 | 0 | 0 | 0 | 0 | 0 | 0 | 100 |  | 0
; |  |  |  |  | Sun |  |  | NCC* | 0 | 0 | 0 | 0 | 0 | 0 | 0 | 0 | 0 | 0 | 0 | 0 | 0 | 0 | 0 | 0 | 0 | 0 | 0 | 0 | 0 | 0 | 0 | 0 | 100 |  | 0
; | USTOR | All | S1 | Occ | WD |  |  | NCC* | 0 | 0 | 0 | 0 | 0 | 0 | 0.4 | 0.8 | 0.8 | 0.8 | 0.8 | 0.8 | 0.8 | 0.8 | 0.8 | 0.8 | 0.8 | 0.4 | 0 | 0 | 0 | 0 | 0 | 0 | 100 |  | 8.8 |  | NCC 1 Shift schedule w/ opening time of 7am instead of 10am
; |  |  |  |  | Sat |  |  | NCC* | 0 | 0 | 0 | 0 | 0 | 0 | 0 | 0 | 0 | 0 | 0 | 0 | 0 | 0 | 0 | 0 | 0 | 0 | 0 | 0 | 0 | 0 | 0 | 0 | 100 |  | 0
; |  |  |  |  | Sun |  |  | NCC* | 0 | 0 | 0 | 0 | 0 | 0 | 0 | 0 | 0 | 0 | 0 | 0 | 0 | 0 | 0 | 0 | 0 | 0 | 0 | 0 | 0 | 0 | 0 | 0 | 100 |  | 0
; |  |  |  | Lt | WD |  |  | NCC* | 0.05 | 0.05 | 0.05 | 0.05 | 0.05 | 0.05 | 1 | 1 | 1 | 1 | 1 | 1 | 1 | 1 | 1 | 1 | 1 | 1 | 0.05 | 0.05 | 0.05 | 0.05 | 0.05 | 0.05 | 100 |  | 12.6
; |  |  |  |  | Sat |  |  | NCC* | 0.05 | 0.05 | 0.05 | 0.05 | 0.05 | 0.05 | 0.05 | 0.05 | 0.05 | 0.05 | 0.05 | 0.05 | 0.05 | 0.05 | 0.05 | 0.05 | 0.05 | 0.05 | 0.05 | 0.05 | 0.05 | 0.05 | 0.05 | 0.05 | 100 |  | 1.2
; |  |  |  |  | Sun |  |  | NCC* | 0.05 | 0.05 | 0.05 | 0.05 | 0.05 | 0.05 | 0.05 | 0.05 | 0.05 | 0.05 | 0.05 | 0.05 | 0.05 | 0.05 | 0.05 | 0.05 | 0.05 | 0.05 | 0.05 | 0.05 | 0.05 | 0.05 | 0.05 | 0.05 | 100 |  | 1.2
; |  |  |  | Plg | WD |  |  | NCC* | 0.05 | 0.05 | 0.05 | 0.05 | 0.05 | 0.05 | 0.3 | 1 | 1 | 1 | 1 | 1 | 1 | 1 | 1 | 1 | 1 | 0.5 | 0.05 | 0.05 | 0.05 | 0.05 | 0.05 | 0.05 | 100 |  | 11.4
; |  |  |  |  | Sat |  |  | NCC* | 0.05 | 0.05 | 0.05 | 0.05 | 0.05 | 0.05 | 0.05 | 0.05 | 0.05 | 0.05 | 0.05 | 0.05 | 0.05 | 0.05 | 0.05 | 0.05 | 0.05 | 0.05 | 0.05 | 0.05 | 0.05 | 0.05 | 0.05 | 0.05 | 100 |  | 1.2
; |  |  |  |  | Sun |  |  | NCC* | 0.05 | 0.05 | 0.05 | 0.05 | 0.05 | 0.05 | 0.05 | 0.05 | 0.05 | 0.05 | 0.05 | 0.05 | 0.05 | 0.05 | 0.05 | 0.05 | 0.05 | 0.05 | 0.05 | 0.05 | 0.05 | 0.05 | 0.05 | 0.05 | 100 |  | 1.2
; | USTOR | DHW | S1 | HW | WD |  |  | NCC* | 0 | 0 | 0 | 0 | 0 | 0 | 0.4 | 0.8 | 0.8 | 0.8 | 0.8 | 0.8 | 0.8 | 0.8 | 0.8 | 0.8 | 0.8 | 0.4 | 0 | 0 | 0 | 0 | 0 | 0 | 100 |  | 8.8
; |  |  |  |  | Sat |  |  | NCC* | 0 | 0 | 0 | 0 | 0 | 0 | 0 | 0 | 0 | 0 | 0 | 0 | 0 | 0 | 0 | 0 | 0 | 0 | 0 | 0 | 0 | 0 | 0 | 0 | 100 |  | 0
; |  |  |  |  | Sun |  |  | NCC* | 0 | 0 | 0 | 0 | 0 | 0 | 0 | 0 | 0 | 0 | 0 | 0 | 0 | 0 | 0 | 0 | 0 | 0 | 0 | 0 | 0 | 0 | 0 | 0 | 100 |  | 0
; | RES | LvgRm | S1 | Occ | WD |  |  | CCIG* | 0 | 0 | 0 | 0 | 0 | 0 | 0.5 | 0.33 | 0.33 | 0.33 | 0.33 | 0.33 | 0.33 | 0.33 | 0.33 | 0.33 | 0.33 | 0.33 | 1 | 1 | 1 | 1 | 0.5 | 0 | 100 |  | 8.63 |  | From PRC 2000 Residential Study
; |  |  |  |  | Sat |  |  | CCIG* | 0 | 0 | 0 | 0 | 0 | 0 | 0 | 0.5 | 0.67 | 0.67 | 0.67 | 0.67 | 0.67 | 0.67 | 0.67 | 0.67 | 0.67 | 1 | 1 | 1 | 1 | 1 | 0.5 | 0 | 100 |  | 12.03 |  | From PRC 2000 Residential Study
; |  |  |  |  | Sun |  |  | CCIG* | 0 | 0 | 0 | 0 | 0 | 0 | 0 | 0.5 | 0.67 | 0.67 | 0.67 | 0.67 | 0.67 | 0.67 | 0.67 | 0.67 | 0.67 | 1 | 1 | 1 | 1 | 1 | 0.5 | 0 | 100 |  | 12.03 |  | From PRC 2000 Residential Study
; |  |  |  | Plg | WD |  |  | CCIG* | 0.46667 | 0.31333 | 0.27667 | 0.24 | 0.24667 | 0.24333 | 0.36 | 0.47 | 0.50333 | 0.53333 | 0.59667 | 0.65333 | 0.62333 | 0.60333 | 0.59 | 0.58333 | 0.73667 | 0.89 | 0.93333 | 0.99 | 0.92333 | 0.84667 | 0.74333 | 0.62667 | 100 |  | 13.9933 |  | From PRC 2000 Residential Study
; |  |  |  |  | Sat |  |  | CCIG* | 0.47 | 0.31333 | 0.28 | 0.24 | 0.24333 | 0.24333 | 0.36 | 0.47 | 0.5 | 0.53 | 0.59 | 0.64667 | 0.62 | 0.6 | 0.58667 | 0.58 | 0.73 | 0.88 | 0.92667 | 0.98333 | 0.91667 | 0.83667 | 0.73667 | 0.62 | 100 |  | 13.9033 |  | From PRC 2000 Residential Study
; |  |  |  |  | Sun |  |  | CCIG* | 0.47 | 0.31333 | 0.28 | 0.24 | 0.24333 | 0.24333 | 0.36 | 0.47 | 0.5 | 0.53 | 0.59 | 0.64667 | 0.62 | 0.6 | 0.58667 | 0.58 | 0.73 | 0.88 | 0.92667 | 0.98333 | 0.91667 | 0.83667 | 0.73667 | 0.62 | 100 |  | 13.9033 |  | From PRC 2000 Residential Study
; | RES | BedRm | S1 | Occ | WD |  |  | CCIG* | 1 | 1 | 1 | 1 | 1 | 1 | 0.5 | 0.33 | 0 | 0 | 0 | 0 | 0 | 0 | 0 | 0 | 0 | 0 | 0 | 0 | 0 | 0 | 0.5 | 1 | 100 |  | 8.33 |  | From PRC 2000 Residential Study
; |  |  |  |  | Sat |  |  | CCIG* | 1 | 1 | 1 | 1 | 1 | 1 | 1 | 0.5 | 0 | 0 | 0 | 0 | 0 | 0 | 0 | 0 | 0 | 0 | 0 | 0 | 0 | 0 | 0.5 | 1 | 100 |  | 9 |  | From PRC 2000 Residential Study
; |  |  |  |  | Sun |  |  | CCIG* | 1 | 1 | 1 | 1 | 1 | 1 | 1 | 0.5 | 0 | 0 | 0 | 0 | 0 | 0 | 0 | 0 | 0 | 0 | 0 | 0 | 0 | 0 | 0.5 | 1 | 100 |  | 9 |  | From PRC 2000 Residential Study
; |  |  |  | Plg | WD |  |  | CCIG* | 0.46667 | 0.31333 | 0.27667 | 0.24 | 0.24667 | 0.24333 | 0.36 | 0.47 | 0.50333 | 0.53333 | 0.59667 | 0.65333 | 0.62333 | 0.60333 | 0.59 | 0.58333 | 0.73667 | 0.89 | 0.93333 | 0.99 | 0.92333 | 0.84667 | 0.74333 | 0.62667 | 100 |  | 13.9933 |  | From PRC 2000 Residential Study
; |  |  |  |  | Sat |  |  | CCIG* | 0.47 | 0.31333 | 0.28 | 0.24 | 0.24333 | 0.24333 | 0.36 | 0.47 | 0.5 | 0.53 | 0.59 | 0.64667 | 0.62 | 0.6 | 0.58667 | 0.58 | 0.73 | 0.88 | 0.92667 | 0.98333 | 0.91667 | 0.83667 | 0.73667 | 0.62 | 100 |  | 13.9033 |  | From PRC 2000 Residential Study
; |  |  |  |  | Sun |  |  | CCIG* | 0.47 | 0.31333 | 0.28 | 0.24 | 0.24333 | 0.24333 | 0.36 | 0.47 | 0.5 | 0.53 | 0.59 | 0.64667 | 0.62 | 0.6 | 0.58667 | 0.58 | 0.73 | 0.88 | 0.92667 | 0.98333 | 0.91667 | 0.83667 | 0.73667 | 0.62 | 100 |  | 13.9033 |  | From PRC 2000 Residential Study
; | RES | LvgRm | S2 | Occ | WD |  |  | CCIG* | 0 | 0 | 0 | 0 | 0 | 0 | 0.5 | 0.33 | 0.33 | 0.33 | 0.33 | 0.33 | 0.33 | 0.33 | 0.33 | 0.33 | 0.33 | 0.33 | 1 | 1 | 1 | 1 | 0.5 | 0 | 100 |  | 8.63 |  | From PRC 2000 Residential Study
; |  |  |  |  | Sat |  |  | CCIG* | 0 | 0 | 0 | 0 | 0 | 0 | 0 | 0.5 | 0.67 | 0.67 | 0.67 | 0.67 | 0.67 | 0.67 | 0.67 | 0.67 | 0.67 | 1 | 1 | 1 | 1 | 1 | 0.5 | 0 | 100 |  | 12.03 |  | From PRC 2000 Residential Study
; |  |  |  |  | Sun |  |  | CCIG* | 0 | 0 | 0 | 0 | 0 | 0 | 0 | 0.5 | 0.67 | 0.67 | 0.67 | 0.67 | 0.67 | 0.67 | 0.67 | 0.67 | 0.67 | 1 | 1 | 1 | 1 | 1 | 0.5 | 0 | 100 |  | 12.03 |  | From PRC 2000 Residential Study
; |  |  |  | Plg | WD |  |  | CCIG* | 0.465 | 0.29667 | 0.275 | 0.25333 | 0.26333 | 0.29667 | 0.37167 | 0.435 | 0.485 | 0.53833 | 0.54 | 0.55833 | 0.53833 | 0.52 | 0.52 | 0.525 | 0.62 | 0.715 | 0.71167 | 0.71833 | 0.79 | 0.84667 | 0.73833 | 0.645 | 100 |  | 12.6667 |  | From PRC 2000 Residential Study
; |  |  |  |  | Sat |  |  | CCIG* | 0.46833 | 0.29667 | 0.27833 | 0.25333 | 0.26333 | 0.29667 | 0.37333 | 0.43667 | 0.48667 | 0.54 | 0.54333 | 0.56167 | 0.53833 | 0.52 | 0.525 | 0.525 | 0.62 | 0.715 | 0.71167 | 0.72 | 0.79 | 0.845 | 0.74167 | 0.64667 | 100 |  | 12.6967 |  | From PRC 2000 Residential Study
; |  |  |  |  | Sun |  |  | CCIG* | 0.46833 | 0.29667 | 0.27833 | 0.25333 | 0.26333 | 0.29667 | 0.37333 | 0.43667 | 0.48667 | 0.54 | 0.54333 | 0.56167 | 0.53833 | 0.52 | 0.525 | 0.525 | 0.62 | 0.715 | 0.71167 | 0.72 | 0.79 | 0.845 | 0.74167 | 0.64667 | 100 |  | 12.6967 |  | From PRC 2000 Residential Study
; | RES | BedRm | S2 | Occ | WD |  |  | CCIG* | 1 | 1 | 1 | 1 | 1 | 1 | 0.5 | 0.33 | 0 | 0 | 0 | 0 | 0 | 0 | 0 | 0 | 0 | 0 | 0 | 0 | 0 | 0 | 0.5 | 1 | 100 |  | 8.33 |  | From PRC 2000 Residential Study
; |  |  |  |  | Sat |  |  | CCIG* | 1 | 1 | 1 | 1 | 1 | 1 | 1 | 0.5 | 0 | 0 | 0 | 0 | 0 | 0 | 0 | 0 | 0 | 0 | 0 | 0 | 0 | 0 | 0.5 | 1 | 100 |  | 9 |  | From PRC 2000 Residential Study
; |  |  |  |  | Sun |  |  | CCIG* | 1 | 1 | 1 | 1 | 1 | 1 | 1 | 0.5 | 0 | 0 | 0 | 0 | 0 | 0 | 0 | 0 | 0 | 0 | 0 | 0 | 0 | 0 | 0.5 | 1 | 100 |  | 9 |  | From PRC 2000 Residential Study
; |  |  |  | Plg | WD |  |  | CCIG* | 0.465 | 0.29667 | 0.275 | 0.25333 | 0.26333 | 0.29667 | 0.37167 | 0.435 | 0.485 | 0.53833 | 0.54 | 0.55833 | 0.53833 | 0.52 | 0.52 | 0.525 | 0.62 | 0.715 | 0.71167 | 0.71833 | 0.79 | 0.84667 | 0.73833 | 0.645 | 100 |  | 12.6667 |  | From PRC 2000 Residential Study
; |  |  |  |  | Sat |  |  | CCIG* | 0.46833 | 0.29667 | 0.27833 | 0.25333 | 0.26333 | 0.29667 | 0.37333 | 0.43667 | 0.48667 | 0.54 | 0.54333 | 0.56167 | 0.53833 | 0.52 | 0.525 | 0.525 | 0.62 | 0.715 | 0.71167 | 0.72 | 0.79 | 0.845 | 0.74167 | 0.64667 | 100 |  | 12.6967 |  | From PRC 2000 Residential Study
; |  |  |  |  | Sun |  |  | CCIG* | 0.46833 | 0.29667 | 0.27833 | 0.25333 | 0.26333 | 0.29667 | 0.37333 | 0.43667 | 0.48667 | 0.54 | 0.54333 | 0.56167 | 0.53833 | 0.52 | 0.525 | 0.525 | 0.62 | 0.715 | 0.71167 | 0.72 | 0.79 | 0.845 | 0.74167 | 0.64667 | 100 |  | 12.6967 |  | From PRC 2000 Residential Study
; | RES | LvgRm | S3 | Occ | WD |  |  | CCIG* | 0 | 0 | 0 | 0 | 0 | 0 | 0.5 | 0.33 | 0.33 | 0.33 | 0.33 | 0.33 | 0.33 | 0.33 | 0.33 | 0.33 | 0.33 | 0.33 | 1 | 1 | 1 | 1 | 0.5 | 0 | 100 |  | 8.63 |  | From PRC 2000 Residential Study
; |  |  |  |  | Sat |  |  | CCIG* | 0 | 0 | 0 | 0 | 0 | 0 | 0 | 0.5 | 0.67 | 0.67 | 0.67 | 0.67 | 0.67 | 0.67 | 0.67 | 0.67 | 0.67 | 1 | 1 | 1 | 1 | 1 | 0.5 | 0 | 100 |  | 12.03 |  | From PRC 2000 Residential Study
; |  |  |  |  | Sun |  |  | CCIG* | 0 | 0 | 0 | 0 | 0 | 0 | 0 | 0.5 | 0.67 | 0.67 | 0.67 | 0.67 | 0.67 | 0.67 | 0.67 | 0.67 | 0.67 | 1 | 1 | 1 | 1 | 1 | 0.5 | 0 | 100 |  | 12.03 |  | From PRC 2000 Residential Study
; |  |  |  | Plg | WD |  |  | CCIG* | 0.42333 | 0.29333 | 0.26333 | 0.23 | 0.23 | 0.23 | 0.33 | 0.42667 | 0.46 | 0.49 | 0.54333 | 0.59333 | 0.57333 | 0.55333 | 0.54333 | 0.54 | 0.67333 | 0.80333 | 0.83667 | 0.88 | 0.82 | 0.74667 | 0.66 | 0.55667 | 100 |  | 12.7 |  | From PRC 2000 Residential Study
; |  |  |  |  | Sat |  |  | CCIG* | 0.47 | 0.32667 | 0.29333 | 0.25667 | 0.26 | 0.25667 | 0.36667 | 0.46667 | 0.5 | 0.52667 | 0.58333 | 0.63667 | 0.61333 | 0.59667 | 0.58667 | 0.58 | 0.72 | 0.86 | 0.90333 | 0.95333 | 0.89 | 0.81333 | 0.72 | 0.61333 | 100 |  | 13.7933 |  | From PRC 2000 Residential Study
; |  |  |  |  | Sun |  |  | CCIG* | 0.47 | 0.32667 | 0.29333 | 0.25667 | 0.26 | 0.25667 | 0.36667 | 0.46667 | 0.5 | 0.52667 | 0.58333 | 0.63667 | 0.61333 | 0.59667 | 0.58667 | 0.58 | 0.72 | 0.86 | 0.90333 | 0.95333 | 0.89 | 0.81333 | 0.72 | 0.61333 | 100 |  | 13.7933 |  | From PRC 2000 Residential Study
; | RES | BedRm | S3 | Occ | WD |  |  | CCIG* | 1 | 1 | 1 | 1 | 1 | 1 | 0.5 | 0.33 | 0 | 0 | 0 | 0 | 0 | 0 | 0 | 0 | 0 | 0 | 0 | 0 | 0 | 0 | 0.5 | 1 | 100 |  | 8.33 |  | From PRC 2000 Residential Study
; |  |  |  |  | Sat |  |  | CCIG* | 1 | 1 | 1 | 1 | 1 | 1 | 1 | 0.5 | 0 | 0 | 0 | 0 | 0 | 0 | 0 | 0 | 0 | 0 | 0 | 0 | 0 | 0 | 0.5 | 1 | 100 |  | 9 |  | From PRC 2000 Residential Study
; |  |  |  |  | Sun |  |  | CCIG* | 1 | 1 | 1 | 1 | 1 | 1 | 1 | 0.5 | 0 | 0 | 0 | 0 | 0 | 0 | 0 | 0 | 0 | 0 | 0 | 0 | 0 | 0 | 0.5 | 1 | 100 |  | 9 |  | From PRC 2000 Residential Study
; |  |  |  | Plg | WD |  |  | CCIG* | 0.42333 | 0.29333 | 0.26333 | 0.23 | 0.23 | 0.23 | 0.33 | 0.42667 | 0.46 | 0.49 | 0.54333 | 0.59333 | 0.57333 | 0.55333 | 0.54333 | 0.54 | 0.67333 | 0.80333 | 0.83667 | 0.88 | 0.82 | 0.74667 | 0.66 | 0.55667 | 100 |  | 12.7 |  | From PRC 2000 Residential Study
; |  |  |  |  | Sat |  |  | CCIG* | 0.47 | 0.32667 | 0.29333 | 0.25667 | 0.26 | 0.25667 | 0.36667 | 0.46667 | 0.5 | 0.52667 | 0.58333 | 0.63667 | 0.61333 | 0.59667 | 0.58667 | 0.58 | 0.72 | 0.86 | 0.90333 | 0.95333 | 0.89 | 0.81333 | 0.72 | 0.61333 | 100 |  | 13.7933 |  | From PRC 2000 Residential Study
; |  |  |  |  | Sun |  |  | CCIG* | 0.47 | 0.32667 | 0.29333 | 0.25667 | 0.26 | 0.25667 | 0.36667 | 0.46667 | 0.5 | 0.52667 | 0.58333 | 0.63667 | 0.61333 | 0.59667 | 0.58667 | 0.58 | 0.72 | 0.86 | 0.90333 | 0.95333 | 0.89 | 0.81333 | 0.72 | 0.61333 | 100 |  | 13.7933 |  | From PRC 2000 Residential Study
;
;
;
; | DEER 2008 Profiles | [33 empty] | Full | bar: 1
; | Profiles to be USED | [31 empty] | % |  | Load
; | Proto | Area | Season | Enduse | Day | Profile ID |  |  | 1 | 2 | 3 | 4 | 5 | 6 | 7 | 8 | 9 | 10 | 11 | 12 | 13 | 14 | 15 | 16 | 17 | 18 | 19 | 20 | 21 | 22 | 23 | 24 | Mult |  | Hrs
; | EPR | Din | IS | Oc | WeH | DEER08-EPR-Din-IS-Oc-WeH |  |  | 0 | 0 | 0 | 0 | 0 | 0 | 0 | 0 | 0 | 0 | 0 | 0.1 | 0.25 | 0.1 | 0 | 0 | 0 | 0 | 0 | 0 | 0 | 0 | 0 | 0 | 100 |  | 0.45
; | EPR | Din | IS | Lt | WeH | DEER08-EPR-Din-IS-Lt-WeH |  |  | 0.05 | 0.05 | 0.05 | 0.05 | 0.05 | 0.05 | 0.05 | 0.05 | 0.05 | 0.05 | 0.5 | 0.5 | 0.5 | 0.5 | 0.05 | 0.05 | 0.05 | 0.05 | 0.05 | 0.05 | 0.05 | 0.05 | 0.05 | 0.05 | 100 |  | 3
; | EPR | Din | IS | Eq | WeH | DEER08-EPR-Din-IS-Eq-WeH |  |  | 0.05 | 0.05 | 0.05 | 0.05 | 0.05 | 0.05 | 0.05 | 0.05 | 0.05 | 0.05 | 0.5 | 0.5 | 0.5 | 0.5 | 0.05 | 0.05 | 0.05 | 0.05 | 0.05 | 0.05 | 0.05 | 0.05 | 0.05 | 0.05 | 100 |  | 3
; | EPR | Kit | IS | Oc | Wd | DEER08-EPR-Kit-IS-Oc-Wd |  |  | 0 | 0 | 0 | 0 | 0 | 0 | 0 | 0 | 0.5 | 1 | 1 | 1 | 1 | 1 | 1 | 0 | 0 | 0 | 0 | 0 | 0 | 0 | 0 | 0 | 100 |  | 6.5
; | EPR | Kit | IS | Oc | WeH | DEER08-EPR-Kit-IS-Oc-WeH |  |  | 0 | 0 | 0 | 0 | 0 | 0 | 0 | 0 | 0 | 0.35 | 0.75 | 0.75 | 0.75 | 0.75 | 0 | 0 | 0 | 0 | 0 | 0 | 0 | 0 | 0 | 0 | 100 |  | 3.35
; | EPR | Kit | IS | Lt | Wd | DEER08-EPR-Kit-IS-Lt-Wd |  |  | 0.05 | 0.05 | 0.05 | 0.05 | 0.05 | 0.05 | 0.05 | 0.05 | 0.75 | 1 | 1 | 1 | 1 | 1 | 1 | 0.05 | 0.05 | 0.05 | 0.05 | 0.05 | 0.05 | 0.05 | 0.05 | 0.05 | 100 |  | 7.6
; | EPR | Kit | IS | Lt | WeH | DEER08-EPR-Kit-IS-Lt-WeH |  |  | 0.05 | 0.05 | 0.05 | 0.05 | 0.05 | 0.05 | 0.05 | 0.05 | 0.05 | 0.3 | 0.5 | 0.5 | 0.5 | 0.5 | 0.05 | 0.05 | 0.05 | 0.05 | 0.05 | 0.05 | 0.05 | 0.05 | 0.05 | 0.05 | 100 |  | 3.25
; | EPR | Kit | IS | Eq | Wd | DEER08-EPR-Kit-IS-Eq-Wd |  |  | 0.15 | 0.15 | 0.15 | 0.15 | 0.15 | 0.15 | 0.15 | 0.15 | 0.4 | 0.8 | 0.9 | 1 | 1 | 0.9 | 0.7 | 0.15 | 0.15 | 0.15 | 0.15 | 0.15 | 0.15 | 0.15 | 0.15 | 0.15 | 100 |  | 8.25
; | EPR | Kit | IS | Eq | WeH | DEER08-EPR-Kit-IS-Eq-WeH |  |  | 0.15 | 0.15 | 0.15 | 0.15 | 0.15 | 0.15 | 0.15 | 0.15 | 0.15 | 0.3 | 0.4 | 0.5 | 0.5 | 0.35 | 0.15 | 0.15 | 0.15 | 0.15 | 0.15 | 0.15 | 0.15 | 0.15 | 0.15 | 0.15 | 100 |  | 4.9
; | EPR | Kit | IS | Ck | Wd | DEER08-EPR-Kit-IS-Ck-Wd |  |  | 0 | 0 | 0 | 0 | 0 | 0 | 0 | 0 | 0.3 | 0.7 | 1 | 1 | 0.8 | 0.6 | 0.4 | 0 | 0 | 0 | 0 | 0 | 0 | 0 | 0 | 0 | 100 |  | 4.8
; | EPR | Kit | IS | Ck | WeH | DEER08-EPR-Kit-IS-Ck-WeH |  |  | 0 | 0 | 0 | 0 | 0 | 0 | 0 | 0 | 0 | 0.3 | 0.5 | 0.5 | 0.35 | 0.15 | 0 | 0 | 0 | 0 | 0 | 0 | 0 | 0 | 0 | 0 | 100 |  | 1.8
; | ECC | Cls | IS | Lt1 | Wd | DEER08-ECC-Cls-IS-Lt1-Wd |  |  | 0.1 | 0.1 | 0.1 | 0.1 | 0.1 | 0.265 | 0.43 | 0.595 | 0.76 | 0.76 | 0.76 | 0.76 | 0.76 | 0.76 | 0.76 | 0.76 | 0.76 | 0.76 | 0.595 | 0.43 | 0.265 | 0.1 | 0.1 | 0.1 | 100 |  | 10.98 |  | kjm - 5/22/08 - added to facilitate separate cfl (Lt2) profiles
; | ECC | Cls | IS | Lt1 | WeH | DEER08-ECC-Cls-IS-Lt1-WeH |  |  | 0.05 | 0.05 | 0.05 | 0.05 | 0.05 | 0.05 | 0.05 | 0.25 | 0.25 | 0.25 | 0.25 | 0.25 | 0.25 | 0.25 | 0.25 | 0.25 | 0.05 | 0.05 | 0.05 | 0.05 | 0.05 | 0.05 | 0.05 | 0.05 | 100 |  | 3 |  | kjm - 5/22/08 - added to facilitate separate cfl (Lt2) profiles
; | ECC | Cls | IS | Lt2 | Wd | DEER08-ECC-Cls-IS-Lt2-Wd |  |  | 0.065 | 0.065 | 0.065 | 0.065 | 0.065 | 0.725 | 0.725 | 0.725 | 0.725 | 0.725 | 0.725 | 0.505 | 0.505 | 0.505 | 0.505 | 0.505 | 0.505 | 0.725 | 0.725 | 0.725 | 0.725 | 0.065 | 0.065 | 0.065 | 100 |  | 10.8 |  | kjm - 5/22/08 - added to facilitate separate cfl (Lt2) profiles
; | ECC | Cls | IS | Lt2 | WeH | DEER08-ECC-Cls-IS-Lt2-WeH |  |  | 0.065 | 0.065 | 0.065 | 0.065 | 0.065 | 0.065 | 0.065 | 0.35 | 0.35 | 0.35 | 0.35 | 0.35 | 0.35 | 0.35 | 0.35 | 0.35 | 0.065 | 0.065 | 0.065 | 0.065 | 0.065 | 0.065 | 0.065 | 0.065 | 100 |  | 4.125 |  | kjm - 5/22/08 - added to facilitate separate cfl (Lt2) profiles
; | ECC | Off | IS | Oc | WeH | DEER08-ECC-Off-IS-Oc-WeH |  |  | 0 | 0 | 0 | 0 | 0 | 0 | 0 | 0.2 | 0.5 | 1 | 1 | 1 | 1 | 1 | 1 | 1 | 1 | 0 | 0 | 0 | 0 | 0 | 0 | 0 | 100 |  | 8.7 |  | kjm - 5/22/08 - added to facilitate separate cfl (Lt2) profiles
; | ECC | Off | IS | Lt1 | Wd | DEER08-ECC-Off-IS-Lt1-Wd |  |  | 0.1 | 0.1 | 0.1 | 0.1 | 0.1 | 0.3 | 0.3 | 0.5 | 0.9 | 0.9 | 0.9 | 0.9 | 0.9 | 0.9 | 0.9 | 0.9 | 0.9 | 0.25 | 0.1 | 0.1 | 0.1 | 0.1 | 0.1 | 0.1 | 100 |  | 10.55 |  | kjm - 5/22/08 - added to facilitate separate cfl (Lt2) profiles
; | ECC | Off | IS | Lt1 | WeH | DEER08-ECC-Off-IS-Lt1-WeH |  |  | 0.1 | 0.1 | 0.1 | 0.1 | 0.1 | 0.1 | 0.24444 | 0.24444 | 0.38889 | 0.7 | 0.7 | 0.7 | 0.7 | 0.7 | 0.7 | 0.7 | 0.38889 | 0.1 | 0.1 | 0.1 | 0.1 | 0.1 | 0.1 | 0.1 | 100 |  | 7.4667 |  | kjm - 5/22/08 - added to facilitate separate cfl (Lt2) profiles
; | ECC | Off | IS | Lt2 | Wd | DEER08-ECC-Off-IS-Lt2-Wd |  |  | 0.1 | 0.1 | 0.1 | 0.1 | 0.1 | 0.27778 | 0.27778 | 0.45556 | 0.9 | 0.9 | 0.9 | 0.9 | 0.9 | 0.9 | 0.9 | 0.9 | 0.9 | 0.23333 | 0.1 | 0.1 | 0.1 | 0.1 | 0.1 | 0.1 | 100 |  | 10.4444 |  | kjm - 5/22/08 - added to facilitate separate cfl (Lt2) profiles
; | ECC | Off | IS | Lt2 | WeH | DEER08-ECC-Off-IS-Lt2-WeH |  |  | 0.1 | 0.1 | 0.1 | 0.1 | 0.1 | 0.1 | 0.18889 | 0.18889 | 0.27778 | 0.5 | 0.5 | 0.5 | 0.5 | 0.5 | 0.5 | 0.5 | 0.27778 | 0.1 | 0.1 | 0.1 | 0.1 | 0.1 | 0.1 | 0.1 | 100 |  | 5.7333 |  | kjm - 5/22/08 - added to facilitate separate cfl (Lt2) profiles
; | ECC | Off | IS | Eq | WeH | DEER08-ECC-Off-IS-Eq-WeH |  |  | 0.1 | 0.1 | 0.1 | 0.1 | 0.1 | 0.1 | 0.3 | 0.3 | 0.5 | 1 | 1 | 1 | 1 | 1 | 1 | 1 | 0.25 | 0.1 | 0.1 | 0.1 | 0.1 | 0.1 | 0.1 | 0.1 | 100 |  | 9.65 |  | kjm - 5/22/08 - added to facilitate separate cfl (Lt2) profiles
; | ECC | Din | IS | Oc | Wd | DEER08-ECC-Din-IS-Oc-Wd |  |  | 0 | 0 | 0 | 0 | 0 | 0 | 0 | 0.2 | 0.5 | 0.4 | 0.3 | 0.8 | 0.9 | 0.3 | 0.3 | 0.3 | 0.3 | 0.1 | 0 | 0 | 0 | 0 | 0 | 0 | 100 |  | 4.4 |  | kjm - 5/22/08 - added to facilitate separate cfl (Lt2) profiles
; | ECC | Din | IS | Oc | WeH | DEER08-ECC-Din-IS-Oc-WeH |  |  | 0 | 0 | 0 | 0 | 0 | 0 | 0 | 0.2 | 0.5 | 0.4 | 0.3 | 0.8 | 0.9 | 0.3 | 0.3 | 0.3 | 0.1 | 0 | 0 | 0 | 0 | 0 | 0 | 0 | 100 |  | 4.1 |  | kjm - 5/22/08 - added to facilitate separate cfl (Lt2) profiles
; | ECC | Din | IS | Lt1 | Wd | DEER08-ECC-Din-IS-Lt1-Wd |  |  | 0.1 | 0.1 | 0.1 | 0.1 | 0.1 | 0.2 | 0.3 | 0.5 | 0.8 | 0.9 | 0.9 | 0.9 | 0.9 | 0.9 | 0.9 | 0.9 | 0.8 | 0.25 | 0.1 | 0.1 | 0.1 | 0.1 | 0.1 | 0.1 | 100 |  | 10.25 |  | kjm - 5/22/08 - added to facilitate separate cfl (Lt2) profiles
; | ECC | Din | IS | Lt1 | WeH | DEER08-ECC-Din-IS-Lt1-WeH |  |  | 0.1 | 0.1 | 0.1 | 0.1 | 0.1 | 0.15 | 0.225 | 0.375 | 0.6 | 0.675 | 0.675 | 0.675 | 0.675 | 0.675 | 0.675 | 0.675 | 0.6 | 0.2 | 0.1 | 0.1 | 0.1 | 0.1 | 0.1 | 0.1 | 100 |  | 7.975 |  | kjm - 5/22/08 - added to facilitate separate cfl (Lt2) profiles
; | ECC | Din | IS | Lt2 | Wd | DEER08-ECC-Din-IS-Lt2-Wd |  |  | 0.1 | 0.1 | 0.1 | 0.1 | 0.1 | 0.27778 | 0.27778 | 0.45556 | 0.9 | 0.9 | 0.9 | 0.9 | 0.9 | 0.9 | 0.9 | 0.9 | 0.9 | 0.23333 | 0.1 | 0.1 | 0.1 | 0.1 | 0.1 | 0.1 | 100 |  | 10.4444 |  | kjm - 5/22/08 - added to facilitate separate cfl (Lt2) profiles
; | ECC | Din | IS | Lt2 | WeH | DEER08-ECC-Din-IS-Lt2-WeH |  |  | 0.1 | 0.1 | 0.1 | 0.1 | 0.1 | 0.21111 | 0.21111 | 0.32222 | 0.6 | 0.6 | 0.6 | 0.6 | 0.6 | 0.6 | 0.6 | 0.6 | 0.18333 | 0.1 | 0.1 | 0.1 | 0.1 | 0.1 | 0.1 | 0.1 | 100 |  | 6.9278 |  | kjm - 5/22/08 - added to facilitate separate cfl (Lt2) profiles
; | ECC | Din | IS | Eq | Wd | DEER08-ECC-Din-IS-Eq-Wd |  |  | 0 | 0 | 0 | 0 | 0 | 0 | 0.6 | 0.6 | 0.6 | 0.6 | 0.6 | 0.8 | 0.9 | 0.8 | 0.6 | 0.6 | 0.6 | 0.2 | 0 | 0 | 0 | 0 | 0 | 0 | 100 |  | 7.5 |  | kjm - 5/22/08 - added to facilitate separate cfl (Lt2) profiles
; | ECC | Din | IS | Eq | WeH | DEER08-ECC-Din-IS-Eq-WeH |  |  | 0 | 0 | 0 | 0 | 0 | 0 | 0.5 | 0.5 | 0.5 | 0.5 | 0.5 | 0.65 | 0.75 | 0.65 | 0.5 | 0.5 | 0.2 | 0 | 0 | 0 | 0 | 0 | 0 | 0 | 100 |  | 5.75 |  | kjm - 5/22/08 - added to facilitate separate cfl (Lt2) profiles
; | ECC | Kit | IS | Oc | Wd | DEER08-ECC-Kit-IS-Oc-Wd |  |  | 0 | 0 | 0 | 0 | 0 | 0 | 0.3 | 0.7 | 0.7 | 0.3 | 0.3 | 0.9 | 0.9 | 0.3 | 0.3 | 0.3 | 0.3 | 0 | 0 | 0 | 0 | 0 | 0 | 0 | 100 |  | 5.3 |  | kjm - 5/22/08 - added to facilitate separate cfl (Lt2) profiles
; | ECC | Kit | IS | Oc | WeH | DEER08-ECC-Kit-IS-Oc-WeH |  |  | 0 | 0 | 0 | 0 | 0 | 0 | 0.3 | 0.7 | 0.7 | 0.3 | 0.3 | 0.9 | 0.9 | 0.3 | 0.3 | 0.3 | 0.3 | 0 | 0 | 0 | 0 | 0 | 0 | 0 | 100 |  | 5.3 |  | kjm - 5/22/08 - added to facilitate separate cfl (Lt2) profiles
; | ECC | Kit | IS | Lt1 | Wd | DEER08-ECC-Kit-IS-Lt1-Wd |  |  | 0.1 | 0.1 | 0.1 | 0.1 | 0.3 | 0.4 | 0.55 | 0.8 | 0.8 | 0.9 | 0.9 | 0.9 | 0.9 | 0.9 | 0.9 | 0.9 | 0.8 | 0.6 | 0.4 | 0.3 | 0.1 | 0.1 | 0.1 | 0.1 | 100 |  | 12.05 |  | kjm - 5/22/08 - added to facilitate separate cfl (Lt2) profiles
; | ECC | Kit | IS | Lt1 | WeH | DEER08-ECC-Kit-IS-Lt1-WeH |  |  | 0.1 | 0.1 | 0.1 | 0.1 | 0.225 | 0.3 | 0.4125 | 0.6 | 0.6 | 0.675 | 0.675 | 0.675 | 0.675 | 0.675 | 0.675 | 0.675 | 0.6 | 0.45 | 0.3 | 0.225 | 0.1 | 0.1 | 0.1 | 0.1 | 100 |  | 9.2375 |  | kjm - 5/22/08 - added to facilitate separate cfl (Lt2) profiles
; | ECC | Kit | IS | Lt2 | Wd | DEER08-ECC-Kit-IS-Lt2-Wd |  |  | 0.1 | 0.1 | 0.1 | 0.1 | 0.1 | 0.27222 | 0.27222 | 0.44444 | 0.875 | 0.875 | 0.875 | 0.875 | 0.875 | 0.875 | 0.875 | 0.875 | 0.875 | 0.22917 | 0.1 | 0.1 | 0.1 | 0.1 | 0.1 | 0.1 | 100 |  | 10.1931 |  | kjm - 5/22/08 - added to facilitate separate cfl (Lt2) profiles
; | ECC | Kit | IS | Lt2 | WeH | DEER08-ECC-Kit-IS-Lt2-WeH |  |  | 0.1 | 0.1 | 0.1 | 0.1 | 0.1 | 0.21111 | 0.21111 | 0.32222 | 0.6 | 0.6 | 0.6 | 0.6 | 0.6 | 0.6 | 0.6 | 0.6 | 0.18333 | 0.1 | 0.1 | 0.1 | 0.1 | 0.1 | 0.1 | 0.1 | 100 |  | 6.9278 |  | kjm - 5/22/08 - added to facilitate separate cfl (Lt2) profiles
; | ECC | Kit | IS | Eq | Wd | DEER08-ECC-Kit-IS-Eq-Wd |  |  | 0.3 | 0.3 | 0.3 | 0.3 | 0.3 | 0.3 | 0.6 | 0.6 | 0.6 | 0.6 | 0.8 | 1 | 1 | 0.8 | 0.6 | 0.6 | 0.6 | 0.3 | 0.3 | 0.3 | 0.3 | 0.3 | 0.3 | 0.3 | 100 |  | 11.7 |  | kjm - 5/22/08 - added to facilitate separate cfl (Lt2) profiles
; | ECC | Kit | IS | Eq | WeH | DEER08-ECC-Kit-IS-Eq-WeH |  |  | 0.3 | 0.3 | 0.3 | 0.3 | 0.3 | 0.3 | 0.6 | 0.6 | 0.6 | 0.6 | 0.8 | 1 | 1 | 0.8 | 0.6 | 0.6 | 0.3 | 0.3 | 0.3 | 0.3 | 0.3 | 0.3 | 0.3 | 0.3 | 100 |  | 11.4 |  | kjm - 5/22/08 - added to facilitate separate cfl (Lt2) profiles
; | ECC | Kit | IS | Ck | Wd | DEER08-ECC-Kit-IS-Ck-Wd |  |  | 0.05 | 0.05 | 0.05 | 0.05 | 0.05 | 0.2 | 0.5 | 0.5 | 0.75 | 0.75 | 1 | 1 | 0.5 | 0.5 | 0.25 | 0.25 | 0.25 | 0.1 | 0.05 | 0.05 | 0.05 | 0.05 | 0.05 | 0.05 | 100 |  | 7.1 |  | kjm - 5/22/08 - added to facilitate separate cfl (Lt2) profiles
; | ECC | Kit | IS | Ck | WeH | DEER08-ECC-Kit-IS-Ck-WeH |  |  | 0.05 | 0.05 | 0.05 | 0.05 | 0.05 | 0.2 | 0.5 | 0.5 | 0.75 | 0.75 | 1 | 1 | 0.5 | 0.5 | 0.25 | 0.25 | 0.1 | 0.05 | 0.05 | 0.05 | 0.05 | 0.05 | 0.05 | 0.05 | 100 |  | 6.9 |  | kjm - 5/22/08 - added to facilitate separate cfl (Lt2) profiles
; | ECC | Cmp | IS | Oc | Wd | DEER08-ECC-Cmp-IS-Oc-Wd |  |  | 0 | 0 | 0 | 0 | 0 | 0 | 0.2 | 0.5 | 1 | 1 | 1 | 1 | 1 | 1 | 1 | 1 | 1 | 0 | 0 | 0 | 0 | 0 | 0 | 0 | 100 |  | 9.7 |  | kjm - 5/22/08 - added to facilitate separate cfl (Lt2) profiles
; | ECC | Cmp | IS | Oc | WeH | DEER08-ECC-Cmp-IS-Oc-WeH |  |  | 0 | 0 | 0 | 0 | 0 | 0 | 0 | 0.2 | 0.5 | 1 | 1 | 1 | 1 | 1 | 1 | 1 | 0.5 | 0 | 0 | 0 | 0 | 0 | 0 | 0 | 100 |  | 8.2 |  | kjm - 5/22/08 - added to facilitate separate cfl (Lt2) profiles
; | ECC | Cmp | IS | Lt1 | Wd | DEER08-ECC-Cmp-IS-Lt1-Wd |  |  | 0.1 | 0.1 | 0.1 | 0.1 | 0.1 | 0.24444 | 0.24444 | 0.38889 | 0.75 | 0.75 | 0.75 | 0.75 | 0.75 | 0.75 | 0.75 | 0.75 | 0.75 | 0.20833 | 0.1 | 0.1 | 0.1 | 0.1 | 0.1 | 0.1 | 100 |  | 8.9361 |  | kjm - 5/22/08 - added to facilitate separate cfl (Lt2) profiles
; | ECC | Cmp | IS | Lt1 | WeH | DEER08-ECC-Cmp-IS-Lt1-WeH |  |  | 0.1 | 0.1 | 0.1 | 0.1 | 0.1 | 0.1 | 0.1 | 0.15556 | 0.21111 | 0.35 | 0.35 | 0.35 | 0.35 | 0.35 | 0.35 | 0.35 | 0.28056 | 0.1 | 0.1 | 0.1 | 0.1 | 0.1 | 0.1 | 0.1 | 100 |  | 4.4972 |  | kjm - 5/22/08 - added to facilitate separate cfl (Lt2) profiles
; | ECC | Cmp | IS | Lt2 | Wd | DEER08-ECC-Cmp-IS-Lt2-Wd |  |  | 0.1 | 0.1 | 0.1 | 0.1 | 0.1 | 0.75 | 0.75 | 0.75 | 0.75 | 0.75 | 0.75 | 0.53333 | 0.53333 | 0.53333 | 0.53333 | 0.53333 | 0.53333 | 0.75 | 0.75 | 0.75 | 0.75 | 0.1 | 0.1 | 0.1 | 100 |  | 11.5 |  | kjm - 5/22/08 - added to facilitate separate cfl (Lt2) profiles
; | ECC | Cmp | IS | Lt2 | WeH | DEER08-ECC-Cmp-IS-Lt2-WeH |  |  | 0.065 | 0.065 | 0.065 | 0.065 | 0.065 | 0.065 | 0.065 | 0.35 | 0.35 | 0.35 | 0.35 | 0.35 | 0.35 | 0.35 | 0.35 | 0.35 | 0.065 | 0.065 | 0.065 | 0.065 | 0.065 | 0.065 | 0.065 | 0.065 | 100 |  | 4.125 |  | kjm - 5/22/08 - added to facilitate separate cfl (Lt2) profiles
; | ECC | Cmp | IS | Eq | Wd | DEER08-ECC-Cmp-IS-Eq-Wd |  |  | 0.5 | 0.5 | 0.5 | 0.5 | 0.5 | 0.5 | 1 | 1 | 1 | 1 | 1 | 1 | 1 | 1 | 1 | 1 | 1 | 0.5 | 0.5 | 0.5 | 0.5 | 0.5 | 0.5 | 0.5 | 100 |  | 17.5 |  | kjm - 5/22/08 - added to facilitate separate cfl (Lt2) profiles
; | ECC | Cmp | IS | Eq | WEH | DEER08-ECC-Cmp-IS-Eq-WEH |  |  | 0.5 | 0.5 | 0.5 | 0.5 | 0.5 | 0.5 | 0.5 | 1 | 1 | 1 | 1 | 1 | 1 | 1 | 1 | 1 | 0.5 | 0.5 | 0.5 | 0.5 | 0.5 | 0.5 | 0.5 | 0.5 | 100 |  | 16.5 |  | kjm - 5/22/08 - added to facilitate separate cfl (Lt2) profiles
; | ECC | Cls | Sm | Oc | Wd | DEER08-ECC-Cls-Sm-Oc-Wd |  |  | 0 | 0 | 0 | 0 | 0 | 0 | 0 | 0.9 | 0.9 | 0.9 | 0.9 | 0.9 | 0.6 | 0.6 | 0.6 | 0.6 | 0.6 | 1 | 1 | 0 | 0 | 0 | 0 | 0 | 100 |  | 9.5
; | ECC | Cls | Sm | Oc | WeH | DEER08-ECC-Cls-Sm-Oc-WeH |  |  | 0 | 0 | 0 | 0 | 0 | 0 | 0 | 0.5 | 0.5 | 0.5 | 0.5 | 0.5 | 0.5 | 0.5 | 0 | 0 | 0 | 0 | 0 | 0 | 0 | 0 | 0 | 0 | 100 |  | 3.5
; | ECC | Cls | Sm | Lt1 | Wd | DEER08-ECC-Cls-Sm-Lt1-Wd |  |  | 0.1 | 0.1 | 0.1 | 0.1 | 0.1 | 0.2375 | 0.375 | 0.5125 | 0.65 | 0.65 | 0.65 | 0.65 | 0.65 | 0.65 | 0.65 | 0.65 | 0.5125 | 0.375 | 0.2375 | 0.1 | 0.1 | 0.1 | 0.1 | 0.1 | 100 |  | 8.45 |  | kjm - 5/22/08 - added to facilitate separate cfl (Lt2) profiles
; | ECC | Cls | Sm | Lt1 | WeH | DEER08-ECC-Cls-Sm-Lt1-WeH |  |  | 0.05 | 0.05 | 0.05 | 0.05 | 0.05 | 0.05 | 0.05 | 0.25 | 0.25 | 0.25 | 0.25 | 0.25 | 0.25 | 0.25 | 0.05 | 0.05 | 0.05 | 0.05 | 0.05 | 0.05 | 0.05 | 0.05 | 0.05 | 0.05 | 100 |  | 2.6 |  | kjm - 5/22/08 - added to facilitate separate cfl (Lt2) profiles
; | ECC | Cls | Sm | Lt2 | Wd | DEER08-ECC-Cls-Sm-Lt2-Wd |  |  | 0.065 | 0.065 | 0.065 | 0.065 | 0.065 | 0.725 | 0.725 | 0.725 | 0.725 | 0.725 | 0.725 | 0.505 | 0.505 | 0.505 | 0.505 | 0.505 | 0.505 | 0.725 | 0.725 | 0.065 | 0.065 | 0.065 | 0.065 | 0.065 | 100 |  | 9.48 |  | kjm - 5/22/08 - added to facilitate separate cfl (Lt2) profiles
; | ECC | Cls | Sm | Lt2 | WeH | DEER08-ECC-Cls-Sm-Lt2-WeH |  |  | 0.065 | 0.065 | 0.065 | 0.065 | 0.065 | 0.065 | 0.065 | 0.35 | 0.35 | 0.35 | 0.35 | 0.35 | 0.35 | 0.35 | 0.065 | 0.065 | 0.065 | 0.065 | 0.065 | 0.065 | 0.065 | 0.065 | 0.065 | 0.065 | 100 |  | 3.555 |  | kjm - 5/22/08 - added to facilitate separate cfl (Lt2) profiles
; | ECC | Cls | Sm | Eq | Wd | DEER08-ECC-Cls-Sm-Eq-Wd |  |  | 0.05 | 0.05 | 0.05 | 0.05 | 0.05 | 0.05 | 0.6 | 0.6 | 0.6 | 0.6 | 0.6 | 0.6 | 0.6 | 0.6 | 0.6 | 0.6 | 0.6 | 1 | 1 | 0.05 | 0.05 | 0.05 | 0.05 | 0.05 | 100 |  | 9.15
; | ECC | Cls | Sm | Eq | WeH | DEER08-ECC-Cls-Sm-Eq-WeH |  |  | 0.05 | 0.05 | 0.05 | 0.05 | 0.05 | 0.05 | 0.05 | 0.4 | 0.4 | 0.4 | 0.4 | 0.4 | 0.4 | 0.4 | 0.05 | 0.05 | 0.05 | 0.05 | 0.05 | 0.05 | 0.05 | 0.05 | 0.05 | 0.05 | 100 |  | 3.65
; | ECC | Off | Sm | Oc | Wd | DEER08-ECC-Off-Sm-Oc-Wd |  |  | 0 | 0 | 0 | 0 | 0 | 0 | 0.2 | 0.5 | 1 | 1 | 1 | 1 | 1 | 1 | 1 | 1 | 0 | 0 | 0 | 0 | 0 | 0 | 0 | 0 | 100 |  | 8.7
; | ECC | Off | Sm | Oc | WeH | DEER08-ECC-Off-Sm-Oc-WeH |  |  | 0 | 0 | 0 | 0 | 0 | 0 | 0 | 0.2 | 0.5 | 1 | 1 | 1 | 1 | 1 | 1 | 1 | 0 | 0 | 0 | 0 | 0 | 0 | 0 | 0 | 100 |  | 7.7
; | ECC | Off | Sm | Lt1 | Wd | DEER08-ECC-Off-Sm-Lt1-Wd |  |  | 0.1 | 0.1 | 0.1 | 0.1 | 0.1 | 0.3 | 0.3 | 0.5 | 0.9 | 0.9 | 0.9 | 0.9 | 0.9 | 0.9 | 0.9 | 0.9 | 0.25 | 0.1 | 0.1 | 0.1 | 0.1 | 0.1 | 0.1 | 0.1 | 100 |  | 9.75 |  | kjm - 5/22/08 - added to facilitate separate cfl (Lt2) profiles
; | ECC | Off | Sm | Lt1 | WeH | DEER08-ECC-Off-Sm-Lt1-WeH |  |  | 0.1 | 0.1 | 0.1 | 0.1 | 0.1 | 0.1 | 0.18889 | 0.18889 | 0.27778 | 0.5 | 0.5 | 0.5 | 0.5 | 0.5 | 0.5 | 0.27778 | 0.1 | 0.1 | 0.1 | 0.1 | 0.1 | 0.1 | 0.1 | 0.1 | 100 |  | 5.3333 |  | kjm - 5/22/08 - added to facilitate separate cfl (Lt2) profiles
; | ECC | Off | Sm | Lt2 | Wd | DEER08-ECC-Off-Sm-Lt2-Wd |  |  | 0.1 | 0.1 | 0.1 | 0.1 | 0.1 | 0.24444 | 0.24444 | 0.38889 | 0.75 | 0.75 | 0.75 | 0.75 | 0.75 | 0.75 | 0.75 | 0.75 | 0.20833 | 0.1 | 0.1 | 0.1 | 0.1 | 0.1 | 0.1 | 0.1 | 100 |  | 8.2861 |  | kjm - 5/22/08 - added to facilitate separate cfl (Lt2) profiles
; | ECC | Off | Sm | Lt2 | WeH | DEER08-ECC-Off-Sm-Lt2-WeH |  |  | 0.1 | 0.1 | 0.1 | 0.1 | 0.1 | 0.1 | 0.18889 | 0.18889 | 0.27778 | 0.5 | 0.5 | 0.5 | 0.5 | 0.5 | 0.5 | 0.27778 | 0.1 | 0.1 | 0.1 | 0.1 | 0.1 | 0.1 | 0.1 | 0.1 | 100 |  | 5.3333 |  | kjm - 5/22/08 - added to facilitate separate cfl (Lt2) profiles
; | ECC | Off | Sm | Eq | Wd | DEER08-ECC-Off-Sm-Eq-Wd |  |  | 0.1 | 0.1 | 0.1 | 0.1 | 0.1 | 0.3 | 0.3 | 0.5 | 1 | 1 | 1 | 1 | 1 | 1 | 1 | 1 | 0.25 | 0.1 | 0.1 | 0.1 | 0.1 | 0.1 | 0.1 | 0.1 | 100 |  | 10.55
; | ECC | Off | Sm | Eq | WeH | DEER08-ECC-Off-Sm-Eq-WeH |  |  | 0.1 | 0.1 | 0.1 | 0.1 | 0.1 | 0.1 | 0.3 | 0.3 | 0.5 | 1 | 1 | 1 | 1 | 1 | 1 | 0.25 | 0.1 | 0.1 | 0.1 | 0.1 | 0.1 | 0.1 | 0.1 | 0.1 | 100 |  | 8.75
; | ECC | Din | Sm | Oc | Wd | DEER08-ECC-Din-Sm-Oc-Wd |  |  | 0 | 0 | 0 | 0 | 0 | 0 | 0 | 0.2 | 0.5 | 0.4 | 0.3 | 0.8 | 0.9 | 0.3 | 0.3 | 0.3 | 0.3 | 0.1 | 0 | 0 | 0 | 0 | 0 | 0 | 100 |  | 4.4
; | ECC | Din | Sm | Oc | WeH | DEER08-ECC-Din-Sm-Oc-WeH |  |  | 0 | 0 | 0 | 0 | 0 | 0 | 0 | 0.2 | 0.5 | 0.4 | 0.3 | 0.8 | 0.9 | 0.3 | 0.3 | 0.3 | 0.1 | 0 | 0 | 0 | 0 | 0 | 0 | 0 | 100 |  | 4.1
; | ECC | Din | Sm | Lt1 | Wd | DEER08-ECC-Din-Sm-Lt1-Wd |  |  | 0.1 | 0.1 | 0.1 | 0.1 | 0.1 | 0.15 | 0.25556 | 0.41111 | 0.75 | 0.75 | 0.75 | 0.75 | 0.75 | 0.75 | 0.75 | 0.75 | 0.75 | 0.21667 | 0.1 | 0.1 | 0.1 | 0.1 | 0.1 | 0.1 | 100 |  | 8.8833 |  | kjm - 5/22/08 - added to facilitate separate cfl (Lt2) profiles
; | ECC | Din | Sm | Lt1 | WeH | DEER08-ECC-Din-Sm-Lt1-WeH |  |  | 0.1 | 0.1 | 0.1 | 0.1 | 0.1 | 0.18889 | 0.18889 | 0.27778 | 0.5 | 0.5 | 0.5 | 0.5 | 0.5 | 0.5 | 0.5 | 0.5 | 0.16667 | 0.1 | 0.1 | 0.1 | 0.1 | 0.1 | 0.1 | 0.1 | 100 |  | 6.0222 |  | kjm - 5/22/08 - added to facilitate separate cfl (Lt2) profiles
; | ECC | Din | Sm | Lt2 | Wd | DEER08-ECC-Din-Sm-Lt2-Wd |  |  | 0.1 | 0.1 | 0.1 | 0.1 | 0.1 | 0.23333 | 0.23333 | 0.36667 | 0.7 | 0.7 | 0.7 | 0.7 | 0.7 | 0.7 | 0.7 | 0.7 | 0.7 | 0.2 | 0.1 | 0.1 | 0.1 | 0.1 | 0.1 | 0.1 | 100 |  | 8.4333 |  | kjm - 5/22/08 - added to facilitate separate cfl (Lt2) profiles
; | ECC | Din | Sm | Lt2 | WeH | DEER08-ECC-Din-Sm-Lt2-WeH |  |  | 0.1 | 0.1 | 0.1 | 0.1 | 0.1 | 0.18889 | 0.18889 | 0.27778 | 0.5 | 0.5 | 0.5 | 0.5 | 0.5 | 0.5 | 0.5 | 0.5 | 0.16667 | 0.1 | 0.1 | 0.1 | 0.1 | 0.1 | 0.1 | 0.1 | 100 |  | 6.0222 |  | kjm - 5/22/08 - added to facilitate separate cfl (Lt2) profiles
; | ECC | Din | Sm | Eq | Wd | DEER08-ECC-Din-Sm-Eq-Wd |  |  | 0 | 0 | 0 | 0 | 0 | 0 | 0.6 | 0.6 | 0.6 | 0.6 | 0.6 | 0.8 | 0.9 | 0.8 | 0.6 | 0.6 | 0.6 | 0.2 | 0 | 0 | 0 | 0 | 0 | 0 | 100 |  | 7.5
; | ECC | Din | Sm | Eq | WeH | DEER08-ECC-Din-Sm-Eq-WeH |  |  | 0 | 0 | 0 | 0 | 0 | 0 | 0.5 | 0.5 | 0.5 | 0.5 | 0.5 | 0.65 | 0.75 | 0.65 | 0.5 | 0.5 | 0.2 | 0 | 0 | 0 | 0 | 0 | 0 | 0 | 100 |  | 5.75
; | ECC | Kit | Sm | Oc | Wd | DEER08-ECC-Kit-Sm-Oc-Wd |  |  | 0 | 0 | 0 | 0 | 0 | 0 | 0.3 | 0.7 | 0.7 | 0.3 | 0.3 | 0.9 | 0.9 | 0.3 | 0.3 | 0.3 | 0.3 | 0 | 0 | 0 | 0 | 0 | 0 | 0 | 100 |  | 5.3
; | ECC | Kit | Sm | Oc | WeH | DEER08-ECC-Kit-Sm-Oc-WeH |  |  | 0 | 0 | 0 | 0 | 0 | 0 | 0.3 | 0.7 | 0.7 | 0.3 | 0.3 | 0.9 | 0.9 | 0.3 | 0.3 | 0.3 | 0.3 | 0 | 0 | 0 | 0 | 0 | 0 | 0 | 100 |  | 5.3
; | ECC | Kit | Sm | Lt1 | Wd | DEER08-ECC-Kit-Sm-Lt1-Wd |  |  | 0.1 | 0.1 | 0.1 | 0.1 | 0.1 | 0.27778 | 0.27778 | 0.45556 | 0.8 | 0.8 | 0.8 | 0.8 | 0.8 | 0.8 | 0.8 | 0.8 | 0.8 | 0.23333 | 0.1 | 0.1 | 0.1 | 0.1 | 0.1 | 0.1 | 100 |  | 9.5444 |  | kjm - 5/22/08 - added to facilitate separate cfl (Lt2) profiles
; | ECC | Kit | Sm | Lt1 | WeH | DEER08-ECC-Kit-Sm-Lt1-WeH |  |  | 0.1 | 0.1 | 0.1 | 0.1 | 0.1 | 0.18889 | 0.18889 | 0.27778 | 0.5 | 0.5 | 0.5 | 0.5 | 0.5 | 0.5 | 0.5 | 0.5 | 0.16667 | 0.1 | 0.1 | 0.1 | 0.1 | 0.1 | 0.1 | 0.1 | 100 |  | 6.0222 |  | kjm - 5/22/08 - added to facilitate separate cfl (Lt2) profiles
; | ECC | Kit | Sm | Lt2 | Wd | DEER08-ECC-Kit-Sm-Lt2-Wd |  |  | 0.1 | 0.1 | 0.1 | 0.1 | 0.1 | 0.24444 | 0.24444 | 0.38889 | 0.75 | 0.75 | 0.75 | 0.75 | 0.75 | 0.75 | 0.75 | 0.75 | 0.75 | 0.20833 | 0.1 | 0.1 | 0.1 | 0.1 | 0.1 | 0.1 | 100 |  | 8.9361 |  | kjm - 5/22/08 - added to facilitate separate cfl (Lt2) profiles
; | ECC | Kit | Sm | Lt2 | WeH | DEER08-ECC-Kit-Sm-Lt2-WeH |  |  | 0.1 | 0.1 | 0.1 | 0.1 | 0.1 | 0.18889 | 0.18889 | 0.27778 | 0.5 | 0.5 | 0.5 | 0.5 | 0.5 | 0.5 | 0.5 | 0.5 | 0.16667 | 0.1 | 0.1 | 0.1 | 0.1 | 0.1 | 0.1 | 0.1 | 100 |  | 6.0222 |  | kjm - 5/22/08 - added to facilitate separate cfl (Lt2) profiles
; | ECC | Kit | Sm | Eq | Wd | DEER08-ECC-Kit-Sm-Eq-Wd |  |  | 0.3 | 0.3 | 0.3 | 0.3 | 0.3 | 0.3 | 0.6 | 0.6 | 0.6 | 0.6 | 0.8 | 1 | 1 | 0.8 | 0.6 | 0.6 | 0.6 | 0.3 | 0.3 | 0.3 | 0.3 | 0.3 | 0.3 | 0.3 | 100 |  | 11.7
; | ECC | Kit | Sm | Eq | WeH | DEER08-ECC-Kit-Sm-Eq-WeH |  |  | 0.3 | 0.3 | 0.3 | 0.3 | 0.3 | 0.3 | 0.6 | 0.6 | 0.6 | 0.6 | 0.8 | 1 | 1 | 0.8 | 0.6 | 0.6 | 0.3 | 0.3 | 0.3 | 0.3 | 0.3 | 0.3 | 0.3 | 0.3 | 100 |  | 11.4
; | ECC | Kit | Sm | Ck | Wd | DEER08-ECC-Kit-Sm-Ck-Wd |  |  | 0.05 | 0.05 | 0.05 | 0.05 | 0.05 | 0.2 | 0.5 | 0.5 | 0.75 | 0.75 | 1 | 1 | 0.5 | 0.5 | 0.25 | 0.25 | 0.25 | 0.1 | 0.05 | 0.05 | 0.05 | 0.05 | 0.05 | 0.05 | 100 |  | 7.1
; | ECC | Kit | Sm | Ck | WeH | DEER08-ECC-Kit-Sm-Ck-WeH |  |  | 0.05 | 0.05 | 0.05 | 0.05 | 0.05 | 0.2 | 0.5 | 0.5 | 0.75 | 0.75 | 1 | 1 | 0.5 | 0.5 | 0.25 | 0.25 | 0.1 | 0.05 | 0.05 | 0.05 | 0.05 | 0.05 | 0.05 | 0.05 | 100 |  | 6.9
; | ECC | Cmp | Sm | Oc | Wd | DEER08-ECC-Cmp-Sm-Oc-Wd |  |  | 0 | 0 | 0 | 0 | 0 | 0 | 0.2 | 0.5 | 1 | 1 | 1 | 1 | 1 | 1 | 1 | 1 | 1 | 0.5 | 0 | 0 | 0 | 0 | 0 | 0 | 100 |  | 10.2
; | ECC | Cmp | Sm | Oc | WeH | DEER08-ECC-Cmp-Sm-Oc-WeH |  |  | 0 | 0 | 0 | 0 | 0 | 0 | 0 | 0.2 | 0.5 | 1 | 1 | 1 | 1 | 1 | 1 | 1 | 0.5 | 0 | 0 | 0 | 0 | 0 | 0 | 0 | 100 |  | 8.2
; | ECC | Cmp | Sm | Lt1 | Wd | DEER08-ECC-Cmp-Sm-Lt1-Wd |  |  | 0.1 | 0.1 | 0.1 | 0.1 | 0.1 | 0.23333 | 0.23333 | 0.36667 | 0.7 | 0.7 | 0.7 | 0.7 | 0.7 | 0.7 | 0.7 | 0.7 | 0.7 | 0.2 | 0.1 | 0.1 | 0.1 | 0.1 | 0.1 | 0.1 | 100 |  | 8.4333 |  | kjm - 5/22/08 - added to facilitate separate cfl (Lt2) profiles
; | ECC | Cmp | Sm | Lt1 | WeH | DEER08-ECC-Cmp-Sm-Lt1-WeH |  |  | 0.1 | 0.1 | 0.1 | 0.1 | 0.1 | 0.1 | 0.1 | 0.14444 | 0.18889 | 0.3 | 0.3 | 0.3 | 0.3 | 0.3 | 0.3 | 0.3 | 0.24444 | 0.1 | 0.1 | 0.1 | 0.1 | 0.1 | 0.1 | 0.1 | 100 |  | 4.0778 |  | kjm - 5/22/08 - added to facilitate separate cfl (Lt2) profiles
; | ECC | Cmp | Sm | Lt2 | Wd | DEER08-ECC-Cmp-Sm-Lt2-Wd |  |  | 0.1 | 0.1 | 0.1 | 0.1 | 0.1 | 0.25556 | 0.25556 | 0.41111 | 0.8 | 0.8 | 0.8 | 0.8 | 0.8 | 0.8 | 0.8 | 0.8 | 0.8 | 0.21667 | 0.1 | 0.1 | 0.1 | 0.1 | 0.1 | 0.1 | 100 |  | 9.4389 |  | kjm - 5/22/08 - added to facilitate separate cfl (Lt2) profiles
; | ECC | Cmp | Sm | Lt2 | WeH | DEER08-ECC-Cmp-Sm-Lt2-WeH |  |  | 0.1 | 0.1 | 0.1 | 0.1 | 0.1 | 0.1 | 0.1 | 0.18889 | 0.27778 | 0.5 | 0.5 | 0.5 | 0.5 | 0.5 | 0.5 | 0.5 | 0.38889 | 0.1 | 0.1 | 0.1 | 0.1 | 0.1 | 0.1 | 0.1 | 100 |  | 5.7556 |  | kjm - 5/22/08 - added to facilitate separate cfl (Lt2) profiles
; | ECC | Cmp | Sm | Eq | Wd | DEER08-ECC-Cmp-Sm-Eq-Wd |  |  | 0.5 | 0.5 | 0.5 | 0.5 | 0.5 | 0.5 | 1 | 1 | 1 | 1 | 1 | 1 | 1 | 1 | 1 | 1 | 1 | 0.5 | 0.5 | 0.5 | 0.5 | 0.5 | 0.5 | 0.5 | 100 |  | 17.5
; | ECC | Cmp | Sm | Eq | WeH | DEER08-ECC-Cmp-Sm-Eq-WeH |  |  | 0.5 | 0.5 | 0.5 | 0.5 | 0.5 | 0.5 | 0.5 | 1 | 1 | 1 | 1 | 1 | 1 | 1 | 1 | 1 | 0.5 | 0.5 | 0.5 | 0.5 | 0.5 | 0.5 | 0.5 | 0.5 | 100 |  | 16.5
; | EUN | Off | IS | Oc | Sa | DEER08-EUN-Off-IS-Oc-Sa |  |  | 0 | 0 | 0 | 0 | 0 | 0 | 0 | 0.15 | 0.35 | 0.35 | 0.35 | 0.25 | 0.25 | 0.35 | 0.35 | 0.3 | 0.2 | 0.05 | 0.05 | 0.05 | 0 | 0 | 0 | 0 | 100 |  | 3.05
; | EUN | Off | IS | Lt | Sa | DEER08-EUN-Off-IS-Lt-Sa |  |  | 0.05 | 0.05 | 0.05 | 0.05 | 0.05 | 0.05 | 0.05 | 0.2 | 0.4 | 0.4 | 0.4 | 0.35 | 0.35 | 0.4 | 0.4 | 0.4 | 0.35 | 0.2 | 0.2 | 0.15 | 0.05 | 0.05 | 0.05 | 0.05 | 100 |  | 4.75
; | EUN | Off | IS | Eq | Sa | DEER08-EUN-Off-IS-Eq-Sa |  |  | 0.05 | 0.05 | 0.05 | 0.05 | 0.05 | 0.05 | 0.05 | 0.2 | 0.4 | 0.4 | 0.4 | 0.4 | 0.4 | 0.4 | 0.4 | 0.4 | 0.3 | 0.1 | 0.1 | 0.05 | 0.05 | 0.05 | 0.05 | 0.05 | 100 |  | 4.5
; | EUN | Din | IS | Oc | Wd | DEER08-EUN-Din-IS-Oc-Wd |  |  | 0 | 0 | 0 | 0 | 0 | 0 | 0.2 | 0.4 | 0.6 | 0.4 | 0.3 | 0.9 | 0.9 | 0.3 | 0.3 | 0.4 | 0.75 | 0.9 | 0.75 | 0.2 | 0 | 0 | 0 | 0 | 100 |  | 7.3
; | EUN | Din | IS | Oc | WeH | DEER08-EUN-Din-IS-Oc-WeH |  |  | 0 | 0 | 0 | 0 | 0 | 0 | 0.2 | 0.4 | 0.6 | 0.4 | 0.3 | 0.9 | 0.9 | 0.3 | 0.3 | 0.4 | 0.75 | 0.9 | 0.75 | 0.2 | 0 | 0 | 0 | 0 | 100 |  | 7.3
; | EUN | Din | IS | Lt | Wd | DEER08-EUN-Din-IS-Lt-Wd |  |  | 0.1 | 0.1 | 0.1 | 0.1 | 0.1 | 0.1 | 0.3 | 0.5 | 1 | 1 | 1 | 1 | 1 | 1 | 1 | 1 | 1 | 1 | 1 | 0.25 | 0.1 | 0.1 | 0.1 | 0.1 | 100 |  | 13.05
; | EUN | Din | IS | Lt | WeH | DEER08-EUN-Din-IS-Lt-WeH |  |  | 0.1 | 0.1 | 0.1 | 0.1 | 0.1 | 0.1 | 0.3 | 0.5 | 1 | 1 | 1 | 1 | 1 | 1 | 1 | 1 | 1 | 1 | 1 | 0.25 | 0.1 | 0.1 | 0.1 | 0.1 | 100 |  | 13.05
; | EUN | Din | IS | Eq | Wd | DEER08-EUN-Din-IS-Eq-Wd |  |  | 0 | 0 | 0 | 0 | 0 | 0 | 0.6 | 0.6 | 0.6 | 0.6 | 0.6 | 0.6 | 0.6 | 0.6 | 0.6 | 0.6 | 0.6 | 0.6 | 0.6 | 0.1 | 0 | 0 | 0 | 0 | 100 |  | 7.9
; | EUN | Din | IS | Eq | WeH | DEER08-EUN-Din-IS-Eq-WeH |  |  | 0 | 0 | 0 | 0 | 0 | 0 | 0.6 | 0.6 | 0.6 | 0.6 | 0.6 | 0.6 | 0.6 | 0.6 | 0.6 | 0.6 | 0.6 | 0.6 | 0.6 | 0.1 | 0 | 0 | 0 | 0 | 100 |  | 7.9
; | EUN | Kit | IS | Oc | Wd | DEER08-EUN-Kit-IS-Oc-Wd |  |  | 0 | 0 | 0 | 0 | 0 | 0 | 0.3 | 0.4 | 0.4 | 0.3 | 0.3 | 0.9 | 0.8 | 0.4 | 0.4 | 0.6 | 0.9 | 0.8 | 0.2 | 0 | 0 | 0 | 0 | 0 | 100 |  | 6.7
; | EUN | Kit | IS | Oc | WeH | DEER08-EUN-Kit-IS-Oc-WeH |  |  | 0 | 0 | 0 | 0 | 0 | 0 | 0.3 | 0.4 | 0.4 | 0.3 | 0.3 | 0.9 | 0.8 | 0.4 | 0.4 | 0.6 | 0.9 | 0.8 | 0.2 | 0 | 0 | 0 | 0 | 0 | 100 |  | 6.7
; | EUN | Kit | IS | Lt | Wd | DEER08-EUN-Kit-IS-Lt-Wd |  |  | 0.1 | 0.1 | 0.1 | 0.1 | 0.1 | 0.1 | 0.3 | 0.5 | 1 | 1 | 1 | 1 | 1 | 1 | 1 | 1 | 1 | 1 | 1 | 0.25 | 0.1 | 0.1 | 0.1 | 0.1 | 100 |  | 13.05
; | EUN | Kit | IS | Lt | WeH | DEER08-EUN-Kit-IS-Lt-WeH |  |  | 0.1 | 0.1 | 0.1 | 0.1 | 0.1 | 0.1 | 0.3 | 0.5 | 1 | 1 | 1 | 1 | 1 | 1 | 1 | 1 | 1 | 1 | 1 | 0.25 | 0.1 | 0.1 | 0.1 | 0.1 | 100 |  | 13.05
; | EUN | Kit | IS | Eq | Wd | DEER08-EUN-Kit-IS-Eq-Wd |  |  | 0.3 | 0.3 | 0.3 | 0.3 | 0.3 | 0.3 | 0.6 | 0.6 | 0.6 | 0.6 | 0.6 | 0.6 | 0.6 | 0.6 | 0.6 | 0.6 | 0.6 | 0.6 | 0.4 | 0.3 | 0.3 | 0.3 | 0.3 | 0.3 | 100 |  | 10.9
; | EUN | Kit | IS | Eq | WeH | DEER08-EUN-Kit-IS-Eq-WeH |  |  | 0.3 | 0.3 | 0.3 | 0.3 | 0.3 | 0.3 | 0.6 | 0.6 | 0.6 | 0.6 | 0.6 | 0.6 | 0.6 | 0.6 | 0.6 | 0.6 | 0.6 | 0.6 | 0.4 | 0.3 | 0.3 | 0.3 | 0.3 | 0.3 | 100 |  | 10.9
; | EUN | Kit | IS | Ck | Wd | DEER08-EUN-Kit-IS-Ck-Wd |  |  | 0.2 | 0.2 | 0.2 | 0.2 | 0.2 | 0.2 | 0.6 | 0.6 | 0.5 | 0.5 | 0.6 | 0.8 | 0.7 | 0.5 | 0.4 | 0.8 | 1 | 1 | 0.3 | 0.2 | 0.2 | 0.2 | 0.2 | 0.2 | 100 |  | 10.5
; | EUN | Kit | IS | Ck | WeH | DEER08-EUN-Kit-IS-Ck-WeH |  |  | 0.2 | 0.2 | 0.2 | 0.2 | 0.2 | 0.2 | 0.6 | 0.6 | 0.5 | 0.5 | 0.6 | 0.8 | 0.7 | 0.5 | 0.4 | 0.8 | 1 | 1 | 0.3 | 0.2 | 0.2 | 0.2 | 0.2 | 0.2 | 100 |  | 10.5
; | EUN | Cmp | IS | Oc | Wd | DEER08-EUN-Cmp-IS-Oc-Wd |  |  | 0 | 0 | 0 | 0 | 0 | 0 | 0.2 | 0.5 | 1 | 1 | 1 | 1 | 1 | 1 | 1 | 1 | 1 | 0 | 0 | 0 | 0 | 0 | 0 | 0 | 100 |  | 9.7
; | EUN | Cmp | IS | Oc | WeH | DEER08-EUN-Cmp-IS-Oc-WeH |  |  | 0 | 0 | 0 | 0 | 0 | 0 | 0 | 0.4 | 0.8 | 1 | 1 | 1 | 1 | 1 | 1 | 1 | 1 | 0 | 0 | 0 | 0 | 0 | 0 | 0 | 100 |  | 9.2
; | EUN | Cmp | IS | Lt | Wd | DEER08-EUN-Cmp-IS-Lt-Wd |  |  | 0.1 | 0.1 | 0.1 | 0.1 | 0.1 | 0.1 | 0.3 | 0.8 | 1 | 1 | 1 | 1 | 1 | 1 | 1 | 1 | 1 | 0.25 | 0.1 | 0.1 | 0.1 | 0.1 | 0.1 | 0.1 | 100 |  | 11.55
; | EUN | Cmp | IS | Lt | WeH | DEER08-EUN-Cmp-IS-Lt-WeH |  |  | 0.1 | 0.1 | 0.1 | 0.1 | 0.1 | 0.1 | 0.1 | 0.5 | 1 | 1 | 1 | 1 | 1 | 1 | 1 | 1 | 1 | 0.25 | 0.1 | 0.1 | 0.1 | 0.1 | 0.1 | 0.1 | 100 |  | 11.05
; | EUN | Cmp | IS | Eq | Wd | DEER08-EUN-Cmp-IS-Eq-Wd |  |  | 0.5 | 0.5 | 0.5 | 0.5 | 0.5 | 0.5 | 0.75 | 0.9 | 1 | 1 | 1 | 1 | 1 | 1 | 1 | 1 | 1 | 0.5 | 0.5 | 0.5 | 0.5 | 0.5 | 0.5 | 0.5 | 100 |  | 17.15
; | EUN | Cmp | IS | Eq | WeH | DEER08-EUN-Cmp-IS-Eq-WeH |  |  | 0.5 | 0.5 | 0.5 | 0.5 | 0.5 | 0.5 | 0.5 | 0.8 | 1 | 1 | 1 | 1 | 1 | 1 | 1 | 1 | 1 | 0.5 | 0.5 | 0.5 | 0.5 | 0.5 | 0.5 | 0.5 | 100 |  | 16.8
; | EUN | Cls | Sm | Oc | Wd | DEER08-EUN-Cls-Sm-Oc-Wd |  |  | 0 | 0 | 0 | 0 | 0 | 0 | 0 | 0.3 | 1 | 1 | 1 | 0.85 | 0.7 | 0.85 | 1 | 1 | 1 | 0.6 | 0.95 | 0.8 | 0.4 | 0.1 | 0.05 | 0.05 | 100 |  | 11.65
; | EUN | Cls | Sm | Oc | Sa | DEER08-EUN-Cls-Sm-Oc-Sa |  |  | 0 | 0 | 0 | 0 | 0 | 0 | 0 | 0.1 | 0.4 | 0.8 | 0.8 | 0.7 | 0.6 | 0.7 | 0.8 | 0.5 | 0.25 | 0.1 | 0 | 0 | 0 | 0 | 0 | 0 | 100 |  | 5.75
; | EUN | Cls | Sm | Lt | Wd | DEER08-EUN-Cls-Sm-Lt-Wd |  |  | 0.05 | 0.05 | 0.05 | 0.05 | 0.05 | 0.05 | 0.5 | 0.8 | 1 | 1 | 1 | 0.9 | 0.9 | 0.9 | 1 | 1 | 1 | 0.9 | 0.9 | 0.8 | 0.7 | 0.5 | 0.2 | 0.05 | 100 |  | 14.35
; | EUN | Cls | Sm | Lt | Sa | DEER08-EUN-Cls-Sm-Lt-Sa |  |  | 0.05 | 0.05 | 0.05 | 0.05 | 0.05 | 0.05 | 0.05 | 0.8 | 1 | 1 | 1 | 0.9 | 0.9 | 0.9 | 1 | 0.7 | 0.4 | 0.2 | 0.05 | 0.05 | 0.05 | 0.05 | 0.05 | 0.05 | 100 |  | 9.45
; | EUN | Cls | Sm | Eq | Wd | DEER08-EUN-Cls-Sm-Eq-Wd |  |  | 0.05 | 0.05 | 0.05 | 0.05 | 0.05 | 0.05 | 0.2 | 0.8 | 1 | 1 | 1 | 0.9 | 0.9 | 0.9 | 1 | 1 | 1 | 0.9 | 0.9 | 0.8 | 0.7 | 0.3 | 0.1 | 0.05 | 100 |  | 13.75
; | EUN | Cls | Sm | Eq | Sa | DEER08-EUN-Cls-Sm-Eq-Sa |  |  | 0.05 | 0.05 | 0.05 | 0.05 | 0.05 | 0.05 | 0.05 | 0.8 | 1 | 1 | 1 | 0.9 | 0.9 | 0.9 | 1 | 0.7 | 0.4 | 0.2 | 0.05 | 0.05 | 0.05 | 0.05 | 0.05 | 0.05 | 100 |  | 9.45
; | HSP | 24G | Yr | Lt1 | Wd | DEER08-HSP-24G-Yr-Lt1-Wd |  |  | 0.4 | 0.4 | 0.4 | 0.4 | 0.4 | 0.4 | 0.4 | 0.4 | 0.9 | 0.9 | 0.9 | 0.9 | 0.9 | 0.9 | 0.9 | 0.9 | 0.9 | 0.9 | 0.9 | 0.9 | 0.4 | 0.4 | 0.4 | 0.4 | 100 |  | 15.6 |  | kjm - 5/22/08 - added to facilitate separate cfl (Lt2) profiles
; | HSP | 24G | Yr | Lt1 | WeH | DEER08-HSP-24G-Yr-Lt1-WeH |  |  | 0.3 | 0.3 | 0.3 | 0.3 | 0.3 | 0.3 | 0.3 | 0.3 | 0.4 | 0.4 | 0.4 | 0.4 | 0.4 | 0.4 | 0.4 | 0.4 | 0.4 | 0.4 | 0.4 | 0.4 | 0.3 | 0.3 | 0.3 | 0.3 | 100 |  | 8.4 |  | kjm - 5/22/08 - added to facilitate separate cfl (Lt2) profiles
; | HSP | 24G | Yr | Lt2 | Wd | DEER08-HSP-24G-Yr-Lt2-Wd |  |  | 0.3 | 0.3 | 0.3 | 0.3 | 0.3 | 0.3 | 0.3 | 0.3 | 0.85 | 0.85 | 0.85 | 0.85 | 0.85 | 0.85 | 0.85 | 0.85 | 0.85 | 0.85 | 0.85 | 0.85 | 0.3 | 0.3 | 0.3 | 0.3 | 100 |  | 13.8 |  | kjm - 5/22/08 - added to facilitate separate cfl (Lt2) profiles
; | HSP | 24G | Yr | Lt2 | WeH | DEER08-HSP-24G-Yr-Lt2-WeH |  |  | 0.2 | 0.2 | 0.2 | 0.2 | 0.2 | 0.2 | 0.2 | 0.2 | 0.35 | 0.35 | 0.35 | 0.35 | 0.35 | 0.35 | 0.35 | 0.35 | 0.35 | 0.35 | 0.35 | 0.35 | 0.2 | 0.2 | 0.2 | 0.2 | 100 |  | 6.6 |  | kjm - 5/22/08 - added to facilitate separate cfl (Lt2) profiles
; | HSP | 12G | Yr | Lt1 | Wd | DEER08-HSP-12G-Yr-Lt1-Wd |  |  | 0.3 | 0.3 | 0.3 | 0.3 | 0.3 | 0.3 | 0.3 | 0.3 | 0.9 | 0.9 | 0.9 | 0.9 | 0.9 | 0.9 | 0.9 | 0.9 | 0.9 | 0.9 | 0.9 | 0.9 | 0.3 | 0.3 | 0.3 | 0.3 | 100 |  | 14.4 |  | kjm - 5/22/08 - added to facilitate separate cfl (Lt2) profiles
; | HSP | 12G | Yr | Lt1 | WeH | DEER08-HSP-12G-Yr-Lt1-WeH |  |  | 0.3 | 0.3 | 0.3 | 0.3 | 0.3 | 0.3 | 0.3 | 0.3 | 0.5 | 0.5 | 0.5 | 0.5 | 0.5 | 0.5 | 0.5 | 0.5 | 0.5 | 0.5 | 0.5 | 0.5 | 0.3 | 0.3 | 0.3 | 0.3 | 100 |  | 9.6 |  | kjm - 5/22/08 - added to facilitate separate cfl (Lt2) profiles
; | HSP | 12G | Yr | Lt2 | Wd | DEER08-HSP-12G-Yr-Lt2-Wd |  |  | 0.2 | 0.2 | 0.2 | 0.2 | 0.2 | 0.2 | 0.2 | 0.2 | 0.85 | 0.85 | 0.85 | 0.85 | 0.85 | 0.85 | 0.85 | 0.85 | 0.85 | 0.85 | 0.85 | 0.85 | 0.2 | 0.2 | 0.2 | 0.2 | 100 |  | 12.6 |  | kjm - 5/22/08 - added to facilitate separate cfl (Lt2) profiles
; | HSP | 12G | Yr | Lt2 | WeH | DEER08-HSP-12G-Yr-Lt2-WeH |  |  | 0.2 | 0.2 | 0.2 | 0.2 | 0.2 | 0.2 | 0.2 | 0.2 | 0.45 | 0.45 | 0.45 | 0.45 | 0.45 | 0.45 | 0.45 | 0.45 | 0.45 | 0.45 | 0.45 | 0.45 | 0.2 | 0.2 | 0.2 | 0.2 | 100 |  | 7.8 |  | kjm - 5/22/08 - added to facilitate separate cfl (Lt2) profiles
; | HSP | Kit | Yr | Lt1 | Wd | DEER08-HSP-Kit-Yr-Lt1-Wd |  |  | 0.7 | 0.7 | 0.7 | 0.7 | 0.7 | 0.7 | 0.7 | 0.7 | 0.7 | 0.7 | 0.7 | 0.7 | 0.7 | 0.7 | 0.7 | 0.7 | 0.7 | 0.7 | 0.7 | 0.7 | 0.7 | 0.7 | 0.7 | 0.7 | 100 |  | 16.8 |  | kjm - 5/22/08 - added to facilitate separate cfl (Lt2) profiles
; | HSP | Kit | Yr | Lt1 | WeH | DEER08-HSP-Kit-Yr-Lt1-WeH |  |  | 0.6 | 0.6 | 0.6 | 0.6 | 0.6 | 0.6 | 0.6 | 0.6 | 0.6 | 0.6 | 0.6 | 0.6 | 0.6 | 0.6 | 0.6 | 0.6 | 0.6 | 0.6 | 0.6 | 0.6 | 0.6 | 0.6 | 0.6 | 0.6 | 100 |  | 14.4 |  | kjm - 5/22/08 - added to facilitate separate cfl (Lt2) profiles
; | HSP | Kit | Yr | Lt2 | Wd | DEER08-HSP-Kit-Yr-Lt2-Wd |  |  | 0.65 | 0.65 | 0.65 | 0.65 | 0.65 | 0.65 | 0.65 | 0.65 | 0.65 | 0.65 | 0.65 | 0.65 | 0.65 | 0.65 | 0.65 | 0.65 | 0.65 | 0.65 | 0.65 | 0.65 | 0.65 | 0.65 | 0.65 | 0.65 | 100 |  | 15.6 |  | kjm - 5/22/08 - added to facilitate separate cfl (Lt2) profiles
; | HSP | Kit | Yr | Lt2 | WeH | DEER08-HSP-Kit-Yr-Lt2-WeH |  |  | 0.2 | 0.2 | 0.2 | 0.2 | 0.2 | 0.2 | 0.2 | 0.2 | 0.2 | 0.2 | 0.2 | 0.2 | 0.2 | 0.2 | 0.2 | 0.2 | 0.2 | 0.2 | 0.2 | 0.2 | 0.2 | 0.2 | 0.2 | 0.2 | 100 |  | 4.8 |  | kjm - 5/22/08 - added to facilitate separate cfl (Lt2) profiles
; | HSP | 24W | Yr | Lt1 | All | DEER08-HSP-24W-Yr-Lt1-All |  |  | 0.3 | 0.3 | 0.3 | 0.3 | 0.3 | 0.47308 | 0.68077 | 0.75 | 0.75 | 0.75 | 0.75 | 0.75 | 0.75 | 0.75 | 0.75 | 0.75 | 0.75 | 0.75 | 0.75 | 0.75 | 0.75 | 0.47308 | 0.3 | 0.3 | 100 |  | 14.2269 |  | kjm - 5/22/08 - added to facilitate separate cfl (Lt2) profiles
; | HSP | 24W | Yr | Lt2 | All | DEER08-HSP-24W-Yr-Lt2-All |  |  | 0.2 | 0.2 | 0.2 | 0.2 | 0.2 | 0.37308 | 0.58077 | 0.65 | 0.65 | 0.65 | 0.65 | 0.65 | 0.65 | 0.65 | 0.65 | 0.65 | 0.65 | 0.65 | 0.65 | 0.65 | 0.65 | 0.37308 | 0.2 | 0.2 | 100 |  | 11.8269 |  | kjm - 5/22/08 - added to facilitate separate cfl (Lt2) profiles
; | HSP | 24C | Yr | Lt1 | Wd | DEER08-HSP-24C-Yr-Lt1-Wd |  |  | 0.3 | 0.3 | 0.3 | 0.3 | 0.3 | 0.3 | 0.3 | 0.3 | 0.75 | 0.75 | 0.75 | 0.75 | 0.75 | 0.75 | 0.75 | 0.75 | 0.75 | 0.75 | 0.75 | 0.75 | 0.3 | 0.3 | 0.3 | 0.3 | 100 |  | 12.6 |  | kjm - 5/22/08 - added to facilitate separate cfl (Lt2) profiles
; | HSP | 24C | Yr | Lt1 | WeH | DEER08-HSP-24C-Yr-Lt1-WeH |  |  | 0.3 | 0.3 | 0.3 | 0.3 | 0.3 | 0.3 | 0.3 | 0.3 | 0.5 | 0.5 | 0.5 | 0.5 | 0.5 | 0.5 | 0.5 | 0.5 | 0.5 | 0.5 | 0.5 | 0.5 | 0.3 | 0.3 | 0.3 | 0.3 | 100 |  | 9.6 |  | kjm - 5/22/08 - added to facilitate separate cfl (Lt2) profiles
; | HSP | 24C | Yr | Lt2 | Wd | DEER08-HSP-24C-Yr-Lt2-Wd |  |  | 0.2 | 0.2 | 0.2 | 0.2 | 0.2 | 0.2 | 0.2 | 0.2 | 0.65 | 0.65 | 0.65 | 0.65 | 0.65 | 0.65 | 0.65 | 0.65 | 0.65 | 0.65 | 0.65 | 0.65 | 0.2 | 0.2 | 0.2 | 0.2 | 100 |  | 10.2 |  | kjm - 5/22/08 - added to facilitate separate cfl (Lt2) profiles
; | HSP | 24C | Yr | Lt2 | WeH | DEER08-HSP-24C-Yr-Lt2-WeH |  |  | 0.2 | 0.2 | 0.2 | 0.2 | 0.2 | 0.2 | 0.2 | 0.2 | 0.45 | 0.45 | 0.45 | 0.45 | 0.45 | 0.45 | 0.45 | 0.45 | 0.45 | 0.45 | 0.45 | 0.45 | 0.2 | 0.2 | 0.2 | 0.2 | 100 |  | 7.8 |  | kjm - 5/22/08 - added to facilitate separate cfl (Lt2) profiles
; | HSP | 12C | Yr | Lt1 | Wd | DEER08-HSP-12C-Yr-Lt1-Wd |  |  | 0.3 | 0.3 | 0.3 | 0.3 | 0.3 | 0.3 | 0.3 | 0.3 | 0.75 | 0.75 | 0.75 | 0.75 | 0.75 | 0.75 | 0.75 | 0.75 | 0.75 | 0.75 | 0.75 | 0.75 | 0.3 | 0.3 | 0.3 | 0.3 | 100 |  | 12.6 |  | kjm - 5/22/08 - added to facilitate separate cfl (Lt2) profiles
; | HSP | 12C | Yr | Lt1 | WeH | DEER08-HSP-12C-Yr-Lt1-WeH |  |  | 0.3 | 0.3 | 0.3 | 0.3 | 0.3 | 0.3 | 0.3 | 0.3 | 0.5 | 0.5 | 0.5 | 0.5 | 0.5 | 0.5 | 0.5 | 0.5 | 0.5 | 0.5 | 0.5 | 0.5 | 0.3 | 0.3 | 0.3 | 0.3 | 100 |  | 9.6 |  | kjm - 5/22/08 - added to facilitate separate cfl (Lt2) profiles
; | HSP | 12C | Yr | Lt2 | Wd | DEER08-HSP-12C-Yr-Lt2-Wd |  |  | 0.2 | 0.2 | 0.2 | 0.2 | 0.2 | 0.2 | 0.2 | 0.2 | 0.65 | 0.65 | 0.65 | 0.65 | 0.65 | 0.65 | 0.65 | 0.65 | 0.65 | 0.65 | 0.65 | 0.65 | 0.2 | 0.2 | 0.2 | 0.2 | 100 |  | 10.2 |  | kjm - 5/22/08 - added to facilitate separate cfl (Lt2) profiles
; | HSP | 12C | Yr | Lt2 | WeH | DEER08-HSP-12C-Yr-Lt2-WeH |  |  | 0.2 | 0.2 | 0.2 | 0.2 | 0.2 | 0.2 | 0.2 | 0.2 | 0.45 | 0.45 | 0.45 | 0.45 | 0.45 | 0.45 | 0.45 | 0.45 | 0.45 | 0.45 | 0.45 | 0.45 | 0.2 | 0.2 | 0.2 | 0.2 | 100 |  | 7.8 |  | kjm - 5/22/08 - added to facilitate separate cfl (Lt2) profiles
; | HSP | 24N | Yr | Lt1 | All | DEER08-HSP-24N-Yr-Lt1-All |  |  | 0.9 | 0.9 | 0.9 | 0.9 | 0.9 | 0.9 | 0.9 | 0.9 | 0.9 | 0.9 | 0.9 | 0.9 | 0.9 | 0.9 | 0.9 | 0.9 | 0.9 | 0.9 | 0.9 | 0.9 | 0.9 | 0.9 | 0.9 | 0.9 | 100 |  | 21.6 |  | kjm - 5/22/08 - added to facilitate separate cfl (Lt2) profiles
; | HSP | 24N | Yr | Lt2 | All | DEER08-HSP-24N-Yr-Lt2-All |  |  | 0.6 | 0.6 | 0.6 | 0.6 | 0.6 | 0.6 | 0.6 | 0.6 | 0.6 | 0.6 | 0.6 | 0.6 | 0.6 | 0.6 | 0.6 | 0.6 | 0.6 | 0.6 | 0.6 | 0.6 | 0.6 | 0.6 | 0.6 | 0.6 | 100 |  | 14.4 |  | kjm - 5/22/08 - added to facilitate separate cfl (Lt2) profiles
; | NRS | Fac | Yr | Lt1 | Wd | DEER08-NRS-Fac-Yr-Lt1-Wd |  |  | 0.1 | 0.1 | 0.1 | 0.1 | 0.1 | 0.1 | 0.1 | 0.1 | 0.7 | 0.7 | 0.7 | 0.7 | 0.7 | 0.7 | 0.7 | 0.7 | 0.7 | 0.7 | 0.7 | 0.7 | 0.7 | 0.1 | 0.1 | 0.1 | 100 |  | 10.2 |  | kjm - 5/22/08 - added to facilitate separate cfl (Lt2) profiles
; | NRS | Fac | Yr | Lt1 | WeH | DEER08-NRS-Fac-Yr-Lt1-WeH |  |  | 0.1 | 0.1 | 0.1 | 0.1 | 0.1 | 0.1 | 0.1 | 0.1 | 0.7 | 0.7 | 0.7 | 0.7 | 0.7 | 0.7 | 0.7 | 0.7 | 0.7 | 0.7 | 0.7 | 0.7 | 0.7 | 0.1 | 0.1 | 0.1 | 100 |  | 10.2 |  | kjm - 5/22/08 - added to facilitate separate cfl (Lt2) profiles
; | NRS | Fac | Yr | Lt2 | Wd | DEER08-NRS-Fac-Yr-Lt2-Wd |  |  | 0.125 | 0.125 | 0.125 | 0.125 | 0.125 | 0.125 | 0.125 | 0.125 | 0.625 | 0.625 | 0.625 | 0.625 | 0.625 | 0.625 | 0.625 | 0.625 | 0.625 | 0.625 | 0.625 | 0.625 | 0.625 | 0.125 | 0.125 | 0.125 | 100 |  | 9.5 |  | kjm - 5/22/08 - added to facilitate separate cfl (Lt2) profiles
; | NRS | Fac | Yr | Lt2 | WeH | DEER08-NRS-Fac-Yr-Lt2-WeH |  |  | 0.125 | 0.125 | 0.125 | 0.125 | 0.125 | 0.125 | 0.125 | 0.125 | 0.625 | 0.625 | 0.625 | 0.625 | 0.625 | 0.625 | 0.625 | 0.625 | 0.625 | 0.625 | 0.625 | 0.625 | 0.625 | 0.125 | 0.125 | 0.125 | 100 |  | 9.5 |  | kjm - 5/22/08 - added to facilitate separate cfl (Lt2) profiles
; | NRS | Adm | Yr | Lt1 | Wd | DEER08-NRS-Adm-Yr-Lt1-Wd |  |  | 0.1 | 0.1 | 0.1 | 0.1 | 0.1 | 0.1 | 0.1 | 0.7 | 0.7 | 0.7 | 0.7 | 0.7 | 0.7 | 0.7 | 0.7 | 0.7 | 0.7 | 0.7 | 0.7 | 0.7 | 0.7 | 0.1 | 0.1 | 0.1 | 100 |  | 10.8 |  | kjm - 5/22/08 - added to facilitate separate cfl (Lt2) profiles
; | NRS | Adm | Yr | Lt1 | WeH | DEER08-NRS-Adm-Yr-Lt1-WeH |  |  | 0.1 | 0.1 | 0.1 | 0.1 | 0.1 | 0.1 | 0.1 | 0.7 | 0.7 | 0.7 | 0.7 | 0.7 | 0.7 | 0.7 | 0.7 | 0.7 | 0.7 | 0.7 | 0.7 | 0.7 | 0.7 | 0.1 | 0.1 | 0.1 | 100 |  | 10.8 |  | kjm - 5/22/08 - added to facilitate separate cfl (Lt2) profiles
; | NRS | Adm | Yr | Lt2 | Wd | DEER08-NRS-Adm-Yr-Lt2-Wd |  |  | 0.125 | 0.125 | 0.125 | 0.125 | 0.125 | 0.125 | 0.125 | 0.6 | 0.6 | 0.6 | 0.6 | 0.6 | 0.6 | 0.6 | 0.6 | 0.6 | 0.6 | 0.6 | 0.6 | 0.6 | 0.6 | 0.125 | 0.125 | 0.125 | 100 |  | 9.65 |  | kjm - 5/22/08 - added to facilitate separate cfl (Lt2) profiles
; | NRS | Adm | Yr | Lt2 | WeH | DEER08-NRS-Adm-Yr-Lt2-WeH |  |  | 0.125 | 0.125 | 0.125 | 0.125 | 0.125 | 0.125 | 0.125 | 0.6 | 0.6 | 0.6 | 0.6 | 0.6 | 0.6 | 0.6 | 0.6 | 0.6 | 0.6 | 0.6 | 0.6 | 0.6 | 0.6 | 0.125 | 0.125 | 0.125 | 100 |  | 9.65 |  | kjm - 5/22/08 - added to facilitate separate cfl (Lt2) profiles
; | NRS | Kit | Yr | Lt1 | Wd | DEER08-NRS-Kit-Yr-Lt1-Wd |  |  | 0.1 | 0.1 | 0.1 | 0.1 | 0.1 | 0.1 | 0.1 | 0.675 | 0.675 | 0.675 | 0.675 | 0.675 | 0.675 | 0.675 | 0.675 | 0.675 | 0.675 | 0.675 | 0.675 | 0.675 | 0.675 | 0.1 | 0.1 | 0.1 | 100 |  | 10.45 |  | kjm - 5/22/08 - added to facilitate separate cfl (Lt2) profiles
; | NRS | Kit | Yr | Lt1 | WeH | DEER08-NRS-Kit-Yr-Lt1-WeH |  |  | 0.1 | 0.1 | 0.1 | 0.1 | 0.1 | 0.1 | 0.1 | 0.675 | 0.675 | 0.675 | 0.675 | 0.675 | 0.675 | 0.675 | 0.675 | 0.675 | 0.675 | 0.675 | 0.675 | 0.675 | 0.675 | 0.1 | 0.1 | 0.1 | 100 |  | 10.45 |  | kjm - 5/22/08 - added to facilitate separate cfl (Lt2) profiles
; | NRS | Kit | Yr | Lt2 | Wd | DEER08-NRS-Kit-Yr-Lt2-Wd |  |  | 0.125 | 0.125 | 0.125 | 0.125 | 0.125 | 0.125 | 0.125 | 0.6 | 0.6 | 0.6 | 0.6 | 0.6 | 0.6 | 0.6 | 0.6 | 0.6 | 0.6 | 0.6 | 0.6 | 0.6 | 0.6 | 0.125 | 0.125 | 0.125 | 100 |  | 9.65 |  | kjm - 5/22/08 - added to facilitate separate cfl (Lt2) profiles
; | NRS | Kit | Yr | Lt2 | WeH | DEER08-NRS-Kit-Yr-Lt2-WeH |  |  | 0.125 | 0.125 | 0.125 | 0.125 | 0.125 | 0.125 | 0.125 | 0.6 | 0.6 | 0.6 | 0.6 | 0.6 | 0.6 | 0.6 | 0.6 | 0.6 | 0.6 | 0.6 | 0.6 | 0.6 | 0.6 | 0.125 | 0.125 | 0.125 | 100 |  | 9.65 |  | kjm - 5/22/08 - added to facilitate separate cfl (Lt2) profiles
; | NRS | Rm | Yr | Lt1 | All | DEER08-NRS-Rm-Yr-Lt1-All |  |  | 0.15 | 0.15 | 0.15 | 0.15 | 0.15 | 0.54 | 0.8 | 0.62667 | 0.62667 | 0.62667 | 0.62667 | 0.62667 | 0.62667 | 0.62667 | 0.62667 | 0.62667 | 0.62667 | 0.62667 | 0.62667 | 0.62667 | 0.62667 | 0.54 | 0.28 | 0.28 | 100 |  | 11.9633 |  | kjm - 5/22/08 - added to facilitate separate cfl (Lt2) profiles
; | NRS | Rm | Yr | Lt2 | All | DEER08-NRS-Rm-Yr-Lt2-All |  |  | 0.175 | 0.175 | 0.175 | 0.175 | 0.175 | 0.43 | 0.6 | 0.48667 | 0.48667 | 0.48667 | 0.48667 | 0.48667 | 0.48667 | 0.48667 | 0.48667 | 0.48667 | 0.48667 | 0.48667 | 0.48667 | 0.48667 | 0.48667 | 0.43 | 0.26 | 0.26 | 100 |  | 9.6683 |  | kjm - 5/22/08 - added to facilitate separate cfl (Lt2) profiles
; | HTLp | Fac | Yr | Lt1 | Wd | DEER08-HTLp-Fac-Yr-Lt1-Wd |  |  | 0.15 | 0.15 | 0.15 | 0.15 | 0.21 | 0.33 | 0.53 | 0.73 | 0.8 | 0.83 | 0.83 | 0.83 | 0.83 | 0.83 | 0.83 | 0.8 | 0.73 | 0.53 | 0.33 | 0.21 | 0.15 | 0.15 | 0.15 | 0.15 | 100 |  | 11.38 |  | kjm - 5/22/08 - added to facilitate separate cfl (Lt2) profiles
; | HTLp | Fac | Yr | Lt1 | WeH | DEER08-HTLp-Fac-Yr-Lt1-WeH |  |  | 0.15 | 0.15 | 0.15 | 0.15 | 0.21 | 0.33 | 0.53 | 0.73 | 0.8 | 0.83 | 0.83 | 0.83 | 0.83 | 0.83 | 0.83 | 0.8 | 0.73 | 0.53 | 0.33 | 0.21 | 0.15 | 0.15 | 0.15 | 0.15 | 100 |  | 11.38 |  | kjm - 5/22/08 - added to facilitate separate cfl (Lt2) profiles
; | HTLp | Fac | Yr | Lt2 | Wd | DEER08-HTLp-Fac-Yr-Lt2-Wd |  |  | 0.25 | 0.25 | 0.25 | 0.25 | 0.25 | 0.25 | 0.3975 | 0.5475 | 0.6 | 0.6225 | 0.6225 | 0.6225 | 0.6225 | 0.6225 | 0.6225 | 0.6 | 0.5475 | 0.3975 | 0.25 | 0.25 | 0.25 | 0.25 | 0.25 | 0.25 | 100 |  | 9.825 |  | kjm - 5/22/08 - added to facilitate separate cfl (Lt2) profiles
; | HTLp | Fac | Yr | Lt2 | WeH | DEER08-HTLp-Fac-Yr-Lt2-WeH |  |  | 0.25 | 0.25 | 0.25 | 0.25 | 0.25 | 0.25 | 0.3975 | 0.5475 | 0.6 | 0.6225 | 0.6225 | 0.6225 | 0.6225 | 0.6225 | 0.6225 | 0.6 | 0.5475 | 0.3975 | 0.25 | 0.25 | 0.25 | 0.25 | 0.25 | 0.25 | 100 |  | 9.825 |  | kjm - 5/22/08 - added to facilitate separate cfl (Lt2) profiles
; | HTLp | Adm | Yr | Lt1 | Wd | DEER08-HTLp-Adm-Yr-Lt1-Wd |  |  | 0.16 | 0.16 | 0.16 | 0.16 | 0.16 | 0.18 | 0.28 | 0.45 | 0.7 | 0.73 | 0.73 | 0.73 | 0.73 | 0.73 | 0.73 | 0.73 | 0.67 | 0.57 | 0.43 | 0.3 | 0.2 | 0.16 | 0.16 | 0.16 | 100 |  | 10.17 |  | kjm - 5/22/08 - added to facilitate separate cfl (Lt2) profiles
; | HTLp | Adm | Yr | Lt1 | WeH | DEER08-HTLp-Adm-Yr-Lt1-WeH |  |  | 0.16 | 0.16 | 0.16 | 0.16 | 0.16 | 0.16 | 0.168 | 0.27 | 0.42 | 0.438 | 0.438 | 0.438 | 0.438 | 0.438 | 0.438 | 0.438 | 0.402 | 0.342 | 0.258 | 0.18 | 0.16 | 0.16 | 0.16 | 0.16 | 100 |  | 6.706 |  | kjm - 5/22/08 - added to facilitate separate cfl (Lt2) profiles
; | HTLp | Adm | Yr | Lt2 | Wd | DEER08-HTLp-Adm-Yr-Lt2-Wd |  |  | 0.25 | 0.25 | 0.25 | 0.25 | 0.25 | 0.25 | 0.25 | 0.3375 | 0.525 | 0.5475 | 0.5475 | 0.5475 | 0.5475 | 0.5475 | 0.5475 | 0.5475 | 0.5025 | 0.4275 | 0.3225 | 0.25 | 0.25 | 0.25 | 0.25 | 0.25 | 100 |  | 8.9475 |  | kjm - 5/22/08 - added to facilitate separate cfl (Lt2) profiles
; | HTLp | Adm | Yr | Lt2 | WeH | DEER08-HTLp-Adm-Yr-Lt2-WeH |  |  | 0.25 | 0.25 | 0.25 | 0.25 | 0.25 | 0.25 | 0.25 | 0.25 | 0.315 | 0.3285 | 0.3285 | 0.3285 | 0.3285 | 0.3285 | 0.3285 | 0.3285 | 0.3015 | 0.2565 | 0.25 | 0.25 | 0.25 | 0.25 | 0.25 | 0.25 | 100 |  | 6.6725 |  | kjm - 5/22/08 - added to facilitate separate cfl (Lt2) profiles
; | HTLp | Kit | Yr | Lt1 | Wd | DEER08-HTLp-Kit-Yr-Lt1-Wd |  |  | 0.2 | 0.2 | 0.2 | 0.2 | 0.2 | 0.22737 | 0.33789 | 0.46421 | 0.60632 | 0.76421 | 0.88 | 0.88 | 0.88 | 0.88 | 0.88 | 0.88 | 0.88 | 0.78 | 0.60632 | 0.54316 | 0.44842 | 0.43263 | 0.30632 | 0.27474 | 100 |  | 12.9516 |  | kjm - 5/22/08 - added to facilitate separate cfl (Lt2) profiles
; | HTLp | Kit | Yr | Lt1 | WeH | DEER08-HTLp-Kit-Yr-Lt1-WeH |  |  | 0.2 | 0.2 | 0.2 | 0.2 | 0.2 | 0.2 | 0.28721 | 0.39458 | 0.51537 | 0.64958 | 0.748 | 0.748 | 0.748 | 0.748 | 0.748 | 0.748 | 0.748 | 0.663 | 0.51537 | 0.46168 | 0.38116 | 0.36774 | 0.26037 | 0.23353 | 100 |  | 11.1656 |  | kjm - 5/22/08 - added to facilitate separate cfl (Lt2) profiles
; | HTLp | Kit | Yr | Lt2 | Wd | DEER08-HTLp-Kit-Yr-Lt2-Wd |  |  | 0.25 | 0.25 | 0.25 | 0.25 | 0.25 | 0.25 | 0.25342 | 0.34816 | 0.45474 | 0.57316 | 0.66 | 0.66 | 0.66 | 0.66 | 0.66 | 0.66 | 0.66 | 0.585 | 0.45474 | 0.40737 | 0.33632 | 0.32447 | 0.25 | 0.25 | 100 |  | 10.3574 |  | kjm - 5/22/08 - added to facilitate separate cfl (Lt2) profiles
; | HTLp | Kit | Yr | Lt2 | WeH | DEER08-HTLp-Kit-Yr-Lt2-WeH |  |  | 0.25 | 0.25 | 0.25 | 0.25 | 0.25 | 0.25 | 0.25 | 0.29593 | 0.38653 | 0.48718 | 0.561 | 0.561 | 0.561 | 0.561 | 0.561 | 0.561 | 0.561 | 0.49725 | 0.38653 | 0.34626 | 0.28587 | 0.2758 | 0.25 | 0.25 | 100 |  | 9.1384 |  | kjm - 5/22/08 - added to facilitate separate cfl (Lt2) profiles
; | HTLp | Rst | Yr | Lt1 | Wd | DEER08-HTLp-Rst-Yr-Lt1-Wd |  |  | 0.17632 | 0.16316 | 0.15 | 0.15 | 0.16316 | 0.18947 | 0.28158 | 0.38684 | 0.50526 | 0.63684 | 0.76842 | 0.78158 | 0.83421 | 0.9 | 0.87368 | 0.83421 | 0.76842 | 0.65 | 0.50526 | 0.45263 | 0.37368 | 0.36053 | 0.25526 | 0.22895 | 100 |  | 11.3895 |  | kjm - 5/22/08 - added to facilitate separate cfl (Lt2) profiles
; | HTLp | Rst | Yr | Lt1 | WeH | DEER08-HTLp-Rst-Yr-Lt1-WeH |  |  | 0.073684 | 0.066842 | 0.06 | 0.06 | 0.066842 | 0.080526 | 0.12842 | 0.18316 | 0.24474 | 0.31316 | 0.38158 | 0.38842 | 0.41579 | 0.45 | 0.43632 | 0.41579 | 0.38158 | 0.32 | 0.24474 | 0.21737 | 0.17632 | 0.16947 | 0.11474 | 0.10105 | 100 |  | 5.4905 |  | kjm - 5/22/08 - added to facilitate separate cfl (Lt2) profiles
; | HTLp | Rst | Yr | Lt2 | Wd | DEER08-HTLp-Rst-Yr-Lt2-Wd |  |  | 0.25 | 0.25 | 0.25 | 0.25 | 0.25 | 0.25 | 0.25 | 0.29013 | 0.37895 | 0.47763 | 0.57632 | 0.58618 | 0.62566 | 0.675 | 0.65526 | 0.62566 | 0.57632 | 0.4875 | 0.37895 | 0.33947 | 0.28026 | 0.27039 | 0.25 | 0.25 | 100 |  | 9.4737 |  | kjm - 5/22/08 - added to facilitate separate cfl (Lt2) profiles
; | HTLp | Rst | Yr | Lt2 | WeH | DEER08-HTLp-Rst-Yr-Lt2-WeH |  |  | 0.25 | 0.25 | 0.25 | 0.25 | 0.25 | 0.25 | 0.25 | 0.25 | 0.25 | 0.25 | 0.28618 | 0.29132 | 0.31184 | 0.3375 | 0.32724 | 0.31184 | 0.28618 | 0.25 | 0.25 | 0.25 | 0.25 | 0.25 | 0.25 | 0.25 | 100 |  | 6.4021 |  | kjm - 5/22/08 - added to facilitate separate cfl (Lt2) profiles
; | HTLr | Rms | Yr | Lt1 | Wd | DEER08-HTLr-Rms-Yr-Lt1-Wd |  |  | 0.095222 | 0.069449 | 0.056237 | 0.048683 | 0.046771 | 0.066949 | 0.089926 | 0.11237 | 0.14509 | 0.14922 | 0.1552 | 0.13409 | 0.12299 | 0.12128 | 0.11096 | 0.0972 | 0.11854 | 0.14147 | 0.17541 | 0.18894 | 0.19377 | 0.19116 | 0.16874 | 0.11769 | 100 |  | 2.9174 |  | kjm - 5/22/08 - added to facilitate separate cfl (Lt2) profiles
; | HTLr | Rms | Yr | Lt1 | WeH | DEER08-HTLr-Rms-Yr-Lt1-WeH |  |  | 0.095222 | 0.069449 | 0.056237 | 0.048683 | 0.046771 | 0.066949 | 0.089926 | 0.11237 | 0.14509 | 0.14922 | 0.1552 | 0.13409 | 0.12299 | 0.12128 | 0.11096 | 0.0972 | 0.11854 | 0.14147 | 0.17541 | 0.18894 | 0.19377 | 0.19116 | 0.16874 | 0.11769 | 100 |  | 2.9174 |  | kjm - 5/22/08 - added to facilitate separate cfl (Lt2) profiles
; | HTLr | Rms | Yr | Lt2 | Wd | DEER08-HTLr-Rms-Yr-Lt2-Wd |  |  | 0.095222 | 0.069449 | 0.056237 | 0.048683 | 0.046771 | 0.066949 | 0.089926 | 0.11237 | 0.14509 | 0.14922 | 0.1552 | 0.13409 | 0.12299 | 0.12128 | 0.11096 | 0.0972 | 0.11854 | 0.14147 | 0.17541 | 0.18894 | 0.19377 | 0.19116 | 0.16874 | 0.11769 | 100 |  | 2.9174 |  | kjm - 5/22/08 - added to facilitate separate cfl (Lt2) profiles
; | HTLr | Rms | Yr | Lt2 | WeH | DEER08-HTLr-Rms-Yr-Lt2-WeH |  |  | 0.095222 | 0.069449 | 0.056237 | 0.048683 | 0.046771 | 0.066949 | 0.089926 | 0.11237 | 0.14509 | 0.14922 | 0.1552 | 0.13409 | 0.12299 | 0.12128 | 0.11096 | 0.0972 | 0.11854 | 0.14147 | 0.17541 | 0.18894 | 0.19377 | 0.19116 | 0.16874 | 0.11769 | 100 |  | 2.9174 |  | kjm - 5/22/08 - added to facilitate separate cfl (Lt2) profiles
; | MTL | 0H | Yr | Lt1 | Wd | DEER08-MTL-0H-Yr-Lt1-Wd |  |  | 0 | 0 | 0 | 0 | 0 | 0 | 0 | 0 | 0 | 0 | 0 | 0 | 0 | 0 | 0 | 0 | 0 | 0 | 0 | 0 | 0 | 0 | 0 | 0 | 100 |  | 0 |  | kjm - 5/22/08 - added to facilitate separate cfl (Lt2) profiles
; | MTL | 0H | Yr | Lt1 | WeH | DEER08-MTL-0H-Yr-Lt1-WeH |  |  | 0 | 0 | 0 | 0 | 0 | 0 | 0 | 0 | 0 | 0 | 0 | 0 | 0 | 0 | 0 | 0 | 0 | 0 | 0 | 0 | 0 | 0 | 0 | 0 | 100 |  | 0 |  | kjm - 5/22/08 - added to facilitate separate cfl (Lt2) profiles
; | MTL | 0H | Yr | Lt2 | Wd | DEER08-MTL-0H-Yr-Lt2-Wd |  |  | 0 | 0 | 0 | 0 | 0 | 0 | 0 | 0 | 0 | 0 | 0 | 0 | 0 | 0 | 0 | 0 | 0 | 0 | 0 | 0 | 0 | 0 | 0 | 0 | 100 |  | 0 |  | kjm - 5/22/08 - added to facilitate separate cfl (Lt2) profiles
; | MTL | 0H | Yr | Lt2 | WeH | DEER08-MTL-0H-Yr-Lt2-WeH |  |  | 0 | 0 | 0 | 0 | 0 | 0 | 0 | 0 | 0 | 0 | 0 | 0 | 0 | 0 | 0 | 0 | 0 | 0 | 0 | 0 | 0 | 0 | 0 | 0 | 100 |  | 0 |  | kjm - 5/22/08 - added to facilitate separate cfl (Lt2) profiles
; | MTL | 12H | Yr | Lt1 | Wd | DEER08-MTL-12H-Yr-Lt1-Wd |  |  | 0.058068 | 0.042351 | 0.034294 | 0.029688 | 0.028522 | 0.040827 | 0.054839 | 0.082234 | 0.10617 | 0.1092 | 0.11357 | 0.098124 | 0.09 | 0.088753 | 0.081202 | 0.071129 | 0.086747 | 0.10352 | 0.12836 | 0.13826 | 0.1418 | 0.13989 | 0.12348 | 0.086121 | 100 |  | 2.0772 |  | kjm - 5/22/08 - added to facilitate separate cfl (Lt2) profiles
; | MTL | 12H | Yr | Lt1 | WeH | DEER08-MTL-12H-Yr-Lt1-WeH |  |  | 0.058068 | 0.042351 | 0.034294 | 0.029688 | 0.028522 | 0.040827 | 0.054839 | 0.082234 | 0.10617 | 0.1092 | 0.11357 | 0.098124 | 0.09 | 0.088753 | 0.081202 | 0.071129 | 0.086747 | 0.10352 | 0.12836 | 0.13826 | 0.1418 | 0.13989 | 0.12348 | 0.086121 | 100 |  | 2.0772 |  | kjm - 5/22/08 - added to facilitate separate cfl (Lt2) profiles
; | MTL | 12H | Yr | Lt2 | Wd | DEER08-MTL-12H-Yr-Lt2-Wd |  |  | 0.058068 | 0.042351 | 0.034294 | 0.029688 | 0.028522 | 0.040827 | 0.054839 | 0.082234 | 0.10617 | 0.1092 | 0.11357 | 0.098124 | 0.09 | 0.088753 | 0.081202 | 0.071129 | 0.086747 | 0.10352 | 0.12836 | 0.13826 | 0.1418 | 0.13989 | 0.12348 | 0.086121 | 100 |  | 2.0772 |  | kjm - 5/22/08 - added to facilitate separate cfl (Lt2) profiles
; | MTL | 12H | Yr | Lt2 | WeH | DEER08-MTL-12H-Yr-Lt2-WeH |  |  | 0.058068 | 0.042351 | 0.034294 | 0.029688 | 0.028522 | 0.040827 | 0.054839 | 0.082234 | 0.10617 | 0.1092 | 0.11357 | 0.098124 | 0.09 | 0.088753 | 0.081202 | 0.071129 | 0.086747 | 0.10352 | 0.12836 | 0.13826 | 0.1418 | 0.13989 | 0.12348 | 0.086121 | 100 |  | 2.0772 |  | kjm - 5/22/08 - added to facilitate separate cfl (Lt2) profiles
; | MTL | 24H | Yr | Lt1 | Wd | DEER08-MTL-24H-Yr-Lt1-Wd |  |  | 0.086668 | 0.063211 | 0.051186 | 0.04431 | 0.04257 | 0.060936 | 0.081849 | 0.12274 | 0.15847 | 0.16298 | 0.16951 | 0.14645 | 0.13433 | 0.13247 | 0.1212 | 0.10616 | 0.12947 | 0.15451 | 0.19159 | 0.20636 | 0.21164 | 0.20879 | 0.1843 | 0.12854 | 100 |  | 3.1002 |  | kjm - 5/22/08 - added to facilitate separate cfl (Lt2) profiles
; | MTL | 24H | Yr | Lt1 | WeH | DEER08-MTL-24H-Yr-Lt1-WeH |  |  | 0.086668 | 0.063211 | 0.051186 | 0.04431 | 0.04257 | 0.060936 | 0.081849 | 0.12274 | 0.15847 | 0.16298 | 0.16951 | 0.14645 | 0.13433 | 0.13247 | 0.1212 | 0.10616 | 0.12947 | 0.15451 | 0.19159 | 0.20636 | 0.21164 | 0.20879 | 0.1843 | 0.12854 | 100 |  | 3.1002 |  | kjm - 5/22/08 - added to facilitate separate cfl (Lt2) profiles
; | MTL | 24H | Yr | Lt2 | Wd | DEER08-MTL-24H-Yr-Lt2-Wd |  |  | 0.086668 | 0.063211 | 0.051186 | 0.04431 | 0.04257 | 0.060936 | 0.081849 | 0.12274 | 0.15847 | 0.16298 | 0.16951 | 0.14645 | 0.13433 | 0.13247 | 0.1212 | 0.10616 | 0.12947 | 0.15451 | 0.19159 | 0.20636 | 0.21164 | 0.20879 | 0.1843 | 0.12854 | 100 |  | 3.1002 |  | kjm - 5/22/08 - added to facilitate separate cfl (Lt2) profiles
; | MTL | 24H | Yr | Lt2 | WeH | DEER08-MTL-24H-Yr-Lt2-WeH |  |  | 0.086668 | 0.063211 | 0.051186 | 0.04431 | 0.04257 | 0.060936 | 0.081849 | 0.12274 | 0.15847 | 0.16298 | 0.16951 | 0.14645 | 0.13433 | 0.13247 | 0.1212 | 0.10616 | 0.12947 | 0.15451 | 0.19159 | 0.20636 | 0.21164 | 0.20879 | 0.1843 | 0.12854 | 100 |  | 3.1002 |  | kjm - 5/22/08 - added to facilitate separate cfl (Lt2) profiles
; | MTL | Off | Yr | Lt1 | All | DEER08-MTL-Off-Yr-Lt1-All |  |  | 0.7 | 0.7 | 0.7 | 0.7 | 0.7 | 0.7 | 0.7 | 0.7 | 0.7 | 0.7 | 0.7 | 0.7 | 0.7 | 0.7 | 0.7 | 0.7 | 0.7 | 0.7 | 0.7 | 0.7 | 0.7 | 0.7 | 0.7 | 0.7 | 100 |  | 16.8 |  | kjm - 5/22/08 - added to facilitate separate cfl (Lt2) profiles
; | MTL | Off | Yr | Lt2 | All | DEER08-MTL-Off-Yr-Lt2-All |  |  | 0.7 | 0.7 | 0.7 | 0.7 | 0.7 | 0.7 | 0.7 | 0.7 | 0.7 | 0.7 | 0.7 | 0.7 | 0.7 | 0.7 | 0.7 | 0.7 | 0.7 | 0.7 | 0.7 | 0.7 | 0.7 | 0.7 | 0.7 | 0.7 | 100 |  | 16.8 |  | kjm - 5/22/08 - added to facilitate separate cfl (Lt2) profiles
; | MTL | Fac | Yr | Lt1 | All | DEER08-MTL-Fac-Yr-Lt1-All |  |  | 0.6 | 0.6 | 0.6 | 0.6 | 0.6 | 0.6 | 0.6 | 0.6 | 0.6 | 0.6 | 0.6 | 0.6 | 0.6 | 0.6 | 0.6 | 0.6 | 0.6 | 0.6 | 0.6 | 0.6 | 0.6 | 0.6 | 0.6 | 0.6 | 100 |  | 14.4 |  | kjm - 5/22/08 - added to facilitate separate cfl (Lt2) profiles
; | MTL | Fac | Yr | Lt2 | All | DEER08-MTL-Fac-Yr-Lt2-All |  |  | 0.4 | 0.4 | 0.4 | 0.4 | 0.4 | 0.4 | 0.4 | 0.4 | 0.4 | 0.4 | 0.4 | 0.4 | 0.4 | 0.4 | 0.4 | 0.4 | 0.4 | 0.4 | 0.4 | 0.4 | 0.4 | 0.4 | 0.4 | 0.4 | 100 |  | 9.6 |  | kjm - 5/22/08 - added to facilitate separate cfl (Lt2) profiles
; | MTL | Cor | Yr | Lt1 | All | DEER08-MTL-Cor-Yr-Lt1-All |  |  | 0.9 | 0.9 | 0.9 | 0.9 | 0.9 | 0.9 | 0.9 | 0.9 | 0.9 | 0.9 | 0.9 | 0.9 | 0.9 | 0.9 | 0.9 | 0.9 | 0.9 | 0.9 | 0.9 | 0.9 | 0.9 | 0.9 | 0.9 | 0.9 | 100 |  | 21.6 |  | kjm - 5/22/08 - added to facilitate separate cfl (Lt2) profiles
; | MTL | Cor | Yr | Lt2 | All | DEER08-MTL-Cor-Yr-Lt2-All |  |  | 0.7 | 0.7 | 0.7 | 0.7 | 0.7 | 0.7 | 0.7 | 0.7 | 0.7 | 0.7 | 0.7 | 0.7 | 0.7 | 0.7 | 0.7 | 0.7 | 0.7 | 0.7 | 0.7 | 0.7 | 0.7 | 0.7 | 0.7 | 0.7 | 100 |  | 16.8 |  | kjm - 5/22/08 - added to facilitate separate cfl (Lt2) profiles
; | MBT | Mfg | Yr | Lt1 | Wd | DEER08-MBT-Mfg-Yr-Lt1-Wd |  |  | 0.15 | 0.15 | 0.15 | 0.15 | 0.15 | 0.15 | 0.28421 | 0.82105 | 0.9 | 0.9 | 0.9 | 0.9 | 0.9 | 0.9 | 0.9 | 0.9 | 0.77632 | 0.59737 | 0.23947 | 0.15 | 0.15 | 0.15 | 0.15 | 0.15 | 100 |  | 11.5684 |  | kjm - 5/22/08 - added to facilitate separate cfl (Lt2) profiles
; | MBT | Mfg | Yr | Lt1 | WeH | DEER08-MBT-Mfg-Yr-Lt1-WeH |  |  | 0.1 | 0.1 | 0.1 | 0.1 | 0.1 | 0.1 | 0.1 | 0.1 | 0.1 | 0.1 | 0.1 | 0.1 | 0.1 | 0.1 | 0.1 | 0.1 | 0.1 | 0.1 | 0.1 | 0.1 | 0.1 | 0.1 | 0.1 | 0.1 | 100 |  | 2.4 |  | kjm - 5/22/08 - added to facilitate separate cfl (Lt2) profiles
; | MBT | Mfg | Yr | Lt2 | Wd | DEER08-MBT-Mfg-Yr-Lt2-Wd |  |  | 0.08 | 0.08 | 0.08 | 0.08 | 0.08 | 0.08 | 0.20158 | 0.68789 | 0.85 | 0.85 | 0.85 | 0.85 | 0.68789 | 0.85 | 0.85 | 0.85 | 0.64737 | 0.48526 | 0.16105 | 0.08 | 0.08 | 0.08 | 0.08 | 0.08 | 100 |  | 9.7011 |  | kjm - 5/22/08 - added to facilitate separate cfl (Lt2) profiles
; | MBT | Mfg | Yr | Lt2 | WeH | DEER08-MBT-Mfg-Yr-Lt2-WeH |  |  | 0.065 | 0.065 | 0.065 | 0.065 | 0.065 | 0.065 | 0.065 | 0.065 | 0.065 | 0.065 | 0.065 | 0.065 | 0.065 | 0.065 | 0.065 | 0.065 | 0.065 | 0.065 | 0.065 | 0.065 | 0.065 | 0.065 | 0.065 | 0.065 | 100 |  | 1.56 |  | kjm - 5/22/08 - added to facilitate separate cfl (Lt2) profiles
; | MBT | Adm | Yr | Lt1 | Wd | DEER08-MBT-Adm-Yr-Lt1-Wd |  |  | 0.16 | 0.16 | 0.16 | 0.16 | 0.16 | 0.16 | 0.29263 | 0.82316 | 0.9 | 0.9 | 0.9 | 0.9 | 0.9 | 0.9 | 0.9 | 0.9 | 0.77895 | 0.60211 | 0.24842 | 0.16 | 0.16 | 0.16 | 0.16 | 0.16 | 100 |  | 11.7053 |  | kjm - 5/22/08 - added to facilitate separate cfl (Lt2) profiles
; | MBT | Adm | Yr | Lt1 | WeH | DEER08-MBT-Adm-Yr-Lt1-WeH |  |  | 0.1 | 0.1 | 0.1 | 0.1 | 0.1 | 0.1 | 0.1 | 0.1 | 0.1 | 0.1 | 0.1 | 0.1 | 0.1 | 0.1 | 0.1 | 0.1 | 0.1 | 0.1 | 0.1 | 0.1 | 0.1 | 0.1 | 0.1 | 0.1 | 100 |  | 2.4 |  | kjm - 5/22/08 - added to facilitate separate cfl (Lt2) profiles
; | MBT | Adm | Yr | Lt2 | Wd | DEER08-MBT-Adm-Yr-Lt2-Wd |  |  | 0.08 | 0.08 | 0.08 | 0.08 | 0.08 | 0.08 | 0.20158 | 0.68789 | 0.85 | 0.85 | 0.85 | 0.85 | 0.68789 | 0.85 | 0.85 | 0.85 | 0.64737 | 0.48526 | 0.16105 | 0.08 | 0.08 | 0.08 | 0.08 | 0.08 | 100 |  | 9.7011 |  | kjm - 5/22/08 - added to facilitate separate cfl (Lt2) profiles
; | MBT | Adm | Yr | Lt2 | WeH | DEER08-MBT-Adm-Yr-Lt2-WeH |  |  | 0.065 | 0.065 | 0.065 | 0.065 | 0.065 | 0.065 | 0.065 | 0.065 | 0.065 | 0.065 | 0.065 | 0.065 | 0.065 | 0.065 | 0.065 | 0.065 | 0.065 | 0.065 | 0.065 | 0.065 | 0.065 | 0.065 | 0.065 | 0.065 | 100 |  | 1.56 |  | kjm - 5/22/08 - added to facilitate separate cfl (Lt2) profiles
; | MBT | Kit | Yr | Lt1 | Wd | DEER08-MBT-Kit-Yr-Lt1-Wd |  |  | 0.15 | 0.15 | 0.15 | 0.15 | 0.15 | 0.15 | 0.28421 | 0.82105 | 0.9 | 0.9 | 0.9 | 0.9 | 0.9 | 0.9 | 0.9 | 0.9 | 0.77632 | 0.59737 | 0.23947 | 0.15 | 0.15 | 0.15 | 0.15 | 0.15 | 100 |  | 11.5684 |  | kjm - 5/22/08 - added to facilitate separate cfl (Lt2) profiles
; | MBT | Kit | Yr | Lt1 | WeH | DEER08-MBT-Kit-Yr-Lt1-WeH |  |  | 0.06 | 0.06 | 0.06 | 0.06 | 0.06 | 0.06 | 0.06 | 0.06 | 0.06 | 0.06 | 0.06 | 0.06 | 0.06 | 0.06 | 0.06 | 0.06 | 0.06 | 0.06 | 0.06 | 0.06 | 0.06 | 0.06 | 0.06 | 0.06 | 100 |  | 1.44 |  | kjm - 5/22/08 - added to facilitate separate cfl (Lt2) profiles
; | MBT | Kit | Yr | Lt2 | Wd | DEER08-MBT-Kit-Yr-Lt2-Wd |  |  | 0.08 | 0.08 | 0.08 | 0.08 | 0.08 | 0.08 | 0.20158 | 0.68789 | 0.85 | 0.85 | 0.85 | 0.85 | 0.85 | 0.85 | 0.85 | 0.85 | 0.64737 | 0.48526 | 0.16105 | 0.08 | 0.08 | 0.08 | 0.08 | 0.08 | 100 |  | 9.8632 |  | kjm - 5/22/08 - added to facilitate separate cfl (Lt2) profiles
; | MBT | Kit | Yr | Lt2 | WeH | DEER08-MBT-Kit-Yr-Lt2-WeH |  |  | 0.065 | 0.065 | 0.065 | 0.065 | 0.065 | 0.065 | 0.065 | 0.065 | 0.065 | 0.065 | 0.065 | 0.065 | 0.065 | 0.065 | 0.065 | 0.065 | 0.065 | 0.065 | 0.065 | 0.065 | 0.065 | 0.065 | 0.065 | 0.065 | 100 |  | 1.56 |  | kjm - 5/22/08 - added to facilitate separate cfl (Lt2) profiles
; | MBT | Cmp | Yr | Lt1 | Wd | DEER08-MBT-Cmp-Yr-Lt1-Wd |  |  | 0.15 | 0.15 | 0.15 | 0.15 | 0.15 | 0.15 | 0.28421 | 0.82105 | 0.9 | 0.9 | 0.9 | 0.9 | 0.9 | 0.9 | 0.9 | 0.9 | 0.77632 | 0.59737 | 0.23947 | 0.15 | 0.15 | 0.15 | 0.15 | 0.15 | 100 |  | 11.5684 |  | kjm - 5/22/08 - added to facilitate separate cfl (Lt2) profiles
; | MBT | Cmp | Yr | Lt1 | WeH | DEER08-MBT-Cmp-Yr-Lt1-WeH |  |  | 0.06 | 0.06 | 0.06 | 0.06 | 0.06 | 0.06 | 0.06 | 0.06 | 0.06 | 0.06 | 0.06 | 0.06 | 0.06 | 0.06 | 0.06 | 0.06 | 0.06 | 0.06 | 0.06 | 0.06 | 0.06 | 0.06 | 0.06 | 0.06 | 100 |  | 1.44 |  | kjm - 5/22/08 - added to facilitate separate cfl (Lt2) profiles
; | MBT | Cmp | Yr | Lt2 | Wd | DEER08-MBT-Cmp-Yr-Lt2-Wd |  |  | 0.08 | 0.08 | 0.08 | 0.08 | 0.08 | 0.08 | 0.20158 | 0.68789 | 0.85 | 0.85 | 0.85 | 0.85 | 0.68789 | 0.85 | 0.85 | 0.85 | 0.64737 | 0.48526 | 0.16105 | 0.08 | 0.08 | 0.08 | 0.08 | 0.08 | 100 |  | 9.7011 |  | kjm - 5/22/08 - added to facilitate separate cfl (Lt2) profiles
; | MBT | Cmp | Yr | Lt2 | WeH | DEER08-MBT-Cmp-Yr-Lt2-WeH |  |  | 0.065 | 0.065 | 0.065 | 0.065 | 0.065 | 0.065 | 0.065 | 0.065 | 0.065 | 0.065 | 0.065 | 0.065 | 0.065 | 0.065 | 0.065 | 0.065 | 0.065 | 0.065 | 0.065 | 0.065 | 0.065 | 0.065 | 0.065 | 0.065 | 100 |  | 1.56 |  | kjm - 5/22/08 - added to facilitate separate cfl (Lt2) profiles
; | MBT | Cnf | Yr | Lt1 | Wd | DEER08-MBT-Cnf-Yr-Lt1-Wd |  |  | 0.15 | 0.15 | 0.15 | 0.15 | 0.15 | 0.15 | 0.15 | 0.9 | 0.9 | 0.9 | 0.9 | 0.9 | 0.9 | 0.9 | 0.9 | 0.9 | 0.525 | 0.15 | 0.9 | 0.9 | 0.9 | 0.525 | 0.525 | 0.525 | 100 |  | 14.1 |  | kjm - 5/22/08 - added to facilitate separate cfl (Lt2) profiles
; | MBT | Cnf | Yr | Lt2 | Wd | DEER08-MBT-Cnf-Yr-Lt2-Wd |  |  | 0.08 | 0.08 | 0.08 | 0.08 | 0.08 | 0.08 | 0.08 | 0.675 | 0.675 | 0.3775 | 0.675 | 0.675 | 0.675 | 0.675 | 0.675 | 0.675 | 0.3775 | 0.08 | 0.675 | 0.675 | 0.675 | 0.3775 | 0.3775 | 0.3775 | 100 |  | 9.9525 |  | kjm - 5/22/08 - added to facilitate separate cfl (Lt2) profiles
; | MBT | Din | Yr | Lt1 | Wd | DEER08-MBT-Din-Yr-Lt1-Wd |  |  | 0.15 | 0.15 | 0.15 | 0.15 | 0.15 | 0.15 | 0.28421 | 0.82105 | 0.9 | 0.9 | 0.9 | 0.9 | 0.9 | 0.9 | 0.9 | 0.9 | 0.77632 | 0.59737 | 0.23947 | 0.15 | 0.15 | 0.15 | 0.15 | 0.15 | 100 |  | 11.5684 |  | kjm - 5/22/08 - added to facilitate separate cfl (Lt2) profiles
; | MBT | Din | Yr | Lt1 | WeH | DEER08-MBT-Din-Yr-Lt1-WeH |  |  | 0.06 | 0.06 | 0.06 | 0.06 | 0.06 | 0.06 | 0.06 | 0.06 | 0.06 | 0.06 | 0.06 | 0.06 | 0.06 | 0.06 | 0.06 | 0.06 | 0.06 | 0.06 | 0.06 | 0.06 | 0.06 | 0.06 | 0.06 | 0.06 | 100 |  | 1.44 |  | kjm - 5/22/08 - added to facilitate separate cfl (Lt2) profiles
; | MBT | Din | Yr | Lt2 | Wd | DEER08-MBT-Din-Yr-Lt2-Wd |  |  | 0.1 | 0.1 | 0.1 | 0.1 | 0.1 | 0.1 | 0.22632 | 0.73158 | 0.85 | 0.85 | 0.85 | 0.85 | 0.85 | 0.85 | 0.85 | 0.85 | 0.68947 | 0.52105 | 0.18421 | 0.1 | 0.1 | 0.1 | 0.1 | 0.1 | 100 |  | 10.2526 |  | kjm - 5/22/08 - added to facilitate separate cfl (Lt2) profiles
; | MBT | Din | Yr | Lt2 | WeH | DEER08-MBT-Din-Yr-Lt2-WeH |  |  | 0.1 | 0.1 | 0.1 | 0.1 | 0.1 | 0.1 | 0.1 | 0.1 | 0.1 | 0.1 | 0.1 | 0.1 | 0.1 | 0.1 | 0.1 | 0.1 | 0.1 | 0.1 | 0.1 | 0.1 | 0.1 | 0.1 | 0.1 | 0.1 | 100 |  | 2.4 |  | kjm - 5/22/08 - added to facilitate separate cfl (Lt2) profiles
; | MBT | Lab | Yr | Lt1 | Wd | DEER08-MBT-Lab-Yr-Lt1-Wd |  |  | 0.15 | 0.15 | 0.15 | 0.15 | 0.15 | 0.15 | 0.28421 | 0.82105 | 0.9 | 0.9 | 0.9 | 0.9 | 0.9 | 0.9 | 0.9 | 0.9 | 0.77632 | 0.59737 | 0.23947 | 0.15 | 0.15 | 0.15 | 0.15 | 0.15 | 100 |  | 11.5684 |  | kjm - 5/22/08 - added to facilitate separate cfl (Lt2) profiles
; | MBT | Lab | Yr | Lt1 | WeH | DEER08-MBT-Lab-Yr-Lt1-WeH |  |  | 0.1 | 0.1 | 0.1 | 0.1 | 0.1 | 0.1 | 0.1 | 0.1 | 0.1 | 0.1 | 0.1 | 0.1 | 0.1 | 0.1 | 0.1 | 0.1 | 0.1 | 0.1 | 0.1 | 0.1 | 0.1 | 0.1 | 0.1 | 0.1 | 100 |  | 2.4 |  | kjm - 5/22/08 - added to facilitate separate cfl (Lt2) profiles
; | MBT | Lab | Yr | Lt2 | Wd | DEER08-MBT-Lab-Yr-Lt2-Wd |  |  | 0.08 | 0.08 | 0.08 | 0.08 | 0.08 | 0.08 | 0.20158 | 0.68789 | 0.85 | 0.85 | 0.85 | 0.85 | 0.68789 | 0.85 | 0.85 | 0.85 | 0.64737 | 0.48526 | 0.16105 | 0.08 | 0.08 | 0.08 | 0.08 | 0.08 | 100 |  | 9.7011 |  | kjm - 5/22/08 - added to facilitate separate cfl (Lt2) profiles
; | MBT | Lab | Yr | Lt2 | WeH | DEER08-MBT-Lab-Yr-Lt2-WeH |  |  | 0.065 | 0.065 | 0.065 | 0.065 | 0.065 | 0.065 | 0.065 | 0.065 | 0.065 | 0.065 | 0.065 | 0.065 | 0.065 | 0.065 | 0.065 | 0.065 | 0.065 | 0.065 | 0.065 | 0.065 | 0.065 | 0.065 | 0.065 | 0.065 | 100 |  | 1.56 |  | kjm - 5/22/08 - added to facilitate separate cfl (Lt2) profiles
; | MBT | Cor | Yr | Lt1 | Wd | DEER08-MBT-Cor-Yr-Lt1-Wd |  |  | 0.8 | 0.8 | 0.8 | 0.8 | 0.8 | 0.8 | 0.8 | 0.8 | 0.8 | 0.8 | 0.8 | 0.8 | 0.8 | 0.8 | 0.8 | 0.8 | 0.8 | 0.8 | 0.8 | 0.8 | 0.8 | 0.8 | 0.8 | 0.8 | 100 |  | 19.2 |  | kjm - 5/22/08 - added to facilitate separate cfl (Lt2) profiles
; | MBT | Cor | Yr | Lt2 | Wd | DEER08-MBT-Cor-Yr-Lt2-Wd |  |  | 0.8 | 0.8 | 0.8 | 0.8 | 0.8 | 0.8 | 0.8 | 0.8 | 0.8 | 0.8 | 0.8 | 0.8 | 0.8 | 0.8 | 0.8 | 0.8 | 0.8 | 0.8 | 0.8 | 0.8 | 0.8 | 0.8 | 0.8 | 0.8 | 100 |  | 19.2 |  | kjm - 5/22/08 - added to facilitate separate cfl (Lt2) profiles
; | OFL | All | Yr | Lt1 | Wd | DEER08-OFL-All-Yr-Lt1-Wd |  |  | 0.055 | 0.055 | 0.055 | 0.055 | 0.11 | 0.18 | 0.28 | 0.45 | 0.7 | 0.73 | 0.73 | 0.73 | 0.73 | 0.73 | 0.73 | 0.73 | 0.67 | 0.57 | 0.43 | 0.3 | 0.2 | 0.15 | 0.1 | 0.1 | 100 |  | 9.57
; | OFL | All | Yr | Lt1 | Sa | DEER08-OFL-All-Yr-Lt1-Sa |  |  | 0.05 | 0.05 | 0.05 | 0.05 | 0.05 | 0.05 | 0.05 | 0.21471 | 0.25 | 0.25 | 0.25 | 0.25 | 0.25 | 0.25 | 0.25 | 0.25 | 0.25 | 0.05 | 0.05 | 0.05 | 0.05 | 0.05 | 0.05 | 0.05 | 100 |  | 3.1647
; | OFL | All | Yr | Lt2 | Wd | DEER08-OFL-All-Yr-Lt2-Wd |  |  | 0.24 | 0.24 | 0.24 | 0.24 | 0.24 | 0.24 | 0.24 | 0.57333 | 0.61778 | 0.61778 | 0.64 | 0.64 | 0.57333 | 0.57333 | 0.61778 | 0.61778 | 0.64 | 0.57333 | 0.52889 | 0.48444 | 0.39556 | 0.35111 | 0.30667 | 0.30667 | 100 |  | 10.7378
; | OFL | All | Yr | Lt2 | Sa | DEER08-OFL-All-Yr-Lt2-Sa |  |  | 0.12 | 0.12 | 0.12 | 0.12 | 0.12 | 0.12 | 0.12 | 0.25176 | 0.27059 | 0.27059 | 0.28 | 0.28 | 0.25176 | 0.25176 | 0.27059 | 0.27059 | 0.28 | 0.12 | 0.12 | 0.12 | 0.12 | 0.12 | 0.12 | 0.12 | 100 |  | 4.3576
; | OFS | All | Yr | Lt1 | Wd | DEER08-OFS-All-Yr-Lt1-Wd |  |  | 0.055 | 0.055 | 0.055 | 0.055 | 0.11 | 0.16 | 0.26 | 0.5 | 0.67 | 0.74 | 0.74 | 0.74 | 0.74 | 0.74 | 0.74 | 0.7 | 0.64 | 0.5 | 0.31 | 0.22 | 0.18 | 0.14 | 0.1 | 0.1 | 100 |  | 9.25
; | OFS | All | Yr | Lt1 | Sa | DEER08-OFS-All-Yr-Lt1-Sa |  |  | 0.05 | 0.05 | 0.05 | 0.05 | 0.05 | 0.05 | 0.05 | 0.21667 | 0.32 | 0.32 | 0.32 | 0.32 | 0.32 | 0.32 | 0.32 | 0.32 | 0.32 | 0.05 | 0.05 | 0.05 | 0.05 | 0.05 | 0.05 | 0.05 | 100 |  | 3.7967
; | OFS | All | Yr | Lt2 | Wd | DEER08-OFS-All-Yr-Lt2-Wd |  |  | 0.24 | 0.24 | 0.24 | 0.24 | 0.24 | 0.24 | 0.24 | 0.62333 | 0.67444 | 0.67444 | 0.7 | 0.7 | 0.62333 | 0.62333 | 0.67444 | 0.67444 | 0.67444 | 0.57222 | 0.36778 | 0.24 | 0.24 | 0.24 | 0.24 | 0.24 | 100 |  | 10.4622
; | OFS | All | Yr | Lt2 | Sa | DEER08-OFS-All-Yr-Lt2-Sa |  |  | 0.12 | 0.12 | 0.12 | 0.12 | 0.12 | 0.12 | 0.12 | 0.24778 | 0.35 | 0.35 | 0.35 | 0.35 | 0.29889 | 0.35 | 0.35 | 0.35 | 0.35 | 0.12 | 0.12 | 0.12 | 0.12 | 0.12 | 0.12 | 0.12 | 100 |  | 5.0267
; | RSD | Din | Yr | Lt1 | Wd | DEER08-RSD-Din-Yr-Lt1-Wd |  |  | 0.14 | 0.14 | 0.14 | 0.14 | 0.14 | 0.14 | 0.14 | 0.46447 | 0.8 | 0.8 | 0.8 | 0.8 | 0.8 | 0.8 | 0.8 | 0.8 | 0.8 | 0.8 | 0.8 | 0.8 | 0.8 | 0.60868 | 0.46447 | 0.17605 | 100 |  | 13.0937 |  | kjm - 5/22/08 - added to facilitate separate cfl (Lt2) profiles
; | RSD | Din | Yr | Lt1 | WeH | DEER08-RSD-Din-Yr-Lt1-WeH |  |  | 0.14 | 0.14 | 0.14 | 0.14 | 0.14 | 0.14 | 0.14 | 0.46447 | 0.8 | 0.8 | 0.8 | 0.8 | 0.8 | 0.8 | 0.8 | 0.8 | 0.8 | 0.8 | 0.8 | 0.8 | 0.8 | 0.8 | 0.475 | 0.475 | 100 |  | 13.5945 |  | kjm - 5/22/08 - added to facilitate separate cfl (Lt2) profiles
; | RSD | Din | Yr | Lt2 | Wd | DEER08-RSD-Din-Yr-Lt2-Wd |  |  | 0.14 | 0.14 | 0.14 | 0.14 | 0.14 | 0.14 | 0.14 | 0.46447 | 0.8 | 0.8 | 0.8 | 0.8 | 0.8 | 0.8 | 0.8 | 0.8 | 0.8 | 0.8 | 0.8 | 0.8 | 0.8 | 0.60868 | 0.46447 | 0.17605 | 100 |  | 13.0937 |  | kjm - 5/22/08 - added to facilitate separate cfl (Lt2) profiles
; | RSD | Din | Yr | Lt2 | WeH | DEER08-RSD-Din-Yr-Lt2-WeH |  |  | 0.14 | 0.14 | 0.14 | 0.14 | 0.14 | 0.14 | 0.14 | 0.46447 | 0.8 | 0.8 | 0.8 | 0.8 | 0.8 | 0.8 | 0.8 | 0.8 | 0.8 | 0.8 | 0.8 | 0.8 | 0.8 | 0.8 | 0.475 | 0.475 | 100 |  | 13.5945 |  | kjm - 5/22/08 - added to facilitate separate cfl (Lt2) profiles
; | RSD | Kit | Yr | Lt1 | Wd | DEER08-RSD-Kit-Yr-Lt1-Wd |  |  | 0.05 | 0.05 | 0.05 | 0.05 | 0.05 | 0.05 | 0.5 | 0.5 | 0.8 | 0.8 | 0.8 | 0.8 | 0.8 | 0.8 | 0.8 | 0.8 | 0.8 | 0.8 | 0.8 | 0.8 | 0.8 | 0.60868 | 0.5 | 0.2 | 100 |  | 13.0087 |  | kjm - 5/22/08 - added to facilitate separate cfl (Lt2) profiles
; | RSD | Kit | Yr | Lt1 | WeH | DEER08-RSD-Kit-Yr-Lt1-WeH |  |  | 0.05 | 0.05 | 0.05 | 0.05 | 0.05 | 0.05 | 0.5 | 0.5 | 0.8 | 0.8 | 0.8 | 0.8 | 0.8 | 0.8 | 0.8 | 0.8 | 0.8 | 0.8 | 0.8 | 0.8 | 0.8 | 0.8 | 0.5 | 0.5 | 100 |  | 13.5 |  | kjm - 5/22/08 - added to facilitate separate cfl (Lt2) profiles
; | RSD | Kit | Yr | Lt2 | Wd | DEER08-RSD-Kit-Yr-Lt2-Wd |  |  | 0.05 | 0.05 | 0.05 | 0.05 | 0.05 | 0.05 | 0.5 | 0.5 | 0.8 | 0.8 | 0.8 | 0.8 | 0.8 | 0.8 | 0.8 | 0.8 | 0.8 | 0.8 | 0.8 | 0.8 | 0.8 | 0.60868 | 0.5 | 0.2 | 100 |  | 13.0087 |  | kjm - 5/22/08 - added to facilitate separate cfl (Lt2) profiles
; | RSD | Kit | Yr | Lt2 | WeH | DEER08-RSD-Kit-Yr-Lt2-WeH |  |  | 0.05 | 0.05 | 0.05 | 0.05 | 0.05 | 0.05 | 0.5 | 0.5 | 0.8 | 0.8 | 0.8 | 0.8 | 0.8 | 0.8 | 0.8 | 0.8 | 0.8 | 0.8 | 0.8 | 0.8 | 0.8 | 0.8 | 0.5 | 0.5 | 100 |  | 13.5 |  | kjm - 5/22/08 - added to facilitate separate cfl (Lt2) profiles
; | RFF | Din | Yr | Lt1 | Wd | DEER08-RFF-Din-Yr-Lt1-Wd |  |  | 0.14 | 0.14 | 0.14 | 0.14 | 0.14 | 0.24816 | 0.35632 | 0.39237 | 0.39237 | 0.39237 | 0.64474 | 0.8125 | 0.8125 | 0.8125 | 0.8125 | 0.8125 | 0.8125 | 0.8125 | 0.8125 | 0.8125 | 0.8125 | 0.8125 | 0.6 | 0.6 | 100 |  | 13.2638 |  | kjm - 5/22/08 - added to facilitate separate cfl (Lt2) profiles
; | RFF | Din | Yr | Lt1 | WeH | DEER08-RFF-Din-Yr-Lt1-WeH |  |  | 0.14 | 0.14 | 0.14 | 0.14 | 0.14 | 0.265 | 0.37 | 0.405 | 0.405 | 0.405 | 0.65 | 0.8125 | 0.8125 | 0.8125 | 0.8125 | 0.8125 | 0.8125 | 0.8125 | 0.8125 | 0.8125 | 0.8125 | 0.8125 | 0.6 | 0.6 | 100 |  | 13.3375 |  | kjm - 5/22/08 - added to facilitate separate cfl (Lt2) profiles
; | RFF | Din | Yr | Lt2 | Wd | DEER08-RFF-Din-Yr-Lt2-Wd |  |  | 0.14 | 0.14 | 0.14 | 0.14 | 0.14 | 0.24816 | 0.35632 | 0.39237 | 0.39237 | 0.39237 | 0.64474 | 0.8125 | 0.8125 | 0.8125 | 0.8125 | 0.8125 | 0.8125 | 0.8125 | 0.8125 | 0.8125 | 0.8125 | 0.8125 | 0.6 | 0.6 | 100 |  | 13.2638 |  | kjm - 5/22/08 - added to facilitate separate cfl (Lt2) profiles
; | RFF | Din | Yr | Lt2 | WeH | DEER08-RFF-Din-Yr-Lt2-WeH |  |  | 0.14 | 0.14 | 0.14 | 0.14 | 0.14 | 0.265 | 0.37 | 0.405 | 0.405 | 0.405 | 0.65 | 0.8125 | 0.8125 | 0.8125 | 0.8125 | 0.8125 | 0.8125 | 0.8125 | 0.8125 | 0.8125 | 0.8125 | 0.8125 | 0.6 | 0.6 | 100 |  | 13.3375 |  | kjm - 5/22/08 - added to facilitate separate cfl (Lt2) profiles
; | RFF | Kit | Yr | Lt1 | Wd | DEER08-RFF-Kit-Yr-Lt1-Wd |  |  | 0.05 | 0.05 | 0.05 | 0.05 | 0.3 | 0.3 | 0.33947 | 0.37105 | 0.37105 | 0.37105 | 0.59211 | 0.8125 | 0.8125 | 0.8125 | 0.8125 | 0.8125 | 0.8125 | 0.8125 | 0.8125 | 0.8125 | 0.8125 | 0.8125 | 0.7 | 0.7 | 100 |  | 13.1822 |  | kjm - 5/22/08 - added to facilitate separate cfl (Lt2) profiles
; | RFF | Kit | Yr | Lt1 | WeH | DEER08-RFF-Kit-Yr-Lt1-WeH |  |  | 0.05 | 0.05 | 0.05 | 0.05 | 0.3 | 0.3 | 0.33947 | 0.37105 | 0.37105 | 0.37105 | 0.59211 | 0.8125 | 0.8125 | 0.8125 | 0.8125 | 0.8125 | 0.8125 | 0.8125 | 0.8125 | 0.8125 | 0.8125 | 0.8125 | 0.7 | 0.7 | 100 |  | 13.1822 |  | kjm - 5/22/08 - added to facilitate separate cfl (Lt2) profiles
; | RFF | Kit | Yr | Lt2 | Wd | DEER08-RFF-Kit-Yr-Lt2-Wd |  |  | 0.05 | 0.05 | 0.05 | 0.05 | 0.3 | 0.3 | 0.33947 | 0.37105 | 0.37105 | 0.37105 | 0.59211 | 0.8125 | 0.8125 | 0.8125 | 0.8125 | 0.8125 | 0.8125 | 0.8125 | 0.8125 | 0.8125 | 0.8125 | 0.8125 | 0.7 | 0.7 | 100 |  | 13.1822 |  | kjm - 5/22/08 - added to facilitate separate cfl (Lt2) profiles
; | RFF | Kit | Yr | Lt2 | WeH | DEER08-RFF-Kit-Yr-Lt2-WeH |  |  | 0.05 | 0.05 | 0.05 | 0.05 | 0.3 | 0.3 | 0.33947 | 0.37105 | 0.37105 | 0.37105 | 0.59211 | 0.8125 | 0.8125 | 0.8125 | 0.8125 | 0.8125 | 0.8125 | 0.8125 | 0.8125 | 0.8125 | 0.8125 | 0.8125 | 0.7 | 0.7 | 100 |  | 13.1822 |  | kjm - 5/22/08 - added to facilitate separate cfl (Lt2) profiles
; | RTL | Off | Yr | Lt | Sa | DEER08-RTL-Off-Yr-Lt-Sa |  |  | 0.05 | 0.05 | 0.05 | 0.05 | 0.05 | 0.05 | 0.05 | 0.05 | 0.5 | 0.9 | 0.9 | 0.9 | 0.9 | 0.9 | 0.9 | 0.9 | 0.9 | 0.9 | 0.1 | 0.05 | 0.05 | 0.05 | 0.05 | 0.05 | 100 |  | 9.35
; | RTL | Off | Yr | Oc | SuH | DEER08-RTL-Off-Yr-Oc-SuH |  |  | 0 | 0 | 0 | 0 | 0 | 0 | 0 | 0 | 0.1 | 0.15 | 0.15 | 0.05 | 0.05 | 0 | 0 | 0 | 0 | 0 | 0 | 0 | 0 | 0 | 0 | 0 | 100 |  | 0.5
; | RTL | Off | Yr | Eq | SuH | DEER08-RTL-Off-Yr-Eq-SuH |  |  | 0 | 0 | 0 | 0 | 0 | 0 | 0 | 0 | 0.1 | 0.5 | 0.5 | 0.1 | 0.1 | 0 | 0 | 0 | 0 | 0 | 0 | 0 | 0 | 0 | 0 | 0 | 100 |  | 1.3
; | RTL | Phr | Yr | Eq | Wd | DEER08-RTL-Phr-Yr-Eq-Wd |  |  | 0 | 0 | 0 | 0 | 0 | 0 | 0 | 0 | 1 | 1 | 1 | 1 | 1 | 1 | 1 | 1 | 1 | 1 | 1 | 1 | 1 | 1 | 0 | 0 | 100 |  | 14
; | RTL | Phr | Yr | Eq | WeH | DEER08-RTL-Phr-Yr-Eq-WeH |  |  | 0 | 0 | 0 | 0 | 0 | 0 | 0 | 0 | 1 | 1 | 1 | 1 | 1 | 1 | 1 | 1 | 1 | 1 | 1 | 1 | 1 | 1 | 0 | 0 | 100 |  | 14
;
; | DEER 2008 Residential Profiles | bar: 1
; | Proto | Area | Season | Enduse | Day | Profile ID |  |  | 1 | 2 | 3 | 4 | 5 | 6 | 7 | 8 | 9 | 10 | 11 | 12 | 13 | 14 | 15 | 16 | 17 | 18 | 19 | 20 | 21 | 22 | 23 | 24 |  |  |  |  | (PROFILE)
; | RES | Lvg | Win | Lt | Wd | DEER08-RES-Lvg-Win-Lt-Wd |  |  | 0.036327 | 0.024694 | 0.019125 | 0.017114 | 0.015661 | 0.017984 | 0.022829 | 0.029781 | 0.036024 | 0.042003 | 0.045654 | 0.046339 | 0.046223 | 0.046975 | 0.048302 | 0.047298 | 0.046423 | 0.048487 | 0.063801 | 0.089721 | 0.10324 | 0.096333 | 0.077715 | 0.054363 | 100 |  | 1.1224 |  | DEER08 RES Lvg Win Lt Wd
; | RES | Lvg | Win | Lt | WeH | DEER08-RES-Lvg-Win-Lt-WeH |  |  | 0.029578 | 0.019185 | 0.014995 | 0.014459 | 0.015846 | 0.021277 | 0.028645 | 0.031821 | 0.033018 | 0.03441 | 0.037092 | 0.037612 | 0.037502 | 0.03845 | 0.038848 | 0.03825 | 0.038494 | 0.042443 | 0.059779 | 0.088261 | 0.10311 | 0.094916 | 0.074881 | 0.05012 | 100 |  | 1.023 |  | DEER08 RES Lvg Win Lt WeH
; | RES | Lvg | Oth | Lt | Wd | DEER08-RES-Lvg-Oth-Lt-Wd |  |  | 0.031701 | 0.021783 | 0.016391 | 0.0148 | 0.013864 | 0.016587 | 0.022176 | 0.029741 | 0.035197 | 0.039638 | 0.041959 | 0.041886 | 0.041995 | 0.042289 | 0.043895 | 0.043238 | 0.042233 | 0.043948 | 0.057636 | 0.081531 | 0.095463 | 0.089144 | 0.071109 | 0.047912 | 100 |  | 1.0261 |  | DEER08 RES Lvg Oth Lt Wd
; | RES | Lvg | Oth | Lt | WeH | DEER08-RES-Lvg-Oth-Lt-WeH |  |  | 0.025938 | 0.017647 | 0.014115 | 0.013703 | 0.015079 | 0.02188 | 0.029794 | 0.03218 | 0.032426 | 0.033493 | 0.035148 | 0.035451 | 0.035221 | 0.035923 | 0.036889 | 0.036973 | 0.036976 | 0.040473 | 0.057232 | 0.082938 | 0.098576 | 0.091359 | 0.070081 | 0.0446 | 100 |  | 0.9741 |  | DEER08 RES Lvg Oth Lt WeH
; | RES | Lvg | Sum | Lt | Wd | DEER08-RES-Lvg-Sum-Lt-Wd |  |  | 0.026665 | 0.01905 | 0.014534 | 0.013009 | 0.012067 | 0.014502 | 0.019566 | 0.025737 | 0.03173 | 0.036363 | 0.038824 | 0.038785 | 0.038172 | 0.038261 | 0.039932 | 0.039958 | 0.039321 | 0.039951 | 0.046997 | 0.066101 | 0.082385 | 0.080343 | 0.063622 | 0.041209 | 100 |  | 0.90708 |  | DEER08 RES Lvg Sum Lt Wd
; | RES | Lvg | Sum | Lt | WeH | DEER08-RES-Lvg-Sum-Lt-WeH |  |  | 0.023731 | 0.016403 | 0.012772 | 0.01232 | 0.013746 | 0.019756 | 0.027291 | 0.028223 | 0.029798 | 0.032055 | 0.034237 | 0.033689 | 0.033334 | 0.033687 | 0.036012 | 0.03586 | 0.035867 | 0.037982 | 0.047001 | 0.069123 | 0.08637 | 0.082299 | 0.062952 | 0.039926 | 100 |  | 0.88443 |  | DEER08 RES Lvg Sum Lt WeH
; | RES | Bed | Win | Lt | Wd | DEER08-RES-Bed-Win-Lt-Wd |  |  | 0.036327 | 0.024694 | 0.019125 | 0.017114 | 0.015661 | 0.017984 | 0.022829 | 0.029781 | 0.036024 | 0.042003 | 0.045654 | 0.046339 | 0.046223 | 0.046975 | 0.048302 | 0.047298 | 0.046423 | 0.048487 | 0.063801 | 0.089721 | 0.10324 | 0.096333 | 0.077715 | 0.054363 | 100 |  | 1.1224 |  | DEER08 RES Bed Win Lt Wd
; | RES | Bed | Win | Lt | WeH | DEER08-RES-Bed-Win-Lt-WeH |  |  | 0.029578 | 0.019185 | 0.014995 | 0.014459 | 0.015846 | 0.021277 | 0.028645 | 0.031821 | 0.033018 | 0.03441 | 0.037092 | 0.037612 | 0.037502 | 0.03845 | 0.038848 | 0.03825 | 0.038494 | 0.042443 | 0.059779 | 0.088261 | 0.10311 | 0.094916 | 0.074881 | 0.05012 | 100 |  | 1.023 |  | DEER08 RES Bed Win Lt WeH
; | RES | Bed | Oth | Lt | Wd | DEER08-RES-Bed-Oth-Lt-Wd |  |  | 0.031701 | 0.021783 | 0.016391 | 0.0148 | 0.013864 | 0.016587 | 0.022176 | 0.029741 | 0.035197 | 0.039638 | 0.041959 | 0.041886 | 0.041995 | 0.042289 | 0.043895 | 0.043238 | 0.042233 | 0.043948 | 0.057636 | 0.081531 | 0.095463 | 0.089144 | 0.071109 | 0.047912 | 100 |  | 1.0261 |  | DEER08 RES Bed Oth Lt Wd
; | RES | Bed | Oth | Lt | WeH | DEER08-RES-Bed-Oth-Lt-WeH |  |  | 0.025938 | 0.017647 | 0.014115 | 0.013703 | 0.015079 | 0.02188 | 0.029794 | 0.03218 | 0.032426 | 0.033493 | 0.035148 | 0.035451 | 0.035221 | 0.035923 | 0.036889 | 0.036973 | 0.036976 | 0.040473 | 0.057232 | 0.082938 | 0.098576 | 0.091359 | 0.070081 | 0.0446 | 100 |  | 0.9741 |  | DEER08 RES Bed Oth Lt WeH
; | RES | Bed | Sum | Lt | Wd | DEER08-RES-Bed-Sum-Lt-Wd |  |  | 0.026665 | 0.01905 | 0.014534 | 0.013009 | 0.012067 | 0.014502 | 0.019566 | 0.025737 | 0.03173 | 0.036363 | 0.038824 | 0.038785 | 0.038172 | 0.038261 | 0.039932 | 0.039958 | 0.039321 | 0.039951 | 0.046997 | 0.066101 | 0.082385 | 0.080343 | 0.063622 | 0.041209 | 100 |  | 0.90708 |  | DEER08 RES Bed Sum Lt Wd
; | RES | Bed | Sum | Lt | WeH | DEER08-RES-Bed-Sum-Lt-WeH |  |  | 0.023731 | 0.016403 | 0.012772 | 0.01232 | 0.013746 | 0.019756 | 0.027291 | 0.028223 | 0.029798 | 0.032055 | 0.034237 | 0.033689 | 0.033334 | 0.033687 | 0.036012 | 0.03586 | 0.035867 | 0.037982 | 0.047001 | 0.069123 | 0.08637 | 0.082299 | 0.062952 | 0.039926 | 100 |  | 0.88443 |  | DEER08 RES Bed Sum Lt WeH
; | RES | Lvg | Win | Rfg | Wd | DEER08-RES-Lvg-Win-Rfg-Wd | [26 empty] | 100 |  | 24 |  | DEER08 RES Lvg Win Rfg Wd | bar: 1 to 24
; | RES | Lvg | Win | Rfg | WeH | DEER08-RES-Lvg-Win-Rfg-WeH | [26 empty] | 100 |  | 24 |  | DEER08 RES Lvg Win Rfg WeH | bar: 1 to 24
; | RES | Lvg | Oth | Rfg | Wd | DEER08-RES-Lvg-Oth-Rfg-Wd | [26 empty] | 100 |  | 24 |  | DEER08 RES Lvg Oth Rfg Wd | bar: 1 to 24
; | RES | Lvg | Oth | Rfg | WeH | DEER08-RES-Lvg-Oth-Rfg-WeH | [26 empty] | 100 |  | 24 |  | DEER08 RES Lvg Oth Rfg WeH | bar: 1 to 24
; | RES | Lvg | Sum | Rfg | Wd | DEER08-RES-Lvg-Sum-Rfg-Wd | [26 empty] | 100 |  | 24 |  | DEER08 RES Lvg Sum Rfg Wd | bar: 1 to 24
; | RES | Lvg | Sum | Rfg | WeH | DEER08-RES-Lvg-Sum-Rfg-WeH | [26 empty] | 100 |  | 24 |  | DEER08 RES Lvg Sum Rfg WeH | bar: 1 to 24
; | RES | Lvg | Win | DW | Wd | DEER08-RES-Lvg-Win-DW-Wd |  |  | 0.015358 | 0.0068259 | 0.0051195 | 0.003413 | 0.003413 | 0.010239 | 0.020478 | 0.030717 | 0.05802 | 0.064846 | 0.056314 | 0.047782 | 0.040956 | 0.046075 | 0.037543 | 0.035836 | 0.037543 | 0.049488 | 0.087031 | 0.11092 | 0.090444 | 0.066553 | 0.044369 | 0.030717 | 100 |  | 1 |  | DEER08 RES Lvg Win DW Wd
; | RES | Lvg | Win | DW | WeH | DEER08-RES-Lvg-Win-DW-WeH |  |  | 0.015358 | 0.0068259 | 0.0051195 | 0.003413 | 0.003413 | 0.010239 | 0.020478 | 0.030717 | 0.05802 | 0.064846 | 0.056314 | 0.047782 | 0.040956 | 0.046075 | 0.037543 | 0.035836 | 0.037543 | 0.049488 | 0.087031 | 0.11092 | 0.090444 | 0.066553 | 0.044369 | 0.030717 | 100 |  | 1 |  | DEER08 RES Lvg Win DW WeH
; | RES | Lvg | Oth | DW | Wd | DEER08-RES-Lvg-Oth-DW-Wd |  |  | 0.015358 | 0.0068259 | 0.0051195 | 0.003413 | 0.003413 | 0.010239 | 0.020478 | 0.030717 | 0.05802 | 0.064846 | 0.056314 | 0.047782 | 0.040956 | 0.046075 | 0.037543 | 0.035836 | 0.037543 | 0.049488 | 0.087031 | 0.11092 | 0.090444 | 0.066553 | 0.044369 | 0.030717 | 100 |  | 1 |  | DEER08 RES Lvg Oth DW Wd
; | RES | Lvg | Oth | DW | WeH | DEER08-RES-Lvg-Oth-DW-WeH |  |  | 0.015358 | 0.0068259 | 0.0051195 | 0.003413 | 0.003413 | 0.010239 | 0.020478 | 0.030717 | 0.05802 | 0.064846 | 0.056314 | 0.047782 | 0.040956 | 0.046075 | 0.037543 | 0.035836 | 0.037543 | 0.049488 | 0.087031 | 0.11092 | 0.090444 | 0.066553 | 0.044369 | 0.030717 | 100 |  | 1 |  | DEER08 RES Lvg Oth DW WeH
; | RES | Lvg | Sum | DW | Wd | DEER08-RES-Lvg-Sum-DW-Wd |  |  | 0.015358 | 0.0068259 | 0.0051195 | 0.003413 | 0.003413 | 0.010239 | 0.020478 | 0.030717 | 0.05802 | 0.064846 | 0.056314 | 0.047782 | 0.040956 | 0.046075 | 0.037543 | 0.035836 | 0.037543 | 0.049488 | 0.087031 | 0.11092 | 0.090444 | 0.066553 | 0.044369 | 0.030717 | 100 |  | 1 |  | DEER08 RES Lvg Sum DW Wd
; | RES | Lvg | Sum | DW | WeH | DEER08-RES-Lvg-Sum-DW-WeH |  |  | 0.015358 | 0.0068259 | 0.0051195 | 0.003413 | 0.003413 | 0.010239 | 0.020478 | 0.030717 | 0.05802 | 0.064846 | 0.056314 | 0.047782 | 0.040956 | 0.046075 | 0.037543 | 0.035836 | 0.037543 | 0.049488 | 0.087031 | 0.11092 | 0.090444 | 0.066553 | 0.044369 | 0.030717 | 100 |  | 1 |  | DEER08 RES Lvg Sum DW WeH
; | RES | Lvg | Win | CW | Wd | DEER08-RES-Lvg-Win-CW-Wd |  |  | 0.0093458 | 0.0074766 | 0.0037383 | 0.0037383 | 0.0074766 | 0.011215 | 0.02243 | 0.048598 | 0.072897 | 0.085981 | 0.084112 | 0.074766 | 0.06729 | 0.059813 | 0.052336 | 0.048598 | 0.050467 | 0.048598 | 0.048598 | 0.048598 | 0.048598 | 0.046729 | 0.031776 | 0.016822 | 100 |  | 1 |  | DEER08 RES Lvg Win CW Wd
; | RES | Lvg | Win | CW | WeH | DEER08-RES-Lvg-Win-CW-WeH |  |  | 0.0093458 | 0.0074766 | 0.0037383 | 0.0037383 | 0.0074766 | 0.011215 | 0.02243 | 0.048598 | 0.072897 | 0.085981 | 0.084112 | 0.074766 | 0.06729 | 0.059813 | 0.052336 | 0.048598 | 0.050467 | 0.048598 | 0.048598 | 0.048598 | 0.048598 | 0.046729 | 0.031776 | 0.016822 | 100 |  | 1 |  | DEER08 RES Lvg Win CW WeH
; | RES | Lvg | Oth | CW | Wd | DEER08-RES-Lvg-Oth-CW-Wd |  |  | 0.0093458 | 0.0074766 | 0.0037383 | 0.0037383 | 0.0074766 | 0.011215 | 0.02243 | 0.048598 | 0.072897 | 0.085981 | 0.084112 | 0.074766 | 0.06729 | 0.059813 | 0.052336 | 0.048598 | 0.050467 | 0.048598 | 0.048598 | 0.048598 | 0.048598 | 0.046729 | 0.031776 | 0.016822 | 100 |  | 1 |  | DEER08 RES Lvg Oth CW Wd
; | RES | Lvg | Oth | CW | WeH | DEER08-RES-Lvg-Oth-CW-WeH |  |  | 0.0093458 | 0.0074766 | 0.0037383 | 0.0037383 | 0.0074766 | 0.011215 | 0.02243 | 0.048598 | 0.072897 | 0.085981 | 0.084112 | 0.074766 | 0.06729 | 0.059813 | 0.052336 | 0.048598 | 0.050467 | 0.048598 | 0.048598 | 0.048598 | 0.048598 | 0.046729 | 0.031776 | 0.016822 | 100 |  | 1 |  | DEER08 RES Lvg Oth CW WeH
; | RES | Lvg | Sum | CW | Wd | DEER08-RES-Lvg-Sum-CW-Wd |  |  | 0.0093458 | 0.0074766 | 0.0037383 | 0.0037383 | 0.0074766 | 0.011215 | 0.02243 | 0.048598 | 0.072897 | 0.085981 | 0.084112 | 0.074766 | 0.06729 | 0.059813 | 0.052336 | 0.048598 | 0.050467 | 0.048598 | 0.048598 | 0.048598 | 0.048598 | 0.046729 | 0.031776 | 0.016822 | 100 |  | 1 |  | DEER08 RES Lvg Sum CW Wd
; | RES | Lvg | Sum | CW | WeH | DEER08-RES-Lvg-Sum-CW-WeH |  |  | 0.0093458 | 0.0074766 | 0.0037383 | 0.0037383 | 0.0074766 | 0.011215 | 0.02243 | 0.048598 | 0.072897 | 0.085981 | 0.084112 | 0.074766 | 0.06729 | 0.059813 | 0.052336 | 0.048598 | 0.050467 | 0.048598 | 0.048598 | 0.048598 | 0.048598 | 0.046729 | 0.031776 | 0.016822 | 100 |  | 1 |  | DEER08 RES Lvg Sum CW WeH
; | RES | Lvg | Win | CD | Wd | DEER08-RES-Lvg-Win-CD-Wd |  |  | 0.0093458 | 0.0074766 | 0.0037383 | 0.0037383 | 0.0074766 | 0.011215 | 0.02243 | 0.048598 | 0.072897 | 0.085981 | 0.084112 | 0.074766 | 0.06729 | 0.059813 | 0.052336 | 0.048598 | 0.050467 | 0.048598 | 0.048598 | 0.048598 | 0.048598 | 0.046729 | 0.031776 | 0.016822 | 100 |  | 1 |  | DEER08 RES Lvg Win CD Wd
; | RES | Lvg | Win | CD | WeH | DEER08-RES-Lvg-Win-CD-WeH |  |  | 0.0093458 | 0.0074766 | 0.0037383 | 0.0037383 | 0.0074766 | 0.011215 | 0.02243 | 0.048598 | 0.072897 | 0.085981 | 0.084112 | 0.074766 | 0.06729 | 0.059813 | 0.052336 | 0.048598 | 0.050467 | 0.048598 | 0.048598 | 0.048598 | 0.048598 | 0.046729 | 0.031776 | 0.016822 | 100 |  | 1 |  | DEER08 RES Lvg Win CD WeH
; | RES | Lvg | Oth | CD | Wd | DEER08-RES-Lvg-Oth-CD-Wd |  |  | 0.0093458 | 0.0074766 | 0.0037383 | 0.0037383 | 0.0074766 | 0.011215 | 0.02243 | 0.048598 | 0.072897 | 0.085981 | 0.084112 | 0.074766 | 0.06729 | 0.059813 | 0.052336 | 0.048598 | 0.050467 | 0.048598 | 0.048598 | 0.048598 | 0.048598 | 0.046729 | 0.031776 | 0.016822 | 100 |  | 1 |  | DEER08 RES Lvg Oth CD Wd
; | RES | Lvg | Oth | CD | WeH | DEER08-RES-Lvg-Oth-CD-WeH |  |  | 0.0093458 | 0.0074766 | 0.0037383 | 0.0037383 | 0.0074766 | 0.011215 | 0.02243 | 0.048598 | 0.072897 | 0.085981 | 0.084112 | 0.074766 | 0.06729 | 0.059813 | 0.052336 | 0.048598 | 0.050467 | 0.048598 | 0.048598 | 0.048598 | 0.048598 | 0.046729 | 0.031776 | 0.016822 | 100 |  | 1 |  | DEER08 RES Lvg Oth CD WeH
; | RES | Lvg | Sum | CD | Wd | DEER08-RES-Lvg-Sum-CD-Wd |  |  | 0.0093458 | 0.0074766 | 0.0037383 | 0.0037383 | 0.0074766 | 0.011215 | 0.02243 | 0.048598 | 0.072897 | 0.085981 | 0.084112 | 0.074766 | 0.06729 | 0.059813 | 0.052336 | 0.048598 | 0.050467 | 0.048598 | 0.048598 | 0.048598 | 0.048598 | 0.046729 | 0.031776 | 0.016822 | 100 |  | 1 |  | DEER08 RES Lvg Sum CD Wd
; | RES | Lvg | Sum | CD | WeH | DEER08-RES-Lvg-Sum-CD-WeH |  |  | 0.0093458 | 0.0074766 | 0.0037383 | 0.0037383 | 0.0074766 | 0.011215 | 0.02243 | 0.048598 | 0.072897 | 0.085981 | 0.084112 | 0.074766 | 0.06729 | 0.059813 | 0.052336 | 0.048598 | 0.050467 | 0.048598 | 0.048598 | 0.048598 | 0.048598 | 0.046729 | 0.031776 | 0.016822 | 100 |  | 1 |  | DEER08 RES Lvg Sum CD WeH
; | RES | Lvg | Win | Ck | Wd | DEER08-RES-Lvg-Win-Ck-Wd |  |  | 0.0070721 | 0.0070721 | 0.0035361 | 0.0035361 | 0.0070721 | 0.010608 | 0.024752 | 0.042433 | 0.045969 | 0.048091 | 0.042433 | 0.049505 | 0.056577 | 0.045969 | 0.043847 | 0.056577 | 0.091938 | 0.14993 | 0.11669 | 0.060113 | 0.035361 | 0.024752 | 0.015559 | 0.010608 | 100 |  | 1 |  | DEER08 RES Lvg Win Ck Wd
; | RES | Lvg | Win | Ck | WeH | DEER08-RES-Lvg-Win-Ck-WeH |  |  | 0.0070721 | 0.0070721 | 0.0035361 | 0.0035361 | 0.0070721 | 0.010608 | 0.024752 | 0.042433 | 0.045969 | 0.048091 | 0.042433 | 0.049505 | 0.056577 | 0.045969 | 0.043847 | 0.056577 | 0.091938 | 0.14993 | 0.11669 | 0.060113 | 0.035361 | 0.024752 | 0.015559 | 0.010608 | 100 |  | 1 |  | DEER08 RES Lvg Win Ck WeH
; | RES | Lvg | Oth | Ck | Wd | DEER08-RES-Lvg-Oth-Ck-Wd |  |  | 0.0070721 | 0.0070721 | 0.0035361 | 0.0035361 | 0.0070721 | 0.010608 | 0.024752 | 0.042433 | 0.045969 | 0.048091 | 0.042433 | 0.049505 | 0.056577 | 0.045969 | 0.043847 | 0.056577 | 0.091938 | 0.14993 | 0.11669 | 0.060113 | 0.035361 | 0.024752 | 0.015559 | 0.010608 | 100 |  | 1 |  | DEER08 RES Lvg Oth Ck Wd
; | RES | Lvg | Oth | Ck | WeH | DEER08-RES-Lvg-Oth-Ck-WeH |  |  | 0.0070721 | 0.0070721 | 0.0035361 | 0.0035361 | 0.0070721 | 0.010608 | 0.024752 | 0.042433 | 0.045969 | 0.048091 | 0.042433 | 0.049505 | 0.056577 | 0.045969 | 0.043847 | 0.056577 | 0.091938 | 0.14993 | 0.11669 | 0.060113 | 0.035361 | 0.024752 | 0.015559 | 0.010608 | 100 |  | 1 |  | DEER08 RES Lvg Oth Ck WeH
; | RES | Lvg | Sum | Ck | Wd | DEER08-RES-Lvg-Sum-Ck-Wd |  |  | 0.0070721 | 0.0070721 | 0.0035361 | 0.0035361 | 0.0070721 | 0.010608 | 0.024752 | 0.042433 | 0.045969 | 0.048091 | 0.042433 | 0.049505 | 0.056577 | 0.045969 | 0.043847 | 0.056577 | 0.091938 | 0.14993 | 0.11669 | 0.060113 | 0.035361 | 0.024752 | 0.015559 | 0.010608 | 100 |  | 1 |  | DEER08 RES Lvg Sum Ck Wd
; | RES | Lvg | Sum | Ck | WeH | DEER08-RES-Lvg-Sum-Ck-WeH |  |  | 0.0070721 | 0.0070721 | 0.0035361 | 0.0035361 | 0.0070721 | 0.010608 | 0.024752 | 0.042433 | 0.045969 | 0.048091 | 0.042433 | 0.049505 | 0.056577 | 0.045969 | 0.043847 | 0.056577 | 0.091938 | 0.14993 | 0.11669 | 0.060113 | 0.035361 | 0.024752 | 0.015559 | 0.010608 | 100 |  | 1 |  | DEER08 RES Lvg Sum Ck WeH
; | RES | Lvg | Win | Eq | Wd | DEER08-RES-Lvg-Win-Eq-Wd |  |  | 0.037 | 0.035 | 0.034 | 0.034 | 0.032 | 0.036 | 0.042 | 0.044 | 0.037 | 0.032 | 0.033 | 0.033 | 0.032 | 0.033 | 0.035 | 0.037 | 0.044 | 0.053 | 0.058 | 0.06 | 0.062 | 0.06 | 0.052 | 0.045 | 100 |  | 1 |  | DEER08 RES Lvg Win Eq Wd
; | RES | Lvg | Win | Eq | WeH | DEER08-RES-Lvg-Win-Eq-WeH |  |  | 0.037 | 0.035 | 0.034 | 0.034 | 0.032 | 0.036 | 0.042 | 0.044 | 0.037 | 0.032 | 0.033 | 0.033 | 0.032 | 0.033 | 0.035 | 0.037 | 0.044 | 0.053 | 0.058 | 0.06 | 0.062 | 0.06 | 0.052 | 0.045 | 100 |  | 1 |  | DEER08 RES Lvg Win Eq WeH
; | RES | Lvg | Oth | Eq | Wd | DEER08-RES-Lvg-Oth-Eq-Wd |  |  | 0.037 | 0.035 | 0.034 | 0.034 | 0.032 | 0.036 | 0.042 | 0.044 | 0.037 | 0.032 | 0.033 | 0.033 | 0.032 | 0.033 | 0.035 | 0.037 | 0.044 | 0.053 | 0.058 | 0.06 | 0.062 | 0.06 | 0.052 | 0.045 | 100 |  | 1 |  | DEER08 RES Lvg Oth Eq Wd
; | RES | Lvg | Oth | Eq | WeH | DEER08-RES-Lvg-Oth-Eq-WeH |  |  | 0.037 | 0.035 | 0.034 | 0.034 | 0.032 | 0.036 | 0.042 | 0.044 | 0.037 | 0.032 | 0.033 | 0.033 | 0.032 | 0.033 | 0.035 | 0.037 | 0.044 | 0.053 | 0.058 | 0.06 | 0.062 | 0.06 | 0.052 | 0.045 | 100 |  | 1 |  | DEER08 RES Lvg Oth Eq WeH
; | RES | Lvg | Sum | Eq | Wd | DEER08-RES-Lvg-Sum-Eq-Wd |  |  | 0.037 | 0.035 | 0.034 | 0.034 | 0.032 | 0.036 | 0.042 | 0.044 | 0.037 | 0.032 | 0.033 | 0.033 | 0.032 | 0.033 | 0.035 | 0.037 | 0.044 | 0.053 | 0.058 | 0.06 | 0.062 | 0.06 | 0.052 | 0.045 | 100 |  | 1 |  | DEER08 RES Lvg Sum Eq Wd
; | RES | Lvg | Sum | Eq | WeH | DEER08-RES-Lvg-Sum-Eq-WeH |  |  | 0.037 | 0.035 | 0.034 | 0.034 | 0.032 | 0.036 | 0.042 | 0.044 | 0.037 | 0.032 | 0.033 | 0.033 | 0.032 | 0.033 | 0.035 | 0.037 | 0.044 | 0.053 | 0.058 | 0.06 | 0.062 | 0.06 | 0.052 | 0.045 | 100 |  | 1 |  | DEER08 RES Lvg Sum Eq WeH
; | RES | Lvg | Win | Oc | Wd | DEER08-RES-Lvg-Win-Oc-Wd |  |  | 0 | 0 | 0 | 0 | 0 | 0 | 0.5 | 0.33 | 0.33 | 0.33 | 0.33 | 0.33 | 0.33 | 0.33 | 0.33 | 0.33 | 0.33 | 0.33 | 1 | 1 | 1 | 1 | 0.5 | 0 | 100 |  | 8.63 |  | DEER08 RES Lvg Win Oc Wd
; | RES | Lvg | Win | Oc | WeH | DEER08-RES-Lvg-Win-Oc-WeH |  |  | 0 | 0 | 0 | 0 | 0 | 0 | 0 | 0.5 | 0.67 | 0.67 | 0.67 | 0.67 | 0.67 | 0.67 | 0.67 | 0.67 | 0.67 | 1 | 1 | 1 | 1 | 1 | 0.5 | 0 | 100 |  | 12.03 |  | DEER08 RES Lvg Win Oc WeH
; | RES | Lvg | Oth | Oc | Wd | DEER08-RES-Lvg-Oth-Oc-Wd |  |  | 0 | 0 | 0 | 0 | 0 | 0 | 0.5 | 0.33 | 0.33 | 0.33 | 0.33 | 0.33 | 0.33 | 0.33 | 0.33 | 0.33 | 0.33 | 0.33 | 1 | 1 | 1 | 1 | 0.5 | 0 | 100 |  | 8.63 |  | DEER08 RES Lvg Oth Oc Wd
; | RES | Lvg | Oth | Oc | WeH | DEER08-RES-Lvg-Oth-Oc-WeH |  |  | 0 | 0 | 0 | 0 | 0 | 0 | 0 | 0.5 | 0.67 | 0.67 | 0.67 | 0.67 | 0.67 | 0.67 | 0.67 | 0.67 | 0.67 | 1 | 1 | 1 | 1 | 1 | 0.5 | 0 | 100 |  | 12.03 |  | DEER08 RES Lvg Oth Oc WeH
; | RES | Lvg | Sum | Oc | Wd | DEER08-RES-Lvg-Sum-Oc-Wd |  |  | 0 | 0 | 0 | 0 | 0 | 0 | 0.5 | 0.33 | 0.33 | 0.33 | 0.33 | 0.33 | 0.33 | 0.33 | 0.33 | 0.33 | 0.33 | 0.33 | 1 | 1 | 1 | 1 | 0.5 | 0 | 100 |  | 8.63 |  | DEER08 RES Lvg Sum Oc Wd
; | RES | Lvg | Sum | Oc | WeH | DEER08-RES-Lvg-Sum-Oc-WeH |  |  | 0 | 0 | 0 | 0 | 0 | 0 | 0 | 0.5 | 0.67 | 0.67 | 0.67 | 0.67 | 0.67 | 0.67 | 0.67 | 0.67 | 0.67 | 1 | 1 | 1 | 1 | 1 | 0.5 | 0 | 100 |  | 12.03 |  | DEER08 RES Lvg Sum Oc WeH
; | RES | Bed | Win | Oc | Wd | DEER08-RES-Bed-Win-Oc-Wd |  |  | 1 | 1 | 1 | 1 | 1 | 1 | 0.5 | 0.33 | 0 | 0 | 0 | 0 | 0 | 0 | 0 | 0 | 0 | 0 | 0 | 0 | 0 | 0 | 0.5 | 1 | 100 |  | 8.33 |  | DEER08 RES Bed Win Oc Wd
; | RES | Bed | Win | Oc | WeH | DEER08-RES-Bed-Win-Oc-WeH |  |  | 1 | 1 | 1 | 1 | 1 | 1 | 1 | 0.5 | 0 | 0 | 0 | 0 | 0 | 0 | 0 | 0 | 0 | 0 | 0 | 0 | 0 | 0 | 0.5 | 1 | 100 |  | 9 |  | DEER08 RES Bed Win Oc WeH
; | RES | Bed | Oth | Oc | Wd | DEER08-RES-Bed-Oth-Oc-Wd |  |  | 1 | 1 | 1 | 1 | 1 | 1 | 0.5 | 0.33 | 0 | 0 | 0 | 0 | 0 | 0 | 0 | 0 | 0 | 0 | 0 | 0 | 0 | 0 | 0.5 | 1 | 100 |  | 8.33 |  | DEER08 RES Bed Oth Oc Wd
; | RES | Bed | Oth | Oc | WeH | DEER08-RES-Bed-Oth-Oc-WeH |  |  | 1 | 1 | 1 | 1 | 1 | 1 | 1 | 0.5 | 0 | 0 | 0 | 0 | 0 | 0 | 0 | 0 | 0 | 0 | 0 | 0 | 0 | 0 | 0.5 | 1 | 100 |  | 9 |  | DEER08 RES Bed Oth Oc WeH
; | RES | Bed | Sum | Oc | Wd | DEER08-RES-Bed-Sum-Oc-Wd |  |  | 1 | 1 | 1 | 1 | 1 | 1 | 0.5 | 0.33 | 0 | 0 | 0 | 0 | 0 | 0 | 0 | 0 | 0 | 0 | 0 | 0 | 0 | 0 | 0.5 | 1 | 100 |  | 8.33 |  | DEER08 RES Bed Sum Oc Wd
; | RES | Bed | Sum | Oc | WeH | DEER08-RES-Bed-Sum-Oc-WeH |  |  | 1 | 1 | 1 | 1 | 1 | 1 | 1 | 0.5 | 0 | 0 | 0 | 0 | 0 | 0 | 0 | 0 | 0 | 0 | 0 | 0 | 0 | 0 | 0.5 | 1 | 100 |  | 9 |  | DEER08 RES Bed Sum Oc WeH
; | RES | Cmn | Win | Lt | Wd | DEER08-RES-Cmn-Win-Lt-Wd |  |  | 0.7109 | 0.70741 | 0.70574 | 0.70513 | 0.7047 | 0.7054 | 0.70685 | 0.70893 | 0.71081 | 0.7126 | 0.7137 | 0.7139 | 0.71387 | 0.71409 | 0.71449 | 0.71419 | 0.71393 | 0.71455 | 0.71914 | 0.72692 | 0.73097 | 0.7289 | 0.72331 | 0.71631 | 100 |  | 17.1367 |  | DEER08 RES Cmn Win Lt Wd
; | RES | Cmn | Win | Lt | WeH | DEER08-RES-Cmn-Win-Lt-WeH |  |  | 0.70887 | 0.70576 | 0.7045 | 0.70434 | 0.70475 | 0.70638 | 0.70859 | 0.70955 | 0.70991 | 0.71032 | 0.71113 | 0.71128 | 0.71125 | 0.71153 | 0.71165 | 0.71148 | 0.71155 | 0.71273 | 0.71793 | 0.72648 | 0.73093 | 0.72847 | 0.72246 | 0.71504 | 100 |  | 17.1069 |  | DEER08 RES Cmn Win Lt WeH
; | RES | Cmn | Oth | Lt | Wd | DEER08-RES-Cmn-Oth-Lt-Wd |  |  | 0.70951 | 0.70653 | 0.70492 | 0.70444 | 0.70416 | 0.70498 | 0.70665 | 0.70892 | 0.71056 | 0.71189 | 0.71259 | 0.71257 | 0.7126 | 0.71269 | 0.71317 | 0.71297 | 0.71267 | 0.71318 | 0.71729 | 0.72446 | 0.72864 | 0.72674 | 0.72133 | 0.71437 | 100 |  | 17.1078 |  | DEER08 RES Cmn Oth Lt Wd
; | RES | Cmn | Oth | Lt | WeH | DEER08-RES-Cmn-Oth-Lt-WeH |  |  | 0.70778 | 0.70529 | 0.70423 | 0.70411 | 0.70452 | 0.70656 | 0.70894 | 0.70965 | 0.70973 | 0.71005 | 0.71054 | 0.71064 | 0.71057 | 0.71078 | 0.71107 | 0.71109 | 0.71109 | 0.71214 | 0.71717 | 0.72488 | 0.72957 | 0.72741 | 0.72102 | 0.71338 | 100 |  | 17.0922 |  | DEER08 RES Cmn Oth Lt WeH
; | RES | Cmn | Sum | Lt | Wd | DEER08-RES-Cmn-Sum-Lt-Wd |  |  | 0.708 | 0.70571 | 0.70436 | 0.7039 | 0.70362 | 0.70435 | 0.70587 | 0.70772 | 0.70952 | 0.71091 | 0.71165 | 0.71164 | 0.71145 | 0.71148 | 0.71198 | 0.71199 | 0.7118 | 0.71199 | 0.7141 | 0.71983 | 0.72472 | 0.7241 | 0.71909 | 0.71236 | 100 |  | 17.0721 |  | DEER08 RES Cmn Sum Lt Wd
; | RES | Cmn | Sum | Lt | WeH | DEER08-RES-Cmn-Sum-Lt-WeH |  |  | 0.70712 | 0.70492 | 0.70383 | 0.7037 | 0.70412 | 0.70593 | 0.70819 | 0.70847 | 0.70894 | 0.70962 | 0.71027 | 0.71011 | 0.71 | 0.71011 | 0.7108 | 0.71076 | 0.71076 | 0.71139 | 0.7141 | 0.72074 | 0.72591 | 0.72469 | 0.71889 | 0.71198 | 100 |  | 17.0653 |  | DEER08 RES Cmn Sum Lt WeH
; | RES | HW | Win | Shwr | Wd | DEER08-RES-HW-Win-Shwr-Wd |  |  | 0.01069 | 0.0048591 | 0.0034014 | 0.0048591 | 0.013605 | 0.051506 | 0.11759 | 0.11662 | 0.094752 | 0.074344 | 0.059767 | 0.047133 | 0.034014 | 0.029155 | 0.025267 | 0.026239 | 0.030126 | 0.038873 | 0.042274 | 0.042274 | 0.041788 | 0.040816 | 0.029155 | 0.020894 | 100 |  | 1 |  | DEER08 RES HW Win Shwr Wd
; | RES | HW | Win | Shwr | WeH | DEER08-RES-HW-Win-Shwr-WeH |  |  | 0.01069 | 0.0048591 | 0.0034014 | 0.0048591 | 0.013605 | 0.051506 | 0.11759 | 0.11662 | 0.094752 | 0.074344 | 0.059767 | 0.047133 | 0.034014 | 0.029155 | 0.025267 | 0.026239 | 0.030126 | 0.038873 | 0.042274 | 0.042274 | 0.041788 | 0.040816 | 0.029155 | 0.020894 | 100 |  | 1 |  | DEER08 RES HW Win Shwr WeH
; | RES | HW | Oth | Shwr | Wd | DEER08-RES-HW-Oth-Shwr-Wd |  |  | 0.01069 | 0.0048591 | 0.0034014 | 0.0048591 | 0.013605 | 0.051506 | 0.11759 | 0.11662 | 0.094752 | 0.074344 | 0.059767 | 0.047133 | 0.034014 | 0.029155 | 0.025267 | 0.026239 | 0.030126 | 0.038873 | 0.042274 | 0.042274 | 0.041788 | 0.040816 | 0.029155 | 0.020894 | 100 |  | 1 |  | DEER08 RES HW Oth Shwr Wd
; | RES | HW | Oth | Shwr | WeH | DEER08-RES-HW-Oth-Shwr-WeH |  |  | 0.01069 | 0.0048591 | 0.0034014 | 0.0048591 | 0.013605 | 0.051506 | 0.11759 | 0.11662 | 0.094752 | 0.074344 | 0.059767 | 0.047133 | 0.034014 | 0.029155 | 0.025267 | 0.026239 | 0.030126 | 0.038873 | 0.042274 | 0.042274 | 0.041788 | 0.040816 | 0.029155 | 0.020894 | 100 |  | 1 |  | DEER08 RES HW Oth Shwr WeH
; | RES | HW | Sum | Shwr | Wd | DEER08-RES-HW-Sum-Shwr-Wd |  |  | 0.01069 | 0.0048591 | 0.0034014 | 0.0048591 | 0.013605 | 0.051506 | 0.11759 | 0.11662 | 0.094752 | 0.074344 | 0.059767 | 0.047133 | 0.034014 | 0.029155 | 0.025267 | 0.026239 | 0.030126 | 0.038873 | 0.042274 | 0.042274 | 0.041788 | 0.040816 | 0.029155 | 0.020894 | 100 |  | 1 |  | DEER08 RES HW Sum Shwr Wd
; | RES | HW | Sum | Shwr | WeH | DEER08-RES-HW-Sum-Shwr-WeH |  |  | 0.01069 | 0.0048591 | 0.0034014 | 0.0048591 | 0.013605 | 0.051506 | 0.11759 | 0.11662 | 0.094752 | 0.074344 | 0.059767 | 0.047133 | 0.034014 | 0.029155 | 0.025267 | 0.026239 | 0.030126 | 0.038873 | 0.042274 | 0.042274 | 0.041788 | 0.040816 | 0.029155 | 0.020894 | 100 |  | 1 |  | DEER08 RES HW Sum Shwr WeH
; | RES | HW | Win | Bath | Wd | DEER08-RES-HW-Win-Bath-Wd |  |  | 0.007722 | 0.003861 | 0.003861 | 0.003861 | 0.007722 | 0.019305 | 0.046332 | 0.057915 | 0.065637 | 0.057915 | 0.046332 | 0.034749 | 0.030888 | 0.023166 | 0.023166 | 0.023166 | 0.03861 | 0.046332 | 0.07722 | 0.10039 | 0.10039 | 0.07722 | 0.065637 | 0.03861 | 100 |  | 1 |  | DEER08 RES HW Win Bath Wd
; | RES | HW | Win | Bath | WeH | DEER08-RES-HW-Win-Bath-WeH |  |  | 0.007722 | 0.003861 | 0.003861 | 0.003861 | 0.007722 | 0.019305 | 0.046332 | 0.057915 | 0.065637 | 0.057915 | 0.046332 | 0.034749 | 0.030888 | 0.023166 | 0.023166 | 0.023166 | 0.03861 | 0.046332 | 0.07722 | 0.10039 | 0.10039 | 0.07722 | 0.065637 | 0.03861 | 100 |  | 1 |  | DEER08 RES HW Win Bath WeH
; | RES | HW | Oth | Bath | Wd | DEER08-RES-HW-Oth-Bath-Wd |  |  | 0.007722 | 0.003861 | 0.003861 | 0.003861 | 0.007722 | 0.019305 | 0.046332 | 0.057915 | 0.065637 | 0.057915 | 0.046332 | 0.034749 | 0.030888 | 0.023166 | 0.023166 | 0.023166 | 0.03861 | 0.046332 | 0.07722 | 0.10039 | 0.10039 | 0.07722 | 0.065637 | 0.03861 | 100 |  | 1 |  | DEER08 RES HW Oth Bath Wd
; | RES | HW | Oth | Bath | WeH | DEER08-RES-HW-Oth-Bath-WeH |  |  | 0.007722 | 0.003861 | 0.003861 | 0.003861 | 0.007722 | 0.019305 | 0.046332 | 0.057915 | 0.065637 | 0.057915 | 0.046332 | 0.034749 | 0.030888 | 0.023166 | 0.023166 | 0.023166 | 0.03861 | 0.046332 | 0.07722 | 0.10039 | 0.10039 | 0.07722 | 0.065637 | 0.03861 | 100 |  | 1 |  | DEER08 RES HW Oth Bath WeH
; | RES | HW | Sum | Bath | Wd | DEER08-RES-HW-Sum-Bath-Wd |  |  | 0.007722 | 0.003861 | 0.003861 | 0.003861 | 0.007722 | 0.019305 | 0.046332 | 0.057915 | 0.065637 | 0.057915 | 0.046332 | 0.034749 | 0.030888 | 0.023166 | 0.023166 | 0.023166 | 0.03861 | 0.046332 | 0.07722 | 0.10039 | 0.10039 | 0.07722 | 0.065637 | 0.03861 | 100 |  | 1 |  | DEER08 RES HW Sum Bath Wd
; | RES | HW | Sum | Bath | WeH | DEER08-RES-HW-Sum-Bath-WeH |  |  | 0.007722 | 0.003861 | 0.003861 | 0.003861 | 0.007722 | 0.019305 | 0.046332 | 0.057915 | 0.065637 | 0.057915 | 0.046332 | 0.034749 | 0.030888 | 0.023166 | 0.023166 | 0.023166 | 0.03861 | 0.046332 | 0.07722 | 0.10039 | 0.10039 | 0.07722 | 0.065637 | 0.03861 | 100 |  | 1 |  | DEER08 RES HW Sum Bath WeH
; | RES | HW | Win | Sink | Wd | DEER08-RES-HW-Win-Sink-Wd |  |  | 0.014164 | 0.0067989 | 0.0050992 | 0.0050992 | 0.0067989 | 0.01813 | 0.042493 | 0.062323 | 0.065722 | 0.061756 | 0.054391 | 0.049858 | 0.048725 | 0.045326 | 0.04136 | 0.043059 | 0.048159 | 0.065156 | 0.074788 | 0.069122 | 0.056657 | 0.048159 | 0.03966 | 0.027195 | 100 |  | 1 |  | DEER08 RES HW Win Sink Wd
; | RES | HW | Win | Sink | WeH | DEER08-RES-HW-Win-Sink-WeH |  |  | 0.014164 | 0.0067989 | 0.0050992 | 0.0050992 | 0.0067989 | 0.01813 | 0.042493 | 0.062323 | 0.065722 | 0.061756 | 0.054391 | 0.049858 | 0.048725 | 0.045326 | 0.04136 | 0.043059 | 0.048159 | 0.065156 | 0.074788 | 0.069122 | 0.056657 | 0.048159 | 0.03966 | 0.027195 | 100 |  | 1 |  | DEER08 RES HW Win Sink WeH
; | RES | HW | Oth | Sink | Wd | DEER08-RES-HW-Oth-Sink-Wd |  |  | 0.014164 | 0.0067989 | 0.0050992 | 0.0050992 | 0.0067989 | 0.01813 | 0.042493 | 0.062323 | 0.065722 | 0.061756 | 0.054391 | 0.049858 | 0.048725 | 0.045326 | 0.04136 | 0.043059 | 0.048159 | 0.065156 | 0.074788 | 0.069122 | 0.056657 | 0.048159 | 0.03966 | 0.027195 | 100 |  | 1 |  | DEER08 RES HW Oth Sink Wd
; | RES | HW | Oth | Sink | WeH | DEER08-RES-HW-Oth-Sink-WeH |  |  | 0.014164 | 0.0067989 | 0.0050992 | 0.0050992 | 0.0067989 | 0.01813 | 0.042493 | 0.062323 | 0.065722 | 0.061756 | 0.054391 | 0.049858 | 0.048725 | 0.045326 | 0.04136 | 0.043059 | 0.048159 | 0.065156 | 0.074788 | 0.069122 | 0.056657 | 0.048159 | 0.03966 | 0.027195 | 100 |  | 1 |  | DEER08 RES HW Oth Sink WeH
; | RES | HW | Sum | Sink | Wd | DEER08-RES-HW-Sum-Sink-Wd |  |  | 0.014164 | 0.0067989 | 0.0050992 | 0.0050992 | 0.0067989 | 0.01813 | 0.042493 | 0.062323 | 0.065722 | 0.061756 | 0.054391 | 0.049858 | 0.048725 | 0.045326 | 0.04136 | 0.043059 | 0.048159 | 0.065156 | 0.074788 | 0.069122 | 0.056657 | 0.048159 | 0.03966 | 0.027195 | 100 |  | 1 |  | DEER08 RES HW Sum Sink Wd
; | RES | HW | Sum | Sink | WeH | DEER08-RES-HW-Sum-Sink-WeH |  |  | 0.014164 | 0.0067989 | 0.0050992 | 0.0050992 | 0.0067989 | 0.01813 | 0.042493 | 0.062323 | 0.065722 | 0.061756 | 0.054391 | 0.049858 | 0.048725 | 0.045326 | 0.04136 | 0.043059 | 0.048159 | 0.065156 | 0.074788 | 0.069122 | 0.056657 | 0.048159 | 0.03966 | 0.027195 | 100 |  | 1 |  | DEER08 RES HW Sum Sink WeH
; | RES | HW | Win | DW | Wd | DEER08-RES-HW-Win-DW-Wd |  |  | 0.015358 | 0.0068259 | 0.0051195 | 0.003413 | 0.003413 | 0.010239 | 0.020478 | 0.030717 | 0.05802 | 0.064846 | 0.056314 | 0.047782 | 0.040956 | 0.046075 | 0.037543 | 0.035836 | 0.037543 | 0.049488 | 0.087031 | 0.11092 | 0.090444 | 0.066553 | 0.044369 | 0.030717 | 100 |  | 1 |  | DEER08 RES HW Win DW Wd
; | RES | HW | Win | DW | WeH | DEER08-RES-HW-Win-DW-WeH |  |  | 0.015358 | 0.0068259 | 0.0051195 | 0.003413 | 0.003413 | 0.010239 | 0.020478 | 0.030717 | 0.05802 | 0.064846 | 0.056314 | 0.047782 | 0.040956 | 0.046075 | 0.037543 | 0.035836 | 0.037543 | 0.049488 | 0.087031 | 0.11092 | 0.090444 | 0.066553 | 0.044369 | 0.030717 | 100 |  | 1 |  | DEER08 RES HW Win DW WeH
; | RES | HW | Oth | DW | Wd | DEER08-RES-HW-Oth-DW-Wd |  |  | 0.015358 | 0.0068259 | 0.0051195 | 0.003413 | 0.003413 | 0.010239 | 0.020478 | 0.030717 | 0.05802 | 0.064846 | 0.056314 | 0.047782 | 0.040956 | 0.046075 | 0.037543 | 0.035836 | 0.037543 | 0.049488 | 0.087031 | 0.11092 | 0.090444 | 0.066553 | 0.044369 | 0.030717 | 100 |  | 1 |  | DEER08 RES HW Oth DW Wd
; | RES | HW | Oth | DW | WeH | DEER08-RES-HW-Oth-DW-WeH |  |  | 0.015358 | 0.0068259 | 0.0051195 | 0.003413 | 0.003413 | 0.010239 | 0.020478 | 0.030717 | 0.05802 | 0.064846 | 0.056314 | 0.047782 | 0.040956 | 0.046075 | 0.037543 | 0.035836 | 0.037543 | 0.049488 | 0.087031 | 0.11092 | 0.090444 | 0.066553 | 0.044369 | 0.030717 | 100 |  | 1 |  | DEER08 RES HW Oth DW WeH
; | RES | HW | Sum | DW | Wd | DEER08-RES-HW-Sum-DW-Wd |  |  | 0.015358 | 0.0068259 | 0.0051195 | 0.003413 | 0.003413 | 0.010239 | 0.020478 | 0.030717 | 0.05802 | 0.064846 | 0.056314 | 0.047782 | 0.040956 | 0.046075 | 0.037543 | 0.035836 | 0.037543 | 0.049488 | 0.087031 | 0.11092 | 0.090444 | 0.066553 | 0.044369 | 0.030717 | 100 |  | 1 |  | DEER08 RES HW Sum DW Wd
; | RES | HW | Sum | DW | WeH | DEER08-RES-HW-Sum-DW-WeH |  |  | 0.015358 | 0.0068259 | 0.0051195 | 0.003413 | 0.003413 | 0.010239 | 0.020478 | 0.030717 | 0.05802 | 0.064846 | 0.056314 | 0.047782 | 0.040956 | 0.046075 | 0.037543 | 0.035836 | 0.037543 | 0.049488 | 0.087031 | 0.11092 | 0.090444 | 0.066553 | 0.044369 | 0.030717 | 100 |  | 1 |  | DEER08 RES HW Sum DW WeH
; | RES | HW | Win | CW | Wd | DEER08-RES-HW-Win-CW-Wd |  |  | 0.0093458 | 0.0074766 | 0.0037383 | 0.0037383 | 0.0074766 | 0.011215 | 0.02243 | 0.048598 | 0.072897 | 0.085981 | 0.084112 | 0.074766 | 0.06729 | 0.059813 | 0.052336 | 0.048598 | 0.050467 | 0.048598 | 0.048598 | 0.048598 | 0.048598 | 0.046729 | 0.031776 | 0.016822 | 100 |  | 1 |  | DEER08 RES HW Win CW Wd
; | RES | HW | Win | CW | WeH | DEER08-RES-HW-Win-CW-WeH |  |  | 0.0093458 | 0.0074766 | 0.0037383 | 0.0037383 | 0.0074766 | 0.011215 | 0.02243 | 0.048598 | 0.072897 | 0.085981 | 0.084112 | 0.074766 | 0.06729 | 0.059813 | 0.052336 | 0.048598 | 0.050467 | 0.048598 | 0.048598 | 0.048598 | 0.048598 | 0.046729 | 0.031776 | 0.016822 | 100 |  | 1 |  | DEER08 RES HW Win CW WeH
; | RES | HW | Oth | CW | Wd | DEER08-RES-HW-Oth-CW-Wd |  |  | 0.0093458 | 0.0074766 | 0.0037383 | 0.0037383 | 0.0074766 | 0.011215 | 0.02243 | 0.048598 | 0.072897 | 0.085981 | 0.084112 | 0.074766 | 0.06729 | 0.059813 | 0.052336 | 0.048598 | 0.050467 | 0.048598 | 0.048598 | 0.048598 | 0.048598 | 0.046729 | 0.031776 | 0.016822 | 100 |  | 1 |  | DEER08 RES HW Oth CW Wd
; | RES | HW | Oth | CW | WeH | DEER08-RES-HW-Oth-CW-WeH |  |  | 0.0093458 | 0.0074766 | 0.0037383 | 0.0037383 | 0.0074766 | 0.011215 | 0.02243 | 0.048598 | 0.072897 | 0.085981 | 0.084112 | 0.074766 | 0.06729 | 0.059813 | 0.052336 | 0.048598 | 0.050467 | 0.048598 | 0.048598 | 0.048598 | 0.048598 | 0.046729 | 0.031776 | 0.016822 | 100 |  | 1 |  | DEER08 RES HW Oth CW WeH
; | RES | HW | Sum | CW | Wd | DEER08-RES-HW-Sum-CW-Wd |  |  | 0.0093458 | 0.0074766 | 0.0037383 | 0.0037383 | 0.0074766 | 0.011215 | 0.02243 | 0.048598 | 0.072897 | 0.085981 | 0.084112 | 0.074766 | 0.06729 | 0.059813 | 0.052336 | 0.048598 | 0.050467 | 0.048598 | 0.048598 | 0.048598 | 0.048598 | 0.046729 | 0.031776 | 0.016822 | 100 |  | 1 |  | DEER08 RES HW Sum CW Wd
; | RES | HW | Sum | CW | WeH | DEER08-RES-HW-Sum-CW-WeH |  |  | 0.0093458 | 0.0074766 | 0.0037383 | 0.0037383 | 0.0074766 | 0.011215 | 0.02243 | 0.048598 | 0.072897 | 0.085981 | 0.084112 | 0.074766 | 0.06729 | 0.059813 | 0.052336 | 0.048598 | 0.050467 | 0.048598 | 0.048598 | 0.048598 | 0.048598 | 0.046729 | 0.031776 | 0.016822 | 100 |  | 1 |  | DEER08 RES HW Sum CW WeH
;
;
; | Custom Schedules (values in %) | [7 empty] | 3: Cst |  |  |  | Full
; | [32 empty] | % | Base |  | Load
; | Description |  |  |  | Index | Profile ID |  |  | 1 | 2 | 3 | 4 | 5 | 6 | 7 | 8 | 9 | 10 | 11 | 12 | 13 | 14 | 15 | 16 | 17 | 18 | 19 | 20 | 21 | 22 | 23 | 24 | Mult | Load |  | Hrs
; | Zeroes |  |  |  | 1 | Cst-Zeroes |  |  | 0 | 0 | 0 | 0 | 0 | 0 | 0 | 0 | 0 | 0 | 0 | 0 | 0 | 0 | 0 | 0 | 0 | 0 | 0 | 0 | 0 | 0 | 0 | 0 | 1 | 0 |  | 0
; | AllOn |  |  |  | 2 | Cst-AllOn |  |  | 100 | 100 | 100 | 100 | 100 | 100 | 100 | 100 | 100 | 100 | 100 | 100 | 100 | 100 | 100 | 100 | 100 | 100 | 100 | 100 | 100 | 100 | 100 | 100 | 1 | 0 |  | 24
; | Sch-Ck-WD |  |  |  | 3 | Cst-Sch-Ck-WD |  |  | 0 | 0 | 0 | 0 | 0 | 0 | 0 | 0 | 5 | 15 | 60 | 80 | 70 | 30 | 5 | 0 | 0 | 0 | 0 | 0 | 0 | 0 | 0 | 0 | 1 | 0 |  | 2.65
; | MF-Ck-WD |  |  |  | 4 | Cst-MF-Ck-WD |  |  | 0 | 0 | 0 | 0 | 10 | 20 | 15 | 10 | 5 | 1 | 5 | 8 | 12 | 7 | 2 | 15 | 30 | 50 | 30 | 12 | 6 | 2 | 1 | 1 | 1 | 0 |  | 2.42
; | MF-Ck-Sat |  |  |  | 5 | Cst-MF-Ck-Sat |  |  | 0 | 0 | 0 | 0 | 2 | 3 | 5 | 10 | 25 | 15 | 5 | 12 | 16 | 10 | 5 | 20 | 35 | 70 | 40 | 24 | 10 | 5 | 2 | 2 | 1 | 0 |  | 3.16
; | MF-Ck-Sun |  |  |  | 6 | Cst-MF-Ck-Sun |  |  | 0 | 0 | 0 | 0 | 2 | 3 | 5 | 10 | 25 | 20 | 10 | 12 | 16 | 10 | 5 | 25 | 40 | 70 | 40 | 20 | 8 | 2 | 1 | 1 | 1 | 0 |  | 3.25
; | MFam-ELit |  |  |  | 7 | Cst-MFam-ELit |  |  | 90 | 50 | 50 | 50 | 50 | 50 | 50 | 5 | 5 | 5 | 5 | 5 | 5 | 5 | 5 | 5 | 5 | 50 | 90 | 90 | 90 | 90 | 90 | 90 | 1 | 0 |  | 10.3
; | Com-Gen-ELit |  |  |  | 8 | Cst-Com-Gen-ELit |  |  | 60 | 60 | 60 | 60 | 60 | 60 | 60 | 0 | 0 | 0 | 0 | 0 | 0 | 0 | 0 | 0 | 0 | 50 | 90 | 90 | 90 | 90 | 80 | 70 | 1 | 0 |  | 9.8
; | Com-Late-ELit |  |  |  | 9 | Cst-Com-Late-ELit |  |  | 90 | 90 | 70 | 60 | 60 | 60 | 60 | 0 | 0 | 0 | 0 | 0 | 0 | 0 | 0 | 0 | 0 | 50 | 90 | 90 | 90 | 90 | 90 | 90 | 1 | 0 |  | 10.8
; | Com-24hr-ELit |  |  |  | 10 | Cst-Com-24hr-ELit |  |  | 90 | 90 | 90 | 90 | 90 | 90 | 60 | 0 | 0 | 0 | 0 | 0 | 0 | 0 | 0 | 0 | 0 | 50 | 90 | 90 | 90 | 90 | 90 | 90 | 1 | 0 |  | 11.9
; | Off-Cook-WD |  |  |  | 10 | Cst-Off-Cook-WD |  |  | 0 | 0 | 0 | 0 | 0 | 0 | 20 | 20 | 10 | 10 | 30 | 60 | 75 | 45 | 20 | 10 | 10 | 10 | 10 | 5 | 0 | 0 | 0 | 0 | 1 | 0 |  | 3.35
; | Com-Gen-Refrig |  |  |  | 11 | Cst-Com-Gen-Refrig |  |  | 80 | 80 | 80 | 80 | 80 | 80 | 80 | 85 | 90 | 95 | 95 | 98 | 100 | 100 | 100 | 100 | 98 | 97 | 96 | 95 | 92 | 88 | 85 | 80 | 1 | 0 |  | 21.54
; | Com-Late-Refrig |  |  |  | 12 | Cst-Com-Late-Refrig |  |  | 85 | 82 | 80 | 80 | 80 | 80 | 80 | 80 | 85 | 90 | 95 | 98 | 100 | 100 | 100 | 100 | 98 | 97 | 96 | 95 | 93 | 90 | 87 | 85 | 1 | 0 |  | 21.56
; | Com-24hr-Refrig |  |  |  | 13 | Cst-Com-24hr-Refrig |  |  | 85 | 83 | 82 | 82 | 85 | 85 | 90 | 95 | 96 | 96 | 97 | 98 | 100 | 100 | 100 | 100 | 98 | 97 | 96 | 95 | 93 | 90 | 87 | 85 | 1 | 0 |  | 22.15
; | Com-Clsd-Refrig |  |  |  | 14 | Cst-Com-Clsd-Refrig |  |  | 80 | 80 | 80 | 80 | 80 | 80 | 80 | 81 | 82 | 83 | 83 | 84 | 85 | 85 | 85 | 85 | 84 | 83 | 82 | 81 | 81 | 80 | 80 | 80 | 1 | 0 |  | 19.64
; | Res-ELit |  |  |  | 15 | Cst-Res-ELit |  |  | 30 | 30 | 30 | 30 | 30 | 30 | 10 | 0 | 0 | 0 | 0 | 0 | 0 | 0 | 0 | 0 | 0 | 40 | 90 | 90 | 90 | 90 | 90 | 60 | 1 | 0 |  | 7.4
; | Int-Ck-WD |  |  |  | 16 | Cst-Int-Ck-WD |  |  | 0 | 0 | 0 | 0 | 0 | 0 | 0 | 0 | 0 | 0 | 0 | 0 | 0 | 0 | 5 | 20 | 40 | 70 | 40 | 20 | 20 | 15 | 5 | 0 | 1 | 0 |  | 2.35
; | Int-Ck-Sat |  |  |  | 17 | Cst-Int-Ck-Sat |  |  | 0 | 0 | 0 | 0 | 0 | 0 | 0 | 0 | 0 | 0 | 5 | 20 | 20 | 10 | 5 | 5 | 15 | 30 | 50 | 35 | 25 | 15 | 5 | 0 | 1 | 0 |  | 2.4
; | Int-Ck-Sun |  |  |  | 18 | Cst-Int-Ck-Sun |  |  | 0 | 0 | 0 | 0 | 0 | 0 | 0 | 10 | 20 | 30 | 20 | 10 | 5 | 0 | 0 | 0 | 0 | 0 | 0 | 0 | 0 | 0 | 0 | 0 | 1 | 0 |  | 0.95
; | Com-Gen-SCRefr |  |  |  | 19 | Cst-Com-Gen-SCRefr |  |  | 64 | 64 | 64 | 64 | 64 | 65.6 | 67.2 | 73.1 | 79.2 | 85.5 | 85.5 | 88.2 | 90 | 90 | 90 | 90 | 88.2 | 87.3 | 84.48 | 81.7 | 77.28 | 72.16 | 69.7 | 65.6 | 1 | 0 |  | 18.5072
; | Com-Late-SCRefr |  |  |  | 20 | Cst-Com-Late-SCRefr |  |  | 69.7 | 67.24 | 64 | 64 | 64 | 64 | 65.6 | 67.2 | 73.1 | 79.2 | 85.5 | 88.2 | 90 | 90 | 90 | 90 | 88.2 | 87.3 | 86.4 | 85.5 | 81.84 | 77.4 | 73.08 | 69.7 | 1 | 0 |  | 18.6116
; | Com-24hr-SCRefr |  |  |  | 21 | Cst-Com-24hr-SCRefr |  |  | 70.55 | 68.89 | 67.24 | 67.24 | 69.7 | 70.55 | 75.6 | 80.75 | 82.56 | 84.48 | 87.3 | 88.2 | 90 | 90 | 90 | 90 | 88.2 | 87.3 | 86.4 | 85.5 | 81.84 | 77.4 | 73.08 | 70.55 | 1 | 0 |  | 19.2333
; | Com-Clsd-SCRefr |  |  |  | 22 | Cst-Com-Clsd-SCRefr |  |  | 66.4 | 66.4 | 65.6 | 65.6 | 65.6 | 66.4 | 67.2 | 68.85 | 70.52 | 73.04 | 74.7 | 75.6 | 76.5 | 76.5 | 76.5 | 76.5 | 75.6 | 74.7 | 73.8 | 72.9 | 71.28 | 68.8 | 67.2 | 66.4 | 1 | 0 |  | 17.0259
; | Gen-3MealCk-WD |  |  |  | 23 | Cst-Gen-3MealCk-WD |  |  | 0 | 0 | 0 | 0 | 15 | 30 | 15 | 10 | 5 | 1 | 5 | 12 | 20 | 10 | 2 | 15 | 40 | 70 | 40 | 15 | 6 | 0 | 0 | 0 | 1 | 0 |  | 3.11
; | Gen-3MealCk-WEH |  |  |  | 24 | Cst-Gen-3MealCk-WEH |  |  | 0 | 0 | 0 | 0 | 0 | 0 | 5 | 15 | 35 | 15 | 5 | 12 | 16 | 10 | 5 | 20 | 40 | 70 | 40 | 25 | 10 | 5 | 0 | 0 | 1 | 0 |  | 3.28
; | Fitness-Occ-WD |  |  |  | 25 | Cst-Fitness-Occ-WD |  |  | 0 | 0 | 0 | 0 | 0 | 5 | 20 | 15 | 10 | 10 | 10 | 15 | 20 | 15 | 15 | 20 | 40 | 75 | 90 | 80 | 55 | 20 | 5 | 0 | 1 | 0 |  | 5.2
; | Fitness-Occ-WEH |  |  |  | 26 | Cst-Fitness-Occ-WEH |  |  | 0 | 0 | 0 | 0 | 0 | 5 | 10 | 15 | 20 | 30 | 40 | 40 | 35 | 35 | 35 | 40 | 40 | 40 | 30 | 20 | 15 | 10 | 5 | 0 | 1 | 0 |  | 4.65
; | Fitness-IL-WD |  |  |  | 27 | Cst-Fitness-IL-WD |  |  | 5 | 5 | 5 | 5 | 5 | 15 | 80 | 90 | 90 | 90 | 90 | 90 | 90 | 90 | 90 | 90 | 90 | 90 | 90 | 90 | 90 | 75 | 15 | 5 | 1 | 0 |  | 14.75
; | Fitness-IL-WEH |  |  |  | 28 | Cst-Fitness-IL-WEH |  |  | 5 | 5 | 5 | 5 | 5 | 15 | 75 | 80 | 85 | 90 | 90 | 90 | 90 | 90 | 90 | 90 | 90 | 90 | 90 | 85 | 80 | 75 | 15 | 5 | 1 | 0 |  | 14.4
; | Fitness-HW-WD |  |  |  | 29 | Cst-Fitness-HW-WD |  |  | 0 | 0 | 0 | 0 | 0 | 0 | 10 | 15 | 10 | 5 | 5 | 15 | 20 | 10 | 10 | 15 | 35 | 75 | 90 | 80 | 55 | 20 | 0 | 0 | 1 | 0 |  | 4.7
; | Fitness-HW-WEH |  |  |  | 30 | Cst-Fitness-HW-WEH |  |  | 0 | 0 | 0 | 0 | 0 | 0 | 5 | 15 | 20 | 30 | 40 | 40 | 35 | 35 | 35 | 40 | 40 | 40 | 30 | 20 | 15 | 10 | 0 | 0 | 1 | 0 |  | 4.5
; | Hosp-Occ-WD |  |  |  | 31 | Cst-Hosp-Occ-WD |  |  | 0 | 0 | 0 | 0 | 0 | 9 | 36 | 55 | 73 | 91 | 91 | 73 | 55 | 73 | 91 | 91 | 91 | 73 | 55 | 36 | 27 | 18 | 9 | 0 | 1 | 45
; | Hosp-Occ-WEH |  |  |  | 32 | Cst-Hosp-Occ-WEH |  |  | 0 | 0 | 0 | 0 | 0 | 0 | 0 | 18 | 27 | 36 | 45 | 42 | 36 | 42 | 45 | 45 | 36 | 36 | 27 | 18 | 9 | 9 | 0 | 0 | 1 | 45
; | Hosp-IL-WD |  |  |  | 33 | Cst-Hosp-IL-WD |  |  | 6 | 0 | 0 | 0 | 6 | 41 | 65 | 82 | 94 | 94 | 94 | 94 | 88 | 94 | 94 | 94 | 94 | 94 | 82 | 71 | 59 | 47 | 29 | 18 | 1 | 15
; | Hosp-IL-WEH |  |  |  | 34 | Cst-Hosp-IL-WEH |  |  | 6 | 0 | 0 | 0 | 0 | 12 | 41 | 59 | 71 | 76 | 76 | 76 | 76 | 76 | 76 | 76 | 71 | 59 | 53 | 47 | 41 | 35 | 29 | 18 | 1 | 15
; | Hosp-HW-WD |  |  |  | 35 | Cst-Hosp-HW-WD |  |  | 0 | 0 | 0 | 0 | 0 | 5 | 16 | 21 | 37 | 84 | 89 | 79 | 68 | 79 | 89 | 89 | 68 | 47 | 26 | 21 | 21 | 16 | 5 | 0 | 1 | 5
; | Hosp-HW-WEH |  |  |  | 36 | Cst-Hosp-HW-WEH |  |  | 0 | 0 | 0 | 0 | 0 | 0 | 5 | 16 | 32 | 74 | 79 | 68 | 58 | 68 | 79 | 79 | 58 | 37 | 26 | 21 | 21 | 16 | 5 | 0 | 1 | 5
; | Univ-Occ-WD |  |  |  | 37 | Cst-Univ-Occ-WD |  |  | 0 | 0 | 0 | 0 | 0 | 0 | 5 | 20 | 90 | 90 | 90 | 80 | 80 | 80 | 80 | 70 | 40 | 20 | 40 | 40 | 30 | 10 | 5 | 0 | 1 | 0 |  | 8.7
; | Univ-Lt-WD |  |  |  | 38 | Cst-Univ-Lt-WD |  |  | 5 | 5 | 5 | 5 | 5 | 5 | 15 | 40 | 90 | 90 | 90 | 90 | 90 | 90 | 90 | 70 | 60 | 50 | 70 | 70 | 70 | 30 | 10 | 5 | 1 | 0 |  | 11.5
; | Univ-Plg-WD |  |  |  | 39 | Cst-Univ-Plg-WD |  |  | 5 | 5 | 5 | 5 | 5 | 5 | 10 | 40 | 90 | 90 | 90 | 90 | 90 | 90 | 90 | 70 | 60 | 50 | 70 | 70 | 70 | 30 | 10 | 5 | 1 | 0 |  | 11.45
; | Univ-HW-WD |  |  |  | 40 | Cst-Univ-HW-WD |  |  | 5 | 5 | 5 | 5 | 5 | 5 | 20 | 60 | 70 | 80 | 80 | 80 | 80 | 80 | 80 | 80 | 70 | 50 | 50 | 50 | 40 | 20 | 10 | 5 | 1 | 0 |  | 10.35
; | Rst-All-Occ-WD |  |  |  | 41 | Cst-Rst-All-Occ-WD |  |  | 10 | 0 | 0 | 0 | 0 | 10 | 35 | 50 | 40 | 25 | 25 | 50 | 70 | 50 | 20 | 20 | 30 | 65 | 80 | 75 | 60 | 40 | 30 | 20 | 1 | 0 |  | 8.05
; | Rst-All-Occ-Sat |  |  |  | 42 | Cst-Rst-All-Occ-Sat |  |  | 20 | 10 | 0 | 0 | 0 | 0 | 10 | 20 | 33 | 40 | 33 | 40 | 60 | 40 | 25 | 25 | 30 | 50 | 75 | 90 | 80 | 60 | 40 | 30 | 1 | 0 |  | 8.11
; | Rst-All-Occ-Sun |  |  |  | 43 | Cst-Rst-All-Occ-Sun |  |  | 20 | 10 | 0 | 0 | 0 | 0 | 0 | 10 | 20 | 40 | 55 | 65 | 55 | 40 | 25 | 25 | 35 | 70 | 85 | 80 | 65 | 40 | 30 | 20 | 1 | 0 |  | 7.9
; | Rst-All-IL-WD |  |  |  | 44 | Cst-Rst-All-IL-WD |  |  | 50 | 10 | 10 | 10 | 10 | 50 | 70 | 90 | 90 | 90 | 90 | 90 | 90 | 90 | 90 | 90 | 90 | 90 | 90 | 90 | 90 | 90 | 90 | 70 | 1 | 0 |  | 17.2
; | Rst-All-IL-Sat |  |  |  | 45 | Cst-Rst-All-IL-Sat |  |  | 50 | 50 | 10 | 10 | 10 | 10 | 50 | 70 | 90 | 90 | 90 | 90 | 90 | 90 | 90 | 90 | 90 | 90 | 90 | 90 | 90 | 90 | 90 | 90 | 1 | 0 |  | 17
; | Rst-All-IL-Sun |  |  |  | 46 | Cst-Rst-All-IL-Sun |  |  | 50 | 50 | 10 | 10 | 10 | 10 | 10 | 50 | 70 | 90 | 90 | 90 | 90 | 90 | 90 | 90 | 90 | 90 | 90 | 90 | 90 | 90 | 90 | 70 | 1 | 0 |  | 16
; | Rst-All-HW-WD |  |  |  | 47 | Cst-Rst-All-HW-WD |  |  | 50 | 5 | 0 | 0 | 5 | 50 | 40 | 60 | 50 | 30 | 20 | 35 | 60 | 60 | 40 | 30 | 30 | 40 | 70 | 90 | 80 | 75 | 70 | 60 | 1 | 0 |  | 10.5
; | Rst-All-HW-Sat |  |  |  | 48 | Cst-Rst-All-HW-Sat |  |  | 60 | 30 | 5 | 0 | 0 | 5 | 50 | 40 | 60 | 50 | 30 | 30 | 55 | 55 | 40 | 30 | 30 | 35 | 55 | 70 | 95 | 85 | 75 | 70 | 1 | 0 |  | 10.55
; | Rst-All-HW-Sun |  |  |  | 49 | Cst-Rst-All-HW-Sun |  |  | 60 | 30 | 5 | 0 | 0 | 0 | 5 | 50 | 40 | 45 | 50 | 60 | 70 | 55 | 40 | 30 | 30 | 45 | 75 | 92 | 85 | 80 | 70 | 60 | 1 | 0 |  | 10.77
; | Rst-All-Ck-WD |  |  |  | 50 | Cst-Rst-All-Ck-WD |  |  | 5 | 0 | 0 | 0 | 0 | 15 | 55 | 55 | 45 | 30 | 35 | 55 | 75 | 50 | 30 | 20 | 35 | 75 | 85 | 75 | 50 | 30 | 20 | 10 | 1 | 0 |  | 8.5
; | Rst-All-Ck-Sat |  |  |  | 51 | Cst-Rst-All-Ck-Sat |  |  | 10 | 5 | 0 | 0 | 0 | 0 | 15 | 45 | 55 | 50 | 40 | 50 | 55 | 45 | 30 | 25 | 30 | 65 | 80 | 95 | 75 | 50 | 30 | 20 | 1 | 0 |  | 8.7
; | Rst-All-Ck-Sun |  |  |  | 52 | Cst-Rst-All-Ck-Sun |  |  | 10 | 5 | 0 | 0 | 0 | 0 | 0 | 15 | 40 | 50 | 65 | 60 | 50 | 35 | 30 | 30 | 45 | 77 | 90 | 80 | 55 | 35 | 25 | 10 | 1 | 0 |  | 8.07
; | Rst-A24-Occ-WD |  |  |  | 53 | Cst-Rst-A24-Occ-WD |  |  | 20 | 15 | 10 | 10 | 15 | 20 | 40 | 50 | 40 | 30 | 30 | 50 | 70 | 50 | 30 | 30 | 40 | 65 | 80 | 75 | 60 | 45 | 35 | 30 | 1 | 0 |  | 9.4
; | Rst-A24-Occ-Sat |  |  |  | 54 | Cst-Rst-A24-Occ-Sat |  |  | 30 | 20 | 15 | 10 | 10 | 10 | 15 | 25 | 35 | 40 | 35 | 40 | 60 | 40 | 30 | 30 | 35 | 50 | 75 | 90 | 80 | 60 | 45 | 35 | 1 | 0 |  | 9.15
; | Rst-A24-Occ-Sun |  |  |  | 55 | Cst-Rst-A24-Occ-Sun |  |  | 30 | 20 | 15 | 10 | 10 | 10 | 10 | 15 | 25 | 45 | 55 | 65 | 55 | 40 | 30 | 30 | 40 | 70 | 85 | 80 | 65 | 45 | 35 | 30 | 1 | 0 |  | 9.15
; | Rst-A24-IL-WD |  |  |  | 56 | Cst-Rst-A24-IL-WD |  |  | 60 | 60 | 60 | 60 | 70 | 80 | 90 | 90 | 90 | 90 | 90 | 90 | 90 | 90 | 90 | 90 | 90 | 90 | 90 | 90 | 90 | 90 | 90 | 80 | 1 | 0 |  | 20
; | Rst-A24-IL-Sat |  |  |  | 57 | Cst-Rst-A24-IL-Sat |  |  | 70 | 60 | 60 | 60 | 60 | 60 | 70 | 80 | 90 | 90 | 90 | 90 | 90 | 90 | 90 | 90 | 90 | 90 | 90 | 90 | 90 | 90 | 90 | 90 | 1 | 0 |  | 19.6
; | Rst-A24-IL-Sun |  |  |  | 58 | Cst-Rst-A24-IL-Sun |  |  | 70 | 60 | 60 | 60 | 60 | 60 | 60 | 70 | 80 | 90 | 90 | 90 | 90 | 90 | 90 | 90 | 90 | 90 | 90 | 90 | 90 | 90 | 90 | 80 | 1 | 0 |  | 19.2
; | Rst-A24-HW-WD |  |  |  | 59 | Cst-Rst-A24-HW-WD |  |  | 50 | 25 | 15 | 15 | 25 | 45 | 45 | 60 | 50 | 30 | 25 | 35 | 60 | 60 | 40 | 35 | 35 | 40 | 70 | 90 | 80 | 75 | 75 | 65 | 1 | 0 |  | 11.45
; | Rst-A24-HW-Sat |  |  |  | 60 | Cst-Rst-A24-HW-Sat |  |  | 65 | 35 | 25 | 15 | 15 | 15 | 50 | 45 | 60 | 50 | 35 | 35 | 55 | 55 | 40 | 35 | 35 | 40 | 55 | 70 | 95 | 85 | 80 | 75 | 1 | 0 |  | 11.65
; | Rst-A24-HW-Sun |  |  |  | 61 | Cst-Rst-A24-HW-Sun |  |  | 65 | 35 | 25 | 15 | 15 | 15 | 15 | 50 | 45 | 45 | 50 | 60 | 70 | 55 | 40 | 35 | 35 | 45 | 75 | 92 | 85 | 80 | 75 | 65 | 1 | 0 |  | 11.87
; | Rst-A24-Ck-WD |  |  |  | 62 | Cst-Rst-A24-Ck-WD |  |  | 20 | 15 | 15 | 15 | 15 | 30 | 55 | 55 | 45 | 35 | 40 | 55 | 75 | 50 | 35 | 25 | 40 | 75 | 85 | 75 | 55 | 35 | 30 | 25 | 1 | 0 |  | 10
; | Rst-A24-Ck-Sat |  |  |  | 63 | Cst-Rst-A24-Ck-Sat |  |  | 25 | 20 | 15 | 15 | 15 | 15 | 30 | 45 | 55 | 50 | 40 | 50 | 55 | 45 | 35 | 30 | 35 | 65 | 80 | 95 | 80 | 55 | 35 | 30 | 1 | 0 |  | 10.15
; | Rst-A24-Ck-Sun |  |  |  | 64 | Cst-Rst-A24-Ck-Sun |  |  | 25 | 20 | 15 | 15 | 15 | 15 | 15 | 30 | 45 | 50 | 65 | 60 | 50 | 40 | 35 | 35 | 50 | 77 | 90 | 80 | 60 | 40 | 35 | 25 | 1 | 0 |  | 9.87
; | Rst-LD-Occ-WD |  |  |  | 65 | Cst-Rst-LD-Occ-WD |  |  | 10 | 0 | 0 | 0 | 0 | 0 | 0 | 0 | 0 | 10 | 25 | 50 | 60 | 50 | 20 | 20 | 30 | 65 | 80 | 75 | 60 | 40 | 30 | 20 | 1 | 0 |  | 6.45
; | Rst-LD-Occ-Sat |  |  |  | 66 | Cst-Rst-LD-Occ-Sat |  |  | 20 | 10 | 0 | 0 | 0 | 0 | 0 | 0 | 0 | 10 | 25 | 40 | 50 | 40 | 25 | 25 | 30 | 50 | 75 | 90 | 80 | 60 | 40 | 30 | 1 | 0 |  | 7
; | Rst-LD-Occ-Sun |  |  |  | 67 | Cst-Rst-LD-Occ-Sun |  |  | 20 | 10 | 0 | 0 | 0 | 0 | 0 | 0 | 0 | 10 | 20 | 35 | 45 | 40 | 25 | 25 | 35 | 70 | 85 | 80 | 65 | 40 | 30 | 20 | 1 | 0 |  | 6.55
; | Rst-LD-IL-WD |  |  |  | 68 | Cst-Rst-LD-IL-WD |  |  | 50 | 10 | 10 | 10 | 10 | 10 | 10 | 10 | 10 | 60 | 90 | 90 | 90 | 90 | 90 | 90 | 90 | 90 | 90 | 90 | 90 | 90 | 90 | 70 | 1 | 0 |  | 14.3
; | Rst-LD-IL-Sat |  |  |  | 69 | Cst-Rst-LD-IL-Sat |  |  | 50 | 50 | 10 | 10 | 10 | 10 | 10 | 10 | 10 | 60 | 90 | 90 | 90 | 90 | 90 | 90 | 90 | 90 | 90 | 90 | 90 | 90 | 90 | 90 | 1 | 0 |  | 14.9
; | Rst-LD-IL-Sun |  |  |  | 70 | Cst-Rst-LD-IL-Sun |  |  | 50 | 50 | 10 | 10 | 10 | 10 | 10 | 10 | 10 | 60 | 90 | 90 | 90 | 90 | 90 | 90 | 90 | 90 | 90 | 90 | 90 | 90 | 90 | 70 | 1 | 0 |  | 14.7
; | Rst-LD-HW-WD |  |  |  | 71 | Cst-Rst-LD-HW-WD |  |  | 50 | 5 | 0 | 0 | 0 | 0 | 0 | 0 | 5 | 30 | 45 | 35 | 50 | 50 | 40 | 30 | 30 | 40 | 70 | 90 | 80 | 75 | 70 | 60 | 1 | 0 |  | 8.55
; | Rst-LD-HW-Sat |  |  |  | 72 | Cst-Rst-LD-HW-Sat |  |  | 60 | 30 | 5 | 0 | 0 | 0 | 0 | 0 | 5 | 30 | 40 | 30 | 45 | 45 | 35 | 30 | 30 | 35 | 55 | 70 | 95 | 85 | 75 | 70 | 1 | 0 |  | 8.7
; | Rst-LD-HW-Sun |  |  |  | 73 | Cst-Rst-LD-HW-Sun |  |  | 60 | 30 | 5 | 0 | 0 | 0 | 0 | 0 | 5 | 30 | 40 | 30 | 45 | 45 | 35 | 30 | 30 | 45 | 75 | 92 | 85 | 80 | 70 | 60 | 1 | 0 |  | 8.92
; | Rst-LD-Ck-WD |  |  |  | 74 | Cst-Rst-LD-Ck-WD |  |  | 5 | 0 | 0 | 0 | 0 | 0 | 0 | 0 | 0 | 15 | 35 | 50 | 65 | 45 | 30 | 20 | 35 | 75 | 85 | 75 | 50 | 30 | 20 | 10 | 1 | 0 |  | 6.45
; | Rst-LD-Ck-Sat |  |  |  | 75 | Cst-Rst-LD-Ck-Sat |  |  | 10 | 5 | 0 | 0 | 0 | 0 | 0 | 0 | 0 | 15 | 30 | 40 | 45 | 40 | 30 | 25 | 30 | 65 | 80 | 95 | 75 | 50 | 30 | 20 | 1 | 0 |  | 6.85
; | Rst-LD-Ck-Sun |  |  |  | 76 | Cst-Rst-LD-Ck-Sun |  |  | 10 | 5 | 0 | 0 | 0 | 0 | 0 | 0 | 0 | 15 | 25 | 35 | 40 | 35 | 30 | 30 | 45 | 77 | 90 | 80 | 55 | 35 | 25 | 10 | 1 | 0 |  | 6.42
; | Rst-BL-Occ-WD |  |  |  | 77 | Cst-Rst-BL-Occ-WD |  |  | 0 | 0 | 0 | 0 | 0 | 10 | 40 | 60 | 45 | 30 | 30 | 55 | 75 | 55 | 20 | 10 | 5 | 5 | 0 | 0 | 0 | 0 | 0 | 0 | 1 | 0 |  | 4.4
; | Rst-BL-Occ-WE |  |  |  | 78 | Cst-Rst-BL-Occ-WE |  |  | 0 | 0 | 0 | 0 | 0 | 0 | 10 | 30 | 50 | 65 | 50 | 75 | 90 | 75 | 30 | 10 | 2 | 0 | 0 | 0 | 0 | 0 | 0 | 0 | 1 | 0 |  | 4.87
; | Rst-BL-IL-WD |  |  |  | 79 | Cst-Rst-BL-IL-WD |  |  | 10 | 10 | 10 | 10 | 10 | 50 | 70 | 90 | 90 | 90 | 90 | 90 | 90 | 90 | 90 | 75 | 20 | 20 | 10 | 10 | 10 | 10 | 10 | 10 | 1 | 0 |  | 10.65
; | Rst-BL-IL-WE |  |  |  | 80 | Cst-Rst-BL-IL-WE |  |  | 10 | 10 | 10 | 10 | 10 | 10 | 50 | 70 | 90 | 90 | 90 | 90 | 90 | 90 | 90 | 75 | 20 | 10 | 10 | 10 | 10 | 10 | 10 | 10 | 1 | 0 |  | 9.75
; | Rst-BL-HW-WD |  |  |  | 81 | Cst-Rst-BL-HW-WD |  |  | 0 | 0 | 0 | 0 | 5 | 50 | 40 | 60 | 70 | 45 | 30 | 55 | 70 | 70 | 50 | 35 | 10 | 5 | 0 | 0 | 0 | 0 | 0 | 0 | 1 | 0 |  | 5.95
; | Rst-BL-HW-WE |  |  |  | 82 | Cst-Rst-BL-HW-WE |  |  | 0 | 0 | 0 | 0 | 0 | 5 | 50 | 65 | 75 | 65 | 45 | 65 | 80 | 80 | 60 | 35 | 10 | 5 | 0 | 0 | 0 | 0 | 0 | 0 | 1 | 0 |  | 6.4
; | Rst-BL-Ck-WD |  |  |  | 83 | Cst-Rst-BL-Ck-WD |  |  | 0 | 0 | 0 | 0 | 0 | 20 | 65 | 65 | 50 | 40 | 40 | 65 | 80 | 60 | 35 | 5 | 0 | 0 | 0 | 0 | 0 | 0 | 0 | 0 | 1 | 0 |  | 5.25
; | Rst-BL-Ck-WE |  |  |  | 84 | Cst-Rst-BL-Ck-WE |  |  | 0 | 0 | 0 | 0 | 0 | 0 | 20 | 50 | 75 | 75 | 65 | 75 | 90 | 70 | 35 | 5 | 0 | 0 | 0 | 0 | 0 | 0 | 0 | 0 | 1 | 0 |  | 5.6
; | Rst-B-Occ-WD |  |  |  | 85 | Cst-Rst-B-Occ-WD |  |  | 0 | 0 | 0 | 0 | 10 | 25 | 55 | 75 | 60 | 40 | 20 | 10 | 5 | 5 | 0 | 0 | 0 | 0 | 0 | 0 | 0 | 0 | 0 | 0 | 1 | 0 |  | 3.05
; | Rst-B-Occ-WE |  |  |  | 86 | Cst-Rst-B-Occ-WE |  |  | 0 | 0 | 0 | 0 | 0 | 10 | 30 | 60 | 85 | 90 | 75 | 30 | 10 | 3 | 0 | 0 | 0 | 0 | 0 | 0 | 0 | 0 | 0 | 0 | 1 | 0 |  | 3.93
; | Rst-B-IL-WD |  |  |  | 87 | Cst-Rst-B-IL-WD |  |  | 10 | 10 | 10 | 10 | 50 | 70 | 90 | 90 | 90 | 90 | 90 | 70 | 20 | 20 | 10 | 10 | 10 | 10 | 10 | 10 | 10 | 10 | 10 | 10 | 1 | 0 |  | 8.2
; | Rst-B-IL-WE |  |  |  | 88 | Cst-Rst-B-IL-WE |  |  | 10 | 10 | 10 | 10 | 10 | 50 | 70 | 90 | 90 | 90 | 90 | 80 | 25 | 15 | 10 | 10 | 10 | 10 | 10 | 10 | 10 | 10 | 10 | 10 | 1 | 0 |  | 7.5
; | Rst-B-HW-WD |  |  |  | 89 | Cst-Rst-B-HW-WD |  |  | 0 | 0 | 0 | 5 | 45 | 40 | 65 | 80 | 70 | 50 | 40 | 15 | 10 | 5 | 0 | 0 | 0 | 0 | 0 | 0 | 0 | 0 | 0 | 0 | 1 | 0 |  | 4.25
; | Rst-B-HW-WE |  |  |  | 90 | Cst-Rst-B-HW-WE |  |  | 0 | 0 | 0 | 0 | 5 | 50 | 65 | 75 | 85 | 85 | 70 | 45 | 15 | 10 | 5 | 0 | 0 | 0 | 0 | 0 | 0 | 0 | 0 | 0 | 1 | 0 |  | 5.1
; | Rst-B-Ck-WD |  |  |  | 91 | Cst-Rst-B-Ck-WD |  |  | 0 | 0 | 0 | 0 | 20 | 65 | 75 | 70 | 60 | 45 | 25 | 10 | 5 | 0 | 0 | 0 | 0 | 0 | 0 | 0 | 0 | 0 | 0 | 0 | 1 | 0 |  | 3.75
; | Rst-B-Ck-WE |  |  |  | 92 | Cst-Rst-B-Ck-WE |  |  | 0 | 0 | 0 | 0 | 0 | 20 | 70 | 90 | 85 | 75 | 55 | 30 | 5 | 0 | 0 | 0 | 0 | 0 | 0 | 0 | 0 | 0 | 0 | 0 | 1 | 0 |  | 4.3
; | Rst-L-Occ-WD |  |  |  | 93 | Cst-Rst-L-Occ-WD |  |  | 0 | 0 | 0 | 0 | 0 | 0 | 0 | 0 | 5 | 10 | 40 | 60 | 75 | 55 | 20 | 10 | 5 | 5 | 0 | 0 | 0 | 0 | 0 | 0 | 1 | 0 |  | 2.85
; | Rst-L-Occ-WE |  |  |  | 94 | Cst-Rst-L-Occ-WE |  |  | 0 | 0 | 0 | 0 | 0 | 0 | 0 | 0 | 0 | 10 | 60 | 80 | 90 | 75 | 30 | 10 | 2 | 0 | 0 | 0 | 0 | 0 | 0 | 0 | 1 | 0 |  | 3.57
; | Rst-L-IL-WD |  |  |  | 95 | Cst-Rst-L-IL-WD |  |  | 10 | 10 | 10 | 10 | 10 | 10 | 10 | 10 | 50 | 70 | 90 | 90 | 90 | 90 | 90 | 75 | 20 | 20 | 10 | 10 | 10 | 10 | 10 | 10 | 1 | 0 |  | 8.25
; | Rst-L-IL-WE |  |  |  | 96 | Cst-Rst-L-IL-WE |  |  | 10 | 10 | 10 | 10 | 10 | 10 | 10 | 10 | 20 | 70 | 90 | 90 | 90 | 90 | 90 | 75 | 20 | 10 | 10 | 10 | 10 | 10 | 10 | 10 | 1 | 0 |  | 7.85
; | Rst-L-HW-WD |  |  |  | 97 | Cst-Rst-L-HW-WD |  |  | 0 | 0 | 0 | 0 | 0 | 0 | 0 | 0 | 5 | 50 | 40 | 60 | 70 | 70 | 50 | 35 | 10 | 5 | 0 | 0 | 0 | 0 | 0 | 0 | 1 | 0 |  | 3.95
; | Rst-L-HW-WE |  |  |  | 98 | Cst-Rst-L-HW-WE |  |  | 0 | 0 | 0 | 0 | 0 | 0 | 0 | 0 | 0 | 40 | 45 | 70 | 80 | 80 | 60 | 35 | 10 | 5 | 0 | 0 | 0 | 0 | 0 | 0 | 1 | 0 |  | 4.25
; | Rst-L-Ck-WD |  |  |  | 99 | Cst-Rst-L-Ck-WD |  |  | 0 | 0 | 0 | 0 | 0 | 0 | 0 | 0 | 5 | 20 | 50 | 70 | 80 | 60 | 35 | 5 | 0 | 0 | 0 | 0 | 0 | 0 | 0 | 0 | 1 | 0 |  | 3.25
; | Rst-L-Ck-WE |  |  |  | 100 | Cst-Rst-L-Ck-WE |  |  | 0 | 0 | 0 | 0 | 0 | 0 | 0 | 0 | 0 | 25 | 60 | 80 | 90 | 70 | 35 | 5 | 0 | 0 | 0 | 0 | 0 | 0 | 0 | 0 | 1 | 0 |  | 3.65
; | Rst-D-Occ-WD |  |  |  | 101 | Cst-Rst-D-Occ-WD |  |  | 10 | 0 | 0 | 0 | 0 | 0 | 0 | 0 | 0 | 5 | 5 | 5 | 5 | 5 | 5 | 20 | 35 | 70 | 80 | 75 | 60 | 40 | 30 | 20 | 1 | 0 |  | 4.7
; | Rst-D-Occ-Sat |  |  |  | 102 | Cst-Rst-D-Occ-Sat |  |  | 20 | 10 | 0 | 0 | 0 | 0 | 0 | 0 | 0 | 0 | 0 | 0 | 0 | 5 | 5 | 25 | 35 | 55 | 80 | 90 | 80 | 60 | 40 | 30 | 1 | 0 |  | 5.35
; | Rst-D-Occ-Sun |  |  |  | 103 | Cst-Rst-D-Occ-Sun |  |  | 20 | 10 | 0 | 0 | 0 | 0 | 0 | 0 | 0 | 0 | 0 | 0 | 0 | 5 | 5 | 25 | 40 | 75 | 85 | 80 | 65 | 40 | 30 | 20 | 1 | 0 |  | 5
; | Rst-D-IL-WD |  |  |  | 104 | Cst-Rst-D-IL-WD |  |  | 50 | 10 | 10 | 10 | 10 | 10 | 10 | 10 | 10 | 15 | 15 | 15 | 15 | 15 | 15 | 60 | 90 | 90 | 90 | 90 | 90 | 90 | 90 | 70 | 1 | 0 |  | 9.8
; | Rst-D-IL-Sat |  |  |  | 105 | Cst-Rst-D-IL-Sat |  |  | 50 | 50 | 10 | 10 | 10 | 10 | 10 | 10 | 10 | 10 | 10 | 10 | 10 | 15 | 15 | 65 | 90 | 90 | 90 | 90 | 90 | 90 | 90 | 90 | 1 | 0 |  | 10.25
; | Rst-D-IL-Sun |  |  |  | 106 | Cst-Rst-D-IL-Sun |  |  | 50 | 50 | 10 | 10 | 10 | 10 | 10 | 10 | 10 | 10 | 10 | 10 | 10 | 15 | 15 | 65 | 90 | 90 | 90 | 90 | 90 | 90 | 90 | 70 | 1 | 0 |  | 10.05
; | Rst-D-HW-WD |  |  |  | 107 | Cst-Rst-D-HW-WD |  |  | 50 | 5 | 0 | 0 | 0 | 0 | 0 | 0 | 0 | 0 | 0 | 0 | 0 | 0 | 5 | 35 | 35 | 45 | 75 | 90 | 80 | 75 | 70 | 60 | 1 | 0 |  | 6.25
; | Rst-D-HW-Sat |  |  |  | 108 | Cst-Rst-D-HW-Sat |  |  | 60 | 30 | 5 | 0 | 0 | 0 | 0 | 0 | 0 | 0 | 0 | 0 | 0 | 0 | 5 | 35 | 35 | 40 | 60 | 75 | 95 | 85 | 75 | 70 | 1 | 0 |  | 6.7
; | Rst-D-HW-Sun |  |  |  | 109 | Cst-Rst-D-HW-Sun |  |  | 60 | 30 | 5 | 0 | 0 | 0 | 0 | 0 | 0 | 0 | 0 | 0 | 0 | 0 | 5 | 35 | 35 | 50 | 80 | 92 | 85 | 80 | 70 | 60 | 1 | 0 |  | 6.87
; | Rst-D-Ck-WD |  |  |  | 110 | Cst-Rst-D-Ck-WD |  |  | 5 | 0 | 0 | 0 | 0 | 0 | 0 | 0 | 0 | 0 | 0 | 0 | 5 | 0 | 5 | 30 | 45 | 80 | 85 | 75 | 50 | 30 | 20 | 10 | 1 | 0 |  | 4.4
; | Rst-D-Ck-Sat |  |  |  | 111 | Cst-Rst-D-Ck-Sat |  |  | 10 | 5 | 0 | 0 | 0 | 0 | 0 | 0 | 0 | 0 | 0 | 0 | 0 | 0 | 5 | 35 | 40 | 75 | 85 | 95 | 75 | 50 | 30 | 20 | 1 | 0 |  | 5.25
; | Rst-D-Ck-Sun |  |  |  | 112 | Cst-Rst-D-Ck-Sun |  |  | 10 | 5 | 0 | 0 | 0 | 0 | 0 | 0 | 0 | 0 | 0 | 0 | 0 | 0 | 5 | 40 | 50 | 82 | 90 | 80 | 55 | 35 | 25 | 10 | 1 | 0 |  | 4.87
; | BarLng-Occ-WD |  |  |  | 113 | Cst-BarLng-Occ-WD |  |  | 30 | 20 | 10 | 0 | 0 | 0 | 0 | 0 | 0 | 5 | 5 | 5 | 5 | 5 | 5 | 8 | 15 | 25 | 40 | 54 | 62 | 65 | 60 | 45 | 1 | 0 |  | 4.64
; | BarLng-Occ-Sat |  |  |  | 114 | Cst-BarLng-Occ-Sat |  |  | 50 | 35 | 10 | 0 | 0 | 0 | 0 | 0 | 0 | 0 | 0 | 0 | 0 | 0 | 5 | 5 | 8 | 15 | 27 | 45 | 65 | 80 | 90 | 80 | 1 | 0 |  | 5.15
; | BarLng-Occ-Sun |  |  |  | 115 | Cst-BarLng-Occ-Sun |  |  | 60 | 40 | 10 | 0 | 0 | 0 | 0 | 0 | 0 | 0 | 0 | 0 | 0 | 0 | 0 | 5 | 5 | 10 | 20 | 32 | 40 | 45 | 40 | 30 | 1 | 0 |  | 3.37
; | BarLng-IL-WD |  |  |  | 116 | Cst-BarLng-IL-WD |  |  | 80 | 75 | 60 | 5 | 5 | 5 | 5 | 5 | 5 | 15 | 15 | 15 | 15 | 15 | 15 | 25 | 60 | 75 | 85 | 85 | 85 | 85 | 85 | 85 | 1 | 0 |  | 10.05
; | BarLng-IL-Sat |  |  |  | 117 | Cst-BarLng-IL-Sat |  |  | 85 | 80 | 60 | 5 | 5 | 5 | 5 | 5 | 5 | 5 | 5 | 5 | 5 | 5 | 15 | 15 | 25 | 70 | 90 | 90 | 90 | 90 | 90 | 90 | 1 | 0 |  | 9.45
; | BarLng-IL-Sun |  |  |  | 118 | Cst-BarLng-IL-Sun |  |  | 90 | 80 | 60 | 5 | 5 | 5 | 5 | 5 | 5 | 5 | 5 | 5 | 5 | 5 | 5 | 15 | 15 | 65 | 80 | 80 | 80 | 80 | 80 | 80 | 1 | 0 |  | 8.65
; | BarLng-HW-WD |  |  |  | 119 | Cst-BarLng-HW-WD |  |  | 25 | 25 | 30 | 5 | 0 | 0 | 0 | 0 | 0 | 0 | 0 | 0 | 0 | 0 | 0 | 5 | 20 | 15 | 30 | 44 | 52 | 55 | 50 | 35 | 1 | 0 |  | 3.91
; | BarLng-HW-Sat |  |  |  | 120 | Cst-BarLng-HW-Sat |  |  | 25 | 25 | 30 | 5 | 0 | 0 | 0 | 0 | 0 | 0 | 0 | 0 | 0 | 0 | 0 | 5 | 20 | 10 | 20 | 35 | 55 | 70 | 80 | 70 | 1 | 0 |  | 4.5
; | BarLng-HW-Sun |  |  |  | 121 | Cst-BarLng-HW-Sun |  |  | 30 | 30 | 35 | 5 | 0 | 0 | 0 | 0 | 0 | 0 | 0 | 0 | 0 | 0 | 0 | 5 | 15 | 10 | 15 | 25 | 30 | 35 | 30 | 25 | 1 | 0 |  | 2.9
; | BarLng-Ck-WD |  |  |  | 122 | Cst-BarLng-Ck-WD |  |  | 5 | 5 | 0 | 0 | 0 | 0 | 0 | 0 | 0 | 0 | 0 | 10 | 15 | 10 | 7 | 7 | 10 | 20 | 55 | 62 | 55 | 35 | 20 | 10 | 1 | 0 |  | 3.26
; | BarLng-Ck-Sat |  |  |  | 123 | Cst-BarLng-Ck-Sat |  |  | 5 | 5 | 0 | 0 | 0 | 0 | 0 | 0 | 0 | 0 | 0 | 0 | 0 | 0 | 5 | 7 | 10 | 25 | 65 | 72 | 65 | 40 | 25 | 15 | 1 | 0 |  | 3.39
; | BarLng-Ck-Sun |  |  |  | 124 | Cst-BarLng-Ck-Sun |  |  | 5 | 5 | 0 | 0 | 0 | 0 | 0 | 0 | 0 | 0 | 0 | 0 | 0 | 0 | 0 | 5 | 5 | 15 | 45 | 52 | 45 | 30 | 15 | 10 | 1 | 0 |  | 2.32
; |  |  |  |  | 125 | Cst-125 |  |  | 0 | 0 | 0 | 0 | 0 | 0 | 0 | 0 | 0 | 0 | 0 | 0 | 0 | 0 | 0 | 0 | 0 | 0 | 0 | 0 | 0 | 0 | 0 | 0 | 1 | 0 |  | 0
; |  |  |  |  | 126 | Cst-126 |  |  | 0 | 0 | 0 | 0 | 0 | 0 | 0 | 0 | 0 | 0 | 0 | 0 | 0 | 0 | 0 | 0 | 0 | 0 | 0 | 0 | 0 | 0 | 0 | 0 | 1 | 0 |  | 0
; |  |  |  |  | 127 | Cst-127 |  |  | 0 | 0 | 0 | 0 | 0 | 0 | 0 | 0 | 0 | 0 | 0 | 0 | 0 | 0 | 0 | 0 | 0 | 0 | 0 | 0 | 0 | 0 | 0 | 0 | 1 | 0 |  | 0
; |  |  |  |  | 128 | Cst-128 |  |  | 0 | 0 | 0 | 0 | 0 | 0 | 0 | 0 | 0 | 0 | 0 | 0 | 0 | 0 | 0 | 0 | 0 | 0 | 0 | 0 | 0 | 0 | 0 | 0 | 1 | 0 |  | 0
; |  |  |  |  | 129 | Cst-129 |  |  | 0 | 0 | 0 | 0 | 0 | 0 | 0 | 0 | 0 | 0 | 0 | 0 | 0 | 0 | 0 | 0 | 0 | 0 | 0 | 0 | 0 | 0 | 0 | 0 | 1 | 0 |  | 0
; |  |  |  |  | 130 | Cst-130 |  |  | 0 | 0 | 0 | 0 | 0 | 0 | 0 | 0 | 0 | 0 | 0 | 0 | 0 | 0 | 0 | 0 | 0 | 0 | 0 | 0 | 0 | 0 | 0 | 0 | 1 | 0 |  | 0
;
;
; | [43 empty] | Column Offset: | 47
;
; | [44 empty] | Shape / Profile Cell Conditional Formatting: | [7 empty] | 0-19 |  | 20-50 |  | 51-80 |  | 81-100
; Day
; Profile | Profile |  | Hourly Fractions, where: HrlyLoad = DayMin + ((DayMax - DayMin) * HrlyFrac) | [5 empty] | 20: Description / Target Bldg/Enduse | Prof | Day Profile |  | Combination of Profiles listed above | [5 empty] | Frac | Enduse |  | Shape / Profile |  |  |  |  | Column Offset:
; ID | Start | Stop | 1 | 2 | 3 | 4 | 5 | 6 | 7 | 8 | 9 | 10 | 11 | 12 | 13 | 14 | 15 | 16 | 17 | 18 | 19 | 20 | 21 | 22 | 23 | 24 |  | (must be unique as it is used in VLOOKUP()) |  |  |  |  | ID | Min | Max | Frac1 | Profile1 | Frac2 | Profile2 | Frac3 | Profile3 | Sum | Start | Stop | 1 | 2 | 3 | 4 | 5 | 6 | 7 | 8 | 9 | 10 | 11 | 12 | 13 | 14 | 15 | 16 | 17 | 18 | 19 | 20 | 21 | 22 | 23 | 24
1 | -1 | -1 | 0 | 0 | 0 | 0 | 0 | 0 | 0 | 0 | 0 | 0 | 0 | 0 | 0 | 0 | 0 | 0 | 0 | 0 | 0 | 0 | 0 | 0 | 0 | 0 | ; | Always Off |  |  |  |  | 1 | 0 | 0 | 1 | Cst-Zeroes | 0 | Cst-Zeroes | 0 | Cst-Zeroes | 1 | -1 | -1 | 0 | 0 | 0 | 0 | 0 | 0 | 0 | 0 | 0 | 0 | 0 | 0 | 0 | 0 | 0 | 0 | 0 | 0 | 0 | 0 | 0 | 0 | 0 | 0 | Always Off
2 | -1 | -1 | 0 | 0 | 0 | 0 | 0 | 0 | 0 | 0 | 0 | 0 | 0 | 0 | 0 | 0 | 0 | 0 | 0 | 0 | 0 | 0 | 0 | 0 | 0 | 0 | ; | Always On |  |  |  |  | 2 | 100 | 100 | 1 | Cst-AllOn | 0 | Cst-Zeroes | 0 | Cst-Zeroes | 1 | -1 | -1 | 100 | 100 | 100 | 100 | 100 | 100 | 100 | 100 | 100 | 100 | 100 | 100 | 100 | 100 | 100 | 100 | 100 | 100 | 100 | 100 | 100 | 100 | 100 | 100 | Always On
100 | -1 | -1 | 0.66667 | 0.66667 | 0.66667 | 0.66667 | 0.66667 | 0.66667 | 0.66667 | 0 | 0 | 0 | 0 | 0 | 0 | 0 | 0 | 0 | 0 | 0.55556 | 1 | 1 | 1 | 1 | 0.88889 | 0.77778 | ; | Gen Com ELit |  |  |  |  | 100 | 0 | 90 | 1 | Cst-Com-Gen-ELit | 0 | Cst-Zeroes | 0 | Cst-Zeroes | 1 | -1 | -1 | 60 | 60 | 60 | 60 | 60 | 60 | 60 | 0 | 0 | 0 | 0 | 0 | 0 | 0 | 0 | 0 | 0 | 50 | 90 | 90 | 90 | 90 | 80 | 70 | Gen Com ELit
101 | -1 | -1 | 1 | 1 | 0.77778 | 0.66667 | 0.66667 | 0.66667 | 0.66667 | 0 | 0 | 0 | 0 | 0 | 0 | 0 | 0 | 0 | 0 | 0.55556 | 1 | 1 | 1 | 1 | 1 | 1 | ; | Late Com ELit |  |  |  |  | 101 | 0 | 90 | 1 | Cst-Com-Late-ELit | 0 | Cst-Zeroes | 0 | Cst-Zeroes | 1 | -1 | -1 | 90 | 90 | 70 | 60 | 60 | 60 | 60 | 0 | 0 | 0 | 0 | 0 | 0 | 0 | 0 | 0 | 0 | 50 | 90 | 90 | 90 | 90 | 90 | 90 | Late Com ELit
102 | -1 | -1 | 0.33333 | 0.33333 | 0.33333 | 0.33333 | 0.33333 | 0.33333 | 0.11111 | 0 | 0 | 0 | 0 | 0 | 0 | 0 | 0 | 0 | 0 | 0.44444 | 1 | 1 | 1 | 1 | 1 | 0.66667 | ; | Res ELit |  |  |  |  | 102 | 0 | 90 | 1 | Cst-Res-ELit | 0 | Cst-Zeroes | 0 | Cst-Zeroes | 1 | -1 | -1 | 30 | 30 | 30 | 30 | 30 | 30 | 10 | 0 | 0 | 0 | 0 | 0 | 0 | 0 | 0 | 0 | 0 | 40 | 90 | 90 | 90 | 90 | 90 | 60 | Res ELit
103 | -1 | -1 | 0 | 0 | 0 | 0 | 0 | 0 | 0 | 0.25 | 0.5 | 0.75 | 0.75 | 0.9 | 1 | 1 | 1 | 1 | 0.9 | 0.85 | 0.8 | 0.75 | 0.6 | 0.4 | 0.25 | 0 | ; | Gen Com Refrig |  |  |  |  | 103 | 80 | 100 | 1 | Cst-Com-Gen-Refrig | 0 | Cst-Zeroes | 0 | Cst-Zeroes | 1 | -1 | -1 | 80 | 80 | 80 | 80 | 80 | 80 | 80 | 85 | 90 | 95 | 95 | 98 | 100 | 100 | 100 | 100 | 98 | 97 | 96 | 95 | 92 | 88 | 85 | 80 | Gen Com Refrig
104 | -1 | -1 | 0.25 | 0.1 | 0 | 0 | 0 | 0 | 0 | 0 | 0.25 | 0.5 | 0.75 | 0.9 | 1 | 1 | 1 | 1 | 0.9 | 0.85 | 0.8 | 0.75 | 0.65 | 0.5 | 0.35 | 0.25 | ; | Late Com Refrig |  |  |  |  | 104 | 80 | 100 | 1 | Cst-Com-Late-Refrig | 0 | Cst-Zeroes | 0 | Cst-Zeroes | 1 | -1 | -1 | 85 | 82 | 80 | 80 | 80 | 80 | 80 | 80 | 85 | 90 | 95 | 98 | 100 | 100 | 100 | 100 | 98 | 97 | 96 | 95 | 93 | 90 | 87 | 85 | Late Com Refrig
105 | -1 | -1 | 0.16667 | 0.055556 | 0 | 0 | 0.16667 | 0.16667 | 0.44444 | 0.72222 | 0.77778 | 0.77778 | 0.83333 | 0.88889 | 1 | 1 | 1 | 1 | 0.88889 | 0.83333 | 0.77778 | 0.72222 | 0.61111 | 0.44444 | 0.27778 | 0.16667 | ; | 24hr Com Refrig |  |  |  |  | 105 | 82 | 100 | 1 | Cst-Com-24hr-Refrig | 0 | Cst-Zeroes | 0 | Cst-Zeroes | 1 | -1 | -1 | 85 | 83 | 82 | 82 | 85 | 85 | 90 | 95 | 96 | 96 | 97 | 98 | 100 | 100 | 100 | 100 | 98 | 97 | 96 | 95 | 93 | 90 | 87 | 85 | 24hr Com Refrig
106 | -1 | -1 | 0 | 0 | 0 | 0 | 0 | 0 | 0 | 0.2 | 0.4 | 0.6 | 0.6 | 0.8 | 1 | 1 | 1 | 1 | 0.8 | 0.6 | 0.4 | 0.2 | 0.2 | 0 | 0 | 0 | ; | Clsd Com Refrig |  |  |  |  | 106 | 80 | 85 | 1 | Cst-Com-Clsd-Refrig | 0 | Cst-Zeroes | 0 | Cst-Zeroes | 1 | -1 | -1 | 80 | 80 | 80 | 80 | 80 | 80 | 80 | 81 | 82 | 83 | 83 | 84 | 85 | 85 | 85 | 85 | 84 | 83 | 82 | 81 | 81 | 80 | 80 | 80 | Clsd Com Refrig
107 | -1 | -1 | 0 | 0 | 0 | 0 | 0 | 0.061538 | 0.12308 | 0.35 | 0.58462 | 0.82692 | 0.82692 | 0.93077 | 1 | 1 | 1 | 1 | 0.93077 | 0.89615 | 0.78769 | 0.68077 | 0.51077 | 0.31385 | 0.21923 | 0.061538 | ; | Gen Com SCRefr |  |  |  |  | 107 | 64 | 90 | 1 | Cst-Com-Gen-SCRefr | 0 | Cst-Zeroes | 0 | Cst-Zeroes | 1 | -1 | -1 | 64 | 64 | 64 | 64 | 64 | 65.6 | 67.2 | 73.1 | 79.2 | 85.5 | 85.5 | 88.2 | 90 | 90 | 90 | 90 | 88.2 | 87.3 | 84.48 | 81.7 | 77.28 | 72.16 | 69.7 | 65.6 | Gen Com SCRefr
108 | -1 | -1 | 0.21923 | 0.12462 | 0 | 0 | 0 | 0 | 0.061538 | 0.12308 | 0.35 | 0.58462 | 0.82692 | 0.93077 | 1 | 1 | 1 | 1 | 0.93077 | 0.89615 | 0.86154 | 0.82692 | 0.68615 | 0.51538 | 0.34923 | 0.21923 | ; | Late Com SCRefr |  |  |  |  | 108 | 64 | 90 | 1 | Cst-Com-Late-SCRefr | 0 | Cst-Zeroes | 0 | Cst-Zeroes | 1 | -1 | -1 | 69.7 | 67.24 | 64 | 64 | 64 | 64 | 65.6 | 67.2 | 73.1 | 79.2 | 85.5 | 88.2 | 90 | 90 | 90 | 90 | 88.2 | 87.3 | 86.4 | 85.5 | 81.84 | 77.4 | 73.08 | 69.7 | Late Com SCRefr
109 | -1 | -1 | 0.14543 | 0.072496 | 0 | 0 | 0.10808 | 0.14543 | 0.36731 | 0.59359 | 0.67311 | 0.75747 | 0.88137 | 0.92091 | 1 | 1 | 1 | 1 | 0.92091 | 0.88137 | 0.84183 | 0.80228 | 0.64148 | 0.4464 | 0.25659 | 0.14543 | ; | 24hr Com SCRefr |  |  |  |  | 109 | 67.24 | 90 | 1 | Cst-Com-24hr-SCRefr | 0 | Cst-Zeroes | 0 | Cst-Zeroes | 1 | -1 | -1 | 70.55 | 68.89 | 67.24 | 67.24 | 69.7 | 70.55 | 75.6 | 80.75 | 82.56 | 84.48 | 87.3 | 88.2 | 90 | 90 | 90 | 90 | 88.2 | 87.3 | 86.4 | 85.5 | 81.84 | 77.4 | 73.08 | 70.55 | 24hr Com SCRefr
110 | -1 | -1 | 0.073394 | 0.073394 | 0 | 0 | 0 | 0.073394 | 0.14679 | 0.29817 | 0.45138 | 0.68257 | 0.83486 | 0.91743 | 1 | 1 | 1 | 1 | 0.91743 | 0.83486 | 0.75229 | 0.66972 | 0.5211 | 0.29358 | 0.14679 | 0.073394 | ; | Clsd Com SCRefr |  |  |  |  | 110 | 65.6 | 76.5 | 1 | Cst-Com-Clsd-SCRefr | 0 | Cst-Zeroes | 0 | Cst-Zeroes | 1 | -1 | -1 | 66.4 | 66.4 | 65.6 | 65.6 | 65.6 | 66.4 | 67.2 | 68.85 | 70.52 | 73.04 | 74.7 | 75.6 | 76.5 | 76.5 | 76.5 | 76.5 | 75.6 | 74.7 | 73.8 | 72.9 | 71.28 | 68.8 | 67.2 | 66.4 | Clsd Com SCRefr
111 | -1 | -1 | 1 | 1 | 1 | 1 | 1 | 1 | 0.66667 | 0 | 0 | 0 | 0 | 0 | 0 | 0 | 0 | 0 | 0 | 0.55556 | 1 | 1 | 1 | 1 | 1 | 1 | ; | 24hr Com ELit |  |  |  |  | 111 | 0 | 90 | 1 | Cst-Com-24hr-ELit | 0 | Cst-Zeroes | 0 | Cst-Zeroes | 1 | -1 | -1 | 90 | 90 | 90 | 90 | 90 | 90 | 60 | 0 | 0 | 0 | 0 | 0 | 0 | 0 | 0 | 0 | 0 | 50 | 90 | 90 | 90 | 90 | 90 | 90 | 24hr Com ELit
;
200 | 8 | 17 | 0 | 0 | 0 | 0 | 0 | 0 | 0.11111 | 0.77778 | 1 | 1 | 1 | 0.55556 | 0.55556 | 1 | 1 | 1 | 0.77778 | 0.33333 | 0.11111 | 0.11111 | 0.11111 | 0.11111 | 0 | 0 | ; | Office Occup WD |  |  |  |  | 200 | 0 | 90 | 1 | A90.1-A-Off-Occ-WD | 0 | Cst-Zeroes | 0 | Cst-Zeroes | 1 | 8 | 17 | 0 | 0 | 0 | 0 | 0 | 0 | 10 | 70 | 90 | 90 | 90 | 50 | 50 | 90 | 90 | 90 | 70 | 30 | 10 | 10 | 10 | 10 | 0 | 0 | Office Occup WD
201 | -1 | -1 | 0 | 0 | 0 | 0 | 0 | 0 | 0 | 0 | 0 | 0 | 0 | 0 | 0 | 0 | 0 | 0 | 0 | 0 | 0 | 0 | 0 | 0 | 0 | 0 | ; | Office Occup NoSat |  |  |  |  | 201 | 0 | 0 | 1 | A90.1-A-Off-Occ-Sat | 0 | Cst-Zeroes | 0 | Cst-Zeroes | 1 | -1 | -1 | 0 | 0 | 0 | 0 | 0 | 0 | 0 | 0 | 0 | 0 | 0 | 0 | 0 | 0 | 0 | 0 | 0 | 0 | 0 | 0 | 0 | 0 | 0 | 0 | Office Occup NoSat
202 | 8 | 17 | 0 | 0 | 0 | 0 | 0 | 0 | 0.11111 | 0.77778 | 1 | 1 | 1 | 0.55556 | 0.55556 | 1 | 1 | 1 | 0.77778 | 0.33333 | 0.11111 | 0.11111 | 0.11111 | 0.11111 | 0 | 0 | ; | Office Occup LowSat |  |  |  |  | 202 | 0 | 22.5 | 0.75 | A90.1-A-Off-Occ-Sat | 0.25 | A90.1-A-Off-Occ-WD | 0 | Cst-Zeroes | 1 | 8 | 17 | 0 | 0 | 0 | 0 | 0 | 0 | 2.5 | 17.5 | 22.5 | 22.5 | 22.5 | 12.5 | 12.5 | 22.5 | 22.5 | 22.5 | 17.5 | 7.5 | 2.5 | 2.5 | 2.5 | 2.5 | 0 | 0 | Office Occup LowSat
203 | -1 | -1 | 0 | 0 | 0 | 0 | 0 | 0 | 0 | 0 | 0 | 0 | 0 | 0 | 0 | 0 | 0 | 0 | 0 | 0 | 0 | 0 | 0 | 0 | 0 | 0 | ; | Office Occup Sun |  |  |  |  | 203 | 0 | 0 | 1 | A90.1-A-Off-Occ-Sun | 0 | Cst-Zeroes | 0 | Cst-Zeroes | 1 | -1 | -1 | 0 | 0 | 0 | 0 | 0 | 0 | 0 | 0 | 0 | 0 | 0 | 0 | 0 | 0 | 0 | 0 | 0 | 0 | 0 | 0 | 0 | 0 | 0 | 0 | Office Occup Sun
204 | 8 | 17 | 0 | 0 | 0 | 0 | 0 | 0 | 0.29412 | 0.88235 | 1 | 1 | 1 | 1 | 1 | 1 | 1 | 1 | 0.88235 | 0.52941 | 0.29412 | 0.29412 | 0.058824 | 0.058824 | 0 | 0 | ; | Office ILit WD |  |  |  |  | 204 | 5 | 90 | 1 | A90.1-A-Off-Lt-WD | 0 | Cst-Zeroes | 0 | Cst-Zeroes | 1 | 8 | 17 | 5 | 5 | 5 | 5 | 5 | 5 | 30 | 80 | 90 | 90 | 90 | 90 | 90 | 90 | 90 | 90 | 80 | 50 | 30 | 30 | 10 | 10 | 5 | 5 | Office ILit WD
205 | -1 | -1 | 0 | 0 | 0 | 0 | 0 | 0 | 0 | 0 | 0 | 0 | 0 | 0 | 0 | 0 | 0 | 0 | 0 | 0 | 0 | 0 | 0 | 0 | 0 | 0 | ; | Office ILit NoSat |  |  |  |  | 205 | 5 | 5 | 1 | A90.1-A-Off-Lt-Sat | 0 | Cst-Zeroes | 0 | Cst-Zeroes | 1 | -1 | -1 | 5 | 5 | 5 | 5 | 5 | 5 | 5 | 5 | 5 | 5 | 5 | 5 | 5 | 5 | 5 | 5 | 5 | 5 | 5 | 5 | 5 | 5 | 5 | 5 | Office ILit NoSat
206 | 8 | 17 | 0 | 0 | 0 | 0 | 0 | 0 | 0.29412 | 0.88235 | 1 | 1 | 1 | 1 | 1 | 1 | 1 | 1 | 0.88235 | 0.52941 | 0.29412 | 0.29412 | 0.058824 | 0.058824 | 0 | 0 | ; | Office ILit LowSat |  |  |  |  | 206 | 5 | 26.25 | 0.75 | A90.1-A-Off-Lt-Sat | 0.25 | A90.1-A-Off-Lt-WD | 0 | Cst-Zeroes | 1 | 8 | 17 | 5 | 5 | 5 | 5 | 5 | 5 | 11.25 | 23.75 | 26.25 | 26.25 | 26.25 | 26.25 | 26.25 | 26.25 | 26.25 | 26.25 | 23.75 | 16.25 | 11.25 | 11.25 | 6.25 | 6.25 | 5 | 5 | Office ILit LowSat
207 | -1 | -1 | 0 | 0 | 0 | 0 | 0 | 0 | 0 | 0 | 0 | 0 | 0 | 0 | 0 | 0 | 0 | 0 | 0 | 0 | 0 | 0 | 0 | 0 | 0 | 0 | ; | Office ILit Sun |  |  |  |  | 207 | 5 | 5 | 1 | A90.1-A-Off-Lt-Sun | 0 | Cst-Zeroes | 0 | Cst-Zeroes | 1 | -1 | -1 | 5 | 5 | 5 | 5 | 5 | 5 | 5 | 5 | 5 | 5 | 5 | 5 | 5 | 5 | 5 | 5 | 5 | 5 | 5 | 5 | 5 | 5 | 5 | 5 | Office ILit Sun
208 | 8 | 17 | 0 | 0 | 0 | 0 | 0 | 0 | 0.15493 | 0.80282 | 1 | 1 | 1 | 0.66197 | 0.66197 | 1 | 1 | 1 | 0.80282 | 0.38028 | 0.15493 | 0.15493 | 0.098592 | 0.098592 | 0 | 0 | ; | Office TLit WD |  |  |  |  | 208 | 1.25 | 90 | 0.75 | A90.1-A-Off-Occ-WD | 0.25 | A90.1-A-Off-Lt-WD | 0 | Cst-Zeroes | 1 | 8 | 17 | 1.25 | 1.25 | 1.25 | 1.25 | 1.25 | 1.25 | 15 | 72.5 | 90 | 90 | 90 | 60 | 60 | 90 | 90 | 90 | 72.5 | 35 | 15 | 15 | 10 | 10 | 1.25 | 1.25 | Office TLit WD
209 | -1 | -1 | 0 | 0 | 0 | 0 | 0 | 0 | 0 | 0 | 0 | 0 | 0 | 0 | 0 | 0 | 0 | 0 | 0 | 0 | 0 | 0 | 0 | 0 | 0 | 0 | ; | Office TLit NoSat |  |  |  |  | 209 | 1.25 | 1.25 | 0.75 | A90.1-A-Off-Occ-Sat | 0.25 | A90.1-A-Off-Lt-Sat | 0 | Cst-Zeroes | 1 | -1 | -1 | 1.25 | 1.25 | 1.25 | 1.25 | 1.25 | 1.25 | 1.25 | 1.25 | 1.25 | 1.25 | 1.25 | 1.25 | 1.25 | 1.25 | 1.25 | 1.25 | 1.25 | 1.25 | 1.25 | 1.25 | 1.25 | 1.25 | 1.25 | 1.25 | Office TLit NoSat
210 | 8 | 17 | 0 | 0 | 0 | 0 | 0 | 0 | 0.11111 | 0.77778 | 1 | 1 | 1 | 0.55556 | 0.55556 | 1 | 1 | 1 | 0.77778 | 0.33333 | 0.11111 | 0.11111 | 0.11111 | 0.11111 | 0 | 0 | ; | Office TLit LowSat |  |  |  |  | 210 | 1 | 19 | 0.6 | A90.1-A-Off-Occ-Sat | 0.2 | A90.1-A-Off-Occ-WD | 0.2 | A90.1-A-Off-Lt-Sat | 1 | 8 | 17 | 1 | 1 | 1 | 1 | 1 | 1 | 3 | 15 | 19 | 19 | 19 | 11 | 11 | 19 | 19 | 19 | 15 | 7 | 3 | 3 | 3 | 3 | 1 | 1 | Office TLit LowSat
211 | -1 | -1 | 0 | 0 | 0 | 0 | 0 | 0 | 0 | 0 | 0 | 0 | 0 | 0 | 0 | 0 | 0 | 0 | 0 | 0 | 0 | 0 | 0 | 0 | 0 | 0 | ; | Office TLit Sun |  |  |  |  | 211 | 1.25 | 1.25 | 0.75 | A90.1-A-Off-Occ-Sun | 0.25 | A90.1-A-Off-Lt-Sun | 0 | Cst-Zeroes | 1 | -1 | -1 | 1.25 | 1.25 | 1.25 | 1.25 | 1.25 | 1.25 | 1.25 | 1.25 | 1.25 | 1.25 | 1.25 | 1.25 | 1.25 | 1.25 | 1.25 | 1.25 | 1.25 | 1.25 | 1.25 | 1.25 | 1.25 | 1.25 | 1.25 | 1.25 | Office TLit Sun
212 | 8 | 17 | 0 | 0 | 0 | 0 | 0 | 0 | 0.12821 | 0.82051 | 1 | 1 | 1 | 0.79487 | 0.79487 | 1 | 1 | 1 | 0.89744 | 0.38462 | 0.12821 | 0.12821 | 0.051282 | 0.051282 | 0 | 0 | ; | Office OffEq WD |  |  |  |  | 212 | 12 | 90 | 0.6 | A90.1-A-Off-Plg-WD | 0.4 | A90.1-A-Off-Occ-WD | 0 | Cst-Zeroes | 1 | 8 | 17 | 12 | 12 | 12 | 12 | 12 | 12 | 22 | 76 | 90 | 90 | 90 | 74 | 74 | 90 | 90 | 90 | 82 | 42 | 22 | 22 | 16 | 16 | 12 | 12 | Office OffEq WD
213 | -1 | -1 | 0 | 0 | 0 | 0 | 0 | 0 | 0 | 0 | 0 | 0 | 0 | 0 | 0 | 0 | 0 | 0 | 0 | 0 | 0 | 0 | 0 | 0 | 0 | 0 | ; | Office OffEq NoSat |  |  |  |  | 213 | 12 | 12 | 0.6 | A90.1-A-Off-Plg-Sat | 0.4 | A90.1-A-Off-Occ-Sat | 0 | Cst-Zeroes | 1 | -1 | -1 | 12 | 12 | 12 | 12 | 12 | 12 | 12 | 12 | 12 | 12 | 12 | 12 | 12 | 12 | 12 | 12 | 12 | 12 | 12 | 12 | 12 | 12 | 12 | 12 | Office OffEq NoSat
214 | 8 | 17 | 0 | 0 | 0 | 0 | 0 | 0 | 0.14286 | 0.85714 | 1 | 1 | 1 | 1 | 1 | 1 | 1 | 1 | 1 | 0.42857 | 0.14286 | 0.14286 | 0 | 0 | 0 | 0 | ; | Office OffEq LowSat |  |  |  |  | 214 | 12 | 22.5 | 0.45 | A90.1-A-Off-Plg-Sat | 0.4 | A90.1-A-Off-Occ-Sat | 0.15 | A90.1-A-Off-Plg-WD | 1 | 8 | 17 | 12 | 12 | 12 | 12 | 12 | 12 | 13.5 | 21 | 22.5 | 22.5 | 22.5 | 22.5 | 22.5 | 22.5 | 22.5 | 22.5 | 22.5 | 16.5 | 13.5 | 13.5 | 12 | 12 | 12 | 12 | Office OffEq LowSat
215 | -1 | -1 | 0 | 0 | 0 | 0 | 0 | 0 | 0 | 0 | 0 | 0 | 0 | 0 | 0 | 0 | 0 | 0 | 0 | 0 | 0 | 0 | 0 | 0 | 0 | 0 | ; | Office OffEq Sun |  |  |  |  | 215 | 12 | 12 | 0.6 | A90.1-A-Off-Plg-Sun | 0.4 | A90.1-A-Off-Occ-Sun | 0 | Cst-Zeroes | 1 | -1 | -1 | 12 | 12 | 12 | 12 | 12 | 12 | 12 | 12 | 12 | 12 | 12 | 12 | 12 | 12 | 12 | 12 | 12 | 12 | 12 | 12 | 12 | 12 | 12 | 12 | Office OffEq Sun
216 | 8 | 17 | 0 | 0 | 0 | 0 | 0 | 0 | 0.14286 | 0.85714 | 1 | 1 | 1 | 1 | 1 | 1 | 1 | 1 | 1 | 0.42857 | 0.14286 | 0.14286 | 0 | 0 | 0 | 0 | ; | Office Plugs WD |  |  |  |  | 216 | 20 | 90 | 1 | A90.1-A-Off-Plg-WD | 0 | Cst-Zeroes | 0 | Cst-Zeroes | 1 | 8 | 17 | 20 | 20 | 20 | 20 | 20 | 20 | 30 | 80 | 90 | 90 | 90 | 90 | 90 | 90 | 90 | 90 | 90 | 50 | 30 | 30 | 20 | 20 | 20 | 20 | Office Plugs WD
217 | -1 | -1 | 0 | 0 | 0 | 0 | 0 | 0 | 0 | 0 | 0 | 0 | 0 | 0 | 0 | 0 | 0 | 0 | 0 | 0 | 0 | 0 | 0 | 0 | 0 | 0 | ; | Office Plugs NoSat |  |  |  |  | 217 | 20 | 20 | 1 | A90.1-A-Off-Plg-Sat | 0 | Cst-Zeroes | 0 | Cst-Zeroes | 1 | -1 | -1 | 20 | 20 | 20 | 20 | 20 | 20 | 20 | 20 | 20 | 20 | 20 | 20 | 20 | 20 | 20 | 20 | 20 | 20 | 20 | 20 | 20 | 20 | 20 | 20 | Office Plugs NoSat
218 | 8 | 17 | 0 | 0 | 0 | 0 | 0 | 0 | 0.14286 | 0.85714 | 1 | 1 | 1 | 1 | 1 | 1 | 1 | 1 | 1 | 0.42857 | 0.14286 | 0.14286 | 0 | 0 | 0 | 0 | ; | Office Plugs LowSat |  |  |  |  | 218 | 20 | 37.5 | 0.75 | A90.1-A-Off-Plg-Sat | 0.25 | A90.1-A-Off-Plg-WD | 0 | Cst-Zeroes | 1 | 8 | 17 | 20 | 20 | 20 | 20 | 20 | 20 | 22.5 | 35 | 37.5 | 37.5 | 37.5 | 37.5 | 37.5 | 37.5 | 37.5 | 37.5 | 37.5 | 27.5 | 22.5 | 22.5 | 20 | 20 | 20 | 20 | Office Plugs LowSat
219 | -1 | -1 | 0 | 0 | 0 | 0 | 0 | 0 | 0 | 0 | 0 | 0 | 0 | 0 | 0 | 0 | 0 | 0 | 0 | 0 | 0 | 0 | 0 | 0 | 0 | 0 | ; | Office Plugs Sun |  |  |  |  | 219 | 20 | 20 | 1 | A90.1-A-Off-Plg-Sun | 0 | Cst-Zeroes | 0 | Cst-Zeroes | 1 | -1 | -1 | 20 | 20 | 20 | 20 | 20 | 20 | 20 | 20 | 20 | 20 | 20 | 20 | 20 | 20 | 20 | 20 | 20 | 20 | 20 | 20 | 20 | 20 | 20 | 20 | Office Plugs Sun
220 | 8 | 17 | 0 | 0 | 0 | 0 | 0 | 0 | 0.058824 | 0.52941 | 0.52941 | 1 | 1 | 1 | 1 | 1 | 1 | 0.76471 | 0.52941 | 0.29412 | 0.17647 | 0.17647 | 0.17647 | 0 | 0 | 0 | ; | Office DHW WD |  |  |  |  | 220 | 5 | 90 | 1 | A90.1-A-Off-HW-WD | 0 | Cst-Zeroes | 0 | Cst-Zeroes | 1 | 8 | 17 | 5 | 5 | 5 | 5 | 5 | 5 | 10 | 50 | 50 | 90 | 90 | 90 | 90 | 90 | 90 | 70 | 50 | 30 | 20 | 20 | 20 | 5 | 5 | 5 | Office DHW WD
221 | -1 | -1 | 0 | 0 | 0 | 0 | 0 | 0 | 0 | 0 | 0 | 0 | 0 | 0 | 0 | 0 | 0 | 0 | 0 | 0 | 0 | 0 | 0 | 0 | 0 | 0 | ; | Office DHW NoSat |  |  |  |  | 221 | 5 | 5 | 1 | A90.1-A-Off-HW-Sat | 0 | Cst-Zeroes | 0 | Cst-Zeroes | 1 | -1 | -1 | 5 | 5 | 5 | 5 | 5 | 5 | 5 | 5 | 5 | 5 | 5 | 5 | 5 | 5 | 5 | 5 | 5 | 5 | 5 | 5 | 5 | 5 | 5 | 5 | Office DHW NoSat
222 | 8 | 17 | 0 | 0 | 0 | 0 | 0 | 0 | 0.058824 | 0.52941 | 0.52941 | 1 | 1 | 1 | 1 | 1 | 1 | 0.76471 | 0.52941 | 0.29412 | 0.17647 | 0.17647 | 0.17647 | 0 | 0 | 0 | ; | Office DHW LowSat |  |  |  |  | 222 | 5 | 26.25 | 0.75 | A90.1-A-Off-HW-Sat | 0.25 | A90.1-A-Off-HW-WD | 0 | Cst-Zeroes | 1 | 8 | 17 | 5 | 5 | 5 | 5 | 5 | 5 | 6.25 | 16.25 | 16.25 | 26.25 | 26.25 | 26.25 | 26.25 | 26.25 | 26.25 | 21.25 | 16.25 | 11.25 | 8.75 | 8.75 | 8.75 | 5 | 5 | 5 | Office DHW LowSat
223 | -1 | -1 | 0 | 0 | 0 | 0 | 0 | 0 | 0 | 0 | 0 | 0 | 0 | 0 | 0 | 0 | 0 | 0 | 0 | 0 | 0 | 0 | 0 | 0 | 0 | 0 | ; | Office DHW Sun |  |  |  |  | 223 | 5 | 5 | 1 | A90.1-A-Off-HW-Sun | 0 | Cst-Zeroes | 0 | Cst-Zeroes | 1 | -1 | -1 | 5 | 5 | 5 | 5 | 5 | 5 | 5 | 5 | 5 | 5 | 5 | 5 | 5 | 5 | 5 | 5 | 5 | 5 | 5 | 5 | 5 | 5 | 5 | 5 | Office DHW Sun
224 | 8 | 17 | 0 | 0 | 0 | 0 | 0 | 0 | 0.26667 | 0.26667 | 0.13333 | 0.13333 | 0.4 | 0.8 | 1 | 0.6 | 0.26667 | 0.13333 | 0.13333 | 0.13333 | 0.13333 | 0.066667 | 0 | 0 | 0 | 0 | ; | Office Cook WD |  |  |  |  | 224 | 0 | 75 | 1 | Cst-Off-Cook-WD | 0 | Cst-Zeroes | 0 | Cst-Zeroes | 1 | 8 | 17 | 0 | 0 | 0 | 0 | 0 | 0 | 20 | 20 | 10 | 10 | 30 | 60 | 75 | 45 | 20 | 10 | 10 | 10 | 10 | 5 | 0 | 0 | 0 | 0 | Office Cook WD
225 | -1 | -1 | 0 | 0 | 0 | 0 | 0 | 0 | 0 | 0 | 0 | 0 | 0 | 0 | 0 | 0 | 0 | 0 | 0 | 0 | 0 | 0 | 0 | 0 | 0 | 0 | ; | Office Cook NoSat |  |  |  |  | 225 | 0 | 0 | 1 | Cst-Zeroes | 0 | Cst-Zeroes | 0 | Cst-Zeroes | 1 | -1 | -1 | 0 | 0 | 0 | 0 | 0 | 0 | 0 | 0 | 0 | 0 | 0 | 0 | 0 | 0 | 0 | 0 | 0 | 0 | 0 | 0 | 0 | 0 | 0 | 0 | Office Cook NoSat
226 | 8 | 17 | 0 | 0 | 0 | 0 | 0 | 0 | 0.26667 | 0.26667 | 0.13333 | 0.13333 | 0.4 | 0.8 | 1 | 0.6 | 0.26667 | 0.13333 | 0.13333 | 0.13333 | 0.13333 | 0.066667 | 0 | 0 | 0 | 0 | ; | Office Cook LowSat |  |  |  |  | 226 | 0 | 18.75 | 0.75 | Cst-Zeroes | 0.25 | Cst-Off-Cook-WD | 0 | Cst-Zeroes | 1 | 8 | 17 | 0 | 0 | 0 | 0 | 0 | 0 | 5 | 5 | 2.5 | 2.5 | 7.5 | 15 | 18.75 | 11.25 | 5 | 2.5 | 2.5 | 2.5 | 2.5 | 1.25 | 0 | 0 | 0 | 0 | Office Cook LowSat
227 | -1 | -1 | 0 | 0 | 0 | 0 | 0 | 0 | 0 | 0 | 0 | 0 | 0 | 0 | 0 | 0 | 0 | 0 | 0 | 0 | 0 | 0 | 0 | 0 | 0 | 0 | ; | Office Cook Sun |  |  |  |  | 227 | 0 | 0 | 1 | Cst-Zeroes | 0 | Cst-Zeroes | 0 | Cst-Zeroes | 1 | -1 | -1 | 0 | 0 | 0 | 0 | 0 | 0 | 0 | 0 | 0 | 0 | 0 | 0 | 0 | 0 | 0 | 0 | 0 | 0 | 0 | 0 | 0 | 0 | 0 | 0 | Office Cook Sun
228 | 8 | 17 | 0 | 0 | 0 | 0 | 0 | 0 | 0.12987 | 0.82468 | 1 | 1 | 1 | 0.81818 | 0.81818 | 1 | 1 | 1 | 0.90909 | 0.38961 | 0.12987 | 0.12987 | 0.045455 | 0.045455 | 0 | 0 | ; | Office Other WD |  |  |  |  | 228 | 13 | 90 | 0.35 | A90.1-A-Off-Occ-WD | 0.65 | A90.1-A-Off-Plg-WD | 0 | Cst-Zeroes | 1 | 8 | 17 | 13 | 13 | 13 | 13 | 13 | 13 | 23 | 76.5 | 90 | 90 | 90 | 76 | 76 | 90 | 90 | 90 | 83 | 43 | 23 | 23 | 16.5 | 16.5 | 13 | 13 | Office Other WD
229 | -1 | -1 | 0 | 0 | 0 | 0 | 0 | 0 | 0 | 0 | 0 | 0 | 0 | 0 | 0 | 0 | 0 | 0 | 0 | 0 | 0 | 0 | 0 | 0 | 0 | 0 | ; | Office Other NoSat |  |  |  |  | 229 | 13 | 13 | 0.35 | A90.1-A-Off-Occ-Sat | 0.65 | A90.1-A-Off-Plg-Sat | 0 | Cst-Zeroes | 1 | -1 | -1 | 13 | 13 | 13 | 13 | 13 | 13 | 13 | 13 | 13 | 13 | 13 | 13 | 13 | 13 | 13 | 13 | 13 | 13 | 13 | 13 | 13 | 13 | 13 | 13 | Office Other NoSat
230 | 8 | 17 | 0 | 0 | 0 | 0 | 0 | 0 | 0.14286 | 0.85714 | 1 | 1 | 1 | 1 | 1 | 1 | 1 | 1 | 1 | 0.42857 | 0.14286 | 0.14286 | 0 | 0 | 0 | 0 | ; | Office Other LowSat |  |  |  |  | 230 | 13 | 30.5 | 0.35 | A90.1-A-Off-Occ-Sat | 0.4 | A90.1-A-Off-Plg-Sat | 0.25 | A90.1-A-Off-Plg-WD | 1 | 8 | 17 | 13 | 13 | 13 | 13 | 13 | 13 | 15.5 | 28 | 30.5 | 30.5 | 30.5 | 30.5 | 30.5 | 30.5 | 30.5 | 30.5 | 30.5 | 20.5 | 15.5 | 15.5 | 13 | 13 | 13 | 13 | Office Other LowSat
231 | -1 | -1 | 0 | 0 | 0 | 0 | 0 | 0 | 0 | 0 | 0 | 0 | 0 | 0 | 0 | 0 | 0 | 0 | 0 | 0 | 0 | 0 | 0 | 0 | 0 | 0 | ; | Office Other Sun |  |  |  |  | 231 | 13 | 13 | 0.35 | A90.1-A-Off-Occ-Sun | 0.65 | A90.1-A-Off-Plg-Sun | 0 | Cst-Zeroes | 1 | -1 | -1 | 13 | 13 | 13 | 13 | 13 | 13 | 13 | 13 | 13 | 13 | 13 | 13 | 13 | 13 | 13 | 13 | 13 | 13 | 13 | 13 | 13 | 13 | 13 | 13 | Office Other Sun
232 | 8 | 17 | 0 | 0 | 0 | 0 | 0 | 0 | 0 | 0.84048 | 1 | 1 | 1 | 1 | 1 | 1 | 1 | 1 | 0.84048 | 0.37786 | 0 | 0 | 0 | 0 | 0 | 0 | ; | Office ILit WD AB 90104 |  |  |  |  | 232 | 25.92 | 85.41 | 1 | AdvBldg-Off-Lt-90104-WD | 0 | Cst-Zeroes | 0 | Cst-Zeroes | 1 | 8 | 17 | 25.92 | 25.92 | 25.92 | 25.92 | 25.92 | 25.92 | 25.92 | 75.92 | 85.41 | 85.41 | 85.41 | 85.41 | 85.41 | 85.41 | 85.41 | 85.41 | 75.92 | 48.399 | 25.92 | 25.92 | 25.92 | 25.92 | 25.92 | 25.92 | Office ILit WD AB 90104
233 | -1 | -1 | 0 | 0 | 0 | 0 | 0 | 0 | 0 | 0 | 1 | 1 | 1 | 1 | 0.33883 | 0.33883 | 0.33883 | 0.33883 | 0.33883 | 0 | 0 | 0 | 0 | 0 | 0 | 0 | ; | Office ILit Sat AB 90104 |  |  |  |  | 233 | 25.92 | 47.45 | 1 | AdvBldg-Off-Lt-90104-Sat | 0 | Cst-Zeroes | 0 | Cst-Zeroes | 1 | -1 | -1 | 25.92 | 25.92 | 25.92 | 25.92 | 25.92 | 25.92 | 25.92 | 25.92 | 47.45 | 47.45 | 47.45 | 47.45 | 33.215 | 33.215 | 33.215 | 33.215 | 33.215 | 25.92 | 25.92 | 25.92 | 25.92 | 25.92 | 25.92 | 25.92 | Office ILit Sat AB 90104
234 | -1 | -1 | 0 | 0 | 0 | 0 | 0 | 0 | 0 | 0 | 0 | 0 | 0 | 0 | 0 | 0 | 0 | 0 | 0 | 0 | 0 | 0 | 0 | 0 | 0 | 0 | ; | Office ILit Sun AB 90104 |  |  |  |  | 234 | 25.92 | 25.92 | 1 | AdvBldg-Off-Lt-90104-Sun | 0 | Cst-Zeroes | 0 | Cst-Zeroes | 1 | -1 | -1 | 25.92 | 25.92 | 25.92 | 25.92 | 25.92 | 25.92 | 25.92 | 25.92 | 25.92 | 25.92 | 25.92 | 25.92 | 25.92 | 25.92 | 25.92 | 25.92 | 25.92 | 25.92 | 25.92 | 25.92 | 25.92 | 25.92 | 25.92 | 25.92 | Office ILit Sun AB 90104
235 | 8 | 17 | 0 | 0 | 0 | 0 | 0 | 0 | 0 | 0.83333 | 1 | 1 | 1 | 1 | 1 | 1 | 1 | 1 | 0.83333 | 0.35 | 0 | 0 | 0 | 0 | 0 | 0 | ; | Office ILit WD AB 90101 |  |  |  |  | 235 | 30 | 90 | 1 | AdvBldg-Off-Lt-90101-WD | 0 | Cst-Zeroes | 0 | Cst-Zeroes | 1 | 8 | 17 | 30 | 30 | 30 | 30 | 30 | 30 | 30 | 80 | 90 | 90 | 90 | 90 | 90 | 90 | 90 | 90 | 80 | 51 | 30 | 30 | 30 | 30 | 30 | 30 | Office ILit WD AB 90101
236 | -1 | -1 | 0 | 0 | 0 | 0 | 0 | 0 | 0 | 0 | 1 | 1 | 1 | 1 | 0.25 | 0.25 | 0.25 | 0.25 | 0.25 | 0 | 0 | 0 | 0 | 0 | 0 | 0 | ; | Office ILit Sat AB 90101 |  |  |  |  | 236 | 30 | 50 | 1 | AdvBldg-Off-Lt-90101-Sat | 0 | Cst-Zeroes | 0 | Cst-Zeroes | 1 | -1 | -1 | 30 | 30 | 30 | 30 | 30 | 30 | 30 | 30 | 50 | 50 | 50 | 50 | 35 | 35 | 35 | 35 | 35 | 30 | 30 | 30 | 30 | 30 | 30 | 30 | Office ILit Sat AB 90101
237 | -1 | -1 | 0 | 0 | 0 | 0 | 0 | 0 | 0 | 0 | 0 | 0 | 0 | 0 | 0 | 0 | 0 | 0 | 0 | 0 | 0 | 0 | 0 | 0 | 0 | 0 | ; | Office ILit Sun AB 90101 |  |  |  |  | 237 | 30 | 30 | 1 | AdvBldg-Off-Lt-90101-Sun | 0 | Cst-Zeroes | 0 | Cst-Zeroes | 1 | -1 | -1 | 30 | 30 | 30 | 30 | 30 | 30 | 30 | 30 | 30 | 30 | 30 | 30 | 30 | 30 | 30 | 30 | 30 | 30 | 30 | 30 | 30 | 30 | 30 | 30 | Office ILit Sun AB 90101
238 | 8 | 17 | 0 | 0 | 0 | 0 | 0 | 0 | 0 | 0.84452 | 1 | 1 | 1 | 1 | 1 | 1 | 1 | 1 | 0.84452 | 0.39364 | 0 | 0 | 0 | 0 | 0 | 0 | ; | Office ILit WD AB Core |  |  |  |  | 238 | 23.64 | 82.845 | 1 | AdvBldg-Off-Lt-OS-WD | 0 | Cst-Zeroes | 0 | Cst-Zeroes | 1 | 8 | 17 | 23.64 | 23.64 | 23.64 | 23.64 | 23.64 | 23.64 | 23.64 | 73.64 | 82.845 | 82.845 | 82.845 | 82.845 | 82.845 | 82.845 | 82.845 | 82.845 | 73.64 | 46.9455 | 23.64 | 23.64 | 23.64 | 23.64 | 23.64 | 23.64 | Office ILit WD AB Core
239 | -1 | -1 | 0 | 0 | 0 | 0 | 0 | 0 | 0 | 0 | 1 | 1 | 1 | 1 | 0.38318 | 0.38318 | 0.38318 | 0.38318 | 0.38318 | 0 | 0 | 0 | 0 | 0 | 0 | 0 | ; | Office ILit Sat AB Core |  |  |  |  | 239 | 23.64 | 46.025 | 1 | AdvBldg-Off-Lt-OS-Sat | 0 | Cst-Zeroes | 0 | Cst-Zeroes | 1 | -1 | -1 | 23.64 | 23.64 | 23.64 | 23.64 | 23.64 | 23.64 | 23.64 | 23.64 | 46.025 | 46.025 | 46.025 | 46.025 | 32.2175 | 32.2175 | 32.2175 | 32.2175 | 32.2175 | 23.64 | 23.64 | 23.64 | 23.64 | 23.64 | 23.64 | 23.64 | Office ILit Sat AB Core
240 | -1 | -1 | 0 | 0 | 0 | 0 | 0 | 0 | 0 | 0 | 0 | 0 | 0 | 0 | 0 | 0 | 0 | 0 | 0 | 0 | 0 | 0 | 0 | 0 | 0 | 0 | ; | Office ILit Sun AB Core |  |  |  |  | 240 | 23.64 | 23.64 | 1 | AdvBldg-Off-Lt-OS-Sun | 0 | Cst-Zeroes | 0 | Cst-Zeroes | 1 | -1 | -1 | 23.64 | 23.64 | 23.64 | 23.64 | 23.64 | 23.64 | 23.64 | 23.64 | 23.64 | 23.64 | 23.64 | 23.64 | 23.64 | 23.64 | 23.64 | 23.64 | 23.64 | 23.64 | 23.64 | 23.64 | 23.64 | 23.64 | 23.64 | 23.64 | Office ILit Sun AB Core
241 | 8 | 17 | 0 | 0 | 0 | 0 | 0 | 0 | 0.2 | 0.8 | 1 | 1 | 1 | 1 | 1 | 1 | 1 | 1 | 1 | 0.2 | 0 | 0 | 0 | 0 | 0 | 0 | ; | Office Plugs WD AB |  |  |  |  | 241 | 40 | 90 | 1 | AdvBldg-Off-Plg-WD | 0 | Cst-Zeroes | 0 | Cst-Zeroes | 1 | 8 | 17 | 40 | 40 | 40 | 40 | 40 | 40 | 50 | 80 | 90 | 90 | 90 | 90 | 90 | 90 | 90 | 90 | 90 | 50 | 40 | 40 | 40 | 40 | 40 | 40 | Office Plugs WD AB
242 | -1 | -1 | 0 | 0 | 0 | 0 | 0 | 0 | 0 | 0 | 1 | 1 | 1 | 1 | 1 | 0.5 | 0 | 0 | 0 | 0 | 0 | 0 | 0 | 0 | 0 | 0 | ; | Office Plugs Sat AB |  |  |  |  | 242 | 40 | 60 | 1 | AdvBldg-Off-Plg-Sat | 0 | Cst-Zeroes | 0 | Cst-Zeroes | 1 | -1 | -1 | 40 | 40 | 40 | 40 | 40 | 40 | 40 | 40 | 60 | 60 | 60 | 60 | 60 | 50 | 40 | 40 | 40 | 40 | 40 | 40 | 40 | 40 | 40 | 40 | Office Plugs Sat AB
243 | -1 | -1 | 0 | 0 | 0 | 0 | 0 | 0 | 0 | 0 | 0 | 0 | 0 | 0 | 0 | 0 | 0 | 0 | 0 | 0 | 0 | 0 | 0 | 0 | 0 | 0 | ; | Office Plugs Sun AB |  |  |  |  | 243 | 40 | 40 | 1 | AdvBldg-Off-Plg-Sun | 0 | Cst-Zeroes | 0 | Cst-Zeroes | 1 | -1 | -1 | 40 | 40 | 40 | 40 | 40 | 40 | 40 | 40 | 40 | 40 | 40 | 40 | 40 | 40 | 40 | 40 | 40 | 40 | 40 | 40 | 40 | 40 | 40 | 40 | Office Plugs Sun AB
244 | 8 | 17 | 0 | 0 | 0 | 0 | 0 | 0 | 0.11111 | 0.77778 | 1 | 1 | 1 | 0.55556 | 0.55556 | 1 | 1 | 1 | 0.77778 | 0.33333 | 0.11111 | 0.11111 | 0.11111 | 0.11111 | 0 | 0 | ; | Office Occup WD AB |  |  |  |  | 244 | 0 | 90 | 1 | AdvBldg-Off-Occ-WD | 0 | Cst-Zeroes | 0 | Cst-Zeroes | 1 | 8 | 17 | 0 | 0 | 0 | 0 | 0 | 0 | 10 | 70 | 90 | 90 | 90 | 50 | 50 | 90 | 90 | 90 | 70 | 30 | 10 | 10 | 10 | 10 | 0 | 0 | Office Occup WD AB
245 | -1 | -1 | 0 | 0 | 0 | 0 | 0 | 0 | 0.11111 | 0.77778 | 1 | 1 | 1 | 0.55556 | 0.55556 | 1 | 1 | 1 | 0.77778 | 0.33333 | 0.11111 | 0.11111 | 0.11111 | 0.11111 | 0 | 0 | ; | Office Occup Sat AB |  |  |  |  | 245 | 0 | 90 | 1 | AdvBldg-Off-Occ-Sat | 0 | Cst-Zeroes | 0 | Cst-Zeroes | 1 | -1 | -1 | 0 | 0 | 0 | 0 | 0 | 0 | 10 | 70 | 90 | 90 | 90 | 50 | 50 | 90 | 90 | 90 | 70 | 30 | 10 | 10 | 10 | 10 | 0 | 0 | Office Occup Sat AB
246 | -1 | -1 | 0 | 0 | 0 | 0 | 0 | 0 | 0 | 0 | 0 | 0 | 0 | 0 | 0 | 0 | 0 | 0 | 0 | 0 | 0 | 0 | 0 | 0 | 0 | 0 | ; | Office Occup Sun AB |  |  |  |  | 246 | 0 | 0 | 1 | AdvBldg-Off-Occ-Sun | 0 | Cst-Zeroes | 0 | Cst-Zeroes | 1 | -1 | -1 | 0 | 0 | 0 | 0 | 0 | 0 | 0 | 0 | 0 | 0 | 0 | 0 | 0 | 0 | 0 | 0 | 0 | 0 | 0 | 0 | 0 | 0 | 0 | 0 | Office Occup Sun AB
;
300 | 10 | 18 | 0 | 0 | 0 | 0 | 0 | 0 | 0 | 0.125 | 0.25 | 0.625 | 0.625 | 0.875 | 0.875 | 0.875 | 0.875 | 1 | 0.875 | 0.625 | 0.375 | 0.375 | 0 | 0 | 0 | 0 | ; | Retail Occup WD |  |  |  |  | 300 | 0 | 80 | 1 | A90.1-C-Ret-Occ-WD | 0 | Cst-Zeroes | 0 | Cst-Zeroes | 1 | 10 | 18 | 0 | 0 | 0 | 0 | 0 | 0 | 0 | 10 | 20 | 50 | 50 | 70 | 70 | 70 | 70 | 80 | 70 | 50 | 30 | 30 | 0 | 0 | 0 | 0 | Retail Occup WD
301 | 10 | 18 | 0 | 0 | 0 | 0 | 0 | 0 | 0 | 0.11111 | 0.22222 | 0.55556 | 0.66667 | 0.88889 | 1 | 1 | 1 | 0.88889 | 0.77778 | 0.55556 | 0.22222 | 0.22222 | 0 | 0 | 0 | 0 | ; | Retail Occup Sat |  |  |  |  | 301 | 0 | 90 | 1 | A90.1-C-Ret-Occ-Sat | 0 | Cst-Zeroes | 0 | Cst-Zeroes | 1 | 10 | 18 | 0 | 0 | 0 | 0 | 0 | 0 | 0 | 10 | 20 | 50 | 60 | 80 | 90 | 90 | 90 | 80 | 70 | 50 | 20 | 20 | 0 | 0 | 0 | 0 | Retail Occup Sat
302 | 11 | 17 | 0 | 0 | 0 | 0 | 0 | 0 | 0 | 0 | 0 | 0.25 | 0.5 | 0.5 | 1 | 1 | 1 | 1 | 1 | 0.5 | 0 | 0 | 0 | 0 | 0 | 0 | ; | Retail Occup Sun |  |  |  |  | 302 | 0 | 40 | 1 | A90.1-C-Ret-Occ-Sun | 0 | Cst-Zeroes | 0 | Cst-Zeroes | 1 | 11 | 17 | 0 | 0 | 0 | 0 | 0 | 0 | 0 | 0 | 0 | 10 | 20 | 20 | 40 | 40 | 40 | 40 | 40 | 20 | 0 | 0 | 0 | 0 | 0 | 0 | Retail Occup Sun
303 | 9 | 19 | 0 | 0 | 0 | 0 | 0 | 0 | 0 | 0.52941 | 1 | 1 | 1 | 1 | 1 | 1 | 1 | 1 | 1 | 1 | 0.64706 | 0.52941 | 0 | 0 | 0 | 0 | ; | Retail ILit WD |  |  |  |  | 303 | 5 | 90 | 1 | A90.1-C-Ret-Lt-WD | 0 | Cst-Zeroes | 0 | Cst-Zeroes | 1 | 9 | 19 | 5 | 5 | 5 | 5 | 5 | 5 | 5 | 50 | 90 | 90 | 90 | 90 | 90 | 90 | 90 | 90 | 90 | 90 | 60 | 50 | 5 | 5 | 5 | 5 | Retail ILit WD
304 | 9 | 19 | 0 | 0 | 0 | 0 | 0 | 0 | 0 | 0.52941 | 1 | 1 | 1 | 1 | 1 | 1 | 1 | 1 | 1 | 1 | 0.64706 | 0.52941 | 0 | 0 | 0 | 0 | ; | Retail ILit Sat |  |  |  |  | 304 | 5 | 90 | 1 | A90.1-C-Ret-Lt-Sat | 0 | Cst-Zeroes | 0 | Cst-Zeroes | 1 | 9 | 19 | 5 | 5 | 5 | 5 | 5 | 5 | 5 | 50 | 90 | 90 | 90 | 90 | 90 | 90 | 90 | 90 | 90 | 90 | 60 | 50 | 5 | 5 | 5 | 5 | Retail ILit Sat
305 | 10 | 18 | 0 | 0 | 0 | 0 | 0 | 0 | 0 | 0 | 0 | 0.52941 | 1 | 1 | 1 | 1 | 1 | 1 | 1 | 0.64706 | 0 | 0 | 0 | 0 | 0 | 0 | ; | Retail ILit Sun |  |  |  |  | 305 | 5 | 90 | 1 | A90.1-C-Ret-Lt-Sun | 0 | Cst-Zeroes | 0 | Cst-Zeroes | 1 | 10 | 18 | 5 | 5 | 5 | 5 | 5 | 5 | 5 | 5 | 5 | 50 | 90 | 90 | 90 | 90 | 90 | 90 | 90 | 60 | 5 | 5 | 5 | 5 | 5 | 5 | Retail ILit Sun
306 | 10 | 18 | 0 | 0 | 0 | 0 | 0 | 0 | 0 | 0.23077 | 0.44615 | 0.72308 | 0.72308 | 0.90769 | 0.90769 | 0.90769 | 0.90769 | 1 | 0.90769 | 0.72308 | 0.44615 | 0.41538 | 0 | 0 | 0 | 0 | ; | Retail TLit WD |  |  |  |  | 306 | 1.25 | 82.5 | 0.75 | A90.1-C-Ret-Occ-WD | 0.25 | A90.1-C-Ret-Lt-WD | 0 | Cst-Zeroes | 1 | 10 | 18 | 1.25 | 1.25 | 1.25 | 1.25 | 1.25 | 1.25 | 1.25 | 20 | 37.5 | 60 | 60 | 75 | 75 | 75 | 75 | 82.5 | 75 | 60 | 37.5 | 35 | 1.25 | 1.25 | 1.25 | 1.25 | Retail TLit WD
307 | 10 | 18 | 0 | 0 | 0 | 0 | 0 | 0 | 0 | 0.21127 | 0.40845 | 0.66197 | 0.74648 | 0.91549 | 1 | 1 | 1 | 0.91549 | 0.83099 | 0.66197 | 0.32394 | 0.29577 | 0 | 0 | 0 | 0 | ; | Retail TLit Sat |  |  |  |  | 307 | 1.25 | 90 | 0.75 | A90.1-C-Ret-Occ-Sat | 0.25 | A90.1-C-Ret-Lt-Sat | 0 | Cst-Zeroes | 1 | 10 | 18 | 1.25 | 1.25 | 1.25 | 1.25 | 1.25 | 1.25 | 1.25 | 20 | 37.5 | 60 | 67.5 | 82.5 | 90 | 90 | 90 | 82.5 | 75 | 60 | 30 | 27.5 | 1.25 | 1.25 | 1.25 | 1.25 | Retail TLit Sat
308 | 11 | 17 | 0 | 0 | 0 | 0 | 0 | 0 | 0 | 0 | 0 | 0.36585 | 0.70732 | 0.70732 | 1 | 1 | 1 | 1 | 1 | 0.56098 | 0 | 0 | 0 | 0 | 0 | 0 | ; | Retail TLit Sun |  |  |  |  | 308 | 1.25 | 52.5 | 0.75 | A90.1-C-Ret-Occ-Sun | 0.25 | A90.1-C-Ret-Lt-Sun | 0 | Cst-Zeroes | 1 | 11 | 17 | 1.25 | 1.25 | 1.25 | 1.25 | 1.25 | 1.25 | 1.25 | 1.25 | 1.25 | 20 | 37.5 | 37.5 | 52.5 | 52.5 | 52.5 | 52.5 | 52.5 | 30 | 1.25 | 1.25 | 1.25 | 1.25 | 1.25 | 1.25 | Retail TLit Sun
309 | -1 | -1 | 0 | 0 | 0 | 0 | 0 | 0 | 0.090395 | 0.69492 | 0.9322 | 0.9661 | 0.9661 | 0.62712 | 0.62712 | 0.9887 | 0.9887 | 1 | 0.80791 | 0.42373 | 0.18644 | 0.17514 | 0.090395 | 0.090395 | 0 | 0 | ; | Retail OffEq WD |  |  |  |  | 309 | 0.5 | 89 | 0.1 | A90.1-C-Ret-Plg-WD | 0.8 | A90.1-A-Off-Occ-WD | 0.1 | A90.1-C-Ret-Occ-WD | 1 | -1 | -1 | 0.5 | 0.5 | 0.5 | 0.5 | 0.5 | 0.5 | 8.5 | 62 | 83 | 86 | 86 | 56 | 56 | 88 | 88 | 89 | 72 | 38 | 17 | 16 | 8.5 | 8.5 | 0.5 | 0.5 | Retail OffEq WD
310 | -1 | -1 | 0 | 0 | 0 | 0 | 0 | 0 | 0 | 0.31429 | 0.6 | 0.77143 | 0.82857 | 0.94286 | 1 | 1 | 1 | 0.94286 | 0.88571 | 0.77143 | 0.42857 | 0.37143 | 0 | 0 | 0 | 0 | ; | Retail OffEq Sat |  |  |  |  | 310 | 0.5 | 18 | 0.1 | A90.1-C-Ret-Plg-Sat | 0.8 | A90.1-A-Off-Occ-Sat | 0.1 | A90.1-C-Ret-Occ-Sat | 1 | -1 | -1 | 0.5 | 0.5 | 0.5 | 0.5 | 0.5 | 0.5 | 0.5 | 6 | 11 | 14 | 15 | 17 | 18 | 18 | 18 | 17 | 16 | 14 | 8 | 7 | 0.5 | 0.5 | 0.5 | 0.5 | Retail OffEq Sat
311 | -1 | -1 | 0 | 0 | 0 | 0 | 0 | 0 | 0 | 0 | 0 | 0.44 | 0.84 | 0.84 | 1 | 1 | 1 | 1 | 1 | 0.6 | 0 | 0 | 0 | 0 | 0 | 0 | ; | Retail OffEq Sun |  |  |  |  | 311 | 0.5 | 13 | 0.1 | A90.1-C-Ret-Plg-Sun | 0.8 | A90.1-A-Off-Occ-Sun | 0.1 | A90.1-C-Ret-Occ-Sun | 1 | -1 | -1 | 0.5 | 0.5 | 0.5 | 0.5 | 0.5 | 0.5 | 0.5 | 0.5 | 0.5 | 6 | 11 | 11 | 13 | 13 | 13 | 13 | 13 | 8 | 0.5 | 0.5 | 0.5 | 0.5 | 0.5 | 0.5 | Retail OffEq Sun
312 | 9 | 19 | 0 | 0 | 0 | 0 | 0 | 0 | 0 | 0.52941 | 1 | 1 | 1 | 1 | 1 | 1 | 1 | 1 | 1 | 1 | 0.64706 | 0.52941 | 0 | 0 | 0 | 0 | ; | Retail Plugs WD |  |  |  |  | 312 | 5 | 90 | 1 | A90.1-C-Ret-Plg-WD | 0 | Cst-Zeroes | 0 | Cst-Zeroes | 1 | 9 | 19 | 5 | 5 | 5 | 5 | 5 | 5 | 5 | 50 | 90 | 90 | 90 | 90 | 90 | 90 | 90 | 90 | 90 | 90 | 60 | 50 | 5 | 5 | 5 | 5 | Retail Plugs WD
313 | 9 | 19 | 0 | 0 | 0 | 0 | 0 | 0 | 0 | 0.52941 | 1 | 1 | 1 | 1 | 1 | 1 | 1 | 1 | 1 | 1 | 0.64706 | 0.52941 | 0 | 0 | 0 | 0 | ; | Retail Plugs Sat |  |  |  |  | 313 | 5 | 90 | 1 | A90.1-C-Ret-Plg-Sat | 0 | Cst-Zeroes | 0 | Cst-Zeroes | 1 | 9 | 19 | 5 | 5 | 5 | 5 | 5 | 5 | 5 | 50 | 90 | 90 | 90 | 90 | 90 | 90 | 90 | 90 | 90 | 90 | 60 | 50 | 5 | 5 | 5 | 5 | Retail Plugs Sat
314 | 10 | 18 | 0 | 0 | 0 | 0 | 0 | 0 | 0 | 0 | 0 | 0.52941 | 1 | 1 | 1 | 1 | 1 | 1 | 1 | 0.64706 | 0 | 0 | 0 | 0 | 0 | 0 | ; | Retail Plugs Sun |  |  |  |  | 314 | 5 | 90 | 1 | A90.1-C-Ret-Plg-Sun | 0 | Cst-Zeroes | 0 | Cst-Zeroes | 1 | 10 | 18 | 5 | 5 | 5 | 5 | 5 | 5 | 5 | 5 | 5 | 50 | 90 | 90 | 90 | 90 | 90 | 90 | 90 | 60 | 5 | 5 | 5 | 5 | 5 | 5 | Retail Plugs Sun
315 | 10 | 18 | 0 | 0 | 0 | 0 | 0 | 0 | 0 | 0.066667 | 0.2 | 0.33333 | 0.46667 | 1 | 1 | 1 | 1 | 0.73333 | 0.46667 | 0.33333 | 0.2 | 0.2 | 0 | 0 | 0 | 0 | ; | Retail DHW WD |  |  |  |  | 315 | 5 | 80 | 1 | A90.1-C-Ret-HW-WD | 0 | Cst-Zeroes | 0 | Cst-Zeroes | 1 | 10 | 18 | 5 | 5 | 5 | 5 | 5 | 5 | 5 | 10 | 20 | 30 | 40 | 80 | 80 | 80 | 80 | 60 | 40 | 30 | 20 | 20 | 5 | 5 | 5 | 5 | Retail DHW WD
316 | 10 | 18 | 0 | 0 | 0 | 0 | 0 | 0 | 0 | 0.058824 | 0.17647 | 0.29412 | 0.52941 | 1 | 1 | 1 | 1 | 0.76471 | 0.52941 | 0.29412 | 0.17647 | 0.17647 | 0 | 0 | 0 | 0 | ; | Retail DHW Sat |  |  |  |  | 316 | 5 | 90 | 1 | A90.1-C-Ret-HW-Sat | 0 | Cst-Zeroes | 0 | Cst-Zeroes | 1 | 10 | 18 | 5 | 5 | 5 | 5 | 5 | 5 | 5 | 10 | 20 | 30 | 50 | 90 | 90 | 90 | 90 | 70 | 50 | 30 | 20 | 20 | 5 | 5 | 5 | 5 | Retail DHW Sat
317 | 11 | 17 | 0 | 0 | 0 | 0 | 0 | 0 | 0 | 0 | 0 | 0.066667 | 0.2 | 0.46667 | 1 | 1 | 0.73333 | 0.46667 | 0.33333 | 0.2 | 0 | 0 | 0 | 0 | 0 | 0 | ; | Retail DHW Sun |  |  |  |  | 317 | 5 | 80 | 1 | A90.1-C-Ret-HW-Sun | 0 | Cst-Zeroes | 0 | Cst-Zeroes | 1 | 11 | 17 | 5 | 5 | 5 | 5 | 5 | 5 | 5 | 5 | 5 | 10 | 20 | 40 | 80 | 80 | 60 | 40 | 30 | 20 | 5 | 5 | 5 | 5 | 5 | 5 | Retail DHW Sun
318 | -1 | -1 | 0 | 0 | 0 | 0 | 0 | 0 | 0 | 0.0080645 | 0.016129 | 0.040323 | 0.040323 | 0.056452 | 0.056452 | 0.056452 | 0.125 | 0.33871 | 0.60484 | 1 | 0.57258 | 0.29839 | 0.27419 | 0.20565 | 0.068548 | 0 | ; | Retail Cook WD |  |  |  |  | 318 | 0 | 62 | 0.85 | Cst-Int-Ck-WD | 0.05 | A90.1-C-Ret-Occ-WD | 0.1 | Cst-Zeroes | 1 | -1 | -1 | 0 | 0 | 0 | 0 | 0 | 0 | 0 | 0.5 | 1 | 2.5 | 2.5 | 3.5 | 3.5 | 3.5 | 7.75 | 21 | 37.5 | 62 | 35.5 | 18.5 | 17 | 12.75 | 4.25 | 0 | Retail Cook WD
319 | -1 | -1 | 0 | 0 | 0 | 0 | 0 | 0 | 0 | 0.010309 | 0.020619 | 0.051546 | 0.15979 | 0.47423 | 0.48454 | 0.28866 | 0.19072 | 0.18041 | 0.36598 | 0.63918 | 1 | 0.70619 | 0.48969 | 0.29381 | 0.097938 | 0 | ; | Retail Cook Sat |  |  |  |  | 319 | 0 | 48.5 | 0.95 | Cst-Int-Ck-Sat | 0.05 | A90.1-C-Ret-Occ-Sat | 0 | Cst-Zeroes | 1 | -1 | -1 | 0 | 0 | 0 | 0 | 0 | 0 | 0 | 0.5 | 1 | 2.5 | 7.75 | 23 | 23.5 | 14 | 9.25 | 8.75 | 17.75 | 31 | 48.5 | 34.25 | 23.75 | 14.25 | 4.75 | 0 | Retail Cook Sat
320 | -1 | -1 | 0 | 0 | 0 | 0 | 0 | 0 | 0 | 0.32759 | 0.65517 | 1 | 0.68966 | 0.36207 | 0.23276 | 0.068966 | 0.068966 | 0.068966 | 0.068966 | 0.034483 | 0 | 0 | 0 | 0 | 0 | 0 | ; | Retail Cook Sun |  |  |  |  | 320 | 0 | 29 | 0.95 | Cst-Int-Ck-Sun | 0.05 | A90.1-C-Ret-Occ-Sun | 0 | Cst-Zeroes | 1 | -1 | -1 | 0 | 0 | 0 | 0 | 0 | 0 | 0 | 9.5 | 19 | 29 | 20 | 10.5 | 6.75 | 2 | 2 | 2 | 2 | 1 | 0 | 0 | 0 | 0 | 0 | 0 | Retail Cook Sun
321 | 9 | 19 | 0 | 0 | 0 | 0 | 0 | 0 | 0 | 0.39339 | 0.74775 | 0.87387 | 0.87387 | 0.95796 | 0.95796 | 0.95796 | 0.95796 | 1 | 0.95796 | 0.87387 | 0.55556 | 0.47748 | 0 | 0 | 0 | 0 | ; | Retail Other WD |  |  |  |  | 321 | 3.25 | 86.5 | 0.35 | A90.1-C-Ret-Occ-WD | 0.65 | A90.1-C-Ret-Plg-WD | 0 | Cst-Zeroes | 1 | 9 | 19 | 3.25 | 3.25 | 3.25 | 3.25 | 3.25 | 3.25 | 3.25 | 36 | 65.5 | 76 | 76 | 83 | 83 | 83 | 83 | 86.5 | 83 | 76 | 49.5 | 43 | 3.25 | 3.25 | 3.25 | 3.25 | Retail Other WD
322 | 9 | 19 | 0 | 0 | 0 | 0 | 0 | 0 | 0 | 0.37752 | 0.71758 | 0.83862 | 0.87896 | 0.95965 | 1 | 1 | 1 | 0.95965 | 0.91931 | 0.83862 | 0.4928 | 0.41787 | 0 | 0 | 0 | 0 | ; | Retail Other Sat |  |  |  |  | 322 | 3.25 | 90 | 0.35 | A90.1-C-Ret-Occ-Sat | 0.65 | A90.1-C-Ret-Plg-Sat | 0 | Cst-Zeroes | 1 | 9 | 19 | 3.25 | 3.25 | 3.25 | 3.25 | 3.25 | 3.25 | 3.25 | 36 | 65.5 | 76 | 79.5 | 86.5 | 90 | 90 | 90 | 86.5 | 83 | 76 | 46 | 39.5 | 3.25 | 3.25 | 3.25 | 3.25 | Retail Other Sat
323 | 10 | 18 | 0 | 0 | 0 | 0 | 0 | 0 | 0 | 0 | 0 | 0.47292 | 0.89892 | 0.89892 | 1 | 1 | 1 | 1 | 1 | 0.61733 | 0 | 0 | 0 | 0 | 0 | 0 | ; | Retail Other Sun |  |  |  |  | 323 | 3.25 | 72.5 | 0.35 | A90.1-C-Ret-Occ-Sun | 0.65 | A90.1-C-Ret-Plg-Sun | 0 | Cst-Zeroes | 1 | 10 | 18 | 3.25 | 3.25 | 3.25 | 3.25 | 3.25 | 3.25 | 3.25 | 3.25 | 3.25 | 36 | 65.5 | 65.5 | 72.5 | 72.5 | 72.5 | 72.5 | 72.5 | 46 | 3.25 | 3.25 | 3.25 | 3.25 | 3.25 | 3.25 | Retail Other Sun
;
360 | -1 | -1 | 0 | 0 | 0 | 0 | 0 | 0 | 0 | 0.10638 | 0.21277 | 0.53191 | 0.53191 | 0.74468 | 0.74468 | 0.74468 | 0.82979 | 0.93617 | 0.82979 | 0.87234 | 1 | 1 | 0.68085 | 0.51064 | 0.34043 | 0.085106 | ; | RetSvc Occup WD |  |  |  |  | 360 | 20 | 67 | 0.5 | A90.1-C-Ret-Occ-WD | 0.4 | A90.1-I-Int-Occ-WD | 0.2 | Cst-AllOn | 1.1 | -1 | -1 | 20 | 20 | 20 | 20 | 20 | 20 | 20 | 25 | 30 | 45 | 45 | 55 | 55 | 55 | 59 | 64 | 59 | 61 | 67 | 67 | 52 | 44 | 36 | 24 | RetSvc Occup WD
361 | -1 | -1 | 0 | 0 | 0 | 0 | 0 | 0 | 0 | 0.0625 | 0.125 | 0.36719 | 0.42969 | 0.55469 | 0.78125 | 0.89062 | 1 | 0.82812 | 0.65625 | 0.42188 | 0.34375 | 0.5625 | 0.4375 | 0.32812 | 0.21875 | 0.054688 | ; | RetSvc Occup WEH |  |  |  |  | 361 | 25 | 89 | 0.4 | A90.1-C-Ret-Occ-Sat | 0.35 | A90.1-I-Int-Occ-Sat | 0.25 | Cst-AllOn | 1 | -1 | -1 | 25 | 25 | 25 | 25 | 25 | 25 | 25 | 29 | 33 | 48.5 | 52.5 | 60.5 | 75 | 82 | 89 | 78 | 67 | 52 | 47 | 61 | 53 | 46 | 39 | 28.5 | RetSvc Occup WEH
362 | -1 | -1 | 0 | 0 | 0 | 0 | 0 | 0 | 0 | 0.36735 | 0.69388 | 0.69388 | 0.69388 | 0.69388 | 0.69388 | 0.69388 | 0.87755 | 0.87755 | 0.87755 | 1 | 0.79592 | 0.71429 | 0.34694 | 0.34694 | 0.34694 | 0.18367 | ; | RetSvc ILit WD |  |  |  |  | 362 | 80.75 | 93 | 0.1 | A90.1-C-Ret-Lt-WD | 0.05 | A90.1-I-Int-Lt-WD | 0.8 | Cst-AllOn | 0.95 | -1 | -1 | 80.75 | 80.75 | 80.75 | 80.75 | 80.75 | 80.75 | 80.75 | 85.25 | 89.25 | 89.25 | 89.25 | 89.25 | 89.25 | 89.25 | 91.5 | 91.5 | 91.5 | 93 | 90.5 | 89.5 | 85 | 85 | 85 | 83 | RetSvc ILit WD
363 | -1 | -1 | 0 | 0 | 0 | 0 | 0 | 0 | 0 | 0.35294 | 0.66667 | 0.84314 | 0.84314 | 0.84314 | 0.96078 | 1 | 1 | 1 | 0.96078 | 0.88235 | 0.72549 | 0.68627 | 0.33333 | 0.33333 | 0.33333 | 0.17647 | ; | RetSvc ILit WEH |  |  |  |  | 363 | 80.75 | 93.5 | 0.1 | A90.1-C-Ret-Lt-Sat | 0.05 | A90.1-I-Int-Lt-Sat | 0.8 | Cst-AllOn | 0.95 | -1 | -1 | 80.75 | 80.75 | 80.75 | 80.75 | 80.75 | 80.75 | 80.75 | 85.25 | 89.25 | 91.5 | 91.5 | 91.5 | 93 | 93.5 | 93.5 | 93.5 | 93 | 92 | 90 | 89.5 | 85 | 85 | 85 | 83 | RetSvc ILit WEH
364 | -1 | -1 | 0 | 0 | 0 | 0 | 0 | 0 | 0 | 0.52941 | 1 | 1 | 1 | 1 | 1 | 1 | 1 | 1 | 1 | 1 | 0.64706 | 0.52941 | 0 | 0 | 0 | 0 | ; | RetSvc TLit WD |  |  |  |  | 364 | 32.5 | 75 | 0.5 | A90.1-C-Ret-Lt-WD | 0.2 | Cst-Zeroes | 0.3 | Cst-AllOn | 1 | -1 | -1 | 32.5 | 32.5 | 32.5 | 32.5 | 32.5 | 32.5 | 32.5 | 55 | 75 | 75 | 75 | 75 | 75 | 75 | 75 | 75 | 75 | 75 | 60 | 55 | 32.5 | 32.5 | 32.5 | 32.5 | RetSvc TLit WD
365 | -1 | -1 | 0 | 0 | 0 | 0 | 0 | 0 | 0 | 0.52941 | 1 | 1 | 1 | 1 | 1 | 1 | 1 | 1 | 1 | 1 | 0.64706 | 0.52941 | 0 | 0 | 0 | 0 | ; | RetSvc TLit WEH |  |  |  |  | 365 | 32.5 | 75 | 0.5 | A90.1-C-Ret-Lt-Sat | 0.2 | Cst-Zeroes | 0.3 | Cst-AllOn | 1 | -1 | -1 | 32.5 | 32.5 | 32.5 | 32.5 | 32.5 | 32.5 | 32.5 | 55 | 75 | 75 | 75 | 75 | 75 | 75 | 75 | 75 | 75 | 75 | 60 | 55 | 32.5 | 32.5 | 32.5 | 32.5 | RetSvc TLit WEH
366 | -1 | -1 | 0 | 0 | 0 | 0 | 0 | 0 | 0.099379 | 0.75155 | 1 | 1 | 1 | 0.60248 | 0.60248 | 1 | 1 | 1 | 0.80124 | 0.40373 | 0.1677 | 0.15528 | 0.099379 | 0.099379 | 0 | 0 | ; | RetSvc OffEq WD |  |  |  |  | 366 | 5.5 | 86 | 0.1 | A90.1-C-Ret-Plg-WD | 0.8 | A90.1-A-Off-Occ-WD | 0.05 | Cst-AllOn | 0.95 | -1 | -1 | 5.5 | 5.5 | 5.5 | 5.5 | 5.5 | 5.5 | 13.5 | 66 | 86 | 86 | 86 | 54 | 54 | 86 | 86 | 86 | 70 | 38 | 19 | 18 | 13.5 | 13.5 | 5.5 | 5.5 | RetSvc OffEq WD
367 | -1 | -1 | 0 | 0 | 0 | 0 | 0 | 0 | 0 | 0.52941 | 1 | 1 | 1 | 1 | 1 | 1 | 1 | 1 | 1 | 1 | 0.64706 | 0.52941 | 0 | 0 | 0 | 0 | ; | RetSvc OffEq WEH |  |  |  |  | 367 | 5.5 | 14 | 0.1 | A90.1-C-Ret-Plg-Sat | 0.8 | A90.1-A-Off-Occ-Sat | 0.05 | Cst-AllOn | 0.95 | -1 | -1 | 5.5 | 5.5 | 5.5 | 5.5 | 5.5 | 5.5 | 5.5 | 10 | 14 | 14 | 14 | 14 | 14 | 14 | 14 | 14 | 14 | 14 | 11 | 10 | 5.5 | 5.5 | 5.5 | 5.5 | RetSvc OffEq WEH
368 | -1 | -1 | 0 | 0 | 0 | 0 | 0 | 0 | 0 | 0.40909 | 0.77273 | 0.77273 | 0.77273 | 0.77273 | 0.77273 | 0.77273 | 0.90909 | 0.90909 | 0.90909 | 1 | 0.75758 | 0.66667 | 0.25758 | 0.25758 | 0.25758 | 0.13636 | ; | RetSvc Plugs WD |  |  |  |  | 368 | 38 | 87.5 | 0.45 | A90.1-C-Ret-Plg-WD | 0.15 | A90.1-I-Int-Lt-WD | 0.35 | Cst-AllOn | 0.95 | -1 | -1 | 38 | 38 | 38 | 38 | 38 | 38 | 38 | 58.25 | 76.25 | 76.25 | 76.25 | 76.25 | 76.25 | 76.25 | 83 | 83 | 83 | 87.5 | 75.5 | 71 | 50.75 | 50.75 | 50.75 | 44.75 | RetSvc Plugs WD
369 | -1 | -1 | 0 | 0 | 0 | 0 | 0 | 0 | 0 | 0.39706 | 0.75 | 0.88235 | 0.88235 | 0.88235 | 0.97059 | 1 | 1 | 1 | 0.97059 | 0.91176 | 0.70588 | 0.64706 | 0.25 | 0.25 | 0.25 | 0.13235 | ; | RetSvc Plugs WEH |  |  |  |  | 369 | 38 | 89 | 0.45 | A90.1-C-Ret-Plg-Sat | 0.15 | A90.1-I-Int-Lt-Sat | 0.35 | Cst-AllOn | 0.95 | -1 | -1 | 38 | 38 | 38 | 38 | 38 | 38 | 38 | 58.25 | 76.25 | 83 | 83 | 83 | 87.5 | 89 | 89 | 89 | 87.5 | 84.5 | 74 | 71 | 50.75 | 50.75 | 50.75 | 44.75 | RetSvc Plugs WEH
370 | -1 | -1 | 0 | 0 | 0 | 0 | 0 | 0 | 0 | 0.066667 | 0.2 | 0.33333 | 0.46667 | 1 | 1 | 1 | 1 | 0.73333 | 0.46667 | 0.33333 | 0.2 | 0.2 | 0 | 0 | 0 | 0 | ; | RetSvc DHW WD |  |  |  |  | 370 | 9.5 | 77 | 0.9 | A90.1-C-Ret-HW-WD | 0 | Cst-Zeroes | 0.05 | Cst-AllOn | 0.95 | -1 | -1 | 9.5 | 9.5 | 9.5 | 9.5 | 9.5 | 9.5 | 9.5 | 14 | 23 | 32 | 41 | 77 | 77 | 77 | 77 | 59 | 41 | 32 | 23 | 23 | 9.5 | 9.5 | 9.5 | 9.5 | RetSvc DHW WD
371 | -1 | -1 | 0 | 0 | 0 | 0 | 0 | 0 | 0 | 0.058824 | 0.17647 | 0.29412 | 0.52941 | 1 | 1 | 1 | 1 | 0.76471 | 0.52941 | 0.29412 | 0.17647 | 0.17647 | 0 | 0 | 0 | 0 | ; | RetSvc DHW WEH |  |  |  |  | 371 | 9.5 | 86 | 0.9 | A90.1-C-Ret-HW-Sat | 0 | Cst-Zeroes | 0.05 | Cst-AllOn | 0.95 | -1 | -1 | 9.5 | 9.5 | 9.5 | 9.5 | 9.5 | 9.5 | 9.5 | 14 | 23 | 32 | 50 | 86 | 86 | 86 | 86 | 68 | 50 | 32 | 23 | 23 | 9.5 | 9.5 | 9.5 | 9.5 | RetSvc DHW WEH
372 | -1 | -1 | 0 | 0 | 0 | 0 | 0.20611 | 0.41221 | 0.20611 | 0.14504 | 0.083969 | 0.051908 | 0.10687 | 0.21832 | 0.32824 | 0.19084 | 0.080916 | 0.26718 | 0.60305 | 1 | 0.57252 | 0.22901 | 0.082443 | 0 | 0 | 0 | ; | RetSvc Cook WD |  |  |  |  | 372 | 5 | 70.5 | 0.9 | Cst-Gen-3MealCk-WD | 0.05 | A90.1-C-Ret-Occ-WD | 0.05 | Cst-AllOn | 1 | -1 | -1 | 5 | 5 | 5 | 5 | 18.5 | 32 | 18.5 | 14.5 | 10.5 | 8.4 | 12 | 19.3 | 26.5 | 17.5 | 10.3 | 22.5 | 44.5 | 70.5 | 42.5 | 20 | 10.4 | 5 | 5 | 5 | RetSvc Cook WD
373 | -1 | -1 | 0 | 0 | 0 | 0 | 0 | 0 | 0.068702 | 0.21374 | 0.49618 | 0.24427 | 0.1145 | 0.22595 | 0.28855 | 0.20611 | 0.1374 | 0.33588 | 0.60305 | 1 | 0.56489 | 0.35878 | 0.1374 | 0.068702 | 0 | 0 | ; | RetSvc Cook WEH |  |  |  |  | 373 | 5 | 70.5 | 0.9 | Cst-Gen-3MealCk-WEH | 0.05 | A90.1-C-Ret-Occ-Sat | 0.05 | Cst-AllOn | 1 | -1 | -1 | 5 | 5 | 5 | 5 | 5 | 5 | 9.5 | 19 | 37.5 | 21 | 12.5 | 19.8 | 23.9 | 18.5 | 14 | 27 | 44.5 | 70.5 | 42 | 28.5 | 14 | 9.5 | 5 | 5 | RetSvc Cook WEH
374 | -1 | -1 | 0 | 0 | 0 | 0 | 0 | 0 | 0 | 0.39823 | 0.75221 | 0.75221 | 0.75221 | 0.75221 | 0.75221 | 0.75221 | 0.78761 | 0.78761 | 0.78761 | 1 | 0.73451 | 0.64602 | 0.24779 | 0.24779 | 0.24779 | 0 | ; | RetSvc Other WD |  |  |  |  | 374 | 24.5 | 81 | 0.5 | A90.1-C-Ret-Plg-WD | 0.2 | A90.1-I-Int-Plg-WD | 0.2 | Cst-AllOn | 0.9 | -1 | -1 | 24.5 | 24.5 | 24.5 | 24.5 | 24.5 | 24.5 | 24.5 | 47 | 67 | 67 | 67 | 67 | 67 | 67 | 69 | 69 | 69 | 81 | 66 | 61 | 38.5 | 38.5 | 38.5 | 24.5 | RetSvc Other WD
375 | -1 | -1 | 0 | 0 | 0 | 0 | 0 | 0 | 0 | 0.39823 | 0.75221 | 0.78761 | 0.78761 | 0.78761 | 1 | 1 | 1 | 1 | 1 | 1 | 0.73451 | 0.64602 | 0.24779 | 0.24779 | 0.24779 | 0 | ; | RetSvc Other WEH |  |  |  |  | 375 | 24.5 | 81 | 0.5 | A90.1-C-Ret-Plg-Sat | 0.2 | A90.1-I-Int-Plg-Sat | 0.2 | Cst-AllOn | 0.9 | -1 | -1 | 24.5 | 24.5 | 24.5 | 24.5 | 24.5 | 24.5 | 24.5 | 47 | 67 | 69 | 69 | 69 | 81 | 81 | 81 | 81 | 81 | 81 | 66 | 61 | 38.5 | 38.5 | 38.5 | 24.5 | RetSvc Other WEH
;
400 | 8 | 15 | 0 | 0 | 0 | 0 | 0 | 0 | 0.0055556 | 0.14444 | 1 | 1 | 1 | 0.87222 | 0.87222 | 0.89444 | 0.89444 | 0.57778 | 0.25 | 0.12222 | 0.32222 | 0.32222 | 0.32222 | 0.11111 | 0 | 0 | ; | School Occup WD |  |  |  |  | 400 | 0 | 90 | 0.95 | A90.1-D-Sch-Occ-WD | 0 | Cst-Zeroes | 0.05 | A90.1-A-Off-Occ-WD | 1 | 8 | 15 | 0 | 0 | 0 | 0 | 0 | 0 | 0.5 | 13 | 90 | 90 | 90 | 78.5 | 78.5 | 80.5 | 80.5 | 52 | 22.5 | 11 | 29 | 29 | 29 | 10 | 0 | 0 | School Occup WD
401 | 9 | 14 | 0 | 0 | 0 | 0 | 0 | 0 | 0.013889 | 0.19444 | 1 | 1 | 1 | 0.84722 | 0.84722 | 0.90278 | 0.90278 | 0.61111 | 0.29167 | 0.13889 | 0.30556 | 0.30556 | 0.30556 | 0.11111 | 0 | 0 | ; | School Occup LowWD |  |  |  |  | 401 | 0 | 36 | 0.35 | A90.1-D-Sch-Occ-WD | 0.6 | Cst-Zeroes | 0.05 | A90.1-A-Off-Occ-WD | 1 | 9 | 14 | 0 | 0 | 0 | 0 | 0 | 0 | 0.5 | 7 | 36 | 36 | 36 | 30.5 | 30.5 | 32.5 | 32.5 | 22 | 10.5 | 5 | 11 | 11 | 11 | 4 | 0 | 0 | School Occup LowWD
402 | 9 | 14 | 0 | 0 | 0 | 0 | 0 | 0 | 0.11111 | 0.77778 | 1 | 1 | 1 | 0.55556 | 0.55556 | 1 | 1 | 1 | 0.77778 | 0.33333 | 0.11111 | 0.11111 | 0.11111 | 0.11111 | 0 | 0 | ; | School Occup OffWD |  |  |  |  | 402 | 0 | 4.5 | 0 | A90.1-D-Sch-Occ-WD | 0.95 | Cst-Zeroes | 0.05 | A90.1-A-Off-Occ-WD | 1 | 9 | 14 | 0 | 0 | 0 | 0 | 0 | 0 | 0.5 | 3.5 | 4.5 | 4.5 | 4.5 | 2.5 | 2.5 | 4.5 | 4.5 | 4.5 | 3.5 | 1.5 | 0.5 | 0.5 | 0.5 | 0.5 | 0 | 0 | School Occup OffWD
403 | -1 | -1 | 0 | 0 | 0 | 0 | 0 | 0 | 0.11111 | 0.77778 | 1 | 1 | 1 | 0.55556 | 0.55556 | 1 | 1 | 1 | 0.77778 | 0.33333 | 0.11111 | 0.11111 | 0.11111 | 0.11111 | 0 | 0 | ; | School Occup WEH |  |  |  |  | 403 | 0 | 0.45 | 0.995 | A90.1-D-Sch-Occ-Sun | 0 | Cst-Zeroes | 0.005 | A90.1-A-Off-Occ-WD | 1 | -1 | -1 | 0 | 0 | 0 | 0 | 0 | 0 | 0.05 | 0.35 | 0.45 | 0.45 | 0.45 | 0.25 | 0.25 | 0.45 | 0.45 | 0.45 | 0.35 | 0.15 | 0.05 | 0.05 | 0.05 | 0.05 | 0 | 0 | School Occup WEH
404 | 7 | 16 | 0 | 0 | 0 | 0 | 0 | 0 | 0.014706 | 0.32353 | 1 | 1 | 1 | 1 | 1 | 1 | 1 | 0.77647 | 0.54706 | 0.52941 | 0.74118 | 0.74118 | 0.72941 | 0.28235 | 0 | 0 | ; | School ILit WD |  |  |  |  | 404 | 5 | 90 | 0.95 | A90.1-D-Sch-Lt-WD | 0 | Cst-AllOn | 0.05 | A90.1-A-Off-Lt-WD | 1 | 7 | 16 | 5 | 5 | 5 | 5 | 5 | 5 | 6.25 | 32.5 | 90 | 90 | 90 | 90 | 90 | 90 | 90 | 71 | 51.5 | 50 | 68 | 68 | 67 | 29 | 5 | 5 | School ILit WD
405 | 8 | 15 | 0 | 0 | 0 | 0 | 0 | 0 | 0.036765 | 0.36765 | 1 | 1 | 1 | 1 | 1 | 1 | 1 | 0.79412 | 0.57353 | 0.52941 | 0.70588 | 0.70588 | 0.67647 | 0.26471 | 0 | 0 | ; | School ILit LowWD |  |  |  |  | 405 | 5 | 39 | 0.35 | A90.1-D-Sch-Lt-WD | 0.03 | Cst-AllOn | 0.05 | A90.1-A-Off-Lt-WD | 0.43 | 8 | 15 | 5 | 5 | 5 | 5 | 5 | 5 | 6.25 | 17.5 | 39 | 39 | 39 | 39 | 39 | 39 | 39 | 32 | 24.5 | 23 | 29 | 29 | 28 | 14 | 5 | 5 | School ILit LowWD
406 | 8 | 15 | 0 | 0 | 0 | 0 | 0 | 0 | 0.29412 | 0.88235 | 1 | 1 | 1 | 1 | 1 | 1 | 1 | 1 | 0.88235 | 0.52941 | 0.29412 | 0.29412 | 0.058824 | 0.058824 | 0 | 0 | ; | School ILit OffWD |  |  |  |  | 406 | 5 | 9.25 | 0 | A90.1-D-Sch-Lt-WD | 0.0475 | Cst-AllOn | 0.05 | A90.1-A-Off-Lt-WD | 0.0975 | 8 | 15 | 5 | 5 | 5 | 5 | 5 | 5 | 6.25 | 8.75 | 9.25 | 9.25 | 9.25 | 9.25 | 9.25 | 9.25 | 9.25 | 9.25 | 8.75 | 7.25 | 6.25 | 6.25 | 5.25 | 5.25 | 5 | 5 | School ILit OffWD
407 | -1 | -1 | 0 | 0 | 0 | 0 | 0 | 0 | 0.29412 | 0.88235 | 1 | 1 | 1 | 1 | 1 | 1 | 1 | 1 | 0.88235 | 0.52941 | 0.29412 | 0.29412 | 0.058824 | 0.058824 | 0 | 0 | ; | School ILit WEH |  |  |  |  | 407 | 5 | 5.425 | 0.995 | A90.1-D-Sch-Lt-Sun | 0 | Cst-AllOn | 0.005 | A90.1-A-Off-Lt-WD | 1 | -1 | -1 | 5 | 5 | 5 | 5 | 5 | 5 | 5.125 | 5.375 | 5.425 | 5.425 | 5.425 | 5.425 | 5.425 | 5.425 | 5.425 | 5.425 | 5.375 | 5.225 | 5.125 | 5.125 | 5.025 | 5.025 | 5 | 5 | School ILit WEH
408 | 8 | 15 | 0 | 0 | 0 | 0 | 0 | 0 | 0.0061728 | 0.14815 | 1 | 1 | 1 | 0.87037 | 0.87037 | 0.89506 | 0.89506 | 0.58025 | 0.25309 | 0.12346 | 0.32099 | 0.32099 | 0.32099 | 0.11111 | 0 | 0 | ; | School TLit WD |  |  |  |  | 408 | 0 | 81 | 0.85 | A90.1-D-Sch-Occ-WD | 0.1 | Cst-Zeroes | 0.05 | A90.1-A-Off-Occ-WD | 1 | 8 | 15 | 0 | 0 | 0 | 0 | 0 | 0 | 0.5 | 12 | 81 | 81 | 81 | 70.5 | 70.5 | 72.5 | 72.5 | 47 | 20.5 | 10 | 26 | 26 | 26 | 9 | 0 | 0 | School TLit WD
409 | 9 | 14 | 0 | 0 | 0 | 0 | 0 | 0 | 0.015873 | 0.20635 | 1 | 1 | 1 | 0.84127 | 0.84127 | 0.90476 | 0.90476 | 0.61905 | 0.30159 | 0.14286 | 0.30159 | 0.30159 | 0.30159 | 0.11111 | 0 | 0 | ; | School TLit LowWD |  |  |  |  | 409 | 0 | 31.5 | 0.3 | A90.1-D-Sch-Occ-WD | 0.65 | Cst-Zeroes | 0.05 | A90.1-A-Off-Occ-WD | 1 | 9 | 14 | 0 | 0 | 0 | 0 | 0 | 0 | 0.5 | 6.5 | 31.5 | 31.5 | 31.5 | 26.5 | 26.5 | 28.5 | 28.5 | 19.5 | 9.5 | 4.5 | 9.5 | 9.5 | 9.5 | 3.5 | 0 | 0 | School TLit LowWD
410 | 9 | 14 | 0 | 0 | 0 | 0 | 0 | 0 | 0.11111 | 0.77778 | 1 | 1 | 1 | 0.55556 | 0.55556 | 1 | 1 | 1 | 0.77778 | 0.33333 | 0.11111 | 0.11111 | 0.11111 | 0.11111 | 0 | 0 | ; | School TLit OffWD |  |  |  |  | 410 | 0 | 4.5 | 0 | A90.1-D-Sch-Occ-WD | 0.95 | Cst-Zeroes | 0.05 | A90.1-A-Off-Occ-WD | 1 | 9 | 14 | 0 | 0 | 0 | 0 | 0 | 0 | 0.5 | 3.5 | 4.5 | 4.5 | 4.5 | 2.5 | 2.5 | 4.5 | 4.5 | 4.5 | 3.5 | 1.5 | 0.5 | 0.5 | 0.5 | 0.5 | 0 | 0 | School TLit OffWD
411 | -1 | -1 | 0 | 0 | 0 | 0 | 0 | 0 | 0 | 0 | 0 | 0 | 0 | 0 | 0 | 0 | 0 | 0 | 0 | 0 | 0 | 0 | 0 | 0 | 0 | 0 | ; | School TLit WEH |  |  |  |  | 411 | 0 | 0 | 1 | A90.1-D-Sch-Occ-Sun | 0 | Cst-Zeroes | 0 | A90.1-A-Off-Occ-WD | 1 | -1 | -1 | 0 | 0 | 0 | 0 | 0 | 0 | 0 | 0 | 0 | 0 | 0 | 0 | 0 | 0 | 0 | 0 | 0 | 0 | 0 | 0 | 0 | 0 | 0 | 0 | School TLit WEH
412 | 8 | 15 | 0 | 0 | 0 | 0 | 0 | 0 | 0.087719 | 0.63743 | 1 | 1 | 1 | 0.62573 | 0.62573 | 0.97661 | 0.97661 | 0.90643 | 0.66082 | 0.28655 | 0.15789 | 0.15789 | 0.15789 | 0.11111 | 0 | 0 | ; | School OffEq WD |  |  |  |  | 412 | 5 | 90.5 | 0.2 | A90.1-D-Sch-Occ-WD | 0.05 | Cst-AllOn | 0.75 | A90.1-A-Off-Occ-WD | 1 | 8 | 15 | 5 | 5 | 5 | 5 | 5 | 5 | 12.5 | 59.5 | 90.5 | 90.5 | 90.5 | 58.5 | 58.5 | 88.5 | 88.5 | 82.5 | 61.5 | 29.5 | 18.5 | 18.5 | 18.5 | 14.5 | 5 | 5 | School OffEq WD
413 | 9 | 14 | 0 | 0 | 0 | 0 | 0 | 0 | 0.098039 | 0.69935 | 1 | 1 | 1 | 0.59477 | 0.59477 | 0.98693 | 0.98693 | 0.94771 | 0.71242 | 0.30719 | 0.13725 | 0.13725 | 0.13725 | 0.11111 | 0 | 0 | ; | School OffEq LowWD |  |  |  |  | 413 | 5 | 81.5 | 0.1 | A90.1-D-Sch-Occ-WD | 0.05 | Cst-AllOn | 0.75 | A90.1-A-Off-Occ-WD | 0.9 | 9 | 14 | 5 | 5 | 5 | 5 | 5 | 5 | 12.5 | 58.5 | 81.5 | 81.5 | 81.5 | 50.5 | 50.5 | 80.5 | 80.5 | 77.5 | 59.5 | 28.5 | 15.5 | 15.5 | 15.5 | 13.5 | 5 | 5 | School OffEq LowWD
414 | 9 | 14 | 0 | 0 | 0 | 0 | 0 | 0 | 0.11111 | 0.77778 | 1 | 1 | 1 | 0.55556 | 0.55556 | 1 | 1 | 1 | 0.77778 | 0.33333 | 0.11111 | 0.11111 | 0.11111 | 0.11111 | 0 | 0 | ; | School OffEq OffWD |  |  |  |  | 414 | 5 | 72.5 | 0 | A90.1-D-Sch-Occ-WD | 0.05 | Cst-AllOn | 0.75 | A90.1-A-Off-Occ-WD | 0.8 | 9 | 14 | 5 | 5 | 5 | 5 | 5 | 5 | 12.5 | 57.5 | 72.5 | 72.5 | 72.5 | 42.5 | 42.5 | 72.5 | 72.5 | 72.5 | 57.5 | 27.5 | 12.5 | 12.5 | 12.5 | 12.5 | 5 | 5 | School OffEq OffWD
415 | -1 | -1 | 0 | 0 | 0 | 0 | 0 | 0 | 0 | 0 | 0 | 0 | 0 | 0 | 0 | 0 | 0 | 0 | 0 | 0 | 0 | 0 | 0 | 0 | 0 | 0 | ; | School OffEq WEH |  |  |  |  | 415 | 5 | 5 | 0.95 | A90.1-D-Sch-Occ-Sun | 0.05 | Cst-AllOn | 0 | A90.1-A-Off-Occ-WD | 1 | -1 | -1 | 5 | 5 | 5 | 5 | 5 | 5 | 5 | 5 | 5 | 5 | 5 | 5 | 5 | 5 | 5 | 5 | 5 | 5 | 5 | 5 | 5 | 5 | 5 | 5 | School OffEq WEH
416 | 7 | 16 | 0 | 0 | 0 | 0 | 0 | 0 | 0.0059347 | 0.31751 | 1 | 1 | 1 | 1 | 1 | 1 | 1 | 0.77448 | 0.54896 | 0.52522 | 0.73887 | 0.73887 | 0.73294 | 0.2819 | 0 | 0 | ; | School Plugs WD |  |  |  |  | 416 | 5.75 | 90 | 0.95 | A90.1-D-Sch-Plg-WD | 0 | Cst-AllOn | 0.05 | A90.1-A-Off-Plg-WD | 1 | 7 | 16 | 5.75 | 5.75 | 5.75 | 5.75 | 5.75 | 5.75 | 6.25 | 32.5 | 90 | 90 | 90 | 90 | 90 | 90 | 90 | 71 | 52 | 50 | 68 | 68 | 67.5 | 29.5 | 5.75 | 5.75 | School Plugs WD
417 | 8 | 15 | 0 | 0 | 0 | 0 | 0 | 0 | 0.015038 | 0.35338 | 1 | 1 | 1 | 1 | 1 | 1 | 1 | 0.78947 | 0.57895 | 0.5188 | 0.69925 | 0.69925 | 0.68421 | 0.26316 | 0 | 0 | ; | School Plugs LowWD |  |  |  |  | 417 | 5.75 | 39 | 0.35 | A90.1-D-Sch-Plg-WD | 0.03 | Cst-AllOn | 0.05 | A90.1-A-Off-Plg-WD | 0.43 | 8 | 15 | 5.75 | 5.75 | 5.75 | 5.75 | 5.75 | 5.75 | 6.25 | 17.5 | 39 | 39 | 39 | 39 | 39 | 39 | 39 | 32 | 25 | 23 | 29 | 29 | 28.5 | 14.5 | 5.75 | 5.75 | School Plugs LowWD
418 | 8 | 15 | 0 | 0 | 0 | 0 | 0 | 0 | 0.14286 | 0.85714 | 1 | 1 | 1 | 1 | 1 | 1 | 1 | 1 | 1 | 0.42857 | 0.14286 | 0.14286 | 0 | 0 | 0 | 0 | ; | School Plugs OffWD |  |  |  |  | 418 | 5.75 | 9.25 | 0 | A90.1-D-Sch-Plg-WD | 0.0475 | Cst-AllOn | 0.05 | A90.1-A-Off-Plg-WD | 0.0975 | 8 | 15 | 5.75 | 5.75 | 5.75 | 5.75 | 5.75 | 5.75 | 6.25 | 8.75 | 9.25 | 9.25 | 9.25 | 9.25 | 9.25 | 9.25 | 9.25 | 9.25 | 9.25 | 7.25 | 6.25 | 6.25 | 5.75 | 5.75 | 5.75 | 5.75 | School Plugs OffWD
419 | -1 | -1 | 0 | 0 | 0 | 0 | 0 | 0 | 0.14286 | 0.85714 | 1 | 1 | 1 | 1 | 1 | 1 | 1 | 1 | 1 | 0.42857 | 0.14286 | 0.14286 | 0 | 0 | 0 | 0 | ; | School Plugs WEH |  |  |  |  | 419 | 5.075 | 5.425 | 0.995 | A90.1-D-Sch-Plg-Sun | 0 | Cst-AllOn | 0.005 | A90.1-A-Off-Plg-WD | 1 | -1 | -1 | 5.075 | 5.075 | 5.075 | 5.075 | 5.075 | 5.075 | 5.125 | 5.375 | 5.425 | 5.425 | 5.425 | 5.425 | 5.425 | 5.425 | 5.425 | 5.425 | 5.425 | 5.225 | 5.125 | 5.125 | 5.075 | 5.075 | 5.075 | 5.075 | School Plugs WEH
420 | 7 | 16 | 0 | 0 | 0 | 0 | 0 | 0 | 0 | 0.52941 | 0.52941 | 1 | 1 | 1 | 1 | 1 | 1 | 0.76471 | 0.29412 | 0.52941 | 0.52941 | 0.52941 | 0.29412 | 0 | 0 | 0 | ; | School DHW WD |  |  |  |  | 420 | 5 | 90 | 1 | A90.1-D-Sch-HW-WD | 0 | Cst-AllOn | 0 | Cst-Zeroes | 1 | 7 | 16 | 5 | 5 | 5 | 5 | 5 | 5 | 5 | 50 | 50 | 90 | 90 | 90 | 90 | 90 | 90 | 70 | 30 | 50 | 50 | 50 | 30 | 5 | 5 | 5 | School DHW WD
421 | 8 | 15 | 0 | 0 | 0 | 0 | 0 | 0 | 0 | 0.52941 | 0.52941 | 1 | 1 | 1 | 1 | 1 | 1 | 0.76471 | 0.29412 | 0.52941 | 0.52941 | 0.52941 | 0.29412 | 0 | 0 | 0 | ; | School DHW LowWD |  |  |  |  | 421 | 3.75 | 33.5 | 0.35 | A90.1-D-Sch-HW-WD | 0.02 | Cst-AllOn | 0.63 | Cst-Zeroes | 1 | 8 | 15 | 3.75 | 3.75 | 3.75 | 3.75 | 3.75 | 3.75 | 3.75 | 19.5 | 19.5 | 33.5 | 33.5 | 33.5 | 33.5 | 33.5 | 33.5 | 26.5 | 12.5 | 19.5 | 19.5 | 19.5 | 12.5 | 3.75 | 3.75 | 3.75 | School DHW LowWD
422 | 8 | 15 | 0 | 0 | 0 | 0 | 0 | 0 | 0 | 0 | 0 | 0 | 0 | 0 | 0 | 0 | 0 | 0 | 0 | 0 | 0 | 0 | 0 | 0 | 0 | 0 | ; | School DHW OffWD |  |  |  |  | 422 | 3 | 3 | 0 | A90.1-D-Sch-HW-WD | 0.03 | Cst-AllOn | 0.97 | Cst-Zeroes | 1 | 8 | 15 | 3 | 3 | 3 | 3 | 3 | 3 | 3 | 3 | 3 | 3 | 3 | 3 | 3 | 3 | 3 | 3 | 3 | 3 | 3 | 3 | 3 | 3 | 3 | 3 | School DHW OffWD
423 | -1 | -1 | 0 | 0 | 0 | 0 | 0 | 0 | 0 | 0 | 0 | 0 | 0 | 0 | 0 | 0 | 0 | 0 | 0 | 0 | 0 | 0 | 0 | 0 | 0 | 0 | ; | School DHW WEH |  |  |  |  | 423 | 3 | 3 | 0.6 | A90.1-D-Sch-HW-Sun | 0.4 | Cst-Zeroes | 0 | Cst-Zeroes | 1 | -1 | -1 | 3 | 3 | 3 | 3 | 3 | 3 | 3 | 3 | 3 | 3 | 3 | 3 | 3 | 3 | 3 | 3 | 3 | 3 | 3 | 3 | 3 | 3 | 3 | 3 | School DHW WEH
424 | -1 | -1 | 0 | 0 | 0 | 0 | 0 | 0 | 0.012658 | 0.012658 | 0.066456 | 0.18671 | 0.74051 | 1 | 0.88924 | 0.38924 | 0.072785 | 0.0063291 | 0.0063291 | 0.0063291 | 0.0063291 | 0.0031646 | 0 | 0 | 0 | 0 | ; | School Cook WD |  |  |  |  | 424 | 0 | 79 | 0.95 | Cst-Sch-Ck-WD | 0 | Cst-Zeroes | 0.05 | Cst-Off-Cook-WD | 1 | -1 | -1 | 0 | 0 | 0 | 0 | 0 | 0 | 1 | 1 | 5.25 | 14.75 | 58.5 | 79 | 70.25 | 30.75 | 5.75 | 0.5 | 0.5 | 0.5 | 0.5 | 0.25 | 0 | 0 | 0 | 0 | School Cook WD
425 | -1 | -1 | 0 | 0 | 0 | 0 | 0 | 0 | 0.032258 | 0.032258 | 0.072581 | 0.18548 | 0.72581 | 1 | 0.91129 | 0.41129 | 0.08871 | 0.016129 | 0.016129 | 0.016129 | 0.016129 | 0.0080645 | 0 | 0 | 0 | 0 | ; | School Cook LowWD |  |  |  |  | 425 | 0 | 31 | 0.35 | Cst-Sch-Ck-WD | 0.6 | Cst-Zeroes | 0.05 | Cst-Off-Cook-WD | 1 | -1 | -1 | 0 | 0 | 0 | 0 | 0 | 0 | 1 | 1 | 2.25 | 5.75 | 22.5 | 31 | 28.25 | 12.75 | 2.75 | 0.5 | 0.5 | 0.5 | 0.5 | 0.25 | 0 | 0 | 0 | 0 | School Cook LowWD
426 | -1 | -1 | 0 | 0 | 0 | 0 | 0 | 0 | 0.26667 | 0.26667 | 0.13333 | 0.13333 | 0.4 | 0.8 | 1 | 0.6 | 0.26667 | 0.13333 | 0.13333 | 0.13333 | 0.13333 | 0.066667 | 0 | 0 | 0 | 0 | ; | School Cook OffWD |  |  |  |  | 426 | 0 | 3.75 | 0 | Cst-Sch-Ck-WD | 0.95 | Cst-Zeroes | 0.05 | Cst-Off-Cook-WD | 1 | -1 | -1 | 0 | 0 | 0 | 0 | 0 | 0 | 1 | 1 | 0.5 | 0.5 | 1.5 | 3 | 3.75 | 2.25 | 1 | 0.5 | 0.5 | 0.5 | 0.5 | 0.25 | 0 | 0 | 0 | 0 | School Cook OffWD
427 | -1 | -1 | 0 | 0 | 0 | 0 | 0 | 0 | 0.26667 | 0.26667 | 0.13333 | 0.13333 | 0.4 | 0.8 | 1 | 0.6 | 0.26667 | 0.13333 | 0.13333 | 0.13333 | 0.13333 | 0.066667 | 0 | 0 | 0 | 0 | ; | School Cook WEH |  |  |  |  | 427 | 0 | 0.375 | 0 | Cst-Sch-Ck-WD | 0.995 | Cst-Zeroes | 0.005 | Cst-Off-Cook-WD | 1 | -1 | -1 | 0 | 0 | 0 | 0 | 0 | 0 | 0.1 | 0.1 | 0.05 | 0.05 | 0.15 | 0.3 | 0.375 | 0.225 | 0.1 | 0.05 | 0.05 | 0.05 | 0.05 | 0.025 | 0 | 0 | 0 | 0 | School Cook WEH
428 | 8 | 15 | 0 | 0 | 0 | 0 | 0 | 0 | 0.0057637 | 0.2219 | 1 | 1 | 1 | 0.94236 | 0.94236 | 0.94236 | 0.94236 | 0.66571 | 0.38905 | 0.30836 | 0.51585 | 0.51585 | 0.51009 | 0.18732 | 0 | 0 | ; | School Other WD |  |  |  |  | 428 | 3.25 | 90 | 0.45 | A90.1-D-Sch-Plg-WD | 0.5 | A90.1-D-Sch-Occ-WD | 0.05 | A90.1-A-Off-Plg-WD | 1 | 8 | 15 | 3.25 | 3.25 | 3.25 | 3.25 | 3.25 | 3.25 | 3.75 | 22.5 | 90 | 90 | 90 | 85 | 85 | 85 | 85 | 61 | 37 | 30 | 48 | 48 | 47.5 | 19.5 | 3.25 | 3.25 | School Other WD
429 | 9 | 14 | 0 | 0 | 0 | 0 | 0 | 0 | 0.014599 | 0.25547 | 1 | 1 | 1 | 0.94161 | 0.94161 | 0.94161 | 0.94161 | 0.67883 | 0.41606 | 0.29927 | 0.47445 | 0.47445 | 0.45985 | 0.16788 | 0 | 0 | ; | School Other LowWD |  |  |  |  | 429 | 1.75 | 36 | 0.15 | A90.1-D-Sch-Plg-WD | 0.2 | A90.1-D-Sch-Occ-WD | 0.05 | A90.1-A-Off-Plg-WD | 0.4 | 9 | 14 | 1.75 | 1.75 | 1.75 | 1.75 | 1.75 | 1.75 | 2.25 | 10.5 | 36 | 36 | 36 | 34 | 34 | 34 | 34 | 25 | 16 | 12 | 18 | 18 | 17.5 | 7.5 | 1.75 | 1.75 | School Other LowWD
430 | 9 | 14 | 0 | 0 | 0 | 0 | 0 | 0 | 0.096154 | 0.67308 | 1 | 1 | 1 | 1 | 1 | 1 | 1 | 0.92308 | 0.84615 | 0.46154 | 0.34615 | 0.34615 | 0.25 | 0.096154 | 0 | 0 | ; | School Other OffWD |  |  |  |  | 430 | 1.1 | 6.3 | 0.02 | A90.1-D-Sch-Plg-WD | 0 | A90.1-D-Sch-Occ-WD | 0.05 | A90.1-A-Off-Plg-WD | 0.07 | 9 | 14 | 1.1 | 1.1 | 1.1 | 1.1 | 1.1 | 1.1 | 1.6 | 4.6 | 6.3 | 6.3 | 6.3 | 6.3 | 6.3 | 6.3 | 6.3 | 5.9 | 5.5 | 3.5 | 2.9 | 2.9 | 2.4 | 1.6 | 1.1 | 1.1 | School Other OffWD
431 | -1 | -1 | 0 | 0 | 0 | 0 | 0 | 0 | 0.14286 | 0.85714 | 1 | 1 | 1 | 1 | 1 | 1 | 1 | 1 | 1 | 0.42857 | 0.14286 | 0.14286 | 0 | 0 | 0 | 0 | ; | School Other WEH |  |  |  |  | 431 | 0.2 | 0.55 | 0.02 | A90.1-D-Sch-Plg-Sun | 0 | A90.1-D-Sch-Occ-Sun | 0.005 | A90.1-A-Off-Plg-WD | 0.025 | -1 | -1 | 0.2 | 0.2 | 0.2 | 0.2 | 0.2 | 0.2 | 0.25 | 0.5 | 0.55 | 0.55 | 0.55 | 0.55 | 0.55 | 0.55 | 0.55 | 0.55 | 0.55 | 0.35 | 0.25 | 0.25 | 0.2 | 0.2 | 0.2 | 0.2 | School Other WEH
432 | 8 | 15 | 0 | 0 | 0 | 0 | 0 | 0 | 0.017051 | 0.31754 | 1 | 1 | 1 | 1 | 1 | 1 | 1 | 0.77449 | 0.54305 | 0.61384 | 0.85938 | 0.85938 | 0.84574 | 0.32738 | 0 | 0 | ; | School ILit WD AB Base |  |  |  |  | 432 | 5.7465 | 90 | 1 | AdvBldg-Sch-Lt-Base-WD | 0 | Cst-AllOn | 0 | Cst-AllOn | 1 | 8 | 15 | 5.7465 | 5.7465 | 5.7465 | 5.7465 | 5.7465 | 5.7465 | 7.1831 | 32.5 | 90 | 90 | 90 | 90 | 90 | 90 | 90 | 71 | 51.5 | 57.4648 | 78.1521 | 78.1521 | 77.0028 | 33.3296 | 5.7465 | 5.7465 | School ILit WD AB Base
433 | -1 | -1 | 0 | 0 | 0 | 0 | 0 | 0 | 0 | 0 | 0 | 0 | 0 | 0 | 0 | 0 | 0 | 0 | 0 | 0 | 0 | 0 | 0 | 0 | 0 | 0 | ; | School ILit Sat AB Base |  |  |  |  | 433 | 7.2132 | 7.2132 | 1 | AdvBldg-Sch-Lt-Base-Sat | 0 | Cst-AllOn | 0 | Cst-AllOn | 1 | -1 | -1 | 7.2132 | 7.2132 | 7.2132 | 7.2132 | 7.2132 | 7.2132 | 7.2132 | 7.2132 | 7.2132 | 7.2132 | 7.2132 | 7.2132 | 7.2132 | 7.2132 | 7.2132 | 7.2132 | 7.2132 | 7.2132 | 7.2132 | 7.2132 | 7.2132 | 7.2132 | 7.2132 | 7.2132 | School ILit Sat AB Base
434 | -1 | -1 | 0 | 0 | 0 | 0 | 0 | 0 | 0 | 0 | 0 | 0 | 0 | 0 | 0 | 0 | 0 | 0 | 0 | 0 | 0 | 0 | 0 | 0 | 0 | 0 | ; | School ILit Sun AB Base |  |  |  |  | 434 | 7.2132 | 7.2132 | 1 | AdvBldg-Sch-Lt-Base-Sun | 0 | Cst-AllOn | 0 | Cst-AllOn | 1 | -1 | -1 | 7.2132 | 7.2132 | 7.2132 | 7.2132 | 7.2132 | 7.2132 | 7.2132 | 7.2132 | 7.2132 | 7.2132 | 7.2132 | 7.2132 | 7.2132 | 7.2132 | 7.2132 | 7.2132 | 7.2132 | 7.2132 | 7.2132 | 7.2132 | 7.2132 | 7.2132 | 7.2132 | 7.2132 | School ILit Sun AB Base
435 | -1 | -1 | 0 | 0 | 0 | 0 | 0 | 0 | 0 | 0 | 0 | 0 | 0 | 0 | 0 | 0 | 0 | 0 | 0 | 0 | 0 | 0 | 0 | 0 | 0 | 0 | ; | School ILit Hol AB Base |  |  |  |  | 435 | 7.2132 | 7.2132 | 1 | AdvBldg-Sch-Lt-Base-Hol | 0 | Cst-AllOn | 0 | Cst-AllOn | 1 | -1 | -1 | 7.2132 | 7.2132 | 7.2132 | 7.2132 | 7.2132 | 7.2132 | 7.2132 | 7.2132 | 7.2132 | 7.2132 | 7.2132 | 7.2132 | 7.2132 | 7.2132 | 7.2132 | 7.2132 | 7.2132 | 7.2132 | 7.2132 | 7.2132 | 7.2132 | 7.2132 | 7.2132 | 7.2132 | School ILit Hol AB Base
436 | -1 | -1 | 0 | 0 | 0 | 0 | 0 | 0 | 0 | 0 | 0 | 0 | 0 | 0 | 0 | 0 | 0 | 0 | 0 | 0 | 0 | 0 | 0 | 0 | 0 | 0 | ; | School ILit Closed AB Base |  |  |  |  | 436 | 5 | 5 | 1 | AdvBldg-Sch-Lt-Base-Closed | 0 | Cst-AllOn | 0 | Cst-AllOn | 1 | -1 | -1 | 5 | 5 | 5 | 5 | 5 | 5 | 5 | 5 | 5 | 5 | 5 | 5 | 5 | 5 | 5 | 5 | 5 | 5 | 5 | 5 | 5 | 5 | 5 | 5 | School ILit Closed AB Base
437 | -1 | -1 | 0 | 0 | 0 | 0 | 0 | 0 | 0.017051 | 0.31754 | 1 | 1 | 1 | 1 | 1 | 1 | 1 | 0.77449 | 0.54305 | 0.61384 | 0.85938 | 0.85938 | 0.84574 | 0.32738 | 0 | 0 | ; | School ILit LowWD AB Base |  |  |  |  | 437 | 2.2986 | 36 | 0.4 | AdvBldg-Sch-Lt-Base-WD | 0 | Cst-AllOn | 0 | Cst-AllOn | 0.4 | -1 | -1 | 2.2986 | 2.2986 | 2.2986 | 2.2986 | 2.2986 | 2.2986 | 2.8732 | 13 | 36 | 36 | 36 | 36 | 36 | 36 | 36 | 28.4 | 20.6 | 22.9859 | 31.2608 | 31.2608 | 30.8011 | 13.3318 | 2.2986 | 2.2986 | School ILit LowWD AB Base
438 | -1 | -1 | 0 | 0 | 0 | 0 | 0 | 0 | 0.017051 | 0.31754 | 1 | 1 | 1 | 1 | 1 | 1 | 1 | 0.77449 | 0.54305 | 0.61384 | 0.85938 | 0.85938 | 0.84574 | 0.32738 | 0 | 0 | ; | School ILit OffWD AB Base |  |  |  |  | 438 | 2.2986 | 36 | 0.4 | AdvBldg-Sch-Lt-Base-WD | 0 | Cst-AllOn | 0 | Cst-AllOn | 0.4 | -1 | -1 | 2.2986 | 2.2986 | 2.2986 | 2.2986 | 2.2986 | 2.2986 | 2.8732 | 13 | 36 | 36 | 36 | 36 | 36 | 36 | 36 | 28.4 | 20.6 | 22.9859 | 31.2608 | 31.2608 | 30.8011 | 13.3318 | 2.2986 | 2.2986 | School ILit OffWD AB Base
439 | -1 | -1 | 0 | 0 | 0 | 0 | 0 | 0 | 0.015956 | 0.32033 | 1 | 1 | 1 | 1 | 1 | 1 | 1 | 0.77541 | 0.54492 | 0.57442 | 0.80419 | 0.80419 | 0.79142 | 0.30636 | 0 | 0 | ; | School ILit WD AB OS |  |  |  |  | 439 | 5 | 83.3401 | 1 | AdvBldg-Sch-Lt-OS-WD | 0 | Cst-AllOn | 0 | Cst-AllOn | 1 | -1 | -1 | 5 | 5 | 5 | 5 | 5 | 5 | 6.25 | 30.095 | 83.3401 | 83.3401 | 83.3401 | 83.3401 | 83.3401 | 83.3401 | 83.3401 | 65.746 | 47.689 | 50 | 68 | 68 | 67 | 29 | 5 | 5 | School ILit WD AB OS
440 | -1 | -1 | 0 | 0 | 0 | 0 | 0 | 0 | 0 | 0 | 0 | 0 | 0 | 0 | 0 | 0 | 0 | 0 | 0 | 0 | 0 | 0 | 0 | 0 | 0 | 0 | ; | School ILit Sat AB OS |  |  |  |  | 440 | 5 | 5 | 1 | AdvBldg-Sch-Lt-OS-Sat | 0 | Cst-AllOn | 0 | Cst-AllOn | 1 | -1 | -1 | 5 | 5 | 5 | 5 | 5 | 5 | 5 | 5 | 5 | 5 | 5 | 5 | 5 | 5 | 5 | 5 | 5 | 5 | 5 | 5 | 5 | 5 | 5 | 5 | School ILit Sat AB OS
441 | -1 | -1 | 0 | 0 | 0 | 0 | 0 | 0 | 0 | 0 | 0 | 0 | 0 | 0 | 0 | 0 | 0 | 0 | 0 | 0 | 0 | 0 | 0 | 0 | 0 | 0 | ; | School ILit Sun AB OS |  |  |  |  | 441 | 5 | 5 | 1 | AdvBldg-Sch-Lt-OS-Sun | 0 | Cst-AllOn | 0 | Cst-AllOn | 1 | -1 | -1 | 5 | 5 | 5 | 5 | 5 | 5 | 5 | 5 | 5 | 5 | 5 | 5 | 5 | 5 | 5 | 5 | 5 | 5 | 5 | 5 | 5 | 5 | 5 | 5 | School ILit Sun AB OS
442 | -1 | -1 | 0 | 0 | 0 | 0 | 0 | 0 | 0 | 0 | 0 | 0 | 0 | 0 | 0 | 0 | 0 | 0 | 0 | 0 | 0 | 0 | 0 | 0 | 0 | 0 | ; | School ILit Hol AB OS |  |  |  |  | 442 | 5 | 5 | 1 | AdvBldg-Sch-Lt-OS-Hol | 0 | Cst-AllOn | 0 | Cst-AllOn | 1 | -1 | -1 | 5 | 5 | 5 | 5 | 5 | 5 | 5 | 5 | 5 | 5 | 5 | 5 | 5 | 5 | 5 | 5 | 5 | 5 | 5 | 5 | 5 | 5 | 5 | 5 | School ILit Hol AB OS
443 | -1 | -1 | 0 | 0 | 0 | 0 | 0 | 0 | 0 | 0 | 0 | 0 | 0 | 0 | 0 | 0 | 0 | 0 | 0 | 0 | 0 | 0 | 0 | 0 | 0 | 0 | ; | School ILit Closed AB OS |  |  |  |  | 443 | 5 | 5 | 1 | AdvBldg-Sch-Lt-OS-Closed | 0 | Cst-AllOn | 0 | Cst-AllOn | 1 | -1 | -1 | 5 | 5 | 5 | 5 | 5 | 5 | 5 | 5 | 5 | 5 | 5 | 5 | 5 | 5 | 5 | 5 | 5 | 5 | 5 | 5 | 5 | 5 | 5 | 5 | School ILit Closed AB OS
444 | -1 | -1 | 0 | 0 | 0 | 0 | 0 | 0 | 0.015956 | 0.32033 | 1 | 1 | 1 | 1 | 1 | 1 | 1 | 0.77541 | 0.54492 | 0.57442 | 0.80419 | 0.80419 | 0.79142 | 0.30636 | 0 | 0 | ; | School ILit LowWD AB OS |  |  |  |  | 444 | 2 | 33.336 | 0.4 | AdvBldg-Sch-Lt-OS-WD | 0 | Cst-AllOn | 0 | Cst-AllOn | 0.4 | -1 | -1 | 2 | 2 | 2 | 2 | 2 | 2 | 2.5 | 12.038 | 33.336 | 33.336 | 33.336 | 33.336 | 33.336 | 33.336 | 33.336 | 26.2984 | 19.0756 | 20 | 27.2 | 27.2 | 26.8 | 11.6 | 2 | 2
445 | -1 | -1 | 0 | 0 | 0 | 0 | 0 | 0 | 0.015956 | 0.32033 | 1 | 1 | 1 | 1 | 1 | 1 | 1 | 0.77541 | 0.54492 | 0.57442 | 0.80419 | 0.80419 | 0.79142 | 0.30636 | 0 | 0 | ; | School ILit OffWD AB OS |  |  |  |  | 445 | 2 | 33.336 | 0.4 | AdvBldg-Sch-Lt-OS-WD | 0 | Cst-AllOn | 0 | Cst-AllOn | 0.4 | -1 | -1 | 2 | 2 | 2 | 2 | 2 | 2 | 2.5 | 12.038 | 33.336 | 33.336 | 33.336 | 33.336 | 33.336 | 33.336 | 33.336 | 26.2984 | 19.0756 | 20 | 27.2 | 27.2 | 26.8 | 11.6 | 2 | 2
;
500 | 8 | 17 | 0 | 0 | 0 | 0 | 0 | 0 | 0.058333 | 0.25 | 1 | 1 | 1 | 0.87222 | 0.87222 | 0.89444 | 0.89444 | 0.78889 | 0.46111 | 0.22778 | 0.42778 | 0.42778 | 0.32222 | 0.11111 | 0.052778 | 0 | ; | SchUniv Occup WD |  |  |  |  | 500 | 0 | 90 | 0.95 | Cst-Univ-Occ-WD | 0 | Cst-Zeroes | 0.05 | A90.1-A-Off-Occ-WD | 1 | 8 | 17 | 0 | 0 | 0 | 0 | 0 | 0 | 5.25 | 22.5 | 90 | 90 | 90 | 78.5 | 78.5 | 80.5 | 80.5 | 71 | 41.5 | 20.5 | 38.5 | 38.5 | 29 | 10 | 4.75 | 0 | SchUniv Occup WD
501 | 9 | 16 | 0 | 0 | 0 | 0 | 0 | 0 | 0.0625 | 0.29167 | 1 | 1 | 1 | 0.84722 | 0.84722 | 0.90278 | 0.90278 | 0.80556 | 0.48611 | 0.23611 | 0.40278 | 0.40278 | 0.30556 | 0.11111 | 0.048611 | 0 | ; | SchUniv Occup LowWD |  |  |  |  | 501 | 0 | 36 | 0.35 | Cst-Univ-Occ-WD | 0.6 | Cst-Zeroes | 0.05 | A90.1-A-Off-Occ-WD | 1 | 9 | 16 | 0 | 0 | 0 | 0 | 0 | 0 | 2.25 | 10.5 | 36 | 36 | 36 | 30.5 | 30.5 | 32.5 | 32.5 | 29 | 17.5 | 8.5 | 14.5 | 14.5 | 11 | 4 | 1.75 | 0 | SchUniv Occup LowWD
502 | 9 | 16 | 0 | 0 | 0 | 0 | 0 | 0 | 0.11111 | 0.77778 | 1 | 1 | 1 | 0.55556 | 0.55556 | 1 | 1 | 1 | 0.77778 | 0.33333 | 0.11111 | 0.11111 | 0.11111 | 0.11111 | 0 | 0 | ; | SchUniv Occup OffWD |  |  |  |  | 502 | 0 | 4.5 | 0 | Cst-Univ-Occ-WD | 0.95 | Cst-Zeroes | 0.05 | A90.1-A-Off-Occ-WD | 1 | 9 | 16 | 0 | 0 | 0 | 0 | 0 | 0 | 0.5 | 3.5 | 4.5 | 4.5 | 4.5 | 2.5 | 2.5 | 4.5 | 4.5 | 4.5 | 3.5 | 1.5 | 0.5 | 0.5 | 0.5 | 0.5 | 0 | 0 | SchUniv Occup OffWD
503 | -1 | -1 | 0 | 0 | 0 | 0 | 0 | 0 | 0.11111 | 0.77778 | 1 | 1 | 1 | 0.55556 | 0.55556 | 1 | 1 | 1 | 0.77778 | 0.33333 | 0.11111 | 0.11111 | 0.11111 | 0.11111 | 0 | 0 | ; | SchUniv Occup WEH |  |  |  |  | 503 | 0 | 0.45 | 0.995 | A90.1-D-Sch-Occ-Sun | 0 | Cst-Zeroes | 0.005 | A90.1-A-Off-Occ-WD | 1 | -1 | -1 | 0 | 0 | 0 | 0 | 0 | 0 | 0.05 | 0.35 | 0.45 | 0.45 | 0.45 | 0.25 | 0.25 | 0.45 | 0.45 | 0.45 | 0.35 | 0.15 | 0.05 | 0.05 | 0.05 | 0.05 | 0 | 0 | SchUniv Occup WEH
504 | 7 | 18 | 0 | 0 | 0 | 0 | 0 | 0 | 0.12647 | 0.43529 | 1 | 1 | 1 | 1 | 1 | 1 | 1 | 0.77647 | 0.65882 | 0.52941 | 0.74118 | 0.74118 | 0.72941 | 0.28235 | 0.055882 | 0 | ; | SchUniv ILit WD |  |  |  |  | 504 | 5 | 90 | 0.95 | Cst-Univ-Lt-WD | 0 | Cst-AllOn | 0.05 | A90.1-A-Off-Lt-WD | 1 | 7 | 18 | 5 | 5 | 5 | 5 | 5 | 5 | 15.75 | 42 | 90 | 90 | 90 | 90 | 90 | 90 | 90 | 71 | 61 | 50 | 68 | 68 | 67 | 29 | 9.75 | 5 | SchUniv ILit WD
505 | 8 | 17 | 0 | 0 | 0 | 0 | 0 | 0 | 0.13971 | 0.47059 | 1 | 1 | 1 | 1 | 1 | 1 | 1 | 0.79412 | 0.67647 | 0.52941 | 0.70588 | 0.70588 | 0.67647 | 0.26471 | 0.051471 | 0 | ; | SchUniv ILit LowWD |  |  |  |  | 505 | 5 | 39 | 0.35 | Cst-Univ-Lt-WD | 0.03 | Cst-AllOn | 0.05 | A90.1-A-Off-Lt-WD | 0.43 | 8 | 17 | 5 | 5 | 5 | 5 | 5 | 5 | 9.75 | 21 | 39 | 39 | 39 | 39 | 39 | 39 | 39 | 32 | 28 | 23 | 29 | 29 | 28 | 14 | 6.75 | 5 | SchUniv ILit LowWD
506 | 8 | 17 | 0 | 0 | 0 | 0 | 0 | 0 | 0.29412 | 0.88235 | 1 | 1 | 1 | 1 | 1 | 1 | 1 | 1 | 0.88235 | 0.52941 | 0.29412 | 0.29412 | 0.058824 | 0.058824 | 0 | 0 | ; | SchUniv ILit OffWD |  |  |  |  | 506 | 5 | 9.25 | 0 | Cst-Univ-Lt-WD | 0.0475 | Cst-AllOn | 0.05 | A90.1-A-Off-Lt-WD | 0.0975 | 8 | 17 | 5 | 5 | 5 | 5 | 5 | 5 | 6.25 | 8.75 | 9.25 | 9.25 | 9.25 | 9.25 | 9.25 | 9.25 | 9.25 | 9.25 | 8.75 | 7.25 | 6.25 | 6.25 | 5.25 | 5.25 | 5 | 5 | SchUniv ILit OffWD
507 | -1 | -1 | 0 | 0 | 0 | 0 | 0 | 0 | 0.29412 | 0.88235 | 1 | 1 | 1 | 1 | 1 | 1 | 1 | 1 | 0.88235 | 0.52941 | 0.29412 | 0.29412 | 0.058824 | 0.058824 | 0 | 0 | ; | SchUniv ILit WEH |  |  |  |  | 507 | 5 | 5.425 | 0.995 | A90.1-D-Sch-Lt-Sun | 0 | Cst-AllOn | 0.005 | A90.1-A-Off-Lt-WD | 1 | -1 | -1 | 5 | 5 | 5 | 5 | 5 | 5 | 5.125 | 5.375 | 5.425 | 5.425 | 5.425 | 5.425 | 5.425 | 5.425 | 5.425 | 5.425 | 5.375 | 5.225 | 5.125 | 5.125 | 5.025 | 5.025 | 5 | 5 | SchUniv ILit WEH
508 | 8 | 17 | 0 | 0 | 0 | 0 | 0 | 0 | 0.058642 | 0.25309 | 1 | 1 | 1 | 0.87037 | 0.87037 | 0.89506 | 0.89506 | 0.79012 | 0.46296 | 0.2284 | 0.42593 | 0.42593 | 0.32099 | 0.11111 | 0.052469 | 0 | ; | SchUniv TLit WD |  |  |  |  | 508 | 0 | 81 | 0.85 | Cst-Univ-Occ-WD | 0.1 | Cst-Zeroes | 0.05 | A90.1-A-Off-Occ-WD | 1 | 8 | 17 | 0 | 0 | 0 | 0 | 0 | 0 | 4.75 | 20.5 | 81 | 81 | 81 | 70.5 | 70.5 | 72.5 | 72.5 | 64 | 37.5 | 18.5 | 34.5 | 34.5 | 26 | 9 | 4.25 | 0 | SchUniv TLit WD
509 | 9 | 16 | 0 | 0 | 0 | 0 | 0 | 0 | 0.063492 | 0.30159 | 1 | 1 | 1 | 0.84127 | 0.84127 | 0.90476 | 0.90476 | 0.80952 | 0.49206 | 0.2381 | 0.39683 | 0.39683 | 0.30159 | 0.11111 | 0.047619 | 0 | ; | SchUniv TLit LowWD |  |  |  |  | 509 | 0 | 31.5 | 0.3 | Cst-Univ-Occ-WD | 0.65 | Cst-Zeroes | 0.05 | A90.1-A-Off-Occ-WD | 1 | 9 | 16 | 0 | 0 | 0 | 0 | 0 | 0 | 2 | 9.5 | 31.5 | 31.5 | 31.5 | 26.5 | 26.5 | 28.5 | 28.5 | 25.5 | 15.5 | 7.5 | 12.5 | 12.5 | 9.5 | 3.5 | 1.5 | 0 | SchUniv TLit LowWD
510 | 9 | 16 | 0 | 0 | 0 | 0 | 0 | 0 | 0.11111 | 0.77778 | 1 | 1 | 1 | 0.55556 | 0.55556 | 1 | 1 | 1 | 0.77778 | 0.33333 | 0.11111 | 0.11111 | 0.11111 | 0.11111 | 0 | 0 | ; | SchUniv TLit OffWD |  |  |  |  | 510 | 0 | 4.5 | 0 | Cst-Univ-Occ-WD | 0.95 | Cst-Zeroes | 0.05 | A90.1-A-Off-Occ-WD | 1 | 9 | 16 | 0 | 0 | 0 | 0 | 0 | 0 | 0.5 | 3.5 | 4.5 | 4.5 | 4.5 | 2.5 | 2.5 | 4.5 | 4.5 | 4.5 | 3.5 | 1.5 | 0.5 | 0.5 | 0.5 | 0.5 | 0 | 0 | SchUniv TLit OffWD
511 | -1 | -1 | 0 | 0 | 0 | 0 | 0 | 0 | 0 | 0 | 0 | 0 | 0 | 0 | 0 | 0 | 0 | 0 | 0 | 0 | 0 | 0 | 0 | 0 | 0 | 0 | ; | SchUniv TLit WEH |  |  |  |  | 511 | 0 | 0 | 1 | A90.1-D-Sch-Occ-Sun | 0 | Cst-Zeroes | 0 | A90.1-A-Off-Occ-WD | 1 | -1 | -1 | 0 | 0 | 0 | 0 | 0 | 0 | 0 | 0 | 0 | 0 | 0 | 0 | 0 | 0 | 0 | 0 | 0 | 0 | 0 | 0 | 0 | 0 | 0 | 0 | SchUniv TLit WEH
512 | 8 | 17 | 0 | 0 | 0 | 0 | 0 | 0 | 0.099415 | 0.66082 | 1 | 1 | 1 | 0.62573 | 0.62573 | 0.97661 | 0.97661 | 0.95322 | 0.7076 | 0.30994 | 0.18129 | 0.18129 | 0.15789 | 0.11111 | 0.011696 | 0 | ; | SchUniv OffEq WD |  |  |  |  | 512 | 5 | 90.5 | 0.2 | Cst-Univ-Occ-WD | 0.05 | Cst-AllOn | 0.75 | A90.1-A-Off-Occ-WD | 1 | 8 | 17 | 5 | 5 | 5 | 5 | 5 | 5 | 13.5 | 61.5 | 90.5 | 90.5 | 90.5 | 58.5 | 58.5 | 88.5 | 88.5 | 86.5 | 65.5 | 31.5 | 20.5 | 20.5 | 18.5 | 14.5 | 6 | 5 | SchUniv OffEq WD
513 | 9 | 16 | 0 | 0 | 0 | 0 | 0 | 0 | 0.10458 | 0.71242 | 1 | 1 | 1 | 0.59477 | 0.59477 | 0.98693 | 0.98693 | 0.97386 | 0.73856 | 0.32026 | 0.15033 | 0.15033 | 0.13725 | 0.11111 | 0.0065359 | 0 | ; | SchUniv OffEq LowWD |  |  |  |  | 513 | 5 | 81.5 | 0.1 | Cst-Univ-Occ-WD | 0.05 | Cst-AllOn | 0.75 | A90.1-A-Off-Occ-WD | 0.9 | 9 | 16 | 5 | 5 | 5 | 5 | 5 | 5 | 13 | 59.5 | 81.5 | 81.5 | 81.5 | 50.5 | 50.5 | 80.5 | 80.5 | 79.5 | 61.5 | 29.5 | 16.5 | 16.5 | 15.5 | 13.5 | 5.5 | 5 | SchUniv OffEq LowWD
514 | 9 | 16 | 0 | 0 | 0 | 0 | 0 | 0 | 0.11111 | 0.77778 | 1 | 1 | 1 | 0.55556 | 0.55556 | 1 | 1 | 1 | 0.77778 | 0.33333 | 0.11111 | 0.11111 | 0.11111 | 0.11111 | 0 | 0 | ; | SchUniv OffEq OffWD |  |  |  |  | 514 | 5 | 72.5 | 0 | Cst-Univ-Occ-WD | 0.05 | Cst-AllOn | 0.75 | A90.1-A-Off-Occ-WD | 0.8 | 9 | 16 | 5 | 5 | 5 | 5 | 5 | 5 | 12.5 | 57.5 | 72.5 | 72.5 | 72.5 | 42.5 | 42.5 | 72.5 | 72.5 | 72.5 | 57.5 | 27.5 | 12.5 | 12.5 | 12.5 | 12.5 | 5 | 5 | SchUniv OffEq OffWD
515 | -1 | -1 | 0 | 0 | 0 | 0 | 0 | 0 | 0 | 0 | 0 | 0 | 0 | 0 | 0 | 0 | 0 | 0 | 0 | 0 | 0 | 0 | 0 | 0 | 0 | 0 | ; | SchUniv OffEq WEH |  |  |  |  | 515 | 5 | 5 | 0.95 | A90.1-D-Sch-Occ-Sun | 0.05 | Cst-AllOn | 0 | A90.1-A-Off-Occ-WD | 1 | -1 | -1 | 5 | 5 | 5 | 5 | 5 | 5 | 5 | 5 | 5 | 5 | 5 | 5 | 5 | 5 | 5 | 5 | 5 | 5 | 5 | 5 | 5 | 5 | 5 | 5 | SchUniv OffEq WEH
516 | 7 | 18 | 0 | 0 | 0 | 0 | 0 | 0 | 0.062315 | 0.43027 | 1 | 1 | 1 | 1 | 1 | 1 | 1 | 0.77448 | 0.66172 | 0.52522 | 0.73887 | 0.73887 | 0.73294 | 0.2819 | 0.05638 | 0 | ; | SchUniv Plugs WD |  |  |  |  | 516 | 5.75 | 90 | 0.95 | Cst-Univ-Plg-WD | 0 | Cst-AllOn | 0.05 | A90.1-A-Off-Plg-WD | 1 | 7 | 18 | 5.75 | 5.75 | 5.75 | 5.75 | 5.75 | 5.75 | 11 | 42 | 90 | 90 | 90 | 90 | 90 | 90 | 90 | 71 | 61.5 | 50 | 68 | 68 | 67.5 | 29.5 | 10.5 | 5.75 | SchUniv Plugs WD
517 | 8 | 17 | 0 | 0 | 0 | 0 | 0 | 0 | 0.067669 | 0.45865 | 1 | 1 | 1 | 1 | 1 | 1 | 1 | 0.78947 | 0.68421 | 0.5188 | 0.69925 | 0.69925 | 0.68421 | 0.26316 | 0.052632 | 0 | ; | SchUniv Plugs LowWD |  |  |  |  | 517 | 5.75 | 39 | 0.35 | Cst-Univ-Plg-WD | 0.03 | Cst-AllOn | 0.05 | A90.1-A-Off-Plg-WD | 0.43 | 8 | 17 | 5.75 | 5.75 | 5.75 | 5.75 | 5.75 | 5.75 | 8 | 21 | 39 | 39 | 39 | 39 | 39 | 39 | 39 | 32 | 28.5 | 23 | 29 | 29 | 28.5 | 14.5 | 7.5 | 5.75 | SchUniv Plugs LowWD
518 | 8 | 17 | 0 | 0 | 0 | 0 | 0 | 0 | 0.14286 | 0.85714 | 1 | 1 | 1 | 1 | 1 | 1 | 1 | 1 | 1 | 0.42857 | 0.14286 | 0.14286 | 0 | 0 | 0 | 0 | ; | SchUniv Plugs OffWD |  |  |  |  | 518 | 5.75 | 9.25 | 0 | Cst-Univ-Plg-WD | 0.0475 | Cst-AllOn | 0.05 | A90.1-A-Off-Plg-WD | 0.0975 | 8 | 17 | 5.75 | 5.75 | 5.75 | 5.75 | 5.75 | 5.75 | 6.25 | 8.75 | 9.25 | 9.25 | 9.25 | 9.25 | 9.25 | 9.25 | 9.25 | 9.25 | 9.25 | 7.25 | 6.25 | 6.25 | 5.75 | 5.75 | 5.75 | 5.75 | SchUniv Plugs OffWD
519 | -1 | -1 | 0 | 0 | 0 | 0 | 0 | 0 | 0.14286 | 0.85714 | 1 | 1 | 1 | 1 | 1 | 1 | 1 | 1 | 1 | 0.42857 | 0.14286 | 0.14286 | 0 | 0 | 0 | 0 | ; | SchUniv Plugs WEH |  |  |  |  | 519 | 5.075 | 5.425 | 0.995 | A90.1-D-Sch-Plg-Sun | 0 | Cst-AllOn | 0.005 | A90.1-A-Off-Plg-WD | 1 | -1 | -1 | 5.075 | 5.075 | 5.075 | 5.075 | 5.075 | 5.075 | 5.125 | 5.375 | 5.425 | 5.425 | 5.425 | 5.425 | 5.425 | 5.425 | 5.425 | 5.425 | 5.425 | 5.225 | 5.125 | 5.125 | 5.075 | 5.075 | 5.075 | 5.075 | SchUniv Plugs WEH
520 | 7 | 18 | 0 | 0 | 0 | 0 | 0 | 0 | 0.2 | 0.73333 | 0.86667 | 1 | 1 | 1 | 1 | 1 | 1 | 1 | 0.86667 | 0.6 | 0.6 | 0.6 | 0.46667 | 0.2 | 0.066667 | 0 | ; | SchUniv DHW WD |  |  |  |  | 520 | 5 | 80 | 1 | Cst-Univ-HW-WD | 0 | Cst-AllOn | 0 | Cst-Zeroes | 1 | 7 | 18 | 5 | 5 | 5 | 5 | 5 | 5 | 20 | 60 | 70 | 80 | 80 | 80 | 80 | 80 | 80 | 80 | 70 | 50 | 50 | 50 | 40 | 20 | 10 | 5 | SchUniv DHW WD
521 | 8 | 17 | 0 | 0 | 0 | 0 | 0 | 0 | 0.2 | 0.73333 | 0.86667 | 1 | 1 | 1 | 1 | 1 | 1 | 1 | 0.86667 | 0.6 | 0.6 | 0.6 | 0.46667 | 0.2 | 0.066667 | 0 | ; | SchUniv DHW LowWD |  |  |  |  | 521 | 3.75 | 30 | 0.35 | Cst-Univ-HW-WD | 0.02 | Cst-AllOn | 0.63 | Cst-Zeroes | 1 | 8 | 17 | 3.75 | 3.75 | 3.75 | 3.75 | 3.75 | 3.75 | 9 | 23 | 26.5 | 30 | 30 | 30 | 30 | 30 | 30 | 30 | 26.5 | 19.5 | 19.5 | 19.5 | 16 | 9 | 5.5 | 3.75 | SchUniv DHW LowWD
522 | 8 | 17 | 0 | 0 | 0 | 0 | 0 | 0 | 0 | 0 | 0 | 0 | 0 | 0 | 0 | 0 | 0 | 0 | 0 | 0 | 0 | 0 | 0 | 0 | 0 | 0 | ; | SchUniv DHW OffWD |  |  |  |  | 522 | 3 | 3 | 0 | Cst-Univ-HW-WD | 0.03 | Cst-AllOn | 0.97 | Cst-Zeroes | 1 | 8 | 17 | 3 | 3 | 3 | 3 | 3 | 3 | 3 | 3 | 3 | 3 | 3 | 3 | 3 | 3 | 3 | 3 | 3 | 3 | 3 | 3 | 3 | 3 | 3 | 3 | SchUniv DHW OffWD
523 | -1 | -1 | 0 | 0 | 0 | 0 | 0 | 0 | 0 | 0 | 0 | 0 | 0 | 0 | 0 | 0 | 0 | 0 | 0 | 0 | 0 | 0 | 0 | 0 | 0 | 0 | ; | SchUniv DHW WEH |  |  |  |  | 523 | 3 | 3 | 0.6 | A90.1-D-Sch-HW-Sun | 0.4 | Cst-Zeroes | 0 | Cst-Zeroes | 1 | -1 | -1 | 3 | 3 | 3 | 3 | 3 | 3 | 3 | 3 | 3 | 3 | 3 | 3 | 3 | 3 | 3 | 3 | 3 | 3 | 3 | 3 | 3 | 3 | 3 | 3 | SchUniv DHW WEH
524 | -1 | -1 | 0 | 0 | 0 | 0 | 0.21269 | 0.42537 | 0.22761 | 0.15672 | 0.078358 | 0.021642 | 0.093284 | 0.21493 | 0.33955 | 0.17537 | 0.043284 | 0.22015 | 0.57463 | 1 | 0.57463 | 0.21642 | 0.085075 | 0 | 0 | 0 | ; | SchUniv Cook WD |  |  |  |  | 524 | 0 | 67 | 0.95 | Cst-Gen-3MealCk-WD | 0 | Cst-Zeroes | 0.05 | Cst-Off-Cook-WD | 1 | -1 | -1 | 0 | 0 | 0 | 0 | 14.25 | 28.5 | 15.25 | 10.5 | 5.25 | 1.45 | 6.25 | 14.4 | 22.75 | 11.75 | 2.9 | 14.75 | 38.5 | 67 | 38.5 | 14.5 | 5.7 | 0 | 0 | 0 | SchUniv Cook WD
525 | -1 | -1 | 0 | 0 | 0 | 0 | 0.21 | 0.42 | 0.25 | 0.18 | 0.09 | 0.034 | 0.13 | 0.288 | 0.43 | 0.23 | 0.068 | 0.23 | 0.58 | 1 | 0.58 | 0.22 | 0.084 | 0 | 0 | 0 | ; | SchUniv Cook LowWD |  |  |  |  | 525 | 0 | 25 | 0.35 | Cst-Gen-3MealCk-WD | 0.6 | Cst-Zeroes | 0.05 | Cst-Off-Cook-WD | 1 | -1 | -1 | 0 | 0 | 0 | 0 | 5.25 | 10.5 | 6.25 | 4.5 | 2.25 | 0.85 | 3.25 | 7.2 | 10.75 | 5.75 | 1.7 | 5.75 | 14.5 | 25 | 14.5 | 5.5 | 2.1 | 0 | 0 | 0 | SchUniv Cook LowWD
526 | -1 | -1 | 0 | 0 | 0 | 0 | 0 | 0 | 0.26667 | 0.26667 | 0.13333 | 0.13333 | 0.4 | 0.8 | 1 | 0.6 | 0.26667 | 0.13333 | 0.13333 | 0.13333 | 0.13333 | 0.066667 | 0 | 0 | 0 | 0 | ; | SchUniv Cook OffWD |  |  |  |  | 526 | 0 | 3.75 | 0 | Cst-Gen-3MealCk-WD | 0.95 | Cst-Zeroes | 0.05 | Cst-Off-Cook-WD | 1 | -1 | -1 | 0 | 0 | 0 | 0 | 0 | 0 | 1 | 1 | 0.5 | 0.5 | 1.5 | 3 | 3.75 | 2.25 | 1 | 0.5 | 0.5 | 0.5 | 0.5 | 0.25 | 0 | 0 | 0 | 0 | SchUniv Cook OffWD
527 | -1 | -1 | 0 | 0 | 0 | 0 | 0 | 0 | 0.26667 | 0.26667 | 0.13333 | 0.13333 | 0.4 | 0.8 | 1 | 0.6 | 0.26667 | 0.13333 | 0.13333 | 0.13333 | 0.13333 | 0.066667 | 0 | 0 | 0 | 0 | ; | SchUniv Cook WEH |  |  |  |  | 527 | 0 | 0.375 | 0 | Cst-Gen-3MealCk-WEH | 0.995 | Cst-Zeroes | 0.005 | Cst-Off-Cook-WD | 1 | -1 | -1 | 0 | 0 | 0 | 0 | 0 | 0 | 0.1 | 0.1 | 0.05 | 0.05 | 0.15 | 0.3 | 0.375 | 0.225 | 0.1 | 0.05 | 0.05 | 0.05 | 0.05 | 0.025 | 0 | 0 | 0 | 0 | SchUniv Cook WEH
528 | 8 | 17 | 0 | 0 | 0 | 0 | 0 | 0 | 0.060519 | 0.33141 | 1 | 1 | 1 | 0.94236 | 0.94236 | 0.94236 | 0.94236 | 0.78098 | 0.5562 | 0.36599 | 0.57349 | 0.57349 | 0.51009 | 0.18732 | 0.054755 | 0 | ; | SchUniv Other WD |  |  |  |  | 528 | 3.25 | 90 | 0.45 | Cst-Univ-Plg-WD | 0.5 | Cst-Univ-Occ-WD | 0.05 | A90.1-A-Off-Plg-WD | 1 | 8 | 17 | 3.25 | 3.25 | 3.25 | 3.25 | 3.25 | 3.25 | 8.5 | 32 | 90 | 90 | 90 | 85 | 85 | 85 | 85 | 71 | 51.5 | 35 | 53 | 53 | 47.5 | 19.5 | 8 | 3.25 | SchUniv Other WD
529 | 9 | 16 | 0 | 0 | 0 | 0 | 0 | 0 | 0.065693 | 0.35766 | 1 | 1 | 1 | 0.94161 | 0.94161 | 0.94161 | 0.94161 | 0.79562 | 0.57664 | 0.35766 | 0.53285 | 0.53285 | 0.45985 | 0.16788 | 0.051095 | 0 | ; | SchUniv Other LowWD |  |  |  |  | 529 | 1.75 | 36 | 0.15 | Cst-Univ-Plg-WD | 0.2 | Cst-Univ-Occ-WD | 0.05 | A90.1-A-Off-Plg-WD | 0.4 | 9 | 16 | 1.75 | 1.75 | 1.75 | 1.75 | 1.75 | 1.75 | 4 | 14 | 36 | 36 | 36 | 34 | 34 | 34 | 34 | 29 | 21.5 | 14 | 20 | 20 | 17.5 | 7.5 | 3.5 | 1.75 | SchUniv Other LowWD
530 | 9 | 16 | 0 | 0 | 0 | 0 | 0 | 0 | 0.11538 | 0.71154 | 1 | 1 | 1 | 1 | 1 | 1 | 1 | 0.92308 | 0.88462 | 0.46154 | 0.34615 | 0.34615 | 0.25 | 0.096154 | 0.019231 | 0 | ; | SchUniv Other OffWD |  |  |  |  | 530 | 1.1 | 6.3 | 0.02 | Cst-Univ-Plg-WD | 0 | Cst-Univ-Occ-WD | 0.05 | A90.1-A-Off-Plg-WD | 0.07 | 9 | 16 | 1.1 | 1.1 | 1.1 | 1.1 | 1.1 | 1.1 | 1.7 | 4.8 | 6.3 | 6.3 | 6.3 | 6.3 | 6.3 | 6.3 | 6.3 | 5.9 | 5.7 | 3.5 | 2.9 | 2.9 | 2.4 | 1.6 | 1.2 | 1.1 | SchUniv Other OffWD
531 | -1 | -1 | 0 | 0 | 0 | 0 | 0 | 0 | 0.14286 | 0.85714 | 1 | 1 | 1 | 1 | 1 | 1 | 1 | 1 | 1 | 0.42857 | 0.14286 | 0.14286 | 0 | 0 | 0 | 0 | ; | SchUniv Other WEH |  |  |  |  | 531 | 0.2 | 0.55 | 0.02 | A90.1-D-Sch-Plg-Sun | 0 | A90.1-D-Sch-Occ-Sun | 0.005 | A90.1-A-Off-Plg-WD | 0.025 | -1 | -1 | 0.2 | 0.2 | 0.2 | 0.2 | 0.2 | 0.2 | 0.25 | 0.5 | 0.55 | 0.55 | 0.55 | 0.55 | 0.55 | 0.55 | 0.55 | 0.55 | 0.55 | 0.35 | 0.25 | 0.25 | 0.2 | 0.2 | 0.2 | 0.2 | SchUniv Other WEH
;
600 | 17 | 7 | 1 | 1 | 1 | 1 | 1 | 1 | 0.66667 | 0.16667 | 0 | 0 | 0 | 0 | 0 | 0 | 0 | 0 | 0.33333 | 1 | 1 | 1 | 1 | 1 | 1 | 1 | ; | MFamily Occup WD |  |  |  |  | 600 | 30 | 90 | 1 | A90.1-G-MFm-Occ-WD | 0 | Cst-Zeroes | 0 | Cst-Zeroes | 1 | 17 | 7 | 90 | 90 | 90 | 90 | 90 | 90 | 70 | 40 | 30 | 30 | 30 | 30 | 30 | 30 | 30 | 30 | 50 | 90 | 90 | 90 | 90 | 90 | 90 | 90 | MFamily Occup WD
601 | 17 | 7 | 1 | 1 | 1 | 1 | 1 | 1 | 0.5 | 0 | 0 | 0 | 0 | 0 | 0 | 0 | 0 | 0 | 0.5 | 1 | 1 | 1 | 1 | 1 | 1 | 1 | ; | MFamily Occup Sat |  |  |  |  | 601 | 50 | 90 | 1 | A90.1-G-MFm-Occ-Sat | 0 | Cst-Zeroes | 0 | Cst-Zeroes | 1 | 17 | 7 | 90 | 90 | 90 | 90 | 90 | 90 | 70 | 50 | 50 | 50 | 50 | 50 | 50 | 50 | 50 | 50 | 70 | 90 | 90 | 90 | 90 | 90 | 90 | 90 | MFamily Occup Sat
602 | 17 | 7 | 1 | 1 | 1 | 1 | 1 | 1 | 0.5 | 0 | 0 | 0 | 0 | 0 | 0 | 0 | 0 | 0 | 0.5 | 1 | 1 | 1 | 1 | 1 | 1 | 1 | ; | MFamily Occup Sun |  |  |  |  | 602 | 50 | 90 | 1 | A90.1-G-MFm-Occ-Sun | 0 | Cst-Zeroes | 0 | Cst-Zeroes | 1 | 17 | 7 | 90 | 90 | 90 | 90 | 90 | 90 | 70 | 50 | 50 | 50 | 50 | 50 | 50 | 50 | 50 | 50 | 70 | 90 | 90 | 90 | 90 | 90 | 90 | 90 | MFamily Occup Sun
603 | 19 | 8 | 0 | 0 | 0 | 0 | 0 | 0.22222 | 0.55556 | 0.55556 | 0 | 0 | 0 | 0 | 0 | 0 | 0 | 0 | 0 | 0 | 1 | 1 | 1 | 0.88889 | 0.66667 | 0.33333 | ; | MFamily ILit WD |  |  |  |  | 603 | 0 | 90 | 1 | A90.1-G-MFm-Lt-WD | 0 | Cst-Zeroes | 0 | Cst-Zeroes | 1 | 19 | 8 | 0 | 0 | 0 | 0 | 0 | 20 | 50 | 50 | 0 | 0 | 0 | 0 | 0 | 0 | 0 | 0 | 0 | 0 | 90 | 90 | 90 | 80 | 60 | 30 | MFamily ILit WD
604 | 19 | 8 | 0 | 0 | 0 | 0 | 0 | 0.22222 | 0.55556 | 0.55556 | 0 | 0 | 0 | 0 | 0 | 0 | 0 | 0 | 0 | 0 | 1 | 1 | 1 | 0.88889 | 0.66667 | 0.33333 | ; | MFamily ILit Sat |  |  |  |  | 604 | 0 | 90 | 1 | A90.1-G-MFm-Lt-Sat | 0 | Cst-Zeroes | 0 | Cst-Zeroes | 1 | 19 | 8 | 0 | 0 | 0 | 0 | 0 | 20 | 50 | 50 | 0 | 0 | 0 | 0 | 0 | 0 | 0 | 0 | 0 | 0 | 90 | 90 | 90 | 80 | 60 | 30 | MFamily ILit Sat
605 | 19 | 8 | 0 | 0 | 0 | 0 | 0 | 0.22222 | 0.55556 | 0.55556 | 0 | 0 | 0 | 0 | 0 | 0 | 0 | 0 | 0 | 0 | 1 | 1 | 1 | 0.88889 | 0.66667 | 0.33333 | ; | MFamily ILit Sun |  |  |  |  | 605 | 0 | 90 | 1 | A90.1-G-MFm-Lt-Sun | 0 | Cst-Zeroes | 0 | Cst-Zeroes | 1 | 19 | 8 | 0 | 0 | 0 | 0 | 0 | 20 | 50 | 50 | 0 | 0 | 0 | 0 | 0 | 0 | 0 | 0 | 0 | 0 | 90 | 90 | 90 | 80 | 60 | 30 | MFamily ILit Sun
606 | 18 | 8 | 0 | 0 | 0 | 0 | 0 | 0 | 0.85714 | 0.85714 | 0.28571 | 0.28571 | 0.28571 | 0.28571 | 0.28571 | 0.28571 | 0.28571 | 0.42857 | 0 | 1 | 1 | 0.71429 | 0.42857 | 0.42857 | 0.42857 | 0.14286 | ; | MFamily Plugs WD |  |  |  |  | 606 | 20 | 90 | 1 | A90.1-G-MFm-Plg-WD | 0 | Cst-Zeroes | 0 | Cst-Zeroes | 1 | 18 | 8 | 20 | 20 | 20 | 20 | 20 | 20 | 80 | 80 | 40 | 40 | 40 | 40 | 40 | 40 | 40 | 50 | 20 | 90 | 90 | 70 | 50 | 50 | 50 | 30 | MFamily Plugs WD
607 | 18 | 8 | 0 | 0 | 0 | 0 | 0 | 0 | 0.85714 | 0.85714 | 0.28571 | 0.28571 | 0.28571 | 0.28571 | 0.28571 | 0.28571 | 0.28571 | 0.42857 | 0 | 1 | 1 | 0.71429 | 0.42857 | 0.42857 | 0.42857 | 0.14286 | ; | MFamily Plugs Sat |  |  |  |  | 607 | 20 | 90 | 1 | A90.1-G-MFm-Plg-Sat | 0 | Cst-Zeroes | 0 | Cst-Zeroes | 1 | 18 | 8 | 20 | 20 | 20 | 20 | 20 | 20 | 80 | 80 | 40 | 40 | 40 | 40 | 40 | 40 | 40 | 50 | 20 | 90 | 90 | 70 | 50 | 50 | 50 | 30 | MFamily Plugs Sat
608 | 18 | 8 | 0 | 0 | 0 | 0 | 0 | 0 | 0.85714 | 0.85714 | 0.28571 | 0.28571 | 0.28571 | 0.28571 | 0.28571 | 0.28571 | 0.28571 | 0.42857 | 0 | 1 | 1 | 0.71429 | 0.42857 | 0.42857 | 0.42857 | 0.14286 | ; | MFamily Plugs Sun |  |  |  |  | 608 | 20 | 90 | 1 | A90.1-G-MFm-Plg-Sun | 0 | Cst-Zeroes | 0 | Cst-Zeroes | 1 | 18 | 8 | 20 | 20 | 20 | 20 | 20 | 20 | 80 | 80 | 40 | 40 | 40 | 40 | 40 | 40 | 40 | 50 | 20 | 90 | 90 | 70 | 50 | 50 | 50 | 30 | MFamily Plugs Sun
609 | 17 | 8 | 0 | 0 | 0 | 0 | 0 | 0.2 | 1 | 0.86667 | 0.6 | 0.46667 | 0.2 | 0.2 | 0.2 | 0.33333 | 0.6 | 0.6 | 0.86667 | 0.86667 | 0.46667 | 0.46667 | 0.2 | 0.2 | 0.066667 | 0.066667 | ; | MFamily DHW WD |  |  |  |  | 609 | 5 | 80 | 1 | A90.1-G-MFm-HW-WD | 0 | Cst-Zeroes | 0 | Cst-Zeroes | 1 | 17 | 8 | 5 | 5 | 5 | 5 | 5 | 20 | 80 | 70 | 50 | 40 | 20 | 20 | 20 | 30 | 50 | 50 | 70 | 70 | 40 | 40 | 20 | 20 | 10 | 10 | MFamily DHW WD
610 | 17 | 8 | 0 | 0 | 0 | 0 | 0 | 0 | 0.17647 | 0.52941 | 0.52941 | 0.52941 | 0.29412 | 0.29412 | 0.29412 | 0.29412 | 0.76471 | 1 | 0.76471 | 0.76471 | 0.64706 | 0.52941 | 0.41176 | 0.29412 | 0.17647 | 0.058824 | ; | MFamily DHW Sat |  |  |  |  | 610 | 5 | 90 | 1 | A90.1-G-MFm-HW-Sat | 0 | Cst-Zeroes | 0 | Cst-Zeroes | 1 | 17 | 8 | 5 | 5 | 5 | 5 | 5 | 5 | 20 | 50 | 50 | 50 | 30 | 30 | 30 | 30 | 70 | 90 | 70 | 70 | 60 | 50 | 40 | 30 | 20 | 10 | MFamily DHW Sat
611 | 17 | 8 | 0 | 0 | 0 | 0 | 0 | 0 | 0 | 0.23077 | 0.38462 | 0.38462 | 0.23077 | 0.23077 | 0.38462 | 0.53846 | 0.69231 | 0.84615 | 1 | 0.53846 | 0.38462 | 0.23077 | 0.23077 | 0.23077 | 0.23077 | 0.076923 | ; | MFamily DHW Sun |  |  |  |  | 611 | 5 | 70 | 1 | A90.1-G-MFm-HW-Sun | 0 | Cst-Zeroes | 0 | Cst-Zeroes | 1 | 17 | 8 | 5 | 5 | 5 | 5 | 5 | 5 | 5 | 20 | 30 | 30 | 20 | 20 | 30 | 40 | 50 | 60 | 70 | 40 | 30 | 20 | 20 | 20 | 20 | 10 | MFamily DHW Sun
612 | -1 | -1 | 0 | 0 | 0 | 0 | 0.2 | 0.4 | 0.3 | 0.2 | 0.1 | 0.02 | 0.1 | 0.16 | 0.24 | 0.14 | 0.04 | 0.3 | 0.6 | 1 | 0.6 | 0.24 | 0.12 | 0.04 | 0.02 | 0.02 | ; | MFamily Cook WD |  |  |  |  | 612 | 0 | 50 | 1 | Cst-MF-Ck-WD | 0 | Cst-Zeroes | 0 | Cst-Zeroes | 1 | -1 | -1 | 0 | 0 | 0 | 0 | 10 | 20 | 15 | 10 | 5 | 1 | 5 | 8 | 12 | 7 | 2 | 15 | 30 | 50 | 30 | 12 | 6 | 2 | 1 | 1 | MFamily Cook WD
613 | -1 | -1 | 0 | 0 | 0 | 0 | 0.028571 | 0.042857 | 0.071429 | 0.14286 | 0.35714 | 0.21429 | 0.071429 | 0.17143 | 0.22857 | 0.14286 | 0.071429 | 0.28571 | 0.5 | 1 | 0.57143 | 0.34286 | 0.14286 | 0.071429 | 0.028571 | 0.028571 | ; | MFamily Cook Sat |  |  |  |  | 613 | 0 | 70 | 1 | Cst-MF-Ck-Sat | 0 | Cst-Zeroes | 0 | Cst-Zeroes | 1 | -1 | -1 | 0 | 0 | 0 | 0 | 2 | 3 | 5 | 10 | 25 | 15 | 5 | 12 | 16 | 10 | 5 | 20 | 35 | 70 | 40 | 24 | 10 | 5 | 2 | 2 | MFamily Cook Sat
614 | -1 | -1 | 0 | 0 | 0 | 0 | 0.028571 | 0.042857 | 0.071429 | 0.14286 | 0.35714 | 0.28571 | 0.14286 | 0.17143 | 0.22857 | 0.14286 | 0.071429 | 0.35714 | 0.57143 | 1 | 0.57143 | 0.28571 | 0.11429 | 0.028571 | 0.014286 | 0.014286 | ; | MFamily Cook Sun |  |  |  |  | 614 | 0 | 70 | 1 | Cst-MF-Ck-Sun | 0 | Cst-Zeroes | 0 | Cst-Zeroes | 1 | -1 | -1 | 0 | 0 | 0 | 0 | 2 | 3 | 5 | 10 | 25 | 20 | 10 | 12 | 16 | 10 | 5 | 25 | 40 | 70 | 40 | 20 | 8 | 2 | 1 | 1 | MFamily Cook Sun
615 | 19 | 8 | 0 | 0 | 0 | 0 | 0 | 0.125 | 0.6875 | 0.6875 | 0.125 | 0.125 | 0.125 | 0.125 | 0.125 | 0.125 | 0.125 | 0.1875 | 0 | 0.4375 | 1 | 0.875 | 0.75 | 0.6875 | 0.5625 | 0.25 | ; | MFamily Other WD |  |  |  |  | 615 | 10 | 90 | 0.5 | A90.1-G-MFm-Lt-WD | 0.5 | A90.1-G-MFm-Plg-WD | 0 | Cst-Zeroes | 1 | 19 | 8 | 10 | 10 | 10 | 10 | 10 | 20 | 65 | 65 | 20 | 20 | 20 | 20 | 20 | 20 | 20 | 25 | 10 | 45 | 90 | 80 | 70 | 65 | 55 | 30 | MFamily Other WD
616 | 19 | 8 | 0 | 0 | 0 | 0 | 0 | 0.125 | 0.6875 | 0.6875 | 0.125 | 0.125 | 0.125 | 0.125 | 0.125 | 0.125 | 0.125 | 0.1875 | 0 | 0.4375 | 1 | 0.875 | 0.75 | 0.6875 | 0.5625 | 0.25 | ; | MFamily Other Sat |  |  |  |  | 616 | 10 | 90 | 0.5 | A90.1-G-MFm-Lt-Sat | 0.5 | A90.1-G-MFm-Plg-Sat | 0 | Cst-Zeroes | 1 | 19 | 8 | 10 | 10 | 10 | 10 | 10 | 20 | 65 | 65 | 20 | 20 | 20 | 20 | 20 | 20 | 20 | 25 | 10 | 45 | 90 | 80 | 70 | 65 | 55 | 30 | MFamily Other Sat
617 | 19 | 8 | 0 | 0 | 0 | 0 | 0 | 0.125 | 0.6875 | 0.6875 | 0.125 | 0.125 | 0.125 | 0.125 | 0.125 | 0.125 | 0.125 | 0.1875 | 0 | 0.4375 | 1 | 0.875 | 0.75 | 0.6875 | 0.5625 | 0.25 | ; | MFamily Other Sun |  |  |  |  | 617 | 10 | 90 | 0.5 | A90.1-G-MFm-Lt-Sun | 0.5 | A90.1-G-MFm-Plg-Sun | 0 | Cst-Zeroes | 1 | 19 | 8 | 10 | 10 | 10 | 10 | 10 | 20 | 65 | 65 | 20 | 20 | 20 | 20 | 20 | 20 | 20 | 25 | 10 | 45 | 90 | 80 | 70 | 65 | 55 | 30 | MFamily Other Sun
618 | -1 | -1 | 1 | 0.52941 | 0.52941 | 0.52941 | 0.52941 | 0.52941 | 0.52941 | 0 | 0 | 0 | 0 | 0 | 0 | 0 | 0 | 0 | 0 | 0.52941 | 1 | 1 | 1 | 1 | 1 | 1 | ; | MFamily ELit |  |  |  |  | 618 | 5 | 90 | 1 | Cst-MFam-ELit | 0 | Cst-Zeroes | 0 | Cst-Zeroes | 1 | -1 | -1 | 90 | 50 | 50 | 50 | 50 | 50 | 50 | 5 | 5 | 5 | 5 | 5 | 5 | 5 | 5 | 5 | 5 | 50 | 90 | 90 | 90 | 90 | 90 | 90 | MFamily ELit
;
700 | -1 | -1 | 1 | 1 | 1 | 1 | 1 | 1 | 0.71429 | 0.28571 | 0.28571 | 0 | 0 | 0 | 0 | 0 | 0 | 0.14286 | 0.42857 | 0.42857 | 0.42857 | 0.71429 | 0.71429 | 0.85714 | 1 | 1 | ; | Motel Occup WD |  |  |  |  | 700 | 20 | 90 | 1 | A90.1-F-Htl-Occ-WD | 0 | Cst-Zeroes | 0 | Cst-Zeroes | 1 | -1 | -1 | 90 | 90 | 90 | 90 | 90 | 90 | 70 | 40 | 40 | 20 | 20 | 20 | 20 | 20 | 20 | 30 | 50 | 50 | 50 | 70 | 70 | 80 | 90 | 90 | Motel Occup WD
701 | -1 | -1 | 1 | 1 | 1 | 1 | 1 | 1 | 0.66667 | 0.33333 | 0.33333 | 0 | 0 | 0 | 0 | 0 | 0 | 0 | 0 | 0.33333 | 0.5 | 0.5 | 0.5 | 0.66667 | 0.66667 | 0.66667 | ; | Motel Occup Sat |  |  |  |  | 701 | 30 | 90 | 1 | A90.1-F-Htl-Occ-Sat | 0 | Cst-Zeroes | 0 | Cst-Zeroes | 1 | -1 | -1 | 90 | 90 | 90 | 90 | 90 | 90 | 70 | 50 | 50 | 30 | 30 | 30 | 30 | 30 | 30 | 30 | 30 | 50 | 60 | 60 | 60 | 70 | 70 | 70 | Motel Occup Sat
702 | -1 | -1 | 0.83333 | 0.83333 | 0.83333 | 0.83333 | 0.83333 | 0.83333 | 0.83333 | 0.83333 | 0.5 | 0.5 | 0.5 | 0.16667 | 0.16667 | 0 | 0 | 0 | 0.16667 | 0.33333 | 0.33333 | 0.66667 | 0.66667 | 1 | 1 | 1 | ; | Motel Occup Sun |  |  |  |  | 702 | 20 | 80 | 1 | A90.1-F-Htl-Occ-Sun | 0 | Cst-Zeroes | 0 | Cst-Zeroes | 1 | -1 | -1 | 70 | 70 | 70 | 70 | 70 | 70 | 70 | 70 | 50 | 50 | 50 | 30 | 30 | 20 | 20 | 20 | 30 | 40 | 40 | 60 | 60 | 80 | 80 | 80 | Motel Occup Sun
703 | -1 | -1 | 0.125 | 0.125 | 0 | 0 | 0 | 0.125 | 0.375 | 0.5 | 0.375 | 0.375 | 0.25 | 0.125 | 0.125 | 0.125 | 0.125 | 0.125 | 0.125 | 0.125 | 0.625 | 0.875 | 1 | 0.875 | 0.625 | 0.25 | ; | Motel ILit WD |  |  |  |  | 703 | 10 | 90 | 1 | A90.1-F-Htl-Lt-WD | 0 | Cst-Zeroes | 0 | Cst-Zeroes | 1 | -1 | -1 | 20 | 20 | 10 | 10 | 10 | 20 | 40 | 50 | 40 | 40 | 30 | 20 | 20 | 20 | 20 | 20 | 20 | 20 | 60 | 80 | 90 | 80 | 60 | 30 | Motel ILit WD
704 | -1 | -1 | 0.16667 | 0.16667 | 0 | 0 | 0 | 0 | 0.33333 | 0.33333 | 0.5 | 0.5 | 0.33333 | 0.16667 | 0.16667 | 0.16667 | 0.16667 | 0.16667 | 0.16667 | 0.16667 | 0.83333 | 1 | 1 | 1 | 0.83333 | 0.33333 | ; | Motel ILit Sat |  |  |  |  | 704 | 10 | 70 | 1 | A90.1-F-Htl-Lt-Sat | 0 | Cst-Zeroes | 0 | Cst-Zeroes | 1 | -1 | -1 | 20 | 20 | 10 | 10 | 10 | 10 | 30 | 30 | 40 | 40 | 30 | 20 | 20 | 20 | 20 | 20 | 20 | 20 | 60 | 70 | 70 | 70 | 60 | 30 | Motel ILit Sat
705 | -1 | -1 | 0.16667 | 0.16667 | 0 | 0 | 0 | 0 | 0.16667 | 0.33333 | 0.33333 | 0.16667 | 0.16667 | 0.16667 | 0.16667 | 0 | 0 | 0 | 0 | 0 | 0.5 | 0.83333 | 1 | 0.66667 | 0.5 | 0.16667 | ; | Motel ILit Sun |  |  |  |  | 705 | 20 | 80 | 1 | A90.1-F-Htl-Lt-Sun | 0 | Cst-Zeroes | 0 | Cst-Zeroes | 1 | -1 | -1 | 30 | 30 | 20 | 20 | 20 | 20 | 30 | 40 | 40 | 30 | 30 | 30 | 30 | 20 | 20 | 20 | 20 | 20 | 50 | 70 | 80 | 60 | 50 | 30 | Motel ILit Sun
706 | -1 | -1 | 0.84 | 0.84 | 0.8 | 0.8 | 0.8 | 0.84 | 0.68 | 0.36 | 0.32 | 0.08 | 0.04 | 0 | 0 | 0 | 0 | 0.12 | 0.36 | 0.36 | 0.52 | 0.84 | 0.88 | 0.96 | 1 | 0.88 | ; | Motel TLit WD |  |  |  |  | 706 | 20 | 82.5 | 0.75 | A90.1-F-Htl-Occ-WD | 0.25 | A90.1-F-Htl-Lt-WD | 0 | Cst-Zeroes | 1 | -1 | -1 | 72.5 | 72.5 | 70 | 70 | 70 | 72.5 | 62.5 | 42.5 | 40 | 25 | 22.5 | 20 | 20 | 20 | 20 | 27.5 | 42.5 | 42.5 | 52.5 | 72.5 | 75 | 80 | 82.5 | 75 | Motel TLit WD
707 | -1 | -1 | 1 | 1 | 0.94444 | 0.94444 | 0.94444 | 0.94444 | 0.72222 | 0.38889 | 0.44444 | 0.11111 | 0.055556 | 0 | 0 | 0 | 0 | 0 | 0 | 0.33333 | 0.72222 | 0.77778 | 0.77778 | 0.94444 | 0.88889 | 0.72222 | ; | Motel TLit Sat |  |  |  |  | 707 | 27.5 | 72.5 | 0.75 | A90.1-F-Htl-Occ-Sat | 0.25 | A90.1-F-Htl-Lt-Sat | 0 | Cst-Zeroes | 1 | -1 | -1 | 72.5 | 72.5 | 70 | 70 | 70 | 70 | 60 | 45 | 47.5 | 32.5 | 30 | 27.5 | 27.5 | 27.5 | 27.5 | 27.5 | 27.5 | 42.5 | 60 | 62.5 | 62.5 | 70 | 67.5 | 60 | Motel TLit Sat
708 | -1 | -1 | 0.72727 | 0.72727 | 0.68182 | 0.68182 | 0.68182 | 0.68182 | 0.72727 | 0.77273 | 0.5 | 0.45455 | 0.45455 | 0.18182 | 0.18182 | 0 | 0 | 0 | 0.13636 | 0.27273 | 0.40909 | 0.77273 | 0.81818 | 1 | 0.95455 | 0.86364 | ; | Motel TLit Sun |  |  |  |  | 708 | 20 | 75 | 0.75 | A90.1-F-Htl-Occ-Sun | 0.25 | A90.1-F-Htl-Lt-Sun | 0 | Cst-Zeroes | 1 | -1 | -1 | 60 | 60 | 57.5 | 57.5 | 57.5 | 57.5 | 60 | 62.5 | 47.5 | 45 | 45 | 30 | 30 | 20 | 20 | 20 | 27.5 | 35 | 42.5 | 62.5 | 65 | 75 | 72.5 | 67.5 | Motel TLit Sun
709 | -1 | -1 | 0.012987 | 0.012987 | 0 | 0 | 0 | 0.012987 | 0.13636 | 0.79221 | 1 | 0.98701 | 0.97403 | 0.51948 | 0.51948 | 0.96104 | 0.96104 | 0.96753 | 0.75974 | 0.31818 | 0.14935 | 0.18831 | 0.2013 | 0.19481 | 0.064935 | 0.025974 | ; | Motel OffEq WD |  |  |  |  | 709 | 5.5 | 82.5 | 0.1 | A90.1-F-Htl-Plg-WD | 0.85 | A90.1-A-Off-Occ-WD | 0.05 | A90.1-F-Htl-Occ-WD | 1 | -1 | -1 | 6.5 | 6.5 | 5.5 | 5.5 | 5.5 | 6.5 | 16 | 66.5 | 82.5 | 81.5 | 80.5 | 45.5 | 45.5 | 79.5 | 79.5 | 80 | 64 | 30 | 17 | 20 | 21 | 20.5 | 10.5 | 7.5 | Motel OffEq WD
710 | -1 | -1 | 0.42857 | 0.42857 | 0.28571 | 0.28571 | 0.28571 | 0.28571 | 0.42857 | 0.28571 | 0.42857 | 0.28571 | 0.14286 | 0 | 0 | 0 | 0 | 0 | 0 | 0.14286 | 0.78571 | 0.92857 | 0.92857 | 1 | 0.85714 | 0.42857 | ; | Motel OffEq Sat |  |  |  |  | 710 | 3.5 | 10.5 | 0.1 | A90.1-F-Htl-Plg-Sat | 0.85 | A90.1-A-Off-Occ-Sat | 0.05 | A90.1-F-Htl-Occ-Sat | 1 | -1 | -1 | 6.5 | 6.5 | 5.5 | 5.5 | 5.5 | 5.5 | 6.5 | 5.5 | 6.5 | 5.5 | 4.5 | 3.5 | 3.5 | 3.5 | 3.5 | 3.5 | 3.5 | 4.5 | 9 | 10 | 10 | 10.5 | 9.5 | 6.5 | Motel OffEq Sat
711 | -1 | -1 | 0.4375 | 0.4375 | 0.3125 | 0.3125 | 0.3125 | 0.3125 | 0.4375 | 0.5625 | 0.4375 | 0.3125 | 0.3125 | 0.1875 | 0.1875 | 0 | 0 | 0 | 0.0625 | 0.125 | 0.5 | 0.875 | 1 | 0.875 | 0.75 | 0.5 | ; | Motel OffEq Sun |  |  |  |  | 711 | 3 | 11 | 0.1 | A90.1-F-Htl-Plg-Sun | 0.85 | A90.1-A-Off-Occ-Sun | 0.05 | A90.1-F-Htl-Occ-Sun | 1 | -1 | -1 | 6.5 | 6.5 | 5.5 | 5.5 | 5.5 | 5.5 | 6.5 | 7.5 | 6.5 | 5.5 | 5.5 | 4.5 | 4.5 | 3 | 3 | 3 | 3.5 | 4 | 7 | 10 | 11 | 10 | 9 | 7 | Motel OffEq Sun
712 | -1 | -1 | 0.125 | 0.125 | 0 | 0 | 0 | 0.125 | 0.375 | 0.5 | 0.375 | 0.375 | 0.25 | 0.125 | 0.125 | 0.125 | 0.125 | 0.125 | 0.125 | 0.125 | 0.625 | 0.875 | 1 | 0.875 | 0.625 | 0.25 | ; | Motel Plugs WD |  |  |  |  | 712 | 10 | 90 | 1 | A90.1-F-Htl-Plg-WD | 0 | Cst-Zeroes | 0 | Cst-Zeroes | 1 | -1 | -1 | 20 | 20 | 10 | 10 | 10 | 20 | 40 | 50 | 40 | 40 | 30 | 20 | 20 | 20 | 20 | 20 | 20 | 20 | 60 | 80 | 90 | 80 | 60 | 30 | Motel Plugs WD
713 | -1 | -1 | 0.16667 | 0.16667 | 0 | 0 | 0 | 0 | 0.33333 | 0.33333 | 0.5 | 0.5 | 0.33333 | 0.16667 | 0.16667 | 0.16667 | 0.16667 | 0.16667 | 0.16667 | 0.16667 | 0.83333 | 1 | 1 | 1 | 0.83333 | 0.33333 | ; | Motel Plugs Sat |  |  |  |  | 713 | 10 | 70 | 1 | A90.1-F-Htl-Plg-Sat | 0 | Cst-Zeroes | 0 | Cst-Zeroes | 1 | -1 | -1 | 20 | 20 | 10 | 10 | 10 | 10 | 30 | 30 | 40 | 40 | 30 | 20 | 20 | 20 | 20 | 20 | 20 | 20 | 60 | 70 | 70 | 70 | 60 | 30 | Motel Plugs Sat
714 | -1 | -1 | 0.16667 | 0.16667 | 0 | 0 | 0 | 0 | 0.16667 | 0.33333 | 0.33333 | 0.16667 | 0.16667 | 0.16667 | 0.16667 | 0 | 0 | 0 | 0 | 0 | 0.5 | 0.83333 | 1 | 0.66667 | 0.5 | 0.16667 | ; | Motel Plugs Sun |  |  |  |  | 714 | 20 | 80 | 1 | A90.1-F-Htl-Plg-Sun | 0 | Cst-Zeroes | 0 | Cst-Zeroes | 1 | -1 | -1 | 30 | 30 | 20 | 20 | 20 | 20 | 30 | 40 | 40 | 30 | 30 | 30 | 30 | 20 | 20 | 20 | 20 | 20 | 50 | 70 | 80 | 60 | 50 | 30 | Motel Plugs Sun
715 | -1 | -1 | 0.25 | 0.125 | 0 | 0 | 0.125 | 0.375 | 0.625 | 1 | 0.75 | 0.5 | 0.5 | 0.375 | 0.5 | 0.375 | 0.25 | 0.25 | 0.25 | 0.25 | 0.5 | 0.75 | 0.75 | 0.75 | 0.75 | 0.5 | ; | Motel DHW WD |  |  |  |  | 715 | 10 | 90 | 1 | A90.1-F-Htl-HW-WD | 0 | Cst-Zeroes | 0 | Cst-Zeroes | 1 | -1 | -1 | 30 | 20 | 10 | 10 | 20 | 40 | 60 | 90 | 70 | 50 | 50 | 40 | 50 | 40 | 30 | 30 | 30 | 30 | 50 | 70 | 70 | 70 | 70 | 50 | Motel DHW WD
716 | -1 | -1 | 0.28571 | 0.14286 | 0 | 0 | 0.14286 | 0.42857 | 0.57143 | 1 | 0.71429 | 0.57143 | 0.57143 | 0.57143 | 0.57143 | 0.57143 | 0.42857 | 0.28571 | 0.28571 | 0.28571 | 0.57143 | 0.85714 | 0.85714 | 0.85714 | 0.85714 | 0.57143 | ; | Motel DHW Sat |  |  |  |  | 716 | 10 | 80 | 1 | A90.1-F-Htl-HW-Sat | 0 | Cst-Zeroes | 0 | Cst-Zeroes | 1 | -1 | -1 | 30 | 20 | 10 | 10 | 20 | 40 | 50 | 80 | 60 | 50 | 50 | 50 | 50 | 50 | 40 | 30 | 30 | 30 | 50 | 70 | 70 | 70 | 70 | 50 | Motel DHW Sat
717 | -1 | -1 | 0.25 | 0.125 | 0 | 0 | 0.125 | 0.375 | 0.375 | 0.625 | 1 | 0.75 | 0.5 | 0.5 | 0.5 | 0.375 | 0.25 | 0.25 | 0.25 | 0.25 | 0.375 | 0.625 | 0.625 | 0.625 | 0.625 | 0.5 | ; | Motel DHW Sun |  |  |  |  | 717 | 10 | 90 | 1 | A90.1-F-Htl-HW-Sun | 0 | Cst-Zeroes | 0 | Cst-Zeroes | 1 | -1 | -1 | 30 | 20 | 10 | 10 | 20 | 40 | 40 | 60 | 90 | 70 | 50 | 50 | 50 | 40 | 30 | 30 | 30 | 30 | 40 | 60 | 60 | 60 | 60 | 50 | Motel DHW Sun
718 | -1 | -1 | 0.040881 | 0.040881 | 0.040881 | 0.040881 | 0.25314 | 0.46541 | 0.23742 | 0.14308 | 0.072327 | 0 | 0.056604 | 0.15566 | 0.26887 | 0.12736 | 0.014151 | 0.20597 | 0.57547 | 1 | 0.57547 | 0.23742 | 0.11006 | 0.033019 | 0.040881 | 0.040881 | ; | Motel Cook WD |  |  |  |  | 718 | 1.9 | 65.5 | 0.9 | Cst-Gen-3MealCk-WD | 0.05 | A90.1-F-Htl-Occ-WD | 0.05 | Cst-Zeroes | 1 | -1 | -1 | 4.5 | 4.5 | 4.5 | 4.5 | 18 | 31.5 | 17 | 11 | 6.5 | 1.9 | 5.5 | 11.8 | 19 | 10 | 2.8 | 15 | 38.5 | 65.5 | 38.5 | 17 | 8.9 | 4 | 4.5 | 4.5 | Motel Cook WD
719 | -1 | -1 | 0.015267 | 0.015267 | 0.015267 | 0.015267 | 0.015267 | 0.015267 | 0.072519 | 0.20229 | 0.49237 | 0.18702 | 0.041985 | 0.14351 | 0.20153 | 0.1145 | 0.041985 | 0.25954 | 0.54962 | 1 | 0.57252 | 0.35496 | 0.1374 | 0.072519 | 0 | 0 | ; | Motel Cook Sat |  |  |  |  | 719 | 3.5 | 69 | 0.95 | Cst-Gen-3MealCk-WEH | 0.05 | A90.1-F-Htl-Occ-Sat | 0 | Cst-Zeroes | 1 | -1 | -1 | 4.5 | 4.5 | 4.5 | 4.5 | 4.5 | 4.5 | 8.25 | 16.75 | 35.75 | 15.75 | 6.25 | 12.9 | 16.7 | 11 | 6.25 | 20.5 | 39.5 | 69 | 41 | 26.75 | 12.5 | 8.25 | 3.5 | 3.5 | Motel Cook Sat
720 | -1 | -1 | 0 | 0 | 0 | 0 | 0 | 0 | 0.073529 | 0.22059 | 0.4951 | 0.20098 | 0.053922 | 0.13725 | 0.19608 | 0.098039 | 0.02451 | 0.2451 | 0.54902 | 1 | 0.55882 | 0.35784 | 0.13725 | 0.083333 | 0.0098039 | 0.0098039 | ; | Motel Cook Sun |  |  |  |  | 720 | 3.5 | 54.5 | 0.75 | Cst-Gen-3MealCk-WEH | 0.05 | A90.1-F-Htl-Occ-Sun | 0.2 | Cst-Zeroes | 1 | -1 | -1 | 3.5 | 3.5 | 3.5 | 3.5 | 3.5 | 3.5 | 7.25 | 14.75 | 28.75 | 13.75 | 6.25 | 10.5 | 13.5 | 8.5 | 4.75 | 16 | 31.5 | 54.5 | 32 | 21.75 | 10.5 | 7.75 | 4 | 4 | Motel Cook Sun
721 | -1 | -1 | 0.38889 | 0.38889 | 0.28571 | 0.28571 | 0.28571 | 0.38889 | 0.48413 | 0.42063 | 0.31746 | 0.20635 | 0.10317 | 0 | 0 | 0 | 0 | 0.055556 | 0.16667 | 0.16667 | 0.57937 | 0.89683 | 1 | 0.95238 | 0.80159 | 0.49206 | ; | Motel Other WD |  |  |  |  | 721 | 20 | 83 | 0.35 | A90.1-F-Htl-Occ-WD | 0.65 | A90.1-F-Htl-Plg-WD | 0 | Cst-Zeroes | 1 | -1 | -1 | 44.5 | 44.5 | 38 | 38 | 38 | 44.5 | 50.5 | 46.5 | 40 | 33 | 26.5 | 20 | 20 | 20 | 20 | 23.5 | 30.5 | 30.5 | 56.5 | 76.5 | 83 | 80 | 70.5 | 51 | Motel Other WD
722 | -1 | -1 | 0.45161 | 0.45161 | 0.31183 | 0.31183 | 0.31183 | 0.31183 | 0.44086 | 0.29032 | 0.43011 | 0.27957 | 0.13978 | 0 | 0 | 0 | 0 | 0 | 0 | 0.15054 | 0.78495 | 0.92473 | 0.92473 | 1 | 0.86022 | 0.44086 | ; | Motel Other Sat |  |  |  |  | 722 | 23.5 | 70 | 0.35 | A90.1-F-Htl-Occ-Sat | 0.65 | A90.1-F-Htl-Plg-Sat | 0 | Cst-Zeroes | 1 | -1 | -1 | 44.5 | 44.5 | 38 | 38 | 38 | 38 | 44 | 37 | 43.5 | 36.5 | 30 | 23.5 | 23.5 | 23.5 | 23.5 | 23.5 | 23.5 | 30.5 | 60 | 66.5 | 66.5 | 70 | 63.5 | 44 | Motel Other Sat
723 | -1 | -1 | 0.45283 | 0.45283 | 0.33019 | 0.33019 | 0.33019 | 0.33019 | 0.45283 | 0.57547 | 0.4434 | 0.32075 | 0.32075 | 0.18868 | 0.18868 | 0 | 0 | 0 | 0.066038 | 0.13208 | 0.5 | 0.87736 | 1 | 0.88679 | 0.76415 | 0.51887 | ; | Motel Other Sun |  |  |  |  | 723 | 20 | 73 | 0.35 | A90.1-F-Htl-Occ-Sun | 0.65 | A90.1-F-Htl-Plg-Sun | 0 | Cst-Zeroes | 1 | -1 | -1 | 44 | 44 | 37.5 | 37.5 | 37.5 | 37.5 | 44 | 50.5 | 43.5 | 37 | 37 | 30 | 30 | 20 | 20 | 20 | 23.5 | 27 | 46.5 | 66.5 | 73 | 67 | 60.5 | 47.5 | Motel Other Sun
;
800 | -1 | -1 | 1 | 1 | 1 | 1 | 1 | 1 | 0.71429 | 0.28571 | 0.28571 | 0 | 0 | 0 | 0 | 0 | 0 | 0.14286 | 0.42857 | 0.42857 | 0.42857 | 0.71429 | 0.71429 | 0.85714 | 1 | 1 | ; | Hotel Occup WD |  |  |  |  | 800 | 20 | 90 | 1 | A90.1-F-Htl-Occ-WD | 0 | Cst-Zeroes | 0 | Cst-Zeroes | 1 | -1 | -1 | 90 | 90 | 90 | 90 | 90 | 90 | 70 | 40 | 40 | 20 | 20 | 20 | 20 | 20 | 20 | 30 | 50 | 50 | 50 | 70 | 70 | 80 | 90 | 90 | Hotel Occup WD
801 | -1 | -1 | 1 | 1 | 1 | 1 | 1 | 1 | 0.66667 | 0.33333 | 0.33333 | 0 | 0 | 0 | 0 | 0 | 0 | 0 | 0 | 0.33333 | 0.5 | 0.5 | 0.5 | 0.66667 | 0.66667 | 0.66667 | ; | Hotel Occup Sat |  |  |  |  | 801 | 30 | 90 | 1 | A90.1-F-Htl-Occ-Sat | 0 | Cst-Zeroes | 0 | Cst-Zeroes | 1 | -1 | -1 | 90 | 90 | 90 | 90 | 90 | 90 | 70 | 50 | 50 | 30 | 30 | 30 | 30 | 30 | 30 | 30 | 30 | 50 | 60 | 60 | 60 | 70 | 70 | 70 | Hotel Occup Sat
802 | -1 | -1 | 0.83333 | 0.83333 | 0.83333 | 0.83333 | 0.83333 | 0.83333 | 0.83333 | 0.83333 | 0.5 | 0.5 | 0.5 | 0.16667 | 0.16667 | 0 | 0 | 0 | 0.16667 | 0.33333 | 0.33333 | 0.66667 | 0.66667 | 1 | 1 | 1 | ; | Hotel Occup Sun |  |  |  |  | 802 | 20 | 80 | 1 | A90.1-F-Htl-Occ-Sun | 0 | Cst-Zeroes | 0 | Cst-Zeroes | 1 | -1 | -1 | 70 | 70 | 70 | 70 | 70 | 70 | 70 | 70 | 50 | 50 | 50 | 30 | 30 | 20 | 20 | 20 | 30 | 40 | 40 | 60 | 60 | 80 | 80 | 80 | Hotel Occup Sun
803 | -1 | -1 | 0.10619 | 0.10619 | 0 | 0 | 0 | 0.10619 | 0.31858 | 0.42478 | 0.31858 | 0.31858 | 0.21239 | 0.10619 | 0.10619 | 0.10619 | 0.18584 | 0.18584 | 0.18584 | 0.23894 | 0.68142 | 0.89381 | 1 | 0.89381 | 0.68142 | 0.29204 | ; | Hotel ILit WD |  |  |  |  | 803 | 9.75 | 94.5 | 0.9 | A90.1-F-Htl-Lt-WD | 0.15 | A90.1-I-Int-Lt-WD | 0 | Cst-Zeroes | 1.05 | -1 | -1 | 18.75 | 18.75 | 9.75 | 9.75 | 9.75 | 18.75 | 36.75 | 45.75 | 36.75 | 36.75 | 27.75 | 18.75 | 18.75 | 18.75 | 25.5 | 25.5 | 25.5 | 30 | 67.5 | 85.5 | 94.5 | 85.5 | 67.5 | 34.5 | Hotel ILit WD
804 | -1 | -1 | 0.13483 | 0.13483 | 0 | 0 | 0 | 0 | 0.26966 | 0.26966 | 0.40449 | 0.50562 | 0.37079 | 0.23596 | 0.30337 | 0.32584 | 0.32584 | 0.32584 | 0.30337 | 0.25843 | 0.8427 | 1 | 1 | 1 | 0.86517 | 0.37079 | ; | Hotel ILit Sat |  |  |  |  | 804 | 9.75 | 76.5 | 0.9 | A90.1-F-Htl-Lt-Sat | 0.15 | A90.1-I-Int-Lt-Sat | 0 | Cst-Zeroes | 1.05 | -1 | -1 | 18.75 | 18.75 | 9.75 | 9.75 | 9.75 | 9.75 | 27.75 | 27.75 | 36.75 | 43.5 | 34.5 | 25.5 | 30 | 31.5 | 31.5 | 31.5 | 30 | 27 | 66 | 76.5 | 76.5 | 76.5 | 67.5 | 34.5 | Hotel ILit Sat
805 | -1 | -1 | 0.16667 | 0.16667 | 0 | 0 | 0 | 0 | 0.16667 | 0.45833 | 0.56944 | 0.40278 | 0.40278 | 0.40278 | 0.29167 | 0 | 0 | 0 | 0 | 0 | 0.5 | 0.83333 | 1 | 0.66667 | 0.5 | 0.16667 | ; | Hotel ILit Sun |  |  |  |  | 805 | 18.75 | 72.75 | 0.9 | A90.1-F-Htl-Lt-Sun | 0.15 | A90.1-I-Int-Lt-Sun | 0 | Cst-Zeroes | 1.05 | -1 | -1 | 27.75 | 27.75 | 18.75 | 18.75 | 18.75 | 18.75 | 27.75 | 43.5 | 49.5 | 40.5 | 40.5 | 40.5 | 34.5 | 18.75 | 18.75 | 18.75 | 18.75 | 18.75 | 45.75 | 63.75 | 72.75 | 54.75 | 45.75 | 27.75 | Hotel ILit Sun
806 | -1 | -1 | 0.84 | 0.84 | 0.8 | 0.8 | 0.8 | 0.84 | 0.68 | 0.36 | 0.32 | 0.08 | 0.04 | 0 | 0 | 0 | 0 | 0.12 | 0.36 | 0.36 | 0.52 | 0.84 | 0.88 | 0.96 | 1 | 0.88 | ; | Hotel TLit WD |  |  |  |  | 806 | 20 | 82.5 | 0.75 | A90.1-F-Htl-Occ-WD | 0.25 | A90.1-F-Htl-Lt-WD | 0 | Cst-Zeroes | 1 | -1 | -1 | 72.5 | 72.5 | 70 | 70 | 70 | 72.5 | 62.5 | 42.5 | 40 | 25 | 22.5 | 20 | 20 | 20 | 20 | 27.5 | 42.5 | 42.5 | 52.5 | 72.5 | 75 | 80 | 82.5 | 75 | Hotel TLit WD
807 | -1 | -1 | 1 | 1 | 0.94444 | 0.94444 | 0.94444 | 0.94444 | 0.72222 | 0.38889 | 0.44444 | 0.11111 | 0.055556 | 0 | 0 | 0 | 0 | 0 | 0 | 0.33333 | 0.72222 | 0.77778 | 0.77778 | 0.94444 | 0.88889 | 0.72222 | ; | Hotel TLit Sat |  |  |  |  | 807 | 27.5 | 72.5 | 0.75 | A90.1-F-Htl-Occ-Sat | 0.25 | A90.1-F-Htl-Lt-Sat | 0 | Cst-Zeroes | 1 | -1 | -1 | 72.5 | 72.5 | 70 | 70 | 70 | 70 | 60 | 45 | 47.5 | 32.5 | 30 | 27.5 | 27.5 | 27.5 | 27.5 | 27.5 | 27.5 | 42.5 | 60 | 62.5 | 62.5 | 70 | 67.5 | 60 | Hotel TLit Sat
808 | -1 | -1 | 0.72727 | 0.72727 | 0.68182 | 0.68182 | 0.68182 | 0.68182 | 0.72727 | 0.77273 | 0.5 | 0.45455 | 0.45455 | 0.18182 | 0.18182 | 0 | 0 | 0 | 0.13636 | 0.27273 | 0.40909 | 0.77273 | 0.81818 | 1 | 0.95455 | 0.86364 | ; | Hotel TLit Sun |  |  |  |  | 808 | 20 | 75 | 0.75 | A90.1-F-Htl-Occ-Sun | 0.25 | A90.1-F-Htl-Lt-Sun | 0 | Cst-Zeroes | 1 | -1 | -1 | 60 | 60 | 57.5 | 57.5 | 57.5 | 57.5 | 60 | 62.5 | 47.5 | 45 | 45 | 30 | 30 | 20 | 20 | 20 | 27.5 | 35 | 42.5 | 62.5 | 65 | 75 | 72.5 | 67.5 | Hotel TLit Sun
809 | -1 | -1 | 0.013423 | 0.013423 | 0 | 0 | 0 | 0.013423 | 0.12752 | 0.78523 | 1 | 0.97315 | 0.95973 | 0.48993 | 0.48993 | 0.94631 | 0.94631 | 0.95973 | 0.75839 | 0.30201 | 0.12752 | 0.18121 | 0.19463 | 0.19463 | 0.067114 | 0.026846 | ; | Hotel OffEq WD |  |  |  |  | 809 | 10 | 84.5 | 0.1 | A90.1-F-Htl-Plg-WD | 0.85 | A90.1-A-Off-Occ-WD | 0.1 | A90.1-F-Htl-Occ-WD | 1.05 | -1 | -1 | 11 | 11 | 10 | 10 | 10 | 11 | 19.5 | 68.5 | 84.5 | 82.5 | 81.5 | 46.5 | 46.5 | 80.5 | 80.5 | 81.5 | 66.5 | 32.5 | 19.5 | 23.5 | 24.5 | 24.5 | 15 | 12 | Hotel OffEq WD
810 | -1 | -1 | 0.66667 | 0.66667 | 0.55556 | 0.55556 | 0.55556 | 0.55556 | 0.55556 | 0.33333 | 0.44444 | 0.22222 | 0.11111 | 0 | 0 | 0 | 0 | 0 | 0 | 0.22222 | 0.77778 | 0.88889 | 0.88889 | 1 | 0.88889 | 0.55556 | ; | Hotel OffEq Sat |  |  |  |  | 810 | 5 | 14 | 0.1 | A90.1-F-Htl-Plg-Sat | 0.85 | A90.1-A-Off-Occ-Sat | 0.1 | A90.1-F-Htl-Occ-Sat | 1.05 | -1 | -1 | 11 | 11 | 10 | 10 | 10 | 10 | 10 | 8 | 9 | 7 | 6 | 5 | 5 | 5 | 5 | 5 | 5 | 7 | 12 | 13 | 13 | 14 | 13 | 10 | Hotel OffEq Sat
811 | -1 | -1 | 0.6 | 0.6 | 0.5 | 0.5 | 0.5 | 0.5 | 0.6 | 0.7 | 0.5 | 0.4 | 0.4 | 0.2 | 0.2 | 0 | 0 | 0 | 0.1 | 0.2 | 0.5 | 0.9 | 1 | 1 | 0.9 | 0.7 | ; | Hotel OffEq Sun |  |  |  |  | 811 | 4 | 14 | 0.1 | A90.1-F-Htl-Plg-Sun | 0.85 | A90.1-A-Off-Occ-Sun | 0.1 | A90.1-F-Htl-Occ-Sun | 1.05 | -1 | -1 | 10 | 10 | 9 | 9 | 9 | 9 | 10 | 11 | 9 | 8 | 8 | 6 | 6 | 4 | 4 | 4 | 5 | 6 | 9 | 13 | 14 | 14 | 13 | 11 | Hotel OffEq Sun
812 | -1 | -1 | 0.125 | 0.125 | 0 | 0 | 0 | 0.125 | 0.375 | 0.5 | 0.375 | 0.375 | 0.25 | 0.125 | 0.125 | 0.125 | 0.125 | 0.125 | 0.125 | 0.125 | 0.625 | 0.875 | 1 | 0.875 | 0.625 | 0.25 | ; | Hotel Plugs WD |  |  |  |  | 812 | 10 | 90 | 1 | A90.1-F-Htl-Plg-WD | 0 | Cst-Zeroes | 0 | Cst-Zeroes | 1 | -1 | -1 | 20 | 20 | 10 | 10 | 10 | 20 | 40 | 50 | 40 | 40 | 30 | 20 | 20 | 20 | 20 | 20 | 20 | 20 | 60 | 80 | 90 | 80 | 60 | 30 | Hotel Plugs WD
813 | -1 | -1 | 0.16667 | 0.16667 | 0 | 0 | 0 | 0 | 0.33333 | 0.33333 | 0.5 | 0.5 | 0.33333 | 0.16667 | 0.16667 | 0.16667 | 0.16667 | 0.16667 | 0.16667 | 0.16667 | 0.83333 | 1 | 1 | 1 | 0.83333 | 0.33333 | ; | Hotel Plugs Sat |  |  |  |  | 813 | 10 | 70 | 1 | A90.1-F-Htl-Plg-Sat | 0 | Cst-Zeroes | 0 | Cst-Zeroes | 1 | -1 | -1 | 20 | 20 | 10 | 10 | 10 | 10 | 30 | 30 | 40 | 40 | 30 | 20 | 20 | 20 | 20 | 20 | 20 | 20 | 60 | 70 | 70 | 70 | 60 | 30 | Hotel Plugs Sat
814 | -1 | -1 | 0.16667 | 0.16667 | 0 | 0 | 0 | 0 | 0.16667 | 0.33333 | 0.33333 | 0.16667 | 0.16667 | 0.16667 | 0.16667 | 0 | 0 | 0 | 0 | 0 | 0.5 | 0.83333 | 1 | 0.66667 | 0.5 | 0.16667 | ; | Hotel Plugs Sun |  |  |  |  | 814 | 20 | 80 | 1 | A90.1-F-Htl-Plg-Sun | 0 | Cst-Zeroes | 0 | Cst-Zeroes | 1 | -1 | -1 | 30 | 30 | 20 | 20 | 20 | 20 | 30 | 40 | 40 | 30 | 30 | 30 | 30 | 20 | 20 | 20 | 20 | 20 | 50 | 70 | 80 | 60 | 50 | 30 | Hotel Plugs Sun
815 | -1 | -1 | 0.25 | 0.125 | 0 | 0 | 0.125 | 0.375 | 0.625 | 1 | 0.75 | 0.5 | 0.5 | 0.375 | 0.5 | 0.375 | 0.25 | 0.25 | 0.25 | 0.25 | 0.5 | 0.75 | 0.75 | 0.75 | 0.75 | 0.5 | ; | Hotel DHW WD |  |  |  |  | 815 | 10 | 90 | 1 | A90.1-F-Htl-HW-WD | 0 | Cst-Zeroes | 0 | Cst-Zeroes | 1 | -1 | -1 | 30 | 20 | 10 | 10 | 20 | 40 | 60 | 90 | 70 | 50 | 50 | 40 | 50 | 40 | 30 | 30 | 30 | 30 | 50 | 70 | 70 | 70 | 70 | 50 | Hotel DHW WD
816 | -1 | -1 | 0.28571 | 0.14286 | 0 | 0 | 0.14286 | 0.42857 | 0.57143 | 1 | 0.71429 | 0.57143 | 0.57143 | 0.57143 | 0.57143 | 0.57143 | 0.42857 | 0.28571 | 0.28571 | 0.28571 | 0.57143 | 0.85714 | 0.85714 | 0.85714 | 0.85714 | 0.57143 | ; | Hotel DHW Sat |  |  |  |  | 816 | 10 | 80 | 1 | A90.1-F-Htl-HW-Sat | 0 | Cst-Zeroes | 0 | Cst-Zeroes | 1 | -1 | -1 | 30 | 20 | 10 | 10 | 20 | 40 | 50 | 80 | 60 | 50 | 50 | 50 | 50 | 50 | 40 | 30 | 30 | 30 | 50 | 70 | 70 | 70 | 70 | 50 | Hotel DHW Sat
817 | -1 | -1 | 0.25 | 0.125 | 0 | 0 | 0.125 | 0.375 | 0.375 | 0.625 | 1 | 0.75 | 0.5 | 0.5 | 0.5 | 0.375 | 0.25 | 0.25 | 0.25 | 0.25 | 0.375 | 0.625 | 0.625 | 0.625 | 0.625 | 0.5 | ; | Hotel DHW Sun |  |  |  |  | 817 | 10 | 90 | 1 | A90.1-F-Htl-HW-Sun | 0 | Cst-Zeroes | 0 | Cst-Zeroes | 1 | -1 | -1 | 30 | 20 | 10 | 10 | 20 | 40 | 40 | 60 | 90 | 70 | 50 | 50 | 50 | 40 | 30 | 30 | 30 | 30 | 40 | 60 | 60 | 60 | 60 | 50 | Hotel DHW Sun
818 | -1 | -1 | 0.035461 | 0.035461 | 0.035461 | 0.035461 | 0.24823 | 0.46099 | 0.23404 | 0.14184 | 0.070922 | 0 | 0.056738 | 0.15603 | 0.2695 | 0.12766 | 0.014184 | 0.20567 | 0.57447 | 1 | 0.57447 | 0.23404 | 0.10638 | 0.028369 | 0.035461 | 0.035461 | ; | Hotel Cook WD |  |  |  |  | 818 | 2 | 72.5 | 1 | Cst-Gen-3MealCk-WD | 0.05 | A90.1-F-Htl-Occ-WD | 0 | Cst-Zeroes | 1.05 | -1 | -1 | 4.5 | 4.5 | 4.5 | 4.5 | 19.5 | 34.5 | 18.5 | 12 | 7 | 2 | 6 | 13 | 21 | 11 | 3 | 16.5 | 42.5 | 72.5 | 42.5 | 18.5 | 9.5 | 4 | 4.5 | 4.5 | Hotel Cook WD
819 | -1 | -1 | 0.013793 | 0.013793 | 0.013793 | 0.013793 | 0.013793 | 0.013793 | 0.072414 | 0.20345 | 0.4931 | 0.18966 | 0.044828 | 0.14621 | 0.20414 | 0.11724 | 0.044828 | 0.26207 | 0.55172 | 1 | 0.57241 | 0.35517 | 0.13793 | 0.072414 | 0 | 0 | ; | Hotel Cook Sat |  |  |  |  | 819 | 3.5 | 76 | 1.05 | Cst-Gen-3MealCk-WEH | 0.05 | A90.1-F-Htl-Occ-Sat | 0 | Cst-Zeroes | 1.1 | -1 | -1 | 4.5 | 4.5 | 4.5 | 4.5 | 4.5 | 4.5 | 8.75 | 18.25 | 39.25 | 17.25 | 6.75 | 14.1 | 18.3 | 12 | 6.75 | 22.5 | 43.5 | 76 | 45 | 29.25 | 13.5 | 8.75 | 3.5 | 3.5 | Hotel Cook Sat
820 | -1 | -1 | 0 | 0 | 0 | 0 | 0 | 0 | 0.073276 | 0.21983 | 0.49569 | 0.20259 | 0.056034 | 0.14138 | 0.2 | 0.10345 | 0.030172 | 0.25 | 0.55172 | 1 | 0.56034 | 0.35776 | 0.13793 | 0.081897 | 0.0086207 | 0.0086207 | ; | Hotel Cook Sun |  |  |  |  | 820 | 3.5 | 61.5 | 0.85 | Cst-Gen-3MealCk-WEH | 0.05 | A90.1-F-Htl-Occ-Sun | 0.1 | Cst-Zeroes | 1 | -1 | -1 | 3.5 | 3.5 | 3.5 | 3.5 | 3.5 | 3.5 | 7.75 | 16.25 | 32.25 | 15.25 | 6.75 | 11.7 | 15.1 | 9.5 | 5.25 | 18 | 35.5 | 61.5 | 36 | 24.25 | 11.5 | 8.25 | 4 | 4 | Hotel Cook Sun
821 | -1 | -1 | 0.38889 | 0.38889 | 0.28571 | 0.28571 | 0.28571 | 0.38889 | 0.48413 | 0.42063 | 0.31746 | 0.20635 | 0.10317 | 0 | 0 | 0 | 0 | 0.055556 | 0.16667 | 0.16667 | 0.57937 | 0.89683 | 1 | 0.95238 | 0.80159 | 0.49206 | ; | Hotel Other WD |  |  |  |  | 821 | 20 | 83 | 0.35 | A90.1-F-Htl-Occ-WD | 0.65 | A90.1-F-Htl-Plg-WD | 0 | Cst-Zeroes | 1 | -1 | -1 | 44.5 | 44.5 | 38 | 38 | 38 | 44.5 | 50.5 | 46.5 | 40 | 33 | 26.5 | 20 | 20 | 20 | 20 | 23.5 | 30.5 | 30.5 | 56.5 | 76.5 | 83 | 80 | 70.5 | 51 | Hotel Other WD
822 | -1 | -1 | 0.45161 | 0.45161 | 0.31183 | 0.31183 | 0.31183 | 0.31183 | 0.44086 | 0.29032 | 0.43011 | 0.27957 | 0.13978 | 0 | 0 | 0 | 0 | 0 | 0 | 0.15054 | 0.78495 | 0.92473 | 0.92473 | 1 | 0.86022 | 0.44086 | ; | Hotel Other Sat |  |  |  |  | 822 | 23.5 | 70 | 0.35 | A90.1-F-Htl-Occ-Sat | 0.65 | A90.1-F-Htl-Plg-Sat | 0 | Cst-Zeroes | 1 | -1 | -1 | 44.5 | 44.5 | 38 | 38 | 38 | 38 | 44 | 37 | 43.5 | 36.5 | 30 | 23.5 | 23.5 | 23.5 | 23.5 | 23.5 | 23.5 | 30.5 | 60 | 66.5 | 66.5 | 70 | 63.5 | 44 | Hotel Other Sat
823 | -1 | -1 | 0.45283 | 0.45283 | 0.33019 | 0.33019 | 0.33019 | 0.33019 | 0.45283 | 0.57547 | 0.4434 | 0.32075 | 0.32075 | 0.18868 | 0.18868 | 0 | 0 | 0 | 0.066038 | 0.13208 | 0.5 | 0.87736 | 1 | 0.88679 | 0.76415 | 0.51887 | ; | Hotel Other Sun |  |  |  |  | 823 | 20 | 73 | 0.35 | A90.1-F-Htl-Occ-Sun | 0.65 | A90.1-F-Htl-Plg-Sun | 0 | Cst-Zeroes | 1 | -1 | -1 | 44 | 44 | 37.5 | 37.5 | 37.5 | 37.5 | 44 | 50.5 | 43.5 | 37 | 37 | 30 | 30 | 20 | 20 | 20 | 23.5 | 27 | 46.5 | 66.5 | 73 | 67 | 60.5 | 47.5 | Hotel Other Sun
;
900 | -1 | -1 | 1 | 1 | 1 | 1 | 1 | 1 | 0.66667 | 0.16667 | 0 | 0 | 0 | 0 | 0 | 0 | 0 | 0 | 0.33333 | 1 | 1 | 1 | 1 | 1 | 1 | 1 | ; | SFamily Occup WD |  |  | ACM-Res Shapes |  | 900 | 30 | 90 | 1 | A90.1-G-MFm-Occ-WD | 0 | Cst-Zeroes | 0 | Cst-Zeroes | 1 | -1 | -1 | 90 | 90 | 90 | 90 | 90 | 90 | 70 | 40 | 30 | 30 | 30 | 30 | 30 | 30 | 30 | 30 | 50 | 90 | 90 | 90 | 90 | 90 | 90 | 90 | SFamily Occup WD
901 | -1 | -1 | 1 | 1 | 1 | 1 | 1 | 1 | 0.5 | 0 | 0 | 0 | 0 | 0 | 0 | 0 | 0 | 0 | 0.5 | 1 | 1 | 1 | 1 | 1 | 1 | 1 | ; | SFamily Occup Sat |  |  | seem unreasonable, |  | 901 | 50 | 90 | 1 | A90.1-G-MFm-Occ-Sat | 0 | Cst-Zeroes | 0 | Cst-Zeroes | 1 | -1 | -1 | 90 | 90 | 90 | 90 | 90 | 90 | 70 | 50 | 50 | 50 | 50 | 50 | 50 | 50 | 50 | 50 | 70 | 90 | 90 | 90 | 90 | 90 | 90 | 90 | SFamily Occup Sat
902 | -1 | -1 | 1 | 1 | 1 | 1 | 1 | 1 | 0.5 | 0 | 0 | 0 | 0 | 0 | 0 | 0 | 0 | 0 | 0.5 | 1 | 1 | 1 | 1 | 1 | 1 | 1 | ; | SFamily Occup Sun |  |  | so MFam shapes |  | 902 | 50 | 90 | 1 | A90.1-G-MFm-Occ-Sun | 0 | Cst-Zeroes | 0 | Cst-Zeroes | 1 | -1 | -1 | 90 | 90 | 90 | 90 | 90 | 90 | 70 | 50 | 50 | 50 | 50 | 50 | 50 | 50 | 50 | 50 | 70 | 90 | 90 | 90 | 90 | 90 | 90 | 90 | SFamily Occup Sun
903 | -1 | -1 | 0 | 0 | 0 | 0 | 0 | 0.22222 | 0.55556 | 0.55556 | 0 | 0 | 0 | 0 | 0 | 0 | 0 | 0 | 0 | 0 | 1 | 1 | 1 | 0.88889 | 0.66667 | 0.33333 | ; | SFamily ILit WD |  |  | used here instead |  | 903 | 0 | 90 | 1 | A90.1-G-MFm-Lt-WD | 0 | Cst-Zeroes | 0 | Cst-Zeroes | 1 | -1 | -1 | 0 | 0 | 0 | 0 | 0 | 20 | 50 | 50 | 0 | 0 | 0 | 0 | 0 | 0 | 0 | 0 | 0 | 0 | 90 | 90 | 90 | 80 | 60 | 30 | SFamily ILit WD
904 | -1 | -1 | 0 | 0 | 0 | 0 | 0 | 0.22222 | 0.55556 | 0.55556 | 0 | 0 | 0 | 0 | 0 | 0 | 0 | 0 | 0 | 0 | 1 | 1 | 1 | 0.88889 | 0.66667 | 0.33333 | ; | SFamily ILit Sat |  |  |  |  | 904 | 0 | 90 | 1 | A90.1-G-MFm-Lt-Sat | 0 | Cst-Zeroes | 0 | Cst-Zeroes | 1 | -1 | -1 | 0 | 0 | 0 | 0 | 0 | 20 | 50 | 50 | 0 | 0 | 0 | 0 | 0 | 0 | 0 | 0 | 0 | 0 | 90 | 90 | 90 | 80 | 60 | 30 | SFamily ILit Sat
905 | -1 | -1 | 0 | 0 | 0 | 0 | 0 | 0.22222 | 0.55556 | 0.55556 | 0 | 0 | 0 | 0 | 0 | 0 | 0 | 0 | 0 | 0 | 1 | 1 | 1 | 0.88889 | 0.66667 | 0.33333 | ; | SFamily ILit Sun |  |  |  |  | 905 | 0 | 90 | 1 | A90.1-G-MFm-Lt-Sun | 0 | Cst-Zeroes | 0 | Cst-Zeroes | 1 | -1 | -1 | 0 | 0 | 0 | 0 | 0 | 20 | 50 | 50 | 0 | 0 | 0 | 0 | 0 | 0 | 0 | 0 | 0 | 0 | 90 | 90 | 90 | 80 | 60 | 30 | SFamily ILit Sun
906 | -1 | -1 | 0 | 0 | 0 | 0 | 0 | 0 | 0.85714 | 0.85714 | 0.28571 | 0.28571 | 0.28571 | 0.28571 | 0.28571 | 0.28571 | 0.28571 | 0.42857 | 0 | 1 | 1 | 0.71429 | 0.42857 | 0.42857 | 0.42857 | 0.14286 | ; | SFamily Plugs WD |  |  |  |  | 906 | 20 | 90 | 1 | A90.1-G-MFm-Plg-WD | 0 | Cst-Zeroes | 0 | Cst-Zeroes | 1 | -1 | -1 | 20 | 20 | 20 | 20 | 20 | 20 | 80 | 80 | 40 | 40 | 40 | 40 | 40 | 40 | 40 | 50 | 20 | 90 | 90 | 70 | 50 | 50 | 50 | 30 | SFamily Plugs WD
907 | -1 | -1 | 0 | 0 | 0 | 0 | 0 | 0 | 0.85714 | 0.85714 | 0.28571 | 0.28571 | 0.28571 | 0.28571 | 0.28571 | 0.28571 | 0.28571 | 0.42857 | 0 | 1 | 1 | 0.71429 | 0.42857 | 0.42857 | 0.42857 | 0.14286 | ; | SFamily Plugs Sat |  |  |  |  | 907 | 20 | 90 | 1 | A90.1-G-MFm-Plg-Sat | 0 | Cst-Zeroes | 0 | Cst-Zeroes | 1 | -1 | -1 | 20 | 20 | 20 | 20 | 20 | 20 | 80 | 80 | 40 | 40 | 40 | 40 | 40 | 40 | 40 | 50 | 20 | 90 | 90 | 70 | 50 | 50 | 50 | 30 | SFamily Plugs Sat
908 | -1 | -1 | 0 | 0 | 0 | 0 | 0 | 0 | 0.85714 | 0.85714 | 0.28571 | 0.28571 | 0.28571 | 0.28571 | 0.28571 | 0.28571 | 0.28571 | 0.42857 | 0 | 1 | 1 | 0.71429 | 0.42857 | 0.42857 | 0.42857 | 0.14286 | ; | SFamily Plugs Sun |  |  |  |  | 908 | 20 | 90 | 1 | A90.1-G-MFm-Plg-Sun | 0 | Cst-Zeroes | 0 | Cst-Zeroes | 1 | -1 | -1 | 20 | 20 | 20 | 20 | 20 | 20 | 80 | 80 | 40 | 40 | 40 | 40 | 40 | 40 | 40 | 50 | 20 | 90 | 90 | 70 | 50 | 50 | 50 | 30 | SFamily Plugs Sun
909 | -1 | -1 | 0 | 0 | 0 | 0 | 0 | 0.2 | 1 | 0.86667 | 0.6 | 0.46667 | 0.2 | 0.2 | 0.2 | 0.33333 | 0.6 | 0.6 | 0.86667 | 0.86667 | 0.46667 | 0.46667 | 0.2 | 0.2 | 0.066667 | 0.066667 | ; | SFamily DHW WD |  |  |  |  | 909 | 5 | 80 | 1 | A90.1-G-MFm-HW-WD | 0 | Cst-Zeroes | 0 | Cst-Zeroes | 1 | -1 | -1 | 5 | 5 | 5 | 5 | 5 | 20 | 80 | 70 | 50 | 40 | 20 | 20 | 20 | 30 | 50 | 50 | 70 | 70 | 40 | 40 | 20 | 20 | 10 | 10 | SFamily DHW WD
910 | -1 | -1 | 0 | 0 | 0 | 0 | 0 | 0 | 0.17647 | 0.52941 | 0.52941 | 0.52941 | 0.29412 | 0.29412 | 0.29412 | 0.29412 | 0.76471 | 1 | 0.76471 | 0.76471 | 0.64706 | 0.52941 | 0.41176 | 0.29412 | 0.17647 | 0.058824 | ; | SFamily DHW Sat |  |  |  |  | 910 | 5 | 90 | 1 | A90.1-G-MFm-HW-Sat | 0 | Cst-Zeroes | 0 | Cst-Zeroes | 1 | -1 | -1 | 5 | 5 | 5 | 5 | 5 | 5 | 20 | 50 | 50 | 50 | 30 | 30 | 30 | 30 | 70 | 90 | 70 | 70 | 60 | 50 | 40 | 30 | 20 | 10 | SFamily DHW Sat
911 | -1 | -1 | 0 | 0 | 0 | 0 | 0 | 0 | 0 | 0.23077 | 0.38462 | 0.38462 | 0.23077 | 0.23077 | 0.38462 | 0.53846 | 0.69231 | 0.84615 | 1 | 0.53846 | 0.38462 | 0.23077 | 0.23077 | 0.23077 | 0.23077 | 0.076923 | ; | SFamily DHW Sun |  |  |  |  | 911 | 5 | 70 | 1 | A90.1-G-MFm-HW-Sun | 0 | Cst-Zeroes | 0 | Cst-Zeroes | 1 | -1 | -1 | 5 | 5 | 5 | 5 | 5 | 5 | 5 | 20 | 30 | 30 | 20 | 20 | 30 | 40 | 50 | 60 | 70 | 40 | 30 | 20 | 20 | 20 | 20 | 10 | SFamily DHW Sun
912 | -1 | -1 | 0 | 0 | 0 | 0 | 0.2 | 0.4 | 0.3 | 0.2 | 0.1 | 0.02 | 0.1 | 0.16 | 0.24 | 0.14 | 0.04 | 0.3 | 0.6 | 1 | 0.6 | 0.24 | 0.12 | 0.04 | 0.02 | 0.02 | ; | SFamily Cook WD |  |  |  |  | 912 | 0 | 50 | 1 | Cst-MF-Ck-WD | 0 | Cst-Zeroes | 0 | Cst-Zeroes | 1 | -1 | -1 | 0 | 0 | 0 | 0 | 10 | 20 | 15 | 10 | 5 | 1 | 5 | 8 | 12 | 7 | 2 | 15 | 30 | 50 | 30 | 12 | 6 | 2 | 1 | 1 | SFamily Cook WD
913 | -1 | -1 | 0 | 0 | 0 | 0 | 0.028571 | 0.042857 | 0.071429 | 0.14286 | 0.35714 | 0.21429 | 0.071429 | 0.17143 | 0.22857 | 0.14286 | 0.071429 | 0.28571 | 0.5 | 1 | 0.57143 | 0.34286 | 0.14286 | 0.071429 | 0.028571 | 0.028571 | ; | SFamily Cook Sat |  |  |  |  | 913 | 0 | 70 | 1 | Cst-MF-Ck-Sat | 0 | Cst-Zeroes | 0 | Cst-Zeroes | 1 | -1 | -1 | 0 | 0 | 0 | 0 | 2 | 3 | 5 | 10 | 25 | 15 | 5 | 12 | 16 | 10 | 5 | 20 | 35 | 70 | 40 | 24 | 10 | 5 | 2 | 2 | SFamily Cook Sat
914 | -1 | -1 | 0 | 0 | 0 | 0 | 0.028571 | 0.042857 | 0.071429 | 0.14286 | 0.35714 | 0.28571 | 0.14286 | 0.17143 | 0.22857 | 0.14286 | 0.071429 | 0.35714 | 0.57143 | 1 | 0.57143 | 0.28571 | 0.11429 | 0.028571 | 0.014286 | 0.014286 | ; | SFamily Cook Sun |  |  |  |  | 914 | 0 | 70 | 1 | Cst-MF-Ck-Sun | 0 | Cst-Zeroes | 0 | Cst-Zeroes | 1 | -1 | -1 | 0 | 0 | 0 | 0 | 2 | 3 | 5 | 10 | 25 | 20 | 10 | 12 | 16 | 10 | 5 | 25 | 40 | 70 | 40 | 20 | 8 | 2 | 1 | 1 | SFamily Cook Sun
915 | -1 | -1 | 0 | 0 | 0 | 0 | 0 | 0.125 | 0.6875 | 0.6875 | 0.125 | 0.125 | 0.125 | 0.125 | 0.125 | 0.125 | 0.125 | 0.1875 | 0 | 0.4375 | 1 | 0.875 | 0.75 | 0.6875 | 0.5625 | 0.25 | ; | SFamily Other WD |  |  |  |  | 915 | 10 | 90 | 0.5 | A90.1-G-MFm-Lt-WD | 0.5 | A90.1-G-MFm-Plg-WD | 0 | Cst-Zeroes | 1 | -1 | -1 | 10 | 10 | 10 | 10 | 10 | 20 | 65 | 65 | 20 | 20 | 20 | 20 | 20 | 20 | 20 | 25 | 10 | 45 | 90 | 80 | 70 | 65 | 55 | 30 | SFamily Other WD
916 | -1 | -1 | 0 | 0 | 0 | 0 | 0 | 0.125 | 0.6875 | 0.6875 | 0.125 | 0.125 | 0.125 | 0.125 | 0.125 | 0.125 | 0.125 | 0.1875 | 0 | 0.4375 | 1 | 0.875 | 0.75 | 0.6875 | 0.5625 | 0.25 | ; | SFamily Other Sat |  |  |  |  | 916 | 10 | 90 | 0.5 | A90.1-G-MFm-Lt-Sat | 0.5 | A90.1-G-MFm-Plg-Sat | 0 | Cst-Zeroes | 1 | -1 | -1 | 10 | 10 | 10 | 10 | 10 | 20 | 65 | 65 | 20 | 20 | 20 | 20 | 20 | 20 | 20 | 25 | 10 | 45 | 90 | 80 | 70 | 65 | 55 | 30 | SFamily Other Sat
917 | -1 | -1 | 0 | 0 | 0 | 0 | 0 | 0.125 | 0.6875 | 0.6875 | 0.125 | 0.125 | 0.125 | 0.125 | 0.125 | 0.125 | 0.125 | 0.1875 | 0 | 0.4375 | 1 | 0.875 | 0.75 | 0.6875 | 0.5625 | 0.25 | ; | SFamily Other Sun |  |  |  |  | 917 | 10 | 90 | 0.5 | A90.1-G-MFm-Lt-Sun | 0.5 | A90.1-G-MFm-Plg-Sun | 0 | Cst-Zeroes | 1 | -1 | -1 | 10 | 10 | 10 | 10 | 10 | 20 | 65 | 65 | 20 | 20 | 20 | 20 | 20 | 20 | 20 | 25 | 10 | 45 | 90 | 80 | 70 | 65 | 55 | 30 | SFamily Other Sun
918 | -1 | -1 | 0.33333 | 0.33333 | 0.33333 | 0.33333 | 0.33333 | 0.33333 | 0.11111 | 0 | 0 | 0 | 0 | 0 | 0 | 0 | 0 | 0 | 0 | 0.44444 | 1 | 1 | 1 | 1 | 1 | 0.66667 | ; | SFamily ELit |  |  |  |  | 918 | 0 | 90 | 1 | Cst-Res-ELit | 0 | Cst-Zeroes | 0 | Cst-Zeroes | 1 | -1 | -1 | 30 | 30 | 30 | 30 | 30 | 30 | 10 | 0 | 0 | 0 | 0 | 0 | 0 | 0 | 0 | 0 | 0 | 40 | 90 | 90 | 90 | 90 | 90 | 60 | SFamily ELit
;
1000 | 7 | 21 | 0.125 | 0 | 0 | 0 | 0 | 0.125 | 0.4375 | 0.625 | 0.5 | 0.3125 | 0.3125 | 0.625 | 0.875 | 0.625 | 0.25 | 0.25 | 0.375 | 0.8125 | 1 | 0.9375 | 0.75 | 0.5 | 0.375 | 0.25 | ; | Rst-All Occup WD |  |  |  |  | 1000 | 0 | 80 | 1 | Cst-Rst-All-Occ-WD | 0 | Cst-Zeroes | 0 | Cst-Zeroes | 1 | 7 | 21 | 10 | 0 | 0 | 0 | 0 | 10 | 35 | 50 | 40 | 25 | 25 | 50 | 70 | 50 | 20 | 20 | 30 | 65 | 80 | 75 | 60 | 40 | 30 | 20 | Rst-All Occup WD
1001 | 8 | 22 | 0.22222 | 0.11111 | 0 | 0 | 0 | 0 | 0.11111 | 0.22222 | 0.36667 | 0.44444 | 0.36667 | 0.44444 | 0.66667 | 0.44444 | 0.27778 | 0.27778 | 0.33333 | 0.55556 | 0.83333 | 1 | 0.88889 | 0.66667 | 0.44444 | 0.33333 | ; | Rst-All Occup Sat |  |  |  |  | 1001 | 0 | 90 | 1 | Cst-Rst-All-Occ-Sat | 0 | Cst-Zeroes | 0 | Cst-Zeroes | 1 | 8 | 22 | 20 | 10 | 0 | 0 | 0 | 0 | 10 | 20 | 33 | 40 | 33 | 40 | 60 | 40 | 25 | 25 | 30 | 50 | 75 | 90 | 80 | 60 | 40 | 30 | Rst-All Occup Sat
1002 | 9 | 21 | 0.23529 | 0.11765 | 0 | 0 | 0 | 0 | 0 | 0.11765 | 0.23529 | 0.47059 | 0.64706 | 0.76471 | 0.64706 | 0.47059 | 0.29412 | 0.29412 | 0.41176 | 0.82353 | 1 | 0.94118 | 0.76471 | 0.47059 | 0.35294 | 0.23529 | ; | Rst-All Occup Sun |  |  |  |  | 1002 | 0 | 85 | 1 | Cst-Rst-All-Occ-Sun | 0 | Cst-Zeroes | 0 | Cst-Zeroes | 1 | 9 | 21 | 20 | 10 | 0 | 0 | 0 | 0 | 0 | 10 | 20 | 40 | 55 | 65 | 55 | 40 | 25 | 25 | 35 | 70 | 85 | 80 | 65 | 40 | 30 | 20 | Rst-All Occup Sun
1003 | 7 | 23 | 0.5 | 0 | 0 | 0 | 0 | 0.5 | 0.75 | 1 | 1 | 1 | 1 | 1 | 1 | 1 | 1 | 1 | 1 | 1 | 1 | 1 | 1 | 1 | 1 | 0.75 | ; | Rst-All ILit WD |  |  |  |  | 1003 | 10 | 90 | 1 | Cst-Rst-All-IL-WD | 0 | Cst-Zeroes | 0 | Cst-Zeroes | 1 | 7 | 23 | 50 | 10 | 10 | 10 | 10 | 50 | 70 | 90 | 90 | 90 | 90 | 90 | 90 | 90 | 90 | 90 | 90 | 90 | 90 | 90 | 90 | 90 | 90 | 70 | Rst-All ILit WD
1004 | 8 | 24 | 0.5 | 0.5 | 0 | 0 | 0 | 0 | 0.5 | 0.75 | 1 | 1 | 1 | 1 | 1 | 1 | 1 | 1 | 1 | 1 | 1 | 1 | 1 | 1 | 1 | 1 | ; | Rst-All ILit Sat |  |  |  |  | 1004 | 10 | 90 | 1 | Cst-Rst-All-IL-Sat | 0 | Cst-Zeroes | 0 | Cst-Zeroes | 1 | 8 | 24 | 50 | 50 | 10 | 10 | 10 | 10 | 50 | 70 | 90 | 90 | 90 | 90 | 90 | 90 | 90 | 90 | 90 | 90 | 90 | 90 | 90 | 90 | 90 | 90 | Rst-All ILit Sat
1005 | 9 | 23 | 0.5 | 0.5 | 0 | 0 | 0 | 0 | 0 | 0.5 | 0.75 | 1 | 1 | 1 | 1 | 1 | 1 | 1 | 1 | 1 | 1 | 1 | 1 | 1 | 1 | 0.75 | ; | Rst-All ILit Sun |  |  |  |  | 1005 | 10 | 90 | 1 | Cst-Rst-All-IL-Sun | 0 | Cst-Zeroes | 0 | Cst-Zeroes | 1 | 9 | 23 | 50 | 50 | 10 | 10 | 10 | 10 | 10 | 50 | 70 | 90 | 90 | 90 | 90 | 90 | 90 | 90 | 90 | 90 | 90 | 90 | 90 | 90 | 90 | 70 | Rst-All ILit Sun
1006 | -1 | -1 | 0.023121 | 0 | 0 | 0 | 0 | 0.023121 | 0.17919 | 0.80347 | 0.97688 | 0.9422 | 0.9422 | 0.60694 | 0.65318 | 1 | 0.93064 | 0.93064 | 0.75723 | 0.44509 | 0.28324 | 0.27168 | 0.23699 | 0.19075 | 0.069364 | 0.046243 | ; | Rst-All OffEq WD |  |  |  |  | 1006 | 0 | 86.5 | 0.85 | A90.1-A-Off-Occ-WD | 0.2 | Cst-Rst-All-Occ-WD | 0 | Cst-Zeroes | 1.05 | -1 | -1 | 2 | 0 | 0 | 0 | 0 | 2 | 15.5 | 69.5 | 84.5 | 81.5 | 81.5 | 52.5 | 56.5 | 86.5 | 80.5 | 80.5 | 65.5 | 38.5 | 24.5 | 23.5 | 20.5 | 16.5 | 6 | 4 | Rst-All OffEq WD
1007 | -1 | -1 | 0.22222 | 0.11111 | 0 | 0 | 0 | 0 | 0.11111 | 0.22222 | 0.36667 | 0.44444 | 0.36667 | 0.44444 | 0.66667 | 0.44444 | 0.27778 | 0.27778 | 0.33333 | 0.55556 | 0.83333 | 1 | 0.88889 | 0.66667 | 0.44444 | 0.33333 | ; | Rst-All OffEq Sat |  |  |  |  | 1007 | 0 | 18 | 0.85 | A90.1-A-Off-Occ-Sat | 0.2 | Cst-Rst-All-Occ-Sat | 0 | Cst-Zeroes | 1.05 | -1 | -1 | 4 | 2 | 0 | 0 | 0 | 0 | 2 | 4 | 6.6 | 8 | 6.6 | 8 | 12 | 8 | 5 | 5 | 6 | 10 | 15 | 18 | 16 | 12 | 8 | 6 | Rst-All OffEq Sat
1008 | -1 | -1 | 0.23529 | 0.11765 | 0 | 0 | 0 | 0 | 0 | 0.11765 | 0.23529 | 0.47059 | 0.64706 | 0.76471 | 0.64706 | 0.47059 | 0.29412 | 0.29412 | 0.41176 | 0.82353 | 1 | 0.94118 | 0.76471 | 0.47059 | 0.35294 | 0.23529 | ; | Rst-All OffEq Sun |  |  |  |  | 1008 | 0 | 17 | 0.85 | A90.1-A-Off-Occ-Sun | 0.2 | Cst-Rst-All-Occ-Sun | 0 | Cst-Zeroes | 1.05 | -1 | -1 | 4 | 2 | 0 | 0 | 0 | 0 | 0 | 2 | 4 | 8 | 11 | 13 | 11 | 8 | 5 | 5 | 7 | 14 | 17 | 16 | 13 | 8 | 6 | 4 | Rst-All OffEq Sun
1009 | 6 | 24 | 0.55556 | 0.055556 | 0 | 0 | 0.055556 | 0.55556 | 0.44444 | 0.66667 | 0.55556 | 0.33333 | 0.22222 | 0.38889 | 0.66667 | 0.66667 | 0.44444 | 0.33333 | 0.33333 | 0.44444 | 0.77778 | 1 | 0.88889 | 0.83333 | 0.77778 | 0.66667 | ; | Rst-All DHW WD |  |  |  |  | 1009 | 0 | 90 | 1 | Cst-Rst-All-HW-WD | 0 | Cst-Zeroes | 0 | Cst-Zeroes | 1 | 6 | 24 | 50 | 5 | 0 | 0 | 5 | 50 | 40 | 60 | 50 | 30 | 20 | 35 | 60 | 60 | 40 | 30 | 30 | 40 | 70 | 90 | 80 | 75 | 70 | 60 | Rst-All DHW WD
1010 | 7 | 1 | 0.63158 | 0.31579 | 0.052632 | 0 | 0 | 0.052632 | 0.52632 | 0.42105 | 0.63158 | 0.52632 | 0.31579 | 0.31579 | 0.57895 | 0.57895 | 0.42105 | 0.31579 | 0.31579 | 0.36842 | 0.57895 | 0.73684 | 1 | 0.89474 | 0.78947 | 0.73684 | ; | Rst-All DHW Sat |  |  |  |  | 1010 | 0 | 95 | 1 | Cst-Rst-All-HW-Sat | 0 | Cst-Zeroes | 0 | Cst-Zeroes | 1 | 7 | 1 | 60 | 30 | 5 | 0 | 0 | 5 | 50 | 40 | 60 | 50 | 30 | 30 | 55 | 55 | 40 | 30 | 30 | 35 | 55 | 70 | 95 | 85 | 75 | 70 | Rst-All DHW Sat
1011 | 8 | 1 | 0.65217 | 0.32609 | 0.054348 | 0 | 0 | 0 | 0.054348 | 0.54348 | 0.43478 | 0.48913 | 0.54348 | 0.65217 | 0.76087 | 0.59783 | 0.43478 | 0.32609 | 0.32609 | 0.48913 | 0.81522 | 1 | 0.92391 | 0.86957 | 0.76087 | 0.65217 | ; | Rst-All DHW Sun |  |  |  |  | 1011 | 0 | 92 | 1 | Cst-Rst-All-HW-Sun | 0 | Cst-Zeroes | 0 | Cst-Zeroes | 1 | 8 | 1 | 60 | 30 | 5 | 0 | 0 | 0 | 5 | 50 | 40 | 45 | 50 | 60 | 70 | 55 | 40 | 30 | 30 | 45 | 75 | 92 | 85 | 80 | 70 | 60 | Rst-All DHW Sun
1012 | 7 | 21 | 0.058824 | 0 | 0 | 0 | 0 | 0.17647 | 0.64706 | 0.64706 | 0.52941 | 0.35294 | 0.41176 | 0.64706 | 0.88235 | 0.58824 | 0.35294 | 0.23529 | 0.41176 | 0.88235 | 1 | 0.88235 | 0.58824 | 0.35294 | 0.23529 | 0.11765 | ; | Rst-All Cook WD |  |  |  |  | 1012 | 0 | 85 | 1 | Cst-Rst-All-Ck-WD | 0 | Cst-Zeroes | 0 | Cst-Zeroes | 1 | 7 | 21 | 5 | 0 | 0 | 0 | 0 | 15 | 55 | 55 | 45 | 30 | 35 | 55 | 75 | 50 | 30 | 20 | 35 | 75 | 85 | 75 | 50 | 30 | 20 | 10 | Rst-All Cook WD
1013 | 8 | 22 | 0.10526 | 0.052632 | 0 | 0 | 0 | 0 | 0.15789 | 0.47368 | 0.57895 | 0.52632 | 0.42105 | 0.52632 | 0.57895 | 0.47368 | 0.31579 | 0.26316 | 0.31579 | 0.68421 | 0.84211 | 1 | 0.78947 | 0.52632 | 0.31579 | 0.21053 | ; | Rst-All Cook Sat |  |  |  |  | 1013 | 0 | 95 | 1 | Cst-Rst-All-Ck-Sat | 0 | Cst-Zeroes | 0 | Cst-Zeroes | 1 | 8 | 22 | 10 | 5 | 0 | 0 | 0 | 0 | 15 | 45 | 55 | 50 | 40 | 50 | 55 | 45 | 30 | 25 | 30 | 65 | 80 | 95 | 75 | 50 | 30 | 20 | Rst-All Cook Sat
1014 | 9 | 21 | 0.11111 | 0.055556 | 0 | 0 | 0 | 0 | 0 | 0.16667 | 0.44444 | 0.55556 | 0.72222 | 0.66667 | 0.55556 | 0.38889 | 0.33333 | 0.33333 | 0.5 | 0.85556 | 1 | 0.88889 | 0.61111 | 0.38889 | 0.27778 | 0.11111 | ; | Rst-All Cook Sun |  |  |  |  | 1014 | 0 | 90 | 1 | Cst-Rst-All-Ck-Sun | 0 | Cst-Zeroes | 0 | Cst-Zeroes | 1 | 9 | 21 | 10 | 5 | 0 | 0 | 0 | 0 | 0 | 15 | 40 | 50 | 65 | 60 | 50 | 35 | 30 | 30 | 45 | 77 | 90 | 80 | 55 | 35 | 25 | 10 | Rst-All Cook Sun
1015 | 7 | 23 | 0.28834 | 0 | 0 | 0 | 0 | 0.32515 | 0.65644 | 0.81595 | 0.7546 | 0.66258 | 0.68098 | 0.81595 | 0.93865 | 0.79755 | 0.65031 | 0.6135 | 0.69325 | 0.92638 | 1 | 0.95092 | 0.82209 | 0.69939 | 0.63804 | 0.45399 | ; | Rst-All Other WD |  |  |  |  | 1015 | 5 | 86.5 | 0.5 | Cst-Rst-All-IL-WD | 0.2 | Cst-Rst-All-Occ-WD | 0.3 | Cst-Rst-All-Ck-WD | 1 | 7 | 23 | 28.5 | 5 | 5 | 5 | 5 | 31.5 | 58.5 | 71.5 | 66.5 | 59 | 60.5 | 71.5 | 81.5 | 70 | 58 | 55 | 61.5 | 80.5 | 86.5 | 82.5 | 72 | 62 | 57 | 42 | Rst-All Other WD
1016 | 8 | 24 | 0.31214 | 0.27168 | 0 | 0 | 0 | 0 | 0.30636 | 0.54913 | 0.72948 | 0.72832 | 0.67746 | 0.72832 | 0.79191 | 0.71098 | 0.62428 | 0.60694 | 0.63584 | 0.80347 | 0.91329 | 1 | 0.90751 | 0.77457 | 0.65896 | 0.60116 | ; | Rst-All Other Sat |  |  |  |  | 1016 | 5 | 91.5 | 0.5 | Cst-Rst-All-IL-Sat | 0.2 | Cst-Rst-All-Occ-Sat | 0.3 | Cst-Rst-All-Ck-Sat | 1 | 8 | 24 | 32 | 28.5 | 5 | 5 | 5 | 5 | 31.5 | 52.5 | 68.1 | 68 | 63.6 | 68 | 73.5 | 66.5 | 59 | 57.5 | 60 | 74.5 | 84 | 91.5 | 83.5 | 72 | 62 | 57 | Rst-All Other Sat
1017 | 9 | 23 | 0.32143 | 0.27976 | 0 | 0 | 0 | 0 | 0 | 0.31548 | 0.54762 | 0.75 | 0.83929 | 0.84524 | 0.78571 | 0.69643 | 0.64286 | 0.64286 | 0.72024 | 0.91786 | 1 | 0.95238 | 0.82738 | 0.69643 | 0.6369 | 0.44048 | ; | Rst-All Other Sun |  |  |  |  | 1017 | 5 | 89 | 0.5 | Cst-Rst-All-IL-Sun | 0.2 | Cst-Rst-All-Occ-Sun | 0.3 | Cst-Rst-All-Ck-Sun | 1 | 9 | 23 | 32 | 28.5 | 5 | 5 | 5 | 5 | 5 | 31.5 | 51 | 68 | 75.5 | 76 | 71 | 63.5 | 59 | 59 | 65.5 | 82.1 | 89 | 85 | 74.5 | 63.5 | 58.5 | 42 | Rst-All Other Sun
;
1050 | -1 | -1 | 0.14286 | 0.071429 | 0 | 0 | 0.071429 | 0.14286 | 0.42857 | 0.57143 | 0.42857 | 0.28571 | 0.28571 | 0.57143 | 0.85714 | 0.57143 | 0.28571 | 0.28571 | 0.42857 | 0.78571 | 1 | 0.92857 | 0.71429 | 0.5 | 0.35714 | 0.28571 | ; | Rst-A24 Occup WD |  |  |  |  | 1050 | 10 | 80 | 1 | Cst-Rst-A24-Occ-WD | 0 | Cst-Zeroes | 0 | Cst-Zeroes | 1 | -1 | -1 | 20 | 15 | 10 | 10 | 15 | 20 | 40 | 50 | 40 | 30 | 30 | 50 | 70 | 50 | 30 | 30 | 40 | 65 | 80 | 75 | 60 | 45 | 35 | 30 | Rst-A24 Occup WD
1051 | -1 | -1 | 0.25 | 0.125 | 0.0625 | 0 | 0 | 0 | 0.0625 | 0.1875 | 0.3125 | 0.375 | 0.3125 | 0.375 | 0.625 | 0.375 | 0.25 | 0.25 | 0.3125 | 0.5 | 0.8125 | 1 | 0.875 | 0.625 | 0.4375 | 0.3125 | ; | Rst-A24 Occup Sat |  |  |  |  | 1051 | 10 | 90 | 1 | Cst-Rst-A24-Occ-Sat | 0 | Cst-Zeroes | 0 | Cst-Zeroes | 1 | -1 | -1 | 30 | 20 | 15 | 10 | 10 | 10 | 15 | 25 | 35 | 40 | 35 | 40 | 60 | 40 | 30 | 30 | 35 | 50 | 75 | 90 | 80 | 60 | 45 | 35 | Rst-A24 Occup Sat
1052 | -1 | -1 | 0.26667 | 0.13333 | 0.066667 | 0 | 0 | 0 | 0 | 0.066667 | 0.2 | 0.46667 | 0.6 | 0.73333 | 0.6 | 0.4 | 0.26667 | 0.26667 | 0.4 | 0.8 | 1 | 0.93333 | 0.73333 | 0.46667 | 0.33333 | 0.26667 | ; | Rst-A24 Occup Sun |  |  |  |  | 1052 | 10 | 85 | 1 | Cst-Rst-A24-Occ-Sun | 0 | Cst-Zeroes | 0 | Cst-Zeroes | 1 | -1 | -1 | 30 | 20 | 15 | 10 | 10 | 10 | 10 | 15 | 25 | 45 | 55 | 65 | 55 | 40 | 30 | 30 | 40 | 70 | 85 | 80 | 65 | 45 | 35 | 30 | Rst-A24 Occup Sun
1053 | -1 | -1 | 0 | 0 | 0 | 0 | 0.33333 | 0.66667 | 1 | 1 | 1 | 1 | 1 | 1 | 1 | 1 | 1 | 1 | 1 | 1 | 1 | 1 | 1 | 1 | 1 | 0.66667 | ; | Rst-A24 ILit WD |  |  |  |  | 1053 | 60 | 90 | 1 | Cst-Rst-A24-IL-WD | 0 | Cst-Zeroes | 0 | Cst-Zeroes | 1 | -1 | -1 | 60 | 60 | 60 | 60 | 70 | 80 | 90 | 90 | 90 | 90 | 90 | 90 | 90 | 90 | 90 | 90 | 90 | 90 | 90 | 90 | 90 | 90 | 90 | 80 | Rst-A24 ILit WD
1054 | -1 | -1 | 0.33333 | 0 | 0 | 0 | 0 | 0 | 0.33333 | 0.66667 | 1 | 1 | 1 | 1 | 1 | 1 | 1 | 1 | 1 | 1 | 1 | 1 | 1 | 1 | 1 | 1 | ; | Rst-A24 ILit Sat |  |  |  |  | 1054 | 60 | 90 | 1 | Cst-Rst-A24-IL-Sat | 0 | Cst-Zeroes | 0 | Cst-Zeroes | 1 | -1 | -1 | 70 | 60 | 60 | 60 | 60 | 60 | 70 | 80 | 90 | 90 | 90 | 90 | 90 | 90 | 90 | 90 | 90 | 90 | 90 | 90 | 90 | 90 | 90 | 90 | Rst-A24 ILit Sat
1055 | -1 | -1 | 0.33333 | 0 | 0 | 0 | 0 | 0 | 0 | 0.33333 | 0.66667 | 1 | 1 | 1 | 1 | 1 | 1 | 1 | 1 | 1 | 1 | 1 | 1 | 1 | 1 | 0.66667 | ; | Rst-A24 ILit Sun |  |  |  |  | 1055 | 60 | 90 | 1 | Cst-Rst-A24-IL-Sun | 0 | Cst-Zeroes | 0 | Cst-Zeroes | 1 | -1 | -1 | 70 | 60 | 60 | 60 | 60 | 60 | 60 | 70 | 80 | 90 | 90 | 90 | 90 | 90 | 90 | 90 | 90 | 90 | 90 | 90 | 90 | 90 | 90 | 80 | Rst-A24 ILit Sun
1056 | -1 | -1 | 0.023669 | 0.011834 | 0 | 0 | 0.011834 | 0.023669 | 0.1716 | 0.79882 | 0.97633 | 0.95266 | 0.95266 | 0.59763 | 0.64497 | 1 | 0.95266 | 0.95266 | 0.77515 | 0.43195 | 0.26627 | 0.25444 | 0.21893 | 0.18343 | 0.059172 | 0.047337 | ; | Rst-A24 OffEq WD |  |  |  |  | 1056 | 2 | 86.5 | 0.85 | A90.1-A-Off-Occ-WD | 0.2 | Cst-Rst-A24-Occ-WD | 0 | Cst-Zeroes | 1.05 | -1 | -1 | 4 | 3 | 2 | 2 | 3 | 4 | 16.5 | 69.5 | 84.5 | 82.5 | 82.5 | 52.5 | 56.5 | 86.5 | 82.5 | 82.5 | 67.5 | 38.5 | 24.5 | 23.5 | 20.5 | 17.5 | 7 | 6 | Rst-A24 OffEq WD
1057 | -1 | -1 | 0.25 | 0.125 | 0.0625 | 0 | 0 | 0 | 0.0625 | 0.1875 | 0.3125 | 0.375 | 0.3125 | 0.375 | 0.625 | 0.375 | 0.25 | 0.25 | 0.3125 | 0.5 | 0.8125 | 1 | 0.875 | 0.625 | 0.4375 | 0.3125 | ; | Rst-A24 OffEq Sat |  |  |  |  | 1057 | 2 | 18 | 0.85 | A90.1-A-Off-Occ-Sat | 0.2 | Cst-Rst-A24-Occ-Sat | 0 | Cst-Zeroes | 1.05 | -1 | -1 | 6 | 4 | 3 | 2 | 2 | 2 | 3 | 5 | 7 | 8 | 7 | 8 | 12 | 8 | 6 | 6 | 7 | 10 | 15 | 18 | 16 | 12 | 9 | 7 | Rst-A24 OffEq Sat
1058 | -1 | -1 | 0.26667 | 0.13333 | 0.066667 | 0 | 0 | 0 | 0 | 0.066667 | 0.2 | 0.46667 | 0.6 | 0.73333 | 0.6 | 0.4 | 0.26667 | 0.26667 | 0.4 | 0.8 | 1 | 0.93333 | 0.73333 | 0.46667 | 0.33333 | 0.26667 | ; | Rst-A24 OffEq Sun |  |  |  |  | 1058 | 2 | 17 | 0.85 | A90.1-A-Off-Occ-Sun | 0.2 | Cst-Rst-A24-Occ-Sun | 0 | Cst-Zeroes | 1.05 | -1 | -1 | 6 | 4 | 3 | 2 | 2 | 2 | 2 | 3 | 5 | 9 | 11 | 13 | 11 | 8 | 6 | 6 | 8 | 14 | 17 | 16 | 13 | 9 | 7 | 6 | Rst-A24 OffEq Sun
1059 | -1 | -1 | 0.46667 | 0.13333 | 0 | 0 | 0.13333 | 0.4 | 0.4 | 0.6 | 0.46667 | 0.2 | 0.13333 | 0.26667 | 0.6 | 0.6 | 0.33333 | 0.26667 | 0.26667 | 0.33333 | 0.73333 | 1 | 0.86667 | 0.8 | 0.8 | 0.66667 | ; | Rst-A24 DHW WD |  |  |  |  | 1059 | 15 | 90 | 1 | Cst-Rst-A24-HW-WD | 0 | Cst-Zeroes | 0 | Cst-Zeroes | 1 | -1 | -1 | 50 | 25 | 15 | 15 | 25 | 45 | 45 | 60 | 50 | 30 | 25 | 35 | 60 | 60 | 40 | 35 | 35 | 40 | 70 | 90 | 80 | 75 | 75 | 65 | Rst-A24 DHW WD
1060 | -1 | -1 | 0.625 | 0.25 | 0.125 | 0 | 0 | 0 | 0.4375 | 0.375 | 0.5625 | 0.4375 | 0.25 | 0.25 | 0.5 | 0.5 | 0.3125 | 0.25 | 0.25 | 0.3125 | 0.5 | 0.6875 | 1 | 0.875 | 0.8125 | 0.75 | ; | Rst-A24 DHW Sat |  |  |  |  | 1060 | 15 | 95 | 1 | Cst-Rst-A24-HW-Sat | 0 | Cst-Zeroes | 0 | Cst-Zeroes | 1 | -1 | -1 | 65 | 35 | 25 | 15 | 15 | 15 | 50 | 45 | 60 | 50 | 35 | 35 | 55 | 55 | 40 | 35 | 35 | 40 | 55 | 70 | 95 | 85 | 80 | 75 | Rst-A24 DHW Sat
1061 | -1 | -1 | 0.64935 | 0.25974 | 0.12987 | 0 | 0 | 0 | 0 | 0.45455 | 0.38961 | 0.38961 | 0.45455 | 0.58442 | 0.71429 | 0.51948 | 0.32468 | 0.25974 | 0.25974 | 0.38961 | 0.77922 | 1 | 0.90909 | 0.84416 | 0.77922 | 0.64935 | ; | Rst-A24 DHW Sun |  |  |  |  | 1061 | 15 | 92 | 1 | Cst-Rst-A24-HW-Sun | 0 | Cst-Zeroes | 0 | Cst-Zeroes | 1 | -1 | -1 | 65 | 35 | 25 | 15 | 15 | 15 | 15 | 50 | 45 | 45 | 50 | 60 | 70 | 55 | 40 | 35 | 35 | 45 | 75 | 92 | 85 | 80 | 75 | 65 | Rst-A24 DHW Sun
1062 | -1 | -1 | 0.071429 | 0 | 0 | 0 | 0 | 0.21429 | 0.57143 | 0.57143 | 0.42857 | 0.28571 | 0.35714 | 0.57143 | 0.85714 | 0.5 | 0.28571 | 0.14286 | 0.35714 | 0.85714 | 1 | 0.85714 | 0.57143 | 0.28571 | 0.21429 | 0.14286 | ; | Rst-A24 Cook WD |  |  |  |  | 1062 | 15 | 85 | 1 | Cst-Rst-A24-Ck-WD | 0 | Cst-Zeroes | 0 | Cst-Zeroes | 1 | -1 | -1 | 20 | 15 | 15 | 15 | 15 | 30 | 55 | 55 | 45 | 35 | 40 | 55 | 75 | 50 | 35 | 25 | 40 | 75 | 85 | 75 | 55 | 35 | 30 | 25 | Rst-A24 Cook WD
1063 | -1 | -1 | 0.125 | 0.0625 | 0 | 0 | 0 | 0 | 0.1875 | 0.375 | 0.5 | 0.4375 | 0.3125 | 0.4375 | 0.5 | 0.375 | 0.25 | 0.1875 | 0.25 | 0.625 | 0.8125 | 1 | 0.8125 | 0.5 | 0.25 | 0.1875 | ; | Rst-A24 Cook Sat |  |  |  |  | 1063 | 15 | 95 | 1 | Cst-Rst-A24-Ck-Sat | 0 | Cst-Zeroes | 0 | Cst-Zeroes | 1 | -1 | -1 | 25 | 20 | 15 | 15 | 15 | 15 | 30 | 45 | 55 | 50 | 40 | 50 | 55 | 45 | 35 | 30 | 35 | 65 | 80 | 95 | 80 | 55 | 35 | 30 | Rst-A24 Cook Sat
1064 | -1 | -1 | 0.13333 | 0.066667 | 0 | 0 | 0 | 0 | 0 | 0.2 | 0.4 | 0.46667 | 0.66667 | 0.6 | 0.46667 | 0.33333 | 0.26667 | 0.26667 | 0.46667 | 0.82667 | 1 | 0.86667 | 0.6 | 0.33333 | 0.26667 | 0.13333 | ; | Rst-A24 Cook Sun |  |  |  |  | 1064 | 15 | 90 | 1 | Cst-Rst-A24-Ck-Sun | 0 | Cst-Zeroes | 0 | Cst-Zeroes | 1 | -1 | -1 | 25 | 20 | 15 | 15 | 15 | 15 | 15 | 30 | 45 | 50 | 65 | 60 | 50 | 40 | 35 | 35 | 50 | 77 | 90 | 80 | 60 | 40 | 35 | 25 | Rst-A24 Cook Sun
1065 | -1 | -1 | 0.07 | 0.02 | 0 | 0 | 0.12 | 0.33 | 0.66 | 0.7 | 0.6 | 0.5 | 0.53 | 0.7 | 0.9 | 0.67 | 0.5 | 0.44 | 0.57 | 0.88 | 1 | 0.92 | 0.74 | 0.56 | 0.49 | 0.34 | ; | Rst-A24 Other WD |  |  |  |  | 1065 | 36.5 | 86.5 | 0.5 | Cst-Rst-A24-IL-WD | 0.2 | Cst-Rst-A24-Occ-WD | 0.3 | Cst-Rst-A24-Ck-WD | 1 | -1 | -1 | 40 | 37.5 | 36.5 | 36.5 | 42.5 | 53 | 69.5 | 71.5 | 66.5 | 61.5 | 63 | 71.5 | 81.5 | 70 | 61.5 | 58.5 | 65 | 80.5 | 86.5 | 82.5 | 73.5 | 64.5 | 61 | 53.5 | Rst-A24 Other WD
1066 | -1 | -1 | 0.21818 | 0.063636 | 0.018182 | 0 | 0 | 0 | 0.19091 | 0.4 | 0.58182 | 0.57273 | 0.5 | 0.57273 | 0.67273 | 0.54545 | 0.45455 | 0.42727 | 0.47273 | 0.69091 | 0.86364 | 1 | 0.88182 | 0.67273 | 0.50909 | 0.44545 | ; | Rst-A24 Other Sat |  |  |  |  | 1066 | 36.5 | 91.5 | 0.5 | Cst-Rst-A24-IL-Sat | 0.2 | Cst-Rst-A24-Occ-Sat | 0.3 | Cst-Rst-A24-Ck-Sat | 1 | -1 | -1 | 48.5 | 40 | 37.5 | 36.5 | 36.5 | 36.5 | 47 | 58.5 | 68.5 | 68 | 64 | 68 | 73.5 | 66.5 | 61.5 | 60 | 62.5 | 74.5 | 84 | 91.5 | 85 | 73.5 | 64.5 | 61 | Rst-A24 Other Sat
1067 | -1 | -1 | 0.22857 | 0.066667 | 0.019048 | 0 | 0 | 0 | 0 | 0.2 | 0.41905 | 0.61905 | 0.74286 | 0.75238 | 0.65714 | 0.54286 | 0.47619 | 0.47619 | 0.6 | 0.86857 | 1 | 0.92381 | 0.75238 | 0.5619 | 0.49524 | 0.32381 | ; | Rst-A24 Other Sun |  |  |  |  | 1067 | 36.5 | 89 | 0.5 | Cst-Rst-A24-IL-Sun | 0.2 | Cst-Rst-A24-Occ-Sun | 0.3 | Cst-Rst-A24-Ck-Sun | 1 | -1 | -1 | 48.5 | 40 | 37.5 | 36.5 | 36.5 | 36.5 | 36.5 | 47 | 58.5 | 69 | 75.5 | 76 | 71 | 65 | 61.5 | 61.5 | 68 | 82.1 | 89 | 85 | 76 | 66 | 62.5 | 53.5 | Rst-A24 Other Sun
;
1100 | 11 | 21 | 0.125 | 0 | 0 | 0 | 0 | 0 | 0 | 0 | 0 | 0.125 | 0.3125 | 0.625 | 0.75 | 0.625 | 0.25 | 0.25 | 0.375 | 0.8125 | 1 | 0.9375 | 0.75 | 0.5 | 0.375 | 0.25 | ; | Rst-LD Occup WD |  |  |  |  | 1100 | 0 | 80 | 1 | Cst-Rst-LD-Occ-WD | 0 | Cst-Zeroes | 0 | Cst-Zeroes | 1 | 11 | 21 | 10 | 0 | 0 | 0 | 0 | 0 | 0 | 0 | 0 | 10 | 25 | 50 | 60 | 50 | 20 | 20 | 30 | 65 | 80 | 75 | 60 | 40 | 30 | 20 | Rst-LD Occup WD
1101 | 11 | 22 | 0.22222 | 0.11111 | 0 | 0 | 0 | 0 | 0 | 0 | 0 | 0.11111 | 0.27778 | 0.44444 | 0.55556 | 0.44444 | 0.27778 | 0.27778 | 0.33333 | 0.55556 | 0.83333 | 1 | 0.88889 | 0.66667 | 0.44444 | 0.33333 | ; | Rst-LD Occup Sat |  |  |  |  | 1101 | 0 | 90 | 1 | Cst-Rst-LD-Occ-Sat | 0 | Cst-Zeroes | 0 | Cst-Zeroes | 1 | 11 | 22 | 20 | 10 | 0 | 0 | 0 | 0 | 0 | 0 | 0 | 10 | 25 | 40 | 50 | 40 | 25 | 25 | 30 | 50 | 75 | 90 | 80 | 60 | 40 | 30 | Rst-LD Occup Sat
1102 | 11 | 21 | 0.23529 | 0.11765 | 0 | 0 | 0 | 0 | 0 | 0 | 0 | 0.11765 | 0.23529 | 0.41176 | 0.52941 | 0.47059 | 0.29412 | 0.29412 | 0.41176 | 0.82353 | 1 | 0.94118 | 0.76471 | 0.47059 | 0.35294 | 0.23529 | ; | Rst-LD Occup Sun |  |  |  |  | 1102 | 0 | 85 | 1 | Cst-Rst-LD-Occ-Sun | 0 | Cst-Zeroes | 0 | Cst-Zeroes | 1 | 11 | 21 | 20 | 10 | 0 | 0 | 0 | 0 | 0 | 0 | 0 | 10 | 20 | 35 | 45 | 40 | 25 | 25 | 35 | 70 | 85 | 80 | 65 | 40 | 30 | 20 | Rst-LD Occup Sun
1103 | 10 | 23 | 0.5 | 0 | 0 | 0 | 0 | 0 | 0 | 0 | 0 | 0.625 | 1 | 1 | 1 | 1 | 1 | 1 | 1 | 1 | 1 | 1 | 1 | 1 | 1 | 0.75 | ; | Rst-LD ILit WD |  |  |  |  | 1103 | 10 | 90 | 1 | Cst-Rst-LD-IL-WD | 0 | Cst-Zeroes | 0 | Cst-Zeroes | 1 | 10 | 23 | 50 | 10 | 10 | 10 | 10 | 10 | 10 | 10 | 10 | 60 | 90 | 90 | 90 | 90 | 90 | 90 | 90 | 90 | 90 | 90 | 90 | 90 | 90 | 70 | Rst-LD ILit WD
1104 | 10 | 24 | 0.5 | 0.5 | 0 | 0 | 0 | 0 | 0 | 0 | 0 | 0.625 | 1 | 1 | 1 | 1 | 1 | 1 | 1 | 1 | 1 | 1 | 1 | 1 | 1 | 1 | ; | Rst-LD ILit Sat |  |  |  |  | 1104 | 10 | 90 | 1 | Cst-Rst-LD-IL-Sat | 0 | Cst-Zeroes | 0 | Cst-Zeroes | 1 | 10 | 24 | 50 | 50 | 10 | 10 | 10 | 10 | 10 | 10 | 10 | 60 | 90 | 90 | 90 | 90 | 90 | 90 | 90 | 90 | 90 | 90 | 90 | 90 | 90 | 90 | Rst-LD ILit Sat
1105 | 10 | 23 | 0.5 | 0.5 | 0 | 0 | 0 | 0 | 0 | 0 | 0 | 0.625 | 1 | 1 | 1 | 1 | 1 | 1 | 1 | 1 | 1 | 1 | 1 | 1 | 1 | 0.75 | ; | Rst-LD ILit Sun |  |  |  |  | 1105 | 10 | 90 | 1 | Cst-Rst-LD-IL-Sun | 0 | Cst-Zeroes | 0 | Cst-Zeroes | 1 | 10 | 23 | 50 | 50 | 10 | 10 | 10 | 10 | 10 | 10 | 10 | 60 | 90 | 90 | 90 | 90 | 90 | 90 | 90 | 90 | 90 | 90 | 90 | 90 | 90 | 70 | Rst-LD ILit Sun
1106 | -1 | -1 | 0.036364 | 0 | 0 | 0 | 0 | 0 | 0.090909 | 0.63636 | 0.81818 | 0.85455 | 0.90909 | 0.63636 | 0.67273 | 1 | 0.89091 | 0.89091 | 0.74545 | 0.50909 | 0.38182 | 0.36364 | 0.30909 | 0.23636 | 0.10909 | 0.072727 | ; | Rst-LD OffEq WD |  |  |  |  | 1106 | 0 | 82.5 | 0.75 | A90.1-A-Off-Occ-WD | 0.3 | Cst-Rst-LD-Occ-WD | 0 | Cst-Zeroes | 1.05 | -1 | -1 | 3 | 0 | 0 | 0 | 0 | 0 | 7.5 | 52.5 | 67.5 | 70.5 | 75 | 52.5 | 55.5 | 82.5 | 73.5 | 73.5 | 61.5 | 42 | 31.5 | 30 | 25.5 | 19.5 | 9 | 6 | Rst-LD OffEq WD
1107 | -1 | -1 | 0.22222 | 0.11111 | 0 | 0 | 0 | 0 | 0 | 0 | 0 | 0.11111 | 0.27778 | 0.44444 | 0.55556 | 0.44444 | 0.27778 | 0.27778 | 0.33333 | 0.55556 | 0.83333 | 1 | 0.88889 | 0.66667 | 0.44444 | 0.33333 | ; | Rst-LD OffEq Sat |  |  |  |  | 1107 | 0 | 27 | 0.75 | A90.1-A-Off-Occ-Sat | 0.3 | Cst-Rst-LD-Occ-Sat | 0 | Cst-Zeroes | 1.05 | -1 | -1 | 6 | 3 | 0 | 0 | 0 | 0 | 0 | 0 | 0 | 3 | 7.5 | 12 | 15 | 12 | 7.5 | 7.5 | 9 | 15 | 22.5 | 27 | 24 | 18 | 12 | 9 | Rst-LD OffEq Sat
1108 | -1 | -1 | 0.23529 | 0.11765 | 0 | 0 | 0 | 0 | 0 | 0 | 0 | 0.11765 | 0.23529 | 0.41176 | 0.52941 | 0.47059 | 0.29412 | 0.29412 | 0.41176 | 0.82353 | 1 | 0.94118 | 0.76471 | 0.47059 | 0.35294 | 0.23529 | ; | Rst-LD OffEq Sun |  |  |  |  | 1108 | 0 | 25.5 | 0.75 | A90.1-A-Off-Occ-Sun | 0.3 | Cst-Rst-LD-Occ-Sun | 0 | Cst-Zeroes | 1.05 | -1 | -1 | 6 | 3 | 0 | 0 | 0 | 0 | 0 | 0 | 0 | 3 | 6 | 10.5 | 13.5 | 12 | 7.5 | 7.5 | 10.5 | 21 | 25.5 | 24 | 19.5 | 12 | 9 | 6 | Rst-LD OffEq Sun
1109 | 10 | 24 | 0.55556 | 0.055556 | 0 | 0 | 0 | 0 | 0 | 0 | 0.055556 | 0.33333 | 0.5 | 0.38889 | 0.55556 | 0.55556 | 0.44444 | 0.33333 | 0.33333 | 0.44444 | 0.77778 | 1 | 0.88889 | 0.83333 | 0.77778 | 0.66667 | ; | Rst-LD DHW WD |  |  |  |  | 1109 | 0 | 90 | 1 | Cst-Rst-LD-HW-WD | 0 | Cst-Zeroes | 0 | Cst-Zeroes | 1 | 10 | 24 | 50 | 5 | 0 | 0 | 0 | 0 | 0 | 0 | 5 | 30 | 45 | 35 | 50 | 50 | 40 | 30 | 30 | 40 | 70 | 90 | 80 | 75 | 70 | 60 | Rst-LD DHW WD
1110 | 10 | 1 | 0.63158 | 0.31579 | 0.052632 | 0 | 0 | 0 | 0 | 0 | 0.052632 | 0.31579 | 0.42105 | 0.31579 | 0.47368 | 0.47368 | 0.36842 | 0.31579 | 0.31579 | 0.36842 | 0.57895 | 0.73684 | 1 | 0.89474 | 0.78947 | 0.73684 | ; | Rst-LD DHW Sat |  |  |  |  | 1110 | 0 | 95 | 1 | Cst-Rst-LD-HW-Sat | 0 | Cst-Zeroes | 0 | Cst-Zeroes | 1 | 10 | 1 | 60 | 30 | 5 | 0 | 0 | 0 | 0 | 0 | 5 | 30 | 40 | 30 | 45 | 45 | 35 | 30 | 30 | 35 | 55 | 70 | 95 | 85 | 75 | 70 | Rst-LD DHW Sat
1111 | 10 | 1 | 0.65217 | 0.32609 | 0.054348 | 0 | 0 | 0 | 0 | 0 | 0.054348 | 0.32609 | 0.43478 | 0.32609 | 0.48913 | 0.48913 | 0.38043 | 0.32609 | 0.32609 | 0.48913 | 0.81522 | 1 | 0.92391 | 0.86957 | 0.76087 | 0.65217 | ; | Rst-LD DHW Sun |  |  |  |  | 1111 | 0 | 92 | 1 | Cst-Rst-LD-HW-Sun | 0 | Cst-Zeroes | 0 | Cst-Zeroes | 1 | 10 | 1 | 60 | 30 | 5 | 0 | 0 | 0 | 0 | 0 | 5 | 30 | 40 | 30 | 45 | 45 | 35 | 30 | 30 | 45 | 75 | 92 | 85 | 80 | 70 | 60 | Rst-LD DHW Sun
1112 | 11 | 21 | 0.058824 | 0 | 0 | 0 | 0 | 0 | 0 | 0 | 0 | 0.17647 | 0.41176 | 0.58824 | 0.76471 | 0.52941 | 0.35294 | 0.23529 | 0.41176 | 0.88235 | 1 | 0.88235 | 0.58824 | 0.35294 | 0.23529 | 0.11765 | ; | Rst-LD Cook WD |  |  |  |  | 1112 | 0 | 85 | 1 | Cst-Rst-LD-Ck-WD | 0 | Cst-Zeroes | 0 | Cst-Zeroes | 1 | 11 | 21 | 5 | 0 | 0 | 0 | 0 | 0 | 0 | 0 | 0 | 15 | 35 | 50 | 65 | 45 | 30 | 20 | 35 | 75 | 85 | 75 | 50 | 30 | 20 | 10 | Rst-LD Cook WD
1113 | 11 | 22 | 0.10526 | 0.052632 | 0 | 0 | 0 | 0 | 0 | 0 | 0 | 0.15789 | 0.31579 | 0.42105 | 0.47368 | 0.42105 | 0.31579 | 0.26316 | 0.31579 | 0.68421 | 0.84211 | 1 | 0.78947 | 0.52632 | 0.31579 | 0.21053 | ; | Rst-LD Cook Sat |  |  |  |  | 1113 | 0 | 95 | 1 | Cst-Rst-LD-Ck-Sat | 0 | Cst-Zeroes | 0 | Cst-Zeroes | 1 | 11 | 22 | 10 | 5 | 0 | 0 | 0 | 0 | 0 | 0 | 0 | 15 | 30 | 40 | 45 | 40 | 30 | 25 | 30 | 65 | 80 | 95 | 75 | 50 | 30 | 20 | Rst-LD Cook Sat
1114 | 11 | 21 | 0.11111 | 0.055556 | 0 | 0 | 0 | 0 | 0 | 0 | 0 | 0.16667 | 0.27778 | 0.38889 | 0.44444 | 0.38889 | 0.33333 | 0.33333 | 0.5 | 0.85556 | 1 | 0.88889 | 0.61111 | 0.38889 | 0.27778 | 0.11111 | ; | Rst-LD Cook Sun |  |  |  |  | 1114 | 0 | 90 | 1 | Cst-Rst-LD-Ck-Sun | 0 | Cst-Zeroes | 0 | Cst-Zeroes | 1 | 11 | 21 | 10 | 5 | 0 | 0 | 0 | 0 | 0 | 0 | 0 | 15 | 25 | 35 | 40 | 35 | 30 | 30 | 45 | 77 | 90 | 80 | 55 | 35 | 25 | 10 | Rst-LD Cook Sun
1115 | 10 | 23 | 0.28834 | 0 | 0 | 0 | 0 | 0 | 0 | 0 | 0 | 0.3865 | 0.68098 | 0.79755 | 0.8773 | 0.77914 | 0.65031 | 0.6135 | 0.69325 | 0.92638 | 1 | 0.95092 | 0.82209 | 0.69939 | 0.63804 | 0.45399 | ; | Rst-LD Other WD |  |  |  |  | 1115 | 5 | 86.5 | 0.5 | Cst-Rst-LD-IL-WD | 0.2 | Cst-Rst-LD-Occ-WD | 0.3 | Cst-Rst-LD-Ck-WD | 1 | 10 | 23 | 28.5 | 5 | 5 | 5 | 5 | 5 | 5 | 5 | 5 | 36.5 | 60.5 | 70 | 76.5 | 68.5 | 58 | 55 | 61.5 | 80.5 | 86.5 | 82.5 | 72 | 62 | 57 | 42 | Rst-LD Other WD
1116 | 10 | 24 | 0.31214 | 0.27168 | 0 | 0 | 0 | 0 | 0 | 0 | 0 | 0.36416 | 0.62428 | 0.69364 | 0.7341 | 0.69364 | 0.62428 | 0.60694 | 0.63584 | 0.80347 | 0.91329 | 1 | 0.90751 | 0.77457 | 0.65896 | 0.60116 | ; | Rst-LD Other Sat |  |  |  |  | 1116 | 5 | 91.5 | 0.5 | Cst-Rst-LD-IL-Sat | 0.2 | Cst-Rst-LD-Occ-Sat | 0.3 | Cst-Rst-LD-Ck-Sat | 1 | 10 | 24 | 32 | 28.5 | 5 | 5 | 5 | 5 | 5 | 5 | 5 | 36.5 | 59 | 65 | 68.5 | 65 | 59 | 57.5 | 60 | 74.5 | 84 | 91.5 | 83.5 | 72 | 62 | 57 | Rst-LD Other Sat
1117 | 10 | 23 | 0.32143 | 0.27976 | 0 | 0 | 0 | 0 | 0 | 0 | 0 | 0.375 | 0.6131 | 0.68452 | 0.72619 | 0.69643 | 0.64286 | 0.64286 | 0.72024 | 0.91786 | 1 | 0.95238 | 0.82738 | 0.69643 | 0.6369 | 0.44048 | ; | Rst-LD Other Sun |  |  |  |  | 1117 | 5 | 89 | 0.5 | Cst-Rst-LD-IL-Sun | 0.2 | Cst-Rst-LD-Occ-Sun | 0.3 | Cst-Rst-LD-Ck-Sun | 1 | 10 | 23 | 32 | 28.5 | 5 | 5 | 5 | 5 | 5 | 5 | 5 | 36.5 | 56.5 | 62.5 | 66 | 63.5 | 59 | 59 | 65.5 | 82.1 | 89 | 85 | 74.5 | 63.5 | 58.5 | 42 | Rst-LD Other Sun
;
1150 | 7 | 14 | 0 | 0 | 0 | 0 | 0 | 0.13333 | 0.53333 | 0.8 | 0.6 | 0.4 | 0.4 | 0.73333 | 1 | 0.73333 | 0.26667 | 0.13333 | 0.066667 | 0.066667 | 0 | 0 | 0 | 0 | 0 | 0 | ; | Rst-BL Occup WD |  |  |  |  | 1150 | 0 | 75 | 1 | Cst-Rst-BL-Occ-WD | 0 | Cst-Zeroes | 0 | Cst-Zeroes | 1 | 7 | 14 | 0 | 0 | 0 | 0 | 0 | 10 | 40 | 60 | 45 | 30 | 30 | 55 | 75 | 55 | 20 | 10 | 5 | 5 | 0 | 0 | 0 | 0 | 0 | 0 | Rst-BL Occup WD
1151 | 8 | 14 | 0 | 0 | 0 | 0 | 0 | 0 | 0.11111 | 0.33333 | 0.55556 | 0.72222 | 0.55556 | 0.83333 | 1 | 0.83333 | 0.33333 | 0.11111 | 0.022222 | 0 | 0 | 0 | 0 | 0 | 0 | 0 | ; | Rst-BL Occup WE |  |  |  |  | 1151 | 0 | 90 | 1 | Cst-Rst-BL-Occ-WE | 0 | Cst-Zeroes | 0 | Cst-Zeroes | 1 | 8 | 14 | 0 | 0 | 0 | 0 | 0 | 0 | 10 | 30 | 50 | 65 | 50 | 75 | 90 | 75 | 30 | 10 | 2 | 0 | 0 | 0 | 0 | 0 | 0 | 0 | Rst-BL Occup WE
1152 | 6 | 16 | 0 | 0 | 0 | 0 | 0 | 0.5 | 0.75 | 1 | 1 | 1 | 1 | 1 | 1 | 1 | 1 | 0.8125 | 0.125 | 0.125 | 0 | 0 | 0 | 0 | 0 | 0 | ; | Rst-BL ILit WD |  |  |  |  | 1152 | 10 | 90 | 1 | Cst-Rst-BL-IL-WD | 0 | Cst-Zeroes | 0 | Cst-Zeroes | 1 | 6 | 16 | 10 | 10 | 10 | 10 | 10 | 50 | 70 | 90 | 90 | 90 | 90 | 90 | 90 | 90 | 90 | 75 | 20 | 20 | 10 | 10 | 10 | 10 | 10 | 10 | Rst-BL ILit WD
1153 | 7 | 16 | 0 | 0 | 0 | 0 | 0 | 0 | 0.5 | 0.75 | 1 | 1 | 1 | 1 | 1 | 1 | 1 | 0.8125 | 0.125 | 0 | 0 | 0 | 0 | 0 | 0 | 0 | ; | Rst-BL ILit WE |  |  |  |  | 1153 | 10 | 90 | 1 | Cst-Rst-BL-IL-WE | 0 | Cst-Zeroes | 0 | Cst-Zeroes | 1 | 7 | 16 | 10 | 10 | 10 | 10 | 10 | 10 | 50 | 70 | 90 | 90 | 90 | 90 | 90 | 90 | 90 | 75 | 20 | 10 | 10 | 10 | 10 | 10 | 10 | 10 | Rst-BL ILit WE
1154 | -1 | -1 | 0 | 0 | 0 | 0 | 0 | 0.035714 | 0.23214 | 0.83929 | 0.96429 | 0.91071 | 0.91071 | 0.64286 | 0.71429 | 1 | 0.875 | 0.83929 | 0.64286 | 0.28571 | 0.089286 | 0.089286 | 0.089286 | 0.089286 | 0 | 0 | ; | Rst-BL OffEq WD |  |  |  |  | 1154 | 0 | 84 | 0.75 | A90.1-A-Off-Occ-WD | 0.3 | Cst-Rst-BL-Occ-WD | 0 | Cst-Zeroes | 1.05 | -1 | -1 | 0 | 0 | 0 | 0 | 0 | 3 | 19.5 | 70.5 | 81 | 76.5 | 76.5 | 54 | 60 | 84 | 73.5 | 70.5 | 54 | 24 | 7.5 | 7.5 | 7.5 | 7.5 | 0 | 0 | Rst-BL OffEq WD
1155 | -1 | -1 | 0 | 0 | 0 | 0 | 0 | 0 | 0.11111 | 0.33333 | 0.55556 | 0.72222 | 0.55556 | 0.83333 | 1 | 0.83333 | 0.33333 | 0.11111 | 0.022222 | 0 | 0 | 0 | 0 | 0 | 0 | 0 | ; | Rst-BL OffEq WE |  |  |  |  | 1155 | 0 | 27 | 0.75 | A90.1-A-Off-Occ-Sun | 0.3 | Cst-Rst-BL-Occ-WE | 0 | Cst-Zeroes | 1.05 | -1 | -1 | 0 | 0 | 0 | 0 | 0 | 0 | 3 | 9 | 15 | 19.5 | 15 | 22.5 | 27 | 22.5 | 9 | 3 | 0.6 | 0 | 0 | 0 | 0 | 0 | 0 | 0 | Rst-BL OffEq WE
1156 | 6 | 15 | 0 | 0 | 0 | 0 | 0.071429 | 0.71429 | 0.57143 | 0.85714 | 1 | 0.64286 | 0.42857 | 0.78571 | 1 | 1 | 0.71429 | 0.5 | 0.14286 | 0.071429 | 0 | 0 | 0 | 0 | 0 | 0 | ; | Rst-BL DHW WD |  |  |  |  | 1156 | 0 | 70 | 1 | Cst-Rst-BL-HW-WD | 0 | Cst-Zeroes | 0 | Cst-Zeroes | 1 | 6 | 15 | 0 | 0 | 0 | 0 | 5 | 50 | 40 | 60 | 70 | 45 | 30 | 55 | 70 | 70 | 50 | 35 | 10 | 5 | 0 | 0 | 0 | 0 | 0 | 0 | Rst-BL DHW WD
1157 | 7 | 15 | 0 | 0 | 0 | 0 | 0 | 0.0625 | 0.625 | 0.8125 | 0.9375 | 0.8125 | 0.5625 | 0.8125 | 1 | 1 | 0.75 | 0.4375 | 0.125 | 0.0625 | 0 | 0 | 0 | 0 | 0 | 0 | ; | Rst-BL DHW WE |  |  |  |  | 1157 | 0 | 80 | 1 | Cst-Rst-BL-HW-WE | 0 | Cst-Zeroes | 0 | Cst-Zeroes | 1 | 7 | 15 | 0 | 0 | 0 | 0 | 0 | 5 | 50 | 65 | 75 | 65 | 45 | 65 | 80 | 80 | 60 | 35 | 10 | 5 | 0 | 0 | 0 | 0 | 0 | 0 | Rst-BL DHW WE
1158 | 7 | 14 | 0 | 0 | 0 | 0 | 0 | 0.25 | 0.8125 | 0.8125 | 0.625 | 0.5 | 0.5 | 0.8125 | 1 | 0.75 | 0.4375 | 0.0625 | 0 | 0 | 0 | 0 | 0 | 0 | 0 | 0 | ; | Rst-BL Cook WD |  |  |  |  | 1158 | 0 | 80 | 1 | Cst-Rst-BL-Ck-WD | 0 | Cst-Zeroes | 0 | Cst-Zeroes | 1 | 7 | 14 | 0 | 0 | 0 | 0 | 0 | 20 | 65 | 65 | 50 | 40 | 40 | 65 | 80 | 60 | 35 | 5 | 0 | 0 | 0 | 0 | 0 | 0 | 0 | 0 | Rst-BL Cook WD
1159 | 8 | 14 | 0 | 0 | 0 | 0 | 0 | 0 | 0.22222 | 0.55556 | 0.83333 | 0.83333 | 0.72222 | 0.83333 | 1 | 0.77778 | 0.38889 | 0.055556 | 0 | 0 | 0 | 0 | 0 | 0 | 0 | 0 | ; | Rst-BL Cook WE |  |  |  |  | 1159 | 0 | 90 | 1 | Cst-Rst-BL-Ck-WE | 0 | Cst-Zeroes | 0 | Cst-Zeroes | 1 | 8 | 14 | 0 | 0 | 0 | 0 | 0 | 0 | 20 | 50 | 75 | 75 | 65 | 75 | 90 | 70 | 35 | 5 | 0 | 0 | 0 | 0 | 0 | 0 | 0 | 0 | Rst-BL Cook WE
1160 | 7 | 15 | 0 | 0 | 0 | 0 | 0 | 0.35443 | 0.72785 | 0.90506 | 0.81013 | 0.73418 | 0.73418 | 0.89241 | 1 | 0.87342 | 0.68987 | 0.4557 | 0.075949 | 0.075949 | 0 | 0 | 0 | 0 | 0 | 0 | ; | Rst-BL Other WD |  |  |  |  | 1160 | 5 | 84 | 0.5 | Cst-Rst-BL-IL-WD | 0.2 | Cst-Rst-BL-Occ-WD | 0.3 | Cst-Rst-BL-Ck-WD | 1 | 7 | 15 | 5 | 5 | 5 | 5 | 5 | 33 | 62.5 | 76.5 | 69 | 63 | 63 | 75.5 | 84 | 74 | 59.5 | 41 | 11 | 11 | 5 | 5 | 5 | 5 | 5 | 5 | Rst-BL Other WD
1161 | 8 | 15 | 0 | 0 | 0 | 0 | 0 | 0 | 0.32941 | 0.6 | 0.85294 | 0.88824 | 0.81765 | 0.91176 | 1 | 0.89412 | 0.66471 | 0.42353 | 0.063529 | 0 | 0 | 0 | 0 | 0 | 0 | 0 | ; | Rst-BL Other WE |  |  |  |  | 1161 | 5 | 90 | 0.5 | Cst-Rst-BL-IL-WE | 0.2 | Cst-Rst-BL-Occ-WE | 0.3 | Cst-Rst-BL-Ck-WE | 1 | 8 | 15 | 5 | 5 | 5 | 5 | 5 | 5 | 33 | 56 | 77.5 | 80.5 | 74.5 | 82.5 | 90 | 81 | 61.5 | 41 | 10.4 | 5 | 5 | 5 | 5 | 5 | 5 | 5 | Rst-BL Other WE
;
1200 | 6 | 10 | 0 | 0 | 0 | 0 | 0.13333 | 0.33333 | 0.73333 | 1 | 0.8 | 0.53333 | 0.26667 | 0.13333 | 0.066667 | 0.066667 | 0 | 0 | 0 | 0 | 0 | 0 | 0 | 0 | 0 | 0 | ; | Rst-B Occup WD |  |  |  |  | 1200 | 0 | 75 | 1 | Cst-Rst-B-Occ-WD | 0 | Cst-Zeroes | 0 | Cst-Zeroes | 1 | 6 | 10 | 0 | 0 | 0 | 0 | 10 | 25 | 55 | 75 | 60 | 40 | 20 | 10 | 5 | 5 | 0 | 0 | 0 | 0 | 0 | 0 | 0 | 0 | 0 | 0 | Rst-B Occup WD
1201 | 7 | 11 | 0 | 0 | 0 | 0 | 0 | 0.11111 | 0.33333 | 0.66667 | 0.94444 | 1 | 0.83333 | 0.33333 | 0.11111 | 0.033333 | 0 | 0 | 0 | 0 | 0 | 0 | 0 | 0 | 0 | 0 | ; | Rst-B Occup WE |  |  |  |  | 1201 | 0 | 90 | 1 | Cst-Rst-B-Occ-WE | 0 | Cst-Zeroes | 0 | Cst-Zeroes | 1 | 7 | 11 | 0 | 0 | 0 | 0 | 0 | 10 | 30 | 60 | 85 | 90 | 75 | 30 | 10 | 3 | 0 | 0 | 0 | 0 | 0 | 0 | 0 | 0 | 0 | 0 | Rst-B Occup WE
1202 | 5 | 12 | 0 | 0 | 0 | 0 | 0.5 | 0.75 | 1 | 1 | 1 | 1 | 1 | 0.75 | 0.125 | 0.125 | 0 | 0 | 0 | 0 | 0 | 0 | 0 | 0 | 0 | 0 | ; | Rst-B ILit WD |  |  |  |  | 1202 | 10 | 90 | 1 | Cst-Rst-B-IL-WD | 0 | Cst-Zeroes | 0 | Cst-Zeroes | 1 | 5 | 12 | 10 | 10 | 10 | 10 | 50 | 70 | 90 | 90 | 90 | 90 | 90 | 70 | 20 | 20 | 10 | 10 | 10 | 10 | 10 | 10 | 10 | 10 | 10 | 10 | Rst-B ILit WD
1203 | 6 | 12 | 0 | 0 | 0 | 0 | 0 | 0.5 | 0.75 | 1 | 1 | 1 | 1 | 0.875 | 0.1875 | 0.0625 | 0 | 0 | 0 | 0 | 0 | 0 | 0 | 0 | 0 | 0 | ; | Rst-B ILit WE |  |  |  |  | 1203 | 10 | 90 | 1 | Cst-Rst-B-IL-WE | 0 | Cst-Zeroes | 0 | Cst-Zeroes | 1 | 6 | 12 | 10 | 10 | 10 | 10 | 10 | 50 | 70 | 90 | 90 | 90 | 90 | 80 | 25 | 15 | 10 | 10 | 10 | 10 | 10 | 10 | 10 | 10 | 10 | 10 | Rst-B ILit WE
1204 | -1 | -1 | 0 | 0 | 0 | 0 | 0.048485 | 0.12121 | 0.34545 | 0.91515 | 1 | 0.90303 | 0.80606 | 0.44242 | 0.41818 | 0.73333 | 0.70909 | 0.70909 | 0.55152 | 0.23636 | 0.078788 | 0.078788 | 0.078788 | 0.078788 | 0 | 0 | ; | Rst-B OffEq WD |  |  |  |  | 1204 | 0 | 82.5 | 0.65 | A90.1-A-Off-Occ-WD | 0.4 | Cst-Rst-B-Occ-WD | 0 | Cst-Zeroes | 1.05 | -1 | -1 | 0 | 0 | 0 | 0 | 4 | 10 | 28.5 | 75.5 | 82.5 | 74.5 | 66.5 | 36.5 | 34.5 | 60.5 | 58.5 | 58.5 | 45.5 | 19.5 | 6.5 | 6.5 | 6.5 | 6.5 | 0 | 0 | Rst-B OffEq WD
1205 | -1 | -1 | 0 | 0 | 0 | 0 | 0 | 0.11111 | 0.33333 | 0.66667 | 0.94444 | 1 | 0.83333 | 0.33333 | 0.11111 | 0.033333 | 0 | 0 | 0 | 0 | 0 | 0 | 0 | 0 | 0 | 0 | ; | Rst-B OffEq WE |  |  |  |  | 1205 | 0 | 36 | 0.65 | A90.1-A-Off-Occ-Sun | 0.4 | Cst-Rst-B-Occ-WE | 0 | Cst-Zeroes | 1.05 | -1 | -1 | 0 | 0 | 0 | 0 | 0 | 4 | 12 | 24 | 34 | 36 | 30 | 12 | 4 | 1.2 | 0 | 0 | 0 | 0 | 0 | 0 | 0 | 0 | 0 | 0 | Rst-B OffEq WE
1206 | 5 | 11 | 0 | 0 | 0 | 0.0625 | 0.5625 | 0.5 | 0.8125 | 1 | 0.875 | 0.625 | 0.5 | 0.1875 | 0.125 | 0.0625 | 0 | 0 | 0 | 0 | 0 | 0 | 0 | 0 | 0 | 0 | ; | Rst-B DHW WD |  |  |  |  | 1206 | 0 | 80 | 1 | Cst-Rst-B-HW-WD | 0 | Cst-Zeroes | 0 | Cst-Zeroes | 1 | 5 | 11 | 0 | 0 | 0 | 5 | 45 | 40 | 65 | 80 | 70 | 50 | 40 | 15 | 10 | 5 | 0 | 0 | 0 | 0 | 0 | 0 | 0 | 0 | 0 | 0 | Rst-B DHW WD
1207 | 6 | 12 | 0 | 0 | 0 | 0 | 0.058824 | 0.58824 | 0.76471 | 0.88235 | 1 | 1 | 0.82353 | 0.52941 | 0.17647 | 0.11765 | 0.058824 | 0 | 0 | 0 | 0 | 0 | 0 | 0 | 0 | 0 | ; | Rst-B DHW WE |  |  |  |  | 1207 | 0 | 85 | 1 | Cst-Rst-B-HW-WE | 0 | Cst-Zeroes | 0 | Cst-Zeroes | 1 | 6 | 12 | 0 | 0 | 0 | 0 | 5 | 50 | 65 | 75 | 85 | 85 | 70 | 45 | 15 | 10 | 5 | 0 | 0 | 0 | 0 | 0 | 0 | 0 | 0 | 0 | Rst-B DHW WE
1208 | 6 | 11 | 0 | 0 | 0 | 0 | 0.26667 | 0.86667 | 1 | 0.93333 | 0.8 | 0.6 | 0.33333 | 0.13333 | 0.066667 | 0 | 0 | 0 | 0 | 0 | 0 | 0 | 0 | 0 | 0 | 0 | ; | Rst-B Cook WD |  |  |  |  | 1208 | 0 | 75 | 1 | Cst-Rst-B-Ck-WD | 0 | Cst-Zeroes | 0 | Cst-Zeroes | 1 | 6 | 11 | 0 | 0 | 0 | 0 | 20 | 65 | 75 | 70 | 60 | 45 | 25 | 10 | 5 | 0 | 0 | 0 | 0 | 0 | 0 | 0 | 0 | 0 | 0 | 0 | Rst-B Cook WD
1209 | 7 | 12 | 0 | 0 | 0 | 0 | 0 | 0.22222 | 0.77778 | 1 | 0.94444 | 0.83333 | 0.61111 | 0.33333 | 0.055556 | 0 | 0 | 0 | 0 | 0 | 0 | 0 | 0 | 0 | 0 | 0 | ; | Rst-B Cook WE |  |  |  |  | 1209 | 0 | 90 | 1 | Cst-Rst-B-Ck-WE | 0 | Cst-Zeroes | 0 | Cst-Zeroes | 1 | 7 | 12 | 0 | 0 | 0 | 0 | 0 | 20 | 70 | 90 | 85 | 75 | 55 | 30 | 5 | 0 | 0 | 0 | 0 | 0 | 0 | 0 | 0 | 0 | 0 | 0 | Rst-B Cook WE
1210 | 6 | 11 | 0 | 0 | 0 | 0 | 0.36842 | 0.71711 | 0.96711 | 1 | 0.92105 | 0.80921 | 0.67763 | 0.46053 | 0.098684 | 0.078947 | 0 | 0 | 0 | 0 | 0 | 0 | 0 | 0 | 0 | 0 | ; | Rst-B Other WD |  |  |  |  | 1210 | 5 | 81 | 0.5 | Cst-Rst-B-IL-WD | 0.2 | Cst-Rst-B-Occ-WD | 0.3 | Cst-Rst-B-Ck-WD | 1 | 6 | 11 | 5 | 5 | 5 | 5 | 33 | 59.5 | 78.5 | 81 | 75 | 66.5 | 56.5 | 40 | 12.5 | 11 | 5 | 5 | 5 | 5 | 5 | 5 | 5 | 5 | 5 | 5 | Rst-B Other WD
1211 | 7 | 12 | 0 | 0 | 0 | 0 | 0 | 0.33939 | 0.69091 | 0.95758 | 1 | 0.97576 | 0.86667 | 0.60606 | 0.13333 | 0.037576 | 0 | 0 | 0 | 0 | 0 | 0 | 0 | 0 | 0 | 0 | ; | Rst-B Other WE |  |  |  |  | 1211 | 5 | 87.5 | 0.5 | Cst-Rst-B-IL-WE | 0.2 | Cst-Rst-B-Occ-WE | 0.3 | Cst-Rst-B-Ck-WE | 1 | 7 | 12 | 5 | 5 | 5 | 5 | 5 | 33 | 62 | 84 | 87.5 | 85.5 | 76.5 | 55 | 16 | 8.1 | 5 | 5 | 5 | 5 | 5 | 5 | 5 | 5 | 5 | 5 | Rst-B Other WE
;
1250 | 11 | 14 | 0 | 0 | 0 | 0 | 0 | 0 | 0 | 0 | 0.066667 | 0.13333 | 0.53333 | 0.8 | 1 | 0.73333 | 0.26667 | 0.13333 | 0.066667 | 0.066667 | 0 | 0 | 0 | 0 | 0 | 0 | ; | Rst-L Occup WD |  |  |  |  | 1250 | 0 | 75 | 1 | Cst-Rst-L-Occ-WD | 0 | Cst-Zeroes | 0 | Cst-Zeroes | 1 | 11 | 14 | 0 | 0 | 0 | 0 | 0 | 0 | 0 | 0 | 5 | 10 | 40 | 60 | 75 | 55 | 20 | 10 | 5 | 5 | 0 | 0 | 0 | 0 | 0 | 0 | Rst-L Occup WD
1251 | 11 | 14 | 0 | 0 | 0 | 0 | 0 | 0 | 0 | 0 | 0 | 0.11111 | 0.66667 | 0.88889 | 1 | 0.83333 | 0.33333 | 0.11111 | 0.022222 | 0 | 0 | 0 | 0 | 0 | 0 | 0 | ; | Rst-L Occup WE |  |  |  |  | 1251 | 0 | 90 | 1 | Cst-Rst-L-Occ-WE | 0 | Cst-Zeroes | 0 | Cst-Zeroes | 1 | 11 | 14 | 0 | 0 | 0 | 0 | 0 | 0 | 0 | 0 | 0 | 10 | 60 | 80 | 90 | 75 | 30 | 10 | 2 | 0 | 0 | 0 | 0 | 0 | 0 | 0 | Rst-L Occup WE
1252 | 10 | 16 | 0 | 0 | 0 | 0 | 0 | 0 | 0 | 0 | 0.5 | 0.75 | 1 | 1 | 1 | 1 | 1 | 0.8125 | 0.125 | 0.125 | 0 | 0 | 0 | 0 | 0 | 0 | ; | Rst-L ILit WD |  |  |  |  | 1252 | 10 | 90 | 1 | Cst-Rst-L-IL-WD | 0 | Cst-Zeroes | 0 | Cst-Zeroes | 1 | 10 | 16 | 10 | 10 | 10 | 10 | 10 | 10 | 10 | 10 | 50 | 70 | 90 | 90 | 90 | 90 | 90 | 75 | 20 | 20 | 10 | 10 | 10 | 10 | 10 | 10 | Rst-L ILit WD
1253 | 10 | 16 | 0 | 0 | 0 | 0 | 0 | 0 | 0 | 0 | 0.125 | 0.75 | 1 | 1 | 1 | 1 | 1 | 0.8125 | 0.125 | 0 | 0 | 0 | 0 | 0 | 0 | 0 | ; | Rst-L ILit WE |  |  |  |  | 1253 | 10 | 90 | 1 | Cst-Rst-L-IL-WE | 0 | Cst-Zeroes | 0 | Cst-Zeroes | 1 | 10 | 16 | 10 | 10 | 10 | 10 | 10 | 10 | 10 | 10 | 20 | 70 | 90 | 90 | 90 | 90 | 90 | 75 | 20 | 10 | 10 | 10 | 10 | 10 | 10 | 10 | Rst-L ILit WE
1254 | -1 | -1 | 0 | 0 | 0 | 0 | 0 | 0 | 0.080745 | 0.56522 | 0.75155 | 0.7764 | 0.92547 | 0.70186 | 0.7764 | 1 | 0.82609 | 0.7764 | 0.59006 | 0.26708 | 0.080745 | 0.080745 | 0.080745 | 0.080745 | 0 | 0 | ; | Rst-L OffEq WD |  |  |  |  | 1254 | 0 | 80.5 | 0.65 | A90.1-A-Off-Occ-WD | 0.4 | Cst-Rst-L-Occ-WD | 0 | Cst-Zeroes | 1.05 | -1 | -1 | 0 | 0 | 0 | 0 | 0 | 0 | 6.5 | 45.5 | 60.5 | 62.5 | 74.5 | 56.5 | 62.5 | 80.5 | 66.5 | 62.5 | 47.5 | 21.5 | 6.5 | 6.5 | 6.5 | 6.5 | 0 | 0 | Rst-L OffEq WD
1255 | -1 | -1 | 0 | 0 | 0 | 0 | 0 | 0 | 0 | 0 | 0 | 0.11111 | 0.66667 | 0.88889 | 1 | 0.83333 | 0.33333 | 0.11111 | 0.022222 | 0 | 0 | 0 | 0 | 0 | 0 | 0 | ; | Rst-L OffEq WE |  |  |  |  | 1255 | 0 | 36 | 0.65 | A90.1-A-Off-Occ-Sun | 0.4 | Cst-Rst-L-Occ-WE | 0 | Cst-Zeroes | 1.05 | -1 | -1 | 0 | 0 | 0 | 0 | 0 | 0 | 0 | 0 | 0 | 4 | 24 | 32 | 36 | 30 | 12 | 4 | 0.8 | 0 | 0 | 0 | 0 | 0 | 0 | 0 | Rst-L OffEq WE
1256 | 10 | 15 | 0 | 0 | 0 | 0 | 0 | 0 | 0 | 0 | 0.071429 | 0.71429 | 0.57143 | 0.85714 | 1 | 1 | 0.71429 | 0.5 | 0.14286 | 0.071429 | 0 | 0 | 0 | 0 | 0 | 0 | ; | Rst-L DHW WD |  |  |  |  | 1256 | 0 | 70 | 1 | Cst-Rst-L-HW-WD | 0 | Cst-Zeroes | 0 | Cst-Zeroes | 1 | 10 | 15 | 0 | 0 | 0 | 0 | 0 | 0 | 0 | 0 | 5 | 50 | 40 | 60 | 70 | 70 | 50 | 35 | 10 | 5 | 0 | 0 | 0 | 0 | 0 | 0 | Rst-L DHW WD
1257 | 10 | 15 | 0 | 0 | 0 | 0 | 0 | 0 | 0 | 0 | 0 | 0.5 | 0.5625 | 0.875 | 1 | 1 | 0.75 | 0.4375 | 0.125 | 0.0625 | 0 | 0 | 0 | 0 | 0 | 0 | ; | Rst-L DHW WE |  |  |  |  | 1257 | 0 | 80 | 1 | Cst-Rst-L-HW-WE | 0 | Cst-Zeroes | 0 | Cst-Zeroes | 1 | 10 | 15 | 0 | 0 | 0 | 0 | 0 | 0 | 0 | 0 | 0 | 40 | 45 | 70 | 80 | 80 | 60 | 35 | 10 | 5 | 0 | 0 | 0 | 0 | 0 | 0 | Rst-L DHW WE
1258 | 11 | 14 | 0 | 0 | 0 | 0 | 0 | 0 | 0 | 0 | 0.0625 | 0.25 | 0.625 | 0.875 | 1 | 0.75 | 0.4375 | 0.0625 | 0 | 0 | 0 | 0 | 0 | 0 | 0 | 0 | ; | Rst-L Cook WD |  |  |  |  | 1258 | 0 | 80 | 1 | Cst-Rst-L-Ck-WD | 0 | Cst-Zeroes | 0 | Cst-Zeroes | 1 | 11 | 14 | 0 | 0 | 0 | 0 | 0 | 0 | 0 | 0 | 5 | 20 | 50 | 70 | 80 | 60 | 35 | 5 | 0 | 0 | 0 | 0 | 0 | 0 | 0 | 0 | Rst-L Cook WD
1259 | 11 | 14 | 0 | 0 | 0 | 0 | 0 | 0 | 0 | 0 | 0 | 0.27778 | 0.66667 | 0.88889 | 1 | 0.77778 | 0.38889 | 0.055556 | 0 | 0 | 0 | 0 | 0 | 0 | 0 | 0 | ; | Rst-L Cook WE |  |  |  |  | 1259 | 0 | 90 | 1 | Cst-Rst-L-Ck-WE | 0 | Cst-Zeroes | 0 | Cst-Zeroes | 1 | 11 | 14 | 0 | 0 | 0 | 0 | 0 | 0 | 0 | 0 | 0 | 25 | 60 | 80 | 90 | 70 | 35 | 5 | 0 | 0 | 0 | 0 | 0 | 0 | 0 | 0 | Rst-L Cook WE
1260 | 10 | 15 | 0 | 0 | 0 | 0 | 0 | 0 | 0 | 0 | 0.28481 | 0.48101 | 0.79747 | 0.92405 | 1 | 0.87342 | 0.68987 | 0.4557 | 0.075949 | 0.075949 | 0 | 0 | 0 | 0 | 0 | 0 | ; | Rst-L Other WD |  |  |  |  | 1260 | 5 | 84 | 0.5 | Cst-Rst-L-IL-WD | 0.2 | Cst-Rst-L-Occ-WD | 0.3 | Cst-Rst-L-Ck-WD | 1 | 10 | 15 | 5 | 5 | 5 | 5 | 5 | 5 | 5 | 5 | 27.5 | 43 | 68 | 78 | 84 | 74 | 59.5 | 41 | 11 | 11 | 5 | 5 | 5 | 5 | 5 | 5 | Rst-L Other WD
1261 | 10 | 15 | 0 | 0 | 0 | 0 | 0 | 0 | 0 | 0 | 0.058824 | 0.46471 | 0.82353 | 0.94118 | 1 | 0.89412 | 0.66471 | 0.42353 | 0.063529 | 0 | 0 | 0 | 0 | 0 | 0 | 0 | ; | Rst-L Other WE |  |  |  |  | 1261 | 5 | 90 | 0.5 | Cst-Rst-L-IL-WE | 0.2 | Cst-Rst-L-Occ-WE | 0.3 | Cst-Rst-L-Ck-WE | 1 | 10 | 15 | 5 | 5 | 5 | 5 | 5 | 5 | 5 | 5 | 10 | 44.5 | 75 | 85 | 90 | 81 | 61.5 | 41 | 10.4 | 5 | 5 | 5 | 5 | 5 | 5 | 5 | Rst-L Other WE
;
1300 | 17 | 21 | 0.125 | 0 | 0 | 0 | 0 | 0 | 0 | 0 | 0 | 0.0625 | 0.0625 | 0.0625 | 0.0625 | 0.0625 | 0.0625 | 0.25 | 0.4375 | 0.875 | 1 | 0.9375 | 0.75 | 0.5 | 0.375 | 0.25 | ; | Rst-D Occup WD |  |  |  |  | 1300 | 0 | 80 | 1 | Cst-Rst-D-Occ-WD | 0 | Cst-Zeroes | 0 | Cst-Zeroes | 1 | 17 | 21 | 10 | 0 | 0 | 0 | 0 | 0 | 0 | 0 | 0 | 5 | 5 | 5 | 5 | 5 | 5 | 20 | 35 | 70 | 80 | 75 | 60 | 40 | 30 | 20 | Rst-D Occup WD
1301 | 17 | 22 | 0.22222 | 0.11111 | 0 | 0 | 0 | 0 | 0 | 0 | 0 | 0 | 0 | 0 | 0 | 0.055556 | 0.055556 | 0.27778 | 0.38889 | 0.61111 | 0.88889 | 1 | 0.88889 | 0.66667 | 0.44444 | 0.33333 | ; | Rst-D Occup Sat |  |  |  |  | 1301 | 0 | 90 | 1 | Cst-Rst-D-Occ-Sat | 0 | Cst-Zeroes | 0 | Cst-Zeroes | 1 | 17 | 22 | 20 | 10 | 0 | 0 | 0 | 0 | 0 | 0 | 0 | 0 | 0 | 0 | 0 | 5 | 5 | 25 | 35 | 55 | 80 | 90 | 80 | 60 | 40 | 30 | Rst-D Occup Sat
1302 | 17 | 21 | 0.23529 | 0.11765 | 0 | 0 | 0 | 0 | 0 | 0 | 0 | 0 | 0 | 0 | 0 | 0.058824 | 0.058824 | 0.29412 | 0.47059 | 0.88235 | 1 | 0.94118 | 0.76471 | 0.47059 | 0.35294 | 0.23529 | ; | Rst-D Occup Sun |  |  |  |  | 1302 | 0 | 85 | 1 | Cst-Rst-D-Occ-Sun | 0 | Cst-Zeroes | 0 | Cst-Zeroes | 1 | 17 | 21 | 20 | 10 | 0 | 0 | 0 | 0 | 0 | 0 | 0 | 0 | 0 | 0 | 0 | 5 | 5 | 25 | 40 | 75 | 85 | 80 | 65 | 40 | 30 | 20 | Rst-D Occup Sun
1303 | 16 | 23 | 0.5 | 0 | 0 | 0 | 0 | 0 | 0 | 0 | 0 | 0.0625 | 0.0625 | 0.0625 | 0.0625 | 0.0625 | 0.0625 | 0.625 | 1 | 1 | 1 | 1 | 1 | 1 | 1 | 0.75 | ; | Rst-D ILit WD |  |  |  |  | 1303 | 10 | 90 | 1 | Cst-Rst-D-IL-WD | 0 | Cst-Zeroes | 0 | Cst-Zeroes | 1 | 16 | 23 | 50 | 10 | 10 | 10 | 10 | 10 | 10 | 10 | 10 | 15 | 15 | 15 | 15 | 15 | 15 | 60 | 90 | 90 | 90 | 90 | 90 | 90 | 90 | 70 | Rst-D ILit WD
1304 | 16 | 24 | 0.5 | 0.5 | 0 | 0 | 0 | 0 | 0 | 0 | 0 | 0 | 0 | 0 | 0 | 0.0625 | 0.0625 | 0.6875 | 1 | 1 | 1 | 1 | 1 | 1 | 1 | 1 | ; | Rst-D ILit Sat |  |  |  |  | 1304 | 10 | 90 | 1 | Cst-Rst-D-IL-Sat | 0 | Cst-Zeroes | 0 | Cst-Zeroes | 1 | 16 | 24 | 50 | 50 | 10 | 10 | 10 | 10 | 10 | 10 | 10 | 10 | 10 | 10 | 10 | 15 | 15 | 65 | 90 | 90 | 90 | 90 | 90 | 90 | 90 | 90 | Rst-D ILit Sat
1305 | 16 | 23 | 0.5 | 0.5 | 0 | 0 | 0 | 0 | 0 | 0 | 0 | 0 | 0 | 0 | 0 | 0.0625 | 0.0625 | 0.6875 | 1 | 1 | 1 | 1 | 1 | 1 | 1 | 0.75 | ; | Rst-D ILit Sun |  |  |  |  | 1305 | 10 | 90 | 1 | Cst-Rst-D-IL-Sun | 0 | Cst-Zeroes | 0 | Cst-Zeroes | 1 | 16 | 23 | 50 | 50 | 10 | 10 | 10 | 10 | 10 | 10 | 10 | 10 | 10 | 10 | 10 | 15 | 15 | 65 | 90 | 90 | 90 | 90 | 90 | 90 | 90 | 70 | Rst-D ILit Sun
1306 | -1 | -1 | 0.05 | 0 | 0 | 0 | 0 | 0 | 0.1 | 0.7 | 0.9 | 0.925 | 0.925 | 0.525 | 0.525 | 0.925 | 0.925 | 1 | 0.875 | 0.65 | 0.5 | 0.475 | 0.4 | 0.3 | 0.15 | 0.1 | ; | Rst-D OffEq WD |  |  |  |  | 1306 | 0 | 80 | 0.8 | A90.1-A-Off-Occ-WD | 0.4 | Cst-Rst-D-Occ-WD | 0 | Cst-Zeroes | 1.2 | -1 | -1 | 4 | 0 | 0 | 0 | 0 | 0 | 8 | 56 | 72 | 74 | 74 | 42 | 42 | 74 | 74 | 80 | 70 | 52 | 40 | 38 | 32 | 24 | 12 | 8 | Rst-D OffEq WD
1307 | -1 | -1 | 0.22222 | 0.11111 | 0 | 0 | 0 | 0 | 0 | 0 | 0 | 0 | 0 | 0 | 0 | 0.055556 | 0.055556 | 0.27778 | 0.38889 | 0.61111 | 0.88889 | 1 | 0.88889 | 0.66667 | 0.44444 | 0.33333 | ; | Rst-D OffEq Sat |  |  |  |  | 1307 | 0 | 36 | 0.8 | A90.1-A-Off-Occ-Sat | 0.4 | Cst-Rst-D-Occ-Sat | 0 | Cst-Zeroes | 1.2 | -1 | -1 | 8 | 4 | 0 | 0 | 0 | 0 | 0 | 0 | 0 | 0 | 0 | 0 | 0 | 2 | 2 | 10 | 14 | 22 | 32 | 36 | 32 | 24 | 16 | 12 | Rst-D OffEq Sat
1308 | -1 | -1 | 0.23529 | 0.11765 | 0 | 0 | 0 | 0 | 0 | 0 | 0 | 0 | 0 | 0 | 0 | 0.058824 | 0.058824 | 0.29412 | 0.47059 | 0.88235 | 1 | 0.94118 | 0.76471 | 0.47059 | 0.35294 | 0.23529 | ; | Rst-D OffEq Sun |  |  |  |  | 1308 | 0 | 34 | 0.8 | A90.1-A-Off-Occ-Sun | 0.4 | Cst-Rst-D-Occ-Sun | 0 | Cst-Zeroes | 1.2 | -1 | -1 | 8 | 4 | 0 | 0 | 0 | 0 | 0 | 0 | 0 | 0 | 0 | 0 | 0 | 2 | 2 | 10 | 16 | 30 | 34 | 32 | 26 | 16 | 12 | 8 | Rst-D OffEq Sun
1309 | 16 | 24 | 0.55556 | 0.055556 | 0 | 0 | 0 | 0 | 0 | 0 | 0 | 0 | 0 | 0 | 0 | 0 | 0.055556 | 0.38889 | 0.38889 | 0.5 | 0.83333 | 1 | 0.88889 | 0.83333 | 0.77778 | 0.66667 | ; | Rst-D DHW WD |  |  |  |  | 1309 | 0 | 90 | 1 | Cst-Rst-D-HW-WD | 0 | Cst-Zeroes | 0 | Cst-Zeroes | 1 | 16 | 24 | 50 | 5 | 0 | 0 | 0 | 0 | 0 | 0 | 0 | 0 | 0 | 0 | 0 | 0 | 5 | 35 | 35 | 45 | 75 | 90 | 80 | 75 | 70 | 60 | Rst-D DHW WD
1310 | 16 | 1 | 0.63158 | 0.31579 | 0.052632 | 0 | 0 | 0 | 0 | 0 | 0 | 0 | 0 | 0 | 0 | 0 | 0.052632 | 0.36842 | 0.36842 | 0.42105 | 0.63158 | 0.78947 | 1 | 0.89474 | 0.78947 | 0.73684 | ; | Rst-D DHW Sat |  |  |  |  | 1310 | 0 | 95 | 1 | Cst-Rst-D-HW-Sat | 0 | Cst-Zeroes | 0 | Cst-Zeroes | 1 | 16 | 1 | 60 | 30 | 5 | 0 | 0 | 0 | 0 | 0 | 0 | 0 | 0 | 0 | 0 | 0 | 5 | 35 | 35 | 40 | 60 | 75 | 95 | 85 | 75 | 70 | Rst-D DHW Sat
1311 | 16 | 1 | 0.65217 | 0.32609 | 0.054348 | 0 | 0 | 0 | 0 | 0 | 0 | 0 | 0 | 0 | 0 | 0 | 0.054348 | 0.38043 | 0.38043 | 0.54348 | 0.86957 | 1 | 0.92391 | 0.86957 | 0.76087 | 0.65217 | ; | Rst-D DHW Sun |  |  |  |  | 1311 | 0 | 92 | 1 | Cst-Rst-D-HW-Sun | 0 | Cst-Zeroes | 0 | Cst-Zeroes | 1 | 16 | 1 | 60 | 30 | 5 | 0 | 0 | 0 | 0 | 0 | 0 | 0 | 0 | 0 | 0 | 0 | 5 | 35 | 35 | 50 | 80 | 92 | 85 | 80 | 70 | 60 | Rst-D DHW Sun
1312 | 16 | 21 | 0.058824 | 0 | 0 | 0 | 0 | 0 | 0 | 0 | 0 | 0 | 0 | 0 | 0.058824 | 0 | 0.058824 | 0.35294 | 0.52941 | 0.94118 | 1 | 0.88235 | 0.58824 | 0.35294 | 0.23529 | 0.11765 | ; | Rst-D Cook WD |  |  |  |  | 1312 | 0 | 85 | 1 | Cst-Rst-D-Ck-WD | 0 | Cst-Zeroes | 0 | Cst-Zeroes | 1 | 16 | 21 | 5 | 0 | 0 | 0 | 0 | 0 | 0 | 0 | 0 | 0 | 0 | 0 | 5 | 0 | 5 | 30 | 45 | 80 | 85 | 75 | 50 | 30 | 20 | 10 | Rst-D Cook WD
1313 | 16 | 22 | 0.10526 | 0.052632 | 0 | 0 | 0 | 0 | 0 | 0 | 0 | 0 | 0 | 0 | 0 | 0 | 0.052632 | 0.36842 | 0.42105 | 0.78947 | 0.89474 | 1 | 0.78947 | 0.52632 | 0.31579 | 0.21053 | ; | Rst-D Cook Sat |  |  |  |  | 1313 | 0 | 95 | 1 | Cst-Rst-D-Ck-Sat | 0 | Cst-Zeroes | 0 | Cst-Zeroes | 1 | 16 | 22 | 10 | 5 | 0 | 0 | 0 | 0 | 0 | 0 | 0 | 0 | 0 | 0 | 0 | 0 | 5 | 35 | 40 | 75 | 85 | 95 | 75 | 50 | 30 | 20 | Rst-D Cook Sat
1314 | 16 | 21 | 0.11111 | 0.055556 | 0 | 0 | 0 | 0 | 0 | 0 | 0 | 0 | 0 | 0 | 0 | 0 | 0.055556 | 0.44444 | 0.55556 | 0.91111 | 1 | 0.88889 | 0.61111 | 0.38889 | 0.27778 | 0.11111 | ; | Rst-D Cook Sun |  |  |  |  | 1314 | 0 | 90 | 1 | Cst-Rst-D-Ck-Sun | 0 | Cst-Zeroes | 0 | Cst-Zeroes | 1 | 16 | 21 | 10 | 5 | 0 | 0 | 0 | 0 | 0 | 0 | 0 | 0 | 0 | 0 | 0 | 0 | 5 | 40 | 50 | 82 | 90 | 80 | 55 | 35 | 25 | 10 | Rst-D Cook Sun
1315 | 16 | 23 | 0.28834 | 0 | 0 | 0 | 0 | 0 | 0 | 0 | 0 | 0.042945 | 0.042945 | 0.042945 | 0.06135 | 0.042945 | 0.06135 | 0.46626 | 0.74233 | 0.95706 | 1 | 0.95092 | 0.82209 | 0.69939 | 0.63804 | 0.45399 | ; | Rst-D Other WD |  |  |  |  | 1315 | 5 | 86.5 | 0.5 | Cst-Rst-D-IL-WD | 0.2 | Cst-Rst-D-Occ-WD | 0.3 | Cst-Rst-D-Ck-WD | 1 | 16 | 23 | 28.5 | 5 | 5 | 5 | 5 | 5 | 5 | 5 | 5 | 8.5 | 8.5 | 8.5 | 10 | 8.5 | 10 | 43 | 65.5 | 83 | 86.5 | 82.5 | 72 | 62 | 57 | 42 | Rst-D Other WD
1316 | 16 | 24 | 0.31214 | 0.27168 | 0 | 0 | 0 | 0 | 0 | 0 | 0 | 0 | 0 | 0 | 0 | 0.040462 | 0.057803 | 0.49711 | 0.68208 | 0.84971 | 0.9422 | 1 | 0.90751 | 0.77457 | 0.65896 | 0.60116 | ; | Rst-D Other Sat |  |  |  |  | 1316 | 5 | 91.5 | 0.5 | Cst-Rst-D-IL-Sat | 0.2 | Cst-Rst-D-Occ-Sat | 0.3 | Cst-Rst-D-Ck-Sat | 1 | 16 | 24 | 32 | 28.5 | 5 | 5 | 5 | 5 | 5 | 5 | 5 | 5 | 5 | 5 | 5 | 8.5 | 10 | 48 | 64 | 78.5 | 86.5 | 91.5 | 83.5 | 72 | 62 | 57 | Rst-D Other Sat
1317 | 16 | 23 | 0.32143 | 0.27976 | 0 | 0 | 0 | 0 | 0 | 0 | 0 | 0 | 0 | 0 | 0 | 0.041667 | 0.059524 | 0.52976 | 0.75 | 0.94762 | 1 | 0.95238 | 0.82738 | 0.69643 | 0.6369 | 0.44048 | ; | Rst-D Other Sun |  |  |  |  | 1317 | 5 | 89 | 0.5 | Cst-Rst-D-IL-Sun | 0.2 | Cst-Rst-D-Occ-Sun | 0.3 | Cst-Rst-D-Ck-Sun | 1 | 16 | 23 | 32 | 28.5 | 5 | 5 | 5 | 5 | 5 | 5 | 5 | 5 | 5 | 5 | 5 | 8.5 | 10 | 49.5 | 68 | 84.6 | 89 | 85 | 74.5 | 63.5 | 58.5 | 42 | Rst-D Other Sun
;
1350 | 18 | 24 | 0.46154 | 0.30769 | 0.15385 | 0 | 0 | 0 | 0 | 0 | 0 | 0.076923 | 0.076923 | 0.076923 | 0.076923 | 0.076923 | 0.076923 | 0.12308 | 0.23077 | 0.38462 | 0.61538 | 0.83077 | 0.95385 | 1 | 0.92308 | 0.69231 | ; | BarLng Occup WD |  |  |  |  | 1350 | 0 | 65 | 1 | Cst-BarLng-Occ-WD | 0 | Cst-Zeroes | 0 | Cst-Zeroes | 1 | 18 | 24 | 30 | 20 | 10 | 0 | 0 | 0 | 0 | 0 | 0 | 5 | 5 | 5 | 5 | 5 | 5 | 8 | 15 | 25 | 40 | 54 | 62 | 65 | 60 | 45 | BarLng Occup WD
1351 | 18 | 1 | 0.55556 | 0.38889 | 0.11111 | 0 | 0 | 0 | 0 | 0 | 0 | 0 | 0 | 0 | 0 | 0 | 0.055556 | 0.055556 | 0.088889 | 0.16667 | 0.3 | 0.5 | 0.72222 | 0.88889 | 1 | 0.88889 | ; | BarLng Occup Sat |  |  |  |  | 1351 | 0 | 90 | 1 | Cst-BarLng-Occ-Sat | 0 | Cst-Zeroes | 0 | Cst-Zeroes | 1 | 18 | 1 | 50 | 35 | 10 | 0 | 0 | 0 | 0 | 0 | 0 | 0 | 0 | 0 | 0 | 0 | 5 | 5 | 8 | 15 | 27 | 45 | 65 | 80 | 90 | 80 | BarLng Occup Sat
1352 | 18 | 1 | 1 | 0.66667 | 0.16667 | 0 | 0 | 0 | 0 | 0 | 0 | 0 | 0 | 0 | 0 | 0 | 0 | 0.083333 | 0.083333 | 0.16667 | 0.33333 | 0.53333 | 0.66667 | 0.75 | 0.66667 | 0.5 | ; | BarLng Occup Sun |  |  |  |  | 1352 | 0 | 60 | 1 | Cst-BarLng-Occ-Sun | 0 | Cst-Zeroes | 0 | Cst-Zeroes | 1 | 18 | 1 | 60 | 40 | 10 | 0 | 0 | 0 | 0 | 0 | 0 | 0 | 0 | 0 | 0 | 0 | 0 | 5 | 5 | 10 | 20 | 32 | 40 | 45 | 40 | 30 | BarLng Occup Sun
1353 | 17 | 2 | 0.9375 | 0.875 | 0.6875 | 0 | 0 | 0 | 0 | 0 | 0 | 0.125 | 0.125 | 0.125 | 0.125 | 0.125 | 0.125 | 0.25 | 0.6875 | 0.875 | 1 | 1 | 1 | 1 | 1 | 1 | ; | BarLng ILit WD |  |  |  |  | 1353 | 5 | 85 | 1 | Cst-BarLng-IL-WD | 0 | Cst-Zeroes | 0 | Cst-Zeroes | 1 | 17 | 2 | 80 | 75 | 60 | 5 | 5 | 5 | 5 | 5 | 5 | 15 | 15 | 15 | 15 | 15 | 15 | 25 | 60 | 75 | 85 | 85 | 85 | 85 | 85 | 85 | BarLng ILit WD
1354 | 18 | 2 | 0.94118 | 0.88235 | 0.64706 | 0 | 0 | 0 | 0 | 0 | 0 | 0 | 0 | 0 | 0 | 0 | 0.11765 | 0.11765 | 0.23529 | 0.76471 | 1 | 1 | 1 | 1 | 1 | 1 | ; | BarLng ILit Sat |  |  |  |  | 1354 | 5 | 90 | 1 | Cst-BarLng-IL-Sat | 0 | Cst-Zeroes | 0 | Cst-Zeroes | 1 | 18 | 2 | 85 | 80 | 60 | 5 | 5 | 5 | 5 | 5 | 5 | 5 | 5 | 5 | 5 | 5 | 15 | 15 | 25 | 70 | 90 | 90 | 90 | 90 | 90 | 90 | BarLng ILit Sat
1355 | 18 | 2 | 1 | 0.88235 | 0.64706 | 0 | 0 | 0 | 0 | 0 | 0 | 0 | 0 | 0 | 0 | 0 | 0 | 0.11765 | 0.11765 | 0.70588 | 0.88235 | 0.88235 | 0.88235 | 0.88235 | 0.88235 | 0.88235 | ; | BarLng ILit Sun |  |  |  |  | 1355 | 5 | 90 | 1 | Cst-BarLng-IL-Sun | 0 | Cst-Zeroes | 0 | Cst-Zeroes | 1 | 18 | 2 | 90 | 80 | 60 | 5 | 5 | 5 | 5 | 5 | 5 | 5 | 5 | 5 | 5 | 5 | 5 | 15 | 15 | 65 | 80 | 80 | 80 | 80 | 80 | 80 | BarLng ILit Sun
1356 | -1 | -1 | 0.15957 | 0.10638 | 0.053191 | 0 | 0 | 0 | 0.10638 | 0.74468 | 0.95745 | 0.98404 | 0.98404 | 0.55851 | 0.55851 | 0.98404 | 0.98404 | 1 | 0.82447 | 0.45213 | 0.31915 | 0.39362 | 0.43617 | 0.45213 | 0.31915 | 0.23936 | ; | BarLng OffEq WD |  |  |  |  | 1356 | 0 | 75.2 | 0.8 | A90.1-A-Off-Occ-WD | 0.4 | Cst-BarLng-Occ-WD | 0 | Cst-Zeroes | 1.2 | -1 | -1 | 12 | 8 | 4 | 0 | 0 | 0 | 8 | 56 | 72 | 74 | 74 | 42 | 42 | 74 | 74 | 75.2 | 62 | 34 | 24 | 29.6 | 32.8 | 34 | 24 | 18 | BarLng OffEq WD
1357 | -1 | -1 | 0.55556 | 0.38889 | 0.11111 | 0 | 0 | 0 | 0 | 0 | 0 | 0 | 0 | 0 | 0 | 0 | 0.055556 | 0.055556 | 0.088889 | 0.16667 | 0.3 | 0.5 | 0.72222 | 0.88889 | 1 | 0.88889 | ; | BarLng OffEq Sat |  |  |  |  | 1357 | 0 | 36 | 0.8 | A90.1-A-Off-Occ-Sat | 0.4 | Cst-BarLng-Occ-Sat | 0 | Cst-Zeroes | 1.2 | -1 | -1 | 20 | 14 | 4 | 0 | 0 | 0 | 0 | 0 | 0 | 0 | 0 | 0 | 0 | 0 | 2 | 2 | 3.2 | 6 | 10.8 | 18 | 26 | 32 | 36 | 32 | BarLng OffEq Sat
1358 | -1 | -1 | 1 | 0.66667 | 0.16667 | 0 | 0 | 0 | 0 | 0 | 0 | 0 | 0 | 0 | 0 | 0 | 0 | 0.083333 | 0.083333 | 0.16667 | 0.33333 | 0.53333 | 0.66667 | 0.75 | 0.66667 | 0.5 | ; | BarLng OffEq Sun |  |  |  |  | 1358 | 0 | 24 | 0.8 | A90.1-A-Off-Occ-Sun | 0.4 | Cst-BarLng-Occ-Sun | 0 | Cst-Zeroes | 1.2 | -1 | -1 | 24 | 16 | 4 | 0 | 0 | 0 | 0 | 0 | 0 | 0 | 0 | 0 | 0 | 0 | 0 | 2 | 2 | 4 | 8 | 12.8 | 16 | 18 | 16 | 12 | BarLng OffEq Sun
1359 | 20 | 2 | 0.45455 | 0.45455 | 0.54545 | 0.090909 | 0 | 0 | 0 | 0 | 0 | 0 | 0 | 0 | 0 | 0 | 0 | 0.090909 | 0.36364 | 0.27273 | 0.54545 | 0.8 | 0.94545 | 1 | 0.90909 | 0.63636 | ; | BarLng DHW WD |  |  |  |  | 1359 | 0 | 55 | 1 | Cst-BarLng-HW-WD | 0 | Cst-Zeroes | 0 | Cst-Zeroes | 1 | 20 | 2 | 25 | 25 | 30 | 5 | 0 | 0 | 0 | 0 | 0 | 0 | 0 | 0 | 0 | 0 | 0 | 5 | 20 | 15 | 30 | 44 | 52 | 55 | 50 | 35 | BarLng DHW WD
1360 | 20 | 2 | 0.3125 | 0.3125 | 0.375 | 0.0625 | 0 | 0 | 0 | 0 | 0 | 0 | 0 | 0 | 0 | 0 | 0 | 0.0625 | 0.25 | 0.125 | 0.25 | 0.4375 | 0.6875 | 0.875 | 1 | 0.875 | ; | BarLng DHW Sat |  |  |  |  | 1360 | 0 | 80 | 1 | Cst-BarLng-HW-Sat | 0 | Cst-Zeroes | 0 | Cst-Zeroes | 1 | 20 | 2 | 25 | 25 | 30 | 5 | 0 | 0 | 0 | 0 | 0 | 0 | 0 | 0 | 0 | 0 | 0 | 5 | 20 | 10 | 20 | 35 | 55 | 70 | 80 | 70 | BarLng DHW Sat
1361 | 20 | 2 | 0.85714 | 0.85714 | 1 | 0.14286 | 0 | 0 | 0 | 0 | 0 | 0 | 0 | 0 | 0 | 0 | 0 | 0.14286 | 0.42857 | 0.28571 | 0.42857 | 0.71429 | 0.85714 | 1 | 0.85714 | 0.71429 | ; | BarLng DHW Sun |  |  |  |  | 1361 | 0 | 35 | 1 | Cst-BarLng-HW-Sun | 0 | Cst-Zeroes | 0 | Cst-Zeroes | 1 | 20 | 2 | 30 | 30 | 35 | 5 | 0 | 0 | 0 | 0 | 0 | 0 | 0 | 0 | 0 | 0 | 0 | 5 | 15 | 10 | 15 | 25 | 30 | 35 | 30 | 25 | BarLng DHW Sun
1362 | -1 | -1 | 0.080645 | 0.080645 | 0 | 0 | 0 | 0 | 0 | 0 | 0 | 0 | 0 | 0.16129 | 0.24194 | 0.16129 | 0.1129 | 0.1129 | 0.16129 | 0.32258 | 0.8871 | 1 | 0.8871 | 0.56452 | 0.32258 | 0.16129 | ; | BarLng Cook WD |  |  |  |  | 1362 | 0 | 62 | 1 | Cst-BarLng-Ck-WD | 0 | Cst-Zeroes | 0 | Cst-Zeroes | 1 | -1 | -1 | 5 | 5 | 0 | 0 | 0 | 0 | 0 | 0 | 0 | 0 | 0 | 10 | 15 | 10 | 7 | 7 | 10 | 20 | 55 | 62 | 55 | 35 | 20 | 10 | BarLng Cook WD
1363 | -1 | -1 | 0.069444 | 0.069444 | 0 | 0 | 0 | 0 | 0 | 0 | 0 | 0 | 0 | 0 | 0 | 0 | 0.069444 | 0.097222 | 0.13889 | 0.34722 | 0.90278 | 1 | 0.90278 | 0.55556 | 0.34722 | 0.20833 | ; | BarLng Cook Sat |  |  |  |  | 1363 | 0 | 72 | 1 | Cst-BarLng-Ck-Sat | 0 | Cst-Zeroes | 0 | Cst-Zeroes | 1 | -1 | -1 | 5 | 5 | 0 | 0 | 0 | 0 | 0 | 0 | 0 | 0 | 0 | 0 | 0 | 0 | 5 | 7 | 10 | 25 | 65 | 72 | 65 | 40 | 25 | 15 | BarLng Cook Sat
1364 | -1 | -1 | 0.096154 | 0.096154 | 0 | 0 | 0 | 0 | 0 | 0 | 0 | 0 | 0 | 0 | 0 | 0 | 0 | 0.096154 | 0.096154 | 0.28846 | 0.86538 | 1 | 0.86538 | 0.57692 | 0.28846 | 0.19231 | ; | BarLng Cook Sun |  |  |  |  | 1364 | 0 | 52 | 1 | Cst-BarLng-Ck-Sun | 0 | Cst-Zeroes | 0 | Cst-Zeroes | 1 | -1 | -1 | 5 | 5 | 0 | 0 | 0 | 0 | 0 | 0 | 0 | 0 | 0 | 0 | 0 | 0 | 0 | 5 | 5 | 15 | 45 | 52 | 45 | 30 | 15 | 10 | BarLng Cook Sun
1365 | 17 | 2 | 0.75589 | 0.67268 | 0.49931 | 0 | 0 | 0 | 0 | 0 | 0 | 0.10402 | 0.10402 | 0.11789 | 0.12483 | 0.11789 | 0.11373 | 0.20943 | 0.53398 | 0.71429 | 0.90846 | 0.97642 | 1 | 0.98474 | 0.94313 | 0.86685 | ; | BarLng Other WD |  |  |  |  | 1365 | 3 | 75.1 | 0.6 | Cst-BarLng-IL-WD | 0.3 | Cst-BarLng-Occ-WD | 0.1 | Cst-BarLng-Ck-WD | 1 | 17 | 2 | 57.5 | 51.5 | 39 | 3 | 3 | 3 | 3 | 3 | 3 | 10.5 | 10.5 | 11.5 | 12 | 11.5 | 11.2 | 18.1 | 41.5 | 54.5 | 68.5 | 73.4 | 75.1 | 74 | 71 | 65.5 | BarLng Other WD
1366 | 18 | 2 | 0.78882 | 0.69565 | 0.4472 | 0 | 0 | 0 | 0 | 0 | 0 | 0 | 0 | 0 | 0 | 0 | 0.099379 | 0.10186 | 0.1913 | 0.57143 | 0.81491 | 0.89068 | 0.95652 | 0.98137 | 1 | 0.95031 | ; | BarLng Other Sat |  |  |  |  | 1366 | 3 | 83.5 | 0.6 | Cst-BarLng-IL-Sat | 0.3 | Cst-BarLng-Occ-Sat | 0.1 | Cst-BarLng-Ck-Sat | 1 | 18 | 2 | 66.5 | 59 | 39 | 3 | 3 | 3 | 3 | 3 | 3 | 3 | 3 | 3 | 3 | 3 | 11 | 11.2 | 18.4 | 49 | 68.6 | 74.7 | 80 | 82 | 83.5 | 79.5 | BarLng Other Sat
1367 | 18 | 2 | 1 | 0.82734 | 0.51799 | 0 | 0 | 0 | 0 | 0 | 0 | 0 | 0 | 0 | 0 | 0 | 0 | 0.11511 | 0.11511 | 0.58273 | 0.79856 | 0.86043 | 0.88489 | 0.88489 | 0.84173 | 0.79137 | ; | BarLng Other Sun |  |  |  |  | 1367 | 3 | 72.5 | 0.6 | Cst-BarLng-IL-Sun | 0.3 | Cst-BarLng-Occ-Sun | 0.1 | Cst-BarLng-Ck-Sun | 1 | 18 | 2 | 72.5 | 60.5 | 39 | 3 | 3 | 3 | 3 | 3 | 3 | 3 | 3 | 3 | 3 | 3 | 3 | 11 | 11 | 43.5 | 58.5 | 62.8 | 64.5 | 64.5 | 61.5 | 58 | BarLng Other Sun
;
1400 | 7 | 20 | 0 | 0 | 0 | 0 | 0 | 0.098901 | 0.3956 | 0.6044 | 0.8022 | 1 | 1 | 0.8022 | 0.6044 | 0.8022 | 1 | 1 | 1 | 0.8022 | 0.6044 | 0.3956 | 0.2967 | 0.1978 | 0.098901 | 0 | ; | Hosp Occup WD |  |  |  |  | 1400 | 55 | 95.95 | 0.45 | Cst-Hosp-Occ-WD | 0.55 | Cst-AllOn | 0 | Cst-Zeroes | 1 | 7 | 20 | 55 | 55 | 55 | 55 | 55 | 59.05 | 71.2 | 79.75 | 87.85 | 95.95 | 95.95 | 87.85 | 79.75 | 87.85 | 95.95 | 95.95 | 95.95 | 87.85 | 79.75 | 71.2 | 67.15 | 63.1 | 59.05 | 55 | Hosp Occup WD
1401 | 9 | 18 | 0 | 0 | 0 | 0 | 0 | 0 | 0 | 0.4 | 0.6 | 0.8 | 1 | 0.93333 | 0.8 | 0.93333 | 1 | 1 | 0.8 | 0.8 | 0.6 | 0.4 | 0.2 | 0.2 | 0 | 0 | ; | Hosp Occup WEH |  |  |  |  | 1401 | 55 | 75.25 | 0.45 | Cst-Hosp-Occ-WEH | 0.55 | Cst-AllOn | 0 | Cst-Zeroes | 1 | 9 | 18 | 55 | 55 | 55 | 55 | 55 | 55 | 55 | 63.1 | 67.15 | 71.2 | 75.25 | 73.9 | 71.2 | 73.9 | 75.25 | 75.25 | 71.2 | 71.2 | 67.15 | 63.1 | 59.05 | 59.05 | 55 | 55 | Hosp Occup WEH
1402 | 7 | 21 | 0.06383 | 0 | 0 | 0 | 0.06383 | 0.43617 | 0.69149 | 0.87234 | 1 | 1 | 1 | 1 | 0.93617 | 1 | 1 | 1 | 1 | 1 | 0.87234 | 0.75532 | 0.62766 | 0.5 | 0.30851 | 0.19149 | ; | Hosp ILit WD |  |  |  |  | 1402 | 15 | 94.9 | 0.85 | Cst-Hosp-IL-WD | 0.15 | Cst-AllOn | 0 | Cst-Zeroes | 1 | 7 | 21 | 20.1 | 15 | 15 | 15 | 20.1 | 49.85 | 70.25 | 84.7 | 94.9 | 94.9 | 94.9 | 94.9 | 89.8 | 94.9 | 94.9 | 94.9 | 94.9 | 94.9 | 84.7 | 75.35 | 65.15 | 54.95 | 39.65 | 30.3 | Hosp ILit WD
1403 | 8 | 19 | 0.078947 | 0 | 0 | 0 | 0 | 0.15789 | 0.53947 | 0.77632 | 0.93421 | 1 | 1 | 1 | 1 | 1 | 1 | 1 | 0.93421 | 0.77632 | 0.69737 | 0.61842 | 0.53947 | 0.46053 | 0.38158 | 0.23684 | ; | Hosp ILit WEH |  |  |  |  | 1403 | 15 | 79.6 | 0.85 | Cst-Hosp-IL-WEH | 0.15 | Cst-AllOn | 0 | Cst-Zeroes | 1 | 8 | 19 | 20.1 | 15 | 15 | 15 | 15 | 25.2 | 49.85 | 65.15 | 75.35 | 79.6 | 79.6 | 79.6 | 79.6 | 79.6 | 79.6 | 79.6 | 75.35 | 65.15 | 60.05 | 54.95 | 49.85 | 44.75 | 39.65 | 30.3 | Hosp ILit WEH
1404 | 7 | 20 | 0.040377 | 0 | 0 | 0 | 0.040377 | 0.31225 | 0.58277 | 0.77389 | 0.92732 | 1 | 1 | 0.92732 | 0.81427 | 0.92732 | 1 | 1 | 1 | 0.92732 | 0.77389 | 0.62315 | 0.50606 | 0.38896 | 0.23149 | 0.12113 | ; | Hosp TLit WD |  |  |  |  | 1404 | 0 | 74.3 | 0.5 | Cst-Hosp-IL-WD | 0.3 | Cst-Hosp-Occ-WD | 0.2 | Cst-Zeroes | 1 | 7 | 20 | 3 | 0 | 0 | 0 | 3 | 23.2 | 43.3 | 57.5 | 68.9 | 74.3 | 74.3 | 68.9 | 60.5 | 68.9 | 74.3 | 74.3 | 74.3 | 68.9 | 57.5 | 46.3 | 37.6 | 28.9 | 17.2 | 9 | Hosp TLit WD
1405 | 9 | 18 | 0.058252 | 0 | 0 | 0 | 0 | 0.1165 | 0.39806 | 0.67767 | 0.8466 | 0.94757 | 1 | 0.98252 | 0.94757 | 0.98252 | 1 | 1 | 0.89903 | 0.78252 | 0.67184 | 0.56117 | 0.45049 | 0.39223 | 0.28155 | 0.17476 | ; | Hosp TLit WEH |  |  |  |  | 1405 | 0 | 51.5 | 0.5 | Cst-Hosp-IL-WEH | 0.3 | Cst-Hosp-Occ-WEH | 0.2 | Cst-Zeroes | 1 | 9 | 18 | 3 | 0 | 0 | 0 | 0 | 6 | 20.5 | 34.9 | 43.6 | 48.8 | 51.5 | 50.6 | 48.8 | 50.6 | 51.5 | 51.5 | 46.3 | 40.3 | 34.6 | 28.9 | 23.2 | 20.2 | 14.5 | 9 | Hosp TLit WEH
1406 | -1 | -1 | 0 | 0 | 0 | 0 | 0 | 0.098901 | 0.3956 | 0.6044 | 0.8022 | 1 | 1 | 0.8022 | 0.6044 | 0.8022 | 1 | 1 | 1 | 0.8022 | 0.6044 | 0.3956 | 0.2967 | 0.1978 | 0.098901 | 0 | ; | Hosp OffEq WD |  |  |  |  | 1406 | 10 | 91.9 | 0.9 | Cst-Hosp-Occ-WD | 0.1 | Cst-AllOn | 0 | Cst-Zeroes | 1 | -1 | -1 | 10 | 10 | 10 | 10 | 10 | 18.1 | 42.4 | 59.5 | 75.7 | 91.9 | 91.9 | 75.7 | 59.5 | 75.7 | 91.9 | 91.9 | 91.9 | 75.7 | 59.5 | 42.4 | 34.3 | 26.2 | 18.1 | 10 | Hosp OffEq WD
1407 | -1 | -1 | 0 | 0 | 0 | 0 | 0 | 0 | 0 | 0.4 | 0.6 | 0.8 | 1 | 0.93333 | 0.8 | 0.93333 | 1 | 1 | 0.8 | 0.8 | 0.6 | 0.4 | 0.2 | 0.2 | 0 | 0 | ; | Hosp OffEq WEH |  |  |  |  | 1407 | 10 | 28 | 0.4 | Cst-Hosp-Occ-WEH | 0.1 | Cst-AllOn | 0.5 | Cst-Zeroes | 1 | -1 | -1 | 10 | 10 | 10 | 10 | 10 | 10 | 10 | 17.2 | 20.8 | 24.4 | 28 | 26.8 | 24.4 | 26.8 | 28 | 28 | 24.4 | 24.4 | 20.8 | 17.2 | 13.6 | 13.6 | 10 | 10 | Hosp OffEq WEH
1408 | 8 | 19 | 0 | 0 | 0 | 0 | 0 | 0.098901 | 0.3956 | 0.6044 | 0.8022 | 1 | 1 | 0.8022 | 0.6044 | 0.8022 | 1 | 1 | 1 | 0.8022 | 0.6044 | 0.3956 | 0.2967 | 0.1978 | 0.098901 | 0 | ; | Hosp Plugs WD |  |  |  |  | 1408 | 20 | 92.8 | 0.8 | Cst-Hosp-Occ-WD | 0.2 | Cst-AllOn | 0 | Cst-Zeroes | 1 | 8 | 19 | 20 | 20 | 20 | 20 | 20 | 27.2 | 48.8 | 64 | 78.4 | 92.8 | 92.8 | 78.4 | 64 | 78.4 | 92.8 | 92.8 | 92.8 | 78.4 | 64 | 48.8 | 41.6 | 34.4 | 27.2 | 20 | Hosp Plugs WD
1409 | 9 | 19 | 0 | 0 | 0 | 0 | 0 | 0 | 0 | 0.4 | 0.6 | 0.8 | 1 | 0.93333 | 0.8 | 0.93333 | 1 | 1 | 0.8 | 0.8 | 0.6 | 0.4 | 0.2 | 0.2 | 0 | 0 | ; | Hosp Plugs WEH |  |  |  |  | 1409 | 20 | 38 | 0.4 | Cst-Hosp-Occ-WEH | 0.2 | Cst-AllOn | 0.4 | Cst-Zeroes | 1 | 9 | 19 | 20 | 20 | 20 | 20 | 20 | 20 | 20 | 27.2 | 30.8 | 34.4 | 38 | 36.8 | 34.4 | 36.8 | 38 | 38 | 34.4 | 34.4 | 30.8 | 27.2 | 23.6 | 23.6 | 20 | 20 | Hosp Plugs WEH
1410 | 9 | 17 | 0 | 0 | 0 | 0 | 0 | 0.05618 | 0.17978 | 0.23596 | 0.41573 | 0.94382 | 1 | 0.88764 | 0.76404 | 0.88764 | 1 | 1 | 0.76404 | 0.52809 | 0.29213 | 0.23596 | 0.23596 | 0.17978 | 0.05618 | 0 | ; | Hosp DHW WD |  |  |  |  | 1410 | 5 | 89.55 | 0.95 | Cst-Hosp-HW-WD | 0.05 | Cst-AllOn | 0 | Cst-Zeroes | 1 | 9 | 17 | 5 | 5 | 5 | 5 | 5 | 9.75 | 20.2 | 24.95 | 40.15 | 84.8 | 89.55 | 80.05 | 69.6 | 80.05 | 89.55 | 89.55 | 69.6 | 49.65 | 29.7 | 24.95 | 24.95 | 20.2 | 9.75 | 5 | Hosp DHW WD
1411 | 10 | 17 | 0 | 0 | 0 | 0 | 0 | 0 | 0.063291 | 0.20253 | 0.40506 | 0.93671 | 1 | 0.86076 | 0.73418 | 0.86076 | 1 | 1 | 0.73418 | 0.46835 | 0.32911 | 0.26582 | 0.26582 | 0.20253 | 0.063291 | 0 | ; | Hosp DHW WEH |  |  |  |  | 1411 | 5 | 80.05 | 0.95 | Cst-Hosp-HW-WEH | 0.05 | Cst-AllOn | 0 | Cst-Zeroes | 1 | 10 | 17 | 5 | 5 | 5 | 5 | 5 | 5 | 9.75 | 20.2 | 35.4 | 75.3 | 80.05 | 69.6 | 60.1 | 69.6 | 80.05 | 80.05 | 60.1 | 40.15 | 29.7 | 24.95 | 24.95 | 20.2 | 9.75 | 5 | Hosp DHW WEH
1412 | -1 | -1 | 0 | 0 | 0 | 0 | 0.21429 | 0.42857 | 0.21429 | 0.14286 | 0.071429 | 0.014286 | 0.071429 | 0.17143 | 0.28571 | 0.14286 | 0.028571 | 0.21429 | 0.57143 | 1 | 0.57143 | 0.21429 | 0.085714 | 0 | 0 | 0 | ; | Hosp Cook WD |  |  |  |  | 1412 | 5 | 89 | 1.2 | Cst-Gen-3MealCk-WD | 0.05 | Cst-AllOn | 0 | Cst-Zeroes | 1.25 | -1 | -1 | 5 | 5 | 5 | 5 | 23 | 41 | 23 | 17 | 11 | 6.2 | 11 | 19.4 | 29 | 17 | 7.4 | 23 | 53 | 89 | 53 | 23 | 12.2 | 5 | 5 | 5 | Hosp Cook WD
1413 | -1 | -1 | 0 | 0 | 0 | 0 | 0 | 0 | 0.071429 | 0.21429 | 0.5 | 0.21429 | 0.071429 | 0.17143 | 0.22857 | 0.14286 | 0.071429 | 0.28571 | 0.57143 | 1 | 0.57143 | 0.35714 | 0.14286 | 0.071429 | 0 | 0 | ; | Hosp Cook WEH |  |  |  |  | 1413 | 5 | 89 | 1.2 | Cst-Gen-3MealCk-WEH | 0.05 | Cst-AllOn | 0 | Cst-Zeroes | 1.25 | -1 | -1 | 5 | 5 | 5 | 5 | 5 | 5 | 11 | 23 | 47 | 23 | 11 | 19.4 | 24.2 | 17 | 11 | 29 | 53 | 89 | 53 | 35 | 17 | 11 | 5 | 5 | Hosp Cook WEH
1414 | 7 | 20 | 0 | 0 | 0 | 0 | 0 | 0.098901 | 0.3956 | 0.6044 | 0.8022 | 1 | 1 | 0.8022 | 0.6044 | 0.8022 | 1 | 1 | 1 | 0.8022 | 0.6044 | 0.3956 | 0.2967 | 0.1978 | 0.098901 | 0 | ; | Hosp Other WD |  |  |  |  | 1414 | 10 | 87.35 | 0.85 | Cst-Hosp-Occ-WD | 0.1 | Cst-AllOn | 0.05 | Cst-Zeroes | 1 | 7 | 20 | 10 | 10 | 10 | 10 | 10 | 17.65 | 40.6 | 56.75 | 72.05 | 87.35 | 87.35 | 72.05 | 56.75 | 72.05 | 87.35 | 87.35 | 87.35 | 72.05 | 56.75 | 40.6 | 32.95 | 25.3 | 17.65 | 10 | Hosp Other WD
1415 | 8 | 19 | 0 | 0 | 0 | 0 | 0 | 0 | 0 | 0.4 | 0.6 | 0.8 | 1 | 0.93333 | 0.8 | 0.93333 | 1 | 1 | 0.8 | 0.8 | 0.6 | 0.4 | 0.2 | 0.2 | 0 | 0 | ; | Hosp Other WEH |  |  |  |  | 1415 | 10 | 32.5 | 0.5 | Cst-Hosp-Occ-WEH | 0.1 | Cst-AllOn | 0.4 | Cst-Zeroes | 1 | 8 | 19 | 10 | 10 | 10 | 10 | 10 | 10 | 10 | 19 | 23.5 | 28 | 32.5 | 31 | 28 | 31 | 32.5 | 32.5 | 28 | 28 | 23.5 | 19 | 14.5 | 14.5 | 10 | 10 | Hosp Other WEH
;
1500 | 7 | 19 | 0 | 0 | 0 | 0 | 0 | 0.11588 | 0.37768 | 0.49356 | 0.6824 | 0.91416 | 0.91416 | 0.6824 | 0.45064 | 0.6824 | 0.91416 | 0.91416 | 1 | 0.93991 | 0.70815 | 0.46352 | 0.34764 | 0.23176 | 0.11588 | 0 | ; | Nurs Occup WD |  |  |  |  | 1500 | 64 | 87.3 | 0.3 | Cst-Hosp-Occ-WD | 0.55 | Cst-AllOn | 0.1 | A90.1-G-MFm-Occ-WD | 0.95 | 7 | 19 | 64 | 64 | 64 | 64 | 64 | 66.7 | 72.8 | 75.5 | 79.9 | 85.3 | 85.3 | 79.9 | 74.5 | 79.9 | 85.3 | 85.3 | 87.3 | 85.9 | 80.5 | 74.8 | 72.1 | 69.4 | 66.7 | 64 | Nurs Occup WD
1501 | 8 | 19 | 0.15625 | 0.15625 | 0.15625 | 0.15625 | 0.15625 | 0.15625 | 0 | 0.26562 | 0.47656 | 0.6875 | 0.89844 | 0.82812 | 0.6875 | 0.82812 | 0.89844 | 0.89844 | 0.84375 | 1 | 0.78906 | 0.57812 | 0.36719 | 0.36719 | 0.15625 | 0.15625 | ; | Nurs Occup WEH |  |  |  |  | 1501 | 62 | 74.8 | 0.3 | Cst-Hosp-Occ-WEH | 0.55 | Cst-AllOn | 0.1 | A90.1-G-MFm-Occ-Sat | 0.95 | 8 | 19 | 64 | 64 | 64 | 64 | 64 | 64 | 62 | 65.4 | 68.1 | 70.8 | 73.5 | 72.6 | 70.8 | 72.6 | 73.5 | 73.5 | 72.8 | 74.8 | 72.1 | 69.4 | 66.7 | 66.7 | 64 | 64 | Nurs Occup WEH
1502 | 7 | 19 | 0.06383 | 0 | 0 | 0 | 0.06383 | 0.46277 | 0.75798 | 0.93883 | 1 | 1 | 1 | 1 | 0.93617 | 1 | 1 | 1 | 1 | 1 | 0.99202 | 0.875 | 0.74734 | 0.60638 | 0.3883 | 0.23138 | ; | Nurs ILit WD |  |  |  |  | 1502 | 10 | 85.2 | 0.8 | Cst-Hosp-IL-WD | 0.1 | Cst-AllOn | 0.1 | A90.1-G-MFm-Lt-WD | 1 | 7 | 19 | 14.8 | 10 | 10 | 10 | 14.8 | 44.8 | 67 | 80.6 | 85.2 | 85.2 | 85.2 | 85.2 | 80.4 | 85.2 | 85.2 | 85.2 | 85.2 | 85.2 | 84.6 | 75.8 | 66.2 | 55.6 | 39.2 | 27.4 | Nurs ILit WD
1503 | 8 | 19 | 0.078947 | 0 | 0 | 0 | 0 | 0.19079 | 0.62171 | 0.85855 | 0.93421 | 1 | 1 | 1 | 1 | 1 | 1 | 1 | 0.93421 | 0.77632 | 0.84539 | 0.76645 | 0.6875 | 0.59211 | 0.48026 | 0.28618 | ; | Nurs ILit WEH |  |  |  |  | 1503 | 10 | 70.8 | 0.8 | Cst-Hosp-IL-WEH | 0.1 | Cst-AllOn | 0.1 | A90.1-G-MFm-Lt-Sat | 1 | 8 | 19 | 14.8 | 10 | 10 | 10 | 10 | 21.6 | 47.8 | 62.2 | 66.8 | 70.8 | 70.8 | 70.8 | 70.8 | 70.8 | 70.8 | 70.8 | 66.8 | 57.2 | 61.4 | 56.6 | 51.8 | 46 | 39.2 | 27.4 | Nurs ILit WEH
1504 | 7 | 19 | 0.040377 | 0 | 0 | 0 | 0.040377 | 0.33917 | 0.65007 | 0.84118 | 0.92732 | 1 | 1 | 0.92732 | 0.81427 | 0.92732 | 1 | 1 | 1 | 0.92732 | 0.89502 | 0.74428 | 0.62719 | 0.49664 | 0.31225 | 0.16151 | ; | Nurs TLit WD |  |  |  |  | 1504 | 0 | 74.3 | 0.5 | Cst-Hosp-IL-WD | 0.3 | Cst-Hosp-Occ-WD | 0.1 | A90.1-G-MFm-Lt-WD | 0.9 | 7 | 19 | 3 | 0 | 0 | 0 | 3 | 25.2 | 48.3 | 62.5 | 68.9 | 74.3 | 74.3 | 68.9 | 60.5 | 68.9 | 74.3 | 74.3 | 74.3 | 68.9 | 66.5 | 55.3 | 46.6 | 36.9 | 23.2 | 12 | Nurs TLit WD
1505 | 8 | 19 | 0.058252 | 0 | 0 | 0 | 0 | 0.15534 | 0.49515 | 0.77476 | 0.8466 | 0.94757 | 1 | 0.98252 | 0.94757 | 0.98252 | 1 | 1 | 0.89903 | 0.78252 | 0.8466 | 0.73592 | 0.62524 | 0.54757 | 0.39806 | 0.23301 | ; | Nurs TLit WEH |  |  |  |  | 1505 | 0 | 51.5 | 0.5 | Cst-Hosp-IL-WEH | 0.3 | Cst-Hosp-Occ-WEH | 0.1 | A90.1-G-MFm-Lt-Sat | 0.9 | 8 | 19 | 3 | 0 | 0 | 0 | 0 | 8 | 25.5 | 39.9 | 43.6 | 48.8 | 51.5 | 50.6 | 48.8 | 50.6 | 51.5 | 51.5 | 46.3 | 40.3 | 43.6 | 37.9 | 32.2 | 28.2 | 20.5 | 12 | Nurs TLit WEH
1506 | -1 | -1 | 0 | 0 | 0 | 0 | 0 | 0.041909 | 0.23166 | 0.70431 | 0.91618 | 1 | 1 | 0.66007 | 0.57625 | 0.91618 | 1 | 1 | 0.87194 | 0.53201 | 0.32014 | 0.23166 | 0.18976 | 0.14785 | 0.041909 | 0 | ; | Nurs OffEq WD |  |  |  |  | 1506 | 5 | 90.9 | 0.4 | Cst-Hosp-Occ-WD | 0.05 | Cst-AllOn | 0.55 | A90.1-A-Off-Occ-WD | 1 | -1 | -1 | 5 | 5 | 5 | 5 | 5 | 8.6 | 24.9 | 65.5 | 83.7 | 90.9 | 90.9 | 61.7 | 54.5 | 83.7 | 90.9 | 90.9 | 79.9 | 50.7 | 32.5 | 24.9 | 21.3 | 17.7 | 8.6 | 5 | Nurs OffEq WD
1507 | -1 | -1 | 0 | 0 | 0 | 0 | 0 | 0 | 0 | 0.4 | 0.6 | 0.8 | 1 | 0.93333 | 0.8 | 0.93333 | 1 | 1 | 0.8 | 0.8 | 0.6 | 0.4 | 0.2 | 0.2 | 0 | 0 | ; | Nurs OffEq WEH |  |  |  |  | 1507 | 5 | 23 | 0.4 | Cst-Hosp-Occ-WEH | 0.05 | Cst-AllOn | 0.55 | A90.1-A-Off-Occ-Sat | 1 | -1 | -1 | 5 | 5 | 5 | 5 | 5 | 5 | 5 | 12.2 | 15.8 | 19.4 | 23 | 21.8 | 19.4 | 21.8 | 23 | 23 | 19.4 | 19.4 | 15.8 | 12.2 | 8.6 | 8.6 | 5 | 5 | Nurs OffEq WEH
1508 | 7 | 19 | 0 | 0 | 0 | 0 | 0 | 0.090387 | 0.53372 | 0.72453 | 0.79053 | 0.97131 | 0.97131 | 0.79053 | 0.60976 | 0.79053 | 0.97131 | 1 | 0.91392 | 0.934 | 0.75323 | 0.50502 | 0.35725 | 0.26686 | 0.17647 | 0.028694 | ; | Nurs Plugs WD |  |  |  |  | 1508 | 14 | 83.7 | 0.7 | Cst-Hosp-Occ-WD | 0.1 | Cst-AllOn | 0.2 | A90.1-G-MFm-Plg-WD | 1 | 7 | 19 | 14 | 14 | 14 | 14 | 14 | 20.3 | 51.2 | 64.5 | 69.1 | 81.7 | 81.7 | 69.1 | 56.5 | 69.1 | 81.7 | 83.7 | 77.7 | 79.1 | 66.5 | 49.2 | 38.9 | 32.6 | 26.3 | 16 | Nurs Plugs WD
1509 | 8 | 19 | 0 | 0 | 0 | 0 | 0 | 0 | 0.42254 | 0.67606 | 0.52113 | 0.64789 | 0.77465 | 0.73239 | 0.64789 | 0.73239 | 0.77465 | 0.84507 | 0.50704 | 1 | 0.87324 | 0.60563 | 0.33803 | 0.33803 | 0.21127 | 0.070423 | ; | Nurs Plugs WEH |  |  |  |  | 1509 | 14 | 42.4 | 0.4 | Cst-Hosp-Occ-WEH | 0.1 | Cst-AllOn | 0.2 | A90.1-G-MFm-Plg-Sat | 0.7 | 8 | 19 | 14 | 14 | 14 | 14 | 14 | 14 | 26 | 33.2 | 28.8 | 32.4 | 36 | 34.8 | 32.4 | 34.8 | 36 | 38 | 28.4 | 42.4 | 38.8 | 31.2 | 23.6 | 23.6 | 20 | 16 | Nurs Plugs WEH
1510 | 7 | 18 | 0 | 0 | 0 | 0 | 0 | 0.13069 | 0.57954 | 0.56087 | 0.57282 | 0.89918 | 0.82076 | 0.73861 | 0.64824 | 0.79836 | 1 | 1 | 0.94698 | 0.77446 | 0.4227 | 0.38163 | 0.26214 | 0.22106 | 0.070948 | 0.029873 | ; | Nurs DHW WD |  |  |  |  | 1510 | 7 | 73.95 | 0.55 | Cst-Hosp-HW-WD | 0.05 | Cst-AllOn | 0.4 | A90.1-G-MFm-HW-WD | 1 | 7 | 18 | 7 | 7 | 7 | 7 | 7 | 15.75 | 45.8 | 44.55 | 45.35 | 67.2 | 61.95 | 56.45 | 50.4 | 60.45 | 73.95 | 73.95 | 70.4 | 58.85 | 35.3 | 32.55 | 24.55 | 21.8 | 11.75 | 9 | Nurs DHW WD
1511 | 8 | 18 | 0 | 0 | 0 | 0 | 0 | 0 | 0.11298 | 0.34603 | 0.45965 | 0.75791 | 0.69012 | 0.61201 | 0.54099 | 0.61201 | 0.89671 | 1 | 0.74758 | 0.59845 | 0.46869 | 0.38154 | 0.32989 | 0.24274 | 0.11298 | 0.025823 | ; | Nurs DHW WEH |  |  |  |  | 1511 | 7 | 84.45 | 0.55 | Cst-Hosp-HW-WEH | 0.05 | Cst-AllOn | 0.4 | A90.1-G-MFm-HW-Sat | 1 | 8 | 18 | 7 | 7 | 7 | 7 | 7 | 7 | 15.75 | 33.8 | 42.6 | 65.7 | 60.45 | 54.4 | 48.9 | 54.4 | 76.45 | 84.45 | 64.9 | 53.35 | 43.3 | 36.55 | 32.55 | 25.8 | 15.75 | 9 | Nurs DHW WEH
1512 | -1 | -1 | 0 | 0 | 0 | 0 | 0.21341 | 0.42683 | 0.21951 | 0.14634 | 0.073171 | 0.014634 | 0.073171 | 0.17073 | 0.28293 | 0.14268 | 0.029268 | 0.21951 | 0.57317 | 1 | 0.57317 | 0.21585 | 0.087805 | 0.002439 | 0.0012195 | 0.0012195 | ; | Nurs Cook WD |  |  |  |  | 1512 | 5 | 87 | 1.1 | Cst-Gen-3MealCk-WD | 0.05 | Cst-AllOn | 0.1 | Cst-MF-Ck-WD | 1.25 | -1 | -1 | 5 | 5 | 5 | 5 | 22.5 | 40 | 23 | 17 | 11 | 6.2 | 11 | 19 | 28.2 | 16.7 | 7.4 | 23 | 52 | 87 | 52 | 22.7 | 12.2 | 5.2 | 5.1 | 5.1 | Nurs Cook WD
1513 | -1 | -1 | 0 | 0 | 0 | 0 | 0.002381 | 0.0035714 | 0.071429 | 0.20833 | 0.4881 | 0.21429 | 0.071429 | 0.17143 | 0.22857 | 0.14286 | 0.071429 | 0.28571 | 0.56548 | 1 | 0.57143 | 0.35595 | 0.14286 | 0.071429 | 0.002381 | 0.002381 | ; | Nurs Cook WEH |  |  |  |  | 1513 | 5 | 89 | 1.1 | Cst-Gen-3MealCk-WEH | 0.05 | Cst-AllOn | 0.1 | Cst-MF-Ck-Sat | 1.25 | -1 | -1 | 5 | 5 | 5 | 5 | 5.2 | 5.3 | 11 | 22.5 | 46 | 23 | 11 | 19.4 | 24.2 | 17 | 11 | 29 | 52.5 | 89 | 53 | 34.9 | 17 | 11 | 5.2 | 5.2 | Nurs Cook WEH
1514 | 7 | 19 | 0 | 0 | 0 | 0 | 0 | 0.098901 | 0.3956 | 0.6044 | 0.8022 | 1 | 1 | 0.8022 | 0.6044 | 0.8022 | 1 | 1 | 1 | 0.8022 | 0.6044 | 0.3956 | 0.2967 | 0.1978 | 0.098901 | 0 | ; | Nurs Other WD |  |  |  |  | 1514 | 10 | 87.35 | 0.85 | Cst-Hosp-Occ-WD | 0.1 | Cst-AllOn | 0.05 | Cst-Zeroes | 1 | 7 | 19 | 10 | 10 | 10 | 10 | 10 | 17.65 | 40.6 | 56.75 | 72.05 | 87.35 | 87.35 | 72.05 | 56.75 | 72.05 | 87.35 | 87.35 | 87.35 | 72.05 | 56.75 | 40.6 | 32.95 | 25.3 | 17.65 | 10 | Nurs Other WD
1515 | 8 | 19 | 0 | 0 | 0 | 0 | 0 | 0 | 0 | 0.4 | 0.6 | 0.8 | 1 | 0.93333 | 0.8 | 0.93333 | 1 | 1 | 0.8 | 0.8 | 0.6 | 0.4 | 0.2 | 0.2 | 0 | 0 | ; | Nurs Other WEH |  |  |  |  | 1515 | 10 | 32.5 | 0.5 | Cst-Hosp-Occ-WEH | 0.1 | Cst-AllOn | 0.4 | Cst-Zeroes | 1 | 8 | 19 | 10 | 10 | 10 | 10 | 10 | 10 | 10 | 19 | 23.5 | 28 | 32.5 | 31 | 28 | 31 | 32.5 | 32.5 | 28 | 28 | 23.5 | 19 | 14.5 | 14.5 | 10 | 10 | Nurs Other WEH
;
1600 | 8 | 17 | 0 | 0 | 0 | 0 | 0 | 0.0299 | 0.19712 | 0.72536 | 0.9402 | 1 | 1 | 0.63012 | 0.57032 | 0.9402 | 1 | 1 | 0.84496 | 0.47508 | 0.26024 | 0.19712 | 0.16722 | 0.13732 | 0.0299 | 0 | ; | MedOff Occup WD |  |  |  |  | 1600 | 0 | 90.3 | 0.7 | A90.1-A-Off-Occ-WD | 0 | Cst-Zeroes | 0.3 | Cst-Hosp-Occ-WD | 1 | 8 | 17 | 0 | 0 | 0 | 0 | 0 | 2.7 | 17.8 | 65.5 | 84.9 | 90.3 | 90.3 | 56.9 | 51.5 | 84.9 | 90.3 | 90.3 | 76.3 | 42.9 | 23.5 | 17.8 | 15.1 | 12.4 | 2.7 | 0 | MedOff Occup WD
1601 | -1 | -1 | 0 | 0 | 0 | 0 | 0 | 0 | 0 | 0.4 | 0.6 | 0.8 | 1 | 0.93333 | 0.8 | 0.93333 | 1 | 1 | 0.8 | 0.8 | 0.6 | 0.4 | 0.2 | 0.2 | 0 | 0 | ; | MedOff Occup NoSat |  |  |  |  | 1601 | 0 | 13.5 | 0.7 | A90.1-A-Off-Occ-Sat | 0 | Cst-Zeroes | 0.3 | Cst-Hosp-Occ-WEH | 1 | -1 | -1 | 0 | 0 | 0 | 0 | 0 | 0 | 0 | 5.4 | 8.1 | 10.8 | 13.5 | 12.6 | 10.8 | 12.6 | 13.5 | 13.5 | 10.8 | 10.8 | 8.1 | 5.4 | 2.7 | 2.7 | 0 | 0 | MedOff Occup NoSat
1602 | 8 | 17 | 0 | 0 | 0 | 0 | 0 | 0 | 0.063492 | 0.61587 | 0.82857 | 0.91429 | 1 | 0.71746 | 0.66032 | 0.97143 | 1 | 1 | 0.7873 | 0.53333 | 0.32063 | 0.23492 | 0.14921 | 0.14921 | 0 | 0 | ; | MedOff Occup LowSat |  |  |  |  | 1602 | 0 | 31.5 | 0.5 | A90.1-A-Off-Occ-Sat | 0.2 | A90.1-A-Off-Occ-WD | 0.3 | Cst-Hosp-Occ-WEH | 1 | 8 | 17 | 0 | 0 | 0 | 0 | 0 | 0 | 2 | 19.4 | 26.1 | 28.8 | 31.5 | 22.6 | 20.8 | 30.6 | 31.5 | 31.5 | 24.8 | 16.8 | 10.1 | 7.4 | 4.7 | 4.7 | 0 | 0 | MedOff Occup LowSat
1603 | -1 | -1 | 0 | 0 | 0 | 0 | 0 | 0 | 0 | 0.4 | 0.6 | 0.8 | 1 | 0.93333 | 0.8 | 0.93333 | 1 | 1 | 0.8 | 0.8 | 0.6 | 0.4 | 0.2 | 0.2 | 0 | 0 | ; | MedOff Occup Sun |  |  |  |  | 1603 | 0 | 13.5 | 0.7 | A90.1-A-Off-Occ-Sun | 0 | Cst-Zeroes | 0.3 | Cst-Hosp-Occ-WEH | 1 | -1 | -1 | 0 | 0 | 0 | 0 | 0 | 0 | 0 | 5.4 | 8.1 | 10.8 | 13.5 | 12.6 | 10.8 | 12.6 | 13.5 | 13.5 | 10.8 | 10.8 | 8.1 | 5.4 | 2.7 | 2.7 | 0 | 0 | MedOff Occup Sun
1604 | 7 | 18 | 0.020525 | 0 | 0 | 0 | 0.020525 | 0.14025 | 0.42189 | 0.87913 | 1 | 1 | 1 | 1 | 0.97948 | 1 | 1 | 1 | 0.92018 | 0.68073 | 0.48005 | 0.44242 | 0.24173 | 0.20068 | 0.099202 | 0.061574 | ; | MedOff ILit WD |  |  |  |  | 1604 | 3.5 | 91.2 | 0.7 | A90.1-A-Off-Lt-WD | 0 | Cst-Zeroes | 0.3 | Cst-Hosp-IL-WD | 1 | 7 | 18 | 5.3 | 3.5 | 3.5 | 3.5 | 5.3 | 15.8 | 40.5 | 80.6 | 91.2 | 91.2 | 91.2 | 91.2 | 89.4 | 91.2 | 91.2 | 91.2 | 84.2 | 63.2 | 45.6 | 42.3 | 24.7 | 21.1 | 12.2 | 8.9 | MedOff ILit WD
1605 | -1 | -1 | 0.078947 | 0 | 0 | 0 | 0 | 0.15789 | 0.53947 | 0.77632 | 0.93421 | 1 | 1 | 1 | 1 | 1 | 1 | 1 | 0.93421 | 0.77632 | 0.69737 | 0.61842 | 0.53947 | 0.46053 | 0.38158 | 0.23684 | ; | MedOff ILit NoSat |  |  |  |  | 1605 | 3.5 | 26.3 | 0.7 | A90.1-A-Off-Lt-Sat | 0 | Cst-Zeroes | 0.3 | Cst-Hosp-IL-WEH | 1 | -1 | -1 | 5.3 | 3.5 | 3.5 | 3.5 | 3.5 | 7.1 | 15.8 | 21.2 | 24.8 | 26.3 | 26.3 | 26.3 | 26.3 | 26.3 | 26.3 | 26.3 | 24.8 | 21.2 | 19.4 | 17.6 | 15.8 | 14 | 12.2 | 8.9 | MedOff ILit NoSat
1606 | 8 | 17 | 0.045226 | 0 | 0 | 0 | 0 | 0.090452 | 0.43467 | 0.82161 | 0.96231 | 1 | 1 | 1 | 1 | 1 | 1 | 1 | 0.91206 | 0.67085 | 0.52513 | 0.4799 | 0.33417 | 0.28894 | 0.21859 | 0.13568 | ; | MedOff ILit LowSat |  |  |  |  | 1606 | 3.5 | 43.3 | 0.5 | A90.1-A-Off-Lt-Sat | 0.2 | A90.1-A-Off-Lt-WD | 0.3 | Cst-Hosp-IL-WEH | 1 | 8 | 17 | 5.3 | 3.5 | 3.5 | 3.5 | 3.5 | 7.1 | 20.8 | 36.2 | 41.8 | 43.3 | 43.3 | 43.3 | 43.3 | 43.3 | 43.3 | 43.3 | 39.8 | 30.2 | 24.4 | 22.6 | 16.8 | 15 | 12.2 | 8.9 | MedOff ILit LowSat
1607 | -1 | -1 | 0.078947 | 0 | 0 | 0 | 0 | 0.15789 | 0.53947 | 0.77632 | 0.93421 | 1 | 1 | 1 | 1 | 1 | 1 | 1 | 0.93421 | 0.77632 | 0.69737 | 0.61842 | 0.53947 | 0.46053 | 0.38158 | 0.23684 | ; | MedOff ILit Sun |  |  |  |  | 1607 | 3.5 | 26.3 | 0.7 | A90.1-A-Off-Lt-Sun | 0 | Cst-Zeroes | 0.3 | Cst-Hosp-IL-WEH | 1 | -1 | -1 | 5.3 | 3.5 | 3.5 | 3.5 | 3.5 | 7.1 | 15.8 | 21.2 | 24.8 | 26.3 | 26.3 | 26.3 | 26.3 | 26.3 | 26.3 | 26.3 | 24.8 | 21.2 | 19.4 | 17.6 | 15.8 | 14 | 12.2 | 8.9 | MedOff ILit Sun
1608 | 8 | 17 | 0 | 0 | 0 | 0 | 0 | 0.033624 | 0.24658 | 0.74097 | 0.93275 | 1 | 1 | 0.7335 | 0.66625 | 0.93275 | 1 | 1 | 0.87547 | 0.53425 | 0.31756 | 0.24658 | 0.16314 | 0.12951 | 0.033624 | 0 | ; | MedOff TLit WD |  |  |  |  | 1608 | 1 | 81.3 | 0.4 | A90.1-A-Off-Occ-WD | 0.2 | A90.1-A-Off-Lt-WD | 0.3 | Cst-Hosp-Occ-WD | 0.9 | 8 | 17 | 1 | 1 | 1 | 1 | 1 | 3.7 | 20.8 | 60.5 | 75.9 | 81.3 | 81.3 | 59.9 | 54.5 | 75.9 | 81.3 | 81.3 | 71.3 | 43.9 | 26.5 | 20.8 | 14.1 | 11.4 | 3.7 | 1 | MedOff TLit WD
1609 | -1 | -1 | 0 | 0 | 0 | 0 | 0 | 0 | 0 | 0.4 | 0.6 | 0.8 | 1 | 0.93333 | 0.8 | 0.93333 | 1 | 1 | 0.8 | 0.8 | 0.6 | 0.4 | 0.2 | 0.2 | 0 | 0 | ; | MedOff TLit NoSat |  |  |  |  | 1609 | 1 | 14.5 | 0.4 | A90.1-A-Off-Occ-Sat | 0.2 | A90.1-A-Off-Lt-Sat | 0.3 | Cst-Hosp-Occ-WEH | 0.9 | -1 | -1 | 1 | 1 | 1 | 1 | 1 | 1 | 1 | 6.4 | 9.1 | 11.8 | 14.5 | 13.6 | 11.8 | 13.6 | 14.5 | 14.5 | 11.8 | 11.8 | 9.1 | 6.4 | 3.7 | 3.7 | 1 | 1 | MedOff TLit NoSat
1610 | 8 | 17 | 0 | 0 | 0 | 0 | 0 | 0 | 0.074074 | 0.65185 | 0.86667 | 0.93333 | 1 | 0.68148 | 0.63704 | 0.97778 | 1 | 1 | 0.78519 | 0.48889 | 0.27407 | 0.20741 | 0.14074 | 0.14074 | 0 | 0 | ; | MedOff TLit LowSat |  |  |  |  | 1610 | 1 | 41.5 | 0.3 | A90.1-A-Off-Occ-WD | 0.2 | A90.1-A-Off-Lt-Sat | 0.3 | Cst-Hosp-Occ-WEH | 0.8 | 8 | 17 | 1 | 1 | 1 | 1 | 1 | 1 | 4 | 27.4 | 36.1 | 38.8 | 41.5 | 28.6 | 26.8 | 40.6 | 41.5 | 41.5 | 32.8 | 20.8 | 12.1 | 9.4 | 6.7 | 6.7 | 1 | 1 | MedOff TLit LowSat
1611 | -1 | -1 | 0 | 0 | 0 | 0 | 0 | 0 | 0 | 0.4 | 0.6 | 0.8 | 1 | 0.93333 | 0.8 | 0.93333 | 1 | 1 | 0.8 | 0.8 | 0.6 | 0.4 | 0.2 | 0.2 | 0 | 0 | ; | MedOff TLit Sun |  |  |  |  | 1611 | 1 | 14.5 | 0.4 | A90.1-A-Off-Occ-Sun | 0.2 | A90.1-A-Off-Lt-Sun | 0.3 | Cst-Hosp-Occ-WEH | 0.9 | -1 | -1 | 1 | 1 | 1 | 1 | 1 | 1 | 1 | 6.4 | 9.1 | 11.8 | 14.5 | 13.6 | 11.8 | 13.6 | 14.5 | 14.5 | 11.8 | 11.8 | 9.1 | 6.4 | 3.7 | 3.7 | 1 | 1 | MedOff TLit Sun
1612 | 8 | 17 | 0 | 0 | 0 | 0 | 0 | 0.033416 | 0.21411 | 0.73639 | 0.93317 | 1 | 1 | 0.73515 | 0.66832 | 0.93317 | 1 | 1 | 0.90099 | 0.51238 | 0.28465 | 0.21411 | 0.14975 | 0.11634 | 0.033416 | 0 | ; | MedOff OffEq WD |  |  |  |  | 1612 | 5 | 85.8 | 0.25 | A90.1-A-Off-Plg-WD | 0.4 | A90.1-A-Off-Occ-WD | 0.3 | Cst-Hosp-Occ-WD | 0.95 | 8 | 17 | 5 | 5 | 5 | 5 | 5 | 7.7 | 22.3 | 64.5 | 80.4 | 85.8 | 85.8 | 64.4 | 59 | 80.4 | 85.8 | 85.8 | 77.8 | 46.4 | 28 | 22.3 | 17.1 | 14.4 | 7.7 | 5 | MedOff OffEq WD
1613 | -1 | -1 | 0 | 0 | 0 | 0 | 0 | 0 | 0 | 0.4 | 0.6 | 0.8 | 1 | 0.93333 | 0.8 | 0.93333 | 1 | 1 | 0.8 | 0.8 | 0.6 | 0.4 | 0.2 | 0.2 | 0 | 0 | ; | MedOff OffEq NoSat |  |  |  |  | 1613 | 5 | 18.5 | 0.25 | A90.1-A-Off-Plg-Sat | 0.4 | A90.1-A-Off-Occ-Sat | 0.3 | Cst-Hosp-Occ-WEH | 0.95 | -1 | -1 | 5 | 5 | 5 | 5 | 5 | 5 | 5 | 10.4 | 13.1 | 15.8 | 18.5 | 17.6 | 15.8 | 17.6 | 18.5 | 18.5 | 15.8 | 15.8 | 13.1 | 10.4 | 7.7 | 7.7 | 5 | 5 | MedOff OffEq NoSat
1614 | 8 | 17 | 0 | 0 | 0 | 0 | 0 | 0 | 0.089888 | 0.69438 | 0.87865 | 0.93933 | 1 | 0.84494 | 0.80449 | 0.97978 | 1 | 1 | 0.87191 | 0.51236 | 0.27191 | 0.21124 | 0.094382 | 0.094382 | 0 | 0 | ; | MedOff OffEq LowSat |  |  |  |  | 1614 | 5 | 49.5 | 0.25 | A90.1-A-Off-Plg-WD | 0.15 | A90.1-A-Off-Occ-WD | 0.3 | Cst-Hosp-Occ-WEH | 0.7 | 8 | 17 | 5 | 5 | 5 | 5 | 5 | 5 | 9 | 35.9 | 44.1 | 46.8 | 49.5 | 42.6 | 40.8 | 48.6 | 49.5 | 49.5 | 43.8 | 27.8 | 17.1 | 14.4 | 9.2 | 9.2 | 5 | 5 | MedOff OffEq LowSat
1615 | -1 | -1 | 0 | 0 | 0 | 0 | 0 | 0 | 0 | 0.4 | 0.6 | 0.8 | 1 | 0.93333 | 0.8 | 0.93333 | 1 | 1 | 0.8 | 0.8 | 0.6 | 0.4 | 0.2 | 0.2 | 0 | 0 | ; | MedOff OffEq Sun |  |  |  |  | 1615 | 5 | 18.5 | 0.25 | A90.1-A-Off-Plg-Sun | 0.4 | A90.1-A-Off-Occ-Sun | 0.3 | Cst-Hosp-Occ-WEH | 0.95 | -1 | -1 | 5 | 5 | 5 | 5 | 5 | 5 | 5 | 10.4 | 13.1 | 15.8 | 18.5 | 17.6 | 15.8 | 17.6 | 18.5 | 18.5 | 15.8 | 15.8 | 13.1 | 10.4 | 7.7 | 7.7 | 5 | 5 | MedOff OffEq Sun
1616 | 8 | 17 | 0 | 0 | 0 | 0 | 0 | 0.017274 | 0.17786 | 0.79015 | 0.96545 | 1 | 1 | 0.83749 | 0.80294 | 0.96545 | 1 | 1 | 0.93602 | 0.46641 | 0.21433 | 0.17786 | 0.083813 | 0.066539 | 0.017274 | 0 | ; | MedOff Plugs WD |  |  |  |  | 1616 | 12 | 90.15 | 0.6 | A90.1-A-Off-Plg-WD | 0.25 | A90.1-A-Off-Occ-WD | 0.15 | Cst-Hosp-Occ-WD | 1 | 8 | 17 | 12 | 12 | 12 | 12 | 12 | 13.35 | 25.9 | 73.75 | 87.45 | 90.15 | 90.15 | 77.45 | 74.75 | 87.45 | 90.15 | 90.15 | 85.15 | 48.45 | 28.75 | 25.9 | 18.55 | 17.2 | 13.35 | 12 | MedOff Plugs WD
1617 | -1 | -1 | 0 | 0 | 0 | 0 | 0 | 0 | 0 | 0.4 | 0.6 | 0.8 | 1 | 0.93333 | 0.8 | 0.93333 | 1 | 1 | 0.8 | 0.8 | 0.6 | 0.4 | 0.2 | 0.2 | 0 | 0 | ; | MedOff Plugs NoSat |  |  |  |  | 1617 | 12 | 18.75 | 0.6 | A90.1-A-Off-Plg-Sat | 0.25 | A90.1-A-Off-Occ-Sat | 0.15 | Cst-Hosp-Occ-WEH | 1 | -1 | -1 | 12 | 12 | 12 | 12 | 12 | 12 | 12 | 14.7 | 16.05 | 17.4 | 18.75 | 18.3 | 17.4 | 18.3 | 18.75 | 18.75 | 17.4 | 17.4 | 16.05 | 14.7 | 13.35 | 13.35 | 12 | 12 | MedOff Plugs NoSat
1618 | 8 | 17 | 0 | 0 | 0 | 0 | 0 | 0 | 0.12207 | 0.79249 | 0.9493 | 0.97465 | 1 | 0.95399 | 0.93709 | 0.99155 | 1 | 1 | 0.95587 | 0.46761 | 0.19812 | 0.17277 | 0.034742 | 0.034742 | 0 | 0 | ; | MedOff Plugs LowSat |  |  |  |  | 1618 | 12 | 65.25 | 0.6 | A90.1-A-Off-Plg-WD | 0.05 | A90.1-A-Off-Occ-WD | 0.15 | Cst-Hosp-Occ-WEH | 0.8 | 8 | 17 | 12 | 12 | 12 | 12 | 12 | 12 | 18.5 | 54.2 | 62.55 | 63.9 | 65.25 | 62.8 | 61.9 | 64.8 | 65.25 | 65.25 | 62.9 | 36.9 | 22.55 | 21.2 | 13.85 | 13.85 | 12 | 12 | MedOff Plugs LowSat
1619 | -1 | -1 | 0 | 0 | 0 | 0 | 0 | 0 | 0 | 0.4 | 0.6 | 0.8 | 1 | 0.93333 | 0.8 | 0.93333 | 1 | 1 | 0.8 | 0.8 | 0.6 | 0.4 | 0.2 | 0.2 | 0 | 0 | ; | MedOff Plugs Sun |  |  |  |  | 1619 | 12 | 18.75 | 0.6 | A90.1-A-Off-Plg-Sun | 0.25 | A90.1-A-Off-Occ-Sun | 0.15 | Cst-Hosp-Occ-WEH | 1 | -1 | -1 | 12 | 12 | 12 | 12 | 12 | 12 | 12 | 14.7 | 16.05 | 17.4 | 18.75 | 18.3 | 17.4 | 18.3 | 18.75 | 18.75 | 17.4 | 17.4 | 16.05 | 14.7 | 13.35 | 13.35 | 12 | 12 | MedOff Plugs Sun
1620 | 8 | 17 | 0 | 0 | 0 | 0 | 0 | 0.011655 | 0.083916 | 0.46853 | 0.50583 | 0.98834 | 1 | 0.97669 | 0.95105 | 0.97669 | 1 | 0.81352 | 0.57809 | 0.34266 | 0.20047 | 0.18881 | 0.18881 | 0.037296 | 0.011655 | 0 | ; | MedOff DHW WD |  |  |  |  | 1620 | 4 | 89.8 | 0.8 | A90.1-A-Off-HW-WD | 0 | Cst-Zeroes | 0.2 | Cst-Hosp-HW-WD | 1 | 8 | 17 | 4 | 4 | 4 | 4 | 4 | 5 | 11.2 | 44.2 | 47.4 | 88.8 | 89.8 | 87.8 | 85.6 | 87.8 | 89.8 | 73.8 | 53.6 | 33.4 | 21.2 | 20.2 | 20.2 | 7.2 | 5 | 4 | MedOff DHW WD
1621 | -1 | -1 | 0 | 0 | 0 | 0 | 0 | 0 | 0.063291 | 0.20253 | 0.40506 | 0.93671 | 1 | 0.86076 | 0.73418 | 0.86076 | 1 | 1 | 0.73418 | 0.46835 | 0.32911 | 0.26582 | 0.26582 | 0.20253 | 0.063291 | 0 | ; | MedOff DHW NoSat |  |  |  |  | 1621 | 4 | 19.8 | 0.8 | A90.1-A-Off-HW-Sat | 0 | Cst-Zeroes | 0.2 | Cst-Hosp-HW-WEH | 1 | -1 | -1 | 4 | 4 | 4 | 4 | 4 | 4 | 5 | 7.2 | 10.4 | 18.8 | 19.8 | 17.6 | 15.6 | 17.6 | 19.8 | 19.8 | 15.6 | 11.4 | 9.2 | 8.2 | 8.2 | 7.2 | 5 | 4 | MedOff DHW NoSat
1622 | 8 | 17 | 0 | 0 | 0 | 0 | 0 | 0 | 0.060729 | 0.39001 | 0.47638 | 0.97301 | 1 | 0.94062 | 0.88664 | 0.94062 | 1 | 0.86505 | 0.61673 | 0.36842 | 0.24157 | 0.21457 | 0.21457 | 0.08637 | 0.026991 | 0 | ; | MedOff DHW LowSat |  |  |  |  | 1622 | 4 | 41.05 | 0.55 | A90.1-A-Off-HW-Sat | 0.25 | A90.1-A-Off-HW-WD | 0.2 | Cst-Hosp-HW-WEH | 1 | 8 | 17 | 4 | 4 | 4 | 4 | 4 | 4 | 6.25 | 18.45 | 21.65 | 40.05 | 41.05 | 38.85 | 36.85 | 38.85 | 41.05 | 36.05 | 26.85 | 17.65 | 12.95 | 11.95 | 11.95 | 7.2 | 5 | 4 | MedOff DHW LowSat
1623 | -1 | -1 | 0 | 0 | 0 | 0 | 0 | 0 | 0.063291 | 0.20253 | 0.40506 | 0.93671 | 1 | 0.86076 | 0.73418 | 0.86076 | 1 | 1 | 0.73418 | 0.46835 | 0.32911 | 0.26582 | 0.26582 | 0.20253 | 0.063291 | 0 | ; | MedOff DHW Sun |  |  |  |  | 1623 | 4 | 19.8 | 0.8 | A90.1-A-Off-HW-Sun | 0 | Cst-Zeroes | 0.2 | Cst-Hosp-HW-WEH | 1 | -1 | -1 | 4 | 4 | 4 | 4 | 4 | 4 | 5 | 7.2 | 10.4 | 18.8 | 19.8 | 17.6 | 15.6 | 17.6 | 19.8 | 19.8 | 15.6 | 11.4 | 9.2 | 8.2 | 8.2 | 7.2 | 5 | 4 | MedOff DHW Sun
1624 | 7 | 17 | 0 | 0 | 0 | 0 | 0 | 0 | 0.26667 | 0.26667 | 0.13333 | 0.13333 | 0.4 | 0.8 | 1 | 0.6 | 0.26667 | 0.13333 | 0.13333 | 0.13333 | 0.13333 | 0.066667 | 0 | 0 | 0 | 0 | ; | MedOff Cook WD |  |  |  |  | 1624 | 0 | 75 | 1 | Cst-Off-Cook-WD | 0 | Cst-Zeroes | 0 | Cst-Zeroes | 1 | 7 | 17 | 0 | 0 | 0 | 0 | 0 | 0 | 20 | 20 | 10 | 10 | 30 | 60 | 75 | 45 | 20 | 10 | 10 | 10 | 10 | 5 | 0 | 0 | 0 | 0 | MedOff Cook WD
1625 | -1 | -1 | 0 | 0 | 0 | 0 | 0 | 0 | 0 | 0 | 0 | 0 | 0 | 0 | 0 | 0 | 0 | 0 | 0 | 0 | 0 | 0 | 0 | 0 | 0 | 0 | ; | MedOff Cook NoSat |  |  |  |  | 1625 | 0 | 0 | 1 | Cst-Zeroes | 0 | Cst-Zeroes | 0 | Cst-Zeroes | 1 | -1 | -1 | 0 | 0 | 0 | 0 | 0 | 0 | 0 | 0 | 0 | 0 | 0 | 0 | 0 | 0 | 0 | 0 | 0 | 0 | 0 | 0 | 0 | 0 | 0 | 0 | MedOff Cook NoSat
1626 | 7 | 17 | 0 | 0 | 0 | 0 | 0 | 0 | 0.26667 | 0.26667 | 0.13333 | 0.13333 | 0.4 | 0.8 | 1 | 0.6 | 0.26667 | 0.13333 | 0.13333 | 0.13333 | 0.13333 | 0.066667 | 0 | 0 | 0 | 0 | ; | MedOff Cook LowSat |  |  |  |  | 1626 | 0 | 18.75 | 0.75 | Cst-Zeroes | 0.25 | Cst-Off-Cook-WD | 0 | Cst-Zeroes | 1 | 7 | 17 | 0 | 0 | 0 | 0 | 0 | 0 | 5 | 5 | 2.5 | 2.5 | 7.5 | 15 | 18.75 | 11.25 | 5 | 2.5 | 2.5 | 2.5 | 2.5 | 1.25 | 0 | 0 | 0 | 0 | MedOff Cook LowSat
1627 | -1 | -1 | 0 | 0 | 0 | 0 | 0 | 0 | 0 | 0 | 0 | 0 | 0 | 0 | 0 | 0 | 0 | 0 | 0 | 0 | 0 | 0 | 0 | 0 | 0 | 0 | ; | MedOff Cook Sun |  |  |  |  | 1627 | 0 | 0 | 1 | Cst-Zeroes | 0 | Cst-Zeroes | 0 | Cst-Zeroes | 1 | -1 | -1 | 0 | 0 | 0 | 0 | 0 | 0 | 0 | 0 | 0 | 0 | 0 | 0 | 0 | 0 | 0 | 0 | 0 | 0 | 0 | 0 | 0 | 0 | 0 | 0 | MedOff Cook Sun
1628 | 8 | 17 | 0 | 0 | 0 | 0 | 0 | 0.016843 | 0.17342 | 0.78291 | 0.96631 | 1 | 1 | 0.79164 | 0.75795 | 0.96631 | 1 | 1 | 0.91266 | 0.45477 | 0.20898 | 0.17342 | 0.094198 | 0.077355 | 0.016843 | 0 | ; | MedOff Other WD |  |  |  |  | 1628 | 10 | 90.15 | 0.35 | A90.1-A-Off-Occ-WD | 0.5 | A90.1-A-Off-Plg-WD | 0.15 | Cst-Hosp-Occ-WD | 1 | 8 | 17 | 10 | 10 | 10 | 10 | 10 | 11.35 | 23.9 | 72.75 | 87.45 | 90.15 | 90.15 | 73.45 | 70.75 | 87.45 | 90.15 | 90.15 | 83.15 | 46.45 | 26.75 | 23.9 | 17.55 | 16.2 | 11.35 | 10 | MedOff Other WD
1629 | -1 | -1 | 0 | 0 | 0 | 0 | 0 | 0 | 0 | 0.4 | 0.6 | 0.8 | 1 | 0.93333 | 0.8 | 0.93333 | 1 | 1 | 0.8 | 0.8 | 0.6 | 0.4 | 0.2 | 0.2 | 0 | 0 | ; | MedOff Other NoSat |  |  |  |  | 1629 | 10 | 16.75 | 0.35 | A90.1-A-Off-Occ-Sat | 0.5 | A90.1-A-Off-Plg-Sat | 0.15 | Cst-Hosp-Occ-WEH | 1 | -1 | -1 | 10 | 10 | 10 | 10 | 10 | 10 | 10 | 12.7 | 14.05 | 15.4 | 16.75 | 16.3 | 15.4 | 16.3 | 16.75 | 16.75 | 15.4 | 15.4 | 14.05 | 12.7 | 11.35 | 11.35 | 10 | 10 | MedOff Other NoSat
1630 | 8 | 17 | 0 | 0 | 0 | 0 | 0 | 0 | 0.11823 | 0.78227 | 0.9468 | 0.9734 | 1 | 0.91232 | 0.89458 | 0.99113 | 1 | 1 | 0.93399 | 0.46108 | 0.19803 | 0.17143 | 0.046305 | 0.046305 | 0 | 0 | ; | MedOff Other LowSat |  |  |  |  | 1630 | 10 | 60.75 | 0.1 | A90.1-A-Off-Occ-WD | 0.5 | A90.1-A-Off-Plg-WD | 0.15 | Cst-Hosp-Occ-WEH | 0.75 | 8 | 17 | 10 | 10 | 10 | 10 | 10 | 10 | 16 | 49.7 | 58.05 | 59.4 | 60.75 | 56.3 | 55.4 | 60.3 | 60.75 | 60.75 | 57.4 | 33.4 | 20.05 | 18.7 | 12.35 | 12.35 | 10 | 10 | MedOff Other LowSat
1631 | -1 | -1 | 0 | 0 | 0 | 0 | 0 | 0 | 0 | 0.4 | 0.6 | 0.8 | 1 | 0.93333 | 0.8 | 0.93333 | 1 | 1 | 0.8 | 0.8 | 0.6 | 0.4 | 0.2 | 0.2 | 0 | 0 | ; | MedOff Other Sun |  |  |  |  | 1631 | 10 | 16.75 | 0.35 | A90.1-A-Off-Occ-Sun | 0.5 | A90.1-A-Off-Plg-Sun | 0.15 | Cst-Hosp-Occ-WEH | 1 | -1 | -1 | 10 | 10 | 10 | 10 | 10 | 10 | 10 | 12.7 | 14.05 | 15.4 | 16.75 | 16.3 | 15.4 | 16.3 | 16.75 | 16.75 | 15.4 | 15.4 | 14.05 | 12.7 | 11.35 | 11.35 | 10 | 10 | MedOff Other Sun
;
1700 | 9 | 17 | 0 | 0 | 0 | 0 | 0 | 0 | 0 | 0.22222 | 0.77778 | 1 | 1 | 1 | 1 | 0.55556 | 1 | 0.88889 | 0.88889 | 0.22222 | 0 | 0 | 0 | 0 | 0 | 0 | ; | Stor Occup WD |  |  |  |  | 1700 | 0 | 90 | 1 | A90.1-E-Whs-Occ-WD | 0 | Cst-Zeroes | 0 | Cst-Zeroes | 1 | 9 | 17 | 0 | 0 | 0 | 0 | 0 | 0 | 0 | 20 | 70 | 90 | 90 | 90 | 90 | 50 | 90 | 80 | 80 | 20 | 0 | 0 | 0 | 0 | 0 | 0 | Stor Occup WD
1701 | 9 | 15 | 0 | 0 | 0 | 0 | 0 | 0 | 0 | 0 | 1 | 1 | 1 | 1 | 0.5 | 0.5 | 0.5 | 0.5 | 0 | 0 | 0 | 0 | 0 | 0 | 0 | 0 | ; | Stor Occup Sat |  |  |  |  | 1701 | 0 | 20 | 1 | A90.1-E-Whs-Occ-Sat | 0 | Cst-Zeroes | 0 | Cst-Zeroes | 1 | 9 | 15 | 0 | 0 | 0 | 0 | 0 | 0 | 0 | 0 | 20 | 20 | 20 | 20 | 10 | 10 | 10 | 10 | 0 | 0 | 0 | 0 | 0 | 0 | 0 | 0 | Stor Occup Sat
1702 | -1 | -1 | 0 | 0 | 0 | 0 | 0 | 0 | 0 | 0 | 0 | 0 | 0 | 0 | 0 | 0 | 0 | 0 | 0 | 0 | 0 | 0 | 0 | 0 | 0 | 0 | ; | Stor Occup Sun |  |  |  |  | 1702 | 0 | 0 | 1 | A90.1-E-Whs-Occ-Sun | 0 | Cst-Zeroes | 0 | Cst-Zeroes | 1 | -1 | -1 | 0 | 0 | 0 | 0 | 0 | 0 | 0 | 0 | 0 | 0 | 0 | 0 | 0 | 0 | 0 | 0 | 0 | 0 | 0 | 0 | 0 | 0 | 0 | 0 | Stor Occup Sun
1703 | 9 | 17 | 0 | 0 | 0 | 0 | 0 | 0 | 0 | 0.41176 | 0.76471 | 1 | 1 | 1 | 1 | 1 | 1 | 1 | 1 | 0.41176 | 0 | 0 | 0 | 0 | 0 | 0 | ; | Stor ILit WD |  |  |  |  | 1703 | 5 | 90 | 1 | A90.1-E-Whs-Lt-WD | 0 | Cst-Zeroes | 0 | Cst-Zeroes | 1 | 9 | 17 | 5 | 5 | 5 | 5 | 5 | 5 | 5 | 40 | 70 | 90 | 90 | 90 | 90 | 90 | 90 | 90 | 90 | 40 | 5 | 5 | 5 | 5 | 5 | 5 | Stor ILit WD
1704 | 9 | 15 | 0 | 0 | 0 | 0 | 0 | 0 | 0 | 0 | 0.52941 | 1 | 1 | 1 | 1 | 1 | 0.76471 | 0.52941 | 0 | 0 | 0 | 0 | 0 | 0 | 0 | 0 | ; | Stor ILit Sat |  |  |  |  | 1704 | 5 | 90 | 1 | A90.1-E-Whs-Lt-Sat | 0 | Cst-Zeroes | 0 | Cst-Zeroes | 1 | 9 | 15 | 5 | 5 | 5 | 5 | 5 | 5 | 5 | 5 | 50 | 90 | 90 | 90 | 90 | 90 | 70 | 50 | 5 | 5 | 5 | 5 | 5 | 5 | 5 | 5 | Stor ILit Sat
1705 | -1 | -1 | 0 | 0 | 0 | 0 | 0 | 0 | 0 | 0 | 0 | 0 | 0 | 0 | 0 | 0 | 0 | 0 | 0 | 0 | 0 | 0 | 0 | 0 | 0 | 0 | ; | Stor ILit Sun |  |  |  |  | 1705 | 5 | 5 | 1 | A90.1-E-Whs-Lt-Sun | 0 | Cst-Zeroes | 0 | Cst-Zeroes | 1 | -1 | -1 | 5 | 5 | 5 | 5 | 5 | 5 | 5 | 5 | 5 | 5 | 5 | 5 | 5 | 5 | 5 | 5 | 5 | 5 | 5 | 5 | 5 | 5 | 5 | 5 | Stor ILit Sun
1706 | 9 | 17 | 0 | 0 | 0 | 0 | 0 | 0 | 0 | 0.26761 | 0.77465 | 1 | 1 | 1 | 1 | 0.66197 | 1 | 0.91549 | 0.91549 | 0.26761 | 0 | 0 | 0 | 0 | 0 | 0 | ; | Stor TLit WD |  |  |  |  | 1706 | 1.25 | 90 | 0.75 | A90.1-E-Whs-Occ-WD | 0.25 | A90.1-E-Whs-Lt-WD | 0 | Cst-Zeroes | 1 | 9 | 17 | 1.25 | 1.25 | 1.25 | 1.25 | 1.25 | 1.25 | 1.25 | 25 | 70 | 90 | 90 | 90 | 90 | 60 | 90 | 82.5 | 82.5 | 25 | 1.25 | 1.25 | 1.25 | 1.25 | 1.25 | 1.25 | Stor TLit WD
1707 | 9 | 15 | 0 | 0 | 0 | 0 | 0 | 0 | 0 | 0 | 0.72414 | 1 | 1 | 1 | 0.7931 | 0.7931 | 0.65517 | 0.51724 | 0 | 0 | 0 | 0 | 0 | 0 | 0 | 0 | ; | Stor TLit Sat |  |  |  |  | 1707 | 1.25 | 37.5 | 0.75 | A90.1-E-Whs-Occ-Sat | 0.25 | A90.1-E-Whs-Lt-Sat | 0 | Cst-Zeroes | 1 | 9 | 15 | 1.25 | 1.25 | 1.25 | 1.25 | 1.25 | 1.25 | 1.25 | 1.25 | 27.5 | 37.5 | 37.5 | 37.5 | 30 | 30 | 25 | 20 | 1.25 | 1.25 | 1.25 | 1.25 | 1.25 | 1.25 | 1.25 | 1.25 | Stor TLit Sat
1708 | -1 | -1 | 0 | 0 | 0 | 0 | 0 | 0 | 0 | 0 | 0 | 0 | 0 | 0 | 0 | 0 | 0 | 0 | 0 | 0 | 0 | 0 | 0 | 0 | 0 | 0 | ; | Stor TLit Sun |  |  |  |  | 1708 | 1.25 | 1.25 | 0.75 | A90.1-E-Whs-Occ-Sun | 0.25 | A90.1-E-Whs-Lt-Sun | 0 | Cst-Zeroes | 1 | -1 | -1 | 1.25 | 1.25 | 1.25 | 1.25 | 1.25 | 1.25 | 1.25 | 1.25 | 1.25 | 1.25 | 1.25 | 1.25 | 1.25 | 1.25 | 1.25 | 1.25 | 1.25 | 1.25 | 1.25 | 1.25 | 1.25 | 1.25 | 1.25 | 1.25 | Stor TLit Sun
1709 | 9 | 17 | 0 | 0 | 0 | 0 | 0 | 0 | 0.089385 | 0.68715 | 0.95531 | 1 | 1 | 0.64246 | 0.64246 | 0.95531 | 1 | 0.98883 | 0.81006 | 0.32961 | 0.089385 | 0.089385 | 0.089385 | 0.089385 | 0 | 0 | ; | Stor OffEq WD |  |  |  |  | 1709 | 0.5 | 90 | 0.1 | A90.1-E-Whs-Plg-WD | 0.8 | A90.1-A-Off-Occ-WD | 0.1 | A90.1-E-Whs-Occ-WD | 1 | 9 | 17 | 0.5 | 0.5 | 0.5 | 0.5 | 0.5 | 0.5 | 8.5 | 62 | 86 | 90 | 90 | 58 | 58 | 86 | 90 | 89 | 73 | 30 | 8.5 | 8.5 | 8.5 | 8.5 | 0.5 | 0.5 | Stor OffEq WD
1710 | 9 | 15 | 0 | 0 | 0 | 0 | 0 | 0 | 0 | 0 | 0.61905 | 1 | 1 | 1 | 0.90476 | 0.90476 | 0.71429 | 0.52381 | 0 | 0 | 0 | 0 | 0 | 0 | 0 | 0 | ; | Stor OffEq Sat |  |  |  |  | 1710 | 0.5 | 11 | 0.1 | A90.1-E-Whs-Plg-Sat | 0.8 | A90.1-A-Off-Occ-Sat | 0.1 | A90.1-E-Whs-Occ-Sat | 1 | 9 | 15 | 0.5 | 0.5 | 0.5 | 0.5 | 0.5 | 0.5 | 0.5 | 0.5 | 7 | 11 | 11 | 11 | 10 | 10 | 8 | 6 | 0.5 | 0.5 | 0.5 | 0.5 | 0.5 | 0.5 | 0.5 | 0.5 | Stor OffEq Sat
1711 | -1 | -1 | 0 | 0 | 0 | 0 | 0 | 0 | 0 | 0 | 0 | 0 | 0 | 0 | 0 | 0 | 0 | 0 | 0 | 0 | 0 | 0 | 0 | 0 | 0 | 0 | ; | Stor OffEq Sun |  |  |  |  | 1711 | 0.5 | 0.5 | 0.1 | A90.1-E-Whs-Plg-Sun | 0.8 | A90.1-A-Off-Occ-Sun | 0.1 | A90.1-E-Whs-Occ-Sun | 1 | -1 | -1 | 0.5 | 0.5 | 0.5 | 0.5 | 0.5 | 0.5 | 0.5 | 0.5 | 0.5 | 0.5 | 0.5 | 0.5 | 0.5 | 0.5 | 0.5 | 0.5 | 0.5 | 0.5 | 0.5 | 0.5 | 0.5 | 0.5 | 0.5 | 0.5 | Stor OffEq Sun
1712 | 9 | 17 | 0 | 0 | 0 | 0 | 0 | 0 | 0 | 0.41176 | 0.76471 | 1 | 1 | 1 | 1 | 1 | 1 | 1 | 1 | 0.41176 | 0 | 0 | 0 | 0 | 0 | 0 | ; | Stor Plugs WD |  |  |  |  | 1712 | 5 | 90 | 1 | A90.1-E-Whs-Plg-WD | 0 | Cst-Zeroes | 0 | Cst-Zeroes | 1 | 9 | 17 | 5 | 5 | 5 | 5 | 5 | 5 | 5 | 40 | 70 | 90 | 90 | 90 | 90 | 90 | 90 | 90 | 90 | 40 | 5 | 5 | 5 | 5 | 5 | 5 | Stor Plugs WD
1713 | 9 | 15 | 0 | 0 | 0 | 0 | 0 | 0 | 0 | 0 | 0.52941 | 1 | 1 | 1 | 1 | 1 | 0.76471 | 0.52941 | 0 | 0 | 0 | 0 | 0 | 0 | 0 | 0 | ; | Stor Plugs Sat |  |  |  |  | 1713 | 5 | 90 | 1 | A90.1-E-Whs-Plg-Sat | 0 | Cst-Zeroes | 0 | Cst-Zeroes | 1 | 9 | 15 | 5 | 5 | 5 | 5 | 5 | 5 | 5 | 5 | 50 | 90 | 90 | 90 | 90 | 90 | 70 | 50 | 5 | 5 | 5 | 5 | 5 | 5 | 5 | 5 | Stor Plugs Sat
1714 | -1 | -1 | 0 | 0 | 0 | 0 | 0 | 0 | 0 | 0 | 0 | 0 | 0 | 0 | 0 | 0 | 0 | 0 | 0 | 0 | 0 | 0 | 0 | 0 | 0 | 0 | ; | Stor Plugs Sun |  |  |  |  | 1714 | 5 | 5 | 1 | A90.1-E-Whs-Plg-Sun | 0 | Cst-Zeroes | 0 | Cst-Zeroes | 1 | -1 | -1 | 5 | 5 | 5 | 5 | 5 | 5 | 5 | 5 | 5 | 5 | 5 | 5 | 5 | 5 | 5 | 5 | 5 | 5 | 5 | 5 | 5 | 5 | 5 | 5 | Stor Plugs Sun
1715 | 10 | 17 | 0 | 0 | 0 | 0 | 0 | 0 | 0 | 0.058824 | 0.41176 | 0.52941 | 0.52941 | 0.76471 | 1 | 0.88235 | 0.76471 | 0.88235 | 0.29412 | 0 | 0 | 0 | 0 | 0 | 0 | 0 | ; | Stor DHW WD |  |  |  |  | 1715 | 5 | 90 | 1 | A90.1-E-Whs-HW-WD | 0 | Cst-Zeroes | 0 | Cst-Zeroes | 1 | 10 | 17 | 5 | 5 | 5 | 5 | 5 | 5 | 5 | 10 | 40 | 50 | 50 | 70 | 90 | 80 | 70 | 80 | 30 | 5 | 5 | 5 | 5 | 5 | 5 | 5 | Stor DHW WD
1716 | 10 | 15 | 0 | 0 | 0 | 0 | 0 | 0 | 0 | 0 | 0 | 0.42857 | 0.42857 | 1 | 0.42857 | 0.42857 | 0.42857 | 0 | 0 | 0 | 0 | 0 | 0 | 0 | 0 | 0 | ; | Stor DHW Sat |  |  |  |  | 1716 | 5 | 40 | 1 | A90.1-E-Whs-HW-Sat | 0 | Cst-Zeroes | 0 | Cst-Zeroes | 1 | 10 | 15 | 5 | 5 | 5 | 5 | 5 | 5 | 5 | 5 | 5 | 20 | 20 | 40 | 20 | 20 | 20 | 5 | 5 | 5 | 5 | 5 | 5 | 5 | 5 | 5 | Stor DHW Sat
1717 | -1 | -1 | 0 | 0 | 0 | 0 | 0 | 0 | 0 | 0 | 0 | 0 | 0 | 0 | 0 | 0 | 0 | 0 | 0 | 0 | 0 | 0 | 0 | 0 | 0 | 0 | ; | Stor DHW Sun |  |  |  |  | 1717 | 5 | 5 | 1 | A90.1-E-Whs-HW-Sun | 0 | Cst-Zeroes | 0 | Cst-Zeroes | 1 | -1 | -1 | 5 | 5 | 5 | 5 | 5 | 5 | 5 | 5 | 5 | 5 | 5 | 5 | 5 | 5 | 5 | 5 | 5 | 5 | 5 | 5 | 5 | 5 | 5 | 5 | Stor DHW Sun
1718 | -1 | -1 | 0 | 0 | 0 | 0 | 0 | 0 | 0.24691 | 0.26337 | 0.18107 | 0.19753 | 0.44444 | 0.81481 | 1 | 0.59671 | 0.32099 | 0.1893 | 0.1893 | 0.13992 | 0.12346 | 0.061728 | 0 | 0 | 0 | 0 | ; | Stor Cook WD |  |  |  |  | 1718 | 0 | 60.75 | 0.75 | Cst-Off-Cook-WD | 0.05 | A90.1-E-Whs-Occ-WD | 0.2 | Cst-Zeroes | 1 | -1 | -1 | 0 | 0 | 0 | 0 | 0 | 0 | 15 | 16 | 11 | 12 | 27 | 49.5 | 60.75 | 36.25 | 19.5 | 11.5 | 11.5 | 8.5 | 7.5 | 3.75 | 0 | 0 | 0 | 0 | Stor Cook WD
1719 | -1 | -1 | 0 | 0 | 0 | 0 | 0 | 0 | 0.25974 | 0.25974 | 0.18182 | 0.18182 | 0.44156 | 0.83117 | 1 | 0.61039 | 0.28571 | 0.15584 | 0.12987 | 0.12987 | 0.12987 | 0.064935 | 0 | 0 | 0 | 0 | ; | Stor Cook Sat |  |  |  |  | 1719 | 0 | 19.25 | 0.25 | Cst-Off-Cook-WD | 0.05 | A90.1-E-Whs-Occ-Sat | 0.7 | Cst-Zeroes | 1 | -1 | -1 | 0 | 0 | 0 | 0 | 0 | 0 | 5 | 5 | 3.5 | 3.5 | 8.5 | 16 | 19.25 | 11.75 | 5.5 | 3 | 2.5 | 2.5 | 2.5 | 1.25 | 0 | 0 | 0 | 0 | Stor Cook Sat
1720 | -1 | -1 | 0 | 0 | 0 | 0 | 0 | 0 | 0.26667 | 0.26667 | 0.13333 | 0.13333 | 0.4 | 0.8 | 1 | 0.6 | 0.26667 | 0.13333 | 0.13333 | 0.13333 | 0.13333 | 0.066667 | 0 | 0 | 0 | 0 | ; | Stor Cook Sun |  |  |  |  | 1720 | 0 | 3.75 | 0.05 | Cst-Off-Cook-WD | 0.05 | A90.1-E-Whs-Occ-Sun | 0.9 | Cst-Zeroes | 1 | -1 | -1 | 0 | 0 | 0 | 0 | 0 | 0 | 1 | 1 | 0.5 | 0.5 | 1.5 | 3 | 3.75 | 2.25 | 1 | 0.5 | 0.5 | 0.5 | 0.5 | 0.25 | 0 | 0 | 0 | 0 | Stor Cook Sun
1721 | 9 | 17 | 0 | 0 | 0 | 0 | 0 | 0 | 0 | 0.34294 | 0.76945 | 1 | 1 | 1 | 1 | 0.83862 | 1 | 0.95965 | 0.95965 | 0.34294 | 0 | 0 | 0 | 0 | 0 | 0 | ; | Stor Other WD |  |  |  |  | 1721 | 3.25 | 90 | 0.35 | A90.1-E-Whs-Occ-WD | 0.65 | A90.1-E-Whs-Plg-WD | 0 | Cst-Zeroes | 1 | 9 | 17 | 3.25 | 3.25 | 3.25 | 3.25 | 3.25 | 3.25 | 3.25 | 33 | 70 | 90 | 90 | 90 | 90 | 76 | 90 | 86.5 | 86.5 | 33 | 3.25 | 3.25 | 3.25 | 3.25 | 3.25 | 3.25 | Stor Other WD
1722 | 9 | 15 | 0 | 0 | 0 | 0 | 0 | 0 | 0 | 0 | 0.58233 | 1 | 1 | 1 | 0.94378 | 0.94378 | 0.73494 | 0.5261 | 0 | 0 | 0 | 0 | 0 | 0 | 0 | 0 | ; | Stor Other Sat |  |  |  |  | 1722 | 3.25 | 65.5 | 0.35 | A90.1-E-Whs-Occ-Sat | 0.65 | A90.1-E-Whs-Plg-Sat | 0 | Cst-Zeroes | 1 | 9 | 15 | 3.25 | 3.25 | 3.25 | 3.25 | 3.25 | 3.25 | 3.25 | 3.25 | 39.5 | 65.5 | 65.5 | 65.5 | 62 | 62 | 49 | 36 | 3.25 | 3.25 | 3.25 | 3.25 | 3.25 | 3.25 | 3.25 | 3.25 | Stor Other Sat
1723 | -1 | -1 | 0 | 0 | 0 | 0 | 0 | 0 | 0 | 0 | 0 | 0 | 0 | 0 | 0 | 0 | 0 | 0 | 0 | 0 | 0 | 0 | 0 | 0 | 0 | 0 | ; | Stor Other Sun |  |  |  |  | 1723 | 3.25 | 3.25 | 0.35 | A90.1-E-Whs-Occ-Sun | 0.65 | A90.1-E-Whs-Plg-Sun | 0 | Cst-Zeroes | 1 | -1 | -1 | 3.25 | 3.25 | 3.25 | 3.25 | 3.25 | 3.25 | 3.25 | 3.25 | 3.25 | 3.25 | 3.25 | 3.25 | 3.25 | 3.25 | 3.25 | 3.25 | 3.25 | 3.25 | 3.25 | 3.25 | 3.25 | 3.25 | 3.25 | 3.25 | Stor Other Sun
;
1800 | 18 | 23 | 0 | 0 | 0 | 0 | 0 | 0 | 0 | 0 | 0 | 0 | 0 | 0 | 0 | 0 | 0.125 | 0.125 | 0.125 | 0.5 | 1 | 1 | 1 | 0.75 | 0.5 | 0.125 | ; | Theatre Occup WD |  |  |  |  | 1800 | 0 | 80 | 1 | A90.1-I-Int-Occ-WD | 0 | Cst-Zeroes | 0 | Cst-Zeroes | 1 | 18 | 23 | 0 | 0 | 0 | 0 | 0 | 0 | 0 | 0 | 0 | 0 | 0 | 0 | 0 | 0 | 10 | 10 | 10 | 40 | 80 | 80 | 80 | 60 | 40 | 10 | Theatre Occup WD
1801 | 13 | 23 | 0 | 0 | 0 | 0 | 0 | 0 | 0 | 0 | 0 | 0.125 | 0.125 | 0.125 | 0.5 | 0.75 | 1 | 0.75 | 0.5 | 0.25 | 0.5 | 1 | 1 | 0.75 | 0.5 | 0.125 | ; | Theatre Occup Sat |  |  |  |  | 1801 | 0 | 80 | 1 | A90.1-I-Int-Occ-Sat | 0 | Cst-Zeroes | 0 | Cst-Zeroes | 1 | 13 | 23 | 0 | 0 | 0 | 0 | 0 | 0 | 0 | 0 | 0 | 10 | 10 | 10 | 40 | 60 | 80 | 60 | 40 | 20 | 40 | 80 | 80 | 60 | 40 | 10 | Theatre Occup Sat
1802 | 9 | 12 | 0 | 0 | 0 | 0 | 0 | 0 | 0 | 0.25 | 0.5 | 1 | 1 | 0.5 | 0.25 | 0 | 0 | 0 | 0 | 0 | 0 | 0 | 0 | 0 | 0 | 0 | ; | Theatre Occup Sun |  |  |  |  | 1802 | 0 | 80 | 1 | A90.1-I-Int-Occ-Sun | 0 | Cst-Zeroes | 0 | Cst-Zeroes | 1 | 9 | 12 | 0 | 0 | 0 | 0 | 0 | 0 | 0 | 20 | 40 | 80 | 80 | 40 | 20 | 0 | 0 | 0 | 0 | 0 | 0 | 0 | 0 | 0 | 0 | 0 | Theatre Occup Sun
1803 | 15 | 24 | 0 | 0 | 0 | 0 | 0 | 0 | 0 | 0 | 0 | 0 | 0 | 0 | 0 | 0 | 0.52941 | 0.52941 | 0.52941 | 0.88235 | 1 | 1 | 1 | 1 | 1 | 0.52941 | ; | Theatre ILit WD |  |  |  |  | 1803 | 5 | 90 | 1 | A90.1-I-Int-Lt-WD | 0 | Cst-Zeroes | 0 | Cst-Zeroes | 1 | 15 | 24 | 5 | 5 | 5 | 5 | 5 | 5 | 5 | 5 | 5 | 5 | 5 | 5 | 5 | 5 | 50 | 50 | 50 | 80 | 90 | 90 | 90 | 90 | 90 | 50 | Theatre ILit WD
1804 | 10 | 24 | 0 | 0 | 0 | 0 | 0 | 0 | 0 | 0 | 0 | 0.52941 | 0.52941 | 0.52941 | 0.88235 | 1 | 1 | 1 | 0.88235 | 0.64706 | 0.88235 | 1 | 1 | 1 | 1 | 0.52941 | ; | Theatre ILit Sat |  |  |  |  | 1804 | 5 | 90 | 1 | A90.1-I-Int-Lt-Sat | 0 | Cst-Zeroes | 0 | Cst-Zeroes | 1 | 10 | 24 | 5 | 5 | 5 | 5 | 5 | 5 | 5 | 5 | 5 | 50 | 50 | 50 | 80 | 90 | 90 | 90 | 80 | 60 | 80 | 90 | 90 | 90 | 90 | 50 | Theatre ILit Sat
1805 | 8 | 13 | 0 | 0 | 0 | 0 | 0 | 0 | 0 | 0.52941 | 1 | 1 | 1 | 1 | 0.52941 | 0 | 0 | 0 | 0 | 0 | 0 | 0 | 0 | 0 | 0 | 0 | ; | Theatre ILit Sun |  |  |  |  | 1805 | 5 | 90 | 1 | A90.1-I-Int-Lt-Sun | 0 | Cst-Zeroes | 0 | Cst-Zeroes | 1 | 8 | 13 | 5 | 5 | 5 | 5 | 5 | 5 | 5 | 50 | 90 | 90 | 90 | 90 | 50 | 5 | 5 | 5 | 5 | 5 | 5 | 5 | 5 | 5 | 5 | 5 | Theatre ILit Sun
1806 | 18 | 23 | 0 | 0 | 0 | 0 | 0 | 0 | 0 | 0 | 0 | 0 | 0 | 0 | 0 | 0 | 0.23077 | 0.23077 | 0.23077 | 0.6 | 1 | 1 | 1 | 0.81538 | 0.63077 | 0.23077 | ; | Theatre TLit WD |  |  |  |  | 1806 | 1.25 | 82.5 | 0.75 | A90.1-I-Int-Occ-WD | 0.25 | A90.1-I-Int-Lt-WD | 0 | Cst-Zeroes | 1 | 18 | 23 | 1.25 | 1.25 | 1.25 | 1.25 | 1.25 | 1.25 | 1.25 | 1.25 | 1.25 | 1.25 | 1.25 | 1.25 | 1.25 | 1.25 | 20 | 20 | 20 | 50 | 82.5 | 82.5 | 82.5 | 67.5 | 52.5 | 20 | Theatre TLit WD
1807 | 13 | 23 | 0 | 0 | 0 | 0 | 0 | 0 | 0 | 0 | 0 | 0.23077 | 0.23077 | 0.23077 | 0.6 | 0.81538 | 1 | 0.81538 | 0.6 | 0.35385 | 0.6 | 1 | 1 | 0.81538 | 0.63077 | 0.23077 | ; | Theatre TLit Sat |  |  |  |  | 1807 | 1.25 | 82.5 | 0.75 | A90.1-I-Int-Occ-Sat | 0.25 | A90.1-I-Int-Lt-Sat | 0 | Cst-Zeroes | 1 | 13 | 23 | 1.25 | 1.25 | 1.25 | 1.25 | 1.25 | 1.25 | 1.25 | 1.25 | 1.25 | 20 | 20 | 20 | 50 | 67.5 | 82.5 | 67.5 | 50 | 30 | 50 | 82.5 | 82.5 | 67.5 | 52.5 | 20 | Theatre TLit Sat
1808 | 9 | 12 | 0 | 0 | 0 | 0 | 0 | 0 | 0 | 0.32308 | 0.63077 | 1 | 1 | 0.63077 | 0.32308 | 0 | 0 | 0 | 0 | 0 | 0 | 0 | 0 | 0 | 0 | 0 | ; | Theatre TLit Sun |  |  |  |  | 1808 | 1.25 | 82.5 | 0.75 | A90.1-I-Int-Occ-Sun | 0.25 | A90.1-I-Int-Lt-Sun | 0 | Cst-Zeroes | 1 | 9 | 12 | 1.25 | 1.25 | 1.25 | 1.25 | 1.25 | 1.25 | 1.25 | 27.5 | 52.5 | 82.5 | 82.5 | 52.5 | 27.5 | 1.25 | 1.25 | 1.25 | 1.25 | 1.25 | 1.25 | 1.25 | 1.25 | 1.25 | 1.25 | 1.25 | Theatre TLit Sun
1809 | -1 | -1 | 0 | 0 | 0 | 0 | 0 | 0 | 0.10811 | 0.75676 | 0.97297 | 0.97297 | 0.97297 | 0.54054 | 0.54054 | 0.97297 | 1 | 1 | 0.78378 | 0.47297 | 0.31081 | 0.31081 | 0.31081 | 0.28378 | 0.14865 | 0.013514 | ; | Theatre OffEq WD |  |  |  |  | 1809 | 1 | 75 | 0.1 | A90.1-I-Int-Plg-WD | 0.8 | A90.1-A-Off-Occ-WD | 0.1 | A90.1-I-Int-Occ-WD | 1 | -1 | -1 | 1 | 1 | 1 | 1 | 1 | 1 | 9 | 57 | 73 | 73 | 73 | 41 | 41 | 73 | 75 | 75 | 59 | 36 | 24 | 24 | 24 | 22 | 12 | 2 | Theatre OffEq WD
1810 | -1 | -1 | 0 | 0 | 0 | 0 | 0 | 0 | 0 | 0 | 0 | 0.13333 | 0.13333 | 0.13333 | 0.73333 | 0.86667 | 1 | 0.86667 | 0.73333 | 0.6 | 0.73333 | 1 | 1 | 0.86667 | 0.73333 | 0.066667 | ; | Theatre OffEq Sat |  |  |  |  | 1810 | 1 | 16 | 0.1 | A90.1-I-Int-Plg-Sat | 0.8 | A90.1-A-Off-Occ-Sat | 0.1 | A90.1-I-Int-Occ-Sat | 1 | -1 | -1 | 1 | 1 | 1 | 1 | 1 | 1 | 1 | 1 | 1 | 3 | 3 | 3 | 12 | 14 | 16 | 14 | 12 | 10 | 12 | 16 | 16 | 14 | 12 | 2 | Theatre OffEq Sat
1811 | -1 | -1 | 0 | 0 | 0 | 0 | 0 | 0 | 0 | 0.6 | 0.73333 | 1 | 1 | 0.73333 | 0.2 | 0 | 0 | 0 | 0 | 0 | 0 | 0 | 0 | 0 | 0 | 0 | ; | Theatre OffEq Sun |  |  |  |  | 1811 | 1 | 16 | 0.1 | A90.1-I-Int-Plg-Sun | 0.8 | A90.1-A-Off-Occ-Sun | 0.1 | A90.1-I-Int-Occ-Sun | 1 | -1 | -1 | 1 | 1 | 1 | 1 | 1 | 1 | 1 | 10 | 12 | 16 | 16 | 12 | 4 | 1 | 1 | 1 | 1 | 1 | 1 | 1 | 1 | 1 | 1 | 1 | Theatre OffEq Sun
1812 | 18 | 23 | 0 | 0 | 0 | 0 | 0 | 0 | 0 | 0 | 0 | 0 | 0 | 0 | 0 | 0 | 0.14286 | 0.14286 | 0.14286 | 1 | 1 | 1 | 1 | 1 | 1 | 0 | ; | Theatre Plugs WD |  |  |  |  | 1812 | 10 | 80 | 1 | A90.1-I-Int-Plg-WD | 0 | Cst-Zeroes | 0 | Cst-Zeroes | 1 | 18 | 23 | 10 | 10 | 10 | 10 | 10 | 10 | 10 | 10 | 10 | 10 | 10 | 10 | 10 | 10 | 20 | 20 | 20 | 80 | 80 | 80 | 80 | 80 | 80 | 10 | Theatre Plugs WD
1813 | 13 | 23 | 0 | 0 | 0 | 0 | 0 | 0 | 0 | 0 | 0 | 0.14286 | 0.14286 | 0.14286 | 1 | 1 | 1 | 1 | 1 | 1 | 1 | 1 | 1 | 1 | 1 | 0 | ; | Theatre Plugs Sat |  |  |  |  | 1813 | 10 | 80 | 1 | A90.1-I-Int-Plg-Sat | 0 | Cst-Zeroes | 0 | Cst-Zeroes | 1 | 13 | 23 | 10 | 10 | 10 | 10 | 10 | 10 | 10 | 10 | 10 | 20 | 20 | 20 | 80 | 80 | 80 | 80 | 80 | 80 | 80 | 80 | 80 | 80 | 80 | 10 | Theatre Plugs Sat
1814 | 8 | 12 | 0 | 0 | 0 | 0 | 0 | 0 | 0 | 1 | 1 | 1 | 1 | 1 | 0.14286 | 0 | 0 | 0 | 0 | 0 | 0 | 0 | 0 | 0 | 0 | 0 | ; | Theatre Plugs Sun |  |  |  |  | 1814 | 10 | 80 | 1 | A90.1-I-Int-Plg-Sun | 0 | Cst-Zeroes | 0 | Cst-Zeroes | 1 | 8 | 12 | 10 | 10 | 10 | 10 | 10 | 10 | 10 | 80 | 80 | 80 | 80 | 80 | 20 | 10 | 10 | 10 | 10 | 10 | 10 | 10 | 10 | 10 | 10 | 10 | Theatre Plugs Sun
1815 | 18 | 23 | 0 | 0 | 0 | 0 | 0 | 0 | 0 | 0 | 0 | 0 | 0 | 0 | 0 | 0 | 0.17647 | 0.17647 | 0.17647 | 0.41176 | 1 | 1 | 1 | 0.88235 | 0.64706 | 0.17647 | ; | Theatre DHW WD |  |  |  |  | 1815 | 5 | 90 | 1 | A90.1-I-Int-HW-WD | 0 | Cst-Zeroes | 0 | Cst-Zeroes | 1 | 18 | 23 | 5 | 5 | 5 | 5 | 5 | 5 | 5 | 5 | 5 | 5 | 5 | 5 | 5 | 5 | 20 | 20 | 20 | 40 | 90 | 90 | 90 | 80 | 60 | 20 | Theatre DHW WD
1816 | 13 | 23 | 0 | 0 | 0 | 0 | 0 | 0 | 0 | 0 | 0 | 0.17647 | 0.17647 | 0.17647 | 0.41176 | 0.88235 | 1 | 0.88235 | 0.64706 | 0.41176 | 0.41176 | 1 | 1 | 0.88235 | 0.64706 | 0.17647 | ; | Theatre DHW Sat |  |  |  |  | 1816 | 5 | 90 | 1 | A90.1-I-Int-HW-Sat | 0 | Cst-Zeroes | 0 | Cst-Zeroes | 1 | 13 | 23 | 5 | 5 | 5 | 5 | 5 | 5 | 5 | 5 | 5 | 20 | 20 | 20 | 40 | 80 | 90 | 80 | 60 | 40 | 40 | 90 | 90 | 80 | 60 | 20 | Theatre DHW Sat
1817 | 9 | 12 | 0 | 0 | 0 | 0 | 0 | 0 | 0 | 0.14286 | 0.42857 | 1 | 1 | 0.42857 | 0.14286 | 0 | 0 | 0 | 0 | 0 | 0 | 0 | 0 | 0 | 0 | 0 | ; | Theatre DHW Sun |  |  |  |  | 1817 | 5 | 40 | 1 | A90.1-I-Int-HW-Sun | 0 | Cst-Zeroes | 0 | Cst-Zeroes | 1 | 9 | 12 | 5 | 5 | 5 | 5 | 5 | 5 | 5 | 10 | 20 | 40 | 40 | 20 | 10 | 5 | 5 | 5 | 5 | 5 | 5 | 5 | 5 | 5 | 5 | 5 | Theatre DHW Sun
1818 | -1 | -1 | 0 | 0 | 0 | 0 | 0 | 0 | 0 | 0 | 0 | 0 | 0 | 0 | 0 | 0 | 0.11607 | 0.27679 | 0.49107 | 1 | 0.92857 | 0.71429 | 0.71429 | 0.53571 | 0.30357 | 0.0625 | ; | Theatre Cook WD |  |  |  |  | 1818 | 0 | 56 | 0.6 | Cst-Int-Ck-WD | 0.35 | A90.1-I-Int-Occ-WD | 0.05 | Cst-Zeroes | 1 | -1 | -1 | 0 | 0 | 0 | 0 | 0 | 0 | 0 | 0 | 0 | 0 | 0 | 0 | 0 | 0 | 6.5 | 15.5 | 27.5 | 56 | 52 | 40 | 40 | 30 | 17 | 3.5 | Theatre Cook WD
1819 | -1 | -1 | 0 | 0 | 0 | 0 | 0 | 0 | 0 | 0 | 0 | 0.1 | 0.12857 | 0.21429 | 0.51429 | 0.65714 | 0.82857 | 0.62857 | 0.48571 | 0.37143 | 0.68571 | 1 | 0.94286 | 0.68571 | 0.42857 | 0.1 | ; | Theatre Cook Sat |  |  |  |  | 1819 | 0 | 35 | 0.2 | Cst-Int-Ck-Sat | 0.35 | A90.1-I-Int-Occ-Sat | 0.45 | Cst-Zeroes | 1 | -1 | -1 | 0 | 0 | 0 | 0 | 0 | 0 | 0 | 0 | 0 | 3.5 | 4.5 | 7.5 | 18 | 23 | 29 | 22 | 17 | 13 | 24 | 35 | 33 | 24 | 15 | 3.5 | Theatre Cook Sat
1820 | -1 | -1 | 0 | 0 | 0 | 0 | 0 | 0 | 0 | 0.25424 | 0.50847 | 1 | 0.98305 | 0.49153 | 0.24576 | 0 | 0 | 0 | 0 | 0 | 0 | 0 | 0 | 0 | 0 | 0 | ; | Theatre Cook Sun |  |  |  |  | 1820 | 0 | 29.5 | 0.05 | Cst-Int-Ck-Sun | 0.35 | A90.1-I-Int-Occ-Sun | 0.6 | Cst-Zeroes | 1 | -1 | -1 | 0 | 0 | 0 | 0 | 0 | 0 | 0 | 7.5 | 15 | 29.5 | 29 | 14.5 | 7.25 | 0 | 0 | 0 | 0 | 0 | 0 | 0 | 0 | 0 | 0 | 0 | Theatre Cook Sun
1821 | 18 | 23 | 0 | 0 | 0 | 0 | 0 | 0 | 0 | 0 | 0 | 0 | 0 | 0 | 0 | 0 | 0.13605 | 0.13605 | 0.13605 | 0.80952 | 1 | 1 | 1 | 0.90476 | 0.80952 | 0.047619 | ; | Theatre Other WD |  |  |  |  | 1821 | 6.5 | 80 | 0.35 | A90.1-I-Int-Occ-WD | 0.65 | A90.1-I-Int-Plg-WD | 0 | Cst-Zeroes | 1 | 18 | 23 | 6.5 | 6.5 | 6.5 | 6.5 | 6.5 | 6.5 | 6.5 | 6.5 | 6.5 | 6.5 | 6.5 | 6.5 | 6.5 | 6.5 | 16.5 | 16.5 | 16.5 | 66 | 80 | 80 | 80 | 73 | 66 | 10 | Theatre Other WD
1822 | 13 | 23 | 0 | 0 | 0 | 0 | 0 | 0 | 0 | 0 | 0 | 0.13605 | 0.13605 | 0.13605 | 0.80952 | 0.90476 | 1 | 0.90476 | 0.80952 | 0.71429 | 0.80952 | 1 | 1 | 0.90476 | 0.80952 | 0.047619 | ; | Theatre Other Sat |  |  |  |  | 1822 | 6.5 | 80 | 0.35 | A90.1-I-Int-Occ-Sat | 0.65 | A90.1-I-Int-Plg-Sat | 0 | Cst-Zeroes | 1 | 13 | 23 | 6.5 | 6.5 | 6.5 | 6.5 | 6.5 | 6.5 | 6.5 | 6.5 | 6.5 | 16.5 | 16.5 | 16.5 | 66 | 73 | 80 | 73 | 66 | 59 | 66 | 80 | 80 | 73 | 66 | 10 | Theatre Other Sat
1823 | 8 | 12 | 0 | 0 | 0 | 0 | 0 | 0 | 0 | 0.71429 | 0.80952 | 1 | 1 | 0.80952 | 0.18367 | 0 | 0 | 0 | 0 | 0 | 0 | 0 | 0 | 0 | 0 | 0 | ; | Theatre Other Sun |  |  |  |  | 1823 | 6.5 | 80 | 0.35 | A90.1-I-Int-Occ-Sun | 0.65 | A90.1-I-Int-Plg-Sun | 0 | Cst-Zeroes | 1 | 8 | 12 | 6.5 | 6.5 | 6.5 | 6.5 | 6.5 | 6.5 | 6.5 | 59 | 66 | 80 | 80 | 66 | 20 | 6.5 | 6.5 | 6.5 | 6.5 | 6.5 | 6.5 | 6.5 | 6.5 | 6.5 | 6.5 | 6.5 | Theatre Other Sun
;
1900 | 10 | 22 | 0 | 0 | 0 | 0 | 0 | 0 | 0 | 0.090909 | 0.18182 | 0.45455 | 0.45455 | 0.63636 | 0.63636 | 0.63636 | 0.72727 | 0.81818 | 0.72727 | 0.81818 | 1 | 1 | 0.72727 | 0.54545 | 0.36364 | 0.090909 | ; | CmntyCtr Occup WD |  |  |  |  | 1900 | 0 | 55 | 0.5 | A90.1-I-Int-Occ-WD | 0.5 | A90.1-C-Ret-Occ-WD | 0 | Cst-Zeroes | 1 | 10 | 22 | 0 | 0 | 0 | 0 | 0 | 0 | 0 | 5 | 10 | 25 | 25 | 35 | 35 | 35 | 40 | 45 | 40 | 45 | 55 | 55 | 40 | 30 | 20 | 5 | CmntyCtr Occup WD
1901 | 10 | 22 | 0 | 0 | 0 | 0 | 0 | 0 | 0 | 0.058824 | 0.11765 | 0.35294 | 0.41176 | 0.52941 | 0.76471 | 0.88235 | 1 | 0.82353 | 0.64706 | 0.41176 | 0.35294 | 0.58824 | 0.47059 | 0.35294 | 0.23529 | 0.058824 | ; | CmntyCtr Occup Sat |  |  |  |  | 1901 | 0 | 85 | 0.5 | A90.1-I-Int-Occ-Sat | 0.5 | A90.1-C-Ret-Occ-Sat | 0 | Cst-Zeroes | 1 | 10 | 22 | 0 | 0 | 0 | 0 | 0 | 0 | 0 | 5 | 10 | 30 | 35 | 45 | 65 | 75 | 85 | 70 | 55 | 35 | 30 | 50 | 40 | 30 | 20 | 5 | CmntyCtr Occup Sat
1902 | 9 | 17 | 0 | 0 | 0 | 0 | 0 | 0 | 0 | 0.2 | 0.4 | 0.9 | 1 | 0.6 | 0.6 | 0.4 | 0.4 | 0.4 | 0.4 | 0.2 | 0 | 0 | 0 | 0 | 0 | 0 | ; | CmntyCtr Occup Sun |  |  |  |  | 1902 | 0 | 50 | 0.5 | A90.1-I-Int-Occ-Sun | 0.5 | A90.1-C-Ret-Occ-Sun | 0 | Cst-Zeroes | 1 | 9 | 17 | 0 | 0 | 0 | 0 | 0 | 0 | 0 | 10 | 20 | 45 | 50 | 30 | 30 | 20 | 20 | 20 | 20 | 10 | 0 | 0 | 0 | 0 | 0 | 0 | CmntyCtr Occup Sun
1903 | 10 | 22 | 0 | 0 | 0 | 0 | 0 | 0 | 0 | 0.08 | 0.16 | 0.4 | 0.4 | 0.56 | 0.56 | 0.56 | 0.92 | 1 | 0.92 | 1 | 0.92 | 0.92 | 0.68 | 0.68 | 0.68 | 0.36 | ; | CmntyCtr ILit WD |  |  |  |  | 1903 | 2.5 | 65 | 0.5 | A90.1-I-Int-Lt-WD | 0.5 | A90.1-C-Ret-Occ-WD | 0 | Cst-Zeroes | 1 | 10 | 22 | 2.5 | 2.5 | 2.5 | 2.5 | 2.5 | 2.5 | 2.5 | 7.5 | 12.5 | 27.5 | 27.5 | 37.5 | 37.5 | 37.5 | 60 | 65 | 60 | 65 | 60 | 60 | 45 | 45 | 45 | 25 | CmntyCtr ILit WD
1904 | 10 | 22 | 0 | 0 | 0 | 0 | 0 | 0 | 0 | 0.057143 | 0.11429 | 0.54286 | 0.6 | 0.71429 | 0.94286 | 1 | 1 | 0.94286 | 0.82857 | 0.6 | 0.54286 | 0.6 | 0.48571 | 0.48571 | 0.48571 | 0.25714 | ; | CmntyCtr ILit Sat |  |  |  |  | 1904 | 2.5 | 90 | 0.5 | A90.1-I-Int-Lt-Sat | 0.5 | A90.1-C-Ret-Occ-Sat | 0 | Cst-Zeroes | 1 | 10 | 22 | 2.5 | 2.5 | 2.5 | 2.5 | 2.5 | 2.5 | 2.5 | 7.5 | 12.5 | 50 | 55 | 65 | 85 | 90 | 90 | 85 | 75 | 55 | 50 | 55 | 45 | 45 | 45 | 25 | CmntyCtr ILit Sat
1905 | 8 | 17 | 0 | 0 | 0 | 0 | 0 | 0 | 0 | 0.42857 | 0.80952 | 0.90476 | 1 | 1 | 0.80952 | 0.38095 | 0.38095 | 0.38095 | 0.38095 | 0.19048 | 0 | 0 | 0 | 0 | 0 | 0 | ; | CmntyCtr ILit Sun |  |  |  |  | 1905 | 2.5 | 55 | 0.5 | A90.1-I-Int-Lt-Sun | 0.5 | A90.1-C-Ret-Occ-Sun | 0 | Cst-Zeroes | 1 | 8 | 17 | 2.5 | 2.5 | 2.5 | 2.5 | 2.5 | 2.5 | 2.5 | 25 | 45 | 50 | 55 | 55 | 45 | 22.5 | 22.5 | 22.5 | 22.5 | 12.5 | 2.5 | 2.5 | 2.5 | 2.5 | 2.5 | 2.5 | CmntyCtr ILit Sun
1906 | 10 | 23 | 0 | 0 | 0 | 0 | 0 | 0 | 0 | 0.065574 | 0.13115 | 0.32787 | 0.32787 | 0.45902 | 0.45902 | 0.45902 | 0.67213 | 0.7377 | 0.67213 | 0.83607 | 1 | 1 | 0.80328 | 0.67213 | 0.54098 | 0.21311 | ; | CmntyCtr TLit WD |  |  |  |  | 1906 | 1 | 62 | 0.4 | A90.1-I-Int-Occ-WD | 0.2 | A90.1-I-Int-Lt-WD | 0.4 | A90.1-C-Ret-Occ-WD | 1 | 10 | 23 | 1 | 1 | 1 | 1 | 1 | 1 | 1 | 5 | 9 | 21 | 21 | 29 | 29 | 29 | 42 | 46 | 42 | 52 | 62 | 62 | 50 | 42 | 34 | 14 | CmntyCtr TLit WD
1907 | 10 | 23 | 0 | 0 | 0 | 0 | 0 | 0 | 0 | 0.047059 | 0.094118 | 0.38824 | 0.43529 | 0.52941 | 0.78824 | 0.90588 | 1 | 0.85882 | 0.69412 | 0.45882 | 0.45882 | 0.67059 | 0.57647 | 0.48235 | 0.38824 | 0.15294 | ; | CmntyCtr TLit Sat |  |  |  |  | 1907 | 1 | 86 | 0.4 | A90.1-I-Int-Occ-Sat | 0.2 | A90.1-I-Int-Lt-Sat | 0.4 | A90.1-C-Ret-Occ-Sat | 1 | 10 | 23 | 1 | 1 | 1 | 1 | 1 | 1 | 1 | 5 | 9 | 34 | 38 | 46 | 68 | 78 | 86 | 74 | 60 | 40 | 40 | 58 | 50 | 42 | 34 | 14 | CmntyCtr TLit Sat
1908 | 9 | 17 | 0 | 0 | 0 | 0 | 0 | 0 | 0 | 0.29825 | 0.57895 | 0.92982 | 1 | 0.7193 | 0.57895 | 0.2807 | 0.2807 | 0.2807 | 0.2807 | 0.14035 | 0 | 0 | 0 | 0 | 0 | 0 | ; | CmntyCtr TLit Sun |  |  |  |  | 1908 | 1 | 58 | 0.4 | A90.1-I-Int-Occ-Sun | 0.2 | A90.1-I-Int-Lt-Sun | 0.4 | A90.1-C-Ret-Occ-Sun | 1 | 9 | 17 | 1 | 1 | 1 | 1 | 1 | 1 | 1 | 18 | 34 | 54 | 58 | 42 | 34 | 17 | 17 | 17 | 17 | 9 | 1 | 1 | 1 | 1 | 1 | 1 | CmntyCtr TLit Sun
1909 | 10 | 23 | 0 | 0 | 0 | 0 | 0 | 0 | 0 | 0.058824 | 0.11765 | 0.29412 | 0.29412 | 0.41176 | 0.41176 | 0.41176 | 0.52101 | 0.57983 | 0.52101 | 0.88235 | 1 | 1 | 0.82353 | 0.70588 | 0.58824 | 0.058824 | ; | CmntyCtr OffEq WD |  |  |  |  | 1909 | 3 | 62.5 | 0.3 | A90.1-I-Int-Plg-WD | 0.35 | A90.1-I-Int-Occ-WD | 0.35 | A90.1-C-Ret-Occ-WD | 1 | 10 | 23 | 3 | 3 | 3 | 3 | 3 | 3 | 3 | 6.5 | 10 | 20.5 | 20.5 | 27.5 | 27.5 | 27.5 | 34 | 37.5 | 34 | 55.5 | 62.5 | 62.5 | 52 | 45 | 38 | 6.5 | CmntyCtr OffEq WD
1910 | 10 | 23 | 0 | 0 | 0 | 0 | 0 | 0 | 0 | 0.043478 | 0.086957 | 0.29814 | 0.34161 | 0.42857 | 0.82609 | 0.91304 | 1 | 0.86957 | 0.73913 | 0.56522 | 0.52174 | 0.69565 | 0.6087 | 0.52174 | 0.43478 | 0.043478 | ; | CmntyCtr OffEq Sat |  |  |  |  | 1910 | 3 | 83.5 | 0.3 | A90.1-I-Int-Plg-Sat | 0.35 | A90.1-I-Int-Occ-Sat | 0.35 | A90.1-C-Ret-Occ-Sat | 1 | 10 | 23 | 3 | 3 | 3 | 3 | 3 | 3 | 3 | 6.5 | 10 | 27 | 30.5 | 37.5 | 69.5 | 76.5 | 83.5 | 73 | 62.5 | 48.5 | 45 | 59 | 52 | 45 | 38 | 6.5 | CmntyCtr OffEq Sat
1911 | 8 | 17 | 0 | 0 | 0 | 0 | 0 | 0 | 0 | 0.5 | 0.625 | 0.9375 | 1 | 0.75 | 0.42857 | 0.25 | 0.25 | 0.25 | 0.25 | 0.125 | 0 | 0 | 0 | 0 | 0 | 0 | ; | CmntyCtr OffEq Sun |  |  |  |  | 1911 | 3 | 59 | 0.3 | A90.1-I-Int-Plg-Sun | 0.35 | A90.1-I-Int-Occ-Sun | 0.35 | A90.1-C-Ret-Occ-Sun | 1 | 8 | 17 | 3 | 3 | 3 | 3 | 3 | 3 | 3 | 31 | 38 | 55.5 | 59 | 45 | 27 | 17 | 17 | 17 | 17 | 10 | 3 | 3 | 3 | 3 | 3 | 3 | CmntyCtr OffEq Sun
1912 | 10 | 23 | 0 | 0 | 0 | 0 | 0 | 0 | 0 | 0.060345 | 0.12069 | 0.30172 | 0.30172 | 0.42241 | 0.42241 | 0.42241 | 0.53448 | 0.59483 | 0.53448 | 0.98276 | 1 | 1 | 0.81897 | 0.75 | 0.68103 | 0.034483 | ; | CmntyCtr Plugs WD |  |  |  |  | 1912 | 4.5 | 62.5 | 0.45 | A90.1-I-Int-Plg-WD | 0.2 | A90.1-I-Int-Occ-WD | 0.35 | A90.1-C-Ret-Occ-WD | 1 | 10 | 23 | 4.5 | 4.5 | 4.5 | 4.5 | 4.5 | 4.5 | 4.5 | 8 | 11.5 | 22 | 22 | 29 | 29 | 29 | 35.5 | 39 | 35.5 | 61.5 | 62.5 | 62.5 | 52 | 48 | 44 | 6.5 | CmntyCtr Plugs WD
1913 | 10 | 23 | 0 | 0 | 0 | 0 | 0 | 0 | 0 | 0.044304 | 0.088608 | 0.3038 | 0.3481 | 0.43671 | 0.89873 | 0.94937 | 1 | 0.90506 | 0.81013 | 0.67089 | 0.58861 | 0.68987 | 0.60127 | 0.55063 | 0.5 | 0.025316 | ; | CmntyCtr Plugs Sat |  |  |  |  | 1913 | 4.5 | 83.5 | 0.45 | A90.1-I-Int-Plg-Sat | 0.2 | A90.1-I-Int-Occ-Sat | 0.35 | A90.1-C-Ret-Occ-Sat | 1 | 10 | 23 | 4.5 | 4.5 | 4.5 | 4.5 | 4.5 | 4.5 | 4.5 | 8 | 11.5 | 28.5 | 32 | 39 | 75.5 | 79.5 | 83.5 | 76 | 68.5 | 57.5 | 51 | 59 | 52 | 48 | 44 | 6.5 | CmntyCtr Plugs Sat
1914 | 8 | 17 | 0 | 0 | 0 | 0 | 0 | 0 | 0 | 0.65138 | 0.72477 | 0.93578 | 1 | 0.85321 | 0.41284 | 0.25688 | 0.25688 | 0.25688 | 0.25688 | 0.12844 | 0 | 0 | 0 | 0 | 0 | 0 | ; | CmntyCtr Plugs Sun |  |  |  |  | 1914 | 4.5 | 59 | 0.45 | A90.1-I-Int-Plg-Sun | 0.2 | A90.1-I-Int-Occ-Sun | 0.35 | A90.1-C-Ret-Occ-Sun | 1 | 8 | 17 | 4.5 | 4.5 | 4.5 | 4.5 | 4.5 | 4.5 | 4.5 | 40 | 44 | 55.5 | 59 | 51 | 27 | 18.5 | 18.5 | 18.5 | 18.5 | 11.5 | 4.5 | 4.5 | 4.5 | 4.5 | 4.5 | 4.5 | CmntyCtr Plugs Sun
1915 | 10 | 23 | 0 | 0 | 0 | 0 | 0 | 0 | 0 | 0.05 | 0.15 | 0.25 | 0.35 | 0.75 | 0.75 | 0.75 | 0.9 | 0.7 | 0.5 | 0.6 | 1 | 1 | 0.85 | 0.75 | 0.55 | 0.15 | ; | CmntyCtr DHW WD |  |  |  |  | 1915 | 5 | 55 | 0.5 | A90.1-I-Int-HW-WD | 0.5 | A90.1-C-Ret-HW-WD | 0 | Cst-Zeroes | 1 | 10 | 23 | 5 | 5 | 5 | 5 | 5 | 5 | 5 | 7.5 | 12.5 | 17.5 | 22.5 | 42.5 | 42.5 | 42.5 | 50 | 40 | 30 | 35 | 55 | 55 | 47.5 | 42.5 | 32.5 | 12.5 | CmntyCtr DHW WD
1916 | 10 | 23 | 0 | 0 | 0 | 0 | 0 | 0 | 0 | 0.029412 | 0.088235 | 0.23529 | 0.35294 | 0.58824 | 0.70588 | 0.94118 | 1 | 0.82353 | 0.58824 | 0.35294 | 0.29412 | 0.58824 | 0.5 | 0.44118 | 0.32353 | 0.088235 | ; | CmntyCtr DHW Sat |  |  |  |  | 1916 | 5 | 90 | 0.5 | A90.1-I-Int-HW-Sat | 0.5 | A90.1-C-Ret-HW-Sat | 0 | Cst-Zeroes | 1 | 10 | 23 | 5 | 5 | 5 | 5 | 5 | 5 | 5 | 7.5 | 12.5 | 25 | 35 | 55 | 65 | 85 | 90 | 75 | 55 | 35 | 30 | 55 | 47.5 | 42.5 | 32.5 | 12.5 | CmntyCtr DHW Sat
1917 | 10 | 17 | 0 | 0 | 0 | 0 | 0 | 0 | 0 | 0.0625 | 0.1875 | 0.5 | 0.625 | 0.625 | 1 | 0.9375 | 0.6875 | 0.4375 | 0.3125 | 0.1875 | 0 | 0 | 0 | 0 | 0 | 0 | ; | CmntyCtr DHW Sun |  |  |  |  | 1917 | 5 | 45 | 0.5 | A90.1-I-Int-HW-Sun | 0.5 | A90.1-C-Ret-HW-Sun | 0 | Cst-Zeroes | 1 | 10 | 17 | 5 | 5 | 5 | 5 | 5 | 5 | 5 | 7.5 | 12.5 | 25 | 30 | 30 | 45 | 42.5 | 32.5 | 22.5 | 17.5 | 12.5 | 5 | 5 | 5 | 5 | 5 | 5 | CmntyCtr DHW Sun
1918 | 15 | 22 | 0 | 0 | 0 | 0 | 0 | 0 | 0 | 0.0074074 | 0.014815 | 0.037037 | 0.037037 | 0.051852 | 0.051852 | 0.051852 | 0.12593 | 0.33333 | 0.59259 | 1 | 0.61481 | 0.34815 | 0.32593 | 0.24444 | 0.096296 | 0.0074074 | ; | CmntyCtr Cook WD |  |  |  |  | 1918 | 0 | 67.5 | 0.9 | Cst-Int-Ck-WD | 0.05 | A90.1-I-Int-Occ-WD | 0.05 | A90.1-C-Ret-Occ-WD | 1 | 15 | 22 | 0 | 0 | 0 | 0 | 0 | 0 | 0 | 0.5 | 1 | 2.5 | 2.5 | 3.5 | 3.5 | 3.5 | 8.5 | 22.5 | 40 | 67.5 | 41.5 | 23.5 | 22 | 16.5 | 6.5 | 0.5 | CmntyCtr Cook WD
1919 | 11 | 22 | 0 | 0 | 0 | 0 | 0 | 0 | 0 | 0.010417 | 0.020833 | 0.0625 | 0.16667 | 0.46875 | 0.51042 | 0.34375 | 0.27083 | 0.23958 | 0.39583 | 0.63542 | 1 | 0.76042 | 0.55208 | 0.34375 | 0.13542 | 0.010417 | ; | CmntyCtr Cook Sat |  |  |  |  | 1919 | 0 | 48 | 0.9 | Cst-Int-Ck-Sat | 0.05 | A90.1-I-Int-Occ-Sat | 0.05 | A90.1-C-Ret-Occ-Sat | 1 | 11 | 22 | 0 | 0 | 0 | 0 | 0 | 0 | 0 | 0.5 | 1 | 3 | 8 | 22.5 | 24.5 | 16.5 | 13 | 11.5 | 19 | 30.5 | 48 | 36.5 | 26.5 | 16.5 | 6.5 | 0.5 | CmntyCtr Cook Sat
1920 | 9 | 13 | 0 | 0 | 0 | 0 | 0 | 0 | 0 | 0.31746 | 0.63492 | 1 | 0.73016 | 0.38095 | 0.2381 | 0.063492 | 0.063492 | 0.063492 | 0.063492 | 0.031746 | 0 | 0 | 0 | 0 | 0 | 0 | ; | CmntyCtr Cook Sun |  |  |  |  | 1920 | 0 | 31.5 | 0.9 | Cst-Int-Ck-Sun | 0.05 | A90.1-I-Int-Occ-Sun | 0.05 | A90.1-C-Ret-Occ-Sun | 1 | 9 | 13 | 0 | 0 | 0 | 0 | 0 | 0 | 0 | 10 | 20 | 31.5 | 23 | 12 | 7.5 | 2 | 2 | 2 | 2 | 1 | 0 | 0 | 0 | 0 | 0 | 0 | CmntyCtr Cook Sun
1921 | 10 | 23 | 0 | 0 | 0 | 0 | 0 | 0 | 0 | 0.04918 | 0.098361 | 0.2459 | 0.2459 | 0.34426 | 0.34426 | 0.34426 | 0.45902 | 0.5082 | 0.45902 | 0.90164 | 1 | 1 | 0.85246 | 0.7541 | 0.65574 | 0.04918 | ; | CmntyCtr Other WD |  |  |  |  | 1921 | 4 | 65 | 0.4 | A90.1-I-Int-Plg-WD | 0.3 | A90.1-I-Int-Occ-WD | 0.3 | A90.1-C-Ret-Occ-WD | 1 | 10 | 23 | 4 | 4 | 4 | 4 | 4 | 4 | 4 | 7 | 10 | 19 | 19 | 25 | 25 | 25 | 32 | 35 | 32 | 59 | 65 | 65 | 56 | 50 | 44 | 7 | CmntyCtr Other WD
1922 | 10 | 23 | 0 | 0 | 0 | 0 | 0 | 0 | 0 | 0.037975 | 0.075949 | 0.27848 | 0.31646 | 0.39241 | 0.8481 | 0.92405 | 1 | 0.88608 | 0.77215 | 0.62025 | 0.58228 | 0.73418 | 0.65823 | 0.58228 | 0.50633 | 0.037975 | ; | CmntyCtr Other Sat |  |  |  |  | 1922 | 4 | 83 | 0.4 | A90.1-I-Int-Plg-Sat | 0.3 | A90.1-I-Int-Occ-Sat | 0.3 | A90.1-C-Ret-Occ-Sat | 1 | 10 | 23 | 4 | 4 | 4 | 4 | 4 | 4 | 4 | 7 | 10 | 26 | 29 | 35 | 71 | 77 | 83 | 74 | 65 | 53 | 50 | 62 | 56 | 50 | 44 | 7 | CmntyCtr Other Sat
1923 | 8 | 17 | 0 | 0 | 0 | 0 | 0 | 0 | 0 | 0.58621 | 0.68966 | 0.94828 | 1 | 0.7931 | 0.37931 | 0.2069 | 0.2069 | 0.2069 | 0.2069 | 0.10345 | 0 | 0 | 0 | 0 | 0 | 0 | ; | CmntyCtr Other Sun |  |  |  |  | 1923 | 4 | 62 | 0.4 | A90.1-I-Int-Plg-Sun | 0.3 | A90.1-I-Int-Occ-Sun | 0.3 | A90.1-C-Ret-Occ-Sun | 1 | 8 | 17 | 4 | 4 | 4 | 4 | 4 | 4 | 4 | 38 | 44 | 59 | 62 | 50 | 26 | 16 | 16 | 16 | 16 | 10 | 4 | 4 | 4 | 4 | 4 | 4 | CmntyCtr Other Sun
;
2000 | 10 | 21 | 0 | 0 | 0 | 0 | 0 | 0 | 0 | 0.11864 | 0.23729 | 0.59322 | 0.59322 | 0.83051 | 0.83051 | 0.83051 | 0.88136 | 1 | 0.88136 | 0.79661 | 0.76271 | 0.76271 | 0.40678 | 0.30508 | 0.20339 | 0.050847 | ; | ConvCtr Occup WD |  |  |  |  | 2000 | 0 | 59 | 0.3 | A90.1-I-Int-Occ-WD | 0.7 | A90.1-C-Ret-Occ-WD | 0 | Cst-Zeroes | 1 | 10 | 21 | 0 | 0 | 0 | 0 | 0 | 0 | 0 | 7 | 14 | 35 | 35 | 49 | 49 | 49 | 52 | 59 | 52 | 47 | 45 | 45 | 24 | 18 | 12 | 3 | ConvCtr Occup WD
2001 | 10 | 21 | 0 | 0 | 0 | 0 | 0 | 0 | 0 | 0.08046 | 0.16092 | 0.43678 | 0.51724 | 0.67816 | 0.86207 | 0.93103 | 1 | 0.85057 | 0.70115 | 0.47126 | 0.29885 | 0.43678 | 0.27586 | 0.2069 | 0.13793 | 0.034483 | ; | ConvCtr Occup Sat |  |  |  |  | 2001 | 0 | 87 | 0.3 | A90.1-I-Int-Occ-Sat | 0.7 | A90.1-C-Ret-Occ-Sat | 0 | Cst-Zeroes | 1 | 10 | 21 | 0 | 0 | 0 | 0 | 0 | 0 | 0 | 7 | 14 | 38 | 45 | 59 | 75 | 81 | 87 | 74 | 61 | 41 | 26 | 38 | 24 | 18 | 12 | 3 | ConvCtr Occup Sat
2002 | 10 | 17 | 0 | 0 | 0 | 0 | 0 | 0 | 0 | 0.15789 | 0.31579 | 0.81579 | 1 | 0.68421 | 0.89474 | 0.73684 | 0.73684 | 0.73684 | 0.73684 | 0.36842 | 0 | 0 | 0 | 0 | 0 | 0 | ; | ConvCtr Occup Sun |  |  |  |  | 2002 | 0 | 38 | 0.3 | A90.1-I-Int-Occ-Sun | 0.7 | A90.1-C-Ret-Occ-Sun | 0 | Cst-Zeroes | 1 | 10 | 17 | 0 | 0 | 0 | 0 | 0 | 0 | 0 | 6 | 12 | 31 | 38 | 26 | 34 | 28 | 28 | 28 | 28 | 14 | 0 | 0 | 0 | 0 | 0 | 0 | ConvCtr Occup Sun
2003 | 10 | 23 | 0 | 0 | 0 | 0 | 0 | 0 | 0 | 0.10072 | 0.20144 | 0.5036 | 0.5036 | 0.70504 | 0.70504 | 0.70504 | 0.89928 | 1 | 0.89928 | 0.82734 | 0.66906 | 0.66906 | 0.36691 | 0.36691 | 0.36691 | 0.19424 | ; | ConvCtr ILit WD |  |  |  |  | 2003 | 1.5 | 71 | 0.3 | A90.1-I-Int-Lt-WD | 0.7 | A90.1-C-Ret-Occ-WD | 0 | Cst-Zeroes | 1 | 10 | 23 | 1.5 | 1.5 | 1.5 | 1.5 | 1.5 | 1.5 | 1.5 | 8.5 | 15.5 | 36.5 | 36.5 | 50.5 | 50.5 | 50.5 | 64 | 71 | 64 | 59 | 48 | 48 | 27 | 27 | 27 | 15 | ConvCtr ILit WD
2004 | 10 | 23 | 0 | 0 | 0 | 0 | 0 | 0 | 0 | 0.079096 | 0.15819 | 0.54802 | 0.62712 | 0.78531 | 0.9661 | 1 | 1 | 0.9209 | 0.80791 | 0.58192 | 0.41243 | 0.44633 | 0.28814 | 0.28814 | 0.28814 | 0.15254 | ; | ConvCtr ILit Sat |  |  |  |  | 2004 | 1.5 | 90 | 0.3 | A90.1-I-Int-Lt-Sat | 0.7 | A90.1-C-Ret-Occ-Sat | 0 | Cst-Zeroes | 1 | 10 | 23 | 1.5 | 1.5 | 1.5 | 1.5 | 1.5 | 1.5 | 1.5 | 8.5 | 15.5 | 50 | 57 | 71 | 87 | 90 | 90 | 83 | 73 | 53 | 38 | 41 | 27 | 27 | 27 | 15 | ConvCtr ILit Sat
2005 | 9 | 17 | 0 | 0 | 0 | 0 | 0 | 0 | 0 | 0.3253 | 0.61446 | 0.78313 | 0.95181 | 0.95181 | 1 | 0.6747 | 0.6747 | 0.6747 | 0.6747 | 0.33735 | 0 | 0 | 0 | 0 | 0 | 0 | ; | ConvCtr ILit Sun |  |  |  |  | 2005 | 1.5 | 43 | 0.3 | A90.1-I-Int-Lt-Sun | 0.7 | A90.1-C-Ret-Occ-Sun | 0 | Cst-Zeroes | 1 | 9 | 17 | 1.5 | 1.5 | 1.5 | 1.5 | 1.5 | 1.5 | 1.5 | 15 | 27 | 34 | 41 | 41 | 43 | 29.5 | 29.5 | 29.5 | 29.5 | 15.5 | 1.5 | 1.5 | 1.5 | 1.5 | 1.5 | 1.5 | ConvCtr ILit Sun
2006 | 10 | 23 | 0 | 0 | 0 | 0 | 0 | 0 | 0 | 0.10811 | 0.21622 | 0.54054 | 0.54054 | 0.75676 | 0.75676 | 0.75676 | 0.89189 | 1 | 0.89189 | 0.89189 | 0.90991 | 0.90991 | 0.58559 | 0.47748 | 0.36937 | 0.13514 | ; | ConvCtr TLit WD |  |  |  |  | 2006 | 0.5 | 56 | 0.3 | A90.1-I-Int-Occ-WD | 0.1 | A90.1-I-Int-Lt-WD | 0.6 | A90.1-C-Ret-Occ-WD | 1 | 10 | 23 | 0.5 | 0.5 | 0.5 | 0.5 | 0.5 | 0.5 | 0.5 | 6.5 | 12.5 | 30.5 | 30.5 | 42.5 | 42.5 | 42.5 | 50 | 56 | 50 | 50 | 51 | 51 | 33 | 27 | 21 | 8 | ConvCtr TLit WD
2007 | 10 | 23 | 0 | 0 | 0 | 0 | 0 | 0 | 0 | 0.069364 | 0.13873 | 0.43353 | 0.50289 | 0.64162 | 0.84971 | 0.93064 | 1 | 0.86127 | 0.71098 | 0.47977 | 0.36416 | 0.51445 | 0.37572 | 0.30636 | 0.23699 | 0.086705 | ; | ConvCtr TLit Sat |  |  |  |  | 2007 | 0.5 | 87 | 0.3 | A90.1-I-Int-Occ-Sat | 0.1 | A90.1-I-Int-Lt-Sat | 0.6 | A90.1-C-Ret-Occ-Sat | 1 | 10 | 23 | 0.5 | 0.5 | 0.5 | 0.5 | 0.5 | 0.5 | 0.5 | 6.5 | 12.5 | 38 | 44 | 56 | 74 | 81 | 87 | 75 | 62 | 42 | 32 | 45 | 33 | 27 | 21 | 8 | ConvCtr TLit Sat
2008 | 10 | 17 | 0 | 0 | 0 | 0 | 0 | 0 | 0 | 0.23596 | 0.46067 | 0.86517 | 1 | 0.73034 | 0.77528 | 0.53933 | 0.53933 | 0.53933 | 0.53933 | 0.26966 | 0 | 0 | 0 | 0 | 0 | 0 | ; | ConvCtr TLit Sun |  |  |  |  | 2008 | 0.5 | 45 | 0.3 | A90.1-I-Int-Occ-Sun | 0.1 | A90.1-I-Int-Lt-Sun | 0.6 | A90.1-C-Ret-Occ-Sun | 1 | 10 | 17 | 0.5 | 0.5 | 0.5 | 0.5 | 0.5 | 0.5 | 0.5 | 11 | 21 | 39 | 45 | 33 | 35 | 24.5 | 24.5 | 24.5 | 24.5 | 12.5 | 0.5 | 0.5 | 0.5 | 0.5 | 0.5 | 0.5 | ConvCtr TLit Sun
2009 | 10 | 23 | 0 | 0 | 0 | 0 | 0 | 0 | 0 | 0.1068 | 0.21359 | 0.53398 | 0.53398 | 0.74757 | 0.74757 | 0.74757 | 0.83495 | 0.94175 | 0.83495 | 1 | 0.98058 | 0.98058 | 0.66019 | 0.56311 | 0.46602 | 0.048544 | ; | ConvCtr OffEq WD |  |  |  |  | 2009 | 2 | 53.5 | 0.2 | A90.1-I-Int-Plg-WD | 0.25 | A90.1-I-Int-Occ-WD | 0.55 | A90.1-C-Ret-Occ-WD | 1 | 10 | 23 | 2 | 2 | 2 | 2 | 2 | 2 | 2 | 7.5 | 13 | 29.5 | 29.5 | 40.5 | 40.5 | 40.5 | 45 | 50.5 | 45 | 53.5 | 52.5 | 52.5 | 36 | 31 | 26 | 4.5 | ConvCtr OffEq WD
2010 | 10 | 23 | 0 | 0 | 0 | 0 | 0 | 0 | 0 | 0.065868 | 0.13174 | 0.38323 | 0.4491 | 0.58084 | 0.88024 | 0.94012 | 1 | 0.87425 | 0.7485 | 0.55689 | 0.41916 | 0.53892 | 0.40719 | 0.34731 | 0.28743 | 0.02994 | ; | ConvCtr OffEq Sat |  |  |  |  | 2010 | 2 | 85.5 | 0.2 | A90.1-I-Int-Plg-Sat | 0.25 | A90.1-I-Int-Occ-Sat | 0.55 | A90.1-C-Ret-Occ-Sat | 1 | 10 | 23 | 2 | 2 | 2 | 2 | 2 | 2 | 2 | 7.5 | 13 | 34 | 39.5 | 50.5 | 75.5 | 80.5 | 85.5 | 75 | 64.5 | 48.5 | 37 | 47 | 36 | 31 | 26 | 4.5 | ConvCtr OffEq Sat
2011 | 9 | 17 | 0 | 0 | 0 | 0 | 0 | 0 | 0 | 0.42222 | 0.53333 | 0.87778 | 1 | 0.77778 | 0.64444 | 0.48889 | 0.48889 | 0.48889 | 0.48889 | 0.24444 | 0 | 0 | 0 | 0 | 0 | 0 | ; | ConvCtr OffEq Sun |  |  |  |  | 2011 | 2 | 47 | 0.2 | A90.1-I-Int-Plg-Sun | 0.25 | A90.1-I-Int-Occ-Sun | 0.55 | A90.1-C-Ret-Occ-Sun | 1 | 9 | 17 | 2 | 2 | 2 | 2 | 2 | 2 | 2 | 21 | 26 | 41.5 | 47 | 37 | 31 | 24 | 24 | 24 | 24 | 13 | 2 | 2 | 2 | 2 | 2 | 2 | ConvCtr OffEq Sun
2012 | 9 | 20 | 0 | 0 | 0 | 0 | 0 | 0 | 0 | 0.35664 | 0.67832 | 0.8042 | 0.8042 | 0.88811 | 0.88811 | 0.88811 | 0.91608 | 0.95804 | 0.91608 | 1 | 0.70629 | 0.63636 | 0.1958 | 0.1958 | 0.1958 | 0 | ; | ConvCtr Plugs WD |  |  |  |  | 2012 | 4.5 | 76 | 0.5 | A90.1-C-Ret-Plg-WD | 0.2 | A90.1-I-Int-Plg-WD | 0.3 | A90.1-C-Ret-Occ-WD | 1 | 9 | 20 | 4.5 | 4.5 | 4.5 | 4.5 | 4.5 | 4.5 | 4.5 | 30 | 53 | 62 | 62 | 68 | 68 | 68 | 70 | 73 | 70 | 76 | 55 | 50 | 18.5 | 18.5 | 18.5 | 4.5 | ConvCtr Plugs WD
2013 | 9 | 20 | 0 | 0 | 0 | 0 | 0 | 0 | 0 | 0.30539 | 0.58084 | 0.71257 | 0.7485 | 0.82036 | 1 | 1 | 1 | 0.96407 | 0.92814 | 0.85629 | 0.56886 | 0.50898 | 0.16766 | 0.16766 | 0.16766 | 0 | ; | ConvCtr Plugs Sat |  |  |  |  | 2013 | 4.5 | 88 | 0.5 | A90.1-C-Ret-Plg-Sat | 0.2 | A90.1-I-Int-Plg-Sat | 0.3 | A90.1-C-Ret-Occ-Sat | 1 | 9 | 20 | 4.5 | 4.5 | 4.5 | 4.5 | 4.5 | 4.5 | 4.5 | 30 | 53 | 64 | 67 | 73 | 88 | 88 | 88 | 85 | 82 | 76 | 52 | 47 | 18.5 | 18.5 | 18.5 | 4.5 | ConvCtr Plugs Sat
2014 | 10 | 18 | 0 | 0 | 0 | 0 | 0 | 0 | 0 | 0.224 | 0.224 | 0.632 | 1 | 1 | 0.904 | 0.872 | 0.872 | 0.872 | 0.872 | 0.536 | 0 | 0 | 0 | 0 | 0 | 0 | ; | ConvCtr Plugs Sun |  |  |  |  | 2014 | 4.5 | 67 | 0.5 | A90.1-C-Ret-Plg-Sun | 0.2 | A90.1-I-Int-Plg-Sun | 0.3 | A90.1-C-Ret-Occ-Sun | 1 | 10 | 18 | 4.5 | 4.5 | 4.5 | 4.5 | 4.5 | 4.5 | 4.5 | 18.5 | 18.5 | 44 | 67 | 67 | 61 | 59 | 59 | 59 | 59 | 38 | 4.5 | 4.5 | 4.5 | 4.5 | 4.5 | 4.5 | ConvCtr Plugs Sun
2015 | 10 | 23 | 0 | 0 | 0 | 0 | 0 | 0 | 0 | 0.061404 | 0.18421 | 0.30702 | 0.42982 | 0.92105 | 0.92105 | 0.92105 | 1 | 0.75439 | 0.50877 | 0.49123 | 0.63158 | 0.63158 | 0.44737 | 0.39474 | 0.28947 | 0.078947 | ; | ConvCtr DHW WD |  |  |  |  | 2015 | 5 | 62 | 0.3 | A90.1-I-Int-HW-WD | 0.7 | A90.1-C-Ret-HW-WD | 0 | Cst-Zeroes | 1 | 10 | 23 | 5 | 5 | 5 | 5 | 5 | 5 | 5 | 8.5 | 15.5 | 22.5 | 29.5 | 57.5 | 57.5 | 57.5 | 62 | 48 | 34 | 33 | 41 | 41 | 30.5 | 27.5 | 21.5 | 9.5 | ConvCtr DHW WD
2016 | 10 | 23 | 0 | 0 | 0 | 0 | 0 | 0 | 0 | 0.041176 | 0.12353 | 0.25882 | 0.42353 | 0.75294 | 0.82353 | 0.96471 | 1 | 0.8 | 0.56471 | 0.32941 | 0.24706 | 0.42353 | 0.3 | 0.26471 | 0.19412 | 0.052941 | ; | ConvCtr DHW Sat |  |  |  |  | 2016 | 5 | 90 | 0.3 | A90.1-I-Int-HW-Sat | 0.7 | A90.1-C-Ret-HW-Sat | 0 | Cst-Zeroes | 1 | 10 | 23 | 5 | 5 | 5 | 5 | 5 | 5 | 5 | 8.5 | 15.5 | 27 | 41 | 69 | 75 | 87 | 90 | 73 | 53 | 33 | 26 | 41 | 30.5 | 27.5 | 21.5 | 9.5 | ConvCtr DHW Sat
2017 | 10 | 18 | 0 | 0 | 0 | 0 | 0 | 0 | 0 | 0.027778 | 0.083333 | 0.25926 | 0.38889 | 0.53704 | 1 | 0.97222 | 0.71296 | 0.4537 | 0.32407 | 0.19444 | 0 | 0 | 0 | 0 | 0 | 0 | ; | ConvCtr DHW Sun |  |  |  |  | 2017 | 5 | 59 | 0.3 | A90.1-I-Int-HW-Sun | 0.7 | A90.1-C-Ret-HW-Sun | 0 | Cst-Zeroes | 1 | 10 | 18 | 5 | 5 | 5 | 5 | 5 | 5 | 5 | 6.5 | 9.5 | 19 | 26 | 34 | 59 | 57.5 | 43.5 | 29.5 | 22.5 | 15.5 | 5 | 5 | 5 | 5 | 5 | 5 | ConvCtr DHW Sun
2018 | 15 | 22 | 0 | 0 | 0 | 0 | 0 | 0 | 0 | 0.022901 | 0.045802 | 0.1145 | 0.1145 | 0.16031 | 0.16031 | 0.16031 | 0.22901 | 0.43511 | 0.65649 | 1 | 0.61832 | 0.37405 | 0.30534 | 0.22901 | 0.091603 | 0.0076336 | ; | ConvCtr Cook WD |  |  |  |  | 2018 | 0 | 65.5 | 0.8 | Cst-Int-Ck-WD | 0.05 | A90.1-I-Int-Occ-WD | 0.15 | A90.1-C-Ret-Occ-WD | 1 | 15 | 22 | 0 | 0 | 0 | 0 | 0 | 0 | 0 | 1.5 | 3 | 7.5 | 7.5 | 10.5 | 10.5 | 10.5 | 15 | 28.5 | 43 | 65.5 | 40.5 | 24.5 | 20 | 15 | 6 | 0.5 | ConvCtr Cook WD
2019 | 11 | 22 | 0 | 0 | 0 | 0 | 0 | 0 | 0 | 0.033333 | 0.066667 | 0.17778 | 0.3 | 0.63333 | 0.7 | 0.54444 | 0.47778 | 0.42222 | 0.54444 | 0.72222 | 1 | 0.77778 | 0.53333 | 0.33333 | 0.13333 | 0.011111 | ; | ConvCtr Cook Sat |  |  |  |  | 2019 | 0 | 45 | 0.8 | Cst-Int-Ck-Sat | 0.05 | A90.1-I-Int-Occ-Sat | 0.15 | A90.1-C-Ret-Occ-Sat | 1 | 11 | 22 | 0 | 0 | 0 | 0 | 0 | 0 | 0 | 1.5 | 3 | 8 | 13.5 | 28.5 | 31.5 | 24.5 | 21.5 | 19 | 24.5 | 32.5 | 45 | 35 | 24 | 15 | 6 | 0.5 | ConvCtr Cook Sat
2020 | 9 | 13 | 0 | 0 | 0 | 0 | 0 | 0 | 0 | 0.30508 | 0.61017 | 1 | 0.77966 | 0.44068 | 0.37288 | 0.20339 | 0.20339 | 0.20339 | 0.20339 | 0.10169 | 0 | 0 | 0 | 0 | 0 | 0 | ; | ConvCtr Cook Sun |  |  |  |  | 2020 | 0 | 29.5 | 0.8 | Cst-Int-Ck-Sun | 0.05 | A90.1-I-Int-Occ-Sun | 0.15 | A90.1-C-Ret-Occ-Sun | 1 | 9 | 13 | 0 | 0 | 0 | 0 | 0 | 0 | 0 | 9 | 18 | 29.5 | 23 | 13 | 11 | 6 | 6 | 6 | 6 | 3 | 0 | 0 | 0 | 0 | 0 | 0 | ConvCtr Cook Sun
2021 | 9 | 20 | 0 | 0 | 0 | 0 | 0 | 0 | 0 | 0.32353 | 0.61765 | 0.79412 | 0.79412 | 0.91176 | 0.91176 | 0.91176 | 0.94118 | 1 | 0.94118 | 1 | 0.70588 | 0.64706 | 0.20588 | 0.20588 | 0.20588 | 0 | ; | ConvCtr Other WD |  |  |  |  | 2021 | 4 | 72 | 0.4 | A90.1-C-Ret-Plg-WD | 0.2 | A90.1-I-Int-Plg-WD | 0.4 | A90.1-C-Ret-Occ-WD | 1 | 9 | 20 | 4 | 4 | 4 | 4 | 4 | 4 | 4 | 26 | 46 | 58 | 58 | 66 | 66 | 66 | 68 | 72 | 68 | 72 | 52 | 48 | 18 | 18 | 18 | 4 | ConvCtr Other WD
2022 | 9 | 20 | 0 | 0 | 0 | 0 | 0 | 0 | 0 | 0.2619 | 0.5 | 0.66667 | 0.71429 | 0.80952 | 1 | 1 | 1 | 0.95238 | 0.90476 | 0.80952 | 0.52381 | 0.47619 | 0.16667 | 0.16667 | 0.16667 | 0 | ; | ConvCtr Other Sat |  |  |  |  | 2022 | 4 | 88 | 0.4 | A90.1-C-Ret-Plg-Sat | 0.2 | A90.1-I-Int-Plg-Sat | 0.4 | A90.1-C-Ret-Occ-Sat | 1 | 9 | 20 | 4 | 4 | 4 | 4 | 4 | 4 | 4 | 26 | 46 | 60 | 64 | 72 | 88 | 88 | 88 | 84 | 80 | 72 | 48 | 44 | 18 | 18 | 18 | 4 | ConvCtr Other Sat
2023 | 10 | 18 | 0 | 0 | 0 | 0 | 0 | 0 | 0 | 0.25 | 0.25 | 0.64286 | 1 | 1 | 0.92857 | 0.89286 | 0.89286 | 0.89286 | 0.89286 | 0.53571 | 0 | 0 | 0 | 0 | 0 | 0 | ; | ConvCtr Other Sun |  |  |  |  | 2023 | 4 | 60 | 0.4 | A90.1-C-Ret-Plg-Sun | 0.2 | A90.1-I-Int-Plg-Sun | 0.4 | A90.1-C-Ret-Occ-Sun | 1 | 10 | 18 | 4 | 4 | 4 | 4 | 4 | 4 | 4 | 18 | 18 | 40 | 60 | 60 | 56 | 54 | 54 | 54 | 54 | 34 | 4 | 4 | 4 | 4 | 4 | 4 | ConvCtr Other Sun
;
2100 | 7 | 22 | 0 | 0 | 0 | 0 | 0 | 0.055556 | 0.22222 | 0.16667 | 0.11111 | 0.11111 | 0.11111 | 0.16667 | 0.22222 | 0.16667 | 0.16667 | 0.22222 | 0.44444 | 0.83333 | 1 | 0.88889 | 0.61111 | 0.22222 | 0.055556 | 0 | ; | Fitness Occup WD |  |  |  |  | 2100 | 0 | 90 | 1 | Cst-Fitness-Occ-WD | 0 | Cst-Zeroes | 0 | Cst-Zeroes | 1 | 7 | 22 | 0 | 0 | 0 | 0 | 0 | 5 | 20 | 15 | 10 | 10 | 10 | 15 | 20 | 15 | 15 | 20 | 40 | 75 | 90 | 80 | 55 | 20 | 5 | 0 | Fitness Occup WD
2101 | 7 | 22 | 0 | 0 | 0 | 0 | 0 | 0.125 | 0.25 | 0.375 | 0.5 | 0.75 | 1 | 1 | 0.875 | 0.875 | 0.875 | 1 | 1 | 1 | 0.75 | 0.5 | 0.375 | 0.25 | 0.125 | 0 | ; | Fitness Occup WEH |  |  |  |  | 2101 | 0 | 40 | 1 | Cst-Fitness-Occ-WEH | 0 | Cst-Zeroes | 0 | Cst-Zeroes | 1 | 7 | 22 | 0 | 0 | 0 | 0 | 0 | 5 | 10 | 15 | 20 | 30 | 40 | 40 | 35 | 35 | 35 | 40 | 40 | 40 | 30 | 20 | 15 | 10 | 5 | 0 | Fitness Occup WEH
2102 | 7 | 22 | 0 | 0 | 0 | 0 | 0 | 0.11765 | 0.88235 | 1 | 1 | 1 | 1 | 1 | 1 | 1 | 1 | 1 | 1 | 1 | 1 | 1 | 1 | 0.82353 | 0.11765 | 0 | ; | Fitness ILit WD |  |  |  |  | 2102 | 5 | 90 | 1 | Cst-Fitness-IL-WD | 0 | Cst-Zeroes | 0 | Cst-Zeroes | 1 | 7 | 22 | 5 | 5 | 5 | 5 | 5 | 15 | 80 | 90 | 90 | 90 | 90 | 90 | 90 | 90 | 90 | 90 | 90 | 90 | 90 | 90 | 90 | 75 | 15 | 5 | Fitness ILit WD
2103 | 7 | 22 | 0 | 0 | 0 | 0 | 0 | 0.11765 | 0.82353 | 0.88235 | 0.94118 | 1 | 1 | 1 | 1 | 1 | 1 | 1 | 1 | 1 | 1 | 0.94118 | 0.88235 | 0.82353 | 0.11765 | 0 | ; | Fitness ILit WEH |  |  |  |  | 2103 | 5 | 90 | 1 | Cst-Fitness-IL-WEH | 0 | Cst-Zeroes | 0 | Cst-Zeroes | 1 | 7 | 22 | 5 | 5 | 5 | 5 | 5 | 15 | 75 | 80 | 85 | 90 | 90 | 90 | 90 | 90 | 90 | 90 | 90 | 90 | 90 | 85 | 80 | 75 | 15 | 5 | Fitness ILit WEH
2104 | 7 | 22 | 0 | 0 | 0 | 0 | 0 | 0.070423 | 0.38028 | 0.3662 | 0.32394 | 0.32394 | 0.32394 | 0.3662 | 0.40845 | 0.3662 | 0.3662 | 0.40845 | 0.57746 | 0.87324 | 1 | 0.91549 | 0.70423 | 0.3662 | 0.070423 | 0 | ; | Fitness TLit WD |  |  |  |  | 2104 | 1.25 | 90 | 0.25 | Cst-Fitness-IL-WD | 0.75 | Cst-Fitness-Occ-WD | 0 | Cst-Zeroes | 1 | 7 | 22 | 1.25 | 1.25 | 1.25 | 1.25 | 1.25 | 7.5 | 35 | 33.75 | 30 | 30 | 30 | 33.75 | 37.5 | 33.75 | 33.75 | 37.5 | 52.5 | 78.75 | 90 | 82.5 | 63.75 | 33.75 | 7.5 | 1.25 | Fitness TLit WD
2105 | 7 | 22 | 0 | 0 | 0 | 0 | 0 | 0.12195 | 0.4878 | 0.58537 | 0.68293 | 0.85366 | 1 | 1 | 0.92683 | 0.92683 | 0.92683 | 1 | 1 | 1 | 0.85366 | 0.68293 | 0.58537 | 0.4878 | 0.12195 | 0 | ; | Fitness TLit WEH |  |  |  |  | 2105 | 1.25 | 52.5 | 0.25 | Cst-Fitness-IL-WEH | 0.75 | Cst-Fitness-Occ-WEH | 0 | Cst-Zeroes | 1 | 7 | 22 | 1.25 | 1.25 | 1.25 | 1.25 | 1.25 | 7.5 | 26.25 | 31.25 | 36.25 | 45 | 52.5 | 52.5 | 48.75 | 48.75 | 48.75 | 52.5 | 52.5 | 52.5 | 45 | 36.25 | 31.25 | 26.25 | 7.5 | 1.25 | Fitness TLit WEH
2106 | 7 | 22 | 0 | 0 | 0 | 0 | 0 | 0.085714 | 0.54286 | 0.57143 | 0.54286 | 0.54286 | 0.54286 | 0.57143 | 0.6 | 0.57143 | 0.57143 | 0.6 | 0.71429 | 0.91429 | 1 | 0.94286 | 0.8 | 0.51429 | 0.085714 | 0 | ; | Fitness OffEq WD |  |  |  |  | 2106 | 2.5 | 90 | 0.5 | Cst-Fitness-IL-WD | 0.5 | Cst-Fitness-Occ-WD | 0 | Cst-Zeroes | 1 | 7 | 22 | 2.5 | 2.5 | 2.5 | 2.5 | 2.5 | 10 | 50 | 52.5 | 50 | 50 | 50 | 52.5 | 55 | 52.5 | 52.5 | 55 | 65 | 82.5 | 90 | 85 | 72.5 | 47.5 | 10 | 2.5 | Fitness OffEq WD
2107 | 7 | 22 | 0 | 0 | 0 | 0 | 0 | 0.12 | 0.64 | 0.72 | 0.8 | 0.92 | 1 | 1 | 0.96 | 0.96 | 0.96 | 1 | 1 | 1 | 0.92 | 0.8 | 0.72 | 0.64 | 0.12 | 0 | ; | Fitness OffEq WEH |  |  |  |  | 2107 | 1.25 | 32.5 | 0.25 | Cst-Fitness-IL-WEH | 0.25 | Cst-Fitness-Occ-WEH | 0.5 | Cst-Zeroes | 1 | 7 | 22 | 1.25 | 1.25 | 1.25 | 1.25 | 1.25 | 5 | 21.25 | 23.75 | 26.25 | 30 | 32.5 | 32.5 | 31.25 | 31.25 | 31.25 | 32.5 | 32.5 | 32.5 | 30 | 26.25 | 23.75 | 21.25 | 5 | 1.25 | Fitness OffEq WEH
2108 | 7 | 22 | 0 | 0 | 0 | 0 | 0 | 0.098266 | 0.6763 | 0.73988 | 0.72254 | 0.72254 | 0.72254 | 0.73988 | 0.75723 | 0.73988 | 0.73988 | 0.75723 | 0.82659 | 0.94798 | 1 | 0.96532 | 0.87861 | 0.63584 | 0.098266 | 0 | ; | Fitness Plugs WD |  |  |  |  | 2108 | 3.5 | 90 | 0.7 | Cst-Fitness-IL-WD | 0.3 | Cst-Fitness-Occ-WD | 0 | Cst-Zeroes | 1 | 7 | 22 | 3.5 | 3.5 | 3.5 | 3.5 | 3.5 | 12 | 62 | 67.5 | 66 | 66 | 66 | 67.5 | 69 | 67.5 | 67.5 | 69 | 75 | 85.5 | 90 | 87 | 79.5 | 58.5 | 12 | 3.5 | Fitness Plugs WD
2109 | 7 | 22 | 0 | 0 | 0 | 0 | 0 | 0.11888 | 0.72727 | 0.7972 | 0.86713 | 0.95804 | 1 | 1 | 0.97902 | 0.97902 | 0.97902 | 1 | 1 | 1 | 0.95804 | 0.86713 | 0.7972 | 0.72727 | 0.11888 | 0 | ; | Fitness Plugs WEH |  |  |  |  | 2109 | 1.75 | 37.5 | 0.35 | Cst-Fitness-IL-WEH | 0.15 | Cst-Fitness-Occ-WEH | 0.5 | Cst-Zeroes | 1 | 7 | 22 | 1.75 | 1.75 | 1.75 | 1.75 | 1.75 | 6 | 27.75 | 30.25 | 32.75 | 36 | 37.5 | 37.5 | 36.75 | 36.75 | 36.75 | 37.5 | 37.5 | 37.5 | 36 | 32.75 | 30.25 | 27.75 | 6 | 1.75 | Fitness Plugs WEH
2110 | 8 | 22 | 0 | 0 | 0 | 0 | 0 | 0 | 0.11111 | 0.16667 | 0.11111 | 0.055556 | 0.055556 | 0.16667 | 0.22222 | 0.11111 | 0.11111 | 0.16667 | 0.38889 | 0.83333 | 1 | 0.88889 | 0.61111 | 0.22222 | 0 | 0 | ; | Fitness DHW WD |  |  |  |  | 2110 | 0 | 90 | 1 | Cst-Fitness-HW-WD | 0 | Cst-Zeroes | 0 | Cst-Zeroes | 1 | 8 | 22 | 0 | 0 | 0 | 0 | 0 | 0 | 10 | 15 | 10 | 5 | 5 | 15 | 20 | 10 | 10 | 15 | 35 | 75 | 90 | 80 | 55 | 20 | 0 | 0 | Fitness DHW WD
2111 | 8 | 22 | 0 | 0 | 0 | 0 | 0 | 0 | 0.125 | 0.375 | 0.5 | 0.75 | 1 | 1 | 0.875 | 0.875 | 0.875 | 1 | 1 | 1 | 0.75 | 0.5 | 0.375 | 0.25 | 0 | 0 | ; | Fitness DHW WEH |  |  |  |  | 2111 | 0 | 40 | 1 | Cst-Fitness-HW-WEH | 0 | Cst-Zeroes | 0 | Cst-Zeroes | 1 | 8 | 22 | 0 | 0 | 0 | 0 | 0 | 0 | 5 | 15 | 20 | 30 | 40 | 40 | 35 | 35 | 35 | 40 | 40 | 40 | 30 | 20 | 15 | 10 | 0 | 0 | Fitness DHW WEH
2112 | 6 | 20 | 0 | 0 | 0 | 0 | 0.21429 | 0.42857 | 0.21429 | 0.14286 | 0.071429 | 0.014286 | 0.071429 | 0.17143 | 0.28571 | 0.14286 | 0.028571 | 0.21429 | 0.57143 | 1 | 0.57143 | 0.21429 | 0.085714 | 0 | 0 | 0 | ; | Fitness Cook WD |  |  |  |  | 2112 | 0 | 70 | 1 | Cst-Gen-3MealCk-WD | 0 | Cst-Zeroes | 0 | Cst-Zeroes | 1 | 6 | 20 | 0 | 0 | 0 | 0 | 15 | 30 | 15 | 10 | 5 | 1 | 5 | 12 | 20 | 10 | 2 | 15 | 40 | 70 | 40 | 15 | 6 | 0 | 0 | 0 | Fitness Cook WD
2113 | 8 | 20 | 0 | 0 | 0 | 0 | 0 | 0 | 0.071429 | 0.21429 | 0.5 | 0.21429 | 0.071429 | 0.17143 | 0.22857 | 0.14286 | 0.071429 | 0.28571 | 0.57143 | 1 | 0.57143 | 0.35714 | 0.14286 | 0.071429 | 0 | 0 | ; | Fitness Cook WEH |  |  |  |  | 2113 | 0 | 70 | 1 | Cst-Gen-3MealCk-WEH | 0 | Cst-Zeroes | 0 | Cst-Zeroes | 1 | 8 | 20 | 0 | 0 | 0 | 0 | 0 | 0 | 5 | 15 | 35 | 15 | 5 | 12 | 16 | 10 | 5 | 20 | 40 | 70 | 40 | 25 | 10 | 5 | 0 | 0 | Fitness Cook WEH
2114 | 7 | 22 | 0 | 0 | 0 | 0 | 0 | 0.085714 | 0.54286 | 0.57143 | 0.54286 | 0.54286 | 0.54286 | 0.57143 | 0.6 | 0.57143 | 0.57143 | 0.6 | 0.71429 | 0.91429 | 1 | 0.94286 | 0.8 | 0.51429 | 0.085714 | 0 | ; | Fitness Other WD |  |  |  |  | 2114 | 2.5 | 90 | 0.5 | Cst-Fitness-IL-WD | 0.5 | Cst-Fitness-Occ-WD | 0 | Cst-Zeroes | 1 | 7 | 22 | 2.5 | 2.5 | 2.5 | 2.5 | 2.5 | 10 | 50 | 52.5 | 50 | 50 | 50 | 52.5 | 55 | 52.5 | 52.5 | 55 | 65 | 82.5 | 90 | 85 | 72.5 | 47.5 | 10 | 2.5 | Fitness Other WD
2115 | 7 | 22 | 0 | 0 | 0 | 0 | 0 | 0.12 | 0.64 | 0.72 | 0.8 | 0.92 | 1 | 1 | 0.96 | 0.96 | 0.96 | 1 | 1 | 1 | 0.92 | 0.8 | 0.72 | 0.64 | 0.12 | 0 | ; | Fitness Other WEH |  |  |  |  | 2115 | 1.25 | 32.5 | 0.25 | Cst-Fitness-IL-WEH | 0.25 | Cst-Fitness-Occ-WEH | 0.5 | Cst-Zeroes | 1 | 7 | 22 | 1.25 | 1.25 | 1.25 | 1.25 | 1.25 | 5 | 21.25 | 23.75 | 26.25 | 30 | 32.5 | 32.5 | 31.25 | 31.25 | 31.25 | 32.5 | 32.5 | 32.5 | 30 | 26.25 | 23.75 | 21.25 | 5 | 1.25 | Fitness Other WEH
;
2200 | 10 | 20 | 0 | 0 | 0 | 0 | 0 | 0 | 0 | 0.11864 | 0.23729 | 0.59322 | 0.59322 | 0.83051 | 0.83051 | 0.83051 | 0.88136 | 1 | 0.88136 | 0.79661 | 0.76271 | 0.76271 | 0.40678 | 0.30508 | 0.20339 | 0.050847 | ; | Museum Occup WD |  |  |  |  | 2200 | 0 | 59 | 0.3 | A90.1-I-Int-Occ-WD | 0.7 | A90.1-C-Ret-Occ-WD | 0 | Cst-Zeroes | 1 | 10 | 20 | 0 | 0 | 0 | 0 | 0 | 0 | 0 | 7 | 14 | 35 | 35 | 49 | 49 | 49 | 52 | 59 | 52 | 47 | 45 | 45 | 24 | 18 | 12 | 3 | Museum Occup WD
2201 | 10 | 20 | 0 | 0 | 0 | 0 | 0 | 0 | 0 | 0.08046 | 0.16092 | 0.43678 | 0.51724 | 0.67816 | 0.86207 | 0.93103 | 1 | 0.85057 | 0.70115 | 0.47126 | 0.29885 | 0.43678 | 0.27586 | 0.2069 | 0.13793 | 0.034483 | ; | Museum Occup Sat |  |  |  |  | 2201 | 0 | 87 | 0.3 | A90.1-I-Int-Occ-Sat | 0.7 | A90.1-C-Ret-Occ-Sat | 0 | Cst-Zeroes | 1 | 10 | 20 | 0 | 0 | 0 | 0 | 0 | 0 | 0 | 7 | 14 | 38 | 45 | 59 | 75 | 81 | 87 | 74 | 61 | 41 | 26 | 38 | 24 | 18 | 12 | 3 | Museum Occup Sat
2202 | 10 | 17 | 0 | 0 | 0 | 0 | 0 | 0 | 0 | 0.15789 | 0.31579 | 0.81579 | 1 | 0.68421 | 0.89474 | 0.73684 | 0.73684 | 0.73684 | 0.73684 | 0.36842 | 0 | 0 | 0 | 0 | 0 | 0 | ; | Museum Occup Sun |  |  |  |  | 2202 | 0 | 38 | 0.3 | A90.1-I-Int-Occ-Sun | 0.7 | A90.1-C-Ret-Occ-Sun | 0 | Cst-Zeroes | 1 | 10 | 17 | 0 | 0 | 0 | 0 | 0 | 0 | 0 | 6 | 12 | 31 | 38 | 26 | 34 | 28 | 28 | 28 | 28 | 14 | 0 | 0 | 0 | 0 | 0 | 0 | Museum Occup Sun
2203 | 9 | 20 | 0 | 0 | 0 | 0 | 0 | 0 | 0 | 0.38415 | 0.72561 | 0.72561 | 0.72561 | 0.72561 | 0.72561 | 0.72561 | 0.89024 | 0.89024 | 0.89024 | 1 | 0.78049 | 0.69512 | 0.31098 | 0.31098 | 0.31098 | 0.16463 | ; | Museum ILit WD |  |  |  |  | 2203 | 5 | 87 | 0.3 | A90.1-I-Int-Lt-WD | 0.7 | A90.1-C-Ret-Lt-WD | 0 | Cst-Zeroes | 1 | 9 | 20 | 5 | 5 | 5 | 5 | 5 | 5 | 5 | 36.5 | 64.5 | 64.5 | 64.5 | 64.5 | 64.5 | 64.5 | 78 | 78 | 78 | 87 | 69 | 62 | 30.5 | 30.5 | 30.5 | 18.5 | Museum ILit WD
2204 | 9 | 20 | 0 | 0 | 0 | 0 | 0 | 0 | 0 | 0.37059 | 0.7 | 0.85882 | 0.85882 | 0.85882 | 0.96471 | 1 | 1 | 1 | 0.96471 | 0.89412 | 0.71765 | 0.67059 | 0.3 | 0.3 | 0.3 | 0.15882 | ; | Museum ILit Sat |  |  |  |  | 2204 | 5 | 90 | 0.3 | A90.1-I-Int-Lt-Sat | 0.7 | A90.1-C-Ret-Lt-Sat | 0 | Cst-Zeroes | 1 | 9 | 20 | 5 | 5 | 5 | 5 | 5 | 5 | 5 | 36.5 | 64.5 | 78 | 78 | 78 | 87 | 90 | 90 | 90 | 87 | 81 | 66 | 62 | 30.5 | 30.5 | 30.5 | 18.5 | Museum ILit Sat
2205 | 10 | 17 | 0 | 0 | 0 | 0 | 0 | 0 | 0 | 0.15882 | 0.3 | 0.67059 | 1 | 1 | 0.85882 | 0.7 | 0.7 | 0.7 | 0.7 | 0.45294 | 0 | 0 | 0 | 0 | 0 | 0 | ; | Museum ILit Sun |  |  |  |  | 2205 | 5 | 90 | 0.3 | A90.1-I-Int-Lt-Sun | 0.7 | A90.1-C-Ret-Lt-Sun | 0 | Cst-Zeroes | 1 | 10 | 17 | 5 | 5 | 5 | 5 | 5 | 5 | 5 | 18.5 | 30.5 | 62 | 90 | 90 | 78 | 64.5 | 64.5 | 64.5 | 64.5 | 43.5 | 5 | 5 | 5 | 5 | 5 | 5 | Museum ILit Sun
2206 | 10 | 20 | 0 | 0 | 0 | 0 | 0 | 0 | 0 | 0.10811 | 0.21622 | 0.54054 | 0.54054 | 0.75676 | 0.75676 | 0.75676 | 0.89189 | 1 | 0.89189 | 0.89189 | 0.90991 | 0.90991 | 0.58559 | 0.47748 | 0.36937 | 0.13514 | ; | Museum TLit WD |  |  |  |  | 2206 | 0.5 | 56 | 0.3 | A90.1-I-Int-Occ-WD | 0.1 | A90.1-I-Int-Lt-WD | 0.6 | A90.1-C-Ret-Occ-WD | 1 | 10 | 20 | 0.5 | 0.5 | 0.5 | 0.5 | 0.5 | 0.5 | 0.5 | 6.5 | 12.5 | 30.5 | 30.5 | 42.5 | 42.5 | 42.5 | 50 | 56 | 50 | 50 | 51 | 51 | 33 | 27 | 21 | 8 | Museum TLit WD
2207 | 10 | 20 | 0 | 0 | 0 | 0 | 0 | 0 | 0 | 0.069364 | 0.13873 | 0.43353 | 0.50289 | 0.64162 | 0.84971 | 0.93064 | 1 | 0.86127 | 0.71098 | 0.47977 | 0.36416 | 0.51445 | 0.37572 | 0.30636 | 0.23699 | 0.086705 | ; | Museum TLit Sat |  |  |  |  | 2207 | 0.5 | 87 | 0.3 | A90.1-I-Int-Occ-Sat | 0.1 | A90.1-I-Int-Lt-Sat | 0.6 | A90.1-C-Ret-Occ-Sat | 1 | 10 | 20 | 0.5 | 0.5 | 0.5 | 0.5 | 0.5 | 0.5 | 0.5 | 6.5 | 12.5 | 38 | 44 | 56 | 74 | 81 | 87 | 75 | 62 | 42 | 32 | 45 | 33 | 27 | 21 | 8 | Museum TLit Sat
2208 | 10 | 17 | 0 | 0 | 0 | 0 | 0 | 0 | 0 | 0.23596 | 0.46067 | 0.86517 | 1 | 0.73034 | 0.77528 | 0.53933 | 0.53933 | 0.53933 | 0.53933 | 0.26966 | 0 | 0 | 0 | 0 | 0 | 0 | ; | Museum TLit Sun |  |  |  |  | 2208 | 0.5 | 45 | 0.3 | A90.1-I-Int-Occ-Sun | 0.1 | A90.1-I-Int-Lt-Sun | 0.6 | A90.1-C-Ret-Occ-Sun | 1 | 10 | 17 | 0.5 | 0.5 | 0.5 | 0.5 | 0.5 | 0.5 | 0.5 | 11 | 21 | 39 | 45 | 33 | 35 | 24.5 | 24.5 | 24.5 | 24.5 | 12.5 | 0.5 | 0.5 | 0.5 | 0.5 | 0.5 | 0.5 | Museum TLit Sun
2209 | 9 | 18 | 0 | 0 | 0 | 0 | 0 | 0 | 0.073171 | 0.55488 | 0.7439 | 0.87195 | 0.87195 | 0.66463 | 0.66463 | 0.95732 | 0.95732 | 1 | 0.81098 | 0.43293 | 0.20122 | 0.20122 | 0.073171 | 0.073171 | 0 | 0 | ; | Museum OffEq WD |  |  |  |  | 2209 | 5 | 87 | 0.6 | A90.1-A-Off-Occ-WD | 0.05 | Cst-AllOn | 0.35 | A90.1-C-Ret-Occ-WD | 1 | 9 | 18 | 5 | 5 | 5 | 5 | 5 | 5 | 11 | 50.5 | 66 | 76.5 | 76.5 | 59.5 | 59.5 | 83.5 | 83.5 | 87 | 71.5 | 40.5 | 21.5 | 21.5 | 11 | 11 | 5 | 5 | Museum OffEq WD
2210 | 10 | 18 | 0 | 0 | 0 | 0 | 0 | 0 | 0 | 0.11111 | 0.22222 | 0.55556 | 0.66667 | 0.88889 | 1 | 1 | 1 | 0.88889 | 0.77778 | 0.55556 | 0.22222 | 0.22222 | 0 | 0 | 0 | 0 | ; | Museum OffEq Sat |  |  |  |  | 2210 | 5 | 36.5 | 0.6 | A90.1-A-Off-Occ-Sat | 0.05 | Cst-AllOn | 0.35 | A90.1-C-Ret-Occ-Sat | 1 | 10 | 18 | 5 | 5 | 5 | 5 | 5 | 5 | 5 | 8.5 | 12 | 22.5 | 26 | 33 | 36.5 | 36.5 | 36.5 | 33 | 29.5 | 22.5 | 12 | 12 | 5 | 5 | 5 | 5 | Museum OffEq Sat
2211 | 10 | 18 | 0 | 0 | 0 | 0 | 0 | 0 | 0 | 0 | 0 | 0.25 | 0.5 | 0.5 | 1 | 1 | 1 | 1 | 1 | 0.5 | 0 | 0 | 0 | 0 | 0 | 0 | ; | Museum OffEq Sun |  |  |  |  | 2211 | 5 | 19 | 0.6 | A90.1-A-Off-Occ-Sun | 0.05 | Cst-AllOn | 0.35 | A90.1-C-Ret-Occ-Sun | 1 | 10 | 18 | 5 | 5 | 5 | 5 | 5 | 5 | 5 | 5 | 5 | 8.5 | 12 | 12 | 19 | 19 | 19 | 19 | 19 | 12 | 5 | 5 | 5 | 5 | 5 | 5 | Museum OffEq Sun
2212 | 9 | 20 | 0 | 0 | 0 | 0 | 0 | 0 | 0 | 0.34799 | 0.663 | 0.81685 | 0.81685 | 0.91941 | 0.91941 | 0.91941 | 0.94872 | 1 | 0.94872 | 0.93407 | 0.75092 | 0.68498 | 0.23443 | 0.17582 | 0.11722 | 0.029304 | ; | Museum Plugs WD |  |  |  |  | 2212 | 2.25 | 70.5 | 0.45 | A90.1-C-Ret-Plg-WD | 0.2 | A90.1-I-Int-Occ-WD | 0.35 | A90.1-C-Ret-Occ-WD | 1 | 9 | 20 | 2.25 | 2.25 | 2.25 | 2.25 | 2.25 | 2.25 | 2.25 | 26 | 47.5 | 58 | 58 | 65 | 65 | 65 | 67 | 70.5 | 67 | 66 | 53.5 | 49 | 18.25 | 14.25 | 10.25 | 4.25 | Museum Plugs WD
2213 | 9 | 20 | 0 | 0 | 0 | 0 | 0 | 0 | 0 | 0.27697 | 0.5277 | 0.67347 | 0.71429 | 0.79592 | 0.90671 | 0.95335 | 1 | 0.91254 | 0.82507 | 0.69679 | 0.46356 | 0.50437 | 0.18659 | 0.13994 | 0.093294 | 0.023324 | ; | Museum Plugs Sat |  |  |  |  | 2213 | 2.25 | 88 | 0.45 | A90.1-C-Ret-Plg-Sat | 0.2 | A90.1-I-Int-Occ-Sat | 0.35 | A90.1-C-Ret-Occ-Sat | 1 | 9 | 20 | 2.25 | 2.25 | 2.25 | 2.25 | 2.25 | 2.25 | 2.25 | 26 | 47.5 | 60 | 63.5 | 70.5 | 80 | 84 | 88 | 80.5 | 73 | 62 | 42 | 45.5 | 18.25 | 14.25 | 10.25 | 4.25 | Museum Plugs Sat
2214 | 10 | 18 | 0 | 0 | 0 | 0 | 0 | 0 | 0 | 0.065306 | 0.13061 | 0.64898 | 1 | 0.86939 | 0.91837 | 0.85306 | 0.85306 | 0.85306 | 0.85306 | 0.51837 | 0 | 0 | 0 | 0 | 0 | 0 | ; | Museum Plugs Sun |  |  |  |  | 2214 | 2.25 | 63.5 | 0.45 | A90.1-C-Ret-Plg-Sun | 0.2 | A90.1-I-Int-Occ-Sun | 0.35 | A90.1-C-Ret-Occ-Sun | 1 | 10 | 18 | 2.25 | 2.25 | 2.25 | 2.25 | 2.25 | 2.25 | 2.25 | 6.25 | 10.25 | 42 | 63.5 | 55.5 | 58.5 | 54.5 | 54.5 | 54.5 | 54.5 | 34 | 2.25 | 2.25 | 2.25 | 2.25 | 2.25 | 2.25 | Museum Plugs Sun
2215 | 10 | 21 | 0 | 0 | 0 | 0 | 0 | 0 | 0 | 0.060185 | 0.18056 | 0.30093 | 0.4213 | 0.90278 | 0.90278 | 0.90278 | 1 | 0.75926 | 0.51852 | 0.52778 | 0.73148 | 0.73148 | 0.55093 | 0.48611 | 0.35648 | 0.097222 | ; | Museum DHW WD |  |  |  |  | 2215 | 5 | 59 | 0.35 | A90.1-I-Int-HW-WD | 0.65 | A90.1-C-Ret-HW-WD | 0 | Cst-Zeroes | 1 | 10 | 21 | 5 | 5 | 5 | 5 | 5 | 5 | 5 | 8.25 | 14.75 | 21.25 | 27.75 | 53.75 | 53.75 | 53.75 | 59 | 46 | 33 | 33.5 | 44.5 | 44.5 | 34.75 | 31.25 | 24.25 | 10.25 | Museum DHW WD
2216 | 10 | 21 | 0 | 0 | 0 | 0 | 0 | 0 | 0 | 0.038235 | 0.11471 | 0.25294 | 0.40588 | 0.71176 | 0.79412 | 0.95882 | 1 | 0.80588 | 0.57059 | 0.33529 | 0.25882 | 0.46471 | 0.35 | 0.30882 | 0.22647 | 0.061765 | ; | Museum DHW Sat |  |  |  |  | 2216 | 5 | 90 | 0.35 | A90.1-I-Int-HW-Sat | 0.65 | A90.1-C-Ret-HW-Sat | 0 | Cst-Zeroes | 1 | 10 | 21 | 5 | 5 | 5 | 5 | 5 | 5 | 5 | 8.25 | 14.75 | 26.5 | 39.5 | 65.5 | 72.5 | 86.5 | 90 | 73.5 | 53.5 | 33.5 | 27 | 44.5 | 34.75 | 31.25 | 24.25 | 10.25 | Museum DHW Sat
2217 | 10 | 17 | 0 | 0 | 0 | 0 | 0 | 0 | 0 | 0.034653 | 0.10396 | 0.30693 | 0.43564 | 0.55446 | 1 | 0.96535 | 0.70792 | 0.4505 | 0.32178 | 0.19307 | 0 | 0 | 0 | 0 | 0 | 0 | ; | Museum DHW Sun |  |  |  |  | 2217 | 5 | 55.5 | 0.35 | A90.1-I-Int-HW-Sun | 0.65 | A90.1-C-Ret-HW-Sun | 0 | Cst-Zeroes | 1 | 10 | 17 | 5 | 5 | 5 | 5 | 5 | 5 | 5 | 6.75 | 10.25 | 20.5 | 27 | 33 | 55.5 | 53.75 | 40.75 | 27.75 | 21.25 | 14.75 | 5 | 5 | 5 | 5 | 5 | 5 | Museum DHW Sun
2218 | 9 | 21 | 0 | 0 | 0 | 0 | 0 | 0 | 0 | 0.0074074 | 0.014815 | 0.037037 | 0.037037 | 0.051852 | 0.051852 | 0.051852 | 0.12593 | 0.33333 | 0.59259 | 1 | 0.61481 | 0.34815 | 0.32593 | 0.24444 | 0.096296 | 0.0074074 | ; | Museum Cook WD |  |  |  |  | 2218 | 0 | 67.5 | 0.9 | Cst-Int-Ck-WD | 0.05 | A90.1-I-Int-Occ-WD | 0.05 | A90.1-C-Ret-Occ-WD | 1 | 9 | 21 | 0 | 0 | 0 | 0 | 0 | 0 | 0 | 0.5 | 1 | 2.5 | 2.5 | 3.5 | 3.5 | 3.5 | 8.5 | 22.5 | 40 | 67.5 | 41.5 | 23.5 | 22 | 16.5 | 6.5 | 0.5 | Museum Cook WD
2219 | 9 | 21 | 0 | 0 | 0 | 0 | 0 | 0 | 0 | 0.010417 | 0.020833 | 0.0625 | 0.16667 | 0.46875 | 0.51042 | 0.34375 | 0.27083 | 0.23958 | 0.39583 | 0.63542 | 1 | 0.76042 | 0.55208 | 0.34375 | 0.13542 | 0.010417 | ; | Museum Cook Sat |  |  |  |  | 2219 | 0 | 48 | 0.9 | Cst-Int-Ck-Sat | 0.05 | A90.1-I-Int-Occ-Sat | 0.05 | A90.1-C-Ret-Occ-Sat | 1 | 9 | 21 | 0 | 0 | 0 | 0 | 0 | 0 | 0 | 0.5 | 1 | 3 | 8 | 22.5 | 24.5 | 16.5 | 13 | 11.5 | 19 | 30.5 | 48 | 36.5 | 26.5 | 16.5 | 6.5 | 0.5 | Museum Cook Sat
2220 | 9 | 17 | 0 | 0 | 0 | 0 | 0 | 0 | 0 | 0.31746 | 0.63492 | 1 | 0.73016 | 0.38095 | 0.2381 | 0.063492 | 0.063492 | 0.063492 | 0.063492 | 0.031746 | 0 | 0 | 0 | 0 | 0 | 0 | ; | Museum Cook Sun |  |  |  |  | 2220 | 0 | 31.5 | 0.9 | Cst-Int-Ck-Sun | 0.05 | A90.1-I-Int-Occ-Sun | 0.05 | A90.1-C-Ret-Occ-Sun | 1 | 9 | 17 | 0 | 0 | 0 | 0 | 0 | 0 | 0 | 10 | 20 | 31.5 | 23 | 12 | 7.5 | 2 | 2 | 2 | 2 | 1 | 0 | 0 | 0 | 0 | 0 | 0 | Museum Cook Sun
2221 | 9 | 20 | 0 | 0 | 0 | 0 | 0 | 0 | 0 | 0.34426 | 0.65574 | 0.80328 | 0.80328 | 0.90164 | 0.90164 | 0.90164 | 0.95082 | 1 | 0.95082 | 1 | 0.90164 | 0.83607 | 0.39344 | 0.29508 | 0.19672 | 0.04918 | ; | Museum Other WD |  |  |  |  | 2221 | 2 | 63 | 0.4 | A90.1-C-Ret-Plg-WD | 0.3 | A90.1-I-Int-Occ-WD | 0.3 | A90.1-C-Ret-Occ-WD | 1 | 9 | 20 | 2 | 2 | 2 | 2 | 2 | 2 | 2 | 23 | 42 | 51 | 51 | 57 | 57 | 57 | 60 | 63 | 60 | 63 | 57 | 53 | 26 | 20 | 14 | 5 | Museum Other WD
2222 | 9 | 20 | 0 | 0 | 0 | 0 | 0 | 0 | 0 | 0.24706 | 0.47059 | 0.61176 | 0.64706 | 0.71765 | 0.85882 | 0.92941 | 1 | 0.89412 | 0.78824 | 0.64706 | 0.47059 | 0.56471 | 0.28235 | 0.21176 | 0.14118 | 0.035294 | ; | Museum Other Sat |  |  |  |  | 2222 | 2 | 87 | 0.4 | A90.1-C-Ret-Plg-Sat | 0.3 | A90.1-I-Int-Occ-Sat | 0.3 | A90.1-C-Ret-Occ-Sat | 1 | 9 | 20 | 2 | 2 | 2 | 2 | 2 | 2 | 2 | 23 | 42 | 54 | 57 | 63 | 75 | 81 | 87 | 78 | 69 | 57 | 42 | 50 | 26 | 20 | 14 | 5 | Museum Other Sat
2223 | 10 | 17 | 0 | 0 | 0 | 0 | 0 | 0 | 0 | 0.09375 | 0.1875 | 0.70312 | 1 | 0.8125 | 0.8125 | 0.71875 | 0.71875 | 0.71875 | 0.71875 | 0.4375 | 0 | 0 | 0 | 0 | 0 | 0 | ; | Museum Other Sun |  |  |  |  | 2223 | 2 | 66 | 0.4 | A90.1-C-Ret-Plg-Sun | 0.3 | A90.1-I-Int-Occ-Sun | 0.3 | A90.1-C-Ret-Occ-Sun | 1 | 10 | 17 | 2 | 2 | 2 | 2 | 2 | 2 | 2 | 8 | 14 | 47 | 66 | 54 | 54 | 48 | 48 | 48 | 48 | 30 | 2 | 2 | 2 | 2 | 2 | 2 | Museum Other Sun
;
2300 | 10 | 22 | 0 | 0 | 0 | 0 | 0 | 0 | 0 | 0.043478 | 0.086957 | 0.21739 | 0.21739 | 0.30435 | 0.30435 | 0.30435 | 0.41304 | 0.45652 | 0.41304 | 0.65217 | 1 | 1 | 0.86957 | 0.65217 | 0.43478 | 0.1087 | ; | Relig Occup WD |  |  |  |  | 2300 | 0 | 46 | 0.5 | A90.1-I-Int-Occ-WD | 0.2 | A90.1-C-Ret-Occ-WD | 0 | Cst-Zeroes | 0.7 | 10 | 22 | 0 | 0 | 0 | 0 | 0 | 0 | 0 | 2 | 4 | 10 | 10 | 14 | 14 | 14 | 19 | 21 | 19 | 30 | 46 | 46 | 40 | 30 | 20 | 5 | Relig Occup WD
2301 | 10 | 22 | 0 | 0 | 0 | 0 | 0 | 0 | 0 | 0.030303 | 0.060606 | 0.24242 | 0.27273 | 0.33333 | 0.63636 | 0.81818 | 1 | 0.78788 | 0.57576 | 0.33333 | 0.42424 | 0.78788 | 0.72727 | 0.54545 | 0.36364 | 0.090909 | ; | Relig Occup Sat |  |  |  |  | 2301 | 0 | 66 | 0.6 | A90.1-I-Int-Occ-Sat | 0.2 | A90.1-C-Ret-Occ-Sat | 0 | Cst-Zeroes | 0.8 | 10 | 22 | 0 | 0 | 0 | 0 | 0 | 0 | 0 | 2 | 4 | 16 | 18 | 22 | 42 | 54 | 66 | 52 | 38 | 22 | 28 | 52 | 48 | 36 | 24 | 6 | Relig Occup Sat
2302 | 9 | 17 | 0 | 0 | 0 | 0 | 0 | 0 | 0 | 0.22222 | 0.44444 | 0.94444 | 1 | 0.55556 | 0.44444 | 0.22222 | 0.22222 | 0.22222 | 0.22222 | 0.11111 | 0 | 0 | 0 | 0 | 0 | 0 | ; | Relig Occup Sun |  |  |  |  | 2302 | 0 | 90 | 1 | A90.1-I-Int-Occ-Sun | 0.5 | A90.1-C-Ret-Occ-Sun | 0 | Cst-Zeroes | 1.5 | 9 | 17 | 0 | 0 | 0 | 0 | 0 | 0 | 0 | 20 | 40 | 85 | 90 | 50 | 40 | 20 | 20 | 20 | 20 | 10 | 0 | 0 | 0 | 0 | 0 | 0 | Relig Occup Sun
2303 | 9 | 23 | 0 | 0 | 0 | 0 | 0 | 0 | 0 | 0.16514 | 0.31193 | 0.31193 | 0.31193 | 0.31193 | 0.31193 | 0.31193 | 0.72477 | 0.72477 | 0.72477 | 1 | 0.98165 | 0.94495 | 0.77982 | 0.77982 | 0.77982 | 0.41284 | ; | Relig ILit WD |  |  |  |  | 2303 | 3.5 | 58 | 0.5 | A90.1-I-Int-Lt-WD | 0.2 | A90.1-C-Ret-Lt-WD | 0 | Cst-Zeroes | 0.7 | 9 | 23 | 3.5 | 3.5 | 3.5 | 3.5 | 3.5 | 3.5 | 3.5 | 12.5 | 20.5 | 20.5 | 20.5 | 20.5 | 20.5 | 20.5 | 43 | 43 | 43 | 58 | 57 | 55 | 46 | 46 | 46 | 26 | Relig ILit WD
2304 | 9 | 23 | 0 | 0 | 0 | 0 | 0 | 0 | 0 | 0.13235 | 0.25 | 0.64706 | 0.64706 | 0.64706 | 0.91176 | 1 | 1 | 1 | 0.91176 | 0.73529 | 0.82353 | 0.88235 | 0.75 | 0.75 | 0.75 | 0.39706 | ; | Relig ILit Sat |  |  |  |  | 2304 | 4 | 72 | 0.6 | A90.1-I-Int-Lt-Sat | 0.2 | A90.1-C-Ret-Lt-Sat | 0 | Cst-Zeroes | 0.8 | 9 | 23 | 4 | 4 | 4 | 4 | 4 | 4 | 4 | 13 | 21 | 48 | 48 | 48 | 66 | 72 | 72 | 72 | 66 | 54 | 60 | 64 | 55 | 55 | 55 | 31 | Relig ILit Sat
2305 | 8 | 17 | 0 | 0 | 0 | 0 | 0 | 0 | 0 | 0.42353 | 0.8 | 0.90588 | 1 | 1 | 0.62353 | 0.2 | 0.2 | 0.2 | 0.2 | 0.12941 | 0 | 0 | 0 | 0 | 0 | 0 | ; | Relig ILit Sun |  |  |  |  | 2305 | 5 | 90 | 0.8 | A90.1-I-Int-Lt-Sun | 0.2 | A90.1-C-Ret-Lt-Sun | 0 | Cst-Zeroes | 1 | 8 | 17 | 5 | 5 | 5 | 5 | 5 | 5 | 5 | 41 | 73 | 82 | 90 | 90 | 58 | 22 | 22 | 22 | 22 | 16 | 5 | 5 | 5 | 5 | 5 | 5 | Relig ILit Sun
2306 | 10 | 23 | 0 | 0 | 0 | 0 | 0 | 0 | 0 | 0.043011 | 0.086022 | 0.21505 | 0.21505 | 0.30108 | 0.30108 | 0.30108 | 0.48387 | 0.52688 | 0.48387 | 0.72043 | 1 | 1 | 0.87097 | 0.69892 | 0.52688 | 0.1828 | ; | Relig TLit WD |  |  |  |  | 2306 | 0.5 | 47 | 0.4 | A90.1-I-Int-Occ-WD | 0.1 | A90.1-I-Int-Lt-WD | 0.2 | A90.1-C-Ret-Occ-WD | 0.7 | 10 | 23 | 0.5 | 0.5 | 0.5 | 0.5 | 0.5 | 0.5 | 0.5 | 2.5 | 4.5 | 10.5 | 10.5 | 14.5 | 14.5 | 14.5 | 23 | 25 | 23 | 34 | 47 | 47 | 41 | 33 | 25 | 9 | Relig TLit WD
2307 | 10 | 23 | 0 | 0 | 0 | 0 | 0 | 0 | 0 | 0.028369 | 0.056738 | 0.28369 | 0.31206 | 0.36879 | 0.67376 | 0.84397 | 1 | 0.8156 | 0.61702 | 0.37589 | 0.47518 | 0.80142 | 0.74468 | 0.58865 | 0.43262 | 0.14184 | ; | Relig TLit Sat |  |  |  |  | 2307 | 0.5 | 71 | 0.55 | A90.1-I-Int-Occ-Sat | 0.1 | A90.1-I-Int-Lt-Sat | 0.2 | A90.1-C-Ret-Occ-Sat | 0.85 | 10 | 23 | 0.5 | 0.5 | 0.5 | 0.5 | 0.5 | 0.5 | 0.5 | 2.5 | 4.5 | 20.5 | 22.5 | 26.5 | 48 | 60 | 71 | 58 | 44 | 27 | 34 | 57 | 53 | 42 | 31 | 10.5 | Relig TLit Sat
2308 | 8 | 17 | 0 | 0 | 0 | 0 | 0 | 0 | 0 | 0.26627 | 0.52663 | 0.97633 | 1 | 0.57396 | 0.36095 | 0.094675 | 0.094675 | 0.094675 | 0.094675 | 0.047337 | 0 | 0 | 0 | 0 | 0 | 0 | ; | Relig TLit Sun |  |  |  |  | 2308 | 0.5 | 85 | 0.9 | A90.1-I-Int-Occ-Sun | 0.1 | A90.1-I-Int-Lt-Sun | 0.2 | A90.1-C-Ret-Occ-Sun | 1.2 | 8 | 17 | 0.5 | 0.5 | 0.5 | 0.5 | 0.5 | 0.5 | 0.5 | 23 | 45 | 83 | 85 | 49 | 31 | 8.5 | 8.5 | 8.5 | 8.5 | 4.5 | 0.5 | 0.5 | 0.5 | 0.5 | 0.5 | 0.5 | Relig TLit Sun
2309 | 9 | 21 | 0 | 0 | 0 | 0 | 0 | 0 | 0.10791 | 0.7554 | 0.97122 | 0.97122 | 0.97122 | 0.53957 | 0.53957 | 0.97122 | 1 | 1 | 0.78417 | 0.43885 | 0.33813 | 0.33813 | 0.33813 | 0.28058 | 0.11511 | 0.028777 | ; | Relig OffEq WD |  |  |  |  | 2309 | 5 | 74.5 | 0.75 | A90.1-A-Off-Occ-WD | 0.05 | Cst-AllOn | 0.2 | A90.1-I-Int-Occ-WD | 1 | 9 | 21 | 5 | 5 | 5 | 5 | 5 | 5 | 12.5 | 57.5 | 72.5 | 72.5 | 72.5 | 42.5 | 42.5 | 72.5 | 74.5 | 74.5 | 59.5 | 35.5 | 28.5 | 28.5 | 28.5 | 24.5 | 13 | 7 | Relig OffEq WD
2310 | 10 | 21 | 0 | 0 | 0 | 0 | 0 | 0 | 0 | 0 | 0 | 0.125 | 0.125 | 0.125 | 0.5 | 0.75 | 1 | 0.75 | 0.5 | 0.25 | 0.5 | 1 | 1 | 0.75 | 0.5 | 0.125 | ; | Relig OffEq Sat |  |  |  |  | 2310 | 5 | 21 | 0.6 | A90.1-A-Off-Occ-Sat | 0.05 | Cst-AllOn | 0.2 | A90.1-I-Int-Occ-Sat | 0.85 | 10 | 21 | 5 | 5 | 5 | 5 | 5 | 5 | 5 | 5 | 5 | 7 | 7 | 7 | 13 | 17 | 21 | 17 | 13 | 9 | 13 | 21 | 21 | 17 | 13 | 7 | Relig OffEq Sat
2311 | 9 | 13 | 0 | 0 | 0 | 0 | 0 | 0 | 0 | 0.25 | 0.5 | 1 | 1 | 0.5 | 0.25 | 0 | 0 | 0 | 0 | 0 | 0 | 0 | 0 | 0 | 0 | 0 | ; | Relig OffEq Sun |  |  |  |  | 2311 | 5 | 65 | 0.6 | A90.1-A-Off-Occ-Sun | 0.05 | Cst-AllOn | 0.75 | A90.1-I-Int-Occ-Sun | 1.4 | 9 | 13 | 5 | 5 | 5 | 5 | 5 | 5 | 5 | 20 | 35 | 65 | 65 | 35 | 20 | 5 | 5 | 5 | 5 | 5 | 5 | 5 | 5 | 5 | 5 | 5 | Relig OffEq Sun
2312 | 10 | 22 | 0 | 0 | 0 | 0 | 0 | 0 | 0 | 0.027027 | 0.054054 | 0.13514 | 0.13514 | 0.18919 | 0.18919 | 0.18919 | 0.31532 | 0.34234 | 0.31532 | 0.90991 | 1 | 1 | 0.91892 | 0.84685 | 0.77477 | 0.036036 | ; | Relig Plugs WD |  |  |  |  | 2312 | 5 | 60.5 | 0.5 | A90.1-I-Int-Plg-WD | 0.2 | A90.1-I-Int-Occ-WD | 0.15 | A90.1-C-Ret-Occ-WD | 0.85 | 10 | 22 | 5 | 5 | 5 | 5 | 5 | 5 | 5 | 6.5 | 8 | 12.5 | 12.5 | 15.5 | 15.5 | 15.5 | 22.5 | 24 | 22.5 | 55.5 | 60.5 | 60.5 | 56 | 52 | 48 | 7 | Relig Plugs WD
2313 | 10 | 22 | 0 | 0 | 0 | 0 | 0 | 0 | 0 | 0.026087 | 0.052174 | 0.23478 | 0.26087 | 0.31304 | 0.86087 | 0.93043 | 1 | 0.90435 | 0.8087 | 0.68696 | 0.67826 | 0.81739 | 0.76522 | 0.69565 | 0.62609 | 0.034783 | ; | Relig Plugs Sat |  |  |  |  | 2313 | 4 | 61.5 | 0.4 | A90.1-I-Int-Plg-Sat | 0.2 | A90.1-I-Int-Occ-Sat | 0.15 | A90.1-C-Ret-Occ-Sat | 0.75 | 10 | 22 | 4 | 4 | 4 | 4 | 4 | 4 | 4 | 5.5 | 7 | 17.5 | 19 | 22 | 53.5 | 57.5 | 61.5 | 56 | 50.5 | 43.5 | 43 | 51 | 48 | 44 | 40 | 6 | Relig Plugs Sat
2314 | 8 | 17 | 0 | 0 | 0 | 0 | 0 | 0 | 0 | 0.75949 | 0.81013 | 0.9557 | 1 | 0.89873 | 0.32911 | 0.17722 | 0.17722 | 0.17722 | 0.17722 | 0.088608 | 0 | 0 | 0 | 0 | 0 | 0 | ; | Relig Plugs Sun |  |  |  |  | 2314 | 8 | 87 | 0.8 | A90.1-I-Int-Plg-Sun | 0.2 | A90.1-I-Int-Occ-Sun | 0.35 | A90.1-C-Ret-Occ-Sun | 1.35 | 8 | 17 | 8 | 8 | 8 | 8 | 8 | 8 | 8 | 68 | 72 | 83.5 | 87 | 79 | 34 | 22 | 22 | 22 | 22 | 15 | 8 | 8 | 8 | 8 | 8 | 8 | Relig Plugs Sun
2315 | 11 | 22 | 0 | 0 | 0 | 0 | 0 | 0 | 0 | 0.012346 | 0.037037 | 0.061728 | 0.08642 | 0.18519 | 0.18519 | 0.18519 | 0.34156 | 0.29218 | 0.2428 | 0.48148 | 1 | 1 | 0.96296 | 0.81481 | 0.58436 | 0.15638 | ; | Relig DHW WD |  |  |  |  | 2315 | 3.25 | 64 | 0.5 | A90.1-I-Int-HW-WD | 0.15 | A90.1-C-Ret-HW-WD | 0.2 | A90.1-I-Int-Occ-WD | 0.85 | 11 | 22 | 3.25 | 3.25 | 3.25 | 3.25 | 3.25 | 3.25 | 3.25 | 4 | 5.5 | 7 | 8.5 | 14.5 | 14.5 | 14.5 | 24 | 21 | 18 | 32.5 | 64 | 64 | 61.75 | 52.75 | 38.75 | 12.75 | Relig DHW WD
2316 | 11 | 22 | 0 | 0 | 0 | 0 | 0 | 0 | 0 | 0.010526 | 0.031579 | 0.18596 | 0.22807 | 0.31228 | 0.53684 | 0.87368 | 1 | 0.83158 | 0.59298 | 0.35439 | 0.38947 | 0.85263 | 0.82105 | 0.69474 | 0.49825 | 0.13333 | ; | Relig DHW Sat |  |  |  |  | 2316 | 3.25 | 74.5 | 0.5 | A90.1-I-Int-HW-Sat | 0.15 | A90.1-C-Ret-HW-Sat | 0.2 | A90.1-I-Int-Occ-Sat | 0.85 | 11 | 22 | 3.25 | 3.25 | 3.25 | 3.25 | 3.25 | 3.25 | 3.25 | 4 | 5.5 | 16.5 | 19.5 | 25.5 | 41.5 | 65.5 | 74.5 | 62.5 | 45.5 | 28.5 | 31 | 64 | 61.75 | 52.75 | 38.75 | 12.75 | Relig DHW Sat
2317 | 9 | 17 | 0 | 0 | 0 | 0 | 0 | 0 | 0 | 0.18182 | 0.42424 | 0.93939 | 1 | 0.63636 | 0.63636 | 0.45455 | 0.33333 | 0.21212 | 0.15152 | 0.090909 | 0 | 0 | 0 | 0 | 0 | 0 | ; | Relig DHW Sun |  |  |  |  | 2317 | 6 | 72 | 0.8 | A90.1-I-Int-HW-Sun | 0.4 | A90.1-C-Ret-HW-Sun | 0.4 | A90.1-I-Int-Occ-Sun | 1.6 | 9 | 17 | 6 | 6 | 6 | 6 | 6 | 6 | 6 | 18 | 34 | 68 | 72 | 48 | 48 | 36 | 28 | 20 | 16 | 12 | 6 | 6 | 6 | 6 | 6 | 6 | Relig DHW Sun
2318 | 10 | 21 | 0 | 0 | 0 | 0 | 0 | 0 | 0 | 0.012987 | 0.025974 | 0.064935 | 0.064935 | 0.090909 | 0.090909 | 0.090909 | 0.19481 | 0.36364 | 0.55844 | 1 | 0.87013 | 0.66234 | 0.62338 | 0.46753 | 0.25974 | 0.051948 | ; | Relig Cook WD |  |  |  |  | 2318 | 0 | 38.5 | 0.4 | Cst-Int-Ck-WD | 0.2 | A90.1-I-Int-Occ-WD | 0.05 | A90.1-C-Ret-Occ-WD | 0.65 | 10 | 21 | 0 | 0 | 0 | 0 | 0 | 0 | 0 | 0.5 | 1 | 2.5 | 2.5 | 3.5 | 3.5 | 3.5 | 7.5 | 14 | 21.5 | 38.5 | 33.5 | 25.5 | 24 | 18 | 10 | 2 | Relig Cook WD
2319 | 10 | 22 | 0 | 0 | 0 | 0 | 0 | 0 | 0 | 0.011364 | 0.022727 | 0.10227 | 0.19318 | 0.45455 | 0.60227 | 0.53409 | 0.54545 | 0.44318 | 0.5 | 0.625 | 1 | 0.94318 | 0.76136 | 0.51136 | 0.26136 | 0.045455 | ; | Relig Cook Sat |  |  |  |  | 2319 | 0 | 44 | 0.7 | Cst-Int-Ck-Sat | 0.2 | A90.1-I-Int-Occ-Sat | 0.05 | A90.1-C-Ret-Occ-Sat | 0.95 | 10 | 22 | 0 | 0 | 0 | 0 | 0 | 0 | 0 | 0.5 | 1 | 4.5 | 8.5 | 20 | 26.5 | 23.5 | 24 | 19.5 | 22 | 27.5 | 44 | 41.5 | 33.5 | 22.5 | 11.5 | 2 | Relig Cook Sat
2320 | 9 | 13 | 0 | 0 | 0 | 0 | 0 | 0 | 0 | 0.30645 | 0.6129 | 1 | 0.77419 | 0.40323 | 0.25 | 0.064516 | 0.064516 | 0.064516 | 0.064516 | 0.032258 | 0 | 0 | 0 | 0 | 0 | 0 | ; | Relig Cook Sun |  |  |  |  | 2320 | 0 | 62 | 1.5 | Cst-Int-Ck-Sun | 0.2 | A90.1-I-Int-Occ-Sun | 0.1 | A90.1-C-Ret-Occ-Sun | 1.8 | 9 | 13 | 0 | 0 | 0 | 0 | 0 | 0 | 0 | 19 | 38 | 62 | 48 | 25 | 15.5 | 4 | 4 | 4 | 4 | 2 | 0 | 0 | 0 | 0 | 0 | 0 | Relig Cook Sun
2321 | 10 | 23 | 0 | 0 | 0 | 0 | 0 | 0 | 0 | 0.020833 | 0.041667 | 0.10417 | 0.10417 | 0.14583 | 0.14583 | 0.14583 | 0.27083 | 0.29167 | 0.27083 | 0.79167 | 1 | 1 | 0.9375 | 0.8125 | 0.6875 | 0.0625 | ; | Relig Other WD |  |  |  |  | 2321 | 3 | 51 | 0.3 | A90.1-I-Int-Plg-WD | 0.3 | A90.1-I-Int-Occ-WD | 0.1 | A90.1-C-Ret-Occ-WD | 0.7 | 10 | 23 | 3 | 3 | 3 | 3 | 3 | 3 | 3 | 4 | 5 | 8 | 8 | 10 | 10 | 10 | 16 | 17 | 16 | 41 | 51 | 51 | 48 | 42 | 36 | 6 | Relig Other WD
2322 | 10 | 23 | 0 | 0 | 0 | 0 | 0 | 0 | 0 | 0.025641 | 0.051282 | 0.23077 | 0.25641 | 0.30769 | 0.79487 | 0.89744 | 1 | 0.87179 | 0.74359 | 0.58974 | 0.61538 | 0.82051 | 0.76923 | 0.66667 | 0.5641 | 0.051282 | ; | Relig Other Sat |  |  |  |  | 2322 | 3 | 61.5 | 0.3 | A90.1-I-Int-Plg-Sat | 0.3 | A90.1-I-Int-Occ-Sat | 0.15 | A90.1-C-Ret-Occ-Sat | 0.75 | 10 | 23 | 3 | 3 | 3 | 3 | 3 | 3 | 3 | 4.5 | 6 | 16.5 | 18 | 21 | 49.5 | 55.5 | 61.5 | 54 | 46.5 | 37.5 | 39 | 51 | 48 | 42 | 36 | 6 | Relig Other Sat
2323 | 8 | 17 | 0 | 0 | 0 | 0 | 0 | 0 | 0 | 0.52055 | 0.65753 | 0.96575 | 1 | 0.72603 | 0.32877 | 0.13699 | 0.13699 | 0.13699 | 0.13699 | 0.068493 | 0 | 0 | 0 | 0 | 0 | 0 | ; | Relig Other Sun |  |  |  |  | 2323 | 4 | 77 | 0.4 | A90.1-I-Int-Plg-Sun | 0.5 | A90.1-I-Int-Occ-Sun | 0.25 | A90.1-C-Ret-Occ-Sun | 1.15 | 8 | 17 | 4 | 4 | 4 | 4 | 4 | 4 | 4 | 42 | 52 | 74.5 | 77 | 57 | 28 | 14 | 14 | 14 | 14 | 9 | 4 | 4 | 4 | 4 | 4 | 4 | Relig Other Sun
;
2400 | 8 | 18 | 0 | 0 | 0 | 0 | 0 | 0 | 0 | 0 | 0.5 | 1 | 1 | 1 | 1 | 1 | 1 | 1 | 1 | 0.5 | 0 | 0 | 0 | 0 | 0 | 0 | ; | Manufac-1Shift Occup WD |  |  |  |  | 2400 | 0 | 80 | 1 | NCC-Man1-Occ-WD | 0 | Cst-Zeroes | 0 | Cst-Zeroes | 1 | 8 | 18 | 0 | 0 | 0 | 0 | 0 | 0 | 0 | 0 | 40 | 80 | 80 | 80 | 80 | 80 | 80 | 80 | 80 | 40 | 0 | 0 | 0 | 0 | 0 | 0 | Manufac-1Shift Occup WD
2401 | 8 | 18 | 0 | 0 | 0 | 0 | 0 | 0 | 0 | 0 | 0 | 0 | 0 | 0 | 0 | 0 | 0 | 0 | 0 | 0 | 0 | 0 | 0 | 0 | 0 | 0 | ; | Manufac-1Shift Occup WEH |  |  |  |  | 2401 | 0 | 0 | 1 | NCC-Man1-Occ-WEH | 0 | Cst-Zeroes | 0 | Cst-Zeroes | 1 | 8 | 18 | 0 | 0 | 0 | 0 | 0 | 0 | 0 | 0 | 0 | 0 | 0 | 0 | 0 | 0 | 0 | 0 | 0 | 0 | 0 | 0 | 0 | 0 | 0 | 0 | Manufac-1Shift Occup WEH
2402 | 8 | 18 | 0 | 0 | 0 | 0 | 0 | 0 | 0 | 0 | 1 | 1 | 1 | 1 | 1 | 1 | 1 | 1 | 1 | 1 | 0 | 0 | 0 | 0 | 0 | 0 | ; | Manufac-1Shift ILit WD |  |  |  |  | 2402 | 5 | 100 | 1 | NCC-Man1-Lt-WD | 0 | Cst-Zeroes | 0 | Cst-Zeroes | 1 | 8 | 18 | 5 | 5 | 5 | 5 | 5 | 5 | 5 | 5 | 100 | 100 | 100 | 100 | 100 | 100 | 100 | 100 | 100 | 100 | 5 | 5 | 5 | 5 | 5 | 5 | Manufac-1Shift ILit WD
2403 | 8 | 18 | 0 | 0 | 0 | 0 | 0 | 0 | 0 | 0 | 0 | 0 | 0 | 0 | 0 | 0 | 0 | 0 | 0 | 0 | 0 | 0 | 0 | 0 | 0 | 0 | ; | Manufac-1Shift ILit WEH |  |  |  |  | 2403 | 5 | 5 | 1 | NCC-Man1-Lt-WEH | 0 | Cst-Zeroes | 0 | Cst-Zeroes | 1 | 8 | 18 | 5 | 5 | 5 | 5 | 5 | 5 | 5 | 5 | 5 | 5 | 5 | 5 | 5 | 5 | 5 | 5 | 5 | 5 | 5 | 5 | 5 | 5 | 5 | 5 | Manufac-1Shift ILit WEH
2404 | 8 | 18 | 0 | 0 | 0 | 0 | 0 | 0 | 0 | 0 | 0.64179 | 1 | 1 | 1 | 1 | 1 | 1 | 1 | 1 | 0.64179 | 0 | 0 | 0 | 0 | 0 | 0 | ; | Manufac-1Shift TLit WD |  |  |  |  | 2404 | 1.25 | 85 | 0.25 | NCC-Man1-Lt-WD | 0.75 | NCC-Man1-Occ-WD | 0 | Cst-Zeroes | 1 | 8 | 18 | 1.25 | 1.25 | 1.25 | 1.25 | 1.25 | 1.25 | 1.25 | 1.25 | 55 | 85 | 85 | 85 | 85 | 85 | 85 | 85 | 85 | 55 | 1.25 | 1.25 | 1.25 | 1.25 | 1.25 | 1.25 | Manufac-1Shift TLit WD
2405 | 8 | 18 | 0 | 0 | 0 | 0 | 0 | 0 | 0 | 0 | 0 | 0 | 0 | 0 | 0 | 0 | 0 | 0 | 0 | 0 | 0 | 0 | 0 | 0 | 0 | 0 | ; | Manufac-1Shift TLit WEH |  |  |  |  | 2405 | 1.25 | 1.25 | 0.25 | NCC-Man1-Lt-WEH | 0.75 | NCC-Man1-Occ-WEH | 0 | Cst-Zeroes | 1 | 8 | 18 | 1.25 | 1.25 | 1.25 | 1.25 | 1.25 | 1.25 | 1.25 | 1.25 | 1.25 | 1.25 | 1.25 | 1.25 | 1.25 | 1.25 | 1.25 | 1.25 | 1.25 | 1.25 | 1.25 | 1.25 | 1.25 | 1.25 | 1.25 | 1.25 | Manufac-1Shift TLit WEH
2406 | 8 | 18 | 0 | 0 | 0 | 0 | 0 | 0 | 0 | 0 | 0.77143 | 1 | 1 | 1 | 1 | 1 | 1 | 1 | 1 | 0.77143 | 0 | 0 | 0 | 0 | 0 | 0 | ; | Manufac-1Shift OffEq WD |  |  |  |  | 2406 | 2.5 | 90 | 0.5 | NCC-Man1-Lt-WD | 0.5 | NCC-Man1-Occ-WD | 0 | Cst-Zeroes | 1 | 8 | 18 | 2.5 | 2.5 | 2.5 | 2.5 | 2.5 | 2.5 | 2.5 | 2.5 | 70 | 90 | 90 | 90 | 90 | 90 | 90 | 90 | 90 | 70 | 2.5 | 2.5 | 2.5 | 2.5 | 2.5 | 2.5 | Manufac-1Shift OffEq WD
2407 | 8 | 18 | 0 | 0 | 0 | 0 | 0 | 0 | 0 | 0 | 0 | 0 | 0 | 0 | 0 | 0 | 0 | 0 | 0 | 0 | 0 | 0 | 0 | 0 | 0 | 0 | ; | Manufac-1Shift OffEq WEH |  |  |  |  | 2407 | 1.25 | 1.25 | 0.25 | NCC-Man1-Lt-WEH | 0.25 | NCC-Man1-Occ-WEH | 0.5 | Cst-Zeroes | 1 | 8 | 18 | 1.25 | 1.25 | 1.25 | 1.25 | 1.25 | 1.25 | 1.25 | 1.25 | 1.25 | 1.25 | 1.25 | 1.25 | 1.25 | 1.25 | 1.25 | 1.25 | 1.25 | 1.25 | 1.25 | 1.25 | 1.25 | 1.25 | 1.25 | 1.25 | Manufac-1Shift OffEq WEH
2408 | 8 | 18 | 0 | 0 | 0 | 0 | 0 | 0 | 0 | 0 | 0.8674 | 1 | 1 | 1 | 1 | 1 | 1 | 1 | 1 | 0.8674 | 0 | 0 | 0 | 0 | 0 | 0 | ; | Manufac-1Shift Plugs WD |  |  |  |  | 2408 | 3.5 | 94 | 0.7 | NCC-Man1-Lt-WD | 0.3 | NCC-Man1-Occ-WD | 0 | Cst-Zeroes | 1 | 8 | 18 | 3.5 | 3.5 | 3.5 | 3.5 | 3.5 | 3.5 | 3.5 | 3.5 | 82 | 94 | 94 | 94 | 94 | 94 | 94 | 94 | 94 | 82 | 3.5 | 3.5 | 3.5 | 3.5 | 3.5 | 3.5 | Manufac-1Shift Plugs WD
2409 | 8 | 18 | 0 | 0 | 0 | 0 | 0 | 0 | 0 | 0 | 0 | 0 | 0 | 0 | 0 | 0 | 0 | 0 | 0 | 0 | 0 | 0 | 0 | 0 | 0 | 0 | ; | Manufac-1Shift Plugs WEH |  |  |  |  | 2409 | 1.75 | 1.75 | 0.35 | NCC-Man1-Lt-WEH | 0.15 | NCC-Man1-Occ-WEH | 0.5 | Cst-Zeroes | 1 | 8 | 18 | 1.75 | 1.75 | 1.75 | 1.75 | 1.75 | 1.75 | 1.75 | 1.75 | 1.75 | 1.75 | 1.75 | 1.75 | 1.75 | 1.75 | 1.75 | 1.75 | 1.75 | 1.75 | 1.75 | 1.75 | 1.75 | 1.75 | 1.75 | 1.75 | Manufac-1Shift Plugs WEH
2410 | 8 | 17 | 0 | 0 | 0 | 0 | 0 | 0 | 0 | 0 | 0.071429 | 0.71429 | 0.57143 | 0.85714 | 1 | 1 | 0.71429 | 0.5 | 0.14286 | 0.071429 | 0 | 0 | 0 | 0 | 0 | 0 | ; | Manufac-1Shift DHW WD |  |  |  |  | 2410 | 0 | 70 | 1 | Cst-Rst-L-HW-WD | 0 | Cst-Zeroes | 0 | Cst-Zeroes | 1 | 8 | 17 | 0 | 0 | 0 | 0 | 0 | 0 | 0 | 0 | 5 | 50 | 40 | 60 | 70 | 70 | 50 | 35 | 10 | 5 | 0 | 0 | 0 | 0 | 0 | 0 | Manufac-1Shift DHW WD
2411 | 8 | 17 | 0 | 0 | 0 | 0 | 0 | 0 | 0 | 0 | 0 | 0 | 0 | 0 | 0 | 0 | 0 | 0 | 0 | 0 | 0 | 0 | 0 | 0 | 0 | 0 | ; | Manufac-1Shift DHW WEH |  |  |  |  | 2411 | 0 | 0 | 1 | Cst-Zeroes | 0 | Cst-Zeroes | 0 | Cst-Zeroes | 1 | 8 | 17 | 0 | 0 | 0 | 0 | 0 | 0 | 0 | 0 | 0 | 0 | 0 | 0 | 0 | 0 | 0 | 0 | 0 | 0 | 0 | 0 | 0 | 0 | 0 | 0 | Manufac-1Shift DHW WEH
2412 | 10 | 15 | 0 | 0 | 0 | 0 | 0 | 0 | 0 | 0 | 0.0625 | 0.25 | 0.625 | 0.875 | 1 | 0.75 | 0.4375 | 0.0625 | 0 | 0 | 0 | 0 | 0 | 0 | 0 | 0 | ; | Manufac-1Shift Cook WD |  |  |  |  | 2412 | 0 | 80 | 1 | Cst-Rst-L-Ck-WD | 0 | Cst-Zeroes | 0 | Cst-Zeroes | 1 | 10 | 15 | 0 | 0 | 0 | 0 | 0 | 0 | 0 | 0 | 5 | 20 | 50 | 70 | 80 | 60 | 35 | 5 | 0 | 0 | 0 | 0 | 0 | 0 | 0 | 0 | Manufac-1Shift Cook WD
2413 | 10 | 15 | 0 | 0 | 0 | 0 | 0 | 0 | 0 | 0 | 0 | 0 | 0 | 0 | 0 | 0 | 0 | 0 | 0 | 0 | 0 | 0 | 0 | 0 | 0 | 0 | ; | Manufac-1Shift Cook WEH |  |  |  |  | 2413 | 0 | 0 | 1 | Cst-Zeroes | 0 | Cst-Zeroes | 0 | Cst-Zeroes | 1 | 10 | 15 | 0 | 0 | 0 | 0 | 0 | 0 | 0 | 0 | 0 | 0 | 0 | 0 | 0 | 0 | 0 | 0 | 0 | 0 | 0 | 0 | 0 | 0 | 0 | 0 | Manufac-1Shift Cook WEH
2414 | 9 | 18 | 0 | 0 | 0 | 0 | 0 | 0 | 0 | 0 | 0.77143 | 1 | 1 | 1 | 1 | 1 | 1 | 1 | 1 | 0.77143 | 0 | 0 | 0 | 0 | 0 | 0 | ; | Manufac-1Shift Other WD |  |  |  |  | 2414 | 2.5 | 90 | 0.5 | NCC-Man1-Lt-WD | 0.5 | NCC-Man1-Occ-WD | 0 | Cst-Zeroes | 1 | 9 | 18 | 2.5 | 2.5 | 2.5 | 2.5 | 2.5 | 2.5 | 2.5 | 2.5 | 70 | 90 | 90 | 90 | 90 | 90 | 90 | 90 | 90 | 70 | 2.5 | 2.5 | 2.5 | 2.5 | 2.5 | 2.5 | Manufac-1Shift Other WD
2415 | 9 | 18 | 0 | 0 | 0 | 0 | 0 | 0 | 0 | 0 | 0 | 0 | 0 | 0 | 0 | 0 | 0 | 0 | 0 | 0 | 0 | 0 | 0 | 0 | 0 | 0 | ; | Manufac-1Shift Other WEH |  |  |  |  | 2415 | 1.25 | 1.25 | 0.25 | NCC-Man1-Lt-WEH | 0.25 | NCC-Man1-Occ-WEH | 0.5 | Cst-Zeroes | 1 | 9 | 18 | 1.25 | 1.25 | 1.25 | 1.25 | 1.25 | 1.25 | 1.25 | 1.25 | 1.25 | 1.25 | 1.25 | 1.25 | 1.25 | 1.25 | 1.25 | 1.25 | 1.25 | 1.25 | 1.25 | 1.25 | 1.25 | 1.25 | 1.25 | 1.25 | Manufac-1Shift Other WEH
;
2430 | 8 | 24 | 0.2 | 0 | 0 | 0 | 0 | 0 | 0 | 0.2 | 1 | 1 | 1 | 1 | 1 | 1 | 1 | 1 | 0.75 | 0.75 | 0.75 | 0.75 | 0.75 | 0.75 | 0.75 | 0.75 | ; | Manufac-2Shift Occup WDE |  |  |  |  | 2430 | 0 | 100 | 1 | NCC-Man2-Occ-WDE | 0 | Cst-Zeroes | 0 | Cst-Zeroes | 1 | 8 | 24 | 20 | 0 | 0 | 0 | 0 | 0 | 0 | 20 | 100 | 100 | 100 | 100 | 100 | 100 | 100 | 100 | 75 | 75 | 75 | 75 | 75 | 75 | 75 | 75 | Manufac-2Shift Occup WDE
2431 | 8 | 24 | 0 | 0 | 0 | 0 | 0 | 0 | 0 | 0 | 0 | 0 | 0 | 0 | 0 | 0 | 0 | 0 | 0 | 0 | 0 | 0 | 0 | 0 | 0 | 0 | ; | Manufac-2Shift Occup Hol |  |  |  |  | 2431 | 0 | 0 | 1 | NCC-Man2-Occ-Hol | 0 | Cst-Zeroes | 0 | Cst-Zeroes | 1 | 8 | 24 | 0 | 0 | 0 | 0 | 0 | 0 | 0 | 0 | 0 | 0 | 0 | 0 | 0 | 0 | 0 | 0 | 0 | 0 | 0 | 0 | 0 | 0 | 0 | 0 | Manufac-2Shift Occup Hol
2432 | 8 | 24 | 0.78947 | 0 | 0 | 0 | 0 | 0 | 0 | 0.78947 | 1 | 1 | 1 | 1 | 1 | 1 | 1 | 1 | 1 | 1 | 1 | 1 | 1 | 1 | 1 | 1 | ; | Manufac-2Shift ILit WDE |  |  |  |  | 2432 | 5 | 100 | 1 | NCC-Man2-Lt-WDE | 0 | Cst-Zeroes | 0 | Cst-Zeroes | 1 | 8 | 24 | 80 | 5 | 5 | 5 | 5 | 5 | 5 | 80 | 100 | 100 | 100 | 100 | 100 | 100 | 100 | 100 | 100 | 100 | 100 | 100 | 100 | 100 | 100 | 100 | Manufac-2Shift ILit WDE
2433 | 8 | 24 | 0 | 0 | 0 | 0 | 0 | 0 | 0 | 0 | 0 | 0 | 0 | 0 | 0 | 0 | 0 | 0 | 0 | 0 | 0 | 0 | 0 | 0 | 0 | 0 | ; | Manufac-2Shift ILit Hol |  |  |  |  | 2433 | 5 | 5 | 1 | NCC-Man2-Lt-Hol | 0 | Cst-Zeroes | 0 | Cst-Zeroes | 1 | 8 | 24 | 5 | 5 | 5 | 5 | 5 | 5 | 5 | 5 | 5 | 5 | 5 | 5 | 5 | 5 | 5 | 5 | 5 | 5 | 5 | 5 | 5 | 5 | 5 | 5 | Manufac-2Shift ILit Hol
2434 | 8 | 24 | 0.34177 | 0 | 0 | 0 | 0 | 0 | 0 | 0.34177 | 1 | 1 | 1 | 1 | 1 | 1 | 1 | 1 | 0.81013 | 0.81013 | 0.81013 | 0.81013 | 0.81013 | 0.81013 | 0.81013 | 0.81013 | ; | Manufac-2Shift TLit WDE |  |  |  |  | 2434 | 1.25 | 100 | 0.25 | NCC-Man2-Lt-WDE | 0.75 | NCC-Man2-Occ-WDE | 0 | Cst-Zeroes | 1 | 8 | 24 | 35 | 1.25 | 1.25 | 1.25 | 1.25 | 1.25 | 1.25 | 35 | 100 | 100 | 100 | 100 | 100 | 100 | 100 | 100 | 81.25 | 81.25 | 81.25 | 81.25 | 81.25 | 81.25 | 81.25 | 81.25 | Manufac-2Shift TLit WDE
2435 | 8 | 24 | 0 | 0 | 0 | 0 | 0 | 0 | 0 | 0 | 0 | 0 | 0 | 0 | 0 | 0 | 0 | 0 | 0 | 0 | 0 | 0 | 0 | 0 | 0 | 0 | ; | Manufac-2Shift TLit Hol |  |  |  |  | 2435 | 1.25 | 1.25 | 0.25 | NCC-Man2-Lt-Hol | 0.75 | NCC-Man2-Occ-Hol | 0 | Cst-Zeroes | 1 | 8 | 24 | 1.25 | 1.25 | 1.25 | 1.25 | 1.25 | 1.25 | 1.25 | 1.25 | 1.25 | 1.25 | 1.25 | 1.25 | 1.25 | 1.25 | 1.25 | 1.25 | 1.25 | 1.25 | 1.25 | 1.25 | 1.25 | 1.25 | 1.25 | 1.25 | Manufac-2Shift TLit Hol
2436 | 8 | 24 | 0.48718 | 0 | 0 | 0 | 0 | 0 | 0 | 0.48718 | 1 | 1 | 1 | 1 | 1 | 1 | 1 | 1 | 0.87179 | 0.87179 | 0.87179 | 0.87179 | 0.87179 | 0.87179 | 0.87179 | 0.87179 | ; | Manufac-2Shift OffEq WDE |  |  |  |  | 2436 | 2.5 | 100 | 0.5 | NCC-Man2-Lt-WDE | 0.5 | NCC-Man2-Occ-WDE | 0 | Cst-Zeroes | 1 | 8 | 24 | 50 | 2.5 | 2.5 | 2.5 | 2.5 | 2.5 | 2.5 | 50 | 100 | 100 | 100 | 100 | 100 | 100 | 100 | 100 | 87.5 | 87.5 | 87.5 | 87.5 | 87.5 | 87.5 | 87.5 | 87.5 | Manufac-2Shift OffEq WDE
2437 | 8 | 24 | 0 | 0 | 0 | 0 | 0 | 0 | 0 | 0 | 0 | 0 | 0 | 0 | 0 | 0 | 0 | 0 | 0 | 0 | 0 | 0 | 0 | 0 | 0 | 0 | ; | Manufac-2Shift OffEq Hol |  |  |  |  | 2437 | 1.25 | 1.25 | 0.25 | NCC-Man2-Lt-Hol | 0.25 | NCC-Man2-Occ-Hol | 0.5 | Cst-Zeroes | 1 | 8 | 24 | 1.25 | 1.25 | 1.25 | 1.25 | 1.25 | 1.25 | 1.25 | 1.25 | 1.25 | 1.25 | 1.25 | 1.25 | 1.25 | 1.25 | 1.25 | 1.25 | 1.25 | 1.25 | 1.25 | 1.25 | 1.25 | 1.25 | 1.25 | 1.25 | Manufac-2Shift OffEq Hol
2438 | 8 | 24 | 0.60622 | 0 | 0 | 0 | 0 | 0 | 0 | 0.60622 | 1 | 1 | 1 | 1 | 1 | 1 | 1 | 1 | 0.92228 | 0.92228 | 0.92228 | 0.92228 | 0.92228 | 0.92228 | 0.92228 | 0.92228 | ; | Manufac-2Shift Plugs WDE |  |  |  |  | 2438 | 3.5 | 100 | 0.7 | NCC-Man2-Lt-WDE | 0.3 | NCC-Man2-Occ-WDE | 0 | Cst-Zeroes | 1 | 8 | 24 | 62 | 3.5 | 3.5 | 3.5 | 3.5 | 3.5 | 3.5 | 62 | 100 | 100 | 100 | 100 | 100 | 100 | 100 | 100 | 92.5 | 92.5 | 92.5 | 92.5 | 92.5 | 92.5 | 92.5 | 92.5 | Manufac-2Shift Plugs WDE
2439 | 8 | 24 | 0 | 0 | 0 | 0 | 0 | 0 | 0 | 0 | 0 | 0 | 0 | 0 | 0 | 0 | 0 | 0 | 0 | 0 | 0 | 0 | 0 | 0 | 0 | 0 | ; | Manufac-2Shift Plugs Hol |  |  |  |  | 2439 | 1.75 | 1.75 | 0.35 | NCC-Man2-Lt-Hol | 0.15 | NCC-Man2-Occ-Hol | 0.5 | Cst-Zeroes | 1 | 8 | 24 | 1.75 | 1.75 | 1.75 | 1.75 | 1.75 | 1.75 | 1.75 | 1.75 | 1.75 | 1.75 | 1.75 | 1.75 | 1.75 | 1.75 | 1.75 | 1.75 | 1.75 | 1.75 | 1.75 | 1.75 | 1.75 | 1.75 | 1.75 | 1.75 | Manufac-2Shift Plugs Hol
2440 | 10 | 24 | 0.55556 | 0.055556 | 0 | 0 | 0 | 0 | 0 | 0 | 0.055556 | 0.33333 | 0.5 | 0.38889 | 0.55556 | 0.55556 | 0.44444 | 0.33333 | 0.33333 | 0.44444 | 0.77778 | 1 | 0.88889 | 0.83333 | 0.77778 | 0.66667 | ; | Manufac-2Shift DHW WDE |  |  |  |  | 2440 | 0 | 90 | 1 | Cst-Rst-LD-HW-WD | 0 | Cst-Zeroes | 0 | Cst-Zeroes | 1 | 10 | 24 | 50 | 5 | 0 | 0 | 0 | 0 | 0 | 0 | 5 | 30 | 45 | 35 | 50 | 50 | 40 | 30 | 30 | 40 | 70 | 90 | 80 | 75 | 70 | 60 | Manufac-2Shift DHW WDE
2441 | 10 | 24 | 0 | 0 | 0 | 0 | 0 | 0 | 0 | 0 | 0 | 0 | 0 | 0 | 0 | 0 | 0 | 0 | 0 | 0 | 0 | 0 | 0 | 0 | 0 | 0 | ; | Manufac-2Shift DHW Hol |  |  |  |  | 2441 | 0 | 0 | 1 | Cst-Zeroes | 0 | Cst-Zeroes | 0 | Cst-Zeroes | 1 | 10 | 24 | 0 | 0 | 0 | 0 | 0 | 0 | 0 | 0 | 0 | 0 | 0 | 0 | 0 | 0 | 0 | 0 | 0 | 0 | 0 | 0 | 0 | 0 | 0 | 0 | Manufac-2Shift DHW Hol
2442 | 11 | 23 | 0.058824 | 0 | 0 | 0 | 0 | 0 | 0 | 0 | 0 | 0.17647 | 0.41176 | 0.58824 | 0.76471 | 0.52941 | 0.35294 | 0.23529 | 0.41176 | 0.88235 | 1 | 0.88235 | 0.58824 | 0.35294 | 0.23529 | 0.11765 | ; | Manufac-2Shift Cook WDE |  |  |  |  | 2442 | 0 | 85 | 1 | Cst-Rst-LD-Ck-WD | 0 | Cst-Zeroes | 0 | Cst-Zeroes | 1 | 11 | 23 | 5 | 0 | 0 | 0 | 0 | 0 | 0 | 0 | 0 | 15 | 35 | 50 | 65 | 45 | 30 | 20 | 35 | 75 | 85 | 75 | 50 | 30 | 20 | 10 | Manufac-2Shift Cook WDE
2443 | 11 | 23 | 0 | 0 | 0 | 0 | 0 | 0 | 0 | 0 | 0 | 0 | 0 | 0 | 0 | 0 | 0 | 0 | 0 | 0 | 0 | 0 | 0 | 0 | 0 | 0 | ; | Manufac-2Shift Cook Hol |  |  |  |  | 2443 | 0 | 0 | 1 | Cst-Zeroes | 0 | Cst-Zeroes | 0 | Cst-Zeroes | 1 | 11 | 23 | 0 | 0 | 0 | 0 | 0 | 0 | 0 | 0 | 0 | 0 | 0 | 0 | 0 | 0 | 0 | 0 | 0 | 0 | 0 | 0 | 0 | 0 | 0 | 0 | Manufac-2Shift Cook Hol
2444 | 8 | 24 | 0.48718 | 0 | 0 | 0 | 0 | 0 | 0 | 0.48718 | 1 | 1 | 1 | 1 | 1 | 1 | 1 | 1 | 0.87179 | 0.87179 | 0.87179 | 0.87179 | 0.87179 | 0.87179 | 0.87179 | 0.87179 | ; | Manufac-2Shift Other WDE |  |  |  |  | 2444 | 2.5 | 100 | 0.5 | NCC-Man2-Lt-WDE | 0.5 | NCC-Man2-Occ-WDE | 0 | Cst-Zeroes | 1 | 8 | 24 | 50 | 2.5 | 2.5 | 2.5 | 2.5 | 2.5 | 2.5 | 50 | 100 | 100 | 100 | 100 | 100 | 100 | 100 | 100 | 87.5 | 87.5 | 87.5 | 87.5 | 87.5 | 87.5 | 87.5 | 87.5 | Manufac-2Shift Other WDE
2445 | 8 | 24 | 0 | 0 | 0 | 0 | 0 | 0 | 0 | 0 | 0 | 0 | 0 | 0 | 0 | 0 | 0 | 0 | 0 | 0 | 0 | 0 | 0 | 0 | 0 | 0 | ; | Manufac-2Shift Other Hol |  |  |  |  | 2445 | 1.25 | 1.25 | 0.25 | NCC-Man2-Lt-Hol | 0.25 | NCC-Man2-Occ-Hol | 0.5 | Cst-Zeroes | 1 | 8 | 24 | 1.25 | 1.25 | 1.25 | 1.25 | 1.25 | 1.25 | 1.25 | 1.25 | 1.25 | 1.25 | 1.25 | 1.25 | 1.25 | 1.25 | 1.25 | 1.25 | 1.25 | 1.25 | 1.25 | 1.25 | 1.25 | 1.25 | 1.25 | 1.25 | Manufac-2Shift Other Hol
;
2460 | 6 | 20 | 0 | 0 | 0 | 0 | 0 | 0.66667 | 0.66667 | 0.66667 | 1 | 1 | 1 | 1 | 1 | 1 | 1 | 1 | 1 | 0.33333 | 0.33333 | 0.33333 | 0 | 0 | 0 | 0 | ; | Manufac-3Shift Occup WDE |  |  |  |  | 2460 | 70 | 100 | 1 | NCC-Man3-Occ-WDE | 0 | Cst-Zeroes | 0 | Cst-Zeroes | 1 | 6 | 20 | 70 | 70 | 70 | 70 | 70 | 90 | 90 | 90 | 100 | 100 | 100 | 100 | 100 | 100 | 100 | 100 | 100 | 80 | 80 | 80 | 70 | 70 | 70 | 70 | Manufac-3Shift Occup WDE
2461 | 6 | 20 | 0 | 0 | 0 | 0 | 0 | 0.66667 | 0.66667 | 0.66667 | 1 | 1 | 1 | 1 | 1 | 1 | 1 | 1 | 1 | 0.33333 | 0.33333 | 0.33333 | 0 | 0 | 0 | 0 | ; | Manufac-3Shift Occup Hol |  |  |  |  | 2461 | 70 | 100 | 1 | NCC-Man3-Occ-Hol | 0 | Cst-Zeroes | 0 | Cst-Zeroes | 1 | 6 | 20 | 70 | 70 | 70 | 70 | 70 | 90 | 90 | 90 | 100 | 100 | 100 | 100 | 100 | 100 | 100 | 100 | 100 | 80 | 80 | 80 | 70 | 70 | 70 | 70 | Manufac-3Shift Occup Hol
2462 | 6 | 20 | 0 | 0 | 0 | 0 | 0 | 0 | 0 | 1 | 1 | 1 | 1 | 1 | 1 | 1 | 1 | 1 | 1 | 0 | 0 | 0 | 0 | 0 | 0 | 0 | ; | Manufac-3Shift ILit WDE |  |  |  |  | 2462 | 90 | 100 | 1 | NCC-Man3-Lt-WDE | 0 | Cst-Zeroes | 0 | Cst-Zeroes | 1 | 6 | 20 | 90 | 90 | 90 | 90 | 90 | 90 | 90 | 100 | 100 | 100 | 100 | 100 | 100 | 100 | 100 | 100 | 100 | 90 | 90 | 90 | 90 | 90 | 90 | 90 | Manufac-3Shift ILit WDE
2463 | 6 | 20 | 0 | 0 | 0 | 0 | 0 | 0 | 0 | 1 | 1 | 1 | 1 | 1 | 1 | 1 | 1 | 1 | 1 | 0 | 0 | 0 | 0 | 0 | 0 | 0 | ; | Manufac-3Shift ILit Hol |  |  |  |  | 2463 | 90 | 100 | 1 | NCC-Man3-Lt-Hol | 0 | Cst-Zeroes | 0 | Cst-Zeroes | 1 | 6 | 20 | 90 | 90 | 90 | 90 | 90 | 90 | 90 | 100 | 100 | 100 | 100 | 100 | 100 | 100 | 100 | 100 | 100 | 90 | 90 | 90 | 90 | 90 | 90 | 90 | Manufac-3Shift ILit Hol
2464 | 6 | 20 | 0 | 0 | 0 | 0 | 0 | 0.6 | 0.6 | 0.7 | 1 | 1 | 1 | 1 | 1 | 1 | 1 | 1 | 1 | 0.3 | 0.3 | 0.3 | 0 | 0 | 0 | 0 | ; | Manufac-3Shift TLit WDE |  |  |  |  | 2464 | 75 | 100 | 0.25 | NCC-Man3-Lt-WDE | 0.75 | NCC-Man3-Occ-WDE | 0 | Cst-Zeroes | 1 | 6 | 20 | 75 | 75 | 75 | 75 | 75 | 90 | 90 | 92.5 | 100 | 100 | 100 | 100 | 100 | 100 | 100 | 100 | 100 | 82.5 | 82.5 | 82.5 | 75 | 75 | 75 | 75 | Manufac-3Shift TLit WDE
2465 | 6 | 20 | 0 | 0 | 0 | 0 | 0 | 0.6 | 0.6 | 0.7 | 1 | 1 | 1 | 1 | 1 | 1 | 1 | 1 | 1 | 0.3 | 0.3 | 0.3 | 0 | 0 | 0 | 0 | ; | Manufac-3Shift TLit Hol |  |  |  |  | 2465 | 75 | 100 | 0.25 | NCC-Man3-Lt-Hol | 0.75 | NCC-Man3-Occ-Hol | 0 | Cst-Zeroes | 1 | 6 | 20 | 75 | 75 | 75 | 75 | 75 | 90 | 90 | 92.5 | 100 | 100 | 100 | 100 | 100 | 100 | 100 | 100 | 100 | 82.5 | 82.5 | 82.5 | 75 | 75 | 75 | 75 | Manufac-3Shift TLit Hol
2466 | 6 | 20 | 0 | 0 | 0 | 0 | 0 | 0.5 | 0.5 | 0.75 | 1 | 1 | 1 | 1 | 1 | 1 | 1 | 1 | 1 | 0.25 | 0.25 | 0.25 | 0 | 0 | 0 | 0 | ; | Manufac-3Shift OffEq WDE |  |  |  |  | 2466 | 80 | 100 | 0.5 | NCC-Man3-Lt-WDE | 0.5 | NCC-Man3-Occ-WDE | 0 | Cst-Zeroes | 1 | 6 | 20 | 80 | 80 | 80 | 80 | 80 | 90 | 90 | 95 | 100 | 100 | 100 | 100 | 100 | 100 | 100 | 100 | 100 | 85 | 85 | 85 | 80 | 80 | 80 | 80 | Manufac-3Shift OffEq WDE
2467 | 6 | 20 | 0 | 0 | 0 | 0 | 0 | 0.5 | 0.5 | 0.75 | 1 | 1 | 1 | 1 | 1 | 1 | 1 | 1 | 1 | 0.25 | 0.25 | 0.25 | 0 | 0 | 0 | 0 | ; | Manufac-3Shift OffEq Hol |  |  |  |  | 2467 | 80 | 100 | 0.5 | NCC-Man3-Lt-Hol | 0.5 | NCC-Man3-Occ-Hol | 0 | Cst-Zeroes | 1 | 6 | 20 | 80 | 80 | 80 | 80 | 80 | 90 | 90 | 95 | 100 | 100 | 100 | 100 | 100 | 100 | 100 | 100 | 100 | 85 | 85 | 85 | 80 | 80 | 80 | 80 | Manufac-3Shift OffEq Hol
2468 | 6 | 20 | 0 | 0 | 0 | 0 | 0 | 0.375 | 0.375 | 0.8125 | 1 | 1 | 1 | 1 | 1 | 1 | 1 | 1 | 1 | 0.1875 | 0.1875 | 0.1875 | 0 | 0 | 0 | 0 | ; | Manufac-3Shift Plugs WDE |  |  |  |  | 2468 | 84 | 100 | 0.7 | NCC-Man3-Lt-WDE | 0.3 | NCC-Man3-Occ-WDE | 0 | Cst-Zeroes | 1 | 6 | 20 | 84 | 84 | 84 | 84 | 84 | 90 | 90 | 97 | 100 | 100 | 100 | 100 | 100 | 100 | 100 | 100 | 100 | 87 | 87 | 87 | 84 | 84 | 84 | 84 | Manufac-3Shift Plugs WDE
2469 | 6 | 20 | 0 | 0 | 0 | 0 | 0 | 0.375 | 0.375 | 0.8125 | 1 | 1 | 1 | 1 | 1 | 1 | 1 | 1 | 1 | 0.1875 | 0.1875 | 0.1875 | 0 | 0 | 0 | 0 | ; | Manufac-3Shift Plugs Hol |  |  |  |  | 2469 | 84 | 100 | 0.7 | NCC-Man3-Lt-Hol | 0.3 | NCC-Man3-Occ-Hol | 0 | Cst-Zeroes | 1 | 6 | 20 | 84 | 84 | 84 | 84 | 84 | 90 | 90 | 97 | 100 | 100 | 100 | 100 | 100 | 100 | 100 | 100 | 100 | 87 | 87 | 87 | 84 | 84 | 84 | 84 | Manufac-3Shift Plugs Hol
2470 | 6 | 22 | 0.55556 | 0.055556 | 0 | 0 | 0.055556 | 0.55556 | 0.44444 | 0.66667 | 0.55556 | 0.33333 | 0.22222 | 0.38889 | 0.66667 | 0.66667 | 0.44444 | 0.33333 | 0.33333 | 0.44444 | 0.77778 | 1 | 0.88889 | 0.83333 | 0.77778 | 0.66667 | ; | Manufac-3Shift DHW WDE |  |  |  |  | 2470 | 0 | 90 | 1 | Cst-Rst-All-HW-WD | 0 | Cst-Zeroes | 0 | Cst-Zeroes | 1 | 6 | 22 | 50 | 5 | 0 | 0 | 5 | 50 | 40 | 60 | 50 | 30 | 20 | 35 | 60 | 60 | 40 | 30 | 30 | 40 | 70 | 90 | 80 | 75 | 70 | 60 | Manufac-3Shift DHW WDE
2471 | 6 | 22 | 0.55556 | 0.055556 | 0 | 0 | 0.055556 | 0.55556 | 0.44444 | 0.66667 | 0.55556 | 0.33333 | 0.22222 | 0.38889 | 0.66667 | 0.66667 | 0.44444 | 0.33333 | 0.33333 | 0.44444 | 0.77778 | 1 | 0.88889 | 0.83333 | 0.77778 | 0.66667 | ; | Manufac-3Shift DHW Hol |  |  |  |  | 2471 | 0 | 90 | 1 | Cst-Rst-All-HW-WD | 0 | Cst-Zeroes | 0 | Cst-Zeroes | 1 | 6 | 22 | 50 | 5 | 0 | 0 | 5 | 50 | 40 | 60 | 50 | 30 | 20 | 35 | 60 | 60 | 40 | 30 | 30 | 40 | 70 | 90 | 80 | 75 | 70 | 60 | Manufac-3Shift DHW Hol
2472 | 7 | 21 | 0.058824 | 0 | 0 | 0 | 0 | 0.17647 | 0.64706 | 0.64706 | 0.52941 | 0.35294 | 0.41176 | 0.64706 | 0.88235 | 0.58824 | 0.35294 | 0.23529 | 0.41176 | 0.88235 | 1 | 0.88235 | 0.58824 | 0.35294 | 0.23529 | 0.11765 | ; | Manufac-3Shift Cook WDE |  |  |  |  | 2472 | 0 | 85 | 1 | Cst-Rst-All-Ck-WD | 0 | Cst-Zeroes | 0 | Cst-Zeroes | 1 | 7 | 21 | 5 | 0 | 0 | 0 | 0 | 15 | 55 | 55 | 45 | 30 | 35 | 55 | 75 | 50 | 30 | 20 | 35 | 75 | 85 | 75 | 50 | 30 | 20 | 10 | Manufac-3Shift Cook WDE
2473 | 7 | 21 | 0.058824 | 0 | 0 | 0 | 0 | 0.17647 | 0.64706 | 0.64706 | 0.52941 | 0.35294 | 0.41176 | 0.64706 | 0.88235 | 0.58824 | 0.35294 | 0.23529 | 0.41176 | 0.88235 | 1 | 0.88235 | 0.58824 | 0.35294 | 0.23529 | 0.11765 | ; | Manufac-3Shift Cook Hol |  |  |  |  | 2473 | 0 | 85 | 1 | Cst-Rst-All-Ck-WD | 0 | Cst-Zeroes | 0 | Cst-Zeroes | 1 | 7 | 21 | 5 | 0 | 0 | 0 | 0 | 15 | 55 | 55 | 45 | 30 | 35 | 55 | 75 | 50 | 30 | 20 | 35 | 75 | 85 | 75 | 50 | 30 | 20 | 10 | Manufac-3Shift Cook Hol
2474 | 6 | 20 | 0 | 0 | 0 | 0 | 0 | 0.5 | 0.5 | 0.75 | 1 | 1 | 1 | 1 | 1 | 1 | 1 | 1 | 1 | 0.25 | 0.25 | 0.25 | 0 | 0 | 0 | 0 | ; | Manufac-3Shift Other WDE |  |  |  |  | 2474 | 80 | 100 | 0.5 | NCC-Man3-Lt-WDE | 0.5 | NCC-Man3-Occ-WDE | 0 | Cst-Zeroes | 1 | 6 | 20 | 80 | 80 | 80 | 80 | 80 | 90 | 90 | 95 | 100 | 100 | 100 | 100 | 100 | 100 | 100 | 100 | 100 | 85 | 85 | 85 | 80 | 80 | 80 | 80 | Manufac-3Shift Other WDE
2475 | 6 | 20 | 0 | 0 | 0 | 0 | 0 | 0.5 | 0.5 | 0.75 | 1 | 1 | 1 | 1 | 1 | 1 | 1 | 1 | 1 | 0.25 | 0.25 | 0.25 | 0 | 0 | 0 | 0 | ; | Manufac-3Shift Other Hol |  |  |  |  | 2475 | 80 | 100 | 0.5 | NCC-Man3-Lt-Hol | 0.5 | NCC-Man3-Occ-Hol | 0 | Cst-Zeroes | 1 | 6 | 20 | 80 | 80 | 80 | 80 | 80 | 90 | 90 | 95 | 100 | 100 | 100 | 100 | 100 | 100 | 100 | 100 | 100 | 85 | 85 | 85 | 80 | 80 | 80 | 80 | Manufac-3Shift Other Hol
;
2500 | 8 | 17 | 0 | 0 | 0 | 0 | 0 | 0.0061538 | 0.43323 | 0.91262 | 0.97292 | 0.99138 | 0.99385 | 0.94708 | 0.48185 | 0.888 | 1 | 1 | 0.84738 | 0.47385 | 0.078769 | 0.080615 | 0.068308 | 0 | 0 | 0 | ; | BioTech-1Shift Occup WD |  |  |  |  | 2500 | 0 | 81.25 | 1 | NCC-BTch1-Occ-WD | 0 | Cst-Zeroes | 0 | Cst-Zeroes | 1 | 8 | 17 | 0 | 0 | 0 | 0 | 0 | 0.5 | 35.2 | 74.15 | 79.05 | 80.55 | 80.75 | 76.95 | 39.15 | 72.15 | 81.25 | 81.25 | 68.85 | 38.5 | 6.4 | 6.55 | 5.55 | 0 | 0 | 0 | BioTech-1Shift Occup WD
2501 | 8 | 17 | 0 | 0 | 0 | 0 | 0 | 0 | 0 | 0 | 0 | 0 | 0 | 0 | 0 | 0 | 0 | 0 | 0 | 0 | 0 | 0 | 0 | 0 | 0 | 0 | ; | BioTech-1Shift Occup WEH |  |  |  |  | 2501 | 0 | 0 | 1 | NCC-BTch1-Occ-WEH | 0 | Cst-Zeroes | 0 | Cst-Zeroes | 1 | 8 | 17 | 0 | 0 | 0 | 0 | 0 | 0 | 0 | 0 | 0 | 0 | 0 | 0 | 0 | 0 | 0 | 0 | 0 | 0 | 0 | 0 | 0 | 0 | 0 | 0 | BioTech-1Shift Occup WEH
2502 | 8 | 17 | 0 | 0 | 0 | 0 | 0 | 0.006034 | 0.44048 | 0.89358 | 0.99342 | 0.97257 | 0.98354 | 0.99506 | 0.82172 | 1 | 0.98354 | 0.98354 | 0.7943 | 0.58585 | 0.096544 | 0.038398 | 0.027427 | 0.010971 | 0.010971 | 0.010971 | ; | BioTech-1Shift ILit WD |  |  |  |  | 2502 | 8.05 | 99.2 | 1 | NCC-BTch1-Lt-WD | 0 | Cst-Zeroes | 0 | Cst-Zeroes | 1 | 8 | 17 | 8.05 | 8.05 | 8.05 | 8.05 | 8.05 | 8.6 | 48.2 | 89.5 | 98.6 | 96.7 | 97.7 | 98.75 | 82.95 | 99.2 | 97.7 | 97.7 | 80.45 | 61.45 | 16.85 | 11.55 | 10.55 | 9.05 | 9.05 | 9.05 | BioTech-1Shift ILit WD
2503 | 8 | 17 | 0 | 0 | 0 | 0 | 0 | 0 | 0 | 0 | 0 | 0 | 0 | 0 | 0 | 0 | 0 | 0 | 0 | 0 | 0 | 0 | 0 | 0 | 0 | 0 | ; | BioTech-1Shift ILit WEH |  |  |  |  | 2503 | 7.65 | 7.65 | 1 | NCC-BTch1-Lt-WEH | 0 | Cst-Zeroes | 0 | Cst-Zeroes | 1 | 8 | 17 | 7.65 | 7.65 | 7.65 | 7.65 | 7.65 | 7.65 | 7.65 | 7.65 | 7.65 | 7.65 | 7.65 | 7.65 | 7.65 | 7.65 | 7.65 | 7.65 | 7.65 | 7.65 | 7.65 | 7.65 | 7.65 | 7.65 | 7.65 | 7.65 | BioTech-1Shift ILit WEH
2504 | 8 | 17 | 0 | 0 | 0 | 0 | 0 | 0.0061488 | 0.43716 | 0.91152 | 0.9829 | 0.9907 | 0.9955 | 0.96446 | 0.57693 | 0.92262 | 1 | 1 | 0.83668 | 0.5066 | 0.083983 | 0.069436 | 0.057439 | 0.0029994 | 0.0029994 | 0.0029994 | ; | BioTech-1Shift TLit WD |  |  |  |  | 2504 | 2.0125 | 85.3625 | 0.25 | NCC-BTch1-Lt-WD | 0.75 | NCC-BTch1-Occ-WD | 0 | Cst-Zeroes | 1 | 8 | 17 | 2.0125 | 2.0125 | 2.0125 | 2.0125 | 2.0125 | 2.525 | 38.45 | 77.9875 | 83.9375 | 84.5875 | 84.9875 | 82.4 | 50.1 | 78.9125 | 85.3625 | 85.3625 | 71.75 | 44.2375 | 9.0125 | 7.8 | 6.8 | 2.2625 | 2.2625 | 2.2625 | BioTech-1Shift TLit WD
2505 | 8 | 17 | 0 | 0 | 0 | 0 | 0 | 0 | 0 | 0 | 0 | 0 | 0 | 0 | 0 | 0 | 0 | 0 | 0 | 0 | 0 | 0 | 0 | 0 | 0 | 0 | ; | BioTech-1Shift TLit WEH |  |  |  |  | 2505 | 1.9125 | 1.9125 | 0.25 | NCC-BTch1-Lt-WEH | 0.75 | NCC-BTch1-Occ-WEH | 0 | Cst-Zeroes | 1 | 8 | 17 | 1.9125 | 1.9125 | 1.9125 | 1.9125 | 1.9125 | 1.9125 | 1.9125 | 1.9125 | 1.9125 | 1.9125 | 1.9125 | 1.9125 | 1.9125 | 1.9125 | 1.9125 | 1.9125 | 1.9125 | 1.9125 | 1.9125 | 1.9125 | 1.9125 | 1.9125 | 1.9125 | 1.9125 | BioTech-1Shift TLit WEH
2506 | 8 | 17 | 0 | 0 | 0 | 0 | 0 | 0.0061439 | 0.4409 | 0.91047 | 0.99239 | 0.99005 | 0.99707 | 0.98098 | 0.66735 | 0.95553 | 1 | 1 | 0.82651 | 0.53774 | 0.088941 | 0.058806 | 0.047104 | 0.0058514 | 0.0058514 | 0.0058514 | ; | BioTech-1Shift OffEq WD |  |  |  |  | 2506 | 4.025 | 89.475 | 0.5 | NCC-BTch1-Lt-WD | 0.5 | NCC-BTch1-Occ-WD | 0 | Cst-Zeroes | 1 | 8 | 17 | 4.025 | 4.025 | 4.025 | 4.025 | 4.025 | 4.55 | 41.7 | 81.825 | 88.825 | 88.625 | 89.225 | 87.85 | 61.05 | 85.675 | 89.475 | 89.475 | 74.65 | 49.975 | 11.625 | 9.05 | 8.05 | 4.525 | 4.525 | 4.525 | BioTech-1Shift OffEq WD
2507 | 8 | 17 | 0 | 0 | 0 | 0 | 0 | 0 | 0 | 0 | 0 | 0 | 0 | 0 | 0 | 0 | 0 | 0 | 0 | 0 | 0 | 0 | 0 | 0 | 0 | 0 | ; | BioTech-1Shift OffEq WEH |  |  |  |  | 2507 | 1.9125 | 1.9125 | 0.25 | NCC-BTch1-Lt-WEH | 0.25 | NCC-BTch1-Occ-WEH | 0.5 | Cst-Zeroes | 1 | 8 | 17 | 1.9125 | 1.9125 | 1.9125 | 1.9125 | 1.9125 | 1.9125 | 1.9125 | 1.9125 | 1.9125 | 1.9125 | 1.9125 | 1.9125 | 1.9125 | 1.9125 | 1.9125 | 1.9125 | 1.9125 | 1.9125 | 1.9125 | 1.9125 | 1.9125 | 1.9125 | 1.9125 | 1.9125 | BioTech-1Shift OffEq WEH
2508 | 8 | 17 | 0 | 0 | 0 | 0 | 0 | 0.0061403 | 0.44376 | 0.90968 | 0.99966 | 0.98956 | 0.99828 | 0.99363 | 0.73654 | 0.98072 | 1 | 1 | 0.81872 | 0.56157 | 0.092735 | 0.050671 | 0.039194 | 0.008034 | 0.008034 | 0.008034 | ; | BioTech-1Shift Plugs WD |  |  |  |  | 2508 | 5.635 | 92.765 | 0.7 | NCC-BTch1-Lt-WD | 0.3 | NCC-BTch1-Occ-WD | 0 | Cst-Zeroes | 1 | 8 | 17 | 5.635 | 5.635 | 5.635 | 5.635 | 5.635 | 6.17 | 44.3 | 84.895 | 92.735 | 91.855 | 92.615 | 92.21 | 69.81 | 91.085 | 92.765 | 92.765 | 76.97 | 54.565 | 13.715 | 10.05 | 9.05 | 6.335 | 6.335 | 6.335 | BioTech-1Shift Plugs WD
2509 | 8 | 17 | 0 | 0 | 0 | 0 | 0 | 0 | 0 | 0 | 0 | 0 | 0 | 0 | 0 | 0 | 0 | 0 | 0 | 0 | 0 | 0 | 0 | 0 | 0 | 0 | ; | BioTech-1Shift Plugs WEH |  |  |  |  | 2509 | 2.6775 | 2.6775 | 0.35 | NCC-BTch1-Lt-WEH | 0.15 | NCC-BTch1-Occ-WEH | 0.5 | Cst-Zeroes | 1 | 8 | 17 | 2.6775 | 2.6775 | 2.6775 | 2.6775 | 2.6775 | 2.6775 | 2.6775 | 2.6775 | 2.6775 | 2.6775 | 2.6775 | 2.6775 | 2.6775 | 2.6775 | 2.6775 | 2.6775 | 2.6775 | 2.6775 | 2.6775 | 2.6775 | 2.6775 | 2.6775 | 2.6775 | 2.6775 | BioTech-1Shift Plugs WEH
2510 | 7 | 18 | 0 | 0 | 0 | 0 | 0 | 0.35383 | 0.47006 | 0.53258 | 0.51526 | 0.64177 | 0.87951 | 1 | 0.98298 | 0.97197 | 0.79146 | 0.63003 | 0.44731 | 0.43557 | 0.28999 | 0.15703 | 0.0073378 | 0.0029351 | 0.0029351 | 0.0029351 | ; | BioTech-1Shift DHW WD |  |  |  |  | 2510 | 4.5125 | 89.6875 | 0.5 | NCC-BTch1-CkEq-WD | 0.25 | Cst-Rst-L-HW-WD | 0.25 | NCC-BTch1-Lt-WD | 1 | 7 | 18 | 4.5125 | 4.5125 | 4.5125 | 4.5125 | 4.5125 | 34.65 | 44.55 | 49.875 | 48.4 | 59.175 | 79.425 | 89.6875 | 88.2375 | 87.3 | 71.925 | 58.175 | 42.6125 | 41.6125 | 29.2125 | 17.8875 | 5.1375 | 4.7625 | 4.7625 | 4.7625 | BioTech-1Shift DHW WD
2511 | 7 | 18 | 0 | 0 | 0 | 0 | 0 | 0 | 0 | 0 | 0 | 0 | 0 | 0 | 0 | 0 | 0 | 0 | 0 | 0 | 0 | 0 | 0 | 0 | 0 | 0 | ; | BioTech-1Shift DHW WEH |  |  |  |  | 2511 | 4.4125 | 4.4125 | 0.5 | NCC-BTch1-CkEq-WEH | 0.25 | Cst-Zeroes | 0.25 | NCC-BTch1-Lt-WEH | 1 | 7 | 18 | 4.4125 | 4.4125 | 4.4125 | 4.4125 | 4.4125 | 4.4125 | 4.4125 | 4.4125 | 4.4125 | 4.4125 | 4.4125 | 4.4125 | 4.4125 | 4.4125 | 4.4125 | 4.4125 | 4.4125 | 4.4125 | 4.4125 | 4.4125 | 4.4125 | 4.4125 | 4.4125 | 4.4125 | BioTech-1Shift DHW WEH
2512 | 6 | 19 | 0 | 0 | 0 | 0 | 0 | 0.34286 | 0.34286 | 0.28571 | 0.25714 | 0.34286 | 0.77143 | 0.94286 | 1 | 0.82857 | 0.57143 | 0.28571 | 0.2 | 0.25714 | 0.25714 | 0.14286 | 0 | 0 | 0 | 0 | ; | BioTech-1Shift Cook WD |  |  |  |  | 2512 | 2.5 | 90 | 0.5 | NCC-BTch1-CkEq-WD | 0.5 | Cst-Rst-L-Ck-WD | 0 | Cst-Zeroes | 1 | 6 | 19 | 2.5 | 2.5 | 2.5 | 2.5 | 2.5 | 32.5 | 32.5 | 27.5 | 25 | 32.5 | 70 | 85 | 90 | 75 | 52.5 | 27.5 | 20 | 25 | 25 | 15 | 2.5 | 2.5 | 2.5 | 2.5 | BioTech-1Shift Cook WD
2513 | 6 | 19 | 0 | 0 | 0 | 0 | 0 | 0 | 0 | 0 | 0.0625 | 0.25 | 0.625 | 0.875 | 1 | 0.75 | 0.4375 | 0.0625 | 0 | 0 | 0 | 0 | 0 | 0 | 0 | 0 | ; | BioTech-1Shift Cook WEH |  |  |  |  | 2513 | 2.5 | 42.5 | 0.5 | NCC-BTch1-CkEq-WEH | 0.5 | Cst-Rst-L-Ck-WD | 0 | Cst-Zeroes | 1 | 6 | 19 | 2.5 | 2.5 | 2.5 | 2.5 | 2.5 | 2.5 | 2.5 | 2.5 | 5 | 12.5 | 27.5 | 37.5 | 42.5 | 32.5 | 20 | 5 | 2.5 | 2.5 | 2.5 | 2.5 | 2.5 | 2.5 | 2.5 | 2.5 | BioTech-1Shift Cook WEH
2514 | 8 | 17 | 0 | 0 | 0 | 0 | 0 | 0.0061439 | 0.4409 | 0.91047 | 0.99239 | 0.99005 | 0.99707 | 0.98098 | 0.66735 | 0.95553 | 1 | 1 | 0.82651 | 0.53774 | 0.088941 | 0.058806 | 0.047104 | 0.0058514 | 0.0058514 | 0.0058514 | ; | BioTech-1Shift Other WD |  |  |  |  | 2514 | 4.025 | 89.475 | 0.5 | NCC-BTch1-Lt-WD | 0.5 | NCC-BTch1-Occ-WD | 0 | Cst-Zeroes | 1 | 8 | 17 | 4.025 | 4.025 | 4.025 | 4.025 | 4.025 | 4.55 | 41.7 | 81.825 | 88.825 | 88.625 | 89.225 | 87.85 | 61.05 | 85.675 | 89.475 | 89.475 | 74.65 | 49.975 | 11.625 | 9.05 | 8.05 | 4.525 | 4.525 | 4.525 | BioTech-1Shift Other WD
2515 | 8 | 17 | 0 | 0 | 0 | 0 | 0 | 0 | 0 | 0 | 0 | 0 | 0 | 0 | 0 | 0 | 0 | 0 | 0 | 0 | 0 | 0 | 0 | 0 | 0 | 0 | ; | BioTech-1Shift Other WEH |  |  |  |  | 2515 | 1.9125 | 1.9125 | 0.25 | NCC-BTch1-Lt-WEH | 0.25 | NCC-BTch1-Occ-WEH | 0.5 | Cst-Zeroes | 1 | 8 | 17 | 1.9125 | 1.9125 | 1.9125 | 1.9125 | 1.9125 | 1.9125 | 1.9125 | 1.9125 | 1.9125 | 1.9125 | 1.9125 | 1.9125 | 1.9125 | 1.9125 | 1.9125 | 1.9125 | 1.9125 | 1.9125 | 1.9125 | 1.9125 | 1.9125 | 1.9125 | 1.9125 | 1.9125 | BioTech-1Shift Other WEH
;
2530 | 8 | 23 | 0 | 0 | 0 | 0 | 0 | 0.0063371 | 0.30989 | 0.79721 | 0.91635 | 0.90558 | 0.90811 | 0.91698 | 0.63878 | 0.91445 | 0.91445 | 1 | 0.90748 | 0.70025 | 0.64385 | 0.65399 | 0.55957 | 0.58048 | 0.57224 | 0.24715 | ; | BioTech-2Shift Occup WDE |  |  |  |  | 2530 | 0 | 78.9 | 1 | NCC-BTch2-Occ-WDE | 0 | Cst-Zeroes | 0 | Cst-Zeroes | 1 | 8 | 23 | 0 | 0 | 0 | 0 | 0 | 0.5 | 24.45 | 62.9 | 72.3 | 71.45 | 71.65 | 72.35 | 50.4 | 72.15 | 72.15 | 78.9 | 71.6 | 55.25 | 50.8 | 51.6 | 44.15 | 45.8 | 45.15 | 19.5 | BioTech-2Shift Occup WDE
2531 | 8 | 23 | 0 | 0 | 0 | 0 | 0 | 0.0063371 | 0.30989 | 0.79721 | 0.91635 | 0.90558 | 0.90811 | 0.91698 | 0.63878 | 0.91445 | 0.91445 | 1 | 0.90748 | 0.70025 | 0.64385 | 0.65399 | 0.55957 | 0.58048 | 0.57224 | 0.24715 | ; | BioTech-2Shift Occup Hol |  |  |  |  | 2531 | 0 | 78.9 | 1 | NCC-BTch2-Occ-Hol | 0 | Cst-Zeroes | 0 | Cst-Zeroes | 1 | 8 | 23 | 0 | 0 | 0 | 0 | 0 | 0.5 | 24.45 | 62.9 | 72.3 | 71.45 | 71.65 | 72.35 | 50.4 | 72.15 | 72.15 | 78.9 | 71.6 | 55.25 | 50.8 | 51.6 | 44.15 | 45.8 | 45.15 | 19.5 | BioTech-2Shift Occup Hol
2532 | 7 | 23 | 0 | 0 | 0 | 0 | 0 | 0.37669 | 0.8491 | 0.99662 | 0.99324 | 0.97185 | 0.98311 | 0.99493 | 0.92286 | 1 | 0.98311 | 0.98311 | 0.97523 | 0.96509 | 0.99437 | 1 | 1 | 0.98198 | 0.96622 | 0.75 | ; | BioTech-2Shift ILit WDE |  |  |  |  | 2532 | 10.4 | 99.2 | 1 | NCC-BTch2-Lt-WDE | 0 | Cst-Zeroes | 0 | Cst-Zeroes | 1 | 7 | 23 | 10.4 | 10.4 | 10.4 | 10.4 | 10.4 | 43.85 | 85.8 | 98.9 | 98.6 | 96.7 | 97.7 | 98.75 | 92.35 | 99.2 | 97.7 | 97.7 | 97 | 96.1 | 98.7 | 99.2 | 99.2 | 97.6 | 96.2 | 77 | BioTech-2Shift ILit WDE
2533 | 7 | 23 | 0 | 0 | 0 | 0 | 0 | 0.37669 | 0.8491 | 0.99662 | 0.99324 | 0.97185 | 0.98311 | 0.99493 | 0.92286 | 1 | 0.98311 | 0.98311 | 0.97523 | 0.96509 | 0.99437 | 1 | 1 | 0.98198 | 0.96622 | 0.75 | ; | BioTech-2Shift ILit Hol |  |  |  |  | 2533 | 10.4 | 99.2 | 1 | NCC-BTch2-Lt-Hol | 0 | Cst-Zeroes | 0 | Cst-Zeroes | 1 | 7 | 23 | 10.4 | 10.4 | 10.4 | 10.4 | 10.4 | 43.85 | 85.8 | 98.9 | 98.6 | 96.7 | 97.7 | 98.75 | 92.35 | 99.2 | 97.7 | 97.7 | 97 | 96.1 | 98.7 | 99.2 | 99.2 | 97.6 | 96.2 | 77 | BioTech-2Shift ILit Hol
2534 | 8 | 23 | 0 | 0 | 0 | 0 | 0 | 0.10787 | 0.4591 | 0.85556 | 0.94167 | 0.92793 | 0.93287 | 0.94259 | 0.7196 | 0.94213 | 0.9375 | 1 | 0.93025 | 0.77608 | 0.7429 | 0.75185 | 0.68287 | 0.69321 | 0.68287 | 0.38611 | ; | BioTech-2Shift TLit WDE |  |  |  |  | 2534 | 2.6 | 83.6 | 0.25 | NCC-BTch2-Lt-WDE | 0.75 | NCC-BTch2-Occ-WDE | 0 | Cst-Zeroes | 1 | 8 | 23 | 2.6 | 2.6 | 2.6 | 2.6 | 2.6 | 11.3375 | 39.7875 | 71.9 | 78.875 | 77.7625 | 78.1625 | 78.95 | 60.8875 | 78.9125 | 78.5375 | 83.6 | 77.95 | 65.4625 | 62.775 | 63.5 | 57.9125 | 58.75 | 57.9125 | 33.875 | BioTech-2Shift TLit WDE
2535 | 8 | 23 | 0 | 0 | 0 | 0 | 0 | 0.10787 | 0.4591 | 0.85556 | 0.94167 | 0.92793 | 0.93287 | 0.94259 | 0.7196 | 0.94213 | 0.9375 | 1 | 0.93025 | 0.77608 | 0.7429 | 0.75185 | 0.68287 | 0.69321 | 0.68287 | 0.38611 | ; | BioTech-2Shift TLit Hol |  |  |  |  | 2535 | 2.6 | 83.6 | 0.25 | NCC-BTch2-Lt-Hol | 0.75 | NCC-BTch2-Occ-Hol | 0 | Cst-Zeroes | 1 | 8 | 23 | 2.6 | 2.6 | 2.6 | 2.6 | 2.6 | 11.3375 | 39.7875 | 71.9 | 78.875 | 77.7625 | 78.1625 | 78.95 | 60.8875 | 78.9125 | 78.5375 | 83.6 | 77.95 | 65.4625 | 62.775 | 63.5 | 57.9125 | 58.75 | 57.9125 | 33.875 | BioTech-2Shift TLit Hol
2536 | 7 | 23 | 0 | 0 | 0 | 0 | 0 | 0.20427 | 0.60078 | 0.91095 | 0.9657 | 0.94916 | 0.95638 | 0.96691 | 0.79633 | 0.96841 | 0.95939 | 1 | 0.95187 | 0.84807 | 0.83694 | 0.84477 | 0.79994 | 0.80024 | 0.78791 | 0.51805 | ; | BioTech-2Shift OffEq WDE |  |  |  |  | 2536 | 5.2 | 88.3 | 0.5 | NCC-BTch2-Lt-WDE | 0.5 | NCC-BTch2-Occ-WDE | 0 | Cst-Zeroes | 1 | 7 | 23 | 5.2 | 5.2 | 5.2 | 5.2 | 5.2 | 22.175 | 55.125 | 80.9 | 85.45 | 84.075 | 84.675 | 85.55 | 71.375 | 85.675 | 84.925 | 88.3 | 84.3 | 75.675 | 74.75 | 75.4 | 71.675 | 71.7 | 70.675 | 48.25 | BioTech-2Shift OffEq WDE
2537 | 7 | 23 | 0 | 0 | 0 | 0 | 0 | 0.20427 | 0.60078 | 0.91095 | 0.9657 | 0.94916 | 0.95638 | 0.96691 | 0.79633 | 0.96841 | 0.95939 | 1 | 0.95187 | 0.84807 | 0.83694 | 0.84477 | 0.79994 | 0.80024 | 0.78791 | 0.51805 | ; | BioTech-2Shift OffEq Hol |  |  |  |  | 2537 | 5.2 | 88.3 | 0.5 | NCC-BTch2-Lt-Hol | 0.5 | NCC-BTch2-Occ-Hol | 0 | Cst-Zeroes | 1 | 7 | 23 | 5.2 | 5.2 | 5.2 | 5.2 | 5.2 | 22.175 | 55.125 | 80.9 | 85.45 | 84.075 | 84.675 | 85.55 | 71.375 | 85.675 | 84.925 | 88.3 | 84.3 | 75.675 | 74.75 | 75.4 | 71.675 | 71.7 | 70.675 | 48.25 | BioTech-2Shift OffEq Hol
2538 | 7 | 23 | 0 | 0 | 0 | 0 | 0 | 0.27795 | 0.70907 | 0.95329 | 0.98408 | 0.96538 | 0.97435 | 0.98549 | 0.85498 | 0.9885 | 0.97611 | 1 | 0.96839 | 0.9031 | 0.90882 | 0.91578 | 0.88942 | 0.88205 | 0.86819 | 0.6189 | ; | BioTech-2Shift Plugs WDE |  |  |  |  | 2538 | 7.28 | 92.06 | 0.7 | NCC-BTch2-Lt-WDE | 0.3 | NCC-BTch2-Occ-WDE | 0 | Cst-Zeroes | 1 | 7 | 23 | 7.28 | 7.28 | 7.28 | 7.28 | 7.28 | 30.845 | 67.395 | 88.1 | 90.71 | 89.125 | 89.885 | 90.83 | 79.765 | 91.085 | 90.035 | 92.06 | 89.38 | 83.845 | 84.33 | 84.92 | 82.685 | 82.06 | 80.885 | 59.75 | BioTech-2Shift Plugs WDE
2539 | 7 | 23 | 0 | 0 | 0 | 0 | 0 | 0.27795 | 0.70907 | 0.95329 | 0.98408 | 0.96538 | 0.97435 | 0.98549 | 0.85498 | 0.9885 | 0.97611 | 1 | 0.96839 | 0.9031 | 0.90882 | 0.91578 | 0.88942 | 0.88205 | 0.86819 | 0.6189 | ; | BioTech-2Shift Plugs Hol |  |  |  |  | 2539 | 7.28 | 92.06 | 0.7 | NCC-BTch2-Lt-Hol | 0.3 | NCC-BTch2-Occ-Hol | 0 | Cst-Zeroes | 1 | 7 | 23 | 7.28 | 7.28 | 7.28 | 7.28 | 7.28 | 30.845 | 67.395 | 88.1 | 90.71 | 89.125 | 89.885 | 90.83 | 79.765 | 91.085 | 90.035 | 92.06 | 89.38 | 83.845 | 84.33 | 84.92 | 82.685 | 82.06 | 80.885 | 59.75 | BioTech-2Shift Plugs Hol
2540 | 6 | 22 | 0.13557 | 0.013557 | 0 | 0 | 0 | 0.41608 | 0.52983 | 0.51112 | 0.46963 | 0.53227 | 0.81969 | 0.84965 | 0.87297 | 0.62039 | 0.37229 | 0.34517 | 0.34328 | 0.42218 | 0.67326 | 1 | 0.97289 | 0.68384 | 0.44957 | 0.34328 | ; | BioTech-2Shift DHW WDE |  |  |  |  | 2540 | 5.1 | 97.3 | 0.5 | NCC-BTch2-CkEq-WDE | 0.25 | Cst-Rst-LD-HW-WD | 0.25 | NCC-BTch2-Lt-WDE | 1 | 6 | 22 | 17.6 | 6.35 | 5.1 | 5.1 | 5.1 | 43.4625 | 53.95 | 52.225 | 48.4 | 54.175 | 80.675 | 83.4375 | 85.5875 | 62.3 | 39.425 | 36.925 | 36.75 | 44.025 | 67.175 | 97.3 | 94.8 | 68.15 | 46.55 | 36.75 | BioTech-2Shift DHW WDE
2541 | 6 | 22 | 0.13557 | 0.013557 | 0 | 0 | 0 | 0.41608 | 0.52983 | 0.51112 | 0.46963 | 0.53227 | 0.81969 | 0.84965 | 0.87297 | 0.62039 | 0.37229 | 0.34517 | 0.34328 | 0.42218 | 0.67326 | 1 | 0.97289 | 0.68384 | 0.44957 | 0.34328 | ; | BioTech-2Shift DHW Hol |  |  |  |  | 2541 | 5.1 | 97.3 | 0.5 | NCC-BTch2-CkEq-Hol | 0.25 | Cst-Rst-LD-HW-WD | 0.25 | NCC-BTch2-Lt-Hol | 1 | 6 | 22 | 17.6 | 6.35 | 5.1 | 5.1 | 5.1 | 43.4625 | 53.95 | 52.225 | 48.4 | 54.175 | 80.675 | 83.4375 | 85.5875 | 62.3 | 39.425 | 36.925 | 36.75 | 44.025 | 67.175 | 97.3 | 94.8 | 68.15 | 46.55 | 36.75 | BioTech-2Shift DHW Hol
2542 | 6 | 22 | 0.029412 | 0 | 0 | 0 | 0 | 0.35294 | 0.35294 | 0.29412 | 0.23529 | 0.32353 | 0.70588 | 0.85294 | 0.94118 | 0.52941 | 0.20588 | 0.14706 | 0.23529 | 0.52941 | 0.76471 | 1 | 0.85294 | 0.44118 | 0.14706 | 0.058824 | ; | BioTech-2Shift Cook WDE |  |  |  |  | 2542 | 2.5 | 87.5 | 0.5 | NCC-BTch2-CkEq-WDE | 0.5 | Cst-Rst-LD-Ck-WD | 0 | Cst-Zeroes | 1 | 6 | 22 | 5 | 2.5 | 2.5 | 2.5 | 2.5 | 32.5 | 32.5 | 27.5 | 22.5 | 30 | 62.5 | 75 | 82.5 | 47.5 | 20 | 15 | 22.5 | 47.5 | 67.5 | 87.5 | 75 | 40 | 15 | 7.5 | BioTech-2Shift Cook WDE
2543 | 6 | 22 | 0.029412 | 0 | 0 | 0 | 0 | 0.35294 | 0.35294 | 0.29412 | 0.23529 | 0.32353 | 0.70588 | 0.85294 | 0.94118 | 0.52941 | 0.20588 | 0.14706 | 0.23529 | 0.52941 | 0.76471 | 1 | 0.85294 | 0.44118 | 0.14706 | 0.058824 | ; | BioTech-2Shift Cook Hol |  |  |  |  | 2543 | 2.5 | 87.5 | 0.5 | NCC-BTch2-CkEq-Hol | 0.5 | Cst-Rst-LD-Ck-WD | 0 | Cst-Zeroes | 1 | 6 | 22 | 5 | 2.5 | 2.5 | 2.5 | 2.5 | 32.5 | 32.5 | 27.5 | 22.5 | 30 | 62.5 | 75 | 82.5 | 47.5 | 20 | 15 | 22.5 | 47.5 | 67.5 | 87.5 | 75 | 40 | 15 | 7.5 | BioTech-2Shift Cook Hol
2544 | 7 | 23 | 0 | 0 | 0 | 0 | 0 | 0.20427 | 0.60078 | 0.91095 | 0.9657 | 0.94916 | 0.95638 | 0.96691 | 0.79633 | 0.96841 | 0.95939 | 1 | 0.95187 | 0.84807 | 0.83694 | 0.84477 | 0.79994 | 0.80024 | 0.78791 | 0.51805 | ; | BioTech-2Shift Other WDE |  |  |  |  | 2544 | 5.2 | 88.3 | 0.5 | NCC-BTch2-Lt-WDE | 0.5 | NCC-BTch2-Occ-WDE | 0 | Cst-Zeroes | 1 | 7 | 23 | 5.2 | 5.2 | 5.2 | 5.2 | 5.2 | 22.175 | 55.125 | 80.9 | 85.45 | 84.075 | 84.675 | 85.55 | 71.375 | 85.675 | 84.925 | 88.3 | 84.3 | 75.675 | 74.75 | 75.4 | 71.675 | 71.7 | 70.675 | 48.25 | BioTech-2Shift Other WDE
2545 | 7 | 23 | 0 | 0 | 0 | 0 | 0 | 0.20427 | 0.60078 | 0.91095 | 0.9657 | 0.94916 | 0.95638 | 0.96691 | 0.79633 | 0.96841 | 0.95939 | 1 | 0.95187 | 0.84807 | 0.83694 | 0.84477 | 0.79994 | 0.80024 | 0.78791 | 0.51805 | ; | BioTech-2Shift Other Hol |  |  |  |  | 2545 | 5.2 | 88.3 | 0.5 | NCC-BTch2-Lt-Hol | 0.5 | NCC-BTch2-Occ-Hol | 0 | Cst-Zeroes | 1 | 7 | 23 | 5.2 | 5.2 | 5.2 | 5.2 | 5.2 | 22.175 | 55.125 | 80.9 | 85.45 | 84.075 | 84.675 | 85.55 | 71.375 | 85.675 | 84.925 | 88.3 | 84.3 | 75.675 | 74.75 | 75.4 | 71.675 | 71.7 | 70.675 | 48.25 | BioTech-2Shift Other Hol
;
2560 | 7 | 20 | 0.040903 | 0.040903 | 0.050776 | 0.06347 | 0 | 0.06347 | 0.3244 | 0.86601 | 0.81946 | 0.79267 | 0.79831 | 0.81241 | 0.19887 | 0.81241 | 0.80959 | 1 | 0.79408 | 0.3244 | 0.21439 | 0.22426 | 0.014104 | 0.06347 | 0.045134 | 0.045134 | ; | BioTech-3Shift Occup WDE |  |  |  |  | 2560 | 43.75 | 79.2 | 1 | NCC-BTch3-Occ-WDE | 0 | Cst-Zeroes | 0 | Cst-Zeroes | 1 | 7 | 20 | 45.2 | 45.2 | 45.55 | 46 | 43.75 | 46 | 55.25 | 74.45 | 72.8 | 71.85 | 72.05 | 72.55 | 50.8 | 72.55 | 72.45 | 79.2 | 71.9 | 55.25 | 51.35 | 51.7 | 44.25 | 46 | 45.35 | 45.35 | BioTech-3Shift Occup WDE
2561 | 7 | 20 | 0.040903 | 0.040903 | 0.050776 | 0.06347 | 0 | 0.06347 | 0.3244 | 0.86601 | 0.81946 | 0.79267 | 0.79831 | 0.81241 | 0.19887 | 0.81241 | 0.80959 | 1 | 0.79408 | 0.3244 | 0.21439 | 0.22426 | 0.014104 | 0.06347 | 0.045134 | 0.045134 | ; | BioTech-3Shift Occup Hol |  |  |  |  | 2561 | 43.75 | 79.2 | 1 | NCC-BTch3-Occ-Hol | 0 | Cst-Zeroes | 0 | Cst-Zeroes | 1 | 7 | 20 | 45.2 | 45.2 | 45.55 | 46 | 43.75 | 46 | 55.25 | 74.45 | 72.8 | 71.85 | 72.05 | 72.55 | 50.8 | 72.55 | 72.45 | 79.2 | 71.9 | 55.25 | 51.35 | 51.7 | 44.25 | 46 | 45.35 | 45.35 | BioTech-3Shift Occup Hol
2562 | 7 | 20 | 0.55975 | 0.55975 | 0.58491 | 0.69811 | 0 | 0.69811 | 0.62264 | 0.92453 | 0.89937 | 0.77358 | 0.92453 | 1 | 0.25157 | 1 | 0.89937 | 0.89937 | 0.77358 | 0.62264 | 0.89937 | 0.94969 | 0.25157 | 0.8239 | 0.72327 | 0.68553 | ; | BioTech-3Shift ILit WDE |  |  |  |  | 2562 | 90.55 | 98.5 | 1 | NCC-BTch3-Lt-WDE | 0 | Cst-Zeroes | 0 | Cst-Zeroes | 1 | 7 | 20 | 95 | 95 | 95.2 | 96.1 | 90.55 | 96.1 | 95.5 | 97.9 | 97.7 | 96.7 | 97.9 | 98.5 | 92.55 | 98.5 | 97.7 | 97.7 | 96.7 | 95.5 | 97.7 | 98.1 | 92.55 | 97.1 | 96.3 | 96 | BioTech-3Shift ILit WDE
2563 | 7 | 20 | 0.55975 | 0.55975 | 0.58491 | 0.69811 | 0 | 0.69811 | 0.62264 | 0.92453 | 0.89937 | 0.77358 | 0.92453 | 1 | 0.25157 | 1 | 0.89937 | 0.89937 | 0.77358 | 0.62264 | 0.89937 | 0.94969 | 0.25157 | 0.8239 | 0.72327 | 0.68553 | ; | BioTech-3Shift ILit Hol |  |  |  |  | 2563 | 90.55 | 98.5 | 1 | NCC-BTch3-Lt-Hol | 0 | Cst-Zeroes | 0 | Cst-Zeroes | 1 | 7 | 20 | 95 | 95 | 95.2 | 96.1 | 90.55 | 96.1 | 95.5 | 97.9 | 97.7 | 96.7 | 97.9 | 98.5 | 92.55 | 98.5 | 97.7 | 97.7 | 96.7 | 95.5 | 97.7 | 98.1 | 92.55 | 97.1 | 96.3 | 96 | BioTech-3Shift ILit Hol
2564 | 7 | 20 | 0.077533 | 0.077533 | 0.088546 | 0.10837 | 0 | 0.10837 | 0.34758 | 0.87621 | 0.83084 | 0.79692 | 0.81278 | 0.83128 | 0.20396 | 0.83128 | 0.82159 | 1 | 0.79824 | 0.34758 | 0.26388 | 0.27665 | 0.030837 | 0.11718 | 0.092952 | 0.090308 | ; | BioTech-3Shift TLit WDE |  |  |  |  | 2564 | 55.45 | 83.825 | 0.25 | NCC-BTch3-Lt-WDE | 0.75 | NCC-BTch3-Occ-WDE | 0 | Cst-Zeroes | 1 | 7 | 20 | 57.65 | 57.65 | 57.9625 | 58.525 | 55.45 | 58.525 | 65.3125 | 80.3125 | 79.025 | 78.0625 | 78.5125 | 79.0375 | 61.2375 | 79.0375 | 78.7625 | 83.825 | 78.1 | 65.3125 | 62.9375 | 63.3 | 56.325 | 58.775 | 58.0875 | 58.0125 | BioTech-3Shift TLit WDE
2565 | 7 | 20 | 0.077533 | 0.077533 | 0.088546 | 0.10837 | 0 | 0.10837 | 0.34758 | 0.87621 | 0.83084 | 0.79692 | 0.81278 | 0.83128 | 0.20396 | 0.83128 | 0.82159 | 1 | 0.79824 | 0.34758 | 0.26388 | 0.27665 | 0.030837 | 0.11718 | 0.092952 | 0.090308 | ; | BioTech-3Shift TLit Hol |  |  |  |  | 2565 | 55.45 | 83.825 | 0.25 | NCC-BTch3-Lt-Hol | 0.75 | NCC-BTch3-Occ-Hol | 0 | Cst-Zeroes | 1 | 7 | 20 | 57.65 | 57.65 | 57.9625 | 58.525 | 55.45 | 58.525 | 65.3125 | 80.3125 | 79.025 | 78.0625 | 78.5125 | 79.0375 | 61.2375 | 79.0375 | 78.7625 | 83.825 | 78.1 | 65.3125 | 62.9375 | 63.3 | 56.325 | 58.775 | 58.0875 | 58.0125 | BioTech-3Shift TLit Hol
2566 | 7 | 22 | 0.1385 | 0.1385 | 0.15141 | 0.1831 | 0 | 0.1831 | 0.38615 | 0.89319 | 0.84977 | 0.80399 | 0.83685 | 0.86268 | 0.21244 | 0.86268 | 0.84155 | 1 | 0.80516 | 0.38615 | 0.34624 | 0.36385 | 0.058685 | 0.20657 | 0.17254 | 0.16549 | ; | BioTech-3Shift OffEq WDE |  |  |  |  | 2566 | 67.15 | 88.45 | 0.5 | NCC-BTch3-Lt-WDE | 0.5 | NCC-BTch3-Occ-WDE | 0 | Cst-Zeroes | 1 | 7 | 22 | 70.1 | 70.1 | 70.375 | 71.05 | 67.15 | 71.05 | 75.375 | 86.175 | 85.25 | 84.275 | 84.975 | 85.525 | 71.675 | 85.525 | 85.075 | 88.45 | 84.3 | 75.375 | 74.525 | 74.9 | 68.4 | 71.55 | 70.825 | 70.675 | BioTech-3Shift OffEq WDE
2567 | 7 | 22 | 0.1385 | 0.1385 | 0.15141 | 0.1831 | 0 | 0.1831 | 0.38615 | 0.89319 | 0.84977 | 0.80399 | 0.83685 | 0.86268 | 0.21244 | 0.86268 | 0.84155 | 1 | 0.80516 | 0.38615 | 0.34624 | 0.36385 | 0.058685 | 0.20657 | 0.17254 | 0.16549 | ; | BioTech-3Shift OffEq Hol |  |  |  |  | 2567 | 67.15 | 88.45 | 0.5 | NCC-BTch3-Lt-Hol | 0.5 | NCC-BTch3-Occ-Hol | 0 | Cst-Zeroes | 1 | 7 | 22 | 70.1 | 70.1 | 70.375 | 71.05 | 67.15 | 71.05 | 75.375 | 86.175 | 85.25 | 84.275 | 84.975 | 85.525 | 71.675 | 85.525 | 85.075 | 88.45 | 84.3 | 75.375 | 74.525 | 74.9 | 68.4 | 71.55 | 70.825 | 70.675 | BioTech-3Shift OffEq Hol
2568 | 6 | 22 | 0.22698 | 0.22698 | 0.24265 | 0.29156 | 0 | 0.29156 | 0.44214 | 0.91784 | 0.87724 | 0.81426 | 0.8718 | 0.90825 | 0.22474 | 0.90825 | 0.87052 | 1 | 0.81522 | 0.44214 | 0.46579 | 0.49041 | 0.099105 | 0.33632 | 0.28804 | 0.27462 | ; | BioTech-3Shift Plugs WDE |  |  |  |  | 2568 | 76.51 | 92.15 | 0.7 | NCC-BTch3-Lt-WDE | 0.3 | NCC-BTch3-Occ-WDE | 0 | Cst-Zeroes | 1 | 6 | 22 | 80.06 | 80.06 | 80.305 | 81.07 | 76.51 | 81.07 | 83.425 | 90.865 | 90.23 | 89.245 | 90.145 | 90.715 | 80.025 | 90.715 | 90.125 | 92.15 | 89.26 | 83.425 | 83.795 | 84.18 | 78.06 | 81.77 | 81.015 | 80.805 | BioTech-3Shift Plugs WDE
2569 | 6 | 22 | 0.22698 | 0.22698 | 0.24265 | 0.29156 | 0 | 0.29156 | 0.44214 | 0.91784 | 0.87724 | 0.81426 | 0.8718 | 0.90825 | 0.22474 | 0.90825 | 0.87052 | 1 | 0.81522 | 0.44214 | 0.46579 | 0.49041 | 0.099105 | 0.33632 | 0.28804 | 0.27462 | ; | BioTech-3Shift Plugs Hol |  |  |  |  | 2569 | 76.51 | 92.15 | 0.7 | NCC-BTch3-Lt-Hol | 0.3 | NCC-BTch3-Occ-Hol | 0 | Cst-Zeroes | 1 | 6 | 22 | 80.06 | 80.06 | 80.305 | 81.07 | 76.51 | 81.07 | 83.425 | 90.865 | 90.23 | 89.245 | 90.145 | 90.715 | 80.025 | 90.715 | 90.125 | 92.15 | 89.26 | 83.425 | 83.795 | 84.18 | 78.06 | 81.77 | 81.015 | 80.805 | BioTech-3Shift Plugs Hol
2570 | 4 | 22 | 0.057758 | 0.14623 | 0.47211 | 0.55125 | 0.56816 | 0.40968 | 0.47608 | 0.50071 | 0.37302 | 0.27251 | 0.57503 | 0.72806 | 0.8435 | 0.46263 | 0.050963 | 0.0014156 | 0 | 0.12571 | 0.51104 | 1 | 0.9426 | 0.53497 | 0.19762 | 0.10872 | ; | BioTech-3Shift DHW WDE |  |  |  |  | 2570 | 25.67 | 96.31 | 0.55 | NCC-BTch3-CkEq-WDE | 0.35 | Cst-Rst-All-HW-WD | 0.1 | NCC-BTch3-Lt-WDE | 1 | 4 | 22 | 29.75 | 36 | 59.02 | 64.61 | 65.805 | 54.61 | 59.3 | 61.04 | 52.02 | 44.92 | 66.29 | 77.1 | 85.255 | 58.35 | 29.27 | 25.77 | 25.67 | 34.55 | 61.77 | 96.31 | 92.255 | 63.46 | 39.63 | 33.35 | BioTech-3Shift DHW WDE
2571 | 4 | 22 | 0.057758 | 0.14623 | 0.47211 | 0.55125 | 0.56816 | 0.40968 | 0.47608 | 0.50071 | 0.37302 | 0.27251 | 0.57503 | 0.72806 | 0.8435 | 0.46263 | 0.050963 | 0.0014156 | 0 | 0.12571 | 0.51104 | 1 | 0.9426 | 0.53497 | 0.19762 | 0.10872 | ; | BioTech-3Shift DHW Hol |  |  |  |  | 2571 | 25.67 | 96.31 | 0.55 | NCC-BTch3-CkEq-Hol | 0.35 | Cst-Rst-All-HW-WD | 0.1 | NCC-BTch3-Lt-Hol | 1 | 4 | 22 | 29.75 | 36 | 59.02 | 64.61 | 65.805 | 54.61 | 59.3 | 61.04 | 52.02 | 44.92 | 66.29 | 77.1 | 85.255 | 58.35 | 29.27 | 25.77 | 25.67 | 34.55 | 61.77 | 96.31 | 92.255 | 63.46 | 39.63 | 33.35 | BioTech-3Shift DHW Hol
2572 | 3 | 22 | 0 | 0.32394 | 0.70423 | 0.78873 | 0.78873 | 0.40845 | 0.64789 | 0.56338 | 0.4507 | 0.40845 | 0.80282 | 0.94366 | 1 | 0.50704 | 0.11268 | 0.084507 | 0.12676 | 0.32394 | 0.60563 | 1 | 0.92958 | 0.4507 | 0.084507 | 0.014085 | ; | BioTech-3Shift Cook WDE |  |  |  |  | 2572 | 5 | 93.75 | 0.75 | NCC-BTch3-CkEq-WDE | 0.25 | Cst-Rst-All-Ck-WD | 0 | Cst-Zeroes | 1 | 3 | 22 | 5 | 33.75 | 67.5 | 75 | 75 | 41.25 | 62.5 | 55 | 45 | 41.25 | 76.25 | 88.75 | 93.75 | 50 | 15 | 12.5 | 16.25 | 33.75 | 58.75 | 93.75 | 87.5 | 45 | 12.5 | 6.25 | BioTech-3Shift Cook WDE
2573 | 3 | 22 | 0 | 0.32394 | 0.70423 | 0.78873 | 0.78873 | 0.40845 | 0.64789 | 0.56338 | 0.4507 | 0.40845 | 0.80282 | 0.94366 | 1 | 0.50704 | 0.11268 | 0.084507 | 0.12676 | 0.32394 | 0.60563 | 1 | 0.92958 | 0.4507 | 0.084507 | 0.014085 | ; | BioTech-3Shift Cook Hol |  |  |  |  | 2573 | 5 | 93.75 | 0.75 | NCC-BTch3-CkEq-Hol | 0.25 | Cst-Rst-All-Ck-WD | 0 | Cst-Zeroes | 1 | 3 | 22 | 5 | 33.75 | 67.5 | 75 | 75 | 41.25 | 62.5 | 55 | 45 | 41.25 | 76.25 | 88.75 | 93.75 | 50 | 15 | 12.5 | 16.25 | 33.75 | 58.75 | 93.75 | 87.5 | 45 | 12.5 | 6.25 | BioTech-3Shift Cook Hol
2574 | 8 | 22 | 0.1385 | 0.1385 | 0.15141 | 0.1831 | 0 | 0.1831 | 0.38615 | 0.89319 | 0.84977 | 0.80399 | 0.83685 | 0.86268 | 0.21244 | 0.86268 | 0.84155 | 1 | 0.80516 | 0.38615 | 0.34624 | 0.36385 | 0.058685 | 0.20657 | 0.17254 | 0.16549 | ; | BioTech-3Shift Other WDE |  |  |  |  | 2574 | 67.15 | 88.45 | 0.5 | NCC-BTch3-Lt-WDE | 0.5 | NCC-BTch3-Occ-WDE | 0 | Cst-Zeroes | 1 | 8 | 22 | 70.1 | 70.1 | 70.375 | 71.05 | 67.15 | 71.05 | 75.375 | 86.175 | 85.25 | 84.275 | 84.975 | 85.525 | 71.675 | 85.525 | 85.075 | 88.45 | 84.3 | 75.375 | 74.525 | 74.9 | 68.4 | 71.55 | 70.825 | 70.675 | BioTech-3Shift Other WDE
2575 | 8 | 22 | 0.1385 | 0.1385 | 0.15141 | 0.1831 | 0 | 0.1831 | 0.38615 | 0.89319 | 0.84977 | 0.80399 | 0.83685 | 0.86268 | 0.21244 | 0.86268 | 0.84155 | 1 | 0.80516 | 0.38615 | 0.34624 | 0.36385 | 0.058685 | 0.20657 | 0.17254 | 0.16549 | ; | BioTech-3Shift Other Hol |  |  |  |  | 2575 | 67.15 | 88.45 | 0.5 | NCC-BTch3-Lt-Hol | 0.5 | NCC-BTch3-Occ-Hol | 0 | Cst-Zeroes | 1 | 8 | 22 | 70.1 | 70.1 | 70.375 | 71.05 | 67.15 | 71.05 | 75.375 | 86.175 | 85.25 | 84.275 | 84.975 | 85.525 | 71.675 | 85.525 | 85.075 | 88.45 | 84.3 | 75.375 | 74.525 | 74.9 | 68.4 | 71.55 | 70.825 | 70.675 | BioTech-3Shift Other Hol
; The following were added to facilitate DEER analysis
3000 | 8 | 18 | 0 | 0 | 0 | 0 | 0 | 0 | 0 | 0.3 | 1 | 1 | 1 | 0.8 | 0.4 | 0.8 | 1 | 1 | 1 | 0.3 | 0.2 | 0.2 | 0 | 0 | 0 | 0 | ; | DEER ASM Off Occ Wd |  |  |  |  | 3000 | 0 | 100 | 1 | DEER-ASM-Off-Yr-Oc-Wd | 0 | Cst-Zeroes | 0 | Cst-Zeroes | 1 | 8 | 18 | 0 | 0 | 0 | 0 | 0 | 0 | 0 | 30 | 100 | 100 | 100 | 80 | 40 | 80 | 100 | 100 | 100 | 30 | 20 | 20 | 0 | 0 | 0 | 0 | DEER ASM Off Occ Wd
3001 | 8 | 18 | 0 | 0 | 0 | 0 | 0 | 0 | 0 | 0.4 | 1 | 1 | 1 | 0.8 | 0.4 | 0.8 | 1 | 1 | 1 | 0.4 | 0.2 | 0.2 | 0 | 0 | 0 | 0 | ; | DEER ASM Off Occ WeH |  |  |  |  | 3001 | 0 | 25 | 1 | DEER-ASM-Off-Yr-Oc-WeH | 0 | Cst-Zeroes | 0 | Cst-Zeroes | 1 | 8 | 18 | 0 | 0 | 0 | 0 | 0 | 0 | 0 | 10 | 25 | 25 | 25 | 20 | 10 | 20 | 25 | 25 | 25 | 10 | 5 | 5 | 0 | 0 | 0 | 0 | DEER ASM Off Occ WeH
3002 | 8 | 20 | 0 | 0 | 0 | 0 | 0 | 0 | 0 | 0.83333 | 0.94444 | 0.94444 | 1 | 1 | 0.83333 | 0.83333 | 0.94444 | 0.94444 | 1 | 0.83333 | 0.72222 | 0.61111 | 0 | 0 | 0 | 0 | ; | DEER ASM Off Ltg |  |  |  |  | 3002 | 5 | 95 | 1 | DEER-ASM-Off-Yr-Lt-All | 0 | Cst-Zeroes | 0 | Cst-Zeroes | 1 | 8 | 20 | 5 | 5 | 5 | 5 | 5 | 5 | 5 | 80 | 90 | 90 | 95 | 95 | 80 | 80 | 90 | 90 | 95 | 80 | 70 | 60 | 5 | 5 | 5 | 5 | DEER ASM Off Ltg
3003 | 8 | 20 | 0 | 0 | 0 | 0 | 0 | 0 | 0 | 0.83333 | 0.94444 | 0.94444 | 1 | 1 | 0.83333 | 0.83333 | 0.94444 | 0.94444 | 1 | 0.83333 | 0.72222 | 0.61111 | 0 | 0 | 0 | 0 | ; | DEER ASM Off Eqp Wd |  |  |  |  | 3003 | 5 | 95 | 1 | DEER-ASM-Off-Yr-Eq-Wd | 0 | Cst-Zeroes | 0 | Cst-Zeroes | 1 | 8 | 20 | 5 | 5 | 5 | 5 | 5 | 5 | 5 | 80 | 90 | 90 | 95 | 95 | 80 | 80 | 90 | 90 | 95 | 80 | 70 | 60 | 5 | 5 | 5 | 5 | DEER ASM Off Eqp Wd
3004 | 8 | 20 | 0 | 0 | 0 | 0 | 0 | 0 | 0 | 0.75 | 0.75 | 0.75 | 1 | 1 | 0.75 | 0.75 | 0.75 | 0.75 | 1 | 0.75 | 0.75 | 0.25 | 0 | 0 | 0 | 0 | ; | DEER ASM Off Eqp WeH |  |  |  |  | 3004 | 5 | 25 | 1 | DEER-ASM-Off-Yr-Eq-WeH | 0 | Cst-Zeroes | 0 | Cst-Zeroes | 1 | 8 | 20 | 5 | 5 | 5 | 5 | 5 | 5 | 5 | 20 | 20 | 20 | 25 | 25 | 20 | 20 | 20 | 20 | 25 | 20 | 20 | 10 | 5 | 5 | 5 | 5 | DEER ASM Off Eqp WeH
3005 | 10 | 21 | 0 | 0 | 0 | 0 | 0 | 0 | 0 | 0.055556 | 0.055556 | 0.55556 | 0.66667 | 1 | 0.88889 | 1 | 0.55556 | 0.55556 | 0.88889 | 1 | 0.88889 | 0.77778 | 0.77778 | 0 | 0 | 0 | ; | DEER ASM Asm Occ |  |  |  |  | 3005 | 0 | 90 | 1 | DEER-ASM-Asm-Yr-Oc-All | 0 | Cst-Zeroes | 0 | Cst-Zeroes | 1 | 10 | 21 | 0 | 0 | 0 | 0 | 0 | 0 | 0 | 5 | 5 | 50 | 60 | 90 | 80 | 90 | 50 | 50 | 80 | 90 | 80 | 70 | 70 | 0 | 0 | 0 | DEER ASM Asm Occ
3006 | 8 | 20 | 0 | 0 | 0 | 0 | 0 | 0 | 0 | 0.33333 | 0.8 | 1 | 1 | 1 | 1 | 1 | 1 | 1 | 1 | 1 | 1 | 1 | 0 | 0 | 0 | 0 | ; | DEER ASM Asm Ltg |  |  |  |  | 3006 | 5 | 80 | 1 | DEER-ASM-Asm-Yr-Lt-All | 0 | Cst-Zeroes | 0 | Cst-Zeroes | 1 | 8 | 20 | 5 | 5 | 5 | 5 | 5 | 5 | 5 | 30 | 65 | 80 | 80 | 80 | 80 | 80 | 80 | 80 | 80 | 80 | 80 | 80 | 5 | 5 | 5 | 5 | DEER ASM Asm Ltg
3007 | 9 | 21 | 0 | 0 | 0 | 0 | 0 | 0 | 0 | 0 | 0.066667 | 0.53333 | 1 | 1 | 1 | 1 | 1 | 1 | 1 | 1 | 1 | 1 | 1 | 0 | 0 | 0 | ; | DEER ASM Asm Eqp |  |  |  |  | 3007 | 25 | 100 | 1 | DEER-ASM-Asm-Yr-Eq-All | 0 | Cst-Zeroes | 0 | Cst-Zeroes | 1 | 9 | 21 | 25 | 25 | 25 | 25 | 25 | 25 | 25 | 25 | 30 | 65 | 100 | 100 | 100 | 100 | 100 | 100 | 100 | 100 | 100 | 100 | 100 | 25 | 25 | 25 | DEER ASM Asm Eqp
3008 | 8 | 21 | 0 | 0 | 0 | 0 | 0 | 0 | 0 | 0.12857 | 0.32857 | 0.71429 | 0.8 | 1 | 0.8 | 1 | 0.71429 | 0.71429 | 0.97143 | 0.85714 | 0.74286 | 0.65714 | 0.6 | 0 | 0 | 0 | ; | DEER ASM DHW Wd |  |  |  |  | 3008 | 0 | 87.5 | 1 | DEER-ASM-Yr-DHW-Wd | 0 | Cst-Zeroes | 0 | Cst-Zeroes | 1 | 8 | 21 | 0 | 0 | 0 | 0 | 0 | 0 | 0 | 11.25 | 28.75 | 62.5 | 70 | 87.5 | 70 | 87.5 | 62.5 | 62.5 | 85 | 75 | 65 | 57.5 | 52.5 | 0 | 0 | 0 | DEER ASM DHW Wd
3009 | 8 | 21 | 0 | 0 | 0 | 0 | 0 | 0 | 0 | 0.086207 | 0.13793 | 0.60345 | 0.7069 | 1 | 0.86207 | 1 | 0.60345 | 0.60345 | 0.91379 | 0.96552 | 0.84483 | 0.74138 | 0.72414 | 0 | 0 | 0 | ; | DEER ASM DHW WeH |  |  |  |  | 3009 | 0 | 72.5 | 1 | DEER-ASM-Yr-DHW-WeH | 0 | Cst-Zeroes | 0 | Cst-Zeroes | 1 | 8 | 21 | 0 | 0 | 0 | 0 | 0 | 0 | 0 | 6.25 | 10 | 43.75 | 51.25 | 72.5 | 62.5 | 72.5 | 43.75 | 43.75 | 66.25 | 70 | 61.25 | 53.75 | 52.5 | 0 | 0 | 0 | DEER ASM DHW WeH
3010 | 8 | 18 | 0 | 0 | 0 | 0 | 0 | 0 | 0 | 0.6 | 0.6 | 1 | 1 | 1 | 1 | 1 | 0.5 | 0.5 | 0.5 | 0.5 | 0.1 | 0 | 0 | 0 | 0 | 0 | ; | DEER EPR ClOf IS Oc Wd |  |  |  |  | 3010 | 0 | 100 | 1 | DEER-EPR-ClOf-IS-Oc-Wd | 0 | Cst-Zeroes | 0 | Cst-Zeroes | 1 | 8 | 18 | 0 | 0 | 0 | 0 | 0 | 0 | 0 | 60 | 60 | 100 | 100 | 100 | 100 | 100 | 50 | 50 | 50 | 50 | 10 | 0 | 0 | 0 | 0 | 0 | DEER EPR ClOf IS Oc Wd
3011 | 8 | 16 | 0 | 0 | 0 | 0 | 0 | 0 | 0 | 1 | 1 | 1 | 1 | 1 | 1 | 1 | 1 | 1 | 0 | 0 | 0 | 0 | 0 | 0 | 0 | 0 | ; | DEER EPR ClOf IS Oc Sa |  |  |  |  | 3011 | 0 | 30 | 1 | DEER-EPR-ClOf-IS-Oc-Sa | 0 | Cst-Zeroes | 0 | Cst-Zeroes | 1 | 8 | 16 | 0 | 0 | 0 | 0 | 0 | 0 | 0 | 30 | 30 | 30 | 30 | 30 | 30 | 30 | 30 | 30 | 0 | 0 | 0 | 0 | 0 | 0 | 0 | 0 | DEER EPR ClOf IS Oc Sa
3012 | 6 | 20 | 0 | 0 | 0 | 0 | 0 | 0.57895 | 0.57895 | 0.57895 | 0.57895 | 1 | 1 | 1 | 1 | 1 | 1 | 0.52632 | 0.52632 | 0.52632 | 0.52632 | 0.31579 | 0.052632 | 0.052632 | 0.052632 | 0.052632 | ; | DEER EPR ClOf IS Lt Wd |  |  |  |  | 3012 | 5 | 100 | 1 | DEER-EPR-ClOf-IS-Lt-Wd | 0 | Cst-Zeroes | 0 | Cst-Zeroes | 1 | 6 | 20 | 5 | 5 | 5 | 5 | 5 | 60 | 60 | 60 | 60 | 100 | 100 | 100 | 100 | 100 | 100 | 55 | 55 | 55 | 55 | 35 | 10 | 10 | 10 | 10 | DEER EPR ClOf IS Lt Wd
3013 | 8 | 16 | 0 | 0 | 0 | 0 | 0 | 0 | 0 | 1 | 1 | 1 | 1 | 1 | 1 | 1 | 1 | 1 | 0 | 0 | 0 | 0 | 0 | 0 | 0 | 0 | ; | DEER EPR ClOf IS Lt Sa |  |  |  |  | 3013 | 5 | 30 | 1 | DEER-EPR-ClOf-IS-Lt-Sa | 0 | Cst-Zeroes | 0 | Cst-Zeroes | 1 | 8 | 16 | 5 | 5 | 5 | 5 | 5 | 5 | 5 | 30 | 30 | 30 | 30 | 30 | 30 | 30 | 30 | 30 | 5 | 5 | 5 | 5 | 5 | 5 | 5 | 5 | DEER EPR ClOf IS Lt Sa
3014 | 10 | 20 | 0 | 0 | 0 | 0 | 0 | 0 | 0 | 0 | 0 | 0.78947 | 1 | 1 | 1 | 1 | 1 | 0.52632 | 0.52632 | 0.31579 | 0.31579 | 0.31579 | 0.052632 | 0.052632 | 0.052632 | 0.052632 | ; | DEER EPR ClOf IS Eq Wd |  |  |  |  | 3014 | 5 | 100 | 1 | DEER-EPR-ClOf-IS-Eq-Wd | 0 | Cst-Zeroes | 0 | Cst-Zeroes | 1 | 10 | 20 | 5 | 5 | 5 | 5 | 5 | 5 | 5 | 5 | 5 | 80 | 100 | 100 | 100 | 100 | 100 | 55 | 55 | 35 | 35 | 35 | 10 | 10 | 10 | 10 | DEER EPR ClOf IS Eq Wd
3015 | 8 | 16 | 0 | 0 | 0 | 0 | 0 | 0 | 0 | 1 | 1 | 1 | 1 | 1 | 1 | 1 | 1 | 1 | 0 | 0 | 0 | 0 | 0 | 0 | 0 | 0 | ; | DEER EPR ClOf IS Eq Sa |  |  |  |  | 3015 | 5 | 40 | 1 | DEER-EPR-ClOf-IS-Eq-Sa | 0 | Cst-Zeroes | 0 | Cst-Zeroes | 1 | 8 | 16 | 5 | 5 | 5 | 5 | 5 | 5 | 5 | 40 | 40 | 40 | 40 | 40 | 40 | 40 | 40 | 40 | 5 | 5 | 5 | 5 | 5 | 5 | 5 | 5 | DEER EPR ClOf IS Eq Sa
3016 | 8 | 16 | 0 | 0 | 0 | 0 | 0 | 0 | 0 | 0.25 | 1 | 1 | 1 | 1 | 0.7 | 1 | 1 | 0.3 | 0.3 | 0 | 0 | 0 | 0 | 0 | 0 | 0 | ; | DEER EPR Gym IS Oc Wd |  |  |  |  | 3016 | 0 | 100 | 1 | DEER-EPR-Gym-IS-Oc-Wd | 0 | Cst-Zeroes | 0 | Cst-Zeroes | 1 | 8 | 16 | 0 | 0 | 0 | 0 | 0 | 0 | 0 | 25 | 100 | 100 | 100 | 100 | 70 | 100 | 100 | 30 | 30 | 0 | 0 | 0 | 0 | 0 | 0 | 0 | DEER EPR Gym IS Oc Wd
3017 | 9 | 13 | 0 | 0 | 0 | 0 | 0 | 0 | 0 | 0 | 0.25 | 1 | 1 | 1 | 0.125 | 0 | 0 | 0 | 0 | 0 | 0 | 0 | 0 | 0 | 0 | 0 | ; | DEER EPR Gym IS Oc Sa |  |  |  |  | 3017 | 0 | 40 | 1 | DEER-EPR-Gym-IS-Oc-Sa | 0 | Cst-Zeroes | 0 | Cst-Zeroes | 1 | 9 | 13 | 0 | 0 | 0 | 0 | 0 | 0 | 0 | 0 | 10 | 40 | 40 | 40 | 5 | 0 | 0 | 0 | 0 | 0 | 0 | 0 | 0 | 0 | 0 | 0 | DEER EPR Gym IS Oc Sa
3018 | 8 | 18 | 0 | 0 | 0 | 0 | 0 | 0 | 0 | 0.64286 | 1 | 1 | 1 | 1 | 0.85714 | 1 | 1 | 0.64286 | 0.64286 | 0.64286 | 0 | 0 | 0 | 0 | 0 | 0 | ; | DEER EPR Gym IS Lt Wd |  |  |  |  | 3018 | 5 | 75 | 1 | DEER-EPR-Gym-IS-Lt-Wd | 0 | Cst-Zeroes | 0 | Cst-Zeroes | 1 | 8 | 18 | 5 | 5 | 5 | 5 | 5 | 5 | 5 | 50 | 75 | 75 | 75 | 75 | 65 | 75 | 75 | 50 | 50 | 50 | 5 | 5 | 5 | 5 | 5 | 5 | DEER EPR Gym IS Lt Wd
3019 | 8 | 17 | 0 | 0 | 0 | 0 | 0 | 0 | 0 | 0.175 | 1 | 1 | 1 | 1 | 1 | 1 | 1 | 1 | 1 | 1 | 0 | 0 | 0 | 0 | 0 | 0 | ; | DEER EPR Gym IS Lt Sa |  |  |  |  | 3019 | 5 | 45 | 1 | DEER-EPR-Gym-IS-Lt-Sa | 0 | Cst-Zeroes | 0 | Cst-Zeroes | 1 | 8 | 17 | 5 | 5 | 5 | 5 | 5 | 5 | 5 | 12 | 45 | 45 | 45 | 45 | 45 | 45 | 45 | 45 | 45 | 45 | 5 | 5 | 5 | 5 | 5 | 5 | DEER EPR Gym IS Lt Sa
3020 | 8 | 17 | 0 | 0 | 0 | 0 | 0 | 0 | 0 | 0.41176 | 1 | 1 | 1 | 1 | 1 | 1 | 1 | 1 | 1 | 0 | 0 | 0 | 0 | 0 | 0 | 0 | ; | DEER EPR Gym IS Eq Wd |  |  |  |  | 3020 | 15 | 100 | 1 | DEER-EPR-Gym-IS-Eq-Wd | 0 | Cst-Zeroes | 0 | Cst-Zeroes | 1 | 8 | 17 | 15 | 15 | 15 | 15 | 15 | 15 | 15 | 50 | 100 | 100 | 100 | 100 | 100 | 100 | 100 | 100 | 100 | 15 | 15 | 15 | 15 | 15 | 15 | 15 | DEER EPR Gym IS Eq Wd
3021 | 9 | 15 | 0 | 0 | 0 | 0 | 0 | 0 | 0 | 0 | 1 | 1 | 1 | 1 | 1 | 1 | 1 | 0 | 0 | 0 | 0 | 0 | 0 | 0 | 0 | 0 | ; | DEER EPR Gym IS Eq WeH |  |  |  |  | 3021 | 15 | 45 | 1 | DEER-EPR-Gym-IS-Eq-WeH | 0 | Cst-Zeroes | 0 | Cst-Zeroes | 1 | 9 | 15 | 15 | 15 | 15 | 15 | 15 | 15 | 15 | 15 | 45 | 45 | 45 | 45 | 45 | 45 | 45 | 15 | 15 | 15 | 15 | 15 | 15 | 15 | 15 | 15 | DEER EPR Gym IS Eq WeH
3022 | 12 | 14 | 0 | 0 | 0 | 0 | 0 | 0 | 0 | 0 | 0 | 0 | 0 | 0.2 | 1 | 0.6 | 0 | 0 | 0 | 0 | 0 | 0 | 0 | 0 | 0 | 0 | ; | DEER EPR Din IS Oc Wd |  |  |  |  | 3022 | 0 | 50 | 1 | DEER-EPR-Din-IS-Oc-Wd | 0 | Cst-Zeroes | 0 | Cst-Zeroes | 1 | 12 | 14 | 0 | 0 | 0 | 0 | 0 | 0 | 0 | 0 | 0 | 0 | 0 | 10 | 50 | 30 | 0 | 0 | 0 | 0 | 0 | 0 | 0 | 0 | 0 | 0 | DEER EPR Din IS Oc Wd
3023 | 11 | 15 | 0 | 0 | 0 | 0 | 0 | 0 | 0 | 0 | 0 | 0 | 1 | 1 | 1 | 1 | 1 | 0 | 0 | 0 | 0 | 0 | 0 | 0 | 0 | 0 | ; | DEER EPR Din IS Lt Wd |  |  |  |  | 3023 | 5 | 100 | 1 | DEER-EPR-Din-IS-Lt-Wd | 0 | Cst-Zeroes | 0 | Cst-Zeroes | 1 | 11 | 15 | 5 | 5 | 5 | 5 | 5 | 5 | 5 | 5 | 5 | 5 | 100 | 100 | 100 | 100 | 100 | 5 | 5 | 5 | 5 | 5 | 5 | 5 | 5 | 5 | DEER EPR Din IS Lt Wd
3024 | 11 | 15 | 0 | 0 | 0 | 0 | 0 | 0 | 0 | 0 | 0 | 0 | 1 | 1 | 1 | 1 | 1 | 0 | 0 | 0 | 0 | 0 | 0 | 0 | 0 | 0 | ; | DEER EPR Din IS Eq Wd |  |  |  |  | 3024 | 5 | 100 | 1 | DEER-EPR-Din-IS-Eq-Wd | 0 | Cst-Zeroes | 0 | Cst-Zeroes | 1 | 11 | 15 | 5 | 5 | 5 | 5 | 5 | 5 | 5 | 5 | 5 | 5 | 100 | 100 | 100 | 100 | 100 | 5 | 5 | 5 | 5 | 5 | 5 | 5 | 5 | 5 | DEER EPR Din IS Eq Wd
3025 | 11 | 14 | 0 | 0 | 0 | 0 | 0 | 0 | 0 | 0 | 0 | 0 | 1 | 1 | 1 | 1 | 0 | 0 | 0 | 0 | 0 | 0 | 0 | 0 | 0 | 0 | ; | DEER EPR Kit IS Oc Wd |  |  |  |  | 3025 | 0 | 100 | 1 | DEER-EPR-Kit-IS-Oc-Wd | 0 | Cst-Zeroes | 0 | Cst-Zeroes | 1 | 11 | 14 | 0 | 0 | 0 | 0 | 0 | 0 | 0 | 0 | 0 | 0 | 100 | 100 | 100 | 100 | 0 | 0 | 0 | 0 | 0 | 0 | 0 | 0 | 0 | 0 | DEER EPR Kit IS Oc Wd
3026 | 11 | 14 | 0 | 0 | 0 | 0 | 0 | 0 | 0 | 0 | 0 | 0 | 1 | 1 | 1 | 1 | 0 | 0 | 0 | 0 | 0 | 0 | 0 | 0 | 0 | 0 | ; | DEER EPR Kit IS Lt Wd |  |  |  |  | 3026 | 5 | 100 | 1 | DEER-EPR-Kit-IS-Lt-Wd | 0 | Cst-Zeroes | 0 | Cst-Zeroes | 1 | 11 | 14 | 5 | 5 | 5 | 5 | 5 | 5 | 5 | 5 | 5 | 5 | 100 | 100 | 100 | 100 | 5 | 5 | 5 | 5 | 5 | 5 | 5 | 5 | 5 | 5 | DEER EPR Kit IS Lt Wd
3027 | 9 | 13 | 0 | 0 | 0 | 0 | 0 | 0 | 0 | 0 | 0.29412 | 0.52941 | 0.76471 | 1 | 0.64706 | 0 | 0 | 0 | 0 | 0 | 0 | 0 | 0 | 0 | 0 | 0 | ; | DEER EPR Kit IS Eq Wd |  |  |  |  | 3027 | 15 | 100 | 1 | DEER-EPR-Kit-IS-Eq-Wd | 0 | Cst-Zeroes | 0 | Cst-Zeroes | 1 | 9 | 13 | 15 | 15 | 15 | 15 | 15 | 15 | 15 | 15 | 40 | 60 | 80 | 100 | 70 | 15 | 15 | 15 | 15 | 15 | 15 | 15 | 15 | 15 | 15 | 15 | DEER EPR Kit IS Eq Wd
3028 | 9 | 14 | 0 | 0 | 0 | 0 | 0 | 0 | 0 | 0 | 0.3 | 0.3 | 1 | 1 | 0.7 | 0.4 | 0 | 0 | 0 | 0 | 0 | 0 | 0 | 0 | 0 | 0 | ; | DEER EPR Kit IS Ck Wd |  |  |  |  | 3028 | 0 | 100 | 1 | DEER-EPR-Kit-IS-Ck-Wd | 0 | Cst-Zeroes | 0 | Cst-Zeroes | 1 | 9 | 14 | 0 | 0 | 0 | 0 | 0 | 0 | 0 | 0 | 30 | 30 | 100 | 100 | 70 | 40 | 0 | 0 | 0 | 0 | 0 | 0 | 0 | 0 | 0 | 0 | DEER EPR Kit IS Ck Wd
3029 | 8 | 18 | 0 | 0 | 0 | 0 | 0 | 0 | 0 | 0.6 | 0.6 | 1 | 1 | 1 | 1 | 1 | 0.5 | 0.5 | 0.5 | 0.5 | 0.1 | 0 | 0 | 0 | 0 | 0 | ; | DEER EPR IS DHW Wd |  |  |  |  | 3029 | 0 | 100 | 1 | DEER-EPR-IS-DHW-Wd | 0 | Cst-Zeroes | 0 | Cst-Zeroes | 1 | 8 | 18 | 0 | 0 | 0 | 0 | 0 | 0 | 0 | 60 | 60 | 100 | 100 | 100 | 100 | 100 | 50 | 50 | 50 | 50 | 10 | 0 | 0 | 0 | 0 | 0 | DEER EPR IS DHW Wd
3030 | 8 | 16 | 0 | 0 | 0 | 0 | 0 | 0 | 0 | 1 | 1 | 1 | 1 | 1 | 1 | 1 | 1 | 1 | 0 | 0 | 0 | 0 | 0 | 0 | 0 | 0 | ; | DEER EPR IS DHW Sa |  |  |  |  | 3030 | 0 | 30 | 1 | DEER-EPR-IS-DHW-Sa | 0 | Cst-Zeroes | 0 | Cst-Zeroes | 1 | 8 | 16 | 0 | 0 | 0 | 0 | 0 | 0 | 0 | 30 | 30 | 30 | 30 | 30 | 30 | 30 | 30 | 30 | 0 | 0 | 0 | 0 | 0 | 0 | 0 | 0 | DEER EPR IS DHW Sa
3031 | 8 | 18 | 0 | 0 | 0 | 0 | 0 | 0 | 0 | 0.6 | 0.6 | 1 | 1 | 1 | 1 | 1 | 0.5 | 0.5 | 0.5 | 0.5 | 0.1 | 0 | 0 | 0 | 0 | 0 | ; | DEER ESE Cls IS Oc Wd |  |  |  |  | 3031 | 0 | 100 | 1 | DEER-ESE-Cls-IS-Oc-Wd | 0 | Cst-Zeroes | 0 | Cst-Zeroes | 1 | 8 | 18 | 0 | 0 | 0 | 0 | 0 | 0 | 0 | 60 | 60 | 100 | 100 | 100 | 100 | 100 | 50 | 50 | 50 | 50 | 10 | 0 | 0 | 0 | 0 | 0 | DEER ESE Cls IS Oc Wd
3032 | 8 | 16 | 0 | 0 | 0 | 0 | 0 | 0 | 0 | 1 | 1 | 1 | 1 | 1 | 1 | 1 | 1 | 1 | 0 | 0 | 0 | 0 | 0 | 0 | 0 | 0 | ; | DEER ESE Cls IS Oc Sa |  |  |  |  | 3032 | 0 | 30 | 1 | DEER-ESE-Cls-IS-Oc-Sa | 0 | Cst-Zeroes | 0 | Cst-Zeroes | 1 | 8 | 16 | 0 | 0 | 0 | 0 | 0 | 0 | 0 | 30 | 30 | 30 | 30 | 30 | 30 | 30 | 30 | 30 | 0 | 0 | 0 | 0 | 0 | 0 | 0 | 0 | DEER ESE Cls IS Oc Sa
3033 | 6 | 20 | 0 | 0 | 0 | 0 | 0 | 0.57895 | 0.57895 | 0.57895 | 0.57895 | 1 | 1 | 1 | 1 | 1 | 1 | 0.52632 | 0.52632 | 0.52632 | 0.52632 | 0.31579 | 0.052632 | 0.052632 | 0.052632 | 0.052632 | ; | DEER ESE Cls IS Lt Wd |  |  |  |  | 3033 | 5 | 100 | 1 | DEER-ESE-Cls-IS-Lt-Wd | 0 | Cst-Zeroes | 0 | Cst-Zeroes | 1 | 6 | 20 | 5 | 5 | 5 | 5 | 5 | 60 | 60 | 60 | 60 | 100 | 100 | 100 | 100 | 100 | 100 | 55 | 55 | 55 | 55 | 35 | 10 | 10 | 10 | 10 | DEER ESE Cls IS Lt Wd
3034 | 8 | 16 | 0 | 0 | 0 | 0 | 0 | 0 | 0 | 1 | 1 | 1 | 1 | 1 | 1 | 1 | 1 | 1 | 0 | 0 | 0 | 0 | 0 | 0 | 0 | 0 | ; | DEER ESE Cls IS Lt Sa |  |  |  |  | 3034 | 5 | 30 | 1 | DEER-ESE-Cls-IS-Lt-Sa | 0 | Cst-Zeroes | 0 | Cst-Zeroes | 1 | 8 | 16 | 5 | 5 | 5 | 5 | 5 | 5 | 5 | 30 | 30 | 30 | 30 | 30 | 30 | 30 | 30 | 30 | 5 | 5 | 5 | 5 | 5 | 5 | 5 | 5 | DEER ESE Cls IS Lt Sa
3035 | 10 | 19 | 0 | 0 | 0 | 0 | 0 | 0 | 0 | 0 | 0 | 0.78947 | 1 | 1 | 1 | 1 | 1 | 0.52632 | 0.52632 | 0.31579 | 0.31579 | 0.31579 | 0.052632 | 0.052632 | 0.052632 | 0.052632 | ; | DEER ESE Cls IS Eq Wd |  |  |  |  | 3035 | 5 | 100 | 1 | DEER-ESE-Cls-IS-Eq-Wd | 0 | Cst-Zeroes | 0 | Cst-Zeroes | 1 | 10 | 19 | 5 | 5 | 5 | 5 | 5 | 5 | 5 | 5 | 5 | 80 | 100 | 100 | 100 | 100 | 100 | 55 | 55 | 35 | 35 | 35 | 10 | 10 | 10 | 10 | DEER ESE Cls IS Eq Wd
3036 | 8 | 16 | 0 | 0 | 0 | 0 | 0 | 0 | 0 | 1 | 1 | 1 | 1 | 1 | 1 | 1 | 1 | 1 | 0 | 0 | 0 | 0 | 0 | 0 | 0 | 0 | ; | DEER ESE Cls IS Eq Sa |  |  |  |  | 3036 | 5 | 40 | 1 | DEER-ESE-Cls-IS-Eq-Sa | 0 | Cst-Zeroes | 0 | Cst-Zeroes | 1 | 8 | 16 | 5 | 5 | 5 | 5 | 5 | 5 | 5 | 40 | 40 | 40 | 40 | 40 | 40 | 40 | 40 | 40 | 5 | 5 | 5 | 5 | 5 | 5 | 5 | 5 | DEER ESE Cls IS Eq Sa
3037 | 7 | 17 | 0 | 0 | 0 | 0 | 0 | 0 | 0.2 | 0.2 | 1 | 1 | 1 | 1 | 1 | 1 | 1 | 1 | 1 | 0 | 0 | 0 | 0 | 0 | 0 | 0 | ; | DEER ESE Off IS Oc Wd |  |  |  |  | 3037 | 0 | 100 | 1 | DEER-ESE-Off-IS-Oc-Wd | 0 | Cst-Zeroes | 0 | Cst-Zeroes | 1 | 7 | 17 | 0 | 0 | 0 | 0 | 0 | 0 | 20 | 20 | 100 | 100 | 100 | 100 | 100 | 100 | 100 | 100 | 100 | 0 | 0 | 0 | 0 | 0 | 0 | 0 | DEER ESE Off IS Oc Wd
3038 | 6 | 17 | 0 | 0 | 0 | 0 | 0 | 0.26316 | 0.26316 | 0.26316 | 1 | 1 | 1 | 1 | 1 | 1 | 1 | 1 | 1 | 0 | 0 | 0 | 0 | 0 | 0 | 0 | ; | DEER ESE Off IS Lt Wd |  |  |  |  | 3038 | 5 | 100 | 1 | DEER-ESE-Off-IS-Lt-Wd | 0 | Cst-Zeroes | 0 | Cst-Zeroes | 1 | 6 | 17 | 5 | 5 | 5 | 5 | 5 | 30 | 30 | 30 | 100 | 100 | 100 | 100 | 100 | 100 | 100 | 100 | 100 | 5 | 5 | 5 | 5 | 5 | 5 | 5 | DEER ESE Off IS Lt Wd
3039 | 9 | 17 | 0 | 0 | 0 | 0 | 0 | 0 | 0 | 0 | 0.78947 | 1 | 1 | 1 | 1 | 1 | 1 | 1 | 1 | 0 | 0 | 0 | 0 | 0 | 0 | 0 | ; | DEER ESE Off IS Eq Wd |  |  |  |  | 3039 | 5 | 100 | 1 | DEER-ESE-Off-IS-Eq-Wd | 0 | Cst-Zeroes | 0 | Cst-Zeroes | 1 | 9 | 17 | 5 | 5 | 5 | 5 | 5 | 5 | 5 | 5 | 80 | 100 | 100 | 100 | 100 | 100 | 100 | 100 | 100 | 5 | 5 | 5 | 5 | 5 | 5 | 5 | DEER ESE Off IS Eq Wd
3040 | 9 | 16 | 0 | 0 | 0 | 0 | 0 | 0 | 0 | 0.1 | 1 | 1 | 1 | 1 | 0.3 | 1 | 1 | 1 | 0.1 | 0.05 | 0.05 | 0.05 | 0 | 0 | 0 | 0 | ; | DEER ESE Gym IS Oc Wd |  |  |  |  | 3040 | 0 | 100 | 1 | DEER-ESE-Gym-IS-Oc-Wd | 0 | Cst-Zeroes | 0 | Cst-Zeroes | 1 | 9 | 16 | 0 | 0 | 0 | 0 | 0 | 0 | 0 | 10 | 100 | 100 | 100 | 100 | 30 | 100 | 100 | 100 | 10 | 5 | 5 | 5 | 0 | 0 | 0 | 0 | DEER ESE Gym IS Oc Wd
3041 | 9 | 17 | 0 | 0 | 0 | 0 | 0 | 0 | 0 | 0 | 0.33333 | 1 | 1 | 1 | 0.16667 | 0.33333 | 0.33333 | 0.33333 | 0.33333 | 0 | 0 | 0 | 0 | 0 | 0 | 0 | ; | DEER ESE Gym IS Oc Sa |  |  |  |  | 3041 | 0 | 30 | 1 | DEER-ESE-Gym-IS-Oc-Sa | 0 | Cst-Zeroes | 0 | Cst-Zeroes | 1 | 9 | 17 | 0 | 0 | 0 | 0 | 0 | 0 | 0 | 0 | 10 | 30 | 30 | 30 | 5 | 10 | 10 | 10 | 10 | 0 | 0 | 0 | 0 | 0 | 0 | 0 | DEER ESE Gym IS Oc Sa
3042 | 8 | 21 | 0 | 0 | 0 | 0 | 0 | 0 | 0 | 0.5625 | 1 | 1 | 1 | 1 | 0.875 | 1 | 1 | 1 | 0.4375 | 0.4375 | 0.4375 | 0.1875 | 0.1875 | 0.1875 | 0 | 0 | ; | DEER ESE Gym IS Lt Wd |  |  |  |  | 3042 | 5 | 85 | 1 | DEER-ESE-Gym-IS-Lt-Wd | 0 | Cst-Zeroes | 0 | Cst-Zeroes | 1 | 8 | 21 | 5 | 5 | 5 | 5 | 5 | 5 | 5 | 50 | 85 | 85 | 85 | 85 | 75 | 85 | 85 | 85 | 40 | 40 | 40 | 20 | 20 | 20 | 5 | 5 | DEER ESE Gym IS Lt Wd
3043 | 9 | 18 | 0 | 0 | 0 | 0 | 0 | 0 | 0 | 0 | 0.36364 | 1 | 1 | 1 | 0.81818 | 0.63636 | 0.63636 | 0.63636 | 0.63636 | 0.63636 | 0 | 0 | 0 | 0 | 0 | 0 | ; | DEER ESE Gym IS Lt Sa |  |  |  |  | 3043 | 5 | 60 | 1 | DEER-ESE-Gym-IS-Lt-Sa | 0 | Cst-Zeroes | 0 | Cst-Zeroes | 1 | 9 | 18 | 5 | 5 | 5 | 5 | 5 | 5 | 5 | 5 | 25 | 60 | 60 | 60 | 50 | 40 | 40 | 40 | 40 | 40 | 5 | 5 | 5 | 5 | 5 | 5 | DEER ESE Gym IS Lt Sa
3044 | 9 | 18 | 0 | 0 | 0 | 0 | 0 | 0 | 0 | 0 | 0.25 | 1 | 1 | 1 | 0.625 | 0.5 | 0.5 | 0.5 | 0.5 | 0.5 | 0 | 0 | 0 | 0 | 0 | 0 | ; | DEER ESE Gym IS Lt SuH |  |  |  |  | 3044 | 5 | 45 | 1 | DEER-ESE-Gym-IS-Lt-SuH | 0 | Cst-Zeroes | 0 | Cst-Zeroes | 1 | 9 | 18 | 5 | 5 | 5 | 5 | 5 | 5 | 5 | 5 | 15 | 45 | 45 | 45 | 30 | 25 | 25 | 25 | 25 | 25 | 5 | 5 | 5 | 5 | 5 | 5 | DEER ESE Gym IS Lt SuH
3045 | 8 | 17 | 0 | 0 | 0 | 0 | 0 | 0 | 0 | 0.47368 | 0.68421 | 0.73684 | 0.73684 | 1 | 0.78947 | 0.63158 | 0.47368 | 0.42105 | 0.31579 | 0 | 0 | 0 | 0 | 0 | 0 | 0 | ; | DEER ESE Gym IS Eq Wd |  |  |  |  | 3045 | 5 | 100 | 1 | DEER-ESE-Gym-IS-Eq-Wd | 0 | Cst-Zeroes | 0 | Cst-Zeroes | 1 | 8 | 17 | 5 | 5 | 5 | 5 | 5 | 5 | 5 | 50 | 70 | 75 | 75 | 100 | 80 | 65 | 50 | 45 | 35 | 5 | 5 | 5 | 5 | 5 | 5 | 5 | DEER ESE Gym IS Eq Wd
3046 | 9 | 15 | 0 | 0 | 0 | 0 | 0 | 0 | 0 | 0 | 1 | 1 | 1 | 1 | 1 | 1 | 1 | 0 | 0 | 0 | 0 | 0 | 0 | 0 | 0 | 0 | ; | DEER ESE Gym IS Eq Sa |  |  |  |  | 3046 | 5 | 45 | 1 | DEER-ESE-Gym-IS-Eq-Sa | 0 | Cst-Zeroes | 0 | Cst-Zeroes | 1 | 9 | 15 | 5 | 5 | 5 | 5 | 5 | 5 | 5 | 5 | 45 | 45 | 45 | 45 | 45 | 45 | 45 | 5 | 5 | 5 | 5 | 5 | 5 | 5 | 5 | 5 | DEER ESE Gym IS Eq Sa
3047 | 9 | 15 | 0 | 0 | 0 | 0 | 0 | 0 | 0 | 0 | 1 | 1 | 1 | 1 | 1 | 1 | 1 | 0 | 0 | 0 | 0 | 0 | 0 | 0 | 0 | 0 | ; | DEER ESE Gym IS Eq SuH |  |  |  |  | 3047 | 5 | 25 | 1 | DEER-ESE-Gym-IS-Eq-SuH | 0 | Cst-Zeroes | 0 | Cst-Zeroes | 1 | 9 | 15 | 5 | 5 | 5 | 5 | 5 | 5 | 5 | 5 | 25 | 25 | 25 | 25 | 25 | 25 | 25 | 5 | 5 | 5 | 5 | 5 | 5 | 5 | 5 | 5 | DEER ESE Gym IS Eq SuH
3048 | 9 | 18 | 0 | 0 | 0 | 0 | 0 | 0 | 0 | 0 | 1 | 1 | 1 | 1 | 1 | 1 | 1 | 1 | 1 | 1 | 0 | 0 | 0 | 0 | 0 | 0 | ; | DEER ESE Din IS Oc Wd |  |  |  |  | 3048 | 0 | 100 | 1 | DEER-ESE-Din-IS-Oc-Wd | 0 | Cst-Zeroes | 0 | Cst-Zeroes | 1 | 9 | 18 | 0 | 0 | 0 | 0 | 0 | 0 | 0 | 0 | 100 | 100 | 100 | 100 | 100 | 100 | 100 | 100 | 100 | 100 | 0 | 0 | 0 | 0 | 0 | 0 | DEER ESE Din IS Oc Wd
3049 | 12 | 16 | 0 | 0 | 0 | 0 | 0 | 0 | 0 | 0 | 0.14286 | 0.14286 | 0.14286 | 0.5 | 1 | 0.42857 | 0.14286 | 0.14286 | 0.14286 | 0 | 0 | 0 | 0 | 0 | 0 | 0 | ; | DEER ESE Din IS Oc Sa |  |  |  |  | 3049 | 0 | 70 | 1 | DEER-ESE-Din-IS-Oc-Sa | 0 | Cst-Zeroes | 0 | Cst-Zeroes | 1 | 12 | 16 | 0 | 0 | 0 | 0 | 0 | 0 | 0 | 0 | 10 | 10 | 10 | 35 | 70 | 30 | 10 | 10 | 10 | 0 | 0 | 0 | 0 | 0 | 0 | 0 | DEER ESE Din IS Oc Sa
3050 | 9 | 18 | 0 | 0 | 0 | 0 | 0 | 0 | 0 | 0 | 1 | 1 | 1 | 1 | 1 | 1 | 1 | 1 | 1 | 1 | 0 | 0 | 0 | 0 | 0 | 0 | ; | DEER ESE Din IS Lt Wd |  |  |  |  | 3050 | 5 | 100 | 1 | DEER-ESE-Din-IS-Lt-Wd | 0 | Cst-Zeroes | 0 | Cst-Zeroes | 1 | 9 | 18 | 5 | 5 | 5 | 5 | 5 | 5 | 5 | 5 | 100 | 100 | 100 | 100 | 100 | 100 | 100 | 100 | 100 | 100 | 5 | 5 | 5 | 5 | 5 | 5 | DEER ESE Din IS Lt Wd
3051 | 9 | 18 | 0 | 0 | 0 | 0 | 0 | 0 | 0 | 0 | 1 | 1 | 1 | 1 | 1 | 1 | 1 | 1 | 1 | 1 | 0 | 0 | 0 | 0 | 0 | 0 | ; | DEER ESE Din IS Lt WeH |  |  |  |  | 3051 | 5 | 60 | 1 | DEER-ESE-Din-IS-Lt-WeH | 0 | Cst-Zeroes | 0 | Cst-Zeroes | 1 | 9 | 18 | 5 | 5 | 5 | 5 | 5 | 5 | 5 | 5 | 60 | 60 | 60 | 60 | 60 | 60 | 60 | 60 | 60 | 60 | 5 | 5 | 5 | 5 | 5 | 5 | DEER ESE Din IS Lt WeH
3052 | 9 | 18 | 0 | 0 | 0 | 0 | 0 | 0 | 0 | 0 | 1 | 1 | 1 | 1 | 1 | 1 | 1 | 1 | 1 | 1 | 0 | 0 | 0 | 0 | 0 | 0 | ; | DEER ESE Din IS Eq Wd |  |  |  |  | 3052 | 5 | 100 | 1 | DEER-ESE-Din-IS-Eq-Wd | 0 | Cst-Zeroes | 0 | Cst-Zeroes | 1 | 9 | 18 | 5 | 5 | 5 | 5 | 5 | 5 | 5 | 5 | 100 | 100 | 100 | 100 | 100 | 100 | 100 | 100 | 100 | 100 | 5 | 5 | 5 | 5 | 5 | 5 | DEER ESE Din IS Eq Wd
3053 | 9 | 18 | 0 | 0 | 0 | 0 | 0 | 0 | 0 | 0 | 1 | 1 | 1 | 1 | 1 | 1 | 1 | 1 | 1 | 1 | 0 | 0 | 0 | 0 | 0 | 0 | ; | DEER ESE Din IS Eq WeH |  |  |  |  | 3053 | 5 | 60 | 1 | DEER-ESE-Din-IS-Eq-WeH | 0 | Cst-Zeroes | 0 | Cst-Zeroes | 1 | 9 | 18 | 5 | 5 | 5 | 5 | 5 | 5 | 5 | 5 | 60 | 60 | 60 | 60 | 60 | 60 | 60 | 60 | 60 | 60 | 5 | 5 | 5 | 5 | 5 | 5 | DEER ESE Din IS Eq WeH
3054 | 11 | 14 | 0 | 0 | 0 | 0 | 0 | 0 | 0 | 0 | 0 | 0 | 1 | 1 | 1 | 1 | 0 | 0 | 0 | 0 | 0 | 0 | 0 | 0 | 0 | 0 | ; | DEER ESE Kit IS Oc Wd |  |  |  |  | 3054 | 0 | 100 | 1 | DEER-ESE-Kit-IS-Oc-Wd | 0 | Cst-Zeroes | 0 | Cst-Zeroes | 1 | 11 | 14 | 0 | 0 | 0 | 0 | 0 | 0 | 0 | 0 | 0 | 0 | 100 | 100 | 100 | 100 | 0 | 0 | 0 | 0 | 0 | 0 | 0 | 0 | 0 | 0 | DEER ESE Kit IS Oc Wd
3055 | 11 | 14 | 0 | 0 | 0 | 0 | 0 | 0 | 0 | 0 | 0 | 0 | 1 | 1 | 1 | 1 | 0 | 0 | 0 | 0 | 0 | 0 | 0 | 0 | 0 | 0 | ; | DEER ESE Kit IS Lt Wd |  |  |  |  | 3055 | 5 | 100 | 1 | DEER-ESE-Kit-IS-Lt-Wd | 0 | Cst-Zeroes | 0 | Cst-Zeroes | 1 | 11 | 14 | 5 | 5 | 5 | 5 | 5 | 5 | 5 | 5 | 5 | 5 | 100 | 100 | 100 | 100 | 5 | 5 | 5 | 5 | 5 | 5 | 5 | 5 | 5 | 5 | DEER ESE Kit IS Lt Wd
3056 | 11 | 14 | 0 | 0 | 0 | 0 | 0 | 0 | 0 | 0 | 0 | 0 | 1 | 1 | 1 | 1 | 0 | 0 | 0 | 0 | 0 | 0 | 0 | 0 | 0 | 0 | ; | DEER ESE Kit IS Eq Wd |  |  |  |  | 3056 | 5 | 100 | 1 | DEER-ESE-Kit-IS-Eq-Wd | 0 | Cst-Zeroes | 0 | Cst-Zeroes | 1 | 11 | 14 | 5 | 5 | 5 | 5 | 5 | 5 | 5 | 5 | 5 | 5 | 100 | 100 | 100 | 100 | 5 | 5 | 5 | 5 | 5 | 5 | 5 | 5 | 5 | 5 | DEER ESE Kit IS Eq Wd
3057 | 11 | 13 | 0 | 0 | 0 | 0 | 0 | 0 | 0 | 0 | 0 | 0 | 1 | 1 | 0.8 | 0 | 0 | 0 | 0 | 0 | 0 | 0 | 0 | 0 | 0 | 0 | ; | DEER ESE Kit IS Ck Wd |  |  |  |  | 3057 | 0 | 100 | 1 | DEER-ESE-Kit-IS-Ck-Wd | 0 | Cst-Zeroes | 0 | Cst-Zeroes | 1 | 11 | 13 | 0 | 0 | 0 | 0 | 0 | 0 | 0 | 0 | 0 | 0 | 100 | 100 | 80 | 0 | 0 | 0 | 0 | 0 | 0 | 0 | 0 | 0 | 0 | 0 | DEER ESE Kit IS Ck Wd
3058 | 8 | 18 | 0 | 0 | 0 | 0 | 0 | 0 | 0 | 0.6 | 0.6 | 1 | 1 | 1 | 1 | 1 | 0.5 | 0.5 | 0.5 | 0.5 | 0.1 | 0 | 0 | 0 | 0 | 0 | ; | DEER ESE Cmp IS Oc Wd |  |  |  |  | 3058 | 0 | 100 | 1 | DEER-ESE-Cmp-IS-Oc-Wd | 0 | Cst-Zeroes | 0 | Cst-Zeroes | 1 | 8 | 18 | 0 | 0 | 0 | 0 | 0 | 0 | 0 | 60 | 60 | 100 | 100 | 100 | 100 | 100 | 50 | 50 | 50 | 50 | 10 | 0 | 0 | 0 | 0 | 0 | DEER ESE Cmp IS Oc Wd
3059 | 8 | 16 | 0 | 0 | 0 | 0 | 0 | 0 | 0 | 1 | 1 | 1 | 1 | 1 | 1 | 1 | 1 | 1 | 0 | 0 | 0 | 0 | 0 | 0 | 0 | 0 | ; | DEER ESE Cmp IS Oc Sa |  |  |  |  | 3059 | 0 | 30 | 1 | DEER-ESE-Cmp-IS-Oc-Sa | 0 | Cst-Zeroes | 0 | Cst-Zeroes | 1 | 8 | 16 | 0 | 0 | 0 | 0 | 0 | 0 | 0 | 30 | 30 | 30 | 30 | 30 | 30 | 30 | 30 | 30 | 0 | 0 | 0 | 0 | 0 | 0 | 0 | 0 | DEER ESE Cmp IS Oc Sa
3060 | 6 | 19 | 0 | 0 | 0 | 0 | 0 | 0.57895 | 0.57895 | 0.57895 | 0.57895 | 1 | 1 | 1 | 1 | 1 | 1 | 0.52632 | 0.52632 | 0.52632 | 0.52632 | 0.31579 | 0.052632 | 0.052632 | 0.052632 | 0.052632 | ; | DEER ESE Cmp IS Lt Wd |  |  |  |  | 3060 | 5 | 100 | 1 | DEER-ESE-Cmp-IS-Lt-Wd | 0 | Cst-Zeroes | 0 | Cst-Zeroes | 1 | 6 | 19 | 5 | 5 | 5 | 5 | 5 | 60 | 60 | 60 | 60 | 100 | 100 | 100 | 100 | 100 | 100 | 55 | 55 | 55 | 55 | 35 | 10 | 10 | 10 | 10 | DEER ESE Cmp IS Lt Wd
3061 | 8 | 16 | 0 | 0 | 0 | 0 | 0 | 0 | 0 | 1 | 1 | 1 | 1 | 1 | 1 | 1 | 1 | 1 | 0 | 0 | 0 | 0 | 0 | 0 | 0 | 0 | ; | DEER ESE Cmp IS Lt Sa |  |  |  |  | 3061 | 5 | 30 | 1 | DEER-ESE-Cmp-IS-Lt-Sa | 0 | Cst-Zeroes | 0 | Cst-Zeroes | 1 | 8 | 16 | 5 | 5 | 5 | 5 | 5 | 5 | 5 | 30 | 30 | 30 | 30 | 30 | 30 | 30 | 30 | 30 | 5 | 5 | 5 | 5 | 5 | 5 | 5 | 5 | DEER ESE Cmp IS Lt Sa
3062 | 8 | 19 | 0 | 0 | 0 | 0 | 0 | 0 | 0 | 0.2 | 0.2 | 0.2 | 1 | 1 | 1 | 1 | 1 | 0.4 | 0.4 | 0.13333 | 0.13333 | 0.13333 | 0 | 0 | 0 | 0 | ; | DEER ESE Cmp IS Eq Wd |  |  |  |  | 3062 | 25 | 100 | 1 | DEER-ESE-Cmp-IS-Eq-Wd | 0 | Cst-Zeroes | 0 | Cst-Zeroes | 1 | 8 | 19 | 25 | 25 | 25 | 25 | 25 | 25 | 25 | 40 | 40 | 40 | 100 | 100 | 100 | 100 | 100 | 55 | 55 | 35 | 35 | 35 | 25 | 25 | 25 | 25 | DEER ESE Cmp IS Eq Wd
3063 | 8 | 16 | 0 | 0 | 0 | 0 | 0 | 0 | 0 | 1 | 1 | 1 | 1 | 1 | 1 | 1 | 1 | 1 | 0 | 0 | 0 | 0 | 0 | 0 | 0 | 0 | ; | DEER ESE Cmp IS Eq Sa |  |  |  |  | 3063 | 25 | 40 | 1 | DEER-ESE-Cmp-IS-Eq-Sa | 0 | Cst-Zeroes | 0 | Cst-Zeroes | 1 | 8 | 16 | 25 | 25 | 25 | 25 | 25 | 25 | 25 | 40 | 40 | 40 | 40 | 40 | 40 | 40 | 40 | 40 | 25 | 25 | 25 | 25 | 25 | 25 | 25 | 25 | DEER ESE Cmp IS Eq Sa
3064 | 8 | 18 | 0 | 0 | 0 | 0 | 0 | 0 | 0 | 0.6 | 0.6 | 1 | 1 | 1 | 1 | 1 | 0.5 | 0.5 | 0.5 | 0.5 | 0.1 | 0 | 0 | 0 | 0 | 0 | ; | DEER ESE IS DHW Wd |  |  |  |  | 3064 | 0 | 100 | 1 | DEER-ESE-IS-DHW-Wd | 0 | Cst-Zeroes | 0 | Cst-Zeroes | 1 | 8 | 18 | 0 | 0 | 0 | 0 | 0 | 0 | 0 | 60 | 60 | 100 | 100 | 100 | 100 | 100 | 50 | 50 | 50 | 50 | 10 | 0 | 0 | 0 | 0 | 0 | DEER ESE IS DHW Wd
3065 | 8 | 16 | 0 | 0 | 0 | 0 | 0 | 0 | 0 | 1 | 1 | 1 | 1 | 1 | 1 | 1 | 1 | 1 | 0 | 0 | 0 | 0 | 0 | 0 | 0 | 0 | ; | DEER ESE IS DHW Sa |  |  |  |  | 3065 | 0 | 30 | 1 | DEER-ESE-IS-DHW-Sa | 0 | Cst-Zeroes | 0 | Cst-Zeroes | 1 | 8 | 16 | 0 | 0 | 0 | 0 | 0 | 0 | 0 | 30 | 30 | 30 | 30 | 30 | 30 | 30 | 30 | 30 | 0 | 0 | 0 | 0 | 0 | 0 | 0 | 0 | DEER ESE IS DHW Sa
3066 | 8 | 21 | 0 | 0 | 0 | 0 | 0 | 0 | 0 | 0.9 | 0.9 | 0.9 | 0.9 | 0.9 | 0.6 | 0.6 | 0.6 | 0.6 | 0.6 | 1 | 1 | 1 | 1 | 0 | 0 | 0 | ; | DEER ECC Cls IS Oc Wd |  |  |  |  | 3066 | 0 | 100 | 1 | DEER-ECC-Cls-IS-Oc-Wd | 0 | Cst-Zeroes | 0 | Cst-Zeroes | 1 | 8 | 21 | 0 | 0 | 0 | 0 | 0 | 0 | 0 | 90 | 90 | 90 | 90 | 90 | 60 | 60 | 60 | 60 | 60 | 100 | 100 | 100 | 100 | 0 | 0 | 0 | DEER ECC Cls IS Oc Wd
3067 | 8 | 16 | 0 | 0 | 0 | 0 | 0 | 0 | 0 | 1 | 1 | 1 | 1 | 1 | 1 | 1 | 1 | 1 | 0 | 0 | 0 | 0 | 0 | 0 | 0 | 0 | ; | DEER ECC Cls IS Oc WeH |  |  |  |  | 3067 | 0 | 50 | 1 | DEER-ECC-Cls-IS-Oc-WeH | 0 | Cst-Zeroes | 0 | Cst-Zeroes | 1 | 8 | 16 | 0 | 0 | 0 | 0 | 0 | 0 | 0 | 50 | 50 | 50 | 50 | 50 | 50 | 50 | 50 | 50 | 0 | 0 | 0 | 0 | 0 | 0 | 0 | 0 | DEER ECC Cls IS Oc WeH
3068 | 6 | 21 | 0 | 0 | 0 | 0 | 0 | 1 | 1 | 1 | 1 | 1 | 1 | 0.66667 | 0.66667 | 0.66667 | 0.66667 | 0.66667 | 0.66667 | 1 | 1 | 1 | 1 | 0 | 0 | 0 | ; | DEER ECC Cls IS Lt Wd |  |  |  |  | 3068 | 10 | 100 | 1 | DEER-ECC-Cls-IS-Lt-Wd | 0 | Cst-Zeroes | 0 | Cst-Zeroes | 1 | 6 | 21 | 10 | 10 | 10 | 10 | 10 | 100 | 100 | 100 | 100 | 100 | 100 | 70 | 70 | 70 | 70 | 70 | 70 | 100 | 100 | 100 | 100 | 10 | 10 | 10 | DEER ECC Cls IS Lt Wd
3069 | 8 | 16 | 0 | 0 | 0 | 0 | 0 | 0 | 0 | 1 | 1 | 1 | 1 | 1 | 1 | 1 | 1 | 1 | 0 | 0 | 0 | 0 | 0 | 0 | 0 | 0 | ; | DEER ECC Cls IS Lt WeH |  |  |  |  | 3069 | 5 | 50 | 1 | DEER-ECC-Cls-IS-Lt-WeH | 0 | Cst-Zeroes | 0 | Cst-Zeroes | 1 | 8 | 16 | 5 | 5 | 5 | 5 | 5 | 5 | 5 | 50 | 50 | 50 | 50 | 50 | 50 | 50 | 50 | 50 | 5 | 5 | 5 | 5 | 5 | 5 | 5 | 5 | DEER ECC Cls IS Lt WeH
3070 | 7 | 21 | 0 | 0 | 0 | 0 | 0 | 0 | 0.57895 | 0.57895 | 0.57895 | 0.57895 | 0.57895 | 0.57895 | 0.57895 | 0.57895 | 0.57895 | 0.57895 | 0.57895 | 1 | 1 | 1 | 1 | 0 | 0 | 0 | ; | DEER ECC Cls IS Eq Wd |  |  |  |  | 3070 | 5 | 100 | 1 | DEER-ECC-Cls-IS-Eq-Wd | 0 | Cst-Zeroes | 0 | Cst-Zeroes | 1 | 7 | 21 | 5 | 5 | 5 | 5 | 5 | 5 | 60 | 60 | 60 | 60 | 60 | 60 | 60 | 60 | 60 | 60 | 60 | 100 | 100 | 100 | 100 | 5 | 5 | 5 | DEER ECC Cls IS Eq Wd
3071 | 8 | 16 | 0 | 0 | 0 | 0 | 0 | 0 | 0 | 1 | 1 | 1 | 1 | 1 | 1 | 1 | 1 | 1 | 0 | 0 | 0 | 0 | 0 | 0 | 0 | 0 | ; | DEER ECC Cls IS Eq WeH |  |  |  |  | 3071 | 5 | 40 | 1 | DEER-ECC-Cls-IS-Eq-WeH | 0 | Cst-Zeroes | 0 | Cst-Zeroes | 1 | 8 | 16 | 5 | 5 | 5 | 5 | 5 | 5 | 5 | 40 | 40 | 40 | 40 | 40 | 40 | 40 | 40 | 40 | 5 | 5 | 5 | 5 | 5 | 5 | 5 | 5 | DEER ECC Cls IS Eq WeH
3072 | 7 | 17 | 0 | 0 | 0 | 0 | 0 | 0 | 0.2 | 0.5 | 1 | 1 | 1 | 1 | 1 | 1 | 1 | 1 | 1 | 0 | 0 | 0 | 0 | 0 | 0 | 0 | ; | DEER ECC Off IS Oc Wd |  |  |  |  | 3072 | 0 | 100 | 1 | DEER-ECC-Off-IS-Oc-Wd | 0 | Cst-Zeroes | 0 | Cst-Zeroes | 1 | 7 | 17 | 0 | 0 | 0 | 0 | 0 | 0 | 20 | 50 | 100 | 100 | 100 | 100 | 100 | 100 | 100 | 100 | 100 | 0 | 0 | 0 | 0 | 0 | 0 | 0 | DEER ECC Off IS Oc Wd
3073 | 7 | 18 | 0 | 0 | 0 | 0 | 0 | 0.22222 | 0.22222 | 0.44444 | 1 | 1 | 1 | 1 | 1 | 1 | 1 | 1 | 1 | 0.16667 | 0 | 0 | 0 | 0 | 0 | 0 | ; | DEER ECC Off IS Lt Wd |  |  |  |  | 3073 | 10 | 100 | 1 | DEER-ECC-Off-IS-Lt-Wd | 0 | Cst-Zeroes | 0 | Cst-Zeroes | 1 | 7 | 18 | 10 | 10 | 10 | 10 | 10 | 30 | 30 | 50 | 100 | 100 | 100 | 100 | 100 | 100 | 100 | 100 | 100 | 25 | 10 | 10 | 10 | 10 | 10 | 10 | DEER ECC Off IS Lt Wd
3074 | 7 | 18 | 0 | 0 | 0 | 0 | 0 | 0.22222 | 0.22222 | 0.44444 | 1 | 1 | 1 | 1 | 1 | 1 | 1 | 1 | 1 | 0.16667 | 0 | 0 | 0 | 0 | 0 | 0 | ; | DEER ECC Off IS Eq Wd |  |  |  |  | 3074 | 10 | 100 | 1 | DEER-ECC-Off-IS-Eq-Wd | 0 | Cst-Zeroes | 0 | Cst-Zeroes | 1 | 7 | 18 | 10 | 10 | 10 | 10 | 10 | 30 | 30 | 50 | 100 | 100 | 100 | 100 | 100 | 100 | 100 | 100 | 100 | 25 | 10 | 10 | 10 | 10 | 10 | 10 | DEER ECC Off IS Eq Wd
3075 | 10 | 17 | 0 | 0 | 0 | 0 | 0 | 0 | 0 | 0 | 0 | 0.33333 | 0.33333 | 1 | 1 | 0.33333 | 0.33333 | 0.33333 | 0.33333 | 0 | 0 | 0 | 0 | 0 | 0 | 0 | ; | DEER ECC Din IS Oc Wd |  |  |  |  | 3075 | 0 | 90 | 1 | DEER-ECC-Din-IS-Oc-Wd | 0 | Cst-Zeroes | 0 | Cst-Zeroes | 1 | 10 | 17 | 0 | 0 | 0 | 0 | 0 | 0 | 0 | 0 | 0 | 30 | 30 | 90 | 90 | 30 | 30 | 30 | 30 | 0 | 0 | 0 | 0 | 0 | 0 | 0 | DEER ECC Din IS Oc Wd
3076 | 7 | 18 | 0 | 0 | 0 | 0 | 0 | 0.22222 | 0.22222 | 0.44444 | 1 | 1 | 1 | 1 | 1 | 1 | 1 | 1 | 1 | 0.16667 | 0 | 0 | 0 | 0 | 0 | 0 | ; | DEER ECC Din IS Lt Wd |  |  |  |  | 3076 | 10 | 100 | 1 | DEER-ECC-Din-IS-Lt-Wd | 0 | Cst-Zeroes | 0 | Cst-Zeroes | 1 | 7 | 18 | 10 | 10 | 10 | 10 | 10 | 30 | 30 | 50 | 100 | 100 | 100 | 100 | 100 | 100 | 100 | 100 | 100 | 25 | 10 | 10 | 10 | 10 | 10 | 10 | DEER ECC Din IS Lt Wd
3077 | 7 | 18 | 0 | 0 | 0 | 0 | 0 | 0 | 1 | 1 | 1 | 1 | 1 | 1 | 1 | 1 | 1 | 1 | 1 | 0.33333 | 0 | 0 | 0 | 0 | 0 | 0 | ; | DEER ECC Din IS Eq Wd |  |  |  |  | 3077 | 0 | 60 | 1 | DEER-ECC-Din-IS-Eq-Wd | 0 | Cst-Zeroes | 0 | Cst-Zeroes | 1 | 7 | 18 | 0 | 0 | 0 | 0 | 0 | 0 | 60 | 60 | 60 | 60 | 60 | 60 | 60 | 60 | 60 | 60 | 60 | 20 | 0 | 0 | 0 | 0 | 0 | 0 | DEER ECC Din IS Eq Wd
3078 | 10 | 17 | 0 | 0 | 0 | 0 | 0 | 0 | 0 | 0 | 0 | 0.33333 | 0.33333 | 1 | 1 | 0.33333 | 0.33333 | 0.33333 | 0.33333 | 0 | 0 | 0 | 0 | 0 | 0 | 0 | ; | DEER ECC Kit IS Oc Wd |  |  |  |  | 3078 | 0 | 90 | 1 | DEER-ECC-Kit-IS-Oc-Wd | 0 | Cst-Zeroes | 0 | Cst-Zeroes | 1 | 10 | 17 | 0 | 0 | 0 | 0 | 0 | 0 | 0 | 0 | 0 | 30 | 30 | 90 | 90 | 30 | 30 | 30 | 30 | 0 | 0 | 0 | 0 | 0 | 0 | 0 | DEER ECC Kit IS Oc Wd
3079 | 7 | 18 | 0 | 0 | 0 | 0 | 0 | 0.22222 | 0.22222 | 0.44444 | 1 | 1 | 1 | 1 | 1 | 1 | 1 | 1 | 1 | 0.16667 | 0 | 0 | 0 | 0 | 0 | 0 | ; | DEER ECC Kit IS Lt Wd |  |  |  |  | 3079 | 10 | 100 | 1 | DEER-ECC-Kit-IS-Lt-Wd | 0 | Cst-Zeroes | 0 | Cst-Zeroes | 1 | 7 | 18 | 10 | 10 | 10 | 10 | 10 | 30 | 30 | 50 | 100 | 100 | 100 | 100 | 100 | 100 | 100 | 100 | 100 | 25 | 10 | 10 | 10 | 10 | 10 | 10 | DEER ECC Kit IS Lt Wd
3080 | 7 | 21 | 0 | 0 | 0 | 0 | 0 | 0 | 0.42857 | 0.42857 | 0.42857 | 0.42857 | 0.42857 | 0.42857 | 0.42857 | 0.42857 | 0.42857 | 0.42857 | 0.42857 | 1 | 1 | 1 | 1 | 0 | 0 | 0 | ; | DEER ECC Kit IS Eq Wd |  |  |  |  | 3080 | 30 | 100 | 1 | DEER-ECC-Kit-IS-Eq-Wd | 0 | Cst-Zeroes | 0 | Cst-Zeroes | 1 | 7 | 21 | 30 | 30 | 30 | 30 | 30 | 30 | 60 | 60 | 60 | 60 | 60 | 60 | 60 | 60 | 60 | 60 | 60 | 100 | 100 | 100 | 100 | 30 | 30 | 30 | DEER ECC Kit IS Eq Wd
3081 | 7 | 19 | 0 | 0 | 0 | 0 | 0 | 0 | 0.375 | 0.375 | 0.6875 | 0.6875 | 1 | 1 | 0.375 | 0.375 | 0.0625 | 0.375 | 0.6875 | 0.6875 | 0.375 | 0.0625 | 0 | 0 | 0 | 0 | ; | DEER ECC Kit IS Ck Wd |  |  |  |  | 3081 | 20 | 100 | 1 | DEER-ECC-Kit-IS-Ck-Wd | 0 | Cst-Zeroes | 0 | Cst-Zeroes | 1 | 7 | 19 | 20 | 20 | 20 | 20 | 20 | 20 | 50 | 50 | 75 | 75 | 100 | 100 | 50 | 50 | 25 | 50 | 75 | 75 | 50 | 25 | 20 | 20 | 20 | 20 | DEER ECC Kit IS Ck Wd
3082 | 7 | 17 | 0 | 0 | 0 | 0 | 0 | 0 | 0.2 | 0.5 | 1 | 1 | 1 | 1 | 1 | 1 | 1 | 1 | 1 | 0 | 0 | 0 | 0 | 0 | 0 | 0 | ; | DEER ECC Cmp IS Oc Wd |  |  |  |  | 3082 | 0 | 100 | 1 | DEER-ECC-Cmp-IS-Oc-Wd | 0 | Cst-Zeroes | 0 | Cst-Zeroes | 1 | 7 | 17 | 0 | 0 | 0 | 0 | 0 | 0 | 20 | 50 | 100 | 100 | 100 | 100 | 100 | 100 | 100 | 100 | 100 | 0 | 0 | 0 | 0 | 0 | 0 | 0 | DEER ECC Cmp IS Oc Wd
3083 | 7 | 18 | 0 | 0 | 0 | 0 | 0 | 0.22222 | 0.22222 | 0.44444 | 1 | 1 | 1 | 1 | 1 | 1 | 1 | 1 | 1 | 0.16667 | 0 | 0 | 0 | 0 | 0 | 0 | ; | DEER ECC Cmp IS Lt Wd |  |  |  |  | 3083 | 10 | 100 | 1 | DEER-ECC-Cmp-IS-Lt-Wd | 0 | Cst-Zeroes | 0 | Cst-Zeroes | 1 | 7 | 18 | 10 | 10 | 10 | 10 | 10 | 30 | 30 | 50 | 100 | 100 | 100 | 100 | 100 | 100 | 100 | 100 | 100 | 25 | 10 | 10 | 10 | 10 | 10 | 10 | DEER ECC Cmp IS Lt Wd
3084 | 9 | 17 | 0 | 0 | 0 | 0 | 0 | 0 | 0 | 0 | 1 | 1 | 1 | 1 | 1 | 1 | 1 | 1 | 1 | 0 | 0 | 0 | 0 | 0 | 0 | 0 | ; | DEER ECC Cmp IS Eq Wd |  |  |  |  | 3084 | 50 | 100 | 1 | DEER-ECC-Cmp-IS-Eq-Wd | 0 | Cst-Zeroes | 0 | Cst-Zeroes | 1 | 9 | 17 | 50 | 50 | 50 | 50 | 50 | 50 | 50 | 50 | 100 | 100 | 100 | 100 | 100 | 100 | 100 | 100 | 100 | 50 | 50 | 50 | 50 | 50 | 50 | 50 | DEER ECC Cmp IS Eq Wd
3085 | 8 | 21 | 0 | 0 | 0 | 0 | 0 | 0 | 0 | 0.9 | 0.9 | 0.9 | 0.9 | 0.9 | 0.6 | 0.6 | 0.6 | 0.6 | 0.6 | 1 | 1 | 1 | 1 | 0 | 0 | 0 | ; | DEER ECC IS DHW Wd |  |  |  |  | 3085 | 0 | 100 | 1 | DEER-ECC-IS-DHW-Wd | 0 | Cst-Zeroes | 0 | Cst-Zeroes | 1 | 8 | 21 | 0 | 0 | 0 | 0 | 0 | 0 | 0 | 90 | 90 | 90 | 90 | 90 | 60 | 60 | 60 | 60 | 60 | 100 | 100 | 100 | 100 | 0 | 0 | 0 | DEER ECC IS DHW Wd
3086 | 8 | 16 | 0 | 0 | 0 | 0 | 0 | 0 | 0 | 1 | 1 | 1 | 1 | 1 | 1 | 1 | 1 | 1 | 0 | 0 | 0 | 0 | 0 | 0 | 0 | 0 | ; | DEER ECC IS DHW Sa |  |  |  |  | 3086 | 0 | 50 | 1 | DEER-ECC-IS-DHW-Sa | 0 | Cst-Zeroes | 0 | Cst-Zeroes | 1 | 8 | 16 | 0 | 0 | 0 | 0 | 0 | 0 | 0 | 50 | 50 | 50 | 50 | 50 | 50 | 50 | 50 | 50 | 0 | 0 | 0 | 0 | 0 | 0 | 0 | 0 | DEER ECC IS DHW Sa
3087 | 8 | 21 | 0 | 0 | 0 | 0 | 0 | 0 | 0 | 0.875 | 0.875 | 0.875 | 0.875 | 0.875 | 0.625 | 0.625 | 0.625 | 0.625 | 0.625 | 1 | 1 | 1 | 1 | 0 | 0 | 0 | ; | DEER ECC Su DHW Wd |  |  |  |  | 3087 | 0 | 40 | 1 | DEER-ECC-Su-DHW-Wd | 0 | Cst-Zeroes | 0 | Cst-Zeroes | 1 | 8 | 21 | 0 | 0 | 0 | 0 | 0 | 0 | 0 | 35 | 35 | 35 | 35 | 35 | 25 | 25 | 25 | 25 | 25 | 40 | 40 | 40 | 40 | 0 | 0 | 0 | DEER ECC Su DHW Wd
3088 | 8 | 22 | 0 | 0 | 0 | 0 | 0 | 0 | 0 | 0.3 | 1 | 1 | 1 | 0.85 | 0.7 | 0.85 | 1 | 1 | 1 | 0.6 | 0.95 | 1 | 0.8 | 0.4 | 0.1 | 0.05 | ; | DEER EUN Cls IS Oc Wd |  |  |  |  | 3088 | 0 | 100 | 1 | DEER-EUN-Cls-IS-Oc-Wd | 0 | Cst-Zeroes | 0 | Cst-Zeroes | 1 | 8 | 22 | 0 | 0 | 0 | 0 | 0 | 0 | 0 | 30 | 100 | 100 | 100 | 85 | 70 | 85 | 100 | 100 | 100 | 60 | 95 | 100 | 80 | 40 | 10 | 5 | DEER EUN Cls IS Oc Wd
3089 | 8 | 18 | 0 | 0 | 0 | 0 | 0 | 0 | 0 | 0.125 | 0.5 | 1 | 1 | 0.875 | 0.75 | 0.875 | 1 | 1 | 0.625 | 0.3125 | 0.125 | 0 | 0 | 0 | 0 | 0 | ; | DEER EUN Cls IS Oc Sa |  |  |  |  | 3089 | 0 | 80 | 1 | DEER-EUN-Cls-IS-Oc-Sa | 0 | Cst-Zeroes | 0 | Cst-Zeroes | 1 | 8 | 18 | 0 | 0 | 0 | 0 | 0 | 0 | 0 | 10 | 40 | 80 | 80 | 70 | 60 | 70 | 80 | 80 | 50 | 25 | 10 | 0 | 0 | 0 | 0 | 0 | DEER EUN Cls IS Oc Sa
3090 | 11 | 12 | 0 | 0 | 0 | 0 | 0 | 0 | 0 | 0 | 0 | 0 | 1 | 1 | 0 | 0 | 0 | 0 | 0 | 0 | 0 | 0 | 0 | 0 | 0 | 0 | ; | DEER EUN Cls IS Oc SuH |  |  |  |  | 3090 | 0 | 15 | 1 | DEER-EUN-Cls-IS-Oc-SuH | 0 | Cst-Zeroes | 0 | Cst-Zeroes | 1 | 11 | 12 | 0 | 0 | 0 | 0 | 0 | 0 | 0 | 0 | 0 | 0 | 15 | 15 | 0 | 0 | 0 | 0 | 0 | 0 | 0 | 0 | 0 | 0 | 0 | 0 | DEER EUN Cls IS Oc SuH
3091 | 7 | 23 | 0 | 0 | 0 | 0 | 0 | 0 | 0.47368 | 0.78947 | 1 | 1 | 1 | 0.89474 | 0.89474 | 0.89474 | 1 | 1 | 1 | 0.89474 | 0.89474 | 0.89474 | 0.78947 | 0.68421 | 0.47368 | 0.15789 | ; | DEER EUN Cls IS Lt Wd |  |  |  |  | 3091 | 5 | 100 | 1 | DEER-EUN-Cls-IS-Lt-Wd | 0 | Cst-Zeroes | 0 | Cst-Zeroes | 1 | 7 | 23 | 5 | 5 | 5 | 5 | 5 | 5 | 50 | 80 | 100 | 100 | 100 | 90 | 90 | 90 | 100 | 100 | 100 | 90 | 90 | 90 | 80 | 70 | 50 | 20 | DEER EUN Cls IS Lt Wd
3092 | 8 | 19 | 0 | 0 | 0 | 0 | 0 | 0 | 0 | 0.78947 | 1 | 1 | 1 | 0.89474 | 0.89474 | 0.89474 | 1 | 1 | 0.68421 | 0.36842 | 0.15789 | 0 | 0 | 0 | 0 | 0 | ; | DEER EUN Cls IS Lt Sa |  |  |  |  | 3092 | 5 | 100 | 1 | DEER-EUN-Cls-IS-Lt-Sa | 0 | Cst-Zeroes | 0 | Cst-Zeroes | 1 | 8 | 19 | 5 | 5 | 5 | 5 | 5 | 5 | 5 | 80 | 100 | 100 | 100 | 90 | 90 | 90 | 100 | 100 | 70 | 40 | 20 | 5 | 5 | 5 | 5 | 5 | DEER EUN Cls IS Lt Sa
3093 | 11 | 12 | 0 | 0 | 0 | 0 | 0 | 0 | 0 | 0 | 0 | 0 | 1 | 1 | 0 | 0 | 0 | 0 | 0 | 0 | 0 | 0 | 0 | 0 | 0 | 0 | ; | DEER EUN Cls IS Lt SuH |  |  |  |  | 3093 | 5 | 25 | 1 | DEER-EUN-Cls-IS-Lt-SuH | 0 | Cst-Zeroes | 0 | Cst-Zeroes | 1 | 11 | 12 | 5 | 5 | 5 | 5 | 5 | 5 | 5 | 5 | 5 | 5 | 25 | 25 | 5 | 5 | 5 | 5 | 5 | 5 | 5 | 5 | 5 | 5 | 5 | 5 | DEER EUN Cls IS Lt SuH
3094 | 7 | 23 | 0 | 0 | 0 | 0 | 0 | 0 | 0.15789 | 0.78947 | 1 | 1 | 1 | 0.89474 | 0.89474 | 0.89474 | 1 | 1 | 1 | 0.89474 | 0.89474 | 0.89474 | 0.78947 | 0.68421 | 0.26316 | 0.052632 | ; | DEER EUN Cls IS Eq Wd |  |  |  |  | 3094 | 5 | 100 | 1 | DEER-EUN-Cls-IS-Eq-Wd | 0 | Cst-Zeroes | 0 | Cst-Zeroes | 1 | 7 | 23 | 5 | 5 | 5 | 5 | 5 | 5 | 20 | 80 | 100 | 100 | 100 | 90 | 90 | 90 | 100 | 100 | 100 | 90 | 90 | 90 | 80 | 70 | 30 | 10 | DEER EUN Cls IS Eq Wd
3095 | 8 | 19 | 0 | 0 | 0 | 0 | 0 | 0 | 0 | 0.78947 | 1 | 1 | 1 | 0.89474 | 0.89474 | 0.89474 | 1 | 1 | 0.68421 | 0.36842 | 0.15789 | 0 | 0 | 0 | 0 | 0 | ; | DEER EUN Cls IS Eq Sa |  |  |  |  | 3095 | 5 | 100 | 1 | DEER-EUN-Cls-IS-Eq-Sa | 0 | Cst-Zeroes | 0 | Cst-Zeroes | 1 | 8 | 19 | 5 | 5 | 5 | 5 | 5 | 5 | 5 | 80 | 100 | 100 | 100 | 90 | 90 | 90 | 100 | 100 | 70 | 40 | 20 | 5 | 5 | 5 | 5 | 5 | DEER EUN Cls IS Eq Sa
3096 | 11 | 12 | 0 | 0 | 0 | 0 | 0 | 0 | 0 | 0 | 0 | 0 | 1 | 1 | 0 | 0 | 0 | 0 | 0 | 0 | 0 | 0 | 0 | 0 | 0 | 0 | ; | DEER EUN Cls IS Eq SuH |  |  |  |  | 3096 | 5 | 20 | 1 | DEER-EUN-Cls-IS-Eq-SuH | 0 | Cst-Zeroes | 0 | Cst-Zeroes | 1 | 11 | 12 | 5 | 5 | 5 | 5 | 5 | 5 | 5 | 5 | 5 | 5 | 20 | 20 | 5 | 5 | 5 | 5 | 5 | 5 | 5 | 5 | 5 | 5 | 5 | 5 | DEER EUN Cls IS Eq SuH
3097 | 8 | 18 | 0 | 0 | 0 | 0 | 0 | 0 | 0 | 0.3 | 1 | 1 | 1 | 0.8 | 0.4 | 0.8 | 1 | 1 | 1 | 0.3 | 0.1 | 0.1 | 0.1 | 0.05 | 0.05 | 0.05 | ; | DEER EUN Off IS Oc Wd |  |  |  |  | 3097 | 0 | 100 | 1 | DEER-EUN-Off-IS-Oc-Wd | 0 | Cst-Zeroes | 0 | Cst-Zeroes | 1 | 8 | 18 | 0 | 0 | 0 | 0 | 0 | 0 | 0 | 30 | 100 | 100 | 100 | 80 | 40 | 80 | 100 | 100 | 100 | 30 | 10 | 10 | 10 | 5 | 5 | 5 | DEER EUN Off IS Oc Wd
3098 | 9 | 13 | 0 | 0 | 0 | 0 | 0 | 0 | 0 | 0 | 0.5 | 1 | 1 | 1 | 1 | 0 | 0 | 0 | 0 | 0 | 0 | 0 | 0 | 0 | 0 | 0 | ; | DEER EUN Off IS Oc Sa |  |  |  |  | 3098 | 0 | 20 | 1 | DEER-EUN-Off-IS-Oc-Sa | 0 | Cst-Zeroes | 0 | Cst-Zeroes | 1 | 9 | 13 | 0 | 0 | 0 | 0 | 0 | 0 | 0 | 0 | 10 | 20 | 20 | 20 | 20 | 0 | 0 | 0 | 0 | 0 | 0 | 0 | 0 | 0 | 0 | 0 | DEER EUN Off IS Oc Sa
3099 | 8 | 21 | 0 | 0 | 0 | 0 | 0 | 0 | 0 | 0.83333 | 0.94444 | 0.94444 | 1 | 1 | 0.83333 | 0.83333 | 0.94444 | 0.94444 | 1 | 0.83333 | 0.72222 | 0.61111 | 0.38889 | 0.055556 | 0 | 0 | ; | DEER EUN Off IS Lt Wd |  |  |  |  | 3099 | 5 | 95 | 1 | DEER-EUN-Off-IS-Lt-Wd | 0 | Cst-Zeroes | 0 | Cst-Zeroes | 1 | 8 | 21 | 5 | 5 | 5 | 5 | 5 | 5 | 5 | 80 | 90 | 90 | 95 | 95 | 80 | 80 | 90 | 90 | 95 | 80 | 70 | 60 | 40 | 10 | 5 | 5 | DEER EUN Off IS Lt Wd
3100 | 9 | 13 | 0 | 0 | 0 | 0 | 0 | 0 | 0 | 0 | 0.42857 | 1 | 1 | 1 | 1 | 0 | 0 | 0 | 0 | 0 | 0 | 0 | 0 | 0 | 0 | 0 | ; | DEER EUN Off IS Lt Sa |  |  |  |  | 3100 | 5 | 40 | 1 | DEER-EUN-Off-IS-Lt-Sa | 0 | Cst-Zeroes | 0 | Cst-Zeroes | 1 | 9 | 13 | 5 | 5 | 5 | 5 | 5 | 5 | 5 | 5 | 20 | 40 | 40 | 40 | 40 | 5 | 5 | 5 | 5 | 5 | 5 | 5 | 5 | 5 | 5 | 5 | DEER EUN Off IS Lt Sa
3101 | 8 | 21 | 0 | 0 | 0 | 0 | 0 | 0 | 0 | 0.83333 | 0.94444 | 0.94444 | 1 | 1 | 0.83333 | 0.83333 | 0.94444 | 0.94444 | 1 | 0.83333 | 0.72222 | 0.61111 | 0.38889 | 0.055556 | 0 | 0 | ; | DEER EUN Off IS Eq Wd |  |  |  |  | 3101 | 5 | 95 | 1 | DEER-EUN-Off-IS-Eq-Wd | 0 | Cst-Zeroes | 0 | Cst-Zeroes | 1 | 8 | 21 | 5 | 5 | 5 | 5 | 5 | 5 | 5 | 80 | 90 | 90 | 95 | 95 | 80 | 80 | 90 | 90 | 95 | 80 | 70 | 60 | 40 | 10 | 5 | 5 | DEER EUN Off IS Eq Wd
3102 | 9 | 13 | 0 | 0 | 0 | 0 | 0 | 0 | 0 | 0 | 0.42857 | 1 | 1 | 1 | 1 | 0 | 0 | 0 | 0 | 0 | 0 | 0 | 0 | 0 | 0 | 0 | ; | DEER EUN Off IS Eq Sa |  |  |  |  | 3102 | 5 | 40 | 1 | DEER-EUN-Off-IS-Eq-Sa | 0 | Cst-Zeroes | 0 | Cst-Zeroes | 1 | 9 | 13 | 5 | 5 | 5 | 5 | 5 | 5 | 5 | 5 | 20 | 40 | 40 | 40 | 40 | 5 | 5 | 5 | 5 | 5 | 5 | 5 | 5 | 5 | 5 | 5 | DEER EUN Off IS Eq Sa
3103 | 10 | 17 | 0 | 0 | 0 | 0 | 0 | 0 | 0 | 0 | 0 | 0.33333 | 0.33333 | 1 | 1 | 0.33333 | 0.33333 | 0.33333 | 0.33333 | 0 | 0 | 0 | 0 | 0 | 0 | 0 | ; | DEER EUN Din IS Oc Wd |  |  |  |  | 3103 | 0 | 90 | 1 | DEER-EUN-Din-IS-Oc-Wd | 0 | Cst-Zeroes | 0 | Cst-Zeroes | 1 | 10 | 17 | 0 | 0 | 0 | 0 | 0 | 0 | 0 | 0 | 0 | 30 | 30 | 90 | 90 | 30 | 30 | 30 | 30 | 0 | 0 | 0 | 0 | 0 | 0 | 0 | DEER EUN Din IS Oc Wd
3104 | 7 | 18 | 0 | 0 | 0 | 0 | 0 | 0.22222 | 0.22222 | 0.44444 | 1 | 1 | 1 | 1 | 1 | 1 | 1 | 1 | 1 | 0.16667 | 0 | 0 | 0 | 0 | 0 | 0 | ; | DEER EUN Din IS Lt Wd |  |  |  |  | 3104 | 10 | 100 | 1 | DEER-EUN-Din-IS-Lt-Wd | 0 | Cst-Zeroes | 0 | Cst-Zeroes | 1 | 7 | 18 | 10 | 10 | 10 | 10 | 10 | 30 | 30 | 50 | 100 | 100 | 100 | 100 | 100 | 100 | 100 | 100 | 100 | 25 | 10 | 10 | 10 | 10 | 10 | 10 | DEER EUN Din IS Lt Wd
3105 | 7 | 21 | 0 | 0 | 0 | 0 | 0 | 0 | 0.6 | 0.6 | 0.6 | 0.6 | 0.6 | 0.6 | 0.6 | 0.6 | 0.6 | 0.6 | 0.6 | 1 | 1 | 1 | 1 | 0 | 0 | 0 | ; | DEER EUN Din IS Eq Wd |  |  |  |  | 3105 | 0 | 100 | 1 | DEER-EUN-Din-IS-Eq-Wd | 0 | Cst-Zeroes | 0 | Cst-Zeroes | 1 | 7 | 21 | 0 | 0 | 0 | 0 | 0 | 0 | 60 | 60 | 60 | 60 | 60 | 60 | 60 | 60 | 60 | 60 | 60 | 100 | 100 | 100 | 100 | 0 | 0 | 0 | DEER EUN Din IS Eq Wd
3106 | 10 | 17 | 0 | 0 | 0 | 0 | 0 | 0 | 0 | 0 | 0 | 0.33333 | 0.33333 | 1 | 1 | 0.33333 | 0.33333 | 0.33333 | 0.33333 | 0 | 0 | 0 | 0 | 0 | 0 | 0 | ; | DEER EUN Kit IS Oc Wd |  |  |  |  | 3106 | 0 | 90 | 1 | DEER-EUN-Kit-IS-Oc-Wd | 0 | Cst-Zeroes | 0 | Cst-Zeroes | 1 | 10 | 17 | 0 | 0 | 0 | 0 | 0 | 0 | 0 | 0 | 0 | 30 | 30 | 90 | 90 | 30 | 30 | 30 | 30 | 0 | 0 | 0 | 0 | 0 | 0 | 0 | DEER EUN Kit IS Oc Wd
3107 | 7 | 18 | 0 | 0 | 0 | 0 | 0 | 0.22222 | 0.22222 | 0.44444 | 1 | 1 | 1 | 1 | 1 | 1 | 1 | 1 | 1 | 0.16667 | 0 | 0 | 0 | 0 | 0 | 0 | ; | DEER EUN Kit IS Lt Wd |  |  |  |  | 3107 | 10 | 100 | 1 | DEER-EUN-Kit-IS-Lt-Wd | 0 | Cst-Zeroes | 0 | Cst-Zeroes | 1 | 7 | 18 | 10 | 10 | 10 | 10 | 10 | 30 | 30 | 50 | 100 | 100 | 100 | 100 | 100 | 100 | 100 | 100 | 100 | 25 | 10 | 10 | 10 | 10 | 10 | 10 | DEER EUN Kit IS Lt Wd
3108 | 7 | 21 | 0 | 0 | 0 | 0 | 0 | 0 | 0.42857 | 0.42857 | 0.42857 | 0.42857 | 0.42857 | 0.42857 | 0.42857 | 0.42857 | 0.42857 | 0.42857 | 0.42857 | 1 | 1 | 1 | 1 | 0 | 0 | 0 | ; | DEER EUN Kit IS Eq Wd |  |  |  |  | 3108 | 30 | 100 | 1 | DEER-EUN-Kit-IS-Eq-Wd | 0 | Cst-Zeroes | 0 | Cst-Zeroes | 1 | 7 | 21 | 30 | 30 | 30 | 30 | 30 | 30 | 60 | 60 | 60 | 60 | 60 | 60 | 60 | 60 | 60 | 60 | 60 | 100 | 100 | 100 | 100 | 30 | 30 | 30 | DEER EUN Kit IS Eq Wd
3109 | 7 | 19 | 0 | 0 | 0 | 0 | 0 | 0 | 0.375 | 0.375 | 0.6875 | 0.6875 | 1 | 1 | 0.375 | 0.375 | 0.0625 | 0.375 | 0.6875 | 0.6875 | 0.375 | 0.0625 | 0 | 0 | 0 | 0 | ; | DEER EUN Kit IS Ck Wd |  |  |  |  | 3109 | 20 | 100 | 1 | DEER-EUN-Kit-IS-Ck-Wd | 0 | Cst-Zeroes | 0 | Cst-Zeroes | 1 | 7 | 19 | 20 | 20 | 20 | 20 | 20 | 20 | 50 | 50 | 75 | 75 | 100 | 100 | 50 | 50 | 25 | 50 | 75 | 75 | 50 | 25 | 20 | 20 | 20 | 20 | DEER EUN Kit IS Ck Wd
3110 | 7 | 17 | 0 | 0 | 0 | 0 | 0 | 0 | 0.2 | 0.5 | 1 | 1 | 1 | 1 | 1 | 1 | 1 | 1 | 1 | 0 | 0 | 0 | 0 | 0 | 0 | 0 | ; | DEER EUN Cmp IS Oc Wd |  |  |  |  | 3110 | 0 | 100 | 1 | DEER-EUN-Cmp-IS-Oc-Wd | 0 | Cst-Zeroes | 0 | Cst-Zeroes | 1 | 7 | 17 | 0 | 0 | 0 | 0 | 0 | 0 | 20 | 50 | 100 | 100 | 100 | 100 | 100 | 100 | 100 | 100 | 100 | 0 | 0 | 0 | 0 | 0 | 0 | 0 | DEER EUN Cmp IS Oc Wd
3111 | 7 | 17 | 0 | 0 | 0 | 0 | 0 | 0.22222 | 0.22222 | 0.44444 | 1 | 1 | 1 | 1 | 1 | 1 | 1 | 1 | 1 | 0.16667 | 0 | 0 | 0 | 0 | 0 | 0 | ; | DEER EUN Cmp IS Lt Wd |  |  |  |  | 3111 | 10 | 100 | 1 | DEER-EUN-Cmp-IS-Lt-Wd | 0 | Cst-Zeroes | 0 | Cst-Zeroes | 1 | 7 | 17 | 10 | 10 | 10 | 10 | 10 | 30 | 30 | 50 | 100 | 100 | 100 | 100 | 100 | 100 | 100 | 100 | 100 | 25 | 10 | 10 | 10 | 10 | 10 | 10 | DEER EUN Cmp IS Lt Wd
3112 | 9 | 17 | 0 | 0 | 0 | 0 | 0 | 0 | 0 | 0 | 1 | 1 | 1 | 1 | 1 | 1 | 1 | 1 | 1 | 0 | 0 | 0 | 0 | 0 | 0 | 0 | ; | DEER EUN Cmp IS Eq Wd |  |  |  |  | 3112 | 50 | 100 | 1 | DEER-EUN-Cmp-IS-Eq-Wd | 0 | Cst-Zeroes | 0 | Cst-Zeroes | 1 | 9 | 17 | 50 | 50 | 50 | 50 | 50 | 50 | 50 | 50 | 100 | 100 | 100 | 100 | 100 | 100 | 100 | 100 | 100 | 50 | 50 | 50 | 50 | 50 | 50 | 50 | DEER EUN Cmp IS Eq Wd
3113 | 18 | 8 | 1 | 1 | 1 | 1 | 1 | 1 | 1 | 1 | 0 | 0 | 0 | 0 | 0 | 0 | 0 | 0 | 0 | 0.75 | 0.75 | 0.5 | 0.5 | 0.5 | 1 | 1 | ; | DEER EUN Drm IS Oc Wd |  |  |  |  | 3113 | 20 | 100 | 1 | DEER-EUN-Drm-IS-Oc-Wd | 0 | Cst-Zeroes | 0 | Cst-Zeroes | 1 | 18 | 8 | 100 | 100 | 100 | 100 | 100 | 100 | 100 | 100 | 20 | 20 | 20 | 20 | 20 | 20 | 20 | 20 | 20 | 80 | 80 | 60 | 60 | 60 | 100 | 100 | DEER EUN Drm IS Oc Wd
3114 | 18 | 10 | 1 | 1 | 1 | 1 | 1 | 1 | 1 | 1 | 1 | 1 | 0 | 0 | 0 | 0 | 0 | 0 | 0 | 0.6 | 0.6 | 0.2 | 0.2 | 0.2 | 1 | 1 | ; | DEER EUN Drm IS Oc Sa |  |  |  |  | 3114 | 50 | 100 | 1 | DEER-EUN-Drm-IS-Oc-Sa | 0 | Cst-Zeroes | 0 | Cst-Zeroes | 1 | 18 | 10 | 100 | 100 | 100 | 100 | 100 | 100 | 100 | 100 | 100 | 100 | 50 | 50 | 50 | 50 | 50 | 50 | 50 | 80 | 80 | 60 | 60 | 60 | 100 | 100 | DEER EUN Drm IS Oc Sa
3115 | 23 | 11 | 1 | 1 | 1 | 1 | 1 | 1 | 1 | 1 | 1 | 1 | 1 | 0 | 0 | 0 | 0 | 0 | 0 | 0 | 0 | 0 | 0 | 0 | 1 | 1 | ; | DEER EUN Drm IS Oc SuH |  |  |  |  | 3115 | 50 | 100 | 1 | DEER-EUN-Drm-IS-Oc-SuH | 0 | Cst-Zeroes | 0 | Cst-Zeroes | 1 | 23 | 11 | 100 | 100 | 100 | 100 | 100 | 100 | 100 | 100 | 100 | 100 | 100 | 50 | 50 | 50 | 50 | 50 | 50 | 50 | 50 | 50 | 50 | 50 | 100 | 100 | DEER EUN Drm IS Oc SuH
3116 | 9 | 23 | 0 | 0 | 0 | 0 | 0 | 0 | 0 | 0 | 0.375 | 0.375 | 0.375 | 0.375 | 0.375 | 0.375 | 0.375 | 0.375 | 0.375 | 0.75 | 0.75 | 1 | 1 | 1 | 0.25 | 0.25 | ; | DEER EUN Drm IS Lt Wd |  |  |  |  | 3116 | 20 | 100 | 1 | DEER-EUN-Drm-IS-Lt-Wd | 0 | Cst-Zeroes | 0 | Cst-Zeroes | 1 | 9 | 23 | 20 | 20 | 20 | 20 | 20 | 20 | 20 | 20 | 50 | 50 | 50 | 50 | 50 | 50 | 50 | 50 | 50 | 80 | 80 | 100 | 100 | 100 | 40 | 40 | DEER EUN Drm IS Lt Wd
3117 | 11 | 24 | 0 | 0 | 0 | 0 | 0 | 0 | 0 | 0 | 0 | 0 | 0.625 | 0.625 | 0.625 | 0.625 | 0.625 | 0.625 | 0.625 | 0.625 | 0.625 | 0.625 | 0.625 | 0.625 | 1 | 1 | ; | DEER EUN Drm IS Lt Sa |  |  |  |  | 3117 | 20 | 100 | 1 | DEER-EUN-Drm-IS-Lt-Sa | 0 | Cst-Zeroes | 0 | Cst-Zeroes | 1 | 11 | 24 | 20 | 20 | 20 | 20 | 20 | 20 | 20 | 20 | 20 | 20 | 70 | 70 | 70 | 70 | 70 | 70 | 70 | 70 | 70 | 70 | 70 | 70 | 100 | 100 | DEER EUN Drm IS Lt Sa
3118 | 11 | 24 | 0 | 0 | 0 | 0 | 0 | 0 | 0 | 0 | 0 | 0 | 0.5 | 0.5 | 0.5 | 0.5 | 0.5 | 0.5 | 0.5 | 0.5 | 0.5 | 0.5 | 0.5 | 0.5 | 1 | 1 | ; | DEER EUN Drm IS Lt SuH |  |  |  |  | 3118 | 20 | 80 | 1 | DEER-EUN-Drm-IS-Lt-SuH | 0 | Cst-Zeroes | 0 | Cst-Zeroes | 1 | 11 | 24 | 20 | 20 | 20 | 20 | 20 | 20 | 20 | 20 | 20 | 20 | 50 | 50 | 50 | 50 | 50 | 50 | 50 | 50 | 50 | 50 | 50 | 50 | 80 | 80 | DEER EUN Drm IS Lt SuH
3119 | 9 | 23 | 0 | 0 | 0 | 0 | 0 | 0 | 0 | 0 | 0.375 | 0.375 | 0.375 | 0.375 | 0.375 | 0.375 | 0.375 | 0.375 | 0.375 | 0.75 | 0.75 | 1 | 1 | 1 | 0.25 | 0.25 | ; | DEER EUN Drm IS Eq Wd |  |  |  |  | 3119 | 20 | 100 | 1 | DEER-EUN-Drm-IS-Eq-Wd | 0 | Cst-Zeroes | 0 | Cst-Zeroes | 1 | 9 | 23 | 20 | 20 | 20 | 20 | 20 | 20 | 20 | 20 | 50 | 50 | 50 | 50 | 50 | 50 | 50 | 50 | 50 | 80 | 80 | 100 | 100 | 100 | 40 | 40 | DEER EUN Drm IS Eq Wd
3120 | 11 | 24 | 0 | 0 | 0 | 0 | 0 | 0 | 0 | 0 | 0 | 0 | 0.625 | 0.625 | 0.625 | 0.625 | 0.625 | 0.625 | 0.625 | 0.625 | 0.625 | 0.625 | 0.625 | 0.625 | 1 | 1 | ; | DEER EUN Drm IS Eq Sa |  |  |  |  | 3120 | 20 | 100 | 1 | DEER-EUN-Drm-IS-Eq-Sa | 0 | Cst-Zeroes | 0 | Cst-Zeroes | 1 | 11 | 24 | 20 | 20 | 20 | 20 | 20 | 20 | 20 | 20 | 20 | 20 | 70 | 70 | 70 | 70 | 70 | 70 | 70 | 70 | 70 | 70 | 70 | 70 | 100 | 100 | DEER EUN Drm IS Eq Sa
3121 | 11 | 24 | 0 | 0 | 0 | 0 | 0 | 0 | 0 | 0 | 0 | 0 | 0.5 | 0.5 | 0.5 | 0.5 | 0.5 | 0.5 | 0.5 | 0.5 | 0.5 | 0.5 | 0.5 | 0.5 | 1 | 1 | ; | DEER EUN Drm IS Eq SuH |  |  |  |  | 3121 | 20 | 80 | 1 | DEER-EUN-Drm-IS-Eq-SuH | 0 | Cst-Zeroes | 0 | Cst-Zeroes | 1 | 11 | 24 | 20 | 20 | 20 | 20 | 20 | 20 | 20 | 20 | 20 | 20 | 50 | 50 | 50 | 50 | 50 | 50 | 50 | 50 | 50 | 50 | 50 | 50 | 80 | 80 | DEER EUN Drm IS Eq SuH
3122 | 7 | 22 | 0 | 0 | 0 | 0 | 0 | 0.053435 | 0.26718 | 0.5369 | 1 | 1 | 1 | 0.8514 | 0.64784 | 0.85852 | 1 | 1 | 1 | 0.7313 | 0.89008 | 0.90229 | 0.69669 | 0.36081 | 0.10941 | 0.068702 | ; | DEER EUN IS DHW Wd |  |  |  |  | 3122 | 1.75 | 100 | 1 | DEER-EUN-IS-DHW-Wd | 0 | Cst-Zeroes | 0 | Cst-Zeroes | 1 | 7 | 22 | 1.75 | 1.75 | 1.75 | 1.75 | 1.75 | 7 | 28 | 54.5 | 100 | 100 | 100 | 85.4 | 65.4 | 86.1 | 100 | 100 | 100 | 73.6 | 89.2 | 90.4 | 70.2 | 37.2 | 12.5 | 8.5 | DEER EUN IS DHW Wd
3123 | 8 | 19 | 0 | 0 | 0 | 0 | 0 | 0 | 0.062687 | 0.28358 | 0.59403 | 1 | 0.85373 | 0.75821 | 0.66269 | 0.71045 | 0.88955 | 0.93134 | 0.60299 | 0.45194 | 0.27522 | 0.10448 | 0.079403 | 0.054328 | 0.062687 | 0.020896 | ; | DEER EUN IS DHW Sa |  |  |  |  | 3123 | 1.75 | 85.5 | 1 | DEER-EUN-IS-DHW-Sa | 0 | Cst-Zeroes | 0 | Cst-Zeroes | 1 | 8 | 19 | 1.75 | 1.75 | 1.75 | 1.75 | 1.75 | 1.75 | 7 | 25.5 | 51.5 | 85.5 | 73.25 | 65.25 | 57.25 | 61.25 | 76.25 | 79.75 | 52.25 | 39.6 | 24.8 | 10.5 | 8.4 | 6.3 | 7 | 3.5 | DEER EUN IS DHW Sa
3124 | 11 | 22 | 0 | 0 | 0 | 0 | 0 | 0 | 0 | 0.30435 | 0.50725 | 0.50725 | 1 | 0.7971 | 0.2029 | 0.30435 | 0.4058 | 0.50725 | 0.6087 | 0.30435 | 0.2029 | 0.10145 | 0.10145 | 0.10145 | 0.30435 | 0.10145 | ; | DEER EUN IS DHW SuH |  |  |  |  | 3124 | 1.75 | 19 | 1 | DEER-EUN-IS-DHW-SuH | 0 | Cst-Zeroes | 0 | Cst-Zeroes | 1 | 11 | 22 | 1.75 | 1.75 | 1.75 | 1.75 | 1.75 | 1.75 | 1.75 | 7 | 10.5 | 10.5 | 19 | 15.5 | 5.25 | 7 | 8.75 | 10.5 | 12.25 | 7 | 5.25 | 3.5 | 3.5 | 3.5 | 7 | 3.5 | DEER EUN IS DHW SuH
3125 | 7 | 21 | 0 | 0 | 0 | 0 | 0 | 0.05787 | 0.30093 | 0.98264 | 0.85069 | 0.84259 | 0.82639 | 0.80787 | 0.50099 | 0.55018 | 0.57292 | 0.57292 | 0.58912 | 1 | 0.86574 | 0.83333 | 0.78472 | 0.034722 | 0.02662 | 0.02662 | ; | DEER EUN Su DHW Wd |  |  |  |  | 3125 | 1 | 44.2 | 1 | DEER-EUN-Su-DHW-Wd | 0 | Cst-Zeroes | 0 | Cst-Zeroes | 1 | 7 | 21 | 1 | 1 | 1 | 1 | 1 | 3.5 | 14 | 43.45 | 37.75 | 37.4 | 36.7 | 35.9 | 22.6429 | 24.7676 | 25.75 | 25.75 | 26.45 | 44.2 | 38.4 | 37 | 34.9 | 2.5 | 2.15 | 2.15 | DEER EUN Su DHW Wd
3126 | 8 | 18 | 0 | 0 | 0 | 0 | 0 | 0 | 0.10101 | 0.97576 | 0.99192 | 1 | 0.75253 | 0.7583 | 0.76599 | 0.72828 | 0.8697 | 0.9404 | 0.22323 | 0.22323 | 0.18788 | 0.13636 | 0.10101 | 0.065657 | 0.072727 | 0.016162 | ; | DEER EUN Su DHW Sa |  |  |  |  | 3126 | 1 | 25.75 | 1 | DEER-EUN-Su-DHW-Sa | 0 | Cst-Zeroes | 0 | Cst-Zeroes | 1 | 8 | 18 | 1 | 1 | 1 | 1 | 1 | 1 | 3.5 | 25.15 | 25.55 | 25.75 | 19.625 | 19.7679 | 19.9583 | 19.025 | 22.525 | 24.275 | 6.525 | 6.525 | 5.65 | 4.375 | 3.5 | 2.625 | 2.8 | 1.4 | DEER EUN Su DHW Sa
3127 | 8 | 18 | 0 | 0 | 0 | 0 | 0 | 0 | 0 | 0.4878 | 0.82927 | 0.82927 | 0.56585 | 0.22439 | 0.31707 | 0.4878 | 0.65854 | 0.82927 | 1 | 0.4878 | 0.31707 | 0.14634 | 0.14634 | 0.14634 | 0.4878 | 0.14634 | ; | DEER EUN Su DHW SuH |  |  |  |  | 3127 | 1 | 6.125 | 1 | DEER-EUN-Su-DHW-SuH | 0 | Cst-Zeroes | 0 | Cst-Zeroes | 1 | 8 | 18 | 1 | 1 | 1 | 1 | 1 | 1 | 1 | 3.5 | 5.25 | 5.25 | 3.9 | 2.15 | 2.625 | 3.5 | 4.375 | 5.25 | 6.125 | 3.5 | 2.625 | 1.75 | 1.75 | 1.75 | 3.5 | 1.75 | DEER EUN Su DHW SuH
3128 | 9 | 18 | 0 | 0 | 0 | 0 | 0 | 0 | 0 | 0 | 1 | 1 | 1 | 1 | 1 | 1 | 1 | 1 | 1 | 1 | 0 | 0 | 0 | 0 | 0 | 0 | ; | DEER EUN Cls Cl Oc Wd |  |  |  |  | 3128 | 0 | 10 | 1 | DEER-EUN-Cls-Cl-Oc-Wd | 0 | Cst-Zeroes | 0 | Cst-Zeroes | 1 | 9 | 18 | 0 | 0 | 0 | 0 | 0 | 0 | 0 | 0 | 10 | 10 | 10 | 10 | 10 | 10 | 10 | 10 | 10 | 10 | 0 | 0 | 0 | 0 | 0 | 0 | DEER EUN Cls Cl Oc Wd
3129 | 9 | 18 | 0 | 0 | 0 | 0 | 0 | 0 | 0 | 0 | 1 | 1 | 1 | 1 | 1 | 1 | 1 | 1 | 1 | 1 | 0 | 0 | 0 | 0 | 0 | 0 | ; | DEER EUN Cls Cl Lt Wd |  |  |  |  | 3129 | 3.5 | 20 | 1 | DEER-EUN-Cls-Cl-Lt-Wd | 0 | Cst-Zeroes | 0 | Cst-Zeroes | 1 | 9 | 18 | 3.5 | 3.5 | 3.5 | 3.5 | 3.5 | 3.5 | 3.5 | 3.5 | 20 | 20 | 20 | 20 | 20 | 20 | 20 | 20 | 20 | 20 | 3.5 | 3.5 | 3.5 | 3.5 | 3.5 | 3.5 | DEER EUN Cls Cl Lt Wd
3130 | 9 | 18 | 0 | 0 | 0 | 0 | 0 | 0 | 0 | 0 | 1 | 1 | 1 | 1 | 1 | 1 | 1 | 1 | 1 | 1 | 0 | 0 | 0 | 0 | 0 | 0 | ; | DEER EUN Cls Cl Eq Wd |  |  |  |  | 3130 | 0 | 10 | 1 | DEER-EUN-Cls-Cl-Eq-Wd | 0 | Cst-Zeroes | 0 | Cst-Zeroes | 1 | 9 | 18 | 0 | 0 | 0 | 0 | 0 | 0 | 0 | 0 | 10 | 10 | 10 | 10 | 10 | 10 | 10 | 10 | 10 | 10 | 0 | 0 | 0 | 0 | 0 | 0 | DEER EUN Cls Cl Eq Wd
3131 | 8 | 18 | 0 | 0 | 0 | 0 | 0 | 0 | 0.075601 | 0.22251 | 1 | 0.99519 | 0.98557 | 0.93058 | 0.67923 | 0.80602 | 0.83505 | 0.83505 | 0.84467 | 0.74708 | 0.043986 | 0.029553 | 0.0079038 | 0 | 0 | 0 | ; | DEER EUN Cl DHW Wd |  |  |  |  | 3131 | 1 | 15.55 | 1 | DEER-EUN-Cl-DHW-Wd | 0 | Cst-Zeroes | 0 | Cst-Zeroes | 1 | 8 | 18 | 1 | 1 | 1 | 1 | 1 | 1 | 2.1 | 4.2375 | 15.55 | 15.48 | 15.34 | 14.54 | 10.8829 | 12.7276 | 13.15 | 13.15 | 13.29 | 11.87 | 1.64 | 1.43 | 1.115 | 1 | 1 | 1 | DEER EUN Cl DHW Wd
3132 | 8 | 16 | 0 | 0 | 0 | 0 | 0 | 0 | 0 | 0.54286 | 0.84762 | 1 | 0.3 | 0.40884 | 0.55397 | 0 | 0.24286 | 0.44286 | 0.24286 | 0.24286 | 0.14286 | 0 | 0 | 0 | 0 | 0 | ; | DEER EUN Cl DHW Sa |  |  |  |  | 3132 | 1 | 2.3125 | 1 | DEER-EUN-Cl-DHW-Sa | 0 | Cst-Zeroes | 0 | Cst-Zeroes | 1 | 8 | 16 | 1 | 1 | 1 | 1 | 1 | 1 | 1 | 1.7125 | 2.1125 | 2.3125 | 1.3938 | 1.5366 | 1.7271 | 1 | 1.3187 | 1.5813 | 1.3187 | 1.3187 | 1.1875 | 1 | 1 | 1 | 1 | 1 | DEER EUN Cl DHW Sa
3133 | 9 | 20 | 0 | 0 | 0 | 0 | 0 | 0 | 0 | 0 | 1 | 1 | 1 | 0.6 | 0.6 | 1 | 1 | 1 | 1 | 0.6 | 0.6 | 0.6 | 0 | 0 | 0 | 0 | ; | DEER HSP 24G Yr Oc Wd |  |  |  |  | 3133 | 0 | 50 | 1 | DEER-HSP-24G-Yr-Oc-Wd | 0 | Cst-Zeroes | 0 | Cst-Zeroes | 1 | 9 | 20 | 0 | 0 | 0 | 0 | 0 | 0 | 0 | 0 | 50 | 50 | 50 | 30 | 30 | 50 | 50 | 50 | 50 | 30 | 30 | 30 | 0 | 0 | 0 | 0 | DEER HSP 24G Yr Oc Wd
3134 | 9 | 20 | 0 | 0 | 0 | 0 | 0 | 0 | 0 | 0 | 1 | 1 | 1 | 0.6 | 0.6 | 1 | 1 | 1 | 1 | 0.6 | 0.6 | 0.6 | 0 | 0 | 0 | 0 | ; | DEER HSP 24G Yr Oc WeH |  |  |  |  | 3134 | 0 | 50 | 1 | DEER-HSP-24G-Yr-Oc-WeH | 0 | Cst-Zeroes | 0 | Cst-Zeroes | 1 | 9 | 20 | 0 | 0 | 0 | 0 | 0 | 0 | 0 | 0 | 50 | 50 | 50 | 30 | 30 | 50 | 50 | 50 | 50 | 30 | 30 | 30 | 0 | 0 | 0 | 0 | DEER HSP 24G Yr Oc WeH
3135 | 9 | 20 | 0 | 0 | 0 | 0 | 0 | 0 | 0 | 0 | 1 | 1 | 1 | 1 | 1 | 1 | 1 | 1 | 1 | 1 | 1 | 1 | 0 | 0 | 0 | 0 | ; | DEER HSP 24G Yr Lt Wd |  |  |  |  | 3135 | 80 | 100 | 1 | DEER-HSP-24G-Yr-Lt-Wd | 0 | Cst-Zeroes | 0 | Cst-Zeroes | 1 | 9 | 20 | 80 | 80 | 80 | 80 | 80 | 80 | 80 | 80 | 100 | 100 | 100 | 100 | 100 | 100 | 100 | 100 | 100 | 100 | 100 | 100 | 80 | 80 | 80 | 80 | DEER HSP 24G Yr Lt Wd
3136 | 9 | 20 | 0 | 0 | 0 | 0 | 0 | 0 | 0 | 0 | 1 | 1 | 1 | 1 | 1 | 1 | 1 | 1 | 1 | 1 | 1 | 1 | 0 | 0 | 0 | 0 | ; | DEER HSP 24G Yr Lt WeH |  |  |  |  | 3136 | 60 | 80 | 1 | DEER-HSP-24G-Yr-Lt-WeH | 0 | Cst-Zeroes | 0 | Cst-Zeroes | 1 | 9 | 20 | 60 | 60 | 60 | 60 | 60 | 60 | 60 | 60 | 80 | 80 | 80 | 80 | 80 | 80 | 80 | 80 | 80 | 80 | 80 | 80 | 60 | 60 | 60 | 60 | DEER HSP 24G Yr Lt WeH
3137 | 9 | 20 | 0 | 0 | 0 | 0 | 0 | 0 | 0 | 0 | 1 | 1 | 1 | 1 | 1 | 1 | 1 | 1 | 1 | 1 | 1 | 1 | 0 | 0 | 0 | 0 | ; | DEER HSP 24G Yr Eq Wd |  |  |  |  | 3137 | 75 | 100 | 1 | DEER-HSP-24G-Yr-Eq-Wd | 0 | Cst-Zeroes | 0 | Cst-Zeroes | 1 | 9 | 20 | 75 | 75 | 75 | 75 | 75 | 75 | 75 | 75 | 100 | 100 | 100 | 100 | 100 | 100 | 100 | 100 | 100 | 100 | 100 | 100 | 75 | 75 | 75 | 75 | DEER HSP 24G Yr Eq Wd
3138 | 9 | 20 | 0 | 0 | 0 | 0 | 0 | 0 | 0 | 0 | 1 | 1 | 1 | 1 | 1 | 1 | 1 | 1 | 1 | 1 | 1 | 1 | 0 | 0 | 0 | 0 | ; | DEER HSP 24G Yr Eq WeH |  |  |  |  | 3138 | 45 | 60 | 1 | DEER-HSP-24G-Yr-Eq-WeH | 0 | Cst-Zeroes | 0 | Cst-Zeroes | 1 | 9 | 20 | 45 | 45 | 45 | 45 | 45 | 45 | 45 | 45 | 60 | 60 | 60 | 60 | 60 | 60 | 60 | 60 | 60 | 60 | 60 | 60 | 45 | 45 | 45 | 45 | DEER HSP 24G Yr Eq WeH
3139 | 9 | 20 | 0 | 0 | 0 | 0 | 0 | 0 | 0 | 0 | 1 | 1 | 1 | 0.6 | 0.6 | 1 | 1 | 1 | 1 | 0.6 | 0.6 | 0.6 | 0 | 0 | 0 | 0 | ; | DEER HSP 12G Yr Oc Wd |  |  |  |  | 3139 | 0 | 50 | 1 | DEER-HSP-12G-Yr-Oc-Wd | 0 | Cst-Zeroes | 0 | Cst-Zeroes | 1 | 9 | 20 | 0 | 0 | 0 | 0 | 0 | 0 | 0 | 0 | 50 | 50 | 50 | 30 | 30 | 50 | 50 | 50 | 50 | 30 | 30 | 30 | 0 | 0 | 0 | 0 | DEER HSP 12G Yr Oc Wd
3140 | 9 | 20 | 0 | 0 | 0 | 0 | 0 | 0 | 0 | 0 | 1 | 1 | 1 | 0.6 | 0.6 | 1 | 1 | 1 | 1 | 0.6 | 0.6 | 0.6 | 0 | 0 | 0 | 0 | ; | DEER HSP 12G Yr Oc WeH |  |  |  |  | 3140 | 0 | 50 | 1 | DEER-HSP-12G-Yr-Oc-WeH | 0 | Cst-Zeroes | 0 | Cst-Zeroes | 1 | 9 | 20 | 0 | 0 | 0 | 0 | 0 | 0 | 0 | 0 | 50 | 50 | 50 | 30 | 30 | 50 | 50 | 50 | 50 | 30 | 30 | 30 | 0 | 0 | 0 | 0 | DEER HSP 12G Yr Oc WeH
3141 | 9 | 20 | 0 | 0 | 0 | 0 | 0 | 0 | 0 | 0 | 1 | 1 | 1 | 1 | 1 | 1 | 1 | 1 | 1 | 1 | 1 | 1 | 0 | 0 | 0 | 0 | ; | DEER HSP 12G Yr Lt Wd |  |  |  |  | 3141 | 30 | 100 | 1 | DEER-HSP-12G-Yr-Lt-Wd | 0 | Cst-Zeroes | 0 | Cst-Zeroes | 1 | 9 | 20 | 30 | 30 | 30 | 30 | 30 | 30 | 30 | 30 | 100 | 100 | 100 | 100 | 100 | 100 | 100 | 100 | 100 | 100 | 100 | 100 | 30 | 30 | 30 | 30 | DEER HSP 12G Yr Lt Wd
3142 | 9 | 20 | 0 | 0 | 0 | 0 | 0 | 0 | 0 | 0 | 1 | 1 | 1 | 1 | 1 | 1 | 1 | 1 | 1 | 1 | 1 | 1 | 0 | 0 | 0 | 0 | ; | DEER HSP 12G Yr Lt WeH |  |  |  |  | 3142 | 30 | 50 | 1 | DEER-HSP-12G-Yr-Lt-WeH | 0 | Cst-Zeroes | 0 | Cst-Zeroes | 1 | 9 | 20 | 30 | 30 | 30 | 30 | 30 | 30 | 30 | 30 | 50 | 50 | 50 | 50 | 50 | 50 | 50 | 50 | 50 | 50 | 50 | 50 | 30 | 30 | 30 | 30 | DEER HSP 12G Yr Lt WeH
3143 | 9 | 20 | 0 | 0 | 0 | 0 | 0 | 0 | 0 | 0 | 1 | 1 | 1 | 1 | 1 | 1 | 1 | 1 | 1 | 1 | 1 | 1 | 0 | 0 | 0 | 0 | ; | DEER HSP 12G Yr Eq Wd |  |  |  |  | 3143 | 5 | 100 | 1 | DEER-HSP-12G-Yr-Eq-Wd | 0 | Cst-Zeroes | 0 | Cst-Zeroes | 1 | 9 | 20 | 5 | 5 | 5 | 5 | 5 | 5 | 5 | 5 | 100 | 100 | 100 | 100 | 100 | 100 | 100 | 100 | 100 | 100 | 100 | 100 | 5 | 5 | 5 | 5 | DEER HSP 12G Yr Eq Wd
3144 | 9 | 20 | 0 | 0 | 0 | 0 | 0 | 0 | 0 | 0 | 1 | 1 | 1 | 1 | 1 | 1 | 1 | 1 | 1 | 1 | 1 | 1 | 0 | 0 | 0 | 0 | ; | DEER HSP 12G Yr Eq WeH |  |  |  |  | 3144 | 5 | 100 | 1 | DEER-HSP-12G-Yr-Eq-WeH | 0 | Cst-Zeroes | 0 | Cst-Zeroes | 1 | 9 | 20 | 5 | 5 | 5 | 5 | 5 | 5 | 5 | 5 | 100 | 100 | 100 | 100 | 100 | 100 | 100 | 100 | 100 | 100 | 100 | 100 | 5 | 5 | 5 | 5 | DEER HSP 12G Yr Eq WeH
3145 | 9 | 19 | 0 | 0 | 0 | 0 | 0 | 0 | 0 | 0 | 1 | 1 | 1 | 0.2 | 0.2 | 1 | 1 | 1 | 1 | 0.2 | 0.2 | 0.2 | 0 | 0 | 0 | 0 | ; | DEER HSP Kit Yr Oc Wd |  |  |  |  | 3145 | 25 | 50 | 1 | DEER-HSP-Kit-Yr-Oc-Wd | 0 | Cst-Zeroes | 0 | Cst-Zeroes | 1 | 9 | 19 | 25 | 25 | 25 | 25 | 25 | 25 | 25 | 25 | 50 | 50 | 50 | 30 | 30 | 50 | 50 | 50 | 50 | 30 | 30 | 30 | 25 | 25 | 25 | 25 | DEER HSP Kit Yr Oc Wd
3146 | 9 | 19 | 0 | 0 | 0 | 0 | 0 | 0 | 0 | 0 | 1 | 1 | 1 | 0.2 | 0.2 | 1 | 1 | 1 | 1 | 0.2 | 0.2 | 0.2 | 0 | 0 | 0 | 0 | ; | DEER HSP Kit Yr Oc WeH |  |  |  |  | 3146 | 25 | 50 | 1 | DEER-HSP-Kit-Yr-Oc-WeH | 0 | Cst-Zeroes | 0 | Cst-Zeroes | 1 | 9 | 19 | 25 | 25 | 25 | 25 | 25 | 25 | 25 | 25 | 50 | 50 | 50 | 30 | 30 | 50 | 50 | 50 | 50 | 30 | 30 | 30 | 25 | 25 | 25 | 25 | DEER HSP Kit Yr Oc WeH
3147 | -1 | -1 | 0 | 0 | 0 | 0 | 0 | 0 | 0 | 0 | 0 | 0 | 0 | 0 | 0 | 0 | 0 | 0 | 0 | 0 | 0 | 0 | 0 | 0 | 0 | 0 | ; | DEER HSP Kit Yr Lt Wd |  |  |  |  | 3147 | 100 | 100 | 1 | DEER-HSP-Kit-Yr-Lt-Wd | 0 | Cst-Zeroes | 0 | Cst-Zeroes | 1 | -1 | -1 | 100 | 100 | 100 | 100 | 100 | 100 | 100 | 100 | 100 | 100 | 100 | 100 | 100 | 100 | 100 | 100 | 100 | 100 | 100 | 100 | 100 | 100 | 100 | 100 | DEER HSP Kit Yr Lt Wd
3148 | -1 | -1 | 0 | 0 | 0 | 0 | 0 | 0 | 0 | 0 | 0 | 0 | 0 | 0 | 0 | 0 | 0 | 0 | 0 | 0 | 0 | 0 | 0 | 0 | 0 | 0 | ; | DEER HSP Kit Yr Lt WeH |  |  |  |  | 3148 | 100 | 100 | 1 | DEER-HSP-Kit-Yr-Lt-WeH | 0 | Cst-Zeroes | 0 | Cst-Zeroes | 1 | -1 | -1 | 100 | 100 | 100 | 100 | 100 | 100 | 100 | 100 | 100 | 100 | 100 | 100 | 100 | 100 | 100 | 100 | 100 | 100 | 100 | 100 | 100 | 100 | 100 | 100 | DEER HSP Kit Yr Lt WeH
3149 | 7 | 23 | 0.034091 | 0 | 0 | 0 | 0 | 0 | 0.25 | 1 | 0.57955 | 0.625 | 0.57955 | 0.67045 | 0.67045 | 0.90909 | 0.53409 | 0.57955 | 0.71591 | 0.57955 | 0.57955 | 0.625 | 0.48864 | 0.44318 | 0.22727 | 0.22727 | ; | DEER HSP Kit Yr Eq Wd |  |  |  |  | 3149 | 12 | 100 | 1 | DEER-HSP-Kit-Yr-Eq-Wd | 0 | Cst-Zeroes | 0 | Cst-Zeroes | 1 | 7 | 23 | 15 | 12 | 12 | 12 | 12 | 12 | 34 | 100 | 63 | 67 | 63 | 71 | 71 | 92 | 59 | 63 | 75 | 63 | 63 | 67 | 55 | 51 | 32 | 32 | DEER HSP Kit Yr Eq Wd
3150 | 7 | 23 | 0 | 0 | 0 | 0 | 0 | 0 | 0.88462 | 0.88462 | 0.88462 | 0.88462 | 0.88462 | 0.88462 | 1 | 1 | 1 | 1 | 1 | 1 | 1 | 1 | 0.71154 | 0.71154 | 0.34615 | 0.34615 | ; | DEER HSP Kit Yr Eq WeH |  |  |  |  | 3150 | 14 | 66 | 1 | DEER-HSP-Kit-Yr-Eq-WeH | 0 | Cst-Zeroes | 0 | Cst-Zeroes | 1 | 7 | 23 | 14 | 14 | 14 | 14 | 14 | 14 | 60 | 60 | 60 | 60 | 60 | 60 | 66 | 66 | 66 | 66 | 66 | 66 | 66 | 66 | 51 | 51 | 32 | 32 | DEER HSP Kit Yr Eq WeH
3151 | 5 | 20 | 0 | 0 | 0 | 0 | 0.73034 | 0.68539 | 0.53933 | 0.8427 | 0.74157 | 0.86517 | 0.94382 | 0.8427 | 0.73034 | 0.73034 | 0.7191 | 0.79775 | 1 | 0.77528 | 0.53933 | 0.30337 | 0.05618 | 0 | 0 | 0 | ; | DEER HSP Kit Yr Ck Wd |  |  |  |  | 3151 | 11 | 100 | 1 | DEER-HSP-Kit-Yr-Ck-Wd | 0 | Cst-Zeroes | 0 | Cst-Zeroes | 1 | 5 | 20 | 11 | 11 | 11 | 11 | 76 | 72 | 59 | 86 | 77 | 88 | 95 | 86 | 76 | 76 | 75 | 82 | 100 | 80 | 59 | 38 | 16 | 11 | 11 | 11 | DEER HSP Kit Yr Ck Wd
3152 | 5 | 20 | 0 | 0 | 0 | 0 | 0.73034 | 0.68539 | 0.53933 | 0.8427 | 0.74157 | 0.86517 | 0.94382 | 0.8427 | 0.73034 | 0.73034 | 0.7191 | 0.79775 | 1 | 0.77528 | 0.53933 | 0.30337 | 0.05618 | 0 | 0 | 0 | ; | DEER HSP Kit Yr Ck WeH |  |  |  |  | 3152 | 11 | 100 | 1 | DEER-HSP-Kit-Yr-Ck-WeH | 0 | Cst-Zeroes | 0 | Cst-Zeroes | 1 | 5 | 20 | 11 | 11 | 11 | 11 | 76 | 72 | 59 | 86 | 77 | 88 | 95 | 86 | 76 | 76 | 75 | 82 | 100 | 80 | 59 | 38 | 16 | 11 | 11 | 11 | DEER HSP Kit Yr Ck WeH
3153 | 11 | 21 | 0 | 0 | 0 | 0 | 0 | 0 | 0 | 0 | 0 | 0 | 1 | 1 | 0 | 0 | 0 | 0 | 0 | 0 | 0 | 1 | 1 | 0 | 0 | 0 | ; | DEER HSP 24W Yr Oc All |  |  |  |  | 3153 | 80 | 100 | 1 | DEER-HSP-24W-Yr-Oc-All | 0 | Cst-Zeroes | 0 | Cst-Zeroes | 1 | 11 | 21 | 80 | 80 | 80 | 80 | 80 | 80 | 80 | 80 | 80 | 80 | 100 | 100 | 80 | 80 | 80 | 80 | 80 | 80 | 80 | 100 | 100 | 80 | 80 | 80 | DEER HSP 24W Yr Oc All
3154 | 6 | 22 | 0 | 0 | 0 | 0 | 0 | 0.38462 | 0.84615 | 1 | 1 | 1 | 1 | 1 | 1 | 1 | 1 | 1 | 1 | 1 | 1 | 1 | 1 | 0.38462 | 0 | 0 | ; | DEER HSP 24W Yr Lt All |  |  |  |  | 3154 | 35 | 100 | 1 | DEER-HSP-24W-Yr-Lt-All | 0 | Cst-Zeroes | 0 | Cst-Zeroes | 1 | 6 | 22 | 35 | 35 | 35 | 35 | 35 | 60 | 90 | 100 | 100 | 100 | 100 | 100 | 100 | 100 | 100 | 100 | 100 | 100 | 100 | 100 | 100 | 60 | 35 | 35 | DEER HSP 24W Yr Lt All
3155 | 6 | 22 | 0 | 0 | 0 | 0 | 0 | 0.33333 | 0.55556 | 0.77778 | 0.88889 | 0.88889 | 1 | 1 | 0.88889 | 0.66667 | 0.66667 | 0.66667 | 1 | 1 | 0.66667 | 0.66667 | 0.66667 | 0.55556 | 0.11111 | 0 | ; | DEER HSP 24W Yr Eq All |  |  |  |  | 3155 | 10 | 100 | 1 | DEER-HSP-24W-Yr-Eq-All | 0 | Cst-Zeroes | 0 | Cst-Zeroes | 1 | 6 | 22 | 10 | 10 | 10 | 10 | 10 | 40 | 60 | 80 | 90 | 90 | 100 | 100 | 90 | 70 | 70 | 70 | 100 | 100 | 70 | 70 | 70 | 60 | 20 | 10 | DEER HSP 24W Yr Eq All
3156 | 9 | 20 | 0 | 0 | 0 | 0 | 0 | 0 | 0 | 0 | 1 | 1 | 1 | 1 | 1 | 1 | 1 | 1 | 1 | 1 | 1 | 1 | 0 | 0 | 0 | 0 | ; | DEER HSP 24C Yr Oc Wd |  |  |  |  | 3156 | 70 | 80 | 1 | DEER-HSP-24C-Yr-Oc-Wd | 0 | Cst-Zeroes | 0 | Cst-Zeroes | 1 | 9 | 20 | 70 | 70 | 70 | 70 | 70 | 70 | 70 | 70 | 80 | 80 | 80 | 80 | 80 | 80 | 80 | 80 | 80 | 80 | 80 | 80 | 70 | 70 | 70 | 70 | DEER HSP 24C Yr Oc Wd
3157 | 9 | 20 | 0 | 0 | 0 | 0 | 0 | 0 | 0 | 0 | 1 | 1 | 1 | 1 | 1 | 1 | 1 | 1 | 1 | 1 | 1 | 1 | 0 | 0 | 0 | 0 | ; | DEER HSP 24C Yr Oc WeH |  |  |  |  | 3157 | 70 | 80 | 1 | DEER-HSP-24C-Yr-Oc-WeH | 0 | Cst-Zeroes | 0 | Cst-Zeroes | 1 | 9 | 20 | 70 | 70 | 70 | 70 | 70 | 70 | 70 | 70 | 80 | 80 | 80 | 80 | 80 | 80 | 80 | 80 | 80 | 80 | 80 | 80 | 70 | 70 | 70 | 70 | DEER HSP 24C Yr Oc WeH
3158 | 9 | 20 | 0 | 0 | 0 | 0 | 0 | 0 | 0 | 0 | 1 | 1 | 1 | 1 | 1 | 1 | 1 | 1 | 1 | 1 | 1 | 1 | 0 | 0 | 0 | 0 | ; | DEER HSP 24C Yr Lt Wd |  |  |  |  | 3158 | 55 | 75 | 1 | DEER-HSP-24C-Yr-Lt-Wd | 0 | Cst-Zeroes | 0 | Cst-Zeroes | 1 | 9 | 20 | 55 | 55 | 55 | 55 | 55 | 55 | 55 | 55 | 75 | 75 | 75 | 75 | 75 | 75 | 75 | 75 | 75 | 75 | 75 | 75 | 55 | 55 | 55 | 55 | DEER HSP 24C Yr Lt Wd
3159 | 9 | 20 | 0 | 0 | 0 | 0 | 0 | 0 | 0 | 0 | 1 | 1 | 1 | 1 | 1 | 1 | 1 | 1 | 1 | 1 | 1 | 1 | 0 | 0 | 0 | 0 | ; | DEER HSP 24C Yr Lt WeH |  |  |  |  | 3159 | 45 | 50 | 1 | DEER-HSP-24C-Yr-Lt-WeH | 0 | Cst-Zeroes | 0 | Cst-Zeroes | 1 | 9 | 20 | 45 | 45 | 45 | 45 | 45 | 45 | 45 | 45 | 50 | 50 | 50 | 50 | 50 | 50 | 50 | 50 | 50 | 50 | 50 | 50 | 45 | 45 | 45 | 45 | DEER HSP 24C Yr Lt WeH
3160 | 9 | 20 | 0 | 0 | 0 | 0 | 0 | 0 | 0 | 0 | 1 | 1 | 1 | 1 | 1 | 1 | 1 | 1 | 1 | 1 | 1 | 1 | 0 | 0 | 0 | 0 | ; | DEER HSP 24C Yr Eq Wd |  |  |  |  | 3160 | 45 | 80 | 1 | DEER-HSP-24C-Yr-Eq-Wd | 0 | Cst-Zeroes | 0 | Cst-Zeroes | 1 | 9 | 20 | 45 | 45 | 45 | 45 | 45 | 45 | 45 | 45 | 80 | 80 | 80 | 80 | 80 | 80 | 80 | 80 | 80 | 80 | 80 | 80 | 45 | 45 | 45 | 45 | DEER HSP 24C Yr Eq Wd
3161 | 9 | 20 | 0 | 0 | 0 | 0 | 0 | 0 | 0 | 0 | 1 | 1 | 1 | 1 | 1 | 1 | 1 | 1 | 1 | 1 | 1 | 1 | 0 | 0 | 0 | 0 | ; | DEER HSP 24C Yr Eq WeH |  |  |  |  | 3161 | 45 | 70 | 1 | DEER-HSP-24C-Yr-Eq-WeH | 0 | Cst-Zeroes | 0 | Cst-Zeroes | 1 | 9 | 20 | 45 | 45 | 45 | 45 | 45 | 45 | 45 | 45 | 70 | 70 | 70 | 70 | 70 | 70 | 70 | 70 | 70 | 70 | 70 | 70 | 45 | 45 | 45 | 45 | DEER HSP 24C Yr Eq WeH
3162 | 9 | 20 | 0 | 0 | 0 | 0 | 0 | 0 | 0 | 0 | 1 | 1 | 1 | 0.6 | 0.6 | 1 | 1 | 1 | 1 | 0.6 | 0.6 | 0.6 | 0 | 0 | 0 | 0 | ; | DEER HSP 12C Yr Oc Wd |  |  |  |  | 3162 | 0 | 50 | 1 | DEER-HSP-12C-Yr-Oc-Wd | 0 | Cst-Zeroes | 0 | Cst-Zeroes | 1 | 9 | 20 | 0 | 0 | 0 | 0 | 0 | 0 | 0 | 0 | 50 | 50 | 50 | 30 | 30 | 50 | 50 | 50 | 50 | 30 | 30 | 30 | 0 | 0 | 0 | 0 | DEER HSP 12C Yr Oc Wd
3163 | 9 | 20 | 0 | 0 | 0 | 0 | 0 | 0 | 0 | 0 | 1 | 1 | 1 | 0.6 | 0.6 | 1 | 1 | 1 | 1 | 0.6 | 0.6 | 0.6 | 0 | 0 | 0 | 0 | ; | DEER HSP 12C Yr Oc WeH |  |  |  |  | 3163 | 0 | 50 | 1 | DEER-HSP-12C-Yr-Oc-WeH | 0 | Cst-Zeroes | 0 | Cst-Zeroes | 1 | 9 | 20 | 0 | 0 | 0 | 0 | 0 | 0 | 0 | 0 | 50 | 50 | 50 | 30 | 30 | 50 | 50 | 50 | 50 | 30 | 30 | 30 | 0 | 0 | 0 | 0 | DEER HSP 12C Yr Oc WeH
3164 | 9 | 20 | 0 | 0 | 0 | 0 | 0 | 0 | 0 | 0 | 1 | 1 | 1 | 1 | 1 | 1 | 1 | 1 | 1 | 1 | 1 | 1 | 0 | 0 | 0 | 0 | ; | DEER HSP 12C Yr Lt Wd |  |  |  |  | 3164 | 30 | 75 | 1 | DEER-HSP-12C-Yr-Lt-Wd | 0 | Cst-Zeroes | 0 | Cst-Zeroes | 1 | 9 | 20 | 30 | 30 | 30 | 30 | 30 | 30 | 30 | 30 | 75 | 75 | 75 | 75 | 75 | 75 | 75 | 75 | 75 | 75 | 75 | 75 | 30 | 30 | 30 | 30 | DEER HSP 12C Yr Lt Wd
3165 | 9 | 20 | 0 | 0 | 0 | 0 | 0 | 0 | 0 | 0 | 1 | 1 | 1 | 1 | 1 | 1 | 1 | 1 | 1 | 1 | 1 | 1 | 0 | 0 | 0 | 0 | ; | DEER HSP 12C Yr Lt WeH |  |  |  |  | 3165 | 30 | 50 | 1 | DEER-HSP-12C-Yr-Lt-WeH | 0 | Cst-Zeroes | 0 | Cst-Zeroes | 1 | 9 | 20 | 30 | 30 | 30 | 30 | 30 | 30 | 30 | 30 | 50 | 50 | 50 | 50 | 50 | 50 | 50 | 50 | 50 | 50 | 50 | 50 | 30 | 30 | 30 | 30 | DEER HSP 12C Yr Lt WeH
3166 | 9 | 20 | 0 | 0 | 0 | 0 | 0 | 0 | 0 | 0 | 1 | 1 | 1 | 1 | 1 | 1 | 1 | 1 | 1 | 1 | 1 | 1 | 0 | 0 | 0 | 0 | ; | DEER HSP 12C Yr Eq Wd |  |  |  |  | 3166 | 25 | 80 | 1 | DEER-HSP-12C-Yr-Eq-Wd | 0 | Cst-Zeroes | 0 | Cst-Zeroes | 1 | 9 | 20 | 25 | 25 | 25 | 25 | 25 | 25 | 25 | 25 | 80 | 80 | 80 | 80 | 80 | 80 | 80 | 80 | 80 | 80 | 80 | 80 | 25 | 25 | 25 | 25 | DEER HSP 12C Yr Eq Wd
3167 | 9 | 20 | 0 | 0 | 0 | 0 | 0 | 0 | 0 | 0 | 1 | 1 | 1 | 1 | 1 | 1 | 1 | 1 | 1 | 1 | 1 | 1 | 0 | 0 | 0 | 0 | ; | DEER HSP 12C Yr Eq WeH |  |  |  |  | 3167 | 25 | 70 | 1 | DEER-HSP-12C-Yr-Eq-WeH | 0 | Cst-Zeroes | 0 | Cst-Zeroes | 1 | 9 | 20 | 25 | 25 | 25 | 25 | 25 | 25 | 25 | 25 | 70 | 70 | 70 | 70 | 70 | 70 | 70 | 70 | 70 | 70 | 70 | 70 | 25 | 25 | 25 | 25 | DEER HSP 12C Yr Eq WeH
3168 | 9 | 19 | 0 | 0 | 0 | 0 | 0 | 0 | 0 | 0 | 1 | 1 | 1 | 0.2 | 0.2 | 1 | 1 | 1 | 1 | 0.2 | 0.2 | 0.2 | 0 | 0 | 0 | 0 | ; | DEER HSP 24N Yr Oc All |  |  |  |  | 3168 | 25 | 50 | 1 | DEER-HSP-24N-Yr-Oc-All | 0 | Cst-Zeroes | 0 | Cst-Zeroes | 1 | 9 | 19 | 25 | 25 | 25 | 25 | 25 | 25 | 25 | 25 | 50 | 50 | 50 | 30 | 30 | 50 | 50 | 50 | 50 | 30 | 30 | 30 | 25 | 25 | 25 | 25 | DEER HSP 24N Yr Oc All
3169 | -1 | -1 | 0 | 0 | 0 | 0 | 0 | 0 | 0 | 0 | 0 | 0 | 0 | 0 | 0 | 0 | 0 | 0 | 0 | 0 | 0 | 0 | 0 | 0 | 0 | 0 | ; | DEER HSP 24N Yr Lt All |  |  |  |  | 3169 | 100 | 100 | 1 | DEER-HSP-24N-Yr-Lt-All | 0 | Cst-Zeroes | 0 | Cst-Zeroes | 1 | -1 | -1 | 100 | 100 | 100 | 100 | 100 | 100 | 100 | 100 | 100 | 100 | 100 | 100 | 100 | 100 | 100 | 100 | 100 | 100 | 100 | 100 | 100 | 100 | 100 | 100 | DEER HSP 24N Yr Lt All
3170 | 9 | 20 | 0 | 0 | 0 | 0 | 0 | 0 | 0 | 0 | 1 | 1 | 1 | 1 | 1 | 1 | 1 | 1 | 1 | 1 | 1 | 1 | 0 | 0 | 0 | 0 | ; | DEER HSP 24N Yr Eq Wd |  |  |  |  | 3170 | 75 | 100 | 1 | DEER-HSP-24N-Yr-Eq-Wd | 0 | Cst-Zeroes | 0 | Cst-Zeroes | 1 | 9 | 20 | 75 | 75 | 75 | 75 | 75 | 75 | 75 | 75 | 100 | 100 | 100 | 100 | 100 | 100 | 100 | 100 | 100 | 100 | 100 | 100 | 75 | 75 | 75 | 75 | DEER HSP 24N Yr Eq Wd
3171 | 9 | 20 | 0 | 0 | 0 | 0 | 0 | 0 | 0 | 0 | 1 | 1 | 1 | 1 | 1 | 1 | 1 | 1 | 1 | 1 | 1 | 1 | 0 | 0 | 0 | 0 | ; | DEER HSP 24N Yr Eq WeH |  |  |  |  | 3171 | 45 | 60 | 1 | DEER-HSP-24N-Yr-Eq-WeH | 0 | Cst-Zeroes | 0 | Cst-Zeroes | 1 | 9 | 20 | 45 | 45 | 45 | 45 | 45 | 45 | 45 | 45 | 60 | 60 | 60 | 60 | 60 | 60 | 60 | 60 | 60 | 60 | 60 | 60 | 45 | 45 | 45 | 45 | DEER HSP 24N Yr Eq WeH
3172 | 5 | 23 | 0 | 0 | 0 | 0.085366 | 0.085366 | 0.57317 | 1 | 0.82927 | 0.7561 | 0.62195 | 0.62195 | 0.67073 | 0.67073 | 0.47561 | 0.62195 | 0.80488 | 0.67073 | 0.58537 | 0.39024 | 0.36585 | 0.34146 | 0.29268 | 0.30488 | 0.18293 | ; | DEER HSP Yr DHW Wd |  |  |  |  | 3172 | 18 | 100 | 1 | DEER-HSP-Yr-DHW-Wd | 0 | Cst-Zeroes | 0 | Cst-Zeroes | 1 | 5 | 23 | 18 | 18 | 18 | 25 | 25 | 65 | 100 | 86 | 80 | 69 | 69 | 73 | 73 | 57 | 69 | 84 | 73 | 66 | 50 | 48 | 46 | 42 | 43 | 33 | DEER HSP Yr DHW Wd
3173 | 5 | 23 | 0 | 0 | 0 | 0.085366 | 0.085366 | 0.57317 | 1 | 0.82927 | 0.7561 | 0.62195 | 0.62195 | 0.67073 | 0.67073 | 0.47561 | 0.62195 | 0.80488 | 0.67073 | 0.58537 | 0.39024 | 0.36585 | 0.34146 | 0.29268 | 0.30488 | 0.18293 | ; | DEER HSP Yr DHW WeH |  |  |  |  | 3173 | 18 | 100 | 1 | DEER-HSP-Yr-DHW-WeH | 0 | Cst-Zeroes | 0 | Cst-Zeroes | 1 | 5 | 23 | 18 | 18 | 18 | 25 | 25 | 65 | 100 | 86 | 80 | 69 | 69 | 73 | 73 | 57 | 69 | 84 | 73 | 66 | 50 | 48 | 46 | 42 | 43 | 33 | DEER HSP Yr DHW WeH
3174 | 9 | 21 | 0 | 0 | 0 | 0 | 0 | 0 | 0 | 0 | 1 | 1 | 1 | 1 | 1 | 1 | 1 | 1 | 1 | 1 | 1 | 1 | 1 | 0 | 0 | 0 | ; | DEER NRS Fac Yr Oc Wd |  |  |  |  | 3174 | 0 | 100 | 1 | DEER-NRS-Fac-Yr-Oc-Wd | 0 | Cst-Zeroes | 0 | Cst-Zeroes | 1 | 9 | 21 | 0 | 0 | 0 | 0 | 0 | 0 | 0 | 0 | 100 | 100 | 100 | 100 | 100 | 100 | 100 | 100 | 100 | 100 | 100 | 100 | 100 | 0 | 0 | 0 | DEER NRS Fac Yr Oc Wd
3175 | 9 | 21 | 0 | 0 | 0 | 0 | 0 | 0 | 0 | 0 | 1 | 1 | 1 | 1 | 1 | 1 | 1 | 1 | 1 | 1 | 1 | 1 | 1 | 0 | 0 | 0 | ; | DEER NRS Fac Yr Oc WeH |  |  |  |  | 3175 | 0 | 100 | 1 | DEER-NRS-Fac-Yr-Oc-WeH | 0 | Cst-Zeroes | 0 | Cst-Zeroes | 1 | 9 | 21 | 0 | 0 | 0 | 0 | 0 | 0 | 0 | 0 | 100 | 100 | 100 | 100 | 100 | 100 | 100 | 100 | 100 | 100 | 100 | 100 | 100 | 0 | 0 | 0 | DEER NRS Fac Yr Oc WeH
3176 | 9 | 21 | 0 | 0 | 0 | 0 | 0 | 0 | 0 | 0 | 1 | 1 | 1 | 1 | 1 | 1 | 1 | 1 | 1 | 1 | 1 | 1 | 1 | 0 | 0 | 0 | ; | DEER NRS Fac Yr Lt Wd |  |  |  |  | 3176 | 10 | 70 | 1 | DEER-NRS-Fac-Yr-Lt-Wd | 0 | Cst-Zeroes | 0 | Cst-Zeroes | 1 | 9 | 21 | 10 | 10 | 10 | 10 | 10 | 10 | 10 | 10 | 70 | 70 | 70 | 70 | 70 | 70 | 70 | 70 | 70 | 70 | 70 | 70 | 70 | 10 | 10 | 10 | DEER NRS Fac Yr Lt Wd
3177 | 9 | 21 | 0 | 0 | 0 | 0 | 0 | 0 | 0 | 0 | 1 | 1 | 1 | 1 | 1 | 1 | 1 | 1 | 1 | 1 | 1 | 1 | 1 | 0 | 0 | 0 | ; | DEER NRS Fac Yr Lt WeH |  |  |  |  | 3177 | 10 | 70 | 1 | DEER-NRS-Fac-Yr-Lt-WeH | 0 | Cst-Zeroes | 0 | Cst-Zeroes | 1 | 9 | 21 | 10 | 10 | 10 | 10 | 10 | 10 | 10 | 10 | 70 | 70 | 70 | 70 | 70 | 70 | 70 | 70 | 70 | 70 | 70 | 70 | 70 | 10 | 10 | 10 | DEER NRS Fac Yr Lt WeH
3178 | 7 | 22 | 0 | 0 | 0 | 0 | 0 | 0.25 | 0.5 | 0.75 | 0.875 | 0.875 | 1 | 1 | 0.875 | 0.625 | 0.625 | 0.625 | 1 | 1 | 0.625 | 0.625 | 0.625 | 0.5 | 0 | 0 | ; | DEER NRS Fac Yr Eq Wd |  |  |  |  | 3178 | 20 | 100 | 1 | DEER-NRS-Fac-Yr-Eq-Wd | 0 | Cst-Zeroes | 0 | Cst-Zeroes | 1 | 7 | 22 | 20 | 20 | 20 | 20 | 20 | 40 | 60 | 80 | 90 | 90 | 100 | 100 | 90 | 70 | 70 | 70 | 100 | 100 | 70 | 70 | 70 | 60 | 20 | 20 | DEER NRS Fac Yr Eq Wd
3179 | 7 | 22 | 0 | 0 | 0 | 0 | 0 | 0.25 | 0.5 | 0.75 | 0.875 | 0.875 | 1 | 1 | 0.875 | 0.625 | 0.625 | 0.625 | 1 | 1 | 0.625 | 0.625 | 0.625 | 0.5 | 0 | 0 | ; | DEER NRS Fac Yr Eq WeH |  |  |  |  | 3179 | 20 | 100 | 1 | DEER-NRS-Fac-Yr-Eq-WeH | 0 | Cst-Zeroes | 0 | Cst-Zeroes | 1 | 7 | 22 | 20 | 20 | 20 | 20 | 20 | 40 | 60 | 80 | 90 | 90 | 100 | 100 | 90 | 70 | 70 | 70 | 100 | 100 | 70 | 70 | 70 | 60 | 20 | 20 | DEER NRS Fac Yr Eq WeH
3180 | 9 | 19 | 0 | 0 | 0 | 0 | 0 | 0 | 0 | 0 | 1 | 1 | 1 | 1 | 1 | 1 | 1 | 1 | 1 | 1 | 1 | 0 | 0 | 0 | 0 | 0 | ; | DEER NRS Adm Yr Oc Wd |  |  |  |  | 3180 | 0 | 100 | 1 | DEER-NRS-Adm-Yr-Oc-Wd | 0 | Cst-Zeroes | 0 | Cst-Zeroes | 1 | 9 | 19 | 0 | 0 | 0 | 0 | 0 | 0 | 0 | 0 | 100 | 100 | 100 | 100 | 100 | 100 | 100 | 100 | 100 | 100 | 100 | 0 | 0 | 0 | 0 | 0 | DEER NRS Adm Yr Oc Wd
3181 | 9 | 19 | 0 | 0 | 0 | 0 | 0 | 0 | 0 | 0 | 1 | 1 | 1 | 1 | 1 | 1 | 1 | 1 | 1 | 1 | 1 | 0 | 0 | 0 | 0 | 0 | ; | DEER NRS Adm Yr Oc WeH |  |  |  |  | 3181 | 0 | 100 | 1 | DEER-NRS-Adm-Yr-Oc-WeH | 0 | Cst-Zeroes | 0 | Cst-Zeroes | 1 | 9 | 19 | 0 | 0 | 0 | 0 | 0 | 0 | 0 | 0 | 100 | 100 | 100 | 100 | 100 | 100 | 100 | 100 | 100 | 100 | 100 | 0 | 0 | 0 | 0 | 0 | DEER NRS Adm Yr Oc WeH
3182 | 8 | 21 | 0 | 0 | 0 | 0 | 0 | 0 | 0 | 1 | 1 | 1 | 1 | 1 | 1 | 1 | 1 | 1 | 1 | 1 | 1 | 1 | 1 | 0 | 0 | 0 | ; | DEER NRS Adm Yr Lt Wd |  |  |  |  | 3182 | 10 | 70 | 1 | DEER-NRS-Adm-Yr-Lt-Wd | 0 | Cst-Zeroes | 0 | Cst-Zeroes | 1 | 8 | 21 | 10 | 10 | 10 | 10 | 10 | 10 | 10 | 70 | 70 | 70 | 70 | 70 | 70 | 70 | 70 | 70 | 70 | 70 | 70 | 70 | 70 | 10 | 10 | 10 | DEER NRS Adm Yr Lt Wd
3183 | 8 | 21 | 0 | 0 | 0 | 0 | 0 | 0 | 0 | 1 | 1 | 1 | 1 | 1 | 1 | 1 | 1 | 1 | 1 | 1 | 1 | 1 | 1 | 0 | 0 | 0 | ; | DEER NRS Adm Yr Lt WeH |  |  |  |  | 3183 | 10 | 70 | 1 | DEER-NRS-Adm-Yr-Lt-WeH | 0 | Cst-Zeroes | 0 | Cst-Zeroes | 1 | 8 | 21 | 10 | 10 | 10 | 10 | 10 | 10 | 10 | 70 | 70 | 70 | 70 | 70 | 70 | 70 | 70 | 70 | 70 | 70 | 70 | 70 | 70 | 10 | 10 | 10 | DEER NRS Adm Yr Lt WeH
3184 | 7 | 23 | 0 | 0 | 0 | 0 | 0 | 0.14286 | 0.42857 | 0.71429 | 0.85714 | 0.85714 | 1 | 1 | 0.85714 | 0.57143 | 0.57143 | 0.57143 | 1 | 1 | 0.57143 | 0.57143 | 0.57143 | 0.42857 | 0.14286 | 0 | ; | DEER NRS Adm Yr Eq Wd |  |  |  |  | 3184 | 30 | 100 | 1 | DEER-NRS-Adm-Yr-Eq-Wd | 0 | Cst-Zeroes | 0 | Cst-Zeroes | 1 | 7 | 23 | 30 | 30 | 30 | 30 | 30 | 40 | 60 | 80 | 90 | 90 | 100 | 100 | 90 | 70 | 70 | 70 | 100 | 100 | 70 | 70 | 70 | 60 | 40 | 30 | DEER NRS Adm Yr Eq Wd
3185 | 7 | 23 | 0 | 0 | 0 | 0 | 0 | 0.14286 | 0.42857 | 0.71429 | 0.85714 | 0.85714 | 1 | 1 | 0.85714 | 0.57143 | 0.57143 | 0.57143 | 1 | 1 | 0.57143 | 0.57143 | 0.57143 | 0.42857 | 0.14286 | 0 | ; | DEER NRS Adm Yr Eq WeH |  |  |  |  | 3185 | 30 | 100 | 1 | DEER-NRS-Adm-Yr-Eq-WeH | 0 | Cst-Zeroes | 0 | Cst-Zeroes | 1 | 7 | 23 | 30 | 30 | 30 | 30 | 30 | 40 | 60 | 80 | 90 | 90 | 100 | 100 | 90 | 70 | 70 | 70 | 100 | 100 | 70 | 70 | 70 | 60 | 40 | 30 | DEER NRS Adm Yr Eq WeH
3186 | 9 | 19 | 0 | 0 | 0 | 0 | 0 | 0 | 0 | 0 | 1 | 1 | 1 | 1 | 1 | 1 | 1 | 1 | 1 | 1 | 1 | 0 | 0 | 0 | 0 | 0 | ; | DEER NRS Kit Yr Oc Wd |  |  |  |  | 3186 | 0 | 100 | 1 | DEER-NRS-Kit-Yr-Oc-Wd | 0 | Cst-Zeroes | 0 | Cst-Zeroes | 1 | 9 | 19 | 0 | 0 | 0 | 0 | 0 | 0 | 0 | 0 | 100 | 100 | 100 | 100 | 100 | 100 | 100 | 100 | 100 | 100 | 100 | 0 | 0 | 0 | 0 | 0 | DEER NRS Kit Yr Oc Wd
3187 | 9 | 19 | 0 | 0 | 0 | 0 | 0 | 0 | 0 | 0 | 1 | 1 | 1 | 1 | 1 | 1 | 1 | 1 | 1 | 1 | 1 | 0 | 0 | 0 | 0 | 0 | ; | DEER NRS Kit Yr Oc WeH |  |  |  |  | 3187 | 0 | 100 | 1 | DEER-NRS-Kit-Yr-Oc-WeH | 0 | Cst-Zeroes | 0 | Cst-Zeroes | 1 | 9 | 19 | 0 | 0 | 0 | 0 | 0 | 0 | 0 | 0 | 100 | 100 | 100 | 100 | 100 | 100 | 100 | 100 | 100 | 100 | 100 | 0 | 0 | 0 | 0 | 0 | DEER NRS Kit Yr Oc WeH
3188 | 8 | 21 | 0 | 0 | 0 | 0 | 0 | 0 | 0 | 1 | 1 | 1 | 1 | 1 | 1 | 1 | 1 | 1 | 1 | 1 | 1 | 1 | 1 | 0 | 0 | 0 | ; | DEER NRS Kit Yr Lt Wd |  |  |  |  | 3188 | 10 | 70 | 1 | DEER-NRS-Kit-Yr-Lt-Wd | 0 | Cst-Zeroes | 0 | Cst-Zeroes | 1 | 8 | 21 | 10 | 10 | 10 | 10 | 10 | 10 | 10 | 70 | 70 | 70 | 70 | 70 | 70 | 70 | 70 | 70 | 70 | 70 | 70 | 70 | 70 | 10 | 10 | 10 | DEER NRS Kit Yr Lt Wd
3189 | 8 | 21 | 0 | 0 | 0 | 0 | 0 | 0 | 0 | 1 | 1 | 1 | 1 | 1 | 1 | 1 | 1 | 1 | 1 | 1 | 1 | 1 | 1 | 0 | 0 | 0 | ; | DEER NRS Kit Yr Lt WeH |  |  |  |  | 3189 | 10 | 70 | 1 | DEER-NRS-Kit-Yr-Lt-WeH | 0 | Cst-Zeroes | 0 | Cst-Zeroes | 1 | 8 | 21 | 10 | 10 | 10 | 10 | 10 | 10 | 10 | 70 | 70 | 70 | 70 | 70 | 70 | 70 | 70 | 70 | 70 | 70 | 70 | 70 | 70 | 10 | 10 | 10 | DEER NRS Kit Yr Lt WeH
3190 | 7 | 23 | 0 | 0 | 0 | 0 | 0 | 0.14286 | 0.42857 | 0.71429 | 0.85714 | 0.85714 | 1 | 1 | 0.85714 | 0.57143 | 0.57143 | 0.57143 | 1 | 1 | 0.57143 | 0.57143 | 0.57143 | 0.42857 | 0.14286 | 0 | ; | DEER NRS Kit Yr Eq Wd |  |  |  |  | 3190 | 30 | 100 | 1 | DEER-NRS-Kit-Yr-Eq-Wd | 0 | Cst-Zeroes | 0 | Cst-Zeroes | 1 | 7 | 23 | 30 | 30 | 30 | 30 | 30 | 40 | 60 | 80 | 90 | 90 | 100 | 100 | 90 | 70 | 70 | 70 | 100 | 100 | 70 | 70 | 70 | 60 | 40 | 30 | DEER NRS Kit Yr Eq Wd
3191 | 7 | 23 | 0 | 0 | 0 | 0 | 0 | 0.14286 | 0.42857 | 0.71429 | 0.85714 | 0.85714 | 1 | 1 | 0.85714 | 0.57143 | 0.57143 | 0.57143 | 1 | 1 | 0.57143 | 0.57143 | 0.57143 | 0.42857 | 0.14286 | 0 | ; | DEER NRS Kit Yr Eq WeH |  |  |  |  | 3191 | 30 | 100 | 1 | DEER-NRS-Kit-Yr-Eq-WeH | 0 | Cst-Zeroes | 0 | Cst-Zeroes | 1 | 7 | 23 | 30 | 30 | 30 | 30 | 30 | 40 | 60 | 80 | 90 | 90 | 100 | 100 | 90 | 70 | 70 | 70 | 100 | 100 | 70 | 70 | 70 | 60 | 40 | 30 | DEER NRS Kit Yr Eq WeH
3192 | 7 | 22 | 0 | 0 | 0 | 0 | 0 | 0.33333 | 0.55556 | 0.77778 | 0.88889 | 0.88889 | 1 | 1 | 0.88889 | 0.66667 | 0.66667 | 0.66667 | 1 | 1 | 0.66667 | 0.66667 | 0.66667 | 0.55556 | 0.11111 | 0 | ; | DEER NRS Kit Yr Ck Wd |  |  |  |  | 3192 | 10 | 100 | 1 | DEER-NRS-Kit-Yr-Ck-Wd | 0 | Cst-Zeroes | 0 | Cst-Zeroes | 1 | 7 | 22 | 10 | 10 | 10 | 10 | 10 | 40 | 60 | 80 | 90 | 90 | 100 | 100 | 90 | 70 | 70 | 70 | 100 | 100 | 70 | 70 | 70 | 60 | 20 | 10 | DEER NRS Kit Yr Ck Wd
3193 | 7 | 22 | 0 | 0 | 0 | 0 | 0 | 0.33333 | 0.55556 | 0.77778 | 0.88889 | 0.88889 | 1 | 1 | 0.88889 | 0.66667 | 0.66667 | 0.66667 | 1 | 1 | 0.66667 | 0.66667 | 0.66667 | 0.55556 | 0.11111 | 0 | ; | DEER NRS Kit Yr Ck WeH |  |  |  |  | 3193 | 10 | 100 | 1 | DEER-NRS-Kit-Yr-Ck-WeH | 0 | Cst-Zeroes | 0 | Cst-Zeroes | 1 | 7 | 22 | 10 | 10 | 10 | 10 | 10 | 40 | 60 | 80 | 90 | 90 | 100 | 100 | 90 | 70 | 70 | 70 | 100 | 100 | 70 | 70 | 70 | 60 | 20 | 10 | DEER NRS Kit Yr Ck WeH
3194 | 20 | 8 | 1 | 1 | 1 | 1 | 1 | 1 | 1 | 1 | 0 | 0 | 0 | 0 | 0 | 0 | 0 | 0 | 0 | 0 | 0 | 1 | 1 | 1 | 1 | 1 | ; | DEER NRS Rm Yr Oc All |  |  |  |  | 3194 | 60 | 100 | 1 | DEER-NRS-Rm-Yr-Oc-All | 0 | Cst-Zeroes | 0 | Cst-Zeroes | 1 | 20 | 8 | 100 | 100 | 100 | 100 | 100 | 100 | 100 | 100 | 60 | 60 | 60 | 60 | 60 | 60 | 60 | 60 | 60 | 60 | 60 | 100 | 100 | 100 | 100 | 100 | DEER NRS Rm Yr Oc All
3195 | 6 | 22 | 0 | 0 | 0 | 0 | 0 | 0.6 | 1 | 0.73333 | 0.73333 | 0.73333 | 0.73333 | 0.73333 | 0.73333 | 0.73333 | 0.73333 | 0.73333 | 0.73333 | 0.73333 | 0.73333 | 0.73333 | 0.73333 | 0.6 | 0.2 | 0.2 | ; | DEER NRS Rm Yr Lt All |  |  |  |  | 3195 | 15 | 90 | 1 | DEER-NRS-Rm-Yr-Lt-All | 0 | Cst-Zeroes | 0 | Cst-Zeroes | 1 | 6 | 22 | 15 | 15 | 15 | 15 | 15 | 60 | 90 | 70 | 70 | 70 | 70 | 70 | 70 | 70 | 70 | 70 | 70 | 70 | 70 | 70 | 70 | 60 | 30 | 30 | DEER NRS Rm Yr Lt All
3196 | 7 | 23 | 0 | 0 | 0 | 0 | 0 | 0.14286 | 0.42857 | 0.71429 | 0.85714 | 0.85714 | 1 | 1 | 0.85714 | 0.57143 | 0.57143 | 0.57143 | 1 | 1 | 0.57143 | 0.57143 | 0.57143 | 0.42857 | 0.28571 | 0 | ; | DEER NRS Rm Yr Eq All |  |  |  |  | 3196 | 30 | 100 | 1 | DEER-NRS-Rm-Yr-Eq-All | 0 | Cst-Zeroes | 0 | Cst-Zeroes | 1 | 7 | 23 | 30 | 30 | 30 | 30 | 30 | 40 | 60 | 80 | 90 | 90 | 100 | 100 | 90 | 70 | 70 | 70 | 100 | 100 | 70 | 70 | 70 | 60 | 50 | 30 | DEER NRS Rm Yr Eq All
3197 | 9 | 19 | 0 | 0 | 0 | 0 | 0 | 0 | 0 | 0 | 1 | 1 | 1 | 1 | 1 | 1 | 1 | 1 | 1 | 1 | 1 | 0 | 0 | 0 | 0 | 0 | ; | DEER NRS Cor Yr Oc Wd |  |  |  |  | 3197 | 40 | 100 | 1 | DEER-NRS-Cor-Yr-Oc-Wd | 0 | Cst-Zeroes | 0 | Cst-Zeroes | 1 | 9 | 19 | 40 | 40 | 40 | 40 | 40 | 40 | 40 | 40 | 100 | 100 | 100 | 100 | 100 | 100 | 100 | 100 | 100 | 100 | 100 | 40 | 40 | 40 | 40 | 40 | DEER NRS Cor Yr Oc Wd
3198 | 9 | 19 | 0 | 0 | 0 | 0 | 0 | 0 | 0 | 0 | 1 | 1 | 1 | 1 | 1 | 1 | 1 | 1 | 1 | 1 | 1 | 0 | 0 | 0 | 0 | 0 | ; | DEER NRS Cor Yr Oc WeH |  |  |  |  | 3198 | 40 | 100 | 1 | DEER-NRS-Cor-Yr-Oc-WeH | 0 | Cst-Zeroes | 0 | Cst-Zeroes | 1 | 9 | 19 | 40 | 40 | 40 | 40 | 40 | 40 | 40 | 40 | 100 | 100 | 100 | 100 | 100 | 100 | 100 | 100 | 100 | 100 | 100 | 40 | 40 | 40 | 40 | 40 | DEER NRS Cor Yr Oc WeH
3199 | 7 | 23 | 0.022222 | 0 | 0 | 0 | 0.044444 | 0 | 0.68889 | 0.91111 | 0.86667 | 0.62222 | 0.48889 | 0.62222 | 0.55556 | 0.44444 | 0.33333 | 0.33333 | 0.28889 | 0.55556 | 0.88889 | 1 | 0.77778 | 0.66667 | 0.62222 | 0 | ; | DEER NRS Yr DHW Wd |  |  |  |  | 3199 | 20 | 65 | 1 | DEER-NRS-Yr-DHW-Wd | 0 | Cst-Zeroes | 0 | Cst-Zeroes | 1 | 7 | 23 | 21 | 20 | 20 | 20 | 22 | 20 | 51 | 61 | 59 | 48 | 42 | 48 | 45 | 40 | 35 | 35 | 33 | 45 | 60 | 65 | 55 | 50 | 48 | 20 | DEER NRS Yr DHW Wd
3200 | 7 | 23 | 0.022222 | 0 | 0 | 0 | 0.044444 | 0 | 0.68889 | 0.91111 | 0.86667 | 0.62222 | 0.48889 | 0.62222 | 0.55556 | 0.44444 | 0.33333 | 0.33333 | 0.28889 | 0.55556 | 0.88889 | 1 | 0.77778 | 0.66667 | 0.62222 | 0 | ; | DEER NRS Yr DHW WeH |  |  |  |  | 3200 | 20 | 65 | 1 | DEER-NRS-Yr-DHW-WeH | 0 | Cst-Zeroes | 0 | Cst-Zeroes | 1 | 7 | 23 | 21 | 20 | 20 | 20 | 22 | 20 | 51 | 61 | 59 | 48 | 42 | 48 | 45 | 40 | 35 | 35 | 33 | 45 | 60 | 65 | 55 | 50 | 48 | 20 | DEER NRS Yr DHW WeH
3201 | 8 | 22 | 0.076923 | 0.057692 | 0 | 0 | 0.038462 | 0.057692 | 0.13462 | 0.28846 | 0.42308 | 0.55769 | 0.76923 | 0.82692 | 0.92308 | 1 | 0.94231 | 0.92308 | 0.78846 | 0.75 | 0.55769 | 0.55769 | 0.42308 | 0.40385 | 0.21154 | 0.17308 | ; | DEER HTLp Fac Yr Oc Wd |  |  |  |  | 3201 | 28 | 80 | 1 | DEER-HTLp-Fac-Yr-Oc-Wd | 0 | Cst-Zeroes | 0 | Cst-Zeroes | 1 | 8 | 22 | 32 | 31 | 28 | 28 | 30 | 31 | 35 | 43 | 50 | 57 | 68 | 71 | 76 | 80 | 77 | 76 | 69 | 67 | 57 | 57 | 50 | 49 | 39 | 37 | DEER HTLp Fac Yr Oc Wd
3202 | 8 | 22 | 0.076923 | 0.057692 | 0 | 0 | 0.038462 | 0.057692 | 0.13462 | 0.28846 | 0.42308 | 0.55769 | 0.76923 | 0.82692 | 0.92308 | 1 | 0.94231 | 0.92308 | 0.78846 | 0.75 | 0.55769 | 0.55769 | 0.42308 | 0.40385 | 0.21154 | 0.17308 | ; | DEER HTLp Fac Yr Oc WeH |  |  |  |  | 3202 | 28 | 80 | 1 | DEER-HTLp-Fac-Yr-Oc-WeH | 0 | Cst-Zeroes | 0 | Cst-Zeroes | 1 | 8 | 22 | 32 | 31 | 28 | 28 | 30 | 31 | 35 | 43 | 50 | 57 | 68 | 71 | 76 | 80 | 77 | 76 | 69 | 67 | 57 | 57 | 50 | 49 | 39 | 37 | DEER HTLp Fac Yr Oc WeH
3203 | 8 | 22 | 0.076923 | 0.057692 | 0 | 0 | 0.038462 | 0.057692 | 0.13462 | 0.28846 | 0.42308 | 0.55769 | 0.76923 | 0.82692 | 0.92308 | 1 | 0.94231 | 0.92308 | 0.78846 | 0.75 | 0.55769 | 0.55769 | 0.42308 | 0.40385 | 0.21154 | 0.17308 | ; | DEER HTLp Fac Yr Lt Wd |  |  |  |  | 3203 | 28 | 80 | 1 | DEER-HTLp-Fac-Yr-Lt-Wd | 0 | Cst-Zeroes | 0 | Cst-Zeroes | 1 | 8 | 22 | 32 | 31 | 28 | 28 | 30 | 31 | 35 | 43 | 50 | 57 | 68 | 71 | 76 | 80 | 77 | 76 | 69 | 67 | 57 | 57 | 50 | 49 | 39 | 37 | DEER HTLp Fac Yr Lt Wd
3204 | 8 | 22 | 0.076923 | 0.057692 | 0 | 0 | 0.038462 | 0.057692 | 0.13462 | 0.28846 | 0.42308 | 0.55769 | 0.76923 | 0.82692 | 0.92308 | 1 | 0.94231 | 0.92308 | 0.78846 | 0.75 | 0.55769 | 0.55769 | 0.42308 | 0.40385 | 0.21154 | 0.17308 | ; | DEER HTLp Fac Yr Lt WeH |  |  |  |  | 3204 | 28 | 80 | 1 | DEER-HTLp-Fac-Yr-Lt-WeH | 0 | Cst-Zeroes | 0 | Cst-Zeroes | 1 | 8 | 22 | 32 | 31 | 28 | 28 | 30 | 31 | 35 | 43 | 50 | 57 | 68 | 71 | 76 | 80 | 77 | 76 | 69 | 67 | 57 | 57 | 50 | 49 | 39 | 37 | DEER HTLp Fac Yr Lt WeH
3205 | 8 | 22 | 0.076923 | 0.057692 | 0 | 0 | 0.038462 | 0.057692 | 0.13462 | 0.28846 | 0.42308 | 0.55769 | 0.76923 | 0.82692 | 0.92308 | 1 | 0.94231 | 0.92308 | 0.78846 | 0.75 | 0.55769 | 0.55769 | 0.42308 | 0.40385 | 0.21154 | 0.17308 | ; | DEER HTLp Fac Yr Eq Wd |  |  |  |  | 3205 | 28 | 80 | 1 | DEER-HTLp-Fac-Yr-Eq-Wd | 0 | Cst-Zeroes | 0 | Cst-Zeroes | 1 | 8 | 22 | 32 | 31 | 28 | 28 | 30 | 31 | 35 | 43 | 50 | 57 | 68 | 71 | 76 | 80 | 77 | 76 | 69 | 67 | 57 | 57 | 50 | 49 | 39 | 37 | DEER HTLp Fac Yr Eq Wd
3206 | 8 | 22 | 0.076923 | 0.057692 | 0 | 0 | 0.038462 | 0.057692 | 0.13462 | 0.28846 | 0.42308 | 0.55769 | 0.76923 | 0.82692 | 0.92308 | 1 | 0.94231 | 0.92308 | 0.78846 | 0.75 | 0.55769 | 0.55769 | 0.42308 | 0.40385 | 0.21154 | 0.17308 | ; | DEER HTLp Fac Yr Eq WeH |  |  |  |  | 3206 | 28 | 80 | 1 | DEER-HTLp-Fac-Yr-Eq-WeH | 0 | Cst-Zeroes | 0 | Cst-Zeroes | 1 | 8 | 22 | 32 | 31 | 28 | 28 | 30 | 31 | 35 | 43 | 50 | 57 | 68 | 71 | 76 | 80 | 77 | 76 | 69 | 67 | 57 | 57 | 50 | 49 | 39 | 37 | DEER HTLp Fac Yr Eq WeH
3207 | 8 | 18 | 0 | 0 | 0 | 0 | 0 | 0 | 0 | 0.3 | 1 | 1 | 1 | 0.8 | 0.4 | 0.8 | 1 | 1 | 1 | 0.3 | 0.1 | 0.1 | 0 | 0 | 0 | 0 | ; | DEER HTLp Adm Yr Oc Wd |  |  |  |  | 3207 | 0 | 100 | 1 | DEER-HTLp-Adm-Yr-Oc-Wd | 0 | Cst-Zeroes | 0 | Cst-Zeroes | 1 | 8 | 18 | 0 | 0 | 0 | 0 | 0 | 0 | 0 | 30 | 100 | 100 | 100 | 80 | 40 | 80 | 100 | 100 | 100 | 30 | 10 | 10 | 0 | 0 | 0 | 0 | DEER HTLp Adm Yr Oc Wd
3208 | 8 | 18 | 0 | 0 | 0 | 0 | 0 | 0 | 0 | 0.6 | 1 | 1 | 1 | 1 | 0.6 | 1 | 0.8 | 0.8 | 0.8 | 0.4 | 0.2 | 0.2 | 0 | 0 | 0 | 0 | ; | DEER HTLp Adm Yr Oc WeH |  |  |  |  | 3208 | 0 | 50 | 1 | DEER-HTLp-Adm-Yr-Oc-WeH | 0 | Cst-Zeroes | 0 | Cst-Zeroes | 1 | 8 | 18 | 0 | 0 | 0 | 0 | 0 | 0 | 0 | 30 | 50 | 50 | 50 | 50 | 30 | 50 | 40 | 40 | 40 | 20 | 10 | 10 | 0 | 0 | 0 | 0 | DEER HTLp Adm Yr Oc WeH
3209 | 8 | 19 | 0 | 0 | 0 | 0 | 0 | 0 | 0.2 | 1 | 1 | 1 | 1 | 0.6 | 1 | 1 | 1 | 1 | 1 | 1 | 0.8 | 0.2 | 0 | 0 | 0 | 0 | ; | DEER HTLp Adm Yr Lt Wd |  |  |  |  | 3209 | 30 | 80 | 1 | DEER-HTLp-Adm-Yr-Lt-Wd | 0 | Cst-Zeroes | 0 | Cst-Zeroes | 1 | 8 | 19 | 30 | 30 | 30 | 30 | 30 | 30 | 40 | 80 | 80 | 80 | 80 | 60 | 80 | 80 | 80 | 80 | 80 | 80 | 70 | 40 | 30 | 30 | 30 | 30 | DEER HTLp Adm Yr Lt Wd
3210 | 8 | 19 | 0 | 0 | 0 | 0 | 0 | 0 | 0.2 | 1 | 1 | 1 | 1 | 0.6 | 1 | 1 | 1 | 1 | 1 | 1 | 0.8 | 0.2 | 0 | 0 | 0 | 0 | ; | DEER HTLp Adm Yr Lt WeH |  |  |  |  | 3210 | 30 | 80 | 1 | DEER-HTLp-Adm-Yr-Lt-WeH | 0 | Cst-Zeroes | 0 | Cst-Zeroes | 1 | 8 | 19 | 30 | 30 | 30 | 30 | 30 | 30 | 40 | 80 | 80 | 80 | 80 | 60 | 80 | 80 | 80 | 80 | 80 | 80 | 70 | 40 | 30 | 30 | 30 | 30 | DEER HTLp Adm Yr Lt WeH
3211 | 8 | 20 | 0 | 0 | 0 | 0 | 0 | 0 | 0.28571 | 1 | 1 | 1 | 1 | 1 | 1 | 1 | 1 | 1 | 1 | 1 | 1 | 0.28571 | 0 | 0 | 0 | 0 | ; | DEER HTLp Adm Yr Eq Wd |  |  |  |  | 3211 | 30 | 100 | 1 | DEER-HTLp-Adm-Yr-Eq-Wd | 0 | Cst-Zeroes | 0 | Cst-Zeroes | 1 | 8 | 20 | 30 | 30 | 30 | 30 | 30 | 30 | 50 | 100 | 100 | 100 | 100 | 100 | 100 | 100 | 100 | 100 | 100 | 100 | 100 | 50 | 30 | 30 | 30 | 30 | DEER HTLp Adm Yr Eq Wd
3212 | 8 | 20 | 0 | 0 | 0 | 0 | 0 | 0 | 0.28571 | 1 | 1 | 1 | 1 | 1 | 1 | 1 | 1 | 1 | 1 | 1 | 1 | 0.28571 | 0 | 0 | 0 | 0 | ; | DEER HTLp Adm Yr Eq WeH |  |  |  |  | 3212 | 30 | 100 | 1 | DEER-HTLp-Adm-Yr-Eq-WeH | 0 | Cst-Zeroes | 0 | Cst-Zeroes | 1 | 8 | 20 | 30 | 30 | 30 | 30 | 30 | 30 | 50 | 100 | 100 | 100 | 100 | 100 | 100 | 100 | 100 | 100 | 100 | 100 | 100 | 50 | 30 | 30 | 30 | 30 | DEER HTLp Adm Yr Eq WeH
3213 | 8 | 22 | 0.035088 | 0.017544 | 0 | 0 | 0.017544 | 0.052632 | 0.17544 | 0.31579 | 0.47368 | 0.64912 | 0.82456 | 0.84211 | 0.91228 | 1 | 0.96491 | 0.91228 | 0.82456 | 0.66667 | 0.47368 | 0.40351 | 0.29825 | 0.2807 | 0.14035 | 0.10526 | ; | DEER HTLp Kit Yr Oc Wd |  |  |  |  | 3213 | 23 | 80 | 1 | DEER-HTLp-Kit-Yr-Oc-Wd | 0 | Cst-Zeroes | 0 | Cst-Zeroes | 1 | 8 | 22 | 25 | 24 | 23 | 23 | 24 | 26 | 33 | 41 | 50 | 60 | 70 | 71 | 75 | 80 | 78 | 75 | 70 | 61 | 50 | 46 | 40 | 39 | 31 | 29 | DEER HTLp Kit Yr Oc Wd
3214 | 8 | 22 | 0.035088 | 0.017544 | 0 | 0 | 0.017544 | 0.052632 | 0.17544 | 0.31579 | 0.49123 | 0.64912 | 0.82456 | 0.84211 | 0.92982 | 1 | 0.96491 | 0.92982 | 0.82456 | 0.66667 | 0.47368 | 0.40351 | 0.29825 | 0.2807 | 0.14035 | 0.10526 | ; | DEER HTLp Kit Yr Oc WeH |  |  |  |  | 3214 | 23 | 80 | 1 | DEER-HTLp-Kit-Yr-Oc-WeH | 0 | Cst-Zeroes | 0 | Cst-Zeroes | 1 | 8 | 22 | 25 | 24 | 23 | 23 | 24 | 26 | 33 | 41 | 51 | 60 | 70 | 71 | 76 | 80 | 78 | 76 | 70 | 61 | 50 | 46 | 40 | 39 | 31 | 29 | DEER HTLp Kit Yr Oc WeH
3215 | 8 | 22 | 0.035088 | 0.017544 | 0 | 0 | 0.017544 | 0.052632 | 0.17544 | 0.31579 | 0.47368 | 0.64912 | 0.82456 | 0.84211 | 0.91228 | 1 | 0.96491 | 0.91228 | 0.82456 | 0.66667 | 0.47368 | 0.40351 | 0.29825 | 0.2807 | 0.14035 | 0.10526 | ; | DEER HTLp Kit Yr Lt Wd |  |  |  |  | 3215 | 23 | 80 | 1 | DEER-HTLp-Kit-Yr-Lt-Wd | 0 | Cst-Zeroes | 0 | Cst-Zeroes | 1 | 8 | 22 | 25 | 24 | 23 | 23 | 24 | 26 | 33 | 41 | 50 | 60 | 70 | 71 | 75 | 80 | 78 | 75 | 70 | 61 | 50 | 46 | 40 | 39 | 31 | 29 | DEER HTLp Kit Yr Lt Wd
3216 | 8 | 22 | 0.035088 | 0.017544 | 0 | 0 | 0.017544 | 0.052632 | 0.17544 | 0.31579 | 0.47368 | 0.64912 | 0.82456 | 0.84211 | 0.91228 | 1 | 0.96491 | 0.91228 | 0.82456 | 0.66667 | 0.47368 | 0.40351 | 0.29825 | 0.2807 | 0.14035 | 0.10526 | ; | DEER HTLp Kit Yr Lt WeH |  |  |  |  | 3216 | 23 | 80 | 1 | DEER-HTLp-Kit-Yr-Lt-WeH | 0 | Cst-Zeroes | 0 | Cst-Zeroes | 1 | 8 | 22 | 25 | 24 | 23 | 23 | 24 | 26 | 33 | 41 | 50 | 60 | 70 | 71 | 75 | 80 | 78 | 75 | 70 | 61 | 50 | 46 | 40 | 39 | 31 | 29 | DEER HTLp Kit Yr Lt WeH
3217 | 8 | 22 | 0.035088 | 0.017544 | 0 | 0 | 0.017544 | 0.052632 | 0.17544 | 0.31579 | 0.47368 | 0.64912 | 0.82456 | 0.84211 | 0.91228 | 1 | 0.96491 | 0.91228 | 0.82456 | 0.66667 | 0.47368 | 0.40351 | 0.29825 | 0.2807 | 0.14035 | 0.10526 | ; | DEER HTLp Kit Yr Eq Wd |  |  |  |  | 3217 | 23 | 80 | 1 | DEER-HTLp-Kit-Yr-Eq-Wd | 0 | Cst-Zeroes | 0 | Cst-Zeroes | 1 | 8 | 22 | 25 | 24 | 23 | 23 | 24 | 26 | 33 | 41 | 50 | 60 | 70 | 71 | 75 | 80 | 78 | 75 | 70 | 61 | 50 | 46 | 40 | 39 | 31 | 29 | DEER HTLp Kit Yr Eq Wd
3218 | 8 | 22 | 0.035088 | 0.017544 | 0 | 0 | 0.017544 | 0.052632 | 0.17544 | 0.31579 | 0.47368 | 0.64912 | 0.82456 | 0.84211 | 0.91228 | 1 | 0.96491 | 0.91228 | 0.82456 | 0.66667 | 0.47368 | 0.40351 | 0.29825 | 0.2807 | 0.14035 | 0.10526 | ; | DEER HTLp Kit Yr Eq WeH |  |  |  |  | 3218 | 23 | 80 | 1 | DEER-HTLp-Kit-Yr-Eq-WeH | 0 | Cst-Zeroes | 0 | Cst-Zeroes | 1 | 8 | 22 | 25 | 24 | 23 | 23 | 24 | 26 | 33 | 41 | 50 | 60 | 70 | 71 | 75 | 80 | 78 | 75 | 70 | 61 | 50 | 46 | 40 | 39 | 31 | 29 | DEER HTLp Kit Yr Eq WeH
3219 | 8 | 22 | 0.035088 | 0.017544 | 0 | 0 | 0.017544 | 0.052632 | 0.17544 | 0.31579 | 0.47368 | 0.64912 | 0.82456 | 0.84211 | 0.91228 | 1 | 0.96491 | 0.91228 | 0.82456 | 0.66667 | 0.47368 | 0.40351 | 0.29825 | 0.2807 | 0.14035 | 0.10526 | ; | DEER HTLp Kit Yr Ck Wd |  |  |  |  | 3219 | 23 | 80 | 1 | DEER-HTLp-Kit-Yr-Ck-Wd | 0 | Cst-Zeroes | 0 | Cst-Zeroes | 1 | 8 | 22 | 25 | 24 | 23 | 23 | 24 | 26 | 33 | 41 | 50 | 60 | 70 | 71 | 75 | 80 | 78 | 75 | 70 | 61 | 50 | 46 | 40 | 39 | 31 | 29 | DEER HTLp Kit Yr Ck Wd
3220 | 8 | 22 | 0.035088 | 0.017544 | 0 | 0 | 0.017544 | 0.052632 | 0.17544 | 0.31579 | 0.47368 | 0.64912 | 0.82456 | 0.84211 | 0.91228 | 1 | 0.96491 | 0.91228 | 0.82456 | 0.66667 | 0.47368 | 0.40351 | 0.29825 | 0.2807 | 0.14035 | 0.10526 | ; | DEER HTLp Kit Yr Ck WeH |  |  |  |  | 3220 | 23 | 80 | 1 | DEER-HTLp-Kit-Yr-Ck-WeH | 0 | Cst-Zeroes | 0 | Cst-Zeroes | 1 | 8 | 22 | 25 | 24 | 23 | 23 | 24 | 26 | 33 | 41 | 50 | 60 | 70 | 71 | 75 | 80 | 78 | 75 | 70 | 61 | 50 | 46 | 40 | 39 | 31 | 29 | DEER HTLp Kit Yr Ck WeH
3221 | 8 | 22 | 0.076923 | 0.057692 | 0 | 0 | 0.038462 | 0.057692 | 0.13462 | 0.28846 | 0.42308 | 0.55769 | 0.76923 | 0.82692 | 0.92308 | 1 | 0.94231 | 0.92308 | 0.78846 | 0.75 | 0.55769 | 0.55769 | 0.42308 | 0.40385 | 0.21154 | 0.17308 | ; | DEER HTLp Lby Yr Oc Wd |  |  |  |  | 3221 | 28 | 80 | 1 | DEER-HTLp-Lby-Yr-Oc-Wd | 0 | Cst-Zeroes | 0 | Cst-Zeroes | 1 | 8 | 22 | 32 | 31 | 28 | 28 | 30 | 31 | 35 | 43 | 50 | 57 | 68 | 71 | 76 | 80 | 77 | 76 | 69 | 67 | 57 | 57 | 50 | 49 | 39 | 37 | DEER HTLp Lby Yr Oc Wd
3222 | 8 | 22 | 0.076923 | 0.057692 | 0 | 0 | 0.038462 | 0.057692 | 0.13462 | 0.28846 | 0.42308 | 0.55769 | 0.76923 | 0.82692 | 0.92308 | 1 | 0.94231 | 0.92308 | 0.78846 | 0.75 | 0.55769 | 0.55769 | 0.42308 | 0.40385 | 0.21154 | 0.17308 | ; | DEER HTLp Lby Yr Oc WeH |  |  |  |  | 3222 | 28 | 80 | 1 | DEER-HTLp-Lby-Yr-Oc-WeH | 0 | Cst-Zeroes | 0 | Cst-Zeroes | 1 | 8 | 22 | 32 | 31 | 28 | 28 | 30 | 31 | 35 | 43 | 50 | 57 | 68 | 71 | 76 | 80 | 77 | 76 | 69 | 67 | 57 | 57 | 50 | 49 | 39 | 37 | DEER HTLp Lby Yr Oc WeH
3223 | 8 | 22 | 0.076923 | 0.057692 | 0 | 0 | 0.038462 | 0.057692 | 0.13462 | 0.28846 | 0.42308 | 0.55769 | 0.76923 | 0.82692 | 0.92308 | 1 | 0.94231 | 0.92308 | 0.78846 | 0.75 | 0.55769 | 0.55769 | 0.42308 | 0.40385 | 0.21154 | 0.17308 | ; | DEER HTLp Lby Yr Eq Wd |  |  |  |  | 3223 | 28 | 80 | 1 | DEER-HTLp-Lby-Yr-Eq-Wd | 0 | Cst-Zeroes | 0 | Cst-Zeroes | 1 | 8 | 22 | 32 | 31 | 28 | 28 | 30 | 31 | 35 | 43 | 50 | 57 | 68 | 71 | 76 | 80 | 77 | 76 | 69 | 67 | 57 | 57 | 50 | 49 | 39 | 37 | DEER HTLp Lby Yr Eq Wd
3224 | 8 | 22 | 0.076923 | 0.057692 | 0 | 0 | 0.038462 | 0.057692 | 0.13462 | 0.28846 | 0.42308 | 0.55769 | 0.76923 | 0.82692 | 0.92308 | 1 | 0.94231 | 0.92308 | 0.78846 | 0.75 | 0.55769 | 0.55769 | 0.42308 | 0.40385 | 0.21154 | 0.17308 | ; | DEER HTLp Lby Yr Eq WeH |  |  |  |  | 3224 | 28 | 80 | 1 | DEER-HTLp-Lby-Yr-Eq-WeH | 0 | Cst-Zeroes | 0 | Cst-Zeroes | 1 | 8 | 22 | 32 | 31 | 28 | 28 | 30 | 31 | 35 | 43 | 50 | 57 | 68 | 71 | 76 | 80 | 77 | 76 | 69 | 67 | 57 | 57 | 50 | 49 | 39 | 37 | DEER HTLp Lby Yr Eq WeH
3225 | 8 | 22 | 0.076923 | 0.057692 | 0 | 0 | 0.038462 | 0.057692 | 0.13462 | 0.28846 | 0.42308 | 0.55769 | 0.76923 | 0.82692 | 0.92308 | 1 | 0.94231 | 0.92308 | 0.78846 | 0.75 | 0.55769 | 0.55769 | 0.42308 | 0.40385 | 0.21154 | 0.17308 | ; | DEER HTLp Cor Yr Oc Wd |  |  |  |  | 3225 | 28 | 80 | 1 | DEER-HTLp-Cor-Yr-Oc-Wd | 0 | Cst-Zeroes | 0 | Cst-Zeroes | 1 | 8 | 22 | 32 | 31 | 28 | 28 | 30 | 31 | 35 | 43 | 50 | 57 | 68 | 71 | 76 | 80 | 77 | 76 | 69 | 67 | 57 | 57 | 50 | 49 | 39 | 37 | DEER HTLp Cor Yr Oc Wd
3226 | 8 | 22 | 0.076923 | 0.057692 | 0 | 0 | 0.038462 | 0.057692 | 0.13462 | 0.28846 | 0.42308 | 0.55769 | 0.76923 | 0.82692 | 0.92308 | 1 | 0.94231 | 0.92308 | 0.78846 | 0.75 | 0.55769 | 0.55769 | 0.42308 | 0.40385 | 0.21154 | 0.17308 | ; | DEER HTLp Cor Yr Oc WeH |  |  |  |  | 3226 | 28 | 80 | 1 | DEER-HTLp-Cor-Yr-Oc-WeH | 0 | Cst-Zeroes | 0 | Cst-Zeroes | 1 | 8 | 22 | 32 | 31 | 28 | 28 | 30 | 31 | 35 | 43 | 50 | 57 | 68 | 71 | 76 | 80 | 77 | 76 | 69 | 67 | 57 | 57 | 50 | 49 | 39 | 37 | DEER HTLp Cor Yr Oc WeH
3227 | 8 | 22 | 0.076923 | 0.057692 | 0 | 0 | 0.038462 | 0.057692 | 0.13462 | 0.28846 | 0.42308 | 0.55769 | 0.76923 | 0.82692 | 0.92308 | 1 | 0.94231 | 0.92308 | 0.78846 | 0.75 | 0.55769 | 0.55769 | 0.42308 | 0.40385 | 0.21154 | 0.17308 | ; | DEER HTLp Cor Yr Eq Wd |  |  |  |  | 3227 | 28 | 80 | 1 | DEER-HTLp-Cor-Yr-Eq-Wd | 0 | Cst-Zeroes | 0 | Cst-Zeroes | 1 | 8 | 22 | 32 | 31 | 28 | 28 | 30 | 31 | 35 | 43 | 50 | 57 | 68 | 71 | 76 | 80 | 77 | 76 | 69 | 67 | 57 | 57 | 50 | 49 | 39 | 37 | DEER HTLp Cor Yr Eq Wd
3228 | 8 | 22 | 0.076923 | 0.057692 | 0 | 0 | 0.038462 | 0.057692 | 0.13462 | 0.28846 | 0.42308 | 0.55769 | 0.76923 | 0.82692 | 0.92308 | 1 | 0.94231 | 0.92308 | 0.78846 | 0.75 | 0.55769 | 0.55769 | 0.42308 | 0.40385 | 0.21154 | 0.17308 | ; | DEER HTLp Cor Yr Eq WeH |  |  |  |  | 3228 | 28 | 80 | 1 | DEER-HTLp-Cor-Yr-Eq-WeH | 0 | Cst-Zeroes | 0 | Cst-Zeroes | 1 | 8 | 22 | 32 | 31 | 28 | 28 | 30 | 31 | 35 | 43 | 50 | 57 | 68 | 71 | 76 | 80 | 77 | 76 | 69 | 67 | 57 | 57 | 50 | 49 | 39 | 37 | DEER HTLp Cor Yr Eq WeH
3229 | 20 | 8 | 0.035088 | 0.017544 | 0 | 0 | 0.017544 | 0.052632 | 0.17544 | 0.31579 | 0.47368 | 0.64912 | 0.82456 | 0.84211 | 0.91228 | 1 | 0.96491 | 0.91228 | 0.82456 | 0.66667 | 0.47368 | 0.40351 | 0.29825 | 0.2807 | 0.14035 | 0.10526 | ; | DEER HTLp Rst Yr Oc Wd |  |  |  |  | 3229 | 23 | 80 | 1 | DEER-HTLp-Rst-Yr-Oc-Wd | 0 | Cst-Zeroes | 0 | Cst-Zeroes | 1 | 20 | 8 | 25 | 24 | 23 | 23 | 24 | 26 | 33 | 41 | 50 | 60 | 70 | 71 | 75 | 80 | 78 | 75 | 70 | 61 | 50 | 46 | 40 | 39 | 31 | 29 | DEER HTLp Rst Yr Oc Wd
3230 | 20 | 8 | 0.035088 | 0.017544 | 0 | 0 | 0.017544 | 0.052632 | 0.17544 | 0.31579 | 0.47368 | 0.64912 | 0.82456 | 0.84211 | 0.91228 | 1 | 0.96491 | 0.91228 | 0.82456 | 0.66667 | 0.47368 | 0.40351 | 0.29825 | 0.2807 | 0.14035 | 0.10526 | ; | DEER HTLp Rst Yr Oc WeH |  |  |  |  | 3230 | 23 | 80 | 1 | DEER-HTLp-Rst-Yr-Oc-WeH | 0 | Cst-Zeroes | 0 | Cst-Zeroes | 1 | 20 | 8 | 25 | 24 | 23 | 23 | 24 | 26 | 33 | 41 | 50 | 60 | 70 | 71 | 75 | 80 | 78 | 75 | 70 | 61 | 50 | 46 | 40 | 39 | 31 | 29 | DEER HTLp Rst Yr Oc WeH
3231 | 6 | 21 | 0.035088 | 0.017544 | 0 | 0 | 0.017544 | 0.052632 | 0.17544 | 0.31579 | 0.47368 | 0.64912 | 0.82456 | 0.84211 | 0.91228 | 1 | 0.96491 | 0.91228 | 0.82456 | 0.66667 | 0.47368 | 0.40351 | 0.29825 | 0.2807 | 0.14035 | 0.10526 | ; | DEER HTLp Rst Yr Lt Wd |  |  |  |  | 3231 | 23 | 80 | 1 | DEER-HTLp-Rst-Yr-Lt-Wd | 0 | Cst-Zeroes | 0 | Cst-Zeroes | 1 | 6 | 21 | 25 | 24 | 23 | 23 | 24 | 26 | 33 | 41 | 50 | 60 | 70 | 71 | 75 | 80 | 78 | 75 | 70 | 61 | 50 | 46 | 40 | 39 | 31 | 29 | DEER HTLp Rst Yr Lt Wd
3232 | 6 | 21 | 0.035088 | 0.017544 | 0 | 0 | 0.017544 | 0.052632 | 0.17544 | 0.31579 | 0.47368 | 0.64912 | 0.82456 | 0.84211 | 0.91228 | 1 | 0.96491 | 0.91228 | 0.82456 | 0.66667 | 0.47368 | 0.40351 | 0.29825 | 0.2807 | 0.14035 | 0.10526 | ; | DEER HTLp Rst Yr Lt WeH |  |  |  |  | 3232 | 23 | 80 | 1 | DEER-HTLp-Rst-Yr-Lt-WeH | 0 | Cst-Zeroes | 0 | Cst-Zeroes | 1 | 6 | 21 | 25 | 24 | 23 | 23 | 24 | 26 | 33 | 41 | 50 | 60 | 70 | 71 | 75 | 80 | 78 | 75 | 70 | 61 | 50 | 46 | 40 | 39 | 31 | 29 | DEER HTLp Rst Yr Lt WeH
3233 | 7 | 22 | 0.035088 | 0.017544 | 0 | 0 | 0.017544 | 0.052632 | 0.17544 | 0.31579 | 0.47368 | 0.64912 | 0.82456 | 0.84211 | 0.91228 | 1 | 0.96491 | 0.91228 | 0.82456 | 0.66667 | 0.47368 | 0.40351 | 0.29825 | 0.2807 | 0.14035 | 0.10526 | ; | DEER HTLp Rst Yr Eq Wd |  |  |  |  | 3233 | 23 | 80 | 1 | DEER-HTLp-Rst-Yr-Eq-Wd | 0 | Cst-Zeroes | 0 | Cst-Zeroes | 1 | 7 | 22 | 25 | 24 | 23 | 23 | 24 | 26 | 33 | 41 | 50 | 60 | 70 | 71 | 75 | 80 | 78 | 75 | 70 | 61 | 50 | 46 | 40 | 39 | 31 | 29 | DEER HTLp Rst Yr Eq Wd
3234 | 7 | 22 | 0.035088 | 0.017544 | 0 | 0 | 0.017544 | 0.052632 | 0.17544 | 0.31579 | 0.47368 | 0.64912 | 0.82456 | 0.84211 | 0.91228 | 1 | 0.96491 | 0.91228 | 0.82456 | 0.66667 | 0.47368 | 0.40351 | 0.29825 | 0.2807 | 0.14035 | 0.10526 | ; | DEER HTLp Rst Yr Eq WeH |  |  |  |  | 3234 | 23 | 80 | 1 | DEER-HTLp-Rst-Yr-Eq-WeH | 0 | Cst-Zeroes | 0 | Cst-Zeroes | 1 | 7 | 22 | 25 | 24 | 23 | 23 | 24 | 26 | 33 | 41 | 50 | 60 | 70 | 71 | 75 | 80 | 78 | 75 | 70 | 61 | 50 | 46 | 40 | 39 | 31 | 29 | DEER HTLp Rst Yr Eq WeH
3235 | 9 | 19 | 0.125 | 0.083333 | 0 | 0 | 0 | 0 | 0.16667 | 0.25 | 0.47917 | 0.70833 | 0.9375 | 0.79167 | 0.85417 | 1 | 0.97917 | 0.97917 | 0.8125 | 0.85417 | 0.77083 | 0.9375 | 0.77083 | 0.72917 | 0.35417 | 0.25 | ; | DEER HTLp Lng Yr Oc Wd |  |  |  |  | 3235 | 19 | 67 | 1 | DEER-HTLp-Lng-Yr-Oc-Wd | 0 | Cst-Zeroes | 0 | Cst-Zeroes | 1 | 9 | 19 | 25 | 23 | 19 | 19 | 19 | 19 | 27 | 31 | 42 | 53 | 64 | 57 | 60 | 67 | 66 | 66 | 58 | 60 | 56 | 64 | 56 | 54 | 36 | 31 | DEER HTLp Lng Yr Oc Wd
3236 | 9 | 19 | 0.125 | 0.083333 | 0 | 0 | 0 | 0 | 0.16667 | 0.25 | 0.47917 | 0.70833 | 0.9375 | 0.79167 | 0.85417 | 1 | 0.97917 | 0.97917 | 0.8125 | 0.85417 | 0.77083 | 0.9375 | 0.77083 | 0.72917 | 0.35417 | 0.25 | ; | DEER HTLp Lng Yr Oc WeH |  |  |  |  | 3236 | 19 | 67 | 1 | DEER-HTLp-Lng-Yr-Oc-WeH | 0 | Cst-Zeroes | 0 | Cst-Zeroes | 1 | 9 | 19 | 25 | 23 | 19 | 19 | 19 | 19 | 27 | 31 | 42 | 53 | 64 | 57 | 60 | 67 | 66 | 66 | 58 | 60 | 56 | 64 | 56 | 54 | 36 | 31 | DEER HTLp Lng Yr Oc WeH
3237 | -1 | -1 | 0.125 | 0.083333 | 0 | 0 | 0 | 0 | 0.16667 | 0.25 | 0.47917 | 0.70833 | 0.9375 | 0.79167 | 0.85417 | 1 | 0.97917 | 0.97917 | 0.8125 | 0.85417 | 0.77083 | 0.9375 | 0.77083 | 0.72917 | 0.35417 | 0.25 | ; | DEER HTLp Lng Yr Eq Wd |  |  |  |  | 3237 | 19 | 67 | 1 | DEER-HTLp-Lng-Yr-Eq-Wd | 0 | Cst-Zeroes | 0 | Cst-Zeroes | 1 | -1 | -1 | 25 | 23 | 19 | 19 | 19 | 19 | 27 | 31 | 42 | 53 | 64 | 57 | 60 | 67 | 66 | 66 | 58 | 60 | 56 | 64 | 56 | 54 | 36 | 31 | DEER HTLp Lng Yr Eq Wd
3238 | -1 | -1 | 0.125 | 0.083333 | 0 | 0 | 0 | 0 | 0.16667 | 0.25 | 0.47917 | 0.70833 | 0.9375 | 0.79167 | 0.85417 | 1 | 0.97917 | 0.97917 | 0.8125 | 0.85417 | 0.77083 | 0.9375 | 0.77083 | 0.72917 | 0.35417 | 0.25 | ; | DEER HTLp Lng Yr Eq WeH |  |  |  |  | 3238 | 19 | 67 | 1 | DEER-HTLp-Lng-Yr-Eq-WeH | 0 | Cst-Zeroes | 0 | Cst-Zeroes | 1 | -1 | -1 | 25 | 23 | 19 | 19 | 19 | 19 | 27 | 31 | 42 | 53 | 64 | 57 | 60 | 67 | 66 | 66 | 58 | 60 | 56 | 64 | 56 | 54 | 36 | 31 | DEER HTLp Lng Yr Eq WeH
3239 | 8 | 22 | 0.076923 | 0.057692 | 0 | 0 | 0.038462 | 0.057692 | 0.13462 | 0.28846 | 0.42308 | 0.55769 | 0.76923 | 0.82692 | 0.92308 | 1 | 0.94231 | 0.92308 | 0.78846 | 0.75 | 0.55769 | 0.55769 | 0.42308 | 0.40385 | 0.21154 | 0.17308 | ; | DEER HTLp Yr DHW Wd |  |  |  |  | 3239 | 28 | 80 | 1 | DEER-HTLp-Yr-DHW-Wd | 0 | Cst-Zeroes | 0 | Cst-Zeroes | 1 | 8 | 22 | 32 | 31 | 28 | 28 | 30 | 31 | 35 | 43 | 50 | 57 | 68 | 71 | 76 | 80 | 77 | 76 | 69 | 67 | 57 | 57 | 50 | 49 | 39 | 37 | DEER HTLp Yr DHW Wd
3240 | 8 | 22 | 0.076923 | 0.057692 | 0 | 0 | 0.038462 | 0.057692 | 0.13462 | 0.28846 | 0.42308 | 0.55769 | 0.76923 | 0.82692 | 0.92308 | 1 | 0.94231 | 0.92308 | 0.78846 | 0.75 | 0.55769 | 0.55769 | 0.42308 | 0.40385 | 0.21154 | 0.17308 | ; | DEER HTLp Yr DHW WeH |  |  |  |  | 3240 | 28 | 80 | 1 | DEER-HTLp-Yr-DHW-WeH | 0 | Cst-Zeroes | 0 | Cst-Zeroes | 1 | 8 | 22 | 32 | 31 | 28 | 28 | 30 | 31 | 35 | 43 | 50 | 57 | 68 | 71 | 76 | 80 | 77 | 76 | 69 | 67 | 57 | 57 | 50 | 49 | 39 | 37 | DEER HTLp Yr DHW WeH
3241 | 20 | 8 | 1 | 1 | 1 | 1 | 1 | 1 | 0.88889 | 0.66667 | 0.11111 | 0 | 0 | 0 | 0 | 0 | 0 | 0 | 0 | 0.11111 | 0.11111 | 0.44444 | 0.44444 | 0.77778 | 0.88889 | 1 | ; | DEER HTLr Rms Yr Oc Wd |  |  |  |  | 3241 | 10 | 100 | 1 | DEER-HTLr-Rms-Yr-Oc-Wd | 0 | Cst-Zeroes | 0 | Cst-Zeroes | 1 | 20 | 8 | 100 | 100 | 100 | 100 | 100 | 100 | 90 | 70 | 20 | 10 | 10 | 10 | 10 | 10 | 10 | 10 | 10 | 20 | 20 | 50 | 50 | 80 | 90 | 100 | DEER HTLr Rms Yr Oc Wd
3242 | 20 | 8 | 1 | 1 | 1 | 1 | 1 | 1 | 0.88889 | 0.66667 | 0.11111 | 0 | 0 | 0 | 0 | 0 | 0 | 0 | 0 | 0.11111 | 0.11111 | 0.44444 | 0.44444 | 0.77778 | 0.88889 | 1 | ; | DEER HTLr Rms Yr Oc WeH |  |  |  |  | 3242 | 10 | 100 | 1 | DEER-HTLr-Rms-Yr-Oc-WeH | 0 | Cst-Zeroes | 0 | Cst-Zeroes | 1 | 20 | 8 | 100 | 100 | 100 | 100 | 100 | 100 | 90 | 70 | 20 | 10 | 10 | 10 | 10 | 10 | 10 | 10 | 10 | 20 | 20 | 50 | 50 | 80 | 90 | 100 | DEER HTLr Rms Yr Oc WeH
3243 | 7 | 24 | 0 | 0 | 0 | 0 | 0 | 0 | 0.57143 | 0.57143 | 0.57143 | 0.57143 | 0.57143 | 0.57143 | 0.42857 | 0.42857 | 0.42857 | 0.42857 | 0.42857 | 0.42857 | 1 | 1 | 1 | 1 | 1 | 1 | ; | DEER HTLr Rms Yr Lt Wd |  |  |  |  | 3243 | 20 | 90 | 1 | DEER-HTLr-Rms-Yr-Lt-Wd | 0 | Cst-Zeroes | 0 | Cst-Zeroes | 1 | 7 | 24 | 20 | 20 | 20 | 20 | 20 | 20 | 60 | 60 | 60 | 60 | 60 | 60 | 50 | 50 | 50 | 50 | 50 | 50 | 90 | 90 | 90 | 90 | 90 | 90 | DEER HTLr Rms Yr Lt Wd
3244 | 7 | 24 | 0 | 0 | 0 | 0 | 0 | 0 | 0.57143 | 0.57143 | 0.57143 | 0.57143 | 0.57143 | 0.57143 | 0.42857 | 0.42857 | 0.42857 | 0.42857 | 0.42857 | 0.42857 | 1 | 1 | 1 | 1 | 1 | 1 | ; | DEER HTLr Rms Yr Lt WeH |  |  |  |  | 3244 | 20 | 90 | 1 | DEER-HTLr-Rms-Yr-Lt-WeH | 0 | Cst-Zeroes | 0 | Cst-Zeroes | 1 | 7 | 24 | 20 | 20 | 20 | 20 | 20 | 20 | 60 | 60 | 60 | 60 | 60 | 60 | 50 | 50 | 50 | 50 | 50 | 50 | 90 | 90 | 90 | 90 | 90 | 90 | DEER HTLr Rms Yr Lt WeH
3245 | 7 | 24 | 0 | 0 | 0 | 0 | 0 | 0 | 0.66667 | 0.66667 | 0.66667 | 0.66667 | 0.66667 | 0.66667 | 0.5 | 0.5 | 0.5 | 0.5 | 0.5 | 0.5 | 1 | 1 | 1 | 1 | 1 | 1 | ; | DEER HTLr Rms Yr Eq Wd |  |  |  |  | 3245 | 20 | 80 | 1 | DEER-HTLr-Rms-Yr-Eq-Wd | 0 | Cst-Zeroes | 0 | Cst-Zeroes | 1 | 7 | 24 | 20 | 20 | 20 | 20 | 20 | 20 | 60 | 60 | 60 | 60 | 60 | 60 | 50 | 50 | 50 | 50 | 50 | 50 | 80 | 80 | 80 | 80 | 80 | 80 | DEER HTLr Rms Yr Eq Wd
3246 | 7 | 24 | 0 | 0 | 0 | 0 | 0 | 0 | 0.66667 | 0.66667 | 0.66667 | 0.66667 | 0.66667 | 0.66667 | 0.5 | 0.5 | 0.5 | 0.5 | 0.5 | 0.5 | 1 | 1 | 1 | 1 | 1 | 1 | ; | DEER HTLr Rms Yr Eq WeH |  |  |  |  | 3246 | 20 | 80 | 1 | DEER-HTLr-Rms-Yr-Eq-WeH | 0 | Cst-Zeroes | 0 | Cst-Zeroes | 1 | 7 | 24 | 20 | 20 | 20 | 20 | 20 | 20 | 60 | 60 | 60 | 60 | 60 | 60 | 50 | 50 | 50 | 50 | 50 | 50 | 80 | 80 | 80 | 80 | 80 | 80 | DEER HTLr Rms Yr Eq WeH
3247 | 8 | 22 | 0.076923 | 0.057692 | 0 | 0 | 0.038462 | 0.057692 | 0.13462 | 0.28846 | 0.42308 | 0.55769 | 0.76923 | 0.82692 | 0.92308 | 1 | 0.94231 | 0.92308 | 0.78846 | 0.75 | 0.55769 | 0.55769 | 0.42308 | 0.40385 | 0.21154 | 0.17308 | ; | DEER HTLr Cor Yr Oc Wd |  |  |  |  | 3247 | 28 | 80 | 1 | DEER-HTLr-Cor-Yr-Oc-Wd | 0 | Cst-Zeroes | 0 | Cst-Zeroes | 1 | 8 | 22 | 32 | 31 | 28 | 28 | 30 | 31 | 35 | 43 | 50 | 57 | 68 | 71 | 76 | 80 | 77 | 76 | 69 | 67 | 57 | 57 | 50 | 49 | 39 | 37 | DEER HTLr Cor Yr Oc Wd
3248 | 8 | 22 | 0.076923 | 0.057692 | 0 | 0 | 0.038462 | 0.057692 | 0.13462 | 0.28846 | 0.42308 | 0.55769 | 0.76923 | 0.82692 | 0.92308 | 1 | 0.94231 | 0.92308 | 0.78846 | 0.75 | 0.55769 | 0.55769 | 0.42308 | 0.40385 | 0.21154 | 0.17308 | ; | DEER HTLr Cor Yr Oc WeH |  |  |  |  | 3248 | 28 | 80 | 1 | DEER-HTLr-Cor-Yr-Oc-WeH | 0 | Cst-Zeroes | 0 | Cst-Zeroes | 1 | 8 | 22 | 32 | 31 | 28 | 28 | 30 | 31 | 35 | 43 | 50 | 57 | 68 | 71 | 76 | 80 | 77 | 76 | 69 | 67 | 57 | 57 | 50 | 49 | 39 | 37 | DEER HTLr Cor Yr Oc WeH
3249 | -1 | -1 | 1 | 1 | 1 | 1 | 1 | 1 | 0.5 | 0.25 | 0 | 0.375 | 1 | 1 | 1 | 1 | 1 | 1 | 1 | 1 | 0.875 | 0.875 | 0.5 | 0.25 | 0 | 0.25 | ; | DEER HTLr Cor Yr Eq Wd |  |  |  |  | 3249 | 20 | 60 | 1 | DEER-HTLr-Cor-Yr-Eq-Wd | 0 | Cst-Zeroes | 0 | Cst-Zeroes | 1 | -1 | -1 | 60 | 60 | 60 | 60 | 60 | 60 | 40 | 30 | 20 | 35 | 60 | 60 | 60 | 60 | 60 | 60 | 60 | 60 | 55 | 55 | 40 | 30 | 20 | 30 | DEER HTLr Cor Yr Eq Wd
3250 | -1 | -1 | 1 | 1 | 1 | 1 | 1 | 1 | 0.5 | 0.25 | 0 | 0.375 | 1 | 1 | 1 | 1 | 1 | 1 | 1 | 1 | 0.875 | 0.875 | 0.5 | 0.25 | 0 | 0.25 | ; | DEER HTLr Cor Yr Eq WeH |  |  |  |  | 3250 | 20 | 60 | 1 | DEER-HTLr-Cor-Yr-Eq-WeH | 0 | Cst-Zeroes | 0 | Cst-Zeroes | 1 | -1 | -1 | 60 | 60 | 60 | 60 | 60 | 60 | 40 | 30 | 20 | 35 | 60 | 60 | 60 | 60 | 60 | 60 | 60 | 60 | 55 | 55 | 40 | 30 | 20 | 30 | DEER HTLr Cor Yr Eq WeH
3251 | 6 | 24 | 0.25 | 0.125 | 0 | 0 | 0.125 | 0.375 | 0.625 | 1 | 0.75 | 0.5 | 0.5 | 0.375 | 0.5 | 0.375 | 0.25 | 0.25 | 0.25 | 0.25 | 0.5 | 0.75 | 0.75 | 0.75 | 0.75 | 0.5 | ; | DEER HTLr Yr DHW Wd |  |  |  |  | 3251 | 10 | 90 | 1 | DEER-HTLr-Yr-DHW-Wd | 0 | Cst-Zeroes | 0 | Cst-Zeroes | 1 | 6 | 24 | 30 | 20 | 10 | 10 | 20 | 40 | 60 | 90 | 70 | 50 | 50 | 40 | 50 | 40 | 30 | 30 | 30 | 30 | 50 | 70 | 70 | 70 | 70 | 50 | DEER HTLr Yr DHW Wd
3252 | 6 | 24 | 0.28571 | 0.14286 | 0 | 0 | 0.14286 | 0.42857 | 0.57143 | 1 | 0.71429 | 0.57143 | 0.57143 | 0.57143 | 0.57143 | 0.57143 | 0.42857 | 0.28571 | 0.28571 | 0.28571 | 0.57143 | 0.85714 | 0.85714 | 0.85714 | 0.85714 | 0.57143 | ; | DEER HTLr Yr DHW Sa |  |  |  |  | 3252 | 10 | 80 | 1 | DEER-HTLr-Yr-DHW-Sa | 0 | Cst-Zeroes | 0 | Cst-Zeroes | 1 | 6 | 24 | 30 | 20 | 10 | 10 | 20 | 40 | 50 | 80 | 60 | 50 | 50 | 50 | 50 | 50 | 40 | 30 | 30 | 30 | 50 | 70 | 70 | 70 | 70 | 50 | DEER HTLr Yr DHW Sa
3253 | 6 | 24 | 0.25 | 0.125 | 0 | 0 | 0.125 | 0.375 | 0.375 | 0.625 | 1 | 0.75 | 0.5 | 0.5 | 0.5 | 0.375 | 0.25 | 0.25 | 0.25 | 0.25 | 0.375 | 0.625 | 0.625 | 0.625 | 0.625 | 0.5 | ; | DEER HTLr Yr DHW SuH |  |  |  |  | 3253 | 10 | 90 | 1 | DEER-HTLr-Yr-DHW-SuH | 0 | Cst-Zeroes | 0 | Cst-Zeroes | 1 | 6 | 24 | 30 | 20 | 10 | 10 | 20 | 40 | 40 | 60 | 90 | 70 | 50 | 50 | 50 | 40 | 30 | 30 | 30 | 30 | 40 | 60 | 60 | 60 | 60 | 50 | DEER HTLr Yr DHW SuH
3254 | 21 | 8 | 0 | 0 | 0 | 0 | 0 | 0 | 0 | 0 | 0 | 0 | 0 | 0 | 0 | 0 | 0 | 0 | 0 | 0 | 0 | 0 | 0 | 0 | 0 | 0 | ; | DEER MTL 0H Yr Oc Wd |  |  |  |  | 3254 | 0 | 0 | 1 | DEER-MTL-0H-Yr-Oc-Wd | 0 | Cst-Zeroes | 0 | Cst-Zeroes | 1 | 21 | 8 | 0 | 0 | 0 | 0 | 0 | 0 | 0 | 0 | 0 | 0 | 0 | 0 | 0 | 0 | 0 | 0 | 0 | 0 | 0 | 0 | 0 | 0 | 0 | 0 | DEER MTL 0H Yr Oc Wd
3255 | 21 | 8 | 0 | 0 | 0 | 0 | 0 | 0 | 0 | 0 | 0 | 0 | 0 | 0 | 0 | 0 | 0 | 0 | 0 | 0 | 0 | 0 | 0 | 0 | 0 | 0 | ; | DEER MTL 0H Yr Oc WeH |  |  |  |  | 3255 | 0 | 0 | 1 | DEER-MTL-0H-Yr-Oc-WeH | 0 | Cst-Zeroes | 0 | Cst-Zeroes | 1 | 21 | 8 | 0 | 0 | 0 | 0 | 0 | 0 | 0 | 0 | 0 | 0 | 0 | 0 | 0 | 0 | 0 | 0 | 0 | 0 | 0 | 0 | 0 | 0 | 0 | 0 | DEER MTL 0H Yr Oc WeH
3256 | 19 | 10 | 0 | 0 | 0 | 0 | 0 | 0 | 0 | 0 | 0 | 0 | 0 | 0 | 0 | 0 | 0 | 0 | 0 | 0 | 0 | 0 | 0 | 0 | 0 | 0 | ; | DEER MTL 0H Yr Lt Wd |  |  |  |  | 3256 | 0 | 0 | 1 | DEER-MTL-0H-Yr-Lt-Wd | 0 | Cst-Zeroes | 0 | Cst-Zeroes | 1 | 19 | 10 | 0 | 0 | 0 | 0 | 0 | 0 | 0 | 0 | 0 | 0 | 0 | 0 | 0 | 0 | 0 | 0 | 0 | 0 | 0 | 0 | 0 | 0 | 0 | 0 | DEER MTL 0H Yr Lt Wd
3257 | 19 | 10 | 0 | 0 | 0 | 0 | 0 | 0 | 0 | 0 | 0 | 0 | 0 | 0 | 0 | 0 | 0 | 0 | 0 | 0 | 0 | 0 | 0 | 0 | 0 | 0 | ; | DEER MTL 0H Yr Lt WeH |  |  |  |  | 3257 | 0 | 0 | 1 | DEER-MTL-0H-Yr-Lt-WeH | 0 | Cst-Zeroes | 0 | Cst-Zeroes | 1 | 19 | 10 | 0 | 0 | 0 | 0 | 0 | 0 | 0 | 0 | 0 | 0 | 0 | 0 | 0 | 0 | 0 | 0 | 0 | 0 | 0 | 0 | 0 | 0 | 0 | 0 | DEER MTL 0H Yr Lt WeH
3258 | 19 | 11 | 0 | 0 | 0 | 0 | 0 | 0 | 0 | 0 | 0 | 0 | 0 | 0 | 0 | 0 | 0 | 0 | 0 | 0 | 0 | 0 | 0 | 0 | 0 | 0 | ; | DEER MTL 0H Yr Eq Wd |  |  |  |  | 3258 | 0 | 0 | 1 | DEER-MTL-0H-Yr-Eq-Wd | 0 | Cst-Zeroes | 0 | Cst-Zeroes | 1 | 19 | 11 | 0 | 0 | 0 | 0 | 0 | 0 | 0 | 0 | 0 | 0 | 0 | 0 | 0 | 0 | 0 | 0 | 0 | 0 | 0 | 0 | 0 | 0 | 0 | 0 | DEER MTL 0H Yr Eq Wd
3259 | 19 | 11 | 0 | 0 | 0 | 0 | 0 | 0 | 0 | 0 | 0 | 0 | 0 | 0 | 0 | 0 | 0 | 0 | 0 | 0 | 0 | 0 | 0 | 0 | 0 | 0 | ; | DEER MTL 0H Yr Eq WeH |  |  |  |  | 3259 | 0 | 0 | 1 | DEER-MTL-0H-Yr-Eq-WeH | 0 | Cst-Zeroes | 0 | Cst-Zeroes | 1 | 19 | 11 | 0 | 0 | 0 | 0 | 0 | 0 | 0 | 0 | 0 | 0 | 0 | 0 | 0 | 0 | 0 | 0 | 0 | 0 | 0 | 0 | 0 | 0 | 0 | 0 | DEER MTL 0H Yr Eq WeH
3260 | 21 | 8 | 1 | 1 | 1 | 1 | 1 | 1 | 1 | 1 | 0 | 0 | 0 | 0 | 0 | 0 | 0 | 0 | 0 | 0 | 0 | 0 | 1 | 1 | 1 | 1 | ; | DEER MTL 12H Yr Oc Wd |  |  |  |  | 3260 | 0 | 100 | 1 | DEER-MTL-12H-Yr-Oc-Wd | 0 | Cst-Zeroes | 0 | Cst-Zeroes | 1 | 21 | 8 | 100 | 100 | 100 | 100 | 100 | 100 | 100 | 100 | 0 | 0 | 0 | 0 | 0 | 0 | 0 | 0 | 0 | 0 | 0 | 0 | 100 | 100 | 100 | 100 | DEER MTL 12H Yr Oc Wd
3261 | 21 | 8 | 1 | 1 | 1 | 1 | 1 | 1 | 1 | 1 | 0 | 0 | 0 | 0 | 0 | 0 | 0 | 0 | 0 | 0 | 0 | 0 | 1 | 1 | 1 | 1 | ; | DEER MTL 12H Yr Oc WeH |  |  |  |  | 3261 | 0 | 100 | 1 | DEER-MTL-12H-Yr-Oc-WeH | 0 | Cst-Zeroes | 0 | Cst-Zeroes | 1 | 21 | 8 | 100 | 100 | 100 | 100 | 100 | 100 | 100 | 100 | 0 | 0 | 0 | 0 | 0 | 0 | 0 | 0 | 0 | 0 | 0 | 0 | 100 | 100 | 100 | 100 | DEER MTL 12H Yr Oc WeH
3262 | 19 | 10 | 0.38462 | 0.23077 | 0.15385 | 0.15385 | 0.15385 | 0.15385 | 0.69231 | 1 | 0.92308 | 0.84615 | 0 | 0 | 0 | 0 | 0 | 0 | 0 | 0 | 0.69231 | 0.76923 | 0.84615 | 0.92308 | 1 | 0.69231 | ; | DEER MTL 12H Yr Lt Wd |  |  |  |  | 3262 | 15 | 80 | 1 | DEER-MTL-12H-Yr-Lt-Wd | 0 | Cst-Zeroes | 0 | Cst-Zeroes | 1 | 19 | 10 | 40 | 30 | 25 | 25 | 25 | 25 | 60 | 80 | 75 | 70 | 15 | 15 | 15 | 15 | 15 | 15 | 15 | 15 | 60 | 65 | 70 | 75 | 80 | 60 | DEER MTL 12H Yr Lt Wd
3263 | 19 | 10 | 0.38462 | 0.23077 | 0.15385 | 0.15385 | 0.15385 | 0.15385 | 0.69231 | 1 | 0.92308 | 0.84615 | 0 | 0 | 0 | 0 | 0 | 0 | 0 | 0 | 0.69231 | 0.76923 | 0.84615 | 0.92308 | 1 | 0.69231 | ; | DEER MTL 12H Yr Lt WeH |  |  |  |  | 3263 | 15 | 80 | 1 | DEER-MTL-12H-Yr-Lt-WeH | 0 | Cst-Zeroes | 0 | Cst-Zeroes | 1 | 19 | 10 | 40 | 30 | 25 | 25 | 25 | 25 | 60 | 80 | 75 | 70 | 15 | 15 | 15 | 15 | 15 | 15 | 15 | 15 | 60 | 65 | 70 | 75 | 80 | 60 | DEER MTL 12H Yr Lt WeH
3264 | 19 | 11 | 0.38462 | 0.38462 | 0.38462 | 0.38462 | 0.38462 | 0.38462 | 0.69231 | 0.84615 | 1 | 0.76923 | 0.38462 | 0 | 0 | 0 | 0 | 0 | 0 | 0.15385 | 0.23077 | 0.46154 | 0.69231 | 0.84615 | 1 | 0.84615 | ; | DEER MTL 12H Yr Eq Wd |  |  |  |  | 3264 | 15 | 80 | 1 | DEER-MTL-12H-Yr-Eq-Wd | 0 | Cst-Zeroes | 0 | Cst-Zeroes | 1 | 19 | 11 | 40 | 40 | 40 | 40 | 40 | 40 | 60 | 70 | 80 | 65 | 40 | 15 | 15 | 15 | 15 | 15 | 15 | 25 | 30 | 45 | 60 | 70 | 80 | 70 | DEER MTL 12H Yr Eq Wd
3265 | 19 | 11 | 0.38462 | 0.38462 | 0.38462 | 0.38462 | 0.38462 | 0.38462 | 0.69231 | 0.84615 | 1 | 0.76923 | 0.38462 | 0 | 0 | 0 | 0 | 0 | 0 | 0.15385 | 0.23077 | 0.46154 | 0.69231 | 0.84615 | 1 | 0.84615 | ; | DEER MTL 12H Yr Eq WeH |  |  |  |  | 3265 | 15 | 80 | 1 | DEER-MTL-12H-Yr-Eq-WeH | 0 | Cst-Zeroes | 0 | Cst-Zeroes | 1 | 19 | 11 | 40 | 40 | 40 | 40 | 40 | 40 | 60 | 70 | 80 | 65 | 40 | 15 | 15 | 15 | 15 | 15 | 15 | 25 | 30 | 45 | 60 | 70 | 80 | 70 | DEER MTL 12H Yr Eq WeH
3266 | 21 | 8 | 1 | 1 | 1 | 1 | 1 | 1 | 0 | 0 | 0 | 0 | 0 | 0 | 0 | 0 | 0 | 0 | 0 | 0 | 0 | 0 | 1 | 1 | 1 | 1 | ; | DEER MTL 24H Yr Oc Wd |  |  |  |  | 3266 | 60 | 100 | 1 | DEER-MTL-24H-Yr-Oc-Wd | 0 | Cst-Zeroes | 0 | Cst-Zeroes | 1 | 21 | 8 | 100 | 100 | 100 | 100 | 100 | 100 | 60 | 60 | 60 | 60 | 60 | 60 | 60 | 60 | 60 | 60 | 60 | 60 | 60 | 60 | 100 | 100 | 100 | 100 | DEER MTL 24H Yr Oc Wd
3267 | 21 | 8 | 1 | 1 | 1 | 1 | 1 | 1 | 0 | 0 | 0 | 0 | 0 | 0 | 0 | 0 | 0 | 0 | 0 | 0 | 0 | 0 | 1 | 1 | 1 | 1 | ; | DEER MTL 24H Yr Oc WeH |  |  |  |  | 3267 | 60 | 100 | 1 | DEER-MTL-24H-Yr-Oc-WeH | 0 | Cst-Zeroes | 0 | Cst-Zeroes | 1 | 21 | 8 | 100 | 100 | 100 | 100 | 100 | 100 | 60 | 60 | 60 | 60 | 60 | 60 | 60 | 60 | 60 | 60 | 60 | 60 | 60 | 60 | 100 | 100 | 100 | 100 | DEER MTL 24H Yr Oc WeH
3268 | 19 | 10 | 0.27273 | 0.090909 | 0 | 0 | 0 | 0 | 0.63636 | 1 | 0.90909 | 0.81818 | 0.36364 | 0.36364 | 0.36364 | 0.36364 | 0.36364 | 0.36364 | 0.36364 | 0.36364 | 0.63636 | 0.72727 | 0.81818 | 0.90909 | 1 | 0.63636 | ; | DEER MTL 24H Yr Lt Wd |  |  |  |  | 3268 | 25 | 80 | 1 | DEER-MTL-24H-Yr-Lt-Wd | 0 | Cst-Zeroes | 0 | Cst-Zeroes | 1 | 19 | 10 | 40 | 30 | 25 | 25 | 25 | 25 | 60 | 80 | 75 | 70 | 45 | 45 | 45 | 45 | 45 | 45 | 45 | 45 | 60 | 65 | 70 | 75 | 80 | 60 | DEER MTL 24H Yr Lt Wd
3269 | 19 | 10 | 0.27273 | 0.090909 | 0 | 0 | 0 | 0 | 0.63636 | 1 | 0.90909 | 0.81818 | 0.36364 | 0.36364 | 0.36364 | 0.36364 | 0.36364 | 0.36364 | 0.36364 | 0.36364 | 0.63636 | 0.72727 | 0.81818 | 0.90909 | 1 | 0.63636 | ; | DEER MTL 24H Yr Lt WeH |  |  |  |  | 3269 | 25 | 80 | 1 | DEER-MTL-24H-Yr-Lt-WeH | 0 | Cst-Zeroes | 0 | Cst-Zeroes | 1 | 19 | 10 | 40 | 30 | 25 | 25 | 25 | 25 | 60 | 80 | 75 | 70 | 45 | 45 | 45 | 45 | 45 | 45 | 45 | 45 | 60 | 65 | 70 | 75 | 80 | 60 | DEER MTL 24H Yr Lt WeH
3270 | 19 | 11 | 0 | 0 | 0 | 0 | 0 | 0 | 0.5 | 0.75 | 1 | 0.625 | 0 | 0 | 0 | 0 | 0 | 0 | 0 | 0 | 0.125 | 0.125 | 0.5 | 0.75 | 1 | 0.75 | ; | DEER MTL 24H Yr Eq Wd |  |  |  |  | 3270 | 40 | 80 | 1 | DEER-MTL-24H-Yr-Eq-Wd | 0 | Cst-Zeroes | 0 | Cst-Zeroes | 1 | 19 | 11 | 40 | 40 | 40 | 40 | 40 | 40 | 60 | 70 | 80 | 65 | 40 | 40 | 40 | 40 | 40 | 40 | 40 | 40 | 45 | 45 | 60 | 70 | 80 | 70 | DEER MTL 24H Yr Eq Wd
3271 | 19 | 11 | 0 | 0 | 0 | 0 | 0 | 0 | 0.5 | 0.75 | 1 | 0.625 | 0 | 0 | 0 | 0 | 0 | 0 | 0 | 0 | 0.125 | 0.125 | 0.5 | 0.75 | 1 | 0.75 | ; | DEER MTL 24H Yr Eq WeH |  |  |  |  | 3271 | 40 | 80 | 1 | DEER-MTL-24H-Yr-Eq-WeH | 0 | Cst-Zeroes | 0 | Cst-Zeroes | 1 | 19 | 11 | 40 | 40 | 40 | 40 | 40 | 40 | 60 | 70 | 80 | 65 | 40 | 40 | 40 | 40 | 40 | 40 | 40 | 40 | 45 | 45 | 60 | 70 | 80 | 70 | DEER MTL 24H Yr Eq WeH
3272 | -1 | -1 | 0 | 0 | 0 | 0 | 0 | 0 | 0 | 0 | 0 | 0 | 0 | 0 | 0 | 0 | 0 | 0 | 0 | 0 | 0 | 0 | 0 | 0 | 0 | 0 | ; | DEER MTL Off Yr Oc All |  |  |  |  | 3272 | 100 | 100 | 1 | DEER-MTL-Off-Yr-Oc-All | 0 | Cst-Zeroes | 0 | Cst-Zeroes | 1 | -1 | -1 | 100 | 100 | 100 | 100 | 100 | 100 | 100 | 100 | 100 | 100 | 100 | 100 | 100 | 100 | 100 | 100 | 100 | 100 | 100 | 100 | 100 | 100 | 100 | 100 | DEER MTL Off Yr Oc All
3273 | -1 | -1 | 0 | 0 | 0 | 0 | 0 | 0 | 0 | 0 | 0 | 0 | 0 | 0 | 0 | 0 | 0 | 0 | 0 | 0 | 0 | 0 | 0 | 0 | 0 | 0 | ; | DEER MTL Off Yr Lt All |  |  |  |  | 3273 | 100 | 100 | 1 | DEER-MTL-Off-Yr-Lt-All | 0 | Cst-Zeroes | 0 | Cst-Zeroes | 1 | -1 | -1 | 100 | 100 | 100 | 100 | 100 | 100 | 100 | 100 | 100 | 100 | 100 | 100 | 100 | 100 | 100 | 100 | 100 | 100 | 100 | 100 | 100 | 100 | 100 | 100 | DEER MTL Off Yr Lt All
3274 | 7 | 23 | 0 | 0 | 0 | 0 | 0 | 0 | 0.33333 | 0.66667 | 0.83333 | 0.83333 | 1 | 1 | 0.83333 | 0.5 | 0.5 | 0.5 | 1 | 1 | 0.5 | 0.5 | 0.5 | 0.33333 | 0.16667 | 0 | ; | DEER MTL Off Yr Eq All |  |  |  |  | 3274 | 40 | 100 | 1 | DEER-MTL-Off-Yr-Eq-All | 0 | Cst-Zeroes | 0 | Cst-Zeroes | 1 | 7 | 23 | 40 | 40 | 40 | 40 | 40 | 40 | 60 | 80 | 90 | 90 | 100 | 100 | 90 | 70 | 70 | 70 | 100 | 100 | 70 | 70 | 70 | 60 | 50 | 40 | DEER MTL Off Yr Eq All
3275 | 7 | 22 | 0 | 0 | 0 | 0 | 0 | 0.33333 | 0.55556 | 0.77778 | 0.88889 | 0.88889 | 1 | 1 | 0.88889 | 0.66667 | 0.66667 | 0.66667 | 1 | 1 | 0.66667 | 0.66667 | 0.66667 | 0.55556 | 0.11111 | 0 | ; | DEER MTL Fac Yr Oc All |  |  |  |  | 3275 | 10 | 100 | 1 | DEER-MTL-Fac-Yr-Oc-All | 0 | Cst-Zeroes | 0 | Cst-Zeroes | 1 | 7 | 22 | 10 | 10 | 10 | 10 | 10 | 40 | 60 | 80 | 90 | 90 | 100 | 100 | 90 | 70 | 70 | 70 | 100 | 100 | 70 | 70 | 70 | 60 | 20 | 10 | DEER MTL Fac Yr Oc All
3276 | -1 | -1 | 0 | 0 | 0 | 0 | 0 | 0 | 0 | 0 | 0 | 0 | 0 | 0 | 0 | 0 | 0 | 0 | 0 | 0 | 0 | 0 | 0 | 0 | 0 | 0 | ; | DEER MTL Fac Yr Lt All |  |  |  |  | 3276 | 100 | 100 | 1 | DEER-MTL-Fac-Yr-Lt-All | 0 | Cst-Zeroes | 0 | Cst-Zeroes | 1 | -1 | -1 | 100 | 100 | 100 | 100 | 100 | 100 | 100 | 100 | 100 | 100 | 100 | 100 | 100 | 100 | 100 | 100 | 100 | 100 | 100 | 100 | 100 | 100 | 100 | 100 | DEER MTL Fac Yr Lt All
3277 | 7 | 22 | 0 | 0 | 0 | 0 | 0 | 0 | 0.33333 | 0.66667 | 0.83333 | 0.83333 | 1 | 1 | 0.83333 | 0.5 | 0.5 | 0.5 | 1 | 1 | 0.5 | 0.5 | 0.5 | 0.33333 | 0.16667 | 0 | ; | DEER MTL Fac Yr Eq All |  |  |  |  | 3277 | 40 | 100 | 1 | DEER-MTL-Fac-Yr-Eq-All | 0 | Cst-Zeroes | 0 | Cst-Zeroes | 1 | 7 | 22 | 40 | 40 | 40 | 40 | 40 | 40 | 60 | 80 | 90 | 90 | 100 | 100 | 90 | 70 | 70 | 70 | 100 | 100 | 70 | 70 | 70 | 60 | 50 | 40 | DEER MTL Fac Yr Eq All
3278 | 7 | 20 | 0 | 0 | 0 | 0 | 0 | 0 | 1 | 1 | 1 | 1 | 1 | 1 | 1 | 1 | 1 | 1 | 1 | 1 | 1 | 1 | 0 | 0 | 0 | 0 | ; | DEER MTL Cor Yr Oc All |  |  |  |  | 3278 | 5 | 40 | 1 | DEER-MTL-Cor-Yr-Oc-All | 0 | Cst-Zeroes | 0 | Cst-Zeroes | 1 | 7 | 20 | 5 | 5 | 5 | 5 | 5 | 5 | 40 | 40 | 40 | 40 | 40 | 40 | 40 | 40 | 40 | 40 | 40 | 40 | 40 | 40 | 5 | 5 | 5 | 5 | DEER MTL Cor Yr Oc All
3279 | -1 | -1 | 0 | 0 | 0 | 0 | 0 | 0 | 0 | 0 | 0 | 0 | 0 | 0 | 0 | 0 | 0 | 0 | 0 | 0 | 0 | 0 | 0 | 0 | 0 | 0 | ; | DEER MTL Cor Yr Lt All |  |  |  |  | 3279 | 100 | 100 | 1 | DEER-MTL-Cor-Yr-Lt-All | 0 | Cst-Zeroes | 0 | Cst-Zeroes | 1 | -1 | -1 | 100 | 100 | 100 | 100 | 100 | 100 | 100 | 100 | 100 | 100 | 100 | 100 | 100 | 100 | 100 | 100 | 100 | 100 | 100 | 100 | 100 | 100 | 100 | 100 | DEER MTL Cor Yr Lt All
3280 | -1 | -1 | 1 | 1 | 1 | 1 | 1 | 1 | 0.5 | 0.25 | 0 | 0.375 | 1 | 1 | 1 | 1 | 1 | 1 | 1 | 1 | 0.875 | 0.875 | 0.5 | 0.25 | 0 | 0.25 | ; | DEER MTL Cor Yr Eq All |  |  |  |  | 3280 | 20 | 60 | 1 | DEER-MTL-Cor-Yr-Eq-All | 0 | Cst-Zeroes | 0 | Cst-Zeroes | 1 | -1 | -1 | 60 | 60 | 60 | 60 | 60 | 60 | 40 | 30 | 20 | 35 | 60 | 60 | 60 | 60 | 60 | 60 | 60 | 60 | 55 | 55 | 40 | 30 | 20 | 30 | DEER MTL Cor Yr Eq All
3281 | 7 | 22 | 0 | 0 | 0 | 0 | 0 | 0 | 0.33333 | 1 | 1 | 0.44444 | 0.33333 | 0.11111 | 0.11111 | 0.11111 | 0.11111 | 0.11111 | 0.33333 | 0.55556 | 0.77778 | 0.55556 | 0.44444 | 0.33333 | 0.11111 | 0 | ; | DEER MTL Yr DHW Wd |  |  |  |  | 3281 | 5 | 50 | 1 | DEER-MTL-Yr-DHW-Wd | 0 | Cst-Zeroes | 0 | Cst-Zeroes | 1 | 7 | 22 | 5 | 5 | 5 | 5 | 5 | 5 | 20 | 50 | 50 | 25 | 20 | 10 | 10 | 10 | 10 | 10 | 20 | 30 | 40 | 30 | 25 | 20 | 10 | 5 | DEER MTL Yr DHW Wd
3282 | 7 | 22 | 0 | 0 | 0 | 0 | 0 | 0 | 0.33333 | 1 | 1 | 0.44444 | 0.33333 | 0.11111 | 0.11111 | 0.11111 | 0.11111 | 0.11111 | 0.33333 | 0.55556 | 0.77778 | 0.55556 | 0.44444 | 0.33333 | 0.11111 | 0 | ; | DEER MTL Yr DHW WeH |  |  |  |  | 3282 | 5 | 50 | 1 | DEER-MTL-Yr-DHW-WeH | 0 | Cst-Zeroes | 0 | Cst-Zeroes | 1 | 7 | 22 | 5 | 5 | 5 | 5 | 5 | 5 | 20 | 50 | 50 | 25 | 20 | 10 | 10 | 10 | 10 | 10 | 20 | 30 | 40 | 30 | 25 | 20 | 10 | 5 | DEER MTL Yr DHW WeH
3283 | 8 | 18 | 0 | 0 | 0 | 0 | 0 | 0 | 0.1875 | 0.8125 | 0.9375 | 1 | 1 | 1 | 0.4375 | 0.9375 | 1 | 1 | 0.8125 | 0.375 | 0.125 | 0.125 | 0.125 | 0 | 0 | 0 | ; | DEER MBT Mfg Yr Oc Wd |  |  |  |  | 3283 | 0 | 80 | 1 | DEER-MBT-Mfg-Yr-Oc-Wd | 0 | Cst-Zeroes | 0 | Cst-Zeroes | 1 | 8 | 18 | 0 | 0 | 0 | 0 | 0 | 0 | 15 | 65 | 75 | 80 | 80 | 80 | 35 | 75 | 80 | 80 | 65 | 30 | 10 | 10 | 10 | 0 | 0 | 0 | DEER MBT Mfg Yr Oc Wd
3284 | 10 | 16 | 0 | 0 | 0 | 0 | 0 | 0 | 0 | 0 | 0 | 0 | 0 | 0 | 0 | 0 | 0 | 0 | 0 | 0 | 0 | 0 | 0 | 0 | 0 | 0 | ; | DEER MBT Mfg Yr Oc WeH |  |  |  |  | 3284 | 0 | 0 | 1 | DEER-MBT-Mfg-Yr-Oc-WeH | 0 | Cst-Zeroes | 0 | Cst-Zeroes | 1 | 10 | 16 | 0 | 0 | 0 | 0 | 0 | 0 | 0 | 0 | 0 | 0 | 0 | 0 | 0 | 0 | 0 | 0 | 0 | 0 | 0 | 0 | 0 | 0 | 0 | 0 | DEER MBT Mfg Yr Oc WeH
3285 | 8 | 18 | 0 | 0 | 0 | 0 | 0 | 0 | 0.15789 | 0.78947 | 1 | 1 | 1 | 1 | 0.78947 | 1 | 1 | 1 | 0.73684 | 0.52632 | 0.10526 | 0 | 0 | 0 | 0 | 0 | ; | DEER MBT Mfg Yr Lt Wd |  |  |  |  | 3285 | 5 | 100 | 1 | DEER-MBT-Mfg-Yr-Lt-Wd | 0 | Cst-Zeroes | 0 | Cst-Zeroes | 1 | 8 | 18 | 5 | 5 | 5 | 5 | 5 | 5 | 20 | 80 | 100 | 100 | 100 | 100 | 80 | 100 | 100 | 100 | 75 | 55 | 15 | 5 | 5 | 5 | 5 | 5 | DEER MBT Mfg Yr Lt Wd
3286 | 10 | 16 | 0 | 0 | 0 | 0 | 0 | 0 | 0 | 0 | 0 | 0 | 0 | 0 | 0 | 0 | 0 | 0 | 0 | 0 | 0 | 0 | 0 | 0 | 0 | 0 | ; | DEER MBT Mfg Yr Lt WeH |  |  |  |  | 3286 | 5 | 5 | 1 | DEER-MBT-Mfg-Yr-Lt-WeH | 0 | Cst-Zeroes | 0 | Cst-Zeroes | 1 | 10 | 16 | 5 | 5 | 5 | 5 | 5 | 5 | 5 | 5 | 5 | 5 | 5 | 5 | 5 | 5 | 5 | 5 | 5 | 5 | 5 | 5 | 5 | 5 | 5 | 5 | DEER MBT Mfg Yr Lt WeH
3287 | 8 | 18 | 0 | 0 | 0 | 0 | 0 | 0 | 0.30769 | 1 | 1 | 1 | 1 | 0.84615 | 1 | 1 | 1 | 1 | 0.69231 | 0.30769 | 0 | 0 | 0 | 0 | 0 | 0 | ; | DEER MBT Mfg Yr Eq Wd |  |  |  |  | 3287 | 20 | 85 | 1 | DEER-MBT-Mfg-Yr-Eq-Wd | 0 | Cst-Zeroes | 0 | Cst-Zeroes | 1 | 8 | 18 | 20 | 20 | 20 | 20 | 20 | 20 | 40 | 85 | 85 | 85 | 85 | 75 | 85 | 85 | 85 | 85 | 65 | 40 | 20 | 20 | 20 | 20 | 20 | 20 | DEER MBT Mfg Yr Eq Wd
3288 | 10 | 16 | 0 | 0 | 0 | 0 | 0 | 0 | 0 | 0 | 0 | 0 | 0 | 0 | 0 | 0 | 0 | 0 | 0 | 0 | 0 | 0 | 0 | 0 | 0 | 0 | ; | DEER MBT Mfg Yr Eq WeH |  |  |  |  | 3288 | 20 | 20 | 1 | DEER-MBT-Mfg-Yr-Eq-WeH | 0 | Cst-Zeroes | 0 | Cst-Zeroes | 1 | 10 | 16 | 20 | 20 | 20 | 20 | 20 | 20 | 20 | 20 | 20 | 20 | 20 | 20 | 20 | 20 | 20 | 20 | 20 | 20 | 20 | 20 | 20 | 20 | 20 | 20 | DEER MBT Mfg Yr Eq WeH
3289 | 8 | 18 | 0 | 0 | 0 | 0 | 0 | 0 | 0.1875 | 0.8125 | 0.9375 | 1 | 1 | 1 | 0.4375 | 0.9375 | 1 | 1 | 0.8125 | 0.375 | 0.125 | 0.125 | 0.125 | 0 | 0 | 0 | ; | DEER MBT Adm Yr Oc Wd |  |  |  |  | 3289 | 0 | 80 | 1 | DEER-MBT-Adm-Yr-Oc-Wd | 0 | Cst-Zeroes | 0 | Cst-Zeroes | 1 | 8 | 18 | 0 | 0 | 0 | 0 | 0 | 0 | 15 | 65 | 75 | 80 | 80 | 80 | 35 | 75 | 80 | 80 | 65 | 30 | 10 | 10 | 10 | 0 | 0 | 0 | DEER MBT Adm Yr Oc Wd
3290 | 10 | 16 | 0 | 0 | 0 | 0 | 0 | 0 | 0 | 0 | 0 | 0 | 0 | 0 | 0 | 0 | 0 | 0 | 0 | 0 | 0 | 0 | 0 | 0 | 0 | 0 | ; | DEER MBT Adm Yr Oc WeH |  |  |  |  | 3290 | 0 | 0 | 1 | DEER-MBT-Adm-Yr-Oc-WeH | 0 | Cst-Zeroes | 0 | Cst-Zeroes | 1 | 10 | 16 | 0 | 0 | 0 | 0 | 0 | 0 | 0 | 0 | 0 | 0 | 0 | 0 | 0 | 0 | 0 | 0 | 0 | 0 | 0 | 0 | 0 | 0 | 0 | 0 | DEER MBT Adm Yr Oc WeH
3291 | 8 | 18 | 0 | 0 | 0 | 0 | 0 | 0 | 0.15789 | 0.78947 | 1 | 1 | 1 | 1 | 0.78947 | 1 | 1 | 1 | 0.73684 | 0.52632 | 0.10526 | 0 | 0 | 0 | 0 | 0 | ; | DEER MBT Adm Yr Lt Wd |  |  |  |  | 3291 | 5 | 100 | 1 | DEER-MBT-Adm-Yr-Lt-Wd | 0 | Cst-Zeroes | 0 | Cst-Zeroes | 1 | 8 | 18 | 5 | 5 | 5 | 5 | 5 | 5 | 20 | 80 | 100 | 100 | 100 | 100 | 80 | 100 | 100 | 100 | 75 | 55 | 15 | 5 | 5 | 5 | 5 | 5 | DEER MBT Adm Yr Lt Wd
3292 | 10 | 16 | 0 | 0 | 0 | 0 | 0 | 0 | 0 | 0 | 0 | 0 | 0 | 0 | 0 | 0 | 0 | 0 | 0 | 0 | 0 | 0 | 0 | 0 | 0 | 0 | ; | DEER MBT Adm Yr Lt WeH |  |  |  |  | 3292 | 5 | 5 | 1 | DEER-MBT-Adm-Yr-Lt-WeH | 0 | Cst-Zeroes | 0 | Cst-Zeroes | 1 | 10 | 16 | 5 | 5 | 5 | 5 | 5 | 5 | 5 | 5 | 5 | 5 | 5 | 5 | 5 | 5 | 5 | 5 | 5 | 5 | 5 | 5 | 5 | 5 | 5 | 5 | DEER MBT Adm Yr Lt WeH
3293 | 7 | 18 | 0 | 0 | 0 | 0 | 0 | 0 | 0.375 | 1 | 1 | 1 | 1 | 0.75 | 1 | 1 | 1 | 1 | 1 | 0.25 | 0 | 0 | 0 | 0 | 0 | 0 | ; | DEER MBT Adm Yr Eq Wd |  |  |  |  | 3293 | 10 | 90 | 1 | DEER-MBT-Adm-Yr-Eq-Wd | 0 | Cst-Zeroes | 0 | Cst-Zeroes | 1 | 7 | 18 | 10 | 10 | 10 | 10 | 10 | 10 | 40 | 90 | 90 | 90 | 90 | 70 | 90 | 90 | 90 | 90 | 90 | 30 | 10 | 10 | 10 | 10 | 10 | 10 | DEER MBT Adm Yr Eq Wd
3294 | 10 | 16 | 0 | 0 | 0 | 0 | 0 | 0 | 0 | 0 | 0 | 0 | 0 | 0 | 0 | 0 | 0 | 0 | 0 | 0 | 0 | 0 | 0 | 0 | 0 | 0 | ; | DEER MBT Adm Yr Eq WeH |  |  |  |  | 3294 | 10 | 10 | 1 | DEER-MBT-Adm-Yr-Eq-WeH | 0 | Cst-Zeroes | 0 | Cst-Zeroes | 1 | 10 | 16 | 10 | 10 | 10 | 10 | 10 | 10 | 10 | 10 | 10 | 10 | 10 | 10 | 10 | 10 | 10 | 10 | 10 | 10 | 10 | 10 | 10 | 10 | 10 | 10 | DEER MBT Adm Yr Eq WeH
3295 | 8 | 18 | 0 | 0 | 0 | 0 | 0 | 0 | 0.05 | 0.3 | 0.2 | 0.05 | 0.05 | 0.25 | 1 | 0.25 | 0.05 | 0.05 | 0.1 | 0.2 | 0.1 | 0.05 | 0.05 | 0 | 0 | 0 | ; | DEER MBT Kit Yr Oc Wd |  |  |  |  | 3295 | 0 | 100 | 1 | DEER-MBT-Kit-Yr-Oc-Wd | 0 | Cst-Zeroes | 0 | Cst-Zeroes | 1 | 8 | 18 | 0 | 0 | 0 | 0 | 0 | 0 | 5 | 30 | 20 | 5 | 5 | 25 | 100 | 25 | 5 | 5 | 10 | 20 | 10 | 5 | 5 | 0 | 0 | 0 | DEER MBT Kit Yr Oc Wd
3296 | 8 | 16 | 0 | 0 | 0 | 0 | 0 | 0 | 0 | 0 | 0 | 0 | 0 | 0 | 0 | 0 | 0 | 0 | 0 | 0 | 0 | 0 | 0 | 0 | 0 | 0 | ; | DEER MBT Kit Yr Oc WeH |  |  |  |  | 3296 | 0 | 0 | 1 | DEER-MBT-Kit-Yr-Oc-WeH | 0 | Cst-Zeroes | 0 | Cst-Zeroes | 1 | 8 | 16 | 0 | 0 | 0 | 0 | 0 | 0 | 0 | 0 | 0 | 0 | 0 | 0 | 0 | 0 | 0 | 0 | 0 | 0 | 0 | 0 | 0 | 0 | 0 | 0 | DEER MBT Kit Yr Oc WeH
3297 | 8 | 18 | 0 | 0 | 0 | 0 | 0 | 0 | 0.15789 | 0.78947 | 1 | 1 | 1 | 1 | 0.78947 | 1 | 1 | 1 | 0.73684 | 0.52632 | 0.10526 | 0 | 0 | 0 | 0 | 0 | ; | DEER MBT Kit Yr Lt Wd |  |  |  |  | 3297 | 5 | 100 | 1 | DEER-MBT-Kit-Yr-Lt-Wd | 0 | Cst-Zeroes | 0 | Cst-Zeroes | 1 | 8 | 18 | 5 | 5 | 5 | 5 | 5 | 5 | 20 | 80 | 100 | 100 | 100 | 100 | 80 | 100 | 100 | 100 | 75 | 55 | 15 | 5 | 5 | 5 | 5 | 5 | DEER MBT Kit Yr Lt Wd
3298 | 8 | 16 | 0 | 0 | 0 | 0 | 0 | 0 | 0 | 0 | 0 | 0 | 0 | 0 | 0 | 0 | 0 | 0 | 0 | 0 | 0 | 0 | 0 | 0 | 0 | 0 | ; | DEER MBT Kit Yr Lt WeH |  |  |  |  | 3298 | 5 | 5 | 1 | DEER-MBT-Kit-Yr-Lt-WeH | 0 | Cst-Zeroes | 0 | Cst-Zeroes | 1 | 8 | 16 | 5 | 5 | 5 | 5 | 5 | 5 | 5 | 5 | 5 | 5 | 5 | 5 | 5 | 5 | 5 | 5 | 5 | 5 | 5 | 5 | 5 | 5 | 5 | 5 | DEER MBT Kit Yr Lt WeH
3299 | 8 | 14 | 0 | 0 | 0 | 0 | 0 | 0 | 0 | 0.066667 | 0 | 0 | 0 | 0 | 1 | 0 | 0 | 0 | 0 | 0 | 0 | 0 | 0 | 0 | 0 | 0 | ; | DEER MBT Kit Yr Eq Wd |  |  |  |  | 3299 | 25 | 100 | 1 | DEER-MBT-Kit-Yr-Eq-Wd | 0 | Cst-Zeroes | 0 | Cst-Zeroes | 1 | 8 | 14 | 25 | 25 | 25 | 25 | 25 | 25 | 25 | 30 | 25 | 25 | 25 | 25 | 100 | 25 | 25 | 25 | 25 | 25 | 25 | 25 | 25 | 25 | 25 | 25 | DEER MBT Kit Yr Eq Wd
3300 | 8 | 14 | 0 | 0 | 0 | 0 | 0 | 0 | 0 | 0 | 0 | 0 | 0 | 0 | 0 | 0 | 0 | 0 | 0 | 0 | 0 | 0 | 0 | 0 | 0 | 0 | ; | DEER MBT Kit Yr Eq WeH |  |  |  |  | 3300 | 25 | 25 | 1 | DEER-MBT-Kit-Yr-Eq-WeH | 0 | Cst-Zeroes | 0 | Cst-Zeroes | 1 | 8 | 14 | 25 | 25 | 25 | 25 | 25 | 25 | 25 | 25 | 25 | 25 | 25 | 25 | 25 | 25 | 25 | 25 | 25 | 25 | 25 | 25 | 25 | 25 | 25 | 25 | DEER MBT Kit Yr Eq WeH
3301 | 8 | 18 | 0 | 0 | 0 | 0 | 0 | 0 | 0 | 0.22222 | 0.11111 | 0 | 0 | 0.16667 | 1 | 0.16667 | 0 | 0 | 0 | 0.11111 | 0 | 0 | 0 | 0 | 0 | 0 | ; | DEER MBT Kit Yr Ck Wd |  |  |  |  | 3301 | 10 | 100 | 1 | DEER-MBT-Kit-Yr-Ck-Wd | 0 | Cst-Zeroes | 0 | Cst-Zeroes | 1 | 8 | 18 | 10 | 10 | 10 | 10 | 10 | 10 | 10 | 30 | 20 | 10 | 10 | 25 | 100 | 25 | 10 | 10 | 10 | 20 | 10 | 10 | 10 | 10 | 10 | 10 | DEER MBT Kit Yr Ck Wd
3302 | 8 | 16 | 0 | 0 | 0 | 0 | 0 | 0 | 0 | 0 | 0 | 0 | 0 | 0 | 0 | 0 | 0 | 0 | 0 | 0 | 0 | 0 | 0 | 0 | 0 | 0 | ; | DEER MBT Kit Yr Ck WeH |  |  |  |  | 3302 | 10 | 10 | 1 | DEER-MBT-Kit-Yr-Ck-WeH | 0 | Cst-Zeroes | 0 | Cst-Zeroes | 1 | 8 | 16 | 10 | 10 | 10 | 10 | 10 | 10 | 10 | 10 | 10 | 10 | 10 | 10 | 10 | 10 | 10 | 10 | 10 | 10 | 10 | 10 | 10 | 10 | 10 | 10 | DEER MBT Kit Yr Ck WeH
3303 | 8 | 18 | 0 | 0 | 0 | 0 | 0 | 0 | 0.1875 | 0.8125 | 0.9375 | 1 | 1 | 1 | 0.4375 | 0.9375 | 1 | 1 | 0.8125 | 0.375 | 0.125 | 0.125 | 0.125 | 0 | 0 | 0 | ; | DEER MBT Cmp Yr Oc Wd |  |  |  |  | 3303 | 0 | 80 | 1 | DEER-MBT-Cmp-Yr-Oc-Wd | 0 | Cst-Zeroes | 0 | Cst-Zeroes | 1 | 8 | 18 | 0 | 0 | 0 | 0 | 0 | 0 | 15 | 65 | 75 | 80 | 80 | 80 | 35 | 75 | 80 | 80 | 65 | 30 | 10 | 10 | 10 | 0 | 0 | 0 | DEER MBT Cmp Yr Oc Wd
3304 | 10 | 16 | 0 | 0 | 0 | 0 | 0 | 0 | 0 | 0 | 0 | 0 | 0 | 0 | 0 | 0 | 0 | 0 | 0 | 0 | 0 | 0 | 0 | 0 | 0 | 0 | ; | DEER MBT Cmp Yr Oc WeH |  |  |  |  | 3304 | 0 | 0 | 1 | DEER-MBT-Cmp-Yr-Oc-WeH | 0 | Cst-Zeroes | 0 | Cst-Zeroes | 1 | 10 | 16 | 0 | 0 | 0 | 0 | 0 | 0 | 0 | 0 | 0 | 0 | 0 | 0 | 0 | 0 | 0 | 0 | 0 | 0 | 0 | 0 | 0 | 0 | 0 | 0 | DEER MBT Cmp Yr Oc WeH
3305 | 8 | 18 | 0 | 0 | 0 | 0 | 0 | 0 | 0.15789 | 0.78947 | 1 | 1 | 1 | 1 | 0.78947 | 1 | 1 | 1 | 0.73684 | 0.52632 | 0.10526 | 0 | 0 | 0 | 0 | 0 | ; | DEER MBT Cmp Yr Lt Wd |  |  |  |  | 3305 | 5 | 100 | 1 | DEER-MBT-Cmp-Yr-Lt-Wd | 0 | Cst-Zeroes | 0 | Cst-Zeroes | 1 | 8 | 18 | 5 | 5 | 5 | 5 | 5 | 5 | 20 | 80 | 100 | 100 | 100 | 100 | 80 | 100 | 100 | 100 | 75 | 55 | 15 | 5 | 5 | 5 | 5 | 5 | DEER MBT Cmp Yr Lt Wd
3306 | 10 | 16 | 0 | 0 | 0 | 0 | 0 | 0 | 0 | 0 | 0 | 0 | 0 | 0 | 0 | 0 | 0 | 0 | 0 | 0 | 0 | 0 | 0 | 0 | 0 | 0 | ; | DEER MBT Cmp Yr Lt WeH |  |  |  |  | 3306 | 5 | 5 | 1 | DEER-MBT-Cmp-Yr-Lt-WeH | 0 | Cst-Zeroes | 0 | Cst-Zeroes | 1 | 10 | 16 | 5 | 5 | 5 | 5 | 5 | 5 | 5 | 5 | 5 | 5 | 5 | 5 | 5 | 5 | 5 | 5 | 5 | 5 | 5 | 5 | 5 | 5 | 5 | 5 | DEER MBT Cmp Yr Lt WeH
3307 | 8 | 18 | 0 | 0 | 0 | 0 | 0 | 0 | 0.16667 | 1 | 1 | 1 | 1 | 0.66667 | 1 | 1 | 1 | 1 | 1 | 0 | 0 | 0 | 0 | 0 | 0 | 0 | ; | DEER MBT Cmp Yr Eq Wd |  |  |  |  | 3307 | 30 | 90 | 1 | DEER-MBT-Cmp-Yr-Eq-Wd | 0 | Cst-Zeroes | 0 | Cst-Zeroes | 1 | 8 | 18 | 30 | 30 | 30 | 30 | 30 | 30 | 40 | 90 | 90 | 90 | 90 | 70 | 90 | 90 | 90 | 90 | 90 | 30 | 30 | 30 | 30 | 30 | 30 | 30 | DEER MBT Cmp Yr Eq Wd
3308 | 10 | 16 | 0 | 0 | 0 | 0 | 0 | 0 | 0 | 0 | 0 | 0 | 0 | 0 | 0 | 0 | 0 | 0 | 0 | 0 | 0 | 0 | 0 | 0 | 0 | 0 | ; | DEER MBT Cmp Yr Eq WeH |  |  |  |  | 3308 | 30 | 30 | 1 | DEER-MBT-Cmp-Yr-Eq-WeH | 0 | Cst-Zeroes | 0 | Cst-Zeroes | 1 | 10 | 16 | 30 | 30 | 30 | 30 | 30 | 30 | 30 | 30 | 30 | 30 | 30 | 30 | 30 | 30 | 30 | 30 | 30 | 30 | 30 | 30 | 30 | 30 | 30 | 30 | DEER MBT Cmp Yr Eq WeH
3309 | 8 | 21 | 0 | 0 | 0 | 0 | 0 | 0 | 0 | 0.2 | 0.5 | 0 | 0 | 0 | 0 | 0 | 0.7 | 0.7 | 0 | 0 | 0.5 | 1 | 0.5 | 0 | 0 | 0 | ; | DEER MBT Cnf Yr Oc Wd |  |  |  |  | 3309 | 0 | 50 | 1 | DEER-MBT-Cnf-Yr-Oc-Wd | 0 | Cst-Zeroes | 0 | Cst-Zeroes | 1 | 8 | 21 | 0 | 0 | 0 | 0 | 0 | 0 | 0 | 10 | 25 | 0 | 0 | 0 | 0 | 0 | 35 | 35 | 0 | 0 | 25 | 50 | 25 | 0 | 0 | 0 | DEER MBT Cnf Yr Oc Wd
3310 | 8 | 21 | 0 | 0 | 0 | 0 | 0 | 0 | 0 | 1 | 1 | 0.5 | 1 | 1 | 1 | 1 | 1 | 1 | 0.5 | 0 | 1 | 1 | 1 | 0.5 | 0.5 | 0.5 | ; | DEER MBT Cnf Yr Lt Wd |  |  |  |  | 3310 | 0 | 100 | 1 | DEER-MBT-Cnf-Yr-Lt-Wd | 0 | Cst-Zeroes | 0 | Cst-Zeroes | 1 | 8 | 21 | 0 | 0 | 0 | 0 | 0 | 0 | 0 | 100 | 100 | 50 | 100 | 100 | 100 | 100 | 100 | 100 | 50 | 0 | 100 | 100 | 100 | 50 | 50 | 50 | DEER MBT Cnf Yr Lt Wd
3311 | 8 | 21 | 0 | 0 | 0 | 0 | 0 | 0 | 0 | 1 | 1 | 0.5 | 1 | 1 | 1 | 1 | 1 | 1 | 0.5 | 0 | 1 | 1 | 1 | 0.5 | 0.5 | 0.5 | ; | DEER MBT Cnf Yr Eq Wd |  |  |  |  | 3311 | 0 | 100 | 1 | DEER-MBT-Cnf-Yr-Eq-Wd | 0 | Cst-Zeroes | 0 | Cst-Zeroes | 1 | 8 | 21 | 0 | 0 | 0 | 0 | 0 | 0 | 0 | 100 | 100 | 50 | 100 | 100 | 100 | 100 | 100 | 100 | 50 | 0 | 100 | 100 | 100 | 50 | 50 | 50 | DEER MBT Cnf Yr Eq Wd
3312 | 8 | 19 | 0 | 0 | 0 | 0 | 0 | 0 | 0.05 | 0.3 | 0.2 | 0.05 | 0.05 | 0.25 | 1 | 0.25 | 0.05 | 0.05 | 0.1 | 0.2 | 0.1 | 0.05 | 0.05 | 0 | 0 | 0 | ; | DEER MBT Din Yr Oc Wd |  |  |  |  | 3312 | 0 | 100 | 1 | DEER-MBT-Din-Yr-Oc-Wd | 0 | Cst-Zeroes | 0 | Cst-Zeroes | 1 | 8 | 19 | 0 | 0 | 0 | 0 | 0 | 0 | 5 | 30 | 20 | 5 | 5 | 25 | 100 | 25 | 5 | 5 | 10 | 20 | 10 | 5 | 5 | 0 | 0 | 0 | DEER MBT Din Yr Oc Wd
3313 | 8 | 17 | 0 | 0 | 0 | 0 | 0 | 0 | 0 | 0 | 0 | 0 | 0 | 0 | 0 | 0 | 0 | 0 | 0 | 0 | 0 | 0 | 0 | 0 | 0 | 0 | ; | DEER MBT Din Yr Oc WeH |  |  |  |  | 3313 | 0 | 0 | 1 | DEER-MBT-Din-Yr-Oc-WeH | 0 | Cst-Zeroes | 0 | Cst-Zeroes | 1 | 8 | 17 | 0 | 0 | 0 | 0 | 0 | 0 | 0 | 0 | 0 | 0 | 0 | 0 | 0 | 0 | 0 | 0 | 0 | 0 | 0 | 0 | 0 | 0 | 0 | 0 | DEER MBT Din Yr Oc WeH
3314 | 8 | 18 | 0 | 0 | 0 | 0 | 0 | 0 | 0.15789 | 0.78947 | 1 | 1 | 1 | 1 | 0.78947 | 1 | 1 | 1 | 0.73684 | 0.52632 | 0.10526 | 0 | 0 | 0 | 0 | 0 | ; | DEER MBT Din Yr Lt Wd |  |  |  |  | 3314 | 5 | 100 | 1 | DEER-MBT-Din-Yr-Lt-Wd | 0 | Cst-Zeroes | 0 | Cst-Zeroes | 1 | 8 | 18 | 5 | 5 | 5 | 5 | 5 | 5 | 20 | 80 | 100 | 100 | 100 | 100 | 80 | 100 | 100 | 100 | 75 | 55 | 15 | 5 | 5 | 5 | 5 | 5 | DEER MBT Din Yr Lt Wd
3315 | 8 | 16 | 0 | 0 | 0 | 0 | 0 | 0 | 0 | 0 | 0 | 0 | 0 | 0 | 0 | 0 | 0 | 0 | 0 | 0 | 0 | 0 | 0 | 0 | 0 | 0 | ; | DEER MBT Din Yr Lt WeH |  |  |  |  | 3315 | 5 | 5 | 1 | DEER-MBT-Din-Yr-Lt-WeH | 0 | Cst-Zeroes | 0 | Cst-Zeroes | 1 | 8 | 16 | 5 | 5 | 5 | 5 | 5 | 5 | 5 | 5 | 5 | 5 | 5 | 5 | 5 | 5 | 5 | 5 | 5 | 5 | 5 | 5 | 5 | 5 | 5 | 5 | DEER MBT Din Yr Lt WeH
3316 | 8 | 19 | 0 | 0 | 0 | 0 | 0 | 0 | 0.05 | 0.3 | 0.2 | 0.05 | 0.05 | 0.25 | 1 | 0.25 | 0.05 | 0.05 | 0.1 | 0.2 | 0.1 | 0.05 | 0.05 | 0 | 0 | 0 | ; | DEER MBT Din Yr Eq Wd |  |  |  |  | 3316 | 0 | 100 | 1 | DEER-MBT-Din-Yr-Eq-Wd | 0 | Cst-Zeroes | 0 | Cst-Zeroes | 1 | 8 | 19 | 0 | 0 | 0 | 0 | 0 | 0 | 5 | 30 | 20 | 5 | 5 | 25 | 100 | 25 | 5 | 5 | 10 | 20 | 10 | 5 | 5 | 0 | 0 | 0 | DEER MBT Din Yr Eq Wd
3317 | 8 | 17 | 0 | 0 | 0 | 0 | 0 | 0 | 0 | 0 | 0 | 0 | 0 | 0 | 0 | 0 | 0 | 0 | 0 | 0 | 0 | 0 | 0 | 0 | 0 | 0 | ; | DEER MBT Din Yr Eq WeH |  |  |  |  | 3317 | 0 | 0 | 1 | DEER-MBT-Din-Yr-Eq-WeH | 0 | Cst-Zeroes | 0 | Cst-Zeroes | 1 | 8 | 17 | 0 | 0 | 0 | 0 | 0 | 0 | 0 | 0 | 0 | 0 | 0 | 0 | 0 | 0 | 0 | 0 | 0 | 0 | 0 | 0 | 0 | 0 | 0 | 0 | DEER MBT Din Yr Eq WeH
3318 | 8 | 18 | 0 | 0 | 0 | 0 | 0 | 0 | 0.1875 | 0.8125 | 0.9375 | 1 | 1 | 1 | 0.4375 | 0.9375 | 1 | 1 | 0.8125 | 0.375 | 0.125 | 0.125 | 0.125 | 0 | 0 | 0 | ; | DEER MBT Lab Yr Oc Wd |  |  |  |  | 3318 | 0 | 80 | 1 | DEER-MBT-Lab-Yr-Oc-Wd | 0 | Cst-Zeroes | 0 | Cst-Zeroes | 1 | 8 | 18 | 0 | 0 | 0 | 0 | 0 | 0 | 15 | 65 | 75 | 80 | 80 | 80 | 35 | 75 | 80 | 80 | 65 | 30 | 10 | 10 | 10 | 0 | 0 | 0 | DEER MBT Lab Yr Oc Wd
3319 | 10 | 16 | 0 | 0 | 0 | 0 | 0 | 0 | 0 | 0 | 0 | 0 | 0 | 0 | 0 | 0 | 0 | 0 | 0 | 0 | 0 | 0 | 0 | 0 | 0 | 0 | ; | DEER MBT Lab Yr Oc WeH |  |  |  |  | 3319 | 0 | 0 | 1 | DEER-MBT-Lab-Yr-Oc-WeH | 0 | Cst-Zeroes | 0 | Cst-Zeroes | 1 | 10 | 16 | 0 | 0 | 0 | 0 | 0 | 0 | 0 | 0 | 0 | 0 | 0 | 0 | 0 | 0 | 0 | 0 | 0 | 0 | 0 | 0 | 0 | 0 | 0 | 0 | DEER MBT Lab Yr Oc WeH
3320 | 8 | 18 | 0 | 0 | 0 | 0 | 0 | 0 | 0.15789 | 0.78947 | 1 | 1 | 1 | 1 | 0.78947 | 1 | 1 | 1 | 0.73684 | 0.52632 | 0.10526 | 0 | 0 | 0 | 0 | 0 | ; | DEER MBT Lab Yr Lt Wd |  |  |  |  | 3320 | 5 | 100 | 1 | DEER-MBT-Lab-Yr-Lt-Wd | 0 | Cst-Zeroes | 0 | Cst-Zeroes | 1 | 8 | 18 | 5 | 5 | 5 | 5 | 5 | 5 | 20 | 80 | 100 | 100 | 100 | 100 | 80 | 100 | 100 | 100 | 75 | 55 | 15 | 5 | 5 | 5 | 5 | 5 | DEER MBT Lab Yr Lt Wd
3321 | 10 | 16 | 0 | 0 | 0 | 0 | 0 | 0 | 0 | 0 | 0 | 0 | 0 | 0 | 0 | 0 | 0 | 0 | 0 | 0 | 0 | 0 | 0 | 0 | 0 | 0 | ; | DEER MBT Lab Yr Lt WeH |  |  |  |  | 3321 | 5 | 5 | 1 | DEER-MBT-Lab-Yr-Lt-WeH | 0 | Cst-Zeroes | 0 | Cst-Zeroes | 1 | 10 | 16 | 5 | 5 | 5 | 5 | 5 | 5 | 5 | 5 | 5 | 5 | 5 | 5 | 5 | 5 | 5 | 5 | 5 | 5 | 5 | 5 | 5 | 5 | 5 | 5 | DEER MBT Lab Yr Lt WeH
3322 | 8 | 18 | 0 | 0 | 0 | 0 | 0 | 0 | 0.30769 | 1 | 1 | 1 | 1 | 0.84615 | 1 | 1 | 1 | 1 | 0.69231 | 0.30769 | 0 | 0 | 0 | 0 | 0 | 0 | ; | DEER MBT Lab Yr Eq Wd |  |  |  |  | 3322 | 20 | 85 | 1 | DEER-MBT-Lab-Yr-Eq-Wd | 0 | Cst-Zeroes | 0 | Cst-Zeroes | 1 | 8 | 18 | 20 | 20 | 20 | 20 | 20 | 20 | 40 | 85 | 85 | 85 | 85 | 75 | 85 | 85 | 85 | 85 | 65 | 40 | 20 | 20 | 20 | 20 | 20 | 20 | DEER MBT Lab Yr Eq Wd
3323 | 10 | 16 | 0 | 0 | 0 | 0 | 0 | 0 | 0 | 0 | 0 | 0 | 0 | 0 | 0 | 0 | 0 | 0 | 0 | 0 | 0 | 0 | 0 | 0 | 0 | 0 | ; | DEER MBT Lab Yr Eq WeH |  |  |  |  | 3323 | 20 | 20 | 1 | DEER-MBT-Lab-Yr-Eq-WeH | 0 | Cst-Zeroes | 0 | Cst-Zeroes | 1 | 10 | 16 | 20 | 20 | 20 | 20 | 20 | 20 | 20 | 20 | 20 | 20 | 20 | 20 | 20 | 20 | 20 | 20 | 20 | 20 | 20 | 20 | 20 | 20 | 20 | 20 | DEER MBT Lab Yr Eq WeH
3324 | 8 | 20 | 0 | 0 | 0 | 0 | 0 | 0 | 0.1875 | 0.8125 | 0.9375 | 1 | 1 | 1 | 0.4375 | 0.9375 | 1 | 1 | 0.8125 | 0.375 | 0.125 | 0.125 | 0.125 | 0 | 0 | 0 | ; | DEER MBT Cor Yr Oc Wd |  |  |  |  | 3324 | 0 | 80 | 1 | DEER-MBT-Cor-Yr-Oc-Wd | 0 | Cst-Zeroes | 0 | Cst-Zeroes | 1 | 8 | 20 | 0 | 0 | 0 | 0 | 0 | 0 | 15 | 65 | 75 | 80 | 80 | 80 | 35 | 75 | 80 | 80 | 65 | 30 | 10 | 10 | 10 | 0 | 0 | 0 | DEER MBT Cor Yr Oc Wd
3325 | -1 | -1 | 0 | 0 | 0 | 0 | 0 | 0 | 0 | 0 | 0 | 0 | 0 | 0 | 0 | 0 | 0 | 0 | 0 | 0 | 0 | 0 | 0 | 0 | 0 | 0 | ; | DEER MBT Cor Yr Lt Wd |  |  |  |  | 3325 | 100 | 100 | 1 | DEER-MBT-Cor-Yr-Lt-Wd | 0 | Cst-Zeroes | 0 | Cst-Zeroes | 1 | -1 | -1 | 100 | 100 | 100 | 100 | 100 | 100 | 100 | 100 | 100 | 100 | 100 | 100 | 100 | 100 | 100 | 100 | 100 | 100 | 100 | 100 | 100 | 100 | 100 | 100 | DEER MBT Cor Yr Lt Wd
3326 | -1 | -1 | 0 | 0 | 0 | 0 | 0 | 0 | 0 | 0 | 0 | 0 | 0 | 0 | 0 | 0 | 0 | 0 | 0 | 0 | 0 | 0 | 0 | 0 | 0 | 0 | ; | DEER MBT Cor Yr Eq Wd |  |  |  |  | 3326 | 100 | 100 | 1 | DEER-MBT-Cor-Yr-Eq-Wd | 0 | Cst-Zeroes | 0 | Cst-Zeroes | 1 | -1 | -1 | 100 | 100 | 100 | 100 | 100 | 100 | 100 | 100 | 100 | 100 | 100 | 100 | 100 | 100 | 100 | 100 | 100 | 100 | 100 | 100 | 100 | 100 | 100 | 100 | DEER MBT Cor Yr Eq Wd
3327 | 8 | 20 | 0 | 0 | 0 | 0 | 0 | 0 | 0.1875 | 0.8125 | 0.9375 | 1 | 1 | 1 | 0.4375 | 0.9375 | 1 | 1 | 0.8125 | 0.375 | 0.125 | 0.125 | 0.125 | 0 | 0 | 0 | ; | DEER MBT Yr DHW Wd |  |  |  |  | 3327 | 0 | 80 | 1 | DEER-MBT-Yr-DHW-Wd | 0 | Cst-Zeroes | 0 | Cst-Zeroes | 1 | 8 | 20 | 0 | 0 | 0 | 0 | 0 | 0 | 15 | 65 | 75 | 80 | 80 | 80 | 35 | 75 | 80 | 80 | 65 | 30 | 10 | 10 | 10 | 0 | 0 | 0 | DEER MBT Yr DHW Wd
3328 | 8 | 20 | 0 | 0 | 0 | 0 | 0 | 0 | 0 | 0 | 0 | 0 | 0 | 0 | 0 | 0 | 0 | 0 | 0 | 0 | 0 | 0 | 0 | 0 | 0 | 0 | ; | DEER MBT Yr DHW WeH |  |  |  |  | 3328 | 0 | 0 | 1 | DEER-MBT-Yr-DHW-WeH | 0 | Cst-Zeroes | 0 | Cst-Zeroes | 1 | 8 | 20 | 0 | 0 | 0 | 0 | 0 | 0 | 0 | 0 | 0 | 0 | 0 | 0 | 0 | 0 | 0 | 0 | 0 | 0 | 0 | 0 | 0 | 0 | 0 | 0 | DEER MBT Yr DHW WeH
3329 | 8 | 18 | 0 | 0 | 0 | 0 | 0 | 0 | 0.1875 | 0.8125 | 0.9375 | 1 | 1 | 1 | 0.4375 | 0.9375 | 1 | 1 | 0.8125 | 0.375 | 0.125 | 0.125 | 0.125 | 0 | 0 | 0 | ; | DEER MLI Mfg Yr Oc Wd |  |  |  |  | 3329 | 0 | 80 | 1 | DEER-MLI-Mfg-Yr-Oc-Wd | 0 | Cst-Zeroes | 0 | Cst-Zeroes | 1 | 8 | 18 | 0 | 0 | 0 | 0 | 0 | 0 | 15 | 65 | 75 | 80 | 80 | 80 | 35 | 75 | 80 | 80 | 65 | 30 | 10 | 10 | 10 | 0 | 0 | 0 | DEER MLI Mfg Yr Oc Wd
3330 | 10 | 16 | 0 | 0 | 0 | 0 | 0 | 0 | 0 | 0 | 0 | 0 | 0 | 0 | 0 | 0 | 0 | 0 | 0 | 0 | 0 | 0 | 0 | 0 | 0 | 0 | ; | DEER MLI Mfg Yr Oc WeH |  |  |  |  | 3330 | 0 | 0 | 1 | DEER-MLI-Mfg-Yr-Oc-WeH | 0 | Cst-Zeroes | 0 | Cst-Zeroes | 1 | 10 | 16 | 0 | 0 | 0 | 0 | 0 | 0 | 0 | 0 | 0 | 0 | 0 | 0 | 0 | 0 | 0 | 0 | 0 | 0 | 0 | 0 | 0 | 0 | 0 | 0 | DEER MLI Mfg Yr Oc WeH
3331 | 8 | 18 | 0 | 0 | 0 | 0 | 0 | 0 | 0.15789 | 0.78947 | 1 | 1 | 1 | 1 | 0.78947 | 1 | 1 | 1 | 0.73684 | 0.52632 | 0.10526 | 0 | 0 | 0 | 0 | 0 | ; | DEER MLI Mfg Yr Lt Wd |  |  |  |  | 3331 | 5 | 100 | 1 | DEER-MLI-Mfg-Yr-Lt-Wd | 0 | Cst-Zeroes | 0 | Cst-Zeroes | 1 | 8 | 18 | 5 | 5 | 5 | 5 | 5 | 5 | 20 | 80 | 100 | 100 | 100 | 100 | 80 | 100 | 100 | 100 | 75 | 55 | 15 | 5 | 5 | 5 | 5 | 5 | DEER MLI Mfg Yr Lt Wd
3332 | 10 | 16 | 0 | 0 | 0 | 0 | 0 | 0 | 0 | 0 | 0 | 0 | 0 | 0 | 0 | 0 | 0 | 0 | 0 | 0 | 0 | 0 | 0 | 0 | 0 | 0 | ; | DEER MLI Mfg Yr Lt WeH |  |  |  |  | 3332 | 5 | 5 | 1 | DEER-MLI-Mfg-Yr-Lt-WeH | 0 | Cst-Zeroes | 0 | Cst-Zeroes | 1 | 10 | 16 | 5 | 5 | 5 | 5 | 5 | 5 | 5 | 5 | 5 | 5 | 5 | 5 | 5 | 5 | 5 | 5 | 5 | 5 | 5 | 5 | 5 | 5 | 5 | 5 | DEER MLI Mfg Yr Lt WeH
3333 | 7 | 18 | 0 | 0 | 0 | 0 | 0 | 0 | 0.375 | 1 | 1 | 1 | 1 | 0.75 | 1 | 1 | 1 | 1 | 1 | 0.25 | 0 | 0 | 0 | 0 | 0 | 0 | ; | DEER MLI Mfg Yr Eq Wd |  |  |  |  | 3333 | 10 | 90 | 1 | DEER-MLI-Mfg-Yr-Eq-Wd | 0 | Cst-Zeroes | 0 | Cst-Zeroes | 1 | 7 | 18 | 10 | 10 | 10 | 10 | 10 | 10 | 40 | 90 | 90 | 90 | 90 | 70 | 90 | 90 | 90 | 90 | 90 | 30 | 10 | 10 | 10 | 10 | 10 | 10 | DEER MLI Mfg Yr Eq Wd
3334 | 9 | 16 | 0 | 0 | 0 | 0 | 0 | 0 | 0 | 0 | 0 | 0 | 0 | 0 | 0 | 0 | 0 | 0 | 0 | 0 | 0 | 0 | 0 | 0 | 0 | 0 | ; | DEER MLI Mfg Yr Eq WeH |  |  |  |  | 3334 | 10 | 10 | 1 | DEER-MLI-Mfg-Yr-Eq-WeH | 0 | Cst-Zeroes | 0 | Cst-Zeroes | 1 | 9 | 16 | 10 | 10 | 10 | 10 | 10 | 10 | 10 | 10 | 10 | 10 | 10 | 10 | 10 | 10 | 10 | 10 | 10 | 10 | 10 | 10 | 10 | 10 | 10 | 10 | DEER MLI Mfg Yr Eq WeH
3335 | 6 | 17 | 0 | 0 | 0 | 0 | 0 | 0.9 | 0.9 | 0.9 | 1 | 1 | 1 | 1 | 1 | 1 | 1 | 1 | 1 | 0.1 | 0 | 0 | 0 | 0 | 0 | 0 | ; | DEER MLI USt Yr Oc Wd |  |  |  |  | 3335 | 0 | 100 | 1 | DEER-MLI-USt-Yr-Oc-Wd | 0 | Cst-Zeroes | 0 | Cst-Zeroes | 1 | 6 | 17 | 0 | 0 | 0 | 0 | 0 | 90 | 90 | 90 | 100 | 100 | 100 | 100 | 100 | 100 | 100 | 100 | 100 | 10 | 0 | 0 | 0 | 0 | 0 | 0 | DEER MLI USt Yr Oc Wd
3336 | 8 | 15 | 0 | 0 | 0 | 0 | 0 | 0 | 0 | 0 | 0 | 0 | 0 | 0 | 0 | 0 | 0 | 0 | 0 | 0 | 0 | 0 | 0 | 0 | 0 | 0 | ; | DEER MLI USt Yr Oc WeH |  |  |  |  | 3336 | 0 | 0 | 1 | DEER-MLI-USt-Yr-Oc-WeH | 0 | Cst-Zeroes | 0 | Cst-Zeroes | 1 | 8 | 15 | 0 | 0 | 0 | 0 | 0 | 0 | 0 | 0 | 0 | 0 | 0 | 0 | 0 | 0 | 0 | 0 | 0 | 0 | 0 | 0 | 0 | 0 | 0 | 0 | DEER MLI USt Yr Oc WeH
3337 | 6 | 18 | 0 | 0 | 0 | 0 | 0 | 0.89474 | 0.89474 | 1 | 1 | 1 | 1 | 1 | 1 | 1 | 1 | 1 | 1 | 0.36842 | 0.10526 | 0 | 0 | 0 | 0 | 0 | ; | DEER MLI USt Yr Lt Wd |  |  |  |  | 3337 | 5 | 100 | 1 | DEER-MLI-USt-Yr-Lt-Wd | 0 | Cst-Zeroes | 0 | Cst-Zeroes | 1 | 6 | 18 | 5 | 5 | 5 | 5 | 5 | 90 | 90 | 100 | 100 | 100 | 100 | 100 | 100 | 100 | 100 | 100 | 100 | 40 | 15 | 5 | 5 | 5 | 5 | 5 | DEER MLI USt Yr Lt Wd
3338 | 8 | 16 | 0 | 0 | 0 | 0 | 0 | 0 | 0 | 0 | 0 | 0 | 0 | 0 | 0 | 0 | 0 | 0 | 0 | 0 | 0 | 0 | 0 | 0 | 0 | 0 | ; | DEER MLI USt Yr Lt WeH |  |  |  |  | 3338 | 5 | 5 | 1 | DEER-MLI-USt-Yr-Lt-WeH | 0 | Cst-Zeroes | 0 | Cst-Zeroes | 1 | 8 | 16 | 5 | 5 | 5 | 5 | 5 | 5 | 5 | 5 | 5 | 5 | 5 | 5 | 5 | 5 | 5 | 5 | 5 | 5 | 5 | 5 | 5 | 5 | 5 | 5 | DEER MLI USt Yr Lt WeH
3339 | 6 | 18 | 0 | 0 | 0 | 0 | 0 | 0.89474 | 0.89474 | 1 | 1 | 1 | 1 | 1 | 1 | 1 | 1 | 1 | 0.36842 | 0.36842 | 0 | 0 | 0 | 0 | 0 | 0 | ; | DEER MLI USt Yr Eq Wd |  |  |  |  | 3339 | 5 | 100 | 1 | DEER-MLI-USt-Yr-Eq-Wd | 0 | Cst-Zeroes | 0 | Cst-Zeroes | 1 | 6 | 18 | 5 | 5 | 5 | 5 | 5 | 90 | 90 | 100 | 100 | 100 | 100 | 100 | 100 | 100 | 100 | 100 | 40 | 40 | 5 | 5 | 5 | 5 | 5 | 5 | DEER MLI USt Yr Eq Wd
3340 | 8 | 16 | 0 | 0 | 0 | 0 | 0 | 0 | 0 | 0 | 0 | 0 | 0 | 0 | 0 | 0 | 0 | 0 | 0 | 0 | 0 | 0 | 0 | 0 | 0 | 0 | ; | DEER MLI USt Yr Eq WeH |  |  |  |  | 3340 | 5 | 5 | 1 | DEER-MLI-USt-Yr-Eq-WeH | 0 | Cst-Zeroes | 0 | Cst-Zeroes | 1 | 8 | 16 | 5 | 5 | 5 | 5 | 5 | 5 | 5 | 5 | 5 | 5 | 5 | 5 | 5 | 5 | 5 | 5 | 5 | 5 | 5 | 5 | 5 | 5 | 5 | 5 | DEER MLI USt Yr Eq WeH
3341 | 8 | 18 | 0 | 0 | 0 | 0 | 0 | 0 | 0.1875 | 0.8125 | 0.9375 | 1 | 1 | 1 | 0.4375 | 0.9375 | 1 | 1 | 0.8125 | 0.375 | 0.125 | 0.125 | 0.125 | 0 | 0 | 0 | ; | DEER MLI Yr DHW Wd |  |  |  |  | 3341 | 0 | 80 | 1 | DEER-MLI-Yr-DHW-Wd | 0 | Cst-Zeroes | 0 | Cst-Zeroes | 1 | 8 | 18 | 0 | 0 | 0 | 0 | 0 | 0 | 15 | 65 | 75 | 80 | 80 | 80 | 35 | 75 | 80 | 80 | 65 | 30 | 10 | 10 | 10 | 0 | 0 | 0 | DEER MLI Yr DHW Wd
3342 | 10 | 16 | 0 | 0 | 0 | 0 | 0 | 0 | 0 | 0 | 0 | 0 | 0 | 0 | 0 | 0 | 0 | 0 | 0 | 0 | 0 | 0 | 0 | 0 | 0 | 0 | ; | DEER MLI Yr DHW WeH |  |  |  |  | 3342 | 0 | 0 | 1 | DEER-MLI-Yr-DHW-WeH | 0 | Cst-Zeroes | 0 | Cst-Zeroes | 1 | 10 | 16 | 0 | 0 | 0 | 0 | 0 | 0 | 0 | 0 | 0 | 0 | 0 | 0 | 0 | 0 | 0 | 0 | 0 | 0 | 0 | 0 | 0 | 0 | 0 | 0 | DEER MLI Yr DHW WeH
3343 | 8 | 18 | 0 | 0 | 0 | 0 | 0 | 0 | 0 | 0.3 | 1 | 1 | 1 | 0.8 | 0.4 | 0.8 | 1 | 1 | 1 | 0.3 | 0.1 | 0.1 | 0.1 | 0.05 | 0.05 | 0.05 | ; | DEER OFL All Yr Oc Wd |  |  |  |  | 3343 | 0 | 100 | 1 | DEER-OFL-All-Yr-Oc-Wd | 0 | Cst-Zeroes | 0 | Cst-Zeroes | 1 | 8 | 18 | 0 | 0 | 0 | 0 | 0 | 0 | 0 | 30 | 100 | 100 | 100 | 80 | 40 | 80 | 100 | 100 | 100 | 30 | 10 | 10 | 10 | 5 | 5 | 5 | DEER OFL All Yr Oc Wd
3344 | 8 | 17 | 0 | 0 | 0 | 0 | 0 | 0 | 0 | 0.3 | 1 | 1 | 1 | 0.8 | 0.4 | 0.8 | 1 | 1 | 1 | 0 | 0 | 0 | 0 | 0 | 0 | 0 | ; | DEER OFL All Yr Oc Sa |  |  |  |  | 3344 | 0 | 30 | 1 | DEER-OFL-All-Yr-Oc-Sa | 0 | Cst-Zeroes | 0 | Cst-Zeroes | 1 | 8 | 17 | 0 | 0 | 0 | 0 | 0 | 0 | 0 | 9 | 30 | 30 | 30 | 24 | 12 | 24 | 30 | 30 | 30 | 0 | 0 | 0 | 0 | 0 | 0 | 0 | DEER OFL All Yr Oc Sa
3345 | 8 | 19 | 0 | 0 | 0 | 0 | 0 | 0 | 0 | 0.83333 | 0.94444 | 0.94444 | 1 | 1 | 0.83333 | 0.83333 | 0.94444 | 0.94444 | 1 | 0.83333 | 0.72222 | 0.61111 | 0.38889 | 0.27778 | 0.16667 | 0.16667 | ; | DEER OFL All Yr Lt Wd |  |  |  |  | 3345 | 5 | 95 | 1 | DEER-OFL-All-Yr-Lt-Wd | 0 | Cst-Zeroes | 0 | Cst-Zeroes | 1 | 8 | 19 | 5 | 5 | 5 | 5 | 5 | 5 | 5 | 80 | 90 | 90 | 95 | 95 | 80 | 80 | 90 | 90 | 95 | 80 | 70 | 60 | 40 | 30 | 20 | 20 | DEER OFL All Yr Lt Wd
3346 | 8 | 17 | 0 | 0 | 0 | 0 | 0 | 0 | 0 | 0.82353 | 0.94118 | 0.94118 | 1 | 1 | 0.82353 | 0.82353 | 0.94118 | 0.94118 | 1 | 0 | 0 | 0 | 0 | 0 | 0 | 0 | ; | DEER OFL All Yr Lt Sa |  |  |  |  | 3346 | 5 | 47.5 | 1 | DEER-OFL-All-Yr-Lt-Sa | 0 | Cst-Zeroes | 0 | Cst-Zeroes | 1 | 8 | 17 | 5 | 5 | 5 | 5 | 5 | 5 | 5 | 40 | 45 | 45 | 47.5 | 47.5 | 40 | 40 | 45 | 45 | 47.5 | 5 | 5 | 5 | 5 | 5 | 5 | 5 | DEER OFL All Yr Lt Sa
3347 | 8 | 19 | 0 | 0 | 0 | 0 | 0 | 0 | 0 | 0.76923 | 0.92308 | 0.92308 | 1 | 1 | 0.76923 | 0.76923 | 0.92308 | 0.92308 | 1 | 0.76923 | 0.61538 | 0.46154 | 0.15385 | 0 | 0 | 0 | ; | DEER OFL All Yr Eq Wd |  |  |  |  | 3347 | 30 | 95 | 1 | DEER-OFL-All-Yr-Eq-Wd | 0 | Cst-Zeroes | 0 | Cst-Zeroes | 1 | 8 | 19 | 30 | 30 | 30 | 30 | 30 | 30 | 30 | 80 | 90 | 90 | 95 | 95 | 80 | 80 | 90 | 90 | 95 | 80 | 70 | 60 | 40 | 30 | 30 | 30 | DEER OFL All Yr Eq Wd
3348 | 8 | 17 | 0 | 0 | 0 | 0 | 0 | 0 | 0 | 0.57143 | 0.85714 | 0.85714 | 1 | 1 | 0.57143 | 0.57143 | 0.85714 | 0.85714 | 1 | 0 | 0 | 0 | 0 | 0 | 0 | 0 | ; | DEER OFL All Yr Eq Sa |  |  |  |  | 3348 | 30 | 47.5 | 1 | DEER-OFL-All-Yr-Eq-Sa | 0 | Cst-Zeroes | 0 | Cst-Zeroes | 1 | 8 | 17 | 30 | 30 | 30 | 30 | 30 | 30 | 30 | 40 | 45 | 45 | 47.5 | 47.5 | 40 | 40 | 45 | 45 | 47.5 | 30 | 30 | 30 | 30 | 30 | 30 | 30 | DEER OFL All Yr Eq Sa
3349 | 8 | 18 | 0 | 0 | 0 | 0 | 0 | 0 | 0 | 0.3 | 1 | 1 | 1 | 0.8 | 0.4 | 0.8 | 1 | 1 | 1 | 0.3 | 0.1 | 0.1 | 0.1 | 0.05 | 0.05 | 0.05 | ; | DEER OFL Yr DHW Wd |  |  |  |  | 3349 | 0 | 100 | 1 | DEER-OFL-Yr-DHW-Wd | 0 | Cst-Zeroes | 0 | Cst-Zeroes | 1 | 8 | 18 | 0 | 0 | 0 | 0 | 0 | 0 | 0 | 30 | 100 | 100 | 100 | 80 | 40 | 80 | 100 | 100 | 100 | 30 | 10 | 10 | 10 | 5 | 5 | 5 | DEER OFL Yr DHW Wd
3350 | 8 | 17 | 0 | 0 | 0 | 0 | 0 | 0 | 0 | 0.3 | 1 | 1 | 1 | 0.8 | 0.4 | 0.8 | 1 | 1 | 1 | 0 | 0 | 0 | 0 | 0 | 0 | 0 | ; | DEER OFL Yr DHW Sa |  |  |  |  | 3350 | 0 | 30 | 1 | DEER-OFL-Yr-DHW-Sa | 0 | Cst-Zeroes | 0 | Cst-Zeroes | 1 | 8 | 17 | 0 | 0 | 0 | 0 | 0 | 0 | 0 | 9 | 30 | 30 | 30 | 24 | 12 | 24 | 30 | 30 | 30 | 0 | 0 | 0 | 0 | 0 | 0 | 0 | DEER OFL Yr DHW Sa
3351 | 8 | 17 | 0 | 0 | 0 | 0 | 0 | 0 | 0 | 0.3 | 1 | 1 | 1 | 0.8 | 0.4 | 0.8 | 1 | 1 | 1 | 0.1 | 0 | 0 | 0 | 0 | 0 | 0 | ; | DEER OFS All Yr Oc Wd |  |  |  |  | 3351 | 0 | 100 | 1 | DEER-OFS-All-Yr-Oc-Wd | 0 | Cst-Zeroes | 0 | Cst-Zeroes | 1 | 8 | 17 | 0 | 0 | 0 | 0 | 0 | 0 | 0 | 30 | 100 | 100 | 100 | 80 | 40 | 80 | 100 | 100 | 100 | 10 | 0 | 0 | 0 | 0 | 0 | 0 | DEER OFS All Yr Oc Wd
3352 | 8 | 17 | 0 | 0 | 0 | 0 | 0 | 0 | 0 | 0.45 | 1 | 1 | 1 | 1 | 0.5 | 1 | 1 | 1 | 1 | 0 | 0 | 0 | 0 | 0 | 0 | 0 | ; | DEER OFS All Yr Oc Sa |  |  |  |  | 3352 | 0 | 20 | 1 | DEER-OFS-All-Yr-Oc-Sa | 0 | Cst-Zeroes | 0 | Cst-Zeroes | 1 | 8 | 17 | 0 | 0 | 0 | 0 | 0 | 0 | 0 | 9 | 20 | 20 | 20 | 20 | 10 | 20 | 20 | 20 | 20 | 0 | 0 | 0 | 0 | 0 | 0 | 0 | DEER OFS All Yr Oc Sa
3353 | 8 | 18 | 0 | 0 | 0 | 0 | 0 | 0 | 0 | 0.83333 | 0.94444 | 0.94444 | 1 | 1 | 0.83333 | 0.83333 | 0.94444 | 0.94444 | 0.94444 | 0.72222 | 0.27778 | 0 | 0 | 0 | 0 | 0 | ; | DEER OFS All Yr Lt Wd |  |  |  |  | 3353 | 5 | 95 | 1 | DEER-OFS-All-Yr-Lt-Wd | 0 | Cst-Zeroes | 0 | Cst-Zeroes | 1 | 8 | 18 | 5 | 5 | 5 | 5 | 5 | 5 | 5 | 80 | 90 | 90 | 95 | 95 | 80 | 80 | 90 | 90 | 90 | 70 | 30 | 5 | 5 | 5 | 5 | 5 | DEER OFS All Yr Lt Wd
3354 | 8 | 17 | 0 | 0 | 0 | 0 | 0 | 0 | 0 | 0.55556 | 1 | 1 | 1 | 1 | 0.77778 | 1 | 1 | 1 | 1 | 0 | 0 | 0 | 0 | 0 | 0 | 0 | ; | DEER OFS All Yr Lt Sa |  |  |  |  | 3354 | 5 | 50 | 1 | DEER-OFS-All-Yr-Lt-Sa | 0 | Cst-Zeroes | 0 | Cst-Zeroes | 1 | 8 | 17 | 5 | 5 | 5 | 5 | 5 | 5 | 5 | 30 | 50 | 50 | 50 | 50 | 40 | 50 | 50 | 50 | 50 | 5 | 5 | 5 | 5 | 5 | 5 | 5 | DEER OFS All Yr Lt Sa
3355 | 8 | 18 | 0 | 0 | 0 | 0 | 0 | 0 | 0 | 0.53333 | 0.93333 | 0.93333 | 1 | 1 | 0.8 | 0.8 | 0.93333 | 0.93333 | 0.93333 | 0.66667 | 0.26667 | 0 | 0 | 0 | 0 | 0 | ; | DEER OFS All Yr Eq Wd |  |  |  |  | 3355 | 20 | 95 | 1 | DEER-OFS-All-Yr-Eq-Wd | 0 | Cst-Zeroes | 0 | Cst-Zeroes | 1 | 8 | 18 | 20 | 20 | 20 | 20 | 20 | 20 | 20 | 60 | 90 | 90 | 95 | 95 | 80 | 80 | 90 | 90 | 90 | 70 | 40 | 20 | 20 | 20 | 20 | 20 | DEER OFS All Yr Eq Wd
3356 | 8 | 17 | 0 | 0 | 0 | 0 | 0 | 0 | 0 | 0.33333 | 1 | 1 | 1 | 1 | 0.66667 | 1 | 1 | 1 | 1 | 0 | 0 | 0 | 0 | 0 | 0 | 0 | ; | DEER OFS All Yr Eq Sa |  |  |  |  | 3356 | 20 | 50 | 1 | DEER-OFS-All-Yr-Eq-Sa | 0 | Cst-Zeroes | 0 | Cst-Zeroes | 1 | 8 | 17 | 20 | 20 | 20 | 20 | 20 | 20 | 20 | 30 | 50 | 50 | 50 | 50 | 40 | 50 | 50 | 50 | 50 | 20 | 20 | 20 | 20 | 20 | 20 | 20 | DEER OFS All Yr Eq Sa
3357 | 8 | 17 | 0 | 0 | 0 | 0 | 0 | 0 | 0 | 0.3 | 1 | 1 | 1 | 0.8 | 0.4 | 0.8 | 1 | 1 | 1 | 0.1 | 0 | 0 | 0 | 0 | 0 | 0 | ; | DEER OFS Yr DHW Wd |  |  |  |  | 3357 | 0 | 100 | 1 | DEER-OFS-Yr-DHW-Wd | 0 | Cst-Zeroes | 0 | Cst-Zeroes | 1 | 8 | 17 | 0 | 0 | 0 | 0 | 0 | 0 | 0 | 30 | 100 | 100 | 100 | 80 | 40 | 80 | 100 | 100 | 100 | 10 | 0 | 0 | 0 | 0 | 0 | 0 | DEER OFS Yr DHW Wd
3358 | 8 | 17 | 0 | 0 | 0 | 0 | 0 | 0 | 0 | 0.45 | 1 | 1 | 1 | 1 | 0.5 | 1 | 1 | 1 | 1 | 0 | 0 | 0 | 0 | 0 | 0 | 0 | ; | DEER OFS Yr DHW Sa |  |  |  |  | 3358 | 0 | 20 | 1 | DEER-OFS-Yr-DHW-Sa | 0 | Cst-Zeroes | 0 | Cst-Zeroes | 1 | 8 | 17 | 0 | 0 | 0 | 0 | 0 | 0 | 0 | 9 | 20 | 20 | 20 | 20 | 10 | 20 | 20 | 20 | 20 | 0 | 0 | 0 | 0 | 0 | 0 | 0 | DEER OFS Yr DHW Sa
3359 | 9 | 21 | 0 | 0 | 0 | 0 | 0 | 0 | 0 | 0 | 0.11494 | 0.22989 | 0.22989 | 0.3908 | 1 | 0.67816 | 0.3908 | 0.3908 | 0.3908 | 0.66667 | 0.86207 | 0.66667 | 0.3908 | 0.29195 | 0.11494 | 0.11494 | ; | DEER RSD Din Yr Oc Wd |  |  |  |  | 3359 | 0 | 87 | 1 | DEER-RSD-Din-Yr-Oc-Wd | 0 | Cst-Zeroes | 0 | Cst-Zeroes | 1 | 9 | 21 | 0 | 0 | 0 | 0 | 0 | 0 | 0 | 0 | 10 | 20 | 20 | 34 | 87 | 59 | 34 | 34 | 34 | 58 | 75 | 58 | 34 | 25.4 | 10 | 10 | DEER RSD Din Yr Oc Wd
3360 | 9 | 22 | 0 | 0 | 0 | 0 | 0 | 0 | 0 | 0 | 0.15789 | 0.26316 | 0.26316 | 0.35789 | 0.84211 | 0.84211 | 0.42105 | 0.42105 | 0.35789 | 0.84211 | 1 | 0.89474 | 0.47368 | 0.36842 | 0.26316 | 0.10526 | ; | DEER RSD Din Yr Oc WeH |  |  |  |  | 3360 | 0 | 95 | 1 | DEER-RSD-Din-Yr-Oc-WeH | 0 | Cst-Zeroes | 0 | Cst-Zeroes | 1 | 9 | 22 | 0 | 0 | 0 | 0 | 0 | 0 | 0 | 0 | 15 | 25 | 25 | 34 | 80 | 80 | 40 | 40 | 34 | 80 | 95 | 85 | 45 | 35 | 25 | 10 | DEER RSD Din Yr Oc WeH
3361 | 8 | 22 | 0 | 0 | 0 | 0 | 0 | 0 | 0 | 0.47368 | 1 | 1 | 1 | 1 | 1 | 1 | 1 | 1 | 1 | 1 | 1 | 1 | 1 | 0.68421 | 0.47368 | 0.052632 | ; | DEER RSD Din Yr Lt Wd |  |  |  |  | 3361 | 5 | 100 | 1 | DEER-RSD-Din-Yr-Lt-Wd | 0 | Cst-Zeroes | 0 | Cst-Zeroes | 1 | 8 | 22 | 5 | 5 | 5 | 5 | 5 | 5 | 5 | 50 | 100 | 100 | 100 | 100 | 100 | 100 | 100 | 100 | 100 | 100 | 100 | 100 | 100 | 70 | 50 | 10 | DEER RSD Din Yr Lt Wd
3362 | 8 | 23 | 0 | 0 | 0 | 0 | 0 | 0 | 0 | 0.47368 | 1 | 1 | 1 | 1 | 1 | 1 | 1 | 1 | 1 | 1 | 1 | 1 | 1 | 1 | 0.47368 | 0.47368 | ; | DEER RSD Din Yr Lt WeH |  |  |  |  | 3362 | 5 | 100 | 1 | DEER-RSD-Din-Yr-Lt-WeH | 0 | Cst-Zeroes | 0 | Cst-Zeroes | 1 | 8 | 23 | 5 | 5 | 5 | 5 | 5 | 5 | 5 | 50 | 100 | 100 | 100 | 100 | 100 | 100 | 100 | 100 | 100 | 100 | 100 | 100 | 100 | 100 | 50 | 50 | DEER RSD Din Yr Lt WeH
3363 | 7 | 24 | 0 | 0 | 0 | 0 | 0 | 0.17647 | 0.35294 | 0.41176 | 0.41176 | 0.41176 | 0.76471 | 1 | 1 | 1 | 1 | 1 | 1 | 1 | 1 | 1 | 1 | 1 | 0.94118 | 0.82353 | ; | DEER RSD Din Yr Eq Wd |  |  |  |  | 3363 | 15 | 100 | 1 | DEER-RSD-Din-Yr-Eq-Wd | 0 | Cst-Zeroes | 0 | Cst-Zeroes | 1 | 7 | 24 | 15 | 15 | 15 | 15 | 15 | 30 | 45 | 50 | 50 | 50 | 80 | 100 | 100 | 100 | 100 | 100 | 100 | 100 | 100 | 100 | 100 | 100 | 95 | 85 | DEER RSD Din Yr Eq Wd
3364 | 7 | 24 | 0 | 0 | 0 | 0 | 0 | 0.17647 | 0.35294 | 0.41176 | 0.41176 | 0.41176 | 0.76471 | 1 | 1 | 1 | 1 | 1 | 1 | 1 | 1 | 1 | 1 | 1 | 0.94118 | 0.58824 | ; | DEER RSD Din Yr Eq WeH |  |  |  |  | 3364 | 15 | 100 | 1 | DEER-RSD-Din-Yr-Eq-WeH | 0 | Cst-Zeroes | 0 | Cst-Zeroes | 1 | 7 | 24 | 15 | 15 | 15 | 15 | 15 | 30 | 45 | 50 | 50 | 50 | 80 | 100 | 100 | 100 | 100 | 100 | 100 | 100 | 100 | 100 | 100 | 100 | 95 | 65 | DEER RSD Din Yr Eq WeH
3365 | 9 | 21 | 0 | 0 | 0 | 0 | 0 | 0 | 0 | 0 | 0.11494 | 0.22989 | 0.22989 | 0.3908 | 1 | 0.67816 | 0.3908 | 0.3908 | 0.3908 | 0.66667 | 0.86207 | 0.66667 | 0.3908 | 0.29195 | 0.11494 | 0.11494 | ; | DEER RSD Kit Yr Oc Wd |  |  |  |  | 3365 | 0 | 87 | 1 | DEER-RSD-Kit-Yr-Oc-Wd | 0 | Cst-Zeroes | 0 | Cst-Zeroes | 1 | 9 | 21 | 0 | 0 | 0 | 0 | 0 | 0 | 0 | 0 | 10 | 20 | 20 | 34 | 87 | 59 | 34 | 34 | 34 | 58 | 75 | 58 | 34 | 25.4 | 10 | 10 | DEER RSD Kit Yr Oc Wd
3366 | 9 | 21 | 0 | 0 | 0 | 0 | 0 | 0 | 0 | 0 | 0.15789 | 0.26316 | 0.26316 | 0.35789 | 0.84211 | 0.84211 | 0.42105 | 0.42105 | 0.35789 | 0.84211 | 1 | 0.89474 | 0.47368 | 0.36842 | 0.26316 | 0.10526 | ; | DEER RSD Kit Yr Oc WeH |  |  |  |  | 3366 | 0 | 95 | 1 | DEER-RSD-Kit-Yr-Oc-WeH | 0 | Cst-Zeroes | 0 | Cst-Zeroes | 1 | 9 | 21 | 0 | 0 | 0 | 0 | 0 | 0 | 0 | 0 | 15 | 25 | 25 | 34 | 80 | 80 | 40 | 40 | 34 | 80 | 95 | 85 | 45 | 35 | 25 | 10 | DEER RSD Kit Yr Oc WeH
3367 | 8 | 22 | 0 | 0 | 0 | 0 | 0 | 0 | 0 | 0.47368 | 1 | 1 | 1 | 1 | 1 | 1 | 1 | 1 | 1 | 1 | 1 | 1 | 1 | 0.68421 | 0.47368 | 0.052632 | ; | DEER RSD Kit Yr Lt Wd |  |  |  |  | 3367 | 5 | 100 | 1 | DEER-RSD-Kit-Yr-Lt-Wd | 0 | Cst-Zeroes | 0 | Cst-Zeroes | 1 | 8 | 22 | 5 | 5 | 5 | 5 | 5 | 5 | 5 | 50 | 100 | 100 | 100 | 100 | 100 | 100 | 100 | 100 | 100 | 100 | 100 | 100 | 100 | 70 | 50 | 10 | DEER RSD Kit Yr Lt Wd
3368 | 8 | 22 | 0 | 0 | 0 | 0 | 0 | 0 | 0 | 0.47368 | 1 | 1 | 1 | 1 | 1 | 1 | 1 | 1 | 1 | 1 | 1 | 1 | 1 | 1 | 0.47368 | 0.47368 | ; | DEER RSD Kit Yr Lt WeH |  |  |  |  | 3368 | 5 | 100 | 1 | DEER-RSD-Kit-Yr-Lt-WeH | 0 | Cst-Zeroes | 0 | Cst-Zeroes | 1 | 8 | 22 | 5 | 5 | 5 | 5 | 5 | 5 | 5 | 50 | 100 | 100 | 100 | 100 | 100 | 100 | 100 | 100 | 100 | 100 | 100 | 100 | 100 | 100 | 50 | 50 | DEER RSD Kit Yr Lt WeH
3369 | 7 | 24 | 0 | 0 | 0 | 0 | 0 | 0.17647 | 0.35294 | 0.41176 | 0.41176 | 0.41176 | 0.76471 | 1 | 1 | 1 | 1 | 1 | 1 | 1 | 1 | 1 | 1 | 1 | 0.94118 | 0.82353 | ; | DEER RSD Kit Yr Eq Wd |  |  |  |  | 3369 | 15 | 100 | 1 | DEER-RSD-Kit-Yr-Eq-Wd | 0 | Cst-Zeroes | 0 | Cst-Zeroes | 1 | 7 | 24 | 15 | 15 | 15 | 15 | 15 | 30 | 45 | 50 | 50 | 50 | 80 | 100 | 100 | 100 | 100 | 100 | 100 | 100 | 100 | 100 | 100 | 100 | 95 | 85 | DEER RSD Kit Yr Eq Wd
3370 | 7 | 23 | 0 | 0 | 0 | 0 | 0 | 0.17647 | 0.35294 | 0.41176 | 0.41176 | 0.41176 | 0.76471 | 1 | 1 | 1 | 1 | 1 | 1 | 1 | 1 | 1 | 1 | 1 | 0.94118 | 0.58824 | ; | DEER RSD Kit Yr Eq WeH |  |  |  |  | 3370 | 15 | 100 | 1 | DEER-RSD-Kit-Yr-Eq-WeH | 0 | Cst-Zeroes | 0 | Cst-Zeroes | 1 | 7 | 23 | 15 | 15 | 15 | 15 | 15 | 30 | 45 | 50 | 50 | 50 | 80 | 100 | 100 | 100 | 100 | 100 | 100 | 100 | 100 | 100 | 100 | 100 | 95 | 65 | DEER RSD Kit Yr Eq WeH
3371 | 8 | 22 | 0 | 0 | 0 | 0 | 0 | 0 | 0 | 0.53818 | 0.92727 | 0.98182 | 0.83636 | 0.8 | 0.78182 | 0.96364 | 0.89091 | 0.89091 | 0.89091 | 0.89091 | 1 | 0.90909 | 0.6 | 0.59091 | 0.48364 | 0.43091 | ; | DEER RSD Kit Yr Ck Wd |  |  |  |  | 3371 | 0 | 55 | 1 | DEER-RSD-Kit-Yr-Ck-Wd | 0 | Cst-Zeroes | 0 | Cst-Zeroes | 1 | 8 | 22 | 0 | 0 | 0 | 0 | 0 | 0 | 0 | 29.6 | 51 | 54 | 46 | 44 | 43 | 53 | 49 | 49 | 49 | 49 | 55 | 50 | 33 | 32.5 | 26.6 | 23.7 | DEER RSD Kit Yr Ck Wd
3372 | 8 | 22 | 0 | 0 | 0 | 0 | 0 | 0 | 0 | 0.53818 | 0.92727 | 0.98182 | 0.83636 | 0.8 | 0.78182 | 0.96364 | 0.89091 | 0.89091 | 0.89091 | 0.89091 | 1 | 0.90909 | 0.6 | 0.59091 | 0.48364 | 0.43091 | ; | DEER RSD Kit Yr Ck WeH |  |  |  |  | 3372 | 0 | 55 | 1 | DEER-RSD-Kit-Yr-Ck-WeH | 0 | Cst-Zeroes | 0 | Cst-Zeroes | 1 | 8 | 22 | 0 | 0 | 0 | 0 | 0 | 0 | 0 | 29.6 | 51 | 54 | 46 | 44 | 43 | 53 | 49 | 49 | 49 | 49 | 55 | 50 | 33 | 32.5 | 26.6 | 23.7 | DEER RSD Kit Yr Ck WeH
3373 | 9 | 22 | 0 | 0 | 0 | 0 | 0 | 0 | 0 | 0 | 0.11494 | 0.22989 | 0.22989 | 0.3908 | 1 | 0.67816 | 0.3908 | 0.3908 | 0.3908 | 0.66667 | 0.86207 | 0.66667 | 0.3908 | 0.29195 | 0.11494 | 0.11494 | ; | DEER RSD Yr DHW Wd |  |  |  |  | 3373 | 0 | 87 | 1 | DEER-RSD-Yr-DHW-Wd | 0 | Cst-Zeroes | 0 | Cst-Zeroes | 1 | 9 | 22 | 0 | 0 | 0 | 0 | 0 | 0 | 0 | 0 | 10 | 20 | 20 | 34 | 87 | 59 | 34 | 34 | 34 | 58 | 75 | 58 | 34 | 25.4 | 10 | 10 | DEER RSD Yr DHW Wd
3374 | 9 | 23 | 0 | 0 | 0 | 0 | 0 | 0 | 0 | 0 | 0.15789 | 0.26316 | 0.26316 | 0.35789 | 0.84211 | 0.84211 | 0.42105 | 0.42105 | 0.35789 | 0.84211 | 1 | 0.89474 | 0.47368 | 0.36842 | 0.26316 | 0.10526 | ; | DEER RSD Yr DHW WeH |  |  |  |  | 3374 | 0 | 95 | 1 | DEER-RSD-Yr-DHW-WeH | 0 | Cst-Zeroes | 0 | Cst-Zeroes | 1 | 9 | 23 | 0 | 0 | 0 | 0 | 0 | 0 | 0 | 0 | 15 | 25 | 25 | 34 | 80 | 80 | 40 | 40 | 34 | 80 | 95 | 85 | 45 | 35 | 25 | 10 | DEER RSD Yr DHW WeH
3375 | 7 | 23 | 0 | 0 | 0 | 0 | 0 | 0.05 | 0.1 | 0.2 | 0.15 | 0.1 | 0.15 | 0.65 | 1 | 0.7 | 0.4 | 0.2 | 0.25 | 0.45 | 0.7 | 0.45 | 0.3 | 0.25 | 0.2 | 0.1 | ; | DEER RFF Din Yr Oc Wd |  |  |  |  | 3375 | 0 | 100 | 1 | DEER-RFF-Din-Yr-Oc-Wd | 0 | Cst-Zeroes | 0 | Cst-Zeroes | 1 | 7 | 23 | 0 | 0 | 0 | 0 | 0 | 5 | 10 | 20 | 15 | 10 | 15 | 65 | 100 | 70 | 40 | 20 | 25 | 45 | 70 | 45 | 30 | 25 | 20 | 10 | DEER RFF Din Yr Oc Wd
3376 | 7 | 23 | 0 | 0 | 0 | 0 | 0 | 0.083333 | 0.16667 | 0.33333 | 0.41667 | 0.5 | 1 | 0.83333 | 1 | 1 | 0.66667 | 0.33333 | 0.33333 | 0.58333 | 1 | 0.83333 | 0.58333 | 0.41667 | 0.33333 | 0.16667 | ; | DEER RFF Din Yr Oc WeH |  |  |  |  | 3376 | 0 | 60 | 1 | DEER-RFF-Din-Yr-Oc-WeH | 0 | Cst-Zeroes | 0 | Cst-Zeroes | 1 | 7 | 23 | 0 | 0 | 0 | 0 | 0 | 5 | 10 | 20 | 25 | 30 | 60 | 50 | 60 | 60 | 40 | 20 | 20 | 35 | 60 | 50 | 35 | 25 | 20 | 10 | DEER RFF Din Yr Oc WeH
3377 | 6 | 24 | 0 | 0 | 0 | 0 | 0 | 0.15789 | 0.31579 | 0.36842 | 0.36842 | 0.36842 | 0.73684 | 1 | 1 | 1 | 1 | 1 | 1 | 1 | 1 | 1 | 1 | 1 | 0.89474 | 0.84211 | ; | DEER RFF Din Yr Lt Wd |  |  |  |  | 3377 | 5 | 100 | 1 | DEER-RFF-Din-Yr-Lt-Wd | 0 | Cst-Zeroes | 0 | Cst-Zeroes | 1 | 6 | 24 | 5 | 5 | 5 | 5 | 5 | 20 | 35 | 40 | 40 | 40 | 75 | 100 | 100 | 100 | 100 | 100 | 100 | 100 | 100 | 100 | 100 | 100 | 90 | 85 | DEER RFF Din Yr Lt Wd
3378 | 6 | 24 | 0 | 0 | 0 | 0 | 0 | 0.15789 | 0.31579 | 0.36842 | 0.36842 | 0.36842 | 0.73684 | 1 | 1 | 1 | 1 | 1 | 1 | 1 | 1 | 1 | 1 | 1 | 0.84211 | 0.52632 | ; | DEER RFF Din Yr Lt WeH |  |  |  |  | 3378 | 5 | 100 | 1 | DEER-RFF-Din-Yr-Lt-WeH | 0 | Cst-Zeroes | 0 | Cst-Zeroes | 1 | 6 | 24 | 5 | 5 | 5 | 5 | 5 | 20 | 35 | 40 | 40 | 40 | 75 | 100 | 100 | 100 | 100 | 100 | 100 | 100 | 100 | 100 | 100 | 100 | 85 | 55 | DEER RFF Din Yr Lt WeH
3379 | 6 | 24 | 0 | 0 | 0 | 0 | 0 | 0.17647 | 0.35294 | 0.41176 | 0.41176 | 0.41176 | 0.76471 | 1 | 1 | 1 | 1 | 1 | 1 | 1 | 1 | 1 | 1 | 1 | 0.94118 | 0.82353 | ; | DEER RFF Din Yr Eq Wd |  |  |  |  | 3379 | 15 | 100 | 1 | DEER-RFF-Din-Yr-Eq-Wd | 0 | Cst-Zeroes | 0 | Cst-Zeroes | 1 | 6 | 24 | 15 | 15 | 15 | 15 | 15 | 30 | 45 | 50 | 50 | 50 | 80 | 100 | 100 | 100 | 100 | 100 | 100 | 100 | 100 | 100 | 100 | 100 | 95 | 85 | DEER RFF Din Yr Eq Wd
3380 | 6 | 24 | 0 | 0 | 0 | 0 | 0 | 0.17647 | 0.35294 | 0.41176 | 0.41176 | 0.41176 | 0.76471 | 1 | 1 | 1 | 1 | 1 | 1 | 1 | 1 | 1 | 1 | 1 | 0.94118 | 0.58824 | ; | DEER RFF Din Yr Eq WeH |  |  |  |  | 3380 | 15 | 100 | 1 | DEER-RFF-Din-Yr-Eq-WeH | 0 | Cst-Zeroes | 0 | Cst-Zeroes | 1 | 6 | 24 | 15 | 15 | 15 | 15 | 15 | 30 | 45 | 50 | 50 | 50 | 80 | 100 | 100 | 100 | 100 | 100 | 100 | 100 | 100 | 100 | 100 | 100 | 95 | 65 | DEER RFF Din Yr Eq WeH
3381 | 7 | 23 | 0 | 0 | 0 | 0 | 0 | 0.05 | 0.1 | 0.2 | 0.15 | 0.1 | 0.15 | 0.65 | 1 | 0.7 | 0.4 | 0.2 | 0.25 | 0.45 | 0.7 | 0.45 | 0.3 | 0.25 | 0.2 | 0.1 | ; | DEER RFF Kit Yr Oc Wd |  |  |  |  | 3381 | 0 | 100 | 1 | DEER-RFF-Kit-Yr-Oc-Wd | 0 | Cst-Zeroes | 0 | Cst-Zeroes | 1 | 7 | 23 | 0 | 0 | 0 | 0 | 0 | 5 | 10 | 20 | 15 | 10 | 15 | 65 | 100 | 70 | 40 | 20 | 25 | 45 | 70 | 45 | 30 | 25 | 20 | 10 | DEER RFF Kit Yr Oc Wd
3382 | 7 | 23 | 0 | 0 | 0 | 0 | 0 | 0.083333 | 0.16667 | 0.33333 | 0.41667 | 0.5 | 1 | 0.83333 | 1 | 1 | 0.66667 | 0.33333 | 0.33333 | 0.58333 | 1 | 0.83333 | 0.58333 | 0.41667 | 0.33333 | 0.16667 | ; | DEER RFF Kit Yr Oc WeH |  |  |  |  | 3382 | 0 | 60 | 1 | DEER-RFF-Kit-Yr-Oc-WeH | 0 | Cst-Zeroes | 0 | Cst-Zeroes | 1 | 7 | 23 | 0 | 0 | 0 | 0 | 0 | 5 | 10 | 20 | 25 | 30 | 60 | 50 | 60 | 60 | 40 | 20 | 20 | 35 | 60 | 50 | 35 | 25 | 20 | 10 | DEER RFF Kit Yr Oc WeH
3383 | 6 | 24 | 0 | 0 | 0 | 0 | 0 | 0.15789 | 0.31579 | 0.36842 | 0.36842 | 0.36842 | 0.73684 | 1 | 1 | 1 | 1 | 1 | 1 | 1 | 1 | 1 | 1 | 1 | 0.89474 | 0.84211 | ; | DEER RFF Kit Yr Lt Wd |  |  |  |  | 3383 | 5 | 100 | 1 | DEER-RFF-Kit-Yr-Lt-Wd | 0 | Cst-Zeroes | 0 | Cst-Zeroes | 1 | 6 | 24 | 5 | 5 | 5 | 5 | 5 | 20 | 35 | 40 | 40 | 40 | 75 | 100 | 100 | 100 | 100 | 100 | 100 | 100 | 100 | 100 | 100 | 100 | 90 | 85 | DEER RFF Kit Yr Lt Wd
3384 | 6 | 24 | 0 | 0 | 0 | 0 | 0 | 0.15789 | 0.31579 | 0.36842 | 0.36842 | 0.36842 | 0.73684 | 1 | 1 | 1 | 1 | 1 | 1 | 1 | 1 | 1 | 1 | 1 | 0.84211 | 0.52632 | ; | DEER RFF Kit Yr Lt WeH |  |  |  |  | 3384 | 5 | 100 | 1 | DEER-RFF-Kit-Yr-Lt-WeH | 0 | Cst-Zeroes | 0 | Cst-Zeroes | 1 | 6 | 24 | 5 | 5 | 5 | 5 | 5 | 20 | 35 | 40 | 40 | 40 | 75 | 100 | 100 | 100 | 100 | 100 | 100 | 100 | 100 | 100 | 100 | 100 | 85 | 55 | DEER RFF Kit Yr Lt WeH
3385 | 6 | 24 | 0 | 0 | 0 | 0 | 0 | 0.17647 | 0.35294 | 0.41176 | 0.41176 | 0.41176 | 0.76471 | 1 | 1 | 1 | 1 | 1 | 1 | 1 | 1 | 1 | 1 | 1 | 0.94118 | 0.82353 | ; | DEER RFF Kit Yr Eq Wd |  |  |  |  | 3385 | 15 | 100 | 1 | DEER-RFF-Kit-Yr-Eq-Wd | 0 | Cst-Zeroes | 0 | Cst-Zeroes | 1 | 6 | 24 | 15 | 15 | 15 | 15 | 15 | 30 | 45 | 50 | 50 | 50 | 80 | 100 | 100 | 100 | 100 | 100 | 100 | 100 | 100 | 100 | 100 | 100 | 95 | 85 | DEER RFF Kit Yr Eq Wd
3386 | 6 | 24 | 0 | 0 | 0 | 0 | 0 | 0.17647 | 0.35294 | 0.41176 | 0.41176 | 0.41176 | 0.76471 | 1 | 1 | 1 | 1 | 1 | 1 | 1 | 1 | 1 | 1 | 1 | 0.94118 | 0.58824 | ; | DEER RFF Kit Yr Eq WeH |  |  |  |  | 3386 | 15 | 100 | 1 | DEER-RFF-Kit-Yr-Eq-WeH | 0 | Cst-Zeroes | 0 | Cst-Zeroes | 1 | 6 | 24 | 15 | 15 | 15 | 15 | 15 | 30 | 45 | 50 | 50 | 50 | 80 | 100 | 100 | 100 | 100 | 100 | 100 | 100 | 100 | 100 | 100 | 100 | 95 | 65 | DEER RFF Kit Yr Eq WeH
3387 | 4 | 22 | 0 | 0 | 0 | 0.60408 | 0.90612 | 0.96531 | 0.78571 | 0.60408 | 0.60408 | 0.60408 | 0.60408 | 0.60408 | 0.60408 | 0.60408 | 0.60408 | 0.60408 | 0.60408 | 1 | 0.66327 | 0.66327 | 0.61224 | 0.5102 | 0.24082 | 0 | ; | DEER RFF Kit Yr Ck Wd |  |  |  |  | 3387 | 0 | 49 | 1 | DEER-RFF-Kit-Yr-Ck-Wd | 0 | Cst-Zeroes | 0 | Cst-Zeroes | 1 | 4 | 22 | 0 | 0 | 0 | 29.6 | 44.4 | 47.3 | 38.5 | 29.6 | 29.6 | 29.6 | 29.6 | 29.6 | 29.6 | 29.6 | 29.6 | 29.6 | 29.6 | 49 | 32.5 | 32.5 | 30 | 25 | 11.8 | 0 | DEER RFF Kit Yr Ck Wd
3388 | 4 | 22 | 0 | 0 | 0 | 0.60408 | 0.90612 | 0.96531 | 0.78571 | 0.60408 | 0.60408 | 0.60408 | 0.60408 | 0.60408 | 0.60408 | 0.60408 | 0.60408 | 0.60408 | 0.60408 | 1 | 0.66327 | 0.66327 | 0.61224 | 0.5102 | 0.24082 | 0 | ; | DEER RFF Kit Yr Ck WeH |  |  |  |  | 3388 | 0 | 49 | 1 | DEER-RFF-Kit-Yr-Ck-WeH | 0 | Cst-Zeroes | 0 | Cst-Zeroes | 1 | 4 | 22 | 0 | 0 | 0 | 29.6 | 44.4 | 47.3 | 38.5 | 29.6 | 29.6 | 29.6 | 29.6 | 29.6 | 29.6 | 29.6 | 29.6 | 29.6 | 29.6 | 49 | 32.5 | 32.5 | 30 | 25 | 11.8 | 0 | DEER RFF Kit Yr Ck WeH
3389 | 7 | 23 | 0 | 0 | 0 | 0 | 0 | 0.05 | 0.1 | 0.2 | 0.15 | 0.1 | 0.15 | 0.65 | 1 | 0.7 | 0.4 | 0.2 | 0.25 | 0.45 | 0.7 | 0.45 | 0.3 | 0.25 | 0.2 | 0.1 | ; | DEER RFF Yr DHW Wd |  |  |  |  | 3389 | 0 | 100 | 1 | DEER-RFF-Yr-DHW-Wd | 0 | Cst-Zeroes | 0 | Cst-Zeroes | 1 | 7 | 23 | 0 | 0 | 0 | 0 | 0 | 5 | 10 | 20 | 15 | 10 | 15 | 65 | 100 | 70 | 40 | 20 | 25 | 45 | 70 | 45 | 30 | 25 | 20 | 10 | DEER RFF Yr DHW Wd
3390 | 7 | 23 | 0 | 0 | 0 | 0 | 0 | 0.083333 | 0.16667 | 0.33333 | 0.41667 | 0.5 | 1 | 0.83333 | 1 | 1 | 0.66667 | 0.33333 | 0.33333 | 0.58333 | 1 | 0.83333 | 0.58333 | 0.41667 | 0.33333 | 0.16667 | ; | DEER RFF Yr DHW WeH |  |  |  |  | 3390 | 0 | 60 | 1 | DEER-RFF-Yr-DHW-WeH | 0 | Cst-Zeroes | 0 | Cst-Zeroes | 1 | 7 | 23 | 0 | 0 | 0 | 0 | 0 | 5 | 10 | 20 | 25 | 30 | 60 | 50 | 60 | 60 | 40 | 20 | 20 | 35 | 60 | 50 | 35 | 25 | 20 | 10 | DEER RFF Yr DHW WeH
3391 | 10 | 21 | 0 | 0 | 0 | 0 | 0 | 0 | 0 | 0 | 0.0625 | 0.375 | 0.75 | 0.75 | 0.75 | 0.75 | 0.75 | 0.75 | 0.875 | 1 | 1 | 1 | 0.625 | 0.25 | 0 | 0 | ; | DEER RT3 Off Yr Oc Wd |  |  |  |  | 3391 | 0 | 80 | 1 | DEER-RT3-Off-Yr-Oc-Wd | 0 | Cst-Zeroes | 0 | Cst-Zeroes | 1 | 10 | 21 | 0 | 0 | 0 | 0 | 0 | 0 | 0 | 0 | 5 | 30 | 60 | 60 | 60 | 60 | 60 | 60 | 70 | 80 | 80 | 80 | 50 | 20 | 0 | 0 | DEER RT3 Off Yr Oc Wd
3392 | 10 | 20 | 0 | 0 | 0 | 0 | 0 | 0 | 0 | 0 | 0.055556 | 0.44444 | 0.77778 | 0.77778 | 0.77778 | 0.77778 | 1 | 1 | 1 | 0.77778 | 0.55556 | 0.44444 | 0.11111 | 0 | 0 | 0 | ; | DEER RT3 Off Yr Oc Sa |  |  |  |  | 3392 | 0 | 90 | 1 | DEER-RT3-Off-Yr-Oc-Sa | 0 | Cst-Zeroes | 0 | Cst-Zeroes | 1 | 10 | 20 | 0 | 0 | 0 | 0 | 0 | 0 | 0 | 0 | 5 | 40 | 70 | 70 | 70 | 70 | 90 | 90 | 90 | 70 | 50 | 40 | 10 | 0 | 0 | 0 | DEER RT3 Off Yr Oc Sa
3393 | 10 | 19 | 0 | 0 | 0 | 0 | 0 | 0 | 0 | 0 | 0.1 | 0.3 | 0.4 | 0.6 | 0.9 | 1 | 1 | 1 | 0.8 | 0.4 | 0.2 | 0 | 0 | 0 | 0 | 0 | ; | DEER RT3 Off Yr Oc SuH |  |  |  |  | 3393 | 0 | 100 | 1 | DEER-RT3-Off-Yr-Oc-SuH | 0 | Cst-Zeroes | 0 | Cst-Zeroes | 1 | 10 | 19 | 0 | 0 | 0 | 0 | 0 | 0 | 0 | 0 | 10 | 30 | 40 | 60 | 90 | 100 | 100 | 100 | 80 | 40 | 20 | 0 | 0 | 0 | 0 | 0 | DEER RT3 Off Yr Oc SuH
3394 | 9 | 21 | 0 | 0 | 0 | 0 | 0 | 0 | 0 | 0 | 0.27778 | 1 | 1 | 1 | 1 | 1 | 1 | 1 | 1 | 1 | 1 | 1 | 0.5 | 0.38889 | 0 | 0 | ; | DEER RT3 Off Yr Lt Wd |  |  |  |  | 3394 | 5 | 95 | 1 | DEER-RT3-Off-Yr-Lt-Wd | 0 | Cst-Zeroes | 0 | Cst-Zeroes | 1 | 9 | 21 | 5 | 5 | 5 | 5 | 5 | 5 | 5 | 5 | 30 | 95 | 95 | 95 | 95 | 95 | 95 | 95 | 95 | 95 | 95 | 95 | 50 | 40 | 5 | 5 | DEER RT3 Off Yr Lt Wd
3395 | 9 | 21 | 0 | 0 | 0 | 0 | 0 | 0 | 0 | 0 | 0.27778 | 1 | 1 | 1 | 1 | 1 | 1 | 1 | 1 | 1 | 0.83333 | 0.61111 | 0.27778 | 0 | 0 | 0 | ; | DEER RT3 Off Yr Lt Sa |  |  |  |  | 3395 | 5 | 95 | 1 | DEER-RT3-Off-Yr-Lt-Sa | 0 | Cst-Zeroes | 0 | Cst-Zeroes | 1 | 9 | 21 | 5 | 5 | 5 | 5 | 5 | 5 | 5 | 5 | 30 | 95 | 95 | 95 | 95 | 95 | 95 | 95 | 95 | 95 | 80 | 60 | 30 | 5 | 5 | 5 | DEER RT3 Off Yr Lt Sa
3396 | 9 | 19 | 0 | 0 | 0 | 0 | 0 | 0 | 0 | 0 | 0.27778 | 0.72222 | 1 | 1 | 1 | 1 | 1 | 1 | 1 | 1 | 0.61111 | 0 | 0 | 0 | 0 | 0 | ; | DEER RT3 Off Yr Lt SuH |  |  |  |  | 3396 | 5 | 95 | 1 | DEER-RT3-Off-Yr-Lt-SuH | 0 | Cst-Zeroes | 0 | Cst-Zeroes | 1 | 9 | 19 | 5 | 5 | 5 | 5 | 5 | 5 | 5 | 5 | 30 | 70 | 95 | 95 | 95 | 95 | 95 | 95 | 95 | 95 | 60 | 5 | 5 | 5 | 5 | 5 | DEER RT3 Off Yr Lt SuH
3397 | 9 | 21 | 0 | 0 | 0 | 0 | 0 | 0 | 0 | 0 | 0.27778 | 1 | 1 | 1 | 1 | 1 | 1 | 1 | 1 | 1 | 0.83333 | 0.61111 | 0.27778 | 0 | 0 | 0 | ; | DEER RT3 Off Yr Eq Wd |  |  |  |  | 3397 | 5 | 95 | 1 | DEER-RT3-Off-Yr-Eq-Wd | 0 | Cst-Zeroes | 0 | Cst-Zeroes | 1 | 9 | 21 | 5 | 5 | 5 | 5 | 5 | 5 | 5 | 5 | 30 | 95 | 95 | 95 | 95 | 95 | 95 | 95 | 95 | 95 | 80 | 60 | 30 | 5 | 5 | 5 | DEER RT3 Off Yr Eq Wd
3398 | 9 | 21 | 0 | 0 | 0 | 0 | 0 | 0 | 0 | 0 | 0.27778 | 1 | 1 | 1 | 1 | 1 | 1 | 1 | 1 | 1 | 0.83333 | 0.61111 | 0.27778 | 0 | 0 | 0 | ; | DEER RT3 Off Yr Eq Sa |  |  |  |  | 3398 | 5 | 95 | 1 | DEER-RT3-Off-Yr-Eq-Sa | 0 | Cst-Zeroes | 0 | Cst-Zeroes | 1 | 9 | 21 | 5 | 5 | 5 | 5 | 5 | 5 | 5 | 5 | 30 | 95 | 95 | 95 | 95 | 95 | 95 | 95 | 95 | 95 | 80 | 60 | 30 | 5 | 5 | 5 | DEER RT3 Off Yr Eq Sa
3399 | 9 | 19 | 0 | 0 | 0 | 0 | 0 | 0 | 0 | 0 | 0.27778 | 0.72222 | 1 | 1 | 1 | 1 | 1 | 1 | 1 | 1 | 0.61111 | 0 | 0 | 0 | 0 | 0 | ; | DEER RT3 Off Yr Eq SuH |  |  |  |  | 3399 | 5 | 95 | 1 | DEER-RT3-Off-Yr-Eq-SuH | 0 | Cst-Zeroes | 0 | Cst-Zeroes | 1 | 9 | 19 | 5 | 5 | 5 | 5 | 5 | 5 | 5 | 5 | 30 | 70 | 95 | 95 | 95 | 95 | 95 | 95 | 95 | 95 | 60 | 5 | 5 | 5 | 5 | 5 | DEER RT3 Off Yr Eq SuH
3400 | 10 | 21 | 0 | 0 | 0 | 0 | 0 | 0 | 0 | 0 | 0.0625 | 0.375 | 0.75 | 0.75 | 0.75 | 0.75 | 0.75 | 0.75 | 0.875 | 1 | 1 | 1 | 0.625 | 0.25 | 0 | 0 | ; | DEER RT3 Shw Yr Oc Wd |  |  |  |  | 3400 | 0 | 80 | 1 | DEER-RT3-Shw-Yr-Oc-Wd | 0 | Cst-Zeroes | 0 | Cst-Zeroes | 1 | 10 | 21 | 0 | 0 | 0 | 0 | 0 | 0 | 0 | 0 | 5 | 30 | 60 | 60 | 60 | 60 | 60 | 60 | 70 | 80 | 80 | 80 | 50 | 20 | 0 | 0 | DEER RT3 Shw Yr Oc Wd
3401 | 10 | 20 | 0 | 0 | 0 | 0 | 0 | 0 | 0 | 0 | 0.055556 | 0.44444 | 0.77778 | 0.77778 | 0.77778 | 0.77778 | 1 | 1 | 1 | 0.77778 | 0.55556 | 0.44444 | 0.11111 | 0 | 0 | 0 | ; | DEER RT3 Shw Yr Oc Sa |  |  |  |  | 3401 | 0 | 90 | 1 | DEER-RT3-Shw-Yr-Oc-Sa | 0 | Cst-Zeroes | 0 | Cst-Zeroes | 1 | 10 | 20 | 0 | 0 | 0 | 0 | 0 | 0 | 0 | 0 | 5 | 40 | 70 | 70 | 70 | 70 | 90 | 90 | 90 | 70 | 50 | 40 | 10 | 0 | 0 | 0 | DEER RT3 Shw Yr Oc Sa
3402 | 10 | 19 | 0 | 0 | 0 | 0 | 0 | 0 | 0 | 0 | 0.1 | 0.3 | 0.4 | 0.6 | 0.9 | 1 | 1 | 1 | 0.8 | 0.4 | 0.2 | 0 | 0 | 0 | 0 | 0 | ; | DEER RT3 Shw Yr Oc SuH |  |  |  |  | 3402 | 0 | 100 | 1 | DEER-RT3-Shw-Yr-Oc-SuH | 0 | Cst-Zeroes | 0 | Cst-Zeroes | 1 | 10 | 19 | 0 | 0 | 0 | 0 | 0 | 0 | 0 | 0 | 10 | 30 | 40 | 60 | 90 | 100 | 100 | 100 | 80 | 40 | 20 | 0 | 0 | 0 | 0 | 0 | DEER RT3 Shw Yr Oc SuH
3403 | 9 | 21 | 0 | 0 | 0 | 0 | 0 | 0 | 0 | 0 | 0.27778 | 1 | 1 | 1 | 1 | 1 | 1 | 1 | 1 | 1 | 1 | 1 | 0.5 | 0.38889 | 0 | 0 | ; | DEER RT3 Shw Yr Lt Wd |  |  |  |  | 3403 | 5 | 95 | 1 | DEER-RT3-Shw-Yr-Lt-Wd | 0 | Cst-Zeroes | 0 | Cst-Zeroes | 1 | 9 | 21 | 5 | 5 | 5 | 5 | 5 | 5 | 5 | 5 | 30 | 95 | 95 | 95 | 95 | 95 | 95 | 95 | 95 | 95 | 95 | 95 | 50 | 40 | 5 | 5 | DEER RT3 Shw Yr Lt Wd
3404 | 9 | 21 | 0 | 0 | 0 | 0 | 0 | 0 | 0 | 0 | 0.27778 | 1 | 1 | 1 | 1 | 1 | 1 | 1 | 1 | 1 | 0.83333 | 0.61111 | 0.27778 | 0 | 0 | 0 | ; | DEER RT3 Shw Yr Lt Sa |  |  |  |  | 3404 | 5 | 95 | 1 | DEER-RT3-Shw-Yr-Lt-Sa | 0 | Cst-Zeroes | 0 | Cst-Zeroes | 1 | 9 | 21 | 5 | 5 | 5 | 5 | 5 | 5 | 5 | 5 | 30 | 95 | 95 | 95 | 95 | 95 | 95 | 95 | 95 | 95 | 80 | 60 | 30 | 5 | 5 | 5 | DEER RT3 Shw Yr Lt Sa
3405 | 9 | 19 | 0 | 0 | 0 | 0 | 0 | 0 | 0 | 0 | 0.27778 | 0.72222 | 1 | 1 | 1 | 1 | 1 | 1 | 1 | 1 | 0.61111 | 0 | 0 | 0 | 0 | 0 | ; | DEER RT3 Shw Yr Lt SuH |  |  |  |  | 3405 | 5 | 95 | 1 | DEER-RT3-Shw-Yr-Lt-SuH | 0 | Cst-Zeroes | 0 | Cst-Zeroes | 1 | 9 | 19 | 5 | 5 | 5 | 5 | 5 | 5 | 5 | 5 | 30 | 70 | 95 | 95 | 95 | 95 | 95 | 95 | 95 | 95 | 60 | 5 | 5 | 5 | 5 | 5 | DEER RT3 Shw Yr Lt SuH
3406 | 9 | 21 | 0 | 0 | 0 | 0 | 0 | 0 | 0 | 0 | 0.27778 | 1 | 1 | 1 | 1 | 1 | 1 | 1 | 1 | 1 | 0.83333 | 0.61111 | 0.27778 | 0 | 0 | 0 | ; | DEER RT3 Shw Yr Eq Wd |  |  |  |  | 3406 | 5 | 95 | 1 | DEER-RT3-Shw-Yr-Eq-Wd | 0 | Cst-Zeroes | 0 | Cst-Zeroes | 1 | 9 | 21 | 5 | 5 | 5 | 5 | 5 | 5 | 5 | 5 | 30 | 95 | 95 | 95 | 95 | 95 | 95 | 95 | 95 | 95 | 80 | 60 | 30 | 5 | 5 | 5 | DEER RT3 Shw Yr Eq Wd
3407 | 9 | 21 | 0 | 0 | 0 | 0 | 0 | 0 | 0 | 0 | 0.27778 | 1 | 1 | 1 | 1 | 1 | 1 | 1 | 1 | 1 | 0.83333 | 0.61111 | 0.27778 | 0 | 0 | 0 | ; | DEER RT3 Shw Yr Eq Sa |  |  |  |  | 3407 | 5 | 95 | 1 | DEER-RT3-Shw-Yr-Eq-Sa | 0 | Cst-Zeroes | 0 | Cst-Zeroes | 1 | 9 | 21 | 5 | 5 | 5 | 5 | 5 | 5 | 5 | 5 | 30 | 95 | 95 | 95 | 95 | 95 | 95 | 95 | 95 | 95 | 80 | 60 | 30 | 5 | 5 | 5 | DEER RT3 Shw Yr Eq Sa
3408 | 9 | 19 | 0 | 0 | 0 | 0 | 0 | 0 | 0 | 0 | 0.27778 | 0.72222 | 1 | 1 | 1 | 1 | 1 | 1 | 1 | 1 | 0.61111 | 0 | 0 | 0 | 0 | 0 | ; | DEER RT3 Shw Yr Eq SuH |  |  |  |  | 3408 | 5 | 95 | 1 | DEER-RT3-Shw-Yr-Eq-SuH | 0 | Cst-Zeroes | 0 | Cst-Zeroes | 1 | 9 | 19 | 5 | 5 | 5 | 5 | 5 | 5 | 5 | 5 | 30 | 70 | 95 | 95 | 95 | 95 | 95 | 95 | 95 | 95 | 60 | 5 | 5 | 5 | 5 | 5 | DEER RT3 Shw Yr Eq SuH
3409 | 10 | 21 | 0 | 0 | 0 | 0 | 0 | 0 | 0 | 0 | 0.0625 | 0.375 | 0.75 | 0.75 | 0.75 | 0.75 | 0.75 | 0.75 | 0.875 | 1 | 1 | 1 | 0.625 | 0.25 | 0 | 0 | ; | DEER RT3 Str Yr Oc Wd |  |  |  |  | 3409 | 0 | 80 | 1 | DEER-RT3-Str-Yr-Oc-Wd | 0 | Cst-Zeroes | 0 | Cst-Zeroes | 1 | 10 | 21 | 0 | 0 | 0 | 0 | 0 | 0 | 0 | 0 | 5 | 30 | 60 | 60 | 60 | 60 | 60 | 60 | 70 | 80 | 80 | 80 | 50 | 20 | 0 | 0 | DEER RT3 Str Yr Oc Wd
3410 | 10 | 20 | 0 | 0 | 0 | 0 | 0 | 0 | 0 | 0 | 0.055556 | 0.44444 | 0.77778 | 0.77778 | 0.77778 | 0.77778 | 1 | 1 | 1 | 0.77778 | 0.55556 | 0.44444 | 0.11111 | 0 | 0 | 0 | ; | DEER RT3 Str Yr Oc Sa |  |  |  |  | 3410 | 0 | 90 | 1 | DEER-RT3-Str-Yr-Oc-Sa | 0 | Cst-Zeroes | 0 | Cst-Zeroes | 1 | 10 | 20 | 0 | 0 | 0 | 0 | 0 | 0 | 0 | 0 | 5 | 40 | 70 | 70 | 70 | 70 | 90 | 90 | 90 | 70 | 50 | 40 | 10 | 0 | 0 | 0 | DEER RT3 Str Yr Oc Sa
3411 | 10 | 19 | 0 | 0 | 0 | 0 | 0 | 0 | 0 | 0 | 0.1 | 0.3 | 0.4 | 0.6 | 0.9 | 1 | 1 | 1 | 0.8 | 0.4 | 0.2 | 0 | 0 | 0 | 0 | 0 | ; | DEER RT3 Str Yr Oc SuH |  |  |  |  | 3411 | 0 | 100 | 1 | DEER-RT3-Str-Yr-Oc-SuH | 0 | Cst-Zeroes | 0 | Cst-Zeroes | 1 | 10 | 19 | 0 | 0 | 0 | 0 | 0 | 0 | 0 | 0 | 10 | 30 | 40 | 60 | 90 | 100 | 100 | 100 | 80 | 40 | 20 | 0 | 0 | 0 | 0 | 0 | DEER RT3 Str Yr Oc SuH
3412 | 9 | 21 | 0 | 0 | 0 | 0 | 0 | 0 | 0 | 0 | 0.27778 | 1 | 1 | 1 | 1 | 1 | 1 | 1 | 1 | 1 | 1 | 1 | 0.5 | 0.38889 | 0 | 0 | ; | DEER RT3 Str Yr Lt Wd |  |  |  |  | 3412 | 5 | 95 | 1 | DEER-RT3-Str-Yr-Lt-Wd | 0 | Cst-Zeroes | 0 | Cst-Zeroes | 1 | 9 | 21 | 5 | 5 | 5 | 5 | 5 | 5 | 5 | 5 | 30 | 95 | 95 | 95 | 95 | 95 | 95 | 95 | 95 | 95 | 95 | 95 | 50 | 40 | 5 | 5 | DEER RT3 Str Yr Lt Wd
3413 | 9 | 20 | 0 | 0 | 0 | 0 | 0 | 0 | 0 | 0 | 0.27778 | 1 | 1 | 1 | 1 | 1 | 1 | 1 | 1 | 1 | 0.83333 | 0.61111 | 0.27778 | 0 | 0 | 0 | ; | DEER RT3 Str Yr Lt Sa |  |  |  |  | 3413 | 5 | 95 | 1 | DEER-RT3-Str-Yr-Lt-Sa | 0 | Cst-Zeroes | 0 | Cst-Zeroes | 1 | 9 | 20 | 5 | 5 | 5 | 5 | 5 | 5 | 5 | 5 | 30 | 95 | 95 | 95 | 95 | 95 | 95 | 95 | 95 | 95 | 80 | 60 | 30 | 5 | 5 | 5 | DEER RT3 Str Yr Lt Sa
3414 | 9 | 19 | 0 | 0 | 0 | 0 | 0 | 0 | 0 | 0 | 0.27778 | 0.72222 | 1 | 1 | 1 | 1 | 1 | 1 | 1 | 1 | 0.61111 | 0 | 0 | 0 | 0 | 0 | ; | DEER RT3 Str Yr Lt SuH |  |  |  |  | 3414 | 5 | 95 | 1 | DEER-RT3-Str-Yr-Lt-SuH | 0 | Cst-Zeroes | 0 | Cst-Zeroes | 1 | 9 | 19 | 5 | 5 | 5 | 5 | 5 | 5 | 5 | 5 | 30 | 70 | 95 | 95 | 95 | 95 | 95 | 95 | 95 | 95 | 60 | 5 | 5 | 5 | 5 | 5 | DEER RT3 Str Yr Lt SuH
3415 | 9 | 21 | 0 | 0 | 0 | 0 | 0 | 0 | 0 | 0 | 0.27778 | 1 | 1 | 1 | 1 | 1 | 1 | 1 | 1 | 1 | 0.83333 | 0.61111 | 0.27778 | 0 | 0 | 0 | ; | DEER RT3 Str Yr Eq Wd |  |  |  |  | 3415 | 5 | 95 | 1 | DEER-RT3-Str-Yr-Eq-Wd | 0 | Cst-Zeroes | 0 | Cst-Zeroes | 1 | 9 | 21 | 5 | 5 | 5 | 5 | 5 | 5 | 5 | 5 | 30 | 95 | 95 | 95 | 95 | 95 | 95 | 95 | 95 | 95 | 80 | 60 | 30 | 5 | 5 | 5 | DEER RT3 Str Yr Eq Wd
3416 | 9 | 20 | 0 | 0 | 0 | 0 | 0 | 0 | 0 | 0 | 0.27778 | 1 | 1 | 1 | 1 | 1 | 1 | 1 | 1 | 1 | 0.83333 | 0.61111 | 0.27778 | 0 | 0 | 0 | ; | DEER RT3 Str Yr Eq Sa |  |  |  |  | 3416 | 5 | 95 | 1 | DEER-RT3-Str-Yr-Eq-Sa | 0 | Cst-Zeroes | 0 | Cst-Zeroes | 1 | 9 | 20 | 5 | 5 | 5 | 5 | 5 | 5 | 5 | 5 | 30 | 95 | 95 | 95 | 95 | 95 | 95 | 95 | 95 | 95 | 80 | 60 | 30 | 5 | 5 | 5 | DEER RT3 Str Yr Eq Sa
3417 | 9 | 19 | 0 | 0 | 0 | 0 | 0 | 0 | 0 | 0 | 0.27778 | 0.72222 | 1 | 1 | 1 | 1 | 1 | 1 | 1 | 1 | 0.61111 | 0 | 0 | 0 | 0 | 0 | ; | DEER RT3 Str Yr Eq SuH |  |  |  |  | 3417 | 5 | 95 | 1 | DEER-RT3-Str-Yr-Eq-SuH | 0 | Cst-Zeroes | 0 | Cst-Zeroes | 1 | 9 | 19 | 5 | 5 | 5 | 5 | 5 | 5 | 5 | 5 | 30 | 70 | 95 | 95 | 95 | 95 | 95 | 95 | 95 | 95 | 60 | 5 | 5 | 5 | 5 | 5 | DEER RT3 Str Yr Eq SuH
3418 | 10 | 21 | 0 | 0 | 0 | 0 | 0 | 0 | 0 | 0 | 0.0625 | 0.375 | 0.75 | 0.75 | 0.75 | 0.75 | 0.75 | 0.75 | 0.875 | 1 | 1 | 1 | 0.625 | 0.25 | 0 | 0 | ; | DEER RT3 Yr DHW Wd |  |  |  |  | 3418 | 0 | 80 | 1 | DEER-RT3-Yr-DHW-Wd | 0 | Cst-Zeroes | 0 | Cst-Zeroes | 1 | 10 | 21 | 0 | 0 | 0 | 0 | 0 | 0 | 0 | 0 | 5 | 30 | 60 | 60 | 60 | 60 | 60 | 60 | 70 | 80 | 80 | 80 | 50 | 20 | 0 | 0 | DEER RT3 Yr DHW Wd
3419 | 10 | 20 | 0 | 0 | 0 | 0 | 0 | 0 | 0 | 0 | 0.055556 | 0.44444 | 0.77778 | 0.77778 | 0.77778 | 0.77778 | 1 | 1 | 1 | 0.77778 | 0.55556 | 0.44444 | 0.11111 | 0 | 0 | 0 | ; | DEER RT3 Yr DHW Sa |  |  |  |  | 3419 | 0 | 90 | 1 | DEER-RT3-Yr-DHW-Sa | 0 | Cst-Zeroes | 0 | Cst-Zeroes | 1 | 10 | 20 | 0 | 0 | 0 | 0 | 0 | 0 | 0 | 0 | 5 | 40 | 70 | 70 | 70 | 70 | 90 | 90 | 90 | 70 | 50 | 40 | 10 | 0 | 0 | 0 | DEER RT3 Yr DHW Sa
3420 | 10 | 19 | 0 | 0 | 0 | 0 | 0 | 0 | 0 | 0 | 0.1 | 0.3 | 0.4 | 0.6 | 0.9 | 1 | 1 | 1 | 0.8 | 0.4 | 0.2 | 0 | 0 | 0 | 0 | 0 | ; | DEER RT3 Yr DHW SuH |  |  |  |  | 3420 | 0 | 100 | 1 | DEER-RT3-Yr-DHW-SuH | 0 | Cst-Zeroes | 0 | Cst-Zeroes | 1 | 10 | 19 | 0 | 0 | 0 | 0 | 0 | 0 | 0 | 0 | 10 | 30 | 40 | 60 | 90 | 100 | 100 | 100 | 80 | 40 | 20 | 0 | 0 | 0 | 0 | 0 | DEER RT3 Yr DHW SuH
3421 | 10 | 21 | 0 | 0 | 0 | 0 | 0 | 0 | 0 | 0 | 0.125 | 0.375 | 0.625 | 0.625 | 0.75 | 0.75 | 0.625 | 0.625 | 0.625 | 0.625 | 1 | 1 | 1 | 0.125 | 0 | 0 | ; | DEER RTL Sal Yr Oc Wd |  |  |  |  | 3421 | 0 | 80 | 1 | DEER-RTL-Sal-Yr-Oc-Wd | 0 | Cst-Zeroes | 0 | Cst-Zeroes | 1 | 10 | 21 | 0 | 0 | 0 | 0 | 0 | 0 | 0 | 0 | 10 | 30 | 50 | 50 | 60 | 60 | 50 | 50 | 50 | 50 | 80 | 80 | 80 | 10 | 0 | 0 | DEER RTL Sal Yr Oc Wd
3422 | 10 | 21 | 0 | 0 | 0 | 0 | 0 | 0 | 0 | 0 | 0.125 | 0.375 | 0.625 | 0.625 | 0.75 | 0.75 | 0.625 | 0.625 | 0.625 | 0.625 | 1 | 1 | 1 | 0.125 | 0 | 0 | ; | DEER RTL Sal Yr Oc WeH |  |  |  |  | 3422 | 0 | 80 | 1 | DEER-RTL-Sal-Yr-Oc-WeH | 0 | Cst-Zeroes | 0 | Cst-Zeroes | 1 | 10 | 21 | 0 | 0 | 0 | 0 | 0 | 0 | 0 | 0 | 10 | 30 | 50 | 50 | 60 | 60 | 50 | 50 | 50 | 50 | 80 | 80 | 80 | 10 | 0 | 0 | DEER RTL Sal Yr Oc WeH
3423 | 9 | 22 | 0 | 0 | 0 | 0 | 0 | 0 | 0 | 0 | 1 | 1 | 1 | 1 | 1 | 1 | 1 | 1 | 1 | 1 | 1 | 1 | 1 | 1 | 0 | 0 | ; | DEER RTL Sal Yr Lt Wd |  |  |  |  | 3423 | 5 | 100 | 1 | DEER-RTL-Sal-Yr-Lt-Wd | 0 | Cst-Zeroes | 0 | Cst-Zeroes | 1 | 9 | 22 | 5 | 5 | 5 | 5 | 5 | 5 | 5 | 5 | 100 | 100 | 100 | 100 | 100 | 100 | 100 | 100 | 100 | 100 | 100 | 100 | 100 | 100 | 5 | 5 | DEER RTL Sal Yr Lt Wd
3424 | 9 | 22 | 0 | 0 | 0 | 0 | 0 | 0 | 0 | 0 | 1 | 1 | 1 | 1 | 1 | 1 | 1 | 1 | 1 | 1 | 1 | 1 | 1 | 1 | 0 | 0 | ; | DEER RTL Sal Yr Lt WeH |  |  |  |  | 3424 | 5 | 100 | 1 | DEER-RTL-Sal-Yr-Lt-WeH | 0 | Cst-Zeroes | 0 | Cst-Zeroes | 1 | 9 | 22 | 5 | 5 | 5 | 5 | 5 | 5 | 5 | 5 | 100 | 100 | 100 | 100 | 100 | 100 | 100 | 100 | 100 | 100 | 100 | 100 | 100 | 100 | 5 | 5 | DEER RTL Sal Yr Lt WeH
3425 | 9 | 22 | 0 | 0 | 0 | 0 | 0 | 0 | 0 | 0 | 1 | 1 | 1 | 1 | 1 | 1 | 1 | 1 | 1 | 1 | 1 | 1 | 1 | 1 | 0 | 0 | ; | DEER RTL Sal Yr Eq Wd |  |  |  |  | 3425 | 0 | 100 | 1 | DEER-RTL-Sal-Yr-Eq-Wd | 0 | Cst-Zeroes | 0 | Cst-Zeroes | 1 | 9 | 22 | 0 | 0 | 0 | 0 | 0 | 0 | 0 | 0 | 100 | 100 | 100 | 100 | 100 | 100 | 100 | 100 | 100 | 100 | 100 | 100 | 100 | 100 | 0 | 0 | DEER RTL Sal Yr Eq Wd
3426 | 9 | 22 | 0 | 0 | 0 | 0 | 0 | 0 | 0 | 0 | 1 | 1 | 1 | 1 | 1 | 1 | 1 | 1 | 1 | 1 | 1 | 1 | 1 | 1 | 0 | 0 | ; | DEER RTL Sal Yr Eq WeH |  |  |  |  | 3426 | 0 | 100 | 1 | DEER-RTL-Sal-Yr-Eq-WeH | 0 | Cst-Zeroes | 0 | Cst-Zeroes | 1 | 9 | 22 | 0 | 0 | 0 | 0 | 0 | 0 | 0 | 0 | 100 | 100 | 100 | 100 | 100 | 100 | 100 | 100 | 100 | 100 | 100 | 100 | 100 | 100 | 0 | 0 | DEER RTL Sal Yr Eq WeH
3427 | 10 | 21 | 0 | 0 | 0 | 0 | 0 | 0 | 0 | 0 | 0.125 | 0.375 | 0.625 | 0.625 | 0.75 | 0.75 | 0.625 | 0.625 | 0.625 | 0.625 | 1 | 1 | 1 | 0.125 | 0 | 0 | ; | DEER RTL Phr Yr Oc Wd |  |  |  |  | 3427 | 0 | 80 | 1 | DEER-RTL-Phr-Yr-Oc-Wd | 0 | Cst-Zeroes | 0 | Cst-Zeroes | 1 | 10 | 21 | 0 | 0 | 0 | 0 | 0 | 0 | 0 | 0 | 10 | 30 | 50 | 50 | 60 | 60 | 50 | 50 | 50 | 50 | 80 | 80 | 80 | 10 | 0 | 0 | DEER RTL Phr Yr Oc Wd
3428 | 10 | 21 | 0 | 0 | 0 | 0 | 0 | 0 | 0 | 0 | 0.125 | 0.375 | 0.625 | 0.625 | 0.75 | 0.75 | 0.625 | 0.625 | 0.625 | 0.625 | 1 | 1 | 1 | 0.125 | 0 | 0 | ; | DEER RTL Phr Yr Oc WeH |  |  |  |  | 3428 | 0 | 80 | 1 | DEER-RTL-Phr-Yr-Oc-WeH | 0 | Cst-Zeroes | 0 | Cst-Zeroes | 1 | 10 | 21 | 0 | 0 | 0 | 0 | 0 | 0 | 0 | 0 | 10 | 30 | 50 | 50 | 60 | 60 | 50 | 50 | 50 | 50 | 80 | 80 | 80 | 10 | 0 | 0 | DEER RTL Phr Yr Oc WeH
3429 | 9 | 22 | 0 | 0 | 0 | 0 | 0 | 0 | 0 | 0 | 1 | 1 | 1 | 1 | 1 | 1 | 1 | 1 | 1 | 1 | 1 | 1 | 1 | 1 | 0 | 0 | ; | DEER RTL Phr Yr Lt Wd |  |  |  |  | 3429 | 5 | 100 | 1 | DEER-RTL-Phr-Yr-Lt-Wd | 0 | Cst-Zeroes | 0 | Cst-Zeroes | 1 | 9 | 22 | 5 | 5 | 5 | 5 | 5 | 5 | 5 | 5 | 100 | 100 | 100 | 100 | 100 | 100 | 100 | 100 | 100 | 100 | 100 | 100 | 100 | 100 | 5 | 5 | DEER RTL Phr Yr Lt Wd
3430 | 9 | 22 | 0 | 0 | 0 | 0 | 0 | 0 | 0 | 0 | 1 | 1 | 1 | 1 | 1 | 1 | 1 | 1 | 1 | 1 | 1 | 1 | 1 | 1 | 0 | 0 | ; | DEER RTL Phr Yr Lt WeH |  |  |  |  | 3430 | 5 | 100 | 1 | DEER-RTL-Phr-Yr-Lt-WeH | 0 | Cst-Zeroes | 0 | Cst-Zeroes | 1 | 9 | 22 | 5 | 5 | 5 | 5 | 5 | 5 | 5 | 5 | 100 | 100 | 100 | 100 | 100 | 100 | 100 | 100 | 100 | 100 | 100 | 100 | 100 | 100 | 5 | 5 | DEER RTL Phr Yr Lt WeH
3431 | 9 | 22 | 0 | 0 | 0 | 0 | 0 | 0 | 0 | 0 | 0 | 0 | 0 | 0 | 0 | 0 | 0 | 0 | 0 | 0 | 0 | 0 | 0 | 0 | 0 | 0 | ; | DEER RTL Phr Yr Eq Wd |  |  |  |  | 3431 | 0 | 0 | 1 | DEER-RTL-Phr-Yr-Eq-Wd | 0 | Cst-Zeroes | 0 | Cst-Zeroes | 1 | 9 | 22 | 0 | 0 | 0 | 0 | 0 | 0 | 0 | 0 | 0 | 0 | 0 | 0 | 0 | 0 | 0 | 0 | 0 | 0 | 0 | 0 | 0 | 0 | 0 | 0 | DEER RTL Phr Yr Eq Wd
3432 | 9 | 22 | 0 | 0 | 0 | 0 | 0 | 0 | 0 | 0 | 0 | 0 | 0 | 0 | 0 | 0 | 0 | 0 | 0 | 0 | 0 | 0 | 0 | 0 | 0 | 0 | ; | DEER RTL Phr Yr Eq WeH |  |  |  |  | 3432 | 0 | 0 | 1 | DEER-RTL-Phr-Yr-Eq-WeH | 0 | Cst-Zeroes | 0 | Cst-Zeroes | 1 | 9 | 22 | 0 | 0 | 0 | 0 | 0 | 0 | 0 | 0 | 0 | 0 | 0 | 0 | 0 | 0 | 0 | 0 | 0 | 0 | 0 | 0 | 0 | 0 | 0 | 0 | DEER RTL Phr Yr Eq WeH
3433 | 10 | 21 | 0 | 0 | 0 | 0 | 0 | 0 | 0 | 0 | 0.1 | 0.4 | 0.6 | 0.6 | 1 | 1 | 0.8 | 0.8 | 0.8 | 0.8 | 1 | 1 | 1 | 0.1 | 0 | 0 | ; | DEER RTL Din Yr Oc Wd |  |  |  |  | 3433 | 0 | 50 | 1 | DEER-RTL-Din-Yr-Oc-Wd | 0 | Cst-Zeroes | 0 | Cst-Zeroes | 1 | 10 | 21 | 0 | 0 | 0 | 0 | 0 | 0 | 0 | 0 | 5 | 20 | 30 | 30 | 50 | 50 | 40 | 40 | 40 | 40 | 50 | 50 | 50 | 5 | 0 | 0 | DEER RTL Din Yr Oc Wd
3434 | 10 | 21 | 0 | 0 | 0 | 0 | 0 | 0 | 0 | 0 | 0.1 | 0.4 | 0.6 | 0.6 | 1 | 1 | 0.8 | 0.8 | 0.8 | 0.8 | 1 | 1 | 1 | 0.1 | 0 | 0 | ; | DEER RTL Din Yr Oc WeH |  |  |  |  | 3434 | 0 | 50 | 1 | DEER-RTL-Din-Yr-Oc-WeH | 0 | Cst-Zeroes | 0 | Cst-Zeroes | 1 | 10 | 21 | 0 | 0 | 0 | 0 | 0 | 0 | 0 | 0 | 5 | 20 | 30 | 30 | 50 | 50 | 40 | 40 | 40 | 40 | 50 | 50 | 50 | 5 | 0 | 0 | DEER RTL Din Yr Oc WeH
3435 | 10 | 22 | 0.05 | 0.05 | 0.05 | 0.05 | 0.05 | 0.05 | 0.05 | 0.05 | 0.05 | 1 | 1 | 1 | 1 | 1 | 1 | 1 | 1 | 1 | 1 | 1 | 1 | 1 | 0 | 0 | ; | DEER RTL Din Yr Lt Wd |  |  |  |  | 3435 | 0 | 100 | 1 | DEER-RTL-Din-Yr-Lt-Wd | 0 | Cst-Zeroes | 0 | Cst-Zeroes | 1 | 10 | 22 | 5 | 5 | 5 | 5 | 5 | 5 | 5 | 5 | 5 | 100 | 100 | 100 | 100 | 100 | 100 | 100 | 100 | 100 | 100 | 100 | 100 | 100 | 0 | 0 | DEER RTL Din Yr Lt Wd
3436 | 10 | 22 | 0.05 | 0.05 | 0.05 | 0.05 | 0.05 | 0.05 | 0.05 | 0.05 | 0.05 | 1 | 1 | 1 | 1 | 1 | 1 | 1 | 1 | 1 | 1 | 1 | 1 | 1 | 0 | 0 | ; | DEER RTL Din Yr Lt WeH |  |  |  |  | 3436 | 0 | 100 | 1 | DEER-RTL-Din-Yr-Lt-WeH | 0 | Cst-Zeroes | 0 | Cst-Zeroes | 1 | 10 | 22 | 5 | 5 | 5 | 5 | 5 | 5 | 5 | 5 | 5 | 100 | 100 | 100 | 100 | 100 | 100 | 100 | 100 | 100 | 100 | 100 | 100 | 100 | 0 | 0 | DEER RTL Din Yr Lt WeH
3437 | 11 | 22 | 0.05 | 0.05 | 0.05 | 0.05 | 0.05 | 0.05 | 0.05 | 0.05 | 0.05 | 0.1 | 1 | 1 | 1 | 1 | 1 | 1 | 1 | 1 | 1 | 1 | 1 | 1 | 0 | 0 | ; | DEER RTL Din Yr Eq Wd |  |  |  |  | 3437 | 0 | 100 | 1 | DEER-RTL-Din-Yr-Eq-Wd | 0 | Cst-Zeroes | 0 | Cst-Zeroes | 1 | 11 | 22 | 5 | 5 | 5 | 5 | 5 | 5 | 5 | 5 | 5 | 10 | 100 | 100 | 100 | 100 | 100 | 100 | 100 | 100 | 100 | 100 | 100 | 100 | 0 | 0 | DEER RTL Din Yr Eq Wd
3438 | 11 | 22 | 0.05 | 0.05 | 0.05 | 0.05 | 0.05 | 0.05 | 0.05 | 0.05 | 0.05 | 0.1 | 1 | 1 | 1 | 1 | 1 | 1 | 1 | 1 | 1 | 1 | 1 | 1 | 0 | 0 | ; | DEER RTL Din Yr Eq WeH |  |  |  |  | 3438 | 0 | 100 | 1 | DEER-RTL-Din-Yr-Eq-WeH | 0 | Cst-Zeroes | 0 | Cst-Zeroes | 1 | 11 | 22 | 5 | 5 | 5 | 5 | 5 | 5 | 5 | 5 | 5 | 10 | 100 | 100 | 100 | 100 | 100 | 100 | 100 | 100 | 100 | 100 | 100 | 100 | 0 | 0 | DEER RTL Din Yr Eq WeH
3439 | 9 | 23 | 0 | 0 | 0 | 0 | 0 | 0 | 0 | 0 | 0.7 | 0.8 | 0.9 | 1 | 1 | 1 | 1 | 1 | 1 | 1 | 1 | 1 | 1 | 0.9 | 0.8 | 0 | ; | DEER RTL Aut Yr Oc Wd |  |  |  |  | 3439 | 0 | 100 | 1 | DEER-RTL-Aut-Yr-Oc-Wd | 0 | Cst-Zeroes | 0 | Cst-Zeroes | 1 | 9 | 23 | 0 | 0 | 0 | 0 | 0 | 0 | 0 | 0 | 70 | 80 | 90 | 100 | 100 | 100 | 100 | 100 | 100 | 100 | 100 | 100 | 100 | 90 | 80 | 0 | DEER RTL Aut Yr Oc Wd
3440 | 9 | 23 | 0 | 0 | 0 | 0 | 0 | 0 | 0 | 0 | 0.7 | 0.8 | 0.9 | 1 | 1 | 1 | 1 | 1 | 1 | 1 | 1 | 1 | 1 | 0.9 | 0.8 | 0 | ; | DEER RTL Aut Yr Oc WeH |  |  |  |  | 3440 | 0 | 100 | 1 | DEER-RTL-Aut-Yr-Oc-WeH | 0 | Cst-Zeroes | 0 | Cst-Zeroes | 1 | 9 | 23 | 0 | 0 | 0 | 0 | 0 | 0 | 0 | 0 | 70 | 80 | 90 | 100 | 100 | 100 | 100 | 100 | 100 | 100 | 100 | 100 | 100 | 90 | 80 | 0 | DEER RTL Aut Yr Oc WeH
3441 | 9 | 23 | 0 | 0 | 0 | 0 | 0 | 0 | 0 | 0 | 1 | 1 | 1 | 1 | 1 | 1 | 1 | 1 | 1 | 1 | 1 | 1 | 1 | 1 | 0.21053 | 0 | ; | DEER RTL Aut Yr Lt Wd |  |  |  |  | 3441 | 5 | 100 | 1 | DEER-RTL-Aut-Yr-Lt-Wd | 0 | Cst-Zeroes | 0 | Cst-Zeroes | 1 | 9 | 23 | 5 | 5 | 5 | 5 | 5 | 5 | 5 | 5 | 100 | 100 | 100 | 100 | 100 | 100 | 100 | 100 | 100 | 100 | 100 | 100 | 100 | 100 | 25 | 5 | DEER RTL Aut Yr Lt Wd
3442 | 9 | 23 | 0 | 0 | 0 | 0 | 0 | 0 | 0 | 0 | 1 | 1 | 1 | 1 | 1 | 1 | 1 | 1 | 1 | 1 | 1 | 1 | 1 | 1 | 0.21053 | 0 | ; | DEER RTL Aut Yr Lt WeH |  |  |  |  | 3442 | 5 | 100 | 1 | DEER-RTL-Aut-Yr-Lt-WeH | 0 | Cst-Zeroes | 0 | Cst-Zeroes | 1 | 9 | 23 | 5 | 5 | 5 | 5 | 5 | 5 | 5 | 5 | 100 | 100 | 100 | 100 | 100 | 100 | 100 | 100 | 100 | 100 | 100 | 100 | 100 | 100 | 25 | 5 | DEER RTL Aut Yr Lt WeH
3443 | 9 | 23 | 0 | 0 | 0 | 0 | 0 | 0 | 0 | 0 | 1 | 1 | 1 | 1 | 1 | 1 | 1 | 1 | 1 | 1 | 1 | 1 | 1 | 1 | 0.21053 | 0 | ; | DEER RTL Aut Yr Eq Wd |  |  |  |  | 3443 | 5 | 100 | 1 | DEER-RTL-Aut-Yr-Eq-Wd | 0 | Cst-Zeroes | 0 | Cst-Zeroes | 1 | 9 | 23 | 5 | 5 | 5 | 5 | 5 | 5 | 5 | 5 | 100 | 100 | 100 | 100 | 100 | 100 | 100 | 100 | 100 | 100 | 100 | 100 | 100 | 100 | 25 | 5 | DEER RTL Aut Yr Eq Wd
3444 | 9 | 23 | 0 | 0 | 0 | 0 | 0 | 0 | 0 | 0 | 1 | 1 | 1 | 1 | 1 | 1 | 1 | 1 | 1 | 1 | 1 | 1 | 1 | 1 | 0.21053 | 0 | ; | DEER RTL Aut Yr Eq WeH |  |  |  |  | 3444 | 5 | 100 | 1 | DEER-RTL-Aut-Yr-Eq-WeH | 0 | Cst-Zeroes | 0 | Cst-Zeroes | 1 | 9 | 23 | 5 | 5 | 5 | 5 | 5 | 5 | 5 | 5 | 100 | 100 | 100 | 100 | 100 | 100 | 100 | 100 | 100 | 100 | 100 | 100 | 100 | 100 | 25 | 5 | DEER RTL Aut Yr Eq WeH
3445 | 9 | 18 | 0 | 0 | 0 | 0 | 0 | 0 | 0 | 0 | 0.66667 | 1 | 1 | 1 | 1 | 1 | 1 | 1 | 1 | 0.66667 | 0 | 0 | 0 | 0 | 0 | 0 | ; | DEER RTL Off Yr Oc Wd |  |  |  |  | 3445 | 0 | 75 | 1 | DEER-RTL-Off-Yr-Oc-Wd | 0 | Cst-Zeroes | 0 | Cst-Zeroes | 1 | 9 | 18 | 0 | 0 | 0 | 0 | 0 | 0 | 0 | 0 | 50 | 75 | 75 | 75 | 75 | 75 | 75 | 75 | 75 | 50 | 0 | 0 | 0 | 0 | 0 | 0 | DEER RTL Off Yr Oc Wd
3446 | 9 | 18 | 0 | 0 | 0 | 0 | 0 | 0 | 0 | 0 | 0.1 | 1 | 1 | 1 | 1 | 1 | 1 | 1 | 1 | 0.6 | 0 | 0 | 0 | 0 | 0 | 0 | ; | DEER RTL Off Yr Oc Sa |  |  |  |  | 3446 | 0 | 50 | 1 | DEER-RTL-Off-Yr-Oc-Sa | 0 | Cst-Zeroes | 0 | Cst-Zeroes | 1 | 9 | 18 | 0 | 0 | 0 | 0 | 0 | 0 | 0 | 0 | 5 | 50 | 50 | 50 | 50 | 50 | 50 | 50 | 50 | 30 | 0 | 0 | 0 | 0 | 0 | 0 | DEER RTL Off Yr Oc Sa
3447 | 9 | 12 | 0 | 0 | 0 | 0 | 0 | 0 | 0.33333 | 0.33333 | 0.33333 | 1 | 1 | 0.33333 | 0.33333 | 0 | 0 | 0 | 0 | 0 | 0 | 0 | 0 | 0 | 0 | 0 | ; | DEER RTL Off Yr Oc SuH |  |  |  |  | 3447 | 0 | 15 | 1 | DEER-RTL-Off-Yr-Oc-SuH | 0 | Cst-Zeroes | 0 | Cst-Zeroes | 1 | 9 | 12 | 0 | 0 | 0 | 0 | 0 | 0 | 5 | 5 | 5 | 15 | 15 | 5 | 5 | 0 | 0 | 0 | 0 | 0 | 0 | 0 | 0 | 0 | 0 | 0 | DEER RTL Off Yr Oc SuH
3448 | 9 | 18 | 0 | 0 | 0 | 0 | 0 | 0 | 0 | 0.052632 | 1 | 1 | 1 | 1 | 1 | 1 | 1 | 1 | 1 | 1 | 0 | 0 | 0 | 0 | 0 | 0 | ; | DEER RTL Off Yr Lt Wd |  |  |  |  | 3448 | 5 | 100 | 1 | DEER-RTL-Off-Yr-Lt-Wd | 0 | Cst-Zeroes | 0 | Cst-Zeroes | 1 | 9 | 18 | 5 | 5 | 5 | 5 | 5 | 5 | 5 | 10 | 100 | 100 | 100 | 100 | 100 | 100 | 100 | 100 | 100 | 100 | 5 | 5 | 5 | 5 | 5 | 5 | DEER RTL Off Yr Lt Wd
3449 | 9 | 18 | 0.055556 | 0.055556 | 0.055556 | 0.055556 | 0.055556 | 0.055556 | 0.055556 | 0.055556 | 0.55556 | 1 | 1 | 1 | 1 | 1 | 1 | 1 | 1 | 1 | 0.11111 | 0 | 0 | 0 | 0 | 0 | ; | DEER RTL Off Yr Lt Sa |  |  |  |  | 3449 | 0 | 90 | 1 | DEER-RTL-Off-Yr-Lt-Sa | 0 | Cst-Zeroes | 0 | Cst-Zeroes | 1 | 9 | 18 | 5 | 5 | 5 | 5 | 5 | 5 | 5 | 5 | 50 | 90 | 90 | 90 | 90 | 90 | 90 | 90 | 90 | 90 | 10 | 0 | 0 | 0 | 0 | 0 | DEER RTL Off Yr Lt Sa
3450 | 9 | 13 | 0 | 0 | 0 | 0 | 0 | 0 | 0 | 0 | 0.11111 | 1 | 1 | 0.11111 | 0.11111 | 0 | 0 | 0 | 0 | 0 | 0 | 0 | 0 | 0 | 0 | 0 | ; | DEER RTL Off Yr Lt SuH |  |  |  |  | 3450 | 5 | 50 | 1 | DEER-RTL-Off-Yr-Lt-SuH | 0 | Cst-Zeroes | 0 | Cst-Zeroes | 1 | 9 | 13 | 5 | 5 | 5 | 5 | 5 | 5 | 5 | 5 | 10 | 50 | 50 | 10 | 10 | 5 | 5 | 5 | 5 | 5 | 5 | 5 | 5 | 5 | 5 | 5 | DEER RTL Off Yr Lt SuH
3451 | 9 | 18 | 0 | 0 | 0 | 0 | 0 | 0 | 0 | 0 | 0.5 | 1 | 1 | 1 | 1 | 1 | 1 | 1 | 1 | 1 | 0 | 0 | 0 | 0 | 0 | 0 | ; | DEER RTL Off Yr Eq Wd |  |  |  |  | 3451 | 0 | 100 | 1 | DEER-RTL-Off-Yr-Eq-Wd | 0 | Cst-Zeroes | 0 | Cst-Zeroes | 1 | 9 | 18 | 0 | 0 | 0 | 0 | 0 | 0 | 0 | 0 | 50 | 100 | 100 | 100 | 100 | 100 | 100 | 100 | 100 | 100 | 0 | 0 | 0 | 0 | 0 | 0 | DEER RTL Off Yr Eq Wd
3452 | 9 | 18 | 0 | 0 | 0 | 0 | 0 | 0 | 0 | 0 | 0.66667 | 1 | 1 | 1 | 1 | 1 | 1 | 1 | 1 | 1 | 0 | 0 | 0 | 0 | 0 | 0 | ; | DEER RTL Off Yr Eq Sa |  |  |  |  | 3452 | 0 | 75 | 1 | DEER-RTL-Off-Yr-Eq-Sa | 0 | Cst-Zeroes | 0 | Cst-Zeroes | 1 | 9 | 18 | 0 | 0 | 0 | 0 | 0 | 0 | 0 | 0 | 50 | 75 | 75 | 75 | 75 | 75 | 75 | 75 | 75 | 75 | 0 | 0 | 0 | 0 | 0 | 0 | DEER RTL Off Yr Eq Sa
3453 | 9 | 18 | 0 | 0 | 0 | 0 | 0 | 0 | 0 | 0 | 0 | 0 | 0 | 0 | 0 | 0 | 0 | 0 | 0 | 0 | 0 | 0 | 0 | 0 | 0 | 0 | ; | DEER RTL Off Yr Eq SuH |  |  |  |  | 3453 | 0 | 0 | 1 | DEER-RTL-Off-Yr-Eq-SuH | 0 | Cst-Zeroes | 0 | Cst-Zeroes | 1 | 9 | 18 | 0 | 0 | 0 | 0 | 0 | 0 | 0 | 0 | 0 | 0 | 0 | 0 | 0 | 0 | 0 | 0 | 0 | 0 | 0 | 0 | 0 | 0 | 0 | 0 | DEER RTL Off Yr Eq SuH
3454 | 9 | 17 | 0 | 0 | 0 | 0 | 0 | 0 | 0 | 0 | 1 | 1 | 1 | 1 | 1 | 1 | 1 | 1 | 1 | 0 | 0 | 0 | 0 | 0 | 0 | 0 | ; | DEER RTL Str Yr Oc Wd |  |  |  |  | 3454 | 0 | 60 | 1 | DEER-RTL-Str-Yr-Oc-Wd | 0 | Cst-Zeroes | 0 | Cst-Zeroes | 1 | 9 | 17 | 0 | 0 | 0 | 0 | 0 | 0 | 0 | 0 | 60 | 60 | 60 | 60 | 60 | 60 | 60 | 60 | 60 | 0 | 0 | 0 | 0 | 0 | 0 | 0 | DEER RTL Str Yr Oc Wd
3455 | 9 | 17 | 0 | 0 | 0 | 0 | 0 | 0 | 0 | 0 | 1 | 1 | 1 | 1 | 1 | 1 | 1 | 1 | 1 | 0 | 0 | 0 | 0 | 0 | 0 | 0 | ; | DEER RTL Str Yr Oc WeH |  |  |  |  | 3455 | 0 | 60 | 1 | DEER-RTL-Str-Yr-Oc-WeH | 0 | Cst-Zeroes | 0 | Cst-Zeroes | 1 | 9 | 17 | 0 | 0 | 0 | 0 | 0 | 0 | 0 | 0 | 60 | 60 | 60 | 60 | 60 | 60 | 60 | 60 | 60 | 0 | 0 | 0 | 0 | 0 | 0 | 0 | DEER RTL Str Yr Oc WeH
3456 | 9 | 22 | 0 | 0 | 0 | 0 | 0 | 0 | 0 | 0 | 1 | 1 | 1 | 1 | 1 | 1 | 1 | 1 | 1 | 1 | 1 | 1 | 1 | 1 | 0 | 0 | ; | DEER RTL Str Yr Lt Wd |  |  |  |  | 3456 | 5 | 100 | 1 | DEER-RTL-Str-Yr-Lt-Wd | 0 | Cst-Zeroes | 0 | Cst-Zeroes | 1 | 9 | 22 | 5 | 5 | 5 | 5 | 5 | 5 | 5 | 5 | 100 | 100 | 100 | 100 | 100 | 100 | 100 | 100 | 100 | 100 | 100 | 100 | 100 | 100 | 5 | 5 | DEER RTL Str Yr Lt Wd
3457 | 9 | 22 | 0 | 0 | 0 | 0 | 0 | 0 | 0 | 0 | 1 | 1 | 1 | 1 | 1 | 1 | 1 | 1 | 1 | 1 | 1 | 1 | 1 | 1 | 0 | 0 | ; | DEER RTL Str Yr Lt WeH |  |  |  |  | 3457 | 5 | 100 | 1 | DEER-RTL-Str-Yr-Lt-WeH | 0 | Cst-Zeroes | 0 | Cst-Zeroes | 1 | 9 | 22 | 5 | 5 | 5 | 5 | 5 | 5 | 5 | 5 | 100 | 100 | 100 | 100 | 100 | 100 | 100 | 100 | 100 | 100 | 100 | 100 | 100 | 100 | 5 | 5 | DEER RTL Str Yr Lt WeH
3458 | 9 | 22 | 0 | 0 | 0 | 0 | 0 | 0 | 0 | 0 | 1 | 1 | 1 | 1 | 1 | 1 | 1 | 1 | 1 | 1 | 1 | 1 | 1 | 1 | 0 | 0 | ; | DEER RTL Str Yr Eq Wd |  |  |  |  | 3458 | 0 | 100 | 1 | DEER-RTL-Str-Yr-Eq-Wd | 0 | Cst-Zeroes | 0 | Cst-Zeroes | 1 | 9 | 22 | 0 | 0 | 0 | 0 | 0 | 0 | 0 | 0 | 100 | 100 | 100 | 100 | 100 | 100 | 100 | 100 | 100 | 100 | 100 | 100 | 100 | 100 | 0 | 0 | DEER RTL Str Yr Eq Wd
3459 | 9 | 22 | 0 | 0 | 0 | 0 | 0 | 0 | 0 | 0 | 1 | 1 | 1 | 1 | 1 | 1 | 1 | 1 | 1 | 1 | 1 | 1 | 1 | 1 | 0 | 0 | ; | DEER RTL Str Yr Eq WeH |  |  |  |  | 3459 | 0 | 100 | 1 | DEER-RTL-Str-Yr-Eq-WeH | 0 | Cst-Zeroes | 0 | Cst-Zeroes | 1 | 9 | 22 | 0 | 0 | 0 | 0 | 0 | 0 | 0 | 0 | 100 | 100 | 100 | 100 | 100 | 100 | 100 | 100 | 100 | 100 | 100 | 100 | 100 | 100 | 0 | 0 | DEER RTL Str Yr Eq WeH
3460 | 7 | 22 | 0 | 0 | 0 | 0 | 0 | 0 | 0.33333 | 1 | 1 | 0.44444 | 0.33333 | 0.11111 | 0.11111 | 0.11111 | 0.11111 | 0.11111 | 0.33333 | 0.55556 | 0.77778 | 0.55556 | 0.44444 | 0.33333 | 0.11111 | 0 | ; | DEER RTL Yr DHW Wd |  |  |  |  | 3460 | 5 | 50 | 1 | DEER-RTL-Yr-DHW-Wd | 0 | Cst-Zeroes | 0 | Cst-Zeroes | 1 | 7 | 22 | 5 | 5 | 5 | 5 | 5 | 5 | 20 | 50 | 50 | 25 | 20 | 10 | 10 | 10 | 10 | 10 | 20 | 30 | 40 | 30 | 25 | 20 | 10 | 5 | DEER RTL Yr DHW Wd
3461 | 7 | 22 | 0 | 0 | 0 | 0 | 0 | 0 | 0.33333 | 1 | 1 | 0.44444 | 0.33333 | 0.11111 | 0.11111 | 0.11111 | 0.11111 | 0.11111 | 0.33333 | 0.55556 | 0.77778 | 0.55556 | 0.44444 | 0.33333 | 0.11111 | 0 | ; | DEER RTL Yr DHW WeH |  |  |  |  | 3461 | 5 | 50 | 1 | DEER-RTL-Yr-DHW-WeH | 0 | Cst-Zeroes | 0 | Cst-Zeroes | 1 | 7 | 22 | 5 | 5 | 5 | 5 | 5 | 5 | 20 | 50 | 50 | 25 | 20 | 10 | 10 | 10 | 10 | 10 | 20 | 30 | 40 | 30 | 25 | 20 | 10 | 5 | DEER RTL Yr DHW WeH
3462 | 10 | 20 | 0 | 0 | 0 | 0 | 0 | 0 | 0 | 0 | 0.083333 | 0.33333 | 1 | 1 | 1 | 1 | 1 | 1 | 1 | 1 | 1 | 1 | 0.083333 | 0 | 0 | 0 | ; | DEER RTS All Yr Oc Wd |  |  |  |  | 3462 | 0 | 60 | 1 | DEER-RTS-All-Yr-Oc-Wd | 0 | Cst-Zeroes | 0 | Cst-Zeroes | 1 | 10 | 20 | 0 | 0 | 0 | 0 | 0 | 0 | 0 | 0 | 5 | 20 | 60 | 60 | 60 | 60 | 60 | 60 | 60 | 60 | 60 | 60 | 5 | 0 | 0 | 0 | DEER RTS All Yr Oc Wd
3463 | 10 | 20 | 0 | 0 | 0 | 0 | 0 | 0 | 0 | 0 | 0.055556 | 0.11111 | 0.77778 | 0.44444 | 0.77778 | 0.77778 | 1 | 1 | 1 | 0.88889 | 0.77778 | 0.72222 | 0 | 0 | 0 | 0 | ; | DEER RTS All Yr Oc Sa |  |  |  |  | 3463 | 0 | 90 | 1 | DEER-RTS-All-Yr-Oc-Sa | 0 | Cst-Zeroes | 0 | Cst-Zeroes | 1 | 10 | 20 | 0 | 0 | 0 | 0 | 0 | 0 | 0 | 0 | 5 | 10 | 70 | 40 | 70 | 70 | 90 | 90 | 90 | 80 | 70 | 65 | 0 | 0 | 0 | 0 | DEER RTS All Yr Oc Sa
3464 | 11 | 18 | 0 | 0 | 0 | 0 | 0 | 0 | 0 | 0 | 0 | 0.052632 | 0.42105 | 0.73684 | 0.94737 | 1 | 1 | 0.94737 | 0.73684 | 0.31579 | 0.10526 | 0.052632 | 0 | 0 | 0 | 0 | ; | DEER RTS All Yr Oc SuH |  |  |  |  | 3464 | 0 | 95 | 1 | DEER-RTS-All-Yr-Oc-SuH | 0 | Cst-Zeroes | 0 | Cst-Zeroes | 1 | 11 | 18 | 0 | 0 | 0 | 0 | 0 | 0 | 0 | 0 | 0 | 5 | 40 | 70 | 90 | 95 | 95 | 90 | 70 | 30 | 10 | 5 | 0 | 0 | 0 | 0 | DEER RTS All Yr Oc SuH
3465 | 9 | 20 | 0 | 0 | 0 | 0 | 0 | 0 | 0 | 0 | 0.17647 | 1 | 1 | 1 | 1 | 1 | 1 | 1 | 1 | 0.88235 | 0.76471 | 0.76471 | 0.17647 | 0 | 0 | 0 | ; | DEER RTS All Yr Lt Wd |  |  |  |  | 3465 | 5 | 90 | 1 | DEER-RTS-All-Yr-Lt-Wd | 0 | Cst-Zeroes | 0 | Cst-Zeroes | 1 | 9 | 20 | 5 | 5 | 5 | 5 | 5 | 5 | 5 | 5 | 20 | 90 | 90 | 90 | 90 | 90 | 90 | 90 | 90 | 80 | 70 | 70 | 20 | 5 | 5 | 5 | DEER RTS All Yr Lt Wd
3466 | 9 | 20 | 0 | 0 | 0 | 0 | 0 | 0 | 0 | 0 | 0.17647 | 1 | 1 | 1 | 1 | 1 | 1 | 1 | 1 | 0.76471 | 0.52941 | 0.58824 | 0 | 0 | 0 | 0 | ; | DEER RTS All Yr Lt Sa |  |  |  |  | 3466 | 5 | 90 | 1 | DEER-RTS-All-Yr-Lt-Sa | 0 | Cst-Zeroes | 0 | Cst-Zeroes | 1 | 9 | 20 | 5 | 5 | 5 | 5 | 5 | 5 | 5 | 5 | 20 | 90 | 90 | 90 | 90 | 90 | 90 | 90 | 90 | 70 | 50 | 55 | 5 | 5 | 5 | 5 | DEER RTS All Yr Lt Sa
3467 | 10 | 20 | 0 | 0 | 0 | 0 | 0 | 0 | 0 | 0 | 0 | 0.29412 | 0.76471 | 1 | 1 | 1 | 1 | 1 | 0.88235 | 0.52941 | 0.29412 | 0.17647 | 0 | 0 | 0 | 0 | ; | DEER RTS All Yr Lt SuH |  |  |  |  | 3467 | 5 | 90 | 1 | DEER-RTS-All-Yr-Lt-SuH | 0 | Cst-Zeroes | 0 | Cst-Zeroes | 1 | 10 | 20 | 5 | 5 | 5 | 5 | 5 | 5 | 5 | 5 | 5 | 30 | 70 | 90 | 90 | 90 | 90 | 90 | 80 | 50 | 30 | 20 | 5 | 5 | 5 | 5 | DEER RTS All Yr Lt SuH
3468 | 9 | 20 | 0 | 0 | 0 | 0 | 0 | 0 | 0 | 0 | 0.17647 | 1 | 1 | 1 | 1 | 1 | 1 | 1 | 1 | 0.88235 | 0.76471 | 0.76471 | 0.17647 | 0 | 0 | 0 | ; | DEER RTS All Yr Eq Wd |  |  |  |  | 3468 | 5 | 90 | 1 | DEER-RTS-All-Yr-Eq-Wd | 0 | Cst-Zeroes | 0 | Cst-Zeroes | 1 | 9 | 20 | 5 | 5 | 5 | 5 | 5 | 5 | 5 | 5 | 20 | 90 | 90 | 90 | 90 | 90 | 90 | 90 | 90 | 80 | 70 | 70 | 20 | 5 | 5 | 5 | DEER RTS All Yr Eq Wd
3469 | 9 | 20 | 0 | 0 | 0 | 0 | 0 | 0 | 0 | 0 | 0.17647 | 1 | 1 | 1 | 1 | 1 | 1 | 1 | 1 | 0.76471 | 0.52941 | 0.58824 | 0 | 0 | 0 | 0 | ; | DEER RTS All Yr Eq Sa |  |  |  |  | 3469 | 5 | 90 | 1 | DEER-RTS-All-Yr-Eq-Sa | 0 | Cst-Zeroes | 0 | Cst-Zeroes | 1 | 9 | 20 | 5 | 5 | 5 | 5 | 5 | 5 | 5 | 5 | 20 | 90 | 90 | 90 | 90 | 90 | 90 | 90 | 90 | 70 | 50 | 55 | 5 | 5 | 5 | 5 | DEER RTS All Yr Eq Sa
3470 | 10 | 20 | 0 | 0 | 0 | 0 | 0 | 0 | 0 | 0 | 0 | 0.29412 | 0.76471 | 1 | 1 | 1 | 1 | 1 | 0.88235 | 0.52941 | 0.29412 | 0.17647 | 0 | 0 | 0 | 0 | ; | DEER RTS All Yr Eq SuH |  |  |  |  | 3470 | 5 | 90 | 1 | DEER-RTS-All-Yr-Eq-SuH | 0 | Cst-Zeroes | 0 | Cst-Zeroes | 1 | 10 | 20 | 5 | 5 | 5 | 5 | 5 | 5 | 5 | 5 | 5 | 30 | 70 | 90 | 90 | 90 | 90 | 90 | 80 | 50 | 30 | 20 | 5 | 5 | 5 | 5 | DEER RTS All Yr Eq SuH
3471 | 10 | 20 | 0 | 0 | 0 | 0 | 0 | 0 | 0 | 0 | 0.083333 | 0.33333 | 1 | 1 | 1 | 1 | 1 | 1 | 1 | 1 | 1 | 1 | 0.083333 | 0 | 0 | 0 | ; | DEER RTS Yr DHW Wd |  |  |  |  | 3471 | 0 | 60 | 1 | DEER-RTS-Yr-DHW-Wd | 0 | Cst-Zeroes | 0 | Cst-Zeroes | 1 | 10 | 20 | 0 | 0 | 0 | 0 | 0 | 0 | 0 | 0 | 5 | 20 | 60 | 60 | 60 | 60 | 60 | 60 | 60 | 60 | 60 | 60 | 5 | 0 | 0 | 0 | DEER RTS Yr DHW Wd
3472 | 11 | 20 | 0 | 0 | 0 | 0 | 0 | 0 | 0 | 0 | 0.055556 | 0.11111 | 0.77778 | 0.44444 | 0.77778 | 0.77778 | 1 | 1 | 1 | 0.88889 | 0.77778 | 0.72222 | 0 | 0 | 0 | 0 | ; | DEER RTS Yr DHW Sa |  |  |  |  | 3472 | 0 | 90 | 1 | DEER-RTS-Yr-DHW-Sa | 0 | Cst-Zeroes | 0 | Cst-Zeroes | 1 | 11 | 20 | 0 | 0 | 0 | 0 | 0 | 0 | 0 | 0 | 5 | 10 | 70 | 40 | 70 | 70 | 90 | 90 | 90 | 80 | 70 | 65 | 0 | 0 | 0 | 0 | DEER RTS Yr DHW Sa
3473 | 11 | 18 | 0 | 0 | 0 | 0 | 0 | 0 | 0 | 0 | 0 | 0.052632 | 0.42105 | 0.73684 | 0.94737 | 1 | 1 | 0.94737 | 0.73684 | 0.31579 | 0.10526 | 0.052632 | 0 | 0 | 0 | 0 | ; | DEER RTS Yr DHW SuH |  |  |  |  | 3473 | 0 | 95 | 1 | DEER-RTS-Yr-DHW-SuH | 0 | Cst-Zeroes | 0 | Cst-Zeroes | 1 | 11 | 18 | 0 | 0 | 0 | 0 | 0 | 0 | 0 | 0 | 0 | 5 | 40 | 70 | 90 | 95 | 95 | 90 | 70 | 30 | 10 | 5 | 0 | 0 | 0 | 0 | DEER RTS Yr DHW SuH
3474 | 7 | 18 | 0 | 0 | 0 | 0 | 0 | 0 | 0.5 | 1 | 1 | 1 | 1 | 1 | 1 | 1 | 1 | 1 | 1 | 0.5 | 0 | 0 | 0 | 0 | 0 | 0 | ; | DEER SCN All Yr Oc Wd |  |  |  |  | 3474 | 0 | 80 | 1 | DEER-SCN-All-Yr-Oc-Wd | 0 | Cst-Zeroes | 0 | Cst-Zeroes | 1 | 7 | 18 | 0 | 0 | 0 | 0 | 0 | 0 | 40 | 80 | 80 | 80 | 80 | 80 | 80 | 80 | 80 | 80 | 80 | 40 | 0 | 0 | 0 | 0 | 0 | 0 | DEER SCN All Yr Oc Wd
3475 | 7 | 18 | 0 | 0 | 0 | 0 | 0 | 0 | 1 | 1 | 1 | 1 | 1 | 1 | 1 | 1 | 1 | 1 | 1 | 1 | 0 | 0 | 0 | 0 | 0 | 0 | ; | DEER SCN All Yr Lt Wd |  |  |  |  | 3475 | 5 | 100 | 1 | DEER-SCN-All-Yr-Lt-Wd | 0 | Cst-Zeroes | 0 | Cst-Zeroes | 1 | 7 | 18 | 5 | 5 | 5 | 5 | 5 | 5 | 100 | 100 | 100 | 100 | 100 | 100 | 100 | 100 | 100 | 100 | 100 | 100 | 5 | 5 | 5 | 5 | 5 | 5 | DEER SCN All Yr Lt Wd
3476 | 7 | 18 | 0 | 0 | 0 | 0 | 0 | 0 | 0.26316 | 1 | 1 | 1 | 1 | 1 | 1 | 1 | 1 | 1 | 1 | 0.47368 | 0 | 0 | 0 | 0 | 0 | 0 | ; | DEER SCN All Yr Eq Wd |  |  |  |  | 3476 | 5 | 100 | 1 | DEER-SCN-All-Yr-Eq-Wd | 0 | Cst-Zeroes | 0 | Cst-Zeroes | 1 | 7 | 18 | 5 | 5 | 5 | 5 | 5 | 5 | 30 | 100 | 100 | 100 | 100 | 100 | 100 | 100 | 100 | 100 | 100 | 50 | 5 | 5 | 5 | 5 | 5 | 5 | DEER SCN All Yr Eq Wd
3477 | 7 | 18 | 0 | 0 | 0 | 0 | 0 | 0 | 0.5 | 1 | 1 | 1 | 1 | 1 | 1 | 1 | 1 | 1 | 1 | 0.5 | 0 | 0 | 0 | 0 | 0 | 0 | ; | DEER SCN Yr DHW Wd |  |  |  |  | 3477 | 0 | 80 | 1 | DEER-SCN-Yr-DHW-Wd | 0 | Cst-Zeroes | 0 | Cst-Zeroes | 1 | 7 | 18 | 0 | 0 | 0 | 0 | 0 | 0 | 40 | 80 | 80 | 80 | 80 | 80 | 80 | 80 | 80 | 80 | 80 | 40 | 0 | 0 | 0 | 0 | 0 | 0 | DEER SCN Yr DHW Wd
3478 | 7 | 18 | 0 | 0 | 0 | 0 | 0 | 0 | 0.5 | 1 | 1 | 1 | 1 | 1 | 1 | 1 | 1 | 1 | 1 | 0.5 | 0 | 0 | 0 | 0 | 0 | 0 | ; | DEER SUN All Yr Oc Wd |  |  |  |  | 3478 | 0 | 80 | 1 | DEER-SUN-All-Yr-Oc-Wd | 0 | Cst-Zeroes | 0 | Cst-Zeroes | 1 | 7 | 18 | 0 | 0 | 0 | 0 | 0 | 0 | 40 | 80 | 80 | 80 | 80 | 80 | 80 | 80 | 80 | 80 | 80 | 40 | 0 | 0 | 0 | 0 | 0 | 0 | DEER SUN All Yr Oc Wd
3479 | 7 | 18 | 0 | 0 | 0 | 0 | 0 | 0 | 1 | 1 | 1 | 1 | 1 | 1 | 1 | 1 | 1 | 1 | 1 | 1 | 0 | 0 | 0 | 0 | 0 | 0 | ; | DEER SUN All Yr Lt Wd |  |  |  |  | 3479 | 5 | 100 | 1 | DEER-SUN-All-Yr-Lt-Wd | 0 | Cst-Zeroes | 0 | Cst-Zeroes | 1 | 7 | 18 | 5 | 5 | 5 | 5 | 5 | 5 | 100 | 100 | 100 | 100 | 100 | 100 | 100 | 100 | 100 | 100 | 100 | 100 | 5 | 5 | 5 | 5 | 5 | 5 | DEER SUN All Yr Lt Wd
3480 | 7 | 18 | 0 | 0 | 0 | 0 | 0 | 0 | 0.26316 | 1 | 1 | 1 | 1 | 1 | 1 | 1 | 1 | 1 | 1 | 0.47368 | 0 | 0 | 0 | 0 | 0 | 0 | ; | DEER SUN All Yr Eq Wd |  |  |  |  | 3480 | 5 | 100 | 1 | DEER-SUN-All-Yr-Eq-Wd | 0 | Cst-Zeroes | 0 | Cst-Zeroes | 1 | 7 | 18 | 5 | 5 | 5 | 5 | 5 | 5 | 30 | 100 | 100 | 100 | 100 | 100 | 100 | 100 | 100 | 100 | 100 | 50 | 5 | 5 | 5 | 5 | 5 | 5 | DEER SUN All Yr Eq Wd
3481 | 7 | 18 | 0 | 0 | 0 | 0 | 0 | 0 | 0.5 | 1 | 1 | 1 | 1 | 1 | 1 | 1 | 1 | 1 | 1 | 0.5 | 0 | 0 | 0 | 0 | 0 | 0 | ; | DEER SUN Yr DHW Wd |  |  |  |  | 3481 | 0 | 80 | 1 | DEER-SUN-Yr-DHW-Wd | 0 | Cst-Zeroes | 0 | Cst-Zeroes | 1 | 7 | 18 | 0 | 0 | 0 | 0 | 0 | 0 | 40 | 80 | 80 | 80 | 80 | 80 | 80 | 80 | 80 | 80 | 80 | 40 | 0 | 0 | 0 | 0 | 0 | 0 | DEER SUN Yr DHW Wd
3482 | 10 | 21 | 0 | 0 | 0 | 0 | 0 | 0 | 0.028571 | 0.057143 | 0.17143 | 0.4 | 0.62857 | 0.64286 | 0.7 | 0.74286 | 0.78571 | 0.85714 | 1 | 0.97143 | 0.77143 | 0.45714 | 0.28571 | 0.028571 | 0 | 0 | ; | DEER GRO Sal Yr Oc Wd |  |  |  |  | 3482 | 0 | 70 | 1 | DEER-GRO-Sal-Yr-Oc-Wd | 0 | Cst-Zeroes | 0 | Cst-Zeroes | 1 | 10 | 21 | 0 | 0 | 0 | 0 | 0 | 0 | 2 | 4 | 12 | 28 | 44 | 45 | 49 | 52 | 55 | 60 | 70 | 68 | 54 | 32 | 20 | 2 | 0 | 0 | DEER GRO Sal Yr Oc Wd
3483 | 10 | 21 | 0 | 0 | 0 | 0 | 0 | 0 | 0.028571 | 0.057143 | 0.17143 | 0.4 | 0.62857 | 0.64286 | 0.7 | 0.74286 | 0.78571 | 0.85714 | 1 | 0.97143 | 0.77143 | 0.45714 | 0.28571 | 0.028571 | 0 | 0 | ; | DEER GRO Sal Yr Oc WeH |  |  |  |  | 3483 | 0 | 70 | 1 | DEER-GRO-Sal-Yr-Oc-WeH | 0 | Cst-Zeroes | 0 | Cst-Zeroes | 1 | 10 | 21 | 0 | 0 | 0 | 0 | 0 | 0 | 2 | 4 | 12 | 28 | 44 | 45 | 49 | 52 | 55 | 60 | 70 | 68 | 54 | 32 | 20 | 2 | 0 | 0 | DEER GRO Sal Yr Oc WeH
3484 | 7 | 22 | 0 | 0 | 0 | 0 | 0 | 0 | 1 | 1 | 1 | 1 | 1 | 1 | 1 | 1 | 1 | 1 | 1 | 1 | 1 | 1 | 1 | 1 | 0 | 0 | ; | DEER GRO Sal Yr Lt Wd |  |  |  |  | 3484 | 50 | 100 | 1 | DEER-GRO-Sal-Yr-Lt-Wd | 0 | Cst-Zeroes | 0 | Cst-Zeroes | 1 | 7 | 22 | 50 | 50 | 50 | 50 | 50 | 50 | 100 | 100 | 100 | 100 | 100 | 100 | 100 | 100 | 100 | 100 | 100 | 100 | 100 | 100 | 100 | 100 | 50 | 50 | DEER GRO Sal Yr Lt Wd
3485 | 7 | 22 | 0 | 0 | 0 | 0 | 0 | 0 | 1 | 1 | 1 | 1 | 1 | 1 | 1 | 1 | 1 | 1 | 1 | 1 | 1 | 1 | 1 | 1 | 0 | 0 | ; | DEER GRO Sal Yr Lt WeH |  |  |  |  | 3485 | 50 | 100 | 1 | DEER-GRO-Sal-Yr-Lt-WeH | 0 | Cst-Zeroes | 0 | Cst-Zeroes | 1 | 7 | 22 | 50 | 50 | 50 | 50 | 50 | 50 | 100 | 100 | 100 | 100 | 100 | 100 | 100 | 100 | 100 | 100 | 100 | 100 | 100 | 100 | 100 | 100 | 50 | 50 | DEER GRO Sal Yr Lt WeH
3486 | 1 | 18 | 1 | 1 | 1 | 1 | 1 | 1 | 1 | 1 | 1 | 1 | 1 | 1 | 1 | 1 | 1 | 1 | 1 | 1 | 0 | 0 | 0 | 0 | 0 | 0 | ; | DEER GRO Sal Yr Eq Wd |  |  |  |  | 3486 | 50 | 75 | 1 | DEER-GRO-Sal-Yr-Eq-Wd | 0 | Cst-Zeroes | 0 | Cst-Zeroes | 1 | 1 | 18 | 75 | 75 | 75 | 75 | 75 | 75 | 75 | 75 | 75 | 75 | 75 | 75 | 75 | 75 | 75 | 75 | 75 | 75 | 50 | 50 | 50 | 50 | 50 | 50 | DEER GRO Sal Yr Eq Wd
3487 | 1 | 18 | 1 | 1 | 1 | 1 | 1 | 1 | 1 | 1 | 1 | 1 | 1 | 1 | 1 | 1 | 1 | 1 | 1 | 1 | 0 | 0 | 0 | 0 | 0 | 0 | ; | DEER GRO Sal Yr Eq WeH |  |  |  |  | 3487 | 50 | 75 | 1 | DEER-GRO-Sal-Yr-Eq-WeH | 0 | Cst-Zeroes | 0 | Cst-Zeroes | 1 | 1 | 18 | 75 | 75 | 75 | 75 | 75 | 75 | 75 | 75 | 75 | 75 | 75 | 75 | 75 | 75 | 75 | 75 | 75 | 75 | 50 | 50 | 50 | 50 | 50 | 50 | DEER GRO Sal Yr Eq WeH
3488 | 9 | 21 | 0 | 0 | 0 | 0 | 0 | 0 | 0 | 0.029412 | 0.14706 | 0.38235 | 0.61765 | 0.63235 | 0.69118 | 0.73529 | 0.77941 | 0.85294 | 1 | 0.97059 | 0.76471 | 0.44118 | 0.26471 | 0 | 0 | 0 | ; | DEER GRO Sal Yr Inf All |  |  |  |  | 3488 | 3.4 | 119 | 1 | DEER-GRO-Sal-Yr-Inf-All | 0 | Cst-Zeroes | 0 | Cst-Zeroes | 1 | 9 | 21 | 3.4 | 3.4 | 3.4 | 3.4 | 3.4 | 3.4 | 3.4 | 6.8 | 20.4 | 47.6 | 74.8 | 76.5 | 83.3 | 88.4 | 93.5 | 102 | 119 | 115.6 | 91.8 | 54.4 | 34 | 3.4 | 3.4 | 3.4 | DEER GRO Sal Yr Inf All
3489 | 7 | 22 | 0 | 0 | 0 | 0 | 0 | 0 | 1 | 1 | 1 | 1 | 1 | 1 | 1 | 1 | 1 | 1 | 1 | 1 | 1 | 1 | 1 | 1 | 0 | 0 | ; | DEER GRO Stk Yr Oc Wd |  |  |  |  | 3489 | 50 | 100 | 1 | DEER-GRO-Stk-Yr-Oc-Wd | 0 | Cst-Zeroes | 0 | Cst-Zeroes | 1 | 7 | 22 | 50 | 50 | 50 | 50 | 50 | 50 | 100 | 100 | 100 | 100 | 100 | 100 | 100 | 100 | 100 | 100 | 100 | 100 | 100 | 100 | 100 | 100 | 50 | 50 | DEER GRO Stk Yr Oc Wd
3490 | 7 | 22 | 0 | 0 | 0 | 0 | 0 | 0 | 1 | 1 | 1 | 1 | 1 | 1 | 1 | 1 | 1 | 1 | 1 | 1 | 1 | 1 | 1 | 1 | 0 | 0 | ; | DEER GRO Stk Yr Oc WeH |  |  |  |  | 3490 | 50 | 100 | 1 | DEER-GRO-Stk-Yr-Oc-WeH | 0 | Cst-Zeroes | 0 | Cst-Zeroes | 1 | 7 | 22 | 50 | 50 | 50 | 50 | 50 | 50 | 100 | 100 | 100 | 100 | 100 | 100 | 100 | 100 | 100 | 100 | 100 | 100 | 100 | 100 | 100 | 100 | 50 | 50 | DEER GRO Stk Yr Oc WeH
3491 | 7 | 22 | 0 | 0 | 0 | 0 | 0 | 0 | 1 | 1 | 1 | 1 | 1 | 1 | 1 | 1 | 1 | 1 | 1 | 1 | 1 | 1 | 1 | 1 | 0 | 0 | ; | DEER GRO Stk Yr Lt Wd |  |  |  |  | 3491 | 50 | 100 | 1 | DEER-GRO-Stk-Yr-Lt-Wd | 0 | Cst-Zeroes | 0 | Cst-Zeroes | 1 | 7 | 22 | 50 | 50 | 50 | 50 | 50 | 50 | 100 | 100 | 100 | 100 | 100 | 100 | 100 | 100 | 100 | 100 | 100 | 100 | 100 | 100 | 100 | 100 | 50 | 50 | DEER GRO Stk Yr Lt Wd
3492 | 7 | 22 | 0 | 0 | 0 | 0 | 0 | 0 | 1 | 1 | 1 | 1 | 1 | 1 | 1 | 1 | 1 | 1 | 1 | 1 | 1 | 1 | 1 | 1 | 0 | 0 | ; | DEER GRO Stk Yr Lt WeH |  |  |  |  | 3492 | 50 | 100 | 1 | DEER-GRO-Stk-Yr-Lt-WeH | 0 | Cst-Zeroes | 0 | Cst-Zeroes | 1 | 7 | 22 | 50 | 50 | 50 | 50 | 50 | 50 | 100 | 100 | 100 | 100 | 100 | 100 | 100 | 100 | 100 | 100 | 100 | 100 | 100 | 100 | 100 | 100 | 50 | 50 | DEER GRO Stk Yr Lt WeH
3493 | 1 | 18 | 1 | 1 | 1 | 1 | 1 | 1 | 1 | 1 | 1 | 1 | 1 | 1 | 1 | 1 | 1 | 1 | 1 | 1 | 0 | 0 | 0 | 0 | 0 | 0 | ; | DEER GRO Stk Yr Eq Wd |  |  |  |  | 3493 | 50 | 75 | 1 | DEER-GRO-Stk-Yr-Eq-Wd | 0 | Cst-Zeroes | 0 | Cst-Zeroes | 1 | 1 | 18 | 75 | 75 | 75 | 75 | 75 | 75 | 75 | 75 | 75 | 75 | 75 | 75 | 75 | 75 | 75 | 75 | 75 | 75 | 50 | 50 | 50 | 50 | 50 | 50 | DEER GRO Stk Yr Eq Wd
3494 | 1 | 18 | 1 | 1 | 1 | 1 | 1 | 1 | 1 | 1 | 1 | 1 | 1 | 1 | 1 | 1 | 1 | 1 | 1 | 1 | 0 | 0 | 0 | 0 | 0 | 0 | ; | DEER GRO Stk Yr Eq WeH |  |  |  |  | 3494 | 50 | 75 | 1 | DEER-GRO-Stk-Yr-Eq-WeH | 0 | Cst-Zeroes | 0 | Cst-Zeroes | 1 | 1 | 18 | 75 | 75 | 75 | 75 | 75 | 75 | 75 | 75 | 75 | 75 | 75 | 75 | 75 | 75 | 75 | 75 | 75 | 75 | 50 | 50 | 50 | 50 | 50 | 50 | DEER GRO Stk Yr Eq WeH
3495 | 10 | 21 | 0 | 0 | 0 | 0 | 0 | 0 | 0 | 0.029412 | 0.14706 | 0.38235 | 0.61765 | 0.63235 | 0.69118 | 0.73529 | 0.77941 | 0.85294 | 1 | 0.97059 | 0.76471 | 0.44118 | 0.26471 | 0 | 0 | 0 | ; | DEER GRO Stk Yr Inf All |  |  |  |  | 3495 | 2 | 70 | 1 | DEER-GRO-Stk-Yr-Inf-All | 0 | Cst-Zeroes | 0 | Cst-Zeroes | 1 | 10 | 21 | 2 | 2 | 2 | 2 | 2 | 2 | 2 | 4 | 12 | 28 | 44 | 45 | 49 | 52 | 55 | 60 | 70 | 68 | 54 | 32 | 20 | 2 | 2 | 2 | DEER GRO Stk Yr Inf All
3496 | 10 | 21 | 0 | 0 | 0 | 0 | 0 | 0 | 0.028571 | 0.057143 | 0.17143 | 0.4 | 0.62857 | 0.64286 | 0.7 | 0.74286 | 0.78571 | 0.85714 | 1 | 0.97143 | 0.77143 | 0.45714 | 0.28571 | 0.028571 | 0 | 0 | ; | DEER GRO Adm Yr Oc Wd |  |  |  |  | 3496 | 0 | 70 | 1 | DEER-GRO-Adm-Yr-Oc-Wd | 0 | Cst-Zeroes | 0 | Cst-Zeroes | 1 | 10 | 21 | 0 | 0 | 0 | 0 | 0 | 0 | 2 | 4 | 12 | 28 | 44 | 45 | 49 | 52 | 55 | 60 | 70 | 68 | 54 | 32 | 20 | 2 | 0 | 0 | DEER GRO Adm Yr Oc Wd
3497 | 10 | 21 | 0 | 0 | 0 | 0 | 0 | 0 | 0.028571 | 0.057143 | 0.17143 | 0.4 | 0.62857 | 0.64286 | 0.7 | 0.74286 | 0.78571 | 0.85714 | 1 | 0.97143 | 0.77143 | 0.45714 | 0.28571 | 0.028571 | 0 | 0 | ; | DEER GRO Adm Yr Oc WeH |  |  |  |  | 3497 | 0 | 70 | 1 | DEER-GRO-Adm-Yr-Oc-WeH | 0 | Cst-Zeroes | 0 | Cst-Zeroes | 1 | 10 | 21 | 0 | 0 | 0 | 0 | 0 | 0 | 2 | 4 | 12 | 28 | 44 | 45 | 49 | 52 | 55 | 60 | 70 | 68 | 54 | 32 | 20 | 2 | 0 | 0 | DEER GRO Adm Yr Oc WeH
3498 | 7 | 22 | 0 | 0 | 0 | 0 | 0 | 0 | 1 | 1 | 1 | 1 | 1 | 1 | 1 | 1 | 1 | 1 | 1 | 1 | 1 | 1 | 1 | 1 | 0 | 0 | ; | DEER GRO Adm Yr Lt Wd |  |  |  |  | 3498 | 25 | 100 | 1 | DEER-GRO-Adm-Yr-Lt-Wd | 0 | Cst-Zeroes | 0 | Cst-Zeroes | 1 | 7 | 22 | 25 | 25 | 25 | 25 | 25 | 25 | 100 | 100 | 100 | 100 | 100 | 100 | 100 | 100 | 100 | 100 | 100 | 100 | 100 | 100 | 100 | 100 | 25 | 25 | DEER GRO Adm Yr Lt Wd
3499 | 7 | 22 | 0 | 0 | 0 | 0 | 0 | 0 | 1 | 1 | 1 | 1 | 1 | 1 | 1 | 1 | 1 | 1 | 1 | 1 | 1 | 1 | 1 | 1 | 0 | 0 | ; | DEER GRO Adm Yr Lt WeH |  |  |  |  | 3499 | 25 | 100 | 1 | DEER-GRO-Adm-Yr-Lt-WeH | 0 | Cst-Zeroes | 0 | Cst-Zeroes | 1 | 7 | 22 | 25 | 25 | 25 | 25 | 25 | 25 | 100 | 100 | 100 | 100 | 100 | 100 | 100 | 100 | 100 | 100 | 100 | 100 | 100 | 100 | 100 | 100 | 25 | 25 | DEER GRO Adm Yr Lt WeH
3500 | 1 | 18 | 1 | 1 | 1 | 1 | 1 | 1 | 1 | 1 | 1 | 1 | 1 | 1 | 1 | 1 | 1 | 1 | 1 | 1 | 0 | 0 | 0 | 0 | 0 | 0 | ; | DEER GRO Adm Yr Eq Wd |  |  |  |  | 3500 | 50 | 75 | 1 | DEER-GRO-Adm-Yr-Eq-Wd | 0 | Cst-Zeroes | 0 | Cst-Zeroes | 1 | 1 | 18 | 75 | 75 | 75 | 75 | 75 | 75 | 75 | 75 | 75 | 75 | 75 | 75 | 75 | 75 | 75 | 75 | 75 | 75 | 50 | 50 | 50 | 50 | 50 | 50 | DEER GRO Adm Yr Eq Wd
3501 | 1 | 18 | 1 | 1 | 1 | 1 | 1 | 1 | 1 | 1 | 1 | 1 | 1 | 1 | 1 | 1 | 1 | 1 | 1 | 1 | 0 | 0 | 0 | 0 | 0 | 0 | ; | DEER GRO Adm Yr Eq WeH |  |  |  |  | 3501 | 50 | 75 | 1 | DEER-GRO-Adm-Yr-Eq-WeH | 0 | Cst-Zeroes | 0 | Cst-Zeroes | 1 | 1 | 18 | 75 | 75 | 75 | 75 | 75 | 75 | 75 | 75 | 75 | 75 | 75 | 75 | 75 | 75 | 75 | 75 | 75 | 75 | 50 | 50 | 50 | 50 | 50 | 50 | DEER GRO Adm Yr Eq WeH
3502 | 8 | 21 | 0 | 0 | 0 | 0 | 0 | 0 | 0 | 0.029412 | 0.14706 | 0.38235 | 0.61765 | 0.63235 | 0.69118 | 0.73529 | 0.77941 | 0.85294 | 1 | 0.97059 | 0.76471 | 0.44118 | 0.26471 | 0 | 0 | 0 | ; | DEER GRO Adm Yr Inf All |  |  |  |  | 3502 | 15 | 525 | 1 | DEER-GRO-Adm-Yr-Inf-All | 0 | Cst-Zeroes | 0 | Cst-Zeroes | 1 | 8 | 21 | 15 | 15 | 15 | 15 | 15 | 15 | 15 | 30 | 90 | 210 | 330 | 337.5 | 367.5 | 390 | 412.5 | 450 | 525 | 510 | 405 | 240 | 150 | 15 | 15 | 15 | DEER GRO Adm Yr Inf All
3503 | -1 | -1 | 0 | 0 | 0 | 0 | 0 | 0 | 0 | 0 | 0 | 0 | 0 | 0 | 0 | 0 | 0 | 0 | 0 | 0 | 0 | 0 | 0 | 0 | 0 | 0 | ; | DEER GRO Rfg Yr Oc Wd |  |  |  |  | 3503 | 25 | 25 | 1 | DEER-GRO-Rfg-Yr-Oc-Wd | 0 | Cst-Zeroes | 0 | Cst-Zeroes | 1 | -1 | -1 | 25 | 25 | 25 | 25 | 25 | 25 | 25 | 25 | 25 | 25 | 25 | 25 | 25 | 25 | 25 | 25 | 25 | 25 | 25 | 25 | 25 | 25 | 25 | 25 | DEER GRO Rfg Yr Oc Wd
3504 | -1 | -1 | 0 | 0 | 0 | 0 | 0 | 0 | 0 | 0 | 0 | 0 | 0 | 0 | 0 | 0 | 0 | 0 | 0 | 0 | 0 | 0 | 0 | 0 | 0 | 0 | ; | DEER GRO Rfg Yr Oc WeH |  |  |  |  | 3504 | 25 | 25 | 1 | DEER-GRO-Rfg-Yr-Oc-WeH | 0 | Cst-Zeroes | 0 | Cst-Zeroes | 1 | -1 | -1 | 25 | 25 | 25 | 25 | 25 | 25 | 25 | 25 | 25 | 25 | 25 | 25 | 25 | 25 | 25 | 25 | 25 | 25 | 25 | 25 | 25 | 25 | 25 | 25 | DEER GRO Rfg Yr Oc WeH
3505 | -1 | -1 | 0 | 0 | 0 | 0 | 0 | 0 | 0 | 0 | 0 | 0 | 0 | 0 | 0 | 0 | 0 | 0 | 0 | 0 | 0 | 0 | 0 | 0 | 0 | 0 | ; | DEER GRO Rfg Yr Lt Wd |  |  |  |  | 3505 | 50 | 50 | 1 | DEER-GRO-Rfg-Yr-Lt-Wd | 0 | Cst-Zeroes | 0 | Cst-Zeroes | 1 | -1 | -1 | 50 | 50 | 50 | 50 | 50 | 50 | 50 | 50 | 50 | 50 | 50 | 50 | 50 | 50 | 50 | 50 | 50 | 50 | 50 | 50 | 50 | 50 | 50 | 50 | DEER GRO Rfg Yr Lt Wd
3506 | -1 | -1 | 0 | 0 | 0 | 0 | 0 | 0 | 0 | 0 | 0 | 0 | 0 | 0 | 0 | 0 | 0 | 0 | 0 | 0 | 0 | 0 | 0 | 0 | 0 | 0 | ; | DEER GRO Rfg Yr Lt WeH |  |  |  |  | 3506 | 50 | 50 | 1 | DEER-GRO-Rfg-Yr-Lt-WeH | 0 | Cst-Zeroes | 0 | Cst-Zeroes | 1 | -1 | -1 | 50 | 50 | 50 | 50 | 50 | 50 | 50 | 50 | 50 | 50 | 50 | 50 | 50 | 50 | 50 | 50 | 50 | 50 | 50 | 50 | 50 | 50 | 50 | 50 | DEER GRO Rfg Yr Lt WeH
3507 | 5 | 14 | 0 | 0 | 0 | 0 | 1 | 1 | 1 | 1 | 1 | 0.66667 | 0.66667 | 0.66667 | 0.66667 | 0.66667 | 0.33333 | 0.33333 | 0.33333 | 0.33333 | 0.33333 | 0.33333 | 0.33333 | 0.33333 | 0.33333 | 0.33333 | ; | DEER GRO Rfg Yr Prc Wd |  |  |  |  | 3507 | 25 | 100 | 1 | DEER-GRO-Rfg-Yr-Prc-Wd | 0 | Cst-Zeroes | 0 | Cst-Zeroes | 1 | 5 | 14 | 25 | 25 | 25 | 25 | 100 | 100 | 100 | 100 | 100 | 75 | 75 | 75 | 75 | 75 | 50 | 50 | 50 | 50 | 50 | 50 | 50 | 50 | 50 | 50 | DEER GRO Rfg Yr Prc Wd
3508 | 5 | 14 | 0 | 0 | 0 | 0 | 1 | 1 | 1 | 1 | 1 | 0.66667 | 0.66667 | 0.66667 | 0.66667 | 0.66667 | 0.33333 | 0.33333 | 0.33333 | 0.33333 | 0.33333 | 0.33333 | 0.33333 | 0.33333 | 0.33333 | 0.33333 | ; | DEER GRO Rfg Yr Prc WeH |  |  |  |  | 3508 | 25 | 100 | 1 | DEER-GRO-Rfg-Yr-Prc-WeH | 0 | Cst-Zeroes | 0 | Cst-Zeroes | 1 | 5 | 14 | 25 | 25 | 25 | 25 | 100 | 100 | 100 | 100 | 100 | 75 | 75 | 75 | 75 | 75 | 50 | 50 | 50 | 50 | 50 | 50 | 50 | 50 | 50 | 50 | DEER GRO Rfg Yr Prc WeH
3509 | -1 | -1 | 0 | 0 | 0 | 0 | 0 | 0 | 0 | 0 | 0 | 0 | 0 | 0 | 0 | 0 | 0 | 0 | 0 | 0 | 0 | 0 | 0 | 0 | 0 | 0 | ; | DEER GRO Rfg Yr Inf All |  |  |  |  | 3509 | 0 | 0 | 1 | DEER-GRO-Rfg-Yr-Inf-All | 0 | Cst-Zeroes | 0 | Cst-Zeroes | 1 | -1 | -1 | 0 | 0 | 0 | 0 | 0 | 0 | 0 | 0 | 0 | 0 | 0 | 0 | 0 | 0 | 0 | 0 | 0 | 0 | 0 | 0 | 0 | 0 | 0 | 0 | DEER GRO Rfg Yr Inf All
3510 | -1 | -1 | 0 | 0 | 0 | 0 | 0 | 0 | 0 | 0 | 0 | 0 | 0 | 0 | 0 | 0 | 0 | 0 | 0 | 0 | 0 | 0 | 0 | 0 | 0 | 0 | ; | DEER GRO Prp Yr Oc Wd |  |  |  |  | 3510 | 50 | 50 | 1 | DEER-GRO-Prp-Yr-Oc-Wd | 0 | Cst-Zeroes | 0 | Cst-Zeroes | 1 | -1 | -1 | 50 | 50 | 50 | 50 | 50 | 50 | 50 | 50 | 50 | 50 | 50 | 50 | 50 | 50 | 50 | 50 | 50 | 50 | 50 | 50 | 50 | 50 | 50 | 50 | DEER GRO Prp Yr Oc Wd
3511 | -1 | -1 | 0 | 0 | 0 | 0 | 0 | 0 | 0 | 0 | 0 | 0 | 0 | 0 | 0 | 0 | 0 | 0 | 0 | 0 | 0 | 0 | 0 | 0 | 0 | 0 | ; | DEER GRO Prp Yr Oc WeH |  |  |  |  | 3511 | 50 | 50 | 1 | DEER-GRO-Prp-Yr-Oc-WeH | 0 | Cst-Zeroes | 0 | Cst-Zeroes | 1 | -1 | -1 | 50 | 50 | 50 | 50 | 50 | 50 | 50 | 50 | 50 | 50 | 50 | 50 | 50 | 50 | 50 | 50 | 50 | 50 | 50 | 50 | 50 | 50 | 50 | 50 | DEER GRO Prp Yr Oc WeH
3512 | -1 | -1 | 0 | 0 | 0 | 0 | 0 | 0 | 0 | 0 | 0 | 0 | 0 | 0 | 0 | 0 | 0 | 0 | 0 | 0 | 0 | 0 | 0 | 0 | 0 | 0 | ; | DEER GRO Prp Yr Lt Wd |  |  |  |  | 3512 | 50 | 50 | 1 | DEER-GRO-Prp-Yr-Lt-Wd | 0 | Cst-Zeroes | 0 | Cst-Zeroes | 1 | -1 | -1 | 50 | 50 | 50 | 50 | 50 | 50 | 50 | 50 | 50 | 50 | 50 | 50 | 50 | 50 | 50 | 50 | 50 | 50 | 50 | 50 | 50 | 50 | 50 | 50 | DEER GRO Prp Yr Lt Wd
3513 | -1 | -1 | 0 | 0 | 0 | 0 | 0 | 0 | 0 | 0 | 0 | 0 | 0 | 0 | 0 | 0 | 0 | 0 | 0 | 0 | 0 | 0 | 0 | 0 | 0 | 0 | ; | DEER GRO Prp Yr Lt WeH |  |  |  |  | 3513 | 50 | 50 | 1 | DEER-GRO-Prp-Yr-Lt-WeH | 0 | Cst-Zeroes | 0 | Cst-Zeroes | 1 | -1 | -1 | 50 | 50 | 50 | 50 | 50 | 50 | 50 | 50 | 50 | 50 | 50 | 50 | 50 | 50 | 50 | 50 | 50 | 50 | 50 | 50 | 50 | 50 | 50 | 50 | DEER GRO Prp Yr Lt WeH
3514 | 5 | 14 | 0 | 0 | 0 | 0 | 1 | 1 | 1 | 1 | 1 | 0.66667 | 0.66667 | 0.66667 | 0.66667 | 0.66667 | 0.33333 | 0.33333 | 0.33333 | 0.33333 | 0.33333 | 0.33333 | 0.33333 | 0.33333 | 0.33333 | 0.33333 | ; | DEER GRO Prp Yr Prc Wd |  |  |  |  | 3514 | 25 | 100 | 1 | DEER-GRO-Prp-Yr-Prc-Wd | 0 | Cst-Zeroes | 0 | Cst-Zeroes | 1 | 5 | 14 | 25 | 25 | 25 | 25 | 100 | 100 | 100 | 100 | 100 | 75 | 75 | 75 | 75 | 75 | 50 | 50 | 50 | 50 | 50 | 50 | 50 | 50 | 50 | 50 | DEER GRO Prp Yr Prc Wd
3515 | 5 | 14 | 0 | 0 | 0 | 0 | 1 | 1 | 1 | 1 | 1 | 0.66667 | 0.66667 | 0.66667 | 0.66667 | 0.66667 | 0.33333 | 0.33333 | 0.33333 | 0.33333 | 0.33333 | 0.33333 | 0.33333 | 0.33333 | 0.33333 | 0.33333 | ; | DEER GRO Prp Yr Prc WeH |  |  |  |  | 3515 | 25 | 100 | 1 | DEER-GRO-Prp-Yr-Prc-WeH | 0 | Cst-Zeroes | 0 | Cst-Zeroes | 1 | 5 | 14 | 25 | 25 | 25 | 25 | 100 | 100 | 100 | 100 | 100 | 75 | 75 | 75 | 75 | 75 | 50 | 50 | 50 | 50 | 50 | 50 | 50 | 50 | 50 | 50 | DEER GRO Prp Yr Prc WeH
3516 | -1 | -1 | 0 | 0 | 0 | 0 | 0 | 0 | 0 | 0 | 0 | 0 | 0 | 0 | 0 | 0 | 0 | 0 | 0 | 0 | 0 | 0 | 0 | 0 | 0 | 0 | ; | DEER GRO Prp Yr Inf All |  |  |  |  | 3516 | 0 | 0 | 1 | DEER-GRO-Prp-Yr-Inf-All | 0 | Cst-Zeroes | 0 | Cst-Zeroes | 1 | -1 | -1 | 0 | 0 | 0 | 0 | 0 | 0 | 0 | 0 | 0 | 0 | 0 | 0 | 0 | 0 | 0 | 0 | 0 | 0 | 0 | 0 | 0 | 0 | 0 | 0 | DEER GRO Prp Yr Inf All
3517 | 7 | 22 | 0 | 0 | 0 | 0 | 0 | 0 | 0.14286 | 0.57143 | 0.57143 | 0.28571 | 0.71429 | 0.71429 | 0.71429 | 0.71429 | 0.71429 | 0.71429 | 0.85714 | 1 | 1 | 1 | 0.57143 | 0.14286 | 0 | 0 | ; | DEER GRO Yr DHW Wd |  |  |  |  | 3517 | 10 | 80 | 1 | DEER-GRO-Yr-DHW-Wd | 0 | Cst-Zeroes | 0 | Cst-Zeroes | 1 | 7 | 22 | 10 | 10 | 10 | 10 | 10 | 10 | 20 | 50 | 50 | 30 | 60 | 60 | 60 | 60 | 60 | 60 | 70 | 80 | 80 | 80 | 50 | 20 | 10 | 10 | DEER GRO Yr DHW Wd
3518 | 7 | 22 | 0 | 0 | 0 | 0 | 0 | 0 | 0.14286 | 0.57143 | 0.57143 | 0.28571 | 0.71429 | 0.71429 | 0.71429 | 0.71429 | 0.71429 | 0.71429 | 0.85714 | 1 | 1 | 1 | 0.57143 | 0.14286 | 0 | 0 | ; | DEER GRO Yr DHW WeH |  |  |  |  | 3518 | 10 | 80 | 1 | DEER-GRO-Yr-DHW-WeH | 0 | Cst-Zeroes | 0 | Cst-Zeroes | 1 | 7 | 22 | 10 | 10 | 10 | 10 | 10 | 10 | 20 | 50 | 50 | 30 | 60 | 60 | 60 | 60 | 60 | 60 | 70 | 80 | 80 | 80 | 50 | 20 | 10 | 10 | DEER GRO Yr DHW WeH
3519 | 7 | 17 | 0 | 0 | 0 | 0 | 0 | 0 | 1 | 1 | 1 | 1 | 1 | 1 | 1 | 1 | 1 | 1 | 1 | 0 | 0 | 0 | 0 | 0 | 0 | 0 | ; | DEER RFW Adm Yr Oc Wd |  |  |  |  | 3519 | 10 | 90 | 1 | DEER-RFW-Adm-Yr-Oc-Wd | 0 | Cst-Zeroes | 0 | Cst-Zeroes | 1 | 7 | 17 | 10 | 10 | 10 | 10 | 10 | 10 | 90 | 90 | 90 | 90 | 90 | 90 | 90 | 90 | 90 | 90 | 90 | 10 | 10 | 10 | 10 | 10 | 10 | 10 | DEER RFW Adm Yr Oc Wd
3520 | 7 | 17 | 0 | 0 | 0 | 0 | 0 | 0 | 1 | 1 | 1 | 1 | 1 | 1 | 1 | 1 | 1 | 1 | 1 | 0 | 0 | 0 | 0 | 0 | 0 | 0 | ; | DEER RFW Adm Yr Oc WeH |  |  |  |  | 3520 | 10 | 90 | 1 | DEER-RFW-Adm-Yr-Oc-WeH | 0 | Cst-Zeroes | 0 | Cst-Zeroes | 1 | 7 | 17 | 10 | 10 | 10 | 10 | 10 | 10 | 90 | 90 | 90 | 90 | 90 | 90 | 90 | 90 | 90 | 90 | 90 | 10 | 10 | 10 | 10 | 10 | 10 | 10 | DEER RFW Adm Yr Oc WeH
3521 | 8 | 18 | 0 | 0 | 0 | 0 | 0 | 0 | 0 | 1 | 1 | 1 | 1 | 1 | 1 | 1 | 1 | 1 | 1 | 1 | 0 | 0 | 0 | 0 | 0 | 0 | ; | DEER RFW Adm Yr Lt Wd |  |  |  |  | 3521 | 50 | 100 | 1 | DEER-RFW-Adm-Yr-Lt-Wd | 0 | Cst-Zeroes | 0 | Cst-Zeroes | 1 | 8 | 18 | 50 | 50 | 50 | 50 | 50 | 50 | 50 | 100 | 100 | 100 | 100 | 100 | 100 | 100 | 100 | 100 | 100 | 100 | 50 | 50 | 50 | 50 | 50 | 50 | DEER RFW Adm Yr Lt Wd
3522 | 8 | 18 | 0 | 0 | 0 | 0 | 0 | 0 | 0 | 1 | 1 | 1 | 1 | 1 | 1 | 1 | 1 | 1 | 1 | 1 | 0 | 0 | 0 | 0 | 0 | 0 | ; | DEER RFW Adm Yr Lt WeH |  |  |  |  | 3522 | 50 | 100 | 1 | DEER-RFW-Adm-Yr-Lt-WeH | 0 | Cst-Zeroes | 0 | Cst-Zeroes | 1 | 8 | 18 | 50 | 50 | 50 | 50 | 50 | 50 | 50 | 100 | 100 | 100 | 100 | 100 | 100 | 100 | 100 | 100 | 100 | 100 | 50 | 50 | 50 | 50 | 50 | 50 | DEER RFW Adm Yr Lt WeH
3523 | 8 | 18 | 0 | 0 | 0 | 0 | 0 | 0 | 0 | 1 | 1 | 1 | 1 | 1 | 1 | 1 | 1 | 1 | 1 | 1 | 0 | 0 | 0 | 0 | 0 | 0 | ; | DEER RFW Adm Yr Eq Wd |  |  |  |  | 3523 | 50 | 100 | 1 | DEER-RFW-Adm-Yr-Eq-Wd | 0 | Cst-Zeroes | 0 | Cst-Zeroes | 1 | 8 | 18 | 50 | 50 | 50 | 50 | 50 | 50 | 50 | 100 | 100 | 100 | 100 | 100 | 100 | 100 | 100 | 100 | 100 | 100 | 50 | 50 | 50 | 50 | 50 | 50 | DEER RFW Adm Yr Eq Wd
3524 | 8 | 18 | 0 | 0 | 0 | 0 | 0 | 0 | 0 | 1 | 1 | 1 | 1 | 1 | 1 | 1 | 1 | 1 | 1 | 1 | 0 | 0 | 0 | 0 | 0 | 0 | ; | DEER RFW Adm Yr Eq WeH |  |  |  |  | 3524 | 50 | 100 | 1 | DEER-RFW-Adm-Yr-Eq-WeH | 0 | Cst-Zeroes | 0 | Cst-Zeroes | 1 | 8 | 18 | 50 | 50 | 50 | 50 | 50 | 50 | 50 | 100 | 100 | 100 | 100 | 100 | 100 | 100 | 100 | 100 | 100 | 100 | 50 | 50 | 50 | 50 | 50 | 50 | DEER RFW Adm Yr Eq WeH
3525 | 7 | 17 | 0 | 0 | 0 | 0 | 0 | 0 | 1 | 1 | 1 | 1 | 1 | 1 | 1 | 1 | 1 | 1 | 1 | 0 | 0 | 0 | 0 | 0 | 0 | 0 | ; | DEER RFW Adm Yr Inf All |  |  |  |  | 3525 | 60.7143 | 303.5714 | 1 | DEER-RFW-Adm-Yr-Inf-All | 0 | Cst-Zeroes | 0 | Cst-Zeroes | 1 | 7 | 17 | 60.7143 | 60.7143 | 60.7143 | 60.7143 | 60.7143 | 60.7143 | 303.5714 | 303.5714 | 303.5714 | 303.5714 | 303.5714 | 303.5714 | 303.5714 | 303.5714 | 303.5714 | 303.5714 | 303.5714 | 60.7143 | 60.7143 | 60.7143 | 60.7143 | 60.7143 | 60.7143 | 60.7143 | DEER RFW Adm Yr Inf All
3526 | 7 | 17 | 0 | 0 | 0 | 0 | 0 | 0 | 1 | 1 | 1 | 1 | 1 | 1 | 1 | 1 | 1 | 1 | 1 | 0 | 0 | 0 | 0 | 0 | 0 | 0 | ; | DEER RFW Stk Yr Oc Wd |  |  |  |  | 3526 | 40 | 90 | 1 | DEER-RFW-Stk-Yr-Oc-Wd | 0 | Cst-Zeroes | 0 | Cst-Zeroes | 1 | 7 | 17 | 40 | 40 | 40 | 40 | 40 | 40 | 90 | 90 | 90 | 90 | 90 | 90 | 90 | 90 | 90 | 90 | 90 | 40 | 40 | 40 | 40 | 40 | 40 | 40 | DEER RFW Stk Yr Oc Wd
3527 | 7 | 17 | 0 | 0 | 0 | 0 | 0 | 0 | 1 | 1 | 1 | 1 | 1 | 1 | 1 | 1 | 1 | 1 | 1 | 0 | 0 | 0 | 0 | 0 | 0 | 0 | ; | DEER RFW Stk Yr Oc WeH |  |  |  |  | 3527 | 40 | 90 | 1 | DEER-RFW-Stk-Yr-Oc-WeH | 0 | Cst-Zeroes | 0 | Cst-Zeroes | 1 | 7 | 17 | 40 | 40 | 40 | 40 | 40 | 40 | 90 | 90 | 90 | 90 | 90 | 90 | 90 | 90 | 90 | 90 | 90 | 40 | 40 | 40 | 40 | 40 | 40 | 40 | DEER RFW Stk Yr Oc WeH
3528 | -1 | -1 | 0 | 0 | 0 | 0 | 0 | 0 | 0 | 0 | 0 | 0 | 0 | 0 | 0 | 0 | 0 | 0 | 0 | 0 | 0 | 0 | 0 | 0 | 0 | 0 | ; | DEER RFW Stk Yr Lt Wd |  |  |  |  | 3528 | 100 | 100 | 1 | DEER-RFW-Stk-Yr-Lt-Wd | 0 | Cst-Zeroes | 0 | Cst-Zeroes | 1 | -1 | -1 | 100 | 100 | 100 | 100 | 100 | 100 | 100 | 100 | 100 | 100 | 100 | 100 | 100 | 100 | 100 | 100 | 100 | 100 | 100 | 100 | 100 | 100 | 100 | 100 | DEER RFW Stk Yr Lt Wd
3529 | -1 | -1 | 0 | 0 | 0 | 0 | 0 | 0 | 0 | 0 | 0 | 0 | 0 | 0 | 0 | 0 | 0 | 0 | 0 | 0 | 0 | 0 | 0 | 0 | 0 | 0 | ; | DEER RFW Stk Yr Lt WeH |  |  |  |  | 3529 | 100 | 100 | 1 | DEER-RFW-Stk-Yr-Lt-WeH | 0 | Cst-Zeroes | 0 | Cst-Zeroes | 1 | -1 | -1 | 100 | 100 | 100 | 100 | 100 | 100 | 100 | 100 | 100 | 100 | 100 | 100 | 100 | 100 | 100 | 100 | 100 | 100 | 100 | 100 | 100 | 100 | 100 | 100 | DEER RFW Stk Yr Lt WeH
3530 | 7 | 17 | 0 | 0 | 0 | 0 | 0 | 0 | 1 | 1 | 1 | 1 | 1 | 1 | 1 | 1 | 1 | 1 | 1 | 0 | 0 | 0 | 0 | 0 | 0 | 0 | ; | DEER RFW Stk Yr Prc Wd |  |  |  |  | 3530 | 0 | 100 | 1 | DEER-RFW-Stk-Yr-Prc-Wd | 0 | Cst-Zeroes | 0 | Cst-Zeroes | 1 | 7 | 17 | 0 | 0 | 0 | 0 | 0 | 0 | 100 | 100 | 100 | 100 | 100 | 100 | 100 | 100 | 100 | 100 | 100 | 0 | 0 | 0 | 0 | 0 | 0 | 0 | DEER RFW Stk Yr Prc Wd
3531 | 7 | 17 | 0 | 0 | 0 | 0 | 0 | 0 | 1 | 1 | 1 | 1 | 1 | 1 | 1 | 1 | 1 | 1 | 1 | 0 | 0 | 0 | 0 | 0 | 0 | 0 | ; | DEER RFW Stk Yr Prc WeH |  |  |  |  | 3531 | 0 | 100 | 1 | DEER-RFW-Stk-Yr-Prc-WeH | 0 | Cst-Zeroes | 0 | Cst-Zeroes | 1 | 7 | 17 | 0 | 0 | 0 | 0 | 0 | 0 | 100 | 100 | 100 | 100 | 100 | 100 | 100 | 100 | 100 | 100 | 100 | 0 | 0 | 0 | 0 | 0 | 0 | 0 | DEER RFW Stk Yr Prc WeH
3532 | 7 | 17 | 0 | 0 | 0 | 0 | 0 | 0 | 1 | 1 | 1 | 1 | 1 | 1 | 1 | 1 | 1 | 1 | 1 | 0 | 0 | 0 | 0 | 0 | 0 | 0 | ; | DEER RFW Stk Yr Inf All |  |  |  |  | 3532 | 1047.619 | 3142.8571 | 1 | DEER-RFW-Stk-Yr-Inf-All | 0 | Cst-Zeroes | 0 | Cst-Zeroes | 1 | 7 | 17 | 1047.619 | 1047.619 | 1047.619 | 1047.619 | 1047.619 | 1047.619 | 3142.8571 | 3142.8571 | 3142.8571 | 3142.8571 | 3142.8571 | 3142.8571 | 3142.8571 | 3142.8571 | 3142.8571 | 3142.8571 | 3142.8571 | 1047.619 | 1047.619 | 1047.619 | 1047.619 | 1047.619 | 1047.619 | 1047.619 | DEER RFW Stk Yr Inf All
3533 | 7 | 17 | 0 | 0 | 0 | 0 | 0 | 0 | 1 | 1 | 1 | 1 | 1 | 1 | 1 | 1 | 1 | 1 | 1 | 0 | 0 | 0 | 0 | 0 | 0 | 0 | ; | DEER RFW Cld Yr Oc Wd |  |  |  |  | 3533 | 40 | 90 | 1 | DEER-RFW-Cld-Yr-Oc-Wd | 0 | Cst-Zeroes | 0 | Cst-Zeroes | 1 | 7 | 17 | 40 | 40 | 40 | 40 | 40 | 40 | 90 | 90 | 90 | 90 | 90 | 90 | 90 | 90 | 90 | 90 | 90 | 40 | 40 | 40 | 40 | 40 | 40 | 40 | DEER RFW Cld Yr Oc Wd
3534 | 7 | 17 | 0 | 0 | 0 | 0 | 0 | 0 | 1 | 1 | 1 | 1 | 1 | 1 | 1 | 1 | 1 | 1 | 1 | 0 | 0 | 0 | 0 | 0 | 0 | 0 | ; | DEER RFW Cld Yr Oc WeH |  |  |  |  | 3534 | 40 | 90 | 1 | DEER-RFW-Cld-Yr-Oc-WeH | 0 | Cst-Zeroes | 0 | Cst-Zeroes | 1 | 7 | 17 | 40 | 40 | 40 | 40 | 40 | 40 | 90 | 90 | 90 | 90 | 90 | 90 | 90 | 90 | 90 | 90 | 90 | 40 | 40 | 40 | 40 | 40 | 40 | 40 | DEER RFW Cld Yr Oc WeH
3535 | -1 | -1 | 0 | 0 | 0 | 0 | 0 | 0 | 0 | 0 | 0 | 0 | 0 | 0 | 0 | 0 | 0 | 0 | 0 | 0 | 0 | 0 | 0 | 0 | 0 | 0 | ; | DEER RFW Cld Yr Lt Wd |  |  |  |  | 3535 | 100 | 100 | 1 | DEER-RFW-Cld-Yr-Lt-Wd | 0 | Cst-Zeroes | 0 | Cst-Zeroes | 1 | -1 | -1 | 100 | 100 | 100 | 100 | 100 | 100 | 100 | 100 | 100 | 100 | 100 | 100 | 100 | 100 | 100 | 100 | 100 | 100 | 100 | 100 | 100 | 100 | 100 | 100 | DEER RFW Cld Yr Lt Wd
3536 | -1 | -1 | 0 | 0 | 0 | 0 | 0 | 0 | 0 | 0 | 0 | 0 | 0 | 0 | 0 | 0 | 0 | 0 | 0 | 0 | 0 | 0 | 0 | 0 | 0 | 0 | ; | DEER RFW Cld Yr Lt WeH |  |  |  |  | 3536 | 100 | 100 | 1 | DEER-RFW-Cld-Yr-Lt-WeH | 0 | Cst-Zeroes | 0 | Cst-Zeroes | 1 | -1 | -1 | 100 | 100 | 100 | 100 | 100 | 100 | 100 | 100 | 100 | 100 | 100 | 100 | 100 | 100 | 100 | 100 | 100 | 100 | 100 | 100 | 100 | 100 | 100 | 100 | DEER RFW Cld Yr Lt WeH
3537 | -1 | -1 | 0 | 0 | 0 | 0 | 0 | 0 | 0 | 0 | 0 | 0 | 0 | 0 | 0 | 0 | 0 | 0 | 0 | 0 | 0 | 0 | 0 | 0 | 0 | 0 | ; | DEER RFW Cld Yr Prc Wd |  |  |  |  | 3537 | 100 | 100 | 1 | DEER-RFW-Cld-Yr-Prc-Wd | 0 | Cst-Zeroes | 0 | Cst-Zeroes | 1 | -1 | -1 | 100 | 100 | 100 | 100 | 100 | 100 | 100 | 100 | 100 | 100 | 100 | 100 | 100 | 100 | 100 | 100 | 100 | 100 | 100 | 100 | 100 | 100 | 100 | 100 | DEER RFW Cld Yr Prc Wd
3538 | -1 | -1 | 0 | 0 | 0 | 0 | 0 | 0 | 0 | 0 | 0 | 0 | 0 | 0 | 0 | 0 | 0 | 0 | 0 | 0 | 0 | 0 | 0 | 0 | 0 | 0 | ; | DEER RFW Cld Yr Prc WeH |  |  |  |  | 3538 | 100 | 100 | 1 | DEER-RFW-Cld-Yr-Prc-WeH | 0 | Cst-Zeroes | 0 | Cst-Zeroes | 1 | -1 | -1 | 100 | 100 | 100 | 100 | 100 | 100 | 100 | 100 | 100 | 100 | 100 | 100 | 100 | 100 | 100 | 100 | 100 | 100 | 100 | 100 | 100 | 100 | 100 | 100 | DEER RFW Cld Yr Prc WeH
3539 | 7 | 17 | 0 | 0 | 0 | 0 | 0 | 0 | 1 | 1 | 1 | 1 | 1 | 1 | 1 | 1 | 1 | 1 | 1 | 0 | 0 | 0 | 0 | 0 | 0 | 0 | ; | DEER RFW Cld Yr Inf All |  |  |  |  | 3539 | 15 | 75 | 1 | DEER-RFW-Cld-Yr-Inf-All | 0 | Cst-Zeroes | 0 | Cst-Zeroes | 1 | 7 | 17 | 15 | 15 | 15 | 15 | 15 | 15 | 75 | 75 | 75 | 75 | 75 | 75 | 75 | 75 | 75 | 75 | 75 | 15 | 15 | 15 | 15 | 15 | 15 | 15 | DEER RFW Cld Yr Inf All
3540 | 7 | 17 | 0 | 0 | 0 | 0 | 0 | 0 | 1 | 1 | 1 | 1 | 1 | 1 | 1 | 1 | 1 | 1 | 1 | 0 | 0 | 0 | 0 | 0 | 0 | 0 | ; | DEER RFW Col Yr Inf All |  |  |  |  | 3540 | 22.3214 | 111.6071 | 1 | DEER-RFW-Col-Yr-Inf-All | 0 | Cst-Zeroes | 0 | Cst-Zeroes | 1 | 7 | 17 | 22.3214 | 22.3214 | 22.3214 | 22.3214 | 22.3214 | 22.3214 | 111.6071 | 111.6071 | 111.6071 | 111.6071 | 111.6071 | 111.6071 | 111.6071 | 111.6071 | 111.6071 | 111.6071 | 111.6071 | 22.3214 | 22.3214 | 22.3214 | 22.3214 | 22.3214 | 22.3214 | 22.3214 | DEER RFW Col Yr Inf All
3541 | 7 | 18 | 0 | 0 | 0 | 0 | 0 | 0 | 0.27273 | 1 | 1 | 1 | 1 | 1 | 1 | 1 | 1 | 1 | 1 | 0.27273 | 0 | 0 | 0 | 0 | 0 | 0 | ; | DEER RFW Yr DHW Wd |  |  |  |  | 3541 | 25 | 80 | 1 | DEER-RFW-Yr-DHW-Wd | 0 | Cst-Zeroes | 0 | Cst-Zeroes | 1 | 7 | 18 | 25 | 25 | 25 | 25 | 25 | 25 | 40 | 80 | 80 | 80 | 80 | 80 | 80 | 80 | 80 | 80 | 80 | 40 | 25 | 25 | 25 | 25 | 25 | 25 | DEER RFW Yr DHW Wd
3542 | 7 | 18 | 0 | 0 | 0 | 0 | 0 | 0 | 0.27273 | 1 | 1 | 1 | 1 | 1 | 1 | 1 | 1 | 1 | 1 | 0.27273 | 0 | 0 | 0 | 0 | 0 | 0 | ; | DEER RFW Yr DHW WeH |  |  |  |  | 3542 | 25 | 80 | 1 | DEER-RFW-Yr-DHW-WeH | 0 | Cst-Zeroes | 0 | Cst-Zeroes | 1 | 7 | 18 | 25 | 25 | 25 | 25 | 25 | 25 | 40 | 80 | 80 | 80 | 80 | 80 | 80 | 80 | 80 | 80 | 80 | 40 | 25 | 25 | 25 | 25 | 25 | 25 | DEER RFW Yr DHW WeH
3543 | 25 | 23 | 0 | 0 | 0 | 0 | 0 | 0 | 0.5 | 0.33 | 0.33 | 0.33 | 0.33 | 0.33 | 0.33 | 0.33 | 0.33 | 0.33 | 0.33 | 0.33 | 1 | 1 | 1 | 1 | 0.5 | 0 | ; | DEER RES Lvg Win Oc Wd |  |  |  |  | 3543 | 0 | 100 | 1 | DEER-RES-Lvg-Win-Oc-Wd | 0 | Cst-Zeroes | 0 | Cst-Zeroes | 1 | 25 | 23 | 0 | 0 | 0 | 0 | 0 | 0 | 50 | 33 | 33 | 33 | 33 | 33 | 33 | 33 | 33 | 33 | 33 | 33 | 100 | 100 | 100 | 100 | 50 | 0 | DEER RES Lvg Win Oc Wd
3544 | 25 | 23 | 0 | 0 | 0 | 0 | 0 | 0 | 0 | 0.5 | 0.67 | 0.67 | 0.67 | 0.67 | 0.67 | 0.67 | 0.67 | 0.67 | 0.67 | 1 | 1 | 1 | 1 | 1 | 0.5 | 0 | ; | DEER RES Lvg Win Oc WeH |  |  |  |  | 3544 | 0 | 100 | 1 | DEER-RES-Lvg-Win-Oc-WeH | 0 | Cst-Zeroes | 0 | Cst-Zeroes | 1 | 25 | 23 | 0 | 0 | 0 | 0 | 0 | 0 | 0 | 50 | 67 | 67 | 67 | 67 | 67 | 67 | 67 | 67 | 67 | 100 | 100 | 100 | 100 | 100 | 50 | 0 | DEER RES Lvg Win Oc WeH
3545 | 7 | 24 | 0.30222 | 0.097778 | 0.048889 | 0 | 0.0088889 | 0.0044444 | 0.16 | 0.30667 | 0.35111 | 0.39111 | 0.47556 | 0.55111 | 0.51111 | 0.48444 | 0.46667 | 0.45778 | 0.66222 | 0.86667 | 0.92444 | 1 | 0.91111 | 0.80889 | 0.67111 | 0.51556 | ; | DEER RES Lvg Win Eq Wd |  |  |  |  | 3545 | 24 | 99 | 1 | DEER-RES-Lvg-Win-Eq-Wd | 0 | Cst-Zeroes | 0 | Cst-Zeroes | 1 | 7 | 24 | 46.6667 | 31.3333 | 27.6667 | 24 | 24.6667 | 24.3333 | 36 | 47 | 50.3333 | 53.3333 | 59.6667 | 65.3333 | 62.3333 | 60.3333 | 59 | 58.3333 | 73.6667 | 89 | 93.3333 | 99 | 92.3333 | 84.6667 | 74.3333 | 62.6667 | DEER RES Lvg Win Eq Wd
3546 | 7 | 24 | 0.30942 | 0.098655 | 0.053812 | 0 | 0.0044843 | 0.0044843 | 0.16143 | 0.30942 | 0.34978 | 0.39013 | 0.47085 | 0.54709 | 0.51121 | 0.4843 | 0.46637 | 0.4574 | 0.65919 | 0.86099 | 0.92377 | 1 | 0.91031 | 0.80269 | 0.66816 | 0.51121 | ; | DEER RES Lvg Win Eq WeH |  |  |  |  | 3546 | 24 | 98.3333 | 1 | DEER-RES-Lvg-Win-Eq-WeH | 0 | Cst-Zeroes | 0 | Cst-Zeroes | 1 | 7 | 24 | 47 | 31.3333 | 28 | 24 | 24.3333 | 24.3333 | 36 | 47 | 50 | 53 | 59 | 64.6667 | 62 | 60 | 58.6667 | 58 | 73 | 88 | 92.6667 | 98.3333 | 91.6667 | 83.6667 | 73.6667 | 62 | DEER RES Lvg Win Eq WeH
3547 | 23 | 7 | 1 | 1 | 1 | 1 | 1 | 1 | 0.5 | 0.33 | 0 | 0 | 0 | 0 | 0 | 0 | 0 | 0 | 0 | 0 | 0 | 0 | 0 | 0 | 0.5 | 1 | ; | DEER RES Bed Win Oc Wd |  |  |  |  | 3547 | 0 | 100 | 1 | DEER-RES-Bed-Win-Oc-Wd | 0 | Cst-Zeroes | 0 | Cst-Zeroes | 1 | 23 | 7 | 100 | 100 | 100 | 100 | 100 | 100 | 50 | 33 | 0 | 0 | 0 | 0 | 0 | 0 | 0 | 0 | 0 | 0 | 0 | 0 | 0 | 0 | 50 | 100 | DEER RES Bed Win Oc Wd
3548 | 23 | 8 | 1 | 1 | 1 | 1 | 1 | 1 | 1 | 0.5 | 0 | 0 | 0 | 0 | 0 | 0 | 0 | 0 | 0 | 0 | 0 | 0 | 0 | 0 | 0.5 | 1 | ; | DEER RES Bed Win Oc WeH |  |  |  |  | 3548 | 0 | 100 | 1 | DEER-RES-Bed-Win-Oc-WeH | 0 | Cst-Zeroes | 0 | Cst-Zeroes | 1 | 23 | 8 | 100 | 100 | 100 | 100 | 100 | 100 | 100 | 50 | 0 | 0 | 0 | 0 | 0 | 0 | 0 | 0 | 0 | 0 | 0 | 0 | 0 | 0 | 50 | 100 | DEER RES Bed Win Oc WeH
3549 | 7 | 24 | 0.30222 | 0.097778 | 0.048889 | 0 | 0.0088889 | 0.0044444 | 0.16 | 0.30667 | 0.35111 | 0.39111 | 0.47556 | 0.55111 | 0.51111 | 0.48444 | 0.46667 | 0.45778 | 0.66222 | 0.86667 | 0.92444 | 1 | 0.91111 | 0.80889 | 0.67111 | 0.51556 | ; | DEER RES Bed Win Eq Wd |  |  |  |  | 3549 | 24 | 99 | 1 | DEER-RES-Bed-Win-Eq-Wd | 0 | Cst-Zeroes | 0 | Cst-Zeroes | 1 | 7 | 24 | 46.6667 | 31.3333 | 27.6667 | 24 | 24.6667 | 24.3333 | 36 | 47 | 50.3333 | 53.3333 | 59.6667 | 65.3333 | 62.3333 | 60.3333 | 59 | 58.3333 | 73.6667 | 89 | 93.3333 | 99 | 92.3333 | 84.6667 | 74.3333 | 62.6667 | DEER RES Bed Win Eq Wd
3550 | 7 | 24 | 0.30942 | 0.098655 | 0.053812 | 0 | 0.0044843 | 0.0044843 | 0.16143 | 0.30942 | 0.34978 | 0.39013 | 0.47085 | 0.54709 | 0.51121 | 0.4843 | 0.46637 | 0.4574 | 0.65919 | 0.86099 | 0.92377 | 1 | 0.91031 | 0.80269 | 0.66816 | 0.51121 | ; | DEER RES Bed Win Eq WeH |  |  |  |  | 3550 | 24 | 98.3333 | 1 | DEER-RES-Bed-Win-Eq-WeH | 0 | Cst-Zeroes | 0 | Cst-Zeroes | 1 | 7 | 24 | 47 | 31.3333 | 28 | 24 | 24.3333 | 24.3333 | 36 | 47 | 50 | 53 | 59 | 64.6667 | 62 | 60 | 58.6667 | 58 | 73 | 88 | 92.6667 | 98.3333 | 91.6667 | 83.6667 | 73.6667 | 62 | DEER RES Bed Win Eq WeH
3551 | 7 | 23 | 0 | 0 | 0 | 0 | 0 | 0 | 0.5 | 0.33 | 0.33 | 0.33 | 0.33 | 0.33 | 0.33 | 0.33 | 0.33 | 0.33 | 0.33 | 0.33 | 1 | 1 | 1 | 1 | 0.5 | 0 | ; | DEER RES Lvg Sum Oc Wd |  |  |  |  | 3551 | 0 | 100 | 1 | DEER-RES-Lvg-Sum-Oc-Wd | 0 | Cst-Zeroes | 0 | Cst-Zeroes | 1 | 7 | 23 | 0 | 0 | 0 | 0 | 0 | 0 | 50 | 33 | 33 | 33 | 33 | 33 | 33 | 33 | 33 | 33 | 33 | 33 | 100 | 100 | 100 | 100 | 50 | 0 | DEER RES Lvg Sum Oc Wd
3552 | 8 | 23 | 0 | 0 | 0 | 0 | 0 | 0 | 0 | 0.5 | 0.67 | 0.67 | 0.67 | 0.67 | 0.67 | 0.67 | 0.67 | 0.67 | 0.67 | 1 | 1 | 1 | 1 | 1 | 0.5 | 0 | ; | DEER RES Lvg Sum Oc WeH |  |  |  |  | 3552 | 0 | 100 | 1 | DEER-RES-Lvg-Sum-Oc-WeH | 0 | Cst-Zeroes | 0 | Cst-Zeroes | 1 | 8 | 23 | 0 | 0 | 0 | 0 | 0 | 0 | 0 | 50 | 67 | 67 | 67 | 67 | 67 | 67 | 67 | 67 | 67 | 100 | 100 | 100 | 100 | 100 | 50 | 0 | DEER RES Lvg Sum Oc WeH
3553 | 7 | 24 | 0.35674 | 0.073034 | 0.036517 | 0 | 0.016854 | 0.073034 | 0.19944 | 0.30618 | 0.39045 | 0.48034 | 0.48315 | 0.51404 | 0.48034 | 0.44944 | 0.44944 | 0.45787 | 0.61798 | 0.77809 | 0.77247 | 0.78371 | 0.90449 | 1 | 0.81742 | 0.66011 | ; | DEER RES Lvg Sum Eq Wd |  |  |  |  | 3553 | 25.3333 | 84.6667 | 1 | DEER-RES-Lvg-Sum-Eq-Wd | 0 | Cst-Zeroes | 0 | Cst-Zeroes | 1 | 7 | 24 | 46.5 | 29.6667 | 27.5 | 25.3333 | 26.3333 | 29.6667 | 37.1667 | 43.5 | 48.5 | 53.8333 | 54 | 55.8333 | 53.8333 | 52 | 52 | 52.5 | 62 | 71.5 | 71.1667 | 71.8333 | 79 | 84.6667 | 73.8333 | 64.5 | DEER RES Lvg Sum Eq Wd
3554 | 7 | 24 | 0.36338 | 0.073239 | 0.042254 | 0 | 0.016901 | 0.073239 | 0.20282 | 0.30986 | 0.39437 | 0.48451 | 0.49014 | 0.52113 | 0.48169 | 0.4507 | 0.45915 | 0.45915 | 0.61972 | 0.78028 | 0.77465 | 0.78873 | 0.90704 | 1 | 0.82535 | 0.66479 | ; | DEER RES Lvg Sum Eq WeH |  |  |  |  | 3554 | 25.3333 | 84.5 | 1 | DEER-RES-Lvg-Sum-Eq-WeH | 0 | Cst-Zeroes | 0 | Cst-Zeroes | 1 | 7 | 24 | 46.8333 | 29.6667 | 27.8333 | 25.3333 | 26.3333 | 29.6667 | 37.3333 | 43.6667 | 48.6667 | 54 | 54.3333 | 56.1667 | 53.8333 | 52 | 52.5 | 52.5 | 62 | 71.5 | 71.1667 | 72 | 79 | 84.5 | 74.1667 | 64.6667 | DEER RES Lvg Sum Eq WeH
3555 | 23 | 7 | 1 | 1 | 1 | 1 | 1 | 1 | 0.5 | 0.33 | 0 | 0 | 0 | 0 | 0 | 0 | 0 | 0 | 0 | 0 | 0 | 0 | 0 | 0 | 0.5 | 1 | ; | DEER RES Bed Sum Oc Wd |  |  |  |  | 3555 | 0 | 100 | 1 | DEER-RES-Bed-Sum-Oc-Wd | 0 | Cst-Zeroes | 0 | Cst-Zeroes | 1 | 23 | 7 | 100 | 100 | 100 | 100 | 100 | 100 | 50 | 33 | 0 | 0 | 0 | 0 | 0 | 0 | 0 | 0 | 0 | 0 | 0 | 0 | 0 | 0 | 50 | 100 | DEER RES Bed Sum Oc Wd
3556 | 23 | 8 | 1 | 1 | 1 | 1 | 1 | 1 | 1 | 0.5 | 0 | 0 | 0 | 0 | 0 | 0 | 0 | 0 | 0 | 0 | 0 | 0 | 0 | 0 | 0.5 | 1 | ; | DEER RES Bed Sum Oc WeH |  |  |  |  | 3556 | 0 | 100 | 1 | DEER-RES-Bed-Sum-Oc-WeH | 0 | Cst-Zeroes | 0 | Cst-Zeroes | 1 | 23 | 8 | 100 | 100 | 100 | 100 | 100 | 100 | 100 | 50 | 0 | 0 | 0 | 0 | 0 | 0 | 0 | 0 | 0 | 0 | 0 | 0 | 0 | 0 | 50 | 100 | DEER RES Bed Sum Oc WeH
3557 | 7 | 24 | 0.35674 | 0.073034 | 0.036517 | 0 | 0.016854 | 0.073034 | 0.19944 | 0.30618 | 0.39045 | 0.48034 | 0.48315 | 0.51404 | 0.48034 | 0.44944 | 0.44944 | 0.45787 | 0.61798 | 0.77809 | 0.77247 | 0.78371 | 0.90449 | 1 | 0.81742 | 0.66011 | ; | DEER RES Bed Sum Eq Wd |  |  |  |  | 3557 | 25.3333 | 84.6667 | 1 | DEER-RES-Bed-Sum-Eq-Wd | 0 | Cst-Zeroes | 0 | Cst-Zeroes | 1 | 7 | 24 | 46.5 | 29.6667 | 27.5 | 25.3333 | 26.3333 | 29.6667 | 37.1667 | 43.5 | 48.5 | 53.8333 | 54 | 55.8333 | 53.8333 | 52 | 52 | 52.5 | 62 | 71.5 | 71.1667 | 71.8333 | 79 | 84.6667 | 73.8333 | 64.5 | DEER RES Bed Sum Eq Wd
3558 | 7 | 24 | 0.36338 | 0.073239 | 0.042254 | 0 | 0.016901 | 0.073239 | 0.20282 | 0.30986 | 0.39437 | 0.48451 | 0.49014 | 0.52113 | 0.48169 | 0.4507 | 0.45915 | 0.45915 | 0.61972 | 0.78028 | 0.77465 | 0.78873 | 0.90704 | 1 | 0.82535 | 0.66479 | ; | DEER RES Bed Sum Eq WeH |  |  |  |  | 3558 | 25.3333 | 84.5 | 1 | DEER-RES-Bed-Sum-Eq-WeH | 0 | Cst-Zeroes | 0 | Cst-Zeroes | 1 | 7 | 24 | 46.8333 | 29.6667 | 27.8333 | 25.3333 | 26.3333 | 29.6667 | 37.3333 | 43.6667 | 48.6667 | 54 | 54.3333 | 56.1667 | 53.8333 | 52 | 52.5 | 52.5 | 62 | 71.5 | 71.1667 | 72 | 79 | 84.5 | 74.1667 | 64.6667 | DEER RES Bed Sum Eq WeH
3559 | 7 | 23 | 0 | 0 | 0 | 0 | 0 | 0 | 0.5 | 0.33 | 0.33 | 0.33 | 0.33 | 0.33 | 0.33 | 0.33 | 0.33 | 0.33 | 0.33 | 0.33 | 1 | 1 | 1 | 1 | 0.5 | 0 | ; | DEER RES Lvg Oth Oc Wd |  |  |  |  | 3559 | 0 | 100 | 1 | DEER-RES-Lvg-Oth-Oc-Wd | 0 | Cst-Zeroes | 0 | Cst-Zeroes | 1 | 7 | 23 | 0 | 0 | 0 | 0 | 0 | 0 | 50 | 33 | 33 | 33 | 33 | 33 | 33 | 33 | 33 | 33 | 33 | 33 | 100 | 100 | 100 | 100 | 50 | 0 | DEER RES Lvg Oth Oc Wd
3560 | 8 | 23 | 0 | 0 | 0 | 0 | 0 | 0 | 0 | 0.5 | 0.67 | 0.67 | 0.67 | 0.67 | 0.67 | 0.67 | 0.67 | 0.67 | 0.67 | 1 | 1 | 1 | 1 | 1 | 0.5 | 0 | ; | DEER RES Lvg Oth Oc WeH |  |  |  |  | 3560 | 0 | 100 | 1 | DEER-RES-Lvg-Oth-Oc-WeH | 0 | Cst-Zeroes | 0 | Cst-Zeroes | 1 | 8 | 23 | 0 | 0 | 0 | 0 | 0 | 0 | 0 | 50 | 67 | 67 | 67 | 67 | 67 | 67 | 67 | 67 | 67 | 100 | 100 | 100 | 100 | 100 | 50 | 0 | DEER RES Lvg Oth Oc WeH
3561 | 7 | 24 | 0.29744 | 0.097436 | 0.051282 | 0 | 0 | 0 | 0.15385 | 0.30256 | 0.35385 | 0.4 | 0.48205 | 0.55897 | 0.52821 | 0.49744 | 0.48205 | 0.47692 | 0.68205 | 0.88205 | 0.93333 | 1 | 0.90769 | 0.79487 | 0.66154 | 0.50256 | ; | DEER RES Lvg Oth Eq Wd |  |  |  |  | 3561 | 23 | 88 | 1 | DEER-RES-Lvg-Oth-Eq-Wd | 0 | Cst-Zeroes | 0 | Cst-Zeroes | 1 | 7 | 24 | 42.3333 | 29.3333 | 26.3333 | 23 | 23 | 23 | 33 | 42.6667 | 46 | 49 | 54.3333 | 59.3333 | 57.3333 | 55.3333 | 54.3333 | 54 | 67.3333 | 80.3333 | 83.6667 | 88 | 82 | 74.6667 | 66 | 55.6667 | DEER RES Lvg Oth Eq Wd
3562 | 7 | 24 | 0.30622 | 0.10048 | 0.052632 | 0 | 0.0047847 | 0 | 0.15789 | 0.30144 | 0.34928 | 0.38756 | 0.4689 | 0.54545 | 0.51196 | 0.48804 | 0.47368 | 0.46411 | 0.66507 | 0.86603 | 0.92823 | 1 | 0.90909 | 0.79904 | 0.66507 | 0.51196 | ; | DEER RES Lvg Oth Eq WeH |  |  |  |  | 3562 | 25.6667 | 95.3333 | 1 | DEER-RES-Lvg-Oth-Eq-WeH | 0 | Cst-Zeroes | 0 | Cst-Zeroes | 1 | 7 | 24 | 47 | 32.6667 | 29.3333 | 25.6667 | 26 | 25.6667 | 36.6667 | 46.6667 | 50 | 52.6667 | 58.3333 | 63.6667 | 61.3333 | 59.6667 | 58.6667 | 58 | 72 | 86 | 90.3333 | 95.3333 | 89 | 81.3333 | 72 | 61.3333 | DEER RES Lvg Oth Eq WeH
3563 | 23 | 7 | 1 | 1 | 1 | 1 | 1 | 1 | 0.5 | 0.33 | 0 | 0 | 0 | 0 | 0 | 0 | 0 | 0 | 0 | 0 | 0 | 0 | 0 | 0 | 0.5 | 1 | ; | DEER RES Bed Oth Oc Wd |  |  |  |  | 3563 | 0 | 100 | 1 | DEER-RES-Bed-Oth-Oc-Wd | 0 | Cst-Zeroes | 0 | Cst-Zeroes | 1 | 23 | 7 | 100 | 100 | 100 | 100 | 100 | 100 | 50 | 33 | 0 | 0 | 0 | 0 | 0 | 0 | 0 | 0 | 0 | 0 | 0 | 0 | 0 | 0 | 50 | 100 | DEER RES Bed Oth Oc Wd
3564 | 23 | 8 | 1 | 1 | 1 | 1 | 1 | 1 | 1 | 0.5 | 0 | 0 | 0 | 0 | 0 | 0 | 0 | 0 | 0 | 0 | 0 | 0 | 0 | 0 | 0.5 | 1 | ; | DEER RES Bed Oth Oc WeH |  |  |  |  | 3564 | 0 | 100 | 1 | DEER-RES-Bed-Oth-Oc-WeH | 0 | Cst-Zeroes | 0 | Cst-Zeroes | 1 | 23 | 8 | 100 | 100 | 100 | 100 | 100 | 100 | 100 | 50 | 0 | 0 | 0 | 0 | 0 | 0 | 0 | 0 | 0 | 0 | 0 | 0 | 0 | 0 | 50 | 100 | DEER RES Bed Oth Oc WeH
3565 | 7 | 24 | 0.29744 | 0.097436 | 0.051282 | 0 | 0 | 0 | 0.15385 | 0.30256 | 0.35385 | 0.4 | 0.48205 | 0.55897 | 0.52821 | 0.49744 | 0.48205 | 0.47692 | 0.68205 | 0.88205 | 0.93333 | 1 | 0.90769 | 0.79487 | 0.66154 | 0.50256 | ; | DEER RES Bed Oth Eq Wd |  |  |  |  | 3565 | 23 | 88 | 1 | DEER-RES-Bed-Oth-Eq-Wd | 0 | Cst-Zeroes | 0 | Cst-Zeroes | 1 | 7 | 24 | 42.3333 | 29.3333 | 26.3333 | 23 | 23 | 23 | 33 | 42.6667 | 46 | 49 | 54.3333 | 59.3333 | 57.3333 | 55.3333 | 54.3333 | 54 | 67.3333 | 80.3333 | 83.6667 | 88 | 82 | 74.6667 | 66 | 55.6667 | DEER RES Bed Oth Eq Wd
3566 | 7 | 24 | 0.30622 | 0.10048 | 0.052632 | 0 | 0.0047847 | 0 | 0.15789 | 0.30144 | 0.34928 | 0.38756 | 0.4689 | 0.54545 | 0.51196 | 0.48804 | 0.47368 | 0.46411 | 0.66507 | 0.86603 | 0.92823 | 1 | 0.90909 | 0.79904 | 0.66507 | 0.51196 | ; | DEER RES Bed Oth Eq WeH |  |  |  |  | 3566 | 25.6667 | 95.3333 | 1 | DEER-RES-Bed-Oth-Eq-WeH | 0 | Cst-Zeroes | 0 | Cst-Zeroes | 1 | 7 | 24 | 47 | 32.6667 | 29.3333 | 25.6667 | 26 | 25.6667 | 36.6667 | 46.6667 | 50 | 52.6667 | 58.3333 | 63.6667 | 61.3333 | 59.6667 | 58.6667 | 58 | 72 | 86 | 90.3333 | 95.3333 | 89 | 81.3333 | 72 | 61.3333 | DEER RES Bed Oth Eq WeH
3567 | 12 | 13 | 0 | 0 | 0 | 0 | 0 | 0 | 0 | 0 | 0 | 0 | 0 | 0.4 | 1 | 0.4 | 0 | 0 | 0 | 0 | 0 | 0 | 0 | 0 | 0 | 0 | ; | DEER08 EPR Din IS Oc WeH |  |  |  |  | 3567 | 0 | 25 | 1 | DEER08-EPR-Din-IS-Oc-WeH | 0 | Cst-Zeroes | 0 | Cst-Zeroes | 1 | 12 | 13 | 0 | 0 | 0 | 0 | 0 | 0 | 0 | 0 | 0 | 0 | 0 | 10 | 25 | 10 | 0 | 0 | 0 | 0 | 0 | 0 | 0 | 0 | 0 | 0 | DEER08 EPR Din IS Oc WeH
3568 | 11 | 14 | 0 | 0 | 0 | 0 | 0 | 0 | 0 | 0 | 0 | 0 | 1 | 1 | 1 | 1 | 0 | 0 | 0 | 0 | 0 | 0 | 0 | 0 | 0 | 0 | ; | DEER08 EPR Din IS Lt WeH |  |  |  |  | 3568 | 5 | 50 | 1 | DEER08-EPR-Din-IS-Lt-WeH | 0 | Cst-Zeroes | 0 | Cst-Zeroes | 1 | 11 | 14 | 5 | 5 | 5 | 5 | 5 | 5 | 5 | 5 | 5 | 5 | 50 | 50 | 50 | 50 | 5 | 5 | 5 | 5 | 5 | 5 | 5 | 5 | 5 | 5 | DEER08 EPR Din IS Lt WeH
3569 | 11 | 14 | 0 | 0 | 0 | 0 | 0 | 0 | 0 | 0 | 0 | 0 | 1 | 1 | 1 | 1 | 0 | 0 | 0 | 0 | 0 | 0 | 0 | 0 | 0 | 0 | ; | DEER08 EPR Din IS Eq WeH |  |  |  |  | 3569 | 5 | 50 | 1 | DEER08-EPR-Din-IS-Eq-WeH | 0 | Cst-Zeroes | 0 | Cst-Zeroes | 1 | 11 | 14 | 5 | 5 | 5 | 5 | 5 | 5 | 5 | 5 | 5 | 5 | 50 | 50 | 50 | 50 | 5 | 5 | 5 | 5 | 5 | 5 | 5 | 5 | 5 | 5 | DEER08 EPR Din IS Eq WeH
3570 | 9 | 15 | 0 | 0 | 0 | 0 | 0 | 0 | 0 | 0 | 0.5 | 1 | 1 | 1 | 1 | 1 | 1 | 0 | 0 | 0 | 0 | 0 | 0 | 0 | 0 | 0 | ; | DEER08 EPR Kit IS Oc Wd |  |  |  |  | 3570 | 0 | 100 | 1 | DEER08-EPR-Kit-IS-Oc-Wd | 0 | Cst-Zeroes | 0 | Cst-Zeroes | 1 | 9 | 15 | 0 | 0 | 0 | 0 | 0 | 0 | 0 | 0 | 50 | 100 | 100 | 100 | 100 | 100 | 100 | 0 | 0 | 0 | 0 | 0 | 0 | 0 | 0 | 0 | DEER08 EPR Kit IS Oc Wd
3571 | 10 | 14 | 0 | 0 | 0 | 0 | 0 | 0 | 0 | 0 | 0 | 0.46667 | 1 | 1 | 1 | 1 | 0 | 0 | 0 | 0 | 0 | 0 | 0 | 0 | 0 | 0 | ; | DEER08 EPR Kit IS Oc WeH |  |  |  |  | 3571 | 0 | 75 | 1 | DEER08-EPR-Kit-IS-Oc-WeH | 0 | Cst-Zeroes | 0 | Cst-Zeroes | 1 | 10 | 14 | 0 | 0 | 0 | 0 | 0 | 0 | 0 | 0 | 0 | 35 | 75 | 75 | 75 | 75 | 0 | 0 | 0 | 0 | 0 | 0 | 0 | 0 | 0 | 0 | DEER08 EPR Kit IS Oc WeH
3572 | 9 | 15 | 0 | 0 | 0 | 0 | 0 | 0 | 0 | 0 | 0.73684 | 1 | 1 | 1 | 1 | 1 | 1 | 0 | 0 | 0 | 0 | 0 | 0 | 0 | 0 | 0 | ; | DEER08 EPR Kit IS Lt Wd |  |  |  |  | 3572 | 5 | 100 | 1 | DEER08-EPR-Kit-IS-Lt-Wd | 0 | Cst-Zeroes | 0 | Cst-Zeroes | 1 | 9 | 15 | 5 | 5 | 5 | 5 | 5 | 5 | 5 | 5 | 75 | 100 | 100 | 100 | 100 | 100 | 100 | 5 | 5 | 5 | 5 | 5 | 5 | 5 | 5 | 5 | DEER08 EPR Kit IS Lt Wd
3573 | 10 | 14 | 0 | 0 | 0 | 0 | 0 | 0 | 0 | 0 | 0 | 0.55556 | 1 | 1 | 1 | 1 | 0 | 0 | 0 | 0 | 0 | 0 | 0 | 0 | 0 | 0 | ; | DEER08 EPR Kit IS Lt WeH |  |  |  |  | 3573 | 5 | 50 | 1 | DEER08-EPR-Kit-IS-Lt-WeH | 0 | Cst-Zeroes | 0 | Cst-Zeroes | 1 | 10 | 14 | 5 | 5 | 5 | 5 | 5 | 5 | 5 | 5 | 5 | 30 | 50 | 50 | 50 | 50 | 5 | 5 | 5 | 5 | 5 | 5 | 5 | 5 | 5 | 5 | DEER08 EPR Kit IS Lt WeH
3574 | 9 | 15 | 0 | 0 | 0 | 0 | 0 | 0 | 0 | 0 | 0.29412 | 0.76471 | 0.88235 | 1 | 1 | 0.88235 | 0.64706 | 0 | 0 | 0 | 0 | 0 | 0 | 0 | 0 | 0 | ; | DEER08 EPR Kit IS Eq Wd |  |  |  |  | 3574 | 15 | 100 | 1 | DEER08-EPR-Kit-IS-Eq-Wd | 0 | Cst-Zeroes | 0 | Cst-Zeroes | 1 | 9 | 15 | 15 | 15 | 15 | 15 | 15 | 15 | 15 | 15 | 40 | 80 | 90 | 100 | 100 | 90 | 70 | 15 | 15 | 15 | 15 | 15 | 15 | 15 | 15 | 15 | DEER08 EPR Kit IS Eq Wd
3575 | 10 | 14 | 0 | 0 | 0 | 0 | 0 | 0 | 0 | 0 | 0 | 0.42857 | 0.71429 | 1 | 1 | 0.57143 | 0 | 0 | 0 | 0 | 0 | 0 | 0 | 0 | 0 | 0 | ; | DEER08 EPR Kit IS Eq WeH |  |  |  |  | 3575 | 15 | 50 | 1 | DEER08-EPR-Kit-IS-Eq-WeH | 0 | Cst-Zeroes | 0 | Cst-Zeroes | 1 | 10 | 14 | 15 | 15 | 15 | 15 | 15 | 15 | 15 | 15 | 15 | 30 | 40 | 50 | 50 | 35 | 15 | 15 | 15 | 15 | 15 | 15 | 15 | 15 | 15 | 15 | DEER08 EPR Kit IS Eq WeH
3576 | 9 | 15 | 0 | 0 | 0 | 0 | 0 | 0 | 0 | 0 | 0.3 | 0.7 | 1 | 1 | 0.8 | 0.6 | 0.4 | 0 | 0 | 0 | 0 | 0 | 0 | 0 | 0 | 0 | ; | DEER08 EPR Kit IS Ck Wd |  |  |  |  | 3576 | 0 | 100 | 1 | DEER08-EPR-Kit-IS-Ck-Wd | 0 | Cst-Zeroes | 0 | Cst-Zeroes | 1 | 9 | 15 | 0 | 0 | 0 | 0 | 0 | 0 | 0 | 0 | 30 | 70 | 100 | 100 | 80 | 60 | 40 | 0 | 0 | 0 | 0 | 0 | 0 | 0 | 0 | 0 | DEER08 EPR Kit IS Ck Wd
3577 | 10 | 14 | 0 | 0 | 0 | 0 | 0 | 0 | 0 | 0 | 0 | 0.6 | 1 | 1 | 0.7 | 0.3 | 0 | 0 | 0 | 0 | 0 | 0 | 0 | 0 | 0 | 0 | ; | DEER08 EPR Kit IS Ck WeH |  |  |  |  | 3577 | 0 | 50 | 1 | DEER08-EPR-Kit-IS-Ck-WeH | 0 | Cst-Zeroes | 0 | Cst-Zeroes | 1 | 10 | 14 | 0 | 0 | 0 | 0 | 0 | 0 | 0 | 0 | 0 | 30 | 50 | 50 | 35 | 15 | 0 | 0 | 0 | 0 | 0 | 0 | 0 | 0 | 0 | 0 | DEER08 EPR Kit IS Ck WeH
3578 | 6 | 21 | 0 | 0 | 0 | 0 | 0 | 0.25 | 0.5 | 0.75 | 1 | 1 | 1 | 1 | 1 | 1 | 1 | 1 | 1 | 1 | 0.75 | 0.5 | 0.25 | 0 | 0 | 0 | ; | DEER08 ECC Cls IS Lt1 Wd |  |  |  |  | 3578 | 10 | 76 | 1 | DEER08-ECC-Cls-IS-Lt1-Wd | 0 | Cst-Zeroes | 0 | Cst-Zeroes | 1 | 6 | 21 | 10 | 10 | 10 | 10 | 10 | 26.5 | 43 | 59.5 | 76 | 76 | 76 | 76 | 76 | 76 | 76 | 76 | 76 | 76 | 59.5 | 43 | 26.5 | 10 | 10 | 10 | DEER08 ECC Cls IS Lt1 Wd
3579 | 8 | 16 | 0 | 0 | 0 | 0 | 0 | 0 | 0 | 1 | 1 | 1 | 1 | 1 | 1 | 1 | 1 | 1 | 0 | 0 | 0 | 0 | 0 | 0 | 0 | 0 | ; | DEER08 ECC Cls IS Lt1 WeH |  |  |  |  | 3579 | 5 | 25 | 1 | DEER08-ECC-Cls-IS-Lt1-WeH | 0 | Cst-Zeroes | 0 | Cst-Zeroes | 1 | 8 | 16 | 5 | 5 | 5 | 5 | 5 | 5 | 5 | 25 | 25 | 25 | 25 | 25 | 25 | 25 | 25 | 25 | 5 | 5 | 5 | 5 | 5 | 5 | 5 | 5 | DEER08 ECC Cls IS Lt1 WeH
3580 | 8 | 21 | 0 | 0 | 0 | 0 | 0 | 0 | 0 | 0.2 | 0.5 | 1 | 1 | 1 | 1 | 1 | 1 | 1 | 1 | 0 | 0 | 0 | 0 | 0 | 0 | 0 | ; | DEER08 ECC Off IS Oc WeH |  |  |  |  | 3580 | 0 | 100 | 1 | DEER08-ECC-Off-IS-Oc-WeH | 0 | Cst-Zeroes | 0 | Cst-Zeroes | 1 | 8 | 21 | 0 | 0 | 0 | 0 | 0 | 0 | 0 | 20 | 50 | 100 | 100 | 100 | 100 | 100 | 100 | 100 | 100 | 0 | 0 | 0 | 0 | 0 | 0 | 0 | DEER08 ECC Off IS Oc WeH
3581 | 8 | 16 | 0 | 0 | 0 | 0 | 0 | 0.25 | 0.25 | 0.5 | 1 | 1 | 1 | 1 | 1 | 1 | 1 | 1 | 1 | 0.1875 | 0 | 0 | 0 | 0 | 0 | 0 | ; | DEER08 ECC Off IS Lt1 Wd |  |  |  |  | 3581 | 10 | 90 | 1 | DEER08-ECC-Off-IS-Lt1-Wd | 0 | Cst-Zeroes | 0 | Cst-Zeroes | 1 | 8 | 16 | 10 | 10 | 10 | 10 | 10 | 30 | 30 | 50 | 90 | 90 | 90 | 90 | 90 | 90 | 90 | 90 | 90 | 25 | 10 | 10 | 10 | 10 | 10 | 10 | DEER08 ECC Off IS Lt1 Wd
3582 | 6 | 21 | 0 | 0 | 0 | 0 | 0 | 0 | 0.24074 | 0.24074 | 0.48148 | 1 | 1 | 1 | 1 | 1 | 1 | 1 | 0.48148 | 0 | 0 | 0 | 0 | 0 | 0 | 0 | ; | DEER08 ECC Off IS Lt1 WeH |  |  |  |  | 3582 | 10 | 70 | 1 | DEER08-ECC-Off-IS-Lt1-WeH | 0 | Cst-Zeroes | 0 | Cst-Zeroes | 1 | 6 | 21 | 10 | 10 | 10 | 10 | 10 | 10 | 24.4444 | 24.4444 | 38.8889 | 70 | 70 | 70 | 70 | 70 | 70 | 70 | 38.8889 | 10 | 10 | 10 | 10 | 10 | 10 | 10 | DEER08 ECC Off IS Lt1 WeH
3583 | 8 | 16 | 0 | 0 | 0 | 0 | 0 | 0 | 0.22222 | 0.22222 | 0.44444 | 1 | 1 | 1 | 1 | 1 | 1 | 1 | 0.16667 | 0 | 0 | 0 | 0 | 0 | 0 | 0 | ; | DEER08 ECC Off IS Eq WeH |  |  |  |  | 3583 | 10 | 100 | 1 | DEER08-ECC-Off-IS-Eq-WeH | 0 | Cst-Zeroes | 0 | Cst-Zeroes | 1 | 8 | 16 | 10 | 10 | 10 | 10 | 10 | 10 | 30 | 30 | 50 | 100 | 100 | 100 | 100 | 100 | 100 | 100 | 25 | 10 | 10 | 10 | 10 | 10 | 10 | 10 | DEER08 ECC Off IS Eq WeH
3584 | 7 | 21 | 0 | 0 | 0 | 0 | 0 | 0 | 0 | 0.22222 | 0.55556 | 0.44444 | 0.33333 | 0.88889 | 1 | 0.33333 | 0.33333 | 0.33333 | 0.33333 | 0.11111 | 0 | 0 | 0 | 0 | 0 | 0 | ; | DEER08 ECC Din IS Oc Wd |  |  |  |  | 3584 | 0 | 90 | 1 | DEER08-ECC-Din-IS-Oc-Wd | 0 | Cst-Zeroes | 0 | Cst-Zeroes | 1 | 7 | 21 | 0 | 0 | 0 | 0 | 0 | 0 | 0 | 20 | 50 | 40 | 30 | 80 | 90 | 30 | 30 | 30 | 30 | 10 | 0 | 0 | 0 | 0 | 0 | 0 | DEER08 ECC Din IS Oc Wd
3585 | 8 | 16 | 0 | 0 | 0 | 0 | 0 | 0 | 0 | 0.22222 | 0.55556 | 0.44444 | 0.33333 | 0.88889 | 1 | 0.33333 | 0.33333 | 0.33333 | 0.11111 | 0 | 0 | 0 | 0 | 0 | 0 | 0 | ; | DEER08 ECC Din IS Oc WeH |  |  |  |  | 3585 | 0 | 90 | 1 | DEER08-ECC-Din-IS-Oc-WeH | 0 | Cst-Zeroes | 0 | Cst-Zeroes | 1 | 8 | 16 | 0 | 0 | 0 | 0 | 0 | 0 | 0 | 20 | 50 | 40 | 30 | 80 | 90 | 30 | 30 | 30 | 10 | 0 | 0 | 0 | 0 | 0 | 0 | 0 | DEER08 ECC Din IS Oc WeH
3586 | 7 | 17 | 0 | 0 | 0 | 0 | 0 | 0.125 | 0.25 | 0.5 | 0.875 | 1 | 1 | 1 | 1 | 1 | 1 | 1 | 0.875 | 0.1875 | 0 | 0 | 0 | 0 | 0 | 0 | ; | DEER08 ECC Din IS Lt1 Wd |  |  |  |  | 3586 | 10 | 90 | 1 | DEER08-ECC-Din-IS-Lt1-Wd | 0 | Cst-Zeroes | 0 | Cst-Zeroes | 1 | 7 | 17 | 10 | 10 | 10 | 10 | 10 | 20 | 30 | 50 | 80 | 90 | 90 | 90 | 90 | 90 | 90 | 90 | 80 | 25 | 10 | 10 | 10 | 10 | 10 | 10 | DEER08 ECC Din IS Lt1 Wd
3587 | 7 | 18 | 0 | 0 | 0 | 0 | 0 | 0.086957 | 0.21739 | 0.47826 | 0.86957 | 1 | 1 | 1 | 1 | 1 | 1 | 1 | 0.86957 | 0.17391 | 0 | 0 | 0 | 0 | 0 | 0 | ; | DEER08 ECC Din IS Lt1 WeH |  |  |  |  | 3587 | 10 | 67.5 | 1 | DEER08-ECC-Din-IS-Lt1-WeH | 0 | Cst-Zeroes | 0 | Cst-Zeroes | 1 | 7 | 18 | 10 | 10 | 10 | 10 | 10 | 15 | 22.5 | 37.5 | 60 | 67.5 | 67.5 | 67.5 | 67.5 | 67.5 | 67.5 | 67.5 | 60 | 20 | 10 | 10 | 10 | 10 | 10 | 10 | DEER08 ECC Din IS Lt1 WeH
3588 | 8 | 16 | 0 | 0 | 0 | 0 | 0 | 0 | 0.66667 | 0.66667 | 0.66667 | 0.66667 | 0.66667 | 0.88889 | 1 | 0.88889 | 0.66667 | 0.66667 | 0.66667 | 0.22222 | 0 | 0 | 0 | 0 | 0 | 0 | ; | DEER08 ECC Din IS Eq Wd |  |  |  |  | 3588 | 0 | 90 | 1 | DEER08-ECC-Din-IS-Eq-Wd | 0 | Cst-Zeroes | 0 | Cst-Zeroes | 1 | 8 | 16 | 0 | 0 | 0 | 0 | 0 | 0 | 60 | 60 | 60 | 60 | 60 | 80 | 90 | 80 | 60 | 60 | 60 | 20 | 0 | 0 | 0 | 0 | 0 | 0 | DEER08 ECC Din IS Eq Wd
3589 | 7 | 18 | 0 | 0 | 0 | 0 | 0 | 0 | 0.66667 | 0.66667 | 0.66667 | 0.66667 | 0.66667 | 0.86667 | 1 | 0.86667 | 0.66667 | 0.66667 | 0.26667 | 0 | 0 | 0 | 0 | 0 | 0 | 0 | ; | DEER08 ECC Din IS Eq WeH |  |  |  |  | 3589 | 0 | 75 | 1 | DEER08-ECC-Din-IS-Eq-WeH | 0 | Cst-Zeroes | 0 | Cst-Zeroes | 1 | 7 | 18 | 0 | 0 | 0 | 0 | 0 | 0 | 50 | 50 | 50 | 50 | 50 | 65 | 75 | 65 | 50 | 50 | 20 | 0 | 0 | 0 | 0 | 0 | 0 | 0 | DEER08 ECC Din IS Eq WeH
3590 | 10 | 17 | 0 | 0 | 0 | 0 | 0 | 0 | 0.33333 | 0.77778 | 0.77778 | 0.33333 | 0.33333 | 1 | 1 | 0.33333 | 0.33333 | 0.33333 | 0.33333 | 0 | 0 | 0 | 0 | 0 | 0 | 0 | ; | DEER08 ECC Kit IS Oc Wd |  |  |  |  | 3590 | 0 | 90 | 1 | DEER08-ECC-Kit-IS-Oc-Wd | 0 | Cst-Zeroes | 0 | Cst-Zeroes | 1 | 10 | 17 | 0 | 0 | 0 | 0 | 0 | 0 | 30 | 70 | 70 | 30 | 30 | 90 | 90 | 30 | 30 | 30 | 30 | 0 | 0 | 0 | 0 | 0 | 0 | 0 | DEER08 ECC Kit IS Oc Wd
3591 | 7 | 18 | 0 | 0 | 0 | 0 | 0 | 0 | 0.33333 | 0.77778 | 0.77778 | 0.33333 | 0.33333 | 1 | 1 | 0.33333 | 0.33333 | 0.33333 | 0.33333 | 0 | 0 | 0 | 0 | 0 | 0 | 0 | ; | DEER08 ECC Kit IS Oc WeH |  |  |  |  | 3591 | 0 | 90 | 1 | DEER08-ECC-Kit-IS-Oc-WeH | 0 | Cst-Zeroes | 0 | Cst-Zeroes | 1 | 7 | 18 | 0 | 0 | 0 | 0 | 0 | 0 | 30 | 70 | 70 | 30 | 30 | 90 | 90 | 30 | 30 | 30 | 30 | 0 | 0 | 0 | 0 | 0 | 0 | 0 | DEER08 ECC Kit IS Oc WeH
3592 | 9 | 17 | 0 | 0 | 0 | 0 | 0.25 | 0.375 | 0.5625 | 0.875 | 0.875 | 1 | 1 | 1 | 1 | 1 | 1 | 1 | 0.875 | 0.625 | 0.375 | 0.25 | 0 | 0 | 0 | 0 | ; | DEER08 ECC Kit IS Lt1 Wd |  |  |  |  | 3592 | 10 | 90 | 1 | DEER08-ECC-Kit-IS-Lt1-Wd | 0 | Cst-Zeroes | 0 | Cst-Zeroes | 1 | 9 | 17 | 10 | 10 | 10 | 10 | 30 | 40 | 55 | 80 | 80 | 90 | 90 | 90 | 90 | 90 | 90 | 90 | 80 | 60 | 40 | 30 | 10 | 10 | 10 | 10 | DEER08 ECC Kit IS Lt1 Wd
3593 | 9 | 17 | 0 | 0 | 0 | 0 | 0.21739 | 0.34783 | 0.54348 | 0.86957 | 0.86957 | 1 | 1 | 1 | 1 | 1 | 1 | 1 | 0.86957 | 0.6087 | 0.34783 | 0.21739 | 0 | 0 | 0 | 0 | ; | DEER08 ECC Kit IS Lt1 WeH |  |  |  |  | 3593 | 10 | 67.5 | 1 | DEER08-ECC-Kit-IS-Lt1-WeH | 0 | Cst-Zeroes | 0 | Cst-Zeroes | 1 | 9 | 17 | 10 | 10 | 10 | 10 | 22.5 | 30 | 41.25 | 60 | 60 | 67.5 | 67.5 | 67.5 | 67.5 | 67.5 | 67.5 | 67.5 | 60 | 45 | 30 | 22.5 | 10 | 10 | 10 | 10 | DEER08 ECC Kit IS Lt1 WeH
3594 | 9 | 17 | 0 | 0 | 0 | 0 | 0 | 0 | 0.42857 | 0.42857 | 0.42857 | 0.42857 | 0.71429 | 1 | 1 | 0.71429 | 0.42857 | 0.42857 | 0.42857 | 0 | 0 | 0 | 0 | 0 | 0 | 0 | ; | DEER08 ECC Kit IS Eq Wd |  |  |  |  | 3594 | 30 | 100 | 1 | DEER08-ECC-Kit-IS-Eq-Wd | 0 | Cst-Zeroes | 0 | Cst-Zeroes | 1 | 9 | 17 | 30 | 30 | 30 | 30 | 30 | 30 | 60 | 60 | 60 | 60 | 80 | 100 | 100 | 80 | 60 | 60 | 60 | 30 | 30 | 30 | 30 | 30 | 30 | 30 | DEER08 ECC Kit IS Eq Wd
3595 | 9 | 17 | 0 | 0 | 0 | 0 | 0 | 0 | 0.42857 | 0.42857 | 0.42857 | 0.42857 | 0.71429 | 1 | 1 | 0.71429 | 0.42857 | 0.42857 | 0 | 0 | 0 | 0 | 0 | 0 | 0 | 0 | ; | DEER08 ECC Kit IS Eq WeH |  |  |  |  | 3595 | 30 | 100 | 1 | DEER08-ECC-Kit-IS-Eq-WeH | 0 | Cst-Zeroes | 0 | Cst-Zeroes | 1 | 9 | 17 | 30 | 30 | 30 | 30 | 30 | 30 | 60 | 60 | 60 | 60 | 80 | 100 | 100 | 80 | 60 | 60 | 30 | 30 | 30 | 30 | 30 | 30 | 30 | 30 | DEER08 ECC Kit IS Eq WeH
3596 | 9 | 17 | 0 | 0 | 0 | 0 | 0 | 0.15789 | 0.47368 | 0.47368 | 0.73684 | 0.73684 | 1 | 1 | 0.47368 | 0.47368 | 0.21053 | 0.21053 | 0.21053 | 0.052632 | 0 | 0 | 0 | 0 | 0 | 0 | ; | DEER08 ECC Kit IS Ck Wd |  |  |  |  | 3596 | 5 | 100 | 1 | DEER08-ECC-Kit-IS-Ck-Wd | 0 | Cst-Zeroes | 0 | Cst-Zeroes | 1 | 9 | 17 | 5 | 5 | 5 | 5 | 5 | 20 | 50 | 50 | 75 | 75 | 100 | 100 | 50 | 50 | 25 | 25 | 25 | 10 | 5 | 5 | 5 | 5 | 5 | 5 | DEER08 ECC Kit IS Ck Wd
3597 | 9 | 17 | 0 | 0 | 0 | 0 | 0 | 0.15789 | 0.47368 | 0.47368 | 0.73684 | 0.73684 | 1 | 1 | 0.47368 | 0.47368 | 0.21053 | 0.21053 | 0.052632 | 0 | 0 | 0 | 0 | 0 | 0 | 0 | ; | DEER08 ECC Kit IS Ck WeH |  |  |  |  | 3597 | 5 | 100 | 1 | DEER08-ECC-Kit-IS-Ck-WeH | 0 | Cst-Zeroes | 0 | Cst-Zeroes | 1 | 9 | 17 | 5 | 5 | 5 | 5 | 5 | 20 | 50 | 50 | 75 | 75 | 100 | 100 | 50 | 50 | 25 | 25 | 10 | 5 | 5 | 5 | 5 | 5 | 5 | 5 | DEER08 ECC Kit IS Ck WeH
3598 | 9 | 17 | 0 | 0 | 0 | 0 | 0 | 0 | 0 | 0.2 | 0.5 | 1 | 1 | 1 | 1 | 1 | 1 | 1 | 0.5 | 0 | 0 | 0 | 0 | 0 | 0 | 0 | ; | DEER08 ECC Cmp IS Oc WeH |  |  |  |  | 3598 | 0 | 100 | 1 | DEER08-ECC-Cmp-IS-Oc-WeH | 0 | Cst-Zeroes | 0 | Cst-Zeroes | 1 | 9 | 17 | 0 | 0 | 0 | 0 | 0 | 0 | 0 | 20 | 50 | 100 | 100 | 100 | 100 | 100 | 100 | 100 | 50 | 0 | 0 | 0 | 0 | 0 | 0 | 0 | DEER08 ECC Cmp IS Oc WeH
3599 | 8 | 21 | 0 | 0 | 0 | 0 | 0 | 0.22222 | 0.22222 | 0.44444 | 1 | 1 | 1 | 1 | 1 | 1 | 1 | 1 | 1 | 0.16667 | 0 | 0 | 0 | 0 | 0 | 0 | ; | DEER08 ECC Cmp IS Lt1 Wd |  |  |  |  | 3599 | 10 | 75 | 1 | DEER08-ECC-Cmp-IS-Lt1-Wd | 0 | Cst-Zeroes | 0 | Cst-Zeroes | 1 | 8 | 21 | 10 | 10 | 10 | 10 | 10 | 24.4444 | 24.4444 | 38.8889 | 75 | 75 | 75 | 75 | 75 | 75 | 75 | 75 | 75 | 20.8333 | 10 | 10 | 10 | 10 | 10 | 10 | DEER08 ECC Cmp IS Lt1 Wd
3600 | 8 | 16 | 0 | 0 | 0 | 0 | 0 | 0 | 0 | 0.22222 | 0.44444 | 1 | 1 | 1 | 1 | 1 | 1 | 1 | 0.72222 | 0 | 0 | 0 | 0 | 0 | 0 | 0 | ; | DEER08 ECC Cmp IS Lt1 WeH |  |  |  |  | 3600 | 10 | 35 | 1 | DEER08-ECC-Cmp-IS-Lt1-WeH | 0 | Cst-Zeroes | 0 | Cst-Zeroes | 1 | 8 | 16 | 10 | 10 | 10 | 10 | 10 | 10 | 10 | 15.5556 | 21.1111 | 35 | 35 | 35 | 35 | 35 | 35 | 35 | 28.0556 | 10 | 10 | 10 | 10 | 10 | 10 | 10 | DEER08 ECC Cmp IS Lt1 WeH
3601 | 8 | 16 | 0 | 0 | 0 | 0 | 0 | 0 | 1 | 1 | 1 | 1 | 1 | 1 | 1 | 1 | 1 | 1 | 1 | 0 | 0 | 0 | 0 | 0 | 0 | 0 | ; | DEER08 ECC Cmp IS Eq Wd |  |  |  |  | 3601 | 50 | 100 | 1 | DEER08-ECC-Cmp-IS-Eq-Wd | 0 | Cst-Zeroes | 0 | Cst-Zeroes | 1 | 8 | 16 | 50 | 50 | 50 | 50 | 50 | 50 | 100 | 100 | 100 | 100 | 100 | 100 | 100 | 100 | 100 | 100 | 100 | 50 | 50 | 50 | 50 | 50 | 50 | 50 | DEER08 ECC Cmp IS Eq Wd
3602 | 8 | 21 | 0 | 0 | 0 | 0 | 0 | 0 | 0 | 1 | 1 | 1 | 1 | 1 | 1 | 1 | 1 | 1 | 0 | 0 | 0 | 0 | 0 | 0 | 0 | 0 | ; | DEER08 ECC Cmp IS Eq WeH |  |  |  |  | 3602 | 50 | 100 | 1 | DEER08-ECC-Cmp-IS-Eq-WeH | 0 | Cst-Zeroes | 0 | Cst-Zeroes | 1 | 8 | 21 | 50 | 50 | 50 | 50 | 50 | 50 | 50 | 100 | 100 | 100 | 100 | 100 | 100 | 100 | 100 | 100 | 50 | 50 | 50 | 50 | 50 | 50 | 50 | 50 | DEER08 ECC Cmp IS Eq WeH
3603 | 8 | 19 | 0 | 0 | 0 | 0 | 0 | 0 | 0 | 0.9 | 0.9 | 0.9 | 0.9 | 0.9 | 0.6 | 0.6 | 0.6 | 0.6 | 0.6 | 1 | 1 | 0 | 0 | 0 | 0 | 0 | ; | DEER08 ECC Cls Sm Oc Wd |  |  |  |  | 3603 | 0 | 100 | 1 | DEER08-ECC-Cls-Sm-Oc-Wd | 0 | Cst-Zeroes | 0 | Cst-Zeroes | 1 | 8 | 19 | 0 | 0 | 0 | 0 | 0 | 0 | 0 | 90 | 90 | 90 | 90 | 90 | 60 | 60 | 60 | 60 | 60 | 100 | 100 | 0 | 0 | 0 | 0 | 0 | DEER08 ECC Cls Sm Oc Wd
3604 | 8 | 14 | 0 | 0 | 0 | 0 | 0 | 0 | 0 | 1 | 1 | 1 | 1 | 1 | 1 | 1 | 0 | 0 | 0 | 0 | 0 | 0 | 0 | 0 | 0 | 0 | ; | DEER08 ECC Cls Sm Oc WeH |  |  |  |  | 3604 | 0 | 50 | 1 | DEER08-ECC-Cls-Sm-Oc-WeH | 0 | Cst-Zeroes | 0 | Cst-Zeroes | 1 | 8 | 14 | 0 | 0 | 0 | 0 | 0 | 0 | 0 | 50 | 50 | 50 | 50 | 50 | 50 | 50 | 0 | 0 | 0 | 0 | 0 | 0 | 0 | 0 | 0 | 0 | DEER08 ECC Cls Sm Oc WeH
3605 | 6 | 19 | 0 | 0 | 0 | 0 | 0 | 0.25 | 0.5 | 0.75 | 1 | 1 | 1 | 1 | 1 | 1 | 1 | 1 | 0.75 | 0.5 | 0.25 | 0 | 0 | 0 | 0 | 0 | ; | DEER08 ECC Cls Sm Lt1 Wd |  |  |  |  | 3605 | 10 | 65 | 1 | DEER08-ECC-Cls-Sm-Lt1-Wd | 0 | Cst-Zeroes | 0 | Cst-Zeroes | 1 | 6 | 19 | 10 | 10 | 10 | 10 | 10 | 23.75 | 37.5 | 51.25 | 65 | 65 | 65 | 65 | 65 | 65 | 65 | 65 | 51.25 | 37.5 | 23.75 | 10 | 10 | 10 | 10 | 10 | DEER08 ECC Cls Sm Lt1 Wd
3606 | 8 | 14 | 0 | 0 | 0 | 0 | 0 | 0 | 0 | 1 | 1 | 1 | 1 | 1 | 1 | 1 | 0 | 0 | 0 | 0 | 0 | 0 | 0 | 0 | 0 | 0 | ; | DEER08 ECC Cls Sm Lt1 WeH |  |  |  |  | 3606 | 5 | 25 | 1 | DEER08-ECC-Cls-Sm-Lt1-WeH | 0 | Cst-Zeroes | 0 | Cst-Zeroes | 1 | 8 | 14 | 5 | 5 | 5 | 5 | 5 | 5 | 5 | 25 | 25 | 25 | 25 | 25 | 25 | 25 | 5 | 5 | 5 | 5 | 5 | 5 | 5 | 5 | 5 | 5 | DEER08 ECC Cls Sm Lt1 WeH
3607 | 7 | 19 | 0 | 0 | 0 | 0 | 0 | 0 | 0.57895 | 0.57895 | 0.57895 | 0.57895 | 0.57895 | 0.57895 | 0.57895 | 0.57895 | 0.57895 | 0.57895 | 0.57895 | 1 | 1 | 0 | 0 | 0 | 0 | 0 | ; | DEER08 ECC Cls Sm Eq Wd |  |  |  |  | 3607 | 5 | 100 | 1 | DEER08-ECC-Cls-Sm-Eq-Wd | 0 | Cst-Zeroes | 0 | Cst-Zeroes | 1 | 7 | 19 | 5 | 5 | 5 | 5 | 5 | 5 | 60 | 60 | 60 | 60 | 60 | 60 | 60 | 60 | 60 | 60 | 60 | 100 | 100 | 5 | 5 | 5 | 5 | 5 | DEER08 ECC Cls Sm Eq Wd
3608 | 8 | 14 | 0 | 0 | 0 | 0 | 0 | 0 | 0 | 1 | 1 | 1 | 1 | 1 | 1 | 1 | 0 | 0 | 0 | 0 | 0 | 0 | 0 | 0 | 0 | 0 | ; | DEER08 ECC Cls Sm Eq WeH |  |  |  |  | 3608 | 5 | 40 | 1 | DEER08-ECC-Cls-Sm-Eq-WeH | 0 | Cst-Zeroes | 0 | Cst-Zeroes | 1 | 8 | 14 | 5 | 5 | 5 | 5 | 5 | 5 | 5 | 40 | 40 | 40 | 40 | 40 | 40 | 40 | 5 | 5 | 5 | 5 | 5 | 5 | 5 | 5 | 5 | 5 | DEER08 ECC Cls Sm Eq WeH
3609 | 8 | 16 | 0 | 0 | 0 | 0 | 0 | 0 | 0.2 | 0.5 | 1 | 1 | 1 | 1 | 1 | 1 | 1 | 1 | 0 | 0 | 0 | 0 | 0 | 0 | 0 | 0 | ; | DEER08 ECC Off Sm Oc Wd |  |  |  |  | 3609 | 0 | 100 | 1 | DEER08-ECC-Off-Sm-Oc-Wd | 0 | Cst-Zeroes | 0 | Cst-Zeroes | 1 | 8 | 16 | 0 | 0 | 0 | 0 | 0 | 0 | 20 | 50 | 100 | 100 | 100 | 100 | 100 | 100 | 100 | 100 | 0 | 0 | 0 | 0 | 0 | 0 | 0 | 0 | DEER08 ECC Off Sm Oc Wd
3610 | 9 | 16 | 0 | 0 | 0 | 0 | 0 | 0 | 0 | 0.2 | 0.5 | 1 | 1 | 1 | 1 | 1 | 1 | 1 | 0 | 0 | 0 | 0 | 0 | 0 | 0 | 0 | ; | DEER08 ECC Off Sm Oc WeH |  |  |  |  | 3610 | 0 | 100 | 1 | DEER08-ECC-Off-Sm-Oc-WeH | 0 | Cst-Zeroes | 0 | Cst-Zeroes | 1 | 9 | 16 | 0 | 0 | 0 | 0 | 0 | 0 | 0 | 20 | 50 | 100 | 100 | 100 | 100 | 100 | 100 | 100 | 0 | 0 | 0 | 0 | 0 | 0 | 0 | 0 | DEER08 ECC Off Sm Oc WeH
3611 | 7 | 16 | 0 | 0 | 0 | 0 | 0 | 0.25 | 0.25 | 0.5 | 1 | 1 | 1 | 1 | 1 | 1 | 1 | 1 | 0.1875 | 0 | 0 | 0 | 0 | 0 | 0 | 0 | ; | DEER08 ECC Off Sm Lt1 Wd |  |  |  |  | 3611 | 10 | 90 | 1 | DEER08-ECC-Off-Sm-Lt1-Wd | 0 | Cst-Zeroes | 0 | Cst-Zeroes | 1 | 7 | 16 | 10 | 10 | 10 | 10 | 10 | 30 | 30 | 50 | 90 | 90 | 90 | 90 | 90 | 90 | 90 | 90 | 25 | 10 | 10 | 10 | 10 | 10 | 10 | 10 | DEER08 ECC Off Sm Lt1 Wd
3612 | 8 | 16 | 0 | 0 | 0 | 0 | 0 | 0 | 0.22222 | 0.22222 | 0.44444 | 1 | 1 | 1 | 1 | 1 | 1 | 0.44444 | 0 | 0 | 0 | 0 | 0 | 0 | 0 | 0 | ; | DEER08 ECC Off Sm Lt1 WeH |  |  |  |  | 3612 | 10 | 50 | 1 | DEER08-ECC-Off-Sm-Lt1-WeH | 0 | Cst-Zeroes | 0 | Cst-Zeroes | 1 | 8 | 16 | 10 | 10 | 10 | 10 | 10 | 10 | 18.8889 | 18.8889 | 27.7778 | 50 | 50 | 50 | 50 | 50 | 50 | 27.7778 | 10 | 10 | 10 | 10 | 10 | 10 | 10 | 10 | DEER08 ECC Off Sm Lt1 WeH
3613 | 7 | 16 | 0 | 0 | 0 | 0 | 0 | 0.22222 | 0.22222 | 0.44444 | 1 | 1 | 1 | 1 | 1 | 1 | 1 | 1 | 0.16667 | 0 | 0 | 0 | 0 | 0 | 0 | 0 | ; | DEER08 ECC Off Sm Eq Wd |  |  |  |  | 3613 | 10 | 100 | 1 | DEER08-ECC-Off-Sm-Eq-Wd | 0 | Cst-Zeroes | 0 | Cst-Zeroes | 1 | 7 | 16 | 10 | 10 | 10 | 10 | 10 | 30 | 30 | 50 | 100 | 100 | 100 | 100 | 100 | 100 | 100 | 100 | 25 | 10 | 10 | 10 | 10 | 10 | 10 | 10 | DEER08 ECC Off Sm Eq Wd
3614 | 8 | 15 | 0 | 0 | 0 | 0 | 0 | 0 | 0.22222 | 0.22222 | 0.44444 | 1 | 1 | 1 | 1 | 1 | 1 | 0.16667 | 0 | 0 | 0 | 0 | 0 | 0 | 0 | 0 | ; | DEER08 ECC Off Sm Eq WeH |  |  |  |  | 3614 | 10 | 100 | 1 | DEER08-ECC-Off-Sm-Eq-WeH | 0 | Cst-Zeroes | 0 | Cst-Zeroes | 1 | 8 | 15 | 10 | 10 | 10 | 10 | 10 | 10 | 30 | 30 | 50 | 100 | 100 | 100 | 100 | 100 | 100 | 25 | 10 | 10 | 10 | 10 | 10 | 10 | 10 | 10 | DEER08 ECC Off Sm Eq WeH
3615 | 8 | 16 | 0 | 0 | 0 | 0 | 0 | 0 | 0 | 0.22222 | 0.55556 | 0.44444 | 0.33333 | 0.88889 | 1 | 0.33333 | 0.33333 | 0.33333 | 0.33333 | 0.11111 | 0 | 0 | 0 | 0 | 0 | 0 | ; | DEER08 ECC Din Sm Oc Wd |  |  |  |  | 3615 | 0 | 90 | 1 | DEER08-ECC-Din-Sm-Oc-Wd | 0 | Cst-Zeroes | 0 | Cst-Zeroes | 1 | 8 | 16 | 0 | 0 | 0 | 0 | 0 | 0 | 0 | 20 | 50 | 40 | 30 | 80 | 90 | 30 | 30 | 30 | 30 | 10 | 0 | 0 | 0 | 0 | 0 | 0 | DEER08 ECC Din Sm Oc Wd
3616 | 8 | 15 | 0 | 0 | 0 | 0 | 0 | 0 | 0 | 0.22222 | 0.55556 | 0.44444 | 0.33333 | 0.88889 | 1 | 0.33333 | 0.33333 | 0.33333 | 0.11111 | 0 | 0 | 0 | 0 | 0 | 0 | 0 | ; | DEER08 ECC Din Sm Oc WeH |  |  |  |  | 3616 | 0 | 90 | 1 | DEER08-ECC-Din-Sm-Oc-WeH | 0 | Cst-Zeroes | 0 | Cst-Zeroes | 1 | 8 | 15 | 0 | 0 | 0 | 0 | 0 | 0 | 0 | 20 | 50 | 40 | 30 | 80 | 90 | 30 | 30 | 30 | 10 | 0 | 0 | 0 | 0 | 0 | 0 | 0 | DEER08 ECC Din Sm Oc WeH
3617 | 7 | 17 | 0 | 0 | 0 | 0 | 0 | 0.076923 | 0.23932 | 0.47863 | 1 | 1 | 1 | 1 | 1 | 1 | 1 | 1 | 1 | 0.17949 | 0 | 0 | 0 | 0 | 0 | 0 | ; | DEER08 ECC Din Sm Lt1 Wd |  |  |  |  | 3617 | 10 | 75 | 1 | DEER08-ECC-Din-Sm-Lt1-Wd | 0 | Cst-Zeroes | 0 | Cst-Zeroes | 1 | 7 | 17 | 10 | 10 | 10 | 10 | 10 | 15 | 25.5556 | 41.1111 | 75 | 75 | 75 | 75 | 75 | 75 | 75 | 75 | 75 | 21.6667 | 10 | 10 | 10 | 10 | 10 | 10 | DEER08 ECC Din Sm Lt1 Wd
3618 | 7 | 16 | 0 | 0 | 0 | 0 | 0 | 0.22222 | 0.22222 | 0.44444 | 1 | 1 | 1 | 1 | 1 | 1 | 1 | 1 | 0.16667 | 0 | 0 | 0 | 0 | 0 | 0 | 0 | ; | DEER08 ECC Din Sm Lt1 WeH |  |  |  |  | 3618 | 10 | 50 | 1 | DEER08-ECC-Din-Sm-Lt1-WeH | 0 | Cst-Zeroes | 0 | Cst-Zeroes | 1 | 7 | 16 | 10 | 10 | 10 | 10 | 10 | 18.8889 | 18.8889 | 27.7778 | 50 | 50 | 50 | 50 | 50 | 50 | 50 | 50 | 16.6667 | 10 | 10 | 10 | 10 | 10 | 10 | 10 | DEER08 ECC Din Sm Lt1 WeH
3619 | 7 | 17 | 0 | 0 | 0 | 0 | 0 | 0 | 0.66667 | 0.66667 | 0.66667 | 0.66667 | 0.66667 | 0.88889 | 1 | 0.88889 | 0.66667 | 0.66667 | 0.66667 | 0.22222 | 0 | 0 | 0 | 0 | 0 | 0 | ; | DEER08 ECC Din Sm Eq Wd |  |  |  |  | 3619 | 0 | 90 | 1 | DEER08-ECC-Din-Sm-Eq-Wd | 0 | Cst-Zeroes | 0 | Cst-Zeroes | 1 | 7 | 17 | 0 | 0 | 0 | 0 | 0 | 0 | 60 | 60 | 60 | 60 | 60 | 80 | 90 | 80 | 60 | 60 | 60 | 20 | 0 | 0 | 0 | 0 | 0 | 0 | DEER08 ECC Din Sm Eq Wd
3620 | 7 | 16 | 0 | 0 | 0 | 0 | 0 | 0 | 0.66667 | 0.66667 | 0.66667 | 0.66667 | 0.66667 | 0.86667 | 1 | 0.86667 | 0.66667 | 0.66667 | 0.26667 | 0 | 0 | 0 | 0 | 0 | 0 | 0 | ; | DEER08 ECC Din Sm Eq WeH |  |  |  |  | 3620 | 0 | 75 | 1 | DEER08-ECC-Din-Sm-Eq-WeH | 0 | Cst-Zeroes | 0 | Cst-Zeroes | 1 | 7 | 16 | 0 | 0 | 0 | 0 | 0 | 0 | 50 | 50 | 50 | 50 | 50 | 65 | 75 | 65 | 50 | 50 | 20 | 0 | 0 | 0 | 0 | 0 | 0 | 0 | DEER08 ECC Din Sm Eq WeH
3621 | 7 | 16 | 0 | 0 | 0 | 0 | 0 | 0 | 0.33333 | 0.77778 | 0.77778 | 0.33333 | 0.33333 | 1 | 1 | 0.33333 | 0.33333 | 0.33333 | 0.33333 | 0 | 0 | 0 | 0 | 0 | 0 | 0 | ; | DEER08 ECC Kit Sm Oc Wd |  |  |  |  | 3621 | 0 | 90 | 1 | DEER08-ECC-Kit-Sm-Oc-Wd | 0 | Cst-Zeroes | 0 | Cst-Zeroes | 1 | 7 | 16 | 0 | 0 | 0 | 0 | 0 | 0 | 30 | 70 | 70 | 30 | 30 | 90 | 90 | 30 | 30 | 30 | 30 | 0 | 0 | 0 | 0 | 0 | 0 | 0 | DEER08 ECC Kit Sm Oc Wd
3622 | 7 | 16 | 0 | 0 | 0 | 0 | 0 | 0 | 0.33333 | 0.77778 | 0.77778 | 0.33333 | 0.33333 | 1 | 1 | 0.33333 | 0.33333 | 0.33333 | 0.33333 | 0 | 0 | 0 | 0 | 0 | 0 | 0 | ; | DEER08 ECC Kit Sm Oc WeH |  |  |  |  | 3622 | 0 | 90 | 1 | DEER08-ECC-Kit-Sm-Oc-WeH | 0 | Cst-Zeroes | 0 | Cst-Zeroes | 1 | 7 | 16 | 0 | 0 | 0 | 0 | 0 | 0 | 30 | 70 | 70 | 30 | 30 | 90 | 90 | 30 | 30 | 30 | 30 | 0 | 0 | 0 | 0 | 0 | 0 | 0 | DEER08 ECC Kit Sm Oc WeH
3623 | 7 | 17 | 0 | 0 | 0 | 0 | 0 | 0.25397 | 0.25397 | 0.50794 | 1 | 1 | 1 | 1 | 1 | 1 | 1 | 1 | 1 | 0.19048 | 0 | 0 | 0 | 0 | 0 | 0 | ; | DEER08 ECC Kit Sm Lt1 Wd |  |  |  |  | 3623 | 10 | 80 | 1 | DEER08-ECC-Kit-Sm-Lt1-Wd | 0 | Cst-Zeroes | 0 | Cst-Zeroes | 1 | 7 | 17 | 10 | 10 | 10 | 10 | 10 | 27.7778 | 27.7778 | 45.5556 | 80 | 80 | 80 | 80 | 80 | 80 | 80 | 80 | 80 | 23.3333 | 10 | 10 | 10 | 10 | 10 | 10 | DEER08 ECC Kit Sm Lt1 Wd
3624 | 7 | 16 | 0 | 0 | 0 | 0 | 0 | 0.22222 | 0.22222 | 0.44444 | 1 | 1 | 1 | 1 | 1 | 1 | 1 | 1 | 0.16667 | 0 | 0 | 0 | 0 | 0 | 0 | 0 | ; | DEER08 ECC Kit Sm Lt1 WeH |  |  |  |  | 3624 | 10 | 50 | 1 | DEER08-ECC-Kit-Sm-Lt1-WeH | 0 | Cst-Zeroes | 0 | Cst-Zeroes | 1 | 7 | 16 | 10 | 10 | 10 | 10 | 10 | 18.8889 | 18.8889 | 27.7778 | 50 | 50 | 50 | 50 | 50 | 50 | 50 | 50 | 16.6667 | 10 | 10 | 10 | 10 | 10 | 10 | 10 | DEER08 ECC Kit Sm Lt1 WeH
3625 | 7 | 17 | 0 | 0 | 0 | 0 | 0 | 0 | 0.42857 | 0.42857 | 0.42857 | 0.42857 | 0.71429 | 1 | 1 | 0.71429 | 0.42857 | 0.42857 | 0.42857 | 0 | 0 | 0 | 0 | 0 | 0 | 0 | ; | DEER08 ECC Kit Sm Eq Wd |  |  |  |  | 3625 | 30 | 100 | 1 | DEER08-ECC-Kit-Sm-Eq-Wd | 0 | Cst-Zeroes | 0 | Cst-Zeroes | 1 | 7 | 17 | 30 | 30 | 30 | 30 | 30 | 30 | 60 | 60 | 60 | 60 | 80 | 100 | 100 | 80 | 60 | 60 | 60 | 30 | 30 | 30 | 30 | 30 | 30 | 30 | DEER08 ECC Kit Sm Eq Wd
3626 | 7 | 16 | 0 | 0 | 0 | 0 | 0 | 0 | 0.42857 | 0.42857 | 0.42857 | 0.42857 | 0.71429 | 1 | 1 | 0.71429 | 0.42857 | 0.42857 | 0 | 0 | 0 | 0 | 0 | 0 | 0 | 0 | ; | DEER08 ECC Kit Sm Eq WeH |  |  |  |  | 3626 | 30 | 100 | 1 | DEER08-ECC-Kit-Sm-Eq-WeH | 0 | Cst-Zeroes | 0 | Cst-Zeroes | 1 | 7 | 16 | 30 | 30 | 30 | 30 | 30 | 30 | 60 | 60 | 60 | 60 | 80 | 100 | 100 | 80 | 60 | 60 | 30 | 30 | 30 | 30 | 30 | 30 | 30 | 30 | DEER08 ECC Kit Sm Eq WeH
3627 | 7 | 17 | 0 | 0 | 0 | 0 | 0 | 0.15789 | 0.47368 | 0.47368 | 0.73684 | 0.73684 | 1 | 1 | 0.47368 | 0.47368 | 0.21053 | 0.21053 | 0.21053 | 0.052632 | 0 | 0 | 0 | 0 | 0 | 0 | ; | DEER08 ECC Kit Sm Ck Wd |  |  |  |  | 3627 | 5 | 100 | 1 | DEER08-ECC-Kit-Sm-Ck-Wd | 0 | Cst-Zeroes | 0 | Cst-Zeroes | 1 | 7 | 17 | 5 | 5 | 5 | 5 | 5 | 20 | 50 | 50 | 75 | 75 | 100 | 100 | 50 | 50 | 25 | 25 | 25 | 10 | 5 | 5 | 5 | 5 | 5 | 5 | DEER08 ECC Kit Sm Ck Wd
3628 | 7 | 16 | 0 | 0 | 0 | 0 | 0 | 0.15789 | 0.47368 | 0.47368 | 0.73684 | 0.73684 | 1 | 1 | 0.47368 | 0.47368 | 0.21053 | 0.21053 | 0.052632 | 0 | 0 | 0 | 0 | 0 | 0 | 0 | ; | DEER08 ECC Kit Sm Ck WeH |  |  |  |  | 3628 | 5 | 100 | 1 | DEER08-ECC-Kit-Sm-Ck-WeH | 0 | Cst-Zeroes | 0 | Cst-Zeroes | 1 | 7 | 16 | 5 | 5 | 5 | 5 | 5 | 20 | 50 | 50 | 75 | 75 | 100 | 100 | 50 | 50 | 25 | 25 | 10 | 5 | 5 | 5 | 5 | 5 | 5 | 5 | DEER08 ECC Kit Sm Ck WeH
3629 | 8 | 17 | 0 | 0 | 0 | 0 | 0 | 0 | 0.2 | 0.5 | 1 | 1 | 1 | 1 | 1 | 1 | 1 | 1 | 1 | 0.5 | 0 | 0 | 0 | 0 | 0 | 0 | ; | DEER08 ECC Cmp Sm Oc Wd |  |  |  |  | 3629 | 0 | 100 | 1 | DEER08-ECC-Cmp-Sm-Oc-Wd | 0 | Cst-Zeroes | 0 | Cst-Zeroes | 1 | 8 | 17 | 0 | 0 | 0 | 0 | 0 | 0 | 20 | 50 | 100 | 100 | 100 | 100 | 100 | 100 | 100 | 100 | 100 | 50 | 0 | 0 | 0 | 0 | 0 | 0 | DEER08 ECC Cmp Sm Oc Wd
3630 | 9 | 16 | 0 | 0 | 0 | 0 | 0 | 0 | 0 | 0.2 | 0.5 | 1 | 1 | 1 | 1 | 1 | 1 | 1 | 0.5 | 0 | 0 | 0 | 0 | 0 | 0 | 0 | ; | DEER08 ECC Cmp Sm Oc WeH |  |  |  |  | 3630 | 0 | 100 | 1 | DEER08-ECC-Cmp-Sm-Oc-WeH | 0 | Cst-Zeroes | 0 | Cst-Zeroes | 1 | 9 | 16 | 0 | 0 | 0 | 0 | 0 | 0 | 0 | 20 | 50 | 100 | 100 | 100 | 100 | 100 | 100 | 100 | 50 | 0 | 0 | 0 | 0 | 0 | 0 | 0 | DEER08 ECC Cmp Sm Oc WeH
3631 | 7 | 17 | 0 | 0 | 0 | 0 | 0 | 0.22222 | 0.22222 | 0.44444 | 1 | 1 | 1 | 1 | 1 | 1 | 1 | 1 | 1 | 0.16667 | 0 | 0 | 0 | 0 | 0 | 0 | ; | DEER08 ECC Cmp Sm Lt1 Wd |  |  |  |  | 3631 | 10 | 70 | 1 | DEER08-ECC-Cmp-Sm-Lt1-Wd | 0 | Cst-Zeroes | 0 | Cst-Zeroes | 1 | 7 | 17 | 10 | 10 | 10 | 10 | 10 | 23.3333 | 23.3333 | 36.6667 | 70 | 70 | 70 | 70 | 70 | 70 | 70 | 70 | 70 | 20 | 10 | 10 | 10 | 10 | 10 | 10 | DEER08 ECC Cmp Sm Lt1 Wd
3632 | 8 | 17 | 0 | 0 | 0 | 0 | 0 | 0 | 0 | 0.22222 | 0.44444 | 1 | 1 | 1 | 1 | 1 | 1 | 1 | 0.72222 | 0 | 0 | 0 | 0 | 0 | 0 | 0 | ; | DEER08 ECC Cmp Sm Lt1 WeH |  |  |  |  | 3632 | 10 | 30 | 1 | DEER08-ECC-Cmp-Sm-Lt1-WeH | 0 | Cst-Zeroes | 0 | Cst-Zeroes | 1 | 8 | 17 | 10 | 10 | 10 | 10 | 10 | 10 | 10 | 14.4444 | 18.8889 | 30 | 30 | 30 | 30 | 30 | 30 | 30 | 24.4444 | 10 | 10 | 10 | 10 | 10 | 10 | 10 | DEER08 ECC Cmp Sm Lt1 WeH
3633 | 7 | 17 | 0 | 0 | 0 | 0 | 0 | 0 | 1 | 1 | 1 | 1 | 1 | 1 | 1 | 1 | 1 | 1 | 1 | 0 | 0 | 0 | 0 | 0 | 0 | 0 | ; | DEER08 ECC Cmp Sm Eq Wd |  |  |  |  | 3633 | 50 | 100 | 1 | DEER08-ECC-Cmp-Sm-Eq-Wd | 0 | Cst-Zeroes | 0 | Cst-Zeroes | 1 | 7 | 17 | 50 | 50 | 50 | 50 | 50 | 50 | 100 | 100 | 100 | 100 | 100 | 100 | 100 | 100 | 100 | 100 | 100 | 50 | 50 | 50 | 50 | 50 | 50 | 50 | DEER08 ECC Cmp Sm Eq Wd
3634 | 8 | 16 | 0 | 0 | 0 | 0 | 0 | 0 | 0 | 1 | 1 | 1 | 1 | 1 | 1 | 1 | 1 | 1 | 0 | 0 | 0 | 0 | 0 | 0 | 0 | 0 | ; | DEER08 ECC Cmp Sm Eq WeH |  |  |  |  | 3634 | 50 | 100 | 1 | DEER08-ECC-Cmp-Sm-Eq-WeH | 0 | Cst-Zeroes | 0 | Cst-Zeroes | 1 | 8 | 16 | 50 | 50 | 50 | 50 | 50 | 50 | 50 | 100 | 100 | 100 | 100 | 100 | 100 | 100 | 100 | 100 | 50 | 50 | 50 | 50 | 50 | 50 | 50 | 50 | DEER08 ECC Cmp Sm Eq WeH
3635 | 9 | 17 | 0 | 0 | 0 | 0 | 0 | 0 | 0 | 0.42857 | 1 | 1 | 1 | 0.71429 | 0.71429 | 1 | 1 | 0.85714 | 0.57143 | 0.14286 | 0.14286 | 0.14286 | 0 | 0 | 0 | 0 | ; | DEER08 EUN Off IS Oc Sa |  |  |  |  | 3635 | 0 | 35 | 1 | DEER08-EUN-Off-IS-Oc-Sa | 0 | Cst-Zeroes | 0 | Cst-Zeroes | 1 | 9 | 17 | 0 | 0 | 0 | 0 | 0 | 0 | 0 | 15 | 35 | 35 | 35 | 25 | 25 | 35 | 35 | 30 | 20 | 5 | 5 | 5 | 0 | 0 | 0 | 0 | DEER08 EUN Off IS Oc Sa
3636 | 9 | 19 | 0 | 0 | 0 | 0 | 0 | 0 | 0 | 0.42857 | 1 | 1 | 1 | 0.85714 | 0.85714 | 1 | 1 | 1 | 0.85714 | 0.42857 | 0.42857 | 0.28571 | 0 | 0 | 0 | 0 | ; | DEER08 EUN Off IS Lt Sa |  |  |  |  | 3636 | 5 | 40 | 1 | DEER08-EUN-Off-IS-Lt-Sa | 0 | Cst-Zeroes | 0 | Cst-Zeroes | 1 | 9 | 19 | 5 | 5 | 5 | 5 | 5 | 5 | 5 | 20 | 40 | 40 | 40 | 35 | 35 | 40 | 40 | 40 | 35 | 20 | 20 | 15 | 5 | 5 | 5 | 5 | DEER08 EUN Off IS Lt Sa
3637 | 9 | 17 | 0 | 0 | 0 | 0 | 0 | 0 | 0 | 0.42857 | 1 | 1 | 1 | 1 | 1 | 1 | 1 | 1 | 0.71429 | 0.14286 | 0.14286 | 0 | 0 | 0 | 0 | 0 | ; | DEER08 EUN Off IS Eq Sa |  |  |  |  | 3637 | 5 | 40 | 1 | DEER08-EUN-Off-IS-Eq-Sa | 0 | Cst-Zeroes | 0 | Cst-Zeroes | 1 | 9 | 17 | 5 | 5 | 5 | 5 | 5 | 5 | 5 | 20 | 40 | 40 | 40 | 40 | 40 | 40 | 40 | 40 | 30 | 10 | 10 | 5 | 5 | 5 | 5 | 5 | DEER08 EUN Off IS Eq Sa
3638 | 8 | 19 | 0 | 0 | 0 | 0 | 0 | 0 | 0.22222 | 0.44444 | 0.66667 | 0.44444 | 0.33333 | 1 | 1 | 0.33333 | 0.33333 | 0.44444 | 0.83333 | 1 | 0.83333 | 0.22222 | 0 | 0 | 0 | 0 | ; | DEER08 EUN Din IS Oc Wd |  |  |  |  | 3638 | 0 | 90 | 1 | DEER08-EUN-Din-IS-Oc-Wd | 0 | Cst-Zeroes | 0 | Cst-Zeroes | 1 | 8 | 19 | 0 | 0 | 0 | 0 | 0 | 0 | 20 | 40 | 60 | 40 | 30 | 90 | 90 | 30 | 30 | 40 | 75 | 90 | 75 | 20 | 0 | 0 | 0 | 0 | DEER08 EUN Din IS Oc Wd
3639 | 8 | 19 | 0 | 0 | 0 | 0 | 0 | 0 | 0.22222 | 0.44444 | 0.66667 | 0.44444 | 0.33333 | 1 | 1 | 0.33333 | 0.33333 | 0.44444 | 0.83333 | 1 | 0.83333 | 0.22222 | 0 | 0 | 0 | 0 | ; | DEER08 EUN Din IS Oc WeH |  |  |  |  | 3639 | 0 | 90 | 1 | DEER08-EUN-Din-IS-Oc-WeH | 0 | Cst-Zeroes | 0 | Cst-Zeroes | 1 | 8 | 19 | 0 | 0 | 0 | 0 | 0 | 0 | 20 | 40 | 60 | 40 | 30 | 90 | 90 | 30 | 30 | 40 | 75 | 90 | 75 | 20 | 0 | 0 | 0 | 0 | DEER08 EUN Din IS Oc WeH
3640 | 8 | 19 | 0 | 0 | 0 | 0 | 0 | 0 | 0.22222 | 0.44444 | 1 | 1 | 1 | 1 | 1 | 1 | 1 | 1 | 1 | 1 | 1 | 0.16667 | 0 | 0 | 0 | 0 | ; | DEER08 EUN Din IS Lt Wd |  |  |  |  | 3640 | 10 | 100 | 1 | DEER08-EUN-Din-IS-Lt-Wd | 0 | Cst-Zeroes | 0 | Cst-Zeroes | 1 | 8 | 19 | 10 | 10 | 10 | 10 | 10 | 10 | 30 | 50 | 100 | 100 | 100 | 100 | 100 | 100 | 100 | 100 | 100 | 100 | 100 | 25 | 10 | 10 | 10 | 10 | DEER08 EUN Din IS Lt Wd
3641 | 8 | 19 | 0 | 0 | 0 | 0 | 0 | 0 | 0.22222 | 0.44444 | 1 | 1 | 1 | 1 | 1 | 1 | 1 | 1 | 1 | 1 | 1 | 0.16667 | 0 | 0 | 0 | 0 | ; | DEER08 EUN Din IS Lt WeH |  |  |  |  | 3641 | 10 | 100 | 1 | DEER08-EUN-Din-IS-Lt-WeH | 0 | Cst-Zeroes | 0 | Cst-Zeroes | 1 | 8 | 19 | 10 | 10 | 10 | 10 | 10 | 10 | 30 | 50 | 100 | 100 | 100 | 100 | 100 | 100 | 100 | 100 | 100 | 100 | 100 | 25 | 10 | 10 | 10 | 10 | DEER08 EUN Din IS Lt WeH
3642 | 7 | 19 | 0 | 0 | 0 | 0 | 0 | 0 | 1 | 1 | 1 | 1 | 1 | 1 | 1 | 1 | 1 | 1 | 1 | 1 | 1 | 0.16667 | 0 | 0 | 0 | 0 | ; | DEER08 EUN Din IS Eq Wd |  |  |  |  | 3642 | 0 | 60 | 1 | DEER08-EUN-Din-IS-Eq-Wd | 0 | Cst-Zeroes | 0 | Cst-Zeroes | 1 | 7 | 19 | 0 | 0 | 0 | 0 | 0 | 0 | 60 | 60 | 60 | 60 | 60 | 60 | 60 | 60 | 60 | 60 | 60 | 60 | 60 | 10 | 0 | 0 | 0 | 0 | DEER08 EUN Din IS Eq Wd
3643 | 7 | 19 | 0 | 0 | 0 | 0 | 0 | 0 | 1 | 1 | 1 | 1 | 1 | 1 | 1 | 1 | 1 | 1 | 1 | 1 | 1 | 0.16667 | 0 | 0 | 0 | 0 | ; | DEER08 EUN Din IS Eq WeH |  |  |  |  | 3643 | 0 | 60 | 1 | DEER08-EUN-Din-IS-Eq-WeH | 0 | Cst-Zeroes | 0 | Cst-Zeroes | 1 | 7 | 19 | 0 | 0 | 0 | 0 | 0 | 0 | 60 | 60 | 60 | 60 | 60 | 60 | 60 | 60 | 60 | 60 | 60 | 60 | 60 | 10 | 0 | 0 | 0 | 0 | DEER08 EUN Din IS Eq WeH
3644 | 8 | 18 | 0 | 0 | 0 | 0 | 0 | 0 | 0.33333 | 0.44444 | 0.44444 | 0.33333 | 0.33333 | 1 | 0.88889 | 0.44444 | 0.44444 | 0.66667 | 1 | 0.88889 | 0.22222 | 0 | 0 | 0 | 0 | 0 | ; | DEER08 EUN Kit IS Oc Wd |  |  |  |  | 3644 | 0 | 90 | 1 | DEER08-EUN-Kit-IS-Oc-Wd | 0 | Cst-Zeroes | 0 | Cst-Zeroes | 1 | 8 | 18 | 0 | 0 | 0 | 0 | 0 | 0 | 30 | 40 | 40 | 30 | 30 | 90 | 80 | 40 | 40 | 60 | 90 | 80 | 20 | 0 | 0 | 0 | 0 | 0 | DEER08 EUN Kit IS Oc Wd
3645 | 8 | 18 | 0 | 0 | 0 | 0 | 0 | 0 | 0.33333 | 0.44444 | 0.44444 | 0.33333 | 0.33333 | 1 | 0.88889 | 0.44444 | 0.44444 | 0.66667 | 1 | 0.88889 | 0.22222 | 0 | 0 | 0 | 0 | 0 | ; | DEER08 EUN Kit IS Oc WeH |  |  |  |  | 3645 | 0 | 90 | 1 | DEER08-EUN-Kit-IS-Oc-WeH | 0 | Cst-Zeroes | 0 | Cst-Zeroes | 1 | 8 | 18 | 0 | 0 | 0 | 0 | 0 | 0 | 30 | 40 | 40 | 30 | 30 | 90 | 80 | 40 | 40 | 60 | 90 | 80 | 20 | 0 | 0 | 0 | 0 | 0 | DEER08 EUN Kit IS Oc WeH
3646 | 8 | 19 | 0 | 0 | 0 | 0 | 0 | 0 | 0.22222 | 0.44444 | 1 | 1 | 1 | 1 | 1 | 1 | 1 | 1 | 1 | 1 | 1 | 0.16667 | 0 | 0 | 0 | 0 | ; | DEER08 EUN Kit IS Lt Wd |  |  |  |  | 3646 | 10 | 100 | 1 | DEER08-EUN-Kit-IS-Lt-Wd | 0 | Cst-Zeroes | 0 | Cst-Zeroes | 1 | 8 | 19 | 10 | 10 | 10 | 10 | 10 | 10 | 30 | 50 | 100 | 100 | 100 | 100 | 100 | 100 | 100 | 100 | 100 | 100 | 100 | 25 | 10 | 10 | 10 | 10 | DEER08 EUN Kit IS Lt Wd
3647 | 8 | 19 | 0 | 0 | 0 | 0 | 0 | 0 | 0.22222 | 0.44444 | 1 | 1 | 1 | 1 | 1 | 1 | 1 | 1 | 1 | 1 | 1 | 0.16667 | 0 | 0 | 0 | 0 | ; | DEER08 EUN Kit IS Lt WeH |  |  |  |  | 3647 | 10 | 100 | 1 | DEER08-EUN-Kit-IS-Lt-WeH | 0 | Cst-Zeroes | 0 | Cst-Zeroes | 1 | 8 | 19 | 10 | 10 | 10 | 10 | 10 | 10 | 30 | 50 | 100 | 100 | 100 | 100 | 100 | 100 | 100 | 100 | 100 | 100 | 100 | 25 | 10 | 10 | 10 | 10 | DEER08 EUN Kit IS Lt WeH
3648 | 7 | 18 | 0 | 0 | 0 | 0 | 0 | 0 | 1 | 1 | 1 | 1 | 1 | 1 | 1 | 1 | 1 | 1 | 1 | 1 | 0.33333 | 0 | 0 | 0 | 0 | 0 | ; | DEER08 EUN Kit IS Eq Wd |  |  |  |  | 3648 | 30 | 60 | 1 | DEER08-EUN-Kit-IS-Eq-Wd | 0 | Cst-Zeroes | 0 | Cst-Zeroes | 1 | 7 | 18 | 30 | 30 | 30 | 30 | 30 | 30 | 60 | 60 | 60 | 60 | 60 | 60 | 60 | 60 | 60 | 60 | 60 | 60 | 40 | 30 | 30 | 30 | 30 | 30 | DEER08 EUN Kit IS Eq Wd
3649 | 7 | 18 | 0 | 0 | 0 | 0 | 0 | 0 | 1 | 1 | 1 | 1 | 1 | 1 | 1 | 1 | 1 | 1 | 1 | 1 | 0.33333 | 0 | 0 | 0 | 0 | 0 | ; | DEER08 EUN Kit IS Eq WeH |  |  |  |  | 3649 | 30 | 60 | 1 | DEER08-EUN-Kit-IS-Eq-WeH | 0 | Cst-Zeroes | 0 | Cst-Zeroes | 1 | 7 | 18 | 30 | 30 | 30 | 30 | 30 | 30 | 60 | 60 | 60 | 60 | 60 | 60 | 60 | 60 | 60 | 60 | 60 | 60 | 40 | 30 | 30 | 30 | 30 | 30 | DEER08 EUN Kit IS Eq WeH
3650 | 7 | 18 | 0 | 0 | 0 | 0 | 0 | 0 | 0.5 | 0.5 | 0.375 | 0.375 | 0.5 | 0.75 | 0.625 | 0.375 | 0.25 | 0.75 | 1 | 1 | 0.125 | 0 | 0 | 0 | 0 | 0 | ; | DEER08 EUN Kit IS Ck Wd |  |  |  |  | 3650 | 20 | 100 | 1 | DEER08-EUN-Kit-IS-Ck-Wd | 0 | Cst-Zeroes | 0 | Cst-Zeroes | 1 | 7 | 18 | 20 | 20 | 20 | 20 | 20 | 20 | 60 | 60 | 50 | 50 | 60 | 80 | 70 | 50 | 40 | 80 | 100 | 100 | 30 | 20 | 20 | 20 | 20 | 20 | DEER08 EUN Kit IS Ck Wd
3651 | 7 | 18 | 0 | 0 | 0 | 0 | 0 | 0 | 0.5 | 0.5 | 0.375 | 0.375 | 0.5 | 0.75 | 0.625 | 0.375 | 0.25 | 0.75 | 1 | 1 | 0.125 | 0 | 0 | 0 | 0 | 0 | ; | DEER08 EUN Kit IS Ck WeH |  |  |  |  | 3651 | 20 | 100 | 1 | DEER08-EUN-Kit-IS-Ck-WeH | 0 | Cst-Zeroes | 0 | Cst-Zeroes | 1 | 7 | 18 | 20 | 20 | 20 | 20 | 20 | 20 | 60 | 60 | 50 | 50 | 60 | 80 | 70 | 50 | 40 | 80 | 100 | 100 | 30 | 20 | 20 | 20 | 20 | 20 | DEER08 EUN Kit IS Ck WeH
3652 | 8 | 17 | 0 | 0 | 0 | 0 | 0 | 0 | 0.2 | 0.5 | 1 | 1 | 1 | 1 | 1 | 1 | 1 | 1 | 1 | 0 | 0 | 0 | 0 | 0 | 0 | 0 | ; | DEER08 EUN Cmp IS Oc Wd |  |  |  |  | 3652 | 0 | 100 | 1 | DEER08-EUN-Cmp-IS-Oc-Wd | 0 | Cst-Zeroes | 0 | Cst-Zeroes | 1 | 8 | 17 | 0 | 0 | 0 | 0 | 0 | 0 | 20 | 50 | 100 | 100 | 100 | 100 | 100 | 100 | 100 | 100 | 100 | 0 | 0 | 0 | 0 | 0 | 0 | 0 | DEER08 EUN Cmp IS Oc Wd
3653 | 8 | 17 | 0 | 0 | 0 | 0 | 0 | 0 | 0 | 0.4 | 0.8 | 1 | 1 | 1 | 1 | 1 | 1 | 1 | 1 | 0 | 0 | 0 | 0 | 0 | 0 | 0 | ; | DEER08 EUN Cmp IS Oc WeH |  |  |  |  | 3653 | 0 | 100 | 1 | DEER08-EUN-Cmp-IS-Oc-WeH | 0 | Cst-Zeroes | 0 | Cst-Zeroes | 1 | 8 | 17 | 0 | 0 | 0 | 0 | 0 | 0 | 0 | 40 | 80 | 100 | 100 | 100 | 100 | 100 | 100 | 100 | 100 | 0 | 0 | 0 | 0 | 0 | 0 | 0 | DEER08 EUN Cmp IS Oc WeH
3654 | 8 | 17 | 0 | 0 | 0 | 0 | 0 | 0 | 0.22222 | 0.77778 | 1 | 1 | 1 | 1 | 1 | 1 | 1 | 1 | 1 | 0.16667 | 0 | 0 | 0 | 0 | 0 | 0 | ; | DEER08 EUN Cmp IS Lt Wd |  |  |  |  | 3654 | 10 | 100 | 1 | DEER08-EUN-Cmp-IS-Lt-Wd | 0 | Cst-Zeroes | 0 | Cst-Zeroes | 1 | 8 | 17 | 10 | 10 | 10 | 10 | 10 | 10 | 30 | 80 | 100 | 100 | 100 | 100 | 100 | 100 | 100 | 100 | 100 | 25 | 10 | 10 | 10 | 10 | 10 | 10 | DEER08 EUN Cmp IS Lt Wd
3655 | 8 | 17 | 0 | 0 | 0 | 0 | 0 | 0 | 0 | 0.44444 | 1 | 1 | 1 | 1 | 1 | 1 | 1 | 1 | 1 | 0.16667 | 0 | 0 | 0 | 0 | 0 | 0 | ; | DEER08 EUN Cmp IS Lt WeH |  |  |  |  | 3655 | 10 | 100 | 1 | DEER08-EUN-Cmp-IS-Lt-WeH | 0 | Cst-Zeroes | 0 | Cst-Zeroes | 1 | 8 | 17 | 10 | 10 | 10 | 10 | 10 | 10 | 10 | 50 | 100 | 100 | 100 | 100 | 100 | 100 | 100 | 100 | 100 | 25 | 10 | 10 | 10 | 10 | 10 | 10 | DEER08 EUN Cmp IS Lt WeH
3656 | 8 | 17 | 0 | 0 | 0 | 0 | 0 | 0 | 0.5 | 0.8 | 1 | 1 | 1 | 1 | 1 | 1 | 1 | 1 | 1 | 0 | 0 | 0 | 0 | 0 | 0 | 0 | ; | DEER08 EUN Cmp IS Eq Wd |  |  |  |  | 3656 | 50 | 100 | 1 | DEER08-EUN-Cmp-IS-Eq-Wd | 0 | Cst-Zeroes | 0 | Cst-Zeroes | 1 | 8 | 17 | 50 | 50 | 50 | 50 | 50 | 50 | 75 | 90 | 100 | 100 | 100 | 100 | 100 | 100 | 100 | 100 | 100 | 50 | 50 | 50 | 50 | 50 | 50 | 50 | DEER08 EUN Cmp IS Eq Wd
3657 | 8 | 17 | 0 | 0 | 0 | 0 | 0 | 0 | 0 | 0.6 | 1 | 1 | 1 | 1 | 1 | 1 | 1 | 1 | 1 | 0 | 0 | 0 | 0 | 0 | 0 | 0 | ; | DEER08 EUN Cmp IS Eq WeH |  |  |  |  | 3657 | 50 | 100 | 1 | DEER08-EUN-Cmp-IS-Eq-WeH | 0 | Cst-Zeroes | 0 | Cst-Zeroes | 1 | 8 | 17 | 50 | 50 | 50 | 50 | 50 | 50 | 50 | 80 | 100 | 100 | 100 | 100 | 100 | 100 | 100 | 100 | 100 | 50 | 50 | 50 | 50 | 50 | 50 | 50 | DEER08 EUN Cmp IS Eq WeH
3658 | 9 | 20 | 0 | 0 | 0 | 0 | 0 | 0 | 0 | 0.3 | 1 | 1 | 1 | 0.85 | 0.7 | 0.85 | 1 | 1 | 1 | 0.6 | 0.95 | 0.8 | 0.4 | 0.1 | 0.05 | 0.05 | ; | DEER08 EUN Cls Sm Oc Wd |  |  |  |  | 3658 | 0 | 100 | 1 | DEER08-EUN-Cls-Sm-Oc-Wd | 0 | Cst-Zeroes | 0 | Cst-Zeroes | 1 | 9 | 20 | 0 | 0 | 0 | 0 | 0 | 0 | 0 | 30 | 100 | 100 | 100 | 85 | 70 | 85 | 100 | 100 | 100 | 60 | 95 | 80 | 40 | 10 | 5 | 5 | DEER08 EUN Cls Sm Oc Wd
3659 | 9 | 17 | 0 | 0 | 0 | 0 | 0 | 0 | 0 | 0.125 | 0.5 | 1 | 1 | 0.875 | 0.75 | 0.875 | 1 | 0.625 | 0.3125 | 0.125 | 0 | 0 | 0 | 0 | 0 | 0 | ; | DEER08 EUN Cls Sm Oc Sa |  |  |  |  | 3659 | 0 | 80 | 1 | DEER08-EUN-Cls-Sm-Oc-Sa | 0 | Cst-Zeroes | 0 | Cst-Zeroes | 1 | 9 | 17 | 0 | 0 | 0 | 0 | 0 | 0 | 0 | 10 | 40 | 80 | 80 | 70 | 60 | 70 | 80 | 50 | 25 | 10 | 0 | 0 | 0 | 0 | 0 | 0 | DEER08 EUN Cls Sm Oc Sa
3660 | 7 | 22 | 0 | 0 | 0 | 0 | 0 | 0 | 0.47368 | 0.78947 | 1 | 1 | 1 | 0.89474 | 0.89474 | 0.89474 | 1 | 1 | 1 | 0.89474 | 0.89474 | 0.78947 | 0.68421 | 0.47368 | 0.15789 | 0 | ; | DEER08 EUN Cls Sm Lt Wd |  |  |  |  | 3660 | 5 | 100 | 1 | DEER08-EUN-Cls-Sm-Lt-Wd | 0 | Cst-Zeroes | 0 | Cst-Zeroes | 1 | 7 | 22 | 5 | 5 | 5 | 5 | 5 | 5 | 50 | 80 | 100 | 100 | 100 | 90 | 90 | 90 | 100 | 100 | 100 | 90 | 90 | 80 | 70 | 50 | 20 | 5 | DEER08 EUN Cls Sm Lt Wd
3661 | 8 | 17 | 0 | 0 | 0 | 0 | 0 | 0 | 0 | 0.78947 | 1 | 1 | 1 | 0.89474 | 0.89474 | 0.89474 | 1 | 0.68421 | 0.36842 | 0.15789 | 0 | 0 | 0 | 0 | 0 | 0 | ; | DEER08 EUN Cls Sm Lt Sa |  |  |  |  | 3661 | 5 | 100 | 1 | DEER08-EUN-Cls-Sm-Lt-Sa | 0 | Cst-Zeroes | 0 | Cst-Zeroes | 1 | 8 | 17 | 5 | 5 | 5 | 5 | 5 | 5 | 5 | 80 | 100 | 100 | 100 | 90 | 90 | 90 | 100 | 70 | 40 | 20 | 5 | 5 | 5 | 5 | 5 | 5 | DEER08 EUN Cls Sm Lt Sa
3662 | 7 | 22 | 0 | 0 | 0 | 0 | 0 | 0 | 0.15789 | 0.78947 | 1 | 1 | 1 | 0.89474 | 0.89474 | 0.89474 | 1 | 1 | 1 | 0.89474 | 0.89474 | 0.78947 | 0.68421 | 0.26316 | 0.052632 | 0 | ; | DEER08 EUN Cls Sm Eq Wd |  |  |  |  | 3662 | 5 | 100 | 1 | DEER08-EUN-Cls-Sm-Eq-Wd | 0 | Cst-Zeroes | 0 | Cst-Zeroes | 1 | 7 | 22 | 5 | 5 | 5 | 5 | 5 | 5 | 20 | 80 | 100 | 100 | 100 | 90 | 90 | 90 | 100 | 100 | 100 | 90 | 90 | 80 | 70 | 30 | 10 | 5 | DEER08 EUN Cls Sm Eq Wd
3663 | 8 | 17 | 0 | 0 | 0 | 0 | 0 | 0 | 0 | 0.78947 | 1 | 1 | 1 | 0.89474 | 0.89474 | 0.89474 | 1 | 0.68421 | 0.36842 | 0.15789 | 0 | 0 | 0 | 0 | 0 | 0 | ; | DEER08 EUN Cls Sm Eq Sa |  |  |  |  | 3663 | 5 | 100 | 1 | DEER08-EUN-Cls-Sm-Eq-Sa | 0 | Cst-Zeroes | 0 | Cst-Zeroes | 1 | 8 | 17 | 5 | 5 | 5 | 5 | 5 | 5 | 5 | 80 | 100 | 100 | 100 | 90 | 90 | 90 | 100 | 70 | 40 | 20 | 5 | 5 | 5 | 5 | 5 | 5 | DEER08 EUN Cls Sm Eq Sa
3664 | 9 | 18 | 0 | 0 | 0 | 0 | 0 | 0 | 0 | 0 | 0.52941 | 1 | 1 | 1 | 1 | 1 | 1 | 1 | 1 | 1 | 0.058824 | 0 | 0 | 0 | 0 | 0 | ; | DEER08 RTL Off Yr Lt Sa |  |  |  |  | 3664 | 5 | 90 | 1 | DEER08-RTL-Off-Yr-Lt-Sa | 0 | Cst-Zeroes | 0 | Cst-Zeroes | 1 | 9 | 18 | 5 | 5 | 5 | 5 | 5 | 5 | 5 | 5 | 50 | 90 | 90 | 90 | 90 | 90 | 90 | 90 | 90 | 90 | 10 | 5 | 5 | 5 | 5 | 5 | DEER08 RTL Off Yr Lt Sa
3665 | 9 | 13 | 0 | 0 | 0 | 0 | 0 | 0 | 0 | 0 | 0.66667 | 1 | 1 | 0.33333 | 0.33333 | 0 | 0 | 0 | 0 | 0 | 0 | 0 | 0 | 0 | 0 | 0 | ; | DEER08 RTL Off Yr Oc SuH |  |  |  |  | 3665 | 0 | 15 | 1 | DEER08-RTL-Off-Yr-Oc-SuH | 0 | Cst-Zeroes | 0 | Cst-Zeroes | 1 | 9 | 13 | 0 | 0 | 0 | 0 | 0 | 0 | 0 | 0 | 10 | 15 | 15 | 5 | 5 | 0 | 0 | 0 | 0 | 0 | 0 | 0 | 0 | 0 | 0 | 0 | DEER08 RTL Off Yr Oc SuH
3666 | 9 | 13 | 0 | 0 | 0 | 0 | 0 | 0 | 0 | 0 | 0.2 | 1 | 1 | 0.2 | 0.2 | 0 | 0 | 0 | 0 | 0 | 0 | 0 | 0 | 0 | 0 | 0 | ; | DEER08 RTL Off Yr Eq SuH |  |  |  |  | 3666 | 0 | 50 | 1 | DEER08-RTL-Off-Yr-Eq-SuH | 0 | Cst-Zeroes | 0 | Cst-Zeroes | 1 | 9 | 13 | 0 | 0 | 0 | 0 | 0 | 0 | 0 | 0 | 10 | 50 | 50 | 10 | 10 | 0 | 0 | 0 | 0 | 0 | 0 | 0 | 0 | 0 | 0 | 0 | DEER08 RTL Off Yr Eq SuH
3667 | 9 | 22 | 0 | 0 | 0 | 0 | 0 | 0 | 0 | 0 | 1 | 1 | 1 | 1 | 1 | 1 | 1 | 1 | 1 | 1 | 1 | 1 | 1 | 1 | 0 | 0 | ; | DEER08 RTL Phr Yr Eq Wd |  |  |  |  | 3667 | 0 | 100 | 1 | DEER08-RTL-Phr-Yr-Eq-Wd | 0 | Cst-Zeroes | 0 | Cst-Zeroes | 1 | 9 | 22 | 0 | 0 | 0 | 0 | 0 | 0 | 0 | 0 | 100 | 100 | 100 | 100 | 100 | 100 | 100 | 100 | 100 | 100 | 100 | 100 | 100 | 100 | 0 | 0 | DEER08 RTL Phr Yr Eq Wd
3668 | 9 | 22 | 0 | 0 | 0 | 0 | 0 | 0 | 0 | 0 | 1 | 1 | 1 | 1 | 1 | 1 | 1 | 1 | 1 | 1 | 1 | 1 | 1 | 1 | 0 | 0 | ; | DEER08 RTL Phr Yr Eq WeH |  |  |  |  | 3668 | 0 | 100 | 1 | DEER08-RTL-Phr-Yr-Eq-WeH | 0 | Cst-Zeroes | 0 | Cst-Zeroes | 1 | 9 | 22 | 0 | 0 | 0 | 0 | 0 | 0 | 0 | 0 | 100 | 100 | 100 | 100 | 100 | 100 | 100 | 100 | 100 | 100 | 100 | 100 | 100 | 100 | 0 | 0 | DEER08 RTL Phr Yr Eq WeH
3669 | -1 | -1 | 0.23596 | 0.10314 | 0.039556 | 0.016594 | 0 | 0.026533 | 0.081841 | 0.16123 | 0.2325 | 0.30077 | 0.34246 | 0.35028 | 0.34895 | 0.35754 | 0.37269 | 0.36123 | 0.35124 | 0.3748 | 0.54965 | 0.84561 | 1 | 0.9211 | 0.70853 | 0.4419 | ; | DEER08 RES Lvg Win Lt Wd |  |  |  |  | 3669 | 1.5661 | 10.3243 | 1 | DEER08-RES-Lvg-Win-Lt-Wd | 0 | Cst-Zeroes | 0 | Cst-Zeroes | 1 | -1 | -1 | 3.6327 | 2.4694 | 1.9125 | 1.7114 | 1.5661 | 1.7984 | 2.2829 | 2.9781 | 3.6024 | 4.2003 | 4.5654 | 4.6339 | 4.6223 | 4.6975 | 4.8302 | 4.7298 | 4.6423 | 4.8487 | 6.3801 | 8.9721 | 10.3243 | 9.6333 | 7.7715 | 5.4363 | DEER08 RES Lvg Win Lt Wd
3670 | -1 | -1 | 0.17055 | 0.053314 | 0.0060518 | 0 | 0.015646 | 0.076911 | 0.16002 | 0.19584 | 0.20934 | 0.22505 | 0.2553 | 0.26116 | 0.25992 | 0.27061 | 0.2751 | 0.26836 | 0.27111 | 0.31565 | 0.5112 | 0.83246 | 1 | 0.90753 | 0.68154 | 0.40225 | ; | DEER08 RES Lvg Win Lt WeH |  |  |  |  | 3670 | 1.4459 | 10.3114 | 1 | DEER08-RES-Lvg-Win-Lt-WeH | 0 | Cst-Zeroes | 0 | Cst-Zeroes | 1 | -1 | -1 | 2.9578 | 1.9185 | 1.4995 | 1.4459 | 1.5846 | 2.1277 | 2.8645 | 3.1821 | 3.3018 | 3.441 | 3.7092 | 3.7612 | 3.7502 | 3.845 | 3.8848 | 3.825 | 3.8494 | 4.2443 | 5.9779 | 8.8261 | 10.3114 | 9.4916 | 7.4881 | 5.012 | DEER08 RES Lvg Win Lt WeH
3671 | -1 | -1 | 0.2186 | 0.097053 | 0.030978 | 0.011471 | 0 | 0.033372 | 0.10186 | 0.19457 | 0.26144 | 0.31587 | 0.3443 | 0.34341 | 0.34475 | 0.34835 | 0.36804 | 0.35998 | 0.34766 | 0.36868 | 0.53643 | 0.82926 | 1 | 0.92256 | 0.70153 | 0.41726 | ; | DEER08 RES Lvg Oth Lt Wd |  |  |  |  | 3671 | 1.3864 | 9.5463 | 1 | DEER08-RES-Lvg-Oth-Lt-Wd | 0 | Cst-Zeroes | 0 | Cst-Zeroes | 1 | -1 | -1 | 3.1701 | 2.1783 | 1.6391 | 1.48 | 1.3864 | 1.6587 | 2.2176 | 2.9741 | 3.5197 | 3.9638 | 4.1959 | 4.1886 | 4.1995 | 4.2289 | 4.3895 | 4.3238 | 4.2233 | 4.3948 | 5.7636 | 8.1531 | 9.5463 | 8.9144 | 7.1109 | 4.7912 | DEER08 RES Lvg Oth Lt Wd
3672 | -1 | -1 | 0.14416 | 0.04647 | 0.004853 | 0 | 0.016217 | 0.096349 | 0.18959 | 0.2177 | 0.2206 | 0.23317 | 0.25267 | 0.25624 | 0.25354 | 0.2618 | 0.27319 | 0.27417 | 0.27421 | 0.31541 | 0.51288 | 0.81575 | 1 | 0.91497 | 0.66426 | 0.36404 | ; | DEER08 RES Lvg Oth Lt WeH |  |  |  |  | 3672 | 1.3703 | 9.8576 | 1 | DEER08-RES-Lvg-Oth-Lt-WeH | 0 | Cst-Zeroes | 0 | Cst-Zeroes | 1 | -1 | -1 | 2.5938 | 1.7647 | 1.4115 | 1.3703 | 1.5079 | 2.188 | 2.9794 | 3.218 | 3.2426 | 3.3493 | 3.5148 | 3.5451 | 3.5221 | 3.5923 | 3.6889 | 3.6973 | 3.6976 | 4.0473 | 5.7232 | 8.2938 | 9.8576 | 9.1359 | 7.0081 | 4.46 | DEER08 RES Lvg Oth Lt WeH
3673 | -1 | -1 | 0.20759 | 0.099299 | 0.035078 | 0.013398 | 0 | 0.034621 | 0.10664 | 0.1944 | 0.27963 | 0.34551 | 0.38051 | 0.37996 | 0.37123 | 0.3725 | 0.39626 | 0.39663 | 0.38758 | 0.39653 | 0.49674 | 0.76841 | 1 | 0.97095 | 0.73316 | 0.41443 | ; | DEER08 RES Lvg Sum Lt Wd |  |  |  |  | 3673 | 1.2067 | 8.2385 | 1 | DEER08-RES-Lvg-Sum-Lt-Wd | 0 | Cst-Zeroes | 0 | Cst-Zeroes | 1 | -1 | -1 | 2.6665 | 1.905 | 1.4534 | 1.3009 | 1.2067 | 1.4502 | 1.9566 | 2.5737 | 3.173 | 3.6363 | 3.8824 | 3.8785 | 3.8172 | 3.8261 | 3.9932 | 3.9958 | 3.9321 | 3.9951 | 4.6997 | 6.6101 | 8.2385 | 8.0343 | 6.3622 | 4.1209 | DEER08 RES Lvg Sum Lt Wd
3674 | -1 | -1 | 0.15409 | 0.055135 | 0.0060943 | 0 | 0.019254 | 0.10041 | 0.20217 | 0.21475 | 0.23603 | 0.2665 | 0.29597 | 0.28856 | 0.28378 | 0.28855 | 0.31993 | 0.31788 | 0.31798 | 0.34655 | 0.46834 | 0.76709 | 1 | 0.94502 | 0.68375 | 0.37279 | ; | DEER08 RES Lvg Sum Lt WeH |  |  |  |  | 3674 | 1.232 | 8.637 | 1 | DEER08-RES-Lvg-Sum-Lt-WeH | 0 | Cst-Zeroes | 0 | Cst-Zeroes | 1 | -1 | -1 | 2.3731 | 1.6403 | 1.2772 | 1.232 | 1.3746 | 1.9756 | 2.7291 | 2.8223 | 2.9798 | 3.2055 | 3.4237 | 3.3689 | 3.3334 | 3.3687 | 3.6012 | 3.586 | 3.5867 | 3.7982 | 4.7001 | 6.9123 | 8.637 | 8.2299 | 6.2952 | 3.9926 | DEER08 RES Lvg Sum Lt WeH
3675 | -1 | -1 | 0.23596 | 0.10314 | 0.039556 | 0.016594 | 0 | 0.026533 | 0.081841 | 0.16123 | 0.2325 | 0.30077 | 0.34246 | 0.35028 | 0.34895 | 0.35754 | 0.37269 | 0.36123 | 0.35124 | 0.3748 | 0.54965 | 0.84561 | 1 | 0.9211 | 0.70853 | 0.4419 | ; | DEER08 RES Bed Win Lt Wd |  |  |  |  | 3675 | 1.5661 | 10.3243 | 1 | DEER08-RES-Bed-Win-Lt-Wd | 0 | Cst-Zeroes | 0 | Cst-Zeroes | 1 | -1 | -1 | 3.6327 | 2.4694 | 1.9125 | 1.7114 | 1.5661 | 1.7984 | 2.2829 | 2.9781 | 3.6024 | 4.2003 | 4.5654 | 4.6339 | 4.6223 | 4.6975 | 4.8302 | 4.7298 | 4.6423 | 4.8487 | 6.3801 | 8.9721 | 10.3243 | 9.6333 | 7.7715 | 5.4363 | DEER08 RES Bed Win Lt Wd
3676 | -1 | -1 | 0.17055 | 0.053314 | 0.0060518 | 0 | 0.015646 | 0.076911 | 0.16002 | 0.19584 | 0.20934 | 0.22505 | 0.2553 | 0.26116 | 0.25992 | 0.27061 | 0.2751 | 0.26836 | 0.27111 | 0.31565 | 0.5112 | 0.83246 | 1 | 0.90753 | 0.68154 | 0.40225 | ; | DEER08 RES Bed Win Lt WeH |  |  |  |  | 3676 | 1.4459 | 10.3114 | 1 | DEER08-RES-Bed-Win-Lt-WeH | 0 | Cst-Zeroes | 0 | Cst-Zeroes | 1 | -1 | -1 | 2.9578 | 1.9185 | 1.4995 | 1.4459 | 1.5846 | 2.1277 | 2.8645 | 3.1821 | 3.3018 | 3.441 | 3.7092 | 3.7612 | 3.7502 | 3.845 | 3.8848 | 3.825 | 3.8494 | 4.2443 | 5.9779 | 8.8261 | 10.3114 | 9.4916 | 7.4881 | 5.012 | DEER08 RES Bed Win Lt WeH
3677 | -1 | -1 | 0.2186 | 0.097053 | 0.030978 | 0.011471 | 0 | 0.033372 | 0.10186 | 0.19457 | 0.26144 | 0.31587 | 0.3443 | 0.34341 | 0.34475 | 0.34835 | 0.36804 | 0.35998 | 0.34766 | 0.36868 | 0.53643 | 0.82926 | 1 | 0.92256 | 0.70153 | 0.41726 | ; | DEER08 RES Bed Oth Lt Wd |  |  |  |  | 3677 | 1.3864 | 9.5463 | 1 | DEER08-RES-Bed-Oth-Lt-Wd | 0 | Cst-Zeroes | 0 | Cst-Zeroes | 1 | -1 | -1 | 3.1701 | 2.1783 | 1.6391 | 1.48 | 1.3864 | 1.6587 | 2.2176 | 2.9741 | 3.5197 | 3.9638 | 4.1959 | 4.1886 | 4.1995 | 4.2289 | 4.3895 | 4.3238 | 4.2233 | 4.3948 | 5.7636 | 8.1531 | 9.5463 | 8.9144 | 7.1109 | 4.7912 | DEER08 RES Bed Oth Lt Wd
3678 | -1 | -1 | 0.14416 | 0.04647 | 0.004853 | 0 | 0.016217 | 0.096349 | 0.18959 | 0.2177 | 0.2206 | 0.23317 | 0.25267 | 0.25624 | 0.25354 | 0.2618 | 0.27319 | 0.27417 | 0.27421 | 0.31541 | 0.51288 | 0.81575 | 1 | 0.91497 | 0.66426 | 0.36404 | ; | DEER08 RES Bed Oth Lt WeH |  |  |  |  | 3678 | 1.3703 | 9.8576 | 1 | DEER08-RES-Bed-Oth-Lt-WeH | 0 | Cst-Zeroes | 0 | Cst-Zeroes | 1 | -1 | -1 | 2.5938 | 1.7647 | 1.4115 | 1.3703 | 1.5079 | 2.188 | 2.9794 | 3.218 | 3.2426 | 3.3493 | 3.5148 | 3.5451 | 3.5221 | 3.5923 | 3.6889 | 3.6973 | 3.6976 | 4.0473 | 5.7232 | 8.2938 | 9.8576 | 9.1359 | 7.0081 | 4.46 | DEER08 RES Bed Oth Lt WeH
3679 | -1 | -1 | 0.20759 | 0.099299 | 0.035078 | 0.013398 | 0 | 0.034621 | 0.10664 | 0.1944 | 0.27963 | 0.34551 | 0.38051 | 0.37996 | 0.37123 | 0.3725 | 0.39626 | 0.39663 | 0.38758 | 0.39653 | 0.49674 | 0.76841 | 1 | 0.97095 | 0.73316 | 0.41443 | ; | DEER08 RES Bed Sum Lt Wd |  |  |  |  | 3679 | 1.2067 | 8.2385 | 1 | DEER08-RES-Bed-Sum-Lt-Wd | 0 | Cst-Zeroes | 0 | Cst-Zeroes | 1 | -1 | -1 | 2.6665 | 1.905 | 1.4534 | 1.3009 | 1.2067 | 1.4502 | 1.9566 | 2.5737 | 3.173 | 3.6363 | 3.8824 | 3.8785 | 3.8172 | 3.8261 | 3.9932 | 3.9958 | 3.9321 | 3.9951 | 4.6997 | 6.6101 | 8.2385 | 8.0343 | 6.3622 | 4.1209 | DEER08 RES Bed Sum Lt Wd
3680 | -1 | -1 | 0.15409 | 0.055135 | 0.0060943 | 0 | 0.019254 | 0.10041 | 0.20217 | 0.21475 | 0.23603 | 0.2665 | 0.29597 | 0.28856 | 0.28378 | 0.28855 | 0.31993 | 0.31788 | 0.31798 | 0.34655 | 0.46834 | 0.76709 | 1 | 0.94502 | 0.68375 | 0.37279 | ; | DEER08 RES Bed Sum Lt WeH |  |  |  |  | 3680 | 1.232 | 8.637 | 1 | DEER08-RES-Bed-Sum-Lt-WeH | 0 | Cst-Zeroes | 0 | Cst-Zeroes | 1 | -1 | -1 | 2.3731 | 1.6403 | 1.2772 | 1.232 | 1.3746 | 1.9756 | 2.7291 | 2.8223 | 2.9798 | 3.2055 | 3.4237 | 3.3689 | 3.3334 | 3.3687 | 3.6012 | 3.586 | 3.5867 | 3.7982 | 4.7001 | 6.9123 | 8.637 | 8.2299 | 6.2952 | 3.9926 | DEER08 RES Bed Sum Lt WeH
3681 | -1 | -1 | 0.23596 | 0.10314 | 0.039556 | 0.016594 | 0 | 0.026533 | 0.081841 | 0.16123 | 0.2325 | 0.30077 | 0.34246 | 0.35028 | 0.34895 | 0.35754 | 0.37269 | 0.36123 | 0.35124 | 0.3748 | 0.54965 | 0.84561 | 1 | 0.9211 | 0.70853 | 0.4419 | ; | DEER08 RES Cmn Win Lt Wd |  |  |  |  | 3681 | 70.4698 | 73.0973 | 1 | DEER08-RES-Cmn-Win-Lt-Wd | 0 | Cst-Zeroes | 0 | Cst-Zeroes | 1 | -1 | -1 | 71.0898 | 70.7408 | 70.5738 | 70.5134 | 70.4698 | 70.5395 | 70.6849 | 70.8934 | 71.0807 | 71.2601 | 71.3696 | 71.3902 | 71.3867 | 71.4093 | 71.4491 | 71.4189 | 71.3927 | 71.4546 | 71.914 | 72.6916 | 73.0973 | 72.89 | 72.3315 | 71.6309 | DEER08 RES Cmn Win Lt Wd | kjm - 10/24/08 - added MFAM common area lighting profiles
3682 | -1 | -1 | 0.17055 | 0.053314 | 0.0060518 | 0 | 0.015646 | 0.076911 | 0.16002 | 0.19584 | 0.20934 | 0.22505 | 0.2553 | 0.26116 | 0.25992 | 0.27061 | 0.2751 | 0.26836 | 0.27111 | 0.31565 | 0.5112 | 0.83246 | 1 | 0.90753 | 0.68154 | 0.40225 | ; | DEER08 RES Cmn Win Lt WeH |  |  |  |  | 3682 | 70.4338 | 73.0934 | 1 | DEER08-RES-Cmn-Win-Lt-WeH | 0 | Cst-Zeroes | 0 | Cst-Zeroes | 1 | -1 | -1 | 70.8874 | 70.5756 | 70.4499 | 70.4338 | 70.4754 | 70.6383 | 70.8593 | 70.9546 | 70.9905 | 71.0323 | 71.1128 | 71.1284 | 71.1251 | 71.1535 | 71.1654 | 71.1475 | 71.1548 | 71.2733 | 71.7934 | 72.6478 | 73.0934 | 72.8475 | 72.2464 | 71.5036 | DEER08 RES Cmn Win Lt WeH | kjm - 10/24/08 - added MFAM common area lighting profiles
3683 | -1 | -1 | 0.2186 | 0.097053 | 0.030978 | 0.011471 | 0 | 0.033372 | 0.10186 | 0.19457 | 0.26144 | 0.31587 | 0.3443 | 0.34341 | 0.34475 | 0.34835 | 0.36804 | 0.35998 | 0.34766 | 0.36868 | 0.53643 | 0.82926 | 1 | 0.92256 | 0.70153 | 0.41726 | ; | DEER08 RES Cmn Oth Lt Wd |  |  |  |  | 3683 | 70.4159 | 72.8639 | 1 | DEER08-RES-Cmn-Oth-Lt-Wd | 0 | Cst-Zeroes | 0 | Cst-Zeroes | 1 | -1 | -1 | 70.951 | 70.6535 | 70.4917 | 70.444 | 70.4159 | 70.4976 | 70.6653 | 70.8922 | 71.0559 | 71.1891 | 71.2588 | 71.2566 | 71.2599 | 71.2687 | 71.3169 | 71.2971 | 71.267 | 71.3184 | 71.7291 | 72.4459 | 72.8639 | 72.6743 | 72.1333 | 71.4374 | DEER08 RES Cmn Oth Lt Wd | kjm - 10/24/08 - added MFAM common area lighting profiles
3684 | -1 | -1 | 0.14416 | 0.04647 | 0.004853 | 0 | 0.016217 | 0.096349 | 0.18959 | 0.2177 | 0.2206 | 0.23317 | 0.25267 | 0.25624 | 0.25354 | 0.2618 | 0.27319 | 0.27417 | 0.27421 | 0.31541 | 0.51288 | 0.81575 | 1 | 0.91497 | 0.66426 | 0.36404 | ; | DEER08 RES Cmn Oth Lt WeH |  |  |  |  | 3684 | 70.4111 | 72.9573 | 1 | DEER08-RES-Cmn-Oth-Lt-WeH | 0 | Cst-Zeroes | 0 | Cst-Zeroes | 1 | -1 | -1 | 70.7781 | 70.5294 | 70.4234 | 70.4111 | 70.4524 | 70.6564 | 70.8938 | 70.9654 | 70.9728 | 71.0048 | 71.0544 | 71.0635 | 71.0566 | 71.0777 | 71.1067 | 71.1092 | 71.1093 | 71.2142 | 71.717 | 72.4881 | 72.9573 | 72.7408 | 72.1024 | 71.338 | DEER08 RES Cmn Oth Lt WeH | kjm - 10/24/08 - added MFAM common area lighting profiles
3685 | -1 | -1 | 0.20759 | 0.099299 | 0.035078 | 0.013398 | 0 | 0.034621 | 0.10664 | 0.1944 | 0.27963 | 0.34551 | 0.38051 | 0.37996 | 0.37123 | 0.3725 | 0.39626 | 0.39663 | 0.38758 | 0.39653 | 0.49674 | 0.76841 | 1 | 0.97095 | 0.73316 | 0.41443 | ; | DEER08 RES Cmn Sum Lt Wd |  |  |  |  | 3685 | 70.362 | 72.4716 | 1 | DEER08-RES-Cmn-Sum-Lt-Wd | 0 | Cst-Zeroes | 0 | Cst-Zeroes | 1 | -1 | -1 | 70.7999 | 70.5715 | 70.436 | 70.3903 | 70.362 | 70.4351 | 70.587 | 70.7721 | 70.9519 | 71.0909 | 71.1647 | 71.1636 | 71.1451 | 71.1478 | 71.1979 | 71.1987 | 71.1796 | 71.1985 | 71.4099 | 71.983 | 72.4716 | 72.4103 | 71.9087 | 71.2363 | DEER08 RES Cmn Sum Lt Wd | kjm - 10/24/08 - added MFAM common area lighting profiles
3686 | -1 | -1 | 0.15409 | 0.055135 | 0.0060943 | 0 | 0.019254 | 0.10041 | 0.20217 | 0.21475 | 0.23603 | 0.2665 | 0.29597 | 0.28856 | 0.28378 | 0.28855 | 0.31993 | 0.31788 | 0.31798 | 0.34655 | 0.46834 | 0.76709 | 1 | 0.94502 | 0.68375 | 0.37279 | ; | DEER08 RES Cmn Sum Lt WeH |  |  |  |  | 3686 | 70.3696 | 72.5911 | 1 | DEER08-RES-Cmn-Sum-Lt-WeH | 0 | Cst-Zeroes | 0 | Cst-Zeroes | 1 | -1 | -1 | 70.7119 | 70.4921 | 70.3832 | 70.3696 | 70.4124 | 70.5927 | 70.8187 | 70.8467 | 70.894 | 70.9616 | 71.0271 | 71.0107 | 71 | 71.0106 | 71.0803 | 71.0758 | 71.076 | 71.1395 | 71.41 | 72.0737 | 72.5911 | 72.469 | 71.8886 | 71.1978 | DEER08 RES Cmn Sum Lt WeH | kjm - 10/24/08 - added MFAM common area lighting profiles
3687 | -1 | -1 | 0 | 0 | 0 | 0 | 0 | 0 | 0 | 0 | 0 | 0 | 0 | 0 | 0 | 0 | 0 | 0 | 0 | 0 | 0 | 0 | 0 | 0 | 0 | 0 | ; | DEER08 RES Lvg Win Rfg Wd |  |  |  |  | 3687 | 100 | 100 | 1 | DEER08-RES-Lvg-Win-Rfg-Wd | 0 | Cst-Zeroes | 0 | Cst-Zeroes | 1 | -1 | -1 | 100 | 100 | 100 | 100 | 100 | 100 | 100 | 100 | 100 | 100 | 100 | 100 | 100 | 100 | 100 | 100 | 100 | 100 | 100 | 100 | 100 | 100 | 100 | 100 | DEER08 RES Lvg Win Rfg Wd
3688 | -1 | -1 | 0 | 0 | 0 | 0 | 0 | 0 | 0 | 0 | 0 | 0 | 0 | 0 | 0 | 0 | 0 | 0 | 0 | 0 | 0 | 0 | 0 | 0 | 0 | 0 | ; | DEER08 RES Lvg Win Rfg WeH |  |  |  |  | 3688 | 100 | 100 | 1 | DEER08-RES-Lvg-Win-Rfg-WeH | 0 | Cst-Zeroes | 0 | Cst-Zeroes | 1 | -1 | -1 | 100 | 100 | 100 | 100 | 100 | 100 | 100 | 100 | 100 | 100 | 100 | 100 | 100 | 100 | 100 | 100 | 100 | 100 | 100 | 100 | 100 | 100 | 100 | 100 | DEER08 RES Lvg Win Rfg WeH
3689 | -1 | -1 | 0 | 0 | 0 | 0 | 0 | 0 | 0 | 0 | 0 | 0 | 0 | 0 | 0 | 0 | 0 | 0 | 0 | 0 | 0 | 0 | 0 | 0 | 0 | 0 | ; | DEER08 RES Lvg Oth Rfg Wd |  |  |  |  | 3689 | 100 | 100 | 1 | DEER08-RES-Lvg-Oth-Rfg-Wd | 0 | Cst-Zeroes | 0 | Cst-Zeroes | 1 | -1 | -1 | 100 | 100 | 100 | 100 | 100 | 100 | 100 | 100 | 100 | 100 | 100 | 100 | 100 | 100 | 100 | 100 | 100 | 100 | 100 | 100 | 100 | 100 | 100 | 100 | DEER08 RES Lvg Oth Rfg Wd
3690 | -1 | -1 | 0 | 0 | 0 | 0 | 0 | 0 | 0 | 0 | 0 | 0 | 0 | 0 | 0 | 0 | 0 | 0 | 0 | 0 | 0 | 0 | 0 | 0 | 0 | 0 | ; | DEER08 RES Lvg Oth Rfg WeH |  |  |  |  | 3690 | 100 | 100 | 1 | DEER08-RES-Lvg-Oth-Rfg-WeH | 0 | Cst-Zeroes | 0 | Cst-Zeroes | 1 | -1 | -1 | 100 | 100 | 100 | 100 | 100 | 100 | 100 | 100 | 100 | 100 | 100 | 100 | 100 | 100 | 100 | 100 | 100 | 100 | 100 | 100 | 100 | 100 | 100 | 100 | DEER08 RES Lvg Oth Rfg WeH
3691 | -1 | -1 | 0 | 0 | 0 | 0 | 0 | 0 | 0 | 0 | 0 | 0 | 0 | 0 | 0 | 0 | 0 | 0 | 0 | 0 | 0 | 0 | 0 | 0 | 0 | 0 | ; | DEER08 RES Lvg Sum Rfg Wd |  |  |  |  | 3691 | 100 | 100 | 1 | DEER08-RES-Lvg-Sum-Rfg-Wd | 0 | Cst-Zeroes | 0 | Cst-Zeroes | 1 | -1 | -1 | 100 | 100 | 100 | 100 | 100 | 100 | 100 | 100 | 100 | 100 | 100 | 100 | 100 | 100 | 100 | 100 | 100 | 100 | 100 | 100 | 100 | 100 | 100 | 100 | DEER08 RES Lvg Sum Rfg Wd
3692 | -1 | -1 | 0 | 0 | 0 | 0 | 0 | 0 | 0 | 0 | 0 | 0 | 0 | 0 | 0 | 0 | 0 | 0 | 0 | 0 | 0 | 0 | 0 | 0 | 0 | 0 | ; | DEER08 RES Lvg Sum Rfg WeH |  |  |  |  | 3692 | 100 | 100 | 1 | DEER08-RES-Lvg-Sum-Rfg-WeH | 0 | Cst-Zeroes | 0 | Cst-Zeroes | 1 | -1 | -1 | 100 | 100 | 100 | 100 | 100 | 100 | 100 | 100 | 100 | 100 | 100 | 100 | 100 | 100 | 100 | 100 | 100 | 100 | 100 | 100 | 100 | 100 | 100 | 100 | DEER08 RES Lvg Sum Rfg WeH
3693 | -1 | -1 | 0.11111 | 0.031746 | 0.015873 | 0 | 0 | 0.063492 | 0.15873 | 0.25397 | 0.50794 | 0.57143 | 0.49206 | 0.4127 | 0.34921 | 0.39683 | 0.31746 | 0.30159 | 0.31746 | 0.42857 | 0.77778 | 1 | 0.80952 | 0.5873 | 0.38095 | 0.25397 | ; | DEER08 RES Lvg Win DW Wd |  |  |  |  | 3693 | 0.3413 | 11.0922 | 1 | DEER08-RES-Lvg-Win-DW-Wd | 0 | Cst-Zeroes | 0 | Cst-Zeroes | 1 | -1 | -1 | 1.5358 | 0.68259 | 0.51195 | 0.3413 | 0.3413 | 1.0239 | 2.0478 | 3.0717 | 5.802 | 6.4846 | 5.6314 | 4.7782 | 4.0956 | 4.6075 | 3.7543 | 3.5836 | 3.7543 | 4.9488 | 8.7031 | 11.0922 | 9.0444 | 6.6553 | 4.4369 | 3.0717 | DEER08 RES Lvg Win DW Wd
3694 | -1 | -1 | 0.11111 | 0.031746 | 0.015873 | 0 | 0 | 0.063492 | 0.15873 | 0.25397 | 0.50794 | 0.57143 | 0.49206 | 0.4127 | 0.34921 | 0.39683 | 0.31746 | 0.30159 | 0.31746 | 0.42857 | 0.77778 | 1 | 0.80952 | 0.5873 | 0.38095 | 0.25397 | ; | DEER08 RES Lvg Win DW WeH |  |  |  |  | 3694 | 0.3413 | 11.0922 | 1 | DEER08-RES-Lvg-Win-DW-WeH | 0 | Cst-Zeroes | 0 | Cst-Zeroes | 1 | -1 | -1 | 1.5358 | 0.68259 | 0.51195 | 0.3413 | 0.3413 | 1.0239 | 2.0478 | 3.0717 | 5.802 | 6.4846 | 5.6314 | 4.7782 | 4.0956 | 4.6075 | 3.7543 | 3.5836 | 3.7543 | 4.9488 | 8.7031 | 11.0922 | 9.0444 | 6.6553 | 4.4369 | 3.0717 | DEER08 RES Lvg Win DW WeH
3695 | -1 | -1 | 0.11111 | 0.031746 | 0.015873 | 0 | 0 | 0.063492 | 0.15873 | 0.25397 | 0.50794 | 0.57143 | 0.49206 | 0.4127 | 0.34921 | 0.39683 | 0.31746 | 0.30159 | 0.31746 | 0.42857 | 0.77778 | 1 | 0.80952 | 0.5873 | 0.38095 | 0.25397 | ; | DEER08 RES Lvg Oth DW Wd |  |  |  |  | 3695 | 0.3413 | 11.0922 | 1 | DEER08-RES-Lvg-Oth-DW-Wd | 0 | Cst-Zeroes | 0 | Cst-Zeroes | 1 | -1 | -1 | 1.5358 | 0.68259 | 0.51195 | 0.3413 | 0.3413 | 1.0239 | 2.0478 | 3.0717 | 5.802 | 6.4846 | 5.6314 | 4.7782 | 4.0956 | 4.6075 | 3.7543 | 3.5836 | 3.7543 | 4.9488 | 8.7031 | 11.0922 | 9.0444 | 6.6553 | 4.4369 | 3.0717 | DEER08 RES Lvg Oth DW Wd
3696 | -1 | -1 | 0.11111 | 0.031746 | 0.015873 | 0 | 0 | 0.063492 | 0.15873 | 0.25397 | 0.50794 | 0.57143 | 0.49206 | 0.4127 | 0.34921 | 0.39683 | 0.31746 | 0.30159 | 0.31746 | 0.42857 | 0.77778 | 1 | 0.80952 | 0.5873 | 0.38095 | 0.25397 | ; | DEER08 RES Lvg Oth DW WeH |  |  |  |  | 3696 | 0.3413 | 11.0922 | 1 | DEER08-RES-Lvg-Oth-DW-WeH | 0 | Cst-Zeroes | 0 | Cst-Zeroes | 1 | -1 | -1 | 1.5358 | 0.68259 | 0.51195 | 0.3413 | 0.3413 | 1.0239 | 2.0478 | 3.0717 | 5.802 | 6.4846 | 5.6314 | 4.7782 | 4.0956 | 4.6075 | 3.7543 | 3.5836 | 3.7543 | 4.9488 | 8.7031 | 11.0922 | 9.0444 | 6.6553 | 4.4369 | 3.0717 | DEER08 RES Lvg Oth DW WeH
3697 | -1 | -1 | 0.11111 | 0.031746 | 0.015873 | 0 | 0 | 0.063492 | 0.15873 | 0.25397 | 0.50794 | 0.57143 | 0.49206 | 0.4127 | 0.34921 | 0.39683 | 0.31746 | 0.30159 | 0.31746 | 0.42857 | 0.77778 | 1 | 0.80952 | 0.5873 | 0.38095 | 0.25397 | ; | DEER08 RES Lvg Sum DW Wd |  |  |  |  | 3697 | 0.3413 | 11.0922 | 1 | DEER08-RES-Lvg-Sum-DW-Wd | 0 | Cst-Zeroes | 0 | Cst-Zeroes | 1 | -1 | -1 | 1.5358 | 0.68259 | 0.51195 | 0.3413 | 0.3413 | 1.0239 | 2.0478 | 3.0717 | 5.802 | 6.4846 | 5.6314 | 4.7782 | 4.0956 | 4.6075 | 3.7543 | 3.5836 | 3.7543 | 4.9488 | 8.7031 | 11.0922 | 9.0444 | 6.6553 | 4.4369 | 3.0717 | DEER08 RES Lvg Sum DW Wd
3698 | -1 | -1 | 0.11111 | 0.031746 | 0.015873 | 0 | 0 | 0.063492 | 0.15873 | 0.25397 | 0.50794 | 0.57143 | 0.49206 | 0.4127 | 0.34921 | 0.39683 | 0.31746 | 0.30159 | 0.31746 | 0.42857 | 0.77778 | 1 | 0.80952 | 0.5873 | 0.38095 | 0.25397 | ; | DEER08 RES Lvg Sum DW WeH |  |  |  |  | 3698 | 0.3413 | 11.0922 | 1 | DEER08-RES-Lvg-Sum-DW-WeH | 0 | Cst-Zeroes | 0 | Cst-Zeroes | 1 | -1 | -1 | 1.5358 | 0.68259 | 0.51195 | 0.3413 | 0.3413 | 1.0239 | 2.0478 | 3.0717 | 5.802 | 6.4846 | 5.6314 | 4.7782 | 4.0956 | 4.6075 | 3.7543 | 3.5836 | 3.7543 | 4.9488 | 8.7031 | 11.0922 | 9.0444 | 6.6553 | 4.4369 | 3.0717 | DEER08 RES Lvg Sum DW WeH
3699 | -1 | -1 | 0.068182 | 0.045455 | 0 | 0 | 0.045455 | 0.090909 | 0.22727 | 0.54545 | 0.84091 | 1 | 0.97727 | 0.86364 | 0.77273 | 0.68182 | 0.59091 | 0.54545 | 0.56818 | 0.54545 | 0.54545 | 0.54545 | 0.54545 | 0.52273 | 0.34091 | 0.15909 | ; | DEER08 RES Lvg Win CW Wd |  |  |  |  | 3699 | 0.37383 | 8.5981 | 1 | DEER08-RES-Lvg-Win-CW-Wd | 0 | Cst-Zeroes | 0 | Cst-Zeroes | 1 | -1 | -1 | 0.93458 | 0.74766 | 0.37383 | 0.37383 | 0.74766 | 1.1215 | 2.243 | 4.8598 | 7.2897 | 8.5981 | 8.4112 | 7.4766 | 6.729 | 5.9813 | 5.2336 | 4.8598 | 5.0467 | 4.8598 | 4.8598 | 4.8598 | 4.8598 | 4.6729 | 3.1776 | 1.6822 | DEER08 RES Lvg Win CW Wd
3700 | -1 | -1 | 0.068182 | 0.045455 | 0 | 0 | 0.045455 | 0.090909 | 0.22727 | 0.54545 | 0.84091 | 1 | 0.97727 | 0.86364 | 0.77273 | 0.68182 | 0.59091 | 0.54545 | 0.56818 | 0.54545 | 0.54545 | 0.54545 | 0.54545 | 0.52273 | 0.34091 | 0.15909 | ; | DEER08 RES Lvg Win CW WeH |  |  |  |  | 3700 | 0.37383 | 8.5981 | 1 | DEER08-RES-Lvg-Win-CW-WeH | 0 | Cst-Zeroes | 0 | Cst-Zeroes | 1 | -1 | -1 | 0.93458 | 0.74766 | 0.37383 | 0.37383 | 0.74766 | 1.1215 | 2.243 | 4.8598 | 7.2897 | 8.5981 | 8.4112 | 7.4766 | 6.729 | 5.9813 | 5.2336 | 4.8598 | 5.0467 | 4.8598 | 4.8598 | 4.8598 | 4.8598 | 4.6729 | 3.1776 | 1.6822 | DEER08 RES Lvg Win CW WeH
3701 | -1 | -1 | 0.068182 | 0.045455 | 0 | 0 | 0.045455 | 0.090909 | 0.22727 | 0.54545 | 0.84091 | 1 | 0.97727 | 0.86364 | 0.77273 | 0.68182 | 0.59091 | 0.54545 | 0.56818 | 0.54545 | 0.54545 | 0.54545 | 0.54545 | 0.52273 | 0.34091 | 0.15909 | ; | DEER08 RES Lvg Oth CW Wd |  |  |  |  | 3701 | 0.37383 | 8.5981 | 1 | DEER08-RES-Lvg-Oth-CW-Wd | 0 | Cst-Zeroes | 0 | Cst-Zeroes | 1 | -1 | -1 | 0.93458 | 0.74766 | 0.37383 | 0.37383 | 0.74766 | 1.1215 | 2.243 | 4.8598 | 7.2897 | 8.5981 | 8.4112 | 7.4766 | 6.729 | 5.9813 | 5.2336 | 4.8598 | 5.0467 | 4.8598 | 4.8598 | 4.8598 | 4.8598 | 4.6729 | 3.1776 | 1.6822 | DEER08 RES Lvg Oth CW Wd
3702 | -1 | -1 | 0.068182 | 0.045455 | 0 | 0 | 0.045455 | 0.090909 | 0.22727 | 0.54545 | 0.84091 | 1 | 0.97727 | 0.86364 | 0.77273 | 0.68182 | 0.59091 | 0.54545 | 0.56818 | 0.54545 | 0.54545 | 0.54545 | 0.54545 | 0.52273 | 0.34091 | 0.15909 | ; | DEER08 RES Lvg Oth CW WeH |  |  |  |  | 3702 | 0.37383 | 8.5981 | 1 | DEER08-RES-Lvg-Oth-CW-WeH | 0 | Cst-Zeroes | 0 | Cst-Zeroes | 1 | -1 | -1 | 0.93458 | 0.74766 | 0.37383 | 0.37383 | 0.74766 | 1.1215 | 2.243 | 4.8598 | 7.2897 | 8.5981 | 8.4112 | 7.4766 | 6.729 | 5.9813 | 5.2336 | 4.8598 | 5.0467 | 4.8598 | 4.8598 | 4.8598 | 4.8598 | 4.6729 | 3.1776 | 1.6822 | DEER08 RES Lvg Oth CW WeH
3703 | -1 | -1 | 0.068182 | 0.045455 | 0 | 0 | 0.045455 | 0.090909 | 0.22727 | 0.54545 | 0.84091 | 1 | 0.97727 | 0.86364 | 0.77273 | 0.68182 | 0.59091 | 0.54545 | 0.56818 | 0.54545 | 0.54545 | 0.54545 | 0.54545 | 0.52273 | 0.34091 | 0.15909 | ; | DEER08 RES Lvg Sum CW Wd |  |  |  |  | 3703 | 0.37383 | 8.5981 | 1 | DEER08-RES-Lvg-Sum-CW-Wd | 0 | Cst-Zeroes | 0 | Cst-Zeroes | 1 | -1 | -1 | 0.93458 | 0.74766 | 0.37383 | 0.37383 | 0.74766 | 1.1215 | 2.243 | 4.8598 | 7.2897 | 8.5981 | 8.4112 | 7.4766 | 6.729 | 5.9813 | 5.2336 | 4.8598 | 5.0467 | 4.8598 | 4.8598 | 4.8598 | 4.8598 | 4.6729 | 3.1776 | 1.6822 | DEER08 RES Lvg Sum CW Wd
3704 | -1 | -1 | 0.068182 | 0.045455 | 0 | 0 | 0.045455 | 0.090909 | 0.22727 | 0.54545 | 0.84091 | 1 | 0.97727 | 0.86364 | 0.77273 | 0.68182 | 0.59091 | 0.54545 | 0.56818 | 0.54545 | 0.54545 | 0.54545 | 0.54545 | 0.52273 | 0.34091 | 0.15909 | ; | DEER08 RES Lvg Sum CW WeH |  |  |  |  | 3704 | 0.37383 | 8.5981 | 1 | DEER08-RES-Lvg-Sum-CW-WeH | 0 | Cst-Zeroes | 0 | Cst-Zeroes | 1 | -1 | -1 | 0.93458 | 0.74766 | 0.37383 | 0.37383 | 0.74766 | 1.1215 | 2.243 | 4.8598 | 7.2897 | 8.5981 | 8.4112 | 7.4766 | 6.729 | 5.9813 | 5.2336 | 4.8598 | 5.0467 | 4.8598 | 4.8598 | 4.8598 | 4.8598 | 4.6729 | 3.1776 | 1.6822 | DEER08 RES Lvg Sum CW WeH
3705 | -1 | -1 | 0.068182 | 0.045455 | 0 | 0 | 0.045455 | 0.090909 | 0.22727 | 0.54545 | 0.84091 | 1 | 0.97727 | 0.86364 | 0.77273 | 0.68182 | 0.59091 | 0.54545 | 0.56818 | 0.54545 | 0.54545 | 0.54545 | 0.54545 | 0.52273 | 0.34091 | 0.15909 | ; | DEER08 RES Lvg Win CD Wd |  |  |  |  | 3705 | 0.37383 | 8.5981 | 1 | DEER08-RES-Lvg-Win-CD-Wd | 0 | Cst-Zeroes | 0 | Cst-Zeroes | 1 | -1 | -1 | 0.93458 | 0.74766 | 0.37383 | 0.37383 | 0.74766 | 1.1215 | 2.243 | 4.8598 | 7.2897 | 8.5981 | 8.4112 | 7.4766 | 6.729 | 5.9813 | 5.2336 | 4.8598 | 5.0467 | 4.8598 | 4.8598 | 4.8598 | 4.8598 | 4.6729 | 3.1776 | 1.6822 | DEER08 RES Lvg Win CD Wd
3706 | -1 | -1 | 0.068182 | 0.045455 | 0 | 0 | 0.045455 | 0.090909 | 0.22727 | 0.54545 | 0.84091 | 1 | 0.97727 | 0.86364 | 0.77273 | 0.68182 | 0.59091 | 0.54545 | 0.56818 | 0.54545 | 0.54545 | 0.54545 | 0.54545 | 0.52273 | 0.34091 | 0.15909 | ; | DEER08 RES Lvg Win CD WeH |  |  |  |  | 3706 | 0.37383 | 8.5981 | 1 | DEER08-RES-Lvg-Win-CD-WeH | 0 | Cst-Zeroes | 0 | Cst-Zeroes | 1 | -1 | -1 | 0.93458 | 0.74766 | 0.37383 | 0.37383 | 0.74766 | 1.1215 | 2.243 | 4.8598 | 7.2897 | 8.5981 | 8.4112 | 7.4766 | 6.729 | 5.9813 | 5.2336 | 4.8598 | 5.0467 | 4.8598 | 4.8598 | 4.8598 | 4.8598 | 4.6729 | 3.1776 | 1.6822 | DEER08 RES Lvg Win CD WeH
3707 | -1 | -1 | 0.068182 | 0.045455 | 0 | 0 | 0.045455 | 0.090909 | 0.22727 | 0.54545 | 0.84091 | 1 | 0.97727 | 0.86364 | 0.77273 | 0.68182 | 0.59091 | 0.54545 | 0.56818 | 0.54545 | 0.54545 | 0.54545 | 0.54545 | 0.52273 | 0.34091 | 0.15909 | ; | DEER08 RES Lvg Oth CD Wd |  |  |  |  | 3707 | 0.37383 | 8.5981 | 1 | DEER08-RES-Lvg-Oth-CD-Wd | 0 | Cst-Zeroes | 0 | Cst-Zeroes | 1 | -1 | -1 | 0.93458 | 0.74766 | 0.37383 | 0.37383 | 0.74766 | 1.1215 | 2.243 | 4.8598 | 7.2897 | 8.5981 | 8.4112 | 7.4766 | 6.729 | 5.9813 | 5.2336 | 4.8598 | 5.0467 | 4.8598 | 4.8598 | 4.8598 | 4.8598 | 4.6729 | 3.1776 | 1.6822 | DEER08 RES Lvg Oth CD Wd
3708 | -1 | -1 | 0.068182 | 0.045455 | 0 | 0 | 0.045455 | 0.090909 | 0.22727 | 0.54545 | 0.84091 | 1 | 0.97727 | 0.86364 | 0.77273 | 0.68182 | 0.59091 | 0.54545 | 0.56818 | 0.54545 | 0.54545 | 0.54545 | 0.54545 | 0.52273 | 0.34091 | 0.15909 | ; | DEER08 RES Lvg Oth CD WeH |  |  |  |  | 3708 | 0.37383 | 8.5981 | 1 | DEER08-RES-Lvg-Oth-CD-WeH | 0 | Cst-Zeroes | 0 | Cst-Zeroes | 1 | -1 | -1 | 0.93458 | 0.74766 | 0.37383 | 0.37383 | 0.74766 | 1.1215 | 2.243 | 4.8598 | 7.2897 | 8.5981 | 8.4112 | 7.4766 | 6.729 | 5.9813 | 5.2336 | 4.8598 | 5.0467 | 4.8598 | 4.8598 | 4.8598 | 4.8598 | 4.6729 | 3.1776 | 1.6822 | DEER08 RES Lvg Oth CD WeH
3709 | -1 | -1 | 0.068182 | 0.045455 | 0 | 0 | 0.045455 | 0.090909 | 0.22727 | 0.54545 | 0.84091 | 1 | 0.97727 | 0.86364 | 0.77273 | 0.68182 | 0.59091 | 0.54545 | 0.56818 | 0.54545 | 0.54545 | 0.54545 | 0.54545 | 0.52273 | 0.34091 | 0.15909 | ; | DEER08 RES Lvg Sum CD Wd |  |  |  |  | 3709 | 0.37383 | 8.5981 | 1 | DEER08-RES-Lvg-Sum-CD-Wd | 0 | Cst-Zeroes | 0 | Cst-Zeroes | 1 | -1 | -1 | 0.93458 | 0.74766 | 0.37383 | 0.37383 | 0.74766 | 1.1215 | 2.243 | 4.8598 | 7.2897 | 8.5981 | 8.4112 | 7.4766 | 6.729 | 5.9813 | 5.2336 | 4.8598 | 5.0467 | 4.8598 | 4.8598 | 4.8598 | 4.8598 | 4.6729 | 3.1776 | 1.6822 | DEER08 RES Lvg Sum CD Wd
3710 | -1 | -1 | 0.068182 | 0.045455 | 0 | 0 | 0.045455 | 0.090909 | 0.22727 | 0.54545 | 0.84091 | 1 | 0.97727 | 0.86364 | 0.77273 | 0.68182 | 0.59091 | 0.54545 | 0.56818 | 0.54545 | 0.54545 | 0.54545 | 0.54545 | 0.52273 | 0.34091 | 0.15909 | ; | DEER08 RES Lvg Sum CD WeH |  |  |  |  | 3710 | 0.37383 | 8.5981 | 1 | DEER08-RES-Lvg-Sum-CD-WeH | 0 | Cst-Zeroes | 0 | Cst-Zeroes | 1 | -1 | -1 | 0.93458 | 0.74766 | 0.37383 | 0.37383 | 0.74766 | 1.1215 | 2.243 | 4.8598 | 7.2897 | 8.5981 | 8.4112 | 7.4766 | 6.729 | 5.9813 | 5.2336 | 4.8598 | 5.0467 | 4.8598 | 4.8598 | 4.8598 | 4.8598 | 4.6729 | 3.1776 | 1.6822 | DEER08 RES Lvg Sum CD WeH
3711 | -1 | -1 | 0.024155 | 0.024155 | 0 | 0 | 0.024155 | 0.048309 | 0.14493 | 0.2657 | 0.28986 | 0.30435 | 0.2657 | 0.31401 | 0.36232 | 0.28986 | 0.27536 | 0.36232 | 0.60386 | 1 | 0.77295 | 0.38647 | 0.21739 | 0.14493 | 0.082126 | 0.048309 | ; | DEER08 RES Lvg Win Ck Wd |  |  |  |  | 3711 | 0.35361 | 14.9929 | 1 | DEER08-RES-Lvg-Win-Ck-Wd | 0 | Cst-Zeroes | 0 | Cst-Zeroes | 1 | -1 | -1 | 0.70721 | 0.70721 | 0.35361 | 0.35361 | 0.70721 | 1.0608 | 2.4752 | 4.2433 | 4.5969 | 4.8091 | 4.2433 | 4.9505 | 5.6577 | 4.5969 | 4.3847 | 5.6577 | 9.1938 | 14.9929 | 11.669 | 6.0113 | 3.5361 | 2.4752 | 1.5559 | 1.0608 | DEER08 RES Lvg Win Ck Wd
3712 | -1 | -1 | 0.024155 | 0.024155 | 0 | 0 | 0.024155 | 0.048309 | 0.14493 | 0.2657 | 0.28986 | 0.30435 | 0.2657 | 0.31401 | 0.36232 | 0.28986 | 0.27536 | 0.36232 | 0.60386 | 1 | 0.77295 | 0.38647 | 0.21739 | 0.14493 | 0.082126 | 0.048309 | ; | DEER08 RES Lvg Win Ck WeH |  |  |  |  | 3712 | 0.35361 | 14.9929 | 1 | DEER08-RES-Lvg-Win-Ck-WeH | 0 | Cst-Zeroes | 0 | Cst-Zeroes | 1 | -1 | -1 | 0.70721 | 0.70721 | 0.35361 | 0.35361 | 0.70721 | 1.0608 | 2.4752 | 4.2433 | 4.5969 | 4.8091 | 4.2433 | 4.9505 | 5.6577 | 4.5969 | 4.3847 | 5.6577 | 9.1938 | 14.9929 | 11.669 | 6.0113 | 3.5361 | 2.4752 | 1.5559 | 1.0608 | DEER08 RES Lvg Win Ck WeH
3713 | -1 | -1 | 0.024155 | 0.024155 | 0 | 0 | 0.024155 | 0.048309 | 0.14493 | 0.2657 | 0.28986 | 0.30435 | 0.2657 | 0.31401 | 0.36232 | 0.28986 | 0.27536 | 0.36232 | 0.60386 | 1 | 0.77295 | 0.38647 | 0.21739 | 0.14493 | 0.082126 | 0.048309 | ; | DEER08 RES Lvg Oth Ck Wd |  |  |  |  | 3713 | 0.35361 | 14.9929 | 1 | DEER08-RES-Lvg-Oth-Ck-Wd | 0 | Cst-Zeroes | 0 | Cst-Zeroes | 1 | -1 | -1 | 0.70721 | 0.70721 | 0.35361 | 0.35361 | 0.70721 | 1.0608 | 2.4752 | 4.2433 | 4.5969 | 4.8091 | 4.2433 | 4.9505 | 5.6577 | 4.5969 | 4.3847 | 5.6577 | 9.1938 | 14.9929 | 11.669 | 6.0113 | 3.5361 | 2.4752 | 1.5559 | 1.0608 | DEER08 RES Lvg Oth Ck Wd
3714 | -1 | -1 | 0.024155 | 0.024155 | 0 | 0 | 0.024155 | 0.048309 | 0.14493 | 0.2657 | 0.28986 | 0.30435 | 0.2657 | 0.31401 | 0.36232 | 0.28986 | 0.27536 | 0.36232 | 0.60386 | 1 | 0.77295 | 0.38647 | 0.21739 | 0.14493 | 0.082126 | 0.048309 | ; | DEER08 RES Lvg Oth Ck WeH |  |  |  |  | 3714 | 0.35361 | 14.9929 | 1 | DEER08-RES-Lvg-Oth-Ck-WeH | 0 | Cst-Zeroes | 0 | Cst-Zeroes | 1 | -1 | -1 | 0.70721 | 0.70721 | 0.35361 | 0.35361 | 0.70721 | 1.0608 | 2.4752 | 4.2433 | 4.5969 | 4.8091 | 4.2433 | 4.9505 | 5.6577 | 4.5969 | 4.3847 | 5.6577 | 9.1938 | 14.9929 | 11.669 | 6.0113 | 3.5361 | 2.4752 | 1.5559 | 1.0608 | DEER08 RES Lvg Oth Ck WeH
3715 | -1 | -1 | 0.024155 | 0.024155 | 0 | 0 | 0.024155 | 0.048309 | 0.14493 | 0.2657 | 0.28986 | 0.30435 | 0.2657 | 0.31401 | 0.36232 | 0.28986 | 0.27536 | 0.36232 | 0.60386 | 1 | 0.77295 | 0.38647 | 0.21739 | 0.14493 | 0.082126 | 0.048309 | ; | DEER08 RES Lvg Sum Ck Wd |  |  |  |  | 3715 | 0.35361 | 14.9929 | 1 | DEER08-RES-Lvg-Sum-Ck-Wd | 0 | Cst-Zeroes | 0 | Cst-Zeroes | 1 | -1 | -1 | 0.70721 | 0.70721 | 0.35361 | 0.35361 | 0.70721 | 1.0608 | 2.4752 | 4.2433 | 4.5969 | 4.8091 | 4.2433 | 4.9505 | 5.6577 | 4.5969 | 4.3847 | 5.6577 | 9.1938 | 14.9929 | 11.669 | 6.0113 | 3.5361 | 2.4752 | 1.5559 | 1.0608 | DEER08 RES Lvg Sum Ck Wd
3716 | -1 | -1 | 0.024155 | 0.024155 | 0 | 0 | 0.024155 | 0.048309 | 0.14493 | 0.2657 | 0.28986 | 0.30435 | 0.2657 | 0.31401 | 0.36232 | 0.28986 | 0.27536 | 0.36232 | 0.60386 | 1 | 0.77295 | 0.38647 | 0.21739 | 0.14493 | 0.082126 | 0.048309 | ; | DEER08 RES Lvg Sum Ck WeH |  |  |  |  | 3716 | 0.35361 | 14.9929 | 1 | DEER08-RES-Lvg-Sum-Ck-WeH | 0 | Cst-Zeroes | 0 | Cst-Zeroes | 1 | -1 | -1 | 0.70721 | 0.70721 | 0.35361 | 0.35361 | 0.70721 | 1.0608 | 2.4752 | 4.2433 | 4.5969 | 4.8091 | 4.2433 | 4.9505 | 5.6577 | 4.5969 | 4.3847 | 5.6577 | 9.1938 | 14.9929 | 11.669 | 6.0113 | 3.5361 | 2.4752 | 1.5559 | 1.0608 | DEER08 RES Lvg Sum Ck WeH
3717 | -1 | -1 | 0.16667 | 0.1 | 0.066667 | 0.066667 | 0 | 0.13333 | 0.33333 | 0.4 | 0.16667 | 0 | 0.033333 | 0.033333 | 0 | 0.033333 | 0.1 | 0.16667 | 0.4 | 0.7 | 0.86667 | 0.93333 | 1 | 0.93333 | 0.66667 | 0.43333 | ; | DEER08 RES Lvg Win Eq Wd |  |  |  |  | 3717 | 3.2 | 6.2 | 1 | DEER08-RES-Lvg-Win-Eq-Wd | 0 | Cst-Zeroes | 0 | Cst-Zeroes | 1 | -1 | -1 | 3.7 | 3.5 | 3.4 | 3.4 | 3.2 | 3.6 | 4.2 | 4.4 | 3.7 | 3.2 | 3.3 | 3.3 | 3.2 | 3.3 | 3.5 | 3.7 | 4.4 | 5.3 | 5.8 | 6 | 6.2 | 6 | 5.2 | 4.5 | DEER08 RES Lvg Win Eq Wd
3718 | -1 | -1 | 0.16667 | 0.1 | 0.066667 | 0.066667 | 0 | 0.13333 | 0.33333 | 0.4 | 0.16667 | 0 | 0.033333 | 0.033333 | 0 | 0.033333 | 0.1 | 0.16667 | 0.4 | 0.7 | 0.86667 | 0.93333 | 1 | 0.93333 | 0.66667 | 0.43333 | ; | DEER08 RES Lvg Win Eq WeH |  |  |  |  | 3718 | 3.2 | 6.2 | 1 | DEER08-RES-Lvg-Win-Eq-WeH | 0 | Cst-Zeroes | 0 | Cst-Zeroes | 1 | -1 | -1 | 3.7 | 3.5 | 3.4 | 3.4 | 3.2 | 3.6 | 4.2 | 4.4 | 3.7 | 3.2 | 3.3 | 3.3 | 3.2 | 3.3 | 3.5 | 3.7 | 4.4 | 5.3 | 5.8 | 6 | 6.2 | 6 | 5.2 | 4.5 | DEER08 RES Lvg Win Eq WeH
3719 | -1 | -1 | 0.16667 | 0.1 | 0.066667 | 0.066667 | 0 | 0.13333 | 0.33333 | 0.4 | 0.16667 | 0 | 0.033333 | 0.033333 | 0 | 0.033333 | 0.1 | 0.16667 | 0.4 | 0.7 | 0.86667 | 0.93333 | 1 | 0.93333 | 0.66667 | 0.43333 | ; | DEER08 RES Lvg Oth Eq Wd |  |  |  |  | 3719 | 3.2 | 6.2 | 1 | DEER08-RES-Lvg-Oth-Eq-Wd | 0 | Cst-Zeroes | 0 | Cst-Zeroes | 1 | -1 | -1 | 3.7 | 3.5 | 3.4 | 3.4 | 3.2 | 3.6 | 4.2 | 4.4 | 3.7 | 3.2 | 3.3 | 3.3 | 3.2 | 3.3 | 3.5 | 3.7 | 4.4 | 5.3 | 5.8 | 6 | 6.2 | 6 | 5.2 | 4.5 | DEER08 RES Lvg Oth Eq Wd
3720 | -1 | -1 | 0.16667 | 0.1 | 0.066667 | 0.066667 | 0 | 0.13333 | 0.33333 | 0.4 | 0.16667 | 0 | 0.033333 | 0.033333 | 0 | 0.033333 | 0.1 | 0.16667 | 0.4 | 0.7 | 0.86667 | 0.93333 | 1 | 0.93333 | 0.66667 | 0.43333 | ; | DEER08 RES Lvg Oth Eq WeH |  |  |  |  | 3720 | 3.2 | 6.2 | 1 | DEER08-RES-Lvg-Oth-Eq-WeH | 0 | Cst-Zeroes | 0 | Cst-Zeroes | 1 | -1 | -1 | 3.7 | 3.5 | 3.4 | 3.4 | 3.2 | 3.6 | 4.2 | 4.4 | 3.7 | 3.2 | 3.3 | 3.3 | 3.2 | 3.3 | 3.5 | 3.7 | 4.4 | 5.3 | 5.8 | 6 | 6.2 | 6 | 5.2 | 4.5 | DEER08 RES Lvg Oth Eq WeH
3721 | -1 | -1 | 0.16667 | 0.1 | 0.066667 | 0.066667 | 0 | 0.13333 | 0.33333 | 0.4 | 0.16667 | 0 | 0.033333 | 0.033333 | 0 | 0.033333 | 0.1 | 0.16667 | 0.4 | 0.7 | 0.86667 | 0.93333 | 1 | 0.93333 | 0.66667 | 0.43333 | ; | DEER08 RES Lvg Sum Eq Wd |  |  |  |  | 3721 | 3.2 | 6.2 | 1 | DEER08-RES-Lvg-Sum-Eq-Wd | 0 | Cst-Zeroes | 0 | Cst-Zeroes | 1 | -1 | -1 | 3.7 | 3.5 | 3.4 | 3.4 | 3.2 | 3.6 | 4.2 | 4.4 | 3.7 | 3.2 | 3.3 | 3.3 | 3.2 | 3.3 | 3.5 | 3.7 | 4.4 | 5.3 | 5.8 | 6 | 6.2 | 6 | 5.2 | 4.5 | DEER08 RES Lvg Sum Eq Wd
3722 | -1 | -1 | 0.16667 | 0.1 | 0.066667 | 0.066667 | 0 | 0.13333 | 0.33333 | 0.4 | 0.16667 | 0 | 0.033333 | 0.033333 | 0 | 0.033333 | 0.1 | 0.16667 | 0.4 | 0.7 | 0.86667 | 0.93333 | 1 | 0.93333 | 0.66667 | 0.43333 | ; | DEER08 RES Lvg Sum Eq WeH |  |  |  |  | 3722 | 3.2 | 6.2 | 1 | DEER08-RES-Lvg-Sum-Eq-WeH | 0 | Cst-Zeroes | 0 | Cst-Zeroes | 1 | -1 | -1 | 3.7 | 3.5 | 3.4 | 3.4 | 3.2 | 3.6 | 4.2 | 4.4 | 3.7 | 3.2 | 3.3 | 3.3 | 3.2 | 3.3 | 3.5 | 3.7 | 4.4 | 5.3 | 5.8 | 6 | 6.2 | 6 | 5.2 | 4.5 | DEER08 RES Lvg Sum Eq WeH
3723 | -1 | -1 | 0 | 0 | 0 | 0 | 0 | 0 | 0.5 | 0.33 | 0.33 | 0.33 | 0.33 | 0.33 | 0.33 | 0.33 | 0.33 | 0.33 | 0.33 | 0.33 | 1 | 1 | 1 | 1 | 0.5 | 0 | ; | DEER08 RES Lvg Win Oc Wd |  |  |  |  | 3723 | 0 | 100 | 1 | DEER08-RES-Lvg-Win-Oc-Wd | 0 | Cst-Zeroes | 0 | Cst-Zeroes | 1 | -1 | -1 | 0 | 0 | 0 | 0 | 0 | 0 | 50 | 33 | 33 | 33 | 33 | 33 | 33 | 33 | 33 | 33 | 33 | 33 | 100 | 100 | 100 | 100 | 50 | 0 | DEER08 RES Lvg Win Oc Wd
3724 | -1 | -1 | 0 | 0 | 0 | 0 | 0 | 0 | 0 | 0.5 | 0.67 | 0.67 | 0.67 | 0.67 | 0.67 | 0.67 | 0.67 | 0.67 | 0.67 | 1 | 1 | 1 | 1 | 1 | 0.5 | 0 | ; | DEER08 RES Lvg Win Oc WeH |  |  |  |  | 3724 | 0 | 100 | 1 | DEER08-RES-Lvg-Win-Oc-WeH | 0 | Cst-Zeroes | 0 | Cst-Zeroes | 1 | -1 | -1 | 0 | 0 | 0 | 0 | 0 | 0 | 0 | 50 | 67 | 67 | 67 | 67 | 67 | 67 | 67 | 67 | 67 | 100 | 100 | 100 | 100 | 100 | 50 | 0 | DEER08 RES Lvg Win Oc WeH
3725 | -1 | -1 | 0 | 0 | 0 | 0 | 0 | 0 | 0.5 | 0.33 | 0.33 | 0.33 | 0.33 | 0.33 | 0.33 | 0.33 | 0.33 | 0.33 | 0.33 | 0.33 | 1 | 1 | 1 | 1 | 0.5 | 0 | ; | DEER08 RES Lvg Oth Oc Wd |  |  |  |  | 3725 | 0 | 100 | 1 | DEER08-RES-Lvg-Oth-Oc-Wd | 0 | Cst-Zeroes | 0 | Cst-Zeroes | 1 | -1 | -1 | 0 | 0 | 0 | 0 | 0 | 0 | 50 | 33 | 33 | 33 | 33 | 33 | 33 | 33 | 33 | 33 | 33 | 33 | 100 | 100 | 100 | 100 | 50 | 0 | DEER08 RES Lvg Oth Oc Wd
3726 | -1 | -1 | 0 | 0 | 0 | 0 | 0 | 0 | 0 | 0.5 | 0.67 | 0.67 | 0.67 | 0.67 | 0.67 | 0.67 | 0.67 | 0.67 | 0.67 | 1 | 1 | 1 | 1 | 1 | 0.5 | 0 | ; | DEER08 RES Lvg Oth Oc WeH |  |  |  |  | 3726 | 0 | 100 | 1 | DEER08-RES-Lvg-Oth-Oc-WeH | 0 | Cst-Zeroes | 0 | Cst-Zeroes | 1 | -1 | -1 | 0 | 0 | 0 | 0 | 0 | 0 | 0 | 50 | 67 | 67 | 67 | 67 | 67 | 67 | 67 | 67 | 67 | 100 | 100 | 100 | 100 | 100 | 50 | 0 | DEER08 RES Lvg Oth Oc WeH
3727 | -1 | -1 | 0 | 0 | 0 | 0 | 0 | 0 | 0.5 | 0.33 | 0.33 | 0.33 | 0.33 | 0.33 | 0.33 | 0.33 | 0.33 | 0.33 | 0.33 | 0.33 | 1 | 1 | 1 | 1 | 0.5 | 0 | ; | DEER08 RES Lvg Sum Oc Wd |  |  |  |  | 3727 | 0 | 100 | 1 | DEER08-RES-Lvg-Sum-Oc-Wd | 0 | Cst-Zeroes | 0 | Cst-Zeroes | 1 | -1 | -1 | 0 | 0 | 0 | 0 | 0 | 0 | 50 | 33 | 33 | 33 | 33 | 33 | 33 | 33 | 33 | 33 | 33 | 33 | 100 | 100 | 100 | 100 | 50 | 0 | DEER08 RES Lvg Sum Oc Wd
3728 | -1 | -1 | 0 | 0 | 0 | 0 | 0 | 0 | 0 | 0.5 | 0.67 | 0.67 | 0.67 | 0.67 | 0.67 | 0.67 | 0.67 | 0.67 | 0.67 | 1 | 1 | 1 | 1 | 1 | 0.5 | 0 | ; | DEER08 RES Lvg Sum Oc WeH |  |  |  |  | 3728 | 0 | 100 | 1 | DEER08-RES-Lvg-Sum-Oc-WeH | 0 | Cst-Zeroes | 0 | Cst-Zeroes | 1 | -1 | -1 | 0 | 0 | 0 | 0 | 0 | 0 | 0 | 50 | 67 | 67 | 67 | 67 | 67 | 67 | 67 | 67 | 67 | 100 | 100 | 100 | 100 | 100 | 50 | 0 | DEER08 RES Lvg Sum Oc WeH
3729 | -1 | -1 | 1 | 1 | 1 | 1 | 1 | 1 | 0.5 | 0.33 | 0 | 0 | 0 | 0 | 0 | 0 | 0 | 0 | 0 | 0 | 0 | 0 | 0 | 0 | 0.5 | 1 | ; | DEER08 RES Bed Win Oc Wd |  |  |  |  | 3729 | 0 | 100 | 1 | DEER08-RES-Bed-Win-Oc-Wd | 0 | Cst-Zeroes | 0 | Cst-Zeroes | 1 | -1 | -1 | 100 | 100 | 100 | 100 | 100 | 100 | 50 | 33 | 0 | 0 | 0 | 0 | 0 | 0 | 0 | 0 | 0 | 0 | 0 | 0 | 0 | 0 | 50 | 100 | DEER08 RES Bed Win Oc Wd
3730 | -1 | -1 | 1 | 1 | 1 | 1 | 1 | 1 | 1 | 0.5 | 0 | 0 | 0 | 0 | 0 | 0 | 0 | 0 | 0 | 0 | 0 | 0 | 0 | 0 | 0.5 | 1 | ; | DEER08 RES Bed Win Oc WeH |  |  |  |  | 3730 | 0 | 100 | 1 | DEER08-RES-Bed-Win-Oc-WeH | 0 | Cst-Zeroes | 0 | Cst-Zeroes | 1 | -1 | -1 | 100 | 100 | 100 | 100 | 100 | 100 | 100 | 50 | 0 | 0 | 0 | 0 | 0 | 0 | 0 | 0 | 0 | 0 | 0 | 0 | 0 | 0 | 50 | 100 | DEER08 RES Bed Win Oc WeH
3731 | -1 | -1 | 1 | 1 | 1 | 1 | 1 | 1 | 0.5 | 0.33 | 0 | 0 | 0 | 0 | 0 | 0 | 0 | 0 | 0 | 0 | 0 | 0 | 0 | 0 | 0.5 | 1 | ; | DEER08 RES Bed Oth Oc Wd |  |  |  |  | 3731 | 0 | 100 | 1 | DEER08-RES-Bed-Oth-Oc-Wd | 0 | Cst-Zeroes | 0 | Cst-Zeroes | 1 | -1 | -1 | 100 | 100 | 100 | 100 | 100 | 100 | 50 | 33 | 0 | 0 | 0 | 0 | 0 | 0 | 0 | 0 | 0 | 0 | 0 | 0 | 0 | 0 | 50 | 100 | DEER08 RES Bed Oth Oc Wd
3732 | -1 | -1 | 1 | 1 | 1 | 1 | 1 | 1 | 1 | 0.5 | 0 | 0 | 0 | 0 | 0 | 0 | 0 | 0 | 0 | 0 | 0 | 0 | 0 | 0 | 0.5 | 1 | ; | DEER08 RES Bed Oth Oc WeH |  |  |  |  | 3732 | 0 | 100 | 1 | DEER08-RES-Bed-Oth-Oc-WeH | 0 | Cst-Zeroes | 0 | Cst-Zeroes | 1 | -1 | -1 | 100 | 100 | 100 | 100 | 100 | 100 | 100 | 50 | 0 | 0 | 0 | 0 | 0 | 0 | 0 | 0 | 0 | 0 | 0 | 0 | 0 | 0 | 50 | 100 | DEER08 RES Bed Oth Oc WeH
3733 | -1 | -1 | 1 | 1 | 1 | 1 | 1 | 1 | 0.5 | 0.33 | 0 | 0 | 0 | 0 | 0 | 0 | 0 | 0 | 0 | 0 | 0 | 0 | 0 | 0 | 0.5 | 1 | ; | DEER08 RES Bed Sum Oc Wd |  |  |  |  | 3733 | 0 | 100 | 1 | DEER08-RES-Bed-Sum-Oc-Wd | 0 | Cst-Zeroes | 0 | Cst-Zeroes | 1 | -1 | -1 | 100 | 100 | 100 | 100 | 100 | 100 | 50 | 33 | 0 | 0 | 0 | 0 | 0 | 0 | 0 | 0 | 0 | 0 | 0 | 0 | 0 | 0 | 50 | 100 | DEER08 RES Bed Sum Oc Wd
3734 | -1 | -1 | 1 | 1 | 1 | 1 | 1 | 1 | 1 | 0.5 | 0 | 0 | 0 | 0 | 0 | 0 | 0 | 0 | 0 | 0 | 0 | 0 | 0 | 0 | 0.5 | 1 | ; | DEER08 RES Bed Sum Oc WeH |  |  |  |  | 3734 | 0 | 100 | 1 | DEER08-RES-Bed-Sum-Oc-WeH | 0 | Cst-Zeroes | 0 | Cst-Zeroes | 1 | -1 | -1 | 100 | 100 | 100 | 100 | 100 | 100 | 100 | 50 | 0 | 0 | 0 | 0 | 0 | 0 | 0 | 0 | 0 | 0 | 0 | 0 | 0 | 0 | 50 | 100 | DEER08 RES Bed Sum Oc WeH
3735 | -1 | -1 | 0.06383 | 0.012766 | 0 | 0.012766 | 0.089362 | 0.42128 | 1 | 0.99149 | 0.8 | 0.62128 | 0.49362 | 0.38298 | 0.26809 | 0.22553 | 0.19149 | 0.2 | 0.23404 | 0.31064 | 0.34043 | 0.34043 | 0.33617 | 0.32766 | 0.22553 | 0.15319 | ; | DEER08 RES HW Win Shwr Wd |  |  |  |  | 3735 | 0.34014 | 11.759 | 1 | DEER08-RES-HW-Win-Shwr-Wd | 0 | Cst-Zeroes | 0 | Cst-Zeroes | 1 | -1 | -1 | 1.069 | 0.48591 | 0.34014 | 0.48591 | 1.3605 | 5.1506 | 11.759 | 11.6618 | 9.4752 | 7.4344 | 5.9767 | 4.7133 | 3.4014 | 2.9155 | 2.5267 | 2.6239 | 3.0126 | 3.8873 | 4.2274 | 4.2274 | 4.1788 | 4.0816 | 2.9155 | 2.0894 | DEER08 RES HW Win Shwr Wd
3736 | -1 | -1 | 0.06383 | 0.012766 | 0 | 0.012766 | 0.089362 | 0.42128 | 1 | 0.99149 | 0.8 | 0.62128 | 0.49362 | 0.38298 | 0.26809 | 0.22553 | 0.19149 | 0.2 | 0.23404 | 0.31064 | 0.34043 | 0.34043 | 0.33617 | 0.32766 | 0.22553 | 0.15319 | ; | DEER08 RES HW Win Shwr WeH |  |  |  |  | 3736 | 0.34014 | 11.759 | 1 | DEER08-RES-HW-Win-Shwr-WeH | 0 | Cst-Zeroes | 0 | Cst-Zeroes | 1 | -1 | -1 | 1.069 | 0.48591 | 0.34014 | 0.48591 | 1.3605 | 5.1506 | 11.759 | 11.6618 | 9.4752 | 7.4344 | 5.9767 | 4.7133 | 3.4014 | 2.9155 | 2.5267 | 2.6239 | 3.0126 | 3.8873 | 4.2274 | 4.2274 | 4.1788 | 4.0816 | 2.9155 | 2.0894 | DEER08 RES HW Win Shwr WeH
3737 | -1 | -1 | 0.06383 | 0.012766 | 0 | 0.012766 | 0.089362 | 0.42128 | 1 | 0.99149 | 0.8 | 0.62128 | 0.49362 | 0.38298 | 0.26809 | 0.22553 | 0.19149 | 0.2 | 0.23404 | 0.31064 | 0.34043 | 0.34043 | 0.33617 | 0.32766 | 0.22553 | 0.15319 | ; | DEER08 RES HW Oth Shwr Wd |  |  |  |  | 3737 | 0.34014 | 11.759 | 1 | DEER08-RES-HW-Oth-Shwr-Wd | 0 | Cst-Zeroes | 0 | Cst-Zeroes | 1 | -1 | -1 | 1.069 | 0.48591 | 0.34014 | 0.48591 | 1.3605 | 5.1506 | 11.759 | 11.6618 | 9.4752 | 7.4344 | 5.9767 | 4.7133 | 3.4014 | 2.9155 | 2.5267 | 2.6239 | 3.0126 | 3.8873 | 4.2274 | 4.2274 | 4.1788 | 4.0816 | 2.9155 | 2.0894 | DEER08 RES HW Oth Shwr Wd
3738 | -1 | -1 | 0.06383 | 0.012766 | 0 | 0.012766 | 0.089362 | 0.42128 | 1 | 0.99149 | 0.8 | 0.62128 | 0.49362 | 0.38298 | 0.26809 | 0.22553 | 0.19149 | 0.2 | 0.23404 | 0.31064 | 0.34043 | 0.34043 | 0.33617 | 0.32766 | 0.22553 | 0.15319 | ; | DEER08 RES HW Oth Shwr WeH |  |  |  |  | 3738 | 0.34014 | 11.759 | 1 | DEER08-RES-HW-Oth-Shwr-WeH | 0 | Cst-Zeroes | 0 | Cst-Zeroes | 1 | -1 | -1 | 1.069 | 0.48591 | 0.34014 | 0.48591 | 1.3605 | 5.1506 | 11.759 | 11.6618 | 9.4752 | 7.4344 | 5.9767 | 4.7133 | 3.4014 | 2.9155 | 2.5267 | 2.6239 | 3.0126 | 3.8873 | 4.2274 | 4.2274 | 4.1788 | 4.0816 | 2.9155 | 2.0894 | DEER08 RES HW Oth Shwr WeH
3739 | -1 | -1 | 0.06383 | 0.012766 | 0 | 0.012766 | 0.089362 | 0.42128 | 1 | 0.99149 | 0.8 | 0.62128 | 0.49362 | 0.38298 | 0.26809 | 0.22553 | 0.19149 | 0.2 | 0.23404 | 0.31064 | 0.34043 | 0.34043 | 0.33617 | 0.32766 | 0.22553 | 0.15319 | ; | DEER08 RES HW Sum Shwr Wd |  |  |  |  | 3739 | 0.34014 | 11.759 | 1 | DEER08-RES-HW-Sum-Shwr-Wd | 0 | Cst-Zeroes | 0 | Cst-Zeroes | 1 | -1 | -1 | 1.069 | 0.48591 | 0.34014 | 0.48591 | 1.3605 | 5.1506 | 11.759 | 11.6618 | 9.4752 | 7.4344 | 5.9767 | 4.7133 | 3.4014 | 2.9155 | 2.5267 | 2.6239 | 3.0126 | 3.8873 | 4.2274 | 4.2274 | 4.1788 | 4.0816 | 2.9155 | 2.0894 | DEER08 RES HW Sum Shwr Wd
3740 | -1 | -1 | 0.06383 | 0.012766 | 0 | 0.012766 | 0.089362 | 0.42128 | 1 | 0.99149 | 0.8 | 0.62128 | 0.49362 | 0.38298 | 0.26809 | 0.22553 | 0.19149 | 0.2 | 0.23404 | 0.31064 | 0.34043 | 0.34043 | 0.33617 | 0.32766 | 0.22553 | 0.15319 | ; | DEER08 RES HW Sum Shwr WeH |  |  |  |  | 3740 | 0.34014 | 11.759 | 1 | DEER08-RES-HW-Sum-Shwr-WeH | 0 | Cst-Zeroes | 0 | Cst-Zeroes | 1 | -1 | -1 | 1.069 | 0.48591 | 0.34014 | 0.48591 | 1.3605 | 5.1506 | 11.759 | 11.6618 | 9.4752 | 7.4344 | 5.9767 | 4.7133 | 3.4014 | 2.9155 | 2.5267 | 2.6239 | 3.0126 | 3.8873 | 4.2274 | 4.2274 | 4.1788 | 4.0816 | 2.9155 | 2.0894 | DEER08 RES HW Sum Shwr WeH
3741 | -1 | -1 | 0.04 | 0 | 0 | 0 | 0.04 | 0.16 | 0.44 | 0.56 | 0.64 | 0.56 | 0.44 | 0.32 | 0.28 | 0.2 | 0.2 | 0.2 | 0.36 | 0.44 | 0.76 | 1 | 1 | 0.76 | 0.64 | 0.36 | ; | DEER08 RES HW Win Bath Wd |  |  |  |  | 3741 | 0.3861 | 10.0386 | 1 | DEER08-RES-HW-Win-Bath-Wd | 0 | Cst-Zeroes | 0 | Cst-Zeroes | 1 | -1 | -1 | 0.7722 | 0.3861 | 0.3861 | 0.3861 | 0.7722 | 1.9305 | 4.6332 | 5.7915 | 6.5637 | 5.7915 | 4.6332 | 3.4749 | 3.0888 | 2.3166 | 2.3166 | 2.3166 | 3.861 | 4.6332 | 7.722 | 10.0386 | 10.0386 | 7.722 | 6.5637 | 3.861 | DEER08 RES HW Win Bath Wd
3742 | -1 | -1 | 0.04 | 0 | 0 | 0 | 0.04 | 0.16 | 0.44 | 0.56 | 0.64 | 0.56 | 0.44 | 0.32 | 0.28 | 0.2 | 0.2 | 0.2 | 0.36 | 0.44 | 0.76 | 1 | 1 | 0.76 | 0.64 | 0.36 | ; | DEER08 RES HW Win Bath WeH |  |  |  |  | 3742 | 0.3861 | 10.0386 | 1 | DEER08-RES-HW-Win-Bath-WeH | 0 | Cst-Zeroes | 0 | Cst-Zeroes | 1 | -1 | -1 | 0.7722 | 0.3861 | 0.3861 | 0.3861 | 0.7722 | 1.9305 | 4.6332 | 5.7915 | 6.5637 | 5.7915 | 4.6332 | 3.4749 | 3.0888 | 2.3166 | 2.3166 | 2.3166 | 3.861 | 4.6332 | 7.722 | 10.0386 | 10.0386 | 7.722 | 6.5637 | 3.861 | DEER08 RES HW Win Bath WeH
3743 | -1 | -1 | 0.04 | 0 | 0 | 0 | 0.04 | 0.16 | 0.44 | 0.56 | 0.64 | 0.56 | 0.44 | 0.32 | 0.28 | 0.2 | 0.2 | 0.2 | 0.36 | 0.44 | 0.76 | 1 | 1 | 0.76 | 0.64 | 0.36 | ; | DEER08 RES HW Oth Bath Wd |  |  |  |  | 3743 | 0.3861 | 10.0386 | 1 | DEER08-RES-HW-Oth-Bath-Wd | 0 | Cst-Zeroes | 0 | Cst-Zeroes | 1 | -1 | -1 | 0.7722 | 0.3861 | 0.3861 | 0.3861 | 0.7722 | 1.9305 | 4.6332 | 5.7915 | 6.5637 | 5.7915 | 4.6332 | 3.4749 | 3.0888 | 2.3166 | 2.3166 | 2.3166 | 3.861 | 4.6332 | 7.722 | 10.0386 | 10.0386 | 7.722 | 6.5637 | 3.861 | DEER08 RES HW Oth Bath Wd
3744 | -1 | -1 | 0.04 | 0 | 0 | 0 | 0.04 | 0.16 | 0.44 | 0.56 | 0.64 | 0.56 | 0.44 | 0.32 | 0.28 | 0.2 | 0.2 | 0.2 | 0.36 | 0.44 | 0.76 | 1 | 1 | 0.76 | 0.64 | 0.36 | ; | DEER08 RES HW Oth Bath WeH |  |  |  |  | 3744 | 0.3861 | 10.0386 | 1 | DEER08-RES-HW-Oth-Bath-WeH | 0 | Cst-Zeroes | 0 | Cst-Zeroes | 1 | -1 | -1 | 0.7722 | 0.3861 | 0.3861 | 0.3861 | 0.7722 | 1.9305 | 4.6332 | 5.7915 | 6.5637 | 5.7915 | 4.6332 | 3.4749 | 3.0888 | 2.3166 | 2.3166 | 2.3166 | 3.861 | 4.6332 | 7.722 | 10.0386 | 10.0386 | 7.722 | 6.5637 | 3.861 | DEER08 RES HW Oth Bath WeH
3745 | -1 | -1 | 0.04 | 0 | 0 | 0 | 0.04 | 0.16 | 0.44 | 0.56 | 0.64 | 0.56 | 0.44 | 0.32 | 0.28 | 0.2 | 0.2 | 0.2 | 0.36 | 0.44 | 0.76 | 1 | 1 | 0.76 | 0.64 | 0.36 | ; | DEER08 RES HW Sum Bath Wd |  |  |  |  | 3745 | 0.3861 | 10.0386 | 1 | DEER08-RES-HW-Sum-Bath-Wd | 0 | Cst-Zeroes | 0 | Cst-Zeroes | 1 | -1 | -1 | 0.7722 | 0.3861 | 0.3861 | 0.3861 | 0.7722 | 1.9305 | 4.6332 | 5.7915 | 6.5637 | 5.7915 | 4.6332 | 3.4749 | 3.0888 | 2.3166 | 2.3166 | 2.3166 | 3.861 | 4.6332 | 7.722 | 10.0386 | 10.0386 | 7.722 | 6.5637 | 3.861 | DEER08 RES HW Sum Bath Wd
3746 | -1 | -1 | 0.04 | 0 | 0 | 0 | 0.04 | 0.16 | 0.44 | 0.56 | 0.64 | 0.56 | 0.44 | 0.32 | 0.28 | 0.2 | 0.2 | 0.2 | 0.36 | 0.44 | 0.76 | 1 | 1 | 0.76 | 0.64 | 0.36 | ; | DEER08 RES HW Sum Bath WeH |  |  |  |  | 3746 | 0.3861 | 10.0386 | 1 | DEER08-RES-HW-Sum-Bath-WeH | 0 | Cst-Zeroes | 0 | Cst-Zeroes | 1 | -1 | -1 | 0.7722 | 0.3861 | 0.3861 | 0.3861 | 0.7722 | 1.9305 | 4.6332 | 5.7915 | 6.5637 | 5.7915 | 4.6332 | 3.4749 | 3.0888 | 2.3166 | 2.3166 | 2.3166 | 3.861 | 4.6332 | 7.722 | 10.0386 | 10.0386 | 7.722 | 6.5637 | 3.861 | DEER08 RES HW Sum Bath WeH
3747 | -1 | -1 | 0.13008 | 0.02439 | 0 | 0 | 0.02439 | 0.18699 | 0.53659 | 0.82114 | 0.86992 | 0.81301 | 0.70732 | 0.64228 | 0.62602 | 0.57724 | 0.52033 | 0.54472 | 0.61789 | 0.86179 | 1 | 0.9187 | 0.73984 | 0.61789 | 0.49593 | 0.31707 | ; | DEER08 RES HW Win Sink Wd |  |  |  |  | 3747 | 0.50992 | 7.4788 | 1 | DEER08-RES-HW-Win-Sink-Wd | 0 | Cst-Zeroes | 0 | Cst-Zeroes | 1 | -1 | -1 | 1.4164 | 0.67989 | 0.50992 | 0.50992 | 0.67989 | 1.813 | 4.2493 | 6.2323 | 6.5722 | 6.1756 | 5.4391 | 4.9858 | 4.8725 | 4.5326 | 4.136 | 4.3059 | 4.8159 | 6.5156 | 7.4788 | 6.9122 | 5.6657 | 4.8159 | 3.966 | 2.7195 | DEER08 RES HW Win Sink Wd
3748 | -1 | -1 | 0.13008 | 0.02439 | 0 | 0 | 0.02439 | 0.18699 | 0.53659 | 0.82114 | 0.86992 | 0.81301 | 0.70732 | 0.64228 | 0.62602 | 0.57724 | 0.52033 | 0.54472 | 0.61789 | 0.86179 | 1 | 0.9187 | 0.73984 | 0.61789 | 0.49593 | 0.31707 | ; | DEER08 RES HW Win Sink WeH |  |  |  |  | 3748 | 0.50992 | 7.4788 | 1 | DEER08-RES-HW-Win-Sink-WeH | 0 | Cst-Zeroes | 0 | Cst-Zeroes | 1 | -1 | -1 | 1.4164 | 0.67989 | 0.50992 | 0.50992 | 0.67989 | 1.813 | 4.2493 | 6.2323 | 6.5722 | 6.1756 | 5.4391 | 4.9858 | 4.8725 | 4.5326 | 4.136 | 4.3059 | 4.8159 | 6.5156 | 7.4788 | 6.9122 | 5.6657 | 4.8159 | 3.966 | 2.7195 | DEER08 RES HW Win Sink WeH
3749 | -1 | -1 | 0.13008 | 0.02439 | 0 | 0 | 0.02439 | 0.18699 | 0.53659 | 0.82114 | 0.86992 | 0.81301 | 0.70732 | 0.64228 | 0.62602 | 0.57724 | 0.52033 | 0.54472 | 0.61789 | 0.86179 | 1 | 0.9187 | 0.73984 | 0.61789 | 0.49593 | 0.31707 | ; | DEER08 RES HW Oth Sink Wd |  |  |  |  | 3749 | 0.50992 | 7.4788 | 1 | DEER08-RES-HW-Oth-Sink-Wd | 0 | Cst-Zeroes | 0 | Cst-Zeroes | 1 | -1 | -1 | 1.4164 | 0.67989 | 0.50992 | 0.50992 | 0.67989 | 1.813 | 4.2493 | 6.2323 | 6.5722 | 6.1756 | 5.4391 | 4.9858 | 4.8725 | 4.5326 | 4.136 | 4.3059 | 4.8159 | 6.5156 | 7.4788 | 6.9122 | 5.6657 | 4.8159 | 3.966 | 2.7195 | DEER08 RES HW Oth Sink Wd
3750 | -1 | -1 | 0.13008 | 0.02439 | 0 | 0 | 0.02439 | 0.18699 | 0.53659 | 0.82114 | 0.86992 | 0.81301 | 0.70732 | 0.64228 | 0.62602 | 0.57724 | 0.52033 | 0.54472 | 0.61789 | 0.86179 | 1 | 0.9187 | 0.73984 | 0.61789 | 0.49593 | 0.31707 | ; | DEER08 RES HW Oth Sink WeH |  |  |  |  | 3750 | 0.50992 | 7.4788 | 1 | DEER08-RES-HW-Oth-Sink-WeH | 0 | Cst-Zeroes | 0 | Cst-Zeroes | 1 | -1 | -1 | 1.4164 | 0.67989 | 0.50992 | 0.50992 | 0.67989 | 1.813 | 4.2493 | 6.2323 | 6.5722 | 6.1756 | 5.4391 | 4.9858 | 4.8725 | 4.5326 | 4.136 | 4.3059 | 4.8159 | 6.5156 | 7.4788 | 6.9122 | 5.6657 | 4.8159 | 3.966 | 2.7195 | DEER08 RES HW Oth Sink WeH
3751 | -1 | -1 | 0.13008 | 0.02439 | 0 | 0 | 0.02439 | 0.18699 | 0.53659 | 0.82114 | 0.86992 | 0.81301 | 0.70732 | 0.64228 | 0.62602 | 0.57724 | 0.52033 | 0.54472 | 0.61789 | 0.86179 | 1 | 0.9187 | 0.73984 | 0.61789 | 0.49593 | 0.31707 | ; | DEER08 RES HW Sum Sink Wd |  |  |  |  | 3751 | 0.50992 | 7.4788 | 1 | DEER08-RES-HW-Sum-Sink-Wd | 0 | Cst-Zeroes | 0 | Cst-Zeroes | 1 | -1 | -1 | 1.4164 | 0.67989 | 0.50992 | 0.50992 | 0.67989 | 1.813 | 4.2493 | 6.2323 | 6.5722 | 6.1756 | 5.4391 | 4.9858 | 4.8725 | 4.5326 | 4.136 | 4.3059 | 4.8159 | 6.5156 | 7.4788 | 6.9122 | 5.6657 | 4.8159 | 3.966 | 2.7195 | DEER08 RES HW Sum Sink Wd
3752 | -1 | -1 | 0.13008 | 0.02439 | 0 | 0 | 0.02439 | 0.18699 | 0.53659 | 0.82114 | 0.86992 | 0.81301 | 0.70732 | 0.64228 | 0.62602 | 0.57724 | 0.52033 | 0.54472 | 0.61789 | 0.86179 | 1 | 0.9187 | 0.73984 | 0.61789 | 0.49593 | 0.31707 | ; | DEER08 RES HW Sum Sink WeH |  |  |  |  | 3752 | 0.50992 | 7.4788 | 1 | DEER08-RES-HW-Sum-Sink-WeH | 0 | Cst-Zeroes | 0 | Cst-Zeroes | 1 | -1 | -1 | 1.4164 | 0.67989 | 0.50992 | 0.50992 | 0.67989 | 1.813 | 4.2493 | 6.2323 | 6.5722 | 6.1756 | 5.4391 | 4.9858 | 4.8725 | 4.5326 | 4.136 | 4.3059 | 4.8159 | 6.5156 | 7.4788 | 6.9122 | 5.6657 | 4.8159 | 3.966 | 2.7195 | DEER08 RES HW Sum Sink WeH
3753 | -1 | -1 | 0.068182 | 0.045455 | 0 | 0 | 0.045455 | 0.090909 | 0.22727 | 0.54545 | 0.84091 | 1 | 0.97727 | 0.86364 | 0.77273 | 0.68182 | 0.59091 | 0.54545 | 0.56818 | 0.54545 | 0.54545 | 0.54545 | 0.54545 | 0.52273 | 0.34091 | 0.15909 | ; | DEER08 RES HW Win CW Wd |  |  |  |  | 3753 | 0.37383 | 8.5981 | 1 | DEER08-RES-HW-Win-CW-Wd | 0 | Cst-Zeroes | 0 | Cst-Zeroes | 1 | -1 | -1 | 0.93458 | 0.74766 | 0.37383 | 0.37383 | 0.74766 | 1.1215 | 2.243 | 4.8598 | 7.2897 | 8.5981 | 8.4112 | 7.4766 | 6.729 | 5.9813 | 5.2336 | 4.8598 | 5.0467 | 4.8598 | 4.8598 | 4.8598 | 4.8598 | 4.6729 | 3.1776 | 1.6822 | DEER08 RES HW Win CW Wd
3754 | -1 | -1 | 0.068182 | 0.045455 | 0 | 0 | 0.045455 | 0.090909 | 0.22727 | 0.54545 | 0.84091 | 1 | 0.97727 | 0.86364 | 0.77273 | 0.68182 | 0.59091 | 0.54545 | 0.56818 | 0.54545 | 0.54545 | 0.54545 | 0.54545 | 0.52273 | 0.34091 | 0.15909 | ; | DEER08 RES HW Win CW WeH |  |  |  |  | 3754 | 0.37383 | 8.5981 | 1 | DEER08-RES-HW-Win-CW-WeH | 0 | Cst-Zeroes | 0 | Cst-Zeroes | 1 | -1 | -1 | 0.93458 | 0.74766 | 0.37383 | 0.37383 | 0.74766 | 1.1215 | 2.243 | 4.8598 | 7.2897 | 8.5981 | 8.4112 | 7.4766 | 6.729 | 5.9813 | 5.2336 | 4.8598 | 5.0467 | 4.8598 | 4.8598 | 4.8598 | 4.8598 | 4.6729 | 3.1776 | 1.6822 | DEER08 RES HW Win CW WeH
3755 | -1 | -1 | 0.068182 | 0.045455 | 0 | 0 | 0.045455 | 0.090909 | 0.22727 | 0.54545 | 0.84091 | 1 | 0.97727 | 0.86364 | 0.77273 | 0.68182 | 0.59091 | 0.54545 | 0.56818 | 0.54545 | 0.54545 | 0.54545 | 0.54545 | 0.52273 | 0.34091 | 0.15909 | ; | DEER08 RES HW Oth CW Wd |  |  |  |  | 3755 | 0.37383 | 8.5981 | 1 | DEER08-RES-HW-Oth-CW-Wd | 0 | Cst-Zeroes | 0 | Cst-Zeroes | 1 | -1 | -1 | 0.93458 | 0.74766 | 0.37383 | 0.37383 | 0.74766 | 1.1215 | 2.243 | 4.8598 | 7.2897 | 8.5981 | 8.4112 | 7.4766 | 6.729 | 5.9813 | 5.2336 | 4.8598 | 5.0467 | 4.8598 | 4.8598 | 4.8598 | 4.8598 | 4.6729 | 3.1776 | 1.6822 | DEER08 RES HW Oth CW Wd
3756 | -1 | -1 | 0.068182 | 0.045455 | 0 | 0 | 0.045455 | 0.090909 | 0.22727 | 0.54545 | 0.84091 | 1 | 0.97727 | 0.86364 | 0.77273 | 0.68182 | 0.59091 | 0.54545 | 0.56818 | 0.54545 | 0.54545 | 0.54545 | 0.54545 | 0.52273 | 0.34091 | 0.15909 | ; | DEER08 RES HW Oth CW WeH |  |  |  |  | 3756 | 0.37383 | 8.5981 | 1 | DEER08-RES-HW-Oth-CW-WeH | 0 | Cst-Zeroes | 0 | Cst-Zeroes | 1 | -1 | -1 | 0.93458 | 0.74766 | 0.37383 | 0.37383 | 0.74766 | 1.1215 | 2.243 | 4.8598 | 7.2897 | 8.5981 | 8.4112 | 7.4766 | 6.729 | 5.9813 | 5.2336 | 4.8598 | 5.0467 | 4.8598 | 4.8598 | 4.8598 | 4.8598 | 4.6729 | 3.1776 | 1.6822 | DEER08 RES HW Oth CW WeH
3757 | -1 | -1 | 0.068182 | 0.045455 | 0 | 0 | 0.045455 | 0.090909 | 0.22727 | 0.54545 | 0.84091 | 1 | 0.97727 | 0.86364 | 0.77273 | 0.68182 | 0.59091 | 0.54545 | 0.56818 | 0.54545 | 0.54545 | 0.54545 | 0.54545 | 0.52273 | 0.34091 | 0.15909 | ; | DEER08 RES HW Sum CW Wd |  |  |  |  | 3757 | 0.37383 | 8.5981 | 1 | DEER08-RES-HW-Sum-CW-Wd | 0 | Cst-Zeroes | 0 | Cst-Zeroes | 1 | -1 | -1 | 0.93458 | 0.74766 | 0.37383 | 0.37383 | 0.74766 | 1.1215 | 2.243 | 4.8598 | 7.2897 | 8.5981 | 8.4112 | 7.4766 | 6.729 | 5.9813 | 5.2336 | 4.8598 | 5.0467 | 4.8598 | 4.8598 | 4.8598 | 4.8598 | 4.6729 | 3.1776 | 1.6822 | DEER08 RES HW Sum CW Wd
3758 | -1 | -1 | 0.068182 | 0.045455 | 0 | 0 | 0.045455 | 0.090909 | 0.22727 | 0.54545 | 0.84091 | 1 | 0.97727 | 0.86364 | 0.77273 | 0.68182 | 0.59091 | 0.54545 | 0.56818 | 0.54545 | 0.54545 | 0.54545 | 0.54545 | 0.52273 | 0.34091 | 0.15909 | ; | DEER08 RES HW Sum CW WeH |  |  |  |  | 3758 | 0.37383 | 8.5981 | 1 | DEER08-RES-HW-Sum-CW-WeH | 0 | Cst-Zeroes | 0 | Cst-Zeroes | 1 | -1 | -1 | 0.93458 | 0.74766 | 0.37383 | 0.37383 | 0.74766 | 1.1215 | 2.243 | 4.8598 | 7.2897 | 8.5981 | 8.4112 | 7.4766 | 6.729 | 5.9813 | 5.2336 | 4.8598 | 5.0467 | 4.8598 | 4.8598 | 4.8598 | 4.8598 | 4.6729 | 3.1776 | 1.6822 | DEER08 RES HW Sum CW WeH
3759 | -1 | -1 | 0.11111 | 0.031746 | 0.015873 | 0 | 0 | 0.063492 | 0.15873 | 0.25397 | 0.50794 | 0.57143 | 0.49206 | 0.4127 | 0.34921 | 0.39683 | 0.31746 | 0.30159 | 0.31746 | 0.42857 | 0.77778 | 1 | 0.80952 | 0.5873 | 0.38095 | 0.25397 | ; | DEER08 RES HW Win DW Wd |  |  |  |  | 3759 | 0.3413 | 11.0922 | 1 | DEER08-RES-HW-Win-DW-Wd | 0 | Cst-Zeroes | 0 | Cst-Zeroes | 1 | -1 | -1 | 1.5358 | 0.68259 | 0.51195 | 0.3413 | 0.3413 | 1.0239 | 2.0478 | 3.0717 | 5.802 | 6.4846 | 5.6314 | 4.7782 | 4.0956 | 4.6075 | 3.7543 | 3.5836 | 3.7543 | 4.9488 | 8.7031 | 11.0922 | 9.0444 | 6.6553 | 4.4369 | 3.0717 | DEER08 RES HW Win DW Wd
3760 | -1 | -1 | 0.11111 | 0.031746 | 0.015873 | 0 | 0 | 0.063492 | 0.15873 | 0.25397 | 0.50794 | 0.57143 | 0.49206 | 0.4127 | 0.34921 | 0.39683 | 0.31746 | 0.30159 | 0.31746 | 0.42857 | 0.77778 | 1 | 0.80952 | 0.5873 | 0.38095 | 0.25397 | ; | DEER08 RES HW Win DW WeH |  |  |  |  | 3760 | 0.3413 | 11.0922 | 1 | DEER08-RES-HW-Win-DW-WeH | 0 | Cst-Zeroes | 0 | Cst-Zeroes | 1 | -1 | -1 | 1.5358 | 0.68259 | 0.51195 | 0.3413 | 0.3413 | 1.0239 | 2.0478 | 3.0717 | 5.802 | 6.4846 | 5.6314 | 4.7782 | 4.0956 | 4.6075 | 3.7543 | 3.5836 | 3.7543 | 4.9488 | 8.7031 | 11.0922 | 9.0444 | 6.6553 | 4.4369 | 3.0717 | DEER08 RES HW Win DW WeH
3761 | -1 | -1 | 0.11111 | 0.031746 | 0.015873 | 0 | 0 | 0.063492 | 0.15873 | 0.25397 | 0.50794 | 0.57143 | 0.49206 | 0.4127 | 0.34921 | 0.39683 | 0.31746 | 0.30159 | 0.31746 | 0.42857 | 0.77778 | 1 | 0.80952 | 0.5873 | 0.38095 | 0.25397 | ; | DEER08 RES HW Oth DW Wd |  |  |  |  | 3761 | 0.3413 | 11.0922 | 1 | DEER08-RES-HW-Oth-DW-Wd | 0 | Cst-Zeroes | 0 | Cst-Zeroes | 1 | -1 | -1 | 1.5358 | 0.68259 | 0.51195 | 0.3413 | 0.3413 | 1.0239 | 2.0478 | 3.0717 | 5.802 | 6.4846 | 5.6314 | 4.7782 | 4.0956 | 4.6075 | 3.7543 | 3.5836 | 3.7543 | 4.9488 | 8.7031 | 11.0922 | 9.0444 | 6.6553 | 4.4369 | 3.0717 | DEER08 RES HW Oth DW Wd
3762 | -1 | -1 | 0.11111 | 0.031746 | 0.015873 | 0 | 0 | 0.063492 | 0.15873 | 0.25397 | 0.50794 | 0.57143 | 0.49206 | 0.4127 | 0.34921 | 0.39683 | 0.31746 | 0.30159 | 0.31746 | 0.42857 | 0.77778 | 1 | 0.80952 | 0.5873 | 0.38095 | 0.25397 | ; | DEER08 RES HW Oth DW WeH |  |  |  |  | 3762 | 0.3413 | 11.0922 | 1 | DEER08-RES-HW-Oth-DW-WeH | 0 | Cst-Zeroes | 0 | Cst-Zeroes | 1 | -1 | -1 | 1.5358 | 0.68259 | 0.51195 | 0.3413 | 0.3413 | 1.0239 | 2.0478 | 3.0717 | 5.802 | 6.4846 | 5.6314 | 4.7782 | 4.0956 | 4.6075 | 3.7543 | 3.5836 | 3.7543 | 4.9488 | 8.7031 | 11.0922 | 9.0444 | 6.6553 | 4.4369 | 3.0717 | DEER08 RES HW Oth DW WeH
3763 | -1 | -1 | 0.11111 | 0.031746 | 0.015873 | 0 | 0 | 0.063492 | 0.15873 | 0.25397 | 0.50794 | 0.57143 | 0.49206 | 0.4127 | 0.34921 | 0.39683 | 0.31746 | 0.30159 | 0.31746 | 0.42857 | 0.77778 | 1 | 0.80952 | 0.5873 | 0.38095 | 0.25397 | ; | DEER08 RES HW Sum DW Wd |  |  |  |  | 3763 | 0.3413 | 11.0922 | 1 | DEER08-RES-HW-Sum-DW-Wd | 0 | Cst-Zeroes | 0 | Cst-Zeroes | 1 | -1 | -1 | 1.5358 | 0.68259 | 0.51195 | 0.3413 | 0.3413 | 1.0239 | 2.0478 | 3.0717 | 5.802 | 6.4846 | 5.6314 | 4.7782 | 4.0956 | 4.6075 | 3.7543 | 3.5836 | 3.7543 | 4.9488 | 8.7031 | 11.0922 | 9.0444 | 6.6553 | 4.4369 | 3.0717 | DEER08 RES HW Sum DW Wd
3764 | -1 | -1 | 0.11111 | 0.031746 | 0.015873 | 0 | 0 | 0.063492 | 0.15873 | 0.25397 | 0.50794 | 0.57143 | 0.49206 | 0.4127 | 0.34921 | 0.39683 | 0.31746 | 0.30159 | 0.31746 | 0.42857 | 0.77778 | 1 | 0.80952 | 0.5873 | 0.38095 | 0.25397 | ; | DEER08 RES HW Sum DW WeH |  |  |  |  | 3764 | 0.3413 | 11.0922 | 1 | DEER08-RES-HW-Sum-DW-WeH | 0 | Cst-Zeroes | 0 | Cst-Zeroes | 1 | -1 | -1 | 1.5358 | 0.68259 | 0.51195 | 0.3413 | 0.3413 | 1.0239 | 2.0478 | 3.0717 | 5.802 | 6.4846 | 5.6314 | 4.7782 | 4.0956 | 4.6075 | 3.7543 | 3.5836 | 3.7543 | 4.9488 | 8.7031 | 11.0922 | 9.0444 | 6.6553 | 4.4369 | 3.0717 | DEER08 RES HW Sum DW WeH
;kjm - 5/22/08 - DEER 2008 T8/T12/T5/HID (Lt1) & CFL (Lt2) Profiles by Building Type
3765 | 9 | 20 | 0 | 0 | 0 | 0 | 0 | 0 | 0 | 0 | 1 | 1 | 1 | 1 | 1 | 1 | 1 | 1 | 1 | 1 | 1 | 1 | 0 | 0 | 0 | 0 | ; | DEER08 HSP 24G Yr Lt1 Wd |  |  |  |  | 3765 | 40 | 90 | 1 | DEER08-HSP-24G-Yr-Lt1-Wd | 0 | Cst-Zeroes | 0 | Cst-Zeroes | 1 | 9 | 20 | 40 | 40 | 40 | 40 | 40 | 40 | 40 | 40 | 90 | 90 | 90 | 90 | 90 | 90 | 90 | 90 | 90 | 90 | 90 | 90 | 40 | 40 | 40 | 40 | DEER08 HSP 24G Yr Lt1 Wd | kjm - 5/22/2008 - added/revised ltg profiles: Lt1=T5/T8/T12/HID; Lt2=CFL
3766 | 9 | 20 | 0 | 0 | 0 | 0 | 0 | 0 | 0 | 0 | 1 | 1 | 1 | 1 | 1 | 1 | 1 | 1 | 1 | 1 | 1 | 1 | 0 | 0 | 0 | 0 | ; | DEER08 HSP 24G Yr Lt1 WeH |  |  |  |  | 3766 | 30 | 40 | 1 | DEER08-HSP-24G-Yr-Lt1-WeH | 0 | Cst-Zeroes | 0 | Cst-Zeroes | 1 | 9 | 20 | 30 | 30 | 30 | 30 | 30 | 30 | 30 | 30 | 40 | 40 | 40 | 40 | 40 | 40 | 40 | 40 | 40 | 40 | 40 | 40 | 30 | 30 | 30 | 30 | DEER08 HSP 24G Yr Lt1 WeH | kjm - 5/22/2008 - added/revised ltg profiles: Lt1=T5/T8/T12/HID; Lt2=CFL
3767 | 9 | 20 | 0 | 0 | 0 | 0 | 0 | 0 | 0 | 0 | 1 | 1 | 1 | 1 | 1 | 1 | 1 | 1 | 1 | 1 | 1 | 1 | 0 | 0 | 0 | 0 | ; | DEER08 HSP 12G Yr Lt1 Wd |  |  |  |  | 3767 | 30 | 90 | 1 | DEER08-HSP-12G-Yr-Lt1-Wd | 0 | Cst-Zeroes | 0 | Cst-Zeroes | 1 | 9 | 20 | 30 | 30 | 30 | 30 | 30 | 30 | 30 | 30 | 90 | 90 | 90 | 90 | 90 | 90 | 90 | 90 | 90 | 90 | 90 | 90 | 30 | 30 | 30 | 30 | DEER08 HSP 12G Yr Lt1 Wd | kjm - 5/22/2008 - added/revised ltg profiles: Lt1=T5/T8/T12/HID; Lt2=CFL
3768 | 9 | 20 | 0 | 0 | 0 | 0 | 0 | 0 | 0 | 0 | 1 | 1 | 1 | 1 | 1 | 1 | 1 | 1 | 1 | 1 | 1 | 1 | 0 | 0 | 0 | 0 | ; | DEER08 HSP 12G Yr Lt1 WeH |  |  |  |  | 3768 | 30 | 50 | 1 | DEER08-HSP-12G-Yr-Lt1-WeH | 0 | Cst-Zeroes | 0 | Cst-Zeroes | 1 | 9 | 20 | 30 | 30 | 30 | 30 | 30 | 30 | 30 | 30 | 50 | 50 | 50 | 50 | 50 | 50 | 50 | 50 | 50 | 50 | 50 | 50 | 30 | 30 | 30 | 30 | DEER08 HSP 12G Yr Lt1 WeH | kjm - 5/22/2008 - added/revised ltg profiles: Lt1=T5/T8/T12/HID; Lt2=CFL
3769 | 9 | 19 | 0 | 0 | 0 | 0 | 0 | 0 | 0 | 0 | 0 | 0 | 0 | 0 | 0 | 0 | 0 | 0 | 0 | 0 | 0 | 0 | 0 | 0 | 0 | 0 | ; | DEER08 HSP Kit Yr Lt1 Wd |  |  |  |  | 3769 | 70 | 70 | 1 | DEER08-HSP-Kit-Yr-Lt1-Wd | 0 | Cst-Zeroes | 0 | Cst-Zeroes | 1 | 9 | 19 | 70 | 70 | 70 | 70 | 70 | 70 | 70 | 70 | 70 | 70 | 70 | 70 | 70 | 70 | 70 | 70 | 70 | 70 | 70 | 70 | 70 | 70 | 70 | 70 | DEER08 HSP Kit Yr Lt1 Wd | kjm - 5/22/2008 - added/revised ltg profiles: Lt1=T5/T8/T12/HID; Lt2=CFL
3770 | 9 | 19 | 0 | 0 | 0 | 0 | 0 | 0 | 0 | 0 | 0 | 0 | 0 | 0 | 0 | 0 | 0 | 0 | 0 | 0 | 0 | 0 | 0 | 0 | 0 | 0 | ; | DEER08 HSP Kit Yr Lt1 WeH |  |  |  |  | 3770 | 60 | 60 | 1 | DEER08-HSP-Kit-Yr-Lt1-WeH | 0 | Cst-Zeroes | 0 | Cst-Zeroes | 1 | 9 | 19 | 60 | 60 | 60 | 60 | 60 | 60 | 60 | 60 | 60 | 60 | 60 | 60 | 60 | 60 | 60 | 60 | 60 | 60 | 60 | 60 | 60 | 60 | 60 | 60 | DEER08 HSP Kit Yr Lt1 WeH | kjm - 5/22/2008 - added/revised ltg profiles: Lt1=T5/T8/T12/HID; Lt2=CFL
3771 | 6 | 22 | 0 | 0 | 0 | 0 | 0 | 0.38462 | 0.84615 | 1 | 1 | 1 | 1 | 1 | 1 | 1 | 1 | 1 | 1 | 1 | 1 | 1 | 1 | 0.38462 | 0 | 0 | ; | DEER08 HSP 24W Yr Lt1 All |  |  |  |  | 3771 | 30 | 75 | 1 | DEER08-HSP-24W-Yr-Lt1-All | 0 | Cst-Zeroes | 0 | Cst-Zeroes | 1 | 6 | 22 | 30 | 30 | 30 | 30 | 30 | 47.3077 | 68.0769 | 75 | 75 | 75 | 75 | 75 | 75 | 75 | 75 | 75 | 75 | 75 | 75 | 75 | 75 | 47.3077 | 30 | 30 | DEER08 HSP 24W Yr Lt1 All | kjm - 5/22/2008 - added/revised ltg profiles: Lt1=T5/T8/T12/HID; Lt2=CFL
3772 | 9 | 20 | 0 | 0 | 0 | 0 | 0 | 0 | 0 | 0 | 1 | 1 | 1 | 1 | 1 | 1 | 1 | 1 | 1 | 1 | 1 | 1 | 0 | 0 | 0 | 0 | ; | DEER08 HSP 24C Yr Lt1 Wd |  |  |  |  | 3772 | 30 | 75 | 1 | DEER08-HSP-24C-Yr-Lt1-Wd | 0 | Cst-Zeroes | 0 | Cst-Zeroes | 1 | 9 | 20 | 30 | 30 | 30 | 30 | 30 | 30 | 30 | 30 | 75 | 75 | 75 | 75 | 75 | 75 | 75 | 75 | 75 | 75 | 75 | 75 | 30 | 30 | 30 | 30 | DEER08 HSP 24C Yr Lt1 Wd | kjm - 5/22/2008 - added/revised ltg profiles: Lt1=T5/T8/T12/HID; Lt2=CFL
3773 | 9 | 20 | 0 | 0 | 0 | 0 | 0 | 0 | 0 | 0 | 1 | 1 | 1 | 1 | 1 | 1 | 1 | 1 | 1 | 1 | 1 | 1 | 0 | 0 | 0 | 0 | ; | DEER08 HSP 24C Yr Lt1 WeH |  |  |  |  | 3773 | 30 | 50 | 1 | DEER08-HSP-24C-Yr-Lt1-WeH | 0 | Cst-Zeroes | 0 | Cst-Zeroes | 1 | 9 | 20 | 30 | 30 | 30 | 30 | 30 | 30 | 30 | 30 | 50 | 50 | 50 | 50 | 50 | 50 | 50 | 50 | 50 | 50 | 50 | 50 | 30 | 30 | 30 | 30 | DEER08 HSP 24C Yr Lt1 WeH | kjm - 5/22/2008 - added/revised ltg profiles: Lt1=T5/T8/T12/HID; Lt2=CFL
3774 | 9 | 20 | 0 | 0 | 0 | 0 | 0 | 0 | 0 | 0 | 1 | 1 | 1 | 1 | 1 | 1 | 1 | 1 | 1 | 1 | 1 | 1 | 0 | 0 | 0 | 0 | ; | DEER08 HSP 12C Yr Lt1 Wd |  |  |  |  | 3774 | 30 | 75 | 1 | DEER08-HSP-12C-Yr-Lt1-Wd | 0 | Cst-Zeroes | 0 | Cst-Zeroes | 1 | 9 | 20 | 30 | 30 | 30 | 30 | 30 | 30 | 30 | 30 | 75 | 75 | 75 | 75 | 75 | 75 | 75 | 75 | 75 | 75 | 75 | 75 | 30 | 30 | 30 | 30 | DEER08 HSP 12C Yr Lt1 Wd | kjm - 5/22/2008 - added/revised ltg profiles: Lt1=T5/T8/T12/HID; Lt2=CFL
3775 | 9 | 20 | 0 | 0 | 0 | 0 | 0 | 0 | 0 | 0 | 1 | 1 | 1 | 1 | 1 | 1 | 1 | 1 | 1 | 1 | 1 | 1 | 0 | 0 | 0 | 0 | ; | DEER08 HSP 12C Yr Lt1 WeH |  |  |  |  | 3775 | 30 | 50 | 1 | DEER08-HSP-12C-Yr-Lt1-WeH | 0 | Cst-Zeroes | 0 | Cst-Zeroes | 1 | 9 | 20 | 30 | 30 | 30 | 30 | 30 | 30 | 30 | 30 | 50 | 50 | 50 | 50 | 50 | 50 | 50 | 50 | 50 | 50 | 50 | 50 | 30 | 30 | 30 | 30 | DEER08 HSP 12C Yr Lt1 WeH | kjm - 5/22/2008 - added/revised ltg profiles: Lt1=T5/T8/T12/HID; Lt2=CFL
3776 | -1 | -1 | 0 | 0 | 0 | 0 | 0 | 0 | 0 | 0 | 0 | 0 | 0 | 0 | 0 | 0 | 0 | 0 | 0 | 0 | 0 | 0 | 0 | 0 | 0 | 0 | ; | DEER08 HSP 24N Yr Lt1 All |  |  |  |  | 3776 | 90 | 90 | 1 | DEER08-HSP-24N-Yr-Lt1-All | 0 | Cst-Zeroes | 0 | Cst-Zeroes | 1 | -1 | -1 | 90 | 90 | 90 | 90 | 90 | 90 | 90 | 90 | 90 | 90 | 90 | 90 | 90 | 90 | 90 | 90 | 90 | 90 | 90 | 90 | 90 | 90 | 90 | 90 | DEER08 HSP 24N Yr Lt1 All | kjm - 5/22/2008 - added/revised ltg profiles: Lt1=T5/T8/T12/HID; Lt2=CFL
3777 | 9 | 21 | 0 | 0 | 0 | 0 | 0 | 0 | 0 | 0 | 1 | 1 | 1 | 1 | 1 | 1 | 1 | 1 | 1 | 1 | 1 | 1 | 1 | 0 | 0 | 0 | ; | DEER08 NRS Fac Yr Lt1 Wd |  |  |  |  | 3777 | 10 | 70 | 1 | DEER08-NRS-Fac-Yr-Lt1-Wd | 0 | Cst-Zeroes | 0 | Cst-Zeroes | 1 | 9 | 21 | 10 | 10 | 10 | 10 | 10 | 10 | 10 | 10 | 70 | 70 | 70 | 70 | 70 | 70 | 70 | 70 | 70 | 70 | 70 | 70 | 70 | 10 | 10 | 10 | DEER08 NRS Fac Yr Lt1 Wd | kjm - 5/22/2008 - added/revised ltg profiles: Lt1=T5/T8/T12/HID; Lt2=CFL
3778 | 9 | 21 | 0 | 0 | 0 | 0 | 0 | 0 | 0 | 0 | 1 | 1 | 1 | 1 | 1 | 1 | 1 | 1 | 1 | 1 | 1 | 1 | 1 | 0 | 0 | 0 | ; | DEER08 NRS Fac Yr Lt1 WeH |  |  |  |  | 3778 | 10 | 70 | 1 | DEER08-NRS-Fac-Yr-Lt1-WeH | 0 | Cst-Zeroes | 0 | Cst-Zeroes | 1 | 9 | 21 | 10 | 10 | 10 | 10 | 10 | 10 | 10 | 10 | 70 | 70 | 70 | 70 | 70 | 70 | 70 | 70 | 70 | 70 | 70 | 70 | 70 | 10 | 10 | 10 | DEER08 NRS Fac Yr Lt1 WeH | kjm - 5/22/2008 - added/revised ltg profiles: Lt1=T5/T8/T12/HID; Lt2=CFL
3779 | 8 | 21 | 0 | 0 | 0 | 0 | 0 | 0 | 0 | 1 | 1 | 1 | 1 | 1 | 1 | 1 | 1 | 1 | 1 | 1 | 1 | 1 | 1 | 0 | 0 | 0 | ; | DEER08 NRS Adm Yr Lt1 Wd |  |  |  |  | 3779 | 10 | 70 | 1 | DEER08-NRS-Adm-Yr-Lt1-Wd | 0 | Cst-Zeroes | 0 | Cst-Zeroes | 1 | 8 | 21 | 10 | 10 | 10 | 10 | 10 | 10 | 10 | 70 | 70 | 70 | 70 | 70 | 70 | 70 | 70 | 70 | 70 | 70 | 70 | 70 | 70 | 10 | 10 | 10 | DEER08 NRS Adm Yr Lt1 Wd | kjm - 5/22/2008 - added/revised ltg profiles: Lt1=T5/T8/T12/HID; Lt2=CFL
3780 | 8 | 21 | 0 | 0 | 0 | 0 | 0 | 0 | 0 | 1 | 1 | 1 | 1 | 1 | 1 | 1 | 1 | 1 | 1 | 1 | 1 | 1 | 1 | 0 | 0 | 0 | ; | DEER08 NRS Adm Yr Lt1 WeH |  |  |  |  | 3780 | 10 | 70 | 1 | DEER08-NRS-Adm-Yr-Lt1-WeH | 0 | Cst-Zeroes | 0 | Cst-Zeroes | 1 | 8 | 21 | 10 | 10 | 10 | 10 | 10 | 10 | 10 | 70 | 70 | 70 | 70 | 70 | 70 | 70 | 70 | 70 | 70 | 70 | 70 | 70 | 70 | 10 | 10 | 10 | DEER08 NRS Adm Yr Lt1 WeH | kjm - 5/22/2008 - added/revised ltg profiles: Lt1=T5/T8/T12/HID; Lt2=CFL
3781 | 8 | 21 | 0 | 0 | 0 | 0 | 0 | 0 | 0 | 1 | 1 | 1 | 1 | 1 | 1 | 1 | 1 | 1 | 1 | 1 | 1 | 1 | 1 | 0 | 0 | 0 | ; | DEER08 NRS Kit Yr Lt1 Wd |  |  |  |  | 3781 | 10 | 67.5 | 1 | DEER08-NRS-Kit-Yr-Lt1-Wd | 0 | Cst-Zeroes | 0 | Cst-Zeroes | 1 | 8 | 21 | 10 | 10 | 10 | 10 | 10 | 10 | 10 | 67.5 | 67.5 | 67.5 | 67.5 | 67.5 | 67.5 | 67.5 | 67.5 | 67.5 | 67.5 | 67.5 | 67.5 | 67.5 | 67.5 | 10 | 10 | 10 | DEER08 NRS Kit Yr Lt1 Wd | kjm - 5/22/2008 - added/revised ltg profiles: Lt1=T5/T8/T12/HID; Lt2=CFL
3782 | 8 | 21 | 0 | 0 | 0 | 0 | 0 | 0 | 0 | 1 | 1 | 1 | 1 | 1 | 1 | 1 | 1 | 1 | 1 | 1 | 1 | 1 | 1 | 0 | 0 | 0 | ; | DEER08 NRS Kit Yr Lt1 WeH |  |  |  |  | 3782 | 10 | 67.5 | 1 | DEER08-NRS-Kit-Yr-Lt1-WeH | 0 | Cst-Zeroes | 0 | Cst-Zeroes | 1 | 8 | 21 | 10 | 10 | 10 | 10 | 10 | 10 | 10 | 67.5 | 67.5 | 67.5 | 67.5 | 67.5 | 67.5 | 67.5 | 67.5 | 67.5 | 67.5 | 67.5 | 67.5 | 67.5 | 67.5 | 10 | 10 | 10 | DEER08 NRS Kit Yr Lt1 WeH | kjm - 5/22/2008 - added/revised ltg profiles: Lt1=T5/T8/T12/HID; Lt2=CFL
3783 | 6 | 22 | 0 | 0 | 0 | 0 | 0 | 0.6 | 1 | 0.73333 | 0.73333 | 0.73333 | 0.73333 | 0.73333 | 0.73333 | 0.73333 | 0.73333 | 0.73333 | 0.73333 | 0.73333 | 0.73333 | 0.73333 | 0.73333 | 0.6 | 0.2 | 0.2 | ; | DEER08 NRS Rm Yr Lt1 All |  |  |  |  | 3783 | 15 | 80 | 1 | DEER08-NRS-Rm-Yr-Lt1-All | 0 | Cst-Zeroes | 0 | Cst-Zeroes | 1 | 6 | 22 | 15 | 15 | 15 | 15 | 15 | 54 | 80 | 62.6667 | 62.6667 | 62.6667 | 62.6667 | 62.6667 | 62.6667 | 62.6667 | 62.6667 | 62.6667 | 62.6667 | 62.6667 | 62.6667 | 62.6667 | 62.6667 | 54 | 28 | 28 | DEER08 NRS Rm Yr Lt1 All | kjm - 5/22/2008 - added/revised ltg profiles: Lt1=T5/T8/T12/HID; Lt2=CFL
3784 | 8 | 22 | 0 | 0 | 0 | 0 | 0.088235 | 0.26471 | 0.55882 | 0.85294 | 0.95588 | 1 | 1 | 1 | 1 | 1 | 1 | 0.95588 | 0.85294 | 0.55882 | 0.26471 | 0.088235 | 0 | 0 | 0 | 0 | ; | DEER08 HTLp Fac Yr Lt1 Wd |  |  |  |  | 3784 | 15 | 83 | 1 | DEER08-HTLp-Fac-Yr-Lt1-Wd | 0 | Cst-Zeroes | 0 | Cst-Zeroes | 1 | 8 | 22 | 15 | 15 | 15 | 15 | 21 | 33 | 53 | 73 | 80 | 83 | 83 | 83 | 83 | 83 | 83 | 80 | 73 | 53 | 33 | 21 | 15 | 15 | 15 | 15 | DEER08 HTLp Fac Yr Lt1 Wd | kjm - 5/22/2008 - added/revised ltg profiles: Lt1=T5/T8/T12/HID; Lt2=CFL
3785 | 8 | 22 | 0 | 0 | 0 | 0 | 0.088235 | 0.26471 | 0.55882 | 0.85294 | 0.95588 | 1 | 1 | 1 | 1 | 1 | 1 | 0.95588 | 0.85294 | 0.55882 | 0.26471 | 0.088235 | 0 | 0 | 0 | 0 | ; | DEER08 HTLp Fac Yr Lt1 WeH |  |  |  |  | 3785 | 15 | 83 | 1 | DEER08-HTLp-Fac-Yr-Lt1-WeH | 0 | Cst-Zeroes | 0 | Cst-Zeroes | 1 | 8 | 22 | 15 | 15 | 15 | 15 | 21 | 33 | 53 | 73 | 80 | 83 | 83 | 83 | 83 | 83 | 83 | 80 | 73 | 53 | 33 | 21 | 15 | 15 | 15 | 15 | DEER08 HTLp Fac Yr Lt1 WeH | kjm - 5/22/2008 - added/revised ltg profiles: Lt1=T5/T8/T12/HID; Lt2=CFL
3786 | 8 | 19 | 0 | 0 | 0 | 0 | 0 | 0.035088 | 0.21053 | 0.50877 | 0.94737 | 1 | 1 | 1 | 1 | 1 | 1 | 1 | 0.89474 | 0.7193 | 0.47368 | 0.24561 | 0.070175 | 0 | 0 | 0 | ; | DEER08 HTLp Adm Yr Lt1 Wd |  |  |  |  | 3786 | 16 | 73 | 1 | DEER08-HTLp-Adm-Yr-Lt1-Wd | 0 | Cst-Zeroes | 0 | Cst-Zeroes | 1 | 8 | 19 | 16 | 16 | 16 | 16 | 16 | 18 | 28 | 45 | 70 | 73 | 73 | 73 | 73 | 73 | 73 | 73 | 67 | 57 | 43 | 30 | 20 | 16 | 16 | 16 | DEER08 HTLp Adm Yr Lt1 Wd | kjm - 5/22/2008 - added/revised ltg profiles: Lt1=T5/T8/T12/HID; Lt2=CFL
3787 | 8 | 19 | 0 | 0 | 0 | 0 | 0 | 0 | 0.028777 | 0.39568 | 0.93525 | 1 | 1 | 1 | 1 | 1 | 1 | 1 | 0.8705 | 0.65468 | 0.35252 | 0.071942 | 0 | 0 | 0 | 0 | ; | DEER08 HTLp Adm Yr Lt1 WeH |  |  |  |  | 3787 | 16 | 43.8 | 1 | DEER08-HTLp-Adm-Yr-Lt1-WeH | 0 | Cst-Zeroes | 0 | Cst-Zeroes | 1 | 8 | 19 | 16 | 16 | 16 | 16 | 16 | 16 | 16.8 | 27 | 42 | 43.8 | 43.8 | 43.8 | 43.8 | 43.8 | 43.8 | 43.8 | 40.2 | 34.2 | 25.8 | 18 | 16 | 16 | 16 | 16 | DEER08 HTLp Adm Yr Lt1 WeH | kjm - 5/22/2008 - added/revised ltg profiles: Lt1=T5/T8/T12/HID; Lt2=CFL
3788 | 8 | 22 | 0 | 0 | 0 | 0 | 0 | 0.040248 | 0.20279 | 0.38854 | 0.59752 | 0.82972 | 1 | 1 | 1 | 1 | 1 | 1 | 1 | 0.85294 | 0.59752 | 0.50464 | 0.36533 | 0.34211 | 0.15635 | 0.10991 | ; | DEER08 HTLp Kit Yr Lt1 Wd |  |  |  |  | 3788 | 20 | 88 | 1 | DEER08-HTLp-Kit-Yr-Lt1-Wd | 0 | Cst-Zeroes | 0 | Cst-Zeroes | 1 | 8 | 22 | 20 | 20 | 20 | 20 | 20 | 22.7368 | 33.7895 | 46.4211 | 60.6316 | 76.4211 | 88 | 88 | 88 | 88 | 88 | 88 | 88 | 78 | 60.6316 | 54.3158 | 44.8421 | 43.2632 | 30.6316 | 27.4737 | DEER08 HTLp Kit Yr Lt1 Wd | kjm - 5/22/2008 - added/revised ltg profiles: Lt1=T5/T8/T12/HID; Lt2=CFL
3789 | 8 | 22 | 0 | 0 | 0 | 0 | 0 | 0 | 0.15914 | 0.35507 | 0.57549 | 0.8204 | 1 | 1 | 1 | 1 | 1 | 1 | 1 | 0.84489 | 0.57549 | 0.47753 | 0.33058 | 0.30609 | 0.11016 | 0.061179 | ; | DEER08 HTLp Kit Yr Lt1 WeH |  |  |  |  | 3789 | 20 | 74.8 | 1 | DEER08-HTLp-Kit-Yr-Lt1-WeH | 0 | Cst-Zeroes | 0 | Cst-Zeroes | 1 | 8 | 22 | 20 | 20 | 20 | 20 | 20 | 20 | 28.7211 | 39.4579 | 51.5368 | 64.9579 | 74.8 | 74.8 | 74.8 | 74.8 | 74.8 | 74.8 | 74.8 | 66.3 | 51.5368 | 46.1684 | 38.1158 | 36.7737 | 26.0368 | 23.3526 | DEER08 HTLp Kit Yr Lt1 WeH | kjm - 5/22/2008 - added/revised ltg profiles: Lt1=T5/T8/T12/HID; Lt2=CFL
3790 | 6 | 21 | 0.035088 | 0.017544 | 0 | 0 | 0.017544 | 0.052632 | 0.17544 | 0.31579 | 0.47368 | 0.64912 | 0.82456 | 0.84211 | 0.91228 | 1 | 0.96491 | 0.91228 | 0.82456 | 0.66667 | 0.47368 | 0.40351 | 0.29825 | 0.2807 | 0.14035 | 0.10526 | ; | DEER08 HTLp Rst Yr Lt1 Wd |  |  |  |  | 3790 | 15 | 90 | 1 | DEER08-HTLp-Rst-Yr-Lt1-Wd | 0 | Cst-Zeroes | 0 | Cst-Zeroes | 1 | 6 | 21 | 17.6316 | 16.3158 | 15 | 15 | 16.3158 | 18.9474 | 28.1579 | 38.6842 | 50.5263 | 63.6842 | 76.8421 | 78.1579 | 83.4211 | 90 | 87.3684 | 83.4211 | 76.8421 | 65 | 50.5263 | 45.2632 | 37.3684 | 36.0526 | 25.5263 | 22.8947 | DEER08 HTLp Rst Yr Lt1 Wd | kjm - 5/22/2008 - added/revised ltg profiles: Lt1=T5/T8/T12/HID; Lt2=CFL
3791 | 6 | 21 | 0.035088 | 0.017544 | 0 | 0 | 0.017544 | 0.052632 | 0.17544 | 0.31579 | 0.47368 | 0.64912 | 0.82456 | 0.84211 | 0.91228 | 1 | 0.96491 | 0.91228 | 0.82456 | 0.66667 | 0.47368 | 0.40351 | 0.29825 | 0.2807 | 0.14035 | 0.10526 | ; | DEER08 HTLp Rst Yr Lt1 WeH |  |  |  |  | 3791 | 6 | 45 | 1 | DEER08-HTLp-Rst-Yr-Lt1-WeH | 0 | Cst-Zeroes | 0 | Cst-Zeroes | 1 | 6 | 21 | 7.3684 | 6.6842 | 6 | 6 | 6.6842 | 8.0526 | 12.8421 | 18.3158 | 24.4737 | 31.3158 | 38.1579 | 38.8421 | 41.5789 | 45 | 43.6316 | 41.5789 | 38.1579 | 32 | 24.4737 | 21.7368 | 17.6316 | 16.9474 | 11.4737 | 10.1053 | DEER08 HTLp Rst Yr Lt1 WeH | kjm - 5/22/2008 - added/revised ltg profiles: Lt1=T5/T8/T12/HID; Lt2=CFL
3792 | 7 | 24 | 0.32959 | 0.15427 | 0.064392 | 0.013007 | 0 | 0.13726 | 0.29356 | 0.44627 | 0.66881 | 0.69692 | 0.7376 | 0.59399 | 0.51847 | 0.50688 | 0.43668 | 0.34305 | 0.48823 | 0.64418 | 0.87508 | 0.96711 | 1 | 0.98221 | 0.82971 | 0.48241 | ; | DEER08 HTLr Rms Yr Lt1 Wd |  |  |  |  | 3792 | 4.6771 | 19.3774 | 1 | DEER08-HTLr-Rms-Yr-Lt1-Wd | 0 | Cst-Zeroes | 0 | Cst-Zeroes | 1 | 7 | 24 | 9.5222 | 6.9449 | 5.6237 | 4.8683 | 4.6771 | 6.6949 | 8.9926 | 11.2374 | 14.5088 | 14.9221 | 15.52 | 13.4089 | 12.2987 | 12.1284 | 11.0965 | 9.72 | 11.8542 | 14.1467 | 17.5411 | 18.8939 | 19.3774 | 19.1159 | 16.8741 | 11.7687 | DEER08 HTLr Rms Yr Lt1 Wd | kjm - 5/22/2008 - added/revised ltg profiles: Lt1=T5/T8/T12/HID; Lt2=CFL
3793 | 7 | 24 | 0.32959 | 0.15427 | 0.064392 | 0.013007 | 0 | 0.13726 | 0.29356 | 0.44627 | 0.66881 | 0.69692 | 0.7376 | 0.59399 | 0.51847 | 0.50688 | 0.43668 | 0.34305 | 0.48823 | 0.64418 | 0.87508 | 0.96711 | 1 | 0.98221 | 0.82971 | 0.48241 | ; | DEER08 HTLr Rms Yr Lt1 WeH |  |  |  |  | 3793 | 4.6771 | 19.3774 | 1 | DEER08-HTLr-Rms-Yr-Lt1-WeH | 0 | Cst-Zeroes | 0 | Cst-Zeroes | 1 | 7 | 24 | 9.5222 | 6.9449 | 5.6237 | 4.8683 | 4.6771 | 6.6949 | 8.9926 | 11.2374 | 14.5088 | 14.9221 | 15.52 | 13.4089 | 12.2987 | 12.1284 | 11.0965 | 9.72 | 11.8542 | 14.1467 | 17.5411 | 18.8939 | 19.3774 | 19.1159 | 16.8741 | 11.7687 | DEER08 HTLr Rms Yr Lt1 WeH | kjm - 5/22/2008 - added/revised ltg profiles: Lt1=T5/T8/T12/HID; Lt2=CFL
3794 | 7 | 24 | 0 | 0 | 0 | 0 | 0 | 0 | 0 | 0 | 0 | 0 | 0 | 0 | 0 | 0 | 0 | 0 | 0 | 0 | 0 | 0 | 0 | 0 | 0 | 0 | ; | DEER08 MTL 0H Yr Lt1 Wd |  |  |  |  | 3794 | 0 | 0 | 1 | DEER08-MTL-0H-Yr-Lt1-Wd | 0 | Cst-Zeroes | 0 | Cst-Zeroes | 1 | 7 | 24 | 0 | 0 | 0 | 0 | 0 | 0 | 0 | 0 | 0 | 0 | 0 | 0 | 0 | 0 | 0 | 0 | 0 | 0 | 0 | 0 | 0 | 0 | 0 | 0 | DEER08 MTL 0H Yr Lt1 Wd | kjm - 5/22/2008 - added/revised ltg profiles: Lt1=T5/T8/T12/HID; Lt2=CFL
3795 | 7 | 24 | 0 | 0 | 0 | 0 | 0 | 0 | 0 | 0 | 0 | 0 | 0 | 0 | 0 | 0 | 0 | 0 | 0 | 0 | 0 | 0 | 0 | 0 | 0 | 0 | ; | DEER08 MTL 0H Yr Lt1 WeH |  |  |  |  | 3795 | 0 | 0 | 1 | DEER08-MTL-0H-Yr-Lt1-WeH | 0 | Cst-Zeroes | 0 | Cst-Zeroes | 1 | 7 | 24 | 0 | 0 | 0 | 0 | 0 | 0 | 0 | 0 | 0 | 0 | 0 | 0 | 0 | 0 | 0 | 0 | 0 | 0 | 0 | 0 | 0 | 0 | 0 | 0 | DEER08 MTL 0H Yr Lt1 WeH | kjm - 5/22/2008 - added/revised ltg profiles: Lt1=T5/T8/T12/HID; Lt2=CFL
3796 | 7 | 24 | 0.26083 | 0.12208 | 0.050958 | 0.010293 | 0 | 0.10863 | 0.23232 | 0.47416 | 0.68549 | 0.71219 | 0.75081 | 0.61444 | 0.54272 | 0.53171 | 0.46505 | 0.37613 | 0.514 | 0.6621 | 0.88137 | 0.96877 | 1 | 0.98311 | 0.83829 | 0.50847 | ; | DEER08 MTL 12H Yr Lt1 Wd |  |  |  |  | 3796 | 2.8522 | 14.18 | 1 | DEER08-MTL-12H-Yr-Lt1-Wd | 0 | Cst-Zeroes | 0 | Cst-Zeroes | 1 | 7 | 24 | 5.8068 | 4.2351 | 3.4294 | 2.9688 | 2.8522 | 4.0827 | 5.4839 | 8.2234 | 10.6173 | 10.9197 | 11.3573 | 9.8124 | 9 | 8.8753 | 8.1202 | 7.1129 | 8.6747 | 10.3523 | 12.8363 | 13.8262 | 14.18 | 13.9887 | 12.3481 | 8.6121 | DEER08 MTL 12H Yr Lt1 Wd | kjm - 5/22/2008 - added/revised ltg profiles: Lt1=T5/T8/T12/HID; Lt2=CFL
3797 | 7 | 24 | 0.26083 | 0.12208 | 0.050958 | 0.010293 | 0 | 0.10863 | 0.23232 | 0.47416 | 0.68549 | 0.71219 | 0.75081 | 0.61444 | 0.54272 | 0.53171 | 0.46505 | 0.37613 | 0.514 | 0.6621 | 0.88137 | 0.96877 | 1 | 0.98311 | 0.83829 | 0.50847 | ; | DEER08 MTL 12H Yr Lt1 WeH |  |  |  |  | 3797 | 2.8522 | 14.18 | 1 | DEER08-MTL-12H-Yr-Lt1-WeH | 0 | Cst-Zeroes | 0 | Cst-Zeroes | 1 | 7 | 24 | 5.8068 | 4.2351 | 3.4294 | 2.9688 | 2.8522 | 4.0827 | 5.4839 | 8.2234 | 10.6173 | 10.9197 | 11.3573 | 9.8124 | 9 | 8.8753 | 8.1202 | 7.1129 | 8.6747 | 10.3523 | 12.8363 | 13.8262 | 14.18 | 13.9887 | 12.3481 | 8.6121 | DEER08 MTL 12H Yr Lt1 WeH | kjm - 5/22/2008 - added/revised ltg profiles: Lt1=T5/T8/T12/HID; Lt2=CFL
3798 | 7 | 24 | 0.26083 | 0.12208 | 0.050958 | 0.010293 | 0 | 0.10863 | 0.23232 | 0.47416 | 0.68549 | 0.71219 | 0.75081 | 0.61444 | 0.54272 | 0.53171 | 0.46505 | 0.37613 | 0.514 | 0.6621 | 0.88137 | 0.96877 | 1 | 0.98311 | 0.83829 | 0.50847 | ; | DEER08 MTL 24H Yr Lt1 Wd |  |  |  |  | 3798 | 4.257 | 21.1642 | 1 | DEER08-MTL-24H-Yr-Lt1-Wd | 0 | Cst-Zeroes | 0 | Cst-Zeroes | 1 | 7 | 24 | 8.6668 | 6.3211 | 5.1186 | 4.431 | 4.257 | 6.0936 | 8.1849 | 12.2737 | 15.8467 | 16.2981 | 16.9511 | 14.6454 | 13.4328 | 13.2468 | 12.1197 | 10.6163 | 12.9473 | 15.4513 | 19.1586 | 20.6362 | 21.1642 | 20.8786 | 18.4301 | 12.8539 | DEER08 MTL 24H Yr Lt1 Wd | kjm - 5/22/2008 - added/revised ltg profiles: Lt1=T5/T8/T12/HID; Lt2=CFL
3799 | 7 | 24 | 0.26083 | 0.12208 | 0.050958 | 0.010293 | 0 | 0.10863 | 0.23232 | 0.47416 | 0.68549 | 0.71219 | 0.75081 | 0.61444 | 0.54272 | 0.53171 | 0.46505 | 0.37613 | 0.514 | 0.6621 | 0.88137 | 0.96877 | 1 | 0.98311 | 0.83829 | 0.50847 | ; | DEER08 MTL 24H Yr Lt1 WeH |  |  |  |  | 3799 | 4.257 | 21.1642 | 1 | DEER08-MTL-24H-Yr-Lt1-WeH | 0 | Cst-Zeroes | 0 | Cst-Zeroes | 1 | 7 | 24 | 8.6668 | 6.3211 | 5.1186 | 4.431 | 4.257 | 6.0936 | 8.1849 | 12.2737 | 15.8467 | 16.2981 | 16.9511 | 14.6454 | 13.4328 | 13.2468 | 12.1197 | 10.6163 | 12.9473 | 15.4513 | 19.1586 | 20.6362 | 21.1642 | 20.8786 | 18.4301 | 12.8539 | DEER08 MTL 24H Yr Lt1 WeH | kjm - 5/22/2008 - added/revised ltg profiles: Lt1=T5/T8/T12/HID; Lt2=CFL
3800 | -1 | -1 | 0 | 0 | 0 | 0 | 0 | 0 | 0 | 0 | 0 | 0 | 0 | 0 | 0 | 0 | 0 | 0 | 0 | 0 | 0 | 0 | 0 | 0 | 0 | 0 | ; | DEER08 MTL Off Yr Lt1 All |  |  |  |  | 3800 | 70 | 70 | 1 | DEER08-MTL-Off-Yr-Lt1-All | 0 | Cst-Zeroes | 0 | Cst-Zeroes | 1 | -1 | -1 | 70 | 70 | 70 | 70 | 70 | 70 | 70 | 70 | 70 | 70 | 70 | 70 | 70 | 70 | 70 | 70 | 70 | 70 | 70 | 70 | 70 | 70 | 70 | 70 | DEER08 MTL Off Yr Lt1 All | kjm - 5/22/2008 - added/revised ltg profiles: Lt1=T5/T8/T12/HID; Lt2=CFL
3801 | -1 | -1 | 0 | 0 | 0 | 0 | 0 | 0 | 0 | 0 | 0 | 0 | 0 | 0 | 0 | 0 | 0 | 0 | 0 | 0 | 0 | 0 | 0 | 0 | 0 | 0 | ; | DEER08 MTL Fac Yr Lt1 All |  |  |  |  | 3801 | 60 | 60 | 1 | DEER08-MTL-Fac-Yr-Lt1-All | 0 | Cst-Zeroes | 0 | Cst-Zeroes | 1 | -1 | -1 | 60 | 60 | 60 | 60 | 60 | 60 | 60 | 60 | 60 | 60 | 60 | 60 | 60 | 60 | 60 | 60 | 60 | 60 | 60 | 60 | 60 | 60 | 60 | 60 | DEER08 MTL Fac Yr Lt1 All | kjm - 5/22/2008 - added/revised ltg profiles: Lt1=T5/T8/T12/HID; Lt2=CFL
3802 | -1 | -1 | 0 | 0 | 0 | 0 | 0 | 0 | 0 | 0 | 0 | 0 | 0 | 0 | 0 | 0 | 0 | 0 | 0 | 0 | 0 | 0 | 0 | 0 | 0 | 0 | ; | DEER08 MTL Cor Yr Lt1 All |  |  |  |  | 3802 | 90 | 90 | 1 | DEER08-MTL-Cor-Yr-Lt1-All | 0 | Cst-Zeroes | 0 | Cst-Zeroes | 1 | -1 | -1 | 90 | 90 | 90 | 90 | 90 | 90 | 90 | 90 | 90 | 90 | 90 | 90 | 90 | 90 | 90 | 90 | 90 | 90 | 90 | 90 | 90 | 90 | 90 | 90 | DEER08 MTL Cor Yr Lt1 All | kjm - 5/22/2008 - added/revised ltg profiles: Lt1=T5/T8/T12/HID; Lt2=CFL
3803 | 8 | 18 | 0 | 0 | 0 | 0 | 0 | 0 | 0.17895 | 0.89474 | 1 | 1 | 1 | 1 | 1 | 1 | 1 | 1 | 0.83509 | 0.59649 | 0.1193 | 0 | 0 | 0 | 0 | 0 | ; | DEER08 MBT Mfg Yr Lt1 Wd |  |  |  |  | 3803 | 15 | 90 | 1 | DEER08-MBT-Mfg-Yr-Lt1-Wd | 0 | Cst-Zeroes | 0 | Cst-Zeroes | 1 | 8 | 18 | 15 | 15 | 15 | 15 | 15 | 15 | 28.4211 | 82.1053 | 90 | 90 | 90 | 90 | 90 | 90 | 90 | 90 | 77.6316 | 59.7368 | 23.9474 | 15 | 15 | 15 | 15 | 15 | DEER08 MBT Mfg Yr Lt1 Wd | kjm - 5/22/2008 - added/revised ltg profiles: Lt1=T5/T8/T12/HID; Lt2=CFL
3804 | 10 | 16 | 0 | 0 | 0 | 0 | 0 | 0 | 0 | 0 | 0 | 0 | 0 | 0 | 0 | 0 | 0 | 0 | 0 | 0 | 0 | 0 | 0 | 0 | 0 | 0 | ; | DEER08 MBT Mfg Yr Lt1 WeH |  |  |  |  | 3804 | 10 | 10 | 1 | DEER08-MBT-Mfg-Yr-Lt1-WeH | 0 | Cst-Zeroes | 0 | Cst-Zeroes | 1 | 10 | 16 | 10 | 10 | 10 | 10 | 10 | 10 | 10 | 10 | 10 | 10 | 10 | 10 | 10 | 10 | 10 | 10 | 10 | 10 | 10 | 10 | 10 | 10 | 10 | 10 | DEER08 MBT Mfg Yr Lt1 WeH | kjm - 5/22/2008 - added/revised ltg profiles: Lt1=T5/T8/T12/HID; Lt2=CFL
3805 | 8 | 18 | 0 | 0 | 0 | 0 | 0 | 0 | 0.17923 | 0.89616 | 1 | 1 | 1 | 1 | 1 | 1 | 1 | 1 | 0.83642 | 0.59744 | 0.11949 | 0 | 0 | 0 | 0 | 0 | ; | DEER08 MBT Adm Yr Lt1 Wd |  |  |  |  | 3805 | 16 | 90 | 1 | DEER08-MBT-Adm-Yr-Lt1-Wd | 0 | Cst-Zeroes | 0 | Cst-Zeroes | 1 | 8 | 18 | 16 | 16 | 16 | 16 | 16 | 16 | 29.2632 | 82.3158 | 90 | 90 | 90 | 90 | 90 | 90 | 90 | 90 | 77.8947 | 60.2105 | 24.8421 | 16 | 16 | 16 | 16 | 16 | DEER08 MBT Adm Yr Lt1 Wd | kjm - 5/22/2008 - added/revised ltg profiles: Lt1=T5/T8/T12/HID; Lt2=CFL
3806 | 10 | 16 | 0 | 0 | 0 | 0 | 0 | 0 | 0 | 0 | 0 | 0 | 0 | 0 | 0 | 0 | 0 | 0 | 0 | 0 | 0 | 0 | 0 | 0 | 0 | 0 | ; | DEER08 MBT Adm Yr Lt1 WeH |  |  |  |  | 3806 | 10 | 10 | 1 | DEER08-MBT-Adm-Yr-Lt1-WeH | 0 | Cst-Zeroes | 0 | Cst-Zeroes | 1 | 10 | 16 | 10 | 10 | 10 | 10 | 10 | 10 | 10 | 10 | 10 | 10 | 10 | 10 | 10 | 10 | 10 | 10 | 10 | 10 | 10 | 10 | 10 | 10 | 10 | 10 | DEER08 MBT Adm Yr Lt1 WeH | kjm - 5/22/2008 - added/revised ltg profiles: Lt1=T5/T8/T12/HID; Lt2=CFL
3807 | 8 | 18 | 0 | 0 | 0 | 0 | 0 | 0 | 0.17895 | 0.89474 | 1 | 1 | 1 | 1 | 1 | 1 | 1 | 1 | 0.83509 | 0.59649 | 0.1193 | 0 | 0 | 0 | 0 | 0 | ; | DEER08 MBT Kit Yr Lt1 Wd |  |  |  |  | 3807 | 15 | 90 | 1 | DEER08-MBT-Kit-Yr-Lt1-Wd | 0 | Cst-Zeroes | 0 | Cst-Zeroes | 1 | 8 | 18 | 15 | 15 | 15 | 15 | 15 | 15 | 28.4211 | 82.1053 | 90 | 90 | 90 | 90 | 90 | 90 | 90 | 90 | 77.6316 | 59.7368 | 23.9474 | 15 | 15 | 15 | 15 | 15 | DEER08 MBT Kit Yr Lt1 Wd | kjm - 5/22/2008 - added/revised ltg profiles: Lt1=T5/T8/T12/HID; Lt2=CFL
3808 | 8 | 16 | 0 | 0 | 0 | 0 | 0 | 0 | 0 | 0 | 0 | 0 | 0 | 0 | 0 | 0 | 0 | 0 | 0 | 0 | 0 | 0 | 0 | 0 | 0 | 0 | ; | DEER08 MBT Kit Yr Lt1 WeH |  |  |  |  | 3808 | 6 | 6 | 1 | DEER08-MBT-Kit-Yr-Lt1-WeH | 0 | Cst-Zeroes | 0 | Cst-Zeroes | 1 | 8 | 16 | 6 | 6 | 6 | 6 | 6 | 6 | 6 | 6 | 6 | 6 | 6 | 6 | 6 | 6 | 6 | 6 | 6 | 6 | 6 | 6 | 6 | 6 | 6 | 6 | DEER08 MBT Kit Yr Lt1 WeH | kjm - 5/22/2008 - added/revised ltg profiles: Lt1=T5/T8/T12/HID; Lt2=CFL
3809 | 8 | 18 | 0 | 0 | 0 | 0 | 0 | 0 | 0.17895 | 0.89474 | 1 | 1 | 1 | 1 | 1 | 1 | 1 | 1 | 0.83509 | 0.59649 | 0.1193 | 0 | 0 | 0 | 0 | 0 | ; | DEER08 MBT Cmp Yr Lt1 Wd |  |  |  |  | 3809 | 15 | 90 | 1 | DEER08-MBT-Cmp-Yr-Lt1-Wd | 0 | Cst-Zeroes | 0 | Cst-Zeroes | 1 | 8 | 18 | 15 | 15 | 15 | 15 | 15 | 15 | 28.4211 | 82.1053 | 90 | 90 | 90 | 90 | 90 | 90 | 90 | 90 | 77.6316 | 59.7368 | 23.9474 | 15 | 15 | 15 | 15 | 15 | DEER08 MBT Cmp Yr Lt1 Wd | kjm - 5/22/2008 - added/revised ltg profiles: Lt1=T5/T8/T12/HID; Lt2=CFL
3810 | 10 | 16 | 0 | 0 | 0 | 0 | 0 | 0 | 0 | 0 | 0 | 0 | 0 | 0 | 0 | 0 | 0 | 0 | 0 | 0 | 0 | 0 | 0 | 0 | 0 | 0 | ; | DEER08 MBT Cmp Yr Lt1 WeH |  |  |  |  | 3810 | 6 | 6 | 1 | DEER08-MBT-Cmp-Yr-Lt1-WeH | 0 | Cst-Zeroes | 0 | Cst-Zeroes | 1 | 10 | 16 | 6 | 6 | 6 | 6 | 6 | 6 | 6 | 6 | 6 | 6 | 6 | 6 | 6 | 6 | 6 | 6 | 6 | 6 | 6 | 6 | 6 | 6 | 6 | 6 | DEER08 MBT Cmp Yr Lt1 WeH | kjm - 5/22/2008 - added/revised ltg profiles: Lt1=T5/T8/T12/HID; Lt2=CFL
3811 | 8 | 21 | 0 | 0 | 0 | 0 | 0 | 0 | 0 | 1 | 1 | 1 | 1 | 1 | 1 | 1 | 1 | 1 | 0.5 | 0 | 1 | 1 | 1 | 0.5 | 0.5 | 0.5 | ; | DEER08 MBT Cnf Yr Lt1 Wd |  |  |  |  | 3811 | 15 | 90 | 1 | DEER08-MBT-Cnf-Yr-Lt1-Wd | 0 | Cst-Zeroes | 0 | Cst-Zeroes | 1 | 8 | 21 | 15 | 15 | 15 | 15 | 15 | 15 | 15 | 90 | 90 | 90 | 90 | 90 | 90 | 90 | 90 | 90 | 52.5 | 15 | 90 | 90 | 90 | 52.5 | 52.5 | 52.5 | DEER08 MBT Cnf Yr Lt1 Wd | kjm - 5/22/2008 - added/revised ltg profiles: Lt1=T5/T8/T12/HID; Lt2=CFL
3812 | 8 | 18 | 0 | 0 | 0 | 0 | 0 | 0 | 0.17895 | 0.89474 | 1 | 1 | 1 | 1 | 1 | 1 | 1 | 1 | 0.83509 | 0.59649 | 0.1193 | 0 | 0 | 0 | 0 | 0 | ; | DEER08 MBT Din Yr Lt1 Wd |  |  |  |  | 3812 | 15 | 90 | 1 | DEER08-MBT-Din-Yr-Lt1-Wd | 0 | Cst-Zeroes | 0 | Cst-Zeroes | 1 | 8 | 18 | 15 | 15 | 15 | 15 | 15 | 15 | 28.4211 | 82.1053 | 90 | 90 | 90 | 90 | 90 | 90 | 90 | 90 | 77.6316 | 59.7368 | 23.9474 | 15 | 15 | 15 | 15 | 15 | DEER08 MBT Din Yr Lt1 Wd | kjm - 5/22/2008 - added/revised ltg profiles: Lt1=T5/T8/T12/HID; Lt2=CFL
3813 | 8 | 16 | 0 | 0 | 0 | 0 | 0 | 0 | 0 | 0 | 0 | 0 | 0 | 0 | 0 | 0 | 0 | 0 | 0 | 0 | 0 | 0 | 0 | 0 | 0 | 0 | ; | DEER08 MBT Din Yr Lt1 WeH |  |  |  |  | 3813 | 6 | 6 | 1 | DEER08-MBT-Din-Yr-Lt1-WeH | 0 | Cst-Zeroes | 0 | Cst-Zeroes | 1 | 8 | 16 | 6 | 6 | 6 | 6 | 6 | 6 | 6 | 6 | 6 | 6 | 6 | 6 | 6 | 6 | 6 | 6 | 6 | 6 | 6 | 6 | 6 | 6 | 6 | 6 | DEER08 MBT Din Yr Lt1 WeH | kjm - 5/22/2008 - added/revised ltg profiles: Lt1=T5/T8/T12/HID; Lt2=CFL
3814 | 8 | 18 | 0 | 0 | 0 | 0 | 0 | 0 | 0.17895 | 0.89474 | 1 | 1 | 1 | 1 | 1 | 1 | 1 | 1 | 0.83509 | 0.59649 | 0.1193 | 0 | 0 | 0 | 0 | 0 | ; | DEER08 MBT Lab Yr Lt1 Wd |  |  |  |  | 3814 | 15 | 90 | 1 | DEER08-MBT-Lab-Yr-Lt1-Wd | 0 | Cst-Zeroes | 0 | Cst-Zeroes | 1 | 8 | 18 | 15 | 15 | 15 | 15 | 15 | 15 | 28.4211 | 82.1053 | 90 | 90 | 90 | 90 | 90 | 90 | 90 | 90 | 77.6316 | 59.7368 | 23.9474 | 15 | 15 | 15 | 15 | 15 | DEER08 MBT Lab Yr Lt1 Wd | kjm - 5/22/2008 - added/revised ltg profiles: Lt1=T5/T8/T12/HID; Lt2=CFL
3815 | 10 | 16 | 0 | 0 | 0 | 0 | 0 | 0 | 0 | 0 | 0 | 0 | 0 | 0 | 0 | 0 | 0 | 0 | 0 | 0 | 0 | 0 | 0 | 0 | 0 | 0 | ; | DEER08 MBT Lab Yr Lt1 WeH |  |  |  |  | 3815 | 10 | 10 | 1 | DEER08-MBT-Lab-Yr-Lt1-WeH | 0 | Cst-Zeroes | 0 | Cst-Zeroes | 1 | 10 | 16 | 10 | 10 | 10 | 10 | 10 | 10 | 10 | 10 | 10 | 10 | 10 | 10 | 10 | 10 | 10 | 10 | 10 | 10 | 10 | 10 | 10 | 10 | 10 | 10 | DEER08 MBT Lab Yr Lt1 WeH | kjm - 5/22/2008 - added/revised ltg profiles: Lt1=T5/T8/T12/HID; Lt2=CFL
3816 | -1 | -1 | 0 | 0 | 0 | 0 | 0 | 0 | 0 | 0 | 0 | 0 | 0 | 0 | 0 | 0 | 0 | 0 | 0 | 0 | 0 | 0 | 0 | 0 | 0 | 0 | ; | DEER08 MBT Cor Yr Lt1 Wd |  |  |  |  | 3816 | 80 | 80 | 1 | DEER08-MBT-Cor-Yr-Lt1-Wd | 0 | Cst-Zeroes | 0 | Cst-Zeroes | 1 | -1 | -1 | 80 | 80 | 80 | 80 | 80 | 80 | 80 | 80 | 80 | 80 | 80 | 80 | 80 | 80 | 80 | 80 | 80 | 80 | 80 | 80 | 80 | 80 | 80 | 80 | DEER08 MBT Cor Yr Lt1 Wd | kjm - 5/22/2008 - added/revised ltg profiles: Lt1=T5/T8/T12/HID; Lt2=CFL
3817 | 8 | 19 | 0 | 0 | 0 | 0 | 0.081481 | 0.18519 | 0.33333 | 0.58519 | 0.95556 | 1 | 1 | 1 | 1 | 1 | 1 | 1 | 0.91111 | 0.76296 | 0.55556 | 0.36296 | 0.21481 | 0.14074 | 0.066667 | 0.066667 | ; | DEER08 OFL All Yr Lt1 Wd |  |  |  |  | 3817 | 5.5 | 73 | 1 | DEER08-OFL-All-Yr-Lt1-Wd | 0 | Cst-Zeroes | 0 | Cst-Zeroes | 1 | 8 | 19 | 5.5 | 5.5 | 5.5 | 5.5 | 11 | 18 | 28 | 45 | 70 | 73 | 73 | 73 | 73 | 73 | 73 | 73 | 67 | 57 | 43 | 30 | 20 | 15 | 10 | 10 | DEER08 OFL All Yr Lt1 Wd | kjm - 5/22/2008 - added/revised ltg profiles: Lt1=T5/T8/T12/HID; Lt2=CFL
3818 | 8 | 17 | 0 | 0 | 0 | 0 | 0 | 0 | 0 | 0.82353 | 1 | 1 | 1 | 1 | 1 | 1 | 1 | 1 | 1 | 0 | 0 | 0 | 0 | 0 | 0 | 0 | ; | DEER08 OFL All Yr Lt1 Sa |  |  |  |  | 3818 | 5 | 25 | 1 | DEER08-OFL-All-Yr-Lt1-Sa | 0 | Cst-Zeroes | 0 | Cst-Zeroes | 1 | 8 | 17 | 5 | 5 | 5 | 5 | 5 | 5 | 5 | 21.4706 | 25 | 25 | 25 | 25 | 25 | 25 | 25 | 25 | 25 | 5 | 5 | 5 | 5 | 5 | 5 | 5 | DEER08 OFL All Yr Lt1 Sa | kjm - 5/22/2008 - added/revised ltg profiles: Lt1=T5/T8/T12/HID; Lt2=CFL
3819 | 8 | 18 | 0 | 0 | 0 | 0 | 0.080292 | 0.15328 | 0.29927 | 0.64964 | 0.89781 | 1 | 1 | 1 | 1 | 1 | 1 | 0.94161 | 0.85401 | 0.64964 | 0.37226 | 0.24088 | 0.18248 | 0.12409 | 0.065693 | 0.065693 | ; | DEER08 OFS All Yr Lt1 Wd |  |  |  |  | 3819 | 5.5 | 74 | 1 | DEER08-OFS-All-Yr-Lt1-Wd | 0 | Cst-Zeroes | 0 | Cst-Zeroes | 1 | 8 | 18 | 5.5 | 5.5 | 5.5 | 5.5 | 11 | 16 | 26 | 50 | 67 | 74 | 74 | 74 | 74 | 74 | 74 | 70 | 64 | 50 | 31 | 22 | 18 | 14 | 10 | 10 | DEER08 OFS All Yr Lt1 Wd | kjm - 5/22/2008 - added/revised ltg profiles: Lt1=T5/T8/T12/HID; Lt2=CFL
3820 | 8 | 17 | 0 | 0 | 0 | 0 | 0 | 0 | 0 | 0.61728 | 1 | 1 | 1 | 1 | 1 | 1 | 1 | 1 | 1 | 0 | 0 | 0 | 0 | 0 | 0 | 0 | ; | DEER08 OFS All Yr Lt1 Sa |  |  |  |  | 3820 | 5 | 32 | 1 | DEER08-OFS-All-Yr-Lt1-Sa | 0 | Cst-Zeroes | 0 | Cst-Zeroes | 1 | 8 | 17 | 5 | 5 | 5 | 5 | 5 | 5 | 5 | 21.6667 | 32 | 32 | 32 | 32 | 32 | 32 | 32 | 32 | 32 | 5 | 5 | 5 | 5 | 5 | 5 | 5 | DEER08 OFS All Yr Lt1 Sa | kjm - 5/22/2008 - added/revised ltg profiles: Lt1=T5/T8/T12/HID; Lt2=CFL
3821 | 8 | 22 | 0 | 0 | 0 | 0 | 0 | 0 | 0 | 0.49163 | 1 | 1 | 1 | 1 | 1 | 1 | 1 | 1 | 1 | 1 | 1 | 1 | 1 | 0.71013 | 0.49163 | 0.054625 | ; | DEER08 RSD Din Yr Lt1 Wd |  |  |  |  | 3821 | 14 | 80 | 1 | DEER08-RSD-Din-Yr-Lt1-Wd | 0 | Cst-Zeroes | 0 | Cst-Zeroes | 1 | 8 | 22 | 14 | 14 | 14 | 14 | 14 | 14 | 14 | 46.4474 | 80 | 80 | 80 | 80 | 80 | 80 | 80 | 80 | 80 | 80 | 80 | 80 | 80 | 60.8684 | 46.4474 | 17.6053 | DEER08 RSD Din Yr Lt1 Wd | kjm - 5/22/2008 - added/revised ltg profiles: Lt1=T5/T8/T12/HID; Lt2=CFL
3822 | 8 | 23 | 0 | 0 | 0 | 0 | 0 | 0 | 0 | 0.49163 | 1 | 1 | 1 | 1 | 1 | 1 | 1 | 1 | 1 | 1 | 1 | 1 | 1 | 1 | 0.50758 | 0.50758 | ; | DEER08 RSD Din Yr Lt1 WeH |  |  |  |  | 3822 | 14 | 80 | 1 | DEER08-RSD-Din-Yr-Lt1-WeH | 0 | Cst-Zeroes | 0 | Cst-Zeroes | 1 | 8 | 23 | 14 | 14 | 14 | 14 | 14 | 14 | 14 | 46.4474 | 80 | 80 | 80 | 80 | 80 | 80 | 80 | 80 | 80 | 80 | 80 | 80 | 80 | 80 | 47.5 | 47.5 | DEER08 RSD Din Yr Lt1 WeH | kjm - 5/22/2008 - added/revised ltg profiles: Lt1=T5/T8/T12/HID; Lt2=CFL
3823 | 8 | 22 | 0 | 0 | 0 | 0 | 0 | 0 | 0.6 | 0.6 | 1 | 1 | 1 | 1 | 1 | 1 | 1 | 1 | 1 | 1 | 1 | 1 | 1 | 0.74491 | 0.6 | 0.2 | ; | DEER08 RSD Kit Yr Lt1 Wd |  |  |  |  | 3823 | 5 | 80 | 1 | DEER08-RSD-Kit-Yr-Lt1-Wd | 0 | Cst-Zeroes | 0 | Cst-Zeroes | 1 | 8 | 22 | 5 | 5 | 5 | 5 | 5 | 5 | 50 | 50 | 80 | 80 | 80 | 80 | 80 | 80 | 80 | 80 | 80 | 80 | 80 | 80 | 80 | 60.8684 | 50 | 20 | DEER08 RSD Kit Yr Lt1 Wd | kjm - 5/22/2008 - added/revised ltg profiles: Lt1=T5/T8/T12/HID; Lt2=CFL
3824 | 8 | 22 | 0 | 0 | 0 | 0 | 0 | 0 | 0.6 | 0.6 | 1 | 1 | 1 | 1 | 1 | 1 | 1 | 1 | 1 | 1 | 1 | 1 | 1 | 1 | 0.6 | 0.6 | ; | DEER08 RSD Kit Yr Lt1 WeH |  |  |  |  | 3824 | 5 | 80 | 1 | DEER08-RSD-Kit-Yr-Lt1-WeH | 0 | Cst-Zeroes | 0 | Cst-Zeroes | 1 | 8 | 22 | 5 | 5 | 5 | 5 | 5 | 5 | 50 | 50 | 80 | 80 | 80 | 80 | 80 | 80 | 80 | 80 | 80 | 80 | 80 | 80 | 80 | 80 | 50 | 50 | DEER08 RSD Kit Yr Lt1 WeH | kjm - 5/22/2008 - added/revised ltg profiles: Lt1=T5/T8/T12/HID; Lt2=CFL
3825 | 6 | 24 | 0 | 0 | 0 | 0 | 0 | 0.16083 | 0.32166 | 0.37527 | 0.37527 | 0.37527 | 0.75054 | 1 | 1 | 1 | 1 | 1 | 1 | 1 | 1 | 1 | 1 | 1 | 0.68401 | 0.68401 | ; | DEER08 RFF Din Yr Lt1 Wd |  |  |  |  | 3825 | 14 | 81.25 | 1 | DEER08-RFF-Din-Yr-Lt1-Wd | 0 | Cst-Zeroes | 0 | Cst-Zeroes | 1 | 6 | 24 | 14 | 14 | 14 | 14 | 14 | 24.8158 | 35.6316 | 39.2368 | 39.2368 | 39.2368 | 64.4737 | 81.25 | 81.25 | 81.25 | 81.25 | 81.25 | 81.25 | 81.25 | 81.25 | 81.25 | 81.25 | 81.25 | 60 | 60 | DEER08 RFF Din Yr Lt1 Wd | kjm - 5/22/2008 - added/revised ltg profiles: Lt1=T5/T8/T12/HID; Lt2=CFL
3826 | 6 | 24 | 0 | 0 | 0 | 0 | 0 | 0.18587 | 0.34201 | 0.39405 | 0.39405 | 0.39405 | 0.75836 | 1 | 1 | 1 | 1 | 1 | 1 | 1 | 1 | 1 | 1 | 1 | 0.68401 | 0.68401 | ; | DEER08 RFF Din Yr Lt1 WeH |  |  |  |  | 3826 | 14 | 81.25 | 1 | DEER08-RFF-Din-Yr-Lt1-WeH | 0 | Cst-Zeroes | 0 | Cst-Zeroes | 1 | 6 | 24 | 14 | 14 | 14 | 14 | 14 | 26.5 | 37 | 40.5 | 40.5 | 40.5 | 65 | 81.25 | 81.25 | 81.25 | 81.25 | 81.25 | 81.25 | 81.25 | 81.25 | 81.25 | 81.25 | 81.25 | 60 | 60 | DEER08 RFF Din Yr Lt1 WeH | kjm - 5/22/2008 - added/revised ltg profiles: Lt1=T5/T8/T12/HID; Lt2=CFL
3827 | 6 | 24 | 0 | 0 | 0 | 0 | 0.32787 | 0.32787 | 0.37964 | 0.42105 | 0.42105 | 0.42105 | 0.71096 | 1 | 1 | 1 | 1 | 1 | 1 | 1 | 1 | 1 | 1 | 1 | 0.85246 | 0.85246 | ; | DEER08 RFF Kit Yr Lt1 Wd |  |  |  |  | 3827 | 5 | 81.25 | 1 | DEER08-RFF-Kit-Yr-Lt1-Wd | 0 | Cst-Zeroes | 0 | Cst-Zeroes | 1 | 6 | 24 | 5 | 5 | 5 | 5 | 30 | 30 | 33.9474 | 37.1053 | 37.1053 | 37.1053 | 59.2105 | 81.25 | 81.25 | 81.25 | 81.25 | 81.25 | 81.25 | 81.25 | 81.25 | 81.25 | 81.25 | 81.25 | 70 | 70 | DEER08 RFF Kit Yr Lt1 Wd | kjm - 5/22/2008 - added/revised ltg profiles: Lt1=T5/T8/T12/HID; Lt2=CFL
3828 | 6 | 24 | 0 | 0 | 0 | 0 | 0.32787 | 0.32787 | 0.37964 | 0.42105 | 0.42105 | 0.42105 | 0.71096 | 1 | 1 | 1 | 1 | 1 | 1 | 1 | 1 | 1 | 1 | 1 | 0.85246 | 0.85246 | ; | DEER08 RFF Kit Yr Lt1 WeH |  |  |  |  | 3828 | 5 | 81.25 | 1 | DEER08-RFF-Kit-Yr-Lt1-WeH | 0 | Cst-Zeroes | 0 | Cst-Zeroes | 1 | 6 | 24 | 5 | 5 | 5 | 5 | 30 | 30 | 33.9474 | 37.1053 | 37.1053 | 37.1053 | 59.2105 | 81.25 | 81.25 | 81.25 | 81.25 | 81.25 | 81.25 | 81.25 | 81.25 | 81.25 | 81.25 | 81.25 | 70 | 70 | DEER08 RFF Kit Yr Lt1 WeH | kjm - 5/22/2008 - added/revised ltg profiles: Lt1=T5/T8/T12/HID; Lt2=CFL
3829 | 6 | 21 | 0 | 0 | 0 | 0 | 0 | 1 | 1 | 1 | 1 | 1 | 1 | 0.66667 | 0.66667 | 0.66667 | 0.66667 | 0.66667 | 0.66667 | 1 | 1 | 1 | 1 | 0 | 0 | 0 | ; | DEER08 ECC Cls IS Lt2 Wd |  |  |  |  | 3829 | 6.5 | 72.5 | 1 | DEER08-ECC-Cls-IS-Lt2-Wd | 0 | Cst-Zeroes | 0 | Cst-Zeroes | 1 | 6 | 21 | 6.5 | 6.5 | 6.5 | 6.5 | 6.5 | 72.5 | 72.5 | 72.5 | 72.5 | 72.5 | 72.5 | 50.5 | 50.5 | 50.5 | 50.5 | 50.5 | 50.5 | 72.5 | 72.5 | 72.5 | 72.5 | 6.5 | 6.5 | 6.5 | DEER08 ECC Cls IS Lt2 Wd | kjm - 5/22/2008 - added/revised ltg profiles: Lt1=T5/T8/T12/HID; Lt2=CFL
3830 | 8 | 16 | 0 | 0 | 0 | 0 | 0 | 0 | 0 | 1 | 1 | 1 | 1 | 1 | 1 | 1 | 1 | 1 | 0 | 0 | 0 | 0 | 0 | 0 | 0 | 0 | ; | DEER08 ECC Cls IS Lt2 WeH |  |  |  |  | 3830 | 6.5 | 35 | 1 | DEER08-ECC-Cls-IS-Lt2-WeH | 0 | Cst-Zeroes | 0 | Cst-Zeroes | 1 | 8 | 16 | 6.5 | 6.5 | 6.5 | 6.5 | 6.5 | 6.5 | 6.5 | 35 | 35 | 35 | 35 | 35 | 35 | 35 | 35 | 35 | 6.5 | 6.5 | 6.5 | 6.5 | 6.5 | 6.5 | 6.5 | 6.5 | DEER08 ECC Cls IS Lt2 WeH | kjm - 5/22/2008 - added/revised ltg profiles: Lt1=T5/T8/T12/HID; Lt2=CFL
3831 | 7 | 18 | 0 | 0 | 0 | 0 | 0 | 0.22222 | 0.22222 | 0.44444 | 1 | 1 | 1 | 1 | 1 | 1 | 1 | 1 | 1 | 0.16667 | 0 | 0 | 0 | 0 | 0 | 0 | ; | DEER08 ECC Off IS Lt2 Wd |  |  |  |  | 3831 | 10 | 90 | 1 | DEER08-ECC-Off-IS-Lt2-Wd | 0 | Cst-Zeroes | 0 | Cst-Zeroes | 1 | 7 | 18 | 10 | 10 | 10 | 10 | 10 | 27.7778 | 27.7778 | 45.5556 | 90 | 90 | 90 | 90 | 90 | 90 | 90 | 90 | 90 | 23.3333 | 10 | 10 | 10 | 10 | 10 | 10 | DEER08 ECC Off IS Lt2 Wd | kjm - 5/22/2008 - added/revised ltg profiles: Lt1=T5/T8/T12/HID; Lt2=CFL
3832 | 8 | 17 | 0 | 0 | 0 | 0 | 0 | 0 | 0.22222 | 0.22222 | 0.44444 | 1 | 1 | 1 | 1 | 1 | 1 | 1 | 0.44444 | 0 | 0 | 0 | 0 | 0 | 0 | 0 | ; | DEER08 ECC Off IS Lt2 WeH |  |  |  |  | 3832 | 10 | 50 | 1 | DEER08-ECC-Off-IS-Lt2-WeH | 0 | Cst-Zeroes | 0 | Cst-Zeroes | 1 | 8 | 17 | 10 | 10 | 10 | 10 | 10 | 10 | 18.8889 | 18.8889 | 27.7778 | 50 | 50 | 50 | 50 | 50 | 50 | 50 | 27.7778 | 10 | 10 | 10 | 10 | 10 | 10 | 10 | DEER08 ECC Off IS Lt2 WeH | kjm - 5/22/2008 - added/revised ltg profiles: Lt1=T5/T8/T12/HID; Lt2=CFL
3833 | 7 | 18 | 0 | 0 | 0 | 0 | 0 | 0.22222 | 0.22222 | 0.44444 | 1 | 1 | 1 | 1 | 1 | 1 | 1 | 1 | 1 | 0.16667 | 0 | 0 | 0 | 0 | 0 | 0 | ; | DEER08 ECC Din IS Lt2 Wd |  |  |  |  | 3833 | 10 | 90 | 1 | DEER08-ECC-Din-IS-Lt2-Wd | 0 | Cst-Zeroes | 0 | Cst-Zeroes | 1 | 7 | 18 | 10 | 10 | 10 | 10 | 10 | 27.7778 | 27.7778 | 45.5556 | 90 | 90 | 90 | 90 | 90 | 90 | 90 | 90 | 90 | 23.3333 | 10 | 10 | 10 | 10 | 10 | 10 | DEER08 ECC Din IS Lt2 Wd | kjm - 5/22/2008 - added/revised ltg profiles: Lt1=T5/T8/T12/HID; Lt2=CFL
3834 | 7 | 16 | 0 | 0 | 0 | 0 | 0 | 0.22222 | 0.22222 | 0.44444 | 1 | 1 | 1 | 1 | 1 | 1 | 1 | 1 | 0.16667 | 0 | 0 | 0 | 0 | 0 | 0 | 0 | ; | DEER08 ECC Din IS Lt2 WeH |  |  |  |  | 3834 | 10 | 60 | 1 | DEER08-ECC-Din-IS-Lt2-WeH | 0 | Cst-Zeroes | 0 | Cst-Zeroes | 1 | 7 | 16 | 10 | 10 | 10 | 10 | 10 | 21.1111 | 21.1111 | 32.2222 | 60 | 60 | 60 | 60 | 60 | 60 | 60 | 60 | 18.3333 | 10 | 10 | 10 | 10 | 10 | 10 | 10 | DEER08 ECC Din IS Lt2 WeH | kjm - 5/22/2008 - added/revised ltg profiles: Lt1=T5/T8/T12/HID; Lt2=CFL
3835 | 7 | 18 | 0 | 0 | 0 | 0 | 0 | 0.22222 | 0.22222 | 0.44444 | 1 | 1 | 1 | 1 | 1 | 1 | 1 | 1 | 1 | 0.16667 | 0 | 0 | 0 | 0 | 0 | 0 | ; | DEER08 ECC Kit IS Lt2 Wd |  |  |  |  | 3835 | 10 | 87.5 | 1 | DEER08-ECC-Kit-IS-Lt2-Wd | 0 | Cst-Zeroes | 0 | Cst-Zeroes | 1 | 7 | 18 | 10 | 10 | 10 | 10 | 10 | 27.2222 | 27.2222 | 44.4444 | 87.5 | 87.5 | 87.5 | 87.5 | 87.5 | 87.5 | 87.5 | 87.5 | 87.5 | 22.9167 | 10 | 10 | 10 | 10 | 10 | 10 | DEER08 ECC Kit IS Lt2 Wd | kjm - 5/22/2008 - added/revised ltg profiles: Lt1=T5/T8/T12/HID; Lt2=CFL
3836 | 7 | 17 | 0 | 0 | 0 | 0 | 0 | 0.22222 | 0.22222 | 0.44444 | 1 | 1 | 1 | 1 | 1 | 1 | 1 | 1 | 0.16667 | 0 | 0 | 0 | 0 | 0 | 0 | 0 | ; | DEER08 ECC Kit IS Lt2 WeH |  |  |  |  | 3836 | 10 | 60 | 1 | DEER08-ECC-Kit-IS-Lt2-WeH | 0 | Cst-Zeroes | 0 | Cst-Zeroes | 1 | 7 | 17 | 10 | 10 | 10 | 10 | 10 | 21.1111 | 21.1111 | 32.2222 | 60 | 60 | 60 | 60 | 60 | 60 | 60 | 60 | 18.3333 | 10 | 10 | 10 | 10 | 10 | 10 | 10 | DEER08 ECC Kit IS Lt2 WeH | kjm - 5/22/2008 - added/revised ltg profiles: Lt1=T5/T8/T12/HID; Lt2=CFL
3837 | 7 | 18 | 0 | 0 | 0 | 0 | 0 | 1 | 1 | 1 | 1 | 1 | 1 | 0.66667 | 0.66667 | 0.66667 | 0.66667 | 0.66667 | 0.66667 | 1 | 1 | 1 | 1 | 0 | 0 | 0 | ; | DEER08 ECC Cmp IS Lt2 Wd |  |  |  |  | 3837 | 10 | 75 | 1 | DEER08-ECC-Cmp-IS-Lt2-Wd | 0 | Cst-Zeroes | 0 | Cst-Zeroes | 1 | 7 | 18 | 10 | 10 | 10 | 10 | 10 | 75 | 75 | 75 | 75 | 75 | 75 | 53.3333 | 53.3333 | 53.3333 | 53.3333 | 53.3333 | 53.3333 | 75 | 75 | 75 | 75 | 10 | 10 | 10 | DEER08 ECC Cmp IS Lt2 Wd | kjm - 5/22/2008 - added/revised ltg profiles: Lt1=T5/T8/T12/HID; Lt2=CFL
3838 | 7 | 17 | 0 | 0 | 0 | 0 | 0 | 0 | 0 | 1 | 1 | 1 | 1 | 1 | 1 | 1 | 1 | 1 | 0 | 0 | 0 | 0 | 0 | 0 | 0 | 0 | ; | DEER08 ECC Cmp IS Lt2 WeH |  |  |  |  | 3838 | 6.5 | 35 | 1 | DEER08-ECC-Cmp-IS-Lt2-WeH | 0 | Cst-Zeroes | 0 | Cst-Zeroes | 1 | 7 | 17 | 6.5 | 6.5 | 6.5 | 6.5 | 6.5 | 6.5 | 6.5 | 35 | 35 | 35 | 35 | 35 | 35 | 35 | 35 | 35 | 6.5 | 6.5 | 6.5 | 6.5 | 6.5 | 6.5 | 6.5 | 6.5 | DEER08 ECC Cmp IS Lt2 WeH | kjm - 5/22/2008 - added/revised ltg profiles: Lt1=T5/T8/T12/HID; Lt2=CFL
3839 | 6 | 19 | 0 | 0 | 0 | 0 | 0 | 1 | 1 | 1 | 1 | 1 | 1 | 0.66667 | 0.66667 | 0.66667 | 0.66667 | 0.66667 | 0.66667 | 1 | 1 | 0 | 0 | 0 | 0 | 0 | ; | DEER08 ECC Cls Sm Lt2 Wd |  |  |  |  | 3839 | 6.5 | 72.5 | 1 | DEER08-ECC-Cls-Sm-Lt2-Wd | 0 | Cst-Zeroes | 0 | Cst-Zeroes | 1 | 6 | 19 | 6.5 | 6.5 | 6.5 | 6.5 | 6.5 | 72.5 | 72.5 | 72.5 | 72.5 | 72.5 | 72.5 | 50.5 | 50.5 | 50.5 | 50.5 | 50.5 | 50.5 | 72.5 | 72.5 | 6.5 | 6.5 | 6.5 | 6.5 | 6.5 | DEER08 ECC Cls Sm Lt2 Wd | kjm - 5/22/2008 - added/revised ltg profiles: Lt1=T5/T8/T12/HID; Lt2=CFL
3840 | 8 | 14 | 0 | 0 | 0 | 0 | 0 | 0 | 0 | 1 | 1 | 1 | 1 | 1 | 1 | 1 | 0 | 0 | 0 | 0 | 0 | 0 | 0 | 0 | 0 | 0 | ; | DEER08 ECC Cls Sm Lt2 WeH |  |  |  |  | 3840 | 6.5 | 35 | 1 | DEER08-ECC-Cls-Sm-Lt2-WeH | 0 | Cst-Zeroes | 0 | Cst-Zeroes | 1 | 8 | 14 | 6.5 | 6.5 | 6.5 | 6.5 | 6.5 | 6.5 | 6.5 | 35 | 35 | 35 | 35 | 35 | 35 | 35 | 6.5 | 6.5 | 6.5 | 6.5 | 6.5 | 6.5 | 6.5 | 6.5 | 6.5 | 6.5 | DEER08 ECC Cls Sm Lt2 WeH | kjm - 5/22/2008 - added/revised ltg profiles: Lt1=T5/T8/T12/HID; Lt2=CFL
3841 | 7 | 16 | 0 | 0 | 0 | 0 | 0 | 0.22222 | 0.22222 | 0.44444 | 1 | 1 | 1 | 1 | 1 | 1 | 1 | 1 | 0.16667 | 0 | 0 | 0 | 0 | 0 | 0 | 0 | ; | DEER08 ECC Off Sm Lt2 Wd |  |  |  |  | 3841 | 10 | 75 | 1 | DEER08-ECC-Off-Sm-Lt2-Wd | 0 | Cst-Zeroes | 0 | Cst-Zeroes | 1 | 7 | 16 | 10 | 10 | 10 | 10 | 10 | 24.4444 | 24.4444 | 38.8889 | 75 | 75 | 75 | 75 | 75 | 75 | 75 | 75 | 20.8333 | 10 | 10 | 10 | 10 | 10 | 10 | 10 | DEER08 ECC Off Sm Lt2 Wd | kjm - 5/22/2008 - added/revised ltg profiles: Lt1=T5/T8/T12/HID; Lt2=CFL
3842 | 8 | 16 | 0 | 0 | 0 | 0 | 0 | 0 | 0.22222 | 0.22222 | 0.44444 | 1 | 1 | 1 | 1 | 1 | 1 | 0.44444 | 0 | 0 | 0 | 0 | 0 | 0 | 0 | 0 | ; | DEER08 ECC Off Sm Lt2 WeH |  |  |  |  | 3842 | 10 | 50 | 1 | DEER08-ECC-Off-Sm-Lt2-WeH | 0 | Cst-Zeroes | 0 | Cst-Zeroes | 1 | 8 | 16 | 10 | 10 | 10 | 10 | 10 | 10 | 18.8889 | 18.8889 | 27.7778 | 50 | 50 | 50 | 50 | 50 | 50 | 27.7778 | 10 | 10 | 10 | 10 | 10 | 10 | 10 | 10 | DEER08 ECC Off Sm Lt2 WeH | kjm - 5/22/2008 - added/revised ltg profiles: Lt1=T5/T8/T12/HID; Lt2=CFL
3843 | 7 | 17 | 0 | 0 | 0 | 0 | 0 | 0.22222 | 0.22222 | 0.44444 | 1 | 1 | 1 | 1 | 1 | 1 | 1 | 1 | 1 | 0.16667 | 0 | 0 | 0 | 0 | 0 | 0 | ; | DEER08 ECC Din Sm Lt2 Wd |  |  |  |  | 3843 | 10 | 70 | 1 | DEER08-ECC-Din-Sm-Lt2-Wd | 0 | Cst-Zeroes | 0 | Cst-Zeroes | 1 | 7 | 17 | 10 | 10 | 10 | 10 | 10 | 23.3333 | 23.3333 | 36.6667 | 70 | 70 | 70 | 70 | 70 | 70 | 70 | 70 | 70 | 20 | 10 | 10 | 10 | 10 | 10 | 10 | DEER08 ECC Din Sm Lt2 Wd | kjm - 5/22/2008 - added/revised ltg profiles: Lt1=T5/T8/T12/HID; Lt2=CFL
3844 | 7 | 16 | 0 | 0 | 0 | 0 | 0 | 0.22222 | 0.22222 | 0.44444 | 1 | 1 | 1 | 1 | 1 | 1 | 1 | 1 | 0.16667 | 0 | 0 | 0 | 0 | 0 | 0 | 0 | ; | DEER08 ECC Din Sm Lt2 WeH |  |  |  |  | 3844 | 10 | 50 | 1 | DEER08-ECC-Din-Sm-Lt2-WeH | 0 | Cst-Zeroes | 0 | Cst-Zeroes | 1 | 7 | 16 | 10 | 10 | 10 | 10 | 10 | 18.8889 | 18.8889 | 27.7778 | 50 | 50 | 50 | 50 | 50 | 50 | 50 | 50 | 16.6667 | 10 | 10 | 10 | 10 | 10 | 10 | 10 | DEER08 ECC Din Sm Lt2 WeH | kjm - 5/22/2008 - added/revised ltg profiles: Lt1=T5/T8/T12/HID; Lt2=CFL
3845 | 7 | 17 | 0 | 0 | 0 | 0 | 0 | 0.22222 | 0.22222 | 0.44444 | 1 | 1 | 1 | 1 | 1 | 1 | 1 | 1 | 1 | 0.16667 | 0 | 0 | 0 | 0 | 0 | 0 | ; | DEER08 ECC Kit Sm Lt2 Wd |  |  |  |  | 3845 | 10 | 75 | 1 | DEER08-ECC-Kit-Sm-Lt2-Wd | 0 | Cst-Zeroes | 0 | Cst-Zeroes | 1 | 7 | 17 | 10 | 10 | 10 | 10 | 10 | 24.4444 | 24.4444 | 38.8889 | 75 | 75 | 75 | 75 | 75 | 75 | 75 | 75 | 75 | 20.8333 | 10 | 10 | 10 | 10 | 10 | 10 | DEER08 ECC Kit Sm Lt2 Wd | kjm - 5/22/2008 - added/revised ltg profiles: Lt1=T5/T8/T12/HID; Lt2=CFL
3846 | 7 | 16 | 0 | 0 | 0 | 0 | 0 | 0.22222 | 0.22222 | 0.44444 | 1 | 1 | 1 | 1 | 1 | 1 | 1 | 1 | 0.16667 | 0 | 0 | 0 | 0 | 0 | 0 | 0 | ; | DEER08 ECC Kit Sm Lt2 WeH |  |  |  |  | 3846 | 10 | 50 | 1 | DEER08-ECC-Kit-Sm-Lt2-WeH | 0 | Cst-Zeroes | 0 | Cst-Zeroes | 1 | 7 | 16 | 10 | 10 | 10 | 10 | 10 | 18.8889 | 18.8889 | 27.7778 | 50 | 50 | 50 | 50 | 50 | 50 | 50 | 50 | 16.6667 | 10 | 10 | 10 | 10 | 10 | 10 | 10 | DEER08 ECC Kit Sm Lt2 WeH | kjm - 5/22/2008 - added/revised ltg profiles: Lt1=T5/T8/T12/HID; Lt2=CFL
3847 | 7 | 17 | 0 | 0 | 0 | 0 | 0 | 0.22222 | 0.22222 | 0.44444 | 1 | 1 | 1 | 1 | 1 | 1 | 1 | 1 | 1 | 0.16667 | 0 | 0 | 0 | 0 | 0 | 0 | ; | DEER08 ECC Cmp Sm Lt2 Wd |  |  |  |  | 3847 | 10 | 80 | 1 | DEER08-ECC-Cmp-Sm-Lt2-Wd | 0 | Cst-Zeroes | 0 | Cst-Zeroes | 1 | 7 | 17 | 10 | 10 | 10 | 10 | 10 | 25.5556 | 25.5556 | 41.1111 | 80 | 80 | 80 | 80 | 80 | 80 | 80 | 80 | 80 | 21.6667 | 10 | 10 | 10 | 10 | 10 | 10 | DEER08 ECC Cmp Sm Lt2 Wd | kjm - 5/22/2008 - added/revised ltg profiles: Lt1=T5/T8/T12/HID; Lt2=CFL
3848 | 8 | 17 | 0 | 0 | 0 | 0 | 0 | 0 | 0 | 0.22222 | 0.44444 | 1 | 1 | 1 | 1 | 1 | 1 | 1 | 0.72222 | 0 | 0 | 0 | 0 | 0 | 0 | 0 | ; | DEER08 ECC Cmp Sm Lt2 WeH |  |  |  |  | 3848 | 10 | 50 | 1 | DEER08-ECC-Cmp-Sm-Lt2-WeH | 0 | Cst-Zeroes | 0 | Cst-Zeroes | 1 | 8 | 17 | 10 | 10 | 10 | 10 | 10 | 10 | 10 | 18.8889 | 27.7778 | 50 | 50 | 50 | 50 | 50 | 50 | 50 | 38.8889 | 10 | 10 | 10 | 10 | 10 | 10 | 10 | DEER08 ECC Cmp Sm Lt2 WeH | kjm - 5/22/2008 - added/revised ltg profiles: Lt1=T5/T8/T12/HID; Lt2=CFL
3849 | 9 | 20 | 0 | 0 | 0 | 0 | 0 | 0 | 0 | 0 | 1 | 1 | 1 | 1 | 1 | 1 | 1 | 1 | 1 | 1 | 1 | 1 | 0 | 0 | 0 | 0 | ; | DEER08 HSP 24G Yr Lt2 Wd |  |  |  |  | 3849 | 30 | 85 | 1 | DEER08-HSP-24G-Yr-Lt2-Wd | 0 | Cst-Zeroes | 0 | Cst-Zeroes | 1 | 9 | 20 | 30 | 30 | 30 | 30 | 30 | 30 | 30 | 30 | 85 | 85 | 85 | 85 | 85 | 85 | 85 | 85 | 85 | 85 | 85 | 85 | 30 | 30 | 30 | 30 | DEER08 HSP 24G Yr Lt2 Wd | kjm - 5/22/2008 - added/revised ltg profiles: Lt1=T5/T8/T12/HID; Lt2=CFL
3850 | 9 | 20 | 0 | 0 | 0 | 0 | 0 | 0 | 0 | 0 | 1 | 1 | 1 | 1 | 1 | 1 | 1 | 1 | 1 | 1 | 1 | 1 | 0 | 0 | 0 | 0 | ; | DEER08 HSP 24G Yr Lt2 WeH |  |  |  |  | 3850 | 20 | 35 | 1 | DEER08-HSP-24G-Yr-Lt2-WeH | 0 | Cst-Zeroes | 0 | Cst-Zeroes | 1 | 9 | 20 | 20 | 20 | 20 | 20 | 20 | 20 | 20 | 20 | 35 | 35 | 35 | 35 | 35 | 35 | 35 | 35 | 35 | 35 | 35 | 35 | 20 | 20 | 20 | 20 | DEER08 HSP 24G Yr Lt2 WeH | kjm - 5/22/2008 - added/revised ltg profiles: Lt1=T5/T8/T12/HID; Lt2=CFL
3851 | 9 | 20 | 0 | 0 | 0 | 0 | 0 | 0 | 0 | 0 | 1 | 1 | 1 | 1 | 1 | 1 | 1 | 1 | 1 | 1 | 1 | 1 | 0 | 0 | 0 | 0 | ; | DEER08 HSP 12G Yr Lt2 Wd |  |  |  |  | 3851 | 20 | 85 | 1 | DEER08-HSP-12G-Yr-Lt2-Wd | 0 | Cst-Zeroes | 0 | Cst-Zeroes | 1 | 9 | 20 | 20 | 20 | 20 | 20 | 20 | 20 | 20 | 20 | 85 | 85 | 85 | 85 | 85 | 85 | 85 | 85 | 85 | 85 | 85 | 85 | 20 | 20 | 20 | 20 | DEER08 HSP 12G Yr Lt2 Wd | kjm - 5/22/2008 - added/revised ltg profiles: Lt1=T5/T8/T12/HID; Lt2=CFL
3852 | 9 | 20 | 0 | 0 | 0 | 0 | 0 | 0 | 0 | 0 | 1 | 1 | 1 | 1 | 1 | 1 | 1 | 1 | 1 | 1 | 1 | 1 | 0 | 0 | 0 | 0 | ; | DEER08 HSP 12G Yr Lt2 WeH |  |  |  |  | 3852 | 20 | 45 | 1 | DEER08-HSP-12G-Yr-Lt2-WeH | 0 | Cst-Zeroes | 0 | Cst-Zeroes | 1 | 9 | 20 | 20 | 20 | 20 | 20 | 20 | 20 | 20 | 20 | 45 | 45 | 45 | 45 | 45 | 45 | 45 | 45 | 45 | 45 | 45 | 45 | 20 | 20 | 20 | 20 | DEER08 HSP 12G Yr Lt2 WeH | kjm - 5/22/2008 - added/revised ltg profiles: Lt1=T5/T8/T12/HID; Lt2=CFL
3853 | 9 | 19 | 0 | 0 | 0 | 0 | 0 | 0 | 0 | 0 | 0 | 0 | 0 | 0 | 0 | 0 | 0 | 0 | 0 | 0 | 0 | 0 | 0 | 0 | 0 | 0 | ; | DEER08 HSP Kit Yr Lt2 Wd |  |  |  |  | 3853 | 65 | 65 | 1 | DEER08-HSP-Kit-Yr-Lt2-Wd | 0 | Cst-Zeroes | 0 | Cst-Zeroes | 1 | 9 | 19 | 65 | 65 | 65 | 65 | 65 | 65 | 65 | 65 | 65 | 65 | 65 | 65 | 65 | 65 | 65 | 65 | 65 | 65 | 65 | 65 | 65 | 65 | 65 | 65 | DEER08 HSP Kit Yr Lt2 Wd | kjm - 5/22/2008 - added/revised ltg profiles: Lt1=T5/T8/T12/HID; Lt2=CFL
3854 | 9 | 19 | 0 | 0 | 0 | 0 | 0 | 0 | 0 | 0 | 0 | 0 | 0 | 0 | 0 | 0 | 0 | 0 | 0 | 0 | 0 | 0 | 0 | 0 | 0 | 0 | ; | DEER08 HSP Kit Yr Lt2 WeH |  |  |  |  | 3854 | 20 | 20 | 1 | DEER08-HSP-Kit-Yr-Lt2-WeH | 0 | Cst-Zeroes | 0 | Cst-Zeroes | 1 | 9 | 19 | 20 | 20 | 20 | 20 | 20 | 20 | 20 | 20 | 20 | 20 | 20 | 20 | 20 | 20 | 20 | 20 | 20 | 20 | 20 | 20 | 20 | 20 | 20 | 20 | DEER08 HSP Kit Yr Lt2 WeH | kjm - 5/22/2008 - added/revised ltg profiles: Lt1=T5/T8/T12/HID; Lt2=CFL
3855 | 6 | 22 | 0 | 0 | 0 | 0 | 0 | 0.38462 | 0.84615 | 1 | 1 | 1 | 1 | 1 | 1 | 1 | 1 | 1 | 1 | 1 | 1 | 1 | 1 | 0.38462 | 0 | 0 | ; | DEER08 HSP 24W Yr Lt2 All |  |  |  |  | 3855 | 20 | 65 | 1 | DEER08-HSP-24W-Yr-Lt2-All | 0 | Cst-Zeroes | 0 | Cst-Zeroes | 1 | 6 | 22 | 20 | 20 | 20 | 20 | 20 | 37.3077 | 58.0769 | 65 | 65 | 65 | 65 | 65 | 65 | 65 | 65 | 65 | 65 | 65 | 65 | 65 | 65 | 37.3077 | 20 | 20 | DEER08 HSP 24W Yr Lt2 All | kjm - 5/22/2008 - added/revised ltg profiles: Lt1=T5/T8/T12/HID; Lt2=CFL
3856 | 9 | 20 | 0 | 0 | 0 | 0 | 0 | 0 | 0 | 0 | 1 | 1 | 1 | 1 | 1 | 1 | 1 | 1 | 1 | 1 | 1 | 1 | 0 | 0 | 0 | 0 | ; | DEER08 HSP 24C Yr Lt2 Wd |  |  |  |  | 3856 | 20 | 65 | 1 | DEER08-HSP-24C-Yr-Lt2-Wd | 0 | Cst-Zeroes | 0 | Cst-Zeroes | 1 | 9 | 20 | 20 | 20 | 20 | 20 | 20 | 20 | 20 | 20 | 65 | 65 | 65 | 65 | 65 | 65 | 65 | 65 | 65 | 65 | 65 | 65 | 20 | 20 | 20 | 20 | DEER08 HSP 24C Yr Lt2 Wd | kjm - 5/22/2008 - added/revised ltg profiles: Lt1=T5/T8/T12/HID; Lt2=CFL
3857 | 9 | 20 | 0 | 0 | 0 | 0 | 0 | 0 | 0 | 0 | 1 | 1 | 1 | 1 | 1 | 1 | 1 | 1 | 1 | 1 | 1 | 1 | 0 | 0 | 0 | 0 | ; | DEER08 HSP 24C Yr Lt2 WeH |  |  |  |  | 3857 | 20 | 45 | 1 | DEER08-HSP-24C-Yr-Lt2-WeH | 0 | Cst-Zeroes | 0 | Cst-Zeroes | 1 | 9 | 20 | 20 | 20 | 20 | 20 | 20 | 20 | 20 | 20 | 45 | 45 | 45 | 45 | 45 | 45 | 45 | 45 | 45 | 45 | 45 | 45 | 20 | 20 | 20 | 20 | DEER08 HSP 24C Yr Lt2 WeH | kjm - 5/22/2008 - added/revised ltg profiles: Lt1=T5/T8/T12/HID; Lt2=CFL
3858 | 9 | 20 | 0 | 0 | 0 | 0 | 0 | 0 | 0 | 0 | 1 | 1 | 1 | 1 | 1 | 1 | 1 | 1 | 1 | 1 | 1 | 1 | 0 | 0 | 0 | 0 | ; | DEER08 HSP 12C Yr Lt2 Wd |  |  |  |  | 3858 | 20 | 65 | 1 | DEER08-HSP-12C-Yr-Lt2-Wd | 0 | Cst-Zeroes | 0 | Cst-Zeroes | 1 | 9 | 20 | 20 | 20 | 20 | 20 | 20 | 20 | 20 | 20 | 65 | 65 | 65 | 65 | 65 | 65 | 65 | 65 | 65 | 65 | 65 | 65 | 20 | 20 | 20 | 20 | DEER08 HSP 12C Yr Lt2 Wd | kjm - 5/22/2008 - added/revised ltg profiles: Lt1=T5/T8/T12/HID; Lt2=CFL
3859 | 9 | 20 | 0 | 0 | 0 | 0 | 0 | 0 | 0 | 0 | 1 | 1 | 1 | 1 | 1 | 1 | 1 | 1 | 1 | 1 | 1 | 1 | 0 | 0 | 0 | 0 | ; | DEER08 HSP 12C Yr Lt2 WeH |  |  |  |  | 3859 | 20 | 45 | 1 | DEER08-HSP-12C-Yr-Lt2-WeH | 0 | Cst-Zeroes | 0 | Cst-Zeroes | 1 | 9 | 20 | 20 | 20 | 20 | 20 | 20 | 20 | 20 | 20 | 45 | 45 | 45 | 45 | 45 | 45 | 45 | 45 | 45 | 45 | 45 | 45 | 20 | 20 | 20 | 20 | DEER08 HSP 12C Yr Lt2 WeH | kjm - 5/22/2008 - added/revised ltg profiles: Lt1=T5/T8/T12/HID; Lt2=CFL
3860 | -1 | -1 | 0 | 0 | 0 | 0 | 0 | 0 | 0 | 0 | 0 | 0 | 0 | 0 | 0 | 0 | 0 | 0 | 0 | 0 | 0 | 0 | 0 | 0 | 0 | 0 | ; | DEER08 HSP 24N Yr Lt2 All |  |  |  |  | 3860 | 60 | 60 | 1 | DEER08-HSP-24N-Yr-Lt2-All | 0 | Cst-Zeroes | 0 | Cst-Zeroes | 1 | -1 | -1 | 60 | 60 | 60 | 60 | 60 | 60 | 60 | 60 | 60 | 60 | 60 | 60 | 60 | 60 | 60 | 60 | 60 | 60 | 60 | 60 | 60 | 60 | 60 | 60 | DEER08 HSP 24N Yr Lt2 All | kjm - 5/22/2008 - added/revised ltg profiles: Lt1=T5/T8/T12/HID; Lt2=CFL
3861 | 9 | 21 | 0 | 0 | 0 | 0 | 0 | 0 | 0 | 0 | 1 | 1 | 1 | 1 | 1 | 1 | 1 | 1 | 1 | 1 | 1 | 1 | 1 | 0 | 0 | 0 | ; | DEER08 NRS Fac Yr Lt2 Wd |  |  |  |  | 3861 | 12.5 | 62.5 | 1 | DEER08-NRS-Fac-Yr-Lt2-Wd | 0 | Cst-Zeroes | 0 | Cst-Zeroes | 1 | 9 | 21 | 12.5 | 12.5 | 12.5 | 12.5 | 12.5 | 12.5 | 12.5 | 12.5 | 62.5 | 62.5 | 62.5 | 62.5 | 62.5 | 62.5 | 62.5 | 62.5 | 62.5 | 62.5 | 62.5 | 62.5 | 62.5 | 12.5 | 12.5 | 12.5 | DEER08 NRS Fac Yr Lt2 Wd | kjm - 5/22/2008 - added/revised ltg profiles: Lt1=T5/T8/T12/HID; Lt2=CFL
3862 | 9 | 21 | 0 | 0 | 0 | 0 | 0 | 0 | 0 | 0 | 1 | 1 | 1 | 1 | 1 | 1 | 1 | 1 | 1 | 1 | 1 | 1 | 1 | 0 | 0 | 0 | ; | DEER08 NRS Fac Yr Lt2 WeH |  |  |  |  | 3862 | 12.5 | 62.5 | 1 | DEER08-NRS-Fac-Yr-Lt2-WeH | 0 | Cst-Zeroes | 0 | Cst-Zeroes | 1 | 9 | 21 | 12.5 | 12.5 | 12.5 | 12.5 | 12.5 | 12.5 | 12.5 | 12.5 | 62.5 | 62.5 | 62.5 | 62.5 | 62.5 | 62.5 | 62.5 | 62.5 | 62.5 | 62.5 | 62.5 | 62.5 | 62.5 | 12.5 | 12.5 | 12.5 | DEER08 NRS Fac Yr Lt2 WeH | kjm - 5/22/2008 - added/revised ltg profiles: Lt1=T5/T8/T12/HID; Lt2=CFL
3863 | 8 | 21 | 0 | 0 | 0 | 0 | 0 | 0 | 0 | 1 | 1 | 1 | 1 | 1 | 1 | 1 | 1 | 1 | 1 | 1 | 1 | 1 | 1 | 0 | 0 | 0 | ; | DEER08 NRS Adm Yr Lt2 Wd |  |  |  |  | 3863 | 12.5 | 60 | 1 | DEER08-NRS-Adm-Yr-Lt2-Wd | 0 | Cst-Zeroes | 0 | Cst-Zeroes | 1 | 8 | 21 | 12.5 | 12.5 | 12.5 | 12.5 | 12.5 | 12.5 | 12.5 | 60 | 60 | 60 | 60 | 60 | 60 | 60 | 60 | 60 | 60 | 60 | 60 | 60 | 60 | 12.5 | 12.5 | 12.5 | DEER08 NRS Adm Yr Lt2 Wd | kjm - 5/22/2008 - added/revised ltg profiles: Lt1=T5/T8/T12/HID; Lt2=CFL
3864 | 8 | 21 | 0 | 0 | 0 | 0 | 0 | 0 | 0 | 1 | 1 | 1 | 1 | 1 | 1 | 1 | 1 | 1 | 1 | 1 | 1 | 1 | 1 | 0 | 0 | 0 | ; | DEER08 NRS Adm Yr Lt2 WeH |  |  |  |  | 3864 | 12.5 | 60 | 1 | DEER08-NRS-Adm-Yr-Lt2-WeH | 0 | Cst-Zeroes | 0 | Cst-Zeroes | 1 | 8 | 21 | 12.5 | 12.5 | 12.5 | 12.5 | 12.5 | 12.5 | 12.5 | 60 | 60 | 60 | 60 | 60 | 60 | 60 | 60 | 60 | 60 | 60 | 60 | 60 | 60 | 12.5 | 12.5 | 12.5 | DEER08 NRS Adm Yr Lt2 WeH | kjm - 5/22/2008 - added/revised ltg profiles: Lt1=T5/T8/T12/HID; Lt2=CFL
3865 | 8 | 21 | 0 | 0 | 0 | 0 | 0 | 0 | 0 | 1 | 1 | 1 | 1 | 1 | 1 | 1 | 1 | 1 | 1 | 1 | 1 | 1 | 1 | 0 | 0 | 0 | ; | DEER08 NRS Kit Yr Lt2 Wd |  |  |  |  | 3865 | 12.5 | 60 | 1 | DEER08-NRS-Kit-Yr-Lt2-Wd | 0 | Cst-Zeroes | 0 | Cst-Zeroes | 1 | 8 | 21 | 12.5 | 12.5 | 12.5 | 12.5 | 12.5 | 12.5 | 12.5 | 60 | 60 | 60 | 60 | 60 | 60 | 60 | 60 | 60 | 60 | 60 | 60 | 60 | 60 | 12.5 | 12.5 | 12.5 | DEER08 NRS Kit Yr Lt2 Wd | kjm - 5/22/2008 - added/revised ltg profiles: Lt1=T5/T8/T12/HID; Lt2=CFL
3866 | 8 | 21 | 0 | 0 | 0 | 0 | 0 | 0 | 0 | 1 | 1 | 1 | 1 | 1 | 1 | 1 | 1 | 1 | 1 | 1 | 1 | 1 | 1 | 0 | 0 | 0 | ; | DEER08 NRS Kit Yr Lt2 WeH |  |  |  |  | 3866 | 12.5 | 60 | 1 | DEER08-NRS-Kit-Yr-Lt2-WeH | 0 | Cst-Zeroes | 0 | Cst-Zeroes | 1 | 8 | 21 | 12.5 | 12.5 | 12.5 | 12.5 | 12.5 | 12.5 | 12.5 | 60 | 60 | 60 | 60 | 60 | 60 | 60 | 60 | 60 | 60 | 60 | 60 | 60 | 60 | 12.5 | 12.5 | 12.5 | DEER08 NRS Kit Yr Lt2 WeH | kjm - 5/22/2008 - added/revised ltg profiles: Lt1=T5/T8/T12/HID; Lt2=CFL
3867 | 6 | 22 | 0 | 0 | 0 | 0 | 0 | 0.6 | 1 | 0.73333 | 0.73333 | 0.73333 | 0.73333 | 0.73333 | 0.73333 | 0.73333 | 0.73333 | 0.73333 | 0.73333 | 0.73333 | 0.73333 | 0.73333 | 0.73333 | 0.6 | 0.2 | 0.2 | ; | DEER08 NRS Rm Yr Lt2 All |  |  |  |  | 3867 | 17.5 | 60 | 1 | DEER08-NRS-Rm-Yr-Lt2-All | 0 | Cst-Zeroes | 0 | Cst-Zeroes | 1 | 6 | 22 | 17.5 | 17.5 | 17.5 | 17.5 | 17.5 | 43 | 60 | 48.6667 | 48.6667 | 48.6667 | 48.6667 | 48.6667 | 48.6667 | 48.6667 | 48.6667 | 48.6667 | 48.6667 | 48.6667 | 48.6667 | 48.6667 | 48.6667 | 43 | 26 | 26 | DEER08 NRS Rm Yr Lt2 All | kjm - 5/22/2008 - added/revised ltg profiles: Lt1=T5/T8/T12/HID; Lt2=CFL
3868 | 8 | 22 | 0 | 0 | 0 | 0 | 0 | 0 | 0.39597 | 0.79866 | 0.9396 | 1 | 1 | 1 | 1 | 1 | 1 | 0.9396 | 0.79866 | 0.39597 | 0 | 0 | 0 | 0 | 0 | 0 | ; | DEER08 HTLp Fac Yr Lt2 Wd |  |  |  |  | 3868 | 25 | 62.25 | 1 | DEER08-HTLp-Fac-Yr-Lt2-Wd | 0 | Cst-Zeroes | 0 | Cst-Zeroes | 1 | 8 | 22 | 25 | 25 | 25 | 25 | 25 | 25 | 39.75 | 54.75 | 60 | 62.25 | 62.25 | 62.25 | 62.25 | 62.25 | 62.25 | 60 | 54.75 | 39.75 | 25 | 25 | 25 | 25 | 25 | 25 | DEER08 HTLp Fac Yr Lt2 Wd | kjm - 5/22/2008 - added/revised ltg profiles: Lt1=T5/T8/T12/HID; Lt2=CFL
3869 | 8 | 22 | 0 | 0 | 0 | 0 | 0 | 0 | 0.39597 | 0.79866 | 0.9396 | 1 | 1 | 1 | 1 | 1 | 1 | 0.9396 | 0.79866 | 0.39597 | 0 | 0 | 0 | 0 | 0 | 0 | ; | DEER08 HTLp Fac Yr Lt2 WeH |  |  |  |  | 3869 | 25 | 62.25 | 1 | DEER08-HTLp-Fac-Yr-Lt2-WeH | 0 | Cst-Zeroes | 0 | Cst-Zeroes | 1 | 8 | 22 | 25 | 25 | 25 | 25 | 25 | 25 | 39.75 | 54.75 | 60 | 62.25 | 62.25 | 62.25 | 62.25 | 62.25 | 62.25 | 60 | 54.75 | 39.75 | 25 | 25 | 25 | 25 | 25 | 25 | DEER08 HTLp Fac Yr Lt2 WeH | kjm - 5/22/2008 - added/revised ltg profiles: Lt1=T5/T8/T12/HID; Lt2=CFL
3870 | 8 | 19 | 0 | 0 | 0 | 0 | 0 | 0 | 0 | 0.29412 | 0.92437 | 1 | 1 | 1 | 1 | 1 | 1 | 1 | 0.84874 | 0.59664 | 0.2437 | 0 | 0 | 0 | 0 | 0 | ; | DEER08 HTLp Adm Yr Lt2 Wd |  |  |  |  | 3870 | 25 | 54.75 | 1 | DEER08-HTLp-Adm-Yr-Lt2-Wd | 0 | Cst-Zeroes | 0 | Cst-Zeroes | 1 | 8 | 19 | 25 | 25 | 25 | 25 | 25 | 25 | 25 | 33.75 | 52.5 | 54.75 | 54.75 | 54.75 | 54.75 | 54.75 | 54.75 | 54.75 | 50.25 | 42.75 | 32.25 | 25 | 25 | 25 | 25 | 25 | DEER08 HTLp Adm Yr Lt2 Wd | kjm - 5/22/2008 - added/revised ltg profiles: Lt1=T5/T8/T12/HID; Lt2=CFL
3871 | 8 | 19 | 0 | 0 | 0 | 0 | 0 | 0 | 0 | 0 | 0.82803 | 1 | 1 | 1 | 1 | 1 | 1 | 1 | 0.65605 | 0.082803 | 0 | 0 | 0 | 0 | 0 | 0 | ; | DEER08 HTLp Adm Yr Lt2 WeH |  |  |  |  | 3871 | 25 | 32.85 | 1 | DEER08-HTLp-Adm-Yr-Lt2-WeH | 0 | Cst-Zeroes | 0 | Cst-Zeroes | 1 | 8 | 19 | 25 | 25 | 25 | 25 | 25 | 25 | 25 | 25 | 31.5 | 32.85 | 32.85 | 32.85 | 32.85 | 32.85 | 32.85 | 32.85 | 30.15 | 25.65 | 25 | 25 | 25 | 25 | 25 | 25 | DEER08 HTLp Adm Yr Lt2 WeH | kjm - 5/22/2008 - added/revised ltg profiles: Lt1=T5/T8/T12/HID; Lt2=CFL
3872 | 8 | 22 | 0 | 0 | 0 | 0 | 0 | 0 | 0.008344 | 0.23941 | 0.49936 | 0.78819 | 1 | 1 | 1 | 1 | 1 | 1 | 1 | 0.81707 | 0.49936 | 0.38383 | 0.21053 | 0.18164 | 0 | 0 | ; | DEER08 HTLp Kit Yr Lt2 Wd |  |  |  |  | 3872 | 25 | 66 | 1 | DEER08-HTLp-Kit-Yr-Lt2-Wd | 0 | Cst-Zeroes | 0 | Cst-Zeroes | 1 | 8 | 22 | 25 | 25 | 25 | 25 | 25 | 25 | 25.3421 | 34.8158 | 45.4737 | 57.3158 | 66 | 66 | 66 | 66 | 66 | 66 | 66 | 58.5 | 45.4737 | 40.7368 | 33.6316 | 32.4474 | 25 | 25 | DEER08 HTLp Kit Yr Lt2 Wd | kjm - 5/22/2008 - added/revised ltg profiles: Lt1=T5/T8/T12/HID; Lt2=CFL
3873 | 8 | 22 | 0 | 0 | 0 | 0 | 0 | 0 | 0 | 0.1477 | 0.43899 | 0.76265 | 1 | 1 | 1 | 1 | 1 | 1 | 1 | 0.79502 | 0.43899 | 0.30953 | 0.11533 | 0.082967 | 0 | 0 | ; | DEER08 HTLp Kit Yr Lt2 WeH |  |  |  |  | 3873 | 25 | 56.1 | 1 | DEER08-HTLp-Kit-Yr-Lt2-WeH | 0 | Cst-Zeroes | 0 | Cst-Zeroes | 1 | 8 | 22 | 25 | 25 | 25 | 25 | 25 | 25 | 25 | 29.5934 | 38.6526 | 48.7184 | 56.1 | 56.1 | 56.1 | 56.1 | 56.1 | 56.1 | 56.1 | 49.725 | 38.6526 | 34.6263 | 28.5868 | 27.5803 | 25 | 25 | DEER08 HTLp Kit Yr Lt2 WeH | kjm - 5/22/2008 - added/revised ltg profiles: Lt1=T5/T8/T12/HID; Lt2=CFL
3874 | 6 | 21 | 0 | 0 | 0 | 0 | 0 | 0 | 0 | 0.094427 | 0.30341 | 0.5356 | 0.7678 | 0.79102 | 0.8839 | 1 | 0.95356 | 0.8839 | 0.7678 | 0.55882 | 0.30341 | 0.21053 | 0.071207 | 0.047988 | 0 | 0 | ; | DEER08 HTLp Rst Yr Lt2 Wd |  |  |  |  | 3874 | 25 | 67.5 | 1 | DEER08-HTLp-Rst-Yr-Lt2-Wd | 0 | Cst-Zeroes | 0 | Cst-Zeroes | 1 | 6 | 21 | 25 | 25 | 25 | 25 | 25 | 25 | 25 | 29.0132 | 37.8947 | 47.7632 | 57.6316 | 58.6184 | 62.5658 | 67.5 | 65.5263 | 62.5658 | 57.6316 | 48.75 | 37.8947 | 33.9474 | 28.0263 | 27.0395 | 25 | 25 | DEER08 HTLp Rst Yr Lt2 Wd | kjm - 5/22/2008 - added/revised ltg profiles: Lt1=T5/T8/T12/HID; Lt2=CFL
3875 | 6 | 21 | 0 | 0 | 0 | 0 | 0 | 0 | 0 | 0 | 0 | 0 | 0.41353 | 0.47218 | 0.70677 | 1 | 0.88271 | 0.70677 | 0.41353 | 0 | 0 | 0 | 0 | 0 | 0 | 0 | ; | DEER08 HTLp Rst Yr Lt2 WeH |  |  |  |  | 3875 | 25 | 33.75 | 1 | DEER08-HTLp-Rst-Yr-Lt2-WeH | 0 | Cst-Zeroes | 0 | Cst-Zeroes | 1 | 6 | 21 | 25 | 25 | 25 | 25 | 25 | 25 | 25 | 25 | 25 | 25 | 28.6184 | 29.1316 | 31.1842 | 33.75 | 32.7237 | 31.1842 | 28.6184 | 25 | 25 | 25 | 25 | 25 | 25 | 25 | DEER08 HTLp Rst Yr Lt2 WeH | kjm - 5/22/2008 - added/revised ltg profiles: Lt1=T5/T8/T12/HID; Lt2=CFL
3876 | 7 | 24 | 0.32959 | 0.15427 | 0.064392 | 0.013007 | 0 | 0.13726 | 0.29356 | 0.44627 | 0.66881 | 0.69692 | 0.7376 | 0.59399 | 0.51847 | 0.50688 | 0.43668 | 0.34305 | 0.48823 | 0.64418 | 0.87508 | 0.96711 | 1 | 0.98221 | 0.82971 | 0.48241 | ; | DEER08 HTLr Rms Yr Lt2 Wd |  |  |  |  | 3876 | 4.6771 | 19.3774 | 1 | DEER08-HTLr-Rms-Yr-Lt2-Wd | 0 | Cst-Zeroes | 0 | Cst-Zeroes | 1 | 7 | 24 | 9.5222 | 6.9449 | 5.6237 | 4.8683 | 4.6771 | 6.6949 | 8.9926 | 11.2374 | 14.5088 | 14.9221 | 15.52 | 13.4089 | 12.2987 | 12.1284 | 11.0965 | 9.72 | 11.8542 | 14.1467 | 17.5411 | 18.8939 | 19.3774 | 19.1159 | 16.8741 | 11.7687 | DEER08 HTLr Rms Yr Lt2 Wd | kjm - 5/22/2008 - added/revised ltg profiles: Lt1=T5/T8/T12/HID; Lt2=CFL
3877 | 7 | 24 | 0.32959 | 0.15427 | 0.064392 | 0.013007 | 0 | 0.13726 | 0.29356 | 0.44627 | 0.66881 | 0.69692 | 0.7376 | 0.59399 | 0.51847 | 0.50688 | 0.43668 | 0.34305 | 0.48823 | 0.64418 | 0.87508 | 0.96711 | 1 | 0.98221 | 0.82971 | 0.48241 | ; | DEER08 HTLr Rms Yr Lt2 WeH |  |  |  |  | 3877 | 4.6771 | 19.3774 | 1 | DEER08-HTLr-Rms-Yr-Lt2-WeH | 0 | Cst-Zeroes | 0 | Cst-Zeroes | 1 | 7 | 24 | 9.5222 | 6.9449 | 5.6237 | 4.8683 | 4.6771 | 6.6949 | 8.9926 | 11.2374 | 14.5088 | 14.9221 | 15.52 | 13.4089 | 12.2987 | 12.1284 | 11.0965 | 9.72 | 11.8542 | 14.1467 | 17.5411 | 18.8939 | 19.3774 | 19.1159 | 16.8741 | 11.7687 | DEER08 HTLr Rms Yr Lt2 WeH | kjm - 5/22/2008 - added/revised ltg profiles: Lt1=T5/T8/T12/HID; Lt2=CFL
3878 | 7 | 24 | 0 | 0 | 0 | 0 | 0 | 0 | 0 | 0 | 0 | 0 | 0 | 0 | 0 | 0 | 0 | 0 | 0 | 0 | 0 | 0 | 0 | 0 | 0 | 0 | ; | DEER08 MTL 0H Yr Lt2 Wd |  |  |  |  | 3878 | 0 | 0 | 1 | DEER08-MTL-0H-Yr-Lt2-Wd | 0 | Cst-Zeroes | 0 | Cst-Zeroes | 1 | 7 | 24 | 0 | 0 | 0 | 0 | 0 | 0 | 0 | 0 | 0 | 0 | 0 | 0 | 0 | 0 | 0 | 0 | 0 | 0 | 0 | 0 | 0 | 0 | 0 | 0 | DEER08 MTL 0H Yr Lt2 Wd | kjm - 5/22/2008 - added/revised ltg profiles: Lt1=T5/T8/T12/HID; Lt2=CFL
3879 | 7 | 24 | 0 | 0 | 0 | 0 | 0 | 0 | 0 | 0 | 0 | 0 | 0 | 0 | 0 | 0 | 0 | 0 | 0 | 0 | 0 | 0 | 0 | 0 | 0 | 0 | ; | DEER08 MTL 0H Yr Lt2 WeH |  |  |  |  | 3879 | 0 | 0 | 1 | DEER08-MTL-0H-Yr-Lt2-WeH | 0 | Cst-Zeroes | 0 | Cst-Zeroes | 1 | 7 | 24 | 0 | 0 | 0 | 0 | 0 | 0 | 0 | 0 | 0 | 0 | 0 | 0 | 0 | 0 | 0 | 0 | 0 | 0 | 0 | 0 | 0 | 0 | 0 | 0 | DEER08 MTL 0H Yr Lt2 WeH | kjm - 5/22/2008 - added/revised ltg profiles: Lt1=T5/T8/T12/HID; Lt2=CFL
3880 | 7 | 24 | 0.26083 | 0.12208 | 0.050958 | 0.010293 | 0 | 0.10863 | 0.23232 | 0.47416 | 0.68549 | 0.71219 | 0.75081 | 0.61444 | 0.54272 | 0.53171 | 0.46505 | 0.37613 | 0.514 | 0.6621 | 0.88137 | 0.96877 | 1 | 0.98311 | 0.83829 | 0.50847 | ; | DEER08 MTL 12H Yr Lt2 Wd |  |  |  |  | 3880 | 2.8522 | 14.18 | 1 | DEER08-MTL-12H-Yr-Lt2-Wd | 0 | Cst-Zeroes | 0 | Cst-Zeroes | 1 | 7 | 24 | 5.8068 | 4.2351 | 3.4294 | 2.9688 | 2.8522 | 4.0827 | 5.4839 | 8.2234 | 10.6173 | 10.9197 | 11.3573 | 9.8124 | 9 | 8.8753 | 8.1202 | 7.1129 | 8.6747 | 10.3523 | 12.8363 | 13.8262 | 14.18 | 13.9887 | 12.3481 | 8.6121 | DEER08 MTL 12H Yr Lt2 Wd | kjm - 5/22/2008 - added/revised ltg profiles: Lt1=T5/T8/T12/HID; Lt2=CFL
3881 | 7 | 24 | 0.26083 | 0.12208 | 0.050958 | 0.010293 | 0 | 0.10863 | 0.23232 | 0.47416 | 0.68549 | 0.71219 | 0.75081 | 0.61444 | 0.54272 | 0.53171 | 0.46505 | 0.37613 | 0.514 | 0.6621 | 0.88137 | 0.96877 | 1 | 0.98311 | 0.83829 | 0.50847 | ; | DEER08 MTL 12H Yr Lt2 WeH |  |  |  |  | 3881 | 2.8522 | 14.18 | 1 | DEER08-MTL-12H-Yr-Lt2-WeH | 0 | Cst-Zeroes | 0 | Cst-Zeroes | 1 | 7 | 24 | 5.8068 | 4.2351 | 3.4294 | 2.9688 | 2.8522 | 4.0827 | 5.4839 | 8.2234 | 10.6173 | 10.9197 | 11.3573 | 9.8124 | 9 | 8.8753 | 8.1202 | 7.1129 | 8.6747 | 10.3523 | 12.8363 | 13.8262 | 14.18 | 13.9887 | 12.3481 | 8.6121 | DEER08 MTL 12H Yr Lt2 WeH | kjm - 5/22/2008 - added/revised ltg profiles: Lt1=T5/T8/T12/HID; Lt2=CFL
3882 | 7 | 24 | 0.26083 | 0.12208 | 0.050958 | 0.010293 | 0 | 0.10863 | 0.23232 | 0.47416 | 0.68549 | 0.71219 | 0.75081 | 0.61444 | 0.54272 | 0.53171 | 0.46505 | 0.37613 | 0.514 | 0.6621 | 0.88137 | 0.96877 | 1 | 0.98311 | 0.83829 | 0.50847 | ; | DEER08 MTL 24H Yr Lt2 Wd |  |  |  |  | 3882 | 4.257 | 21.1642 | 1 | DEER08-MTL-24H-Yr-Lt2-Wd | 0 | Cst-Zeroes | 0 | Cst-Zeroes | 1 | 7 | 24 | 8.6668 | 6.3211 | 5.1186 | 4.431 | 4.257 | 6.0936 | 8.1849 | 12.2737 | 15.8467 | 16.2981 | 16.9511 | 14.6454 | 13.4328 | 13.2468 | 12.1197 | 10.6163 | 12.9473 | 15.4513 | 19.1586 | 20.6362 | 21.1642 | 20.8786 | 18.4301 | 12.8539 | DEER08 MTL 24H Yr Lt2 Wd | kjm - 5/22/2008 - added/revised ltg profiles: Lt1=T5/T8/T12/HID; Lt2=CFL
3883 | 7 | 24 | 0.26083 | 0.12208 | 0.050958 | 0.010293 | 0 | 0.10863 | 0.23232 | 0.47416 | 0.68549 | 0.71219 | 0.75081 | 0.61444 | 0.54272 | 0.53171 | 0.46505 | 0.37613 | 0.514 | 0.6621 | 0.88137 | 0.96877 | 1 | 0.98311 | 0.83829 | 0.50847 | ; | DEER08 MTL 24H Yr Lt2 WeH |  |  |  |  | 3883 | 4.257 | 21.1642 | 1 | DEER08-MTL-24H-Yr-Lt2-WeH | 0 | Cst-Zeroes | 0 | Cst-Zeroes | 1 | 7 | 24 | 8.6668 | 6.3211 | 5.1186 | 4.431 | 4.257 | 6.0936 | 8.1849 | 12.2737 | 15.8467 | 16.2981 | 16.9511 | 14.6454 | 13.4328 | 13.2468 | 12.1197 | 10.6163 | 12.9473 | 15.4513 | 19.1586 | 20.6362 | 21.1642 | 20.8786 | 18.4301 | 12.8539 | DEER08 MTL 24H Yr Lt2 WeH | kjm - 5/22/2008 - added/revised ltg profiles: Lt1=T5/T8/T12/HID; Lt2=CFL
3884 | -1 | -1 | 0 | 0 | 0 | 0 | 0 | 0 | 0 | 0 | 0 | 0 | 0 | 0 | 0 | 0 | 0 | 0 | 0 | 0 | 0 | 0 | 0 | 0 | 0 | 0 | ; | DEER08 MTL Off Yr Lt2 All |  |  |  |  | 3884 | 70 | 70 | 1 | DEER08-MTL-Off-Yr-Lt2-All | 0 | Cst-Zeroes | 0 | Cst-Zeroes | 1 | -1 | -1 | 70 | 70 | 70 | 70 | 70 | 70 | 70 | 70 | 70 | 70 | 70 | 70 | 70 | 70 | 70 | 70 | 70 | 70 | 70 | 70 | 70 | 70 | 70 | 70 | DEER08 MTL Off Yr Lt2 All | kjm - 5/22/2008 - added/revised ltg profiles: Lt1=T5/T8/T12/HID; Lt2=CFL
3885 | -1 | -1 | 0 | 0 | 0 | 0 | 0 | 0 | 0 | 0 | 0 | 0 | 0 | 0 | 0 | 0 | 0 | 0 | 0 | 0 | 0 | 0 | 0 | 0 | 0 | 0 | ; | DEER08 MTL Fac Yr Lt2 All |  |  |  |  | 3885 | 40 | 40 | 1 | DEER08-MTL-Fac-Yr-Lt2-All | 0 | Cst-Zeroes | 0 | Cst-Zeroes | 1 | -1 | -1 | 40 | 40 | 40 | 40 | 40 | 40 | 40 | 40 | 40 | 40 | 40 | 40 | 40 | 40 | 40 | 40 | 40 | 40 | 40 | 40 | 40 | 40 | 40 | 40 | DEER08 MTL Fac Yr Lt2 All | kjm - 5/22/2008 - added/revised ltg profiles: Lt1=T5/T8/T12/HID; Lt2=CFL
3886 | -1 | -1 | 0 | 0 | 0 | 0 | 0 | 0 | 0 | 0 | 0 | 0 | 0 | 0 | 0 | 0 | 0 | 0 | 0 | 0 | 0 | 0 | 0 | 0 | 0 | 0 | ; | DEER08 MTL Cor Yr Lt2 All |  |  |  |  | 3886 | 70 | 70 | 1 | DEER08-MTL-Cor-Yr-Lt2-All | 0 | Cst-Zeroes | 0 | Cst-Zeroes | 1 | -1 | -1 | 70 | 70 | 70 | 70 | 70 | 70 | 70 | 70 | 70 | 70 | 70 | 70 | 70 | 70 | 70 | 70 | 70 | 70 | 70 | 70 | 70 | 70 | 70 | 70 | DEER08 MTL Cor Yr Lt2 All | kjm - 5/22/2008 - added/revised ltg profiles: Lt1=T5/T8/T12/HID; Lt2=CFL
3887 | 8 | 18 | 0 | 0 | 0 | 0 | 0 | 0 | 0.15789 | 0.78947 | 1 | 1 | 1 | 1 | 0.78947 | 1 | 1 | 1 | 0.73684 | 0.52632 | 0.10526 | 0 | 0 | 0 | 0 | 0 | ; | DEER08 MBT Mfg Yr Lt2 Wd |  |  |  |  | 3887 | 8 | 85 | 1 | DEER08-MBT-Mfg-Yr-Lt2-Wd | 0 | Cst-Zeroes | 0 | Cst-Zeroes | 1 | 8 | 18 | 8 | 8 | 8 | 8 | 8 | 8 | 20.1579 | 68.7895 | 85 | 85 | 85 | 85 | 68.7895 | 85 | 85 | 85 | 64.7368 | 48.5263 | 16.1053 | 8 | 8 | 8 | 8 | 8 | DEER08 MBT Mfg Yr Lt2 Wd | kjm - 5/22/2008 - added/revised ltg profiles: Lt1=T5/T8/T12/HID; Lt2=CFL
3888 | 10 | 16 | 0 | 0 | 0 | 0 | 0 | 0 | 0 | 0 | 0 | 0 | 0 | 0 | 0 | 0 | 0 | 0 | 0 | 0 | 0 | 0 | 0 | 0 | 0 | 0 | ; | DEER08 MBT Mfg Yr Lt2 WeH |  |  |  |  | 3888 | 6.5 | 6.5 | 1 | DEER08-MBT-Mfg-Yr-Lt2-WeH | 0 | Cst-Zeroes | 0 | Cst-Zeroes | 1 | 10 | 16 | 6.5 | 6.5 | 6.5 | 6.5 | 6.5 | 6.5 | 6.5 | 6.5 | 6.5 | 6.5 | 6.5 | 6.5 | 6.5 | 6.5 | 6.5 | 6.5 | 6.5 | 6.5 | 6.5 | 6.5 | 6.5 | 6.5 | 6.5 | 6.5 | DEER08 MBT Mfg Yr Lt2 WeH | kjm - 5/22/2008 - added/revised ltg profiles: Lt1=T5/T8/T12/HID; Lt2=CFL
3889 | 8 | 18 | 0 | 0 | 0 | 0 | 0 | 0 | 0.15789 | 0.78947 | 1 | 1 | 1 | 1 | 0.78947 | 1 | 1 | 1 | 0.73684 | 0.52632 | 0.10526 | 0 | 0 | 0 | 0 | 0 | ; | DEER08 MBT Adm Yr Lt2 Wd |  |  |  |  | 3889 | 8 | 85 | 1 | DEER08-MBT-Adm-Yr-Lt2-Wd | 0 | Cst-Zeroes | 0 | Cst-Zeroes | 1 | 8 | 18 | 8 | 8 | 8 | 8 | 8 | 8 | 20.1579 | 68.7895 | 85 | 85 | 85 | 85 | 68.7895 | 85 | 85 | 85 | 64.7368 | 48.5263 | 16.1053 | 8 | 8 | 8 | 8 | 8 | DEER08 MBT Adm Yr Lt2 Wd | kjm - 5/22/2008 - added/revised ltg profiles: Lt1=T5/T8/T12/HID; Lt2=CFL
3890 | 10 | 16 | 0 | 0 | 0 | 0 | 0 | 0 | 0 | 0 | 0 | 0 | 0 | 0 | 0 | 0 | 0 | 0 | 0 | 0 | 0 | 0 | 0 | 0 | 0 | 0 | ; | DEER08 MBT Adm Yr Lt2 WeH |  |  |  |  | 3890 | 6.5 | 6.5 | 1 | DEER08-MBT-Adm-Yr-Lt2-WeH | 0 | Cst-Zeroes | 0 | Cst-Zeroes | 1 | 10 | 16 | 6.5 | 6.5 | 6.5 | 6.5 | 6.5 | 6.5 | 6.5 | 6.5 | 6.5 | 6.5 | 6.5 | 6.5 | 6.5 | 6.5 | 6.5 | 6.5 | 6.5 | 6.5 | 6.5 | 6.5 | 6.5 | 6.5 | 6.5 | 6.5 | DEER08 MBT Adm Yr Lt2 WeH | kjm - 5/22/2008 - added/revised ltg profiles: Lt1=T5/T8/T12/HID; Lt2=CFL
3891 | 8 | 18 | 0 | 0 | 0 | 0 | 0 | 0 | 0.15789 | 0.78947 | 1 | 1 | 1 | 1 | 1 | 1 | 1 | 1 | 0.73684 | 0.52632 | 0.10526 | 0 | 0 | 0 | 0 | 0 | ; | DEER08 MBT Kit Yr Lt2 Wd |  |  |  |  | 3891 | 8 | 85 | 1 | DEER08-MBT-Kit-Yr-Lt2-Wd | 0 | Cst-Zeroes | 0 | Cst-Zeroes | 1 | 8 | 18 | 8 | 8 | 8 | 8 | 8 | 8 | 20.1579 | 68.7895 | 85 | 85 | 85 | 85 | 85 | 85 | 85 | 85 | 64.7368 | 48.5263 | 16.1053 | 8 | 8 | 8 | 8 | 8 | DEER08 MBT Kit Yr Lt2 Wd | kjm - 5/22/2008 - added/revised ltg profiles: Lt1=T5/T8/T12/HID; Lt2=CFL
3892 | 8 | 16 | 0 | 0 | 0 | 0 | 0 | 0 | 0 | 0 | 0 | 0 | 0 | 0 | 0 | 0 | 0 | 0 | 0 | 0 | 0 | 0 | 0 | 0 | 0 | 0 | ; | DEER08 MBT Kit Yr Lt2 WeH |  |  |  |  | 3892 | 6.5 | 6.5 | 1 | DEER08-MBT-Kit-Yr-Lt2-WeH | 0 | Cst-Zeroes | 0 | Cst-Zeroes | 1 | 8 | 16 | 6.5 | 6.5 | 6.5 | 6.5 | 6.5 | 6.5 | 6.5 | 6.5 | 6.5 | 6.5 | 6.5 | 6.5 | 6.5 | 6.5 | 6.5 | 6.5 | 6.5 | 6.5 | 6.5 | 6.5 | 6.5 | 6.5 | 6.5 | 6.5 | DEER08 MBT Kit Yr Lt2 WeH | kjm - 5/22/2008 - added/revised ltg profiles: Lt1=T5/T8/T12/HID; Lt2=CFL
3893 | 8 | 18 | 0 | 0 | 0 | 0 | 0 | 0 | 0.15789 | 0.78947 | 1 | 1 | 1 | 1 | 0.78947 | 1 | 1 | 1 | 0.73684 | 0.52632 | 0.10526 | 0 | 0 | 0 | 0 | 0 | ; | DEER08 MBT Cmp Yr Lt2 Wd |  |  |  |  | 3893 | 8 | 85 | 1 | DEER08-MBT-Cmp-Yr-Lt2-Wd | 0 | Cst-Zeroes | 0 | Cst-Zeroes | 1 | 8 | 18 | 8 | 8 | 8 | 8 | 8 | 8 | 20.1579 | 68.7895 | 85 | 85 | 85 | 85 | 68.7895 | 85 | 85 | 85 | 64.7368 | 48.5263 | 16.1053 | 8 | 8 | 8 | 8 | 8 | DEER08 MBT Cmp Yr Lt2 Wd | kjm - 5/22/2008 - added/revised ltg profiles: Lt1=T5/T8/T12/HID; Lt2=CFL
3894 | 10 | 16 | 0 | 0 | 0 | 0 | 0 | 0 | 0 | 0 | 0 | 0 | 0 | 0 | 0 | 0 | 0 | 0 | 0 | 0 | 0 | 0 | 0 | 0 | 0 | 0 | ; | DEER08 MBT Cmp Yr Lt2 WeH |  |  |  |  | 3894 | 6.5 | 6.5 | 1 | DEER08-MBT-Cmp-Yr-Lt2-WeH | 0 | Cst-Zeroes | 0 | Cst-Zeroes | 1 | 10 | 16 | 6.5 | 6.5 | 6.5 | 6.5 | 6.5 | 6.5 | 6.5 | 6.5 | 6.5 | 6.5 | 6.5 | 6.5 | 6.5 | 6.5 | 6.5 | 6.5 | 6.5 | 6.5 | 6.5 | 6.5 | 6.5 | 6.5 | 6.5 | 6.5 | DEER08 MBT Cmp Yr Lt2 WeH | kjm - 5/22/2008 - added/revised ltg profiles: Lt1=T5/T8/T12/HID; Lt2=CFL
3895 | 8 | 21 | 0 | 0 | 0 | 0 | 0 | 0 | 0 | 1 | 1 | 0.5 | 1 | 1 | 1 | 1 | 1 | 1 | 0.5 | 0 | 1 | 1 | 1 | 0.5 | 0.5 | 0.5 | ; | DEER08 MBT Cnf Yr Lt2 Wd |  |  |  |  | 3895 | 8 | 67.5 | 1 | DEER08-MBT-Cnf-Yr-Lt2-Wd | 0 | Cst-Zeroes | 0 | Cst-Zeroes | 1 | 8 | 21 | 8 | 8 | 8 | 8 | 8 | 8 | 8 | 67.5 | 67.5 | 37.75 | 67.5 | 67.5 | 67.5 | 67.5 | 67.5 | 67.5 | 37.75 | 8 | 67.5 | 67.5 | 67.5 | 37.75 | 37.75 | 37.75 | DEER08 MBT Cnf Yr Lt2 Wd | kjm - 5/22/2008 - added/revised ltg profiles: Lt1=T5/T8/T12/HID; Lt2=CFL
3896 | 8 | 18 | 0 | 0 | 0 | 0 | 0 | 0 | 0.16842 | 0.84211 | 1 | 1 | 1 | 1 | 1 | 1 | 1 | 1 | 0.78596 | 0.5614 | 0.11228 | 0 | 0 | 0 | 0 | 0 | ; | DEER08 MBT Din Yr Lt2 Wd |  |  |  |  | 3896 | 10 | 85 | 1 | DEER08-MBT-Din-Yr-Lt2-Wd | 0 | Cst-Zeroes | 0 | Cst-Zeroes | 1 | 8 | 18 | 10 | 10 | 10 | 10 | 10 | 10 | 22.6316 | 73.1579 | 85 | 85 | 85 | 85 | 85 | 85 | 85 | 85 | 68.9474 | 52.1053 | 18.4211 | 10 | 10 | 10 | 10 | 10 | DEER08 MBT Din Yr Lt2 Wd | kjm - 5/22/2008 - added/revised ltg profiles: Lt1=T5/T8/T12/HID; Lt2=CFL
3897 | 8 | 16 | 0 | 0 | 0 | 0 | 0 | 0 | 0 | 0 | 0 | 0 | 0 | 0 | 0 | 0 | 0 | 0 | 0 | 0 | 0 | 0 | 0 | 0 | 0 | 0 | ; | DEER08 MBT Din Yr Lt2 WeH |  |  |  |  | 3897 | 10 | 10 | 1 | DEER08-MBT-Din-Yr-Lt2-WeH | 0 | Cst-Zeroes | 0 | Cst-Zeroes | 1 | 8 | 16 | 10 | 10 | 10 | 10 | 10 | 10 | 10 | 10 | 10 | 10 | 10 | 10 | 10 | 10 | 10 | 10 | 10 | 10 | 10 | 10 | 10 | 10 | 10 | 10 | DEER08 MBT Din Yr Lt2 WeH | kjm - 5/22/2008 - added/revised ltg profiles: Lt1=T5/T8/T12/HID; Lt2=CFL
3898 | 8 | 18 | 0 | 0 | 0 | 0 | 0 | 0 | 0.15789 | 0.78947 | 1 | 1 | 1 | 1 | 0.78947 | 1 | 1 | 1 | 0.73684 | 0.52632 | 0.10526 | 0 | 0 | 0 | 0 | 0 | ; | DEER08 MBT Lab Yr Lt2 Wd |  |  |  |  | 3898 | 8 | 85 | 1 | DEER08-MBT-Lab-Yr-Lt2-Wd | 0 | Cst-Zeroes | 0 | Cst-Zeroes | 1 | 8 | 18 | 8 | 8 | 8 | 8 | 8 | 8 | 20.1579 | 68.7895 | 85 | 85 | 85 | 85 | 68.7895 | 85 | 85 | 85 | 64.7368 | 48.5263 | 16.1053 | 8 | 8 | 8 | 8 | 8 | DEER08 MBT Lab Yr Lt2 Wd | kjm - 5/22/2008 - added/revised ltg profiles: Lt1=T5/T8/T12/HID; Lt2=CFL
3899 | 10 | 16 | 0 | 0 | 0 | 0 | 0 | 0 | 0 | 0 | 0 | 0 | 0 | 0 | 0 | 0 | 0 | 0 | 0 | 0 | 0 | 0 | 0 | 0 | 0 | 0 | ; | DEER08 MBT Lab Yr Lt2 WeH |  |  |  |  | 3899 | 6.5 | 6.5 | 1 | DEER08-MBT-Lab-Yr-Lt2-WeH | 0 | Cst-Zeroes | 0 | Cst-Zeroes | 1 | 10 | 16 | 6.5 | 6.5 | 6.5 | 6.5 | 6.5 | 6.5 | 6.5 | 6.5 | 6.5 | 6.5 | 6.5 | 6.5 | 6.5 | 6.5 | 6.5 | 6.5 | 6.5 | 6.5 | 6.5 | 6.5 | 6.5 | 6.5 | 6.5 | 6.5 | DEER08 MBT Lab Yr Lt2 WeH | kjm - 5/22/2008 - added/revised ltg profiles: Lt1=T5/T8/T12/HID; Lt2=CFL
3900 | -1 | -1 | 0 | 0 | 0 | 0 | 0 | 0 | 0 | 0 | 0 | 0 | 0 | 0 | 0 | 0 | 0 | 0 | 0 | 0 | 0 | 0 | 0 | 0 | 0 | 0 | ; | DEER08 MBT Cor Yr Lt2 Wd |  |  |  |  | 3900 | 80 | 80 | 1 | DEER08-MBT-Cor-Yr-Lt2-Wd | 0 | Cst-Zeroes | 0 | Cst-Zeroes | 1 | -1 | -1 | 80 | 80 | 80 | 80 | 80 | 80 | 80 | 80 | 80 | 80 | 80 | 80 | 80 | 80 | 80 | 80 | 80 | 80 | 80 | 80 | 80 | 80 | 80 | 80 | DEER08 MBT Cor Yr Lt2 Wd | kjm - 5/22/2008 - added/revised ltg profiles: Lt1=T5/T8/T12/HID; Lt2=CFL
3901 | 8 | 19 | 0 | 0 | 0 | 0 | 0 | 0 | 0 | 0.83333 | 0.94444 | 0.94444 | 1 | 1 | 0.83333 | 0.83333 | 0.94444 | 0.94444 | 1 | 0.83333 | 0.72222 | 0.61111 | 0.38889 | 0.27778 | 0.16667 | 0.16667 | ; | DEER08 OFL All Yr Lt2 Wd |  |  |  |  | 3901 | 24 | 64 | 1 | DEER08-OFL-All-Yr-Lt2-Wd | 0 | Cst-Zeroes | 0 | Cst-Zeroes | 1 | 8 | 19 | 24 | 24 | 24 | 24 | 24 | 24 | 24 | 57.3333 | 61.7778 | 61.7778 | 64 | 64 | 57.3333 | 57.3333 | 61.7778 | 61.7778 | 64 | 57.3333 | 52.8889 | 48.4444 | 39.5556 | 35.1111 | 30.6667 | 30.6667 | DEER08 OFL All Yr Lt2 Wd | kjm - 5/22/2008 - added/revised ltg profiles: Lt1=T5/T8/T12/HID; Lt2=CFL
3902 | 8 | 17 | 0 | 0 | 0 | 0 | 0 | 0 | 0 | 0.82353 | 0.94118 | 0.94118 | 1 | 1 | 0.82353 | 0.82353 | 0.94118 | 0.94118 | 1 | 0 | 0 | 0 | 0 | 0 | 0 | 0 | ; | DEER08 OFL All Yr Lt2 Sa |  |  |  |  | 3902 | 12 | 28 | 1 | DEER08-OFL-All-Yr-Lt2-Sa | 0 | Cst-Zeroes | 0 | Cst-Zeroes | 1 | 8 | 17 | 12 | 12 | 12 | 12 | 12 | 12 | 12 | 25.1765 | 27.0588 | 27.0588 | 28 | 28 | 25.1765 | 25.1765 | 27.0588 | 27.0588 | 28 | 12 | 12 | 12 | 12 | 12 | 12 | 12 | DEER08 OFL All Yr Lt2 Sa | kjm - 5/22/2008 - added/revised ltg profiles: Lt1=T5/T8/T12/HID; Lt2=CFL
3903 | 8 | 18 | 0 | 0 | 0 | 0 | 0 | 0 | 0 | 0.83333 | 0.94444 | 0.94444 | 1 | 1 | 0.83333 | 0.83333 | 0.94444 | 0.94444 | 0.94444 | 0.72222 | 0.27778 | 0 | 0 | 0 | 0 | 0 | ; | DEER08 OFS All Yr Lt2 Wd |  |  |  |  | 3903 | 24 | 70 | 1 | DEER08-OFS-All-Yr-Lt2-Wd | 0 | Cst-Zeroes | 0 | Cst-Zeroes | 1 | 8 | 18 | 24 | 24 | 24 | 24 | 24 | 24 | 24 | 62.3333 | 67.4444 | 67.4444 | 70 | 70 | 62.3333 | 62.3333 | 67.4444 | 67.4444 | 67.4444 | 57.2222 | 36.7778 | 24 | 24 | 24 | 24 | 24 | DEER08 OFS All Yr Lt2 Wd | kjm - 5/22/2008 - added/revised ltg profiles: Lt1=T5/T8/T12/HID; Lt2=CFL
3904 | 8 | 17 | 0 | 0 | 0 | 0 | 0 | 0 | 0 | 0.55556 | 1 | 1 | 1 | 1 | 0.77778 | 1 | 1 | 1 | 1 | 0 | 0 | 0 | 0 | 0 | 0 | 0 | ; | DEER08 OFS All Yr Lt2 Sa |  |  |  |  | 3904 | 12 | 35 | 1 | DEER08-OFS-All-Yr-Lt2-Sa | 0 | Cst-Zeroes | 0 | Cst-Zeroes | 1 | 8 | 17 | 12 | 12 | 12 | 12 | 12 | 12 | 12 | 24.7778 | 35 | 35 | 35 | 35 | 29.8889 | 35 | 35 | 35 | 35 | 12 | 12 | 12 | 12 | 12 | 12 | 12 | DEER08 OFS All Yr Lt2 Sa | kjm - 5/22/2008 - added/revised ltg profiles: Lt1=T5/T8/T12/HID; Lt2=CFL
3905 | 8 | 22 | 0 | 0 | 0 | 0 | 0 | 0 | 0 | 0.49163 | 1 | 1 | 1 | 1 | 1 | 1 | 1 | 1 | 1 | 1 | 1 | 1 | 1 | 0.71013 | 0.49163 | 0.054625 | ; | DEER08 RSD Din Yr Lt2 Wd |  |  |  |  | 3905 | 14 | 80 | 1 | DEER08-RSD-Din-Yr-Lt2-Wd | 0 | Cst-Zeroes | 0 | Cst-Zeroes | 1 | 8 | 22 | 14 | 14 | 14 | 14 | 14 | 14 | 14 | 46.4474 | 80 | 80 | 80 | 80 | 80 | 80 | 80 | 80 | 80 | 80 | 80 | 80 | 80 | 60.8684 | 46.4474 | 17.6053 | DEER08 RSD Din Yr Lt2 Wd | kjm - 5/22/2008 - added/revised ltg profiles: Lt1=T5/T8/T12/HID; Lt2=CFL
3906 | 8 | 23 | 0 | 0 | 0 | 0 | 0 | 0 | 0 | 0.49163 | 1 | 1 | 1 | 1 | 1 | 1 | 1 | 1 | 1 | 1 | 1 | 1 | 1 | 1 | 0.50758 | 0.50758 | ; | DEER08 RSD Din Yr Lt2 WeH |  |  |  |  | 3906 | 14 | 80 | 1 | DEER08-RSD-Din-Yr-Lt2-WeH | 0 | Cst-Zeroes | 0 | Cst-Zeroes | 1 | 8 | 23 | 14 | 14 | 14 | 14 | 14 | 14 | 14 | 46.4474 | 80 | 80 | 80 | 80 | 80 | 80 | 80 | 80 | 80 | 80 | 80 | 80 | 80 | 80 | 47.5 | 47.5 | DEER08 RSD Din Yr Lt2 WeH | kjm - 5/22/2008 - added/revised ltg profiles: Lt1=T5/T8/T12/HID; Lt2=CFL
3907 | 8 | 22 | 0 | 0 | 0 | 0 | 0 | 0 | 0.6 | 0.6 | 1 | 1 | 1 | 1 | 1 | 1 | 1 | 1 | 1 | 1 | 1 | 1 | 1 | 0.74491 | 0.6 | 0.2 | ; | DEER08 RSD Kit Yr Lt2 Wd |  |  |  |  | 3907 | 5 | 80 | 1 | DEER08-RSD-Kit-Yr-Lt2-Wd | 0 | Cst-Zeroes | 0 | Cst-Zeroes | 1 | 8 | 22 | 5 | 5 | 5 | 5 | 5 | 5 | 50 | 50 | 80 | 80 | 80 | 80 | 80 | 80 | 80 | 80 | 80 | 80 | 80 | 80 | 80 | 60.8684 | 50 | 20 | DEER08 RSD Kit Yr Lt2 Wd | kjm - 5/22/2008 - added/revised ltg profiles: Lt1=T5/T8/T12/HID; Lt2=CFL
3908 | 8 | 22 | 0 | 0 | 0 | 0 | 0 | 0 | 0.6 | 0.6 | 1 | 1 | 1 | 1 | 1 | 1 | 1 | 1 | 1 | 1 | 1 | 1 | 1 | 1 | 0.6 | 0.6 | ; | DEER08 RSD Kit Yr Lt2 WeH |  |  |  |  | 3908 | 5 | 80 | 1 | DEER08-RSD-Kit-Yr-Lt2-WeH | 0 | Cst-Zeroes | 0 | Cst-Zeroes | 1 | 8 | 22 | 5 | 5 | 5 | 5 | 5 | 5 | 50 | 50 | 80 | 80 | 80 | 80 | 80 | 80 | 80 | 80 | 80 | 80 | 80 | 80 | 80 | 80 | 50 | 50 | DEER08 RSD Kit Yr Lt2 WeH | kjm - 5/22/2008 - added/revised ltg profiles: Lt1=T5/T8/T12/HID; Lt2=CFL
3909 | 6 | 24 | 0 | 0 | 0 | 0 | 0 | 0.16083 | 0.32166 | 0.37527 | 0.37527 | 0.37527 | 0.75054 | 1 | 1 | 1 | 1 | 1 | 1 | 1 | 1 | 1 | 1 | 1 | 0.68401 | 0.68401 | ; | DEER08 RFF Din Yr Lt2 Wd |  |  |  |  | 3909 | 14 | 81.25 | 1 | DEER08-RFF-Din-Yr-Lt2-Wd | 0 | Cst-Zeroes | 0 | Cst-Zeroes | 1 | 6 | 24 | 14 | 14 | 14 | 14 | 14 | 24.8158 | 35.6316 | 39.2368 | 39.2368 | 39.2368 | 64.4737 | 81.25 | 81.25 | 81.25 | 81.25 | 81.25 | 81.25 | 81.25 | 81.25 | 81.25 | 81.25 | 81.25 | 60 | 60 | DEER08 RFF Din Yr Lt2 Wd | kjm - 5/22/2008 - added/revised ltg profiles: Lt1=T5/T8/T12/HID; Lt2=CFL
3910 | 6 | 24 | 0 | 0 | 0 | 0 | 0 | 0.18587 | 0.34201 | 0.39405 | 0.39405 | 0.39405 | 0.75836 | 1 | 1 | 1 | 1 | 1 | 1 | 1 | 1 | 1 | 1 | 1 | 0.68401 | 0.68401 | ; | DEER08 RFF Din Yr Lt2 WeH |  |  |  |  | 3910 | 14 | 81.25 | 1 | DEER08-RFF-Din-Yr-Lt2-WeH | 0 | Cst-Zeroes | 0 | Cst-Zeroes | 1 | 6 | 24 | 14 | 14 | 14 | 14 | 14 | 26.5 | 37 | 40.5 | 40.5 | 40.5 | 65 | 81.25 | 81.25 | 81.25 | 81.25 | 81.25 | 81.25 | 81.25 | 81.25 | 81.25 | 81.25 | 81.25 | 60 | 60 | DEER08 RFF Din Yr Lt2 WeH | kjm - 5/22/2008 - added/revised ltg profiles: Lt1=T5/T8/T12/HID; Lt2=CFL
3911 | 6 | 24 | 0 | 0 | 0 | 0 | 0.32787 | 0.32787 | 0.37964 | 0.42105 | 0.42105 | 0.42105 | 0.71096 | 1 | 1 | 1 | 1 | 1 | 1 | 1 | 1 | 1 | 1 | 1 | 0.85246 | 0.85246 | ; | DEER08 RFF Kit Yr Lt2 Wd |  |  |  |  | 3911 | 5 | 81.25 | 1 | DEER08-RFF-Kit-Yr-Lt2-Wd | 0 | Cst-Zeroes | 0 | Cst-Zeroes | 1 | 6 | 24 | 5 | 5 | 5 | 5 | 30 | 30 | 33.9474 | 37.1053 | 37.1053 | 37.1053 | 59.2105 | 81.25 | 81.25 | 81.25 | 81.25 | 81.25 | 81.25 | 81.25 | 81.25 | 81.25 | 81.25 | 81.25 | 70 | 70 | DEER08 RFF Kit Yr Lt2 Wd | kjm - 5/22/2008 - added/revised ltg profiles: Lt1=T5/T8/T12/HID; Lt2=CFL
3912 | 6 | 24 | 0 | 0 | 0 | 0 | 0.32787 | 0.32787 | 0.37964 | 0.42105 | 0.42105 | 0.42105 | 0.71096 | 1 | 1 | 1 | 1 | 1 | 1 | 1 | 1 | 1 | 1 | 1 | 0.85246 | 0.85246 | ; | DEER08 RFF Kit Yr Lt2 WeH |  |  |  |  | 3912 | 5 | 81.25 | 1 | DEER08-RFF-Kit-Yr-Lt2-WeH | 0 | Cst-Zeroes | 0 | Cst-Zeroes | 1 | 6 | 24 | 5 | 5 | 5 | 5 | 30 | 30 | 33.9474 | 37.1053 | 37.1053 | 37.1053 | 59.2105 | 81.25 | 81.25 | 81.25 | 81.25 | 81.25 | 81.25 | 81.25 | 81.25 | 81.25 | 81.25 | 81.25 | 70 | 70 | DEER08 RFF Kit Yr Lt2 WeH | kjm - 5/22/2008 - added/revised ltg profiles: Lt1=T5/T8/T12/HID; Lt2=CFL
;
3913 | 9 | 13 | 0 | 0 | 0 | 0 | 0 | 0 | 0 | 0 | 0 | 0 | 0 | 0 | 0 | 0 | 0 | 0 | 0 | 0 | 0 | 0 | 0 | 0 | 0 | 0 | ; | [5 empty] | 3913 | 0 | 0 | 1 | Cst-Zeroes | 0 | Cst-Zeroes | 0 | Cst-Zeroes | 1 | 9 | 13 | 0 | 0 | 0 | 0 | 0 | 0 | 0 | 0 | 0 | 0 | 0 | 0 | 0 | 0 | 0 | 0 | 0 | 0 | 0 | 0 | 0 | 0 | 0 | 0 | 0
3914 | 9 | 13 | 0 | 0 | 0 | 0 | 0 | 0 | 0 | 0 | 0 | 0 | 0 | 0 | 0 | 0 | 0 | 0 | 0 | 0 | 0 | 0 | 0 | 0 | 0 | 0 | ; | [5 empty] | 3914 | 0 | 0 | 1 | Cst-Zeroes | 0 | Cst-Zeroes | 0 | Cst-Zeroes | 1 | 9 | 13 | 0 | 0 | 0 | 0 | 0 | 0 | 0 | 0 | 0 | 0 | 0 | 0 | 0 | 0 | 0 | 0 | 0 | 0 | 0 | 0 | 0 | 0 | 0 | 0 | 0
3915 | 9 | 13 | 0 | 0 | 0 | 0 | 0 | 0 | 0 | 0 | 0 | 0 | 0 | 0 | 0 | 0 | 0 | 0 | 0 | 0 | 0 | 0 | 0 | 0 | 0 | 0 | ; | [5 empty] | 3915 | 0 | 0 | 1 | Cst-Zeroes | 0 | Cst-Zeroes | 0 | Cst-Zeroes | 1 | 9 | 13 | 0 | 0 | 0 | 0 | 0 | 0 | 0 | 0 | 0 | 0 | 0 | 0 | 0 | 0 | 0 | 0 | 0 | 0 | 0 | 0 | 0 | 0 | 0 | 0 | 0
3916 | 9 | 13 | 0 | 0 | 0 | 0 | 0 | 0 | 0 | 0 | 0 | 0 | 0 | 0 | 0 | 0 | 0 | 0 | 0 | 0 | 0 | 0 | 0 | 0 | 0 | 0 | ; | [5 empty] | 3916 | 0 | 0 | 1 | Cst-Zeroes | 0 | Cst-Zeroes | 0 | Cst-Zeroes | 1 | 9 | 13 | 0 | 0 | 0 | 0 | 0 | 0 | 0 | 0 | 0 | 0 | 0 | 0 | 0 | 0 | 0 | 0 | 0 | 0 | 0 | 0 | 0 | 0 | 0 | 0 | 0
3917 | 10 | 22 | 0 | 0 | 0 | 0 | 0 | 0 | 0 | 0 | 0 | 0 | 0 | 0 | 0 | 0 | 0 | 0 | 0 | 0 | 0 | 0 | 0 | 0 | 0 | 0 | ; | [5 empty] | 3917 | 0 | 0 | 1 | Cst-Zeroes | 0 | Cst-Zeroes | 0 | Cst-Zeroes | 1 | 10 | 22 | 0 | 0 | 0 | 0 | 0 | 0 | 0 | 0 | 0 | 0 | 0 | 0 | 0 | 0 | 0 | 0 | 0 | 0 | 0 | 0 | 0 | 0 | 0 | 0 | 0
;
9998 | -1 | -1 | 0 | 0 | 0 | 0 | 0 | 0 | 0 | 0 | 0 | 0 | 0 | 0 | 0 | 0 | 0 | 0 | 0 | 0 | 0 | 0 | 0 | 0 | 0 | 0 | ; | [5 empty] | 9998 | 0 | 0 | 1 | Cst-Zeroes | 0 | Cst-Zeroes | 0 | Cst-Zeroes | 1 | -1 | -1 | 0 | 0 | 0 | 0 | 0 | 0 | 0 | 0 | 0 | 0 | 0 | 0 | 0 | 0 | 0 | 0 | 0 | 0 | 0 | 0 | 0 | 0 | 0 | 0 | 0
9999 | -1 | -1 | 0 | 0 | 0 | 0 | 0 | 0 | 0 | 0 | 0 | 0 | 0 | 0 | 0 | 0 | 0 | 0 | 0 | 0 | 0 | 0 | 0 | 0 | 0 | 0 | ; | [5 empty] | 9999 | 0 | 0 | 1 | Cst-Zeroes | 0 | Cst-Zeroes | 0 | Cst-Zeroes | 1 | -1 | -1 | 0 | 0 | 0 | 0 | 0 | 0 | 0 | 0 | 0 | 0 | 0 | 0 | 0 | 0 | 0 | 0 | 0 | 0 | 0 | 0 | 0 | 0 | 0 | 0 | 0
Note on B251: Scott Criswell: Assembly
Note on B261: Scott Criswell: Primary School
Note on D261: Scott Criswell: In-Session
Note on B282: Scott Criswell: Secondary (High) School
Note on D282: Scott Criswell: In-Session
Note on B317: Scott Criswell: Community College
Note on D317: Scott Criswell: In-Session (school year)
Note on D338: Scott Criswell: Summer Session (40% of In-Session load)
Note on D339: Scott Criswell: Breaks (closed)
Note on B340: Scott Criswell: University
Note on D340: Scott Criswell: In-Session (school year)
Note on D377: Scott Criswell: Summer Session (40% of In-Session load)
Note on D380: Scott Criswell: Breaks (closed)
Note on B385: Scott Criswell: Hospital
Note on B426: Scott Criswell: Nursing Home
Note on B453: Scott Criswell: Hotel (public areas)
Note on B493: Scott Criswell: Hotel (rooms)
Note on B506: Scott Criswell: Motel
Note on B535: Scott Criswell: BioTech Manufacturing
Note on B581: Scott Criswell: Manufacturing - Light Industrial
Note on B595: Scott Criswell: Large Office
Note on B603: Scott Criswell: Small Office
Note on B611: Scott Criswell: Sit-Down Restaurant
Note on B627: Scott Criswell: Fast Food Restaurant
Note on B643: Scott Criswell: Retail - 3-Story Large
Note on B673: Scott Criswell: Retail - Large Single-Story
Note on B714: Scott Criswell: Retail - Small
Note on B726: Scott Criswell: Storage - Conditioned
Note on B730: Scott Criswell: Storage - Unconditioned
Note on B734: Scott Criswell: Grocery
Note on B771: Scott Criswell: Refrigerated Warehouse
Note on B795: Scott Criswell: Residential
Note on B1935: Scott Criswell: Community College
Note on D1935: Scott Criswell: Summer Session
Note on B1977: Scott Criswell: University
Note on B2000: Scott Criswell: University
Note on D2000: Scott Criswell: Summer Session

## HP_DEERProfileID-2005
; | eQUEST DEER Wizard Look-up Table - Schedule Group, Enduse & Day -> Profile ID & Min/Max
;
; | 2/16/05 |  | SAC | Created table
;
; | [8 empty] | Occup
; | [8 empty] | ILit
; | [8 empty] | ELit
; | [8 empty] | OffEq
; | [8 empty] | Cook
; | [8 empty] | Refrig | Sun
; | [8 empty] | Misc | Mon
; | [8 empty] | DHW | Tue
; | [8 empty] | AirComp | Wed
; | [8 empty] | Motors | Thu
; | [8 empty] | Proc | Fri
; | [8 empty] | SCRefr | Sat
; | [8 empty] | TLit | Hol
; | [8 empty] | Infil | Cls
; | [8 empty] | all | all
; Independents |  |  | Dependents
; 1 | 2 | 3 | 1 | 2 | 3 | 4 |  |  |  |  | Profile
; Sch | End |  | Profile | FINAL | Profile | Profile |  |  |  |  | Min | Max |  | Profile | Profile
; Grp | use | Day | ID | Prf Min | Min | Max |  | Sched Group | Enduse | Day | Mult | Mult | Profile | Min | Max
;
1011 | 8 | 6 | 3001 | -1 | 0 | 25 | ; | Assembly Admin | Occup | Sat | 1 | 1 | DEER ASM Off Occ WeH | 0 | 25 | Assembly Admin Occup Sat | 3001 | 0 | 25
1011 | 8 | 7 | 3001 | -1 | 0 | 25 | ; | Assembly Admin | Occup | Sun | 1 | 1 | DEER ASM Off Occ WeH | 0 | 25 | Assembly Admin Occup Sun | 3001 | 0 | 25
1011 | 8 | 8 | 3001 | -1 | 0 | 25 | ; | Assembly Admin | Occup | Hol | 1 | 1 | DEER ASM Off Occ WeH | 0 | 25 | Assembly Admin Occup Hol | 3001 | 0 | 25
1011 | 8 | 11 | 3001 | -1 | 0 | 25 | ; | Assembly Admin | Occup | Cls | 1 | 1 | DEER ASM Off Occ WeH | 0 | 25 | Assembly Admin Occup Cls | 3001 | 0 | 25
1011 | 8 | -99 | 3000 | -1 | 0 | 100 | ; | Assembly Admin | Occup | all | 1 | 1 | DEER ASM Off Occ Wd | 0 | 100 | Assembly Admin Occup all | 3000 | 0 | 100
1011 | 1 | -99 | 3002 | -1 | 5 | 95 | ; | Assembly Admin | ILit | all | 1 | 1 | DEER ASM Off Ltg | 5 | 95 | Assembly Admin ILit all | 3002 | 5 | 95
1011 | 6 | 6 | 3004 | -1 | 5 | 25 | ; | Assembly Admin | Misc | Sat | 1 | 1 | DEER ASM Off Eqp WeH | 5 | 25 | Assembly Admin Misc Sat | 3004 | 5 | 25
1011 | 6 | 7 | 3004 | -1 | 5 | 25 | ; | Assembly Admin | Misc | Sun | 1 | 1 | DEER ASM Off Eqp WeH | 5 | 25 | Assembly Admin Misc Sun | 3004 | 5 | 25
1011 | 6 | 8 | 3004 | -1 | 5 | 25 | ; | Assembly Admin | Misc | Hol | 1 | 1 | DEER ASM Off Eqp WeH | 5 | 25 | Assembly Admin Misc Hol | 3004 | 5 | 25
1011 | 6 | 11 | 3004 | -1 | 5 | 25 | ; | Assembly Admin | Misc | Cls | 1 | 1 | DEER ASM Off Eqp WeH | 5 | 25 | Assembly Admin Misc Cls | 3004 | 5 | 25
1011 | 6 | -99 | 3003 | -1 | 5 | 95 | ; | Assembly Admin | Misc | all | 1 | 1 | DEER ASM Off Eqp Wd | 5 | 95 | Assembly Admin Misc all | 3003 | 5 | 95
1021 | 8 | -99 | 3005 | -1 | 0 | 90 | ; | Assembly Auditorium | Occup | all | 1 | 1 | DEER ASM Asm Occ | 0 | 90 | Assembly Auditorium Occup all | 3005 | 0 | 90
1021 | 1 | -99 | 3006 | -1 | 5 | 80 | ; | Assembly Auditorium | ILit | all | 1 | 1 | DEER ASM Asm Ltg | 5 | 80 | Assembly Auditorium ILit all | 3006 | 5 | 80
1021 | 6 | -99 | 3007 | -1 | 25 | 100 | ; | Assembly Auditorium | Misc | all | 1 | 1 | DEER ASM Asm Eqp | 25 | 100 | Assembly Auditorium Misc all | 3007 | 25 | 100
;
2011 | 8 | 6 | 3011 | -1 | 0 | 30 | ; | PrimSchool Class/Office (in session) | Occup | Sat | 1 | 1 | DEER EPR ClOf IS Oc Sa | 0 | 30 | PrimSchool Class/Office (in session) Occup Sat | 3011 | 0 | 30
2011 | 8 | 7 | 1 | -1 | 0 | 0 | ; | PrimSchool Class/Office (in session) | Occup | Sun | 1 | 1 | Always Off | 0 | 0 | PrimSchool Class/Office (in session) Occup Sun | 1 | 0 | 0
2011 | 8 | 8 | 1 | -1 | 0 | 0 | ; | PrimSchool Class/Office (in session) | Occup | Hol | 1 | 1 | Always Off | 0 | 0 | PrimSchool Class/Office (in session) Occup Hol | 1 | 0 | 0
2011 | 8 | 11 | 1 | -1 | 0 | 0 | ; | PrimSchool Class/Office (in session) | Occup | Cls | 1 | 1 | Always Off | 0 | 0 | PrimSchool Class/Office (in session) Occup Cls | 1 | 0 | 0
2011 | 8 | -99 | 3010 | -1 | 0 | 100 | ; | PrimSchool Class/Office (in session) | Occup | all | 1 | 1 | DEER EPR ClOf IS Oc Wd | 0 | 100 | PrimSchool Class/Office (in session) Occup all | 3010 | 0 | 100
2011 | 1 | 6 | 3013 | -1 | 5 | 30 | ; | PrimSchool Class/Office (in session) | ILit | Sat | 1 | 1 | DEER EPR ClOf IS Lt Sa | 5 | 30 | PrimSchool Class/Office (in session) ILit Sat | 3013 | 5 | 30
2011 | 1 | 7 | 2 | -1 | 5 | 5 | ; | PrimSchool Class/Office (in session) | ILit | Sun | 0.05 | 0.05 | Always On | 100 | 100 | PrimSchool Class/Office (in session) ILit Sun | 2 | 5 | 5
2011 | 1 | 8 | 2 | -1 | 5 | 5 | ; | PrimSchool Class/Office (in session) | ILit | Hol | 0.05 | 0.05 | Always On | 100 | 100 | PrimSchool Class/Office (in session) ILit Hol | 2 | 5 | 5
2011 | 1 | 11 | 2 | -1 | 5 | 5 | ; | PrimSchool Class/Office (in session) | ILit | Cls | 0.05 | 0.05 | Always On | 100 | 100 | PrimSchool Class/Office (in session) ILit Cls | 2 | 5 | 5
2011 | 1 | -99 | 3012 | -1 | 5 | 100 | ; | PrimSchool Class/Office (in session) | ILit | all | 1 | 1 | DEER EPR ClOf IS Lt Wd | 5 | 100 | PrimSchool Class/Office (in session) ILit all | 3012 | 5 | 100
2011 | 6 | 6 | 3015 | -1 | 5 | 40 | ; | PrimSchool Class/Office (in session) | Misc | Sat | 1 | 1 | DEER EPR ClOf IS Eq Sa | 5 | 40 | PrimSchool Class/Office (in session) Misc Sat | 3015 | 5 | 40
2011 | 6 | 7 | 2 | -1 | 5 | 5 | ; | PrimSchool Class/Office (in session) | Misc | Sun | 0.05 | 0.05 | Always On | 100 | 100 | PrimSchool Class/Office (in session) Misc Sun | 2 | 5 | 5
2011 | 6 | 8 | 2 | -1 | 5 | 5 | ; | PrimSchool Class/Office (in session) | Misc | Hol | 0.05 | 0.05 | Always On | 100 | 100 | PrimSchool Class/Office (in session) Misc Hol | 2 | 5 | 5
2011 | 6 | 11 | 2 | -1 | 5 | 5 | ; | PrimSchool Class/Office (in session) | Misc | Cls | 0.05 | 0.05 | Always On | 100 | 100 | PrimSchool Class/Office (in session) Misc Cls | 2 | 5 | 5
2011 | 6 | -99 | 3014 | -1 | 5 | 100 | ; | PrimSchool Class/Office (in session) | Misc | all | 1 | 1 | DEER EPR ClOf IS Eq Wd | 5 | 100 | PrimSchool Class/Office (in session) Misc all | 3014 | 5 | 100
2021 | 8 | 6 | 3017 | -1 | 0 | 40 | ; | PrimSchool Gym (in session) | Occup | Sat | 1 | 1 | DEER EPR Gym IS Oc Sa | 0 | 40 | PrimSchool Gym (in session) Occup Sat | 3017 | 0 | 40
2021 | 8 | 7 | 1 | -1 | 0 | 0 | ; | PrimSchool Gym (in session) | Occup | Sun | 1 | 1 | Always Off | 0 | 0 | PrimSchool Gym (in session) Occup Sun | 1 | 0 | 0
2021 | 8 | 8 | 1 | -1 | 0 | 0 | ; | PrimSchool Gym (in session) | Occup | Hol | 1 | 1 | Always Off | 0 | 0 | PrimSchool Gym (in session) Occup Hol | 1 | 0 | 0
2021 | 8 | 11 | 1 | -1 | 0 | 0 | ; | PrimSchool Gym (in session) | Occup | Cls | 1 | 1 | Always Off | 0 | 0 | PrimSchool Gym (in session) Occup Cls | 1 | 0 | 0
2021 | 8 | -99 | 3016 | -1 | 0 | 100 | ; | PrimSchool Gym (in session) | Occup | all | 1 | 1 | DEER EPR Gym IS Oc Wd | 0 | 100 | PrimSchool Gym (in session) Occup all | 3016 | 0 | 100
2021 | 1 | 6 | 3019 | -1 | 5 | 45 | ; | PrimSchool Gym (in session) | ILit | Sat | 1 | 1 | DEER EPR Gym IS Lt Sa | 5 | 45 | PrimSchool Gym (in session) ILit Sat | 3019 | 5 | 45
2021 | 1 | 7 | 2 | -1 | 5 | 5 | ; | PrimSchool Gym (in session) | ILit | Sun | 0.05 | 0.05 | Always On | 100 | 100 | PrimSchool Gym (in session) ILit Sun | 2 | 5 | 5
2021 | 1 | 8 | 2 | -1 | 5 | 5 | ; | PrimSchool Gym (in session) | ILit | Hol | 0.05 | 0.05 | Always On | 100 | 100 | PrimSchool Gym (in session) ILit Hol | 2 | 5 | 5
2021 | 1 | 11 | 2 | -1 | 5 | 5 | ; | PrimSchool Gym (in session) | ILit | Cls | 0.05 | 0.05 | Always On | 100 | 100 | PrimSchool Gym (in session) ILit Cls | 2 | 5 | 5
2021 | 1 | -99 | 3018 | -1 | 5 | 75 | ; | PrimSchool Gym (in session) | ILit | all | 1 | 1 | DEER EPR Gym IS Lt Wd | 5 | 75 | PrimSchool Gym (in session) ILit all | 3018 | 5 | 75
2021 | 6 | 6 | 3021 | -1 | 15 | 45 | ; | PrimSchool Gym (in session) | Misc | Sat | 1 | 1 | DEER EPR Gym IS Eq WeH | 15 | 45 | PrimSchool Gym (in session) Misc Sat | 3021 | 15 | 45
2021 | 6 | 7 | 2 | -1 | 5 | 5 | ; | PrimSchool Gym (in session) | Misc | Sun | 0.05 | 0.05 | Always On | 100 | 100 | PrimSchool Gym (in session) Misc Sun | 2 | 5 | 5
2021 | 6 | 8 | 2 | -1 | 5 | 5 | ; | PrimSchool Gym (in session) | Misc | Hol | 0.05 | 0.05 | Always On | 100 | 100 | PrimSchool Gym (in session) Misc Hol | 2 | 5 | 5
2021 | 6 | 11 | 2 | -1 | 5 | 5 | ; | PrimSchool Gym (in session) | Misc | Cls | 0.05 | 0.05 | Always On | 100 | 100 | PrimSchool Gym (in session) Misc Cls | 2 | 5 | 5
2021 | 6 | -99 | 3020 | -1 | 15 | 100 | ; | PrimSchool Gym (in session) | Misc | all | 1 | 1 | DEER EPR Gym IS Eq Wd | 15 | 100 | PrimSchool Gym (in session) Misc all | 3020 | 15 | 100
2031 | 8 | 6 | 1 | -1 | 0 | 0 | ; | PrimSchool Cafeteria (in session) | Occup | Sat | 1 | 1 | Always Off | 0 | 0 | PrimSchool Cafeteria (in session) Occup Sat | 1 | 0 | 0
2031 | 8 | 7 | 1 | -1 | 0 | 0 | ; | PrimSchool Cafeteria (in session) | Occup | Sun | 1 | 1 | Always Off | 0 | 0 | PrimSchool Cafeteria (in session) Occup Sun | 1 | 0 | 0
2031 | 8 | 8 | 1 | -1 | 0 | 0 | ; | PrimSchool Cafeteria (in session) | Occup | Hol | 1 | 1 | Always Off | 0 | 0 | PrimSchool Cafeteria (in session) Occup Hol | 1 | 0 | 0
2031 | 8 | 11 | 1 | -1 | 0 | 0 | ; | PrimSchool Cafeteria (in session) | Occup | Cls | 1 | 1 | Always Off | 0 | 0 | PrimSchool Cafeteria (in session) Occup Cls | 1 | 0 | 0
2031 | 8 | -99 | 3022 | -1 | 0 | 50 | ; | PrimSchool Cafeteria (in session) | Occup | all | 1 | 1 | DEER EPR Din IS Oc Wd | 0 | 50 | PrimSchool Cafeteria (in session) Occup all | 3022 | 0 | 50
2031 | 1 | 6 | 2 | -1 | 5 | 5 | ; | PrimSchool Cafeteria (in session) | ILit | Sat | 0.05 | 0.05 | Always On | 100 | 100 | PrimSchool Cafeteria (in session) ILit Sat | 2 | 5 | 5
2031 | 1 | 7 | 2 | -1 | 5 | 5 | ; | PrimSchool Cafeteria (in session) | ILit | Sun | 0.05 | 0.05 | Always On | 100 | 100 | PrimSchool Cafeteria (in session) ILit Sun | 2 | 5 | 5
2031 | 1 | 8 | 2 | -1 | 5 | 5 | ; | PrimSchool Cafeteria (in session) | ILit | Hol | 0.05 | 0.05 | Always On | 100 | 100 | PrimSchool Cafeteria (in session) ILit Hol | 2 | 5 | 5
2031 | 1 | 11 | 2 | -1 | 5 | 5 | ; | PrimSchool Cafeteria (in session) | ILit | Cls | 0.05 | 0.05 | Always On | 100 | 100 | PrimSchool Cafeteria (in session) ILit Cls | 2 | 5 | 5
2031 | 1 | -99 | 3023 | -1 | 5 | 100 | ; | PrimSchool Cafeteria (in session) | ILit | all | 1 | 1 | DEER EPR Din IS Lt Wd | 5 | 100 | PrimSchool Cafeteria (in session) ILit all | 3023 | 5 | 100
2031 | 6 | 6 | 2 | -1 | 5 | 5 | ; | PrimSchool Cafeteria (in session) | Misc | Sat | 0.05 | 0.05 | Always On | 100 | 100 | PrimSchool Cafeteria (in session) Misc Sat | 2 | 5 | 5
2031 | 6 | 7 | 2 | -1 | 5 | 5 | ; | PrimSchool Cafeteria (in session) | Misc | Sun | 0.05 | 0.05 | Always On | 100 | 100 | PrimSchool Cafeteria (in session) Misc Sun | 2 | 5 | 5
2031 | 6 | 8 | 2 | -1 | 5 | 5 | ; | PrimSchool Cafeteria (in session) | Misc | Hol | 0.05 | 0.05 | Always On | 100 | 100 | PrimSchool Cafeteria (in session) Misc Hol | 2 | 5 | 5
2031 | 6 | 11 | 2 | -1 | 5 | 5 | ; | PrimSchool Cafeteria (in session) | Misc | Cls | 0.05 | 0.05 | Always On | 100 | 100 | PrimSchool Cafeteria (in session) Misc Cls | 2 | 5 | 5
2031 | 6 | -99 | 3024 | -1 | 5 | 100 | ; | PrimSchool Cafeteria (in session) | Misc | all | 1 | 1 | DEER EPR Din IS Eq Wd | 5 | 100 | PrimSchool Cafeteria (in session) Misc all | 3024 | 5 | 100
2041 | 8 | 6 | 1 | -1 | 0 | 0 | ; | PrimSchool Kitchen (in session) | Occup | Sat | 1 | 1 | Always Off | 0 | 0 | PrimSchool Kitchen (in session) Occup Sat | 1 | 0 | 0
2041 | 8 | 7 | 1 | -1 | 0 | 0 | ; | PrimSchool Kitchen (in session) | Occup | Sun | 1 | 1 | Always Off | 0 | 0 | PrimSchool Kitchen (in session) Occup Sun | 1 | 0 | 0
2041 | 8 | 8 | 1 | -1 | 0 | 0 | ; | PrimSchool Kitchen (in session) | Occup | Hol | 1 | 1 | Always Off | 0 | 0 | PrimSchool Kitchen (in session) Occup Hol | 1 | 0 | 0
2041 | 8 | 11 | 1 | -1 | 0 | 0 | ; | PrimSchool Kitchen (in session) | Occup | Cls | 1 | 1 | Always Off | 0 | 0 | PrimSchool Kitchen (in session) Occup Cls | 1 | 0 | 0
2041 | 8 | -99 | 3025 | -1 | 0 | 100 | ; | PrimSchool Kitchen (in session) | Occup | all | 1 | 1 | DEER EPR Kit IS Oc Wd | 0 | 100 | PrimSchool Kitchen (in session) Occup all | 3025 | 0 | 100
2041 | 1 | 6 | 2 | -1 | 5 | 5 | ; | PrimSchool Kitchen (in session) | ILit | Sat | 0.05 | 0.05 | Always On | 100 | 100 | PrimSchool Kitchen (in session) ILit Sat | 2 | 5 | 5
2041 | 1 | 7 | 2 | -1 | 5 | 5 | ; | PrimSchool Kitchen (in session) | ILit | Sun | 0.05 | 0.05 | Always On | 100 | 100 | PrimSchool Kitchen (in session) ILit Sun | 2 | 5 | 5
2041 | 1 | 8 | 2 | -1 | 5 | 5 | ; | PrimSchool Kitchen (in session) | ILit | Hol | 0.05 | 0.05 | Always On | 100 | 100 | PrimSchool Kitchen (in session) ILit Hol | 2 | 5 | 5
2041 | 1 | 11 | 2 | -1 | 5 | 5 | ; | PrimSchool Kitchen (in session) | ILit | Cls | 0.05 | 0.05 | Always On | 100 | 100 | PrimSchool Kitchen (in session) ILit Cls | 2 | 5 | 5
2041 | 1 | -99 | 3026 | -1 | 5 | 100 | ; | PrimSchool Kitchen (in session) | ILit | all | 1 | 1 | DEER EPR Kit IS Lt Wd | 5 | 100 | PrimSchool Kitchen (in session) ILit all | 3026 | 5 | 100
2041 | 6 | 6 | 2 | -1 | 5 | 5 | ; | PrimSchool Kitchen (in session) | Misc | Sat | 0.05 | 0.05 | Always On | 100 | 100 | PrimSchool Kitchen (in session) Misc Sat | 2 | 5 | 5
2041 | 6 | 7 | 2 | -1 | 5 | 5 | ; | PrimSchool Kitchen (in session) | Misc | Sun | 0.05 | 0.05 | Always On | 100 | 100 | PrimSchool Kitchen (in session) Misc Sun | 2 | 5 | 5
2041 | 6 | 8 | 2 | -1 | 5 | 5 | ; | PrimSchool Kitchen (in session) | Misc | Hol | 0.05 | 0.05 | Always On | 100 | 100 | PrimSchool Kitchen (in session) Misc Hol | 2 | 5 | 5
2041 | 6 | 11 | 2 | -1 | 5 | 5 | ; | PrimSchool Kitchen (in session) | Misc | Cls | 0.05 | 0.05 | Always On | 100 | 100 | PrimSchool Kitchen (in session) Misc Cls | 2 | 5 | 5
2041 | 6 | -99 | 3027 | -1 | 15 | 100 | ; | PrimSchool Kitchen (in session) | Misc | all | 1 | 1 | DEER EPR Kit IS Eq Wd | 15 | 100 | PrimSchool Kitchen (in session) Misc all | 3027 | 15 | 100
2041 | 4 | 6 | 1 | -1 | 0 | 0 | ; | PrimSchool Kitchen (in session) | Cook | Sat | 1 | 1 | Always Off | 0 | 0 | PrimSchool Kitchen (in session) Cook Sat | 1 | 0 | 0
2041 | 4 | 7 | 1 | -1 | 0 | 0 | ; | PrimSchool Kitchen (in session) | Cook | Sun | 1 | 1 | Always Off | 0 | 0 | PrimSchool Kitchen (in session) Cook Sun | 1 | 0 | 0
2041 | 4 | 8 | 1 | -1 | 0 | 0 | ; | PrimSchool Kitchen (in session) | Cook | Hol | 1 | 1 | Always Off | 0 | 0 | PrimSchool Kitchen (in session) Cook Hol | 1 | 0 | 0
2041 | 4 | 11 | 1 | -1 | 0 | 0 | ; | PrimSchool Kitchen (in session) | Cook | Cls | 1 | 1 | Always Off | 0 | 0 | PrimSchool Kitchen (in session) Cook Cls | 1 | 0 | 0
2041 | 4 | -99 | 3028 | -1 | 0 | 100 | ; | PrimSchool Kitchen (in session) | Cook | all | 1 | 1 | DEER EPR Kit IS Ck Wd | 0 | 100 | PrimSchool Kitchen (in session) Cook all | 3028 | 0 | 100
2012 | 8 | -99 | 1 | -1 | 0 | 0 | ; | PrimSchool Class/Office (break) | Occup | all | 1 | 1 | Always Off | 0 | 0 | PrimSchool Class/Office (break) Occup all | 1 | 0 | 0
2012 | 1 | -99 | 1 | -1 | 0 | 0 | ; | PrimSchool Class/Office (break) | ILit | all | 1 | 1 | Always Off | 0 | 0 | PrimSchool Class/Office (break) ILit all | 1 | 0 | 0
2012 | 6 | -99 | 1 | -1 | 0 | 0 | ; | PrimSchool Class/Office (break) | Misc | all | 1 | 1 | Always Off | 0 | 0 | PrimSchool Class/Office (break) Misc all | 1 | 0 | 0
2022 | 8 | -99 | 1 | -1 | 0 | 0 | ; | PrimSchool Gym (break) | Occup | all | 1 | 1 | Always Off | 0 | 0 | PrimSchool Gym (break) Occup all | 1 | 0 | 0
2022 | 1 | -99 | 1 | -1 | 0 | 0 | ; | PrimSchool Gym (break) | ILit | all | 1 | 1 | Always Off | 0 | 0 | PrimSchool Gym (break) ILit all | 1 | 0 | 0
2022 | 6 | -99 | 1 | -1 | 0 | 0 | ; | PrimSchool Gym (break) | Misc | all | 1 | 1 | Always Off | 0 | 0 | PrimSchool Gym (break) Misc all | 1 | 0 | 0
2032 | 8 | -99 | 1 | -1 | 0 | 0 | ; | PrimSchool Cafeteria (break) | Occup | all | 1 | 1 | Always Off | 0 | 0 | PrimSchool Cafeteria (break) Occup all | 1 | 0 | 0
2032 | 1 | -99 | 1 | -1 | 0 | 0 | ; | PrimSchool Cafeteria (break) | ILit | all | 1 | 1 | Always Off | 0 | 0 | PrimSchool Cafeteria (break) ILit all | 1 | 0 | 0
2032 | 6 | -99 | 1 | -1 | 0 | 0 | ; | PrimSchool Cafeteria (break) | Misc | all | 1 | 1 | Always Off | 0 | 0 | PrimSchool Cafeteria (break) Misc all | 1 | 0 | 0
2042 | 8 | -99 | 1 | -1 | 0 | 0 | ; | PrimSchool Kitchen (break) | Occup | all | 1 | 1 | Always Off | 0 | 0 | PrimSchool Kitchen (break) Occup all | 1 | 0 | 0
2042 | 1 | -99 | 1 | -1 | 0 | 0 | ; | PrimSchool Kitchen (break) | ILit | all | 1 | 1 | Always Off | 0 | 0 | PrimSchool Kitchen (break) ILit all | 1 | 0 | 0
2042 | 6 | -99 | 1 | -1 | 0 | 0 | ; | PrimSchool Kitchen (break) | Misc | all | 1 | 1 | Always Off | 0 | 0 | PrimSchool Kitchen (break) Misc all | 1 | 0 | 0
2042 | 4 | -99 | 1 | -1 | 0 | 0 | ; | PrimSchool Kitchen (break) | Cook | all | 1 | 1 | Always Off | 0 | 0 | PrimSchool Kitchen (break) Cook all | 1 | 0 | 0
;
3011 | 8 | 6 | 3032 | -1 | 0 | 30 | ; | HighSchool Class (in session) | Occup | Sat | 1 | 1 | DEER ESE Cls IS Oc Sa | 0 | 30 | HighSchool Class (in session) Occup Sat | 3032 | 0 | 30
3011 | 8 | 7 | 1 | -1 | 0 | 0 | ; | HighSchool Class (in session) | Occup | Sun | 1 | 1 | Always Off | 0 | 0 | HighSchool Class (in session) Occup Sun | 1 | 0 | 0
3011 | 8 | 8 | 1 | -1 | 0 | 0 | ; | HighSchool Class (in session) | Occup | Hol | 1 | 1 | Always Off | 0 | 0 | HighSchool Class (in session) Occup Hol | 1 | 0 | 0
3011 | 8 | 11 | 1 | -1 | 0 | 0 | ; | HighSchool Class (in session) | Occup | Cls | 1 | 1 | Always Off | 0 | 0 | HighSchool Class (in session) Occup Cls | 1 | 0 | 0
3011 | 8 | -99 | 3031 | -1 | 0 | 100 | ; | HighSchool Class (in session) | Occup | all | 1 | 1 | DEER ESE Cls IS Oc Wd | 0 | 100 | HighSchool Class (in session) Occup all | 3031 | 0 | 100
3011 | 1 | 6 | 3034 | -1 | 5 | 30 | ; | HighSchool Class (in session) | ILit | Sat | 1 | 1 | DEER ESE Cls IS Lt Sa | 5 | 30 | HighSchool Class (in session) ILit Sat | 3034 | 5 | 30
3011 | 1 | 7 | 2 | -1 | 5 | 5 | ; | HighSchool Class (in session) | ILit | Sun | 0.05 | 0.05 | Always On | 100 | 100 | HighSchool Class (in session) ILit Sun | 2 | 5 | 5
3011 | 1 | 8 | 2 | -1 | 5 | 5 | ; | HighSchool Class (in session) | ILit | Hol | 0.05 | 0.05 | Always On | 100 | 100 | HighSchool Class (in session) ILit Hol | 2 | 5 | 5
3011 | 1 | 11 | 2 | -1 | 5 | 5 | ; | HighSchool Class (in session) | ILit | Cls | 0.05 | 0.05 | Always On | 100 | 100 | HighSchool Class (in session) ILit Cls | 2 | 5 | 5
3011 | 1 | -99 | 3033 | -1 | 5 | 100 | ; | HighSchool Class (in session) | ILit | all | 1 | 1 | DEER ESE Cls IS Lt Wd | 5 | 100 | HighSchool Class (in session) ILit all | 3033 | 5 | 100
3011 | 6 | 6 | 3036 | -1 | 5 | 40 | ; | HighSchool Class (in session) | Misc | Sat | 1 | 1 | DEER ESE Cls IS Eq Sa | 5 | 40 | HighSchool Class (in session) Misc Sat | 3036 | 5 | 40
3011 | 6 | 7 | 2 | -1 | 5 | 5 | ; | HighSchool Class (in session) | Misc | Sun | 0.05 | 0.05 | Always On | 100 | 100 | HighSchool Class (in session) Misc Sun | 2 | 5 | 5
3011 | 6 | 8 | 2 | -1 | 5 | 5 | ; | HighSchool Class (in session) | Misc | Hol | 0.05 | 0.05 | Always On | 100 | 100 | HighSchool Class (in session) Misc Hol | 2 | 5 | 5
3011 | 6 | 11 | 2 | -1 | 5 | 5 | ; | HighSchool Class (in session) | Misc | Cls | 0.05 | 0.05 | Always On | 100 | 100 | HighSchool Class (in session) Misc Cls | 2 | 5 | 5
3011 | 6 | -99 | 3035 | -1 | 5 | 100 | ; | HighSchool Class (in session) | Misc | all | 1 | 1 | DEER ESE Cls IS Eq Wd | 5 | 100 | HighSchool Class (in session) Misc all | 3035 | 5 | 100
3021 | 8 | 6 | 1 | -1 | 0 | 0 | ; | HighSchool Office (in session) | Occup | Sat | 1 | 1 | Always Off | 0 | 0 | HighSchool Office (in session) Occup Sat | 1 | 0 | 0
3021 | 8 | 7 | 1 | -1 | 0 | 0 | ; | HighSchool Office (in session) | Occup | Sun | 1 | 1 | Always Off | 0 | 0 | HighSchool Office (in session) Occup Sun | 1 | 0 | 0
3021 | 8 | 8 | 1 | -1 | 0 | 0 | ; | HighSchool Office (in session) | Occup | Hol | 1 | 1 | Always Off | 0 | 0 | HighSchool Office (in session) Occup Hol | 1 | 0 | 0
3021 | 8 | 11 | 1 | -1 | 0 | 0 | ; | HighSchool Office (in session) | Occup | Cls | 1 | 1 | Always Off | 0 | 0 | HighSchool Office (in session) Occup Cls | 1 | 0 | 0
3021 | 8 | -99 | 3037 | -1 | 0 | 100 | ; | HighSchool Office (in session) | Occup | all | 1 | 1 | DEER ESE Off IS Oc Wd | 0 | 100 | HighSchool Office (in session) Occup all | 3037 | 0 | 100
3021 | 1 | 6 | 2 | -1 | 5 | 5 | ; | HighSchool Office (in session) | ILit | Sat | 0.05 | 0.05 | Always On | 100 | 100 | HighSchool Office (in session) ILit Sat | 2 | 5 | 5
3021 | 1 | 7 | 2 | -1 | 5 | 5 | ; | HighSchool Office (in session) | ILit | Sun | 0.05 | 0.05 | Always On | 100 | 100 | HighSchool Office (in session) ILit Sun | 2 | 5 | 5
3021 | 1 | 8 | 2 | -1 | 5 | 5 | ; | HighSchool Office (in session) | ILit | Hol | 0.05 | 0.05 | Always On | 100 | 100 | HighSchool Office (in session) ILit Hol | 2 | 5 | 5
3021 | 1 | 11 | 2 | -1 | 5 | 5 | ; | HighSchool Office (in session) | ILit | Cls | 0.05 | 0.05 | Always On | 100 | 100 | HighSchool Office (in session) ILit Cls | 2 | 5 | 5
3021 | 1 | -99 | 3038 | -1 | 5 | 100 | ; | HighSchool Office (in session) | ILit | all | 1 | 1 | DEER ESE Off IS Lt Wd | 5 | 100 | HighSchool Office (in session) ILit all | 3038 | 5 | 100
3021 | 6 | 6 | 2 | -1 | 5 | 5 | ; | HighSchool Office (in session) | Misc | Sat | 0.05 | 0.05 | Always On | 100 | 100 | HighSchool Office (in session) Misc Sat | 2 | 5 | 5
3021 | 6 | 7 | 2 | -1 | 5 | 5 | ; | HighSchool Office (in session) | Misc | Sun | 0.05 | 0.05 | Always On | 100 | 100 | HighSchool Office (in session) Misc Sun | 2 | 5 | 5
3021 | 6 | 8 | 2 | -1 | 5 | 5 | ; | HighSchool Office (in session) | Misc | Hol | 0.05 | 0.05 | Always On | 100 | 100 | HighSchool Office (in session) Misc Hol | 2 | 5 | 5
3021 | 6 | 11 | 2 | -1 | 5 | 5 | ; | HighSchool Office (in session) | Misc | Cls | 0.05 | 0.05 | Always On | 100 | 100 | HighSchool Office (in session) Misc Cls | 2 | 5 | 5
3021 | 6 | -99 | 3039 | -1 | 5 | 100 | ; | HighSchool Office (in session) | Misc | all | 1 | 1 | DEER ESE Off IS Eq Wd | 5 | 100 | HighSchool Office (in session) Misc all | 3039 | 5 | 100
3031 | 8 | 6 | 3041 | -1 | 0 | 30 | ; | HighSchool Gym (in session) | Occup | Sat | 1 | 1 | DEER ESE Gym IS Oc Sa | 0 | 30 | HighSchool Gym (in session) Occup Sat | 3041 | 0 | 30
3031 | 8 | 7 | 1 | -1 | 0 | 0 | ; | HighSchool Gym (in session) | Occup | Sun | 1 | 1 | Always Off | 0 | 0 | HighSchool Gym (in session) Occup Sun | 1 | 0 | 0
3031 | 8 | 8 | 1 | -1 | 0 | 0 | ; | HighSchool Gym (in session) | Occup | Hol | 1 | 1 | Always Off | 0 | 0 | HighSchool Gym (in session) Occup Hol | 1 | 0 | 0
3031 | 8 | 11 | 1 | -1 | 0 | 0 | ; | HighSchool Gym (in session) | Occup | Cls | 1 | 1 | Always Off | 0 | 0 | HighSchool Gym (in session) Occup Cls | 1 | 0 | 0
3031 | 8 | -99 | 3040 | -1 | 0 | 100 | ; | HighSchool Gym (in session) | Occup | all | 1 | 1 | DEER ESE Gym IS Oc Wd | 0 | 100 | HighSchool Gym (in session) Occup all | 3040 | 0 | 100
3031 | 1 | 6 | 3043 | -1 | 5 | 60 | ; | HighSchool Gym (in session) | ILit | Sat | 1 | 1 | DEER ESE Gym IS Lt Sa | 5 | 60 | HighSchool Gym (in session) ILit Sat | 3043 | 5 | 60
3031 | 1 | 7 | 3044 | -1 | 5 | 45 | ; | HighSchool Gym (in session) | ILit | Sun | 1 | 1 | DEER ESE Gym IS Lt SuH | 5 | 45 | HighSchool Gym (in session) ILit Sun | 3044 | 5 | 45
3031 | 1 | 8 | 3044 | -1 | 5 | 45 | ; | HighSchool Gym (in session) | ILit | Hol | 1 | 1 | DEER ESE Gym IS Lt SuH | 5 | 45 | HighSchool Gym (in session) ILit Hol | 3044 | 5 | 45
3031 | 1 | 11 | 3044 | -1 | 5 | 45 | ; | HighSchool Gym (in session) | ILit | Cls | 1 | 1 | DEER ESE Gym IS Lt SuH | 5 | 45 | HighSchool Gym (in session) ILit Cls | 3044 | 5 | 45
3031 | 1 | -99 | 3042 | -1 | 5 | 85 | ; | HighSchool Gym (in session) | ILit | all | 1 | 1 | DEER ESE Gym IS Lt Wd | 5 | 85 | HighSchool Gym (in session) ILit all | 3042 | 5 | 85
3031 | 6 | 6 | 3046 | -1 | 5 | 45 | ; | HighSchool Gym (in session) | Misc | Sat | 1 | 1 | DEER ESE Gym IS Eq Sa | 5 | 45 | HighSchool Gym (in session) Misc Sat | 3046 | 5 | 45
3031 | 6 | 7 | 3047 | -1 | 5 | 25 | ; | HighSchool Gym (in session) | Misc | Sun | 1 | 1 | DEER ESE Gym IS Eq SuH | 5 | 25 | HighSchool Gym (in session) Misc Sun | 3047 | 5 | 25
3031 | 6 | 8 | 3047 | -1 | 5 | 25 | ; | HighSchool Gym (in session) | Misc | Hol | 1 | 1 | DEER ESE Gym IS Eq SuH | 5 | 25 | HighSchool Gym (in session) Misc Hol | 3047 | 5 | 25
3031 | 6 | 11 | 3047 | -1 | 5 | 25 | ; | HighSchool Gym (in session) | Misc | Cls | 1 | 1 | DEER ESE Gym IS Eq SuH | 5 | 25 | HighSchool Gym (in session) Misc Cls | 3047 | 5 | 25
3031 | 6 | -99 | 3045 | -1 | 5 | 100 | ; | HighSchool Gym (in session) | Misc | all | 1 | 1 | DEER ESE Gym IS Eq Wd | 5 | 100 | HighSchool Gym (in session) Misc all | 3045 | 5 | 100
3041 | 8 | 6 | 3049 | -1 | 0 | 70 | ; | HighSchool Cafeteria (in session) | Occup | Sat | 1 | 1 | DEER ESE Din IS Oc Sa | 0 | 70 | HighSchool Cafeteria (in session) Occup Sat | 3049 | 0 | 70
3041 | 8 | 7 | 1 | -1 | 0 | 0 | ; | HighSchool Cafeteria (in session) | Occup | Sun | 1 | 1 | Always Off | 0 | 0 | HighSchool Cafeteria (in session) Occup Sun | 1 | 0 | 0
3041 | 8 | 8 | 1 | -1 | 0 | 0 | ; | HighSchool Cafeteria (in session) | Occup | Hol | 1 | 1 | Always Off | 0 | 0 | HighSchool Cafeteria (in session) Occup Hol | 1 | 0 | 0
3041 | 8 | 11 | 1 | -1 | 0 | 0 | ; | HighSchool Cafeteria (in session) | Occup | Cls | 1 | 1 | Always Off | 0 | 0 | HighSchool Cafeteria (in session) Occup Cls | 1 | 0 | 0
3041 | 8 | -99 | 3048 | -1 | 0 | 100 | ; | HighSchool Cafeteria (in session) | Occup | all | 1 | 1 | DEER ESE Din IS Oc Wd | 0 | 100 | HighSchool Cafeteria (in session) Occup all | 3048 | 0 | 100
3041 | 1 | 6 | 3051 | -1 | 5 | 60 | ; | HighSchool Cafeteria (in session) | ILit | Sat | 1 | 1 | DEER ESE Din IS Lt WeH | 5 | 60 | HighSchool Cafeteria (in session) ILit Sat | 3051 | 5 | 60
3041 | 1 | 7 | 3051 | -1 | 5 | 60 | ; | HighSchool Cafeteria (in session) | ILit | Sun | 1 | 1 | DEER ESE Din IS Lt WeH | 5 | 60 | HighSchool Cafeteria (in session) ILit Sun | 3051 | 5 | 60
3041 | 1 | 8 | 3051 | -1 | 5 | 60 | ; | HighSchool Cafeteria (in session) | ILit | Hol | 1 | 1 | DEER ESE Din IS Lt WeH | 5 | 60 | HighSchool Cafeteria (in session) ILit Hol | 3051 | 5 | 60
3041 | 1 | 11 | 3051 | -1 | 5 | 60 | ; | HighSchool Cafeteria (in session) | ILit | Cls | 1 | 1 | DEER ESE Din IS Lt WeH | 5 | 60 | HighSchool Cafeteria (in session) ILit Cls | 3051 | 5 | 60
3041 | 1 | -99 | 3050 | -1 | 5 | 100 | ; | HighSchool Cafeteria (in session) | ILit | all | 1 | 1 | DEER ESE Din IS Lt Wd | 5 | 100 | HighSchool Cafeteria (in session) ILit all | 3050 | 5 | 100
3041 | 6 | 6 | 3053 | -1 | 5 | 60 | ; | HighSchool Cafeteria (in session) | Misc | Sat | 1 | 1 | DEER ESE Din IS Eq WeH | 5 | 60 | HighSchool Cafeteria (in session) Misc Sat | 3053 | 5 | 60
3041 | 6 | 7 | 3053 | -1 | 5 | 60 | ; | HighSchool Cafeteria (in session) | Misc | Sun | 1 | 1 | DEER ESE Din IS Eq WeH | 5 | 60 | HighSchool Cafeteria (in session) Misc Sun | 3053 | 5 | 60
3041 | 6 | 8 | 3053 | -1 | 5 | 60 | ; | HighSchool Cafeteria (in session) | Misc | Hol | 1 | 1 | DEER ESE Din IS Eq WeH | 5 | 60 | HighSchool Cafeteria (in session) Misc Hol | 3053 | 5 | 60
3041 | 6 | 11 | 3053 | -1 | 5 | 60 | ; | HighSchool Cafeteria (in session) | Misc | Cls | 1 | 1 | DEER ESE Din IS Eq WeH | 5 | 60 | HighSchool Cafeteria (in session) Misc Cls | 3053 | 5 | 60
3041 | 6 | -99 | 3052 | -1 | 5 | 100 | ; | HighSchool Cafeteria (in session) | Misc | all | 1 | 1 | DEER ESE Din IS Eq Wd | 5 | 100 | HighSchool Cafeteria (in session) Misc all | 3052 | 5 | 100
3051 | 8 | 6 | 1 | -1 | 0 | 0 | ; | HighSchool Kitchen (in session) | Occup | Sat | 1 | 1 | Always Off | 0 | 0 | HighSchool Kitchen (in session) Occup Sat | 1 | 0 | 0
3051 | 8 | 7 | 1 | -1 | 0 | 0 | ; | HighSchool Kitchen (in session) | Occup | Sun | 1 | 1 | Always Off | 0 | 0 | HighSchool Kitchen (in session) Occup Sun | 1 | 0 | 0
3051 | 8 | 8 | 1 | -1 | 0 | 0 | ; | HighSchool Kitchen (in session) | Occup | Hol | 1 | 1 | Always Off | 0 | 0 | HighSchool Kitchen (in session) Occup Hol | 1 | 0 | 0
3051 | 8 | 11 | 1 | -1 | 0 | 0 | ; | HighSchool Kitchen (in session) | Occup | Cls | 1 | 1 | Always Off | 0 | 0 | HighSchool Kitchen (in session) Occup Cls | 1 | 0 | 0
3051 | 8 | -99 | 3054 | -1 | 0 | 100 | ; | HighSchool Kitchen (in session) | Occup | all | 1 | 1 | DEER ESE Kit IS Oc Wd | 0 | 100 | HighSchool Kitchen (in session) Occup all | 3054 | 0 | 100
3051 | 1 | 6 | 2 | -1 | 5 | 5 | ; | HighSchool Kitchen (in session) | ILit | Sat | 0.05 | 0.05 | Always On | 100 | 100 | HighSchool Kitchen (in session) ILit Sat | 2 | 5 | 5
3051 | 1 | 7 | 2 | -1 | 5 | 5 | ; | HighSchool Kitchen (in session) | ILit | Sun | 0.05 | 0.05 | Always On | 100 | 100 | HighSchool Kitchen (in session) ILit Sun | 2 | 5 | 5
3051 | 1 | 8 | 2 | -1 | 5 | 5 | ; | HighSchool Kitchen (in session) | ILit | Hol | 0.05 | 0.05 | Always On | 100 | 100 | HighSchool Kitchen (in session) ILit Hol | 2 | 5 | 5
3051 | 1 | 11 | 2 | -1 | 5 | 5 | ; | HighSchool Kitchen (in session) | ILit | Cls | 0.05 | 0.05 | Always On | 100 | 100 | HighSchool Kitchen (in session) ILit Cls | 2 | 5 | 5
3051 | 1 | -99 | 3055 | -1 | 5 | 100 | ; | HighSchool Kitchen (in session) | ILit | all | 1 | 1 | DEER ESE Kit IS Lt Wd | 5 | 100 | HighSchool Kitchen (in session) ILit all | 3055 | 5 | 100
3051 | 6 | 6 | 2 | -1 | 5 | 5 | ; | HighSchool Kitchen (in session) | Misc | Sat | 0.05 | 0.05 | Always On | 100 | 100 | HighSchool Kitchen (in session) Misc Sat | 2 | 5 | 5
3051 | 6 | 7 | 2 | -1 | 5 | 5 | ; | HighSchool Kitchen (in session) | Misc | Sun | 0.05 | 0.05 | Always On | 100 | 100 | HighSchool Kitchen (in session) Misc Sun | 2 | 5 | 5
3051 | 6 | 8 | 2 | -1 | 5 | 5 | ; | HighSchool Kitchen (in session) | Misc | Hol | 0.05 | 0.05 | Always On | 100 | 100 | HighSchool Kitchen (in session) Misc Hol | 2 | 5 | 5
3051 | 6 | 11 | 2 | -1 | 5 | 5 | ; | HighSchool Kitchen (in session) | Misc | Cls | 0.05 | 0.05 | Always On | 100 | 100 | HighSchool Kitchen (in session) Misc Cls | 2 | 5 | 5
3051 | 6 | -99 | 3056 | -1 | 5 | 100 | ; | HighSchool Kitchen (in session) | Misc | all | 1 | 1 | DEER ESE Kit IS Eq Wd | 5 | 100 | HighSchool Kitchen (in session) Misc all | 3056 | 5 | 100
3051 | 4 | 6 | 1 | -1 | 0 | 0 | ; | HighSchool Kitchen (in session) | Cook | Sat | 1 | 1 | Always Off | 0 | 0 | HighSchool Kitchen (in session) Cook Sat | 1 | 0 | 0
3051 | 4 | 7 | 1 | -1 | 0 | 0 | ; | HighSchool Kitchen (in session) | Cook | Sun | 1 | 1 | Always Off | 0 | 0 | HighSchool Kitchen (in session) Cook Sun | 1 | 0 | 0
3051 | 4 | 8 | 1 | -1 | 0 | 0 | ; | HighSchool Kitchen (in session) | Cook | Hol | 1 | 1 | Always Off | 0 | 0 | HighSchool Kitchen (in session) Cook Hol | 1 | 0 | 0
3051 | 4 | 11 | 1 | -1 | 0 | 0 | ; | HighSchool Kitchen (in session) | Cook | Cls | 1 | 1 | Always Off | 0 | 0 | HighSchool Kitchen (in session) Cook Cls | 1 | 0 | 0
3051 | 4 | -99 | 3057 | -1 | 0 | 100 | ; | HighSchool Kitchen (in session) | Cook | all | 1 | 1 | DEER ESE Kit IS Ck Wd | 0 | 100 | HighSchool Kitchen (in session) Cook all | 3057 | 0 | 100
3061 | 8 | 6 | 3059 | -1 | 0 | 30 | ; | HighSchool ComputerRm (in session) | Occup | Sat | 1 | 1 | DEER ESE Cmp IS Oc Sa | 0 | 30 | HighSchool ComputerRm (in session) Occup Sat | 3059 | 0 | 30
3061 | 8 | 7 | 1 | -1 | 0 | 0 | ; | HighSchool ComputerRm (in session) | Occup | Sun | 1 | 1 | Always Off | 0 | 0 | HighSchool ComputerRm (in session) Occup Sun | 1 | 0 | 0
3061 | 8 | 8 | 1 | -1 | 0 | 0 | ; | HighSchool ComputerRm (in session) | Occup | Hol | 1 | 1 | Always Off | 0 | 0 | HighSchool ComputerRm (in session) Occup Hol | 1 | 0 | 0
3061 | 8 | 11 | 1 | -1 | 0 | 0 | ; | HighSchool ComputerRm (in session) | Occup | Cls | 1 | 1 | Always Off | 0 | 0 | HighSchool ComputerRm (in session) Occup Cls | 1 | 0 | 0
3061 | 8 | -99 | 3058 | -1 | 0 | 100 | ; | HighSchool ComputerRm (in session) | Occup | all | 1 | 1 | DEER ESE Cmp IS Oc Wd | 0 | 100 | HighSchool ComputerRm (in session) Occup all | 3058 | 0 | 100
3061 | 1 | 6 | 3061 | -1 | 5 | 30 | ; | HighSchool ComputerRm (in session) | ILit | Sat | 1 | 1 | DEER ESE Cmp IS Lt Sa | 5 | 30 | HighSchool ComputerRm (in session) ILit Sat | 3061 | 5 | 30
3061 | 1 | 7 | 2 | -1 | 5 | 5 | ; | HighSchool ComputerRm (in session) | ILit | Sun | 0.05 | 0.05 | Always On | 100 | 100 | HighSchool ComputerRm (in session) ILit Sun | 2 | 5 | 5
3061 | 1 | 8 | 2 | -1 | 5 | 5 | ; | HighSchool ComputerRm (in session) | ILit | Hol | 0.05 | 0.05 | Always On | 100 | 100 | HighSchool ComputerRm (in session) ILit Hol | 2 | 5 | 5
3061 | 1 | 11 | 2 | -1 | 5 | 5 | ; | HighSchool ComputerRm (in session) | ILit | Cls | 0.05 | 0.05 | Always On | 100 | 100 | HighSchool ComputerRm (in session) ILit Cls | 2 | 5 | 5
3061 | 1 | -99 | 3060 | -1 | 5 | 100 | ; | HighSchool ComputerRm (in session) | ILit | all | 1 | 1 | DEER ESE Cmp IS Lt Wd | 5 | 100 | HighSchool ComputerRm (in session) ILit all | 3060 | 5 | 100
3061 | 6 | 6 | 3063 | -1 | 25 | 40 | ; | HighSchool ComputerRm (in session) | Misc | Sat | 1 | 1 | DEER ESE Cmp IS Eq Sa | 25 | 40 | HighSchool ComputerRm (in session) Misc Sat | 3063 | 25 | 40
3061 | 6 | 7 | 2 | -1 | 5 | 5 | ; | HighSchool ComputerRm (in session) | Misc | Sun | 0.05 | 0.05 | Always On | 100 | 100 | HighSchool ComputerRm (in session) Misc Sun | 2 | 5 | 5
3061 | 6 | 8 | 2 | -1 | 5 | 5 | ; | HighSchool ComputerRm (in session) | Misc | Hol | 0.05 | 0.05 | Always On | 100 | 100 | HighSchool ComputerRm (in session) Misc Hol | 2 | 5 | 5
3061 | 6 | 11 | 2 | -1 | 5 | 5 | ; | HighSchool ComputerRm (in session) | Misc | Cls | 0.05 | 0.05 | Always On | 100 | 100 | HighSchool ComputerRm (in session) Misc Cls | 2 | 5 | 5
3061 | 6 | -99 | 3062 | -1 | 25 | 100 | ; | HighSchool ComputerRm (in session) | Misc | all | 1 | 1 | DEER ESE Cmp IS Eq Wd | 25 | 100 | HighSchool ComputerRm (in session) Misc all | 3062 | 25 | 100
3012 | 8 | -99 | 1 | -1 | 0 | 0 | ; | HighSchool Class (break) | Occup | all | 1 | 1 | Always Off | 0 | 0 | HighSchool Class (break) Occup all | 1 | 0 | 0
3012 | 1 | -99 | 1 | -1 | 0 | 0 | ; | HighSchool Class (break) | ILit | all | 1 | 1 | Always Off | 0 | 0 | HighSchool Class (break) ILit all | 1 | 0 | 0
3012 | 6 | -99 | 1 | -1 | 0 | 0 | ; | HighSchool Class (break) | Misc | all | 1 | 1 | Always Off | 0 | 0 | HighSchool Class (break) Misc all | 1 | 0 | 0
3022 | 8 | -99 | 1 | -1 | 0 | 0 | ; | HighSchool Office (break) | Occup | all | 1 | 1 | Always Off | 0 | 0 | HighSchool Office (break) Occup all | 1 | 0 | 0
3022 | 1 | -99 | 1 | -1 | 0 | 0 | ; | HighSchool Office (break) | ILit | all | 1 | 1 | Always Off | 0 | 0 | HighSchool Office (break) ILit all | 1 | 0 | 0
3022 | 6 | -99 | 1 | -1 | 0 | 0 | ; | HighSchool Office (break) | Misc | all | 1 | 1 | Always Off | 0 | 0 | HighSchool Office (break) Misc all | 1 | 0 | 0
3032 | 8 | -99 | 1 | -1 | 0 | 0 | ; | HighSchool Gym (break) | Occup | all | 1 | 1 | Always Off | 0 | 0 | HighSchool Gym (break) Occup all | 1 | 0 | 0
3032 | 1 | -99 | 1 | -1 | 0 | 0 | ; | HighSchool Gym (break) | ILit | all | 1 | 1 | Always Off | 0 | 0 | HighSchool Gym (break) ILit all | 1 | 0 | 0
3032 | 6 | -99 | 1 | -1 | 0 | 0 | ; | HighSchool Gym (break) | Misc | all | 1 | 1 | Always Off | 0 | 0 | HighSchool Gym (break) Misc all | 1 | 0 | 0
3042 | 8 | -99 | 1 | -1 | 0 | 0 | ; | HighSchool Cafeteria (break) | Occup | all | 1 | 1 | Always Off | 0 | 0 | HighSchool Cafeteria (break) Occup all | 1 | 0 | 0
3042 | 1 | -99 | 1 | -1 | 0 | 0 | ; | HighSchool Cafeteria (break) | ILit | all | 1 | 1 | Always Off | 0 | 0 | HighSchool Cafeteria (break) ILit all | 1 | 0 | 0
3042 | 6 | -99 | 1 | -1 | 0 | 0 | ; | HighSchool Cafeteria (break) | Misc | all | 1 | 1 | Always Off | 0 | 0 | HighSchool Cafeteria (break) Misc all | 1 | 0 | 0
3052 | 8 | -99 | 1 | -1 | 0 | 0 | ; | HighSchool Kitchen (break) | Occup | all | 1 | 1 | Always Off | 0 | 0 | HighSchool Kitchen (break) Occup all | 1 | 0 | 0
3052 | 1 | -99 | 1 | -1 | 0 | 0 | ; | HighSchool Kitchen (break) | ILit | all | 1 | 1 | Always Off | 0 | 0 | HighSchool Kitchen (break) ILit all | 1 | 0 | 0
3052 | 6 | -99 | 1 | -1 | 0 | 0 | ; | HighSchool Kitchen (break) | Misc | all | 1 | 1 | Always Off | 0 | 0 | HighSchool Kitchen (break) Misc all | 1 | 0 | 0
3052 | 4 | -99 | 1 | -1 | 0 | 0 | ; | HighSchool Kitchen (break) | Cook | all | 1 | 1 | Always Off | 0 | 0 | HighSchool Kitchen (break) Cook all | 1 | 0 | 0
3062 | 8 | -99 | 1 | -1 | 0 | 0 | ; | HighSchool ComputerRm (break) | Occup | all | 1 | 1 | Always Off | 0 | 0 | HighSchool ComputerRm (break) Occup all | 1 | 0 | 0
3062 | 1 | -99 | 1 | -1 | 0 | 0 | ; | HighSchool ComputerRm (break) | ILit | all | 1 | 1 | Always Off | 0 | 0 | HighSchool ComputerRm (break) ILit all | 1 | 0 | 0
3062 | 6 | -99 | 1 | -1 | 0 | 0 | ; | HighSchool ComputerRm (break) | Misc | all | 1 | 1 | Always Off | 0 | 0 | HighSchool ComputerRm (break) Misc all | 1 | 0 | 0
;
4011 | 8 | 6 | 3067 | -1 | 0 | 50 | ; | ComCollege Class (in session) | Occup | Sat | 1 | 1 | DEER ECC Cls IS Oc Sa | 0 | 50 | ComCollege Class (in session) Occup Sat | 3067 | 0 | 50
4011 | 8 | 7 | 1 | -1 | 0 | 0 | ; | ComCollege Class (in session) | Occup | Sun | 1 | 1 | Always Off | 0 | 0 | ComCollege Class (in session) Occup Sun | 1 | 0 | 0
4011 | 8 | 8 | 1 | -1 | 0 | 0 | ; | ComCollege Class (in session) | Occup | Hol | 1 | 1 | Always Off | 0 | 0 | ComCollege Class (in session) Occup Hol | 1 | 0 | 0
4011 | 8 | 11 | 1 | -1 | 0 | 0 | ; | ComCollege Class (in session) | Occup | Cls | 1 | 1 | Always Off | 0 | 0 | ComCollege Class (in session) Occup Cls | 1 | 0 | 0
4011 | 8 | -99 | 3066 | -1 | 0 | 100 | ; | ComCollege Class (in session) | Occup | all | 1 | 1 | DEER ECC Cls IS Oc Wd | 0 | 100 | ComCollege Class (in session) Occup all | 3066 | 0 | 100
4011 | 1 | 6 | 3069 | -1 | 5 | 50 | ; | ComCollege Class (in session) | ILit | Sat | 1 | 1 | DEER ECC Cls IS Lt Sa | 5 | 50 | ComCollege Class (in session) ILit Sat | 3069 | 5 | 50
4011 | 1 | 7 | 2 | -1 | 5 | 5 | ; | ComCollege Class (in session) | ILit | Sun | 0.05 | 0.05 | Always On | 100 | 100 | ComCollege Class (in session) ILit Sun | 2 | 5 | 5
4011 | 1 | 8 | 2 | -1 | 5 | 5 | ; | ComCollege Class (in session) | ILit | Hol | 0.05 | 0.05 | Always On | 100 | 100 | ComCollege Class (in session) ILit Hol | 2 | 5 | 5
4011 | 1 | 11 | 2 | -1 | 5 | 5 | ; | ComCollege Class (in session) | ILit | Cls | 0.05 | 0.05 | Always On | 100 | 100 | ComCollege Class (in session) ILit Cls | 2 | 5 | 5
4011 | 1 | -99 | 3068 | -1 | 10 | 100 | ; | ComCollege Class (in session) | ILit | all | 1 | 1 | DEER ECC Cls IS Lt Wd | 10 | 100 | ComCollege Class (in session) ILit all | 3068 | 10 | 100
4011 | 6 | 6 | 3071 | -1 | 5 | 40 | ; | ComCollege Class (in session) | Misc | Sat | 1 | 1 | DEER ECC Cls IS Eq Sa | 5 | 40 | ComCollege Class (in session) Misc Sat | 3071 | 5 | 40
4011 | 6 | 7 | 2 | -1 | 5 | 5 | ; | ComCollege Class (in session) | Misc | Sun | 0.05 | 0.05 | Always On | 100 | 100 | ComCollege Class (in session) Misc Sun | 2 | 5 | 5
4011 | 6 | 8 | 2 | -1 | 5 | 5 | ; | ComCollege Class (in session) | Misc | Hol | 0.05 | 0.05 | Always On | 100 | 100 | ComCollege Class (in session) Misc Hol | 2 | 5 | 5
4011 | 6 | 11 | 2 | -1 | 5 | 5 | ; | ComCollege Class (in session) | Misc | Cls | 0.05 | 0.05 | Always On | 100 | 100 | ComCollege Class (in session) Misc Cls | 2 | 5 | 5
4011 | 6 | -99 | 3070 | -1 | 5 | 100 | ; | ComCollege Class (in session) | Misc | all | 1 | 1 | DEER ECC Cls IS Eq Wd | 5 | 100 | ComCollege Class (in session) Misc all | 3070 | 5 | 100
4021 | 8 | 6 | 1 | -1 | 0 | 0 | ; | ComCollege Office (in session) | Occup | Sat | 1 | 1 | Always Off | 0 | 0 | ComCollege Office (in session) Occup Sat | 1 | 0 | 0
4021 | 8 | 7 | 1 | -1 | 0 | 0 | ; | ComCollege Office (in session) | Occup | Sun | 1 | 1 | Always Off | 0 | 0 | ComCollege Office (in session) Occup Sun | 1 | 0 | 0
4021 | 8 | 8 | 1 | -1 | 0 | 0 | ; | ComCollege Office (in session) | Occup | Hol | 1 | 1 | Always Off | 0 | 0 | ComCollege Office (in session) Occup Hol | 1 | 0 | 0
4021 | 8 | 11 | 1 | -1 | 0 | 0 | ; | ComCollege Office (in session) | Occup | Cls | 1 | 1 | Always Off | 0 | 0 | ComCollege Office (in session) Occup Cls | 1 | 0 | 0
4021 | 8 | -99 | 3072 | -1 | 0 | 100 | ; | ComCollege Office (in session) | Occup | all | 1 | 1 | DEER ECC Off IS Oc Wd | 0 | 100 | ComCollege Office (in session) Occup all | 3072 | 0 | 100
4021 | 1 | 6 | 2 | -1 | 5 | 5 | ; | ComCollege Office (in session) | ILit | Sat | 0.05 | 0.05 | Always On | 100 | 100 | ComCollege Office (in session) ILit Sat | 2 | 5 | 5
4021 | 1 | 7 | 2 | -1 | 5 | 5 | ; | ComCollege Office (in session) | ILit | Sun | 0.05 | 0.05 | Always On | 100 | 100 | ComCollege Office (in session) ILit Sun | 2 | 5 | 5
4021 | 1 | 8 | 2 | -1 | 5 | 5 | ; | ComCollege Office (in session) | ILit | Hol | 0.05 | 0.05 | Always On | 100 | 100 | ComCollege Office (in session) ILit Hol | 2 | 5 | 5
4021 | 1 | 11 | 2 | -1 | 5 | 5 | ; | ComCollege Office (in session) | ILit | Cls | 0.05 | 0.05 | Always On | 100 | 100 | ComCollege Office (in session) ILit Cls | 2 | 5 | 5
4021 | 1 | -99 | 3073 | -1 | 10 | 100 | ; | ComCollege Office (in session) | ILit | all | 1 | 1 | DEER ECC Off IS Lt Wd | 10 | 100 | ComCollege Office (in session) ILit all | 3073 | 10 | 100
4021 | 6 | 6 | 2 | -1 | 5 | 5 | ; | ComCollege Office (in session) | Misc | Sat | 0.05 | 0.05 | Always On | 100 | 100 | ComCollege Office (in session) Misc Sat | 2 | 5 | 5
4021 | 6 | 7 | 2 | -1 | 5 | 5 | ; | ComCollege Office (in session) | Misc | Sun | 0.05 | 0.05 | Always On | 100 | 100 | ComCollege Office (in session) Misc Sun | 2 | 5 | 5
4021 | 6 | 8 | 2 | -1 | 5 | 5 | ; | ComCollege Office (in session) | Misc | Hol | 0.05 | 0.05 | Always On | 100 | 100 | ComCollege Office (in session) Misc Hol | 2 | 5 | 5
4021 | 6 | 11 | 2 | -1 | 5 | 5 | ; | ComCollege Office (in session) | Misc | Cls | 0.05 | 0.05 | Always On | 100 | 100 | ComCollege Office (in session) Misc Cls | 2 | 5 | 5
4021 | 6 | -99 | 3074 | -1 | 10 | 100 | ; | ComCollege Office (in session) | Misc | all | 1 | 1 | DEER ECC Off IS Eq Wd | 10 | 100 | ComCollege Office (in session) Misc all | 3074 | 10 | 100
4031 | 8 | 6 | 1 | -1 | 0 | 0 | ; | ComCollege Kitchen (in session) | Occup | Sat | 1 | 1 | Always Off | 0 | 0 | ComCollege Kitchen (in session) Occup Sat | 1 | 0 | 0
4031 | 8 | 7 | 1 | -1 | 0 | 0 | ; | ComCollege Kitchen (in session) | Occup | Sun | 1 | 1 | Always Off | 0 | 0 | ComCollege Kitchen (in session) Occup Sun | 1 | 0 | 0
4031 | 8 | 8 | 1 | -1 | 0 | 0 | ; | ComCollege Kitchen (in session) | Occup | Hol | 1 | 1 | Always Off | 0 | 0 | ComCollege Kitchen (in session) Occup Hol | 1 | 0 | 0
4031 | 8 | 11 | 1 | -1 | 0 | 0 | ; | ComCollege Kitchen (in session) | Occup | Cls | 1 | 1 | Always Off | 0 | 0 | ComCollege Kitchen (in session) Occup Cls | 1 | 0 | 0
4031 | 8 | -99 | 3078 | -1 | 0 | 90 | ; | ComCollege Kitchen (in session) | Occup | all | 1 | 1 | DEER ECC Kit IS Oc Wd | 0 | 90 | ComCollege Kitchen (in session) Occup all | 3078 | 0 | 90
4031 | 1 | 6 | 2 | -1 | 5 | 5 | ; | ComCollege Kitchen (in session) | ILit | Sat | 0.05 | 0.05 | Always On | 100 | 100 | ComCollege Kitchen (in session) ILit Sat | 2 | 5 | 5
4031 | 1 | 7 | 2 | -1 | 5 | 5 | ; | ComCollege Kitchen (in session) | ILit | Sun | 0.05 | 0.05 | Always On | 100 | 100 | ComCollege Kitchen (in session) ILit Sun | 2 | 5 | 5
4031 | 1 | 8 | 2 | -1 | 5 | 5 | ; | ComCollege Kitchen (in session) | ILit | Hol | 0.05 | 0.05 | Always On | 100 | 100 | ComCollege Kitchen (in session) ILit Hol | 2 | 5 | 5
4031 | 1 | 11 | 2 | -1 | 5 | 5 | ; | ComCollege Kitchen (in session) | ILit | Cls | 0.05 | 0.05 | Always On | 100 | 100 | ComCollege Kitchen (in session) ILit Cls | 2 | 5 | 5
4031 | 1 | -99 | 3079 | -1 | 10 | 100 | ; | ComCollege Kitchen (in session) | ILit | all | 1 | 1 | DEER ECC Kit IS Lt Wd | 10 | 100 | ComCollege Kitchen (in session) ILit all | 3079 | 10 | 100
4031 | 6 | 6 | 2 | -1 | 30 | 30 | ; | ComCollege Kitchen (in session) | Misc | Sat | 0.3 | 0.3 | Always On | 100 | 100 | ComCollege Kitchen (in session) Misc Sat | 2 | 30 | 30
4031 | 6 | 7 | 2 | -1 | 30 | 30 | ; | ComCollege Kitchen (in session) | Misc | Sun | 0.3 | 0.3 | Always On | 100 | 100 | ComCollege Kitchen (in session) Misc Sun | 2 | 30 | 30
4031 | 6 | 8 | 2 | -1 | 30 | 30 | ; | ComCollege Kitchen (in session) | Misc | Hol | 0.3 | 0.3 | Always On | 100 | 100 | ComCollege Kitchen (in session) Misc Hol | 2 | 30 | 30
4031 | 6 | 11 | 2 | -1 | 30 | 30 | ; | ComCollege Kitchen (in session) | Misc | Cls | 0.3 | 0.3 | Always On | 100 | 100 | ComCollege Kitchen (in session) Misc Cls | 2 | 30 | 30
4031 | 6 | -99 | 3080 | -1 | 30 | 100 | ; | ComCollege Kitchen (in session) | Misc | all | 1 | 1 | DEER ECC Kit IS Eq Wd | 30 | 100 | ComCollege Kitchen (in session) Misc all | 3080 | 30 | 100
4031 | 4 | 6 | 2 | -1 | 20 | 20 | ; | ComCollege Kitchen (in session) | Cook | Sat | 0.2 | 0.2 | Always On | 100 | 100 | ComCollege Kitchen (in session) Cook Sat | 2 | 20 | 20
4031 | 4 | 7 | 2 | -1 | 20 | 20 | ; | ComCollege Kitchen (in session) | Cook | Sun | 0.2 | 0.2 | Always On | 100 | 100 | ComCollege Kitchen (in session) Cook Sun | 2 | 20 | 20
4031 | 4 | 8 | 2 | -1 | 20 | 20 | ; | ComCollege Kitchen (in session) | Cook | Hol | 0.2 | 0.2 | Always On | 100 | 100 | ComCollege Kitchen (in session) Cook Hol | 2 | 20 | 20
4031 | 4 | 11 | 2 | -1 | 20 | 20 | ; | ComCollege Kitchen (in session) | Cook | Cls | 0.2 | 0.2 | Always On | 100 | 100 | ComCollege Kitchen (in session) Cook Cls | 2 | 20 | 20
4031 | 4 | -99 | 3081 | -1 | 20 | 100 | ; | ComCollege Kitchen (in session) | Cook | all | 1 | 1 | DEER ECC Kit IS Ck Wd | 20 | 100 | ComCollege Kitchen (in session) Cook all | 3081 | 20 | 100
4041 | 8 | 6 | 1 | -1 | 0 | 0 | ; | ComCollege Cafeteria (in session) | Occup | Sat | 1 | 1 | Always Off | 0 | 0 | ComCollege Cafeteria (in session) Occup Sat | 1 | 0 | 0
4041 | 8 | 7 | 1 | -1 | 0 | 0 | ; | ComCollege Cafeteria (in session) | Occup | Sun | 1 | 1 | Always Off | 0 | 0 | ComCollege Cafeteria (in session) Occup Sun | 1 | 0 | 0
4041 | 8 | 8 | 1 | -1 | 0 | 0 | ; | ComCollege Cafeteria (in session) | Occup | Hol | 1 | 1 | Always Off | 0 | 0 | ComCollege Cafeteria (in session) Occup Hol | 1 | 0 | 0
4041 | 8 | 11 | 1 | -1 | 0 | 0 | ; | ComCollege Cafeteria (in session) | Occup | Cls | 1 | 1 | Always Off | 0 | 0 | ComCollege Cafeteria (in session) Occup Cls | 1 | 0 | 0
4041 | 8 | -99 | 3075 | -1 | 0 | 90 | ; | ComCollege Cafeteria (in session) | Occup | all | 1 | 1 | DEER ECC Din IS Oc Wd | 0 | 90 | ComCollege Cafeteria (in session) Occup all | 3075 | 0 | 90
4041 | 1 | 6 | 2 | -1 | 5 | 5 | ; | ComCollege Cafeteria (in session) | ILit | Sat | 0.05 | 0.05 | Always On | 100 | 100 | ComCollege Cafeteria (in session) ILit Sat | 2 | 5 | 5
4041 | 1 | 7 | 2 | -1 | 5 | 5 | ; | ComCollege Cafeteria (in session) | ILit | Sun | 0.05 | 0.05 | Always On | 100 | 100 | ComCollege Cafeteria (in session) ILit Sun | 2 | 5 | 5
4041 | 1 | 8 | 2 | -1 | 5 | 5 | ; | ComCollege Cafeteria (in session) | ILit | Hol | 0.05 | 0.05 | Always On | 100 | 100 | ComCollege Cafeteria (in session) ILit Hol | 2 | 5 | 5
4041 | 1 | 11 | 2 | -1 | 5 | 5 | ; | ComCollege Cafeteria (in session) | ILit | Cls | 0.05 | 0.05 | Always On | 100 | 100 | ComCollege Cafeteria (in session) ILit Cls | 2 | 5 | 5
4041 | 1 | -99 | 3076 | -1 | 10 | 100 | ; | ComCollege Cafeteria (in session) | ILit | all | 1 | 1 | DEER ECC Din IS Lt Wd | 10 | 100 | ComCollege Cafeteria (in session) ILit all | 3076 | 10 | 100
4041 | 6 | 6 | 1 | -1 | 0 | 0 | ; | ComCollege Cafeteria (in session) | Misc | Sat | 1 | 1 | Always Off | 0 | 0 | ComCollege Cafeteria (in session) Misc Sat | 1 | 0 | 0
4041 | 6 | 7 | 1 | -1 | 0 | 0 | ; | ComCollege Cafeteria (in session) | Misc | Sun | 1 | 1 | Always Off | 0 | 0 | ComCollege Cafeteria (in session) Misc Sun | 1 | 0 | 0
4041 | 6 | 8 | 1 | -1 | 0 | 0 | ; | ComCollege Cafeteria (in session) | Misc | Hol | 1 | 1 | Always Off | 0 | 0 | ComCollege Cafeteria (in session) Misc Hol | 1 | 0 | 0
4041 | 6 | 11 | 1 | -1 | 0 | 0 | ; | ComCollege Cafeteria (in session) | Misc | Cls | 1 | 1 | Always Off | 0 | 0 | ComCollege Cafeteria (in session) Misc Cls | 1 | 0 | 0
4041 | 6 | -99 | 3077 | -1 | 0 | 60 | ; | ComCollege Cafeteria (in session) | Misc | all | 1 | 1 | DEER ECC Din IS Eq Wd | 0 | 60 | ComCollege Cafeteria (in session) Misc all | 3077 | 0 | 60
4051 | 8 | 6 | 1 | -1 | 0 | 0 | ; | ComCollege ComputerRm (in session) | Occup | Sat | 1 | 1 | Always Off | 0 | 0 | ComCollege ComputerRm (in session) Occup Sat | 1 | 0 | 0
4051 | 8 | 7 | 1 | -1 | 0 | 0 | ; | ComCollege ComputerRm (in session) | Occup | Sun | 1 | 1 | Always Off | 0 | 0 | ComCollege ComputerRm (in session) Occup Sun | 1 | 0 | 0
4051 | 8 | 8 | 1 | -1 | 0 | 0 | ; | ComCollege ComputerRm (in session) | Occup | Hol | 1 | 1 | Always Off | 0 | 0 | ComCollege ComputerRm (in session) Occup Hol | 1 | 0 | 0
4051 | 8 | 11 | 1 | -1 | 0 | 0 | ; | ComCollege ComputerRm (in session) | Occup | Cls | 1 | 1 | Always Off | 0 | 0 | ComCollege ComputerRm (in session) Occup Cls | 1 | 0 | 0
4051 | 8 | -99 | 3082 | -1 | 0 | 100 | ; | ComCollege ComputerRm (in session) | Occup | all | 1 | 1 | DEER ECC Cmp IS Oc Wd | 0 | 100 | ComCollege ComputerRm (in session) Occup all | 3082 | 0 | 100
4051 | 1 | 6 | 2 | -1 | 5 | 5 | ; | ComCollege ComputerRm (in session) | ILit | Sat | 0.05 | 0.05 | Always On | 100 | 100 | ComCollege ComputerRm (in session) ILit Sat | 2 | 5 | 5
4051 | 1 | 7 | 2 | -1 | 5 | 5 | ; | ComCollege ComputerRm (in session) | ILit | Sun | 0.05 | 0.05 | Always On | 100 | 100 | ComCollege ComputerRm (in session) ILit Sun | 2 | 5 | 5
4051 | 1 | 8 | 2 | -1 | 5 | 5 | ; | ComCollege ComputerRm (in session) | ILit | Hol | 0.05 | 0.05 | Always On | 100 | 100 | ComCollege ComputerRm (in session) ILit Hol | 2 | 5 | 5
4051 | 1 | 11 | 2 | -1 | 5 | 5 | ; | ComCollege ComputerRm (in session) | ILit | Cls | 0.05 | 0.05 | Always On | 100 | 100 | ComCollege ComputerRm (in session) ILit Cls | 2 | 5 | 5
4051 | 1 | -99 | 3083 | -1 | 10 | 100 | ; | ComCollege ComputerRm (in session) | ILit | all | 1 | 1 | DEER ECC Cmp IS Lt Wd | 10 | 100 | ComCollege ComputerRm (in session) ILit all | 3083 | 10 | 100
4051 | 6 | 6 | 2 | -1 | 50 | 50 | ; | ComCollege ComputerRm (in session) | Misc | Sat | 0.5 | 0.5 | Always On | 100 | 100 | ComCollege ComputerRm (in session) Misc Sat | 2 | 50 | 50
4051 | 6 | 7 | 2 | -1 | 50 | 50 | ; | ComCollege ComputerRm (in session) | Misc | Sun | 0.5 | 0.5 | Always On | 100 | 100 | ComCollege ComputerRm (in session) Misc Sun | 2 | 50 | 50
4051 | 6 | 8 | 2 | -1 | 50 | 50 | ; | ComCollege ComputerRm (in session) | Misc | Hol | 0.5 | 0.5 | Always On | 100 | 100 | ComCollege ComputerRm (in session) Misc Hol | 2 | 50 | 50
4051 | 6 | 11 | 2 | -1 | 50 | 50 | ; | ComCollege ComputerRm (in session) | Misc | Cls | 0.5 | 0.5 | Always On | 100 | 100 | ComCollege ComputerRm (in session) Misc Cls | 2 | 50 | 50
4051 | 6 | -99 | 3084 | -1 | 50 | 100 | ; | ComCollege ComputerRm (in session) | Misc | all | 1 | 1 | DEER ECC Cmp IS Eq Wd | 50 | 100 | ComCollege ComputerRm (in session) Misc all | 3084 | 50 | 100
4012 | 8 | 6 | 3067 | -1 | 0 | 20 | ; | ComCollege Class (summer) | Occup | Sat | 0.4 | 0.4 | DEER ECC Cls IS Oc Sa | 0 | 50 | ComCollege Class (summer) Occup Sat | 3067 | 0 | 20
4012 | 8 | 7 | 1 | -1 | 0 | 0 | ; | ComCollege Class (summer) | Occup | Sun | 1 | 1 | Always Off | 0 | 0 | ComCollege Class (summer) Occup Sun | 1 | 0 | 0
4012 | 8 | 8 | 1 | -1 | 0 | 0 | ; | ComCollege Class (summer) | Occup | Hol | 1 | 1 | Always Off | 0 | 0 | ComCollege Class (summer) Occup Hol | 1 | 0 | 0
4012 | 8 | 11 | 1 | -1 | 0 | 0 | ; | ComCollege Class (summer) | Occup | Cls | 1 | 1 | Always Off | 0 | 0 | ComCollege Class (summer) Occup Cls | 1 | 0 | 0
4012 | 8 | -99 | 3066 | -1 | 0 | 40 | ; | ComCollege Class (summer) | Occup | all | 0.4 | 0.4 | DEER ECC Cls IS Oc Wd | 0 | 100 | ComCollege Class (summer) Occup all | 3066 | 0 | 40
4012 | 1 | 6 | 3069 | 3.5 | 2 | 20 | ; | ComCollege Class (summer) | ILit | Sat | 0.4 | 0.4 | DEER ECC Cls IS Lt Sa | 5 | 50 | ComCollege Class (summer) ILit Sat | 3069 | 2 | 20
4012 | 1 | 7 | 2 | 3.5 | 0.1 | 0.1 | ; | ComCollege Class (summer) | ILit | Sun | 0.001 | 0.001 | Always On | 100 | 100 | ComCollege Class (summer) ILit Sun | 2 | 0.1 | 0.1
4012 | 1 | 8 | 2 | 3.5 | 0.1 | 0.1 | ; | ComCollege Class (summer) | ILit | Hol | 0.001 | 0.001 | Always On | 100 | 100 | ComCollege Class (summer) ILit Hol | 2 | 0.1 | 0.1
4012 | 1 | 11 | 2 | 3.5 | 0.1 | 0.1 | ; | ComCollege Class (summer) | ILit | Cls | 0.001 | 0.001 | Always On | 100 | 100 | ComCollege Class (summer) ILit Cls | 2 | 0.1 | 0.1
4012 | 1 | -99 | 3068 | 3.5 | 4 | 40 | ; | ComCollege Class (summer) | ILit | all | 0.4 | 0.4 | DEER ECC Cls IS Lt Wd | 10 | 100 | ComCollege Class (summer) ILit all | 3068 | 4 | 40
4012 | 6 | 6 | 3071 | 3.5 | 2 | 16 | ; | ComCollege Class (summer) | Misc | Sat | 0.4 | 0.4 | DEER ECC Cls IS Eq Sa | 5 | 40 | ComCollege Class (summer) Misc Sat | 3071 | 2 | 16
4012 | 6 | 7 | 2 | -1 | 5 | 5 | ; | ComCollege Class (summer) | Misc | Sun | 0.05 | 0.05 | Always On | 100 | 100 | ComCollege Class (summer) Misc Sun | 2 | 5 | 5
4012 | 6 | 8 | 2 | -1 | 5 | 5 | ; | ComCollege Class (summer) | Misc | Hol | 0.05 | 0.05 | Always On | 100 | 100 | ComCollege Class (summer) Misc Hol | 2 | 5 | 5
4012 | 6 | 11 | 2 | -1 | 5 | 5 | ; | ComCollege Class (summer) | Misc | Cls | 0.05 | 0.05 | Always On | 100 | 100 | ComCollege Class (summer) Misc Cls | 2 | 5 | 5
4012 | 6 | -99 | 3070 | 3.5 | 2 | 40 | ; | ComCollege Class (summer) | Misc | all | 0.4 | 0.4 | DEER ECC Cls IS Eq Wd | 5 | 100 | ComCollege Class (summer) Misc all | 3070 | 2 | 40
4022 | 8 | 6 | 1 | -1 | 0 | 0 | ; | ComCollege Office (summer) | Occup | Sat | 1 | 1 | Always Off | 0 | 0 | ComCollege Office (summer) Occup Sat | 1 | 0 | 0
4022 | 8 | 7 | 1 | -1 | 0 | 0 | ; | ComCollege Office (summer) | Occup | Sun | 1 | 1 | Always Off | 0 | 0 | ComCollege Office (summer) Occup Sun | 1 | 0 | 0
4022 | 8 | 8 | 1 | -1 | 0 | 0 | ; | ComCollege Office (summer) | Occup | Hol | 1 | 1 | Always Off | 0 | 0 | ComCollege Office (summer) Occup Hol | 1 | 0 | 0
4022 | 8 | 11 | 1 | -1 | 0 | 0 | ; | ComCollege Office (summer) | Occup | Cls | 1 | 1 | Always Off | 0 | 0 | ComCollege Office (summer) Occup Cls | 1 | 0 | 0
4022 | 8 | -99 | 1 | -1 | 0 | 0 | ; | ComCollege Office (summer) | Occup | all | 1 | 1 | Always Off | 0 | 0 | ComCollege Office (summer) Occup all | 1 | 0 | 0
4022 | 1 | -99 | 2 | 3.5 | 0.1 | 0.1 | ; | ComCollege Office (summer) | ILit | all | 0.001 | 0.001 | Always On | 100 | 100 | ComCollege Office (summer) ILit all | 2 | 0.1 | 0.1
4022 | 6 | -99 | 2 | 3.5 | 0.1 | 0.1 | ; | ComCollege Office (summer) | Misc | all | 0.001 | 0.001 | Always On | 100 | 100 | ComCollege Office (summer) Misc all | 2 | 0.1 | 0.1
4032 | 8 | 6 | 1 | -1 | 0 | 0 | ; | ComCollege Kitchen (summer) | Occup | Sat | 1 | 1 | Always Off | 0 | 0 | ComCollege Kitchen (summer) Occup Sat | 1 | 0 | 0
4032 | 8 | 7 | 1 | -1 | 0 | 0 | ; | ComCollege Kitchen (summer) | Occup | Sun | 1 | 1 | Always Off | 0 | 0 | ComCollege Kitchen (summer) Occup Sun | 1 | 0 | 0
4032 | 8 | 8 | 1 | -1 | 0 | 0 | ; | ComCollege Kitchen (summer) | Occup | Hol | 1 | 1 | Always Off | 0 | 0 | ComCollege Kitchen (summer) Occup Hol | 1 | 0 | 0
4032 | 8 | 11 | 1 | -1 | 0 | 0 | ; | ComCollege Kitchen (summer) | Occup | Cls | 1 | 1 | Always Off | 0 | 0 | ComCollege Kitchen (summer) Occup Cls | 1 | 0 | 0
4032 | 8 | -99 | 1 | -1 | 0 | 0 | ; | ComCollege Kitchen (summer) | Occup | all | 1 | 1 | Always Off | 0 | 0 | ComCollege Kitchen (summer) Occup all | 1 | 0 | 0
4032 | 1 | -99 | 2 | 3.5 | 0.1 | 0.1 | ; | ComCollege Kitchen (summer) | ILit | all | 0.001 | 0.001 | Always On | 100 | 100 | ComCollege Kitchen (summer) ILit all | 2 | 0.1 | 0.1
4032 | 6 | -99 | 2 | -1 | 12 | 12 | ; | ComCollege Kitchen (summer) | Misc | all | 0.12 | 0.12 | Always On | 100 | 100 | ComCollege Kitchen (summer) Misc all | 2 | 12 | 12
4032 | 4 | -99 | 2 | -1 | 8 | 8 | ; | ComCollege Kitchen (summer) | Cook | all | 0.08 | 0.08 | Always On | 100 | 100 | ComCollege Kitchen (summer) Cook all | 2 | 8 | 8
4042 | 8 | 6 | 1 | -1 | 0 | 0 | ; | ComCollege Cafeteria (summer) | Occup | Sat | 1 | 1 | Always Off | 0 | 0 | ComCollege Cafeteria (summer) Occup Sat | 1 | 0 | 0
4042 | 8 | 7 | 1 | -1 | 0 | 0 | ; | ComCollege Cafeteria (summer) | Occup | Sun | 1 | 1 | Always Off | 0 | 0 | ComCollege Cafeteria (summer) Occup Sun | 1 | 0 | 0
4042 | 8 | 8 | 1 | -1 | 0 | 0 | ; | ComCollege Cafeteria (summer) | Occup | Hol | 1 | 1 | Always Off | 0 | 0 | ComCollege Cafeteria (summer) Occup Hol | 1 | 0 | 0
4042 | 8 | 11 | 1 | -1 | 0 | 0 | ; | ComCollege Cafeteria (summer) | Occup | Cls | 1 | 1 | Always Off | 0 | 0 | ComCollege Cafeteria (summer) Occup Cls | 1 | 0 | 0
4042 | 8 | -99 | 1 | -1 | 0 | 0 | ; | ComCollege Cafeteria (summer) | Occup | all | 1 | 1 | Always Off | 0 | 0 | ComCollege Cafeteria (summer) Occup all | 1 | 0 | 0
4042 | 1 | -99 | 2 | 3.5 | 0.1 | 0.1 | ; | ComCollege Cafeteria (summer) | ILit | all | 0.001 | 0.001 | Always On | 100 | 100 | ComCollege Cafeteria (summer) ILit all | 2 | 0.1 | 0.1
4042 | 6 | -99 | 1 | -1 | 0 | 0 | ; | ComCollege Cafeteria (summer) | Misc | all | 1 | 1 | Always Off | 0 | 0 | ComCollege Cafeteria (summer) Misc all | 1 | 0 | 0
4052 | 8 | 6 | 1 | -1 | 0 | 0 | ; | ComCollege ComputerRm (summer) | Occup | Sat | 1 | 1 | Always Off | 0 | 0 | ComCollege ComputerRm (summer) Occup Sat | 1 | 0 | 0
4052 | 8 | 7 | 1 | -1 | 0 | 0 | ; | ComCollege ComputerRm (summer) | Occup | Sun | 1 | 1 | Always Off | 0 | 0 | ComCollege ComputerRm (summer) Occup Sun | 1 | 0 | 0
4052 | 8 | 8 | 1 | -1 | 0 | 0 | ; | ComCollege ComputerRm (summer) | Occup | Hol | 1 | 1 | Always Off | 0 | 0 | ComCollege ComputerRm (summer) Occup Hol | 1 | 0 | 0
4052 | 8 | 11 | 1 | -1 | 0 | 0 | ; | ComCollege ComputerRm (summer) | Occup | Cls | 1 | 1 | Always Off | 0 | 0 | ComCollege ComputerRm (summer) Occup Cls | 1 | 0 | 0
4052 | 8 | -99 | 3082 | -1 | 0 | 40 | ; | ComCollege ComputerRm (summer) | Occup | all | 0.4 | 0.4 | DEER ECC Cmp IS Oc Wd | 0 | 100 | ComCollege ComputerRm (summer) Occup all | 3082 | 0 | 40
4052 | 1 | 6 | 2 | -1 | 5 | 5 | ; | ComCollege ComputerRm (summer) | ILit | Sat | 0.05 | 0.05 | Always On | 100 | 100 | ComCollege ComputerRm (summer) ILit Sat | 2 | 5 | 5
4052 | 1 | 7 | 2 | -1 | 5 | 5 | ; | ComCollege ComputerRm (summer) | ILit | Sun | 0.05 | 0.05 | Always On | 100 | 100 | ComCollege ComputerRm (summer) ILit Sun | 2 | 5 | 5
4052 | 1 | 8 | 2 | -1 | 5 | 5 | ; | ComCollege ComputerRm (summer) | ILit | Hol | 0.05 | 0.05 | Always On | 100 | 100 | ComCollege ComputerRm (summer) ILit Hol | 2 | 5 | 5
4052 | 1 | 11 | 2 | -1 | 5 | 5 | ; | ComCollege ComputerRm (summer) | ILit | Cls | 0.05 | 0.05 | Always On | 100 | 100 | ComCollege ComputerRm (summer) ILit Cls | 2 | 5 | 5
4052 | 1 | -99 | 3083 | 3.5 | 4 | 40 | ; | ComCollege ComputerRm (summer) | ILit | all | 0.4 | 0.4 | DEER ECC Cmp IS Lt Wd | 10 | 100 | ComCollege ComputerRm (summer) ILit all | 3083 | 4 | 40
4052 | 6 | 6 | 2 | 10 | 40 | 40 | ; | ComCollege ComputerRm (summer) | Misc | Sat | 0.4 | 0.4 | Always On | 100 | 100 | ComCollege ComputerRm (summer) Misc Sat | 2 | 40 | 40
4052 | 6 | 7 | 2 | 10 | 40 | 40 | ; | ComCollege ComputerRm (summer) | Misc | Sun | 0.4 | 0.4 | Always On | 100 | 100 | ComCollege ComputerRm (summer) Misc Sun | 2 | 40 | 40
4052 | 6 | 8 | 2 | 10 | 40 | 40 | ; | ComCollege ComputerRm (summer) | Misc | Hol | 0.4 | 0.4 | Always On | 100 | 100 | ComCollege ComputerRm (summer) Misc Hol | 2 | 40 | 40
4052 | 6 | 11 | 2 | 10 | 40 | 40 | ; | ComCollege ComputerRm (summer) | Misc | Cls | 0.4 | 0.4 | Always On | 100 | 100 | ComCollege ComputerRm (summer) Misc Cls | 2 | 40 | 40
4052 | 6 | -99 | 3084 | 10 | 20 | 40 | ; | ComCollege ComputerRm (summer) | Misc | all | 0.4 | 0.4 | DEER ECC Cmp IS Eq Wd | 50 | 100 | ComCollege ComputerRm (summer) Misc all | 3084 | 20 | 40
4013 | 8 | -99 | 1 | -1 | 0 | 0 | ; | ComCollege Class (break) | Occup | all | 1 | 1 | Always Off | 0 | 0 | ComCollege Class (break) Occup all | 1 | 0 | 0
4013 | 1 | -99 | 2 | 2 | 0.1 | 0.1 | ; | ComCollege Class (break) | ILit | all | 0.001 | 0.001 | Always On | 100 | 100 | ComCollege Class (break) ILit all | 2 | 0.1 | 0.1
4013 | 6 | -99 | 2 | 2 | 0.1 | 0.1 | ; | ComCollege Class (break) | Misc | all | 0.001 | 0.001 | Always On | 100 | 100 | ComCollege Class (break) Misc all | 2 | 0.1 | 0.1
4023 | 8 | -99 | 1 | -1 | 0 | 0 | ; | ComCollege Office (break) | Occup | all | 1 | 1 | Always Off | 0 | 0 | ComCollege Office (break) Occup all | 1 | 0 | 0
4023 | 1 | -99 | 2 | 2 | 0.1 | 0.1 | ; | ComCollege Office (break) | ILit | all | 0.001 | 0.001 | Always On | 100 | 100 | ComCollege Office (break) ILit all | 2 | 0.1 | 0.1
4023 | 6 | -99 | 2 | 2 | 0.1 | 0.1 | ; | ComCollege Office (break) | Misc | all | 0.001 | 0.001 | Always On | 100 | 100 | ComCollege Office (break) Misc all | 2 | 0.1 | 0.1
4033 | 8 | -99 | 1 | -1 | 0 | 0 | ; | ComCollege Kitchen (break) | Occup | all | 1 | 1 | Always Off | 0 | 0 | ComCollege Kitchen (break) Occup all | 1 | 0 | 0
4033 | 1 | -99 | 2 | 3.5 | 0.1 | 0.1 | ; | ComCollege Kitchen (break) | ILit | all | 0.001 | 0.001 | Always On | 100 | 100 | ComCollege Kitchen (break) ILit all | 2 | 0.1 | 0.1
4033 | 6 | -99 | 2 | 2 | 0.1 | 0.1 | ; | ComCollege Kitchen (break) | Misc | all | 0.001 | 0.001 | Always On | 100 | 100 | ComCollege Kitchen (break) Misc all | 2 | 0.1 | 0.1
4033 | 4 | -99 | 2 | -1 | 8 | 8 | ; | ComCollege Kitchen (break) | Cook | all | 0.08 | 0.08 | Always On | 100 | 100 | ComCollege Kitchen (break) Cook all | 2 | 8 | 8
4043 | 8 | -99 | 1 | -1 | 0 | 0 | ; | ComCollege Cafeteria (break) | Occup | all | 1 | 1 | Always Off | 0 | 0 | ComCollege Cafeteria (break) Occup all | 1 | 0 | 0
4043 | 1 | -99 | 2 | 3.5 | 0.1 | 0.1 | ; | ComCollege Cafeteria (break) | ILit | all | 0.001 | 0.001 | Always On | 100 | 100 | ComCollege Cafeteria (break) ILit all | 2 | 0.1 | 0.1
4043 | 6 | -99 | 1 | -1 | 0 | 0 | ; | ComCollege Cafeteria (break) | Misc | all | 1 | 1 | Always Off | 0 | 0 | ComCollege Cafeteria (break) Misc all | 1 | 0 | 0
4053 | 8 | -99 | 1 | -1 | 0 | 0 | ; | ComCollege ComputerRm (break) | Occup | all | 1 | 1 | Always Off | 0 | 0 | ComCollege ComputerRm (break) Occup all | 1 | 0 | 0
4053 | 1 | -99 | 2 | 2 | 0.1 | 0.1 | ; | ComCollege ComputerRm (break) | ILit | all | 0.001 | 0.001 | Always On | 100 | 100 | ComCollege ComputerRm (break) ILit all | 2 | 0.1 | 0.1
4053 | 6 | -99 | 2 | -1 | 5 | 5 | ; | ComCollege ComputerRm (break) | Misc | all | 0.05 | 0.05 | Always On | 100 | 100 | ComCollege ComputerRm (break) Misc all | 2 | 5 | 5
;
5011 | 8 | 6 | 3089 | -1 | 0 | 80 | ; | University Class (in session) | Occup | Sat | 1 | 1 | DEER EUN Cls IS Oc Sa | 0 | 80 | University Class (in session) Occup Sat | 3089 | 0 | 80
5011 | 8 | 7 | 3090 | -1 | 0 | 15 | ; | University Class (in session) | Occup | Sun | 1 | 1 | DEER EUN Cls IS Oc SuH | 0 | 15 | University Class (in session) Occup Sun | 3090 | 0 | 15
5011 | 8 | 8 | 3090 | -1 | 0 | 15 | ; | University Class (in session) | Occup | Hol | 1 | 1 | DEER EUN Cls IS Oc SuH | 0 | 15 | University Class (in session) Occup Hol | 3090 | 0 | 15
5011 | 8 | 11 | 3090 | -1 | 0 | 15 | ; | University Class (in session) | Occup | Cls | 1 | 1 | DEER EUN Cls IS Oc SuH | 0 | 15 | University Class (in session) Occup Cls | 3090 | 0 | 15
5011 | 8 | -99 | 3088 | -1 | 0 | 100 | ; | University Class (in session) | Occup | all | 1 | 1 | DEER EUN Cls IS Oc Wd | 0 | 100 | University Class (in session) Occup all | 3088 | 0 | 100
5011 | 1 | 6 | 3092 | -1 | 5 | 100 | ; | University Class (in session) | ILit | Sat | 1 | 1 | DEER EUN Cls IS Lt Sa | 5 | 100 | University Class (in session) ILit Sat | 3092 | 5 | 100
5011 | 1 | 7 | 3093 | -1 | 5 | 25 | ; | University Class (in session) | ILit | Sun | 1 | 1 | DEER EUN Cls IS Lt SuH | 5 | 25 | University Class (in session) ILit Sun | 3093 | 5 | 25
5011 | 1 | 8 | 3093 | -1 | 5 | 25 | ; | University Class (in session) | ILit | Hol | 1 | 1 | DEER EUN Cls IS Lt SuH | 5 | 25 | University Class (in session) ILit Hol | 3093 | 5 | 25
5011 | 1 | 11 | 3093 | -1 | 5 | 25 | ; | University Class (in session) | ILit | Cls | 1 | 1 | DEER EUN Cls IS Lt SuH | 5 | 25 | University Class (in session) ILit Cls | 3093 | 5 | 25
5011 | 1 | -99 | 3091 | -1 | 5 | 100 | ; | University Class (in session) | ILit | all | 1 | 1 | DEER EUN Cls IS Lt Wd | 5 | 100 | University Class (in session) ILit all | 3091 | 5 | 100
5011 | 6 | 6 | 3095 | -1 | 5 | 100 | ; | University Class (in session) | Misc | Sat | 1 | 1 | DEER EUN Cls IS Eq Sa | 5 | 100 | University Class (in session) Misc Sat | 3095 | 5 | 100
5011 | 6 | 7 | 3096 | -1 | 5 | 20 | ; | University Class (in session) | Misc | Sun | 1 | 1 | DEER EUN Cls IS Eq SuH | 5 | 20 | University Class (in session) Misc Sun | 3096 | 5 | 20
5011 | 6 | 8 | 3096 | -1 | 5 | 20 | ; | University Class (in session) | Misc | Hol | 1 | 1 | DEER EUN Cls IS Eq SuH | 5 | 20 | University Class (in session) Misc Hol | 3096 | 5 | 20
5011 | 6 | 11 | 3096 | -1 | 5 | 20 | ; | University Class (in session) | Misc | Cls | 1 | 1 | DEER EUN Cls IS Eq SuH | 5 | 20 | University Class (in session) Misc Cls | 3096 | 5 | 20
5011 | 6 | -99 | 3094 | -1 | 5 | 100 | ; | University Class (in session) | Misc | all | 1 | 1 | DEER EUN Cls IS Eq Wd | 5 | 100 | University Class (in session) Misc all | 3094 | 5 | 100
5021 | 8 | 6 | 3098 | -1 | 0 | 20 | ; | University Office (in session) | Occup | Sat | 1 | 1 | DEER EUN Off IS Oc Sa | 0 | 20 | University Office (in session) Occup Sat | 3098 | 0 | 20
5021 | 8 | 7 | 1 | -1 | 0 | 0 | ; | University Office (in session) | Occup | Sun | 1 | 1 | Always Off | 0 | 0 | University Office (in session) Occup Sun | 1 | 0 | 0
5021 | 8 | 8 | 1 | -1 | 0 | 0 | ; | University Office (in session) | Occup | Hol | 1 | 1 | Always Off | 0 | 0 | University Office (in session) Occup Hol | 1 | 0 | 0
5021 | 8 | 11 | 1 | -1 | 0 | 0 | ; | University Office (in session) | Occup | Cls | 1 | 1 | Always Off | 0 | 0 | University Office (in session) Occup Cls | 1 | 0 | 0
5021 | 8 | -99 | 3097 | -1 | 0 | 100 | ; | University Office (in session) | Occup | all | 1 | 1 | DEER EUN Off IS Oc Wd | 0 | 100 | University Office (in session) Occup all | 3097 | 0 | 100
5021 | 1 | 6 | 3100 | -1 | 5 | 40 | ; | University Office (in session) | ILit | Sat | 1 | 1 | DEER EUN Off IS Lt Sa | 5 | 40 | University Office (in session) ILit Sat | 3100 | 5 | 40
5021 | 1 | 7 | 3100 | -1 | 5 | 40 | ; | University Office (in session) | ILit | Sun | 1 | 1 | DEER EUN Off IS Lt Sa | 5 | 40 | University Office (in session) ILit Sun | 3100 | 5 | 40
5021 | 1 | 8 | 3100 | -1 | 5 | 40 | ; | University Office (in session) | ILit | Hol | 1 | 1 | DEER EUN Off IS Lt Sa | 5 | 40 | University Office (in session) ILit Hol | 3100 | 5 | 40
5021 | 1 | 11 | 3100 | -1 | 5 | 40 | ; | University Office (in session) | ILit | Cls | 1 | 1 | DEER EUN Off IS Lt Sa | 5 | 40 | University Office (in session) ILit Cls | 3100 | 5 | 40
5021 | 1 | -99 | 3099 | -1 | 5 | 95 | ; | University Office (in session) | ILit | all | 1 | 1 | DEER EUN Off IS Lt Wd | 5 | 95 | University Office (in session) ILit all | 3099 | 5 | 95
5021 | 6 | 6 | 3102 | -1 | 5 | 40 | ; | University Office (in session) | Misc | Sat | 1 | 1 | DEER EUN Off IS Eq Sa | 5 | 40 | University Office (in session) Misc Sat | 3102 | 5 | 40
5021 | 6 | 7 | 3102 | -1 | 5 | 40 | ; | University Office (in session) | Misc | Sun | 1 | 1 | DEER EUN Off IS Eq Sa | 5 | 40 | University Office (in session) Misc Sun | 3102 | 5 | 40
5021 | 6 | 8 | 3102 | -1 | 5 | 40 | ; | University Office (in session) | Misc | Hol | 1 | 1 | DEER EUN Off IS Eq Sa | 5 | 40 | University Office (in session) Misc Hol | 3102 | 5 | 40
5021 | 6 | 11 | 3102 | -1 | 5 | 40 | ; | University Office (in session) | Misc | Cls | 1 | 1 | DEER EUN Off IS Eq Sa | 5 | 40 | University Office (in session) Misc Cls | 3102 | 5 | 40
5021 | 6 | -99 | 3101 | -1 | 5 | 95 | ; | University Office (in session) | Misc | all | 1 | 1 | DEER EUN Off IS Eq Wd | 5 | 95 | University Office (in session) Misc all | 3101 | 5 | 95
5031 | 8 | 6 | 1 | -1 | 0 | 0 | ; | University Kitchen (in session) | Occup | Sat | 1 | 1 | Always Off | 0 | 0 | University Kitchen (in session) Occup Sat | 1 | 0 | 0
5031 | 8 | 7 | 1 | -1 | 0 | 0 | ; | University Kitchen (in session) | Occup | Sun | 1 | 1 | Always Off | 0 | 0 | University Kitchen (in session) Occup Sun | 1 | 0 | 0
5031 | 8 | 8 | 1 | -1 | 0 | 0 | ; | University Kitchen (in session) | Occup | Hol | 1 | 1 | Always Off | 0 | 0 | University Kitchen (in session) Occup Hol | 1 | 0 | 0
5031 | 8 | 11 | 1 | -1 | 0 | 0 | ; | University Kitchen (in session) | Occup | Cls | 1 | 1 | Always Off | 0 | 0 | University Kitchen (in session) Occup Cls | 1 | 0 | 0
5031 | 8 | -99 | 3106 | -1 | 0 | 90 | ; | University Kitchen (in session) | Occup | all | 1 | 1 | DEER EUN Kit IS Oc Wd | 0 | 90 | University Kitchen (in session) Occup all | 3106 | 0 | 90
5031 | 1 | 6 | 2 | -1 | 5 | 5 | ; | University Kitchen (in session) | ILit | Sat | 0.05 | 0.05 | Always On | 100 | 100 | University Kitchen (in session) ILit Sat | 2 | 5 | 5
5031 | 1 | 7 | 2 | -1 | 5 | 5 | ; | University Kitchen (in session) | ILit | Sun | 0.05 | 0.05 | Always On | 100 | 100 | University Kitchen (in session) ILit Sun | 2 | 5 | 5
5031 | 1 | 8 | 2 | -1 | 5 | 5 | ; | University Kitchen (in session) | ILit | Hol | 0.05 | 0.05 | Always On | 100 | 100 | University Kitchen (in session) ILit Hol | 2 | 5 | 5
5031 | 1 | 11 | 2 | -1 | 5 | 5 | ; | University Kitchen (in session) | ILit | Cls | 0.05 | 0.05 | Always On | 100 | 100 | University Kitchen (in session) ILit Cls | 2 | 5 | 5
5031 | 1 | -99 | 3107 | -1 | 10 | 100 | ; | University Kitchen (in session) | ILit | all | 1 | 1 | DEER EUN Kit IS Lt Wd | 10 | 100 | University Kitchen (in session) ILit all | 3107 | 10 | 100
5031 | 6 | 6 | 2 | -1 | 30 | 30 | ; | University Kitchen (in session) | Misc | Sat | 0.3 | 0.3 | Always On | 100 | 100 | University Kitchen (in session) Misc Sat | 2 | 30 | 30
5031 | 6 | 7 | 2 | -1 | 30 | 30 | ; | University Kitchen (in session) | Misc | Sun | 0.3 | 0.3 | Always On | 100 | 100 | University Kitchen (in session) Misc Sun | 2 | 30 | 30
5031 | 6 | 8 | 2 | -1 | 30 | 30 | ; | University Kitchen (in session) | Misc | Hol | 0.3 | 0.3 | Always On | 100 | 100 | University Kitchen (in session) Misc Hol | 2 | 30 | 30
5031 | 6 | 11 | 2 | -1 | 30 | 30 | ; | University Kitchen (in session) | Misc | Cls | 0.3 | 0.3 | Always On | 100 | 100 | University Kitchen (in session) Misc Cls | 2 | 30 | 30
5031 | 6 | -99 | 3108 | -1 | 30 | 100 | ; | University Kitchen (in session) | Misc | all | 1 | 1 | DEER EUN Kit IS Eq Wd | 30 | 100 | University Kitchen (in session) Misc all | 3108 | 30 | 100
5031 | 4 | 6 | 2 | -1 | 20 | 20 | ; | University Kitchen (in session) | Cook | Sat | 0.2 | 0.2 | Always On | 100 | 100 | University Kitchen (in session) Cook Sat | 2 | 20 | 20
5031 | 4 | 7 | 2 | -1 | 20 | 20 | ; | University Kitchen (in session) | Cook | Sun | 0.2 | 0.2 | Always On | 100 | 100 | University Kitchen (in session) Cook Sun | 2 | 20 | 20
5031 | 4 | 8 | 2 | -1 | 20 | 20 | ; | University Kitchen (in session) | Cook | Hol | 0.2 | 0.2 | Always On | 100 | 100 | University Kitchen (in session) Cook Hol | 2 | 20 | 20
5031 | 4 | 11 | 2 | -1 | 20 | 20 | ; | University Kitchen (in session) | Cook | Cls | 0.2 | 0.2 | Always On | 100 | 100 | University Kitchen (in session) Cook Cls | 2 | 20 | 20
5031 | 4 | -99 | 3109 | -1 | 20 | 100 | ; | University Kitchen (in session) | Cook | all | 1 | 1 | DEER EUN Kit IS Ck Wd | 20 | 100 | University Kitchen (in session) Cook all | 3109 | 20 | 100
5041 | 8 | 6 | 1 | -1 | 0 | 0 | ; | University Cafeteria (in session) | Occup | Sat | 1 | 1 | Always Off | 0 | 0 | University Cafeteria (in session) Occup Sat | 1 | 0 | 0
5041 | 8 | 7 | 1 | -1 | 0 | 0 | ; | University Cafeteria (in session) | Occup | Sun | 1 | 1 | Always Off | 0 | 0 | University Cafeteria (in session) Occup Sun | 1 | 0 | 0
5041 | 8 | 8 | 1 | -1 | 0 | 0 | ; | University Cafeteria (in session) | Occup | Hol | 1 | 1 | Always Off | 0 | 0 | University Cafeteria (in session) Occup Hol | 1 | 0 | 0
5041 | 8 | 11 | 1 | -1 | 0 | 0 | ; | University Cafeteria (in session) | Occup | Cls | 1 | 1 | Always Off | 0 | 0 | University Cafeteria (in session) Occup Cls | 1 | 0 | 0
5041 | 8 | -99 | 3103 | -1 | 0 | 90 | ; | University Cafeteria (in session) | Occup | all | 1 | 1 | DEER EUN Din IS Oc Wd | 0 | 90 | University Cafeteria (in session) Occup all | 3103 | 0 | 90
5041 | 1 | 6 | 2 | -1 | 5 | 5 | ; | University Cafeteria (in session) | ILit | Sat | 0.05 | 0.05 | Always On | 100 | 100 | University Cafeteria (in session) ILit Sat | 2 | 5 | 5
5041 | 1 | 7 | 2 | -1 | 5 | 5 | ; | University Cafeteria (in session) | ILit | Sun | 0.05 | 0.05 | Always On | 100 | 100 | University Cafeteria (in session) ILit Sun | 2 | 5 | 5
5041 | 1 | 8 | 2 | -1 | 5 | 5 | ; | University Cafeteria (in session) | ILit | Hol | 0.05 | 0.05 | Always On | 100 | 100 | University Cafeteria (in session) ILit Hol | 2 | 5 | 5
5041 | 1 | 11 | 2 | -1 | 5 | 5 | ; | University Cafeteria (in session) | ILit | Cls | 0.05 | 0.05 | Always On | 100 | 100 | University Cafeteria (in session) ILit Cls | 2 | 5 | 5
5041 | 1 | -99 | 3104 | -1 | 10 | 100 | ; | University Cafeteria (in session) | ILit | all | 1 | 1 | DEER EUN Din IS Lt Wd | 10 | 100 | University Cafeteria (in session) ILit all | 3104 | 10 | 100
5041 | 6 | 6 | 1 | -1 | 0 | 0 | ; | University Cafeteria (in session) | Misc | Sat | 1 | 1 | Always Off | 0 | 0 | University Cafeteria (in session) Misc Sat | 1 | 0 | 0
5041 | 6 | 7 | 1 | -1 | 0 | 0 | ; | University Cafeteria (in session) | Misc | Sun | 1 | 1 | Always Off | 0 | 0 | University Cafeteria (in session) Misc Sun | 1 | 0 | 0
5041 | 6 | 8 | 1 | -1 | 0 | 0 | ; | University Cafeteria (in session) | Misc | Hol | 1 | 1 | Always Off | 0 | 0 | University Cafeteria (in session) Misc Hol | 1 | 0 | 0
5041 | 6 | 11 | 1 | -1 | 0 | 0 | ; | University Cafeteria (in session) | Misc | Cls | 1 | 1 | Always Off | 0 | 0 | University Cafeteria (in session) Misc Cls | 1 | 0 | 0
5041 | 6 | -99 | 3105 | -1 | 0 | 100 | ; | University Cafeteria (in session) | Misc | all | 1 | 1 | DEER EUN Din IS Eq Wd | 0 | 100 | University Cafeteria (in session) Misc all | 3105 | 0 | 100
5051 | 8 | 6 | 1 | -1 | 0 | 0 | ; | University ComputerRm (in session) | Occup | Sat | 1 | 1 | Always Off | 0 | 0 | University ComputerRm (in session) Occup Sat | 1 | 0 | 0
5051 | 8 | 7 | 1 | -1 | 0 | 0 | ; | University ComputerRm (in session) | Occup | Sun | 1 | 1 | Always Off | 0 | 0 | University ComputerRm (in session) Occup Sun | 1 | 0 | 0
5051 | 8 | 8 | 1 | -1 | 0 | 0 | ; | University ComputerRm (in session) | Occup | Hol | 1 | 1 | Always Off | 0 | 0 | University ComputerRm (in session) Occup Hol | 1 | 0 | 0
5051 | 8 | 11 | 1 | -1 | 0 | 0 | ; | University ComputerRm (in session) | Occup | Cls | 1 | 1 | Always Off | 0 | 0 | University ComputerRm (in session) Occup Cls | 1 | 0 | 0
5051 | 8 | -99 | 3110 | -1 | 0 | 100 | ; | University ComputerRm (in session) | Occup | all | 1 | 1 | DEER EUN Cmp IS Oc Wd | 0 | 100 | University ComputerRm (in session) Occup all | 3110 | 0 | 100
5051 | 1 | 6 | 2 | -1 | 10 | 10 | ; | University ComputerRm (in session) | ILit | Sat | 0.1 | 0.1 | Always On | 100 | 100 | University ComputerRm (in session) ILit Sat | 2 | 10 | 10
5051 | 1 | 7 | 2 | -1 | 10 | 10 | ; | University ComputerRm (in session) | ILit | Sun | 0.1 | 0.1 | Always On | 100 | 100 | University ComputerRm (in session) ILit Sun | 2 | 10 | 10
5051 | 1 | 8 | 2 | -1 | 10 | 10 | ; | University ComputerRm (in session) | ILit | Hol | 0.1 | 0.1 | Always On | 100 | 100 | University ComputerRm (in session) ILit Hol | 2 | 10 | 10
5051 | 1 | 11 | 2 | -1 | 10 | 10 | ; | University ComputerRm (in session) | ILit | Cls | 0.1 | 0.1 | Always On | 100 | 100 | University ComputerRm (in session) ILit Cls | 2 | 10 | 10
5051 | 1 | -99 | 3111 | -1 | 10 | 100 | ; | University ComputerRm (in session) | ILit | all | 1 | 1 | DEER EUN Cmp IS Lt Wd | 10 | 100 | University ComputerRm (in session) ILit all | 3111 | 10 | 100
5051 | 6 | 6 | 2 | -1 | 50 | 50 | ; | University ComputerRm (in session) | Misc | Sat | 0.5 | 0.5 | Always On | 100 | 100 | University ComputerRm (in session) Misc Sat | 2 | 50 | 50
5051 | 6 | 7 | 2 | -1 | 50 | 50 | ; | University ComputerRm (in session) | Misc | Sun | 0.5 | 0.5 | Always On | 100 | 100 | University ComputerRm (in session) Misc Sun | 2 | 50 | 50
5051 | 6 | 8 | 2 | -1 | 50 | 50 | ; | University ComputerRm (in session) | Misc | Hol | 0.5 | 0.5 | Always On | 100 | 100 | University ComputerRm (in session) Misc Hol | 2 | 50 | 50
5051 | 6 | 11 | 2 | -1 | 50 | 50 | ; | University ComputerRm (in session) | Misc | Cls | 0.5 | 0.5 | Always On | 100 | 100 | University ComputerRm (in session) Misc Cls | 2 | 50 | 50
5051 | 6 | -99 | 3112 | -1 | 50 | 100 | ; | University ComputerRm (in session) | Misc | all | 1 | 1 | DEER EUN Cmp IS Eq Wd | 50 | 100 | University ComputerRm (in session) Misc all | 3112 | 50 | 100
5061 | 8 | 6 | 3114 | -1 | 50 | 100 | ; | University Dorm (in session) | Occup | Sat | 1 | 1 | DEER EUN Drm IS Oc Sa | 50 | 100 | University Dorm (in session) Occup Sat | 3114 | 50 | 100
5061 | 8 | 7 | 3115 | -1 | 50 | 100 | ; | University Dorm (in session) | Occup | Sun | 1 | 1 | DEER EUN Drm IS Oc SuH | 50 | 100 | University Dorm (in session) Occup Sun | 3115 | 50 | 100
5061 | 8 | 8 | 3115 | -1 | 50 | 100 | ; | University Dorm (in session) | Occup | Hol | 1 | 1 | DEER EUN Drm IS Oc SuH | 50 | 100 | University Dorm (in session) Occup Hol | 3115 | 50 | 100
5061 | 8 | 11 | 3115 | -1 | 50 | 100 | ; | University Dorm (in session) | Occup | Cls | 1 | 1 | DEER EUN Drm IS Oc SuH | 50 | 100 | University Dorm (in session) Occup Cls | 3115 | 50 | 100
5061 | 8 | -99 | 3113 | -1 | 20 | 100 | ; | University Dorm (in session) | Occup | all | 1 | 1 | DEER EUN Drm IS Oc Wd | 20 | 100 | University Dorm (in session) Occup all | 3113 | 20 | 100
5061 | 1 | 6 | 3117 | -1 | 20 | 100 | ; | University Dorm (in session) | ILit | Sat | 1 | 1 | DEER EUN Drm IS Lt Sa | 20 | 100 | University Dorm (in session) ILit Sat | 3117 | 20 | 100
5061 | 1 | 7 | 3118 | -1 | 20 | 80 | ; | University Dorm (in session) | ILit | Sun | 1 | 1 | DEER EUN Drm IS Lt SuH | 20 | 80 | University Dorm (in session) ILit Sun | 3118 | 20 | 80
5061 | 1 | 8 | 3118 | -1 | 20 | 80 | ; | University Dorm (in session) | ILit | Hol | 1 | 1 | DEER EUN Drm IS Lt SuH | 20 | 80 | University Dorm (in session) ILit Hol | 3118 | 20 | 80
5061 | 1 | 11 | 3118 | -1 | 20 | 80 | ; | University Dorm (in session) | ILit | Cls | 1 | 1 | DEER EUN Drm IS Lt SuH | 20 | 80 | University Dorm (in session) ILit Cls | 3118 | 20 | 80
5061 | 1 | -99 | 3116 | -1 | 20 | 100 | ; | University Dorm (in session) | ILit | all | 1 | 1 | DEER EUN Drm IS Lt Wd | 20 | 100 | University Dorm (in session) ILit all | 3116 | 20 | 100
5061 | 6 | 6 | 3120 | -1 | 20 | 100 | ; | University Dorm (in session) | Misc | Sat | 1 | 1 | DEER EUN Drm IS Eq Sa | 20 | 100 | University Dorm (in session) Misc Sat | 3120 | 20 | 100
5061 | 6 | 7 | 3121 | -1 | 20 | 80 | ; | University Dorm (in session) | Misc | Sun | 1 | 1 | DEER EUN Drm IS Eq SuH | 20 | 80 | University Dorm (in session) Misc Sun | 3121 | 20 | 80
5061 | 6 | 8 | 3121 | -1 | 20 | 80 | ; | University Dorm (in session) | Misc | Hol | 1 | 1 | DEER EUN Drm IS Eq SuH | 20 | 80 | University Dorm (in session) Misc Hol | 3121 | 20 | 80
5061 | 6 | 11 | 3121 | -1 | 20 | 80 | ; | University Dorm (in session) | Misc | Cls | 1 | 1 | DEER EUN Drm IS Eq SuH | 20 | 80 | University Dorm (in session) Misc Cls | 3121 | 20 | 80
5061 | 6 | -99 | 3119 | -1 | 20 | 100 | ; | University Dorm (in session) | Misc | all | 1 | 1 | DEER EUN Drm IS Eq Wd | 20 | 100 | University Dorm (in session) Misc all | 3119 | 20 | 100
5012 | 8 | 6 | 3089 | -1 | 0 | 32 | ; | University Class (summer) | Occup | Sat | 0.4 | 0.4 | DEER EUN Cls IS Oc Sa | 0 | 80 | University Class (summer) Occup Sat | 3089 | 0 | 32
5012 | 8 | 7 | 1 | -1 | 0 | 0 | ; | University Class (summer) | Occup | Sun | 1 | 1 | Always Off | 0 | 0 | University Class (summer) Occup Sun | 1 | 0 | 0
5012 | 8 | 8 | 1 | -1 | 0 | 0 | ; | University Class (summer) | Occup | Hol | 1 | 1 | Always Off | 0 | 0 | University Class (summer) Occup Hol | 1 | 0 | 0
5012 | 8 | 11 | 1 | -1 | 0 | 0 | ; | University Class (summer) | Occup | Cls | 1 | 1 | Always Off | 0 | 0 | University Class (summer) Occup Cls | 1 | 0 | 0
5012 | 8 | -99 | 3088 | -1 | 0 | 40 | ; | University Class (summer) | Occup | all | 0.4 | 0.4 | DEER EUN Cls IS Oc Wd | 0 | 100 | University Class (summer) Occup all | 3088 | 0 | 40
5012 | 1 | 6 | 3092 | 3.5 | 2 | 40 | ; | University Class (summer) | ILit | Sat | 0.4 | 0.4 | DEER EUN Cls IS Lt Sa | 5 | 100 | University Class (summer) ILit Sat | 3092 | 2 | 40
5012 | 1 | 7 | 2 | 3.5 | 0.1 | 0.1 | ; | University Class (summer) | ILit | Sun | 0.001 | 0.001 | Always On | 100 | 100 | University Class (summer) ILit Sun | 2 | 0.1 | 0.1
5012 | 1 | 8 | 2 | 3.5 | 0.1 | 0.1 | ; | University Class (summer) | ILit | Hol | 0.001 | 0.001 | Always On | 100 | 100 | University Class (summer) ILit Hol | 2 | 0.1 | 0.1
5012 | 1 | 11 | 2 | 3.5 | 0.1 | 0.1 | ; | University Class (summer) | ILit | Cls | 0.001 | 0.001 | Always On | 100 | 100 | University Class (summer) ILit Cls | 2 | 0.1 | 0.1
5012 | 1 | -99 | 3091 | 3.5 | 2 | 40 | ; | University Class (summer) | ILit | all | 0.4 | 0.4 | DEER EUN Cls IS Lt Wd | 5 | 100 | University Class (summer) ILit all | 3091 | 2 | 40
5012 | 6 | 6 | 3095 | 2 | 2 | 40 | ; | University Class (summer) | Misc | Sat | 0.4 | 0.4 | DEER EUN Cls IS Eq Sa | 5 | 100 | University Class (summer) Misc Sat | 3095 | 2 | 40
5012 | 6 | 7 | 2 | 2 | 0.1 | 0.1 | ; | University Class (summer) | Misc | Sun | 0.001 | 0.001 | Always On | 100 | 100 | University Class (summer) Misc Sun | 2 | 0.1 | 0.1
5012 | 6 | 8 | 2 | 2 | 0.1 | 0.1 | ; | University Class (summer) | Misc | Hol | 0.001 | 0.001 | Always On | 100 | 100 | University Class (summer) Misc Hol | 2 | 0.1 | 0.1
5012 | 6 | 11 | 2 | 2 | 0.1 | 0.1 | ; | University Class (summer) | Misc | Cls | 0.001 | 0.001 | Always On | 100 | 100 | University Class (summer) Misc Cls | 2 | 0.1 | 0.1
5012 | 6 | -99 | 3094 | 2 | 2 | 40 | ; | University Class (summer) | Misc | all | 0.4 | 0.4 | DEER EUN Cls IS Eq Wd | 5 | 100 | University Class (summer) Misc all | 3094 | 2 | 40
5022 | 8 | 6 | 3098 | -1 | 0 | 8 | ; | University Office (summer) | Occup | Sat | 0.4 | 0.4 | DEER EUN Off IS Oc Sa | 0 | 20 | University Office (summer) Occup Sat | 3098 | 0 | 8
5022 | 8 | 7 | 1 | -1 | 0 | 0 | ; | University Office (summer) | Occup | Sun | 1 | 1 | Always Off | 0 | 0 | University Office (summer) Occup Sun | 1 | 0 | 0
5022 | 8 | 8 | 1 | -1 | 0 | 0 | ; | University Office (summer) | Occup | Hol | 1 | 1 | Always Off | 0 | 0 | University Office (summer) Occup Hol | 1 | 0 | 0
5022 | 8 | 11 | 1 | -1 | 0 | 0 | ; | University Office (summer) | Occup | Cls | 1 | 1 | Always Off | 0 | 0 | University Office (summer) Occup Cls | 1 | 0 | 0
5022 | 8 | -99 | 3097 | -1 | 0 | 40 | ; | University Office (summer) | Occup | all | 0.4 | 0.4 | DEER EUN Off IS Oc Wd | 0 | 100 | University Office (summer) Occup all | 3097 | 0 | 40
5022 | 1 | 6 | 3100 | 3.5 | 3.5 | 16 | ; | University Office (summer) | ILit | Sat | 0.7 | 0.4 | DEER EUN Off IS Lt Sa | 5 | 40 | University Office (summer) ILit Sat | 3100 | 3.5 | 16
5022 | 1 | 7 | 2 | 3.5 | 0.1 | 0.1 | ; | University Office (summer) | ILit | Sun | 0.001 | 0.001 | Always On | 100 | 100 | University Office (summer) ILit Sun | 2 | 0.1 | 0.1
5022 | 1 | 8 | 2 | 3.5 | 0.1 | 0.1 | ; | University Office (summer) | ILit | Hol | 0.001 | 0.001 | Always On | 100 | 100 | University Office (summer) ILit Hol | 2 | 0.1 | 0.1
5022 | 1 | 11 | 2 | 3.5 | 0.1 | 0.1 | ; | University Office (summer) | ILit | Cls | 0.001 | 0.001 | Always On | 100 | 100 | University Office (summer) ILit Cls | 2 | 0.1 | 0.1
5022 | 1 | -99 | 3099 | 3.5 | 3.5 | 38 | ; | University Office (summer) | ILit | all | 0.7 | 0.4 | DEER EUN Off IS Lt Wd | 5 | 95 | University Office (summer) ILit all | 3099 | 3.5 | 38
5022 | 6 | 6 | 3102 | 5 | 5 | 16 | ; | University Office (summer) | Misc | Sat | 1 | 0.4 | DEER EUN Off IS Eq Sa | 5 | 40 | University Office (summer) Misc Sat | 3102 | 5 | 16
5022 | 6 | 7 | 2 | 5 | 0.1 | 0.1 | ; | University Office (summer) | Misc | Sun | 0.001 | 0.001 | Always On | 100 | 100 | University Office (summer) Misc Sun | 2 | 0.1 | 0.1
5022 | 6 | 8 | 2 | 5 | 0.1 | 0.1 | ; | University Office (summer) | Misc | Hol | 0.001 | 0.001 | Always On | 100 | 100 | University Office (summer) Misc Hol | 2 | 0.1 | 0.1
5022 | 6 | 11 | 2 | 5 | 0.1 | 0.1 | ; | University Office (summer) | Misc | Cls | 0.001 | 0.001 | Always On | 100 | 100 | University Office (summer) Misc Cls | 2 | 0.1 | 0.1
5022 | 6 | -99 | 3101 | 5 | 5 | 38 | ; | University Office (summer) | Misc | all | 1 | 0.4 | DEER EUN Off IS Eq Wd | 5 | 95 | University Office (summer) Misc all | 3101 | 5 | 38
5032 | 8 | 6 | 1 | -1 | 0 | 0 | ; | University Kitchen (summer) | Occup | Sat | 1 | 1 | Always Off | 0 | 0 | University Kitchen (summer) Occup Sat | 1 | 0 | 0
5032 | 8 | 7 | 1 | -1 | 0 | 0 | ; | University Kitchen (summer) | Occup | Sun | 1 | 1 | Always Off | 0 | 0 | University Kitchen (summer) Occup Sun | 1 | 0 | 0
5032 | 8 | 8 | 1 | -1 | 0 | 0 | ; | University Kitchen (summer) | Occup | Hol | 1 | 1 | Always Off | 0 | 0 | University Kitchen (summer) Occup Hol | 1 | 0 | 0
5032 | 8 | 11 | 1 | -1 | 0 | 0 | ; | University Kitchen (summer) | Occup | Cls | 1 | 1 | Always Off | 0 | 0 | University Kitchen (summer) Occup Cls | 1 | 0 | 0
5032 | 8 | -99 | 3106 | -1 | 0 | 36 | ; | University Kitchen (summer) | Occup | all | 0.4 | 0.4 | DEER EUN Kit IS Oc Wd | 0 | 90 | University Kitchen (summer) Occup all | 3106 | 0 | 36
5032 | 1 | 6 | 2 | 3.5 | 0.1 | 0.1 | ; | University Kitchen (summer) | ILit | Sat | 0.001 | 0.001 | Always On | 100 | 100 | University Kitchen (summer) ILit Sat | 2 | 0.1 | 0.1
5032 | 1 | 7 | 2 | 3.5 | 0.1 | 0.1 | ; | University Kitchen (summer) | ILit | Sun | 0.001 | 0.001 | Always On | 100 | 100 | University Kitchen (summer) ILit Sun | 2 | 0.1 | 0.1
5032 | 1 | 8 | 2 | 3.5 | 0.1 | 0.1 | ; | University Kitchen (summer) | ILit | Hol | 0.001 | 0.001 | Always On | 100 | 100 | University Kitchen (summer) ILit Hol | 2 | 0.1 | 0.1
5032 | 1 | 11 | 2 | 3.5 | 0.1 | 0.1 | ; | University Kitchen (summer) | ILit | Cls | 0.001 | 0.001 | Always On | 100 | 100 | University Kitchen (summer) ILit Cls | 2 | 0.1 | 0.1
5032 | 1 | -99 | 3107 | 3.5 | 4 | 40 | ; | University Kitchen (summer) | ILit | all | 0.4 | 0.4 | DEER EUN Kit IS Lt Wd | 10 | 100 | University Kitchen (summer) ILit all | 3107 | 4 | 40
5032 | 6 | 6 | 2 | -1 | 12 | 12 | ; | University Kitchen (summer) | Misc | Sat | 0.12 | 0.12 | Always On | 100 | 100 | University Kitchen (summer) Misc Sat | 2 | 12 | 12
5032 | 6 | 7 | 2 | -1 | 12 | 12 | ; | University Kitchen (summer) | Misc | Sun | 0.12 | 0.12 | Always On | 100 | 100 | University Kitchen (summer) Misc Sun | 2 | 12 | 12
5032 | 6 | 8 | 2 | -1 | 12 | 12 | ; | University Kitchen (summer) | Misc | Hol | 0.12 | 0.12 | Always On | 100 | 100 | University Kitchen (summer) Misc Hol | 2 | 12 | 12
5032 | 6 | 11 | 2 | -1 | 12 | 12 | ; | University Kitchen (summer) | Misc | Cls | 0.12 | 0.12 | Always On | 100 | 100 | University Kitchen (summer) Misc Cls | 2 | 12 | 12
5032 | 6 | -99 | 3108 | -1 | 12 | 40 | ; | University Kitchen (summer) | Misc | all | 0.4 | 0.4 | DEER EUN Kit IS Eq Wd | 30 | 100 | University Kitchen (summer) Misc all | 3108 | 12 | 40
5032 | 4 | 6 | 2 | -1 | 8 | 8 | ; | University Kitchen (summer) | Cook | Sat | 0.08 | 0.08 | Always On | 100 | 100 | University Kitchen (summer) Cook Sat | 2 | 8 | 8
5032 | 4 | 7 | 2 | -1 | 8 | 8 | ; | University Kitchen (summer) | Cook | Sun | 0.08 | 0.08 | Always On | 100 | 100 | University Kitchen (summer) Cook Sun | 2 | 8 | 8
5032 | 4 | 8 | 2 | -1 | 8 | 8 | ; | University Kitchen (summer) | Cook | Hol | 0.08 | 0.08 | Always On | 100 | 100 | University Kitchen (summer) Cook Hol | 2 | 8 | 8
5032 | 4 | 11 | 2 | -1 | 8 | 8 | ; | University Kitchen (summer) | Cook | Cls | 0.08 | 0.08 | Always On | 100 | 100 | University Kitchen (summer) Cook Cls | 2 | 8 | 8
5032 | 4 | -99 | 3109 | -1 | 8 | 40 | ; | University Kitchen (summer) | Cook | all | 0.4 | 0.4 | DEER EUN Kit IS Ck Wd | 20 | 100 | University Kitchen (summer) Cook all | 3109 | 8 | 40
5042 | 8 | 6 | 1 | -1 | 0 | 0 | ; | University Cafeteria (summer) | Occup | Sat | 1 | 1 | Always Off | 0 | 0 | University Cafeteria (summer) Occup Sat | 1 | 0 | 0
5042 | 8 | 7 | 1 | -1 | 0 | 0 | ; | University Cafeteria (summer) | Occup | Sun | 1 | 1 | Always Off | 0 | 0 | University Cafeteria (summer) Occup Sun | 1 | 0 | 0
5042 | 8 | 8 | 1 | -1 | 0 | 0 | ; | University Cafeteria (summer) | Occup | Hol | 1 | 1 | Always Off | 0 | 0 | University Cafeteria (summer) Occup Hol | 1 | 0 | 0
5042 | 8 | 11 | 1 | -1 | 0 | 0 | ; | University Cafeteria (summer) | Occup | Cls | 1 | 1 | Always Off | 0 | 0 | University Cafeteria (summer) Occup Cls | 1 | 0 | 0
5042 | 8 | -99 | 3103 | -1 | 0 | 36 | ; | University Cafeteria (summer) | Occup | all | 0.4 | 0.4 | DEER EUN Din IS Oc Wd | 0 | 90 | University Cafeteria (summer) Occup all | 3103 | 0 | 36
5042 | 1 | 6 | 2 | 3.5 | 0.1 | 0.1 | ; | University Cafeteria (summer) | ILit | Sat | 0.001 | 0.001 | Always On | 100 | 100 | University Cafeteria (summer) ILit Sat | 2 | 0.1 | 0.1
5042 | 1 | 7 | 2 | 3.5 | 0.1 | 0.1 | ; | University Cafeteria (summer) | ILit | Sun | 0.001 | 0.001 | Always On | 100 | 100 | University Cafeteria (summer) ILit Sun | 2 | 0.1 | 0.1
5042 | 1 | 8 | 2 | 3.5 | 0.1 | 0.1 | ; | University Cafeteria (summer) | ILit | Hol | 0.001 | 0.001 | Always On | 100 | 100 | University Cafeteria (summer) ILit Hol | 2 | 0.1 | 0.1
5042 | 1 | 11 | 2 | 3.5 | 0.1 | 0.1 | ; | University Cafeteria (summer) | ILit | Cls | 0.001 | 0.001 | Always On | 100 | 100 | University Cafeteria (summer) ILit Cls | 2 | 0.1 | 0.1
5042 | 1 | -99 | 3104 | 3.5 | 4 | 40 | ; | University Cafeteria (summer) | ILit | all | 0.4 | 0.4 | DEER EUN Din IS Lt Wd | 10 | 100 | University Cafeteria (summer) ILit all | 3104 | 4 | 40
5042 | 6 | 6 | 1 | -1 | 0 | 0 | ; | University Cafeteria (summer) | Misc | Sat | 1 | 1 | Always Off | 0 | 0 | University Cafeteria (summer) Misc Sat | 1 | 0 | 0
5042 | 6 | 7 | 1 | -1 | 0 | 0 | ; | University Cafeteria (summer) | Misc | Sun | 1 | 1 | Always Off | 0 | 0 | University Cafeteria (summer) Misc Sun | 1 | 0 | 0
5042 | 6 | 8 | 1 | -1 | 0 | 0 | ; | University Cafeteria (summer) | Misc | Hol | 1 | 1 | Always Off | 0 | 0 | University Cafeteria (summer) Misc Hol | 1 | 0 | 0
5042 | 6 | 11 | 1 | -1 | 0 | 0 | ; | University Cafeteria (summer) | Misc | Cls | 1 | 1 | Always Off | 0 | 0 | University Cafeteria (summer) Misc Cls | 1 | 0 | 0
5042 | 6 | -99 | 3105 | -1 | 0 | 40 | ; | University Cafeteria (summer) | Misc | all | 0.4 | 0.4 | DEER EUN Din IS Eq Wd | 0 | 100 | University Cafeteria (summer) Misc all | 3105 | 0 | 40
5052 | 8 | 6 | 1 | -1 | 0 | 0 | ; | University ComputerRm (summer) | Occup | Sat | 1 | 1 | Always Off | 0 | 0 | University ComputerRm (summer) Occup Sat | 1 | 0 | 0
5052 | 8 | 7 | 1 | -1 | 0 | 0 | ; | University ComputerRm (summer) | Occup | Sun | 1 | 1 | Always Off | 0 | 0 | University ComputerRm (summer) Occup Sun | 1 | 0 | 0
5052 | 8 | 8 | 1 | -1 | 0 | 0 | ; | University ComputerRm (summer) | Occup | Hol | 1 | 1 | Always Off | 0 | 0 | University ComputerRm (summer) Occup Hol | 1 | 0 | 0
5052 | 8 | 11 | 1 | -1 | 0 | 0 | ; | University ComputerRm (summer) | Occup | Cls | 1 | 1 | Always Off | 0 | 0 | University ComputerRm (summer) Occup Cls | 1 | 0 | 0
5052 | 8 | -99 | 3082 | -1 | 0 | 40 | ; | University ComputerRm (summer) | Occup | all | 0.4 | 0.4 | DEER ECC Cmp IS Oc Wd | 0 | 100 | University ComputerRm (summer) Occup all | 3082 | 0 | 40
5052 | 1 | 6 | 2 | -1 | 4 | 4 | ; | University ComputerRm (summer) | ILit | Sat | 0.04 | 0.04 | Always On | 100 | 100 | University ComputerRm (summer) ILit Sat | 2 | 4 | 4
5052 | 1 | 7 | 2 | -1 | 4 | 4 | ; | University ComputerRm (summer) | ILit | Sun | 0.04 | 0.04 | Always On | 100 | 100 | University ComputerRm (summer) ILit Sun | 2 | 4 | 4
5052 | 1 | 8 | 2 | -1 | 4 | 4 | ; | University ComputerRm (summer) | ILit | Hol | 0.04 | 0.04 | Always On | 100 | 100 | University ComputerRm (summer) ILit Hol | 2 | 4 | 4
5052 | 1 | 11 | 2 | -1 | 4 | 4 | ; | University ComputerRm (summer) | ILit | Cls | 0.04 | 0.04 | Always On | 100 | 100 | University ComputerRm (summer) ILit Cls | 2 | 4 | 4
5052 | 1 | -99 | 3083 | -1 | 4 | 40 | ; | University ComputerRm (summer) | ILit | all | 0.4 | 0.4 | DEER ECC Cmp IS Lt Wd | 10 | 100 | University ComputerRm (summer) ILit all | 3083 | 4 | 40
5052 | 6 | 6 | 2 | 10 | 20 | 20 | ; | University ComputerRm (summer) | Misc | Sat | 0.2 | 0.2 | Always On | 100 | 100 | University ComputerRm (summer) Misc Sat | 2 | 20 | 20
5052 | 6 | 7 | 2 | 10 | 20 | 20 | ; | University ComputerRm (summer) | Misc | Sun | 0.2 | 0.2 | Always On | 100 | 100 | University ComputerRm (summer) Misc Sun | 2 | 20 | 20
5052 | 6 | 8 | 2 | 10 | 20 | 20 | ; | University ComputerRm (summer) | Misc | Hol | 0.2 | 0.2 | Always On | 100 | 100 | University ComputerRm (summer) Misc Hol | 2 | 20 | 20
5052 | 6 | 11 | 2 | 10 | 20 | 20 | ; | University ComputerRm (summer) | Misc | Cls | 0.2 | 0.2 | Always On | 100 | 100 | University ComputerRm (summer) Misc Cls | 2 | 20 | 20
5052 | 6 | -99 | 3084 | 10 | 20 | 40 | ; | University ComputerRm (summer) | Misc | all | 0.4 | 0.4 | DEER ECC Cmp IS Eq Wd | 50 | 100 | University ComputerRm (summer) Misc all | 3084 | 20 | 40
5062 | 8 | 6 | 3114 | -1 | 25 | 50 | ; | University Dorm (summer) | Occup | Sat | 0.5 | 0.5 | DEER EUN Drm IS Oc Sa | 50 | 100 | University Dorm (summer) Occup Sat | 3114 | 25 | 50
5062 | 8 | 7 | 3115 | -1 | 25 | 50 | ; | University Dorm (summer) | Occup | Sun | 0.5 | 0.5 | DEER EUN Drm IS Oc SuH | 50 | 100 | University Dorm (summer) Occup Sun | 3115 | 25 | 50
5062 | 8 | 8 | 3115 | -1 | 25 | 50 | ; | University Dorm (summer) | Occup | Hol | 0.5 | 0.5 | DEER EUN Drm IS Oc SuH | 50 | 100 | University Dorm (summer) Occup Hol | 3115 | 25 | 50
5062 | 8 | 11 | 3115 | -1 | 25 | 50 | ; | University Dorm (summer) | Occup | Cls | 0.5 | 0.5 | DEER EUN Drm IS Oc SuH | 50 | 100 | University Dorm (summer) Occup Cls | 3115 | 25 | 50
5062 | 8 | -99 | 3113 | -1 | 10 | 50 | ; | University Dorm (summer) | Occup | all | 0.5 | 0.5 | DEER EUN Drm IS Oc Wd | 20 | 100 | University Dorm (summer) Occup all | 3113 | 10 | 50
5062 | 1 | 6 | 3117 | 3.5 | 8 | 40 | ; | University Dorm (summer) | ILit | Sat | 0.4 | 0.4 | DEER EUN Drm IS Lt Sa | 20 | 100 | University Dorm (summer) ILit Sat | 3117 | 8 | 40
5062 | 1 | 7 | 3118 | 3.5 | 8 | 32 | ; | University Dorm (summer) | ILit | Sun | 0.4 | 0.4 | DEER EUN Drm IS Lt SuH | 20 | 80 | University Dorm (summer) ILit Sun | 3118 | 8 | 32
5062 | 1 | 8 | 3118 | 3.5 | 8 | 32 | ; | University Dorm (summer) | ILit | Hol | 0.4 | 0.4 | DEER EUN Drm IS Lt SuH | 20 | 80 | University Dorm (summer) ILit Hol | 3118 | 8 | 32
5062 | 1 | 11 | 3118 | 3.5 | 8 | 32 | ; | University Dorm (summer) | ILit | Cls | 0.4 | 0.4 | DEER EUN Drm IS Lt SuH | 20 | 80 | University Dorm (summer) ILit Cls | 3118 | 8 | 32
5062 | 1 | -99 | 3116 | 3.5 | 8 | 40 | ; | University Dorm (summer) | ILit | all | 0.4 | 0.4 | DEER EUN Drm IS Lt Wd | 20 | 100 | University Dorm (summer) ILit all | 3116 | 8 | 40
5062 | 6 | 6 | 3120 | -1 | 8 | 40 | ; | University Dorm (summer) | Misc | Sat | 0.4 | 0.4 | DEER EUN Drm IS Eq Sa | 20 | 100 | University Dorm (summer) Misc Sat | 3120 | 8 | 40
5062 | 6 | 7 | 3121 | -1 | 8 | 32 | ; | University Dorm (summer) | Misc | Sun | 0.4 | 0.4 | DEER EUN Drm IS Eq SuH | 20 | 80 | University Dorm (summer) Misc Sun | 3121 | 8 | 32
5062 | 6 | 8 | 3121 | -1 | 8 | 32 | ; | University Dorm (summer) | Misc | Hol | 0.4 | 0.4 | DEER EUN Drm IS Eq SuH | 20 | 80 | University Dorm (summer) Misc Hol | 3121 | 8 | 32
5062 | 6 | 11 | 3121 | -1 | 8 | 32 | ; | University Dorm (summer) | Misc | Cls | 0.4 | 0.4 | DEER EUN Drm IS Eq SuH | 20 | 80 | University Dorm (summer) Misc Cls | 3121 | 8 | 32
5062 | 6 | -99 | 3119 | -1 | 8 | 40 | ; | University Dorm (summer) | Misc | all | 0.4 | 0.4 | DEER EUN Drm IS Eq Wd | 20 | 100 | University Dorm (summer) Misc all | 3119 | 8 | 40
5013 | 8 | 6 | 1 | -1 | 0 | 0 | ; | University Class (break) | Occup | Sat | 1 | 1 | Always Off | 0 | 0 | University Class (break) Occup Sat | 1 | 0 | 0
5013 | 8 | 7 | 1 | -1 | 0 | 0 | ; | University Class (break) | Occup | Sun | 1 | 1 | Always Off | 0 | 0 | University Class (break) Occup Sun | 1 | 0 | 0
5013 | 8 | 8 | 1 | -1 | 0 | 0 | ; | University Class (break) | Occup | Hol | 1 | 1 | Always Off | 0 | 0 | University Class (break) Occup Hol | 1 | 0 | 0
5013 | 8 | 11 | 1 | -1 | 0 | 0 | ; | University Class (break) | Occup | Cls | 1 | 1 | Always Off | 0 | 0 | University Class (break) Occup Cls | 1 | 0 | 0
5013 | 8 | -99 | 3128 | -1 | 0 | 10 | ; | University Class (break) | Occup | all | 1 | 1 | DEER EUN Cls Cl Oc Wd | 0 | 10 | University Class (break) Occup all | 3128 | 0 | 10
5013 | 1 | 6 | 2 | 3.5 | 0.1 | 0.1 | ; | University Class (break) | ILit | Sat | 0.001 | 0.001 | Always On | 100 | 100 | University Class (break) ILit Sat | 2 | 0.1 | 0.1
5013 | 1 | 7 | 2 | 3.5 | 0.1 | 0.1 | ; | University Class (break) | ILit | Sun | 0.001 | 0.001 | Always On | 100 | 100 | University Class (break) ILit Sun | 2 | 0.1 | 0.1
5013 | 1 | 8 | 2 | 3.5 | 0.1 | 0.1 | ; | University Class (break) | ILit | Hol | 0.001 | 0.001 | Always On | 100 | 100 | University Class (break) ILit Hol | 2 | 0.1 | 0.1
5013 | 1 | 11 | 2 | 3.5 | 0.1 | 0.1 | ; | University Class (break) | ILit | Cls | 0.001 | 0.001 | Always On | 100 | 100 | University Class (break) ILit Cls | 2 | 0.1 | 0.1
5013 | 1 | -99 | 3129 | 3.5 | 3.5 | 20 | ; | University Class (break) | ILit | all | 1 | 1 | DEER EUN Cls Cl Lt Wd | 3.5 | 20 | University Class (break) ILit all | 3129 | 3.5 | 20
5013 | 6 | 6 | 1 | -1 | 0 | 0 | ; | University Class (break) | Misc | Sat | 1 | 1 | Always Off | 0 | 0 | University Class (break) Misc Sat | 1 | 0 | 0
5013 | 6 | 7 | 1 | -1 | 0 | 0 | ; | University Class (break) | Misc | Sun | 1 | 1 | Always Off | 0 | 0 | University Class (break) Misc Sun | 1 | 0 | 0
5013 | 6 | 8 | 1 | -1 | 0 | 0 | ; | University Class (break) | Misc | Hol | 1 | 1 | Always Off | 0 | 0 | University Class (break) Misc Hol | 1 | 0 | 0
5013 | 6 | 11 | 1 | -1 | 0 | 0 | ; | University Class (break) | Misc | Cls | 1 | 1 | Always Off | 0 | 0 | University Class (break) Misc Cls | 1 | 0 | 0
5013 | 6 | -99 | 3130 | -1 | 0 | 10 | ; | University Class (break) | Misc | all | 1 | 1 | DEER EUN Cls Cl Eq Wd | 0 | 10 | University Class (break) Misc all | 3130 | 0 | 10
5023 | 8 | 6 | 3098 | -1 | 0 | 8 | ; | University Office (break) | Occup | Sat | 0.4 | 0.4 | DEER EUN Off IS Oc Sa | 0 | 20 | University Office (break) Occup Sat | 3098 | 0 | 8
5023 | 8 | 7 | 1 | -1 | 0 | 0 | ; | University Office (break) | Occup | Sun | 1 | 1 | Always Off | 0 | 0 | University Office (break) Occup Sun | 1 | 0 | 0
5023 | 8 | 8 | 1 | -1 | 0 | 0 | ; | University Office (break) | Occup | Hol | 1 | 1 | Always Off | 0 | 0 | University Office (break) Occup Hol | 1 | 0 | 0
5023 | 8 | 11 | 1 | -1 | 0 | 0 | ; | University Office (break) | Occup | Cls | 1 | 1 | Always Off | 0 | 0 | University Office (break) Occup Cls | 1 | 0 | 0
5023 | 8 | -99 | 3097 | -1 | 0 | 40 | ; | University Office (break) | Occup | all | 0.4 | 0.4 | DEER EUN Off IS Oc Wd | 0 | 100 | University Office (break) Occup all | 3097 | 0 | 40
5023 | 1 | 6 | 3100 | 3.5 | 3.5 | 16 | ; | University Office (break) | ILit | Sat | 0.7 | 0.4 | DEER EUN Off IS Lt Sa | 5 | 40 | University Office (break) ILit Sat | 3100 | 3.5 | 16
5023 | 1 | 7 | 2 | 3.5 | 0.1 | 0.1 | ; | University Office (break) | ILit | Sun | 0.001 | 0.001 | Always On | 100 | 100 | University Office (break) ILit Sun | 2 | 0.1 | 0.1
5023 | 1 | 8 | 2 | 3.5 | 0.1 | 0.1 | ; | University Office (break) | ILit | Hol | 0.001 | 0.001 | Always On | 100 | 100 | University Office (break) ILit Hol | 2 | 0.1 | 0.1
5023 | 1 | 11 | 2 | 3.5 | 0.1 | 0.1 | ; | University Office (break) | ILit | Cls | 0.001 | 0.001 | Always On | 100 | 100 | University Office (break) ILit Cls | 2 | 0.1 | 0.1
5023 | 1 | -99 | 3099 | 3.5 | 3.5 | 38 | ; | University Office (break) | ILit | all | 0.7 | 0.4 | DEER EUN Off IS Lt Wd | 5 | 95 | University Office (break) ILit all | 3099 | 3.5 | 38
5023 | 6 | 6 | 3102 | 5 | 5 | 16 | ; | University Office (break) | Misc | Sat | 1 | 0.4 | DEER EUN Off IS Eq Sa | 5 | 40 | University Office (break) Misc Sat | 3102 | 5 | 16
5023 | 6 | 7 | 2 | 5 | 0.1 | 0.1 | ; | University Office (break) | Misc | Sun | 0.001 | 0.001 | Always On | 100 | 100 | University Office (break) Misc Sun | 2 | 0.1 | 0.1
5023 | 6 | 8 | 2 | 5 | 0.1 | 0.1 | ; | University Office (break) | Misc | Hol | 0.001 | 0.001 | Always On | 100 | 100 | University Office (break) Misc Hol | 2 | 0.1 | 0.1
5023 | 6 | 11 | 2 | 5 | 0.1 | 0.1 | ; | University Office (break) | Misc | Cls | 0.001 | 0.001 | Always On | 100 | 100 | University Office (break) Misc Cls | 2 | 0.1 | 0.1
5023 | 6 | -99 | 3101 | 5 | 5 | 38 | ; | University Office (break) | Misc | all | 1 | 0.4 | DEER EUN Off IS Eq Wd | 5 | 95 | University Office (break) Misc all | 3101 | 5 | 38
5033 | 8 | -99 | 1 | -1 | 0 | 0 | ; | University Kitchen (break) | Occup | all | 1 | 1 | Always Off | 0 | 0 | University Kitchen (break) Occup all | 1 | 0 | 0
5033 | 1 | -99 | 2 | 3.5 | 0.1 | 0.1 | ; | University Kitchen (break) | ILit | all | 0.001 | 0.001 | Always On | 100 | 100 | University Kitchen (break) ILit all | 2 | 0.1 | 0.1
5033 | 6 | -99 | 2 | 5 | 0.1 | 0.1 | ; | University Kitchen (break) | Misc | all | 0.001 | 0.001 | Always On | 100 | 100 | University Kitchen (break) Misc all | 2 | 0.1 | 0.1
5033 | 4 | -99 | 2 | -1 | 8 | 8 | ; | University Kitchen (break) | Cook | all | 0.08 | 0.08 | Always On | 100 | 100 | University Kitchen (break) Cook all | 2 | 8 | 8
5043 | 8 | -99 | 1 | -1 | 0 | 0 | ; | University Cafeteria (break) | Occup | all | 1 | 1 | Always Off | 0 | 0 | University Cafeteria (break) Occup all | 1 | 0 | 0
5043 | 1 | -99 | 2 | 3.5 | 0.1 | 0.1 | ; | University Cafeteria (break) | ILit | all | 0.001 | 0.001 | Always On | 100 | 100 | University Cafeteria (break) ILit all | 2 | 0.1 | 0.1
5043 | 6 | -99 | 1 | -1 | 0 | 0 | ; | University Cafeteria (break) | Misc | all | 1 | 1 | Always Off | 0 | 0 | University Cafeteria (break) Misc all | 1 | 0 | 0
5053 | 8 | -99 | 1 | -1 | 0 | 0 | ; | University ComputerRm (break) | Occup | all | 1 | 1 | Always Off | 0 | 0 | University ComputerRm (break) Occup all | 1 | 0 | 0
5053 | 1 | -99 | 2 | -1 | 5 | 5 | ; | University ComputerRm (break) | ILit | all | 0.05 | 0.05 | Always On | 100 | 100 | University ComputerRm (break) ILit all | 2 | 5 | 5
5053 | 6 | -99 | 2 | -1 | 20 | 20 | ; | University ComputerRm (break) | Misc | all | 0.2 | 0.2 | Always On | 100 | 100 | University ComputerRm (break) Misc all | 2 | 20 | 20
5063 | 8 | -99 | 1 | -1 | 0 | 0 | ; | University Dorm (break) | Occup | all | 1 | 1 | Always Off | 0 | 0 | University Dorm (break) Occup all | 1 | 0 | 0
5063 | 1 | -99 | 2 | 2 | 0.1 | 0.1 | ; | University Dorm (break) | ILit | all | 0.001 | 0.001 | Always On | 100 | 100 | University Dorm (break) ILit all | 2 | 0.1 | 0.1
5063 | 6 | -99 | 2 | 2 | 0.1 | 0.1 | ; | University Dorm (break) | Misc | all | 0.001 | 0.001 | Always On | 100 | 100 | University Dorm (break) Misc all | 2 | 0.1 | 0.1
;
7011 | 8 | 6 | 3134 | -1 | 0 | 50 | ; | Hospital Fac/Maint (24 hour) | Occup | Sat | 1 | 1 | DEER HSP 24G Yr Oc WeH | 0 | 50 | Hospital Fac/Maint (24 hour) Occup Sat | 3134 | 0 | 50
7011 | 8 | 7 | 3134 | -1 | 0 | 50 | ; | Hospital Fac/Maint (24 hour) | Occup | Sun | 1 | 1 | DEER HSP 24G Yr Oc WeH | 0 | 50 | Hospital Fac/Maint (24 hour) Occup Sun | 3134 | 0 | 50
7011 | 8 | 8 | 3134 | -1 | 0 | 50 | ; | Hospital Fac/Maint (24 hour) | Occup | Hol | 1 | 1 | DEER HSP 24G Yr Oc WeH | 0 | 50 | Hospital Fac/Maint (24 hour) Occup Hol | 3134 | 0 | 50
7011 | 8 | 11 | 3134 | -1 | 0 | 50 | ; | Hospital Fac/Maint (24 hour) | Occup | Cls | 1 | 1 | DEER HSP 24G Yr Oc WeH | 0 | 50 | Hospital Fac/Maint (24 hour) Occup Cls | 3134 | 0 | 50
7011 | 8 | -99 | 3133 | -1 | 0 | 50 | ; | Hospital Fac/Maint (24 hour) | Occup | all | 1 | 1 | DEER HSP 24G Yr Oc Wd | 0 | 50 | Hospital Fac/Maint (24 hour) Occup all | 3133 | 0 | 50
7011 | 1 | 6 | 3136 | -1 | 60 | 80 | ; | Hospital Fac/Maint (24 hour) | ILit | Sat | 1 | 1 | DEER HSP 24G Yr Lt WeH | 60 | 80 | Hospital Fac/Maint (24 hour) ILit Sat | 3136 | 60 | 80
7011 | 1 | 7 | 3136 | -1 | 60 | 80 | ; | Hospital Fac/Maint (24 hour) | ILit | Sun | 1 | 1 | DEER HSP 24G Yr Lt WeH | 60 | 80 | Hospital Fac/Maint (24 hour) ILit Sun | 3136 | 60 | 80
7011 | 1 | 8 | 3136 | -1 | 60 | 80 | ; | Hospital Fac/Maint (24 hour) | ILit | Hol | 1 | 1 | DEER HSP 24G Yr Lt WeH | 60 | 80 | Hospital Fac/Maint (24 hour) ILit Hol | 3136 | 60 | 80
7011 | 1 | 11 | 3136 | -1 | 60 | 80 | ; | Hospital Fac/Maint (24 hour) | ILit | Cls | 1 | 1 | DEER HSP 24G Yr Lt WeH | 60 | 80 | Hospital Fac/Maint (24 hour) ILit Cls | 3136 | 60 | 80
7011 | 1 | -99 | 3135 | -1 | 80 | 100 | ; | Hospital Fac/Maint (24 hour) | ILit | all | 1 | 1 | DEER HSP 24G Yr Lt Wd | 80 | 100 | Hospital Fac/Maint (24 hour) ILit all | 3135 | 80 | 100
7011 | 6 | 6 | 3138 | -1 | 45 | 60 | ; | Hospital Fac/Maint (24 hour) | Misc | Sat | 1 | 1 | DEER HSP 24G Yr Eq WeH | 45 | 60 | Hospital Fac/Maint (24 hour) Misc Sat | 3138 | 45 | 60
7011 | 6 | 7 | 3138 | -1 | 45 | 60 | ; | Hospital Fac/Maint (24 hour) | Misc | Sun | 1 | 1 | DEER HSP 24G Yr Eq WeH | 45 | 60 | Hospital Fac/Maint (24 hour) Misc Sun | 3138 | 45 | 60
7011 | 6 | 8 | 3138 | -1 | 45 | 60 | ; | Hospital Fac/Maint (24 hour) | Misc | Hol | 1 | 1 | DEER HSP 24G Yr Eq WeH | 45 | 60 | Hospital Fac/Maint (24 hour) Misc Hol | 3138 | 45 | 60
7011 | 6 | 11 | 3138 | -1 | 45 | 60 | ; | Hospital Fac/Maint (24 hour) | Misc | Cls | 1 | 1 | DEER HSP 24G Yr Eq WeH | 45 | 60 | Hospital Fac/Maint (24 hour) Misc Cls | 3138 | 45 | 60
7011 | 6 | -99 | 3137 | -1 | 75 | 100 | ; | Hospital Fac/Maint (24 hour) | Misc | all | 1 | 1 | DEER HSP 24G Yr Eq Wd | 75 | 100 | Hospital Fac/Maint (24 hour) Misc all | 3137 | 75 | 100
7021 | 8 | 6 | 3140 | -1 | 0 | 50 | ; | Hospital Admin/Office (12 hour) | Occup | Sat | 1 | 1 | DEER HSP 12G Yr Oc WeH | 0 | 50 | Hospital Admin/Office (12 hour) Occup Sat | 3140 | 0 | 50
7021 | 8 | 7 | 3140 | -1 | 0 | 50 | ; | Hospital Admin/Office (12 hour) | Occup | Sun | 1 | 1 | DEER HSP 12G Yr Oc WeH | 0 | 50 | Hospital Admin/Office (12 hour) Occup Sun | 3140 | 0 | 50
7021 | 8 | 8 | 3140 | -1 | 0 | 50 | ; | Hospital Admin/Office (12 hour) | Occup | Hol | 1 | 1 | DEER HSP 12G Yr Oc WeH | 0 | 50 | Hospital Admin/Office (12 hour) Occup Hol | 3140 | 0 | 50
7021 | 8 | 11 | 3140 | -1 | 0 | 50 | ; | Hospital Admin/Office (12 hour) | Occup | Cls | 1 | 1 | DEER HSP 12G Yr Oc WeH | 0 | 50 | Hospital Admin/Office (12 hour) Occup Cls | 3140 | 0 | 50
7021 | 8 | -99 | 3139 | -1 | 0 | 50 | ; | Hospital Admin/Office (12 hour) | Occup | all | 1 | 1 | DEER HSP 12G Yr Oc Wd | 0 | 50 | Hospital Admin/Office (12 hour) Occup all | 3139 | 0 | 50
7021 | 1 | 6 | 3142 | -1 | 30 | 50 | ; | Hospital Admin/Office (12 hour) | ILit | Sat | 1 | 1 | DEER HSP 12G Yr Lt WeH | 30 | 50 | Hospital Admin/Office (12 hour) ILit Sat | 3142 | 30 | 50
7021 | 1 | 7 | 3142 | -1 | 30 | 50 | ; | Hospital Admin/Office (12 hour) | ILit | Sun | 1 | 1 | DEER HSP 12G Yr Lt WeH | 30 | 50 | Hospital Admin/Office (12 hour) ILit Sun | 3142 | 30 | 50
7021 | 1 | 8 | 3142 | -1 | 30 | 50 | ; | Hospital Admin/Office (12 hour) | ILit | Hol | 1 | 1 | DEER HSP 12G Yr Lt WeH | 30 | 50 | Hospital Admin/Office (12 hour) ILit Hol | 3142 | 30 | 50
7021 | 1 | 11 | 3142 | -1 | 30 | 50 | ; | Hospital Admin/Office (12 hour) | ILit | Cls | 1 | 1 | DEER HSP 12G Yr Lt WeH | 30 | 50 | Hospital Admin/Office (12 hour) ILit Cls | 3142 | 30 | 50
7021 | 1 | -99 | 3141 | -1 | 30 | 100 | ; | Hospital Admin/Office (12 hour) | ILit | all | 1 | 1 | DEER HSP 12G Yr Lt Wd | 30 | 100 | Hospital Admin/Office (12 hour) ILit all | 3141 | 30 | 100
7021 | 6 | 6 | 3144 | -1 | 5 | 100 | ; | Hospital Admin/Office (12 hour) | Misc | Sat | 1 | 1 | DEER HSP 12G Yr Eq WeH | 5 | 100 | Hospital Admin/Office (12 hour) Misc Sat | 3144 | 5 | 100
7021 | 6 | 7 | 3144 | -1 | 5 | 100 | ; | Hospital Admin/Office (12 hour) | Misc | Sun | 1 | 1 | DEER HSP 12G Yr Eq WeH | 5 | 100 | Hospital Admin/Office (12 hour) Misc Sun | 3144 | 5 | 100
7021 | 6 | 8 | 3144 | -1 | 5 | 100 | ; | Hospital Admin/Office (12 hour) | Misc | Hol | 1 | 1 | DEER HSP 12G Yr Eq WeH | 5 | 100 | Hospital Admin/Office (12 hour) Misc Hol | 3144 | 5 | 100
7021 | 6 | 11 | 3144 | -1 | 5 | 100 | ; | Hospital Admin/Office (12 hour) | Misc | Cls | 1 | 1 | DEER HSP 12G Yr Eq WeH | 5 | 100 | Hospital Admin/Office (12 hour) Misc Cls | 3144 | 5 | 100
7021 | 6 | -99 | 3143 | -1 | 5 | 100 | ; | Hospital Admin/Office (12 hour) | Misc | all | 1 | 1 | DEER HSP 12G Yr Eq Wd | 5 | 100 | Hospital Admin/Office (12 hour) Misc all | 3143 | 5 | 100
7031 | 8 | 6 | 3146 | -1 | 25 | 50 | ; | Hospital Kitchen | Occup | Sat | 1 | 1 | DEER HSP Kit Yr Oc WeH | 25 | 50 | Hospital Kitchen Occup Sat | 3146 | 25 | 50
7031 | 8 | 7 | 3146 | -1 | 25 | 50 | ; | Hospital Kitchen | Occup | Sun | 1 | 1 | DEER HSP Kit Yr Oc WeH | 25 | 50 | Hospital Kitchen Occup Sun | 3146 | 25 | 50
7031 | 8 | 8 | 3146 | -1 | 25 | 50 | ; | Hospital Kitchen | Occup | Hol | 1 | 1 | DEER HSP Kit Yr Oc WeH | 25 | 50 | Hospital Kitchen Occup Hol | 3146 | 25 | 50
7031 | 8 | 11 | 3146 | -1 | 25 | 50 | ; | Hospital Kitchen | Occup | Cls | 1 | 1 | DEER HSP Kit Yr Oc WeH | 25 | 50 | Hospital Kitchen Occup Cls | 3146 | 25 | 50
7031 | 8 | -99 | 3145 | -1 | 25 | 50 | ; | Hospital Kitchen | Occup | all | 1 | 1 | DEER HSP Kit Yr Oc Wd | 25 | 50 | Hospital Kitchen Occup all | 3145 | 25 | 50
7031 | 1 | 6 | 3148 | -1 | 100 | 100 | ; | Hospital Kitchen | ILit | Sat | 1 | 1 | DEER HSP Kit Yr Lt WeH | 100 | 100 | Hospital Kitchen ILit Sat | 3148 | 100 | 100
7031 | 1 | 7 | 3148 | -1 | 100 | 100 | ; | Hospital Kitchen | ILit | Sun | 1 | 1 | DEER HSP Kit Yr Lt WeH | 100 | 100 | Hospital Kitchen ILit Sun | 3148 | 100 | 100
7031 | 1 | 8 | 3148 | -1 | 100 | 100 | ; | Hospital Kitchen | ILit | Hol | 1 | 1 | DEER HSP Kit Yr Lt WeH | 100 | 100 | Hospital Kitchen ILit Hol | 3148 | 100 | 100
7031 | 1 | 11 | 3148 | -1 | 100 | 100 | ; | Hospital Kitchen | ILit | Cls | 1 | 1 | DEER HSP Kit Yr Lt WeH | 100 | 100 | Hospital Kitchen ILit Cls | 3148 | 100 | 100
7031 | 1 | -99 | 3147 | -1 | 100 | 100 | ; | Hospital Kitchen | ILit | all | 1 | 1 | DEER HSP Kit Yr Lt Wd | 100 | 100 | Hospital Kitchen ILit all | 3147 | 100 | 100
7031 | 6 | 6 | 3150 | -1 | 14 | 66 | ; | Hospital Kitchen | Misc | Sat | 1 | 1 | DEER HSP Kit Yr Eq WeH | 14 | 66 | Hospital Kitchen Misc Sat | 3150 | 14 | 66
7031 | 6 | 7 | 3150 | -1 | 14 | 66 | ; | Hospital Kitchen | Misc | Sun | 1 | 1 | DEER HSP Kit Yr Eq WeH | 14 | 66 | Hospital Kitchen Misc Sun | 3150 | 14 | 66
7031 | 6 | 8 | 3150 | -1 | 14 | 66 | ; | Hospital Kitchen | Misc | Hol | 1 | 1 | DEER HSP Kit Yr Eq WeH | 14 | 66 | Hospital Kitchen Misc Hol | 3150 | 14 | 66
7031 | 6 | 11 | 3150 | -1 | 14 | 66 | ; | Hospital Kitchen | Misc | Cls | 1 | 1 | DEER HSP Kit Yr Eq WeH | 14 | 66 | Hospital Kitchen Misc Cls | 3150 | 14 | 66
7031 | 6 | -99 | 3149 | -1 | 12 | 100 | ; | Hospital Kitchen | Misc | all | 1 | 1 | DEER HSP Kit Yr Eq Wd | 12 | 100 | Hospital Kitchen Misc all | 3149 | 12 | 100
7031 | 4 | 6 | 3152 | -1 | 11 | 100 | ; | Hospital Kitchen | Cook | Sat | 1 | 1 | DEER HSP Kit Yr Ck WeH | 11 | 100 | Hospital Kitchen Cook Sat | 3152 | 11 | 100
7031 | 4 | 7 | 3152 | -1 | 11 | 100 | ; | Hospital Kitchen | Cook | Sun | 1 | 1 | DEER HSP Kit Yr Ck WeH | 11 | 100 | Hospital Kitchen Cook Sun | 3152 | 11 | 100
7031 | 4 | 8 | 3152 | -1 | 11 | 100 | ; | Hospital Kitchen | Cook | Hol | 1 | 1 | DEER HSP Kit Yr Ck WeH | 11 | 100 | Hospital Kitchen Cook Hol | 3152 | 11 | 100
7031 | 4 | 11 | 3152 | -1 | 11 | 100 | ; | Hospital Kitchen | Cook | Cls | 1 | 1 | DEER HSP Kit Yr Ck WeH | 11 | 100 | Hospital Kitchen Cook Cls | 3152 | 11 | 100
7031 | 4 | -99 | 3151 | -1 | 11 | 100 | ; | Hospital Kitchen | Cook | all | 1 | 1 | DEER HSP Kit Yr Ck Wd | 11 | 100 | Hospital Kitchen Cook all | 3151 | 11 | 100
7041 | 8 | -99 | 3153 | -1 | 80 | 100 | ; | Hospital Wards/Isolation (24 hour) | Occup | all | 1 | 1 | DEER HSP 24W Yr Oc All | 80 | 100 | Hospital Wards/Isolation (24 hour) Occup all | 3153 | 80 | 100
7041 | 1 | -99 | 3154 | -1 | 35 | 100 | ; | Hospital Wards/Isolation (24 hour) | ILit | all | 1 | 1 | DEER HSP 24W Yr Lt All | 35 | 100 | Hospital Wards/Isolation (24 hour) ILit all | 3154 | 35 | 100
7041 | 6 | -99 | 3155 | -1 | 10 | 100 | ; | Hospital Wards/Isolation (24 hour) | Misc | all | 1 | 1 | DEER HSP 24W Yr Eq All | 10 | 100 | Hospital Wards/Isolation (24 hour) Misc all | 3155 | 10 | 100
7051 | 8 | 6 | 3157 | -1 | 70 | 80 | ; | Hospital Intensive Care (24 hour) | Occup | Sat | 1 | 1 | DEER HSP 24C Yr Oc WeH | 70 | 80 | Hospital Intensive Care (24 hour) Occup Sat | 3157 | 70 | 80
7051 | 8 | 7 | 3157 | -1 | 70 | 80 | ; | Hospital Intensive Care (24 hour) | Occup | Sun | 1 | 1 | DEER HSP 24C Yr Oc WeH | 70 | 80 | Hospital Intensive Care (24 hour) Occup Sun | 3157 | 70 | 80
7051 | 8 | 8 | 3157 | -1 | 70 | 80 | ; | Hospital Intensive Care (24 hour) | Occup | Hol | 1 | 1 | DEER HSP 24C Yr Oc WeH | 70 | 80 | Hospital Intensive Care (24 hour) Occup Hol | 3157 | 70 | 80
7051 | 8 | 11 | 3157 | -1 | 70 | 80 | ; | Hospital Intensive Care (24 hour) | Occup | Cls | 1 | 1 | DEER HSP 24C Yr Oc WeH | 70 | 80 | Hospital Intensive Care (24 hour) Occup Cls | 3157 | 70 | 80
7051 | 8 | -99 | 3156 | -1 | 70 | 80 | ; | Hospital Intensive Care (24 hour) | Occup | all | 1 | 1 | DEER HSP 24C Yr Oc Wd | 70 | 80 | Hospital Intensive Care (24 hour) Occup all | 3156 | 70 | 80
7051 | 1 | 6 | 3159 | -1 | 45 | 50 | ; | Hospital Intensive Care (24 hour) | ILit | Sat | 1 | 1 | DEER HSP 24C Yr Lt WeH | 45 | 50 | Hospital Intensive Care (24 hour) ILit Sat | 3159 | 45 | 50
7051 | 1 | 7 | 3159 | -1 | 45 | 50 | ; | Hospital Intensive Care (24 hour) | ILit | Sun | 1 | 1 | DEER HSP 24C Yr Lt WeH | 45 | 50 | Hospital Intensive Care (24 hour) ILit Sun | 3159 | 45 | 50
7051 | 1 | 8 | 3159 | -1 | 45 | 50 | ; | Hospital Intensive Care (24 hour) | ILit | Hol | 1 | 1 | DEER HSP 24C Yr Lt WeH | 45 | 50 | Hospital Intensive Care (24 hour) ILit Hol | 3159 | 45 | 50
7051 | 1 | 11 | 3159 | -1 | 45 | 50 | ; | Hospital Intensive Care (24 hour) | ILit | Cls | 1 | 1 | DEER HSP 24C Yr Lt WeH | 45 | 50 | Hospital Intensive Care (24 hour) ILit Cls | 3159 | 45 | 50
7051 | 1 | -99 | 3158 | -1 | 55 | 75 | ; | Hospital Intensive Care (24 hour) | ILit | all | 1 | 1 | DEER HSP 24C Yr Lt Wd | 55 | 75 | Hospital Intensive Care (24 hour) ILit all | 3158 | 55 | 75
7051 | 6 | 6 | 3161 | -1 | 45 | 70 | ; | Hospital Intensive Care (24 hour) | Misc | Sat | 1 | 1 | DEER HSP 24C Yr Eq WeH | 45 | 70 | Hospital Intensive Care (24 hour) Misc Sat | 3161 | 45 | 70
7051 | 6 | 7 | 3161 | -1 | 45 | 70 | ; | Hospital Intensive Care (24 hour) | Misc | Sun | 1 | 1 | DEER HSP 24C Yr Eq WeH | 45 | 70 | Hospital Intensive Care (24 hour) Misc Sun | 3161 | 45 | 70
7051 | 6 | 8 | 3161 | -1 | 45 | 70 | ; | Hospital Intensive Care (24 hour) | Misc | Hol | 1 | 1 | DEER HSP 24C Yr Eq WeH | 45 | 70 | Hospital Intensive Care (24 hour) Misc Hol | 3161 | 45 | 70
7051 | 6 | 11 | 3161 | -1 | 45 | 70 | ; | Hospital Intensive Care (24 hour) | Misc | Cls | 1 | 1 | DEER HSP 24C Yr Eq WeH | 45 | 70 | Hospital Intensive Care (24 hour) Misc Cls | 3161 | 45 | 70
7051 | 6 | -99 | 3160 | -1 | 45 | 80 | ; | Hospital Intensive Care (24 hour) | Misc | all | 1 | 1 | DEER HSP 24C Yr Eq Wd | 45 | 80 | Hospital Intensive Care (24 hour) Misc all | 3160 | 45 | 80
7061 | 8 | 6 | 3163 | -1 | 0 | 50 | ; | Hospital Lab/Surgery/Out (12 hour) | Occup | Sat | 1 | 1 | DEER HSP 12C Yr Oc WeH | 0 | 50 | Hospital Lab/Surgery/Out (12 hour) Occup Sat | 3163 | 0 | 50
7061 | 8 | 7 | 3163 | -1 | 0 | 50 | ; | Hospital Lab/Surgery/Out (12 hour) | Occup | Sun | 1 | 1 | DEER HSP 12C Yr Oc WeH | 0 | 50 | Hospital Lab/Surgery/Out (12 hour) Occup Sun | 3163 | 0 | 50
7061 | 8 | 8 | 3163 | -1 | 0 | 50 | ; | Hospital Lab/Surgery/Out (12 hour) | Occup | Hol | 1 | 1 | DEER HSP 12C Yr Oc WeH | 0 | 50 | Hospital Lab/Surgery/Out (12 hour) Occup Hol | 3163 | 0 | 50
7061 | 8 | 11 | 3163 | -1 | 0 | 50 | ; | Hospital Lab/Surgery/Out (12 hour) | Occup | Cls | 1 | 1 | DEER HSP 12C Yr Oc WeH | 0 | 50 | Hospital Lab/Surgery/Out (12 hour) Occup Cls | 3163 | 0 | 50
7061 | 8 | -99 | 3162 | -1 | 0 | 50 | ; | Hospital Lab/Surgery/Out (12 hour) | Occup | all | 1 | 1 | DEER HSP 12C Yr Oc Wd | 0 | 50 | Hospital Lab/Surgery/Out (12 hour) Occup all | 3162 | 0 | 50
7061 | 1 | 6 | 3165 | -1 | 30 | 50 | ; | Hospital Lab/Surgery/Out (12 hour) | ILit | Sat | 1 | 1 | DEER HSP 12C Yr Lt WeH | 30 | 50 | Hospital Lab/Surgery/Out (12 hour) ILit Sat | 3165 | 30 | 50
7061 | 1 | 7 | 3165 | -1 | 30 | 50 | ; | Hospital Lab/Surgery/Out (12 hour) | ILit | Sun | 1 | 1 | DEER HSP 12C Yr Lt WeH | 30 | 50 | Hospital Lab/Surgery/Out (12 hour) ILit Sun | 3165 | 30 | 50
7061 | 1 | 8 | 3165 | -1 | 30 | 50 | ; | Hospital Lab/Surgery/Out (12 hour) | ILit | Hol | 1 | 1 | DEER HSP 12C Yr Lt WeH | 30 | 50 | Hospital Lab/Surgery/Out (12 hour) ILit Hol | 3165 | 30 | 50
7061 | 1 | 11 | 3165 | -1 | 30 | 50 | ; | Hospital Lab/Surgery/Out (12 hour) | ILit | Cls | 1 | 1 | DEER HSP 12C Yr Lt WeH | 30 | 50 | Hospital Lab/Surgery/Out (12 hour) ILit Cls | 3165 | 30 | 50
7061 | 1 | -99 | 3164 | -1 | 30 | 75 | ; | Hospital Lab/Surgery/Out (12 hour) | ILit | all | 1 | 1 | DEER HSP 12C Yr Lt Wd | 30 | 75 | Hospital Lab/Surgery/Out (12 hour) ILit all | 3164 | 30 | 75
7061 | 6 | 6 | 3167 | -1 | 25 | 70 | ; | Hospital Lab/Surgery/Out (12 hour) | Misc | Sat | 1 | 1 | DEER HSP 12C Yr Eq WeH | 25 | 70 | Hospital Lab/Surgery/Out (12 hour) Misc Sat | 3167 | 25 | 70
7061 | 6 | 7 | 3167 | -1 | 25 | 70 | ; | Hospital Lab/Surgery/Out (12 hour) | Misc | Sun | 1 | 1 | DEER HSP 12C Yr Eq WeH | 25 | 70 | Hospital Lab/Surgery/Out (12 hour) Misc Sun | 3167 | 25 | 70
7061 | 6 | 8 | 3167 | -1 | 25 | 70 | ; | Hospital Lab/Surgery/Out (12 hour) | Misc | Hol | 1 | 1 | DEER HSP 12C Yr Eq WeH | 25 | 70 | Hospital Lab/Surgery/Out (12 hour) Misc Hol | 3167 | 25 | 70
7061 | 6 | 11 | 3167 | -1 | 25 | 70 | ; | Hospital Lab/Surgery/Out (12 hour) | Misc | Cls | 1 | 1 | DEER HSP 12C Yr Eq WeH | 25 | 70 | Hospital Lab/Surgery/Out (12 hour) Misc Cls | 3167 | 25 | 70
7061 | 6 | -99 | 3166 | -1 | 25 | 80 | ; | Hospital Lab/Surgery/Out (12 hour) | Misc | all | 1 | 1 | DEER HSP 12C Yr Eq Wd | 25 | 80 | Hospital Lab/Surgery/Out (12 hour) Misc all | 3166 | 25 | 80
7071 | 8 | -99 | 3168 | -1 | 25 | 50 | ; | Hospital Nursing Suprt (24 hour) | Occup | all | 1 | 1 | DEER HSP 24N Yr Oc All | 25 | 50 | Hospital Nursing Suprt (24 hour) Occup all | 3168 | 25 | 50
7071 | 1 | -99 | 3169 | -1 | 100 | 100 | ; | Hospital Nursing Suprt (24 hour) | ILit | all | 1 | 1 | DEER HSP 24N Yr Lt All | 100 | 100 | Hospital Nursing Suprt (24 hour) ILit all | 3169 | 100 | 100
7071 | 6 | 6 | 3171 | -1 | 45 | 60 | ; | Hospital Nursing Suprt (24 hour) | Misc | Sat | 1 | 1 | DEER HSP 24N Yr Eq WeH | 45 | 60 | Hospital Nursing Suprt (24 hour) Misc Sat | 3171 | 45 | 60
7071 | 6 | 7 | 3171 | -1 | 45 | 60 | ; | Hospital Nursing Suprt (24 hour) | Misc | Sun | 1 | 1 | DEER HSP 24N Yr Eq WeH | 45 | 60 | Hospital Nursing Suprt (24 hour) Misc Sun | 3171 | 45 | 60
7071 | 6 | 8 | 3171 | -1 | 45 | 60 | ; | Hospital Nursing Suprt (24 hour) | Misc | Hol | 1 | 1 | DEER HSP 24N Yr Eq WeH | 45 | 60 | Hospital Nursing Suprt (24 hour) Misc Hol | 3171 | 45 | 60
7071 | 6 | 11 | 3171 | -1 | 45 | 60 | ; | Hospital Nursing Suprt (24 hour) | Misc | Cls | 1 | 1 | DEER HSP 24N Yr Eq WeH | 45 | 60 | Hospital Nursing Suprt (24 hour) Misc Cls | 3171 | 45 | 60
7071 | 6 | -99 | 3170 | -1 | 75 | 100 | ; | Hospital Nursing Suprt (24 hour) | Misc | all | 1 | 1 | DEER HSP 24N Yr Eq Wd | 75 | 100 | Hospital Nursing Suprt (24 hour) Misc all | 3170 | 75 | 100
;
8011 | 8 | 6 | 3175 | -1 | 0 | 100 | ; | NursingHome Facilities | Occup | Sat | 1 | 1 | DEER NRS Fac Yr Oc WeH | 0 | 100 | NursingHome Facilities Occup Sat | 3175 | 0 | 100
8011 | 8 | 7 | 3175 | -1 | 0 | 100 | ; | NursingHome Facilities | Occup | Sun | 1 | 1 | DEER NRS Fac Yr Oc WeH | 0 | 100 | NursingHome Facilities Occup Sun | 3175 | 0 | 100
8011 | 8 | 8 | 3175 | -1 | 0 | 100 | ; | NursingHome Facilities | Occup | Hol | 1 | 1 | DEER NRS Fac Yr Oc WeH | 0 | 100 | NursingHome Facilities Occup Hol | 3175 | 0 | 100
8011 | 8 | 11 | 3175 | -1 | 0 | 100 | ; | NursingHome Facilities | Occup | Cls | 1 | 1 | DEER NRS Fac Yr Oc WeH | 0 | 100 | NursingHome Facilities Occup Cls | 3175 | 0 | 100
8011 | 8 | -99 | 3174 | -1 | 0 | 100 | ; | NursingHome Facilities | Occup | all | 1 | 1 | DEER NRS Fac Yr Oc Wd | 0 | 100 | NursingHome Facilities Occup all | 3174 | 0 | 100
8011 | 1 | 6 | 3177 | -1 | 10 | 70 | ; | NursingHome Facilities | ILit | Sat | 1 | 1 | DEER NRS Fac Yr Lt WeH | 10 | 70 | NursingHome Facilities ILit Sat | 3177 | 10 | 70
8011 | 1 | 7 | 3177 | -1 | 10 | 70 | ; | NursingHome Facilities | ILit | Sun | 1 | 1 | DEER NRS Fac Yr Lt WeH | 10 | 70 | NursingHome Facilities ILit Sun | 3177 | 10 | 70
8011 | 1 | 8 | 3177 | -1 | 10 | 70 | ; | NursingHome Facilities | ILit | Hol | 1 | 1 | DEER NRS Fac Yr Lt WeH | 10 | 70 | NursingHome Facilities ILit Hol | 3177 | 10 | 70
8011 | 1 | 11 | 3177 | -1 | 10 | 70 | ; | NursingHome Facilities | ILit | Cls | 1 | 1 | DEER NRS Fac Yr Lt WeH | 10 | 70 | NursingHome Facilities ILit Cls | 3177 | 10 | 70
8011 | 1 | -99 | 3176 | -1 | 10 | 70 | ; | NursingHome Facilities | ILit | all | 1 | 1 | DEER NRS Fac Yr Lt Wd | 10 | 70 | NursingHome Facilities ILit all | 3176 | 10 | 70
8011 | 6 | 6 | 3179 | -1 | 20 | 100 | ; | NursingHome Facilities | Misc | Sat | 1 | 1 | DEER NRS Fac Yr Eq WeH | 20 | 100 | NursingHome Facilities Misc Sat | 3179 | 20 | 100
8011 | 6 | 7 | 3179 | -1 | 20 | 100 | ; | NursingHome Facilities | Misc | Sun | 1 | 1 | DEER NRS Fac Yr Eq WeH | 20 | 100 | NursingHome Facilities Misc Sun | 3179 | 20 | 100
8011 | 6 | 8 | 3179 | -1 | 20 | 100 | ; | NursingHome Facilities | Misc | Hol | 1 | 1 | DEER NRS Fac Yr Eq WeH | 20 | 100 | NursingHome Facilities Misc Hol | 3179 | 20 | 100
8011 | 6 | 11 | 3179 | -1 | 20 | 100 | ; | NursingHome Facilities | Misc | Cls | 1 | 1 | DEER NRS Fac Yr Eq WeH | 20 | 100 | NursingHome Facilities Misc Cls | 3179 | 20 | 100
8011 | 6 | -99 | 3178 | -1 | 20 | 100 | ; | NursingHome Facilities | Misc | all | 1 | 1 | DEER NRS Fac Yr Eq Wd | 20 | 100 | NursingHome Facilities Misc all | 3178 | 20 | 100
8021 | 8 | 6 | 3181 | -1 | 0 | 100 | ; | NursingHome Admin | Occup | Sat | 1 | 1 | DEER NRS Adm Yr Oc WeH | 0 | 100 | NursingHome Admin Occup Sat | 3181 | 0 | 100
8021 | 8 | 7 | 3181 | -1 | 0 | 100 | ; | NursingHome Admin | Occup | Sun | 1 | 1 | DEER NRS Adm Yr Oc WeH | 0 | 100 | NursingHome Admin Occup Sun | 3181 | 0 | 100
8021 | 8 | 8 | 3181 | -1 | 0 | 100 | ; | NursingHome Admin | Occup | Hol | 1 | 1 | DEER NRS Adm Yr Oc WeH | 0 | 100 | NursingHome Admin Occup Hol | 3181 | 0 | 100
8021 | 8 | 11 | 3181 | -1 | 0 | 100 | ; | NursingHome Admin | Occup | Cls | 1 | 1 | DEER NRS Adm Yr Oc WeH | 0 | 100 | NursingHome Admin Occup Cls | 3181 | 0 | 100
8021 | 8 | -99 | 3180 | -1 | 0 | 100 | ; | NursingHome Admin | Occup | all | 1 | 1 | DEER NRS Adm Yr Oc Wd | 0 | 100 | NursingHome Admin Occup all | 3180 | 0 | 100
8021 | 1 | 6 | 3183 | -1 | 10 | 70 | ; | NursingHome Admin | ILit | Sat | 1 | 1 | DEER NRS Adm Yr Lt WeH | 10 | 70 | NursingHome Admin ILit Sat | 3183 | 10 | 70
8021 | 1 | 7 | 3183 | -1 | 10 | 70 | ; | NursingHome Admin | ILit | Sun | 1 | 1 | DEER NRS Adm Yr Lt WeH | 10 | 70 | NursingHome Admin ILit Sun | 3183 | 10 | 70
8021 | 1 | 8 | 3183 | -1 | 10 | 70 | ; | NursingHome Admin | ILit | Hol | 1 | 1 | DEER NRS Adm Yr Lt WeH | 10 | 70 | NursingHome Admin ILit Hol | 3183 | 10 | 70
8021 | 1 | 11 | 3183 | -1 | 10 | 70 | ; | NursingHome Admin | ILit | Cls | 1 | 1 | DEER NRS Adm Yr Lt WeH | 10 | 70 | NursingHome Admin ILit Cls | 3183 | 10 | 70
8021 | 1 | -99 | 3182 | -1 | 10 | 70 | ; | NursingHome Admin | ILit | all | 1 | 1 | DEER NRS Adm Yr Lt Wd | 10 | 70 | NursingHome Admin ILit all | 3182 | 10 | 70
8021 | 6 | 6 | 3185 | -1 | 30 | 100 | ; | NursingHome Admin | Misc | Sat | 1 | 1 | DEER NRS Adm Yr Eq WeH | 30 | 100 | NursingHome Admin Misc Sat | 3185 | 30 | 100
8021 | 6 | 7 | 3185 | -1 | 30 | 100 | ; | NursingHome Admin | Misc | Sun | 1 | 1 | DEER NRS Adm Yr Eq WeH | 30 | 100 | NursingHome Admin Misc Sun | 3185 | 30 | 100
8021 | 6 | 8 | 3185 | -1 | 30 | 100 | ; | NursingHome Admin | Misc | Hol | 1 | 1 | DEER NRS Adm Yr Eq WeH | 30 | 100 | NursingHome Admin Misc Hol | 3185 | 30 | 100
8021 | 6 | 11 | 3185 | -1 | 30 | 100 | ; | NursingHome Admin | Misc | Cls | 1 | 1 | DEER NRS Adm Yr Eq WeH | 30 | 100 | NursingHome Admin Misc Cls | 3185 | 30 | 100
8021 | 6 | -99 | 3184 | -1 | 30 | 100 | ; | NursingHome Admin | Misc | all | 1 | 1 | DEER NRS Adm Yr Eq Wd | 30 | 100 | NursingHome Admin Misc all | 3184 | 30 | 100
8031 | 8 | 6 | 3187 | -1 | 0 | 100 | ; | NursingHome Kitchen | Occup | Sat | 1 | 1 | DEER NRS Kit Yr Oc WeH | 0 | 100 | NursingHome Kitchen Occup Sat | 3187 | 0 | 100
8031 | 8 | 7 | 3187 | -1 | 0 | 100 | ; | NursingHome Kitchen | Occup | Sun | 1 | 1 | DEER NRS Kit Yr Oc WeH | 0 | 100 | NursingHome Kitchen Occup Sun | 3187 | 0 | 100
8031 | 8 | 8 | 3187 | -1 | 0 | 100 | ; | NursingHome Kitchen | Occup | Hol | 1 | 1 | DEER NRS Kit Yr Oc WeH | 0 | 100 | NursingHome Kitchen Occup Hol | 3187 | 0 | 100
8031 | 8 | 11 | 3187 | -1 | 0 | 100 | ; | NursingHome Kitchen | Occup | Cls | 1 | 1 | DEER NRS Kit Yr Oc WeH | 0 | 100 | NursingHome Kitchen Occup Cls | 3187 | 0 | 100
8031 | 8 | -99 | 3186 | -1 | 0 | 100 | ; | NursingHome Kitchen | Occup | all | 1 | 1 | DEER NRS Kit Yr Oc Wd | 0 | 100 | NursingHome Kitchen Occup all | 3186 | 0 | 100
8031 | 1 | 6 | 3189 | -1 | 10 | 70 | ; | NursingHome Kitchen | ILit | Sat | 1 | 1 | DEER NRS Kit Yr Lt WeH | 10 | 70 | NursingHome Kitchen ILit Sat | 3189 | 10 | 70
8031 | 1 | 7 | 3189 | -1 | 10 | 70 | ; | NursingHome Kitchen | ILit | Sun | 1 | 1 | DEER NRS Kit Yr Lt WeH | 10 | 70 | NursingHome Kitchen ILit Sun | 3189 | 10 | 70
8031 | 1 | 8 | 3189 | -1 | 10 | 70 | ; | NursingHome Kitchen | ILit | Hol | 1 | 1 | DEER NRS Kit Yr Lt WeH | 10 | 70 | NursingHome Kitchen ILit Hol | 3189 | 10 | 70
8031 | 1 | 11 | 3189 | -1 | 10 | 70 | ; | NursingHome Kitchen | ILit | Cls | 1 | 1 | DEER NRS Kit Yr Lt WeH | 10 | 70 | NursingHome Kitchen ILit Cls | 3189 | 10 | 70
8031 | 1 | -99 | 3188 | -1 | 10 | 70 | ; | NursingHome Kitchen | ILit | all | 1 | 1 | DEER NRS Kit Yr Lt Wd | 10 | 70 | NursingHome Kitchen ILit all | 3188 | 10 | 70
8031 | 6 | 6 | 3191 | -1 | 30 | 100 | ; | NursingHome Kitchen | Misc | Sat | 1 | 1 | DEER NRS Kit Yr Eq WeH | 30 | 100 | NursingHome Kitchen Misc Sat | 3191 | 30 | 100
8031 | 6 | 7 | 3191 | -1 | 30 | 100 | ; | NursingHome Kitchen | Misc | Sun | 1 | 1 | DEER NRS Kit Yr Eq WeH | 30 | 100 | NursingHome Kitchen Misc Sun | 3191 | 30 | 100
8031 | 6 | 8 | 3191 | -1 | 30 | 100 | ; | NursingHome Kitchen | Misc | Hol | 1 | 1 | DEER NRS Kit Yr Eq WeH | 30 | 100 | NursingHome Kitchen Misc Hol | 3191 | 30 | 100
8031 | 6 | 11 | 3191 | -1 | 30 | 100 | ; | NursingHome Kitchen | Misc | Cls | 1 | 1 | DEER NRS Kit Yr Eq WeH | 30 | 100 | NursingHome Kitchen Misc Cls | 3191 | 30 | 100
8031 | 6 | -99 | 3190 | -1 | 30 | 100 | ; | NursingHome Kitchen | Misc | all | 1 | 1 | DEER NRS Kit Yr Eq Wd | 30 | 100 | NursingHome Kitchen Misc all | 3190 | 30 | 100
8031 | 4 | 6 | 3193 | -1 | 10 | 100 | ; | NursingHome Kitchen | Cook | Sat | 1 | 1 | DEER NRS Kit Yr Ck WeH | 10 | 100 | NursingHome Kitchen Cook Sat | 3193 | 10 | 100
8031 | 4 | 7 | 3193 | -1 | 10 | 100 | ; | NursingHome Kitchen | Cook | Sun | 1 | 1 | DEER NRS Kit Yr Ck WeH | 10 | 100 | NursingHome Kitchen Cook Sun | 3193 | 10 | 100
8031 | 4 | 8 | 3193 | -1 | 10 | 100 | ; | NursingHome Kitchen | Cook | Hol | 1 | 1 | DEER NRS Kit Yr Ck WeH | 10 | 100 | NursingHome Kitchen Cook Hol | 3193 | 10 | 100
8031 | 4 | 11 | 3193 | -1 | 10 | 100 | ; | NursingHome Kitchen | Cook | Cls | 1 | 1 | DEER NRS Kit Yr Ck WeH | 10 | 100 | NursingHome Kitchen Cook Cls | 3193 | 10 | 100
8031 | 4 | -99 | 3192 | -1 | 10 | 100 | ; | NursingHome Kitchen | Cook | all | 1 | 1 | DEER NRS Kit Yr Ck Wd | 10 | 100 | NursingHome Kitchen Cook all | 3192 | 10 | 100
8041 | 8 | -99 | 3194 | -1 | 60 | 100 | ; | NursingHome Rooms | Occup | all | 1 | 1 | DEER NRS Rm Yr Oc All | 60 | 100 | NursingHome Rooms Occup all | 3194 | 60 | 100
8041 | 1 | -99 | 3195 | -1 | 15 | 90 | ; | NursingHome Rooms | ILit | all | 1 | 1 | DEER NRS Rm Yr Lt All | 15 | 90 | NursingHome Rooms ILit all | 3195 | 15 | 90
8041 | 6 | -99 | 3196 | -1 | 30 | 100 | ; | NursingHome Rooms | Misc | all | 1 | 1 | DEER NRS Rm Yr Eq All | 30 | 100 | NursingHome Rooms Misc all | 3196 | 30 | 100
8051 | 8 | 6 | 3198 | -1 | 40 | 100 | ; | NursingHome Corridor | Occup | Sat | 1 | 1 | DEER NRS Cor Yr Oc WeH | 40 | 100 | NursingHome Corridor Occup Sat | 3198 | 40 | 100
8051 | 8 | 7 | 3198 | -1 | 40 | 100 | ; | NursingHome Corridor | Occup | Sun | 1 | 1 | DEER NRS Cor Yr Oc WeH | 40 | 100 | NursingHome Corridor Occup Sun | 3198 | 40 | 100
8051 | 8 | 8 | 3198 | -1 | 40 | 100 | ; | NursingHome Corridor | Occup | Hol | 1 | 1 | DEER NRS Cor Yr Oc WeH | 40 | 100 | NursingHome Corridor Occup Hol | 3198 | 40 | 100
8051 | 8 | 11 | 3198 | -1 | 40 | 100 | ; | NursingHome Corridor | Occup | Cls | 1 | 1 | DEER NRS Cor Yr Oc WeH | 40 | 100 | NursingHome Corridor Occup Cls | 3198 | 40 | 100
8051 | 8 | -99 | 3197 | -1 | 40 | 100 | ; | NursingHome Corridor | Occup | all | 1 | 1 | DEER NRS Cor Yr Oc Wd | 40 | 100 | NursingHome Corridor Occup all | 3197 | 40 | 100
8051 | 1 | -99 | 2 | -1 | 100 | 100 | ; | NursingHome Corridor | ILit | all | 1 | 1 | Always On | 100 | 100 | NursingHome Corridor ILit all | 2 | 100 | 100
8051 | 6 | -99 | 2 | -1 | 100 | 100 | ; | NursingHome Corridor | Misc | all | 1 | 1 | Always On | 100 | 100 | NursingHome Corridor Misc all | 2 | 100 | 100
;
9011 | 8 | 6 | 3202 | -1 | 28 | 80 | ; | Hotel (public) Facilities | Occup | Sat | 1 | 1 | DEER HTLp Fac Yr Oc WeH | 28 | 80 | Hotel (public) Facilities Occup Sat | 3202 | 28 | 80
9011 | 8 | 7 | 3202 | -1 | 28 | 80 | ; | Hotel (public) Facilities | Occup | Sun | 1 | 1 | DEER HTLp Fac Yr Oc WeH | 28 | 80 | Hotel (public) Facilities Occup Sun | 3202 | 28 | 80
9011 | 8 | 8 | 3202 | -1 | 28 | 80 | ; | Hotel (public) Facilities | Occup | Hol | 1 | 1 | DEER HTLp Fac Yr Oc WeH | 28 | 80 | Hotel (public) Facilities Occup Hol | 3202 | 28 | 80
9011 | 8 | 11 | 3202 | -1 | 28 | 80 | ; | Hotel (public) Facilities | Occup | Cls | 1 | 1 | DEER HTLp Fac Yr Oc WeH | 28 | 80 | Hotel (public) Facilities Occup Cls | 3202 | 28 | 80
9011 | 8 | -99 | 3201 | -1 | 28 | 80 | ; | Hotel (public) Facilities | Occup | all | 1 | 1 | DEER HTLp Fac Yr Oc Wd | 28 | 80 | Hotel (public) Facilities Occup all | 3201 | 28 | 80
9011 | 1 | 6 | 3204 | -1 | 28 | 80 | ; | Hotel (public) Facilities | ILit | Sat | 1 | 1 | DEER HTLp Fac Yr Lt WeH | 28 | 80 | Hotel (public) Facilities ILit Sat | 3204 | 28 | 80
9011 | 1 | 7 | 3204 | -1 | 28 | 80 | ; | Hotel (public) Facilities | ILit | Sun | 1 | 1 | DEER HTLp Fac Yr Lt WeH | 28 | 80 | Hotel (public) Facilities ILit Sun | 3204 | 28 | 80
9011 | 1 | 8 | 3204 | -1 | 28 | 80 | ; | Hotel (public) Facilities | ILit | Hol | 1 | 1 | DEER HTLp Fac Yr Lt WeH | 28 | 80 | Hotel (public) Facilities ILit Hol | 3204 | 28 | 80
9011 | 1 | 11 | 3204 | -1 | 28 | 80 | ; | Hotel (public) Facilities | ILit | Cls | 1 | 1 | DEER HTLp Fac Yr Lt WeH | 28 | 80 | Hotel (public) Facilities ILit Cls | 3204 | 28 | 80
9011 | 1 | -99 | 3203 | -1 | 28 | 80 | ; | Hotel (public) Facilities | ILit | all | 1 | 1 | DEER HTLp Fac Yr Lt Wd | 28 | 80 | Hotel (public) Facilities ILit all | 3203 | 28 | 80
9011 | 6 | 6 | 3206 | -1 | 28 | 80 | ; | Hotel (public) Facilities | Misc | Sat | 1 | 1 | DEER HTLp Fac Yr Eq WeH | 28 | 80 | Hotel (public) Facilities Misc Sat | 3206 | 28 | 80
9011 | 6 | 7 | 3206 | -1 | 28 | 80 | ; | Hotel (public) Facilities | Misc | Sun | 1 | 1 | DEER HTLp Fac Yr Eq WeH | 28 | 80 | Hotel (public) Facilities Misc Sun | 3206 | 28 | 80
9011 | 6 | 8 | 3206 | -1 | 28 | 80 | ; | Hotel (public) Facilities | Misc | Hol | 1 | 1 | DEER HTLp Fac Yr Eq WeH | 28 | 80 | Hotel (public) Facilities Misc Hol | 3206 | 28 | 80
9011 | 6 | 11 | 3206 | -1 | 28 | 80 | ; | Hotel (public) Facilities | Misc | Cls | 1 | 1 | DEER HTLp Fac Yr Eq WeH | 28 | 80 | Hotel (public) Facilities Misc Cls | 3206 | 28 | 80
9011 | 6 | -99 | 3205 | -1 | 28 | 80 | ; | Hotel (public) Facilities | Misc | all | 1 | 1 | DEER HTLp Fac Yr Eq Wd | 28 | 80 | Hotel (public) Facilities Misc all | 3205 | 28 | 80
9021 | 8 | 6 | 3208 | -1 | 0 | 50 | ; | Hotel (public) Admin | Occup | Sat | 1 | 1 | DEER HTLp Adm Yr Oc WeH | 0 | 50 | Hotel (public) Admin Occup Sat | 3208 | 0 | 50
9021 | 8 | 7 | 3208 | -1 | 0 | 50 | ; | Hotel (public) Admin | Occup | Sun | 1 | 1 | DEER HTLp Adm Yr Oc WeH | 0 | 50 | Hotel (public) Admin Occup Sun | 3208 | 0 | 50
9021 | 8 | 8 | 3208 | -1 | 0 | 50 | ; | Hotel (public) Admin | Occup | Hol | 1 | 1 | DEER HTLp Adm Yr Oc WeH | 0 | 50 | Hotel (public) Admin Occup Hol | 3208 | 0 | 50
9021 | 8 | 11 | 3208 | -1 | 0 | 50 | ; | Hotel (public) Admin | Occup | Cls | 1 | 1 | DEER HTLp Adm Yr Oc WeH | 0 | 50 | Hotel (public) Admin Occup Cls | 3208 | 0 | 50
9021 | 8 | -99 | 3207 | -1 | 0 | 100 | ; | Hotel (public) Admin | Occup | all | 1 | 1 | DEER HTLp Adm Yr Oc Wd | 0 | 100 | Hotel (public) Admin Occup all | 3207 | 0 | 100
9021 | 1 | 6 | 3210 | -1 | 30 | 80 | ; | Hotel (public) Admin | ILit | Sat | 1 | 1 | DEER HTLp Adm Yr Lt WeH | 30 | 80 | Hotel (public) Admin ILit Sat | 3210 | 30 | 80
9021 | 1 | 7 | 3210 | -1 | 30 | 80 | ; | Hotel (public) Admin | ILit | Sun | 1 | 1 | DEER HTLp Adm Yr Lt WeH | 30 | 80 | Hotel (public) Admin ILit Sun | 3210 | 30 | 80
9021 | 1 | 8 | 3210 | -1 | 30 | 80 | ; | Hotel (public) Admin | ILit | Hol | 1 | 1 | DEER HTLp Adm Yr Lt WeH | 30 | 80 | Hotel (public) Admin ILit Hol | 3210 | 30 | 80
9021 | 1 | 11 | 3210 | -1 | 30 | 80 | ; | Hotel (public) Admin | ILit | Cls | 1 | 1 | DEER HTLp Adm Yr Lt WeH | 30 | 80 | Hotel (public) Admin ILit Cls | 3210 | 30 | 80
9021 | 1 | -99 | 3209 | -1 | 30 | 80 | ; | Hotel (public) Admin | ILit | all | 1 | 1 | DEER HTLp Adm Yr Lt Wd | 30 | 80 | Hotel (public) Admin ILit all | 3209 | 30 | 80
9021 | 6 | 6 | 3212 | -1 | 30 | 100 | ; | Hotel (public) Admin | Misc | Sat | 1 | 1 | DEER HTLp Adm Yr Eq WeH | 30 | 100 | Hotel (public) Admin Misc Sat | 3212 | 30 | 100
9021 | 6 | 7 | 3212 | -1 | 30 | 100 | ; | Hotel (public) Admin | Misc | Sun | 1 | 1 | DEER HTLp Adm Yr Eq WeH | 30 | 100 | Hotel (public) Admin Misc Sun | 3212 | 30 | 100
9021 | 6 | 8 | 3212 | -1 | 30 | 100 | ; | Hotel (public) Admin | Misc | Hol | 1 | 1 | DEER HTLp Adm Yr Eq WeH | 30 | 100 | Hotel (public) Admin Misc Hol | 3212 | 30 | 100
9021 | 6 | 11 | 3212 | -1 | 30 | 100 | ; | Hotel (public) Admin | Misc | Cls | 1 | 1 | DEER HTLp Adm Yr Eq WeH | 30 | 100 | Hotel (public) Admin Misc Cls | 3212 | 30 | 100
9021 | 6 | -99 | 3211 | -1 | 30 | 100 | ; | Hotel (public) Admin | Misc | all | 1 | 1 | DEER HTLp Adm Yr Eq Wd | 30 | 100 | Hotel (public) Admin Misc all | 3211 | 30 | 100
9031 | 8 | 6 | 3214 | -1 | 23 | 80 | ; | Hotel (public) Kitchen | Occup | Sat | 1 | 1 | DEER HTLp Kit Yr Oc WeH | 23 | 80 | Hotel (public) Kitchen Occup Sat | 3214 | 23 | 80
9031 | 8 | 7 | 3214 | -1 | 23 | 80 | ; | Hotel (public) Kitchen | Occup | Sun | 1 | 1 | DEER HTLp Kit Yr Oc WeH | 23 | 80 | Hotel (public) Kitchen Occup Sun | 3214 | 23 | 80
9031 | 8 | 8 | 3214 | -1 | 23 | 80 | ; | Hotel (public) Kitchen | Occup | Hol | 1 | 1 | DEER HTLp Kit Yr Oc WeH | 23 | 80 | Hotel (public) Kitchen Occup Hol | 3214 | 23 | 80
9031 | 8 | 11 | 3214 | -1 | 23 | 80 | ; | Hotel (public) Kitchen | Occup | Cls | 1 | 1 | DEER HTLp Kit Yr Oc WeH | 23 | 80 | Hotel (public) Kitchen Occup Cls | 3214 | 23 | 80
9031 | 8 | -99 | 3213 | -1 | 23 | 80 | ; | Hotel (public) Kitchen | Occup | all | 1 | 1 | DEER HTLp Kit Yr Oc Wd | 23 | 80 | Hotel (public) Kitchen Occup all | 3213 | 23 | 80
9031 | 1 | 6 | 3216 | -1 | 23 | 80 | ; | Hotel (public) Kitchen | ILit | Sat | 1 | 1 | DEER HTLp Kit Yr Lt WeH | 23 | 80 | Hotel (public) Kitchen ILit Sat | 3216 | 23 | 80
9031 | 1 | 7 | 3216 | -1 | 23 | 80 | ; | Hotel (public) Kitchen | ILit | Sun | 1 | 1 | DEER HTLp Kit Yr Lt WeH | 23 | 80 | Hotel (public) Kitchen ILit Sun | 3216 | 23 | 80
9031 | 1 | 8 | 3216 | -1 | 23 | 80 | ; | Hotel (public) Kitchen | ILit | Hol | 1 | 1 | DEER HTLp Kit Yr Lt WeH | 23 | 80 | Hotel (public) Kitchen ILit Hol | 3216 | 23 | 80
9031 | 1 | 11 | 3216 | -1 | 23 | 80 | ; | Hotel (public) Kitchen | ILit | Cls | 1 | 1 | DEER HTLp Kit Yr Lt WeH | 23 | 80 | Hotel (public) Kitchen ILit Cls | 3216 | 23 | 80
9031 | 1 | -99 | 3215 | -1 | 23 | 80 | ; | Hotel (public) Kitchen | ILit | all | 1 | 1 | DEER HTLp Kit Yr Lt Wd | 23 | 80 | Hotel (public) Kitchen ILit all | 3215 | 23 | 80
9031 | 6 | 6 | 3218 | -1 | 23 | 80 | ; | Hotel (public) Kitchen | Misc | Sat | 1 | 1 | DEER HTLp Kit Yr Eq WeH | 23 | 80 | Hotel (public) Kitchen Misc Sat | 3218 | 23 | 80
9031 | 6 | 7 | 3218 | -1 | 23 | 80 | ; | Hotel (public) Kitchen | Misc | Sun | 1 | 1 | DEER HTLp Kit Yr Eq WeH | 23 | 80 | Hotel (public) Kitchen Misc Sun | 3218 | 23 | 80
9031 | 6 | 8 | 3218 | -1 | 23 | 80 | ; | Hotel (public) Kitchen | Misc | Hol | 1 | 1 | DEER HTLp Kit Yr Eq WeH | 23 | 80 | Hotel (public) Kitchen Misc Hol | 3218 | 23 | 80
9031 | 6 | 11 | 3218 | -1 | 23 | 80 | ; | Hotel (public) Kitchen | Misc | Cls | 1 | 1 | DEER HTLp Kit Yr Eq WeH | 23 | 80 | Hotel (public) Kitchen Misc Cls | 3218 | 23 | 80
9031 | 6 | -99 | 3217 | -1 | 23 | 80 | ; | Hotel (public) Kitchen | Misc | all | 1 | 1 | DEER HTLp Kit Yr Eq Wd | 23 | 80 | Hotel (public) Kitchen Misc all | 3217 | 23 | 80
9031 | 4 | 6 | 3220 | -1 | 23 | 80 | ; | Hotel (public) Kitchen | Cook | Sat | 1 | 1 | DEER HTLp Kit Yr Ck WeH | 23 | 80 | Hotel (public) Kitchen Cook Sat | 3220 | 23 | 80
9031 | 4 | 7 | 3220 | -1 | 23 | 80 | ; | Hotel (public) Kitchen | Cook | Sun | 1 | 1 | DEER HTLp Kit Yr Ck WeH | 23 | 80 | Hotel (public) Kitchen Cook Sun | 3220 | 23 | 80
9031 | 4 | 8 | 3220 | -1 | 23 | 80 | ; | Hotel (public) Kitchen | Cook | Hol | 1 | 1 | DEER HTLp Kit Yr Ck WeH | 23 | 80 | Hotel (public) Kitchen Cook Hol | 3220 | 23 | 80
9031 | 4 | 11 | 3220 | -1 | 23 | 80 | ; | Hotel (public) Kitchen | Cook | Cls | 1 | 1 | DEER HTLp Kit Yr Ck WeH | 23 | 80 | Hotel (public) Kitchen Cook Cls | 3220 | 23 | 80
9031 | 4 | -99 | 3219 | -1 | 23 | 80 | ; | Hotel (public) Kitchen | Cook | all | 1 | 1 | DEER HTLp Kit Yr Ck Wd | 23 | 80 | Hotel (public) Kitchen Cook all | 3219 | 23 | 80
9041 | 8 | 6 | 3222 | -1 | 28 | 80 | ; | Hotel (public) Lobby | Occup | Sat | 1 | 1 | DEER HTLp Lby Yr Oc WeH | 28 | 80 | Hotel (public) Lobby Occup Sat | 3222 | 28 | 80
9041 | 8 | 7 | 3222 | -1 | 28 | 80 | ; | Hotel (public) Lobby | Occup | Sun | 1 | 1 | DEER HTLp Lby Yr Oc WeH | 28 | 80 | Hotel (public) Lobby Occup Sun | 3222 | 28 | 80
9041 | 8 | 8 | 3222 | -1 | 28 | 80 | ; | Hotel (public) Lobby | Occup | Hol | 1 | 1 | DEER HTLp Lby Yr Oc WeH | 28 | 80 | Hotel (public) Lobby Occup Hol | 3222 | 28 | 80
9041 | 8 | 11 | 3222 | -1 | 28 | 80 | ; | Hotel (public) Lobby | Occup | Cls | 1 | 1 | DEER HTLp Lby Yr Oc WeH | 28 | 80 | Hotel (public) Lobby Occup Cls | 3222 | 28 | 80
9041 | 8 | -99 | 3221 | -1 | 28 | 80 | ; | Hotel (public) Lobby | Occup | all | 1 | 1 | DEER HTLp Lby Yr Oc Wd | 28 | 80 | Hotel (public) Lobby Occup all | 3221 | 28 | 80
9041 | 1 | -99 | 2 | -1 | 100 | 100 | ; | Hotel (public) Lobby | ILit | all | 1 | 1 | Always On | 100 | 100 | Hotel (public) Lobby ILit all | 2 | 100 | 100
9041 | 6 | 6 | 3224 | -1 | 28 | 80 | ; | Hotel (public) Lobby | Misc | Sat | 1 | 1 | DEER HTLp Lby Yr Eq WeH | 28 | 80 | Hotel (public) Lobby Misc Sat | 3224 | 28 | 80
9041 | 6 | 7 | 3224 | -1 | 28 | 80 | ; | Hotel (public) Lobby | Misc | Sun | 1 | 1 | DEER HTLp Lby Yr Eq WeH | 28 | 80 | Hotel (public) Lobby Misc Sun | 3224 | 28 | 80
9041 | 6 | 8 | 3224 | -1 | 28 | 80 | ; | Hotel (public) Lobby | Misc | Hol | 1 | 1 | DEER HTLp Lby Yr Eq WeH | 28 | 80 | Hotel (public) Lobby Misc Hol | 3224 | 28 | 80
9041 | 6 | 11 | 3224 | -1 | 28 | 80 | ; | Hotel (public) Lobby | Misc | Cls | 1 | 1 | DEER HTLp Lby Yr Eq WeH | 28 | 80 | Hotel (public) Lobby Misc Cls | 3224 | 28 | 80
9041 | 6 | -99 | 3223 | -1 | 28 | 80 | ; | Hotel (public) Lobby | Misc | all | 1 | 1 | DEER HTLp Lby Yr Eq Wd | 28 | 80 | Hotel (public) Lobby Misc all | 3223 | 28 | 80
9051 | 8 | 6 | 3226 | -1 | 28 | 80 | ; | Hotel (public) Corridor | Occup | Sat | 1 | 1 | DEER HTLp Cor Yr Oc WeH | 28 | 80 | Hotel (public) Corridor Occup Sat | 3226 | 28 | 80
9051 | 8 | 7 | 3226 | -1 | 28 | 80 | ; | Hotel (public) Corridor | Occup | Sun | 1 | 1 | DEER HTLp Cor Yr Oc WeH | 28 | 80 | Hotel (public) Corridor Occup Sun | 3226 | 28 | 80
9051 | 8 | 8 | 3226 | -1 | 28 | 80 | ; | Hotel (public) Corridor | Occup | Hol | 1 | 1 | DEER HTLp Cor Yr Oc WeH | 28 | 80 | Hotel (public) Corridor Occup Hol | 3226 | 28 | 80
9051 | 8 | 11 | 3226 | -1 | 28 | 80 | ; | Hotel (public) Corridor | Occup | Cls | 1 | 1 | DEER HTLp Cor Yr Oc WeH | 28 | 80 | Hotel (public) Corridor Occup Cls | 3226 | 28 | 80
9051 | 8 | -99 | 3225 | -1 | 28 | 80 | ; | Hotel (public) Corridor | Occup | all | 1 | 1 | DEER HTLp Cor Yr Oc Wd | 28 | 80 | Hotel (public) Corridor Occup all | 3225 | 28 | 80
9051 | 1 | -99 | 2 | -1 | 100 | 100 | ; | Hotel (public) Corridor | ILit | all | 1 | 1 | Always On | 100 | 100 | Hotel (public) Corridor ILit all | 2 | 100 | 100
9051 | 6 | 6 | 3228 | -1 | 28 | 80 | ; | Hotel (public) Corridor | Misc | Sat | 1 | 1 | DEER HTLp Cor Yr Eq WeH | 28 | 80 | Hotel (public) Corridor Misc Sat | 3228 | 28 | 80
9051 | 6 | 7 | 3228 | -1 | 28 | 80 | ; | Hotel (public) Corridor | Misc | Sun | 1 | 1 | DEER HTLp Cor Yr Eq WeH | 28 | 80 | Hotel (public) Corridor Misc Sun | 3228 | 28 | 80
9051 | 6 | 8 | 3228 | -1 | 28 | 80 | ; | Hotel (public) Corridor | Misc | Hol | 1 | 1 | DEER HTLp Cor Yr Eq WeH | 28 | 80 | Hotel (public) Corridor Misc Hol | 3228 | 28 | 80
9051 | 6 | 11 | 3228 | -1 | 28 | 80 | ; | Hotel (public) Corridor | Misc | Cls | 1 | 1 | DEER HTLp Cor Yr Eq WeH | 28 | 80 | Hotel (public) Corridor Misc Cls | 3228 | 28 | 80
9051 | 6 | -99 | 3227 | -1 | 28 | 80 | ; | Hotel (public) Corridor | Misc | all | 1 | 1 | DEER HTLp Cor Yr Eq Wd | 28 | 80 | Hotel (public) Corridor Misc all | 3227 | 28 | 80
9061 | 8 | 6 | 3230 | -1 | 23 | 80 | ; | Hotel (public) Restaurant | Occup | Sat | 1 | 1 | DEER HTLp Rst Yr Oc WeH | 23 | 80 | Hotel (public) Restaurant Occup Sat | 3230 | 23 | 80
9061 | 8 | 7 | 3230 | -1 | 23 | 80 | ; | Hotel (public) Restaurant | Occup | Sun | 1 | 1 | DEER HTLp Rst Yr Oc WeH | 23 | 80 | Hotel (public) Restaurant Occup Sun | 3230 | 23 | 80
9061 | 8 | 8 | 3230 | -1 | 23 | 80 | ; | Hotel (public) Restaurant | Occup | Hol | 1 | 1 | DEER HTLp Rst Yr Oc WeH | 23 | 80 | Hotel (public) Restaurant Occup Hol | 3230 | 23 | 80
9061 | 8 | 11 | 3230 | -1 | 23 | 80 | ; | Hotel (public) Restaurant | Occup | Cls | 1 | 1 | DEER HTLp Rst Yr Oc WeH | 23 | 80 | Hotel (public) Restaurant Occup Cls | 3230 | 23 | 80
9061 | 8 | -99 | 3229 | -1 | 23 | 80 | ; | Hotel (public) Restaurant | Occup | all | 1 | 1 | DEER HTLp Rst Yr Oc Wd | 23 | 80 | Hotel (public) Restaurant Occup all | 3229 | 23 | 80
9061 | 1 | 6 | 3232 | -1 | 23 | 80 | ; | Hotel (public) Restaurant | ILit | Sat | 1 | 1 | DEER HTLp Rst Yr Lt WeH | 23 | 80 | Hotel (public) Restaurant ILit Sat | 3232 | 23 | 80
9061 | 1 | 7 | 3232 | -1 | 23 | 80 | ; | Hotel (public) Restaurant | ILit | Sun | 1 | 1 | DEER HTLp Rst Yr Lt WeH | 23 | 80 | Hotel (public) Restaurant ILit Sun | 3232 | 23 | 80
9061 | 1 | 8 | 3232 | -1 | 23 | 80 | ; | Hotel (public) Restaurant | ILit | Hol | 1 | 1 | DEER HTLp Rst Yr Lt WeH | 23 | 80 | Hotel (public) Restaurant ILit Hol | 3232 | 23 | 80
9061 | 1 | 11 | 3232 | -1 | 23 | 80 | ; | Hotel (public) Restaurant | ILit | Cls | 1 | 1 | DEER HTLp Rst Yr Lt WeH | 23 | 80 | Hotel (public) Restaurant ILit Cls | 3232 | 23 | 80
9061 | 1 | -99 | 3231 | -1 | 23 | 80 | ; | Hotel (public) Restaurant | ILit | all | 1 | 1 | DEER HTLp Rst Yr Lt Wd | 23 | 80 | Hotel (public) Restaurant ILit all | 3231 | 23 | 80
9061 | 6 | 6 | 3234 | -1 | 23 | 80 | ; | Hotel (public) Restaurant | Misc | Sat | 1 | 1 | DEER HTLp Rst Yr Eq WeH | 23 | 80 | Hotel (public) Restaurant Misc Sat | 3234 | 23 | 80
9061 | 6 | 7 | 3234 | -1 | 23 | 80 | ; | Hotel (public) Restaurant | Misc | Sun | 1 | 1 | DEER HTLp Rst Yr Eq WeH | 23 | 80 | Hotel (public) Restaurant Misc Sun | 3234 | 23 | 80
9061 | 6 | 8 | 3234 | -1 | 23 | 80 | ; | Hotel (public) Restaurant | Misc | Hol | 1 | 1 | DEER HTLp Rst Yr Eq WeH | 23 | 80 | Hotel (public) Restaurant Misc Hol | 3234 | 23 | 80
9061 | 6 | 11 | 3234 | -1 | 23 | 80 | ; | Hotel (public) Restaurant | Misc | Cls | 1 | 1 | DEER HTLp Rst Yr Eq WeH | 23 | 80 | Hotel (public) Restaurant Misc Cls | 3234 | 23 | 80
9061 | 6 | -99 | 3233 | -1 | 23 | 80 | ; | Hotel (public) Restaurant | Misc | all | 1 | 1 | DEER HTLp Rst Yr Eq Wd | 23 | 80 | Hotel (public) Restaurant Misc all | 3233 | 23 | 80
9071 | 8 | 6 | 3236 | -1 | 19 | 67 | ; | Hotel (public) Lounge | Occup | Sat | 1 | 1 | DEER HTLp Lng Yr Oc WeH | 19 | 67 | Hotel (public) Lounge Occup Sat | 3236 | 19 | 67
9071 | 8 | 7 | 3236 | -1 | 19 | 67 | ; | Hotel (public) Lounge | Occup | Sun | 1 | 1 | DEER HTLp Lng Yr Oc WeH | 19 | 67 | Hotel (public) Lounge Occup Sun | 3236 | 19 | 67
9071 | 8 | 8 | 3236 | -1 | 19 | 67 | ; | Hotel (public) Lounge | Occup | Hol | 1 | 1 | DEER HTLp Lng Yr Oc WeH | 19 | 67 | Hotel (public) Lounge Occup Hol | 3236 | 19 | 67
9071 | 8 | 11 | 3236 | -1 | 19 | 67 | ; | Hotel (public) Lounge | Occup | Cls | 1 | 1 | DEER HTLp Lng Yr Oc WeH | 19 | 67 | Hotel (public) Lounge Occup Cls | 3236 | 19 | 67
9071 | 8 | -99 | 3235 | -1 | 19 | 67 | ; | Hotel (public) Lounge | Occup | all | 1 | 1 | DEER HTLp Lng Yr Oc Wd | 19 | 67 | Hotel (public) Lounge Occup all | 3235 | 19 | 67
9071 | 1 | 6 | 3238 | -1 | 19 | 67 | ; | Hotel (public) Lounge | ILit | Sat | 1 | 1 | DEER HTLp Lng Yr Eq WeH | 19 | 67 | Hotel (public) Lounge ILit Sat | 3238 | 19 | 67
9071 | 1 | 7 | 3238 | -1 | 19 | 67 | ; | Hotel (public) Lounge | ILit | Sun | 1 | 1 | DEER HTLp Lng Yr Eq WeH | 19 | 67 | Hotel (public) Lounge ILit Sun | 3238 | 19 | 67
9071 | 1 | 8 | 3238 | -1 | 19 | 67 | ; | Hotel (public) Lounge | ILit | Hol | 1 | 1 | DEER HTLp Lng Yr Eq WeH | 19 | 67 | Hotel (public) Lounge ILit Hol | 3238 | 19 | 67
9071 | 1 | 11 | 3238 | -1 | 19 | 67 | ; | Hotel (public) Lounge | ILit | Cls | 1 | 1 | DEER HTLp Lng Yr Eq WeH | 19 | 67 | Hotel (public) Lounge ILit Cls | 3238 | 19 | 67
9071 | 1 | -99 | 3237 | -1 | 19 | 67 | ; | Hotel (public) Lounge | ILit | all | 1 | 1 | DEER HTLp Lng Yr Eq Wd | 19 | 67 | Hotel (public) Lounge ILit all | 3237 | 19 | 67
9071 | 6 | 6 | 3238 | -1 | 19 | 67 | ; | Hotel (public) Lounge | Misc | Sat | 1 | 1 | DEER HTLp Lng Yr Eq WeH | 19 | 67 | Hotel (public) Lounge Misc Sat | 3238 | 19 | 67
9071 | 6 | 7 | 3238 | -1 | 19 | 67 | ; | Hotel (public) Lounge | Misc | Sun | 1 | 1 | DEER HTLp Lng Yr Eq WeH | 19 | 67 | Hotel (public) Lounge Misc Sun | 3238 | 19 | 67
9071 | 6 | 8 | 3238 | -1 | 19 | 67 | ; | Hotel (public) Lounge | Misc | Hol | 1 | 1 | DEER HTLp Lng Yr Eq WeH | 19 | 67 | Hotel (public) Lounge Misc Hol | 3238 | 19 | 67
9071 | 6 | 11 | 3238 | -1 | 19 | 67 | ; | Hotel (public) Lounge | Misc | Cls | 1 | 1 | DEER HTLp Lng Yr Eq WeH | 19 | 67 | Hotel (public) Lounge Misc Cls | 3238 | 19 | 67
9071 | 6 | -99 | 3237 | -1 | 19 | 67 | ; | Hotel (public) Lounge | Misc | all | 1 | 1 | DEER HTLp Lng Yr Eq Wd | 19 | 67 | Hotel (public) Lounge Misc all | 3237 | 19 | 67
9081 | 8 | 6 | 3242 | -1 | 10 | 100 | ; | Hotel (rooms) Rooms | Occup | Sat | 1 | 1 | DEER HTLr Rms Yr Oc WeH | 10 | 100 | Hotel (rooms) Rooms Occup Sat | 3242 | 10 | 100
9081 | 8 | 7 | 3242 | -1 | 10 | 100 | ; | Hotel (rooms) Rooms | Occup | Sun | 1 | 1 | DEER HTLr Rms Yr Oc WeH | 10 | 100 | Hotel (rooms) Rooms Occup Sun | 3242 | 10 | 100
9081 | 8 | 8 | 3242 | -1 | 10 | 100 | ; | Hotel (rooms) Rooms | Occup | Hol | 1 | 1 | DEER HTLr Rms Yr Oc WeH | 10 | 100 | Hotel (rooms) Rooms Occup Hol | 3242 | 10 | 100
9081 | 8 | 11 | 3242 | -1 | 10 | 100 | ; | Hotel (rooms) Rooms | Occup | Cls | 1 | 1 | DEER HTLr Rms Yr Oc WeH | 10 | 100 | Hotel (rooms) Rooms Occup Cls | 3242 | 10 | 100
9081 | 8 | -99 | 3241 | -1 | 10 | 100 | ; | Hotel (rooms) Rooms | Occup | all | 1 | 1 | DEER HTLr Rms Yr Oc Wd | 10 | 100 | Hotel (rooms) Rooms Occup all | 3241 | 10 | 100
9081 | 1 | 6 | 3244 | -1 | 20 | 90 | ; | Hotel (rooms) Rooms | ILit | Sat | 1 | 1 | DEER HTLr Rms Yr Lt WeH | 20 | 90 | Hotel (rooms) Rooms ILit Sat | 3244 | 20 | 90
9081 | 1 | 7 | 3244 | -1 | 20 | 90 | ; | Hotel (rooms) Rooms | ILit | Sun | 1 | 1 | DEER HTLr Rms Yr Lt WeH | 20 | 90 | Hotel (rooms) Rooms ILit Sun | 3244 | 20 | 90
9081 | 1 | 8 | 3244 | -1 | 20 | 90 | ; | Hotel (rooms) Rooms | ILit | Hol | 1 | 1 | DEER HTLr Rms Yr Lt WeH | 20 | 90 | Hotel (rooms) Rooms ILit Hol | 3244 | 20 | 90
9081 | 1 | 11 | 3244 | -1 | 20 | 90 | ; | Hotel (rooms) Rooms | ILit | Cls | 1 | 1 | DEER HTLr Rms Yr Lt WeH | 20 | 90 | Hotel (rooms) Rooms ILit Cls | 3244 | 20 | 90
9081 | 1 | -99 | 3243 | -1 | 20 | 90 | ; | Hotel (rooms) Rooms | ILit | all | 1 | 1 | DEER HTLr Rms Yr Lt Wd | 20 | 90 | Hotel (rooms) Rooms ILit all | 3243 | 20 | 90
9081 | 6 | 6 | 3246 | -1 | 20 | 80 | ; | Hotel (rooms) Rooms | Misc | Sat | 1 | 1 | DEER HTLr Rms Yr Eq WeH | 20 | 80 | Hotel (rooms) Rooms Misc Sat | 3246 | 20 | 80
9081 | 6 | 7 | 3246 | -1 | 20 | 80 | ; | Hotel (rooms) Rooms | Misc | Sun | 1 | 1 | DEER HTLr Rms Yr Eq WeH | 20 | 80 | Hotel (rooms) Rooms Misc Sun | 3246 | 20 | 80
9081 | 6 | 8 | 3246 | -1 | 20 | 80 | ; | Hotel (rooms) Rooms | Misc | Hol | 1 | 1 | DEER HTLr Rms Yr Eq WeH | 20 | 80 | Hotel (rooms) Rooms Misc Hol | 3246 | 20 | 80
9081 | 6 | 11 | 3246 | -1 | 20 | 80 | ; | Hotel (rooms) Rooms | Misc | Cls | 1 | 1 | DEER HTLr Rms Yr Eq WeH | 20 | 80 | Hotel (rooms) Rooms Misc Cls | 3246 | 20 | 80
9081 | 6 | -99 | 3245 | -1 | 20 | 80 | ; | Hotel (rooms) Rooms | Misc | all | 1 | 1 | DEER HTLr Rms Yr Eq Wd | 20 | 80 | Hotel (rooms) Rooms Misc all | 3245 | 20 | 80
9091 | 8 | 6 | 3248 | -1 | 28 | 80 | ; | Hotel (rooms) Corridor | Occup | Sat | 1 | 1 | DEER HTLr Cor Yr Oc WeH | 28 | 80 | Hotel (rooms) Corridor Occup Sat | 3248 | 28 | 80
9091 | 8 | 7 | 3248 | -1 | 28 | 80 | ; | Hotel (rooms) Corridor | Occup | Sun | 1 | 1 | DEER HTLr Cor Yr Oc WeH | 28 | 80 | Hotel (rooms) Corridor Occup Sun | 3248 | 28 | 80
9091 | 8 | 8 | 3248 | -1 | 28 | 80 | ; | Hotel (rooms) Corridor | Occup | Hol | 1 | 1 | DEER HTLr Cor Yr Oc WeH | 28 | 80 | Hotel (rooms) Corridor Occup Hol | 3248 | 28 | 80
9091 | 8 | 11 | 3248 | -1 | 28 | 80 | ; | Hotel (rooms) Corridor | Occup | Cls | 1 | 1 | DEER HTLr Cor Yr Oc WeH | 28 | 80 | Hotel (rooms) Corridor Occup Cls | 3248 | 28 | 80
9091 | 8 | -99 | 3247 | -1 | 28 | 80 | ; | Hotel (rooms) Corridor | Occup | all | 1 | 1 | DEER HTLr Cor Yr Oc Wd | 28 | 80 | Hotel (rooms) Corridor Occup all | 3247 | 28 | 80
9091 | 1 | -99 | 2 | -1 | 100 | 100 | ; | Hotel (rooms) Corridor | ILit | all | 1 | 1 | Always On | 100 | 100 | Hotel (rooms) Corridor ILit all | 2 | 100 | 100
9091 | 6 | 6 | 3250 | -1 | 20 | 60 | ; | Hotel (rooms) Corridor | Misc | Sat | 1 | 1 | DEER HTLr Cor Yr Eq WeH | 20 | 60 | Hotel (rooms) Corridor Misc Sat | 3250 | 20 | 60
9091 | 6 | 7 | 3250 | -1 | 20 | 60 | ; | Hotel (rooms) Corridor | Misc | Sun | 1 | 1 | DEER HTLr Cor Yr Eq WeH | 20 | 60 | Hotel (rooms) Corridor Misc Sun | 3250 | 20 | 60
9091 | 6 | 8 | 3250 | -1 | 20 | 60 | ; | Hotel (rooms) Corridor | Misc | Hol | 1 | 1 | DEER HTLr Cor Yr Eq WeH | 20 | 60 | Hotel (rooms) Corridor Misc Hol | 3250 | 20 | 60
9091 | 6 | 11 | 3250 | -1 | 20 | 60 | ; | Hotel (rooms) Corridor | Misc | Cls | 1 | 1 | DEER HTLr Cor Yr Eq WeH | 20 | 60 | Hotel (rooms) Corridor Misc Cls | 3250 | 20 | 60
9091 | 6 | -99 | 3249 | -1 | 20 | 60 | ; | Hotel (rooms) Corridor | Misc | all | 1 | 1 | DEER HTLr Cor Yr Eq Wd | 20 | 60 | Hotel (rooms) Corridor Misc all | 3249 | 20 | 60
;
10011 | 8 | 6 | 3255 | -1 | 0 | 0 | ; | Motel Rooms (unoccup) | Occup | Sat | 1 | 1 | DEER MTL 0H Yr Oc WeH | 0 | 0 | Motel Rooms (unoccup) Occup Sat | 3255 | 0 | 0
10011 | 8 | 7 | 3255 | -1 | 0 | 0 | ; | Motel Rooms (unoccup) | Occup | Sun | 1 | 1 | DEER MTL 0H Yr Oc WeH | 0 | 0 | Motel Rooms (unoccup) Occup Sun | 3255 | 0 | 0
10011 | 8 | 8 | 3255 | -1 | 0 | 0 | ; | Motel Rooms (unoccup) | Occup | Hol | 1 | 1 | DEER MTL 0H Yr Oc WeH | 0 | 0 | Motel Rooms (unoccup) Occup Hol | 3255 | 0 | 0
10011 | 8 | 11 | 3255 | -1 | 0 | 0 | ; | Motel Rooms (unoccup) | Occup | Cls | 1 | 1 | DEER MTL 0H Yr Oc WeH | 0 | 0 | Motel Rooms (unoccup) Occup Cls | 3255 | 0 | 0
10011 | 8 | -99 | 3254 | -1 | 0 | 0 | ; | Motel Rooms (unoccup) | Occup | all | 1 | 1 | DEER MTL 0H Yr Oc Wd | 0 | 0 | Motel Rooms (unoccup) Occup all | 3254 | 0 | 0
10011 | 1 | 6 | 3257 | -1 | 0 | 0 | ; | Motel Rooms (unoccup) | ILit | Sat | 1 | 1 | DEER MTL 0H Yr Lt WeH | 0 | 0 | Motel Rooms (unoccup) ILit Sat | 3257 | 0 | 0
10011 | 1 | 7 | 3257 | -1 | 0 | 0 | ; | Motel Rooms (unoccup) | ILit | Sun | 1 | 1 | DEER MTL 0H Yr Lt WeH | 0 | 0 | Motel Rooms (unoccup) ILit Sun | 3257 | 0 | 0
10011 | 1 | 8 | 3257 | -1 | 0 | 0 | ; | Motel Rooms (unoccup) | ILit | Hol | 1 | 1 | DEER MTL 0H Yr Lt WeH | 0 | 0 | Motel Rooms (unoccup) ILit Hol | 3257 | 0 | 0
10011 | 1 | 11 | 3257 | -1 | 0 | 0 | ; | Motel Rooms (unoccup) | ILit | Cls | 1 | 1 | DEER MTL 0H Yr Lt WeH | 0 | 0 | Motel Rooms (unoccup) ILit Cls | 3257 | 0 | 0
10011 | 1 | -99 | 3256 | -1 | 0 | 0 | ; | Motel Rooms (unoccup) | ILit | all | 1 | 1 | DEER MTL 0H Yr Lt Wd | 0 | 0 | Motel Rooms (unoccup) ILit all | 3256 | 0 | 0
10011 | 6 | 6 | 3259 | -1 | 0 | 0 | ; | Motel Rooms (unoccup) | Misc | Sat | 1 | 1 | DEER MTL 0H Yr Eq WeH | 0 | 0 | Motel Rooms (unoccup) Misc Sat | 3259 | 0 | 0
10011 | 6 | 7 | 3259 | -1 | 0 | 0 | ; | Motel Rooms (unoccup) | Misc | Sun | 1 | 1 | DEER MTL 0H Yr Eq WeH | 0 | 0 | Motel Rooms (unoccup) Misc Sun | 3259 | 0 | 0
10011 | 6 | 8 | 3259 | -1 | 0 | 0 | ; | Motel Rooms (unoccup) | Misc | Hol | 1 | 1 | DEER MTL 0H Yr Eq WeH | 0 | 0 | Motel Rooms (unoccup) Misc Hol | 3259 | 0 | 0
10011 | 6 | 11 | 3259 | -1 | 0 | 0 | ; | Motel Rooms (unoccup) | Misc | Cls | 1 | 1 | DEER MTL 0H Yr Eq WeH | 0 | 0 | Motel Rooms (unoccup) Misc Cls | 3259 | 0 | 0
10011 | 6 | -99 | 3258 | -1 | 0 | 0 | ; | Motel Rooms (unoccup) | Misc | all | 1 | 1 | DEER MTL 0H Yr Eq Wd | 0 | 0 | Motel Rooms (unoccup) Misc all | 3258 | 0 | 0
10021 | 8 | 6 | 3261 | -1 | 0 | 100 | ; | Motel Rooms (12 hour occup) | Occup | Sat | 1 | 1 | DEER MTL 12H Yr Oc WeH | 0 | 100 | Motel Rooms (12 hour occup) Occup Sat | 3261 | 0 | 100
10021 | 8 | 7 | 3261 | -1 | 0 | 100 | ; | Motel Rooms (12 hour occup) | Occup | Sun | 1 | 1 | DEER MTL 12H Yr Oc WeH | 0 | 100 | Motel Rooms (12 hour occup) Occup Sun | 3261 | 0 | 100
10021 | 8 | 8 | 3261 | -1 | 0 | 100 | ; | Motel Rooms (12 hour occup) | Occup | Hol | 1 | 1 | DEER MTL 12H Yr Oc WeH | 0 | 100 | Motel Rooms (12 hour occup) Occup Hol | 3261 | 0 | 100
10021 | 8 | 11 | 3261 | -1 | 0 | 100 | ; | Motel Rooms (12 hour occup) | Occup | Cls | 1 | 1 | DEER MTL 12H Yr Oc WeH | 0 | 100 | Motel Rooms (12 hour occup) Occup Cls | 3261 | 0 | 100
10021 | 8 | -99 | 3260 | -1 | 0 | 100 | ; | Motel Rooms (12 hour occup) | Occup | all | 1 | 1 | DEER MTL 12H Yr Oc Wd | 0 | 100 | Motel Rooms (12 hour occup) Occup all | 3260 | 0 | 100
10021 | 1 | 6 | 3263 | -1 | 15 | 80 | ; | Motel Rooms (12 hour occup) | ILit | Sat | 1 | 1 | DEER MTL 12H Yr Lt WeH | 15 | 80 | Motel Rooms (12 hour occup) ILit Sat | 3263 | 15 | 80
10021 | 1 | 7 | 3263 | -1 | 15 | 80 | ; | Motel Rooms (12 hour occup) | ILit | Sun | 1 | 1 | DEER MTL 12H Yr Lt WeH | 15 | 80 | Motel Rooms (12 hour occup) ILit Sun | 3263 | 15 | 80
10021 | 1 | 8 | 3263 | -1 | 15 | 80 | ; | Motel Rooms (12 hour occup) | ILit | Hol | 1 | 1 | DEER MTL 12H Yr Lt WeH | 15 | 80 | Motel Rooms (12 hour occup) ILit Hol | 3263 | 15 | 80
10021 | 1 | 11 | 3263 | -1 | 15 | 80 | ; | Motel Rooms (12 hour occup) | ILit | Cls | 1 | 1 | DEER MTL 12H Yr Lt WeH | 15 | 80 | Motel Rooms (12 hour occup) ILit Cls | 3263 | 15 | 80
10021 | 1 | -99 | 3262 | -1 | 15 | 80 | ; | Motel Rooms (12 hour occup) | ILit | all | 1 | 1 | DEER MTL 12H Yr Lt Wd | 15 | 80 | Motel Rooms (12 hour occup) ILit all | 3262 | 15 | 80
10021 | 6 | 6 | 3265 | -1 | 15 | 80 | ; | Motel Rooms (12 hour occup) | Misc | Sat | 1 | 1 | DEER MTL 12H Yr Eq WeH | 15 | 80 | Motel Rooms (12 hour occup) Misc Sat | 3265 | 15 | 80
10021 | 6 | 7 | 3265 | -1 | 15 | 80 | ; | Motel Rooms (12 hour occup) | Misc | Sun | 1 | 1 | DEER MTL 12H Yr Eq WeH | 15 | 80 | Motel Rooms (12 hour occup) Misc Sun | 3265 | 15 | 80
10021 | 6 | 8 | 3265 | -1 | 15 | 80 | ; | Motel Rooms (12 hour occup) | Misc | Hol | 1 | 1 | DEER MTL 12H Yr Eq WeH | 15 | 80 | Motel Rooms (12 hour occup) Misc Hol | 3265 | 15 | 80
10021 | 6 | 11 | 3265 | -1 | 15 | 80 | ; | Motel Rooms (12 hour occup) | Misc | Cls | 1 | 1 | DEER MTL 12H Yr Eq WeH | 15 | 80 | Motel Rooms (12 hour occup) Misc Cls | 3265 | 15 | 80
10021 | 6 | -99 | 3264 | -1 | 15 | 80 | ; | Motel Rooms (12 hour occup) | Misc | all | 1 | 1 | DEER MTL 12H Yr Eq Wd | 15 | 80 | Motel Rooms (12 hour occup) Misc all | 3264 | 15 | 80
10031 | 8 | 6 | 3267 | -1 | 60 | 100 | ; | Motel Rooms (24 hour occup) | Occup | Sat | 1 | 1 | DEER MTL 24H Yr Oc WeH | 60 | 100 | Motel Rooms (24 hour occup) Occup Sat | 3267 | 60 | 100
10031 | 8 | 7 | 3267 | -1 | 60 | 100 | ; | Motel Rooms (24 hour occup) | Occup | Sun | 1 | 1 | DEER MTL 24H Yr Oc WeH | 60 | 100 | Motel Rooms (24 hour occup) Occup Sun | 3267 | 60 | 100
10031 | 8 | 8 | 3267 | -1 | 60 | 100 | ; | Motel Rooms (24 hour occup) | Occup | Hol | 1 | 1 | DEER MTL 24H Yr Oc WeH | 60 | 100 | Motel Rooms (24 hour occup) Occup Hol | 3267 | 60 | 100
10031 | 8 | 11 | 3267 | -1 | 60 | 100 | ; | Motel Rooms (24 hour occup) | Occup | Cls | 1 | 1 | DEER MTL 24H Yr Oc WeH | 60 | 100 | Motel Rooms (24 hour occup) Occup Cls | 3267 | 60 | 100
10031 | 8 | -99 | 3266 | -1 | 60 | 100 | ; | Motel Rooms (24 hour occup) | Occup | all | 1 | 1 | DEER MTL 24H Yr Oc Wd | 60 | 100 | Motel Rooms (24 hour occup) Occup all | 3266 | 60 | 100
10031 | 1 | 6 | 3269 | -1 | 25 | 80 | ; | Motel Rooms (24 hour occup) | ILit | Sat | 1 | 1 | DEER MTL 24H Yr Lt WeH | 25 | 80 | Motel Rooms (24 hour occup) ILit Sat | 3269 | 25 | 80
10031 | 1 | 7 | 3269 | -1 | 25 | 80 | ; | Motel Rooms (24 hour occup) | ILit | Sun | 1 | 1 | DEER MTL 24H Yr Lt WeH | 25 | 80 | Motel Rooms (24 hour occup) ILit Sun | 3269 | 25 | 80
10031 | 1 | 8 | 3269 | -1 | 25 | 80 | ; | Motel Rooms (24 hour occup) | ILit | Hol | 1 | 1 | DEER MTL 24H Yr Lt WeH | 25 | 80 | Motel Rooms (24 hour occup) ILit Hol | 3269 | 25 | 80
10031 | 1 | 11 | 3269 | -1 | 25 | 80 | ; | Motel Rooms (24 hour occup) | ILit | Cls | 1 | 1 | DEER MTL 24H Yr Lt WeH | 25 | 80 | Motel Rooms (24 hour occup) ILit Cls | 3269 | 25 | 80
10031 | 1 | -99 | 3268 | -1 | 25 | 80 | ; | Motel Rooms (24 hour occup) | ILit | all | 1 | 1 | DEER MTL 24H Yr Lt Wd | 25 | 80 | Motel Rooms (24 hour occup) ILit all | 3268 | 25 | 80
10031 | 6 | 6 | 3271 | -1 | 40 | 80 | ; | Motel Rooms (24 hour occup) | Misc | Sat | 1 | 1 | DEER MTL 24H Yr Eq WeH | 40 | 80 | Motel Rooms (24 hour occup) Misc Sat | 3271 | 40 | 80
10031 | 6 | 7 | 3271 | -1 | 40 | 80 | ; | Motel Rooms (24 hour occup) | Misc | Sun | 1 | 1 | DEER MTL 24H Yr Eq WeH | 40 | 80 | Motel Rooms (24 hour occup) Misc Sun | 3271 | 40 | 80
10031 | 6 | 8 | 3271 | -1 | 40 | 80 | ; | Motel Rooms (24 hour occup) | Misc | Hol | 1 | 1 | DEER MTL 24H Yr Eq WeH | 40 | 80 | Motel Rooms (24 hour occup) Misc Hol | 3271 | 40 | 80
10031 | 6 | 11 | 3271 | -1 | 40 | 80 | ; | Motel Rooms (24 hour occup) | Misc | Cls | 1 | 1 | DEER MTL 24H Yr Eq WeH | 40 | 80 | Motel Rooms (24 hour occup) Misc Cls | 3271 | 40 | 80
10031 | 6 | -99 | 3270 | -1 | 40 | 80 | ; | Motel Rooms (24 hour occup) | Misc | all | 1 | 1 | DEER MTL 24H Yr Eq Wd | 40 | 80 | Motel Rooms (24 hour occup) Misc all | 3270 | 40 | 80
10041 | 8 | -99 | 3272 | -1 | 100 | 100 | ; | Motel Office | Occup | all | 1 | 1 | DEER MTL Off Yr Oc All | 100 | 100 | Motel Office Occup all | 3272 | 100 | 100
10041 | 1 | -99 | 3273 | -1 | 100 | 100 | ; | Motel Office | ILit | all | 1 | 1 | DEER MTL Off Yr Lt All | 100 | 100 | Motel Office ILit all | 3273 | 100 | 100
10041 | 6 | -99 | 3274 | -1 | 40 | 100 | ; | Motel Office | Misc | all | 1 | 1 | DEER MTL Off Yr Eq All | 40 | 100 | Motel Office Misc all | 3274 | 40 | 100
10051 | 8 | -99 | 3275 | -1 | 10 | 100 | ; | Motel Facilities | Occup | all | 1 | 1 | DEER MTL Fac Yr Oc All | 10 | 100 | Motel Facilities Occup all | 3275 | 10 | 100
10051 | 1 | -99 | 3276 | -1 | 100 | 100 | ; | Motel Facilities | ILit | all | 1 | 1 | DEER MTL Fac Yr Lt All | 100 | 100 | Motel Facilities ILit all | 3276 | 100 | 100
10051 | 6 | -99 | 3277 | -1 | 40 | 100 | ; | Motel Facilities | Misc | all | 1 | 1 | DEER MTL Fac Yr Eq All | 40 | 100 | Motel Facilities Misc all | 3277 | 40 | 100
10061 | 8 | -99 | 3278 | -1 | 5 | 40 | ; | Motel Corridor | Occup | all | 1 | 1 | DEER MTL Cor Yr Oc All | 5 | 40 | Motel Corridor Occup all | 3278 | 5 | 40
10061 | 1 | -99 | 3279 | -1 | 100 | 100 | ; | Motel Corridor | ILit | all | 1 | 1 | DEER MTL Cor Yr Lt All | 100 | 100 | Motel Corridor ILit all | 3279 | 100 | 100
10061 | 6 | -99 | 3280 | -1 | 20 | 60 | ; | Motel Corridor | Misc | all | 1 | 1 | DEER MTL Cor Yr Eq All | 20 | 60 | Motel Corridor Misc all | 3280 | 20 | 60
;
11011 | 8 | 6 | 3284 | -1 | 0 | 0 | ; | Manufac (biotech) Mfg | Occup | Sat | 1 | 1 | DEER MBT Mfg Yr Oc WeH | 0 | 0 | Manufac (biotech) Mfg Occup Sat | 3284 | 0 | 0
11011 | 8 | 7 | 3284 | -1 | 0 | 0 | ; | Manufac (biotech) Mfg | Occup | Sun | 1 | 1 | DEER MBT Mfg Yr Oc WeH | 0 | 0 | Manufac (biotech) Mfg Occup Sun | 3284 | 0 | 0
11011 | 8 | 8 | 3284 | -1 | 0 | 0 | ; | Manufac (biotech) Mfg | Occup | Hol | 1 | 1 | DEER MBT Mfg Yr Oc WeH | 0 | 0 | Manufac (biotech) Mfg Occup Hol | 3284 | 0 | 0
11011 | 8 | 11 | 3284 | -1 | 0 | 0 | ; | Manufac (biotech) Mfg | Occup | Cls | 1 | 1 | DEER MBT Mfg Yr Oc WeH | 0 | 0 | Manufac (biotech) Mfg Occup Cls | 3284 | 0 | 0
11011 | 8 | -99 | 3283 | -1 | 0 | 80 | ; | Manufac (biotech) Mfg | Occup | all | 1 | 1 | DEER MBT Mfg Yr Oc Wd | 0 | 80 | Manufac (biotech) Mfg Occup all | 3283 | 0 | 80
11011 | 1 | 6 | 3286 | -1 | 5 | 5 | ; | Manufac (biotech) Mfg | ILit | Sat | 1 | 1 | DEER MBT Mfg Yr Lt WeH | 5 | 5 | Manufac (biotech) Mfg ILit Sat | 3286 | 5 | 5
11011 | 1 | 7 | 3286 | -1 | 5 | 5 | ; | Manufac (biotech) Mfg | ILit | Sun | 1 | 1 | DEER MBT Mfg Yr Lt WeH | 5 | 5 | Manufac (biotech) Mfg ILit Sun | 3286 | 5 | 5
11011 | 1 | 8 | 3286 | -1 | 5 | 5 | ; | Manufac (biotech) Mfg | ILit | Hol | 1 | 1 | DEER MBT Mfg Yr Lt WeH | 5 | 5 | Manufac (biotech) Mfg ILit Hol | 3286 | 5 | 5
11011 | 1 | 11 | 3286 | -1 | 5 | 5 | ; | Manufac (biotech) Mfg | ILit | Cls | 1 | 1 | DEER MBT Mfg Yr Lt WeH | 5 | 5 | Manufac (biotech) Mfg ILit Cls | 3286 | 5 | 5
11011 | 1 | -99 | 3285 | -1 | 5 | 100 | ; | Manufac (biotech) Mfg | ILit | all | 1 | 1 | DEER MBT Mfg Yr Lt Wd | 5 | 100 | Manufac (biotech) Mfg ILit all | 3285 | 5 | 100
11011 | 6 | 6 | 3288 | -1 | 20 | 20 | ; | Manufac (biotech) Mfg | Misc | Sat | 1 | 1 | DEER MBT Mfg Yr Eq WeH | 20 | 20 | Manufac (biotech) Mfg Misc Sat | 3288 | 20 | 20
11011 | 6 | 7 | 3288 | -1 | 20 | 20 | ; | Manufac (biotech) Mfg | Misc | Sun | 1 | 1 | DEER MBT Mfg Yr Eq WeH | 20 | 20 | Manufac (biotech) Mfg Misc Sun | 3288 | 20 | 20
11011 | 6 | 8 | 3288 | -1 | 20 | 20 | ; | Manufac (biotech) Mfg | Misc | Hol | 1 | 1 | DEER MBT Mfg Yr Eq WeH | 20 | 20 | Manufac (biotech) Mfg Misc Hol | 3288 | 20 | 20
11011 | 6 | 11 | 3288 | -1 | 20 | 20 | ; | Manufac (biotech) Mfg | Misc | Cls | 1 | 1 | DEER MBT Mfg Yr Eq WeH | 20 | 20 | Manufac (biotech) Mfg Misc Cls | 3288 | 20 | 20
11011 | 6 | -99 | 3287 | -1 | 20 | 85 | ; | Manufac (biotech) Mfg | Misc | all | 1 | 1 | DEER MBT Mfg Yr Eq Wd | 20 | 85 | Manufac (biotech) Mfg Misc all | 3287 | 20 | 85
11021 | 8 | 6 | 3290 | -1 | 0 | 0 | ; | Manufac (biotech) Admin | Occup | Sat | 1 | 1 | DEER MBT Adm Yr Oc WeH | 0 | 0 | Manufac (biotech) Admin Occup Sat | 3290 | 0 | 0
11021 | 8 | 7 | 3290 | -1 | 0 | 0 | ; | Manufac (biotech) Admin | Occup | Sun | 1 | 1 | DEER MBT Adm Yr Oc WeH | 0 | 0 | Manufac (biotech) Admin Occup Sun | 3290 | 0 | 0
11021 | 8 | 8 | 3290 | -1 | 0 | 0 | ; | Manufac (biotech) Admin | Occup | Hol | 1 | 1 | DEER MBT Adm Yr Oc WeH | 0 | 0 | Manufac (biotech) Admin Occup Hol | 3290 | 0 | 0
11021 | 8 | 11 | 3290 | -1 | 0 | 0 | ; | Manufac (biotech) Admin | Occup | Cls | 1 | 1 | DEER MBT Adm Yr Oc WeH | 0 | 0 | Manufac (biotech) Admin Occup Cls | 3290 | 0 | 0
11021 | 8 | -99 | 3289 | -1 | 0 | 80 | ; | Manufac (biotech) Admin | Occup | all | 1 | 1 | DEER MBT Adm Yr Oc Wd | 0 | 80 | Manufac (biotech) Admin Occup all | 3289 | 0 | 80
11021 | 1 | 6 | 3292 | -1 | 5 | 5 | ; | Manufac (biotech) Admin | ILit | Sat | 1 | 1 | DEER MBT Adm Yr Lt WeH | 5 | 5 | Manufac (biotech) Admin ILit Sat | 3292 | 5 | 5
11021 | 1 | 7 | 3292 | -1 | 5 | 5 | ; | Manufac (biotech) Admin | ILit | Sun | 1 | 1 | DEER MBT Adm Yr Lt WeH | 5 | 5 | Manufac (biotech) Admin ILit Sun | 3292 | 5 | 5
11021 | 1 | 8 | 3292 | -1 | 5 | 5 | ; | Manufac (biotech) Admin | ILit | Hol | 1 | 1 | DEER MBT Adm Yr Lt WeH | 5 | 5 | Manufac (biotech) Admin ILit Hol | 3292 | 5 | 5
11021 | 1 | 11 | 3292 | -1 | 5 | 5 | ; | Manufac (biotech) Admin | ILit | Cls | 1 | 1 | DEER MBT Adm Yr Lt WeH | 5 | 5 | Manufac (biotech) Admin ILit Cls | 3292 | 5 | 5
11021 | 1 | -99 | 3291 | -1 | 5 | 100 | ; | Manufac (biotech) Admin | ILit | all | 1 | 1 | DEER MBT Adm Yr Lt Wd | 5 | 100 | Manufac (biotech) Admin ILit all | 3291 | 5 | 100
11021 | 6 | 6 | 3294 | -1 | 10 | 10 | ; | Manufac (biotech) Admin | Misc | Sat | 1 | 1 | DEER MBT Adm Yr Eq WeH | 10 | 10 | Manufac (biotech) Admin Misc Sat | 3294 | 10 | 10
11021 | 6 | 7 | 3294 | -1 | 10 | 10 | ; | Manufac (biotech) Admin | Misc | Sun | 1 | 1 | DEER MBT Adm Yr Eq WeH | 10 | 10 | Manufac (biotech) Admin Misc Sun | 3294 | 10 | 10
11021 | 6 | 8 | 3294 | -1 | 10 | 10 | ; | Manufac (biotech) Admin | Misc | Hol | 1 | 1 | DEER MBT Adm Yr Eq WeH | 10 | 10 | Manufac (biotech) Admin Misc Hol | 3294 | 10 | 10
11021 | 6 | 11 | 3294 | -1 | 10 | 10 | ; | Manufac (biotech) Admin | Misc | Cls | 1 | 1 | DEER MBT Adm Yr Eq WeH | 10 | 10 | Manufac (biotech) Admin Misc Cls | 3294 | 10 | 10
11021 | 6 | -99 | 3293 | -1 | 10 | 90 | ; | Manufac (biotech) Admin | Misc | all | 1 | 1 | DEER MBT Adm Yr Eq Wd | 10 | 90 | Manufac (biotech) Admin Misc all | 3293 | 10 | 90
11031 | 8 | 6 | 3296 | -1 | 0 | 0 | ; | Manufac (biotech) Kitchen | Occup | Sat | 1 | 1 | DEER MBT Kit Yr Oc WeH | 0 | 0 | Manufac (biotech) Kitchen Occup Sat | 3296 | 0 | 0
11031 | 8 | 7 | 3296 | -1 | 0 | 0 | ; | Manufac (biotech) Kitchen | Occup | Sun | 1 | 1 | DEER MBT Kit Yr Oc WeH | 0 | 0 | Manufac (biotech) Kitchen Occup Sun | 3296 | 0 | 0
11031 | 8 | 8 | 3296 | -1 | 0 | 0 | ; | Manufac (biotech) Kitchen | Occup | Hol | 1 | 1 | DEER MBT Kit Yr Oc WeH | 0 | 0 | Manufac (biotech) Kitchen Occup Hol | 3296 | 0 | 0
11031 | 8 | 11 | 3296 | -1 | 0 | 0 | ; | Manufac (biotech) Kitchen | Occup | Cls | 1 | 1 | DEER MBT Kit Yr Oc WeH | 0 | 0 | Manufac (biotech) Kitchen Occup Cls | 3296 | 0 | 0
11031 | 8 | -99 | 3295 | -1 | 0 | 100 | ; | Manufac (biotech) Kitchen | Occup | all | 1 | 1 | DEER MBT Kit Yr Oc Wd | 0 | 100 | Manufac (biotech) Kitchen Occup all | 3295 | 0 | 100
11031 | 1 | 6 | 3298 | -1 | 5 | 5 | ; | Manufac (biotech) Kitchen | ILit | Sat | 1 | 1 | DEER MBT Kit Yr Lt WeH | 5 | 5 | Manufac (biotech) Kitchen ILit Sat | 3298 | 5 | 5
11031 | 1 | 7 | 3298 | -1 | 5 | 5 | ; | Manufac (biotech) Kitchen | ILit | Sun | 1 | 1 | DEER MBT Kit Yr Lt WeH | 5 | 5 | Manufac (biotech) Kitchen ILit Sun | 3298 | 5 | 5
11031 | 1 | 8 | 3298 | -1 | 5 | 5 | ; | Manufac (biotech) Kitchen | ILit | Hol | 1 | 1 | DEER MBT Kit Yr Lt WeH | 5 | 5 | Manufac (biotech) Kitchen ILit Hol | 3298 | 5 | 5
11031 | 1 | 11 | 3298 | -1 | 5 | 5 | ; | Manufac (biotech) Kitchen | ILit | Cls | 1 | 1 | DEER MBT Kit Yr Lt WeH | 5 | 5 | Manufac (biotech) Kitchen ILit Cls | 3298 | 5 | 5
11031 | 1 | -99 | 3297 | -1 | 5 | 100 | ; | Manufac (biotech) Kitchen | ILit | all | 1 | 1 | DEER MBT Kit Yr Lt Wd | 5 | 100 | Manufac (biotech) Kitchen ILit all | 3297 | 5 | 100
11031 | 6 | 6 | 3300 | -1 | 25 | 25 | ; | Manufac (biotech) Kitchen | Misc | Sat | 1 | 1 | DEER MBT Kit Yr Eq WeH | 25 | 25 | Manufac (biotech) Kitchen Misc Sat | 3300 | 25 | 25
11031 | 6 | 7 | 3300 | -1 | 25 | 25 | ; | Manufac (biotech) Kitchen | Misc | Sun | 1 | 1 | DEER MBT Kit Yr Eq WeH | 25 | 25 | Manufac (biotech) Kitchen Misc Sun | 3300 | 25 | 25
11031 | 6 | 8 | 3300 | -1 | 25 | 25 | ; | Manufac (biotech) Kitchen | Misc | Hol | 1 | 1 | DEER MBT Kit Yr Eq WeH | 25 | 25 | Manufac (biotech) Kitchen Misc Hol | 3300 | 25 | 25
11031 | 6 | 11 | 3300 | -1 | 25 | 25 | ; | Manufac (biotech) Kitchen | Misc | Cls | 1 | 1 | DEER MBT Kit Yr Eq WeH | 25 | 25 | Manufac (biotech) Kitchen Misc Cls | 3300 | 25 | 25
11031 | 6 | -99 | 3299 | -1 | 25 | 100 | ; | Manufac (biotech) Kitchen | Misc | all | 1 | 1 | DEER MBT Kit Yr Eq Wd | 25 | 100 | Manufac (biotech) Kitchen Misc all | 3299 | 25 | 100
11031 | 4 | 6 | 3302 | -1 | 10 | 10 | ; | Manufac (biotech) Kitchen | Cook | Sat | 1 | 1 | DEER MBT Kit Yr Ck WeH | 10 | 10 | Manufac (biotech) Kitchen Cook Sat | 3302 | 10 | 10
11031 | 4 | 7 | 3302 | -1 | 10 | 10 | ; | Manufac (biotech) Kitchen | Cook | Sun | 1 | 1 | DEER MBT Kit Yr Ck WeH | 10 | 10 | Manufac (biotech) Kitchen Cook Sun | 3302 | 10 | 10
11031 | 4 | 8 | 3302 | -1 | 10 | 10 | ; | Manufac (biotech) Kitchen | Cook | Hol | 1 | 1 | DEER MBT Kit Yr Ck WeH | 10 | 10 | Manufac (biotech) Kitchen Cook Hol | 3302 | 10 | 10
11031 | 4 | 11 | 3302 | -1 | 10 | 10 | ; | Manufac (biotech) Kitchen | Cook | Cls | 1 | 1 | DEER MBT Kit Yr Ck WeH | 10 | 10 | Manufac (biotech) Kitchen Cook Cls | 3302 | 10 | 10
11031 | 4 | -99 | 3301 | -1 | 10 | 100 | ; | Manufac (biotech) Kitchen | Cook | all | 1 | 1 | DEER MBT Kit Yr Ck Wd | 10 | 100 | Manufac (biotech) Kitchen Cook all | 3301 | 10 | 100
11041 | 8 | 6 | 3304 | -1 | 0 | 0 | ; | Manufac (biotech) ComptrRm | Occup | Sat | 1 | 1 | DEER MBT Cmp Yr Oc WeH | 0 | 0 | Manufac (biotech) ComptrRm Occup Sat | 3304 | 0 | 0
11041 | 8 | 7 | 3304 | -1 | 0 | 0 | ; | Manufac (biotech) ComptrRm | Occup | Sun | 1 | 1 | DEER MBT Cmp Yr Oc WeH | 0 | 0 | Manufac (biotech) ComptrRm Occup Sun | 3304 | 0 | 0
11041 | 8 | 8 | 3304 | -1 | 0 | 0 | ; | Manufac (biotech) ComptrRm | Occup | Hol | 1 | 1 | DEER MBT Cmp Yr Oc WeH | 0 | 0 | Manufac (biotech) ComptrRm Occup Hol | 3304 | 0 | 0
11041 | 8 | 11 | 3304 | -1 | 0 | 0 | ; | Manufac (biotech) ComptrRm | Occup | Cls | 1 | 1 | DEER MBT Cmp Yr Oc WeH | 0 | 0 | Manufac (biotech) ComptrRm Occup Cls | 3304 | 0 | 0
11041 | 8 | -99 | 3303 | -1 | 0 | 80 | ; | Manufac (biotech) ComptrRm | Occup | all | 1 | 1 | DEER MBT Cmp Yr Oc Wd | 0 | 80 | Manufac (biotech) ComptrRm Occup all | 3303 | 0 | 80
11041 | 1 | 6 | 3306 | -1 | 5 | 5 | ; | Manufac (biotech) ComptrRm | ILit | Sat | 1 | 1 | DEER MBT Cmp Yr Lt WeH | 5 | 5 | Manufac (biotech) ComptrRm ILit Sat | 3306 | 5 | 5
11041 | 1 | 7 | 3306 | -1 | 5 | 5 | ; | Manufac (biotech) ComptrRm | ILit | Sun | 1 | 1 | DEER MBT Cmp Yr Lt WeH | 5 | 5 | Manufac (biotech) ComptrRm ILit Sun | 3306 | 5 | 5
11041 | 1 | 8 | 3306 | -1 | 5 | 5 | ; | Manufac (biotech) ComptrRm | ILit | Hol | 1 | 1 | DEER MBT Cmp Yr Lt WeH | 5 | 5 | Manufac (biotech) ComptrRm ILit Hol | 3306 | 5 | 5
11041 | 1 | 11 | 3306 | -1 | 5 | 5 | ; | Manufac (biotech) ComptrRm | ILit | Cls | 1 | 1 | DEER MBT Cmp Yr Lt WeH | 5 | 5 | Manufac (biotech) ComptrRm ILit Cls | 3306 | 5 | 5
11041 | 1 | -99 | 3305 | -1 | 5 | 100 | ; | Manufac (biotech) ComptrRm | ILit | all | 1 | 1 | DEER MBT Cmp Yr Lt Wd | 5 | 100 | Manufac (biotech) ComptrRm ILit all | 3305 | 5 | 100
11041 | 6 | 6 | 3308 | -1 | 30 | 30 | ; | Manufac (biotech) ComptrRm | Misc | Sat | 1 | 1 | DEER MBT Cmp Yr Eq WeH | 30 | 30 | Manufac (biotech) ComptrRm Misc Sat | 3308 | 30 | 30
11041 | 6 | 7 | 3308 | -1 | 30 | 30 | ; | Manufac (biotech) ComptrRm | Misc | Sun | 1 | 1 | DEER MBT Cmp Yr Eq WeH | 30 | 30 | Manufac (biotech) ComptrRm Misc Sun | 3308 | 30 | 30
11041 | 6 | 8 | 3308 | -1 | 30 | 30 | ; | Manufac (biotech) ComptrRm | Misc | Hol | 1 | 1 | DEER MBT Cmp Yr Eq WeH | 30 | 30 | Manufac (biotech) ComptrRm Misc Hol | 3308 | 30 | 30
11041 | 6 | 11 | 3308 | -1 | 30 | 30 | ; | Manufac (biotech) ComptrRm | Misc | Cls | 1 | 1 | DEER MBT Cmp Yr Eq WeH | 30 | 30 | Manufac (biotech) ComptrRm Misc Cls | 3308 | 30 | 30
11041 | 6 | -99 | 3307 | -1 | 30 | 90 | ; | Manufac (biotech) ComptrRm | Misc | all | 1 | 1 | DEER MBT Cmp Yr Eq Wd | 30 | 90 | Manufac (biotech) ComptrRm Misc all | 3307 | 30 | 90
11051 | 8 | 6 | 1 | -1 | 0 | 0 | ; | Manufac (biotech) Conference | Occup | Sat | 1 | 1 | Always Off | 0 | 0 | Manufac (biotech) Conference Occup Sat | 1 | 0 | 0
11051 | 8 | 7 | 1 | -1 | 0 | 0 | ; | Manufac (biotech) Conference | Occup | Sun | 1 | 1 | Always Off | 0 | 0 | Manufac (biotech) Conference Occup Sun | 1 | 0 | 0
11051 | 8 | 8 | 1 | -1 | 0 | 0 | ; | Manufac (biotech) Conference | Occup | Hol | 1 | 1 | Always Off | 0 | 0 | Manufac (biotech) Conference Occup Hol | 1 | 0 | 0
11051 | 8 | 11 | 1 | -1 | 0 | 0 | ; | Manufac (biotech) Conference | Occup | Cls | 1 | 1 | Always Off | 0 | 0 | Manufac (biotech) Conference Occup Cls | 1 | 0 | 0
11051 | 8 | -99 | 3309 | -1 | 0 | 50 | ; | Manufac (biotech) Conference | Occup | all | 1 | 1 | DEER MBT Cnf Yr Oc Wd | 0 | 50 | Manufac (biotech) Conference Occup all | 3309 | 0 | 50
11051 | 1 | 6 | 1 | -1 | 0 | 0 | ; | Manufac (biotech) Conference | ILit | Sat | 1 | 1 | Always Off | 0 | 0 | Manufac (biotech) Conference ILit Sat | 1 | 0 | 0
11051 | 1 | 7 | 1 | -1 | 0 | 0 | ; | Manufac (biotech) Conference | ILit | Sun | 1 | 1 | Always Off | 0 | 0 | Manufac (biotech) Conference ILit Sun | 1 | 0 | 0
11051 | 1 | 8 | 1 | -1 | 0 | 0 | ; | Manufac (biotech) Conference | ILit | Hol | 1 | 1 | Always Off | 0 | 0 | Manufac (biotech) Conference ILit Hol | 1 | 0 | 0
11051 | 1 | 11 | 1 | -1 | 0 | 0 | ; | Manufac (biotech) Conference | ILit | Cls | 1 | 1 | Always Off | 0 | 0 | Manufac (biotech) Conference ILit Cls | 1 | 0 | 0
11051 | 1 | -99 | 3310 | -1 | 0 | 100 | ; | Manufac (biotech) Conference | ILit | all | 1 | 1 | DEER MBT Cnf Yr Lt Wd | 0 | 100 | Manufac (biotech) Conference ILit all | 3310 | 0 | 100
11051 | 6 | 6 | 1 | -1 | 0 | 0 | ; | Manufac (biotech) Conference | Misc | Sat | 1 | 1 | Always Off | 0 | 0 | Manufac (biotech) Conference Misc Sat | 1 | 0 | 0
11051 | 6 | 7 | 1 | -1 | 0 | 0 | ; | Manufac (biotech) Conference | Misc | Sun | 1 | 1 | Always Off | 0 | 0 | Manufac (biotech) Conference Misc Sun | 1 | 0 | 0
11051 | 6 | 8 | 1 | -1 | 0 | 0 | ; | Manufac (biotech) Conference | Misc | Hol | 1 | 1 | Always Off | 0 | 0 | Manufac (biotech) Conference Misc Hol | 1 | 0 | 0
11051 | 6 | 11 | 1 | -1 | 0 | 0 | ; | Manufac (biotech) Conference | Misc | Cls | 1 | 1 | Always Off | 0 | 0 | Manufac (biotech) Conference Misc Cls | 1 | 0 | 0
11051 | 6 | -99 | 3311 | -1 | 0 | 100 | ; | Manufac (biotech) Conference | Misc | all | 1 | 1 | DEER MBT Cnf Yr Eq Wd | 0 | 100 | Manufac (biotech) Conference Misc all | 3311 | 0 | 100
11061 | 8 | 6 | 3313 | -1 | 0 | 0 | ; | Manufac (biotech) Cafeteria | Occup | Sat | 1 | 1 | DEER MBT Din Yr Oc WeH | 0 | 0 | Manufac (biotech) Cafeteria Occup Sat | 3313 | 0 | 0
11061 | 8 | 7 | 3313 | -1 | 0 | 0 | ; | Manufac (biotech) Cafeteria | Occup | Sun | 1 | 1 | DEER MBT Din Yr Oc WeH | 0 | 0 | Manufac (biotech) Cafeteria Occup Sun | 3313 | 0 | 0
11061 | 8 | 8 | 3313 | -1 | 0 | 0 | ; | Manufac (biotech) Cafeteria | Occup | Hol | 1 | 1 | DEER MBT Din Yr Oc WeH | 0 | 0 | Manufac (biotech) Cafeteria Occup Hol | 3313 | 0 | 0
11061 | 8 | 11 | 3313 | -1 | 0 | 0 | ; | Manufac (biotech) Cafeteria | Occup | Cls | 1 | 1 | DEER MBT Din Yr Oc WeH | 0 | 0 | Manufac (biotech) Cafeteria Occup Cls | 3313 | 0 | 0
11061 | 8 | -99 | 3312 | -1 | 0 | 100 | ; | Manufac (biotech) Cafeteria | Occup | all | 1 | 1 | DEER MBT Din Yr Oc Wd | 0 | 100 | Manufac (biotech) Cafeteria Occup all | 3312 | 0 | 100
11061 | 1 | 6 | 3315 | -1 | 5 | 5 | ; | Manufac (biotech) Cafeteria | ILit | Sat | 1 | 1 | DEER MBT Din Yr Lt WeH | 5 | 5 | Manufac (biotech) Cafeteria ILit Sat | 3315 | 5 | 5
11061 | 1 | 7 | 3315 | -1 | 5 | 5 | ; | Manufac (biotech) Cafeteria | ILit | Sun | 1 | 1 | DEER MBT Din Yr Lt WeH | 5 | 5 | Manufac (biotech) Cafeteria ILit Sun | 3315 | 5 | 5
11061 | 1 | 8 | 3315 | -1 | 5 | 5 | ; | Manufac (biotech) Cafeteria | ILit | Hol | 1 | 1 | DEER MBT Din Yr Lt WeH | 5 | 5 | Manufac (biotech) Cafeteria ILit Hol | 3315 | 5 | 5
11061 | 1 | 11 | 3315 | -1 | 5 | 5 | ; | Manufac (biotech) Cafeteria | ILit | Cls | 1 | 1 | DEER MBT Din Yr Lt WeH | 5 | 5 | Manufac (biotech) Cafeteria ILit Cls | 3315 | 5 | 5
11061 | 1 | -99 | 3314 | -1 | 5 | 100 | ; | Manufac (biotech) Cafeteria | ILit | all | 1 | 1 | DEER MBT Din Yr Lt Wd | 5 | 100 | Manufac (biotech) Cafeteria ILit all | 3314 | 5 | 100
11061 | 6 | 6 | 3317 | -1 | 0 | 0 | ; | Manufac (biotech) Cafeteria | Misc | Sat | 1 | 1 | DEER MBT Din Yr Eq WeH | 0 | 0 | Manufac (biotech) Cafeteria Misc Sat | 3317 | 0 | 0
11061 | 6 | 7 | 3317 | -1 | 0 | 0 | ; | Manufac (biotech) Cafeteria | Misc | Sun | 1 | 1 | DEER MBT Din Yr Eq WeH | 0 | 0 | Manufac (biotech) Cafeteria Misc Sun | 3317 | 0 | 0
11061 | 6 | 8 | 3317 | -1 | 0 | 0 | ; | Manufac (biotech) Cafeteria | Misc | Hol | 1 | 1 | DEER MBT Din Yr Eq WeH | 0 | 0 | Manufac (biotech) Cafeteria Misc Hol | 3317 | 0 | 0
11061 | 6 | 11 | 3317 | -1 | 0 | 0 | ; | Manufac (biotech) Cafeteria | Misc | Cls | 1 | 1 | DEER MBT Din Yr Eq WeH | 0 | 0 | Manufac (biotech) Cafeteria Misc Cls | 3317 | 0 | 0
11061 | 6 | -99 | 3316 | -1 | 0 | 100 | ; | Manufac (biotech) Cafeteria | Misc | all | 1 | 1 | DEER MBT Din Yr Eq Wd | 0 | 100 | Manufac (biotech) Cafeteria Misc all | 3316 | 0 | 100
11071 | 8 | 6 | 3319 | -1 | 0 | 0 | ; | Manufac (biotech) Lab | Occup | Sat | 1 | 1 | DEER MBT Lab Yr Oc WeH | 0 | 0 | Manufac (biotech) Lab Occup Sat | 3319 | 0 | 0
11071 | 8 | 7 | 3319 | -1 | 0 | 0 | ; | Manufac (biotech) Lab | Occup | Sun | 1 | 1 | DEER MBT Lab Yr Oc WeH | 0 | 0 | Manufac (biotech) Lab Occup Sun | 3319 | 0 | 0
11071 | 8 | 8 | 3319 | -1 | 0 | 0 | ; | Manufac (biotech) Lab | Occup | Hol | 1 | 1 | DEER MBT Lab Yr Oc WeH | 0 | 0 | Manufac (biotech) Lab Occup Hol | 3319 | 0 | 0
11071 | 8 | 11 | 3319 | -1 | 0 | 0 | ; | Manufac (biotech) Lab | Occup | Cls | 1 | 1 | DEER MBT Lab Yr Oc WeH | 0 | 0 | Manufac (biotech) Lab Occup Cls | 3319 | 0 | 0
11071 | 8 | -99 | 3318 | -1 | 0 | 80 | ; | Manufac (biotech) Lab | Occup | all | 1 | 1 | DEER MBT Lab Yr Oc Wd | 0 | 80 | Manufac (biotech) Lab Occup all | 3318 | 0 | 80
11071 | 1 | 6 | 3321 | -1 | 5 | 5 | ; | Manufac (biotech) Lab | ILit | Sat | 1 | 1 | DEER MBT Lab Yr Lt WeH | 5 | 5 | Manufac (biotech) Lab ILit Sat | 3321 | 5 | 5
11071 | 1 | 7 | 3321 | -1 | 5 | 5 | ; | Manufac (biotech) Lab | ILit | Sun | 1 | 1 | DEER MBT Lab Yr Lt WeH | 5 | 5 | Manufac (biotech) Lab ILit Sun | 3321 | 5 | 5
11071 | 1 | 8 | 3321 | -1 | 5 | 5 | ; | Manufac (biotech) Lab | ILit | Hol | 1 | 1 | DEER MBT Lab Yr Lt WeH | 5 | 5 | Manufac (biotech) Lab ILit Hol | 3321 | 5 | 5
11071 | 1 | 11 | 3321 | -1 | 5 | 5 | ; | Manufac (biotech) Lab | ILit | Cls | 1 | 1 | DEER MBT Lab Yr Lt WeH | 5 | 5 | Manufac (biotech) Lab ILit Cls | 3321 | 5 | 5
11071 | 1 | -99 | 3320 | -1 | 5 | 100 | ; | Manufac (biotech) Lab | ILit | all | 1 | 1 | DEER MBT Lab Yr Lt Wd | 5 | 100 | Manufac (biotech) Lab ILit all | 3320 | 5 | 100
11071 | 6 | 6 | 3323 | -1 | 20 | 20 | ; | Manufac (biotech) Lab | Misc | Sat | 1 | 1 | DEER MBT Lab Yr Eq WeH | 20 | 20 | Manufac (biotech) Lab Misc Sat | 3323 | 20 | 20
11071 | 6 | 7 | 3323 | -1 | 20 | 20 | ; | Manufac (biotech) Lab | Misc | Sun | 1 | 1 | DEER MBT Lab Yr Eq WeH | 20 | 20 | Manufac (biotech) Lab Misc Sun | 3323 | 20 | 20
11071 | 6 | 8 | 3323 | -1 | 20 | 20 | ; | Manufac (biotech) Lab | Misc | Hol | 1 | 1 | DEER MBT Lab Yr Eq WeH | 20 | 20 | Manufac (biotech) Lab Misc Hol | 3323 | 20 | 20
11071 | 6 | 11 | 3323 | -1 | 20 | 20 | ; | Manufac (biotech) Lab | Misc | Cls | 1 | 1 | DEER MBT Lab Yr Eq WeH | 20 | 20 | Manufac (biotech) Lab Misc Cls | 3323 | 20 | 20
11071 | 6 | -99 | 3322 | -1 | 20 | 85 | ; | Manufac (biotech) Lab | Misc | all | 1 | 1 | DEER MBT Lab Yr Eq Wd | 20 | 85 | Manufac (biotech) Lab Misc all | 3322 | 20 | 85
11081 | 8 | 6 | 1 | -1 | 0 | 0 | ; | Manufac (biotech) Circulation | Occup | Sat | 1 | 1 | Always Off | 0 | 0 | Manufac (biotech) Circulation Occup Sat | 1 | 0 | 0
11081 | 8 | 7 | 1 | -1 | 0 | 0 | ; | Manufac (biotech) Circulation | Occup | Sun | 1 | 1 | Always Off | 0 | 0 | Manufac (biotech) Circulation Occup Sun | 1 | 0 | 0
11081 | 8 | 8 | 1 | -1 | 0 | 0 | ; | Manufac (biotech) Circulation | Occup | Hol | 1 | 1 | Always Off | 0 | 0 | Manufac (biotech) Circulation Occup Hol | 1 | 0 | 0
11081 | 8 | 11 | 1 | -1 | 0 | 0 | ; | Manufac (biotech) Circulation | Occup | Cls | 1 | 1 | Always Off | 0 | 0 | Manufac (biotech) Circulation Occup Cls | 1 | 0 | 0
11081 | 8 | -99 | 3324 | -1 | 0 | 80 | ; | Manufac (biotech) Circulation | Occup | all | 1 | 1 | DEER MBT Cor Yr Oc Wd | 0 | 80 | Manufac (biotech) Circulation Occup all | 3324 | 0 | 80
11081 | 1 | 6 | 2 | -1 | 100 | 100 | ; | Manufac (biotech) Circulation | ILit | Sat | 1 | 1 | Always On | 100 | 100 | Manufac (biotech) Circulation ILit Sat | 2 | 100 | 100
11081 | 1 | 7 | 2 | -1 | 100 | 100 | ; | Manufac (biotech) Circulation | ILit | Sun | 1 | 1 | Always On | 100 | 100 | Manufac (biotech) Circulation ILit Sun | 2 | 100 | 100
11081 | 1 | 8 | 2 | -1 | 100 | 100 | ; | Manufac (biotech) Circulation | ILit | Hol | 1 | 1 | Always On | 100 | 100 | Manufac (biotech) Circulation ILit Hol | 2 | 100 | 100
11081 | 1 | 11 | 2 | -1 | 100 | 100 | ; | Manufac (biotech) Circulation | ILit | Cls | 1 | 1 | Always On | 100 | 100 | Manufac (biotech) Circulation ILit Cls | 2 | 100 | 100
11081 | 1 | -99 | 3325 | -1 | 100 | 100 | ; | Manufac (biotech) Circulation | ILit | all | 1 | 1 | DEER MBT Cor Yr Lt Wd | 100 | 100 | Manufac (biotech) Circulation ILit all | 3325 | 100 | 100
11081 | 6 | 6 | 2 | -1 | 100 | 100 | ; | Manufac (biotech) Circulation | Misc | Sat | 1 | 1 | Always On | 100 | 100 | Manufac (biotech) Circulation Misc Sat | 2 | 100 | 100
11081 | 6 | 7 | 2 | -1 | 100 | 100 | ; | Manufac (biotech) Circulation | Misc | Sun | 1 | 1 | Always On | 100 | 100 | Manufac (biotech) Circulation Misc Sun | 2 | 100 | 100
11081 | 6 | 8 | 2 | -1 | 100 | 100 | ; | Manufac (biotech) Circulation | Misc | Hol | 1 | 1 | Always On | 100 | 100 | Manufac (biotech) Circulation Misc Hol | 2 | 100 | 100
11081 | 6 | 11 | 2 | -1 | 100 | 100 | ; | Manufac (biotech) Circulation | Misc | Cls | 1 | 1 | Always On | 100 | 100 | Manufac (biotech) Circulation Misc Cls | 2 | 100 | 100
11081 | 6 | -99 | 3326 | -1 | 100 | 100 | ; | Manufac (biotech) Circulation | Misc | all | 1 | 1 | DEER MBT Cor Yr Eq Wd | 100 | 100 | Manufac (biotech) Circulation Misc all | 3326 | 100 | 100
;
12011 | 8 | 6 | 3330 | -1 | 0 | 0 | ; | Manufac (light) Mfg | Occup | Sat | 1 | 1 | DEER MLI Mfg Yr Oc WeH | 0 | 0 | Manufac (light) Mfg Occup Sat | 3330 | 0 | 0
12011 | 8 | 7 | 3330 | -1 | 0 | 0 | ; | Manufac (light) Mfg | Occup | Sun | 1 | 1 | DEER MLI Mfg Yr Oc WeH | 0 | 0 | Manufac (light) Mfg Occup Sun | 3330 | 0 | 0
12011 | 8 | 8 | 3330 | -1 | 0 | 0 | ; | Manufac (light) Mfg | Occup | Hol | 1 | 1 | DEER MLI Mfg Yr Oc WeH | 0 | 0 | Manufac (light) Mfg Occup Hol | 3330 | 0 | 0
12011 | 8 | 11 | 3330 | -1 | 0 | 0 | ; | Manufac (light) Mfg | Occup | Cls | 1 | 1 | DEER MLI Mfg Yr Oc WeH | 0 | 0 | Manufac (light) Mfg Occup Cls | 3330 | 0 | 0
12011 | 8 | -99 | 3329 | -1 | 0 | 80 | ; | Manufac (light) Mfg | Occup | all | 1 | 1 | DEER MLI Mfg Yr Oc Wd | 0 | 80 | Manufac (light) Mfg Occup all | 3329 | 0 | 80
12011 | 1 | 6 | 3332 | -1 | 5 | 5 | ; | Manufac (light) Mfg | ILit | Sat | 1 | 1 | DEER MLI Mfg Yr Lt WeH | 5 | 5 | Manufac (light) Mfg ILit Sat | 3332 | 5 | 5
12011 | 1 | 7 | 3332 | -1 | 5 | 5 | ; | Manufac (light) Mfg | ILit | Sun | 1 | 1 | DEER MLI Mfg Yr Lt WeH | 5 | 5 | Manufac (light) Mfg ILit Sun | 3332 | 5 | 5
12011 | 1 | 8 | 3332 | -1 | 5 | 5 | ; | Manufac (light) Mfg | ILit | Hol | 1 | 1 | DEER MLI Mfg Yr Lt WeH | 5 | 5 | Manufac (light) Mfg ILit Hol | 3332 | 5 | 5
12011 | 1 | 11 | 3332 | -1 | 5 | 5 | ; | Manufac (light) Mfg | ILit | Cls | 1 | 1 | DEER MLI Mfg Yr Lt WeH | 5 | 5 | Manufac (light) Mfg ILit Cls | 3332 | 5 | 5
12011 | 1 | -99 | 3331 | -1 | 5 | 100 | ; | Manufac (light) Mfg | ILit | all | 1 | 1 | DEER MLI Mfg Yr Lt Wd | 5 | 100 | Manufac (light) Mfg ILit all | 3331 | 5 | 100
12011 | 6 | 6 | 3334 | -1 | 10 | 10 | ; | Manufac (light) Mfg | Misc | Sat | 1 | 1 | DEER MLI Mfg Yr Eq WeH | 10 | 10 | Manufac (light) Mfg Misc Sat | 3334 | 10 | 10
12011 | 6 | 7 | 3334 | -1 | 10 | 10 | ; | Manufac (light) Mfg | Misc | Sun | 1 | 1 | DEER MLI Mfg Yr Eq WeH | 10 | 10 | Manufac (light) Mfg Misc Sun | 3334 | 10 | 10
12011 | 6 | 8 | 3334 | -1 | 10 | 10 | ; | Manufac (light) Mfg | Misc | Hol | 1 | 1 | DEER MLI Mfg Yr Eq WeH | 10 | 10 | Manufac (light) Mfg Misc Hol | 3334 | 10 | 10
12011 | 6 | 11 | 3334 | -1 | 10 | 10 | ; | Manufac (light) Mfg | Misc | Cls | 1 | 1 | DEER MLI Mfg Yr Eq WeH | 10 | 10 | Manufac (light) Mfg Misc Cls | 3334 | 10 | 10
12011 | 6 | -99 | 3333 | -1 | 10 | 90 | ; | Manufac (light) Mfg | Misc | all | 1 | 1 | DEER MLI Mfg Yr Eq Wd | 10 | 90 | Manufac (light) Mfg Misc all | 3333 | 10 | 90
12021 | 8 | 6 | 3336 | -1 | 0 | 0 | ; | Manufac (light) Storage | Occup | Sat | 1 | 1 | DEER MLI USt Yr Oc WeH | 0 | 0 | Manufac (light) Storage Occup Sat | 3336 | 0 | 0
12021 | 8 | 7 | 3336 | -1 | 0 | 0 | ; | Manufac (light) Storage | Occup | Sun | 1 | 1 | DEER MLI USt Yr Oc WeH | 0 | 0 | Manufac (light) Storage Occup Sun | 3336 | 0 | 0
12021 | 8 | 8 | 3336 | -1 | 0 | 0 | ; | Manufac (light) Storage | Occup | Hol | 1 | 1 | DEER MLI USt Yr Oc WeH | 0 | 0 | Manufac (light) Storage Occup Hol | 3336 | 0 | 0
12021 | 8 | 11 | 3336 | -1 | 0 | 0 | ; | Manufac (light) Storage | Occup | Cls | 1 | 1 | DEER MLI USt Yr Oc WeH | 0 | 0 | Manufac (light) Storage Occup Cls | 3336 | 0 | 0
12021 | 8 | -99 | 3335 | -1 | 0 | 100 | ; | Manufac (light) Storage | Occup | all | 1 | 1 | DEER MLI USt Yr Oc Wd | 0 | 100 | Manufac (light) Storage Occup all | 3335 | 0 | 100
12021 | 1 | 6 | 3338 | -1 | 5 | 5 | ; | Manufac (light) Storage | ILit | Sat | 1 | 1 | DEER MLI USt Yr Lt WeH | 5 | 5 | Manufac (light) Storage ILit Sat | 3338 | 5 | 5
12021 | 1 | 7 | 3338 | -1 | 5 | 5 | ; | Manufac (light) Storage | ILit | Sun | 1 | 1 | DEER MLI USt Yr Lt WeH | 5 | 5 | Manufac (light) Storage ILit Sun | 3338 | 5 | 5
12021 | 1 | 8 | 3338 | -1 | 5 | 5 | ; | Manufac (light) Storage | ILit | Hol | 1 | 1 | DEER MLI USt Yr Lt WeH | 5 | 5 | Manufac (light) Storage ILit Hol | 3338 | 5 | 5
12021 | 1 | 11 | 3338 | -1 | 5 | 5 | ; | Manufac (light) Storage | ILit | Cls | 1 | 1 | DEER MLI USt Yr Lt WeH | 5 | 5 | Manufac (light) Storage ILit Cls | 3338 | 5 | 5
12021 | 1 | -99 | 3337 | -1 | 5 | 100 | ; | Manufac (light) Storage | ILit | all | 1 | 1 | DEER MLI USt Yr Lt Wd | 5 | 100 | Manufac (light) Storage ILit all | 3337 | 5 | 100
12021 | 6 | 6 | 3340 | -1 | 5 | 5 | ; | Manufac (light) Storage | Misc | Sat | 1 | 1 | DEER MLI USt Yr Eq WeH | 5 | 5 | Manufac (light) Storage Misc Sat | 3340 | 5 | 5
12021 | 6 | 7 | 3340 | -1 | 5 | 5 | ; | Manufac (light) Storage | Misc | Sun | 1 | 1 | DEER MLI USt Yr Eq WeH | 5 | 5 | Manufac (light) Storage Misc Sun | 3340 | 5 | 5
12021 | 6 | 8 | 3340 | -1 | 5 | 5 | ; | Manufac (light) Storage | Misc | Hol | 1 | 1 | DEER MLI USt Yr Eq WeH | 5 | 5 | Manufac (light) Storage Misc Hol | 3340 | 5 | 5
12021 | 6 | 11 | 3340 | -1 | 5 | 5 | ; | Manufac (light) Storage | Misc | Cls | 1 | 1 | DEER MLI USt Yr Eq WeH | 5 | 5 | Manufac (light) Storage Misc Cls | 3340 | 5 | 5
12021 | 6 | -99 | 3339 | -1 | 5 | 100 | ; | Manufac (light) Storage | Misc | all | 1 | 1 | DEER MLI USt Yr Eq Wd | 5 | 100 | Manufac (light) Storage Misc all | 3339 | 5 | 100
;
13011 | 8 | 6 | 3344 | -1 | 0 | 30 | ; | Office (large) All | Occup | Sat | 1 | 1 | DEER OFL All Yr Oc Sa | 0 | 30 | Office (large) All Occup Sat | 3344 | 0 | 30
13011 | 8 | 7 | 1 | -1 | 0 | 0 | ; | Office (large) All | Occup | Sun | 1 | 1 | Always Off | 0 | 0 | Office (large) All Occup Sun | 1 | 0 | 0
13011 | 8 | 8 | 1 | -1 | 0 | 0 | ; | Office (large) All | Occup | Hol | 1 | 1 | Always Off | 0 | 0 | Office (large) All Occup Hol | 1 | 0 | 0
13011 | 8 | 11 | 1 | -1 | 0 | 0 | ; | Office (large) All | Occup | Cls | 1 | 1 | Always Off | 0 | 0 | Office (large) All Occup Cls | 1 | 0 | 0
13011 | 8 | -99 | 3343 | -1 | 0 | 100 | ; | Office (large) All | Occup | all | 1 | 1 | DEER OFL All Yr Oc Wd | 0 | 100 | Office (large) All Occup all | 3343 | 0 | 100
13011 | 1 | 6 | 3346 | -1 | 5 | 47.5 | ; | Office (large) All | ILit | Sat | 1 | 1 | DEER OFL All Yr Lt Sa | 5 | 47.5 | Office (large) All ILit Sat | 3346 | 5 | 47.5
13011 | 1 | 7 | 2 | -1 | 5 | 5 | ; | Office (large) All | ILit | Sun | 0.05 | 0.05 | Always On | 100 | 100 | Office (large) All ILit Sun | 2 | 5 | 5
13011 | 1 | 8 | 2 | -1 | 5 | 5 | ; | Office (large) All | ILit | Hol | 0.05 | 0.05 | Always On | 100 | 100 | Office (large) All ILit Hol | 2 | 5 | 5
13011 | 1 | 11 | 2 | -1 | 5 | 5 | ; | Office (large) All | ILit | Cls | 0.05 | 0.05 | Always On | 100 | 100 | Office (large) All ILit Cls | 2 | 5 | 5
13011 | 1 | -99 | 3345 | -1 | 5 | 95 | ; | Office (large) All | ILit | all | 1 | 1 | DEER OFL All Yr Lt Wd | 5 | 95 | Office (large) All ILit all | 3345 | 5 | 95
13011 | 6 | 6 | 3348 | -1 | 30 | 47.5 | ; | Office (large) All | Misc | Sat | 1 | 1 | DEER OFL All Yr Eq Sa | 30 | 47.5 | Office (large) All Misc Sat | 3348 | 30 | 47.5
13011 | 6 | 7 | 2 | -1 | 30 | 30 | ; | Office (large) All | Misc | Sun | 0.3 | 0.3 | Always On | 100 | 100 | Office (large) All Misc Sun | 2 | 30 | 30
13011 | 6 | 8 | 2 | -1 | 30 | 30 | ; | Office (large) All | Misc | Hol | 0.3 | 0.3 | Always On | 100 | 100 | Office (large) All Misc Hol | 2 | 30 | 30
13011 | 6 | 11 | 2 | -1 | 30 | 30 | ; | Office (large) All | Misc | Cls | 0.3 | 0.3 | Always On | 100 | 100 | Office (large) All Misc Cls | 2 | 30 | 30
13011 | 6 | -99 | 3347 | -1 | 30 | 95 | ; | Office (large) All | Misc | all | 1 | 1 | DEER OFL All Yr Eq Wd | 30 | 95 | Office (large) All Misc all | 3347 | 30 | 95
;
14011 | 8 | 6 | 3352 | -1 | 0 | 20 | ; | Office (small) All | Occup | Sat | 1 | 1 | DEER OFS All Yr Oc Sa | 0 | 20 | Office (small) All Occup Sat | 3352 | 0 | 20
14011 | 8 | 7 | 1 | -1 | 0 | 0 | ; | Office (small) All | Occup | Sun | 1 | 1 | Always Off | 0 | 0 | Office (small) All Occup Sun | 1 | 0 | 0
14011 | 8 | 8 | 1 | -1 | 0 | 0 | ; | Office (small) All | Occup | Hol | 1 | 1 | Always Off | 0 | 0 | Office (small) All Occup Hol | 1 | 0 | 0
14011 | 8 | 11 | 1 | -1 | 0 | 0 | ; | Office (small) All | Occup | Cls | 1 | 1 | Always Off | 0 | 0 | Office (small) All Occup Cls | 1 | 0 | 0
14011 | 8 | -99 | 3351 | -1 | 0 | 100 | ; | Office (small) All | Occup | all | 1 | 1 | DEER OFS All Yr Oc Wd | 0 | 100 | Office (small) All Occup all | 3351 | 0 | 100
14011 | 1 | 6 | 3354 | -1 | 5 | 50 | ; | Office (small) All | ILit | Sat | 1 | 1 | DEER OFS All Yr Lt Sa | 5 | 50 | Office (small) All ILit Sat | 3354 | 5 | 50
14011 | 1 | 7 | 2 | -1 | 5 | 5 | ; | Office (small) All | ILit | Sun | 0.05 | 0.05 | Always On | 100 | 100 | Office (small) All ILit Sun | 2 | 5 | 5
14011 | 1 | 8 | 2 | -1 | 5 | 5 | ; | Office (small) All | ILit | Hol | 0.05 | 0.05 | Always On | 100 | 100 | Office (small) All ILit Hol | 2 | 5 | 5
14011 | 1 | 11 | 2 | -1 | 5 | 5 | ; | Office (small) All | ILit | Cls | 0.05 | 0.05 | Always On | 100 | 100 | Office (small) All ILit Cls | 2 | 5 | 5
14011 | 1 | -99 | 3353 | -1 | 5 | 95 | ; | Office (small) All | ILit | all | 1 | 1 | DEER OFS All Yr Lt Wd | 5 | 95 | Office (small) All ILit all | 3353 | 5 | 95
14011 | 6 | 6 | 3356 | -1 | 20 | 50 | ; | Office (small) All | Misc | Sat | 1 | 1 | DEER OFS All Yr Eq Sa | 20 | 50 | Office (small) All Misc Sat | 3356 | 20 | 50
14011 | 6 | 7 | 2 | -1 | 20 | 20 | ; | Office (small) All | Misc | Sun | 0.2 | 0.2 | Always On | 100 | 100 | Office (small) All Misc Sun | 2 | 20 | 20
14011 | 6 | 8 | 2 | -1 | 20 | 20 | ; | Office (small) All | Misc | Hol | 0.2 | 0.2 | Always On | 100 | 100 | Office (small) All Misc Hol | 2 | 20 | 20
14011 | 6 | 11 | 2 | -1 | 20 | 20 | ; | Office (small) All | Misc | Cls | 0.2 | 0.2 | Always On | 100 | 100 | Office (small) All Misc Cls | 2 | 20 | 20
14011 | 6 | -99 | 3355 | -1 | 20 | 95 | ; | Office (small) All | Misc | all | 1 | 1 | DEER OFS All Yr Eq Wd | 20 | 95 | Office (small) All Misc all | 3355 | 20 | 95
;
15011 | 8 | 6 | 3360 | -1 | 0 | 95 | ; | Restaurant (sit-down) Dining | Occup | Sat | 1 | 1 | DEER RSD Din Yr Oc WeH | 0 | 95 | Restaurant (sit-down) Dining Occup Sat | 3360 | 0 | 95
15011 | 8 | 7 | 3360 | -1 | 0 | 95 | ; | Restaurant (sit-down) Dining | Occup | Sun | 1 | 1 | DEER RSD Din Yr Oc WeH | 0 | 95 | Restaurant (sit-down) Dining Occup Sun | 3360 | 0 | 95
15011 | 8 | 8 | 3360 | -1 | 0 | 95 | ; | Restaurant (sit-down) Dining | Occup | Hol | 1 | 1 | DEER RSD Din Yr Oc WeH | 0 | 95 | Restaurant (sit-down) Dining Occup Hol | 3360 | 0 | 95
15011 | 8 | 11 | 3360 | -1 | 0 | 95 | ; | Restaurant (sit-down) Dining | Occup | Cls | 1 | 1 | DEER RSD Din Yr Oc WeH | 0 | 95 | Restaurant (sit-down) Dining Occup Cls | 3360 | 0 | 95
15011 | 8 | -99 | 3359 | -1 | 0 | 87 | ; | Restaurant (sit-down) Dining | Occup | all | 1 | 1 | DEER RSD Din Yr Oc Wd | 0 | 87 | Restaurant (sit-down) Dining Occup all | 3359 | 0 | 87
15011 | 1 | 6 | 3362 | -1 | 5 | 100 | ; | Restaurant (sit-down) Dining | ILit | Sat | 1 | 1 | DEER RSD Din Yr Lt WeH | 5 | 100 | Restaurant (sit-down) Dining ILit Sat | 3362 | 5 | 100
15011 | 1 | 7 | 3362 | -1 | 5 | 100 | ; | Restaurant (sit-down) Dining | ILit | Sun | 1 | 1 | DEER RSD Din Yr Lt WeH | 5 | 100 | Restaurant (sit-down) Dining ILit Sun | 3362 | 5 | 100
15011 | 1 | 8 | 3362 | -1 | 5 | 100 | ; | Restaurant (sit-down) Dining | ILit | Hol | 1 | 1 | DEER RSD Din Yr Lt WeH | 5 | 100 | Restaurant (sit-down) Dining ILit Hol | 3362 | 5 | 100
15011 | 1 | 11 | 3362 | -1 | 5 | 100 | ; | Restaurant (sit-down) Dining | ILit | Cls | 1 | 1 | DEER RSD Din Yr Lt WeH | 5 | 100 | Restaurant (sit-down) Dining ILit Cls | 3362 | 5 | 100
15011 | 1 | -99 | 3361 | -1 | 5 | 100 | ; | Restaurant (sit-down) Dining | ILit | all | 1 | 1 | DEER RSD Din Yr Lt Wd | 5 | 100 | Restaurant (sit-down) Dining ILit all | 3361 | 5 | 100
15011 | 6 | 6 | 3364 | -1 | 15 | 100 | ; | Restaurant (sit-down) Dining | Misc | Sat | 1 | 1 | DEER RSD Din Yr Eq WeH | 15 | 100 | Restaurant (sit-down) Dining Misc Sat | 3364 | 15 | 100
15011 | 6 | 7 | 3364 | -1 | 15 | 100 | ; | Restaurant (sit-down) Dining | Misc | Sun | 1 | 1 | DEER RSD Din Yr Eq WeH | 15 | 100 | Restaurant (sit-down) Dining Misc Sun | 3364 | 15 | 100
15011 | 6 | 8 | 3364 | -1 | 15 | 100 | ; | Restaurant (sit-down) Dining | Misc | Hol | 1 | 1 | DEER RSD Din Yr Eq WeH | 15 | 100 | Restaurant (sit-down) Dining Misc Hol | 3364 | 15 | 100
15011 | 6 | 11 | 3364 | -1 | 15 | 100 | ; | Restaurant (sit-down) Dining | Misc | Cls | 1 | 1 | DEER RSD Din Yr Eq WeH | 15 | 100 | Restaurant (sit-down) Dining Misc Cls | 3364 | 15 | 100
15011 | 6 | -99 | 3363 | -1 | 15 | 100 | ; | Restaurant (sit-down) Dining | Misc | all | 1 | 1 | DEER RSD Din Yr Eq Wd | 15 | 100 | Restaurant (sit-down) Dining Misc all | 3363 | 15 | 100
15021 | 8 | 6 | 3366 | -1 | 0 | 95 | ; | Restaurant (sit-down) Kitchen | Occup | Sat | 1 | 1 | DEER RSD Kit Yr Oc WeH | 0 | 95 | Restaurant (sit-down) Kitchen Occup Sat | 3366 | 0 | 95
15021 | 8 | 7 | 3366 | -1 | 0 | 95 | ; | Restaurant (sit-down) Kitchen | Occup | Sun | 1 | 1 | DEER RSD Kit Yr Oc WeH | 0 | 95 | Restaurant (sit-down) Kitchen Occup Sun | 3366 | 0 | 95
15021 | 8 | 8 | 3366 | -1 | 0 | 95 | ; | Restaurant (sit-down) Kitchen | Occup | Hol | 1 | 1 | DEER RSD Kit Yr Oc WeH | 0 | 95 | Restaurant (sit-down) Kitchen Occup Hol | 3366 | 0 | 95
15021 | 8 | 11 | 3366 | -1 | 0 | 95 | ; | Restaurant (sit-down) Kitchen | Occup | Cls | 1 | 1 | DEER RSD Kit Yr Oc WeH | 0 | 95 | Restaurant (sit-down) Kitchen Occup Cls | 3366 | 0 | 95
15021 | 8 | -99 | 3365 | -1 | 0 | 87 | ; | Restaurant (sit-down) Kitchen | Occup | all | 1 | 1 | DEER RSD Kit Yr Oc Wd | 0 | 87 | Restaurant (sit-down) Kitchen Occup all | 3365 | 0 | 87
15021 | 1 | 6 | 3368 | -1 | 5 | 100 | ; | Restaurant (sit-down) Kitchen | ILit | Sat | 1 | 1 | DEER RSD Kit Yr Lt WeH | 5 | 100 | Restaurant (sit-down) Kitchen ILit Sat | 3368 | 5 | 100
15021 | 1 | 7 | 3368 | -1 | 5 | 100 | ; | Restaurant (sit-down) Kitchen | ILit | Sun | 1 | 1 | DEER RSD Kit Yr Lt WeH | 5 | 100 | Restaurant (sit-down) Kitchen ILit Sun | 3368 | 5 | 100
15021 | 1 | 8 | 3368 | -1 | 5 | 100 | ; | Restaurant (sit-down) Kitchen | ILit | Hol | 1 | 1 | DEER RSD Kit Yr Lt WeH | 5 | 100 | Restaurant (sit-down) Kitchen ILit Hol | 3368 | 5 | 100
15021 | 1 | 11 | 3368 | -1 | 5 | 100 | ; | Restaurant (sit-down) Kitchen | ILit | Cls | 1 | 1 | DEER RSD Kit Yr Lt WeH | 5 | 100 | Restaurant (sit-down) Kitchen ILit Cls | 3368 | 5 | 100
15021 | 1 | -99 | 3367 | -1 | 5 | 100 | ; | Restaurant (sit-down) Kitchen | ILit | all | 1 | 1 | DEER RSD Kit Yr Lt Wd | 5 | 100 | Restaurant (sit-down) Kitchen ILit all | 3367 | 5 | 100
15021 | 6 | 6 | 3370 | -1 | 15 | 100 | ; | Restaurant (sit-down) Kitchen | Misc | Sat | 1 | 1 | DEER RSD Kit Yr Eq WeH | 15 | 100 | Restaurant (sit-down) Kitchen Misc Sat | 3370 | 15 | 100
15021 | 6 | 7 | 3370 | -1 | 15 | 100 | ; | Restaurant (sit-down) Kitchen | Misc | Sun | 1 | 1 | DEER RSD Kit Yr Eq WeH | 15 | 100 | Restaurant (sit-down) Kitchen Misc Sun | 3370 | 15 | 100
15021 | 6 | 8 | 3370 | -1 | 15 | 100 | ; | Restaurant (sit-down) Kitchen | Misc | Hol | 1 | 1 | DEER RSD Kit Yr Eq WeH | 15 | 100 | Restaurant (sit-down) Kitchen Misc Hol | 3370 | 15 | 100
15021 | 6 | 11 | 3370 | -1 | 15 | 100 | ; | Restaurant (sit-down) Kitchen | Misc | Cls | 1 | 1 | DEER RSD Kit Yr Eq WeH | 15 | 100 | Restaurant (sit-down) Kitchen Misc Cls | 3370 | 15 | 100
15021 | 6 | -99 | 3369 | -1 | 15 | 100 | ; | Restaurant (sit-down) Kitchen | Misc | all | 1 | 1 | DEER RSD Kit Yr Eq Wd | 15 | 100 | Restaurant (sit-down) Kitchen Misc all | 3369 | 15 | 100
15021 | 4 | 6 | 3372 | -1 | 0 | 55 | ; | Restaurant (sit-down) Kitchen | Cook | Sat | 1 | 1 | DEER RSD Kit Yr Ck WeH | 0 | 55 | Restaurant (sit-down) Kitchen Cook Sat | 3372 | 0 | 55
15021 | 4 | 7 | 3372 | -1 | 0 | 55 | ; | Restaurant (sit-down) Kitchen | Cook | Sun | 1 | 1 | DEER RSD Kit Yr Ck WeH | 0 | 55 | Restaurant (sit-down) Kitchen Cook Sun | 3372 | 0 | 55
15021 | 4 | 8 | 3372 | -1 | 0 | 55 | ; | Restaurant (sit-down) Kitchen | Cook | Hol | 1 | 1 | DEER RSD Kit Yr Ck WeH | 0 | 55 | Restaurant (sit-down) Kitchen Cook Hol | 3372 | 0 | 55
15021 | 4 | 11 | 3372 | -1 | 0 | 55 | ; | Restaurant (sit-down) Kitchen | Cook | Cls | 1 | 1 | DEER RSD Kit Yr Ck WeH | 0 | 55 | Restaurant (sit-down) Kitchen Cook Cls | 3372 | 0 | 55
15021 | 4 | -99 | 3371 | -1 | 0 | 55 | ; | Restaurant (sit-down) Kitchen | Cook | all | 1 | 1 | DEER RSD Kit Yr Ck Wd | 0 | 55 | Restaurant (sit-down) Kitchen Cook all | 3371 | 0 | 55
;
16011 | 8 | 6 | 3376 | -1 | 0 | 60 | ; | Restaurant (fast food) Dining | Occup | Sat | 1 | 1 | DEER RFF Din Yr Oc WeH | 0 | 60 | Restaurant (fast food) Dining Occup Sat | 3376 | 0 | 60
16011 | 8 | 7 | 3376 | -1 | 0 | 60 | ; | Restaurant (fast food) Dining | Occup | Sun | 1 | 1 | DEER RFF Din Yr Oc WeH | 0 | 60 | Restaurant (fast food) Dining Occup Sun | 3376 | 0 | 60
16011 | 8 | 8 | 3376 | -1 | 0 | 60 | ; | Restaurant (fast food) Dining | Occup | Hol | 1 | 1 | DEER RFF Din Yr Oc WeH | 0 | 60 | Restaurant (fast food) Dining Occup Hol | 3376 | 0 | 60
16011 | 8 | 11 | 3376 | -1 | 0 | 60 | ; | Restaurant (fast food) Dining | Occup | Cls | 1 | 1 | DEER RFF Din Yr Oc WeH | 0 | 60 | Restaurant (fast food) Dining Occup Cls | 3376 | 0 | 60
16011 | 8 | -99 | 3375 | -1 | 0 | 100 | ; | Restaurant (fast food) Dining | Occup | all | 1 | 1 | DEER RFF Din Yr Oc Wd | 0 | 100 | Restaurant (fast food) Dining Occup all | 3375 | 0 | 100
16011 | 1 | 6 | 3378 | -1 | 5 | 100 | ; | Restaurant (fast food) Dining | ILit | Sat | 1 | 1 | DEER RFF Din Yr Lt WeH | 5 | 100 | Restaurant (fast food) Dining ILit Sat | 3378 | 5 | 100
16011 | 1 | 7 | 3378 | -1 | 5 | 100 | ; | Restaurant (fast food) Dining | ILit | Sun | 1 | 1 | DEER RFF Din Yr Lt WeH | 5 | 100 | Restaurant (fast food) Dining ILit Sun | 3378 | 5 | 100
16011 | 1 | 8 | 3378 | -1 | 5 | 100 | ; | Restaurant (fast food) Dining | ILit | Hol | 1 | 1 | DEER RFF Din Yr Lt WeH | 5 | 100 | Restaurant (fast food) Dining ILit Hol | 3378 | 5 | 100
16011 | 1 | 11 | 3378 | -1 | 5 | 100 | ; | Restaurant (fast food) Dining | ILit | Cls | 1 | 1 | DEER RFF Din Yr Lt WeH | 5 | 100 | Restaurant (fast food) Dining ILit Cls | 3378 | 5 | 100
16011 | 1 | -99 | 3377 | -1 | 5 | 100 | ; | Restaurant (fast food) Dining | ILit | all | 1 | 1 | DEER RFF Din Yr Lt Wd | 5 | 100 | Restaurant (fast food) Dining ILit all | 3377 | 5 | 100
16011 | 6 | 6 | 3380 | -1 | 15 | 100 | ; | Restaurant (fast food) Dining | Misc | Sat | 1 | 1 | DEER RFF Din Yr Eq WeH | 15 | 100 | Restaurant (fast food) Dining Misc Sat | 3380 | 15 | 100
16011 | 6 | 7 | 3380 | -1 | 15 | 100 | ; | Restaurant (fast food) Dining | Misc | Sun | 1 | 1 | DEER RFF Din Yr Eq WeH | 15 | 100 | Restaurant (fast food) Dining Misc Sun | 3380 | 15 | 100
16011 | 6 | 8 | 3380 | -1 | 15 | 100 | ; | Restaurant (fast food) Dining | Misc | Hol | 1 | 1 | DEER RFF Din Yr Eq WeH | 15 | 100 | Restaurant (fast food) Dining Misc Hol | 3380 | 15 | 100
16011 | 6 | 11 | 3380 | -1 | 15 | 100 | ; | Restaurant (fast food) Dining | Misc | Cls | 1 | 1 | DEER RFF Din Yr Eq WeH | 15 | 100 | Restaurant (fast food) Dining Misc Cls | 3380 | 15 | 100
16011 | 6 | -99 | 3379 | -1 | 15 | 100 | ; | Restaurant (fast food) Dining | Misc | all | 1 | 1 | DEER RFF Din Yr Eq Wd | 15 | 100 | Restaurant (fast food) Dining Misc all | 3379 | 15 | 100
16021 | 8 | 6 | 3382 | -1 | 0 | 60 | ; | Restaurant (fast food) Kitchen | Occup | Sat | 1 | 1 | DEER RFF Kit Yr Oc WeH | 0 | 60 | Restaurant (fast food) Kitchen Occup Sat | 3382 | 0 | 60
16021 | 8 | 7 | 3382 | -1 | 0 | 60 | ; | Restaurant (fast food) Kitchen | Occup | Sun | 1 | 1 | DEER RFF Kit Yr Oc WeH | 0 | 60 | Restaurant (fast food) Kitchen Occup Sun | 3382 | 0 | 60
16021 | 8 | 8 | 3382 | -1 | 0 | 60 | ; | Restaurant (fast food) Kitchen | Occup | Hol | 1 | 1 | DEER RFF Kit Yr Oc WeH | 0 | 60 | Restaurant (fast food) Kitchen Occup Hol | 3382 | 0 | 60
16021 | 8 | 11 | 3382 | -1 | 0 | 60 | ; | Restaurant (fast food) Kitchen | Occup | Cls | 1 | 1 | DEER RFF Kit Yr Oc WeH | 0 | 60 | Restaurant (fast food) Kitchen Occup Cls | 3382 | 0 | 60
16021 | 8 | -99 | 3381 | -1 | 0 | 100 | ; | Restaurant (fast food) Kitchen | Occup | all | 1 | 1 | DEER RFF Kit Yr Oc Wd | 0 | 100 | Restaurant (fast food) Kitchen Occup all | 3381 | 0 | 100
16021 | 1 | 6 | 3384 | -1 | 5 | 100 | ; | Restaurant (fast food) Kitchen | ILit | Sat | 1 | 1 | DEER RFF Kit Yr Lt WeH | 5 | 100 | Restaurant (fast food) Kitchen ILit Sat | 3384 | 5 | 100
16021 | 1 | 7 | 3384 | -1 | 5 | 100 | ; | Restaurant (fast food) Kitchen | ILit | Sun | 1 | 1 | DEER RFF Kit Yr Lt WeH | 5 | 100 | Restaurant (fast food) Kitchen ILit Sun | 3384 | 5 | 100
16021 | 1 | 8 | 3384 | -1 | 5 | 100 | ; | Restaurant (fast food) Kitchen | ILit | Hol | 1 | 1 | DEER RFF Kit Yr Lt WeH | 5 | 100 | Restaurant (fast food) Kitchen ILit Hol | 3384 | 5 | 100
16021 | 1 | 11 | 3384 | -1 | 5 | 100 | ; | Restaurant (fast food) Kitchen | ILit | Cls | 1 | 1 | DEER RFF Kit Yr Lt WeH | 5 | 100 | Restaurant (fast food) Kitchen ILit Cls | 3384 | 5 | 100
16021 | 1 | -99 | 3383 | -1 | 5 | 100 | ; | Restaurant (fast food) Kitchen | ILit | all | 1 | 1 | DEER RFF Kit Yr Lt Wd | 5 | 100 | Restaurant (fast food) Kitchen ILit all | 3383 | 5 | 100
16021 | 6 | 6 | 3386 | -1 | 15 | 100 | ; | Restaurant (fast food) Kitchen | Misc | Sat | 1 | 1 | DEER RFF Kit Yr Eq WeH | 15 | 100 | Restaurant (fast food) Kitchen Misc Sat | 3386 | 15 | 100
16021 | 6 | 7 | 3386 | -1 | 15 | 100 | ; | Restaurant (fast food) Kitchen | Misc | Sun | 1 | 1 | DEER RFF Kit Yr Eq WeH | 15 | 100 | Restaurant (fast food) Kitchen Misc Sun | 3386 | 15 | 100
16021 | 6 | 8 | 3386 | -1 | 15 | 100 | ; | Restaurant (fast food) Kitchen | Misc | Hol | 1 | 1 | DEER RFF Kit Yr Eq WeH | 15 | 100 | Restaurant (fast food) Kitchen Misc Hol | 3386 | 15 | 100
16021 | 6 | 11 | 3386 | -1 | 15 | 100 | ; | Restaurant (fast food) Kitchen | Misc | Cls | 1 | 1 | DEER RFF Kit Yr Eq WeH | 15 | 100 | Restaurant (fast food) Kitchen Misc Cls | 3386 | 15 | 100
16021 | 6 | -99 | 3385 | -1 | 15 | 100 | ; | Restaurant (fast food) Kitchen | Misc | all | 1 | 1 | DEER RFF Kit Yr Eq Wd | 15 | 100 | Restaurant (fast food) Kitchen Misc all | 3385 | 15 | 100
16021 | 4 | 6 | 3388 | -1 | 0 | 49 | ; | Restaurant (fast food) Kitchen | Cook | Sat | 1 | 1 | DEER RFF Kit Yr Ck WeH | 0 | 49 | Restaurant (fast food) Kitchen Cook Sat | 3388 | 0 | 49
16021 | 4 | 7 | 3388 | -1 | 0 | 49 | ; | Restaurant (fast food) Kitchen | Cook | Sun | 1 | 1 | DEER RFF Kit Yr Ck WeH | 0 | 49 | Restaurant (fast food) Kitchen Cook Sun | 3388 | 0 | 49
16021 | 4 | 8 | 3388 | -1 | 0 | 49 | ; | Restaurant (fast food) Kitchen | Cook | Hol | 1 | 1 | DEER RFF Kit Yr Ck WeH | 0 | 49 | Restaurant (fast food) Kitchen Cook Hol | 3388 | 0 | 49
16021 | 4 | 11 | 3388 | -1 | 0 | 49 | ; | Restaurant (fast food) Kitchen | Cook | Cls | 1 | 1 | DEER RFF Kit Yr Ck WeH | 0 | 49 | Restaurant (fast food) Kitchen Cook Cls | 3388 | 0 | 49
16021 | 4 | -99 | 3387 | -1 | 0 | 49 | ; | Restaurant (fast food) Kitchen | Cook | all | 1 | 1 | DEER RFF Kit Yr Ck Wd | 0 | 49 | Restaurant (fast food) Kitchen Cook all | 3387 | 0 | 49
;
17011 | 8 | 6 | 3392 | -1 | 0 | 90 | ; | Retail (lrg, 3-story) Office | Occup | Sat | 1 | 1 | DEER RT3 Off Yr Oc Sa | 0 | 90 | Retail (lrg, 3-story) Office Occup Sat | 3392 | 0 | 90
17011 | 8 | 7 | 3393 | -1 | 0 | 100 | ; | Retail (lrg, 3-story) Office | Occup | Sun | 1 | 1 | DEER RT3 Off Yr Oc SuH | 0 | 100 | Retail (lrg, 3-story) Office Occup Sun | 3393 | 0 | 100
17011 | 8 | 8 | 3393 | -1 | 0 | 100 | ; | Retail (lrg, 3-story) Office | Occup | Hol | 1 | 1 | DEER RT3 Off Yr Oc SuH | 0 | 100 | Retail (lrg, 3-story) Office Occup Hol | 3393 | 0 | 100
17011 | 8 | 11 | 3393 | -1 | 0 | 100 | ; | Retail (lrg, 3-story) Office | Occup | Cls | 1 | 1 | DEER RT3 Off Yr Oc SuH | 0 | 100 | Retail (lrg, 3-story) Office Occup Cls | 3393 | 0 | 100
17011 | 8 | -99 | 3391 | -1 | 0 | 80 | ; | Retail (lrg, 3-story) Office | Occup | all | 1 | 1 | DEER RT3 Off Yr Oc Wd | 0 | 80 | Retail (lrg, 3-story) Office Occup all | 3391 | 0 | 80
17011 | 1 | 6 | 3395 | -1 | 5 | 95 | ; | Retail (lrg, 3-story) Office | ILit | Sat | 1 | 1 | DEER RT3 Off Yr Lt Sa | 5 | 95 | Retail (lrg, 3-story) Office ILit Sat | 3395 | 5 | 95
17011 | 1 | 7 | 3396 | -1 | 5 | 95 | ; | Retail (lrg, 3-story) Office | ILit | Sun | 1 | 1 | DEER RT3 Off Yr Lt SuH | 5 | 95 | Retail (lrg, 3-story) Office ILit Sun | 3396 | 5 | 95
17011 | 1 | 8 | 3396 | -1 | 5 | 95 | ; | Retail (lrg, 3-story) Office | ILit | Hol | 1 | 1 | DEER RT3 Off Yr Lt SuH | 5 | 95 | Retail (lrg, 3-story) Office ILit Hol | 3396 | 5 | 95
17011 | 1 | 11 | 3396 | -1 | 5 | 95 | ; | Retail (lrg, 3-story) Office | ILit | Cls | 1 | 1 | DEER RT3 Off Yr Lt SuH | 5 | 95 | Retail (lrg, 3-story) Office ILit Cls | 3396 | 5 | 95
17011 | 1 | -99 | 3394 | -1 | 5 | 95 | ; | Retail (lrg, 3-story) Office | ILit | all | 1 | 1 | DEER RT3 Off Yr Lt Wd | 5 | 95 | Retail (lrg, 3-story) Office ILit all | 3394 | 5 | 95
17011 | 6 | 6 | 3398 | -1 | 5 | 95 | ; | Retail (lrg, 3-story) Office | Misc | Sat | 1 | 1 | DEER RT3 Off Yr Eq Sa | 5 | 95 | Retail (lrg, 3-story) Office Misc Sat | 3398 | 5 | 95
17011 | 6 | 7 | 3399 | -1 | 5 | 95 | ; | Retail (lrg, 3-story) Office | Misc | Sun | 1 | 1 | DEER RT3 Off Yr Eq SuH | 5 | 95 | Retail (lrg, 3-story) Office Misc Sun | 3399 | 5 | 95
17011 | 6 | 8 | 3399 | -1 | 5 | 95 | ; | Retail (lrg, 3-story) Office | Misc | Hol | 1 | 1 | DEER RT3 Off Yr Eq SuH | 5 | 95 | Retail (lrg, 3-story) Office Misc Hol | 3399 | 5 | 95
17011 | 6 | 11 | 3399 | -1 | 5 | 95 | ; | Retail (lrg, 3-story) Office | Misc | Cls | 1 | 1 | DEER RT3 Off Yr Eq SuH | 5 | 95 | Retail (lrg, 3-story) Office Misc Cls | 3399 | 5 | 95
17011 | 6 | -99 | 3397 | -1 | 5 | 95 | ; | Retail (lrg, 3-story) Office | Misc | all | 1 | 1 | DEER RT3 Off Yr Eq Wd | 5 | 95 | Retail (lrg, 3-story) Office Misc all | 3397 | 5 | 95
17021 | 8 | 6 | 3401 | -1 | 0 | 90 | ; | Retail (lrg, 3-story) Showroom | Occup | Sat | 1 | 1 | DEER RT3 Shw Yr Oc Sa | 0 | 90 | Retail (lrg, 3-story) Showroom Occup Sat | 3401 | 0 | 90
17021 | 8 | 7 | 3402 | -1 | 0 | 100 | ; | Retail (lrg, 3-story) Showroom | Occup | Sun | 1 | 1 | DEER RT3 Shw Yr Oc SuH | 0 | 100 | Retail (lrg, 3-story) Showroom Occup Sun | 3402 | 0 | 100
17021 | 8 | 8 | 3402 | -1 | 0 | 100 | ; | Retail (lrg, 3-story) Showroom | Occup | Hol | 1 | 1 | DEER RT3 Shw Yr Oc SuH | 0 | 100 | Retail (lrg, 3-story) Showroom Occup Hol | 3402 | 0 | 100
17021 | 8 | 11 | 3402 | -1 | 0 | 100 | ; | Retail (lrg, 3-story) Showroom | Occup | Cls | 1 | 1 | DEER RT3 Shw Yr Oc SuH | 0 | 100 | Retail (lrg, 3-story) Showroom Occup Cls | 3402 | 0 | 100
17021 | 8 | -99 | 3400 | -1 | 0 | 80 | ; | Retail (lrg, 3-story) Showroom | Occup | all | 1 | 1 | DEER RT3 Shw Yr Oc Wd | 0 | 80 | Retail (lrg, 3-story) Showroom Occup all | 3400 | 0 | 80
17021 | 1 | 6 | 3404 | -1 | 5 | 95 | ; | Retail (lrg, 3-story) Showroom | ILit | Sat | 1 | 1 | DEER RT3 Shw Yr Lt Sa | 5 | 95 | Retail (lrg, 3-story) Showroom ILit Sat | 3404 | 5 | 95
17021 | 1 | 7 | 3405 | -1 | 5 | 95 | ; | Retail (lrg, 3-story) Showroom | ILit | Sun | 1 | 1 | DEER RT3 Shw Yr Lt SuH | 5 | 95 | Retail (lrg, 3-story) Showroom ILit Sun | 3405 | 5 | 95
17021 | 1 | 8 | 3405 | -1 | 5 | 95 | ; | Retail (lrg, 3-story) Showroom | ILit | Hol | 1 | 1 | DEER RT3 Shw Yr Lt SuH | 5 | 95 | Retail (lrg, 3-story) Showroom ILit Hol | 3405 | 5 | 95
17021 | 1 | 11 | 3405 | -1 | 5 | 95 | ; | Retail (lrg, 3-story) Showroom | ILit | Cls | 1 | 1 | DEER RT3 Shw Yr Lt SuH | 5 | 95 | Retail (lrg, 3-story) Showroom ILit Cls | 3405 | 5 | 95
17021 | 1 | -99 | 3403 | -1 | 5 | 95 | ; | Retail (lrg, 3-story) Showroom | ILit | all | 1 | 1 | DEER RT3 Shw Yr Lt Wd | 5 | 95 | Retail (lrg, 3-story) Showroom ILit all | 3403 | 5 | 95
17021 | 6 | 6 | 3407 | -1 | 5 | 95 | ; | Retail (lrg, 3-story) Showroom | Misc | Sat | 1 | 1 | DEER RT3 Shw Yr Eq Sa | 5 | 95 | Retail (lrg, 3-story) Showroom Misc Sat | 3407 | 5 | 95
17021 | 6 | 7 | 3408 | -1 | 5 | 95 | ; | Retail (lrg, 3-story) Showroom | Misc | Sun | 1 | 1 | DEER RT3 Shw Yr Eq SuH | 5 | 95 | Retail (lrg, 3-story) Showroom Misc Sun | 3408 | 5 | 95
17021 | 6 | 8 | 3408 | -1 | 5 | 95 | ; | Retail (lrg, 3-story) Showroom | Misc | Hol | 1 | 1 | DEER RT3 Shw Yr Eq SuH | 5 | 95 | Retail (lrg, 3-story) Showroom Misc Hol | 3408 | 5 | 95
17021 | 6 | 11 | 3408 | -1 | 5 | 95 | ; | Retail (lrg, 3-story) Showroom | Misc | Cls | 1 | 1 | DEER RT3 Shw Yr Eq SuH | 5 | 95 | Retail (lrg, 3-story) Showroom Misc Cls | 3408 | 5 | 95
17021 | 6 | -99 | 3406 | -1 | 5 | 95 | ; | Retail (lrg, 3-story) Showroom | Misc | all | 1 | 1 | DEER RT3 Shw Yr Eq Wd | 5 | 95 | Retail (lrg, 3-story) Showroom Misc all | 3406 | 5 | 95
17031 | 8 | 6 | 3410 | -1 | 0 | 90 | ; | Retail (lrg, 3-story) Storage | Occup | Sat | 1 | 1 | DEER RT3 Str Yr Oc Sa | 0 | 90 | Retail (lrg, 3-story) Storage Occup Sat | 3410 | 0 | 90
17031 | 8 | 7 | 3411 | -1 | 0 | 100 | ; | Retail (lrg, 3-story) Storage | Occup | Sun | 1 | 1 | DEER RT3 Str Yr Oc SuH | 0 | 100 | Retail (lrg, 3-story) Storage Occup Sun | 3411 | 0 | 100
17031 | 8 | 8 | 3411 | -1 | 0 | 100 | ; | Retail (lrg, 3-story) Storage | Occup | Hol | 1 | 1 | DEER RT3 Str Yr Oc SuH | 0 | 100 | Retail (lrg, 3-story) Storage Occup Hol | 3411 | 0 | 100
17031 | 8 | 11 | 3411 | -1 | 0 | 100 | ; | Retail (lrg, 3-story) Storage | Occup | Cls | 1 | 1 | DEER RT3 Str Yr Oc SuH | 0 | 100 | Retail (lrg, 3-story) Storage Occup Cls | 3411 | 0 | 100
17031 | 8 | -99 | 3409 | -1 | 0 | 80 | ; | Retail (lrg, 3-story) Storage | Occup | all | 1 | 1 | DEER RT3 Str Yr Oc Wd | 0 | 80 | Retail (lrg, 3-story) Storage Occup all | 3409 | 0 | 80
17031 | 1 | 6 | 3413 | -1 | 5 | 95 | ; | Retail (lrg, 3-story) Storage | ILit | Sat | 1 | 1 | DEER RT3 Str Yr Lt Sa | 5 | 95 | Retail (lrg, 3-story) Storage ILit Sat | 3413 | 5 | 95
17031 | 1 | 7 | 3414 | -1 | 5 | 95 | ; | Retail (lrg, 3-story) Storage | ILit | Sun | 1 | 1 | DEER RT3 Str Yr Lt SuH | 5 | 95 | Retail (lrg, 3-story) Storage ILit Sun | 3414 | 5 | 95
17031 | 1 | 8 | 3414 | -1 | 5 | 95 | ; | Retail (lrg, 3-story) Storage | ILit | Hol | 1 | 1 | DEER RT3 Str Yr Lt SuH | 5 | 95 | Retail (lrg, 3-story) Storage ILit Hol | 3414 | 5 | 95
17031 | 1 | 11 | 3414 | -1 | 5 | 95 | ; | Retail (lrg, 3-story) Storage | ILit | Cls | 1 | 1 | DEER RT3 Str Yr Lt SuH | 5 | 95 | Retail (lrg, 3-story) Storage ILit Cls | 3414 | 5 | 95
17031 | 1 | -99 | 3412 | -1 | 5 | 95 | ; | Retail (lrg, 3-story) Storage | ILit | all | 1 | 1 | DEER RT3 Str Yr Lt Wd | 5 | 95 | Retail (lrg, 3-story) Storage ILit all | 3412 | 5 | 95
17031 | 6 | 6 | 3416 | -1 | 5 | 95 | ; | Retail (lrg, 3-story) Storage | Misc | Sat | 1 | 1 | DEER RT3 Str Yr Eq Sa | 5 | 95 | Retail (lrg, 3-story) Storage Misc Sat | 3416 | 5 | 95
17031 | 6 | 7 | 3417 | -1 | 5 | 95 | ; | Retail (lrg, 3-story) Storage | Misc | Sun | 1 | 1 | DEER RT3 Str Yr Eq SuH | 5 | 95 | Retail (lrg, 3-story) Storage Misc Sun | 3417 | 5 | 95
17031 | 6 | 8 | 3417 | -1 | 5 | 95 | ; | Retail (lrg, 3-story) Storage | Misc | Hol | 1 | 1 | DEER RT3 Str Yr Eq SuH | 5 | 95 | Retail (lrg, 3-story) Storage Misc Hol | 3417 | 5 | 95
17031 | 6 | 11 | 3417 | -1 | 5 | 95 | ; | Retail (lrg, 3-story) Storage | Misc | Cls | 1 | 1 | DEER RT3 Str Yr Eq SuH | 5 | 95 | Retail (lrg, 3-story) Storage Misc Cls | 3417 | 5 | 95
17031 | 6 | -99 | 3415 | -1 | 5 | 95 | ; | Retail (lrg, 3-story) Storage | Misc | all | 1 | 1 | DEER RT3 Str Yr Eq Wd | 5 | 95 | Retail (lrg, 3-story) Storage Misc all | 3415 | 5 | 95
;
18011 | 8 | 6 | 3422 | -1 | 0 | 80 | ; | Retail (lrg, 1-story) Sales | Occup | Sat | 1 | 1 | DEER RTL Sal Yr Oc WeH | 0 | 80 | Retail (lrg, 1-story) Sales Occup Sat | 3422 | 0 | 80
18011 | 8 | 7 | 3422 | -1 | 0 | 80 | ; | Retail (lrg, 1-story) Sales | Occup | Sun | 1 | 1 | DEER RTL Sal Yr Oc WeH | 0 | 80 | Retail (lrg, 1-story) Sales Occup Sun | 3422 | 0 | 80
18011 | 8 | 8 | 3422 | -1 | 0 | 80 | ; | Retail (lrg, 1-story) Sales | Occup | Hol | 1 | 1 | DEER RTL Sal Yr Oc WeH | 0 | 80 | Retail (lrg, 1-story) Sales Occup Hol | 3422 | 0 | 80
18011 | 8 | 11 | 3422 | -1 | 0 | 80 | ; | Retail (lrg, 1-story) Sales | Occup | Cls | 1 | 1 | DEER RTL Sal Yr Oc WeH | 0 | 80 | Retail (lrg, 1-story) Sales Occup Cls | 3422 | 0 | 80
18011 | 8 | -99 | 3421 | -1 | 0 | 80 | ; | Retail (lrg, 1-story) Sales | Occup | all | 1 | 1 | DEER RTL Sal Yr Oc Wd | 0 | 80 | Retail (lrg, 1-story) Sales Occup all | 3421 | 0 | 80
18011 | 1 | 6 | 3424 | -1 | 5 | 100 | ; | Retail (lrg, 1-story) Sales | ILit | Sat | 1 | 1 | DEER RTL Sal Yr Lt WeH | 5 | 100 | Retail (lrg, 1-story) Sales ILit Sat | 3424 | 5 | 100
18011 | 1 | 7 | 3424 | -1 | 5 | 100 | ; | Retail (lrg, 1-story) Sales | ILit | Sun | 1 | 1 | DEER RTL Sal Yr Lt WeH | 5 | 100 | Retail (lrg, 1-story) Sales ILit Sun | 3424 | 5 | 100
18011 | 1 | 8 | 3424 | -1 | 5 | 100 | ; | Retail (lrg, 1-story) Sales | ILit | Hol | 1 | 1 | DEER RTL Sal Yr Lt WeH | 5 | 100 | Retail (lrg, 1-story) Sales ILit Hol | 3424 | 5 | 100
18011 | 1 | 11 | 3424 | -1 | 5 | 100 | ; | Retail (lrg, 1-story) Sales | ILit | Cls | 1 | 1 | DEER RTL Sal Yr Lt WeH | 5 | 100 | Retail (lrg, 1-story) Sales ILit Cls | 3424 | 5 | 100
18011 | 1 | -99 | 3423 | -1 | 5 | 100 | ; | Retail (lrg, 1-story) Sales | ILit | all | 1 | 1 | DEER RTL Sal Yr Lt Wd | 5 | 100 | Retail (lrg, 1-story) Sales ILit all | 3423 | 5 | 100
18011 | 6 | 6 | 3426 | -1 | 0 | 100 | ; | Retail (lrg, 1-story) Sales | Misc | Sat | 1 | 1 | DEER RTL Sal Yr Eq WeH | 0 | 100 | Retail (lrg, 1-story) Sales Misc Sat | 3426 | 0 | 100
18011 | 6 | 7 | 3426 | -1 | 0 | 100 | ; | Retail (lrg, 1-story) Sales | Misc | Sun | 1 | 1 | DEER RTL Sal Yr Eq WeH | 0 | 100 | Retail (lrg, 1-story) Sales Misc Sun | 3426 | 0 | 100
18011 | 6 | 8 | 3426 | -1 | 0 | 100 | ; | Retail (lrg, 1-story) Sales | Misc | Hol | 1 | 1 | DEER RTL Sal Yr Eq WeH | 0 | 100 | Retail (lrg, 1-story) Sales Misc Hol | 3426 | 0 | 100
18011 | 6 | 11 | 3426 | -1 | 0 | 100 | ; | Retail (lrg, 1-story) Sales | Misc | Cls | 1 | 1 | DEER RTL Sal Yr Eq WeH | 0 | 100 | Retail (lrg, 1-story) Sales Misc Cls | 3426 | 0 | 100
18011 | 6 | -99 | 3425 | -1 | 0 | 100 | ; | Retail (lrg, 1-story) Sales | Misc | all | 1 | 1 | DEER RTL Sal Yr Eq Wd | 0 | 100 | Retail (lrg, 1-story) Sales Misc all | 3425 | 0 | 100
18021 | 8 | 6 | 3428 | -1 | 0 | 80 | ; | Retail (lrg, 1-story) Pharmacy | Occup | Sat | 1 | 1 | DEER RTL Phr Yr Oc WeH | 0 | 80 | Retail (lrg, 1-story) Pharmacy Occup Sat | 3428 | 0 | 80
18021 | 8 | 7 | 3428 | -1 | 0 | 80 | ; | Retail (lrg, 1-story) Pharmacy | Occup | Sun | 1 | 1 | DEER RTL Phr Yr Oc WeH | 0 | 80 | Retail (lrg, 1-story) Pharmacy Occup Sun | 3428 | 0 | 80
18021 | 8 | 8 | 3428 | -1 | 0 | 80 | ; | Retail (lrg, 1-story) Pharmacy | Occup | Hol | 1 | 1 | DEER RTL Phr Yr Oc WeH | 0 | 80 | Retail (lrg, 1-story) Pharmacy Occup Hol | 3428 | 0 | 80
18021 | 8 | 11 | 3428 | -1 | 0 | 80 | ; | Retail (lrg, 1-story) Pharmacy | Occup | Cls | 1 | 1 | DEER RTL Phr Yr Oc WeH | 0 | 80 | Retail (lrg, 1-story) Pharmacy Occup Cls | 3428 | 0 | 80
18021 | 8 | -99 | 3427 | -1 | 0 | 80 | ; | Retail (lrg, 1-story) Pharmacy | Occup | all | 1 | 1 | DEER RTL Phr Yr Oc Wd | 0 | 80 | Retail (lrg, 1-story) Pharmacy Occup all | 3427 | 0 | 80
18021 | 1 | 6 | 3430 | -1 | 5 | 100 | ; | Retail (lrg, 1-story) Pharmacy | ILit | Sat | 1 | 1 | DEER RTL Phr Yr Lt WeH | 5 | 100 | Retail (lrg, 1-story) Pharmacy ILit Sat | 3430 | 5 | 100
18021 | 1 | 7 | 3430 | -1 | 5 | 100 | ; | Retail (lrg, 1-story) Pharmacy | ILit | Sun | 1 | 1 | DEER RTL Phr Yr Lt WeH | 5 | 100 | Retail (lrg, 1-story) Pharmacy ILit Sun | 3430 | 5 | 100
18021 | 1 | 8 | 3430 | -1 | 5 | 100 | ; | Retail (lrg, 1-story) Pharmacy | ILit | Hol | 1 | 1 | DEER RTL Phr Yr Lt WeH | 5 | 100 | Retail (lrg, 1-story) Pharmacy ILit Hol | 3430 | 5 | 100
18021 | 1 | 11 | 3430 | -1 | 5 | 100 | ; | Retail (lrg, 1-story) Pharmacy | ILit | Cls | 1 | 1 | DEER RTL Phr Yr Lt WeH | 5 | 100 | Retail (lrg, 1-story) Pharmacy ILit Cls | 3430 | 5 | 100
18021 | 1 | -99 | 3429 | -1 | 5 | 100 | ; | Retail (lrg, 1-story) Pharmacy | ILit | all | 1 | 1 | DEER RTL Phr Yr Lt Wd | 5 | 100 | Retail (lrg, 1-story) Pharmacy ILit all | 3429 | 5 | 100
18021 | 6 | 6 | 3432 | -1 | 0 | 0 | ; | Retail (lrg, 1-story) Pharmacy | Misc | Sat | 1 | 1 | DEER RTL Phr Yr Eq WeH | 0 | 0 | Retail (lrg, 1-story) Pharmacy Misc Sat | 3432 | 0 | 0
18021 | 6 | 7 | 3432 | -1 | 0 | 0 | ; | Retail (lrg, 1-story) Pharmacy | Misc | Sun | 1 | 1 | DEER RTL Phr Yr Eq WeH | 0 | 0 | Retail (lrg, 1-story) Pharmacy Misc Sun | 3432 | 0 | 0
18021 | 6 | 8 | 3432 | -1 | 0 | 0 | ; | Retail (lrg, 1-story) Pharmacy | Misc | Hol | 1 | 1 | DEER RTL Phr Yr Eq WeH | 0 | 0 | Retail (lrg, 1-story) Pharmacy Misc Hol | 3432 | 0 | 0
18021 | 6 | 11 | 3432 | -1 | 0 | 0 | ; | Retail (lrg, 1-story) Pharmacy | Misc | Cls | 1 | 1 | DEER RTL Phr Yr Eq WeH | 0 | 0 | Retail (lrg, 1-story) Pharmacy Misc Cls | 3432 | 0 | 0
18021 | 6 | -99 | 3431 | -1 | 0 | 0 | ; | Retail (lrg, 1-story) Pharmacy | Misc | all | 1 | 1 | DEER RTL Phr Yr Eq Wd | 0 | 0 | Retail (lrg, 1-story) Pharmacy Misc all | 3431 | 0 | 0
18031 | 8 | 6 | 3434 | -1 | 0 | 50 | ; | Retail (lrg, 1-story) Dining | Occup | Sat | 1 | 1 | DEER RTL Din Yr Oc WeH | 0 | 50 | Retail (lrg, 1-story) Dining Occup Sat | 3434 | 0 | 50
18031 | 8 | 7 | 3434 | -1 | 0 | 50 | ; | Retail (lrg, 1-story) Dining | Occup | Sun | 1 | 1 | DEER RTL Din Yr Oc WeH | 0 | 50 | Retail (lrg, 1-story) Dining Occup Sun | 3434 | 0 | 50
18031 | 8 | 8 | 3434 | -1 | 0 | 50 | ; | Retail (lrg, 1-story) Dining | Occup | Hol | 1 | 1 | DEER RTL Din Yr Oc WeH | 0 | 50 | Retail (lrg, 1-story) Dining Occup Hol | 3434 | 0 | 50
18031 | 8 | 11 | 3434 | -1 | 0 | 50 | ; | Retail (lrg, 1-story) Dining | Occup | Cls | 1 | 1 | DEER RTL Din Yr Oc WeH | 0 | 50 | Retail (lrg, 1-story) Dining Occup Cls | 3434 | 0 | 50
18031 | 8 | -99 | 3433 | -1 | 0 | 50 | ; | Retail (lrg, 1-story) Dining | Occup | all | 1 | 1 | DEER RTL Din Yr Oc Wd | 0 | 50 | Retail (lrg, 1-story) Dining Occup all | 3433 | 0 | 50
18031 | 1 | 6 | 3436 | -1 | 0 | 100 | ; | Retail (lrg, 1-story) Dining | ILit | Sat | 1 | 1 | DEER RTL Din Yr Lt WeH | 0 | 100 | Retail (lrg, 1-story) Dining ILit Sat | 3436 | 0 | 100
18031 | 1 | 7 | 3436 | -1 | 0 | 100 | ; | Retail (lrg, 1-story) Dining | ILit | Sun | 1 | 1 | DEER RTL Din Yr Lt WeH | 0 | 100 | Retail (lrg, 1-story) Dining ILit Sun | 3436 | 0 | 100
18031 | 1 | 8 | 3436 | -1 | 0 | 100 | ; | Retail (lrg, 1-story) Dining | ILit | Hol | 1 | 1 | DEER RTL Din Yr Lt WeH | 0 | 100 | Retail (lrg, 1-story) Dining ILit Hol | 3436 | 0 | 100
18031 | 1 | 11 | 3436 | -1 | 0 | 100 | ; | Retail (lrg, 1-story) Dining | ILit | Cls | 1 | 1 | DEER RTL Din Yr Lt WeH | 0 | 100 | Retail (lrg, 1-story) Dining ILit Cls | 3436 | 0 | 100
18031 | 1 | -99 | 3435 | -1 | 0 | 100 | ; | Retail (lrg, 1-story) Dining | ILit | all | 1 | 1 | DEER RTL Din Yr Lt Wd | 0 | 100 | Retail (lrg, 1-story) Dining ILit all | 3435 | 0 | 100
18031 | 6 | 6 | 3438 | -1 | 0 | 100 | ; | Retail (lrg, 1-story) Dining | Misc | Sat | 1 | 1 | DEER RTL Din Yr Eq WeH | 0 | 100 | Retail (lrg, 1-story) Dining Misc Sat | 3438 | 0 | 100
18031 | 6 | 7 | 3438 | -1 | 0 | 100 | ; | Retail (lrg, 1-story) Dining | Misc | Sun | 1 | 1 | DEER RTL Din Yr Eq WeH | 0 | 100 | Retail (lrg, 1-story) Dining Misc Sun | 3438 | 0 | 100
18031 | 6 | 8 | 3438 | -1 | 0 | 100 | ; | Retail (lrg, 1-story) Dining | Misc | Hol | 1 | 1 | DEER RTL Din Yr Eq WeH | 0 | 100 | Retail (lrg, 1-story) Dining Misc Hol | 3438 | 0 | 100
18031 | 6 | 11 | 3438 | -1 | 0 | 100 | ; | Retail (lrg, 1-story) Dining | Misc | Cls | 1 | 1 | DEER RTL Din Yr Eq WeH | 0 | 100 | Retail (lrg, 1-story) Dining Misc Cls | 3438 | 0 | 100
18031 | 6 | -99 | 3437 | -1 | 0 | 100 | ; | Retail (lrg, 1-story) Dining | Misc | all | 1 | 1 | DEER RTL Din Yr Eq Wd | 0 | 100 | Retail (lrg, 1-story) Dining Misc all | 3437 | 0 | 100
18041 | 8 | 6 | 3440 | -1 | 0 | 100 | ; | Retail (lrg, 1-story) AutoShop | Occup | Sat | 1 | 1 | DEER RTL Aut Yr Oc WeH | 0 | 100 | Retail (lrg, 1-story) AutoShop Occup Sat | 3440 | 0 | 100
18041 | 8 | 7 | 3440 | -1 | 0 | 100 | ; | Retail (lrg, 1-story) AutoShop | Occup | Sun | 1 | 1 | DEER RTL Aut Yr Oc WeH | 0 | 100 | Retail (lrg, 1-story) AutoShop Occup Sun | 3440 | 0 | 100
18041 | 8 | 8 | 3440 | -1 | 0 | 100 | ; | Retail (lrg, 1-story) AutoShop | Occup | Hol | 1 | 1 | DEER RTL Aut Yr Oc WeH | 0 | 100 | Retail (lrg, 1-story) AutoShop Occup Hol | 3440 | 0 | 100
18041 | 8 | 11 | 3440 | -1 | 0 | 100 | ; | Retail (lrg, 1-story) AutoShop | Occup | Cls | 1 | 1 | DEER RTL Aut Yr Oc WeH | 0 | 100 | Retail (lrg, 1-story) AutoShop Occup Cls | 3440 | 0 | 100
18041 | 8 | -99 | 3439 | -1 | 0 | 100 | ; | Retail (lrg, 1-story) AutoShop | Occup | all | 1 | 1 | DEER RTL Aut Yr Oc Wd | 0 | 100 | Retail (lrg, 1-story) AutoShop Occup all | 3439 | 0 | 100
18041 | 1 | 6 | 3442 | -1 | 5 | 100 | ; | Retail (lrg, 1-story) AutoShop | ILit | Sat | 1 | 1 | DEER RTL Aut Yr Lt WeH | 5 | 100 | Retail (lrg, 1-story) AutoShop ILit Sat | 3442 | 5 | 100
18041 | 1 | 7 | 3442 | -1 | 5 | 100 | ; | Retail (lrg, 1-story) AutoShop | ILit | Sun | 1 | 1 | DEER RTL Aut Yr Lt WeH | 5 | 100 | Retail (lrg, 1-story) AutoShop ILit Sun | 3442 | 5 | 100
18041 | 1 | 8 | 3442 | -1 | 5 | 100 | ; | Retail (lrg, 1-story) AutoShop | ILit | Hol | 1 | 1 | DEER RTL Aut Yr Lt WeH | 5 | 100 | Retail (lrg, 1-story) AutoShop ILit Hol | 3442 | 5 | 100
18041 | 1 | 11 | 3442 | -1 | 5 | 100 | ; | Retail (lrg, 1-story) AutoShop | ILit | Cls | 1 | 1 | DEER RTL Aut Yr Lt WeH | 5 | 100 | Retail (lrg, 1-story) AutoShop ILit Cls | 3442 | 5 | 100
18041 | 1 | -99 | 3441 | -1 | 5 | 100 | ; | Retail (lrg, 1-story) AutoShop | ILit | all | 1 | 1 | DEER RTL Aut Yr Lt Wd | 5 | 100 | Retail (lrg, 1-story) AutoShop ILit all | 3441 | 5 | 100
18041 | 6 | 6 | 3444 | -1 | 5 | 100 | ; | Retail (lrg, 1-story) AutoShop | Misc | Sat | 1 | 1 | DEER RTL Aut Yr Eq WeH | 5 | 100 | Retail (lrg, 1-story) AutoShop Misc Sat | 3444 | 5 | 100
18041 | 6 | 7 | 3444 | -1 | 5 | 100 | ; | Retail (lrg, 1-story) AutoShop | Misc | Sun | 1 | 1 | DEER RTL Aut Yr Eq WeH | 5 | 100 | Retail (lrg, 1-story) AutoShop Misc Sun | 3444 | 5 | 100
18041 | 6 | 8 | 3444 | -1 | 5 | 100 | ; | Retail (lrg, 1-story) AutoShop | Misc | Hol | 1 | 1 | DEER RTL Aut Yr Eq WeH | 5 | 100 | Retail (lrg, 1-story) AutoShop Misc Hol | 3444 | 5 | 100
18041 | 6 | 11 | 3444 | -1 | 5 | 100 | ; | Retail (lrg, 1-story) AutoShop | Misc | Cls | 1 | 1 | DEER RTL Aut Yr Eq WeH | 5 | 100 | Retail (lrg, 1-story) AutoShop Misc Cls | 3444 | 5 | 100
18041 | 6 | -99 | 3443 | -1 | 5 | 100 | ; | Retail (lrg, 1-story) AutoShop | Misc | all | 1 | 1 | DEER RTL Aut Yr Eq Wd | 5 | 100 | Retail (lrg, 1-story) AutoShop Misc all | 3443 | 5 | 100
18051 | 8 | 6 | 3446 | -1 | 0 | 50 | ; | Retail (lrg, 1-story) Office | Occup | Sat | 1 | 1 | DEER RTL Off Yr Oc Sa | 0 | 50 | Retail (lrg, 1-story) Office Occup Sat | 3446 | 0 | 50
18051 | 8 | 7 | 3447 | -1 | 0 | 15 | ; | Retail (lrg, 1-story) Office | Occup | Sun | 1 | 1 | DEER RTL Off Yr Oc SuH | 0 | 15 | Retail (lrg, 1-story) Office Occup Sun | 3447 | 0 | 15
18051 | 8 | 8 | 3447 | -1 | 0 | 15 | ; | Retail (lrg, 1-story) Office | Occup | Hol | 1 | 1 | DEER RTL Off Yr Oc SuH | 0 | 15 | Retail (lrg, 1-story) Office Occup Hol | 3447 | 0 | 15
18051 | 8 | 11 | 3447 | -1 | 0 | 15 | ; | Retail (lrg, 1-story) Office | Occup | Cls | 1 | 1 | DEER RTL Off Yr Oc SuH | 0 | 15 | Retail (lrg, 1-story) Office Occup Cls | 3447 | 0 | 15
18051 | 8 | -99 | 3445 | -1 | 0 | 75 | ; | Retail (lrg, 1-story) Office | Occup | all | 1 | 1 | DEER RTL Off Yr Oc Wd | 0 | 75 | Retail (lrg, 1-story) Office Occup all | 3445 | 0 | 75
18051 | 1 | 6 | 3449 | -1 | 0 | 90 | ; | Retail (lrg, 1-story) Office | ILit | Sat | 1 | 1 | DEER RTL Off Yr Lt Sa | 0 | 90 | Retail (lrg, 1-story) Office ILit Sat | 3449 | 0 | 90
18051 | 1 | 7 | 3450 | -1 | 5 | 50 | ; | Retail (lrg, 1-story) Office | ILit | Sun | 1 | 1 | DEER RTL Off Yr Lt SuH | 5 | 50 | Retail (lrg, 1-story) Office ILit Sun | 3450 | 5 | 50
18051 | 1 | 8 | 3450 | -1 | 5 | 50 | ; | Retail (lrg, 1-story) Office | ILit | Hol | 1 | 1 | DEER RTL Off Yr Lt SuH | 5 | 50 | Retail (lrg, 1-story) Office ILit Hol | 3450 | 5 | 50
18051 | 1 | 11 | 3450 | -1 | 5 | 50 | ; | Retail (lrg, 1-story) Office | ILit | Cls | 1 | 1 | DEER RTL Off Yr Lt SuH | 5 | 50 | Retail (lrg, 1-story) Office ILit Cls | 3450 | 5 | 50
18051 | 1 | -99 | 3448 | -1 | 5 | 100 | ; | Retail (lrg, 1-story) Office | ILit | all | 1 | 1 | DEER RTL Off Yr Lt Wd | 5 | 100 | Retail (lrg, 1-story) Office ILit all | 3448 | 5 | 100
18051 | 6 | 6 | 3452 | -1 | 0 | 75 | ; | Retail (lrg, 1-story) Office | Misc | Sat | 1 | 1 | DEER RTL Off Yr Eq Sa | 0 | 75 | Retail (lrg, 1-story) Office Misc Sat | 3452 | 0 | 75
18051 | 6 | 7 | 3453 | -1 | 0 | 0 | ; | Retail (lrg, 1-story) Office | Misc | Sun | 1 | 1 | DEER RTL Off Yr Eq SuH | 0 | 0 | Retail (lrg, 1-story) Office Misc Sun | 3453 | 0 | 0
18051 | 6 | 8 | 3453 | -1 | 0 | 0 | ; | Retail (lrg, 1-story) Office | Misc | Hol | 1 | 1 | DEER RTL Off Yr Eq SuH | 0 | 0 | Retail (lrg, 1-story) Office Misc Hol | 3453 | 0 | 0
18051 | 6 | 11 | 3453 | -1 | 0 | 0 | ; | Retail (lrg, 1-story) Office | Misc | Cls | 1 | 1 | DEER RTL Off Yr Eq SuH | 0 | 0 | Retail (lrg, 1-story) Office Misc Cls | 3453 | 0 | 0
18051 | 6 | -99 | 3451 | -1 | 0 | 100 | ; | Retail (lrg, 1-story) Office | Misc | all | 1 | 1 | DEER RTL Off Yr Eq Wd | 0 | 100 | Retail (lrg, 1-story) Office Misc all | 3451 | 0 | 100
18061 | 8 | 6 | 3455 | -1 | 0 | 60 | ; | Retail (lrg, 1-story) Stockrm | Occup | Sat | 1 | 1 | DEER RTL Str Yr Oc WeH | 0 | 60 | Retail (lrg, 1-story) Stockrm Occup Sat | 3455 | 0 | 60
18061 | 8 | 7 | 3455 | -1 | 0 | 60 | ; | Retail (lrg, 1-story) Stockrm | Occup | Sun | 1 | 1 | DEER RTL Str Yr Oc WeH | 0 | 60 | Retail (lrg, 1-story) Stockrm Occup Sun | 3455 | 0 | 60
18061 | 8 | 8 | 3455 | -1 | 0 | 60 | ; | Retail (lrg, 1-story) Stockrm | Occup | Hol | 1 | 1 | DEER RTL Str Yr Oc WeH | 0 | 60 | Retail (lrg, 1-story) Stockrm Occup Hol | 3455 | 0 | 60
18061 | 8 | 11 | 3455 | -1 | 0 | 60 | ; | Retail (lrg, 1-story) Stockrm | Occup | Cls | 1 | 1 | DEER RTL Str Yr Oc WeH | 0 | 60 | Retail (lrg, 1-story) Stockrm Occup Cls | 3455 | 0 | 60
18061 | 8 | -99 | 3454 | -1 | 0 | 60 | ; | Retail (lrg, 1-story) Stockrm | Occup | all | 1 | 1 | DEER RTL Str Yr Oc Wd | 0 | 60 | Retail (lrg, 1-story) Stockrm Occup all | 3454 | 0 | 60
18061 | 1 | 6 | 3457 | -1 | 5 | 100 | ; | Retail (lrg, 1-story) Stockrm | ILit | Sat | 1 | 1 | DEER RTL Str Yr Lt WeH | 5 | 100 | Retail (lrg, 1-story) Stockrm ILit Sat | 3457 | 5 | 100
18061 | 1 | 7 | 3457 | -1 | 5 | 100 | ; | Retail (lrg, 1-story) Stockrm | ILit | Sun | 1 | 1 | DEER RTL Str Yr Lt WeH | 5 | 100 | Retail (lrg, 1-story) Stockrm ILit Sun | 3457 | 5 | 100
18061 | 1 | 8 | 3457 | -1 | 5 | 100 | ; | Retail (lrg, 1-story) Stockrm | ILit | Hol | 1 | 1 | DEER RTL Str Yr Lt WeH | 5 | 100 | Retail (lrg, 1-story) Stockrm ILit Hol | 3457 | 5 | 100
18061 | 1 | 11 | 3457 | -1 | 5 | 100 | ; | Retail (lrg, 1-story) Stockrm | ILit | Cls | 1 | 1 | DEER RTL Str Yr Lt WeH | 5 | 100 | Retail (lrg, 1-story) Stockrm ILit Cls | 3457 | 5 | 100
18061 | 1 | -99 | 3456 | -1 | 5 | 100 | ; | Retail (lrg, 1-story) Stockrm | ILit | all | 1 | 1 | DEER RTL Str Yr Lt Wd | 5 | 100 | Retail (lrg, 1-story) Stockrm ILit all | 3456 | 5 | 100
18061 | 6 | 6 | 3459 | -1 | 0 | 100 | ; | Retail (lrg, 1-story) Stockrm | Misc | Sat | 1 | 1 | DEER RTL Str Yr Eq WeH | 0 | 100 | Retail (lrg, 1-story) Stockrm Misc Sat | 3459 | 0 | 100
18061 | 6 | 7 | 3459 | -1 | 0 | 100 | ; | Retail (lrg, 1-story) Stockrm | Misc | Sun | 1 | 1 | DEER RTL Str Yr Eq WeH | 0 | 100 | Retail (lrg, 1-story) Stockrm Misc Sun | 3459 | 0 | 100
18061 | 6 | 8 | 3459 | -1 | 0 | 100 | ; | Retail (lrg, 1-story) Stockrm | Misc | Hol | 1 | 1 | DEER RTL Str Yr Eq WeH | 0 | 100 | Retail (lrg, 1-story) Stockrm Misc Hol | 3459 | 0 | 100
18061 | 6 | 11 | 3459 | -1 | 0 | 100 | ; | Retail (lrg, 1-story) Stockrm | Misc | Cls | 1 | 1 | DEER RTL Str Yr Eq WeH | 0 | 100 | Retail (lrg, 1-story) Stockrm Misc Cls | 3459 | 0 | 100
18061 | 6 | -99 | 3458 | -1 | 0 | 100 | ; | Retail (lrg, 1-story) Stockrm | Misc | all | 1 | 1 | DEER RTL Str Yr Eq Wd | 0 | 100 | Retail (lrg, 1-story) Stockrm Misc all | 3458 | 0 | 100
;
19011 | 8 | 6 | 3463 | -1 | 0 | 90 | ; | Retail (small) All | Occup | Sat | 1 | 1 | DEER RTS All Yr Oc Sa | 0 | 90 | Retail (small) All Occup Sat | 3463 | 0 | 90
19011 | 8 | 7 | 3464 | -1 | 0 | 95 | ; | Retail (small) All | Occup | Sun | 1 | 1 | DEER RTS All Yr Oc SuH | 0 | 95 | Retail (small) All Occup Sun | 3464 | 0 | 95
19011 | 8 | 8 | 3464 | -1 | 0 | 95 | ; | Retail (small) All | Occup | Hol | 1 | 1 | DEER RTS All Yr Oc SuH | 0 | 95 | Retail (small) All Occup Hol | 3464 | 0 | 95
19011 | 8 | 11 | 3464 | -1 | 0 | 95 | ; | Retail (small) All | Occup | Cls | 1 | 1 | DEER RTS All Yr Oc SuH | 0 | 95 | Retail (small) All Occup Cls | 3464 | 0 | 95
19011 | 8 | -99 | 3462 | -1 | 0 | 60 | ; | Retail (small) All | Occup | all | 1 | 1 | DEER RTS All Yr Oc Wd | 0 | 60 | Retail (small) All Occup all | 3462 | 0 | 60
19011 | 1 | 6 | 3466 | -1 | 5 | 90 | ; | Retail (small) All | ILit | Sat | 1 | 1 | DEER RTS All Yr Lt Sa | 5 | 90 | Retail (small) All ILit Sat | 3466 | 5 | 90
19011 | 1 | 7 | 3467 | -1 | 5 | 90 | ; | Retail (small) All | ILit | Sun | 1 | 1 | DEER RTS All Yr Lt SuH | 5 | 90 | Retail (small) All ILit Sun | 3467 | 5 | 90
19011 | 1 | 8 | 3467 | -1 | 5 | 90 | ; | Retail (small) All | ILit | Hol | 1 | 1 | DEER RTS All Yr Lt SuH | 5 | 90 | Retail (small) All ILit Hol | 3467 | 5 | 90
19011 | 1 | 11 | 3467 | -1 | 5 | 90 | ; | Retail (small) All | ILit | Cls | 1 | 1 | DEER RTS All Yr Lt SuH | 5 | 90 | Retail (small) All ILit Cls | 3467 | 5 | 90
19011 | 1 | -99 | 3465 | -1 | 5 | 90 | ; | Retail (small) All | ILit | all | 1 | 1 | DEER RTS All Yr Lt Wd | 5 | 90 | Retail (small) All ILit all | 3465 | 5 | 90
19011 | 6 | 6 | 3469 | -1 | 5 | 90 | ; | Retail (small) All | Misc | Sat | 1 | 1 | DEER RTS All Yr Eq Sa | 5 | 90 | Retail (small) All Misc Sat | 3469 | 5 | 90
19011 | 6 | 7 | 3470 | -1 | 5 | 90 | ; | Retail (small) All | Misc | Sun | 1 | 1 | DEER RTS All Yr Eq SuH | 5 | 90 | Retail (small) All Misc Sun | 3470 | 5 | 90
19011 | 6 | 8 | 3470 | -1 | 5 | 90 | ; | Retail (small) All | Misc | Hol | 1 | 1 | DEER RTS All Yr Eq SuH | 5 | 90 | Retail (small) All Misc Hol | 3470 | 5 | 90
19011 | 6 | 11 | 3470 | -1 | 5 | 90 | ; | Retail (small) All | Misc | Cls | 1 | 1 | DEER RTS All Yr Eq SuH | 5 | 90 | Retail (small) All Misc Cls | 3470 | 5 | 90
19011 | 6 | -99 | 3468 | -1 | 5 | 90 | ; | Retail (small) All | Misc | all | 1 | 1 | DEER RTS All Yr Eq Wd | 5 | 90 | Retail (small) All Misc all | 3468 | 5 | 90
;
20011 | 8 | 6 | 1 | -1 | 0 | 0 | ; | Storage (cond) All | Occup | Sat | 1 | 1 | Always Off | 0 | 0 | Storage (cond) All Occup Sat | 1 | 0 | 0
20011 | 8 | 7 | 1 | -1 | 0 | 0 | ; | Storage (cond) All | Occup | Sun | 1 | 1 | Always Off | 0 | 0 | Storage (cond) All Occup Sun | 1 | 0 | 0
20011 | 8 | 8 | 1 | -1 | 0 | 0 | ; | Storage (cond) All | Occup | Hol | 1 | 1 | Always Off | 0 | 0 | Storage (cond) All Occup Hol | 1 | 0 | 0
20011 | 8 | 11 | 1 | -1 | 0 | 0 | ; | Storage (cond) All | Occup | Cls | 1 | 1 | Always Off | 0 | 0 | Storage (cond) All Occup Cls | 1 | 0 | 0
20011 | 8 | -99 | 3474 | -1 | 0 | 80 | ; | Storage (cond) All | Occup | all | 1 | 1 | DEER SCN All Yr Oc Wd | 0 | 80 | Storage (cond) All Occup all | 3474 | 0 | 80
20011 | 1 | 6 | 2 | -1 | 5 | 5 | ; | Storage (cond) All | ILit | Sat | 0.05 | 0.05 | Always On | 100 | 100 | Storage (cond) All ILit Sat | 2 | 5 | 5
20011 | 1 | 7 | 2 | -1 | 5 | 5 | ; | Storage (cond) All | ILit | Sun | 0.05 | 0.05 | Always On | 100 | 100 | Storage (cond) All ILit Sun | 2 | 5 | 5
20011 | 1 | 8 | 2 | -1 | 5 | 5 | ; | Storage (cond) All | ILit | Hol | 0.05 | 0.05 | Always On | 100 | 100 | Storage (cond) All ILit Hol | 2 | 5 | 5
20011 | 1 | 11 | 2 | -1 | 5 | 5 | ; | Storage (cond) All | ILit | Cls | 0.05 | 0.05 | Always On | 100 | 100 | Storage (cond) All ILit Cls | 2 | 5 | 5
20011 | 1 | -99 | 3475 | -1 | 5 | 100 | ; | Storage (cond) All | ILit | all | 1 | 1 | DEER SCN All Yr Lt Wd | 5 | 100 | Storage (cond) All ILit all | 3475 | 5 | 100
20011 | 6 | 6 | 2 | -1 | 5 | 5 | ; | Storage (cond) All | Misc | Sat | 0.05 | 0.05 | Always On | 100 | 100 | Storage (cond) All Misc Sat | 2 | 5 | 5
20011 | 6 | 7 | 2 | -1 | 5 | 5 | ; | Storage (cond) All | Misc | Sun | 0.05 | 0.05 | Always On | 100 | 100 | Storage (cond) All Misc Sun | 2 | 5 | 5
20011 | 6 | 8 | 2 | -1 | 5 | 5 | ; | Storage (cond) All | Misc | Hol | 0.05 | 0.05 | Always On | 100 | 100 | Storage (cond) All Misc Hol | 2 | 5 | 5
20011 | 6 | 11 | 2 | -1 | 5 | 5 | ; | Storage (cond) All | Misc | Cls | 0.05 | 0.05 | Always On | 100 | 100 | Storage (cond) All Misc Cls | 2 | 5 | 5
20011 | 6 | -99 | 3476 | -1 | 5 | 100 | ; | Storage (cond) All | Misc | all | 1 | 1 | DEER SCN All Yr Eq Wd | 5 | 100 | Storage (cond) All Misc all | 3476 | 5 | 100
;
21011 | 8 | 6 | 1 | -1 | 0 | 0 | ; | Storage (uncond) All | Occup | Sat | 1 | 1 | Always Off | 0 | 0 | Storage (uncond) All Occup Sat | 1 | 0 | 0
21011 | 8 | 7 | 1 | -1 | 0 | 0 | ; | Storage (uncond) All | Occup | Sun | 1 | 1 | Always Off | 0 | 0 | Storage (uncond) All Occup Sun | 1 | 0 | 0
21011 | 8 | 8 | 1 | -1 | 0 | 0 | ; | Storage (uncond) All | Occup | Hol | 1 | 1 | Always Off | 0 | 0 | Storage (uncond) All Occup Hol | 1 | 0 | 0
21011 | 8 | 11 | 1 | -1 | 0 | 0 | ; | Storage (uncond) All | Occup | Cls | 1 | 1 | Always Off | 0 | 0 | Storage (uncond) All Occup Cls | 1 | 0 | 0
21011 | 8 | -99 | 3478 | -1 | 0 | 80 | ; | Storage (uncond) All | Occup | all | 1 | 1 | DEER SUN All Yr Oc Wd | 0 | 80 | Storage (uncond) All Occup all | 3478 | 0 | 80
21011 | 1 | 6 | 2 | -1 | 5 | 5 | ; | Storage (uncond) All | ILit | Sat | 0.05 | 0.05 | Always On | 100 | 100 | Storage (uncond) All ILit Sat | 2 | 5 | 5
21011 | 1 | 7 | 2 | -1 | 5 | 5 | ; | Storage (uncond) All | ILit | Sun | 0.05 | 0.05 | Always On | 100 | 100 | Storage (uncond) All ILit Sun | 2 | 5 | 5
21011 | 1 | 8 | 2 | -1 | 5 | 5 | ; | Storage (uncond) All | ILit | Hol | 0.05 | 0.05 | Always On | 100 | 100 | Storage (uncond) All ILit Hol | 2 | 5 | 5
21011 | 1 | 11 | 2 | -1 | 5 | 5 | ; | Storage (uncond) All | ILit | Cls | 0.05 | 0.05 | Always On | 100 | 100 | Storage (uncond) All ILit Cls | 2 | 5 | 5
21011 | 1 | -99 | 3479 | -1 | 5 | 100 | ; | Storage (uncond) All | ILit | all | 1 | 1 | DEER SUN All Yr Lt Wd | 5 | 100 | Storage (uncond) All ILit all | 3479 | 5 | 100
21011 | 6 | 6 | 2 | -1 | 5 | 5 | ; | Storage (uncond) All | Misc | Sat | 0.05 | 0.05 | Always On | 100 | 100 | Storage (uncond) All Misc Sat | 2 | 5 | 5
21011 | 6 | 7 | 2 | -1 | 5 | 5 | ; | Storage (uncond) All | Misc | Sun | 0.05 | 0.05 | Always On | 100 | 100 | Storage (uncond) All Misc Sun | 2 | 5 | 5
21011 | 6 | 8 | 2 | -1 | 5 | 5 | ; | Storage (uncond) All | Misc | Hol | 0.05 | 0.05 | Always On | 100 | 100 | Storage (uncond) All Misc Hol | 2 | 5 | 5
21011 | 6 | 11 | 2 | -1 | 5 | 5 | ; | Storage (uncond) All | Misc | Cls | 0.05 | 0.05 | Always On | 100 | 100 | Storage (uncond) All Misc Cls | 2 | 5 | 5
21011 | 6 | -99 | 3480 | -1 | 5 | 100 | ; | Storage (uncond) All | Misc | all | 1 | 1 | DEER SUN All Yr Eq Wd | 5 | 100 | Storage (uncond) All Misc all | 3480 | 5 | 100
;
6011 | 8 | 6 | 3483 | -1 | 0 | 70 | ; | Grocery Sales | Occup | Sat | 1 | 1 | DEER GRO Sal Yr Oc WeH | 0 | 70 | Grocery Sales Occup Sat | 3483 | 0 | 70
6011 | 8 | 7 | 3483 | -1 | 0 | 70 | ; | Grocery Sales | Occup | Sun | 1 | 1 | DEER GRO Sal Yr Oc WeH | 0 | 70 | Grocery Sales Occup Sun | 3483 | 0 | 70
6011 | 8 | 8 | 3483 | -1 | 0 | 70 | ; | Grocery Sales | Occup | Hol | 1 | 1 | DEER GRO Sal Yr Oc WeH | 0 | 70 | Grocery Sales Occup Hol | 3483 | 0 | 70
6011 | 8 | 11 | 3483 | -1 | 0 | 70 | ; | Grocery Sales | Occup | Cls | 1 | 1 | DEER GRO Sal Yr Oc WeH | 0 | 70 | Grocery Sales Occup Cls | 3483 | 0 | 70
6011 | 8 | -99 | 3482 | -1 | 0 | 70 | ; | Grocery Sales | Occup | all | 1 | 1 | DEER GRO Sal Yr Oc Wd | 0 | 70 | Grocery Sales Occup all | 3482 | 0 | 70
6011 | 1 | 6 | 3485 | -1 | 50 | 100 | ; | Grocery Sales | ILit | Sat | 1 | 1 | DEER GRO Sal Yr Lt WeH | 50 | 100 | Grocery Sales ILit Sat | 3485 | 50 | 100
6011 | 1 | 7 | 3485 | -1 | 50 | 100 | ; | Grocery Sales | ILit | Sun | 1 | 1 | DEER GRO Sal Yr Lt WeH | 50 | 100 | Grocery Sales ILit Sun | 3485 | 50 | 100
6011 | 1 | 8 | 3485 | -1 | 50 | 100 | ; | Grocery Sales | ILit | Hol | 1 | 1 | DEER GRO Sal Yr Lt WeH | 50 | 100 | Grocery Sales ILit Hol | 3485 | 50 | 100
6011 | 1 | 11 | 3485 | -1 | 50 | 100 | ; | Grocery Sales | ILit | Cls | 1 | 1 | DEER GRO Sal Yr Lt WeH | 50 | 100 | Grocery Sales ILit Cls | 3485 | 50 | 100
6011 | 1 | -99 | 3484 | -1 | 50 | 100 | ; | Grocery Sales | ILit | all | 1 | 1 | DEER GRO Sal Yr Lt Wd | 50 | 100 | Grocery Sales ILit all | 3484 | 50 | 100
6011 | 6 | 6 | 3487 | -1 | 50 | 75 | ; | Grocery Sales | Misc | Sat | 1 | 1 | DEER GRO Sal Yr Eq WeH | 50 | 75 | Grocery Sales Misc Sat | 3487 | 50 | 75
6011 | 6 | 7 | 3487 | -1 | 50 | 75 | ; | Grocery Sales | Misc | Sun | 1 | 1 | DEER GRO Sal Yr Eq WeH | 50 | 75 | Grocery Sales Misc Sun | 3487 | 50 | 75
6011 | 6 | 8 | 3487 | -1 | 50 | 75 | ; | Grocery Sales | Misc | Hol | 1 | 1 | DEER GRO Sal Yr Eq WeH | 50 | 75 | Grocery Sales Misc Hol | 3487 | 50 | 75
6011 | 6 | 11 | 3487 | -1 | 50 | 75 | ; | Grocery Sales | Misc | Cls | 1 | 1 | DEER GRO Sal Yr Eq WeH | 50 | 75 | Grocery Sales Misc Cls | 3487 | 50 | 75
6011 | 6 | -99 | 3486 | -1 | 50 | 75 | ; | Grocery Sales | Misc | all | 1 | 1 | DEER GRO Sal Yr Eq Wd | 50 | 75 | Grocery Sales Misc all | 3486 | 50 | 75
6011 | 99 | -99 | 3488 | -1 | 3.4 | 100 | ; | Grocery Sales | Infil | all | 1 | 1 | DEER GRO Sal Yr Inf All | 3.4 | 119 | Grocery Sales Infil all | 3488 | 3.4 | 100
6021 | 8 | 6 | 3497 | -1 | 0 | 70 | ; | Grocery Admin | Occup | Sat | 1 | 1 | DEER GRO Adm Yr Oc WeH | 0 | 70 | Grocery Admin Occup Sat | 3497 | 0 | 70
6021 | 8 | 7 | 3497 | -1 | 0 | 70 | ; | Grocery Admin | Occup | Sun | 1 | 1 | DEER GRO Adm Yr Oc WeH | 0 | 70 | Grocery Admin Occup Sun | 3497 | 0 | 70
6021 | 8 | 8 | 3497 | -1 | 0 | 70 | ; | Grocery Admin | Occup | Hol | 1 | 1 | DEER GRO Adm Yr Oc WeH | 0 | 70 | Grocery Admin Occup Hol | 3497 | 0 | 70
6021 | 8 | 11 | 3497 | -1 | 0 | 70 | ; | Grocery Admin | Occup | Cls | 1 | 1 | DEER GRO Adm Yr Oc WeH | 0 | 70 | Grocery Admin Occup Cls | 3497 | 0 | 70
6021 | 8 | -99 | 3496 | -1 | 0 | 70 | ; | Grocery Admin | Occup | all | 1 | 1 | DEER GRO Adm Yr Oc Wd | 0 | 70 | Grocery Admin Occup all | 3496 | 0 | 70
6021 | 1 | 6 | 3499 | -1 | 25 | 100 | ; | Grocery Admin | ILit | Sat | 1 | 1 | DEER GRO Adm Yr Lt WeH | 25 | 100 | Grocery Admin ILit Sat | 3499 | 25 | 100
6021 | 1 | 7 | 3499 | -1 | 25 | 100 | ; | Grocery Admin | ILit | Sun | 1 | 1 | DEER GRO Adm Yr Lt WeH | 25 | 100 | Grocery Admin ILit Sun | 3499 | 25 | 100
6021 | 1 | 8 | 3499 | -1 | 25 | 100 | ; | Grocery Admin | ILit | Hol | 1 | 1 | DEER GRO Adm Yr Lt WeH | 25 | 100 | Grocery Admin ILit Hol | 3499 | 25 | 100
6021 | 1 | 11 | 3499 | -1 | 25 | 100 | ; | Grocery Admin | ILit | Cls | 1 | 1 | DEER GRO Adm Yr Lt WeH | 25 | 100 | Grocery Admin ILit Cls | 3499 | 25 | 100
6021 | 1 | -99 | 3498 | -1 | 25 | 100 | ; | Grocery Admin | ILit | all | 1 | 1 | DEER GRO Adm Yr Lt Wd | 25 | 100 | Grocery Admin ILit all | 3498 | 25 | 100
6021 | 6 | 6 | 3501 | -1 | 50 | 75 | ; | Grocery Admin | Misc | Sat | 1 | 1 | DEER GRO Adm Yr Eq WeH | 50 | 75 | Grocery Admin Misc Sat | 3501 | 50 | 75
6021 | 6 | 7 | 3501 | -1 | 50 | 75 | ; | Grocery Admin | Misc | Sun | 1 | 1 | DEER GRO Adm Yr Eq WeH | 50 | 75 | Grocery Admin Misc Sun | 3501 | 50 | 75
6021 | 6 | 8 | 3501 | -1 | 50 | 75 | ; | Grocery Admin | Misc | Hol | 1 | 1 | DEER GRO Adm Yr Eq WeH | 50 | 75 | Grocery Admin Misc Hol | 3501 | 50 | 75
6021 | 6 | 11 | 3501 | -1 | 50 | 75 | ; | Grocery Admin | Misc | Cls | 1 | 1 | DEER GRO Adm Yr Eq WeH | 50 | 75 | Grocery Admin Misc Cls | 3501 | 50 | 75
6021 | 6 | -99 | 3500 | -1 | 50 | 75 | ; | Grocery Admin | Misc | all | 1 | 1 | DEER GRO Adm Yr Eq Wd | 50 | 75 | Grocery Admin Misc all | 3500 | 50 | 75
6021 | 99 | -99 | 3502 | -1 | 15 | 100 | ; | Grocery Admin | Infil | all | 1 | 1 | DEER GRO Adm Yr Inf All | 15 | 525 | Grocery Admin Infil all | 3502 | 15 | 100
6031 | 8 | 6 | 3490 | -1 | 50 | 100 | ; | Grocery Stock | Occup | Sat | 1 | 1 | DEER GRO Stk Yr Oc WeH | 50 | 100 | Grocery Stock Occup Sat | 3490 | 50 | 100
6031 | 8 | 7 | 3490 | -1 | 50 | 100 | ; | Grocery Stock | Occup | Sun | 1 | 1 | DEER GRO Stk Yr Oc WeH | 50 | 100 | Grocery Stock Occup Sun | 3490 | 50 | 100
6031 | 8 | 8 | 3490 | -1 | 50 | 100 | ; | Grocery Stock | Occup | Hol | 1 | 1 | DEER GRO Stk Yr Oc WeH | 50 | 100 | Grocery Stock Occup Hol | 3490 | 50 | 100
6031 | 8 | 11 | 3490 | -1 | 50 | 100 | ; | Grocery Stock | Occup | Cls | 1 | 1 | DEER GRO Stk Yr Oc WeH | 50 | 100 | Grocery Stock Occup Cls | 3490 | 50 | 100
6031 | 8 | -99 | 3489 | -1 | 50 | 100 | ; | Grocery Stock | Occup | all | 1 | 1 | DEER GRO Stk Yr Oc Wd | 50 | 100 | Grocery Stock Occup all | 3489 | 50 | 100
6031 | 1 | 6 | 3492 | -1 | 50 | 100 | ; | Grocery Stock | ILit | Sat | 1 | 1 | DEER GRO Stk Yr Lt WeH | 50 | 100 | Grocery Stock ILit Sat | 3492 | 50 | 100
6031 | 1 | 7 | 3492 | -1 | 50 | 100 | ; | Grocery Stock | ILit | Sun | 1 | 1 | DEER GRO Stk Yr Lt WeH | 50 | 100 | Grocery Stock ILit Sun | 3492 | 50 | 100
6031 | 1 | 8 | 3492 | -1 | 50 | 100 | ; | Grocery Stock | ILit | Hol | 1 | 1 | DEER GRO Stk Yr Lt WeH | 50 | 100 | Grocery Stock ILit Hol | 3492 | 50 | 100
6031 | 1 | 11 | 3492 | -1 | 50 | 100 | ; | Grocery Stock | ILit | Cls | 1 | 1 | DEER GRO Stk Yr Lt WeH | 50 | 100 | Grocery Stock ILit Cls | 3492 | 50 | 100
6031 | 1 | -99 | 3491 | -1 | 50 | 100 | ; | Grocery Stock | ILit | all | 1 | 1 | DEER GRO Stk Yr Lt Wd | 50 | 100 | Grocery Stock ILit all | 3491 | 50 | 100
6031 | 6 | 6 | 3494 | -1 | 50 | 75 | ; | Grocery Stock | Misc | Sat | 1 | 1 | DEER GRO Stk Yr Eq WeH | 50 | 75 | Grocery Stock Misc Sat | 3494 | 50 | 75
6031 | 6 | 7 | 3494 | -1 | 50 | 75 | ; | Grocery Stock | Misc | Sun | 1 | 1 | DEER GRO Stk Yr Eq WeH | 50 | 75 | Grocery Stock Misc Sun | 3494 | 50 | 75
6031 | 6 | 8 | 3494 | -1 | 50 | 75 | ; | Grocery Stock | Misc | Hol | 1 | 1 | DEER GRO Stk Yr Eq WeH | 50 | 75 | Grocery Stock Misc Hol | 3494 | 50 | 75
6031 | 6 | 11 | 3494 | -1 | 50 | 75 | ; | Grocery Stock | Misc | Cls | 1 | 1 | DEER GRO Stk Yr Eq WeH | 50 | 75 | Grocery Stock Misc Cls | 3494 | 50 | 75
6031 | 6 | -99 | 3493 | -1 | 50 | 75 | ; | Grocery Stock | Misc | all | 1 | 1 | DEER GRO Stk Yr Eq Wd | 50 | 75 | Grocery Stock Misc all | 3493 | 50 | 75
6031 | 99 | -99 | 3495 | -1 | 2 | 70 | ; | Grocery Stock | Infil | all | 1 | 1 | DEER GRO Stk Yr Inf All | 2 | 70 | Grocery Stock Infil all | 3495 | 2 | 70
6041 | 8 | 6 | 3504 | -1 | 25 | 25 | ; | Grocery Refrig | Occup | Sat | 1 | 1 | DEER GRO Rfg Yr Oc WeH | 25 | 25 | Grocery Refrig Occup Sat | 3504 | 25 | 25
6041 | 8 | 7 | 3504 | -1 | 25 | 25 | ; | Grocery Refrig | Occup | Sun | 1 | 1 | DEER GRO Rfg Yr Oc WeH | 25 | 25 | Grocery Refrig Occup Sun | 3504 | 25 | 25
6041 | 8 | 8 | 3504 | -1 | 25 | 25 | ; | Grocery Refrig | Occup | Hol | 1 | 1 | DEER GRO Rfg Yr Oc WeH | 25 | 25 | Grocery Refrig Occup Hol | 3504 | 25 | 25
6041 | 8 | 11 | 3504 | -1 | 25 | 25 | ; | Grocery Refrig | Occup | Cls | 1 | 1 | DEER GRO Rfg Yr Oc WeH | 25 | 25 | Grocery Refrig Occup Cls | 3504 | 25 | 25
6041 | 8 | -99 | 3503 | -1 | 25 | 25 | ; | Grocery Refrig | Occup | all | 1 | 1 | DEER GRO Rfg Yr Oc Wd | 25 | 25 | Grocery Refrig Occup all | 3503 | 25 | 25
6041 | 1 | 6 | 3506 | -1 | 50 | 50 | ; | Grocery Refrig | ILit | Sat | 1 | 1 | DEER GRO Rfg Yr Lt WeH | 50 | 50 | Grocery Refrig ILit Sat | 3506 | 50 | 50
6041 | 1 | 7 | 3506 | -1 | 50 | 50 | ; | Grocery Refrig | ILit | Sun | 1 | 1 | DEER GRO Rfg Yr Lt WeH | 50 | 50 | Grocery Refrig ILit Sun | 3506 | 50 | 50
6041 | 1 | 8 | 3506 | -1 | 50 | 50 | ; | Grocery Refrig | ILit | Hol | 1 | 1 | DEER GRO Rfg Yr Lt WeH | 50 | 50 | Grocery Refrig ILit Hol | 3506 | 50 | 50
6041 | 1 | 11 | 3506 | -1 | 50 | 50 | ; | Grocery Refrig | ILit | Cls | 1 | 1 | DEER GRO Rfg Yr Lt WeH | 50 | 50 | Grocery Refrig ILit Cls | 3506 | 50 | 50
6041 | 1 | -99 | 3505 | -1 | 50 | 50 | ; | Grocery Refrig | ILit | all | 1 | 1 | DEER GRO Rfg Yr Lt Wd | 50 | 50 | Grocery Refrig ILit all | 3505 | 50 | 50
6041 | 11 | 6 | 3508 | -1 | 25 | 100 | ; | Grocery Refrig | Proc | Sat | 1 | 1 | DEER GRO Rfg Yr Prc WeH | 25 | 100 | Grocery Refrig Proc Sat | 3508 | 25 | 100
6041 | 11 | 7 | 3508 | -1 | 25 | 100 | ; | Grocery Refrig | Proc | Sun | 1 | 1 | DEER GRO Rfg Yr Prc WeH | 25 | 100 | Grocery Refrig Proc Sun | 3508 | 25 | 100
6041 | 11 | 8 | 3508 | -1 | 25 | 100 | ; | Grocery Refrig | Proc | Hol | 1 | 1 | DEER GRO Rfg Yr Prc WeH | 25 | 100 | Grocery Refrig Proc Hol | 3508 | 25 | 100
6041 | 11 | 11 | 3508 | -1 | 25 | 100 | ; | Grocery Refrig | Proc | Cls | 1 | 1 | DEER GRO Rfg Yr Prc WeH | 25 | 100 | Grocery Refrig Proc Cls | 3508 | 25 | 100
6041 | 11 | -99 | 3507 | -1 | 25 | 100 | ; | Grocery Refrig | Proc | all | 1 | 1 | DEER GRO Rfg Yr Prc Wd | 25 | 100 | Grocery Refrig Proc all | 3507 | 25 | 100
6041 | 99 | -99 | 3509 | -1 | 0 | 0 | ; | Grocery Refrig | Infil | all | 1 | 1 | DEER GRO Rfg Yr Inf All | 0 | 0 | Grocery Refrig Infil all | 3509 | 0 | 0
6051 | 8 | 6 | 3511 | -1 | 50 | 50 | ; | Grocery Prep | Occup | Sat | 1 | 1 | DEER GRO Prp Yr Oc WeH | 50 | 50 | Grocery Prep Occup Sat | 3511 | 50 | 50
6051 | 8 | 7 | 3511 | -1 | 50 | 50 | ; | Grocery Prep | Occup | Sun | 1 | 1 | DEER GRO Prp Yr Oc WeH | 50 | 50 | Grocery Prep Occup Sun | 3511 | 50 | 50
6051 | 8 | 8 | 3511 | -1 | 50 | 50 | ; | Grocery Prep | Occup | Hol | 1 | 1 | DEER GRO Prp Yr Oc WeH | 50 | 50 | Grocery Prep Occup Hol | 3511 | 50 | 50
6051 | 8 | 11 | 3511 | -1 | 50 | 50 | ; | Grocery Prep | Occup | Cls | 1 | 1 | DEER GRO Prp Yr Oc WeH | 50 | 50 | Grocery Prep Occup Cls | 3511 | 50 | 50
6051 | 8 | -99 | 3510 | -1 | 50 | 50 | ; | Grocery Prep | Occup | all | 1 | 1 | DEER GRO Prp Yr Oc Wd | 50 | 50 | Grocery Prep Occup all | 3510 | 50 | 50
6051 | 1 | 6 | 3513 | -1 | 50 | 50 | ; | Grocery Prep | ILit | Sat | 1 | 1 | DEER GRO Prp Yr Lt WeH | 50 | 50 | Grocery Prep ILit Sat | 3513 | 50 | 50
6051 | 1 | 7 | 3513 | -1 | 50 | 50 | ; | Grocery Prep | ILit | Sun | 1 | 1 | DEER GRO Prp Yr Lt WeH | 50 | 50 | Grocery Prep ILit Sun | 3513 | 50 | 50
6051 | 1 | 8 | 3513 | -1 | 50 | 50 | ; | Grocery Prep | ILit | Hol | 1 | 1 | DEER GRO Prp Yr Lt WeH | 50 | 50 | Grocery Prep ILit Hol | 3513 | 50 | 50
6051 | 1 | 11 | 3513 | -1 | 50 | 50 | ; | Grocery Prep | ILit | Cls | 1 | 1 | DEER GRO Prp Yr Lt WeH | 50 | 50 | Grocery Prep ILit Cls | 3513 | 50 | 50
6051 | 1 | -99 | 3512 | -1 | 50 | 50 | ; | Grocery Prep | ILit | all | 1 | 1 | DEER GRO Prp Yr Lt Wd | 50 | 50 | Grocery Prep ILit all | 3512 | 50 | 50
6051 | 11 | 6 | 3515 | -1 | 25 | 100 | ; | Grocery Prep | Proc | Sat | 1 | 1 | DEER GRO Prp Yr Prc WeH | 25 | 100 | Grocery Prep Proc Sat | 3515 | 25 | 100
6051 | 11 | 7 | 3515 | -1 | 25 | 100 | ; | Grocery Prep | Proc | Sun | 1 | 1 | DEER GRO Prp Yr Prc WeH | 25 | 100 | Grocery Prep Proc Sun | 3515 | 25 | 100
6051 | 11 | 8 | 3515 | -1 | 25 | 100 | ; | Grocery Prep | Proc | Hol | 1 | 1 | DEER GRO Prp Yr Prc WeH | 25 | 100 | Grocery Prep Proc Hol | 3515 | 25 | 100
6051 | 11 | 11 | 3515 | -1 | 25 | 100 | ; | Grocery Prep | Proc | Cls | 1 | 1 | DEER GRO Prp Yr Prc WeH | 25 | 100 | Grocery Prep Proc Cls | 3515 | 25 | 100
6051 | 11 | -99 | 3514 | -1 | 25 | 100 | ; | Grocery Prep | Proc | all | 1 | 1 | DEER GRO Prp Yr Prc Wd | 25 | 100 | Grocery Prep Proc all | 3514 | 25 | 100
6051 | 99 | -99 | 3516 | -1 | 0 | 0 | ; | Grocery Prep | Infil | all | 1 | 1 | DEER GRO Prp Yr Inf All | 0 | 0 | Grocery Prep Infil all | 3516 | 0 | 0
;
22021 | 8 | 6 | 3520 | -1 | 10 | 90 | ; | Refg Whs Admin | Occup | Sat | 1 | 1 | DEER RFW Adm Yr Oc WeH | 10 | 90 | Refg Whs Admin Occup Sat | 3520 | 10 | 90
22021 | 8 | 7 | 3520 | -1 | 10 | 90 | ; | Refg Whs Admin | Occup | Sun | 1 | 1 | DEER RFW Adm Yr Oc WeH | 10 | 90 | Refg Whs Admin Occup Sun | 3520 | 10 | 90
22021 | 8 | 8 | 3520 | -1 | 10 | 90 | ; | Refg Whs Admin | Occup | Hol | 1 | 1 | DEER RFW Adm Yr Oc WeH | 10 | 90 | Refg Whs Admin Occup Hol | 3520 | 10 | 90
22021 | 8 | 11 | 3520 | -1 | 10 | 90 | ; | Refg Whs Admin | Occup | Cls | 1 | 1 | DEER RFW Adm Yr Oc WeH | 10 | 90 | Refg Whs Admin Occup Cls | 3520 | 10 | 90
22021 | 8 | -99 | 3519 | -1 | 10 | 90 | ; | Refg Whs Admin | Occup | all | 1 | 1 | DEER RFW Adm Yr Oc Wd | 10 | 90 | Refg Whs Admin Occup all | 3519 | 10 | 90
22021 | 1 | 6 | 3522 | -1 | 50 | 100 | ; | Refg Whs Admin | ILit | Sat | 1 | 1 | DEER RFW Adm Yr Lt WeH | 50 | 100 | Refg Whs Admin ILit Sat | 3522 | 50 | 100
22021 | 1 | 7 | 3522 | -1 | 50 | 100 | ; | Refg Whs Admin | ILit | Sun | 1 | 1 | DEER RFW Adm Yr Lt WeH | 50 | 100 | Refg Whs Admin ILit Sun | 3522 | 50 | 100
22021 | 1 | 8 | 3522 | -1 | 50 | 100 | ; | Refg Whs Admin | ILit | Hol | 1 | 1 | DEER RFW Adm Yr Lt WeH | 50 | 100 | Refg Whs Admin ILit Hol | 3522 | 50 | 100
22021 | 1 | 11 | 3522 | -1 | 50 | 100 | ; | Refg Whs Admin | ILit | Cls | 1 | 1 | DEER RFW Adm Yr Lt WeH | 50 | 100 | Refg Whs Admin ILit Cls | 3522 | 50 | 100
22021 | 1 | -99 | 3521 | -1 | 50 | 100 | ; | Refg Whs Admin | ILit | all | 1 | 1 | DEER RFW Adm Yr Lt Wd | 50 | 100 | Refg Whs Admin ILit all | 3521 | 50 | 100
22021 | 6 | 6 | 3524 | -1 | 50 | 100 | ; | Refg Whs Admin | Misc | Sat | 1 | 1 | DEER RFW Adm Yr Eq WeH | 50 | 100 | Refg Whs Admin Misc Sat | 3524 | 50 | 100
22021 | 6 | 7 | 3524 | -1 | 50 | 100 | ; | Refg Whs Admin | Misc | Sun | 1 | 1 | DEER RFW Adm Yr Eq WeH | 50 | 100 | Refg Whs Admin Misc Sun | 3524 | 50 | 100
22021 | 6 | 8 | 3524 | -1 | 50 | 100 | ; | Refg Whs Admin | Misc | Hol | 1 | 1 | DEER RFW Adm Yr Eq WeH | 50 | 100 | Refg Whs Admin Misc Hol | 3524 | 50 | 100
22021 | 6 | 11 | 3524 | -1 | 50 | 100 | ; | Refg Whs Admin | Misc | Cls | 1 | 1 | DEER RFW Adm Yr Eq WeH | 50 | 100 | Refg Whs Admin Misc Cls | 3524 | 50 | 100
22021 | 6 | -99 | 3523 | -1 | 50 | 100 | ; | Refg Whs Admin | Misc | all | 1 | 1 | DEER RFW Adm Yr Eq Wd | 50 | 100 | Refg Whs Admin Misc all | 3523 | 50 | 100
22021 | 99 | -99 | 3525 | -1 | 60.7143 | 100 | ; | Refg Whs Admin | Infil | all | 1 | 1 | DEER RFW Adm Yr Inf All | 60.7143 | 303.5714 | Refg Whs Admin Infil all | 3525 | 60.7143 | 100
22011 | 8 | 6 | 3527 | -1 | 40 | 90 | ; | Refg Whs Stock | Occup | Sat | 1 | 1 | DEER RFW Stk Yr Oc WeH | 40 | 90 | Refg Whs Stock Occup Sat | 3527 | 40 | 90
22011 | 8 | 7 | 3527 | -1 | 40 | 90 | ; | Refg Whs Stock | Occup | Sun | 1 | 1 | DEER RFW Stk Yr Oc WeH | 40 | 90 | Refg Whs Stock Occup Sun | 3527 | 40 | 90
22011 | 8 | 8 | 3527 | -1 | 40 | 90 | ; | Refg Whs Stock | Occup | Hol | 1 | 1 | DEER RFW Stk Yr Oc WeH | 40 | 90 | Refg Whs Stock Occup Hol | 3527 | 40 | 90
22011 | 8 | 11 | 3527 | -1 | 40 | 90 | ; | Refg Whs Stock | Occup | Cls | 1 | 1 | DEER RFW Stk Yr Oc WeH | 40 | 90 | Refg Whs Stock Occup Cls | 3527 | 40 | 90
22011 | 8 | -99 | 3526 | -1 | 40 | 90 | ; | Refg Whs Stock | Occup | all | 1 | 1 | DEER RFW Stk Yr Oc Wd | 40 | 90 | Refg Whs Stock Occup all | 3526 | 40 | 90
22011 | 1 | 6 | 3529 | -1 | 100 | 100 | ; | Refg Whs Stock | ILit | Sat | 1 | 1 | DEER RFW Stk Yr Lt WeH | 100 | 100 | Refg Whs Stock ILit Sat | 3529 | 100 | 100
22011 | 1 | 7 | 3529 | -1 | 100 | 100 | ; | Refg Whs Stock | ILit | Sun | 1 | 1 | DEER RFW Stk Yr Lt WeH | 100 | 100 | Refg Whs Stock ILit Sun | 3529 | 100 | 100
22011 | 1 | 8 | 3529 | -1 | 100 | 100 | ; | Refg Whs Stock | ILit | Hol | 1 | 1 | DEER RFW Stk Yr Lt WeH | 100 | 100 | Refg Whs Stock ILit Hol | 3529 | 100 | 100
22011 | 1 | 11 | 3529 | -1 | 100 | 100 | ; | Refg Whs Stock | ILit | Cls | 1 | 1 | DEER RFW Stk Yr Lt WeH | 100 | 100 | Refg Whs Stock ILit Cls | 3529 | 100 | 100
22011 | 1 | -99 | 3528 | -1 | 100 | 100 | ; | Refg Whs Stock | ILit | all | 1 | 1 | DEER RFW Stk Yr Lt Wd | 100 | 100 | Refg Whs Stock ILit all | 3528 | 100 | 100
22011 | 11 | 6 | 3531 | -1 | 0 | 100 | ; | Refg Whs Stock | Proc | Sat | 1 | 1 | DEER RFW Stk Yr Prc WeH | 0 | 100 | Refg Whs Stock Proc Sat | 3531 | 0 | 100
22011 | 11 | 7 | 3531 | -1 | 0 | 100 | ; | Refg Whs Stock | Proc | Sun | 1 | 1 | DEER RFW Stk Yr Prc WeH | 0 | 100 | Refg Whs Stock Proc Sun | 3531 | 0 | 100
22011 | 11 | 8 | 3531 | -1 | 0 | 100 | ; | Refg Whs Stock | Proc | Hol | 1 | 1 | DEER RFW Stk Yr Prc WeH | 0 | 100 | Refg Whs Stock Proc Hol | 3531 | 0 | 100
22011 | 11 | 11 | 3531 | -1 | 0 | 100 | ; | Refg Whs Stock | Proc | Cls | 1 | 1 | DEER RFW Stk Yr Prc WeH | 0 | 100 | Refg Whs Stock Proc Cls | 3531 | 0 | 100
22011 | 11 | -99 | 3530 | -1 | 0 | 100 | ; | Refg Whs Stock | Proc | all | 1 | 1 | DEER RFW Stk Yr Prc Wd | 0 | 100 | Refg Whs Stock Proc all | 3530 | 0 | 100
22011 | 99 | -99 | 3532 | -1 | 100 | 100 | ; | Refg Whs Stock | Infil | all | 1 | 1 | DEER RFW Stk Yr Inf All | 1047.619 | 3142.8571 | Refg Whs Stock Infil all | 3532 | 100 | 100
22031 | 8 | 6 | 3534 | -1 | 40 | 90 | ; | Refg Whs Cold | Occup | Sat | 1 | 1 | DEER RFW Cld Yr Oc WeH | 40 | 90 | Refg Whs Cold Occup Sat | 3534 | 40 | 90
22031 | 8 | 7 | 3534 | -1 | 40 | 90 | ; | Refg Whs Cold | Occup | Sun | 1 | 1 | DEER RFW Cld Yr Oc WeH | 40 | 90 | Refg Whs Cold Occup Sun | 3534 | 40 | 90
22031 | 8 | 8 | 3534 | -1 | 40 | 90 | ; | Refg Whs Cold | Occup | Hol | 1 | 1 | DEER RFW Cld Yr Oc WeH | 40 | 90 | Refg Whs Cold Occup Hol | 3534 | 40 | 90
22031 | 8 | 11 | 3534 | -1 | 40 | 90 | ; | Refg Whs Cold | Occup | Cls | 1 | 1 | DEER RFW Cld Yr Oc WeH | 40 | 90 | Refg Whs Cold Occup Cls | 3534 | 40 | 90
22031 | 8 | -99 | 3533 | -1 | 40 | 90 | ; | Refg Whs Cold | Occup | all | 1 | 1 | DEER RFW Cld Yr Oc Wd | 40 | 90 | Refg Whs Cold Occup all | 3533 | 40 | 90
22031 | 1 | 6 | 3536 | -1 | 100 | 100 | ; | Refg Whs Cold | ILit | Sat | 1 | 1 | DEER RFW Cld Yr Lt WeH | 100 | 100 | Refg Whs Cold ILit Sat | 3536 | 100 | 100
22031 | 1 | 7 | 3536 | -1 | 100 | 100 | ; | Refg Whs Cold | ILit | Sun | 1 | 1 | DEER RFW Cld Yr Lt WeH | 100 | 100 | Refg Whs Cold ILit Sun | 3536 | 100 | 100
22031 | 1 | 8 | 3536 | -1 | 100 | 100 | ; | Refg Whs Cold | ILit | Hol | 1 | 1 | DEER RFW Cld Yr Lt WeH | 100 | 100 | Refg Whs Cold ILit Hol | 3536 | 100 | 100
22031 | 1 | 11 | 3536 | -1 | 100 | 100 | ; | Refg Whs Cold | ILit | Cls | 1 | 1 | DEER RFW Cld Yr Lt WeH | 100 | 100 | Refg Whs Cold ILit Cls | 3536 | 100 | 100
22031 | 1 | -99 | 3535 | -1 | 100 | 100 | ; | Refg Whs Cold | ILit | all | 1 | 1 | DEER RFW Cld Yr Lt Wd | 100 | 100 | Refg Whs Cold ILit all | 3535 | 100 | 100
22031 | 11 | 6 | 3538 | -1 | 100 | 100 | ; | Refg Whs Cold | Proc | Sat | 1 | 1 | DEER RFW Cld Yr Prc WeH | 100 | 100 | Refg Whs Cold Proc Sat | 3538 | 100 | 100
22031 | 11 | 7 | 3538 | -1 | 100 | 100 | ; | Refg Whs Cold | Proc | Sun | 1 | 1 | DEER RFW Cld Yr Prc WeH | 100 | 100 | Refg Whs Cold Proc Sun | 3538 | 100 | 100
22031 | 11 | 8 | 3538 | -1 | 100 | 100 | ; | Refg Whs Cold | Proc | Hol | 1 | 1 | DEER RFW Cld Yr Prc WeH | 100 | 100 | Refg Whs Cold Proc Hol | 3538 | 100 | 100
22031 | 11 | 11 | 3538 | -1 | 100 | 100 | ; | Refg Whs Cold | Proc | Cls | 1 | 1 | DEER RFW Cld Yr Prc WeH | 100 | 100 | Refg Whs Cold Proc Cls | 3538 | 100 | 100
22031 | 11 | -99 | 3537 | -1 | 100 | 100 | ; | Refg Whs Cold | Proc | all | 1 | 1 | DEER RFW Cld Yr Prc Wd | 100 | 100 | Refg Whs Cold Proc all | 3537 | 100 | 100
22031 | 99 | -99 | 3539 | -1 | 15 | 75 | ; | Refg Whs Cold | Infil | all | 1 | 1 | DEER RFW Cld Yr Inf All | 15 | 75 | Refg Whs Cold Infil all | 3539 | 15 | 75
22041 | 8 | 6 | 3534 | -1 | 40 | 90 | ; | Refg Whs Cool | Occup | Sat | 1 | 1 | DEER RFW Cld Yr Oc WeH | 40 | 90 | Refg Whs Cool Occup Sat | 3534 | 40 | 90
22041 | 8 | 7 | 3534 | -1 | 40 | 90 | ; | Refg Whs Cool | Occup | Sun | 1 | 1 | DEER RFW Cld Yr Oc WeH | 40 | 90 | Refg Whs Cool Occup Sun | 3534 | 40 | 90
22041 | 8 | 8 | 3534 | -1 | 40 | 90 | ; | Refg Whs Cool | Occup | Hol | 1 | 1 | DEER RFW Cld Yr Oc WeH | 40 | 90 | Refg Whs Cool Occup Hol | 3534 | 40 | 90
22041 | 8 | 11 | 3534 | -1 | 40 | 90 | ; | Refg Whs Cool | Occup | Cls | 1 | 1 | DEER RFW Cld Yr Oc WeH | 40 | 90 | Refg Whs Cool Occup Cls | 3534 | 40 | 90
22041 | 8 | -99 | 3533 | -1 | 40 | 90 | ; | Refg Whs Cool | Occup | all | 1 | 1 | DEER RFW Cld Yr Oc Wd | 40 | 90 | Refg Whs Cool Occup all | 3533 | 40 | 90
22041 | 1 | 6 | 3536 | -1 | 100 | 100 | ; | Refg Whs Cool | ILit | Sat | 1 | 1 | DEER RFW Cld Yr Lt WeH | 100 | 100 | Refg Whs Cool ILit Sat | 3536 | 100 | 100
22041 | 1 | 7 | 3536 | -1 | 100 | 100 | ; | Refg Whs Cool | ILit | Sun | 1 | 1 | DEER RFW Cld Yr Lt WeH | 100 | 100 | Refg Whs Cool ILit Sun | 3536 | 100 | 100
22041 | 1 | 8 | 3536 | -1 | 100 | 100 | ; | Refg Whs Cool | ILit | Hol | 1 | 1 | DEER RFW Cld Yr Lt WeH | 100 | 100 | Refg Whs Cool ILit Hol | 3536 | 100 | 100
22041 | 1 | 11 | 3536 | -1 | 100 | 100 | ; | Refg Whs Cool | ILit | Cls | 1 | 1 | DEER RFW Cld Yr Lt WeH | 100 | 100 | Refg Whs Cool ILit Cls | 3536 | 100 | 100
22041 | 1 | -99 | 3535 | -1 | 100 | 100 | ; | Refg Whs Cool | ILit | all | 1 | 1 | DEER RFW Cld Yr Lt Wd | 100 | 100 | Refg Whs Cool ILit all | 3535 | 100 | 100
22041 | 11 | 6 | 3538 | -1 | 100 | 100 | ; | Refg Whs Cool | Proc | Sat | 1 | 1 | DEER RFW Cld Yr Prc WeH | 100 | 100 | Refg Whs Cool Proc Sat | 3538 | 100 | 100
22041 | 11 | 7 | 3538 | -1 | 100 | 100 | ; | Refg Whs Cool | Proc | Sun | 1 | 1 | DEER RFW Cld Yr Prc WeH | 100 | 100 | Refg Whs Cool Proc Sun | 3538 | 100 | 100
22041 | 11 | 8 | 3538 | -1 | 100 | 100 | ; | Refg Whs Cool | Proc | Hol | 1 | 1 | DEER RFW Cld Yr Prc WeH | 100 | 100 | Refg Whs Cool Proc Hol | 3538 | 100 | 100
22041 | 11 | 11 | 3538 | -1 | 100 | 100 | ; | Refg Whs Cool | Proc | Cls | 1 | 1 | DEER RFW Cld Yr Prc WeH | 100 | 100 | Refg Whs Cool Proc Cls | 3538 | 100 | 100
22041 | 11 | -99 | 3537 | -1 | 100 | 100 | ; | Refg Whs Cool | Proc | all | 1 | 1 | DEER RFW Cld Yr Prc Wd | 100 | 100 | Refg Whs Cool Proc all | 3537 | 100 | 100
22041 | 99 | -99 | 3540 | -1 | 22.3214 | 100 | ; | Refg Whs Cool | Infil | all | 1 | 1 | DEER RFW Col Yr Inf All | 22.3214 | 111.6071 | Refg Whs Cool Infil all | 3540 | 22.3214 | 100
;
23011 | 8 | 6 | 3544 | -1 | 0 | 100 | ; | Residential (sngl fam) Living (Winter) | Occup | Sat | 1 | 1 | DEER RES Lvg Win Oc WeH | 0 | 100 | Residential (sngl fam) Living (Winter) Occup Sat | 3544 | 0 | 100
23011 | 8 | 7 | 3544 | -1 | 0 | 100 | ; | Residential (sngl fam) Living (Winter) | Occup | Sun | 1 | 1 | DEER RES Lvg Win Oc WeH | 0 | 100 | Residential (sngl fam) Living (Winter) Occup Sun | 3544 | 0 | 100
23011 | 8 | 8 | 3544 | -1 | 0 | 100 | ; | Residential (sngl fam) Living (Winter) | Occup | Hol | 1 | 1 | DEER RES Lvg Win Oc WeH | 0 | 100 | Residential (sngl fam) Living (Winter) Occup Hol | 3544 | 0 | 100
23011 | 8 | 11 | 3544 | -1 | 0 | 100 | ; | Residential (sngl fam) Living (Winter) | Occup | Cls | 1 | 1 | DEER RES Lvg Win Oc WeH | 0 | 100 | Residential (sngl fam) Living (Winter) Occup Cls | 3544 | 0 | 100
23011 | 8 | -99 | 3543 | -1 | 0 | 100 | ; | Residential (sngl fam) Living (Winter) | Occup | all | 1 | 1 | DEER RES Lvg Win Oc Wd | 0 | 100 | Residential (sngl fam) Living (Winter) Occup all | 3543 | 0 | 100
23011 | 1 | 6 | 3546 | -1 | 24 | 98.3333 | ; | Residential (sngl fam) Living (Winter) | ILit | Sat | 1 | 1 | DEER RES Lvg Win Eq WeH | 24 | 98.3333 | Residential (sngl fam) Living (Winter) ILit Sat | 3546 | 24 | 98.3333
23011 | 1 | 7 | 3546 | -1 | 24 | 98.3333 | ; | Residential (sngl fam) Living (Winter) | ILit | Sun | 1 | 1 | DEER RES Lvg Win Eq WeH | 24 | 98.3333 | Residential (sngl fam) Living (Winter) ILit Sun | 3546 | 24 | 98.3333
23011 | 1 | 8 | 3546 | -1 | 24 | 98.3333 | ; | Residential (sngl fam) Living (Winter) | ILit | Hol | 1 | 1 | DEER RES Lvg Win Eq WeH | 24 | 98.3333 | Residential (sngl fam) Living (Winter) ILit Hol | 3546 | 24 | 98.3333
23011 | 1 | 11 | 3546 | -1 | 24 | 98.3333 | ; | Residential (sngl fam) Living (Winter) | ILit | Cls | 1 | 1 | DEER RES Lvg Win Eq WeH | 24 | 98.3333 | Residential (sngl fam) Living (Winter) ILit Cls | 3546 | 24 | 98.3333
23011 | 1 | -99 | 3545 | -1 | 24 | 99 | ; | Residential (sngl fam) Living (Winter) | ILit | all | 1 | 1 | DEER RES Lvg Win Eq Wd | 24 | 99 | Residential (sngl fam) Living (Winter) ILit all | 3545 | 24 | 99
23011 | 6 | 6 | 3546 | -1 | 24 | 98.3333 | ; | Residential (sngl fam) Living (Winter) | Misc | Sat | 1 | 1 | DEER RES Lvg Win Eq WeH | 24 | 98.3333 | Residential (sngl fam) Living (Winter) Misc Sat | 3546 | 24 | 98.3333
23011 | 6 | 7 | 3546 | -1 | 24 | 98.3333 | ; | Residential (sngl fam) Living (Winter) | Misc | Sun | 1 | 1 | DEER RES Lvg Win Eq WeH | 24 | 98.3333 | Residential (sngl fam) Living (Winter) Misc Sun | 3546 | 24 | 98.3333
23011 | 6 | 8 | 3546 | -1 | 24 | 98.3333 | ; | Residential (sngl fam) Living (Winter) | Misc | Hol | 1 | 1 | DEER RES Lvg Win Eq WeH | 24 | 98.3333 | Residential (sngl fam) Living (Winter) Misc Hol | 3546 | 24 | 98.3333
23011 | 6 | 11 | 3546 | -1 | 24 | 98.3333 | ; | Residential (sngl fam) Living (Winter) | Misc | Cls | 1 | 1 | DEER RES Lvg Win Eq WeH | 24 | 98.3333 | Residential (sngl fam) Living (Winter) Misc Cls | 3546 | 24 | 98.3333
23011 | 6 | -99 | 3545 | -1 | 24 | 99 | ; | Residential (sngl fam) Living (Winter) | Misc | all | 1 | 1 | DEER RES Lvg Win Eq Wd | 24 | 99 | Residential (sngl fam) Living (Winter) Misc all | 3545 | 24 | 99
23021 | 8 | 6 | 3548 | -1 | 0 | 100 | ; | Residential (sngl fam) Bedrms (Winter) | Occup | Sat | 1 | 1 | DEER RES Bed Win Oc WeH | 0 | 100 | Residential (sngl fam) Bedrms (Winter) Occup Sat | 3548 | 0 | 100
23021 | 8 | 7 | 3548 | -1 | 0 | 100 | ; | Residential (sngl fam) Bedrms (Winter) | Occup | Sun | 1 | 1 | DEER RES Bed Win Oc WeH | 0 | 100 | Residential (sngl fam) Bedrms (Winter) Occup Sun | 3548 | 0 | 100
23021 | 8 | 8 | 3548 | -1 | 0 | 100 | ; | Residential (sngl fam) Bedrms (Winter) | Occup | Hol | 1 | 1 | DEER RES Bed Win Oc WeH | 0 | 100 | Residential (sngl fam) Bedrms (Winter) Occup Hol | 3548 | 0 | 100
23021 | 8 | 11 | 3548 | -1 | 0 | 100 | ; | Residential (sngl fam) Bedrms (Winter) | Occup | Cls | 1 | 1 | DEER RES Bed Win Oc WeH | 0 | 100 | Residential (sngl fam) Bedrms (Winter) Occup Cls | 3548 | 0 | 100
23021 | 8 | -99 | 3547 | -1 | 0 | 100 | ; | Residential (sngl fam) Bedrms (Winter) | Occup | all | 1 | 1 | DEER RES Bed Win Oc Wd | 0 | 100 | Residential (sngl fam) Bedrms (Winter) Occup all | 3547 | 0 | 100
23021 | 1 | 6 | 3550 | -1 | 24 | 98.3333 | ; | Residential (sngl fam) Bedrms (Winter) | ILit | Sat | 1 | 1 | DEER RES Bed Win Eq WeH | 24 | 98.3333 | Residential (sngl fam) Bedrms (Winter) ILit Sat | 3550 | 24 | 98.3333
23021 | 1 | 7 | 3550 | -1 | 24 | 98.3333 | ; | Residential (sngl fam) Bedrms (Winter) | ILit | Sun | 1 | 1 | DEER RES Bed Win Eq WeH | 24 | 98.3333 | Residential (sngl fam) Bedrms (Winter) ILit Sun | 3550 | 24 | 98.3333
23021 | 1 | 8 | 3550 | -1 | 24 | 98.3333 | ; | Residential (sngl fam) Bedrms (Winter) | ILit | Hol | 1 | 1 | DEER RES Bed Win Eq WeH | 24 | 98.3333 | Residential (sngl fam) Bedrms (Winter) ILit Hol | 3550 | 24 | 98.3333
23021 | 1 | 11 | 3550 | -1 | 24 | 98.3333 | ; | Residential (sngl fam) Bedrms (Winter) | ILit | Cls | 1 | 1 | DEER RES Bed Win Eq WeH | 24 | 98.3333 | Residential (sngl fam) Bedrms (Winter) ILit Cls | 3550 | 24 | 98.3333
23021 | 1 | -99 | 3549 | -1 | 24 | 99 | ; | Residential (sngl fam) Bedrms (Winter) | ILit | all | 1 | 1 | DEER RES Bed Win Eq Wd | 24 | 99 | Residential (sngl fam) Bedrms (Winter) ILit all | 3549 | 24 | 99
23021 | 6 | 6 | 3550 | -1 | 24 | 98.3333 | ; | Residential (sngl fam) Bedrms (Winter) | Misc | Sat | 1 | 1 | DEER RES Bed Win Eq WeH | 24 | 98.3333 | Residential (sngl fam) Bedrms (Winter) Misc Sat | 3550 | 24 | 98.3333
23021 | 6 | 7 | 3550 | -1 | 24 | 98.3333 | ; | Residential (sngl fam) Bedrms (Winter) | Misc | Sun | 1 | 1 | DEER RES Bed Win Eq WeH | 24 | 98.3333 | Residential (sngl fam) Bedrms (Winter) Misc Sun | 3550 | 24 | 98.3333
23021 | 6 | 8 | 3550 | -1 | 24 | 98.3333 | ; | Residential (sngl fam) Bedrms (Winter) | Misc | Hol | 1 | 1 | DEER RES Bed Win Eq WeH | 24 | 98.3333 | Residential (sngl fam) Bedrms (Winter) Misc Hol | 3550 | 24 | 98.3333
23021 | 6 | 11 | 3550 | -1 | 24 | 98.3333 | ; | Residential (sngl fam) Bedrms (Winter) | Misc | Cls | 1 | 1 | DEER RES Bed Win Eq WeH | 24 | 98.3333 | Residential (sngl fam) Bedrms (Winter) Misc Cls | 3550 | 24 | 98.3333
23021 | 6 | -99 | 3549 | -1 | 24 | 99 | ; | Residential (sngl fam) Bedrms (Winter) | Misc | all | 1 | 1 | DEER RES Bed Win Eq Wd | 24 | 99 | Residential (sngl fam) Bedrms (Winter) Misc all | 3549 | 24 | 99
23031 | 8 | -99 | 1 | -1 | 0 | 0 | ; | Residential (sngl fam) Garage (Winter) | Occup | all | 1 | 1 | Always Off | 0 | 0 | Residential (sngl fam) Garage (Winter) Occup all | 1 | 0 | 0
23031 | 1 | -99 | 1 | -1 | 0 | 0 | ; | Residential (sngl fam) Garage (Winter) | ILit | all | 1 | 1 | Always Off | 0 | 0 | Residential (sngl fam) Garage (Winter) ILit all | 1 | 0 | 0
23031 | 6 | -99 | 1 | -1 | 0 | 0 | ; | Residential (sngl fam) Garage (Winter) | Misc | all | 1 | 1 | Always Off | 0 | 0 | Residential (sngl fam) Garage (Winter) Misc all | 1 | 0 | 0
23012 | 8 | 6 | 3552 | -1 | 0 | 100 | ; | Residential (sngl fam) Living (Spr-Sum) | Occup | Sat | 1 | 1 | DEER RES Lvg Sum Oc WeH | 0 | 100 | Residential (sngl fam) Living (Spr-Sum) Occup Sat | 3552 | 0 | 100
23012 | 8 | 7 | 3552 | -1 | 0 | 100 | ; | Residential (sngl fam) Living (Spr-Sum) | Occup | Sun | 1 | 1 | DEER RES Lvg Sum Oc WeH | 0 | 100 | Residential (sngl fam) Living (Spr-Sum) Occup Sun | 3552 | 0 | 100
23012 | 8 | 8 | 3552 | -1 | 0 | 100 | ; | Residential (sngl fam) Living (Spr-Sum) | Occup | Hol | 1 | 1 | DEER RES Lvg Sum Oc WeH | 0 | 100 | Residential (sngl fam) Living (Spr-Sum) Occup Hol | 3552 | 0 | 100
23012 | 8 | 11 | 3552 | -1 | 0 | 100 | ; | Residential (sngl fam) Living (Spr-Sum) | Occup | Cls | 1 | 1 | DEER RES Lvg Sum Oc WeH | 0 | 100 | Residential (sngl fam) Living (Spr-Sum) Occup Cls | 3552 | 0 | 100
23012 | 8 | -99 | 3551 | -1 | 0 | 100 | ; | Residential (sngl fam) Living (Spr-Sum) | Occup | all | 1 | 1 | DEER RES Lvg Sum Oc Wd | 0 | 100 | Residential (sngl fam) Living (Spr-Sum) Occup all | 3551 | 0 | 100
23012 | 1 | 6 | 3554 | -1 | 25.3333 | 84.5 | ; | Residential (sngl fam) Living (Spr-Sum) | ILit | Sat | 1 | 1 | DEER RES Lvg Sum Eq WeH | 25.3333 | 84.5 | Residential (sngl fam) Living (Spr-Sum) ILit Sat | 3554 | 25.3333 | 84.5
23012 | 1 | 7 | 3554 | -1 | 25.3333 | 84.5 | ; | Residential (sngl fam) Living (Spr-Sum) | ILit | Sun | 1 | 1 | DEER RES Lvg Sum Eq WeH | 25.3333 | 84.5 | Residential (sngl fam) Living (Spr-Sum) ILit Sun | 3554 | 25.3333 | 84.5
23012 | 1 | 8 | 3554 | -1 | 25.3333 | 84.5 | ; | Residential (sngl fam) Living (Spr-Sum) | ILit | Hol | 1 | 1 | DEER RES Lvg Sum Eq WeH | 25.3333 | 84.5 | Residential (sngl fam) Living (Spr-Sum) ILit Hol | 3554 | 25.3333 | 84.5
23012 | 1 | 11 | 3554 | -1 | 25.3333 | 84.5 | ; | Residential (sngl fam) Living (Spr-Sum) | ILit | Cls | 1 | 1 | DEER RES Lvg Sum Eq WeH | 25.3333 | 84.5 | Residential (sngl fam) Living (Spr-Sum) ILit Cls | 3554 | 25.3333 | 84.5
23012 | 1 | -99 | 3553 | -1 | 25.3333 | 84.6667 | ; | Residential (sngl fam) Living (Spr-Sum) | ILit | all | 1 | 1 | DEER RES Lvg Sum Eq Wd | 25.3333 | 84.6667 | Residential (sngl fam) Living (Spr-Sum) ILit all | 3553 | 25.3333 | 84.6667
23012 | 6 | 6 | 3554 | -1 | 25.3333 | 84.5 | ; | Residential (sngl fam) Living (Spr-Sum) | Misc | Sat | 1 | 1 | DEER RES Lvg Sum Eq WeH | 25.3333 | 84.5 | Residential (sngl fam) Living (Spr-Sum) Misc Sat | 3554 | 25.3333 | 84.5
23012 | 6 | 7 | 3554 | -1 | 25.3333 | 84.5 | ; | Residential (sngl fam) Living (Spr-Sum) | Misc | Sun | 1 | 1 | DEER RES Lvg Sum Eq WeH | 25.3333 | 84.5 | Residential (sngl fam) Living (Spr-Sum) Misc Sun | 3554 | 25.3333 | 84.5
23012 | 6 | 8 | 3554 | -1 | 25.3333 | 84.5 | ; | Residential (sngl fam) Living (Spr-Sum) | Misc | Hol | 1 | 1 | DEER RES Lvg Sum Eq WeH | 25.3333 | 84.5 | Residential (sngl fam) Living (Spr-Sum) Misc Hol | 3554 | 25.3333 | 84.5
23012 | 6 | 11 | 3554 | -1 | 25.3333 | 84.5 | ; | Residential (sngl fam) Living (Spr-Sum) | Misc | Cls | 1 | 1 | DEER RES Lvg Sum Eq WeH | 25.3333 | 84.5 | Residential (sngl fam) Living (Spr-Sum) Misc Cls | 3554 | 25.3333 | 84.5
23012 | 6 | -99 | 3553 | -1 | 25.3333 | 84.6667 | ; | Residential (sngl fam) Living (Spr-Sum) | Misc | all | 1 | 1 | DEER RES Lvg Sum Eq Wd | 25.3333 | 84.6667 | Residential (sngl fam) Living (Spr-Sum) Misc all | 3553 | 25.3333 | 84.6667
23022 | 8 | 6 | 3556 | -1 | 0 | 100 | ; | Residential (sngl fam) Bedrms (Spr-Sum) | Occup | Sat | 1 | 1 | DEER RES Bed Sum Oc WeH | 0 | 100 | Residential (sngl fam) Bedrms (Spr-Sum) Occup Sat | 3556 | 0 | 100
23022 | 8 | 7 | 3556 | -1 | 0 | 100 | ; | Residential (sngl fam) Bedrms (Spr-Sum) | Occup | Sun | 1 | 1 | DEER RES Bed Sum Oc WeH | 0 | 100 | Residential (sngl fam) Bedrms (Spr-Sum) Occup Sun | 3556 | 0 | 100
23022 | 8 | 8 | 3556 | -1 | 0 | 100 | ; | Residential (sngl fam) Bedrms (Spr-Sum) | Occup | Hol | 1 | 1 | DEER RES Bed Sum Oc WeH | 0 | 100 | Residential (sngl fam) Bedrms (Spr-Sum) Occup Hol | 3556 | 0 | 100
23022 | 8 | 11 | 3556 | -1 | 0 | 100 | ; | Residential (sngl fam) Bedrms (Spr-Sum) | Occup | Cls | 1 | 1 | DEER RES Bed Sum Oc WeH | 0 | 100 | Residential (sngl fam) Bedrms (Spr-Sum) Occup Cls | 3556 | 0 | 100
23022 | 8 | -99 | 3555 | -1 | 0 | 100 | ; | Residential (sngl fam) Bedrms (Spr-Sum) | Occup | all | 1 | 1 | DEER RES Bed Sum Oc Wd | 0 | 100 | Residential (sngl fam) Bedrms (Spr-Sum) Occup all | 3555 | 0 | 100
23022 | 1 | 6 | 3558 | -1 | 25.3333 | 84.5 | ; | Residential (sngl fam) Bedrms (Spr-Sum) | ILit | Sat | 1 | 1 | DEER RES Bed Sum Eq WeH | 25.3333 | 84.5 | Residential (sngl fam) Bedrms (Spr-Sum) ILit Sat | 3558 | 25.3333 | 84.5
23022 | 1 | 7 | 3558 | -1 | 25.3333 | 84.5 | ; | Residential (sngl fam) Bedrms (Spr-Sum) | ILit | Sun | 1 | 1 | DEER RES Bed Sum Eq WeH | 25.3333 | 84.5 | Residential (sngl fam) Bedrms (Spr-Sum) ILit Sun | 3558 | 25.3333 | 84.5
23022 | 1 | 8 | 3558 | -1 | 25.3333 | 84.5 | ; | Residential (sngl fam) Bedrms (Spr-Sum) | ILit | Hol | 1 | 1 | DEER RES Bed Sum Eq WeH | 25.3333 | 84.5 | Residential (sngl fam) Bedrms (Spr-Sum) ILit Hol | 3558 | 25.3333 | 84.5
23022 | 1 | 11 | 3558 | -1 | 25.3333 | 84.5 | ; | Residential (sngl fam) Bedrms (Spr-Sum) | ILit | Cls | 1 | 1 | DEER RES Bed Sum Eq WeH | 25.3333 | 84.5 | Residential (sngl fam) Bedrms (Spr-Sum) ILit Cls | 3558 | 25.3333 | 84.5
23022 | 1 | -99 | 3557 | -1 | 25.3333 | 84.6667 | ; | Residential (sngl fam) Bedrms (Spr-Sum) | ILit | all | 1 | 1 | DEER RES Bed Sum Eq Wd | 25.3333 | 84.6667 | Residential (sngl fam) Bedrms (Spr-Sum) ILit all | 3557 | 25.3333 | 84.6667
23022 | 6 | 6 | 3558 | -1 | 25.3333 | 84.5 | ; | Residential (sngl fam) Bedrms (Spr-Sum) | Misc | Sat | 1 | 1 | DEER RES Bed Sum Eq WeH | 25.3333 | 84.5 | Residential (sngl fam) Bedrms (Spr-Sum) Misc Sat | 3558 | 25.3333 | 84.5
23022 | 6 | 7 | 3558 | -1 | 25.3333 | 84.5 | ; | Residential (sngl fam) Bedrms (Spr-Sum) | Misc | Sun | 1 | 1 | DEER RES Bed Sum Eq WeH | 25.3333 | 84.5 | Residential (sngl fam) Bedrms (Spr-Sum) Misc Sun | 3558 | 25.3333 | 84.5
23022 | 6 | 8 | 3558 | -1 | 25.3333 | 84.5 | ; | Residential (sngl fam) Bedrms (Spr-Sum) | Misc | Hol | 1 | 1 | DEER RES Bed Sum Eq WeH | 25.3333 | 84.5 | Residential (sngl fam) Bedrms (Spr-Sum) Misc Hol | 3558 | 25.3333 | 84.5
23022 | 6 | 11 | 3558 | -1 | 25.3333 | 84.5 | ; | Residential (sngl fam) Bedrms (Spr-Sum) | Misc | Cls | 1 | 1 | DEER RES Bed Sum Eq WeH | 25.3333 | 84.5 | Residential (sngl fam) Bedrms (Spr-Sum) Misc Cls | 3558 | 25.3333 | 84.5
23022 | 6 | -99 | 3557 | -1 | 25.3333 | 84.6667 | ; | Residential (sngl fam) Bedrms (Spr-Sum) | Misc | all | 1 | 1 | DEER RES Bed Sum Eq Wd | 25.3333 | 84.6667 | Residential (sngl fam) Bedrms (Spr-Sum) Misc all | 3557 | 25.3333 | 84.6667
23032 | 8 | -99 | 1 | -1 | 0 | 0 | ; | Residential (sngl fam) Garage (Spr-Sum) | Occup | all | 1 | 1 | Always Off | 0 | 0 | Residential (sngl fam) Garage (Spr-Sum) Occup all | 1 | 0 | 0
23032 | 1 | -99 | 1 | -1 | 0 | 0 | ; | Residential (sngl fam) Garage (Spr-Sum) | ILit | all | 1 | 1 | Always Off | 0 | 0 | Residential (sngl fam) Garage (Spr-Sum) ILit all | 1 | 0 | 0
23032 | 6 | -99 | 1 | -1 | 0 | 0 | ; | Residential (sngl fam) Garage (Spr-Sum) | Misc | all | 1 | 1 | Always Off | 0 | 0 | Residential (sngl fam) Garage (Spr-Sum) Misc all | 1 | 0 | 0
23013 | 8 | 6 | 3560 | -1 | 0 | 100 | ; | Residential (sngl fam) Living (other) | Occup | Sat | 1 | 1 | DEER RES Lvg Oth Oc WeH | 0 | 100 | Residential (sngl fam) Living (other) Occup Sat | 3560 | 0 | 100
23013 | 8 | 7 | 3560 | -1 | 0 | 100 | ; | Residential (sngl fam) Living (other) | Occup | Sun | 1 | 1 | DEER RES Lvg Oth Oc WeH | 0 | 100 | Residential (sngl fam) Living (other) Occup Sun | 3560 | 0 | 100
23013 | 8 | 8 | 3560 | -1 | 0 | 100 | ; | Residential (sngl fam) Living (other) | Occup | Hol | 1 | 1 | DEER RES Lvg Oth Oc WeH | 0 | 100 | Residential (sngl fam) Living (other) Occup Hol | 3560 | 0 | 100
23013 | 8 | 11 | 3560 | -1 | 0 | 100 | ; | Residential (sngl fam) Living (other) | Occup | Cls | 1 | 1 | DEER RES Lvg Oth Oc WeH | 0 | 100 | Residential (sngl fam) Living (other) Occup Cls | 3560 | 0 | 100
23013 | 8 | -99 | 3559 | -1 | 0 | 100 | ; | Residential (sngl fam) Living (other) | Occup | all | 1 | 1 | DEER RES Lvg Oth Oc Wd | 0 | 100 | Residential (sngl fam) Living (other) Occup all | 3559 | 0 | 100
23013 | 1 | 6 | 3562 | -1 | 25.6667 | 95.3333 | ; | Residential (sngl fam) Living (other) | ILit | Sat | 1 | 1 | DEER RES Lvg Oth Eq WeH | 25.6667 | 95.3333 | Residential (sngl fam) Living (other) ILit Sat | 3562 | 25.6667 | 95.3333
23013 | 1 | 7 | 3562 | -1 | 25.6667 | 95.3333 | ; | Residential (sngl fam) Living (other) | ILit | Sun | 1 | 1 | DEER RES Lvg Oth Eq WeH | 25.6667 | 95.3333 | Residential (sngl fam) Living (other) ILit Sun | 3562 | 25.6667 | 95.3333
23013 | 1 | 8 | 3562 | -1 | 25.6667 | 95.3333 | ; | Residential (sngl fam) Living (other) | ILit | Hol | 1 | 1 | DEER RES Lvg Oth Eq WeH | 25.6667 | 95.3333 | Residential (sngl fam) Living (other) ILit Hol | 3562 | 25.6667 | 95.3333
23013 | 1 | 11 | 3562 | -1 | 25.6667 | 95.3333 | ; | Residential (sngl fam) Living (other) | ILit | Cls | 1 | 1 | DEER RES Lvg Oth Eq WeH | 25.6667 | 95.3333 | Residential (sngl fam) Living (other) ILit Cls | 3562 | 25.6667 | 95.3333
23013 | 1 | -99 | 3561 | -1 | 23 | 88 | ; | Residential (sngl fam) Living (other) | ILit | all | 1 | 1 | DEER RES Lvg Oth Eq Wd | 23 | 88 | Residential (sngl fam) Living (other) ILit all | 3561 | 23 | 88
23013 | 6 | 6 | 3562 | -1 | 25.6667 | 95.3333 | ; | Residential (sngl fam) Living (other) | Misc | Sat | 1 | 1 | DEER RES Lvg Oth Eq WeH | 25.6667 | 95.3333 | Residential (sngl fam) Living (other) Misc Sat | 3562 | 25.6667 | 95.3333
23013 | 6 | 7 | 3562 | -1 | 25.6667 | 95.3333 | ; | Residential (sngl fam) Living (other) | Misc | Sun | 1 | 1 | DEER RES Lvg Oth Eq WeH | 25.6667 | 95.3333 | Residential (sngl fam) Living (other) Misc Sun | 3562 | 25.6667 | 95.3333
23013 | 6 | 8 | 3562 | -1 | 25.6667 | 95.3333 | ; | Residential (sngl fam) Living (other) | Misc | Hol | 1 | 1 | DEER RES Lvg Oth Eq WeH | 25.6667 | 95.3333 | Residential (sngl fam) Living (other) Misc Hol | 3562 | 25.6667 | 95.3333
23013 | 6 | 11 | 3562 | -1 | 25.6667 | 95.3333 | ; | Residential (sngl fam) Living (other) | Misc | Cls | 1 | 1 | DEER RES Lvg Oth Eq WeH | 25.6667 | 95.3333 | Residential (sngl fam) Living (other) Misc Cls | 3562 | 25.6667 | 95.3333
23013 | 6 | -99 | 3561 | -1 | 23 | 88 | ; | Residential (sngl fam) Living (other) | Misc | all | 1 | 1 | DEER RES Lvg Oth Eq Wd | 23 | 88 | Residential (sngl fam) Living (other) Misc all | 3561 | 23 | 88
23023 | 8 | 6 | 3564 | -1 | 0 | 100 | ; | Residential (sngl fam) Bedrms (other) | Occup | Sat | 1 | 1 | DEER RES Bed Oth Oc WeH | 0 | 100 | Residential (sngl fam) Bedrms (other) Occup Sat | 3564 | 0 | 100
23023 | 8 | 7 | 3564 | -1 | 0 | 100 | ; | Residential (sngl fam) Bedrms (other) | Occup | Sun | 1 | 1 | DEER RES Bed Oth Oc WeH | 0 | 100 | Residential (sngl fam) Bedrms (other) Occup Sun | 3564 | 0 | 100
23023 | 8 | 8 | 3564 | -1 | 0 | 100 | ; | Residential (sngl fam) Bedrms (other) | Occup | Hol | 1 | 1 | DEER RES Bed Oth Oc WeH | 0 | 100 | Residential (sngl fam) Bedrms (other) Occup Hol | 3564 | 0 | 100
23023 | 8 | 11 | 3564 | -1 | 0 | 100 | ; | Residential (sngl fam) Bedrms (other) | Occup | Cls | 1 | 1 | DEER RES Bed Oth Oc WeH | 0 | 100 | Residential (sngl fam) Bedrms (other) Occup Cls | 3564 | 0 | 100
23023 | 8 | -99 | 3563 | -1 | 0 | 100 | ; | Residential (sngl fam) Bedrms (other) | Occup | all | 1 | 1 | DEER RES Bed Oth Oc Wd | 0 | 100 | Residential (sngl fam) Bedrms (other) Occup all | 3563 | 0 | 100
23023 | 1 | 6 | 3566 | -1 | 25.6667 | 95.3333 | ; | Residential (sngl fam) Bedrms (other) | ILit | Sat | 1 | 1 | DEER RES Bed Oth Eq WeH | 25.6667 | 95.3333 | Residential (sngl fam) Bedrms (other) ILit Sat | 3566 | 25.6667 | 95.3333
23023 | 1 | 7 | 3566 | -1 | 25.6667 | 95.3333 | ; | Residential (sngl fam) Bedrms (other) | ILit | Sun | 1 | 1 | DEER RES Bed Oth Eq WeH | 25.6667 | 95.3333 | Residential (sngl fam) Bedrms (other) ILit Sun | 3566 | 25.6667 | 95.3333
23023 | 1 | 8 | 3566 | -1 | 25.6667 | 95.3333 | ; | Residential (sngl fam) Bedrms (other) | ILit | Hol | 1 | 1 | DEER RES Bed Oth Eq WeH | 25.6667 | 95.3333 | Residential (sngl fam) Bedrms (other) ILit Hol | 3566 | 25.6667 | 95.3333
23023 | 1 | 11 | 3566 | -1 | 25.6667 | 95.3333 | ; | Residential (sngl fam) Bedrms (other) | ILit | Cls | 1 | 1 | DEER RES Bed Oth Eq WeH | 25.6667 | 95.3333 | Residential (sngl fam) Bedrms (other) ILit Cls | 3566 | 25.6667 | 95.3333
23023 | 1 | -99 | 3565 | -1 | 23 | 88 | ; | Residential (sngl fam) Bedrms (other) | ILit | all | 1 | 1 | DEER RES Bed Oth Eq Wd | 23 | 88 | Residential (sngl fam) Bedrms (other) ILit all | 3565 | 23 | 88
23023 | 6 | 6 | 3566 | -1 | 25.6667 | 95.3333 | ; | Residential (sngl fam) Bedrms (other) | Misc | Sat | 1 | 1 | DEER RES Bed Oth Eq WeH | 25.6667 | 95.3333 | Residential (sngl fam) Bedrms (other) Misc Sat | 3566 | 25.6667 | 95.3333
23023 | 6 | 7 | 3566 | -1 | 25.6667 | 95.3333 | ; | Residential (sngl fam) Bedrms (other) | Misc | Sun | 1 | 1 | DEER RES Bed Oth Eq WeH | 25.6667 | 95.3333 | Residential (sngl fam) Bedrms (other) Misc Sun | 3566 | 25.6667 | 95.3333
23023 | 6 | 8 | 3566 | -1 | 25.6667 | 95.3333 | ; | Residential (sngl fam) Bedrms (other) | Misc | Hol | 1 | 1 | DEER RES Bed Oth Eq WeH | 25.6667 | 95.3333 | Residential (sngl fam) Bedrms (other) Misc Hol | 3566 | 25.6667 | 95.3333
23023 | 6 | 11 | 3566 | -1 | 25.6667 | 95.3333 | ; | Residential (sngl fam) Bedrms (other) | Misc | Cls | 1 | 1 | DEER RES Bed Oth Eq WeH | 25.6667 | 95.3333 | Residential (sngl fam) Bedrms (other) Misc Cls | 3566 | 25.6667 | 95.3333
23023 | 6 | -99 | 3565 | -1 | 23 | 88 | ; | Residential (sngl fam) Bedrms (other) | Misc | all | 1 | 1 | DEER RES Bed Oth Eq Wd | 23 | 88 | Residential (sngl fam) Bedrms (other) Misc all | 3565 | 23 | 88
23033 | 8 | -99 | 1 | -1 | 0 | 0 | ; | Residential (sngl fam) Garage (other) | Occup | all | 1 | 1 | Always Off | 0 | 0 | Residential (sngl fam) Garage (other) Occup all | 1 | 0 | 0
23033 | 1 | -99 | 1 | -1 | 0 | 0 | ; | Residential (sngl fam) Garage (other) | ILit | all | 1 | 1 | Always Off | 0 | 0 | Residential (sngl fam) Garage (other) ILit all | 1 | 0 | 0
23033 | 6 | -99 | 1 | -1 | 0 | 0 | ; | Residential (sngl fam) Garage (other) | Misc | all | 1 | 1 | Always Off | 0 | 0 | Residential (sngl fam) Garage (other) Misc all | 1 | 0 | 0
;
24011 | 8 | 6 | 3544 | -1 | 0 | 100 | ; | Residential (multifam) Living (Winter) | Occup | Sat | 1 | 1 | DEER RES Lvg Win Oc WeH | 0 | 100 | Residential (multifam) Living (Winter) Occup Sat | 3544 | 0 | 100
24011 | 8 | 7 | 3544 | -1 | 0 | 100 | ; | Residential (multifam) Living (Winter) | Occup | Sun | 1 | 1 | DEER RES Lvg Win Oc WeH | 0 | 100 | Residential (multifam) Living (Winter) Occup Sun | 3544 | 0 | 100
24011 | 8 | 8 | 3544 | -1 | 0 | 100 | ; | Residential (multifam) Living (Winter) | Occup | Hol | 1 | 1 | DEER RES Lvg Win Oc WeH | 0 | 100 | Residential (multifam) Living (Winter) Occup Hol | 3544 | 0 | 100
24011 | 8 | 11 | 3544 | -1 | 0 | 100 | ; | Residential (multifam) Living (Winter) | Occup | Cls | 1 | 1 | DEER RES Lvg Win Oc WeH | 0 | 100 | Residential (multifam) Living (Winter) Occup Cls | 3544 | 0 | 100
24011 | 8 | -99 | 3543 | -1 | 0 | 100 | ; | Residential (multifam) Living (Winter) | Occup | all | 1 | 1 | DEER RES Lvg Win Oc Wd | 0 | 100 | Residential (multifam) Living (Winter) Occup all | 3543 | 0 | 100
24011 | 1 | 6 | 3546 | -1 | 24 | 98.3333 | ; | Residential (multifam) Living (Winter) | ILit | Sat | 1 | 1 | DEER RES Lvg Win Eq WeH | 24 | 98.3333 | Residential (multifam) Living (Winter) ILit Sat | 3546 | 24 | 98.3333
24011 | 1 | 7 | 3546 | -1 | 24 | 98.3333 | ; | Residential (multifam) Living (Winter) | ILit | Sun | 1 | 1 | DEER RES Lvg Win Eq WeH | 24 | 98.3333 | Residential (multifam) Living (Winter) ILit Sun | 3546 | 24 | 98.3333
24011 | 1 | 8 | 3546 | -1 | 24 | 98.3333 | ; | Residential (multifam) Living (Winter) | ILit | Hol | 1 | 1 | DEER RES Lvg Win Eq WeH | 24 | 98.3333 | Residential (multifam) Living (Winter) ILit Hol | 3546 | 24 | 98.3333
24011 | 1 | 11 | 3546 | -1 | 24 | 98.3333 | ; | Residential (multifam) Living (Winter) | ILit | Cls | 1 | 1 | DEER RES Lvg Win Eq WeH | 24 | 98.3333 | Residential (multifam) Living (Winter) ILit Cls | 3546 | 24 | 98.3333
24011 | 1 | -99 | 3545 | -1 | 24 | 99 | ; | Residential (multifam) Living (Winter) | ILit | all | 1 | 1 | DEER RES Lvg Win Eq Wd | 24 | 99 | Residential (multifam) Living (Winter) ILit all | 3545 | 24 | 99
24011 | 6 | 6 | 3546 | -1 | 24 | 98.3333 | ; | Residential (multifam) Living (Winter) | Misc | Sat | 1 | 1 | DEER RES Lvg Win Eq WeH | 24 | 98.3333 | Residential (multifam) Living (Winter) Misc Sat | 3546 | 24 | 98.3333
24011 | 6 | 7 | 3546 | -1 | 24 | 98.3333 | ; | Residential (multifam) Living (Winter) | Misc | Sun | 1 | 1 | DEER RES Lvg Win Eq WeH | 24 | 98.3333 | Residential (multifam) Living (Winter) Misc Sun | 3546 | 24 | 98.3333
24011 | 6 | 8 | 3546 | -1 | 24 | 98.3333 | ; | Residential (multifam) Living (Winter) | Misc | Hol | 1 | 1 | DEER RES Lvg Win Eq WeH | 24 | 98.3333 | Residential (multifam) Living (Winter) Misc Hol | 3546 | 24 | 98.3333
24011 | 6 | 11 | 3546 | -1 | 24 | 98.3333 | ; | Residential (multifam) Living (Winter) | Misc | Cls | 1 | 1 | DEER RES Lvg Win Eq WeH | 24 | 98.3333 | Residential (multifam) Living (Winter) Misc Cls | 3546 | 24 | 98.3333
24011 | 6 | -99 | 3545 | -1 | 24 | 99 | ; | Residential (multifam) Living (Winter) | Misc | all | 1 | 1 | DEER RES Lvg Win Eq Wd | 24 | 99 | Residential (multifam) Living (Winter) Misc all | 3545 | 24 | 99
24021 | 8 | 6 | 3548 | -1 | 0 | 100 | ; | Residential (multifam) Bedrms (Winter) | Occup | Sat | 1 | 1 | DEER RES Bed Win Oc WeH | 0 | 100 | Residential (multifam) Bedrms (Winter) Occup Sat | 3548 | 0 | 100
24021 | 8 | 7 | 3548 | -1 | 0 | 100 | ; | Residential (multifam) Bedrms (Winter) | Occup | Sun | 1 | 1 | DEER RES Bed Win Oc WeH | 0 | 100 | Residential (multifam) Bedrms (Winter) Occup Sun | 3548 | 0 | 100
24021 | 8 | 8 | 3548 | -1 | 0 | 100 | ; | Residential (multifam) Bedrms (Winter) | Occup | Hol | 1 | 1 | DEER RES Bed Win Oc WeH | 0 | 100 | Residential (multifam) Bedrms (Winter) Occup Hol | 3548 | 0 | 100
24021 | 8 | 11 | 3548 | -1 | 0 | 100 | ; | Residential (multifam) Bedrms (Winter) | Occup | Cls | 1 | 1 | DEER RES Bed Win Oc WeH | 0 | 100 | Residential (multifam) Bedrms (Winter) Occup Cls | 3548 | 0 | 100
24021 | 8 | -99 | 3547 | -1 | 0 | 100 | ; | Residential (multifam) Bedrms (Winter) | Occup | all | 1 | 1 | DEER RES Bed Win Oc Wd | 0 | 100 | Residential (multifam) Bedrms (Winter) Occup all | 3547 | 0 | 100
24021 | 1 | 6 | 3550 | -1 | 24 | 98.3333 | ; | Residential (multifam) Bedrms (Winter) | ILit | Sat | 1 | 1 | DEER RES Bed Win Eq WeH | 24 | 98.3333 | Residential (multifam) Bedrms (Winter) ILit Sat | 3550 | 24 | 98.3333
24021 | 1 | 7 | 3550 | -1 | 24 | 98.3333 | ; | Residential (multifam) Bedrms (Winter) | ILit | Sun | 1 | 1 | DEER RES Bed Win Eq WeH | 24 | 98.3333 | Residential (multifam) Bedrms (Winter) ILit Sun | 3550 | 24 | 98.3333
24021 | 1 | 8 | 3550 | -1 | 24 | 98.3333 | ; | Residential (multifam) Bedrms (Winter) | ILit | Hol | 1 | 1 | DEER RES Bed Win Eq WeH | 24 | 98.3333 | Residential (multifam) Bedrms (Winter) ILit Hol | 3550 | 24 | 98.3333
24021 | 1 | 11 | 3550 | -1 | 24 | 98.3333 | ; | Residential (multifam) Bedrms (Winter) | ILit | Cls | 1 | 1 | DEER RES Bed Win Eq WeH | 24 | 98.3333 | Residential (multifam) Bedrms (Winter) ILit Cls | 3550 | 24 | 98.3333
24021 | 1 | -99 | 3549 | -1 | 24 | 99 | ; | Residential (multifam) Bedrms (Winter) | ILit | all | 1 | 1 | DEER RES Bed Win Eq Wd | 24 | 99 | Residential (multifam) Bedrms (Winter) ILit all | 3549 | 24 | 99
24021 | 6 | 6 | 3550 | -1 | 24 | 98.3333 | ; | Residential (multifam) Bedrms (Winter) | Misc | Sat | 1 | 1 | DEER RES Bed Win Eq WeH | 24 | 98.3333 | Residential (multifam) Bedrms (Winter) Misc Sat | 3550 | 24 | 98.3333
24021 | 6 | 7 | 3550 | -1 | 24 | 98.3333 | ; | Residential (multifam) Bedrms (Winter) | Misc | Sun | 1 | 1 | DEER RES Bed Win Eq WeH | 24 | 98.3333 | Residential (multifam) Bedrms (Winter) Misc Sun | 3550 | 24 | 98.3333
24021 | 6 | 8 | 3550 | -1 | 24 | 98.3333 | ; | Residential (multifam) Bedrms (Winter) | Misc | Hol | 1 | 1 | DEER RES Bed Win Eq WeH | 24 | 98.3333 | Residential (multifam) Bedrms (Winter) Misc Hol | 3550 | 24 | 98.3333
24021 | 6 | 11 | 3550 | -1 | 24 | 98.3333 | ; | Residential (multifam) Bedrms (Winter) | Misc | Cls | 1 | 1 | DEER RES Bed Win Eq WeH | 24 | 98.3333 | Residential (multifam) Bedrms (Winter) Misc Cls | 3550 | 24 | 98.3333
24021 | 6 | -99 | 3549 | -1 | 24 | 99 | ; | Residential (multifam) Bedrms (Winter) | Misc | all | 1 | 1 | DEER RES Bed Win Eq Wd | 24 | 99 | Residential (multifam) Bedrms (Winter) Misc all | 3549 | 24 | 99
24012 | 8 | 6 | 3552 | -1 | 0 | 100 | ; | Residential (multifam) Living (Spr-Sum) | Occup | Sat | 1 | 1 | DEER RES Lvg Sum Oc WeH | 0 | 100 | Residential (multifam) Living (Spr-Sum) Occup Sat | 3552 | 0 | 100
24012 | 8 | 7 | 3552 | -1 | 0 | 100 | ; | Residential (multifam) Living (Spr-Sum) | Occup | Sun | 1 | 1 | DEER RES Lvg Sum Oc WeH | 0 | 100 | Residential (multifam) Living (Spr-Sum) Occup Sun | 3552 | 0 | 100
24012 | 8 | 8 | 3552 | -1 | 0 | 100 | ; | Residential (multifam) Living (Spr-Sum) | Occup | Hol | 1 | 1 | DEER RES Lvg Sum Oc WeH | 0 | 100 | Residential (multifam) Living (Spr-Sum) Occup Hol | 3552 | 0 | 100
24012 | 8 | 11 | 3552 | -1 | 0 | 100 | ; | Residential (multifam) Living (Spr-Sum) | Occup | Cls | 1 | 1 | DEER RES Lvg Sum Oc WeH | 0 | 100 | Residential (multifam) Living (Spr-Sum) Occup Cls | 3552 | 0 | 100
24012 | 8 | -99 | 3551 | -1 | 0 | 100 | ; | Residential (multifam) Living (Spr-Sum) | Occup | all | 1 | 1 | DEER RES Lvg Sum Oc Wd | 0 | 100 | Residential (multifam) Living (Spr-Sum) Occup all | 3551 | 0 | 100
24012 | 1 | 6 | 3554 | -1 | 25.3333 | 84.5 | ; | Residential (multifam) Living (Spr-Sum) | ILit | Sat | 1 | 1 | DEER RES Lvg Sum Eq WeH | 25.3333 | 84.5 | Residential (multifam) Living (Spr-Sum) ILit Sat | 3554 | 25.3333 | 84.5
24012 | 1 | 7 | 3554 | -1 | 25.3333 | 84.5 | ; | Residential (multifam) Living (Spr-Sum) | ILit | Sun | 1 | 1 | DEER RES Lvg Sum Eq WeH | 25.3333 | 84.5 | Residential (multifam) Living (Spr-Sum) ILit Sun | 3554 | 25.3333 | 84.5
24012 | 1 | 8 | 3554 | -1 | 25.3333 | 84.5 | ; | Residential (multifam) Living (Spr-Sum) | ILit | Hol | 1 | 1 | DEER RES Lvg Sum Eq WeH | 25.3333 | 84.5 | Residential (multifam) Living (Spr-Sum) ILit Hol | 3554 | 25.3333 | 84.5
24012 | 1 | 11 | 3554 | -1 | 25.3333 | 84.5 | ; | Residential (multifam) Living (Spr-Sum) | ILit | Cls | 1 | 1 | DEER RES Lvg Sum Eq WeH | 25.3333 | 84.5 | Residential (multifam) Living (Spr-Sum) ILit Cls | 3554 | 25.3333 | 84.5
24012 | 1 | -99 | 3553 | -1 | 25.3333 | 84.6667 | ; | Residential (multifam) Living (Spr-Sum) | ILit | all | 1 | 1 | DEER RES Lvg Sum Eq Wd | 25.3333 | 84.6667 | Residential (multifam) Living (Spr-Sum) ILit all | 3553 | 25.3333 | 84.6667
24012 | 6 | 6 | 3554 | -1 | 25.3333 | 84.5 | ; | Residential (multifam) Living (Spr-Sum) | Misc | Sat | 1 | 1 | DEER RES Lvg Sum Eq WeH | 25.3333 | 84.5 | Residential (multifam) Living (Spr-Sum) Misc Sat | 3554 | 25.3333 | 84.5
24012 | 6 | 7 | 3554 | -1 | 25.3333 | 84.5 | ; | Residential (multifam) Living (Spr-Sum) | Misc | Sun | 1 | 1 | DEER RES Lvg Sum Eq WeH | 25.3333 | 84.5 | Residential (multifam) Living (Spr-Sum) Misc Sun | 3554 | 25.3333 | 84.5
24012 | 6 | 8 | 3554 | -1 | 25.3333 | 84.5 | ; | Residential (multifam) Living (Spr-Sum) | Misc | Hol | 1 | 1 | DEER RES Lvg Sum Eq WeH | 25.3333 | 84.5 | Residential (multifam) Living (Spr-Sum) Misc Hol | 3554 | 25.3333 | 84.5
24012 | 6 | 11 | 3554 | -1 | 25.3333 | 84.5 | ; | Residential (multifam) Living (Spr-Sum) | Misc | Cls | 1 | 1 | DEER RES Lvg Sum Eq WeH | 25.3333 | 84.5 | Residential (multifam) Living (Spr-Sum) Misc Cls | 3554 | 25.3333 | 84.5
24012 | 6 | -99 | 3553 | -1 | 25.3333 | 84.6667 | ; | Residential (multifam) Living (Spr-Sum) | Misc | all | 1 | 1 | DEER RES Lvg Sum Eq Wd | 25.3333 | 84.6667 | Residential (multifam) Living (Spr-Sum) Misc all | 3553 | 25.3333 | 84.6667
24022 | 8 | 6 | 3556 | -1 | 0 | 100 | ; | Residential (multifam) Bedrms (Spr-Sum) | Occup | Sat | 1 | 1 | DEER RES Bed Sum Oc WeH | 0 | 100 | Residential (multifam) Bedrms (Spr-Sum) Occup Sat | 3556 | 0 | 100
24022 | 8 | 7 | 3556 | -1 | 0 | 100 | ; | Residential (multifam) Bedrms (Spr-Sum) | Occup | Sun | 1 | 1 | DEER RES Bed Sum Oc WeH | 0 | 100 | Residential (multifam) Bedrms (Spr-Sum) Occup Sun | 3556 | 0 | 100
24022 | 8 | 8 | 3556 | -1 | 0 | 100 | ; | Residential (multifam) Bedrms (Spr-Sum) | Occup | Hol | 1 | 1 | DEER RES Bed Sum Oc WeH | 0 | 100 | Residential (multifam) Bedrms (Spr-Sum) Occup Hol | 3556 | 0 | 100
24022 | 8 | 11 | 3556 | -1 | 0 | 100 | ; | Residential (multifam) Bedrms (Spr-Sum) | Occup | Cls | 1 | 1 | DEER RES Bed Sum Oc WeH | 0 | 100 | Residential (multifam) Bedrms (Spr-Sum) Occup Cls | 3556 | 0 | 100
24022 | 8 | -99 | 3555 | -1 | 0 | 100 | ; | Residential (multifam) Bedrms (Spr-Sum) | Occup | all | 1 | 1 | DEER RES Bed Sum Oc Wd | 0 | 100 | Residential (multifam) Bedrms (Spr-Sum) Occup all | 3555 | 0 | 100
24022 | 1 | 6 | 3558 | -1 | 25.3333 | 84.5 | ; | Residential (multifam) Bedrms (Spr-Sum) | ILit | Sat | 1 | 1 | DEER RES Bed Sum Eq WeH | 25.3333 | 84.5 | Residential (multifam) Bedrms (Spr-Sum) ILit Sat | 3558 | 25.3333 | 84.5
24022 | 1 | 7 | 3558 | -1 | 25.3333 | 84.5 | ; | Residential (multifam) Bedrms (Spr-Sum) | ILit | Sun | 1 | 1 | DEER RES Bed Sum Eq WeH | 25.3333 | 84.5 | Residential (multifam) Bedrms (Spr-Sum) ILit Sun | 3558 | 25.3333 | 84.5
24022 | 1 | 8 | 3558 | -1 | 25.3333 | 84.5 | ; | Residential (multifam) Bedrms (Spr-Sum) | ILit | Hol | 1 | 1 | DEER RES Bed Sum Eq WeH | 25.3333 | 84.5 | Residential (multifam) Bedrms (Spr-Sum) ILit Hol | 3558 | 25.3333 | 84.5
24022 | 1 | 11 | 3558 | -1 | 25.3333 | 84.5 | ; | Residential (multifam) Bedrms (Spr-Sum) | ILit | Cls | 1 | 1 | DEER RES Bed Sum Eq WeH | 25.3333 | 84.5 | Residential (multifam) Bedrms (Spr-Sum) ILit Cls | 3558 | 25.3333 | 84.5
24022 | 1 | -99 | 3557 | -1 | 25.3333 | 84.6667 | ; | Residential (multifam) Bedrms (Spr-Sum) | ILit | all | 1 | 1 | DEER RES Bed Sum Eq Wd | 25.3333 | 84.6667 | Residential (multifam) Bedrms (Spr-Sum) ILit all | 3557 | 25.3333 | 84.6667
24022 | 6 | 6 | 3558 | -1 | 25.3333 | 84.5 | ; | Residential (multifam) Bedrms (Spr-Sum) | Misc | Sat | 1 | 1 | DEER RES Bed Sum Eq WeH | 25.3333 | 84.5 | Residential (multifam) Bedrms (Spr-Sum) Misc Sat | 3558 | 25.3333 | 84.5
24022 | 6 | 7 | 3558 | -1 | 25.3333 | 84.5 | ; | Residential (multifam) Bedrms (Spr-Sum) | Misc | Sun | 1 | 1 | DEER RES Bed Sum Eq WeH | 25.3333 | 84.5 | Residential (multifam) Bedrms (Spr-Sum) Misc Sun | 3558 | 25.3333 | 84.5
24022 | 6 | 8 | 3558 | -1 | 25.3333 | 84.5 | ; | Residential (multifam) Bedrms (Spr-Sum) | Misc | Hol | 1 | 1 | DEER RES Bed Sum Eq WeH | 25.3333 | 84.5 | Residential (multifam) Bedrms (Spr-Sum) Misc Hol | 3558 | 25.3333 | 84.5
24022 | 6 | 11 | 3558 | -1 | 25.3333 | 84.5 | ; | Residential (multifam) Bedrms (Spr-Sum) | Misc | Cls | 1 | 1 | DEER RES Bed Sum Eq WeH | 25.3333 | 84.5 | Residential (multifam) Bedrms (Spr-Sum) Misc Cls | 3558 | 25.3333 | 84.5
24022 | 6 | -99 | 3557 | -1 | 25.3333 | 84.6667 | ; | Residential (multifam) Bedrms (Spr-Sum) | Misc | all | 1 | 1 | DEER RES Bed Sum Eq Wd | 25.3333 | 84.6667 | Residential (multifam) Bedrms (Spr-Sum) Misc all | 3557 | 25.3333 | 84.6667
24013 | 8 | 6 | 3560 | -1 | 0 | 100 | ; | Residential (multifam) Living (other) | Occup | Sat | 1 | 1 | DEER RES Lvg Oth Oc WeH | 0 | 100 | Residential (multifam) Living (other) Occup Sat | 3560 | 0 | 100
24013 | 8 | 7 | 3560 | -1 | 0 | 100 | ; | Residential (multifam) Living (other) | Occup | Sun | 1 | 1 | DEER RES Lvg Oth Oc WeH | 0 | 100 | Residential (multifam) Living (other) Occup Sun | 3560 | 0 | 100
24013 | 8 | 8 | 3560 | -1 | 0 | 100 | ; | Residential (multifam) Living (other) | Occup | Hol | 1 | 1 | DEER RES Lvg Oth Oc WeH | 0 | 100 | Residential (multifam) Living (other) Occup Hol | 3560 | 0 | 100
24013 | 8 | 11 | 3560 | -1 | 0 | 100 | ; | Residential (multifam) Living (other) | Occup | Cls | 1 | 1 | DEER RES Lvg Oth Oc WeH | 0 | 100 | Residential (multifam) Living (other) Occup Cls | 3560 | 0 | 100
24013 | 8 | -99 | 3559 | -1 | 0 | 100 | ; | Residential (multifam) Living (other) | Occup | all | 1 | 1 | DEER RES Lvg Oth Oc Wd | 0 | 100 | Residential (multifam) Living (other) Occup all | 3559 | 0 | 100
24013 | 1 | 6 | 3562 | -1 | 25.6667 | 95.3333 | ; | Residential (multifam) Living (other) | ILit | Sat | 1 | 1 | DEER RES Lvg Oth Eq WeH | 25.6667 | 95.3333 | Residential (multifam) Living (other) ILit Sat | 3562 | 25.6667 | 95.3333
24013 | 1 | 7 | 3562 | -1 | 25.6667 | 95.3333 | ; | Residential (multifam) Living (other) | ILit | Sun | 1 | 1 | DEER RES Lvg Oth Eq WeH | 25.6667 | 95.3333 | Residential (multifam) Living (other) ILit Sun | 3562 | 25.6667 | 95.3333
24013 | 1 | 8 | 3562 | -1 | 25.6667 | 95.3333 | ; | Residential (multifam) Living (other) | ILit | Hol | 1 | 1 | DEER RES Lvg Oth Eq WeH | 25.6667 | 95.3333 | Residential (multifam) Living (other) ILit Hol | 3562 | 25.6667 | 95.3333
24013 | 1 | 11 | 3562 | -1 | 25.6667 | 95.3333 | ; | Residential (multifam) Living (other) | ILit | Cls | 1 | 1 | DEER RES Lvg Oth Eq WeH | 25.6667 | 95.3333 | Residential (multifam) Living (other) ILit Cls | 3562 | 25.6667 | 95.3333
24013 | 1 | -99 | 3561 | -1 | 23 | 88 | ; | Residential (multifam) Living (other) | ILit | all | 1 | 1 | DEER RES Lvg Oth Eq Wd | 23 | 88 | Residential (multifam) Living (other) ILit all | 3561 | 23 | 88
24013 | 6 | 6 | 3562 | -1 | 25.6667 | 95.3333 | ; | Residential (multifam) Living (other) | Misc | Sat | 1 | 1 | DEER RES Lvg Oth Eq WeH | 25.6667 | 95.3333 | Residential (multifam) Living (other) Misc Sat | 3562 | 25.6667 | 95.3333
24013 | 6 | 7 | 3562 | -1 | 25.6667 | 95.3333 | ; | Residential (multifam) Living (other) | Misc | Sun | 1 | 1 | DEER RES Lvg Oth Eq WeH | 25.6667 | 95.3333 | Residential (multifam) Living (other) Misc Sun | 3562 | 25.6667 | 95.3333
24013 | 6 | 8 | 3562 | -1 | 25.6667 | 95.3333 | ; | Residential (multifam) Living (other) | Misc | Hol | 1 | 1 | DEER RES Lvg Oth Eq WeH | 25.6667 | 95.3333 | Residential (multifam) Living (other) Misc Hol | 3562 | 25.6667 | 95.3333
24013 | 6 | 11 | 3562 | -1 | 25.6667 | 95.3333 | ; | Residential (multifam) Living (other) | Misc | Cls | 1 | 1 | DEER RES Lvg Oth Eq WeH | 25.6667 | 95.3333 | Residential (multifam) Living (other) Misc Cls | 3562 | 25.6667 | 95.3333
24013 | 6 | -99 | 3561 | -1 | 23 | 88 | ; | Residential (multifam) Living (other) | Misc | all | 1 | 1 | DEER RES Lvg Oth Eq Wd | 23 | 88 | Residential (multifam) Living (other) Misc all | 3561 | 23 | 88
24023 | 8 | 6 | 3564 | -1 | 0 | 100 | ; | Residential (multifam) Bedrms (other) | Occup | Sat | 1 | 1 | DEER RES Bed Oth Oc WeH | 0 | 100 | Residential (multifam) Bedrms (other) Occup Sat | 3564 | 0 | 100
24023 | 8 | 7 | 3564 | -1 | 0 | 100 | ; | Residential (multifam) Bedrms (other) | Occup | Sun | 1 | 1 | DEER RES Bed Oth Oc WeH | 0 | 100 | Residential (multifam) Bedrms (other) Occup Sun | 3564 | 0 | 100
24023 | 8 | 8 | 3564 | -1 | 0 | 100 | ; | Residential (multifam) Bedrms (other) | Occup | Hol | 1 | 1 | DEER RES Bed Oth Oc WeH | 0 | 100 | Residential (multifam) Bedrms (other) Occup Hol | 3564 | 0 | 100
24023 | 8 | 11 | 3564 | -1 | 0 | 100 | ; | Residential (multifam) Bedrms (other) | Occup | Cls | 1 | 1 | DEER RES Bed Oth Oc WeH | 0 | 100 | Residential (multifam) Bedrms (other) Occup Cls | 3564 | 0 | 100
24023 | 8 | -99 | 3563 | -1 | 0 | 100 | ; | Residential (multifam) Bedrms (other) | Occup | all | 1 | 1 | DEER RES Bed Oth Oc Wd | 0 | 100 | Residential (multifam) Bedrms (other) Occup all | 3563 | 0 | 100
24023 | 1 | 6 | 3566 | -1 | 25.6667 | 95.3333 | ; | Residential (multifam) Bedrms (other) | ILit | Sat | 1 | 1 | DEER RES Bed Oth Eq WeH | 25.6667 | 95.3333 | Residential (multifam) Bedrms (other) ILit Sat | 3566 | 25.6667 | 95.3333
24023 | 1 | 7 | 3566 | -1 | 25.6667 | 95.3333 | ; | Residential (multifam) Bedrms (other) | ILit | Sun | 1 | 1 | DEER RES Bed Oth Eq WeH | 25.6667 | 95.3333 | Residential (multifam) Bedrms (other) ILit Sun | 3566 | 25.6667 | 95.3333
24023 | 1 | 8 | 3566 | -1 | 25.6667 | 95.3333 | ; | Residential (multifam) Bedrms (other) | ILit | Hol | 1 | 1 | DEER RES Bed Oth Eq WeH | 25.6667 | 95.3333 | Residential (multifam) Bedrms (other) ILit Hol | 3566 | 25.6667 | 95.3333
24023 | 1 | 11 | 3566 | -1 | 25.6667 | 95.3333 | ; | Residential (multifam) Bedrms (other) | ILit | Cls | 1 | 1 | DEER RES Bed Oth Eq WeH | 25.6667 | 95.3333 | Residential (multifam) Bedrms (other) ILit Cls | 3566 | 25.6667 | 95.3333
24023 | 1 | -99 | 3565 | -1 | 23 | 88 | ; | Residential (multifam) Bedrms (other) | ILit | all | 1 | 1 | DEER RES Bed Oth Eq Wd | 23 | 88 | Residential (multifam) Bedrms (other) ILit all | 3565 | 23 | 88
24023 | 6 | 6 | 3566 | -1 | 25.6667 | 95.3333 | ; | Residential (multifam) Bedrms (other) | Misc | Sat | 1 | 1 | DEER RES Bed Oth Eq WeH | 25.6667 | 95.3333 | Residential (multifam) Bedrms (other) Misc Sat | 3566 | 25.6667 | 95.3333
24023 | 6 | 7 | 3566 | -1 | 25.6667 | 95.3333 | ; | Residential (multifam) Bedrms (other) | Misc | Sun | 1 | 1 | DEER RES Bed Oth Eq WeH | 25.6667 | 95.3333 | Residential (multifam) Bedrms (other) Misc Sun | 3566 | 25.6667 | 95.3333
24023 | 6 | 8 | 3566 | -1 | 25.6667 | 95.3333 | ; | Residential (multifam) Bedrms (other) | Misc | Hol | 1 | 1 | DEER RES Bed Oth Eq WeH | 25.6667 | 95.3333 | Residential (multifam) Bedrms (other) Misc Hol | 3566 | 25.6667 | 95.3333
24023 | 6 | 11 | 3566 | -1 | 25.6667 | 95.3333 | ; | Residential (multifam) Bedrms (other) | Misc | Cls | 1 | 1 | DEER RES Bed Oth Eq WeH | 25.6667 | 95.3333 | Residential (multifam) Bedrms (other) Misc Cls | 3566 | 25.6667 | 95.3333
24023 | 6 | -99 | 3565 | -1 | 23 | 88 | ; | Residential (multifam) Bedrms (other) | Misc | all | 1 | 1 | DEER RES Bed Oth Eq Wd | 23 | 88 | Residential (multifam) Bedrms (other) Misc all | 3565 | 23 | 88
;
;
; | TEMPORARY (catch all) - REMOVE ONCE TABLE COMPLETED
;
; -99 | 8 | 6 | 3344 | -1 | 0 | 30 | ; | #N/A | Occup | Sat | 1 | 1 | DEER OFL All Yr Oc Sa | 0 | 30 | #N/A | 3344 | 0 | 30
; -99 | 8 | 7 | 1 | -1 | 0 | 0 | ; | #N/A | Occup | Sun | 1 | 1 | Always Off | 0 | 0 | #N/A | 1 | 0 | 0
; -99 | 8 | 8 | 1 | -1 | 0 | 0 | ; | #N/A | Occup | Hol | 1 | 1 | Always Off | 0 | 0 | #N/A | 1 | 0 | 0
; -99 | 8 | 11 | 1 | -1 | 0 | 0 | ; | #N/A | Occup | Cls | 1 | 1 | Always Off | 0 | 0 | #N/A | 1 | 0 | 0
; -99 | 8 | -99 | 3345 | -1 | 5 | 95 | ; | #N/A | Occup | all | 1 | 1 | DEER OFL All Yr Lt Wd | 5 | 95 | #N/A | 3345 | 5 | 95
; -99 | 1 | 6 | 3346 | -1 | 5 | 47.5 | ; | #N/A | ILit | Sat | 1 | 1 | DEER OFL All Yr Lt Sa | 5 | 47.5 | #N/A | 3346 | 5 | 47.5
; -99 | 1 | 7 | 2 | -1 | 5 | 5 | ; | #N/A | ILit | Sun | 0.05 | 0.05 | Always On | 100 | 100 | #N/A | 2 | 5 | 5
; -99 | 1 | 8 | 2 | -1 | 5 | 5 | ; | #N/A | ILit | Hol | 0.05 | 0.05 | Always On | 100 | 100 | #N/A | 2 | 5 | 5
; -99 | 1 | 11 | 2 | -1 | 5 | 5 | ; | #N/A | ILit | Cls | 0.05 | 0.05 | Always On | 100 | 100 | #N/A | 2 | 5 | 5
; -99 | 1 | -99 | 3345 | -1 | 5 | 95 | ; | #N/A | ILit | all | 1 | 1 | DEER OFL All Yr Lt Wd | 5 | 95 | #N/A | 3345 | 5 | 95
; -99 | 6 | 6 | 3348 | -1 | 30 | 47.5 | ; | #N/A | Misc | Sat | 1 | 1 | DEER OFL All Yr Eq Sa | 30 | 47.5 | #N/A | 3348 | 30 | 47.5
; -99 | 6 | 7 | 2 | -1 | 5 | 5 | ; | #N/A | Misc | Sun | 0.05 | 0.05 | Always On | 100 | 100 | #N/A | 2 | 5 | 5
; -99 | 6 | 8 | 2 | -1 | 5 | 5 | ; | #N/A | Misc | Hol | 0.05 | 0.05 | Always On | 100 | 100 | #N/A | 2 | 5 | 5
; -99 | 6 | 11 | 2 | -1 | 5 | 5 | ; | #N/A | Misc | Cls | 0.05 | 0.05 | Always On | 100 | 100 | #N/A | 2 | 5 | 5
; -99 | 6 | -99 | 3347 | -1 | 30 | 95 | ; | #N/A | Misc | all | 1 | 1 | DEER OFL All Yr Eq Wd | 30 | 95 | #N/A | 3347 | 30 | 95
; -99 | 4 | 6 | 3372 | -1 | 0 | 55 | ; | #N/A | Cook | Sat | 1 | 1 | DEER RSD Kit Yr Ck WeH | 0 | 55 | #N/A | 3372 | 0 | 55
; -99 | 4 | 7 | 3372 | -1 | 0 | 55 | ; | #N/A | Cook | Sun | 1 | 1 | DEER RSD Kit Yr Ck WeH | 0 | 55 | #N/A | 3372 | 0 | 55
; -99 | 4 | 8 | 3372 | -1 | 0 | 55 | ; | #N/A | Cook | Hol | 1 | 1 | DEER RSD Kit Yr Ck WeH | 0 | 55 | #N/A | 3372 | 0 | 55
; -99 | 4 | 11 | 3372 | -1 | 0 | 55 | ; | #N/A | Cook | Cls | 1 | 1 | DEER RSD Kit Yr Ck WeH | 0 | 55 | #N/A | 3372 | 0 | 55
; -99 | 4 | -99 | 3371 | -1 | 0 | 55 | ; | #N/A | Cook | all | 1 | 1 | DEER RSD Kit Yr Ck Wd | 0 | 55 | #N/A | 3371 | 0 | 55
;
;
; No Match Found -> return Always Off profile
-99 | -99 | -99 | 1 | -1 | 0 | 0 | ; | all | all | all | 1 | 1 | Always Off | 0 | 0 | all all all
Note on E22: SAC 2/21/05: Minimum value the Profile Min can have AFTER applying building type, enduse & vintage-specific multipliers (final minimum MAY be higher than this value)
Note on F22: SAC 2/16/05: Profile Min BEFORE applying building type, enduse & vintage-specific multipliers
Note on G22: SAC 2/16/05: Profile Max BEFORE applying building type, enduse & vintage-specific multipliers

## HP_DEERProfileID
; | eQUEST DEER Wizard Look-up Table - Schedule Group, Enduse & Day -> Profile ID & Min/Max
;
; | 2/16/05 |  |  | SAC | Created table
; | 1/20/06 |  |  | SAC | Added new Indep #4 column to facilitate SPC-Engage analysis | [12 empty] | Is Open Vals
; | 11/27/07 |  |  | KJM | Added Indep #3 for DEER08 | [10 empty] | Occup |  | - | -99
; | [15 empty] | ILit |  | Yes | 1
; | [15 empty] | ELit |  | No | 0
; | [15 empty] | OffEq
; | [15 empty] | Cook
; | [15 empty] | Refrig | Sun | ILt Idx vals
; | [15 empty] | Misc | Mon | all | -99
; | [15 empty] | DHW | Tue | Prim | 1
; | [15 empty] | AirComp | Wed | Sec | 2
; | [15 empty] | Motors | Thu | Othr | 3
; | [15 empty] | Proc | Fri | Exit | 4
; | [15 empty] | SCRefr | Sat
; | [15 empty] | TLit | Hol
; | [15 empty] | Infil | Cls |  |  |  | Entries w/ Violet text edited 3/26/07
; | [15 empty] | all | all
; | 5/22/08 |  |  | KJM | Many, many revisions to create separate profiles for CFLs (Lt2)
; Independents |  |  |  |  | Dependents | [20 empty] | Min/Max for Lighting Profiles Only
; 1 | 2 | 3 | 4 | 5 | 1 | 2 | 3 | 4 | [12 empty] | Profile |  |  |  |  | Primary |  | Secondary |  | Tertiary |  | Quarternary
; Sch | End | Ilit |  | Is | Profile | FINAL | Primary Profile: |  | Secondary Profile: |  | Tertiary Profile: |  | Quaternary Profile: |  |  |  |  | Ilt |  | Is | Min | Max |  | Profl | Profl | Profl | Profl | Profl | Profl | Profl | Profl | Profl | Profl
; Grp | use | Idx | Day | Opn | ID | Prf Min | Min | Max | Min | Max | Min | Max | Min | Max |  | Sched Group | Enduse | Idx | Day | Open | Mult | Mult | Profile | Min | Max | Min | Max | Min | Max | Min | Max | Min | Max
;
-99 | 1 | 4 | -99 | -99 | 2 | -1 | 100 | 100 | 100 | 100 | 100 | 100 | 100 | 100 | ; | all | ILit | Exit | all | - | 1 | 1 | Always On | 100 | 100 | [6 empty] | 100 | 100 | SAC 11/29/07 - revised Exit lighting mods to ALL be handled via 1 record
;
1011 | 8 | -99 | -99 | 0 | 1 | -1 | 0 | 0 | 0 | 0 | 0 | 0 | 0 | 0 | ; | Assembly Admin | Occup | all | all | No | 1 | 1 | Always Off | 0 | 0 |  |  |  |  | - n/a - | - n/a - | 0 | 0 |  | Assembly Admin Occup all Closed | 1 | 0 | 0 | 0 | 0
1011 | 8 | -99 | 6 | -99 | 3001 | -1 | 0 | 25 | 0 | 25 | 0 | 25 | 0 | 25 | ; | Assembly Admin | Occup | all | Sat | - | 1 | 1 | DEER ASM Off Occ WeH | 0 | 25 |  |  |  |  | - n/a - | - n/a - | 0 | 25 |  | Assembly Admin Occup Sat | 3001 | 0 | 25 | 0 | 25
1011 | 8 | -99 | 7 | -99 | 3001 | -1 | 0 | 25 | 0 | 25 | 0 | 25 | 0 | 25 | ; | Assembly Admin | Occup | all | Sun | - | 1 | 1 | DEER ASM Off Occ WeH | 0 | 25 |  |  |  |  | - n/a - | - n/a - | 0 | 25 |  | Assembly Admin Occup Sun | 3001 | 0 | 25 | 0 | 25
1011 | 8 | -99 | 8 | -99 | 3001 | -1 | 0 | 25 | 0 | 25 | 0 | 25 | 0 | 25 | ; | Assembly Admin | Occup | all | Hol | - | 1 | 1 | DEER ASM Off Occ WeH | 0 | 25 |  |  |  |  | - n/a - | - n/a - | 0 | 25 |  | Assembly Admin Occup Hol | 3001 | 0 | 25 | 0 | 25
1011 | 8 | -99 | 11 | -99 | 1 | -1 | 0 | 0 | 0 | 0 | 0 | 0 | 0 | 0 | ; | Assembly Admin | Occup | all | Cls | - | 1 | 1 | Always Off | 0 | 0 |  |  |  |  | - n/a - | - n/a - | 0 | 0 |  | Assembly Admin Occup Cls | 1 | 0 | 0 | 0 | 0
1011 | 8 | -99 | -99 | -99 | 3000 | -1 | 0 | 100 | 0 | 100 | 0 | 100 | 0 | 100 | ; | Assembly Admin | Occup | all | all | - | 1 | 1 | DEER ASM Off Occ Wd | 0 | 100 |  |  |  |  | - n/a - | - n/a - | 0 | 100 |  | Assembly Admin Occup all | 3000 | 0 | 100 | 0 | 100
1011 | 1 | -99 | -99 | 0 | 2 | -1 | 5 | 5 | 5 | 5 | 5 | 5 | 5 | 5 | ; | Assembly Admin | ILit | all | all | No | 0.05 | 0.05 | Always On | 100 | 100 | 100 | 100 | 100 | 100 | 100 | 100 | 100 | 100 |  | Assembly Admin ILit all Closed | 2 | 5 | 5 | 5 | 5
1011 | 1 | -99 | 11 | -99 | 2 | -1 | 5 | 5 | 5 | 5 | 5 | 5 | 5 | 5 | ; | Assembly Admin | ILit | all | Cls | - | 0.05 | 0.05 | Always On | 100 | 100 | 100 | 100 | 100 | 100 | 100 | 100 | 100 | 100 |  | Assembly Admin ILit Cls | 2 | 5 | 5 | 5 | 5
1011 | 1 | -99 | -99 | -99 | 3002 | -1 | 10 | 65 | 10 | 45 | 5 | 95 | 5 | 95 | ; | Assembly Admin | ILit | all | all | - | 1 | 1 | DEER ASM Off Ltg | 5 | 95 | 10 | 65 | 10 | 45 | 5 | 95 | 5 | 95 |  | Assembly Admin ILit all | 3002 | 10 | 65 | 10 | 45
1011 | 6 | -99 | -99 | 0 | 2 | -1 | 5 | 5 | 5 | 5 | 5 | 5 | 5 | 5 | ; | Assembly Admin | Misc | all | all | No | 0.05 | 0.05 | Always On | 100 | 100 |  |  |  |  | - n/a - | - n/a - | 100 | 100 |  | Assembly Admin Misc all Closed | 2 | 5 | 5 | 5 | 5
1011 | 6 | -99 | 6 | -99 | 3004 | -1 | 5 | 25 | 5 | 25 | 5 | 25 | 5 | 25 | ; | Assembly Admin | Misc | all | Sat | - | 1 | 1 | DEER ASM Off Eqp WeH | 5 | 25 |  |  |  |  | - n/a - | - n/a - | 5 | 25 |  | Assembly Admin Misc Sat | 3004 | 5 | 25 | 5 | 25
1011 | 6 | -99 | 7 | -99 | 3004 | -1 | 5 | 25 | 5 | 25 | 5 | 25 | 5 | 25 | ; | Assembly Admin | Misc | all | Sun | - | 1 | 1 | DEER ASM Off Eqp WeH | 5 | 25 |  |  |  |  | - n/a - | - n/a - | 5 | 25 |  | Assembly Admin Misc Sun | 3004 | 5 | 25 | 5 | 25
1011 | 6 | -99 | 8 | -99 | 3004 | -1 | 5 | 25 | 5 | 25 | 5 | 25 | 5 | 25 | ; | Assembly Admin | Misc | all | Hol | - | 1 | 1 | DEER ASM Off Eqp WeH | 5 | 25 |  |  |  |  | - n/a - | - n/a - | 5 | 25 |  | Assembly Admin Misc Hol | 3004 | 5 | 25 | 5 | 25
1011 | 6 | -99 | 11 | -99 | 2 | -1 | 5 | 5 | 5 | 5 | 5 | 5 | 5 | 5 | ; | Assembly Admin | Misc | all | Cls | - | 0.05 | 0.05 | Always On | 100 | 100 |  |  |  |  | - n/a - | - n/a - | 100 | 100 |  | Assembly Admin Misc Cls | 2 | 5 | 5 | 5 | 5
1011 | 6 | -99 | -99 | -99 | 3003 | -1 | 5 | 95 | 5 | 95 | 5 | 95 | 5 | 95 | ; | Assembly Admin | Misc | all | all | - | 1 | 1 | DEER ASM Off Eqp Wd | 5 | 95 |  |  |  |  | - n/a - | - n/a - | 5 | 95 |  | Assembly Admin Misc all | 3003 | 5 | 95 | 5 | 95
1021 | 8 | -99 | -99 | 0 | 1 | -1 | 0 | 0 | 0 | 0 | 0 | 0 | 0 | 0 | ; | Assembly Auditorium | Occup | all | all | No | 1 | 1 | Always Off | 0 | 0 |  |  |  |  | - n/a - | - n/a - | 0 | 0 |  | Assembly Auditorium Occup all Closed | 1 | 0 | 0 | 0 | 0
1021 | 8 | -99 | 11 | -99 | 1 | -1 | 0 | 0 | 0 | 0 | 0 | 0 | 0 | 0 | ; | Assembly Auditorium | Occup | all | Cls | - | 1 | 1 | Always Off | 0 | 0 |  |  |  |  | - n/a - | - n/a - | 0 | 0 |  | Assembly Auditorium Occup Cls | 1 | 0 | 0 | 0 | 0
1021 | 8 | -99 | -99 | -99 | 3005 | -1 | 0 | 90 | 0 | 90 | 0 | 90 | 0 | 90 | ; | Assembly Auditorium | Occup | all | all | - | 1 | 1 | DEER ASM Asm Occ | 0 | 90 |  |  |  |  | - n/a - | - n/a - | 0 | 90 |  | Assembly Auditorium Occup all | 3005 | 0 | 90 | 0 | 90
1021 | 1 | -99 | -99 | 0 | 2 | -1 | 5 | 5 | 5 | 5 | 5 | 5 | 5 | 5 | ; | Assembly Auditorium | ILit | all | all | No | 0.05 | 0.05 | Always On | 100 | 100 | 100 | 100 | 100 | 100 | 100 | 100 | 100 | 100 |  | Assembly Auditorium ILit all Closed | 2 | 5 | 5 | 5 | 5
1021 | 1 | -99 | 11 | -99 | 2 | -1 | 5 | 5 | 5 | 5 | 5 | 5 | 5 | 5 | ; | Assembly Auditorium | ILit | all | Cls | - | 0.05 | 0.05 | Always On | 100 | 100 | 100 | 100 | 100 | 100 | 100 | 100 | 100 | 100 |  | Assembly Auditorium ILit Cls | 2 | 5 | 5 | 5 | 5
1021 | 1 | -99 | -99 | -99 | 3006 | -1 | 5 | 50 | 12 | 40 | 5 | 80 | 5 | 80 | ; | Assembly Auditorium | ILit | all | all | - | 1 | 1 | DEER ASM Asm Ltg | 5 | 80 | 5 | 50 | 12 | 40 | 5 | 80 | 5 | 80 |  | Assembly Auditorium ILit all | 3006 | 5 | 50 | 12 | 40
1021 | 6 | -99 | -99 | 0 | 2 | -1 | 25 | 25 | 25 | 25 | 25 | 25 | 25 | 25 | ; | Assembly Auditorium | Misc | all | all | No | 0.25 | 0.25 | Always On | 100 | 100 |  |  |  |  | - n/a - | - n/a - | 100 | 100 |  | Assembly Auditorium Misc all Closed | 2 | 25 | 25 | 25 | 25
1021 | 6 | -99 | 11 | -99 | 2 | -1 | 25 | 25 | 25 | 25 | 25 | 25 | 25 | 25 | ; | Assembly Auditorium | Misc | all | Cls | - | 0.25 | 0.25 | Always On | 100 | 100 |  |  |  |  | - n/a - | - n/a - | 100 | 100 |  | Assembly Auditorium Misc Cls | 2 | 25 | 25 | 25 | 25
1021 | 6 | -99 | -99 | -99 | 3007 | -1 | 25 | 100 | 25 | 100 | 25 | 100 | 25 | 100 | ; | Assembly Auditorium | Misc | all | all | - | 1 | 1 | DEER ASM Asm Eqp | 25 | 100 |  |  |  |  | - n/a - | - n/a - | 25 | 100 |  | Assembly Auditorium Misc all | 3007 | 25 | 100 | 25 | 100
[36 empty] | 0 | 0 | 0 | 0 | 0 | bar: ; Independents ; 1 to Dependents 4
2011 | 8 | -99 | -99 | 0 | 1 | -1 | 0 | 0 | 0 | 0 | 0 | 0 | 0 | 0 | ; | PrimSchool Class/Office (in session) | Occup | all | all | No | 1 | 1 | Always Off | 0 | 0 |  |  |  |  | - n/a - | - n/a - | 0 | 0 |  | PrimSchool Class/Office (in session) Occup all Closed | 1 | 0 | 0 | 0 | 0
2011 | 8 | -99 | 6 | -99 | 3011 | -1 | 0 | 30 | 0 | 30 | 0 | 30 | 0 | 30 | ; | PrimSchool Class/Office (in session) | Occup | all | Sat | - | 1 | 1 | DEER EPR ClOf IS Oc Sa | 0 | 30 |  |  |  |  | - n/a - | - n/a - | 0 | 30 |  | PrimSchool Class/Office (in session) Occup Sat | 3011 | 0 | 30 | 0 | 30
2011 | 8 | -99 | 7 | -99 | 3011 | -1 | 0 | 30 | 0 | 30 | 0 | 30 | 0 | 30 | ; | PrimSchool Class/Office (in session) | Occup | all | Sun | - | 1 | 1 | DEER EPR ClOf IS Oc Sa | 0 | 30 |  |  |  |  | - n/a - | - n/a - | 0 | 30 |  | PrimSchool Class/Office (in session) Occup Sun | 3011 | 0 | 30 | 0 | 30
2011 | 8 | -99 | 8 | -99 | 3011 | -1 | 0 | 30 | 0 | 30 | 0 | 30 | 0 | 30 | ; | PrimSchool Class/Office (in session) | Occup | all | Hol | - | 1 | 1 | DEER EPR ClOf IS Oc Sa | 0 | 30 |  |  |  |  | - n/a - | - n/a - | 0 | 30 |  | PrimSchool Class/Office (in session) Occup Hol | 3011 | 0 | 30 | 0 | 30
2011 | 8 | -99 | 11 | -99 | 1 | -1 | 0 | 0 | 0 | 0 | 0 | 0 | 0 | 0 | ; | PrimSchool Class/Office (in session) | Occup | all | Cls | - | 1 | 1 | Always Off | 0 | 0 |  |  |  |  | - n/a - | - n/a - | 0 | 0 |  | PrimSchool Class/Office (in session) Occup Cls | 1 | 0 | 0 | 0 | 0
2011 | 8 | -99 | -99 | -99 | 3010 | -1 | 0 | 100 | 0 | 100 | 0 | 100 | 0 | 100 | ; | PrimSchool Class/Office (in session) | Occup | all | all | - | 1 | 1 | DEER EPR ClOf IS Oc Wd | 0 | 100 |  |  |  |  | - n/a - | - n/a - | 0 | 100 |  | PrimSchool Class/Office (in session) Occup all | 3010 | 0 | 100 | 0 | 100
2011 | 1 | -99 | -99 | 0 | 2 | -1 | 5 | 5 | 5 | 5 | 5 | 5 | 5 | 5 | ; | PrimSchool Class/Office (in session) | ILit | all | all | No | 0.05 | 0.05 | Always On | 100 | 100 | 100 | 100 | 100 | 100 | 100 | 100 | 100 | 100 |  | PrimSchool Class/Office (in session) ILit all Closed | 2 | 5 | 5 | 5 | 5
2011 | 1 | -99 | 6 | -99 | 3013 | -1 | 5 | 40 | 6.5 | 55 | 5 | 30 | 5 | 30 | ; | PrimSchool Class/Office (in session) | ILit | all | Sat | - | 1 | 1 | DEER EPR ClOf IS Lt Sa | 5 | 30 | 5 | 40 | 6.5 | 55 | 5 | 30 | 5 | 30 |  | PrimSchool Class/Office (in session) ILit Sat | 3013 | 5 | 40 | 6.5 | 55
2011 | 1 | -99 | 7 | -99 | 3013 | -1 | 5 | 40 | 6.5 | 55 | 5 | 30 | 5 | 30 | ; | PrimSchool Class/Office (in session) | ILit | all | Sun | - | 1 | 1 | DEER EPR ClOf IS Lt Sa | 5 | 30 | 5 | 40 | 6.5 | 55 | 5 | 30 | 5 | 30 |  | PrimSchool Class/Office (in session) ILit Sun | 3013 | 5 | 40 | 6.5 | 55
2011 | 1 | -99 | 8 | -99 | 3013 | -1 | 5 | 40 | 6.5 | 55 | 5 | 30 | 5 | 30 | ; | PrimSchool Class/Office (in session) | ILit | all | Hol | - | 1 | 1 | DEER EPR ClOf IS Lt Sa | 5 | 30 | 5 | 40 | 6.5 | 55 | 5 | 30 | 5 | 30 |  | PrimSchool Class/Office (in session) ILit Hol | 3013 | 5 | 40 | 6.5 | 55
2011 | 1 | -99 | 11 | -99 | 2 | -1 | 5 | 5 | 5 | 5 | 5 | 5 | 5 | 5 | ; | PrimSchool Class/Office (in session) | ILit | all | Cls | - | 0.05 | 0.05 | Always On | 100 | 100 | 100 | 100 | 100 | 100 | 100 | 100 | 100 | 100 |  | PrimSchool Class/Office (in session) ILit Cls | 2 | 5 | 5 | 5 | 5
2011 | 1 | -99 | -99 | -99 | 3012 | -1 | 5 | 100 | 6.5 | 100 | 5 | 100 | 5 | 100 | ; | PrimSchool Class/Office (in session) | ILit | all | all | - | 1 | 1 | DEER EPR ClOf IS Lt Wd | 5 | 100 | 5 | 100 | 6.5 | 100 | 5 | 100 | 5 | 100 |  | PrimSchool Class/Office (in session) ILit all | 3012 | 5 | 100 | 6.5 | 100
2011 | 6 | -99 | -99 | 0 | 2 | -1 | 5 | 5 | 5 | 5 | 5 | 5 | 5 | 5 | ; | PrimSchool Class/Office (in session) | Misc | all | all | No | 0.05 | 0.05 | Always On | 100 | 100 |  |  |  |  | - n/a - | - n/a - | 100 | 100 |  | PrimSchool Class/Office (in session) Misc all Closed | 2 | 5 | 5 | 5 | 5
2011 | 6 | -99 | 6 | -99 | 3015 | -1 | 5 | 40 | 5 | 40 | 5 | 40 | 5 | 40 | ; | PrimSchool Class/Office (in session) | Misc | all | Sat | - | 1 | 1 | DEER EPR ClOf IS Eq Sa | 5 | 40 |  |  |  |  | - n/a - | - n/a - | 5 | 40 |  | PrimSchool Class/Office (in session) Misc Sat | 3015 | 5 | 40 | 5 | 40
2011 | 6 | -99 | 7 | -99 | 3015 | -1 | 5 | 40 | 5 | 40 | 5 | 40 | 5 | 40 | ; | PrimSchool Class/Office (in session) | Misc | all | Sun | - | 1 | 1 | DEER EPR ClOf IS Eq Sa | 5 | 40 |  |  |  |  | - n/a - | - n/a - | 5 | 40 |  | PrimSchool Class/Office (in session) Misc Sun | 3015 | 5 | 40 | 5 | 40
2011 | 6 | -99 | 8 | -99 | 3015 | -1 | 5 | 40 | 5 | 40 | 5 | 40 | 5 | 40 | ; | PrimSchool Class/Office (in session) | Misc | all | Hol | - | 1 | 1 | DEER EPR ClOf IS Eq Sa | 5 | 40 |  |  |  |  | - n/a - | - n/a - | 5 | 40 |  | PrimSchool Class/Office (in session) Misc Hol | 3015 | 5 | 40 | 5 | 40
2011 | 6 | -99 | 11 | -99 | 2 | -1 | 5 | 5 | 5 | 5 | 5 | 5 | 5 | 5 | ; | PrimSchool Class/Office (in session) | Misc | all | Cls | - | 0.05 | 0.05 | Always On | 100 | 100 |  |  |  |  | - n/a - | - n/a - | 100 | 100 |  | PrimSchool Class/Office (in session) Misc Cls | 2 | 5 | 5 | 5 | 5
2011 | 6 | -99 | -99 | -99 | 3014 | -1 | 5 | 100 | 5 | 100 | 5 | 100 | 5 | 100 | ; | PrimSchool Class/Office (in session) | Misc | all | all | - | 1 | 1 | DEER EPR ClOf IS Eq Wd | 5 | 100 |  |  |  |  | - n/a - | - n/a - | 5 | 100 |  | PrimSchool Class/Office (in session) Misc all | 3014 | 5 | 100 | 5 | 100
2021 | 8 | -99 | -99 | 0 | 1 | -1 | 0 | 0 | 0 | 0 | 0 | 0 | 0 | 0 | ; | PrimSchool Gym (in session) | Occup | all | all | No | 1 | 1 | Always Off | 0 | 0 |  |  |  |  | - n/a - | - n/a - | 0 | 0 |  | PrimSchool Gym (in session) Occup all Closed | 1 | 0 | 0 | 0 | 0
2021 | 8 | -99 | 6 | -99 | 3017 | -1 | 0 | 40 | 0 | 40 | 0 | 40 | 0 | 40 | ; | PrimSchool Gym (in session) | Occup | all | Sat | - | 1 | 1 | DEER EPR Gym IS Oc Sa | 0 | 40 |  |  |  |  | - n/a - | - n/a - | 0 | 40 |  | PrimSchool Gym (in session) Occup Sat | 3017 | 0 | 40 | 0 | 40
2021 | 8 | -99 | 7 | -99 | 3017 | -1 | 0 | 40 | 0 | 40 | 0 | 40 | 0 | 40 | ; | PrimSchool Gym (in session) | Occup | all | Sun | - | 1 | 1 | DEER EPR Gym IS Oc Sa | 0 | 40 |  |  |  |  | - n/a - | - n/a - | 0 | 40 |  | PrimSchool Gym (in session) Occup Sun | 3017 | 0 | 40 | 0 | 40
2021 | 8 | -99 | 8 | -99 | 3017 | -1 | 0 | 40 | 0 | 40 | 0 | 40 | 0 | 40 | ; | PrimSchool Gym (in session) | Occup | all | Hol | - | 1 | 1 | DEER EPR Gym IS Oc Sa | 0 | 40 |  |  |  |  | - n/a - | - n/a - | 0 | 40 |  | PrimSchool Gym (in session) Occup Hol | 3017 | 0 | 40 | 0 | 40
2021 | 8 | -99 | 11 | -99 | 1 | -1 | 0 | 0 | 0 | 0 | 0 | 0 | 0 | 0 | ; | PrimSchool Gym (in session) | Occup | all | Cls | - | 1 | 1 | Always Off | 0 | 0 |  |  |  |  | - n/a - | - n/a - | 0 | 0 |  | PrimSchool Gym (in session) Occup Cls | 1 | 0 | 0 | 0 | 0
2021 | 8 | -99 | -99 | -99 | 3016 | -1 | 0 | 100 | 0 | 100 | 0 | 100 | 0 | 100 | ; | PrimSchool Gym (in session) | Occup | all | all | - | 1 | 1 | DEER EPR Gym IS Oc Wd | 0 | 100 |  |  |  |  | - n/a - | - n/a - | 0 | 100 |  | PrimSchool Gym (in session) Occup all | 3016 | 0 | 100 | 0 | 100
2021 | 1 | -99 | -99 | 0 | 2 | -1 | 5 | 5 | 5 | 5 | 5 | 5 | 5 | 5 | ; | PrimSchool Gym (in session) | ILit | all | all | No | 0.05 | 0.05 | Always On | 100 | 100 | 100 | 100 | 100 | 100 | 100 | 100 | 100 | 100 |  | PrimSchool Gym (in session) ILit all Closed | 2 | 5 | 5 | 5 | 5
2021 | 1 | -99 | 6 | -99 | 3019 | -1 | 5 | 50 | 6.5 | 60 | 5 | 45 | 5 | 45 | ; | PrimSchool Gym (in session) | ILit | all | Sat | - | 1 | 1 | DEER EPR Gym IS Lt Sa | 5 | 45 | 5 | 50 | 6.5 | 60 | 5 | 45 | 5 | 45 |  | PrimSchool Gym (in session) ILit Sat | 3019 | 5 | 50 | 6.5 | 60
2021 | 1 | -99 | 7 | -99 | 3019 | -1 | 5 | 50 | 6.5 | 60 | 5 | 45 | 5 | 45 | ; | PrimSchool Gym (in session) | ILit | all | Sun | - | 1 | 1 | DEER EPR Gym IS Lt Sa | 5 | 45 | 5 | 50 | 6.5 | 60 | 5 | 45 | 5 | 45 |  | PrimSchool Gym (in session) ILit Sun | 3019 | 5 | 50 | 6.5 | 60
2021 | 1 | -99 | 8 | -99 | 3019 | -1 | 5 | 50 | 6.5 | 60 | 5 | 45 | 5 | 45 | ; | PrimSchool Gym (in session) | ILit | all | Hol | - | 1 | 1 | DEER EPR Gym IS Lt Sa | 5 | 45 | 5 | 50 | 6.5 | 60 | 5 | 45 | 5 | 45 |  | PrimSchool Gym (in session) ILit Hol | 3019 | 5 | 50 | 6.5 | 60
2021 | 1 | -99 | 11 | -99 | 2 | -1 | 5 | 5 | 5 | 5 | 5 | 5 | 5 | 5 | ; | PrimSchool Gym (in session) | ILit | all | Cls | - | 0.05 | 0.05 | Always On | 100 | 100 | 100 | 100 | 100 | 100 | 100 | 100 | 100 | 100 |  | PrimSchool Gym (in session) ILit Cls | 2 | 5 | 5 | 5 | 5
2021 | 1 | -99 | -99 | -99 | 3018 | -1 | 5 | 90 | 6.5 | 100 | 5 | 75 | 5 | 75 | ; | PrimSchool Gym (in session) | ILit | all | all | - | 1 | 1 | DEER EPR Gym IS Lt Wd | 5 | 75 | 5 | 90 | 6.5 | 100 | 5 | 75 | 5 | 75 |  | PrimSchool Gym (in session) ILit all | 3018 | 5 | 90 | 6.5 | 100
2021 | 6 | -99 | -99 | 0 | 2 | -1 | 5 | 5 | 5 | 5 | 5 | 5 | 5 | 5 | ; | PrimSchool Gym (in session) | Misc | all | all | No | 0.05 | 0.05 | Always On | 100 | 100 |  |  |  |  | - n/a - | - n/a - | 100 | 100 |  | PrimSchool Gym (in session) Misc all Closed | 2 | 5 | 5 | 5 | 5
2021 | 6 | -99 | 6 | -99 | 3021 | -1 | 15 | 45 | 15 | 45 | 15 | 45 | 15 | 45 | ; | PrimSchool Gym (in session) | Misc | all | Sat | - | 1 | 1 | DEER EPR Gym IS Eq WeH | 15 | 45 |  |  |  |  | - n/a - | - n/a - | 15 | 45 |  | PrimSchool Gym (in session) Misc Sat | 3021 | 15 | 45 | 15 | 45
2021 | 6 | -99 | 7 | -99 | 3021 | -1 | 15 | 45 | 15 | 45 | 15 | 45 | 15 | 45 | ; | PrimSchool Gym (in session) | Misc | all | Sun | - | 1 | 1 | DEER EPR Gym IS Eq WeH | 15 | 45 |  |  |  |  | - n/a - | - n/a - | 15 | 45 |  | PrimSchool Gym (in session) Misc Sun | 3021 | 15 | 45 | 15 | 45
2021 | 6 | -99 | 8 | -99 | 3021 | -1 | 15 | 45 | 15 | 45 | 15 | 45 | 15 | 45 | ; | PrimSchool Gym (in session) | Misc | all | Hol | - | 1 | 1 | DEER EPR Gym IS Eq WeH | 15 | 45 |  |  |  |  | - n/a - | - n/a - | 15 | 45 |  | PrimSchool Gym (in session) Misc Hol | 3021 | 15 | 45 | 15 | 45
2021 | 6 | -99 | 11 | -99 | 2 | -1 | 5 | 5 | 5 | 5 | 5 | 5 | 5 | 5 | ; | PrimSchool Gym (in session) | Misc | all | Cls | - | 0.05 | 0.05 | Always On | 100 | 100 |  |  |  |  | - n/a - | - n/a - | 100 | 100 |  | PrimSchool Gym (in session) Misc Cls | 2 | 5 | 5 | 5 | 5
2021 | 6 | -99 | -99 | -99 | 3020 | -1 | 15 | 100 | 15 | 100 | 15 | 100 | 15 | 100 | ; | PrimSchool Gym (in session) | Misc | all | all | - | 1 | 1 | DEER EPR Gym IS Eq Wd | 15 | 100 |  |  |  |  | - n/a - | - n/a - | 15 | 100 |  | PrimSchool Gym (in session) Misc all | 3020 | 15 | 100 | 15 | 100
2031 | 8 | -99 | -99 | 0 | 1 | -1 | 0 | 0 | 0 | 0 | 0 | 0 | 0 | 0 | ; | PrimSchool Cafeteria (in session) | Occup | all | all | No | 1 | 1 | Always Off | 0 | 0 |  |  |  |  | - n/a - | - n/a - | 0 | 0 |  | PrimSchool Cafeteria (in session) Occup all Closed | 1 | 0 | 0 | 0 | 0
2031 | 8 | -99 | 6 | -99 | 3567 | -1 | 0 | 25 | 0 | 25 | 0 | 25 | 0 | 25 | ; | PrimSchool Cafeteria (in session) | Occup | all | Sat | - | 1 | 1 | DEER08 EPR Din IS Oc WeH | 0 | 25 |  |  |  |  | - n/a - | - n/a - | 0 | 25 |  | PrimSchool Cafeteria (in session) Occup Sat | 3567 | 0 | 25 | 0 | 25
2031 | 8 | -99 | 7 | -99 | 3567 | -1 | 0 | 25 | 0 | 25 | 0 | 25 | 0 | 25 | ; | PrimSchool Cafeteria (in session) | Occup | all | Sun | - | 1 | 1 | DEER08 EPR Din IS Oc WeH | 0 | 25 |  |  |  |  | - n/a - | - n/a - | 0 | 25 |  | PrimSchool Cafeteria (in session) Occup Sun | 3567 | 0 | 25 | 0 | 25
2031 | 8 | -99 | 8 | -99 | 3567 | -1 | 0 | 25 | 0 | 25 | 0 | 25 | 0 | 25 | ; | PrimSchool Cafeteria (in session) | Occup | all | Hol | - | 1 | 1 | DEER08 EPR Din IS Oc WeH | 0 | 25 |  |  |  |  | - n/a - | - n/a - | 0 | 25 |  | PrimSchool Cafeteria (in session) Occup Hol | 3567 | 0 | 25 | 0 | 25
2031 | 8 | -99 | 11 | -99 | 1 | -1 | 0 | 0 | 0 | 0 | 0 | 0 | 0 | 0 | ; | PrimSchool Cafeteria (in session) | Occup | all | Cls | - | 1 | 1 | Always Off | 0 | 0 |  |  |  |  | - n/a - | - n/a - | 0 | 0 |  | PrimSchool Cafeteria (in session) Occup Cls | 1 | 0 | 0 | 0 | 0
2031 | 8 | -99 | -99 | -99 | 3022 | -1 | 0 | 50 | 0 | 50 | 0 | 50 | 0 | 50 | ; | PrimSchool Cafeteria (in session) | Occup | all | all | - | 1 | 1 | DEER EPR Din IS Oc Wd | 0 | 50 |  |  |  |  | - n/a - | - n/a - | 0 | 50 |  | PrimSchool Cafeteria (in session) Occup all | 3022 | 0 | 50 | 0 | 50
2031 | 1 | -99 | -99 | 0 | 2 | -1 | 5 | 5 | 5 | 5 | 5 | 5 | 5 | 5 | ; | PrimSchool Cafeteria (in session) | ILit | all | all | No | 0.05 | 0.05 | Always On | 100 | 100 | 100 | 100 | 100 | 100 | 100 | 100 | 100 | 100 |  | PrimSchool Cafeteria (in session) ILit all Closed | 2 | 5 | 5 | 5 | 5
2031 | 1 | -99 | 6 | -99 | 3568 | -1 | 5 | 60 | 6.5 | 60 | 5 | 50 | 5 | 50 | ; | PrimSchool Cafeteria (in session) | ILit | all | Sat | - | 1 | 1 | DEER08 EPR Din IS Lt WeH | 5 | 50 | 5 | 60 | 6.5 | 60 | 5 | 50 | 5 | 50 |  | PrimSchool Cafeteria (in session) ILit Sat | 3568 | 5 | 60 | 6.5 | 60
2031 | 1 | -99 | 7 | -99 | 3568 | -1 | 5 | 60 | 6.5 | 60 | 5 | 50 | 5 | 50 | ; | PrimSchool Cafeteria (in session) | ILit | all | Sun | - | 1 | 1 | DEER08 EPR Din IS Lt WeH | 5 | 50 | 5 | 60 | 6.5 | 60 | 5 | 50 | 5 | 50 |  | PrimSchool Cafeteria (in session) ILit Sun | 3568 | 5 | 60 | 6.5 | 60
2031 | 1 | -99 | 8 | -99 | 3568 | -1 | 5 | 60 | 6.5 | 60 | 5 | 50 | 5 | 50 | ; | PrimSchool Cafeteria (in session) | ILit | all | Hol | - | 1 | 1 | DEER08 EPR Din IS Lt WeH | 5 | 50 | 5 | 60 | 6.5 | 60 | 5 | 50 | 5 | 50 |  | PrimSchool Cafeteria (in session) ILit Hol | 3568 | 5 | 60 | 6.5 | 60
2031 | 1 | -99 | 11 | -99 | 2 | -1 | 5 | 5 | 5 | 5 | 5 | 5 | 5 | 5 | ; | PrimSchool Cafeteria (in session) | ILit | all | Cls | - | 0.05 | 0.05 | Always On | 100 | 100 | 100 | 100 | 100 | 100 | 100 | 100 | 100 | 100 |  | PrimSchool Cafeteria (in session) ILit Cls | 2 | 5 | 5 | 5 | 5
2031 | 1 | -99 | -99 | -99 | 3023 | -1 | 5 | 100 | 6.5 | 100 | 5 | 100 | 5 | 100 | ; | PrimSchool Cafeteria (in session) | ILit | all | all | - | 1 | 1 | DEER EPR Din IS Lt Wd | 5 | 100 | 5 | 100 | 6.5 | 100 | 5 | 100 | 5 | 100 |  | PrimSchool Cafeteria (in session) ILit all | 3023 | 5 | 100 | 6.5 | 100
2031 | 6 | -99 | -99 | 0 | 2 | -1 | 5 | 5 | 5 | 5 | 5 | 5 | 5 | 5 | ; | PrimSchool Cafeteria (in session) | Misc | all | all | No | 0.05 | 0.05 | Always On | 100 | 100 |  |  |  |  | - n/a - | - n/a - | 100 | 100 |  | PrimSchool Cafeteria (in session) Misc all Closed | 2 | 5 | 5 | 5 | 5
2031 | 6 | -99 | 6 | -99 | 3569 | -1 | 5 | 50 | 5 | 50 | 5 | 50 | 5 | 50 | ; | PrimSchool Cafeteria (in session) | Misc | all | Sat | - | 1 | 1 | DEER08 EPR Din IS Eq WeH | 5 | 50 |  |  |  |  | - n/a - | - n/a - | 5 | 50 |  | PrimSchool Cafeteria (in session) Misc Sat | 3569 | 5 | 50 | 5 | 50
2031 | 6 | -99 | 7 | -99 | 3569 | -1 | 5 | 50 | 5 | 50 | 5 | 50 | 5 | 50 | ; | PrimSchool Cafeteria (in session) | Misc | all | Sun | - | 1 | 1 | DEER08 EPR Din IS Eq WeH | 5 | 50 |  |  |  |  | - n/a - | - n/a - | 5 | 50 |  | PrimSchool Cafeteria (in session) Misc Sun | 3569 | 5 | 50 | 5 | 50
2031 | 6 | -99 | 8 | -99 | 3569 | -1 | 5 | 50 | 5 | 50 | 5 | 50 | 5 | 50 | ; | PrimSchool Cafeteria (in session) | Misc | all | Hol | - | 1 | 1 | DEER08 EPR Din IS Eq WeH | 5 | 50 |  |  |  |  | - n/a - | - n/a - | 5 | 50 |  | PrimSchool Cafeteria (in session) Misc Hol | 3569 | 5 | 50 | 5 | 50
2031 | 6 | -99 | 11 | -99 | 2 | -1 | 5 | 5 | 5 | 5 | 5 | 5 | 5 | 5 | ; | PrimSchool Cafeteria (in session) | Misc | all | Cls | - | 0.05 | 0.05 | Always On | 100 | 100 |  |  |  |  | - n/a - | - n/a - | 100 | 100 |  | PrimSchool Cafeteria (in session) Misc Cls | 2 | 5 | 5 | 5 | 5
2031 | 6 | -99 | -99 | -99 | 3024 | -1 | 5 | 100 | 5 | 100 | 5 | 100 | 5 | 100 | ; | PrimSchool Cafeteria (in session) | Misc | all | all | - | 1 | 1 | DEER EPR Din IS Eq Wd | 5 | 100 |  |  |  |  | - n/a - | - n/a - | 5 | 100 |  | PrimSchool Cafeteria (in session) Misc all | 3024 | 5 | 100 | 5 | 100
2041 | 8 | -99 | -99 | 0 | 1 | -1 | 0 | 0 | 0 | 0 | 0 | 0 | 0 | 0 | ; | PrimSchool Kitchen (in session) | Occup | all | all | No | 1 | 1 | Always Off | 0 | 0 |  |  |  |  | - n/a - | - n/a - | 0 | 0 |  | PrimSchool Kitchen (in session) Occup all Closed | 1 | 0 | 0 | 0 | 0
2041 | 8 | -99 | 6 | -99 | 3571 | -1 | 0 | 75 | 0 | 75 | 0 | 75 | 0 | 75 | ; | PrimSchool Kitchen (in session) | Occup | all | Sat | - | 1 | 1 | DEER08 EPR Kit IS Oc WeH | 0 | 75 |  |  |  |  | - n/a - | - n/a - | 0 | 75 |  | PrimSchool Kitchen (in session) Occup Sat | 3571 | 0 | 75 | 0 | 75
2041 | 8 | -99 | 7 | -99 | 3571 | -1 | 0 | 75 | 0 | 75 | 0 | 75 | 0 | 75 | ; | PrimSchool Kitchen (in session) | Occup | all | Sun | - | 1 | 1 | DEER08 EPR Kit IS Oc WeH | 0 | 75 |  |  |  |  | - n/a - | - n/a - | 0 | 75 |  | PrimSchool Kitchen (in session) Occup Sun | 3571 | 0 | 75 | 0 | 75
2041 | 8 | -99 | 8 | -99 | 3571 | -1 | 0 | 75 | 0 | 75 | 0 | 75 | 0 | 75 | ; | PrimSchool Kitchen (in session) | Occup | all | Hol | - | 1 | 1 | DEER08 EPR Kit IS Oc WeH | 0 | 75 |  |  |  |  | - n/a - | - n/a - | 0 | 75 |  | PrimSchool Kitchen (in session) Occup Hol | 3571 | 0 | 75 | 0 | 75
2041 | 8 | -99 | 11 | -99 | 1 | -1 | 0 | 0 | 0 | 0 | 0 | 0 | 0 | 0 | ; | PrimSchool Kitchen (in session) | Occup | all | Cls | - | 1 | 1 | Always Off | 0 | 0 |  |  |  |  | - n/a - | - n/a - | 0 | 0 |  | PrimSchool Kitchen (in session) Occup Cls | 1 | 0 | 0 | 0 | 0
2041 | 8 | -99 | -99 | -99 | 3570 | -1 | 0 | 100 | 0 | 100 | 0 | 100 | 0 | 100 | ; | PrimSchool Kitchen (in session) | Occup | all | all | - | 1 | 1 | DEER08 EPR Kit IS Oc Wd | 0 | 100 |  |  |  |  | - n/a - | - n/a - | 0 | 100 |  | PrimSchool Kitchen (in session) Occup all | 3570 | 0 | 100 | 0 | 100
2041 | 1 | -99 | -99 | 0 | 2 | -1 | 5 | 5 | 5 | 5 | 5 | 5 | 5 | 5 | ; | PrimSchool Kitchen (in session) | ILit | all | all | No | 0.05 | 0.05 | Always On | 100 | 100 | 100 | 100 | 100 | 100 | 100 | 100 | 100 | 100 |  | PrimSchool Kitchen (in session) ILit all Closed | 2 | 5 | 5 | 5 | 5
2041 | 1 | -99 | 6 | -99 | 3573 | -1 | 5 | 60 | 6.5 | 60 | 5 | 50 | 5 | 50 | ; | PrimSchool Kitchen (in session) | ILit | all | Sat | - | 1 | 1 | DEER08 EPR Kit IS Lt WeH | 5 | 50 | 5 | 60 | 6.5 | 60 | 5 | 50 | 5 | 50 |  | PrimSchool Kitchen (in session) ILit Sat | 3573 | 5 | 60 | 6.5 | 60
2041 | 1 | -99 | 7 | -99 | 3573 | -1 | 5 | 60 | 6.5 | 60 | 5 | 50 | 5 | 50 | ; | PrimSchool Kitchen (in session) | ILit | all | Sun | - | 1 | 1 | DEER08 EPR Kit IS Lt WeH | 5 | 50 | 5 | 60 | 6.5 | 60 | 5 | 50 | 5 | 50 |  | PrimSchool Kitchen (in session) ILit Sun | 3573 | 5 | 60 | 6.5 | 60
2041 | 1 | -99 | 8 | -99 | 3573 | -1 | 5 | 60 | 6.5 | 60 | 5 | 50 | 5 | 50 | ; | PrimSchool Kitchen (in session) | ILit | all | Hol | - | 1 | 1 | DEER08 EPR Kit IS Lt WeH | 5 | 50 | 5 | 60 | 6.5 | 60 | 5 | 50 | 5 | 50 |  | PrimSchool Kitchen (in session) ILit Hol | 3573 | 5 | 60 | 6.5 | 60
2041 | 1 | -99 | 11 | -99 | 2 | -1 | 5 | 5 | 5 | 5 | 5 | 5 | 5 | 5 | ; | PrimSchool Kitchen (in session) | ILit | all | Cls | - | 0.05 | 0.05 | Always On | 100 | 100 | 100 | 100 | 100 | 100 | 100 | 100 | 100 | 100 |  | PrimSchool Kitchen (in session) ILit Cls | 2 | 5 | 5 | 5 | 5
2041 | 1 | -99 | -99 | -99 | 3572 | -1 | 5 | 100 | 6.5 | 100 | 5 | 100 | 5 | 100 | ; | PrimSchool Kitchen (in session) | ILit | all | all | - | 1 | 1 | DEER08 EPR Kit IS Lt Wd | 5 | 100 | 5 | 100 | 6.5 | 100 | 5 | 100 | 5 | 100 |  | PrimSchool Kitchen (in session) ILit all | 3572 | 5 | 100 | 6.5 | 100
2041 | 6 | -99 | -99 | 0 | 2 | -1 | 5 | 5 | 5 | 5 | 5 | 5 | 5 | 5 | ; | PrimSchool Kitchen (in session) | Misc | all | all | No | 0.05 | 0.05 | Always On | 100 | 100 |  |  |  |  | - n/a - | - n/a - | 100 | 100 |  | PrimSchool Kitchen (in session) Misc all Closed | 2 | 5 | 5 | 5 | 5
2041 | 6 | -99 | 6 | -99 | 3575 | -1 | 15 | 50 | 15 | 50 | 15 | 50 | 15 | 50 | ; | PrimSchool Kitchen (in session) | Misc | all | Sat | - | 1 | 1 | DEER08 EPR Kit IS Eq WeH | 15 | 50 |  |  |  |  | - n/a - | - n/a - | 15 | 50 |  | PrimSchool Kitchen (in session) Misc Sat | 3575 | 15 | 50 | 15 | 50
2041 | 6 | -99 | 7 | -99 | 3575 | -1 | 15 | 50 | 15 | 50 | 15 | 50 | 15 | 50 | ; | PrimSchool Kitchen (in session) | Misc | all | Sun | - | 1 | 1 | DEER08 EPR Kit IS Eq WeH | 15 | 50 |  |  |  |  | - n/a - | - n/a - | 15 | 50 |  | PrimSchool Kitchen (in session) Misc Sun | 3575 | 15 | 50 | 15 | 50
2041 | 6 | -99 | 8 | -99 | 3575 | -1 | 15 | 50 | 15 | 50 | 15 | 50 | 15 | 50 | ; | PrimSchool Kitchen (in session) | Misc | all | Hol | - | 1 | 1 | DEER08 EPR Kit IS Eq WeH | 15 | 50 |  |  |  |  | - n/a - | - n/a - | 15 | 50 |  | PrimSchool Kitchen (in session) Misc Hol | 3575 | 15 | 50 | 15 | 50
2041 | 6 | -99 | 11 | -99 | 2 | -1 | 5 | 5 | 5 | 5 | 5 | 5 | 5 | 5 | ; | PrimSchool Kitchen (in session) | Misc | all | Cls | - | 0.05 | 0.05 | Always On | 100 | 100 |  |  |  |  | - n/a - | - n/a - | 100 | 100 |  | PrimSchool Kitchen (in session) Misc Cls | 2 | 5 | 5 | 5 | 5
2041 | 6 | -99 | -99 | -99 | 3574 | -1 | 15 | 100 | 15 | 100 | 15 | 100 | 15 | 100 | ; | PrimSchool Kitchen (in session) | Misc | all | all | - | 1 | 1 | DEER08 EPR Kit IS Eq Wd | 15 | 100 |  |  |  |  | - n/a - | - n/a - | 15 | 100 |  | PrimSchool Kitchen (in session) Misc all | 3574 | 15 | 100 | 15 | 100
2041 | 4 | -99 | -99 | 0 | 1 | -1 | 0 | 0 | 0 | 0 | 0 | 0 | 0 | 0 | ; | PrimSchool Kitchen (in session) | Cook | all | all | No | 1 | 1 | Always Off | 0 | 0 |  |  |  |  | - n/a - | - n/a - | 0 | 0 |  | PrimSchool Kitchen (in session) Cook all Closed | 1 | 0 | 0 | 0 | 0
2041 | 4 | -99 | 6 | -99 | 3577 | -1 | 0 | 50 | 0 | 50 | 0 | 50 | 0 | 50 | ; | PrimSchool Kitchen (in session) | Cook | all | Sat | - | 1 | 1 | DEER08 EPR Kit IS Ck WeH | 0 | 50 |  |  |  |  | - n/a - | - n/a - | 0 | 50 |  | PrimSchool Kitchen (in session) Cook Sat | 3577 | 0 | 50 | 0 | 50
2041 | 4 | -99 | 7 | -99 | 3577 | -1 | 0 | 50 | 0 | 50 | 0 | 50 | 0 | 50 | ; | PrimSchool Kitchen (in session) | Cook | all | Sun | - | 1 | 1 | DEER08 EPR Kit IS Ck WeH | 0 | 50 |  |  |  |  | - n/a - | - n/a - | 0 | 50 |  | PrimSchool Kitchen (in session) Cook Sun | 3577 | 0 | 50 | 0 | 50
2041 | 4 | -99 | 8 | -99 | 3577 | -1 | 0 | 50 | 0 | 50 | 0 | 50 | 0 | 50 | ; | PrimSchool Kitchen (in session) | Cook | all | Hol | - | 1 | 1 | DEER08 EPR Kit IS Ck WeH | 0 | 50 |  |  |  |  | - n/a - | - n/a - | 0 | 50 |  | PrimSchool Kitchen (in session) Cook Hol | 3577 | 0 | 50 | 0 | 50
2041 | 4 | -99 | 11 | -99 | 1 | -1 | 0 | 0 | 0 | 0 | 0 | 0 | 0 | 0 | ; | PrimSchool Kitchen (in session) | Cook | all | Cls | - | 1 | 1 | Always Off | 0 | 0 |  |  |  |  | - n/a - | - n/a - | 0 | 0 |  | PrimSchool Kitchen (in session) Cook Cls | 1 | 0 | 0 | 0 | 0
2041 | 4 | -99 | -99 | -99 | 3576 | -1 | 0 | 100 | 0 | 100 | 0 | 100 | 0 | 100 | ; | PrimSchool Kitchen (in session) | Cook | all | all | - | 1 | 1 | DEER08 EPR Kit IS Ck Wd | 0 | 100 |  |  |  |  | - n/a - | - n/a - | 0 | 100 |  | PrimSchool Kitchen (in session) Cook all | 3576 | 0 | 100 | 0 | 100
2012 | 8 | -99 | -99 | 0 | 1 | -1 | 0 | 0 | 0 | 0 | 0 | 0 | 0 | 0 | ; | PrimSchool Class/Office (break) | Occup | all | all | No | 1 | 1 | Always Off | 0 | 0 |  |  |  |  | - n/a - | - n/a - | 0 | 0 |  | PrimSchool Class/Office (break) Occup all Closed | 1 | 0 | 0 | 0 | 0
2012 | 8 | -99 | 6 | -99 | 3011 | -1 | 0 | 15 | 0 | 15 | 0 | 15 | 0 | 15 | ; | PrimSchool Class/Office (break) | Occup | all | Sat | - | 1 | 0.5 | DEER EPR ClOf IS Oc Sa | 0 | 30 |  |  |  |  | - n/a - | - n/a - | 0 | 30 |  | PrimSchool Class/Office (break) Occup Sat | 3011 | 0 | 15 | 0 | 15
2012 | 8 | -99 | 7 | -99 | 3011 | -1 | 0 | 15 | 0 | 15 | 0 | 15 | 0 | 15 | ; | PrimSchool Class/Office (break) | Occup | all | Sun | - | 1 | 0.5 | DEER EPR ClOf IS Oc Sa | 0 | 30 |  |  |  |  | - n/a - | - n/a - | 0 | 30 |  | PrimSchool Class/Office (break) Occup Sun | 3011 | 0 | 15 | 0 | 15
2012 | 8 | -99 | 8 | -99 | 3011 | -1 | 0 | 15 | 0 | 15 | 0 | 15 | 0 | 15 | ; | PrimSchool Class/Office (break) | Occup | all | Hol | - | 1 | 0.5 | DEER EPR ClOf IS Oc Sa | 0 | 30 |  |  |  |  | - n/a - | - n/a - | 0 | 30 |  | PrimSchool Class/Office (break) Occup Hol | 3011 | 0 | 15 | 0 | 15
2012 | 8 | -99 | 11 | -99 | 1 | -1 | 0 | 0 | 0 | 0 | 0 | 0 | 0 | 0 | ; | PrimSchool Class/Office (break) | Occup | all | Cls | - | 1 | 1 | Always Off | 0 | 0 |  |  |  |  | - n/a - | - n/a - | 0 | 0 |  | PrimSchool Class/Office (break) Occup Cls | 1 | 0 | 0 | 0 | 0
2012 | 8 | -99 | -99 | -99 | 3010 | -1 | 0 | 50 | 0 | 50 | 0 | 50 | 0 | 50 | ; | PrimSchool Class/Office (break) | Occup | all | all | - | 1 | 0.5 | DEER EPR ClOf IS Oc Wd | 0 | 100 |  |  |  |  | - n/a - | - n/a - | 0 | 100 |  | PrimSchool Class/Office (break) Occup all | 3010 | 0 | 50 | 0 | 50
2012 | 1 | -99 | -99 | 0 | 2 | -1 | 2 | 2 | 2 | 2 | 2 | 2 | 2 | 2 | ; | PrimSchool Class/Office (break) | ILit | all | all | No | 0.02 | 0.02 | Always On | 100 | 100 | 100 | 100 | 100 | 100 | 100 | 100 | 100 | 100 |  | PrimSchool Class/Office (break) ILit all Closed | 2 | 2 | 2 | 2 | 2
2012 | 1 | -99 | 6 | -99 | 3013 | -1 | 5 | 22.5 | 5 | 22.5 | 5 | 22.5 | 5 | 22.5 | ; | PrimSchool Class/Office (break) | ILit | all | Sat | - | 1 | 0.75 | DEER EPR ClOf IS Lt Sa | 5 | 30 | 5 | 30 | 5 | 30 | 5 | 30 | 5 | 30 |  | PrimSchool Class/Office (break) ILit Sat | 3013 | 5 | 22.5 | 5 | 22.5
2012 | 1 | -99 | 7 | -99 | 3013 | -1 | 5 | 22.5 | 5 | 22.5 | 5 | 22.5 | 5 | 22.5 | ; | PrimSchool Class/Office (break) | ILit | all | Sun | - | 1 | 0.75 | DEER EPR ClOf IS Lt Sa | 5 | 30 | 5 | 30 | 5 | 30 | 5 | 30 | 5 | 30 |  | PrimSchool Class/Office (break) ILit Sun | 3013 | 5 | 22.5 | 5 | 22.5
2012 | 1 | -99 | 8 | -99 | 3013 | -1 | 5 | 22.5 | 5 | 22.5 | 5 | 22.5 | 5 | 22.5 | ; | PrimSchool Class/Office (break) | ILit | all | Hol | - | 1 | 0.75 | DEER EPR ClOf IS Lt Sa | 5 | 30 | 5 | 30 | 5 | 30 | 5 | 30 | 5 | 30 |  | PrimSchool Class/Office (break) ILit Hol | 3013 | 5 | 22.5 | 5 | 22.5
2012 | 1 | -99 | 11 | -99 | 2 | -1 | 2 | 2 | 2 | 2 | 2 | 2 | 2 | 2 | ; | PrimSchool Class/Office (break) | ILit | all | Cls | - | 0.02 | 0.02 | Always On | 100 | 100 | 100 | 100 | 100 | 100 | 100 | 100 | 100 | 100 |  | PrimSchool Class/Office (break) ILit Cls | 2 | 2 | 2 | 2 | 2
2012 | 1 | -99 | -99 | -99 | 3012 | -1 | 5 | 75 | 5 | 75 | 5 | 75 | 5 | 75 | ; | PrimSchool Class/Office (break) | ILit | all | all | - | 1 | 0.75 | DEER EPR ClOf IS Lt Wd | 5 | 100 | 5 | 100 | 5 | 100 | 5 | 100 | 5 | 100 |  | PrimSchool Class/Office (break) ILit all | 3012 | 5 | 75 | 5 | 75
2012 | 6 | -99 | -99 | 0 | 1 | -1 | 0 | 0 | 0 | 0 | 0 | 0 | 0 | 0 | ; | PrimSchool Class/Office (break) | Misc | all | all | No | 1 | 1 | Always Off | 0 | 0 |  |  |  |  | - n/a - | - n/a - | 0 | 0 |  | PrimSchool Class/Office (break) Misc all Closed | 1 | 0 | 0 | 0 | 0
2012 | 6 | -99 | 6 | -99 | 3015 | -1 | 5 | 30 | 5 | 30 | 5 | 30 | 5 | 30 | ; | PrimSchool Class/Office (break) | Misc | all | Sat | - | 1 | 0.75 | DEER EPR ClOf IS Eq Sa | 5 | 40 |  |  |  |  | - n/a - | - n/a - | 5 | 40 |  | PrimSchool Class/Office (break) Misc Sat | 3015 | 5 | 30 | 5 | 30
2012 | 6 | -99 | 7 | -99 | 3015 | -1 | 5 | 30 | 5 | 30 | 5 | 30 | 5 | 30 | ; | PrimSchool Class/Office (break) | Misc | all | Sun | - | 1 | 0.75 | DEER EPR ClOf IS Eq Sa | 5 | 40 |  |  |  |  | - n/a - | - n/a - | 5 | 40 |  | PrimSchool Class/Office (break) Misc Sun | 3015 | 5 | 30 | 5 | 30
2012 | 6 | -99 | 8 | -99 | 3015 | -1 | 5 | 30 | 5 | 30 | 5 | 30 | 5 | 30 | ; | PrimSchool Class/Office (break) | Misc | all | Hol | - | 1 | 0.75 | DEER EPR ClOf IS Eq Sa | 5 | 40 |  |  |  |  | - n/a - | - n/a - | 5 | 40 |  | PrimSchool Class/Office (break) Misc Hol | 3015 | 5 | 30 | 5 | 30
2012 | 6 | -99 | 11 | -99 | 1 | -1 | 0 | 0 | 0 | 0 | 0 | 0 | 0 | 0 | ; | PrimSchool Class/Office (break) | Misc | all | Cls | - | 1 | 1 | Always Off | 0 | 0 |  |  |  |  | - n/a - | - n/a - | 0 | 0 |  | PrimSchool Class/Office (break) Misc Cls | 1 | 0 | 0 | 0 | 0
2012 | 6 | -99 | -99 | -99 | 3014 | -1 | 5 | 75 | 5 | 75 | 5 | 75 | 5 | 75 | ; | PrimSchool Class/Office (break) | Misc | all | all | - | 1 | 0.75 | DEER EPR ClOf IS Eq Wd | 5 | 100 |  |  |  |  | - n/a - | - n/a - | 5 | 100 |  | PrimSchool Class/Office (break) Misc all | 3014 | 5 | 75 | 5 | 75
2022 | 8 | -99 | -99 | 0 | 1 | -1 | 0 | 0 | 0 | 0 | 0 | 0 | 0 | 0 | ; | PrimSchool Gym (break) | Occup | all | all | No | 1 | 1 | Always Off | 0 | 0 |  |  |  |  | - n/a - | - n/a - | 0 | 0 |  | PrimSchool Gym (break) Occup all Closed | 1 | 0 | 0 | 0 | 0