2022 | 8 | -99 | 6 | -99 | 3017 | -1 | 0 | 20 | 0 | 20 | 0 | 20 | 0 | 20 | ; | PrimSchool Gym (break) | Occup | all | Sat | - | 1 | 0.5 | DEER EPR Gym IS Oc Sa | 0 | 40 |  |  |  |  | - n/a - | - n/a - | 0 | 40 |  | PrimSchool Gym (break) Occup Sat | 3017 | 0 | 20 | 0 | 20
2022 | 8 | -99 | 7 | -99 | 3017 | -1 | 0 | 20 | 0 | 20 | 0 | 20 | 0 | 20 | ; | PrimSchool Gym (break) | Occup | all | Sun | - | 1 | 0.5 | DEER EPR Gym IS Oc Sa | 0 | 40 |  |  |  |  | - n/a - | - n/a - | 0 | 40 |  | PrimSchool Gym (break) Occup Sun | 3017 | 0 | 20 | 0 | 20
2022 | 8 | -99 | 8 | -99 | 3017 | -1 | 0 | 20 | 0 | 20 | 0 | 20 | 0 | 20 | ; | PrimSchool Gym (break) | Occup | all | Hol | - | 1 | 0.5 | DEER EPR Gym IS Oc Sa | 0 | 40 |  |  |  |  | - n/a - | - n/a - | 0 | 40 |  | PrimSchool Gym (break) Occup Hol | 3017 | 0 | 20 | 0 | 20
2022 | 8 | -99 | 11 | -99 | 1 | -1 | 0 | 0 | 0 | 0 | 0 | 0 | 0 | 0 | ; | PrimSchool Gym (break) | Occup | all | Cls | - | 1 | 1 | Always Off | 0 | 0 |  |  |  |  | - n/a - | - n/a - | 0 | 0 |  | PrimSchool Gym (break) Occup Cls | 1 | 0 | 0 | 0 | 0
2022 | 8 | -99 | -99 | -99 | 3016 | -1 | 0 | 50 | 0 | 50 | 0 | 50 | 0 | 50 | ; | PrimSchool Gym (break) | Occup | all | all | - | 1 | 0.5 | DEER EPR Gym IS Oc Wd | 0 | 100 |  |  |  |  | - n/a - | - n/a - | 0 | 100 |  | PrimSchool Gym (break) Occup all | 3016 | 0 | 50 | 0 | 50
2022 | 1 | -99 | -99 | 0 | 2 | -1 | 2 | 2 | 2 | 2 | 2 | 2 | 2 | 2 | ; | PrimSchool Gym (break) | ILit | all | all | No | 0.02 | 0.02 | Always On | 100 | 100 | 100 | 100 | 100 | 100 | 100 | 100 | 100 | 100 |  | PrimSchool Gym (break) ILit all Closed | 2 | 2 | 2 | 2 | 2
2022 | 1 | -99 | 6 | -99 | 3019 | -1 | 5 | 33.75 | 5 | 33.75 | 5 | 33.75 | 5 | 33.75 | ; | PrimSchool Gym (break) | ILit | all | Sat | - | 1 | 0.75 | DEER EPR Gym IS Lt Sa | 5 | 45 | 5 | 45 | 5 | 45 | 5 | 45 | 5 | 45 |  | PrimSchool Gym (break) ILit Sat | 3019 | 5 | 33.75 | 5 | 33.75
2022 | 1 | -99 | 7 | -99 | 3019 | -1 | 5 | 33.75 | 5 | 33.75 | 5 | 33.75 | 5 | 33.75 | ; | PrimSchool Gym (break) | ILit | all | Sun | - | 1 | 0.75 | DEER EPR Gym IS Lt Sa | 5 | 45 | 5 | 45 | 5 | 45 | 5 | 45 | 5 | 45 |  | PrimSchool Gym (break) ILit Sun | 3019 | 5 | 33.75 | 5 | 33.75
2022 | 1 | -99 | 8 | -99 | 3019 | -1 | 5 | 33.75 | 5 | 33.75 | 5 | 33.75 | 5 | 33.75 | ; | PrimSchool Gym (break) | ILit | all | Hol | - | 1 | 0.75 | DEER EPR Gym IS Lt Sa | 5 | 45 | 5 | 45 | 5 | 45 | 5 | 45 | 5 | 45 |  | PrimSchool Gym (break) ILit Hol | 3019 | 5 | 33.75 | 5 | 33.75
2022 | 1 | -99 | 11 | -99 | 2 | -1 | 2 | 2 | 2 | 2 | 2 | 2 | 2 | 2 | ; | PrimSchool Gym (break) | ILit | all | Cls | - | 0.02 | 0.02 | Always On | 100 | 100 | 100 | 100 | 100 | 100 | 100 | 100 | 100 | 100 |  | PrimSchool Gym (break) ILit Cls | 2 | 2 | 2 | 2 | 2
2022 | 1 | -99 | -99 | -99 | 3018 | -1 | 5 | 56.25 | 5 | 56.25 | 5 | 56.25 | 5 | 56.25 | ; | PrimSchool Gym (break) | ILit | all | all | - | 1 | 0.75 | DEER EPR Gym IS Lt Wd | 5 | 75 | 5 | 75 | 5 | 75 | 5 | 75 | 5 | 75 |  | PrimSchool Gym (break) ILit all | 3018 | 5 | 56.25 | 5 | 56.25
2022 | 6 | -99 | -99 | 0 | 1 | -1 | 0 | 0 | 0 | 0 | 0 | 0 | 0 | 0 | ; | PrimSchool Gym (break) | Misc | all | all | No | 1 | 1 | Always Off | 0 | 0 |  |  |  |  | - n/a - | - n/a - | 0 | 0 |  | PrimSchool Gym (break) Misc all Closed | 1 | 0 | 0 | 0 | 0
2022 | 6 | -99 | 6 | -99 | 3021 | -1 | 15 | 33.75 | 15 | 33.75 | 15 | 33.75 | 15 | 33.75 | ; | PrimSchool Gym (break) | Misc | all | Sat | - | 1 | 0.75 | DEER EPR Gym IS Eq WeH | 15 | 45 |  |  |  |  | - n/a - | - n/a - | 15 | 45 |  | PrimSchool Gym (break) Misc Sat | 3021 | 15 | 33.75 | 15 | 33.75
2022 | 6 | -99 | 7 | -99 | 3021 | -1 | 15 | 33.75 | 15 | 33.75 | 15 | 33.75 | 15 | 33.75 | ; | PrimSchool Gym (break) | Misc | all | Sun | - | 1 | 0.75 | DEER EPR Gym IS Eq WeH | 15 | 45 |  |  |  |  | - n/a - | - n/a - | 15 | 45 |  | PrimSchool Gym (break) Misc Sun | 3021 | 15 | 33.75 | 15 | 33.75
2022 | 6 | -99 | 8 | -99 | 3021 | -1 | 15 | 33.75 | 15 | 33.75 | 15 | 33.75 | 15 | 33.75 | ; | PrimSchool Gym (break) | Misc | all | Hol | - | 1 | 0.75 | DEER EPR Gym IS Eq WeH | 15 | 45 |  |  |  |  | - n/a - | - n/a - | 15 | 45 |  | PrimSchool Gym (break) Misc Hol | 3021 | 15 | 33.75 | 15 | 33.75
2022 | 6 | -99 | 11 | -99 | 1 | -1 | 0 | 0 | 0 | 0 | 0 | 0 | 0 | 0 | ; | PrimSchool Gym (break) | Misc | all | Cls | - | 1 | 1 | Always Off | 0 | 0 |  |  |  |  | - n/a - | - n/a - | 0 | 0 |  | PrimSchool Gym (break) Misc Cls | 1 | 0 | 0 | 0 | 0
2022 | 6 | -99 | -99 | -99 | 3020 | -1 | 15 | 75 | 15 | 75 | 15 | 75 | 15 | 75 | ; | PrimSchool Gym (break) | Misc | all | all | - | 1 | 0.75 | DEER EPR Gym IS Eq Wd | 15 | 100 |  |  |  |  | - n/a - | - n/a - | 15 | 100 |  | PrimSchool Gym (break) Misc all | 3020 | 15 | 75 | 15 | 75
2032 | 8 | -99 | -99 | 0 | 1 | -1 | 0 | 0 | 0 | 0 | 0 | 0 | 0 | 0 | ; | PrimSchool Cafeteria (break) | Occup | all | all | No | 1 | 1 | Always Off | 0 | 0 |  |  |  |  | - n/a - | - n/a - | 0 | 0 |  | PrimSchool Cafeteria (break) Occup all Closed | 1 | 0 | 0 | 0 | 0
2032 | 8 | -99 | 6 | -99 | 3567 | -1 | 0 | 12.5 | 0 | 12.5 | 0 | 12.5 | 0 | 12.5 | ; | PrimSchool Cafeteria (break) | Occup | all | Sat | - | 1 | 0.5 | DEER08 EPR Din IS Oc WeH | 0 | 25 |  |  |  |  | - n/a - | - n/a - | 0 | 25 |  | PrimSchool Cafeteria (break) Occup Sat | 3567 | 0 | 12.5 | 0 | 12.5
2032 | 8 | -99 | 7 | -99 | 3567 | -1 | 0 | 12.5 | 0 | 12.5 | 0 | 12.5 | 0 | 12.5 | ; | PrimSchool Cafeteria (break) | Occup | all | Sun | - | 1 | 0.5 | DEER08 EPR Din IS Oc WeH | 0 | 25 |  |  |  |  | - n/a - | - n/a - | 0 | 25 |  | PrimSchool Cafeteria (break) Occup Sun | 3567 | 0 | 12.5 | 0 | 12.5
2032 | 8 | -99 | 8 | -99 | 3567 | -1 | 0 | 12.5 | 0 | 12.5 | 0 | 12.5 | 0 | 12.5 | ; | PrimSchool Cafeteria (break) | Occup | all | Hol | - | 1 | 0.5 | DEER08 EPR Din IS Oc WeH | 0 | 25 |  |  |  |  | - n/a - | - n/a - | 0 | 25 |  | PrimSchool Cafeteria (break) Occup Hol | 3567 | 0 | 12.5 | 0 | 12.5
2032 | 8 | -99 | 11 | -99 | 1 | -1 | 0 | 0 | 0 | 0 | 0 | 0 | 0 | 0 | ; | PrimSchool Cafeteria (break) | Occup | all | Cls | - | 1 | 1 | Always Off | 0 | 0 |  |  |  |  | - n/a - | - n/a - | 0 | 0 |  | PrimSchool Cafeteria (break) Occup Cls | 1 | 0 | 0 | 0 | 0
2032 | 8 | -99 | -99 | -99 | 3022 | -1 | 0 | 25 | 0 | 25 | 0 | 25 | 0 | 25 | ; | PrimSchool Cafeteria (break) | Occup | all | all | - | 1 | 0.5 | DEER EPR Din IS Oc Wd | 0 | 50 |  |  |  |  | - n/a - | - n/a - | 0 | 50 |  | PrimSchool Cafeteria (break) Occup all | 3022 | 0 | 25 | 0 | 25
2032 | 1 | -99 | -99 | 0 | 2 | -1 | 2 | 2 | 2 | 2 | 2 | 2 | 2 | 2 | ; | PrimSchool Cafeteria (break) | ILit | all | all | No | 0.02 | 0.02 | Always On | 100 | 100 | 100 | 100 | 100 | 100 | 100 | 100 | 100 | 100 |  | PrimSchool Cafeteria (break) ILit all Closed | 2 | 2 | 2 | 2 | 2
2032 | 1 | -99 | 6 | -99 | 3568 | -1 | 5 | 37.5 | 5 | 37.5 | 5 | 37.5 | 5 | 37.5 | ; | PrimSchool Cafeteria (break) | ILit | all | Sat | - | 1 | 0.75 | DEER08 EPR Din IS Lt WeH | 5 | 50 | 5 | 50 | 5 | 50 | 5 | 50 | 5 | 50 |  | PrimSchool Cafeteria (break) ILit Sat | 3568 | 5 | 37.5 | 5 | 37.5
2032 | 1 | -99 | 7 | -99 | 3568 | -1 | 5 | 37.5 | 5 | 37.5 | 5 | 37.5 | 5 | 37.5 | ; | PrimSchool Cafeteria (break) | ILit | all | Sun | - | 1 | 0.75 | DEER08 EPR Din IS Lt WeH | 5 | 50 | 5 | 50 | 5 | 50 | 5 | 50 | 5 | 50 |  | PrimSchool Cafeteria (break) ILit Sun | 3568 | 5 | 37.5 | 5 | 37.5
2032 | 1 | -99 | 8 | -99 | 3568 | -1 | 5 | 37.5 | 5 | 37.5 | 5 | 37.5 | 5 | 37.5 | ; | PrimSchool Cafeteria (break) | ILit | all | Hol | - | 1 | 0.75 | DEER08 EPR Din IS Lt WeH | 5 | 50 | 5 | 50 | 5 | 50 | 5 | 50 | 5 | 50 |  | PrimSchool Cafeteria (break) ILit Hol | 3568 | 5 | 37.5 | 5 | 37.5
2032 | 1 | -99 | 11 | -99 | 2 | -1 | 2 | 2 | 2 | 2 | 2 | 2 | 2 | 2 | ; | PrimSchool Cafeteria (break) | ILit | all | Cls | - | 0.02 | 0.02 | Always On | 100 | 100 | 100 | 100 | 100 | 100 | 100 | 100 | 100 | 100 |  | PrimSchool Cafeteria (break) ILit Cls | 2 | 2 | 2 | 2 | 2
2032 | 1 | -99 | -99 | -99 | 3023 | -1 | 5 | 75 | 5 | 75 | 5 | 75 | 5 | 75 | ; | PrimSchool Cafeteria (break) | ILit | all | all | - | 1 | 0.75 | DEER EPR Din IS Lt Wd | 5 | 100 | 5 | 100 | 5 | 100 | 5 | 100 | 5 | 100 |  | PrimSchool Cafeteria (break) ILit all | 3023 | 5 | 75 | 5 | 75
2032 | 6 | -99 | -99 | 0 | 1 | -1 | 0 | 0 | 0 | 0 | 0 | 0 | 0 | 0 | ; | PrimSchool Cafeteria (break) | Misc | all | all | No | 1 | 1 | Always Off | 0 | 0 |  |  |  |  | - n/a - | - n/a - | 0 | 0 |  | PrimSchool Cafeteria (break) Misc all Closed | 1 | 0 | 0 | 0 | 0
2032 | 6 | -99 | 6 | -99 | 3569 | -1 | 5 | 37.5 | 5 | 37.5 | 5 | 37.5 | 5 | 37.5 | ; | PrimSchool Cafeteria (break) | Misc | all | Sat | - | 1 | 0.75 | DEER08 EPR Din IS Eq WeH | 5 | 50 |  |  |  |  | - n/a - | - n/a - | 5 | 50 |  | PrimSchool Cafeteria (break) Misc Sat | 3569 | 5 | 37.5 | 5 | 37.5
2032 | 6 | -99 | 7 | -99 | 3569 | -1 | 5 | 37.5 | 5 | 37.5 | 5 | 37.5 | 5 | 37.5 | ; | PrimSchool Cafeteria (break) | Misc | all | Sun | - | 1 | 0.75 | DEER08 EPR Din IS Eq WeH | 5 | 50 |  |  |  |  | - n/a - | - n/a - | 5 | 50 |  | PrimSchool Cafeteria (break) Misc Sun | 3569 | 5 | 37.5 | 5 | 37.5
2032 | 6 | -99 | 8 | -99 | 3569 | -1 | 5 | 37.5 | 5 | 37.5 | 5 | 37.5 | 5 | 37.5 | ; | PrimSchool Cafeteria (break) | Misc | all | Hol | - | 1 | 0.75 | DEER08 EPR Din IS Eq WeH | 5 | 50 |  |  |  |  | - n/a - | - n/a - | 5 | 50 |  | PrimSchool Cafeteria (break) Misc Hol | 3569 | 5 | 37.5 | 5 | 37.5
2032 | 6 | -99 | 11 | -99 | 1 | -1 | 0 | 0 | 0 | 0 | 0 | 0 | 0 | 0 | ; | PrimSchool Cafeteria (break) | Misc | all | Cls | - | 1 | 1 | Always Off | 0 | 0 |  |  |  |  | - n/a - | - n/a - | 0 | 0 |  | PrimSchool Cafeteria (break) Misc Cls | 1 | 0 | 0 | 0 | 0
2032 | 6 | -99 | -99 | -99 | 3024 | -1 | 5 | 75 | 5 | 75 | 5 | 75 | 5 | 75 | ; | PrimSchool Cafeteria (break) | Misc | all | all | - | 1 | 0.75 | DEER EPR Din IS Eq Wd | 5 | 100 |  |  |  |  | - n/a - | - n/a - | 5 | 100 |  | PrimSchool Cafeteria (break) Misc all | 3024 | 5 | 75 | 5 | 75
2042 | 8 | -99 | -99 | 0 | 1 | -1 | 0 | 0 | 0 | 0 | 0 | 0 | 0 | 0 | ; | PrimSchool Kitchen (break) | Occup | all | all | No | 1 | 1 | Always Off | 0 | 0 |  |  |  |  | - n/a - | - n/a - | 0 | 0 |  | PrimSchool Kitchen (break) Occup all Closed | 1 | 0 | 0 | 0 | 0
2042 | 8 | -99 | 6 | -99 | 3571 | -1 | 0 | 37.5 | 0 | 37.5 | 0 | 37.5 | 0 | 37.5 | ; | PrimSchool Kitchen (break) | Occup | all | Sat | - | 1 | 0.5 | DEER08 EPR Kit IS Oc WeH | 0 | 75 |  |  |  |  | - n/a - | - n/a - | 0 | 75 |  | PrimSchool Kitchen (break) Occup Sat | 3571 | 0 | 37.5 | 0 | 37.5
2042 | 8 | -99 | 7 | -99 | 3571 | -1 | 0 | 37.5 | 0 | 37.5 | 0 | 37.5 | 0 | 37.5 | ; | PrimSchool Kitchen (break) | Occup | all | Sun | - | 1 | 0.5 | DEER08 EPR Kit IS Oc WeH | 0 | 75 |  |  |  |  | - n/a - | - n/a - | 0 | 75 |  | PrimSchool Kitchen (break) Occup Sun | 3571 | 0 | 37.5 | 0 | 37.5
2042 | 8 | -99 | 8 | -99 | 3571 | -1 | 0 | 37.5 | 0 | 37.5 | 0 | 37.5 | 0 | 37.5 | ; | PrimSchool Kitchen (break) | Occup | all | Hol | - | 1 | 0.5 | DEER08 EPR Kit IS Oc WeH | 0 | 75 |  |  |  |  | - n/a - | - n/a - | 0 | 75 |  | PrimSchool Kitchen (break) Occup Hol | 3571 | 0 | 37.5 | 0 | 37.5
2042 | 8 | -99 | 11 | -99 | 1 | -1 | 0 | 0 | 0 | 0 | 0 | 0 | 0 | 0 | ; | PrimSchool Kitchen (break) | Occup | all | Cls | - | 1 | 1 | Always Off | 0 | 0 |  |  |  |  | - n/a - | - n/a - | 0 | 0 |  | PrimSchool Kitchen (break) Occup Cls | 1 | 0 | 0 | 0 | 0
2042 | 8 | -99 | -99 | -99 | 3570 | -1 | 0 | 50 | 0 | 50 | 0 | 50 | 0 | 50 | ; | PrimSchool Kitchen (break) | Occup | all | all | - | 1 | 0.5 | DEER08 EPR Kit IS Oc Wd | 0 | 100 |  |  |  |  | - n/a - | - n/a - | 0 | 100 |  | PrimSchool Kitchen (break) Occup all | 3570 | 0 | 50 | 0 | 50
2042 | 1 | -99 | -99 | 0 | 2 | -1 | 2 | 2 | 2 | 2 | 2 | 2 | 2 | 2 | ; | PrimSchool Kitchen (break) | ILit | all | all | No | 0.02 | 0.02 | Always On | 100 | 100 | 100 | 100 | 100 | 100 | 100 | 100 | 100 | 100 |  | PrimSchool Kitchen (break) ILit all Closed | 2 | 2 | 2 | 2 | 2
2042 | 1 | -99 | 6 | -99 | 3573 | -1 | 5 | 37.5 | 5 | 37.5 | 5 | 37.5 | 5 | 37.5 | ; | PrimSchool Kitchen (break) | ILit | all | Sat | - | 1 | 0.75 | DEER08 EPR Kit IS Lt WeH | 5 | 50 | 5 | 50 | 5 | 50 | 5 | 50 | 5 | 50 |  | PrimSchool Kitchen (break) ILit Sat | 3573 | 5 | 37.5 | 5 | 37.5
2042 | 1 | -99 | 7 | -99 | 3573 | -1 | 5 | 37.5 | 5 | 37.5 | 5 | 37.5 | 5 | 37.5 | ; | PrimSchool Kitchen (break) | ILit | all | Sun | - | 1 | 0.75 | DEER08 EPR Kit IS Lt WeH | 5 | 50 | 5 | 50 | 5 | 50 | 5 | 50 | 5 | 50 |  | PrimSchool Kitchen (break) ILit Sun | 3573 | 5 | 37.5 | 5 | 37.5
2042 | 1 | -99 | 8 | -99 | 3573 | -1 | 5 | 37.5 | 5 | 37.5 | 5 | 37.5 | 5 | 37.5 | ; | PrimSchool Kitchen (break) | ILit | all | Hol | - | 1 | 0.75 | DEER08 EPR Kit IS Lt WeH | 5 | 50 | 5 | 50 | 5 | 50 | 5 | 50 | 5 | 50 |  | PrimSchool Kitchen (break) ILit Hol | 3573 | 5 | 37.5 | 5 | 37.5
2042 | 1 | -99 | 11 | -99 | 2 | -1 | 2 | 2 | 2 | 2 | 2 | 2 | 2 | 2 | ; | PrimSchool Kitchen (break) | ILit | all | Cls | - | 0.02 | 0.02 | Always On | 100 | 100 | 100 | 100 | 100 | 100 | 100 | 100 | 100 | 100 |  | PrimSchool Kitchen (break) ILit Cls | 2 | 2 | 2 | 2 | 2
2042 | 1 | -99 | -99 | -99 | 3572 | -1 | 5 | 75 | 5 | 75 | 5 | 75 | 5 | 75 | ; | PrimSchool Kitchen (break) | ILit | all | all | - | 1 | 0.75 | DEER08 EPR Kit IS Lt Wd | 5 | 100 | 5 | 100 | 5 | 100 | 5 | 100 | 5 | 100 |  | PrimSchool Kitchen (break) ILit all | 3572 | 5 | 75 | 5 | 75
2042 | 6 | -99 | -99 | 0 | 1 | -1 | 0 | 0 | 0 | 0 | 0 | 0 | 0 | 0 | ; | PrimSchool Kitchen (break) | Misc | all | all | No | 1 | 1 | Always Off | 0 | 0 |  |  |  |  | - n/a - | - n/a - | 0 | 0 |  | PrimSchool Kitchen (break) Misc all Closed | 1 | 0 | 0 | 0 | 0
2042 | 6 | -99 | 6 | -99 | 3575 | -1 | 15 | 37.5 | 15 | 37.5 | 15 | 37.5 | 15 | 37.5 | ; | PrimSchool Kitchen (break) | Misc | all | Sat | - | 1 | 0.75 | DEER08 EPR Kit IS Eq WeH | 15 | 50 |  |  |  |  | - n/a - | - n/a - | 15 | 50 |  | PrimSchool Kitchen (break) Misc Sat | 3575 | 15 | 37.5 | 15 | 37.5
2042 | 6 | -99 | 7 | -99 | 3575 | -1 | 15 | 37.5 | 15 | 37.5 | 15 | 37.5 | 15 | 37.5 | ; | PrimSchool Kitchen (break) | Misc | all | Sun | - | 1 | 0.75 | DEER08 EPR Kit IS Eq WeH | 15 | 50 |  |  |  |  | - n/a - | - n/a - | 15 | 50 |  | PrimSchool Kitchen (break) Misc Sun | 3575 | 15 | 37.5 | 15 | 37.5
2042 | 6 | -99 | 8 | -99 | 3575 | -1 | 15 | 37.5 | 15 | 37.5 | 15 | 37.5 | 15 | 37.5 | ; | PrimSchool Kitchen (break) | Misc | all | Hol | - | 1 | 0.75 | DEER08 EPR Kit IS Eq WeH | 15 | 50 |  |  |  |  | - n/a - | - n/a - | 15 | 50 |  | PrimSchool Kitchen (break) Misc Hol | 3575 | 15 | 37.5 | 15 | 37.5
2042 | 6 | -99 | 11 | -99 | 1 | -1 | 0 | 0 | 0 | 0 | 0 | 0 | 0 | 0 | ; | PrimSchool Kitchen (break) | Misc | all | Cls | - | 1 | 1 | Always Off | 0 | 0 |  |  |  |  | - n/a - | - n/a - | 0 | 0 |  | PrimSchool Kitchen (break) Misc Cls | 1 | 0 | 0 | 0 | 0
2042 | 6 | -99 | -99 | -99 | 3574 | -1 | 15 | 75 | 15 | 75 | 15 | 75 | 15 | 75 | ; | PrimSchool Kitchen (break) | Misc | all | all | - | 1 | 0.75 | DEER08 EPR Kit IS Eq Wd | 15 | 100 |  |  |  |  | - n/a - | - n/a - | 15 | 100 |  | PrimSchool Kitchen (break) Misc all | 3574 | 15 | 75 | 15 | 75
2042 | 4 | -99 | -99 | 0 | 1 | -1 | 0 | 0 | 0 | 0 | 0 | 0 | 0 | 0 | ; | PrimSchool Kitchen (break) | Cook | all | all | No | 1 | 1 | Always Off | 0 | 0 |  |  |  |  | - n/a - | - n/a - | 0 | 0 |  | PrimSchool Kitchen (break) Cook all Closed | 1 | 0 | 0 | 0 | 0
2042 | 4 | -99 | 6 | -99 | 3577 | -1 | 0 | 37.5 | 0 | 37.5 | 0 | 37.5 | 0 | 37.5 | ; | PrimSchool Kitchen (break) | Cook | all | Sat | - | 1 | 0.75 | DEER08 EPR Kit IS Ck WeH | 0 | 50 |  |  |  |  | - n/a - | - n/a - | 0 | 50 |  | PrimSchool Kitchen (break) Cook Sat | 3577 | 0 | 37.5 | 0 | 37.5
2042 | 4 | -99 | 7 | -99 | 3577 | -1 | 0 | 37.5 | 0 | 37.5 | 0 | 37.5 | 0 | 37.5 | ; | PrimSchool Kitchen (break) | Cook | all | Sun | - | 1 | 0.75 | DEER08 EPR Kit IS Ck WeH | 0 | 50 |  |  |  |  | - n/a - | - n/a - | 0 | 50 |  | PrimSchool Kitchen (break) Cook Sun | 3577 | 0 | 37.5 | 0 | 37.5
2042 | 4 | -99 | 8 | -99 | 3577 | -1 | 0 | 37.5 | 0 | 37.5 | 0 | 37.5 | 0 | 37.5 | ; | PrimSchool Kitchen (break) | Cook | all | Hol | - | 1 | 0.75 | DEER08 EPR Kit IS Ck WeH | 0 | 50 |  |  |  |  | - n/a - | - n/a - | 0 | 50 |  | PrimSchool Kitchen (break) Cook Hol | 3577 | 0 | 37.5 | 0 | 37.5
2042 | 4 | -99 | 11 | -99 | 1 | -1 | 0 | 0 | 0 | 0 | 0 | 0 | 0 | 0 | ; | PrimSchool Kitchen (break) | Cook | all | Cls | - | 1 | 1 | Always Off | 0 | 0 |  |  |  |  | - n/a - | - n/a - | 0 | 0 |  | PrimSchool Kitchen (break) Cook Cls | 1 | 0 | 0 | 0 | 0
2042 | 4 | -99 | -99 | -99 | 3576 | -1 | 0 | 75 | 0 | 75 | 0 | 75 | 0 | 75 | ; | PrimSchool Kitchen (break) | Cook | all | all | - | 1 | 0.75 | DEER08 EPR Kit IS Ck Wd | 0 | 100 |  |  |  |  | - n/a - | - n/a - | 0 | 100 |  | PrimSchool Kitchen (break) Cook all | 3576 | 0 | 75 | 0 | 75
[18 empty] | all | [17 empty] | 0 | 0 | 0 | 0 | 0 | bar: ; Independents ; 1 to Dependents 4
3011 | 8 | -99 | -99 | 0 | 1 | -1 | 0 | 0 | 0 | 0 | 0 | 0 | 0 | 0 | ; | HighSchool Class (in session) | Occup | all | all | No | 1 | 1 | Always Off | 0 | 0 |  |  |  |  | - n/a - | - n/a - | 0 | 0 |  | HighSchool Class (in session) Occup all Closed | 1 | 0 | 0 | 0 | 0
3011 | 8 | -99 | 6 | -99 | 3032 | -1 | 0 | 30 | 0 | 30 | 0 | 30 | 0 | 30 | ; | HighSchool Class (in session) | Occup | all | Sat | - | 1 | 1 | DEER ESE Cls IS Oc Sa | 0 | 30 |  |  |  |  | - n/a - | - n/a - | 0 | 30 |  | HighSchool Class (in session) Occup Sat | 3032 | 0 | 30 | 0 | 30
3011 | 8 | -99 | 7 | -99 | 3032 | -1 | 0 | 30 | 0 | 30 | 0 | 30 | 0 | 30 | ; | HighSchool Class (in session) | Occup | all | Sun | - | 1 | 1 | DEER ESE Cls IS Oc Sa | 0 | 30 |  |  |  |  | - n/a - | - n/a - | 0 | 30 |  | HighSchool Class (in session) Occup Sun | 3032 | 0 | 30 | 0 | 30
3011 | 8 | -99 | 8 | -99 | 3032 | -1 | 0 | 30 | 0 | 30 | 0 | 30 | 0 | 30 | ; | HighSchool Class (in session) | Occup | all | Hol | - | 1 | 1 | DEER ESE Cls IS Oc Sa | 0 | 30 |  |  |  |  | - n/a - | - n/a - | 0 | 30 |  | HighSchool Class (in session) Occup Hol | 3032 | 0 | 30 | 0 | 30
3011 | 8 | -99 | 11 | -99 | 1 | -1 | 0 | 0 | 0 | 0 | 0 | 0 | 0 | 0 | ; | HighSchool Class (in session) | Occup | all | Cls | - | 1 | 1 | Always Off | 0 | 0 |  |  |  |  | - n/a - | - n/a - | 0 | 0 |  | HighSchool Class (in session) Occup Cls | 1 | 0 | 0 | 0 | 0
3011 | 8 | -99 | -99 | -99 | 3031 | -1 | 0 | 100 | 0 | 100 | 0 | 100 | 0 | 100 | ; | HighSchool Class (in session) | Occup | all | all | - | 1 | 1 | DEER ESE Cls IS Oc Wd | 0 | 100 |  |  |  |  | - n/a - | - n/a - | 0 | 100 |  | HighSchool Class (in session) Occup all | 3031 | 0 | 100 | 0 | 100
3011 | 1 | -99 | -99 | 0 | 2 | -1 | 5 | 5 | 5 | 5 | 5 | 5 | 5 | 5 | ; | HighSchool Class (in session) | ILit | all | all | No | 0.05 | 0.05 | Always On | 100 | 100 | 100 | 100 | 100 | 100 | 100 | 100 | 100 | 100 |  | HighSchool Class (in session) ILit all Closed | 2 | 5 | 5 | 5 | 5
3011 | 1 | -99 | 6 | -99 | 3034 | -1 | 5 | 40 | 6.5 | 40 | 5 | 30 | 5 | 30 | ; | HighSchool Class (in session) | ILit | all | Sat | - | 1 | 1 | DEER ESE Cls IS Lt Sa | 5 | 30 | 5 | 40 | 6.5 | 40 | 5 | 30 | 5 | 30 |  | HighSchool Class (in session) ILit Sat | 3034 | 5 | 40 | 6.5 | 40
3011 | 1 | -99 | 7 | -99 | 3034 | -1 | 5 | 40 | 6.5 | 40 | 5 | 30 | 5 | 30 | ; | HighSchool Class (in session) | ILit | all | Sun | - | 1 | 1 | DEER ESE Cls IS Lt Sa | 5 | 30 | 5 | 40 | 6.5 | 40 | 5 | 30 | 5 | 30 |  | HighSchool Class (in session) ILit Sun | 3034 | 5 | 40 | 6.5 | 40
3011 | 1 | -99 | 8 | -99 | 3034 | -1 | 5 | 40 | 6.5 | 40 | 5 | 30 | 5 | 30 | ; | HighSchool Class (in session) | ILit | all | Hol | - | 1 | 1 | DEER ESE Cls IS Lt Sa | 5 | 30 | 5 | 40 | 6.5 | 40 | 5 | 30 | 5 | 30 |  | HighSchool Class (in session) ILit Hol | 3034 | 5 | 40 | 6.5 | 40
3011 | 1 | -99 | 11 | -99 | 2 | -1 | 5 | 5 | 5 | 5 | 5 | 5 | 5 | 5 | ; | HighSchool Class (in session) | ILit | all | Cls | - | 0.05 | 0.05 | Always On | 100 | 100 | 100 | 100 | 100 | 100 | 100 | 100 | 100 | 100 |  | HighSchool Class (in session) ILit Cls | 2 | 5 | 5 | 5 | 5
3011 | 1 | -99 | -99 | -99 | 3033 | -1 | 5 | 100 | 6.5 | 100 | 5 | 100 | 5 | 100 | ; | HighSchool Class (in session) | ILit | all | all | - | 1 | 1 | DEER ESE Cls IS Lt Wd | 5 | 100 | 5 | 100 | 6.5 | 100 | 5 | 100 | 5 | 100 |  | HighSchool Class (in session) ILit all | 3033 | 5 | 100 | 6.5 | 100
3011 | 6 | -99 | -99 | 0 | 2 | -1 | 5 | 5 | 5 | 5 | 5 | 5 | 5 | 5 | ; | HighSchool Class (in session) | Misc | all | all | No | 0.05 | 0.05 | Always On | 100 | 100 |  |  |  |  | - n/a - | - n/a - | 100 | 100 |  | HighSchool Class (in session) Misc all Closed | 2 | 5 | 5 | 5 | 5
3011 | 6 | -99 | 6 | -99 | 3036 | -1 | 5 | 40 | 5 | 40 | 5 | 40 | 5 | 40 | ; | HighSchool Class (in session) | Misc | all | Sat | - | 1 | 1 | DEER ESE Cls IS Eq Sa | 5 | 40 |  |  |  |  | - n/a - | - n/a - | 5 | 40 |  | HighSchool Class (in session) Misc Sat | 3036 | 5 | 40 | 5 | 40
3011 | 6 | -99 | 7 | -99 | 3036 | -1 | 5 | 40 | 5 | 40 | 5 | 40 | 5 | 40 | ; | HighSchool Class (in session) | Misc | all | Sun | - | 1 | 1 | DEER ESE Cls IS Eq Sa | 5 | 40 |  |  |  |  | - n/a - | - n/a - | 5 | 40 |  | HighSchool Class (in session) Misc Sun | 3036 | 5 | 40 | 5 | 40
3011 | 6 | -99 | 8 | -99 | 3036 | -1 | 5 | 40 | 5 | 40 | 5 | 40 | 5 | 40 | ; | HighSchool Class (in session) | Misc | all | Hol | - | 1 | 1 | DEER ESE Cls IS Eq Sa | 5 | 40 |  |  |  |  | - n/a - | - n/a - | 5 | 40 |  | HighSchool Class (in session) Misc Hol | 3036 | 5 | 40 | 5 | 40
3011 | 6 | -99 | 11 | -99 | 2 | -1 | 5 | 5 | 5 | 5 | 5 | 5 | 5 | 5 | ; | HighSchool Class (in session) | Misc | all | Cls | - | 0.05 | 0.05 | Always On | 100 | 100 |  |  |  |  | - n/a - | - n/a - | 100 | 100 |  | HighSchool Class (in session) Misc Cls | 2 | 5 | 5 | 5 | 5
3011 | 6 | -99 | -99 | -99 | 3035 | -1 | 5 | 100 | 5 | 100 | 5 | 100 | 5 | 100 | ; | HighSchool Class (in session) | Misc | all | all | - | 1 | 1 | DEER ESE Cls IS Eq Wd | 5 | 100 |  |  |  |  | - n/a - | - n/a - | 5 | 100 |  | HighSchool Class (in session) Misc all | 3035 | 5 | 100 | 5 | 100
3021 | 8 | -99 | -99 | 0 | 1 | -1 | 0 | 0 | 0 | 0 | 0 | 0 | 0 | 0 | ; | HighSchool Office (in session) | Occup | all | all | No | 1 | 1 | Always Off | 0 | 0 |  |  |  |  | - n/a - | - n/a - | 0 | 0 |  | HighSchool Office (in session) Occup all Closed | 1 | 0 | 0 | 0 | 0
3021 | 8 | -99 | 6 | -99 | 3037 | -1 | 0 | 25 | 0 | 25 | 0 | 25 | 0 | 25 | ; | HighSchool Office (in session) | Occup | all | Sat | - | 1 | 0.25 | DEER ESE Off IS Oc Wd | 0 | 100 |  |  |  |  | - n/a - | - n/a - | 0 | 100 |  | HighSchool Office (in session) Occup Sat | 3037 | 0 | 25 | 0 | 25
3021 | 8 | -99 | 7 | -99 | 3037 | -1 | 0 | 25 | 0 | 25 | 0 | 25 | 0 | 25 | ; | HighSchool Office (in session) | Occup | all | Sun | - | 1 | 0.25 | DEER ESE Off IS Oc Wd | 0 | 100 |  |  |  |  | - n/a - | - n/a - | 0 | 100 |  | HighSchool Office (in session) Occup Sun | 3037 | 0 | 25 | 0 | 25
3021 | 8 | -99 | 8 | -99 | 3037 | -1 | 0 | 25 | 0 | 25 | 0 | 25 | 0 | 25 | ; | HighSchool Office (in session) | Occup | all | Hol | - | 1 | 0.25 | DEER ESE Off IS Oc Wd | 0 | 100 |  |  |  |  | - n/a - | - n/a - | 0 | 100 |  | HighSchool Office (in session) Occup Hol | 3037 | 0 | 25 | 0 | 25
3021 | 8 | -99 | 11 | -99 | 1 | -1 | 0 | 0 | 0 | 0 | 0 | 0 | 0 | 0 | ; | HighSchool Office (in session) | Occup | all | Cls | - | 1 | 1 | Always Off | 0 | 0 |  |  |  |  | - n/a - | - n/a - | 0 | 0 |  | HighSchool Office (in session) Occup Cls | 1 | 0 | 0 | 0 | 0
3021 | 8 | -99 | -99 | -99 | 3037 | -1 | 0 | 100 | 0 | 100 | 0 | 100 | 0 | 100 | ; | HighSchool Office (in session) | Occup | all | all | - | 1 | 1 | DEER ESE Off IS Oc Wd | 0 | 100 |  |  |  |  | - n/a - | - n/a - | 0 | 100 |  | HighSchool Office (in session) Occup all | 3037 | 0 | 100 | 0 | 100
3021 | 1 | -99 | -99 | 0 | 2 | -1 | 5 | 5 | 5 | 5 | 5 | 5 | 5 | 5 | ; | HighSchool Office (in session) | ILit | all | all | No | 0.05 | 0.05 | Always On | 100 | 100 | 100 | 100 | 100 | 100 | 100 | 100 | 100 | 100 |  | HighSchool Office (in session) ILit all Closed | 2 | 5 | 5 | 5 | 5
3021 | 1 | -99 | 6 | -99 | 3038 | -1 | 5 | 45 | 6.5 | 37.5 | 5 | 75 | 5 | 75 | ; | HighSchool Office (in session) | ILit | all | Sat | - | 1 | 0.75 | DEER ESE Off IS Lt Wd | 5 | 100 | 5 | 60 | 6.5 | 50 | 5 | 100 | 5 | 100 |  | HighSchool Office (in session) ILit Sat | 3038 | 5 | 45 | 6.5 | 37.5
3021 | 1 | -99 | 7 | -99 | 3038 | -1 | 5 | 45 | 6.5 | 37.5 | 5 | 75 | 5 | 75 | ; | HighSchool Office (in session) | ILit | all | Sun | - | 1 | 0.75 | DEER ESE Off IS Lt Wd | 5 | 100 | 5 | 60 | 6.5 | 50 | 5 | 100 | 5 | 100 |  | HighSchool Office (in session) ILit Sun | 3038 | 5 | 45 | 6.5 | 37.5
3021 | 1 | -99 | 8 | -99 | 3038 | -1 | 5 | 45 | 6.5 | 37.5 | 5 | 75 | 5 | 75 | ; | HighSchool Office (in session) | ILit | all | Hol | - | 1 | 0.75 | DEER ESE Off IS Lt Wd | 5 | 100 | 5 | 60 | 6.5 | 50 | 5 | 100 | 5 | 100 |  | HighSchool Office (in session) ILit Hol | 3038 | 5 | 45 | 6.5 | 37.5
3021 | 1 | -99 | 11 | -99 | 2 | -1 | 5 | 5 | 5 | 5 | 5 | 5 | 5 | 5 | ; | HighSchool Office (in session) | ILit | all | Cls | - | 0.05 | 0.05 | Always On | 100 | 100 | 100 | 100 | 100 | 100 | 100 | 100 | 100 | 100 |  | HighSchool Office (in session) ILit Cls | 2 | 5 | 5 | 5 | 5
3021 | 1 | -99 | -99 | -99 | 3038 | -1 | 5 | 100 | 6.5 | 100 | 5 | 100 | 5 | 100 | ; | HighSchool Office (in session) | ILit | all | all | - | 1 | 1 | DEER ESE Off IS Lt Wd | 5 | 100 | 5 | 100 | 6.5 | 100 | 5 | 100 | 5 | 100 |  | HighSchool Office (in session) ILit all | 3038 | 5 | 100 | 6.5 | 100
3021 | 6 | -99 | -99 | 0 | 2 | -1 | 5 | 5 | 5 | 5 | 5 | 5 | 5 | 5 | ; | HighSchool Office (in session) | Misc | all | all | No | 0.05 | 0.05 | Always On | 100 | 100 |  |  |  |  | - n/a - | - n/a - | 100 | 100 |  | HighSchool Office (in session) Misc all Closed | 2 | 5 | 5 | 5 | 5
3021 | 6 | -99 | 6 | -99 | 3039 | -1 | 5 | 75 | 5 | 75 | 5 | 75 | 5 | 75 | ; | HighSchool Office (in session) | Misc | all | Sat | - | 1 | 0.75 | DEER ESE Off IS Eq Wd | 5 | 100 |  |  |  |  | - n/a - | - n/a - | 5 | 100 |  | HighSchool Office (in session) Misc Sat | 3039 | 5 | 75 | 5 | 75
3021 | 6 | -99 | 7 | -99 | 3039 | -1 | 5 | 75 | 5 | 75 | 5 | 75 | 5 | 75 | ; | HighSchool Office (in session) | Misc | all | Sun | - | 1 | 0.75 | DEER ESE Off IS Eq Wd | 5 | 100 |  |  |  |  | - n/a - | - n/a - | 5 | 100 |  | HighSchool Office (in session) Misc Sun | 3039 | 5 | 75 | 5 | 75
3021 | 6 | -99 | 8 | -99 | 3039 | -1 | 5 | 75 | 5 | 75 | 5 | 75 | 5 | 75 | ; | HighSchool Office (in session) | Misc | all | Hol | - | 1 | 0.75 | DEER ESE Off IS Eq Wd | 5 | 100 |  |  |  |  | - n/a - | - n/a - | 5 | 100 |  | HighSchool Office (in session) Misc Hol | 3039 | 5 | 75 | 5 | 75
3021 | 6 | -99 | 11 | -99 | 2 | -1 | 5 | 5 | 5 | 5 | 5 | 5 | 5 | 5 | ; | HighSchool Office (in session) | Misc | all | Cls | - | 0.05 | 0.05 | Always On | 100 | 100 |  |  |  |  | - n/a - | - n/a - | 100 | 100 |  | HighSchool Office (in session) Misc Cls | 2 | 5 | 5 | 5 | 5
3021 | 6 | -99 | -99 | -99 | 3039 | -1 | 5 | 100 | 5 | 100 | 5 | 100 | 5 | 100 | ; | HighSchool Office (in session) | Misc | all | all | - | 1 | 1 | DEER ESE Off IS Eq Wd | 5 | 100 |  |  |  |  | - n/a - | - n/a - | 5 | 100 |  | HighSchool Office (in session) Misc all | 3039 | 5 | 100 | 5 | 100
3031 | 8 | -99 | -99 | 0 | 1 | -1 | 0 | 0 | 0 | 0 | 0 | 0 | 0 | 0 | ; | HighSchool Gym (in session) | Occup | all | all | No | 1 | 1 | Always Off | 0 | 0 |  |  |  |  | - n/a - | - n/a - | 0 | 0 |  | HighSchool Gym (in session) Occup all Closed | 1 | 0 | 0 | 0 | 0
3031 | 8 | -99 | 6 | -99 | 3041 | -1 | 0 | 30 | 0 | 30 | 0 | 30 | 0 | 30 | ; | HighSchool Gym (in session) | Occup | all | Sat | - | 1 | 1 | DEER ESE Gym IS Oc Sa | 0 | 30 |  |  |  |  | - n/a - | - n/a - | 0 | 30 |  | HighSchool Gym (in session) Occup Sat | 3041 | 0 | 30 | 0 | 30
3031 | 8 | -99 | 7 | -99 | 3041 | -1 | 0 | 30 | 0 | 30 | 0 | 30 | 0 | 30 | ; | HighSchool Gym (in session) | Occup | all | Sun | - | 1 | 1 | DEER ESE Gym IS Oc Sa | 0 | 30 |  |  |  |  | - n/a - | - n/a - | 0 | 30 |  | HighSchool Gym (in session) Occup Sun | 3041 | 0 | 30 | 0 | 30
3031 | 8 | -99 | 8 | -99 | 3041 | -1 | 0 | 30 | 0 | 30 | 0 | 30 | 0 | 30 | ; | HighSchool Gym (in session) | Occup | all | Hol | - | 1 | 1 | DEER ESE Gym IS Oc Sa | 0 | 30 |  |  |  |  | - n/a - | - n/a - | 0 | 30 |  | HighSchool Gym (in session) Occup Hol | 3041 | 0 | 30 | 0 | 30
3031 | 8 | -99 | 11 | -99 | 1 | -1 | 0 | 0 | 0 | 0 | 0 | 0 | 0 | 0 | ; | HighSchool Gym (in session) | Occup | all | Cls | - | 1 | 1 | Always Off | 0 | 0 |  |  |  |  | - n/a - | - n/a - | 0 | 0 |  | HighSchool Gym (in session) Occup Cls | 1 | 0 | 0 | 0 | 0
3031 | 8 | -99 | -99 | -99 | 3040 | -1 | 0 | 100 | 0 | 100 | 0 | 100 | 0 | 100 | ; | HighSchool Gym (in session) | Occup | all | all | - | 1 | 1 | DEER ESE Gym IS Oc Wd | 0 | 100 |  |  |  |  | - n/a - | - n/a - | 0 | 100 |  | HighSchool Gym (in session) Occup all | 3040 | 0 | 100 | 0 | 100
3031 | 1 | -99 | -99 | 0 | 2 | -1 | 5 | 5 | 5 | 5 | 5 | 5 | 5 | 5 | ; | HighSchool Gym (in session) | ILit | all | all | No | 0.05 | 0.05 | Always On | 100 | 100 | 100 | 100 | 100 | 100 | 100 | 100 | 100 | 100 |  | HighSchool Gym (in session) ILit all Closed | 2 | 5 | 5 | 5 | 5
3031 | 1 | -99 | 6 | -99 | 3043 | -1 | 5 | 60 | 6.5 | 60 | 5 | 60 | 5 | 60 | ; | HighSchool Gym (in session) | ILit | all | Sat | - | 1 | 1 | DEER ESE Gym IS Lt Sa | 5 | 60 | 5 | 60 | 6.5 | 60 | 5 | 60 | 5 | 60 |  | HighSchool Gym (in session) ILit Sat | 3043 | 5 | 60 | 6.5 | 60
3031 | 1 | -99 | 7 | -99 | 3043 | -1 | 5 | 60 | 6.5 | 60 | 5 | 60 | 5 | 60 | ; | HighSchool Gym (in session) | ILit | all | Sun | - | 1 | 1 | DEER ESE Gym IS Lt Sa | 5 | 60 | 5 | 60 | 6.5 | 60 | 5 | 60 | 5 | 60 |  | HighSchool Gym (in session) ILit Sun | 3043 | 5 | 60 | 6.5 | 60
3031 | 1 | -99 | 8 | -99 | 3043 | -1 | 5 | 60 | 6.5 | 60 | 5 | 60 | 5 | 60 | ; | HighSchool Gym (in session) | ILit | all | Hol | - | 1 | 1 | DEER ESE Gym IS Lt Sa | 5 | 60 | 5 | 60 | 6.5 | 60 | 5 | 60 | 5 | 60 |  | HighSchool Gym (in session) ILit Hol | 3043 | 5 | 60 | 6.5 | 60
3031 | 1 | -99 | 11 | -99 | 2 | -1 | 5 | 5 | 5 | 5 | 5 | 5 | 5 | 5 | ; | HighSchool Gym (in session) | ILit | all | Cls | - | 0.05 | 0.05 | Always On | 100 | 100 | 100 | 100 | 100 | 100 | 100 | 100 | 100 | 100 |  | HighSchool Gym (in session) ILit Cls | 2 | 5 | 5 | 5 | 5
3031 | 1 | -99 | -99 | -99 | 3042 | -1 | 5 | 100 | 6.5 | 100 | 5 | 85 | 5 | 85 | ; | HighSchool Gym (in session) | ILit | all | all | - | 1 | 1 | DEER ESE Gym IS Lt Wd | 5 | 85 | 5 | 100 | 6.5 | 100 | 5 | 85 | 5 | 85 |  | HighSchool Gym (in session) ILit all | 3042 | 5 | 100 | 6.5 | 100
3031 | 6 | -99 | -99 | 0 | 2 | -1 | 5 | 5 | 5 | 5 | 5 | 5 | 5 | 5 | ; | HighSchool Gym (in session) | Misc | all | all | No | 0.05 | 0.05 | Always On | 100 | 100 |  |  |  |  | - n/a - | - n/a - | 100 | 100 |  | HighSchool Gym (in session) Misc all Closed | 2 | 5 | 5 | 5 | 5
3031 | 6 | -99 | 6 | -99 | 3046 | -1 | 5 | 45 | 5 | 45 | 5 | 45 | 5 | 45 | ; | HighSchool Gym (in session) | Misc | all | Sat | - | 1 | 1 | DEER ESE Gym IS Eq Sa | 5 | 45 |  |  |  |  | - n/a - | - n/a - | 5 | 45 |  | HighSchool Gym (in session) Misc Sat | 3046 | 5 | 45 | 5 | 45
3031 | 6 | -99 | 7 | -99 | 3046 | -1 | 5 | 45 | 5 | 45 | 5 | 45 | 5 | 45 | ; | HighSchool Gym (in session) | Misc | all | Sun | - | 1 | 1 | DEER ESE Gym IS Eq Sa | 5 | 45 |  |  |  |  | - n/a - | - n/a - | 5 | 45 |  | HighSchool Gym (in session) Misc Sun | 3046 | 5 | 45 | 5 | 45
3031 | 6 | -99 | 8 | -99 | 3046 | -1 | 5 | 45 | 5 | 45 | 5 | 45 | 5 | 45 | ; | HighSchool Gym (in session) | Misc | all | Hol | - | 1 | 1 | DEER ESE Gym IS Eq Sa | 5 | 45 |  |  |  |  | - n/a - | - n/a - | 5 | 45 |  | HighSchool Gym (in session) Misc Hol | 3046 | 5 | 45 | 5 | 45
3031 | 6 | -99 | 11 | -99 | 2 | -1 | 5 | 5 | 5 | 5 | 5 | 5 | 5 | 5 | ; | HighSchool Gym (in session) | Misc | all | Cls | - | 0.05 | 0.05 | Always On | 100 | 100 |  |  |  |  | - n/a - | - n/a - | 100 | 100 |  | HighSchool Gym (in session) Misc Cls | 2 | 5 | 5 | 5 | 5
3031 | 6 | -99 | -99 | -99 | 3045 | -1 | 5 | 100 | 5 | 100 | 5 | 100 | 5 | 100 | ; | HighSchool Gym (in session) | Misc | all | all | - | 1 | 1 | DEER ESE Gym IS Eq Wd | 5 | 100 |  |  |  |  | - n/a - | - n/a - | 5 | 100 |  | HighSchool Gym (in session) Misc all | 3045 | 5 | 100 | 5 | 100
3041 | 8 | -99 | -99 | 0 | 1 | -1 | 0 | 0 | 0 | 0 | 0 | 0 | 0 | 0 | ; | HighSchool Cafeteria (in session) | Occup | all | all | No | 1 | 1 | Always Off | 0 | 0 |  |  |  |  | - n/a - | - n/a - | 0 | 0 |  | HighSchool Cafeteria (in session) Occup all Closed | 1 | 0 | 0 | 0 | 0
3041 | 8 | -99 | 6 | -99 | 3049 | -1 | 0 | 70 | 0 | 70 | 0 | 70 | 0 | 70 | ; | HighSchool Cafeteria (in session) | Occup | all | Sat | - | 1 | 1 | DEER ESE Din IS Oc Sa | 0 | 70 |  |  |  |  | - n/a - | - n/a - | 0 | 70 |  | HighSchool Cafeteria (in session) Occup Sat | 3049 | 0 | 70 | 0 | 70
3041 | 8 | -99 | 7 | -99 | 3049 | -1 | 0 | 70 | 0 | 70 | 0 | 70 | 0 | 70 | ; | HighSchool Cafeteria (in session) | Occup | all | Sun | - | 1 | 1 | DEER ESE Din IS Oc Sa | 0 | 70 |  |  |  |  | - n/a - | - n/a - | 0 | 70 |  | HighSchool Cafeteria (in session) Occup Sun | 3049 | 0 | 70 | 0 | 70
3041 | 8 | -99 | 8 | -99 | 3049 | -1 | 0 | 70 | 0 | 70 | 0 | 70 | 0 | 70 | ; | HighSchool Cafeteria (in session) | Occup | all | Hol | - | 1 | 1 | DEER ESE Din IS Oc Sa | 0 | 70 |  |  |  |  | - n/a - | - n/a - | 0 | 70 |  | HighSchool Cafeteria (in session) Occup Hol | 3049 | 0 | 70 | 0 | 70
3041 | 8 | -99 | 11 | -99 | 1 | -1 | 0 | 0 | 0 | 0 | 0 | 0 | 0 | 0 | ; | HighSchool Cafeteria (in session) | Occup | all | Cls | - | 1 | 1 | Always Off | 0 | 0 |  |  |  |  | - n/a - | - n/a - | 0 | 0 |  | HighSchool Cafeteria (in session) Occup Cls | 1 | 0 | 0 | 0 | 0
3041 | 8 | -99 | -99 | -99 | 3048 | -1 | 0 | 100 | 0 | 100 | 0 | 100 | 0 | 100 | ; | HighSchool Cafeteria (in session) | Occup | all | all | - | 1 | 1 | DEER ESE Din IS Oc Wd | 0 | 100 |  |  |  |  | - n/a - | - n/a - | 0 | 100 |  | HighSchool Cafeteria (in session) Occup all | 3048 | 0 | 100 | 0 | 100
3041 | 1 | -99 | -99 | 0 | 2 | -1 | 5 | 5 | 5 | 5 | 5 | 5 | 5 | 5 | ; | HighSchool Cafeteria (in session) | ILit | all | all | No | 0.05 | 0.05 | Always On | 100 | 100 | 100 | 100 | 100 | 100 | 100 | 100 | 100 | 100 |  | HighSchool Cafeteria (in session) ILit all Closed | 2 | 5 | 5 | 5 | 5
3041 | 1 | -99 | 6 | -99 | 3051 | -1 | 5 | 60 | 6.5 | 50 | 5 | 60 | 5 | 60 | ; | HighSchool Cafeteria (in session) | ILit | all | Sat | - | 1 | 1 | DEER ESE Din IS Lt WeH | 5 | 60 | 5 | 60 | 6.5 | 50 | 5 | 60 | 5 | 60 |  | HighSchool Cafeteria (in session) ILit Sat | 3051 | 5 | 60 | 6.5 | 50
3041 | 1 | -99 | 7 | -99 | 3051 | -1 | 5 | 60 | 6.5 | 50 | 5 | 60 | 5 | 60 | ; | HighSchool Cafeteria (in session) | ILit | all | Sun | - | 1 | 1 | DEER ESE Din IS Lt WeH | 5 | 60 | 5 | 60 | 6.5 | 50 | 5 | 60 | 5 | 60 |  | HighSchool Cafeteria (in session) ILit Sun | 3051 | 5 | 60 | 6.5 | 50
3041 | 1 | -99 | 8 | -99 | 3051 | -1 | 5 | 60 | 6.5 | 50 | 5 | 60 | 5 | 60 | ; | HighSchool Cafeteria (in session) | ILit | all | Hol | - | 1 | 1 | DEER ESE Din IS Lt WeH | 5 | 60 | 5 | 60 | 6.5 | 50 | 5 | 60 | 5 | 60 |  | HighSchool Cafeteria (in session) ILit Hol | 3051 | 5 | 60 | 6.5 | 50
3041 | 1 | -99 | 11 | -99 | 2 | -1 | 5 | 5 | 5 | 5 | 5 | 5 | 5 | 5 | ; | HighSchool Cafeteria (in session) | ILit | all | Cls | - | 0.05 | 0.05 | Always On | 100 | 100 | 100 | 100 | 100 | 100 | 100 | 100 | 100 | 100 |  | HighSchool Cafeteria (in session) ILit Cls | 2 | 5 | 5 | 5 | 5
3041 | 1 | -99 | -99 | -99 | 3050 | -1 | 5 | 100 | 6.5 | 100 | 5 | 100 | 5 | 100 | ; | HighSchool Cafeteria (in session) | ILit | all | all | - | 1 | 1 | DEER ESE Din IS Lt Wd | 5 | 100 | 5 | 100 | 6.5 | 100 | 5 | 100 | 5 | 100 |  | HighSchool Cafeteria (in session) ILit all | 3050 | 5 | 100 | 6.5 | 100
3041 | 6 | -99 | -99 | 0 | 2 | -1 | 5 | 5 | 5 | 5 | 5 | 5 | 5 | 5 | ; | HighSchool Cafeteria (in session) | Misc | all | all | No | 0.05 | 0.05 | Always On | 100 | 100 |  |  |  |  | - n/a - | - n/a - | 100 | 100 |  | HighSchool Cafeteria (in session) Misc all Closed | 2 | 5 | 5 | 5 | 5
3041 | 6 | -99 | 6 | -99 | 3053 | -1 | 5 | 60 | 5 | 60 | 5 | 60 | 5 | 60 | ; | HighSchool Cafeteria (in session) | Misc | all | Sat | - | 1 | 1 | DEER ESE Din IS Eq WeH | 5 | 60 |  |  |  |  | - n/a - | - n/a - | 5 | 60 |  | HighSchool Cafeteria (in session) Misc Sat | 3053 | 5 | 60 | 5 | 60
3041 | 6 | -99 | 7 | -99 | 3053 | -1 | 5 | 60 | 5 | 60 | 5 | 60 | 5 | 60 | ; | HighSchool Cafeteria (in session) | Misc | all | Sun | - | 1 | 1 | DEER ESE Din IS Eq WeH | 5 | 60 |  |  |  |  | - n/a - | - n/a - | 5 | 60 |  | HighSchool Cafeteria (in session) Misc Sun | 3053 | 5 | 60 | 5 | 60
3041 | 6 | -99 | 8 | -99 | 3053 | -1 | 5 | 60 | 5 | 60 | 5 | 60 | 5 | 60 | ; | HighSchool Cafeteria (in session) | Misc | all | Hol | - | 1 | 1 | DEER ESE Din IS Eq WeH | 5 | 60 |  |  |  |  | - n/a - | - n/a - | 5 | 60 |  | HighSchool Cafeteria (in session) Misc Hol | 3053 | 5 | 60 | 5 | 60
3041 | 6 | -99 | 11 | -99 | 2 | -1 | 5 | 5 | 5 | 5 | 5 | 5 | 5 | 5 | ; | HighSchool Cafeteria (in session) | Misc | all | Cls | - | 0.05 | 0.05 | Always On | 100 | 100 |  |  |  |  | - n/a - | - n/a - | 100 | 100 |  | HighSchool Cafeteria (in session) Misc Cls | 2 | 5 | 5 | 5 | 5
3041 | 6 | -99 | -99 | -99 | 3052 | -1 | 5 | 100 | 5 | 100 | 5 | 100 | 5 | 100 | ; | HighSchool Cafeteria (in session) | Misc | all | all | - | 1 | 1 | DEER ESE Din IS Eq Wd | 5 | 100 |  |  |  |  | - n/a - | - n/a - | 5 | 100 |  | HighSchool Cafeteria (in session) Misc all | 3052 | 5 | 100 | 5 | 100
3051 | 8 | -99 | -99 | 0 | 1 | -1 | 0 | 0 | 0 | 0 | 0 | 0 | 0 | 0 | ; | HighSchool Kitchen (in session) | Occup | all | all | No | 1 | 1 | Always Off | 0 | 0 |  |  |  |  | - n/a - | - n/a - | 0 | 0 |  | HighSchool Kitchen (in session) Occup all Closed | 1 | 0 | 0 | 0 | 0
3051 | 8 | -99 | 6 | -99 | 3054 | -1 | 0 | 25 | 0 | 25 | 0 | 25 | 0 | 25 | ; | HighSchool Kitchen (in session) | Occup | all | Sat | - | 1 | 0.25 | DEER ESE Kit IS Oc Wd | 0 | 100 |  |  |  |  | - n/a - | - n/a - | 0 | 100 |  | HighSchool Kitchen (in session) Occup Sat | 3054 | 0 | 25 | 0 | 25
3051 | 8 | -99 | 7 | -99 | 3054 | -1 | 0 | 25 | 0 | 25 | 0 | 25 | 0 | 25 | ; | HighSchool Kitchen (in session) | Occup | all | Sun | - | 1 | 0.25 | DEER ESE Kit IS Oc Wd | 0 | 100 |  |  |  |  | - n/a - | - n/a - | 0 | 100 |  | HighSchool Kitchen (in session) Occup Sun | 3054 | 0 | 25 | 0 | 25
3051 | 8 | -99 | 8 | -99 | 3054 | -1 | 0 | 25 | 0 | 25 | 0 | 25 | 0 | 25 | ; | HighSchool Kitchen (in session) | Occup | all | Hol | - | 1 | 0.25 | DEER ESE Kit IS Oc Wd | 0 | 100 |  |  |  |  | - n/a - | - n/a - | 0 | 100 |  | HighSchool Kitchen (in session) Occup Hol | 3054 | 0 | 25 | 0 | 25
3051 | 8 | -99 | 11 | -99 | 1 | -1 | 0 | 0 | 0 | 0 | 0 | 0 | 0 | 0 | ; | HighSchool Kitchen (in session) | Occup | all | Cls | - | 1 | 1 | Always Off | 0 | 0 |  |  |  |  | - n/a - | - n/a - | 0 | 0 |  | HighSchool Kitchen (in session) Occup Cls | 1 | 0 | 0 | 0 | 0
3051 | 8 | -99 | -99 | -99 | 3054 | -1 | 0 | 100 | 0 | 100 | 0 | 100 | 0 | 100 | ; | HighSchool Kitchen (in session) | Occup | all | all | - | 1 | 1 | DEER ESE Kit IS Oc Wd | 0 | 100 |  |  |  |  | - n/a - | - n/a - | 0 | 100 |  | HighSchool Kitchen (in session) Occup all | 3054 | 0 | 100 | 0 | 100
3051 | 1 | -99 | -99 | 0 | 2 | -1 | 5 | 5 | 5 | 5 | 5 | 5 | 5 | 5 | ; | HighSchool Kitchen (in session) | ILit | all | all | No | 0.05 | 0.05 | Always On | 100 | 100 | 100 | 100 | 100 | 100 | 100 | 100 | 100 | 100 |  | HighSchool Kitchen (in session) ILit all Closed | 2 | 5 | 5 | 5 | 5
3051 | 1 | -99 | 6 | -99 | 3055 | -1 | 5 | 45 | 6.5 | 45 | 5 | 75 | 5 | 75 | ; | HighSchool Kitchen (in session) | ILit | all | Sat | - | 1 | 0.75 | DEER ESE Kit IS Lt Wd | 5 | 100 | 5 | 60 | 6.5 | 60 | 5 | 100 | 5 | 100 |  | HighSchool Kitchen (in session) ILit Sat | 3055 | 5 | 45 | 6.5 | 45
3051 | 1 | -99 | 7 | -99 | 3055 | -1 | 5 | 45 | 6.5 | 45 | 5 | 75 | 5 | 75 | ; | HighSchool Kitchen (in session) | ILit | all | Sun | - | 1 | 0.75 | DEER ESE Kit IS Lt Wd | 5 | 100 | 5 | 60 | 6.5 | 60 | 5 | 100 | 5 | 100 |  | HighSchool Kitchen (in session) ILit Sun | 3055 | 5 | 45 | 6.5 | 45
3051 | 1 | -99 | 8 | -99 | 3055 | -1 | 5 | 45 | 6.5 | 45 | 5 | 75 | 5 | 75 | ; | HighSchool Kitchen (in session) | ILit | all | Hol | - | 1 | 0.75 | DEER ESE Kit IS Lt Wd | 5 | 100 | 5 | 60 | 6.5 | 60 | 5 | 100 | 5 | 100 |  | HighSchool Kitchen (in session) ILit Hol | 3055 | 5 | 45 | 6.5 | 45
3051 | 1 | -99 | 11 | -99 | 2 | -1 | 5 | 5 | 5 | 5 | 5 | 5 | 5 | 5 | ; | HighSchool Kitchen (in session) | ILit | all | Cls | - | 0.05 | 0.05 | Always On | 100 | 100 | 100 | 100 | 100 | 100 | 100 | 100 | 100 | 100 |  | HighSchool Kitchen (in session) ILit Cls | 2 | 5 | 5 | 5 | 5
3051 | 1 | -99 | -99 | -99 | 3055 | -1 | 5 | 100 | 6.5 | 100 | 5 | 100 | 5 | 100 | ; | HighSchool Kitchen (in session) | ILit | all | all | - | 1 | 1 | DEER ESE Kit IS Lt Wd | 5 | 100 | 5 | 100 | 6.5 | 100 | 5 | 100 | 5 | 100 |  | HighSchool Kitchen (in session) ILit all | 3055 | 5 | 100 | 6.5 | 100
3051 | 6 | -99 | -99 | 0 | 2 | -1 | 5 | 5 | 5 | 5 | 5 | 5 | 5 | 5 | ; | HighSchool Kitchen (in session) | Misc | all | all | No | 0.05 | 0.05 | Always On | 100 | 100 |  |  |  |  | - n/a - | - n/a - | 100 | 100 |  | HighSchool Kitchen (in session) Misc all Closed | 2 | 5 | 5 | 5 | 5
3051 | 6 | -99 | 6 | -99 | 3056 | -1 | 5 | 75 | 5 | 75 | 5 | 75 | 5 | 75 | ; | HighSchool Kitchen (in session) | Misc | all | Sat | - | 1 | 0.75 | DEER ESE Kit IS Eq Wd | 5 | 100 |  |  |  |  | - n/a - | - n/a - | 5 | 100 |  | HighSchool Kitchen (in session) Misc Sat | 3056 | 5 | 75 | 5 | 75
3051 | 6 | -99 | 7 | -99 | 3056 | -1 | 5 | 75 | 5 | 75 | 5 | 75 | 5 | 75 | ; | HighSchool Kitchen (in session) | Misc | all | Sun | - | 1 | 0.75 | DEER ESE Kit IS Eq Wd | 5 | 100 |  |  |  |  | - n/a - | - n/a - | 5 | 100 |  | HighSchool Kitchen (in session) Misc Sun | 3056 | 5 | 75 | 5 | 75
3051 | 6 | -99 | 8 | -99 | 3056 | -1 | 5 | 75 | 5 | 75 | 5 | 75 | 5 | 75 | ; | HighSchool Kitchen (in session) | Misc | all | Hol | - | 1 | 0.75 | DEER ESE Kit IS Eq Wd | 5 | 100 |  |  |  |  | - n/a - | - n/a - | 5 | 100 |  | HighSchool Kitchen (in session) Misc Hol | 3056 | 5 | 75 | 5 | 75
3051 | 6 | -99 | 11 | -99 | 2 | -1 | 5 | 5 | 5 | 5 | 5 | 5 | 5 | 5 | ; | HighSchool Kitchen (in session) | Misc | all | Cls | - | 0.05 | 0.05 | Always On | 100 | 100 |  |  |  |  | - n/a - | - n/a - | 100 | 100 |  | HighSchool Kitchen (in session) Misc Cls | 2 | 5 | 5 | 5 | 5
3051 | 6 | -99 | -99 | -99 | 3056 | -1 | 5 | 100 | 5 | 100 | 5 | 100 | 5 | 100 | ; | HighSchool Kitchen (in session) | Misc | all | all | - | 1 | 1 | DEER ESE Kit IS Eq Wd | 5 | 100 |  |  |  |  | - n/a - | - n/a - | 5 | 100 |  | HighSchool Kitchen (in session) Misc all | 3056 | 5 | 100 | 5 | 100
3051 | 4 | -99 | -99 | 0 | 1 | -1 | 0 | 0 | 0 | 0 | 0 | 0 | 0 | 0 | ; | HighSchool Kitchen (in session) | Cook | all | all | No | 1 | 1 | Always Off | 0 | 0 |  |  |  |  | - n/a - | - n/a - | 0 | 0 |  | HighSchool Kitchen (in session) Cook all Closed | 1 | 0 | 0 | 0 | 0
3051 | 4 | -99 | 6 | -99 | 3057 | -1 | 0 | 75 | 0 | 75 | 0 | 75 | 0 | 75 | ; | HighSchool Kitchen (in session) | Cook | all | Sat | - | 1 | 0.75 | DEER ESE Kit IS Ck Wd | 0 | 100 |  |  |  |  | - n/a - | - n/a - | 0 | 100 |  | HighSchool Kitchen (in session) Cook Sat | 3057 | 0 | 75 | 0 | 75
3051 | 4 | -99 | 7 | -99 | 3057 | -1 | 0 | 75 | 0 | 75 | 0 | 75 | 0 | 75 | ; | HighSchool Kitchen (in session) | Cook | all | Sun | - | 1 | 0.75 | DEER ESE Kit IS Ck Wd | 0 | 100 |  |  |  |  | - n/a - | - n/a - | 0 | 100 |  | HighSchool Kitchen (in session) Cook Sun | 3057 | 0 | 75 | 0 | 75
3051 | 4 | -99 | 8 | -99 | 3057 | -1 | 0 | 75 | 0 | 75 | 0 | 75 | 0 | 75 | ; | HighSchool Kitchen (in session) | Cook | all | Hol | - | 1 | 0.75 | DEER ESE Kit IS Ck Wd | 0 | 100 |  |  |  |  | - n/a - | - n/a - | 0 | 100 |  | HighSchool Kitchen (in session) Cook Hol | 3057 | 0 | 75 | 0 | 75
3051 | 4 | -99 | 11 | -99 | 1 | -1 | 0 | 0 | 0 | 0 | 0 | 0 | 0 | 0 | ; | HighSchool Kitchen (in session) | Cook | all | Cls | - | 1 | 1 | Always Off | 0 | 0 |  |  |  |  | - n/a - | - n/a - | 0 | 0 |  | HighSchool Kitchen (in session) Cook Cls | 1 | 0 | 0 | 0 | 0
3051 | 4 | -99 | -99 | -99 | 3057 | -1 | 0 | 100 | 0 | 100 | 0 | 100 | 0 | 100 | ; | HighSchool Kitchen (in session) | Cook | all | all | - | 1 | 1 | DEER ESE Kit IS Ck Wd | 0 | 100 |  |  |  |  | - n/a - | - n/a - | 0 | 100 |  | HighSchool Kitchen (in session) Cook all | 3057 | 0 | 100 | 0 | 100
3061 | 8 | -99 | -99 | 0 | 1 | -1 | 0 | 0 | 0 | 0 | 0 | 0 | 0 | 0 | ; | HighSchool ComputerRm (in session) | Occup | all | all | No | 1 | 1 | Always Off | 0 | 0 |  |  |  |  | - n/a - | - n/a - | 0 | 0 |  | HighSchool ComputerRm (in session) Occup all Closed | 1 | 0 | 0 | 0 | 0
3061 | 8 | -99 | 6 | -99 | 3059 | -1 | 0 | 30 | 0 | 30 | 0 | 30 | 0 | 30 | ; | HighSchool ComputerRm (in session) | Occup | all | Sat | - | 1 | 1 | DEER ESE Cmp IS Oc Sa | 0 | 30 |  |  |  |  | - n/a - | - n/a - | 0 | 30 |  | HighSchool ComputerRm (in session) Occup Sat | 3059 | 0 | 30 | 0 | 30
3061 | 8 | -99 | 7 | -99 | 3059 | -1 | 0 | 30 | 0 | 30 | 0 | 30 | 0 | 30 | ; | HighSchool ComputerRm (in session) | Occup | all | Sun | - | 1 | 1 | DEER ESE Cmp IS Oc Sa | 0 | 30 |  |  |  |  | - n/a - | - n/a - | 0 | 30 |  | HighSchool ComputerRm (in session) Occup Sun | 3059 | 0 | 30 | 0 | 30
3061 | 8 | -99 | 8 | -99 | 3059 | -1 | 0 | 30 | 0 | 30 | 0 | 30 | 0 | 30 | ; | HighSchool ComputerRm (in session) | Occup | all | Hol | - | 1 | 1 | DEER ESE Cmp IS Oc Sa | 0 | 30 |  |  |  |  | - n/a - | - n/a - | 0 | 30 |  | HighSchool ComputerRm (in session) Occup Hol | 3059 | 0 | 30 | 0 | 30
3061 | 8 | -99 | 11 | -99 | 1 | -1 | 0 | 0 | 0 | 0 | 0 | 0 | 0 | 0 | ; | HighSchool ComputerRm (in session) | Occup | all | Cls | - | 1 | 1 | Always Off | 0 | 0 |  |  |  |  | - n/a - | - n/a - | 0 | 0 |  | HighSchool ComputerRm (in session) Occup Cls | 1 | 0 | 0 | 0 | 0
3061 | 8 | -99 | -99 | -99 | 3058 | -1 | 0 | 100 | 0 | 100 | 0 | 100 | 0 | 100 | ; | HighSchool ComputerRm (in session) | Occup | all | all | - | 1 | 1 | DEER ESE Cmp IS Oc Wd | 0 | 100 |  |  |  |  | - n/a - | - n/a - | 0 | 100 |  | HighSchool ComputerRm (in session) Occup all | 3058 | 0 | 100 | 0 | 100
3061 | 1 | -99 | -99 | 0 | 2 | -1 | 5 | 5 | 5 | 5 | 5 | 5 | 5 | 5 | ; | HighSchool ComputerRm (in session) | ILit | all | all | No | 0.05 | 0.05 | Always On | 100 | 100 | 100 | 100 | 100 | 100 | 100 | 100 | 100 | 100 |  | HighSchool ComputerRm (in session) ILit all Closed | 2 | 5 | 5 | 5 | 5
3061 | 1 | -99 | 6 | -99 | 3061 | -1 | 5 | 40 | 6.5 | 45 | 5 | 30 | 5 | 30 | ; | HighSchool ComputerRm (in session) | ILit | all | Sat | - | 1 | 1 | DEER ESE Cmp IS Lt Sa | 5 | 30 | 5 | 40 | 6.5 | 45 | 5 | 30 | 5 | 30 |  | HighSchool ComputerRm (in session) ILit Sat | 3061 | 5 | 40 | 6.5 | 45
3061 | 1 | -99 | 7 | -99 | 3061 | -1 | 5 | 40 | 6.5 | 45 | 5 | 30 | 5 | 30 | ; | HighSchool ComputerRm (in session) | ILit | all | Sun | - | 1 | 1 | DEER ESE Cmp IS Lt Sa | 5 | 30 | 5 | 40 | 6.5 | 45 | 5 | 30 | 5 | 30 |  | HighSchool ComputerRm (in session) ILit Sun | 3061 | 5 | 40 | 6.5 | 45
3061 | 1 | -99 | 8 | -99 | 3061 | -1 | 5 | 40 | 6.5 | 45 | 5 | 30 | 5 | 30 | ; | HighSchool ComputerRm (in session) | ILit | all | Hol | - | 1 | 1 | DEER ESE Cmp IS Lt Sa | 5 | 30 | 5 | 40 | 6.5 | 45 | 5 | 30 | 5 | 30 |  | HighSchool ComputerRm (in session) ILit Hol | 3061 | 5 | 40 | 6.5 | 45
3061 | 1 | -99 | 11 | -99 | 2 | -1 | 5 | 5 | 5 | 5 | 5 | 5 | 5 | 5 | ; | HighSchool ComputerRm (in session) | ILit | all | Cls | - | 0.05 | 0.05 | Always On | 100 | 100 | 100 | 100 | 100 | 100 | 100 | 100 | 100 | 100 |  | HighSchool ComputerRm (in session) ILit Cls | 2 | 5 | 5 | 5 | 5
3061 | 1 | -99 | -99 | -99 | 3060 | -1 | 5 | 85 | 6.5 | 95 | 5 | 100 | 5 | 100 | ; | HighSchool ComputerRm (in session) | ILit | all | all | - | 1 | 1 | DEER ESE Cmp IS Lt Wd | 5 | 100 | 5 | 85 | 6.5 | 95 | 5 | 100 | 5 | 100 |  | HighSchool ComputerRm (in session) ILit all | 3060 | 5 | 85 | 6.5 | 95
3061 | 6 | -99 | -99 | 0 | 2 | -1 | 5 | 5 | 5 | 5 | 5 | 5 | 5 | 5 | ; | HighSchool ComputerRm (in session) | Misc | all | all | No | 0.05 | 0.05 | Always On | 100 | 100 |  |  |  |  | - n/a - | - n/a - | 100 | 100 |  | HighSchool ComputerRm (in session) Misc all Closed | 2 | 5 | 5 | 5 | 5
3061 | 6 | -99 | 6 | -99 | 3063 | -1 | 25 | 40 | 25 | 40 | 25 | 40 | 25 | 40 | ; | HighSchool ComputerRm (in session) | Misc | all | Sat | - | 1 | 1 | DEER ESE Cmp IS Eq Sa | 25 | 40 |  |  |  |  | - n/a - | - n/a - | 25 | 40 |  | HighSchool ComputerRm (in session) Misc Sat | 3063 | 25 | 40 | 25 | 40
3061 | 6 | -99 | 7 | -99 | 3063 | -1 | 25 | 40 | 25 | 40 | 25 | 40 | 25 | 40 | ; | HighSchool ComputerRm (in session) | Misc | all | Sun | - | 1 | 1 | DEER ESE Cmp IS Eq Sa | 25 | 40 |  |  |  |  | - n/a - | - n/a - | 25 | 40 |  | HighSchool ComputerRm (in session) Misc Sun | 3063 | 25 | 40 | 25 | 40
3061 | 6 | -99 | 8 | -99 | 3063 | -1 | 25 | 40 | 25 | 40 | 25 | 40 | 25 | 40 | ; | HighSchool ComputerRm (in session) | Misc | all | Hol | - | 1 | 1 | DEER ESE Cmp IS Eq Sa | 25 | 40 |  |  |  |  | - n/a - | - n/a - | 25 | 40 |  | HighSchool ComputerRm (in session) Misc Hol | 3063 | 25 | 40 | 25 | 40
3061 | 6 | -99 | 11 | -99 | 2 | -1 | 5 | 5 | 5 | 5 | 5 | 5 | 5 | 5 | ; | HighSchool ComputerRm (in session) | Misc | all | Cls | - | 0.05 | 0.05 | Always On | 100 | 100 |  |  |  |  | - n/a - | - n/a - | 100 | 100 |  | HighSchool ComputerRm (in session) Misc Cls | 2 | 5 | 5 | 5 | 5
3061 | 6 | -99 | -99 | -99 | 3062 | -1 | 25 | 100 | 25 | 100 | 25 | 100 | 25 | 100 | ; | HighSchool ComputerRm (in session) | Misc | all | all | - | 1 | 1 | DEER ESE Cmp IS Eq Wd | 25 | 100 |  |  |  |  | - n/a - | - n/a - | 25 | 100 |  | HighSchool ComputerRm (in session) Misc all | 3062 | 25 | 100 | 25 | 100
3012 | 8 | -99 | -99 | 0 | 1 | -1 | 0 | 0 | 0 | 0 | 0 | 0 | 0 | 0 | ; | HighSchool Class (break) | Occup | all | all | No | 1 | 1 | Always Off | 0 | 0 |  |  |  |  | - n/a - | - n/a - | 0 | 0 |  | HighSchool Class (break) Occup all Closed | 1 | 0 | 0 | 0 | 0
3012 | 8 | -99 | 6 | -99 | 3032 | -1 | 0 | 15 | 0 | 15 | 0 | 15 | 0 | 15 | ; | HighSchool Class (break) | Occup | all | Sat | - | 1 | 0.5 | DEER ESE Cls IS Oc Sa | 0 | 30 |  |  |  |  | - n/a - | - n/a - | 0 | 30 |  | HighSchool Class (break) Occup Sat | 3032 | 0 | 15 | 0 | 15
3012 | 8 | -99 | 7 | -99 | 3032 | -1 | 0 | 15 | 0 | 15 | 0 | 15 | 0 | 15 | ; | HighSchool Class (break) | Occup | all | Sun | - | 1 | 0.5 | DEER ESE Cls IS Oc Sa | 0 | 30 |  |  |  |  | - n/a - | - n/a - | 0 | 30 |  | HighSchool Class (break) Occup Sun | 3032 | 0 | 15 | 0 | 15
3012 | 8 | -99 | 8 | -99 | 3032 | -1 | 0 | 15 | 0 | 15 | 0 | 15 | 0 | 15 | ; | HighSchool Class (break) | Occup | all | Hol | - | 1 | 0.5 | DEER ESE Cls IS Oc Sa | 0 | 30 |  |  |  |  | - n/a - | - n/a - | 0 | 30 |  | HighSchool Class (break) Occup Hol | 3032 | 0 | 15 | 0 | 15
3012 | 8 | -99 | 11 | -99 | 1 | -1 | 0 | 0 | 0 | 0 | 0 | 0 | 0 | 0 | ; | HighSchool Class (break) | Occup | all | Cls | - | 1 | 1 | Always Off | 0 | 0 |  |  |  |  | - n/a - | - n/a - | 0 | 0 |  | HighSchool Class (break) Occup Cls | 1 | 0 | 0 | 0 | 0
3012 | 8 | -99 | -99 | -99 | 3031 | -1 | 0 | 50 | 0 | 50 | 0 | 50 | 0 | 50 | ; | HighSchool Class (break) | Occup | all | all | - | 1 | 0.5 | DEER ESE Cls IS Oc Wd | 0 | 100 |  |  |  |  | - n/a - | - n/a - | 0 | 100 |  | HighSchool Class (break) Occup all | 3031 | 0 | 50 | 0 | 50
3012 | 1 | -99 | -99 | 0 | 2 | -1 | 2 | 2 | 2 | 2 | 2 | 2 | 2 | 2 | ; | HighSchool Class (break) | ILit | all | all | No | 0.02 | 0.02 | Always On | 100 | 100 | 100 | 100 | 100 | 100 | 100 | 100 | 100 | 100 |  | HighSchool Class (break) ILit all Closed | 2 | 2 | 2 | 2 | 2
3012 | 1 | -99 | 6 | -99 | 3034 | -1 | 5 | 22.5 | 5 | 22.5 | 5 | 22.5 | 5 | 22.5 | ; | HighSchool Class (break) | ILit | all | Sat | - | 1 | 0.75 | DEER ESE Cls IS Lt Sa | 5 | 30 | 5 | 30 | 5 | 30 | 5 | 30 | 5 | 30 |  | HighSchool Class (break) ILit Sat | 3034 | 5 | 22.5 | 5 | 22.5
3012 | 1 | -99 | 7 | -99 | 3034 | -1 | 5 | 22.5 | 5 | 22.5 | 5 | 22.5 | 5 | 22.5 | ; | HighSchool Class (break) | ILit | all | Sun | - | 1 | 0.75 | DEER ESE Cls IS Lt Sa | 5 | 30 | 5 | 30 | 5 | 30 | 5 | 30 | 5 | 30 |  | HighSchool Class (break) ILit Sun | 3034 | 5 | 22.5 | 5 | 22.5
3012 | 1 | -99 | 8 | -99 | 3034 | -1 | 5 | 22.5 | 5 | 22.5 | 5 | 22.5 | 5 | 22.5 | ; | HighSchool Class (break) | ILit | all | Hol | - | 1 | 0.75 | DEER ESE Cls IS Lt Sa | 5 | 30 | 5 | 30 | 5 | 30 | 5 | 30 | 5 | 30 |  | HighSchool Class (break) ILit Hol | 3034 | 5 | 22.5 | 5 | 22.5
3012 | 1 | -99 | 11 | -99 | 2 | -1 | 2 | 2 | 2 | 2 | 2 | 2 | 2 | 2 | ; | HighSchool Class (break) | ILit | all | Cls | - | 0.02 | 0.02 | Always On | 100 | 100 | 100 | 100 | 100 | 100 | 100 | 100 | 100 | 100 |  | HighSchool Class (break) ILit Cls | 2 | 2 | 2 | 2 | 2
3012 | 1 | -99 | -99 | -99 | 3033 | -1 | 5 | 75 | 5 | 75 | 5 | 75 | 5 | 75 | ; | HighSchool Class (break) | ILit | all | all | - | 1 | 0.75 | DEER ESE Cls IS Lt Wd | 5 | 100 | 5 | 100 | 5 | 100 | 5 | 100 | 5 | 100 |  | HighSchool Class (break) ILit all | 3033 | 5 | 75 | 5 | 75
3012 | 6 | -99 | -99 | 0 | 2 | -1 | 1 | 1 | 1 | 1 | 1 | 1 | 1 | 1 | ; | HighSchool Class (break) | Misc | all | all | No | 0.01 | 0.01 | Always On | 100 | 100 |  |  |  |  | - n/a - | - n/a - | 100 | 100 |  | HighSchool Class (break) Misc all Closed | 2 | 1 | 1 | 1 | 1
3012 | 6 | -99 | 6 | -99 | 3036 | -1 | 5 | 30 | 5 | 30 | 5 | 30 | 5 | 30 | ; | HighSchool Class (break) | Misc | all | Sat | - | 1 | 0.75 | DEER ESE Cls IS Eq Sa | 5 | 40 |  |  |  |  | - n/a - | - n/a - | 5 | 40 |  | HighSchool Class (break) Misc Sat | 3036 | 5 | 30 | 5 | 30
3012 | 6 | -99 | 7 | -99 | 3036 | -1 | 5 | 30 | 5 | 30 | 5 | 30 | 5 | 30 | ; | HighSchool Class (break) | Misc | all | Sun | - | 1 | 0.75 | DEER ESE Cls IS Eq Sa | 5 | 40 |  |  |  |  | - n/a - | - n/a - | 5 | 40 |  | HighSchool Class (break) Misc Sun | 3036 | 5 | 30 | 5 | 30
3012 | 6 | -99 | 8 | -99 | 3036 | -1 | 5 | 30 | 5 | 30 | 5 | 30 | 5 | 30 | ; | HighSchool Class (break) | Misc | all | Hol | - | 1 | 0.75 | DEER ESE Cls IS Eq Sa | 5 | 40 |  |  |  |  | - n/a - | - n/a - | 5 | 40 |  | HighSchool Class (break) Misc Hol | 3036 | 5 | 30 | 5 | 30
3012 | 6 | -99 | 11 | -99 | 2 | -1 | 1 | 1 | 1 | 1 | 1 | 1 | 1 | 1 | ; | HighSchool Class (break) | Misc | all | Cls | - | 0.01 | 0.01 | Always On | 100 | 100 |  |  |  |  | - n/a - | - n/a - | 100 | 100 |  | HighSchool Class (break) Misc Cls | 2 | 1 | 1 | 1 | 1
3012 | 6 | -99 | -99 | -99 | 3035 | -1 | 5 | 75 | 5 | 75 | 5 | 75 | 5 | 75 | ; | HighSchool Class (break) | Misc | all | all | - | 1 | 0.75 | DEER ESE Cls IS Eq Wd | 5 | 100 |  |  |  |  | - n/a - | - n/a - | 5 | 100 |  | HighSchool Class (break) Misc all | 3035 | 5 | 75 | 5 | 75
3022 | 8 | -99 | -99 | 0 | 1 | -1 | 0 | 0 | 0 | 0 | 0 | 0 | 0 | 0 | ; | HighSchool Office (break) | Occup | all | all | No | 1 | 1 | Always Off | 0 | 0 |  |  |  |  | - n/a - | - n/a - | 0 | 0 |  | HighSchool Office (break) Occup all Closed | 1 | 0 | 0 | 0 | 0
3022 | 8 | -99 | 6 | -99 | 3037 | -1 | 0 | 12.5 | 0 | 12.5 | 0 | 12.5 | 0 | 12.5 | ; | HighSchool Office (break) | Occup | all | Sat | - | 1 | 0.125 | DEER ESE Off IS Oc Wd | 0 | 100 |  |  |  |  | - n/a - | - n/a - | 0 | 100 |  | HighSchool Office (break) Occup Sat | 3037 | 0 | 12.5 | 0 | 12.5
3022 | 8 | -99 | 7 | -99 | 3037 | -1 | 0 | 12.5 | 0 | 12.5 | 0 | 12.5 | 0 | 12.5 | ; | HighSchool Office (break) | Occup | all | Sun | - | 1 | 0.125 | DEER ESE Off IS Oc Wd | 0 | 100 |  |  |  |  | - n/a - | - n/a - | 0 | 100 |  | HighSchool Office (break) Occup Sun | 3037 | 0 | 12.5 | 0 | 12.5
3022 | 8 | -99 | 8 | -99 | 3037 | -1 | 0 | 12.5 | 0 | 12.5 | 0 | 12.5 | 0 | 12.5 | ; | HighSchool Office (break) | Occup | all | Hol | - | 1 | 0.125 | DEER ESE Off IS Oc Wd | 0 | 100 |  |  |  |  | - n/a - | - n/a - | 0 | 100 |  | HighSchool Office (break) Occup Hol | 3037 | 0 | 12.5 | 0 | 12.5
3022 | 8 | -99 | 11 | -99 | 1 | -1 | 0 | 0 | 0 | 0 | 0 | 0 | 0 | 0 | ; | HighSchool Office (break) | Occup | all | Cls | - | 1 | 1 | Always Off | 0 | 0 |  |  |  |  | - n/a - | - n/a - | 0 | 0 |  | HighSchool Office (break) Occup Cls | 1 | 0 | 0 | 0 | 0
3022 | 8 | -99 | -99 | -99 | 3037 | -1 | 0 | 50 | 0 | 50 | 0 | 50 | 0 | 50 | ; | HighSchool Office (break) | Occup | all | all | - | 1 | 0.5 | DEER ESE Off IS Oc Wd | 0 | 100 |  |  |  |  | - n/a - | - n/a - | 0 | 100 |  | HighSchool Office (break) Occup all | 3037 | 0 | 50 | 0 | 50
3022 | 1 | -99 | -99 | 0 | 2 | -1 | 2 | 2 | 2 | 2 | 2 | 2 | 2 | 2 | ; | HighSchool Office (break) | ILit | all | all | No | 0.02 | 0.02 | Always On | 100 | 100 | 100 | 100 | 100 | 100 | 100 | 100 | 100 | 100 |  | HighSchool Office (break) ILit all Closed | 2 | 2 | 2 | 2 | 2
3022 | 1 | -99 | 6 | -99 | 3038 | -1 | 5 | 56 | 5 | 56 | 5 | 56 | 5 | 56 | ; | HighSchool Office (break) | ILit | all | Sat | - | 1 | 0.56 | DEER ESE Off IS Lt Wd | 5 | 100 | 5 | 100 | 5 | 100 | 5 | 100 | 5 | 100 |  | HighSchool Office (break) ILit Sat | 3038 | 5 | 56 | 5 | 56
3022 | 1 | -99 | 7 | -99 | 3038 | -1 | 5 | 56 | 5 | 56 | 5 | 56 | 5 | 56 | ; | HighSchool Office (break) | ILit | all | Sun | - | 1 | 0.56 | DEER ESE Off IS Lt Wd | 5 | 100 | 5 | 100 | 5 | 100 | 5 | 100 | 5 | 100 |  | HighSchool Office (break) ILit Sun | 3038 | 5 | 56 | 5 | 56
3022 | 1 | -99 | 8 | -99 | 3038 | -1 | 5 | 56 | 5 | 56 | 5 | 56 | 5 | 56 | ; | HighSchool Office (break) | ILit | all | Hol | - | 1 | 0.56 | DEER ESE Off IS Lt Wd | 5 | 100 | 5 | 100 | 5 | 100 | 5 | 100 | 5 | 100 |  | HighSchool Office (break) ILit Hol | 3038 | 5 | 56 | 5 | 56
3022 | 1 | -99 | 11 | -99 | 2 | -1 | 2 | 2 | 2 | 2 | 2 | 2 | 2 | 2 | ; | HighSchool Office (break) | ILit | all | Cls | - | 0.02 | 0.02 | Always On | 100 | 100 | 100 | 100 | 100 | 100 | 100 | 100 | 100 | 100 |  | HighSchool Office (break) ILit Cls | 2 | 2 | 2 | 2 | 2
3022 | 1 | -99 | -99 | -99 | 3038 | -1 | 5 | 75 | 5 | 75 | 5 | 75 | 5 | 75 | ; | HighSchool Office (break) | ILit | all | all | - | 1 | 0.75 | DEER ESE Off IS Lt Wd | 5 | 100 | 5 | 100 | 5 | 100 | 5 | 100 | 5 | 100 |  | HighSchool Office (break) ILit all | 3038 | 5 | 75 | 5 | 75
3022 | 6 | -99 | -99 | 0 | 2 | -1 | 1 | 1 | 1 | 1 | 1 | 1 | 1 | 1 | ; | HighSchool Office (break) | Misc | all | all | No | 0.01 | 0.01 | Always On | 100 | 100 |  |  |  |  | - n/a - | - n/a - | 100 | 100 |  | HighSchool Office (break) Misc all Closed | 2 | 1 | 1 | 1 | 1
3022 | 6 | -99 | 6 | -99 | 3039 | -1 | 5 | 56 | 5 | 56 | 5 | 56 | 5 | 56 | ; | HighSchool Office (break) | Misc | all | Sat | - | 1 | 0.56 | DEER ESE Off IS Eq Wd | 5 | 100 |  |  |  |  | - n/a - | - n/a - | 5 | 100 |  | HighSchool Office (break) Misc Sat | 3039 | 5 | 56 | 5 | 56
3022 | 6 | -99 | 7 | -99 | 3039 | -1 | 5 | 56 | 5 | 56 | 5 | 56 | 5 | 56 | ; | HighSchool Office (break) | Misc | all | Sun | - | 1 | 0.56 | DEER ESE Off IS Eq Wd | 5 | 100 |  |  |  |  | - n/a - | - n/a - | 5 | 100 |  | HighSchool Office (break) Misc Sun | 3039 | 5 | 56 | 5 | 56
3022 | 6 | -99 | 8 | -99 | 3039 | -1 | 5 | 56 | 5 | 56 | 5 | 56 | 5 | 56 | ; | HighSchool Office (break) | Misc | all | Hol | - | 1 | 0.56 | DEER ESE Off IS Eq Wd | 5 | 100 |  |  |  |  | - n/a - | - n/a - | 5 | 100 |  | HighSchool Office (break) Misc Hol | 3039 | 5 | 56 | 5 | 56
3022 | 6 | -99 | 11 | -99 | 2 | -1 | 1 | 1 | 1 | 1 | 1 | 1 | 1 | 1 | ; | HighSchool Office (break) | Misc | all | Cls | - | 0.01 | 0.01 | Always On | 100 | 100 |  |  |  |  | - n/a - | - n/a - | 100 | 100 |  | HighSchool Office (break) Misc Cls | 2 | 1 | 1 | 1 | 1
3022 | 6 | -99 | -99 | -99 | 3039 | -1 | 5 | 75 | 5 | 75 | 5 | 75 | 5 | 75 | ; | HighSchool Office (break) | Misc | all | all | - | 1 | 0.75 | DEER ESE Off IS Eq Wd | 5 | 100 |  |  |  |  | - n/a - | - n/a - | 5 | 100 |  | HighSchool Office (break) Misc all | 3039 | 5 | 75 | 5 | 75
3032 | 8 | -99 | -99 | 0 | 1 | -1 | 0 | 0 | 0 | 0 | 0 | 0 | 0 | 0 | ; | HighSchool Gym (break) | Occup | all | all | No | 1 | 1 | Always Off | 0 | 0 |  |  |  |  | - n/a - | - n/a - | 0 | 0 |  | HighSchool Gym (break) Occup all Closed | 1 | 0 | 0 | 0 | 0
3032 | 8 | -99 | 6 | -99 | 3041 | -1 | 0 | 15 | 0 | 15 | 0 | 15 | 0 | 15 | ; | HighSchool Gym (break) | Occup | all | Sat | - | 1 | 0.5 | DEER ESE Gym IS Oc Sa | 0 | 30 |  |  |  |  | - n/a - | - n/a - | 0 | 30 |  | HighSchool Gym (break) Occup Sat | 3041 | 0 | 15 | 0 | 15
3032 | 8 | -99 | 7 | -99 | 3041 | -1 | 0 | 15 | 0 | 15 | 0 | 15 | 0 | 15 | ; | HighSchool Gym (break) | Occup | all | Sun | - | 1 | 0.5 | DEER ESE Gym IS Oc Sa | 0 | 30 |  |  |  |  | - n/a - | - n/a - | 0 | 30 |  | HighSchool Gym (break) Occup Sun | 3041 | 0 | 15 | 0 | 15
3032 | 8 | -99 | 8 | -99 | 3041 | -1 | 0 | 15 | 0 | 15 | 0 | 15 | 0 | 15 | ; | HighSchool Gym (break) | Occup | all | Hol | - | 1 | 0.5 | DEER ESE Gym IS Oc Sa | 0 | 30 |  |  |  |  | - n/a - | - n/a - | 0 | 30 |  | HighSchool Gym (break) Occup Hol | 3041 | 0 | 15 | 0 | 15
3032 | 8 | -99 | 11 | -99 | 1 | -1 | 0 | 0 | 0 | 0 | 0 | 0 | 0 | 0 | ; | HighSchool Gym (break) | Occup | all | Cls | - | 1 | 1 | Always Off | 0 | 0 |  |  |  |  | - n/a - | - n/a - | 0 | 0 |  | HighSchool Gym (break) Occup Cls | 1 | 0 | 0 | 0 | 0
3032 | 8 | -99 | -99 | -99 | 3040 | -1 | 0 | 50 | 0 | 50 | 0 | 50 | 0 | 50 | ; | HighSchool Gym (break) | Occup | all | all | - | 1 | 0.5 | DEER ESE Gym IS Oc Wd | 0 | 100 |  |  |  |  | - n/a - | - n/a - | 0 | 100 |  | HighSchool Gym (break) Occup all | 3040 | 0 | 50 | 0 | 50
3032 | 1 | -99 | -99 | 0 | 2 | -1 | 2 | 2 | 2 | 2 | 2 | 2 | 2 | 2 | ; | HighSchool Gym (break) | ILit | all | all | No | 0.02 | 0.02 | Always On | 100 | 100 | 100 | 100 | 100 | 100 | 100 | 100 | 100 | 100 |  | HighSchool Gym (break) ILit all Closed | 2 | 2 | 2 | 2 | 2
3032 | 1 | -99 | 6 | -99 | 3043 | -1 | 5 | 45 | 5 | 45 | 5 | 45 | 5 | 45 | ; | HighSchool Gym (break) | ILit | all | Sat | - | 1 | 0.75 | DEER ESE Gym IS Lt Sa | 5 | 60 | 5 | 60 | 5 | 60 | 5 | 60 | 5 | 60 |  | HighSchool Gym (break) ILit Sat | 3043 | 5 | 45 | 5 | 45
3032 | 1 | -99 | 7 | -99 | 3043 | -1 | 5 | 45 | 5 | 45 | 5 | 45 | 5 | 45 | ; | HighSchool Gym (break) | ILit | all | Sun | - | 1 | 0.75 | DEER ESE Gym IS Lt Sa | 5 | 60 | 5 | 60 | 5 | 60 | 5 | 60 | 5 | 60 |  | HighSchool Gym (break) ILit Sun | 3043 | 5 | 45 | 5 | 45
3032 | 1 | -99 | 8 | -99 | 3043 | -1 | 5 | 45 | 5 | 45 | 5 | 45 | 5 | 45 | ; | HighSchool Gym (break) | ILit | all | Hol | - | 1 | 0.75 | DEER ESE Gym IS Lt Sa | 5 | 60 | 5 | 60 | 5 | 60 | 5 | 60 | 5 | 60 |  | HighSchool Gym (break) ILit Hol | 3043 | 5 | 45 | 5 | 45
3032 | 1 | -99 | 11 | -99 | 2 | -1 | 2 | 2 | 2 | 2 | 2 | 2 | 2 | 2 | ; | HighSchool Gym (break) | ILit | all | Cls | - | 0.02 | 0.02 | Always On | 100 | 100 | 100 | 100 | 100 | 100 | 100 | 100 | 100 | 100 |  | HighSchool Gym (break) ILit Cls | 2 | 2 | 2 | 2 | 2
3032 | 1 | -99 | -99 | -99 | 3042 | -1 | 5 | 63.75 | 5 | 63.75 | 5 | 63.75 | 5 | 63.75 | ; | HighSchool Gym (break) | ILit | all | all | - | 1 | 0.75 | DEER ESE Gym IS Lt Wd | 5 | 85 | 5 | 85 | 5 | 85 | 5 | 85 | 5 | 85 |  | HighSchool Gym (break) ILit all | 3042 | 5 | 63.75 | 5 | 63.75
3032 | 6 | -99 | -99 | 0 | 2 | -1 | 1 | 1 | 1 | 1 | 1 | 1 | 1 | 1 | ; | HighSchool Gym (break) | Misc | all | all | No | 0.01 | 0.01 | Always On | 100 | 100 |  |  |  |  | - n/a - | - n/a - | 100 | 100 |  | HighSchool Gym (break) Misc all Closed | 2 | 1 | 1 | 1 | 1
3032 | 6 | -99 | 6 | -99 | 3046 | -1 | 5 | 33.75 | 5 | 33.75 | 5 | 33.75 | 5 | 33.75 | ; | HighSchool Gym (break) | Misc | all | Sat | - | 1 | 0.75 | DEER ESE Gym IS Eq Sa | 5 | 45 |  |  |  |  | - n/a - | - n/a - | 5 | 45 |  | HighSchool Gym (break) Misc Sat | 3046 | 5 | 33.75 | 5 | 33.75
3032 | 6 | -99 | 7 | -99 | 3046 | -1 | 5 | 33.75 | 5 | 33.75 | 5 | 33.75 | 5 | 33.75 | ; | HighSchool Gym (break) | Misc | all | Sun | - | 1 | 0.75 | DEER ESE Gym IS Eq Sa | 5 | 45 |  |  |  |  | - n/a - | - n/a - | 5 | 45 |  | HighSchool Gym (break) Misc Sun | 3046 | 5 | 33.75 | 5 | 33.75
3032 | 6 | -99 | 8 | -99 | 3046 | -1 | 5 | 33.75 | 5 | 33.75 | 5 | 33.75 | 5 | 33.75 | ; | HighSchool Gym (break) | Misc | all | Hol | - | 1 | 0.75 | DEER ESE Gym IS Eq Sa | 5 | 45 |  |  |  |  | - n/a - | - n/a - | 5 | 45 |  | HighSchool Gym (break) Misc Hol | 3046 | 5 | 33.75 | 5 | 33.75
3032 | 6 | -99 | 11 | -99 | 2 | -1 | 1 | 1 | 1 | 1 | 1 | 1 | 1 | 1 | ; | HighSchool Gym (break) | Misc | all | Cls | - | 0.01 | 0.01 | Always On | 100 | 100 |  |  |  |  | - n/a - | - n/a - | 100 | 100 |  | HighSchool Gym (break) Misc Cls | 2 | 1 | 1 | 1 | 1
3032 | 6 | -99 | -99 | -99 | 3045 | -1 | 5 | 75 | 5 | 75 | 5 | 75 | 5 | 75 | ; | HighSchool Gym (break) | Misc | all | all | - | 1 | 0.75 | DEER ESE Gym IS Eq Wd | 5 | 100 |  |  |  |  | - n/a - | - n/a - | 5 | 100 |  | HighSchool Gym (break) Misc all | 3045 | 5 | 75 | 5 | 75
3042 | 8 | -99 | -99 | 0 | 1 | -1 | 0 | 0 | 0 | 0 | 0 | 0 | 0 | 0 | ; | HighSchool Cafeteria (break) | Occup | all | all | No | 1 | 1 | Always Off | 0 | 0 |  |  |  |  | - n/a - | - n/a - | 0 | 0 |  | HighSchool Cafeteria (break) Occup all Closed | 1 | 0 | 0 | 0 | 0
3042 | 8 | -99 | 6 | -99 | 3049 | -1 | 0 | 35 | 0 | 35 | 0 | 35 | 0 | 35 | ; | HighSchool Cafeteria (break) | Occup | all | Sat | - | 1 | 0.5 | DEER ESE Din IS Oc Sa | 0 | 70 |  |  |  |  | - n/a - | - n/a - | 0 | 70 |  | HighSchool Cafeteria (break) Occup Sat | 3049 | 0 | 35 | 0 | 35
3042 | 8 | -99 | 7 | -99 | 3049 | -1 | 0 | 35 | 0 | 35 | 0 | 35 | 0 | 35 | ; | HighSchool Cafeteria (break) | Occup | all | Sun | - | 1 | 0.5 | DEER ESE Din IS Oc Sa | 0 | 70 |  |  |  |  | - n/a - | - n/a - | 0 | 70 |  | HighSchool Cafeteria (break) Occup Sun | 3049 | 0 | 35 | 0 | 35
3042 | 8 | -99 | 8 | -99 | 3049 | -1 | 0 | 35 | 0 | 35 | 0 | 35 | 0 | 35 | ; | HighSchool Cafeteria (break) | Occup | all | Hol | - | 1 | 0.5 | DEER ESE Din IS Oc Sa | 0 | 70 |  |  |  |  | - n/a - | - n/a - | 0 | 70 |  | HighSchool Cafeteria (break) Occup Hol | 3049 | 0 | 35 | 0 | 35
3042 | 8 | -99 | 11 | -99 | 1 | -1 | 0 | 0 | 0 | 0 | 0 | 0 | 0 | 0 | ; | HighSchool Cafeteria (break) | Occup | all | Cls | - | 1 | 1 | Always Off | 0 | 0 |  |  |  |  | - n/a - | - n/a - | 0 | 0 |  | HighSchool Cafeteria (break) Occup Cls | 1 | 0 | 0 | 0 | 0
3042 | 8 | -99 | -99 | -99 | 3048 | -1 | 0 | 50 | 0 | 50 | 0 | 50 | 0 | 50 | ; | HighSchool Cafeteria (break) | Occup | all | all | - | 1 | 0.5 | DEER ESE Din IS Oc Wd | 0 | 100 |  |  |  |  | - n/a - | - n/a - | 0 | 100 |  | HighSchool Cafeteria (break) Occup all | 3048 | 0 | 50 | 0 | 50
3042 | 1 | -99 | -99 | 0 | 2 | -1 | 2 | 2 | 2 | 2 | 2 | 2 | 2 | 2 | ; | HighSchool Cafeteria (break) | ILit | all | all | No | 0.02 | 0.02 | Always On | 100 | 100 | 100 | 100 | 100 | 100 | 100 | 100 | 100 | 100 |  | HighSchool Cafeteria (break) ILit all Closed | 2 | 2 | 2 | 2 | 2
3042 | 1 | -99 | 6 | -99 | 3051 | -1 | 5 | 45 | 5 | 45 | 5 | 45 | 5 | 45 | ; | HighSchool Cafeteria (break) | ILit | all | Sat | - | 1 | 0.75 | DEER ESE Din IS Lt WeH | 5 | 60 | 5 | 60 | 5 | 60 | 5 | 60 | 5 | 60 |  | HighSchool Cafeteria (break) ILit Sat | 3051 | 5 | 45 | 5 | 45
3042 | 1 | -99 | 7 | -99 | 3051 | -1 | 5 | 45 | 5 | 45 | 5 | 45 | 5 | 45 | ; | HighSchool Cafeteria (break) | ILit | all | Sun | - | 1 | 0.75 | DEER ESE Din IS Lt WeH | 5 | 60 | 5 | 60 | 5 | 60 | 5 | 60 | 5 | 60 |  | HighSchool Cafeteria (break) ILit Sun | 3051 | 5 | 45 | 5 | 45
3042 | 1 | -99 | 8 | -99 | 3051 | -1 | 5 | 45 | 5 | 45 | 5 | 45 | 5 | 45 | ; | HighSchool Cafeteria (break) | ILit | all | Hol | - | 1 | 0.75 | DEER ESE Din IS Lt WeH | 5 | 60 | 5 | 60 | 5 | 60 | 5 | 60 | 5 | 60 |  | HighSchool Cafeteria (break) ILit Hol | 3051 | 5 | 45 | 5 | 45
3042 | 1 | -99 | 11 | -99 | 2 | -1 | 2 | 2 | 2 | 2 | 2 | 2 | 2 | 2 | ; | HighSchool Cafeteria (break) | ILit | all | Cls | - | 0.02 | 0.02 | Always On | 100 | 100 | 100 | 100 | 100 | 100 | 100 | 100 | 100 | 100 |  | HighSchool Cafeteria (break) ILit Cls | 2 | 2 | 2 | 2 | 2
3042 | 1 | -99 | -99 | -99 | 3050 | -1 | 5 | 75 | 5 | 75 | 5 | 75 | 5 | 75 | ; | HighSchool Cafeteria (break) | ILit | all | all | - | 1 | 0.75 | DEER ESE Din IS Lt Wd | 5 | 100 | 5 | 100 | 5 | 100 | 5 | 100 | 5 | 100 |  | HighSchool Cafeteria (break) ILit all | 3050 | 5 | 75 | 5 | 75
3042 | 6 | -99 | -99 | 0 | 2 | -1 | 1 | 1 | 1 | 1 | 1 | 1 | 1 | 1 | ; | HighSchool Cafeteria (break) | Misc | all | all | No | 0.01 | 0.01 | Always On | 100 | 100 |  |  |  |  | - n/a - | - n/a - | 100 | 100 |  | HighSchool Cafeteria (break) Misc all Closed | 2 | 1 | 1 | 1 | 1
3042 | 6 | -99 | 6 | -99 | 3053 | -1 | 5 | 45 | 5 | 45 | 5 | 45 | 5 | 45 | ; | HighSchool Cafeteria (break) | Misc | all | Sat | - | 1 | 0.75 | DEER ESE Din IS Eq WeH | 5 | 60 |  |  |  |  | - n/a - | - n/a - | 5 | 60 |  | HighSchool Cafeteria (break) Misc Sat | 3053 | 5 | 45 | 5 | 45
3042 | 6 | -99 | 7 | -99 | 3053 | -1 | 5 | 45 | 5 | 45 | 5 | 45 | 5 | 45 | ; | HighSchool Cafeteria (break) | Misc | all | Sun | - | 1 | 0.75 | DEER ESE Din IS Eq WeH | 5 | 60 |  |  |  |  | - n/a - | - n/a - | 5 | 60 |  | HighSchool Cafeteria (break) Misc Sun | 3053 | 5 | 45 | 5 | 45
3042 | 6 | -99 | 8 | -99 | 3053 | -1 | 5 | 45 | 5 | 45 | 5 | 45 | 5 | 45 | ; | HighSchool Cafeteria (break) | Misc | all | Hol | - | 1 | 0.75 | DEER ESE Din IS Eq WeH | 5 | 60 |  |  |  |  | - n/a - | - n/a - | 5 | 60 |  | HighSchool Cafeteria (break) Misc Hol | 3053 | 5 | 45 | 5 | 45
3042 | 6 | -99 | 11 | -99 | 2 | -1 | 1 | 1 | 1 | 1 | 1 | 1 | 1 | 1 | ; | HighSchool Cafeteria (break) | Misc | all | Cls | - | 0.01 | 0.01 | Always On | 100 | 100 |  |  |  |  | - n/a - | - n/a - | 100 | 100 |  | HighSchool Cafeteria (break) Misc Cls | 2 | 1 | 1 | 1 | 1
3042 | 6 | -99 | -99 | -99 | 3052 | -1 | 5 | 75 | 5 | 75 | 5 | 75 | 5 | 75 | ; | HighSchool Cafeteria (break) | Misc | all | all | - | 1 | 0.75 | DEER ESE Din IS Eq Wd | 5 | 100 |  |  |  |  | - n/a - | - n/a - | 5 | 100 |  | HighSchool Cafeteria (break) Misc all | 3052 | 5 | 75 | 5 | 75
3052 | 8 | -99 | -99 | 0 | 1 | -1 | 0 | 0 | 0 | 0 | 0 | 0 | 0 | 0 | ; | HighSchool Kitchen (break) | Occup | all | all | No | 1 | 1 | Always Off | 0 | 0 |  |  |  |  | - n/a - | - n/a - | 0 | 0 |  | HighSchool Kitchen (break) Occup all Closed | 1 | 0 | 0 | 0 | 0
3052 | 8 | -99 | 6 | -99 | 3054 | -1 | 0 | 12.5 | 0 | 12.5 | 0 | 12.5 | 0 | 12.5 | ; | HighSchool Kitchen (break) | Occup | all | Sat | - | 1 | 0.125 | DEER ESE Kit IS Oc Wd | 0 | 100 |  |  |  |  | - n/a - | - n/a - | 0 | 100 |  | HighSchool Kitchen (break) Occup Sat | 3054 | 0 | 12.5 | 0 | 12.5
3052 | 8 | -99 | 7 | -99 | 3054 | -1 | 0 | 12.5 | 0 | 12.5 | 0 | 12.5 | 0 | 12.5 | ; | HighSchool Kitchen (break) | Occup | all | Sun | - | 1 | 0.125 | DEER ESE Kit IS Oc Wd | 0 | 100 |  |  |  |  | - n/a - | - n/a - | 0 | 100 |  | HighSchool Kitchen (break) Occup Sun | 3054 | 0 | 12.5 | 0 | 12.5
3052 | 8 | -99 | 8 | -99 | 3054 | -1 | 0 | 12.5 | 0 | 12.5 | 0 | 12.5 | 0 | 12.5 | ; | HighSchool Kitchen (break) | Occup | all | Hol | - | 1 | 0.125 | DEER ESE Kit IS Oc Wd | 0 | 100 |  |  |  |  | - n/a - | - n/a - | 0 | 100 |  | HighSchool Kitchen (break) Occup Hol | 3054 | 0 | 12.5 | 0 | 12.5
3052 | 8 | -99 | 11 | -99 | 1 | -1 | 0 | 0 | 0 | 0 | 0 | 0 | 0 | 0 | ; | HighSchool Kitchen (break) | Occup | all | Cls | - | 1 | 1 | Always Off | 0 | 0 |  |  |  |  | - n/a - | - n/a - | 0 | 0 |  | HighSchool Kitchen (break) Occup Cls | 1 | 0 | 0 | 0 | 0
3052 | 8 | -99 | -99 | -99 | 3054 | -1 | 0 | 50 | 0 | 50 | 0 | 50 | 0 | 50 | ; | HighSchool Kitchen (break) | Occup | all | all | - | 1 | 0.5 | DEER ESE Kit IS Oc Wd | 0 | 100 |  |  |  |  | - n/a - | - n/a - | 0 | 100 |  | HighSchool Kitchen (break) Occup all | 3054 | 0 | 50 | 0 | 50
3052 | 1 | -99 | -99 | 0 | 2 | -1 | 2 | 2 | 2 | 2 | 2 | 2 | 2 | 2 | ; | HighSchool Kitchen (break) | ILit | all | all | No | 0.02 | 0.02 | Always On | 100 | 100 | 100 | 100 | 100 | 100 | 100 | 100 | 100 | 100 |  | HighSchool Kitchen (break) ILit all Closed | 2 | 2 | 2 | 2 | 2
3052 | 1 | -99 | 6 | -99 | 3055 | -1 | 5 | 56 | 5 | 56 | 5 | 56 | 5 | 56 | ; | HighSchool Kitchen (break) | ILit | all | Sat | - | 1 | 0.56 | DEER ESE Kit IS Lt Wd | 5 | 100 | 5 | 100 | 5 | 100 | 5 | 100 | 5 | 100 |  | HighSchool Kitchen (break) ILit Sat | 3055 | 5 | 56 | 5 | 56
3052 | 1 | -99 | 7 | -99 | 3055 | -1 | 5 | 56 | 5 | 56 | 5 | 56 | 5 | 56 | ; | HighSchool Kitchen (break) | ILit | all | Sun | - | 1 | 0.56 | DEER ESE Kit IS Lt Wd | 5 | 100 | 5 | 100 | 5 | 100 | 5 | 100 | 5 | 100 |  | HighSchool Kitchen (break) ILit Sun | 3055 | 5 | 56 | 5 | 56
3052 | 1 | -99 | 8 | -99 | 3055 | -1 | 5 | 56 | 5 | 56 | 5 | 56 | 5 | 56 | ; | HighSchool Kitchen (break) | ILit | all | Hol | - | 1 | 0.56 | DEER ESE Kit IS Lt Wd | 5 | 100 | 5 | 100 | 5 | 100 | 5 | 100 | 5 | 100 |  | HighSchool Kitchen (break) ILit Hol | 3055 | 5 | 56 | 5 | 56
3052 | 1 | -99 | 11 | -99 | 2 | -1 | 2 | 2 | 2 | 2 | 2 | 2 | 2 | 2 | ; | HighSchool Kitchen (break) | ILit | all | Cls | - | 0.02 | 0.02 | Always On | 100 | 100 | 100 | 100 | 100 | 100 | 100 | 100 | 100 | 100 |  | HighSchool Kitchen (break) ILit Cls | 2 | 2 | 2 | 2 | 2
3052 | 1 | -99 | -99 | -99 | 3055 | -1 | 5 | 75 | 5 | 75 | 5 | 75 | 5 | 75 | ; | HighSchool Kitchen (break) | ILit | all | all | - | 1 | 0.75 | DEER ESE Kit IS Lt Wd | 5 | 100 | 5 | 100 | 5 | 100 | 5 | 100 | 5 | 100 |  | HighSchool Kitchen (break) ILit all | 3055 | 5 | 75 | 5 | 75
3052 | 6 | -99 | -99 | 0 | 2 | -1 | 2 | 2 | 2 | 2 | 2 | 2 | 2 | 2 | ; | HighSchool Kitchen (break) | Misc | all | all | No | 0.02 | 0.02 | Always On | 100 | 100 |  |  |  |  | - n/a - | - n/a - | 100 | 100 |  | HighSchool Kitchen (break) Misc all Closed | 2 | 2 | 2 | 2 | 2
3052 | 6 | -99 | 6 | -99 | 3056 | -1 | 5 | 56 | 5 | 56 | 5 | 56 | 5 | 56 | ; | HighSchool Kitchen (break) | Misc | all | Sat | - | 1 | 0.56 | DEER ESE Kit IS Eq Wd | 5 | 100 |  |  |  |  | - n/a - | - n/a - | 5 | 100 |  | HighSchool Kitchen (break) Misc Sat | 3056 | 5 | 56 | 5 | 56
3052 | 6 | -99 | 7 | -99 | 3056 | -1 | 5 | 56 | 5 | 56 | 5 | 56 | 5 | 56 | ; | HighSchool Kitchen (break) | Misc | all | Sun | - | 1 | 0.56 | DEER ESE Kit IS Eq Wd | 5 | 100 |  |  |  |  | - n/a - | - n/a - | 5 | 100 |  | HighSchool Kitchen (break) Misc Sun | 3056 | 5 | 56 | 5 | 56
3052 | 6 | -99 | 8 | -99 | 3056 | -1 | 5 | 56 | 5 | 56 | 5 | 56 | 5 | 56 | ; | HighSchool Kitchen (break) | Misc | all | Hol | - | 1 | 0.56 | DEER ESE Kit IS Eq Wd | 5 | 100 |  |  |  |  | - n/a - | - n/a - | 5 | 100 |  | HighSchool Kitchen (break) Misc Hol | 3056 | 5 | 56 | 5 | 56
3052 | 6 | -99 | 11 | -99 | 2 | -1 | 2 | 2 | 2 | 2 | 2 | 2 | 2 | 2 | ; | HighSchool Kitchen (break) | Misc | all | Cls | - | 0.02 | 0.02 | Always On | 100 | 100 |  |  |  |  | - n/a - | - n/a - | 100 | 100 |  | HighSchool Kitchen (break) Misc Cls | 2 | 2 | 2 | 2 | 2
3052 | 6 | -99 | -99 | -99 | 3056 | -1 | 5 | 75 | 5 | 75 | 5 | 75 | 5 | 75 | ; | HighSchool Kitchen (break) | Misc | all | all | - | 1 | 0.75 | DEER ESE Kit IS Eq Wd | 5 | 100 |  |  |  |  | - n/a - | - n/a - | 5 | 100 |  | HighSchool Kitchen (break) Misc all | 3056 | 5 | 75 | 5 | 75
3052 | 4 | -99 | -99 | 0 | 1 | -1 | 0 | 0 | 0 | 0 | 0 | 0 | 0 | 0 | ; | HighSchool Kitchen (break) | Cook | all | all | No | 1 | 1 | Always Off | 0 | 0 |  |  |  |  | - n/a - | - n/a - | 0 | 0 |  | HighSchool Kitchen (break) Cook all Closed | 1 | 0 | 0 | 0 | 0
3052 | 4 | -99 | 6 | -99 | 3057 | -1 | 0 | 56 | 0 | 56 | 0 | 56 | 0 | 56 | ; | HighSchool Kitchen (break) | Cook | all | Sat | - | 1 | 0.56 | DEER ESE Kit IS Ck Wd | 0 | 100 |  |  |  |  | - n/a - | - n/a - | 0 | 100 |  | HighSchool Kitchen (break) Cook Sat | 3057 | 0 | 56 | 0 | 56
3052 | 4 | -99 | 7 | -99 | 3057 | -1 | 0 | 56 | 0 | 56 | 0 | 56 | 0 | 56 | ; | HighSchool Kitchen (break) | Cook | all | Sun | - | 1 | 0.56 | DEER ESE Kit IS Ck Wd | 0 | 100 |  |  |  |  | - n/a - | - n/a - | 0 | 100 |  | HighSchool Kitchen (break) Cook Sun | 3057 | 0 | 56 | 0 | 56
3052 | 4 | -99 | 8 | -99 | 3057 | -1 | 0 | 56 | 0 | 56 | 0 | 56 | 0 | 56 | ; | HighSchool Kitchen (break) | Cook | all | Hol | - | 1 | 0.56 | DEER ESE Kit IS Ck Wd | 0 | 100 |  |  |  |  | - n/a - | - n/a - | 0 | 100 |  | HighSchool Kitchen (break) Cook Hol | 3057 | 0 | 56 | 0 | 56
3052 | 4 | -99 | 11 | -99 | 1 | -1 | 0 | 0 | 0 | 0 | 0 | 0 | 0 | 0 | ; | HighSchool Kitchen (break) | Cook | all | Cls | - | 1 | 1 | Always Off | 0 | 0 |  |  |  |  | - n/a - | - n/a - | 0 | 0 |  | HighSchool Kitchen (break) Cook Cls | 1 | 0 | 0 | 0 | 0
3052 | 4 | -99 | -99 | -99 | 3057 | -1 | 0 | 75 | 0 | 75 | 0 | 75 | 0 | 75 | ; | HighSchool Kitchen (break) | Cook | all | all | - | 1 | 0.75 | DEER ESE Kit IS Ck Wd | 0 | 100 |  |  |  |  | - n/a - | - n/a - | 0 | 100 |  | HighSchool Kitchen (break) Cook all | 3057 | 0 | 75 | 0 | 75
3062 | 8 | -99 | -99 | 0 | 1 | -1 | 0 | 0 | 0 | 0 | 0 | 0 | 0 | 0 | ; | HighSchool ComputerRm (break) | Occup | all | all | No | 1 | 1 | Always Off | 0 | 0 |  |  |  |  | - n/a - | - n/a - | 0 | 0 |  | HighSchool ComputerRm (break) Occup all Closed | 1 | 0 | 0 | 0 | 0
3062 | 8 | -99 | 6 | -99 | 3059 | -1 | 0 | 15 | 0 | 15 | 0 | 15 | 0 | 15 | ; | HighSchool ComputerRm (break) | Occup | all | Sat | - | 1 | 0.5 | DEER ESE Cmp IS Oc Sa | 0 | 30 |  |  |  |  | - n/a - | - n/a - | 0 | 30 |  | HighSchool ComputerRm (break) Occup Sat | 3059 | 0 | 15 | 0 | 15
3062 | 8 | -99 | 7 | -99 | 3059 | -1 | 0 | 15 | 0 | 15 | 0 | 15 | 0 | 15 | ; | HighSchool ComputerRm (break) | Occup | all | Sun | - | 1 | 0.5 | DEER ESE Cmp IS Oc Sa | 0 | 30 |  |  |  |  | - n/a - | - n/a - | 0 | 30 |  | HighSchool ComputerRm (break) Occup Sun | 3059 | 0 | 15 | 0 | 15
3062 | 8 | -99 | 8 | -99 | 3059 | -1 | 0 | 15 | 0 | 15 | 0 | 15 | 0 | 15 | ; | HighSchool ComputerRm (break) | Occup | all | Hol | - | 1 | 0.5 | DEER ESE Cmp IS Oc Sa | 0 | 30 |  |  |  |  | - n/a - | - n/a - | 0 | 30 |  | HighSchool ComputerRm (break) Occup Hol | 3059 | 0 | 15 | 0 | 15
3062 | 8 | -99 | 11 | -99 | 1 | -1 | 0 | 0 | 0 | 0 | 0 | 0 | 0 | 0 | ; | HighSchool ComputerRm (break) | Occup | all | Cls | - | 1 | 1 | Always Off | 0 | 0 |  |  |  |  | - n/a - | - n/a - | 0 | 0 |  | HighSchool ComputerRm (break) Occup Cls | 1 | 0 | 0 | 0 | 0
3062 | 8 | -99 | -99 | -99 | 3058 | -1 | 0 | 50 | 0 | 50 | 0 | 50 | 0 | 50 | ; | HighSchool ComputerRm (break) | Occup | all | all | - | 1 | 0.5 | DEER ESE Cmp IS Oc Wd | 0 | 100 |  |  |  |  | - n/a - | - n/a - | 0 | 100 |  | HighSchool ComputerRm (break) Occup all | 3058 | 0 | 50 | 0 | 50
3062 | 1 | -99 | -99 | 0 | 2 | -1 | 2 | 2 | 2 | 2 | 2 | 2 | 2 | 2 | ; | HighSchool ComputerRm (break) | ILit | all | all | No | 0.02 | 0.02 | Always On | 100 | 100 | 100 | 100 | 100 | 100 | 100 | 100 | 100 | 100 |  | HighSchool ComputerRm (break) ILit all Closed | 2 | 2 | 2 | 2 | 2
3062 | 1 | -99 | 6 | -99 | 3061 | -1 | 5 | 22.5 | 5 | 22.5 | 5 | 22.5 | 5 | 22.5 | ; | HighSchool ComputerRm (break) | ILit | all | Sat | - | 1 | 0.75 | DEER ESE Cmp IS Lt Sa | 5 | 30 | 5 | 30 | 5 | 30 | 5 | 30 | 5 | 30 |  | HighSchool ComputerRm (break) ILit Sat | 3061 | 5 | 22.5 | 5 | 22.5
3062 | 1 | -99 | 7 | -99 | 3061 | -1 | 5 | 22.5 | 5 | 22.5 | 5 | 22.5 | 5 | 22.5 | ; | HighSchool ComputerRm (break) | ILit | all | Sun | - | 1 | 0.75 | DEER ESE Cmp IS Lt Sa | 5 | 30 | 5 | 30 | 5 | 30 | 5 | 30 | 5 | 30 |  | HighSchool ComputerRm (break) ILit Sun | 3061 | 5 | 22.5 | 5 | 22.5
3062 | 1 | -99 | 8 | -99 | 3061 | -1 | 5 | 22.5 | 5 | 22.5 | 5 | 22.5 | 5 | 22.5 | ; | HighSchool ComputerRm (break) | ILit | all | Hol | - | 1 | 0.75 | DEER ESE Cmp IS Lt Sa | 5 | 30 | 5 | 30 | 5 | 30 | 5 | 30 | 5 | 30 |  | HighSchool ComputerRm (break) ILit Hol | 3061 | 5 | 22.5 | 5 | 22.5
3062 | 1 | -99 | 11 | -99 | 2 | -1 | 2 | 2 | 2 | 2 | 2 | 2 | 2 | 2 | ; | HighSchool ComputerRm (break) | ILit | all | Cls | - | 0.02 | 0.02 | Always On | 100 | 100 | 100 | 100 | 100 | 100 | 100 | 100 | 100 | 100 |  | HighSchool ComputerRm (break) ILit Cls | 2 | 2 | 2 | 2 | 2
3062 | 1 | -99 | -99 | -99 | 3060 | -1 | 5 | 75 | 5 | 75 | 5 | 75 | 5 | 75 | ; | HighSchool ComputerRm (break) | ILit | all | all | - | 1 | 0.75 | DEER ESE Cmp IS Lt Wd | 5 | 100 | 5 | 100 | 5 | 100 | 5 | 100 | 5 | 100 |  | HighSchool ComputerRm (break) ILit all | 3060 | 5 | 75 | 5 | 75
3062 | 6 | -99 | -99 | 0 | 2 | -1 | 1 | 1 | 1 | 1 | 1 | 1 | 1 | 1 | ; | HighSchool ComputerRm (break) | Misc | all | all | No | 0.01 | 0.01 | Always On | 100 | 100 |  |  |  |  | - n/a - | - n/a - | 100 | 100 |  | HighSchool ComputerRm (break) Misc all Closed | 2 | 1 | 1 | 1 | 1
3062 | 6 | -99 | 6 | -99 | 3063 | -1 | 25 | 30 | 25 | 30 | 25 | 30 | 25 | 30 | ; | HighSchool ComputerRm (break) | Misc | all | Sat | - | 1 | 0.75 | DEER ESE Cmp IS Eq Sa | 25 | 40 |  |  |  |  | - n/a - | - n/a - | 25 | 40 |  | HighSchool ComputerRm (break) Misc Sat | 3063 | 25 | 30 | 25 | 30
3062 | 6 | -99 | 7 | -99 | 3063 | -1 | 25 | 30 | 25 | 30 | 25 | 30 | 25 | 30 | ; | HighSchool ComputerRm (break) | Misc | all | Sun | - | 1 | 0.75 | DEER ESE Cmp IS Eq Sa | 25 | 40 |  |  |  |  | - n/a - | - n/a - | 25 | 40 |  | HighSchool ComputerRm (break) Misc Sun | 3063 | 25 | 30 | 25 | 30
3062 | 6 | -99 | 8 | -99 | 3063 | -1 | 25 | 30 | 25 | 30 | 25 | 30 | 25 | 30 | ; | HighSchool ComputerRm (break) | Misc | all | Hol | - | 1 | 0.75 | DEER ESE Cmp IS Eq Sa | 25 | 40 |  |  |  |  | - n/a - | - n/a - | 25 | 40 |  | HighSchool ComputerRm (break) Misc Hol | 3063 | 25 | 30 | 25 | 30
3062 | 6 | -99 | 11 | -99 | 2 | -1 | 1 | 1 | 1 | 1 | 1 | 1 | 1 | 1 | ; | HighSchool ComputerRm (break) | Misc | all | Cls | - | 0.01 | 0.01 | Always On | 100 | 100 |  |  |  |  | - n/a - | - n/a - | 100 | 100 |  | HighSchool ComputerRm (break) Misc Cls | 2 | 1 | 1 | 1 | 1
3062 | 6 | -99 | -99 | -99 | 3062 | -1 | 25 | 75 | 25 | 75 | 25 | 75 | 25 | 75 | ; | HighSchool ComputerRm (break) | Misc | all | all | - | 1 | 0.75 | DEER ESE Cmp IS Eq Wd | 25 | 100 |  |  |  |  | - n/a - | - n/a - | 25 | 100 |  | HighSchool ComputerRm (break) Misc all | 3062 | 25 | 75 | 25 | 75
[36 empty] | 0 | 0 | 0 | 0 | 0 | bar: ; Independents ; 1 to Dependents 4
4011 | 8 | -99 | -99 | 0 | 1 | -1 | 0 | 0 | 0 | 0 | 0 | 0 | 0 | 0 | ; | ComCollege Class (in session) | Occup | all | all | No | 1 | 1 | Always Off | 0 | 0 |  |  |  |  | - n/a - | - n/a - | 0 | 0 |  | ComCollege Class (in session) Occup all Closed | 1 | 0 | 0 | 0 | 0
4011 | 8 | -99 | 6 | -99 | 3067 | -1 | 0 | 50 | 0 | 50 | 0 | 50 | 0 | 50 | ; | ComCollege Class (in session) | Occup | all | Sat | - | 1 | 1 | DEER ECC Cls IS Oc WeH | 0 | 50 |  |  |  |  | - n/a - | - n/a - | 0 | 50 |  | ComCollege Class (in session) Occup Sat | 3067 | 0 | 50 | 0 | 50
4011 | 8 | -99 | 7 | -99 | 3067 | -1 | 0 | 50 | 0 | 50 | 0 | 50 | 0 | 50 | ; | ComCollege Class (in session) | Occup | all | Sun | - | 1 | 1 | DEER ECC Cls IS Oc WeH | 0 | 50 |  |  |  |  | - n/a - | - n/a - | 0 | 50 |  | ComCollege Class (in session) Occup Sun | 3067 | 0 | 50 | 0 | 50
4011 | 8 | -99 | 8 | -99 | 3067 | -1 | 0 | 50 | 0 | 50 | 0 | 50 | 0 | 50 | ; | ComCollege Class (in session) | Occup | all | Hol | - | 1 | 1 | DEER ECC Cls IS Oc WeH | 0 | 50 |  |  |  |  | - n/a - | - n/a - | 0 | 50 |  | ComCollege Class (in session) Occup Hol | 3067 | 0 | 50 | 0 | 50
4011 | 8 | -99 | 11 | -99 | 1 | -1 | 0 | 0 | 0 | 0 | 0 | 0 | 0 | 0 | ; | ComCollege Class (in session) | Occup | all | Cls | - | 1 | 1 | Always Off | 0 | 0 |  |  |  |  | - n/a - | - n/a - | 0 | 0 |  | ComCollege Class (in session) Occup Cls | 1 | 0 | 0 | 0 | 0
4011 | 8 | -99 | -99 | -99 | 3066 | -1 | 0 | 100 | 0 | 100 | 0 | 100 | 0 | 100 | ; | ComCollege Class (in session) | Occup | all | all | - | 1 | 1 | DEER ECC Cls IS Oc Wd | 0 | 100 |  |  |  |  | - n/a - | - n/a - | 0 | 100 |  | ComCollege Class (in session) Occup all | 3066 | 0 | 100 | 0 | 100
4011 | 1 | -99 | -99 | 0 | 2 | -1 | 5 | 5 | 5 | 5 | 5 | 5 | 5 | 5 | ; | ComCollege Class (in session) | ILit | all | all | No | 0.05 | 0.05 | Always On | 100 | 100 | 100 | 100 | 100 | 100 | 100 | 100 | 100 | 100 |  | ComCollege Class (in session) ILit all Closed | 2 | 5 | 5 | 5 | 5
4011 | 1 | 2 | 6 | -99 | 3830 | -1 | 6.5 | 35 | 6.5 | 35 | 6.5 | 35 | 100 | 100 | ; | ComCollege Class (in session) | ILit | all | Sat | - | 1 | 1 | DEER08 ECC Cls IS Lt2 WeH | 6.5 | 35 | 6.5 | 35 | 6.5 | 35 | 6.5 | 35 | 100 | 100 |  | ComCollege Class (in session) ILit2 Sat | 3830 | 6.5 | 35 | 6.5 | 35
4011 | 1 | 2 | 7 | -99 | 3830 | -1 | 6.5 | 35 | 6.5 | 35 | 6.5 | 35 | 100 | 100 | ; | ComCollege Class (in session) | ILit | all | Sun | - | 1 | 1 | DEER08 ECC Cls IS Lt2 WeH | 6.5 | 35 | 6.5 | 35 | 6.5 | 35 | 6.5 | 35 | 100 | 100 |  | ComCollege Class (in session) ILit2 Sun | 3830 | 6.5 | 35 | 6.5 | 35
4011 | 1 | 2 | 8 | -99 | 3830 | -1 | 6.5 | 35 | 6.5 | 35 | 6.5 | 35 | 100 | 100 | ; | ComCollege Class (in session) | ILit | all | Hol | - | 1 | 1 | DEER08 ECC Cls IS Lt2 WeH | 6.5 | 35 | 6.5 | 35 | 6.5 | 35 | 6.5 | 35 | 100 | 100 |  | ComCollege Class (in session) ILit2 Hol | 3830 | 6.5 | 35 | 6.5 | 35
4011 | 1 | -99 | 6 | -99 | 3579 | -1 | 5 | 25 | 5 | 25 | 5 | 25 | 100 | 100 | ; | ComCollege Class (in session) | ILit | all | Sat | - | 1 | 1 | DEER08 ECC Cls IS Lt1 WeH | 5 | 25 | 5 | 25 | 5 | 25 | 5 | 25 | 100 | 100 |  | ComCollege Class (in session) ILit Sat | 3579 | 5 | 25 | 5 | 25
4011 | 1 | -99 | 7 | -99 | 3579 | -1 | 5 | 25 | 5 | 25 | 5 | 25 | 100 | 100 | ; | ComCollege Class (in session) | ILit | all | Sun | - | 1 | 1 | DEER08 ECC Cls IS Lt1 WeH | 5 | 25 | 5 | 25 | 5 | 25 | 5 | 25 | 100 | 100 |  | ComCollege Class (in session) ILit Sun | 3579 | 5 | 25 | 5 | 25
4011 | 1 | -99 | 8 | -99 | 3579 | -1 | 5 | 25 | 5 | 25 | 5 | 25 | 100 | 100 | ; | ComCollege Class (in session) | ILit | all | Hol | - | 1 | 1 | DEER08 ECC Cls IS Lt1 WeH | 5 | 25 | 5 | 25 | 5 | 25 | 5 | 25 | 100 | 100 |  | ComCollege Class (in session) ILit Hol | 3579 | 5 | 25 | 5 | 25
4011 | 1 | -99 | 11 | -99 | 2 | -1 | 5 | 5 | 5 | 5 | 5 | 5 | 5 | 5 | ; | ComCollege Class (in session) | ILit | all | Cls | - | 0.05 | 0.05 | Always On | 100 | 100 | 100 | 100 | 100 | 100 | 100 | 100 | 100 | 100 |  | ComCollege Class (in session) ILit Cls | 2 | 5 | 5 | 5 | 5
4011 | 1 | 2 | -99 | -99 | 3829 | -1 | 6.5 | 72.5 | 6.5 | 72.5 | 6.5 | 72.5 | 100 | 100 | ; | ComCollege Class (in session) | ILit | all | all | - | 1 | 1 | DEER08 ECC Cls IS Lt2 Wd | 6.5 | 72.5 | 6.5 | 72.5 | 6.5 | 72.5 | 6.5 | 72.5 | 100 | 100 |  | ComCollege Class (in session) ILit2 all | 3829 | 6.5 | 72.5 | 6.5 | 72.5
4011 | 1 | -99 | -99 | -99 | 3578 | -1 | 10 | 76 | 10 | 76 | 10 | 76 | 100 | 100 | ; | ComCollege Class (in session) | ILit | all | all | - | 1 | 1 | DEER08 ECC Cls IS Lt1 Wd | 10 | 76 | 10 | 76 | 10 | 76 | 10 | 76 | 100 | 100 |  | ComCollege Class (in session) ILit all | 3578 | 10 | 76 | 10 | 76
4011 | 6 | -99 | -99 | 0 | 2 | -1 | 5 | 5 | 5 | 5 | 5 | 5 | 5 | 5 | ; | ComCollege Class (in session) | Misc | all | all | No | 0.05 | 0.05 | Always On | 100 | 100 |  |  |  |  | - n/a - | - n/a - | 100 | 100 |  | ComCollege Class (in session) Misc all Closed | 2 | 5 | 5 | 5 | 5
4011 | 6 | -99 | 6 | -99 | 3071 | -1 | 5 | 40 | 5 | 40 | 5 | 40 | 5 | 40 | ; | ComCollege Class (in session) | Misc | all | Sat | - | 1 | 1 | DEER ECC Cls IS Eq WeH | 5 | 40 |  |  |  |  | - n/a - | - n/a - | 5 | 40 |  | ComCollege Class (in session) Misc Sat | 3071 | 5 | 40 | 5 | 40
4011 | 6 | -99 | 7 | -99 | 3071 | -1 | 5 | 40 | 5 | 40 | 5 | 40 | 5 | 40 | ; | ComCollege Class (in session) | Misc | all | Sun | - | 1 | 1 | DEER ECC Cls IS Eq WeH | 5 | 40 |  |  |  |  | - n/a - | - n/a - | 5 | 40 |  | ComCollege Class (in session) Misc Sun | 3071 | 5 | 40 | 5 | 40
4011 | 6 | -99 | 8 | -99 | 3071 | -1 | 5 | 40 | 5 | 40 | 5 | 40 | 5 | 40 | ; | ComCollege Class (in session) | Misc | all | Hol | - | 1 | 1 | DEER ECC Cls IS Eq WeH | 5 | 40 |  |  |  |  | - n/a - | - n/a - | 5 | 40 |  | ComCollege Class (in session) Misc Hol | 3071 | 5 | 40 | 5 | 40
4011 | 6 | -99 | 11 | -99 | 2 | -1 | 5 | 5 | 5 | 5 | 5 | 5 | 5 | 5 | ; | ComCollege Class (in session) | Misc | all | Cls | - | 0.05 | 0.05 | Always On | 100 | 100 |  |  |  |  | - n/a - | - n/a - | 100 | 100 |  | ComCollege Class (in session) Misc Cls | 2 | 5 | 5 | 5 | 5
4011 | 6 | -99 | -99 | -99 | 3070 | -1 | 5 | 100 | 5 | 100 | 5 | 100 | 5 | 100 | ; | ComCollege Class (in session) | Misc | all | all | - | 1 | 1 | DEER ECC Cls IS Eq Wd | 5 | 100 |  |  |  |  | - n/a - | - n/a - | 5 | 100 |  | ComCollege Class (in session) Misc all | 3070 | 5 | 100 | 5 | 100
4021 | 8 | -99 | -99 | 0 | 1 | -1 | 0 | 0 | 0 | 0 | 0 | 0 | 0 | 0 | ; | ComCollege Office (in session) | Occup | all | all | No | 1 | 1 | Always Off | 0 | 0 |  |  |  |  | - n/a - | - n/a - | 0 | 0 |  | ComCollege Office (in session) Occup all Closed | 1 | 0 | 0 | 0 | 0
4021 | 8 | -99 | 6 | -99 | 3580 | -1 | 0 | 35 | 0 | 35 | 0 | 35 | 0 | 35 | ; | ComCollege Office (in session) | Occup | all | Sat | - | 1 | 0.35 | DEER08 ECC Off IS Oc WeH | 0 | 100 |  |  |  |  | - n/a - | - n/a - | 0 | 100 |  | ComCollege Office (in session) Occup Sat | 3580 | 0 | 35 | 0 | 35
4021 | 8 | -99 | 7 | -99 | 3580 | -1 | 0 | 0 | 0 | 0 | 0 | 0 | 0 | 0 | ; | ComCollege Office (in session) | Occup | all | Sun | - | 0 | 0 | DEER08 ECC Off IS Oc WeH | 0 | 100 |  |  |  |  | - n/a - | - n/a - | 0 | 100 |  | ComCollege Office (in session) Occup Sun | 3580 | 0 | 0 | 0 | 0
4021 | 8 | -99 | 8 | -99 | 3580 | -1 | 0 | 0 | 0 | 0 | 0 | 0 | 0 | 0 | ; | ComCollege Office (in session) | Occup | all | Hol | - | 0 | 0 | DEER08 ECC Off IS Oc WeH | 0 | 100 |  |  |  |  | - n/a - | - n/a - | 0 | 100 |  | ComCollege Office (in session) Occup Hol | 3580 | 0 | 0 | 0 | 0
4021 | 8 | -99 | 11 | -99 | 1 | -1 | 0 | 0 | 0 | 0 | 0 | 0 | 0 | 0 | ; | ComCollege Office (in session) | Occup | all | Cls | - | 1 | 1 | Always Off | 0 | 0 |  |  |  |  | - n/a - | - n/a - | 0 | 0 |  | ComCollege Office (in session) Occup Cls | 1 | 0 | 0 | 0 | 0
4021 | 8 | -99 | -99 | -99 | 3072 | -1 | 0 | 100 | 0 | 100 | 0 | 100 | 0 | 100 | ; | ComCollege Office (in session) | Occup | all | all | - | 1 | 1 | DEER ECC Off IS Oc Wd | 0 | 100 |  |  |  |  | - n/a - | - n/a - | 0 | 100 |  | ComCollege Office (in session) Occup all | 3072 | 0 | 100 | 0 | 100
4021 | 1 | -99 | -99 | 0 | 2 | -1 | 5 | 5 | 5 | 5 | 5 | 5 | 5 | 5 | ; | ComCollege Office (in session) | ILit | all | all | No | 0.05 | 0.05 | Always On | 100 | 100 | 100 | 100 | 100 | 100 | 100 | 100 | 100 | 100 |  | ComCollege Office (in session) ILit all Closed | 2 | 5 | 5 | 5 | 5
4021 | 1 | 2 | 6 | -99 | 3832 | -1 | 10 | 50 | 10 | 50 | 10 | 50 | 100 | 100 | ; | ComCollege Office (in session) | ILit | all | Sat | - | 1 | 1 | DEER08 ECC Off IS Lt2 WeH | 10 | 50 | 10 | 50 | 10 | 50 | 10 | 50 | 100 | 100 |  | ComCollege Office (in session) ILit2 Sat | 3832 | 10 | 50 | 10 | 50
4021 | 1 | 2 | 7 | -99 | 3832 | -1 | 10 | 50 | 10 | 50 | 10 | 50 | 100 | 100 | ; | ComCollege Office (in session) | ILit | all | Sun | - | 1 | 1 | DEER08 ECC Off IS Lt2 WeH | 10 | 50 | 10 | 50 | 10 | 50 | 10 | 50 | 100 | 100 |  | ComCollege Office (in session) ILit2 Sun | 3832 | 10 | 50 | 10 | 50
4021 | 1 | 2 | 8 | -99 | 3832 | -1 | 10 | 50 | 10 | 50 | 10 | 50 | 100 | 100 | ; | ComCollege Office (in session) | ILit | all | Hol | - | 1 | 1 | DEER08 ECC Off IS Lt2 WeH | 10 | 50 | 10 | 50 | 10 | 50 | 10 | 50 | 100 | 100 |  | ComCollege Office (in session) ILit2 Hol | 3832 | 10 | 50 | 10 | 50
4021 | 1 | -99 | 6 | -99 | 3582 | -1 | 10 | 70 | 10 | 70 | 10 | 70 | 100 | 100 | ; | ComCollege Office (in session) | ILit | all | Sat | - | 1 | 1 | DEER08 ECC Off IS Lt1 WeH | 10 | 70 | 10 | 70 | 10 | 70 | 10 | 70 | 100 | 100 |  | ComCollege Office (in session) ILit Sat | 3582 | 10 | 70 | 10 | 70
4021 | 1 | -99 | 7 | -99 | 3582 | -1 | 10 | 70 | 10 | 70 | 10 | 70 | 100 | 100 | ; | ComCollege Office (in session) | ILit | all | Sun | - | 1 | 1 | DEER08 ECC Off IS Lt1 WeH | 10 | 70 | 10 | 70 | 10 | 70 | 10 | 70 | 100 | 100 |  | ComCollege Office (in session) ILit Sun | 3582 | 10 | 70 | 10 | 70
4021 | 1 | -99 | 8 | -99 | 3582 | -1 | 10 | 70 | 10 | 70 | 10 | 70 | 100 | 100 | ; | ComCollege Office (in session) | ILit | all | Hol | - | 1 | 1 | DEER08 ECC Off IS Lt1 WeH | 10 | 70 | 10 | 70 | 10 | 70 | 10 | 70 | 100 | 100 |  | ComCollege Office (in session) ILit Hol | 3582 | 10 | 70 | 10 | 70
4021 | 1 | -99 | 11 | -99 | 2 | -1 | 5 | 5 | 5 | 5 | 5 | 5 | 5 | 5 | ; | ComCollege Office (in session) | ILit | all | Cls | - | 0.05 | 0.05 | Always On | 100 | 100 | 100 | 100 | 100 | 100 | 100 | 100 | 100 | 100 |  | ComCollege Office (in session) ILit Cls | 2 | 5 | 5 | 5 | 5
4021 | 1 | 2 | -99 | -99 | 3831 | -1 | 10 | 90 | 10 | 90 | 10 | 90 | 100 | 100 | ; | ComCollege Office (in session) | ILit | all | all | - | 1 | 1 | DEER08 ECC Off IS Lt2 Wd | 10 | 90 | 10 | 90 | 10 | 90 | 10 | 90 | 100 | 100 |  | ComCollege Office (in session) ILit2 all | 3831 | 10 | 90 | 10 | 90
4021 | 1 | -99 | -99 | -99 | 3581 | -1 | 10 | 90 | 10 | 90 | 10 | 90 | 100 | 100 | ; | ComCollege Office (in session) | ILit | all | all | - | 1 | 1 | DEER08 ECC Off IS Lt1 Wd | 10 | 90 | 10 | 90 | 10 | 90 | 10 | 90 | 100 | 100 |  | ComCollege Office (in session) ILit all | 3581 | 10 | 90 | 10 | 90
4021 | 6 | -99 | -99 | 0 | 2 | -1 | 5 | 5 | 5 | 5 | 5 | 5 | 5 | 5 | ; | ComCollege Office (in session) | Misc | all | all | No | 0.05 | 0.05 | Always On | 100 | 100 |  |  |  |  | - n/a - | - n/a - | 100 | 100 |  | ComCollege Office (in session) Misc all Closed | 2 | 5 | 5 | 5 | 5
4021 | 6 | -99 | 6 | -99 | 3583 | -1 | 10 | 75 | 10 | 75 | 10 | 75 | 10 | 75 | ; | ComCollege Office (in session) | Misc | all | Sat | - | 1 | 0.75 | DEER08 ECC Off IS Eq WeH | 10 | 100 |  |  |  |  | - n/a - | - n/a - | 10 | 100 |  | ComCollege Office (in session) Misc Sat | 3583 | 10 | 75 | 10 | 75
4021 | 6 | -99 | 7 | -99 | 3583 | -1 | 0.5 | 5 | 0.5 | 5 | 0.5 | 5 | 0.5 | 5 | ; | ComCollege Office (in session) | Misc | all | Sun | - | 0.05 | 0.05 | DEER08 ECC Off IS Eq WeH | 10 | 100 |  |  |  |  | - n/a - | - n/a - | 10 | 100 |  | ComCollege Office (in session) Misc Sun | 3583 | 0.5 | 5 | 0.5 | 5
4021 | 6 | -99 | 8 | -99 | 3583 | -1 | 0.5 | 5 | 0.5 | 5 | 0.5 | 5 | 0.5 | 5 | ; | ComCollege Office (in session) | Misc | all | Hol | - | 0.05 | 0.05 | DEER08 ECC Off IS Eq WeH | 10 | 100 |  |  |  |  | - n/a - | - n/a - | 10 | 100 |  | ComCollege Office (in session) Misc Hol | 3583 | 0.5 | 5 | 0.5 | 5
4021 | 6 | -99 | 11 | -99 | 2 | -1 | 5 | 5 | 5 | 5 | 5 | 5 | 5 | 5 | ; | ComCollege Office (in session) | Misc | all | Cls | - | 0.05 | 0.05 | Always On | 100 | 100 |  |  |  |  | - n/a - | - n/a - | 100 | 100 |  | ComCollege Office (in session) Misc Cls | 2 | 5 | 5 | 5 | 5
4021 | 6 | -99 | -99 | -99 | 3074 | -1 | 10 | 100 | 10 | 100 | 10 | 100 | 10 | 100 | ; | ComCollege Office (in session) | Misc | all | all | - | 1 | 1 | DEER ECC Off IS Eq Wd | 10 | 100 |  |  |  |  | - n/a - | - n/a - | 10 | 100 |  | ComCollege Office (in session) Misc all | 3074 | 10 | 100 | 10 | 100
4031 | 8 | -99 | -99 | 0 | 1 | -1 | 0 | 0 | 0 | 0 | 0 | 0 | 0 | 0 | ; | ComCollege Kitchen (in session) | Occup | all | all | No | 1 | 1 | Always Off | 0 | 0 |  |  |  |  | - n/a - | - n/a - | 0 | 0 |  | ComCollege Kitchen (in session) Occup all Closed | 1 | 0 | 0 | 0 | 0
4031 | 8 | -99 | 6 | -99 | 3591 | -1 | 0 | 50.04 | 0 | 50.04 | 0 | 50.04 | 0 | 50.04 | ; | ComCollege Kitchen (in session) | Occup | all | Sat | - | 1 | 0.556 | DEER08 ECC Kit IS Oc WeH | 0 | 90 |  |  |  |  | - n/a - | - n/a - | 0 | 90 |  | ComCollege Kitchen (in session) Occup Sat | 3591 | 0 | 50.04 | 0 | 50.04
4031 | 8 | -99 | 7 | -99 | 3591 | -1 | 0 | 50.04 | 0 | 50.04 | 0 | 50.04 | 0 | 50.04 | ; | ComCollege Kitchen (in session) | Occup | all | Sun | - | 1 | 0.556 | DEER08 ECC Kit IS Oc WeH | 0 | 90 |  |  |  |  | - n/a - | - n/a - | 0 | 90 |  | ComCollege Kitchen (in session) Occup Sun | 3591 | 0 | 50.04 | 0 | 50.04
4031 | 8 | -99 | 8 | -99 | 3591 | -1 | 0 | 50.04 | 0 | 50.04 | 0 | 50.04 | 0 | 50.04 | ; | ComCollege Kitchen (in session) | Occup | all | Hol | - | 1 | 0.556 | DEER08 ECC Kit IS Oc WeH | 0 | 90 |  |  |  |  | - n/a - | - n/a - | 0 | 90 |  | ComCollege Kitchen (in session) Occup Hol | 3591 | 0 | 50.04 | 0 | 50.04
4031 | 8 | -99 | 11 | -99 | 1 | -1 | 0 | 0 | 0 | 0 | 0 | 0 | 0 | 0 | ; | ComCollege Kitchen (in session) | Occup | all | Cls | - | 1 | 1 | Always Off | 0 | 0 |  |  |  |  | - n/a - | - n/a - | 0 | 0 |  | ComCollege Kitchen (in session) Occup Cls | 1 | 0 | 0 | 0 | 0
4031 | 8 | -99 | -99 | -99 | 3590 | -1 | 0 | 90 | 0 | 90 | 0 | 90 | 0 | 90 | ; | ComCollege Kitchen (in session) | Occup | all | all | - | 1 | 1 | DEER08 ECC Kit IS Oc Wd | 0 | 90 |  |  |  |  | - n/a - | - n/a - | 0 | 90 |  | ComCollege Kitchen (in session) Occup all | 3590 | 0 | 90 | 0 | 90
4031 | 1 | -99 | -99 | 0 | 2 | -1 | 5 | 5 | 5 | 5 | 5 | 5 | 5 | 5 | ; | ComCollege Kitchen (in session) | ILit | all | all | No | 0.05 | 0.05 | Always On | 100 | 100 | 100 | 100 | 100 | 100 | 100 | 100 | 100 | 100 |  | ComCollege Kitchen (in session) ILit all Closed | 2 | 5 | 5 | 5 | 5
4031 | 1 | 2 | 6 | -99 | 3836 | -1 | 10 | 60 | 10 | 60 | 10 | 60 | 100 | 100 | ; | ComCollege Kitchen (in session) | ILit | all | Sat | - | 1 | 1 | DEER08 ECC Kit IS Lt2 WeH | 10 | 60 | 10 | 60 | 10 | 60 | 10 | 60 | 100 | 100 |  | ComCollege Kitchen (in session) ILit2 Sat | 3836 | 10 | 60 | 10 | 60
4031 | 1 | 2 | 7 | -99 | 3836 | -1 | 10 | 60 | 10 | 60 | 10 | 60 | 100 | 100 | ; | ComCollege Kitchen (in session) | ILit | all | Sun | - | 1 | 1 | DEER08 ECC Kit IS Lt2 WeH | 10 | 60 | 10 | 60 | 10 | 60 | 10 | 60 | 100 | 100 |  | ComCollege Kitchen (in session) ILit2 Sun | 3836 | 10 | 60 | 10 | 60
4031 | 1 | 2 | 8 | -99 | 3836 | -1 | 10 | 60 | 10 | 60 | 10 | 60 | 100 | 100 | ; | ComCollege Kitchen (in session) | ILit | all | Hol | - | 1 | 1 | DEER08 ECC Kit IS Lt2 WeH | 10 | 60 | 10 | 60 | 10 | 60 | 10 | 60 | 100 | 100 |  | ComCollege Kitchen (in session) ILit2 Hol | 3836 | 10 | 60 | 10 | 60
4031 | 1 | -99 | 6 | -99 | 3593 | -1 | 10 | 67.5 | 10 | 67.5 | 10 | 67.5 | 100 | 100 | ; | ComCollege Kitchen (in session) | ILit | all | Sat | - | 1 | 1 | DEER08 ECC Kit IS Lt1 WeH | 10 | 67.5 | 10 | 67.5 | 10 | 67.5 | 10 | 67.5 | 100 | 100 |  | ComCollege Kitchen (in session) ILit Sat | 3593 | 10 | 67.5 | 10 | 67.5
4031 | 1 | -99 | 7 | -99 | 3593 | -1 | 10 | 67.5 | 10 | 67.5 | 10 | 67.5 | 100 | 100 | ; | ComCollege Kitchen (in session) | ILit | all | Sun | - | 1 | 1 | DEER08 ECC Kit IS Lt1 WeH | 10 | 67.5 | 10 | 67.5 | 10 | 67.5 | 10 | 67.5 | 100 | 100 |  | ComCollege Kitchen (in session) ILit Sun | 3593 | 10 | 67.5 | 10 | 67.5
4031 | 1 | -99 | 8 | -99 | 3593 | -1 | 10 | 67.5 | 10 | 67.5 | 10 | 67.5 | 100 | 100 | ; | ComCollege Kitchen (in session) | ILit | all | Hol | - | 1 | 1 | DEER08 ECC Kit IS Lt1 WeH | 10 | 67.5 | 10 | 67.5 | 10 | 67.5 | 10 | 67.5 | 100 | 100 |  | ComCollege Kitchen (in session) ILit Hol | 3593 | 10 | 67.5 | 10 | 67.5
4031 | 1 | -99 | 11 | -99 | 2 | -1 | 5 | 5 | 5 | 5 | 5 | 5 | 5 | 5 | ; | ComCollege Kitchen (in session) | ILit | all | Cls | - | 0.05 | 0.05 | Always On | 100 | 100 | 100 | 100 | 100 | 100 | 100 | 100 | 100 | 100 |  | ComCollege Kitchen (in session) ILit Cls | 2 | 5 | 5 | 5 | 5
4031 | 1 | 2 | -99 | -99 | 3835 | -1 | 10 | 87.5 | 10 | 87.5 | 10 | 87.5 | 100 | 100 | ; | ComCollege Kitchen (in session) | ILit | all | all | - | 1 | 1 | DEER08 ECC Kit IS Lt2 Wd | 10 | 87.5 | 10 | 87.5 | 10 | 87.5 | 10 | 87.5 | 100 | 100 |  | ComCollege Kitchen (in session) ILit2 all | 3835 | 10 | 87.5 | 10 | 87.5
4031 | 1 | -99 | -99 | -99 | 3592 | -1 | 10 | 90 | 10 | 90 | 10 | 90 | 100 | 100 | ; | ComCollege Kitchen (in session) | ILit | all | all | - | 1 | 1 | DEER08 ECC Kit IS Lt1 Wd | 10 | 90 | 10 | 90 | 10 | 90 | 10 | 90 | 100 | 100 |  | ComCollege Kitchen (in session) ILit all | 3592 | 10 | 90 | 10 | 90
4031 | 6 | -99 | -99 | 0 | 2 | -1 | 30 | 30 | 30 | 30 | 30 | 30 | 30 | 30 | ; | ComCollege Kitchen (in session) | Misc | all | all | No | 0.3 | 0.3 | Always On | 100 | 100 |  |  |  |  | - n/a - | - n/a - | 100 | 100 |  | ComCollege Kitchen (in session) Misc all Closed | 2 | 30 | 30 | 30 | 30
4031 | 6 | -99 | 6 | -99 | 3595 | -1 | 30 | 75 | 30 | 75 | 30 | 75 | 30 | 75 | ; | ComCollege Kitchen (in session) | Misc | all | Sat | - | 1 | 0.75 | DEER08 ECC Kit IS Eq WeH | 30 | 100 |  |  |  |  | - n/a - | - n/a - | 30 | 100 |  | ComCollege Kitchen (in session) Misc Sat | 3595 | 30 | 75 | 30 | 75
4031 | 6 | -99 | 7 | -99 | 3595 | -1 | 30 | 75 | 30 | 75 | 30 | 75 | 30 | 75 | ; | ComCollege Kitchen (in session) | Misc | all | Sun | - | 1 | 0.75 | DEER08 ECC Kit IS Eq WeH | 30 | 100 |  |  |  |  | - n/a - | - n/a - | 30 | 100 |  | ComCollege Kitchen (in session) Misc Sun | 3595 | 30 | 75 | 30 | 75
4031 | 6 | -99 | 8 | -99 | 3595 | -1 | 30 | 75 | 30 | 75 | 30 | 75 | 30 | 75 | ; | ComCollege Kitchen (in session) | Misc | all | Hol | - | 1 | 0.75 | DEER08 ECC Kit IS Eq WeH | 30 | 100 |  |  |  |  | - n/a - | - n/a - | 30 | 100 |  | ComCollege Kitchen (in session) Misc Hol | 3595 | 30 | 75 | 30 | 75
4031 | 6 | -99 | 11 | -99 | 2 | -1 | 30 | 30 | 30 | 30 | 30 | 30 | 30 | 30 | ; | ComCollege Kitchen (in session) | Misc | all | Cls | - | 0.3 | 0.3 | Always On | 100 | 100 |  |  |  |  | - n/a - | - n/a - | 100 | 100 |  | ComCollege Kitchen (in session) Misc Cls | 2 | 30 | 30 | 30 | 30
4031 | 6 | -99 | -99 | -99 | 3594 | -1 | 30 | 100 | 30 | 100 | 30 | 100 | 30 | 100 | ; | ComCollege Kitchen (in session) | Misc | all | all | - | 1 | 1 | DEER08 ECC Kit IS Eq Wd | 30 | 100 |  |  |  |  | - n/a - | - n/a - | 30 | 100 |  | ComCollege Kitchen (in session) Misc all | 3594 | 30 | 100 | 30 | 100
4031 | 4 | -99 | -99 | 0 | 2 | -1 | 5 | 5 | 5 | 5 | 5 | 5 | 5 | 5 | ; | ComCollege Kitchen (in session) | Cook | all | all | No | 0.05 | 0.05 | Always On | 100 | 100 |  |  |  |  | - n/a - | - n/a - | 100 | 100 |  | ComCollege Kitchen (in session) Cook all Closed | 2 | 5 | 5 | 5 | 5
4031 | 4 | -99 | 6 | -99 | 3597 | -1 | 5 | 75 | 5 | 75 | 5 | 75 | 5 | 75 | ; | ComCollege Kitchen (in session) | Cook | all | Sat | - | 1 | 0.75 | DEER08 ECC Kit IS Ck WeH | 5 | 100 |  |  |  |  | - n/a - | - n/a - | 5 | 100 |  | ComCollege Kitchen (in session) Cook Sat | 3597 | 5 | 75 | 5 | 75
4031 | 4 | -99 | 7 | -99 | 3597 | -1 | 5 | 75 | 5 | 75 | 5 | 75 | 5 | 75 | ; | ComCollege Kitchen (in session) | Cook | all | Sun | - | 1 | 0.75 | DEER08 ECC Kit IS Ck WeH | 5 | 100 |  |  |  |  | - n/a - | - n/a - | 5 | 100 |  | ComCollege Kitchen (in session) Cook Sun | 3597 | 5 | 75 | 5 | 75
4031 | 4 | -99 | 8 | -99 | 3597 | -1 | 5 | 75 | 5 | 75 | 5 | 75 | 5 | 75 | ; | ComCollege Kitchen (in session) | Cook | all | Hol | - | 1 | 0.75 | DEER08 ECC Kit IS Ck WeH | 5 | 100 |  |  |  |  | - n/a - | - n/a - | 5 | 100 |  | ComCollege Kitchen (in session) Cook Hol | 3597 | 5 | 75 | 5 | 75
4031 | 4 | -99 | 11 | -99 | 2 | -1 | 5 | 5 | 5 | 5 | 5 | 5 | 5 | 5 | ; | ComCollege Kitchen (in session) | Cook | all | Cls | - | 0.05 | 0.05 | Always On | 100 | 100 |  |  |  |  | - n/a - | - n/a - | 100 | 100 |  | ComCollege Kitchen (in session) Cook Cls | 2 | 5 | 5 | 5 | 5
4031 | 4 | -99 | -99 | -99 | 3596 | -1 | 5 | 100 | 5 | 100 | 5 | 100 | 5 | 100 | ; | ComCollege Kitchen (in session) | Cook | all | all | - | 1 | 1 | DEER08 ECC Kit IS Ck Wd | 5 | 100 |  |  |  |  | - n/a - | - n/a - | 5 | 100 |  | ComCollege Kitchen (in session) Cook all | 3596 | 5 | 100 | 5 | 100
4041 | 8 | -99 | -99 | 0 | 1 | -1 | 0 | 0 | 0 | 0 | 0 | 0 | 0 | 0 | ; | ComCollege Cafeteria (in session) | Occup | all | all | No | 1 | 1 | Always Off | 0 | 0 |  |  |  |  | - n/a - | - n/a - | 0 | 0 |  | ComCollege Cafeteria (in session) Occup all Closed | 1 | 0 | 0 | 0 | 0
4041 | 8 | -99 | 6 | -99 | 3585 | -1 | 0 | 35.01 | 0 | 35.01 | 0 | 35.01 | 0 | 35.01 | ; | ComCollege Cafeteria (in session) | Occup | all | Sat | - | 1 | 0.389 | DEER08 ECC Din IS Oc WeH | 0 | 90 |  |  |  |  | - n/a - | - n/a - | 0 | 90 |  | ComCollege Cafeteria (in session) Occup Sat | 3585 | 0 | 35.01 | 0 | 35.01
4041 | 8 | -99 | 7 | -99 | 3585 | -1 | 0 | 35.01 | 0 | 35.01 | 0 | 35.01 | 0 | 35.01 | ; | ComCollege Cafeteria (in session) | Occup | all | Sun | - | 1 | 0.389 | DEER08 ECC Din IS Oc WeH | 0 | 90 |  |  |  |  | - n/a - | - n/a - | 0 | 90 |  | ComCollege Cafeteria (in session) Occup Sun | 3585 | 0 | 35.01 | 0 | 35.01
4041 | 8 | -99 | 8 | -99 | 3585 | -1 | 0 | 35.01 | 0 | 35.01 | 0 | 35.01 | 0 | 35.01 | ; | ComCollege Cafeteria (in session) | Occup | all | Hol | - | 1 | 0.389 | DEER08 ECC Din IS Oc WeH | 0 | 90 |  |  |  |  | - n/a - | - n/a - | 0 | 90 |  | ComCollege Cafeteria (in session) Occup Hol | 3585 | 0 | 35.01 | 0 | 35.01
4041 | 8 | -99 | 11 | -99 | 1 | -1 | 0 | 0 | 0 | 0 | 0 | 0 | 0 | 0 | ; | ComCollege Cafeteria (in session) | Occup | all | Cls | - | 1 | 1 | Always Off | 0 | 0 |  |  |  |  | - n/a - | - n/a - | 0 | 0 |  | ComCollege Cafeteria (in session) Occup Cls | 1 | 0 | 0 | 0 | 0
4041 | 8 | -99 | -99 | -99 | 3584 | -1 | 0 | 90 | 0 | 90 | 0 | 90 | 0 | 90 | ; | ComCollege Cafeteria (in session) | Occup | all | all | - | 1 | 1 | DEER08 ECC Din IS Oc Wd | 0 | 90 |  |  |  |  | - n/a - | - n/a - | 0 | 90 |  | ComCollege Cafeteria (in session) Occup all | 3584 | 0 | 90 | 0 | 90
4041 | 1 | -99 | -99 | 0 | 2 | -1 | 5 | 5 | 5 | 5 | 5 | 5 | 5 | 5 | ; | ComCollege Cafeteria (in session) | ILit | all | all | No | 0.05 | 0.05 | Always On | 100 | 100 | 100 | 100 | 100 | 100 | 100 | 100 | 100 | 100 |  | ComCollege Cafeteria (in session) ILit all Closed | 2 | 5 | 5 | 5 | 5
4041 | 1 | 2 | 6 | -99 | 3834 | -1 | 10 | 60 | 10 | 60 | 10 | 60 | 100 | 100 | ; | ComCollege Cafeteria (in session) | ILit | all | Sat | - | 1 | 1 | DEER08 ECC Din IS Lt2 WeH | 10 | 60 | 10 | 60 | 10 | 60 | 10 | 60 | 100 | 100 |  | ComCollege Cafeteria (in session) ILit2 Sat | 3834 | 10 | 60 | 10 | 60
4041 | 1 | 2 | 7 | -99 | 3834 | -1 | 10 | 60 | 10 | 60 | 10 | 60 | 100 | 100 | ; | ComCollege Cafeteria (in session) | ILit | all | Sun | - | 1 | 1 | DEER08 ECC Din IS Lt2 WeH | 10 | 60 | 10 | 60 | 10 | 60 | 10 | 60 | 100 | 100 |  | ComCollege Cafeteria (in session) ILit2 Sun | 3834 | 10 | 60 | 10 | 60
4041 | 1 | 2 | 8 | -99 | 3834 | -1 | 10 | 60 | 10 | 60 | 10 | 60 | 100 | 100 | ; | ComCollege Cafeteria (in session) | ILit | all | Hol | - | 1 | 1 | DEER08 ECC Din IS Lt2 WeH | 10 | 60 | 10 | 60 | 10 | 60 | 10 | 60 | 100 | 100 |  | ComCollege Cafeteria (in session) ILit2 Hol | 3834 | 10 | 60 | 10 | 60
4041 | 1 | -99 | 6 | -99 | 3587 | -1 | 10 | 67.5 | 10 | 67.5 | 10 | 67.5 | 100 | 100 | ; | ComCollege Cafeteria (in session) | ILit | all | Sat | - | 1 | 1 | DEER08 ECC Din IS Lt1 WeH | 10 | 67.5 | 10 | 67.5 | 10 | 67.5 | 10 | 67.5 | 100 | 100 |  | ComCollege Cafeteria (in session) ILit Sat | 3587 | 10 | 67.5 | 10 | 67.5
4041 | 1 | -99 | 7 | -99 | 3587 | -1 | 10 | 67.5 | 10 | 67.5 | 10 | 67.5 | 100 | 100 | ; | ComCollege Cafeteria (in session) | ILit | all | Sun | - | 1 | 1 | DEER08 ECC Din IS Lt1 WeH | 10 | 67.5 | 10 | 67.5 | 10 | 67.5 | 10 | 67.5 | 100 | 100 |  | ComCollege Cafeteria (in session) ILit Sun | 3587 | 10 | 67.5 | 10 | 67.5
4041 | 1 | -99 | 8 | -99 | 3587 | -1 | 10 | 67.5 | 10 | 67.5 | 10 | 67.5 | 100 | 100 | ; | ComCollege Cafeteria (in session) | ILit | all | Hol | - | 1 | 1 | DEER08 ECC Din IS Lt1 WeH | 10 | 67.5 | 10 | 67.5 | 10 | 67.5 | 10 | 67.5 | 100 | 100 |  | ComCollege Cafeteria (in session) ILit Hol | 3587 | 10 | 67.5 | 10 | 67.5
4041 | 1 | -99 | 11 | -99 | 2 | -1 | 5 | 5 | 5 | 5 | 5 | 5 | 5 | 5 | ; | ComCollege Cafeteria (in session) | ILit | all | Cls | - | 0.05 | 0.05 | Always On | 100 | 100 | 100 | 100 | 100 | 100 | 100 | 100 | 100 | 100 |  | ComCollege Cafeteria (in session) ILit Cls | 2 | 5 | 5 | 5 | 5
4041 | 1 | 2 | -99 | -99 | 3833 | -1 | 10 | 90 | 10 | 90 | 10 | 90 | 100 | 100 | ; | ComCollege Cafeteria (in session) | ILit | all | all | - | 1 | 1 | DEER08 ECC Din IS Lt2 Wd | 10 | 90 | 10 | 90 | 10 | 90 | 10 | 90 | 100 | 100 |  | ComCollege Cafeteria (in session) ILit2 all | 3833 | 10 | 90 | 10 | 90
4041 | 1 | -99 | -99 | -99 | 3586 | -1 | 10 | 90 | 10 | 90 | 10 | 90 | 100 | 100 | ; | ComCollege Cafeteria (in session) | ILit | all | all | - | 1 | 1 | DEER08 ECC Din IS Lt1 Wd | 10 | 90 | 10 | 90 | 10 | 90 | 10 | 90 | 100 | 100 |  | ComCollege Cafeteria (in session) ILit all | 3586 | 10 | 90 | 10 | 90
4041 | 6 | -99 | -99 | 0 | 2 | -1 | 2 | 2 | 2 | 2 | 2 | 2 | 2 | 2 | ; | ComCollege Cafeteria (in session) | Misc | all | all | No | 0.02 | 0.02 | Always On | 100 | 100 |  |  |  |  | - n/a - | - n/a - | 100 | 100 |  | ComCollege Cafeteria (in session) Misc all Closed | 2 | 2 | 2 | 2 | 2
4041 | 6 | -99 | 6 | -99 | 3589 | -1 | 0 | 75 | 0 | 75 | 0 | 75 | 0 | 75 | ; | ComCollege Cafeteria (in session) | Misc | all | Sat | - | 1 | 1 | DEER08 ECC Din IS Eq WeH | 0 | 75 |  |  |  |  | - n/a - | - n/a - | 0 | 75 |  | ComCollege Cafeteria (in session) Misc Sat | 3589 | 0 | 75 | 0 | 75
4041 | 6 | -99 | 7 | -99 | 3589 | -1 | 0 | 75 | 0 | 75 | 0 | 75 | 0 | 75 | ; | ComCollege Cafeteria (in session) | Misc | all | Sun | - | 1 | 1 | DEER08 ECC Din IS Eq WeH | 0 | 75 |  |  |  |  | - n/a - | - n/a - | 0 | 75 |  | ComCollege Cafeteria (in session) Misc Sun | 3589 | 0 | 75 | 0 | 75
4041 | 6 | -99 | 8 | -99 | 3589 | -1 | 0 | 75 | 0 | 75 | 0 | 75 | 0 | 75 | ; | ComCollege Cafeteria (in session) | Misc | all | Hol | - | 1 | 1 | DEER08 ECC Din IS Eq WeH | 0 | 75 |  |  |  |  | - n/a - | - n/a - | 0 | 75 |  | ComCollege Cafeteria (in session) Misc Hol | 3589 | 0 | 75 | 0 | 75
4041 | 6 | -99 | 11 | -99 | 2 | -1 | 2 | 2 | 2 | 2 | 2 | 2 | 2 | 2 | ; | ComCollege Cafeteria (in session) | Misc | all | Cls | - | 0.02 | 0.02 | Always On | 100 | 100 |  |  |  |  | - n/a - | - n/a - | 100 | 100 |  | ComCollege Cafeteria (in session) Misc Cls | 2 | 2 | 2 | 2 | 2
4041 | 6 | -99 | -99 | -99 | 3588 | -1 | 0 | 90 | 0 | 90 | 0 | 90 | 0 | 90 | ; | ComCollege Cafeteria (in session) | Misc | all | all | - | 1 | 1 | DEER08 ECC Din IS Eq Wd | 0 | 90 |  |  |  |  | - n/a - | - n/a - | 0 | 90 |  | ComCollege Cafeteria (in session) Misc all | 3588 | 0 | 90 | 0 | 90
4051 | 8 | -99 | -99 | 0 | 1 | -1 | 0 | 0 | 0 | 0 | 0 | 0 | 0 | 0 | ; | ComCollege ComputerRm (in session) | Occup | all | all | No | 1 | 1 | Always Off | 0 | 0 |  |  |  |  | - n/a - | - n/a - | 0 | 0 |  | ComCollege ComputerRm (in session) Occup all Closed | 1 | 0 | 0 | 0 | 0
4051 | 8 | -99 | 6 | -99 | 3598 | -1 | 0 | 50 | 0 | 50 | 0 | 50 | 0 | 50 | ; | ComCollege ComputerRm (in session) | Occup | all | Sat | - | 1 | 0.5 | DEER08 ECC Cmp IS Oc WeH | 0 | 100 |  |  |  |  | - n/a - | - n/a - | 0 | 100 |  | ComCollege ComputerRm (in session) Occup Sat | 3598 | 0 | 50 | 0 | 50
4051 | 8 | -99 | 7 | -99 | 3598 | -1 | 0 | 50 | 0 | 50 | 0 | 50 | 0 | 50 | ; | ComCollege ComputerRm (in session) | Occup | all | Sun | - | 1 | 0.5 | DEER08 ECC Cmp IS Oc WeH | 0 | 100 |  |  |  |  | - n/a - | - n/a - | 0 | 100 |  | ComCollege ComputerRm (in session) Occup Sun | 3598 | 0 | 50 | 0 | 50
4051 | 8 | -99 | 8 | -99 | 3598 | -1 | 0 | 50 | 0 | 50 | 0 | 50 | 0 | 50 | ; | ComCollege ComputerRm (in session) | Occup | all | Hol | - | 1 | 0.5 | DEER08 ECC Cmp IS Oc WeH | 0 | 100 |  |  |  |  | - n/a - | - n/a - | 0 | 100 |  | ComCollege ComputerRm (in session) Occup Hol | 3598 | 0 | 50 | 0 | 50
4051 | 8 | -99 | 11 | -99 | 1 | -1 | 0 | 0 | 0 | 0 | 0 | 0 | 0 | 0 | ; | ComCollege ComputerRm (in session) | Occup | all | Cls | - | 1 | 1 | Always Off | 0 | 0 |  |  |  |  | - n/a - | - n/a - | 0 | 0 |  | ComCollege ComputerRm (in session) Occup Cls | 1 | 0 | 0 | 0 | 0
4051 | 8 | -99 | -99 | -99 | 3082 | -1 | 0 | 100 | 0 | 100 | 0 | 100 | 0 | 100 | ; | ComCollege ComputerRm (in session) | Occup | all | all | - | 1 | 1 | DEER ECC Cmp IS Oc Wd | 0 | 100 |  |  |  |  | - n/a - | - n/a - | 0 | 100 |  | ComCollege ComputerRm (in session) Occup all | 3082 | 0 | 100 | 0 | 100
4051 | 1 | -99 | -99 | 0 | 2 | -1 | 5 | 5 | 5 | 5 | 5 | 5 | 5 | 5 | ; | ComCollege ComputerRm (in session) | ILit | all | all | No | 0.05 | 0.05 | Always On | 100 | 100 | 100 | 100 | 100 | 100 | 100 | 100 | 100 | 100 |  | ComCollege ComputerRm (in session) ILit all Closed | 2 | 5 | 5 | 5 | 5
4051 | 1 | 2 | 6 | -99 | 3838 | -1 | 6.5 | 35 | 6.5 | 35 | 6.5 | 35 | 100 | 100 | ; | ComCollege ComputerRm (in session) | ILit | all | Sat | - | 1 | 1 | DEER08 ECC Cmp IS Lt2 WeH | 6.5 | 35 | 6.5 | 35 | 6.5 | 35 | 6.5 | 35 | 100 | 100 |  | ComCollege ComputerRm (in session) ILit2 Sat | 3838 | 6.5 | 35 | 6.5 | 35
4051 | 1 | 2 | 7 | -99 | 3838 | -1 | 6.5 | 35 | 6.5 | 35 | 6.5 | 35 | 100 | 100 | ; | ComCollege ComputerRm (in session) | ILit | all | Sun | - | 1 | 1 | DEER08 ECC Cmp IS Lt2 WeH | 6.5 | 35 | 6.5 | 35 | 6.5 | 35 | 6.5 | 35 | 100 | 100 |  | ComCollege ComputerRm (in session) ILit2 Sun | 3838 | 6.5 | 35 | 6.5 | 35
4051 | 1 | 2 | 8 | -99 | 3838 | -1 | 6.5 | 35 | 6.5 | 35 | 6.5 | 35 | 100 | 100 | ; | ComCollege ComputerRm (in session) | ILit | all | Hol | - | 1 | 1 | DEER08 ECC Cmp IS Lt2 WeH | 6.5 | 35 | 6.5 | 35 | 6.5 | 35 | 6.5 | 35 | 100 | 100 |  | ComCollege ComputerRm (in session) ILit2 Hol | 3838 | 6.5 | 35 | 6.5 | 35
4051 | 1 | -99 | 6 | -99 | 3600 | -1 | 10 | 35 | 10 | 35 | 10 | 35 | 100 | 100 | ; | ComCollege ComputerRm (in session) | ILit | all | Sat | - | 1 | 1 | DEER08 ECC Cmp IS Lt1 WeH | 10 | 35 | 10 | 35 | 10 | 35 | 10 | 35 | 100 | 100 |  | ComCollege ComputerRm (in session) ILit Sat | 3600 | 10 | 35 | 10 | 35
4051 | 1 | -99 | 7 | -99 | 3600 | -1 | 10 | 35 | 10 | 35 | 10 | 35 | 100 | 100 | ; | ComCollege ComputerRm (in session) | ILit | all | Sun | - | 1 | 1 | DEER08 ECC Cmp IS Lt1 WeH | 10 | 35 | 10 | 35 | 10 | 35 | 10 | 35 | 100 | 100 |  | ComCollege ComputerRm (in session) ILit Sun | 3600 | 10 | 35 | 10 | 35
4051 | 1 | -99 | 8 | -99 | 3600 | -1 | 10 | 35 | 10 | 35 | 10 | 35 | 100 | 100 | ; | ComCollege ComputerRm (in session) | ILit | all | Hol | - | 1 | 1 | DEER08 ECC Cmp IS Lt1 WeH | 10 | 35 | 10 | 35 | 10 | 35 | 10 | 35 | 100 | 100 |  | ComCollege ComputerRm (in session) ILit Hol | 3600 | 10 | 35 | 10 | 35
4051 | 1 | -99 | 11 | -99 | 2 | -1 | 5 | 5 | 5 | 5 | 5 | 5 | 5 | 5 | ; | ComCollege ComputerRm (in session) | ILit | all | Cls | - | 0.05 | 0.05 | Always On | 100 | 100 | 100 | 100 | 100 | 100 | 100 | 100 | 100 | 100 |  | ComCollege ComputerRm (in session) ILit Cls | 2 | 5 | 5 | 5 | 5
4051 | 1 | 2 | -99 | -99 | 3837 | -1 | 10 | 75 | 10 | 75 | 10 | 75 | 100 | 100 | ; | ComCollege ComputerRm (in session) | ILit | all | all | - | 1 | 1 | DEER08 ECC Cmp IS Lt2 Wd | 10 | 75 | 10 | 75 | 10 | 75 | 10 | 75 | 100 | 100 |  | ComCollege ComputerRm (in session) ILit2 all | 3837 | 10 | 75 | 10 | 75
4051 | 1 | -99 | -99 | -99 | 3599 | -1 | 10 | 75 | 10 | 75 | 10 | 75 | 100 | 100 | ; | ComCollege ComputerRm (in session) | ILit | all | all | - | 1 | 1 | DEER08 ECC Cmp IS Lt1 Wd | 10 | 75 | 10 | 75 | 10 | 75 | 10 | 75 | 100 | 100 |  | ComCollege ComputerRm (in session) ILit all | 3599 | 10 | 75 | 10 | 75
4051 | 6 | -99 | -99 | 0 | 2 | -1 | 50 | 50 | 50 | 50 | 50 | 50 | 50 | 50 | ; | ComCollege ComputerRm (in session) | Misc | all | all | No | 0.5 | 0.5 | Always On | 100 | 100 |  |  |  |  | - n/a - | - n/a - | 100 | 100 |  | ComCollege ComputerRm (in session) Misc all Closed | 2 | 50 | 50 | 50 | 50
4051 | 6 | -99 | 6 | -99 | 3602 | -1 | 50 | 75 | 50 | 75 | 50 | 75 | 50 | 75 | ; | ComCollege ComputerRm (in session) | Misc | all | Sat | - | 1 | 0.75 | DEER08 ECC Cmp IS Eq WeH | 50 | 100 |  |  |  |  | - n/a - | - n/a - | 50 | 100 |  | ComCollege ComputerRm (in session) Misc Sat | 3602 | 50 | 75 | 50 | 75
4051 | 6 | -99 | 7 | -99 | 3602 | -1 | 50 | 75 | 50 | 75 | 50 | 75 | 50 | 75 | ; | ComCollege ComputerRm (in session) | Misc | all | Sun | - | 1 | 0.75 | DEER08 ECC Cmp IS Eq WeH | 50 | 100 |  |  |  |  | - n/a - | - n/a - | 50 | 100 |  | ComCollege ComputerRm (in session) Misc Sun | 3602 | 50 | 75 | 50 | 75
4051 | 6 | -99 | 8 | -99 | 3602 | -1 | 50 | 75 | 50 | 75 | 50 | 75 | 50 | 75 | ; | ComCollege ComputerRm (in session) | Misc | all | Hol | - | 1 | 0.75 | DEER08 ECC Cmp IS Eq WeH | 50 | 100 |  |  |  |  | - n/a - | - n/a - | 50 | 100 |  | ComCollege ComputerRm (in session) Misc Hol | 3602 | 50 | 75 | 50 | 75
4051 | 6 | -99 | 11 | -99 | 2 | -1 | 50 | 50 | 50 | 50 | 50 | 50 | 50 | 50 | ; | ComCollege ComputerRm (in session) | Misc | all | Cls | - | 0.5 | 0.5 | Always On | 100 | 100 |  |  |  |  | - n/a - | - n/a - | 100 | 100 |  | ComCollege ComputerRm (in session) Misc Cls | 2 | 50 | 50 | 50 | 50
4051 | 6 | -99 | -99 | -99 | 3601 | -1 | 50 | 100 | 50 | 100 | 50 | 100 | 50 | 100 | ; | ComCollege ComputerRm (in session) | Misc | all | all | - | 1 | 1 | DEER08 ECC Cmp IS Eq Wd | 50 | 100 |  |  |  |  | - n/a - | - n/a - | 50 | 100 |  | ComCollege ComputerRm (in session) Misc all | 3601 | 50 | 100 | 50 | 100
4012 | 8 | -99 | -99 | 0 | 1 | -1 | 0 | 0 | 0 | 0 | 0 | 0 | 0 | 0 | ; | ComCollege Class (summer) | Occup | all | all | No | 1 | 1 | Always Off | 0 | 0 |  |  |  |  | - n/a - | - n/a - | 0 | 0 |  | ComCollege Class (summer) Occup all Closed | 1 | 0 | 0 | 0 | 0
4012 | 8 | -99 | 6 | -99 | 3604 | -1 | 0 | 20 | 0 | 20 | 0 | 20 | 0 | 20 | ; | ComCollege Class (summer) | Occup | all | Sat | - | 1 | 0.4 | DEER08 ECC Cls Sm Oc WeH | 0 | 50 |  |  |  |  | - n/a - | - n/a - | 0 | 50 |  | ComCollege Class (summer) Occup Sat | 3604 | 0 | 20 | 0 | 20
4012 | 8 | -99 | 7 | -99 | 3604 | -1 | 0 | 20 | 0 | 20 | 0 | 20 | 0 | 20 | ; | ComCollege Class (summer) | Occup | all | Sun | - | 1 | 0.4 | DEER08 ECC Cls Sm Oc WeH | 0 | 50 |  |  |  |  | - n/a - | - n/a - | 0 | 50 |  | ComCollege Class (summer) Occup Sun | 3604 | 0 | 20 | 0 | 20
4012 | 8 | -99 | 8 | -99 | 3604 | -1 | 0 | 20 | 0 | 20 | 0 | 20 | 0 | 20 | ; | ComCollege Class (summer) | Occup | all | Hol | - | 1 | 0.4 | DEER08 ECC Cls Sm Oc WeH | 0 | 50 |  |  |  |  | - n/a - | - n/a - | 0 | 50 |  | ComCollege Class (summer) Occup Hol | 3604 | 0 | 20 | 0 | 20
4012 | 8 | -99 | 11 | -99 | 1 | -1 | 0 | 0 | 0 | 0 | 0 | 0 | 0 | 0 | ; | ComCollege Class (summer) | Occup | all | Cls | - | 1 | 1 | Always Off | 0 | 0 |  |  |  |  | - n/a - | - n/a - | 0 | 0 |  | ComCollege Class (summer) Occup Cls | 1 | 0 | 0 | 0 | 0
4012 | 8 | -99 | -99 | -99 | 3603 | -1 | 0 | 40 | 0 | 40 | 0 | 40 | 0 | 40 | ; | ComCollege Class (summer) | Occup | all | all | - | 1 | 0.4 | DEER08 ECC Cls Sm Oc Wd | 0 | 100 |  |  |  |  | - n/a - | - n/a - | 0 | 100 |  | ComCollege Class (summer) Occup all | 3603 | 0 | 40 | 0 | 40
4012 | 1 | -99 | -99 | 0 | 2 | -1 | 3.5 | 3.5 | 3.5 | 3.5 | 3.5 | 3.5 | 3.5 | 3.5 | ; | ComCollege Class (summer) | ILit | all | all | No | 0.035 | 0.035 | Always On | 100 | 100 | 100 | 100 | 100 | 100 | 100 | 100 | 100 | 100 |  | ComCollege Class (summer) ILit all Closed | 2 | 3.5 | 3.5 | 3.5 | 3.5
4012 | 1 | 2 | 6 | -99 | 3840 | -1 | 6.5 | 26.25 | 6.5 | 26.25 | 6.5 | 26.25 | 100 | 100 | ; | ComCollege Class (summer) | ILit | all | Sat | - | 1 | 0.75 | DEER08 ECC Cls Sm Lt2 WeH | 6.5 | 35 | 6.5 | 35 | 6.5 | 35 | 6.5 | 35 | 100 | 100 |  | ComCollege Class (summer) ILit2 Sat | 3840 | 6.5 | 26.25 | 6.5 | 26.25
4012 | 1 | 2 | 7 | -99 | 3840 | -1 | 6.5 | 26.25 | 6.5 | 26.25 | 6.5 | 26.25 | 100 | 100 | ; | ComCollege Class (summer) | ILit | all | Sun | - | 1 | 0.75 | DEER08 ECC Cls Sm Lt2 WeH | 6.5 | 35 | 6.5 | 35 | 6.5 | 35 | 6.5 | 35 | 100 | 100 |  | ComCollege Class (summer) ILit2 Sun | 3840 | 6.5 | 26.25 | 6.5 | 26.25
4012 | 1 | 2 | 8 | -99 | 3840 | -1 | 6.5 | 26.25 | 6.5 | 26.25 | 6.5 | 26.25 | 100 | 100 | ; | ComCollege Class (summer) | ILit | all | Hol | - | 1 | 0.75 | DEER08 ECC Cls Sm Lt2 WeH | 6.5 | 35 | 6.5 | 35 | 6.5 | 35 | 6.5 | 35 | 100 | 100 |  | ComCollege Class (summer) ILit2 Hol | 3840 | 6.5 | 26.25 | 6.5 | 26.25
4012 | 1 | -99 | 6 | -99 | 3606 | -1 | 5 | 18.75 | 5 | 18.75 | 5 | 18.75 | 100 | 100 | ; | ComCollege Class (summer) | ILit | all | Sat | - | 1 | 0.75 | DEER08 ECC Cls Sm Lt1 WeH | 5 | 25 | 5 | 25 | 5 | 25 | 5 | 25 | 100 | 100 |  | ComCollege Class (summer) ILit Sat | 3606 | 5 | 18.75 | 5 | 18.75
4012 | 1 | -99 | 7 | -99 | 3606 | -1 | 5 | 18.75 | 5 | 18.75 | 5 | 18.75 | 100 | 100 | ; | ComCollege Class (summer) | ILit | all | Sun | - | 1 | 0.75 | DEER08 ECC Cls Sm Lt1 WeH | 5 | 25 | 5 | 25 | 5 | 25 | 5 | 25 | 100 | 100 |  | ComCollege Class (summer) ILit Sun | 3606 | 5 | 18.75 | 5 | 18.75
4012 | 1 | -99 | 8 | -99 | 3606 | -1 | 5 | 18.75 | 5 | 18.75 | 5 | 18.75 | 100 | 100 | ; | ComCollege Class (summer) | ILit | all | Hol | - | 1 | 0.75 | DEER08 ECC Cls Sm Lt1 WeH | 5 | 25 | 5 | 25 | 5 | 25 | 5 | 25 | 100 | 100 |  | ComCollege Class (summer) ILit Hol | 3606 | 5 | 18.75 | 5 | 18.75
4012 | 1 | -99 | 11 | -99 | 2 | -1 | 3.5 | 3.5 | 3.5 | 3.5 | 3.5 | 3.5 | 3.5 | 3.5 | ; | ComCollege Class (summer) | ILit | all | Cls | - | 0.035 | 0.035 | Always On | 100 | 100 | 100 | 100 | 100 | 100 | 100 | 100 | 100 | 100 |  | ComCollege Class (summer) ILit Cls | 2 | 3.5 | 3.5 | 3.5 | 3.5
4012 | 1 | 2 | -99 | -99 | 3839 | -1 | 6.5 | 54.375 | 6.5 | 54.375 | 6.5 | 54.375 | 100 | 100 | ; | ComCollege Class (summer) | ILit | all | all | - | 1 | 0.75 | DEER08 ECC Cls Sm Lt2 Wd | 6.5 | 72.5 | 6.5 | 72.5 | 6.5 | 72.5 | 6.5 | 72.5 | 100 | 100 |  | ComCollege Class (summer) ILit2 all | 3839 | 6.5 | 54.375 | 6.5 | 54.375
4012 | 1 | -99 | -99 | -99 | 3605 | -1 | 10 | 48.75 | 10 | 48.75 | 10 | 48.75 | 100 | 100 | ; | ComCollege Class (summer) | ILit | all | all | - | 1 | 0.75 | DEER08 ECC Cls Sm Lt1 Wd | 10 | 65 | 10 | 65 | 10 | 65 | 10 | 65 | 100 | 100 |  | ComCollege Class (summer) ILit all | 3605 | 10 | 48.75 | 10 | 48.75
4012 | 6 | -99 | -99 | 0 | 2 | -1 | 5 | 5 | 5 | 5 | 5 | 5 | 5 | 5 | ; | ComCollege Class (summer) | Misc | all | all | No | 0.05 | 0.05 | Always On | 100 | 100 |  |  |  |  | - n/a - | - n/a - | 100 | 100 |  | ComCollege Class (summer) Misc all Closed | 2 | 5 | 5 | 5 | 5
4012 | 6 | -99 | 6 | -99 | 3608 | -1 | 5 | 30 | 5 | 30 | 5 | 30 | 5 | 30 | ; | ComCollege Class (summer) | Misc | all | Sat | - | 1 | 0.75 | DEER08 ECC Cls Sm Eq WeH | 5 | 40 |  |  |  |  | - n/a - | - n/a - | 5 | 40 |  | ComCollege Class (summer) Misc Sat | 3608 | 5 | 30 | 5 | 30
4012 | 6 | -99 | 7 | -99 | 3608 | -1 | 5 | 30 | 5 | 30 | 5 | 30 | 5 | 30 | ; | ComCollege Class (summer) | Misc | all | Sun | - | 1 | 0.75 | DEER08 ECC Cls Sm Eq WeH | 5 | 40 |  |  |  |  | - n/a - | - n/a - | 5 | 40 |  | ComCollege Class (summer) Misc Sun | 3608 | 5 | 30 | 5 | 30
4012 | 6 | -99 | 8 | -99 | 3608 | -1 | 5 | 30 | 5 | 30 | 5 | 30 | 5 | 30 | ; | ComCollege Class (summer) | Misc | all | Hol | - | 1 | 0.75 | DEER08 ECC Cls Sm Eq WeH | 5 | 40 |  |  |  |  | - n/a - | - n/a - | 5 | 40 |  | ComCollege Class (summer) Misc Hol | 3608 | 5 | 30 | 5 | 30
4012 | 6 | -99 | 11 | -99 | 2 | -1 | 5 | 5 | 5 | 5 | 5 | 5 | 5 | 5 | ; | ComCollege Class (summer) | Misc | all | Cls | - | 0.05 | 0.05 | Always On | 100 | 100 |  |  |  |  | - n/a - | - n/a - | 100 | 100 |  | ComCollege Class (summer) Misc Cls | 2 | 5 | 5 | 5 | 5
4012 | 6 | -99 | -99 | -99 | 3607 | -1 | 5 | 75 | 5 | 75 | 5 | 75 | 5 | 75 | ; | ComCollege Class (summer) | Misc | all | all | - | 1 | 0.75 | DEER08 ECC Cls Sm Eq Wd | 5 | 100 |  |  |  |  | - n/a - | - n/a - | 5 | 100 |  | ComCollege Class (summer) Misc all | 3607 | 5 | 75 | 5 | 75
4022 | 8 | -99 | -99 | 0 | 1 | -1 | 0 | 0 | 0 | 0 | 0 | 0 | 0 | 0 | ; | ComCollege Office (summer) | Occup | all | all | No | 1 | 1 | Always Off | 0 | 0 |  |  |  |  | - n/a - | - n/a - | 0 | 0 |  | ComCollege Office (summer) Occup all Closed | 1 | 0 | 0 | 0 | 0
4022 | 8 | -99 | 6 | -99 | 3610 | -1 | 0 | 17.5 | 0 | 17.5 | 0 | 17.5 | 0 | 17.5 | ; | ComCollege Office (summer) | Occup | all | Sat | - | 1 | 0.175 | DEER08 ECC Off Sm Oc WeH | 0 | 100 |  |  |  |  | - n/a - | - n/a - | 0 | 100 |  | ComCollege Office (summer) Occup Sat | 3610 | 0 | 17.5 | 0 | 17.5
4022 | 8 | -99 | 7 | -99 | 3610 | -1 | 0 | 0 | 0 | 0 | 0 | 0 | 0 | 0 | ; | ComCollege Office (summer) | Occup | all | Sun | - | 0 | 0 | DEER08 ECC Off Sm Oc WeH | 0 | 100 |  |  |  |  | - n/a - | - n/a - | 0 | 100 |  | ComCollege Office (summer) Occup Sun | 3610 | 0 | 0 | 0 | 0
4022 | 8 | -99 | 8 | -99 | 3610 | -1 | 0 | 0 | 0 | 0 | 0 | 0 | 0 | 0 | ; | ComCollege Office (summer) | Occup | all | Hol | - | 0 | 0 | DEER08 ECC Off Sm Oc WeH | 0 | 100 |  |  |  |  | - n/a - | - n/a - | 0 | 100 |  | ComCollege Office (summer) Occup Hol | 3610 | 0 | 0 | 0 | 0
4022 | 8 | -99 | 11 | -99 | 1 | -1 | 0 | 0 | 0 | 0 | 0 | 0 | 0 | 0 | ; | ComCollege Office (summer) | Occup | all | Cls | - | 1 | 1 | Always Off | 0 | 0 |  |  |  |  | - n/a - | - n/a - | 0 | 0 |  | ComCollege Office (summer) Occup Cls | 1 | 0 | 0 | 0 | 0
4022 | 8 | -99 | -99 | -99 | 3609 | -1 | 0 | 50 | 0 | 50 | 0 | 50 | 0 | 50 | ; | ComCollege Office (summer) | Occup | all | all | - | 1 | 0.5 | DEER08 ECC Off Sm Oc Wd | 0 | 100 |  |  |  |  | - n/a - | - n/a - | 0 | 100 |  | ComCollege Office (summer) Occup all | 3609 | 0 | 50 | 0 | 50
4022 | 1 | -99 | -99 | 0 | 2 | -1 | 3.5 | 3.5 | 3.5 | 3.5 | 3.5 | 3.5 | 3.5 | 3.5 | ; | ComCollege Office (summer) | ILit | all | all | No | 0.035 | 0.035 | Always On | 100 | 100 | 100 | 100 | 100 | 100 | 100 | 100 | 100 | 100 |  | ComCollege Office (summer) ILit all Closed | 2 | 3.5 | 3.5 | 3.5 | 3.5
4022 | 1 | 2 | 6 | -99 | 3842 | -1 | 10 | 28.125 | 10 | 28.125 | 10 | 28.125 | 100 | 100 | ; | ComCollege Office (summer) | ILit | all | Sat | - | 1 | 0.5625 | DEER08 ECC Off Sm Lt2 WeH | 10 | 50 | 10 | 50 | 10 | 50 | 10 | 50 | 100 | 100 |  | ComCollege Office (summer) ILit2 Sat | 3842 | 10 | 28.125 | 10 | 28.125
4022 | 1 | 2 | 7 | -99 | 3842 | -1 | 3.5 | 3.5 | 3.5 | 3.5 | 3.5 | 3.5 | 35 | 35 | ; | ComCollege Office (summer) | ILit | all | Sun | - | 0.35 | 0.035 | DEER08 ECC Off Sm Lt2 WeH | 10 | 50 | 10 | 50 | 10 | 50 | 10 | 50 | 100 | 100 |  | ComCollege Office (summer) ILit2 Sun | 3842 | 3.5 | 3.5 | 3.5 | 3.5
4022 | 1 | 2 | 8 | -99 | 3842 | -1 | 3.5 | 3.5 | 3.5 | 3.5 | 3.5 | 3.5 | 35 | 35 | ; | ComCollege Office (summer) | ILit | all | Hol | - | 0.35 | 0.035 | DEER08 ECC Off Sm Lt2 WeH | 10 | 50 | 10 | 50 | 10 | 50 | 10 | 50 | 100 | 100 |  | ComCollege Office (summer) ILit2 Hol | 3842 | 3.5 | 3.5 | 3.5 | 3.5
4022 | 1 | -99 | 6 | -99 | 3612 | -1 | 10 | 28.125 | 10 | 28.125 | 10 | 28.125 | 100 | 100 | ; | ComCollege Office (summer) | ILit | all | Sat | - | 1 | 0.5625 | DEER08 ECC Off Sm Lt1 WeH | 10 | 50 | 10 | 50 | 10 | 50 | 10 | 50 | 100 | 100 |  | ComCollege Office (summer) ILit Sat | 3612 | 10 | 28.125 | 10 | 28.125
4022 | 1 | -99 | 7 | -99 | 3612 | -1 | 3.5 | 3.5 | 3.5 | 3.5 | 3.5 | 3.5 | 35 | 35 | ; | ComCollege Office (summer) | ILit | all | Sun | - | 0.35 | 0.035 | DEER08 ECC Off Sm Lt1 WeH | 10 | 50 | 10 | 50 | 10 | 50 | 10 | 50 | 100 | 100 |  | ComCollege Office (summer) ILit Sun | 3612 | 3.5 | 3.5 | 3.5 | 3.5
4022 | 1 | -99 | 8 | -99 | 3612 | -1 | 3.5 | 3.5 | 3.5 | 3.5 | 3.5 | 3.5 | 35 | 35 | ; | ComCollege Office (summer) | ILit | all | Hol | - | 0.35 | 0.035 | DEER08 ECC Off Sm Lt1 WeH | 10 | 50 | 10 | 50 | 10 | 50 | 10 | 50 | 100 | 100 |  | ComCollege Office (summer) ILit Hol | 3612 | 3.5 | 3.5 | 3.5 | 3.5
4022 | 1 | -99 | 11 | -99 | 2 | -1 | 3.5 | 3.5 | 3.5 | 3.5 | 3.5 | 3.5 | 3.5 | 3.5 | ; | ComCollege Office (summer) | ILit | all | Cls | - | 0.035 | 0.035 | Always On | 100 | 100 | 100 | 100 | 100 | 100 | 100 | 100 | 100 | 100 |  | ComCollege Office (summer) ILit Cls | 2 | 3.5 | 3.5 | 3.5 | 3.5
4022 | 1 | 2 | -99 | -99 | 3841 | -1 | 10 | 56.25 | 10 | 56.25 | 10 | 56.25 | 100 | 100 | ; | ComCollege Office (summer) | ILit | all | all | - | 1 | 0.75 | DEER08 ECC Off Sm Lt2 Wd | 10 | 75 | 10 | 75 | 10 | 75 | 10 | 75 | 100 | 100 |  | ComCollege Office (summer) ILit2 all | 3841 | 10 | 56.25 | 10 | 56.25
4022 | 1 | -99 | -99 | -99 | 3611 | -1 | 10 | 67.5 | 10 | 67.5 | 10 | 67.5 | 100 | 100 | ; | ComCollege Office (summer) | ILit | all | all | - | 1 | 0.75 | DEER08 ECC Off Sm Lt1 Wd | 10 | 90 | 10 | 90 | 10 | 90 | 10 | 90 | 100 | 100 |  | ComCollege Office (summer) ILit all | 3611 | 10 | 67.5 | 10 | 67.5
4022 | 6 | -99 | -99 | 0 | 2 | -1 | 3.5 | 3.5 | 3.5 | 3.5 | 3.5 | 3.5 | 3.5 | 3.5 | ; | ComCollege Office (summer) | Misc | all | all | No | 0.035 | 0.035 | Always On | 100 | 100 |  |  |  |  | - n/a - | - n/a - | 100 | 100 |  | ComCollege Office (summer) Misc all Closed | 2 | 3.5 | 3.5 | 3.5 | 3.5
4022 | 6 | -99 | 6 | -99 | 3614 | -1 | 10 | 56.25 | 10 | 56.25 | 10 | 56.25 | 10 | 56.25 | ; | ComCollege Office (summer) | Misc | all | Sat | - | 1 | 0.5625 | DEER08 ECC Off Sm Eq WeH | 10 | 100 |  |  |  |  | - n/a - | - n/a - | 10 | 100 |  | ComCollege Office (summer) Misc Sat | 3614 | 10 | 56.25 | 10 | 56.25
4022 | 6 | -99 | 7 | -99 | 3614 | -1 | 3.5 | 3.5 | 3.5 | 3.5 | 3.5 | 3.5 | 3.5 | 3.5 | ; | ComCollege Office (summer) | Misc | all | Sun | - | 0.35 | 0.035 | DEER08 ECC Off Sm Eq WeH | 10 | 100 |  |  |  |  | - n/a - | - n/a - | 10 | 100 |  | ComCollege Office (summer) Misc Sun | 3614 | 3.5 | 3.5 | 3.5 | 3.5
4022 | 6 | -99 | 8 | -99 | 3614 | -1 | 3.5 | 3.5 | 3.5 | 3.5 | 3.5 | 3.5 | 3.5 | 3.5 | ; | ComCollege Office (summer) | Misc | all | Hol | - | 0.35 | 0.035 | DEER08 ECC Off Sm Eq WeH | 10 | 100 |  |  |  |  | - n/a - | - n/a - | 10 | 100 |  | ComCollege Office (summer) Misc Hol | 3614 | 3.5 | 3.5 | 3.5 | 3.5
4022 | 6 | -99 | 11 | -99 | 2 | -1 | 3.5 | 3.5 | 3.5 | 3.5 | 3.5 | 3.5 | 3.5 | 3.5 | ; | ComCollege Office (summer) | Misc | all | Cls | - | 0.035 | 0.035 | Always On | 100 | 100 |  |  |  |  | - n/a - | - n/a - | 100 | 100 |  | ComCollege Office (summer) Misc Cls | 2 | 3.5 | 3.5 | 3.5 | 3.5
4022 | 6 | -99 | -99 | -99 | 3613 | -1 | 10 | 75 | 10 | 75 | 10 | 75 | 10 | 75 | ; | ComCollege Office (summer) | Misc | all | all | - | 1 | 0.75 | DEER08 ECC Off Sm Eq Wd | 10 | 100 |  |  |  |  | - n/a - | - n/a - | 10 | 100 |  | ComCollege Office (summer) Misc all | 3613 | 10 | 75 | 10 | 75
4032 | 8 | -99 | -99 | 0 | 1 | -1 | 0 | 0 | 0 | 0 | 0 | 0 | 0 | 0 | ; | ComCollege Kitchen (summer) | Occup | all | all | No | 1 | 1 | Always Off | 0 | 0 |  |  |  |  | - n/a - | - n/a - | 0 | 0 |  | ComCollege Kitchen (summer) Occup all Closed | 1 | 0 | 0 | 0 | 0
4032 | 8 | -99 | 6 | -99 | 3622 | -1 | 0 | 25.02 | 0 | 25.02 | 0 | 25.02 | 0 | 25.02 | ; | ComCollege Kitchen (summer) | Occup | all | Sat | - | 1 | 0.278 | DEER08 ECC Kit Sm Oc WeH | 0 | 90 |  |  |  |  | - n/a - | - n/a - | 0 | 90 |  | ComCollege Kitchen (summer) Occup Sat | 3622 | 0 | 25.02 | 0 | 25.02
4032 | 8 | -99 | 7 | -99 | 3622 | -1 | 0 | 25.02 | 0 | 25.02 | 0 | 25.02 | 0 | 25.02 | ; | ComCollege Kitchen (summer) | Occup | all | Sun | - | 1 | 0.278 | DEER08 ECC Kit Sm Oc WeH | 0 | 90 |  |  |  |  | - n/a - | - n/a - | 0 | 90 |  | ComCollege Kitchen (summer) Occup Sun | 3622 | 0 | 25.02 | 0 | 25.02
4032 | 8 | -99 | 8 | -99 | 3622 | -1 | 0 | 25.02 | 0 | 25.02 | 0 | 25.02 | 0 | 25.02 | ; | ComCollege Kitchen (summer) | Occup | all | Hol | - | 1 | 0.278 | DEER08 ECC Kit Sm Oc WeH | 0 | 90 |  |  |  |  | - n/a - | - n/a - | 0 | 90 |  | ComCollege Kitchen (summer) Occup Hol | 3622 | 0 | 25.02 | 0 | 25.02
4032 | 8 | -99 | 11 | -99 | 1 | -1 | 0 | 0 | 0 | 0 | 0 | 0 | 0 | 0 | ; | ComCollege Kitchen (summer) | Occup | all | Cls | - | 1 | 1 | Always Off | 0 | 0 |  |  |  |  | - n/a - | - n/a - | 0 | 0 |  | ComCollege Kitchen (summer) Occup Cls | 1 | 0 | 0 | 0 | 0
4032 | 8 | -99 | -99 | -99 | 3621 | -1 | 0 | 45 | 0 | 45 | 0 | 45 | 0 | 45 | ; | ComCollege Kitchen (summer) | Occup | all | all | - | 1 | 0.5 | DEER08 ECC Kit Sm Oc Wd | 0 | 90 |  |  |  |  | - n/a - | - n/a - | 0 | 90 |  | ComCollege Kitchen (summer) Occup all | 3621 | 0 | 45 | 0 | 45
4032 | 1 | -99 | -99 | 0 | 2 | -1 | 3.5 | 3.5 | 3.5 | 3.5 | 3.5 | 3.5 | 3.5 | 3.5 | ; | ComCollege Kitchen (summer) | ILit | all | all | No | 0.035 | 0.035 | Always On | 100 | 100 | 100 | 100 | 100 | 100 | 100 | 100 | 100 | 100 |  | ComCollege Kitchen (summer) ILit all Closed | 2 | 3.5 | 3.5 | 3.5 | 3.5
4032 | 1 | 2 | 6 | -99 | 3846 | -1 | 10 | 28.125 | 10 | 28.125 | 10 | 28.125 | 100 | 100 | ; | ComCollege Kitchen (summer) | ILit | all | Sat | - | 1 | 0.5625 | DEER08 ECC Kit Sm Lt2 WeH | 10 | 50 | 10 | 50 | 10 | 50 | 10 | 50 | 100 | 100 |  | ComCollege Kitchen (summer) ILit2 Sat | 3846 | 10 | 28.125 | 10 | 28.125
4032 | 1 | 2 | 7 | -99 | 3846 | -1 | 10 | 28.125 | 10 | 28.125 | 10 | 28.125 | 100 | 100 | ; | ComCollege Kitchen (summer) | ILit | all | Sun | - | 1 | 0.5625 | DEER08 ECC Kit Sm Lt2 WeH | 10 | 50 | 10 | 50 | 10 | 50 | 10 | 50 | 100 | 100 |  | ComCollege Kitchen (summer) ILit2 Sun | 3846 | 10 | 28.125 | 10 | 28.125
4032 | 1 | 2 | 8 | -99 | 3846 | -1 | 10 | 28.125 | 10 | 28.125 | 10 | 28.125 | 100 | 100 | ; | ComCollege Kitchen (summer) | ILit | all | Hol | - | 1 | 0.5625 | DEER08 ECC Kit Sm Lt2 WeH | 10 | 50 | 10 | 50 | 10 | 50 | 10 | 50 | 100 | 100 |  | ComCollege Kitchen (summer) ILit2 Hol | 3846 | 10 | 28.125 | 10 | 28.125
4032 | 1 | -99 | 6 | -99 | 3624 | -1 | 10 | 28.125 | 10 | 28.125 | 10 | 28.125 | 100 | 100 | ; | ComCollege Kitchen (summer) | ILit | all | Sat | - | 1 | 0.5625 | DEER08 ECC Kit Sm Lt1 WeH | 10 | 50 | 10 | 50 | 10 | 50 | 10 | 50 | 100 | 100 |  | ComCollege Kitchen (summer) ILit Sat | 3624 | 10 | 28.125 | 10 | 28.125
4032 | 1 | -99 | 7 | -99 | 3624 | -1 | 10 | 28.125 | 10 | 28.125 | 10 | 28.125 | 100 | 100 | ; | ComCollege Kitchen (summer) | ILit | all | Sun | - | 1 | 0.5625 | DEER08 ECC Kit Sm Lt1 WeH | 10 | 50 | 10 | 50 | 10 | 50 | 10 | 50 | 100 | 100 |  | ComCollege Kitchen (summer) ILit Sun | 3624 | 10 | 28.125 | 10 | 28.125
4032 | 1 | -99 | 8 | -99 | 3624 | -1 | 10 | 28.125 | 10 | 28.125 | 10 | 28.125 | 100 | 100 | ; | ComCollege Kitchen (summer) | ILit | all | Hol | - | 1 | 0.5625 | DEER08 ECC Kit Sm Lt1 WeH | 10 | 50 | 10 | 50 | 10 | 50 | 10 | 50 | 100 | 100 |  | ComCollege Kitchen (summer) ILit Hol | 3624 | 10 | 28.125 | 10 | 28.125
4032 | 1 | -99 | 11 | -99 | 2 | -1 | 3.5 | 3.5 | 3.5 | 3.5 | 3.5 | 3.5 | 3.5 | 3.5 | ; | ComCollege Kitchen (summer) | ILit | all | Cls | - | 0.035 | 0.035 | Always On | 100 | 100 | 100 | 100 | 100 | 100 | 100 | 100 | 100 | 100 |  | ComCollege Kitchen (summer) ILit Cls | 2 | 3.5 | 3.5 | 3.5 | 3.5
4032 | 1 | 2 | -99 | -99 | 3845 | -1 | 10 | 56.25 | 10 | 56.25 | 10 | 56.25 | 100 | 100 | ; | ComCollege Kitchen (summer) | ILit | all | all | - | 1 | 0.75 | DEER08 ECC Kit Sm Lt2 Wd | 10 | 75 | 10 | 75 | 10 | 75 | 10 | 75 | 100 | 100 |  | ComCollege Kitchen (summer) ILit2 all | 3845 | 10 | 56.25 | 10 | 56.25
4032 | 1 | -99 | -99 | -99 | 3623 | -1 | 10 | 60 | 10 | 60 | 10 | 60 | 100 | 100 | ; | ComCollege Kitchen (summer) | ILit | all | all | - | 1 | 0.75 | DEER08 ECC Kit Sm Lt1 Wd | 10 | 80 | 10 | 80 | 10 | 80 | 10 | 80 | 100 | 100 |  | ComCollege Kitchen (summer) ILit all | 3623 | 10 | 60 | 10 | 60
4032 | 6 | -99 | -99 | 0 | 2 | -1 | 12 | 12 | 12 | 12 | 12 | 12 | 12 | 12 | ; | ComCollege Kitchen (summer) | Misc | all | all | No | 0.12 | 0.12 | Always On | 100 | 100 |  |  |  |  | - n/a - | - n/a - | 100 | 100 |  | ComCollege Kitchen (summer) Misc all Closed | 2 | 12 | 12 | 12 | 12
4032 | 6 | -99 | 6 | -99 | 3626 | -1 | 30 | 56.25 | 30 | 56.25 | 30 | 56.25 | 30 | 56.25 | ; | ComCollege Kitchen (summer) | Misc | all | Sat | - | 1 | 0.5625 | DEER08 ECC Kit Sm Eq WeH | 30 | 100 |  |  |  |  | - n/a - | - n/a - | 30 | 100 |  | ComCollege Kitchen (summer) Misc Sat | 3626 | 30 | 56.25 | 30 | 56.25
4032 | 6 | -99 | 7 | -99 | 3626 | -1 | 30 | 56.25 | 30 | 56.25 | 30 | 56.25 | 30 | 56.25 | ; | ComCollege Kitchen (summer) | Misc | all | Sun | - | 1 | 0.5625 | DEER08 ECC Kit Sm Eq WeH | 30 | 100 |  |  |  |  | - n/a - | - n/a - | 30 | 100 |  | ComCollege Kitchen (summer) Misc Sun | 3626 | 30 | 56.25 | 30 | 56.25
4032 | 6 | -99 | 8 | -99 | 3626 | -1 | 30 | 56.25 | 30 | 56.25 | 30 | 56.25 | 30 | 56.25 | ; | ComCollege Kitchen (summer) | Misc | all | Hol | - | 1 | 0.5625 | DEER08 ECC Kit Sm Eq WeH | 30 | 100 |  |  |  |  | - n/a - | - n/a - | 30 | 100 |  | ComCollege Kitchen (summer) Misc Hol | 3626 | 30 | 56.25 | 30 | 56.25
4032 | 6 | -99 | 11 | -99 | 2 | -1 | 12 | 12 | 12 | 12 | 12 | 12 | 12 | 12 | ; | ComCollege Kitchen (summer) | Misc | all | Cls | - | 0.12 | 0.12 | Always On | 100 | 100 |  |  |  |  | - n/a - | - n/a - | 100 | 100 |  | ComCollege Kitchen (summer) Misc Cls | 2 | 12 | 12 | 12 | 12
4032 | 6 | -99 | -99 | -99 | 3625 | -1 | 30 | 75 | 30 | 75 | 30 | 75 | 30 | 75 | ; | ComCollege Kitchen (summer) | Misc | all | all | - | 1 | 0.75 | DEER08 ECC Kit Sm Eq Wd | 30 | 100 |  |  |  |  | - n/a - | - n/a - | 30 | 100 |  | ComCollege Kitchen (summer) Misc all | 3625 | 30 | 75 | 30 | 75
4032 | 4 | -99 | -99 | 0 | 2 | -1 | 3.5 | 3.5 | 3.5 | 3.5 | 3.5 | 3.5 | 3.5 | 3.5 | ; | ComCollege Kitchen (summer) | Cook | all | all | No | 0.035 | 0.035 | Always On | 100 | 100 |  |  |  |  | - n/a - | - n/a - | 100 | 100 |  | ComCollege Kitchen (summer) Cook all Closed | 2 | 3.5 | 3.5 | 3.5 | 3.5
4032 | 4 | -99 | 6 | -99 | 3628 | -1 | 5 | 56.25 | 5 | 56.25 | 5 | 56.25 | 5 | 56.25 | ; | ComCollege Kitchen (summer) | Cook | all | Sat | - | 1 | 0.5625 | DEER08 ECC Kit Sm Ck WeH | 5 | 100 |  |  |  |  | - n/a - | - n/a - | 5 | 100 |  | ComCollege Kitchen (summer) Cook Sat | 3628 | 5 | 56.25 | 5 | 56.25
4032 | 4 | -99 | 7 | -99 | 3628 | -1 | 5 | 56.25 | 5 | 56.25 | 5 | 56.25 | 5 | 56.25 | ; | ComCollege Kitchen (summer) | Cook | all | Sun | - | 1 | 0.5625 | DEER08 ECC Kit Sm Ck WeH | 5 | 100 |  |  |  |  | - n/a - | - n/a - | 5 | 100 |  | ComCollege Kitchen (summer) Cook Sun | 3628 | 5 | 56.25 | 5 | 56.25
4032 | 4 | -99 | 8 | -99 | 3628 | -1 | 5 | 56.25 | 5 | 56.25 | 5 | 56.25 | 5 | 56.25 | ; | ComCollege Kitchen (summer) | Cook | all | Hol | - | 1 | 0.5625 | DEER08 ECC Kit Sm Ck WeH | 5 | 100 |  |  |  |  | - n/a - | - n/a - | 5 | 100 |  | ComCollege Kitchen (summer) Cook Hol | 3628 | 5 | 56.25 | 5 | 56.25
4032 | 4 | -99 | 11 | -99 | 2 | -1 | 3.5 | 3.5 | 3.5 | 3.5 | 3.5 | 3.5 | 3.5 | 3.5 | ; | ComCollege Kitchen (summer) | Cook | all | Cls | - | 0.035 | 0.035 | Always On | 100 | 100 |  |  |  |  | - n/a - | - n/a - | 100 | 100 |  | ComCollege Kitchen (summer) Cook Cls | 2 | 3.5 | 3.5 | 3.5 | 3.5
4032 | 4 | -99 | -99 | -99 | 3627 | -1 | 5 | 75 | 5 | 75 | 5 | 75 | 5 | 75 | ; | ComCollege Kitchen (summer) | Cook | all | all | - | 1 | 0.75 | DEER08 ECC Kit Sm Ck Wd | 5 | 100 |  |  |  |  | - n/a - | - n/a - | 5 | 100 |  | ComCollege Kitchen (summer) Cook all | 3627 | 5 | 75 | 5 | 75
4042 | 8 | -99 | -99 | 0 | 1 | -1 | 0 | 0 | 0 | 0 | 0 | 0 | 0 | 0 | ; | ComCollege Cafeteria (summer) | Occup | all | all | No | 1 | 1 | Always Off | 0 | 0 |  |  |  |  | - n/a - | - n/a - | 0 | 0 |  | ComCollege Cafeteria (summer) Occup all Closed | 1 | 0 | 0 | 0 | 0
4042 | 8 | -99 | 6 | -99 | 3616 | -1 | 0 | 10.404 | 0 | 10.404 | 0 | 10.404 | 0 | 10.404 | ; | ComCollege Cafeteria (summer) | Occup | all | Sat | - | 1 | 0.1156 | DEER08 ECC Din Sm Oc WeH | 0 | 90 |  |  |  |  | - n/a - | - n/a - | 0 | 90 |  | ComCollege Cafeteria (summer) Occup Sat | 3616 | 0 | 10.404 | 0 | 10.404
4042 | 8 | -99 | 7 | -99 | 3616 | -1 | 0 | 10.404 | 0 | 10.404 | 0 | 10.404 | 0 | 10.404 | ; | ComCollege Cafeteria (summer) | Occup | all | Sun | - | 1 | 0.1156 | DEER08 ECC Din Sm Oc WeH | 0 | 90 |  |  |  |  | - n/a - | - n/a - | 0 | 90 |  | ComCollege Cafeteria (summer) Occup Sun | 3616 | 0 | 10.404 | 0 | 10.404
4042 | 8 | -99 | 8 | -99 | 3616 | -1 | 0 | 10.404 | 0 | 10.404 | 0 | 10.404 | 0 | 10.404 | ; | ComCollege Cafeteria (summer) | Occup | all | Hol | - | 1 | 0.1156 | DEER08 ECC Din Sm Oc WeH | 0 | 90 |  |  |  |  | - n/a - | - n/a - | 0 | 90 |  | ComCollege Cafeteria (summer) Occup Hol | 3616 | 0 | 10.404 | 0 | 10.404
4042 | 8 | -99 | 11 | -99 | 1 | -1 | 0 | 0 | 0 | 0 | 0 | 0 | 0 | 0 | ; | ComCollege Cafeteria (summer) | Occup | all | Cls | - | 1 | 1 | Always Off | 0 | 0 |  |  |  |  | - n/a - | - n/a - | 0 | 0 |  | ComCollege Cafeteria (summer) Occup Cls | 1 | 0 | 0 | 0 | 0
4042 | 8 | -99 | -99 | -99 | 3615 | -1 | 0 | 36 | 0 | 36 | 0 | 36 | 0 | 36 | ; | ComCollege Cafeteria (summer) | Occup | all | all | - | 1 | 0.4 | DEER08 ECC Din Sm Oc Wd | 0 | 90 |  |  |  |  | - n/a - | - n/a - | 0 | 90 |  | ComCollege Cafeteria (summer) Occup all | 3615 | 0 | 36 | 0 | 36
4042 | 1 | -99 | -99 | 0 | 2 | -1 | 3.5 | 3.5 | 3.5 | 3.5 | 3.5 | 3.5 | 3.5 | 3.5 | ; | ComCollege Cafeteria (summer) | ILit | all | all | No | 0.035 | 0.035 | Always On | 100 | 100 | 100 | 100 | 100 | 100 | 100 | 100 | 100 | 100 |  | ComCollege Cafeteria (summer) ILit all Closed | 2 | 3.5 | 3.5 | 3.5 | 3.5
4042 | 1 | 2 | 6 | -99 | 3844 | -1 | 10 | 28.125 | 10 | 28.125 | 10 | 28.125 | 100 | 100 | ; | ComCollege Cafeteria (summer) | ILit | all | Sat | - | 1 | 0.5625 | DEER08 ECC Din Sm Lt2 WeH | 10 | 50 | 10 | 50 | 10 | 50 | 10 | 50 | 100 | 100 |  | ComCollege Cafeteria (summer) ILit2 Sat | 3844 | 10 | 28.125 | 10 | 28.125
4042 | 1 | 2 | 7 | -99 | 3844 | -1 | 10 | 28.125 | 10 | 28.125 | 10 | 28.125 | 100 | 100 | ; | ComCollege Cafeteria (summer) | ILit | all | Sun | - | 1 | 0.5625 | DEER08 ECC Din Sm Lt2 WeH | 10 | 50 | 10 | 50 | 10 | 50 | 10 | 50 | 100 | 100 |  | ComCollege Cafeteria (summer) ILit2 Sun | 3844 | 10 | 28.125 | 10 | 28.125
4042 | 1 | 2 | 8 | -99 | 3844 | -1 | 10 | 28.125 | 10 | 28.125 | 10 | 28.125 | 100 | 100 | ; | ComCollege Cafeteria (summer) | ILit | all | Hol | - | 1 | 0.5625 | DEER08 ECC Din Sm Lt2 WeH | 10 | 50 | 10 | 50 | 10 | 50 | 10 | 50 | 100 | 100 |  | ComCollege Cafeteria (summer) ILit2 Hol | 3844 | 10 | 28.125 | 10 | 28.125
4042 | 1 | -99 | 6 | -99 | 3618 | -1 | 10 | 28.125 | 10 | 28.125 | 10 | 28.125 | 100 | 100 | ; | ComCollege Cafeteria (summer) | ILit | all | Sat | - | 1 | 0.5625 | DEER08 ECC Din Sm Lt1 WeH | 10 | 50 | 10 | 50 | 10 | 50 | 10 | 50 | 100 | 100 |  | ComCollege Cafeteria (summer) ILit Sat | 3618 | 10 | 28.125 | 10 | 28.125
4042 | 1 | -99 | 7 | -99 | 3618 | -1 | 10 | 28.125 | 10 | 28.125 | 10 | 28.125 | 100 | 100 | ; | ComCollege Cafeteria (summer) | ILit | all | Sun | - | 1 | 0.5625 | DEER08 ECC Din Sm Lt1 WeH | 10 | 50 | 10 | 50 | 10 | 50 | 10 | 50 | 100 | 100 |  | ComCollege Cafeteria (summer) ILit Sun | 3618 | 10 | 28.125 | 10 | 28.125
4042 | 1 | -99 | 8 | -99 | 3618 | -1 | 10 | 28.125 | 10 | 28.125 | 10 | 28.125 | 100 | 100 | ; | ComCollege Cafeteria (summer) | ILit | all | Hol | - | 1 | 0.5625 | DEER08 ECC Din Sm Lt1 WeH | 10 | 50 | 10 | 50 | 10 | 50 | 10 | 50 | 100 | 100 |  | ComCollege Cafeteria (summer) ILit Hol | 3618 | 10 | 28.125 | 10 | 28.125
4042 | 1 | -99 | 11 | -99 | 2 | -1 | 3.5 | 3.5 | 3.5 | 3.5 | 3.5 | 3.5 | 3.5 | 3.5 | ; | ComCollege Cafeteria (summer) | ILit | all | Cls | - | 0.035 | 0.035 | Always On | 100 | 100 | 100 | 100 | 100 | 100 | 100 | 100 | 100 | 100 |  | ComCollege Cafeteria (summer) ILit Cls | 2 | 3.5 | 3.5 | 3.5 | 3.5
4042 | 1 | 2 | -99 | -99 | 3843 | -1 | 10 | 52.5 | 10 | 52.5 | 10 | 52.5 | 100 | 100 | ; | ComCollege Cafeteria (summer) | ILit | all | all | - | 1 | 0.75 | DEER08 ECC Din Sm Lt2 Wd | 10 | 70 | 10 | 70 | 10 | 70 | 10 | 70 | 100 | 100 |  | ComCollege Cafeteria (summer) ILit2 all | 3843 | 10 | 52.5 | 10 | 52.5
4042 | 1 | -99 | -99 | -99 | 3617 | -1 | 10 | 56.25 | 10 | 56.25 | 10 | 56.25 | 100 | 100 | ; | ComCollege Cafeteria (summer) | ILit | all | all | - | 1 | 0.75 | DEER08 ECC Din Sm Lt1 Wd | 10 | 75 | 10 | 75 | 10 | 75 | 10 | 75 | 100 | 100 |  | ComCollege Cafeteria (summer) ILit all | 3617 | 10 | 56.25 | 10 | 56.25
4042 | 6 | -99 | -99 | 0 | 2 | -1 | 2 | 2 | 2 | 2 | 2 | 2 | 2 | 2 | ; | ComCollege Cafeteria (summer) | Misc | all | all | No | 0.02 | 0.02 | Always On | 100 | 100 |  |  |  |  | - n/a - | - n/a - | 100 | 100 |  | ComCollege Cafeteria (summer) Misc all Closed | 2 | 2 | 2 | 2 | 2
4042 | 6 | -99 | 6 | -99 | 3620 | -1 | 0 | 56.25 | 0 | 56.25 | 0 | 56.25 | 0 | 56.25 | ; | ComCollege Cafeteria (summer) | Misc | all | Sat | - | 1 | 0.75 | DEER08 ECC Din Sm Eq WeH | 0 | 75 |  |  |  |  | - n/a - | - n/a - | 0 | 75 |  | ComCollege Cafeteria (summer) Misc Sat | 3620 | 0 | 56.25 | 0 | 56.25
4042 | 6 | -99 | 7 | -99 | 3620 | -1 | 0 | 56.25 | 0 | 56.25 | 0 | 56.25 | 0 | 56.25 | ; | ComCollege Cafeteria (summer) | Misc | all | Sun | - | 1 | 0.75 | DEER08 ECC Din Sm Eq WeH | 0 | 75 |  |  |  |  | - n/a - | - n/a - | 0 | 75 |  | ComCollege Cafeteria (summer) Misc Sun | 3620 | 0 | 56.25 | 0 | 56.25
4042 | 6 | -99 | 8 | -99 | 3620 | -1 | 0 | 56.25 | 0 | 56.25 | 0 | 56.25 | 0 | 56.25 | ; | ComCollege Cafeteria (summer) | Misc | all | Hol | - | 1 | 0.75 | DEER08 ECC Din Sm Eq WeH | 0 | 75 |  |  |  |  | - n/a - | - n/a - | 0 | 75 |  | ComCollege Cafeteria (summer) Misc Hol | 3620 | 0 | 56.25 | 0 | 56.25
4042 | 6 | -99 | 11 | -99 | 2 | -1 | 2 | 2 | 2 | 2 | 2 | 2 | 2 | 2 | ; | ComCollege Cafeteria (summer) | Misc | all | Cls | - | 0.02 | 0.02 | Always On | 100 | 100 |  |  |  |  | - n/a - | - n/a - | 100 | 100 |  | ComCollege Cafeteria (summer) Misc Cls | 2 | 2 | 2 | 2 | 2
4042 | 6 | -99 | -99 | -99 | 3619 | -1 | 0 | 67.5 | 0 | 67.5 | 0 | 67.5 | 0 | 67.5 | ; | ComCollege Cafeteria (summer) | Misc | all | all | - | 1 | 0.75 | DEER08 ECC Din Sm Eq Wd | 0 | 90 |  |  |  |  | - n/a - | - n/a - | 0 | 90 |  | ComCollege Cafeteria (summer) Misc all | 3619 | 0 | 67.5 | 0 | 67.5
4052 | 8 | -99 | -99 | 0 | 1 | -1 | 0 | 0 | 0 | 0 | 0 | 0 | 0 | 0 | ; | ComCollege ComputerRm (summer) | Occup | all | all | No | 1 | 1 | Always Off | 0 | 0 |  |  |  |  | - n/a - | - n/a - | 0 | 0 |  | ComCollege ComputerRm (summer) Occup all Closed | 1 | 0 | 0 | 0 | 0
4052 | 8 | -99 | 6 | -99 | 3630 | -1 | 0 | 20 | 0 | 20 | 0 | 20 | 0 | 20 | ; | ComCollege ComputerRm (summer) | Occup | all | Sat | - | 1 | 0.2 | DEER08 ECC Cmp Sm Oc WeH | 0 | 100 |  |  |  |  | - n/a - | - n/a - | 0 | 100 |  | ComCollege ComputerRm (summer) Occup Sat | 3630 | 0 | 20 | 0 | 20
4052 | 8 | -99 | 7 | -99 | 3630 | -1 | 0 | 20 | 0 | 20 | 0 | 20 | 0 | 20 | ; | ComCollege ComputerRm (summer) | Occup | all | Sun | - | 1 | 0.2 | DEER08 ECC Cmp Sm Oc WeH | 0 | 100 |  |  |  |  | - n/a - | - n/a - | 0 | 100 |  | ComCollege ComputerRm (summer) Occup Sun | 3630 | 0 | 20 | 0 | 20
4052 | 8 | -99 | 8 | -99 | 3630 | -1 | 0 | 20 | 0 | 20 | 0 | 20 | 0 | 20 | ; | ComCollege ComputerRm (summer) | Occup | all | Hol | - | 1 | 0.2 | DEER08 ECC Cmp Sm Oc WeH | 0 | 100 |  |  |  |  | - n/a - | - n/a - | 0 | 100 |  | ComCollege ComputerRm (summer) Occup Hol | 3630 | 0 | 20 | 0 | 20
4052 | 8 | -99 | 11 | -99 | 1 | -1 | 0 | 0 | 0 | 0 | 0 | 0 | 0 | 0 | ; | ComCollege ComputerRm (summer) | Occup | all | Cls | - | 1 | 1 | Always Off | 0 | 0 |  |  |  |  | - n/a - | - n/a - | 0 | 0 |  | ComCollege ComputerRm (summer) Occup Cls | 1 | 0 | 0 | 0 | 0
4052 | 8 | -99 | -99 | -99 | 3629 | -1 | 0 | 40 | 0 | 40 | 0 | 40 | 0 | 40 | ; | ComCollege ComputerRm (summer) | Occup | all | all | - | 1 | 0.4 | DEER08 ECC Cmp Sm Oc Wd | 0 | 100 |  |  |  |  | - n/a - | - n/a - | 0 | 100 |  | ComCollege ComputerRm (summer) Occup all | 3629 | 0 | 40 | 0 | 40
4052 | 1 | -99 | -99 | 0 | 2 | -1 | 5 | 5 | 5 | 5 | 5 | 5 | 5 | 5 | ; | ComCollege ComputerRm (summer) | ILit | all | all | No | 0.05 | 0.05 | Always On | 100 | 100 | 100 | 100 | 100 | 100 | 100 | 100 | 100 | 100 |  | ComCollege ComputerRm (summer) ILit all Closed | 2 | 5 | 5 | 5 | 5
4052 | 1 | 2 | 6 | -99 | 3848 | -1 | 10 | 28.125 | 10 | 28.125 | 10 | 28.125 | 100 | 100 | ; | ComCollege ComputerRm (summer) | ILit | all | Sat | - | 1 | 0.5625 | DEER08 ECC Cmp Sm Lt2 WeH | 10 | 50 | 10 | 50 | 10 | 50 | 10 | 50 | 100 | 100 |  | ComCollege ComputerRm (summer) ILit2 Sat | 3848 | 10 | 28.125 | 10 | 28.125
4052 | 1 | 2 | 7 | -99 | 3848 | -1 | 10 | 28.125 | 10 | 28.125 | 10 | 28.125 | 100 | 100 | ; | ComCollege ComputerRm (summer) | ILit | all | Sun | - | 1 | 0.5625 | DEER08 ECC Cmp Sm Lt2 WeH | 10 | 50 | 10 | 50 | 10 | 50 | 10 | 50 | 100 | 100 |  | ComCollege ComputerRm (summer) ILit2 Sun | 3848 | 10 | 28.125 | 10 | 28.125
4052 | 1 | 2 | 8 | -99 | 3848 | -1 | 10 | 28.125 | 10 | 28.125 | 10 | 28.125 | 100 | 100 | ; | ComCollege ComputerRm (summer) | ILit | all | Hol | - | 1 | 0.5625 | DEER08 ECC Cmp Sm Lt2 WeH | 10 | 50 | 10 | 50 | 10 | 50 | 10 | 50 | 100 | 100 |  | ComCollege ComputerRm (summer) ILit2 Hol | 3848 | 10 | 28.125 | 10 | 28.125
4052 | 1 | -99 | 6 | -99 | 3632 | -1 | 10 | 16.875 | 10 | 16.875 | 10 | 16.875 | 100 | 100 | ; | ComCollege ComputerRm (summer) | ILit | all | Sat | - | 1 | 0.5625 | DEER08 ECC Cmp Sm Lt1 WeH | 10 | 30 | 10 | 30 | 10 | 30 | 10 | 30 | 100 | 100 |  | ComCollege ComputerRm (summer) ILit Sat | 3632 | 10 | 16.875 | 10 | 16.875
4052 | 1 | -99 | 7 | -99 | 3632 | -1 | 10 | 16.875 | 10 | 16.875 | 10 | 16.875 | 100 | 100 | ; | ComCollege ComputerRm (summer) | ILit | all | Sun | - | 1 | 0.5625 | DEER08 ECC Cmp Sm Lt1 WeH | 10 | 30 | 10 | 30 | 10 | 30 | 10 | 30 | 100 | 100 |  | ComCollege ComputerRm (summer) ILit Sun | 3632 | 10 | 16.875 | 10 | 16.875
4052 | 1 | -99 | 8 | -99 | 3632 | -1 | 10 | 16.875 | 10 | 16.875 | 10 | 16.875 | 100 | 100 | ; | ComCollege ComputerRm (summer) | ILit | all | Hol | - | 1 | 0.5625 | DEER08 ECC Cmp Sm Lt1 WeH | 10 | 30 | 10 | 30 | 10 | 30 | 10 | 30 | 100 | 100 |  | ComCollege ComputerRm (summer) ILit Hol | 3632 | 10 | 16.875 | 10 | 16.875
4052 | 1 | -99 | 11 | -99 | 2 | -1 | 5 | 5 | 5 | 5 | 5 | 5 | 5 | 5 | ; | ComCollege ComputerRm (summer) | ILit | all | Cls | - | 0.05 | 0.05 | Always On | 100 | 100 | 100 | 100 | 100 | 100 | 100 | 100 | 100 | 100 |  | ComCollege ComputerRm (summer) ILit Cls | 2 | 5 | 5 | 5 | 5
4052 | 1 | 2 | -99 | -99 | 3847 | -1 | 10 | 60 | 10 | 60 | 10 | 60 | 100 | 100 | ; | ComCollege ComputerRm (summer) | ILit | all | all | - | 1 | 0.75 | DEER08 ECC Cmp Sm Lt2 Wd | 10 | 80 | 10 | 80 | 10 | 80 | 10 | 80 | 100 | 100 |  | ComCollege ComputerRm (summer) ILit2 all | 3847 | 10 | 60 | 10 | 60
4052 | 1 | -99 | -99 | -99 | 3631 | -1 | 10 | 52.5 | 10 | 52.5 | 10 | 52.5 | 100 | 100 | ; | ComCollege ComputerRm (summer) | ILit | all | all | - | 1 | 0.75 | DEER08 ECC Cmp Sm Lt1 Wd | 10 | 70 | 10 | 70 | 10 | 70 | 10 | 70 | 100 | 100 |  | ComCollege ComputerRm (summer) ILit all | 3631 | 10 | 52.5 | 10 | 52.5
4052 | 6 | -99 | -99 | 0 | 2 | -1 | 40 | 40 | 40 | 40 | 40 | 40 | 40 | 40 | ; | ComCollege ComputerRm (summer) | Misc | all | all | No | 0.4 | 0.4 | Always On | 100 | 100 |  |  |  |  | - n/a - | - n/a - | 100 | 100 |  | ComCollege ComputerRm (summer) Misc all Closed | 2 | 40 | 40 | 40 | 40
4052 | 6 | -99 | 6 | -99 | 3634 | -1 | 50 | 56.25 | 50 | 56.25 | 50 | 56.25 | 50 | 56.25 | ; | ComCollege ComputerRm (summer) | Misc | all | Sat | - | 1 | 0.5625 | DEER08 ECC Cmp Sm Eq WeH | 50 | 100 |  |  |  |  | - n/a - | - n/a - | 50 | 100 |  | ComCollege ComputerRm (summer) Misc Sat | 3634 | 50 | 56.25 | 50 | 56.25
4052 | 6 | -99 | 7 | -99 | 3634 | -1 | 50 | 56.25 | 50 | 56.25 | 50 | 56.25 | 50 | 56.25 | ; | ComCollege ComputerRm (summer) | Misc | all | Sun | - | 1 | 0.5625 | DEER08 ECC Cmp Sm Eq WeH | 50 | 100 |  |  |  |  | - n/a - | - n/a - | 50 | 100 |  | ComCollege ComputerRm (summer) Misc Sun | 3634 | 50 | 56.25 | 50 | 56.25
4052 | 6 | -99 | 8 | -99 | 3634 | -1 | 50 | 56.25 | 50 | 56.25 | 50 | 56.25 | 50 | 56.25 | ; | ComCollege ComputerRm (summer) | Misc | all | Hol | - | 1 | 0.5625 | DEER08 ECC Cmp Sm Eq WeH | 50 | 100 |  |  |  |  | - n/a - | - n/a - | 50 | 100 |  | ComCollege ComputerRm (summer) Misc Hol | 3634 | 50 | 56.25 | 50 | 56.25
4052 | 6 | -99 | 11 | -99 | 2 | -1 | 40 | 40 | 40 | 40 | 40 | 40 | 40 | 40 | ; | ComCollege ComputerRm (summer) | Misc | all | Cls | - | 0.4 | 0.4 | Always On | 100 | 100 |  |  |  |  | - n/a - | - n/a - | 100 | 100 |  | ComCollege ComputerRm (summer) Misc Cls | 2 | 40 | 40 | 40 | 40
4052 | 6 | -99 | -99 | -99 | 3633 | -1 | 50 | 75 | 50 | 75 | 50 | 75 | 50 | 75 | ; | ComCollege ComputerRm (summer) | Misc | all | all | - | 1 | 0.75 | DEER08 ECC Cmp Sm Eq Wd | 50 | 100 |  |  |  |  | - n/a - | - n/a - | 50 | 100 |  | ComCollege ComputerRm (summer) Misc all | 3633 | 50 | 75 | 50 | 75
4013 | 8 | -99 | -99 | 0 | 1 | -1 | 0 | 0 | 0 | 0 | 0 | 0 | 0 | 0 | ; | ComCollege Class (break) | Occup | all | all | No | 1 | 1 | Always Off | 0 | 0 |  |  |  |  | - n/a - | - n/a - | 0 | 0 |  | ComCollege Class (break) Occup all Closed | 1 | 0 | 0 | 0 | 0
4013 | 8 | -99 | 6 | -99 | 3604 | -1 | 0 | 20 | 0 | 20 | 0 | 20 | 0 | 20 | ; | ComCollege Class (break) | Occup | all | Sat | - | 1 | 0.4 | DEER08 ECC Cls Sm Oc WeH | 0 | 50 |  |  |  |  | - n/a - | - n/a - | 0 | 50 |  | ComCollege Class (break) Occup Sat | 3604 | 0 | 20 | 0 | 20
4013 | 8 | -99 | 7 | -99 | 3604 | -1 | 0 | 20 | 0 | 20 | 0 | 20 | 0 | 20 | ; | ComCollege Class (break) | Occup | all | Sun | - | 1 | 0.4 | DEER08 ECC Cls Sm Oc WeH | 0 | 50 |  |  |  |  | - n/a - | - n/a - | 0 | 50 |  | ComCollege Class (break) Occup Sun | 3604 | 0 | 20 | 0 | 20
4013 | 8 | -99 | 8 | -99 | 3604 | -1 | 0 | 20 | 0 | 20 | 0 | 20 | 0 | 20 | ; | ComCollege Class (break) | Occup | all | Hol | - | 1 | 0.4 | DEER08 ECC Cls Sm Oc WeH | 0 | 50 |  |  |  |  | - n/a - | - n/a - | 0 | 50 |  | ComCollege Class (break) Occup Hol | 3604 | 0 | 20 | 0 | 20
4013 | 8 | -99 | 11 | -99 | 1 | -1 | 0 | 0 | 0 | 0 | 0 | 0 | 0 | 0 | ; | ComCollege Class (break) | Occup | all | Cls | - | 1 | 1 | Always Off | 0 | 0 |  |  |  |  | - n/a - | - n/a - | 0 | 0 |  | ComCollege Class (break) Occup Cls | 1 | 0 | 0 | 0 | 0
4013 | 8 | -99 | -99 | -99 | 3603 | -1 | 0 | 40 | 0 | 40 | 0 | 40 | 0 | 40 | ; | ComCollege Class (break) | Occup | all | all | - | 1 | 0.4 | DEER08 ECC Cls Sm Oc Wd | 0 | 100 |  |  |  |  | - n/a - | - n/a - | 0 | 100 |  | ComCollege Class (break) Occup all | 3603 | 0 | 40 | 0 | 40
4013 | 1 | -99 | -99 | 0 | 2 | -1 | 2 | 2 | 2 | 2 | 2 | 2 | 2 | 2 | ; | ComCollege Class (break) | ILit | all | all | No | 0.02 | 0.02 | Always On | 100 | 100 | 100 | 100 | 100 | 100 | 100 | 100 | 100 | 100 |  | ComCollege Class (break) ILit all Closed | 2 | 2 | 2 | 2 | 2
4013 | 1 | 2 | 6 | -99 | 3840 | -1 | 6.5 | 26.25 | 6.5 | 26.25 | 6.5 | 26.25 | 100 | 100 | ; | ComCollege Class (break) | ILit | all | Sat | - | 1 | 0.75 | DEER08 ECC Cls Sm Lt2 WeH | 6.5 | 35 | 6.5 | 35 | 6.5 | 35 | 6.5 | 35 | 100 | 100 |  | ComCollege Class (break) ILit2 Sat | 3840 | 6.5 | 26.25 | 6.5 | 26.25
4013 | 1 | 2 | 7 | -99 | 3840 | -1 | 6.5 | 26.25 | 6.5 | 26.25 | 6.5 | 26.25 | 100 | 100 | ; | ComCollege Class (break) | ILit | all | Sun | - | 1 | 0.75 | DEER08 ECC Cls Sm Lt2 WeH | 6.5 | 35 | 6.5 | 35 | 6.5 | 35 | 6.5 | 35 | 100 | 100 |  | ComCollege Class (break) ILit2 Sun | 3840 | 6.5 | 26.25 | 6.5 | 26.25
4013 | 1 | 2 | 8 | -99 | 3840 | -1 | 6.5 | 26.25 | 6.5 | 26.25 | 6.5 | 26.25 | 100 | 100 | ; | ComCollege Class (break) | ILit | all | Hol | - | 1 | 0.75 | DEER08 ECC Cls Sm Lt2 WeH | 6.5 | 35 | 6.5 | 35 | 6.5 | 35 | 6.5 | 35 | 100 | 100 |  | ComCollege Class (break) ILit2 Hol | 3840 | 6.5 | 26.25 | 6.5 | 26.25
4013 | 1 | -99 | 6 | -99 | 3606 | -1 | 5 | 18.75 | 5 | 18.75 | 5 | 18.75 | 100 | 100 | ; | ComCollege Class (break) | ILit | all | Sat | - | 1 | 0.75 | DEER08 ECC Cls Sm Lt1 WeH | 5 | 25 | 5 | 25 | 5 | 25 | 5 | 25 | 100 | 100 |  | ComCollege Class (break) ILit Sat | 3606 | 5 | 18.75 | 5 | 18.75
4013 | 1 | -99 | 7 | -99 | 3606 | -1 | 5 | 18.75 | 5 | 18.75 | 5 | 18.75 | 100 | 100 | ; | ComCollege Class (break) | ILit | all | Sun | - | 1 | 0.75 | DEER08 ECC Cls Sm Lt1 WeH | 5 | 25 | 5 | 25 | 5 | 25 | 5 | 25 | 100 | 100 |  | ComCollege Class (break) ILit Sun | 3606 | 5 | 18.75 | 5 | 18.75
4013 | 1 | -99 | 8 | -99 | 3606 | -1 | 5 | 18.75 | 5 | 18.75 | 5 | 18.75 | 100 | 100 | ; | ComCollege Class (break) | ILit | all | Hol | - | 1 | 0.75 | DEER08 ECC Cls Sm Lt1 WeH | 5 | 25 | 5 | 25 | 5 | 25 | 5 | 25 | 100 | 100 |  | ComCollege Class (break) ILit Hol | 3606 | 5 | 18.75 | 5 | 18.75
4013 | 1 | -99 | 11 | -99 | 2 | -1 | 2 | 2 | 2 | 2 | 2 | 2 | 2 | 2 | ; | ComCollege Class (break) | ILit | all | Cls | - | 0.02 | 0.02 | Always On | 100 | 100 | 100 | 100 | 100 | 100 | 100 | 100 | 100 | 100 |  | ComCollege Class (break) ILit Cls | 2 | 2 | 2 | 2 | 2
4013 | 1 | 2 | -99 | -99 | 3839 | -1 | 6.5 | 54.375 | 6.5 | 54.375 | 6.5 | 54.375 | 100 | 100 | ; | ComCollege Class (break) | ILit | all | all | - | 1 | 0.75 | DEER08 ECC Cls Sm Lt2 Wd | 6.5 | 72.5 | 6.5 | 72.5 | 6.5 | 72.5 | 6.5 | 72.5 | 100 | 100 |  | ComCollege Class (break) ILit2 all | 3839 | 6.5 | 54.375 | 6.5 | 54.375
4013 | 1 | -99 | -99 | -99 | 3605 | -1 | 10 | 48.75 | 10 | 48.75 | 10 | 48.75 | 100 | 100 | ; | ComCollege Class (break) | ILit | all | all | - | 1 | 0.75 | DEER08 ECC Cls Sm Lt1 Wd | 10 | 65 | 10 | 65 | 10 | 65 | 10 | 65 | 100 | 100 |  | ComCollege Class (break) ILit all | 3605 | 10 | 48.75 | 10 | 48.75
4013 | 6 | -99 | -99 | 0 | 2 | -1 | 2 | 2 | 2 | 2 | 2 | 2 | 2 | 2 | ; | ComCollege Class (break) | Misc | all | all | No | 0.02 | 0.02 | Always On | 100 | 100 |  |  |  |  | - n/a - | - n/a - | 100 | 100 |  | ComCollege Class (break) Misc all Closed | 2 | 2 | 2 | 2 | 2
4013 | 6 | -99 | 6 | -99 | 3608 | -1 | 5 | 30 | 5 | 30 | 5 | 30 | 5 | 30 | ; | ComCollege Class (break) | Misc | all | Sat | - | 1 | 0.75 | DEER08 ECC Cls Sm Eq WeH | 5 | 40 |  |  |  |  | - n/a - | - n/a - | 5 | 40 |  | ComCollege Class (break) Misc Sat | 3608 | 5 | 30 | 5 | 30
4013 | 6 | -99 | 7 | -99 | 3608 | -1 | 5 | 30 | 5 | 30 | 5 | 30 | 5 | 30 | ; | ComCollege Class (break) | Misc | all | Sun | - | 1 | 0.75 | DEER08 ECC Cls Sm Eq WeH | 5 | 40 |  |  |  |  | - n/a - | - n/a - | 5 | 40 |  | ComCollege Class (break) Misc Sun | 3608 | 5 | 30 | 5 | 30
4013 | 6 | -99 | 8 | -99 | 3608 | -1 | 5 | 30 | 5 | 30 | 5 | 30 | 5 | 30 | ; | ComCollege Class (break) | Misc | all | Hol | - | 1 | 0.75 | DEER08 ECC Cls Sm Eq WeH | 5 | 40 |  |  |  |  | - n/a - | - n/a - | 5 | 40 |  | ComCollege Class (break) Misc Hol | 3608 | 5 | 30 | 5 | 30
4013 | 6 | -99 | 11 | -99 | 2 | -1 | 2 | 2 | 2 | 2 | 2 | 2 | 2 | 2 | ; | ComCollege Class (break) | Misc | all | Cls | - | 0.02 | 0.02 | Always On | 100 | 100 |  |  |  |  | - n/a - | - n/a - | 100 | 100 |  | ComCollege Class (break) Misc Cls | 2 | 2 | 2 | 2 | 2
4013 | 6 | -99 | -99 | -99 | 3607 | -1 | 5 | 75 | 5 | 75 | 5 | 75 | 5 | 75 | ; | ComCollege Class (break) | Misc | all | all | - | 1 | 0.75 | DEER08 ECC Cls Sm Eq Wd | 5 | 100 |  |  |  |  | - n/a - | - n/a - | 5 | 100 |  | ComCollege Class (break) Misc all | 3607 | 5 | 75 | 5 | 75
4023 | 8 | -99 | -99 | 0 | 1 | -1 | 0 | 0 | 0 | 0 | 0 | 0 | 0 | 0 | ; | ComCollege Office (break) | Occup | all | all | No | 1 | 1 | Always Off | 0 | 0 |  |  |  |  | - n/a - | - n/a - | 0 | 0 |  | ComCollege Office (break) Occup all Closed | 1 | 0 | 0 | 0 | 0
4023 | 8 | -99 | 6 | -99 | 3610 | -1 | 0 | 17.5 | 0 | 17.5 | 0 | 17.5 | 0 | 17.5 | ; | ComCollege Office (break) | Occup | all | Sat | - | 1 | 0.175 | DEER08 ECC Off Sm Oc WeH | 0 | 100 |  |  |  |  | - n/a - | - n/a - | 0 | 100 |  | ComCollege Office (break) Occup Sat | 3610 | 0 | 17.5 | 0 | 17.5
4023 | 8 | -99 | 7 | -99 | 3610 | -1 | 0 | 0 | 0 | 0 | 0 | 0 | 0 | 0 | ; | ComCollege Office (break) | Occup | all | Sun | - | 0 | 0 | DEER08 ECC Off Sm Oc WeH | 0 | 100 |  |  |  |  | - n/a - | - n/a - | 0 | 100 |  | ComCollege Office (break) Occup Sun | 3610 | 0 | 0 | 0 | 0
4023 | 8 | -99 | 8 | -99 | 3610 | -1 | 0 | 0 | 0 | 0 | 0 | 0 | 0 | 0 | ; | ComCollege Office (break) | Occup | all | Hol | - | 0 | 0 | DEER08 ECC Off Sm Oc WeH | 0 | 100 |  |  |  |  | - n/a - | - n/a - | 0 | 100 |  | ComCollege Office (break) Occup Hol | 3610 | 0 | 0 | 0 | 0
4023 | 8 | -99 | 11 | -99 | 1 | -1 | 0 | 0 | 0 | 0 | 0 | 0 | 0 | 0 | ; | ComCollege Office (break) | Occup | all | Cls | - | 1 | 1 | Always Off | 0 | 0 |  |  |  |  | - n/a - | - n/a - | 0 | 0 |  | ComCollege Office (break) Occup Cls | 1 | 0 | 0 | 0 | 0
4023 | 8 | -99 | -99 | -99 | 3609 | -1 | 0 | 50 | 0 | 50 | 0 | 50 | 0 | 50 | ; | ComCollege Office (break) | Occup | all | all | - | 1 | 0.5 | DEER08 ECC Off Sm Oc Wd | 0 | 100 |  |  |  |  | - n/a - | - n/a - | 0 | 100 |  | ComCollege Office (break) Occup all | 3609 | 0 | 50 | 0 | 50
4023 | 1 | -99 | -99 | 0 | 2 | -1 | 2 | 2 | 2 | 2 | 2 | 2 | 2 | 2 | ; | ComCollege Office (break) | ILit | all | all | No | 0.02 | 0.02 | Always On | 100 | 100 | 100 | 100 | 100 | 100 | 100 | 100 | 100 | 100 |  | ComCollege Office (break) ILit all Closed | 2 | 2 | 2 | 2 | 2
4023 | 1 | 2 | 6 | -99 | 3842 | -1 | 10 | 28.125 | 10 | 28.125 | 10 | 28.125 | 100 | 100 | ; | ComCollege Office (break) | ILit | all | Sat | - | 1 | 0.5625 | DEER08 ECC Off Sm Lt2 WeH | 10 | 50 | 10 | 50 | 10 | 50 | 10 | 50 | 100 | 100 |  | ComCollege Office (break) ILit2 Sat | 3842 | 10 | 28.125 | 10 | 28.125
4023 | 1 | 2 | 7 | -99 | 3842 | -1 | 2 | 2 | 2 | 2 | 2 | 2 | 20 | 20 | ; | ComCollege Office (break) | ILit | all | Sun | - | 0.2 | 0.02 | DEER08 ECC Off Sm Lt2 WeH | 10 | 50 | 10 | 50 | 10 | 50 | 10 | 50 | 100 | 100 |  | ComCollege Office (break) ILit2 Sun | 3842 | 2 | 2 | 2 | 2
4023 | 1 | 2 | 8 | -99 | 3842 | -1 | 2 | 2 | 2 | 2 | 2 | 2 | 20 | 20 | ; | ComCollege Office (break) | ILit | all | Hol | - | 0.2 | 0.02 | DEER08 ECC Off Sm Lt2 WeH | 10 | 50 | 10 | 50 | 10 | 50 | 10 | 50 | 100 | 100 |  | ComCollege Office (break) ILit2 Hol | 3842 | 2 | 2 | 2 | 2
4023 | 1 | -99 | 6 | -99 | 3612 | -1 | 10 | 28.125 | 10 | 28.125 | 10 | 28.125 | 100 | 100 | ; | ComCollege Office (break) | ILit | all | Sat | - | 1 | 0.5625 | DEER08 ECC Off Sm Lt1 WeH | 10 | 50 | 10 | 50 | 10 | 50 | 10 | 50 | 100 | 100 |  | ComCollege Office (break) ILit Sat | 3612 | 10 | 28.125 | 10 | 28.125
4023 | 1 | -99 | 7 | -99 | 3612 | -1 | 2 | 2 | 2 | 2 | 2 | 2 | 20 | 20 | ; | ComCollege Office (break) | ILit | all | Sun | - | 0.2 | 0.02 | DEER08 ECC Off Sm Lt1 WeH | 10 | 50 | 10 | 50 | 10 | 50 | 10 | 50 | 100 | 100 |  | ComCollege Office (break) ILit Sun | 3612 | 2 | 2 | 2 | 2
4023 | 1 | -99 | 8 | -99 | 3612 | -1 | 2 | 2 | 2 | 2 | 2 | 2 | 20 | 20 | ; | ComCollege Office (break) | ILit | all | Hol | - | 0.2 | 0.02 | DEER08 ECC Off Sm Lt1 WeH | 10 | 50 | 10 | 50 | 10 | 50 | 10 | 50 | 100 | 100 |  | ComCollege Office (break) ILit Hol | 3612 | 2 | 2 | 2 | 2
4023 | 1 | -99 | 11 | -99 | 2 | -1 | 2 | 2 | 2 | 2 | 2 | 2 | 2 | 2 | ; | ComCollege Office (break) | ILit | all | Cls | - | 0.02 | 0.02 | Always On | 100 | 100 | 100 | 100 | 100 | 100 | 100 | 100 | 100 | 100 |  | ComCollege Office (break) ILit Cls | 2 | 2 | 2 | 2 | 2
4023 | 1 | 2 | -99 | -99 | 3841 | -1 | 10 | 56.25 | 10 | 56.25 | 10 | 56.25 | 100 | 100 | ; | ComCollege Office (break) | ILit | all | all | - | 1 | 0.75 | DEER08 ECC Off Sm Lt2 Wd | 10 | 75 | 10 | 75 | 10 | 75 | 10 | 75 | 100 | 100 |  | ComCollege Office (break) ILit2 all | 3841 | 10 | 56.25 | 10 | 56.25
4023 | 1 | -99 | -99 | -99 | 3611 | -1 | 10 | 67.5 | 10 | 67.5 | 10 | 67.5 | 100 | 100 | ; | ComCollege Office (break) | ILit | all | all | - | 1 | 0.75 | DEER08 ECC Off Sm Lt1 Wd | 10 | 90 | 10 | 90 | 10 | 90 | 10 | 90 | 100 | 100 |  | ComCollege Office (break) ILit all | 3611 | 10 | 67.5 | 10 | 67.5
4023 | 6 | -99 | -99 | 0 | 2 | -1 | 2 | 2 | 2 | 2 | 2 | 2 | 2 | 2 | ; | ComCollege Office (break) | Misc | all | all | No | 0.02 | 0.02 | Always On | 100 | 100 |  |  |  |  | - n/a - | - n/a - | 100 | 100 |  | ComCollege Office (break) Misc all Closed | 2 | 2 | 2 | 2 | 2
4023 | 6 | -99 | 6 | -99 | 3614 | -1 | 10 | 56.25 | 10 | 56.25 | 10 | 56.25 | 10 | 56.25 | ; | ComCollege Office (break) | Misc | all | Sat | - | 1 | 0.5625 | DEER08 ECC Off Sm Eq WeH | 10 | 100 |  |  |  |  | - n/a - | - n/a - | 10 | 100 |  | ComCollege Office (break) Misc Sat | 3614 | 10 | 56.25 | 10 | 56.25
4023 | 6 | -99 | 7 | -99 | 3614 | -1 | 2 | 2 | 2 | 2 | 2 | 2 | 2 | 2 | ; | ComCollege Office (break) | Misc | all | Sun | - | 0.2 | 0.02 | DEER08 ECC Off Sm Eq WeH | 10 | 100 |  |  |  |  | - n/a - | - n/a - | 10 | 100 |  | ComCollege Office (break) Misc Sun | 3614 | 2 | 2 | 2 | 2
4023 | 6 | -99 | 8 | -99 | 3614 | -1 | 2 | 2 | 2 | 2 | 2 | 2 | 2 | 2 | ; | ComCollege Office (break) | Misc | all | Hol | - | 0.2 | 0.02 | DEER08 ECC Off Sm Eq WeH | 10 | 100 |  |  |  |  | - n/a - | - n/a - | 10 | 100 |  | ComCollege Office (break) Misc Hol | 3614 | 2 | 2 | 2 | 2
4023 | 6 | -99 | 11 | -99 | 2 | -1 | 2 | 2 | 2 | 2 | 2 | 2 | 2 | 2 | ; | ComCollege Office (break) | Misc | all | Cls | - | 0.02 | 0.02 | Always On | 100 | 100 |  |  |  |  | - n/a - | - n/a - | 100 | 100 |  | ComCollege Office (break) Misc Cls | 2 | 2 | 2 | 2 | 2
4023 | 6 | -99 | -99 | -99 | 3613 | -1 | 10 | 75 | 10 | 75 | 10 | 75 | 10 | 75 | ; | ComCollege Office (break) | Misc | all | all | - | 1 | 0.75 | DEER08 ECC Off Sm Eq Wd | 10 | 100 |  |  |  |  | - n/a - | - n/a - | 10 | 100 |  | ComCollege Office (break) Misc all | 3613 | 10 | 75 | 10 | 75
4033 | 8 | -99 | -99 | 0 | 1 | -1 | 0 | 0 | 0 | 0 | 0 | 0 | 0 | 0 | ; | ComCollege Kitchen (break) | Occup | all | all | No | 1 | 1 | Always Off | 0 | 0 |  |  |  |  | - n/a - | - n/a - | 0 | 0 |  | ComCollege Kitchen (break) Occup all Closed | 1 | 0 | 0 | 0 | 0
4033 | 8 | -99 | 6 | -99 | 3622 | -1 | 0 | 25.02 | 0 | 25.02 | 0 | 25.02 | 0 | 25.02 | ; | ComCollege Kitchen (break) | Occup | all | Sat | - | 1 | 0.278 | DEER08 ECC Kit Sm Oc WeH | 0 | 90 |  |  |  |  | - n/a - | - n/a - | 0 | 90 |  | ComCollege Kitchen (break) Occup Sat | 3622 | 0 | 25.02 | 0 | 25.02
4033 | 8 | -99 | 7 | -99 | 3622 | -1 | 0 | 25.02 | 0 | 25.02 | 0 | 25.02 | 0 | 25.02 | ; | ComCollege Kitchen (break) | Occup | all | Sun | - | 1 | 0.278 | DEER08 ECC Kit Sm Oc WeH | 0 | 90 |  |  |  |  | - n/a - | - n/a - | 0 | 90 |  | ComCollege Kitchen (break) Occup Sun | 3622 | 0 | 25.02 | 0 | 25.02
4033 | 8 | -99 | 8 | -99 | 3622 | -1 | 0 | 25.02 | 0 | 25.02 | 0 | 25.02 | 0 | 25.02 | ; | ComCollege Kitchen (break) | Occup | all | Hol | - | 1 | 0.278 | DEER08 ECC Kit Sm Oc WeH | 0 | 90 |  |  |  |  | - n/a - | - n/a - | 0 | 90 |  | ComCollege Kitchen (break) Occup Hol | 3622 | 0 | 25.02 | 0 | 25.02
4033 | 8 | -99 | 11 | -99 | 1 | -1 | 0 | 0 | 0 | 0 | 0 | 0 | 0 | 0 | ; | ComCollege Kitchen (break) | Occup | all | Cls | - | 1 | 1 | Always Off | 0 | 0 |  |  |  |  | - n/a - | - n/a - | 0 | 0 |  | ComCollege Kitchen (break) Occup Cls | 1 | 0 | 0 | 0 | 0
4033 | 8 | -99 | -99 | -99 | 3621 | -1 | 0 | 45 | 0 | 45 | 0 | 45 | 0 | 45 | ; | ComCollege Kitchen (break) | Occup | all | all | - | 1 | 0.5 | DEER08 ECC Kit Sm Oc Wd | 0 | 90 |  |  |  |  | - n/a - | - n/a - | 0 | 90 |  | ComCollege Kitchen (break) Occup all | 3621 | 0 | 45 | 0 | 45
4033 | 1 | -99 | -99 | 0 | 2 | -1 | 3.5 | 3.5 | 3.5 | 3.5 | 3.5 | 3.5 | 3.5 | 3.5 | ; | ComCollege Kitchen (break) | ILit | all | all | No | 0.035 | 0.035 | Always On | 100 | 100 | 100 | 100 | 100 | 100 | 100 | 100 | 100 | 100 |  | ComCollege Kitchen (break) ILit all Closed | 2 | 3.5 | 3.5 | 3.5 | 3.5
4033 | 1 | 2 | 6 | -99 | 3846 | -1 | 10 | 28.125 | 10 | 28.125 | 10 | 28.125 | 100 | 100 | ; | ComCollege Kitchen (break) | ILit | all | Sat | - | 1 | 0.5625 | DEER08 ECC Kit Sm Lt2 WeH | 10 | 50 | 10 | 50 | 10 | 50 | 10 | 50 | 100 | 100 |  | ComCollege Kitchen (break) ILit2 Sat | 3846 | 10 | 28.125 | 10 | 28.125
4033 | 1 | 2 | 7 | -99 | 3846 | -1 | 10 | 28.125 | 10 | 28.125 | 10 | 28.125 | 100 | 100 | ; | ComCollege Kitchen (break) | ILit | all | Sun | - | 1 | 0.5625 | DEER08 ECC Kit Sm Lt2 WeH | 10 | 50 | 10 | 50 | 10 | 50 | 10 | 50 | 100 | 100 |  | ComCollege Kitchen (break) ILit2 Sun | 3846 | 10 | 28.125 | 10 | 28.125
4033 | 1 | 2 | 8 | -99 | 3846 | -1 | 10 | 28.125 | 10 | 28.125 | 10 | 28.125 | 100 | 100 | ; | ComCollege Kitchen (break) | ILit | all | Hol | - | 1 | 0.5625 | DEER08 ECC Kit Sm Lt2 WeH | 10 | 50 | 10 | 50 | 10 | 50 | 10 | 50 | 100 | 100 |  | ComCollege Kitchen (break) ILit2 Hol | 3846 | 10 | 28.125 | 10 | 28.125
4033 | 1 | -99 | 6 | -99 | 3624 | -1 | 10 | 28.125 | 10 | 28.125 | 10 | 28.125 | 100 | 100 | ; | ComCollege Kitchen (break) | ILit | all | Sat | - | 1 | 0.5625 | DEER08 ECC Kit Sm Lt1 WeH | 10 | 50 | 10 | 50 | 10 | 50 | 10 | 50 | 100 | 100 |  | ComCollege Kitchen (break) ILit Sat | 3624 | 10 | 28.125 | 10 | 28.125
4033 | 1 | -99 | 7 | -99 | 3624 | -1 | 10 | 28.125 | 10 | 28.125 | 10 | 28.125 | 100 | 100 | ; | ComCollege Kitchen (break) | ILit | all | Sun | - | 1 | 0.5625 | DEER08 ECC Kit Sm Lt1 WeH | 10 | 50 | 10 | 50 | 10 | 50 | 10 | 50 | 100 | 100 |  | ComCollege Kitchen (break) ILit Sun | 3624 | 10 | 28.125 | 10 | 28.125
4033 | 1 | -99 | 8 | -99 | 3624 | -1 | 10 | 28.125 | 10 | 28.125 | 10 | 28.125 | 100 | 100 | ; | ComCollege Kitchen (break) | ILit | all | Hol | - | 1 | 0.5625 | DEER08 ECC Kit Sm Lt1 WeH | 10 | 50 | 10 | 50 | 10 | 50 | 10 | 50 | 100 | 100 |  | ComCollege Kitchen (break) ILit Hol | 3624 | 10 | 28.125 | 10 | 28.125
4033 | 1 | -99 | 11 | -99 | 2 | -1 | 3.5 | 3.5 | 3.5 | 3.5 | 3.5 | 3.5 | 3.5 | 3.5 | ; | ComCollege Kitchen (break) | ILit | all | Cls | - | 0.035 | 0.035 | Always On | 100 | 100 | 100 | 100 | 100 | 100 | 100 | 100 | 100 | 100 |  | ComCollege Kitchen (break) ILit Cls | 2 | 3.5 | 3.5 | 3.5 | 3.5
4033 | 1 | 2 | -99 | -99 | 3845 | -1 | 10 | 56.25 | 10 | 56.25 | 10 | 56.25 | 100 | 100 | ; | ComCollege Kitchen (break) | ILit | all | all | - | 1 | 0.75 | DEER08 ECC Kit Sm Lt2 Wd | 10 | 75 | 10 | 75 | 10 | 75 | 10 | 75 | 100 | 100 |  | ComCollege Kitchen (break) ILit2 all | 3845 | 10 | 56.25 | 10 | 56.25
4033 | 1 | -99 | -99 | -99 | 3623 | -1 | 10 | 60 | 10 | 60 | 10 | 60 | 100 | 100 | ; | ComCollege Kitchen (break) | ILit | all | all | - | 1 | 0.75 | DEER08 ECC Kit Sm Lt1 Wd | 10 | 80 | 10 | 80 | 10 | 80 | 10 | 80 | 100 | 100 |  | ComCollege Kitchen (break) ILit all | 3623 | 10 | 60 | 10 | 60
4033 | 6 | -99 | -99 | 0 | 2 | -1 | 2 | 2 | 2 | 2 | 2 | 2 | 2 | 2 | ; | ComCollege Kitchen (break) | Misc | all | all | No | 0.02 | 0.02 | Always On | 100 | 100 |  |  |  |  | - n/a - | - n/a - | 100 | 100 |  | ComCollege Kitchen (break) Misc all Closed | 2 | 2 | 2 | 2 | 2
4033 | 6 | -99 | 6 | -99 | 3626 | -1 | 30 | 56.25 | 30 | 56.25 | 30 | 56.25 | 30 | 56.25 | ; | ComCollege Kitchen (break) | Misc | all | Sat | - | 1 | 0.5625 | DEER08 ECC Kit Sm Eq WeH | 30 | 100 |  |  |  |  | - n/a - | - n/a - | 30 | 100 |  | ComCollege Kitchen (break) Misc Sat | 3626 | 30 | 56.25 | 30 | 56.25
4033 | 6 | -99 | 7 | -99 | 3626 | -1 | 30 | 56.25 | 30 | 56.25 | 30 | 56.25 | 30 | 56.25 | ; | ComCollege Kitchen (break) | Misc | all | Sun | - | 1 | 0.5625 | DEER08 ECC Kit Sm Eq WeH | 30 | 100 |  |  |  |  | - n/a - | - n/a - | 30 | 100 |  | ComCollege Kitchen (break) Misc Sun | 3626 | 30 | 56.25 | 30 | 56.25
4033 | 6 | -99 | 8 | -99 | 3626 | -1 | 30 | 56.25 | 30 | 56.25 | 30 | 56.25 | 30 | 56.25 | ; | ComCollege Kitchen (break) | Misc | all | Hol | - | 1 | 0.5625 | DEER08 ECC Kit Sm Eq WeH | 30 | 100 |  |  |  |  | - n/a - | - n/a - | 30 | 100 |  | ComCollege Kitchen (break) Misc Hol | 3626 | 30 | 56.25 | 30 | 56.25
4033 | 6 | -99 | 11 | -99 | 2 | -1 | 2 | 2 | 2 | 2 | 2 | 2 | 2 | 2 | ; | ComCollege Kitchen (break) | Misc | all | Cls | - | 0.02 | 0.02 | Always On | 100 | 100 |  |  |  |  | - n/a - | - n/a - | 100 | 100 |  | ComCollege Kitchen (break) Misc Cls | 2 | 2 | 2 | 2 | 2
4033 | 6 | -99 | -99 | -99 | 3625 | -1 | 30 | 75 | 30 | 75 | 30 | 75 | 30 | 75 | ; | ComCollege Kitchen (break) | Misc | all | all | - | 1 | 0.75 | DEER08 ECC Kit Sm Eq Wd | 30 | 100 |  |  |  |  | - n/a - | - n/a - | 30 | 100 |  | ComCollege Kitchen (break) Misc all | 3625 | 30 | 75 | 30 | 75
4033 | 4 | -99 | -99 | 0 | 2 | -1 | 2 | 2 | 2 | 2 | 2 | 2 | 2 | 2 | ; | ComCollege Kitchen (break) | Cook | all | all | No | 0.02 | 0.02 | Always On | 100 | 100 |  |  |  |  | - n/a - | - n/a - | 100 | 100 |  | ComCollege Kitchen (break) Cook all Closed | 2 | 2 | 2 | 2 | 2
4033 | 4 | -99 | 6 | -99 | 3628 | -1 | 5 | 56.25 | 5 | 56.25 | 5 | 56.25 | 5 | 56.25 | ; | ComCollege Kitchen (break) | Cook | all | Sat | - | 1 | 0.5625 | DEER08 ECC Kit Sm Ck WeH | 5 | 100 |  |  |  |  | - n/a - | - n/a - | 5 | 100 |  | ComCollege Kitchen (break) Cook Sat | 3628 | 5 | 56.25 | 5 | 56.25
4033 | 4 | -99 | 7 | -99 | 3628 | -1 | 5 | 56.25 | 5 | 56.25 | 5 | 56.25 | 5 | 56.25 | ; | ComCollege Kitchen (break) | Cook | all | Sun | - | 1 | 0.5625 | DEER08 ECC Kit Sm Ck WeH | 5 | 100 |  |  |  |  | - n/a - | - n/a - | 5 | 100 |  | ComCollege Kitchen (break) Cook Sun | 3628 | 5 | 56.25 | 5 | 56.25
4033 | 4 | -99 | 8 | -99 | 3628 | -1 | 5 | 56.25 | 5 | 56.25 | 5 | 56.25 | 5 | 56.25 | ; | ComCollege Kitchen (break) | Cook | all | Hol | - | 1 | 0.5625 | DEER08 ECC Kit Sm Ck WeH | 5 | 100 |  |  |  |  | - n/a - | - n/a - | 5 | 100 |  | ComCollege Kitchen (break) Cook Hol | 3628 | 5 | 56.25 | 5 | 56.25
4033 | 4 | -99 | 11 | -99 | 2 | -1 | 2 | 2 | 2 | 2 | 2 | 2 | 2 | 2 | ; | ComCollege Kitchen (break) | Cook | all | Cls | - | 0.02 | 0.02 | Always On | 100 | 100 |  |  |  |  | - n/a - | - n/a - | 100 | 100 |  | ComCollege Kitchen (break) Cook Cls | 2 | 2 | 2 | 2 | 2
4033 | 4 | -99 | -99 | -99 | 3627 | -1 | 5 | 75 | 5 | 75 | 5 | 75 | 5 | 75 | ; | ComCollege Kitchen (break) | Cook | all | all | - | 1 | 0.75 | DEER08 ECC Kit Sm Ck Wd | 5 | 100 |  |  |  |  | - n/a - | - n/a - | 5 | 100 |  | ComCollege Kitchen (break) Cook all | 3627 | 5 | 75 | 5 | 75
4043 | 8 | -99 | -99 | 0 | 1 | -1 | 0 | 0 | 0 | 0 | 0 | 0 | 0 | 0 | ; | ComCollege Cafeteria (break) | Occup | all | all | No | 1 | 1 | Always Off | 0 | 0 |  |  |  |  | - n/a - | - n/a - | 0 | 0 |  | ComCollege Cafeteria (break) Occup all Closed | 1 | 0 | 0 | 0 | 0
4043 | 8 | -99 | 6 | -99 | 3616 | -1 | 0 | 17.46 | 0 | 17.46 | 0 | 17.46 | 0 | 17.46 | ; | ComCollege Cafeteria (break) | Occup | all | Sat | - | 1 | 0.194 | DEER08 ECC Din Sm Oc WeH | 0 | 90 |  |  |  |  | - n/a - | - n/a - | 0 | 90 |  | ComCollege Cafeteria (break) Occup Sat | 3616 | 0 | 17.46 | 0 | 17.46
4043 | 8 | -99 | 7 | -99 | 3616 | -1 | 0 | 17.46 | 0 | 17.46 | 0 | 17.46 | 0 | 17.46 | ; | ComCollege Cafeteria (break) | Occup | all | Sun | - | 1 | 0.194 | DEER08 ECC Din Sm Oc WeH | 0 | 90 |  |  |  |  | - n/a - | - n/a - | 0 | 90 |  | ComCollege Cafeteria (break) Occup Sun | 3616 | 0 | 17.46 | 0 | 17.46
4043 | 8 | -99 | 8 | -99 | 3616 | -1 | 0 | 17.46 | 0 | 17.46 | 0 | 17.46 | 0 | 17.46 | ; | ComCollege Cafeteria (break) | Occup | all | Hol | - | 1 | 0.194 | DEER08 ECC Din Sm Oc WeH | 0 | 90 |  |  |  |  | - n/a - | - n/a - | 0 | 90 |  | ComCollege Cafeteria (break) Occup Hol | 3616 | 0 | 17.46 | 0 | 17.46
4043 | 8 | -99 | 11 | -99 | 1 | -1 | 0 | 0 | 0 | 0 | 0 | 0 | 0 | 0 | ; | ComCollege Cafeteria (break) | Occup | all | Cls | - | 1 | 1 | Always Off | 0 | 0 |  |  |  |  | - n/a - | - n/a - | 0 | 0 |  | ComCollege Cafeteria (break) Occup Cls | 1 | 0 | 0 | 0 | 0
4043 | 8 | -99 | -99 | -99 | 3615 | -1 | 0 | 45 | 0 | 45 | 0 | 45 | 0 | 45 | ; | ComCollege Cafeteria (break) | Occup | all | all | - | 1 | 0.5 | DEER08 ECC Din Sm Oc Wd | 0 | 90 |  |  |  |  | - n/a - | - n/a - | 0 | 90 |  | ComCollege Cafeteria (break) Occup all | 3615 | 0 | 45 | 0 | 45
4043 | 1 | -99 | -99 | 0 | 2 | -1 | 3.5 | 3.5 | 3.5 | 3.5 | 3.5 | 3.5 | 3.5 | 3.5 | ; | ComCollege Cafeteria (break) | ILit | all | all | No | 0.035 | 0.035 | Always On | 100 | 100 | 100 | 100 | 100 | 100 | 100 | 100 | 100 | 100 |  | ComCollege Cafeteria (break) ILit all Closed | 2 | 3.5 | 3.5 | 3.5 | 3.5
4043 | 1 | 2 | 6 | -99 | 3844 | -1 | 10 | 28.125 | 10 | 28.125 | 10 | 28.125 | 100 | 100 | ; | ComCollege Cafeteria (break) | ILit | all | Sat | - | 1 | 0.5625 | DEER08 ECC Din Sm Lt2 WeH | 10 | 50 | 10 | 50 | 10 | 50 | 10 | 50 | 100 | 100 |  | ComCollege Cafeteria (break) ILit2 Sat | 3844 | 10 | 28.125 | 10 | 28.125
4043 | 1 | 2 | 7 | -99 | 3844 | -1 | 10 | 28.125 | 10 | 28.125 | 10 | 28.125 | 100 | 100 | ; | ComCollege Cafeteria (break) | ILit | all | Sun | - | 1 | 0.5625 | DEER08 ECC Din Sm Lt2 WeH | 10 | 50 | 10 | 50 | 10 | 50 | 10 | 50 | 100 | 100 |  | ComCollege Cafeteria (break) ILit2 Sun | 3844 | 10 | 28.125 | 10 | 28.125
4043 | 1 | 2 | 8 | -99 | 3844 | -1 | 10 | 28.125 | 10 | 28.125 | 10 | 28.125 | 100 | 100 | ; | ComCollege Cafeteria (break) | ILit | all | Hol | - | 1 | 0.5625 | DEER08 ECC Din Sm Lt2 WeH | 10 | 50 | 10 | 50 | 10 | 50 | 10 | 50 | 100 | 100 |  | ComCollege Cafeteria (break) ILit2 Hol | 3844 | 10 | 28.125 | 10 | 28.125
4043 | 1 | -99 | 6 | -99 | 3618 | -1 | 10 | 28.125 | 10 | 28.125 | 10 | 28.125 | 100 | 100 | ; | ComCollege Cafeteria (break) | ILit | all | Sat | - | 1 | 0.5625 | DEER08 ECC Din Sm Lt1 WeH | 10 | 50 | 10 | 50 | 10 | 50 | 10 | 50 | 100 | 100 |  | ComCollege Cafeteria (break) ILit Sat | 3618 | 10 | 28.125 | 10 | 28.125
4043 | 1 | -99 | 7 | -99 | 3618 | -1 | 10 | 28.125 | 10 | 28.125 | 10 | 28.125 | 100 | 100 | ; | ComCollege Cafeteria (break) | ILit | all | Sun | - | 1 | 0.5625 | DEER08 ECC Din Sm Lt1 WeH | 10 | 50 | 10 | 50 | 10 | 50 | 10 | 50 | 100 | 100 |  | ComCollege Cafeteria (break) ILit Sun | 3618 | 10 | 28.125 | 10 | 28.125
4043 | 1 | -99 | 8 | -99 | 3618 | -1 | 10 | 28.125 | 10 | 28.125 | 10 | 28.125 | 100 | 100 | ; | ComCollege Cafeteria (break) | ILit | all | Hol | - | 1 | 0.5625 | DEER08 ECC Din Sm Lt1 WeH | 10 | 50 | 10 | 50 | 10 | 50 | 10 | 50 | 100 | 100 |  | ComCollege Cafeteria (break) ILit Hol | 3618 | 10 | 28.125 | 10 | 28.125
4043 | 1 | -99 | 11 | -99 | 2 | -1 | 3.5 | 3.5 | 3.5 | 3.5 | 3.5 | 3.5 | 3.5 | 3.5 | ; | ComCollege Cafeteria (break) | ILit | all | Cls | - | 0.035 | 0.035 | Always On | 100 | 100 | 100 | 100 | 100 | 100 | 100 | 100 | 100 | 100 |  | ComCollege Cafeteria (break) ILit Cls | 2 | 3.5 | 3.5 | 3.5 | 3.5
4043 | 1 | 2 | -99 | -99 | 3843 | -1 | 10 | 52.5 | 10 | 52.5 | 10 | 52.5 | 100 | 100 | ; | ComCollege Cafeteria (break) | ILit | all | all | - | 1 | 0.75 | DEER08 ECC Din Sm Lt2 Wd | 10 | 70 | 10 | 70 | 10 | 70 | 10 | 70 | 100 | 100 |  | ComCollege Cafeteria (break) ILit2 all | 3843 | 10 | 52.5 | 10 | 52.5
4043 | 1 | -99 | -99 | -99 | 3617 | -1 | 10 | 56.25 | 10 | 56.25 | 10 | 56.25 | 100 | 100 | ; | ComCollege Cafeteria (break) | ILit | all | all | - | 1 | 0.75 | DEER08 ECC Din Sm Lt1 Wd | 10 | 75 | 10 | 75 | 10 | 75 | 10 | 75 | 100 | 100 |  | ComCollege Cafeteria (break) ILit all | 3617 | 10 | 56.25 | 10 | 56.25
4043 | 6 | -99 | -99 | 0 | 2 | -1 | 2 | 2 | 2 | 2 | 2 | 2 | 2 | 2 | ; | ComCollege Cafeteria (break) | Misc | all | all | No | 0.02 | 0.02 | Always On | 100 | 100 |  |  |  |  | - n/a - | - n/a - | 100 | 100 |  | ComCollege Cafeteria (break) Misc all Closed | 2 | 2 | 2 | 2 | 2
4043 | 6 | -99 | 6 | -99 | 3620 | -1 | 0 | 56.25 | 0 | 56.25 | 0 | 56.25 | 0 | 56.25 | ; | ComCollege Cafeteria (break) | Misc | all | Sat | - | 1 | 0.75 | DEER08 ECC Din Sm Eq WeH | 0 | 75 |  |  |  |  | - n/a - | - n/a - | 0 | 75 |  | ComCollege Cafeteria (break) Misc Sat | 3620 | 0 | 56.25 | 0 | 56.25
4043 | 6 | -99 | 7 | -99 | 3620 | -1 | 0 | 56.25 | 0 | 56.25 | 0 | 56.25 | 0 | 56.25 | ; | ComCollege Cafeteria (break) | Misc | all | Sun | - | 1 | 0.75 | DEER08 ECC Din Sm Eq WeH | 0 | 75 |  |  |  |  | - n/a - | - n/a - | 0 | 75 |  | ComCollege Cafeteria (break) Misc Sun | 3620 | 0 | 56.25 | 0 | 56.25
4043 | 6 | -99 | 8 | -99 | 3620 | -1 | 0 | 56.25 | 0 | 56.25 | 0 | 56.25 | 0 | 56.25 | ; | ComCollege Cafeteria (break) | Misc | all | Hol | - | 1 | 0.75 | DEER08 ECC Din Sm Eq WeH | 0 | 75 |  |  |  |  | - n/a - | - n/a - | 0 | 75 |  | ComCollege Cafeteria (break) Misc Hol | 3620 | 0 | 56.25 | 0 | 56.25
4043 | 6 | -99 | 11 | -99 | 2 | -1 | 2 | 2 | 2 | 2 | 2 | 2 | 2 | 2 | ; | ComCollege Cafeteria (break) | Misc | all | Cls | - | 0.02 | 0.02 | Always On | 100 | 100 |  |  |  |  | - n/a - | - n/a - | 100 | 100 |  | ComCollege Cafeteria (break) Misc Cls | 2 | 2 | 2 | 2 | 2
4043 | 6 | -99 | -99 | -99 | 3619 | -1 | 0 | 67.5 | 0 | 67.5 | 0 | 67.5 | 0 | 67.5 | ; | ComCollege Cafeteria (break) | Misc | all | all | - | 1 | 0.75 | DEER08 ECC Din Sm Eq Wd | 0 | 90 |  |  |  |  | - n/a - | - n/a - | 0 | 90 |  | ComCollege Cafeteria (break) Misc all | 3619 | 0 | 67.5 | 0 | 67.5
4053 | 8 | -99 | -99 | 0 | 1 | -1 | 0 | 0 | 0 | 0 | 0 | 0 | 0 | 0 | ; | ComCollege ComputerRm (break) | Occup | all | all | No | 1 | 1 | Always Off | 0 | 0 |  |  |  |  | - n/a - | - n/a - | 0 | 0 |  | ComCollege ComputerRm (break) Occup all Closed | 1 | 0 | 0 | 0 | 0
4053 | 8 | -99 | 6 | -99 | 3630 | -1 | 0 | 25 | 0 | 25 | 0 | 25 | 0 | 25 | ; | ComCollege ComputerRm (break) | Occup | all | Sat | - | 1 | 0.25 | DEER08 ECC Cmp Sm Oc WeH | 0 | 100 |  |  |  |  | - n/a - | - n/a - | 0 | 100 |  | ComCollege ComputerRm (break) Occup Sat | 3630 | 0 | 25 | 0 | 25
4053 | 8 | -99 | 7 | -99 | 3630 | -1 | 0 | 25 | 0 | 25 | 0 | 25 | 0 | 25 | ; | ComCollege ComputerRm (break) | Occup | all | Sun | - | 1 | 0.25 | DEER08 ECC Cmp Sm Oc WeH | 0 | 100 |  |  |  |  | - n/a - | - n/a - | 0 | 100 |  | ComCollege ComputerRm (break) Occup Sun | 3630 | 0 | 25 | 0 | 25
4053 | 8 | -99 | 8 | -99 | 3630 | -1 | 0 | 25 | 0 | 25 | 0 | 25 | 0 | 25 | ; | ComCollege ComputerRm (break) | Occup | all | Hol | - | 1 | 0.25 | DEER08 ECC Cmp Sm Oc WeH | 0 | 100 |  |  |  |  | - n/a - | - n/a - | 0 | 100 |  | ComCollege ComputerRm (break) Occup Hol | 3630 | 0 | 25 | 0 | 25
4053 | 8 | -99 | 11 | -99 | 1 | -1 | 0 | 0 | 0 | 0 | 0 | 0 | 0 | 0 | ; | ComCollege ComputerRm (break) | Occup | all | Cls | - | 1 | 1 | Always Off | 0 | 0 |  |  |  |  | - n/a - | - n/a - | 0 | 0 |  | ComCollege ComputerRm (break) Occup Cls | 1 | 0 | 0 | 0 | 0
4053 | 8 | -99 | -99 | -99 | 3629 | -1 | 0 | 50 | 0 | 50 | 0 | 50 | 0 | 50 | ; | ComCollege ComputerRm (break) | Occup | all | all | - | 1 | 0.5 | DEER08 ECC Cmp Sm Oc Wd | 0 | 100 |  |  |  |  | - n/a - | - n/a - | 0 | 100 |  | ComCollege ComputerRm (break) Occup all | 3629 | 0 | 50 | 0 | 50
4053 | 1 | -99 | -99 | 0 | 2 | -1 | 2 | 2 | 2 | 2 | 2 | 2 | 2 | 2 | ; | ComCollege ComputerRm (break) | ILit | all | all | No | 0.02 | 0.02 | Always On | 100 | 100 | 100 | 100 | 100 | 100 | 100 | 100 | 100 | 100 |  | ComCollege ComputerRm (break) ILit all Closed | 2 | 2 | 2 | 2 | 2
4053 | 1 | 2 | 6 | -99 | 3848 | -1 | 10 | 28.125 | 10 | 28.125 | 10 | 28.125 | 100 | 100 | ; | ComCollege ComputerRm (break) | ILit | all | Sat | - | 1 | 0.5625 | DEER08 ECC Cmp Sm Lt2 WeH | 10 | 50 | 10 | 50 | 10 | 50 | 10 | 50 | 100 | 100 |  | ComCollege ComputerRm (break) ILit2 Sat | 3848 | 10 | 28.125 | 10 | 28.125
4053 | 1 | 2 | 7 | -99 | 3848 | -1 | 10 | 28.125 | 10 | 28.125 | 10 | 28.125 | 100 | 100 | ; | ComCollege ComputerRm (break) | ILit | all | Sun | - | 1 | 0.5625 | DEER08 ECC Cmp Sm Lt2 WeH | 10 | 50 | 10 | 50 | 10 | 50 | 10 | 50 | 100 | 100 |  | ComCollege ComputerRm (break) ILit2 Sun | 3848 | 10 | 28.125 | 10 | 28.125
4053 | 1 | 2 | 8 | -99 | 3848 | -1 | 10 | 28.125 | 10 | 28.125 | 10 | 28.125 | 100 | 100 | ; | ComCollege ComputerRm (break) | ILit | all | Hol | - | 1 | 0.5625 | DEER08 ECC Cmp Sm Lt2 WeH | 10 | 50 | 10 | 50 | 10 | 50 | 10 | 50 | 100 | 100 |  | ComCollege ComputerRm (break) ILit2 Hol | 3848 | 10 | 28.125 | 10 | 28.125
4053 | 1 | -99 | 6 | -99 | 3632 | -1 | 10 | 16.875 | 10 | 16.875 | 10 | 16.875 | 100 | 100 | ; | ComCollege ComputerRm (break) | ILit | all | Sat | - | 1 | 0.5625 | DEER08 ECC Cmp Sm Lt1 WeH | 10 | 30 | 10 | 30 | 10 | 30 | 10 | 30 | 100 | 100 |  | ComCollege ComputerRm (break) ILit Sat | 3632 | 10 | 16.875 | 10 | 16.875
4053 | 1 | -99 | 7 | -99 | 3632 | -1 | 10 | 16.875 | 10 | 16.875 | 10 | 16.875 | 100 | 100 | ; | ComCollege ComputerRm (break) | ILit | all | Sun | - | 1 | 0.5625 | DEER08 ECC Cmp Sm Lt1 WeH | 10 | 30 | 10 | 30 | 10 | 30 | 10 | 30 | 100 | 100 |  | ComCollege ComputerRm (break) ILit Sun | 3632 | 10 | 16.875 | 10 | 16.875
4053 | 1 | -99 | 8 | -99 | 3632 | -1 | 10 | 16.875 | 10 | 16.875 | 10 | 16.875 | 100 | 100 | ; | ComCollege ComputerRm (break) | ILit | all | Hol | - | 1 | 0.5625 | DEER08 ECC Cmp Sm Lt1 WeH | 10 | 30 | 10 | 30 | 10 | 30 | 10 | 30 | 100 | 100 |  | ComCollege ComputerRm (break) ILit Hol | 3632 | 10 | 16.875 | 10 | 16.875
4053 | 1 | -99 | 11 | -99 | 2 | -1 | 2 | 2 | 2 | 2 | 2 | 2 | 2 | 2 | ; | ComCollege ComputerRm (break) | ILit | all | Cls | - | 0.02 | 0.02 | Always On | 100 | 100 | 100 | 100 | 100 | 100 | 100 | 100 | 100 | 100 |  | ComCollege ComputerRm (break) ILit Cls | 2 | 2 | 2 | 2 | 2
4053 | 1 | 2 | -99 | -99 | 3847 | -1 | 10 | 60 | 10 | 60 | 10 | 60 | 100 | 100 | ; | ComCollege ComputerRm (break) | ILit | all | all | - | 1 | 0.75 | DEER08 ECC Cmp Sm Lt2 Wd | 10 | 80 | 10 | 80 | 10 | 80 | 10 | 80 | 100 | 100 |  | ComCollege ComputerRm (break) ILit2 all | 3847 | 10 | 60 | 10 | 60
4053 | 1 | -99 | -99 | -99 | 3631 | -1 | 10 | 52.5 | 10 | 52.5 | 10 | 52.5 | 100 | 100 | ; | ComCollege ComputerRm (break) | ILit | all | all | - | 1 | 0.75 | DEER08 ECC Cmp Sm Lt1 Wd | 10 | 70 | 10 | 70 | 10 | 70 | 10 | 70 | 100 | 100 |  | ComCollege ComputerRm (break) ILit all | 3631 | 10 | 52.5 | 10 | 52.5
4053 | 6 | -99 | -99 | 0 | 2 | -1 | 2 | 2 | 2 | 2 | 2 | 2 | 2 | 2 | ; | ComCollege ComputerRm (break) | Misc | all | all | No | 0.02 | 0.02 | Always On | 100 | 100 |  |  |  |  | - n/a - | - n/a - | 100 | 100 |  | ComCollege ComputerRm (break) Misc all Closed | 2 | 2 | 2 | 2 | 2
4053 | 6 | -99 | 6 | -99 | 3634 | -1 | 50 | 56.25 | 50 | 56.25 | 50 | 56.25 | 50 | 56.25 | ; | ComCollege ComputerRm (break) | Misc | all | Sat | - | 1 | 0.5625 | DEER08 ECC Cmp Sm Eq WeH | 50 | 100 |  |  |  |  | - n/a - | - n/a - | 50 | 100 |  | ComCollege ComputerRm (break) Misc Sat | 3634 | 50 | 56.25 | 50 | 56.25
4053 | 6 | -99 | 7 | -99 | 3634 | -1 | 50 | 56.25 | 50 | 56.25 | 50 | 56.25 | 50 | 56.25 | ; | ComCollege ComputerRm (break) | Misc | all | Sun | - | 1 | 0.5625 | DEER08 ECC Cmp Sm Eq WeH | 50 | 100 |  |  |  |  | - n/a - | - n/a - | 50 | 100 |  | ComCollege ComputerRm (break) Misc Sun | 3634 | 50 | 56.25 | 50 | 56.25
4053 | 6 | -99 | 8 | -99 | 3634 | -1 | 50 | 56.25 | 50 | 56.25 | 50 | 56.25 | 50 | 56.25 | ; | ComCollege ComputerRm (break) | Misc | all | Hol | - | 1 | 0.5625 | DEER08 ECC Cmp Sm Eq WeH | 50 | 100 |  |  |  |  | - n/a - | - n/a - | 50 | 100 |  | ComCollege ComputerRm (break) Misc Hol | 3634 | 50 | 56.25 | 50 | 56.25
4053 | 6 | -99 | 11 | -99 | 2 | -1 | 2 | 2 | 2 | 2 | 2 | 2 | 2 | 2 | ; | ComCollege ComputerRm (break) | Misc | all | Cls | - | 0.02 | 0.02 | Always On | 100 | 100 |  |  |  |  | - n/a - | - n/a - | 100 | 100 |  | ComCollege ComputerRm (break) Misc Cls | 2 | 2 | 2 | 2 | 2
4053 | 6 | -99 | -99 | -99 | 3633 | -1 | 50 | 75 | 50 | 75 | 50 | 75 | 50 | 75 | ; | ComCollege ComputerRm (break) | Misc | all | all | - | 1 | 0.75 | DEER08 ECC Cmp Sm Eq Wd | 50 | 100 |  |  |  |  | - n/a - | - n/a - | 50 | 100 |  | ComCollege ComputerRm (break) Misc all | 3633 | 50 | 75 | 50 | 75
[36 empty] | 0 | 0 | 0 | 0 | 0 | bar: ; Independents ; 1 to Dependents 4
5011 | 8 | -99 | -99 | 0 | 1 | -1 | 0 | 0 | 0 | 0 | 0 | 0 | 0 | 0 | ; | University Class (in session) | Occup | all | all | No | 1 | 1 | Always Off | 0 | 0 |  |  |  |  | - n/a - | - n/a - | 0 | 0 |  | University Class (in session) Occup all Closed | 1 | 0 | 0 | 0 | 0
5011 | 8 | -99 | 6 | -99 | 3089 | -1 | 0 | 50 | 0 | 50 | 0 | 50 | 0 | 50 | ; | University Class (in session) | Occup | all | Sat | - | 1 | 0.625 | DEER EUN Cls IS Oc Sa | 0 | 80 |  |  |  |  | - n/a - | - n/a - | 0 | 80 |  | University Class (in session) Occup Sat | 3089 | 0 | 50 | 0 | 50
5011 | 8 | -99 | 7 | -99 | 3090 | -1 | 0 | 15 | 0 | 15 | 0 | 15 | 0 | 15 | ; | University Class (in session) | Occup | all | Sun | - | 1 | 1 | DEER EUN Cls IS Oc SuH | 0 | 15 |  |  |  |  | - n/a - | - n/a - | 0 | 15 |  | University Class (in session) Occup Sun | 3090 | 0 | 15 | 0 | 15
5011 | 8 | -99 | 8 | -99 | 3090 | -1 | 0 | 15 | 0 | 15 | 0 | 15 | 0 | 15 | ; | University Class (in session) | Occup | all | Hol | - | 1 | 1 | DEER EUN Cls IS Oc SuH | 0 | 15 |  |  |  |  | - n/a - | - n/a - | 0 | 15 |  | University Class (in session) Occup Hol | 3090 | 0 | 15 | 0 | 15
5011 | 8 | -99 | 11 | -99 | 1 | -1 | 0 | 0 | 0 | 0 | 0 | 0 | 0 | 0 | ; | University Class (in session) | Occup | all | Cls | - | 1 | 1 | Always Off | 0 | 0 |  |  |  |  | - n/a - | - n/a - | 0 | 0 |  | University Class (in session) Occup Cls | 1 | 0 | 0 | 0 | 0
5011 | 8 | -99 | -99 | -99 | 3088 | -1 | 0 | 100 | 0 | 100 | 0 | 100 | 0 | 100 | ; | University Class (in session) | Occup | all | all | - | 1 | 1 | DEER EUN Cls IS Oc Wd | 0 | 100 |  |  |  |  | - n/a - | - n/a - | 0 | 100 |  | University Class (in session) Occup all | 3088 | 0 | 100 | 0 | 100
5011 | 1 | -99 | -99 | 0 | 2 | -1 | 5 | 5 | 5 | 5 | 5 | 5 | 5 | 5 | ; | University Class (in session) | ILit | all | all | No | 0.05 | 0.05 | Always On | 100 | 100 | 100 | 100 | 100 | 100 | 100 | 100 | 100 | 100 |  | University Class (in session) ILit all Closed | 2 | 5 | 5 | 5 | 5
5011 | 1 | -99 | 6 | -99 | 3092 | -1 | 5 | 25 | 6.5 | 45 | 5 | 100 | 5 | 100 | ; | University Class (in session) | ILit | all | Sat | - | 1 | 1 | DEER EUN Cls IS Lt Sa | 5 | 100 | 5 | 25 | 6.5 | 45 | 5 | 100 | 5 | 100 |  | University Class (in session) ILit Sat | 3092 | 5 | 25 | 6.5 | 45
5011 | 1 | -99 | 7 | -99 | 3093 | -1 | 5 | 25 | 6.5 | 45 | 5 | 25 | 5 | 25 | ; | University Class (in session) | ILit | all | Sun | - | 1 | 1 | DEER EUN Cls IS Lt SuH | 5 | 25 | 5 | 25 | 6.5 | 45 | 5 | 25 | 5 | 25 |  | University Class (in session) ILit Sun | 3093 | 5 | 25 | 6.5 | 45
5011 | 1 | -99 | 8 | -99 | 3093 | -1 | 5 | 25 | 6.5 | 45 | 5 | 25 | 5 | 25 | ; | University Class (in session) | ILit | all | Hol | - | 1 | 1 | DEER EUN Cls IS Lt SuH | 5 | 25 | 5 | 25 | 6.5 | 45 | 5 | 25 | 5 | 25 |  | University Class (in session) ILit Hol | 3093 | 5 | 25 | 6.5 | 45
5011 | 1 | -99 | 11 | -99 | 2 | -1 | 5 | 5 | 5 | 5 | 5 | 5 | 5 | 5 | ; | University Class (in session) | ILit | all | Cls | - | 0.05 | 0.05 | Always On | 100 | 100 | 100 | 100 | 100 | 100 | 100 | 100 | 100 | 100 |  | University Class (in session) ILit Cls | 2 | 5 | 5 | 5 | 5
5011 | 1 | -99 | -99 | -99 | 3091 | -1 | 5 | 70 | 8 | 70 | 5 | 100 | 5 | 100 | ; | University Class (in session) | ILit | all | all | - | 1 | 1 | DEER EUN Cls IS Lt Wd | 5 | 100 | 5 | 70 | 8 | 70 | 5 | 100 | 5 | 100 |  | University Class (in session) ILit all | 3091 | 5 | 70 | 8 | 70
5011 | 6 | -99 | -99 | 0 | 2 | -1 | 5 | 5 | 5 | 5 | 5 | 5 | 5 | 5 | ; | University Class (in session) | Misc | all | all | No | 0.05 | 0.05 | Always On | 100 | 100 |  |  |  |  | - n/a - | - n/a - | 100 | 100 |  | University Class (in session) Misc all Closed | 2 | 5 | 5 | 5 | 5
5011 | 6 | -99 | 6 | -99 | 3095 | -1 | 5 | 100 | 5 | 100 | 5 | 100 | 5 | 100 | ; | University Class (in session) | Misc | all | Sat | - | 1 | 1 | DEER EUN Cls IS Eq Sa | 5 | 100 |  |  |  |  | - n/a - | - n/a - | 5 | 100 |  | University Class (in session) Misc Sat | 3095 | 5 | 100 | 5 | 100
5011 | 6 | -99 | 7 | -99 | 3096 | -1 | 5 | 20 | 5 | 20 | 5 | 20 | 5 | 20 | ; | University Class (in session) | Misc | all | Sun | - | 1 | 1 | DEER EUN Cls IS Eq SuH | 5 | 20 |  |  |  |  | - n/a - | - n/a - | 5 | 20 |  | University Class (in session) Misc Sun | 3096 | 5 | 20 | 5 | 20
5011 | 6 | -99 | 8 | -99 | 3096 | -1 | 5 | 20 | 5 | 20 | 5 | 20 | 5 | 20 | ; | University Class (in session) | Misc | all | Hol | - | 1 | 1 | DEER EUN Cls IS Eq SuH | 5 | 20 |  |  |  |  | - n/a - | - n/a - | 5 | 20 |  | University Class (in session) Misc Hol | 3096 | 5 | 20 | 5 | 20
5011 | 6 | -99 | 11 | -99 | 2 | -1 | 5 | 5 | 5 | 5 | 5 | 5 | 5 | 5 | ; | University Class (in session) | Misc | all | Cls | - | 0.05 | 0.05 | Always On | 100 | 100 |  |  |  |  | - n/a - | - n/a - | 100 | 100 |  | University Class (in session) Misc Cls | 2 | 5 | 5 | 5 | 5
5011 | 6 | -99 | -99 | -99 | 3094 | -1 | 5 | 100 | 5 | 100 | 5 | 100 | 5 | 100 | ; | University Class (in session) | Misc | all | all | - | 1 | 1 | DEER EUN Cls IS Eq Wd | 5 | 100 |  |  |  |  | - n/a - | - n/a - | 5 | 100 |  | University Class (in session) Misc all | 3094 | 5 | 100 | 5 | 100
5021 | 8 | -99 | -99 | 0 | 1 | -1 | 0 | 0 | 0 | 0 | 0 | 0 | 0 | 0 | ; | University Office (in session) | Occup | all | all | No | 1 | 1 | Always Off | 0 | 0 |  |  |  |  | - n/a - | - n/a - | 0 | 0 |  | University Office (in session) Occup all Closed | 1 | 0 | 0 | 0 | 0
5021 | 8 | -99 | 6 | -99 | 3635 | -1 | 0 | 35 | 0 | 35 | 0 | 35 | 0 | 35 | ; | University Office (in session) | Occup | all | Sat | - | 1 | 1 | DEER08 EUN Off IS Oc Sa | 0 | 35 |  |  |  |  | - n/a - | - n/a - | 0 | 35 |  | University Office (in session) Occup Sat | 3635 | 0 | 35 | 0 | 35
5021 | 8 | -99 | 7 | -99 | 3635 | -1 | 0 | 0 | 0 | 0 | 0 | 0 | 0 | 0 | ; | University Office (in session) | Occup | all | Sun | - | 0 | 0 | DEER08 EUN Off IS Oc Sa | 0 | 35 |  |  |  |  | - n/a - | - n/a - | 0 | 35 |  | University Office (in session) Occup Sun | 3635 | 0 | 0 | 0 | 0
5021 | 8 | -99 | 8 | -99 | 3635 | -1 | 0 | 0 | 0 | 0 | 0 | 0 | 0 | 0 | ; | University Office (in session) | Occup | all | Hol | - | 0 | 0 | DEER08 EUN Off IS Oc Sa | 0 | 35 |  |  |  |  | - n/a - | - n/a - | 0 | 35 |  | University Office (in session) Occup Hol | 3635 | 0 | 0 | 0 | 0
5021 | 8 | -99 | 11 | -99 | 1 | -1 | 0 | 0 | 0 | 0 | 0 | 0 | 0 | 0 | ; | University Office (in session) | Occup | all | Cls | - | 1 | 1 | Always Off | 0 | 0 |  |  |  |  | - n/a - | - n/a - | 0 | 0 |  | University Office (in session) Occup Cls | 1 | 0 | 0 | 0 | 0
5021 | 8 | -99 | -99 | -99 | 3097 | -1 | 0 | 100 | 0 | 100 | 0 | 100 | 0 | 100 | ; | University Office (in session) | Occup | all | all | - | 1 | 1 | DEER EUN Off IS Oc Wd | 0 | 100 |  |  |  |  | - n/a - | - n/a - | 0 | 100 |  | University Office (in session) Occup all | 3097 | 0 | 100 | 0 | 100
5021 | 1 | -99 | -99 | 0 | 2 | -1 | 5 | 5 | 5 | 5 | 5 | 5 | 5 | 5 | ; | University Office (in session) | ILit | all | all | No | 0.05 | 0.05 | Always On | 100 | 100 | 100 | 100 | 100 | 100 | 100 | 100 | 100 | 100 |  | University Office (in session) ILit all Closed | 2 | 5 | 5 | 5 | 5
5021 | 1 | -99 | 6 | -99 | 3636 | -1 | 5 | 40 | 6.5 | 45 | 5 | 40 | 5 | 40 | ; | University Office (in session) | ILit | all | Sat | - | 1 | 1 | DEER08 EUN Off IS Lt Sa | 5 | 40 | 5 | 40 | 6.5 | 45 | 5 | 40 | 5 | 40 |  | University Office (in session) ILit Sat | 3636 | 5 | 40 | 6.5 | 45
5021 | 1 | -99 | 7 | -99 | 3636 | -1 | 5 | 5 | 6.5 | 6.5 | 5 | 5 | 5 | 5 | ; | University Office (in session) | ILit | all | Sun | - | 1 | 0.125 | DEER08 EUN Off IS Lt Sa | 5 | 40 | 5 | 40 | 6.5 | 45 | 5 | 40 | 5 | 40 |  | University Office (in session) ILit Sun | 3636 | 5 | 5 | 6.5 | 6.5
5021 | 1 | -99 | 8 | -99 | 3636 | -1 | 5 | 5 | 6.5 | 6.5 | 5 | 5 | 5 | 5 | ; | University Office (in session) | ILit | all | Hol | - | 1 | 0.125 | DEER08 EUN Off IS Lt Sa | 5 | 40 | 5 | 40 | 6.5 | 45 | 5 | 40 | 5 | 40 |  | University Office (in session) ILit Hol | 3636 | 5 | 5 | 6.5 | 6.5
5021 | 1 | -99 | 11 | -99 | 2 | -1 | 5 | 5 | 5 | 5 | 5 | 5 | 5 | 5 | ; | University Office (in session) | ILit | all | Cls | - | 0.05 | 0.05 | Always On | 100 | 100 | 100 | 100 | 100 | 100 | 100 | 100 | 100 | 100 |  | University Office (in session) ILit Cls | 2 | 5 | 5 | 5 | 5
5021 | 1 | -99 | -99 | -99 | 3099 | -1 | 5 | 100 | 8 | 80 | 5 | 95 | 5 | 95 | ; | University Office (in session) | ILit | all | all | - | 1 | 1 | DEER EUN Off IS Lt Wd | 5 | 95 | 5 | 100 | 8 | 80 | 5 | 95 | 5 | 95 |  | University Office (in session) ILit all | 3099 | 5 | 100 | 8 | 80
5021 | 6 | -99 | -99 | 0 | 2 | -1 | 5 | 5 | 5 | 5 | 5 | 5 | 5 | 5 | ; | University Office (in session) | Misc | all | all | No | 0.05 | 0.05 | Always On | 100 | 100 |  |  |  |  | - n/a - | - n/a - | 100 | 100 |  | University Office (in session) Misc all Closed | 2 | 5 | 5 | 5 | 5
5021 | 6 | -99 | 6 | -99 | 3637 | -1 | 5 | 40 | 5 | 40 | 5 | 40 | 5 | 40 | ; | University Office (in session) | Misc | all | Sat | - | 1 | 1 | DEER08 EUN Off IS Eq Sa | 5 | 40 |  |  |  |  | - n/a - | - n/a - | 5 | 40 |  | University Office (in session) Misc Sat | 3637 | 5 | 40 | 5 | 40
5021 | 6 | -99 | 7 | -99 | 3637 | -1 | 5 | 5 | 5 | 5 | 5 | 5 | 5 | 5 | ; | University Office (in session) | Misc | all | Sun | - | 1 | 0.125 | DEER08 EUN Off IS Eq Sa | 5 | 40 |  |  |  |  | - n/a - | - n/a - | 5 | 40 |  | University Office (in session) Misc Sun | 3637 | 5 | 5 | 5 | 5
5021 | 6 | -99 | 8 | -99 | 3637 | -1 | 5 | 5 | 5 | 5 | 5 | 5 | 5 | 5 | ; | University Office (in session) | Misc | all | Hol | - | 1 | 0.125 | DEER08 EUN Off IS Eq Sa | 5 | 40 |  |  |  |  | - n/a - | - n/a - | 5 | 40 |  | University Office (in session) Misc Hol | 3637 | 5 | 5 | 5 | 5
5021 | 6 | -99 | 11 | -99 | 2 | -1 | 5 | 5 | 5 | 5 | 5 | 5 | 5 | 5 | ; | University Office (in session) | Misc | all | Cls | - | 0.05 | 0.05 | Always On | 100 | 100 |  |  |  |  | - n/a - | - n/a - | 100 | 100 |  | University Office (in session) Misc Cls | 2 | 5 | 5 | 5 | 5
5021 | 6 | -99 | -99 | -99 | 3101 | -1 | 5 | 95 | 5 | 95 | 5 | 95 | 5 | 95 | ; | University Office (in session) | Misc | all | all | - | 1 | 1 | DEER EUN Off IS Eq Wd | 5 | 95 |  |  |  |  | - n/a - | - n/a - | 5 | 95 |  | University Office (in session) Misc all | 3101 | 5 | 95 | 5 | 95
5031 | 8 | -99 | -99 | 0 | 1 | -1 | 0 | 0 | 0 | 0 | 0 | 0 | 0 | 0 | ; | University Kitchen (in session) | Occup | all | all | No | 1 | 1 | Always Off | 0 | 0 |  |  |  |  | - n/a - | - n/a - | 0 | 0 |  | University Kitchen (in session) Occup all Closed | 1 | 0 | 0 | 0 | 0
5031 | 8 | -99 | 6 | -99 | 3645 | -1 | 0 | 50.04 | 0 | 50.04 | 0 | 50.04 | 0 | 50.04 | ; | University Kitchen (in session) | Occup | all | Sat | - | 1 | 0.556 | DEER08 EUN Kit IS Oc WeH | 0 | 90 |  |  |  |  | - n/a - | - n/a - | 0 | 90 |  | University Kitchen (in session) Occup Sat | 3645 | 0 | 50.04 | 0 | 50.04
5031 | 8 | -99 | 7 | -99 | 3645 | -1 | 0 | 50.04 | 0 | 50.04 | 0 | 50.04 | 0 | 50.04 | ; | University Kitchen (in session) | Occup | all | Sun | - | 1 | 0.556 | DEER08 EUN Kit IS Oc WeH | 0 | 90 |  |  |  |  | - n/a - | - n/a - | 0 | 90 |  | University Kitchen (in session) Occup Sun | 3645 | 0 | 50.04 | 0 | 50.04
5031 | 8 | -99 | 8 | -99 | 3645 | -1 | 0 | 50.04 | 0 | 50.04 | 0 | 50.04 | 0 | 50.04 | ; | University Kitchen (in session) | Occup | all | Hol | - | 1 | 0.556 | DEER08 EUN Kit IS Oc WeH | 0 | 90 |  |  |  |  | - n/a - | - n/a - | 0 | 90 |  | University Kitchen (in session) Occup Hol | 3645 | 0 | 50.04 | 0 | 50.04
5031 | 8 | -99 | 11 | -99 | 1 | -1 | 0 | 0 | 0 | 0 | 0 | 0 | 0 | 0 | ; | University Kitchen (in session) | Occup | all | Cls | - | 1 | 1 | Always Off | 0 | 0 |  |  |  |  | - n/a - | - n/a - | 0 | 0 |  | University Kitchen (in session) Occup Cls | 1 | 0 | 0 | 0 | 0
5031 | 8 | -99 | -99 | -99 | 3644 | -1 | 0 | 90 | 0 | 90 | 0 | 90 | 0 | 90 | ; | University Kitchen (in session) | Occup | all | all | - | 1 | 1 | DEER08 EUN Kit IS Oc Wd | 0 | 90 |  |  |  |  | - n/a - | - n/a - | 0 | 90 |  | University Kitchen (in session) Occup all | 3644 | 0 | 90 | 0 | 90
5031 | 1 | -99 | -99 | 0 | 2 | -1 | 5 | 5 | 5 | 5 | 5 | 5 | 5 | 5 | ; | University Kitchen (in session) | ILit | all | all | No | 0.05 | 0.05 | Always On | 100 | 100 | 100 | 100 | 100 | 100 | 100 | 100 | 100 | 100 |  | University Kitchen (in session) ILit all Closed | 2 | 5 | 5 | 5 | 5
5031 | 1 | -99 | 6 | -99 | 3647 | -1 | 2.5 | 37.5 | 3.25 | 33.75 | 5 | 75 | 5 | 75 | ; | University Kitchen (in session) | ILit | all | Sat | - | 0.5 | 0.75 | DEER08 EUN Kit IS Lt WeH | 10 | 100 | 5 | 50 | 6.5 | 45 | 10 | 100 | 10 | 100 |  | University Kitchen (in session) ILit Sat | 3647 | 2.5 | 37.5 | 3.25 | 33.75
5031 | 1 | -99 | 7 | -99 | 3647 | -1 | 2.5 | 37.5 | 3.25 | 33.75 | 5 | 75 | 5 | 75 | ; | University Kitchen (in session) | ILit | all | Sun | - | 0.5 | 0.75 | DEER08 EUN Kit IS Lt WeH | 10 | 100 | 5 | 50 | 6.5 | 45 | 10 | 100 | 10 | 100 |  | University Kitchen (in session) ILit Sun | 3647 | 2.5 | 37.5 | 3.25 | 33.75
5031 | 1 | -99 | 8 | -99 | 3647 | -1 | 2.5 | 37.5 | 3.25 | 33.75 | 5 | 75 | 5 | 75 | ; | University Kitchen (in session) | ILit | all | Hol | - | 0.5 | 0.75 | DEER08 EUN Kit IS Lt WeH | 10 | 100 | 5 | 50 | 6.5 | 45 | 10 | 100 | 10 | 100 |  | University Kitchen (in session) ILit Hol | 3647 | 2.5 | 37.5 | 3.25 | 33.75
5031 | 1 | -99 | 11 | -99 | 2 | -1 | 5 | 5 | 5 | 5 | 5 | 5 | 5 | 5 | ; | University Kitchen (in session) | ILit | all | Cls | - | 0.05 | 0.05 | Always On | 100 | 100 | 100 | 100 | 100 | 100 | 100 | 100 | 100 | 100 |  | University Kitchen (in session) ILit Cls | 2 | 5 | 5 | 5 | 5
5031 | 1 | -99 | -99 | -99 | 3646 | -1 | 10 | 85 | 10 | 75 | 10 | 100 | 10 | 100 | ; | University Kitchen (in session) | ILit | all | all | - | 1 | 1 | DEER08 EUN Kit IS Lt Wd | 10 | 100 | 10 | 85 | 10 | 75 | 10 | 100 | 10 | 100 |  | University Kitchen (in session) ILit all | 3646 | 10 | 85 | 10 | 75
5031 | 6 | -99 | -99 | 0 | 2 | -1 | 2 | 2 | 2 | 2 | 2 | 2 | 2 | 2 | ; | University Kitchen (in session) | Misc | all | all | No | 0.02 | 0.02 | Always On | 100 | 100 |  |  |  |  | - n/a - | - n/a - | 100 | 100 |  | University Kitchen (in session) Misc all Closed | 2 | 2 | 2 | 2 | 2
5031 | 6 | -99 | 6 | -99 | 3649 | -1 | 30 | 49.98 | 30 | 49.98 | 30 | 49.98 | 30 | 49.98 | ; | University Kitchen (in session) | Misc | all | Sat | - | 1 | 0.833 | DEER08 EUN Kit IS Eq WeH | 30 | 60 |  |  |  |  | - n/a - | - n/a - | 30 | 60 |  | University Kitchen (in session) Misc Sat | 3649 | 30 | 49.98 | 30 | 49.98
5031 | 6 | -99 | 7 | -99 | 3649 | -1 | 30 | 49.98 | 30 | 49.98 | 30 | 49.98 | 30 | 49.98 | ; | University Kitchen (in session) | Misc | all | Sun | - | 1 | 0.833 | DEER08 EUN Kit IS Eq WeH | 30 | 60 |  |  |  |  | - n/a - | - n/a - | 30 | 60 |  | University Kitchen (in session) Misc Sun | 3649 | 30 | 49.98 | 30 | 49.98
5031 | 6 | -99 | 8 | -99 | 3649 | -1 | 30 | 49.98 | 30 | 49.98 | 30 | 49.98 | 30 | 49.98 | ; | University Kitchen (in session) | Misc | all | Hol | - | 1 | 0.833 | DEER08 EUN Kit IS Eq WeH | 30 | 60 |  |  |  |  | - n/a - | - n/a - | 30 | 60 |  | University Kitchen (in session) Misc Hol | 3649 | 30 | 49.98 | 30 | 49.98
5031 | 6 | -99 | 11 | -99 | 2 | -1 | 2 | 2 | 2 | 2 | 2 | 2 | 2 | 2 | ; | University Kitchen (in session) | Misc | all | Cls | - | 0.02 | 0.02 | Always On | 100 | 100 |  |  |  |  | - n/a - | - n/a - | 100 | 100 |  | University Kitchen (in session) Misc Cls | 2 | 2 | 2 | 2 | 2
5031 | 6 | -99 | -99 | -99 | 3648 | -1 | 30 | 60 | 30 | 60 | 30 | 60 | 30 | 60 | ; | University Kitchen (in session) | Misc | all | all | - | 1 | 1 | DEER08 EUN Kit IS Eq Wd | 30 | 60 |  |  |  |  | - n/a - | - n/a - | 30 | 60 |  | University Kitchen (in session) Misc all | 3648 | 30 | 60 | 30 | 60
5031 | 4 | -99 | -99 | 0 | 2 | -1 | 2 | 2 | 2 | 2 | 2 | 2 | 2 | 2 | ; | University Kitchen (in session) | Cook | all | all | No | 0.02 | 0.02 | Always On | 100 | 100 |  |  |  |  | - n/a - | - n/a - | 100 | 100 |  | University Kitchen (in session) Cook all Closed | 2 | 2 | 2 | 2 | 2
5031 | 4 | -99 | 6 | -99 | 3651 | -1 | 20 | 75 | 20 | 75 | 20 | 75 | 20 | 75 | ; | University Kitchen (in session) | Cook | all | Sat | - | 1 | 0.75 | DEER08 EUN Kit IS Ck WeH | 20 | 100 |  |  |  |  | - n/a - | - n/a - | 20 | 100 |  | University Kitchen (in session) Cook Sat | 3651 | 20 | 75 | 20 | 75
5031 | 4 | -99 | 7 | -99 | 3651 | -1 | 20 | 75 | 20 | 75 | 20 | 75 | 20 | 75 | ; | University Kitchen (in session) | Cook | all | Sun | - | 1 | 0.75 | DEER08 EUN Kit IS Ck WeH | 20 | 100 |  |  |  |  | - n/a - | - n/a - | 20 | 100 |  | University Kitchen (in session) Cook Sun | 3651 | 20 | 75 | 20 | 75
5031 | 4 | -99 | 8 | -99 | 3651 | -1 | 20 | 75 | 20 | 75 | 20 | 75 | 20 | 75 | ; | University Kitchen (in session) | Cook | all | Hol | - | 1 | 0.75 | DEER08 EUN Kit IS Ck WeH | 20 | 100 |  |  |  |  | - n/a - | - n/a - | 20 | 100 |  | University Kitchen (in session) Cook Hol | 3651 | 20 | 75 | 20 | 75
5031 | 4 | -99 | 11 | -99 | 2 | -1 | 2 | 2 | 2 | 2 | 2 | 2 | 2 | 2 | ; | University Kitchen (in session) | Cook | all | Cls | - | 0.02 | 0.02 | Always On | 100 | 100 |  |  |  |  | - n/a - | - n/a - | 100 | 100 |  | University Kitchen (in session) Cook Cls | 2 | 2 | 2 | 2 | 2
5031 | 4 | -99 | -99 | -99 | 3650 | -1 | 20 | 100 | 20 | 100 | 20 | 100 | 20 | 100 | ; | University Kitchen (in session) | Cook | all | all | - | 1 | 1 | DEER08 EUN Kit IS Ck Wd | 20 | 100 |  |  |  |  | - n/a - | - n/a - | 20 | 100 |  | University Kitchen (in session) Cook all | 3650 | 20 | 100 | 20 | 100
5041 | 8 | -99 | -99 | 0 | 1 | -1 | 0 | 0 | 0 | 0 | 0 | 0 | 0 | 0 | ; | University Cafeteria (in session) | Occup | all | all | No | 1 | 1 | Always Off | 0 | 0 |  |  |  |  | - n/a - | - n/a - | 0 | 0 |  | University Cafeteria (in session) Occup all Closed | 1 | 0 | 0 | 0 | 0
5041 | 8 | -99 | 6 | -99 | 3639 | -1 | 0 | 35.01 | 0 | 35.01 | 0 | 35.01 | 0 | 35.01 | ; | University Cafeteria (in session) | Occup | all | Sat | - | 1 | 0.389 | DEER08 EUN Din IS Oc WeH | 0 | 90 |  |  |  |  | - n/a - | - n/a - | 0 | 90 |  | University Cafeteria (in session) Occup Sat | 3639 | 0 | 35.01 | 0 | 35.01
5041 | 8 | -99 | 7 | -99 | 3639 | -1 | 0 | 35.01 | 0 | 35.01 | 0 | 35.01 | 0 | 35.01 | ; | University Cafeteria (in session) | Occup | all | Sun | - | 1 | 0.389 | DEER08 EUN Din IS Oc WeH | 0 | 90 |  |  |  |  | - n/a - | - n/a - | 0 | 90 |  | University Cafeteria (in session) Occup Sun | 3639 | 0 | 35.01 | 0 | 35.01
5041 | 8 | -99 | 8 | -99 | 3639 | -1 | 0 | 35.01 | 0 | 35.01 | 0 | 35.01 | 0 | 35.01 | ; | University Cafeteria (in session) | Occup | all | Hol | - | 1 | 0.389 | DEER08 EUN Din IS Oc WeH | 0 | 90 |  |  |  |  | - n/a - | - n/a - | 0 | 90 |  | University Cafeteria (in session) Occup Hol | 3639 | 0 | 35.01 | 0 | 35.01
5041 | 8 | -99 | 11 | -99 | 1 | -1 | 0 | 0 | 0 | 0 | 0 | 0 | 0 | 0 | ; | University Cafeteria (in session) | Occup | all | Cls | - | 1 | 1 | Always Off | 0 | 0 |  |  |  |  | - n/a - | - n/a - | 0 | 0 |  | University Cafeteria (in session) Occup Cls | 1 | 0 | 0 | 0 | 0
5041 | 8 | -99 | -99 | -99 | 3638 | -1 | 0 | 90 | 0 | 90 | 0 | 90 | 0 | 90 | ; | University Cafeteria (in session) | Occup | all | all | - | 1 | 1 | DEER08 EUN Din IS Oc Wd | 0 | 90 |  |  |  |  | - n/a - | - n/a - | 0 | 90 |  | University Cafeteria (in session) Occup all | 3638 | 0 | 90 | 0 | 90
5041 | 1 | -99 | -99 | 0 | 2 | -1 | 5 | 5 | 5 | 5 | 5 | 5 | 5 | 5 | ; | University Cafeteria (in session) | ILit | all | all | No | 0.05 | 0.05 | Always On | 100 | 100 | 100 | 100 | 100 | 100 | 100 | 100 | 100 | 100 |  | University Cafeteria (in session) ILit all Closed | 2 | 5 | 5 | 5 | 5
5041 | 1 | -99 | 6 | -99 | 3641 | -1 | 2.5 | 37.5 | 3.25 | 33.75 | 5 | 75 | 5 | 75 | ; | University Cafeteria (in session) | ILit | all | Sat | - | 0.5 | 0.75 | DEER08 EUN Din IS Lt WeH | 10 | 100 | 5 | 50 | 6.5 | 45 | 10 | 100 | 10 | 100 |  | University Cafeteria (in session) ILit Sat | 3641 | 2.5 | 37.5 | 3.25 | 33.75
5041 | 1 | -99 | 7 | -99 | 3641 | -1 | 2.5 | 37.5 | 3.25 | 33.75 | 5 | 75 | 5 | 75 | ; | University Cafeteria (in session) | ILit | all | Sun | - | 0.5 | 0.75 | DEER08 EUN Din IS Lt WeH | 10 | 100 | 5 | 50 | 6.5 | 45 | 10 | 100 | 10 | 100 |  | University Cafeteria (in session) ILit Sun | 3641 | 2.5 | 37.5 | 3.25 | 33.75
5041 | 1 | -99 | 8 | -99 | 3641 | -1 | 2.5 | 37.5 | 3.25 | 33.75 | 5 | 75 | 5 | 75 | ; | University Cafeteria (in session) | ILit | all | Hol | - | 0.5 | 0.75 | DEER08 EUN Din IS Lt WeH | 10 | 100 | 5 | 50 | 6.5 | 45 | 10 | 100 | 10 | 100 |  | University Cafeteria (in session) ILit Hol | 3641 | 2.5 | 37.5 | 3.25 | 33.75
5041 | 1 | -99 | 11 | -99 | 2 | -1 | 5 | 5 | 5 | 5 | 5 | 5 | 5 | 5 | ; | University Cafeteria (in session) | ILit | all | Cls | - | 0.05 | 0.05 | Always On | 100 | 100 | 100 | 100 | 100 | 100 | 100 | 100 | 100 | 100 |  | University Cafeteria (in session) ILit Cls | 2 | 5 | 5 | 5 | 5
5041 | 1 | -99 | -99 | -99 | 3640 | -1 | 10 | 85 | 10 | 75 | 10 | 100 | 10 | 100 | ; | University Cafeteria (in session) | ILit | all | all | - | 1 | 1 | DEER08 EUN Din IS Lt Wd | 10 | 100 | 10 | 85 | 10 | 75 | 10 | 100 | 10 | 100 |  | University Cafeteria (in session) ILit all | 3640 | 10 | 85 | 10 | 75
5041 | 6 | -99 | -99 | 0 | 2 | -1 | 2 | 2 | 2 | 2 | 2 | 2 | 2 | 2 | ; | University Cafeteria (in session) | Misc | all | all | No | 0.02 | 0.02 | Always On | 100 | 100 |  |  |  |  | - n/a - | - n/a - | 100 | 100 |  | University Cafeteria (in session) Misc all Closed | 2 | 2 | 2 | 2 | 2
5041 | 6 | -99 | 6 | -99 | 3643 | -1 | 0 | 49.98 | 0 | 49.98 | 0 | 49.98 | 0 | 49.98 | ; | University Cafeteria (in session) | Misc | all | Sat | - | 1 | 0.833 | DEER08 EUN Din IS Eq WeH | 0 | 60 |  |  |  |  | - n/a - | - n/a - | 0 | 60 |  | University Cafeteria (in session) Misc Sat | 3643 | 0 | 49.98 | 0 | 49.98
5041 | 6 | -99 | 7 | -99 | 3643 | -1 | 0 | 49.98 | 0 | 49.98 | 0 | 49.98 | 0 | 49.98 | ; | University Cafeteria (in session) | Misc | all | Sun | - | 1 | 0.833 | DEER08 EUN Din IS Eq WeH | 0 | 60 |  |  |  |  | - n/a - | - n/a - | 0 | 60 |  | University Cafeteria (in session) Misc Sun | 3643 | 0 | 49.98 | 0 | 49.98
5041 | 6 | -99 | 8 | -99 | 3643 | -1 | 0 | 49.98 | 0 | 49.98 | 0 | 49.98 | 0 | 49.98 | ; | University Cafeteria (in session) | Misc | all | Hol | - | 1 | 0.833 | DEER08 EUN Din IS Eq WeH | 0 | 60 |  |  |  |  | - n/a - | - n/a - | 0 | 60 |  | University Cafeteria (in session) Misc Hol | 3643 | 0 | 49.98 | 0 | 49.98
5041 | 6 | -99 | 11 | -99 | 2 | -1 | 2 | 2 | 2 | 2 | 2 | 2 | 2 | 2 | ; | University Cafeteria (in session) | Misc | all | Cls | - | 0.02 | 0.02 | Always On | 100 | 100 |  |  |  |  | - n/a - | - n/a - | 100 | 100 |  | University Cafeteria (in session) Misc Cls | 2 | 2 | 2 | 2 | 2
5041 | 6 | -99 | -99 | -99 | 3642 | -1 | 0 | 60 | 0 | 60 | 0 | 60 | 0 | 60 | ; | University Cafeteria (in session) | Misc | all | all | - | 1 | 1 | DEER08 EUN Din IS Eq Wd | 0 | 60 |  |  |  |  | - n/a - | - n/a - | 0 | 60 |  | University Cafeteria (in session) Misc all | 3642 | 0 | 60 | 0 | 60
5051 | 8 | -99 | -99 | 0 | 1 | -1 | 0 | 0 | 0 | 0 | 0 | 0 | 0 | 0 | ; | University ComputerRm (in session) | Occup | all | all | No | 1 | 1 | Always Off | 0 | 0 |  |  |  |  | - n/a - | - n/a - | 0 | 0 |  | University ComputerRm (in session) Occup all Closed | 1 | 0 | 0 | 0 | 0
5051 | 8 | -99 | 6 | -99 | 3653 | -1 | 0 | 50 | 0 | 50 | 0 | 50 | 0 | 50 | ; | University ComputerRm (in session) | Occup | all | Sat | - | 1 | 0.5 | DEER08 EUN Cmp IS Oc WeH | 0 | 100 |  |  |  |  | - n/a - | - n/a - | 0 | 100 |  | University ComputerRm (in session) Occup Sat | 3653 | 0 | 50 | 0 | 50
5051 | 8 | -99 | 7 | -99 | 3653 | -1 | 0 | 50 | 0 | 50 | 0 | 50 | 0 | 50 | ; | University ComputerRm (in session) | Occup | all | Sun | - | 1 | 0.5 | DEER08 EUN Cmp IS Oc WeH | 0 | 100 |  |  |  |  | - n/a - | - n/a - | 0 | 100 |  | University ComputerRm (in session) Occup Sun | 3653 | 0 | 50 | 0 | 50
5051 | 8 | -99 | 8 | -99 | 3653 | -1 | 0 | 50 | 0 | 50 | 0 | 50 | 0 | 50 | ; | University ComputerRm (in session) | Occup | all | Hol | - | 1 | 0.5 | DEER08 EUN Cmp IS Oc WeH | 0 | 100 |  |  |  |  | - n/a - | - n/a - | 0 | 100 |  | University ComputerRm (in session) Occup Hol | 3653 | 0 | 50 | 0 | 50
5051 | 8 | -99 | 11 | -99 | 1 | -1 | 0 | 0 | 0 | 0 | 0 | 0 | 0 | 0 | ; | University ComputerRm (in session) | Occup | all | Cls | - | 1 | 1 | Always Off | 0 | 0 |  |  |  |  | - n/a - | - n/a - | 0 | 0 |  | University ComputerRm (in session) Occup Cls | 1 | 0 | 0 | 0 | 0
5051 | 8 | -99 | -99 | -99 | 3652 | -1 | 0 | 100 | 0 | 100 | 0 | 100 | 0 | 100 | ; | University ComputerRm (in session) | Occup | all | all | - | 1 | 1 | DEER08 EUN Cmp IS Oc Wd | 0 | 100 |  |  |  |  | - n/a - | - n/a - | 0 | 100 |  | University ComputerRm (in session) Occup all | 3652 | 0 | 100 | 0 | 100
5051 | 1 | -99 | -99 | 0 | 2 | -1 | 5 | 5 | 5 | 5 | 5 | 5 | 5 | 5 | ; | University ComputerRm (in session) | ILit | all | all | No | 0.05 | 0.05 | Always On | 100 | 100 | 100 | 100 | 100 | 100 | 100 | 100 | 100 | 100 |  | University ComputerRm (in session) ILit all Closed | 2 | 5 | 5 | 5 | 5
5051 | 1 | -99 | 6 | -99 | 3655 | -1 | 10 | 37.5 | 10 | 45 | 10 | 75 | 10 | 75 | ; | University ComputerRm (in session) | ILit | all | Sat | - | 1 | 0.75 | DEER08 EUN Cmp IS Lt WeH | 10 | 100 | 10 | 50 | 10 | 60 | 10 | 100 | 10 | 100 |  | University ComputerRm (in session) ILit Sat | 3655 | 10 | 37.5 | 10 | 45
5051 | 1 | -99 | 7 | -99 | 3655 | -1 | 10 | 37.5 | 10 | 45 | 10 | 75 | 10 | 75 | ; | University ComputerRm (in session) | ILit | all | Sun | - | 1 | 0.75 | DEER08 EUN Cmp IS Lt WeH | 10 | 100 | 10 | 50 | 10 | 60 | 10 | 100 | 10 | 100 |  | University ComputerRm (in session) ILit Sun | 3655 | 10 | 37.5 | 10 | 45
5051 | 1 | -99 | 8 | -99 | 3655 | -1 | 10 | 37.5 | 10 | 45 | 10 | 75 | 10 | 75 | ; | University ComputerRm (in session) | ILit | all | Hol | - | 1 | 0.75 | DEER08 EUN Cmp IS Lt WeH | 10 | 100 | 10 | 50 | 10 | 60 | 10 | 100 | 10 | 100 |  | University ComputerRm (in session) ILit Hol | 3655 | 10 | 37.5 | 10 | 45
5051 | 1 | -99 | 11 | -99 | 2 | -1 | 5 | 5 | 5 | 5 | 5 | 5 | 5 | 5 | ; | University ComputerRm (in session) | ILit | all | Cls | - | 0.05 | 0.05 | Always On | 100 | 100 | 100 | 100 | 100 | 100 | 100 | 100 | 100 | 100 |  | University ComputerRm (in session) ILit Cls | 2 | 5 | 5 | 5 | 5
5051 | 1 | -99 | -99 | -99 | 3654 | -1 | 10 | 70 | 10 | 90 | 10 | 100 | 10 | 100 | ; | University ComputerRm (in session) | ILit | all | all | - | 1 | 1 | DEER08 EUN Cmp IS Lt Wd | 10 | 100 | 10 | 70 | 10 | 90 | 10 | 100 | 10 | 100 |  | University ComputerRm (in session) ILit all | 3654 | 10 | 70 | 10 | 90
5051 | 6 | -99 | -99 | 0 | 2 | -1 | 5 | 5 | 5 | 5 | 5 | 5 | 5 | 5 | ; | University ComputerRm (in session) | Misc | all | all | No | 0.05 | 0.05 | Always On | 100 | 100 |  |  |  |  | - n/a - | - n/a - | 100 | 100 |  | University ComputerRm (in session) Misc all Closed | 2 | 5 | 5 | 5 | 5
5051 | 6 | -99 | 6 | -99 | 3657 | -1 | 50 | 75 | 50 | 75 | 50 | 75 | 50 | 75 | ; | University ComputerRm (in session) | Misc | all | Sat | - | 1 | 0.75 | DEER08 EUN Cmp IS Eq WeH | 50 | 100 |  |  |  |  | - n/a - | - n/a - | 50 | 100 |  | University ComputerRm (in session) Misc Sat | 3657 | 50 | 75 | 50 | 75
5051 | 6 | -99 | 7 | -99 | 3657 | -1 | 50 | 75 | 50 | 75 | 50 | 75 | 50 | 75 | ; | University ComputerRm (in session) | Misc | all | Sun | - | 1 | 0.75 | DEER08 EUN Cmp IS Eq WeH | 50 | 100 |  |  |  |  | - n/a - | - n/a - | 50 | 100 |  | University ComputerRm (in session) Misc Sun | 3657 | 50 | 75 | 50 | 75
5051 | 6 | -99 | 8 | -99 | 3657 | -1 | 50 | 75 | 50 | 75 | 50 | 75 | 50 | 75 | ; | University ComputerRm (in session) | Misc | all | Hol | - | 1 | 0.75 | DEER08 EUN Cmp IS Eq WeH | 50 | 100 |  |  |  |  | - n/a - | - n/a - | 50 | 100 |  | University ComputerRm (in session) Misc Hol | 3657 | 50 | 75 | 50 | 75
5051 | 6 | -99 | 11 | -99 | 2 | -1 | 5 | 5 | 5 | 5 | 5 | 5 | 5 | 5 | ; | University ComputerRm (in session) | Misc | all | Cls | - | 0.05 | 0.05 | Always On | 100 | 100 |  |  |  |  | - n/a - | - n/a - | 100 | 100 |  | University ComputerRm (in session) Misc Cls | 2 | 5 | 5 | 5 | 5
5051 | 6 | -99 | -99 | -99 | 3656 | -1 | 50 | 100 | 50 | 100 | 50 | 100 | 50 | 100 | ; | University ComputerRm (in session) | Misc | all | all | - | 1 | 1 | DEER08 EUN Cmp IS Eq Wd | 50 | 100 |  |  |  |  | - n/a - | - n/a - | 50 | 100 |  | University ComputerRm (in session) Misc all | 3656 | 50 | 100 | 50 | 100
5061 | 8 | -99 | -99 | 0 | 1 | -1 | 0 | 0 | 0 | 0 | 0 | 0 | 0 | 0 | ; | University Dorm (in session) | Occup | all | all | No | 1 | 1 | Always Off | 0 | 0 |  |  |  |  | - n/a - | - n/a - | 0 | 0 |  | University Dorm (in session) Occup all Closed | 1 | 0 | 0 | 0 | 0
5061 | 8 | -99 | 6 | -99 | 3114 | -1 | 50 | 100 | 50 | 100 | 50 | 100 | 50 | 100 | ; | University Dorm (in session) | Occup | all | Sat | - | 1 | 1 | DEER EUN Drm IS Oc Sa | 50 | 100 |  |  |  |  | - n/a - | - n/a - | 50 | 100 |  | University Dorm (in session) Occup Sat | 3114 | 50 | 100 | 50 | 100
5061 | 8 | -99 | 7 | -99 | 3115 | -1 | 50 | 100 | 50 | 100 | 50 | 100 | 50 | 100 | ; | University Dorm (in session) | Occup | all | Sun | - | 1 | 1 | DEER EUN Drm IS Oc SuH | 50 | 100 |  |  |  |  | - n/a - | - n/a - | 50 | 100 |  | University Dorm (in session) Occup Sun | 3115 | 50 | 100 | 50 | 100
5061 | 8 | -99 | 8 | -99 | 3115 | -1 | 50 | 100 | 50 | 100 | 50 | 100 | 50 | 100 | ; | University Dorm (in session) | Occup | all | Hol | - | 1 | 1 | DEER EUN Drm IS Oc SuH | 50 | 100 |  |  |  |  | - n/a - | - n/a - | 50 | 100 |  | University Dorm (in session) Occup Hol | 3115 | 50 | 100 | 50 | 100
5061 | 8 | -99 | 11 | -99 | 1 | -1 | 0 | 0 | 0 | 0 | 0 | 0 | 0 | 0 | ; | University Dorm (in session) | Occup | all | Cls | - | 1 | 1 | Always Off | 0 | 0 |  |  |  |  | - n/a - | - n/a - | 0 | 0 |  | University Dorm (in session) Occup Cls | 1 | 0 | 0 | 0 | 0
5061 | 8 | -99 | -99 | -99 | 3113 | -1 | 20 | 100 | 20 | 100 | 20 | 100 | 20 | 100 | ; | University Dorm (in session) | Occup | all | all | - | 1 | 1 | DEER EUN Drm IS Oc Wd | 20 | 100 |  |  |  |  | - n/a - | - n/a - | 20 | 100 |  | University Dorm (in session) Occup all | 3113 | 20 | 100 | 20 | 100
5061 | 1 | -99 | -99 | 0 | 2 | -1 | 5 | 5 | 5 | 5 | 5 | 5 | 5 | 5 | ; | University Dorm (in session) | ILit | all | all | No | 0.05 | 0.05 | Always On | 100 | 100 | 100 | 100 | 100 | 100 | 100 | 100 | 100 | 100 |  | University Dorm (in session) ILit all Closed | 2 | 5 | 5 | 5 | 5
5061 | 1 | -99 | 6 | -99 | 3117 | -1 | 4.5 | 40 | 4.5 | 40 | 20 | 100 | 20 | 100 | ; | University Dorm (in session) | ILit | all | Sat | - | 1 | 1 | DEER EUN Drm IS Lt Sa | 20 | 100 | 4.5 | 40 | 4.5 | 40 | 20 | 100 | 20 | 100 |  | University Dorm (in session) ILit Sat | 3117 | 4.5 | 40 | 4.5 | 40
5061 | 1 | -99 | 7 | -99 | 3118 | -1 | 4.5 | 40 | 4.5 | 40 | 20 | 80 | 20 | 80 | ; | University Dorm (in session) | ILit | all | Sun | - | 1 | 1 | DEER EUN Drm IS Lt SuH | 20 | 80 | 4.5 | 40 | 4.5 | 40 | 20 | 80 | 20 | 80 |  | University Dorm (in session) ILit Sun | 3118 | 4.5 | 40 | 4.5 | 40
5061 | 1 | -99 | 8 | -99 | 3118 | -1 | 4.5 | 40 | 4.5 | 40 | 20 | 80 | 20 | 80 | ; | University Dorm (in session) | ILit | all | Hol | - | 1 | 1 | DEER EUN Drm IS Lt SuH | 20 | 80 | 4.5 | 40 | 4.5 | 40 | 20 | 80 | 20 | 80 |  | University Dorm (in session) ILit Hol | 3118 | 4.5 | 40 | 4.5 | 40
5061 | 1 | -99 | 11 | -99 | 2 | -1 | 5 | 5 | 5 | 5 | 5 | 5 | 5 | 5 | ; | University Dorm (in session) | ILit | all | Cls | - | 0.05 | 0.05 | Always On | 100 | 100 | 100 | 100 | 100 | 100 | 100 | 100 | 100 | 100 |  | University Dorm (in session) ILit Cls | 2 | 5 | 5 | 5 | 5
5061 | 1 | -99 | -99 | -99 | 3116 | -1 | 4.5 | 40 | 4.5 | 40 | 20 | 100 | 20 | 100 | ; | University Dorm (in session) | ILit | all | all | - | 1 | 1 | DEER EUN Drm IS Lt Wd | 20 | 100 | 4.5 | 40 | 4.5 | 40 | 20 | 100 | 20 | 100 |  | University Dorm (in session) ILit all | 3116 | 4.5 | 40 | 4.5 | 40
5061 | 6 | -99 | -99 | 0 | 2 | -1 | 5 | 5 | 5 | 5 | 5 | 5 | 5 | 5 | ; | University Dorm (in session) | Misc | all | all | No | 0.05 | 0.05 | Always On | 100 | 100 |  |  |  |  | - n/a - | - n/a - | 100 | 100 |  | University Dorm (in session) Misc all Closed | 2 | 5 | 5 | 5 | 5
5061 | 6 | -99 | 6 | -99 | 3120 | -1 | 20 | 100 | 20 | 100 | 20 | 100 | 20 | 100 | ; | University Dorm (in session) | Misc | all | Sat | - | 1 | 1 | DEER EUN Drm IS Eq Sa | 20 | 100 |  |  |  |  | - n/a - | - n/a - | 20 | 100 |  | University Dorm (in session) Misc Sat | 3120 | 20 | 100 | 20 | 100
5061 | 6 | -99 | 7 | -99 | 3121 | -1 | 20 | 80 | 20 | 80 | 20 | 80 | 20 | 80 | ; | University Dorm (in session) | Misc | all | Sun | - | 1 | 1 | DEER EUN Drm IS Eq SuH | 20 | 80 |  |  |  |  | - n/a - | - n/a - | 20 | 80 |  | University Dorm (in session) Misc Sun | 3121 | 20 | 80 | 20 | 80
5061 | 6 | -99 | 8 | -99 | 3121 | -1 | 20 | 80 | 20 | 80 | 20 | 80 | 20 | 80 | ; | University Dorm (in session) | Misc | all | Hol | - | 1 | 1 | DEER EUN Drm IS Eq SuH | 20 | 80 |  |  |  |  | - n/a - | - n/a - | 20 | 80 |  | University Dorm (in session) Misc Hol | 3121 | 20 | 80 | 20 | 80
5061 | 6 | -99 | 11 | -99 | 2 | -1 | 5 | 5 | 5 | 5 | 5 | 5 | 5 | 5 | ; | University Dorm (in session) | Misc | all | Cls | - | 0.05 | 0.05 | Always On | 100 | 100 |  |  |  |  | - n/a - | - n/a - | 100 | 100 |  | University Dorm (in session) Misc Cls | 2 | 5 | 5 | 5 | 5
5061 | 6 | -99 | -99 | -99 | 3119 | -1 | 20 | 100 | 20 | 100 | 20 | 100 | 20 | 100 | ; | University Dorm (in session) | Misc | all | all | - | 1 | 1 | DEER EUN Drm IS Eq Wd | 20 | 100 |  |  |  |  | - n/a - | - n/a - | 20 | 100 |  | University Dorm (in session) Misc all | 3119 | 20 | 100 | 20 | 100
5012 | 8 | -99 | -99 | 0 | 1 | -1 | 0 | 0 | 0 | 0 | 0 | 0 | 0 | 0 | ; | University Class (summer) | Occup | all | all | No | 1 | 1 | Always Off | 0 | 0 |  |  |  |  | - n/a - | - n/a - | 0 | 0 |  | University Class (summer) Occup all Closed | 1 | 0 | 0 | 0 | 0
5012 | 8 | -99 | 6 | -99 | 3659 | -1 | 0 | 25 | 0 | 25 | 0 | 25 | 0 | 25 | ; | University Class (summer) | Occup | all | Sat | - | 1 | 0.3125 | DEER08 EUN Cls Sm Oc Sa | 0 | 80 |  |  |  |  | - n/a - | - n/a - | 0 | 80 |  | University Class (summer) Occup Sat | 3659 | 0 | 25 | 0 | 25
5012 | 8 | -99 | 7 | -99 | 3090 | -1 | 0 | 7.5 | 0 | 7.5 | 0 | 7.5 | 0 | 7.5 | ; | University Class (summer) | Occup | all | Sun | - | 1 | 0.5 | DEER EUN Cls IS Oc SuH | 0 | 15 |  |  |  |  | - n/a - | - n/a - | 0 | 15 |  | University Class (summer) Occup Sun | 3090 | 0 | 7.5 | 0 | 7.5
5012 | 8 | -99 | 8 | -99 | 3090 | -1 | 0 | 7.5 | 0 | 7.5 | 0 | 7.5 | 0 | 7.5 | ; | University Class (summer) | Occup | all | Hol | - | 1 | 0.5 | DEER EUN Cls IS Oc SuH | 0 | 15 |  |  |  |  | - n/a - | - n/a - | 0 | 15 |  | University Class (summer) Occup Hol | 3090 | 0 | 7.5 | 0 | 7.5
5012 | 8 | -99 | 11 | -99 | 1 | -1 | 0 | 0 | 0 | 0 | 0 | 0 | 0 | 0 | ; | University Class (summer) | Occup | all | Cls | - | 1 | 1 | Always Off | 0 | 0 |  |  |  |  | - n/a - | - n/a - | 0 | 0 |  | University Class (summer) Occup Cls | 1 | 0 | 0 | 0 | 0
5012 | 8 | -99 | -99 | -99 | 3658 | -1 | 0 | 50 | 0 | 50 | 0 | 50 | 0 | 50 | ; | University Class (summer) | Occup | all | all | - | 1 | 0.5 | DEER08 EUN Cls Sm Oc Wd | 0 | 100 |  |  |  |  | - n/a - | - n/a - | 0 | 100 |  | University Class (summer) Occup all | 3658 | 0 | 50 | 0 | 50
5012 | 1 | -99 | -99 | 0 | 2 | -1 | 5 | 5 | 5 | 5 | 5 | 5 | 5 | 5 | ; | University Class (summer) | ILit | all | all | No | 0.05 | 0.05 | Always On | 100 | 100 | 100 | 100 | 100 | 100 | 100 | 100 | 100 | 100 |  | University Class (summer) ILit all Closed | 2 | 5 | 5 | 5 | 5
5012 | 1 | -99 | 6 | -99 | 3661 | -1 | 5 | 15 | 6.5 | 22.5 | 5 | 75 | 5 | 75 | ; | University Class (summer) | ILit | all | Sat | - | 1 | 0.75 | DEER08 EUN Cls Sm Lt Sa | 5 | 100 | 5 | 20 | 6.5 | 30 | 5 | 100 | 5 | 100 |  | University Class (summer) ILit Sat | 3661 | 5 | 15 | 6.5 | 22.5
5012 | 1 | -99 | 7 | -99 | 3093 | -1 | 5 | 15 | 6.5 | 22.5 | 5 | 18.75 | 5 | 18.75 | ; | University Class (summer) | ILit | all | Sun | - | 1 | 0.75 | DEER EUN Cls IS Lt SuH | 5 | 25 | 5 | 20 | 6.5 | 30 | 5 | 25 | 5 | 25 |  | University Class (summer) ILit Sun | 3093 | 5 | 15 | 6.5 | 22.5
5012 | 1 | -99 | 8 | -99 | 3093 | -1 | 5 | 15 | 6.5 | 22.5 | 5 | 18.75 | 5 | 18.75 | ; | University Class (summer) | ILit | all | Hol | - | 1 | 0.75 | DEER EUN Cls IS Lt SuH | 5 | 25 | 5 | 20 | 6.5 | 30 | 5 | 25 | 5 | 25 |  | University Class (summer) ILit Hol | 3093 | 5 | 15 | 6.5 | 22.5
5012 | 1 | -99 | 11 | -99 | 2 | -1 | 5 | 5 | 5 | 5 | 5 | 5 | 5 | 5 | ; | University Class (summer) | ILit | all | Cls | - | 0.05 | 0.05 | Always On | 100 | 100 | 100 | 100 | 100 | 100 | 100 | 100 | 100 | 100 |  | University Class (summer) ILit Cls | 2 | 5 | 5 | 5 | 5
5012 | 1 | -99 | -99 | -99 | 3660 | -1 | 5 | 45 | 8 | 45 | 5 | 75 | 5 | 75 | ; | University Class (summer) | ILit | all | all | - | 1 | 0.75 | DEER08 EUN Cls Sm Lt Wd | 5 | 100 | 5 | 60 | 8 | 60 | 5 | 100 | 5 | 100 |  | University Class (summer) ILit all | 3660 | 5 | 45 | 8 | 45
5012 | 6 | -99 | -99 | 0 | 2 | -1 | 5 | 5 | 5 | 5 | 5 | 5 | 5 | 5 | ; | University Class (summer) | Misc | all | all | No | 0.05 | 0.05 | Always On | 100 | 100 |  |  |  |  | - n/a - | - n/a - | 100 | 100 |  | University Class (summer) Misc all Closed | 2 | 5 | 5 | 5 | 5
5012 | 6 | -99 | 6 | -99 | 3663 | -1 | 5 | 75 | 5 | 75 | 5 | 75 | 5 | 75 | ; | University Class (summer) | Misc | all | Sat | - | 1 | 0.75 | DEER08 EUN Cls Sm Eq Sa | 5 | 100 |  |  |  |  | - n/a - | - n/a - | 5 | 100 |  | University Class (summer) Misc Sat | 3663 | 5 | 75 | 5 | 75
5012 | 6 | -99 | 7 | -99 | 3096 | -1 | 5 | 15 | 5 | 15 | 5 | 15 | 5 | 15 | ; | University Class (summer) | Misc | all | Sun | - | 1 | 0.75 | DEER EUN Cls IS Eq SuH | 5 | 20 |  |  |  |  | - n/a - | - n/a - | 5 | 20 |  | University Class (summer) Misc Sun | 3096 | 5 | 15 | 5 | 15
5012 | 6 | -99 | 8 | -99 | 3096 | -1 | 5 | 15 | 5 | 15 | 5 | 15 | 5 | 15 | ; | University Class (summer) | Misc | all | Hol | - | 1 | 0.75 | DEER EUN Cls IS Eq SuH | 5 | 20 |  |  |  |  | - n/a - | - n/a - | 5 | 20 |  | University Class (summer) Misc Hol | 3096 | 5 | 15 | 5 | 15
5012 | 6 | -99 | 11 | -99 | 2 | -1 | 5 | 5 | 5 | 5 | 5 | 5 | 5 | 5 | ; | University Class (summer) | Misc | all | Cls | - | 0.05 | 0.05 | Always On | 100 | 100 |  |  |  |  | - n/a - | - n/a - | 100 | 100 |  | University Class (summer) Misc Cls | 2 | 5 | 5 | 5 | 5
5012 | 6 | -99 | -99 | -99 | 3662 | -1 | 5 | 75 | 5 | 75 | 5 | 75 | 5 | 75 | ; | University Class (summer) | Misc | all | all | - | 1 | 0.75 | DEER08 EUN Cls Sm Eq Wd | 5 | 100 |  |  |  |  | - n/a - | - n/a - | 5 | 100 |  | University Class (summer) Misc all | 3662 | 5 | 75 | 5 | 75
5022 | 8 | -99 | -99 | 0 | 1 | -1 | 0 | 0 | 0 | 0 | 0 | 0 | 0 | 0 | ; | University Office (summer) | Occup | all | all | No | 1 | 1 | Always Off | 0 | 0 |  |  |  |  | - n/a - | - n/a - | 0 | 0 |  | University Office (summer) Occup all Closed | 1 | 0 | 0 | 0 | 0
5022 | 8 | -99 | 6 | -99 | 3635 | -1 | 0 | 17.5 | 0 | 17.5 | 0 | 17.5 | 0 | 17.5 | ; | University Office (summer) | Occup | all | Sat | - | 1 | 0.5 | DEER08 EUN Off IS Oc Sa | 0 | 35 |  |  |  |  | - n/a - | - n/a - | 0 | 35 |  | University Office (summer) Occup Sat | 3635 | 0 | 17.5 | 0 | 17.5
5022 | 8 | -99 | 7 | -99 | 3635 | -1 | 0 | 0 | 0 | 0 | 0 | 0 | 0 | 0 | ; | University Office (summer) | Occup | all | Sun | - | 0 | 0 | DEER08 EUN Off IS Oc Sa | 0 | 35 |  |  |  |  | - n/a - | - n/a - | 0 | 35 |  | University Office (summer) Occup Sun | 3635 | 0 | 0 | 0 | 0
5022 | 8 | -99 | 8 | -99 | 3635 | -1 | 0 | 0 | 0 | 0 | 0 | 0 | 0 | 0 | ; | University Office (summer) | Occup | all | Hol | - | 0 | 0 | DEER08 EUN Off IS Oc Sa | 0 | 35 |  |  |  |  | - n/a - | - n/a - | 0 | 35 |  | University Office (summer) Occup Hol | 3635 | 0 | 0 | 0 | 0
5022 | 8 | -99 | 11 | -99 | 1 | -1 | 0 | 0 | 0 | 0 | 0 | 0 | 0 | 0 | ; | University Office (summer) | Occup | all | Cls | - | 1 | 1 | Always Off | 0 | 0 |  |  |  |  | - n/a - | - n/a - | 0 | 0 |  | University Office (summer) Occup Cls | 1 | 0 | 0 | 0 | 0
5022 | 8 | -99 | -99 | -99 | 3097 | -1 | 0 | 50 | 0 | 50 | 0 | 50 | 0 | 50 | ; | University Office (summer) | Occup | all | all | - | 1 | 0.5 | DEER EUN Off IS Oc Wd | 0 | 100 |  |  |  |  | - n/a - | - n/a - | 0 | 100 |  | University Office (summer) Occup all | 3097 | 0 | 50 | 0 | 50
5022 | 1 | -99 | -99 | 0 | 2 | -1 | 5 | 5 | 5 | 5 | 5 | 5 | 5 | 5 | ; | University Office (summer) | ILit | all | all | No | 0.05 | 0.05 | Always On | 100 | 100 | 100 | 100 | 100 | 100 | 100 | 100 | 100 | 100 |  | University Office (summer) ILit all Closed | 2 | 5 | 5 | 5 | 5
5022 | 1 | -99 | 6 | -99 | 3636 | -1 | 5 | 30 | 6.5 | 33.75 | 5 | 30 | 5 | 30 | ; | University Office (summer) | ILit | all | Sat | - | 1 | 0.75 | DEER08 EUN Off IS Lt Sa | 5 | 40 | 5 | 40 | 6.5 | 45 | 5 | 40 | 5 | 40 |  | University Office (summer) ILit Sat | 3636 | 5 | 30 | 6.5 | 33.75
5022 | 1 | -99 | 7 | -99 | 3636 | -1 | 5 | 5 | 6.5 | 6.5 | 5 | 5 | 5 | 5 | ; | University Office (summer) | ILit | all | Sun | - | 1 | 0.125 | DEER08 EUN Off IS Lt Sa | 5 | 40 | 5 | 40 | 6.5 | 45 | 5 | 40 | 5 | 40 |  | University Office (summer) ILit Sun | 3636 | 5 | 5 | 6.5 | 6.5
5022 | 1 | -99 | 8 | -99 | 3636 | -1 | 5 | 5 | 6.5 | 6.5 | 5 | 5 | 5 | 5 | ; | University Office (summer) | ILit | all | Hol | - | 1 | 0.125 | DEER08 EUN Off IS Lt Sa | 5 | 40 | 5 | 40 | 6.5 | 45 | 5 | 40 | 5 | 40 |  | University Office (summer) ILit Hol | 3636 | 5 | 5 | 6.5 | 6.5
5022 | 1 | -99 | 11 | -99 | 2 | -1 | 5 | 5 | 5 | 5 | 5 | 5 | 5 | 5 | ; | University Office (summer) | ILit | all | Cls | - | 0.05 | 0.05 | Always On | 100 | 100 | 100 | 100 | 100 | 100 | 100 | 100 | 100 | 100 |  | University Office (summer) ILit Cls | 2 | 5 | 5 | 5 | 5
5022 | 1 | -99 | -99 | -99 | 3099 | -1 | 5 | 56.25 | 8 | 56.25 | 5 | 71.25 | 5 | 71.25 | ; | University Office (summer) | ILit | all | all | - | 1 | 0.75 | DEER EUN Off IS Lt Wd | 5 | 95 | 5 | 75 | 8 | 75 | 5 | 95 | 5 | 95 |  | University Office (summer) ILit all | 3099 | 5 | 56.25 | 8 | 56.25
5022 | 6 | -99 | -99 | 0 | 2 | -1 | 5 | 5 | 5 | 5 | 5 | 5 | 5 | 5 | ; | University Office (summer) | Misc | all | all | No | 0.05 | 0.05 | Always On | 100 | 100 |  |  |  |  | - n/a - | - n/a - | 100 | 100 |  | University Office (summer) Misc all Closed | 2 | 5 | 5 | 5 | 5
5022 | 6 | -99 | 6 | -99 | 3637 | -1 | 5 | 30 | 5 | 30 | 5 | 30 | 5 | 30 | ; | University Office (summer) | Misc | all | Sat | - | 1 | 0.75 | DEER08 EUN Off IS Eq Sa | 5 | 40 |  |  |  |  | - n/a - | - n/a - | 5 | 40 |  | University Office (summer) Misc Sat | 3637 | 5 | 30 | 5 | 30
5022 | 6 | -99 | 7 | -99 | 3637 | -1 | 5 | 5 | 5 | 5 | 5 | 5 | 5 | 5 | ; | University Office (summer) | Misc | all | Sun | - | 1 | 0.125 | DEER08 EUN Off IS Eq Sa | 5 | 40 |  |  |  |  | - n/a - | - n/a - | 5 | 40 |  | University Office (summer) Misc Sun | 3637 | 5 | 5 | 5 | 5
5022 | 6 | -99 | 8 | -99 | 3637 | -1 | 5 | 5 | 5 | 5 | 5 | 5 | 5 | 5 | ; | University Office (summer) | Misc | all | Hol | - | 1 | 0.125 | DEER08 EUN Off IS Eq Sa | 5 | 40 |  |  |  |  | - n/a - | - n/a - | 5 | 40 |  | University Office (summer) Misc Hol | 3637 | 5 | 5 | 5 | 5
5022 | 6 | -99 | 11 | -99 | 2 | -1 | 5 | 5 | 5 | 5 | 5 | 5 | 5 | 5 | ; | University Office (summer) | Misc | all | Cls | - | 0.05 | 0.05 | Always On | 100 | 100 |  |  |  |  | - n/a - | - n/a - | 100 | 100 |  | University Office (summer) Misc Cls | 2 | 5 | 5 | 5 | 5
5022 | 6 | -99 | -99 | -99 | 3101 | -1 | 5 | 71.25 | 5 | 71.25 | 5 | 71.25 | 5 | 71.25 | ; | University Office (summer) | Misc | all | all | - | 1 | 0.75 | DEER EUN Off IS Eq Wd | 5 | 95 |  |  |  |  | - n/a - | - n/a - | 5 | 95 |  | University Office (summer) Misc all | 3101 | 5 | 71.25 | 5 | 71.25
5032 | 8 | -99 | -99 | 0 | 1 | -1 | 0 | 0 | 0 | 0 | 0 | 0 | 0 | 0 | ; | University Kitchen (summer) | Occup | all | all | No | 1 | 1 | Always Off | 0 | 0 |  |  |  |  | - n/a - | - n/a - | 0 | 0 |  | University Kitchen (summer) Occup all Closed | 1 | 0 | 0 | 0 | 0
5032 | 8 | -99 | 6 | -99 | 3645 | -1 | 0 | 25.02 | 0 | 25.02 | 0 | 25.02 | 0 | 25.02 | ; | University Kitchen (summer) | Occup | all | Sat | - | 1 | 0.278 | DEER08 EUN Kit IS Oc WeH | 0 | 90 |  |  |  |  | - n/a - | - n/a - | 0 | 90 |  | University Kitchen (summer) Occup Sat | 3645 | 0 | 25.02 | 0 | 25.02
5032 | 8 | -99 | 7 | -99 | 3645 | -1 | 0 | 25.02 | 0 | 25.02 | 0 | 25.02 | 0 | 25.02 | ; | University Kitchen (summer) | Occup | all | Sun | - | 1 | 0.278 | DEER08 EUN Kit IS Oc WeH | 0 | 90 |  |  |  |  | - n/a - | - n/a - | 0 | 90 |  | University Kitchen (summer) Occup Sun | 3645 | 0 | 25.02 | 0 | 25.02
5032 | 8 | -99 | 8 | -99 | 3645 | -1 | 0 | 25.02 | 0 | 25.02 | 0 | 25.02 | 0 | 25.02 | ; | University Kitchen (summer) | Occup | all | Hol | - | 1 | 0.278 | DEER08 EUN Kit IS Oc WeH | 0 | 90 |  |  |  |  | - n/a - | - n/a - | 0 | 90 |  | University Kitchen (summer) Occup Hol | 3645 | 0 | 25.02 | 0 | 25.02
5032 | 8 | -99 | 11 | -99 | 1 | -1 | 0 | 0 | 0 | 0 | 0 | 0 | 0 | 0 | ; | University Kitchen (summer) | Occup | all | Cls | - | 1 | 1 | Always Off | 0 | 0 |  |  |  |  | - n/a - | - n/a - | 0 | 0 |  | University Kitchen (summer) Occup Cls | 1 | 0 | 0 | 0 | 0
5032 | 8 | -99 | -99 | -99 | 3644 | -1 | 0 | 45 | 0 | 45 | 0 | 45 | 0 | 45 | ; | University Kitchen (summer) | Occup | all | all | - | 1 | 0.5 | DEER08 EUN Kit IS Oc Wd | 0 | 90 |  |  |  |  | - n/a - | - n/a - | 0 | 90 |  | University Kitchen (summer) Occup all | 3644 | 0 | 45 | 0 | 45
5032 | 1 | -99 | -99 | 0 | 2 | -1 | 5 | 5 | 5 | 5 | 5 | 5 | 5 | 5 | ; | University Kitchen (summer) | ILit | all | all | No | 0.05 | 0.05 | Always On | 100 | 100 | 100 | 100 | 100 | 100 | 100 | 100 | 100 | 100 |  | University Kitchen (summer) ILit all Closed | 2 | 5 | 5 | 5 | 5
5032 | 1 | -99 | 6 | -99 | 3647 | -1 | 2.5 | 28.15 | 3.25 | 25.335 | 5 | 56.3 | 5 | 56.3 | ; | University Kitchen (summer) | ILit | all | Sat | - | 0.5 | 0.563 | DEER08 EUN Kit IS Lt WeH | 10 | 100 | 5 | 50 | 6.5 | 45 | 10 | 100 | 10 | 100 |  | University Kitchen (summer) ILit Sat | 3647 | 2.5 | 28.15 | 3.25 | 25.335
5032 | 1 | -99 | 7 | -99 | 3647 | -1 | 2.5 | 28.15 | 3.25 | 25.335 | 5 | 56.3 | 5 | 56.3 | ; | University Kitchen (summer) | ILit | all | Sun | - | 0.5 | 0.563 | DEER08 EUN Kit IS Lt WeH | 10 | 100 | 5 | 50 | 6.5 | 45 | 10 | 100 | 10 | 100 |  | University Kitchen (summer) ILit Sun | 3647 | 2.5 | 28.15 | 3.25 | 25.335
5032 | 1 | -99 | 8 | -99 | 3647 | -1 | 2.5 | 28.15 | 3.25 | 25.335 | 5 | 56.3 | 5 | 56.3 | ; | University Kitchen (summer) | ILit | all | Hol | - | 0.5 | 0.563 | DEER08 EUN Kit IS Lt WeH | 10 | 100 | 5 | 50 | 6.5 | 45 | 10 | 100 | 10 | 100 |  | University Kitchen (summer) ILit Hol | 3647 | 2.5 | 28.15 | 3.25 | 25.335
5032 | 1 | -99 | 11 | -99 | 2 | -1 | 5 | 5 | 5 | 5 | 5 | 5 | 5 | 5 | ; | University Kitchen (summer) | ILit | all | Cls | - | 0.05 | 0.05 | Always On | 100 | 100 | 100 | 100 | 100 | 100 | 100 | 100 | 100 | 100 |  | University Kitchen (summer) ILit Cls | 2 | 5 | 5 | 5 | 5
5032 | 1 | -99 | -99 | -99 | 3646 | -1 | 5.625 | 63.75 | 6 | 56.25 | 7.5 | 75 | 7.5 | 75 | ; | University Kitchen (summer) | ILit | all | all | - | 0.75 | 0.75 | DEER08 EUN Kit IS Lt Wd | 10 | 100 | 7.5 | 85 | 8 | 75 | 10 | 100 | 10 | 100 |  | University Kitchen (summer) ILit all | 3646 | 5.625 | 63.75 | 6 | 56.25
5032 | 6 | -99 | -99 | 0 | 2 | -1 | 2 | 2 | 2 | 2 | 2 | 2 | 2 | 2 | ; | University Kitchen (summer) | Misc | all | all | No | 0.02 | 0.02 | Always On | 100 | 100 |  |  |  |  | - n/a - | - n/a - | 100 | 100 |  | University Kitchen (summer) Misc all Closed | 2 | 2 | 2 | 2 | 2
5032 | 6 | -99 | 6 | -99 | 3649 | -1 | 22.5 | 25.02 | 22.5 | 25.02 | 22.5 | 25.02 | 22.5 | 25.02 | ; | University Kitchen (summer) | Misc | all | Sat | - | 0.75 | 0.417 | DEER08 EUN Kit IS Eq WeH | 30 | 60 |  |  |  |  | - n/a - | - n/a - | 30 | 60 |  | University Kitchen (summer) Misc Sat | 3649 | 22.5 | 25.02 | 22.5 | 25.02
5032 | 6 | -99 | 7 | -99 | 3649 | -1 | 22.5 | 25.02 | 22.5 | 25.02 | 22.5 | 25.02 | 22.5 | 25.02 | ; | University Kitchen (summer) | Misc | all | Sun | - | 0.75 | 0.417 | DEER08 EUN Kit IS Eq WeH | 30 | 60 |  |  |  |  | - n/a - | - n/a - | 30 | 60 |  | University Kitchen (summer) Misc Sun | 3649 | 22.5 | 25.02 | 22.5 | 25.02
5032 | 6 | -99 | 8 | -99 | 3649 | -1 | 22.5 | 25.02 | 22.5 | 25.02 | 22.5 | 25.02 | 22.5 | 25.02 | ; | University Kitchen (summer) | Misc | all | Hol | - | 0.75 | 0.417 | DEER08 EUN Kit IS Eq WeH | 30 | 60 |  |  |  |  | - n/a - | - n/a - | 30 | 60 |  | University Kitchen (summer) Misc Hol | 3649 | 22.5 | 25.02 | 22.5 | 25.02
5032 | 6 | -99 | 11 | -99 | 2 | -1 | 2 | 2 | 2 | 2 | 2 | 2 | 2 | 2 | ; | University Kitchen (summer) | Misc | all | Cls | - | 0.02 | 0.02 | Always On | 100 | 100 |  |  |  |  | - n/a - | - n/a - | 100 | 100 |  | University Kitchen (summer) Misc Cls | 2 | 2 | 2 | 2 | 2
5032 | 6 | -99 | -99 | -99 | 3648 | -1 | 22.5 | 45 | 22.5 | 45 | 22.5 | 45 | 22.5 | 45 | ; | University Kitchen (summer) | Misc | all | all | - | 0.75 | 0.75 | DEER08 EUN Kit IS Eq Wd | 30 | 60 |  |  |  |  | - n/a - | - n/a - | 30 | 60 |  | University Kitchen (summer) Misc all | 3648 | 22.5 | 45 | 22.5 | 45
5032 | 4 | -99 | -99 | 0 | 2 | -1 | 2 | 2 | 2 | 2 | 2 | 2 | 2 | 2 | ; | University Kitchen (summer) | Cook | all | all | No | 0.02 | 0.02 | Always On | 100 | 100 |  |  |  |  | - n/a - | - n/a - | 100 | 100 |  | University Kitchen (summer) Cook all Closed | 2 | 2 | 2 | 2 | 2
5032 | 4 | -99 | 6 | -99 | 3651 | -1 | 15 | 56.3 | 15 | 56.3 | 15 | 56.3 | 15 | 56.3 | ; | University Kitchen (summer) | Cook | all | Sat | - | 0.75 | 0.563 | DEER08 EUN Kit IS Ck WeH | 20 | 100 |  |  |  |  | - n/a - | - n/a - | 20 | 100 |  | University Kitchen (summer) Cook Sat | 3651 | 15 | 56.3 | 15 | 56.3
5032 | 4 | -99 | 7 | -99 | 3651 | -1 | 15 | 56.3 | 15 | 56.3 | 15 | 56.3 | 15 | 56.3 | ; | University Kitchen (summer) | Cook | all | Sun | - | 0.75 | 0.563 | DEER08 EUN Kit IS Ck WeH | 20 | 100 |  |  |  |  | - n/a - | - n/a - | 20 | 100 |  | University Kitchen (summer) Cook Sun | 3651 | 15 | 56.3 | 15 | 56.3
5032 | 4 | -99 | 8 | -99 | 3651 | -1 | 15 | 56.3 | 15 | 56.3 | 15 | 56.3 | 15 | 56.3 | ; | University Kitchen (summer) | Cook | all | Hol | - | 0.75 | 0.563 | DEER08 EUN Kit IS Ck WeH | 20 | 100 |  |  |  |  | - n/a - | - n/a - | 20 | 100 |  | University Kitchen (summer) Cook Hol | 3651 | 15 | 56.3 | 15 | 56.3
5032 | 4 | -99 | 11 | -99 | 2 | -1 | 2 | 2 | 2 | 2 | 2 | 2 | 2 | 2 | ; | University Kitchen (summer) | Cook | all | Cls | - | 0.02 | 0.02 | Always On | 100 | 100 |  |  |  |  | - n/a - | - n/a - | 100 | 100 |  | University Kitchen (summer) Cook Cls | 2 | 2 | 2 | 2 | 2
5032 | 4 | -99 | -99 | -99 | 3650 | -1 | 15 | 75 | 15 | 75 | 15 | 75 | 15 | 75 | ; | University Kitchen (summer) | Cook | all | all | - | 0.75 | 0.75 | DEER08 EUN Kit IS Ck Wd | 20 | 100 |  |  |  |  | - n/a - | - n/a - | 20 | 100 |  | University Kitchen (summer) Cook all | 3650 | 15 | 75 | 15 | 75
5042 | 8 | -99 | -99 | 0 | 1 | -1 | 0 | 0 | 0 | 0 | 0 | 0 | 0 | 0 | ; | University Cafeteria (summer) | Occup | all | all | No | 1 | 1 | Always Off | 0 | 0 |  |  |  |  | - n/a - | - n/a - | 0 | 0 |  | University Cafeteria (summer) Occup all Closed | 1 | 0 | 0 | 0 | 0
5042 | 8 | -99 | 6 | -99 | 3639 | -1 | 0 | 17.46 | 0 | 17.46 | 0 | 17.46 | 0 | 17.46 | ; | University Cafeteria (summer) | Occup | all | Sat | - | 1 | 0.194 | DEER08 EUN Din IS Oc WeH | 0 | 90 |  |  |  |  | - n/a - | - n/a - | 0 | 90 |  | University Cafeteria (summer) Occup Sat | 3639 | 0 | 17.46 | 0 | 17.46
5042 | 8 | -99 | 7 | -99 | 3639 | -1 | 0 | 17.46 | 0 | 17.46 | 0 | 17.46 | 0 | 17.46 | ; | University Cafeteria (summer) | Occup | all | Sun | - | 1 | 0.194 | DEER08 EUN Din IS Oc WeH | 0 | 90 |  |  |  |  | - n/a - | - n/a - | 0 | 90 |  | University Cafeteria (summer) Occup Sun | 3639 | 0 | 17.46 | 0 | 17.46
5042 | 8 | -99 | 8 | -99 | 3639 | -1 | 0 | 17.46 | 0 | 17.46 | 0 | 17.46 | 0 | 17.46 | ; | University Cafeteria (summer) | Occup | all | Hol | - | 1 | 0.194 | DEER08 EUN Din IS Oc WeH | 0 | 90 |  |  |  |  | - n/a - | - n/a - | 0 | 90 |  | University Cafeteria (summer) Occup Hol | 3639 | 0 | 17.46 | 0 | 17.46
5042 | 8 | -99 | 11 | -99 | 1 | -1 | 0 | 0 | 0 | 0 | 0 | 0 | 0 | 0 | ; | University Cafeteria (summer) | Occup | all | Cls | - | 1 | 1 | Always Off | 0 | 0 |  |  |  |  | - n/a - | - n/a - | 0 | 0 |  | University Cafeteria (summer) Occup Cls | 1 | 0 | 0 | 0 | 0
5042 | 8 | -99 | -99 | -99 | 3638 | -1 | 0 | 45 | 0 | 45 | 0 | 45 | 0 | 45 | ; | University Cafeteria (summer) | Occup | all | all | - | 1 | 0.5 | DEER08 EUN Din IS Oc Wd | 0 | 90 |  |  |  |  | - n/a - | - n/a - | 0 | 90 |  | University Cafeteria (summer) Occup all | 3638 | 0 | 45 | 0 | 45
5042 | 1 | -99 | -99 | 0 | 2 | -1 | 5 | 5 | 5 | 5 | 5 | 5 | 5 | 5 | ; | University Cafeteria (summer) | ILit | all | all | No | 0.05 | 0.05 | Always On | 100 | 100 | 100 | 100 | 100 | 100 | 100 | 100 | 100 | 100 |  | University Cafeteria (summer) ILit all Closed | 2 | 5 | 5 | 5 | 5
5042 | 1 | -99 | 6 | -99 | 3641 | -1 | 2.5 | 22.52 | 3.25 | 19.705 | 5 | 56.3 | 5 | 56.3 | ; | University Cafeteria (summer) | ILit | all | Sat | - | 0.5 | 0.563 | DEER08 EUN Din IS Lt WeH | 10 | 100 | 5 | 40 | 6.5 | 35 | 10 | 100 | 10 | 100 |  | University Cafeteria (summer) ILit Sat | 3641 | 2.5 | 22.52 | 3.25 | 19.705
5042 | 1 | -99 | 7 | -99 | 3641 | -1 | 2.5 | 22.52 | 3.25 | 19.705 | 5 | 56.3 | 5 | 56.3 | ; | University Cafeteria (summer) | ILit | all | Sun | - | 0.5 | 0.563 | DEER08 EUN Din IS Lt WeH | 10 | 100 | 5 | 40 | 6.5 | 35 | 10 | 100 | 10 | 100 |  | University Cafeteria (summer) ILit Sun | 3641 | 2.5 | 22.52 | 3.25 | 19.705
5042 | 1 | -99 | 8 | -99 | 3641 | -1 | 2.5 | 22.52 | 3.25 | 19.705 | 5 | 56.3 | 5 | 56.3 | ; | University Cafeteria (summer) | ILit | all | Hol | - | 0.5 | 0.563 | DEER08 EUN Din IS Lt WeH | 10 | 100 | 5 | 40 | 6.5 | 35 | 10 | 100 | 10 | 100 |  | University Cafeteria (summer) ILit Hol | 3641 | 2.5 | 22.52 | 3.25 | 19.705
5042 | 1 | -99 | 11 | -99 | 2 | -1 | 5 | 5 | 5 | 5 | 5 | 5 | 5 | 5 | ; | University Cafeteria (summer) | ILit | all | Cls | - | 0.05 | 0.05 | Always On | 100 | 100 | 100 | 100 | 100 | 100 | 100 | 100 | 100 | 100 |  | University Cafeteria (summer) ILit Cls | 2 | 5 | 5 | 5 | 5
5042 | 1 | -99 | -99 | -99 | 3640 | -1 | 5.625 | 52.5 | 6 | 45 | 7.5 | 75 | 7.5 | 75 | ; | University Cafeteria (summer) | ILit | all | all | - | 0.75 | 0.75 | DEER08 EUN Din IS Lt Wd | 10 | 100 | 7.5 | 70 | 8 | 60 | 10 | 100 | 10 | 100 |  | University Cafeteria (summer) ILit all | 3640 | 5.625 | 52.5 | 6 | 45
5042 | 6 | -99 | -99 | 0 | 2 | -1 | 2 | 2 | 2 | 2 | 2 | 2 | 2 | 2 | ; | University Cafeteria (summer) | Misc | all | all | No | 0.02 | 0.02 | Always On | 100 | 100 |  |  |  |  | - n/a - | - n/a - | 100 | 100 |  | University Cafeteria (summer) Misc all Closed | 2 | 2 | 2 | 2 | 2
5042 | 6 | -99 | 6 | -99 | 3643 | -1 | 0 | 25.02 | 0 | 25.02 | 0 | 25.02 | 0 | 25.02 | ; | University Cafeteria (summer) | Misc | all | Sat | - | 1 | 0.417 | DEER08 EUN Din IS Eq WeH | 0 | 60 |  |  |  |  | - n/a - | - n/a - | 0 | 60 |  | University Cafeteria (summer) Misc Sat | 3643 | 0 | 25.02 | 0 | 25.02
5042 | 6 | -99 | 7 | -99 | 3643 | -1 | 0 | 25.02 | 0 | 25.02 | 0 | 25.02 | 0 | 25.02 | ; | University Cafeteria (summer) | Misc | all | Sun | - | 1 | 0.417 | DEER08 EUN Din IS Eq WeH | 0 | 60 |  |  |  |  | - n/a - | - n/a - | 0 | 60 |  | University Cafeteria (summer) Misc Sun | 3643 | 0 | 25.02 | 0 | 25.02
5042 | 6 | -99 | 8 | -99 | 3643 | -1 | 0 | 25.02 | 0 | 25.02 | 0 | 25.02 | 0 | 25.02 | ; | University Cafeteria (summer) | Misc | all | Hol | - | 1 | 0.417 | DEER08 EUN Din IS Eq WeH | 0 | 60 |  |  |  |  | - n/a - | - n/a - | 0 | 60 |  | University Cafeteria (summer) Misc Hol | 3643 | 0 | 25.02 | 0 | 25.02
5042 | 6 | -99 | 11 | -99 | 2 | -1 | 2 | 2 | 2 | 2 | 2 | 2 | 2 | 2 | ; | University Cafeteria (summer) | Misc | all | Cls | - | 0.02 | 0.02 | Always On | 100 | 100 |  |  |  |  | - n/a - | - n/a - | 100 | 100 |  | University Cafeteria (summer) Misc Cls | 2 | 2 | 2 | 2 | 2
5042 | 6 | -99 | -99 | -99 | 3642 | -1 | 0 | 45 | 0 | 45 | 0 | 45 | 0 | 45 | ; | University Cafeteria (summer) | Misc | all | all | - | 1 | 0.75 | DEER08 EUN Din IS Eq Wd | 0 | 60 |  |  |  |  | - n/a - | - n/a - | 0 | 60 |  | University Cafeteria (summer) Misc all | 3642 | 0 | 45 | 0 | 45
5052 | 8 | -99 | -99 | 0 | 1 | -1 | 0 | 0 | 0 | 0 | 0 | 0 | 0 | 0 | ; | University ComputerRm (summer) | Occup | all | all | No | 1 | 1 | Always Off | 0 | 0 |  |  |  |  | - n/a - | - n/a - | 0 | 0 |  | University ComputerRm (summer) Occup all Closed | 1 | 0 | 0 | 0 | 0
5052 | 8 | -99 | 6 | -99 | 3653 | -1 | 0 | 25 | 0 | 25 | 0 | 25 | 0 | 25 | ; | University ComputerRm (summer) | Occup | all | Sat | - | 1 | 0.25 | DEER08 EUN Cmp IS Oc WeH | 0 | 100 |  |  |  |  | - n/a - | - n/a - | 0 | 100 |  | University ComputerRm (summer) Occup Sat | 3653 | 0 | 25 | 0 | 25
5052 | 8 | -99 | 7 | -99 | 3653 | -1 | 0 | 25 | 0 | 25 | 0 | 25 | 0 | 25 | ; | University ComputerRm (summer) | Occup | all | Sun | - | 1 | 0.25 | DEER08 EUN Cmp IS Oc WeH | 0 | 100 |  |  |  |  | - n/a - | - n/a - | 0 | 100 |  | University ComputerRm (summer) Occup Sun | 3653 | 0 | 25 | 0 | 25
5052 | 8 | -99 | 8 | -99 | 3653 | -1 | 0 | 25 | 0 | 25 | 0 | 25 | 0 | 25 | ; | University ComputerRm (summer) | Occup | all | Hol | - | 1 | 0.25 | DEER08 EUN Cmp IS Oc WeH | 0 | 100 |  |  |  |  | - n/a - | - n/a - | 0 | 100 |  | University ComputerRm (summer) Occup Hol | 3653 | 0 | 25 | 0 | 25
5052 | 8 | -99 | 11 | -99 | 1 | -1 | 0 | 0 | 0 | 0 | 0 | 0 | 0 | 0 | ; | University ComputerRm (summer) | Occup | all | Cls | - | 1 | 1 | Always Off | 0 | 0 |  |  |  |  | - n/a - | - n/a - | 0 | 0 |  | University ComputerRm (summer) Occup Cls | 1 | 0 | 0 | 0 | 0
5052 | 8 | -99 | -99 | -99 | 3652 | -1 | 0 | 50 | 0 | 50 | 0 | 50 | 0 | 50 | ; | University ComputerRm (summer) | Occup | all | all | - | 1 | 0.5 | DEER08 EUN Cmp IS Oc Wd | 0 | 100 |  |  |  |  | - n/a - | - n/a - | 0 | 100 |  | University ComputerRm (summer) Occup all | 3652 | 0 | 50 | 0 | 50
5052 | 1 | -99 | -99 | 0 | 2 | -1 | 5 | 5 | 5 | 5 | 5 | 5 | 5 | 5 | ; | University ComputerRm (summer) | ILit | all | all | No | 0.05 | 0.05 | Always On | 100 | 100 | 100 | 100 | 100 | 100 | 100 | 100 | 100 | 100 |  | University ComputerRm (summer) ILit all Closed | 2 | 5 | 5 | 5 | 5
5052 | 1 | -99 | 6 | -99 | 3655 | -1 | 5.625 | 22.52 | 5.625 | 22.52 | 7.5 | 56.3 | 7.5 | 56.3 | ; | University ComputerRm (summer) | ILit | all | Sat | - | 0.75 | 0.563 | DEER08 EUN Cmp IS Lt WeH | 10 | 100 | 7.5 | 40 | 7.5 | 40 | 10 | 100 | 10 | 100 |  | University ComputerRm (summer) ILit Sat | 3655 | 5.625 | 22.52 | 5.625 | 22.52
5052 | 1 | -99 | 7 | -99 | 3655 | -1 | 5.625 | 22.52 | 5.625 | 22.52 | 7.5 | 56.3 | 7.5 | 56.3 | ; | University ComputerRm (summer) | ILit | all | Sun | - | 0.75 | 0.563 | DEER08 EUN Cmp IS Lt WeH | 10 | 100 | 7.5 | 40 | 7.5 | 40 | 10 | 100 | 10 | 100 |  | University ComputerRm (summer) ILit Sun | 3655 | 5.625 | 22.52 | 5.625 | 22.52
5052 | 1 | -99 | 8 | -99 | 3655 | -1 | 5.625 | 22.52 | 5.625 | 22.52 | 7.5 | 56.3 | 7.5 | 56.3 | ; | University ComputerRm (summer) | ILit | all | Hol | - | 0.75 | 0.563 | DEER08 EUN Cmp IS Lt WeH | 10 | 100 | 7.5 | 40 | 7.5 | 40 | 10 | 100 | 10 | 100 |  | University ComputerRm (summer) ILit Hol | 3655 | 5.625 | 22.52 | 5.625 | 22.52
5052 | 1 | -99 | 11 | -99 | 2 | -1 | 5 | 5 | 5 | 5 | 5 | 5 | 5 | 5 | ; | University ComputerRm (summer) | ILit | all | Cls | - | 0.05 | 0.05 | Always On | 100 | 100 | 100 | 100 | 100 | 100 | 100 | 100 | 100 | 100 |  | University ComputerRm (summer) ILit Cls | 2 | 5 | 5 | 5 | 5
5052 | 1 | -99 | -99 | -99 | 3654 | -1 | 5.625 | 45 | 5.625 | 52.5 | 7.5 | 75 | 7.5 | 75 | ; | University ComputerRm (summer) | ILit | all | all | - | 0.75 | 0.75 | DEER08 EUN Cmp IS Lt Wd | 10 | 100 | 7.5 | 60 | 7.5 | 70 | 10 | 100 | 10 | 100 |  | University ComputerRm (summer) ILit all | 3654 | 5.625 | 45 | 5.625 | 52.5
5052 | 6 | -99 | -99 | 0 | 2 | -1 | 5 | 5 | 5 | 5 | 5 | 5 | 5 | 5 | ; | University ComputerRm (summer) | Misc | all | all | No | 0.05 | 0.05 | Always On | 100 | 100 |  |  |  |  | - n/a - | - n/a - | 100 | 100 |  | University ComputerRm (summer) Misc all Closed | 2 | 5 | 5 | 5 | 5
5052 | 6 | -99 | 6 | -99 | 3657 | -1 | 37.5 | 56.3 | 37.5 | 56.3 | 37.5 | 56.3 | 37.5 | 56.3 | ; | University ComputerRm (summer) | Misc | all | Sat | - | 0.75 | 0.563 | DEER08 EUN Cmp IS Eq WeH | 50 | 100 |  |  |  |  | - n/a - | - n/a - | 50 | 100 |  | University ComputerRm (summer) Misc Sat | 3657 | 37.5 | 56.3 | 37.5 | 56.3
5052 | 6 | -99 | 7 | -99 | 3657 | -1 | 37.5 | 56.3 | 37.5 | 56.3 | 37.5 | 56.3 | 37.5 | 56.3 | ; | University ComputerRm (summer) | Misc | all | Sun | - | 0.75 | 0.563 | DEER08 EUN Cmp IS Eq WeH | 50 | 100 |  |  |  |  | - n/a - | - n/a - | 50 | 100 |  | University ComputerRm (summer) Misc Sun | 3657 | 37.5 | 56.3 | 37.5 | 56.3
5052 | 6 | -99 | 8 | -99 | 3657 | -1 | 37.5 | 56.3 | 37.5 | 56.3 | 37.5 | 56.3 | 37.5 | 56.3 | ; | University ComputerRm (summer) | Misc | all | Hol | - | 0.75 | 0.563 | DEER08 EUN Cmp IS Eq WeH | 50 | 100 |  |  |  |  | - n/a - | - n/a - | 50 | 100 |  | University ComputerRm (summer) Misc Hol | 3657 | 37.5 | 56.3 | 37.5 | 56.3
5052 | 6 | -99 | 11 | -99 | 2 | -1 | 5 | 5 | 5 | 5 | 5 | 5 | 5 | 5 | ; | University ComputerRm (summer) | Misc | all | Cls | - | 0.05 | 0.05 | Always On | 100 | 100 |  |  |  |  | - n/a - | - n/a - | 100 | 100 |  | University ComputerRm (summer) Misc Cls | 2 | 5 | 5 | 5 | 5
5052 | 6 | -99 | -99 | -99 | 3656 | -1 | 37.5 | 75 | 37.5 | 75 | 37.5 | 75 | 37.5 | 75 | ; | University ComputerRm (summer) | Misc | all | all | - | 0.75 | 0.75 | DEER08 EUN Cmp IS Eq Wd | 50 | 100 |  |  |  |  | - n/a - | - n/a - | 50 | 100 |  | University ComputerRm (summer) Misc all | 3656 | 37.5 | 75 | 37.5 | 75
5062 | 8 | -99 | -99 | 0 | 1 | -1 | 0 | 0 | 0 | 0 | 0 | 0 | 0 | 0 | ; | University Dorm (summer) | Occup | all | all | No | 1 | 1 | Always Off | 0 | 0 |  |  |  |  | - n/a - | - n/a - | 0 | 0 |  | University Dorm (summer) Occup all Closed | 1 | 0 | 0 | 0 | 0
5062 | 8 | -99 | 6 | -99 | 3114 | -1 | 25 | 50 | 25 | 50 | 25 | 50 | 25 | 50 | ; | University Dorm (summer) | Occup | all | Sat | - | 0.5 | 0.5 | DEER EUN Drm IS Oc Sa | 50 | 100 |  |  |  |  | - n/a - | - n/a - | 50 | 100 |  | University Dorm (summer) Occup Sat | 3114 | 25 | 50 | 25 | 50
5062 | 8 | -99 | 7 | -99 | 3115 | -1 | 25 | 50 | 25 | 50 | 25 | 50 | 25 | 50 | ; | University Dorm (summer) | Occup | all | Sun | - | 0.5 | 0.5 | DEER EUN Drm IS Oc SuH | 50 | 100 |  |  |  |  | - n/a - | - n/a - | 50 | 100 |  | University Dorm (summer) Occup Sun | 3115 | 25 | 50 | 25 | 50
5062 | 8 | -99 | 8 | -99 | 3115 | -1 | 25 | 50 | 25 | 50 | 25 | 50 | 25 | 50 | ; | University Dorm (summer) | Occup | all | Hol | - | 0.5 | 0.5 | DEER EUN Drm IS Oc SuH | 50 | 100 |  |  |  |  | - n/a - | - n/a - | 50 | 100 |  | University Dorm (summer) Occup Hol | 3115 | 25 | 50 | 25 | 50
5062 | 8 | -99 | 11 | -99 | 1 | -1 | 0 | 0 | 0 | 0 | 0 | 0 | 0 | 0 | ; | University Dorm (summer) | Occup | all | Cls | - | 1 | 1 | Always Off | 0 | 0 |  |  |  |  | - n/a - | - n/a - | 0 | 0 |  | University Dorm (summer) Occup Cls | 1 | 0 | 0 | 0 | 0
5062 | 8 | -99 | -99 | -99 | 3113 | -1 | 10 | 50 | 10 | 50 | 10 | 50 | 10 | 50 | ; | University Dorm (summer) | Occup | all | all | - | 0.5 | 0.5 | DEER EUN Drm IS Oc Wd | 20 | 100 |  |  |  |  | - n/a - | - n/a - | 20 | 100 |  | University Dorm (summer) Occup all | 3113 | 10 | 50 | 10 | 50
5062 | 1 | -99 | -99 | 0 | 2 | -1 | 3.5 | 3.5 | 3.5 | 3.5 | 3.5 | 3.5 | 3.5 | 3.5 | ; | University Dorm (summer) | ILit | all | all | No | 0.035 | 0.035 | Always On | 100 | 100 | 100 | 100 | 100 | 100 | 100 | 100 | 100 | 100 |  | University Dorm (summer) ILit all Closed | 2 | 3.5 | 3.5 | 3.5 | 3.5
5062 | 1 | -99 | 6 | -99 | 3117 | -1 | 3.375 | 18.75 | 3.375 | 18.75 | 15 | 75 | 15 | 75 | ; | University Dorm (summer) | ILit | all | Sat | - | 0.75 | 0.75 | DEER EUN Drm IS Lt Sa | 20 | 100 | 4.5 | 25 | 4.5 | 25 | 20 | 100 | 20 | 100 |  | University Dorm (summer) ILit Sat | 3117 | 3.375 | 18.75 | 3.375 | 18.75
5062 | 1 | -99 | 7 | -99 | 3118 | -1 | 3.375 | 18.75 | 3.375 | 18.75 | 15 | 60 | 15 | 60 | ; | University Dorm (summer) | ILit | all | Sun | - | 0.75 | 0.75 | DEER EUN Drm IS Lt SuH | 20 | 80 | 4.5 | 25 | 4.5 | 25 | 20 | 80 | 20 | 80 |  | University Dorm (summer) ILit Sun | 3118 | 3.375 | 18.75 | 3.375 | 18.75
5062 | 1 | -99 | 8 | -99 | 3118 | -1 | 3.375 | 18.75 | 3.375 | 18.75 | 15 | 60 | 15 | 60 | ; | University Dorm (summer) | ILit | all | Hol | - | 0.75 | 0.75 | DEER EUN Drm IS Lt SuH | 20 | 80 | 4.5 | 25 | 4.5 | 25 | 20 | 80 | 20 | 80 |  | University Dorm (summer) ILit Hol | 3118 | 3.375 | 18.75 | 3.375 | 18.75
5062 | 1 | -99 | 11 | -99 | 2 | -1 | 3.5 | 3.5 | 3.5 | 3.5 | 3.5 | 3.5 | 3.5 | 3.5 | ; | University Dorm (summer) | ILit | all | Cls | - | 0.035 | 0.035 | Always On | 100 | 100 | 100 | 100 | 100 | 100 | 100 | 100 | 100 | 100 |  | University Dorm (summer) ILit Cls | 2 | 3.5 | 3.5 | 3.5 | 3.5
5062 | 1 | -99 | -99 | -99 | 3116 | -1 | 3.375 | 18.75 | 3.375 | 18.75 | 15 | 75 | 15 | 75 | ; | University Dorm (summer) | ILit | all | all | - | 0.75 | 0.75 | DEER EUN Drm IS Lt Wd | 20 | 100 | 4.5 | 25 | 4.5 | 25 | 20 | 100 | 20 | 100 |  | University Dorm (summer) ILit all | 3116 | 3.375 | 18.75 | 3.375 | 18.75
5062 | 6 | -99 | -99 | 0 | 2 | -1 | 5 | 5 | 5 | 5 | 5 | 5 | 5 | 5 | ; | University Dorm (summer) | Misc | all | all | No | 0.05 | 0.05 | Always On | 100 | 100 |  |  |  |  | - n/a - | - n/a - | 100 | 100 |  | University Dorm (summer) Misc all Closed | 2 | 5 | 5 | 5 | 5
5062 | 6 | -99 | 6 | -99 | 3120 | -1 | 15 | 75 | 15 | 75 | 15 | 75 | 15 | 75 | ; | University Dorm (summer) | Misc | all | Sat | - | 0.75 | 0.75 | DEER EUN Drm IS Eq Sa | 20 | 100 |  |  |  |  | - n/a - | - n/a - | 20 | 100 |  | University Dorm (summer) Misc Sat | 3120 | 15 | 75 | 15 | 75
5062 | 6 | -99 | 7 | -99 | 3121 | -1 | 15 | 60 | 15 | 60 | 15 | 60 | 15 | 60 | ; | University Dorm (summer) | Misc | all | Sun | - | 0.75 | 0.75 | DEER EUN Drm IS Eq SuH | 20 | 80 |  |  |  |  | - n/a - | - n/a - | 20 | 80 |  | University Dorm (summer) Misc Sun | 3121 | 15 | 60 | 15 | 60
5062 | 6 | -99 | 8 | -99 | 3121 | -1 | 15 | 60 | 15 | 60 | 15 | 60 | 15 | 60 | ; | University Dorm (summer) | Misc | all | Hol | - | 0.75 | 0.75 | DEER EUN Drm IS Eq SuH | 20 | 80 |  |  |  |  | - n/a - | - n/a - | 20 | 80 |  | University Dorm (summer) Misc Hol | 3121 | 15 | 60 | 15 | 60
5062 | 6 | -99 | 11 | -99 | 2 | -1 | 5 | 5 | 5 | 5 | 5 | 5 | 5 | 5 | ; | University Dorm (summer) | Misc | all | Cls | - | 0.05 | 0.05 | Always On | 100 | 100 |  |  |  |  | - n/a - | - n/a - | 100 | 100 |  | University Dorm (summer) Misc Cls | 2 | 5 | 5 | 5 | 5
5062 | 6 | -99 | -99 | -99 | 3119 | -1 | 15 | 75 | 15 | 75 | 15 | 75 | 15 | 75 | ; | University Dorm (summer) | Misc | all | all | - | 0.75 | 0.75 | DEER EUN Drm IS Eq Wd | 20 | 100 |  |  |  |  | - n/a - | - n/a - | 20 | 100 |  | University Dorm (summer) Misc all | 3119 | 15 | 75 | 15 | 75
5013 | 8 | -99 | -99 | 0 | 1 | -1 | 0 | 0 | 0 | 0 | 0 | 0 | 0 | 0 | ; | University Class (break) | Occup | all | all | No | 1 | 1 | Always Off | 0 | 0 |  |  |  |  | - n/a - | - n/a - | 0 | 0 |  | University Class (break) Occup all Closed | 1 | 0 | 0 | 0 | 0
5013 | 8 | -99 | 6 | -99 | 3659 | -1 | 0 | 12.52 | 0 | 12.52 | 0 | 12.52 | 0 | 12.52 | ; | University Class (break) | Occup | all | Sat | - | 1 | 0.1565 | DEER08 EUN Cls Sm Oc Sa | 0 | 80 |  |  |  |  | - n/a - | - n/a - | 0 | 80 |  | University Class (break) Occup Sat | 3659 | 0 | 12.52 | 0 | 12.52
5013 | 8 | -99 | 7 | -99 | 3090 | -1 | 0 | 3.75 | 0 | 3.75 | 0 | 3.75 | 0 | 3.75 | ; | University Class (break) | Occup | all | Sun | - | 1 | 0.25 | DEER EUN Cls IS Oc SuH | 0 | 15 |  |  |  |  | - n/a - | - n/a - | 0 | 15 |  | University Class (break) Occup Sun | 3090 | 0 | 3.75 | 0 | 3.75
5013 | 8 | -99 | 8 | -99 | 3090 | -1 | 0 | 3.75 | 0 | 3.75 | 0 | 3.75 | 0 | 3.75 | ; | University Class (break) | Occup | all | Hol | - | 1 | 0.25 | DEER EUN Cls IS Oc SuH | 0 | 15 |  |  |  |  | - n/a - | - n/a - | 0 | 15 |  | University Class (break) Occup Hol | 3090 | 0 | 3.75 | 0 | 3.75
5013 | 8 | -99 | 11 | -99 | 1 | -1 | 0 | 0 | 0 | 0 | 0 | 0 | 0 | 0 | ; | University Class (break) | Occup | all | Cls | - | 1 | 1 | Always Off | 0 | 0 |  |  |  |  | - n/a - | - n/a - | 0 | 0 |  | University Class (break) Occup Cls | 1 | 0 | 0 | 0 | 0
5013 | 8 | -99 | -99 | -99 | 3658 | -1 | 0 | 25 | 0 | 25 | 0 | 25 | 0 | 25 | ; | University Class (break) | Occup | all | all | - | 1 | 0.25 | DEER08 EUN Cls Sm Oc Wd | 0 | 100 |  |  |  |  | - n/a - | - n/a - | 0 | 100 |  | University Class (break) Occup all | 3658 | 0 | 25 | 0 | 25
5013 | 1 | -99 | -99 | 0 | 2 | -1 | 3.5 | 3.5 | 3.5 | 3.5 | 3.5 | 3.5 | 3.5 | 3.5 | ; | University Class (break) | ILit | all | all | No | 0.035 | 0.035 | Always On | 100 | 100 | 100 | 100 | 100 | 100 | 100 | 100 | 100 | 100 |  | University Class (break) ILit all Closed | 2 | 3.5 | 3.5 | 3.5 | 3.5
5013 | 1 | -99 | 6 | -99 | 3661 | -1 | 3.5 | 56.3 | 3.5 | 56.3 | 3.5 | 56.3 | 3.5 | 56.3 | ; | University Class (break) | ILit | all | Sat | - | 0.7 | 0.563 | DEER08 EUN Cls Sm Lt Sa | 5 | 100 | 5 | 100 | 5 | 100 | 5 | 100 | 5 | 100 |  | University Class (break) ILit Sat | 3661 | 3.5 | 56.3 | 3.5 | 56.3
5013 | 1 | -99 | 7 | -99 | 3093 | -1 | 3.5 | 14.075 | 3.5 | 14.075 | 3.5 | 14.075 | 3.5 | 14.075 | ; | University Class (break) | ILit | all | Sun | - | 0.7 | 0.563 | DEER EUN Cls IS Lt SuH | 5 | 25 | 5 | 25 | 5 | 25 | 5 | 25 | 5 | 25 |  | University Class (break) ILit Sun | 3093 | 3.5 | 14.075 | 3.5 | 14.075
5013 | 1 | -99 | 8 | -99 | 3093 | -1 | 3.5 | 14.075 | 3.5 | 14.075 | 3.5 | 14.075 | 3.5 | 14.075 | ; | University Class (break) | ILit | all | Hol | - | 0.7 | 0.563 | DEER EUN Cls IS Lt SuH | 5 | 25 | 5 | 25 | 5 | 25 | 5 | 25 | 5 | 25 |  | University Class (break) ILit Hol | 3093 | 3.5 | 14.075 | 3.5 | 14.075
5013 | 1 | -99 | 11 | -99 | 2 | -1 | 3.5 | 3.5 | 3.5 | 3.5 | 3.5 | 3.5 | 3.5 | 3.5 | ; | University Class (break) | ILit | all | Cls | - | 0.035 | 0.035 | Always On | 100 | 100 | 100 | 100 | 100 | 100 | 100 | 100 | 100 | 100 |  | University Class (break) ILit Cls | 2 | 3.5 | 3.5 | 3.5 | 3.5
5013 | 1 | -99 | -99 | -99 | 3660 | -1 | 3.5 | 56.3 | 3.5 | 56.3 | 3.5 | 56.3 | 3.5 | 56.3 | ; | University Class (break) | ILit | all | all | - | 0.7 | 0.563 | DEER08 EUN Cls Sm Lt Wd | 5 | 100 | 5 | 100 | 5 | 100 | 5 | 100 | 5 | 100 |  | University Class (break) ILit all | 3660 | 3.5 | 56.3 | 3.5 | 56.3
5013 | 6 | -99 | -99 | 0 | 2 | -1 | 0 | 0 | 0 | 0 | 0 | 0 | 0 | 0 | ; | University Class (break) | Misc | all | all | No | 0 | 0 | Always On | 100 | 100 |  |  |  |  | - n/a - | - n/a - | 100 | 100 |  | University Class (break) Misc all Closed | 2 | 0 | 0 | 0 | 0
5013 | 6 | -99 | 6 | -99 | 3663 | -1 | 3.5 | 56.3 | 3.5 | 56.3 | 3.5 | 56.3 | 3.5 | 56.3 | ; | University Class (break) | Misc | all | Sat | - | 0.7 | 0.563 | DEER08 EUN Cls Sm Eq Sa | 5 | 100 |  |  |  |  | - n/a - | - n/a - | 5 | 100 |  | University Class (break) Misc Sat | 3663 | 3.5 | 56.3 | 3.5 | 56.3
5013 | 6 | -99 | 7 | -99 | 3096 | -1 | 3.5 | 11.26 | 3.5 | 11.26 | 3.5 | 11.26 | 3.5 | 11.26 | ; | University Class (break) | Misc | all | Sun | - | 0.7 | 0.563 | DEER EUN Cls IS Eq SuH | 5 | 20 |  |  |  |  | - n/a - | - n/a - | 5 | 20 |  | University Class (break) Misc Sun | 3096 | 3.5 | 11.26 | 3.5 | 11.26
5013 | 6 | -99 | 8 | -99 | 3096 | -1 | 3.5 | 11.26 | 3.5 | 11.26 | 3.5 | 11.26 | 3.5 | 11.26 | ; | University Class (break) | Misc | all | Hol | - | 0.7 | 0.563 | DEER EUN Cls IS Eq SuH | 5 | 20 |  |  |  |  | - n/a - | - n/a - | 5 | 20 |  | University Class (break) Misc Hol | 3096 | 3.5 | 11.26 | 3.5 | 11.26
5013 | 6 | -99 | 11 | -99 | 2 | -1 | 0 | 0 | 0 | 0 | 0 | 0 | 0 | 0 | ; | University Class (break) | Misc | all | Cls | - | 0 | 0 | Always On | 100 | 100 |  |  |  |  | - n/a - | - n/a - | 100 | 100 |  | University Class (break) Misc Cls | 2 | 0 | 0 | 0 | 0
5013 | 6 | -99 | -99 | -99 | 3662 | -1 | 3.5 | 56.3 | 3.5 | 56.3 | 3.5 | 56.3 | 3.5 | 56.3 | ; | University Class (break) | Misc | all | all | - | 0.7 | 0.563 | DEER08 EUN Cls Sm Eq Wd | 5 | 100 |  |  |  |  | - n/a - | - n/a - | 5 | 100 |  | University Class (break) Misc all | 3662 | 3.5 | 56.3 | 3.5 | 56.3
5023 | 8 | -99 | -99 | 0 | 1 | -1 | 0 | 0 | 0 | 0 | 0 | 0 | 0 | 0 | ; | University Office (break) | Occup | all | all | No | 1 | 1 | Always Off | 0 | 0 |  |  |  |  | - n/a - | - n/a - | 0 | 0 |  | University Office (break) Occup all Closed | 1 | 0 | 0 | 0 | 0
5023 | 8 | -99 | 6 | -99 | 3635 | -1 | 0 | 17.5 | 0 | 17.5 | 0 | 17.5 | 0 | 17.5 | ; | University Office (break) | Occup | all | Sat | - | 1 | 0.5 | DEER08 EUN Off IS Oc Sa | 0 | 35 |  |  |  |  | - n/a - | - n/a - | 0 | 35 |  | University Office (break) Occup Sat | 3635 | 0 | 17.5 | 0 | 17.5
5023 | 8 | -99 | 7 | -99 | 3635 | -1 | 0 | 0 | 0 | 0 | 0 | 0 | 0 | 0 | ; | University Office (break) | Occup | all | Sun | - | 0 | 0 | DEER08 EUN Off IS Oc Sa | 0 | 35 |  |  |  |  | - n/a - | - n/a - | 0 | 35 |  | University Office (break) Occup Sun | 3635 | 0 | 0 | 0 | 0
5023 | 8 | -99 | 8 | -99 | 3635 | -1 | 0 | 0 | 0 | 0 | 0 | 0 | 0 | 0 | ; | University Office (break) | Occup | all | Hol | - | 0 | 0 | DEER08 EUN Off IS Oc Sa | 0 | 35 |  |  |  |  | - n/a - | - n/a - | 0 | 35 |  | University Office (break) Occup Hol | 3635 | 0 | 0 | 0 | 0
5023 | 8 | -99 | 11 | -99 | 1 | -1 | 0 | 0 | 0 | 0 | 0 | 0 | 0 | 0 | ; | University Office (break) | Occup | all | Cls | - | 1 | 1 | Always Off | 0 | 0 |  |  |  |  | - n/a - | - n/a - | 0 | 0 |  | University Office (break) Occup Cls | 1 | 0 | 0 | 0 | 0
5023 | 8 | -99 | -99 | -99 | 3097 | -1 | 0 | 50 | 0 | 50 | 0 | 50 | 0 | 50 | ; | University Office (break) | Occup | all | all | - | 1 | 0.5 | DEER EUN Off IS Oc Wd | 0 | 100 |  |  |  |  | - n/a - | - n/a - | 0 | 100 |  | University Office (break) Occup all | 3097 | 0 | 50 | 0 | 50
5023 | 1 | -99 | -99 | 0 | 2 | -1 | 3.5 | 3.5 | 3.5 | 3.5 | 3.5 | 3.5 | 3.5 | 3.5 | ; | University Office (break) | ILit | all | all | No | 0.035 | 0.035 | Always On | 100 | 100 | 100 | 100 | 100 | 100 | 100 | 100 | 100 | 100 |  | University Office (break) ILit all Closed | 2 | 3.5 | 3.5 | 3.5 | 3.5
5023 | 1 | -99 | 6 | -99 | 3636 | -1 | 3.5 | 22.52 | 3.5 | 22.52 | 3.5 | 22.52 | 3.5 | 22.52 | ; | University Office (break) | ILit | all | Sat | - | 0.7 | 0.563 | DEER08 EUN Off IS Lt Sa | 5 | 40 | 5 | 40 | 5 | 40 | 5 | 40 | 5 | 40 |  | University Office (break) ILit Sat | 3636 | 3.5 | 22.52 | 3.5 | 22.52
5023 | 1 | -99 | 7 | -99 | 3636 | -1 | 3.5 | 3.5 | 3.5 | 3.5 | 3.5 | 3.5 | 3.5 | 3.5 | ; | University Office (break) | ILit | all | Sun | - | 0.7 | 0.0875 | DEER08 EUN Off IS Lt Sa | 5 | 40 | 5 | 40 | 5 | 40 | 5 | 40 | 5 | 40 |  | University Office (break) ILit Sun | 3636 | 3.5 | 3.5 | 3.5 | 3.5
5023 | 1 | -99 | 8 | -99 | 3636 | -1 | 3.5 | 3.5 | 3.5 | 3.5 | 3.5 | 3.5 | 3.5 | 3.5 | ; | University Office (break) | ILit | all | Hol | - | 0.7 | 0.0875 | DEER08 EUN Off IS Lt Sa | 5 | 40 | 5 | 40 | 5 | 40 | 5 | 40 | 5 | 40 |  | University Office (break) ILit Hol | 3636 | 3.5 | 3.5 | 3.5 | 3.5
5023 | 1 | -99 | 11 | -99 | 2 | -1 | 3.5 | 3.5 | 3.5 | 3.5 | 3.5 | 3.5 | 3.5 | 3.5 | ; | University Office (break) | ILit | all | Cls | - | 0.035 | 0.035 | Always On | 100 | 100 | 100 | 100 | 100 | 100 | 100 | 100 | 100 | 100 |  | University Office (break) ILit Cls | 2 | 3.5 | 3.5 | 3.5 | 3.5
5023 | 1 | -99 | -99 | -99 | 3099 | -1 | 3.5 | 53.485 | 3.5 | 53.485 | 3.5 | 53.485 | 3.5 | 53.485 | ; | University Office (break) | ILit | all | all | - | 0.7 | 0.563 | DEER EUN Off IS Lt Wd | 5 | 95 | 5 | 95 | 5 | 95 | 5 | 95 | 5 | 95 |  | University Office (break) ILit all | 3099 | 3.5 | 53.485 | 3.5 | 53.485
5023 | 6 | -99 | -99 | 0 | 2 | -1 | 5 | 5 | 5 | 5 | 5 | 5 | 5 | 5 | ; | University Office (break) | Misc | all | all | No | 0.05 | 0.05 | Always On | 100 | 100 |  |  |  |  | - n/a - | - n/a - | 100 | 100 |  | University Office (break) Misc all Closed | 2 | 5 | 5 | 5 | 5
5023 | 6 | -99 | 6 | -99 | 3637 | -1 | 5 | 22.52 | 5 | 22.52 | 5 | 22.52 | 5 | 22.52 | ; | University Office (break) | Misc | all | Sat | - | 1 | 0.563 | DEER08 EUN Off IS Eq Sa | 5 | 40 |  |  |  |  | - n/a - | - n/a - | 5 | 40 |  | University Office (break) Misc Sat | 3637 | 5 | 22.52 | 5 | 22.52
5023 | 6 | -99 | 7 | -99 | 3637 | -1 | 5 | 5 | 5 | 5 | 5 | 5 | 5 | 5 | ; | University Office (break) | Misc | all | Sun | - | 1 | 0.125 | DEER08 EUN Off IS Eq Sa | 5 | 40 |  |  |  |  | - n/a - | - n/a - | 5 | 40 |  | University Office (break) Misc Sun | 3637 | 5 | 5 | 5 | 5
5023 | 6 | -99 | 8 | -99 | 3637 | -1 | 5 | 5 | 5 | 5 | 5 | 5 | 5 | 5 | ; | University Office (break) | Misc | all | Hol | - | 1 | 0.125 | DEER08 EUN Off IS Eq Sa | 5 | 40 |  |  |  |  | - n/a - | - n/a - | 5 | 40 |  | University Office (break) Misc Hol | 3637 | 5 | 5 | 5 | 5
5023 | 6 | -99 | 11 | -99 | 2 | -1 | 5 | 5 | 5 | 5 | 5 | 5 | 5 | 5 | ; | University Office (break) | Misc | all | Cls | - | 0.05 | 0.05 | Always On | 100 | 100 |  |  |  |  | - n/a - | - n/a - | 100 | 100 |  | University Office (break) Misc Cls | 2 | 5 | 5 | 5 | 5
5023 | 6 | -99 | -99 | -99 | 3101 | -1 | 5 | 53.485 | 5 | 53.485 | 5 | 53.485 | 5 | 53.485 | ; | University Office (break) | Misc | all | all | - | 1 | 0.563 | DEER EUN Off IS Eq Wd | 5 | 95 |  |  |  |  | - n/a - | - n/a - | 5 | 95 |  | University Office (break) Misc all | 3101 | 5 | 53.485 | 5 | 53.485
5033 | 8 | -99 | -99 | 0 | 1 | -1 | 0 | 0 | 0 | 0 | 0 | 0 | 0 | 0 | ; | University Kitchen (break) | Occup | all | all | No | 1 | 1 | Always Off | 0 | 0 |  |  |  |  | - n/a - | - n/a - | 0 | 0 |  | University Kitchen (break) Occup all Closed | 1 | 0 | 0 | 0 | 0
5033 | 8 | -99 | 6 | -99 | 3645 | -1 | 0 | 12.51 | 0 | 12.51 | 0 | 12.51 | 0 | 12.51 | ; | University Kitchen (break) | Occup | all | Sat | - | 1 | 0.139 | DEER08 EUN Kit IS Oc WeH | 0 | 90 |  |  |  |  | - n/a - | - n/a - | 0 | 90 |  | University Kitchen (break) Occup Sat | 3645 | 0 | 12.51 | 0 | 12.51
5033 | 8 | -99 | 7 | -99 | 3645 | -1 | 0 | 12.51 | 0 | 12.51 | 0 | 12.51 | 0 | 12.51 | ; | University Kitchen (break) | Occup | all | Sun | - | 1 | 0.139 | DEER08 EUN Kit IS Oc WeH | 0 | 90 |  |  |  |  | - n/a - | - n/a - | 0 | 90 |  | University Kitchen (break) Occup Sun | 3645 | 0 | 12.51 | 0 | 12.51
5033 | 8 | -99 | 8 | -99 | 3645 | -1 | 0 | 12.51 | 0 | 12.51 | 0 | 12.51 | 0 | 12.51 | ; | University Kitchen (break) | Occup | all | Hol | - | 1 | 0.139 | DEER08 EUN Kit IS Oc WeH | 0 | 90 |  |  |  |  | - n/a - | - n/a - | 0 | 90 |  | University Kitchen (break) Occup Hol | 3645 | 0 | 12.51 | 0 | 12.51
5033 | 8 | -99 | 11 | -99 | 1 | -1 | 0 | 0 | 0 | 0 | 0 | 0 | 0 | 0 | ; | University Kitchen (break) | Occup | all | Cls | - | 1 | 1 | Always Off | 0 | 0 |  |  |  |  | - n/a - | - n/a - | 0 | 0 |  | University Kitchen (break) Occup Cls | 1 | 0 | 0 | 0 | 0
5033 | 8 | -99 | -99 | -99 | 3644 | -1 | 0 | 22.5 | 0 | 22.5 | 0 | 22.5 | 0 | 22.5 | ; | University Kitchen (break) | Occup | all | all | - | 1 | 0.25 | DEER08 EUN Kit IS Oc Wd | 0 | 90 |  |  |  |  | - n/a - | - n/a - | 0 | 90 |  | University Kitchen (break) Occup all | 3644 | 0 | 22.5 | 0 | 22.5
5033 | 1 | -99 | -99 | 0 | 2 | -1 | 3.5 | 3.5 | 3.5 | 3.5 | 3.5 | 3.5 | 3.5 | 3.5 | ; | University Kitchen (break) | ILit | all | all | No | 0.035 | 0.035 | Always On | 100 | 100 | 100 | 100 | 100 | 100 | 100 | 100 | 100 | 100 |  | University Kitchen (break) ILit all Closed | 2 | 3.5 | 3.5 | 3.5 | 3.5
5033 | 1 | -99 | 6 | -99 | 3647 | -1 | 1.75 | 42.2 | 1.75 | 42.2 | 3.5 | 42.2 | 3.5 | 42.2 | ; | University Kitchen (break) | ILit | all | Sat | - | 0.35 | 0.422 | DEER08 EUN Kit IS Lt WeH | 10 | 100 | 5 | 100 | 5 | 100 | 10 | 100 | 10 | 100 |  | University Kitchen (break) ILit Sat | 3647 | 1.75 | 42.2 | 1.75 | 42.2
5033 | 1 | -99 | 7 | -99 | 3647 | -1 | 1.75 | 42.2 | 1.75 | 42.2 | 3.5 | 42.2 | 3.5 | 42.2 | ; | University Kitchen (break) | ILit | all | Sun | - | 0.35 | 0.422 | DEER08 EUN Kit IS Lt WeH | 10 | 100 | 5 | 100 | 5 | 100 | 10 | 100 | 10 | 100 |  | University Kitchen (break) ILit Sun | 3647 | 1.75 | 42.2 | 1.75 | 42.2
5033 | 1 | -99 | 8 | -99 | 3647 | -1 | 1.75 | 42.2 | 1.75 | 42.2 | 3.5 | 42.2 | 3.5 | 42.2 | ; | University Kitchen (break) | ILit | all | Hol | - | 0.35 | 0.422 | DEER08 EUN Kit IS Lt WeH | 10 | 100 | 5 | 100 | 5 | 100 | 10 | 100 | 10 | 100 |  | University Kitchen (break) ILit Hol | 3647 | 1.75 | 42.2 | 1.75 | 42.2
5033 | 1 | -99 | 11 | -99 | 2 | -1 | 3.5 | 3.5 | 3.5 | 3.5 | 3.5 | 3.5 | 3.5 | 3.5 | ; | University Kitchen (break) | ILit | all | Cls | - | 0.035 | 0.035 | Always On | 100 | 100 | 100 | 100 | 100 | 100 | 100 | 100 | 100 | 100 |  | University Kitchen (break) ILit Cls | 2 | 3.5 | 3.5 | 3.5 | 3.5
5033 | 1 | -99 | -99 | -99 | 3646 | -1 | 1.75 | 56.3 | 1.75 | 56.3 | 3.5 | 56.3 | 3.5 | 56.3 | ; | University Kitchen (break) | ILit | all | all | - | 0.35 | 0.563 | DEER08 EUN Kit IS Lt Wd | 10 | 100 | 5 | 100 | 5 | 100 | 10 | 100 | 10 | 100 |  | University Kitchen (break) ILit all | 3646 | 1.75 | 56.3 | 1.75 | 56.3
5033 | 6 | -99 | -99 | 0 | 2 | -1 | 2 | 2 | 2 | 2 | 2 | 2 | 2 | 2 | ; | University Kitchen (break) | Misc | all | all | No | 0.02 | 0.02 | Always On | 100 | 100 |  |  |  |  | - n/a - | - n/a - | 100 | 100 |  | University Kitchen (break) Misc all Closed | 2 | 2 | 2 | 2 | 2
5033 | 6 | -99 | 6 | -99 | 3649 | -1 | 16.89 | 25.02 | 16.89 | 25.02 | 16.89 | 25.02 | 16.89 | 25.02 | ; | University Kitchen (break) | Misc | all | Sat | - | 0.563 | 0.417 | DEER08 EUN Kit IS Eq WeH | 30 | 60 |  |  |  |  | - n/a - | - n/a - | 30 | 60 |  | University Kitchen (break) Misc Sat | 3649 | 16.89 | 25.02 | 16.89 | 25.02
5033 | 6 | -99 | 7 | -99 | 3649 | -1 | 16.89 | 25.02 | 16.89 | 25.02 | 16.89 | 25.02 | 16.89 | 25.02 | ; | University Kitchen (break) | Misc | all | Sun | - | 0.563 | 0.417 | DEER08 EUN Kit IS Eq WeH | 30 | 60 |  |  |  |  | - n/a - | - n/a - | 30 | 60 |  | University Kitchen (break) Misc Sun | 3649 | 16.89 | 25.02 | 16.89 | 25.02
5033 | 6 | -99 | 8 | -99 | 3649 | -1 | 16.89 | 25.02 | 16.89 | 25.02 | 16.89 | 25.02 | 16.89 | 25.02 | ; | University Kitchen (break) | Misc | all | Hol | - | 0.563 | 0.417 | DEER08 EUN Kit IS Eq WeH | 30 | 60 |  |  |  |  | - n/a - | - n/a - | 30 | 60 |  | University Kitchen (break) Misc Hol | 3649 | 16.89 | 25.02 | 16.89 | 25.02
5033 | 6 | -99 | 11 | -99 | 2 | -1 | 2 | 2 | 2 | 2 | 2 | 2 | 2 | 2 | ; | University Kitchen (break) | Misc | all | Cls | - | 0.02 | 0.02 | Always On | 100 | 100 |  |  |  |  | - n/a - | - n/a - | 100 | 100 |  | University Kitchen (break) Misc Cls | 2 | 2 | 2 | 2 | 2
5033 | 6 | -99 | -99 | -99 | 3648 | -1 | 22.5 | 45 | 22.5 | 45 | 22.5 | 45 | 22.5 | 45 | ; | University Kitchen (break) | Misc | all | all | - | 0.75 | 0.75 | DEER08 EUN Kit IS Eq Wd | 30 | 60 |  |  |  |  | - n/a - | - n/a - | 30 | 60 |  | University Kitchen (break) Misc all | 3648 | 22.5 | 45 | 22.5 | 45
5033 | 4 | -99 | -99 | 0 | 2 | -1 | 2 | 2 | 2 | 2 | 2 | 2 | 2 | 2 | ; | University Kitchen (break) | Cook | all | all | No | 0.02 | 0.02 | Always On | 100 | 100 |  |  |  |  | - n/a - | - n/a - | 100 | 100 |  | University Kitchen (break) Cook all Closed | 2 | 2 | 2 | 2 | 2
5033 | 4 | -99 | 6 | -99 | 3651 | -1 | 11.26 | 41.7 | 11.26 | 41.7 | 11.26 | 41.7 | 11.26 | 41.7 | ; | University Kitchen (break) | Cook | all | Sat | - | 0.563 | 0.417 | DEER08 EUN Kit IS Ck WeH | 20 | 100 |  |  |  |  | - n/a - | - n/a - | 20 | 100 |  | University Kitchen (break) Cook Sat | 3651 | 11.26 | 41.7 | 11.26 | 41.7
5033 | 4 | -99 | 7 | -99 | 3651 | -1 | 11.26 | 41.7 | 11.26 | 41.7 | 11.26 | 41.7 | 11.26 | 41.7 | ; | University Kitchen (break) | Cook | all | Sun | - | 0.563 | 0.417 | DEER08 EUN Kit IS Ck WeH | 20 | 100 |  |  |  |  | - n/a - | - n/a - | 20 | 100 |  | University Kitchen (break) Cook Sun | 3651 | 11.26 | 41.7 | 11.26 | 41.7
5033 | 4 | -99 | 8 | -99 | 3651 | -1 | 11.26 | 41.7 | 11.26 | 41.7 | 11.26 | 41.7 | 11.26 | 41.7 | ; | University Kitchen (break) | Cook | all | Hol | - | 0.563 | 0.417 | DEER08 EUN Kit IS Ck WeH | 20 | 100 |  |  |  |  | - n/a - | - n/a - | 20 | 100 |  | University Kitchen (break) Cook Hol | 3651 | 11.26 | 41.7 | 11.26 | 41.7
5033 | 4 | -99 | 11 | -99 | 2 | -1 | 2 | 2 | 2 | 2 | 2 | 2 | 2 | 2 | ; | University Kitchen (break) | Cook | all | Cls | - | 0.02 | 0.02 | Always On | 100 | 100 |  |  |  |  | - n/a - | - n/a - | 100 | 100 |  | University Kitchen (break) Cook Cls | 2 | 2 | 2 | 2 | 2
5033 | 4 | -99 | -99 | -99 | 3650 | -1 | 11.26 | 56.3 | 11.26 | 56.3 | 11.26 | 56.3 | 11.26 | 56.3 | ; | University Kitchen (break) | Cook | all | all | - | 0.563 | 0.563 | DEER08 EUN Kit IS Ck Wd | 20 | 100 |  |  |  |  | - n/a - | - n/a - | 20 | 100 |  | University Kitchen (break) Cook all | 3650 | 11.26 | 56.3 | 11.26 | 56.3
5043 | 8 | -99 | -99 | 0 | 1 | -1 | 0 | 0 | 0 | 0 | 0 | 0 | 0 | 0 | ; | University Cafeteria (break) | Occup | all | all | No | 1 | 1 | Always Off | 0 | 0 |  |  |  |  | - n/a - | - n/a - | 0 | 0 |  | University Cafeteria (break) Occup all Closed | 1 | 0 | 0 | 0 | 0
5043 | 8 | -99 | 6 | -99 | 3639 | -1 | 0 | 8.73 | 0 | 8.73 | 0 | 8.73 | 0 | 8.73 | ; | University Cafeteria (break) | Occup | all | Sat | - | 1 | 0.097 | DEER08 EUN Din IS Oc WeH | 0 | 90 |  |  |  |  | - n/a - | - n/a - | 0 | 90 |  | University Cafeteria (break) Occup Sat | 3639 | 0 | 8.73 | 0 | 8.73
5043 | 8 | -99 | 7 | -99 | 3639 | -1 | 0 | 8.73 | 0 | 8.73 | 0 | 8.73 | 0 | 8.73 | ; | University Cafeteria (break) | Occup | all | Sun | - | 1 | 0.097 | DEER08 EUN Din IS Oc WeH | 0 | 90 |  |  |  |  | - n/a - | - n/a - | 0 | 90 |  | University Cafeteria (break) Occup Sun | 3639 | 0 | 8.73 | 0 | 8.73
5043 | 8 | -99 | 8 | -99 | 3639 | -1 | 0 | 8.73 | 0 | 8.73 | 0 | 8.73 | 0 | 8.73 | ; | University Cafeteria (break) | Occup | all | Hol | - | 1 | 0.097 | DEER08 EUN Din IS Oc WeH | 0 | 90 |  |  |  |  | - n/a - | - n/a - | 0 | 90 |  | University Cafeteria (break) Occup Hol | 3639 | 0 | 8.73 | 0 | 8.73
5043 | 8 | -99 | 11 | -99 | 1 | -1 | 0 | 0 | 0 | 0 | 0 | 0 | 0 | 0 | ; | University Cafeteria (break) | Occup | all | Cls | - | 1 | 1 | Always Off | 0 | 0 |  |  |  |  | - n/a - | - n/a - | 0 | 0 |  | University Cafeteria (break) Occup Cls | 1 | 0 | 0 | 0 | 0
5043 | 8 | -99 | -99 | -99 | 3638 | -1 | 0 | 22.5 | 0 | 22.5 | 0 | 22.5 | 0 | 22.5 | ; | University Cafeteria (break) | Occup | all | all | - | 1 | 0.25 | DEER08 EUN Din IS Oc Wd | 0 | 90 |  |  |  |  | - n/a - | - n/a - | 0 | 90 |  | University Cafeteria (break) Occup all | 3638 | 0 | 22.5 | 0 | 22.5
5043 | 1 | -99 | -99 | 0 | 2 | -1 | 3.5 | 3.5 | 3.5 | 3.5 | 3.5 | 3.5 | 3.5 | 3.5 | ; | University Cafeteria (break) | ILit | all | all | No | 0.035 | 0.035 | Always On | 100 | 100 | 100 | 100 | 100 | 100 | 100 | 100 | 100 | 100 |  | University Cafeteria (break) ILit all Closed | 2 | 3.5 | 3.5 | 3.5 | 3.5
5043 | 1 | -99 | 6 | -99 | 3641 | -1 | 1.75 | 42.2 | 1.75 | 42.2 | 3.5 | 42.2 | 3.5 | 42.2 | ; | University Cafeteria (break) | ILit | all | Sat | - | 0.35 | 0.422 | DEER08 EUN Din IS Lt WeH | 10 | 100 | 5 | 100 | 5 | 100 | 10 | 100 | 10 | 100 |  | University Cafeteria (break) ILit Sat | 3641 | 1.75 | 42.2 | 1.75 | 42.2
5043 | 1 | -99 | 7 | -99 | 3641 | -1 | 1.75 | 42.2 | 1.75 | 42.2 | 3.5 | 42.2 | 3.5 | 42.2 | ; | University Cafeteria (break) | ILit | all | Sun | - | 0.35 | 0.422 | DEER08 EUN Din IS Lt WeH | 10 | 100 | 5 | 100 | 5 | 100 | 10 | 100 | 10 | 100 |  | University Cafeteria (break) ILit Sun | 3641 | 1.75 | 42.2 | 1.75 | 42.2
5043 | 1 | -99 | 8 | -99 | 3641 | -1 | 1.75 | 42.2 | 1.75 | 42.2 | 3.5 | 42.2 | 3.5 | 42.2 | ; | University Cafeteria (break) | ILit | all | Hol | - | 0.35 | 0.422 | DEER08 EUN Din IS Lt WeH | 10 | 100 | 5 | 100 | 5 | 100 | 10 | 100 | 10 | 100 |  | University Cafeteria (break) ILit Hol | 3641 | 1.75 | 42.2 | 1.75 | 42.2
5043 | 1 | -99 | 11 | -99 | 2 | -1 | 3.5 | 3.5 | 3.5 | 3.5 | 3.5 | 3.5 | 3.5 | 3.5 | ; | University Cafeteria (break) | ILit | all | Cls | - | 0.035 | 0.035 | Always On | 100 | 100 | 100 | 100 | 100 | 100 | 100 | 100 | 100 | 100 |  | University Cafeteria (break) ILit Cls | 2 | 3.5 | 3.5 | 3.5 | 3.5
5043 | 1 | -99 | -99 | -99 | 3640 | -1 | 2.5 | 56.3 | 2.5 | 56.3 | 5 | 56.3 | 5 | 56.3 | ; | University Cafeteria (break) | ILit | all | all | - | 0.5 | 0.563 | DEER08 EUN Din IS Lt Wd | 10 | 100 | 5 | 100 | 5 | 100 | 10 | 100 | 10 | 100 |  | University Cafeteria (break) ILit all | 3640 | 2.5 | 56.3 | 2.5 | 56.3
5043 | 6 | -99 | -99 | 0 | 2 | -1 | 0 | 0 | 0 | 0 | 0 | 0 | 0 | 0 | ; | University Cafeteria (break) | Misc | all | all | No | 0 | 0 | Always On | 100 | 100 |  |  |  |  | - n/a - | - n/a - | 100 | 100 |  | University Cafeteria (break) Misc all Closed | 2 | 0 | 0 | 0 | 0
5043 | 6 | -99 | 6 | -99 | 3643 | -1 | 0 | 18.78 | 0 | 18.78 | 0 | 18.78 | 0 | 18.78 | ; | University Cafeteria (break) | Misc | all | Sat | - | 1 | 0.313 | DEER08 EUN Din IS Eq WeH | 0 | 60 |  |  |  |  | - n/a - | - n/a - | 0 | 60 |  | University Cafeteria (break) Misc Sat | 3643 | 0 | 18.78 | 0 | 18.78
5043 | 6 | -99 | 7 | -99 | 3643 | -1 | 0 | 18.78 | 0 | 18.78 | 0 | 18.78 | 0 | 18.78 | ; | University Cafeteria (break) | Misc | all | Sun | - | 1 | 0.313 | DEER08 EUN Din IS Eq WeH | 0 | 60 |  |  |  |  | - n/a - | - n/a - | 0 | 60 |  | University Cafeteria (break) Misc Sun | 3643 | 0 | 18.78 | 0 | 18.78
5043 | 6 | -99 | 8 | -99 | 3643 | -1 | 0 | 18.78 | 0 | 18.78 | 0 | 18.78 | 0 | 18.78 | ; | University Cafeteria (break) | Misc | all | Hol | - | 1 | 0.313 | DEER08 EUN Din IS Eq WeH | 0 | 60 |  |  |  |  | - n/a - | - n/a - | 0 | 60 |  | University Cafeteria (break) Misc Hol | 3643 | 0 | 18.78 | 0 | 18.78
5043 | 6 | -99 | 11 | -99 | 2 | -1 | 0 | 0 | 0 | 0 | 0 | 0 | 0 | 0 | ; | University Cafeteria (break) | Misc | all | Cls | - | 0 | 0 | Always On | 100 | 100 |  |  |  |  | - n/a - | - n/a - | 100 | 100 |  | University Cafeteria (break) Misc Cls | 2 | 0 | 0 | 0 | 0
5043 | 6 | -99 | -99 | -99 | 3642 | -1 | 0 | 33.78 | 0 | 33.78 | 0 | 33.78 | 0 | 33.78 | ; | University Cafeteria (break) | Misc | all | all | - | 1 | 0.563 | DEER08 EUN Din IS Eq Wd | 0 | 60 |  |  |  |  | - n/a - | - n/a - | 0 | 60 |  | University Cafeteria (break) Misc all | 3642 | 0 | 33.78 | 0 | 33.78
5053 | 8 | -99 | -99 | 0 | 1 | -1 | 0 | 0 | 0 | 0 | 0 | 0 | 0 | 0 | ; | University ComputerRm (break) | Occup | all | all | No | 1 | 1 | Always Off | 0 | 0 |  |  |  |  | - n/a - | - n/a - | 0 | 0 |  | University ComputerRm (break) Occup all Closed | 1 | 0 | 0 | 0 | 0
5053 | 8 | -99 | 6 | -99 | 3653 | -1 | 0 | 12.5 | 0 | 12.5 | 0 | 12.5 | 0 | 12.5 | ; | University ComputerRm (break) | Occup | all | Sat | - | 1 | 0.125 | DEER08 EUN Cmp IS Oc WeH | 0 | 100 |  |  |  |  | - n/a - | - n/a - | 0 | 100 |  | University ComputerRm (break) Occup Sat | 3653 | 0 | 12.5 | 0 | 12.5
5053 | 8 | -99 | 7 | -99 | 3653 | -1 | 0 | 12.5 | 0 | 12.5 | 0 | 12.5 | 0 | 12.5 | ; | University ComputerRm (break) | Occup | all | Sun | - | 1 | 0.125 | DEER08 EUN Cmp IS Oc WeH | 0 | 100 |  |  |  |  | - n/a - | - n/a - | 0 | 100 |  | University ComputerRm (break) Occup Sun | 3653 | 0 | 12.5 | 0 | 12.5
5053 | 8 | -99 | 8 | -99 | 3653 | -1 | 0 | 12.5 | 0 | 12.5 | 0 | 12.5 | 0 | 12.5 | ; | University ComputerRm (break) | Occup | all | Hol | - | 1 | 0.125 | DEER08 EUN Cmp IS Oc WeH | 0 | 100 |  |  |  |  | - n/a - | - n/a - | 0 | 100 |  | University ComputerRm (break) Occup Hol | 3653 | 0 | 12.5 | 0 | 12.5
5053 | 8 | -99 | 11 | -99 | 1 | -1 | 0 | 0 | 0 | 0 | 0 | 0 | 0 | 0 | ; | University ComputerRm (break) | Occup | all | Cls | - | 1 | 1 | Always Off | 0 | 0 |  |  |  |  | - n/a - | - n/a - | 0 | 0 |  | University ComputerRm (break) Occup Cls | 1 | 0 | 0 | 0 | 0
5053 | 8 | -99 | -99 | -99 | 3652 | -1 | 0 | 25 | 0 | 25 | 0 | 25 | 0 | 25 | ; | University ComputerRm (break) | Occup | all | all | - | 1 | 0.25 | DEER08 EUN Cmp IS Oc Wd | 0 | 100 |  |  |  |  | - n/a - | - n/a - | 0 | 100 |  | University ComputerRm (break) Occup all | 3652 | 0 | 25 | 0 | 25
5053 | 1 | -99 | -99 | 0 | 2 | -1 | 5 | 5 | 5 | 5 | 5 | 5 | 5 | 5 | ; | University ComputerRm (break) | ILit | all | all | No | 0.05 | 0.05 | Always On | 100 | 100 | 100 | 100 | 100 | 100 | 100 | 100 | 100 | 100 |  | University ComputerRm (break) ILit all Closed | 2 | 5 | 5 | 5 | 5
5053 | 1 | -99 | 6 | -99 | 3655 | -1 | 2.5 | 42.2 | 2.5 | 42.2 | 5 | 42.2 | 5 | 42.2 | ; | University ComputerRm (break) | ILit | all | Sat | - | 0.5 | 0.422 | DEER08 EUN Cmp IS Lt WeH | 10 | 100 | 5 | 100 | 5 | 100 | 10 | 100 | 10 | 100 |  | University ComputerRm (break) ILit Sat | 3655 | 2.5 | 42.2 | 2.5 | 42.2
5053 | 1 | -99 | 7 | -99 | 3655 | -1 | 2.5 | 42.2 | 2.5 | 42.2 | 5 | 42.2 | 5 | 42.2 | ; | University ComputerRm (break) | ILit | all | Sun | - | 0.5 | 0.422 | DEER08 EUN Cmp IS Lt WeH | 10 | 100 | 5 | 100 | 5 | 100 | 10 | 100 | 10 | 100 |  | University ComputerRm (break) ILit Sun | 3655 | 2.5 | 42.2 | 2.5 | 42.2
5053 | 1 | -99 | 8 | -99 | 3655 | -1 | 2.5 | 42.2 | 2.5 | 42.2 | 5 | 42.2 | 5 | 42.2 | ; | University ComputerRm (break) | ILit | all | Hol | - | 0.5 | 0.422 | DEER08 EUN Cmp IS Lt WeH | 10 | 100 | 5 | 100 | 5 | 100 | 10 | 100 | 10 | 100 |  | University ComputerRm (break) ILit Hol | 3655 | 2.5 | 42.2 | 2.5 | 42.2
5053 | 1 | -99 | 11 | -99 | 2 | -1 | 5 | 5 | 5 | 5 | 5 | 5 | 5 | 5 | ; | University ComputerRm (break) | ILit | all | Cls | - | 0.05 | 0.05 | Always On | 100 | 100 | 100 | 100 | 100 | 100 | 100 | 100 | 100 | 100 |  | University ComputerRm (break) ILit Cls | 2 | 5 | 5 | 5 | 5
5053 | 1 | -99 | -99 | -99 | 3654 | -1 | 2.5 | 56.3 | 2.5 | 56.3 | 5 | 56.3 | 5 | 56.3 | ; | University ComputerRm (break) | ILit | all | all | - | 0.5 | 0.563 | DEER08 EUN Cmp IS Lt Wd | 10 | 100 | 5 | 100 | 5 | 100 | 10 | 100 | 10 | 100 |  | University ComputerRm (break) ILit all | 3654 | 2.5 | 56.3 | 2.5 | 56.3
5053 | 6 | -99 | -99 | 0 | 2 | -1 | 5 | 5 | 5 | 5 | 5 | 5 | 5 | 5 | ; | University ComputerRm (break) | Misc | all | all | No | 0.05 | 0.05 | Always On | 100 | 100 |  |  |  |  | - n/a - | - n/a - | 100 | 100 |  | University ComputerRm (break) Misc all Closed | 2 | 5 | 5 | 5 | 5
5053 | 6 | -99 | 6 | -99 | 3657 | -1 | 28.15 | 42.2 | 28.15 | 42.2 | 28.15 | 42.2 | 28.15 | 42.2 | ; | University ComputerRm (break) | Misc | all | Sat | - | 0.563 | 0.422 | DEER08 EUN Cmp IS Eq WeH | 50 | 100 |  |  |  |  | - n/a - | - n/a - | 50 | 100 |  | University ComputerRm (break) Misc Sat | 3657 | 28.15 | 42.2 | 28.15 | 42.2
5053 | 6 | -99 | 7 | -99 | 3657 | -1 | 28.15 | 42.2 | 28.15 | 42.2 | 28.15 | 42.2 | 28.15 | 42.2 | ; | University ComputerRm (break) | Misc | all | Sun | - | 0.563 | 0.422 | DEER08 EUN Cmp IS Eq WeH | 50 | 100 |  |  |  |  | - n/a - | - n/a - | 50 | 100 |  | University ComputerRm (break) Misc Sun | 3657 | 28.15 | 42.2 | 28.15 | 42.2
5053 | 6 | -99 | 8 | -99 | 3657 | -1 | 28.15 | 42.2 | 28.15 | 42.2 | 28.15 | 42.2 | 28.15 | 42.2 | ; | University ComputerRm (break) | Misc | all | Hol | - | 0.563 | 0.422 | DEER08 EUN Cmp IS Eq WeH | 50 | 100 |  |  |  |  | - n/a - | - n/a - | 50 | 100 |  | University ComputerRm (break) Misc Hol | 3657 | 28.15 | 42.2 | 28.15 | 42.2
5053 | 6 | -99 | 11 | -99 | 2 | -1 | 5 | 5 | 5 | 5 | 5 | 5 | 5 | 5 | ; | University ComputerRm (break) | Misc | all | Cls | - | 0.05 | 0.05 | Always On | 100 | 100 |  |  |  |  | - n/a - | - n/a - | 100 | 100 |  | University ComputerRm (break) Misc Cls | 2 | 5 | 5 | 5 | 5
5053 | 6 | -99 | -99 | -99 | 3656 | -1 | 28.15 | 56.3 | 28.15 | 56.3 | 28.15 | 56.3 | 28.15 | 56.3 | ; | University ComputerRm (break) | Misc | all | all | - | 0.563 | 0.563 | DEER08 EUN Cmp IS Eq Wd | 50 | 100 |  |  |  |  | - n/a - | - n/a - | 50 | 100 |  | University ComputerRm (break) Misc all | 3656 | 28.15 | 56.3 | 28.15 | 56.3
5063 | 8 | -99 | -99 | 0 | 1 | -1 | 0 | 0 | 0 | 0 | 0 | 0 | 0 | 0 | ; | University Dorm (break) | Occup | all | all | No | 1 | 1 | Always Off | 0 | 0 |  |  |  |  | - n/a - | - n/a - | 0 | 0 |  | University Dorm (break) Occup all Closed | 1 | 0 | 0 | 0 | 0
5063 | 8 | -99 | 6 | -99 | 3114 | -1 | 12.5 | 25 | 12.5 | 25 | 12.5 | 25 | 12.5 | 25 | ; | University Dorm (break) | Occup | all | Sat | - | 0.25 | 0.25 | DEER EUN Drm IS Oc Sa | 50 | 100 |  |  |  |  | - n/a - | - n/a - | 50 | 100 |  | University Dorm (break) Occup Sat | 3114 | 12.5 | 25 | 12.5 | 25
5063 | 8 | -99 | 7 | -99 | 3115 | -1 | 12.5 | 25 | 12.5 | 25 | 12.5 | 25 | 12.5 | 25 | ; | University Dorm (break) | Occup | all | Sun | - | 0.25 | 0.25 | DEER EUN Drm IS Oc SuH | 50 | 100 |  |  |  |  | - n/a - | - n/a - | 50 | 100 |  | University Dorm (break) Occup Sun | 3115 | 12.5 | 25 | 12.5 | 25
5063 | 8 | -99 | 8 | -99 | 3115 | -1 | 12.5 | 25 | 12.5 | 25 | 12.5 | 25 | 12.5 | 25 | ; | University Dorm (break) | Occup | all | Hol | - | 0.25 | 0.25 | DEER EUN Drm IS Oc SuH | 50 | 100 |  |  |  |  | - n/a - | - n/a - | 50 | 100 |  | University Dorm (break) Occup Hol | 3115 | 12.5 | 25 | 12.5 | 25
5063 | 8 | -99 | 11 | -99 | 1 | -1 | 0 | 0 | 0 | 0 | 0 | 0 | 0 | 0 | ; | University Dorm (break) | Occup | all | Cls | - | 1 | 1 | Always Off | 0 | 0 |  |  |  |  | - n/a - | - n/a - | 0 | 0 |  | University Dorm (break) Occup Cls | 1 | 0 | 0 | 0 | 0
5063 | 8 | -99 | -99 | -99 | 3113 | -1 | 5 | 25 | 5 | 25 | 5 | 25 | 5 | 25 | ; | University Dorm (break) | Occup | all | all | - | 0.25 | 0.25 | DEER EUN Drm IS Oc Wd | 20 | 100 |  |  |  |  | - n/a - | - n/a - | 20 | 100 |  | University Dorm (break) Occup all | 3113 | 5 | 25 | 5 | 25
5063 | 1 | -99 | -99 | 0 | 2 | -1 | 2 | 2 | 2 | 2 | 2 | 2 | 2 | 2 | ; | University Dorm (break) | ILit | all | all | No | 0.02 | 0.02 | Always On | 100 | 100 | 100 | 100 | 100 | 100 | 100 | 100 | 100 | 100 |  | University Dorm (break) ILit all Closed | 2 | 2 | 2 | 2 | 2
5063 | 1 | -99 | 6 | -99 | 3117 | -1 | 2.5 | 56.3 | 2.5 | 56.3 | 10 | 56.3 | 10 | 56.3 | ; | University Dorm (break) | ILit | all | Sat | - | 0.5 | 0.563 | DEER EUN Drm IS Lt Sa | 20 | 100 | 5 | 100 | 5 | 100 | 20 | 100 | 20 | 100 |  | University Dorm (break) ILit Sat | 3117 | 2.5 | 56.3 | 2.5 | 56.3
5063 | 1 | -99 | 7 | -99 | 3118 | -1 | 2.5 | 45.04 | 2.5 | 45.04 | 10 | 45.04 | 10 | 45.04 | ; | University Dorm (break) | ILit | all | Sun | - | 0.5 | 0.563 | DEER EUN Drm IS Lt SuH | 20 | 80 | 5 | 80 | 5 | 80 | 20 | 80 | 20 | 80 |  | University Dorm (break) ILit Sun | 3118 | 2.5 | 45.04 | 2.5 | 45.04
5063 | 1 | -99 | 8 | -99 | 3118 | -1 | 2.5 | 45.04 | 2.5 | 45.04 | 10 | 45.04 | 10 | 45.04 | ; | University Dorm (break) | ILit | all | Hol | - | 0.5 | 0.563 | DEER EUN Drm IS Lt SuH | 20 | 80 | 5 | 80 | 5 | 80 | 20 | 80 | 20 | 80 |  | University Dorm (break) ILit Hol | 3118 | 2.5 | 45.04 | 2.5 | 45.04
5063 | 1 | -99 | 11 | -99 | 2 | -1 | 2 | 2 | 2 | 2 | 2 | 2 | 2 | 2 | ; | University Dorm (break) | ILit | all | Cls | - | 0.02 | 0.02 | Always On | 100 | 100 | 100 | 100 | 100 | 100 | 100 | 100 | 100 | 100 |  | University Dorm (break) ILit Cls | 2 | 2 | 2 | 2 | 2
5063 | 1 | -99 | -99 | -99 | 3116 | -1 | 2.5 | 56.3 | 2.5 | 56.3 | 10 | 56.3 | 10 | 56.3 | ; | University Dorm (break) | ILit | all | all | - | 0.5 | 0.563 | DEER EUN Drm IS Lt Wd | 20 | 100 | 5 | 100 | 5 | 100 | 20 | 100 | 20 | 100 |  | University Dorm (break) ILit all | 3116 | 2.5 | 56.3 | 2.5 | 56.3
5063 | 6 | -99 | -99 | 0 | 2 | -1 | 2 | 2 | 2 | 2 | 2 | 2 | 2 | 2 | ; | University Dorm (break) | Misc | all | all | No | 0.02 | 0.02 | Always On | 100 | 100 |  |  |  |  | - n/a - | - n/a - | 100 | 100 |  | University Dorm (break) Misc all Closed | 2 | 2 | 2 | 2 | 2
5063 | 6 | -99 | 6 | -99 | 3120 | -1 | 11.26 | 56.3 | 11.26 | 56.3 | 11.26 | 56.3 | 11.26 | 56.3 | ; | University Dorm (break) | Misc | all | Sat | - | 0.563 | 0.563 | DEER EUN Drm IS Eq Sa | 20 | 100 |  |  |  |  | - n/a - | - n/a - | 20 | 100 |  | University Dorm (break) Misc Sat | 3120 | 11.26 | 56.3 | 11.26 | 56.3
5063 | 6 | -99 | 7 | -99 | 3121 | -1 | 11.26 | 45.04 | 11.26 | 45.04 | 11.26 | 45.04 | 11.26 | 45.04 | ; | University Dorm (break) | Misc | all | Sun | - | 0.563 | 0.563 | DEER EUN Drm IS Eq SuH | 20 | 80 |  |  |  |  | - n/a - | - n/a - | 20 | 80 |  | University Dorm (break) Misc Sun | 3121 | 11.26 | 45.04 | 11.26 | 45.04
5063 | 6 | -99 | 8 | -99 | 3121 | -1 | 11.26 | 45.04 | 11.26 | 45.04 | 11.26 | 45.04 | 11.26 | 45.04 | ; | University Dorm (break) | Misc | all | Hol | - | 0.563 | 0.563 | DEER EUN Drm IS Eq SuH | 20 | 80 |  |  |  |  | - n/a - | - n/a - | 20 | 80 |  | University Dorm (break) Misc Hol | 3121 | 11.26 | 45.04 | 11.26 | 45.04
5063 | 6 | -99 | 11 | -99 | 2 | -1 | 2 | 2 | 2 | 2 | 2 | 2 | 2 | 2 | ; | University Dorm (break) | Misc | all | Cls | - | 0.02 | 0.02 | Always On | 100 | 100 |  |  |  |  | - n/a - | - n/a - | 100 | 100 |  | University Dorm (break) Misc Cls | 2 | 2 | 2 | 2 | 2
5063 | 6 | -99 | -99 | -99 | 3119 | -1 | 11.26 | 56.3 | 11.26 | 56.3 | 11.26 | 56.3 | 11.26 | 56.3 | ; | University Dorm (break) | Misc | all | all | - | 0.563 | 0.563 | DEER EUN Drm IS Eq Wd | 20 | 100 |  |  |  |  | - n/a - | - n/a - | 20 | 100 |  | University Dorm (break) Misc all | 3119 | 11.26 | 56.3 | 11.26 | 56.3
[36 empty] | 0 | 0 | 0 | 0 | 0 | bar: ; Independents ; 1 to Dependents 4
7011 | 8 | -99 | -99 | 0 | 1 | -1 | 0 | 0 | 0 | 0 | 0 | 0 | 0 | 0 | ; | Hospital Fac/Maint (24 hour) | Occup | all | all | No | 1 | 1 | Always Off | 0 | 0 |  |  |  |  | - n/a - | - n/a - | 0 | 0 |  | Hospital Fac/Maint (24 hour) Occup all Closed | 1 | 0 | 0 | 0 | 0
7011 | 8 | -99 | 6 | -99 | 3134 | -1 | 0 | 50 | 0 | 50 | 0 | 50 | 0 | 50 | ; | Hospital Fac/Maint (24 hour) | Occup | all | Sat | - | 1 | 1 | DEER HSP 24G Yr Oc WeH | 0 | 50 |  |  |  |  | - n/a - | - n/a - | 0 | 50 |  | Hospital Fac/Maint (24 hour) Occup Sat | 3134 | 0 | 50 | 0 | 50
7011 | 8 | -99 | 7 | -99 | 3134 | -1 | 0 | 50 | 0 | 50 | 0 | 50 | 0 | 50 | ; | Hospital Fac/Maint (24 hour) | Occup | all | Sun | - | 1 | 1 | DEER HSP 24G Yr Oc WeH | 0 | 50 |  |  |  |  | - n/a - | - n/a - | 0 | 50 |  | Hospital Fac/Maint (24 hour) Occup Sun | 3134 | 0 | 50 | 0 | 50
7011 | 8 | -99 | 8 | -99 | 3134 | -1 | 0 | 50 | 0 | 50 | 0 | 50 | 0 | 50 | ; | Hospital Fac/Maint (24 hour) | Occup | all | Hol | - | 1 | 1 | DEER HSP 24G Yr Oc WeH | 0 | 50 |  |  |  |  | - n/a - | - n/a - | 0 | 50 |  | Hospital Fac/Maint (24 hour) Occup Hol | 3134 | 0 | 50 | 0 | 50
7011 | 8 | -99 | 11 | -99 | 1 | -1 | 0 | 0 | 0 | 0 | 0 | 0 | 0 | 0 | ; | Hospital Fac/Maint (24 hour) | Occup | all | Cls | - | 1 | 1 | Always Off | 0 | 0 |  |  |  |  | - n/a - | - n/a - | 0 | 0 |  | Hospital Fac/Maint (24 hour) Occup Cls | 1 | 0 | 0 | 0 | 0
7011 | 8 | -99 | -99 | -99 | 3133 | -1 | 0 | 50 | 0 | 50 | 0 | 50 | 0 | 50 | ; | Hospital Fac/Maint (24 hour) | Occup | all | all | - | 1 | 1 | DEER HSP 24G Yr Oc Wd | 0 | 50 |  |  |  |  | - n/a - | - n/a - | 0 | 50 |  | Hospital Fac/Maint (24 hour) Occup all | 3133 | 0 | 50 | 0 | 50
7011 | 1 | -99 | -99 | 0 | 2 | -1 | 5 | 5 | 5 | 5 | 5 | 5 | 5 | 5 | ; | Hospital Fac/Maint (24 hour) | ILit | all | all | No | 0.05 | 0.05 | Always On | 100 | 100 | 100 | 100 | 100 | 100 | 100 | 100 | 100 | 100 |  | Hospital Fac/Maint (24 hour) ILit all Closed | 2 | 5 | 5 | 5 | 5
7011 | 1 | 2 | 6 | -99 | 3850 | -1 | 20 | 35 | 20 | 35 | 20 | 35 | 100 | 100 | ; | Hospital Fac/Maint (24 hour) | ILit | all | Sat | - | 1 | 1 | DEER08 HSP 24G Yr Lt2 WeH | 20 | 35 | 20 | 35 | 20 | 35 | 20 | 35 | 100 | 100 |  | Hospital Fac/Maint (24 hour) ILit2 Sat | 3850 | 20 | 35 | 20 | 35
7011 | 1 | 2 | 7 | -99 | 3850 | -1 | 20 | 35 | 20 | 35 | 20 | 35 | 100 | 100 | ; | Hospital Fac/Maint (24 hour) | ILit | all | Sun | - | 1 | 1 | DEER08 HSP 24G Yr Lt2 WeH | 20 | 35 | 20 | 35 | 20 | 35 | 20 | 35 | 100 | 100 |  | Hospital Fac/Maint (24 hour) ILit2 Sun | 3850 | 20 | 35 | 20 | 35
7011 | 1 | 2 | 8 | -99 | 3850 | -1 | 20 | 35 | 20 | 35 | 20 | 35 | 100 | 100 | ; | Hospital Fac/Maint (24 hour) | ILit | all | Hol | - | 1 | 1 | DEER08 HSP 24G Yr Lt2 WeH | 20 | 35 | 20 | 35 | 20 | 35 | 20 | 35 | 100 | 100 |  | Hospital Fac/Maint (24 hour) ILit2 Hol | 3850 | 20 | 35 | 20 | 35
7011 | 1 | -99 | 6 | -99 | 3766 | -1 | 30 | 40 | 30 | 40 | 30 | 40 | 100 | 100 | ; | Hospital Fac/Maint (24 hour) | ILit | all | Sat | - | 1 | 1 | DEER08 HSP 24G Yr Lt1 WeH | 30 | 40 | 30 | 40 | 30 | 40 | 30 | 40 | 100 | 100 |  | Hospital Fac/Maint (24 hour) ILit Sat | 3766 | 30 | 40 | 30 | 40
7011 | 1 | -99 | 7 | -99 | 3766 | -1 | 30 | 40 | 30 | 40 | 30 | 40 | 100 | 100 | ; | Hospital Fac/Maint (24 hour) | ILit | all | Sun | - | 1 | 1 | DEER08 HSP 24G Yr Lt1 WeH | 30 | 40 | 30 | 40 | 30 | 40 | 30 | 40 | 100 | 100 |  | Hospital Fac/Maint (24 hour) ILit Sun | 3766 | 30 | 40 | 30 | 40
7011 | 1 | -99 | 8 | -99 | 3766 | -1 | 30 | 40 | 30 | 40 | 30 | 40 | 100 | 100 | ; | Hospital Fac/Maint (24 hour) | ILit | all | Hol | - | 1 | 1 | DEER08 HSP 24G Yr Lt1 WeH | 30 | 40 | 30 | 40 | 30 | 40 | 30 | 40 | 100 | 100 |  | Hospital Fac/Maint (24 hour) ILit Hol | 3766 | 30 | 40 | 30 | 40
7011 | 1 | -99 | 11 | -99 | 2 | -1 | 5 | 5 | 5 | 5 | 5 | 5 | 5 | 5 | ; | Hospital Fac/Maint (24 hour) | ILit | all | Cls | - | 0.05 | 0.05 | Always On | 100 | 100 | 100 | 100 | 100 | 100 | 100 | 100 | 100 | 100 |  | Hospital Fac/Maint (24 hour) ILit Cls | 2 | 5 | 5 | 5 | 5
7011 | 1 | 2 | -99 | -99 | 3849 | -1 | 30 | 85 | 30 | 85 | 30 | 85 | 100 | 100 | ; | Hospital Fac/Maint (24 hour) | ILit | all | all | - | 1 | 1 | DEER08 HSP 24G Yr Lt2 Wd | 30 | 85 | 30 | 85 | 30 | 85 | 30 | 85 | 100 | 100 |  | Hospital Fac/Maint (24 hour) ILit2 all | 3849 | 30 | 85 | 30 | 85
7011 | 1 | -99 | -99 | -99 | 3765 | -1 | 40 | 90 | 40 | 90 | 40 | 90 | 100 | 100 | ; | Hospital Fac/Maint (24 hour) | ILit | all | all | - | 1 | 1 | DEER08 HSP 24G Yr Lt1 Wd | 40 | 90 | 40 | 90 | 40 | 90 | 40 | 90 | 100 | 100 |  | Hospital Fac/Maint (24 hour) ILit all | 3765 | 40 | 90 | 40 | 90
7011 | 6 | -99 | -99 | 0 | 2 | -1 | 5 | 5 | 5 | 5 | 5 | 5 | 5 | 5 | ; | Hospital Fac/Maint (24 hour) | Misc | all | all | No | 0.05 | 0.05 | Always On | 100 | 100 |  |  |  |  | - n/a - | - n/a - | 100 | 100 |  | Hospital Fac/Maint (24 hour) Misc all Closed | 2 | 5 | 5 | 5 | 5
7011 | 6 | -99 | 6 | -99 | 3138 | -1 | 45 | 60 | 45 | 60 | 45 | 60 | 45 | 60 | ; | Hospital Fac/Maint (24 hour) | Misc | all | Sat | - | 1 | 1 | DEER HSP 24G Yr Eq WeH | 45 | 60 |  |  |  |  | - n/a - | - n/a - | 45 | 60 |  | Hospital Fac/Maint (24 hour) Misc Sat | 3138 | 45 | 60 | 45 | 60
7011 | 6 | -99 | 7 | -99 | 3138 | -1 | 45 | 60 | 45 | 60 | 45 | 60 | 45 | 60 | ; | Hospital Fac/Maint (24 hour) | Misc | all | Sun | - | 1 | 1 | DEER HSP 24G Yr Eq WeH | 45 | 60 |  |  |  |  | - n/a - | - n/a - | 45 | 60 |  | Hospital Fac/Maint (24 hour) Misc Sun | 3138 | 45 | 60 | 45 | 60
7011 | 6 | -99 | 8 | -99 | 3138 | -1 | 45 | 60 | 45 | 60 | 45 | 60 | 45 | 60 | ; | Hospital Fac/Maint (24 hour) | Misc | all | Hol | - | 1 | 1 | DEER HSP 24G Yr Eq WeH | 45 | 60 |  |  |  |  | - n/a - | - n/a - | 45 | 60 |  | Hospital Fac/Maint (24 hour) Misc Hol | 3138 | 45 | 60 | 45 | 60
7011 | 6 | -99 | 11 | -99 | 2 | -1 | 5 | 5 | 5 | 5 | 5 | 5 | 5 | 5 | ; | Hospital Fac/Maint (24 hour) | Misc | all | Cls | - | 0.05 | 0.05 | Always On | 100 | 100 |  |  |  |  | - n/a - | - n/a - | 100 | 100 |  | Hospital Fac/Maint (24 hour) Misc Cls | 2 | 5 | 5 | 5 | 5
7011 | 6 | -99 | -99 | -99 | 3137 | -1 | 75 | 100 | 75 | 100 | 75 | 100 | 75 | 100 | ; | Hospital Fac/Maint (24 hour) | Misc | all | all | - | 1 | 1 | DEER HSP 24G Yr Eq Wd | 75 | 100 |  |  |  |  | - n/a - | - n/a - | 75 | 100 |  | Hospital Fac/Maint (24 hour) Misc all | 3137 | 75 | 100 | 75 | 100
7021 | 8 | -99 | -99 | 0 | 1 | -1 | 0 | 0 | 0 | 0 | 0 | 0 | 0 | 0 | ; | Hospital Admin/Office (12 hour) | Occup | all | all | No | 1 | 1 | Always Off | 0 | 0 |  |  |  |  | - n/a - | - n/a - | 0 | 0 |  | Hospital Admin/Office (12 hour) Occup all Closed | 1 | 0 | 0 | 0 | 0
7021 | 8 | -99 | 6 | -99 | 3140 | -1 | 0 | 50 | 0 | 50 | 0 | 50 | 0 | 50 | ; | Hospital Admin/Office (12 hour) | Occup | all | Sat | - | 1 | 1 | DEER HSP 12G Yr Oc WeH | 0 | 50 |  |  |  |  | - n/a - | - n/a - | 0 | 50 |  | Hospital Admin/Office (12 hour) Occup Sat | 3140 | 0 | 50 | 0 | 50
7021 | 8 | -99 | 7 | -99 | 3140 | -1 | 0 | 50 | 0 | 50 | 0 | 50 | 0 | 50 | ; | Hospital Admin/Office (12 hour) | Occup | all | Sun | - | 1 | 1 | DEER HSP 12G Yr Oc WeH | 0 | 50 |  |  |  |  | - n/a - | - n/a - | 0 | 50 |  | Hospital Admin/Office (12 hour) Occup Sun | 3140 | 0 | 50 | 0 | 50
7021 | 8 | -99 | 8 | -99 | 3140 | -1 | 0 | 50 | 0 | 50 | 0 | 50 | 0 | 50 | ; | Hospital Admin/Office (12 hour) | Occup | all | Hol | - | 1 | 1 | DEER HSP 12G Yr Oc WeH | 0 | 50 |  |  |  |  | - n/a - | - n/a - | 0 | 50 |  | Hospital Admin/Office (12 hour) Occup Hol | 3140 | 0 | 50 | 0 | 50
7021 | 8 | -99 | 11 | -99 | 1 | -1 | 0 | 0 | 0 | 0 | 0 | 0 | 0 | 0 | ; | Hospital Admin/Office (12 hour) | Occup | all | Cls | - | 1 | 1 | Always Off | 0 | 0 |  |  |  |  | - n/a - | - n/a - | 0 | 0 |  | Hospital Admin/Office (12 hour) Occup Cls | 1 | 0 | 0 | 0 | 0
7021 | 8 | -99 | -99 | -99 | 3139 | -1 | 0 | 50 | 0 | 50 | 0 | 50 | 0 | 50 | ; | Hospital Admin/Office (12 hour) | Occup | all | all | - | 1 | 1 | DEER HSP 12G Yr Oc Wd | 0 | 50 |  |  |  |  | - n/a - | - n/a - | 0 | 50 |  | Hospital Admin/Office (12 hour) Occup all | 3139 | 0 | 50 | 0 | 50
7021 | 1 | -99 | -99 | 0 | 2 | -1 | 5 | 5 | 5 | 5 | 5 | 5 | 5 | 5 | ; | Hospital Admin/Office (12 hour) | ILit | all | all | No | 0.05 | 0.05 | Always On | 100 | 100 | 100 | 100 | 100 | 100 | 100 | 100 | 100 | 100 |  | Hospital Admin/Office (12 hour) ILit all Closed | 2 | 5 | 5 | 5 | 5
7021 | 1 | 2 | 6 | -99 | 3852 | -1 | 20 | 45 | 20 | 45 | 20 | 45 | 100 | 100 | ; | Hospital Admin/Office (12 hour) | ILit | all | Sat | - | 1 | 1 | DEER08 HSP 12G Yr Lt2 WeH | 20 | 45 | 20 | 45 | 20 | 45 | 20 | 45 | 100 | 100 |  | Hospital Admin/Office (12 hour) ILit2 Sat | 3852 | 20 | 45 | 20 | 45
7021 | 1 | 2 | 7 | -99 | 3852 | -1 | 20 | 45 | 20 | 45 | 20 | 45 | 100 | 100 | ; | Hospital Admin/Office (12 hour) | ILit | all | Sun | - | 1 | 1 | DEER08 HSP 12G Yr Lt2 WeH | 20 | 45 | 20 | 45 | 20 | 45 | 20 | 45 | 100 | 100 |  | Hospital Admin/Office (12 hour) ILit2 Sun | 3852 | 20 | 45 | 20 | 45
7021 | 1 | 2 | 8 | -99 | 3852 | -1 | 20 | 45 | 20 | 45 | 20 | 45 | 100 | 100 | ; | Hospital Admin/Office (12 hour) | ILit | all | Hol | - | 1 | 1 | DEER08 HSP 12G Yr Lt2 WeH | 20 | 45 | 20 | 45 | 20 | 45 | 20 | 45 | 100 | 100 |  | Hospital Admin/Office (12 hour) ILit2 Hol | 3852 | 20 | 45 | 20 | 45
7021 | 1 | -99 | 6 | -99 | 3768 | -1 | 30 | 50 | 30 | 50 | 30 | 50 | 100 | 100 | ; | Hospital Admin/Office (12 hour) | ILit | all | Sat | - | 1 | 1 | DEER08 HSP 12G Yr Lt1 WeH | 30 | 50 | 30 | 50 | 30 | 50 | 30 | 50 | 100 | 100 |  | Hospital Admin/Office (12 hour) ILit Sat | 3768 | 30 | 50 | 30 | 50
7021 | 1 | -99 | 7 | -99 | 3768 | -1 | 30 | 50 | 30 | 50 | 30 | 50 | 100 | 100 | ; | Hospital Admin/Office (12 hour) | ILit | all | Sun | - | 1 | 1 | DEER08 HSP 12G Yr Lt1 WeH | 30 | 50 | 30 | 50 | 30 | 50 | 30 | 50 | 100 | 100 |  | Hospital Admin/Office (12 hour) ILit Sun | 3768 | 30 | 50 | 30 | 50
7021 | 1 | -99 | 8 | -99 | 3768 | -1 | 30 | 50 | 30 | 50 | 30 | 50 | 100 | 100 | ; | Hospital Admin/Office (12 hour) | ILit | all | Hol | - | 1 | 1 | DEER08 HSP 12G Yr Lt1 WeH | 30 | 50 | 30 | 50 | 30 | 50 | 30 | 50 | 100 | 100 |  | Hospital Admin/Office (12 hour) ILit Hol | 3768 | 30 | 50 | 30 | 50
7021 | 1 | -99 | 11 | -99 | 2 | -1 | 5 | 5 | 5 | 5 | 5 | 5 | 5 | 5 | ; | Hospital Admin/Office (12 hour) | ILit | all | Cls | - | 0.05 | 0.05 | Always On | 100 | 100 | 100 | 100 | 100 | 100 | 100 | 100 | 100 | 100 |  | Hospital Admin/Office (12 hour) ILit Cls | 2 | 5 | 5 | 5 | 5
7021 | 1 | 2 | -99 | -99 | 3851 | -1 | 20 | 85 | 20 | 85 | 20 | 85 | 100 | 100 | ; | Hospital Admin/Office (12 hour) | ILit | all | all | - | 1 | 1 | DEER08 HSP 12G Yr Lt2 Wd | 20 | 85 | 20 | 85 | 20 | 85 | 20 | 85 | 100 | 100 |  | Hospital Admin/Office (12 hour) ILit2 all | 3851 | 20 | 85 | 20 | 85
7021 | 1 | -99 | -99 | -99 | 3767 | -1 | 30 | 90 | 30 | 90 | 30 | 90 | 100 | 100 | ; | Hospital Admin/Office (12 hour) | ILit | all | all | - | 1 | 1 | DEER08 HSP 12G Yr Lt1 Wd | 30 | 90 | 30 | 90 | 30 | 90 | 30 | 90 | 100 | 100 |  | Hospital Admin/Office (12 hour) ILit all | 3767 | 30 | 90 | 30 | 90
7021 | 6 | -99 | -99 | 0 | 2 | -1 | 5 | 5 | 5 | 5 | 5 | 5 | 5 | 5 | ; | Hospital Admin/Office (12 hour) | Misc | all | all | No | 0.05 | 0.05 | Always On | 100 | 100 |  |  |  |  | - n/a - | - n/a - | 100 | 100 |  | Hospital Admin/Office (12 hour) Misc all Closed | 2 | 5 | 5 | 5 | 5
7021 | 6 | -99 | 6 | -99 | 3144 | -1 | 5 | 100 | 5 | 100 | 5 | 100 | 5 | 100 | ; | Hospital Admin/Office (12 hour) | Misc | all | Sat | - | 1 | 1 | DEER HSP 12G Yr Eq WeH | 5 | 100 |  |  |  |  | - n/a - | - n/a - | 5 | 100 |  | Hospital Admin/Office (12 hour) Misc Sat | 3144 | 5 | 100 | 5 | 100
7021 | 6 | -99 | 7 | -99 | 3144 | -1 | 5 | 100 | 5 | 100 | 5 | 100 | 5 | 100 | ; | Hospital Admin/Office (12 hour) | Misc | all | Sun | - | 1 | 1 | DEER HSP 12G Yr Eq WeH | 5 | 100 |  |  |  |  | - n/a - | - n/a - | 5 | 100 |  | Hospital Admin/Office (12 hour) Misc Sun | 3144 | 5 | 100 | 5 | 100
7021 | 6 | -99 | 8 | -99 | 3144 | -1 | 5 | 100 | 5 | 100 | 5 | 100 | 5 | 100 | ; | Hospital Admin/Office (12 hour) | Misc | all | Hol | - | 1 | 1 | DEER HSP 12G Yr Eq WeH | 5 | 100 |  |  |  |  | - n/a - | - n/a - | 5 | 100 |  | Hospital Admin/Office (12 hour) Misc Hol | 3144 | 5 | 100 | 5 | 100
7021 | 6 | -99 | 11 | -99 | 2 | -1 | 5 | 5 | 5 | 5 | 5 | 5 | 5 | 5 | ; | Hospital Admin/Office (12 hour) | Misc | all | Cls | - | 0.05 | 0.05 | Always On | 100 | 100 |  |  |  |  | - n/a - | - n/a - | 100 | 100 |  | Hospital Admin/Office (12 hour) Misc Cls | 2 | 5 | 5 | 5 | 5
7021 | 6 | -99 | -99 | -99 | 3143 | -1 | 5 | 100 | 5 | 100 | 5 | 100 | 5 | 100 | ; | Hospital Admin/Office (12 hour) | Misc | all | all | - | 1 | 1 | DEER HSP 12G Yr Eq Wd | 5 | 100 |  |  |  |  | - n/a - | - n/a - | 5 | 100 |  | Hospital Admin/Office (12 hour) Misc all | 3143 | 5 | 100 | 5 | 100
7031 | 8 | -99 | -99 | 0 | 1 | -1 | 0 | 0 | 0 | 0 | 0 | 0 | 0 | 0 | ; | Hospital Kitchen | Occup | all | all | No | 1 | 1 | Always Off | 0 | 0 |  |  |  |  | - n/a - | - n/a - | 0 | 0 |  | Hospital Kitchen Occup all Closed | 1 | 0 | 0 | 0 | 0
7031 | 8 | -99 | 6 | -99 | 3146 | -1 | 25 | 50 | 25 | 50 | 25 | 50 | 25 | 50 | ; | Hospital Kitchen | Occup | all | Sat | - | 1 | 1 | DEER HSP Kit Yr Oc WeH | 25 | 50 |  |  |  |  | - n/a - | - n/a - | 25 | 50 |  | Hospital Kitchen Occup Sat | 3146 | 25 | 50 | 25 | 50
7031 | 8 | -99 | 7 | -99 | 3146 | -1 | 25 | 50 | 25 | 50 | 25 | 50 | 25 | 50 | ; | Hospital Kitchen | Occup | all | Sun | - | 1 | 1 | DEER HSP Kit Yr Oc WeH | 25 | 50 |  |  |  |  | - n/a - | - n/a - | 25 | 50 |  | Hospital Kitchen Occup Sun | 3146 | 25 | 50 | 25 | 50
7031 | 8 | -99 | 8 | -99 | 3146 | -1 | 25 | 50 | 25 | 50 | 25 | 50 | 25 | 50 | ; | Hospital Kitchen | Occup | all | Hol | - | 1 | 1 | DEER HSP Kit Yr Oc WeH | 25 | 50 |  |  |  |  | - n/a - | - n/a - | 25 | 50 |  | Hospital Kitchen Occup Hol | 3146 | 25 | 50 | 25 | 50
7031 | 8 | -99 | 11 | -99 | 1 | -1 | 0 | 0 | 0 | 0 | 0 | 0 | 0 | 0 | ; | Hospital Kitchen | Occup | all | Cls | - | 1 | 1 | Always Off | 0 | 0 |  |  |  |  | - n/a - | - n/a - | 0 | 0 |  | Hospital Kitchen Occup Cls | 1 | 0 | 0 | 0 | 0
7031 | 8 | -99 | -99 | -99 | 3145 | -1 | 25 | 50 | 25 | 50 | 25 | 50 | 25 | 50 | ; | Hospital Kitchen | Occup | all | all | - | 1 | 1 | DEER HSP Kit Yr Oc Wd | 25 | 50 |  |  |  |  | - n/a - | - n/a - | 25 | 50 |  | Hospital Kitchen Occup all | 3145 | 25 | 50 | 25 | 50
7031 | 1 | -99 | -99 | 0 | 2 | -1 | 5 | 5 | 5 | 5 | 5 | 5 | 5 | 5 | ; | Hospital Kitchen | ILit | all | all | No | 0.05 | 0.05 | Always On | 100 | 100 | 100 | 100 | 100 | 100 | 100 | 100 | 100 | 100 |  | Hospital Kitchen ILit all Closed | 2 | 5 | 5 | 5 | 5
7031 | 1 | 2 | 6 | -99 | 3854 | -1 | 20 | 20 | 20 | 20 | 20 | 20 | 100 | 100 | ; | Hospital Kitchen | ILit | all | Sat | - | 1 | 1 | DEER08 HSP Kit Yr Lt2 WeH | 20 | 20 | 20 | 20 | 20 | 20 | 20 | 20 | 100 | 100 |  | Hospital Kitchen ILit2 Sat | 3854 | 20 | 20 | 20 | 20
7031 | 1 | 2 | 7 | -99 | 3854 | -1 | 20 | 20 | 20 | 20 | 20 | 20 | 100 | 100 | ; | Hospital Kitchen | ILit | all | Sun | - | 1 | 1 | DEER08 HSP Kit Yr Lt2 WeH | 20 | 20 | 20 | 20 | 20 | 20 | 20 | 20 | 100 | 100 |  | Hospital Kitchen ILit2 Sun | 3854 | 20 | 20 | 20 | 20
7031 | 1 | 2 | 8 | -99 | 3854 | -1 | 20 | 20 | 20 | 20 | 20 | 20 | 100 | 100 | ; | Hospital Kitchen | ILit | all | Hol | - | 1 | 1 | DEER08 HSP Kit Yr Lt2 WeH | 20 | 20 | 20 | 20 | 20 | 20 | 20 | 20 | 100 | 100 |  | Hospital Kitchen ILit2 Hol | 3854 | 20 | 20 | 20 | 20
7031 | 1 | -99 | 6 | -99 | 3770 | -1 | 60 | 60 | 60 | 60 | 60 | 60 | 100 | 100 | ; | Hospital Kitchen | ILit | all | Sat | - | 1 | 1 | DEER08 HSP Kit Yr Lt1 WeH | 60 | 60 | 60 | 60 | 60 | 60 | 60 | 60 | 100 | 100 |  | Hospital Kitchen ILit Sat | 3770 | 60 | 60 | 60 | 60
7031 | 1 | -99 | 7 | -99 | 3770 | -1 | 60 | 60 | 60 | 60 | 60 | 60 | 100 | 100 | ; | Hospital Kitchen | ILit | all | Sun | - | 1 | 1 | DEER08 HSP Kit Yr Lt1 WeH | 60 | 60 | 60 | 60 | 60 | 60 | 60 | 60 | 100 | 100 |  | Hospital Kitchen ILit Sun | 3770 | 60 | 60 | 60 | 60
7031 | 1 | -99 | 8 | -99 | 3770 | -1 | 60 | 60 | 60 | 60 | 60 | 60 | 100 | 100 | ; | Hospital Kitchen | ILit | all | Hol | - | 1 | 1 | DEER08 HSP Kit Yr Lt1 WeH | 60 | 60 | 60 | 60 | 60 | 60 | 60 | 60 | 100 | 100 |  | Hospital Kitchen ILit Hol | 3770 | 60 | 60 | 60 | 60
7031 | 1 | -99 | 11 | -99 | 2 | -1 | 5 | 5 | 5 | 5 | 5 | 5 | 5 | 5 | ; | Hospital Kitchen | ILit | all | Cls | - | 0.05 | 0.05 | Always On | 100 | 100 | 100 | 100 | 100 | 100 | 100 | 100 | 100 | 100 |  | Hospital Kitchen ILit Cls | 2 | 5 | 5 | 5 | 5
7031 | 1 | 2 | -99 | -99 | 3853 | -1 | 65 | 65 | 65 | 65 | 65 | 65 | 100 | 100 | ; | Hospital Kitchen | ILit | all | all | - | 1 | 1 | DEER08 HSP Kit Yr Lt2 Wd | 65 | 65 | 65 | 65 | 65 | 65 | 65 | 65 | 100 | 100 |  | Hospital Kitchen ILit2 all | 3853 | 65 | 65 | 65 | 65
7031 | 1 | -99 | -99 | -99 | 3769 | -1 | 70 | 70 | 70 | 70 | 70 | 70 | 100 | 100 | ; | Hospital Kitchen | ILit | all | all | - | 1 | 1 | DEER08 HSP Kit Yr Lt1 Wd | 70 | 70 | 70 | 70 | 70 | 70 | 70 | 70 | 100 | 100 |  | Hospital Kitchen ILit all | 3769 | 70 | 70 | 70 | 70
7031 | 6 | -99 | -99 | 0 | 2 | -1 | 5 | 5 | 5 | 5 | 5 | 5 | 5 | 5 | ; | Hospital Kitchen | Misc | all | all | No | 0.05 | 0.05 | Always On | 100 | 100 |  |  |  |  | - n/a - | - n/a - | 100 | 100 |  | Hospital Kitchen Misc all Closed | 2 | 5 | 5 | 5 | 5
7031 | 6 | -99 | 6 | -99 | 3150 | -1 | 14 | 66 | 14 | 66 | 14 | 66 | 14 | 66 | ; | Hospital Kitchen | Misc | all | Sat | - | 1 | 1 | DEER HSP Kit Yr Eq WeH | 14 | 66 |  |  |  |  | - n/a - | - n/a - | 14 | 66 |  | Hospital Kitchen Misc Sat | 3150 | 14 | 66 | 14 | 66
7031 | 6 | -99 | 7 | -99 | 3150 | -1 | 14 | 66 | 14 | 66 | 14 | 66 | 14 | 66 | ; | Hospital Kitchen | Misc | all | Sun | - | 1 | 1 | DEER HSP Kit Yr Eq WeH | 14 | 66 |  |  |  |  | - n/a - | - n/a - | 14 | 66 |  | Hospital Kitchen Misc Sun | 3150 | 14 | 66 | 14 | 66
7031 | 6 | -99 | 8 | -99 | 3150 | -1 | 14 | 66 | 14 | 66 | 14 | 66 | 14 | 66 | ; | Hospital Kitchen | Misc | all | Hol | - | 1 | 1 | DEER HSP Kit Yr Eq WeH | 14 | 66 |  |  |  |  | - n/a - | - n/a - | 14 | 66 |  | Hospital Kitchen Misc Hol | 3150 | 14 | 66 | 14 | 66
7031 | 6 | -99 | 11 | -99 | 2 | -1 | 5 | 5 | 5 | 5 | 5 | 5 | 5 | 5 | ; | Hospital Kitchen | Misc | all | Cls | - | 0.05 | 0.05 | Always On | 100 | 100 |  |  |  |  | - n/a - | - n/a - | 100 | 100 |  | Hospital Kitchen Misc Cls | 2 | 5 | 5 | 5 | 5
7031 | 6 | -99 | -99 | -99 | 3149 | -1 | 12 | 100 | 12 | 100 | 12 | 100 | 12 | 100 | ; | Hospital Kitchen | Misc | all | all | - | 1 | 1 | DEER HSP Kit Yr Eq Wd | 12 | 100 |  |  |  |  | - n/a - | - n/a - | 12 | 100 |  | Hospital Kitchen Misc all | 3149 | 12 | 100 | 12 | 100
7031 | 4 | -99 | -99 | 0 | 2 | -1 | 2 | 2 | 2 | 2 | 2 | 2 | 2 | 2 | ; | Hospital Kitchen | Cook | all | all | No | 0.02 | 0.02 | Always On | 100 | 100 |  |  |  |  | - n/a - | - n/a - | 100 | 100 |  | Hospital Kitchen Cook all Closed | 2 | 2 | 2 | 2 | 2
7031 | 4 | -99 | 6 | -99 | 3152 | -1 | 11 | 100 | 11 | 100 | 11 | 100 | 11 | 100 | ; | Hospital Kitchen | Cook | all | Sat | - | 1 | 1 | DEER HSP Kit Yr Ck WeH | 11 | 100 |  |  |  |  | - n/a - | - n/a - | 11 | 100 |  | Hospital Kitchen Cook Sat | 3152 | 11 | 100 | 11 | 100
7031 | 4 | -99 | 7 | -99 | 3152 | -1 | 11 | 100 | 11 | 100 | 11 | 100 | 11 | 100 | ; | Hospital Kitchen | Cook | all | Sun | - | 1 | 1 | DEER HSP Kit Yr Ck WeH | 11 | 100 |  |  |  |  | - n/a - | - n/a - | 11 | 100 |  | Hospital Kitchen Cook Sun | 3152 | 11 | 100 | 11 | 100
7031 | 4 | -99 | 8 | -99 | 3152 | -1 | 11 | 100 | 11 | 100 | 11 | 100 | 11 | 100 | ; | Hospital Kitchen | Cook | all | Hol | - | 1 | 1 | DEER HSP Kit Yr Ck WeH | 11 | 100 |  |  |  |  | - n/a - | - n/a - | 11 | 100 |  | Hospital Kitchen Cook Hol | 3152 | 11 | 100 | 11 | 100
7031 | 4 | -99 | 11 | -99 | 2 | -1 | 2 | 2 | 2 | 2 | 2 | 2 | 2 | 2 | ; | Hospital Kitchen | Cook | all | Cls | - | 0.02 | 0.02 | Always On | 100 | 100 |  |  |  |  | - n/a - | - n/a - | 100 | 100 |  | Hospital Kitchen Cook Cls | 2 | 2 | 2 | 2 | 2
7031 | 4 | -99 | -99 | -99 | 3151 | -1 | 11 | 100 | 11 | 100 | 11 | 100 | 11 | 100 | ; | Hospital Kitchen | Cook | all | all | - | 1 | 1 | DEER HSP Kit Yr Ck Wd | 11 | 100 |  |  |  |  | - n/a - | - n/a - | 11 | 100 |  | Hospital Kitchen Cook all | 3151 | 11 | 100 | 11 | 100
7041 | 8 | -99 | -99 | 0 | 1 | -1 | 0 | 0 | 0 | 0 | 0 | 0 | 0 | 0 | ; | Hospital Wards/Isolation (24 hour) | Occup | all | all | No | 1 | 1 | Always Off | 0 | 0 |  |  |  |  | - n/a - | - n/a - | 0 | 0 |  | Hospital Wards/Isolation (24 hour) Occup all Closed | 1 | 0 | 0 | 0 | 0
7041 | 8 | -99 | 11 | -99 | 1 | -1 | 0 | 0 | 0 | 0 | 0 | 0 | 0 | 0 | ; | Hospital Wards/Isolation (24 hour) | Occup | all | Cls | - | 1 | 1 | Always Off | 0 | 0 |  |  |  |  | - n/a - | - n/a - | 0 | 0 |  | Hospital Wards/Isolation (24 hour) Occup Cls | 1 | 0 | 0 | 0 | 0
7041 | 8 | -99 | -99 | -99 | 3153 | -1 | 80 | 100 | 80 | 100 | 80 | 100 | 80 | 100 | ; | Hospital Wards/Isolation (24 hour) | Occup | all | all | - | 1 | 1 | DEER HSP 24W Yr Oc All | 80 | 100 |  |  |  |  | - n/a - | - n/a - | 80 | 100 |  | Hospital Wards/Isolation (24 hour) Occup all | 3153 | 80 | 100 | 80 | 100
7041 | 1 | -99 | -99 | 0 | 2 | -1 | 5 | 5 | 5 | 5 | 5 | 5 | 5 | 5 | ; | Hospital Wards/Isolation (24 hour) | ILit | all | all | No | 0.05 | 0.05 | Always On | 100 | 100 | 100 | 100 | 100 | 100 | 100 | 100 | 100 | 100 |  | Hospital Wards/Isolation (24 hour) ILit all Closed | 2 | 5 | 5 | 5 | 5
7041 | 1 | -99 | 11 | -99 | 2 | -1 | 5 | 5 | 5 | 5 | 5 | 5 | 5 | 5 | ; | Hospital Wards/Isolation (24 hour) | ILit | all | Cls | - | 0.05 | 0.05 | Always On | 100 | 100 | 100 | 100 | 100 | 100 | 100 | 100 | 100 | 100 |  | Hospital Wards/Isolation (24 hour) ILit Cls | 2 | 5 | 5 | 5 | 5
7041 | 1 | 2 | -99 | -99 | 3855 | -1 | 20 | 65 | 20 | 65 | 20 | 65 | 100 | 100 | ; | Hospital Wards/Isolation (24 hour) | ILit | all | all | - | 1 | 1 | DEER08 HSP 24W Yr Lt2 All | 20 | 65 | 20 | 65 | 20 | 65 | 20 | 65 | 100 | 100 |  | Hospital Wards/Isolation (24 hour) ILit2 all | 3855 | 20 | 65 | 20 | 65
7041 | 1 | -99 | -99 | -99 | 3771 | -1 | 30 | 75 | 30 | 75 | 30 | 75 | 100 | 100 | ; | Hospital Wards/Isolation (24 hour) | ILit | all | all | - | 1 | 1 | DEER08 HSP 24W Yr Lt1 All | 30 | 75 | 30 | 75 | 30 | 75 | 30 | 75 | 100 | 100 |  | Hospital Wards/Isolation (24 hour) ILit all | 3771 | 30 | 75 | 30 | 75
7041 | 6 | -99 | -99 | 0 | 2 | -1 | 5 | 5 | 5 | 5 | 5 | 5 | 5 | 5 | ; | Hospital Wards/Isolation (24 hour) | Misc | all | all | No | 0.05 | 0.05 | Always On | 100 | 100 |  |  |  |  | - n/a - | - n/a - | 100 | 100 |  | Hospital Wards/Isolation (24 hour) Misc all Closed | 2 | 5 | 5 | 5 | 5
7041 | 6 | -99 | 11 | -99 | 2 | -1 | 5 | 5 | 5 | 5 | 5 | 5 | 5 | 5 | ; | Hospital Wards/Isolation (24 hour) | Misc | all | Cls | - | 0.05 | 0.05 | Always On | 100 | 100 |  |  |  |  | - n/a - | - n/a - | 100 | 100 |  | Hospital Wards/Isolation (24 hour) Misc Cls | 2 | 5 | 5 | 5 | 5
7041 | 6 | -99 | -99 | -99 | 3155 | -1 | 10 | 100 | 10 | 100 | 10 | 100 | 10 | 100 | ; | Hospital Wards/Isolation (24 hour) | Misc | all | all | - | 1 | 1 | DEER HSP 24W Yr Eq All | 10 | 100 |  |  |  |  | - n/a - | - n/a - | 10 | 100 |  | Hospital Wards/Isolation (24 hour) Misc all | 3155 | 10 | 100 | 10 | 100
7051 | 8 | -99 | -99 | 0 | 1 | -1 | 0 | 0 | 0 | 0 | 0 | 0 | 0 | 0 | ; | Hospital Intensive Care (24 hour) | Occup | all | all | No | 1 | 1 | Always Off | 0 | 0 |  |  |  |  | - n/a - | - n/a - | 0 | 0 |  | Hospital Intensive Care (24 hour) Occup all Closed | 1 | 0 | 0 | 0 | 0
7051 | 8 | -99 | 6 | -99 | 3157 | -1 | 70 | 80 | 70 | 80 | 70 | 80 | 70 | 80 | ; | Hospital Intensive Care (24 hour) | Occup | all | Sat | - | 1 | 1 | DEER HSP 24C Yr Oc WeH | 70 | 80 |  |  |  |  | - n/a - | - n/a - | 70 | 80 |  | Hospital Intensive Care (24 hour) Occup Sat | 3157 | 70 | 80 | 70 | 80
7051 | 8 | -99 | 7 | -99 | 3157 | -1 | 70 | 80 | 70 | 80 | 70 | 80 | 70 | 80 | ; | Hospital Intensive Care (24 hour) | Occup | all | Sun | - | 1 | 1 | DEER HSP 24C Yr Oc WeH | 70 | 80 |  |  |  |  | - n/a - | - n/a - | 70 | 80 |  | Hospital Intensive Care (24 hour) Occup Sun | 3157 | 70 | 80 | 70 | 80
7051 | 8 | -99 | 8 | -99 | 3157 | -1 | 70 | 80 | 70 | 80 | 70 | 80 | 70 | 80 | ; | Hospital Intensive Care (24 hour) | Occup | all | Hol | - | 1 | 1 | DEER HSP 24C Yr Oc WeH | 70 | 80 |  |  |  |  | - n/a - | - n/a - | 70 | 80 |  | Hospital Intensive Care (24 hour) Occup Hol | 3157 | 70 | 80 | 70 | 80
7051 | 8 | -99 | 11 | -99 | 1 | -1 | 0 | 0 | 0 | 0 | 0 | 0 | 0 | 0 | ; | Hospital Intensive Care (24 hour) | Occup | all | Cls | - | 1 | 1 | Always Off | 0 | 0 |  |  |  |  | - n/a - | - n/a - | 0 | 0 |  | Hospital Intensive Care (24 hour) Occup Cls | 1 | 0 | 0 | 0 | 0
7051 | 8 | -99 | -99 | -99 | 3156 | -1 | 70 | 80 | 70 | 80 | 70 | 80 | 70 | 80 | ; | Hospital Intensive Care (24 hour) | Occup | all | all | - | 1 | 1 | DEER HSP 24C Yr Oc Wd | 70 | 80 |  |  |  |  | - n/a - | - n/a - | 70 | 80 |  | Hospital Intensive Care (24 hour) Occup all | 3156 | 70 | 80 | 70 | 80
7051 | 1 | -99 | -99 | 0 | 2 | -1 | 5 | 5 | 5 | 5 | 5 | 5 | 5 | 5 | ; | Hospital Intensive Care (24 hour) | ILit | all | all | No | 0.05 | 0.05 | Always On | 100 | 100 | 100 | 100 | 100 | 100 | 100 | 100 | 100 | 100 |  | Hospital Intensive Care (24 hour) ILit all Closed | 2 | 5 | 5 | 5 | 5
7051 | 1 | 2 | 6 | -99 | 3857 | -1 | 20 | 45 | 20 | 45 | 20 | 45 | 100 | 100 | ; | Hospital Intensive Care (24 hour) | ILit | all | Sat | - | 1 | 1 | DEER08 HSP 24C Yr Lt2 WeH | 20 | 45 | 20 | 45 | 20 | 45 | 20 | 45 | 100 | 100 |  | Hospital Intensive Care (24 hour) ILit2 Sat | 3857 | 20 | 45 | 20 | 45
7051 | 1 | 2 | 7 | -99 | 3857 | -1 | 20 | 45 | 20 | 45 | 20 | 45 | 100 | 100 | ; | Hospital Intensive Care (24 hour) | ILit | all | Sun | - | 1 | 1 | DEER08 HSP 24C Yr Lt2 WeH | 20 | 45 | 20 | 45 | 20 | 45 | 20 | 45 | 100 | 100 |  | Hospital Intensive Care (24 hour) ILit2 Sun | 3857 | 20 | 45 | 20 | 45
7051 | 1 | 2 | 8 | -99 | 3857 | -1 | 20 | 45 | 20 | 45 | 20 | 45 | 100 | 100 | ; | Hospital Intensive Care (24 hour) | ILit | all | Hol | - | 1 | 1 | DEER08 HSP 24C Yr Lt2 WeH | 20 | 45 | 20 | 45 | 20 | 45 | 20 | 45 | 100 | 100 |  | Hospital Intensive Care (24 hour) ILit2 Hol | 3857 | 20 | 45 | 20 | 45
7051 | 1 | -99 | 6 | -99 | 3773 | -1 | 30 | 50 | 30 | 50 | 30 | 50 | 100 | 100 | ; | Hospital Intensive Care (24 hour) | ILit | all | Sat | - | 1 | 1 | DEER08 HSP 24C Yr Lt1 WeH | 30 | 50 | 30 | 50 | 30 | 50 | 30 | 50 | 100 | 100 |  | Hospital Intensive Care (24 hour) ILit Sat | 3773 | 30 | 50 | 30 | 50
7051 | 1 | -99 | 7 | -99 | 3773 | -1 | 30 | 50 | 30 | 50 | 30 | 50 | 100 | 100 | ; | Hospital Intensive Care (24 hour) | ILit | all | Sun | - | 1 | 1 | DEER08 HSP 24C Yr Lt1 WeH | 30 | 50 | 30 | 50 | 30 | 50 | 30 | 50 | 100 | 100 |  | Hospital Intensive Care (24 hour) ILit Sun | 3773 | 30 | 50 | 30 | 50
7051 | 1 | -99 | 8 | -99 | 3773 | -1 | 30 | 50 | 30 | 50 | 30 | 50 | 100 | 100 | ; | Hospital Intensive Care (24 hour) | ILit | all | Hol | - | 1 | 1 | DEER08 HSP 24C Yr Lt1 WeH | 30 | 50 | 30 | 50 | 30 | 50 | 30 | 50 | 100 | 100 |  | Hospital Intensive Care (24 hour) ILit Hol | 3773 | 30 | 50 | 30 | 50
7051 | 1 | -99 | 11 | -99 | 2 | -1 | 5 | 5 | 5 | 5 | 5 | 5 | 5 | 5 | ; | Hospital Intensive Care (24 hour) | ILit | all | Cls | - | 0.05 | 0.05 | Always On | 100 | 100 | 100 | 100 | 100 | 100 | 100 | 100 | 100 | 100 |  | Hospital Intensive Care (24 hour) ILit Cls | 2 | 5 | 5 | 5 | 5
7051 | 1 | 2 | -99 | -99 | 3856 | -1 | 20 | 65 | 20 | 65 | 20 | 65 | 100 | 100 | ; | Hospital Intensive Care (24 hour) | ILit | all | all | - | 1 | 1 | DEER08 HSP 24C Yr Lt2 Wd | 20 | 65 | 20 | 65 | 20 | 65 | 20 | 65 | 100 | 100 |  | Hospital Intensive Care (24 hour) ILit2 all | 3856 | 20 | 65 | 20 | 65
7051 | 1 | -99 | -99 | -99 | 3772 | -1 | 30 | 75 | 30 | 75 | 30 | 75 | 100 | 100 | ; | Hospital Intensive Care (24 hour) | ILit | all | all | - | 1 | 1 | DEER08 HSP 24C Yr Lt1 Wd | 30 | 75 | 30 | 75 | 30 | 75 | 30 | 75 | 100 | 100 |  | Hospital Intensive Care (24 hour) ILit all | 3772 | 30 | 75 | 30 | 75
7051 | 6 | -99 | -99 | 0 | 2 | -1 | 5 | 5 | 5 | 5 | 5 | 5 | 5 | 5 | ; | Hospital Intensive Care (24 hour) | Misc | all | all | No | 0.05 | 0.05 | Always On | 100 | 100 |  |  |  |  | - n/a - | - n/a - | 100 | 100 |  | Hospital Intensive Care (24 hour) Misc all Closed | 2 | 5 | 5 | 5 | 5
7051 | 6 | -99 | 6 | -99 | 3161 | -1 | 45 | 70 | 45 | 70 | 45 | 70 | 45 | 70 | ; | Hospital Intensive Care (24 hour) | Misc | all | Sat | - | 1 | 1 | DEER HSP 24C Yr Eq WeH | 45 | 70 |  |  |  |  | - n/a - | - n/a - | 45 | 70 |  | Hospital Intensive Care (24 hour) Misc Sat | 3161 | 45 | 70 | 45 | 70
7051 | 6 | -99 | 7 | -99 | 3161 | -1 | 45 | 70 | 45 | 70 | 45 | 70 | 45 | 70 | ; | Hospital Intensive Care (24 hour) | Misc | all | Sun | - | 1 | 1 | DEER HSP 24C Yr Eq WeH | 45 | 70 |  |  |  |  | - n/a - | - n/a - | 45 | 70 |  | Hospital Intensive Care (24 hour) Misc Sun | 3161 | 45 | 70 | 45 | 70
7051 | 6 | -99 | 8 | -99 | 3161 | -1 | 45 | 70 | 45 | 70 | 45 | 70 | 45 | 70 | ; | Hospital Intensive Care (24 hour) | Misc | all | Hol | - | 1 | 1 | DEER HSP 24C Yr Eq WeH | 45 | 70 |  |  |  |  | - n/a - | - n/a - | 45 | 70 |  | Hospital Intensive Care (24 hour) Misc Hol | 3161 | 45 | 70 | 45 | 70
7051 | 6 | -99 | 11 | -99 | 2 | -1 | 5 | 5 | 5 | 5 | 5 | 5 | 5 | 5 | ; | Hospital Intensive Care (24 hour) | Misc | all | Cls | - | 0.05 | 0.05 | Always On | 100 | 100 |  |  |  |  | - n/a - | - n/a - | 100 | 100 |  | Hospital Intensive Care (24 hour) Misc Cls | 2 | 5 | 5 | 5 | 5
7051 | 6 | -99 | -99 | -99 | 3160 | -1 | 45 | 80 | 45 | 80 | 45 | 80 | 45 | 80 | ; | Hospital Intensive Care (24 hour) | Misc | all | all | - | 1 | 1 | DEER HSP 24C Yr Eq Wd | 45 | 80 |  |  |  |  | - n/a - | - n/a - | 45 | 80 |  | Hospital Intensive Care (24 hour) Misc all | 3160 | 45 | 80 | 45 | 80
7061 | 8 | -99 | -99 | 0 | 1 | -1 | 0 | 0 | 0 | 0 | 0 | 0 | 0 | 0 | ; | Hospital Lab/Surgery/Out (12 hour) | Occup | all | all | No | 1 | 1 | Always Off | 0 | 0 |  |  |  |  | - n/a - | - n/a - | 0 | 0 |  | Hospital Lab/Surgery/Out (12 hour) Occup all Closed | 1 | 0 | 0 | 0 | 0
7061 | 8 | -99 | 6 | -99 | 3163 | -1 | 0 | 50 | 0 | 50 | 0 | 50 | 0 | 50 | ; | Hospital Lab/Surgery/Out (12 hour) | Occup | all | Sat | - | 1 | 1 | DEER HSP 12C Yr Oc WeH | 0 | 50 |  |  |  |  | - n/a - | - n/a - | 0 | 50 |  | Hospital Lab/Surgery/Out (12 hour) Occup Sat | 3163 | 0 | 50 | 0 | 50
7061 | 8 | -99 | 7 | -99 | 3163 | -1 | 0 | 50 | 0 | 50 | 0 | 50 | 0 | 50 | ; | Hospital Lab/Surgery/Out (12 hour) | Occup | all | Sun | - | 1 | 1 | DEER HSP 12C Yr Oc WeH | 0 | 50 |  |  |  |  | - n/a - | - n/a - | 0 | 50 |  | Hospital Lab/Surgery/Out (12 hour) Occup Sun | 3163 | 0 | 50 | 0 | 50
7061 | 8 | -99 | 8 | -99 | 3163 | -1 | 0 | 50 | 0 | 50 | 0 | 50 | 0 | 50 | ; | Hospital Lab/Surgery/Out (12 hour) | Occup | all | Hol | - | 1 | 1 | DEER HSP 12C Yr Oc WeH | 0 | 50 |  |  |  |  | - n/a - | - n/a - | 0 | 50 |  | Hospital Lab/Surgery/Out (12 hour) Occup Hol | 3163 | 0 | 50 | 0 | 50
7061 | 8 | -99 | 11 | -99 | 1 | -1 | 0 | 0 | 0 | 0 | 0 | 0 | 0 | 0 | ; | Hospital Lab/Surgery/Out (12 hour) | Occup | all | Cls | - | 1 | 1 | Always Off | 0 | 0 |  |  |  |  | - n/a - | - n/a - | 0 | 0 |  | Hospital Lab/Surgery/Out (12 hour) Occup Cls | 1 | 0 | 0 | 0 | 0
7061 | 8 | -99 | -99 | -99 | 3162 | -1 | 0 | 50 | 0 | 50 | 0 | 50 | 0 | 50 | ; | Hospital Lab/Surgery/Out (12 hour) | Occup | all | all | - | 1 | 1 | DEER HSP 12C Yr Oc Wd | 0 | 50 |  |  |  |  | - n/a - | - n/a - | 0 | 50 |  | Hospital Lab/Surgery/Out (12 hour) Occup all | 3162 | 0 | 50 | 0 | 50
7061 | 1 | -99 | -99 | 0 | 2 | -1 | 5 | 5 | 5 | 5 | 5 | 5 | 5 | 5 | ; | Hospital Lab/Surgery/Out (12 hour) | ILit | all | all | No | 0.05 | 0.05 | Always On | 100 | 100 | 100 | 100 | 100 | 100 | 100 | 100 | 100 | 100 |  | Hospital Lab/Surgery/Out (12 hour) ILit all Closed | 2 | 5 | 5 | 5 | 5
7061 | 1 | 2 | 6 | -99 | 3859 | -1 | 20 | 45 | 20 | 45 | 20 | 45 | 100 | 100 | ; | Hospital Lab/Surgery/Out (12 hour) | ILit | all | Sat | - | 1 | 1 | DEER08 HSP 12C Yr Lt2 WeH | 20 | 45 | 20 | 45 | 20 | 45 | 20 | 45 | 100 | 100 |  | Hospital Lab/Surgery/Out (12 hour) ILit2 Sat | 3859 | 20 | 45 | 20 | 45
7061 | 1 | 2 | 7 | -99 | 3859 | -1 | 20 | 45 | 20 | 45 | 20 | 45 | 100 | 100 | ; | Hospital Lab/Surgery/Out (12 hour) | ILit | all | Sun | - | 1 | 1 | DEER08 HSP 12C Yr Lt2 WeH | 20 | 45 | 20 | 45 | 20 | 45 | 20 | 45 | 100 | 100 |  | Hospital Lab/Surgery/Out (12 hour) ILit2 Sun | 3859 | 20 | 45 | 20 | 45
7061 | 1 | 2 | 8 | -99 | 3859 | -1 | 20 | 45 | 20 | 45 | 20 | 45 | 100 | 100 | ; | Hospital Lab/Surgery/Out (12 hour) | ILit | all | Hol | - | 1 | 1 | DEER08 HSP 12C Yr Lt2 WeH | 20 | 45 | 20 | 45 | 20 | 45 | 20 | 45 | 100 | 100 |  | Hospital Lab/Surgery/Out (12 hour) ILit2 Hol | 3859 | 20 | 45 | 20 | 45
7061 | 1 | -99 | 6 | -99 | 3775 | -1 | 30 | 50 | 30 | 50 | 30 | 50 | 100 | 100 | ; | Hospital Lab/Surgery/Out (12 hour) | ILit | all | Sat | - | 1 | 1 | DEER08 HSP 12C Yr Lt1 WeH | 30 | 50 | 30 | 50 | 30 | 50 | 30 | 50 | 100 | 100 |  | Hospital Lab/Surgery/Out (12 hour) ILit Sat | 3775 | 30 | 50 | 30 | 50
7061 | 1 | -99 | 7 | -99 | 3775 | -1 | 30 | 50 | 30 | 50 | 30 | 50 | 100 | 100 | ; | Hospital Lab/Surgery/Out (12 hour) | ILit | all | Sun | - | 1 | 1 | DEER08 HSP 12C Yr Lt1 WeH | 30 | 50 | 30 | 50 | 30 | 50 | 30 | 50 | 100 | 100 |  | Hospital Lab/Surgery/Out (12 hour) ILit Sun | 3775 | 30 | 50 | 30 | 50
7061 | 1 | -99 | 8 | -99 | 3775 | -1 | 30 | 50 | 30 | 50 | 30 | 50 | 100 | 100 | ; | Hospital Lab/Surgery/Out (12 hour) | ILit | all | Hol | - | 1 | 1 | DEER08 HSP 12C Yr Lt1 WeH | 30 | 50 | 30 | 50 | 30 | 50 | 30 | 50 | 100 | 100 |  | Hospital Lab/Surgery/Out (12 hour) ILit Hol | 3775 | 30 | 50 | 30 | 50
7061 | 1 | -99 | 11 | -99 | 2 | -1 | 5 | 5 | 5 | 5 | 5 | 5 | 5 | 5 | ; | Hospital Lab/Surgery/Out (12 hour) | ILit | all | Cls | - | 0.05 | 0.05 | Always On | 100 | 100 | 100 | 100 | 100 | 100 | 100 | 100 | 100 | 100 |  | Hospital Lab/Surgery/Out (12 hour) ILit Cls | 2 | 5 | 5 | 5 | 5
7061 | 1 | 2 | -99 | -99 | 3858 | -1 | 20 | 65 | 20 | 65 | 20 | 65 | 100 | 100 | ; | Hospital Lab/Surgery/Out (12 hour) | ILit | all | all | - | 1 | 1 | DEER08 HSP 12C Yr Lt2 Wd | 20 | 65 | 20 | 65 | 20 | 65 | 20 | 65 | 100 | 100 |  | Hospital Lab/Surgery/Out (12 hour) ILit2 all | 3858 | 20 | 65 | 20 | 65
7061 | 1 | -99 | -99 | -99 | 3774 | -1 | 30 | 75 | 30 | 75 | 30 | 75 | 100 | 100 | ; | Hospital Lab/Surgery/Out (12 hour) | ILit | all | all | - | 1 | 1 | DEER08 HSP 12C Yr Lt1 Wd | 30 | 75 | 30 | 75 | 30 | 75 | 30 | 75 | 100 | 100 |  | Hospital Lab/Surgery/Out (12 hour) ILit all | 3774 | 30 | 75 | 30 | 75
7061 | 6 | -99 | -99 | 0 | 2 | -1 | 5 | 5 | 5 | 5 | 5 | 5 | 5 | 5 | ; | Hospital Lab/Surgery/Out (12 hour) | Misc | all | all | No | 0.05 | 0.05 | Always On | 100 | 100 |  |  |  |  | - n/a - | - n/a - | 100 | 100 |  | Hospital Lab/Surgery/Out (12 hour) Misc all Closed | 2 | 5 | 5 | 5 | 5
7061 | 6 | -99 | 6 | -99 | 3167 | -1 | 25 | 70 | 25 | 70 | 25 | 70 | 25 | 70 | ; | Hospital Lab/Surgery/Out (12 hour) | Misc | all | Sat | - | 1 | 1 | DEER HSP 12C Yr Eq WeH | 25 | 70 |  |  |  |  | - n/a - | - n/a - | 25 | 70 |  | Hospital Lab/Surgery/Out (12 hour) Misc Sat | 3167 | 25 | 70 | 25 | 70
7061 | 6 | -99 | 7 | -99 | 3167 | -1 | 25 | 70 | 25 | 70 | 25 | 70 | 25 | 70 | ; | Hospital Lab/Surgery/Out (12 hour) | Misc | all | Sun | - | 1 | 1 | DEER HSP 12C Yr Eq WeH | 25 | 70 |  |  |  |  | - n/a - | - n/a - | 25 | 70 |  | Hospital Lab/Surgery/Out (12 hour) Misc Sun | 3167 | 25 | 70 | 25 | 70
7061 | 6 | -99 | 8 | -99 | 3167 | -1 | 25 | 70 | 25 | 70 | 25 | 70 | 25 | 70 | ; | Hospital Lab/Surgery/Out (12 hour) | Misc | all | Hol | - | 1 | 1 | DEER HSP 12C Yr Eq WeH | 25 | 70 |  |  |  |  | - n/a - | - n/a - | 25 | 70 |  | Hospital Lab/Surgery/Out (12 hour) Misc Hol | 3167 | 25 | 70 | 25 | 70
7061 | 6 | -99 | 11 | -99 | 2 | -1 | 5 | 5 | 5 | 5 | 5 | 5 | 5 | 5 | ; | Hospital Lab/Surgery/Out (12 hour) | Misc | all | Cls | - | 0.05 | 0.05 | Always On | 100 | 100 |  |  |  |  | - n/a - | - n/a - | 100 | 100 |  | Hospital Lab/Surgery/Out (12 hour) Misc Cls | 2 | 5 | 5 | 5 | 5
7061 | 6 | -99 | -99 | -99 | 3166 | -1 | 25 | 80 | 25 | 80 | 25 | 80 | 25 | 80 | ; | Hospital Lab/Surgery/Out (12 hour) | Misc | all | all | - | 1 | 1 | DEER HSP 12C Yr Eq Wd | 25 | 80 |  |  |  |  | - n/a - | - n/a - | 25 | 80 |  | Hospital Lab/Surgery/Out (12 hour) Misc all | 3166 | 25 | 80 | 25 | 80
7071 | 8 | -99 | -99 | 0 | 1 | -1 | 0 | 0 | 0 | 0 | 0 | 0 | 0 | 0 | ; | Hospital Nursing Suprt (24 hour) | Occup | all | all | No | 1 | 1 | Always Off | 0 | 0 |  |  |  |  | - n/a - | - n/a - | 0 | 0 |  | Hospital Nursing Suprt (24 hour) Occup all Closed | 1 | 0 | 0 | 0 | 0
7071 | 8 | -99 | 11 | -99 | 1 | -1 | 0 | 0 | 0 | 0 | 0 | 0 | 0 | 0 | ; | Hospital Nursing Suprt (24 hour) | Occup | all | Cls | - | 1 | 1 | Always Off | 0 | 0 |  |  |  |  | - n/a - | - n/a - | 0 | 0 |  | Hospital Nursing Suprt (24 hour) Occup Cls | 1 | 0 | 0 | 0 | 0
7071 | 8 | -99 | -99 | -99 | 3168 | -1 | 25 | 50 | 25 | 50 | 25 | 50 | 25 | 50 | ; | Hospital Nursing Suprt (24 hour) | Occup | all | all | - | 1 | 1 | DEER HSP 24N Yr Oc All | 25 | 50 |  |  |  |  | - n/a - | - n/a - | 25 | 50 |  | Hospital Nursing Suprt (24 hour) Occup all | 3168 | 25 | 50 | 25 | 50
7071 | 1 | -99 | -99 | 0 | 2 | -1 | 5 | 5 | 5 | 5 | 5 | 5 | 5 | 5 | ; | Hospital Nursing Suprt (24 hour) | ILit | all | all | No | 0.05 | 0.05 | Always On | 100 | 100 | 100 | 100 | 100 | 100 | 100 | 100 | 100 | 100 |  | Hospital Nursing Suprt (24 hour) ILit all Closed | 2 | 5 | 5 | 5 | 5
7071 | 1 | -99 | 11 | -99 | 2 | -1 | 5 | 5 | 5 | 5 | 5 | 5 | 5 | 5 | ; | Hospital Nursing Suprt (24 hour) | ILit | all | Cls | - | 0.05 | 0.05 | Always On | 100 | 100 | 100 | 100 | 100 | 100 | 100 | 100 | 100 | 100 |  | Hospital Nursing Suprt (24 hour) ILit Cls | 2 | 5 | 5 | 5 | 5
7071 | 1 | 2 | -99 | -99 | 3860 | -1 | 60 | 60 | 60 | 60 | 60 | 60 | 100 | 100 | ; | Hospital Nursing Suprt (24 hour) | ILit | all | all | - | 1 | 1 | DEER08 HSP 24N Yr Lt2 All | 60 | 60 | 60 | 60 | 60 | 60 | 60 | 60 | 100 | 100 |  | Hospital Nursing Suprt (24 hour) ILit2 all | 3860 | 60 | 60 | 60 | 60
7071 | 1 | -99 | -99 | -99 | 3776 | -1 | 90 | 90 | 90 | 90 | 90 | 90 | 100 | 100 | ; | Hospital Nursing Suprt (24 hour) | ILit | all | all | - | 1 | 1 | DEER08 HSP 24N Yr Lt1 All | 90 | 90 | 90 | 90 | 90 | 90 | 90 | 90 | 100 | 100 |  | Hospital Nursing Suprt (24 hour) ILit all | 3776 | 90 | 90 | 90 | 90
7071 | 6 | -99 | -99 | 0 | 2 | -1 | 5 | 5 | 5 | 5 | 5 | 5 | 5 | 5 | ; | Hospital Nursing Suprt (24 hour) | Misc | all | all | No | 0.05 | 0.05 | Always On | 100 | 100 |  |  |  |  | - n/a - | - n/a - | 100 | 100 |  | Hospital Nursing Suprt (24 hour) Misc all Closed | 2 | 5 | 5 | 5 | 5
7071 | 6 | -99 | 6 | -99 | 3171 | -1 | 45 | 60 | 45 | 60 | 45 | 60 | 45 | 60 | ; | Hospital Nursing Suprt (24 hour) | Misc | all | Sat | - | 1 | 1 | DEER HSP 24N Yr Eq WeH | 45 | 60 |  |  |  |  | - n/a - | - n/a - | 45 | 60 |  | Hospital Nursing Suprt (24 hour) Misc Sat | 3171 | 45 | 60 | 45 | 60
7071 | 6 | -99 | 7 | -99 | 3171 | -1 | 45 | 60 | 45 | 60 | 45 | 60 | 45 | 60 | ; | Hospital Nursing Suprt (24 hour) | Misc | all | Sun | - | 1 | 1 | DEER HSP 24N Yr Eq WeH | 45 | 60 |  |  |  |  | - n/a - | - n/a - | 45 | 60 |  | Hospital Nursing Suprt (24 hour) Misc Sun | 3171 | 45 | 60 | 45 | 60
7071 | 6 | -99 | 8 | -99 | 3171 | -1 | 45 | 60 | 45 | 60 | 45 | 60 | 45 | 60 | ; | Hospital Nursing Suprt (24 hour) | Misc | all | Hol | - | 1 | 1 | DEER HSP 24N Yr Eq WeH | 45 | 60 |  |  |  |  | - n/a - | - n/a - | 45 | 60 |  | Hospital Nursing Suprt (24 hour) Misc Hol | 3171 | 45 | 60 | 45 | 60
7071 | 6 | -99 | 11 | -99 | 2 | -1 | 5 | 5 | 5 | 5 | 5 | 5 | 5 | 5 | ; | Hospital Nursing Suprt (24 hour) | Misc | all | Cls | - | 0.05 | 0.05 | Always On | 100 | 100 |  |  |  |  | - n/a - | - n/a - | 100 | 100 |  | Hospital Nursing Suprt (24 hour) Misc Cls | 2 | 5 | 5 | 5 | 5
7071 | 6 | -99 | -99 | -99 | 3170 | -1 | 75 | 100 | 75 | 100 | 75 | 100 | 75 | 100 | ; | Hospital Nursing Suprt (24 hour) | Misc | all | all | - | 1 | 1 | DEER HSP 24N Yr Eq Wd | 75 | 100 |  |  |  |  | - n/a - | - n/a - | 75 | 100 |  | Hospital Nursing Suprt (24 hour) Misc all | 3170 | 75 | 100 | 75 | 100
[36 empty] | 0 | 0 | 0 | 0 | 0 | bar: ; Independents ; 1 to Dependents 4
8011 | 8 | -99 | -99 | 0 | 1 | -1 | 0 | 0 | 0 | 0 | 0 | 0 | 0 | 0 | ; | NursingHome Facilities | Occup | all | all | No | 1 | 1 | Always Off | 0 | 0 |  |  |  |  | - n/a - | - n/a - | 0 | 0 |  | NursingHome Facilities Occup all Closed | 1 | 0 | 0 | 0 | 0
8011 | 8 | -99 | 6 | -99 | 3175 | -1 | 0 | 100 | 0 | 100 | 0 | 100 | 0 | 100 | ; | NursingHome Facilities | Occup | all | Sat | - | 1 | 1 | DEER NRS Fac Yr Oc WeH | 0 | 100 |  |  |  |  | - n/a - | - n/a - | 0 | 100 |  | NursingHome Facilities Occup Sat | 3175 | 0 | 100 | 0 | 100
8011 | 8 | -99 | 7 | -99 | 3175 | -1 | 0 | 100 | 0 | 100 | 0 | 100 | 0 | 100 | ; | NursingHome Facilities | Occup | all | Sun | - | 1 | 1 | DEER NRS Fac Yr Oc WeH | 0 | 100 |  |  |  |  | - n/a - | - n/a - | 0 | 100 |  | NursingHome Facilities Occup Sun | 3175 | 0 | 100 | 0 | 100
8011 | 8 | -99 | 8 | -99 | 3175 | -1 | 0 | 100 | 0 | 100 | 0 | 100 | 0 | 100 | ; | NursingHome Facilities | Occup | all | Hol | - | 1 | 1 | DEER NRS Fac Yr Oc WeH | 0 | 100 |  |  |  |  | - n/a - | - n/a - | 0 | 100 |  | NursingHome Facilities Occup Hol | 3175 | 0 | 100 | 0 | 100
8011 | 8 | -99 | 11 | -99 | 1 | -1 | 0 | 0 | 0 | 0 | 0 | 0 | 0 | 0 | ; | NursingHome Facilities | Occup | all | Cls | - | 1 | 1 | Always Off | 0 | 0 |  |  |  |  | - n/a - | - n/a - | 0 | 0 |  | NursingHome Facilities Occup Cls | 1 | 0 | 0 | 0 | 0
8011 | 8 | -99 | -99 | -99 | 3174 | -1 | 0 | 100 | 0 | 100 | 0 | 100 | 0 | 100 | ; | NursingHome Facilities | Occup | all | all | - | 1 | 1 | DEER NRS Fac Yr Oc Wd | 0 | 100 |  |  |  |  | - n/a - | - n/a - | 0 | 100 |  | NursingHome Facilities Occup all | 3174 | 0 | 100 | 0 | 100
8011 | 1 | -99 | -99 | 0 | 2 | -1 | 5 | 5 | 5 | 5 | 5 | 5 | 5 | 5 | ; | NursingHome Facilities | ILit | all | all | No | 0.05 | 0.05 | Always On | 100 | 100 | 100 | 100 | 100 | 100 | 100 | 100 | 100 | 100 |  | NursingHome Facilities ILit all Closed | 2 | 5 | 5 | 5 | 5
8011 | 1 | 2 | 6 | -99 | 3862 | -1 | 12.5 | 62.5 | 12.5 | 62.5 | 12.5 | 62.5 | 100 | 100 | ; | NursingHome Facilities | ILit | all | Sat | - | 1 | 1 | DEER08 NRS Fac Yr Lt2 WeH | 12.5 | 62.5 | 12.5 | 62.5 | 12.5 | 62.5 | 12.5 | 62.5 | 100 | 100 |  | NursingHome Facilities ILit2 Sat | 3862 | 12.5 | 62.5 | 12.5 | 62.5
8011 | 1 | 2 | 7 | -99 | 3862 | -1 | 12.5 | 62.5 | 12.5 | 62.5 | 12.5 | 62.5 | 100 | 100 | ; | NursingHome Facilities | ILit | all | Sun | - | 1 | 1 | DEER08 NRS Fac Yr Lt2 WeH | 12.5 | 62.5 | 12.5 | 62.5 | 12.5 | 62.5 | 12.5 | 62.5 | 100 | 100 |  | NursingHome Facilities ILit2 Sun | 3862 | 12.5 | 62.5 | 12.5 | 62.5
8011 | 1 | 2 | 8 | -99 | 3862 | -1 | 12.5 | 62.5 | 12.5 | 62.5 | 12.5 | 62.5 | 100 | 100 | ; | NursingHome Facilities | ILit | all | Hol | - | 1 | 1 | DEER08 NRS Fac Yr Lt2 WeH | 12.5 | 62.5 | 12.5 | 62.5 | 12.5 | 62.5 | 12.5 | 62.5 | 100 | 100 |  | NursingHome Facilities ILit2 Hol | 3862 | 12.5 | 62.5 | 12.5 | 62.5
8011 | 1 | -99 | 6 | -99 | 3778 | -1 | 10 | 70 | 10 | 70 | 10 | 70 | 100 | 100 | ; | NursingHome Facilities | ILit | all | Sat | - | 1 | 1 | DEER08 NRS Fac Yr Lt1 WeH | 10 | 70 | 10 | 70 | 10 | 70 | 10 | 70 | 100 | 100 |  | NursingHome Facilities ILit Sat | 3778 | 10 | 70 | 10 | 70
8011 | 1 | -99 | 7 | -99 | 3778 | -1 | 10 | 70 | 10 | 70 | 10 | 70 | 100 | 100 | ; | NursingHome Facilities | ILit | all | Sun | - | 1 | 1 | DEER08 NRS Fac Yr Lt1 WeH | 10 | 70 | 10 | 70 | 10 | 70 | 10 | 70 | 100 | 100 |  | NursingHome Facilities ILit Sun | 3778 | 10 | 70 | 10 | 70
8011 | 1 | -99 | 8 | -99 | 3778 | -1 | 10 | 70 | 10 | 70 | 10 | 70 | 100 | 100 | ; | NursingHome Facilities | ILit | all | Hol | - | 1 | 1 | DEER08 NRS Fac Yr Lt1 WeH | 10 | 70 | 10 | 70 | 10 | 70 | 10 | 70 | 100 | 100 |  | NursingHome Facilities ILit Hol | 3778 | 10 | 70 | 10 | 70
8011 | 1 | -99 | 11 | -99 | 2 | -1 | 5 | 5 | 5 | 5 | 5 | 5 | 5 | 5 | ; | NursingHome Facilities | ILit | all | Cls | - | 0.05 | 0.05 | Always On | 100 | 100 | 100 | 100 | 100 | 100 | 100 | 100 | 100 | 100 |  | NursingHome Facilities ILit Cls | 2 | 5 | 5 | 5 | 5
8011 | 1 | 2 | -99 | -99 | 3861 | -1 | 12.5 | 62.5 | 12.5 | 62.5 | 12.5 | 62.5 | 100 | 100 | ; | NursingHome Facilities | ILit | all | all | - | 1 | 1 | DEER08 NRS Fac Yr Lt2 Wd | 12.5 | 62.5 | 12.5 | 62.5 | 12.5 | 62.5 | 12.5 | 62.5 | 100 | 100 |  | NursingHome Facilities ILit2 all | 3861 | 12.5 | 62.5 | 12.5 | 62.5
8011 | 1 | -99 | -99 | -99 | 3777 | -1 | 10 | 70 | 10 | 70 | 10 | 70 | 100 | 100 | ; | NursingHome Facilities | ILit | all | all | - | 1 | 1 | DEER08 NRS Fac Yr Lt1 Wd | 10 | 70 | 10 | 70 | 10 | 70 | 10 | 70 | 100 | 100 |  | NursingHome Facilities ILit all | 3777 | 10 | 70 | 10 | 70
8011 | 6 | -99 | -99 | 0 | 2 | -1 | 5 | 5 | 5 | 5 | 5 | 5 | 5 | 5 | ; | NursingHome Facilities | Misc | all | all | No | 0.05 | 0.05 | Always On | 100 | 100 |  |  |  |  | - n/a - | - n/a - | 100 | 100 |  | NursingHome Facilities Misc all Closed | 2 | 5 | 5 | 5 | 5
8011 | 6 | -99 | 6 | -99 | 3179 | -1 | 20 | 100 | 20 | 100 | 20 | 100 | 20 | 100 | ; | NursingHome Facilities | Misc | all | Sat | - | 1 | 1 | DEER NRS Fac Yr Eq WeH | 20 | 100 |  |  |  |  | - n/a - | - n/a - | 20 | 100 |  | NursingHome Facilities Misc Sat | 3179 | 20 | 100 | 20 | 100
8011 | 6 | -99 | 7 | -99 | 3179 | -1 | 20 | 100 | 20 | 100 | 20 | 100 | 20 | 100 | ; | NursingHome Facilities | Misc | all | Sun | - | 1 | 1 | DEER NRS Fac Yr Eq WeH | 20 | 100 |  |  |  |  | - n/a - | - n/a - | 20 | 100 |  | NursingHome Facilities Misc Sun | 3179 | 20 | 100 | 20 | 100
8011 | 6 | -99 | 8 | -99 | 3179 | -1 | 20 | 100 | 20 | 100 | 20 | 100 | 20 | 100 | ; | NursingHome Facilities | Misc | all | Hol | - | 1 | 1 | DEER NRS Fac Yr Eq WeH | 20 | 100 |  |  |  |  | - n/a - | - n/a - | 20 | 100 |  | NursingHome Facilities Misc Hol | 3179 | 20 | 100 | 20 | 100
8011 | 6 | -99 | 11 | -99 | 2 | -1 | 5 | 5 | 5 | 5 | 5 | 5 | 5 | 5 | ; | NursingHome Facilities | Misc | all | Cls | - | 0.05 | 0.05 | Always On | 100 | 100 |  |  |  |  | - n/a - | - n/a - | 100 | 100 |  | NursingHome Facilities Misc Cls | 2 | 5 | 5 | 5 | 5
8011 | 6 | -99 | -99 | -99 | 3178 | -1 | 20 | 100 | 20 | 100 | 20 | 100 | 20 | 100 | ; | NursingHome Facilities | Misc | all | all | - | 1 | 1 | DEER NRS Fac Yr Eq Wd | 20 | 100 |  |  |  |  | - n/a - | - n/a - | 20 | 100 |  | NursingHome Facilities Misc all | 3178 | 20 | 100 | 20 | 100
8021 | 8 | -99 | -99 | 0 | 1 | -1 | 0 | 0 | 0 | 0 | 0 | 0 | 0 | 0 | ; | NursingHome Admin | Occup | all | all | No | 1 | 1 | Always Off | 0 | 0 |  |  |  |  | - n/a - | - n/a - | 0 | 0 |  | NursingHome Admin Occup all Closed | 1 | 0 | 0 | 0 | 0
8021 | 8 | -99 | 6 | -99 | 3181 | -1 | 0 | 100 | 0 | 100 | 0 | 100 | 0 | 100 | ; | NursingHome Admin | Occup | all | Sat | - | 1 | 1 | DEER NRS Adm Yr Oc WeH | 0 | 100 |  |  |  |  | - n/a - | - n/a - | 0 | 100 |  | NursingHome Admin Occup Sat | 3181 | 0 | 100 | 0 | 100
8021 | 8 | -99 | 7 | -99 | 3181 | -1 | 0 | 100 | 0 | 100 | 0 | 100 | 0 | 100 | ; | NursingHome Admin | Occup | all | Sun | - | 1 | 1 | DEER NRS Adm Yr Oc WeH | 0 | 100 |  |  |  |  | - n/a - | - n/a - | 0 | 100 |  | NursingHome Admin Occup Sun | 3181 | 0 | 100 | 0 | 100
8021 | 8 | -99 | 8 | -99 | 3181 | -1 | 0 | 100 | 0 | 100 | 0 | 100 | 0 | 100 | ; | NursingHome Admin | Occup | all | Hol | - | 1 | 1 | DEER NRS Adm Yr Oc WeH | 0 | 100 |  |  |  |  | - n/a - | - n/a - | 0 | 100 |  | NursingHome Admin Occup Hol | 3181 | 0 | 100 | 0 | 100
8021 | 8 | -99 | 11 | -99 | 1 | -1 | 0 | 0 | 0 | 0 | 0 | 0 | 0 | 0 | ; | NursingHome Admin | Occup | all | Cls | - | 1 | 1 | Always Off | 0 | 0 |  |  |  |  | - n/a - | - n/a - | 0 | 0 |  | NursingHome Admin Occup Cls | 1 | 0 | 0 | 0 | 0
8021 | 8 | -99 | -99 | -99 | 3180 | -1 | 0 | 100 | 0 | 100 | 0 | 100 | 0 | 100 | ; | NursingHome Admin | Occup | all | all | - | 1 | 1 | DEER NRS Adm Yr Oc Wd | 0 | 100 |  |  |  |  | - n/a - | - n/a - | 0 | 100 |  | NursingHome Admin Occup all | 3180 | 0 | 100 | 0 | 100
8021 | 1 | -99 | -99 | 0 | 2 | -1 | 5 | 5 | 5 | 5 | 5 | 5 | 5 | 5 | ; | NursingHome Admin | ILit | all | all | No | 0.05 | 0.05 | Always On | 100 | 100 | 100 | 100 | 100 | 100 | 100 | 100 | 100 | 100 |  | NursingHome Admin ILit all Closed | 2 | 5 | 5 | 5 | 5
8021 | 1 | 2 | 6 | -99 | 3864 | -1 | 12.5 | 60 | 12.5 | 60 | 12.5 | 60 | 100 | 100 | ; | NursingHome Admin | ILit | all | Sat | - | 1 | 1 | DEER08 NRS Adm Yr Lt2 WeH | 12.5 | 60 | 12.5 | 60 | 12.5 | 60 | 12.5 | 60 | 100 | 100 |  | NursingHome Admin ILit2 Sat | 3864 | 12.5 | 60 | 12.5 | 60
8021 | 1 | 2 | 7 | -99 | 3864 | -1 | 12.5 | 60 | 12.5 | 60 | 12.5 | 60 | 100 | 100 | ; | NursingHome Admin | ILit | all | Sun | - | 1 | 1 | DEER08 NRS Adm Yr Lt2 WeH | 12.5 | 60 | 12.5 | 60 | 12.5 | 60 | 12.5 | 60 | 100 | 100 |  | NursingHome Admin ILit2 Sun | 3864 | 12.5 | 60 | 12.5 | 60
8021 | 1 | 2 | 8 | -99 | 3864 | -1 | 12.5 | 60 | 12.5 | 60 | 12.5 | 60 | 100 | 100 | ; | NursingHome Admin | ILit | all | Hol | - | 1 | 1 | DEER08 NRS Adm Yr Lt2 WeH | 12.5 | 60 | 12.5 | 60 | 12.5 | 60 | 12.5 | 60 | 100 | 100 |  | NursingHome Admin ILit2 Hol | 3864 | 12.5 | 60 | 12.5 | 60
8021 | 1 | -99 | 6 | -99 | 3780 | -1 | 10 | 70 | 10 | 70 | 10 | 70 | 100 | 100 | ; | NursingHome Admin | ILit | all | Sat | - | 1 | 1 | DEER08 NRS Adm Yr Lt1 WeH | 10 | 70 | 10 | 70 | 10 | 70 | 10 | 70 | 100 | 100 |  | NursingHome Admin ILit Sat | 3780 | 10 | 70 | 10 | 70
8021 | 1 | -99 | 7 | -99 | 3780 | -1 | 10 | 70 | 10 | 70 | 10 | 70 | 100 | 100 | ; | NursingHome Admin | ILit | all | Sun | - | 1 | 1 | DEER08 NRS Adm Yr Lt1 WeH | 10 | 70 | 10 | 70 | 10 | 70 | 10 | 70 | 100 | 100 |  | NursingHome Admin ILit Sun | 3780 | 10 | 70 | 10 | 70
8021 | 1 | -99 | 8 | -99 | 3780 | -1 | 10 | 70 | 10 | 70 | 10 | 70 | 100 | 100 | ; | NursingHome Admin | ILit | all | Hol | - | 1 | 1 | DEER08 NRS Adm Yr Lt1 WeH | 10 | 70 | 10 | 70 | 10 | 70 | 10 | 70 | 100 | 100 |  | NursingHome Admin ILit Hol | 3780 | 10 | 70 | 10 | 70
8021 | 1 | -99 | 11 | -99 | 2 | -1 | 5 | 5 | 5 | 5 | 5 | 5 | 5 | 5 | ; | NursingHome Admin | ILit | all | Cls | - | 0.05 | 0.05 | Always On | 100 | 100 | 100 | 100 | 100 | 100 | 100 | 100 | 100 | 100 |  | NursingHome Admin ILit Cls | 2 | 5 | 5 | 5 | 5
8021 | 1 | 2 | -99 | -99 | 3863 | -1 | 12.5 | 60 | 12.5 | 60 | 12.5 | 60 | 100 | 100 | ; | NursingHome Admin | ILit | all | all | - | 1 | 1 | DEER08 NRS Adm Yr Lt2 Wd | 12.5 | 60 | 12.5 | 60 | 12.5 | 60 | 12.5 | 60 | 100 | 100 |  | NursingHome Admin ILit2 all | 3863 | 12.5 | 60 | 12.5 | 60
8021 | 1 | -99 | -99 | -99 | 3779 | -1 | 10 | 70 | 10 | 70 | 10 | 70 | 100 | 100 | ; | NursingHome Admin | ILit | all | all | - | 1 | 1 | DEER08 NRS Adm Yr Lt1 Wd | 10 | 70 | 10 | 70 | 10 | 70 | 10 | 70 | 100 | 100 |  | NursingHome Admin ILit all | 3779 | 10 | 70 | 10 | 70
8021 | 6 | -99 | -99 | 0 | 2 | -1 | 5 | 5 | 5 | 5 | 5 | 5 | 5 | 5 | ; | NursingHome Admin | Misc | all | all | No | 0.05 | 0.05 | Always On | 100 | 100 |  |  |  |  | - n/a - | - n/a - | 100 | 100 |  | NursingHome Admin Misc all Closed | 2 | 5 | 5 | 5 | 5
8021 | 6 | -99 | 6 | -99 | 3185 | -1 | 30 | 100 | 30 | 100 | 30 | 100 | 30 | 100 | ; | NursingHome Admin | Misc | all | Sat | - | 1 | 1 | DEER NRS Adm Yr Eq WeH | 30 | 100 |  |  |  |  | - n/a - | - n/a - | 30 | 100 |  | NursingHome Admin Misc Sat | 3185 | 30 | 100 | 30 | 100
8021 | 6 | -99 | 7 | -99 | 3185 | -1 | 30 | 100 | 30 | 100 | 30 | 100 | 30 | 100 | ; | NursingHome Admin | Misc | all | Sun | - | 1 | 1 | DEER NRS Adm Yr Eq WeH | 30 | 100 |  |  |  |  | - n/a - | - n/a - | 30 | 100 |  | NursingHome Admin Misc Sun | 3185 | 30 | 100 | 30 | 100
8021 | 6 | -99 | 8 | -99 | 3185 | -1 | 30 | 100 | 30 | 100 | 30 | 100 | 30 | 100 | ; | NursingHome Admin | Misc | all | Hol | - | 1 | 1 | DEER NRS Adm Yr Eq WeH | 30 | 100 |  |  |  |  | - n/a - | - n/a - | 30 | 100 |  | NursingHome Admin Misc Hol | 3185 | 30 | 100 | 30 | 100
8021 | 6 | -99 | 11 | -99 | 2 | -1 | 5 | 5 | 5 | 5 | 5 | 5 | 5 | 5 | ; | NursingHome Admin | Misc | all | Cls | - | 0.05 | 0.05 | Always On | 100 | 100 |  |  |  |  | - n/a - | - n/a - | 100 | 100 |  | NursingHome Admin Misc Cls | 2 | 5 | 5 | 5 | 5
8021 | 6 | -99 | -99 | -99 | 3184 | -1 | 30 | 100 | 30 | 100 | 30 | 100 | 30 | 100 | ; | NursingHome Admin | Misc | all | all | - | 1 | 1 | DEER NRS Adm Yr Eq Wd | 30 | 100 |  |  |  |  | - n/a - | - n/a - | 30 | 100 |  | NursingHome Admin Misc all | 3184 | 30 | 100 | 30 | 100
8031 | 8 | -99 | -99 | 0 | 1 | -1 | 0 | 0 | 0 | 0 | 0 | 0 | 0 | 0 | ; | NursingHome Kitchen | Occup | all | all | No | 1 | 1 | Always Off | 0 | 0 |  |  |  |  | - n/a - | - n/a - | 0 | 0 |  | NursingHome Kitchen Occup all Closed | 1 | 0 | 0 | 0 | 0
8031 | 8 | -99 | 6 | -99 | 3187 | -1 | 0 | 100 | 0 | 100 | 0 | 100 | 0 | 100 | ; | NursingHome Kitchen | Occup | all | Sat | - | 1 | 1 | DEER NRS Kit Yr Oc WeH | 0 | 100 |  |  |  |  | - n/a - | - n/a - | 0 | 100 |  | NursingHome Kitchen Occup Sat | 3187 | 0 | 100 | 0 | 100
8031 | 8 | -99 | 7 | -99 | 3187 | -1 | 0 | 100 | 0 | 100 | 0 | 100 | 0 | 100 | ; | NursingHome Kitchen | Occup | all | Sun | - | 1 | 1 | DEER NRS Kit Yr Oc WeH | 0 | 100 |  |  |  |  | - n/a - | - n/a - | 0 | 100 |  | NursingHome Kitchen Occup Sun | 3187 | 0 | 100 | 0 | 100
8031 | 8 | -99 | 8 | -99 | 3187 | -1 | 0 | 100 | 0 | 100 | 0 | 100 | 0 | 100 | ; | NursingHome Kitchen | Occup | all | Hol | - | 1 | 1 | DEER NRS Kit Yr Oc WeH | 0 | 100 |  |  |  |  | - n/a - | - n/a - | 0 | 100 |  | NursingHome Kitchen Occup Hol | 3187 | 0 | 100 | 0 | 100
8031 | 8 | -99 | 11 | -99 | 1 | -1 | 0 | 0 | 0 | 0 | 0 | 0 | 0 | 0 | ; | NursingHome Kitchen | Occup | all | Cls | - | 1 | 1 | Always Off | 0 | 0 |  |  |  |  | - n/a - | - n/a - | 0 | 0 |  | NursingHome Kitchen Occup Cls | 1 | 0 | 0 | 0 | 0
8031 | 8 | -99 | -99 | -99 | 3186 | -1 | 0 | 100 | 0 | 100 | 0 | 100 | 0 | 100 | ; | NursingHome Kitchen | Occup | all | all | - | 1 | 1 | DEER NRS Kit Yr Oc Wd | 0 | 100 |  |  |  |  | - n/a - | - n/a - | 0 | 100 |  | NursingHome Kitchen Occup all | 3186 | 0 | 100 | 0 | 100
8031 | 1 | -99 | -99 | 0 | 2 | -1 | 5 | 5 | 5 | 5 | 5 | 5 | 5 | 5 | ; | NursingHome Kitchen | ILit | all | all | No | 0.05 | 0.05 | Always On | 100 | 100 | 100 | 100 | 100 | 100 | 100 | 100 | 100 | 100 |  | NursingHome Kitchen ILit all Closed | 2 | 5 | 5 | 5 | 5
8031 | 1 | 2 | 6 | -99 | 3866 | -1 | 12.5 | 60 | 12.5 | 60 | 12.5 | 60 | 100 | 100 | ; | NursingHome Kitchen | ILit | all | Sat | - | 1 | 1 | DEER08 NRS Kit Yr Lt2 WeH | 12.5 | 60 | 12.5 | 60 | 12.5 | 60 | 12.5 | 60 | 100 | 100 |  | NursingHome Kitchen ILit2 Sat | 3866 | 12.5 | 60 | 12.5 | 60
8031 | 1 | 2 | 7 | -99 | 3866 | -1 | 12.5 | 60 | 12.5 | 60 | 12.5 | 60 | 100 | 100 | ; | NursingHome Kitchen | ILit | all | Sun | - | 1 | 1 | DEER08 NRS Kit Yr Lt2 WeH | 12.5 | 60 | 12.5 | 60 | 12.5 | 60 | 12.5 | 60 | 100 | 100 |  | NursingHome Kitchen ILit2 Sun | 3866 | 12.5 | 60 | 12.5 | 60
8031 | 1 | 2 | 8 | -99 | 3866 | -1 | 12.5 | 60 | 12.5 | 60 | 12.5 | 60 | 100 | 100 | ; | NursingHome Kitchen | ILit | all | Hol | - | 1 | 1 | DEER08 NRS Kit Yr Lt2 WeH | 12.5 | 60 | 12.5 | 60 | 12.5 | 60 | 12.5 | 60 | 100 | 100 |  | NursingHome Kitchen ILit2 Hol | 3866 | 12.5 | 60 | 12.5 | 60
8031 | 1 | -99 | 6 | -99 | 3782 | -1 | 10 | 67.5 | 10 | 67.5 | 10 | 67.5 | 100 | 100 | ; | NursingHome Kitchen | ILit | all | Sat | - | 1 | 1 | DEER08 NRS Kit Yr Lt1 WeH | 10 | 67.5 | 10 | 67.5 | 10 | 67.5 | 10 | 67.5 | 100 | 100 |  | NursingHome Kitchen ILit Sat | 3782 | 10 | 67.5 | 10 | 67.5
8031 | 1 | -99 | 7 | -99 | 3782 | -1 | 10 | 67.5 | 10 | 67.5 | 10 | 67.5 | 100 | 100 | ; | NursingHome Kitchen | ILit | all | Sun | - | 1 | 1 | DEER08 NRS Kit Yr Lt1 WeH | 10 | 67.5 | 10 | 67.5 | 10 | 67.5 | 10 | 67.5 | 100 | 100 |  | NursingHome Kitchen ILit Sun | 3782 | 10 | 67.5 | 10 | 67.5
8031 | 1 | -99 | 8 | -99 | 3782 | -1 | 10 | 67.5 | 10 | 67.5 | 10 | 67.5 | 100 | 100 | ; | NursingHome Kitchen | ILit | all | Hol | - | 1 | 1 | DEER08 NRS Kit Yr Lt1 WeH | 10 | 67.5 | 10 | 67.5 | 10 | 67.5 | 10 | 67.5 | 100 | 100 |  | NursingHome Kitchen ILit Hol | 3782 | 10 | 67.5 | 10 | 67.5
8031 | 1 | -99 | 11 | -99 | 2 | -1 | 5 | 5 | 5 | 5 | 5 | 5 | 5 | 5 | ; | NursingHome Kitchen | ILit | all | Cls | - | 0.05 | 0.05 | Always On | 100 | 100 | 100 | 100 | 100 | 100 | 100 | 100 | 100 | 100 |  | NursingHome Kitchen ILit Cls | 2 | 5 | 5 | 5 | 5
8031 | 1 | 2 | -99 | -99 | 3865 | -1 | 12.5 | 60 | 12.5 | 60 | 12.5 | 60 | 100 | 100 | ; | NursingHome Kitchen | ILit | all | all | - | 1 | 1 | DEER08 NRS Kit Yr Lt2 Wd | 12.5 | 60 | 12.5 | 60 | 12.5 | 60 | 12.5 | 60 | 100 | 100 |  | NursingHome Kitchen ILit2 all | 3865 | 12.5 | 60 | 12.5 | 60
8031 | 1 | -99 | -99 | -99 | 3781 | -1 | 10 | 67.5 | 10 | 67.5 | 10 | 67.5 | 100 | 100 | ; | NursingHome Kitchen | ILit | all | all | - | 1 | 1 | DEER08 NRS Kit Yr Lt1 Wd | 10 | 67.5 | 10 | 67.5 | 10 | 67.5 | 10 | 67.5 | 100 | 100 |  | NursingHome Kitchen ILit all | 3781 | 10 | 67.5 | 10 | 67.5
8031 | 6 | -99 | -99 | 0 | 2 | -1 | 5 | 5 | 5 | 5 | 5 | 5 | 5 | 5 | ; | NursingHome Kitchen | Misc | all | all | No | 0.05 | 0.05 | Always On | 100 | 100 |  |  |  |  | - n/a - | - n/a - | 100 | 100 |  | NursingHome Kitchen Misc all Closed | 2 | 5 | 5 | 5 | 5
8031 | 6 | -99 | 6 | -99 | 3191 | -1 | 30 | 100 | 30 | 100 | 30 | 100 | 30 | 100 | ; | NursingHome Kitchen | Misc | all | Sat | - | 1 | 1 | DEER NRS Kit Yr Eq WeH | 30 | 100 |  |  |  |  | - n/a - | - n/a - | 30 | 100 |  | NursingHome Kitchen Misc Sat | 3191 | 30 | 100 | 30 | 100
8031 | 6 | -99 | 7 | -99 | 3191 | -1 | 30 | 100 | 30 | 100 | 30 | 100 | 30 | 100 | ; | NursingHome Kitchen | Misc | all | Sun | - | 1 | 1 | DEER NRS Kit Yr Eq WeH | 30 | 100 |  |  |  |  | - n/a - | - n/a - | 30 | 100 |  | NursingHome Kitchen Misc Sun | 3191 | 30 | 100 | 30 | 100
8031 | 6 | -99 | 8 | -99 | 3191 | -1 | 30 | 100 | 30 | 100 | 30 | 100 | 30 | 100 | ; | NursingHome Kitchen | Misc | all | Hol | - | 1 | 1 | DEER NRS Kit Yr Eq WeH | 30 | 100 |  |  |  |  | - n/a - | - n/a - | 30 | 100 |  | NursingHome Kitchen Misc Hol | 3191 | 30 | 100 | 30 | 100
8031 | 6 | -99 | 11 | -99 | 2 | -1 | 5 | 5 | 5 | 5 | 5 | 5 | 5 | 5 | ; | NursingHome Kitchen | Misc | all | Cls | - | 0.05 | 0.05 | Always On | 100 | 100 |  |  |  |  | - n/a - | - n/a - | 100 | 100 |  | NursingHome Kitchen Misc Cls | 2 | 5 | 5 | 5 | 5
8031 | 6 | -99 | -99 | -99 | 3190 | -1 | 30 | 100 | 30 | 100 | 30 | 100 | 30 | 100 | ; | NursingHome Kitchen | Misc | all | all | - | 1 | 1 | DEER NRS Kit Yr Eq Wd | 30 | 100 |  |  |  |  | - n/a - | - n/a - | 30 | 100 |  | NursingHome Kitchen Misc all | 3190 | 30 | 100 | 30 | 100
8031 | 4 | -99 | -99 | 0 | 2 | -1 | 2 | 2 | 2 | 2 | 2 | 2 | 2 | 2 | ; | NursingHome Kitchen | Cook | all | all | No | 0.02 | 0.02 | Always On | 100 | 100 |  |  |  |  | - n/a - | - n/a - | 100 | 100 |  | NursingHome Kitchen Cook all Closed | 2 | 2 | 2 | 2 | 2
8031 | 4 | -99 | 6 | -99 | 3193 | -1 | 10 | 100 | 10 | 100 | 10 | 100 | 10 | 100 | ; | NursingHome Kitchen | Cook | all | Sat | - | 1 | 1 | DEER NRS Kit Yr Ck WeH | 10 | 100 |  |  |  |  | - n/a - | - n/a - | 10 | 100 |  | NursingHome Kitchen Cook Sat | 3193 | 10 | 100 | 10 | 100
8031 | 4 | -99 | 7 | -99 | 3193 | -1 | 10 | 100 | 10 | 100 | 10 | 100 | 10 | 100 | ; | NursingHome Kitchen | Cook | all | Sun | - | 1 | 1 | DEER NRS Kit Yr Ck WeH | 10 | 100 |  |  |  |  | - n/a - | - n/a - | 10 | 100 |  | NursingHome Kitchen Cook Sun | 3193 | 10 | 100 | 10 | 100
8031 | 4 | -99 | 8 | -99 | 3193 | -1 | 10 | 100 | 10 | 100 | 10 | 100 | 10 | 100 | ; | NursingHome Kitchen | Cook | all | Hol | - | 1 | 1 | DEER NRS Kit Yr Ck WeH | 10 | 100 |  |  |  |  | - n/a - | - n/a - | 10 | 100 |  | NursingHome Kitchen Cook Hol | 3193 | 10 | 100 | 10 | 100
8031 | 4 | -99 | 11 | -99 | 2 | -1 | 2 | 2 | 2 | 2 | 2 | 2 | 2 | 2 | ; | NursingHome Kitchen | Cook | all | Cls | - | 0.02 | 0.02 | Always On | 100 | 100 |  |  |  |  | - n/a - | - n/a - | 100 | 100 |  | NursingHome Kitchen Cook Cls | 2 | 2 | 2 | 2 | 2
8031 | 4 | -99 | -99 | -99 | 3192 | -1 | 10 | 100 | 10 | 100 | 10 | 100 | 10 | 100 | ; | NursingHome Kitchen | Cook | all | all | - | 1 | 1 | DEER NRS Kit Yr Ck Wd | 10 | 100 |  |  |  |  | - n/a - | - n/a - | 10 | 100 |  | NursingHome Kitchen Cook all | 3192 | 10 | 100 | 10 | 100
8041 | 8 | -99 | -99 | 0 | 1 | -1 | 0 | 0 | 0 | 0 | 0 | 0 | 0 | 0 | ; | NursingHome Rooms | Occup | all | all | No | 1 | 1 | Always Off | 0 | 0 |  |  |  |  | - n/a - | - n/a - | 0 | 0 |  | NursingHome Rooms Occup all Closed | 1 | 0 | 0 | 0 | 0
8041 | 8 | -99 | 11 | -99 | 1 | -1 | 0 | 0 | 0 | 0 | 0 | 0 | 0 | 0 | ; | NursingHome Rooms | Occup | all | Cls | - | 1 | 1 | Always Off | 0 | 0 |  |  |  |  | - n/a - | - n/a - | 0 | 0 |  | NursingHome Rooms Occup Cls | 1 | 0 | 0 | 0 | 0
8041 | 8 | -99 | -99 | -99 | 3194 | -1 | 60 | 100 | 60 | 100 | 60 | 100 | 60 | 100 | ; | NursingHome Rooms | Occup | all | all | - | 1 | 1 | DEER NRS Rm Yr Oc All | 60 | 100 |  |  |  |  | - n/a - | - n/a - | 60 | 100 |  | NursingHome Rooms Occup all | 3194 | 60 | 100 | 60 | 100
8041 | 1 | -99 | -99 | 0 | 2 | -1 | 5 | 5 | 5 | 5 | 5 | 5 | 5 | 5 | ; | NursingHome Rooms | ILit | all | all | No | 0.05 | 0.05 | Always On | 100 | 100 | 100 | 100 | 100 | 100 | 100 | 100 | 100 | 100 |  | NursingHome Rooms ILit all Closed | 2 | 5 | 5 | 5 | 5
8041 | 1 | -99 | 11 | -99 | 2 | -1 | 5 | 5 | 5 | 5 | 5 | 5 | 5 | 5 | ; | NursingHome Rooms | ILit | all | Cls | - | 0.05 | 0.05 | Always On | 100 | 100 | 100 | 100 | 100 | 100 | 100 | 100 | 100 | 100 |  | NursingHome Rooms ILit Cls | 2 | 5 | 5 | 5 | 5
8041 | 1 | 2 | -99 | -99 | 3867 | -1 | 17.5 | 60 | 17.5 | 60 | 17.5 | 60 | 100 | 100 | ; | NursingHome Rooms | ILit | all | all | - | 1 | 1 | DEER08 NRS Rm Yr Lt2 All | 17.5 | 60 | 17.5 | 60 | 17.5 | 60 | 17.5 | 60 | 100 | 100 |  | NursingHome Rooms ILit2 all | 3867 | 17.5 | 60 | 17.5 | 60
8041 | 1 | -99 | -99 | -99 | 3783 | -1 | 15 | 80 | 15 | 80 | 15 | 80 | 100 | 100 | ; | NursingHome Rooms | ILit | all | all | - | 1 | 1 | DEER08 NRS Rm Yr Lt1 All | 15 | 80 | 15 | 80 | 15 | 80 | 15 | 80 | 100 | 100 |  | NursingHome Rooms ILit all | 3783 | 15 | 80 | 15 | 80
8041 | 6 | -99 | -99 | 0 | 2 | -1 | 5 | 5 | 5 | 5 | 5 | 5 | 5 | 5 | ; | NursingHome Rooms | Misc | all | all | No | 0.05 | 0.05 | Always On | 100 | 100 |  |  |  |  | - n/a - | - n/a - | 100 | 100 |  | NursingHome Rooms Misc all Closed | 2 | 5 | 5 | 5 | 5
8041 | 6 | -99 | 11 | -99 | 2 | -1 | 5 | 5 | 5 | 5 | 5 | 5 | 5 | 5 | ; | NursingHome Rooms | Misc | all | Cls | - | 0.05 | 0.05 | Always On | 100 | 100 |  |  |  |  | - n/a - | - n/a - | 100 | 100 |  | NursingHome Rooms Misc Cls | 2 | 5 | 5 | 5 | 5
8041 | 6 | -99 | -99 | -99 | 3196 | -1 | 30 | 100 | 30 | 100 | 30 | 100 | 30 | 100 | ; | NursingHome Rooms | Misc | all | all | - | 1 | 1 | DEER NRS Rm Yr Eq All | 30 | 100 |  |  |  |  | - n/a - | - n/a - | 30 | 100 |  | NursingHome Rooms Misc all | 3196 | 30 | 100 | 30 | 100
8051 | 8 | -99 | -99 | 0 | 1 | -1 | 0 | 0 | 0 | 0 | 0 | 0 | 0 | 0 | ; | NursingHome Corridor | Occup | all | all | No | 1 | 1 | Always Off | 0 | 0 |  |  |  |  | - n/a - | - n/a - | 0 | 0 |  | NursingHome Corridor Occup all Closed | 1 | 0 | 0 | 0 | 0
8051 | 8 | -99 | 6 | -99 | 3198 | -1 | 40 | 100 | 40 | 100 | 40 | 100 | 40 | 100 | ; | NursingHome Corridor | Occup | all | Sat | - | 1 | 1 | DEER NRS Cor Yr Oc WeH | 40 | 100 |  |  |  |  | - n/a - | - n/a - | 40 | 100 |  | NursingHome Corridor Occup Sat | 3198 | 40 | 100 | 40 | 100
8051 | 8 | -99 | 7 | -99 | 3198 | -1 | 40 | 100 | 40 | 100 | 40 | 100 | 40 | 100 | ; | NursingHome Corridor | Occup | all | Sun | - | 1 | 1 | DEER NRS Cor Yr Oc WeH | 40 | 100 |  |  |  |  | - n/a - | - n/a - | 40 | 100 |  | NursingHome Corridor Occup Sun | 3198 | 40 | 100 | 40 | 100
8051 | 8 | -99 | 8 | -99 | 3198 | -1 | 40 | 100 | 40 | 100 | 40 | 100 | 40 | 100 | ; | NursingHome Corridor | Occup | all | Hol | - | 1 | 1 | DEER NRS Cor Yr Oc WeH | 40 | 100 |  |  |  |  | - n/a - | - n/a - | 40 | 100 |  | NursingHome Corridor Occup Hol | 3198 | 40 | 100 | 40 | 100
8051 | 8 | -99 | 11 | -99 | 1 | -1 | 0 | 0 | 0 | 0 | 0 | 0 | 0 | 0 | ; | NursingHome Corridor | Occup | all | Cls | - | 1 | 1 | Always Off | 0 | 0 |  |  |  |  | - n/a - | - n/a - | 0 | 0 |  | NursingHome Corridor Occup Cls | 1 | 0 | 0 | 0 | 0
8051 | 8 | -99 | -99 | -99 | 3197 | -1 | 40 | 100 | 40 | 100 | 40 | 100 | 40 | 100 | ; | NursingHome Corridor | Occup | all | all | - | 1 | 1 | DEER NRS Cor Yr Oc Wd | 40 | 100 |  |  |  |  | - n/a - | - n/a - | 40 | 100 |  | NursingHome Corridor Occup all | 3197 | 40 | 100 | 40 | 100
8051 | 1 | -99 | -99 | 0 | 2 | -1 | 5 | 5 | 5 | 5 | 5 | 5 | 5 | 5 | ; | NursingHome Corridor | ILit | all | all | No | 0.05 | 0.05 | Always On | 100 | 100 | 100 | 100 | 100 | 100 | 100 | 100 | 100 | 100 |  | NursingHome Corridor ILit all Closed | 2 | 5 | 5 | 5 | 5
8051 | 1 | -99 | 11 | -99 | 2 | -1 | 5 | 5 | 5 | 5 | 5 | 5 | 5 | 5 | ; | NursingHome Corridor | ILit | all | Cls | - | 0.05 | 0.05 | Always On | 100 | 100 | 100 | 100 | 100 | 100 | 100 | 100 | 100 | 100 |  | NursingHome Corridor ILit Cls | 2 | 5 | 5 | 5 | 5
8051 | 1 | -99 | -99 | -99 | 2 | -1 | 90 | 90 | 60 | 60 | 90 | 90 | 100 | 100 | ; | NursingHome Corridor | ILit | all | all | - | 1 | 1 | Always On | 100 | 100 | 90 | 90 | 60 | 60 | 90 | 90 | 100 | 100 |  | NursingHome Corridor ILit all | 2 | 90 | 90 | 60 | 60
8051 | 6 | -99 | -99 | 0 | 2 | -1 | 5 | 5 | 5 | 5 | 5 | 5 | 5 | 5 | ; | NursingHome Corridor | Misc | all | all | No | 0.05 | 0.05 | Always On | 100 | 100 |  |  |  |  | - n/a - | - n/a - | 100 | 100 |  | NursingHome Corridor Misc all Closed | 2 | 5 | 5 | 5 | 5
8051 | 6 | -99 | 11 | -99 | 2 | -1 | 5 | 5 | 5 | 5 | 5 | 5 | 5 | 5 | ; | NursingHome Corridor | Misc | all | Cls | - | 0.05 | 0.05 | Always On | 100 | 100 |  |  |  |  | - n/a - | - n/a - | 100 | 100 |  | NursingHome Corridor Misc Cls | 2 | 5 | 5 | 5 | 5
8051 | 6 | -99 | -99 | -99 | 2 | -1 | 100 | 100 | 100 | 100 | 100 | 100 | 100 | 100 | ; | NursingHome Corridor | Misc | all | all | - | 1 | 1 | Always On | 100 | 100 |  |  |  |  | - n/a - | - n/a - | 100 | 100 |  | NursingHome Corridor Misc all | 2 | 100 | 100 | 100 | 100
[36 empty] | 0 | 0 | 0 | 0 | 0 | bar: ; Independents ; 1 to Dependents 4
9011 | 8 | -99 | -99 | 0 | 1 | -1 | 0 | 0 | 0 | 0 | 0 | 0 | 0 | 0 | ; | Hotel (public) Facilities | Occup | all | all | No | 1 | 1 | Always Off | 0 | 0 |  |  |  |  | - n/a - | - n/a - | 0 | 0 |  | Hotel (public) Facilities Occup all Closed | 1 | 0 | 0 | 0 | 0
9011 | 8 | -99 | 6 | -99 | 3202 | -1 | 28 | 80 | 28 | 80 | 28 | 80 | 28 | 80 | ; | Hotel (public) Facilities | Occup | all | Sat | - | 1 | 1 | DEER HTLp Fac Yr Oc WeH | 28 | 80 |  |  |  |  | - n/a - | - n/a - | 28 | 80 |  | Hotel (public) Facilities Occup Sat | 3202 | 28 | 80 | 28 | 80
9011 | 8 | -99 | 7 | -99 | 3202 | -1 | 28 | 80 | 28 | 80 | 28 | 80 | 28 | 80 | ; | Hotel (public) Facilities | Occup | all | Sun | - | 1 | 1 | DEER HTLp Fac Yr Oc WeH | 28 | 80 |  |  |  |  | - n/a - | - n/a - | 28 | 80 |  | Hotel (public) Facilities Occup Sun | 3202 | 28 | 80 | 28 | 80
9011 | 8 | -99 | 8 | -99 | 3202 | -1 | 28 | 80 | 28 | 80 | 28 | 80 | 28 | 80 | ; | Hotel (public) Facilities | Occup | all | Hol | - | 1 | 1 | DEER HTLp Fac Yr Oc WeH | 28 | 80 |  |  |  |  | - n/a - | - n/a - | 28 | 80 |  | Hotel (public) Facilities Occup Hol | 3202 | 28 | 80 | 28 | 80
9011 | 8 | -99 | 11 | -99 | 1 | -1 | 0 | 0 | 0 | 0 | 0 | 0 | 0 | 0 | ; | Hotel (public) Facilities | Occup | all | Cls | - | 1 | 1 | Always Off | 0 | 0 |  |  |  |  | - n/a - | - n/a - | 0 | 0 |  | Hotel (public) Facilities Occup Cls | 1 | 0 | 0 | 0 | 0
9011 | 8 | -99 | -99 | -99 | 3201 | -1 | 28 | 80 | 28 | 80 | 28 | 80 | 28 | 80 | ; | Hotel (public) Facilities | Occup | all | all | - | 1 | 1 | DEER HTLp Fac Yr Oc Wd | 28 | 80 |  |  |  |  | - n/a - | - n/a - | 28 | 80 |  | Hotel (public) Facilities Occup all | 3201 | 28 | 80 | 28 | 80
9011 | 1 | -99 | -99 | 0 | 2 | -1 | 5 | 5 | 5 | 5 | 5 | 5 | 5 | 5 | ; | Hotel (public) Facilities | ILit | all | all | No | 0.05 | 0.05 | Always On | 100 | 100 | 100 | 100 | 100 | 100 | 100 | 100 | 100 | 100 |  | Hotel (public) Facilities ILit all Closed | 2 | 5 | 5 | 5 | 5
9011 | 1 | 2 | 6 | -99 | 3869 | -1 | 25 | 62.25 | 25 | 62.25 | 25 | 62.25 | 100 | 100 | ; | Hotel (public) Facilities | ILit | all | Sat | - | 1 | 1 | DEER08 HTLp Fac Yr Lt2 WeH | 25 | 62.25 | 25 | 62.25 | 25 | 62.25 | 25 | 62.25 | 100 | 100 |  | Hotel (public) Facilities ILit2 Sat | 3869 | 25 | 62.25 | 25 | 62.25
9011 | 1 | 2 | 7 | -99 | 3869 | -1 | 25 | 62.25 | 25 | 62.25 | 25 | 62.25 | 100 | 100 | ; | Hotel (public) Facilities | ILit | all | Sun | - | 1 | 1 | DEER08 HTLp Fac Yr Lt2 WeH | 25 | 62.25 | 25 | 62.25 | 25 | 62.25 | 25 | 62.25 | 100 | 100 |  | Hotel (public) Facilities ILit2 Sun | 3869 | 25 | 62.25 | 25 | 62.25
9011 | 1 | 2 | 8 | -99 | 3869 | -1 | 25 | 62.25 | 25 | 62.25 | 25 | 62.25 | 100 | 100 | ; | Hotel (public) Facilities | ILit | all | Hol | - | 1 | 1 | DEER08 HTLp Fac Yr Lt2 WeH | 25 | 62.25 | 25 | 62.25 | 25 | 62.25 | 25 | 62.25 | 100 | 100 |  | Hotel (public) Facilities ILit2 Hol | 3869 | 25 | 62.25 | 25 | 62.25
9011 | 1 | -99 | 6 | -99 | 3785 | -1 | 15 | 83 | 15 | 83 | 15 | 83 | 100 | 100 | ; | Hotel (public) Facilities | ILit | all | Sat | - | 1 | 1 | DEER08 HTLp Fac Yr Lt1 WeH | 15 | 83 | 15 | 83 | 15 | 83 | 15 | 83 | 100 | 100 |  | Hotel (public) Facilities ILit Sat | 3785 | 15 | 83 | 15 | 83
9011 | 1 | -99 | 7 | -99 | 3785 | -1 | 15 | 83 | 15 | 83 | 15 | 83 | 100 | 100 | ; | Hotel (public) Facilities | ILit | all | Sun | - | 1 | 1 | DEER08 HTLp Fac Yr Lt1 WeH | 15 | 83 | 15 | 83 | 15 | 83 | 15 | 83 | 100 | 100 |  | Hotel (public) Facilities ILit Sun | 3785 | 15 | 83 | 15 | 83
9011 | 1 | -99 | 8 | -99 | 3785 | -1 | 15 | 83 | 15 | 83 | 15 | 83 | 100 | 100 | ; | Hotel (public) Facilities | ILit | all | Hol | - | 1 | 1 | DEER08 HTLp Fac Yr Lt1 WeH | 15 | 83 | 15 | 83 | 15 | 83 | 15 | 83 | 100 | 100 |  | Hotel (public) Facilities ILit Hol | 3785 | 15 | 83 | 15 | 83
9011 | 1 | -99 | 11 | -99 | 2 | -1 | 5 | 5 | 5 | 5 | 5 | 5 | 5 | 5 | ; | Hotel (public) Facilities | ILit | all | Cls | - | 0.05 | 0.05 | Always On | 100 | 100 | 100 | 100 | 100 | 100 | 100 | 100 | 100 | 100 |  | Hotel (public) Facilities ILit Cls | 2 | 5 | 5 | 5 | 5
9011 | 1 | 2 | -99 | -99 | 3868 | -1 | 25 | 62.25 | 25 | 62.25 | 25 | 62.25 | 100 | 100 | ; | Hotel (public) Facilities | ILit | all | all | - | 1 | 1 | DEER08 HTLp Fac Yr Lt2 Wd | 25 | 62.25 | 25 | 62.25 | 25 | 62.25 | 25 | 62.25 | 100 | 100 |  | Hotel (public) Facilities ILit2 all | 3868 | 25 | 62.25 | 25 | 62.25
9011 | 1 | -99 | -99 | -99 | 3784 | -1 | 15 | 83 | 15 | 83 | 15 | 83 | 100 | 100 | ; | Hotel (public) Facilities | ILit | all | all | - | 1 | 1 | DEER08 HTLp Fac Yr Lt1 Wd | 15 | 83 | 15 | 83 | 15 | 83 | 15 | 83 | 100 | 100 |  | Hotel (public) Facilities ILit all | 3784 | 15 | 83 | 15 | 83
9011 | 6 | -99 | -99 | 0 | 2 | -1 | 5 | 5 | 5 | 5 | 5 | 5 | 5 | 5 | ; | Hotel (public) Facilities | Misc | all | all | No | 0.05 | 0.05 | Always On | 100 | 100 |  |  |  |  | - n/a - | - n/a - | 100 | 100 |  | Hotel (public) Facilities Misc all Closed | 2 | 5 | 5 | 5 | 5
9011 | 6 | -99 | 6 | -99 | 3206 | -1 | 28 | 80 | 28 | 80 | 28 | 80 | 28 | 80 | ; | Hotel (public) Facilities | Misc | all | Sat | - | 1 | 1 | DEER HTLp Fac Yr Eq WeH | 28 | 80 |  |  |  |  | - n/a - | - n/a - | 28 | 80 |  | Hotel (public) Facilities Misc Sat | 3206 | 28 | 80 | 28 | 80
9011 | 6 | -99 | 7 | -99 | 3206 | -1 | 28 | 80 | 28 | 80 | 28 | 80 | 28 | 80 | ; | Hotel (public) Facilities | Misc | all | Sun | - | 1 | 1 | DEER HTLp Fac Yr Eq WeH | 28 | 80 |  |  |  |  | - n/a - | - n/a - | 28 | 80 |  | Hotel (public) Facilities Misc Sun | 3206 | 28 | 80 | 28 | 80
9011 | 6 | -99 | 8 | -99 | 3206 | -1 | 28 | 80 | 28 | 80 | 28 | 80 | 28 | 80 | ; | Hotel (public) Facilities | Misc | all | Hol | - | 1 | 1 | DEER HTLp Fac Yr Eq WeH | 28 | 80 |  |  |  |  | - n/a - | - n/a - | 28 | 80 |  | Hotel (public) Facilities Misc Hol | 3206 | 28 | 80 | 28 | 80
9011 | 6 | -99 | 11 | -99 | 2 | -1 | 5 | 5 | 5 | 5 | 5 | 5 | 5 | 5 | ; | Hotel (public) Facilities | Misc | all | Cls | - | 0.05 | 0.05 | Always On | 100 | 100 |  |  |  |  | - n/a - | - n/a - | 100 | 100 |  | Hotel (public) Facilities Misc Cls | 2 | 5 | 5 | 5 | 5
9011 | 6 | -99 | -99 | -99 | 3205 | -1 | 28 | 80 | 28 | 80 | 28 | 80 | 28 | 80 | ; | Hotel (public) Facilities | Misc | all | all | - | 1 | 1 | DEER HTLp Fac Yr Eq Wd | 28 | 80 |  |  |  |  | - n/a - | - n/a - | 28 | 80 |  | Hotel (public) Facilities Misc all | 3205 | 28 | 80 | 28 | 80
9021 | 8 | -99 | -99 | 0 | 1 | -1 | 0 | 0 | 0 | 0 | 0 | 0 | 0 | 0 | ; | Hotel (public) Admin | Occup | all | all | No | 1 | 1 | Always Off | 0 | 0 |  |  |  |  | - n/a - | - n/a - | 0 | 0 |  | Hotel (public) Admin Occup all Closed | 1 | 0 | 0 | 0 | 0
9021 | 8 | -99 | 6 | -99 | 3208 | -1 | 0 | 50 | 0 | 50 | 0 | 50 | 0 | 50 | ; | Hotel (public) Admin | Occup | all | Sat | - | 1 | 1 | DEER HTLp Adm Yr Oc WeH | 0 | 50 |  |  |  |  | - n/a - | - n/a - | 0 | 50 |  | Hotel (public) Admin Occup Sat | 3208 | 0 | 50 | 0 | 50
9021 | 8 | -99 | 7 | -99 | 3208 | -1 | 0 | 50 | 0 | 50 | 0 | 50 | 0 | 50 | ; | Hotel (public) Admin | Occup | all | Sun | - | 1 | 1 | DEER HTLp Adm Yr Oc WeH | 0 | 50 |  |  |  |  | - n/a - | - n/a - | 0 | 50 |  | Hotel (public) Admin Occup Sun | 3208 | 0 | 50 | 0 | 50
9021 | 8 | -99 | 8 | -99 | 3208 | -1 | 0 | 50 | 0 | 50 | 0 | 50 | 0 | 50 | ; | Hotel (public) Admin | Occup | all | Hol | - | 1 | 1 | DEER HTLp Adm Yr Oc WeH | 0 | 50 |  |  |  |  | - n/a - | - n/a - | 0 | 50 |  | Hotel (public) Admin Occup Hol | 3208 | 0 | 50 | 0 | 50
9021 | 8 | -99 | 11 | -99 | 1 | -1 | 0 | 0 | 0 | 0 | 0 | 0 | 0 | 0 | ; | Hotel (public) Admin | Occup | all | Cls | - | 1 | 1 | Always Off | 0 | 0 |  |  |  |  | - n/a - | - n/a - | 0 | 0 |  | Hotel (public) Admin Occup Cls | 1 | 0 | 0 | 0 | 0
9021 | 8 | -99 | -99 | -99 | 3207 | -1 | 0 | 100 | 0 | 100 | 0 | 100 | 0 | 100 | ; | Hotel (public) Admin | Occup | all | all | - | 1 | 1 | DEER HTLp Adm Yr Oc Wd | 0 | 100 |  |  |  |  | - n/a - | - n/a - | 0 | 100 |  | Hotel (public) Admin Occup all | 3207 | 0 | 100 | 0 | 100
9021 | 1 | -99 | -99 | 0 | 2 | -1 | 5 | 5 | 5 | 5 | 5 | 5 | 5 | 5 | ; | Hotel (public) Admin | ILit | all | all | No | 0.05 | 0.05 | Always On | 100 | 100 | 100 | 100 | 100 | 100 | 100 | 100 | 100 | 100 |  | Hotel (public) Admin ILit all Closed | 2 | 5 | 5 | 5 | 5
9021 | 1 | 2 | 6 | -99 | 3871 | -1 | 25 | 32.85 | 25 | 32.85 | 25 | 32.85 | 100 | 100 | ; | Hotel (public) Admin | ILit | all | Sat | - | 1 | 1 | DEER08 HTLp Adm Yr Lt2 WeH | 25 | 32.85 | 25 | 32.85 | 25 | 32.85 | 25 | 32.85 | 100 | 100 |  | Hotel (public) Admin ILit2 Sat | 3871 | 25 | 32.85 | 25 | 32.85
9021 | 1 | 2 | 7 | -99 | 3871 | -1 | 25 | 32.85 | 25 | 32.85 | 25 | 32.85 | 100 | 100 | ; | Hotel (public) Admin | ILit | all | Sun | - | 1 | 1 | DEER08 HTLp Adm Yr Lt2 WeH | 25 | 32.85 | 25 | 32.85 | 25 | 32.85 | 25 | 32.85 | 100 | 100 |  | Hotel (public) Admin ILit2 Sun | 3871 | 25 | 32.85 | 25 | 32.85
9021 | 1 | 2 | 8 | -99 | 3871 | -1 | 25 | 32.85 | 25 | 32.85 | 25 | 32.85 | 100 | 100 | ; | Hotel (public) Admin | ILit | all | Hol | - | 1 | 1 | DEER08 HTLp Adm Yr Lt2 WeH | 25 | 32.85 | 25 | 32.85 | 25 | 32.85 | 25 | 32.85 | 100 | 100 |  | Hotel (public) Admin ILit2 Hol | 3871 | 25 | 32.85 | 25 | 32.85
9021 | 1 | -99 | 6 | -99 | 3787 | -1 | 16 | 43.8 | 16 | 43.8 | 16 | 43.8 | 100 | 100 | ; | Hotel (public) Admin | ILit | all | Sat | - | 1 | 1 | DEER08 HTLp Adm Yr Lt1 WeH | 16 | 43.8 | 16 | 43.8 | 16 | 43.8 | 16 | 43.8 | 100 | 100 |  | Hotel (public) Admin ILit Sat | 3787 | 16 | 43.8 | 16 | 43.8
9021 | 1 | -99 | 7 | -99 | 3787 | -1 | 16 | 43.8 | 16 | 43.8 | 16 | 43.8 | 100 | 100 | ; | Hotel (public) Admin | ILit | all | Sun | - | 1 | 1 | DEER08 HTLp Adm Yr Lt1 WeH | 16 | 43.8 | 16 | 43.8 | 16 | 43.8 | 16 | 43.8 | 100 | 100 |  | Hotel (public) Admin ILit Sun | 3787 | 16 | 43.8 | 16 | 43.8
9021 | 1 | -99 | 8 | -99 | 3787 | -1 | 16 | 43.8 | 16 | 43.8 | 16 | 43.8 | 100 | 100 | ; | Hotel (public) Admin | ILit | all | Hol | - | 1 | 1 | DEER08 HTLp Adm Yr Lt1 WeH | 16 | 43.8 | 16 | 43.8 | 16 | 43.8 | 16 | 43.8 | 100 | 100 |  | Hotel (public) Admin ILit Hol | 3787 | 16 | 43.8 | 16 | 43.8
9021 | 1 | -99 | 11 | -99 | 2 | -1 | 5 | 5 | 5 | 5 | 5 | 5 | 5 | 5 | ; | Hotel (public) Admin | ILit | all | Cls | - | 0.05 | 0.05 | Always On | 100 | 100 | 100 | 100 | 100 | 100 | 100 | 100 | 100 | 100 |  | Hotel (public) Admin ILit Cls | 2 | 5 | 5 | 5 | 5
9021 | 1 | 2 | -99 | -99 | 3870 | -1 | 25 | 54.75 | 25 | 54.75 | 25 | 54.75 | 100 | 100 | ; | Hotel (public) Admin | ILit | all | all | - | 1 | 1 | DEER08 HTLp Adm Yr Lt2 Wd | 25 | 54.75 | 25 | 54.75 | 25 | 54.75 | 25 | 54.75 | 100 | 100 |  | Hotel (public) Admin ILit2 all | 3870 | 25 | 54.75 | 25 | 54.75
9021 | 1 | -99 | -99 | -99 | 3786 | -1 | 16 | 73 | 16 | 73 | 16 | 73 | 100 | 100 | ; | Hotel (public) Admin | ILit | all | all | - | 1 | 1 | DEER08 HTLp Adm Yr Lt1 Wd | 16 | 73 | 16 | 73 | 16 | 73 | 16 | 73 | 100 | 100 |  | Hotel (public) Admin ILit all | 3786 | 16 | 73 | 16 | 73
9021 | 6 | -99 | -99 | 0 | 2 | -1 | 5 | 5 | 5 | 5 | 5 | 5 | 5 | 5 | ; | Hotel (public) Admin | Misc | all | all | No | 0.05 | 0.05 | Always On | 100 | 100 |  |  |  |  | - n/a - | - n/a - | 100 | 100 |  | Hotel (public) Admin Misc all Closed | 2 | 5 | 5 | 5 | 5
9021 | 6 | -99 | 6 | -99 | 3212 | -1 | 30 | 100 | 30 | 100 | 30 | 100 | 30 | 100 | ; | Hotel (public) Admin | Misc | all | Sat | - | 1 | 1 | DEER HTLp Adm Yr Eq WeH | 30 | 100 |  |  |  |  | - n/a - | - n/a - | 30 | 100 |  | Hotel (public) Admin Misc Sat | 3212 | 30 | 100 | 30 | 100
9021 | 6 | -99 | 7 | -99 | 3212 | -1 | 30 | 100 | 30 | 100 | 30 | 100 | 30 | 100 | ; | Hotel (public) Admin | Misc | all | Sun | - | 1 | 1 | DEER HTLp Adm Yr Eq WeH | 30 | 100 |  |  |  |  | - n/a - | - n/a - | 30 | 100 |  | Hotel (public) Admin Misc Sun | 3212 | 30 | 100 | 30 | 100
9021 | 6 | -99 | 8 | -99 | 3212 | -1 | 30 | 100 | 30 | 100 | 30 | 100 | 30 | 100 | ; | Hotel (public) Admin | Misc | all | Hol | - | 1 | 1 | DEER HTLp Adm Yr Eq WeH | 30 | 100 |  |  |  |  | - n/a - | - n/a - | 30 | 100 |  | Hotel (public) Admin Misc Hol | 3212 | 30 | 100 | 30 | 100
9021 | 6 | -99 | 11 | -99 | 2 | -1 | 5 | 5 | 5 | 5 | 5 | 5 | 5 | 5 | ; | Hotel (public) Admin | Misc | all | Cls | - | 0.05 | 0.05 | Always On | 100 | 100 |  |  |  |  | - n/a - | - n/a - | 100 | 100 |  | Hotel (public) Admin Misc Cls | 2 | 5 | 5 | 5 | 5
9021 | 6 | -99 | -99 | -99 | 3211 | -1 | 30 | 100 | 30 | 100 | 30 | 100 | 30 | 100 | ; | Hotel (public) Admin | Misc | all | all | - | 1 | 1 | DEER HTLp Adm Yr Eq Wd | 30 | 100 |  |  |  |  | - n/a - | - n/a - | 30 | 100 |  | Hotel (public) Admin Misc all | 3211 | 30 | 100 | 30 | 100
9031 | 8 | -99 | -99 | 0 | 1 | -1 | 0 | 0 | 0 | 0 | 0 | 0 | 0 | 0 | ; | Hotel (public) Kitchen | Occup | all | all | No | 1 | 1 | Always Off | 0 | 0 |  |  |  |  | - n/a - | - n/a - | 0 | 0 |  | Hotel (public) Kitchen Occup all Closed | 1 | 0 | 0 | 0 | 0
9031 | 8 | -99 | 6 | -99 | 3214 | -1 | 23 | 80 | 23 | 80 | 23 | 80 | 23 | 80 | ; | Hotel (public) Kitchen | Occup | all | Sat | - | 1 | 1 | DEER HTLp Kit Yr Oc WeH | 23 | 80 |  |  |  |  | - n/a - | - n/a - | 23 | 80 |  | Hotel (public) Kitchen Occup Sat | 3214 | 23 | 80 | 23 | 80
9031 | 8 | -99 | 7 | -99 | 3214 | -1 | 23 | 80 | 23 | 80 | 23 | 80 | 23 | 80 | ; | Hotel (public) Kitchen | Occup | all | Sun | - | 1 | 1 | DEER HTLp Kit Yr Oc WeH | 23 | 80 |  |  |  |  | - n/a - | - n/a - | 23 | 80 |  | Hotel (public) Kitchen Occup Sun | 3214 | 23 | 80 | 23 | 80
9031 | 8 | -99 | 8 | -99 | 3214 | -1 | 23 | 80 | 23 | 80 | 23 | 80 | 23 | 80 | ; | Hotel (public) Kitchen | Occup | all | Hol | - | 1 | 1 | DEER HTLp Kit Yr Oc WeH | 23 | 80 |  |  |  |  | - n/a - | - n/a - | 23 | 80 |  | Hotel (public) Kitchen Occup Hol | 3214 | 23 | 80 | 23 | 80
9031 | 8 | -99 | 11 | -99 | 1 | -1 | 0 | 0 | 0 | 0 | 0 | 0 | 0 | 0 | ; | Hotel (public) Kitchen | Occup | all | Cls | - | 1 | 1 | Always Off | 0 | 0 |  |  |  |  | - n/a - | - n/a - | 0 | 0 |  | Hotel (public) Kitchen Occup Cls | 1 | 0 | 0 | 0 | 0
9031 | 8 | -99 | -99 | -99 | 3213 | -1 | 23 | 80 | 23 | 80 | 23 | 80 | 23 | 80 | ; | Hotel (public) Kitchen | Occup | all | all | - | 1 | 1 | DEER HTLp Kit Yr Oc Wd | 23 | 80 |  |  |  |  | - n/a - | - n/a - | 23 | 80 |  | Hotel (public) Kitchen Occup all | 3213 | 23 | 80 | 23 | 80
9031 | 1 | -99 | -99 | 0 | 2 | -1 | 5 | 5 | 5 | 5 | 5 | 5 | 5 | 5 | ; | Hotel (public) Kitchen | ILit | all | all | No | 0.05 | 0.05 | Always On | 100 | 100 | 100 | 100 | 100 | 100 | 100 | 100 | 100 | 100 |  | Hotel (public) Kitchen ILit all Closed | 2 | 5 | 5 | 5 | 5
9031 | 1 | 2 | 6 | -99 | 3873 | -1 | 25 | 56.1 | 25 | 56.1 | 25 | 56.1 | 100 | 100 | ; | Hotel (public) Kitchen | ILit | all | Sat | - | 1 | 1 | DEER08 HTLp Kit Yr Lt2 WeH | 25 | 56.1 | 25 | 56.1 | 25 | 56.1 | 25 | 56.1 | 100 | 100 |  | Hotel (public) Kitchen ILit2 Sat | 3873 | 25 | 56.1 | 25 | 56.1
9031 | 1 | 2 | 7 | -99 | 3873 | -1 | 25 | 56.1 | 25 | 56.1 | 25 | 56.1 | 100 | 100 | ; | Hotel (public) Kitchen | ILit | all | Sun | - | 1 | 1 | DEER08 HTLp Kit Yr Lt2 WeH | 25 | 56.1 | 25 | 56.1 | 25 | 56.1 | 25 | 56.1 | 100 | 100 |  | Hotel (public) Kitchen ILit2 Sun | 3873 | 25 | 56.1 | 25 | 56.1
9031 | 1 | 2 | 8 | -99 | 3873 | -1 | 25 | 56.1 | 25 | 56.1 | 25 | 56.1 | 100 | 100 | ; | Hotel (public) Kitchen | ILit | all | Hol | - | 1 | 1 | DEER08 HTLp Kit Yr Lt2 WeH | 25 | 56.1 | 25 | 56.1 | 25 | 56.1 | 25 | 56.1 | 100 | 100 |  | Hotel (public) Kitchen ILit2 Hol | 3873 | 25 | 56.1 | 25 | 56.1
9031 | 1 | -99 | 6 | -99 | 3789 | -1 | 20 | 74.8 | 20 | 74.8 | 20 | 74.8 | 100 | 100 | ; | Hotel (public) Kitchen | ILit | all | Sat | - | 1 | 1 | DEER08 HTLp Kit Yr Lt1 WeH | 20 | 74.8 | 20 | 74.8 | 20 | 74.8 | 20 | 74.8 | 100 | 100 |  | Hotel (public) Kitchen ILit Sat | 3789 | 20 | 74.8 | 20 | 74.8
9031 | 1 | -99 | 7 | -99 | 3789 | -1 | 20 | 74.8 | 20 | 74.8 | 20 | 74.8 | 100 | 100 | ; | Hotel (public) Kitchen | ILit | all | Sun | - | 1 | 1 | DEER08 HTLp Kit Yr Lt1 WeH | 20 | 74.8 | 20 | 74.8 | 20 | 74.8 | 20 | 74.8 | 100 | 100 |  | Hotel (public) Kitchen ILit Sun | 3789 | 20 | 74.8 | 20 | 74.8
9031 | 1 | -99 | 8 | -99 | 3789 | -1 | 20 | 74.8 | 20 | 74.8 | 20 | 74.8 | 100 | 100 | ; | Hotel (public) Kitchen | ILit | all | Hol | - | 1 | 1 | DEER08 HTLp Kit Yr Lt1 WeH | 20 | 74.8 | 20 | 74.8 | 20 | 74.8 | 20 | 74.8 | 100 | 100 |  | Hotel (public) Kitchen ILit Hol | 3789 | 20 | 74.8 | 20 | 74.8
9031 | 1 | -99 | 11 | -99 | 2 | -1 | 5 | 5 | 5 | 5 | 5 | 5 | 5 | 5 | ; | Hotel (public) Kitchen | ILit | all | Cls | - | 0.05 | 0.05 | Always On | 100 | 100 | 100 | 100 | 100 | 100 | 100 | 100 | 100 | 100 |  | Hotel (public) Kitchen ILit Cls | 2 | 5 | 5 | 5 | 5
9031 | 1 | 2 | -99 | -99 | 3872 | -1 | 25 | 66 | 25 | 66 | 25 | 66 | 100 | 100 | ; | Hotel (public) Kitchen | ILit | all | all | - | 1 | 1 | DEER08 HTLp Kit Yr Lt2 Wd | 25 | 66 | 25 | 66 | 25 | 66 | 25 | 66 | 100 | 100 |  | Hotel (public) Kitchen ILit2 all | 3872 | 25 | 66 | 25 | 66
9031 | 1 | -99 | -99 | -99 | 3788 | -1 | 20 | 88 | 20 | 88 | 20 | 88 | 100 | 100 | ; | Hotel (public) Kitchen | ILit | all | all | - | 1 | 1 | DEER08 HTLp Kit Yr Lt1 Wd | 20 | 88 | 20 | 88 | 20 | 88 | 20 | 88 | 100 | 100 |  | Hotel (public) Kitchen ILit all | 3788 | 20 | 88 | 20 | 88
9031 | 6 | -99 | -99 | 0 | 2 | -1 | 5 | 5 | 5 | 5 | 5 | 5 | 5 | 5 | ; | Hotel (public) Kitchen | Misc | all | all | No | 0.05 | 0.05 | Always On | 100 | 100 |  |  |  |  | - n/a - | - n/a - | 100 | 100 |  | Hotel (public) Kitchen Misc all Closed | 2 | 5 | 5 | 5 | 5
9031 | 6 | -99 | 6 | -99 | 3218 | -1 | 23 | 80 | 23 | 80 | 23 | 80 | 23 | 80 | ; | Hotel (public) Kitchen | Misc | all | Sat | - | 1 | 1 | DEER HTLp Kit Yr Eq WeH | 23 | 80 |  |  |  |  | - n/a - | - n/a - | 23 | 80 |  | Hotel (public) Kitchen Misc Sat | 3218 | 23 | 80 | 23 | 80
9031 | 6 | -99 | 7 | -99 | 3218 | -1 | 23 | 80 | 23 | 80 | 23 | 80 | 23 | 80 | ; | Hotel (public) Kitchen | Misc | all | Sun | - | 1 | 1 | DEER HTLp Kit Yr Eq WeH | 23 | 80 |  |  |  |  | - n/a - | - n/a - | 23 | 80 |  | Hotel (public) Kitchen Misc Sun | 3218 | 23 | 80 | 23 | 80
9031 | 6 | -99 | 8 | -99 | 3218 | -1 | 23 | 80 | 23 | 80 | 23 | 80 | 23 | 80 | ; | Hotel (public) Kitchen | Misc | all | Hol | - | 1 | 1 | DEER HTLp Kit Yr Eq WeH | 23 | 80 |  |  |  |  | - n/a - | - n/a - | 23 | 80 |  | Hotel (public) Kitchen Misc Hol | 3218 | 23 | 80 | 23 | 80
9031 | 6 | -99 | 11 | -99 | 2 | -1 | 5 | 5 | 5 | 5 | 5 | 5 | 5 | 5 | ; | Hotel (public) Kitchen | Misc | all | Cls | - | 0.05 | 0.05 | Always On | 100 | 100 |  |  |  |  | - n/a - | - n/a - | 100 | 100 |  | Hotel (public) Kitchen Misc Cls | 2 | 5 | 5 | 5 | 5
9031 | 6 | -99 | -99 | -99 | 3217 | -1 | 23 | 80 | 23 | 80 | 23 | 80 | 23 | 80 | ; | Hotel (public) Kitchen | Misc | all | all | - | 1 | 1 | DEER HTLp Kit Yr Eq Wd | 23 | 80 |  |  |  |  | - n/a - | - n/a - | 23 | 80 |  | Hotel (public) Kitchen Misc all | 3217 | 23 | 80 | 23 | 80
9031 | 4 | -99 | -99 | 0 | 2 | -1 | 2 | 2 | 2 | 2 | 2 | 2 | 2 | 2 | ; | Hotel (public) Kitchen | Cook | all | all | No | 0.02 | 0.02 | Always On | 100 | 100 |  |  |  |  | - n/a - | - n/a - | 100 | 100 |  | Hotel (public) Kitchen Cook all Closed | 2 | 2 | 2 | 2 | 2
9031 | 4 | -99 | 6 | -99 | 3220 | -1 | 23 | 80 | 23 | 80 | 23 | 80 | 23 | 80 | ; | Hotel (public) Kitchen | Cook | all | Sat | - | 1 | 1 | DEER HTLp Kit Yr Ck WeH | 23 | 80 |  |  |  |  | - n/a - | - n/a - | 23 | 80 |  | Hotel (public) Kitchen Cook Sat | 3220 | 23 | 80 | 23 | 80
9031 | 4 | -99 | 7 | -99 | 3220 | -1 | 23 | 80 | 23 | 80 | 23 | 80 | 23 | 80 | ; | Hotel (public) Kitchen | Cook | all | Sun | - | 1 | 1 | DEER HTLp Kit Yr Ck WeH | 23 | 80 |  |  |  |  | - n/a - | - n/a - | 23 | 80 |  | Hotel (public) Kitchen Cook Sun | 3220 | 23 | 80 | 23 | 80
9031 | 4 | -99 | 8 | -99 | 3220 | -1 | 23 | 80 | 23 | 80 | 23 | 80 | 23 | 80 | ; | Hotel (public) Kitchen | Cook | all | Hol | - | 1 | 1 | DEER HTLp Kit Yr Ck WeH | 23 | 80 |  |  |  |  | - n/a - | - n/a - | 23 | 80 |  | Hotel (public) Kitchen Cook Hol | 3220 | 23 | 80 | 23 | 80
9031 | 4 | -99 | 11 | -99 | 2 | -1 | 2 | 2 | 2 | 2 | 2 | 2 | 2 | 2 | ; | Hotel (public) Kitchen | Cook | all | Cls | - | 0.02 | 0.02 | Always On | 100 | 100 |  |  |  |  | - n/a - | - n/a - | 100 | 100 |  | Hotel (public) Kitchen Cook Cls | 2 | 2 | 2 | 2 | 2
9031 | 4 | -99 | -99 | -99 | 3219 | -1 | 23 | 80 | 23 | 80 | 23 | 80 | 23 | 80 | ; | Hotel (public) Kitchen | Cook | all | all | - | 1 | 1 | DEER HTLp Kit Yr Ck Wd | 23 | 80 |  |  |  |  | - n/a - | - n/a - | 23 | 80 |  | Hotel (public) Kitchen Cook all | 3219 | 23 | 80 | 23 | 80
9041 | 8 | -99 | -99 | 0 | 1 | -1 | 0 | 0 | 0 | 0 | 0 | 0 | 0 | 0 | ; | Hotel (public) Lobby | Occup | all | all | No | 1 | 1 | Always Off | 0 | 0 |  |  |  |  | - n/a - | - n/a - | 0 | 0 |  | Hotel (public) Lobby Occup all Closed | 1 | 0 | 0 | 0 | 0
9041 | 8 | -99 | 6 | -99 | 3222 | -1 | 28 | 80 | 28 | 80 | 28 | 80 | 28 | 80 | ; | Hotel (public) Lobby | Occup | all | Sat | - | 1 | 1 | DEER HTLp Lby Yr Oc WeH | 28 | 80 |  |  |  |  | - n/a - | - n/a - | 28 | 80 |  | Hotel (public) Lobby Occup Sat | 3222 | 28 | 80 | 28 | 80
9041 | 8 | -99 | 7 | -99 | 3222 | -1 | 28 | 80 | 28 | 80 | 28 | 80 | 28 | 80 | ; | Hotel (public) Lobby | Occup | all | Sun | - | 1 | 1 | DEER HTLp Lby Yr Oc WeH | 28 | 80 |  |  |  |  | - n/a - | - n/a - | 28 | 80 |  | Hotel (public) Lobby Occup Sun | 3222 | 28 | 80 | 28 | 80
9041 | 8 | -99 | 8 | -99 | 3222 | -1 | 28 | 80 | 28 | 80 | 28 | 80 | 28 | 80 | ; | Hotel (public) Lobby | Occup | all | Hol | - | 1 | 1 | DEER HTLp Lby Yr Oc WeH | 28 | 80 |  |  |  |  | - n/a - | - n/a - | 28 | 80 |  | Hotel (public) Lobby Occup Hol | 3222 | 28 | 80 | 28 | 80
9041 | 8 | -99 | 11 | -99 | 1 | -1 | 0 | 0 | 0 | 0 | 0 | 0 | 0 | 0 | ; | Hotel (public) Lobby | Occup | all | Cls | - | 1 | 1 | Always Off | 0 | 0 |  |  |  |  | - n/a - | - n/a - | 0 | 0 |  | Hotel (public) Lobby Occup Cls | 1 | 0 | 0 | 0 | 0
9041 | 8 | -99 | -99 | -99 | 3221 | -1 | 28 | 80 | 28 | 80 | 28 | 80 | 28 | 80 | ; | Hotel (public) Lobby | Occup | all | all | - | 1 | 1 | DEER HTLp Lby Yr Oc Wd | 28 | 80 |  |  |  |  | - n/a - | - n/a - | 28 | 80 |  | Hotel (public) Lobby Occup all | 3221 | 28 | 80 | 28 | 80
9041 | 1 | -99 | -99 | 0 | 2 | -1 | 5 | 5 | 5 | 5 | 5 | 5 | 5 | 5 | ; | Hotel (public) Lobby | ILit | all | all | No | 0.05 | 0.05 | Always On | 100 | 100 | 100 | 100 | 100 | 100 | 100 | 100 | 100 | 100 |  | Hotel (public) Lobby ILit all Closed | 2 | 5 | 5 | 5 | 5
9041 | 1 | -99 | 11 | -99 | 2 | -1 | 5 | 5 | 5 | 5 | 5 | 5 | 5 | 5 | ; | Hotel (public) Lobby | ILit | all | Cls | - | 0.05 | 0.05 | Always On | 100 | 100 | 100 | 100 | 100 | 100 | 100 | 100 | 100 | 100 |  | Hotel (public) Lobby ILit Cls | 2 | 5 | 5 | 5 | 5
9041 | 1 | -99 | -99 | -99 | 2 | -1 | 90 | 90 | 67.5 | 67.5 | 90 | 90 | 100 | 100 | ; | Hotel (public) Lobby | ILit | all | all | - | 1 | 1 | Always On | 100 | 100 | 90 | 90 | 67.5 | 67.5 | 90 | 90 | 100 | 100 |  | Hotel (public) Lobby ILit all | 2 | 90 | 90 | 67.5 | 67.5
9041 | 6 | -99 | -99 | 0 | 2 | -1 | 5 | 5 | 5 | 5 | 5 | 5 | 5 | 5 | ; | Hotel (public) Lobby | Misc | all | all | No | 0.05 | 0.05 | Always On | 100 | 100 |  |  |  |  | - n/a - | - n/a - | 100 | 100 |  | Hotel (public) Lobby Misc all Closed | 2 | 5 | 5 | 5 | 5
9041 | 6 | -99 | 6 | -99 | 3224 | -1 | 28 | 80 | 28 | 80 | 28 | 80 | 28 | 80 | ; | Hotel (public) Lobby | Misc | all | Sat | - | 1 | 1 | DEER HTLp Lby Yr Eq WeH | 28 | 80 |  |  |  |  | - n/a - | - n/a - | 28 | 80 |  | Hotel (public) Lobby Misc Sat | 3224 | 28 | 80 | 28 | 80
9041 | 6 | -99 | 7 | -99 | 3224 | -1 | 28 | 80 | 28 | 80 | 28 | 80 | 28 | 80 | ; | Hotel (public) Lobby | Misc | all | Sun | - | 1 | 1 | DEER HTLp Lby Yr Eq WeH | 28 | 80 |  |  |  |  | - n/a - | - n/a - | 28 | 80 |  | Hotel (public) Lobby Misc Sun | 3224 | 28 | 80 | 28 | 80
9041 | 6 | -99 | 8 | -99 | 3224 | -1 | 28 | 80 | 28 | 80 | 28 | 80 | 28 | 80 | ; | Hotel (public) Lobby | Misc | all | Hol | - | 1 | 1 | DEER HTLp Lby Yr Eq WeH | 28 | 80 |  |  |  |  | - n/a - | - n/a - | 28 | 80 |  | Hotel (public) Lobby Misc Hol | 3224 | 28 | 80 | 28 | 80
9041 | 6 | -99 | 11 | -99 | 2 | -1 | 5 | 5 | 5 | 5 | 5 | 5 | 5 | 5 | ; | Hotel (public) Lobby | Misc | all | Cls | - | 0.05 | 0.05 | Always On | 100 | 100 |  |  |  |  | - n/a - | - n/a - | 100 | 100 |  | Hotel (public) Lobby Misc Cls | 2 | 5 | 5 | 5 | 5
9041 | 6 | -99 | -99 | -99 | 3223 | -1 | 28 | 80 | 28 | 80 | 28 | 80 | 28 | 80 | ; | Hotel (public) Lobby | Misc | all | all | - | 1 | 1 | DEER HTLp Lby Yr Eq Wd | 28 | 80 |  |  |  |  | - n/a - | - n/a - | 28 | 80 |  | Hotel (public) Lobby Misc all | 3223 | 28 | 80 | 28 | 80
9051 | 8 | -99 | -99 | 0 | 1 | -1 | 0 | 0 | 0 | 0 | 0 | 0 | 0 | 0 | ; | Hotel (public) Corridor | Occup | all | all | No | 1 | 1 | Always Off | 0 | 0 |  |  |  |  | - n/a - | - n/a - | 0 | 0 |  | Hotel (public) Corridor Occup all Closed | 1 | 0 | 0 | 0 | 0
9051 | 8 | -99 | 6 | -99 | 3226 | -1 | 28 | 80 | 28 | 80 | 28 | 80 | 28 | 80 | ; | Hotel (public) Corridor | Occup | all | Sat | - | 1 | 1 | DEER HTLp Cor Yr Oc WeH | 28 | 80 |  |  |  |  | - n/a - | - n/a - | 28 | 80 |  | Hotel (public) Corridor Occup Sat | 3226 | 28 | 80 | 28 | 80
9051 | 8 | -99 | 7 | -99 | 3226 | -1 | 28 | 80 | 28 | 80 | 28 | 80 | 28 | 80 | ; | Hotel (public) Corridor | Occup | all | Sun | - | 1 | 1 | DEER HTLp Cor Yr Oc WeH | 28 | 80 |  |  |  |  | - n/a - | - n/a - | 28 | 80 |  | Hotel (public) Corridor Occup Sun | 3226 | 28 | 80 | 28 | 80
9051 | 8 | -99 | 8 | -99 | 3226 | -1 | 28 | 80 | 28 | 80 | 28 | 80 | 28 | 80 | ; | Hotel (public) Corridor | Occup | all | Hol | - | 1 | 1 | DEER HTLp Cor Yr Oc WeH | 28 | 80 |  |  |  |  | - n/a - | - n/a - | 28 | 80 |  | Hotel (public) Corridor Occup Hol | 3226 | 28 | 80 | 28 | 80
9051 | 8 | -99 | 11 | -99 | 1 | -1 | 0 | 0 | 0 | 0 | 0 | 0 | 0 | 0 | ; | Hotel (public) Corridor | Occup | all | Cls | - | 1 | 1 | Always Off | 0 | 0 |  |  |  |  | - n/a - | - n/a - | 0 | 0 |  | Hotel (public) Corridor Occup Cls | 1 | 0 | 0 | 0 | 0
9051 | 8 | -99 | -99 | -99 | 3225 | -1 | 28 | 80 | 28 | 80 | 28 | 80 | 28 | 80 | ; | Hotel (public) Corridor | Occup | all | all | - | 1 | 1 | DEER HTLp Cor Yr Oc Wd | 28 | 80 |  |  |  |  | - n/a - | - n/a - | 28 | 80 |  | Hotel (public) Corridor Occup all | 3225 | 28 | 80 | 28 | 80
9051 | 1 | -99 | -99 | 0 | 2 | -1 | 5 | 5 | 5 | 5 | 5 | 5 | 5 | 5 | ; | Hotel (public) Corridor | ILit | all | all | No | 0.05 | 0.05 | Always On | 100 | 100 | 100 | 100 | 100 | 100 | 100 | 100 | 100 | 100 |  | Hotel (public) Corridor ILit all Closed | 2 | 5 | 5 | 5 | 5
9051 | 1 | -99 | 11 | -99 | 2 | -1 | 5 | 5 | 5 | 5 | 5 | 5 | 5 | 5 | ; | Hotel (public) Corridor | ILit | all | Cls | - | 0.05 | 0.05 | Always On | 100 | 100 | 100 | 100 | 100 | 100 | 100 | 100 | 100 | 100 |  | Hotel (public) Corridor ILit Cls | 2 | 5 | 5 | 5 | 5
9051 | 1 | -99 | -99 | -99 | 2 | -1 | 90 | 90 | 67.5 | 67.5 | 90 | 90 | 100 | 100 | ; | Hotel (public) Corridor | ILit | all | all | - | 1 | 1 | Always On | 100 | 100 | 90 | 90 | 67.5 | 67.5 | 90 | 90 | 100 | 100 |  | Hotel (public) Corridor ILit all | 2 | 90 | 90 | 67.5 | 67.5
9051 | 6 | -99 | -99 | 0 | 2 | -1 | 5 | 5 | 5 | 5 | 5 | 5 | 5 | 5 | ; | Hotel (public) Corridor | Misc | all | all | No | 0.05 | 0.05 | Always On | 100 | 100 |  |  |  |  | - n/a - | - n/a - | 100 | 100 |  | Hotel (public) Corridor Misc all Closed | 2 | 5 | 5 | 5 | 5
9051 | 6 | -99 | 6 | -99 | 3228 | -1 | 28 | 80 | 28 | 80 | 28 | 80 | 28 | 80 | ; | Hotel (public) Corridor | Misc | all | Sat | - | 1 | 1 | DEER HTLp Cor Yr Eq WeH | 28 | 80 |  |  |  |  | - n/a - | - n/a - | 28 | 80 |  | Hotel (public) Corridor Misc Sat | 3228 | 28 | 80 | 28 | 80
9051 | 6 | -99 | 7 | -99 | 3228 | -1 | 28 | 80 | 28 | 80 | 28 | 80 | 28 | 80 | ; | Hotel (public) Corridor | Misc | all | Sun | - | 1 | 1 | DEER HTLp Cor Yr Eq WeH | 28 | 80 |  |  |  |  | - n/a - | - n/a - | 28 | 80 |  | Hotel (public) Corridor Misc Sun | 3228 | 28 | 80 | 28 | 80
9051 | 6 | -99 | 8 | -99 | 3228 | -1 | 28 | 80 | 28 | 80 | 28 | 80 | 28 | 80 | ; | Hotel (public) Corridor | Misc | all | Hol | - | 1 | 1 | DEER HTLp Cor Yr Eq WeH | 28 | 80 |  |  |  |  | - n/a - | - n/a - | 28 | 80 |  | Hotel (public) Corridor Misc Hol | 3228 | 28 | 80 | 28 | 80
9051 | 6 | -99 | 11 | -99 | 2 | -1 | 5 | 5 | 5 | 5 | 5 | 5 | 5 | 5 | ; | Hotel (public) Corridor | Misc | all | Cls | - | 0.05 | 0.05 | Always On | 100 | 100 |  |  |  |  | - n/a - | - n/a - | 100 | 100 |  | Hotel (public) Corridor Misc Cls | 2 | 5 | 5 | 5 | 5
9051 | 6 | -99 | -99 | -99 | 3227 | -1 | 28 | 80 | 28 | 80 | 28 | 80 | 28 | 80 | ; | Hotel (public) Corridor | Misc | all | all | - | 1 | 1 | DEER HTLp Cor Yr Eq Wd | 28 | 80 |  |  |  |  | - n/a - | - n/a - | 28 | 80 |  | Hotel (public) Corridor Misc all | 3227 | 28 | 80 | 28 | 80
9061 | 8 | -99 | -99 | 0 | 1 | -1 | 0 | 0 | 0 | 0 | 0 | 0 | 0 | 0 | ; | Hotel (public) Restaurant | Occup | all | all | No | 1 | 1 | Always Off | 0 | 0 |  |  |  |  | - n/a - | - n/a - | 0 | 0 |  | Hotel (public) Restaurant Occup all Closed | 1 | 0 | 0 | 0 | 0
9061 | 8 | -99 | 6 | -99 | 3230 | -1 | 23 | 80 | 23 | 80 | 23 | 80 | 23 | 80 | ; | Hotel (public) Restaurant | Occup | all | Sat | - | 1 | 1 | DEER HTLp Rst Yr Oc WeH | 23 | 80 |  |  |  |  | - n/a - | - n/a - | 23 | 80 |  | Hotel (public) Restaurant Occup Sat | 3230 | 23 | 80 | 23 | 80
9061 | 8 | -99 | 7 | -99 | 3230 | -1 | 23 | 80 | 23 | 80 | 23 | 80 | 23 | 80 | ; | Hotel (public) Restaurant | Occup | all | Sun | - | 1 | 1 | DEER HTLp Rst Yr Oc WeH | 23 | 80 |  |  |  |  | - n/a - | - n/a - | 23 | 80 |  | Hotel (public) Restaurant Occup Sun | 3230 | 23 | 80 | 23 | 80
9061 | 8 | -99 | 8 | -99 | 3230 | -1 | 23 | 80 | 23 | 80 | 23 | 80 | 23 | 80 | ; | Hotel (public) Restaurant | Occup | all | Hol | - | 1 | 1 | DEER HTLp Rst Yr Oc WeH | 23 | 80 |  |  |  |  | - n/a - | - n/a - | 23 | 80 |  | Hotel (public) Restaurant Occup Hol | 3230 | 23 | 80 | 23 | 80
9061 | 8 | -99 | 11 | -99 | 1 | -1 | 0 | 0 | 0 | 0 | 0 | 0 | 0 | 0 | ; | Hotel (public) Restaurant | Occup | all | Cls | - | 1 | 1 | Always Off | 0 | 0 |  |  |  |  | - n/a - | - n/a - | 0 | 0 |  | Hotel (public) Restaurant Occup Cls | 1 | 0 | 0 | 0 | 0
9061 | 8 | -99 | -99 | -99 | 3229 | -1 | 23 | 80 | 23 | 80 | 23 | 80 | 23 | 80 | ; | Hotel (public) Restaurant | Occup | all | all | - | 1 | 1 | DEER HTLp Rst Yr Oc Wd | 23 | 80 |  |  |  |  | - n/a - | - n/a - | 23 | 80 |  | Hotel (public) Restaurant Occup all | 3229 | 23 | 80 | 23 | 80
9061 | 1 | -99 | -99 | 0 | 2 | -1 | 5 | 5 | 5 | 5 | 5 | 5 | 5 | 5 | ; | Hotel (public) Restaurant | ILit | all | all | No | 0.05 | 0.05 | Always On | 100 | 100 | 100 | 100 | 100 | 100 | 100 | 100 | 100 | 100 |  | Hotel (public) Restaurant ILit all Closed | 2 | 5 | 5 | 5 | 5
9061 | 1 | 2 | 6 | -99 | 3875 | -1 | 25 | 33.75 | 25 | 33.75 | 25 | 33.75 | 100 | 100 | ; | Hotel (public) Restaurant | ILit | all | Sat | - | 1 | 1 | DEER08 HTLp Rst Yr Lt2 WeH | 25 | 33.75 | 25 | 33.75 | 25 | 33.75 | 25 | 33.75 | 100 | 100 |  | Hotel (public) Restaurant ILit2 Sat | 3875 | 25 | 33.75 | 25 | 33.75
9061 | 1 | 2 | 7 | -99 | 3875 | -1 | 25 | 33.75 | 25 | 33.75 | 25 | 33.75 | 100 | 100 | ; | Hotel (public) Restaurant | ILit | all | Sun | - | 1 | 1 | DEER08 HTLp Rst Yr Lt2 WeH | 25 | 33.75 | 25 | 33.75 | 25 | 33.75 | 25 | 33.75 | 100 | 100 |  | Hotel (public) Restaurant ILit2 Sun | 3875 | 25 | 33.75 | 25 | 33.75
9061 | 1 | 2 | 8 | -99 | 3875 | -1 | 25 | 33.75 | 25 | 33.75 | 25 | 33.75 | 100 | 100 | ; | Hotel (public) Restaurant | ILit | all | Hol | - | 1 | 1 | DEER08 HTLp Rst Yr Lt2 WeH | 25 | 33.75 | 25 | 33.75 | 25 | 33.75 | 25 | 33.75 | 100 | 100 |  | Hotel (public) Restaurant ILit2 Hol | 3875 | 25 | 33.75 | 25 | 33.75
9061 | 1 | -99 | 6 | -99 | 3791 | -1 | 6 | 45 | 6 | 45 | 6 | 45 | 100 | 100 | ; | Hotel (public) Restaurant | ILit | all | Sat | - | 1 | 1 | DEER08 HTLp Rst Yr Lt1 WeH | 6 | 45 | 6 | 45 | 6 | 45 | 6 | 45 | 100 | 100 |  | Hotel (public) Restaurant ILit Sat | 3791 | 6 | 45 | 6 | 45
9061 | 1 | -99 | 7 | -99 | 3791 | -1 | 6 | 45 | 6 | 45 | 6 | 45 | 100 | 100 | ; | Hotel (public) Restaurant | ILit | all | Sun | - | 1 | 1 | DEER08 HTLp Rst Yr Lt1 WeH | 6 | 45 | 6 | 45 | 6 | 45 | 6 | 45 | 100 | 100 |  | Hotel (public) Restaurant ILit Sun | 3791 | 6 | 45 | 6 | 45
9061 | 1 | -99 | 8 | -99 | 3791 | -1 | 6 | 45 | 6 | 45 | 6 | 45 | 100 | 100 | ; | Hotel (public) Restaurant | ILit | all | Hol | - | 1 | 1 | DEER08 HTLp Rst Yr Lt1 WeH | 6 | 45 | 6 | 45 | 6 | 45 | 6 | 45 | 100 | 100 |  | Hotel (public) Restaurant ILit Hol | 3791 | 6 | 45 | 6 | 45
9061 | 1 | -99 | 11 | -99 | 2 | -1 | 5 | 5 | 5 | 5 | 5 | 5 | 5 | 5 | ; | Hotel (public) Restaurant | ILit | all | Cls | - | 0.05 | 0.05 | Always On | 100 | 100 | 100 | 100 | 100 | 100 | 100 | 100 | 100 | 100 |  | Hotel (public) Restaurant ILit Cls | 2 | 5 | 5 | 5 | 5
9061 | 1 | 2 | -99 | -99 | 3874 | -1 | 25 | 67.5 | 25 | 67.5 | 25 | 67.5 | 100 | 100 | ; | Hotel (public) Restaurant | ILit | all | all | - | 1 | 1 | DEER08 HTLp Rst Yr Lt2 Wd | 25 | 67.5 | 25 | 67.5 | 25 | 67.5 | 25 | 67.5 | 100 | 100 |  | Hotel (public) Restaurant ILit2 all | 3874 | 25 | 67.5 | 25 | 67.5
9061 | 1 | -99 | -99 | -99 | 3790 | -1 | 15 | 90 | 15 | 90 | 15 | 90 | 100 | 100 | ; | Hotel (public) Restaurant | ILit | all | all | - | 1 | 1 | DEER08 HTLp Rst Yr Lt1 Wd | 15 | 90 | 15 | 90 | 15 | 90 | 15 | 90 | 100 | 100 |  | Hotel (public) Restaurant ILit all | 3790 | 15 | 90 | 15 | 90
9061 | 6 | -99 | -99 | 0 | 2 | -1 | 5 | 5 | 5 | 5 | 5 | 5 | 5 | 5 | ; | Hotel (public) Restaurant | Misc | all | all | No | 0.05 | 0.05 | Always On | 100 | 100 |  |  |  |  | - n/a - | - n/a - | 100 | 100 |  | Hotel (public) Restaurant Misc all Closed | 2 | 5 | 5 | 5 | 5
9061 | 6 | -99 | 6 | -99 | 3234 | -1 | 23 | 80 | 23 | 80 | 23 | 80 | 23 | 80 | ; | Hotel (public) Restaurant | Misc | all | Sat | - | 1 | 1 | DEER HTLp Rst Yr Eq WeH | 23 | 80 |  |  |  |  | - n/a - | - n/a - | 23 | 80 |  | Hotel (public) Restaurant Misc Sat | 3234 | 23 | 80 | 23 | 80
9061 | 6 | -99 | 7 | -99 | 3234 | -1 | 23 | 80 | 23 | 80 | 23 | 80 | 23 | 80 | ; | Hotel (public) Restaurant | Misc | all | Sun | - | 1 | 1 | DEER HTLp Rst Yr Eq WeH | 23 | 80 |  |  |  |  | - n/a - | - n/a - | 23 | 80 |  | Hotel (public) Restaurant Misc Sun | 3234 | 23 | 80 | 23 | 80
9061 | 6 | -99 | 8 | -99 | 3234 | -1 | 23 | 80 | 23 | 80 | 23 | 80 | 23 | 80 | ; | Hotel (public) Restaurant | Misc | all | Hol | - | 1 | 1 | DEER HTLp Rst Yr Eq WeH | 23 | 80 |  |  |  |  | - n/a - | - n/a - | 23 | 80 |  | Hotel (public) Restaurant Misc Hol | 3234 | 23 | 80 | 23 | 80
9061 | 6 | -99 | 11 | -99 | 2 | -1 | 5 | 5 | 5 | 5 | 5 | 5 | 5 | 5 | ; | Hotel (public) Restaurant | Misc | all | Cls | - | 0.05 | 0.05 | Always On | 100 | 100 |  |  |  |  | - n/a - | - n/a - | 100 | 100 |  | Hotel (public) Restaurant Misc Cls | 2 | 5 | 5 | 5 | 5
9061 | 6 | -99 | -99 | -99 | 3233 | -1 | 23 | 80 | 23 | 80 | 23 | 80 | 23 | 80 | ; | Hotel (public) Restaurant | Misc | all | all | - | 1 | 1 | DEER HTLp Rst Yr Eq Wd | 23 | 80 |  |  |  |  | - n/a - | - n/a - | 23 | 80 |  | Hotel (public) Restaurant Misc all | 3233 | 23 | 80 | 23 | 80
9071 | 8 | -99 | -99 | 0 | 1 | -1 | 0 | 0 | 0 | 0 | 0 | 0 | 0 | 0 | ; | Hotel (public) Lounge | Occup | all | all | No | 1 | 1 | Always Off | 0 | 0 |  |  |  |  | - n/a - | - n/a - | 0 | 0 |  | Hotel (public) Lounge Occup all Closed | 1 | 0 | 0 | 0 | 0
9071 | 8 | -99 | 6 | -99 | 3236 | -1 | 19 | 67 | 19 | 67 | 19 | 67 | 19 | 67 | ; | Hotel (public) Lounge | Occup | all | Sat | - | 1 | 1 | DEER HTLp Lng Yr Oc WeH | 19 | 67 |  |  |  |  | - n/a - | - n/a - | 19 | 67 |  | Hotel (public) Lounge Occup Sat | 3236 | 19 | 67 | 19 | 67
9071 | 8 | -99 | 7 | -99 | 3236 | -1 | 19 | 67 | 19 | 67 | 19 | 67 | 19 | 67 | ; | Hotel (public) Lounge | Occup | all | Sun | - | 1 | 1 | DEER HTLp Lng Yr Oc WeH | 19 | 67 |  |  |  |  | - n/a - | - n/a - | 19 | 67 |  | Hotel (public) Lounge Occup Sun | 3236 | 19 | 67 | 19 | 67
9071 | 8 | -99 | 8 | -99 | 3236 | -1 | 19 | 67 | 19 | 67 | 19 | 67 | 19 | 67 | ; | Hotel (public) Lounge | Occup | all | Hol | - | 1 | 1 | DEER HTLp Lng Yr Oc WeH | 19 | 67 |  |  |  |  | - n/a - | - n/a - | 19 | 67 |  | Hotel (public) Lounge Occup Hol | 3236 | 19 | 67 | 19 | 67
9071 | 8 | -99 | 11 | -99 | 1 | -1 | 0 | 0 | 0 | 0 | 0 | 0 | 0 | 0 | ; | Hotel (public) Lounge | Occup | all | Cls | - | 1 | 1 | Always Off | 0 | 0 |  |  |  |  | - n/a - | - n/a - | 0 | 0 |  | Hotel (public) Lounge Occup Cls | 1 | 0 | 0 | 0 | 0
9071 | 8 | -99 | -99 | -99 | 3235 | -1 | 19 | 67 | 19 | 67 | 19 | 67 | 19 | 67 | ; | Hotel (public) Lounge | Occup | all | all | - | 1 | 1 | DEER HTLp Lng Yr Oc Wd | 19 | 67 |  |  |  |  | - n/a - | - n/a - | 19 | 67 |  | Hotel (public) Lounge Occup all | 3235 | 19 | 67 | 19 | 67
9071 | 1 | -99 | -99 | 0 | 2 | -1 | 5 | 5 | 5 | 5 | 5 | 5 | 5 | 5 | ; | Hotel (public) Lounge | ILit | all | all | No | 0.05 | 0.05 | Always On | 100 | 100 | 100 | 100 | 100 | 100 | 100 | 100 | 100 | 100 |  | Hotel (public) Lounge ILit all Closed | 2 | 5 | 5 | 5 | 5
9071 | 1 | 2 | 6 | -99 | 3875 | -1 | 25 | 33.75 | 25 | 33.75 | 25 | 33.75 | 100 | 100 | ; | Hotel (public) Lounge | ILit | all | Sat | - | 1 | 1 | DEER08 HTLp Rst Yr Lt2 WeH | 25 | 33.75 | 25 | 33.75 | 25 | 33.75 | 25 | 33.75 | 100 | 100 |  | Hotel (public) Lounge ILit2 Sat | 3875 | 25 | 33.75 | 25 | 33.75
9071 | 1 | 2 | 7 | -99 | 3875 | -1 | 25 | 33.75 | 25 | 33.75 | 25 | 33.75 | 100 | 100 | ; | Hotel (public) Lounge | ILit | all | Sun | - | 1 | 1 | DEER08 HTLp Rst Yr Lt2 WeH | 25 | 33.75 | 25 | 33.75 | 25 | 33.75 | 25 | 33.75 | 100 | 100 |  | Hotel (public) Lounge ILit2 Sun | 3875 | 25 | 33.75 | 25 | 33.75
9071 | 1 | 2 | 8 | -99 | 3875 | -1 | 25 | 33.75 | 25 | 33.75 | 25 | 33.75 | 100 | 100 | ; | Hotel (public) Lounge | ILit | all | Hol | - | 1 | 1 | DEER08 HTLp Rst Yr Lt2 WeH | 25 | 33.75 | 25 | 33.75 | 25 | 33.75 | 25 | 33.75 | 100 | 100 |  | Hotel (public) Lounge ILit2 Hol | 3875 | 25 | 33.75 | 25 | 33.75
9071 | 1 | -99 | 6 | -99 | 3791 | -1 | 6 | 45 | 6 | 45 | 6 | 45 | 100 | 100 | ; | Hotel (public) Lounge | ILit | all | Sat | - | 1 | 1 | DEER08 HTLp Rst Yr Lt1 WeH | 6 | 45 | 6 | 45 | 6 | 45 | 6 | 45 | 100 | 100 |  | Hotel (public) Lounge ILit Sat | 3791 | 6 | 45 | 6 | 45
9071 | 1 | -99 | 7 | -99 | 3791 | -1 | 6 | 45 | 6 | 45 | 6 | 45 | 100 | 100 | ; | Hotel (public) Lounge | ILit | all | Sun | - | 1 | 1 | DEER08 HTLp Rst Yr Lt1 WeH | 6 | 45 | 6 | 45 | 6 | 45 | 6 | 45 | 100 | 100 |  | Hotel (public) Lounge ILit Sun | 3791 | 6 | 45 | 6 | 45
9071 | 1 | -99 | 8 | -99 | 3791 | -1 | 6 | 45 | 6 | 45 | 6 | 45 | 100 | 100 | ; | Hotel (public) Lounge | ILit | all | Hol | - | 1 | 1 | DEER08 HTLp Rst Yr Lt1 WeH | 6 | 45 | 6 | 45 | 6 | 45 | 6 | 45 | 100 | 100 |  | Hotel (public) Lounge ILit Hol | 3791 | 6 | 45 | 6 | 45
9071 | 1 | -99 | 11 | -99 | 2 | -1 | 5 | 5 | 5 | 5 | 5 | 5 | 5 | 5 | ; | Hotel (public) Lounge | ILit | all | Cls | - | 0.05 | 0.05 | Always On | 100 | 100 | 100 | 100 | 100 | 100 | 100 | 100 | 100 | 100 |  | Hotel (public) Lounge ILit Cls | 2 | 5 | 5 | 5 | 5
9071 | 1 | 2 | -99 | -99 | 3874 | -1 | 25 | 67.5 | 25 | 67.5 | 25 | 67.5 | 100 | 100 | ; | Hotel (public) Lounge | ILit | all | all | - | 1 | 1 | DEER08 HTLp Rst Yr Lt2 Wd | 25 | 67.5 | 25 | 67.5 | 25 | 67.5 | 25 | 67.5 | 100 | 100 |  | Hotel (public) Lounge ILit2 all | 3874 | 25 | 67.5 | 25 | 67.5
9071 | 1 | -99 | -99 | -99 | 3790 | -1 | 15 | 90 | 15 | 90 | 15 | 90 | 100 | 100 | ; | Hotel (public) Lounge | ILit | all | all | - | 1 | 1 | DEER08 HTLp Rst Yr Lt1 Wd | 15 | 90 | 15 | 90 | 15 | 90 | 15 | 90 | 100 | 100 |  | Hotel (public) Lounge ILit all | 3790 | 15 | 90 | 15 | 90
9071 | 6 | -99 | -99 | 0 | 2 | -1 | 5 | 5 | 5 | 5 | 5 | 5 | 5 | 5 | ; | Hotel (public) Lounge | Misc | all | all | No | 0.05 | 0.05 | Always On | 100 | 100 |  |  |  |  | - n/a - | - n/a - | 100 | 100 |  | Hotel (public) Lounge Misc all Closed | 2 | 5 | 5 | 5 | 5
9071 | 6 | -99 | 6 | -99 | 3238 | -1 | 19 | 67 | 19 | 67 | 19 | 67 | 19 | 67 | ; | Hotel (public) Lounge | Misc | all | Sat | - | 1 | 1 | DEER HTLp Lng Yr Eq WeH | 19 | 67 |  |  |  |  | - n/a - | - n/a - | 19 | 67 |  | Hotel (public) Lounge Misc Sat | 3238 | 19 | 67 | 19 | 67
9071 | 6 | -99 | 7 | -99 | 3238 | -1 | 19 | 67 | 19 | 67 | 19 | 67 | 19 | 67 | ; | Hotel (public) Lounge | Misc | all | Sun | - | 1 | 1 | DEER HTLp Lng Yr Eq WeH | 19 | 67 |  |  |  |  | - n/a - | - n/a - | 19 | 67 |  | Hotel (public) Lounge Misc Sun | 3238 | 19 | 67 | 19 | 67
9071 | 6 | -99 | 8 | -99 | 3238 | -1 | 19 | 67 | 19 | 67 | 19 | 67 | 19 | 67 | ; | Hotel (public) Lounge | Misc | all | Hol | - | 1 | 1 | DEER HTLp Lng Yr Eq WeH | 19 | 67 |  |  |  |  | - n/a - | - n/a - | 19 | 67 |  | Hotel (public) Lounge Misc Hol | 3238 | 19 | 67 | 19 | 67
9071 | 6 | -99 | 11 | -99 | 2 | -1 | 5 | 5 | 5 | 5 | 5 | 5 | 5 | 5 | ; | Hotel (public) Lounge | Misc | all | Cls | - | 0.05 | 0.05 | Always On | 100 | 100 |  |  |  |  | - n/a - | - n/a - | 100 | 100 |  | Hotel (public) Lounge Misc Cls | 2 | 5 | 5 | 5 | 5
9071 | 6 | -99 | -99 | -99 | 3237 | -1 | 19 | 67 | 19 | 67 | 19 | 67 | 19 | 67 | ; | Hotel (public) Lounge | Misc | all | all | - | 1 | 1 | DEER HTLp Lng Yr Eq Wd | 19 | 67 |  |  |  |  | - n/a - | - n/a - | 19 | 67 |  | Hotel (public) Lounge Misc all | 3237 | 19 | 67 | 19 | 67
9101 | 8 | -99 | -99 | 0 | 1 | -1 | 0 | 0 | 0 | 0 | 0 | 0 | 0 | 0 | ; | Hotel Rooms (unoccup) | Occup | all | all | No | 1 | 1 | Always Off | 0 | 0 |  |  |  |  | - n/a - | - n/a - | 0 | 0 |  | Hotel Rooms (unoccup) Occup all Closed | 1 | 0 | 0 | 0 | 0
9101 | 8 | -99 | 11 | -99 | 1 | -1 | 0 | 0 | 0 | 0 | 0 | 0 | 0 | 0 | ; | Hotel Rooms (unoccup) | Occup | all | Cls | - | 1 | 1 | Always Off | 0 | 0 |  |  |  |  | - n/a - | - n/a - | 0 | 0 |  | Hotel Rooms (unoccup) Occup Cls | 1 | 0 | 0 | 0 | 0
9101 | 8 | -99 | -99 | -99 | 1 | -1 | 0 | 0 | 0 | 0 | 0 | 0 | 0 | 0 | ; | Hotel Rooms (unoccup) | Occup | all | all | - | 1 | 1 | Always Off | 0 | 0 |  |  |  |  | - n/a - | - n/a - | 0 | 0 |  | Hotel Rooms (unoccup) Occup all | 1 | 0 | 0 | 0 | 0
9101 | 1 | -99 | -99 | 0 | 1 | -1 | 0 | 0 | 0 | 0 | 0 | 0 | 0 | 0 | ; | Hotel Rooms (unoccup) | ILit | all | all | No | 1 | 1 | Always Off | 0 | 0 | 0 | 0 | 0 | 0 | 0 | 0 | 0 | 0 |  | Hotel Rooms (unoccup) ILit all Closed | 1 | 0 | 0 | 0 | 0
9101 | 1 | -99 | 11 | -99 | 1 | -1 | 0 | 0 | 0 | 0 | 0 | 0 | 0 | 0 | ; | Hotel Rooms (unoccup) | ILit | all | Cls | - | 1 | 1 | Always Off | 0 | 0 | 0 | 0 | 0 | 0 | 0 | 0 | 0 | 0 |  | Hotel Rooms (unoccup) ILit Cls | 1 | 0 | 0 | 0 | 0
9101 | 1 | -99 | -99 | -99 | 1 | -1 | 0 | 0 | 0 | 0 | 0 | 0 | 0 | 0 | ; | Hotel Rooms (unoccup) | ILit | all | all | - | 1 | 1 | Always Off | 0 | 0 | 0 | 0 | 0 | 0 | 0 | 0 | 0 | 0 |  | Hotel Rooms (unoccup) ILit all | 1 | 0 | 0 | 0 | 0
9101 | 6 | -99 | -99 | 0 | 2 | -1 | 5 | 5 | 5 | 5 | 5 | 5 | 5 | 5 | ; | Hotel Rooms (unoccup) | Misc | all | all | No | 0.05 | 0.05 | Always On | 100 | 100 |  |  |  |  | - n/a - | - n/a - | 100 | 100 |  | Hotel Rooms (unoccup) Misc all Closed | 2 | 5 | 5 | 5 | 5
9101 | 6 | -99 | 11 | -99 | 2 | -1 | 5 | 5 | 5 | 5 | 5 | 5 | 5 | 5 | ; | Hotel Rooms (unoccup) | Misc | all | Cls | - | 0.05 | 0.05 | Always On | 100 | 100 |  |  |  |  | - n/a - | - n/a - | 100 | 100 |  | Hotel Rooms (unoccup) Misc Cls | 2 | 5 | 5 | 5 | 5
9101 | 6 | -99 | -99 | -99 | 2 | -1 | 10 | 10 | 10 | 10 | 10 | 10 | 10 | 10 | ; | Hotel Rooms (unoccup) | Misc | all | all | - | 0.1 | 0.1 | Always On | 100 | 100 |  |  |  |  | - n/a - | - n/a - | 100 | 100 |  | Hotel Rooms (unoccup) Misc all | 2 | 10 | 10 | 10 | 10
9081 | 8 | -99 | -99 | 0 | 1 | -1 | 0 | 0 | 0 | 0 | 0 | 0 | 0 | 0 | ; | Hotel Rooms (occupied) | Occup | all | all | No | 1 | 1 | Always Off | 0 | 0 |  |  |  |  | - n/a - | - n/a - | 0 | 0 |  | Hotel Rooms (occupied) Occup all Closed | 1 | 0 | 0 | 0 | 0
9081 | 8 | -99 | 6 | -99 | 3242 | -1 | 10 | 100 | 10 | 100 | 10 | 100 | 10 | 100 | ; | Hotel Rooms (occupied) | Occup | all | Sat | - | 1 | 1 | DEER HTLr Rms Yr Oc WeH | 10 | 100 |  |  |  |  | - n/a - | - n/a - | 10 | 100 |  | Hotel Rooms (occupied) Occup Sat | 3242 | 10 | 100 | 10 | 100
9081 | 8 | -99 | 7 | -99 | 3242 | -1 | 10 | 100 | 10 | 100 | 10 | 100 | 10 | 100 | ; | Hotel Rooms (occupied) | Occup | all | Sun | - | 1 | 1 | DEER HTLr Rms Yr Oc WeH | 10 | 100 |  |  |  |  | - n/a - | - n/a - | 10 | 100 |  | Hotel Rooms (occupied) Occup Sun | 3242 | 10 | 100 | 10 | 100
9081 | 8 | -99 | 8 | -99 | 3242 | -1 | 10 | 100 | 10 | 100 | 10 | 100 | 10 | 100 | ; | Hotel Rooms (occupied) | Occup | all | Hol | - | 1 | 1 | DEER HTLr Rms Yr Oc WeH | 10 | 100 |  |  |  |  | - n/a - | - n/a - | 10 | 100 |  | Hotel Rooms (occupied) Occup Hol | 3242 | 10 | 100 | 10 | 100
9081 | 8 | -99 | 11 | -99 | 1 | -1 | 0 | 0 | 0 | 0 | 0 | 0 | 0 | 0 | ; | Hotel Rooms (occupied) | Occup | all | Cls | - | 1 | 1 | Always Off | 0 | 0 |  |  |  |  | - n/a - | - n/a - | 0 | 0 |  | Hotel Rooms (occupied) Occup Cls | 1 | 0 | 0 | 0 | 0
9081 | 8 | -99 | -99 | -99 | 3241 | -1 | 10 | 100 | 10 | 100 | 10 | 100 | 10 | 100 | ; | Hotel Rooms (occupied) | Occup | all | all | - | 1 | 1 | DEER HTLr Rms Yr Oc Wd | 10 | 100 |  |  |  |  | - n/a - | - n/a - | 10 | 100 |  | Hotel Rooms (occupied) Occup all | 3241 | 10 | 100 | 10 | 100
9081 | 1 | -99 | -99 | 0 | 2 | -1 | 5 | 5 | 5 | 5 | 5 | 5 | 5 | 5 | ; | Hotel Rooms (occupied) | ILit | all | all | No | 0.05 | 0.05 | Always On | 100 | 100 | 100 | 100 | 100 | 100 | 100 | 100 | 100 | 100 |  | Hotel Rooms (occupied) ILit all Closed | 2 | 5 | 5 | 5 | 5
9081 | 1 | 2 | 6 | -99 | 3877 | -1 | 4.6771 | 19.3774 | 4.6771 | 19.3774 | 4.6771 | 19.3774 | 100 | 100 | ; | Hotel Rooms (occupied) | ILit | all | Sat | - | 1 | 1 | DEER08 HTLr Rms Yr Lt2 WeH | 4.6771 | 19.3774 | 4.6771 | 19.3774 | 4.6771 | 19.3774 | 4.6771 | 19.3774 | 100 | 100 |  | Hotel Rooms (occupied) ILit2 Sat | 3877 | 4.6771 | 19.3774 | 4.6771 | 19.3774
9081 | 1 | 2 | 7 | -99 | 3877 | -1 | 4.6771 | 19.3774 | 4.6771 | 19.3774 | 4.6771 | 19.3774 | 100 | 100 | ; | Hotel Rooms (occupied) | ILit | all | Sun | - | 1 | 1 | DEER08 HTLr Rms Yr Lt2 WeH | 4.6771 | 19.3774 | 4.6771 | 19.3774 | 4.6771 | 19.3774 | 4.6771 | 19.3774 | 100 | 100 |  | Hotel Rooms (occupied) ILit2 Sun | 3877 | 4.6771 | 19.3774 | 4.6771 | 19.3774
9081 | 1 | 2 | 8 | -99 | 3877 | -1 | 4.6771 | 19.3774 | 4.6771 | 19.3774 | 4.6771 | 19.3774 | 100 | 100 | ; | Hotel Rooms (occupied) | ILit | all | Hol | - | 1 | 1 | DEER08 HTLr Rms Yr Lt2 WeH | 4.6771 | 19.3774 | 4.6771 | 19.3774 | 4.6771 | 19.3774 | 4.6771 | 19.3774 | 100 | 100 |  | Hotel Rooms (occupied) ILit2 Hol | 3877 | 4.6771 | 19.3774 | 4.6771 | 19.3774
9081 | 1 | -99 | 6 | -99 | 3793 | -1 | 4.6771 | 19.3774 | 4.6771 | 19.3774 | 4.6771 | 19.3774 | 100 | 100 | ; | Hotel Rooms (occupied) | ILit | all | Sat | - | 1 | 1 | DEER08 HTLr Rms Yr Lt1 WeH | 4.6771 | 19.3774 | 4.6771 | 19.3774 | 4.6771 | 19.3774 | 4.6771 | 19.3774 | 100 | 100 |  | Hotel Rooms (occupied) ILit Sat | 3793 | 4.6771 | 19.3774 | 4.6771 | 19.3774
9081 | 1 | -99 | 7 | -99 | 3793 | -1 | 4.6771 | 19.3774 | 4.6771 | 19.3774 | 4.6771 | 19.3774 | 100 | 100 | ; | Hotel Rooms (occupied) | ILit | all | Sun | - | 1 | 1 | DEER08 HTLr Rms Yr Lt1 WeH | 4.6771 | 19.3774 | 4.6771 | 19.3774 | 4.6771 | 19.3774 | 4.6771 | 19.3774 | 100 | 100 |  | Hotel Rooms (occupied) ILit Sun | 3793 | 4.6771 | 19.3774 | 4.6771 | 19.3774
9081 | 1 | -99 | 8 | -99 | 3793 | -1 | 4.6771 | 19.3774 | 4.6771 | 19.3774 | 4.6771 | 19.3774 | 100 | 100 | ; | Hotel Rooms (occupied) | ILit | all | Hol | - | 1 | 1 | DEER08 HTLr Rms Yr Lt1 WeH | 4.6771 | 19.3774 | 4.6771 | 19.3774 | 4.6771 | 19.3774 | 4.6771 | 19.3774 | 100 | 100 |  | Hotel Rooms (occupied) ILit Hol | 3793 | 4.6771 | 19.3774 | 4.6771 | 19.3774
9081 | 1 | -99 | 11 | -99 | 2 | -1 | 5 | 5 | 5 | 5 | 5 | 5 | 5 | 5 | ; | Hotel Rooms (occupied) | ILit | all | Cls | - | 0.05 | 0.05 | Always On | 100 | 100 | 100 | 100 | 100 | 100 | 100 | 100 | 100 | 100 |  | Hotel Rooms (occupied) ILit Cls | 2 | 5 | 5 | 5 | 5
9081 | 1 | 2 | -99 | -99 | 3876 | -1 | 4.6771 | 19.3774 | 4.6771 | 19.3774 | 4.6771 | 19.3774 | 100 | 100 | ; | Hotel Rooms (occupied) | ILit | all | all | - | 1 | 1 | DEER08 HTLr Rms Yr Lt2 Wd | 4.6771 | 19.3774 | 4.6771 | 19.3774 | 4.6771 | 19.3774 | 4.6771 | 19.3774 | 100 | 100 |  | Hotel Rooms (occupied) ILit2 all | 3876 | 4.6771 | 19.3774 | 4.6771 | 19.3774
9081 | 1 | -99 | -99 | -99 | 3792 | -1 | 4.6771 | 19.3774 | 4.6771 | 19.3774 | 4.6771 | 19.3774 | 100 | 100 | ; | Hotel Rooms (occupied) | ILit | all | all | - | 1 | 1 | DEER08 HTLr Rms Yr Lt1 Wd | 4.6771 | 19.3774 | 4.6771 | 19.3774 | 4.6771 | 19.3774 | 4.6771 | 19.3774 | 100 | 100 |  | Hotel Rooms (occupied) ILit all | 3792 | 4.6771 | 19.3774 | 4.6771 | 19.3774
9081 | 6 | -99 | -99 | 0 | 2 | -1 | 5 | 5 | 5 | 5 | 5 | 5 | 5 | 5 | ; | Hotel Rooms (occupied) | Misc | all | all | No | 0.05 | 0.05 | Always On | 100 | 100 |  |  |  |  | - n/a - | - n/a - | 100 | 100 |  | Hotel Rooms (occupied) Misc all Closed | 2 | 5 | 5 | 5 | 5
9081 | 6 | -99 | 6 | -99 | 3246 | -1 | 20 | 80 | 20 | 80 | 20 | 80 | 20 | 80 | ; | Hotel Rooms (occupied) | Misc | all | Sat | - | 1 | 1 | DEER HTLr Rms Yr Eq WeH | 20 | 80 |  |  |  |  | - n/a - | - n/a - | 20 | 80 |  | Hotel Rooms (occupied) Misc Sat | 3246 | 20 | 80 | 20 | 80
9081 | 6 | -99 | 7 | -99 | 3246 | -1 | 20 | 80 | 20 | 80 | 20 | 80 | 20 | 80 | ; | Hotel Rooms (occupied) | Misc | all | Sun | - | 1 | 1 | DEER HTLr Rms Yr Eq WeH | 20 | 80 |  |  |  |  | - n/a - | - n/a - | 20 | 80 |  | Hotel Rooms (occupied) Misc Sun | 3246 | 20 | 80 | 20 | 80
9081 | 6 | -99 | 8 | -99 | 3246 | -1 | 20 | 80 | 20 | 80 | 20 | 80 | 20 | 80 | ; | Hotel Rooms (occupied) | Misc | all | Hol | - | 1 | 1 | DEER HTLr Rms Yr Eq WeH | 20 | 80 |  |  |  |  | - n/a - | - n/a - | 20 | 80 |  | Hotel Rooms (occupied) Misc Hol | 3246 | 20 | 80 | 20 | 80
9081 | 6 | -99 | 11 | -99 | 2 | -1 | 5 | 5 | 5 | 5 | 5 | 5 | 5 | 5 | ; | Hotel Rooms (occupied) | Misc | all | Cls | - | 0.05 | 0.05 | Always On | 100 | 100 |  |  |  |  | - n/a - | - n/a - | 100 | 100 |  | Hotel Rooms (occupied) Misc Cls | 2 | 5 | 5 | 5 | 5
9081 | 6 | -99 | -99 | -99 | 3245 | -1 | 20 | 80 | 20 | 80 | 20 | 80 | 20 | 80 | ; | Hotel Rooms (occupied) | Misc | all | all | - | 1 | 1 | DEER HTLr Rms Yr Eq Wd | 20 | 80 |  |  |  |  | - n/a - | - n/a - | 20 | 80 |  | Hotel Rooms (occupied) Misc all | 3245 | 20 | 80 | 20 | 80
9091 | 8 | -99 | -99 | 0 | 1 | -1 | 0 | 0 | 0 | 0 | 0 | 0 | 0 | 0 | ; | Hotel (rooms) Corridor | Occup | all | all | No | 1 | 1 | Always Off | 0 | 0 |  |  |  |  | - n/a - | - n/a - | 0 | 0 |  | Hotel (rooms) Corridor Occup all Closed | 1 | 0 | 0 | 0 | 0
9091 | 8 | -99 | 6 | -99 | 3248 | -1 | 28 | 80 | 28 | 80 | 28 | 80 | 28 | 80 | ; | Hotel (rooms) Corridor | Occup | all | Sat | - | 1 | 1 | DEER HTLr Cor Yr Oc WeH | 28 | 80 |  |  |  |  | - n/a - | - n/a - | 28 | 80 |  | Hotel (rooms) Corridor Occup Sat | 3248 | 28 | 80 | 28 | 80
9091 | 8 | -99 | 7 | -99 | 3248 | -1 | 28 | 80 | 28 | 80 | 28 | 80 | 28 | 80 | ; | Hotel (rooms) Corridor | Occup | all | Sun | - | 1 | 1 | DEER HTLr Cor Yr Oc WeH | 28 | 80 |  |  |  |  | - n/a - | - n/a - | 28 | 80 |  | Hotel (rooms) Corridor Occup Sun | 3248 | 28 | 80 | 28 | 80
9091 | 8 | -99 | 8 | -99 | 3248 | -1 | 28 | 80 | 28 | 80 | 28 | 80 | 28 | 80 | ; | Hotel (rooms) Corridor | Occup | all | Hol | - | 1 | 1 | DEER HTLr Cor Yr Oc WeH | 28 | 80 |  |  |  |  | - n/a - | - n/a - | 28 | 80 |  | Hotel (rooms) Corridor Occup Hol | 3248 | 28 | 80 | 28 | 80
9091 | 8 | -99 | 11 | -99 | 1 | -1 | 0 | 0 | 0 | 0 | 0 | 0 | 0 | 0 | ; | Hotel (rooms) Corridor | Occup | all | Cls | - | 1 | 1 | Always Off | 0 | 0 |  |  |  |  | - n/a - | - n/a - | 0 | 0 |  | Hotel (rooms) Corridor Occup Cls | 1 | 0 | 0 | 0 | 0
9091 | 8 | -99 | -99 | -99 | 3247 | -1 | 28 | 80 | 28 | 80 | 28 | 80 | 28 | 80 | ; | Hotel (rooms) Corridor | Occup | all | all | - | 1 | 1 | DEER HTLr Cor Yr Oc Wd | 28 | 80 |  |  |  |  | - n/a - | - n/a - | 28 | 80 |  | Hotel (rooms) Corridor Occup all | 3247 | 28 | 80 | 28 | 80
9091 | 1 | -99 | -99 | 0 | 2 | -1 | 5 | 5 | 5 | 5 | 5 | 5 | 5 | 5 | ; | Hotel (rooms) Corridor | ILit | all | all | No | 0.05 | 0.05 | Always On | 100 | 100 | 100 | 100 | 100 | 100 | 100 | 100 | 100 | 100 |  | Hotel (rooms) Corridor ILit all Closed | 2 | 5 | 5 | 5 | 5
9091 | 1 | -99 | 11 | -99 | 2 | -1 | 5 | 5 | 5 | 5 | 5 | 5 | 5 | 5 | ; | Hotel (rooms) Corridor | ILit | all | Cls | - | 0.05 | 0.05 | Always On | 100 | 100 | 100 | 100 | 100 | 100 | 100 | 100 | 100 | 100 |  | Hotel (rooms) Corridor ILit Cls | 2 | 5 | 5 | 5 | 5
9091 | 1 | -99 | -99 | -99 | 2 | -1 | 90 | 90 | 70 | 70 | 90 | 90 | 100 | 100 | ; | Hotel (rooms) Corridor | ILit | all | all | - | 1 | 1 | Always On | 100 | 100 | 90 | 90 | 70 | 70 | 90 | 90 | 100 | 100 |  | Hotel (rooms) Corridor ILit all | 2 | 90 | 90 | 70 | 70
9091 | 6 | -99 | -99 | 0 | 2 | -1 | 5 | 5 | 5 | 5 | 5 | 5 | 5 | 5 | ; | Hotel (rooms) Corridor | Misc | all | all | No | 0.05 | 0.05 | Always On | 100 | 100 |  |  |  |  | - n/a - | - n/a - | 100 | 100 |  | Hotel (rooms) Corridor Misc all Closed | 2 | 5 | 5 | 5 | 5
9091 | 6 | -99 | 6 | -99 | 3250 | -1 | 20 | 60 | 20 | 60 | 20 | 60 | 20 | 60 | ; | Hotel (rooms) Corridor | Misc | all | Sat | - | 1 | 1 | DEER HTLr Cor Yr Eq WeH | 20 | 60 |  |  |  |  | - n/a - | - n/a - | 20 | 60 |  | Hotel (rooms) Corridor Misc Sat | 3250 | 20 | 60 | 20 | 60
9091 | 6 | -99 | 7 | -99 | 3250 | -1 | 20 | 60 | 20 | 60 | 20 | 60 | 20 | 60 | ; | Hotel (rooms) Corridor | Misc | all | Sun | - | 1 | 1 | DEER HTLr Cor Yr Eq WeH | 20 | 60 |  |  |  |  | - n/a - | - n/a - | 20 | 60 |  | Hotel (rooms) Corridor Misc Sun | 3250 | 20 | 60 | 20 | 60
9091 | 6 | -99 | 8 | -99 | 3250 | -1 | 20 | 60 | 20 | 60 | 20 | 60 | 20 | 60 | ; | Hotel (rooms) Corridor | Misc | all | Hol | - | 1 | 1 | DEER HTLr Cor Yr Eq WeH | 20 | 60 |  |  |  |  | - n/a - | - n/a - | 20 | 60 |  | Hotel (rooms) Corridor Misc Hol | 3250 | 20 | 60 | 20 | 60
9091 | 6 | -99 | 11 | -99 | 2 | -1 | 5 | 5 | 5 | 5 | 5 | 5 | 5 | 5 | ; | Hotel (rooms) Corridor | Misc | all | Cls | - | 0.05 | 0.05 | Always On | 100 | 100 |  |  |  |  | - n/a - | - n/a - | 100 | 100 |  | Hotel (rooms) Corridor Misc Cls | 2 | 5 | 5 | 5 | 5
9091 | 6 | -99 | -99 | -99 | 3249 | -1 | 20 | 60 | 20 | 60 | 20 | 60 | 20 | 60 | ; | Hotel (rooms) Corridor | Misc | all | all | - | 1 | 1 | DEER HTLr Cor Yr Eq Wd | 20 | 60 |  |  |  |  | - n/a - | - n/a - | 20 | 60 |  | Hotel (rooms) Corridor Misc all | 3249 | 20 | 60 | 20 | 60
[36 empty] | 0 | 0 | 0 | 0 | 0 | bar: ; Independents ; 1 to Dependents 4
10011 | 8 | -99 | -99 | 0 | 1 | -1 | 0 | 0 | 0 | 0 | 0 | 0 | 0 | 0 | ; | Motel Rooms (unoccup) | Occup | all | all | No | 1 | 1 | Always Off | 0 | 0 |  |  |  |  | - n/a - | - n/a - | 0 | 0 |  | Motel Rooms (unoccup) Occup all Closed | 1 | 0 | 0 | 0 | 0
10011 | 8 | -99 | 6 | -99 | 3255 | -1 | 0 | 0 | 0 | 0 | 0 | 0 | 0 | 0 | ; | Motel Rooms (unoccup) | Occup | all | Sat | - | 1 | 1 | DEER MTL 0H Yr Oc WeH | 0 | 0 |  |  |  |  | - n/a - | - n/a - | 0 | 0 |  | Motel Rooms (unoccup) Occup Sat | 3255 | 0 | 0 | 0 | 0
10011 | 8 | -99 | 7 | -99 | 3255 | -1 | 0 | 0 | 0 | 0 | 0 | 0 | 0 | 0 | ; | Motel Rooms (unoccup) | Occup | all | Sun | - | 1 | 1 | DEER MTL 0H Yr Oc WeH | 0 | 0 |  |  |  |  | - n/a - | - n/a - | 0 | 0 |  | Motel Rooms (unoccup) Occup Sun | 3255 | 0 | 0 | 0 | 0
10011 | 8 | -99 | 8 | -99 | 3255 | -1 | 0 | 0 | 0 | 0 | 0 | 0 | 0 | 0 | ; | Motel Rooms (unoccup) | Occup | all | Hol | - | 1 | 1 | DEER MTL 0H Yr Oc WeH | 0 | 0 |  |  |  |  | - n/a - | - n/a - | 0 | 0 |  | Motel Rooms (unoccup) Occup Hol | 3255 | 0 | 0 | 0 | 0
10011 | 8 | -99 | 11 | -99 | 1 | -1 | 0 | 0 | 0 | 0 | 0 | 0 | 0 | 0 | ; | Motel Rooms (unoccup) | Occup | all | Cls | - | 1 | 1 | Always Off | 0 | 0 |  |  |  |  | - n/a - | - n/a - | 0 | 0 |  | Motel Rooms (unoccup) Occup Cls | 1 | 0 | 0 | 0 | 0
10011 | 8 | -99 | -99 | -99 | 3254 | -1 | 0 | 0 | 0 | 0 | 0 | 0 | 0 | 0 | ; | Motel Rooms (unoccup) | Occup | all | all | - | 1 | 1 | DEER MTL 0H Yr Oc Wd | 0 | 0 |  |  |  |  | - n/a - | - n/a - | 0 | 0 |  | Motel Rooms (unoccup) Occup all | 3254 | 0 | 0 | 0 | 0
10011 | 1 | -99 | -99 | 0 | 3257 | -1 | 0 | 0 | 0 | 0 | 0 | 0 | 0 | 0 | ; | Motel Rooms (unoccup) | ILit | all | all | No | 1 | 1 | DEER MTL 0H Yr Lt WeH | 0 | 0 | 0 | 0 | 0 | 0 | 0 | 0 | 0 | 0 |  | Motel Rooms (unoccup) ILit all Closed | 3257 | 0 | 0 | 0 | 0
10011 | 1 | -99 | 6 | -99 | 3257 | -1 | 0 | 0 | 0 | 0 | 0 | 0 | 0 | 0 | ; | Motel Rooms (unoccup) | ILit | all | Sat | - | 1 | 1 | DEER MTL 0H Yr Lt WeH | 0 | 0 | 0 | 0 | 0 | 0 | 0 | 0 | 0 | 0 |  | Motel Rooms (unoccup) ILit Sat | 3257 | 0 | 0 | 0 | 0
10011 | 1 | -99 | 7 | -99 | 3257 | -1 | 0 | 0 | 0 | 0 | 0 | 0 | 0 | 0 | ; | Motel Rooms (unoccup) | ILit | all | Sun | - | 1 | 1 | DEER MTL 0H Yr Lt WeH | 0 | 0 | 0 | 0 | 0 | 0 | 0 | 0 | 0 | 0 |  | Motel Rooms (unoccup) ILit Sun | 3257 | 0 | 0 | 0 | 0
10011 | 1 | -99 | 8 | -99 | 3257 | -1 | 0 | 0 | 0 | 0 | 0 | 0 | 0 | 0 | ; | Motel Rooms (unoccup) | ILit | all | Hol | - | 1 | 1 | DEER MTL 0H Yr Lt WeH | 0 | 0 | 0 | 0 | 0 | 0 | 0 | 0 | 0 | 0 |  | Motel Rooms (unoccup) ILit Hol | 3257 | 0 | 0 | 0 | 0
10011 | 1 | -99 | 11 | -99 | 3257 | -1 | 0 | 0 | 0 | 0 | 0 | 0 | 0 | 0 | ; | Motel Rooms (unoccup) | ILit | all | Cls | - | 1 | 1 | DEER MTL 0H Yr Lt WeH | 0 | 0 | 0 | 0 | 0 | 0 | 0 | 0 | 0 | 0 |  | Motel Rooms (unoccup) ILit Cls | 3257 | 0 | 0 | 0 | 0
10011 | 1 | -99 | -99 | -99 | 3256 | -1 | 0 | 0 | 0 | 0 | 0 | 0 | 0 | 0 | ; | Motel Rooms (unoccup) | ILit | all | all | - | 1 | 1 | DEER MTL 0H Yr Lt Wd | 0 | 0 | 0 | 0 | 0 | 0 | 0 | 0 | 0 | 0 |  | Motel Rooms (unoccup) ILit all | 3256 | 0 | 0 | 0 | 0
10011 | 6 | -99 | -99 | 0 | 3259 | -1 | 0 | 0 | 0 | 0 | 0 | 0 | 0 | 0 | ; | Motel Rooms (unoccup) | Misc | all | all | No | 1 | 1 | DEER MTL 0H Yr Eq WeH | 0 | 0 |  |  |  |  | - n/a - | - n/a - | 0 | 0 |  | Motel Rooms (unoccup) Misc all Closed | 3259 | 0 | 0 | 0 | 0
10011 | 6 | -99 | 6 | -99 | 3259 | -1 | 0 | 0 | 0 | 0 | 0 | 0 | 0 | 0 | ; | Motel Rooms (unoccup) | Misc | all | Sat | - | 1 | 1 | DEER MTL 0H Yr Eq WeH | 0 | 0 |  |  |  |  | - n/a - | - n/a - | 0 | 0 |  | Motel Rooms (unoccup) Misc Sat | 3259 | 0 | 0 | 0 | 0
10011 | 6 | -99 | 7 | -99 | 3259 | -1 | 0 | 0 | 0 | 0 | 0 | 0 | 0 | 0 | ; | Motel Rooms (unoccup) | Misc | all | Sun | - | 1 | 1 | DEER MTL 0H Yr Eq WeH | 0 | 0 |  |  |  |  | - n/a - | - n/a - | 0 | 0 |  | Motel Rooms (unoccup) Misc Sun | 3259 | 0 | 0 | 0 | 0
10011 | 6 | -99 | 8 | -99 | 3259 | -1 | 0 | 0 | 0 | 0 | 0 | 0 | 0 | 0 | ; | Motel Rooms (unoccup) | Misc | all | Hol | - | 1 | 1 | DEER MTL 0H Yr Eq WeH | 0 | 0 |  |  |  |  | - n/a - | - n/a - | 0 | 0 |  | Motel Rooms (unoccup) Misc Hol | 3259 | 0 | 0 | 0 | 0
10011 | 6 | -99 | 11 | -99 | 3259 | -1 | 0 | 0 | 0 | 0 | 0 | 0 | 0 | 0 | ; | Motel Rooms (unoccup) | Misc | all | Cls | - | 1 | 1 | DEER MTL 0H Yr Eq WeH | 0 | 0 |  |  |  |  | - n/a - | - n/a - | 0 | 0 |  | Motel Rooms (unoccup) Misc Cls | 3259 | 0 | 0 | 0 | 0
10011 | 6 | -99 | -99 | -99 | 3258 | -1 | 0 | 0 | 0 | 0 | 0 | 0 | 0 | 0 | ; | Motel Rooms (unoccup) | Misc | all | all | - | 1 | 1 | DEER MTL 0H Yr Eq Wd | 0 | 0 |  |  |  |  | - n/a - | - n/a - | 0 | 0 |  | Motel Rooms (unoccup) Misc all | 3258 | 0 | 0 | 0 | 0
10021 | 8 | -99 | -99 | 0 | 1 | -1 | 0 | 0 | 0 | 0 | 0 | 0 | 0 | 0 | ; | Motel Rooms (12 hour occup) | Occup | all | all | No | 1 | 1 | Always Off | 0 | 0 |  |  |  |  | - n/a - | - n/a - | 0 | 0 |  | Motel Rooms (12 hour occup) Occup all Closed | 1 | 0 | 0 | 0 | 0
10021 | 8 | -99 | 6 | -99 | 3261 | -1 | 0 | 100 | 0 | 100 | 0 | 100 | 0 | 100 | ; | Motel Rooms (12 hour occup) | Occup | all | Sat | - | 1 | 1 | DEER MTL 12H Yr Oc WeH | 0 | 100 |  |  |  |  | - n/a - | - n/a - | 0 | 100 |  | Motel Rooms (12 hour occup) Occup Sat | 3261 | 0 | 100 | 0 | 100
10021 | 8 | -99 | 7 | -99 | 3261 | -1 | 0 | 100 | 0 | 100 | 0 | 100 | 0 | 100 | ; | Motel Rooms (12 hour occup) | Occup | all | Sun | - | 1 | 1 | DEER MTL 12H Yr Oc WeH | 0 | 100 |  |  |  |  | - n/a - | - n/a - | 0 | 100 |  | Motel Rooms (12 hour occup) Occup Sun | 3261 | 0 | 100 | 0 | 100
10021 | 8 | -99 | 8 | -99 | 3261 | -1 | 0 | 100 | 0 | 100 | 0 | 100 | 0 | 100 | ; | Motel Rooms (12 hour occup) | Occup | all | Hol | - | 1 | 1 | DEER MTL 12H Yr Oc WeH | 0 | 100 |  |  |  |  | - n/a - | - n/a - | 0 | 100 |  | Motel Rooms (12 hour occup) Occup Hol | 3261 | 0 | 100 | 0 | 100
10021 | 8 | -99 | 11 | -99 | 1 | -1 | 0 | 0 | 0 | 0 | 0 | 0 | 0 | 0 | ; | Motel Rooms (12 hour occup) | Occup | all | Cls | - | 1 | 1 | Always Off | 0 | 0 |  |  |  |  | - n/a - | - n/a - | 0 | 0 |  | Motel Rooms (12 hour occup) Occup Cls | 1 | 0 | 0 | 0 | 0
10021 | 8 | -99 | -99 | -99 | 3260 | -1 | 0 | 100 | 0 | 100 | 0 | 100 | 0 | 100 | ; | Motel Rooms (12 hour occup) | Occup | all | all | - | 1 | 1 | DEER MTL 12H Yr Oc Wd | 0 | 100 |  |  |  |  | - n/a - | - n/a - | 0 | 100 |  | Motel Rooms (12 hour occup) Occup all | 3260 | 0 | 100 | 0 | 100
10021 | 1 | -99 | -99 | 0 | 2 | -1 | 5 | 5 | 5 | 5 | 5 | 5 | 5 | 5 | ; | Motel Rooms (12 hour occup) | ILit | all | all | No | 0.05 | 0.05 | Always On | 100 | 100 | 100 | 100 | 100 | 100 | 100 | 100 | 100 | 100 |  | Motel Rooms (12 hour occup) ILit all Closed | 2 | 5 | 5 | 5 | 5
10021 | 1 | 2 | 6 | -99 | 3881 | -1 | 2.8522 | 14.18 | 2.8522 | 14.18 | 2.8522 | 14.18 | 100 | 100 | ; | Motel Rooms (12 hour occup) | ILit | all | Sat | - | 1 | 1 | DEER08 MTL 12H Yr Lt2 WeH | 2.8522 | 14.18 | 2.8522 | 14.18 | 2.8522 | 14.18 | 2.8522 | 14.18 | 100 | 100 |  | Motel Rooms (12 hour occup) ILit2 Sat | 3881 | 2.8522 | 14.18 | 2.8522 | 14.18
10021 | 1 | 2 | 7 | -99 | 3881 | -1 | 2.8522 | 14.18 | 2.8522 | 14.18 | 2.8522 | 14.18 | 100 | 100 | ; | Motel Rooms (12 hour occup) | ILit | all | Sun | - | 1 | 1 | DEER08 MTL 12H Yr Lt2 WeH | 2.8522 | 14.18 | 2.8522 | 14.18 | 2.8522 | 14.18 | 2.8522 | 14.18 | 100 | 100 |  | Motel Rooms (12 hour occup) ILit2 Sun | 3881 | 2.8522 | 14.18 | 2.8522 | 14.18
10021 | 1 | 2 | 8 | -99 | 3881 | -1 | 2.8522 | 14.18 | 2.8522 | 14.18 | 2.8522 | 14.18 | 100 | 100 | ; | Motel Rooms (12 hour occup) | ILit | all | Hol | - | 1 | 1 | DEER08 MTL 12H Yr Lt2 WeH | 2.8522 | 14.18 | 2.8522 | 14.18 | 2.8522 | 14.18 | 2.8522 | 14.18 | 100 | 100 |  | Motel Rooms (12 hour occup) ILit2 Hol | 3881 | 2.8522 | 14.18 | 2.8522 | 14.18
10021 | 1 | -99 | 6 | -99 | 3797 | -1 | 2.8522 | 14.18 | 2.8522 | 14.18 | 2.8522 | 14.18 | 100 | 100 | ; | Motel Rooms (12 hour occup) | ILit | all | Sat | - | 1 | 1 | DEER08 MTL 12H Yr Lt1 WeH | 2.8522 | 14.18 | 2.8522 | 14.18 | 2.8522 | 14.18 | 2.8522 | 14.18 | 100 | 100 |  | Motel Rooms (12 hour occup) ILit Sat | 3797 | 2.8522 | 14.18 | 2.8522 | 14.18
10021 | 1 | -99 | 7 | -99 | 3797 | -1 | 2.8522 | 14.18 | 2.8522 | 14.18 | 2.8522 | 14.18 | 100 | 100 | ; | Motel Rooms (12 hour occup) | ILit | all | Sun | - | 1 | 1 | DEER08 MTL 12H Yr Lt1 WeH | 2.8522 | 14.18 | 2.8522 | 14.18 | 2.8522 | 14.18 | 2.8522 | 14.18 | 100 | 100 |  | Motel Rooms (12 hour occup) ILit Sun | 3797 | 2.8522 | 14.18 | 2.8522 | 14.18
10021 | 1 | -99 | 8 | -99 | 3797 | -1 | 2.8522 | 14.18 | 2.8522 | 14.18 | 2.8522 | 14.18 | 100 | 100 | ; | Motel Rooms (12 hour occup) | ILit | all | Hol | - | 1 | 1 | DEER08 MTL 12H Yr Lt1 WeH | 2.8522 | 14.18 | 2.8522 | 14.18 | 2.8522 | 14.18 | 2.8522 | 14.18 | 100 | 100 |  | Motel Rooms (12 hour occup) ILit Hol | 3797 | 2.8522 | 14.18 | 2.8522 | 14.18
10021 | 1 | -99 | 11 | -99 | 2 | -1 | 5 | 5 | 5 | 5 | 5 | 5 | 5 | 5 | ; | Motel Rooms (12 hour occup) | ILit | all | Cls | - | 0.05 | 0.05 | Always On | 100 | 100 | 100 | 100 | 100 | 100 | 100 | 100 | 100 | 100 |  | Motel Rooms (12 hour occup) ILit Cls | 2 | 5 | 5 | 5 | 5
10021 | 1 | 2 | -99 | -99 | 3880 | -1 | 2.8522 | 14.18 | 2.8522 | 14.18 | 2.8522 | 14.18 | 100 | 100 | ; | Motel Rooms (12 hour occup) | ILit | all | all | - | 1 | 1 | DEER08 MTL 12H Yr Lt2 Wd | 2.8522 | 14.18 | 2.8522 | 14.18 | 2.8522 | 14.18 | 2.8522 | 14.18 | 100 | 100 |  | Motel Rooms (12 hour occup) ILit2 all | 3880 | 2.8522 | 14.18 | 2.8522 | 14.18
10021 | 1 | -99 | -99 | -99 | 3796 | -1 | 2.8522 | 14.18 | 2.8522 | 14.18 | 2.8522 | 14.18 | 100 | 100 | ; | Motel Rooms (12 hour occup) | ILit | all | all | - | 1 | 1 | DEER08 MTL 12H Yr Lt1 Wd | 2.8522 | 14.18 | 2.8522 | 14.18 | 2.8522 | 14.18 | 2.8522 | 14.18 | 100 | 100 |  | Motel Rooms (12 hour occup) ILit all | 3796 | 2.8522 | 14.18 | 2.8522 | 14.18
10021 | 6 | -99 | -99 | 0 | 2 | -1 | 5 | 5 | 5 | 5 | 5 | 5 | 5 | 5 | ; | Motel Rooms (12 hour occup) | Misc | all | all | No | 0.05 | 0.05 | Always On | 100 | 100 |  |  |  |  | - n/a - | - n/a - | 100 | 100 |  | Motel Rooms (12 hour occup) Misc all Closed | 2 | 5 | 5 | 5 | 5
10021 | 6 | -99 | 6 | -99 | 3265 | -1 | 15 | 80 | 15 | 80 | 15 | 80 | 15 | 80 | ; | Motel Rooms (12 hour occup) | Misc | all | Sat | - | 1 | 1 | DEER MTL 12H Yr Eq WeH | 15 | 80 |  |  |  |  | - n/a - | - n/a - | 15 | 80 |  | Motel Rooms (12 hour occup) Misc Sat | 3265 | 15 | 80 | 15 | 80
10021 | 6 | -99 | 7 | -99 | 3265 | -1 | 15 | 80 | 15 | 80 | 15 | 80 | 15 | 80 | ; | Motel Rooms (12 hour occup) | Misc | all | Sun | - | 1 | 1 | DEER MTL 12H Yr Eq WeH | 15 | 80 |  |  |  |  | - n/a - | - n/a - | 15 | 80 |  | Motel Rooms (12 hour occup) Misc Sun | 3265 | 15 | 80 | 15 | 80
10021 | 6 | -99 | 8 | -99 | 3265 | -1 | 15 | 80 | 15 | 80 | 15 | 80 | 15 | 80 | ; | Motel Rooms (12 hour occup) | Misc | all | Hol | - | 1 | 1 | DEER MTL 12H Yr Eq WeH | 15 | 80 |  |  |  |  | - n/a - | - n/a - | 15 | 80 |  | Motel Rooms (12 hour occup) Misc Hol | 3265 | 15 | 80 | 15 | 80
10021 | 6 | -99 | 11 | -99 | 2 | -1 | 5 | 5 | 5 | 5 | 5 | 5 | 5 | 5 | ; | Motel Rooms (12 hour occup) | Misc | all | Cls | - | 0.05 | 0.05 | Always On | 100 | 100 |  |  |  |  | - n/a - | - n/a - | 100 | 100 |  | Motel Rooms (12 hour occup) Misc Cls | 2 | 5 | 5 | 5 | 5
10021 | 6 | -99 | -99 | -99 | 3264 | -1 | 15 | 80 | 15 | 80 | 15 | 80 | 15 | 80 | ; | Motel Rooms (12 hour occup) | Misc | all | all | - | 1 | 1 | DEER MTL 12H Yr Eq Wd | 15 | 80 |  |  |  |  | - n/a - | - n/a - | 15 | 80 |  | Motel Rooms (12 hour occup) Misc all | 3264 | 15 | 80 | 15 | 80
10031 | 8 | -99 | -99 | 0 | 1 | -1 | 0 | 0 | 0 | 0 | 0 | 0 | 0 | 0 | ; | Motel Rooms (24 hour occup) | Occup | all | all | No | 1 | 1 | Always Off | 0 | 0 |  |  |  |  | - n/a - | - n/a - | 0 | 0 |  | Motel Rooms (24 hour occup) Occup all Closed | 1 | 0 | 0 | 0 | 0
10031 | 8 | -99 | 6 | -99 | 3267 | -1 | 60 | 100 | 60 | 100 | 60 | 100 | 60 | 100 | ; | Motel Rooms (24 hour occup) | Occup | all | Sat | - | 1 | 1 | DEER MTL 24H Yr Oc WeH | 60 | 100 |  |  |  |  | - n/a - | - n/a - | 60 | 100 |  | Motel Rooms (24 hour occup) Occup Sat | 3267 | 60 | 100 | 60 | 100
10031 | 8 | -99 | 7 | -99 | 3267 | -1 | 60 | 100 | 60 | 100 | 60 | 100 | 60 | 100 | ; | Motel Rooms (24 hour occup) | Occup | all | Sun | - | 1 | 1 | DEER MTL 24H Yr Oc WeH | 60 | 100 |  |  |  |  | - n/a - | - n/a - | 60 | 100 |  | Motel Rooms (24 hour occup) Occup Sun | 3267 | 60 | 100 | 60 | 100
10031 | 8 | -99 | 8 | -99 | 3267 | -1 | 60 | 100 | 60 | 100 | 60 | 100 | 60 | 100 | ; | Motel Rooms (24 hour occup) | Occup | all | Hol | - | 1 | 1 | DEER MTL 24H Yr Oc WeH | 60 | 100 |  |  |  |  | - n/a - | - n/a - | 60 | 100 |  | Motel Rooms (24 hour occup) Occup Hol | 3267 | 60 | 100 | 60 | 100
10031 | 8 | -99 | 11 | -99 | 1 | -1 | 0 | 0 | 0 | 0 | 0 | 0 | 0 | 0 | ; | Motel Rooms (24 hour occup) | Occup | all | Cls | - | 1 | 1 | Always Off | 0 | 0 |  |  |  |  | - n/a - | - n/a - | 0 | 0 |  | Motel Rooms (24 hour occup) Occup Cls | 1 | 0 | 0 | 0 | 0
10031 | 8 | -99 | -99 | -99 | 3266 | -1 | 60 | 100 | 60 | 100 | 60 | 100 | 60 | 100 | ; | Motel Rooms (24 hour occup) | Occup | all | all | - | 1 | 1 | DEER MTL 24H Yr Oc Wd | 60 | 100 |  |  |  |  | - n/a - | - n/a - | 60 | 100 |  | Motel Rooms (24 hour occup) Occup all | 3266 | 60 | 100 | 60 | 100
10031 | 1 | -99 | -99 | 0 | 2 | -1 | 5 | 5 | 5 | 5 | 5 | 5 | 5 | 5 | ; | Motel Rooms (24 hour occup) | ILit | all | all | No | 0.05 | 0.05 | Always On | 100 | 100 | 100 | 100 | 100 | 100 | 100 | 100 | 100 | 100 |  | Motel Rooms (24 hour occup) ILit all Closed | 2 | 5 | 5 | 5 | 5
10031 | 1 | 2 | 6 | -99 | 3883 | -1 | 4.257 | 21.1642 | 4.257 | 21.1642 | 4.257 | 21.1642 | 100 | 100 | ; | Motel Rooms (24 hour occup) | ILit | all | Sat | - | 1 | 1 | DEER08 MTL 24H Yr Lt2 WeH | 4.257 | 21.1642 | 4.257 | 21.1642 | 4.257 | 21.1642 | 4.257 | 21.1642 | 100 | 100 |  | Motel Rooms (24 hour occup) ILit2 Sat | 3883 | 4.257 | 21.1642 | 4.257 | 21.1642
10031 | 1 | 2 | 7 | -99 | 3883 | -1 | 4.257 | 21.1642 | 4.257 | 21.1642 | 4.257 | 21.1642 | 100 | 100 | ; | Motel Rooms (24 hour occup) | ILit | all | Sun | - | 1 | 1 | DEER08 MTL 24H Yr Lt2 WeH | 4.257 | 21.1642 | 4.257 | 21.1642 | 4.257 | 21.1642 | 4.257 | 21.1642 | 100 | 100 |  | Motel Rooms (24 hour occup) ILit2 Sun | 3883 | 4.257 | 21.1642 | 4.257 | 21.1642
10031 | 1 | 2 | 8 | -99 | 3883 | -1 | 4.257 | 21.1642 | 4.257 | 21.1642 | 4.257 | 21.1642 | 100 | 100 | ; | Motel Rooms (24 hour occup) | ILit | all | Hol | - | 1 | 1 | DEER08 MTL 24H Yr Lt2 WeH | 4.257 | 21.1642 | 4.257 | 21.1642 | 4.257 | 21.1642 | 4.257 | 21.1642 | 100 | 100 |  | Motel Rooms (24 hour occup) ILit2 Hol | 3883 | 4.257 | 21.1642 | 4.257 | 21.1642
10031 | 1 | -99 | 6 | -99 | 3799 | -1 | 4.257 | 21.1642 | 4.257 | 21.1642 | 4.257 | 21.1642 | 100 | 100 | ; | Motel Rooms (24 hour occup) | ILit | all | Sat | - | 1 | 1 | DEER08 MTL 24H Yr Lt1 WeH | 4.257 | 21.1642 | 4.257 | 21.1642 | 4.257 | 21.1642 | 4.257 | 21.1642 | 100 | 100 |  | Motel Rooms (24 hour occup) ILit Sat | 3799 | 4.257 | 21.1642 | 4.257 | 21.1642
10031 | 1 | -99 | 7 | -99 | 3799 | -1 | 4.257 | 21.1642 | 4.257 | 21.1642 | 4.257 | 21.1642 | 100 | 100 | ; | Motel Rooms (24 hour occup) | ILit | all | Sun | - | 1 | 1 | DEER08 MTL 24H Yr Lt1 WeH | 4.257 | 21.1642 | 4.257 | 21.1642 | 4.257 | 21.1642 | 4.257 | 21.1642 | 100 | 100 |  | Motel Rooms (24 hour occup) ILit Sun | 3799 | 4.257 | 21.1642 | 4.257 | 21.1642
10031 | 1 | -99 | 8 | -99 | 3799 | -1 | 4.257 | 21.1642 | 4.257 | 21.1642 | 4.257 | 21.1642 | 100 | 100 | ; | Motel Rooms (24 hour occup) | ILit | all | Hol | - | 1 | 1 | DEER08 MTL 24H Yr Lt1 WeH | 4.257 | 21.1642 | 4.257 | 21.1642 | 4.257 | 21.1642 | 4.257 | 21.1642 | 100 | 100 |  | Motel Rooms (24 hour occup) ILit Hol | 3799 | 4.257 | 21.1642 | 4.257 | 21.1642
10031 | 1 | -99 | 11 | -99 | 2 | -1 | 5 | 5 | 5 | 5 | 5 | 5 | 5 | 5 | ; | Motel Rooms (24 hour occup) | ILit | all | Cls | - | 0.05 | 0.05 | Always On | 100 | 100 | 100 | 100 | 100 | 100 | 100 | 100 | 100 | 100 |  | Motel Rooms (24 hour occup) ILit Cls | 2 | 5 | 5 | 5 | 5
10031 | 1 | 2 | -99 | -99 | 3882 | -1 | 4.257 | 21.1642 | 4.257 | 21.1642 | 4.257 | 21.1642 | 100 | 100 | ; | Motel Rooms (24 hour occup) | ILit | all | all | - | 1 | 1 | DEER08 MTL 24H Yr Lt2 Wd | 4.257 | 21.1642 | 4.257 | 21.1642 | 4.257 | 21.1642 | 4.257 | 21.1642 | 100 | 100 |  | Motel Rooms (24 hour occup) ILit2 all | 3882 | 4.257 | 21.1642 | 4.257 | 21.1642
10031 | 1 | -99 | -99 | -99 | 3798 | -1 | 4.257 | 21.1642 | 4.257 | 21.1642 | 4.257 | 21.1642 | 100 | 100 | ; | Motel Rooms (24 hour occup) | ILit | all | all | - | 1 | 1 | DEER08 MTL 24H Yr Lt1 Wd | 4.257 | 21.1642 | 4.257 | 21.1642 | 4.257 | 21.1642 | 4.257 | 21.1642 | 100 | 100 |  | Motel Rooms (24 hour occup) ILit all | 3798 | 4.257 | 21.1642 | 4.257 | 21.1642
10031 | 6 | -99 | -99 | 0 | 2 | -1 | 5 | 5 | 5 | 5 | 5 | 5 | 5 | 5 | ; | Motel Rooms (24 hour occup) | Misc | all | all | No | 0.05 | 0.05 | Always On | 100 | 100 |  |  |  |  | - n/a - | - n/a - | 100 | 100 |  | Motel Rooms (24 hour occup) Misc all Closed | 2 | 5 | 5 | 5 | 5
10031 | 6 | -99 | 6 | -99 | 3271 | -1 | 40 | 80 | 40 | 80 | 40 | 80 | 40 | 80 | ; | Motel Rooms (24 hour occup) | Misc | all | Sat | - | 1 | 1 | DEER MTL 24H Yr Eq WeH | 40 | 80 |  |  |  |  | - n/a - | - n/a - | 40 | 80 |  | Motel Rooms (24 hour occup) Misc Sat | 3271 | 40 | 80 | 40 | 80
10031 | 6 | -99 | 7 | -99 | 3271 | -1 | 40 | 80 | 40 | 80 | 40 | 80 | 40 | 80 | ; | Motel Rooms (24 hour occup) | Misc | all | Sun | - | 1 | 1 | DEER MTL 24H Yr Eq WeH | 40 | 80 |  |  |  |  | - n/a - | - n/a - | 40 | 80 |  | Motel Rooms (24 hour occup) Misc Sun | 3271 | 40 | 80 | 40 | 80
10031 | 6 | -99 | 8 | -99 | 3271 | -1 | 40 | 80 | 40 | 80 | 40 | 80 | 40 | 80 | ; | Motel Rooms (24 hour occup) | Misc | all | Hol | - | 1 | 1 | DEER MTL 24H Yr Eq WeH | 40 | 80 |  |  |  |  | - n/a - | - n/a - | 40 | 80 |  | Motel Rooms (24 hour occup) Misc Hol | 3271 | 40 | 80 | 40 | 80
10031 | 6 | -99 | 11 | -99 | 2 | -1 | 5 | 5 | 5 | 5 | 5 | 5 | 5 | 5 | ; | Motel Rooms (24 hour occup) | Misc | all | Cls | - | 0.05 | 0.05 | Always On | 100 | 100 |  |  |  |  | - n/a - | - n/a - | 100 | 100 |  | Motel Rooms (24 hour occup) Misc Cls | 2 | 5 | 5 | 5 | 5
10031 | 6 | -99 | -99 | -99 | 3270 | -1 | 40 | 80 | 40 | 80 | 40 | 80 | 40 | 80 | ; | Motel Rooms (24 hour occup) | Misc | all | all | - | 1 | 1 | DEER MTL 24H Yr Eq Wd | 40 | 80 |  |  |  |  | - n/a - | - n/a - | 40 | 80 |  | Motel Rooms (24 hour occup) Misc all | 3270 | 40 | 80 | 40 | 80
10041 | 8 | -99 | -99 | 0 | 1 | -1 | 0 | 0 | 0 | 0 | 0 | 0 | 0 | 0 | ; | Motel Office | Occup | all | all | No | 1 | 1 | Always Off | 0 | 0 |  |  |  |  | - n/a - | - n/a - | 0 | 0 |  | Motel Office Occup all Closed | 1 | 0 | 0 | 0 | 0
10041 | 8 | -99 | 11 | -99 | 1 | -1 | 0 | 0 | 0 | 0 | 0 | 0 | 0 | 0 | ; | Motel Office | Occup | all | Cls | - | 1 | 1 | Always Off | 0 | 0 |  |  |  |  | - n/a - | - n/a - | 0 | 0 |  | Motel Office Occup Cls | 1 | 0 | 0 | 0 | 0
10041 | 8 | -99 | -99 | -99 | 3272 | -1 | 100 | 100 | 100 | 100 | 100 | 100 | 100 | 100 | ; | Motel Office | Occup | all | all | - | 1 | 1 | DEER MTL Off Yr Oc All | 100 | 100 |  |  |  |  | - n/a - | - n/a - | 100 | 100 |  | Motel Office Occup all | 3272 | 100 | 100 | 100 | 100
10041 | 1 | -99 | -99 | 0 | 2 | -1 | 5 | 5 | 5 | 5 | 5 | 5 | 5 | 5 | ; | Motel Office | ILit | all | all | No | 0.05 | 0.05 | Always On | 100 | 100 | 100 | 100 | 100 | 100 | 100 | 100 | 100 | 100 |  | Motel Office ILit all Closed | 2 | 5 | 5 | 5 | 5
10041 | 1 | -99 | 11 | -99 | 2 | -1 | 5 | 5 | 5 | 5 | 5 | 5 | 5 | 5 | ; | Motel Office | ILit | all | Cls | - | 0.05 | 0.05 | Always On | 100 | 100 | 100 | 100 | 100 | 100 | 100 | 100 | 100 | 100 |  | Motel Office ILit Cls | 2 | 5 | 5 | 5 | 5
10041 | 1 | 2 | -99 | -99 | 3884 | -1 | 70 | 70 | 70 | 70 | 70 | 70 | 100 | 100 | ; | Motel Office | ILit | all | all | - | 1 | 1 | DEER08 MTL Off Yr Lt2 All | 70 | 70 | 70 | 70 | 70 | 70 | 70 | 70 | 100 | 100 |  | Motel Office ILit2 all | 3884 | 70 | 70 | 70 | 70
10041 | 1 | -99 | -99 | -99 | 3800 | -1 | 70 | 70 | 70 | 70 | 70 | 70 | 100 | 100 | ; | Motel Office | ILit | all | all | - | 1 | 1 | DEER08 MTL Off Yr Lt1 All | 70 | 70 | 70 | 70 | 70 | 70 | 70 | 70 | 100 | 100 |  | Motel Office ILit all | 3800 | 70 | 70 | 70 | 70
10041 | 6 | -99 | -99 | 0 | 2 | -1 | 5 | 5 | 5 | 5 | 5 | 5 | 5 | 5 | ; | Motel Office | Misc | all | all | No | 0.05 | 0.05 | Always On | 100 | 100 |  |  |  |  | - n/a - | - n/a - | 100 | 100 |  | Motel Office Misc all Closed | 2 | 5 | 5 | 5 | 5
10041 | 6 | -99 | 11 | -99 | 2 | -1 | 5 | 5 | 5 | 5 | 5 | 5 | 5 | 5 | ; | Motel Office | Misc | all | Cls | - | 0.05 | 0.05 | Always On | 100 | 100 |  |  |  |  | - n/a - | - n/a - | 100 | 100 |  | Motel Office Misc Cls | 2 | 5 | 5 | 5 | 5
10041 | 6 | -99 | -99 | -99 | 3274 | -1 | 40 | 100 | 40 | 100 | 40 | 100 | 40 | 100 | ; | Motel Office | Misc | all | all | - | 1 | 1 | DEER MTL Off Yr Eq All | 40 | 100 |  |  |  |  | - n/a - | - n/a - | 40 | 100 |  | Motel Office Misc all | 3274 | 40 | 100 | 40 | 100
10051 | 8 | -99 | -99 | 0 | 1 | -1 | 0 | 0 | 0 | 0 | 0 | 0 | 0 | 0 | ; | Motel Facilities | Occup | all | all | No | 1 | 1 | Always Off | 0 | 0 |  |  |  |  | - n/a - | - n/a - | 0 | 0 |  | Motel Facilities Occup all Closed | 1 | 0 | 0 | 0 | 0
10051 | 8 | -99 | 11 | -99 | 1 | -1 | 0 | 0 | 0 | 0 | 0 | 0 | 0 | 0 | ; | Motel Facilities | Occup | all | Cls | - | 1 | 1 | Always Off | 0 | 0 |  |  |  |  | - n/a - | - n/a - | 0 | 0 |  | Motel Facilities Occup Cls | 1 | 0 | 0 | 0 | 0
10051 | 8 | -99 | -99 | -99 | 3275 | -1 | 10 | 100 | 10 | 100 | 10 | 100 | 10 | 100 | ; | Motel Facilities | Occup | all | all | - | 1 | 1 | DEER MTL Fac Yr Oc All | 10 | 100 |  |  |  |  | - n/a - | - n/a - | 10 | 100 |  | Motel Facilities Occup all | 3275 | 10 | 100 | 10 | 100
10051 | 1 | -99 | -99 | 0 | 2 | -1 | 5 | 5 | 5 | 5 | 5 | 5 | 5 | 5 | ; | Motel Facilities | ILit | all | all | No | 0.05 | 0.05 | Always On | 100 | 100 | 100 | 100 | 100 | 100 | 100 | 100 | 100 | 100 |  | Motel Facilities ILit all Closed | 2 | 5 | 5 | 5 | 5
10051 | 1 | -99 | 11 | -99 | 2 | -1 | 5 | 5 | 5 | 5 | 5 | 5 | 5 | 5 | ; | Motel Facilities | ILit | all | Cls | - | 0.05 | 0.05 | Always On | 100 | 100 | 100 | 100 | 100 | 100 | 100 | 100 | 100 | 100 |  | Motel Facilities ILit Cls | 2 | 5 | 5 | 5 | 5
10051 | 1 | 2 | -99 | -99 | 3885 | -1 | 40 | 40 | 40 | 40 | 40 | 40 | 100 | 100 | ; | Motel Facilities | ILit | all | all | - | 1 | 1 | DEER08 MTL Fac Yr Lt2 All | 40 | 40 | 40 | 40 | 40 | 40 | 40 | 40 | 100 | 100 |  | Motel Facilities ILit2 all | 3885 | 40 | 40 | 40 | 40
10051 | 1 | -99 | -99 | -99 | 3801 | -1 | 60 | 60 | 60 | 60 | 60 | 60 | 100 | 100 | ; | Motel Facilities | ILit | all | all | - | 1 | 1 | DEER08 MTL Fac Yr Lt1 All | 60 | 60 | 60 | 60 | 60 | 60 | 60 | 60 | 100 | 100 |  | Motel Facilities ILit all | 3801 | 60 | 60 | 60 | 60
10051 | 6 | -99 | -99 | 0 | 2 | -1 | 5 | 5 | 5 | 5 | 5 | 5 | 5 | 5 | ; | Motel Facilities | Misc | all | all | No | 0.05 | 0.05 | Always On | 100 | 100 |  |  |  |  | - n/a - | - n/a - | 100 | 100 |  | Motel Facilities Misc all Closed | 2 | 5 | 5 | 5 | 5
10051 | 6 | -99 | 11 | -99 | 2 | -1 | 5 | 5 | 5 | 5 | 5 | 5 | 5 | 5 | ; | Motel Facilities | Misc | all | Cls | - | 0.05 | 0.05 | Always On | 100 | 100 |  |  |  |  | - n/a - | - n/a - | 100 | 100 |  | Motel Facilities Misc Cls | 2 | 5 | 5 | 5 | 5
10051 | 6 | -99 | -99 | -99 | 3277 | -1 | 40 | 100 | 40 | 100 | 40 | 100 | 40 | 100 | ; | Motel Facilities | Misc | all | all | - | 1 | 1 | DEER MTL Fac Yr Eq All | 40 | 100 |  |  |  |  | - n/a - | - n/a - | 40 | 100 |  | Motel Facilities Misc all | 3277 | 40 | 100 | 40 | 100
10061 | 8 | -99 | -99 | 0 | 1 | -1 | 0 | 0 | 0 | 0 | 0 | 0 | 0 | 0 | ; | Motel Corridor | Occup | all | all | No | 1 | 1 | Always Off | 0 | 0 |  |  |  |  | - n/a - | - n/a - | 0 | 0 |  | Motel Corridor Occup all Closed | 1 | 0 | 0 | 0 | 0
10061 | 8 | -99 | 11 | -99 | 1 | -1 | 0 | 0 | 0 | 0 | 0 | 0 | 0 | 0 | ; | Motel Corridor | Occup | all | Cls | - | 1 | 1 | Always Off | 0 | 0 |  |  |  |  | - n/a - | - n/a - | 0 | 0 |  | Motel Corridor Occup Cls | 1 | 0 | 0 | 0 | 0
10061 | 8 | -99 | -99 | -99 | 3278 | -1 | 5 | 40 | 5 | 40 | 5 | 40 | 5 | 40 | ; | Motel Corridor | Occup | all | all | - | 1 | 1 | DEER MTL Cor Yr Oc All | 5 | 40 |  |  |  |  | - n/a - | - n/a - | 5 | 40 |  | Motel Corridor Occup all | 3278 | 5 | 40 | 5 | 40
10061 | 1 | -99 | -99 | 0 | 2 | -1 | 5 | 5 | 5 | 5 | 5 | 5 | 5 | 5 | ; | Motel Corridor | ILit | all | all | No | 0.05 | 0.05 | Always On | 100 | 100 | 100 | 100 | 100 | 100 | 100 | 100 | 100 | 100 |  | Motel Corridor ILit all Closed | 2 | 5 | 5 | 5 | 5
10061 | 1 | -99 | 11 | -99 | 2 | -1 | 5 | 5 | 5 | 5 | 5 | 5 | 5 | 5 | ; | Motel Corridor | ILit | all | Cls | - | 0.05 | 0.05 | Always On | 100 | 100 | 100 | 100 | 100 | 100 | 100 | 100 | 100 | 100 |  | Motel Corridor ILit Cls | 2 | 5 | 5 | 5 | 5
10061 | 1 | 2 | -99 | -99 | 3886 | -1 | 70 | 70 | 70 | 70 | 70 | 70 | 100 | 100 | ; | Motel Corridor | ILit | all | all | - | 1 | 1 | DEER08 MTL Cor Yr Lt2 All | 70 | 70 | 70 | 70 | 70 | 70 | 70 | 70 | 100 | 100 |  | Motel Corridor ILit2 all | 3886 | 70 | 70 | 70 | 70
10061 | 1 | -99 | -99 | -99 | 3802 | -1 | 90 | 90 | 90 | 90 | 90 | 90 | 100 | 100 | ; | Motel Corridor | ILit | all | all | - | 1 | 1 | DEER08 MTL Cor Yr Lt1 All | 90 | 90 | 90 | 90 | 90 | 90 | 90 | 90 | 100 | 100 |  | Motel Corridor ILit all | 3802 | 90 | 90 | 90 | 90
10061 | 6 | -99 | -99 | 0 | 2 | -1 | 5 | 5 | 5 | 5 | 5 | 5 | 5 | 5 | ; | Motel Corridor | Misc | all | all | No | 0.05 | 0.05 | Always On | 100 | 100 |  |  |  |  | - n/a - | - n/a - | 100 | 100 |  | Motel Corridor Misc all Closed | 2 | 5 | 5 | 5 | 5
10061 | 6 | -99 | 11 | -99 | 2 | -1 | 5 | 5 | 5 | 5 | 5 | 5 | 5 | 5 | ; | Motel Corridor | Misc | all | Cls | - | 0.05 | 0.05 | Always On | 100 | 100 |  |  |  |  | - n/a - | - n/a - | 100 | 100 |  | Motel Corridor Misc Cls | 2 | 5 | 5 | 5 | 5
10061 | 6 | -99 | -99 | -99 | 3280 | -1 | 20 | 60 | 20 | 60 | 20 | 60 | 20 | 60 | ; | Motel Corridor | Misc | all | all | - | 1 | 1 | DEER MTL Cor Yr Eq All | 20 | 60 |  |  |  |  | - n/a - | - n/a - | 20 | 60 |  | Motel Corridor Misc all | 3280 | 20 | 60 | 20 | 60
[36 empty] | 0 | 0 | 0 | 0 | 0 | bar: ; Independents ; 1 to Dependents 4
11011 | 8 | -99 | -99 | 0 | 1 | -1 | 0 | 0 | 0 | 0 | 0 | 0 | 0 | 0 | ; | Manufac (biotech) Mfg | Occup | all | all | No | 1 | 1 | Always Off | 0 | 0 |  |  |  |  | - n/a - | - n/a - | 0 | 0 |  | Manufac (biotech) Mfg Occup all Closed | 1 | 0 | 0 | 0 | 0
11011 | 8 | -99 | 6 | -99 | 3283 | -1 | 0 | 80 | 0 | 80 | 0 | 80 | 0 | 80 | ; | Manufac (biotech) Mfg | Occup | all | Sat | - | 1 | 1 | DEER MBT Mfg Yr Oc Wd | 0 | 80 |  |  |  |  | - n/a - | - n/a - | 0 | 80 |  | Manufac (biotech) Mfg Occup Sat | 3283 | 0 | 80 | 0 | 80
11011 | 8 | -99 | 7 | -99 | 3283 | -1 | 0 | 80 | 0 | 80 | 0 | 80 | 0 | 80 | ; | Manufac (biotech) Mfg | Occup | all | Sun | - | 1 | 1 | DEER MBT Mfg Yr Oc Wd | 0 | 80 |  |  |  |  | - n/a - | - n/a - | 0 | 80 |  | Manufac (biotech) Mfg Occup Sun | 3283 | 0 | 80 | 0 | 80
11011 | 8 | -99 | 8 | -99 | 3283 | -1 | 0 | 80 | 0 | 80 | 0 | 80 | 0 | 80 | ; | Manufac (biotech) Mfg | Occup | all | Hol | - | 1 | 1 | DEER MBT Mfg Yr Oc Wd | 0 | 80 |  |  |  |  | - n/a - | - n/a - | 0 | 80 |  | Manufac (biotech) Mfg Occup Hol | 3283 | 0 | 80 | 0 | 80
11011 | 8 | -99 | 11 | -99 | 1 | -1 | 0 | 0 | 0 | 0 | 0 | 0 | 0 | 0 | ; | Manufac (biotech) Mfg | Occup | all | Cls | - | 1 | 1 | Always Off | 0 | 0 |  |  |  |  | - n/a - | - n/a - | 0 | 0 |  | Manufac (biotech) Mfg Occup Cls | 1 | 0 | 0 | 0 | 0
11011 | 8 | -99 | -99 | -99 | 3283 | -1 | 0 | 80 | 0 | 80 | 0 | 80 | 0 | 80 | ; | Manufac (biotech) Mfg | Occup | all | all | - | 1 | 1 | DEER MBT Mfg Yr Oc Wd | 0 | 80 |  |  |  |  | - n/a - | - n/a - | 0 | 80 |  | Manufac (biotech) Mfg Occup all | 3283 | 0 | 80 | 0 | 80
11011 | 1 | -99 | -99 | 0 | 2 | -1 | 5 | 5 | 5 | 5 | 5 | 5 | 5 | 5 | ; | Manufac (biotech) Mfg | ILit | all | all | No | 0.05 | 0.05 | Always On | 100 | 100 | 100 | 100 | 100 | 100 | 100 | 100 | 100 | 100 |  | Manufac (biotech) Mfg ILit all Closed | 2 | 5 | 5 | 5 | 5
11011 | 1 | 2 | 6 | -99 | 3887 | -1 | 8 | 85 | 8 | 85 | 8 | 85 | 100 | 100 | ; | Manufac (biotech) Mfg | ILit | all | Sat | - | 1 | 1 | DEER08 MBT Mfg Yr Lt2 Wd | 8 | 85 | 8 | 85 | 8 | 85 | 8 | 85 | 100 | 100 |  | Manufac (biotech) Mfg ILit2 Sat | 3887 | 8 | 85 | 8 | 85
11011 | 1 | 2 | 7 | -99 | 3887 | -1 | 8 | 85 | 8 | 85 | 8 | 85 | 100 | 100 | ; | Manufac (biotech) Mfg | ILit | all | Sun | - | 1 | 1 | DEER08 MBT Mfg Yr Lt2 Wd | 8 | 85 | 8 | 85 | 8 | 85 | 8 | 85 | 100 | 100 |  | Manufac (biotech) Mfg ILit2 Sun | 3887 | 8 | 85 | 8 | 85
11011 | 1 | 2 | 8 | -99 | 3887 | -1 | 8 | 85 | 8 | 85 | 8 | 85 | 100 | 100 | ; | Manufac (biotech) Mfg | ILit | all | Hol | - | 1 | 1 | DEER08 MBT Mfg Yr Lt2 Wd | 8 | 85 | 8 | 85 | 8 | 85 | 8 | 85 | 100 | 100 |  | Manufac (biotech) Mfg ILit2 Hol | 3887 | 8 | 85 | 8 | 85
11011 | 1 | -99 | 6 | -99 | 3803 | -1 | 15 | 90 | 15 | 90 | 15 | 90 | 100 | 100 | ; | Manufac (biotech) Mfg | ILit | all | Sat | - | 1 | 1 | DEER08 MBT Mfg Yr Lt1 Wd | 15 | 90 | 15 | 90 | 15 | 90 | 15 | 90 | 100 | 100 |  | Manufac (biotech) Mfg ILit Sat | 3803 | 15 | 90 | 15 | 90
11011 | 1 | -99 | 7 | -99 | 3803 | -1 | 15 | 90 | 15 | 90 | 15 | 90 | 100 | 100 | ; | Manufac (biotech) Mfg | ILit | all | Sun | - | 1 | 1 | DEER08 MBT Mfg Yr Lt1 Wd | 15 | 90 | 15 | 90 | 15 | 90 | 15 | 90 | 100 | 100 |  | Manufac (biotech) Mfg ILit Sun | 3803 | 15 | 90 | 15 | 90
11011 | 1 | -99 | 8 | -99 | 3803 | -1 | 15 | 90 | 15 | 90 | 15 | 90 | 100 | 100 | ; | Manufac (biotech) Mfg | ILit | all | Hol | - | 1 | 1 | DEER08 MBT Mfg Yr Lt1 Wd | 15 | 90 | 15 | 90 | 15 | 90 | 15 | 90 | 100 | 100 |  | Manufac (biotech) Mfg ILit Hol | 3803 | 15 | 90 | 15 | 90
11011 | 1 | -99 | 11 | -99 | 2 | -1 | 5 | 5 | 5 | 5 | 5 | 5 | 5 | 5 | ; | Manufac (biotech) Mfg | ILit | all | Cls | - | 0.05 | 0.05 | Always On | 100 | 100 | 100 | 100 | 100 | 100 | 100 | 100 | 100 | 100 |  | Manufac (biotech) Mfg ILit Cls | 2 | 5 | 5 | 5 | 5
11011 | 1 | 2 | -99 | -99 | 3887 | -1 | 8 | 85 | 8 | 85 | 8 | 85 | 100 | 100 | ; | Manufac (biotech) Mfg | ILit | all | all | - | 1 | 1 | DEER08 MBT Mfg Yr Lt2 Wd | 8 | 85 | 8 | 85 | 8 | 85 | 8 | 85 | 100 | 100 |  | Manufac (biotech) Mfg ILit2 all | 3887 | 8 | 85 | 8 | 85
11011 | 1 | -99 | -99 | -99 | 3803 | -1 | 15 | 90 | 15 | 90 | 15 | 90 | 100 | 100 | ; | Manufac (biotech) Mfg | ILit | all | all | - | 1 | 1 | DEER08 MBT Mfg Yr Lt1 Wd | 15 | 90 | 15 | 90 | 15 | 90 | 15 | 90 | 100 | 100 |  | Manufac (biotech) Mfg ILit all | 3803 | 15 | 90 | 15 | 90
11011 | 6 | -99 | -99 | 0 | 2 | -1 | 20 | 20 | 20 | 20 | 20 | 20 | 20 | 20 | ; | Manufac (biotech) Mfg | Misc | all | all | No | 0.2 | 0.2 | Always On | 100 | 100 |  |  |  |  | - n/a - | - n/a - | 100 | 100 |  | Manufac (biotech) Mfg Misc all Closed | 2 | 20 | 20 | 20 | 20
11011 | 6 | -99 | 6 | -99 | 3287 | -1 | 20 | 85 | 20 | 85 | 20 | 85 | 20 | 85 | ; | Manufac (biotech) Mfg | Misc | all | Sat | - | 1 | 1 | DEER MBT Mfg Yr Eq Wd | 20 | 85 |  |  |  |  | - n/a - | - n/a - | 20 | 85 |  | Manufac (biotech) Mfg Misc Sat | 3287 | 20 | 85 | 20 | 85
11011 | 6 | -99 | 7 | -99 | 3287 | -1 | 20 | 85 | 20 | 85 | 20 | 85 | 20 | 85 | ; | Manufac (biotech) Mfg | Misc | all | Sun | - | 1 | 1 | DEER MBT Mfg Yr Eq Wd | 20 | 85 |  |  |  |  | - n/a - | - n/a - | 20 | 85 |  | Manufac (biotech) Mfg Misc Sun | 3287 | 20 | 85 | 20 | 85
11011 | 6 | -99 | 8 | -99 | 3287 | -1 | 20 | 85 | 20 | 85 | 20 | 85 | 20 | 85 | ; | Manufac (biotech) Mfg | Misc | all | Hol | - | 1 | 1 | DEER MBT Mfg Yr Eq Wd | 20 | 85 |  |  |  |  | - n/a - | - n/a - | 20 | 85 |  | Manufac (biotech) Mfg Misc Hol | 3287 | 20 | 85 | 20 | 85
11011 | 6 | -99 | 11 | -99 | 2 | -1 | 20 | 20 | 20 | 20 | 20 | 20 | 20 | 20 | ; | Manufac (biotech) Mfg | Misc | all | Cls | - | 0.2 | 0.2 | Always On | 100 | 100 |  |  |  |  | - n/a - | - n/a - | 100 | 100 |  | Manufac (biotech) Mfg Misc Cls | 2 | 20 | 20 | 20 | 20
11011 | 6 | -99 | -99 | -99 | 3287 | -1 | 20 | 85 | 20 | 85 | 20 | 85 | 20 | 85 | ; | Manufac (biotech) Mfg | Misc | all | all | - | 1 | 1 | DEER MBT Mfg Yr Eq Wd | 20 | 85 |  |  |  |  | - n/a - | - n/a - | 20 | 85 |  | Manufac (biotech) Mfg Misc all | 3287 | 20 | 85 | 20 | 85
11021 | 8 | -99 | -99 | 0 | 1 | -1 | 0 | 0 | 0 | 0 | 0 | 0 | 0 | 0 | ; | Manufac (biotech) Admin | Occup | all | all | No | 1 | 1 | Always Off | 0 | 0 |  |  |  |  | - n/a - | - n/a - | 0 | 0 |  | Manufac (biotech) Admin Occup all Closed | 1 | 0 | 0 | 0 | 0
11021 | 8 | -99 | 6 | -99 | 3289 | -1 | 0 | 80 | 0 | 80 | 0 | 80 | 0 | 80 | ; | Manufac (biotech) Admin | Occup | all | Sat | - | 1 | 1 | DEER MBT Adm Yr Oc Wd | 0 | 80 |  |  |  |  | - n/a - | - n/a - | 0 | 80 |  | Manufac (biotech) Admin Occup Sat | 3289 | 0 | 80 | 0 | 80
11021 | 8 | -99 | 7 | -99 | 3289 | -1 | 0 | 80 | 0 | 80 | 0 | 80 | 0 | 80 | ; | Manufac (biotech) Admin | Occup | all | Sun | - | 1 | 1 | DEER MBT Adm Yr Oc Wd | 0 | 80 |  |  |  |  | - n/a - | - n/a - | 0 | 80 |  | Manufac (biotech) Admin Occup Sun | 3289 | 0 | 80 | 0 | 80
11021 | 8 | -99 | 8 | -99 | 3289 | -1 | 0 | 80 | 0 | 80 | 0 | 80 | 0 | 80 | ; | Manufac (biotech) Admin | Occup | all | Hol | - | 1 | 1 | DEER MBT Adm Yr Oc Wd | 0 | 80 |  |  |  |  | - n/a - | - n/a - | 0 | 80 |  | Manufac (biotech) Admin Occup Hol | 3289 | 0 | 80 | 0 | 80
11021 | 8 | -99 | 11 | -99 | 1 | -1 | 0 | 0 | 0 | 0 | 0 | 0 | 0 | 0 | ; | Manufac (biotech) Admin | Occup | all | Cls | - | 1 | 1 | Always Off | 0 | 0 |  |  |  |  | - n/a - | - n/a - | 0 | 0 |  | Manufac (biotech) Admin Occup Cls | 1 | 0 | 0 | 0 | 0
11021 | 8 | -99 | -99 | -99 | 3289 | -1 | 0 | 80 | 0 | 80 | 0 | 80 | 0 | 80 | ; | Manufac (biotech) Admin | Occup | all | all | - | 1 | 1 | DEER MBT Adm Yr Oc Wd | 0 | 80 |  |  |  |  | - n/a - | - n/a - | 0 | 80 |  | Manufac (biotech) Admin Occup all | 3289 | 0 | 80 | 0 | 80
11021 | 1 | -99 | -99 | 0 | 2 | -1 | 5 | 5 | 5 | 5 | 5 | 5 | 5 | 5 | ; | Manufac (biotech) Admin | ILit | all | all | No | 0.05 | 0.05 | Always On | 100 | 100 | 100 | 100 | 100 | 100 | 100 | 100 | 100 | 100 |  | Manufac (biotech) Admin ILit all Closed | 2 | 5 | 5 | 5 | 5
11021 | 1 | 2 | 6 | -99 | 3889 | -1 | 8 | 85 | 8 | 85 | 8 | 85 | 100 | 100 | ; | Manufac (biotech) Admin | ILit | all | Sat | - | 1 | 1 | DEER08 MBT Adm Yr Lt2 Wd | 8 | 85 | 8 | 85 | 8 | 85 | 8 | 85 | 100 | 100 |  | Manufac (biotech) Admin ILit2 Sat | 3889 | 8 | 85 | 8 | 85
11021 | 1 | 2 | 7 | -99 | 3889 | -1 | 8 | 85 | 8 | 85 | 8 | 85 | 100 | 100 | ; | Manufac (biotech) Admin | ILit | all | Sun | - | 1 | 1 | DEER08 MBT Adm Yr Lt2 Wd | 8 | 85 | 8 | 85 | 8 | 85 | 8 | 85 | 100 | 100 |  | Manufac (biotech) Admin ILit2 Sun | 3889 | 8 | 85 | 8 | 85
11021 | 1 | 2 | 8 | -99 | 3889 | -1 | 8 | 85 | 8 | 85 | 8 | 85 | 100 | 100 | ; | Manufac (biotech) Admin | ILit | all | Hol | - | 1 | 1 | DEER08 MBT Adm Yr Lt2 Wd | 8 | 85 | 8 | 85 | 8 | 85 | 8 | 85 | 100 | 100 |  | Manufac (biotech) Admin ILit2 Hol | 3889 | 8 | 85 | 8 | 85
11021 | 1 | -99 | 6 | -99 | 3805 | -1 | 16 | 90 | 16 | 90 | 16 | 90 | 100 | 100 | ; | Manufac (biotech) Admin | ILit | all | Sat | - | 1 | 1 | DEER08 MBT Adm Yr Lt1 Wd | 16 | 90 | 16 | 90 | 16 | 90 | 16 | 90 | 100 | 100 |  | Manufac (biotech) Admin ILit Sat | 3805 | 16 | 90 | 16 | 90
11021 | 1 | -99 | 7 | -99 | 3805 | -1 | 16 | 90 | 16 | 90 | 16 | 90 | 100 | 100 | ; | Manufac (biotech) Admin | ILit | all | Sun | - | 1 | 1 | DEER08 MBT Adm Yr Lt1 Wd | 16 | 90 | 16 | 90 | 16 | 90 | 16 | 90 | 100 | 100 |  | Manufac (biotech) Admin ILit Sun | 3805 | 16 | 90 | 16 | 90
11021 | 1 | -99 | 8 | -99 | 3805 | -1 | 16 | 90 | 16 | 90 | 16 | 90 | 100 | 100 | ; | Manufac (biotech) Admin | ILit | all | Hol | - | 1 | 1 | DEER08 MBT Adm Yr Lt1 Wd | 16 | 90 | 16 | 90 | 16 | 90 | 16 | 90 | 100 | 100 |  | Manufac (biotech) Admin ILit Hol | 3805 | 16 | 90 | 16 | 90
11021 | 1 | -99 | 11 | -99 | 2 | -1 | 5 | 5 | 5 | 5 | 5 | 5 | 5 | 5 | ; | Manufac (biotech) Admin | ILit | all | Cls | - | 0.05 | 0.05 | Always On | 100 | 100 | 100 | 100 | 100 | 100 | 100 | 100 | 100 | 100 |  | Manufac (biotech) Admin ILit Cls | 2 | 5 | 5 | 5 | 5
11021 | 1 | 2 | -99 | -99 | 3889 | -1 | 8 | 85 | 8 | 85 | 8 | 85 | 100 | 100 | ; | Manufac (biotech) Admin | ILit | all | all | - | 1 | 1 | DEER08 MBT Adm Yr Lt2 Wd | 8 | 85 | 8 | 85 | 8 | 85 | 8 | 85 | 100 | 100 |  | Manufac (biotech) Admin ILit2 all | 3889 | 8 | 85 | 8 | 85
11021 | 1 | -99 | -99 | -99 | 3805 | -1 | 16 | 90 | 16 | 90 | 16 | 90 | 100 | 100 | ; | Manufac (biotech) Admin | ILit | all | all | - | 1 | 1 | DEER08 MBT Adm Yr Lt1 Wd | 16 | 90 | 16 | 90 | 16 | 90 | 16 | 90 | 100 | 100 |  | Manufac (biotech) Admin ILit all | 3805 | 16 | 90 | 16 | 90
11021 | 6 | -99 | -99 | 0 | 2 | -1 | 10 | 10 | 10 | 10 | 10 | 10 | 10 | 10 | ; | Manufac (biotech) Admin | Misc | all | all | No | 0.1 | 0.1 | Always On | 100 | 100 |  |  |  |  | - n/a - | - n/a - | 100 | 100 |  | Manufac (biotech) Admin Misc all Closed | 2 | 10 | 10 | 10 | 10
11021 | 6 | -99 | 6 | -99 | 3293 | -1 | 10 | 90 | 10 | 90 | 10 | 90 | 10 | 90 | ; | Manufac (biotech) Admin | Misc | all | Sat | - | 1 | 1 | DEER MBT Adm Yr Eq Wd | 10 | 90 |  |  |  |  | - n/a - | - n/a - | 10 | 90 |  | Manufac (biotech) Admin Misc Sat | 3293 | 10 | 90 | 10 | 90
11021 | 6 | -99 | 7 | -99 | 3293 | -1 | 10 | 90 | 10 | 90 | 10 | 90 | 10 | 90 | ; | Manufac (biotech) Admin | Misc | all | Sun | - | 1 | 1 | DEER MBT Adm Yr Eq Wd | 10 | 90 |  |  |  |  | - n/a - | - n/a - | 10 | 90 |  | Manufac (biotech) Admin Misc Sun | 3293 | 10 | 90 | 10 | 90
11021 | 6 | -99 | 8 | -99 | 3293 | -1 | 10 | 90 | 10 | 90 | 10 | 90 | 10 | 90 | ; | Manufac (biotech) Admin | Misc | all | Hol | - | 1 | 1 | DEER MBT Adm Yr Eq Wd | 10 | 90 |  |  |  |  | - n/a - | - n/a - | 10 | 90 |  | Manufac (biotech) Admin Misc Hol | 3293 | 10 | 90 | 10 | 90
11021 | 6 | -99 | 11 | -99 | 2 | -1 | 10 | 10 | 10 | 10 | 10 | 10 | 10 | 10 | ; | Manufac (biotech) Admin | Misc | all | Cls | - | 0.1 | 0.1 | Always On | 100 | 100 |  |  |  |  | - n/a - | - n/a - | 100 | 100 |  | Manufac (biotech) Admin Misc Cls | 2 | 10 | 10 | 10 | 10
11021 | 6 | -99 | -99 | -99 | 3293 | -1 | 10 | 90 | 10 | 90 | 10 | 90 | 10 | 90 | ; | Manufac (biotech) Admin | Misc | all | all | - | 1 | 1 | DEER MBT Adm Yr Eq Wd | 10 | 90 |  |  |  |  | - n/a - | - n/a - | 10 | 90 |  | Manufac (biotech) Admin Misc all | 3293 | 10 | 90 | 10 | 90
11031 | 8 | -99 | -99 | 0 | 1 | -1 | 0 | 0 | 0 | 0 | 0 | 0 | 0 | 0 | ; | Manufac (biotech) Kitchen | Occup | all | all | No | 1 | 1 | Always Off | 0 | 0 |  |  |  |  | - n/a - | - n/a - | 0 | 0 |  | Manufac (biotech) Kitchen Occup all Closed | 1 | 0 | 0 | 0 | 0
11031 | 8 | -99 | 6 | -99 | 3295 | -1 | 0 | 100 | 0 | 100 | 0 | 100 | 0 | 100 | ; | Manufac (biotech) Kitchen | Occup | all | Sat | - | 1 | 1 | DEER MBT Kit Yr Oc Wd | 0 | 100 |  |  |  |  | - n/a - | - n/a - | 0 | 100 |  | Manufac (biotech) Kitchen Occup Sat | 3295 | 0 | 100 | 0 | 100
11031 | 8 | -99 | 7 | -99 | 3295 | -1 | 0 | 100 | 0 | 100 | 0 | 100 | 0 | 100 | ; | Manufac (biotech) Kitchen | Occup | all | Sun | - | 1 | 1 | DEER MBT Kit Yr Oc Wd | 0 | 100 |  |  |  |  | - n/a - | - n/a - | 0 | 100 |  | Manufac (biotech) Kitchen Occup Sun | 3295 | 0 | 100 | 0 | 100
11031 | 8 | -99 | 8 | -99 | 3295 | -1 | 0 | 100 | 0 | 100 | 0 | 100 | 0 | 100 | ; | Manufac (biotech) Kitchen | Occup | all | Hol | - | 1 | 1 | DEER MBT Kit Yr Oc Wd | 0 | 100 |  |  |  |  | - n/a - | - n/a - | 0 | 100 |  | Manufac (biotech) Kitchen Occup Hol | 3295 | 0 | 100 | 0 | 100
11031 | 8 | -99 | 11 | -99 | 1 | -1 | 0 | 0 | 0 | 0 | 0 | 0 | 0 | 0 | ; | Manufac (biotech) Kitchen | Occup | all | Cls | - | 1 | 1 | Always Off | 0 | 0 |  |  |  |  | - n/a - | - n/a - | 0 | 0 |  | Manufac (biotech) Kitchen Occup Cls | 1 | 0 | 0 | 0 | 0
11031 | 8 | -99 | -99 | -99 | 3295 | -1 | 0 | 100 | 0 | 100 | 0 | 100 | 0 | 100 | ; | Manufac (biotech) Kitchen | Occup | all | all | - | 1 | 1 | DEER MBT Kit Yr Oc Wd | 0 | 100 |  |  |  |  | - n/a - | - n/a - | 0 | 100 |  | Manufac (biotech) Kitchen Occup all | 3295 | 0 | 100 | 0 | 100
11031 | 1 | -99 | -99 | 0 | 2 | -1 | 5 | 5 | 5 | 5 | 5 | 5 | 5 | 5 | ; | Manufac (biotech) Kitchen | ILit | all | all | No | 0.05 | 0.05 | Always On | 100 | 100 | 100 | 100 | 100 | 100 | 100 | 100 | 100 | 100 |  | Manufac (biotech) Kitchen ILit all Closed | 2 | 5 | 5 | 5 | 5
11031 | 1 | 2 | 6 | -99 | 3891 | -1 | 8 | 85 | 8 | 85 | 8 | 85 | 100 | 100 | ; | Manufac (biotech) Kitchen | ILit | all | Sat | - | 1 | 1 | DEER08 MBT Kit Yr Lt2 Wd | 8 | 85 | 8 | 85 | 8 | 85 | 8 | 85 | 100 | 100 |  | Manufac (biotech) Kitchen ILit2 Sat | 3891 | 8 | 85 | 8 | 85
11031 | 1 | 2 | 7 | -99 | 3891 | -1 | 8 | 85 | 8 | 85 | 8 | 85 | 100 | 100 | ; | Manufac (biotech) Kitchen | ILit | all | Sun | - | 1 | 1 | DEER08 MBT Kit Yr Lt2 Wd | 8 | 85 | 8 | 85 | 8 | 85 | 8 | 85 | 100 | 100 |  | Manufac (biotech) Kitchen ILit2 Sun | 3891 | 8 | 85 | 8 | 85
11031 | 1 | 2 | 8 | -99 | 3891 | -1 | 8 | 85 | 8 | 85 | 8 | 85 | 100 | 100 | ; | Manufac (biotech) Kitchen | ILit | all | Hol | - | 1 | 1 | DEER08 MBT Kit Yr Lt2 Wd | 8 | 85 | 8 | 85 | 8 | 85 | 8 | 85 | 100 | 100 |  | Manufac (biotech) Kitchen ILit2 Hol | 3891 | 8 | 85 | 8 | 85
11031 | 1 | -99 | 6 | -99 | 3807 | -1 | 15 | 90 | 15 | 90 | 15 | 90 | 100 | 100 | ; | Manufac (biotech) Kitchen | ILit | all | Sat | - | 1 | 1 | DEER08 MBT Kit Yr Lt1 Wd | 15 | 90 | 15 | 90 | 15 | 90 | 15 | 90 | 100 | 100 |  | Manufac (biotech) Kitchen ILit Sat | 3807 | 15 | 90 | 15 | 90
11031 | 1 | -99 | 7 | -99 | 3807 | -1 | 15 | 90 | 15 | 90 | 15 | 90 | 100 | 100 | ; | Manufac (biotech) Kitchen | ILit | all | Sun | - | 1 | 1 | DEER08 MBT Kit Yr Lt1 Wd | 15 | 90 | 15 | 90 | 15 | 90 | 15 | 90 | 100 | 100 |  | Manufac (biotech) Kitchen ILit Sun | 3807 | 15 | 90 | 15 | 90
11031 | 1 | -99 | 8 | -99 | 3807 | -1 | 15 | 90 | 15 | 90 | 15 | 90 | 100 | 100 | ; | Manufac (biotech) Kitchen | ILit | all | Hol | - | 1 | 1 | DEER08 MBT Kit Yr Lt1 Wd | 15 | 90 | 15 | 90 | 15 | 90 | 15 | 90 | 100 | 100 |  | Manufac (biotech) Kitchen ILit Hol | 3807 | 15 | 90 | 15 | 90
11031 | 1 | -99 | 11 | -99 | 2 | -1 | 5 | 5 | 5 | 5 | 5 | 5 | 5 | 5 | ; | Manufac (biotech) Kitchen | ILit | all | Cls | - | 0.05 | 0.05 | Always On | 100 | 100 | 100 | 100 | 100 | 100 | 100 | 100 | 100 | 100 |  | Manufac (biotech) Kitchen ILit Cls | 2 | 5 | 5 | 5 | 5
11031 | 1 | 2 | -99 | -99 | 3891 | -1 | 8 | 85 | 8 | 85 | 8 | 85 | 100 | 100 | ; | Manufac (biotech) Kitchen | ILit | all | all | - | 1 | 1 | DEER08 MBT Kit Yr Lt2 Wd | 8 | 85 | 8 | 85 | 8 | 85 | 8 | 85 | 100 | 100 |  | Manufac (biotech) Kitchen ILit2 all | 3891 | 8 | 85 | 8 | 85
11031 | 1 | -99 | -99 | -99 | 3807 | -1 | 15 | 90 | 15 | 90 | 15 | 90 | 100 | 100 | ; | Manufac (biotech) Kitchen | ILit | all | all | - | 1 | 1 | DEER08 MBT Kit Yr Lt1 Wd | 15 | 90 | 15 | 90 | 15 | 90 | 15 | 90 | 100 | 100 |  | Manufac (biotech) Kitchen ILit all | 3807 | 15 | 90 | 15 | 90
11031 | 6 | -99 | -99 | 0 | 2 | -1 | 25 | 25 | 25 | 25 | 25 | 25 | 25 | 25 | ; | Manufac (biotech) Kitchen | Misc | all | all | No | 0.25 | 0.25 | Always On | 100 | 100 |  |  |  |  | - n/a - | - n/a - | 100 | 100 |  | Manufac (biotech) Kitchen Misc all Closed | 2 | 25 | 25 | 25 | 25
11031 | 6 | -99 | 6 | -99 | 3299 | -1 | 25 | 100 | 25 | 100 | 25 | 100 | 25 | 100 | ; | Manufac (biotech) Kitchen | Misc | all | Sat | - | 1 | 1 | DEER MBT Kit Yr Eq Wd | 25 | 100 |  |  |  |  | - n/a - | - n/a - | 25 | 100 |  | Manufac (biotech) Kitchen Misc Sat | 3299 | 25 | 100 | 25 | 100
11031 | 6 | -99 | 7 | -99 | 3299 | -1 | 25 | 100 | 25 | 100 | 25 | 100 | 25 | 100 | ; | Manufac (biotech) Kitchen | Misc | all | Sun | - | 1 | 1 | DEER MBT Kit Yr Eq Wd | 25 | 100 |  |  |  |  | - n/a - | - n/a - | 25 | 100 |  | Manufac (biotech) Kitchen Misc Sun | 3299 | 25 | 100 | 25 | 100
11031 | 6 | -99 | 8 | -99 | 3299 | -1 | 25 | 100 | 25 | 100 | 25 | 100 | 25 | 100 | ; | Manufac (biotech) Kitchen | Misc | all | Hol | - | 1 | 1 | DEER MBT Kit Yr Eq Wd | 25 | 100 |  |  |  |  | - n/a - | - n/a - | 25 | 100 |  | Manufac (biotech) Kitchen Misc Hol | 3299 | 25 | 100 | 25 | 100
11031 | 6 | -99 | 11 | -99 | 2 | -1 | 25 | 25 | 25 | 25 | 25 | 25 | 25 | 25 | ; | Manufac (biotech) Kitchen | Misc | all | Cls | - | 0.25 | 0.25 | Always On | 100 | 100 |  |  |  |  | - n/a - | - n/a - | 100 | 100 |  | Manufac (biotech) Kitchen Misc Cls | 2 | 25 | 25 | 25 | 25
11031 | 6 | -99 | -99 | -99 | 3299 | -1 | 25 | 100 | 25 | 100 | 25 | 100 | 25 | 100 | ; | Manufac (biotech) Kitchen | Misc | all | all | - | 1 | 1 | DEER MBT Kit Yr Eq Wd | 25 | 100 |  |  |  |  | - n/a - | - n/a - | 25 | 100 |  | Manufac (biotech) Kitchen Misc all | 3299 | 25 | 100 | 25 | 100
11031 | 4 | -99 | -99 | 0 | 2 | -1 | 10 | 10 | 10 | 10 | 10 | 10 | 10 | 10 | ; | Manufac (biotech) Kitchen | Cook | all | all | No | 0.1 | 0.1 | Always On | 100 | 100 |  |  |  |  | - n/a - | - n/a - | 100 | 100 |  | Manufac (biotech) Kitchen Cook all Closed | 2 | 10 | 10 | 10 | 10
11031 | 4 | -99 | 6 | -99 | 3301 | -1 | 10 | 100 | 10 | 100 | 10 | 100 | 10 | 100 | ; | Manufac (biotech) Kitchen | Cook | all | Sat | - | 1 | 1 | DEER MBT Kit Yr Ck Wd | 10 | 100 |  |  |  |  | - n/a - | - n/a - | 10 | 100 |  | Manufac (biotech) Kitchen Cook Sat | 3301 | 10 | 100 | 10 | 100
11031 | 4 | -99 | 7 | -99 | 3301 | -1 | 10 | 100 | 10 | 100 | 10 | 100 | 10 | 100 | ; | Manufac (biotech) Kitchen | Cook | all | Sun | - | 1 | 1 | DEER MBT Kit Yr Ck Wd | 10 | 100 |  |  |  |  | - n/a - | - n/a - | 10 | 100 |  | Manufac (biotech) Kitchen Cook Sun | 3301 | 10 | 100 | 10 | 100
11031 | 4 | -99 | 8 | -99 | 3301 | -1 | 10 | 100 | 10 | 100 | 10 | 100 | 10 | 100 | ; | Manufac (biotech) Kitchen | Cook | all | Hol | - | 1 | 1 | DEER MBT Kit Yr Ck Wd | 10 | 100 |  |  |  |  | - n/a - | - n/a - | 10 | 100 |  | Manufac (biotech) Kitchen Cook Hol | 3301 | 10 | 100 | 10 | 100
11031 | 4 | -99 | 11 | -99 | 2 | -1 | 10 | 10 | 10 | 10 | 10 | 10 | 10 | 10 | ; | Manufac (biotech) Kitchen | Cook | all | Cls | - | 0.1 | 0.1 | Always On | 100 | 100 |  |  |  |  | - n/a - | - n/a - | 100 | 100 |  | Manufac (biotech) Kitchen Cook Cls | 2 | 10 | 10 | 10 | 10
11031 | 4 | -99 | -99 | -99 | 3301 | -1 | 10 | 100 | 10 | 100 | 10 | 100 | 10 | 100 | ; | Manufac (biotech) Kitchen | Cook | all | all | - | 1 | 1 | DEER MBT Kit Yr Ck Wd | 10 | 100 |  |  |  |  | - n/a - | - n/a - | 10 | 100 |  | Manufac (biotech) Kitchen Cook all | 3301 | 10 | 100 | 10 | 100
11041 | 8 | -99 | -99 | 0 | 1 | -1 | 0 | 0 | 0 | 0 | 0 | 0 | 0 | 0 | ; | Manufac (biotech) ComptrRm | Occup | all | all | No | 1 | 1 | Always Off | 0 | 0 |  |  |  |  | - n/a - | - n/a - | 0 | 0 |  | Manufac (biotech) ComptrRm Occup all Closed | 1 | 0 | 0 | 0 | 0
11041 | 8 | -99 | 6 | -99 | 3303 | -1 | 0 | 80 | 0 | 80 | 0 | 80 | 0 | 80 | ; | Manufac (biotech) ComptrRm | Occup | all | Sat | - | 1 | 1 | DEER MBT Cmp Yr Oc Wd | 0 | 80 |  |  |  |  | - n/a - | - n/a - | 0 | 80 |  | Manufac (biotech) ComptrRm Occup Sat | 3303 | 0 | 80 | 0 | 80
11041 | 8 | -99 | 7 | -99 | 3303 | -1 | 0 | 80 | 0 | 80 | 0 | 80 | 0 | 80 | ; | Manufac (biotech) ComptrRm | Occup | all | Sun | - | 1 | 1 | DEER MBT Cmp Yr Oc Wd | 0 | 80 |  |  |  |  | - n/a - | - n/a - | 0 | 80 |  | Manufac (biotech) ComptrRm Occup Sun | 3303 | 0 | 80 | 0 | 80
11041 | 8 | -99 | 8 | -99 | 3303 | -1 | 0 | 80 | 0 | 80 | 0 | 80 | 0 | 80 | ; | Manufac (biotech) ComptrRm | Occup | all | Hol | - | 1 | 1 | DEER MBT Cmp Yr Oc Wd | 0 | 80 |  |  |  |  | - n/a - | - n/a - | 0 | 80 |  | Manufac (biotech) ComptrRm Occup Hol | 3303 | 0 | 80 | 0 | 80
11041 | 8 | -99 | 11 | -99 | 1 | -1 | 0 | 0 | 0 | 0 | 0 | 0 | 0 | 0 | ; | Manufac (biotech) ComptrRm | Occup | all | Cls | - | 1 | 1 | Always Off | 0 | 0 |  |  |  |  | - n/a - | - n/a - | 0 | 0 |  | Manufac (biotech) ComptrRm Occup Cls | 1 | 0 | 0 | 0 | 0
11041 | 8 | -99 | -99 | -99 | 3303 | -1 | 0 | 80 | 0 | 80 | 0 | 80 | 0 | 80 | ; | Manufac (biotech) ComptrRm | Occup | all | all | - | 1 | 1 | DEER MBT Cmp Yr Oc Wd | 0 | 80 |  |  |  |  | - n/a - | - n/a - | 0 | 80 |  | Manufac (biotech) ComptrRm Occup all | 3303 | 0 | 80 | 0 | 80
11041 | 1 | -99 | -99 | 0 | 2 | -1 | 5 | 5 | 5 | 5 | 5 | 5 | 5 | 5 | ; | Manufac (biotech) ComptrRm | ILit | all | all | No | 0.05 | 0.05 | Always On | 100 | 100 | 100 | 100 | 100 | 100 | 100 | 100 | 100 | 100 |  | Manufac (biotech) ComptrRm ILit all Closed | 2 | 5 | 5 | 5 | 5
11041 | 1 | 2 | 6 | -99 | 3893 | -1 | 8 | 85 | 8 | 85 | 8 | 85 | 100 | 100 | ; | Manufac (biotech) ComptrRm | ILit | all | Sat | - | 1 | 1 | DEER08 MBT Cmp Yr Lt2 Wd | 8 | 85 | 8 | 85 | 8 | 85 | 8 | 85 | 100 | 100 |  | Manufac (biotech) ComptrRm ILit2 Sat | 3893 | 8 | 85 | 8 | 85
11041 | 1 | 2 | 7 | -99 | 3893 | -1 | 8 | 85 | 8 | 85 | 8 | 85 | 100 | 100 | ; | Manufac (biotech) ComptrRm | ILit | all | Sun | - | 1 | 1 | DEER08 MBT Cmp Yr Lt2 Wd | 8 | 85 | 8 | 85 | 8 | 85 | 8 | 85 | 100 | 100 |  | Manufac (biotech) ComptrRm ILit2 Sun | 3893 | 8 | 85 | 8 | 85
11041 | 1 | 2 | 8 | -99 | 3893 | -1 | 8 | 85 | 8 | 85 | 8 | 85 | 100 | 100 | ; | Manufac (biotech) ComptrRm | ILit | all | Hol | - | 1 | 1 | DEER08 MBT Cmp Yr Lt2 Wd | 8 | 85 | 8 | 85 | 8 | 85 | 8 | 85 | 100 | 100 |  | Manufac (biotech) ComptrRm ILit2 Hol | 3893 | 8 | 85 | 8 | 85
11041 | 1 | -99 | 6 | -99 | 3809 | -1 | 15 | 90 | 15 | 90 | 15 | 90 | 100 | 100 | ; | Manufac (biotech) ComptrRm | ILit | all | Sat | - | 1 | 1 | DEER08 MBT Cmp Yr Lt1 Wd | 15 | 90 | 15 | 90 | 15 | 90 | 15 | 90 | 100 | 100 |  | Manufac (biotech) ComptrRm ILit Sat | 3809 | 15 | 90 | 15 | 90
11041 | 1 | -99 | 7 | -99 | 3809 | -1 | 15 | 90 | 15 | 90 | 15 | 90 | 100 | 100 | ; | Manufac (biotech) ComptrRm | ILit | all | Sun | - | 1 | 1 | DEER08 MBT Cmp Yr Lt1 Wd | 15 | 90 | 15 | 90 | 15 | 90 | 15 | 90 | 100 | 100 |  | Manufac (biotech) ComptrRm ILit Sun | 3809 | 15 | 90 | 15 | 90
11041 | 1 | -99 | 8 | -99 | 3809 | -1 | 15 | 90 | 15 | 90 | 15 | 90 | 100 | 100 | ; | Manufac (biotech) ComptrRm | ILit | all | Hol | - | 1 | 1 | DEER08 MBT Cmp Yr Lt1 Wd | 15 | 90 | 15 | 90 | 15 | 90 | 15 | 90 | 100 | 100 |  | Manufac (biotech) ComptrRm ILit Hol | 3809 | 15 | 90 | 15 | 90
11041 | 1 | -99 | 11 | -99 | 2 | -1 | 5 | 5 | 5 | 5 | 5 | 5 | 5 | 5 | ; | Manufac (biotech) ComptrRm | ILit | all | Cls | - | 0.05 | 0.05 | Always On | 100 | 100 | 100 | 100 | 100 | 100 | 100 | 100 | 100 | 100 |  | Manufac (biotech) ComptrRm ILit Cls | 2 | 5 | 5 | 5 | 5
11041 | 1 | 2 | -99 | -99 | 3893 | -1 | 8 | 85 | 8 | 85 | 8 | 85 | 100 | 100 | ; | Manufac (biotech) ComptrRm | ILit | all | all | - | 1 | 1 | DEER08 MBT Cmp Yr Lt2 Wd | 8 | 85 | 8 | 85 | 8 | 85 | 8 | 85 | 100 | 100 |  | Manufac (biotech) ComptrRm ILit2 all | 3893 | 8 | 85 | 8 | 85
11041 | 1 | -99 | -99 | -99 | 3809 | -1 | 15 | 90 | 15 | 90 | 15 | 90 | 100 | 100 | ; | Manufac (biotech) ComptrRm | ILit | all | all | - | 1 | 1 | DEER08 MBT Cmp Yr Lt1 Wd | 15 | 90 | 15 | 90 | 15 | 90 | 15 | 90 | 100 | 100 |  | Manufac (biotech) ComptrRm ILit all | 3809 | 15 | 90 | 15 | 90
11041 | 6 | -99 | -99 | 0 | 2 | -1 | 30 | 30 | 30 | 30 | 30 | 30 | 30 | 30 | ; | Manufac (biotech) ComptrRm | Misc | all | all | No | 0.3 | 0.3 | Always On | 100 | 100 |  |  |  |  | - n/a - | - n/a - | 100 | 100 |  | Manufac (biotech) ComptrRm Misc all Closed | 2 | 30 | 30 | 30 | 30
11041 | 6 | -99 | 6 | -99 | 3307 | -1 | 30 | 90 | 30 | 90 | 30 | 90 | 30 | 90 | ; | Manufac (biotech) ComptrRm | Misc | all | Sat | - | 1 | 1 | DEER MBT Cmp Yr Eq Wd | 30 | 90 |  |  |  |  | - n/a - | - n/a - | 30 | 90 |  | Manufac (biotech) ComptrRm Misc Sat | 3307 | 30 | 90 | 30 | 90
11041 | 6 | -99 | 7 | -99 | 3307 | -1 | 30 | 90 | 30 | 90 | 30 | 90 | 30 | 90 | ; | Manufac (biotech) ComptrRm | Misc | all | Sun | - | 1 | 1 | DEER MBT Cmp Yr Eq Wd | 30 | 90 |  |  |  |  | - n/a - | - n/a - | 30 | 90 |  | Manufac (biotech) ComptrRm Misc Sun | 3307 | 30 | 90 | 30 | 90
11041 | 6 | -99 | 8 | -99 | 3307 | -1 | 30 | 90 | 30 | 90 | 30 | 90 | 30 | 90 | ; | Manufac (biotech) ComptrRm | Misc | all | Hol | - | 1 | 1 | DEER MBT Cmp Yr Eq Wd | 30 | 90 |  |  |  |  | - n/a - | - n/a - | 30 | 90 |  | Manufac (biotech) ComptrRm Misc Hol | 3307 | 30 | 90 | 30 | 90
11041 | 6 | -99 | 11 | -99 | 2 | -1 | 30 | 30 | 30 | 30 | 30 | 30 | 30 | 30 | ; | Manufac (biotech) ComptrRm | Misc | all | Cls | - | 0.3 | 0.3 | Always On | 100 | 100 |  |  |  |  | - n/a - | - n/a - | 100 | 100 |  | Manufac (biotech) ComptrRm Misc Cls | 2 | 30 | 30 | 30 | 30
11041 | 6 | -99 | -99 | -99 | 3307 | -1 | 30 | 90 | 30 | 90 | 30 | 90 | 30 | 90 | ; | Manufac (biotech) ComptrRm | Misc | all | all | - | 1 | 1 | DEER MBT Cmp Yr Eq Wd | 30 | 90 |  |  |  |  | - n/a - | - n/a - | 30 | 90 |  | Manufac (biotech) ComptrRm Misc all | 3307 | 30 | 90 | 30 | 90
11051 | 8 | -99 | -99 | 0 | 1 | -1 | 0 | 0 | 0 | 0 | 0 | 0 | 0 | 0 | ; | Manufac (biotech) Conference | Occup | all | all | No | 1 | 1 | Always Off | 0 | 0 |  |  |  |  | - n/a - | - n/a - | 0 | 0 |  | Manufac (biotech) Conference Occup all Closed | 1 | 0 | 0 | 0 | 0
11051 | 8 | -99 | 6 | -99 | 3309 | -1 | 0 | 50 | 0 | 50 | 0 | 50 | 0 | 50 | ; | Manufac (biotech) Conference | Occup | all | Sat | - | 1 | 1 | DEER MBT Cnf Yr Oc Wd | 0 | 50 |  |  |  |  | - n/a - | - n/a - | 0 | 50 |  | Manufac (biotech) Conference Occup Sat | 3309 | 0 | 50 | 0 | 50
11051 | 8 | -99 | 7 | -99 | 3309 | -1 | 0 | 50 | 0 | 50 | 0 | 50 | 0 | 50 | ; | Manufac (biotech) Conference | Occup | all | Sun | - | 1 | 1 | DEER MBT Cnf Yr Oc Wd | 0 | 50 |  |  |  |  | - n/a - | - n/a - | 0 | 50 |  | Manufac (biotech) Conference Occup Sun | 3309 | 0 | 50 | 0 | 50
11051 | 8 | -99 | 8 | -99 | 3309 | -1 | 0 | 50 | 0 | 50 | 0 | 50 | 0 | 50 | ; | Manufac (biotech) Conference | Occup | all | Hol | - | 1 | 1 | DEER MBT Cnf Yr Oc Wd | 0 | 50 |  |  |  |  | - n/a - | - n/a - | 0 | 50 |  | Manufac (biotech) Conference Occup Hol | 3309 | 0 | 50 | 0 | 50
11051 | 8 | -99 | 11 | -99 | 1 | -1 | 0 | 0 | 0 | 0 | 0 | 0 | 0 | 0 | ; | Manufac (biotech) Conference | Occup | all | Cls | - | 1 | 1 | Always Off | 0 | 0 |  |  |  |  | - n/a - | - n/a - | 0 | 0 |  | Manufac (biotech) Conference Occup Cls | 1 | 0 | 0 | 0 | 0
11051 | 8 | -99 | -99 | -99 | 3309 | -1 | 0 | 50 | 0 | 50 | 0 | 50 | 0 | 50 | ; | Manufac (biotech) Conference | Occup | all | all | - | 1 | 1 | DEER MBT Cnf Yr Oc Wd | 0 | 50 |  |  |  |  | - n/a - | - n/a - | 0 | 50 |  | Manufac (biotech) Conference Occup all | 3309 | 0 | 50 | 0 | 50
11051 | 1 | -99 | -99 | 0 | 1 | -1 | 0 | 0 | 0 | 0 | 0 | 0 | 0 | 0 | ; | Manufac (biotech) Conference | ILit | all | all | No | 1 | 1 | Always Off | 0 | 0 | 0 | 0 | 0 | 0 | 0 | 0 | 0 | 0 |  | Manufac (biotech) Conference ILit all Closed | 1 | 0 | 0 | 0 | 0
11051 | 1 | 2 | 6 | -99 | 3895 | -1 | 8 | 67.5 | 8 | 67.5 | 8 | 67.5 | 100 | 100 | ; | Manufac (biotech) Conference | ILit | all | Sat | - | 1 | 1 | DEER08 MBT Cnf Yr Lt2 Wd | 8 | 67.5 | 8 | 67.5 | 8 | 67.5 | 8 | 67.5 | 100 | 100 |  | Manufac (biotech) Conference ILit2 Sat | 3895 | 8 | 67.5 | 8 | 67.5
11051 | 1 | 2 | 7 | -99 | 3895 | -1 | 8 | 67.5 | 8 | 67.5 | 8 | 67.5 | 100 | 100 | ; | Manufac (biotech) Conference | ILit | all | Sun | - | 1 | 1 | DEER08 MBT Cnf Yr Lt2 Wd | 8 | 67.5 | 8 | 67.5 | 8 | 67.5 | 8 | 67.5 | 100 | 100 |  | Manufac (biotech) Conference ILit2 Sun | 3895 | 8 | 67.5 | 8 | 67.5
11051 | 1 | 2 | 8 | -99 | 3895 | -1 | 8 | 67.5 | 8 | 67.5 | 8 | 67.5 | 100 | 100 | ; | Manufac (biotech) Conference | ILit | all | Hol | - | 1 | 1 | DEER08 MBT Cnf Yr Lt2 Wd | 8 | 67.5 | 8 | 67.5 | 8 | 67.5 | 8 | 67.5 | 100 | 100 |  | Manufac (biotech) Conference ILit2 Hol | 3895 | 8 | 67.5 | 8 | 67.5
11051 | 1 | -99 | 6 | -99 | 3811 | -1 | 15 | 90 | 15 | 90 | 15 | 90 | 100 | 100 | ; | Manufac (biotech) Conference | ILit | all | Sat | - | 1 | 1 | DEER08 MBT Cnf Yr Lt1 Wd | 15 | 90 | 15 | 90 | 15 | 90 | 15 | 90 | 100 | 100 |  | Manufac (biotech) Conference ILit Sat | 3811 | 15 | 90 | 15 | 90
11051 | 1 | -99 | 7 | -99 | 3811 | -1 | 15 | 90 | 15 | 90 | 15 | 90 | 100 | 100 | ; | Manufac (biotech) Conference | ILit | all | Sun | - | 1 | 1 | DEER08 MBT Cnf Yr Lt1 Wd | 15 | 90 | 15 | 90 | 15 | 90 | 15 | 90 | 100 | 100 |  | Manufac (biotech) Conference ILit Sun | 3811 | 15 | 90 | 15 | 90
11051 | 1 | -99 | 8 | -99 | 3811 | -1 | 15 | 90 | 15 | 90 | 15 | 90 | 100 | 100 | ; | Manufac (biotech) Conference | ILit | all | Hol | - | 1 | 1 | DEER08 MBT Cnf Yr Lt1 Wd | 15 | 90 | 15 | 90 | 15 | 90 | 15 | 90 | 100 | 100 |  | Manufac (biotech) Conference ILit Hol | 3811 | 15 | 90 | 15 | 90
11051 | 1 | -99 | 11 | -99 | 1 | -1 | 0 | 0 | 0 | 0 | 0 | 0 | 0 | 0 | ; | Manufac (biotech) Conference | ILit | all | Cls | - | 1 | 1 | Always Off | 0 | 0 | 0 | 0 | 0 | 0 | 0 | 0 | 0 | 0 |  | Manufac (biotech) Conference ILit Cls | 1 | 0 | 0 | 0 | 0
11051 | 1 | 2 | -99 | -99 | 3895 | -1 | 8 | 67.5 | 8 | 67.5 | 8 | 67.5 | 100 | 100 | ; | Manufac (biotech) Conference | ILit | all | all | - | 1 | 1 | DEER08 MBT Cnf Yr Lt2 Wd | 8 | 67.5 | 8 | 67.5 | 8 | 67.5 | 8 | 67.5 | 100 | 100 |  | Manufac (biotech) Conference ILit2 all | 3895 | 8 | 67.5 | 8 | 67.5
11051 | 1 | -99 | -99 | -99 | 3811 | -1 | 15 | 90 | 15 | 90 | 15 | 90 | 100 | 100 | ; | Manufac (biotech) Conference | ILit | all | all | - | 1 | 1 | DEER08 MBT Cnf Yr Lt1 Wd | 15 | 90 | 15 | 90 | 15 | 90 | 15 | 90 | 100 | 100 |  | Manufac (biotech) Conference ILit all | 3811 | 15 | 90 | 15 | 90
11051 | 6 | -99 | -99 | 0 | 1 | -1 | 0 | 0 | 0 | 0 | 0 | 0 | 0 | 0 | ; | Manufac (biotech) Conference | Misc | all | all | No | 1 | 1 | Always Off | 0 | 0 |  |  |  |  | - n/a - | - n/a - | 0 | 0 |  | Manufac (biotech) Conference Misc all Closed | 1 | 0 | 0 | 0 | 0
11051 | 6 | -99 | 6 | -99 | 3311 | -1 | 0 | 100 | 0 | 100 | 0 | 100 | 0 | 100 | ; | Manufac (biotech) Conference | Misc | all | Sat | - | 1 | 1 | DEER MBT Cnf Yr Eq Wd | 0 | 100 |  |  |  |  | - n/a - | - n/a - | 0 | 100 |  | Manufac (biotech) Conference Misc Sat | 3311 | 0 | 100 | 0 | 100
11051 | 6 | -99 | 7 | -99 | 3311 | -1 | 0 | 100 | 0 | 100 | 0 | 100 | 0 | 100 | ; | Manufac (biotech) Conference | Misc | all | Sun | - | 1 | 1 | DEER MBT Cnf Yr Eq Wd | 0 | 100 |  |  |  |  | - n/a - | - n/a - | 0 | 100 |  | Manufac (biotech) Conference Misc Sun | 3311 | 0 | 100 | 0 | 100
11051 | 6 | -99 | 8 | -99 | 3311 | -1 | 0 | 100 | 0 | 100 | 0 | 100 | 0 | 100 | ; | Manufac (biotech) Conference | Misc | all | Hol | - | 1 | 1 | DEER MBT Cnf Yr Eq Wd | 0 | 100 |  |  |  |  | - n/a - | - n/a - | 0 | 100 |  | Manufac (biotech) Conference Misc Hol | 3311 | 0 | 100 | 0 | 100
11051 | 6 | -99 | 11 | -99 | 1 | -1 | 0 | 0 | 0 | 0 | 0 | 0 | 0 | 0 | ; | Manufac (biotech) Conference | Misc | all | Cls | - | 1 | 1 | Always Off | 0 | 0 |  |  |  |  | - n/a - | - n/a - | 0 | 0 |  | Manufac (biotech) Conference Misc Cls | 1 | 0 | 0 | 0 | 0
11051 | 6 | -99 | -99 | -99 | 3311 | -1 | 0 | 100 | 0 | 100 | 0 | 100 | 0 | 100 | ; | Manufac (biotech) Conference | Misc | all | all | - | 1 | 1 | DEER MBT Cnf Yr Eq Wd | 0 | 100 |  |  |  |  | - n/a - | - n/a - | 0 | 100 |  | Manufac (biotech) Conference Misc all | 3311 | 0 | 100 | 0 | 100
11061 | 8 | -99 | -99 | 0 | 1 | -1 | 0 | 0 | 0 | 0 | 0 | 0 | 0 | 0 | ; | Manufac (biotech) Cafeteria | Occup | all | all | No | 1 | 1 | Always Off | 0 | 0 |  |  |  |  | - n/a - | - n/a - | 0 | 0 |  | Manufac (biotech) Cafeteria Occup all Closed | 1 | 0 | 0 | 0 | 0
11061 | 8 | -99 | 6 | -99 | 3312 | -1 | 0 | 100 | 0 | 100 | 0 | 100 | 0 | 100 | ; | Manufac (biotech) Cafeteria | Occup | all | Sat | - | 1 | 1 | DEER MBT Din Yr Oc Wd | 0 | 100 |  |  |  |  | - n/a - | - n/a - | 0 | 100 |  | Manufac (biotech) Cafeteria Occup Sat | 3312 | 0 | 100 | 0 | 100
11061 | 8 | -99 | 7 | -99 | 3312 | -1 | 0 | 100 | 0 | 100 | 0 | 100 | 0 | 100 | ; | Manufac (biotech) Cafeteria | Occup | all | Sun | - | 1 | 1 | DEER MBT Din Yr Oc Wd | 0 | 100 |  |  |  |  | - n/a - | - n/a - | 0 | 100 |  | Manufac (biotech) Cafeteria Occup Sun | 3312 | 0 | 100 | 0 | 100
11061 | 8 | -99 | 8 | -99 | 3312 | -1 | 0 | 100 | 0 | 100 | 0 | 100 | 0 | 100 | ; | Manufac (biotech) Cafeteria | Occup | all | Hol | - | 1 | 1 | DEER MBT Din Yr Oc Wd | 0 | 100 |  |  |  |  | - n/a - | - n/a - | 0 | 100 |  | Manufac (biotech) Cafeteria Occup Hol | 3312 | 0 | 100 | 0 | 100
11061 | 8 | -99 | 11 | -99 | 1 | -1 | 0 | 0 | 0 | 0 | 0 | 0 | 0 | 0 | ; | Manufac (biotech) Cafeteria | Occup | all | Cls | - | 1 | 1 | Always Off | 0 | 0 |  |  |  |  | - n/a - | - n/a - | 0 | 0 |  | Manufac (biotech) Cafeteria Occup Cls | 1 | 0 | 0 | 0 | 0
11061 | 8 | -99 | -99 | -99 | 3312 | -1 | 0 | 100 | 0 | 100 | 0 | 100 | 0 | 100 | ; | Manufac (biotech) Cafeteria | Occup | all | all | - | 1 | 1 | DEER MBT Din Yr Oc Wd | 0 | 100 |  |  |  |  | - n/a - | - n/a - | 0 | 100 |  | Manufac (biotech) Cafeteria Occup all | 3312 | 0 | 100 | 0 | 100
11061 | 1 | -99 | -99 | 0 | 2 | -1 | 5 | 5 | 5 | 5 | 5 | 5 | 5 | 5 | ; | Manufac (biotech) Cafeteria | ILit | all | all | No | 0.05 | 0.05 | Always On | 100 | 100 | 100 | 100 | 100 | 100 | 100 | 100 | 100 | 100 |  | Manufac (biotech) Cafeteria ILit all Closed | 2 | 5 | 5 | 5 | 5
11061 | 1 | 2 | 6 | -99 | 3896 | -1 | 10 | 85 | 10 | 85 | 10 | 85 | 100 | 100 | ; | Manufac (biotech) Cafeteria | ILit | all | Sat | - | 1 | 1 | DEER08 MBT Din Yr Lt2 Wd | 10 | 85 | 10 | 85 | 10 | 85 | 10 | 85 | 100 | 100 |  | Manufac (biotech) Cafeteria ILit2 Sat | 3896 | 10 | 85 | 10 | 85
11061 | 1 | 2 | 7 | -99 | 3896 | -1 | 10 | 85 | 10 | 85 | 10 | 85 | 100 | 100 | ; | Manufac (biotech) Cafeteria | ILit | all | Sun | - | 1 | 1 | DEER08 MBT Din Yr Lt2 Wd | 10 | 85 | 10 | 85 | 10 | 85 | 10 | 85 | 100 | 100 |  | Manufac (biotech) Cafeteria ILit2 Sun | 3896 | 10 | 85 | 10 | 85
11061 | 1 | 2 | 8 | -99 | 3896 | -1 | 10 | 85 | 10 | 85 | 10 | 85 | 100 | 100 | ; | Manufac (biotech) Cafeteria | ILit | all | Hol | - | 1 | 1 | DEER08 MBT Din Yr Lt2 Wd | 10 | 85 | 10 | 85 | 10 | 85 | 10 | 85 | 100 | 100 |  | Manufac (biotech) Cafeteria ILit2 Hol | 3896 | 10 | 85 | 10 | 85
11061 | 1 | -99 | 6 | -99 | 3812 | -1 | 15 | 90 | 15 | 90 | 15 | 90 | 100 | 100 | ; | Manufac (biotech) Cafeteria | ILit | all | Sat | - | 1 | 1 | DEER08 MBT Din Yr Lt1 Wd | 15 | 90 | 15 | 90 | 15 | 90 | 15 | 90 | 100 | 100 |  | Manufac (biotech) Cafeteria ILit Sat | 3812 | 15 | 90 | 15 | 90
11061 | 1 | -99 | 7 | -99 | 3812 | -1 | 15 | 90 | 15 | 90 | 15 | 90 | 100 | 100 | ; | Manufac (biotech) Cafeteria | ILit | all | Sun | - | 1 | 1 | DEER08 MBT Din Yr Lt1 Wd | 15 | 90 | 15 | 90 | 15 | 90 | 15 | 90 | 100 | 100 |  | Manufac (biotech) Cafeteria ILit Sun | 3812 | 15 | 90 | 15 | 90
11061 | 1 | -99 | 8 | -99 | 3812 | -1 | 15 | 90 | 15 | 90 | 15 | 90 | 100 | 100 | ; | Manufac (biotech) Cafeteria | ILit | all | Hol | - | 1 | 1 | DEER08 MBT Din Yr Lt1 Wd | 15 | 90 | 15 | 90 | 15 | 90 | 15 | 90 | 100 | 100 |  | Manufac (biotech) Cafeteria ILit Hol | 3812 | 15 | 90 | 15 | 90
11061 | 1 | -99 | 11 | -99 | 2 | -1 | 5 | 5 | 5 | 5 | 5 | 5 | 5 | 5 | ; | Manufac (biotech) Cafeteria | ILit | all | Cls | - | 0.05 | 0.05 | Always On | 100 | 100 | 100 | 100 | 100 | 100 | 100 | 100 | 100 | 100 |  | Manufac (biotech) Cafeteria ILit Cls | 2 | 5 | 5 | 5 | 5
11061 | 1 | 2 | -99 | -99 | 3896 | -1 | 10 | 85 | 10 | 85 | 10 | 85 | 100 | 100 | ; | Manufac (biotech) Cafeteria | ILit | all | all | - | 1 | 1 | DEER08 MBT Din Yr Lt2 Wd | 10 | 85 | 10 | 85 | 10 | 85 | 10 | 85 | 100 | 100 |  | Manufac (biotech) Cafeteria ILit2 all | 3896 | 10 | 85 | 10 | 85
11061 | 1 | -99 | -99 | -99 | 3812 | -1 | 15 | 90 | 15 | 90 | 15 | 90 | 100 | 100 | ; | Manufac (biotech) Cafeteria | ILit | all | all | - | 1 | 1 | DEER08 MBT Din Yr Lt1 Wd | 15 | 90 | 15 | 90 | 15 | 90 | 15 | 90 | 100 | 100 |  | Manufac (biotech) Cafeteria ILit all | 3812 | 15 | 90 | 15 | 90
11061 | 6 | -99 | -99 | 0 | 1 | -1 | 0 | 0 | 0 | 0 | 0 | 0 | 0 | 0 | ; | Manufac (biotech) Cafeteria | Misc | all | all | No | 1 | 1 | Always Off | 0 | 0 |  |  |  |  | - n/a - | - n/a - | 0 | 0 |  | Manufac (biotech) Cafeteria Misc all Closed | 1 | 0 | 0 | 0 | 0
11061 | 6 | -99 | 6 | -99 | 3316 | -1 | 0 | 100 | 0 | 100 | 0 | 100 | 0 | 100 | ; | Manufac (biotech) Cafeteria | Misc | all | Sat | - | 1 | 1 | DEER MBT Din Yr Eq Wd | 0 | 100 |  |  |  |  | - n/a - | - n/a - | 0 | 100 |  | Manufac (biotech) Cafeteria Misc Sat | 3316 | 0 | 100 | 0 | 100
11061 | 6 | -99 | 7 | -99 | 3316 | -1 | 0 | 100 | 0 | 100 | 0 | 100 | 0 | 100 | ; | Manufac (biotech) Cafeteria | Misc | all | Sun | - | 1 | 1 | DEER MBT Din Yr Eq Wd | 0 | 100 |  |  |  |  | - n/a - | - n/a - | 0 | 100 |  | Manufac (biotech) Cafeteria Misc Sun | 3316 | 0 | 100 | 0 | 100
11061 | 6 | -99 | 8 | -99 | 3316 | -1 | 0 | 100 | 0 | 100 | 0 | 100 | 0 | 100 | ; | Manufac (biotech) Cafeteria | Misc | all | Hol | - | 1 | 1 | DEER MBT Din Yr Eq Wd | 0 | 100 |  |  |  |  | - n/a - | - n/a - | 0 | 100 |  | Manufac (biotech) Cafeteria Misc Hol | 3316 | 0 | 100 | 0 | 100
11061 | 6 | -99 | 11 | -99 | 1 | -1 | 0 | 0 | 0 | 0 | 0 | 0 | 0 | 0 | ; | Manufac (biotech) Cafeteria | Misc | all | Cls | - | 1 | 1 | Always Off | 0 | 0 |  |  |  |  | - n/a - | - n/a - | 0 | 0 |  | Manufac (biotech) Cafeteria Misc Cls | 1 | 0 | 0 | 0 | 0
11061 | 6 | -99 | -99 | -99 | 3316 | -1 | 0 | 100 | 0 | 100 | 0 | 100 | 0 | 100 | ; | Manufac (biotech) Cafeteria | Misc | all | all | - | 1 | 1 | DEER MBT Din Yr Eq Wd | 0 | 100 |  |  |  |  | - n/a - | - n/a - | 0 | 100 |  | Manufac (biotech) Cafeteria Misc all | 3316 | 0 | 100 | 0 | 100
11071 | 8 | -99 | -99 | 0 | 1 | -1 | 0 | 0 | 0 | 0 | 0 | 0 | 0 | 0 | ; | Manufac (biotech) Lab | Occup | all | all | No | 1 | 1 | Always Off | 0 | 0 |  |  |  |  | - n/a - | - n/a - | 0 | 0 |  | Manufac (biotech) Lab Occup all Closed | 1 | 0 | 0 | 0 | 0
11071 | 8 | -99 | 6 | -99 | 3318 | -1 | 0 | 80 | 0 | 80 | 0 | 80 | 0 | 80 | ; | Manufac (biotech) Lab | Occup | all | Sat | - | 1 | 1 | DEER MBT Lab Yr Oc Wd | 0 | 80 |  |  |  |  | - n/a - | - n/a - | 0 | 80 |  | Manufac (biotech) Lab Occup Sat | 3318 | 0 | 80 | 0 | 80
11071 | 8 | -99 | 7 | -99 | 3318 | -1 | 0 | 80 | 0 | 80 | 0 | 80 | 0 | 80 | ; | Manufac (biotech) Lab | Occup | all | Sun | - | 1 | 1 | DEER MBT Lab Yr Oc Wd | 0 | 80 |  |  |  |  | - n/a - | - n/a - | 0 | 80 |  | Manufac (biotech) Lab Occup Sun | 3318 | 0 | 80 | 0 | 80
11071 | 8 | -99 | 8 | -99 | 3318 | -1 | 0 | 80 | 0 | 80 | 0 | 80 | 0 | 80 | ; | Manufac (biotech) Lab | Occup | all | Hol | - | 1 | 1 | DEER MBT Lab Yr Oc Wd | 0 | 80 |  |  |  |  | - n/a - | - n/a - | 0 | 80 |  | Manufac (biotech) Lab Occup Hol | 3318 | 0 | 80 | 0 | 80
11071 | 8 | -99 | 11 | -99 | 1 | -1 | 0 | 0 | 0 | 0 | 0 | 0 | 0 | 0 | ; | Manufac (biotech) Lab | Occup | all | Cls | - | 1 | 1 | Always Off | 0 | 0 |  |  |  |  | - n/a - | - n/a - | 0 | 0 |  | Manufac (biotech) Lab Occup Cls | 1 | 0 | 0 | 0 | 0
11071 | 8 | -99 | -99 | -99 | 3318 | -1 | 0 | 80 | 0 | 80 | 0 | 80 | 0 | 80 | ; | Manufac (biotech) Lab | Occup | all | all | - | 1 | 1 | DEER MBT Lab Yr Oc Wd | 0 | 80 |  |  |  |  | - n/a - | - n/a - | 0 | 80 |  | Manufac (biotech) Lab Occup all | 3318 | 0 | 80 | 0 | 80
11071 | 1 | -99 | -99 | 0 | 2 | -1 | 5 | 5 | 5 | 5 | 5 | 5 | 5 | 5 | ; | Manufac (biotech) Lab | ILit | all | all | No | 0.05 | 0.05 | Always On | 100 | 100 | 100 | 100 | 100 | 100 | 100 | 100 | 100 | 100 |  | Manufac (biotech) Lab ILit all Closed | 2 | 5 | 5 | 5 | 5
11071 | 1 | 2 | 6 | -99 | 3898 | -1 | 8 | 85 | 8 | 85 | 8 | 85 | 100 | 100 | ; | Manufac (biotech) Lab | ILit | all | Sat | - | 1 | 1 | DEER08 MBT Lab Yr Lt2 Wd | 8 | 85 | 8 | 85 | 8 | 85 | 8 | 85 | 100 | 100 |  | Manufac (biotech) Lab ILit2 Sat | 3898 | 8 | 85 | 8 | 85
11071 | 1 | 2 | 7 | -99 | 3898 | -1 | 8 | 85 | 8 | 85 | 8 | 85 | 100 | 100 | ; | Manufac (biotech) Lab | ILit | all | Sun | - | 1 | 1 | DEER08 MBT Lab Yr Lt2 Wd | 8 | 85 | 8 | 85 | 8 | 85 | 8 | 85 | 100 | 100 |  | Manufac (biotech) Lab ILit2 Sun | 3898 | 8 | 85 | 8 | 85
11071 | 1 | 2 | 8 | -99 | 3898 | -1 | 8 | 85 | 8 | 85 | 8 | 85 | 100 | 100 | ; | Manufac (biotech) Lab | ILit | all | Hol | - | 1 | 1 | DEER08 MBT Lab Yr Lt2 Wd | 8 | 85 | 8 | 85 | 8 | 85 | 8 | 85 | 100 | 100 |  | Manufac (biotech) Lab ILit2 Hol | 3898 | 8 | 85 | 8 | 85
11071 | 1 | -99 | 6 | -99 | 3814 | -1 | 15 | 90 | 15 | 90 | 15 | 90 | 100 | 100 | ; | Manufac (biotech) Lab | ILit | all | Sat | - | 1 | 1 | DEER08 MBT Lab Yr Lt1 Wd | 15 | 90 | 15 | 90 | 15 | 90 | 15 | 90 | 100 | 100 |  | Manufac (biotech) Lab ILit Sat | 3814 | 15 | 90 | 15 | 90
11071 | 1 | -99 | 7 | -99 | 3814 | -1 | 15 | 90 | 15 | 90 | 15 | 90 | 100 | 100 | ; | Manufac (biotech) Lab | ILit | all | Sun | - | 1 | 1 | DEER08 MBT Lab Yr Lt1 Wd | 15 | 90 | 15 | 90 | 15 | 90 | 15 | 90 | 100 | 100 |  | Manufac (biotech) Lab ILit Sun | 3814 | 15 | 90 | 15 | 90
11071 | 1 | -99 | 8 | -99 | 3814 | -1 | 15 | 90 | 15 | 90 | 15 | 90 | 100 | 100 | ; | Manufac (biotech) Lab | ILit | all | Hol | - | 1 | 1 | DEER08 MBT Lab Yr Lt1 Wd | 15 | 90 | 15 | 90 | 15 | 90 | 15 | 90 | 100 | 100 |  | Manufac (biotech) Lab ILit Hol | 3814 | 15 | 90 | 15 | 90
11071 | 1 | -99 | 11 | -99 | 2 | -1 | 5 | 5 | 5 | 5 | 5 | 5 | 5 | 5 | ; | Manufac (biotech) Lab | ILit | all | Cls | - | 0.05 | 0.05 | Always On | 100 | 100 | 100 | 100 | 100 | 100 | 100 | 100 | 100 | 100 |  | Manufac (biotech) Lab ILit Cls | 2 | 5 | 5 | 5 | 5
11071 | 1 | 2 | -99 | -99 | 3898 | -1 | 8 | 85 | 8 | 85 | 8 | 85 | 100 | 100 | ; | Manufac (biotech) Lab | ILit | all | all | - | 1 | 1 | DEER08 MBT Lab Yr Lt2 Wd | 8 | 85 | 8 | 85 | 8 | 85 | 8 | 85 | 100 | 100 |  | Manufac (biotech) Lab ILit2 all | 3898 | 8 | 85 | 8 | 85
11071 | 1 | -99 | -99 | -99 | 3814 | -1 | 15 | 90 | 15 | 90 | 15 | 90 | 100 | 100 | ; | Manufac (biotech) Lab | ILit | all | all | - | 1 | 1 | DEER08 MBT Lab Yr Lt1 Wd | 15 | 90 | 15 | 90 | 15 | 90 | 15 | 90 | 100 | 100 |  | Manufac (biotech) Lab ILit all | 3814 | 15 | 90 | 15 | 90
11071 | 6 | -99 | -99 | 0 | 2 | -1 | 20 | 20 | 20 | 20 | 20 | 20 | 20 | 20 | ; | Manufac (biotech) Lab | Misc | all | all | No | 0.2 | 0.2 | Always On | 100 | 100 |  |  |  |  | - n/a - | - n/a - | 100 | 100 |  | Manufac (biotech) Lab Misc all Closed | 2 | 20 | 20 | 20 | 20
11071 | 6 | -99 | 6 | -99 | 3322 | -1 | 20 | 85 | 20 | 85 | 20 | 85 | 20 | 85 | ; | Manufac (biotech) Lab | Misc | all | Sat | - | 1 | 1 | DEER MBT Lab Yr Eq Wd | 20 | 85 |  |  |  |  | - n/a - | - n/a - | 20 | 85 |  | Manufac (biotech) Lab Misc Sat | 3322 | 20 | 85 | 20 | 85
11071 | 6 | -99 | 7 | -99 | 3322 | -1 | 20 | 85 | 20 | 85 | 20 | 85 | 20 | 85 | ; | Manufac (biotech) Lab | Misc | all | Sun | - | 1 | 1 | DEER MBT Lab Yr Eq Wd | 20 | 85 |  |  |  |  | - n/a - | - n/a - | 20 | 85 |  | Manufac (biotech) Lab Misc Sun | 3322 | 20 | 85 | 20 | 85
11071 | 6 | -99 | 8 | -99 | 3322 | -1 | 20 | 85 | 20 | 85 | 20 | 85 | 20 | 85 | ; | Manufac (biotech) Lab | Misc | all | Hol | - | 1 | 1 | DEER MBT Lab Yr Eq Wd | 20 | 85 |  |  |  |  | - n/a - | - n/a - | 20 | 85 |  | Manufac (biotech) Lab Misc Hol | 3322 | 20 | 85 | 20 | 85
11071 | 6 | -99 | 11 | -99 | 2 | -1 | 20 | 20 | 20 | 20 | 20 | 20 | 20 | 20 | ; | Manufac (biotech) Lab | Misc | all | Cls | - | 0.2 | 0.2 | Always On | 100 | 100 |  |  |  |  | - n/a - | - n/a - | 100 | 100 |  | Manufac (biotech) Lab Misc Cls | 2 | 20 | 20 | 20 | 20
11071 | 6 | -99 | -99 | -99 | 3322 | -1 | 20 | 85 | 20 | 85 | 20 | 85 | 20 | 85 | ; | Manufac (biotech) Lab | Misc | all | all | - | 1 | 1 | DEER MBT Lab Yr Eq Wd | 20 | 85 |  |  |  |  | - n/a - | - n/a - | 20 | 85 |  | Manufac (biotech) Lab Misc all | 3322 | 20 | 85 | 20 | 85
11081 | 8 | -99 | -99 | 0 | 1 | -1 | 0 | 0 | 0 | 0 | 0 | 0 | 0 | 0 | ; | Manufac (biotech) Circulation | Occup | all | all | No | 1 | 1 | Always Off | 0 | 0 |  |  |  |  | - n/a - | - n/a - | 0 | 0 |  | Manufac (biotech) Circulation Occup all Closed | 1 | 0 | 0 | 0 | 0
11081 | 8 | -99 | 6 | -99 | 3324 | -1 | 0 | 80 | 0 | 80 | 0 | 80 | 0 | 80 | ; | Manufac (biotech) Circulation | Occup | all | Sat | - | 1 | 1 | DEER MBT Cor Yr Oc Wd | 0 | 80 |  |  |  |  | - n/a - | - n/a - | 0 | 80 |  | Manufac (biotech) Circulation Occup Sat | 3324 | 0 | 80 | 0 | 80
11081 | 8 | -99 | 7 | -99 | 3324 | -1 | 0 | 80 | 0 | 80 | 0 | 80 | 0 | 80 | ; | Manufac (biotech) Circulation | Occup | all | Sun | - | 1 | 1 | DEER MBT Cor Yr Oc Wd | 0 | 80 |  |  |  |  | - n/a - | - n/a - | 0 | 80 |  | Manufac (biotech) Circulation Occup Sun | 3324 | 0 | 80 | 0 | 80
11081 | 8 | -99 | 8 | -99 | 3324 | -1 | 0 | 80 | 0 | 80 | 0 | 80 | 0 | 80 | ; | Manufac (biotech) Circulation | Occup | all | Hol | - | 1 | 1 | DEER MBT Cor Yr Oc Wd | 0 | 80 |  |  |  |  | - n/a - | - n/a - | 0 | 80 |  | Manufac (biotech) Circulation Occup Hol | 3324 | 0 | 80 | 0 | 80
11081 | 8 | -99 | 11 | -99 | 1 | -1 | 0 | 0 | 0 | 0 | 0 | 0 | 0 | 0 | ; | Manufac (biotech) Circulation | Occup | all | Cls | - | 1 | 1 | Always Off | 0 | 0 |  |  |  |  | - n/a - | - n/a - | 0 | 0 |  | Manufac (biotech) Circulation Occup Cls | 1 | 0 | 0 | 0 | 0
11081 | 8 | -99 | -99 | -99 | 3324 | -1 | 0 | 80 | 0 | 80 | 0 | 80 | 0 | 80 | ; | Manufac (biotech) Circulation | Occup | all | all | - | 1 | 1 | DEER MBT Cor Yr Oc Wd | 0 | 80 |  |  |  |  | - n/a - | - n/a - | 0 | 80 |  | Manufac (biotech) Circulation Occup all | 3324 | 0 | 80 | 0 | 80
11081 | 1 | -99 | -99 | 0 | 2 | -1 | 100 | 100 | 100 | 100 | 100 | 100 | 100 | 100 | ; | Manufac (biotech) Circulation | ILit | all | all | No | 1 | 1 | Always On | 100 | 100 | 100 | 100 | 100 | 100 | 100 | 100 | 100 | 100 |  | Manufac (biotech) Circulation ILit all Closed | 2 | 100 | 100 | 100 | 100
11081 | 1 | 2 | 6 | -99 | 3900 | -1 | 80 | 80 | 80 | 80 | 80 | 80 | 100 | 100 | ; | Manufac (biotech) Circulation | ILit | all | Sat | - | 1 | 1 | DEER08 MBT Cor Yr Lt2 Wd | 80 | 80 | 80 | 80 | 80 | 80 | 80 | 80 | 100 | 100 |  | Manufac (biotech) Circulation ILit2 Sat | 3900 | 80 | 80 | 80 | 80
11081 | 1 | 2 | 7 | -99 | 3900 | -1 | 80 | 80 | 80 | 80 | 80 | 80 | 100 | 100 | ; | Manufac (biotech) Circulation | ILit | all | Sun | - | 1 | 1 | DEER08 MBT Cor Yr Lt2 Wd | 80 | 80 | 80 | 80 | 80 | 80 | 80 | 80 | 100 | 100 |  | Manufac (biotech) Circulation ILit2 Sun | 3900 | 80 | 80 | 80 | 80
11081 | 1 | 2 | 8 | -99 | 3900 | -1 | 80 | 80 | 80 | 80 | 80 | 80 | 100 | 100 | ; | Manufac (biotech) Circulation | ILit | all | Hol | - | 1 | 1 | DEER08 MBT Cor Yr Lt2 Wd | 80 | 80 | 80 | 80 | 80 | 80 | 80 | 80 | 100 | 100 |  | Manufac (biotech) Circulation ILit2 Hol | 3900 | 80 | 80 | 80 | 80
11081 | 1 | -99 | 6 | -99 | 3816 | -1 | 80 | 80 | 80 | 80 | 80 | 80 | 100 | 100 | ; | Manufac (biotech) Circulation | ILit | all | Sat | - | 1 | 1 | DEER08 MBT Cor Yr Lt1 Wd | 80 | 80 | 80 | 80 | 80 | 80 | 80 | 80 | 100 | 100 |  | Manufac (biotech) Circulation ILit Sat | 3816 | 80 | 80 | 80 | 80
11081 | 1 | -99 | 7 | -99 | 3816 | -1 | 80 | 80 | 80 | 80 | 80 | 80 | 100 | 100 | ; | Manufac (biotech) Circulation | ILit | all | Sun | - | 1 | 1 | DEER08 MBT Cor Yr Lt1 Wd | 80 | 80 | 80 | 80 | 80 | 80 | 80 | 80 | 100 | 100 |  | Manufac (biotech) Circulation ILit Sun | 3816 | 80 | 80 | 80 | 80
11081 | 1 | -99 | 8 | -99 | 3816 | -1 | 80 | 80 | 80 | 80 | 80 | 80 | 100 | 100 | ; | Manufac (biotech) Circulation | ILit | all | Hol | - | 1 | 1 | DEER08 MBT Cor Yr Lt1 Wd | 80 | 80 | 80 | 80 | 80 | 80 | 80 | 80 | 100 | 100 |  | Manufac (biotech) Circulation ILit Hol | 3816 | 80 | 80 | 80 | 80
11081 | 1 | -99 | 11 | -99 | 2 | -1 | 100 | 100 | 100 | 100 | 100 | 100 | 100 | 100 | ; | Manufac (biotech) Circulation | ILit | all | Cls | - | 1 | 1 | Always On | 100 | 100 | 100 | 100 | 100 | 100 | 100 | 100 | 100 | 100 |  | Manufac (biotech) Circulation ILit Cls | 2 | 100 | 100 | 100 | 100
11081 | 1 | 2 | -99 | -99 | 3900 | -1 | 80 | 80 | 80 | 80 | 80 | 80 | 100 | 100 | ; | Manufac (biotech) Circulation | ILit | all | all | - | 1 | 1 | DEER08 MBT Cor Yr Lt2 Wd | 80 | 80 | 80 | 80 | 80 | 80 | 80 | 80 | 100 | 100 |  | Manufac (biotech) Circulation ILit2 all | 3900 | 80 | 80 | 80 | 80
11081 | 1 | -99 | -99 | -99 | 3816 | -1 | 80 | 80 | 80 | 80 | 80 | 80 | 100 | 100 | ; | Manufac (biotech) Circulation | ILit | all | all | - | 1 | 1 | DEER08 MBT Cor Yr Lt1 Wd | 80 | 80 | 80 | 80 | 80 | 80 | 80 | 80 | 100 | 100 |  | Manufac (biotech) Circulation ILit all | 3816 | 80 | 80 | 80 | 80
11081 | 6 | -99 | -99 | 0 | 2 | -1 | 100 | 100 | 100 | 100 | 100 | 100 | 100 | 100 | ; | Manufac (biotech) Circulation | Misc | all | all | No | 1 | 1 | Always On | 100 | 100 |  |  |  |  | - n/a - | - n/a - | 100 | 100 |  | Manufac (biotech) Circulation Misc all Closed | 2 | 100 | 100 | 100 | 100
11081 | 6 | -99 | 6 | -99 | 3326 | -1 | 100 | 100 | 100 | 100 | 100 | 100 | 100 | 100 | ; | Manufac (biotech) Circulation | Misc | all | Sat | - | 1 | 1 | DEER MBT Cor Yr Eq Wd | 100 | 100 |  |  |  |  | - n/a - | - n/a - | 100 | 100 |  | Manufac (biotech) Circulation Misc Sat | 3326 | 100 | 100 | 100 | 100
11081 | 6 | -99 | 7 | -99 | 3326 | -1 | 100 | 100 | 100 | 100 | 100 | 100 | 100 | 100 | ; | Manufac (biotech) Circulation | Misc | all | Sun | - | 1 | 1 | DEER MBT Cor Yr Eq Wd | 100 | 100 |  |  |  |  | - n/a - | - n/a - | 100 | 100 |  | Manufac (biotech) Circulation Misc Sun | 3326 | 100 | 100 | 100 | 100
11081 | 6 | -99 | 8 | -99 | 3326 | -1 | 100 | 100 | 100 | 100 | 100 | 100 | 100 | 100 | ; | Manufac (biotech) Circulation | Misc | all | Hol | - | 1 | 1 | DEER MBT Cor Yr Eq Wd | 100 | 100 |  |  |  |  | - n/a - | - n/a - | 100 | 100 |  | Manufac (biotech) Circulation Misc Hol | 3326 | 100 | 100 | 100 | 100
11081 | 6 | -99 | 11 | -99 | 2 | -1 | 100 | 100 | 100 | 100 | 100 | 100 | 100 | 100 | ; | Manufac (biotech) Circulation | Misc | all | Cls | - | 1 | 1 | Always On | 100 | 100 |  |  |  |  | - n/a - | - n/a - | 100 | 100 |  | Manufac (biotech) Circulation Misc Cls | 2 | 100 | 100 | 100 | 100
11081 | 6 | -99 | -99 | -99 | 3326 | -1 | 100 | 100 | 100 | 100 | 100 | 100 | 100 | 100 | ; | Manufac (biotech) Circulation | Misc | all | all | - | 1 | 1 | DEER MBT Cor Yr Eq Wd | 100 | 100 |  |  |  |  | - n/a - | - n/a - | 100 | 100 |  | Manufac (biotech) Circulation Misc all | 3326 | 100 | 100 | 100 | 100
[36 empty] | 0 | 0 | 0 | 0 | 0 | bar: ; Independents ; 1 to Dependents 4
12011 | 8 | -99 | -99 | 0 | 1 | -1 | 0 | 0 | 0 | 0 | 0 | 0 | 0 | 0 | ; | Manufac (light) Mfg | Occup | all | all | No | 1 | 1 | Always Off | 0 | 0 |  |  |  |  | - n/a - | - n/a - | 0 | 0 |  | Manufac (light) Mfg Occup all Closed | 1 | 0 | 0 | 0 | 0
12011 | 8 | -99 | 6 | -99 | 3329 | -1 | 0 | 80 | 0 | 80 | 0 | 80 | 0 | 80 | ; | Manufac (light) Mfg | Occup | all | Sat | - | 1 | 1 | DEER MLI Mfg Yr Oc Wd | 0 | 80 |  |  |  |  | - n/a - | - n/a - | 0 | 80 |  | Manufac (light) Mfg Occup Sat | 3329 | 0 | 80 | 0 | 80
12011 | 8 | -99 | 7 | -99 | 3329 | -1 | 0 | 80 | 0 | 80 | 0 | 80 | 0 | 80 | ; | Manufac (light) Mfg | Occup | all | Sun | - | 1 | 1 | DEER MLI Mfg Yr Oc Wd | 0 | 80 |  |  |  |  | - n/a - | - n/a - | 0 | 80 |  | Manufac (light) Mfg Occup Sun | 3329 | 0 | 80 | 0 | 80
12011 | 8 | -99 | 8 | -99 | 3329 | -1 | 0 | 80 | 0 | 80 | 0 | 80 | 0 | 80 | ; | Manufac (light) Mfg | Occup | all | Hol | - | 1 | 1 | DEER MLI Mfg Yr Oc Wd | 0 | 80 |  |  |  |  | - n/a - | - n/a - | 0 | 80 |  | Manufac (light) Mfg Occup Hol | 3329 | 0 | 80 | 0 | 80
12011 | 8 | -99 | 11 | -99 | 1 | -1 | 0 | 0 | 0 | 0 | 0 | 0 | 0 | 0 | ; | Manufac (light) Mfg | Occup | all | Cls | - | 1 | 1 | Always Off | 0 | 0 |  |  |  |  | - n/a - | - n/a - | 0 | 0 |  | Manufac (light) Mfg Occup Cls | 1 | 0 | 0 | 0 | 0
12011 | 8 | -99 | -99 | -99 | 3329 | -1 | 0 | 80 | 0 | 80 | 0 | 80 | 0 | 80 | ; | Manufac (light) Mfg | Occup | all | all | - | 1 | 1 | DEER MLI Mfg Yr Oc Wd | 0 | 80 |  |  |  |  | - n/a - | - n/a - | 0 | 80 |  | Manufac (light) Mfg Occup all | 3329 | 0 | 80 | 0 | 80
12011 | 1 | -99 | -99 | 0 | 2 | -1 | 5 | 5 | 5 | 5 | 5 | 5 | 5 | 5 | ; | Manufac (light) Mfg | ILit | all | all | No | 0.05 | 0.05 | Always On | 100 | 100 | 100 | 100 | 100 | 100 | 100 | 100 | 100 | 100 |  | Manufac (light) Mfg ILit all Closed | 2 | 5 | 5 | 5 | 5
12011 | 1 | -99 | 6 | -99 | 3331 | -1 | 15 | 100 | 8 | 85 | 5 | 100 | 5 | 100 | ; | Manufac (light) Mfg | ILit | all | Sat | - | 1 | 1 | DEER MLI Mfg Yr Lt Wd | 5 | 100 | 15 | 100 | 8 | 85 | 5 | 100 | 5 | 100 |  | Manufac (light) Mfg ILit Sat | 3331 | 15 | 100 | 8 | 85
12011 | 1 | -99 | 7 | -99 | 3331 | -1 | 15 | 100 | 8 | 85 | 5 | 100 | 5 | 100 | ; | Manufac (light) Mfg | ILit | all | Sun | - | 1 | 1 | DEER MLI Mfg Yr Lt Wd | 5 | 100 | 15 | 100 | 8 | 85 | 5 | 100 | 5 | 100 |  | Manufac (light) Mfg ILit Sun | 3331 | 15 | 100 | 8 | 85
12011 | 1 | -99 | 8 | -99 | 3331 | -1 | 15 | 100 | 8 | 85 | 5 | 100 | 5 | 100 | ; | Manufac (light) Mfg | ILit | all | Hol | - | 1 | 1 | DEER MLI Mfg Yr Lt Wd | 5 | 100 | 15 | 100 | 8 | 85 | 5 | 100 | 5 | 100 |  | Manufac (light) Mfg ILit Hol | 3331 | 15 | 100 | 8 | 85
12011 | 1 | -99 | 11 | -99 | 2 | -1 | 5 | 5 | 5 | 5 | 5 | 5 | 5 | 5 | ; | Manufac (light) Mfg | ILit | all | Cls | - | 0.05 | 0.05 | Always On | 100 | 100 | 100 | 100 | 100 | 100 | 100 | 100 | 100 | 100 |  | Manufac (light) Mfg ILit Cls | 2 | 5 | 5 | 5 | 5
12011 | 1 | -99 | -99 | -99 | 3331 | -1 | 15 | 100 | 8 | 85 | 5 | 100 | 5 | 100 | ; | Manufac (light) Mfg | ILit | all | all | - | 1 | 1 | DEER MLI Mfg Yr Lt Wd | 5 | 100 | 15 | 100 | 8 | 85 | 5 | 100 | 5 | 100 |  | Manufac (light) Mfg ILit all | 3331 | 15 | 100 | 8 | 85
12011 | 6 | -99 | -99 | 0 | 2 | -1 | 10 | 10 | 10 | 10 | 10 | 10 | 10 | 10 | ; | Manufac (light) Mfg | Misc | all | all | No | 0.1 | 0.1 | Always On | 100 | 100 |  |  |  |  | - n/a - | - n/a - | 100 | 100 |  | Manufac (light) Mfg Misc all Closed | 2 | 10 | 10 | 10 | 10
12011 | 6 | -99 | 6 | -99 | 3333 | -1 | 10 | 90 | 10 | 90 | 10 | 90 | 10 | 90 | ; | Manufac (light) Mfg | Misc | all | Sat | - | 1 | 1 | DEER MLI Mfg Yr Eq Wd | 10 | 90 |  |  |  |  | - n/a - | - n/a - | 10 | 90 |  | Manufac (light) Mfg Misc Sat | 3333 | 10 | 90 | 10 | 90
12011 | 6 | -99 | 7 | -99 | 3333 | -1 | 10 | 90 | 10 | 90 | 10 | 90 | 10 | 90 | ; | Manufac (light) Mfg | Misc | all | Sun | - | 1 | 1 | DEER MLI Mfg Yr Eq Wd | 10 | 90 |  |  |  |  | - n/a - | - n/a - | 10 | 90 |  | Manufac (light) Mfg Misc Sun | 3333 | 10 | 90 | 10 | 90
12011 | 6 | -99 | 8 | -99 | 3333 | -1 | 10 | 90 | 10 | 90 | 10 | 90 | 10 | 90 | ; | Manufac (light) Mfg | Misc | all | Hol | - | 1 | 1 | DEER MLI Mfg Yr Eq Wd | 10 | 90 |  |  |  |  | - n/a - | - n/a - | 10 | 90 |  | Manufac (light) Mfg Misc Hol | 3333 | 10 | 90 | 10 | 90
12011 | 6 | -99 | 11 | -99 | 2 | -1 | 10 | 10 | 10 | 10 | 10 | 10 | 10 | 10 | ; | Manufac (light) Mfg | Misc | all | Cls | - | 0.1 | 0.1 | Always On | 100 | 100 |  |  |  |  | - n/a - | - n/a - | 100 | 100 |  | Manufac (light) Mfg Misc Cls | 2 | 10 | 10 | 10 | 10
12011 | 6 | -99 | -99 | -99 | 3333 | -1 | 10 | 90 | 10 | 90 | 10 | 90 | 10 | 90 | ; | Manufac (light) Mfg | Misc | all | all | - | 1 | 1 | DEER MLI Mfg Yr Eq Wd | 10 | 90 |  |  |  |  | - n/a - | - n/a - | 10 | 90 |  | Manufac (light) Mfg Misc all | 3333 | 10 | 90 | 10 | 90
12021 | 8 | -99 | -99 | 0 | 1 | -1 | 0 | 0 | 0 | 0 | 0 | 0 | 0 | 0 | ; | Manufac (light) Storage | Occup | all | all | No | 1 | 1 | Always Off | 0 | 0 |  |  |  |  | - n/a - | - n/a - | 0 | 0 |  | Manufac (light) Storage Occup all Closed | 1 | 0 | 0 | 0 | 0
12021 | 8 | -99 | 6 | -99 | 3335 | -1 | 0 | 100 | 0 | 100 | 0 | 100 | 0 | 100 | ; | Manufac (light) Storage | Occup | all | Sat | - | 1 | 1 | DEER MLI USt Yr Oc Wd | 0 | 100 |  |  |  |  | - n/a - | - n/a - | 0 | 100 |  | Manufac (light) Storage Occup Sat | 3335 | 0 | 100 | 0 | 100
12021 | 8 | -99 | 7 | -99 | 3335 | -1 | 0 | 100 | 0 | 100 | 0 | 100 | 0 | 100 | ; | Manufac (light) Storage | Occup | all | Sun | - | 1 | 1 | DEER MLI USt Yr Oc Wd | 0 | 100 |  |  |  |  | - n/a - | - n/a - | 0 | 100 |  | Manufac (light) Storage Occup Sun | 3335 | 0 | 100 | 0 | 100
12021 | 8 | -99 | 8 | -99 | 3335 | -1 | 0 | 100 | 0 | 100 | 0 | 100 | 0 | 100 | ; | Manufac (light) Storage | Occup | all | Hol | - | 1 | 1 | DEER MLI USt Yr Oc Wd | 0 | 100 |  |  |  |  | - n/a - | - n/a - | 0 | 100 |  | Manufac (light) Storage Occup Hol | 3335 | 0 | 100 | 0 | 100
12021 | 8 | -99 | 11 | -99 | 1 | -1 | 0 | 0 | 0 | 0 | 0 | 0 | 0 | 0 | ; | Manufac (light) Storage | Occup | all | Cls | - | 1 | 1 | Always Off | 0 | 0 |  |  |  |  | - n/a - | - n/a - | 0 | 0 |  | Manufac (light) Storage Occup Cls | 1 | 0 | 0 | 0 | 0
12021 | 8 | -99 | -99 | -99 | 3335 | -1 | 0 | 100 | 0 | 100 | 0 | 100 | 0 | 100 | ; | Manufac (light) Storage | Occup | all | all | - | 1 | 1 | DEER MLI USt Yr Oc Wd | 0 | 100 |  |  |  |  | - n/a - | - n/a - | 0 | 100 |  | Manufac (light) Storage Occup all | 3335 | 0 | 100 | 0 | 100
12021 | 1 | -99 | -99 | 0 | 2 | -1 | 5 | 5 | 5 | 5 | 5 | 5 | 5 | 5 | ; | Manufac (light) Storage | ILit | all | all | No | 0.05 | 0.05 | Always On | 100 | 100 | 100 | 100 | 100 | 100 | 100 | 100 | 100 | 100 |  | Manufac (light) Storage ILit all Closed | 2 | 5 | 5 | 5 | 5
12021 | 1 | -99 | 6 | -99 | 3337 | -1 | 15 | 90 | 8 | 72.5 | 5 | 100 | 5 | 100 | ; | Manufac (light) Storage | ILit | all | Sat | - | 1 | 1 | DEER MLI USt Yr Lt Wd | 5 | 100 | 15 | 90 | 8 | 72.5 | 5 | 100 | 5 | 100 |  | Manufac (light) Storage ILit Sat | 3337 | 15 | 90 | 8 | 72.5
12021 | 1 | -99 | 7 | -99 | 3337 | -1 | 15 | 90 | 8 | 72.5 | 5 | 100 | 5 | 100 | ; | Manufac (light) Storage | ILit | all | Sun | - | 1 | 1 | DEER MLI USt Yr Lt Wd | 5 | 100 | 15 | 90 | 8 | 72.5 | 5 | 100 | 5 | 100 |  | Manufac (light) Storage ILit Sun | 3337 | 15 | 90 | 8 | 72.5
12021 | 1 | -99 | 8 | -99 | 3337 | -1 | 15 | 90 | 8 | 72.5 | 5 | 100 | 5 | 100 | ; | Manufac (light) Storage | ILit | all | Hol | - | 1 | 1 | DEER MLI USt Yr Lt Wd | 5 | 100 | 15 | 90 | 8 | 72.5 | 5 | 100 | 5 | 100 |  | Manufac (light) Storage ILit Hol | 3337 | 15 | 90 | 8 | 72.5
12021 | 1 | -99 | 11 | -99 | 2 | -1 | 5 | 5 | 5 | 5 | 5 | 5 | 5 | 5 | ; | Manufac (light) Storage | ILit | all | Cls | - | 0.05 | 0.05 | Always On | 100 | 100 | 100 | 100 | 100 | 100 | 100 | 100 | 100 | 100 |  | Manufac (light) Storage ILit Cls | 2 | 5 | 5 | 5 | 5
12021 | 1 | -99 | -99 | -99 | 3337 | -1 | 15 | 90 | 8 | 72.5 | 5 | 100 | 5 | 100 | ; | Manufac (light) Storage | ILit | all | all | - | 1 | 1 | DEER MLI USt Yr Lt Wd | 5 | 100 | 15 | 90 | 8 | 72.5 | 5 | 100 | 5 | 100 |  | Manufac (light) Storage ILit all | 3337 | 15 | 90 | 8 | 72.5
12021 | 6 | -99 | -99 | 0 | 2 | -1 | 5 | 5 | 5 | 5 | 5 | 5 | 5 | 5 | ; | Manufac (light) Storage | Misc | all | all | No | 0.05 | 0.05 | Always On | 100 | 100 |  |  |  |  | - n/a - | - n/a - | 100 | 100 |  | Manufac (light) Storage Misc all Closed | 2 | 5 | 5 | 5 | 5
12021 | 6 | -99 | 6 | -99 | 3339 | -1 | 5 | 100 | 5 | 100 | 5 | 100 | 5 | 100 | ; | Manufac (light) Storage | Misc | all | Sat | - | 1 | 1 | DEER MLI USt Yr Eq Wd | 5 | 100 |  |  |  |  | - n/a - | - n/a - | 5 | 100 |  | Manufac (light) Storage Misc Sat | 3339 | 5 | 100 | 5 | 100
12021 | 6 | -99 | 7 | -99 | 3339 | -1 | 5 | 100 | 5 | 100 | 5 | 100 | 5 | 100 | ; | Manufac (light) Storage | Misc | all | Sun | - | 1 | 1 | DEER MLI USt Yr Eq Wd | 5 | 100 |  |  |  |  | - n/a - | - n/a - | 5 | 100 |  | Manufac (light) Storage Misc Sun | 3339 | 5 | 100 | 5 | 100
12021 | 6 | -99 | 8 | -99 | 3339 | -1 | 5 | 100 | 5 | 100 | 5 | 100 | 5 | 100 | ; | Manufac (light) Storage | Misc | all | Hol | - | 1 | 1 | DEER MLI USt Yr Eq Wd | 5 | 100 |  |  |  |  | - n/a - | - n/a - | 5 | 100 |  | Manufac (light) Storage Misc Hol | 3339 | 5 | 100 | 5 | 100
12021 | 6 | -99 | 11 | -99 | 2 | -1 | 5 | 5 | 5 | 5 | 5 | 5 | 5 | 5 | ; | Manufac (light) Storage | Misc | all | Cls | - | 0.05 | 0.05 | Always On | 100 | 100 |  |  |  |  | - n/a - | - n/a - | 100 | 100 |  | Manufac (light) Storage Misc Cls | 2 | 5 | 5 | 5 | 5
12021 | 6 | -99 | -99 | -99 | 3339 | -1 | 5 | 100 | 5 | 100 | 5 | 100 | 5 | 100 | ; | Manufac (light) Storage | Misc | all | all | - | 1 | 1 | DEER MLI USt Yr Eq Wd | 5 | 100 |  |  |  |  | - n/a - | - n/a - | 5 | 100 |  | Manufac (light) Storage Misc all | 3339 | 5 | 100 | 5 | 100
[36 empty] | 0 | 0 | 0 | 0 | 0 | bar: ; Independents ; 1 to Dependents 4
13011 | 8 | -99 | -99 | 0 | 1 | -1 | 0 | 0 | 0 | 0 | 0 | 0 | 0 | 0 | ; | Office (large) All | Occup | all | all | No | 1 | 1 | Always Off | 0 | 0 |  |  |  |  | - n/a - | - n/a - | 0 | 0 |  | Office (large) All Occup all Closed | 1 | 0 | 0 | 0 | 0
13011 | 8 | -99 | 6 | -99 | 3344 | -1 | 0 | 30 | 0 | 30 | 0 | 30 | 0 | 30 | ; | Office (large) All | Occup | all | Sat | - | 1 | 1 | DEER OFL All Yr Oc Sa | 0 | 30 |  |  |  |  | - n/a - | - n/a - | 0 | 30 |  | Office (large) All Occup Sat | 3344 | 0 | 30 | 0 | 30
13011 | 8 | -99 | 7 | -99 | 3344 | -1 | 0 | 30 | 0 | 30 | 0 | 30 | 0 | 30 | ; | Office (large) All | Occup | all | Sun | - | 1 | 1 | DEER OFL All Yr Oc Sa | 0 | 30 |  |  |  |  | - n/a - | - n/a - | 0 | 30 |  | Office (large) All Occup Sun | 3344 | 0 | 30 | 0 | 30
13011 | 8 | -99 | 8 | -99 | 3344 | -1 | 0 | 30 | 0 | 30 | 0 | 30 | 0 | 30 | ; | Office (large) All | Occup | all | Hol | - | 1 | 1 | DEER OFL All Yr Oc Sa | 0 | 30 |  |  |  |  | - n/a - | - n/a - | 0 | 30 |  | Office (large) All Occup Hol | 3344 | 0 | 30 | 0 | 30
13011 | 8 | -99 | 11 | -99 | 1 | -1 | 0 | 0 | 0 | 0 | 0 | 0 | 0 | 0 | ; | Office (large) All | Occup | all | Cls | - | 1 | 1 | Always Off | 0 | 0 |  |  |  |  | - n/a - | - n/a - | 0 | 0 |  | Office (large) All Occup Cls | 1 | 0 | 0 | 0 | 0
13011 | 8 | -99 | -99 | -99 | 3343 | -1 | 0 | 100 | 0 | 100 | 0 | 100 | 0 | 100 | ; | Office (large) All | Occup | all | all | - | 1 | 1 | DEER OFL All Yr Oc Wd | 0 | 100 |  |  |  |  | - n/a - | - n/a - | 0 | 100 |  | Office (large) All Occup all | 3343 | 0 | 100 | 0 | 100
13011 | 1 | -99 | -99 | 0 | 2 | -1 | 5 | 5 | 5 | 5 | 5 | 5 | 5 | 5 | ; | Office (large) All | ILit | all | all | No | 0.05 | 0.05 | Always On | 100 | 100 | 100 | 100 | 100 | 100 | 100 | 100 | 100 | 100 |  | Office (large) All ILit all Closed | 2 | 5 | 5 | 5 | 5
13011 | 1 | 2 | 6 | -99 | 3902 | -1 | 12 | 28 | 12 | 28 | 12 | 28 | 100 | 100 | ; | Office (large) All | ILit | all | Sat | - | 1 | 1 | DEER08 OFL All Yr Lt2 Sa | 12 | 28 | 12 | 28 | 12 | 28 | 12 | 28 | 100 | 100 |  | Office (large) All ILit2 Sat | 3902 | 12 | 28 | 12 | 28
13011 | 1 | 2 | 7 | -99 | 3902 | -1 | 12 | 28 | 12 | 28 | 12 | 28 | 100 | 100 | ; | Office (large) All | ILit | all | Sun | - | 1 | 1 | DEER08 OFL All Yr Lt2 Sa | 12 | 28 | 12 | 28 | 12 | 28 | 12 | 28 | 100 | 100 |  | Office (large) All ILit2 Sun | 3902 | 12 | 28 | 12 | 28
13011 | 1 | 2 | 8 | -99 | 3902 | -1 | 12 | 28 | 12 | 28 | 12 | 28 | 100 | 100 | ; | Office (large) All | ILit | all | Hol | - | 1 | 1 | DEER08 OFL All Yr Lt2 Sa | 12 | 28 | 12 | 28 | 12 | 28 | 12 | 28 | 100 | 100 |  | Office (large) All ILit2 Hol | 3902 | 12 | 28 | 12 | 28
13011 | 1 | -99 | 6 | -99 | 3818 | -1 | 5 | 25 | 5 | 25 | 5 | 25 | 100 | 100 | ; | Office (large) All | ILit | all | Sat | - | 1 | 1 | DEER08 OFL All Yr Lt1 Sa | 5 | 25 | 5 | 25 | 5 | 25 | 5 | 25 | 100 | 100 |  | Office (large) All ILit Sat | 3818 | 5 | 25 | 5 | 25
13011 | 1 | -99 | 7 | -99 | 3818 | -1 | 5 | 25 | 5 | 25 | 5 | 25 | 100 | 100 | ; | Office (large) All | ILit | all | Sun | - | 1 | 1 | DEER08 OFL All Yr Lt1 Sa | 5 | 25 | 5 | 25 | 5 | 25 | 5 | 25 | 100 | 100 |  | Office (large) All ILit Sun | 3818 | 5 | 25 | 5 | 25
13011 | 1 | -99 | 8 | -99 | 3818 | -1 | 5 | 25 | 5 | 25 | 5 | 25 | 100 | 100 | ; | Office (large) All | ILit | all | Hol | - | 1 | 1 | DEER08 OFL All Yr Lt1 Sa | 5 | 25 | 5 | 25 | 5 | 25 | 5 | 25 | 100 | 100 |  | Office (large) All ILit Hol | 3818 | 5 | 25 | 5 | 25
13011 | 1 | -99 | 11 | -99 | 2 | -1 | 5 | 5 | 5 | 5 | 5 | 5 | 5 | 5 | ; | Office (large) All | ILit | all | Cls | - | 0.05 | 0.05 | Always On | 100 | 100 | 100 | 100 | 100 | 100 | 100 | 100 | 100 | 100 |  | Office (large) All ILit Cls | 2 | 5 | 5 | 5 | 5
13011 | 1 | 2 | -99 | -99 | 3901 | -1 | 24 | 64 | 24 | 64 | 24 | 64 | 100 | 100 | ; | Office (large) All | ILit | all | all | - | 1 | 1 | DEER08 OFL All Yr Lt2 Wd | 24 | 64 | 24 | 64 | 24 | 64 | 24 | 64 | 100 | 100 |  | Office (large) All ILit2 all | 3901 | 24 | 64 | 24 | 64
13011 | 1 | -99 | -99 | -99 | 3817 | -1 | 5.5 | 73 | 5.5 | 73 | 5.5 | 73 | 100 | 100 | ; | Office (large) All | ILit | all | all | - | 1 | 1 | DEER08 OFL All Yr Lt1 Wd | 5.5 | 73 | 5.5 | 73 | 5.5 | 73 | 5.5 | 73 | 100 | 100 |  | Office (large) All ILit all | 3817 | 5.5 | 73 | 5.5 | 73
13011 | 6 | -99 | -99 | 0 | 2 | -1 | 30 | 30 | 30 | 30 | 30 | 30 | 30 | 30 | ; | Office (large) All | Misc | all | all | No | 0.3 | 0.3 | Always On | 100 | 100 |  |  |  |  | - n/a - | - n/a - | 100 | 100 |  | Office (large) All Misc all Closed | 2 | 30 | 30 | 30 | 30
13011 | 6 | -99 | 6 | -99 | 3348 | -1 | 30 | 47.5 | 30 | 47.5 | 30 | 47.5 | 30 | 47.5 | ; | Office (large) All | Misc | all | Sat | - | 1 | 1 | DEER OFL All Yr Eq Sa | 30 | 47.5 |  |  |  |  | - n/a - | - n/a - | 30 | 47.5 |  | Office (large) All Misc Sat | 3348 | 30 | 47.5 | 30 | 47.5
13011 | 6 | -99 | 7 | -99 | 3348 | -1 | 30 | 47.5 | 30 | 47.5 | 30 | 47.5 | 30 | 47.5 | ; | Office (large) All | Misc | all | Sun | - | 1 | 1 | DEER OFL All Yr Eq Sa | 30 | 47.5 |  |  |  |  | - n/a - | - n/a - | 30 | 47.5 |  | Office (large) All Misc Sun | 3348 | 30 | 47.5 | 30 | 47.5
13011 | 6 | -99 | 8 | -99 | 3348 | -1 | 30 | 47.5 | 30 | 47.5 | 30 | 47.5 | 30 | 47.5 | ; | Office (large) All | Misc | all | Hol | - | 1 | 1 | DEER OFL All Yr Eq Sa | 30 | 47.5 |  |  |  |  | - n/a - | - n/a - | 30 | 47.5 |  | Office (large) All Misc Hol | 3348 | 30 | 47.5 | 30 | 47.5
13011 | 6 | -99 | 11 | -99 | 2 | -1 | 30 | 30 | 30 | 30 | 30 | 30 | 30 | 30 | ; | Office (large) All | Misc | all | Cls | - | 0.3 | 0.3 | Always On | 100 | 100 |  |  |  |  | - n/a - | - n/a - | 100 | 100 |  | Office (large) All Misc Cls | 2 | 30 | 30 | 30 | 30
13011 | 6 | -99 | -99 | -99 | 3347 | -1 | 30 | 95 | 30 | 95 | 30 | 95 | 30 | 95 | ; | Office (large) All | Misc | all | all | - | 1 | 1 | DEER OFL All Yr Eq Wd | 30 | 95 |  |  |  |  | - n/a - | - n/a - | 30 | 95 |  | Office (large) All Misc all | 3347 | 30 | 95 | 30 | 95
[36 empty] | 0 | 0 | 0 | 0 | 0 | bar: ; Independents ; 1 to Dependents 4
14011 | 8 | -99 | -99 | 0 | 1 | -1 | 0 | 0 | 0 | 0 | 0 | 0 | 0 | 0 | ; | Office (small) All | Occup | all | all | No | 1 | 1 | Always Off | 0 | 0 |  |  |  |  | - n/a - | - n/a - | 0 | 0 |  | Office (small) All Occup all Closed | 1 | 0 | 0 | 0 | 0
14011 | 8 | -99 | 6 | -99 | 3352 | -1 | 0 | 20 | 0 | 20 | 0 | 20 | 0 | 20 | ; | Office (small) All | Occup | all | Sat | - | 1 | 1 | DEER OFS All Yr Oc Sa | 0 | 20 |  |  |  |  | - n/a - | - n/a - | 0 | 20 |  | Office (small) All Occup Sat | 3352 | 0 | 20 | 0 | 20
14011 | 8 | -99 | 7 | -99 | 3352 | -1 | 0 | 20 | 0 | 20 | 0 | 20 | 0 | 20 | ; | Office (small) All | Occup | all | Sun | - | 1 | 1 | DEER OFS All Yr Oc Sa | 0 | 20 |  |  |  |  | - n/a - | - n/a - | 0 | 20 |  | Office (small) All Occup Sun | 3352 | 0 | 20 | 0 | 20
14011 | 8 | -99 | 8 | -99 | 3352 | -1 | 0 | 20 | 0 | 20 | 0 | 20 | 0 | 20 | ; | Office (small) All | Occup | all | Hol | - | 1 | 1 | DEER OFS All Yr Oc Sa | 0 | 20 |  |  |  |  | - n/a - | - n/a - | 0 | 20 |  | Office (small) All Occup Hol | 3352 | 0 | 20 | 0 | 20
14011 | 8 | -99 | 11 | -99 | 1 | -1 | 0 | 0 | 0 | 0 | 0 | 0 | 0 | 0 | ; | Office (small) All | Occup | all | Cls | - | 1 | 1 | Always Off | 0 | 0 |  |  |  |  | - n/a - | - n/a - | 0 | 0 |  | Office (small) All Occup Cls | 1 | 0 | 0 | 0 | 0
14011 | 8 | -99 | -99 | -99 | 3351 | -1 | 0 | 100 | 0 | 100 | 0 | 100 | 0 | 100 | ; | Office (small) All | Occup | all | all | - | 1 | 1 | DEER OFS All Yr Oc Wd | 0 | 100 |  |  |  |  | - n/a - | - n/a - | 0 | 100 |  | Office (small) All Occup all | 3351 | 0 | 100 | 0 | 100
14011 | 1 | -99 | -99 | 0 | 2 | -1 | 5 | 5 | 5 | 5 | 5 | 5 | 5 | 5 | ; | Office (small) All | ILit | all | all | No | 0.05 | 0.05 | Always On | 100 | 100 | 100 | 100 | 100 | 100 | 100 | 100 | 100 | 100 |  | Office (small) All ILit all Closed | 2 | 5 | 5 | 5 | 5
14011 | 1 | 2 | 6 | -99 | 3904 | -1 | 12 | 35 | 12 | 35 | 12 | 35 | 100 | 100 | ; | Office (small) All | ILit | all | Sat | - | 1 | 1 | DEER08 OFS All Yr Lt2 Sa | 12 | 35 | 12 | 35 | 12 | 35 | 12 | 35 | 100 | 100 |  | Office (small) All ILit2 Sat | 3904 | 12 | 35 | 12 | 35
14011 | 1 | 2 | 7 | -99 | 3904 | -1 | 12 | 35 | 12 | 35 | 12 | 35 | 100 | 100 | ; | Office (small) All | ILit | all | Sun | - | 1 | 1 | DEER08 OFS All Yr Lt2 Sa | 12 | 35 | 12 | 35 | 12 | 35 | 12 | 35 | 100 | 100 |  | Office (small) All ILit2 Sun | 3904 | 12 | 35 | 12 | 35
14011 | 1 | 2 | 8 | -99 | 3904 | -1 | 12 | 35 | 12 | 35 | 12 | 35 | 100 | 100 | ; | Office (small) All | ILit | all | Hol | - | 1 | 1 | DEER08 OFS All Yr Lt2 Sa | 12 | 35 | 12 | 35 | 12 | 35 | 12 | 35 | 100 | 100 |  | Office (small) All ILit2 Hol | 3904 | 12 | 35 | 12 | 35
14011 | 1 | -99 | 6 | -99 | 3820 | -1 | 5 | 32 | 5 | 32 | 5 | 32 | 100 | 100 | ; | Office (small) All | ILit | all | Sat | - | 1 | 1 | DEER08 OFS All Yr Lt1 Sa | 5 | 32 | 5 | 32 | 5 | 32 | 5 | 32 | 100 | 100 |  | Office (small) All ILit Sat | 3820 | 5 | 32 | 5 | 32
14011 | 1 | -99 | 7 | -99 | 3820 | -1 | 5 | 32 | 5 | 32 | 5 | 32 | 100 | 100 | ; | Office (small) All | ILit | all | Sun | - | 1 | 1 | DEER08 OFS All Yr Lt1 Sa | 5 | 32 | 5 | 32 | 5 | 32 | 5 | 32 | 100 | 100 |  | Office (small) All ILit Sun | 3820 | 5 | 32 | 5 | 32
14011 | 1 | -99 | 8 | -99 | 3820 | -1 | 5 | 32 | 5 | 32 | 5 | 32 | 100 | 100 | ; | Office (small) All | ILit | all | Hol | - | 1 | 1 | DEER08 OFS All Yr Lt1 Sa | 5 | 32 | 5 | 32 | 5 | 32 | 5 | 32 | 100 | 100 |  | Office (small) All ILit Hol | 3820 | 5 | 32 | 5 | 32
14011 | 1 | -99 | 11 | -99 | 2 | -1 | 5 | 5 | 5 | 5 | 5 | 5 | 5 | 5 | ; | Office (small) All | ILit | all | Cls | - | 0.05 | 0.05 | Always On | 100 | 100 | 100 | 100 | 100 | 100 | 100 | 100 | 100 | 100 |  | Office (small) All ILit Cls | 2 | 5 | 5 | 5 | 5
14011 | 1 | 2 | -99 | -99 | 3903 | -1 | 24 | 70 | 24 | 70 | 24 | 70 | 100 | 100 | ; | Office (small) All | ILit | all | all | - | 1 | 1 | DEER08 OFS All Yr Lt2 Wd | 24 | 70 | 24 | 70 | 24 | 70 | 24 | 70 | 100 | 100 |  | Office (small) All ILit2 all | 3903 | 24 | 70 | 24 | 70
14011 | 1 | -99 | -99 | -99 | 3819 | -1 | 5.5 | 74 | 5.5 | 74 | 5.5 | 74 | 100 | 100 | ; | Office (small) All | ILit | all | all | - | 1 | 1 | DEER08 OFS All Yr Lt1 Wd | 5.5 | 74 | 5.5 | 74 | 5.5 | 74 | 5.5 | 74 | 100 | 100 |  | Office (small) All ILit all | 3819 | 5.5 | 74 | 5.5 | 74
14011 | 6 | -99 | -99 | 0 | 2 | -1 | 20 | 20 | 20 | 20 | 20 | 20 | 20 | 20 | ; | Office (small) All | Misc | all | all | No | 0.2 | 0.2 | Always On | 100 | 100 |  |  |  |  | - n/a - | - n/a - | 100 | 100 |  | Office (small) All Misc all Closed | 2 | 20 | 20 | 20 | 20
14011 | 6 | -99 | 6 | -99 | 3356 | -1 | 20 | 50 | 20 | 50 | 20 | 50 | 20 | 50 | ; | Office (small) All | Misc | all | Sat | - | 1 | 1 | DEER OFS All Yr Eq Sa | 20 | 50 |  |  |  |  | - n/a - | - n/a - | 20 | 50 |  | Office (small) All Misc Sat | 3356 | 20 | 50 | 20 | 50
14011 | 6 | -99 | 7 | -99 | 3356 | -1 | 20 | 50 | 20 | 50 | 20 | 50 | 20 | 50 | ; | Office (small) All | Misc | all | Sun | - | 1 | 1 | DEER OFS All Yr Eq Sa | 20 | 50 |  |  |  |  | - n/a - | - n/a - | 20 | 50 |  | Office (small) All Misc Sun | 3356 | 20 | 50 | 20 | 50
14011 | 6 | -99 | 8 | -99 | 3356 | -1 | 20 | 50 | 20 | 50 | 20 | 50 | 20 | 50 | ; | Office (small) All | Misc | all | Hol | - | 1 | 1 | DEER OFS All Yr Eq Sa | 20 | 50 |  |  |  |  | - n/a - | - n/a - | 20 | 50 |  | Office (small) All Misc Hol | 3356 | 20 | 50 | 20 | 50
14011 | 6 | -99 | 11 | -99 | 2 | -1 | 20 | 20 | 20 | 20 | 20 | 20 | 20 | 20 | ; | Office (small) All | Misc | all | Cls | - | 0.2 | 0.2 | Always On | 100 | 100 |  |  |  |  | - n/a - | - n/a - | 100 | 100 |  | Office (small) All Misc Cls | 2 | 20 | 20 | 20 | 20
14011 | 6 | -99 | -99 | -99 | 3355 | -1 | 20 | 95 | 20 | 95 | 20 | 95 | 20 | 95 | ; | Office (small) All | Misc | all | all | - | 1 | 1 | DEER OFS All Yr Eq Wd | 20 | 95 |  |  |  |  | - n/a - | - n/a - | 20 | 95 |  | Office (small) All Misc all | 3355 | 20 | 95 | 20 | 95
[36 empty] | 0 | 0 | 0 | 0 | 0 | bar: ; Independents ; 1 to Dependents 4
15011 | 8 | -99 | -99 | 0 | 1 | -1 | 0 | 0 | 0 | 0 | 0 | 0 | 0 | 0 | ; | Restaurant (sit-down) Dining | Occup | all | all | No | 1 | 1 | Always Off | 0 | 0 |  |  |  |  | - n/a - | - n/a - | 0 | 0 |  | Restaurant (sit-down) Dining Occup all Closed | 1 | 0 | 0 | 0 | 0
15011 | 8 | -99 | 6 | -99 | 3360 | -1 | 0 | 95 | 0 | 95 | 0 | 95 | 0 | 95 | ; | Restaurant (sit-down) Dining | Occup | all | Sat | - | 1 | 1 | DEER RSD Din Yr Oc WeH | 0 | 95 |  |  |  |  | - n/a - | - n/a - | 0 | 95 |  | Restaurant (sit-down) Dining Occup Sat | 3360 | 0 | 95 | 0 | 95
15011 | 8 | -99 | 7 | -99 | 3360 | -1 | 0 | 95 | 0 | 95 | 0 | 95 | 0 | 95 | ; | Restaurant (sit-down) Dining | Occup | all | Sun | - | 1 | 1 | DEER RSD Din Yr Oc WeH | 0 | 95 |  |  |  |  | - n/a - | - n/a - | 0 | 95 |  | Restaurant (sit-down) Dining Occup Sun | 3360 | 0 | 95 | 0 | 95
15011 | 8 | -99 | 8 | -99 | 3360 | -1 | 0 | 95 | 0 | 95 | 0 | 95 | 0 | 95 | ; | Restaurant (sit-down) Dining | Occup | all | Hol | - | 1 | 1 | DEER RSD Din Yr Oc WeH | 0 | 95 |  |  |  |  | - n/a - | - n/a - | 0 | 95 |  | Restaurant (sit-down) Dining Occup Hol | 3360 | 0 | 95 | 0 | 95
15011 | 8 | -99 | 11 | -99 | 1 | -1 | 0 | 0 | 0 | 0 | 0 | 0 | 0 | 0 | ; | Restaurant (sit-down) Dining | Occup | all | Cls | - | 1 | 1 | Always Off | 0 | 0 |  |  |  |  | - n/a - | - n/a - | 0 | 0 |  | Restaurant (sit-down) Dining Occup Cls | 1 | 0 | 0 | 0 | 0
15011 | 8 | -99 | -99 | -99 | 3359 | -1 | 0 | 87 | 0 | 87 | 0 | 87 | 0 | 87 | ; | Restaurant (sit-down) Dining | Occup | all | all | - | 1 | 1 | DEER RSD Din Yr Oc Wd | 0 | 87 |  |  |  |  | - n/a - | - n/a - | 0 | 87 |  | Restaurant (sit-down) Dining Occup all | 3359 | 0 | 87 | 0 | 87
15011 | 1 | -99 | -99 | 0 | 2 | -1 | 5 | 5 | 5 | 5 | 5 | 5 | 5 | 5 | ; | Restaurant (sit-down) Dining | ILit | all | all | No | 0.05 | 0.05 | Always On | 100 | 100 | 100 | 100 | 100 | 100 | 100 | 100 | 100 | 100 |  | Restaurant (sit-down) Dining ILit all Closed | 2 | 5 | 5 | 5 | 5
15011 | 1 | 2 | 6 | -99 | 3906 | -1 | 14 | 80 | 14 | 80 | 14 | 80 | 100 | 100 | ; | Restaurant (sit-down) Dining | ILit | all | Sat | - | 1 | 1 | DEER08 RSD Din Yr Lt2 WeH | 14 | 80 | 14 | 80 | 14 | 80 | 14 | 80 | 100 | 100 |  | Restaurant (sit-down) Dining ILit2 Sat | 3906 | 14 | 80 | 14 | 80
15011 | 1 | 2 | 7 | -99 | 3906 | -1 | 14 | 80 | 14 | 80 | 14 | 80 | 100 | 100 | ; | Restaurant (sit-down) Dining | ILit | all | Sun | - | 1 | 1 | DEER08 RSD Din Yr Lt2 WeH | 14 | 80 | 14 | 80 | 14 | 80 | 14 | 80 | 100 | 100 |  | Restaurant (sit-down) Dining ILit2 Sun | 3906 | 14 | 80 | 14 | 80
15011 | 1 | 2 | 8 | -99 | 3906 | -1 | 14 | 80 | 14 | 80 | 14 | 80 | 100 | 100 | ; | Restaurant (sit-down) Dining | ILit | all | Hol | - | 1 | 1 | DEER08 RSD Din Yr Lt2 WeH | 14 | 80 | 14 | 80 | 14 | 80 | 14 | 80 | 100 | 100 |  | Restaurant (sit-down) Dining ILit2 Hol | 3906 | 14 | 80 | 14 | 80
15011 | 1 | -99 | 6 | -99 | 3822 | -1 | 14 | 80 | 14 | 80 | 14 | 80 | 100 | 100 | ; | Restaurant (sit-down) Dining | ILit | all | Sat | - | 1 | 1 | DEER08 RSD Din Yr Lt1 WeH | 14 | 80 | 14 | 80 | 14 | 80 | 14 | 80 | 100 | 100 |  | Restaurant (sit-down) Dining ILit Sat | 3822 | 14 | 80 | 14 | 80
15011 | 1 | -99 | 7 | -99 | 3822 | -1 | 14 | 80 | 14 | 80 | 14 | 80 | 100 | 100 | ; | Restaurant (sit-down) Dining | ILit | all | Sun | - | 1 | 1 | DEER08 RSD Din Yr Lt1 WeH | 14 | 80 | 14 | 80 | 14 | 80 | 14 | 80 | 100 | 100 |  | Restaurant (sit-down) Dining ILit Sun | 3822 | 14 | 80 | 14 | 80
15011 | 1 | -99 | 8 | -99 | 3822 | -1 | 14 | 80 | 14 | 80 | 14 | 80 | 100 | 100 | ; | Restaurant (sit-down) Dining | ILit | all | Hol | - | 1 | 1 | DEER08 RSD Din Yr Lt1 WeH | 14 | 80 | 14 | 80 | 14 | 80 | 14 | 80 | 100 | 100 |  | Restaurant (sit-down) Dining ILit Hol | 3822 | 14 | 80 | 14 | 80
15011 | 1 | -99 | 11 | -99 | 2 | -1 | 5 | 5 | 5 | 5 | 5 | 5 | 5 | 5 | ; | Restaurant (sit-down) Dining | ILit | all | Cls | - | 0.05 | 0.05 | Always On | 100 | 100 | 100 | 100 | 100 | 100 | 100 | 100 | 100 | 100 |  | Restaurant (sit-down) Dining ILit Cls | 2 | 5 | 5 | 5 | 5
15011 | 1 | 2 | -99 | -99 | 3905 | -1 | 14 | 80 | 14 | 80 | 14 | 80 | 100 | 100 | ; | Restaurant (sit-down) Dining | ILit | all | all | - | 1 | 1 | DEER08 RSD Din Yr Lt2 Wd | 14 | 80 | 14 | 80 | 14 | 80 | 14 | 80 | 100 | 100 |  | Restaurant (sit-down) Dining ILit2 all | 3905 | 14 | 80 | 14 | 80
15011 | 1 | -99 | -99 | -99 | 3821 | -1 | 14 | 80 | 14 | 80 | 14 | 80 | 100 | 100 | ; | Restaurant (sit-down) Dining | ILit | all | all | - | 1 | 1 | DEER08 RSD Din Yr Lt1 Wd | 14 | 80 | 14 | 80 | 14 | 80 | 14 | 80 | 100 | 100 |  | Restaurant (sit-down) Dining ILit all | 3821 | 14 | 80 | 14 | 80
15011 | 6 | -99 | -99 | 0 | 2 | -1 | 15 | 15 | 15 | 15 | 15 | 15 | 15 | 15 | ; | Restaurant (sit-down) Dining | Misc | all | all | No | 0.15 | 0.15 | Always On | 100 | 100 |  |  |  |  | - n/a - | - n/a - | 100 | 100 |  | Restaurant (sit-down) Dining Misc all Closed | 2 | 15 | 15 | 15 | 15
15011 | 6 | -99 | 6 | -99 | 3364 | -1 | 15 | 100 | 15 | 100 | 15 | 100 | 15 | 100 | ; | Restaurant (sit-down) Dining | Misc | all | Sat | - | 1 | 1 | DEER RSD Din Yr Eq WeH | 15 | 100 |  |  |  |  | - n/a - | - n/a - | 15 | 100 |  | Restaurant (sit-down) Dining Misc Sat | 3364 | 15 | 100 | 15 | 100
15011 | 6 | -99 | 7 | -99 | 3364 | -1 | 15 | 100 | 15 | 100 | 15 | 100 | 15 | 100 | ; | Restaurant (sit-down) Dining | Misc | all | Sun | - | 1 | 1 | DEER RSD Din Yr Eq WeH | 15 | 100 |  |  |  |  | - n/a - | - n/a - | 15 | 100 |  | Restaurant (sit-down) Dining Misc Sun | 3364 | 15 | 100 | 15 | 100
15011 | 6 | -99 | 8 | -99 | 3364 | -1 | 15 | 100 | 15 | 100 | 15 | 100 | 15 | 100 | ; | Restaurant (sit-down) Dining | Misc | all | Hol | - | 1 | 1 | DEER RSD Din Yr Eq WeH | 15 | 100 |  |  |  |  | - n/a - | - n/a - | 15 | 100 |  | Restaurant (sit-down) Dining Misc Hol | 3364 | 15 | 100 | 15 | 100
15011 | 6 | -99 | 11 | -99 | 2 | -1 | 15 | 15 | 15 | 15 | 15 | 15 | 15 | 15 | ; | Restaurant (sit-down) Dining | Misc | all | Cls | - | 0.15 | 0.15 | Always On | 100 | 100 |  |  |  |  | - n/a - | - n/a - | 100 | 100 |  | Restaurant (sit-down) Dining Misc Cls | 2 | 15 | 15 | 15 | 15
15011 | 6 | -99 | -99 | -99 | 3363 | -1 | 15 | 100 | 15 | 100 | 15 | 100 | 15 | 100 | ; | Restaurant (sit-down) Dining | Misc | all | all | - | 1 | 1 | DEER RSD Din Yr Eq Wd | 15 | 100 |  |  |  |  | - n/a - | - n/a - | 15 | 100 |  | Restaurant (sit-down) Dining Misc all | 3363 | 15 | 100 | 15 | 100
15021 | 8 | -99 | -99 | 0 | 1 | -1 | 0 | 0 | 0 | 0 | 0 | 0 | 0 | 0 | ; | Restaurant (sit-down) Kitchen | Occup | all | all | No | 1 | 1 | Always Off | 0 | 0 |  |  |  |  | - n/a - | - n/a - | 0 | 0 |  | Restaurant (sit-down) Kitchen Occup all Closed | 1 | 0 | 0 | 0 | 0
15021 | 8 | -99 | 6 | -99 | 3366 | -1 | 0 | 95 | 0 | 95 | 0 | 95 | 0 | 95 | ; | Restaurant (sit-down) Kitchen | Occup | all | Sat | - | 1 | 1 | DEER RSD Kit Yr Oc WeH | 0 | 95 |  |  |  |  | - n/a - | - n/a - | 0 | 95 |  | Restaurant (sit-down) Kitchen Occup Sat | 3366 | 0 | 95 | 0 | 95
15021 | 8 | -99 | 7 | -99 | 3366 | -1 | 0 | 95 | 0 | 95 | 0 | 95 | 0 | 95 | ; | Restaurant (sit-down) Kitchen | Occup | all | Sun | - | 1 | 1 | DEER RSD Kit Yr Oc WeH | 0 | 95 |  |  |  |  | - n/a - | - n/a - | 0 | 95 |  | Restaurant (sit-down) Kitchen Occup Sun | 3366 | 0 | 95 | 0 | 95
15021 | 8 | -99 | 8 | -99 | 3366 | -1 | 0 | 95 | 0 | 95 | 0 | 95 | 0 | 95 | ; | Restaurant (sit-down) Kitchen | Occup | all | Hol | - | 1 | 1 | DEER RSD Kit Yr Oc WeH | 0 | 95 |  |  |  |  | - n/a - | - n/a - | 0 | 95 |  | Restaurant (sit-down) Kitchen Occup Hol | 3366 | 0 | 95 | 0 | 95
15021 | 8 | -99 | 11 | -99 | 1 | -1 | 0 | 0 | 0 | 0 | 0 | 0 | 0 | 0 | ; | Restaurant (sit-down) Kitchen | Occup | all | Cls | - | 1 | 1 | Always Off | 0 | 0 |  |  |  |  | - n/a - | - n/a - | 0 | 0 |  | Restaurant (sit-down) Kitchen Occup Cls | 1 | 0 | 0 | 0 | 0
15021 | 8 | -99 | -99 | -99 | 3365 | -1 | 0 | 87 | 0 | 87 | 0 | 87 | 0 | 87 | ; | Restaurant (sit-down) Kitchen | Occup | all | all | - | 1 | 1 | DEER RSD Kit Yr Oc Wd | 0 | 87 |  |  |  |  | - n/a - | - n/a - | 0 | 87 |  | Restaurant (sit-down) Kitchen Occup all | 3365 | 0 | 87 | 0 | 87
15021 | 1 | -99 | -99 | 0 | 2 | -1 | 5 | 5 | 5 | 5 | 5 | 5 | 5 | 5 | ; | Restaurant (sit-down) Kitchen | ILit | all | all | No | 0.05 | 0.05 | Always On | 100 | 100 | 100 | 100 | 100 | 100 | 100 | 100 | 100 | 100 |  | Restaurant (sit-down) Kitchen ILit all Closed | 2 | 5 | 5 | 5 | 5
15021 | 1 | 2 | 6 | -99 | 3908 | -1 | 5 | 80 | 5 | 80 | 5 | 80 | 100 | 100 | ; | Restaurant (sit-down) Kitchen | ILit | all | Sat | - | 1 | 1 | DEER08 RSD Kit Yr Lt2 WeH | 5 | 80 | 5 | 80 | 5 | 80 | 5 | 80 | 100 | 100 |  | Restaurant (sit-down) Kitchen ILit2 Sat | 3908 | 5 | 80 | 5 | 80
15021 | 1 | 2 | 7 | -99 | 3908 | -1 | 5 | 80 | 5 | 80 | 5 | 80 | 100 | 100 | ; | Restaurant (sit-down) Kitchen | ILit | all | Sun | - | 1 | 1 | DEER08 RSD Kit Yr Lt2 WeH | 5 | 80 | 5 | 80 | 5 | 80 | 5 | 80 | 100 | 100 |  | Restaurant (sit-down) Kitchen ILit2 Sun | 3908 | 5 | 80 | 5 | 80
15021 | 1 | 2 | 8 | -99 | 3908 | -1 | 5 | 80 | 5 | 80 | 5 | 80 | 100 | 100 | ; | Restaurant (sit-down) Kitchen | ILit | all | Hol | - | 1 | 1 | DEER08 RSD Kit Yr Lt2 WeH | 5 | 80 | 5 | 80 | 5 | 80 | 5 | 80 | 100 | 100 |  | Restaurant (sit-down) Kitchen ILit2 Hol | 3908 | 5 | 80 | 5 | 80
15021 | 1 | -99 | 6 | -99 | 3824 | -1 | 5 | 80 | 5 | 80 | 5 | 80 | 100 | 100 | ; | Restaurant (sit-down) Kitchen | ILit | all | Sat | - | 1 | 1 | DEER08 RSD Kit Yr Lt1 WeH | 5 | 80 | 5 | 80 | 5 | 80 | 5 | 80 | 100 | 100 |  | Restaurant (sit-down) Kitchen ILit Sat | 3824 | 5 | 80 | 5 | 80
15021 | 1 | -99 | 7 | -99 | 3824 | -1 | 5 | 80 | 5 | 80 | 5 | 80 | 100 | 100 | ; | Restaurant (sit-down) Kitchen | ILit | all | Sun | - | 1 | 1 | DEER08 RSD Kit Yr Lt1 WeH | 5 | 80 | 5 | 80 | 5 | 80 | 5 | 80 | 100 | 100 |  | Restaurant (sit-down) Kitchen ILit Sun | 3824 | 5 | 80 | 5 | 80
15021 | 1 | -99 | 8 | -99 | 3824 | -1 | 5 | 80 | 5 | 80 | 5 | 80 | 100 | 100 | ; | Restaurant (sit-down) Kitchen | ILit | all | Hol | - | 1 | 1 | DEER08 RSD Kit Yr Lt1 WeH | 5 | 80 | 5 | 80 | 5 | 80 | 5 | 80 | 100 | 100 |  | Restaurant (sit-down) Kitchen ILit Hol | 3824 | 5 | 80 | 5 | 80
15021 | 1 | -99 | 11 | -99 | 2 | -1 | 5 | 5 | 5 | 5 | 5 | 5 | 5 | 5 | ; | Restaurant (sit-down) Kitchen | ILit | all | Cls | - | 0.05 | 0.05 | Always On | 100 | 100 | 100 | 100 | 100 | 100 | 100 | 100 | 100 | 100 |  | Restaurant (sit-down) Kitchen ILit Cls | 2 | 5 | 5 | 5 | 5
15021 | 1 | 2 | -99 | -99 | 3907 | -1 | 5 | 80 | 5 | 80 | 5 | 80 | 100 | 100 | ; | Restaurant (sit-down) Kitchen | ILit | all | all | - | 1 | 1 | DEER08 RSD Kit Yr Lt2 Wd | 5 | 80 | 5 | 80 | 5 | 80 | 5 | 80 | 100 | 100 |  | Restaurant (sit-down) Kitchen ILit2 all | 3907 | 5 | 80 | 5 | 80
15021 | 1 | -99 | -99 | -99 | 3823 | -1 | 5 | 80 | 5 | 80 | 5 | 80 | 100 | 100 | ; | Restaurant (sit-down) Kitchen | ILit | all | all | - | 1 | 1 | DEER08 RSD Kit Yr Lt1 Wd | 5 | 80 | 5 | 80 | 5 | 80 | 5 | 80 | 100 | 100 |  | Restaurant (sit-down) Kitchen ILit all | 3823 | 5 | 80 | 5 | 80
15021 | 6 | -99 | -99 | 0 | 2 | -1 | 15 | 15 | 15 | 15 | 15 | 15 | 15 | 15 | ; | Restaurant (sit-down) Kitchen | Misc | all | all | No | 0.15 | 0.15 | Always On | 100 | 100 |  |  |  |  | - n/a - | - n/a - | 100 | 100 |  | Restaurant (sit-down) Kitchen Misc all Closed | 2 | 15 | 15 | 15 | 15
15021 | 6 | -99 | 6 | -99 | 3370 | -1 | 15 | 100 | 15 | 100 | 15 | 100 | 15 | 100 | ; | Restaurant (sit-down) Kitchen | Misc | all | Sat | - | 1 | 1 | DEER RSD Kit Yr Eq WeH | 15 | 100 |  |  |  |  | - n/a - | - n/a - | 15 | 100 |  | Restaurant (sit-down) Kitchen Misc Sat | 3370 | 15 | 100 | 15 | 100
15021 | 6 | -99 | 7 | -99 | 3370 | -1 | 15 | 100 | 15 | 100 | 15 | 100 | 15 | 100 | ; | Restaurant (sit-down) Kitchen | Misc | all | Sun | - | 1 | 1 | DEER RSD Kit Yr Eq WeH | 15 | 100 |  |  |  |  | - n/a - | - n/a - | 15 | 100 |  | Restaurant (sit-down) Kitchen Misc Sun | 3370 | 15 | 100 | 15 | 100
15021 | 6 | -99 | 8 | -99 | 3370 | -1 | 15 | 100 | 15 | 100 | 15 | 100 | 15 | 100 | ; | Restaurant (sit-down) Kitchen | Misc | all | Hol | - | 1 | 1 | DEER RSD Kit Yr Eq WeH | 15 | 100 |  |  |  |  | - n/a - | - n/a - | 15 | 100 |  | Restaurant (sit-down) Kitchen Misc Hol | 3370 | 15 | 100 | 15 | 100
15021 | 6 | -99 | 11 | -99 | 2 | -1 | 15 | 15 | 15 | 15 | 15 | 15 | 15 | 15 | ; | Restaurant (sit-down) Kitchen | Misc | all | Cls | - | 0.15 | 0.15 | Always On | 100 | 100 |  |  |  |  | - n/a - | - n/a - | 100 | 100 |  | Restaurant (sit-down) Kitchen Misc Cls | 2 | 15 | 15 | 15 | 15
15021 | 6 | -99 | -99 | -99 | 3369 | -1 | 15 | 100 | 15 | 100 | 15 | 100 | 15 | 100 | ; | Restaurant (sit-down) Kitchen | Misc | all | all | - | 1 | 1 | DEER RSD Kit Yr Eq Wd | 15 | 100 |  |  |  |  | - n/a - | - n/a - | 15 | 100 |  | Restaurant (sit-down) Kitchen Misc all | 3369 | 15 | 100 | 15 | 100
15021 | 4 | -99 | -99 | 0 | 1 | -1 | 0 | 0 | 0 | 0 | 0 | 0 | 0 | 0 | ; | Restaurant (sit-down) Kitchen | Cook | all | all | No | 1 | 1 | Always Off | 0 | 0 |  |  |  |  | - n/a - | - n/a - | 0 | 0 |  | Restaurant (sit-down) Kitchen Cook all Closed | 1 | 0 | 0 | 0 | 0
15021 | 4 | -99 | 6 | -99 | 3372 | -1 | 0 | 55 | 0 | 55 | 0 | 55 | 0 | 55 | ; | Restaurant (sit-down) Kitchen | Cook | all | Sat | - | 1 | 1 | DEER RSD Kit Yr Ck WeH | 0 | 55 |  |  |  |  | - n/a - | - n/a - | 0 | 55 |  | Restaurant (sit-down) Kitchen Cook Sat | 3372 | 0 | 55 | 0 | 55
15021 | 4 | -99 | 7 | -99 | 3372 | -1 | 0 | 55 | 0 | 55 | 0 | 55 | 0 | 55 | ; | Restaurant (sit-down) Kitchen | Cook | all | Sun | - | 1 | 1 | DEER RSD Kit Yr Ck WeH | 0 | 55 |  |  |  |  | - n/a - | - n/a - | 0 | 55 |  | Restaurant (sit-down) Kitchen Cook Sun | 3372 | 0 | 55 | 0 | 55
15021 | 4 | -99 | 8 | -99 | 3372 | -1 | 0 | 55 | 0 | 55 | 0 | 55 | 0 | 55 | ; | Restaurant (sit-down) Kitchen | Cook | all | Hol | - | 1 | 1 | DEER RSD Kit Yr Ck WeH | 0 | 55 |  |  |  |  | - n/a - | - n/a - | 0 | 55 |  | Restaurant (sit-down) Kitchen Cook Hol | 3372 | 0 | 55 | 0 | 55
15021 | 4 | -99 | 11 | -99 | 1 | -1 | 0 | 0 | 0 | 0 | 0 | 0 | 0 | 0 | ; | Restaurant (sit-down) Kitchen | Cook | all | Cls | - | 1 | 1 | Always Off | 0 | 0 |  |  |  |  | - n/a - | - n/a - | 0 | 0 |  | Restaurant (sit-down) Kitchen Cook Cls | 1 | 0 | 0 | 0 | 0
15021 | 4 | -99 | -99 | -99 | 3371 | -1 | 0 | 55 | 0 | 55 | 0 | 55 | 0 | 55 | ; | Restaurant (sit-down) Kitchen | Cook | all | all | - | 1 | 1 | DEER RSD Kit Yr Ck Wd | 0 | 55 |  |  |  |  | - n/a - | - n/a - | 0 | 55 |  | Restaurant (sit-down) Kitchen Cook all | 3371 | 0 | 55 | 0 | 55
[36 empty] | 0 | 0 | 0 | 0 | 0 | bar: ; Independents ; 1 to Dependents 4
16011 | 8 | -99 | -99 | 0 | 1 | -1 | 0 | 0 | 0 | 0 | 0 | 0 | 0 | 0 | ; | Restaurant (fast food) Dining | Occup | all | all | No | 1 | 1 | Always Off | 0 | 0 |  |  |  |  | - n/a - | - n/a - | 0 | 0 |  | Restaurant (fast food) Dining Occup all Closed | 1 | 0 | 0 | 0 | 0
16011 | 8 | -99 | 6 | -99 | 3376 | -1 | 0 | 60 | 0 | 60 | 0 | 60 | 0 | 60 | ; | Restaurant (fast food) Dining | Occup | all | Sat | - | 1 | 1 | DEER RFF Din Yr Oc WeH | 0 | 60 |  |  |  |  | - n/a - | - n/a - | 0 | 60 |  | Restaurant (fast food) Dining Occup Sat | 3376 | 0 | 60 | 0 | 60
16011 | 8 | -99 | 7 | -99 | 3376 | -1 | 0 | 60 | 0 | 60 | 0 | 60 | 0 | 60 | ; | Restaurant (fast food) Dining | Occup | all | Sun | - | 1 | 1 | DEER RFF Din Yr Oc WeH | 0 | 60 |  |  |  |  | - n/a - | - n/a - | 0 | 60 |  | Restaurant (fast food) Dining Occup Sun | 3376 | 0 | 60 | 0 | 60
16011 | 8 | -99 | 8 | -99 | 3376 | -1 | 0 | 60 | 0 | 60 | 0 | 60 | 0 | 60 | ; | Restaurant (fast food) Dining | Occup | all | Hol | - | 1 | 1 | DEER RFF Din Yr Oc WeH | 0 | 60 |  |  |  |  | - n/a - | - n/a - | 0 | 60 |  | Restaurant (fast food) Dining Occup Hol | 3376 | 0 | 60 | 0 | 60
16011 | 8 | -99 | 11 | -99 | 1 | -1 | 0 | 0 | 0 | 0 | 0 | 0 | 0 | 0 | ; | Restaurant (fast food) Dining | Occup | all | Cls | - | 1 | 1 | Always Off | 0 | 0 |  |  |  |  | - n/a - | - n/a - | 0 | 0 |  | Restaurant (fast food) Dining Occup Cls | 1 | 0 | 0 | 0 | 0
16011 | 8 | -99 | -99 | -99 | 3375 | -1 | 0 | 100 | 0 | 100 | 0 | 100 | 0 | 100 | ; | Restaurant (fast food) Dining | Occup | all | all | - | 1 | 1 | DEER RFF Din Yr Oc Wd | 0 | 100 |  |  |  |  | - n/a - | - n/a - | 0 | 100 |  | Restaurant (fast food) Dining Occup all | 3375 | 0 | 100 | 0 | 100
16011 | 1 | -99 | -99 | 0 | 2 | -1 | 5 | 5 | 5 | 5 | 5 | 5 | 5 | 5 | ; | Restaurant (fast food) Dining | ILit | all | all | No | 0.05 | 0.05 | Always On | 100 | 100 | 100 | 100 | 100 | 100 | 100 | 100 | 100 | 100 |  | Restaurant (fast food) Dining ILit all Closed | 2 | 5 | 5 | 5 | 5
16011 | 1 | 2 | 6 | -99 | 3910 | -1 | 14 | 81.25 | 14 | 81.25 | 14 | 81.25 | 100 | 100 | ; | Restaurant (fast food) Dining | ILit | all | Sat | - | 1 | 1 | DEER08 RFF Din Yr Lt2 WeH | 14 | 81.25 | 14 | 81.25 | 14 | 81.25 | 14 | 81.25 | 100 | 100 |  | Restaurant (fast food) Dining ILit2 Sat | 3910 | 14 | 81.25 | 14 | 81.25
16011 | 1 | 2 | 7 | -99 | 3910 | -1 | 14 | 81.25 | 14 | 81.25 | 14 | 81.25 | 100 | 100 | ; | Restaurant (fast food) Dining | ILit | all | Sun | - | 1 | 1 | DEER08 RFF Din Yr Lt2 WeH | 14 | 81.25 | 14 | 81.25 | 14 | 81.25 | 14 | 81.25 | 100 | 100 |  | Restaurant (fast food) Dining ILit2 Sun | 3910 | 14 | 81.25 | 14 | 81.25
16011 | 1 | 2 | 8 | -99 | 3910 | -1 | 14 | 81.25 | 14 | 81.25 | 14 | 81.25 | 100 | 100 | ; | Restaurant (fast food) Dining | ILit | all | Hol | - | 1 | 1 | DEER08 RFF Din Yr Lt2 WeH | 14 | 81.25 | 14 | 81.25 | 14 | 81.25 | 14 | 81.25 | 100 | 100 |  | Restaurant (fast food) Dining ILit2 Hol | 3910 | 14 | 81.25 | 14 | 81.25
16011 | 1 | -99 | 6 | -99 | 3826 | -1 | 14 | 81.25 | 14 | 81.25 | 14 | 81.25 | 100 | 100 | ; | Restaurant (fast food) Dining | ILit | all | Sat | - | 1 | 1 | DEER08 RFF Din Yr Lt1 WeH | 14 | 81.25 | 14 | 81.25 | 14 | 81.25 | 14 | 81.25 | 100 | 100 |  | Restaurant (fast food) Dining ILit Sat | 3826 | 14 | 81.25 | 14 | 81.25
16011 | 1 | -99 | 7 | -99 | 3826 | -1 | 14 | 81.25 | 14 | 81.25 | 14 | 81.25 | 100 | 100 | ; | Restaurant (fast food) Dining | ILit | all | Sun | - | 1 | 1 | DEER08 RFF Din Yr Lt1 WeH | 14 | 81.25 | 14 | 81.25 | 14 | 81.25 | 14 | 81.25 | 100 | 100 |  | Restaurant (fast food) Dining ILit Sun | 3826 | 14 | 81.25 | 14 | 81.25
16011 | 1 | -99 | 8 | -99 | 3826 | -1 | 14 | 81.25 | 14 | 81.25 | 14 | 81.25 | 100 | 100 | ; | Restaurant (fast food) Dining | ILit | all | Hol | - | 1 | 1 | DEER08 RFF Din Yr Lt1 WeH | 14 | 81.25 | 14 | 81.25 | 14 | 81.25 | 14 | 81.25 | 100 | 100 |  | Restaurant (fast food) Dining ILit Hol | 3826 | 14 | 81.25 | 14 | 81.25
16011 | 1 | -99 | 11 | -99 | 2 | -1 | 5 | 5 | 5 | 5 | 5 | 5 | 5 | 5 | ; | Restaurant (fast food) Dining | ILit | all | Cls | - | 0.05 | 0.05 | Always On | 100 | 100 | 100 | 100 | 100 | 100 | 100 | 100 | 100 | 100 |  | Restaurant (fast food) Dining ILit Cls | 2 | 5 | 5 | 5 | 5
16011 | 1 | 2 | -99 | -99 | 3909 | -1 | 14 | 81.25 | 14 | 81.25 | 14 | 81.25 | 100 | 100 | ; | Restaurant (fast food) Dining | ILit | all | all | - | 1 | 1 | DEER08 RFF Din Yr Lt2 Wd | 14 | 81.25 | 14 | 81.25 | 14 | 81.25 | 14 | 81.25 | 100 | 100 |  | Restaurant (fast food) Dining ILit2 all | 3909 | 14 | 81.25 | 14 | 81.25
16011 | 1 | -99 | -99 | -99 | 3825 | -1 | 14 | 81.25 | 14 | 81.25 | 14 | 81.25 | 100 | 100 | ; | Restaurant (fast food) Dining | ILit | all | all | - | 1 | 1 | DEER08 RFF Din Yr Lt1 Wd | 14 | 81.25 | 14 | 81.25 | 14 | 81.25 | 14 | 81.25 | 100 | 100 |  | Restaurant (fast food) Dining ILit all | 3825 | 14 | 81.25 | 14 | 81.25
16011 | 6 | -99 | -99 | 0 | 2 | -1 | 15 | 15 | 15 | 15 | 15 | 15 | 15 | 15 | ; | Restaurant (fast food) Dining | Misc | all | all | No | 0.15 | 0.15 | Always On | 100 | 100 |  |  |  |  | - n/a - | - n/a - | 100 | 100 |  | Restaurant (fast food) Dining Misc all Closed | 2 | 15 | 15 | 15 | 15
16011 | 6 | -99 | 6 | -99 | 3380 | -1 | 15 | 100 | 15 | 100 | 15 | 100 | 15 | 100 | ; | Restaurant (fast food) Dining | Misc | all | Sat | - | 1 | 1 | DEER RFF Din Yr Eq WeH | 15 | 100 |  |  |  |  | - n/a - | - n/a - | 15 | 100 |  | Restaurant (fast food) Dining Misc Sat | 3380 | 15 | 100 | 15 | 100
16011 | 6 | -99 | 7 | -99 | 3380 | -1 | 15 | 100 | 15 | 100 | 15 | 100 | 15 | 100 | ; | Restaurant (fast food) Dining | Misc | all | Sun | - | 1 | 1 | DEER RFF Din Yr Eq WeH | 15 | 100 |  |  |  |  | - n/a - | - n/a - | 15 | 100 |  | Restaurant (fast food) Dining Misc Sun | 3380 | 15 | 100 | 15 | 100
16011 | 6 | -99 | 8 | -99 | 3380 | -1 | 15 | 100 | 15 | 100 | 15 | 100 | 15 | 100 | ; | Restaurant (fast food) Dining | Misc | all | Hol | - | 1 | 1 | DEER RFF Din Yr Eq WeH | 15 | 100 |  |  |  |  | - n/a - | - n/a - | 15 | 100 |  | Restaurant (fast food) Dining Misc Hol | 3380 | 15 | 100 | 15 | 100
16011 | 6 | -99 | 11 | -99 | 2 | -1 | 15 | 15 | 15 | 15 | 15 | 15 | 15 | 15 | ; | Restaurant (fast food) Dining | Misc | all | Cls | - | 0.15 | 0.15 | Always On | 100 | 100 |  |  |  |  | - n/a - | - n/a - | 100 | 100 |  | Restaurant (fast food) Dining Misc Cls | 2 | 15 | 15 | 15 | 15
16011 | 6 | -99 | -99 | -99 | 3379 | -1 | 15 | 100 | 15 | 100 | 15 | 100 | 15 | 100 | ; | Restaurant (fast food) Dining | Misc | all | all | - | 1 | 1 | DEER RFF Din Yr Eq Wd | 15 | 100 |  |  |  |  | - n/a - | - n/a - | 15 | 100 |  | Restaurant (fast food) Dining Misc all | 3379 | 15 | 100 | 15 | 100
16021 | 8 | -99 | -99 | 0 | 1 | -1 | 0 | 0 | 0 | 0 | 0 | 0 | 0 | 0 | ; | Restaurant (fast food) Kitchen | Occup | all | all | No | 1 | 1 | Always Off | 0 | 0 |  |  |  |  | - n/a - | - n/a - | 0 | 0 |  | Restaurant (fast food) Kitchen Occup all Closed | 1 | 0 | 0 | 0 | 0
16021 | 8 | -99 | 6 | -99 | 3382 | -1 | 0 | 60 | 0 | 60 | 0 | 60 | 0 | 60 | ; | Restaurant (fast food) Kitchen | Occup | all | Sat | - | 1 | 1 | DEER RFF Kit Yr Oc WeH | 0 | 60 |  |  |  |  | - n/a - | - n/a - | 0 | 60 |  | Restaurant (fast food) Kitchen Occup Sat | 3382 | 0 | 60 | 0 | 60
16021 | 8 | -99 | 7 | -99 | 3382 | -1 | 0 | 60 | 0 | 60 | 0 | 60 | 0 | 60 | ; | Restaurant (fast food) Kitchen | Occup | all | Sun | - | 1 | 1 | DEER RFF Kit Yr Oc WeH | 0 | 60 |  |  |  |  | - n/a - | - n/a - | 0 | 60 |  | Restaurant (fast food) Kitchen Occup Sun | 3382 | 0 | 60 | 0 | 60
16021 | 8 | -99 | 8 | -99 | 3382 | -1 | 0 | 60 | 0 | 60 | 0 | 60 | 0 | 60 | ; | Restaurant (fast food) Kitchen | Occup | all | Hol | - | 1 | 1 | DEER RFF Kit Yr Oc WeH | 0 | 60 |  |  |  |  | - n/a - | - n/a - | 0 | 60 |  | Restaurant (fast food) Kitchen Occup Hol | 3382 | 0 | 60 | 0 | 60
16021 | 8 | -99 | 11 | -99 | 1 | -1 | 0 | 0 | 0 | 0 | 0 | 0 | 0 | 0 | ; | Restaurant (fast food) Kitchen | Occup | all | Cls | - | 1 | 1 | Always Off | 0 | 0 |  |  |  |  | - n/a - | - n/a - | 0 | 0 |  | Restaurant (fast food) Kitchen Occup Cls | 1 | 0 | 0 | 0 | 0
16021 | 8 | -99 | -99 | -99 | 3381 | -1 | 0 | 100 | 0 | 100 | 0 | 100 | 0 | 100 | ; | Restaurant (fast food) Kitchen | Occup | all | all | - | 1 | 1 | DEER RFF Kit Yr Oc Wd | 0 | 100 |  |  |  |  | - n/a - | - n/a - | 0 | 100 |  | Restaurant (fast food) Kitchen Occup all | 3381 | 0 | 100 | 0 | 100
16021 | 1 | -99 | -99 | 0 | 2 | -1 | 5 | 5 | 5 | 5 | 5 | 5 | 5 | 5 | ; | Restaurant (fast food) Kitchen | ILit | all | all | No | 0.05 | 0.05 | Always On | 100 | 100 | 100 | 100 | 100 | 100 | 100 | 100 | 100 | 100 |  | Restaurant (fast food) Kitchen ILit all Closed | 2 | 5 | 5 | 5 | 5
16021 | 1 | 2 | 6 | -99 | 3912 | -1 | 5 | 81.25 | 5 | 81.25 | 5 | 81.25 | 100 | 100 | ; | Restaurant (fast food) Kitchen | ILit | all | Sat | - | 1 | 1 | DEER08 RFF Kit Yr Lt2 WeH | 5 | 81.25 | 5 | 81.25 | 5 | 81.25 | 5 | 81.25 | 100 | 100 |  | Restaurant (fast food) Kitchen ILit2 Sat | 3912 | 5 | 81.25 | 5 | 81.25
16021 | 1 | 2 | 7 | -99 | 3912 | -1 | 5 | 81.25 | 5 | 81.25 | 5 | 81.25 | 100 | 100 | ; | Restaurant (fast food) Kitchen | ILit | all | Sun | - | 1 | 1 | DEER08 RFF Kit Yr Lt2 WeH | 5 | 81.25 | 5 | 81.25 | 5 | 81.25 | 5 | 81.25 | 100 | 100 |  | Restaurant (fast food) Kitchen ILit2 Sun | 3912 | 5 | 81.25 | 5 | 81.25
16021 | 1 | 2 | 8 | -99 | 3912 | -1 | 5 | 81.25 | 5 | 81.25 | 5 | 81.25 | 100 | 100 | ; | Restaurant (fast food) Kitchen | ILit | all | Hol | - | 1 | 1 | DEER08 RFF Kit Yr Lt2 WeH | 5 | 81.25 | 5 | 81.25 | 5 | 81.25 | 5 | 81.25 | 100 | 100 |  | Restaurant (fast food) Kitchen ILit2 Hol | 3912 | 5 | 81.25 | 5 | 81.25
16021 | 1 | -99 | 6 | -99 | 3828 | -1 | 5 | 81.25 | 5 | 81.25 | 5 | 81.25 | 100 | 100 | ; | Restaurant (fast food) Kitchen | ILit | all | Sat | - | 1 | 1 | DEER08 RFF Kit Yr Lt1 WeH | 5 | 81.25 | 5 | 81.25 | 5 | 81.25 | 5 | 81.25 | 100 | 100 |  | Restaurant (fast food) Kitchen ILit Sat | 3828 | 5 | 81.25 | 5 | 81.25
16021 | 1 | -99 | 7 | -99 | 3828 | -1 | 5 | 81.25 | 5 | 81.25 | 5 | 81.25 | 100 | 100 | ; | Restaurant (fast food) Kitchen | ILit | all | Sun | - | 1 | 1 | DEER08 RFF Kit Yr Lt1 WeH | 5 | 81.25 | 5 | 81.25 | 5 | 81.25 | 5 | 81.25 | 100 | 100 |  | Restaurant (fast food) Kitchen ILit Sun | 3828 | 5 | 81.25 | 5 | 81.25
16021 | 1 | -99 | 8 | -99 | 3828 | -1 | 5 | 81.25 | 5 | 81.25 | 5 | 81.25 | 100 | 100 | ; | Restaurant (fast food) Kitchen | ILit | all | Hol | - | 1 | 1 | DEER08 RFF Kit Yr Lt1 WeH | 5 | 81.25 | 5 | 81.25 | 5 | 81.25 | 5 | 81.25 | 100 | 100 |  | Restaurant (fast food) Kitchen ILit Hol | 3828 | 5 | 81.25 | 5 | 81.25
16021 | 1 | -99 | 11 | -99 | 2 | -1 | 5 | 5 | 5 | 5 | 5 | 5 | 5 | 5 | ; | Restaurant (fast food) Kitchen | ILit | all | Cls | - | 0.05 | 0.05 | Always On | 100 | 100 | 100 | 100 | 100 | 100 | 100 | 100 | 100 | 100 |  | Restaurant (fast food) Kitchen ILit Cls | 2 | 5 | 5 | 5 | 5
16021 | 1 | 2 | -99 | -99 | 3911 | -1 | 5 | 81.25 | 5 | 81.25 | 5 | 81.25 | 100 | 100 | ; | Restaurant (fast food) Kitchen | ILit | all | all | - | 1 | 1 | DEER08 RFF Kit Yr Lt2 Wd | 5 | 81.25 | 5 | 81.25 | 5 | 81.25 | 5 | 81.25 | 100 | 100 |  | Restaurant (fast food) Kitchen ILit2 all | 3911 | 5 | 81.25 | 5 | 81.25
16021 | 1 | -99 | -99 | -99 | 3827 | -1 | 5 | 81.25 | 5 | 81.25 | 5 | 81.25 | 100 | 100 | ; | Restaurant (fast food) Kitchen | ILit | all | all | - | 1 | 1 | DEER08 RFF Kit Yr Lt1 Wd | 5 | 81.25 | 5 | 81.25 | 5 | 81.25 | 5 | 81.25 | 100 | 100 |  | Restaurant (fast food) Kitchen ILit all | 3827 | 5 | 81.25 | 5 | 81.25
16021 | 6 | -99 | -99 | 0 | 2 | -1 | 15 | 15 | 15 | 15 | 15 | 15 | 15 | 15 | ; | Restaurant (fast food) Kitchen | Misc | all | all | No | 0.15 | 0.15 | Always On | 100 | 100 |  |  |  |  | - n/a - | - n/a - | 100 | 100 |  | Restaurant (fast food) Kitchen Misc all Closed | 2 | 15 | 15 | 15 | 15
16021 | 6 | -99 | 6 | -99 | 3386 | -1 | 15 | 100 | 15 | 100 | 15 | 100 | 15 | 100 | ; | Restaurant (fast food) Kitchen | Misc | all | Sat | - | 1 | 1 | DEER RFF Kit Yr Eq WeH | 15 | 100 |  |  |  |  | - n/a - | - n/a - | 15 | 100 |  | Restaurant (fast food) Kitchen Misc Sat | 3386 | 15 | 100 | 15 | 100
16021 | 6 | -99 | 7 | -99 | 3386 | -1 | 15 | 100 | 15 | 100 | 15 | 100 | 15 | 100 | ; | Restaurant (fast food) Kitchen | Misc | all | Sun | - | 1 | 1 | DEER RFF Kit Yr Eq WeH | 15 | 100 |  |  |  |  | - n/a - | - n/a - | 15 | 100 |  | Restaurant (fast food) Kitchen Misc Sun | 3386 | 15 | 100 | 15 | 100
16021 | 6 | -99 | 8 | -99 | 3386 | -1 | 15 | 100 | 15 | 100 | 15 | 100 | 15 | 100 | ; | Restaurant (fast food) Kitchen | Misc | all | Hol | - | 1 | 1 | DEER RFF Kit Yr Eq WeH | 15 | 100 |  |  |  |  | - n/a - | - n/a - | 15 | 100 |  | Restaurant (fast food) Kitchen Misc Hol | 3386 | 15 | 100 | 15 | 100
16021 | 6 | -99 | 11 | -99 | 2 | -1 | 15 | 15 | 15 | 15 | 15 | 15 | 15 | 15 | ; | Restaurant (fast food) Kitchen | Misc | all | Cls | - | 0.15 | 0.15 | Always On | 100 | 100 |  |  |  |  | - n/a - | - n/a - | 100 | 100 |  | Restaurant (fast food) Kitchen Misc Cls | 2 | 15 | 15 | 15 | 15
16021 | 6 | -99 | -99 | -99 | 3385 | -1 | 15 | 100 | 15 | 100 | 15 | 100 | 15 | 100 | ; | Restaurant (fast food) Kitchen | Misc | all | all | - | 1 | 1 | DEER RFF Kit Yr Eq Wd | 15 | 100 |  |  |  |  | - n/a - | - n/a - | 15 | 100 |  | Restaurant (fast food) Kitchen Misc all | 3385 | 15 | 100 | 15 | 100
16021 | 4 | -99 | -99 | 0 | 1 | -1 | 0 | 0 | 0 | 0 | 0 | 0 | 0 | 0 | ; | Restaurant (fast food) Kitchen | Cook | all | all | No | 1 | 1 | Always Off | 0 | 0 |  |  |  |  | - n/a - | - n/a - | 0 | 0 |  | Restaurant (fast food) Kitchen Cook all Closed | 1 | 0 | 0 | 0 | 0
16021 | 4 | -99 | 6 | -99 | 3388 | -1 | 0 | 49 | 0 | 49 | 0 | 49 | 0 | 49 | ; | Restaurant (fast food) Kitchen | Cook | all | Sat | - | 1 | 1 | DEER RFF Kit Yr Ck WeH | 0 | 49 |  |  |  |  | - n/a - | - n/a - | 0 | 49 |  | Restaurant (fast food) Kitchen Cook Sat | 3388 | 0 | 49 | 0 | 49
16021 | 4 | -99 | 7 | -99 | 3388 | -1 | 0 | 49 | 0 | 49 | 0 | 49 | 0 | 49 | ; | Restaurant (fast food) Kitchen | Cook | all | Sun | - | 1 | 1 | DEER RFF Kit Yr Ck WeH | 0 | 49 |  |  |  |  | - n/a - | - n/a - | 0 | 49 |  | Restaurant (fast food) Kitchen Cook Sun | 3388 | 0 | 49 | 0 | 49
16021 | 4 | -99 | 8 | -99 | 3388 | -1 | 0 | 49 | 0 | 49 | 0 | 49 | 0 | 49 | ; | Restaurant (fast food) Kitchen | Cook | all | Hol | - | 1 | 1 | DEER RFF Kit Yr Ck WeH | 0 | 49 |  |  |  |  | - n/a - | - n/a - | 0 | 49 |  | Restaurant (fast food) Kitchen Cook Hol | 3388 | 0 | 49 | 0 | 49
16021 | 4 | -99 | 11 | -99 | 1 | -1 | 0 | 0 | 0 | 0 | 0 | 0 | 0 | 0 | ; | Restaurant (fast food) Kitchen | Cook | all | Cls | - | 1 | 1 | Always Off | 0 | 0 |  |  |  |  | - n/a - | - n/a - | 0 | 0 |  | Restaurant (fast food) Kitchen Cook Cls | 1 | 0 | 0 | 0 | 0
16021 | 4 | -99 | -99 | -99 | 3387 | -1 | 0 | 49 | 0 | 49 | 0 | 49 | 0 | 49 | ; | Restaurant (fast food) Kitchen | Cook | all | all | - | 1 | 1 | DEER RFF Kit Yr Ck Wd | 0 | 49 |  |  |  |  | - n/a - | - n/a - | 0 | 49 |  | Restaurant (fast food) Kitchen Cook all | 3387 | 0 | 49 | 0 | 49
[36 empty] | 0 | 0 | 0 | 0 | 0 | bar: ; Independents ; 1 to Dependents 4
17011 | 8 | -99 | -99 | 0 | 1 | -1 | 0 | 0 | 0 | 0 | 0 | 0 | 0 | 0 | ; | Retail (lrg, 3-story) Office | Occup | all | all | No | 1 | 1 | Always Off | 0 | 0 |  |  |  |  | - n/a - | - n/a - | 0 | 0 |  | Retail (lrg, 3-story) Office Occup all Closed | 1 | 0 | 0 | 0 | 0
17011 | 8 | -99 | 6 | -99 | 3392 | -1 | 0 | 90 | 0 | 90 | 0 | 90 | 0 | 90 | ; | Retail (lrg, 3-story) Office | Occup | all | Sat | - | 1 | 1 | DEER RT3 Off Yr Oc Sa | 0 | 90 |  |  |  |  | - n/a - | - n/a - | 0 | 90 |  | Retail (lrg, 3-story) Office Occup Sat | 3392 | 0 | 90 | 0 | 90
17011 | 8 | -99 | 7 | -99 | 3393 | -1 | 0 | 100 | 0 | 100 | 0 | 100 | 0 | 100 | ; | Retail (lrg, 3-story) Office | Occup | all | Sun | - | 1 | 1 | DEER RT3 Off Yr Oc SuH | 0 | 100 |  |  |  |  | - n/a - | - n/a - | 0 | 100 |  | Retail (lrg, 3-story) Office Occup Sun | 3393 | 0 | 100 | 0 | 100
17011 | 8 | -99 | 8 | -99 | 3393 | -1 | 0 | 100 | 0 | 100 | 0 | 100 | 0 | 100 | ; | Retail (lrg, 3-story) Office | Occup | all | Hol | - | 1 | 1 | DEER RT3 Off Yr Oc SuH | 0 | 100 |  |  |  |  | - n/a - | - n/a - | 0 | 100 |  | Retail (lrg, 3-story) Office Occup Hol | 3393 | 0 | 100 | 0 | 100
17011 | 8 | -99 | 11 | -99 | 1 | -1 | 0 | 0 | 0 | 0 | 0 | 0 | 0 | 0 | ; | Retail (lrg, 3-story) Office | Occup | all | Cls | - | 1 | 1 | Always Off | 0 | 0 |  |  |  |  | - n/a - | - n/a - | 0 | 0 |  | Retail (lrg, 3-story) Office Occup Cls | 1 | 0 | 0 | 0 | 0
17011 | 8 | -99 | -99 | -99 | 3391 | -1 | 0 | 80 | 0 | 80 | 0 | 80 | 0 | 80 | ; | Retail (lrg, 3-story) Office | Occup | all | all | - | 1 | 1 | DEER RT3 Off Yr Oc Wd | 0 | 80 |  |  |  |  | - n/a - | - n/a - | 0 | 80 |  | Retail (lrg, 3-story) Office Occup all | 3391 | 0 | 80 | 0 | 80
17011 | 1 | -99 | -99 | 0 | 2 | -1 | 5 | 5 | 5 | 5 | 5 | 5 | 5 | 5 | ; | Retail (lrg, 3-story) Office | ILit | all | all | No | 0.05 | 0.05 | Always On | 100 | 100 | 100 | 100 | 100 | 100 | 100 | 100 | 100 | 100 |  | Retail (lrg, 3-story) Office ILit all Closed | 2 | 5 | 5 | 5 | 5
17011 | 1 | -99 | 6 | -99 | 3395 | -1 | 5 | 52.5 | 6.5 | 50 | 5 | 95 | 5 | 95 | ; | Retail (lrg, 3-story) Office | ILit | all | Sat | - | 1 | 1 | DEER RT3 Off Yr Lt Sa | 5 | 95 | 5 | 52.5 | 6.5 | 50 | 5 | 95 | 5 | 95 |  | Retail (lrg, 3-story) Office ILit Sat | 3395 | 5 | 52.5 | 6.5 | 50
17011 | 1 | -99 | 7 | -99 | 3396 | -1 | 5 | 52.5 | 6.5 | 50 | 5 | 95 | 5 | 95 | ; | Retail (lrg, 3-story) Office | ILit | all | Sun | - | 1 | 1 | DEER RT3 Off Yr Lt SuH | 5 | 95 | 5 | 52.5 | 6.5 | 50 | 5 | 95 | 5 | 95 |  | Retail (lrg, 3-story) Office ILit Sun | 3396 | 5 | 52.5 | 6.5 | 50
17011 | 1 | -99 | 8 | -99 | 3396 | -1 | 5 | 52.5 | 6.5 | 50 | 5 | 95 | 5 | 95 | ; | Retail (lrg, 3-story) Office | ILit | all | Hol | - | 1 | 1 | DEER RT3 Off Yr Lt SuH | 5 | 95 | 5 | 52.5 | 6.5 | 50 | 5 | 95 | 5 | 95 |  | Retail (lrg, 3-story) Office ILit Hol | 3396 | 5 | 52.5 | 6.5 | 50
17011 | 1 | -99 | 11 | -99 | 2 | -1 | 5 | 5 | 5 | 5 | 5 | 5 | 5 | 5 | ; | Retail (lrg, 3-story) Office | ILit | all | Cls | - | 0.05 | 0.05 | Always On | 100 | 100 | 100 | 100 | 100 | 100 | 100 | 100 | 100 | 100 |  | Retail (lrg, 3-story) Office ILit Cls | 2 | 5 | 5 | 5 | 5
17011 | 1 | -99 | -99 | -99 | 3394 | -1 | 5 | 57.5 | 6.5 | 55 | 5 | 95 | 5 | 95 | ; | Retail (lrg, 3-story) Office | ILit | all | all | - | 1 | 1 | DEER RT3 Off Yr Lt Wd | 5 | 95 | 5 | 57.5 | 6.5 | 55 | 5 | 95 | 5 | 95 |  | Retail (lrg, 3-story) Office ILit all | 3394 | 5 | 57.5 | 6.5 | 55
17011 | 6 | -99 | -99 | 0 | 2 | -1 | 5 | 5 | 5 | 5 | 5 | 5 | 5 | 5 | ; | Retail (lrg, 3-story) Office | Misc | all | all | No | 0.05 | 0.05 | Always On | 100 | 100 |  |  |  |  | - n/a - | - n/a - | 100 | 100 |  | Retail (lrg, 3-story) Office Misc all Closed | 2 | 5 | 5 | 5 | 5
17011 | 6 | -99 | 6 | -99 | 3398 | -1 | 5 | 95 | 5 | 95 | 5 | 95 | 5 | 95 | ; | Retail (lrg, 3-story) Office | Misc | all | Sat | - | 1 | 1 | DEER RT3 Off Yr Eq Sa | 5 | 95 |  |  |  |  | - n/a - | - n/a - | 5 | 95 |  | Retail (lrg, 3-story) Office Misc Sat | 3398 | 5 | 95 | 5 | 95
17011 | 6 | -99 | 7 | -99 | 3399 | -1 | 5 | 95 | 5 | 95 | 5 | 95 | 5 | 95 | ; | Retail (lrg, 3-story) Office | Misc | all | Sun | - | 1 | 1 | DEER RT3 Off Yr Eq SuH | 5 | 95 |  |  |  |  | - n/a - | - n/a - | 5 | 95 |  | Retail (lrg, 3-story) Office Misc Sun | 3399 | 5 | 95 | 5 | 95
17011 | 6 | -99 | 8 | -99 | 3399 | -1 | 5 | 95 | 5 | 95 | 5 | 95 | 5 | 95 | ; | Retail (lrg, 3-story) Office | Misc | all | Hol | - | 1 | 1 | DEER RT3 Off Yr Eq SuH | 5 | 95 |  |  |  |  | - n/a - | - n/a - | 5 | 95 |  | Retail (lrg, 3-story) Office Misc Hol | 3399 | 5 | 95 | 5 | 95
17011 | 6 | -99 | 11 | -99 | 2 | -1 | 5 | 5 | 5 | 5 | 5 | 5 | 5 | 5 | ; | Retail (lrg, 3-story) Office | Misc | all | Cls | - | 0.05 | 0.05 | Always On | 100 | 100 |  |  |  |  | - n/a - | - n/a - | 100 | 100 |  | Retail (lrg, 3-story) Office Misc Cls | 2 | 5 | 5 | 5 | 5
17011 | 6 | -99 | -99 | -99 | 3397 | -1 | 5 | 95 | 5 | 95 | 5 | 95 | 5 | 95 | ; | Retail (lrg, 3-story) Office | Misc | all | all | - | 1 | 1 | DEER RT3 Off Yr Eq Wd | 5 | 95 |  |  |  |  | - n/a - | - n/a - | 5 | 95 |  | Retail (lrg, 3-story) Office Misc all | 3397 | 5 | 95 | 5 | 95
17021 | 8 | -99 | -99 | 0 | 1 | -1 | 0 | 0 | 0 | 0 | 0 | 0 | 0 | 0 | ; | Retail (lrg, 3-story) Showroom | Occup | all | all | No | 1 | 1 | Always Off | 0 | 0 |  |  |  |  | - n/a - | - n/a - | 0 | 0 |  | Retail (lrg, 3-story) Showroom Occup all Closed | 1 | 0 | 0 | 0 | 0
17021 | 8 | -99 | 6 | -99 | 3401 | -1 | 0 | 90 | 0 | 90 | 0 | 90 | 0 | 90 | ; | Retail (lrg, 3-story) Showroom | Occup | all | Sat | - | 1 | 1 | DEER RT3 Shw Yr Oc Sa | 0 | 90 |  |  |  |  | - n/a - | - n/a - | 0 | 90 |  | Retail (lrg, 3-story) Showroom Occup Sat | 3401 | 0 | 90 | 0 | 90
17021 | 8 | -99 | 7 | -99 | 3402 | -1 | 0 | 100 | 0 | 100 | 0 | 100 | 0 | 100 | ; | Retail (lrg, 3-story) Showroom | Occup | all | Sun | - | 1 | 1 | DEER RT3 Shw Yr Oc SuH | 0 | 100 |  |  |  |  | - n/a - | - n/a - | 0 | 100 |  | Retail (lrg, 3-story) Showroom Occup Sun | 3402 | 0 | 100 | 0 | 100
17021 | 8 | -99 | 8 | -99 | 3402 | -1 | 0 | 100 | 0 | 100 | 0 | 100 | 0 | 100 | ; | Retail (lrg, 3-story) Showroom | Occup | all | Hol | - | 1 | 1 | DEER RT3 Shw Yr Oc SuH | 0 | 100 |  |  |  |  | - n/a - | - n/a - | 0 | 100 |  | Retail (lrg, 3-story) Showroom Occup Hol | 3402 | 0 | 100 | 0 | 100
17021 | 8 | -99 | 11 | -99 | 1 | -1 | 0 | 0 | 0 | 0 | 0 | 0 | 0 | 0 | ; | Retail (lrg, 3-story) Showroom | Occup | all | Cls | - | 1 | 1 | Always Off | 0 | 0 |  |  |  |  | - n/a - | - n/a - | 0 | 0 |  | Retail (lrg, 3-story) Showroom Occup Cls | 1 | 0 | 0 | 0 | 0
17021 | 8 | -99 | -99 | -99 | 3400 | -1 | 0 | 80 | 0 | 80 | 0 | 80 | 0 | 80 | ; | Retail (lrg, 3-story) Showroom | Occup | all | all | - | 1 | 1 | DEER RT3 Shw Yr Oc Wd | 0 | 80 |  |  |  |  | - n/a - | - n/a - | 0 | 80 |  | Retail (lrg, 3-story) Showroom Occup all | 3400 | 0 | 80 | 0 | 80
17021 | 1 | -99 | -99 | 0 | 2 | -1 | 5 | 5 | 5 | 5 | 5 | 5 | 5 | 5 | ; | Retail (lrg, 3-story) Showroom | ILit | all | all | No | 0.05 | 0.05 | Always On | 100 | 100 | 100 | 100 | 100 | 100 | 100 | 100 | 100 | 100 |  | Retail (lrg, 3-story) Showroom ILit all Closed | 2 | 5 | 5 | 5 | 5
17021 | 1 | -99 | 6 | -99 | 3404 | -1 | 5 | 75 | 30 | 55 | 5 | 95 | 5 | 95 | ; | Retail (lrg, 3-story) Showroom | ILit | all | Sat | - | 1 | 1 | DEER RT3 Shw Yr Lt Sa | 5 | 95 | 5 | 75 | 30 | 55 | 5 | 95 | 5 | 95 |  | Retail (lrg, 3-story) Showroom ILit Sat | 3404 | 5 | 75 | 30 | 55
17021 | 1 | -99 | 7 | -99 | 3405 | -1 | 5 | 75 | 30 | 55 | 5 | 95 | 5 | 95 | ; | Retail (lrg, 3-story) Showroom | ILit | all | Sun | - | 1 | 1 | DEER RT3 Shw Yr Lt SuH | 5 | 95 | 5 | 75 | 30 | 55 | 5 | 95 | 5 | 95 |  | Retail (lrg, 3-story) Showroom ILit Sun | 3405 | 5 | 75 | 30 | 55
17021 | 1 | -99 | 8 | -99 | 3405 | -1 | 5 | 75 | 30 | 55 | 5 | 95 | 5 | 95 | ; | Retail (lrg, 3-story) Showroom | ILit | all | Hol | - | 1 | 1 | DEER RT3 Shw Yr Lt SuH | 5 | 95 | 5 | 75 | 30 | 55 | 5 | 95 | 5 | 95 |  | Retail (lrg, 3-story) Showroom ILit Hol | 3405 | 5 | 75 | 30 | 55
17021 | 1 | -99 | 11 | -99 | 2 | -1 | 5 | 5 | 5 | 5 | 5 | 5 | 5 | 5 | ; | Retail (lrg, 3-story) Showroom | ILit | all | Cls | - | 0.05 | 0.05 | Always On | 100 | 100 | 100 | 100 | 100 | 100 | 100 | 100 | 100 | 100 |  | Retail (lrg, 3-story) Showroom ILit Cls | 2 | 5 | 5 | 5 | 5
17021 | 1 | -99 | -99 | -99 | 3403 | -1 | 5 | 80 | 30 | 65 | 5 | 95 | 5 | 95 | ; | Retail (lrg, 3-story) Showroom | ILit | all | all | - | 1 | 1 | DEER RT3 Shw Yr Lt Wd | 5 | 95 | 5 | 80 | 30 | 65 | 5 | 95 | 5 | 95 |  | Retail (lrg, 3-story) Showroom ILit all | 3403 | 5 | 80 | 30 | 65
17021 | 6 | -99 | -99 | 0 | 2 | -1 | 5 | 5 | 5 | 5 | 5 | 5 | 5 | 5 | ; | Retail (lrg, 3-story) Showroom | Misc | all | all | No | 0.05 | 0.05 | Always On | 100 | 100 |  |  |  |  | - n/a - | - n/a - | 100 | 100 |  | Retail (lrg, 3-story) Showroom Misc all Closed | 2 | 5 | 5 | 5 | 5
17021 | 6 | -99 | 6 | -99 | 3407 | -1 | 5 | 95 | 5 | 95 | 5 | 95 | 5 | 95 | ; | Retail (lrg, 3-story) Showroom | Misc | all | Sat | - | 1 | 1 | DEER RT3 Shw Yr Eq Sa | 5 | 95 |  |  |  |  | - n/a - | - n/a - | 5 | 95 |  | Retail (lrg, 3-story) Showroom Misc Sat | 3407 | 5 | 95 | 5 | 95
17021 | 6 | -99 | 7 | -99 | 3408 | -1 | 5 | 95 | 5 | 95 | 5 | 95 | 5 | 95 | ; | Retail (lrg, 3-story) Showroom | Misc | all | Sun | - | 1 | 1 | DEER RT3 Shw Yr Eq SuH | 5 | 95 |  |  |  |  | - n/a - | - n/a - | 5 | 95 |  | Retail (lrg, 3-story) Showroom Misc Sun | 3408 | 5 | 95 | 5 | 95
17021 | 6 | -99 | 8 | -99 | 3408 | -1 | 5 | 95 | 5 | 95 | 5 | 95 | 5 | 95 | ; | Retail (lrg, 3-story) Showroom | Misc | all | Hol | - | 1 | 1 | DEER RT3 Shw Yr Eq SuH | 5 | 95 |  |  |  |  | - n/a - | - n/a - | 5 | 95 |  | Retail (lrg, 3-story) Showroom Misc Hol | 3408 | 5 | 95 | 5 | 95
17021 | 6 | -99 | 11 | -99 | 2 | -1 | 5 | 5 | 5 | 5 | 5 | 5 | 5 | 5 | ; | Retail (lrg, 3-story) Showroom | Misc | all | Cls | - | 0.05 | 0.05 | Always On | 100 | 100 |  |  |  |  | - n/a - | - n/a - | 100 | 100 |  | Retail (lrg, 3-story) Showroom Misc Cls | 2 | 5 | 5 | 5 | 5
17021 | 6 | -99 | -99 | -99 | 3406 | -1 | 5 | 95 | 5 | 95 | 5 | 95 | 5 | 95 | ; | Retail (lrg, 3-story) Showroom | Misc | all | all | - | 1 | 1 | DEER RT3 Shw Yr Eq Wd | 5 | 95 |  |  |  |  | - n/a - | - n/a - | 5 | 95 |  | Retail (lrg, 3-story) Showroom Misc all | 3406 | 5 | 95 | 5 | 95
17031 | 8 | -99 | -99 | 0 | 1 | -1 | 0 | 0 | 0 | 0 | 0 | 0 | 0 | 0 | ; | Retail (lrg, 3-story) Storage | Occup | all | all | No | 1 | 1 | Always Off | 0 | 0 |  |  |  |  | - n/a - | - n/a - | 0 | 0 |  | Retail (lrg, 3-story) Storage Occup all Closed | 1 | 0 | 0 | 0 | 0
17031 | 8 | -99 | 6 | -99 | 3410 | -1 | 0 | 90 | 0 | 90 | 0 | 90 | 0 | 90 | ; | Retail (lrg, 3-story) Storage | Occup | all | Sat | - | 1 | 1 | DEER RT3 Str Yr Oc Sa | 0 | 90 |  |  |  |  | - n/a - | - n/a - | 0 | 90 |  | Retail (lrg, 3-story) Storage Occup Sat | 3410 | 0 | 90 | 0 | 90
17031 | 8 | -99 | 7 | -99 | 3411 | -1 | 0 | 100 | 0 | 100 | 0 | 100 | 0 | 100 | ; | Retail (lrg, 3-story) Storage | Occup | all | Sun | - | 1 | 1 | DEER RT3 Str Yr Oc SuH | 0 | 100 |  |  |  |  | - n/a - | - n/a - | 0 | 100 |  | Retail (lrg, 3-story) Storage Occup Sun | 3411 | 0 | 100 | 0 | 100
17031 | 8 | -99 | 8 | -99 | 3411 | -1 | 0 | 100 | 0 | 100 | 0 | 100 | 0 | 100 | ; | Retail (lrg, 3-story) Storage | Occup | all | Hol | - | 1 | 1 | DEER RT3 Str Yr Oc SuH | 0 | 100 |  |  |  |  | - n/a - | - n/a - | 0 | 100 |  | Retail (lrg, 3-story) Storage Occup Hol | 3411 | 0 | 100 | 0 | 100
17031 | 8 | -99 | 11 | -99 | 1 | -1 | 0 | 0 | 0 | 0 | 0 | 0 | 0 | 0 | ; | Retail (lrg, 3-story) Storage | Occup | all | Cls | - | 1 | 1 | Always Off | 0 | 0 |  |  |  |  | - n/a - | - n/a - | 0 | 0 |  | Retail (lrg, 3-story) Storage Occup Cls | 1 | 0 | 0 | 0 | 0
17031 | 8 | -99 | -99 | -99 | 3409 | -1 | 0 | 80 | 0 | 80 | 0 | 80 | 0 | 80 | ; | Retail (lrg, 3-story) Storage | Occup | all | all | - | 1 | 1 | DEER RT3 Str Yr Oc Wd | 0 | 80 |  |  |  |  | - n/a - | - n/a - | 0 | 80 |  | Retail (lrg, 3-story) Storage Occup all | 3409 | 0 | 80 | 0 | 80
17031 | 1 | -99 | -99 | 0 | 2 | -1 | 5 | 5 | 5 | 5 | 5 | 5 | 5 | 5 | ; | Retail (lrg, 3-story) Storage | ILit | all | all | No | 0.05 | 0.05 | Always On | 100 | 100 | 100 | 100 | 100 | 100 | 100 | 100 | 100 | 100 |  | Retail (lrg, 3-story) Storage ILit all Closed | 2 | 5 | 5 | 5 | 5
17031 | 1 | -99 | 6 | -99 | 3413 | -1 | 5 | 55 | 6.5 | 50 | 5 | 95 | 5 | 95 | ; | Retail (lrg, 3-story) Storage | ILit | all | Sat | - | 1 | 1 | DEER RT3 Str Yr Lt Sa | 5 | 95 | 5 | 55 | 6.5 | 50 | 5 | 95 | 5 | 95 |  | Retail (lrg, 3-story) Storage ILit Sat | 3413 | 5 | 55 | 6.5 | 50
17031 | 1 | -99 | 7 | -99 | 3414 | -1 | 5 | 55 | 6.5 | 50 | 5 | 95 | 5 | 95 | ; | Retail (lrg, 3-story) Storage | ILit | all | Sun | - | 1 | 1 | DEER RT3 Str Yr Lt SuH | 5 | 95 | 5 | 55 | 6.5 | 50 | 5 | 95 | 5 | 95 |  | Retail (lrg, 3-story) Storage ILit Sun | 3414 | 5 | 55 | 6.5 | 50
17031 | 1 | -99 | 8 | -99 | 3414 | -1 | 5 | 55 | 6.5 | 50 | 5 | 95 | 5 | 95 | ; | Retail (lrg, 3-story) Storage | ILit | all | Hol | - | 1 | 1 | DEER RT3 Str Yr Lt SuH | 5 | 95 | 5 | 55 | 6.5 | 50 | 5 | 95 | 5 | 95 |  | Retail (lrg, 3-story) Storage ILit Hol | 3414 | 5 | 55 | 6.5 | 50
17031 | 1 | -99 | 11 | -99 | 2 | -1 | 5 | 5 | 5 | 5 | 5 | 5 | 5 | 5 | ; | Retail (lrg, 3-story) Storage | ILit | all | Cls | - | 0.05 | 0.05 | Always On | 100 | 100 | 100 | 100 | 100 | 100 | 100 | 100 | 100 | 100 |  | Retail (lrg, 3-story) Storage ILit Cls | 2 | 5 | 5 | 5 | 5
17031 | 1 | -99 | -99 | -99 | 3412 | -1 | 5 | 60 | 6.5 | 55 | 5 | 95 | 5 | 95 | ; | Retail (lrg, 3-story) Storage | ILit | all | all | - | 1 | 1 | DEER RT3 Str Yr Lt Wd | 5 | 95 | 5 | 60 | 6.5 | 55 | 5 | 95 | 5 | 95 |  | Retail (lrg, 3-story) Storage ILit all | 3412 | 5 | 60 | 6.5 | 55
17031 | 6 | -99 | -99 | 0 | 2 | -1 | 5 | 5 | 5 | 5 | 5 | 5 | 5 | 5 | ; | Retail (lrg, 3-story) Storage | Misc | all | all | No | 0.05 | 0.05 | Always On | 100 | 100 |  |  |  |  | - n/a - | - n/a - | 100 | 100 |  | Retail (lrg, 3-story) Storage Misc all Closed | 2 | 5 | 5 | 5 | 5
17031 | 6 | -99 | 6 | -99 | 3416 | -1 | 5 | 95 | 5 | 95 | 5 | 95 | 5 | 95 | ; | Retail (lrg, 3-story) Storage | Misc | all | Sat | - | 1 | 1 | DEER RT3 Str Yr Eq Sa | 5 | 95 |  |  |  |  | - n/a - | - n/a - | 5 | 95 |  | Retail (lrg, 3-story) Storage Misc Sat | 3416 | 5 | 95 | 5 | 95
17031 | 6 | -99 | 7 | -99 | 3417 | -1 | 5 | 95 | 5 | 95 | 5 | 95 | 5 | 95 | ; | Retail (lrg, 3-story) Storage | Misc | all | Sun | - | 1 | 1 | DEER RT3 Str Yr Eq SuH | 5 | 95 |  |  |  |  | - n/a - | - n/a - | 5 | 95 |  | Retail (lrg, 3-story) Storage Misc Sun | 3417 | 5 | 95 | 5 | 95
17031 | 6 | -99 | 8 | -99 | 3417 | -1 | 5 | 95 | 5 | 95 | 5 | 95 | 5 | 95 | ; | Retail (lrg, 3-story) Storage | Misc | all | Hol | - | 1 | 1 | DEER RT3 Str Yr Eq SuH | 5 | 95 |  |  |  |  | - n/a - | - n/a - | 5 | 95 |  | Retail (lrg, 3-story) Storage Misc Hol | 3417 | 5 | 95 | 5 | 95
17031 | 6 | -99 | 11 | -99 | 2 | -1 | 5 | 5 | 5 | 5 | 5 | 5 | 5 | 5 | ; | Retail (lrg, 3-story) Storage | Misc | all | Cls | - | 0.05 | 0.05 | Always On | 100 | 100 |  |  |  |  | - n/a - | - n/a - | 100 | 100 |  | Retail (lrg, 3-story) Storage Misc Cls | 2 | 5 | 5 | 5 | 5
17031 | 6 | -99 | -99 | -99 | 3415 | -1 | 5 | 95 | 5 | 95 | 5 | 95 | 5 | 95 | ; | Retail (lrg, 3-story) Storage | Misc | all | all | - | 1 | 1 | DEER RT3 Str Yr Eq Wd | 5 | 95 |  |  |  |  | - n/a - | - n/a - | 5 | 95 |  | Retail (lrg, 3-story) Storage Misc all | 3415 | 5 | 95 | 5 | 95
[36 empty] | 0 | 0 | 0 | 0 | 0 | bar: ; Independents ; 1 to Dependents 4
18011 | 8 | -99 | -99 | 0 | 1 | -1 | 0 | 0 | 0 | 0 | 0 | 0 | 0 | 0 | ; | Retail (lrg, 1-story) Sales | Occup | all | all | No | 1 | 1 | Always Off | 0 | 0 |  |  |  |  | - n/a - | - n/a - | 0 | 0 |  | Retail (lrg, 1-story) Sales Occup all Closed | 1 | 0 | 0 | 0 | 0
18011 | 8 | -99 | 6 | -99 | 3422 | -1 | 0 | 80 | 0 | 80 | 0 | 80 | 0 | 80 | ; | Retail (lrg, 1-story) Sales | Occup | all | Sat | - | 1 | 1 | DEER RTL Sal Yr Oc WeH | 0 | 80 |  |  |  |  | - n/a - | - n/a - | 0 | 80 |  | Retail (lrg, 1-story) Sales Occup Sat | 3422 | 0 | 80 | 0 | 80
18011 | 8 | -99 | 7 | -99 | 3422 | -1 | 0 | 80 | 0 | 80 | 0 | 80 | 0 | 80 | ; | Retail (lrg, 1-story) Sales | Occup | all | Sun | - | 1 | 1 | DEER RTL Sal Yr Oc WeH | 0 | 80 |  |  |  |  | - n/a - | - n/a - | 0 | 80 |  | Retail (lrg, 1-story) Sales Occup Sun | 3422 | 0 | 80 | 0 | 80
18011 | 8 | -99 | 8 | -99 | 3422 | -1 | 0 | 80 | 0 | 80 | 0 | 80 | 0 | 80 | ; | Retail (lrg, 1-story) Sales | Occup | all | Hol | - | 1 | 1 | DEER RTL Sal Yr Oc WeH | 0 | 80 |  |  |  |  | - n/a - | - n/a - | 0 | 80 |  | Retail (lrg, 1-story) Sales Occup Hol | 3422 | 0 | 80 | 0 | 80
18011 | 8 | -99 | 11 | -99 | 1 | -1 | 0 | 0 | 0 | 0 | 0 | 0 | 0 | 0 | ; | Retail (lrg, 1-story) Sales | Occup | all | Cls | - | 1 | 1 | Always Off | 0 | 0 |  |  |  |  | - n/a - | - n/a - | 0 | 0 |  | Retail (lrg, 1-story) Sales Occup Cls | 1 | 0 | 0 | 0 | 0
18011 | 8 | -99 | -99 | -99 | 3421 | -1 | 0 | 80 | 0 | 80 | 0 | 80 | 0 | 80 | ; | Retail (lrg, 1-story) Sales | Occup | all | all | - | 1 | 1 | DEER RTL Sal Yr Oc Wd | 0 | 80 |  |  |  |  | - n/a - | - n/a - | 0 | 80 |  | Retail (lrg, 1-story) Sales Occup all | 3421 | 0 | 80 | 0 | 80
18011 | 1 | -99 | -99 | 0 | 2 | -1 | 5 | 5 | 5 | 5 | 5 | 5 | 5 | 5 | ; | Retail (lrg, 1-story) Sales | ILit | all | all | No | 0.05 | 0.05 | Always On | 100 | 100 | 100 | 100 | 100 | 100 | 100 | 100 | 100 | 100 |  | Retail (lrg, 1-story) Sales ILit all Closed | 2 | 5 | 5 | 5 | 5
18011 | 1 | -99 | 6 | -99 | 3424 | -1 | 5 | 75 | 30 | 60 | 5 | 100 | 5 | 100 | ; | Retail (lrg, 1-story) Sales | ILit | all | Sat | - | 1 | 1 | DEER RTL Sal Yr Lt WeH | 5 | 100 | 5 | 75 | 30 | 60 | 5 | 100 | 5 | 100 |  | Retail (lrg, 1-story) Sales ILit Sat | 3424 | 5 | 75 | 30 | 60
18011 | 1 | -99 | 7 | -99 | 3424 | -1 | 5 | 75 | 30 | 60 | 5 | 100 | 5 | 100 | ; | Retail (lrg, 1-story) Sales | ILit | all | Sun | - | 1 | 1 | DEER RTL Sal Yr Lt WeH | 5 | 100 | 5 | 75 | 30 | 60 | 5 | 100 | 5 | 100 |  | Retail (lrg, 1-story) Sales ILit Sun | 3424 | 5 | 75 | 30 | 60
18011 | 1 | -99 | 8 | -99 | 3424 | -1 | 5 | 75 | 30 | 60 | 5 | 100 | 5 | 100 | ; | Retail (lrg, 1-story) Sales | ILit | all | Hol | - | 1 | 1 | DEER RTL Sal Yr Lt WeH | 5 | 100 | 5 | 75 | 30 | 60 | 5 | 100 | 5 | 100 |  | Retail (lrg, 1-story) Sales ILit Hol | 3424 | 5 | 75 | 30 | 60
18011 | 1 | -99 | 11 | -99 | 2 | -1 | 5 | 5 | 5 | 5 | 5 | 5 | 5 | 5 | ; | Retail (lrg, 1-story) Sales | ILit | all | Cls | - | 0.05 | 0.05 | Always On | 100 | 100 | 100 | 100 | 100 | 100 | 100 | 100 | 100 | 100 |  | Retail (lrg, 1-story) Sales ILit Cls | 2 | 5 | 5 | 5 | 5
18011 | 1 | -99 | -99 | -99 | 3423 | -1 | 5 | 87.5 | 30 | 70 | 5 | 100 | 5 | 100 | ; | Retail (lrg, 1-story) Sales | ILit | all | all | - | 1 | 1 | DEER RTL Sal Yr Lt Wd | 5 | 100 | 5 | 87.5 | 30 | 70 | 5 | 100 | 5 | 100 |  | Retail (lrg, 1-story) Sales ILit all | 3423 | 5 | 87.5 | 30 | 70
18011 | 6 | -99 | -99 | 0 | 1 | -1 | 0 | 0 | 0 | 0 | 0 | 0 | 0 | 0 | ; | Retail (lrg, 1-story) Sales | Misc | all | all | No | 1 | 1 | Always Off | 0 | 0 |  |  |  |  | - n/a - | - n/a - | 0 | 0 |  | Retail (lrg, 1-story) Sales Misc all Closed | 1 | 0 | 0 | 0 | 0
18011 | 6 | -99 | 6 | -99 | 3426 | -1 | 0 | 100 | 0 | 100 | 0 | 100 | 0 | 100 | ; | Retail (lrg, 1-story) Sales | Misc | all | Sat | - | 1 | 1 | DEER RTL Sal Yr Eq WeH | 0 | 100 |  |  |  |  | - n/a - | - n/a - | 0 | 100 |  | Retail (lrg, 1-story) Sales Misc Sat | 3426 | 0 | 100 | 0 | 100
18011 | 6 | -99 | 7 | -99 | 3426 | -1 | 0 | 100 | 0 | 100 | 0 | 100 | 0 | 100 | ; | Retail (lrg, 1-story) Sales | Misc | all | Sun | - | 1 | 1 | DEER RTL Sal Yr Eq WeH | 0 | 100 |  |  |  |  | - n/a - | - n/a - | 0 | 100 |  | Retail (lrg, 1-story) Sales Misc Sun | 3426 | 0 | 100 | 0 | 100
18011 | 6 | -99 | 8 | -99 | 3426 | -1 | 0 | 100 | 0 | 100 | 0 | 100 | 0 | 100 | ; | Retail (lrg, 1-story) Sales | Misc | all | Hol | - | 1 | 1 | DEER RTL Sal Yr Eq WeH | 0 | 100 |  |  |  |  | - n/a - | - n/a - | 0 | 100 |  | Retail (lrg, 1-story) Sales Misc Hol | 3426 | 0 | 100 | 0 | 100
18011 | 6 | -99 | 11 | -99 | 1 | -1 | 0 | 0 | 0 | 0 | 0 | 0 | 0 | 0 | ; | Retail (lrg, 1-story) Sales | Misc | all | Cls | - | 1 | 1 | Always Off | 0 | 0 |  |  |  |  | - n/a - | - n/a - | 0 | 0 |  | Retail (lrg, 1-story) Sales Misc Cls | 1 | 0 | 0 | 0 | 0
18011 | 6 | -99 | -99 | -99 | 3425 | -1 | 0 | 100 | 0 | 100 | 0 | 100 | 0 | 100 | ; | Retail (lrg, 1-story) Sales | Misc | all | all | - | 1 | 1 | DEER RTL Sal Yr Eq Wd | 0 | 100 |  |  |  |  | - n/a - | - n/a - | 0 | 100 |  | Retail (lrg, 1-story) Sales Misc all | 3425 | 0 | 100 | 0 | 100
18021 | 8 | -99 | -99 | 0 | 1 | -1 | 0 | 0 | 0 | 0 | 0 | 0 | 0 | 0 | ; | Retail (lrg, 1-story) Pharmacy | Occup | all | all | No | 1 | 1 | Always Off | 0 | 0 |  |  |  |  | - n/a - | - n/a - | 0 | 0 |  | Retail (lrg, 1-story) Pharmacy Occup all Closed | 1 | 0 | 0 | 0 | 0
18021 | 8 | -99 | 6 | -99 | 3428 | -1 | 0 | 80 | 0 | 80 | 0 | 80 | 0 | 80 | ; | Retail (lrg, 1-story) Pharmacy | Occup | all | Sat | - | 1 | 1 | DEER RTL Phr Yr Oc WeH | 0 | 80 |  |  |  |  | - n/a - | - n/a - | 0 | 80 |  | Retail (lrg, 1-story) Pharmacy Occup Sat | 3428 | 0 | 80 | 0 | 80
18021 | 8 | -99 | 7 | -99 | 3428 | -1 | 0 | 80 | 0 | 80 | 0 | 80 | 0 | 80 | ; | Retail (lrg, 1-story) Pharmacy | Occup | all | Sun | - | 1 | 1 | DEER RTL Phr Yr Oc WeH | 0 | 80 |  |  |  |  | - n/a - | - n/a - | 0 | 80 |  | Retail (lrg, 1-story) Pharmacy Occup Sun | 3428 | 0 | 80 | 0 | 80
18021 | 8 | -99 | 8 | -99 | 3428 | -1 | 0 | 80 | 0 | 80 | 0 | 80 | 0 | 80 | ; | Retail (lrg, 1-story) Pharmacy | Occup | all | Hol | - | 1 | 1 | DEER RTL Phr Yr Oc WeH | 0 | 80 |  |  |  |  | - n/a - | - n/a - | 0 | 80 |  | Retail (lrg, 1-story) Pharmacy Occup Hol | 3428 | 0 | 80 | 0 | 80
18021 | 8 | -99 | 11 | -99 | 1 | -1 | 0 | 0 | 0 | 0 | 0 | 0 | 0 | 0 | ; | Retail (lrg, 1-story) Pharmacy | Occup | all | Cls | - | 1 | 1 | Always Off | 0 | 0 |  |  |  |  | - n/a - | - n/a - | 0 | 0 |  | Retail (lrg, 1-story) Pharmacy Occup Cls | 1 | 0 | 0 | 0 | 0
18021 | 8 | -99 | -99 | -99 | 3427 | -1 | 0 | 80 | 0 | 80 | 0 | 80 | 0 | 80 | ; | Retail (lrg, 1-story) Pharmacy | Occup | all | all | - | 1 | 1 | DEER RTL Phr Yr Oc Wd | 0 | 80 |  |  |  |  | - n/a - | - n/a - | 0 | 80 |  | Retail (lrg, 1-story) Pharmacy Occup all | 3427 | 0 | 80 | 0 | 80
18021 | 1 | -99 | -99 | 0 | 2 | -1 | 5 | 5 | 5 | 5 | 5 | 5 | 5 | 5 | ; | Retail (lrg, 1-story) Pharmacy | ILit | all | all | No | 0.05 | 0.05 | Always On | 100 | 100 | 100 | 100 | 100 | 100 | 100 | 100 | 100 | 100 |  | Retail (lrg, 1-story) Pharmacy ILit all Closed | 2 | 5 | 5 | 5 | 5
18021 | 1 | -99 | 6 | -99 | 3430 | -1 | 5 | 57.5 | 30 | 50 | 5 | 100 | 5 | 100 | ; | Retail (lrg, 1-story) Pharmacy | ILit | all | Sat | - | 1 | 1 | DEER RTL Phr Yr Lt WeH | 5 | 100 | 5 | 57.5 | 30 | 50 | 5 | 100 | 5 | 100 |  | Retail (lrg, 1-story) Pharmacy ILit Sat | 3430 | 5 | 57.5 | 30 | 50
18021 | 1 | -99 | 7 | -99 | 3430 | -1 | 5 | 57.5 | 30 | 50 | 5 | 100 | 5 | 100 | ; | Retail (lrg, 1-story) Pharmacy | ILit | all | Sun | - | 1 | 1 | DEER RTL Phr Yr Lt WeH | 5 | 100 | 5 | 57.5 | 30 | 50 | 5 | 100 | 5 | 100 |  | Retail (lrg, 1-story) Pharmacy ILit Sun | 3430 | 5 | 57.5 | 30 | 50
18021 | 1 | -99 | 8 | -99 | 3430 | -1 | 5 | 57.5 | 30 | 50 | 5 | 100 | 5 | 100 | ; | Retail (lrg, 1-story) Pharmacy | ILit | all | Hol | - | 1 | 1 | DEER RTL Phr Yr Lt WeH | 5 | 100 | 5 | 57.5 | 30 | 50 | 5 | 100 | 5 | 100 |  | Retail (lrg, 1-story) Pharmacy ILit Hol | 3430 | 5 | 57.5 | 30 | 50
18021 | 1 | -99 | 11 | -99 | 2 | -1 | 5 | 5 | 5 | 5 | 5 | 5 | 5 | 5 | ; | Retail (lrg, 1-story) Pharmacy | ILit | all | Cls | - | 0.05 | 0.05 | Always On | 100 | 100 | 100 | 100 | 100 | 100 | 100 | 100 | 100 | 100 |  | Retail (lrg, 1-story) Pharmacy ILit Cls | 2 | 5 | 5 | 5 | 5
18021 | 1 | -99 | -99 | -99 | 3429 | -1 | 5 | 67.5 | 30 | 60 | 5 | 100 | 5 | 100 | ; | Retail (lrg, 1-story) Pharmacy | ILit | all | all | - | 1 | 1 | DEER RTL Phr Yr Lt Wd | 5 | 100 | 5 | 67.5 | 30 | 60 | 5 | 100 | 5 | 100 |  | Retail (lrg, 1-story) Pharmacy ILit all | 3429 | 5 | 67.5 | 30 | 60
18021 | 6 | -99 | -99 | 0 | 1 | -1 | 0 | 0 | 0 | 0 | 0 | 0 | 0 | 0 | ; | Retail (lrg, 1-story) Pharmacy | Misc | all | all | No | 1 | 1 | Always Off | 0 | 0 |  |  |  |  | - n/a - | - n/a - | 0 | 0 |  | Retail (lrg, 1-story) Pharmacy Misc all Closed | 1 | 0 | 0 | 0 | 0
18021 | 6 | -99 | 6 | -99 | 3668 | -1 | 0 | 100 | 0 | 100 | 0 | 100 | 0 | 100 | ; | Retail (lrg, 1-story) Pharmacy | Misc | all | Sat | - | 1 | 1 | DEER08 RTL Phr Yr Eq WeH | 0 | 100 |  |  |  |  | - n/a - | - n/a - | 0 | 100 |  | Retail (lrg, 1-story) Pharmacy Misc Sat | 3668 | 0 | 100 | 0 | 100
18021 | 6 | -99 | 7 | -99 | 3668 | -1 | 0 | 100 | 0 | 100 | 0 | 100 | 0 | 100 | ; | Retail (lrg, 1-story) Pharmacy | Misc | all | Sun | - | 1 | 1 | DEER08 RTL Phr Yr Eq WeH | 0 | 100 |  |  |  |  | - n/a - | - n/a - | 0 | 100 |  | Retail (lrg, 1-story) Pharmacy Misc Sun | 3668 | 0 | 100 | 0 | 100
18021 | 6 | -99 | 8 | -99 | 3668 | -1 | 0 | 100 | 0 | 100 | 0 | 100 | 0 | 100 | ; | Retail (lrg, 1-story) Pharmacy | Misc | all | Hol | - | 1 | 1 | DEER08 RTL Phr Yr Eq WeH | 0 | 100 |  |  |  |  | - n/a - | - n/a - | 0 | 100 |  | Retail (lrg, 1-story) Pharmacy Misc Hol | 3668 | 0 | 100 | 0 | 100
18021 | 6 | -99 | 11 | -99 | 1 | -1 | 0 | 0 | 0 | 0 | 0 | 0 | 0 | 0 | ; | Retail (lrg, 1-story) Pharmacy | Misc | all | Cls | - | 1 | 1 | Always Off | 0 | 0 |  |  |  |  | - n/a - | - n/a - | 0 | 0 |  | Retail (lrg, 1-story) Pharmacy Misc Cls | 1 | 0 | 0 | 0 | 0
18021 | 6 | -99 | -99 | -99 | 3667 | -1 | 0 | 100 | 0 | 100 | 0 | 100 | 0 | 100 | ; | Retail (lrg, 1-story) Pharmacy | Misc | all | all | - | 1 | 1 | DEER08 RTL Phr Yr Eq Wd | 0 | 100 |  |  |  |  | - n/a - | - n/a - | 0 | 100 |  | Retail (lrg, 1-story) Pharmacy Misc all | 3667 | 0 | 100 | 0 | 100
18031 | 8 | -99 | -99 | 0 | 1 | -1 | 0 | 0 | 0 | 0 | 0 | 0 | 0 | 0 | ; | Retail (lrg, 1-story) Dining | Occup | all | all | No | 1 | 1 | Always Off | 0 | 0 |  |  |  |  | - n/a - | - n/a - | 0 | 0 |  | Retail (lrg, 1-story) Dining Occup all Closed | 1 | 0 | 0 | 0 | 0
18031 | 8 | -99 | 6 | -99 | 3434 | -1 | 0 | 50 | 0 | 50 | 0 | 50 | 0 | 50 | ; | Retail (lrg, 1-story) Dining | Occup | all | Sat | - | 1 | 1 | DEER RTL Din Yr Oc WeH | 0 | 50 |  |  |  |  | - n/a - | - n/a - | 0 | 50 |  | Retail (lrg, 1-story) Dining Occup Sat | 3434 | 0 | 50 | 0 | 50
18031 | 8 | -99 | 7 | -99 | 3434 | -1 | 0 | 50 | 0 | 50 | 0 | 50 | 0 | 50 | ; | Retail (lrg, 1-story) Dining | Occup | all | Sun | - | 1 | 1 | DEER RTL Din Yr Oc WeH | 0 | 50 |  |  |  |  | - n/a - | - n/a - | 0 | 50 |  | Retail (lrg, 1-story) Dining Occup Sun | 3434 | 0 | 50 | 0 | 50
18031 | 8 | -99 | 8 | -99 | 3434 | -1 | 0 | 50 | 0 | 50 | 0 | 50 | 0 | 50 | ; | Retail (lrg, 1-story) Dining | Occup | all | Hol | - | 1 | 1 | DEER RTL Din Yr Oc WeH | 0 | 50 |  |  |  |  | - n/a - | - n/a - | 0 | 50 |  | Retail (lrg, 1-story) Dining Occup Hol | 3434 | 0 | 50 | 0 | 50
18031 | 8 | -99 | 11 | -99 | 1 | -1 | 0 | 0 | 0 | 0 | 0 | 0 | 0 | 0 | ; | Retail (lrg, 1-story) Dining | Occup | all | Cls | - | 1 | 1 | Always Off | 0 | 0 |  |  |  |  | - n/a - | - n/a - | 0 | 0 |  | Retail (lrg, 1-story) Dining Occup Cls | 1 | 0 | 0 | 0 | 0
18031 | 8 | -99 | -99 | -99 | 3433 | -1 | 0 | 50 | 0 | 50 | 0 | 50 | 0 | 50 | ; | Retail (lrg, 1-story) Dining | Occup | all | all | - | 1 | 1 | DEER RTL Din Yr Oc Wd | 0 | 50 |  |  |  |  | - n/a - | - n/a - | 0 | 50 |  | Retail (lrg, 1-story) Dining Occup all | 3433 | 0 | 50 | 0 | 50
18031 | 1 | -99 | -99 | 0 | 2 | -1 | 5 | 5 | 5 | 5 | 5 | 5 | 5 | 5 | ; | Retail (lrg, 1-story) Dining | ILit | all | all | No | 0.05 | 0.05 | Always On | 100 | 100 | 100 | 100 | 100 | 100 | 100 | 100 | 100 | 100 |  | Retail (lrg, 1-story) Dining ILit all Closed | 2 | 5 | 5 | 5 | 5
18031 | 1 | -99 | 6 | -99 | 3436 | -1 | 0 | 60 | 30 | 50 | 0 | 100 | 0 | 100 | ; | Retail (lrg, 1-story) Dining | ILit | all | Sat | - | 1 | 1 | DEER RTL Din Yr Lt WeH | 0 | 100 | 0 | 60 | 30 | 50 | 0 | 100 | 0 | 100 |  | Retail (lrg, 1-story) Dining ILit Sat | 3436 | 0 | 60 | 30 | 50
18031 | 1 | -99 | 7 | -99 | 3436 | -1 | 0 | 60 | 30 | 50 | 0 | 100 | 0 | 100 | ; | Retail (lrg, 1-story) Dining | ILit | all | Sun | - | 1 | 1 | DEER RTL Din Yr Lt WeH | 0 | 100 | 0 | 60 | 30 | 50 | 0 | 100 | 0 | 100 |  | Retail (lrg, 1-story) Dining ILit Sun | 3436 | 0 | 60 | 30 | 50
18031 | 1 | -99 | 8 | -99 | 3436 | -1 | 0 | 60 | 30 | 50 | 0 | 100 | 0 | 100 | ; | Retail (lrg, 1-story) Dining | ILit | all | Hol | - | 1 | 1 | DEER RTL Din Yr Lt WeH | 0 | 100 | 0 | 60 | 30 | 50 | 0 | 100 | 0 | 100 |  | Retail (lrg, 1-story) Dining ILit Hol | 3436 | 0 | 60 | 30 | 50
18031 | 1 | -99 | 11 | -99 | 2 | -1 | 5 | 5 | 5 | 5 | 5 | 5 | 5 | 5 | ; | Retail (lrg, 1-story) Dining | ILit | all | Cls | - | 0.05 | 0.05 | Always On | 100 | 100 | 100 | 100 | 100 | 100 | 100 | 100 | 100 | 100 |  | Retail (lrg, 1-story) Dining ILit Cls | 2 | 5 | 5 | 5 | 5
18031 | 1 | -99 | -99 | -99 | 3435 | -1 | 0 | 72.5 | 30 | 60 | 0 | 100 | 0 | 100 | ; | Retail (lrg, 1-story) Dining | ILit | all | all | - | 1 | 1 | DEER RTL Din Yr Lt Wd | 0 | 100 | 0 | 72.5 | 30 | 60 | 0 | 100 | 0 | 100 |  | Retail (lrg, 1-story) Dining ILit all | 3435 | 0 | 72.5 | 30 | 60
18031 | 6 | -99 | -99 | 0 | 1 | -1 | 0 | 0 | 0 | 0 | 0 | 0 | 0 | 0 | ; | Retail (lrg, 1-story) Dining | Misc | all | all | No | 1 | 1 | Always Off | 0 | 0 |  |  |  |  | - n/a - | - n/a - | 0 | 0 |  | Retail (lrg, 1-story) Dining Misc all Closed | 1 | 0 | 0 | 0 | 0
18031 | 6 | -99 | 6 | -99 | 3438 | -1 | 0 | 100 | 0 | 100 | 0 | 100 | 0 | 100 | ; | Retail (lrg, 1-story) Dining | Misc | all | Sat | - | 1 | 1 | DEER RTL Din Yr Eq WeH | 0 | 100 |  |  |  |  | - n/a - | - n/a - | 0 | 100 |  | Retail (lrg, 1-story) Dining Misc Sat | 3438 | 0 | 100 | 0 | 100
18031 | 6 | -99 | 7 | -99 | 3438 | -1 | 0 | 100 | 0 | 100 | 0 | 100 | 0 | 100 | ; | Retail (lrg, 1-story) Dining | Misc | all | Sun | - | 1 | 1 | DEER RTL Din Yr Eq WeH | 0 | 100 |  |  |  |  | - n/a - | - n/a - | 0 | 100 |  | Retail (lrg, 1-story) Dining Misc Sun | 3438 | 0 | 100 | 0 | 100
18031 | 6 | -99 | 8 | -99 | 3438 | -1 | 0 | 100 | 0 | 100 | 0 | 100 | 0 | 100 | ; | Retail (lrg, 1-story) Dining | Misc | all | Hol | - | 1 | 1 | DEER RTL Din Yr Eq WeH | 0 | 100 |  |  |  |  | - n/a - | - n/a - | 0 | 100 |  | Retail (lrg, 1-story) Dining Misc Hol | 3438 | 0 | 100 | 0 | 100
18031 | 6 | -99 | 11 | -99 | 1 | -1 | 0 | 0 | 0 | 0 | 0 | 0 | 0 | 0 | ; | Retail (lrg, 1-story) Dining | Misc | all | Cls | - | 1 | 1 | Always Off | 0 | 0 |  |  |  |  | - n/a - | - n/a - | 0 | 0 |  | Retail (lrg, 1-story) Dining Misc Cls | 1 | 0 | 0 | 0 | 0
18031 | 6 | -99 | -99 | -99 | 3437 | -1 | 0 | 100 | 0 | 100 | 0 | 100 | 0 | 100 | ; | Retail (lrg, 1-story) Dining | Misc | all | all | - | 1 | 1 | DEER RTL Din Yr Eq Wd | 0 | 100 |  |  |  |  | - n/a - | - n/a - | 0 | 100 |  | Retail (lrg, 1-story) Dining Misc all | 3437 | 0 | 100 | 0 | 100
18041 | 8 | -99 | -99 | 0 | 1 | -1 | 0 | 0 | 0 | 0 | 0 | 0 | 0 | 0 | ; | Retail (lrg, 1-story) AutoShop | Occup | all | all | No | 1 | 1 | Always Off | 0 | 0 |  |  |  |  | - n/a - | - n/a - | 0 | 0 |  | Retail (lrg, 1-story) AutoShop Occup all Closed | 1 | 0 | 0 | 0 | 0
18041 | 8 | -99 | 6 | -99 | 3440 | -1 | 0 | 100 | 0 | 100 | 0 | 100 | 0 | 100 | ; | Retail (lrg, 1-story) AutoShop | Occup | all | Sat | - | 1 | 1 | DEER RTL Aut Yr Oc WeH | 0 | 100 |  |  |  |  | - n/a - | - n/a - | 0 | 100 |  | Retail (lrg, 1-story) AutoShop Occup Sat | 3440 | 0 | 100 | 0 | 100
18041 | 8 | -99 | 7 | -99 | 3440 | -1 | 0 | 100 | 0 | 100 | 0 | 100 | 0 | 100 | ; | Retail (lrg, 1-story) AutoShop | Occup | all | Sun | - | 1 | 1 | DEER RTL Aut Yr Oc WeH | 0 | 100 |  |  |  |  | - n/a - | - n/a - | 0 | 100 |  | Retail (lrg, 1-story) AutoShop Occup Sun | 3440 | 0 | 100 | 0 | 100
18041 | 8 | -99 | 8 | -99 | 3440 | -1 | 0 | 100 | 0 | 100 | 0 | 100 | 0 | 100 | ; | Retail (lrg, 1-story) AutoShop | Occup | all | Hol | - | 1 | 1 | DEER RTL Aut Yr Oc WeH | 0 | 100 |  |  |  |  | - n/a - | - n/a - | 0 | 100 |  | Retail (lrg, 1-story) AutoShop Occup Hol | 3440 | 0 | 100 | 0 | 100
18041 | 8 | -99 | 11 | -99 | 1 | -1 | 0 | 0 | 0 | 0 | 0 | 0 | 0 | 0 | ; | Retail (lrg, 1-story) AutoShop | Occup | all | Cls | - | 1 | 1 | Always Off | 0 | 0 |  |  |  |  | - n/a - | - n/a - | 0 | 0 |  | Retail (lrg, 1-story) AutoShop Occup Cls | 1 | 0 | 0 | 0 | 0
18041 | 8 | -99 | -99 | -99 | 3439 | -1 | 0 | 100 | 0 | 100 | 0 | 100 | 0 | 100 | ; | Retail (lrg, 1-story) AutoShop | Occup | all | all | - | 1 | 1 | DEER RTL Aut Yr Oc Wd | 0 | 100 |  |  |  |  | - n/a - | - n/a - | 0 | 100 |  | Retail (lrg, 1-story) AutoShop Occup all | 3439 | 0 | 100 | 0 | 100
18041 | 1 | -99 | -99 | 0 | 2 | -1 | 5 | 5 | 5 | 5 | 5 | 5 | 5 | 5 | ; | Retail (lrg, 1-story) AutoShop | ILit | all | all | No | 0.05 | 0.05 | Always On | 100 | 100 | 100 | 100 | 100 | 100 | 100 | 100 | 100 | 100 |  | Retail (lrg, 1-story) AutoShop ILit all Closed | 2 | 5 | 5 | 5 | 5
18041 | 1 | -99 | 6 | -99 | 3442 | -1 | 5 | 57.5 | 30 | 50 | 5 | 100 | 5 | 100 | ; | Retail (lrg, 1-story) AutoShop | ILit | all | Sat | - | 1 | 1 | DEER RTL Aut Yr Lt WeH | 5 | 100 | 5 | 57.5 | 30 | 50 | 5 | 100 | 5 | 100 |  | Retail (lrg, 1-story) AutoShop ILit Sat | 3442 | 5 | 57.5 | 30 | 50
18041 | 1 | -99 | 7 | -99 | 3442 | -1 | 5 | 57.5 | 30 | 50 | 5 | 100 | 5 | 100 | ; | Retail (lrg, 1-story) AutoShop | ILit | all | Sun | - | 1 | 1 | DEER RTL Aut Yr Lt WeH | 5 | 100 | 5 | 57.5 | 30 | 50 | 5 | 100 | 5 | 100 |  | Retail (lrg, 1-story) AutoShop ILit Sun | 3442 | 5 | 57.5 | 30 | 50
18041 | 1 | -99 | 8 | -99 | 3442 | -1 | 5 | 57.5 | 30 | 50 | 5 | 100 | 5 | 100 | ; | Retail (lrg, 1-story) AutoShop | ILit | all | Hol | - | 1 | 1 | DEER RTL Aut Yr Lt WeH | 5 | 100 | 5 | 57.5 | 30 | 50 | 5 | 100 | 5 | 100 |  | Retail (lrg, 1-story) AutoShop ILit Hol | 3442 | 5 | 57.5 | 30 | 50
18041 | 1 | -99 | 11 | -99 | 2 | -1 | 5 | 5 | 5 | 5 | 5 | 5 | 5 | 5 | ; | Retail (lrg, 1-story) AutoShop | ILit | all | Cls | - | 0.05 | 0.05 | Always On | 100 | 100 | 100 | 100 | 100 | 100 | 100 | 100 | 100 | 100 |  | Retail (lrg, 1-story) AutoShop ILit Cls | 2 | 5 | 5 | 5 | 5
18041 | 1 | -99 | -99 | -99 | 3441 | -1 | 5 | 65 | 30 | 60 | 5 | 100 | 5 | 100 | ; | Retail (lrg, 1-story) AutoShop | ILit | all | all | - | 1 | 1 | DEER RTL Aut Yr Lt Wd | 5 | 100 | 5 | 65 | 30 | 60 | 5 | 100 | 5 | 100 |  | Retail (lrg, 1-story) AutoShop ILit all | 3441 | 5 | 65 | 30 | 60
18041 | 6 | -99 | -99 | 0 | 2 | -1 | 5 | 5 | 5 | 5 | 5 | 5 | 5 | 5 | ; | Retail (lrg, 1-story) AutoShop | Misc | all | all | No | 0.05 | 0.05 | Always On | 100 | 100 |  |  |  |  | - n/a - | - n/a - | 100 | 100 |  | Retail (lrg, 1-story) AutoShop Misc all Closed | 2 | 5 | 5 | 5 | 5
18041 | 6 | -99 | 6 | -99 | 3444 | -1 | 5 | 100 | 5 | 100 | 5 | 100 | 5 | 100 | ; | Retail (lrg, 1-story) AutoShop | Misc | all | Sat | - | 1 | 1 | DEER RTL Aut Yr Eq WeH | 5 | 100 |  |  |  |  | - n/a - | - n/a - | 5 | 100 |  | Retail (lrg, 1-story) AutoShop Misc Sat | 3444 | 5 | 100 | 5 | 100
18041 | 6 | -99 | 7 | -99 | 3444 | -1 | 5 | 100 | 5 | 100 | 5 | 100 | 5 | 100 | ; | Retail (lrg, 1-story) AutoShop | Misc | all | Sun | - | 1 | 1 | DEER RTL Aut Yr Eq WeH | 5 | 100 |  |  |  |  | - n/a - | - n/a - | 5 | 100 |  | Retail (lrg, 1-story) AutoShop Misc Sun | 3444 | 5 | 100 | 5 | 100
18041 | 6 | -99 | 8 | -99 | 3444 | -1 | 5 | 100 | 5 | 100 | 5 | 100 | 5 | 100 | ; | Retail (lrg, 1-story) AutoShop | Misc | all | Hol | - | 1 | 1 | DEER RTL Aut Yr Eq WeH | 5 | 100 |  |  |  |  | - n/a - | - n/a - | 5 | 100 |  | Retail (lrg, 1-story) AutoShop Misc Hol | 3444 | 5 | 100 | 5 | 100
18041 | 6 | -99 | 11 | -99 | 2 | -1 | 5 | 5 | 5 | 5 | 5 | 5 | 5 | 5 | ; | Retail (lrg, 1-story) AutoShop | Misc | all | Cls | - | 0.05 | 0.05 | Always On | 100 | 100 |  |  |  |  | - n/a - | - n/a - | 100 | 100 |  | Retail (lrg, 1-story) AutoShop Misc Cls | 2 | 5 | 5 | 5 | 5
18041 | 6 | -99 | -99 | -99 | 3443 | -1 | 5 | 100 | 5 | 100 | 5 | 100 | 5 | 100 | ; | Retail (lrg, 1-story) AutoShop | Misc | all | all | - | 1 | 1 | DEER RTL Aut Yr Eq Wd | 5 | 100 |  |  |  |  | - n/a - | - n/a - | 5 | 100 |  | Retail (lrg, 1-story) AutoShop Misc all | 3443 | 5 | 100 | 5 | 100
18051 | 8 | -99 | -99 | 0 | 1 | -1 | 0 | 0 | 0 | 0 | 0 | 0 | 0 | 0 | ; | Retail (lrg, 1-story) Office | Occup | all | all | No | 1 | 1 | Always Off | 0 | 0 |  |  |  |  | - n/a - | - n/a - | 0 | 0 |  | Retail (lrg, 1-story) Office Occup all Closed | 1 | 0 | 0 | 0 | 0
18051 | 8 | -99 | 6 | -99 | 3446 | -1 | 0 | 50 | 0 | 50 | 0 | 50 | 0 | 50 | ; | Retail (lrg, 1-story) Office | Occup | all | Sat | - | 1 | 1 | DEER RTL Off Yr Oc Sa | 0 | 50 |  |  |  |  | - n/a - | - n/a - | 0 | 50 |  | Retail (lrg, 1-story) Office Occup Sat | 3446 | 0 | 50 | 0 | 50
18051 | 8 | -99 | 7 | -99 | 3665 | -1 | 0 | 15 | 0 | 15 | 0 | 15 | 0 | 15 | ; | Retail (lrg, 1-story) Office | Occup | all | Sun | - | 1 | 1 | DEER08 RTL Off Yr Oc SuH | 0 | 15 |  |  |  |  | - n/a - | - n/a - | 0 | 15 |  | Retail (lrg, 1-story) Office Occup Sun | 3665 | 0 | 15 | 0 | 15
18051 | 8 | -99 | 8 | -99 | 3665 | -1 | 0 | 15 | 0 | 15 | 0 | 15 | 0 | 15 | ; | Retail (lrg, 1-story) Office | Occup | all | Hol | - | 1 | 1 | DEER08 RTL Off Yr Oc SuH | 0 | 15 |  |  |  |  | - n/a - | - n/a - | 0 | 15 |  | Retail (lrg, 1-story) Office Occup Hol | 3665 | 0 | 15 | 0 | 15
18051 | 8 | -99 | 11 | -99 | 1 | -1 | 0 | 0 | 0 | 0 | 0 | 0 | 0 | 0 | ; | Retail (lrg, 1-story) Office | Occup | all | Cls | - | 1 | 1 | Always Off | 0 | 0 |  |  |  |  | - n/a - | - n/a - | 0 | 0 |  | Retail (lrg, 1-story) Office Occup Cls | 1 | 0 | 0 | 0 | 0
18051 | 8 | -99 | -99 | -99 | 3445 | -1 | 0 | 75 | 0 | 75 | 0 | 75 | 0 | 75 | ; | Retail (lrg, 1-story) Office | Occup | all | all | - | 1 | 1 | DEER RTL Off Yr Oc Wd | 0 | 75 |  |  |  |  | - n/a - | - n/a - | 0 | 75 |  | Retail (lrg, 1-story) Office Occup all | 3445 | 0 | 75 | 0 | 75
18051 | 1 | -99 | -99 | 0 | 2 | -1 | 5 | 5 | 5 | 5 | 5 | 5 | 5 | 5 | ; | Retail (lrg, 1-story) Office | ILit | all | all | No | 0.05 | 0.05 | Always On | 100 | 100 | 100 | 100 | 100 | 100 | 100 | 100 | 100 | 100 |  | Retail (lrg, 1-story) Office ILit all Closed | 2 | 5 | 5 | 5 | 5
18051 | 1 | -99 | 6 | -99 | 3664 | -1 | 5 | 45 | 6.5 | 65 | 5 | 90 | 5 | 90 | ; | Retail (lrg, 1-story) Office | ILit | all | Sat | - | 1 | 1 | DEER08 RTL Off Yr Lt Sa | 5 | 90 | 5 | 45 | 6.5 | 65 | 5 | 90 | 5 | 90 |  | Retail (lrg, 1-story) Office ILit Sat | 3664 | 5 | 45 | 6.5 | 65
18051 | 1 | -99 | 7 | -99 | 3450 | -1 | 5 | 45 | 6.5 | 65 | 5 | 50 | 5 | 50 | ; | Retail (lrg, 1-story) Office | ILit | all | Sun | - | 1 | 1 | DEER RTL Off Yr Lt SuH | 5 | 50 | 5 | 45 | 6.5 | 65 | 5 | 50 | 5 | 50 |  | Retail (lrg, 1-story) Office ILit Sun | 3450 | 5 | 45 | 6.5 | 65
18051 | 1 | -99 | 8 | -99 | 3450 | -1 | 5 | 45 | 6.5 | 65 | 5 | 50 | 5 | 50 | ; | Retail (lrg, 1-story) Office | ILit | all | Hol | - | 1 | 1 | DEER RTL Off Yr Lt SuH | 5 | 50 | 5 | 45 | 6.5 | 65 | 5 | 50 | 5 | 50 |  | Retail (lrg, 1-story) Office ILit Hol | 3450 | 5 | 45 | 6.5 | 65
18051 | 1 | -99 | 11 | -99 | 2 | -1 | 5 | 5 | 5 | 5 | 5 | 5 | 5 | 5 | ; | Retail (lrg, 1-story) Office | ILit | all | Cls | - | 0.05 | 0.05 | Always On | 100 | 100 | 100 | 100 | 100 | 100 | 100 | 100 | 100 | 100 |  | Retail (lrg, 1-story) Office ILit Cls | 2 | 5 | 5 | 5 | 5
18051 | 1 | -99 | -99 | -99 | 3448 | -1 | 5 | 85 | 6.5 | 77.5 | 5 | 100 | 5 | 100 | ; | Retail (lrg, 1-story) Office | ILit | all | all | - | 1 | 1 | DEER RTL Off Yr Lt Wd | 5 | 100 | 5 | 85 | 6.5 | 77.5 | 5 | 100 | 5 | 100 |  | Retail (lrg, 1-story) Office ILit all | 3448 | 5 | 85 | 6.5 | 77.5
18051 | 6 | -99 | -99 | 0 | 1 | -1 | 0 | 0 | 0 | 0 | 0 | 0 | 0 | 0 | ; | Retail (lrg, 1-story) Office | Misc | all | all | No | 1 | 1 | Always Off | 0 | 0 |  |  |  |  | - n/a - | - n/a - | 0 | 0 |  | Retail (lrg, 1-story) Office Misc all Closed | 1 | 0 | 0 | 0 | 0
18051 | 6 | -99 | 6 | -99 | 3452 | -1 | 0 | 75 | 0 | 75 | 0 | 75 | 0 | 75 | ; | Retail (lrg, 1-story) Office | Misc | all | Sat | - | 1 | 1 | DEER RTL Off Yr Eq Sa | 0 | 75 |  |  |  |  | - n/a - | - n/a - | 0 | 75 |  | Retail (lrg, 1-story) Office Misc Sat | 3452 | 0 | 75 | 0 | 75
18051 | 6 | -99 | 7 | -99 | 3666 | -1 | 0 | 50 | 0 | 50 | 0 | 50 | 0 | 50 | ; | Retail (lrg, 1-story) Office | Misc | all | Sun | - | 1 | 1 | DEER08 RTL Off Yr Eq SuH | 0 | 50 |  |  |  |  | - n/a - | - n/a - | 0 | 50 |  | Retail (lrg, 1-story) Office Misc Sun | 3666 | 0 | 50 | 0 | 50
18051 | 6 | -99 | 8 | -99 | 3666 | -1 | 0 | 50 | 0 | 50 | 0 | 50 | 0 | 50 | ; | Retail (lrg, 1-story) Office | Misc | all | Hol | - | 1 | 1 | DEER08 RTL Off Yr Eq SuH | 0 | 50 |  |  |  |  | - n/a - | - n/a - | 0 | 50 |  | Retail (lrg, 1-story) Office Misc Hol | 3666 | 0 | 50 | 0 | 50
18051 | 6 | -99 | 11 | -99 | 1 | -1 | 0 | 0 | 0 | 0 | 0 | 0 | 0 | 0 | ; | Retail (lrg, 1-story) Office | Misc | all | Cls | - | 1 | 1 | Always Off | 0 | 0 |  |  |  |  | - n/a - | - n/a - | 0 | 0 |  | Retail (lrg, 1-story) Office Misc Cls | 1 | 0 | 0 | 0 | 0
18051 | 6 | -99 | -99 | -99 | 3451 | -1 | 0 | 100 | 0 | 100 | 0 | 100 | 0 | 100 | ; | Retail (lrg, 1-story) Office | Misc | all | all | - | 1 | 1 | DEER RTL Off Yr Eq Wd | 0 | 100 |  |  |  |  | - n/a - | - n/a - | 0 | 100 |  | Retail (lrg, 1-story) Office Misc all | 3451 | 0 | 100 | 0 | 100
18061 | 8 | -99 | -99 | 0 | 1 | -1 | 0 | 0 | 0 | 0 | 0 | 0 | 0 | 0 | ; | Retail (lrg, 1-story) Stockrm | Occup | all | all | No | 1 | 1 | Always Off | 0 | 0 |  |  |  |  | - n/a - | - n/a - | 0 | 0 |  | Retail (lrg, 1-story) Stockrm Occup all Closed | 1 | 0 | 0 | 0 | 0
18061 | 8 | -99 | 6 | -99 | 3455 | -1 | 0 | 60 | 0 | 60 | 0 | 60 | 0 | 60 | ; | Retail (lrg, 1-story) Stockrm | Occup | all | Sat | - | 1 | 1 | DEER RTL Str Yr Oc WeH | 0 | 60 |  |  |  |  | - n/a - | - n/a - | 0 | 60 |  | Retail (lrg, 1-story) Stockrm Occup Sat | 3455 | 0 | 60 | 0 | 60
18061 | 8 | -99 | 7 | -99 | 3455 | -1 | 0 | 60 | 0 | 60 | 0 | 60 | 0 | 60 | ; | Retail (lrg, 1-story) Stockrm | Occup | all | Sun | - | 1 | 1 | DEER RTL Str Yr Oc WeH | 0 | 60 |  |  |  |  | - n/a - | - n/a - | 0 | 60 |  | Retail (lrg, 1-story) Stockrm Occup Sun | 3455 | 0 | 60 | 0 | 60
18061 | 8 | -99 | 8 | -99 | 3455 | -1 | 0 | 60 | 0 | 60 | 0 | 60 | 0 | 60 | ; | Retail (lrg, 1-story) Stockrm | Occup | all | Hol | - | 1 | 1 | DEER RTL Str Yr Oc WeH | 0 | 60 |  |  |  |  | - n/a - | - n/a - | 0 | 60 |  | Retail (lrg, 1-story) Stockrm Occup Hol | 3455 | 0 | 60 | 0 | 60
18061 | 8 | -99 | 11 | -99 | 1 | -1 | 0 | 0 | 0 | 0 | 0 | 0 | 0 | 0 | ; | Retail (lrg, 1-story) Stockrm | Occup | all | Cls | - | 1 | 1 | Always Off | 0 | 0 |  |  |  |  | - n/a - | - n/a - | 0 | 0 |  | Retail (lrg, 1-story) Stockrm Occup Cls | 1 | 0 | 0 | 0 | 0
18061 | 8 | -99 | -99 | -99 | 3454 | -1 | 0 | 60 | 0 | 60 | 0 | 60 | 0 | 60 | ; | Retail (lrg, 1-story) Stockrm | Occup | all | all | - | 1 | 1 | DEER RTL Str Yr Oc Wd | 0 | 60 |  |  |  |  | - n/a - | - n/a - | 0 | 60 |  | Retail (lrg, 1-story) Stockrm Occup all | 3454 | 0 | 60 | 0 | 60
18061 | 1 | -99 | -99 | 0 | 2 | -1 | 5 | 5 | 5 | 5 | 5 | 5 | 5 | 5 | ; | Retail (lrg, 1-story) Stockrm | ILit | all | all | No | 0.05 | 0.05 | Always On | 100 | 100 | 100 | 100 | 100 | 100 | 100 | 100 | 100 | 100 |  | Retail (lrg, 1-story) Stockrm ILit all Closed | 2 | 5 | 5 | 5 | 5
18061 | 1 | -99 | 6 | -99 | 3457 | -1 | 5 | 50 | 6.5 | 40 | 5 | 100 | 5 | 100 | ; | Retail (lrg, 1-story) Stockrm | ILit | all | Sat | - | 1 | 1 | DEER RTL Str Yr Lt WeH | 5 | 100 | 5 | 50 | 6.5 | 40 | 5 | 100 | 5 | 100 |  | Retail (lrg, 1-story) Stockrm ILit Sat | 3457 | 5 | 50 | 6.5 | 40
18061 | 1 | -99 | 7 | -99 | 3457 | -1 | 5 | 50 | 6.5 | 40 | 5 | 100 | 5 | 100 | ; | Retail (lrg, 1-story) Stockrm | ILit | all | Sun | - | 1 | 1 | DEER RTL Str Yr Lt WeH | 5 | 100 | 5 | 50 | 6.5 | 40 | 5 | 100 | 5 | 100 |  | Retail (lrg, 1-story) Stockrm ILit Sun | 3457 | 5 | 50 | 6.5 | 40
18061 | 1 | -99 | 8 | -99 | 3457 | -1 | 5 | 50 | 6.5 | 40 | 5 | 100 | 5 | 100 | ; | Retail (lrg, 1-story) Stockrm | ILit | all | Hol | - | 1 | 1 | DEER RTL Str Yr Lt WeH | 5 | 100 | 5 | 50 | 6.5 | 40 | 5 | 100 | 5 | 100 |  | Retail (lrg, 1-story) Stockrm ILit Hol | 3457 | 5 | 50 | 6.5 | 40
18061 | 1 | -99 | 11 | -99 | 2 | -1 | 5 | 5 | 5 | 5 | 5 | 5 | 5 | 5 | ; | Retail (lrg, 1-story) Stockrm | ILit | all | Cls | - | 0.05 | 0.05 | Always On | 100 | 100 | 100 | 100 | 100 | 100 | 100 | 100 | 100 | 100 |  | Retail (lrg, 1-story) Stockrm ILit Cls | 2 | 5 | 5 | 5 | 5
18061 | 1 | -99 | -99 | -99 | 3456 | -1 | 5 | 50 | 6.5 | 50 | 5 | 100 | 5 | 100 | ; | Retail (lrg, 1-story) Stockrm | ILit | all | all | - | 1 | 1 | DEER RTL Str Yr Lt Wd | 5 | 100 | 5 | 50 | 6.5 | 50 | 5 | 100 | 5 | 100 |  | Retail (lrg, 1-story) Stockrm ILit all | 3456 | 5 | 50 | 6.5 | 50
18061 | 6 | -99 | -99 | 0 | 1 | -1 | 0 | 0 | 0 | 0 | 0 | 0 | 0 | 0 | ; | Retail (lrg, 1-story) Stockrm | Misc | all | all | No | 1 | 1 | Always Off | 0 | 0 |  |  |  |  | - n/a - | - n/a - | 0 | 0 |  | Retail (lrg, 1-story) Stockrm Misc all Closed | 1 | 0 | 0 | 0 | 0
18061 | 6 | -99 | 6 | -99 | 3459 | -1 | 0 | 100 | 0 | 100 | 0 | 100 | 0 | 100 | ; | Retail (lrg, 1-story) Stockrm | Misc | all | Sat | - | 1 | 1 | DEER RTL Str Yr Eq WeH | 0 | 100 |  |  |  |  | - n/a - | - n/a - | 0 | 100 |  | Retail (lrg, 1-story) Stockrm Misc Sat | 3459 | 0 | 100 | 0 | 100
18061 | 6 | -99 | 7 | -99 | 3459 | -1 | 0 | 100 | 0 | 100 | 0 | 100 | 0 | 100 | ; | Retail (lrg, 1-story) Stockrm | Misc | all | Sun | - | 1 | 1 | DEER RTL Str Yr Eq WeH | 0 | 100 |  |  |  |  | - n/a - | - n/a - | 0 | 100 |  | Retail (lrg, 1-story) Stockrm Misc Sun | 3459 | 0 | 100 | 0 | 100
18061 | 6 | -99 | 8 | -99 | 3459 | -1 | 0 | 100 | 0 | 100 | 0 | 100 | 0 | 100 | ; | Retail (lrg, 1-story) Stockrm | Misc | all | Hol | - | 1 | 1 | DEER RTL Str Yr Eq WeH | 0 | 100 |  |  |  |  | - n/a - | - n/a - | 0 | 100 |  | Retail (lrg, 1-story) Stockrm Misc Hol | 3459 | 0 | 100 | 0 | 100
18061 | 6 | -99 | 11 | -99 | 1 | -1 | 0 | 0 | 0 | 0 | 0 | 0 | 0 | 0 | ; | Retail (lrg, 1-story) Stockrm | Misc | all | Cls | - | 1 | 1 | Always Off | 0 | 0 |  |  |  |  | - n/a - | - n/a - | 0 | 0 |  | Retail (lrg, 1-story) Stockrm Misc Cls | 1 | 0 | 0 | 0 | 0
18061 | 6 | -99 | -99 | -99 | 3458 | -1 | 0 | 100 | 0 | 100 | 0 | 100 | 0 | 100 | ; | Retail (lrg, 1-story) Stockrm | Misc | all | all | - | 1 | 1 | DEER RTL Str Yr Eq Wd | 0 | 100 |  |  |  |  | - n/a - | - n/a - | 0 | 100 |  | Retail (lrg, 1-story) Stockrm Misc all | 3458 | 0 | 100 | 0 | 100
[36 empty] | 0 | 0 | 0 | 0 | 0 | bar: ; Independents ; 1 to Dependents 4
19011 | 8 | -99 | -99 | 0 | 1 | -1 | 0 | 0 | 0 | 0 | 0 | 0 | 0 | 0 | ; | Retail (small) All | Occup | all | all | No | 1 | 1 | Always Off | 0 | 0 |  |  |  |  | - n/a - | - n/a - | 0 | 0 |  | Retail (small) All Occup all Closed | 1 | 0 | 0 | 0 | 0
19011 | 8 | -99 | 6 | -99 | 3463 | -1 | 0 | 90 | 0 | 90 | 0 | 90 | 0 | 90 | ; | Retail (small) All | Occup | all | Sat | - | 1 | 1 | DEER RTS All Yr Oc Sa | 0 | 90 |  |  |  |  | - n/a - | - n/a - | 0 | 90 |  | Retail (small) All Occup Sat | 3463 | 0 | 90 | 0 | 90
19011 | 8 | -99 | 7 | -99 | 3464 | -1 | 0 | 95 | 0 | 95 | 0 | 95 | 0 | 95 | ; | Retail (small) All | Occup | all | Sun | - | 1 | 1 | DEER RTS All Yr Oc SuH | 0 | 95 |  |  |  |  | - n/a - | - n/a - | 0 | 95 |  | Retail (small) All Occup Sun | 3464 | 0 | 95 | 0 | 95
19011 | 8 | -99 | 8 | -99 | 3464 | -1 | 0 | 95 | 0 | 95 | 0 | 95 | 0 | 95 | ; | Retail (small) All | Occup | all | Hol | - | 1 | 1 | DEER RTS All Yr Oc SuH | 0 | 95 |  |  |  |  | - n/a - | - n/a - | 0 | 95 |  | Retail (small) All Occup Hol | 3464 | 0 | 95 | 0 | 95
19011 | 8 | -99 | 11 | -99 | 1 | -1 | 0 | 0 | 0 | 0 | 0 | 0 | 0 | 0 | ; | Retail (small) All | Occup | all | Cls | - | 1 | 1 | Always Off | 0 | 0 |  |  |  |  | - n/a - | - n/a - | 0 | 0 |  | Retail (small) All Occup Cls | 1 | 0 | 0 | 0 | 0
19011 | 8 | -99 | -99 | -99 | 3462 | -1 | 0 | 60 | 0 | 60 | 0 | 60 | 0 | 60 | ; | Retail (small) All | Occup | all | all | - | 1 | 1 | DEER RTS All Yr Oc Wd | 0 | 60 |  |  |  |  | - n/a - | - n/a - | 0 | 60 |  | Retail (small) All Occup all | 3462 | 0 | 60 | 0 | 60
19011 | 1 | -99 | -99 | 0 | 2 | -1 | 5 | 5 | 5 | 5 | 5 | 5 | 5 | 5 | ; | Retail (small) All | ILit | all | all | No | 0.05 | 0.05 | Always On | 100 | 100 | 100 | 100 | 100 | 100 | 100 | 100 | 100 | 100 |  | Retail (small) All ILit all Closed | 2 | 5 | 5 | 5 | 5
19011 | 1 | -99 | 6 | -99 | 3466 | -1 | 5 | 75 | 30 | 60 | 5 | 90 | 5 | 90 | ; | Retail (small) All | ILit | all | Sat | - | 1 | 1 | DEER RTS All Yr Lt Sa | 5 | 90 | 5 | 75 | 30 | 60 | 5 | 90 | 5 | 90 |  | Retail (small) All ILit Sat | 3466 | 5 | 75 | 30 | 60
19011 | 1 | -99 | 7 | -99 | 3467 | -1 | 5 | 75 | 30 | 60 | 5 | 90 | 5 | 90 | ; | Retail (small) All | ILit | all | Sun | - | 1 | 1 | DEER RTS All Yr Lt SuH | 5 | 90 | 5 | 75 | 30 | 60 | 5 | 90 | 5 | 90 |  | Retail (small) All ILit Sun | 3467 | 5 | 75 | 30 | 60
19011 | 1 | -99 | 8 | -99 | 3467 | -1 | 5 | 75 | 30 | 60 | 5 | 90 | 5 | 90 | ; | Retail (small) All | ILit | all | Hol | - | 1 | 1 | DEER RTS All Yr Lt SuH | 5 | 90 | 5 | 75 | 30 | 60 | 5 | 90 | 5 | 90 |  | Retail (small) All ILit Hol | 3467 | 5 | 75 | 30 | 60
19011 | 1 | -99 | 11 | -99 | 2 | -1 | 5 | 5 | 5 | 5 | 5 | 5 | 5 | 5 | ; | Retail (small) All | ILit | all | Cls | - | 0.05 | 0.05 | Always On | 100 | 100 | 100 | 100 | 100 | 100 | 100 | 100 | 100 | 100 |  | Retail (small) All ILit Cls | 2 | 5 | 5 | 5 | 5
19011 | 1 | -99 | -99 | -99 | 3465 | -1 | 5 | 87.5 | 30 | 70 | 5 | 90 | 5 | 90 | ; | Retail (small) All | ILit | all | all | - | 1 | 1 | DEER RTS All Yr Lt Wd | 5 | 90 | 5 | 87.5 | 30 | 70 | 5 | 90 | 5 | 90 |  | Retail (small) All ILit all | 3465 | 5 | 87.5 | 30 | 70
19011 | 6 | -99 | -99 | 0 | 2 | -1 | 5 | 5 | 5 | 5 | 5 | 5 | 5 | 5 | ; | Retail (small) All | Misc | all | all | No | 0.05 | 0.05 | Always On | 100 | 100 |  |  |  |  | - n/a - | - n/a - | 100 | 100 |  | Retail (small) All Misc all Closed | 2 | 5 | 5 | 5 | 5
19011 | 6 | -99 | 6 | -99 | 3469 | -1 | 5 | 90 | 5 | 90 | 5 | 90 | 5 | 90 | ; | Retail (small) All | Misc | all | Sat | - | 1 | 1 | DEER RTS All Yr Eq Sa | 5 | 90 |  |  |  |  | - n/a - | - n/a - | 5 | 90 |  | Retail (small) All Misc Sat | 3469 | 5 | 90 | 5 | 90
19011 | 6 | -99 | 7 | -99 | 3470 | -1 | 5 | 90 | 5 | 90 | 5 | 90 | 5 | 90 | ; | Retail (small) All | Misc | all | Sun | - | 1 | 1 | DEER RTS All Yr Eq SuH | 5 | 90 |  |  |  |  | - n/a - | - n/a - | 5 | 90 |  | Retail (small) All Misc Sun | 3470 | 5 | 90 | 5 | 90
19011 | 6 | -99 | 8 | -99 | 3470 | -1 | 5 | 90 | 5 | 90 | 5 | 90 | 5 | 90 | ; | Retail (small) All | Misc | all | Hol | - | 1 | 1 | DEER RTS All Yr Eq SuH | 5 | 90 |  |  |  |  | - n/a - | - n/a - | 5 | 90 |  | Retail (small) All Misc Hol | 3470 | 5 | 90 | 5 | 90
19011 | 6 | -99 | 11 | -99 | 2 | -1 | 5 | 5 | 5 | 5 | 5 | 5 | 5 | 5 | ; | Retail (small) All | Misc | all | Cls | - | 0.05 | 0.05 | Always On | 100 | 100 |  |  |  |  | - n/a - | - n/a - | 100 | 100 |  | Retail (small) All Misc Cls | 2 | 5 | 5 | 5 | 5
19011 | 6 | -99 | -99 | -99 | 3468 | -1 | 5 | 90 | 5 | 90 | 5 | 90 | 5 | 90 | ; | Retail (small) All | Misc | all | all | - | 1 | 1 | DEER RTS All Yr Eq Wd | 5 | 90 |  |  |  |  | - n/a - | - n/a - | 5 | 90 |  | Retail (small) All Misc all | 3468 | 5 | 90 | 5 | 90
[36 empty] | 0 | 0 | 0 | 0 | 0 | bar: ; Independents ; 1 to Dependents 4
20011 | 8 | -99 | -99 | 0 | 1 | -1 | 0 | 0 | 0 | 0 | 0 | 0 | 0 | 0 | ; | Storage (cond) All | Occup | all | all | No | 1 | 1 | Always Off | 0 | 0 |  |  |  |  | - n/a - | - n/a - | 0 | 0 |  | Storage (cond) All Occup all Closed | 1 | 0 | 0 | 0 | 0
20011 | 8 | -99 | 6 | -99 | 3474 | -1 | 0 | 80 | 0 | 80 | 0 | 80 | 0 | 80 | ; | Storage (cond) All | Occup | all | Sat | - | 1 | 1 | DEER SCN All Yr Oc Wd | 0 | 80 |  |  |  |  | - n/a - | - n/a - | 0 | 80 |  | Storage (cond) All Occup Sat | 3474 | 0 | 80 | 0 | 80
20011 | 8 | -99 | 7 | -99 | 3474 | -1 | 0 | 80 | 0 | 80 | 0 | 80 | 0 | 80 | ; | Storage (cond) All | Occup | all | Sun | - | 1 | 1 | DEER SCN All Yr Oc Wd | 0 | 80 |  |  |  |  | - n/a - | - n/a - | 0 | 80 |  | Storage (cond) All Occup Sun | 3474 | 0 | 80 | 0 | 80
20011 | 8 | -99 | 8 | -99 | 3474 | -1 | 0 | 80 | 0 | 80 | 0 | 80 | 0 | 80 | ; | Storage (cond) All | Occup | all | Hol | - | 1 | 1 | DEER SCN All Yr Oc Wd | 0 | 80 |  |  |  |  | - n/a - | - n/a - | 0 | 80 |  | Storage (cond) All Occup Hol | 3474 | 0 | 80 | 0 | 80
20011 | 8 | -99 | 11 | -99 | 1 | -1 | 0 | 0 | 0 | 0 | 0 | 0 | 0 | 0 | ; | Storage (cond) All | Occup | all | Cls | - | 1 | 1 | Always Off | 0 | 0 |  |  |  |  | - n/a - | - n/a - | 0 | 0 |  | Storage (cond) All Occup Cls | 1 | 0 | 0 | 0 | 0
20011 | 8 | -99 | -99 | -99 | 3474 | -1 | 0 | 80 | 0 | 80 | 0 | 80 | 0 | 80 | ; | Storage (cond) All | Occup | all | all | - | 1 | 1 | DEER SCN All Yr Oc Wd | 0 | 80 |  |  |  |  | - n/a - | - n/a - | 0 | 80 |  | Storage (cond) All Occup all | 3474 | 0 | 80 | 0 | 80
20011 | 1 | -99 | -99 | 0 | 2 | -1 | 5 | 5 | 5 | 5 | 5 | 5 | 5 | 5 | ; | Storage (cond) All | ILit | all | all | No | 0.05 | 0.05 | Always On | 100 | 100 | 100 | 100 | 100 | 100 | 100 | 100 | 100 | 100 |  | Storage (cond) All ILit all Closed | 2 | 5 | 5 | 5 | 5
20011 | 1 | -99 | 6 | -99 | 3475 | -1 | 5.5 | 60 | 6.5 | 52.5 | 5 | 100 | 5 | 100 | ; | Storage (cond) All | ILit | all | Sat | - | 1 | 1 | DEER SCN All Yr Lt Wd | 5 | 100 | 5.5 | 60 | 6.5 | 52.5 | 5 | 100 | 5 | 100 |  | Storage (cond) All ILit Sat | 3475 | 5.5 | 60 | 6.5 | 52.5
20011 | 1 | -99 | 7 | -99 | 3475 | -1 | 5.5 | 60 | 6.5 | 52.5 | 5 | 100 | 5 | 100 | ; | Storage (cond) All | ILit | all | Sun | - | 1 | 1 | DEER SCN All Yr Lt Wd | 5 | 100 | 5.5 | 60 | 6.5 | 52.5 | 5 | 100 | 5 | 100 |  | Storage (cond) All ILit Sun | 3475 | 5.5 | 60 | 6.5 | 52.5
20011 | 1 | -99 | 8 | -99 | 3475 | -1 | 5.5 | 60 | 6.5 | 52.5 | 5 | 100 | 5 | 100 | ; | Storage (cond) All | ILit | all | Hol | - | 1 | 1 | DEER SCN All Yr Lt Wd | 5 | 100 | 5.5 | 60 | 6.5 | 52.5 | 5 | 100 | 5 | 100 |  | Storage (cond) All ILit Hol | 3475 | 5.5 | 60 | 6.5 | 52.5
20011 | 1 | -99 | 11 | -99 | 2 | -1 | 5 | 5 | 5 | 5 | 5 | 5 | 5 | 5 | ; | Storage (cond) All | ILit | all | Cls | - | 0.05 | 0.05 | Always On | 100 | 100 | 100 | 100 | 100 | 100 | 100 | 100 | 100 | 100 |  | Storage (cond) All ILit Cls | 2 | 5 | 5 | 5 | 5
20011 | 1 | -99 | -99 | -99 | 3475 | -1 | 14.5 | 70 | 8 | 57.5 | 5 | 100 | 5 | 100 | ; | Storage (cond) All | ILit | all | all | - | 1 | 1 | DEER SCN All Yr Lt Wd | 5 | 100 | 14.5 | 70 | 8 | 57.5 | 5 | 100 | 5 | 100 |  | Storage (cond) All ILit all | 3475 | 14.5 | 70 | 8 | 57.5
20011 | 6 | -99 | -99 | 0 | 2 | -1 | 5 | 5 | 5 | 5 | 5 | 5 | 5 | 5 | ; | Storage (cond) All | Misc | all | all | No | 0.05 | 0.05 | Always On | 100 | 100 |  |  |  |  | - n/a - | - n/a - | 100 | 100 |  | Storage (cond) All Misc all Closed | 2 | 5 | 5 | 5 | 5
20011 | 6 | -99 | 6 | -99 | 3476 | -1 | 5 | 100 | 5 | 100 | 5 | 100 | 5 | 100 | ; | Storage (cond) All | Misc | all | Sat | - | 1 | 1 | DEER SCN All Yr Eq Wd | 5 | 100 |  |  |  |  | - n/a - | - n/a - | 5 | 100 |  | Storage (cond) All Misc Sat | 3476 | 5 | 100 | 5 | 100
20011 | 6 | -99 | 7 | -99 | 3476 | -1 | 5 | 100 | 5 | 100 | 5 | 100 | 5 | 100 | ; | Storage (cond) All | Misc | all | Sun | - | 1 | 1 | DEER SCN All Yr Eq Wd | 5 | 100 |  |  |  |  | - n/a - | - n/a - | 5 | 100 |  | Storage (cond) All Misc Sun | 3476 | 5 | 100 | 5 | 100
20011 | 6 | -99 | 8 | -99 | 3476 | -1 | 5 | 100 | 5 | 100 | 5 | 100 | 5 | 100 | ; | Storage (cond) All | Misc | all | Hol | - | 1 | 1 | DEER SCN All Yr Eq Wd | 5 | 100 |  |  |  |  | - n/a - | - n/a - | 5 | 100 |  | Storage (cond) All Misc Hol | 3476 | 5 | 100 | 5 | 100
20011 | 6 | -99 | 11 | -99 | 2 | -1 | 5 | 5 | 5 | 5 | 5 | 5 | 5 | 5 | ; | Storage (cond) All | Misc | all | Cls | - | 0.05 | 0.05 | Always On | 100 | 100 |  |  |  |  | - n/a - | - n/a - | 100 | 100 |  | Storage (cond) All Misc Cls | 2 | 5 | 5 | 5 | 5
20011 | 6 | -99 | -99 | -99 | 3476 | -1 | 5 | 100 | 5 | 100 | 5 | 100 | 5 | 100 | ; | Storage (cond) All | Misc | all | all | - | 1 | 1 | DEER SCN All Yr Eq Wd | 5 | 100 |  |  |  |  | - n/a - | - n/a - | 5 | 100 |  | Storage (cond) All Misc all | 3476 | 5 | 100 | 5 | 100
[36 empty] | 0 | 0 | 0 | 0 | 0 | bar: ; Independents ; 1 to Dependents 4
21011 | 8 | -99 | -99 | 0 | 1 | -1 | 0 | 0 | 0 | 0 | 0 | 0 | 0 | 0 | ; | Storage (uncond) All | Occup | all | all | No | 1 | 1 | Always Off | 0 | 0 |  |  |  |  | - n/a - | - n/a - | 0 | 0 |  | Storage (uncond) All Occup all Closed | 1 | 0 | 0 | 0 | 0
21011 | 8 | -99 | 6 | -99 | 3478 | -1 | 0 | 80 | 0 | 80 | 0 | 80 | 0 | 80 | ; | Storage (uncond) All | Occup | all | Sat | - | 1 | 1 | DEER SUN All Yr Oc Wd | 0 | 80 |  |  |  |  | - n/a - | - n/a - | 0 | 80 |  | Storage (uncond) All Occup Sat | 3478 | 0 | 80 | 0 | 80
21011 | 8 | -99 | 7 | -99 | 3478 | -1 | 0 | 80 | 0 | 80 | 0 | 80 | 0 | 80 | ; | Storage (uncond) All | Occup | all | Sun | - | 1 | 1 | DEER SUN All Yr Oc Wd | 0 | 80 |  |  |  |  | - n/a - | - n/a - | 0 | 80 |  | Storage (uncond) All Occup Sun | 3478 | 0 | 80 | 0 | 80
21011 | 8 | -99 | 8 | -99 | 3478 | -1 | 0 | 80 | 0 | 80 | 0 | 80 | 0 | 80 | ; | Storage (uncond) All | Occup | all | Hol | - | 1 | 1 | DEER SUN All Yr Oc Wd | 0 | 80 |  |  |  |  | - n/a - | - n/a - | 0 | 80 |  | Storage (uncond) All Occup Hol | 3478 | 0 | 80 | 0 | 80
21011 | 8 | -99 | 11 | -99 | 1 | -1 | 0 | 0 | 0 | 0 | 0 | 0 | 0 | 0 | ; | Storage (uncond) All | Occup | all | Cls | - | 1 | 1 | Always Off | 0 | 0 |  |  |  |  | - n/a - | - n/a - | 0 | 0 |  | Storage (uncond) All Occup Cls | 1 | 0 | 0 | 0 | 0
21011 | 8 | -99 | -99 | -99 | 3478 | -1 | 0 | 80 | 0 | 80 | 0 | 80 | 0 | 80 | ; | Storage (uncond) All | Occup | all | all | - | 1 | 1 | DEER SUN All Yr Oc Wd | 0 | 80 |  |  |  |  | - n/a - | - n/a - | 0 | 80 |  | Storage (uncond) All Occup all | 3478 | 0 | 80 | 0 | 80
21011 | 1 | -99 | -99 | 0 | 2 | -1 | 5 | 5 | 5 | 5 | 5 | 5 | 5 | 5 | ; | Storage (uncond) All | ILit | all | all | No | 0.05 | 0.05 | Always On | 100 | 100 | 100 | 100 | 100 | 100 | 100 | 100 | 100 | 100 |  | Storage (uncond) All ILit all Closed | 2 | 5 | 5 | 5 | 5
21011 | 1 | -99 | 6 | -99 | 3479 | -1 | 5.5 | 60 | 6.5 | 52.5 | 5 | 100 | 5 | 100 | ; | Storage (uncond) All | ILit | all | Sat | - | 1 | 1 | DEER SUN All Yr Lt Wd | 5 | 100 | 5.5 | 60 | 6.5 | 52.5 | 5 | 100 | 5 | 100 |  | Storage (uncond) All ILit Sat | 3479 | 5.5 | 60 | 6.5 | 52.5
21011 | 1 | -99 | 7 | -99 | 3479 | -1 | 5.5 | 60 | 6.5 | 52.5 | 5 | 100 | 5 | 100 | ; | Storage (uncond) All | ILit | all | Sun | - | 1 | 1 | DEER SUN All Yr Lt Wd | 5 | 100 | 5.5 | 60 | 6.5 | 52.5 | 5 | 100 | 5 | 100 |  | Storage (uncond) All ILit Sun | 3479 | 5.5 | 60 | 6.5 | 52.5
21011 | 1 | -99 | 8 | -99 | 3479 | -1 | 5.5 | 60 | 6.5 | 52.5 | 5 | 100 | 5 | 100 | ; | Storage (uncond) All | ILit | all | Hol | - | 1 | 1 | DEER SUN All Yr Lt Wd | 5 | 100 | 5.5 | 60 | 6.5 | 52.5 | 5 | 100 | 5 | 100 |  | Storage (uncond) All ILit Hol | 3479 | 5.5 | 60 | 6.5 | 52.5
21011 | 1 | -99 | 11 | -99 | 2 | -1 | 5 | 5 | 5 | 5 | 5 | 5 | 5 | 5 | ; | Storage (uncond) All | ILit | all | Cls | - | 0.05 | 0.05 | Always On | 100 | 100 | 100 | 100 | 100 | 100 | 100 | 100 | 100 | 100 |  | Storage (uncond) All ILit Cls | 2 | 5 | 5 | 5 | 5
21011 | 1 | -99 | -99 | -99 | 3479 | -1 | 14.5 | 70 | 8 | 57.5 | 5 | 100 | 5 | 100 | ; | Storage (uncond) All | ILit | all | all | - | 1 | 1 | DEER SUN All Yr Lt Wd | 5 | 100 | 14.5 | 70 | 8 | 57.5 | 5 | 100 | 5 | 100 |  | Storage (uncond) All ILit all | 3479 | 14.5 | 70 | 8 | 57.5
21011 | 6 | -99 | -99 | 0 | 2 | -1 | 5 | 5 | 5 | 5 | 5 | 5 | 5 | 5 | ; | Storage (uncond) All | Misc | all | all | No | 0.05 | 0.05 | Always On | 100 | 100 |  |  |  |  | - n/a - | - n/a - | 100 | 100 |  | Storage (uncond) All Misc all Closed | 2 | 5 | 5 | 5 | 5
21011 | 6 | -99 | 6 | -99 | 3480 | -1 | 5 | 100 | 5 | 100 | 5 | 100 | 5 | 100 | ; | Storage (uncond) All | Misc | all | Sat | - | 1 | 1 | DEER SUN All Yr Eq Wd | 5 | 100 |  |  |  |  | - n/a - | - n/a - | 5 | 100 |  | Storage (uncond) All Misc Sat | 3480 | 5 | 100 | 5 | 100
21011 | 6 | -99 | 7 | -99 | 3480 | -1 | 5 | 100 | 5 | 100 | 5 | 100 | 5 | 100 | ; | Storage (uncond) All | Misc | all | Sun | - | 1 | 1 | DEER SUN All Yr Eq Wd | 5 | 100 |  |  |  |  | - n/a - | - n/a - | 5 | 100 |  | Storage (uncond) All Misc Sun | 3480 | 5 | 100 | 5 | 100
21011 | 6 | -99 | 8 | -99 | 3480 | -1 | 5 | 100 | 5 | 100 | 5 | 100 | 5 | 100 | ; | Storage (uncond) All | Misc | all | Hol | - | 1 | 1 | DEER SUN All Yr Eq Wd | 5 | 100 |  |  |  |  | - n/a - | - n/a - | 5 | 100 |  | Storage (uncond) All Misc Hol | 3480 | 5 | 100 | 5 | 100
21011 | 6 | -99 | 11 | -99 | 2 | -1 | 5 | 5 | 5 | 5 | 5 | 5 | 5 | 5 | ; | Storage (uncond) All | Misc | all | Cls | - | 0.05 | 0.05 | Always On | 100 | 100 |  |  |  |  | - n/a - | - n/a - | 100 | 100 |  | Storage (uncond) All Misc Cls | 2 | 5 | 5 | 5 | 5
21011 | 6 | -99 | -99 | -99 | 3480 | -1 | 5 | 100 | 5 | 100 | 5 | 100 | 5 | 100 | ; | Storage (uncond) All | Misc | all | all | - | 1 | 1 | DEER SUN All Yr Eq Wd | 5 | 100 |  |  |  |  | - n/a - | - n/a - | 5 | 100 |  | Storage (uncond) All Misc all | 3480 | 5 | 100 | 5 | 100
[36 empty] | 0 | 0 | 0 | 0 | 0 | bar: ; Independents ; 1 to Dependents 4
6011 | 8 | -99 | -99 | 0 | 1 | -1 | 0 | 0 | 0 | 0 | 0 | 0 | 0 | 0 | ; | Grocery Sales | Occup | all | all | No | 1 | 1 | Always Off | 0 | 0 |  |  |  |  | - n/a - | - n/a - | 0 | 0 |  | Grocery Sales Occup all Closed | 1 | 0 | 0 | 0 | 0
6011 | 8 | -99 | 6 | -99 | 3483 | -1 | 0 | 70 | 0 | 70 | 0 | 70 | 0 | 70 | ; | Grocery Sales | Occup | all | Sat | - | 1 | 1 | DEER GRO Sal Yr Oc WeH | 0 | 70 |  |  |  |  | - n/a - | - n/a - | 0 | 70 |  | Grocery Sales Occup Sat | 3483 | 0 | 70 | 0 | 70
6011 | 8 | -99 | 7 | -99 | 3483 | -1 | 0 | 70 | 0 | 70 | 0 | 70 | 0 | 70 | ; | Grocery Sales | Occup | all | Sun | - | 1 | 1 | DEER GRO Sal Yr Oc WeH | 0 | 70 |  |  |  |  | - n/a - | - n/a - | 0 | 70 |  | Grocery Sales Occup Sun | 3483 | 0 | 70 | 0 | 70
6011 | 8 | -99 | 8 | -99 | 3483 | -1 | 0 | 70 | 0 | 70 | 0 | 70 | 0 | 70 | ; | Grocery Sales | Occup | all | Hol | - | 1 | 1 | DEER GRO Sal Yr Oc WeH | 0 | 70 |  |  |  |  | - n/a - | - n/a - | 0 | 70 |  | Grocery Sales Occup Hol | 3483 | 0 | 70 | 0 | 70
6011 | 8 | -99 | 11 | -99 | 1 | -1 | 0 | 0 | 0 | 0 | 0 | 0 | 0 | 0 | ; | Grocery Sales | Occup | all | Cls | - | 1 | 1 | Always Off | 0 | 0 |  |  |  |  | - n/a - | - n/a - | 0 | 0 |  | Grocery Sales Occup Cls | 1 | 0 | 0 | 0 | 0
6011 | 8 | -99 | -99 | -99 | 3482 | -1 | 0 | 70 | 0 | 70 | 0 | 70 | 0 | 70 | ; | Grocery Sales | Occup | all | all | - | 1 | 1 | DEER GRO Sal Yr Oc Wd | 0 | 70 |  |  |  |  | - n/a - | - n/a - | 0 | 70 |  | Grocery Sales Occup all | 3482 | 0 | 70 | 0 | 70
6011 | 1 | -99 | -99 | 0 | 2 | -1 | 10 | 10 | 10 | 10 | 10 | 10 | 10 | 10 | ; | Grocery Sales | ILit | all | all | No | 0.1 | 0.1 | Always On | 100 | 100 | 100 | 100 | 100 | 100 | 100 | 100 | 100 | 100 |  | Grocery Sales ILit all Closed | 2 | 10 | 10 | 10 | 10
6011 | 1 | -99 | 6 | -99 | 3485 | -1 | 30 | 70 | 35 | 50 | 50 | 100 | 50 | 100 | ; | Grocery Sales | ILit | all | Sat | - | 1 | 1 | DEER GRO Sal Yr Lt WeH | 50 | 100 | 30 | 70 | 35 | 50 | 50 | 100 | 50 | 100 |  | Grocery Sales ILit Sat | 3485 | 30 | 70 | 35 | 50
6011 | 1 | -99 | 7 | -99 | 3485 | -1 | 30 | 70 | 35 | 50 | 50 | 100 | 50 | 100 | ; | Grocery Sales | ILit | all | Sun | - | 1 | 1 | DEER GRO Sal Yr Lt WeH | 50 | 100 | 30 | 70 | 35 | 50 | 50 | 100 | 50 | 100 |  | Grocery Sales ILit Sun | 3485 | 30 | 70 | 35 | 50
6011 | 1 | -99 | 8 | -99 | 3485 | -1 | 30 | 70 | 35 | 50 | 50 | 100 | 50 | 100 | ; | Grocery Sales | ILit | all | Hol | - | 1 | 1 | DEER GRO Sal Yr Lt WeH | 50 | 100 | 30 | 70 | 35 | 50 | 50 | 100 | 50 | 100 |  | Grocery Sales ILit Hol | 3485 | 30 | 70 | 35 | 50
6011 | 1 | -99 | 11 | -99 | 2 | -1 | 10 | 10 | 10 | 10 | 10 | 10 | 10 | 10 | ; | Grocery Sales | ILit | all | Cls | - | 0.1 | 0.1 | Always On | 100 | 100 | 100 | 100 | 100 | 100 | 100 | 100 | 100 | 100 |  | Grocery Sales ILit Cls | 2 | 10 | 10 | 10 | 10
6011 | 1 | -99 | -99 | -99 | 3484 | -1 | 30 | 70 | 35 | 50 | 50 | 100 | 50 | 100 | ; | Grocery Sales | ILit | all | all | - | 1 | 1 | DEER GRO Sal Yr Lt Wd | 50 | 100 | 30 | 70 | 35 | 50 | 50 | 100 | 50 | 100 |  | Grocery Sales ILit all | 3484 | 30 | 70 | 35 | 50
6011 | 6 | -99 | -99 | 0 | 2 | -1 | 50 | 50 | 50 | 50 | 50 | 50 | 50 | 50 | ; | Grocery Sales | Misc | all | all | No | 0.5 | 0.5 | Always On | 100 | 100 |  |  |  |  | - n/a - | - n/a - | 100 | 100 |  | Grocery Sales Misc all Closed | 2 | 50 | 50 | 50 | 50
6011 | 6 | -99 | 6 | -99 | 3487 | -1 | 50 | 75 | 50 | 75 | 50 | 75 | 50 | 75 | ; | Grocery Sales | Misc | all | Sat | - | 1 | 1 | DEER GRO Sal Yr Eq WeH | 50 | 75 |  |  |  |  | - n/a - | - n/a - | 50 | 75 |  | Grocery Sales Misc Sat | 3487 | 50 | 75 | 50 | 75
6011 | 6 | -99 | 7 | -99 | 3487 | -1 | 50 | 75 | 50 | 75 | 50 | 75 | 50 | 75 | ; | Grocery Sales | Misc | all | Sun | - | 1 | 1 | DEER GRO Sal Yr Eq WeH | 50 | 75 |  |  |  |  | - n/a - | - n/a - | 50 | 75 |  | Grocery Sales Misc Sun | 3487 | 50 | 75 | 50 | 75
6011 | 6 | -99 | 8 | -99 | 3487 | -1 | 50 | 75 | 50 | 75 | 50 | 75 | 50 | 75 | ; | Grocery Sales | Misc | all | Hol | - | 1 | 1 | DEER GRO Sal Yr Eq WeH | 50 | 75 |  |  |  |  | - n/a - | - n/a - | 50 | 75 |  | Grocery Sales Misc Hol | 3487 | 50 | 75 | 50 | 75
6011 | 6 | -99 | 11 | -99 | 2 | -1 | 50 | 50 | 50 | 50 | 50 | 50 | 50 | 50 | ; | Grocery Sales | Misc | all | Cls | - | 0.5 | 0.5 | Always On | 100 | 100 |  |  |  |  | - n/a - | - n/a - | 100 | 100 |  | Grocery Sales Misc Cls | 2 | 50 | 50 | 50 | 50
6011 | 6 | -99 | -99 | -99 | 3486 | -1 | 50 | 75 | 50 | 75 | 50 | 75 | 50 | 75 | ; | Grocery Sales | Misc | all | all | - | 1 | 1 | DEER GRO Sal Yr Eq Wd | 50 | 75 |  |  |  |  | - n/a - | - n/a - | 50 | 75 |  | Grocery Sales Misc all | 3486 | 50 | 75 | 50 | 75
6011 | 99 | -99 | -99 | 0 | 3488 | -1 | 3.4 | 3.4 | 3.4 | 3.4 | 3.4 | 3.4 | 3.4 | 3.4 | ; | Grocery Sales | Infil | all | all | No | 1 | 0.028571 | DEER GRO Sal Yr Inf All | 3.4 | 119 |  |  |  |  | - n/a - | - n/a - | 3.4 | 119 |  | Grocery Sales Infil all Closed | 3488 | 3.4 | 3.4 | 3.4 | 3.4
6011 | 99 | -99 | 11 | -99 | 3488 | -1 | 3.4 | 3.4 | 3.4 | 3.4 | 3.4 | 3.4 | 3.4 | 3.4 | ; | Grocery Sales | Infil | all | Cls | - | 1 | 0.028571 | DEER GRO Sal Yr Inf All | 3.4 | 119 |  |  |  |  | - n/a - | - n/a - | 3.4 | 119 |  | Grocery Sales Infil Cls | 3488 | 3.4 | 3.4 | 3.4 | 3.4
6011 | 99 | -99 | -99 | -99 | 3488 | -1 | 3.4 | 100 | 3.4 | 100 | 3.4 | 100 | 3.4 | 100 | ; | Grocery Sales | Infil | all | all | - | 1 | 1 | DEER GRO Sal Yr Inf All | 3.4 | 119 |  |  |  |  | - n/a - | - n/a - | 3.4 | 119 |  | Grocery Sales Infil all | 3488 | 3.4 | 100 | 3.4 | 100
6021 | 8 | -99 | -99 | 0 | 1 | -1 | 0 | 0 | 0 | 0 | 0 | 0 | 0 | 0 | ; | Grocery Admin | Occup | all | all | No | 1 | 1 | Always Off | 0 | 0 |  |  |  |  | - n/a - | - n/a - | 0 | 0 |  | Grocery Admin Occup all Closed | 1 | 0 | 0 | 0 | 0
6021 | 8 | -99 | 6 | -99 | 3497 | -1 | 0 | 70 | 0 | 70 | 0 | 70 | 0 | 70 | ; | Grocery Admin | Occup | all | Sat | - | 1 | 1 | DEER GRO Adm Yr Oc WeH | 0 | 70 |  |  |  |  | - n/a - | - n/a - | 0 | 70 |  | Grocery Admin Occup Sat | 3497 | 0 | 70 | 0 | 70
6021 | 8 | -99 | 7 | -99 | 3497 | -1 | 0 | 70 | 0 | 70 | 0 | 70 | 0 | 70 | ; | Grocery Admin | Occup | all | Sun | - | 1 | 1 | DEER GRO Adm Yr Oc WeH | 0 | 70 |  |  |  |  | - n/a - | - n/a - | 0 | 70 |  | Grocery Admin Occup Sun | 3497 | 0 | 70 | 0 | 70
6021 | 8 | -99 | 8 | -99 | 3497 | -1 | 0 | 70 | 0 | 70 | 0 | 70 | 0 | 70 | ; | Grocery Admin | Occup | all | Hol | - | 1 | 1 | DEER GRO Adm Yr Oc WeH | 0 | 70 |  |  |  |  | - n/a - | - n/a - | 0 | 70 |  | Grocery Admin Occup Hol | 3497 | 0 | 70 | 0 | 70
6021 | 8 | -99 | 11 | -99 | 1 | -1 | 0 | 0 | 0 | 0 | 0 | 0 | 0 | 0 | ; | Grocery Admin | Occup | all | Cls | - | 1 | 1 | Always Off | 0 | 0 |  |  |  |  | - n/a - | - n/a - | 0 | 0 |  | Grocery Admin Occup Cls | 1 | 0 | 0 | 0 | 0
6021 | 8 | -99 | -99 | -99 | 3496 | -1 | 0 | 70 | 0 | 70 | 0 | 70 | 0 | 70 | ; | Grocery Admin | Occup | all | all | - | 1 | 1 | DEER GRO Adm Yr Oc Wd | 0 | 70 |  |  |  |  | - n/a - | - n/a - | 0 | 70 |  | Grocery Admin Occup all | 3496 | 0 | 70 | 0 | 70
6021 | 1 | -99 | -99 | 0 | 2 | -1 | 10 | 10 | 10 | 10 | 10 | 10 | 10 | 10 | ; | Grocery Admin | ILit | all | all | No | 0.1 | 0.1 | Always On | 100 | 100 | 100 | 100 | 100 | 100 | 100 | 100 | 100 | 100 |  | Grocery Admin ILit all Closed | 2 | 10 | 10 | 10 | 10
6021 | 1 | -99 | 6 | -99 | 3499 | -1 | 15 | 70 | 20 | 50 | 25 | 100 | 25 | 100 | ; | Grocery Admin | ILit | all | Sat | - | 1 | 1 | DEER GRO Adm Yr Lt WeH | 25 | 100 | 15 | 70 | 20 | 50 | 25 | 100 | 25 | 100 |  | Grocery Admin ILit Sat | 3499 | 15 | 70 | 20 | 50
6021 | 1 | -99 | 7 | -99 | 3499 | -1 | 15 | 70 | 20 | 50 | 25 | 100 | 25 | 100 | ; | Grocery Admin | ILit | all | Sun | - | 1 | 1 | DEER GRO Adm Yr Lt WeH | 25 | 100 | 15 | 70 | 20 | 50 | 25 | 100 | 25 | 100 |  | Grocery Admin ILit Sun | 3499 | 15 | 70 | 20 | 50
6021 | 1 | -99 | 8 | -99 | 3499 | -1 | 15 | 70 | 20 | 50 | 25 | 100 | 25 | 100 | ; | Grocery Admin | ILit | all | Hol | - | 1 | 1 | DEER GRO Adm Yr Lt WeH | 25 | 100 | 15 | 70 | 20 | 50 | 25 | 100 | 25 | 100 |  | Grocery Admin ILit Hol | 3499 | 15 | 70 | 20 | 50
6021 | 1 | -99 | 11 | -99 | 2 | -1 | 10 | 10 | 10 | 10 | 10 | 10 | 10 | 10 | ; | Grocery Admin | ILit | all | Cls | - | 0.1 | 0.1 | Always On | 100 | 100 | 100 | 100 | 100 | 100 | 100 | 100 | 100 | 100 |  | Grocery Admin ILit Cls | 2 | 10 | 10 | 10 | 10
6021 | 1 | -99 | -99 | -99 | 3498 | -1 | 15 | 70 | 20 | 50 | 25 | 100 | 25 | 100 | ; | Grocery Admin | ILit | all | all | - | 1 | 1 | DEER GRO Adm Yr Lt Wd | 25 | 100 | 15 | 70 | 20 | 50 | 25 | 100 | 25 | 100 |  | Grocery Admin ILit all | 3498 | 15 | 70 | 20 | 50
6021 | 6 | -99 | -99 | 0 | 2 | -1 | 50 | 50 | 50 | 50 | 50 | 50 | 50 | 50 | ; | Grocery Admin | Misc | all | all | No | 0.5 | 0.5 | Always On | 100 | 100 |  |  |  |  | - n/a - | - n/a - | 100 | 100 |  | Grocery Admin Misc all Closed | 2 | 50 | 50 | 50 | 50
6021 | 6 | -99 | 6 | -99 | 3501 | -1 | 50 | 75 | 50 | 75 | 50 | 75 | 50 | 75 | ; | Grocery Admin | Misc | all | Sat | - | 1 | 1 | DEER GRO Adm Yr Eq WeH | 50 | 75 |  |  |  |  | - n/a - | - n/a - | 50 | 75 |  | Grocery Admin Misc Sat | 3501 | 50 | 75 | 50 | 75
6021 | 6 | -99 | 7 | -99 | 3501 | -1 | 50 | 75 | 50 | 75 | 50 | 75 | 50 | 75 | ; | Grocery Admin | Misc | all | Sun | - | 1 | 1 | DEER GRO Adm Yr Eq WeH | 50 | 75 |  |  |  |  | - n/a - | - n/a - | 50 | 75 |  | Grocery Admin Misc Sun | 3501 | 50 | 75 | 50 | 75
6021 | 6 | -99 | 8 | -99 | 3501 | -1 | 50 | 75 | 50 | 75 | 50 | 75 | 50 | 75 | ; | Grocery Admin | Misc | all | Hol | - | 1 | 1 | DEER GRO Adm Yr Eq WeH | 50 | 75 |  |  |  |  | - n/a - | - n/a - | 50 | 75 |  | Grocery Admin Misc Hol | 3501 | 50 | 75 | 50 | 75
6021 | 6 | -99 | 11 | -99 | 2 | -1 | 50 | 50 | 50 | 50 | 50 | 50 | 50 | 50 | ; | Grocery Admin | Misc | all | Cls | - | 0.5 | 0.5 | Always On | 100 | 100 |  |  |  |  | - n/a - | - n/a - | 100 | 100 |  | Grocery Admin Misc Cls | 2 | 50 | 50 | 50 | 50
6021 | 6 | -99 | -99 | -99 | 3500 | -1 | 50 | 75 | 50 | 75 | 50 | 75 | 50 | 75 | ; | Grocery Admin | Misc | all | all | - | 1 | 1 | DEER GRO Adm Yr Eq Wd | 50 | 75 |  |  |  |  | - n/a - | - n/a - | 50 | 75 |  | Grocery Admin Misc all | 3500 | 50 | 75 | 50 | 75
6021 | 99 | -99 | -99 | 0 | 3502 | -1 | 15 | 15 | 15 | 15 | 15 | 15 | 15 | 15 | ; | Grocery Admin | Infil | all | all | No | 1 | 0.028571 | DEER GRO Adm Yr Inf All | 15 | 525 |  |  |  |  | - n/a - | - n/a - | 15 | 525 |  | Grocery Admin Infil all Closed | 3502 | 15 | 15 | 15 | 15
6021 | 99 | -99 | 11 | -99 | 3502 | -1 | 15 | 15 | 15 | 15 | 15 | 15 | 15 | 15 | ; | Grocery Admin | Infil | all | Cls | - | 1 | 0.028571 | DEER GRO Adm Yr Inf All | 15 | 525 |  |  |  |  | - n/a - | - n/a - | 15 | 525 |  | Grocery Admin Infil Cls | 3502 | 15 | 15 | 15 | 15
6021 | 99 | -99 | -99 | -99 | 3502 | -1 | 15 | 100 | 15 | 100 | 15 | 100 | 15 | 100 | ; | Grocery Admin | Infil | all | all | - | 1 | 1 | DEER GRO Adm Yr Inf All | 15 | 525 |  |  |  |  | - n/a - | - n/a - | 15 | 525 |  | Grocery Admin Infil all | 3502 | 15 | 100 | 15 | 100
6031 | 8 | -99 | -99 | 0 | 1 | -1 | 0 | 0 | 0 | 0 | 0 | 0 | 0 | 0 | ; | Grocery Stock | Occup | all | all | No | 1 | 1 | Always Off | 0 | 0 |  |  |  |  | - n/a - | - n/a - | 0 | 0 |  | Grocery Stock Occup all Closed | 1 | 0 | 0 | 0 | 0
6031 | 8 | -99 | 6 | -99 | 3490 | -1 | 50 | 100 | 50 | 100 | 50 | 100 | 50 | 100 | ; | Grocery Stock | Occup | all | Sat | - | 1 | 1 | DEER GRO Stk Yr Oc WeH | 50 | 100 |  |  |  |  | - n/a - | - n/a - | 50 | 100 |  | Grocery Stock Occup Sat | 3490 | 50 | 100 | 50 | 100
6031 | 8 | -99 | 7 | -99 | 3490 | -1 | 50 | 100 | 50 | 100 | 50 | 100 | 50 | 100 | ; | Grocery Stock | Occup | all | Sun | - | 1 | 1 | DEER GRO Stk Yr Oc WeH | 50 | 100 |  |  |  |  | - n/a - | - n/a - | 50 | 100 |  | Grocery Stock Occup Sun | 3490 | 50 | 100 | 50 | 100
6031 | 8 | -99 | 8 | -99 | 3490 | -1 | 50 | 100 | 50 | 100 | 50 | 100 | 50 | 100 | ; | Grocery Stock | Occup | all | Hol | - | 1 | 1 | DEER GRO Stk Yr Oc WeH | 50 | 100 |  |  |  |  | - n/a - | - n/a - | 50 | 100 |  | Grocery Stock Occup Hol | 3490 | 50 | 100 | 50 | 100
6031 | 8 | -99 | 11 | -99 | 1 | -1 | 0 | 0 | 0 | 0 | 0 | 0 | 0 | 0 | ; | Grocery Stock | Occup | all | Cls | - | 1 | 1 | Always Off | 0 | 0 |  |  |  |  | - n/a - | - n/a - | 0 | 0 |  | Grocery Stock Occup Cls | 1 | 0 | 0 | 0 | 0
6031 | 8 | -99 | -99 | -99 | 3489 | -1 | 50 | 100 | 50 | 100 | 50 | 100 | 50 | 100 | ; | Grocery Stock | Occup | all | all | - | 1 | 1 | DEER GRO Stk Yr Oc Wd | 50 | 100 |  |  |  |  | - n/a - | - n/a - | 50 | 100 |  | Grocery Stock Occup all | 3489 | 50 | 100 | 50 | 100
6031 | 1 | -99 | -99 | 0 | 2 | -1 | 10 | 10 | 10 | 10 | 10 | 10 | 10 | 10 | ; | Grocery Stock | ILit | all | all | No | 0.1 | 0.1 | Always On | 100 | 100 | 100 | 100 | 100 | 100 | 100 | 100 | 100 | 100 |  | Grocery Stock ILit all Closed | 2 | 10 | 10 | 10 | 10
6031 | 1 | -99 | 6 | -99 | 3492 | -1 | 30 | 70 | 35 | 50 | 50 | 100 | 50 | 100 | ; | Grocery Stock | ILit | all | Sat | - | 1 | 1 | DEER GRO Stk Yr Lt WeH | 50 | 100 | 30 | 70 | 35 | 50 | 50 | 100 | 50 | 100 |  | Grocery Stock ILit Sat | 3492 | 30 | 70 | 35 | 50
6031 | 1 | -99 | 7 | -99 | 3492 | -1 | 30 | 70 | 35 | 50 | 50 | 100 | 50 | 100 | ; | Grocery Stock | ILit | all | Sun | - | 1 | 1 | DEER GRO Stk Yr Lt WeH | 50 | 100 | 30 | 70 | 35 | 50 | 50 | 100 | 50 | 100 |  | Grocery Stock ILit Sun | 3492 | 30 | 70 | 35 | 50
6031 | 1 | -99 | 8 | -99 | 3492 | -1 | 30 | 70 | 35 | 50 | 50 | 100 | 50 | 100 | ; | Grocery Stock | ILit | all | Hol | - | 1 | 1 | DEER GRO Stk Yr Lt WeH | 50 | 100 | 30 | 70 | 35 | 50 | 50 | 100 | 50 | 100 |  | Grocery Stock ILit Hol | 3492 | 30 | 70 | 35 | 50
6031 | 1 | -99 | 11 | -99 | 2 | -1 | 10 | 10 | 10 | 10 | 10 | 10 | 10 | 10 | ; | Grocery Stock | ILit | all | Cls | - | 0.1 | 0.1 | Always On | 100 | 100 | 100 | 100 | 100 | 100 | 100 | 100 | 100 | 100 |  | Grocery Stock ILit Cls | 2 | 10 | 10 | 10 | 10
6031 | 1 | -99 | -99 | -99 | 3491 | -1 | 30 | 70 | 35 | 50 | 50 | 100 | 50 | 100 | ; | Grocery Stock | ILit | all | all | - | 1 | 1 | DEER GRO Stk Yr Lt Wd | 50 | 100 | 30 | 70 | 35 | 50 | 50 | 100 | 50 | 100 |  | Grocery Stock ILit all | 3491 | 30 | 70 | 35 | 50
6031 | 6 | -99 | -99 | 0 | 2 | -1 | 50 | 50 | 50 | 50 | 50 | 50 | 50 | 50 | ; | Grocery Stock | Misc | all | all | No | 0.5 | 0.5 | Always On | 100 | 100 |  |  |  |  | - n/a - | - n/a - | 100 | 100 |  | Grocery Stock Misc all Closed | 2 | 50 | 50 | 50 | 50
6031 | 6 | -99 | 6 | -99 | 3494 | -1 | 50 | 75 | 50 | 75 | 50 | 75 | 50 | 75 | ; | Grocery Stock | Misc | all | Sat | - | 1 | 1 | DEER GRO Stk Yr Eq WeH | 50 | 75 |  |  |  |  | - n/a - | - n/a - | 50 | 75 |  | Grocery Stock Misc Sat | 3494 | 50 | 75 | 50 | 75
6031 | 6 | -99 | 7 | -99 | 3494 | -1 | 50 | 75 | 50 | 75 | 50 | 75 | 50 | 75 | ; | Grocery Stock | Misc | all | Sun | - | 1 | 1 | DEER GRO Stk Yr Eq WeH | 50 | 75 |  |  |  |  | - n/a - | - n/a - | 50 | 75 |  | Grocery Stock Misc Sun | 3494 | 50 | 75 | 50 | 75
6031 | 6 | -99 | 8 | -99 | 3494 | -1 | 50 | 75 | 50 | 75 | 50 | 75 | 50 | 75 | ; | Grocery Stock | Misc | all | Hol | - | 1 | 1 | DEER GRO Stk Yr Eq WeH | 50 | 75 |  |  |  |  | - n/a - | - n/a - | 50 | 75 |  | Grocery Stock Misc Hol | 3494 | 50 | 75 | 50 | 75
6031 | 6 | -99 | 11 | -99 | 2 | -1 | 50 | 50 | 50 | 50 | 50 | 50 | 50 | 50 | ; | Grocery Stock | Misc | all | Cls | - | 0.5 | 0.5 | Always On | 100 | 100 |  |  |  |  | - n/a - | - n/a - | 100 | 100 |  | Grocery Stock Misc Cls | 2 | 50 | 50 | 50 | 50
6031 | 6 | -99 | -99 | -99 | 3493 | -1 | 50 | 75 | 50 | 75 | 50 | 75 | 50 | 75 | ; | Grocery Stock | Misc | all | all | - | 1 | 1 | DEER GRO Stk Yr Eq Wd | 50 | 75 |  |  |  |  | - n/a - | - n/a - | 50 | 75 |  | Grocery Stock Misc all | 3493 | 50 | 75 | 50 | 75
6031 | 99 | -99 | -99 | 0 | 3495 | -1 | 2 | 2 | 2 | 2 | 2 | 2 | 2 | 2 | ; | Grocery Stock | Infil | all | all | No | 1 | 0.028571 | DEER GRO Stk Yr Inf All | 2 | 70 |  |  |  |  | - n/a - | - n/a - | 2 | 70 |  | Grocery Stock Infil all Closed | 3495 | 2 | 2 | 2 | 2
6031 | 99 | -99 | 11 | -99 | 3495 | -1 | 2 | 2 | 2 | 2 | 2 | 2 | 2 | 2 | ; | Grocery Stock | Infil | all | Cls | - | 1 | 0.028571 | DEER GRO Stk Yr Inf All | 2 | 70 |  |  |  |  | - n/a - | - n/a - | 2 | 70 |  | Grocery Stock Infil Cls | 3495 | 2 | 2 | 2 | 2
6031 | 99 | -99 | -99 | -99 | 3495 | -1 | 2 | 70 | 2 | 70 | 2 | 70 | 2 | 70 | ; | Grocery Stock | Infil | all | all | - | 1 | 1 | DEER GRO Stk Yr Inf All | 2 | 70 |  |  |  |  | - n/a - | - n/a - | 2 | 70 |  | Grocery Stock Infil all | 3495 | 2 | 70 | 2 | 70
6041 | 8 | -99 | -99 | 0 | 1 | -1 | 0 | 0 | 0 | 0 | 0 | 0 | 0 | 0 | ; | Grocery Refrig | Occup | all | all | No | 1 | 1 | Always Off | 0 | 0 |  |  |  |  | - n/a - | - n/a - | 0 | 0 |  | Grocery Refrig Occup all Closed | 1 | 0 | 0 | 0 | 0
6041 | 8 | -99 | 6 | -99 | 3504 | -1 | 25 | 25 | 25 | 25 | 25 | 25 | 25 | 25 | ; | Grocery Refrig | Occup | all | Sat | - | 1 | 1 | DEER GRO Rfg Yr Oc WeH | 25 | 25 |  |  |  |  | - n/a - | - n/a - | 25 | 25 |  | Grocery Refrig Occup Sat | 3504 | 25 | 25 | 25 | 25
6041 | 8 | -99 | 7 | -99 | 3504 | -1 | 25 | 25 | 25 | 25 | 25 | 25 | 25 | 25 | ; | Grocery Refrig | Occup | all | Sun | - | 1 | 1 | DEER GRO Rfg Yr Oc WeH | 25 | 25 |  |  |  |  | - n/a - | - n/a - | 25 | 25 |  | Grocery Refrig Occup Sun | 3504 | 25 | 25 | 25 | 25
6041 | 8 | -99 | 8 | -99 | 3504 | -1 | 25 | 25 | 25 | 25 | 25 | 25 | 25 | 25 | ; | Grocery Refrig | Occup | all | Hol | - | 1 | 1 | DEER GRO Rfg Yr Oc WeH | 25 | 25 |  |  |  |  | - n/a - | - n/a - | 25 | 25 |  | Grocery Refrig Occup Hol | 3504 | 25 | 25 | 25 | 25
6041 | 8 | -99 | 11 | -99 | 1 | -1 | 0 | 0 | 0 | 0 | 0 | 0 | 0 | 0 | ; | Grocery Refrig | Occup | all | Cls | - | 1 | 1 | Always Off | 0 | 0 |  |  |  |  | - n/a - | - n/a - | 0 | 0 |  | Grocery Refrig Occup Cls | 1 | 0 | 0 | 0 | 0
6041 | 8 | -99 | -99 | -99 | 3503 | -1 | 25 | 25 | 25 | 25 | 25 | 25 | 25 | 25 | ; | Grocery Refrig | Occup | all | all | - | 1 | 1 | DEER GRO Rfg Yr Oc Wd | 25 | 25 |  |  |  |  | - n/a - | - n/a - | 25 | 25 |  | Grocery Refrig Occup all | 3503 | 25 | 25 | 25 | 25
6041 | 1 | -99 | -99 | 0 | 2 | -1 | 10 | 10 | 10 | 10 | 10 | 10 | 10 | 10 | ; | Grocery Refrig | ILit | all | all | No | 0.1 | 0.1 | Always On | 100 | 100 | 100 | 100 | 100 | 100 | 100 | 100 | 100 | 100 |  | Grocery Refrig ILit all Closed | 2 | 10 | 10 | 10 | 10
6041 | 1 | -99 | 6 | -99 | 3506 | -1 | 50 | 50 | 40 | 40 | 50 | 50 | 50 | 50 | ; | Grocery Refrig | ILit | all | Sat | - | 1 | 1 | DEER GRO Rfg Yr Lt WeH | 50 | 50 | 50 | 50 | 40 | 40 | 50 | 50 | 50 | 50 |  | Grocery Refrig ILit Sat | 3506 | 50 | 50 | 40 | 40
6041 | 1 | -99 | 7 | -99 | 3506 | -1 | 50 | 50 | 40 | 40 | 50 | 50 | 50 | 50 | ; | Grocery Refrig | ILit | all | Sun | - | 1 | 1 | DEER GRO Rfg Yr Lt WeH | 50 | 50 | 50 | 50 | 40 | 40 | 50 | 50 | 50 | 50 |  | Grocery Refrig ILit Sun | 3506 | 50 | 50 | 40 | 40
6041 | 1 | -99 | 8 | -99 | 3506 | -1 | 50 | 50 | 40 | 40 | 50 | 50 | 50 | 50 | ; | Grocery Refrig | ILit | all | Hol | - | 1 | 1 | DEER GRO Rfg Yr Lt WeH | 50 | 50 | 50 | 50 | 40 | 40 | 50 | 50 | 50 | 50 |  | Grocery Refrig ILit Hol | 3506 | 50 | 50 | 40 | 40
6041 | 1 | -99 | 11 | -99 | 2 | -1 | 10 | 10 | 10 | 10 | 10 | 10 | 10 | 10 | ; | Grocery Refrig | ILit | all | Cls | - | 0.1 | 0.1 | Always On | 100 | 100 | 100 | 100 | 100 | 100 | 100 | 100 | 100 | 100 |  | Grocery Refrig ILit Cls | 2 | 10 | 10 | 10 | 10
6041 | 1 | -99 | -99 | -99 | 3505 | -1 | 50 | 50 | 40 | 40 | 50 | 50 | 50 | 50 | ; | Grocery Refrig | ILit | all | all | - | 1 | 1 | DEER GRO Rfg Yr Lt Wd | 50 | 50 | 50 | 50 | 40 | 40 | 50 | 50 | 50 | 50 |  | Grocery Refrig ILit all | 3505 | 50 | 50 | 40 | 40
6041 | 11 | -99 | -99 | 0 | 2 | -1 | 25 | 25 | 25 | 25 | 25 | 25 | 25 | 25 | ; | Grocery Refrig | Proc | all | all | No | 0.25 | 0.25 | Always On | 100 | 100 |  |  |  |  | - n/a - | - n/a - | 100 | 100 |  | Grocery Refrig Proc all Closed | 2 | 25 | 25 | 25 | 25
6041 | 11 | -99 | 6 | -99 | 3508 | -1 | 25 | 100 | 25 | 100 | 25 | 100 | 25 | 100 | ; | Grocery Refrig | Proc | all | Sat | - | 1 | 1 | DEER GRO Rfg Yr Prc WeH | 25 | 100 |  |  |  |  | - n/a - | - n/a - | 25 | 100 |  | Grocery Refrig Proc Sat | 3508 | 25 | 100 | 25 | 100
6041 | 11 | -99 | 7 | -99 | 3508 | -1 | 25 | 100 | 25 | 100 | 25 | 100 | 25 | 100 | ; | Grocery Refrig | Proc | all | Sun | - | 1 | 1 | DEER GRO Rfg Yr Prc WeH | 25 | 100 |  |  |  |  | - n/a - | - n/a - | 25 | 100 |  | Grocery Refrig Proc Sun | 3508 | 25 | 100 | 25 | 100
6041 | 11 | -99 | 8 | -99 | 3508 | -1 | 25 | 100 | 25 | 100 | 25 | 100 | 25 | 100 | ; | Grocery Refrig | Proc | all | Hol | - | 1 | 1 | DEER GRO Rfg Yr Prc WeH | 25 | 100 |  |  |  |  | - n/a - | - n/a - | 25 | 100 |  | Grocery Refrig Proc Hol | 3508 | 25 | 100 | 25 | 100
6041 | 11 | -99 | 11 | -99 | 2 | -1 | 25 | 25 | 25 | 25 | 25 | 25 | 25 | 25 | ; | Grocery Refrig | Proc | all | Cls | - | 0.25 | 0.25 | Always On | 100 | 100 |  |  |  |  | - n/a - | - n/a - | 100 | 100 |  | Grocery Refrig Proc Cls | 2 | 25 | 25 | 25 | 25
6041 | 11 | -99 | -99 | -99 | 3507 | -1 | 25 | 100 | 25 | 100 | 25 | 100 | 25 | 100 | ; | Grocery Refrig | Proc | all | all | - | 1 | 1 | DEER GRO Rfg Yr Prc Wd | 25 | 100 |  |  |  |  | - n/a - | - n/a - | 25 | 100 |  | Grocery Refrig Proc all | 3507 | 25 | 100 | 25 | 100
6041 | 99 | -99 | -99 | 0 | 3509 | -1 | 0 | 0 | 0 | 0 | 0 | 0 | 0 | 0 | ; | Grocery Refrig | Infil | all | all | No | 1 | 0 | DEER GRO Rfg Yr Inf All | 0 | 0 |  |  |  |  | - n/a - | - n/a - | 0 | 0 |  | Grocery Refrig Infil all Closed | 3509 | 0 | 0 | 0 | 0
6041 | 99 | -99 | 11 | -99 | 3509 | -1 | 0 | 0 | 0 | 0 | 0 | 0 | 0 | 0 | ; | Grocery Refrig | Infil | all | Cls | - | 1 | 0 | DEER GRO Rfg Yr Inf All | 0 | 0 |  |  |  |  | - n/a - | - n/a - | 0 | 0 |  | Grocery Refrig Infil Cls | 3509 | 0 | 0 | 0 | 0
6041 | 99 | -99 | -99 | -99 | 3509 | -1 | 0 | 0 | 0 | 0 | 0 | 0 | 0 | 0 | ; | Grocery Refrig | Infil | all | all | - | 1 | 1 | DEER GRO Rfg Yr Inf All | 0 | 0 |  |  |  |  | - n/a - | - n/a - | 0 | 0 |  | Grocery Refrig Infil all | 3509 | 0 | 0 | 0 | 0
6051 | 8 | -99 | -99 | 0 | 1 | -1 | 0 | 0 | 0 | 0 | 0 | 0 | 0 | 0 | ; | Grocery Prep | Occup | all | all | No | 1 | 1 | Always Off | 0 | 0 |  |  |  |  | - n/a - | - n/a - | 0 | 0 |  | Grocery Prep Occup all Closed | 1 | 0 | 0 | 0 | 0
6051 | 8 | -99 | 6 | -99 | 3511 | -1 | 50 | 50 | 50 | 50 | 50 | 50 | 50 | 50 | ; | Grocery Prep | Occup | all | Sat | - | 1 | 1 | DEER GRO Prp Yr Oc WeH | 50 | 50 |  |  |  |  | - n/a - | - n/a - | 50 | 50 |  | Grocery Prep Occup Sat | 3511 | 50 | 50 | 50 | 50
6051 | 8 | -99 | 7 | -99 | 3511 | -1 | 50 | 50 | 50 | 50 | 50 | 50 | 50 | 50 | ; | Grocery Prep | Occup | all | Sun | - | 1 | 1 | DEER GRO Prp Yr Oc WeH | 50 | 50 |  |  |  |  | - n/a - | - n/a - | 50 | 50 |  | Grocery Prep Occup Sun | 3511 | 50 | 50 | 50 | 50
6051 | 8 | -99 | 8 | -99 | 3511 | -1 | 50 | 50 | 50 | 50 | 50 | 50 | 50 | 50 | ; | Grocery Prep | Occup | all | Hol | - | 1 | 1 | DEER GRO Prp Yr Oc WeH | 50 | 50 |  |  |  |  | - n/a - | - n/a - | 50 | 50 |  | Grocery Prep Occup Hol | 3511 | 50 | 50 | 50 | 50
6051 | 8 | -99 | 11 | -99 | 1 | -1 | 0 | 0 | 0 | 0 | 0 | 0 | 0 | 0 | ; | Grocery Prep | Occup | all | Cls | - | 1 | 1 | Always Off | 0 | 0 |  |  |  |  | - n/a - | - n/a - | 0 | 0 |  | Grocery Prep Occup Cls | 1 | 0 | 0 | 0 | 0
6051 | 8 | -99 | -99 | -99 | 3510 | -1 | 50 | 50 | 50 | 50 | 50 | 50 | 50 | 50 | ; | Grocery Prep | Occup | all | all | - | 1 | 1 | DEER GRO Prp Yr Oc Wd | 50 | 50 |  |  |  |  | - n/a - | - n/a - | 50 | 50 |  | Grocery Prep Occup all | 3510 | 50 | 50 | 50 | 50
6051 | 1 | -99 | -99 | 0 | 2 | -1 | 10 | 10 | 10 | 10 | 10 | 10 | 10 | 10 | ; | Grocery Prep | ILit | all | all | No | 0.1 | 0.1 | Always On | 100 | 100 | 100 | 100 | 100 | 100 | 100 | 100 | 100 | 100 |  | Grocery Prep ILit all Closed | 2 | 10 | 10 | 10 | 10
6051 | 1 | -99 | 6 | -99 | 3513 | -1 | 50 | 50 | 40 | 40 | 50 | 50 | 50 | 50 | ; | Grocery Prep | ILit | all | Sat | - | 1 | 1 | DEER GRO Prp Yr Lt WeH | 50 | 50 | 50 | 50 | 40 | 40 | 50 | 50 | 50 | 50 |  | Grocery Prep ILit Sat | 3513 | 50 | 50 | 40 | 40
6051 | 1 | -99 | 7 | -99 | 3513 | -1 | 50 | 50 | 40 | 40 | 50 | 50 | 50 | 50 | ; | Grocery Prep | ILit | all | Sun | - | 1 | 1 | DEER GRO Prp Yr Lt WeH | 50 | 50 | 50 | 50 | 40 | 40 | 50 | 50 | 50 | 50 |  | Grocery Prep ILit Sun | 3513 | 50 | 50 | 40 | 40
6051 | 1 | -99 | 8 | -99 | 3513 | -1 | 50 | 50 | 40 | 40 | 50 | 50 | 50 | 50 | ; | Grocery Prep | ILit | all | Hol | - | 1 | 1 | DEER GRO Prp Yr Lt WeH | 50 | 50 | 50 | 50 | 40 | 40 | 50 | 50 | 50 | 50 |  | Grocery Prep ILit Hol | 3513 | 50 | 50 | 40 | 40
6051 | 1 | -99 | 11 | -99 | 2 | -1 | 10 | 10 | 10 | 10 | 10 | 10 | 10 | 10 | ; | Grocery Prep | ILit | all | Cls | - | 0.1 | 0.1 | Always On | 100 | 100 | 100 | 100 | 100 | 100 | 100 | 100 | 100 | 100 |  | Grocery Prep ILit Cls | 2 | 10 | 10 | 10 | 10
6051 | 1 | -99 | -99 | -99 | 3512 | -1 | 50 | 50 | 40 | 40 | 50 | 50 | 50 | 50 | ; | Grocery Prep | ILit | all | all | - | 1 | 1 | DEER GRO Prp Yr Lt Wd | 50 | 50 | 50 | 50 | 40 | 40 | 50 | 50 | 50 | 50 |  | Grocery Prep ILit all | 3512 | 50 | 50 | 40 | 40
6051 | 11 | -99 | -99 | 0 | 2 | -1 | 25 | 25 | 25 | 25 | 25 | 25 | 25 | 25 | ; | Grocery Prep | Proc | all | all | No | 0.25 | 0.25 | Always On | 100 | 100 |  |  |  |  | - n/a - | - n/a - | 100 | 100 |  | Grocery Prep Proc all Closed | 2 | 25 | 25 | 25 | 25
6051 | 11 | -99 | 6 | -99 | 3515 | -1 | 25 | 100 | 25 | 100 | 25 | 100 | 25 | 100 | ; | Grocery Prep | Proc | all | Sat | - | 1 | 1 | DEER GRO Prp Yr Prc WeH | 25 | 100 |  |  |  |  | - n/a - | - n/a - | 25 | 100 |  | Grocery Prep Proc Sat | 3515 | 25 | 100 | 25 | 100
6051 | 11 | -99 | 7 | -99 | 3515 | -1 | 25 | 100 | 25 | 100 | 25 | 100 | 25 | 100 | ; | Grocery Prep | Proc | all | Sun | - | 1 | 1 | DEER GRO Prp Yr Prc WeH | 25 | 100 |  |  |  |  | - n/a - | - n/a - | 25 | 100 |  | Grocery Prep Proc Sun | 3515 | 25 | 100 | 25 | 100
6051 | 11 | -99 | 8 | -99 | 3515 | -1 | 25 | 100 | 25 | 100 | 25 | 100 | 25 | 100 | ; | Grocery Prep | Proc | all | Hol | - | 1 | 1 | DEER GRO Prp Yr Prc WeH | 25 | 100 |  |  |  |  | - n/a - | - n/a - | 25 | 100 |  | Grocery Prep Proc Hol | 3515 | 25 | 100 | 25 | 100
6051 | 11 | -99 | 11 | -99 | 2 | -1 | 25 | 25 | 25 | 25 | 25 | 25 | 25 | 25 | ; | Grocery Prep | Proc | all | Cls | - | 0.25 | 0.25 | Always On | 100 | 100 |  |  |  |  | - n/a - | - n/a - | 100 | 100 |  | Grocery Prep Proc Cls | 2 | 25 | 25 | 25 | 25
6051 | 11 | -99 | -99 | -99 | 3514 | -1 | 25 | 100 | 25 | 100 | 25 | 100 | 25 | 100 | ; | Grocery Prep | Proc | all | all | - | 1 | 1 | DEER GRO Prp Yr Prc Wd | 25 | 100 |  |  |  |  | - n/a - | - n/a - | 25 | 100 |  | Grocery Prep Proc all | 3514 | 25 | 100 | 25 | 100
6051 | 99 | -99 | -99 | 0 | 3516 | -1 | 0 | 0 | 0 | 0 | 0 | 0 | 0 | 0 | ; | Grocery Prep | Infil | all | all | No | 1 | 0 | DEER GRO Prp Yr Inf All | 0 | 0 |  |  |  |  | - n/a - | - n/a - | 0 | 0 |  | Grocery Prep Infil all Closed | 3516 | 0 | 0 | 0 | 0
6051 | 99 | -99 | 11 | -99 | 3516 | -1 | 0 | 0 | 0 | 0 | 0 | 0 | 0 | 0 | ; | Grocery Prep | Infil | all | Cls | - | 1 | 0 | DEER GRO Prp Yr Inf All | 0 | 0 |  |  |  |  | - n/a - | - n/a - | 0 | 0 |  | Grocery Prep Infil Cls | 3516 | 0 | 0 | 0 | 0
6051 | 99 | -99 | -99 | -99 | 3516 | -1 | 0 | 0 | 0 | 0 | 0 | 0 | 0 | 0 | ; | Grocery Prep | Infil | all | all | - | 1 | 1 | DEER GRO Prp Yr Inf All | 0 | 0 |  |  |  |  | - n/a - | - n/a - | 0 | 0 |  | Grocery Prep Infil all | 3516 | 0 | 0 | 0 | 0
[36 empty] | 0 | 0 | 0 | 0 | 0 | bar: ; Independents ; 1 to Dependents 4
22021 | 8 | -99 | -99 | 0 | 1 | -1 | 0 | 0 | 0 | 0 | 0 | 0 | 0 | 0 | ; | Refg Whs Admin | Occup | all | all | No | 1 | 1 | Always Off | 0 | 0 |  |  |  |  | - n/a - | - n/a - | 0 | 0 |  | Refg Whs Admin Occup all Closed | 1 | 0 | 0 | 0 | 0
22021 | 8 | -99 | 6 | -99 | 3520 | -1 | 10 | 90 | 10 | 90 | 10 | 90 | 10 | 90 | ; | Refg Whs Admin | Occup | all | Sat | - | 1 | 1 | DEER RFW Adm Yr Oc WeH | 10 | 90 |  |  |  |  | - n/a - | - n/a - | 10 | 90 |  | Refg Whs Admin Occup Sat | 3520 | 10 | 90 | 10 | 90
22021 | 8 | -99 | 7 | -99 | 3520 | -1 | 10 | 90 | 10 | 90 | 10 | 90 | 10 | 90 | ; | Refg Whs Admin | Occup | all | Sun | - | 1 | 1 | DEER RFW Adm Yr Oc WeH | 10 | 90 |  |  |  |  | - n/a - | - n/a - | 10 | 90 |  | Refg Whs Admin Occup Sun | 3520 | 10 | 90 | 10 | 90
22021 | 8 | -99 | 8 | -99 | 3520 | -1 | 10 | 90 | 10 | 90 | 10 | 90 | 10 | 90 | ; | Refg Whs Admin | Occup | all | Hol | - | 1 | 1 | DEER RFW Adm Yr Oc WeH | 10 | 90 |  |  |  |  | - n/a - | - n/a - | 10 | 90 |  | Refg Whs Admin Occup Hol | 3520 | 10 | 90 | 10 | 90
22021 | 8 | -99 | 11 | -99 | 1 | -1 | 0 | 0 | 0 | 0 | 0 | 0 | 0 | 0 | ; | Refg Whs Admin | Occup | all | Cls | - | 1 | 1 | Always Off | 0 | 0 |  |  |  |  | - n/a - | - n/a - | 0 | 0 |  | Refg Whs Admin Occup Cls | 1 | 0 | 0 | 0 | 0
22021 | 8 | -99 | -99 | -99 | 3519 | -1 | 10 | 90 | 10 | 90 | 10 | 90 | 10 | 90 | ; | Refg Whs Admin | Occup | all | all | - | 1 | 1 | DEER RFW Adm Yr Oc Wd | 10 | 90 |  |  |  |  | - n/a - | - n/a - | 10 | 90 |  | Refg Whs Admin Occup all | 3519 | 10 | 90 | 10 | 90
22021 | 1 | -99 | -99 | 0 | 2 | -1 | 10 | 10 | 10 | 10 | 10 | 10 | 10 | 10 | ; | Refg Whs Admin | ILit | all | all | No | 0.1 | 0.1 | Always On | 100 | 100 | 100 | 100 | 100 | 100 | 100 | 100 | 100 | 100 |  | Refg Whs Admin ILit all Closed | 2 | 10 | 10 | 10 | 10
22021 | 1 | -99 | 6 | -99 | 3522 | -1 | 15 | 70 | 15 | 50 | 50 | 100 | 50 | 100 | ; | Refg Whs Admin | ILit | all | Sat | - | 1 | 1 | DEER RFW Adm Yr Lt WeH | 50 | 100 | 15 | 70 | 15 | 50 | 50 | 100 | 50 | 100 |  | Refg Whs Admin ILit Sat | 3522 | 15 | 70 | 15 | 50
22021 | 1 | -99 | 7 | -99 | 3522 | -1 | 15 | 70 | 15 | 50 | 50 | 100 | 50 | 100 | ; | Refg Whs Admin | ILit | all | Sun | - | 1 | 1 | DEER RFW Adm Yr Lt WeH | 50 | 100 | 15 | 70 | 15 | 50 | 50 | 100 | 50 | 100 |  | Refg Whs Admin ILit Sun | 3522 | 15 | 70 | 15 | 50
22021 | 1 | -99 | 8 | -99 | 3522 | -1 | 15 | 70 | 15 | 50 | 50 | 100 | 50 | 100 | ; | Refg Whs Admin | ILit | all | Hol | - | 1 | 1 | DEER RFW Adm Yr Lt WeH | 50 | 100 | 15 | 70 | 15 | 50 | 50 | 100 | 50 | 100 |  | Refg Whs Admin ILit Hol | 3522 | 15 | 70 | 15 | 50
22021 | 1 | -99 | 11 | -99 | 2 | -1 | 10 | 10 | 10 | 10 | 10 | 10 | 10 | 10 | ; | Refg Whs Admin | ILit | all | Cls | - | 0.1 | 0.1 | Always On | 100 | 100 | 100 | 100 | 100 | 100 | 100 | 100 | 100 | 100 |  | Refg Whs Admin ILit Cls | 2 | 10 | 10 | 10 | 10
22021 | 1 | -99 | -99 | -99 | 3521 | -1 | 15 | 70 | 15 | 50 | 50 | 100 | 50 | 100 | ; | Refg Whs Admin | ILit | all | all | - | 1 | 1 | DEER RFW Adm Yr Lt Wd | 50 | 100 | 15 | 70 | 15 | 50 | 50 | 100 | 50 | 100 |  | Refg Whs Admin ILit all | 3521 | 15 | 70 | 15 | 50
22021 | 6 | -99 | -99 | 0 | 2 | -1 | 50 | 50 | 50 | 50 | 50 | 50 | 50 | 50 | ; | Refg Whs Admin | Misc | all | all | No | 0.5 | 0.5 | Always On | 100 | 100 |  |  |  |  | - n/a - | - n/a - | 100 | 100 |  | Refg Whs Admin Misc all Closed | 2 | 50 | 50 | 50 | 50
22021 | 6 | -99 | 6 | -99 | 3524 | -1 | 50 | 100 | 50 | 100 | 50 | 100 | 50 | 100 | ; | Refg Whs Admin | Misc | all | Sat | - | 1 | 1 | DEER RFW Adm Yr Eq WeH | 50 | 100 |  |  |  |  | - n/a - | - n/a - | 50 | 100 |  | Refg Whs Admin Misc Sat | 3524 | 50 | 100 | 50 | 100
22021 | 6 | -99 | 7 | -99 | 3524 | -1 | 50 | 100 | 50 | 100 | 50 | 100 | 50 | 100 | ; | Refg Whs Admin | Misc | all | Sun | - | 1 | 1 | DEER RFW Adm Yr Eq WeH | 50 | 100 |  |  |  |  | - n/a - | - n/a - | 50 | 100 |  | Refg Whs Admin Misc Sun | 3524 | 50 | 100 | 50 | 100
22021 | 6 | -99 | 8 | -99 | 3524 | -1 | 50 | 100 | 50 | 100 | 50 | 100 | 50 | 100 | ; | Refg Whs Admin | Misc | all | Hol | - | 1 | 1 | DEER RFW Adm Yr Eq WeH | 50 | 100 |  |  |  |  | - n/a - | - n/a - | 50 | 100 |  | Refg Whs Admin Misc Hol | 3524 | 50 | 100 | 50 | 100
22021 | 6 | -99 | 11 | -99 | 2 | -1 | 50 | 50 | 50 | 50 | 50 | 50 | 50 | 50 | ; | Refg Whs Admin | Misc | all | Cls | - | 0.5 | 0.5 | Always On | 100 | 100 |  |  |  |  | - n/a - | - n/a - | 100 | 100 |  | Refg Whs Admin Misc Cls | 2 | 50 | 50 | 50 | 50
22021 | 6 | -99 | -99 | -99 | 3523 | -1 | 50 | 100 | 50 | 100 | 50 | 100 | 50 | 100 | ; | Refg Whs Admin | Misc | all | all | - | 1 | 1 | DEER RFW Adm Yr Eq Wd | 50 | 100 |  |  |  |  | - n/a - | - n/a - | 50 | 100 |  | Refg Whs Admin Misc all | 3523 | 50 | 100 | 50 | 100
22021 | 99 | -99 | -99 | 0 | 3525 | -1 | 60.7143 | 60.7143 | 60.7143 | 60.7143 | 60.7143 | 60.7143 | 60.7143 | 60.7143 | ; | Refg Whs Admin | Infil | all | all | No | 1 | 0.2 | DEER RFW Adm Yr Inf All | 60.7143 | 303.5714 |  |  |  |  | - n/a - | - n/a - | 60.7143 | 303.5714 |  | Refg Whs Admin Infil all Closed | 3525 | 60.7143 | 60.7143 | 60.7143 | 60.7143
22021 | 99 | -99 | 11 | -99 | 3525 | -1 | 60.7143 | 60.7143 | 60.7143 | 60.7143 | 60.7143 | 60.7143 | 60.7143 | 60.7143 | ; | Refg Whs Admin | Infil | all | Cls | - | 1 | 0.2 | DEER RFW Adm Yr Inf All | 60.7143 | 303.5714 |  |  |  |  | - n/a - | - n/a - | 60.7143 | 303.5714 |  | Refg Whs Admin Infil Cls | 3525 | 60.7143 | 60.7143 | 60.7143 | 60.7143
22021 | 99 | -99 | -99 | -99 | 3525 | -1 | 60.7143 | 100 | 60.7143 | 100 | 60.7143 | 100 | 60.7143 | 100 | ; | Refg Whs Admin | Infil | all | all | - | 1 | 1 | DEER RFW Adm Yr Inf All | 60.7143 | 303.5714 |  |  |  |  | - n/a - | - n/a - | 60.7143 | 303.5714 |  | Refg Whs Admin Infil all | 3525 | 60.7143 | 100 | 60.7143 | 100
22011 | 8 | -99 | -99 | 0 | 1 | -1 | 0 | 0 | 0 | 0 | 0 | 0 | 0 | 0 | ; | Refg Whs Stock | Occup | all | all | No | 1 | 1 | Always Off | 0 | 0 |  |  |  |  | - n/a - | - n/a - | 0 | 0 |  | Refg Whs Stock Occup all Closed | 1 | 0 | 0 | 0 | 0
22011 | 8 | -99 | 6 | -99 | 3527 | -1 | 40 | 90 | 40 | 90 | 40 | 90 | 40 | 90 | ; | Refg Whs Stock | Occup | all | Sat | - | 1 | 1 | DEER RFW Stk Yr Oc WeH | 40 | 90 |  |  |  |  | - n/a - | - n/a - | 40 | 90 |  | Refg Whs Stock Occup Sat | 3527 | 40 | 90 | 40 | 90
22011 | 8 | -99 | 7 | -99 | 3527 | -1 | 40 | 90 | 40 | 90 | 40 | 90 | 40 | 90 | ; | Refg Whs Stock | Occup | all | Sun | - | 1 | 1 | DEER RFW Stk Yr Oc WeH | 40 | 90 |  |  |  |  | - n/a - | - n/a - | 40 | 90 |  | Refg Whs Stock Occup Sun | 3527 | 40 | 90 | 40 | 90
22011 | 8 | -99 | 8 | -99 | 3527 | -1 | 40 | 90 | 40 | 90 | 40 | 90 | 40 | 90 | ; | Refg Whs Stock | Occup | all | Hol | - | 1 | 1 | DEER RFW Stk Yr Oc WeH | 40 | 90 |  |  |  |  | - n/a - | - n/a - | 40 | 90 |  | Refg Whs Stock Occup Hol | 3527 | 40 | 90 | 40 | 90
22011 | 8 | -99 | 11 | -99 | 1 | -1 | 0 | 0 | 0 | 0 | 0 | 0 | 0 | 0 | ; | Refg Whs Stock | Occup | all | Cls | - | 1 | 1 | Always Off | 0 | 0 |  |  |  |  | - n/a - | - n/a - | 0 | 0 |  | Refg Whs Stock Occup Cls | 1 | 0 | 0 | 0 | 0
22011 | 8 | -99 | -99 | -99 | 3526 | -1 | 40 | 90 | 40 | 90 | 40 | 90 | 40 | 90 | ; | Refg Whs Stock | Occup | all | all | - | 1 | 1 | DEER RFW Stk Yr Oc Wd | 40 | 90 |  |  |  |  | - n/a - | - n/a - | 40 | 90 |  | Refg Whs Stock Occup all | 3526 | 40 | 90 | 40 | 90
22011 | 1 | -99 | -99 | 0 | 2 | -1 | 10 | 10 | 10 | 10 | 10 | 10 | 10 | 10 | ; | Refg Whs Stock | ILit | all | all | No | 0.1 | 0.1 | Always On | 100 | 100 | 100 | 100 | 100 | 100 | 100 | 100 | 100 | 100 |  | Refg Whs Stock ILit all Closed | 2 | 10 | 10 | 10 | 10
22011 | 1 | -99 | 6 | -99 | 3529 | -1 | 55 | 55 | 55 | 55 | 100 | 100 | 100 | 100 | ; | Refg Whs Stock | ILit | all | Sat | - | 1 | 1 | DEER RFW Stk Yr Lt WeH | 100 | 100 | 55 | 55 | 55 | 55 | 100 | 100 | 100 | 100 |  | Refg Whs Stock ILit Sat | 3529 | 55 | 55 | 55 | 55
22011 | 1 | -99 | 7 | -99 | 3529 | -1 | 55 | 55 | 55 | 55 | 100 | 100 | 100 | 100 | ; | Refg Whs Stock | ILit | all | Sun | - | 1 | 1 | DEER RFW Stk Yr Lt WeH | 100 | 100 | 55 | 55 | 55 | 55 | 100 | 100 | 100 | 100 |  | Refg Whs Stock ILit Sun | 3529 | 55 | 55 | 55 | 55
22011 | 1 | -99 | 8 | -99 | 3529 | -1 | 55 | 55 | 55 | 55 | 100 | 100 | 100 | 100 | ; | Refg Whs Stock | ILit | all | Hol | - | 1 | 1 | DEER RFW Stk Yr Lt WeH | 100 | 100 | 55 | 55 | 55 | 55 | 100 | 100 | 100 | 100 |  | Refg Whs Stock ILit Hol | 3529 | 55 | 55 | 55 | 55
22011 | 1 | -99 | 11 | -99 | 2 | -1 | 10 | 10 | 10 | 10 | 10 | 10 | 10 | 10 | ; | Refg Whs Stock | ILit | all | Cls | - | 0.1 | 0.1 | Always On | 100 | 100 | 100 | 100 | 100 | 100 | 100 | 100 | 100 | 100 |  | Refg Whs Stock ILit Cls | 2 | 10 | 10 | 10 | 10
22011 | 1 | -99 | -99 | -99 | 3528 | -1 | 55 | 55 | 55 | 55 | 100 | 100 | 100 | 100 | ; | Refg Whs Stock | ILit | all | all | - | 1 | 1 | DEER RFW Stk Yr Lt Wd | 100 | 100 | 55 | 55 | 55 | 55 | 100 | 100 | 100 | 100 |  | Refg Whs Stock ILit all | 3528 | 55 | 55 | 55 | 55
22011 | 11 | -99 | -99 | 0 | 2 | -1 | 0 | 0 | 0 | 0 | 0 | 0 | 0 | 0 | ; | Refg Whs Stock | Proc | all | all | No | 0 | 0 | Always On | 100 | 100 |  |  |  |  | - n/a - | - n/a - | 100 | 100 |  | Refg Whs Stock Proc all Closed | 2 | 0 | 0 | 0 | 0
22011 | 11 | -99 | 6 | -99 | 3531 | -1 | 0 | 100 | 0 | 100 | 0 | 100 | 0 | 100 | ; | Refg Whs Stock | Proc | all | Sat | - | 1 | 1 | DEER RFW Stk Yr Prc WeH | 0 | 100 |  |  |  |  | - n/a - | - n/a - | 0 | 100 |  | Refg Whs Stock Proc Sat | 3531 | 0 | 100 | 0 | 100
22011 | 11 | -99 | 7 | -99 | 3531 | -1 | 0 | 100 | 0 | 100 | 0 | 100 | 0 | 100 | ; | Refg Whs Stock | Proc | all | Sun | - | 1 | 1 | DEER RFW Stk Yr Prc WeH | 0 | 100 |  |  |  |  | - n/a - | - n/a - | 0 | 100 |  | Refg Whs Stock Proc Sun | 3531 | 0 | 100 | 0 | 100
22011 | 11 | -99 | 8 | -99 | 3531 | -1 | 0 | 100 | 0 | 100 | 0 | 100 | 0 | 100 | ; | Refg Whs Stock | Proc | all | Hol | - | 1 | 1 | DEER RFW Stk Yr Prc WeH | 0 | 100 |  |  |  |  | - n/a - | - n/a - | 0 | 100 |  | Refg Whs Stock Proc Hol | 3531 | 0 | 100 | 0 | 100
22011 | 11 | -99 | 11 | -99 | 2 | -1 | 0 | 0 | 0 | 0 | 0 | 0 | 0 | 0 | ; | Refg Whs Stock | Proc | all | Cls | - | 0 | 0 | Always On | 100 | 100 |  |  |  |  | - n/a - | - n/a - | 100 | 100 |  | Refg Whs Stock Proc Cls | 2 | 0 | 0 | 0 | 0
22011 | 11 | -99 | -99 | -99 | 3530 | -1 | 0 | 100 | 0 | 100 | 0 | 100 | 0 | 100 | ; | Refg Whs Stock | Proc | all | all | - | 1 | 1 | DEER RFW Stk Yr Prc Wd | 0 | 100 |  |  |  |  | - n/a - | - n/a - | 0 | 100 |  | Refg Whs Stock Proc all | 3530 | 0 | 100 | 0 | 100
22011 | 99 | -99 | -99 | 0 | 3532 | -1 | 100 | 100 | 100 | 100 | 100 | 100 | 100 | 100 | ; | Refg Whs Stock | Infil | all | all | No | 1 | 0.33333 | DEER RFW Stk Yr Inf All | 1047.619 | 3142.8571 |  |  |  |  | - n/a - | - n/a - | 1047.619 | 3142.8571 |  | Refg Whs Stock Infil all Closed | 3532 | 100 | 100 | 100 | 100
22011 | 99 | -99 | 11 | -99 | 3532 | -1 | 100 | 100 | 100 | 100 | 100 | 100 | 100 | 100 | ; | Refg Whs Stock | Infil | all | Cls | - | 1 | 0.33333 | DEER RFW Stk Yr Inf All | 1047.619 | 3142.8571 |  |  |  |  | - n/a - | - n/a - | 1047.619 | 3142.8571 |  | Refg Whs Stock Infil Cls | 3532 | 100 | 100 | 100 | 100
22011 | 99 | -99 | -99 | -99 | 3532 | -1 | 100 | 100 | 100 | 100 | 100 | 100 | 100 | 100 | ; | Refg Whs Stock | Infil | all | all | - | 1 | 1 | DEER RFW Stk Yr Inf All | 1047.619 | 3142.8571 |  |  |  |  | - n/a - | - n/a - | 1047.619 | 3142.8571 |  | Refg Whs Stock Infil all | 3532 | 100 | 100 | 100 | 100
22031 | 8 | -99 | -99 | 0 | 1 | -1 | 0 | 0 | 0 | 0 | 0 | 0 | 0 | 0 | ; | Refg Whs Cold | Occup | all | all | No | 1 | 1 | Always Off | 0 | 0 |  |  |  |  | - n/a - | - n/a - | 0 | 0 |  | Refg Whs Cold Occup all Closed | 1 | 0 | 0 | 0 | 0
22031 | 8 | -99 | 6 | -99 | 3534 | -1 | 40 | 90 | 40 | 90 | 40 | 90 | 40 | 90 | ; | Refg Whs Cold | Occup | all | Sat | - | 1 | 1 | DEER RFW Cld Yr Oc WeH | 40 | 90 |  |  |  |  | - n/a - | - n/a - | 40 | 90 |  | Refg Whs Cold Occup Sat | 3534 | 40 | 90 | 40 | 90
22031 | 8 | -99 | 7 | -99 | 3534 | -1 | 40 | 90 | 40 | 90 | 40 | 90 | 40 | 90 | ; | Refg Whs Cold | Occup | all | Sun | - | 1 | 1 | DEER RFW Cld Yr Oc WeH | 40 | 90 |  |  |  |  | - n/a - | - n/a - | 40 | 90 |  | Refg Whs Cold Occup Sun | 3534 | 40 | 90 | 40 | 90
22031 | 8 | -99 | 8 | -99 | 3534 | -1 | 40 | 90 | 40 | 90 | 40 | 90 | 40 | 90 | ; | Refg Whs Cold | Occup | all | Hol | - | 1 | 1 | DEER RFW Cld Yr Oc WeH | 40 | 90 |  |  |  |  | - n/a - | - n/a - | 40 | 90 |  | Refg Whs Cold Occup Hol | 3534 | 40 | 90 | 40 | 90
22031 | 8 | -99 | 11 | -99 | 1 | -1 | 0 | 0 | 0 | 0 | 0 | 0 | 0 | 0 | ; | Refg Whs Cold | Occup | all | Cls | - | 1 | 1 | Always Off | 0 | 0 |  |  |  |  | - n/a - | - n/a - | 0 | 0 |  | Refg Whs Cold Occup Cls | 1 | 0 | 0 | 0 | 0
22031 | 8 | -99 | -99 | -99 | 3533 | -1 | 40 | 90 | 40 | 90 | 40 | 90 | 40 | 90 | ; | Refg Whs Cold | Occup | all | all | - | 1 | 1 | DEER RFW Cld Yr Oc Wd | 40 | 90 |  |  |  |  | - n/a - | - n/a - | 40 | 90 |  | Refg Whs Cold Occup all | 3533 | 40 | 90 | 40 | 90
22031 | 1 | -99 | -99 | 0 | 2 | -1 | 10 | 10 | 10 | 10 | 10 | 10 | 10 | 10 | ; | Refg Whs Cold | ILit | all | all | No | 0.1 | 0.1 | Always On | 100 | 100 | 100 | 100 | 100 | 100 | 100 | 100 | 100 | 100 |  | Refg Whs Cold ILit all Closed | 2 | 10 | 10 | 10 | 10
22031 | 1 | -99 | 6 | -99 | 3536 | -1 | 55 | 55 | 55 | 55 | 100 | 100 | 100 | 100 | ; | Refg Whs Cold | ILit | all | Sat | - | 1 | 1 | DEER RFW Cld Yr Lt WeH | 100 | 100 | 55 | 55 | 55 | 55 | 100 | 100 | 100 | 100 |  | Refg Whs Cold ILit Sat | 3536 | 55 | 55 | 55 | 55
22031 | 1 | -99 | 7 | -99 | 3536 | -1 | 55 | 55 | 55 | 55 | 100 | 100 | 100 | 100 | ; | Refg Whs Cold | ILit | all | Sun | - | 1 | 1 | DEER RFW Cld Yr Lt WeH | 100 | 100 | 55 | 55 | 55 | 55 | 100 | 100 | 100 | 100 |  | Refg Whs Cold ILit Sun | 3536 | 55 | 55 | 55 | 55
22031 | 1 | -99 | 8 | -99 | 3536 | -1 | 55 | 55 | 55 | 55 | 100 | 100 | 100 | 100 | ; | Refg Whs Cold | ILit | all | Hol | - | 1 | 1 | DEER RFW Cld Yr Lt WeH | 100 | 100 | 55 | 55 | 55 | 55 | 100 | 100 | 100 | 100 |  | Refg Whs Cold ILit Hol | 3536 | 55 | 55 | 55 | 55
22031 | 1 | -99 | 11 | -99 | 2 | -1 | 10 | 10 | 10 | 10 | 10 | 10 | 10 | 10 | ; | Refg Whs Cold | ILit | all | Cls | - | 0.1 | 0.1 | Always On | 100 | 100 | 100 | 100 | 100 | 100 | 100 | 100 | 100 | 100 |  | Refg Whs Cold ILit Cls | 2 | 10 | 10 | 10 | 10
22031 | 1 | -99 | -99 | -99 | 3535 | -1 | 55 | 55 | 55 | 55 | 100 | 100 | 100 | 100 | ; | Refg Whs Cold | ILit | all | all | - | 1 | 1 | DEER RFW Cld Yr Lt Wd | 100 | 100 | 55 | 55 | 55 | 55 | 100 | 100 | 100 | 100 |  | Refg Whs Cold ILit all | 3535 | 55 | 55 | 55 | 55
22031 | 11 | -99 | -99 | 0 | 2 | -1 | 100 | 100 | 100 | 100 | 100 | 100 | 100 | 100 | ; | Refg Whs Cold | Proc | all | all | No | 1 | 1 | Always On | 100 | 100 |  |  |  |  | - n/a - | - n/a - | 100 | 100 |  | Refg Whs Cold Proc all Closed | 2 | 100 | 100 | 100 | 100
22031 | 11 | -99 | 6 | -99 | 3538 | -1 | 100 | 100 | 100 | 100 | 100 | 100 | 100 | 100 | ; | Refg Whs Cold | Proc | all | Sat | - | 1 | 1 | DEER RFW Cld Yr Prc WeH | 100 | 100 |  |  |  |  | - n/a - | - n/a - | 100 | 100 |  | Refg Whs Cold Proc Sat | 3538 | 100 | 100 | 100 | 100
22031 | 11 | -99 | 7 | -99 | 3538 | -1 | 100 | 100 | 100 | 100 | 100 | 100 | 100 | 100 | ; | Refg Whs Cold | Proc | all | Sun | - | 1 | 1 | DEER RFW Cld Yr Prc WeH | 100 | 100 |  |  |  |  | - n/a - | - n/a - | 100 | 100 |  | Refg Whs Cold Proc Sun | 3538 | 100 | 100 | 100 | 100
22031 | 11 | -99 | 8 | -99 | 3538 | -1 | 100 | 100 | 100 | 100 | 100 | 100 | 100 | 100 | ; | Refg Whs Cold | Proc | all | Hol | - | 1 | 1 | DEER RFW Cld Yr Prc WeH | 100 | 100 |  |  |  |  | - n/a - | - n/a - | 100 | 100 |  | Refg Whs Cold Proc Hol | 3538 | 100 | 100 | 100 | 100
22031 | 11 | -99 | 11 | -99 | 2 | -1 | 100 | 100 | 100 | 100 | 100 | 100 | 100 | 100 | ; | Refg Whs Cold | Proc | all | Cls | - | 1 | 1 | Always On | 100 | 100 |  |  |  |  | - n/a - | - n/a - | 100 | 100 |  | Refg Whs Cold Proc Cls | 2 | 100 | 100 | 100 | 100
22031 | 11 | -99 | -99 | -99 | 3537 | -1 | 100 | 100 | 100 | 100 | 100 | 100 | 100 | 100 | ; | Refg Whs Cold | Proc | all | all | - | 1 | 1 | DEER RFW Cld Yr Prc Wd | 100 | 100 |  |  |  |  | - n/a - | - n/a - | 100 | 100 |  | Refg Whs Cold Proc all | 3537 | 100 | 100 | 100 | 100
22031 | 99 | -99 | -99 | 0 | 3539 | -1 | 15 | 15 | 15 | 15 | 15 | 15 | 15 | 15 | ; | Refg Whs Cold | Infil | all | all | No | 1 | 0.2 | DEER RFW Cld Yr Inf All | 15 | 75 |  |  |  |  | - n/a - | - n/a - | 15 | 75 |  | Refg Whs Cold Infil all Closed | 3539 | 15 | 15 | 15 | 15
22031 | 99 | -99 | 11 | -99 | 3539 | -1 | 15 | 15 | 15 | 15 | 15 | 15 | 15 | 15 | ; | Refg Whs Cold | Infil | all | Cls | - | 1 | 0.2 | DEER RFW Cld Yr Inf All | 15 | 75 |  |  |  |  | - n/a - | - n/a - | 15 | 75 |  | Refg Whs Cold Infil Cls | 3539 | 15 | 15 | 15 | 15
22031 | 99 | -99 | -99 | -99 | 3539 | -1 | 15 | 75 | 15 | 75 | 15 | 75 | 15 | 75 | ; | Refg Whs Cold | Infil | all | all | - | 1 | 1 | DEER RFW Cld Yr Inf All | 15 | 75 |  |  |  |  | - n/a - | - n/a - | 15 | 75 |  | Refg Whs Cold Infil all | 3539 | 15 | 75 | 15 | 75
22041 | 8 | -99 | -99 | 0 | 1 | -1 | 0 | 0 | 0 | 0 | 0 | 0 | 0 | 0 | ; | Refg Whs Cool | Occup | all | all | No | 1 | 1 | Always Off | 0 | 0 |  |  |  |  | - n/a - | - n/a - | 0 | 0 |  | Refg Whs Cool Occup all Closed | 1 | 0 | 0 | 0 | 0
22041 | 8 | -99 | 6 | -99 | 3534 | -1 | 40 | 90 | 40 | 90 | 40 | 90 | 40 | 90 | ; | Refg Whs Cool | Occup | all | Sat | - | 1 | 1 | DEER RFW Cld Yr Oc WeH | 40 | 90 |  |  |  |  | - n/a - | - n/a - | 40 | 90 |  | Refg Whs Cool Occup Sat | 3534 | 40 | 90 | 40 | 90
22041 | 8 | -99 | 7 | -99 | 3534 | -1 | 40 | 90 | 40 | 90 | 40 | 90 | 40 | 90 | ; | Refg Whs Cool | Occup | all | Sun | - | 1 | 1 | DEER RFW Cld Yr Oc WeH | 40 | 90 |  |  |  |  | - n/a - | - n/a - | 40 | 90 |  | Refg Whs Cool Occup Sun | 3534 | 40 | 90 | 40 | 90
22041 | 8 | -99 | 8 | -99 | 3534 | -1 | 40 | 90 | 40 | 90 | 40 | 90 | 40 | 90 | ; | Refg Whs Cool | Occup | all | Hol | - | 1 | 1 | DEER RFW Cld Yr Oc WeH | 40 | 90 |  |  |  |  | - n/a - | - n/a - | 40 | 90 |  | Refg Whs Cool Occup Hol | 3534 | 40 | 90 | 40 | 90
22041 | 8 | -99 | 11 | -99 | 1 | -1 | 0 | 0 | 0 | 0 | 0 | 0 | 0 | 0 | ; | Refg Whs Cool | Occup | all | Cls | - | 1 | 1 | Always Off | 0 | 0 |  |  |  |  | - n/a - | - n/a - | 0 | 0 |  | Refg Whs Cool Occup Cls | 1 | 0 | 0 | 0 | 0
22041 | 8 | -99 | -99 | -99 | 3533 | -1 | 40 | 90 | 40 | 90 | 40 | 90 | 40 | 90 | ; | Refg Whs Cool | Occup | all | all | - | 1 | 1 | DEER RFW Cld Yr Oc Wd | 40 | 90 |  |  |  |  | - n/a - | - n/a - | 40 | 90 |  | Refg Whs Cool Occup all | 3533 | 40 | 90 | 40 | 90
22041 | 1 | -99 | -99 | 0 | 2 | -1 | 10 | 10 | 10 | 10 | 10 | 10 | 10 | 10 | ; | Refg Whs Cool | ILit | all | all | No | 0.1 | 0.1 | Always On | 100 | 100 | 100 | 100 | 100 | 100 | 100 | 100 | 100 | 100 |  | Refg Whs Cool ILit all Closed | 2 | 10 | 10 | 10 | 10
22041 | 1 | -99 | 6 | -99 | 3536 | -1 | 55 | 55 | 55 | 55 | 100 | 100 | 100 | 100 | ; | Refg Whs Cool | ILit | all | Sat | - | 1 | 1 | DEER RFW Cld Yr Lt WeH | 100 | 100 | 55 | 55 | 55 | 55 | 100 | 100 | 100 | 100 |  | Refg Whs Cool ILit Sat | 3536 | 55 | 55 | 55 | 55
22041 | 1 | -99 | 7 | -99 | 3536 | -1 | 55 | 55 | 55 | 55 | 100 | 100 | 100 | 100 | ; | Refg Whs Cool | ILit | all | Sun | - | 1 | 1 | DEER RFW Cld Yr Lt WeH | 100 | 100 | 55 | 55 | 55 | 55 | 100 | 100 | 100 | 100 |  | Refg Whs Cool ILit Sun | 3536 | 55 | 55 | 55 | 55
22041 | 1 | -99 | 8 | -99 | 3536 | -1 | 55 | 55 | 55 | 55 | 100 | 100 | 100 | 100 | ; | Refg Whs Cool | ILit | all | Hol | - | 1 | 1 | DEER RFW Cld Yr Lt WeH | 100 | 100 | 55 | 55 | 55 | 55 | 100 | 100 | 100 | 100 |  | Refg Whs Cool ILit Hol | 3536 | 55 | 55 | 55 | 55
22041 | 1 | -99 | 11 | -99 | 2 | -1 | 10 | 10 | 10 | 10 | 10 | 10 | 10 | 10 | ; | Refg Whs Cool | ILit | all | Cls | - | 0.1 | 0.1 | Always On | 100 | 100 | 100 | 100 | 100 | 100 | 100 | 100 | 100 | 100 |  | Refg Whs Cool ILit Cls | 2 | 10 | 10 | 10 | 10
22041 | 1 | -99 | -99 | -99 | 3535 | -1 | 55 | 55 | 55 | 55 | 100 | 100 | 100 | 100 | ; | Refg Whs Cool | ILit | all | all | - | 1 | 1 | DEER RFW Cld Yr Lt Wd | 100 | 100 | 55 | 55 | 55 | 55 | 100 | 100 | 100 | 100 |  | Refg Whs Cool ILit all | 3535 | 55 | 55 | 55 | 55
22041 | 11 | -99 | -99 | 0 | 2 | -1 | 100 | 100 | 100 | 100 | 100 | 100 | 100 | 100 | ; | Refg Whs Cool | Proc | all | all | No | 1 | 1 | Always On | 100 | 100 |  |  |  |  | - n/a - | - n/a - | 100 | 100 |  | Refg Whs Cool Proc all Closed | 2 | 100 | 100 | 100 | 100
22041 | 11 | -99 | 6 | -99 | 3538 | -1 | 100 | 100 | 100 | 100 | 100 | 100 | 100 | 100 | ; | Refg Whs Cool | Proc | all | Sat | - | 1 | 1 | DEER RFW Cld Yr Prc WeH | 100 | 100 |  |  |  |  | - n/a - | - n/a - | 100 | 100 |  | Refg Whs Cool Proc Sat | 3538 | 100 | 100 | 100 | 100
22041 | 11 | -99 | 7 | -99 | 3538 | -1 | 100 | 100 | 100 | 100 | 100 | 100 | 100 | 100 | ; | Refg Whs Cool | Proc | all | Sun | - | 1 | 1 | DEER RFW Cld Yr Prc WeH | 100 | 100 |  |  |  |  | - n/a - | - n/a - | 100 | 100 |  | Refg Whs Cool Proc Sun | 3538 | 100 | 100 | 100 | 100
22041 | 11 | -99 | 8 | -99 | 3538 | -1 | 100 | 100 | 100 | 100 | 100 | 100 | 100 | 100 | ; | Refg Whs Cool | Proc | all | Hol | - | 1 | 1 | DEER RFW Cld Yr Prc WeH | 100 | 100 |  |  |  |  | - n/a - | - n/a - | 100 | 100 |  | Refg Whs Cool Proc Hol | 3538 | 100 | 100 | 100 | 100
22041 | 11 | -99 | 11 | -99 | 2 | -1 | 100 | 100 | 100 | 100 | 100 | 100 | 100 | 100 | ; | Refg Whs Cool | Proc | all | Cls | - | 1 | 1 | Always On | 100 | 100 |  |  |  |  | - n/a - | - n/a - | 100 | 100 |  | Refg Whs Cool Proc Cls | 2 | 100 | 100 | 100 | 100
22041 | 11 | -99 | -99 | -99 | 3537 | -1 | 100 | 100 | 100 | 100 | 100 | 100 | 100 | 100 | ; | Refg Whs Cool | Proc | all | all | - | 1 | 1 | DEER RFW Cld Yr Prc Wd | 100 | 100 |  |  |  |  | - n/a - | - n/a - | 100 | 100 |  | Refg Whs Cool Proc all | 3537 | 100 | 100 | 100 | 100
22041 | 99 | -99 | -99 | 0 | 3540 | -1 | 22.3214 | 22.3214 | 22.3214 | 22.3214 | 22.3214 | 22.3214 | 22.3214 | 22.3214 | ; | Refg Whs Cool | Infil | all | all | No | 1 | 0.2 | DEER RFW Col Yr Inf All | 22.3214 | 111.6071 |  |  |  |  | - n/a - | - n/a - | 22.3214 | 111.6071 |  | Refg Whs Cool Infil all Closed | 3540 | 22.3214 | 22.3214 | 22.3214 | 22.3214
22041 | 99 | -99 | 11 | -99 | 3540 | -1 | 22.3214 | 22.3214 | 22.3214 | 22.3214 | 22.3214 | 22.3214 | 22.3214 | 22.3214 | ; | Refg Whs Cool | Infil | all | Cls | - | 1 | 0.2 | DEER RFW Col Yr Inf All | 22.3214 | 111.6071 |  |  |  |  | - n/a - | - n/a - | 22.3214 | 111.6071 |  | Refg Whs Cool Infil Cls | 3540 | 22.3214 | 22.3214 | 22.3214 | 22.3214
22041 | 99 | -99 | -99 | -99 | 3540 | -1 | 22.3214 | 100 | 22.3214 | 100 | 22.3214 | 100 | 22.3214 | 100 | ; | Refg Whs Cool | Infil | all | all | - | 1 | 1 | DEER RFW Col Yr Inf All | 22.3214 | 111.6071 |  |  |  |  | - n/a - | - n/a - | 22.3214 | 111.6071 |  | Refg Whs Cool Infil all | 3540 | 22.3214 | 100 | 22.3214 | 100
[36 empty] | 0 | 0 | 0 | 0 | 0 | bar: ; Independents ; 1 to Dependents 4
; Independents ; 1: ; 3/1/2008 - kjm - Competely replaced residential profile IDs for DEER 2008 Residential Prototypes | [27 empty] | 0 | 0 | 0 | 0 | 0
23011 | 1 | -99 | 6 | -99 | 3670 | -1 | 1.4459 | 10.3114 | 1.4459 | 10.3114 | 1.4459 | 10.3114 | 1.4459 | 10.3114 | ; | Residential (sngl fam) Living (Winter) | ILit | all | Sat | - | 1 | 1 | DEER08 RES Lvg Win Lt WeH | 1.4459 | 10.3114 |  |  |  |  | 1.3401 | 9.4379 | 1.3401 | 9.4379 |  | Residential (sngl fam) Living (Winter) ILit Sat | 3670 | 1.4459 | 10.3114 | 1.4459 | 10.3114
23011 | 1 | -99 | 7 | -99 | 3670 | -1 | 1.4459 | 10.3114 | 1.4459 | 10.3114 | 1.4459 | 10.3114 | 1.4459 | 10.3114 | ; | Residential (sngl fam) Living (Winter) | ILit | all | Sun | - | 1 | 1 | DEER08 RES Lvg Win Lt WeH | 1.4459 | 10.3114 |  |  |  |  | 1.3401 | 9.4379 | 1.3401 | 9.4379 |  | Residential (sngl fam) Living (Winter) ILit Sun | 3670 | 1.4459 | 10.3114 | 1.4459 | 10.3114
23011 | 1 | -99 | 8 | -99 | 3670 | -1 | 1.4459 | 10.3114 | 1.4459 | 10.3114 | 1.4459 | 10.3114 | 1.4459 | 10.3114 | ; | Residential (sngl fam) Living (Winter) | ILit | all | Hol | - | 1 | 1 | DEER08 RES Lvg Win Lt WeH | 1.4459 | 10.3114 |  |  |  |  | 1.3401 | 9.4379 | 1.3401 | 9.4379 |  | Residential (sngl fam) Living (Winter) ILit Hol | 3670 | 1.4459 | 10.3114 | 1.4459 | 10.3114
23011 | 1 | -99 | 11 | -99 | 3670 | -1 | 1.4459 | 10.3114 | 1.4459 | 10.3114 | 1.4459 | 10.3114 | 1.4459 | 10.3114 | ; | Residential (sngl fam) Living (Winter) | ILit | all | Cls | - | 1 | 1 | DEER08 RES Lvg Win Lt WeH | 1.4459 | 10.3114 |  |  |  |  | 1.3401 | 9.4379 | 1.3401 | 9.4379 |  | Residential (sngl fam) Living (Winter) ILit Cls | 3670 | 1.4459 | 10.3114 | 1.4459 | 10.3114
23011 | 1 | -99 | -99 | -99 | 3669 | -1 | 1.5661 | 10.3243 | 1.5661 | 10.3243 | 1.5661 | 10.3243 | 1.5661 | 10.3243 | ; | Residential (sngl fam) Living (Winter) | ILit | all | all | - | 1 | 1 | DEER08 RES Lvg Win Lt Wd | 1.5661 | 10.3243 |  |  |  |  | 1.6008 | 10.513 | 1.6008 | 10.513 |  | Residential (sngl fam) Living (Winter) ILit all | 3669 | 1.5661 | 10.3243 | 1.5661 | 10.3243
23011 | 3 | -99 | 6 | -99 | 3718 | -1 | 3.2 | 6.2 | 3.2 | 6.2 | 3.2 | 6.2 | 3.2 | 6.2 | ; | Residential (sngl fam) Living (Winter) | OffEq | all | Sat | - | 1 | 1 | DEER08 RES Lvg Win Eq WeH | 3.2 | 6.2 |  |  |  |  | - n/a - | - n/a - | 3.2 | 6.2 |  | Residential (sngl fam) Living (Winter) OffEq Sat | 3718 | 3.2 | 6.2 | 3.2 | 6.2
23011 | 3 | -99 | 7 | -99 | 3718 | -1 | 3.2 | 6.2 | 3.2 | 6.2 | 3.2 | 6.2 | 3.2 | 6.2 | ; | Residential (sngl fam) Living (Winter) | OffEq | all | Sun | - | 1 | 1 | DEER08 RES Lvg Win Eq WeH | 3.2 | 6.2 |  |  |  |  | - n/a - | - n/a - | 3.2 | 6.2 |  | Residential (sngl fam) Living (Winter) OffEq Sun | 3718 | 3.2 | 6.2 | 3.2 | 6.2
23011 | 3 | -99 | 8 | -99 | 3718 | -1 | 3.2 | 6.2 | 3.2 | 6.2 | 3.2 | 6.2 | 3.2 | 6.2 | ; | Residential (sngl fam) Living (Winter) | OffEq | all | Hol | - | 1 | 1 | DEER08 RES Lvg Win Eq WeH | 3.2 | 6.2 |  |  |  |  | - n/a - | - n/a - | 3.2 | 6.2 |  | Residential (sngl fam) Living (Winter) OffEq Hol | 3718 | 3.2 | 6.2 | 3.2 | 6.2
23011 | 3 | -99 | 11 | -99 | 3718 | -1 | 3.2 | 6.2 | 3.2 | 6.2 | 3.2 | 6.2 | 3.2 | 6.2 | ; | Residential (sngl fam) Living (Winter) | OffEq | all | Cls | - | 1 | 1 | DEER08 RES Lvg Win Eq WeH | 3.2 | 6.2 |  |  |  |  | - n/a - | - n/a - | 3.2 | 6.2 |  | Residential (sngl fam) Living (Winter) OffEq Cls | 3718 | 3.2 | 6.2 | 3.2 | 6.2
23011 | 3 | -99 | -99 | -99 | 3717 | -1 | 3.2 | 6.2 | 3.2 | 6.2 | 3.2 | 6.2 | 3.2 | 6.2 | ; | Residential (sngl fam) Living (Winter) | OffEq | all | all | - | 1 | 1 | DEER08 RES Lvg Win Eq Wd | 3.2 | 6.2 |  |  |  |  | - n/a - | - n/a - | 3.2 | 6.2 |  | Residential (sngl fam) Living (Winter) OffEq all | 3717 | 3.2 | 6.2 | 3.2 | 6.2
23011 | 4 | -99 | 6 | -99 | 3712 | -1 | 0.35361 | 14.9929 | 0.35361 | 14.9929 | 0.35361 | 14.9929 | 0.35361 | 14.9929 | ; | Residential (sngl fam) Living (Winter) | Cook | all | Sat | - | 1 | 1 | DEER08 RES Lvg Win Ck WeH | 0.35361 | 14.9929 |  |  |  |  | - n/a - | - n/a - | 0.35361 | 14.9929 |  | Residential (sngl fam) Living (Winter) Cook Sat | 3712 | 0.35361 | 14.9929 | 0.35361 | 14.9929
23011 | 4 | -99 | 7 | -99 | 3712 | -1 | 0.35361 | 14.9929 | 0.35361 | 14.9929 | 0.35361 | 14.9929 | 0.35361 | 14.9929 | ; | Residential (sngl fam) Living (Winter) | Cook | all | Sun | - | 1 | 1 | DEER08 RES Lvg Win Ck WeH | 0.35361 | 14.9929 |  |  |  |  | - n/a - | - n/a - | 0.35361 | 14.9929 |  | Residential (sngl fam) Living (Winter) Cook Sun | 3712 | 0.35361 | 14.9929 | 0.35361 | 14.9929
23011 | 4 | -99 | 8 | -99 | 3712 | -1 | 0.35361 | 14.9929 | 0.35361 | 14.9929 | 0.35361 | 14.9929 | 0.35361 | 14.9929 | ; | Residential (sngl fam) Living (Winter) | Cook | all | Hol | - | 1 | 1 | DEER08 RES Lvg Win Ck WeH | 0.35361 | 14.9929 |  |  |  |  | - n/a - | - n/a - | 0.35361 | 14.9929 |  | Residential (sngl fam) Living (Winter) Cook Hol | 3712 | 0.35361 | 14.9929 | 0.35361 | 14.9929
23011 | 4 | -99 | 11 | -99 | 3712 | -1 | 0.35361 | 14.9929 | 0.35361 | 14.9929 | 0.35361 | 14.9929 | 0.35361 | 14.9929 | ; | Residential (sngl fam) Living (Winter) | Cook | all | Cls | - | 1 | 1 | DEER08 RES Lvg Win Ck WeH | 0.35361 | 14.9929 |  |  |  |  | - n/a - | - n/a - | 0.35361 | 14.9929 |  | Residential (sngl fam) Living (Winter) Cook Cls | 3712 | 0.35361 | 14.9929 | 0.35361 | 14.9929
23011 | 4 | -99 | -99 | -99 | 3711 | -1 | 0.35361 | 14.9929 | 0.35361 | 14.9929 | 0.35361 | 14.9929 | 0.35361 | 14.9929 | ; | Residential (sngl fam) Living (Winter) | Cook | all | all | - | 1 | 1 | DEER08 RES Lvg Win Ck Wd | 0.35361 | 14.9929 |  |  |  |  | - n/a - | - n/a - | 0.35361 | 14.9929 |  | Residential (sngl fam) Living (Winter) Cook all | 3711 | 0.35361 | 14.9929 | 0.35361 | 14.9929
23011 | 6 | -99 | 6 | -99 | 3694 | -1 | 0.3413 | 11.0922 | 0.3413 | 11.0922 | 0.3413 | 11.0922 | 0.3413 | 11.0922 | ; | Residential (sngl fam) Living (Winter) | Misc | all | Sat | - | 1 | 1 | DEER08 RES Lvg Win DW WeH | 0.3413 | 11.0922 |  |  |  |  | - n/a - | - n/a - | 0.3413 | 11.0922 |  | Residential (sngl fam) Living (Winter) Misc Sat | 3694 | 0.3413 | 11.0922 | 0.3413 | 11.0922
23011 | 6 | -99 | 7 | -99 | 3694 | -1 | 0.3413 | 11.0922 | 0.3413 | 11.0922 | 0.3413 | 11.0922 | 0.3413 | 11.0922 | ; | Residential (sngl fam) Living (Winter) | Misc | all | Sun | - | 1 | 1 | DEER08 RES Lvg Win DW WeH | 0.3413 | 11.0922 |  |  |  |  | - n/a - | - n/a - | 0.3413 | 11.0922 |  | Residential (sngl fam) Living (Winter) Misc Sun | 3694 | 0.3413 | 11.0922 | 0.3413 | 11.0922
23011 | 6 | -99 | 8 | -99 | 3694 | -1 | 0.3413 | 11.0922 | 0.3413 | 11.0922 | 0.3413 | 11.0922 | 0.3413 | 11.0922 | ; | Residential (sngl fam) Living (Winter) | Misc | all | Hol | - | 1 | 1 | DEER08 RES Lvg Win DW WeH | 0.3413 | 11.0922 |  |  |  |  | - n/a - | - n/a - | 0.3413 | 11.0922 |  | Residential (sngl fam) Living (Winter) Misc Hol | 3694 | 0.3413 | 11.0922 | 0.3413 | 11.0922
23011 | 6 | -99 | 11 | -99 | 3694 | -1 | 0.3413 | 11.0922 | 0.3413 | 11.0922 | 0.3413 | 11.0922 | 0.3413 | 11.0922 | ; | Residential (sngl fam) Living (Winter) | Misc | all | Cls | - | 1 | 1 | DEER08 RES Lvg Win DW WeH | 0.3413 | 11.0922 |  |  |  |  | - n/a - | - n/a - | 0.3413 | 11.0922 |  | Residential (sngl fam) Living (Winter) Misc Cls | 3694 | 0.3413 | 11.0922 | 0.3413 | 11.0922
23011 | 6 | -99 | -99 | -99 | 3693 | -1 | 0.3413 | 11.0922 | 0.3413 | 11.0922 | 0.3413 | 11.0922 | 0.3413 | 11.0922 | ; | Residential (sngl fam) Living (Winter) | Misc | all | all | - | 1 | 1 | DEER08 RES Lvg Win DW Wd | 0.3413 | 11.0922 |  |  |  |  | - n/a - | - n/a - | 0.3413 | 11.0922 |  | Residential (sngl fam) Living (Winter) Misc all | 3693 | 0.3413 | 11.0922 | 0.3413 | 11.0922
23011 | 8 | -99 | 6 | -99 | 3724 | -1 | 0 | 100 | 0 | 100 | 0 | 100 | 0 | 100 | ; | Residential (sngl fam) Living (Winter) | Occup | all | Sat | - | 1 | 1 | DEER08 RES Lvg Win Oc WeH | 0 | 100 |  |  |  |  | - n/a - | - n/a - | 0 | 100 |  | Residential (sngl fam) Living (Winter) Occup Sat | 3724 | 0 | 100 | 0 | 100
23011 | 8 | -99 | 7 | -99 | 3724 | -1 | 0 | 100 | 0 | 100 | 0 | 100 | 0 | 100 | ; | Residential (sngl fam) Living (Winter) | Occup | all | Sun | - | 1 | 1 | DEER08 RES Lvg Win Oc WeH | 0 | 100 |  |  |  |  | - n/a - | - n/a - | 0 | 100 |  | Residential (sngl fam) Living (Winter) Occup Sun | 3724 | 0 | 100 | 0 | 100
23011 | 8 | -99 | 8 | -99 | 3724 | -1 | 0 | 100 | 0 | 100 | 0 | 100 | 0 | 100 | ; | Residential (sngl fam) Living (Winter) | Occup | all | Hol | - | 1 | 1 | DEER08 RES Lvg Win Oc WeH | 0 | 100 |  |  |  |  | - n/a - | - n/a - | 0 | 100 |  | Residential (sngl fam) Living (Winter) Occup Hol | 3724 | 0 | 100 | 0 | 100
23011 | 8 | -99 | 11 | -99 | 3724 | -1 | 0 | 100 | 0 | 100 | 0 | 100 | 0 | 100 | ; | Residential (sngl fam) Living (Winter) | Occup | all | Cls | - | 1 | 1 | DEER08 RES Lvg Win Oc WeH | 0 | 100 |  |  |  |  | - n/a - | - n/a - | 0 | 100 |  | Residential (sngl fam) Living (Winter) Occup Cls | 3724 | 0 | 100 | 0 | 100
23011 | 8 | -99 | -99 | -99 | 3723 | -1 | 0 | 100 | 0 | 100 | 0 | 100 | 0 | 100 | ; | Residential (sngl fam) Living (Winter) | Occup | all | all | - | 1 | 1 | DEER08 RES Lvg Win Oc Wd | 0 | 100 |  |  |  |  | - n/a - | - n/a - | 0 | 100 |  | Residential (sngl fam) Living (Winter) Occup all | 3723 | 0 | 100 | 0 | 100
23011 | 10 | -99 | 6 | -99 | 3700 | -1 | 0.37383 | 8.5981 | 0.37383 | 8.5981 | 0.37383 | 8.5981 | 0.37383 | 8.5981 | ; | Residential (sngl fam) Living (Winter) | Motors | all | Sat | - | 1 | 1 | DEER08 RES Lvg Win CW WeH | 0.37383 | 8.5981 |  |  |  |  | - n/a - | - n/a - | 0.37383 | 8.5981 |  | Residential (sngl fam) Living (Winter) Motors Sat | 3700 | 0.37383 | 8.5981 | 0.37383 | 8.5981
23011 | 10 | -99 | 7 | -99 | 3700 | -1 | 0.37383 | 8.5981 | 0.37383 | 8.5981 | 0.37383 | 8.5981 | 0.37383 | 8.5981 | ; | Residential (sngl fam) Living (Winter) | Motors | all | Sun | - | 1 | 1 | DEER08 RES Lvg Win CW WeH | 0.37383 | 8.5981 |  |  |  |  | - n/a - | - n/a - | 0.37383 | 8.5981 |  | Residential (sngl fam) Living (Winter) Motors Sun | 3700 | 0.37383 | 8.5981 | 0.37383 | 8.5981
23011 | 10 | -99 | 8 | -99 | 3700 | -1 | 0.37383 | 8.5981 | 0.37383 | 8.5981 | 0.37383 | 8.5981 | 0.37383 | 8.5981 | ; | Residential (sngl fam) Living (Winter) | Motors | all | Hol | - | 1 | 1 | DEER08 RES Lvg Win CW WeH | 0.37383 | 8.5981 |  |  |  |  | - n/a - | - n/a - | 0.37383 | 8.5981 |  | Residential (sngl fam) Living (Winter) Motors Hol | 3700 | 0.37383 | 8.5981 | 0.37383 | 8.5981
23011 | 10 | -99 | 11 | -99 | 3700 | -1 | 0.37383 | 8.5981 | 0.37383 | 8.5981 | 0.37383 | 8.5981 | 0.37383 | 8.5981 | ; | Residential (sngl fam) Living (Winter) | Motors | all | Cls | - | 1 | 1 | DEER08 RES Lvg Win CW WeH | 0.37383 | 8.5981 |  |  |  |  | - n/a - | - n/a - | 0.37383 | 8.5981 |  | Residential (sngl fam) Living (Winter) Motors Cls | 3700 | 0.37383 | 8.5981 | 0.37383 | 8.5981
23011 | 10 | -99 | -99 | -99 | 3699 | -1 | 0.37383 | 8.5981 | 0.37383 | 8.5981 | 0.37383 | 8.5981 | 0.37383 | 8.5981 | ; | Residential (sngl fam) Living (Winter) | Motors | all | all | - | 1 | 1 | DEER08 RES Lvg Win CW Wd | 0.37383 | 8.5981 |  |  |  |  | - n/a - | - n/a - | 0.37383 | 8.5981 |  | Residential (sngl fam) Living (Winter) Motors all | 3699 | 0.37383 | 8.5981 | 0.37383 | 8.5981
23011 | 11 | -99 | 6 | -99 | 3706 | -1 | 0.37383 | 8.5981 | 0.37383 | 8.5981 | 0.37383 | 8.5981 | 0.37383 | 8.5981 | ; | Residential (sngl fam) Living (Winter) | Proc | all | Sat | - | 1 | 1 | DEER08 RES Lvg Win CD WeH | 0.37383 | 8.5981 |  |  |  |  | - n/a - | - n/a - | 0.37383 | 8.5981 |  | Residential (sngl fam) Living (Winter) Proc Sat | 3706 | 0.37383 | 8.5981 | 0.37383 | 8.5981
23011 | 11 | -99 | 7 | -99 | 3706 | -1 | 0.37383 | 8.5981 | 0.37383 | 8.5981 | 0.37383 | 8.5981 | 0.37383 | 8.5981 | ; | Residential (sngl fam) Living (Winter) | Proc | all | Sun | - | 1 | 1 | DEER08 RES Lvg Win CD WeH | 0.37383 | 8.5981 |  |  |  |  | - n/a - | - n/a - | 0.37383 | 8.5981 |  | Residential (sngl fam) Living (Winter) Proc Sun | 3706 | 0.37383 | 8.5981 | 0.37383 | 8.5981
23011 | 11 | -99 | 8 | -99 | 3706 | -1 | 0.37383 | 8.5981 | 0.37383 | 8.5981 | 0.37383 | 8.5981 | 0.37383 | 8.5981 | ; | Residential (sngl fam) Living (Winter) | Proc | all | Hol | - | 1 | 1 | DEER08 RES Lvg Win CD WeH | 0.37383 | 8.5981 |  |  |  |  | - n/a - | - n/a - | 0.37383 | 8.5981 |  | Residential (sngl fam) Living (Winter) Proc Hol | 3706 | 0.37383 | 8.5981 | 0.37383 | 8.5981
23011 | 11 | -99 | 11 | -99 | 3706 | -1 | 0.37383 | 8.5981 | 0.37383 | 8.5981 | 0.37383 | 8.5981 | 0.37383 | 8.5981 | ; | Residential (sngl fam) Living (Winter) | Proc | all | Cls | - | 1 | 1 | DEER08 RES Lvg Win CD WeH | 0.37383 | 8.5981 |  |  |  |  | - n/a - | - n/a - | 0.37383 | 8.5981 |  | Residential (sngl fam) Living (Winter) Proc Cls | 3706 | 0.37383 | 8.5981 | 0.37383 | 8.5981
23011 | 11 | -99 | -99 | -99 | 3705 | -1 | 0.37383 | 8.5981 | 0.37383 | 8.5981 | 0.37383 | 8.5981 | 0.37383 | 8.5981 | ; | Residential (sngl fam) Living (Winter) | Proc | all | all | - | 1 | 1 | DEER08 RES Lvg Win CD Wd | 0.37383 | 8.5981 |  |  |  |  | - n/a - | - n/a - | 0.37383 | 8.5981 |  | Residential (sngl fam) Living (Winter) Proc all | 3705 | 0.37383 | 8.5981 | 0.37383 | 8.5981
23011 | 12 | -99 | 6 | -99 | 3688 | -1 | 100 | 100 | 100 | 100 | 100 | 100 | 100 | 100 | ; | Residential (sngl fam) Living (Winter) | SCRefr | all | all | - | 1 | 1 | DEER08 RES Lvg Win Rfg WeH | 100 | 100 |  |  |  |  | - n/a - | - n/a - | 100 | 100 |  | Residential (sngl fam) Living (Winter) SCRefr all | 3688 | 100 | 100 | 100 | 100
23011 | 12 | -99 | 7 | -99 | 3688 | -1 | 100 | 100 | 100 | 100 | 100 | 100 | 100 | 100 | ; | Residential (sngl fam) Living (Winter) | SCRefr | all | Sat | - | 1 | 1 | DEER08 RES Lvg Win Rfg WeH | 100 | 100 |  |  |  |  | - n/a - | - n/a - | 100 | 100 |  | Residential (sngl fam) Living (Winter) SCRefr Sat | 3688 | 100 | 100 | 100 | 100
23011 | 12 | -99 | 8 | -99 | 3688 | -1 | 100 | 100 | 100 | 100 | 100 | 100 | 100 | 100 | ; | Residential (sngl fam) Living (Winter) | SCRefr | all | Sun | - | 1 | 1 | DEER08 RES Lvg Win Rfg WeH | 100 | 100 |  |  |  |  | - n/a - | - n/a - | 100 | 100 |  | Residential (sngl fam) Living (Winter) SCRefr Sun | 3688 | 100 | 100 | 100 | 100
23011 | 12 | -99 | 11 | -99 | 3688 | -1 | 100 | 100 | 100 | 100 | 100 | 100 | 100 | 100 | ; | Residential (sngl fam) Living (Winter) | SCRefr | all | Hol | - | 1 | 1 | DEER08 RES Lvg Win Rfg WeH | 100 | 100 |  |  |  |  | - n/a - | - n/a - | 100 | 100 |  | Residential (sngl fam) Living (Winter) SCRefr Hol | 3688 | 100 | 100 | 100 | 100
23011 | 12 | -99 | -99 | -99 | 3687 | -1 | 100 | 100 | 100 | 100 | 100 | 100 | 100 | 100 | ; | Residential (sngl fam) Living (Winter) | SCRefr | all | Cls | - | 1 | 1 | DEER08 RES Lvg Win Rfg Wd | 100 | 100 |  |  |  |  | - n/a - | - n/a - | 100 | 100 |  | Residential (sngl fam) Living (Winter) SCRefr Cls | 3687 | 100 | 100 | 100 | 100
23012 | 1 | -99 | 6 | -99 | 3674 | -1 | 1.232 | 8.637 | 1.232 | 8.637 | 1.232 | 8.637 | 1.232 | 8.637 | ; | Residential (sngl fam) Living (Spr-Sum) | ILit | all | Sat | - | 1 | 1 | DEER08 RES Lvg Sum Lt WeH | 1.232 | 8.637 |  |  |  |  | 1.2248 | 8.5986 | 1.2248 | 8.5986 |  | Residential (sngl fam) Living (Spr-Sum) ILit Sat | 3674 | 1.232 | 8.637 | 1.232 | 8.637
23012 | 1 | -99 | 7 | -99 | 3674 | -1 | 1.232 | 8.637 | 1.232 | 8.637 | 1.232 | 8.637 | 1.232 | 8.637 | ; | Residential (sngl fam) Living (Spr-Sum) | ILit | all | Sun | - | 1 | 1 | DEER08 RES Lvg Sum Lt WeH | 1.232 | 8.637 |  |  |  |  | 1.2248 | 8.5986 | 1.2248 | 8.5986 |  | Residential (sngl fam) Living (Spr-Sum) ILit Sun | 3674 | 1.232 | 8.637 | 1.232 | 8.637
23012 | 1 | -99 | 8 | -99 | 3674 | -1 | 1.232 | 8.637 | 1.232 | 8.637 | 1.232 | 8.637 | 1.232 | 8.637 | ; | Residential (sngl fam) Living (Spr-Sum) | ILit | all | Hol | - | 1 | 1 | DEER08 RES Lvg Sum Lt WeH | 1.232 | 8.637 |  |  |  |  | 1.2248 | 8.5986 | 1.2248 | 8.5986 |  | Residential (sngl fam) Living (Spr-Sum) ILit Hol | 3674 | 1.232 | 8.637 | 1.232 | 8.637
23012 | 1 | -99 | 11 | -99 | 3674 | -1 | 1.232 | 8.637 | 1.232 | 8.637 | 1.232 | 8.637 | 1.232 | 8.637 | ; | Residential (sngl fam) Living (Spr-Sum) | ILit | all | Cls | - | 1 | 1 | DEER08 RES Lvg Sum Lt WeH | 1.232 | 8.637 |  |  |  |  | 1.2248 | 8.5986 | 1.2248 | 8.5986 |  | Residential (sngl fam) Living (Spr-Sum) ILit Cls | 3674 | 1.232 | 8.637 | 1.232 | 8.637
23012 | 1 | -99 | -99 | -99 | 3673 | -1 | 1.2067 | 8.2385 | 1.2067 | 8.2385 | 1.2067 | 8.2385 | 1.2067 | 8.2385 | ; | Residential (sngl fam) Living (Spr-Sum) | ILit | all | all | - | 1 | 1 | DEER08 RES Lvg Sum Lt Wd | 1.2067 | 8.2385 |  |  |  |  | 1.3216 | 9.7529 | 1.3216 | 9.7529 |  | Residential (sngl fam) Living (Spr-Sum) ILit all | 3673 | 1.2067 | 8.2385 | 1.2067 | 8.2385
23012 | 3 | -99 | 6 | -99 | 3722 | -1 | 3.2 | 6.2 | 3.2 | 6.2 | 3.2 | 6.2 | 3.2 | 6.2 | ; | Residential (sngl fam) Living (Spr-Sum) | OffEq | all | Sat | - | 1 | 1 | DEER08 RES Lvg Sum Eq WeH | 3.2 | 6.2 |  |  |  |  | - n/a - | - n/a - | 3.2 | 6.2 |  | Residential (sngl fam) Living (Spr-Sum) OffEq Sat | 3722 | 3.2 | 6.2 | 3.2 | 6.2
23012 | 3 | -99 | 7 | -99 | 3722 | -1 | 3.2 | 6.2 | 3.2 | 6.2 | 3.2 | 6.2 | 3.2 | 6.2 | ; | Residential (sngl fam) Living (Spr-Sum) | OffEq | all | Sun | - | 1 | 1 | DEER08 RES Lvg Sum Eq WeH | 3.2 | 6.2 |  |  |  |  | - n/a - | - n/a - | 3.2 | 6.2 |  | Residential (sngl fam) Living (Spr-Sum) OffEq Sun | 3722 | 3.2 | 6.2 | 3.2 | 6.2
23012 | 3 | -99 | 8 | -99 | 3722 | -1 | 3.2 | 6.2 | 3.2 | 6.2 | 3.2 | 6.2 | 3.2 | 6.2 | ; | Residential (sngl fam) Living (Spr-Sum) | OffEq | all | Hol | - | 1 | 1 | DEER08 RES Lvg Sum Eq WeH | 3.2 | 6.2 |  |  |  |  | - n/a - | - n/a - | 3.2 | 6.2 |  | Residential (sngl fam) Living (Spr-Sum) OffEq Hol | 3722 | 3.2 | 6.2 | 3.2 | 6.2
23012 | 3 | -99 | 11 | -99 | 3722 | -1 | 3.2 | 6.2 | 3.2 | 6.2 | 3.2 | 6.2 | 3.2 | 6.2 | ; | Residential (sngl fam) Living (Spr-Sum) | OffEq | all | Cls | - | 1 | 1 | DEER08 RES Lvg Sum Eq WeH | 3.2 | 6.2 |  |  |  |  | - n/a - | - n/a - | 3.2 | 6.2 |  | Residential (sngl fam) Living (Spr-Sum) OffEq Cls | 3722 | 3.2 | 6.2 | 3.2 | 6.2
23012 | 3 | -99 | -99 | -99 | 3721 | -1 | 3.2 | 6.2 | 3.2 | 6.2 | 3.2 | 6.2 | 3.2 | 6.2 | ; | Residential (sngl fam) Living (Spr-Sum) | OffEq | all | all | - | 1 | 1 | DEER08 RES Lvg Sum Eq Wd | 3.2 | 6.2 |  |  |  |  | - n/a - | - n/a - | 3.2 | 6.2 |  | Residential (sngl fam) Living (Spr-Sum) OffEq all | 3721 | 3.2 | 6.2 | 3.2 | 6.2
23012 | 4 | -99 | 6 | -99 | 3716 | -1 | 0.35361 | 14.9929 | 0.35361 | 14.9929 | 0.35361 | 14.9929 | 0.35361 | 14.9929 | ; | Residential (sngl fam) Living (Spr-Sum) | Cook | all | Sat | - | 1 | 1 | DEER08 RES Lvg Sum Ck WeH | 0.35361 | 14.9929 |  |  |  |  | - n/a - | - n/a - | 0.35361 | 14.9929 |  | Residential (sngl fam) Living (Spr-Sum) Cook Sat | 3716 | 0.35361 | 14.9929 | 0.35361 | 14.9929
23012 | 4 | -99 | 7 | -99 | 3716 | -1 | 0.35361 | 14.9929 | 0.35361 | 14.9929 | 0.35361 | 14.9929 | 0.35361 | 14.9929 | ; | Residential (sngl fam) Living (Spr-Sum) | Cook | all | Sun | - | 1 | 1 | DEER08 RES Lvg Sum Ck WeH | 0.35361 | 14.9929 |  |  |  |  | - n/a - | - n/a - | 0.35361 | 14.9929 |  | Residential (sngl fam) Living (Spr-Sum) Cook Sun | 3716 | 0.35361 | 14.9929 | 0.35361 | 14.9929
23012 | 4 | -99 | 8 | -99 | 3716 | -1 | 0.35361 | 14.9929 | 0.35361 | 14.9929 | 0.35361 | 14.9929 | 0.35361 | 14.9929 | ; | Residential (sngl fam) Living (Spr-Sum) | Cook | all | Hol | - | 1 | 1 | DEER08 RES Lvg Sum Ck WeH | 0.35361 | 14.9929 |  |  |  |  | - n/a - | - n/a - | 0.35361 | 14.9929 |  | Residential (sngl fam) Living (Spr-Sum) Cook Hol | 3716 | 0.35361 | 14.9929 | 0.35361 | 14.9929
23012 | 4 | -99 | 11 | -99 | 3716 | -1 | 0.35361 | 14.9929 | 0.35361 | 14.9929 | 0.35361 | 14.9929 | 0.35361 | 14.9929 | ; | Residential (sngl fam) Living (Spr-Sum) | Cook | all | Cls | - | 1 | 1 | DEER08 RES Lvg Sum Ck WeH | 0.35361 | 14.9929 |  |  |  |  | - n/a - | - n/a - | 0.35361 | 14.9929 |  | Residential (sngl fam) Living (Spr-Sum) Cook Cls | 3716 | 0.35361 | 14.9929 | 0.35361 | 14.9929
23012 | 4 | -99 | -99 | -99 | 3715 | -1 | 0.35361 | 14.9929 | 0.35361 | 14.9929 | 0.35361 | 14.9929 | 0.35361 | 14.9929 | ; | Residential (sngl fam) Living (Spr-Sum) | Cook | all | all | - | 1 | 1 | DEER08 RES Lvg Sum Ck Wd | 0.35361 | 14.9929 |  |  |  |  | - n/a - | - n/a - | 0.35361 | 14.9929 |  | Residential (sngl fam) Living (Spr-Sum) Cook all | 3715 | 0.35361 | 14.9929 | 0.35361 | 14.9929
23012 | 6 | -99 | 6 | -99 | 3698 | -1 | 0.3413 | 11.0922 | 0.3413 | 11.0922 | 0.3413 | 11.0922 | 0.3413 | 11.0922 | ; | Residential (sngl fam) Living (Spr-Sum) | Misc | all | Sat | - | 1 | 1 | DEER08 RES Lvg Sum DW WeH | 0.3413 | 11.0922 |  |  |  |  | - n/a - | - n/a - | 0.3413 | 11.0922 |  | Residential (sngl fam) Living (Spr-Sum) Misc Sat | 3698 | 0.3413 | 11.0922 | 0.3413 | 11.0922
23012 | 6 | -99 | 7 | -99 | 3698 | -1 | 0.3413 | 11.0922 | 0.3413 | 11.0922 | 0.3413 | 11.0922 | 0.3413 | 11.0922 | ; | Residential (sngl fam) Living (Spr-Sum) | Misc | all | Sun | - | 1 | 1 | DEER08 RES Lvg Sum DW WeH | 0.3413 | 11.0922 |  |  |  |  | - n/a - | - n/a - | 0.3413 | 11.0922 |  | Residential (sngl fam) Living (Spr-Sum) Misc Sun | 3698 | 0.3413 | 11.0922 | 0.3413 | 11.0922
23012 | 6 | -99 | 8 | -99 | 3698 | -1 | 0.3413 | 11.0922 | 0.3413 | 11.0922 | 0.3413 | 11.0922 | 0.3413 | 11.0922 | ; | Residential (sngl fam) Living (Spr-Sum) | Misc | all | Hol | - | 1 | 1 | DEER08 RES Lvg Sum DW WeH | 0.3413 | 11.0922 |  |  |  |  | - n/a - | - n/a - | 0.3413 | 11.0922 |  | Residential (sngl fam) Living (Spr-Sum) Misc Hol | 3698 | 0.3413 | 11.0922 | 0.3413 | 11.0922
23012 | 6 | -99 | 11 | -99 | 3698 | -1 | 0.3413 | 11.0922 | 0.3413 | 11.0922 | 0.3413 | 11.0922 | 0.3413 | 11.0922 | ; | Residential (sngl fam) Living (Spr-Sum) | Misc | all | Cls | - | 1 | 1 | DEER08 RES Lvg Sum DW WeH | 0.3413 | 11.0922 |  |  |  |  | - n/a - | - n/a - | 0.3413 | 11.0922 |  | Residential (sngl fam) Living (Spr-Sum) Misc Cls | 3698 | 0.3413 | 11.0922 | 0.3413 | 11.0922
23012 | 6 | -99 | -99 | -99 | 3697 | -1 | 0.3413 | 11.0922 | 0.3413 | 11.0922 | 0.3413 | 11.0922 | 0.3413 | 11.0922 | ; | Residential (sngl fam) Living (Spr-Sum) | Misc | all | all | - | 1 | 1 | DEER08 RES Lvg Sum DW Wd | 0.3413 | 11.0922 |  |  |  |  | - n/a - | - n/a - | 0.3413 | 11.0922 |  | Residential (sngl fam) Living (Spr-Sum) Misc all | 3697 | 0.3413 | 11.0922 | 0.3413 | 11.0922
23012 | 8 | -99 | 6 | -99 | 3728 | -1 | 0 | 100 | 0 | 100 | 0 | 100 | 0 | 100 | ; | Residential (sngl fam) Living (Spr-Sum) | Occup | all | Sat | - | 1 | 1 | DEER08 RES Lvg Sum Oc WeH | 0 | 100 |  |  |  |  | - n/a - | - n/a - | 0 | 100 |  | Residential (sngl fam) Living (Spr-Sum) Occup Sat | 3728 | 0 | 100 | 0 | 100
23012 | 8 | -99 | 7 | -99 | 3728 | -1 | 0 | 100 | 0 | 100 | 0 | 100 | 0 | 100 | ; | Residential (sngl fam) Living (Spr-Sum) | Occup | all | Sun | - | 1 | 1 | DEER08 RES Lvg Sum Oc WeH | 0 | 100 |  |  |  |  | - n/a - | - n/a - | 0 | 100 |  | Residential (sngl fam) Living (Spr-Sum) Occup Sun | 3728 | 0 | 100 | 0 | 100
23012 | 8 | -99 | 8 | -99 | 3728 | -1 | 0 | 100 | 0 | 100 | 0 | 100 | 0 | 100 | ; | Residential (sngl fam) Living (Spr-Sum) | Occup | all | Hol | - | 1 | 1 | DEER08 RES Lvg Sum Oc WeH | 0 | 100 |  |  |  |  | - n/a - | - n/a - | 0 | 100 |  | Residential (sngl fam) Living (Spr-Sum) Occup Hol | 3728 | 0 | 100 | 0 | 100
23012 | 8 | -99 | 11 | -99 | 3728 | -1 | 0 | 100 | 0 | 100 | 0 | 100 | 0 | 100 | ; | Residential (sngl fam) Living (Spr-Sum) | Occup | all | Cls | - | 1 | 1 | DEER08 RES Lvg Sum Oc WeH | 0 | 100 |  |  |  |  | - n/a - | - n/a - | 0 | 100 |  | Residential (sngl fam) Living (Spr-Sum) Occup Cls | 3728 | 0 | 100 | 0 | 100
23012 | 8 | -99 | -99 | -99 | 3727 | -1 | 0 | 100 | 0 | 100 | 0 | 100 | 0 | 100 | ; | Residential (sngl fam) Living (Spr-Sum) | Occup | all | all | - | 1 | 1 | DEER08 RES Lvg Sum Oc Wd | 0 | 100 |  |  |  |  | - n/a - | - n/a - | 0 | 100 |  | Residential (sngl fam) Living (Spr-Sum) Occup all | 3727 | 0 | 100 | 0 | 100
23012 | 10 | -99 | 6 | -99 | 3704 | -1 | 0.37383 | 8.5981 | 0.37383 | 8.5981 | 0.37383 | 8.5981 | 0.37383 | 8.5981 | ; | Residential (sngl fam) Living (Spr-Sum) | Motors | all | Sat | - | 1 | 1 | DEER08 RES Lvg Sum CW WeH | 0.37383 | 8.5981 |  |  |  |  | - n/a - | - n/a - | 0.37383 | 8.5981 |  | Residential (sngl fam) Living (Spr-Sum) Motors Sat | 3704 | 0.37383 | 8.5981 | 0.37383 | 8.5981
23012 | 10 | -99 | 7 | -99 | 3704 | -1 | 0.37383 | 8.5981 | 0.37383 | 8.5981 | 0.37383 | 8.5981 | 0.37383 | 8.5981 | ; | Residential (sngl fam) Living (Spr-Sum) | Motors | all | Sun | - | 1 | 1 | DEER08 RES Lvg Sum CW WeH | 0.37383 | 8.5981 |  |  |  |  | - n/a - | - n/a - | 0.37383 | 8.5981 |  | Residential (sngl fam) Living (Spr-Sum) Motors Sun | 3704 | 0.37383 | 8.5981 | 0.37383 | 8.5981
23012 | 10 | -99 | 8 | -99 | 3704 | -1 | 0.37383 | 8.5981 | 0.37383 | 8.5981 | 0.37383 | 8.5981 | 0.37383 | 8.5981 | ; | Residential (sngl fam) Living (Spr-Sum) | Motors | all | Hol | - | 1 | 1 | DEER08 RES Lvg Sum CW WeH | 0.37383 | 8.5981 |  |  |  |  | - n/a - | - n/a - | 0.37383 | 8.5981 |  | Residential (sngl fam) Living (Spr-Sum) Motors Hol | 3704 | 0.37383 | 8.5981 | 0.37383 | 8.5981
23012 | 10 | -99 | 11 | -99 | 3704 | -1 | 0.37383 | 8.5981 | 0.37383 | 8.5981 | 0.37383 | 8.5981 | 0.37383 | 8.5981 | ; | Residential (sngl fam) Living (Spr-Sum) | Motors | all | Cls | - | 1 | 1 | DEER08 RES Lvg Sum CW WeH | 0.37383 | 8.5981 |  |  |  |  | - n/a - | - n/a - | 0.37383 | 8.5981 |  | Residential (sngl fam) Living (Spr-Sum) Motors Cls | 3704 | 0.37383 | 8.5981 | 0.37383 | 8.5981
23012 | 10 | -99 | -99 | -99 | 3703 | -1 | 0.37383 | 8.5981 | 0.37383 | 8.5981 | 0.37383 | 8.5981 | 0.37383 | 8.5981 | ; | Residential (sngl fam) Living (Spr-Sum) | Motors | all | all | - | 1 | 1 | DEER08 RES Lvg Sum CW Wd | 0.37383 | 8.5981 |  |  |  |  | - n/a - | - n/a - | 0.37383 | 8.5981 |  | Residential (sngl fam) Living (Spr-Sum) Motors all | 3703 | 0.37383 | 8.5981 | 0.37383 | 8.5981
23012 | 11 | -99 | 6 | -99 | 3710 | -1 | 0.37383 | 8.5981 | 0.37383 | 8.5981 | 0.37383 | 8.5981 | 0.37383 | 8.5981 | ; | Residential (sngl fam) Living (Spr-Sum) | Proc | all | Sat | - | 1 | 1 | DEER08 RES Lvg Sum CD WeH | 0.37383 | 8.5981 |  |  |  |  | - n/a - | - n/a - | 0.37383 | 8.5981 |  | Residential (sngl fam) Living (Spr-Sum) Proc Sat | 3710 | 0.37383 | 8.5981 | 0.37383 | 8.5981
23012 | 11 | -99 | 7 | -99 | 3710 | -1 | 0.37383 | 8.5981 | 0.37383 | 8.5981 | 0.37383 | 8.5981 | 0.37383 | 8.5981 | ; | Residential (sngl fam) Living (Spr-Sum) | Proc | all | Sun | - | 1 | 1 | DEER08 RES Lvg Sum CD WeH | 0.37383 | 8.5981 |  |  |  |  | - n/a - | - n/a - | 0.37383 | 8.5981 |  | Residential (sngl fam) Living (Spr-Sum) Proc Sun | 3710 | 0.37383 | 8.5981 | 0.37383 | 8.5981
23012 | 11 | -99 | 8 | -99 | 3710 | -1 | 0.37383 | 8.5981 | 0.37383 | 8.5981 | 0.37383 | 8.5981 | 0.37383 | 8.5981 | ; | Residential (sngl fam) Living (Spr-Sum) | Proc | all | Hol | - | 1 | 1 | DEER08 RES Lvg Sum CD WeH | 0.37383 | 8.5981 |  |  |  |  | - n/a - | - n/a - | 0.37383 | 8.5981 |  | Residential (sngl fam) Living (Spr-Sum) Proc Hol | 3710 | 0.37383 | 8.5981 | 0.37383 | 8.5981
23012 | 11 | -99 | 11 | -99 | 3710 | -1 | 0.37383 | 8.5981 | 0.37383 | 8.5981 | 0.37383 | 8.5981 | 0.37383 | 8.5981 | ; | Residential (sngl fam) Living (Spr-Sum) | Proc | all | Cls | - | 1 | 1 | DEER08 RES Lvg Sum CD WeH | 0.37383 | 8.5981 |  |  |  |  | - n/a - | - n/a - | 0.37383 | 8.5981 |  | Residential (sngl fam) Living (Spr-Sum) Proc Cls | 3710 | 0.37383 | 8.5981 | 0.37383 | 8.5981
23012 | 11 | -99 | -99 | -99 | 3709 | -1 | 0.37383 | 8.5981 | 0.37383 | 8.5981 | 0.37383 | 8.5981 | 0.37383 | 8.5981 | ; | Residential (sngl fam) Living (Spr-Sum) | Proc | all | all | - | 1 | 1 | DEER08 RES Lvg Sum CD Wd | 0.37383 | 8.5981 |  |  |  |  | - n/a - | - n/a - | 0.37383 | 8.5981 |  | Residential (sngl fam) Living (Spr-Sum) Proc all | 3709 | 0.37383 | 8.5981 | 0.37383 | 8.5981
23012 | 12 | -99 | 6 | -99 | 3692 | -1 | 100 | 100 | 100 | 100 | 100 | 100 | 100 | 100 | ; | Residential (sngl fam) Living (Spr-Sum) | SCRefr | all | all | - | 1 | 1 | DEER08 RES Lvg Sum Rfg WeH | 100 | 100 |  |  |  |  | - n/a - | - n/a - | 100 | 100 |  | Residential (sngl fam) Living (Spr-Sum) SCRefr all | 3692 | 100 | 100 | 100 | 100
23012 | 12 | -99 | 7 | -99 | 3692 | -1 | 100 | 100 | 100 | 100 | 100 | 100 | 100 | 100 | ; | Residential (sngl fam) Living (Spr-Sum) | SCRefr | all | Sat | - | 1 | 1 | DEER08 RES Lvg Sum Rfg WeH | 100 | 100 |  |  |  |  | - n/a - | - n/a - | 100 | 100 |  | Residential (sngl fam) Living (Spr-Sum) SCRefr Sat | 3692 | 100 | 100 | 100 | 100
23012 | 12 | -99 | 8 | -99 | 3692 | -1 | 100 | 100 | 100 | 100 | 100 | 100 | 100 | 100 | ; | Residential (sngl fam) Living (Spr-Sum) | SCRefr | all | Sun | - | 1 | 1 | DEER08 RES Lvg Sum Rfg WeH | 100 | 100 |  |  |  |  | - n/a - | - n/a - | 100 | 100 |  | Residential (sngl fam) Living (Spr-Sum) SCRefr Sun | 3692 | 100 | 100 | 100 | 100
23012 | 12 | -99 | 11 | -99 | 3692 | -1 | 100 | 100 | 100 | 100 | 100 | 100 | 100 | 100 | ; | Residential (sngl fam) Living (Spr-Sum) | SCRefr | all | Hol | - | 1 | 1 | DEER08 RES Lvg Sum Rfg WeH | 100 | 100 |  |  |  |  | - n/a - | - n/a - | 100 | 100 |  | Residential (sngl fam) Living (Spr-Sum) SCRefr Hol | 3692 | 100 | 100 | 100 | 100
23012 | 12 | -99 | -99 | -99 | 3691 | -1 | 100 | 100 | 100 | 100 | 100 | 100 | 100 | 100 | ; | Residential (sngl fam) Living (Spr-Sum) | SCRefr | all | Cls | - | 1 | 1 | DEER08 RES Lvg Sum Rfg Wd | 100 | 100 |  |  |  |  | - n/a - | - n/a - | 100 | 100 |  | Residential (sngl fam) Living (Spr-Sum) SCRefr Cls | 3691 | 100 | 100 | 100 | 100
23013 | 1 | -99 | 6 | -99 | 3672 | -1 | 1.3703 | 9.8576 | 1.3703 | 9.8576 | 1.3703 | 9.8576 | 1.3703 | 9.8576 | ; | Residential (sngl fam) Living (other) | ILit | all | Sat | - | 1 | 1 | DEER08 RES Lvg Oth Lt WeH | 1.3703 | 9.8576 |  |  |  |  | 1.4923 | 10.4019 | 1.4923 | 10.4019 |  | Residential (sngl fam) Living (other) ILit Sat | 3672 | 1.3703 | 9.8576 | 1.3703 | 9.8576
23013 | 1 | -99 | 7 | -99 | 3672 | -1 | 1.3703 | 9.8576 | 1.3703 | 9.8576 | 1.3703 | 9.8576 | 1.3703 | 9.8576 | ; | Residential (sngl fam) Living (other) | ILit | all | Sun | - | 1 | 1 | DEER08 RES Lvg Oth Lt WeH | 1.3703 | 9.8576 |  |  |  |  | 1.4923 | 10.4019 | 1.4923 | 10.4019 |  | Residential (sngl fam) Living (other) ILit Sun | 3672 | 1.3703 | 9.8576 | 1.3703 | 9.8576
23013 | 1 | -99 | 8 | -99 | 3672 | -1 | 1.3703 | 9.8576 | 1.3703 | 9.8576 | 1.3703 | 9.8576 | 1.3703 | 9.8576 | ; | Residential (sngl fam) Living (other) | ILit | all | Hol | - | 1 | 1 | DEER08 RES Lvg Oth Lt WeH | 1.3703 | 9.8576 |  |  |  |  | 1.4923 | 10.4019 | 1.4923 | 10.4019 |  | Residential (sngl fam) Living (other) ILit Hol | 3672 | 1.3703 | 9.8576 | 1.3703 | 9.8576
23013 | 1 | -99 | 11 | -99 | 3672 | -1 | 1.3703 | 9.8576 | 1.3703 | 9.8576 | 1.3703 | 9.8576 | 1.3703 | 9.8576 | ; | Residential (sngl fam) Living (other) | ILit | all | Cls | - | 1 | 1 | DEER08 RES Lvg Oth Lt WeH | 1.3703 | 9.8576 |  |  |  |  | 1.4923 | 10.4019 | 1.4923 | 10.4019 |  | Residential (sngl fam) Living (other) ILit Cls | 3672 | 1.3703 | 9.8576 | 1.3703 | 9.8576
23013 | 1 | -99 | -99 | -99 | 3671 | -1 | 1.3864 | 9.5463 | 1.3864 | 9.5463 | 1.3864 | 9.5463 | 1.3864 | 9.5463 | ; | Residential (sngl fam) Living (other) | ILit | all | all | - | 1 | 1 | DEER08 RES Lvg Oth Lt Wd | 1.3864 | 9.5463 |  |  |  |  | 1.2285 | 8.2188 | 1.2285 | 8.2188 |  | Residential (sngl fam) Living (other) ILit all | 3671 | 1.3864 | 9.5463 | 1.3864 | 9.5463
23013 | 3 | -99 | 6 | -99 | 3720 | -1 | 3.2 | 6.2 | 3.2 | 6.2 | 3.2 | 6.2 | 3.2 | 6.2 | ; | Residential (sngl fam) Living (other) | OffEq | all | Sat | - | 1 | 1 | DEER08 RES Lvg Oth Eq WeH | 3.2 | 6.2 |  |  |  |  | - n/a - | - n/a - | 3.2 | 6.2 |  | Residential (sngl fam) Living (other) OffEq Sat | 3720 | 3.2 | 6.2 | 3.2 | 6.2
23013 | 3 | -99 | 7 | -99 | 3720 | -1 | 3.2 | 6.2 | 3.2 | 6.2 | 3.2 | 6.2 | 3.2 | 6.2 | ; | Residential (sngl fam) Living (other) | OffEq | all | Sun | - | 1 | 1 | DEER08 RES Lvg Oth Eq WeH | 3.2 | 6.2 |  |  |  |  | - n/a - | - n/a - | 3.2 | 6.2 |  | Residential (sngl fam) Living (other) OffEq Sun | 3720 | 3.2 | 6.2 | 3.2 | 6.2
23013 | 3 | -99 | 8 | -99 | 3720 | -1 | 3.2 | 6.2 | 3.2 | 6.2 | 3.2 | 6.2 | 3.2 | 6.2 | ; | Residential (sngl fam) Living (other) | OffEq | all | Hol | - | 1 | 1 | DEER08 RES Lvg Oth Eq WeH | 3.2 | 6.2 |  |  |  |  | - n/a - | - n/a - | 3.2 | 6.2 |  | Residential (sngl fam) Living (other) OffEq Hol | 3720 | 3.2 | 6.2 | 3.2 | 6.2
23013 | 3 | -99 | 11 | -99 | 3720 | -1 | 3.2 | 6.2 | 3.2 | 6.2 | 3.2 | 6.2 | 3.2 | 6.2 | ; | Residential (sngl fam) Living (other) | OffEq | all | Cls | - | 1 | 1 | DEER08 RES Lvg Oth Eq WeH | 3.2 | 6.2 |  |  |  |  | - n/a - | - n/a - | 3.2 | 6.2 |  | Residential (sngl fam) Living (other) OffEq Cls | 3720 | 3.2 | 6.2 | 3.2 | 6.2
23013 | 3 | -99 | -99 | -99 | 3719 | -1 | 3.2 | 6.2 | 3.2 | 6.2 | 3.2 | 6.2 | 3.2 | 6.2 | ; | Residential (sngl fam) Living (other) | OffEq | all | all | - | 1 | 1 | DEER08 RES Lvg Oth Eq Wd | 3.2 | 6.2 |  |  |  |  | - n/a - | - n/a - | 3.2 | 6.2 |  | Residential (sngl fam) Living (other) OffEq all | 3719 | 3.2 | 6.2 | 3.2 | 6.2
23013 | 4 | -99 | 6 | -99 | 3714 | -1 | 0.35361 | 14.9929 | 0.35361 | 14.9929 | 0.35361 | 14.9929 | 0.35361 | 14.9929 | ; | Residential (sngl fam) Living (other) | Cook | all | Sat | - | 1 | 1 | DEER08 RES Lvg Oth Ck WeH | 0.35361 | 14.9929 |  |  |  |  | - n/a - | - n/a - | 0.35361 | 14.9929 |  | Residential (sngl fam) Living (other) Cook Sat | 3714 | 0.35361 | 14.9929 | 0.35361 | 14.9929
23013 | 4 | -99 | 7 | -99 | 3714 | -1 | 0.35361 | 14.9929 | 0.35361 | 14.9929 | 0.35361 | 14.9929 | 0.35361 | 14.9929 | ; | Residential (sngl fam) Living (other) | Cook | all | Sun | - | 1 | 1 | DEER08 RES Lvg Oth Ck WeH | 0.35361 | 14.9929 |  |  |  |  | - n/a - | - n/a - | 0.35361 | 14.9929 |  | Residential (sngl fam) Living (other) Cook Sun | 3714 | 0.35361 | 14.9929 | 0.35361 | 14.9929
23013 | 4 | -99 | 8 | -99 | 3714 | -1 | 0.35361 | 14.9929 | 0.35361 | 14.9929 | 0.35361 | 14.9929 | 0.35361 | 14.9929 | ; | Residential (sngl fam) Living (other) | Cook | all | Hol | - | 1 | 1 | DEER08 RES Lvg Oth Ck WeH | 0.35361 | 14.9929 |  |  |  |  | - n/a - | - n/a - | 0.35361 | 14.9929 |  | Residential (sngl fam) Living (other) Cook Hol | 3714 | 0.35361 | 14.9929 | 0.35361 | 14.9929
23013 | 4 | -99 | 11 | -99 | 3714 | -1 | 0.35361 | 14.9929 | 0.35361 | 14.9929 | 0.35361 | 14.9929 | 0.35361 | 14.9929 | ; | Residential (sngl fam) Living (other) | Cook | all | Cls | - | 1 | 1 | DEER08 RES Lvg Oth Ck WeH | 0.35361 | 14.9929 |  |  |  |  | - n/a - | - n/a - | 0.35361 | 14.9929 |  | Residential (sngl fam) Living (other) Cook Cls | 3714 | 0.35361 | 14.9929 | 0.35361 | 14.9929
23013 | 4 | -99 | -99 | -99 | 3713 | -1 | 0.35361 | 14.9929 | 0.35361 | 14.9929 | 0.35361 | 14.9929 | 0.35361 | 14.9929 | ; | Residential (sngl fam) Living (other) | Cook | all | all | - | 1 | 1 | DEER08 RES Lvg Oth Ck Wd | 0.35361 | 14.9929 |  |  |  |  | - n/a - | - n/a - | 0.35361 | 14.9929 |  | Residential (sngl fam) Living (other) Cook all | 3713 | 0.35361 | 14.9929 | 0.35361 | 14.9929
23013 | 6 | -99 | 6 | -99 | 3696 | -1 | 0.3413 | 11.0922 | 0.3413 | 11.0922 | 0.3413 | 11.0922 | 0.3413 | 11.0922 | ; | Residential (sngl fam) Living (other) | Misc | all | Sat | - | 1 | 1 | DEER08 RES Lvg Oth DW WeH | 0.3413 | 11.0922 |  |  |  |  | - n/a - | - n/a - | 0.3413 | 11.0922 |  | Residential (sngl fam) Living (other) Misc Sat | 3696 | 0.3413 | 11.0922 | 0.3413 | 11.0922
23013 | 6 | -99 | 7 | -99 | 3696 | -1 | 0.3413 | 11.0922 | 0.3413 | 11.0922 | 0.3413 | 11.0922 | 0.3413 | 11.0922 | ; | Residential (sngl fam) Living (other) | Misc | all | Sun | - | 1 | 1 | DEER08 RES Lvg Oth DW WeH | 0.3413 | 11.0922 |  |  |  |  | - n/a - | - n/a - | 0.3413 | 11.0922 |  | Residential (sngl fam) Living (other) Misc Sun | 3696 | 0.3413 | 11.0922 | 0.3413 | 11.0922
23013 | 6 | -99 | 8 | -99 | 3696 | -1 | 0.3413 | 11.0922 | 0.3413 | 11.0922 | 0.3413 | 11.0922 | 0.3413 | 11.0922 | ; | Residential (sngl fam) Living (other) | Misc | all | Hol | - | 1 | 1 | DEER08 RES Lvg Oth DW WeH | 0.3413 | 11.0922 |  |  |  |  | - n/a - | - n/a - | 0.3413 | 11.0922 |  | Residential (sngl fam) Living (other) Misc Hol | 3696 | 0.3413 | 11.0922 | 0.3413 | 11.0922
23013 | 6 | -99 | 11 | -99 | 3696 | -1 | 0.3413 | 11.0922 | 0.3413 | 11.0922 | 0.3413 | 11.0922 | 0.3413 | 11.0922 | ; | Residential (sngl fam) Living (other) | Misc | all | Cls | - | 1 | 1 | DEER08 RES Lvg Oth DW WeH | 0.3413 | 11.0922 |  |  |  |  | - n/a - | - n/a - | 0.3413 | 11.0922 |  | Residential (sngl fam) Living (other) Misc Cls | 3696 | 0.3413 | 11.0922 | 0.3413 | 11.0922
23013 | 6 | -99 | -99 | -99 | 3695 | -1 | 0.3413 | 11.0922 | 0.3413 | 11.0922 | 0.3413 | 11.0922 | 0.3413 | 11.0922 | ; | Residential (sngl fam) Living (other) | Misc | all | all | - | 1 | 1 | DEER08 RES Lvg Oth DW Wd | 0.3413 | 11.0922 |  |  |  |  | - n/a - | - n/a - | 0.3413 | 11.0922 |  | Residential (sngl fam) Living (other) Misc all | 3695 | 0.3413 | 11.0922 | 0.3413 | 11.0922
23013 | 8 | -99 | 6 | -99 | 3726 | -1 | 0 | 100 | 0 | 100 | 0 | 100 | 0 | 100 | ; | Residential (sngl fam) Living (other) | Occup | all | Sat | - | 1 | 1 | DEER08 RES Lvg Oth Oc WeH | 0 | 100 |  |  |  |  | - n/a - | - n/a - | 0 | 100 |  | Residential (sngl fam) Living (other) Occup Sat | 3726 | 0 | 100 | 0 | 100
23013 | 8 | -99 | 7 | -99 | 3726 | -1 | 0 | 100 | 0 | 100 | 0 | 100 | 0 | 100 | ; | Residential (sngl fam) Living (other) | Occup | all | Sun | - | 1 | 1 | DEER08 RES Lvg Oth Oc WeH | 0 | 100 |  |  |  |  | - n/a - | - n/a - | 0 | 100 |  | Residential (sngl fam) Living (other) Occup Sun | 3726 | 0 | 100 | 0 | 100
23013 | 8 | -99 | 8 | -99 | 3726 | -1 | 0 | 100 | 0 | 100 | 0 | 100 | 0 | 100 | ; | Residential (sngl fam) Living (other) | Occup | all | Hol | - | 1 | 1 | DEER08 RES Lvg Oth Oc WeH | 0 | 100 |  |  |  |  | - n/a - | - n/a - | 0 | 100 |  | Residential (sngl fam) Living (other) Occup Hol | 3726 | 0 | 100 | 0 | 100
23013 | 8 | -99 | 11 | -99 | 3726 | -1 | 0 | 100 | 0 | 100 | 0 | 100 | 0 | 100 | ; | Residential (sngl fam) Living (other) | Occup | all | Cls | - | 1 | 1 | DEER08 RES Lvg Oth Oc WeH | 0 | 100 |  |  |  |  | - n/a - | - n/a - | 0 | 100 |  | Residential (sngl fam) Living (other) Occup Cls | 3726 | 0 | 100 | 0 | 100
23013 | 8 | -99 | -99 | -99 | 3725 | -1 | 0 | 100 | 0 | 100 | 0 | 100 | 0 | 100 | ; | Residential (sngl fam) Living (other) | Occup | all | all | - | 1 | 1 | DEER08 RES Lvg Oth Oc Wd | 0 | 100 |  |  |  |  | - n/a - | - n/a - | 0 | 100 |  | Residential (sngl fam) Living (other) Occup all | 3725 | 0 | 100 | 0 | 100
23013 | 10 | -99 | 6 | -99 | 3702 | -1 | 0.37383 | 8.5981 | 0.37383 | 8.5981 | 0.37383 | 8.5981 | 0.37383 | 8.5981 | ; | Residential (sngl fam) Living (other) | Motors | all | Sat | - | 1 | 1 | DEER08 RES Lvg Oth CW WeH | 0.37383 | 8.5981 |  |  |  |  | - n/a - | - n/a - | 0.37383 | 8.5981 |  | Residential (sngl fam) Living (other) Motors Sat | 3702 | 0.37383 | 8.5981 | 0.37383 | 8.5981
23013 | 10 | -99 | 7 | -99 | 3702 | -1 | 0.37383 | 8.5981 | 0.37383 | 8.5981 | 0.37383 | 8.5981 | 0.37383 | 8.5981 | ; | Residential (sngl fam) Living (other) | Motors | all | Sun | - | 1 | 1 | DEER08 RES Lvg Oth CW WeH | 0.37383 | 8.5981 |  |  |  |  | - n/a - | - n/a - | 0.37383 | 8.5981 |  | Residential (sngl fam) Living (other) Motors Sun | 3702 | 0.37383 | 8.5981 | 0.37383 | 8.5981
23013 | 10 | -99 | 8 | -99 | 3702 | -1 | 0.37383 | 8.5981 | 0.37383 | 8.5981 | 0.37383 | 8.5981 | 0.37383 | 8.5981 | ; | Residential (sngl fam) Living (other) | Motors | all | Hol | - | 1 | 1 | DEER08 RES Lvg Oth CW WeH | 0.37383 | 8.5981 |  |  |  |  | - n/a - | - n/a - | 0.37383 | 8.5981 |  | Residential (sngl fam) Living (other) Motors Hol | 3702 | 0.37383 | 8.5981 | 0.37383 | 8.5981
23013 | 10 | -99 | 11 | -99 | 3702 | -1 | 0.37383 | 8.5981 | 0.37383 | 8.5981 | 0.37383 | 8.5981 | 0.37383 | 8.5981 | ; | Residential (sngl fam) Living (other) | Motors | all | Cls | - | 1 | 1 | DEER08 RES Lvg Oth CW WeH | 0.37383 | 8.5981 |  |  |  |  | - n/a - | - n/a - | 0.37383 | 8.5981 |  | Residential (sngl fam) Living (other) Motors Cls | 3702 | 0.37383 | 8.5981 | 0.37383 | 8.5981
23013 | 10 | -99 | -99 | -99 | 3701 | -1 | 0.37383 | 8.5981 | 0.37383 | 8.5981 | 0.37383 | 8.5981 | 0.37383 | 8.5981 | ; | Residential (sngl fam) Living (other) | Motors | all | all | - | 1 | 1 | DEER08 RES Lvg Oth CW Wd | 0.37383 | 8.5981 |  |  |  |  | - n/a - | - n/a - | 0.37383 | 8.5981 |  | Residential (sngl fam) Living (other) Motors all | 3701 | 0.37383 | 8.5981 | 0.37383 | 8.5981
23013 | 11 | -99 | 6 | -99 | 3708 | -1 | 0.37383 | 8.5981 | 0.37383 | 8.5981 | 0.37383 | 8.5981 | 0.37383 | 8.5981 | ; | Residential (sngl fam) Living (other) | Proc | all | Sat | - | 1 | 1 | DEER08 RES Lvg Oth CD WeH | 0.37383 | 8.5981 |  |  |  |  | - n/a - | - n/a - | 0.37383 | 8.5981 |  | Residential (sngl fam) Living (other) Proc Sat | 3708 | 0.37383 | 8.5981 | 0.37383 | 8.5981
23013 | 11 | -99 | 7 | -99 | 3708 | -1 | 0.37383 | 8.5981 | 0.37383 | 8.5981 | 0.37383 | 8.5981 | 0.37383 | 8.5981 | ; | Residential (sngl fam) Living (other) | Proc | all | Sun | - | 1 | 1 | DEER08 RES Lvg Oth CD WeH | 0.37383 | 8.5981 |  |  |  |  | - n/a - | - n/a - | 0.37383 | 8.5981 |  | Residential (sngl fam) Living (other) Proc Sun | 3708 | 0.37383 | 8.5981 | 0.37383 | 8.5981
23013 | 11 | -99 | 8 | -99 | 3708 | -1 | 0.37383 | 8.5981 | 0.37383 | 8.5981 | 0.37383 | 8.5981 | 0.37383 | 8.5981 | ; | Residential (sngl fam) Living (other) | Proc | all | Hol | - | 1 | 1 | DEER08 RES Lvg Oth CD WeH | 0.37383 | 8.5981 |  |  |  |  | - n/a - | - n/a - | 0.37383 | 8.5981 |  | Residential (sngl fam) Living (other) Proc Hol | 3708 | 0.37383 | 8.5981 | 0.37383 | 8.5981
23013 | 11 | -99 | 11 | -99 | 3708 | -1 | 0.37383 | 8.5981 | 0.37383 | 8.5981 | 0.37383 | 8.5981 | 0.37383 | 8.5981 | ; | Residential (sngl fam) Living (other) | Proc | all | Cls | - | 1 | 1 | DEER08 RES Lvg Oth CD WeH | 0.37383 | 8.5981 |  |  |  |  | - n/a - | - n/a - | 0.37383 | 8.5981 |  | Residential (sngl fam) Living (other) Proc Cls | 3708 | 0.37383 | 8.5981 | 0.37383 | 8.5981
23013 | 11 | -99 | -99 | -99 | 3707 | -1 | 0.37383 | 8.5981 | 0.37383 | 8.5981 | 0.37383 | 8.5981 | 0.37383 | 8.5981 | ; | Residential (sngl fam) Living (other) | Proc | all | all | - | 1 | 1 | DEER08 RES Lvg Oth CD Wd | 0.37383 | 8.5981 |  |  |  |  | - n/a - | - n/a - | 0.37383 | 8.5981 |  | Residential (sngl fam) Living (other) Proc all | 3707 | 0.37383 | 8.5981 | 0.37383 | 8.5981
23013 | 12 | -99 | 6 | -99 | 3690 | -1 | 100 | 100 | 100 | 100 | 100 | 100 | 100 | 100 | ; | Residential (sngl fam) Living (other) | SCRefr | all | all | - | 1 | 1 | DEER08 RES Lvg Oth Rfg WeH | 100 | 100 |  |  |  |  | - n/a - | - n/a - | 100 | 100 |  | Residential (sngl fam) Living (other) SCRefr all | 3690 | 100 | 100 | 100 | 100
23013 | 12 | -99 | 7 | -99 | 3690 | -1 | 100 | 100 | 100 | 100 | 100 | 100 | 100 | 100 | ; | Residential (sngl fam) Living (other) | SCRefr | all | Sat | - | 1 | 1 | DEER08 RES Lvg Oth Rfg WeH | 100 | 100 |  |  |  |  | - n/a - | - n/a - | 100 | 100 |  | Residential (sngl fam) Living (other) SCRefr Sat | 3690 | 100 | 100 | 100 | 100
23013 | 12 | -99 | 8 | -99 | 3690 | -1 | 100 | 100 | 100 | 100 | 100 | 100 | 100 | 100 | ; | Residential (sngl fam) Living (other) | SCRefr | all | Sun | - | 1 | 1 | DEER08 RES Lvg Oth Rfg WeH | 100 | 100 |  |  |  |  | - n/a - | - n/a - | 100 | 100 |  | Residential (sngl fam) Living (other) SCRefr Sun | 3690 | 100 | 100 | 100 | 100
23013 | 12 | -99 | 11 | -99 | 3690 | -1 | 100 | 100 | 100 | 100 | 100 | 100 | 100 | 100 | ; | Residential (sngl fam) Living (other) | SCRefr | all | Hol | - | 1 | 1 | DEER08 RES Lvg Oth Rfg WeH | 100 | 100 |  |  |  |  | - n/a - | - n/a - | 100 | 100 |  | Residential (sngl fam) Living (other) SCRefr Hol | 3690 | 100 | 100 | 100 | 100
23013 | 12 | -99 | -99 | -99 | 3689 | -1 | 100 | 100 | 100 | 100 | 100 | 100 | 100 | 100 | ; | Residential (sngl fam) Living (other) | SCRefr | all | Cls | - | 1 | 1 | DEER08 RES Lvg Oth Rfg Wd | 100 | 100 |  |  |  |  | - n/a - | - n/a - | 100 | 100 |  | Residential (sngl fam) Living (other) SCRefr Cls | 3689 | 100 | 100 | 100 | 100
23021 | 1 | -99 | 6 | -99 | 3676 | -1 | 1.4459 | 10.3114 | 1.4459 | 10.3114 | 1.4459 | 10.3114 | 1.4459 | 10.3114 | ; | Residential (sngl fam) Bedrms (Winter) | ILit | all | Sat | - | 1 | 1 | DEER08 RES Bed Win Lt WeH | 1.4459 | 10.3114 |  |  |  |  | 1.3401 | 9.4379 | 1.3401 | 9.4379 |  | Residential (sngl fam) Bedrms (Winter) ILit Sat | 3676 | 1.4459 | 10.3114 | 1.4459 | 10.3114
23021 | 1 | -99 | 7 | -99 | 3676 | -1 | 1.4459 | 10.3114 | 1.4459 | 10.3114 | 1.4459 | 10.3114 | 1.4459 | 10.3114 | ; | Residential (sngl fam) Bedrms (Winter) | ILit | all | Sun | - | 1 | 1 | DEER08 RES Bed Win Lt WeH | 1.4459 | 10.3114 |  |  |  |  | 1.3401 | 9.4379 | 1.3401 | 9.4379 |  | Residential (sngl fam) Bedrms (Winter) ILit Sun | 3676 | 1.4459 | 10.3114 | 1.4459 | 10.3114
23021 | 1 | -99 | 8 | -99 | 3676 | -1 | 1.4459 | 10.3114 | 1.4459 | 10.3114 | 1.4459 | 10.3114 | 1.4459 | 10.3114 | ; | Residential (sngl fam) Bedrms (Winter) | ILit | all | Hol | - | 1 | 1 | DEER08 RES Bed Win Lt WeH | 1.4459 | 10.3114 |  |  |  |  | 1.3401 | 9.4379 | 1.3401 | 9.4379 |  | Residential (sngl fam) Bedrms (Winter) ILit Hol | 3676 | 1.4459 | 10.3114 | 1.4459 | 10.3114
23021 | 1 | -99 | 11 | -99 | 3676 | -1 | 1.4459 | 10.3114 | 1.4459 | 10.3114 | 1.4459 | 10.3114 | 1.4459 | 10.3114 | ; | Residential (sngl fam) Bedrms (Winter) | ILit | all | Cls | - | 1 | 1 | DEER08 RES Bed Win Lt WeH | 1.4459 | 10.3114 |  |  |  |  | 1.3401 | 9.4379 | 1.3401 | 9.4379 |  | Residential (sngl fam) Bedrms (Winter) ILit Cls | 3676 | 1.4459 | 10.3114 | 1.4459 | 10.3114
23021 | 1 | -99 | -99 | -99 | 3675 | -1 | 1.5661 | 10.3243 | 1.5661 | 10.3243 | 1.5661 | 10.3243 | 1.5661 | 10.3243 | ; | Residential (sngl fam) Bedrms (Winter) | ILit | all | all | - | 1 | 1 | DEER08 RES Bed Win Lt Wd | 1.5661 | 10.3243 |  |  |  |  | 1.6008 | 10.513 | 1.6008 | 10.513 |  | Residential (sngl fam) Bedrms (Winter) ILit all | 3675 | 1.5661 | 10.3243 | 1.5661 | 10.3243
23021 | 3 | -99 | 6 | -99 | 3718 | -1 | 3.2 | 6.2 | 3.2 | 6.2 | 3.2 | 6.2 | 3.2 | 6.2 | ; | Residential (sngl fam) Bedrms (Winter) | OffEq | all | Sat | - | 1 | 1 | DEER08 RES Lvg Win Eq WeH | 3.2 | 6.2 |  |  |  |  | - n/a - | - n/a - | 3.2 | 6.2 |  | Residential (sngl fam) Bedrms (Winter) OffEq Sat | 3718 | 3.2 | 6.2 | 3.2 | 6.2
23021 | 3 | -99 | 7 | -99 | 3718 | -1 | 3.2 | 6.2 | 3.2 | 6.2 | 3.2 | 6.2 | 3.2 | 6.2 | ; | Residential (sngl fam) Bedrms (Winter) | OffEq | all | Sun | - | 1 | 1 | DEER08 RES Lvg Win Eq WeH | 3.2 | 6.2 |  |  |  |  | - n/a - | - n/a - | 3.2 | 6.2 |  | Residential (sngl fam) Bedrms (Winter) OffEq Sun | 3718 | 3.2 | 6.2 | 3.2 | 6.2
23021 | 3 | -99 | 8 | -99 | 3718 | -1 | 3.2 | 6.2 | 3.2 | 6.2 | 3.2 | 6.2 | 3.2 | 6.2 | ; | Residential (sngl fam) Bedrms (Winter) | OffEq | all | Hol | - | 1 | 1 | DEER08 RES Lvg Win Eq WeH | 3.2 | 6.2 |  |  |  |  | - n/a - | - n/a - | 3.2 | 6.2 |  | Residential (sngl fam) Bedrms (Winter) OffEq Hol | 3718 | 3.2 | 6.2 | 3.2 | 6.2
23021 | 3 | -99 | 11 | -99 | 3718 | -1 | 3.2 | 6.2 | 3.2 | 6.2 | 3.2 | 6.2 | 3.2 | 6.2 | ; | Residential (sngl fam) Bedrms (Winter) | OffEq | all | Cls | - | 1 | 1 | DEER08 RES Lvg Win Eq WeH | 3.2 | 6.2 |  |  |  |  | - n/a - | - n/a - | 3.2 | 6.2 |  | Residential (sngl fam) Bedrms (Winter) OffEq Cls | 3718 | 3.2 | 6.2 | 3.2 | 6.2
23021 | 3 | -99 | -99 | -99 | 3717 | -1 | 3.2 | 6.2 | 3.2 | 6.2 | 3.2 | 6.2 | 3.2 | 6.2 | ; | Residential (sngl fam) Bedrms (Winter) | OffEq | all | all | - | 1 | 1 | DEER08 RES Lvg Win Eq Wd | 3.2 | 6.2 |  |  |  |  | - n/a - | - n/a - | 3.2 | 6.2 |  | Residential (sngl fam) Bedrms (Winter) OffEq all | 3717 | 3.2 | 6.2 | 3.2 | 6.2
23021 | 8 | -99 | 6 | -99 | 3730 | -1 | 0 | 100 | 0 | 100 | 0 | 100 | 0 | 100 | ; | Residential (sngl fam) Bedrms (Winter) | Occup | all | Sat | - | 1 | 1 | DEER08 RES Bed Win Oc WeH | 0 | 100 |  |  |  |  | - n/a - | - n/a - | 0 | 100 |  | Residential (sngl fam) Bedrms (Winter) Occup Sat | 3730 | 0 | 100 | 0 | 100
23021 | 8 | -99 | 7 | -99 | 3730 | -1 | 0 | 100 | 0 | 100 | 0 | 100 | 0 | 100 | ; | Residential (sngl fam) Bedrms (Winter) | Occup | all | Sun | - | 1 | 1 | DEER08 RES Bed Win Oc WeH | 0 | 100 |  |  |  |  | - n/a - | - n/a - | 0 | 100 |  | Residential (sngl fam) Bedrms (Winter) Occup Sun | 3730 | 0 | 100 | 0 | 100
23021 | 8 | -99 | 8 | -99 | 3730 | -1 | 0 | 100 | 0 | 100 | 0 | 100 | 0 | 100 | ; | Residential (sngl fam) Bedrms (Winter) | Occup | all | Hol | - | 1 | 1 | DEER08 RES Bed Win Oc WeH | 0 | 100 |  |  |  |  | - n/a - | - n/a - | 0 | 100 |  | Residential (sngl fam) Bedrms (Winter) Occup Hol | 3730 | 0 | 100 | 0 | 100
23021 | 8 | -99 | 11 | -99 | 3730 | -1 | 0 | 100 | 0 | 100 | 0 | 100 | 0 | 100 | ; | Residential (sngl fam) Bedrms (Winter) | Occup | all | Cls | - | 1 | 1 | DEER08 RES Bed Win Oc WeH | 0 | 100 |  |  |  |  | - n/a - | - n/a - | 0 | 100 |  | Residential (sngl fam) Bedrms (Winter) Occup Cls | 3730 | 0 | 100 | 0 | 100
23021 | 8 | -99 | -99 | -99 | 3729 | -1 | 0 | 100 | 0 | 100 | 0 | 100 | 0 | 100 | ; | Residential (sngl fam) Bedrms (Winter) | Occup | all | all | - | 1 | 1 | DEER08 RES Bed Win Oc Wd | 0 | 100 |  |  |  |  | - n/a - | - n/a - | 0 | 100 |  | Residential (sngl fam) Bedrms (Winter) Occup all | 3729 | 0 | 100 | 0 | 100
23022 | 1 | -99 | 6 | -99 | 3680 | -1 | 1.232 | 8.637 | 1.232 | 8.637 | 1.232 | 8.637 | 1.232 | 8.637 | ; | Residential (sngl fam) Bedrms (Spr-Sum) | ILit | all | Sat | - | 1 | 1 | DEER08 RES Bed Sum Lt WeH | 1.232 | 8.637 |  |  |  |  | 1.2248 | 8.5986 | 1.2248 | 8.5986 |  | Residential (sngl fam) Bedrms (Spr-Sum) ILit Sat | 3680 | 1.232 | 8.637 | 1.232 | 8.637
23022 | 1 | -99 | 7 | -99 | 3680 | -1 | 1.232 | 8.637 | 1.232 | 8.637 | 1.232 | 8.637 | 1.232 | 8.637 | ; | Residential (sngl fam) Bedrms (Spr-Sum) | ILit | all | Sun | - | 1 | 1 | DEER08 RES Bed Sum Lt WeH | 1.232 | 8.637 |  |  |  |  | 1.2248 | 8.5986 | 1.2248 | 8.5986 |  | Residential (sngl fam) Bedrms (Spr-Sum) ILit Sun | 3680 | 1.232 | 8.637 | 1.232 | 8.637
23022 | 1 | -99 | 8 | -99 | 3680 | -1 | 1.232 | 8.637 | 1.232 | 8.637 | 1.232 | 8.637 | 1.232 | 8.637 | ; | Residential (sngl fam) Bedrms (Spr-Sum) | ILit | all | Hol | - | 1 | 1 | DEER08 RES Bed Sum Lt WeH | 1.232 | 8.637 |  |  |  |  | 1.2248 | 8.5986 | 1.2248 | 8.5986 |  | Residential (sngl fam) Bedrms (Spr-Sum) ILit Hol | 3680 | 1.232 | 8.637 | 1.232 | 8.637
23022 | 1 | -99 | 11 | -99 | 3680 | -1 | 1.232 | 8.637 | 1.232 | 8.637 | 1.232 | 8.637 | 1.232 | 8.637 | ; | Residential (sngl fam) Bedrms (Spr-Sum) | ILit | all | Cls | - | 1 | 1 | DEER08 RES Bed Sum Lt WeH | 1.232 | 8.637 |  |  |  |  | 1.2248 | 8.5986 | 1.2248 | 8.5986 |  | Residential (sngl fam) Bedrms (Spr-Sum) ILit Cls | 3680 | 1.232 | 8.637 | 1.232 | 8.637
23022 | 1 | -99 | -99 | -99 | 3679 | -1 | 1.2067 | 8.2385 | 1.2067 | 8.2385 | 1.2067 | 8.2385 | 1.2067 | 8.2385 | ; | Residential (sngl fam) Bedrms (Spr-Sum) | ILit | all | all | - | 1 | 1 | DEER08 RES Bed Sum Lt Wd | 1.2067 | 8.2385 |  |  |  |  | 1.3216 | 9.7529 | 1.3216 | 9.7529 |  | Residential (sngl fam) Bedrms (Spr-Sum) ILit all | 3679 | 1.2067 | 8.2385 | 1.2067 | 8.2385
23022 | 3 | -99 | 6 | -99 | 3722 | -1 | 3.2 | 6.2 | 3.2 | 6.2 | 3.2 | 6.2 | 3.2 | 6.2 | ; | Residential (sngl fam) Bedrms (Spr-Sum) | OffEq | all | Sat | - | 1 | 1 | DEER08 RES Lvg Sum Eq WeH | 3.2 | 6.2 |  |  |  |  | - n/a - | - n/a - | 3.2 | 6.2 |  | Residential (sngl fam) Bedrms (Spr-Sum) OffEq Sat | 3722 | 3.2 | 6.2 | 3.2 | 6.2
23022 | 3 | -99 | 7 | -99 | 3722 | -1 | 3.2 | 6.2 | 3.2 | 6.2 | 3.2 | 6.2 | 3.2 | 6.2 | ; | Residential (sngl fam) Bedrms (Spr-Sum) | OffEq | all | Sun | - | 1 | 1 | DEER08 RES Lvg Sum Eq WeH | 3.2 | 6.2 |  |  |  |  | - n/a - | - n/a - | 3.2 | 6.2 |  | Residential (sngl fam) Bedrms (Spr-Sum) OffEq Sun | 3722 | 3.2 | 6.2 | 3.2 | 6.2
23022 | 3 | -99 | 8 | -99 | 3722 | -1 | 3.2 | 6.2 | 3.2 | 6.2 | 3.2 | 6.2 | 3.2 | 6.2 | ; | Residential (sngl fam) Bedrms (Spr-Sum) | OffEq | all | Hol | - | 1 | 1 | DEER08 RES Lvg Sum Eq WeH | 3.2 | 6.2 |  |  |  |  | - n/a - | - n/a - | 3.2 | 6.2 |  | Residential (sngl fam) Bedrms (Spr-Sum) OffEq Hol | 3722 | 3.2 | 6.2 | 3.2 | 6.2
23022 | 3 | -99 | 11 | -99 | 3722 | -1 | 3.2 | 6.2 | 3.2 | 6.2 | 3.2 | 6.2 | 3.2 | 6.2 | ; | Residential (sngl fam) Bedrms (Spr-Sum) | OffEq | all | Cls | - | 1 | 1 | DEER08 RES Lvg Sum Eq WeH | 3.2 | 6.2 |  |  |  |  | - n/a - | - n/a - | 3.2 | 6.2 |  | Residential (sngl fam) Bedrms (Spr-Sum) OffEq Cls | 3722 | 3.2 | 6.2 | 3.2 | 6.2
23022 | 3 | -99 | -99 | -99 | 3721 | -1 | 3.2 | 6.2 | 3.2 | 6.2 | 3.2 | 6.2 | 3.2 | 6.2 | ; | Residential (sngl fam) Bedrms (Spr-Sum) | OffEq | all | all | - | 1 | 1 | DEER08 RES Lvg Sum Eq Wd | 3.2 | 6.2 |  |  |  |  | - n/a - | - n/a - | 3.2 | 6.2 |  | Residential (sngl fam) Bedrms (Spr-Sum) OffEq all | 3721 | 3.2 | 6.2 | 3.2 | 6.2
23022 | 8 | -99 | 6 | -99 | 3734 | -1 | 0 | 100 | 0 | 100 | 0 | 100 | 0 | 100 | ; | Residential (sngl fam) Bedrms (Spr-Sum) | Occup | all | Sat | - | 1 | 1 | DEER08 RES Bed Sum Oc WeH | 0 | 100 |  |  |  |  | - n/a - | - n/a - | 0 | 100 |  | Residential (sngl fam) Bedrms (Spr-Sum) Occup Sat | 3734 | 0 | 100 | 0 | 100
23022 | 8 | -99 | 7 | -99 | 3734 | -1 | 0 | 100 | 0 | 100 | 0 | 100 | 0 | 100 | ; | Residential (sngl fam) Bedrms (Spr-Sum) | Occup | all | Sun | - | 1 | 1 | DEER08 RES Bed Sum Oc WeH | 0 | 100 |  |  |  |  | - n/a - | - n/a - | 0 | 100 |  | Residential (sngl fam) Bedrms (Spr-Sum) Occup Sun | 3734 | 0 | 100 | 0 | 100
23022 | 8 | -99 | 8 | -99 | 3734 | -1 | 0 | 100 | 0 | 100 | 0 | 100 | 0 | 100 | ; | Residential (sngl fam) Bedrms (Spr-Sum) | Occup | all | Hol | - | 1 | 1 | DEER08 RES Bed Sum Oc WeH | 0 | 100 |  |  |  |  | - n/a - | - n/a - | 0 | 100 |  | Residential (sngl fam) Bedrms (Spr-Sum) Occup Hol | 3734 | 0 | 100 | 0 | 100
23022 | 8 | -99 | 11 | -99 | 3734 | -1 | 0 | 100 | 0 | 100 | 0 | 100 | 0 | 100 | ; | Residential (sngl fam) Bedrms (Spr-Sum) | Occup | all | Cls | - | 1 | 1 | DEER08 RES Bed Sum Oc WeH | 0 | 100 |  |  |  |  | - n/a - | - n/a - | 0 | 100 |  | Residential (sngl fam) Bedrms (Spr-Sum) Occup Cls | 3734 | 0 | 100 | 0 | 100
23022 | 8 | -99 | -99 | -99 | 3733 | -1 | 0 | 100 | 0 | 100 | 0 | 100 | 0 | 100 | ; | Residential (sngl fam) Bedrms (Spr-Sum) | Occup | all | all | - | 1 | 1 | DEER08 RES Bed Sum Oc Wd | 0 | 100 |  |  |  |  | - n/a - | - n/a - | 0 | 100 |  | Residential (sngl fam) Bedrms (Spr-Sum) Occup all | 3733 | 0 | 100 | 0 | 100
23023 | 1 | -99 | 6 | -99 | 3678 | -1 | 1.3703 | 9.8576 | 1.3703 | 9.8576 | 1.3703 | 9.8576 | 1.3703 | 9.8576 | ; | Residential (sngl fam) Bedrms (other) | ILit | all | Sat | - | 1 | 1 | DEER08 RES Bed Oth Lt WeH | 1.3703 | 9.8576 |  |  |  |  | 1.4923 | 10.4019 | 1.4923 | 10.4019 |  | Residential (sngl fam) Bedrms (other) ILit Sat | 3678 | 1.3703 | 9.8576 | 1.3703 | 9.8576
23023 | 1 | -99 | 7 | -99 | 3678 | -1 | 1.3703 | 9.8576 | 1.3703 | 9.8576 | 1.3703 | 9.8576 | 1.3703 | 9.8576 | ; | Residential (sngl fam) Bedrms (other) | ILit | all | Sun | - | 1 | 1 | DEER08 RES Bed Oth Lt WeH | 1.3703 | 9.8576 |  |  |  |  | 1.4923 | 10.4019 | 1.4923 | 10.4019 |  | Residential (sngl fam) Bedrms (other) ILit Sun | 3678 | 1.3703 | 9.8576 | 1.3703 | 9.8576
23023 | 1 | -99 | 8 | -99 | 3678 | -1 | 1.3703 | 9.8576 | 1.3703 | 9.8576 | 1.3703 | 9.8576 | 1.3703 | 9.8576 | ; | Residential (sngl fam) Bedrms (other) | ILit | all | Hol | - | 1 | 1 | DEER08 RES Bed Oth Lt WeH | 1.3703 | 9.8576 |  |  |  |  | 1.4923 | 10.4019 | 1.4923 | 10.4019 |  | Residential (sngl fam) Bedrms (other) ILit Hol | 3678 | 1.3703 | 9.8576 | 1.3703 | 9.8576
23023 | 1 | -99 | 11 | -99 | 3678 | -1 | 1.3703 | 9.8576 | 1.3703 | 9.8576 | 1.3703 | 9.8576 | 1.3703 | 9.8576 | ; | Residential (sngl fam) Bedrms (other) | ILit | all | Cls | - | 1 | 1 | DEER08 RES Bed Oth Lt WeH | 1.3703 | 9.8576 |  |  |  |  | 1.4923 | 10.4019 | 1.4923 | 10.4019 |  | Residential (sngl fam) Bedrms (other) ILit Cls | 3678 | 1.3703 | 9.8576 | 1.3703 | 9.8576
23023 | 1 | -99 | -99 | -99 | 3677 | -1 | 1.3864 | 9.5463 | 1.3864 | 9.5463 | 1.3864 | 9.5463 | 1.3864 | 9.5463 | ; | Residential (sngl fam) Bedrms (other) | ILit | all | all | - | 1 | 1 | DEER08 RES Bed Oth Lt Wd | 1.3864 | 9.5463 |  |  |  |  | 1.2285 | 8.2188 | 1.2285 | 8.2188 |  | Residential (sngl fam) Bedrms (other) ILit all | 3677 | 1.3864 | 9.5463 | 1.3864 | 9.5463
23023 | 3 | -99 | 6 | -99 | 3720 | -1 | 3.2 | 6.2 | 3.2 | 6.2 | 3.2 | 6.2 | 3.2 | 6.2 | ; | Residential (sngl fam) Bedrms (other) | OffEq | all | Sat | - | 1 | 1 | DEER08 RES Lvg Oth Eq WeH | 3.2 | 6.2 |  |  |  |  | - n/a - | - n/a - | 3.2 | 6.2 |  | Residential (sngl fam) Bedrms (other) OffEq Sat | 3720 | 3.2 | 6.2 | 3.2 | 6.2
23023 | 3 | -99 | 7 | -99 | 3720 | -1 | 3.2 | 6.2 | 3.2 | 6.2 | 3.2 | 6.2 | 3.2 | 6.2 | ; | Residential (sngl fam) Bedrms (other) | OffEq | all | Sun | - | 1 | 1 | DEER08 RES Lvg Oth Eq WeH | 3.2 | 6.2 |  |  |  |  | - n/a - | - n/a - | 3.2 | 6.2 |  | Residential (sngl fam) Bedrms (other) OffEq Sun | 3720 | 3.2 | 6.2 | 3.2 | 6.2
23023 | 3 | -99 | 8 | -99 | 3720 | -1 | 3.2 | 6.2 | 3.2 | 6.2 | 3.2 | 6.2 | 3.2 | 6.2 | ; | Residential (sngl fam) Bedrms (other) | OffEq | all | Hol | - | 1 | 1 | DEER08 RES Lvg Oth Eq WeH | 3.2 | 6.2 |  |  |  |  | - n/a - | - n/a - | 3.2 | 6.2 |  | Residential (sngl fam) Bedrms (other) OffEq Hol | 3720 | 3.2 | 6.2 | 3.2 | 6.2
23023 | 3 | -99 | 11 | -99 | 3720 | -1 | 3.2 | 6.2 | 3.2 | 6.2 | 3.2 | 6.2 | 3.2 | 6.2 | ; | Residential (sngl fam) Bedrms (other) | OffEq | all | Cls | - | 1 | 1 | DEER08 RES Lvg Oth Eq WeH | 3.2 | 6.2 |  |  |  |  | - n/a - | - n/a - | 3.2 | 6.2 |  | Residential (sngl fam) Bedrms (other) OffEq Cls | 3720 | 3.2 | 6.2 | 3.2 | 6.2
23023 | 3 | -99 | -99 | -99 | 3719 | -1 | 3.2 | 6.2 | 3.2 | 6.2 | 3.2 | 6.2 | 3.2 | 6.2 | ; | Residential (sngl fam) Bedrms (other) | OffEq | all | all | - | 1 | 1 | DEER08 RES Lvg Oth Eq Wd | 3.2 | 6.2 |  |  |  |  | - n/a - | - n/a - | 3.2 | 6.2 |  | Residential (sngl fam) Bedrms (other) OffEq all | 3719 | 3.2 | 6.2 | 3.2 | 6.2
23023 | 8 | -99 | 6 | -99 | 3732 | -1 | 0 | 100 | 0 | 100 | 0 | 100 | 0 | 100 | ; | Residential (sngl fam) Bedrms (other) | Occup | all | Sat | - | 1 | 1 | DEER08 RES Bed Oth Oc WeH | 0 | 100 |  |  |  |  | - n/a - | - n/a - | 0 | 100 |  | Residential (sngl fam) Bedrms (other) Occup Sat | 3732 | 0 | 100 | 0 | 100
23023 | 8 | -99 | 7 | -99 | 3732 | -1 | 0 | 100 | 0 | 100 | 0 | 100 | 0 | 100 | ; | Residential (sngl fam) Bedrms (other) | Occup | all | Sun | - | 1 | 1 | DEER08 RES Bed Oth Oc WeH | 0 | 100 |  |  |  |  | - n/a - | - n/a - | 0 | 100 |  | Residential (sngl fam) Bedrms (other) Occup Sun | 3732 | 0 | 100 | 0 | 100
23023 | 8 | -99 | 8 | -99 | 3732 | -1 | 0 | 100 | 0 | 100 | 0 | 100 | 0 | 100 | ; | Residential (sngl fam) Bedrms (other) | Occup | all | Hol | - | 1 | 1 | DEER08 RES Bed Oth Oc WeH | 0 | 100 |  |  |  |  | - n/a - | - n/a - | 0 | 100 |  | Residential (sngl fam) Bedrms (other) Occup Hol | 3732 | 0 | 100 | 0 | 100
23023 | 8 | -99 | 11 | -99 | 3732 | -1 | 0 | 100 | 0 | 100 | 0 | 100 | 0 | 100 | ; | Residential (sngl fam) Bedrms (other) | Occup | all | Cls | - | 1 | 1 | DEER08 RES Bed Oth Oc WeH | 0 | 100 |  |  |  |  | - n/a - | - n/a - | 0 | 100 |  | Residential (sngl fam) Bedrms (other) Occup Cls | 3732 | 0 | 100 | 0 | 100
23023 | 8 | -99 | -99 | -99 | 3731 | -1 | 0 | 100 | 0 | 100 | 0 | 100 | 0 | 100 | ; | Residential (sngl fam) Bedrms (other) | Occup | all | all | - | 1 | 1 | DEER08 RES Bed Oth Oc Wd | 0 | 100 |  |  |  |  | - n/a - | - n/a - | 0 | 100 |  | Residential (sngl fam) Bedrms (other) Occup all | 3731 | 0 | 100 | 0 | 100
23031 | 1 | -99 | 6 | -99 | 3670 | -1 | 1.4459 | 10.3114 | 1.4459 | 10.3114 | 1.4459 | 10.3114 | 1.4459 | 10.3114 | ; | Residential (sngl fam) Garage (Winter) | ILit | all | Sat | - | 1 | 1 | DEER08 RES Lvg Win Lt WeH | 1.4459 | 10.3114 |  |  |  |  | 1.3401 | 9.4379 | 1.3401 | 9.4379 |  | Residential (sngl fam) Garage (Winter) ILit Sat | 3670 | 1.4459 | 10.3114 | 1.4459 | 10.3114
23031 | 1 | -99 | 7 | -99 | 3670 | -1 | 1.4459 | 10.3114 | 1.4459 | 10.3114 | 1.4459 | 10.3114 | 1.4459 | 10.3114 | ; | Residential (sngl fam) Garage (Winter) | ILit | all | Sun | - | 1 | 1 | DEER08 RES Lvg Win Lt WeH | 1.4459 | 10.3114 |  |  |  |  | 1.3401 | 9.4379 | 1.3401 | 9.4379 |  | Residential (sngl fam) Garage (Winter) ILit Sun | 3670 | 1.4459 | 10.3114 | 1.4459 | 10.3114
23031 | 1 | -99 | 8 | -99 | 3670 | -1 | 1.4459 | 10.3114 | 1.4459 | 10.3114 | 1.4459 | 10.3114 | 1.4459 | 10.3114 | ; | Residential (sngl fam) Garage (Winter) | ILit | all | Hol | - | 1 | 1 | DEER08 RES Lvg Win Lt WeH | 1.4459 | 10.3114 |  |  |  |  | 1.3401 | 9.4379 | 1.3401 | 9.4379 |  | Residential (sngl fam) Garage (Winter) ILit Hol | 3670 | 1.4459 | 10.3114 | 1.4459 | 10.3114
23031 | 1 | -99 | 11 | -99 | 3670 | -1 | 1.4459 | 10.3114 | 1.4459 | 10.3114 | 1.4459 | 10.3114 | 1.4459 | 10.3114 | ; | Residential (sngl fam) Garage (Winter) | ILit | all | Cls | - | 1 | 1 | DEER08 RES Lvg Win Lt WeH | 1.4459 | 10.3114 |  |  |  |  | 1.3401 | 9.4379 | 1.3401 | 9.4379 |  | Residential (sngl fam) Garage (Winter) ILit Cls | 3670 | 1.4459 | 10.3114 | 1.4459 | 10.3114
23031 | 1 | -99 | -99 | -99 | 3669 | -1 | 1.5661 | 10.3243 | 1.5661 | 10.3243 | 1.5661 | 10.3243 | 1.5661 | 10.3243 | ; | Residential (sngl fam) Garage (Winter) | ILit | all | all | - | 1 | 1 | DEER08 RES Lvg Win Lt Wd | 1.5661 | 10.3243 |  |  |  |  | 1.6008 | 10.513 | 1.6008 | 10.513 |  | Residential (sngl fam) Garage (Winter) ILit all | 3669 | 1.5661 | 10.3243 | 1.5661 | 10.3243
23031 | 12 | -99 | 6 | -99 | 3688 | -1 | 100 | 100 | 100 | 100 | 100 | 100 | 100 | 100 | ; | Residential (sngl fam) Garage (Winter) | SCRefr | all | all | - | 1 | 1 | DEER08 RES Lvg Win Rfg WeH | 100 | 100 |  |  |  |  | - n/a - | - n/a - | 100 | 100 |  | Residential (sngl fam) Garage (Winter) SCRefr all | 3688 | 100 | 100 | 100 | 100
23031 | 12 | -99 | 7 | -99 | 3688 | -1 | 100 | 100 | 100 | 100 | 100 | 100 | 100 | 100 | ; | Residential (sngl fam) Garage (Winter) | SCRefr | all | Sat | - | 1 | 1 | DEER08 RES Lvg Win Rfg WeH | 100 | 100 |  |  |  |  | - n/a - | - n/a - | 100 | 100 |  | Residential (sngl fam) Garage (Winter) SCRefr Sat | 3688 | 100 | 100 | 100 | 100
23031 | 12 | -99 | 8 | -99 | 3688 | -1 | 100 | 100 | 100 | 100 | 100 | 100 | 100 | 100 | ; | Residential (sngl fam) Garage (Winter) | SCRefr | all | Sun | - | 1 | 1 | DEER08 RES Lvg Win Rfg WeH | 100 | 100 |  |  |  |  | - n/a - | - n/a - | 100 | 100 |  | Residential (sngl fam) Garage (Winter) SCRefr Sun | 3688 | 100 | 100 | 100 | 100
23031 | 12 | -99 | 11 | -99 | 3688 | -1 | 100 | 100 | 100 | 100 | 100 | 100 | 100 | 100 | ; | Residential (sngl fam) Garage (Winter) | SCRefr | all | Hol | - | 1 | 1 | DEER08 RES Lvg Win Rfg WeH | 100 | 100 |  |  |  |  | - n/a - | - n/a - | 100 | 100 |  | Residential (sngl fam) Garage (Winter) SCRefr Hol | 3688 | 100 | 100 | 100 | 100
23031 | 12 | -99 | -99 | -99 | 3687 | -1 | 100 | 100 | 100 | 100 | 100 | 100 | 100 | 100 | ; | Residential (sngl fam) Garage (Winter) | SCRefr | all | Cls | - | 1 | 1 | DEER08 RES Lvg Win Rfg Wd | 100 | 100 |  |  |  |  | - n/a - | - n/a - | 100 | 100 |  | Residential (sngl fam) Garage (Winter) SCRefr Cls | 3687 | 100 | 100 | 100 | 100
23032 | 1 | -99 | 6 | -99 | 3674 | -1 | 1.232 | 8.637 | 1.232 | 8.637 | 1.232 | 8.637 | 1.232 | 8.637 | ; | Residential (sngl fam) Garage (Spr-Sum) | ILit | all | Sat | - | 1 | 1 | DEER08 RES Lvg Sum Lt WeH | 1.232 | 8.637 |  |  |  |  | 1.2248 | 8.5986 | 1.2248 | 8.5986 |  | Residential (sngl fam) Garage (Spr-Sum) ILit Sat | 3674 | 1.232 | 8.637 | 1.232 | 8.637
23032 | 1 | -99 | 7 | -99 | 3674 | -1 | 1.232 | 8.637 | 1.232 | 8.637 | 1.232 | 8.637 | 1.232 | 8.637 | ; | Residential (sngl fam) Garage (Spr-Sum) | ILit | all | Sun | - | 1 | 1 | DEER08 RES Lvg Sum Lt WeH | 1.232 | 8.637 |  |  |  |  | 1.2248 | 8.5986 | 1.2248 | 8.5986 |  | Residential (sngl fam) Garage (Spr-Sum) ILit Sun | 3674 | 1.232 | 8.637 | 1.232 | 8.637
23032 | 1 | -99 | 8 | -99 | 3674 | -1 | 1.232 | 8.637 | 1.232 | 8.637 | 1.232 | 8.637 | 1.232 | 8.637 | ; | Residential (sngl fam) Garage (Spr-Sum) | ILit | all | Hol | - | 1 | 1 | DEER08 RES Lvg Sum Lt WeH | 1.232 | 8.637 |  |  |  |  | 1.2248 | 8.5986 | 1.2248 | 8.5986 |  | Residential (sngl fam) Garage (Spr-Sum) ILit Hol | 3674 | 1.232 | 8.637 | 1.232 | 8.637
23032 | 1 | -99 | 11 | -99 | 3674 | -1 | 1.232 | 8.637 | 1.232 | 8.637 | 1.232 | 8.637 | 1.232 | 8.637 | ; | Residential (sngl fam) Garage (Spr-Sum) | ILit | all | Cls | - | 1 | 1 | DEER08 RES Lvg Sum Lt WeH | 1.232 | 8.637 |  |  |  |  | 1.2248 | 8.5986 | 1.2248 | 8.5986 |  | Residential (sngl fam) Garage (Spr-Sum) ILit Cls | 3674 | 1.232 | 8.637 | 1.232 | 8.637
23032 | 1 | -99 | -99 | -99 | 3673 | -1 | 1.2067 | 8.2385 | 1.2067 | 8.2385 | 1.2067 | 8.2385 | 1.2067 | 8.2385 | ; | Residential (sngl fam) Garage (Spr-Sum) | ILit | all | all | - | 1 | 1 | DEER08 RES Lvg Sum Lt Wd | 1.2067 | 8.2385 |  |  |  |  | 1.3216 | 9.7529 | 1.3216 | 9.7529 |  | Residential (sngl fam) Garage (Spr-Sum) ILit all | 3673 | 1.2067 | 8.2385 | 1.2067 | 8.2385
23032 | 12 | -99 | 6 | -99 | 3692 | -1 | 100 | 100 | 100 | 100 | 100 | 100 | 100 | 100 | ; | Residential (sngl fam) Garage (Spr-Sum) | SCRefr | all | all | - | 1 | 1 | DEER08 RES Lvg Sum Rfg WeH | 100 | 100 |  |  |  |  | - n/a - | - n/a - | 100 | 100 |  | Residential (sngl fam) Garage (Spr-Sum) SCRefr all | 3692 | 100 | 100 | 100 | 100
23032 | 12 | -99 | 7 | -99 | 3692 | -1 | 100 | 100 | 100 | 100 | 100 | 100 | 100 | 100 | ; | Residential (sngl fam) Garage (Spr-Sum) | SCRefr | all | Sat | - | 1 | 1 | DEER08 RES Lvg Sum Rfg WeH | 100 | 100 |  |  |  |  | - n/a - | - n/a - | 100 | 100 |  | Residential (sngl fam) Garage (Spr-Sum) SCRefr Sat | 3692 | 100 | 100 | 100 | 100
23032 | 12 | -99 | 8 | -99 | 3692 | -1 | 100 | 100 | 100 | 100 | 100 | 100 | 100 | 100 | ; | Residential (sngl fam) Garage (Spr-Sum) | SCRefr | all | Sun | - | 1 | 1 | DEER08 RES Lvg Sum Rfg WeH | 100 | 100 |  |  |  |  | - n/a - | - n/a - | 100 | 100 |  | Residential (sngl fam) Garage (Spr-Sum) SCRefr Sun | 3692 | 100 | 100 | 100 | 100
23032 | 12 | -99 | 11 | -99 | 3692 | -1 | 100 | 100 | 100 | 100 | 100 | 100 | 100 | 100 | ; | Residential (sngl fam) Garage (Spr-Sum) | SCRefr | all | Hol | - | 1 | 1 | DEER08 RES Lvg Sum Rfg WeH | 100 | 100 |  |  |  |  | - n/a - | - n/a - | 100 | 100 |  | Residential (sngl fam) Garage (Spr-Sum) SCRefr Hol | 3692 | 100 | 100 | 100 | 100
23032 | 12 | -99 | -99 | -99 | 3691 | -1 | 100 | 100 | 100 | 100 | 100 | 100 | 100 | 100 | ; | Residential (sngl fam) Garage (Spr-Sum) | SCRefr | all | Cls | - | 1 | 1 | DEER08 RES Lvg Sum Rfg Wd | 100 | 100 |  |  |  |  | - n/a - | - n/a - | 100 | 100 |  | Residential (sngl fam) Garage (Spr-Sum) SCRefr Cls | 3691 | 100 | 100 | 100 | 100
23033 | 1 | -99 | 6 | -99 | 3672 | -1 | 1.3703 | 9.8576 | 1.3703 | 9.8576 | 1.3703 | 9.8576 | 1.3703 | 9.8576 | ; | Residential (sngl fam) Garage (other) | ILit | all | Sat | - | 1 | 1 | DEER08 RES Lvg Oth Lt WeH | 1.3703 | 9.8576 |  |  |  |  | 1.4923 | 10.4019 | 1.4923 | 10.4019 |  | Residential (sngl fam) Garage (other) ILit Sat | 3672 | 1.3703 | 9.8576 | 1.3703 | 9.8576
23033 | 1 | -99 | 7 | -99 | 3672 | -1 | 1.3703 | 9.8576 | 1.3703 | 9.8576 | 1.3703 | 9.8576 | 1.3703 | 9.8576 | ; | Residential (sngl fam) Garage (other) | ILit | all | Sun | - | 1 | 1 | DEER08 RES Lvg Oth Lt WeH | 1.3703 | 9.8576 |  |  |  |  | 1.4923 | 10.4019 | 1.4923 | 10.4019 |  | Residential (sngl fam) Garage (other) ILit Sun | 3672 | 1.3703 | 9.8576 | 1.3703 | 9.8576
23033 | 1 | -99 | 8 | -99 | 3672 | -1 | 1.3703 | 9.8576 | 1.3703 | 9.8576 | 1.3703 | 9.8576 | 1.3703 | 9.8576 | ; | Residential (sngl fam) Garage (other) | ILit | all | Hol | - | 1 | 1 | DEER08 RES Lvg Oth Lt WeH | 1.3703 | 9.8576 |  |  |  |  | 1.4923 | 10.4019 | 1.4923 | 10.4019 |  | Residential (sngl fam) Garage (other) ILit Hol | 3672 | 1.3703 | 9.8576 | 1.3703 | 9.8576
23033 | 1 | -99 | 11 | -99 | 3672 | -1 | 1.3703 | 9.8576 | 1.3703 | 9.8576 | 1.3703 | 9.8576 | 1.3703 | 9.8576 | ; | Residential (sngl fam) Garage (other) | ILit | all | Cls | - | 1 | 1 | DEER08 RES Lvg Oth Lt WeH | 1.3703 | 9.8576 |  |  |  |  | 1.4923 | 10.4019 | 1.4923 | 10.4019 |  | Residential (sngl fam) Garage (other) ILit Cls | 3672 | 1.3703 | 9.8576 | 1.3703 | 9.8576
23033 | 1 | -99 | -99 | -99 | 3671 | -1 | 1.3864 | 9.5463 | 1.3864 | 9.5463 | 1.3864 | 9.5463 | 1.3864 | 9.5463 | ; | Residential (sngl fam) Garage (other) | ILit | all | all | - | 1 | 1 | DEER08 RES Lvg Oth Lt Wd | 1.3864 | 9.5463 |  |  |  |  | 1.2285 | 8.2188 | 1.2285 | 8.2188 |  | Residential (sngl fam) Garage (other) ILit all | 3671 | 1.3864 | 9.5463 | 1.3864 | 9.5463
23033 | 12 | -99 | 6 | -99 | 3690 | -1 | 100 | 100 | 100 | 100 | 100 | 100 | 100 | 100 | ; | Residential (sngl fam) Garage (other) | SCRefr | all | all | - | 1 | 1 | DEER08 RES Lvg Oth Rfg WeH | 100 | 100 |  |  |  |  | - n/a - | - n/a - | 100 | 100 |  | Residential (sngl fam) Garage (other) SCRefr all | 3690 | 100 | 100 | 100 | 100
23033 | 12 | -99 | 7 | -99 | 3690 | -1 | 100 | 100 | 100 | 100 | 100 | 100 | 100 | 100 | ; | Residential (sngl fam) Garage (other) | SCRefr | all | Sat | - | 1 | 1 | DEER08 RES Lvg Oth Rfg WeH | 100 | 100 |  |  |  |  | - n/a - | - n/a - | 100 | 100 |  | Residential (sngl fam) Garage (other) SCRefr Sat | 3690 | 100 | 100 | 100 | 100
23033 | 12 | -99 | 8 | -99 | 3690 | -1 | 100 | 100 | 100 | 100 | 100 | 100 | 100 | 100 | ; | Residential (sngl fam) Garage (other) | SCRefr | all | Sun | - | 1 | 1 | DEER08 RES Lvg Oth Rfg WeH | 100 | 100 |  |  |  |  | - n/a - | - n/a - | 100 | 100 |  | Residential (sngl fam) Garage (other) SCRefr Sun | 3690 | 100 | 100 | 100 | 100
23033 | 12 | -99 | 11 | -99 | 3690 | -1 | 100 | 100 | 100 | 100 | 100 | 100 | 100 | 100 | ; | Residential (sngl fam) Garage (other) | SCRefr | all | Hol | - | 1 | 1 | DEER08 RES Lvg Oth Rfg WeH | 100 | 100 |  |  |  |  | - n/a - | - n/a - | 100 | 100 |  | Residential (sngl fam) Garage (other) SCRefr Hol | 3690 | 100 | 100 | 100 | 100
23033 | 12 | -99 | -99 | -99 | 3689 | -1 | 100 | 100 | 100 | 100 | 100 | 100 | 100 | 100 | ; | Residential (sngl fam) Garage (other) | SCRefr | all | Cls | - | 1 | 1 | DEER08 RES Lvg Oth Rfg Wd | 100 | 100 |  |  |  |  | - n/a - | - n/a - | 100 | 100 |  | Residential (sngl fam) Garage (other) SCRefr Cls | 3689 | 100 | 100 | 100 | 100
24011 | 1 | -99 | 6 | -99 | 3670 | -1 | 1.4459 | 10.3114 | 1.4459 | 10.3114 | 1.4459 | 10.3114 | 1.4459 | 10.3114 | ; | Residential (multifam) Living (Winter) | ILit | all | Sat | - | 1 | 1 | DEER08 RES Lvg Win Lt WeH | 1.4459 | 10.3114 |  |  |  |  | 1.3401 | 9.4379 | 1.3401 | 9.4379 |  | Residential (multifam) Living (Winter) ILit Sat | 3670 | 1.4459 | 10.3114 | 1.4459 | 10.3114
24011 | 1 | -99 | 7 | -99 | 3670 | -1 | 1.4459 | 10.3114 | 1.4459 | 10.3114 | 1.4459 | 10.3114 | 1.4459 | 10.3114 | ; | Residential (multifam) Living (Winter) | ILit | all | Sun | - | 1 | 1 | DEER08 RES Lvg Win Lt WeH | 1.4459 | 10.3114 |  |  |  |  | 1.3401 | 9.4379 | 1.3401 | 9.4379 |  | Residential (multifam) Living (Winter) ILit Sun | 3670 | 1.4459 | 10.3114 | 1.4459 | 10.3114
24011 | 1 | -99 | 8 | -99 | 3670 | -1 | 1.4459 | 10.3114 | 1.4459 | 10.3114 | 1.4459 | 10.3114 | 1.4459 | 10.3114 | ; | Residential (multifam) Living (Winter) | ILit | all | Hol | - | 1 | 1 | DEER08 RES Lvg Win Lt WeH | 1.4459 | 10.3114 |  |  |  |  | 1.3401 | 9.4379 | 1.3401 | 9.4379 |  | Residential (multifam) Living (Winter) ILit Hol | 3670 | 1.4459 | 10.3114 | 1.4459 | 10.3114
24011 | 1 | -99 | 11 | -99 | 3670 | -1 | 1.4459 | 10.3114 | 1.4459 | 10.3114 | 1.4459 | 10.3114 | 1.4459 | 10.3114 | ; | Residential (multifam) Living (Winter) | ILit | all | Cls | - | 1 | 1 | DEER08 RES Lvg Win Lt WeH | 1.4459 | 10.3114 |  |  |  |  | 1.3401 | 9.4379 | 1.3401 | 9.4379 |  | Residential (multifam) Living (Winter) ILit Cls | 3670 | 1.4459 | 10.3114 | 1.4459 | 10.3114
24011 | 1 | -99 | -99 | -99 | 3669 | -1 | 1.5661 | 10.3243 | 1.5661 | 10.3243 | 1.5661 | 10.3243 | 1.5661 | 10.3243 | ; | Residential (multifam) Living (Winter) | ILit | all | all | - | 1 | 1 | DEER08 RES Lvg Win Lt Wd | 1.5661 | 10.3243 |  |  |  |  | 1.6008 | 10.513 | 1.6008 | 10.513 |  | Residential (multifam) Living (Winter) ILit all | 3669 | 1.5661 | 10.3243 | 1.5661 | 10.3243
24011 | 3 | -99 | 6 | -99 | 3718 | -1 | 3.2 | 6.2 | 3.2 | 6.2 | 3.2 | 6.2 | 3.2 | 6.2 | ; | Residential (multifam) Living (Winter) | OffEq | all | Sat | - | 1 | 1 | DEER08 RES Lvg Win Eq WeH | 3.2 | 6.2 |  |  |  |  | - n/a - | - n/a - | 3.2 | 6.2 |  | Residential (multifam) Living (Winter) OffEq Sat | 3718 | 3.2 | 6.2 | 3.2 | 6.2
24011 | 3 | -99 | 7 | -99 | 3718 | -1 | 3.2 | 6.2 | 3.2 | 6.2 | 3.2 | 6.2 | 3.2 | 6.2 | ; | Residential (multifam) Living (Winter) | OffEq | all | Sun | - | 1 | 1 | DEER08 RES Lvg Win Eq WeH | 3.2 | 6.2 |  |  |  |  | - n/a - | - n/a - | 3.2 | 6.2 |  | Residential (multifam) Living (Winter) OffEq Sun | 3718 | 3.2 | 6.2 | 3.2 | 6.2
24011 | 3 | -99 | 8 | -99 | 3718 | -1 | 3.2 | 6.2 | 3.2 | 6.2 | 3.2 | 6.2 | 3.2 | 6.2 | ; | Residential (multifam) Living (Winter) | OffEq | all | Hol | - | 1 | 1 | DEER08 RES Lvg Win Eq WeH | 3.2 | 6.2 |  |  |  |  | - n/a - | - n/a - | 3.2 | 6.2 |  | Residential (multifam) Living (Winter) OffEq Hol | 3718 | 3.2 | 6.2 | 3.2 | 6.2
24011 | 3 | -99 | 11 | -99 | 3718 | -1 | 3.2 | 6.2 | 3.2 | 6.2 | 3.2 | 6.2 | 3.2 | 6.2 | ; | Residential (multifam) Living (Winter) | OffEq | all | Cls | - | 1 | 1 | DEER08 RES Lvg Win Eq WeH | 3.2 | 6.2 |  |  |  |  | - n/a - | - n/a - | 3.2 | 6.2 |  | Residential (multifam) Living (Winter) OffEq Cls | 3718 | 3.2 | 6.2 | 3.2 | 6.2
24011 | 3 | -99 | -99 | -99 | 3717 | -1 | 3.2 | 6.2 | 3.2 | 6.2 | 3.2 | 6.2 | 3.2 | 6.2 | ; | Residential (multifam) Living (Winter) | OffEq | all | all | - | 1 | 1 | DEER08 RES Lvg Win Eq Wd | 3.2 | 6.2 |  |  |  |  | - n/a - | - n/a - | 3.2 | 6.2 |  | Residential (multifam) Living (Winter) OffEq all | 3717 | 3.2 | 6.2 | 3.2 | 6.2
24011 | 4 | -99 | 6 | -99 | 3712 | -1 | 0.35361 | 14.9929 | 0.35361 | 14.9929 | 0.35361 | 14.9929 | 0.35361 | 14.9929 | ; | Residential (multifam) Living (Winter) | Cook | all | Sat | - | 1 | 1 | DEER08 RES Lvg Win Ck WeH | 0.35361 | 14.9929 |  |  |  |  | - n/a - | - n/a - | 0.35361 | 14.9929 |  | Residential (multifam) Living (Winter) Cook Sat | 3712 | 0.35361 | 14.9929 | 0.35361 | 14.9929
24011 | 4 | -99 | 7 | -99 | 3712 | -1 | 0.35361 | 14.9929 | 0.35361 | 14.9929 | 0.35361 | 14.9929 | 0.35361 | 14.9929 | ; | Residential (multifam) Living (Winter) | Cook | all | Sun | - | 1 | 1 | DEER08 RES Lvg Win Ck WeH | 0.35361 | 14.9929 |  |  |  |  | - n/a - | - n/a - | 0.35361 | 14.9929 |  | Residential (multifam) Living (Winter) Cook Sun | 3712 | 0.35361 | 14.9929 | 0.35361 | 14.9929
24011 | 4 | -99 | 8 | -99 | 3712 | -1 | 0.35361 | 14.9929 | 0.35361 | 14.9929 | 0.35361 | 14.9929 | 0.35361 | 14.9929 | ; | Residential (multifam) Living (Winter) | Cook | all | Hol | - | 1 | 1 | DEER08 RES Lvg Win Ck WeH | 0.35361 | 14.9929 |  |  |  |  | - n/a - | - n/a - | 0.35361 | 14.9929 |  | Residential (multifam) Living (Winter) Cook Hol | 3712 | 0.35361 | 14.9929 | 0.35361 | 14.9929
24011 | 4 | -99 | 11 | -99 | 3712 | -1 | 0.35361 | 14.9929 | 0.35361 | 14.9929 | 0.35361 | 14.9929 | 0.35361 | 14.9929 | ; | Residential (multifam) Living (Winter) | Cook | all | Cls | - | 1 | 1 | DEER08 RES Lvg Win Ck WeH | 0.35361 | 14.9929 |  |  |  |  | - n/a - | - n/a - | 0.35361 | 14.9929 |  | Residential (multifam) Living (Winter) Cook Cls | 3712 | 0.35361 | 14.9929 | 0.35361 | 14.9929
24011 | 4 | -99 | -99 | -99 | 3711 | -1 | 0.35361 | 14.9929 | 0.35361 | 14.9929 | 0.35361 | 14.9929 | 0.35361 | 14.9929 | ; | Residential (multifam) Living (Winter) | Cook | all | all | - | 1 | 1 | DEER08 RES Lvg Win Ck Wd | 0.35361 | 14.9929 |  |  |  |  | - n/a - | - n/a - | 0.35361 | 14.9929 |  | Residential (multifam) Living (Winter) Cook all | 3711 | 0.35361 | 14.9929 | 0.35361 | 14.9929
24011 | 6 | -99 | 6 | -99 | 3694 | -1 | 0.3413 | 11.0922 | 0.3413 | 11.0922 | 0.3413 | 11.0922 | 0.3413 | 11.0922 | ; | Residential (multifam) Living (Winter) | Misc | all | Sat | - | 1 | 1 | DEER08 RES Lvg Win DW WeH | 0.3413 | 11.0922 |  |  |  |  | - n/a - | - n/a - | 0.3413 | 11.0922 |  | Residential (multifam) Living (Winter) Misc Sat | 3694 | 0.3413 | 11.0922 | 0.3413 | 11.0922
24011 | 6 | -99 | 7 | -99 | 3694 | -1 | 0.3413 | 11.0922 | 0.3413 | 11.0922 | 0.3413 | 11.0922 | 0.3413 | 11.0922 | ; | Residential (multifam) Living (Winter) | Misc | all | Sun | - | 1 | 1 | DEER08 RES Lvg Win DW WeH | 0.3413 | 11.0922 |  |  |  |  | - n/a - | - n/a - | 0.3413 | 11.0922 |  | Residential (multifam) Living (Winter) Misc Sun | 3694 | 0.3413 | 11.0922 | 0.3413 | 11.0922
24011 | 6 | -99 | 8 | -99 | 3694 | -1 | 0.3413 | 11.0922 | 0.3413 | 11.0922 | 0.3413 | 11.0922 | 0.3413 | 11.0922 | ; | Residential (multifam) Living (Winter) | Misc | all | Hol | - | 1 | 1 | DEER08 RES Lvg Win DW WeH | 0.3413 | 11.0922 |  |  |  |  | - n/a - | - n/a - | 0.3413 | 11.0922 |  | Residential (multifam) Living (Winter) Misc Hol | 3694 | 0.3413 | 11.0922 | 0.3413 | 11.0922
24011 | 6 | -99 | 11 | -99 | 3694 | -1 | 0.3413 | 11.0922 | 0.3413 | 11.0922 | 0.3413 | 11.0922 | 0.3413 | 11.0922 | ; | Residential (multifam) Living (Winter) | Misc | all | Cls | - | 1 | 1 | DEER08 RES Lvg Win DW WeH | 0.3413 | 11.0922 |  |  |  |  | - n/a - | - n/a - | 0.3413 | 11.0922 |  | Residential (multifam) Living (Winter) Misc Cls | 3694 | 0.3413 | 11.0922 | 0.3413 | 11.0922
24011 | 6 | -99 | -99 | -99 | 3693 | -1 | 0.3413 | 11.0922 | 0.3413 | 11.0922 | 0.3413 | 11.0922 | 0.3413 | 11.0922 | ; | Residential (multifam) Living (Winter) | Misc | all | all | - | 1 | 1 | DEER08 RES Lvg Win DW Wd | 0.3413 | 11.0922 |  |  |  |  | - n/a - | - n/a - | 0.3413 | 11.0922 |  | Residential (multifam) Living (Winter) Misc all | 3693 | 0.3413 | 11.0922 | 0.3413 | 11.0922
24011 | 8 | -99 | 6 | -99 | 3724 | -1 | 0 | 100 | 0 | 100 | 0 | 100 | 0 | 100 | ; | Residential (multifam) Living (Winter) | Occup | all | Sat | - | 1 | 1 | DEER08 RES Lvg Win Oc WeH | 0 | 100 |  |  |  |  | - n/a - | - n/a - | 0 | 100 |  | Residential (multifam) Living (Winter) Occup Sat | 3724 | 0 | 100 | 0 | 100
24011 | 8 | -99 | 7 | -99 | 3724 | -1 | 0 | 100 | 0 | 100 | 0 | 100 | 0 | 100 | ; | Residential (multifam) Living (Winter) | Occup | all | Sun | - | 1 | 1 | DEER08 RES Lvg Win Oc WeH | 0 | 100 |  |  |  |  | - n/a - | - n/a - | 0 | 100 |  | Residential (multifam) Living (Winter) Occup Sun | 3724 | 0 | 100 | 0 | 100
24011 | 8 | -99 | 8 | -99 | 3724 | -1 | 0 | 100 | 0 | 100 | 0 | 100 | 0 | 100 | ; | Residential (multifam) Living (Winter) | Occup | all | Hol | - | 1 | 1 | DEER08 RES Lvg Win Oc WeH | 0 | 100 |  |  |  |  | - n/a - | - n/a - | 0 | 100 |  | Residential (multifam) Living (Winter) Occup Hol | 3724 | 0 | 100 | 0 | 100
24011 | 8 | -99 | 11 | -99 | 3724 | -1 | 0 | 100 | 0 | 100 | 0 | 100 | 0 | 100 | ; | Residential (multifam) Living (Winter) | Occup | all | Cls | - | 1 | 1 | DEER08 RES Lvg Win Oc WeH | 0 | 100 |  |  |  |  | - n/a - | - n/a - | 0 | 100 |  | Residential (multifam) Living (Winter) Occup Cls | 3724 | 0 | 100 | 0 | 100
24011 | 8 | -99 | -99 | -99 | 3723 | -1 | 0 | 100 | 0 | 100 | 0 | 100 | 0 | 100 | ; | Residential (multifam) Living (Winter) | Occup | all | all | - | 1 | 1 | DEER08 RES Lvg Win Oc Wd | 0 | 100 |  |  |  |  | - n/a - | - n/a - | 0 | 100 |  | Residential (multifam) Living (Winter) Occup all | 3723 | 0 | 100 | 0 | 100
24011 | 10 | -99 | 6 | -99 | 3700 | -1 | 0.37383 | 8.5981 | 0.37383 | 8.5981 | 0.37383 | 8.5981 | 0.37383 | 8.5981 | ; | Residential (multifam) Living (Winter) | Motors | all | Sat | - | 1 | 1 | DEER08 RES Lvg Win CW WeH | 0.37383 | 8.5981 |  |  |  |  | - n/a - | - n/a - | 0.37383 | 8.5981 |  | Residential (multifam) Living (Winter) Motors Sat | 3700 | 0.37383 | 8.5981 | 0.37383 | 8.5981
24011 | 10 | -99 | 7 | -99 | 3700 | -1 | 0.37383 | 8.5981 | 0.37383 | 8.5981 | 0.37383 | 8.5981 | 0.37383 | 8.5981 | ; | Residential (multifam) Living (Winter) | Motors | all | Sun | - | 1 | 1 | DEER08 RES Lvg Win CW WeH | 0.37383 | 8.5981 |  |  |  |  | - n/a - | - n/a - | 0.37383 | 8.5981 |  | Residential (multifam) Living (Winter) Motors Sun | 3700 | 0.37383 | 8.5981 | 0.37383 | 8.5981
24011 | 10 | -99 | 8 | -99 | 3700 | -1 | 0.37383 | 8.5981 | 0.37383 | 8.5981 | 0.37383 | 8.5981 | 0.37383 | 8.5981 | ; | Residential (multifam) Living (Winter) | Motors | all | Hol | - | 1 | 1 | DEER08 RES Lvg Win CW WeH | 0.37383 | 8.5981 |  |  |  |  | - n/a - | - n/a - | 0.37383 | 8.5981 |  | Residential (multifam) Living (Winter) Motors Hol | 3700 | 0.37383 | 8.5981 | 0.37383 | 8.5981
24011 | 10 | -99 | 11 | -99 | 3700 | -1 | 0.37383 | 8.5981 | 0.37383 | 8.5981 | 0.37383 | 8.5981 | 0.37383 | 8.5981 | ; | Residential (multifam) Living (Winter) | Motors | all | Cls | - | 1 | 1 | DEER08 RES Lvg Win CW WeH | 0.37383 | 8.5981 |  |  |  |  | - n/a - | - n/a - | 0.37383 | 8.5981 |  | Residential (multifam) Living (Winter) Motors Cls | 3700 | 0.37383 | 8.5981 | 0.37383 | 8.5981
24011 | 10 | -99 | -99 | -99 | 3699 | -1 | 0.37383 | 8.5981 | 0.37383 | 8.5981 | 0.37383 | 8.5981 | 0.37383 | 8.5981 | ; | Residential (multifam) Living (Winter) | Motors | all | all | - | 1 | 1 | DEER08 RES Lvg Win CW Wd | 0.37383 | 8.5981 |  |  |  |  | - n/a - | - n/a - | 0.37383 | 8.5981 |  | Residential (multifam) Living (Winter) Motors all | 3699 | 0.37383 | 8.5981 | 0.37383 | 8.5981
24011 | 11 | -99 | 6 | -99 | 3706 | -1 | 0.37383 | 8.5981 | 0.37383 | 8.5981 | 0.37383 | 8.5981 | 0.37383 | 8.5981 | ; | Residential (multifam) Living (Winter) | Proc | all | Sat | - | 1 | 1 | DEER08 RES Lvg Win CD WeH | 0.37383 | 8.5981 |  |  |  |  | - n/a - | - n/a - | 0.37383 | 8.5981 |  | Residential (multifam) Living (Winter) Proc Sat | 3706 | 0.37383 | 8.5981 | 0.37383 | 8.5981
24011 | 11 | -99 | 7 | -99 | 3706 | -1 | 0.37383 | 8.5981 | 0.37383 | 8.5981 | 0.37383 | 8.5981 | 0.37383 | 8.5981 | ; | Residential (multifam) Living (Winter) | Proc | all | Sun | - | 1 | 1 | DEER08 RES Lvg Win CD WeH | 0.37383 | 8.5981 |  |  |  |  | - n/a - | - n/a - | 0.37383 | 8.5981 |  | Residential (multifam) Living (Winter) Proc Sun | 3706 | 0.37383 | 8.5981 | 0.37383 | 8.5981
24011 | 11 | -99 | 8 | -99 | 3706 | -1 | 0.37383 | 8.5981 | 0.37383 | 8.5981 | 0.37383 | 8.5981 | 0.37383 | 8.5981 | ; | Residential (multifam) Living (Winter) | Proc | all | Hol | - | 1 | 1 | DEER08 RES Lvg Win CD WeH | 0.37383 | 8.5981 |  |  |  |  | - n/a - | - n/a - | 0.37383 | 8.5981 |  | Residential (multifam) Living (Winter) Proc Hol | 3706 | 0.37383 | 8.5981 | 0.37383 | 8.5981
24011 | 11 | -99 | 11 | -99 | 3706 | -1 | 0.37383 | 8.5981 | 0.37383 | 8.5981 | 0.37383 | 8.5981 | 0.37383 | 8.5981 | ; | Residential (multifam) Living (Winter) | Proc | all | Cls | - | 1 | 1 | DEER08 RES Lvg Win CD WeH | 0.37383 | 8.5981 |  |  |  |  | - n/a - | - n/a - | 0.37383 | 8.5981 |  | Residential (multifam) Living (Winter) Proc Cls | 3706 | 0.37383 | 8.5981 | 0.37383 | 8.5981
24011 | 11 | -99 | -99 | -99 | 3705 | -1 | 0.37383 | 8.5981 | 0.37383 | 8.5981 | 0.37383 | 8.5981 | 0.37383 | 8.5981 | ; | Residential (multifam) Living (Winter) | Proc | all | all | - | 1 | 1 | DEER08 RES Lvg Win CD Wd | 0.37383 | 8.5981 |  |  |  |  | - n/a - | - n/a - | 0.37383 | 8.5981 |  | Residential (multifam) Living (Winter) Proc all | 3705 | 0.37383 | 8.5981 | 0.37383 | 8.5981
24011 | 12 | -99 | 6 | -99 | 3688 | -1 | 100 | 100 | 100 | 100 | 100 | 100 | 100 | 100 | ; | Residential (multifam) Living (Winter) | SCRefr | all | all | - | 1 | 1 | DEER08 RES Lvg Win Rfg WeH | 100 | 100 |  |  |  |  | - n/a - | - n/a - | 100 | 100 |  | Residential (multifam) Living (Winter) SCRefr all | 3688 | 100 | 100 | 100 | 100
24011 | 12 | -99 | 7 | -99 | 3688 | -1 | 100 | 100 | 100 | 100 | 100 | 100 | 100 | 100 | ; | Residential (multifam) Living (Winter) | SCRefr | all | Sat | - | 1 | 1 | DEER08 RES Lvg Win Rfg WeH | 100 | 100 |  |  |  |  | - n/a - | - n/a - | 100 | 100 |  | Residential (multifam) Living (Winter) SCRefr Sat | 3688 | 100 | 100 | 100 | 100
24011 | 12 | -99 | 8 | -99 | 3688 | -1 | 100 | 100 | 100 | 100 | 100 | 100 | 100 | 100 | ; | Residential (multifam) Living (Winter) | SCRefr | all | Sun | - | 1 | 1 | DEER08 RES Lvg Win Rfg WeH | 100 | 100 |  |  |  |  | - n/a - | - n/a - | 100 | 100 |  | Residential (multifam) Living (Winter) SCRefr Sun | 3688 | 100 | 100 | 100 | 100
24011 | 12 | -99 | 11 | -99 | 3688 | -1 | 100 | 100 | 100 | 100 | 100 | 100 | 100 | 100 | ; | Residential (multifam) Living (Winter) | SCRefr | all | Hol | - | 1 | 1 | DEER08 RES Lvg Win Rfg WeH | 100 | 100 |  |  |  |  | - n/a - | - n/a - | 100 | 100 |  | Residential (multifam) Living (Winter) SCRefr Hol | 3688 | 100 | 100 | 100 | 100
24011 | 12 | -99 | -99 | -99 | 3687 | -1 | 100 | 100 | 100 | 100 | 100 | 100 | 100 | 100 | ; | Residential (multifam) Living (Winter) | SCRefr | all | Cls | - | 1 | 1 | DEER08 RES Lvg Win Rfg Wd | 100 | 100 |  |  |  |  | - n/a - | - n/a - | 100 | 100 |  | Residential (multifam) Living (Winter) SCRefr Cls | 3687 | 100 | 100 | 100 | 100
24012 | 1 | -99 | 6 | -99 | 3674 | -1 | 1.232 | 8.637 | 1.232 | 8.637 | 1.232 | 8.637 | 1.232 | 8.637 | ; | Residential (multifam) Living (Spr-Sum) | ILit | all | Sat | - | 1 | 1 | DEER08 RES Lvg Sum Lt WeH | 1.232 | 8.637 |  |  |  |  | 1.2248 | 8.5986 | 1.2248 | 8.5986 |  | Residential (multifam) Living (Spr-Sum) ILit Sat | 3674 | 1.232 | 8.637 | 1.232 | 8.637
24012 | 1 | -99 | 7 | -99 | 3674 | -1 | 1.232 | 8.637 | 1.232 | 8.637 | 1.232 | 8.637 | 1.232 | 8.637 | ; | Residential (multifam) Living (Spr-Sum) | ILit | all | Sun | - | 1 | 1 | DEER08 RES Lvg Sum Lt WeH | 1.232 | 8.637 |  |  |  |  | 1.2248 | 8.5986 | 1.2248 | 8.5986 |  | Residential (multifam) Living (Spr-Sum) ILit Sun | 3674 | 1.232 | 8.637 | 1.232 | 8.637
24012 | 1 | -99 | 8 | -99 | 3674 | -1 | 1.232 | 8.637 | 1.232 | 8.637 | 1.232 | 8.637 | 1.232 | 8.637 | ; | Residential (multifam) Living (Spr-Sum) | ILit | all | Hol | - | 1 | 1 | DEER08 RES Lvg Sum Lt WeH | 1.232 | 8.637 |  |  |  |  | 1.2248 | 8.5986 | 1.2248 | 8.5986 |  | Residential (multifam) Living (Spr-Sum) ILit Hol | 3674 | 1.232 | 8.637 | 1.232 | 8.637
24012 | 1 | -99 | 11 | -99 | 3674 | -1 | 1.232 | 8.637 | 1.232 | 8.637 | 1.232 | 8.637 | 1.232 | 8.637 | ; | Residential (multifam) Living (Spr-Sum) | ILit | all | Cls | - | 1 | 1 | DEER08 RES Lvg Sum Lt WeH | 1.232 | 8.637 |  |  |  |  | 1.2248 | 8.5986 | 1.2248 | 8.5986 |  | Residential (multifam) Living (Spr-Sum) ILit Cls | 3674 | 1.232 | 8.637 | 1.232 | 8.637
24012 | 1 | -99 | -99 | -99 | 3673 | -1 | 1.2067 | 8.2385 | 1.2067 | 8.2385 | 1.2067 | 8.2385 | 1.2067 | 8.2385 | ; | Residential (multifam) Living (Spr-Sum) | ILit | all | all | - | 1 | 1 | DEER08 RES Lvg Sum Lt Wd | 1.2067 | 8.2385 |  |  |  |  | 1.3216 | 9.7529 | 1.3216 | 9.7529 |  | Residential (multifam) Living (Spr-Sum) ILit all | 3673 | 1.2067 | 8.2385 | 1.2067 | 8.2385
24012 | 3 | -99 | 6 | -99 | 3722 | -1 | 3.2 | 6.2 | 3.2 | 6.2 | 3.2 | 6.2 | 3.2 | 6.2 | ; | Residential (multifam) Living (Spr-Sum) | OffEq | all | Sat | - | 1 | 1 | DEER08 RES Lvg Sum Eq WeH | 3.2 | 6.2 |  |  |  |  | - n/a - | - n/a - | 3.2 | 6.2 |  | Residential (multifam) Living (Spr-Sum) OffEq Sat | 3722 | 3.2 | 6.2 | 3.2 | 6.2
24012 | 3 | -99 | 7 | -99 | 3722 | -1 | 3.2 | 6.2 | 3.2 | 6.2 | 3.2 | 6.2 | 3.2 | 6.2 | ; | Residential (multifam) Living (Spr-Sum) | OffEq | all | Sun | - | 1 | 1 | DEER08 RES Lvg Sum Eq WeH | 3.2 | 6.2 |  |  |  |  | - n/a - | - n/a - | 3.2 | 6.2 |  | Residential (multifam) Living (Spr-Sum) OffEq Sun | 3722 | 3.2 | 6.2 | 3.2 | 6.2
24012 | 3 | -99 | 8 | -99 | 3722 | -1 | 3.2 | 6.2 | 3.2 | 6.2 | 3.2 | 6.2 | 3.2 | 6.2 | ; | Residential (multifam) Living (Spr-Sum) | OffEq | all | Hol | - | 1 | 1 | DEER08 RES Lvg Sum Eq WeH | 3.2 | 6.2 |  |  |  |  | - n/a - | - n/a - | 3.2 | 6.2 |  | Residential (multifam) Living (Spr-Sum) OffEq Hol | 3722 | 3.2 | 6.2 | 3.2 | 6.2
24012 | 3 | -99 | 11 | -99 | 3722 | -1 | 3.2 | 6.2 | 3.2 | 6.2 | 3.2 | 6.2 | 3.2 | 6.2 | ; | Residential (multifam) Living (Spr-Sum) | OffEq | all | Cls | - | 1 | 1 | DEER08 RES Lvg Sum Eq WeH | 3.2 | 6.2 |  |  |  |  | - n/a - | - n/a - | 3.2 | 6.2 |  | Residential (multifam) Living (Spr-Sum) OffEq Cls | 3722 | 3.2 | 6.2 | 3.2 | 6.2
24012 | 3 | -99 | -99 | -99 | 3721 | -1 | 3.2 | 6.2 | 3.2 | 6.2 | 3.2 | 6.2 | 3.2 | 6.2 | ; | Residential (multifam) Living (Spr-Sum) | OffEq | all | all | - | 1 | 1 | DEER08 RES Lvg Sum Eq Wd | 3.2 | 6.2 |  |  |  |  | - n/a - | - n/a - | 3.2 | 6.2 |  | Residential (multifam) Living (Spr-Sum) OffEq all | 3721 | 3.2 | 6.2 | 3.2 | 6.2
24012 | 4 | -99 | 6 | -99 | 3716 | -1 | 0.35361 | 14.9929 | 0.35361 | 14.9929 | 0.35361 | 14.9929 | 0.35361 | 14.9929 | ; | Residential (multifam) Living (Spr-Sum) | Cook | all | Sat | - | 1 | 1 | DEER08 RES Lvg Sum Ck WeH | 0.35361 | 14.9929 |  |  |  |  | - n/a - | - n/a - | 0.35361 | 14.9929 |  | Residential (multifam) Living (Spr-Sum) Cook Sat | 3716 | 0.35361 | 14.9929 | 0.35361 | 14.9929
24012 | 4 | -99 | 7 | -99 | 3716 | -1 | 0.35361 | 14.9929 | 0.35361 | 14.9929 | 0.35361 | 14.9929 | 0.35361 | 14.9929 | ; | Residential (multifam) Living (Spr-Sum) | Cook | all | Sun | - | 1 | 1 | DEER08 RES Lvg Sum Ck WeH | 0.35361 | 14.9929 |  |  |  |  | - n/a - | - n/a - | 0.35361 | 14.9929 |  | Residential (multifam) Living (Spr-Sum) Cook Sun | 3716 | 0.35361 | 14.9929 | 0.35361 | 14.9929
24012 | 4 | -99 | 8 | -99 | 3716 | -1 | 0.35361 | 14.9929 | 0.35361 | 14.9929 | 0.35361 | 14.9929 | 0.35361 | 14.9929 | ; | Residential (multifam) Living (Spr-Sum) | Cook | all | Hol | - | 1 | 1 | DEER08 RES Lvg Sum Ck WeH | 0.35361 | 14.9929 |  |  |  |  | - n/a - | - n/a - | 0.35361 | 14.9929 |  | Residential (multifam) Living (Spr-Sum) Cook Hol | 3716 | 0.35361 | 14.9929 | 0.35361 | 14.9929
24012 | 4 | -99 | 11 | -99 | 3716 | -1 | 0.35361 | 14.9929 | 0.35361 | 14.9929 | 0.35361 | 14.9929 | 0.35361 | 14.9929 | ; | Residential (multifam) Living (Spr-Sum) | Cook | all | Cls | - | 1 | 1 | DEER08 RES Lvg Sum Ck WeH | 0.35361 | 14.9929 |  |  |  |  | - n/a - | - n/a - | 0.35361 | 14.9929 |  | Residential (multifam) Living (Spr-Sum) Cook Cls | 3716 | 0.35361 | 14.9929 | 0.35361 | 14.9929
24012 | 4 | -99 | -99 | -99 | 3715 | -1 | 0.35361 | 14.9929 | 0.35361 | 14.9929 | 0.35361 | 14.9929 | 0.35361 | 14.9929 | ; | Residential (multifam) Living (Spr-Sum) | Cook | all | all | - | 1 | 1 | DEER08 RES Lvg Sum Ck Wd | 0.35361 | 14.9929 |  |  |  |  | - n/a - | - n/a - | 0.35361 | 14.9929 |  | Residential (multifam) Living (Spr-Sum) Cook all | 3715 | 0.35361 | 14.9929 | 0.35361 | 14.9929
24012 | 6 | -99 | 6 | -99 | 3698 | -1 | 0.3413 | 11.0922 | 0.3413 | 11.0922 | 0.3413 | 11.0922 | 0.3413 | 11.0922 | ; | Residential (multifam) Living (Spr-Sum) | Misc | all | Sat | - | 1 | 1 | DEER08 RES Lvg Sum DW WeH | 0.3413 | 11.0922 |  |  |  |  | - n/a - | - n/a - | 0.3413 | 11.0922 |  | Residential (multifam) Living (Spr-Sum) Misc Sat | 3698 | 0.3413 | 11.0922 | 0.3413 | 11.0922
24012 | 6 | -99 | 7 | -99 | 3698 | -1 | 0.3413 | 11.0922 | 0.3413 | 11.0922 | 0.3413 | 11.0922 | 0.3413 | 11.0922 | ; | Residential (multifam) Living (Spr-Sum) | Misc | all | Sun | - | 1 | 1 | DEER08 RES Lvg Sum DW WeH | 0.3413 | 11.0922 |  |  |  |  | - n/a - | - n/a - | 0.3413 | 11.0922 |  | Residential (multifam) Living (Spr-Sum) Misc Sun | 3698 | 0.3413 | 11.0922 | 0.3413 | 11.0922
24012 | 6 | -99 | 8 | -99 | 3698 | -1 | 0.3413 | 11.0922 | 0.3413 | 11.0922 | 0.3413 | 11.0922 | 0.3413 | 11.0922 | ; | Residential (multifam) Living (Spr-Sum) | Misc | all | Hol | - | 1 | 1 | DEER08 RES Lvg Sum DW WeH | 0.3413 | 11.0922 |  |  |  |  | - n/a - | - n/a - | 0.3413 | 11.0922 |  | Residential (multifam) Living (Spr-Sum) Misc Hol | 3698 | 0.3413 | 11.0922 | 0.3413 | 11.0922
24012 | 6 | -99 | 11 | -99 | 3698 | -1 | 0.3413 | 11.0922 | 0.3413 | 11.0922 | 0.3413 | 11.0922 | 0.3413 | 11.0922 | ; | Residential (multifam) Living (Spr-Sum) | Misc | all | Cls | - | 1 | 1 | DEER08 RES Lvg Sum DW WeH | 0.3413 | 11.0922 |  |  |  |  | - n/a - | - n/a - | 0.3413 | 11.0922 |  | Residential (multifam) Living (Spr-Sum) Misc Cls | 3698 | 0.3413 | 11.0922 | 0.3413 | 11.0922
24012 | 6 | -99 | -99 | -99 | 3697 | -1 | 0.3413 | 11.0922 | 0.3413 | 11.0922 | 0.3413 | 11.0922 | 0.3413 | 11.0922 | ; | Residential (multifam) Living (Spr-Sum) | Misc | all | all | - | 1 | 1 | DEER08 RES Lvg Sum DW Wd | 0.3413 | 11.0922 |  |  |  |  | - n/a - | - n/a - | 0.3413 | 11.0922 |  | Residential (multifam) Living (Spr-Sum) Misc all | 3697 | 0.3413 | 11.0922 | 0.3413 | 11.0922
24012 | 8 | -99 | 6 | -99 | 3728 | -1 | 0 | 100 | 0 | 100 | 0 | 100 | 0 | 100 | ; | Residential (multifam) Living (Spr-Sum) | Occup | all | Sat | - | 1 | 1 | DEER08 RES Lvg Sum Oc WeH | 0 | 100 |  |  |  |  | - n/a - | - n/a - | 0 | 100 |  | Residential (multifam) Living (Spr-Sum) Occup Sat | 3728 | 0 | 100 | 0 | 100
24012 | 8 | -99 | 7 | -99 | 3728 | -1 | 0 | 100 | 0 | 100 | 0 | 100 | 0 | 100 | ; | Residential (multifam) Living (Spr-Sum) | Occup | all | Sun | - | 1 | 1 | DEER08 RES Lvg Sum Oc WeH | 0 | 100 |  |  |  |  | - n/a - | - n/a - | 0 | 100 |  | Residential (multifam) Living (Spr-Sum) Occup Sun | 3728 | 0 | 100 | 0 | 100
24012 | 8 | -99 | 8 | -99 | 3728 | -1 | 0 | 100 | 0 | 100 | 0 | 100 | 0 | 100 | ; | Residential (multifam) Living (Spr-Sum) | Occup | all | Hol | - | 1 | 1 | DEER08 RES Lvg Sum Oc WeH | 0 | 100 |  |  |  |  | - n/a - | - n/a - | 0 | 100 |  | Residential (multifam) Living (Spr-Sum) Occup Hol | 3728 | 0 | 100 | 0 | 100
24012 | 8 | -99 | 11 | -99 | 3728 | -1 | 0 | 100 | 0 | 100 | 0 | 100 | 0 | 100 | ; | Residential (multifam) Living (Spr-Sum) | Occup | all | Cls | - | 1 | 1 | DEER08 RES Lvg Sum Oc WeH | 0 | 100 |  |  |  |  | - n/a - | - n/a - | 0 | 100 |  | Residential (multifam) Living (Spr-Sum) Occup Cls | 3728 | 0 | 100 | 0 | 100
24012 | 8 | -99 | -99 | -99 | 3727 | -1 | 0 | 100 | 0 | 100 | 0 | 100 | 0 | 100 | ; | Residential (multifam) Living (Spr-Sum) | Occup | all | all | - | 1 | 1 | DEER08 RES Lvg Sum Oc Wd | 0 | 100 |  |  |  |  | - n/a - | - n/a - | 0 | 100 |  | Residential (multifam) Living (Spr-Sum) Occup all | 3727 | 0 | 100 | 0 | 100
24012 | 10 | -99 | 6 | -99 | 3704 | -1 | 0.37383 | 8.5981 | 0.37383 | 8.5981 | 0.37383 | 8.5981 | 0.37383 | 8.5981 | ; | Residential (multifam) Living (Spr-Sum) | Motors | all | Sat | - | 1 | 1 | DEER08 RES Lvg Sum CW WeH | 0.37383 | 8.5981 |  |  |  |  | - n/a - | - n/a - | 0.37383 | 8.5981 |  | Residential (multifam) Living (Spr-Sum) Motors Sat | 3704 | 0.37383 | 8.5981 | 0.37383 | 8.5981
24012 | 10 | -99 | 7 | -99 | 3704 | -1 | 0.37383 | 8.5981 | 0.37383 | 8.5981 | 0.37383 | 8.5981 | 0.37383 | 8.5981 | ; | Residential (multifam) Living (Spr-Sum) | Motors | all | Sun | - | 1 | 1 | DEER08 RES Lvg Sum CW WeH | 0.37383 | 8.5981 |  |  |  |  | - n/a - | - n/a - | 0.37383 | 8.5981 |  | Residential (multifam) Living (Spr-Sum) Motors Sun | 3704 | 0.37383 | 8.5981 | 0.37383 | 8.5981
24012 | 10 | -99 | 8 | -99 | 3704 | -1 | 0.37383 | 8.5981 | 0.37383 | 8.5981 | 0.37383 | 8.5981 | 0.37383 | 8.5981 | ; | Residential (multifam) Living (Spr-Sum) | Motors | all | Hol | - | 1 | 1 | DEER08 RES Lvg Sum CW WeH | 0.37383 | 8.5981 |  |  |  |  | - n/a - | - n/a - | 0.37383 | 8.5981 |  | Residential (multifam) Living (Spr-Sum) Motors Hol | 3704 | 0.37383 | 8.5981 | 0.37383 | 8.5981
24012 | 10 | -99 | 11 | -99 | 3704 | -1 | 0.37383 | 8.5981 | 0.37383 | 8.5981 | 0.37383 | 8.5981 | 0.37383 | 8.5981 | ; | Residential (multifam) Living (Spr-Sum) | Motors | all | Cls | - | 1 | 1 | DEER08 RES Lvg Sum CW WeH | 0.37383 | 8.5981 |  |  |  |  | - n/a - | - n/a - | 0.37383 | 8.5981 |  | Residential (multifam) Living (Spr-Sum) Motors Cls | 3704 | 0.37383 | 8.5981 | 0.37383 | 8.5981
24012 | 10 | -99 | -99 | -99 | 3703 | -1 | 0.37383 | 8.5981 | 0.37383 | 8.5981 | 0.37383 | 8.5981 | 0.37383 | 8.5981 | ; | Residential (multifam) Living (Spr-Sum) | Motors | all | all | - | 1 | 1 | DEER08 RES Lvg Sum CW Wd | 0.37383 | 8.5981 |  |  |  |  | - n/a - | - n/a - | 0.37383 | 8.5981 |  | Residential (multifam) Living (Spr-Sum) Motors all | 3703 | 0.37383 | 8.5981 | 0.37383 | 8.5981
24012 | 11 | -99 | 6 | -99 | 3710 | -1 | 0.37383 | 8.5981 | 0.37383 | 8.5981 | 0.37383 | 8.5981 | 0.37383 | 8.5981 | ; | Residential (multifam) Living (Spr-Sum) | Proc | all | Sat | - | 1 | 1 | DEER08 RES Lvg Sum CD WeH | 0.37383 | 8.5981 |  |  |  |  | - n/a - | - n/a - | 0.37383 | 8.5981 |  | Residential (multifam) Living (Spr-Sum) Proc Sat | 3710 | 0.37383 | 8.5981 | 0.37383 | 8.5981
24012 | 11 | -99 | 7 | -99 | 3710 | -1 | 0.37383 | 8.5981 | 0.37383 | 8.5981 | 0.37383 | 8.5981 | 0.37383 | 8.5981 | ; | Residential (multifam) Living (Spr-Sum) | Proc | all | Sun | - | 1 | 1 | DEER08 RES Lvg Sum CD WeH | 0.37383 | 8.5981 |  |  |  |  | - n/a - | - n/a - | 0.37383 | 8.5981 |  | Residential (multifam) Living (Spr-Sum) Proc Sun | 3710 | 0.37383 | 8.5981 | 0.37383 | 8.5981
24012 | 11 | -99 | 8 | -99 | 3710 | -1 | 0.37383 | 8.5981 | 0.37383 | 8.5981 | 0.37383 | 8.5981 | 0.37383 | 8.5981 | ; | Residential (multifam) Living (Spr-Sum) | Proc | all | Hol | - | 1 | 1 | DEER08 RES Lvg Sum CD WeH | 0.37383 | 8.5981 |  |  |  |  | - n/a - | - n/a - | 0.37383 | 8.5981 |  | Residential (multifam) Living (Spr-Sum) Proc Hol | 3710 | 0.37383 | 8.5981 | 0.37383 | 8.5981
24012 | 11 | -99 | 11 | -99 | 3710 | -1 | 0.37383 | 8.5981 | 0.37383 | 8.5981 | 0.37383 | 8.5981 | 0.37383 | 8.5981 | ; | Residential (multifam) Living (Spr-Sum) | Proc | all | Cls | - | 1 | 1 | DEER08 RES Lvg Sum CD WeH | 0.37383 | 8.5981 |  |  |  |  | - n/a - | - n/a - | 0.37383 | 8.5981 |  | Residential (multifam) Living (Spr-Sum) Proc Cls | 3710 | 0.37383 | 8.5981 | 0.37383 | 8.5981
24012 | 11 | -99 | -99 | -99 | 3709 | -1 | 0.37383 | 8.5981 | 0.37383 | 8.5981 | 0.37383 | 8.5981 | 0.37383 | 8.5981 | ; | Residential (multifam) Living (Spr-Sum) | Proc | all | all | - | 1 | 1 | DEER08 RES Lvg Sum CD Wd | 0.37383 | 8.5981 |  |  |  |  | - n/a - | - n/a - | 0.37383 | 8.5981 |  | Residential (multifam) Living (Spr-Sum) Proc all | 3709 | 0.37383 | 8.5981 | 0.37383 | 8.5981
24012 | 12 | -99 | 6 | -99 | 3692 | -1 | 100 | 100 | 100 | 100 | 100 | 100 | 100 | 100 | ; | Residential (multifam) Living (Spr-Sum) | SCRefr | all | all | - | 1 | 1 | DEER08 RES Lvg Sum Rfg WeH | 100 | 100 |  |  |  |  | - n/a - | - n/a - | 100 | 100 |  | Residential (multifam) Living (Spr-Sum) SCRefr all | 3692 | 100 | 100 | 100 | 100
24012 | 12 | -99 | 7 | -99 | 3692 | -1 | 100 | 100 | 100 | 100 | 100 | 100 | 100 | 100 | ; | Residential (multifam) Living (Spr-Sum) | SCRefr | all | Sat | - | 1 | 1 | DEER08 RES Lvg Sum Rfg WeH | 100 | 100 |  |  |  |  | - n/a - | - n/a - | 100 | 100 |  | Residential (multifam) Living (Spr-Sum) SCRefr Sat | 3692 | 100 | 100 | 100 | 100
24012 | 12 | -99 | 8 | -99 | 3692 | -1 | 100 | 100 | 100 | 100 | 100 | 100 | 100 | 100 | ; | Residential (multifam) Living (Spr-Sum) | SCRefr | all | Sun | - | 1 | 1 | DEER08 RES Lvg Sum Rfg WeH | 100 | 100 |  |  |  |  | - n/a - | - n/a - | 100 | 100 |  | Residential (multifam) Living (Spr-Sum) SCRefr Sun | 3692 | 100 | 100 | 100 | 100
24012 | 12 | -99 | 11 | -99 | 3692 | -1 | 100 | 100 | 100 | 100 | 100 | 100 | 100 | 100 | ; | Residential (multifam) Living (Spr-Sum) | SCRefr | all | Hol | - | 1 | 1 | DEER08 RES Lvg Sum Rfg WeH | 100 | 100 |  |  |  |  | - n/a - | - n/a - | 100 | 100 |  | Residential (multifam) Living (Spr-Sum) SCRefr Hol | 3692 | 100 | 100 | 100 | 100
24012 | 12 | -99 | -99 | -99 | 3691 | -1 | 100 | 100 | 100 | 100 | 100 | 100 | 100 | 100 | ; | Residential (multifam) Living (Spr-Sum) | SCRefr | all | Cls | - | 1 | 1 | DEER08 RES Lvg Sum Rfg Wd | 100 | 100 |  |  |  |  | - n/a - | - n/a - | 100 | 100 |  | Residential (multifam) Living (Spr-Sum) SCRefr Cls | 3691 | 100 | 100 | 100 | 100
24013 | 1 | -99 | 6 | -99 | 3672 | -1 | 1.3703 | 9.8576 | 1.3703 | 9.8576 | 1.3703 | 9.8576 | 1.3703 | 9.8576 | ; | Residential (multifam) Living (other) | ILit | all | Sat | - | 1 | 1 | DEER08 RES Lvg Oth Lt WeH | 1.3703 | 9.8576 |  |  |  |  | 1.4923 | 10.4019 | 1.4923 | 10.4019 |  | Residential (multifam) Living (other) ILit Sat | 3672 | 1.3703 | 9.8576 | 1.3703 | 9.8576
24013 | 1 | -99 | 7 | -99 | 3672 | -1 | 1.3703 | 9.8576 | 1.3703 | 9.8576 | 1.3703 | 9.8576 | 1.3703 | 9.8576 | ; | Residential (multifam) Living (other) | ILit | all | Sun | - | 1 | 1 | DEER08 RES Lvg Oth Lt WeH | 1.3703 | 9.8576 |  |  |  |  | 1.4923 | 10.4019 | 1.4923 | 10.4019 |  | Residential (multifam) Living (other) ILit Sun | 3672 | 1.3703 | 9.8576 | 1.3703 | 9.8576
24013 | 1 | -99 | 8 | -99 | 3672 | -1 | 1.3703 | 9.8576 | 1.3703 | 9.8576 | 1.3703 | 9.8576 | 1.3703 | 9.8576 | ; | Residential (multifam) Living (other) | ILit | all | Hol | - | 1 | 1 | DEER08 RES Lvg Oth Lt WeH | 1.3703 | 9.8576 |  |  |  |  | 1.4923 | 10.4019 | 1.4923 | 10.4019 |  | Residential (multifam) Living (other) ILit Hol | 3672 | 1.3703 | 9.8576 | 1.3703 | 9.8576
24013 | 1 | -99 | 11 | -99 | 3672 | -1 | 1.3703 | 9.8576 | 1.3703 | 9.8576 | 1.3703 | 9.8576 | 1.3703 | 9.8576 | ; | Residential (multifam) Living (other) | ILit | all | Cls | - | 1 | 1 | DEER08 RES Lvg Oth Lt WeH | 1.3703 | 9.8576 |  |  |  |  | 1.4923 | 10.4019 | 1.4923 | 10.4019 |  | Residential (multifam) Living (other) ILit Cls | 3672 | 1.3703 | 9.8576 | 1.3703 | 9.8576
24013 | 1 | -99 | -99 | -99 | 3671 | -1 | 1.3864 | 9.5463 | 1.3864 | 9.5463 | 1.3864 | 9.5463 | 1.3864 | 9.5463 | ; | Residential (multifam) Living (other) | ILit | all | all | - | 1 | 1 | DEER08 RES Lvg Oth Lt Wd | 1.3864 | 9.5463 |  |  |  |  | 1.2285 | 8.2188 | 1.2285 | 8.2188 |  | Residential (multifam) Living (other) ILit all | 3671 | 1.3864 | 9.5463 | 1.3864 | 9.5463
24013 | 3 | -99 | 6 | -99 | 3720 | -1 | 3.2 | 6.2 | 3.2 | 6.2 | 3.2 | 6.2 | 3.2 | 6.2 | ; | Residential (multifam) Living (other) | OffEq | all | Sat | - | 1 | 1 | DEER08 RES Lvg Oth Eq WeH | 3.2 | 6.2 |  |  |  |  | - n/a - | - n/a - | 3.2 | 6.2 |  | Residential (multifam) Living (other) OffEq Sat | 3720 | 3.2 | 6.2 | 3.2 | 6.2
24013 | 3 | -99 | 7 | -99 | 3720 | -1 | 3.2 | 6.2 | 3.2 | 6.2 | 3.2 | 6.2 | 3.2 | 6.2 | ; | Residential (multifam) Living (other) | OffEq | all | Sun | - | 1 | 1 | DEER08 RES Lvg Oth Eq WeH | 3.2 | 6.2 |  |  |  |  | - n/a - | - n/a - | 3.2 | 6.2 |  | Residential (multifam) Living (other) OffEq Sun | 3720 | 3.2 | 6.2 | 3.2 | 6.2
24013 | 3 | -99 | 8 | -99 | 3720 | -1 | 3.2 | 6.2 | 3.2 | 6.2 | 3.2 | 6.2 | 3.2 | 6.2 | ; | Residential (multifam) Living (other) | OffEq | all | Hol | - | 1 | 1 | DEER08 RES Lvg Oth Eq WeH | 3.2 | 6.2 |  |  |  |  | - n/a - | - n/a - | 3.2 | 6.2 |  | Residential (multifam) Living (other) OffEq Hol | 3720 | 3.2 | 6.2 | 3.2 | 6.2
24013 | 3 | -99 | 11 | -99 | 3720 | -1 | 3.2 | 6.2 | 3.2 | 6.2 | 3.2 | 6.2 | 3.2 | 6.2 | ; | Residential (multifam) Living (other) | OffEq | all | Cls | - | 1 | 1 | DEER08 RES Lvg Oth Eq WeH | 3.2 | 6.2 |  |  |  |  | - n/a - | - n/a - | 3.2 | 6.2 |  | Residential (multifam) Living (other) OffEq Cls | 3720 | 3.2 | 6.2 | 3.2 | 6.2
24013 | 3 | -99 | -99 | -99 | 3719 | -1 | 3.2 | 6.2 | 3.2 | 6.2 | 3.2 | 6.2 | 3.2 | 6.2 | ; | Residential (multifam) Living (other) | OffEq | all | all | - | 1 | 1 | DEER08 RES Lvg Oth Eq Wd | 3.2 | 6.2 |  |  |  |  | - n/a - | - n/a - | 3.2 | 6.2 |  | Residential (multifam) Living (other) OffEq all | 3719 | 3.2 | 6.2 | 3.2 | 6.2
24013 | 4 | -99 | 6 | -99 | 3714 | -1 | 0.35361 | 14.9929 | 0.35361 | 14.9929 | 0.35361 | 14.9929 | 0.35361 | 14.9929 | ; | Residential (multifam) Living (other) | Cook | all | Sat | - | 1 | 1 | DEER08 RES Lvg Oth Ck WeH | 0.35361 | 14.9929 |  |  |  |  | - n/a - | - n/a - | 0.35361 | 14.9929 |  | Residential (multifam) Living (other) Cook Sat | 3714 | 0.35361 | 14.9929 | 0.35361 | 14.9929
24013 | 4 | -99 | 7 | -99 | 3714 | -1 | 0.35361 | 14.9929 | 0.35361 | 14.9929 | 0.35361 | 14.9929 | 0.35361 | 14.9929 | ; | Residential (multifam) Living (other) | Cook | all | Sun | - | 1 | 1 | DEER08 RES Lvg Oth Ck WeH | 0.35361 | 14.9929 |  |  |  |  | - n/a - | - n/a - | 0.35361 | 14.9929 |  | Residential (multifam) Living (other) Cook Sun | 3714 | 0.35361 | 14.9929 | 0.35361 | 14.9929
24013 | 4 | -99 | 8 | -99 | 3714 | -1 | 0.35361 | 14.9929 | 0.35361 | 14.9929 | 0.35361 | 14.9929 | 0.35361 | 14.9929 | ; | Residential (multifam) Living (other) | Cook | all | Hol | - | 1 | 1 | DEER08 RES Lvg Oth Ck WeH | 0.35361 | 14.9929 |  |  |  |  | - n/a - | - n/a - | 0.35361 | 14.9929 |  | Residential (multifam) Living (other) Cook Hol | 3714 | 0.35361 | 14.9929 | 0.35361 | 14.9929
24013 | 4 | -99 | 11 | -99 | 3714 | -1 | 0.35361 | 14.9929 | 0.35361 | 14.9929 | 0.35361 | 14.9929 | 0.35361 | 14.9929 | ; | Residential (multifam) Living (other) | Cook | all | Cls | - | 1 | 1 | DEER08 RES Lvg Oth Ck WeH | 0.35361 | 14.9929 |  |  |  |  | - n/a - | - n/a - | 0.35361 | 14.9929 |  | Residential (multifam) Living (other) Cook Cls | 3714 | 0.35361 | 14.9929 | 0.35361 | 14.9929
24013 | 4 | -99 | -99 | -99 | 3713 | -1 | 0.35361 | 14.9929 | 0.35361 | 14.9929 | 0.35361 | 14.9929 | 0.35361 | 14.9929 | ; | Residential (multifam) Living (other) | Cook | all | all | - | 1 | 1 | DEER08 RES Lvg Oth Ck Wd | 0.35361 | 14.9929 |  |  |  |  | - n/a - | - n/a - | 0.35361 | 14.9929 |  | Residential (multifam) Living (other) Cook all | 3713 | 0.35361 | 14.9929 | 0.35361 | 14.9929
24013 | 6 | -99 | 6 | -99 | 3696 | -1 | 0.3413 | 11.0922 | 0.3413 | 11.0922 | 0.3413 | 11.0922 | 0.3413 | 11.0922 | ; | Residential (multifam) Living (other) | Misc | all | Sat | - | 1 | 1 | DEER08 RES Lvg Oth DW WeH | 0.3413 | 11.0922 |  |  |  |  | - n/a - | - n/a - | 0.3413 | 11.0922 |  | Residential (multifam) Living (other) Misc Sat | 3696 | 0.3413 | 11.0922 | 0.3413 | 11.0922
24013 | 6 | -99 | 7 | -99 | 3696 | -1 | 0.3413 | 11.0922 | 0.3413 | 11.0922 | 0.3413 | 11.0922 | 0.3413 | 11.0922 | ; | Residential (multifam) Living (other) | Misc | all | Sun | - | 1 | 1 | DEER08 RES Lvg Oth DW WeH | 0.3413 | 11.0922 |  |  |  |  | - n/a - | - n/a - | 0.3413 | 11.0922 |  | Residential (multifam) Living (other) Misc Sun | 3696 | 0.3413 | 11.0922 | 0.3413 | 11.0922
24013 | 6 | -99 | 8 | -99 | 3696 | -1 | 0.3413 | 11.0922 | 0.3413 | 11.0922 | 0.3413 | 11.0922 | 0.3413 | 11.0922 | ; | Residential (multifam) Living (other) | Misc | all | Hol | - | 1 | 1 | DEER08 RES Lvg Oth DW WeH | 0.3413 | 11.0922 |  |  |  |  | - n/a - | - n/a - | 0.3413 | 11.0922 |  | Residential (multifam) Living (other) Misc Hol | 3696 | 0.3413 | 11.0922 | 0.3413 | 11.0922
24013 | 6 | -99 | 11 | -99 | 3696 | -1 | 0.3413 | 11.0922 | 0.3413 | 11.0922 | 0.3413 | 11.0922 | 0.3413 | 11.0922 | ; | Residential (multifam) Living (other) | Misc | all | Cls | - | 1 | 1 | DEER08 RES Lvg Oth DW WeH | 0.3413 | 11.0922 |  |  |  |  | - n/a - | - n/a - | 0.3413 | 11.0922 |  | Residential (multifam) Living (other) Misc Cls | 3696 | 0.3413 | 11.0922 | 0.3413 | 11.0922
24013 | 6 | -99 | -99 | -99 | 3695 | -1 | 0.3413 | 11.0922 | 0.3413 | 11.0922 | 0.3413 | 11.0922 | 0.3413 | 11.0922 | ; | Residential (multifam) Living (other) | Misc | all | all | - | 1 | 1 | DEER08 RES Lvg Oth DW Wd | 0.3413 | 11.0922 |  |  |  |  | - n/a - | - n/a - | 0.3413 | 11.0922 |  | Residential (multifam) Living (other) Misc all | 3695 | 0.3413 | 11.0922 | 0.3413 | 11.0922
24013 | 8 | -99 | 6 | -99 | 3726 | -1 | 0 | 100 | 0 | 100 | 0 | 100 | 0 | 100 | ; | Residential (multifam) Living (other) | Occup | all | Sat | - | 1 | 1 | DEER08 RES Lvg Oth Oc WeH | 0 | 100 |  |  |  |  | - n/a - | - n/a - | 0 | 100 |  | Residential (multifam) Living (other) Occup Sat | 3726 | 0 | 100 | 0 | 100
24013 | 8 | -99 | 7 | -99 | 3726 | -1 | 0 | 100 | 0 | 100 | 0 | 100 | 0 | 100 | ; | Residential (multifam) Living (other) | Occup | all | Sun | - | 1 | 1 | DEER08 RES Lvg Oth Oc WeH | 0 | 100 |  |  |  |  | - n/a - | - n/a - | 0 | 100 |  | Residential (multifam) Living (other) Occup Sun | 3726 | 0 | 100 | 0 | 100
24013 | 8 | -99 | 8 | -99 | 3726 | -1 | 0 | 100 | 0 | 100 | 0 | 100 | 0 | 100 | ; | Residential (multifam) Living (other) | Occup | all | Hol | - | 1 | 1 | DEER08 RES Lvg Oth Oc WeH | 0 | 100 |  |  |  |  | - n/a - | - n/a - | 0 | 100 |  | Residential (multifam) Living (other) Occup Hol | 3726 | 0 | 100 | 0 | 100
24013 | 8 | -99 | 11 | -99 | 3726 | -1 | 0 | 100 | 0 | 100 | 0 | 100 | 0 | 100 | ; | Residential (multifam) Living (other) | Occup | all | Cls | - | 1 | 1 | DEER08 RES Lvg Oth Oc WeH | 0 | 100 |  |  |  |  | - n/a - | - n/a - | 0 | 100 |  | Residential (multifam) Living (other) Occup Cls | 3726 | 0 | 100 | 0 | 100
24013 | 8 | -99 | -99 | -99 | 3725 | -1 | 0 | 100 | 0 | 100 | 0 | 100 | 0 | 100 | ; | Residential (multifam) Living (other) | Occup | all | all | - | 1 | 1 | DEER08 RES Lvg Oth Oc Wd | 0 | 100 |  |  |  |  | - n/a - | - n/a - | 0 | 100 |  | Residential (multifam) Living (other) Occup all | 3725 | 0 | 100 | 0 | 100
24013 | 10 | -99 | 6 | -99 | 3702 | -1 | 0.37383 | 8.5981 | 0.37383 | 8.5981 | 0.37383 | 8.5981 | 0.37383 | 8.5981 | ; | Residential (multifam) Living (other) | Motors | all | Sat | - | 1 | 1 | DEER08 RES Lvg Oth CW WeH | 0.37383 | 8.5981 |  |  |  |  | - n/a - | - n/a - | 0.37383 | 8.5981 |  | Residential (multifam) Living (other) Motors Sat | 3702 | 0.37383 | 8.5981 | 0.37383 | 8.5981
24013 | 10 | -99 | 7 | -99 | 3702 | -1 | 0.37383 | 8.5981 | 0.37383 | 8.5981 | 0.37383 | 8.5981 | 0.37383 | 8.5981 | ; | Residential (multifam) Living (other) | Motors | all | Sun | - | 1 | 1 | DEER08 RES Lvg Oth CW WeH | 0.37383 | 8.5981 |  |  |  |  | - n/a - | - n/a - | 0.37383 | 8.5981 |  | Residential (multifam) Living (other) Motors Sun | 3702 | 0.37383 | 8.5981 | 0.37383 | 8.5981
24013 | 10 | -99 | 8 | -99 | 3702 | -1 | 0.37383 | 8.5981 | 0.37383 | 8.5981 | 0.37383 | 8.5981 | 0.37383 | 8.5981 | ; | Residential (multifam) Living (other) | Motors | all | Hol | - | 1 | 1 | DEER08 RES Lvg Oth CW WeH | 0.37383 | 8.5981 |  |  |  |  | - n/a - | - n/a - | 0.37383 | 8.5981 |  | Residential (multifam) Living (other) Motors Hol | 3702 | 0.37383 | 8.5981 | 0.37383 | 8.5981
24013 | 10 | -99 | 11 | -99 | 3702 | -1 | 0.37383 | 8.5981 | 0.37383 | 8.5981 | 0.37383 | 8.5981 | 0.37383 | 8.5981 | ; | Residential (multifam) Living (other) | Motors | all | Cls | - | 1 | 1 | DEER08 RES Lvg Oth CW WeH | 0.37383 | 8.5981 |  |  |  |  | - n/a - | - n/a - | 0.37383 | 8.5981 |  | Residential (multifam) Living (other) Motors Cls | 3702 | 0.37383 | 8.5981 | 0.37383 | 8.5981
24013 | 10 | -99 | -99 | -99 | 3701 | -1 | 0.37383 | 8.5981 | 0.37383 | 8.5981 | 0.37383 | 8.5981 | 0.37383 | 8.5981 | ; | Residential (multifam) Living (other) | Motors | all | all | - | 1 | 1 | DEER08 RES Lvg Oth CW Wd | 0.37383 | 8.5981 |  |  |  |  | - n/a - | - n/a - | 0.37383 | 8.5981 |  | Residential (multifam) Living (other) Motors all | 3701 | 0.37383 | 8.5981 | 0.37383 | 8.5981
24013 | 11 | -99 | 6 | -99 | 3708 | -1 | 0.37383 | 8.5981 | 0.37383 | 8.5981 | 0.37383 | 8.5981 | 0.37383 | 8.5981 | ; | Residential (multifam) Living (other) | Proc | all | Sat | - | 1 | 1 | DEER08 RES Lvg Oth CD WeH | 0.37383 | 8.5981 |  |  |  |  | - n/a - | - n/a - | 0.37383 | 8.5981 |  | Residential (multifam) Living (other) Proc Sat | 3708 | 0.37383 | 8.5981 | 0.37383 | 8.5981
24013 | 11 | -99 | 7 | -99 | 3708 | -1 | 0.37383 | 8.5981 | 0.37383 | 8.5981 | 0.37383 | 8.5981 | 0.37383 | 8.5981 | ; | Residential (multifam) Living (other) | Proc | all | Sun | - | 1 | 1 | DEER08 RES Lvg Oth CD WeH | 0.37383 | 8.5981 |  |  |  |  | - n/a - | - n/a - | 0.37383 | 8.5981 |  | Residential (multifam) Living (other) Proc Sun | 3708 | 0.37383 | 8.5981 | 0.37383 | 8.5981
24013 | 11 | -99 | 8 | -99 | 3708 | -1 | 0.37383 | 8.5981 | 0.37383 | 8.5981 | 0.37383 | 8.5981 | 0.37383 | 8.5981 | ; | Residential (multifam) Living (other) | Proc | all | Hol | - | 1 | 1 | DEER08 RES Lvg Oth CD WeH | 0.37383 | 8.5981 |  |  |  |  | - n/a - | - n/a - | 0.37383 | 8.5981 |  | Residential (multifam) Living (other) Proc Hol | 3708 | 0.37383 | 8.5981 | 0.37383 | 8.5981
24013 | 11 | -99 | 11 | -99 | 3708 | -1 | 0.37383 | 8.5981 | 0.37383 | 8.5981 | 0.37383 | 8.5981 | 0.37383 | 8.5981 | ; | Residential (multifam) Living (other) | Proc | all | Cls | - | 1 | 1 | DEER08 RES Lvg Oth CD WeH | 0.37383 | 8.5981 |  |  |  |  | - n/a - | - n/a - | 0.37383 | 8.5981 |  | Residential (multifam) Living (other) Proc Cls | 3708 | 0.37383 | 8.5981 | 0.37383 | 8.5981
24013 | 11 | -99 | -99 | -99 | 3707 | -1 | 0.37383 | 8.5981 | 0.37383 | 8.5981 | 0.37383 | 8.5981 | 0.37383 | 8.5981 | ; | Residential (multifam) Living (other) | Proc | all | all | - | 1 | 1 | DEER08 RES Lvg Oth CD Wd | 0.37383 | 8.5981 |  |  |  |  | - n/a - | - n/a - | 0.37383 | 8.5981 |  | Residential (multifam) Living (other) Proc all | 3707 | 0.37383 | 8.5981 | 0.37383 | 8.5981
24013 | 12 | -99 | 6 | -99 | 3690 | -1 | 100 | 100 | 100 | 100 | 100 | 100 | 100 | 100 | ; | Residential (multifam) Living (other) | SCRefr | all | all | - | 1 | 1 | DEER08 RES Lvg Oth Rfg WeH | 100 | 100 |  |  |  |  | - n/a - | - n/a - | 100 | 100 |  | Residential (multifam) Living (other) SCRefr all | 3690 | 100 | 100 | 100 | 100
24013 | 12 | -99 | 7 | -99 | 3690 | -1 | 100 | 100 | 100 | 100 | 100 | 100 | 100 | 100 | ; | Residential (multifam) Living (other) | SCRefr | all | Sat | - | 1 | 1 | DEER08 RES Lvg Oth Rfg WeH | 100 | 100 |  |  |  |  | - n/a - | - n/a - | 100 | 100 |  | Residential (multifam) Living (other) SCRefr Sat | 3690 | 100 | 100 | 100 | 100
24013 | 12 | -99 | 8 | -99 | 3690 | -1 | 100 | 100 | 100 | 100 | 100 | 100 | 100 | 100 | ; | Residential (multifam) Living (other) | SCRefr | all | Sun | - | 1 | 1 | DEER08 RES Lvg Oth Rfg WeH | 100 | 100 |  |  |  |  | - n/a - | - n/a - | 100 | 100 |  | Residential (multifam) Living (other) SCRefr Sun | 3690 | 100 | 100 | 100 | 100
24013 | 12 | -99 | 11 | -99 | 3690 | -1 | 100 | 100 | 100 | 100 | 100 | 100 | 100 | 100 | ; | Residential (multifam) Living (other) | SCRefr | all | Hol | - | 1 | 1 | DEER08 RES Lvg Oth Rfg WeH | 100 | 100 |  |  |  |  | - n/a - | - n/a - | 100 | 100 |  | Residential (multifam) Living (other) SCRefr Hol | 3690 | 100 | 100 | 100 | 100
24013 | 12 | -99 | -99 | -99 | 3689 | -1 | 100 | 100 | 100 | 100 | 100 | 100 | 100 | 100 | ; | Residential (multifam) Living (other) | SCRefr | all | Cls | - | 1 | 1 | DEER08 RES Lvg Oth Rfg Wd | 100 | 100 |  |  |  |  | - n/a - | - n/a - | 100 | 100 |  | Residential (multifam) Living (other) SCRefr Cls | 3689 | 100 | 100 | 100 | 100
24021 | 1 | -99 | 6 | -99 | 3676 | -1 | 1.4459 | 10.3114 | 1.4459 | 10.3114 | 1.4459 | 10.3114 | 1.4459 | 10.3114 | ; | Residential (multifam) Bedrms (Winter) | ILit | all | Sat | - | 1 | 1 | DEER08 RES Bed Win Lt WeH | 1.4459 | 10.3114 |  |  |  |  | 1.3401 | 9.4379 | 1.3401 | 9.4379 |  | Residential (multifam) Bedrms (Winter) ILit Sat | 3676 | 1.4459 | 10.3114 | 1.4459 | 10.3114
24021 | 1 | -99 | 7 | -99 | 3676 | -1 | 1.4459 | 10.3114 | 1.4459 | 10.3114 | 1.4459 | 10.3114 | 1.4459 | 10.3114 | ; | Residential (multifam) Bedrms (Winter) | ILit | all | Sun | - | 1 | 1 | DEER08 RES Bed Win Lt WeH | 1.4459 | 10.3114 |  |  |  |  | 1.3401 | 9.4379 | 1.3401 | 9.4379 |  | Residential (multifam) Bedrms (Winter) ILit Sun | 3676 | 1.4459 | 10.3114 | 1.4459 | 10.3114
24021 | 1 | -99 | 8 | -99 | 3676 | -1 | 1.4459 | 10.3114 | 1.4459 | 10.3114 | 1.4459 | 10.3114 | 1.4459 | 10.3114 | ; | Residential (multifam) Bedrms (Winter) | ILit | all | Hol | - | 1 | 1 | DEER08 RES Bed Win Lt WeH | 1.4459 | 10.3114 |  |  |  |  | 1.3401 | 9.4379 | 1.3401 | 9.4379 |  | Residential (multifam) Bedrms (Winter) ILit Hol | 3676 | 1.4459 | 10.3114 | 1.4459 | 10.3114
24021 | 1 | -99 | 11 | -99 | 3676 | -1 | 1.4459 | 10.3114 | 1.4459 | 10.3114 | 1.4459 | 10.3114 | 1.4459 | 10.3114 | ; | Residential (multifam) Bedrms (Winter) | ILit | all | Cls | - | 1 | 1 | DEER08 RES Bed Win Lt WeH | 1.4459 | 10.3114 |  |  |  |  | 1.3401 | 9.4379 | 1.3401 | 9.4379 |  | Residential (multifam) Bedrms (Winter) ILit Cls | 3676 | 1.4459 | 10.3114 | 1.4459 | 10.3114
24021 | 1 | -99 | -99 | -99 | 3675 | -1 | 1.5661 | 10.3243 | 1.5661 | 10.3243 | 1.5661 | 10.3243 | 1.5661 | 10.3243 | ; | Residential (multifam) Bedrms (Winter) | ILit | all | all | - | 1 | 1 | DEER08 RES Bed Win Lt Wd | 1.5661 | 10.3243 |  |  |  |  | 1.6008 | 10.513 | 1.6008 | 10.513 |  | Residential (multifam) Bedrms (Winter) ILit all | 3675 | 1.5661 | 10.3243 | 1.5661 | 10.3243
24021 | 3 | -99 | 6 | -99 | 3718 | -1 | 3.2 | 6.2 | 3.2 | 6.2 | 3.2 | 6.2 | 3.2 | 6.2 | ; | Residential (multifam) Bedrms (Winter) | OffEq | all | Sat | - | 1 | 1 | DEER08 RES Lvg Win Eq WeH | 3.2 | 6.2 |  |  |  |  | - n/a - | - n/a - | 3.2 | 6.2 |  | Residential (multifam) Bedrms (Winter) OffEq Sat | 3718 | 3.2 | 6.2 | 3.2 | 6.2
24021 | 3 | -99 | 7 | -99 | 3718 | -1 | 3.2 | 6.2 | 3.2 | 6.2 | 3.2 | 6.2 | 3.2 | 6.2 | ; | Residential (multifam) Bedrms (Winter) | OffEq | all | Sun | - | 1 | 1 | DEER08 RES Lvg Win Eq WeH | 3.2 | 6.2 |  |  |  |  | - n/a - | - n/a - | 3.2 | 6.2 |  | Residential (multifam) Bedrms (Winter) OffEq Sun | 3718 | 3.2 | 6.2 | 3.2 | 6.2
24021 | 3 | -99 | 8 | -99 | 3718 | -1 | 3.2 | 6.2 | 3.2 | 6.2 | 3.2 | 6.2 | 3.2 | 6.2 | ; | Residential (multifam) Bedrms (Winter) | OffEq | all | Hol | - | 1 | 1 | DEER08 RES Lvg Win Eq WeH | 3.2 | 6.2 |  |  |  |  | - n/a - | - n/a - | 3.2 | 6.2 |  | Residential (multifam) Bedrms (Winter) OffEq Hol | 3718 | 3.2 | 6.2 | 3.2 | 6.2
24021 | 3 | -99 | 11 | -99 | 3718 | -1 | 3.2 | 6.2 | 3.2 | 6.2 | 3.2 | 6.2 | 3.2 | 6.2 | ; | Residential (multifam) Bedrms (Winter) | OffEq | all | Cls | - | 1 | 1 | DEER08 RES Lvg Win Eq WeH | 3.2 | 6.2 |  |  |  |  | - n/a - | - n/a - | 3.2 | 6.2 |  | Residential (multifam) Bedrms (Winter) OffEq Cls | 3718 | 3.2 | 6.2 | 3.2 | 6.2
24021 | 3 | -99 | -99 | -99 | 3717 | -1 | 3.2 | 6.2 | 3.2 | 6.2 | 3.2 | 6.2 | 3.2 | 6.2 | ; | Residential (multifam) Bedrms (Winter) | OffEq | all | all | - | 1 | 1 | DEER08 RES Lvg Win Eq Wd | 3.2 | 6.2 |  |  |  |  | - n/a - | - n/a - | 3.2 | 6.2 |  | Residential (multifam) Bedrms (Winter) OffEq all | 3717 | 3.2 | 6.2 | 3.2 | 6.2
24021 | 8 | -99 | 6 | -99 | 3730 | -1 | 0 | 100 | 0 | 100 | 0 | 100 | 0 | 100 | ; | Residential (multifam) Bedrms (Winter) | Occup | all | Sat | - | 1 | 1 | DEER08 RES Bed Win Oc WeH | 0 | 100 |  |  |  |  | - n/a - | - n/a - | 0 | 100 |  | Residential (multifam) Bedrms (Winter) Occup Sat | 3730 | 0 | 100 | 0 | 100
24021 | 8 | -99 | 7 | -99 | 3730 | -1 | 0 | 100 | 0 | 100 | 0 | 100 | 0 | 100 | ; | Residential (multifam) Bedrms (Winter) | Occup | all | Sun | - | 1 | 1 | DEER08 RES Bed Win Oc WeH | 0 | 100 |  |  |  |  | - n/a - | - n/a - | 0 | 100 |  | Residential (multifam) Bedrms (Winter) Occup Sun | 3730 | 0 | 100 | 0 | 100
24021 | 8 | -99 | 8 | -99 | 3730 | -1 | 0 | 100 | 0 | 100 | 0 | 100 | 0 | 100 | ; | Residential (multifam) Bedrms (Winter) | Occup | all | Hol | - | 1 | 1 | DEER08 RES Bed Win Oc WeH | 0 | 100 |  |  |  |  | - n/a - | - n/a - | 0 | 100 |  | Residential (multifam) Bedrms (Winter) Occup Hol | 3730 | 0 | 100 | 0 | 100
24021 | 8 | -99 | 11 | -99 | 3730 | -1 | 0 | 100 | 0 | 100 | 0 | 100 | 0 | 100 | ; | Residential (multifam) Bedrms (Winter) | Occup | all | Cls | - | 1 | 1 | DEER08 RES Bed Win Oc WeH | 0 | 100 |  |  |  |  | - n/a - | - n/a - | 0 | 100 |  | Residential (multifam) Bedrms (Winter) Occup Cls | 3730 | 0 | 100 | 0 | 100
24021 | 8 | -99 | -99 | -99 | 3729 | -1 | 0 | 100 | 0 | 100 | 0 | 100 | 0 | 100 | ; | Residential (multifam) Bedrms (Winter) | Occup | all | all | - | 1 | 1 | DEER08 RES Bed Win Oc Wd | 0 | 100 |  |  |  |  | - n/a - | - n/a - | 0 | 100 |  | Residential (multifam) Bedrms (Winter) Occup all | 3729 | 0 | 100 | 0 | 100
24022 | 1 | -99 | 6 | -99 | 3680 | -1 | 1.232 | 8.637 | 1.232 | 8.637 | 1.232 | 8.637 | 1.232 | 8.637 | ; | Residential (multifam) Bedrms (Spr-Sum) | ILit | all | Sat | - | 1 | 1 | DEER08 RES Bed Sum Lt WeH | 1.232 | 8.637 |  |  |  |  | 1.2248 | 8.5986 | 1.2248 | 8.5986 |  | Residential (multifam) Bedrms (Spr-Sum) ILit Sat | 3680 | 1.232 | 8.637 | 1.232 | 8.637
24022 | 1 | -99 | 7 | -99 | 3680 | -1 | 1.232 | 8.637 | 1.232 | 8.637 | 1.232 | 8.637 | 1.232 | 8.637 | ; | Residential (multifam) Bedrms (Spr-Sum) | ILit | all | Sun | - | 1 | 1 | DEER08 RES Bed Sum Lt WeH | 1.232 | 8.637 |  |  |  |  | 1.2248 | 8.5986 | 1.2248 | 8.5986 |  | Residential (multifam) Bedrms (Spr-Sum) ILit Sun | 3680 | 1.232 | 8.637 | 1.232 | 8.637
24022 | 1 | -99 | 8 | -99 | 3680 | -1 | 1.232 | 8.637 | 1.232 | 8.637 | 1.232 | 8.637 | 1.232 | 8.637 | ; | Residential (multifam) Bedrms (Spr-Sum) | ILit | all | Hol | - | 1 | 1 | DEER08 RES Bed Sum Lt WeH | 1.232 | 8.637 |  |  |  |  | 1.2248 | 8.5986 | 1.2248 | 8.5986 |  | Residential (multifam) Bedrms (Spr-Sum) ILit Hol | 3680 | 1.232 | 8.637 | 1.232 | 8.637
24022 | 1 | -99 | 11 | -99 | 3680 | -1 | 1.232 | 8.637 | 1.232 | 8.637 | 1.232 | 8.637 | 1.232 | 8.637 | ; | Residential (multifam) Bedrms (Spr-Sum) | ILit | all | Cls | - | 1 | 1 | DEER08 RES Bed Sum Lt WeH | 1.232 | 8.637 |  |  |  |  | 1.2248 | 8.5986 | 1.2248 | 8.5986 |  | Residential (multifam) Bedrms (Spr-Sum) ILit Cls | 3680 | 1.232 | 8.637 | 1.232 | 8.637
24022 | 1 | -99 | -99 | -99 | 3679 | -1 | 1.2067 | 8.2385 | 1.2067 | 8.2385 | 1.2067 | 8.2385 | 1.2067 | 8.2385 | ; | Residential (multifam) Bedrms (Spr-Sum) | ILit | all | all | - | 1 | 1 | DEER08 RES Bed Sum Lt Wd | 1.2067 | 8.2385 |  |  |  |  | 1.3216 | 9.7529 | 1.3216 | 9.7529 |  | Residential (multifam) Bedrms (Spr-Sum) ILit all | 3679 | 1.2067 | 8.2385 | 1.2067 | 8.2385
24022 | 3 | -99 | 6 | -99 | 3722 | -1 | 3.2 | 6.2 | 3.2 | 6.2 | 3.2 | 6.2 | 3.2 | 6.2 | ; | Residential (multifam) Bedrms (Spr-Sum) | OffEq | all | Sat | - | 1 | 1 | DEER08 RES Lvg Sum Eq WeH | 3.2 | 6.2 |  |  |  |  | - n/a - | - n/a - | 3.2 | 6.2 |  | Residential (multifam) Bedrms (Spr-Sum) OffEq Sat | 3722 | 3.2 | 6.2 | 3.2 | 6.2
24022 | 3 | -99 | 7 | -99 | 3722 | -1 | 3.2 | 6.2 | 3.2 | 6.2 | 3.2 | 6.2 | 3.2 | 6.2 | ; | Residential (multifam) Bedrms (Spr-Sum) | OffEq | all | Sun | - | 1 | 1 | DEER08 RES Lvg Sum Eq WeH | 3.2 | 6.2 |  |  |  |  | - n/a - | - n/a - | 3.2 | 6.2 |  | Residential (multifam) Bedrms (Spr-Sum) OffEq Sun | 3722 | 3.2 | 6.2 | 3.2 | 6.2
24022 | 3 | -99 | 8 | -99 | 3722 | -1 | 3.2 | 6.2 | 3.2 | 6.2 | 3.2 | 6.2 | 3.2 | 6.2 | ; | Residential (multifam) Bedrms (Spr-Sum) | OffEq | all | Hol | - | 1 | 1 | DEER08 RES Lvg Sum Eq WeH | 3.2 | 6.2 |  |  |  |  | - n/a - | - n/a - | 3.2 | 6.2 |  | Residential (multifam) Bedrms (Spr-Sum) OffEq Hol | 3722 | 3.2 | 6.2 | 3.2 | 6.2
24022 | 3 | -99 | 11 | -99 | 3722 | -1 | 3.2 | 6.2 | 3.2 | 6.2 | 3.2 | 6.2 | 3.2 | 6.2 | ; | Residential (multifam) Bedrms (Spr-Sum) | OffEq | all | Cls | - | 1 | 1 | DEER08 RES Lvg Sum Eq WeH | 3.2 | 6.2 |  |  |  |  | - n/a - | - n/a - | 3.2 | 6.2 |  | Residential (multifam) Bedrms (Spr-Sum) OffEq Cls | 3722 | 3.2 | 6.2 | 3.2 | 6.2
24022 | 3 | -99 | -99 | -99 | 3721 | -1 | 3.2 | 6.2 | 3.2 | 6.2 | 3.2 | 6.2 | 3.2 | 6.2 | ; | Residential (multifam) Bedrms (Spr-Sum) | OffEq | all | all | - | 1 | 1 | DEER08 RES Lvg Sum Eq Wd | 3.2 | 6.2 |  |  |  |  | - n/a - | - n/a - | 3.2 | 6.2 |  | Residential (multifam) Bedrms (Spr-Sum) OffEq all | 3721 | 3.2 | 6.2 | 3.2 | 6.2
24022 | 8 | -99 | 6 | -99 | 3734 | -1 | 0 | 100 | 0 | 100 | 0 | 100 | 0 | 100 | ; | Residential (multifam) Bedrms (Spr-Sum) | Occup | all | Sat | - | 1 | 1 | DEER08 RES Bed Sum Oc WeH | 0 | 100 |  |  |  |  | - n/a - | - n/a - | 0 | 100 |  | Residential (multifam) Bedrms (Spr-Sum) Occup Sat | 3734 | 0 | 100 | 0 | 100
24022 | 8 | -99 | 7 | -99 | 3734 | -1 | 0 | 100 | 0 | 100 | 0 | 100 | 0 | 100 | ; | Residential (multifam) Bedrms (Spr-Sum) | Occup | all | Sun | - | 1 | 1 | DEER08 RES Bed Sum Oc WeH | 0 | 100 |  |  |  |  | - n/a - | - n/a - | 0 | 100 |  | Residential (multifam) Bedrms (Spr-Sum) Occup Sun | 3734 | 0 | 100 | 0 | 100
24022 | 8 | -99 | 8 | -99 | 3734 | -1 | 0 | 100 | 0 | 100 | 0 | 100 | 0 | 100 | ; | Residential (multifam) Bedrms (Spr-Sum) | Occup | all | Hol | - | 1 | 1 | DEER08 RES Bed Sum Oc WeH | 0 | 100 |  |  |  |  | - n/a - | - n/a - | 0 | 100 |  | Residential (multifam) Bedrms (Spr-Sum) Occup Hol | 3734 | 0 | 100 | 0 | 100
24022 | 8 | -99 | 11 | -99 | 3734 | -1 | 0 | 100 | 0 | 100 | 0 | 100 | 0 | 100 | ; | Residential (multifam) Bedrms (Spr-Sum) | Occup | all | Cls | - | 1 | 1 | DEER08 RES Bed Sum Oc WeH | 0 | 100 |  |  |  |  | - n/a - | - n/a - | 0 | 100 |  | Residential (multifam) Bedrms (Spr-Sum) Occup Cls | 3734 | 0 | 100 | 0 | 100
24022 | 8 | -99 | -99 | -99 | 3733 | -1 | 0 | 100 | 0 | 100 | 0 | 100 | 0 | 100 | ; | Residential (multifam) Bedrms (Spr-Sum) | Occup | all | all | - | 1 | 1 | DEER08 RES Bed Sum Oc Wd | 0 | 100 |  |  |  |  | - n/a - | - n/a - | 0 | 100 |  | Residential (multifam) Bedrms (Spr-Sum) Occup all | 3733 | 0 | 100 | 0 | 100
24023 | 1 | -99 | 6 | -99 | 3678 | -1 | 1.3703 | 9.8576 | 1.3703 | 9.8576 | 1.3703 | 9.8576 | 1.3703 | 9.8576 | ; | Residential (multifam) Bedrms (other) | ILit | all | Sat | - | 1 | 1 | DEER08 RES Bed Oth Lt WeH | 1.3703 | 9.8576 |  |  |  |  | 1.4923 | 10.4019 | 1.4923 | 10.4019 |  | Residential (multifam) Bedrms (other) ILit Sat | 3678 | 1.3703 | 9.8576 | 1.3703 | 9.8576
24023 | 1 | -99 | 7 | -99 | 3678 | -1 | 1.3703 | 9.8576 | 1.3703 | 9.8576 | 1.3703 | 9.8576 | 1.3703 | 9.8576 | ; | Residential (multifam) Bedrms (other) | ILit | all | Sun | - | 1 | 1 | DEER08 RES Bed Oth Lt WeH | 1.3703 | 9.8576 |  |  |  |  | 1.4923 | 10.4019 | 1.4923 | 10.4019 |  | Residential (multifam) Bedrms (other) ILit Sun | 3678 | 1.3703 | 9.8576 | 1.3703 | 9.8576
24023 | 1 | -99 | 8 | -99 | 3678 | -1 | 1.3703 | 9.8576 | 1.3703 | 9.8576 | 1.3703 | 9.8576 | 1.3703 | 9.8576 | ; | Residential (multifam) Bedrms (other) | ILit | all | Hol | - | 1 | 1 | DEER08 RES Bed Oth Lt WeH | 1.3703 | 9.8576 |  |  |  |  | 1.4923 | 10.4019 | 1.4923 | 10.4019 |  | Residential (multifam) Bedrms (other) ILit Hol | 3678 | 1.3703 | 9.8576 | 1.3703 | 9.8576
24023 | 1 | -99 | 11 | -99 | 3678 | -1 | 1.3703 | 9.8576 | 1.3703 | 9.8576 | 1.3703 | 9.8576 | 1.3703 | 9.8576 | ; | Residential (multifam) Bedrms (other) | ILit | all | Cls | - | 1 | 1 | DEER08 RES Bed Oth Lt WeH | 1.3703 | 9.8576 |  |  |  |  | 1.4923 | 10.4019 | 1.4923 | 10.4019 |  | Residential (multifam) Bedrms (other) ILit Cls | 3678 | 1.3703 | 9.8576 | 1.3703 | 9.8576
24023 | 1 | -99 | -99 | -99 | 3677 | -1 | 1.3864 | 9.5463 | 1.3864 | 9.5463 | 1.3864 | 9.5463 | 1.3864 | 9.5463 | ; | Residential (multifam) Bedrms (other) | ILit | all | all | - | 1 | 1 | DEER08 RES Bed Oth Lt Wd | 1.3864 | 9.5463 |  |  |  |  | 1.2285 | 8.2188 | 1.2285 | 8.2188 |  | Residential (multifam) Bedrms (other) ILit all | 3677 | 1.3864 | 9.5463 | 1.3864 | 9.5463
24023 | 3 | -99 | 6 | -99 | 3720 | -1 | 3.2 | 6.2 | 3.2 | 6.2 | 3.2 | 6.2 | 3.2 | 6.2 | ; | Residential (multifam) Bedrms (other) | OffEq | all | Sat | - | 1 | 1 | DEER08 RES Lvg Oth Eq WeH | 3.2 | 6.2 |  |  |  |  | - n/a - | - n/a - | 3.2 | 6.2 |  | Residential (multifam) Bedrms (other) OffEq Sat | 3720 | 3.2 | 6.2 | 3.2 | 6.2
24023 | 3 | -99 | 7 | -99 | 3720 | -1 | 3.2 | 6.2 | 3.2 | 6.2 | 3.2 | 6.2 | 3.2 | 6.2 | ; | Residential (multifam) Bedrms (other) | OffEq | all | Sun | - | 1 | 1 | DEER08 RES Lvg Oth Eq WeH | 3.2 | 6.2 |  |  |  |  | - n/a - | - n/a - | 3.2 | 6.2 |  | Residential (multifam) Bedrms (other) OffEq Sun | 3720 | 3.2 | 6.2 | 3.2 | 6.2
24023 | 3 | -99 | 8 | -99 | 3720 | -1 | 3.2 | 6.2 | 3.2 | 6.2 | 3.2 | 6.2 | 3.2 | 6.2 | ; | Residential (multifam) Bedrms (other) | OffEq | all | Hol | - | 1 | 1 | DEER08 RES Lvg Oth Eq WeH | 3.2 | 6.2 |  |  |  |  | - n/a - | - n/a - | 3.2 | 6.2 |  | Residential (multifam) Bedrms (other) OffEq Hol | 3720 | 3.2 | 6.2 | 3.2 | 6.2
24023 | 3 | -99 | 11 | -99 | 3720 | -1 | 3.2 | 6.2 | 3.2 | 6.2 | 3.2 | 6.2 | 3.2 | 6.2 | ; | Residential (multifam) Bedrms (other) | OffEq | all | Cls | - | 1 | 1 | DEER08 RES Lvg Oth Eq WeH | 3.2 | 6.2 |  |  |  |  | - n/a - | - n/a - | 3.2 | 6.2 |  | Residential (multifam) Bedrms (other) OffEq Cls | 3720 | 3.2 | 6.2 | 3.2 | 6.2
24023 | 3 | -99 | -99 | -99 | 3719 | -1 | 3.2 | 6.2 | 3.2 | 6.2 | 3.2 | 6.2 | 3.2 | 6.2 | ; | Residential (multifam) Bedrms (other) | OffEq | all | all | - | 1 | 1 | DEER08 RES Lvg Oth Eq Wd | 3.2 | 6.2 |  |  |  |  | - n/a - | - n/a - | 3.2 | 6.2 |  | Residential (multifam) Bedrms (other) OffEq all | 3719 | 3.2 | 6.2 | 3.2 | 6.2
24023 | 8 | -99 | 6 | -99 | 3732 | -1 | 0 | 100 | 0 | 100 | 0 | 100 | 0 | 100 | ; | Residential (multifam) Bedrms (other) | Occup | all | Sat | - | 1 | 1 | DEER08 RES Bed Oth Oc WeH | 0 | 100 |  |  |  |  | - n/a - | - n/a - | 0 | 100 |  | Residential (multifam) Bedrms (other) Occup Sat | 3732 | 0 | 100 | 0 | 100
24023 | 8 | -99 | 7 | -99 | 3732 | -1 | 0 | 100 | 0 | 100 | 0 | 100 | 0 | 100 | ; | Residential (multifam) Bedrms (other) | Occup | all | Sun | - | 1 | 1 | DEER08 RES Bed Oth Oc WeH | 0 | 100 |  |  |  |  | - n/a - | - n/a - | 0 | 100 |  | Residential (multifam) Bedrms (other) Occup Sun | 3732 | 0 | 100 | 0 | 100
24023 | 8 | -99 | 8 | -99 | 3732 | -1 | 0 | 100 | 0 | 100 | 0 | 100 | 0 | 100 | ; | Residential (multifam) Bedrms (other) | Occup | all | Hol | - | 1 | 1 | DEER08 RES Bed Oth Oc WeH | 0 | 100 |  |  |  |  | - n/a - | - n/a - | 0 | 100 |  | Residential (multifam) Bedrms (other) Occup Hol | 3732 | 0 | 100 | 0 | 100
24023 | 8 | -99 | 11 | -99 | 3732 | -1 | 0 | 100 | 0 | 100 | 0 | 100 | 0 | 100 | ; | Residential (multifam) Bedrms (other) | Occup | all | Cls | - | 1 | 1 | DEER08 RES Bed Oth Oc WeH | 0 | 100 |  |  |  |  | - n/a - | - n/a - | 0 | 100 |  | Residential (multifam) Bedrms (other) Occup Cls | 3732 | 0 | 100 | 0 | 100
24023 | 8 | -99 | -99 | -99 | 3731 | -1 | 0 | 100 | 0 | 100 | 0 | 100 | 0 | 100 | ; | Residential (multifam) Bedrms (other) | Occup | all | all | - | 1 | 1 | DEER08 RES Bed Oth Oc Wd | 0 | 100 |  |  |  |  | - n/a - | - n/a - | 0 | 100 |  | Residential (multifam) Bedrms (other) Occup all | 3731 | 0 | 100 | 0 | 100
24031 | 1 | -99 | 6 | -99 | 3682 | -1 | 70.4338 | 73.0934 | 70.4338 | 73.0934 | 70.4338 | 73.0934 | 70.4338 | 73.0934 | ; | Residential (multifam) Common (Winter) | ILit | all | Sat | - | 1 | 1 | DEER08 RES Cmn Win Lt WeH | 70.4338 | 73.0934 | [9 empty] | Residential (multifam) Common (Winter) ILit Sat | 3682 | 70.4338 | 73.0934 | 70.4338 | 73.0934
24031 | 1 | -99 | 7 | -99 | 3682 | -1 | 70.4338 | 73.0934 | 70.4338 | 73.0934 | 70.4338 | 73.0934 | 70.4338 | 73.0934 | ; | Residential (multifam) Common (Winter) | ILit | all | Sun | - | 1 | 1 | DEER08 RES Cmn Win Lt WeH | 70.4338 | 73.0934 | [9 empty] | Residential (multifam) Common (Winter) ILit Sun | 3682 | 70.4338 | 73.0934 | 70.4338 | 73.0934
24031 | 1 | -99 | 8 | -99 | 3682 | -1 | 70.4338 | 73.0934 | 70.4338 | 73.0934 | 70.4338 | 73.0934 | 70.4338 | 73.0934 | ; | Residential (multifam) Common (Winter) | ILit | all | Hol | - | 1 | 1 | DEER08 RES Cmn Win Lt WeH | 70.4338 | 73.0934 | [9 empty] | Residential (multifam) Common (Winter) ILit Hol | 3682 | 70.4338 | 73.0934 | 70.4338 | 73.0934
24031 | 1 | -99 | 11 | -99 | 3682 | -1 | 70.4338 | 73.0934 | 70.4338 | 73.0934 | 70.4338 | 73.0934 | 70.4338 | 73.0934 | ; | Residential (multifam) Common (Winter) | ILit | all | Cls | - | 1 | 1 | DEER08 RES Cmn Win Lt WeH | 70.4338 | 73.0934 | [9 empty] | Residential (multifam) Common (Winter) ILit Cls | 3682 | 70.4338 | 73.0934 | 70.4338 | 73.0934
24031 | 1 | -99 | -99 | -99 | 3681 | -1 | 70.4698 | 73.0973 | 70.4698 | 73.0973 | 70.4698 | 73.0973 | 70.4698 | 73.0973 | ; | Residential (multifam) Common (Winter) | ILit | all | all | - | 1 | 1 | DEER08 RES Cmn Win Lt Wd | 70.4698 | 73.0973 | [9 empty] | Residential (multifam) Common (Winter) ILit all | 3681 | 70.4698 | 73.0973 | 70.4698 | 73.0973
24031 | 3 | -99 | 6 | -99 | 3718 | -1 | 3.2 | 6.2 | 3.2 | 6.2 | 3.2 | 6.2 | 3.2 | 6.2 | ; | Residential (multifam) Common (Winter) | OffEq | all | Sat | - | 1 | 1 | DEER08 RES Lvg Win Eq WeH | 3.2 | 6.2 | [9 empty] | Residential (multifam) Common (Winter) OffEq Sat | 3718 | 3.2 | 6.2 | 3.2 | 6.2
24031 | 3 | -99 | 7 | -99 | 3718 | -1 | 3.2 | 6.2 | 3.2 | 6.2 | 3.2 | 6.2 | 3.2 | 6.2 | ; | Residential (multifam) Common (Winter) | OffEq | all | Sun | - | 1 | 1 | DEER08 RES Lvg Win Eq WeH | 3.2 | 6.2 | [9 empty] | Residential (multifam) Common (Winter) OffEq Sun | 3718 | 3.2 | 6.2 | 3.2 | 6.2
24031 | 3 | -99 | 8 | -99 | 3718 | -1 | 3.2 | 6.2 | 3.2 | 6.2 | 3.2 | 6.2 | 3.2 | 6.2 | ; | Residential (multifam) Common (Winter) | OffEq | all | Hol | - | 1 | 1 | DEER08 RES Lvg Win Eq WeH | 3.2 | 6.2 | [9 empty] | Residential (multifam) Common (Winter) OffEq Hol | 3718 | 3.2 | 6.2 | 3.2 | 6.2
24031 | 3 | -99 | 11 | -99 | 3718 | -1 | 3.2 | 6.2 | 3.2 | 6.2 | 3.2 | 6.2 | 3.2 | 6.2 | ; | Residential (multifam) Common (Winter) | OffEq | all | Cls | - | 1 | 1 | DEER08 RES Lvg Win Eq WeH | 3.2 | 6.2 | [9 empty] | Residential (multifam) Common (Winter) OffEq Cls | 3718 | 3.2 | 6.2 | 3.2 | 6.2
24031 | 3 | -99 | -99 | -99 | 3717 | -1 | 3.2 | 6.2 | 3.2 | 6.2 | 3.2 | 6.2 | 3.2 | 6.2 | ; | Residential (multifam) Common (Winter) | OffEq | all | all | - | 1 | 1 | DEER08 RES Lvg Win Eq Wd | 3.2 | 6.2 | [9 empty] | Residential (multifam) Common (Winter) OffEq all | 3717 | 3.2 | 6.2 | 3.2 | 6.2
24031 | 8 | -99 | 6 | -99 | 3724 | -1 | 0 | 100 | 0 | 100 | 0 | 100 | 0 | 100 | ; | Residential (multifam) Common (Winter) | Occup | all | Sat | - | 1 | 1 | DEER08 RES Lvg Win Oc WeH | 0 | 100 | [9 empty] | Residential (multifam) Common (Winter) Occup Sat | 3724 | 0 | 100 | 0 | 100
24031 | 8 | -99 | 7 | -99 | 3724 | -1 | 0 | 100 | 0 | 100 | 0 | 100 | 0 | 100 | ; | Residential (multifam) Common (Winter) | Occup | all | Sun | - | 1 | 1 | DEER08 RES Lvg Win Oc WeH | 0 | 100 | [9 empty] | Residential (multifam) Common (Winter) Occup Sun | 3724 | 0 | 100 | 0 | 100
24031 | 8 | -99 | 8 | -99 | 3724 | -1 | 0 | 100 | 0 | 100 | 0 | 100 | 0 | 100 | ; | Residential (multifam) Common (Winter) | Occup | all | Hol | - | 1 | 1 | DEER08 RES Lvg Win Oc WeH | 0 | 100 | [9 empty] | Residential (multifam) Common (Winter) Occup Hol | 3724 | 0 | 100 | 0 | 100
24031 | 8 | -99 | 11 | -99 | 3724 | -1 | 0 | 100 | 0 | 100 | 0 | 100 | 0 | 100 | ; | Residential (multifam) Common (Winter) | Occup | all | Cls | - | 1 | 1 | DEER08 RES Lvg Win Oc WeH | 0 | 100 | [9 empty] | Residential (multifam) Common (Winter) Occup Cls | 3724 | 0 | 100 | 0 | 100
24031 | 8 | -99 | -99 | -99 | 3723 | -1 | 0 | 100 | 0 | 100 | 0 | 100 | 0 | 100 | ; | Residential (multifam) Common (Winter) | Occup | all | all | - | 1 | 1 | DEER08 RES Lvg Win Oc Wd | 0 | 100 | [9 empty] | Residential (multifam) Common (Winter) Occup all | 3723 | 0 | 100 | 0 | 100
24031 | 10 | -99 | 6 | -99 | 3700 | -1 | 0.37383 | 8.5981 | 0.37383 | 8.5981 | 0.37383 | 8.5981 | 0.37383 | 8.5981 | ; | Residential (multifam) Common (Winter) | Motors | all | Sat | - | 1 | 1 | DEER08 RES Lvg Win CW WeH | 0.37383 | 8.5981 | [9 empty] | Residential (multifam) Common (Winter) Motors Sat | 3700 | 0.37383 | 8.5981 | 0.37383 | 8.5981
24031 | 10 | -99 | 7 | -99 | 3700 | -1 | 0.37383 | 8.5981 | 0.37383 | 8.5981 | 0.37383 | 8.5981 | 0.37383 | 8.5981 | ; | Residential (multifam) Common (Winter) | Motors | all | Sun | - | 1 | 1 | DEER08 RES Lvg Win CW WeH | 0.37383 | 8.5981 | [9 empty] | Residential (multifam) Common (Winter) Motors Sun | 3700 | 0.37383 | 8.5981 | 0.37383 | 8.5981
24031 | 10 | -99 | 8 | -99 | 3700 | -1 | 0.37383 | 8.5981 | 0.37383 | 8.5981 | 0.37383 | 8.5981 | 0.37383 | 8.5981 | ; | Residential (multifam) Common (Winter) | Motors | all | Hol | - | 1 | 1 | DEER08 RES Lvg Win CW WeH | 0.37383 | 8.5981 | [9 empty] | Residential (multifam) Common (Winter) Motors Hol | 3700 | 0.37383 | 8.5981 | 0.37383 | 8.5981
24031 | 10 | -99 | 11 | -99 | 3700 | -1 | 0.37383 | 8.5981 | 0.37383 | 8.5981 | 0.37383 | 8.5981 | 0.37383 | 8.5981 | ; | Residential (multifam) Common (Winter) | Motors | all | Cls | - | 1 | 1 | DEER08 RES Lvg Win CW WeH | 0.37383 | 8.5981 | [9 empty] | Residential (multifam) Common (Winter) Motors Cls | 3700 | 0.37383 | 8.5981 | 0.37383 | 8.5981
24031 | 10 | -99 | -99 | -99 | 3699 | -1 | 0.37383 | 8.5981 | 0.37383 | 8.5981 | 0.37383 | 8.5981 | 0.37383 | 8.5981 | ; | Residential (multifam) Common (Winter) | Motors | all | all | - | 1 | 1 | DEER08 RES Lvg Win CW Wd | 0.37383 | 8.5981 | [9 empty] | Residential (multifam) Common (Winter) Motors all | 3699 | 0.37383 | 8.5981 | 0.37383 | 8.5981
24031 | 11 | -99 | 6 | -99 | 3706 | -1 | 0.37383 | 8.5981 | 0.37383 | 8.5981 | 0.37383 | 8.5981 | 0.37383 | 8.5981 | ; | Residential (multifam) Common (Winter) | Proc | all | Sat | - | 1 | 1 | DEER08 RES Lvg Win CD WeH | 0.37383 | 8.5981 | [9 empty] | Residential (multifam) Common (Winter) Proc Sat | 3706 | 0.37383 | 8.5981 | 0.37383 | 8.5981
24031 | 11 | -99 | 7 | -99 | 3706 | -1 | 0.37383 | 8.5981 | 0.37383 | 8.5981 | 0.37383 | 8.5981 | 0.37383 | 8.5981 | ; | Residential (multifam) Common (Winter) | Proc | all | Sun | - | 1 | 1 | DEER08 RES Lvg Win CD WeH | 0.37383 | 8.5981 | [9 empty] | Residential (multifam) Common (Winter) Proc Sun | 3706 | 0.37383 | 8.5981 | 0.37383 | 8.5981
24031 | 11 | -99 | 8 | -99 | 3706 | -1 | 0.37383 | 8.5981 | 0.37383 | 8.5981 | 0.37383 | 8.5981 | 0.37383 | 8.5981 | ; | Residential (multifam) Common (Winter) | Proc | all | Hol | - | 1 | 1 | DEER08 RES Lvg Win CD WeH | 0.37383 | 8.5981 | [9 empty] | Residential (multifam) Common (Winter) Proc Hol | 3706 | 0.37383 | 8.5981 | 0.37383 | 8.5981
24031 | 11 | -99 | 11 | -99 | 3706 | -1 | 0.37383 | 8.5981 | 0.37383 | 8.5981 | 0.37383 | 8.5981 | 0.37383 | 8.5981 | ; | Residential (multifam) Common (Winter) | Proc | all | Cls | - | 1 | 1 | DEER08 RES Lvg Win CD WeH | 0.37383 | 8.5981 | [9 empty] | Residential (multifam) Common (Winter) Proc Cls | 3706 | 0.37383 | 8.5981 | 0.37383 | 8.5981
24031 | 11 | -99 | -99 | -99 | 3705 | -1 | 0.37383 | 8.5981 | 0.37383 | 8.5981 | 0.37383 | 8.5981 | 0.37383 | 8.5981 | ; | Residential (multifam) Common (Winter) | Proc | all | all | - | 1 | 1 | DEER08 RES Lvg Win CD Wd | 0.37383 | 8.5981 | [9 empty] | Residential (multifam) Common (Winter) Proc all | 3705 | 0.37383 | 8.5981 | 0.37383 | 8.5981
24032 | 1 | -99 | 6 | -99 | 3686 | -1 | 70.3696 | 72.5911 | 70.3696 | 72.5911 | 70.3696 | 72.5911 | 70.3696 | 72.5911 | ; | Residential (multifam) Common (Spr-Sum) | ILit | all | Sat | - | 1 | 1 | DEER08 RES Cmn Sum Lt WeH | 70.3696 | 72.5911 | [9 empty] | Residential (multifam) Common (Spr-Sum) ILit Sat | 3686 | 70.3696 | 72.5911 | 70.3696 | 72.5911
24032 | 1 | -99 | 7 | -99 | 3686 | -1 | 70.3696 | 72.5911 | 70.3696 | 72.5911 | 70.3696 | 72.5911 | 70.3696 | 72.5911 | ; | Residential (multifam) Common (Spr-Sum) | ILit | all | Sun | - | 1 | 1 | DEER08 RES Cmn Sum Lt WeH | 70.3696 | 72.5911 | [9 empty] | Residential (multifam) Common (Spr-Sum) ILit Sun | 3686 | 70.3696 | 72.5911 | 70.3696 | 72.5911
24032 | 1 | -99 | 8 | -99 | 3686 | -1 | 70.3696 | 72.5911 | 70.3696 | 72.5911 | 70.3696 | 72.5911 | 70.3696 | 72.5911 | ; | Residential (multifam) Common (Spr-Sum) | ILit | all | Hol | - | 1 | 1 | DEER08 RES Cmn Sum Lt WeH | 70.3696 | 72.5911 | [9 empty] | Residential (multifam) Common (Spr-Sum) ILit Hol | 3686 | 70.3696 | 72.5911 | 70.3696 | 72.5911
24032 | 1 | -99 | 11 | -99 | 3686 | -1 | 70.3696 | 72.5911 | 70.3696 | 72.5911 | 70.3696 | 72.5911 | 70.3696 | 72.5911 | ; | Residential (multifam) Common (Spr-Sum) | ILit | all | Cls | - | 1 | 1 | DEER08 RES Cmn Sum Lt WeH | 70.3696 | 72.5911 | [9 empty] | Residential (multifam) Common (Spr-Sum) ILit Cls | 3686 | 70.3696 | 72.5911 | 70.3696 | 72.5911
24032 | 1 | -99 | -99 | -99 | 3685 | -1 | 70.362 | 72.4716 | 70.362 | 72.4716 | 70.362 | 72.4716 | 70.362 | 72.4716 | ; | Residential (multifam) Common (Spr-Sum) | ILit | all | all | - | 1 | 1 | DEER08 RES Cmn Sum Lt Wd | 70.362 | 72.4716 | [9 empty] | Residential (multifam) Common (Spr-Sum) ILit all | 3685 | 70.362 | 72.4716 | 70.362 | 72.4716
24032 | 3 | -99 | 6 | -99 | 3722 | -1 | 3.2 | 6.2 | 3.2 | 6.2 | 3.2 | 6.2 | 3.2 | 6.2 | ; | Residential (multifam) Common (Spr-Sum) | OffEq | all | Sat | - | 1 | 1 | DEER08 RES Lvg Sum Eq WeH | 3.2 | 6.2 | [9 empty] | Residential (multifam) Common (Spr-Sum) OffEq Sat | 3722 | 3.2 | 6.2 | 3.2 | 6.2
24032 | 3 | -99 | 7 | -99 | 3722 | -1 | 3.2 | 6.2 | 3.2 | 6.2 | 3.2 | 6.2 | 3.2 | 6.2 | ; | Residential (multifam) Common (Spr-Sum) | OffEq | all | Sun | - | 1 | 1 | DEER08 RES Lvg Sum Eq WeH | 3.2 | 6.2 | [9 empty] | Residential (multifam) Common (Spr-Sum) OffEq Sun | 3722 | 3.2 | 6.2 | 3.2 | 6.2
24032 | 3 | -99 | 8 | -99 | 3722 | -1 | 3.2 | 6.2 | 3.2 | 6.2 | 3.2 | 6.2 | 3.2 | 6.2 | ; | Residential (multifam) Common (Spr-Sum) | OffEq | all | Hol | - | 1 | 1 | DEER08 RES Lvg Sum Eq WeH | 3.2 | 6.2 | [9 empty] | Residential (multifam) Common (Spr-Sum) OffEq Hol | 3722 | 3.2 | 6.2 | 3.2 | 6.2
24032 | 3 | -99 | 11 | -99 | 3722 | -1 | 3.2 | 6.2 | 3.2 | 6.2 | 3.2 | 6.2 | 3.2 | 6.2 | ; | Residential (multifam) Common (Spr-Sum) | OffEq | all | Cls | - | 1 | 1 | DEER08 RES Lvg Sum Eq WeH | 3.2 | 6.2 | [9 empty] | Residential (multifam) Common (Spr-Sum) OffEq Cls | 3722 | 3.2 | 6.2 | 3.2 | 6.2
24032 | 3 | -99 | -99 | -99 | 3721 | -1 | 3.2 | 6.2 | 3.2 | 6.2 | 3.2 | 6.2 | 3.2 | 6.2 | ; | Residential (multifam) Common (Spr-Sum) | OffEq | all | all | - | 1 | 1 | DEER08 RES Lvg Sum Eq Wd | 3.2 | 6.2 | [9 empty] | Residential (multifam) Common (Spr-Sum) OffEq all | 3721 | 3.2 | 6.2 | 3.2 | 6.2
24032 | 8 | -99 | 6 | -99 | 3728 | -1 | 0 | 100 | 0 | 100 | 0 | 100 | 0 | 100 | ; | Residential (multifam) Common (Spr-Sum) | Occup | all | Sat | - | 1 | 1 | DEER08 RES Lvg Sum Oc WeH | 0 | 100 | [9 empty] | Residential (multifam) Common (Spr-Sum) Occup Sat | 3728 | 0 | 100 | 0 | 100
24032 | 8 | -99 | 7 | -99 | 3728 | -1 | 0 | 100 | 0 | 100 | 0 | 100 | 0 | 100 | ; | Residential (multifam) Common (Spr-Sum) | Occup | all | Sun | - | 1 | 1 | DEER08 RES Lvg Sum Oc WeH | 0 | 100 | [9 empty] | Residential (multifam) Common (Spr-Sum) Occup Sun | 3728 | 0 | 100 | 0 | 100
24032 | 8 | -99 | 8 | -99 | 3728 | -1 | 0 | 100 | 0 | 100 | 0 | 100 | 0 | 100 | ; | Residential (multifam) Common (Spr-Sum) | Occup | all | Hol | - | 1 | 1 | DEER08 RES Lvg Sum Oc WeH | 0 | 100 | [9 empty] | Residential (multifam) Common (Spr-Sum) Occup Hol | 3728 | 0 | 100 | 0 | 100
24032 | 8 | -99 | 11 | -99 | 3728 | -1 | 0 | 100 | 0 | 100 | 0 | 100 | 0 | 100 | ; | Residential (multifam) Common (Spr-Sum) | Occup | all | Cls | - | 1 | 1 | DEER08 RES Lvg Sum Oc WeH | 0 | 100 | [9 empty] | Residential (multifam) Common (Spr-Sum) Occup Cls | 3728 | 0 | 100 | 0 | 100
24032 | 8 | -99 | -99 | -99 | 3727 | -1 | 0 | 100 | 0 | 100 | 0 | 100 | 0 | 100 | ; | Residential (multifam) Common (Spr-Sum) | Occup | all | all | - | 1 | 1 | DEER08 RES Lvg Sum Oc Wd | 0 | 100 | [9 empty] | Residential (multifam) Common (Spr-Sum) Occup all | 3727 | 0 | 100 | 0 | 100
24032 | 10 | -99 | 6 | -99 | 3704 | -1 | 0.37383 | 8.5981 | 0.37383 | 8.5981 | 0.37383 | 8.5981 | 0.37383 | 8.5981 | ; | Residential (multifam) Common (Spr-Sum) | Motors | all | Sat | - | 1 | 1 | DEER08 RES Lvg Sum CW WeH | 0.37383 | 8.5981 | [9 empty] | Residential (multifam) Common (Spr-Sum) Motors Sat | 3704 | 0.37383 | 8.5981 | 0.37383 | 8.5981
24032 | 10 | -99 | 7 | -99 | 3704 | -1 | 0.37383 | 8.5981 | 0.37383 | 8.5981 | 0.37383 | 8.5981 | 0.37383 | 8.5981 | ; | Residential (multifam) Common (Spr-Sum) | Motors | all | Sun | - | 1 | 1 | DEER08 RES Lvg Sum CW WeH | 0.37383 | 8.5981 | [9 empty] | Residential (multifam) Common (Spr-Sum) Motors Sun | 3704 | 0.37383 | 8.5981 | 0.37383 | 8.5981
24032 | 10 | -99 | 8 | -99 | 3704 | -1 | 0.37383 | 8.5981 | 0.37383 | 8.5981 | 0.37383 | 8.5981 | 0.37383 | 8.5981 | ; | Residential (multifam) Common (Spr-Sum) | Motors | all | Hol | - | 1 | 1 | DEER08 RES Lvg Sum CW WeH | 0.37383 | 8.5981 | [9 empty] | Residential (multifam) Common (Spr-Sum) Motors Hol | 3704 | 0.37383 | 8.5981 | 0.37383 | 8.5981
24032 | 10 | -99 | 11 | -99 | 3704 | -1 | 0.37383 | 8.5981 | 0.37383 | 8.5981 | 0.37383 | 8.5981 | 0.37383 | 8.5981 | ; | Residential (multifam) Common (Spr-Sum) | Motors | all | Cls | - | 1 | 1 | DEER08 RES Lvg Sum CW WeH | 0.37383 | 8.5981 | [9 empty] | Residential (multifam) Common (Spr-Sum) Motors Cls | 3704 | 0.37383 | 8.5981 | 0.37383 | 8.5981
24032 | 10 | -99 | -99 | -99 | 3703 | -1 | 0.37383 | 8.5981 | 0.37383 | 8.5981 | 0.37383 | 8.5981 | 0.37383 | 8.5981 | ; | Residential (multifam) Common (Spr-Sum) | Motors | all | all | - | 1 | 1 | DEER08 RES Lvg Sum CW Wd | 0.37383 | 8.5981 | [9 empty] | Residential (multifam) Common (Spr-Sum) Motors all | 3703 | 0.37383 | 8.5981 | 0.37383 | 8.5981
24032 | 11 | -99 | 6 | -99 | 3710 | -1 | 0.37383 | 8.5981 | 0.37383 | 8.5981 | 0.37383 | 8.5981 | 0.37383 | 8.5981 | ; | Residential (multifam) Common (Spr-Sum) | Proc | all | Sat | - | 1 | 1 | DEER08 RES Lvg Sum CD WeH | 0.37383 | 8.5981 | [9 empty] | Residential (multifam) Common (Spr-Sum) Proc Sat | 3710 | 0.37383 | 8.5981 | 0.37383 | 8.5981
24032 | 11 | -99 | 7 | -99 | 3710 | -1 | 0.37383 | 8.5981 | 0.37383 | 8.5981 | 0.37383 | 8.5981 | 0.37383 | 8.5981 | ; | Residential (multifam) Common (Spr-Sum) | Proc | all | Sun | - | 1 | 1 | DEER08 RES Lvg Sum CD WeH | 0.37383 | 8.5981 | [9 empty] | Residential (multifam) Common (Spr-Sum) Proc Sun | 3710 | 0.37383 | 8.5981 | 0.37383 | 8.5981
24032 | 11 | -99 | 8 | -99 | 3710 | -1 | 0.37383 | 8.5981 | 0.37383 | 8.5981 | 0.37383 | 8.5981 | 0.37383 | 8.5981 | ; | Residential (multifam) Common (Spr-Sum) | Proc | all | Hol | - | 1 | 1 | DEER08 RES Lvg Sum CD WeH | 0.37383 | 8.5981 | [9 empty] | Residential (multifam) Common (Spr-Sum) Proc Hol | 3710 | 0.37383 | 8.5981 | 0.37383 | 8.5981
24032 | 11 | -99 | 11 | -99 | 3710 | -1 | 0.37383 | 8.5981 | 0.37383 | 8.5981 | 0.37383 | 8.5981 | 0.37383 | 8.5981 | ; | Residential (multifam) Common (Spr-Sum) | Proc | all | Cls | - | 1 | 1 | DEER08 RES Lvg Sum CD WeH | 0.37383 | 8.5981 | [9 empty] | Residential (multifam) Common (Spr-Sum) Proc Cls | 3710 | 0.37383 | 8.5981 | 0.37383 | 8.5981
24032 | 11 | -99 | -99 | -99 | 3709 | -1 | 0.37383 | 8.5981 | 0.37383 | 8.5981 | 0.37383 | 8.5981 | 0.37383 | 8.5981 | ; | Residential (multifam) Common (Spr-Sum) | Proc | all | all | - | 1 | 1 | DEER08 RES Lvg Sum CD Wd | 0.37383 | 8.5981 | [9 empty] | Residential (multifam) Common (Spr-Sum) Proc all | 3709 | 0.37383 | 8.5981 | 0.37383 | 8.5981
24033 | 1 | -99 | 6 | -99 | 3684 | -1 | 70.4111 | 72.9573 | 70.4111 | 72.9573 | 70.4111 | 72.9573 | 70.4111 | 72.9573 | ; | Residential (multifam) Common (other) | ILit | all | Sat | - | 1 | 1 | DEER08 RES Cmn Oth Lt WeH | 70.4111 | 72.9573 | [9 empty] | Residential (multifam) Common (other) ILit Sat | 3684 | 70.4111 | 72.9573 | 70.4111 | 72.9573
24033 | 1 | -99 | 7 | -99 | 3684 | -1 | 70.4111 | 72.9573 | 70.4111 | 72.9573 | 70.4111 | 72.9573 | 70.4111 | 72.9573 | ; | Residential (multifam) Common (other) | ILit | all | Sun | - | 1 | 1 | DEER08 RES Cmn Oth Lt WeH | 70.4111 | 72.9573 | [9 empty] | Residential (multifam) Common (other) ILit Sun | 3684 | 70.4111 | 72.9573 | 70.4111 | 72.9573
24033 | 1 | -99 | 8 | -99 | 3684 | -1 | 70.4111 | 72.9573 | 70.4111 | 72.9573 | 70.4111 | 72.9573 | 70.4111 | 72.9573 | ; | Residential (multifam) Common (other) | ILit | all | Hol | - | 1 | 1 | DEER08 RES Cmn Oth Lt WeH | 70.4111 | 72.9573 | [9 empty] | Residential (multifam) Common (other) ILit Hol | 3684 | 70.4111 | 72.9573 | 70.4111 | 72.9573
24033 | 1 | -99 | 11 | -99 | 3684 | -1 | 70.4111 | 72.9573 | 70.4111 | 72.9573 | 70.4111 | 72.9573 | 70.4111 | 72.9573 | ; | Residential (multifam) Common (other) | ILit | all | Cls | - | 1 | 1 | DEER08 RES Cmn Oth Lt WeH | 70.4111 | 72.9573 | [9 empty] | Residential (multifam) Common (other) ILit Cls | 3684 | 70.4111 | 72.9573 | 70.4111 | 72.9573
24033 | 1 | -99 | -99 | -99 | 3683 | -1 | 70.4159 | 72.8639 | 70.4159 | 72.8639 | 70.4159 | 72.8639 | 70.4159 | 72.8639 | ; | Residential (multifam) Common (other) | ILit | all | all | - | 1 | 1 | DEER08 RES Cmn Oth Lt Wd | 70.4159 | 72.8639 | [9 empty] | Residential (multifam) Common (other) ILit all | 3683 | 70.4159 | 72.8639 | 70.4159 | 72.8639
24033 | 3 | -99 | 6 | -99 | 3720 | -1 | 3.2 | 6.2 | 3.2 | 6.2 | 3.2 | 6.2 | 3.2 | 6.2 | ; | Residential (multifam) Common (other) | OffEq | all | Sat | - | 1 | 1 | DEER08 RES Lvg Oth Eq WeH | 3.2 | 6.2 | [9 empty] | Residential (multifam) Common (other) OffEq Sat | 3720 | 3.2 | 6.2 | 3.2 | 6.2
24033 | 3 | -99 | 7 | -99 | 3720 | -1 | 3.2 | 6.2 | 3.2 | 6.2 | 3.2 | 6.2 | 3.2 | 6.2 | ; | Residential (multifam) Common (other) | OffEq | all | Sun | - | 1 | 1 | DEER08 RES Lvg Oth Eq WeH | 3.2 | 6.2 | [9 empty] | Residential (multifam) Common (other) OffEq Sun | 3720 | 3.2 | 6.2 | 3.2 | 6.2
24033 | 3 | -99 | 8 | -99 | 3720 | -1 | 3.2 | 6.2 | 3.2 | 6.2 | 3.2 | 6.2 | 3.2 | 6.2 | ; | Residential (multifam) Common (other) | OffEq | all | Hol | - | 1 | 1 | DEER08 RES Lvg Oth Eq WeH | 3.2 | 6.2 | [9 empty] | Residential (multifam) Common (other) OffEq Hol | 3720 | 3.2 | 6.2 | 3.2 | 6.2
24033 | 3 | -99 | 11 | -99 | 3720 | -1 | 3.2 | 6.2 | 3.2 | 6.2 | 3.2 | 6.2 | 3.2 | 6.2 | ; | Residential (multifam) Common (other) | OffEq | all | Cls | - | 1 | 1 | DEER08 RES Lvg Oth Eq WeH | 3.2 | 6.2 | [9 empty] | Residential (multifam) Common (other) OffEq Cls | 3720 | 3.2 | 6.2 | 3.2 | 6.2
24033 | 3 | -99 | -99 | -99 | 3719 | -1 | 3.2 | 6.2 | 3.2 | 6.2 | 3.2 | 6.2 | 3.2 | 6.2 | ; | Residential (multifam) Common (other) | OffEq | all | all | - | 1 | 1 | DEER08 RES Lvg Oth Eq Wd | 3.2 | 6.2 | [9 empty] | Residential (multifam) Common (other) OffEq all | 3719 | 3.2 | 6.2 | 3.2 | 6.2
24033 | 8 | -99 | 6 | -99 | 3726 | -1 | 0 | 100 | 0 | 100 | 0 | 100 | 0 | 100 | ; | Residential (multifam) Common (other) | Occup | all | Sat | - | 1 | 1 | DEER08 RES Lvg Oth Oc WeH | 0 | 100 | [9 empty] | Residential (multifam) Common (other) Occup Sat | 3726 | 0 | 100 | 0 | 100
24033 | 8 | -99 | 7 | -99 | 3726 | -1 | 0 | 100 | 0 | 100 | 0 | 100 | 0 | 100 | ; | Residential (multifam) Common (other) | Occup | all | Sun | - | 1 | 1 | DEER08 RES Lvg Oth Oc WeH | 0 | 100 | [9 empty] | Residential (multifam) Common (other) Occup Sun | 3726 | 0 | 100 | 0 | 100
24033 | 8 | -99 | 8 | -99 | 3726 | -1 | 0 | 100 | 0 | 100 | 0 | 100 | 0 | 100 | ; | Residential (multifam) Common (other) | Occup | all | Hol | - | 1 | 1 | DEER08 RES Lvg Oth Oc WeH | 0 | 100 | [9 empty] | Residential (multifam) Common (other) Occup Hol | 3726 | 0 | 100 | 0 | 100
24033 | 8 | -99 | 11 | -99 | 3726 | -1 | 0 | 100 | 0 | 100 | 0 | 100 | 0 | 100 | ; | Residential (multifam) Common (other) | Occup | all | Cls | - | 1 | 1 | DEER08 RES Lvg Oth Oc WeH | 0 | 100 | [9 empty] | Residential (multifam) Common (other) Occup Cls | 3726 | 0 | 100 | 0 | 100
24033 | 8 | -99 | -99 | -99 | 3725 | -1 | 0 | 100 | 0 | 100 | 0 | 100 | 0 | 100 | ; | Residential (multifam) Common (other) | Occup | all | all | - | 1 | 1 | DEER08 RES Lvg Oth Oc Wd | 0 | 100 | [9 empty] | Residential (multifam) Common (other) Occup all | 3725 | 0 | 100 | 0 | 100
24033 | 10 | -99 | 6 | -99 | 3702 | -1 | 0.37383 | 8.5981 | 0.37383 | 8.5981 | 0.37383 | 8.5981 | 0.37383 | 8.5981 | ; | Residential (multifam) Common (other) | Motors | all | Sat | - | 1 | 1 | DEER08 RES Lvg Oth CW WeH | 0.37383 | 8.5981 | [9 empty] | Residential (multifam) Common (other) Motors Sat | 3702 | 0.37383 | 8.5981 | 0.37383 | 8.5981
24033 | 10 | -99 | 7 | -99 | 3702 | -1 | 0.37383 | 8.5981 | 0.37383 | 8.5981 | 0.37383 | 8.5981 | 0.37383 | 8.5981 | ; | Residential (multifam) Common (other) | Motors | all | Sun | - | 1 | 1 | DEER08 RES Lvg Oth CW WeH | 0.37383 | 8.5981 | [9 empty] | Residential (multifam) Common (other) Motors Sun | 3702 | 0.37383 | 8.5981 | 0.37383 | 8.5981
24033 | 10 | -99 | 8 | -99 | 3702 | -1 | 0.37383 | 8.5981 | 0.37383 | 8.5981 | 0.37383 | 8.5981 | 0.37383 | 8.5981 | ; | Residential (multifam) Common (other) | Motors | all | Hol | - | 1 | 1 | DEER08 RES Lvg Oth CW WeH | 0.37383 | 8.5981 | [9 empty] | Residential (multifam) Common (other) Motors Hol | 3702 | 0.37383 | 8.5981 | 0.37383 | 8.5981
24033 | 10 | -99 | 11 | -99 | 3702 | -1 | 0.37383 | 8.5981 | 0.37383 | 8.5981 | 0.37383 | 8.5981 | 0.37383 | 8.5981 | ; | Residential (multifam) Common (other) | Motors | all | Cls | - | 1 | 1 | DEER08 RES Lvg Oth CW WeH | 0.37383 | 8.5981 | [9 empty] | Residential (multifam) Common (other) Motors Cls | 3702 | 0.37383 | 8.5981 | 0.37383 | 8.5981
24033 | 10 | -99 | -99 | -99 | 3701 | -1 | 0.37383 | 8.5981 | 0.37383 | 8.5981 | 0.37383 | 8.5981 | 0.37383 | 8.5981 | ; | Residential (multifam) Common (other) | Motors | all | all | - | 1 | 1 | DEER08 RES Lvg Oth CW Wd | 0.37383 | 8.5981 | [9 empty] | Residential (multifam) Common (other) Motors all | 3701 | 0.37383 | 8.5981 | 0.37383 | 8.5981
24033 | 11 | -99 | 6 | -99 | 3708 | -1 | 0.37383 | 8.5981 | 0.37383 | 8.5981 | 0.37383 | 8.5981 | 0.37383 | 8.5981 | ; | Residential (multifam) Common (other) | Proc | all | Sat | - | 1 | 1 | DEER08 RES Lvg Oth CD WeH | 0.37383 | 8.5981 | [9 empty] | Residential (multifam) Common (other) Proc Sat | 3708 | 0.37383 | 8.5981 | 0.37383 | 8.5981
24033 | 11 | -99 | 7 | -99 | 3708 | -1 | 0.37383 | 8.5981 | 0.37383 | 8.5981 | 0.37383 | 8.5981 | 0.37383 | 8.5981 | ; | Residential (multifam) Common (other) | Proc | all | Sun | - | 1 | 1 | DEER08 RES Lvg Oth CD WeH | 0.37383 | 8.5981 | [9 empty] | Residential (multifam) Common (other) Proc Sun | 3708 | 0.37383 | 8.5981 | 0.37383 | 8.5981
24033 | 11 | -99 | 8 | -99 | 3708 | -1 | 0.37383 | 8.5981 | 0.37383 | 8.5981 | 0.37383 | 8.5981 | 0.37383 | 8.5981 | ; | Residential (multifam) Common (other) | Proc | all | Hol | - | 1 | 1 | DEER08 RES Lvg Oth CD WeH | 0.37383 | 8.5981 | [9 empty] | Residential (multifam) Common (other) Proc Hol | 3708 | 0.37383 | 8.5981 | 0.37383 | 8.5981
24033 | 11 | -99 | 11 | -99 | 3708 | -1 | 0.37383 | 8.5981 | 0.37383 | 8.5981 | 0.37383 | 8.5981 | 0.37383 | 8.5981 | ; | Residential (multifam) Common (other) | Proc | all | Cls | - | 1 | 1 | DEER08 RES Lvg Oth CD WeH | 0.37383 | 8.5981 | [9 empty] | Residential (multifam) Common (other) Proc Cls | 3708 | 0.37383 | 8.5981 | 0.37383 | 8.5981
24033 | 11 | -99 | -99 | -99 | 3707 | -1 | 0.37383 | 8.5981 | 0.37383 | 8.5981 | 0.37383 | 8.5981 | 0.37383 | 8.5981 | ; | Residential (multifam) Common (other) | Proc | all | all | - | 1 | 1 | DEER08 RES Lvg Oth CD Wd | 0.37383 | 8.5981 | [9 empty] | Residential (multifam) Common (other) Proc all | 3707 | 0.37383 | 8.5981 | 0.37383 | 8.5981
26011 | 1 | -99 | 6 | -99 | 3670 | -1 | 1.4459 | 10.3114 | 1.4459 | 10.3114 | 1.4459 | 10.3114 | 1.4459 | 10.3114 | ; | MobileHm (double wd) Living (Winter) | ILit | all | Sat | - | 1 | 1 | DEER08 RES Lvg Win Lt WeH | 1.4459 | 10.3114 |  |  |  |  | 1.3401 | 9.4379 | 1.3401 | 9.4379 |  | MobileHm (double wd) Living (Winter) ILit Sat | 3670 | 1.4459 | 10.3114 | 1.4459 | 10.3114
26011 | 1 | -99 | 7 | -99 | 3670 | -1 | 1.4459 | 10.3114 | 1.4459 | 10.3114 | 1.4459 | 10.3114 | 1.4459 | 10.3114 | ; | MobileHm (double wd) Living (Winter) | ILit | all | Sun | - | 1 | 1 | DEER08 RES Lvg Win Lt WeH | 1.4459 | 10.3114 |  |  |  |  | 1.3401 | 9.4379 | 1.3401 | 9.4379 |  | MobileHm (double wd) Living (Winter) ILit Sun | 3670 | 1.4459 | 10.3114 | 1.4459 | 10.3114
26011 | 1 | -99 | 8 | -99 | 3670 | -1 | 1.4459 | 10.3114 | 1.4459 | 10.3114 | 1.4459 | 10.3114 | 1.4459 | 10.3114 | ; | MobileHm (double wd) Living (Winter) | ILit | all | Hol | - | 1 | 1 | DEER08 RES Lvg Win Lt WeH | 1.4459 | 10.3114 |  |  |  |  | 1.3401 | 9.4379 | 1.3401 | 9.4379 |  | MobileHm (double wd) Living (Winter) ILit Hol | 3670 | 1.4459 | 10.3114 | 1.4459 | 10.3114
26011 | 1 | -99 | 11 | -99 | 3670 | -1 | 1.4459 | 10.3114 | 1.4459 | 10.3114 | 1.4459 | 10.3114 | 1.4459 | 10.3114 | ; | MobileHm (double wd) Living (Winter) | ILit | all | Cls | - | 1 | 1 | DEER08 RES Lvg Win Lt WeH | 1.4459 | 10.3114 |  |  |  |  | 1.3401 | 9.4379 | 1.3401 | 9.4379 |  | MobileHm (double wd) Living (Winter) ILit Cls | 3670 | 1.4459 | 10.3114 | 1.4459 | 10.3114
26011 | 1 | -99 | -99 | -99 | 3669 | -1 | 1.5661 | 10.3243 | 1.5661 | 10.3243 | 1.5661 | 10.3243 | 1.5661 | 10.3243 | ; | MobileHm (double wd) Living (Winter) | ILit | all | all | - | 1 | 1 | DEER08 RES Lvg Win Lt Wd | 1.5661 | 10.3243 |  |  |  |  | 1.6008 | 10.513 | 1.6008 | 10.513 |  | MobileHm (double wd) Living (Winter) ILit all | 3669 | 1.5661 | 10.3243 | 1.5661 | 10.3243
26011 | 3 | -99 | 6 | -99 | 3718 | -1 | 3.2 | 6.2 | 3.2 | 6.2 | 3.2 | 6.2 | 3.2 | 6.2 | ; | MobileHm (double wd) Living (Winter) | OffEq | all | Sat | - | 1 | 1 | DEER08 RES Lvg Win Eq WeH | 3.2 | 6.2 |  |  |  |  | - n/a - | - n/a - | 3.2 | 6.2 |  | MobileHm (double wd) Living (Winter) OffEq Sat | 3718 | 3.2 | 6.2 | 3.2 | 6.2
26011 | 3 | -99 | 7 | -99 | 3718 | -1 | 3.2 | 6.2 | 3.2 | 6.2 | 3.2 | 6.2 | 3.2 | 6.2 | ; | MobileHm (double wd) Living (Winter) | OffEq | all | Sun | - | 1 | 1 | DEER08 RES Lvg Win Eq WeH | 3.2 | 6.2 |  |  |  |  | - n/a - | - n/a - | 3.2 | 6.2 |  | MobileHm (double wd) Living (Winter) OffEq Sun | 3718 | 3.2 | 6.2 | 3.2 | 6.2
26011 | 3 | -99 | 8 | -99 | 3718 | -1 | 3.2 | 6.2 | 3.2 | 6.2 | 3.2 | 6.2 | 3.2 | 6.2 | ; | MobileHm (double wd) Living (Winter) | OffEq | all | Hol | - | 1 | 1 | DEER08 RES Lvg Win Eq WeH | 3.2 | 6.2 |  |  |  |  | - n/a - | - n/a - | 3.2 | 6.2 |  | MobileHm (double wd) Living (Winter) OffEq Hol | 3718 | 3.2 | 6.2 | 3.2 | 6.2
26011 | 3 | -99 | 11 | -99 | 3718 | -1 | 3.2 | 6.2 | 3.2 | 6.2 | 3.2 | 6.2 | 3.2 | 6.2 | ; | MobileHm (double wd) Living (Winter) | OffEq | all | Cls | - | 1 | 1 | DEER08 RES Lvg Win Eq WeH | 3.2 | 6.2 |  |  |  |  | - n/a - | - n/a - | 3.2 | 6.2 |  | MobileHm (double wd) Living (Winter) OffEq Cls | 3718 | 3.2 | 6.2 | 3.2 | 6.2
26011 | 3 | -99 | -99 | -99 | 3717 | -1 | 3.2 | 6.2 | 3.2 | 6.2 | 3.2 | 6.2 | 3.2 | 6.2 | ; | MobileHm (double wd) Living (Winter) | OffEq | all | all | - | 1 | 1 | DEER08 RES Lvg Win Eq Wd | 3.2 | 6.2 |  |  |  |  | - n/a - | - n/a - | 3.2 | 6.2 |  | MobileHm (double wd) Living (Winter) OffEq all | 3717 | 3.2 | 6.2 | 3.2 | 6.2
26011 | 4 | -99 | 6 | -99 | 3712 | -1 | 0.35361 | 14.9929 | 0.35361 | 14.9929 | 0.35361 | 14.9929 | 0.35361 | 14.9929 | ; | MobileHm (double wd) Living (Winter) | Cook | all | Sat | - | 1 | 1 | DEER08 RES Lvg Win Ck WeH | 0.35361 | 14.9929 |  |  |  |  | - n/a - | - n/a - | 0.35361 | 14.9929 |  | MobileHm (double wd) Living (Winter) Cook Sat | 3712 | 0.35361 | 14.9929 | 0.35361 | 14.9929
26011 | 4 | -99 | 7 | -99 | 3712 | -1 | 0.35361 | 14.9929 | 0.35361 | 14.9929 | 0.35361 | 14.9929 | 0.35361 | 14.9929 | ; | MobileHm (double wd) Living (Winter) | Cook | all | Sun | - | 1 | 1 | DEER08 RES Lvg Win Ck WeH | 0.35361 | 14.9929 |  |  |  |  | - n/a - | - n/a - | 0.35361 | 14.9929 |  | MobileHm (double wd) Living (Winter) Cook Sun | 3712 | 0.35361 | 14.9929 | 0.35361 | 14.9929
26011 | 4 | -99 | 8 | -99 | 3712 | -1 | 0.35361 | 14.9929 | 0.35361 | 14.9929 | 0.35361 | 14.9929 | 0.35361 | 14.9929 | ; | MobileHm (double wd) Living (Winter) | Cook | all | Hol | - | 1 | 1 | DEER08 RES Lvg Win Ck WeH | 0.35361 | 14.9929 |  |  |  |  | - n/a - | - n/a - | 0.35361 | 14.9929 |  | MobileHm (double wd) Living (Winter) Cook Hol | 3712 | 0.35361 | 14.9929 | 0.35361 | 14.9929
26011 | 4 | -99 | 11 | -99 | 3712 | -1 | 0.35361 | 14.9929 | 0.35361 | 14.9929 | 0.35361 | 14.9929 | 0.35361 | 14.9929 | ; | MobileHm (double wd) Living (Winter) | Cook | all | Cls | - | 1 | 1 | DEER08 RES Lvg Win Ck WeH | 0.35361 | 14.9929 |  |  |  |  | - n/a - | - n/a - | 0.35361 | 14.9929 |  | MobileHm (double wd) Living (Winter) Cook Cls | 3712 | 0.35361 | 14.9929 | 0.35361 | 14.9929
26011 | 4 | -99 | -99 | -99 | 3711 | -1 | 0.35361 | 14.9929 | 0.35361 | 14.9929 | 0.35361 | 14.9929 | 0.35361 | 14.9929 | ; | MobileHm (double wd) Living (Winter) | Cook | all | all | - | 1 | 1 | DEER08 RES Lvg Win Ck Wd | 0.35361 | 14.9929 |  |  |  |  | - n/a - | - n/a - | 0.35361 | 14.9929 |  | MobileHm (double wd) Living (Winter) Cook all | 3711 | 0.35361 | 14.9929 | 0.35361 | 14.9929
26011 | 6 | -99 | 6 | -99 | 3694 | -1 | 0.3413 | 11.0922 | 0.3413 | 11.0922 | 0.3413 | 11.0922 | 0.3413 | 11.0922 | ; | MobileHm (double wd) Living (Winter) | Misc | all | Sat | - | 1 | 1 | DEER08 RES Lvg Win DW WeH | 0.3413 | 11.0922 |  |  |  |  | - n/a - | - n/a - | 0.3413 | 11.0922 |  | MobileHm (double wd) Living (Winter) Misc Sat | 3694 | 0.3413 | 11.0922 | 0.3413 | 11.0922
26011 | 6 | -99 | 7 | -99 | 3694 | -1 | 0.3413 | 11.0922 | 0.3413 | 11.0922 | 0.3413 | 11.0922 | 0.3413 | 11.0922 | ; | MobileHm (double wd) Living (Winter) | Misc | all | Sun | - | 1 | 1 | DEER08 RES Lvg Win DW WeH | 0.3413 | 11.0922 |  |  |  |  | - n/a - | - n/a - | 0.3413 | 11.0922 |  | MobileHm (double wd) Living (Winter) Misc Sun | 3694 | 0.3413 | 11.0922 | 0.3413 | 11.0922
26011 | 6 | -99 | 8 | -99 | 3694 | -1 | 0.3413 | 11.0922 | 0.3413 | 11.0922 | 0.3413 | 11.0922 | 0.3413 | 11.0922 | ; | MobileHm (double wd) Living (Winter) | Misc | all | Hol | - | 1 | 1 | DEER08 RES Lvg Win DW WeH | 0.3413 | 11.0922 |  |  |  |  | - n/a - | - n/a - | 0.3413 | 11.0922 |  | MobileHm (double wd) Living (Winter) Misc Hol | 3694 | 0.3413 | 11.0922 | 0.3413 | 11.0922
26011 | 6 | -99 | 11 | -99 | 3694 | -1 | 0.3413 | 11.0922 | 0.3413 | 11.0922 | 0.3413 | 11.0922 | 0.3413 | 11.0922 | ; | MobileHm (double wd) Living (Winter) | Misc | all | Cls | - | 1 | 1 | DEER08 RES Lvg Win DW WeH | 0.3413 | 11.0922 |  |  |  |  | - n/a - | - n/a - | 0.3413 | 11.0922 |  | MobileHm (double wd) Living (Winter) Misc Cls | 3694 | 0.3413 | 11.0922 | 0.3413 | 11.0922
26011 | 6 | -99 | -99 | -99 | 3693 | -1 | 0.3413 | 11.0922 | 0.3413 | 11.0922 | 0.3413 | 11.0922 | 0.3413 | 11.0922 | ; | MobileHm (double wd) Living (Winter) | Misc | all | all | - | 1 | 1 | DEER08 RES Lvg Win DW Wd | 0.3413 | 11.0922 |  |  |  |  | - n/a - | - n/a - | 0.3413 | 11.0922 |  | MobileHm (double wd) Living (Winter) Misc all | 3693 | 0.3413 | 11.0922 | 0.3413 | 11.0922
26011 | 8 | -99 | 6 | -99 | 3724 | -1 | 0 | 100 | 0 | 100 | 0 | 100 | 0 | 100 | ; | MobileHm (double wd) Living (Winter) | Occup | all | Sat | - | 1 | 1 | DEER08 RES Lvg Win Oc WeH | 0 | 100 |  |  |  |  | - n/a - | - n/a - | 0 | 100 |  | MobileHm (double wd) Living (Winter) Occup Sat | 3724 | 0 | 100 | 0 | 100
26011 | 8 | -99 | 7 | -99 | 3724 | -1 | 0 | 100 | 0 | 100 | 0 | 100 | 0 | 100 | ; | MobileHm (double wd) Living (Winter) | Occup | all | Sun | - | 1 | 1 | DEER08 RES Lvg Win Oc WeH | 0 | 100 |  |  |  |  | - n/a - | - n/a - | 0 | 100 |  | MobileHm (double wd) Living (Winter) Occup Sun | 3724 | 0 | 100 | 0 | 100
26011 | 8 | -99 | 8 | -99 | 3724 | -1 | 0 | 100 | 0 | 100 | 0 | 100 | 0 | 100 | ; | MobileHm (double wd) Living (Winter) | Occup | all | Hol | - | 1 | 1 | DEER08 RES Lvg Win Oc WeH | 0 | 100 |  |  |  |  | - n/a - | - n/a - | 0 | 100 |  | MobileHm (double wd) Living (Winter) Occup Hol | 3724 | 0 | 100 | 0 | 100
26011 | 8 | -99 | 11 | -99 | 3724 | -1 | 0 | 100 | 0 | 100 | 0 | 100 | 0 | 100 | ; | MobileHm (double wd) Living (Winter) | Occup | all | Cls | - | 1 | 1 | DEER08 RES Lvg Win Oc WeH | 0 | 100 |  |  |  |  | - n/a - | - n/a - | 0 | 100 |  | MobileHm (double wd) Living (Winter) Occup Cls | 3724 | 0 | 100 | 0 | 100
26011 | 8 | -99 | -99 | -99 | 3723 | -1 | 0 | 100 | 0 | 100 | 0 | 100 | 0 | 100 | ; | MobileHm (double wd) Living (Winter) | Occup | all | all | - | 1 | 1 | DEER08 RES Lvg Win Oc Wd | 0 | 100 |  |  |  |  | - n/a - | - n/a - | 0 | 100 |  | MobileHm (double wd) Living (Winter) Occup all | 3723 | 0 | 100 | 0 | 100
26011 | 10 | -99 | 6 | -99 | 3700 | -1 | 0.37383 | 8.5981 | 0.37383 | 8.5981 | 0.37383 | 8.5981 | 0.37383 | 8.5981 | ; | MobileHm (double wd) Living (Winter) | Motors | all | Sat | - | 1 | 1 | DEER08 RES Lvg Win CW WeH | 0.37383 | 8.5981 |  |  |  |  | - n/a - | - n/a - | 0.37383 | 8.5981 |  | MobileHm (double wd) Living (Winter) Motors Sat | 3700 | 0.37383 | 8.5981 | 0.37383 | 8.5981
26011 | 10 | -99 | 7 | -99 | 3700 | -1 | 0.37383 | 8.5981 | 0.37383 | 8.5981 | 0.37383 | 8.5981 | 0.37383 | 8.5981 | ; | MobileHm (double wd) Living (Winter) | Motors | all | Sun | - | 1 | 1 | DEER08 RES Lvg Win CW WeH | 0.37383 | 8.5981 |  |  |  |  | - n/a - | - n/a - | 0.37383 | 8.5981 |  | MobileHm (double wd) Living (Winter) Motors Sun | 3700 | 0.37383 | 8.5981 | 0.37383 | 8.5981
26011 | 10 | -99 | 8 | -99 | 3700 | -1 | 0.37383 | 8.5981 | 0.37383 | 8.5981 | 0.37383 | 8.5981 | 0.37383 | 8.5981 | ; | MobileHm (double wd) Living (Winter) | Motors | all | Hol | - | 1 | 1 | DEER08 RES Lvg Win CW WeH | 0.37383 | 8.5981 |  |  |  |  | - n/a - | - n/a - | 0.37383 | 8.5981 |  | MobileHm (double wd) Living (Winter) Motors Hol | 3700 | 0.37383 | 8.5981 | 0.37383 | 8.5981
26011 | 10 | -99 | 11 | -99 | 3700 | -1 | 0.37383 | 8.5981 | 0.37383 | 8.5981 | 0.37383 | 8.5981 | 0.37383 | 8.5981 | ; | MobileHm (double wd) Living (Winter) | Motors | all | Cls | - | 1 | 1 | DEER08 RES Lvg Win CW WeH | 0.37383 | 8.5981 |  |  |  |  | - n/a - | - n/a - | 0.37383 | 8.5981 |  | MobileHm (double wd) Living (Winter) Motors Cls | 3700 | 0.37383 | 8.5981 | 0.37383 | 8.5981
26011 | 10 | -99 | -99 | -99 | 3699 | -1 | 0.37383 | 8.5981 | 0.37383 | 8.5981 | 0.37383 | 8.5981 | 0.37383 | 8.5981 | ; | MobileHm (double wd) Living (Winter) | Motors | all | all | - | 1 | 1 | DEER08 RES Lvg Win CW Wd | 0.37383 | 8.5981 |  |  |  |  | - n/a - | - n/a - | 0.37383 | 8.5981 |  | MobileHm (double wd) Living (Winter) Motors all | 3699 | 0.37383 | 8.5981 | 0.37383 | 8.5981
26011 | 11 | -99 | 6 | -99 | 3706 | -1 | 0.37383 | 8.5981 | 0.37383 | 8.5981 | 0.37383 | 8.5981 | 0.37383 | 8.5981 | ; | MobileHm (double wd) Living (Winter) | Proc | all | Sat | - | 1 | 1 | DEER08 RES Lvg Win CD WeH | 0.37383 | 8.5981 |  |  |  |  | - n/a - | - n/a - | 0.37383 | 8.5981 |  | MobileHm (double wd) Living (Winter) Proc Sat | 3706 | 0.37383 | 8.5981 | 0.37383 | 8.5981
26011 | 11 | -99 | 7 | -99 | 3706 | -1 | 0.37383 | 8.5981 | 0.37383 | 8.5981 | 0.37383 | 8.5981 | 0.37383 | 8.5981 | ; | MobileHm (double wd) Living (Winter) | Proc | all | Sun | - | 1 | 1 | DEER08 RES Lvg Win CD WeH | 0.37383 | 8.5981 |  |  |  |  | - n/a - | - n/a - | 0.37383 | 8.5981 |  | MobileHm (double wd) Living (Winter) Proc Sun | 3706 | 0.37383 | 8.5981 | 0.37383 | 8.5981
26011 | 11 | -99 | 8 | -99 | 3706 | -1 | 0.37383 | 8.5981 | 0.37383 | 8.5981 | 0.37383 | 8.5981 | 0.37383 | 8.5981 | ; | MobileHm (double wd) Living (Winter) | Proc | all | Hol | - | 1 | 1 | DEER08 RES Lvg Win CD WeH | 0.37383 | 8.5981 |  |  |  |  | - n/a - | - n/a - | 0.37383 | 8.5981 |  | MobileHm (double wd) Living (Winter) Proc Hol | 3706 | 0.37383 | 8.5981 | 0.37383 | 8.5981
26011 | 11 | -99 | 11 | -99 | 3706 | -1 | 0.37383 | 8.5981 | 0.37383 | 8.5981 | 0.37383 | 8.5981 | 0.37383 | 8.5981 | ; | MobileHm (double wd) Living (Winter) | Proc | all | Cls | - | 1 | 1 | DEER08 RES Lvg Win CD WeH | 0.37383 | 8.5981 |  |  |  |  | - n/a - | - n/a - | 0.37383 | 8.5981 |  | MobileHm (double wd) Living (Winter) Proc Cls | 3706 | 0.37383 | 8.5981 | 0.37383 | 8.5981
26011 | 11 | -99 | -99 | -99 | 3705 | -1 | 0.37383 | 8.5981 | 0.37383 | 8.5981 | 0.37383 | 8.5981 | 0.37383 | 8.5981 | ; | MobileHm (double wd) Living (Winter) | Proc | all | all | - | 1 | 1 | DEER08 RES Lvg Win CD Wd | 0.37383 | 8.5981 |  |  |  |  | - n/a - | - n/a - | 0.37383 | 8.5981 |  | MobileHm (double wd) Living (Winter) Proc all | 3705 | 0.37383 | 8.5981 | 0.37383 | 8.5981
26011 | 12 | -99 | 6 | -99 | 3688 | -1 | 100 | 100 | 100 | 100 | 100 | 100 | 100 | 100 | ; | MobileHm (double wd) Living (Winter) | SCRefr | all | all | - | 1 | 1 | DEER08 RES Lvg Win Rfg WeH | 100 | 100 |  |  |  |  | - n/a - | - n/a - | 100 | 100 |  | MobileHm (double wd) Living (Winter) SCRefr all | 3688 | 100 | 100 | 100 | 100
26011 | 12 | -99 | 7 | -99 | 3688 | -1 | 100 | 100 | 100 | 100 | 100 | 100 | 100 | 100 | ; | MobileHm (double wd) Living (Winter) | SCRefr | all | Sat | - | 1 | 1 | DEER08 RES Lvg Win Rfg WeH | 100 | 100 |  |  |  |  | - n/a - | - n/a - | 100 | 100 |  | MobileHm (double wd) Living (Winter) SCRefr Sat | 3688 | 100 | 100 | 100 | 100
26011 | 12 | -99 | 8 | -99 | 3688 | -1 | 100 | 100 | 100 | 100 | 100 | 100 | 100 | 100 | ; | MobileHm (double wd) Living (Winter) | SCRefr | all | Sun | - | 1 | 1 | DEER08 RES Lvg Win Rfg WeH | 100 | 100 |  |  |  |  | - n/a - | - n/a - | 100 | 100 |  | MobileHm (double wd) Living (Winter) SCRefr Sun | 3688 | 100 | 100 | 100 | 100
26011 | 12 | -99 | 11 | -99 | 3688 | -1 | 100 | 100 | 100 | 100 | 100 | 100 | 100 | 100 | ; | MobileHm (double wd) Living (Winter) | SCRefr | all | Hol | - | 1 | 1 | DEER08 RES Lvg Win Rfg WeH | 100 | 100 |  |  |  |  | - n/a - | - n/a - | 100 | 100 |  | MobileHm (double wd) Living (Winter) SCRefr Hol | 3688 | 100 | 100 | 100 | 100
26011 | 12 | -99 | -99 | -99 | 3687 | -1 | 100 | 100 | 100 | 100 | 100 | 100 | 100 | 100 | ; | MobileHm (double wd) Living (Winter) | SCRefr | all | Cls | - | 1 | 1 | DEER08 RES Lvg Win Rfg Wd | 100 | 100 |  |  |  |  | - n/a - | - n/a - | 100 | 100 |  | MobileHm (double wd) Living (Winter) SCRefr Cls | 3687 | 100 | 100 | 100 | 100
26012 | 1 | -99 | 6 | -99 | 3674 | -1 | 1.232 | 8.637 | 1.232 | 8.637 | 1.232 | 8.637 | 1.232 | 8.637 | ; | MobileHm (double wd) Living (Spr-Sum) | ILit | all | Sat | - | 1 | 1 | DEER08 RES Lvg Sum Lt WeH | 1.232 | 8.637 |  |  |  |  | 1.2248 | 8.5986 | 1.2248 | 8.5986 |  | MobileHm (double wd) Living (Spr-Sum) ILit Sat | 3674 | 1.232 | 8.637 | 1.232 | 8.637
26012 | 1 | -99 | 7 | -99 | 3674 | -1 | 1.232 | 8.637 | 1.232 | 8.637 | 1.232 | 8.637 | 1.232 | 8.637 | ; | MobileHm (double wd) Living (Spr-Sum) | ILit | all | Sun | - | 1 | 1 | DEER08 RES Lvg Sum Lt WeH | 1.232 | 8.637 |  |  |  |  | 1.2248 | 8.5986 | 1.2248 | 8.5986 |  | MobileHm (double wd) Living (Spr-Sum) ILit Sun | 3674 | 1.232 | 8.637 | 1.232 | 8.637
26012 | 1 | -99 | 8 | -99 | 3674 | -1 | 1.232 | 8.637 | 1.232 | 8.637 | 1.232 | 8.637 | 1.232 | 8.637 | ; | MobileHm (double wd) Living (Spr-Sum) | ILit | all | Hol | - | 1 | 1 | DEER08 RES Lvg Sum Lt WeH | 1.232 | 8.637 |  |  |  |  | 1.2248 | 8.5986 | 1.2248 | 8.5986 |  | MobileHm (double wd) Living (Spr-Sum) ILit Hol | 3674 | 1.232 | 8.637 | 1.232 | 8.637
26012 | 1 | -99 | 11 | -99 | 3674 | -1 | 1.232 | 8.637 | 1.232 | 8.637 | 1.232 | 8.637 | 1.232 | 8.637 | ; | MobileHm (double wd) Living (Spr-Sum) | ILit | all | Cls | - | 1 | 1 | DEER08 RES Lvg Sum Lt WeH | 1.232 | 8.637 |  |  |  |  | 1.2248 | 8.5986 | 1.2248 | 8.5986 |  | MobileHm (double wd) Living (Spr-Sum) ILit Cls | 3674 | 1.232 | 8.637 | 1.232 | 8.637
26012 | 1 | -99 | -99 | -99 | 3673 | -1 | 1.2067 | 8.2385 | 1.2067 | 8.2385 | 1.2067 | 8.2385 | 1.2067 | 8.2385 | ; | MobileHm (double wd) Living (Spr-Sum) | ILit | all | all | - | 1 | 1 | DEER08 RES Lvg Sum Lt Wd | 1.2067 | 8.2385 |  |  |  |  | 1.3216 | 9.7529 | 1.3216 | 9.7529 |  | MobileHm (double wd) Living (Spr-Sum) ILit all | 3673 | 1.2067 | 8.2385 | 1.2067 | 8.2385
26012 | 3 | -99 | 6 | -99 | 3722 | -1 | 3.2 | 6.2 | 3.2 | 6.2 | 3.2 | 6.2 | 3.2 | 6.2 | ; | MobileHm (double wd) Living (Spr-Sum) | OffEq | all | Sat | - | 1 | 1 | DEER08 RES Lvg Sum Eq WeH | 3.2 | 6.2 |  |  |  |  | - n/a - | - n/a - | 3.2 | 6.2 |  | MobileHm (double wd) Living (Spr-Sum) OffEq Sat | 3722 | 3.2 | 6.2 | 3.2 | 6.2
26012 | 3 | -99 | 7 | -99 | 3722 | -1 | 3.2 | 6.2 | 3.2 | 6.2 | 3.2 | 6.2 | 3.2 | 6.2 | ; | MobileHm (double wd) Living (Spr-Sum) | OffEq | all | Sun | - | 1 | 1 | DEER08 RES Lvg Sum Eq WeH | 3.2 | 6.2 |  |  |  |  | - n/a - | - n/a - | 3.2 | 6.2 |  | MobileHm (double wd) Living (Spr-Sum) OffEq Sun | 3722 | 3.2 | 6.2 | 3.2 | 6.2
26012 | 3 | -99 | 8 | -99 | 3722 | -1 | 3.2 | 6.2 | 3.2 | 6.2 | 3.2 | 6.2 | 3.2 | 6.2 | ; | MobileHm (double wd) Living (Spr-Sum) | OffEq | all | Hol | - | 1 | 1 | DEER08 RES Lvg Sum Eq WeH | 3.2 | 6.2 |  |  |  |  | - n/a - | - n/a - | 3.2 | 6.2 |  | MobileHm (double wd) Living (Spr-Sum) OffEq Hol | 3722 | 3.2 | 6.2 | 3.2 | 6.2
26012 | 3 | -99 | 11 | -99 | 3722 | -1 | 3.2 | 6.2 | 3.2 | 6.2 | 3.2 | 6.2 | 3.2 | 6.2 | ; | MobileHm (double wd) Living (Spr-Sum) | OffEq | all | Cls | - | 1 | 1 | DEER08 RES Lvg Sum Eq WeH | 3.2 | 6.2 |  |  |  |  | - n/a - | - n/a - | 3.2 | 6.2 |  | MobileHm (double wd) Living (Spr-Sum) OffEq Cls | 3722 | 3.2 | 6.2 | 3.2 | 6.2
26012 | 3 | -99 | -99 | -99 | 3721 | -1 | 3.2 | 6.2 | 3.2 | 6.2 | 3.2 | 6.2 | 3.2 | 6.2 | ; | MobileHm (double wd) Living (Spr-Sum) | OffEq | all | all | - | 1 | 1 | DEER08 RES Lvg Sum Eq Wd | 3.2 | 6.2 |  |  |  |  | - n/a - | - n/a - | 3.2 | 6.2 |  | MobileHm (double wd) Living (Spr-Sum) OffEq all | 3721 | 3.2 | 6.2 | 3.2 | 6.2
26012 | 4 | -99 | 6 | -99 | 3716 | -1 | 0.35361 | 14.9929 | 0.35361 | 14.9929 | 0.35361 | 14.9929 | 0.35361 | 14.9929 | ; | MobileHm (double wd) Living (Spr-Sum) | Cook | all | Sat | - | 1 | 1 | DEER08 RES Lvg Sum Ck WeH | 0.35361 | 14.9929 |  |  |  |  | - n/a - | - n/a - | 0.35361 | 14.9929 |  | MobileHm (double wd) Living (Spr-Sum) Cook Sat | 3716 | 0.35361 | 14.9929 | 0.35361 | 14.9929
26012 | 4 | -99 | 7 | -99 | 3716 | -1 | 0.35361 | 14.9929 | 0.35361 | 14.9929 | 0.35361 | 14.9929 | 0.35361 | 14.9929 | ; | MobileHm (double wd) Living (Spr-Sum) | Cook | all | Sun | - | 1 | 1 | DEER08 RES Lvg Sum Ck WeH | 0.35361 | 14.9929 |  |  |  |  | - n/a - | - n/a - | 0.35361 | 14.9929 |  | MobileHm (double wd) Living (Spr-Sum) Cook Sun | 3716 | 0.35361 | 14.9929 | 0.35361 | 14.9929
26012 | 4 | -99 | 8 | -99 | 3716 | -1 | 0.35361 | 14.9929 | 0.35361 | 14.9929 | 0.35361 | 14.9929 | 0.35361 | 14.9929 | ; | MobileHm (double wd) Living (Spr-Sum) | Cook | all | Hol | - | 1 | 1 | DEER08 RES Lvg Sum Ck WeH | 0.35361 | 14.9929 |  |  |  |  | - n/a - | - n/a - | 0.35361 | 14.9929 |  | MobileHm (double wd) Living (Spr-Sum) Cook Hol | 3716 | 0.35361 | 14.9929 | 0.35361 | 14.9929
26012 | 4 | -99 | 11 | -99 | 3716 | -1 | 0.35361 | 14.9929 | 0.35361 | 14.9929 | 0.35361 | 14.9929 | 0.35361 | 14.9929 | ; | MobileHm (double wd) Living (Spr-Sum) | Cook | all | Cls | - | 1 | 1 | DEER08 RES Lvg Sum Ck WeH | 0.35361 | 14.9929 |  |  |  |  | - n/a - | - n/a - | 0.35361 | 14.9929 |  | MobileHm (double wd) Living (Spr-Sum) Cook Cls | 3716 | 0.35361 | 14.9929 | 0.35361 | 14.9929
26012 | 4 | -99 | -99 | -99 | 3715 | -1 | 0.35361 | 14.9929 | 0.35361 | 14.9929 | 0.35361 | 14.9929 | 0.35361 | 14.9929 | ; | MobileHm (double wd) Living (Spr-Sum) | Cook | all | all | - | 1 | 1 | DEER08 RES Lvg Sum Ck Wd | 0.35361 | 14.9929 |  |  |  |  | - n/a - | - n/a - | 0.35361 | 14.9929 |  | MobileHm (double wd) Living (Spr-Sum) Cook all | 3715 | 0.35361 | 14.9929 | 0.35361 | 14.9929
26012 | 6 | -99 | 6 | -99 | 3698 | -1 | 0.3413 | 11.0922 | 0.3413 | 11.0922 | 0.3413 | 11.0922 | 0.3413 | 11.0922 | ; | MobileHm (double wd) Living (Spr-Sum) | Misc | all | Sat | - | 1 | 1 | DEER08 RES Lvg Sum DW WeH | 0.3413 | 11.0922 |  |  |  |  | - n/a - | - n/a - | 0.3413 | 11.0922 |  | MobileHm (double wd) Living (Spr-Sum) Misc Sat | 3698 | 0.3413 | 11.0922 | 0.3413 | 11.0922
26012 | 6 | -99 | 7 | -99 | 3698 | -1 | 0.3413 | 11.0922 | 0.3413 | 11.0922 | 0.3413 | 11.0922 | 0.3413 | 11.0922 | ; | MobileHm (double wd) Living (Spr-Sum) | Misc | all | Sun | - | 1 | 1 | DEER08 RES Lvg Sum DW WeH | 0.3413 | 11.0922 |  |  |  |  | - n/a - | - n/a - | 0.3413 | 11.0922 |  | MobileHm (double wd) Living (Spr-Sum) Misc Sun | 3698 | 0.3413 | 11.0922 | 0.3413 | 11.0922
26012 | 6 | -99 | 8 | -99 | 3698 | -1 | 0.3413 | 11.0922 | 0.3413 | 11.0922 | 0.3413 | 11.0922 | 0.3413 | 11.0922 | ; | MobileHm (double wd) Living (Spr-Sum) | Misc | all | Hol | - | 1 | 1 | DEER08 RES Lvg Sum DW WeH | 0.3413 | 11.0922 |  |  |  |  | - n/a - | - n/a - | 0.3413 | 11.0922 |  | MobileHm (double wd) Living (Spr-Sum) Misc Hol | 3698 | 0.3413 | 11.0922 | 0.3413 | 11.0922
26012 | 6 | -99 | 11 | -99 | 3698 | -1 | 0.3413 | 11.0922 | 0.3413 | 11.0922 | 0.3413 | 11.0922 | 0.3413 | 11.0922 | ; | MobileHm (double wd) Living (Spr-Sum) | Misc | all | Cls | - | 1 | 1 | DEER08 RES Lvg Sum DW WeH | 0.3413 | 11.0922 |  |  |  |  | - n/a - | - n/a - | 0.3413 | 11.0922 |  | MobileHm (double wd) Living (Spr-Sum) Misc Cls | 3698 | 0.3413 | 11.0922 | 0.3413 | 11.0922
26012 | 6 | -99 | -99 | -99 | 3697 | -1 | 0.3413 | 11.0922 | 0.3413 | 11.0922 | 0.3413 | 11.0922 | 0.3413 | 11.0922 | ; | MobileHm (double wd) Living (Spr-Sum) | Misc | all | all | - | 1 | 1 | DEER08 RES Lvg Sum DW Wd | 0.3413 | 11.0922 |  |  |  |  | - n/a - | - n/a - | 0.3413 | 11.0922 |  | MobileHm (double wd) Living (Spr-Sum) Misc all | 3697 | 0.3413 | 11.0922 | 0.3413 | 11.0922
26012 | 8 | -99 | 6 | -99 | 3728 | -1 | 0 | 100 | 0 | 100 | 0 | 100 | 0 | 100 | ; | MobileHm (double wd) Living (Spr-Sum) | Occup | all | Sat | - | 1 | 1 | DEER08 RES Lvg Sum Oc WeH | 0 | 100 |  |  |  |  | - n/a - | - n/a - | 0 | 100 |  | MobileHm (double wd) Living (Spr-Sum) Occup Sat | 3728 | 0 | 100 | 0 | 100
26012 | 8 | -99 | 7 | -99 | 3728 | -1 | 0 | 100 | 0 | 100 | 0 | 100 | 0 | 100 | ; | MobileHm (double wd) Living (Spr-Sum) | Occup | all | Sun | - | 1 | 1 | DEER08 RES Lvg Sum Oc WeH | 0 | 100 |  |  |  |  | - n/a - | - n/a - | 0 | 100 |  | MobileHm (double wd) Living (Spr-Sum) Occup Sun | 3728 | 0 | 100 | 0 | 100
26012 | 8 | -99 | 8 | -99 | 3728 | -1 | 0 | 100 | 0 | 100 | 0 | 100 | 0 | 100 | ; | MobileHm (double wd) Living (Spr-Sum) | Occup | all | Hol | - | 1 | 1 | DEER08 RES Lvg Sum Oc WeH | 0 | 100 |  |  |  |  | - n/a - | - n/a - | 0 | 100 |  | MobileHm (double wd) Living (Spr-Sum) Occup Hol | 3728 | 0 | 100 | 0 | 100
26012 | 8 | -99 | 11 | -99 | 3728 | -1 | 0 | 100 | 0 | 100 | 0 | 100 | 0 | 100 | ; | MobileHm (double wd) Living (Spr-Sum) | Occup | all | Cls | - | 1 | 1 | DEER08 RES Lvg Sum Oc WeH | 0 | 100 |  |  |  |  | - n/a - | - n/a - | 0 | 100 |  | MobileHm (double wd) Living (Spr-Sum) Occup Cls | 3728 | 0 | 100 | 0 | 100
26012 | 8 | -99 | -99 | -99 | 3727 | -1 | 0 | 100 | 0 | 100 | 0 | 100 | 0 | 100 | ; | MobileHm (double wd) Living (Spr-Sum) | Occup | all | all | - | 1 | 1 | DEER08 RES Lvg Sum Oc Wd | 0 | 100 |  |  |  |  | - n/a - | - n/a - | 0 | 100 |  | MobileHm (double wd) Living (Spr-Sum) Occup all | 3727 | 0 | 100 | 0 | 100
26012 | 10 | -99 | 6 | -99 | 3704 | -1 | 0.37383 | 8.5981 | 0.37383 | 8.5981 | 0.37383 | 8.5981 | 0.37383 | 8.5981 | ; | MobileHm (double wd) Living (Spr-Sum) | Motors | all | Sat | - | 1 | 1 | DEER08 RES Lvg Sum CW WeH | 0.37383 | 8.5981 |  |  |  |  | - n/a - | - n/a - | 0.37383 | 8.5981 |  | MobileHm (double wd) Living (Spr-Sum) Motors Sat | 3704 | 0.37383 | 8.5981 | 0.37383 | 8.5981
26012 | 10 | -99 | 7 | -99 | 3704 | -1 | 0.37383 | 8.5981 | 0.37383 | 8.5981 | 0.37383 | 8.5981 | 0.37383 | 8.5981 | ; | MobileHm (double wd) Living (Spr-Sum) | Motors | all | Sun | - | 1 | 1 | DEER08 RES Lvg Sum CW WeH | 0.37383 | 8.5981 |  |  |  |  | - n/a - | - n/a - | 0.37383 | 8.5981 |  | MobileHm (double wd) Living (Spr-Sum) Motors Sun | 3704 | 0.37383 | 8.5981 | 0.37383 | 8.5981
26012 | 10 | -99 | 8 | -99 | 3704 | -1 | 0.37383 | 8.5981 | 0.37383 | 8.5981 | 0.37383 | 8.5981 | 0.37383 | 8.5981 | ; | MobileHm (double wd) Living (Spr-Sum) | Motors | all | Hol | - | 1 | 1 | DEER08 RES Lvg Sum CW WeH | 0.37383 | 8.5981 |  |  |  |  | - n/a - | - n/a - | 0.37383 | 8.5981 |  | MobileHm (double wd) Living (Spr-Sum) Motors Hol | 3704 | 0.37383 | 8.5981 | 0.37383 | 8.5981
26012 | 10 | -99 | 11 | -99 | 3704 | -1 | 0.37383 | 8.5981 | 0.37383 | 8.5981 | 0.37383 | 8.5981 | 0.37383 | 8.5981 | ; | MobileHm (double wd) Living (Spr-Sum) | Motors | all | Cls | - | 1 | 1 | DEER08 RES Lvg Sum CW WeH | 0.37383 | 8.5981 |  |  |  |  | - n/a - | - n/a - | 0.37383 | 8.5981 |  | MobileHm (double wd) Living (Spr-Sum) Motors Cls | 3704 | 0.37383 | 8.5981 | 0.37383 | 8.5981
26012 | 10 | -99 | -99 | -99 | 3703 | -1 | 0.37383 | 8.5981 | 0.37383 | 8.5981 | 0.37383 | 8.5981 | 0.37383 | 8.5981 | ; | MobileHm (double wd) Living (Spr-Sum) | Motors | all | all | - | 1 | 1 | DEER08 RES Lvg Sum CW Wd | 0.37383 | 8.5981 |  |  |  |  | - n/a - | - n/a - | 0.37383 | 8.5981 |  | MobileHm (double wd) Living (Spr-Sum) Motors all | 3703 | 0.37383 | 8.5981 | 0.37383 | 8.5981
26012 | 11 | -99 | 6 | -99 | 3710 | -1 | 0.37383 | 8.5981 | 0.37383 | 8.5981 | 0.37383 | 8.5981 | 0.37383 | 8.5981 | ; | MobileHm (double wd) Living (Spr-Sum) | Proc | all | Sat | - | 1 | 1 | DEER08 RES Lvg Sum CD WeH | 0.37383 | 8.5981 |  |  |  |  | - n/a - | - n/a - | 0.37383 | 8.5981 |  | MobileHm (double wd) Living (Spr-Sum) Proc Sat | 3710 | 0.37383 | 8.5981 | 0.37383 | 8.5981
26012 | 11 | -99 | 7 | -99 | 3710 | -1 | 0.37383 | 8.5981 | 0.37383 | 8.5981 | 0.37383 | 8.5981 | 0.37383 | 8.5981 | ; | MobileHm (double wd) Living (Spr-Sum) | Proc | all | Sun | - | 1 | 1 | DEER08 RES Lvg Sum CD WeH | 0.37383 | 8.5981 |  |  |  |  | - n/a - | - n/a - | 0.37383 | 8.5981 |  | MobileHm (double wd) Living (Spr-Sum) Proc Sun | 3710 | 0.37383 | 8.5981 | 0.37383 | 8.5981
26012 | 11 | -99 | 8 | -99 | 3710 | -1 | 0.37383 | 8.5981 | 0.37383 | 8.5981 | 0.37383 | 8.5981 | 0.37383 | 8.5981 | ; | MobileHm (double wd) Living (Spr-Sum) | Proc | all | Hol | - | 1 | 1 | DEER08 RES Lvg Sum CD WeH | 0.37383 | 8.5981 |  |  |  |  | - n/a - | - n/a - | 0.37383 | 8.5981 |  | MobileHm (double wd) Living (Spr-Sum) Proc Hol | 3710 | 0.37383 | 8.5981 | 0.37383 | 8.5981
26012 | 11 | -99 | 11 | -99 | 3710 | -1 | 0.37383 | 8.5981 | 0.37383 | 8.5981 | 0.37383 | 8.5981 | 0.37383 | 8.5981 | ; | MobileHm (double wd) Living (Spr-Sum) | Proc | all | Cls | - | 1 | 1 | DEER08 RES Lvg Sum CD WeH | 0.37383 | 8.5981 |  |  |  |  | - n/a - | - n/a - | 0.37383 | 8.5981 |  | MobileHm (double wd) Living (Spr-Sum) Proc Cls | 3710 | 0.37383 | 8.5981 | 0.37383 | 8.5981
26012 | 11 | -99 | -99 | -99 | 3709 | -1 | 0.37383 | 8.5981 | 0.37383 | 8.5981 | 0.37383 | 8.5981 | 0.37383 | 8.5981 | ; | MobileHm (double wd) Living (Spr-Sum) | Proc | all | all | - | 1 | 1 | DEER08 RES Lvg Sum CD Wd | 0.37383 | 8.5981 |  |  |  |  | - n/a - | - n/a - | 0.37383 | 8.5981 |  | MobileHm (double wd) Living (Spr-Sum) Proc all | 3709 | 0.37383 | 8.5981 | 0.37383 | 8.5981
26012 | 12 | -99 | 6 | -99 | 3692 | -1 | 100 | 100 | 100 | 100 | 100 | 100 | 100 | 100 | ; | MobileHm (double wd) Living (Spr-Sum) | SCRefr | all | all | - | 1 | 1 | DEER08 RES Lvg Sum Rfg WeH | 100 | 100 |  |  |  |  | - n/a - | - n/a - | 100 | 100 |  | MobileHm (double wd) Living (Spr-Sum) SCRefr all | 3692 | 100 | 100 | 100 | 100
26012 | 12 | -99 | 7 | -99 | 3692 | -1 | 100 | 100 | 100 | 100 | 100 | 100 | 100 | 100 | ; | MobileHm (double wd) Living (Spr-Sum) | SCRefr | all | Sat | - | 1 | 1 | DEER08 RES Lvg Sum Rfg WeH | 100 | 100 |  |  |  |  | - n/a - | - n/a - | 100 | 100 |  | MobileHm (double wd) Living (Spr-Sum) SCRefr Sat | 3692 | 100 | 100 | 100 | 100
26012 | 12 | -99 | 8 | -99 | 3692 | -1 | 100 | 100 | 100 | 100 | 100 | 100 | 100 | 100 | ; | MobileHm (double wd) Living (Spr-Sum) | SCRefr | all | Sun | - | 1 | 1 | DEER08 RES Lvg Sum Rfg WeH | 100 | 100 |  |  |  |  | - n/a - | - n/a - | 100 | 100 |  | MobileHm (double wd) Living (Spr-Sum) SCRefr Sun | 3692 | 100 | 100 | 100 | 100
26012 | 12 | -99 | 11 | -99 | 3692 | -1 | 100 | 100 | 100 | 100 | 100 | 100 | 100 | 100 | ; | MobileHm (double wd) Living (Spr-Sum) | SCRefr | all | Hol | - | 1 | 1 | DEER08 RES Lvg Sum Rfg WeH | 100 | 100 |  |  |  |  | - n/a - | - n/a - | 100 | 100 |  | MobileHm (double wd) Living (Spr-Sum) SCRefr Hol | 3692 | 100 | 100 | 100 | 100
26012 | 12 | -99 | -99 | -99 | 3691 | -1 | 100 | 100 | 100 | 100 | 100 | 100 | 100 | 100 | ; | MobileHm (double wd) Living (Spr-Sum) | SCRefr | all | Cls | - | 1 | 1 | DEER08 RES Lvg Sum Rfg Wd | 100 | 100 |  |  |  |  | - n/a - | - n/a - | 100 | 100 |  | MobileHm (double wd) Living (Spr-Sum) SCRefr Cls | 3691 | 100 | 100 | 100 | 100
26013 | 1 | -99 | 6 | -99 | 3672 | -1 | 1.3703 | 9.8576 | 1.3703 | 9.8576 | 1.3703 | 9.8576 | 1.3703 | 9.8576 | ; | MobileHm (double wd) Living (other) | ILit | all | Sat | - | 1 | 1 | DEER08 RES Lvg Oth Lt WeH | 1.3703 | 9.8576 |  |  |  |  | 1.4923 | 10.4019 | 1.4923 | 10.4019 |  | MobileHm (double wd) Living (other) ILit Sat | 3672 | 1.3703 | 9.8576 | 1.3703 | 9.8576
26013 | 1 | -99 | 7 | -99 | 3672 | -1 | 1.3703 | 9.8576 | 1.3703 | 9.8576 | 1.3703 | 9.8576 | 1.3703 | 9.8576 | ; | MobileHm (double wd) Living (other) | ILit | all | Sun | - | 1 | 1 | DEER08 RES Lvg Oth Lt WeH | 1.3703 | 9.8576 |  |  |  |  | 1.4923 | 10.4019 | 1.4923 | 10.4019 |  | MobileHm (double wd) Living (other) ILit Sun | 3672 | 1.3703 | 9.8576 | 1.3703 | 9.8576
26013 | 1 | -99 | 8 | -99 | 3672 | -1 | 1.3703 | 9.8576 | 1.3703 | 9.8576 | 1.3703 | 9.8576 | 1.3703 | 9.8576 | ; | MobileHm (double wd) Living (other) | ILit | all | Hol | - | 1 | 1 | DEER08 RES Lvg Oth Lt WeH | 1.3703 | 9.8576 |  |  |  |  | 1.4923 | 10.4019 | 1.4923 | 10.4019 |  | MobileHm (double wd) Living (other) ILit Hol | 3672 | 1.3703 | 9.8576 | 1.3703 | 9.8576
26013 | 1 | -99 | 11 | -99 | 3672 | -1 | 1.3703 | 9.8576 | 1.3703 | 9.8576 | 1.3703 | 9.8576 | 1.3703 | 9.8576 | ; | MobileHm (double wd) Living (other) | ILit | all | Cls | - | 1 | 1 | DEER08 RES Lvg Oth Lt WeH | 1.3703 | 9.8576 |  |  |  |  | 1.4923 | 10.4019 | 1.4923 | 10.4019 |  | MobileHm (double wd) Living (other) ILit Cls | 3672 | 1.3703 | 9.8576 | 1.3703 | 9.8576
26013 | 1 | -99 | -99 | -99 | 3671 | -1 | 1.3864 | 9.5463 | 1.3864 | 9.5463 | 1.3864 | 9.5463 | 1.3864 | 9.5463 | ; | MobileHm (double wd) Living (other) | ILit | all | all | - | 1 | 1 | DEER08 RES Lvg Oth Lt Wd | 1.3864 | 9.5463 |  |  |  |  | 1.2285 | 8.2188 | 1.2285 | 8.2188 |  | MobileHm (double wd) Living (other) ILit all | 3671 | 1.3864 | 9.5463 | 1.3864 | 9.5463
26013 | 3 | -99 | 6 | -99 | 3720 | -1 | 3.2 | 6.2 | 3.2 | 6.2 | 3.2 | 6.2 | 3.2 | 6.2 | ; | MobileHm (double wd) Living (other) | OffEq | all | Sat | - | 1 | 1 | DEER08 RES Lvg Oth Eq WeH | 3.2 | 6.2 |  |  |  |  | - n/a - | - n/a - | 3.2 | 6.2 |  | MobileHm (double wd) Living (other) OffEq Sat | 3720 | 3.2 | 6.2 | 3.2 | 6.2
26013 | 3 | -99 | 7 | -99 | 3720 | -1 | 3.2 | 6.2 | 3.2 | 6.2 | 3.2 | 6.2 | 3.2 | 6.2 | ; | MobileHm (double wd) Living (other) | OffEq | all | Sun | - | 1 | 1 | DEER08 RES Lvg Oth Eq WeH | 3.2 | 6.2 |  |  |  |  | - n/a - | - n/a - | 3.2 | 6.2 |  | MobileHm (double wd) Living (other) OffEq Sun | 3720 | 3.2 | 6.2 | 3.2 | 6.2
26013 | 3 | -99 | 8 | -99 | 3720 | -1 | 3.2 | 6.2 | 3.2 | 6.2 | 3.2 | 6.2 | 3.2 | 6.2 | ; | MobileHm (double wd) Living (other) | OffEq | all | Hol | - | 1 | 1 | DEER08 RES Lvg Oth Eq WeH | 3.2 | 6.2 |  |  |  |  | - n/a - | - n/a - | 3.2 | 6.2 |  | MobileHm (double wd) Living (other) OffEq Hol | 3720 | 3.2 | 6.2 | 3.2 | 6.2
26013 | 3 | -99 | 11 | -99 | 3720 | -1 | 3.2 | 6.2 | 3.2 | 6.2 | 3.2 | 6.2 | 3.2 | 6.2 | ; | MobileHm (double wd) Living (other) | OffEq | all | Cls | - | 1 | 1 | DEER08 RES Lvg Oth Eq WeH | 3.2 | 6.2 |  |  |  |  | - n/a - | - n/a - | 3.2 | 6.2 |  | MobileHm (double wd) Living (other) OffEq Cls | 3720 | 3.2 | 6.2 | 3.2 | 6.2
26013 | 3 | -99 | -99 | -99 | 3719 | -1 | 3.2 | 6.2 | 3.2 | 6.2 | 3.2 | 6.2 | 3.2 | 6.2 | ; | MobileHm (double wd) Living (other) | OffEq | all | all | - | 1 | 1 | DEER08 RES Lvg Oth Eq Wd | 3.2 | 6.2 |  |  |  |  | - n/a - | - n/a - | 3.2 | 6.2 |  | MobileHm (double wd) Living (other) OffEq all | 3719 | 3.2 | 6.2 | 3.2 | 6.2
26013 | 4 | -99 | 6 | -99 | 3714 | -1 | 0.35361 | 14.9929 | 0.35361 | 14.9929 | 0.35361 | 14.9929 | 0.35361 | 14.9929 | ; | MobileHm (double wd) Living (other) | Cook | all | Sat | - | 1 | 1 | DEER08 RES Lvg Oth Ck WeH | 0.35361 | 14.9929 |  |  |  |  | - n/a - | - n/a - | 0.35361 | 14.9929 |  | MobileHm (double wd) Living (other) Cook Sat | 3714 | 0.35361 | 14.9929 | 0.35361 | 14.9929
26013 | 4 | -99 | 7 | -99 | 3714 | -1 | 0.35361 | 14.9929 | 0.35361 | 14.9929 | 0.35361 | 14.9929 | 0.35361 | 14.9929 | ; | MobileHm (double wd) Living (other) | Cook | all | Sun | - | 1 | 1 | DEER08 RES Lvg Oth Ck WeH | 0.35361 | 14.9929 |  |  |  |  | - n/a - | - n/a - | 0.35361 | 14.9929 |  | MobileHm (double wd) Living (other) Cook Sun | 3714 | 0.35361 | 14.9929 | 0.35361 | 14.9929
26013 | 4 | -99 | 8 | -99 | 3714 | -1 | 0.35361 | 14.9929 | 0.35361 | 14.9929 | 0.35361 | 14.9929 | 0.35361 | 14.9929 | ; | MobileHm (double wd) Living (other) | Cook | all | Hol | - | 1 | 1 | DEER08 RES Lvg Oth Ck WeH | 0.35361 | 14.9929 |  |  |  |  | - n/a - | - n/a - | 0.35361 | 14.9929 |  | MobileHm (double wd) Living (other) Cook Hol | 3714 | 0.35361 | 14.9929 | 0.35361 | 14.9929
26013 | 4 | -99 | 11 | -99 | 3714 | -1 | 0.35361 | 14.9929 | 0.35361 | 14.9929 | 0.35361 | 14.9929 | 0.35361 | 14.9929 | ; | MobileHm (double wd) Living (other) | Cook | all | Cls | - | 1 | 1 | DEER08 RES Lvg Oth Ck WeH | 0.35361 | 14.9929 |  |  |  |  | - n/a - | - n/a - | 0.35361 | 14.9929 |  | MobileHm (double wd) Living (other) Cook Cls | 3714 | 0.35361 | 14.9929 | 0.35361 | 14.9929
26013 | 4 | -99 | -99 | -99 | 3713 | -1 | 0.35361 | 14.9929 | 0.35361 | 14.9929 | 0.35361 | 14.9929 | 0.35361 | 14.9929 | ; | MobileHm (double wd) Living (other) | Cook | all | all | - | 1 | 1 | DEER08 RES Lvg Oth Ck Wd | 0.35361 | 14.9929 |  |  |  |  | - n/a - | - n/a - | 0.35361 | 14.9929 |  | MobileHm (double wd) Living (other) Cook all | 3713 | 0.35361 | 14.9929 | 0.35361 | 14.9929
26013 | 6 | -99 | 6 | -99 | 3696 | -1 | 0.3413 | 11.0922 | 0.3413 | 11.0922 | 0.3413 | 11.0922 | 0.3413 | 11.0922 | ; | MobileHm (double wd) Living (other) | Misc | all | Sat | - | 1 | 1 | DEER08 RES Lvg Oth DW WeH | 0.3413 | 11.0922 |  |  |  |  | - n/a - | - n/a - | 0.3413 | 11.0922 |  | MobileHm (double wd) Living (other) Misc Sat | 3696 | 0.3413 | 11.0922 | 0.3413 | 11.0922
26013 | 6 | -99 | 7 | -99 | 3696 | -1 | 0.3413 | 11.0922 | 0.3413 | 11.0922 | 0.3413 | 11.0922 | 0.3413 | 11.0922 | ; | MobileHm (double wd) Living (other) | Misc | all | Sun | - | 1 | 1 | DEER08 RES Lvg Oth DW WeH | 0.3413 | 11.0922 |  |  |  |  | - n/a - | - n/a - | 0.3413 | 11.0922 |  | MobileHm (double wd) Living (other) Misc Sun | 3696 | 0.3413 | 11.0922 | 0.3413 | 11.0922
26013 | 6 | -99 | 8 | -99 | 3696 | -1 | 0.3413 | 11.0922 | 0.3413 | 11.0922 | 0.3413 | 11.0922 | 0.3413 | 11.0922 | ; | MobileHm (double wd) Living (other) | Misc | all | Hol | - | 1 | 1 | DEER08 RES Lvg Oth DW WeH | 0.3413 | 11.0922 |  |  |  |  | - n/a - | - n/a - | 0.3413 | 11.0922 |  | MobileHm (double wd) Living (other) Misc Hol | 3696 | 0.3413 | 11.0922 | 0.3413 | 11.0922
26013 | 6 | -99 | 11 | -99 | 3696 | -1 | 0.3413 | 11.0922 | 0.3413 | 11.0922 | 0.3413 | 11.0922 | 0.3413 | 11.0922 | ; | MobileHm (double wd) Living (other) | Misc | all | Cls | - | 1 | 1 | DEER08 RES Lvg Oth DW WeH | 0.3413 | 11.0922 |  |  |  |  | - n/a - | - n/a - | 0.3413 | 11.0922 |  | MobileHm (double wd) Living (other) Misc Cls | 3696 | 0.3413 | 11.0922 | 0.3413 | 11.0922
26013 | 6 | -99 | -99 | -99 | 3695 | -1 | 0.3413 | 11.0922 | 0.3413 | 11.0922 | 0.3413 | 11.0922 | 0.3413 | 11.0922 | ; | MobileHm (double wd) Living (other) | Misc | all | all | - | 1 | 1 | DEER08 RES Lvg Oth DW Wd | 0.3413 | 11.0922 |  |  |  |  | - n/a - | - n/a - | 0.3413 | 11.0922 |  | MobileHm (double wd) Living (other) Misc all | 3695 | 0.3413 | 11.0922 | 0.3413 | 11.0922
26013 | 8 | -99 | 6 | -99 | 3726 | -1 | 0 | 100 | 0 | 100 | 0 | 100 | 0 | 100 | ; | MobileHm (double wd) Living (other) | Occup | all | Sat | - | 1 | 1 | DEER08 RES Lvg Oth Oc WeH | 0 | 100 |  |  |  |  | - n/a - | - n/a - | 0 | 100 |  | MobileHm (double wd) Living (other) Occup Sat | 3726 | 0 | 100 | 0 | 100
26013 | 8 | -99 | 7 | -99 | 3726 | -1 | 0 | 100 | 0 | 100 | 0 | 100 | 0 | 100 | ; | MobileHm (double wd) Living (other) | Occup | all | Sun | - | 1 | 1 | DEER08 RES Lvg Oth Oc WeH | 0 | 100 |  |  |  |  | - n/a - | - n/a - | 0 | 100 |  | MobileHm (double wd) Living (other) Occup Sun | 3726 | 0 | 100 | 0 | 100
26013 | 8 | -99 | 8 | -99 | 3726 | -1 | 0 | 100 | 0 | 100 | 0 | 100 | 0 | 100 | ; | MobileHm (double wd) Living (other) | Occup | all | Hol | - | 1 | 1 | DEER08 RES Lvg Oth Oc WeH | 0 | 100 |  |  |  |  | - n/a - | - n/a - | 0 | 100 |  | MobileHm (double wd) Living (other) Occup Hol | 3726 | 0 | 100 | 0 | 100
26013 | 8 | -99 | 11 | -99 | 3726 | -1 | 0 | 100 | 0 | 100 | 0 | 100 | 0 | 100 | ; | MobileHm (double wd) Living (other) | Occup | all | Cls | - | 1 | 1 | DEER08 RES Lvg Oth Oc WeH | 0 | 100 |  |  |  |  | - n/a - | - n/a - | 0 | 100 |  | MobileHm (double wd) Living (other) Occup Cls | 3726 | 0 | 100 | 0 | 100
26013 | 8 | -99 | -99 | -99 | 3725 | -1 | 0 | 100 | 0 | 100 | 0 | 100 | 0 | 100 | ; | MobileHm (double wd) Living (other) | Occup | all | all | - | 1 | 1 | DEER08 RES Lvg Oth Oc Wd | 0 | 100 |  |  |  |  | - n/a - | - n/a - | 0 | 100 |  | MobileHm (double wd) Living (other) Occup all | 3725 | 0 | 100 | 0 | 100
26013 | 10 | -99 | 6 | -99 | 3702 | -1 | 0.37383 | 8.5981 | 0.37383 | 8.5981 | 0.37383 | 8.5981 | 0.37383 | 8.5981 | ; | MobileHm (double wd) Living (other) | Motors | all | Sat | - | 1 | 1 | DEER08 RES Lvg Oth CW WeH | 0.37383 | 8.5981 |  |  |  |  | - n/a - | - n/a - | 0.37383 | 8.5981 |  | MobileHm (double wd) Living (other) Motors Sat | 3702 | 0.37383 | 8.5981 | 0.37383 | 8.5981
26013 | 10 | -99 | 7 | -99 | 3702 | -1 | 0.37383 | 8.5981 | 0.37383 | 8.5981 | 0.37383 | 8.5981 | 0.37383 | 8.5981 | ; | MobileHm (double wd) Living (other) | Motors | all | Sun | - | 1 | 1 | DEER08 RES Lvg Oth CW WeH | 0.37383 | 8.5981 |  |  |  |  | - n/a - | - n/a - | 0.37383 | 8.5981 |  | MobileHm (double wd) Living (other) Motors Sun | 3702 | 0.37383 | 8.5981 | 0.37383 | 8.5981
26013 | 10 | -99 | 8 | -99 | 3702 | -1 | 0.37383 | 8.5981 | 0.37383 | 8.5981 | 0.37383 | 8.5981 | 0.37383 | 8.5981 | ; | MobileHm (double wd) Living (other) | Motors | all | Hol | - | 1 | 1 | DEER08 RES Lvg Oth CW WeH | 0.37383 | 8.5981 |  |  |  |  | - n/a - | - n/a - | 0.37383 | 8.5981 |  | MobileHm (double wd) Living (other) Motors Hol | 3702 | 0.37383 | 8.5981 | 0.37383 | 8.5981
26013 | 10 | -99 | 11 | -99 | 3702 | -1 | 0.37383 | 8.5981 | 0.37383 | 8.5981 | 0.37383 | 8.5981 | 0.37383 | 8.5981 | ; | MobileHm (double wd) Living (other) | Motors | all | Cls | - | 1 | 1 | DEER08 RES Lvg Oth CW WeH | 0.37383 | 8.5981 |  |  |  |  | - n/a - | - n/a - | 0.37383 | 8.5981 |  | MobileHm (double wd) Living (other) Motors Cls | 3702 | 0.37383 | 8.5981 | 0.37383 | 8.5981
26013 | 10 | -99 | -99 | -99 | 3701 | -1 | 0.37383 | 8.5981 | 0.37383 | 8.5981 | 0.37383 | 8.5981 | 0.37383 | 8.5981 | ; | MobileHm (double wd) Living (other) | Motors | all | all | - | 1 | 1 | DEER08 RES Lvg Oth CW Wd | 0.37383 | 8.5981 |  |  |  |  | - n/a - | - n/a - | 0.37383 | 8.5981 |  | MobileHm (double wd) Living (other) Motors all | 3701 | 0.37383 | 8.5981 | 0.37383 | 8.5981
26013 | 11 | -99 | 6 | -99 | 3708 | -1 | 0.37383 | 8.5981 | 0.37383 | 8.5981 | 0.37383 | 8.5981 | 0.37383 | 8.5981 | ; | MobileHm (double wd) Living (other) | Proc | all | Sat | - | 1 | 1 | DEER08 RES Lvg Oth CD WeH | 0.37383 | 8.5981 |  |  |  |  | - n/a - | - n/a - | 0.37383 | 8.5981 |  | MobileHm (double wd) Living (other) Proc Sat | 3708 | 0.37383 | 8.5981 | 0.37383 | 8.5981
26013 | 11 | -99 | 7 | -99 | 3708 | -1 | 0.37383 | 8.5981 | 0.37383 | 8.5981 | 0.37383 | 8.5981 | 0.37383 | 8.5981 | ; | MobileHm (double wd) Living (other) | Proc | all | Sun | - | 1 | 1 | DEER08 RES Lvg Oth CD WeH | 0.37383 | 8.5981 |  |  |  |  | - n/a - | - n/a - | 0.37383 | 8.5981 |  | MobileHm (double wd) Living (other) Proc Sun | 3708 | 0.37383 | 8.5981 | 0.37383 | 8.5981
26013 | 11 | -99 | 8 | -99 | 3708 | -1 | 0.37383 | 8.5981 | 0.37383 | 8.5981 | 0.37383 | 8.5981 | 0.37383 | 8.5981 | ; | MobileHm (double wd) Living (other) | Proc | all | Hol | - | 1 | 1 | DEER08 RES Lvg Oth CD WeH | 0.37383 | 8.5981 |  |  |  |  | - n/a - | - n/a - | 0.37383 | 8.5981 |  | MobileHm (double wd) Living (other) Proc Hol | 3708 | 0.37383 | 8.5981 | 0.37383 | 8.5981
26013 | 11 | -99 | 11 | -99 | 3708 | -1 | 0.37383 | 8.5981 | 0.37383 | 8.5981 | 0.37383 | 8.5981 | 0.37383 | 8.5981 | ; | MobileHm (double wd) Living (other) | Proc | all | Cls | - | 1 | 1 | DEER08 RES Lvg Oth CD WeH | 0.37383 | 8.5981 |  |  |  |  | - n/a - | - n/a - | 0.37383 | 8.5981 |  | MobileHm (double wd) Living (other) Proc Cls | 3708 | 0.37383 | 8.5981 | 0.37383 | 8.5981
26013 | 11 | -99 | -99 | -99 | 3707 | -1 | 0.37383 | 8.5981 | 0.37383 | 8.5981 | 0.37383 | 8.5981 | 0.37383 | 8.5981 | ; | MobileHm (double wd) Living (other) | Proc | all | all | - | 1 | 1 | DEER08 RES Lvg Oth CD Wd | 0.37383 | 8.5981 |  |  |  |  | - n/a - | - n/a - | 0.37383 | 8.5981 |  | MobileHm (double wd) Living (other) Proc all | 3707 | 0.37383 | 8.5981 | 0.37383 | 8.5981
26013 | 12 | -99 | 6 | -99 | 3690 | -1 | 100 | 100 | 100 | 100 | 100 | 100 | 100 | 100 | ; | MobileHm (double wd) Living (other) | SCRefr | all | all | - | 1 | 1 | DEER08 RES Lvg Oth Rfg WeH | 100 | 100 |  |  |  |  | - n/a - | - n/a - | 100 | 100 |  | MobileHm (double wd) Living (other) SCRefr all | 3690 | 100 | 100 | 100 | 100
26013 | 12 | -99 | 7 | -99 | 3690 | -1 | 100 | 100 | 100 | 100 | 100 | 100 | 100 | 100 | ; | MobileHm (double wd) Living (other) | SCRefr | all | Sat | - | 1 | 1 | DEER08 RES Lvg Oth Rfg WeH | 100 | 100 |  |  |  |  | - n/a - | - n/a - | 100 | 100 |  | MobileHm (double wd) Living (other) SCRefr Sat | 3690 | 100 | 100 | 100 | 100
26013 | 12 | -99 | 8 | -99 | 3690 | -1 | 100 | 100 | 100 | 100 | 100 | 100 | 100 | 100 | ; | MobileHm (double wd) Living (other) | SCRefr | all | Sun | - | 1 | 1 | DEER08 RES Lvg Oth Rfg WeH | 100 | 100 |  |  |  |  | - n/a - | - n/a - | 100 | 100 |  | MobileHm (double wd) Living (other) SCRefr Sun | 3690 | 100 | 100 | 100 | 100
26013 | 12 | -99 | 11 | -99 | 3690 | -1 | 100 | 100 | 100 | 100 | 100 | 100 | 100 | 100 | ; | MobileHm (double wd) Living (other) | SCRefr | all | Hol | - | 1 | 1 | DEER08 RES Lvg Oth Rfg WeH | 100 | 100 |  |  |  |  | - n/a - | - n/a - | 100 | 100 |  | MobileHm (double wd) Living (other) SCRefr Hol | 3690 | 100 | 100 | 100 | 100
26013 | 12 | -99 | -99 | -99 | 3689 | -1 | 100 | 100 | 100 | 100 | 100 | 100 | 100 | 100 | ; | MobileHm (double wd) Living (other) | SCRefr | all | Cls | - | 1 | 1 | DEER08 RES Lvg Oth Rfg Wd | 100 | 100 |  |  |  |  | - n/a - | - n/a - | 100 | 100 |  | MobileHm (double wd) Living (other) SCRefr Cls | 3689 | 100 | 100 | 100 | 100
26021 | 1 | -99 | 6 | -99 | 3676 | -1 | 1.4459 | 10.3114 | 1.4459 | 10.3114 | 1.4459 | 10.3114 | 1.4459 | 10.3114 | ; | MobileHm (double wd) Bedrms (Winter) | ILit | all | Sat | - | 1 | 1 | DEER08 RES Bed Win Lt WeH | 1.4459 | 10.3114 |  |  |  |  | 1.3401 | 9.4379 | 1.3401 | 9.4379 |  | MobileHm (double wd) Bedrms (Winter) ILit Sat | 3676 | 1.4459 | 10.3114 | 1.4459 | 10.3114
26021 | 1 | -99 | 7 | -99 | 3676 | -1 | 1.4459 | 10.3114 | 1.4459 | 10.3114 | 1.4459 | 10.3114 | 1.4459 | 10.3114 | ; | MobileHm (double wd) Bedrms (Winter) | ILit | all | Sun | - | 1 | 1 | DEER08 RES Bed Win Lt WeH | 1.4459 | 10.3114 |  |  |  |  | 1.3401 | 9.4379 | 1.3401 | 9.4379 |  | MobileHm (double wd) Bedrms (Winter) ILit Sun | 3676 | 1.4459 | 10.3114 | 1.4459 | 10.3114
26021 | 1 | -99 | 8 | -99 | 3676 | -1 | 1.4459 | 10.3114 | 1.4459 | 10.3114 | 1.4459 | 10.3114 | 1.4459 | 10.3114 | ; | MobileHm (double wd) Bedrms (Winter) | ILit | all | Hol | - | 1 | 1 | DEER08 RES Bed Win Lt WeH | 1.4459 | 10.3114 |  |  |  |  | 1.3401 | 9.4379 | 1.3401 | 9.4379 |  | MobileHm (double wd) Bedrms (Winter) ILit Hol | 3676 | 1.4459 | 10.3114 | 1.4459 | 10.3114
26021 | 1 | -99 | 11 | -99 | 3676 | -1 | 1.4459 | 10.3114 | 1.4459 | 10.3114 | 1.4459 | 10.3114 | 1.4459 | 10.3114 | ; | MobileHm (double wd) Bedrms (Winter) | ILit | all | Cls | - | 1 | 1 | DEER08 RES Bed Win Lt WeH | 1.4459 | 10.3114 |  |  |  |  | 1.3401 | 9.4379 | 1.3401 | 9.4379 |  | MobileHm (double wd) Bedrms (Winter) ILit Cls | 3676 | 1.4459 | 10.3114 | 1.4459 | 10.3114
26021 | 1 | -99 | -99 | -99 | 3675 | -1 | 1.5661 | 10.3243 | 1.5661 | 10.3243 | 1.5661 | 10.3243 | 1.5661 | 10.3243 | ; | MobileHm (double wd) Bedrms (Winter) | ILit | all | all | - | 1 | 1 | DEER08 RES Bed Win Lt Wd | 1.5661 | 10.3243 |  |  |  |  | 1.6008 | 10.513 | 1.6008 | 10.513 |  | MobileHm (double wd) Bedrms (Winter) ILit all | 3675 | 1.5661 | 10.3243 | 1.5661 | 10.3243
26021 | 3 | -99 | 6 | -99 | 3718 | -1 | 3.2 | 6.2 | 3.2 | 6.2 | 3.2 | 6.2 | 3.2 | 6.2 | ; | MobileHm (double wd) Bedrms (Winter) | OffEq | all | Sat | - | 1 | 1 | DEER08 RES Lvg Win Eq WeH | 3.2 | 6.2 |  |  |  |  | - n/a - | - n/a - | 3.2 | 6.2 |  | MobileHm (double wd) Bedrms (Winter) OffEq Sat | 3718 | 3.2 | 6.2 | 3.2 | 6.2
26021 | 3 | -99 | 7 | -99 | 3718 | -1 | 3.2 | 6.2 | 3.2 | 6.2 | 3.2 | 6.2 | 3.2 | 6.2 | ; | MobileHm (double wd) Bedrms (Winter) | OffEq | all | Sun | - | 1 | 1 | DEER08 RES Lvg Win Eq WeH | 3.2 | 6.2 |  |  |  |  | - n/a - | - n/a - | 3.2 | 6.2 |  | MobileHm (double wd) Bedrms (Winter) OffEq Sun | 3718 | 3.2 | 6.2 | 3.2 | 6.2
26021 | 3 | -99 | 8 | -99 | 3718 | -1 | 3.2 | 6.2 | 3.2 | 6.2 | 3.2 | 6.2 | 3.2 | 6.2 | ; | MobileHm (double wd) Bedrms (Winter) | OffEq | all | Hol | - | 1 | 1 | DEER08 RES Lvg Win Eq WeH | 3.2 | 6.2 |  |  |  |  | - n/a - | - n/a - | 3.2 | 6.2 |  | MobileHm (double wd) Bedrms (Winter) OffEq Hol | 3718 | 3.2 | 6.2 | 3.2 | 6.2
26021 | 3 | -99 | 11 | -99 | 3718 | -1 | 3.2 | 6.2 | 3.2 | 6.2 | 3.2 | 6.2 | 3.2 | 6.2 | ; | MobileHm (double wd) Bedrms (Winter) | OffEq | all | Cls | - | 1 | 1 | DEER08 RES Lvg Win Eq WeH | 3.2 | 6.2 |  |  |  |  | - n/a - | - n/a - | 3.2 | 6.2 |  | MobileHm (double wd) Bedrms (Winter) OffEq Cls | 3718 | 3.2 | 6.2 | 3.2 | 6.2
26021 | 3 | -99 | -99 | -99 | 3717 | -1 | 3.2 | 6.2 | 3.2 | 6.2 | 3.2 | 6.2 | 3.2 | 6.2 | ; | MobileHm (double wd) Bedrms (Winter) | OffEq | all | all | - | 1 | 1 | DEER08 RES Lvg Win Eq Wd | 3.2 | 6.2 |  |  |  |  | - n/a - | - n/a - | 3.2 | 6.2 |  | MobileHm (double wd) Bedrms (Winter) OffEq all | 3717 | 3.2 | 6.2 | 3.2 | 6.2
26021 | 8 | -99 | 6 | -99 | 3730 | -1 | 0 | 100 | 0 | 100 | 0 | 100 | 0 | 100 | ; | MobileHm (double wd) Bedrms (Winter) | Occup | all | Sat | - | 1 | 1 | DEER08 RES Bed Win Oc WeH | 0 | 100 |  |  |  |  | - n/a - | - n/a - | 0 | 100 |  | MobileHm (double wd) Bedrms (Winter) Occup Sat | 3730 | 0 | 100 | 0 | 100
26021 | 8 | -99 | 7 | -99 | 3730 | -1 | 0 | 100 | 0 | 100 | 0 | 100 | 0 | 100 | ; | MobileHm (double wd) Bedrms (Winter) | Occup | all | Sun | - | 1 | 1 | DEER08 RES Bed Win Oc WeH | 0 | 100 |  |  |  |  | - n/a - | - n/a - | 0 | 100 |  | MobileHm (double wd) Bedrms (Winter) Occup Sun | 3730 | 0 | 100 | 0 | 100
26021 | 8 | -99 | 8 | -99 | 3730 | -1 | 0 | 100 | 0 | 100 | 0 | 100 | 0 | 100 | ; | MobileHm (double wd) Bedrms (Winter) | Occup | all | Hol | - | 1 | 1 | DEER08 RES Bed Win Oc WeH | 0 | 100 |  |  |  |  | - n/a - | - n/a - | 0 | 100 |  | MobileHm (double wd) Bedrms (Winter) Occup Hol | 3730 | 0 | 100 | 0 | 100
26021 | 8 | -99 | 11 | -99 | 3730 | -1 | 0 | 100 | 0 | 100 | 0 | 100 | 0 | 100 | ; | MobileHm (double wd) Bedrms (Winter) | Occup | all | Cls | - | 1 | 1 | DEER08 RES Bed Win Oc WeH | 0 | 100 |  |  |  |  | - n/a - | - n/a - | 0 | 100 |  | MobileHm (double wd) Bedrms (Winter) Occup Cls | 3730 | 0 | 100 | 0 | 100
26021 | 8 | -99 | -99 | -99 | 3729 | -1 | 0 | 100 | 0 | 100 | 0 | 100 | 0 | 100 | ; | MobileHm (double wd) Bedrms (Winter) | Occup | all | all | - | 1 | 1 | DEER08 RES Bed Win Oc Wd | 0 | 100 |  |  |  |  | - n/a - | - n/a - | 0 | 100 |  | MobileHm (double wd) Bedrms (Winter) Occup all | 3729 | 0 | 100 | 0 | 100
26022 | 1 | -99 | 6 | -99 | 3680 | -1 | 1.232 | 8.637 | 1.232 | 8.637 | 1.232 | 8.637 | 1.232 | 8.637 | ; | MobileHm (double wd) Bedrms (Spr-Sum) | ILit | all | Sat | - | 1 | 1 | DEER08 RES Bed Sum Lt WeH | 1.232 | 8.637 |  |  |  |  | 1.2248 | 8.5986 | 1.2248 | 8.5986 |  | MobileHm (double wd) Bedrms (Spr-Sum) ILit Sat | 3680 | 1.232 | 8.637 | 1.232 | 8.637
26022 | 1 | -99 | 7 | -99 | 3680 | -1 | 1.232 | 8.637 | 1.232 | 8.637 | 1.232 | 8.637 | 1.232 | 8.637 | ; | MobileHm (double wd) Bedrms (Spr-Sum) | ILit | all | Sun | - | 1 | 1 | DEER08 RES Bed Sum Lt WeH | 1.232 | 8.637 |  |  |  |  | 1.2248 | 8.5986 | 1.2248 | 8.5986 |  | MobileHm (double wd) Bedrms (Spr-Sum) ILit Sun | 3680 | 1.232 | 8.637 | 1.232 | 8.637
26022 | 1 | -99 | 8 | -99 | 3680 | -1 | 1.232 | 8.637 | 1.232 | 8.637 | 1.232 | 8.637 | 1.232 | 8.637 | ; | MobileHm (double wd) Bedrms (Spr-Sum) | ILit | all | Hol | - | 1 | 1 | DEER08 RES Bed Sum Lt WeH | 1.232 | 8.637 |  |  |  |  | 1.2248 | 8.5986 | 1.2248 | 8.5986 |  | MobileHm (double wd) Bedrms (Spr-Sum) ILit Hol | 3680 | 1.232 | 8.637 | 1.232 | 8.637
26022 | 1 | -99 | 11 | -99 | 3680 | -1 | 1.232 | 8.637 | 1.232 | 8.637 | 1.232 | 8.637 | 1.232 | 8.637 | ; | MobileHm (double wd) Bedrms (Spr-Sum) | ILit | all | Cls | - | 1 | 1 | DEER08 RES Bed Sum Lt WeH | 1.232 | 8.637 |  |  |  |  | 1.2248 | 8.5986 | 1.2248 | 8.5986 |  | MobileHm (double wd) Bedrms (Spr-Sum) ILit Cls | 3680 | 1.232 | 8.637 | 1.232 | 8.637
26022 | 1 | -99 | -99 | -99 | 3679 | -1 | 1.2067 | 8.2385 | 1.2067 | 8.2385 | 1.2067 | 8.2385 | 1.2067 | 8.2385 | ; | MobileHm (double wd) Bedrms (Spr-Sum) | ILit | all | all | - | 1 | 1 | DEER08 RES Bed Sum Lt Wd | 1.2067 | 8.2385 |  |  |  |  | 1.3216 | 9.7529 | 1.3216 | 9.7529 |  | MobileHm (double wd) Bedrms (Spr-Sum) ILit all | 3679 | 1.2067 | 8.2385 | 1.2067 | 8.2385
26022 | 3 | -99 | 6 | -99 | 3722 | -1 | 3.2 | 6.2 | 3.2 | 6.2 | 3.2 | 6.2 | 3.2 | 6.2 | ; | MobileHm (double wd) Bedrms (Spr-Sum) | OffEq | all | Sat | - | 1 | 1 | DEER08 RES Lvg Sum Eq WeH | 3.2 | 6.2 |  |  |  |  | - n/a - | - n/a - | 3.2 | 6.2 |  | MobileHm (double wd) Bedrms (Spr-Sum) OffEq Sat | 3722 | 3.2 | 6.2 | 3.2 | 6.2
26022 | 3 | -99 | 7 | -99 | 3722 | -1 | 3.2 | 6.2 | 3.2 | 6.2 | 3.2 | 6.2 | 3.2 | 6.2 | ; | MobileHm (double wd) Bedrms (Spr-Sum) | OffEq | all | Sun | - | 1 | 1 | DEER08 RES Lvg Sum Eq WeH | 3.2 | 6.2 |  |  |  |  | - n/a - | - n/a - | 3.2 | 6.2 |  | MobileHm (double wd) Bedrms (Spr-Sum) OffEq Sun | 3722 | 3.2 | 6.2 | 3.2 | 6.2
26022 | 3 | -99 | 8 | -99 | 3722 | -1 | 3.2 | 6.2 | 3.2 | 6.2 | 3.2 | 6.2 | 3.2 | 6.2 | ; | MobileHm (double wd) Bedrms (Spr-Sum) | OffEq | all | Hol | - | 1 | 1 | DEER08 RES Lvg Sum Eq WeH | 3.2 | 6.2 |  |  |  |  | - n/a - | - n/a - | 3.2 | 6.2 |  | MobileHm (double wd) Bedrms (Spr-Sum) OffEq Hol | 3722 | 3.2 | 6.2 | 3.2 | 6.2
26022 | 3 | -99 | 11 | -99 | 3722 | -1 | 3.2 | 6.2 | 3.2 | 6.2 | 3.2 | 6.2 | 3.2 | 6.2 | ; | MobileHm (double wd) Bedrms (Spr-Sum) | OffEq | all | Cls | - | 1 | 1 | DEER08 RES Lvg Sum Eq WeH | 3.2 | 6.2 |  |  |  |  | - n/a - | - n/a - | 3.2 | 6.2 |  | MobileHm (double wd) Bedrms (Spr-Sum) OffEq Cls | 3722 | 3.2 | 6.2 | 3.2 | 6.2
26022 | 3 | -99 | -99 | -99 | 3721 | -1 | 3.2 | 6.2 | 3.2 | 6.2 | 3.2 | 6.2 | 3.2 | 6.2 | ; | MobileHm (double wd) Bedrms (Spr-Sum) | OffEq | all | all | - | 1 | 1 | DEER08 RES Lvg Sum Eq Wd | 3.2 | 6.2 |  |  |  |  | - n/a - | - n/a - | 3.2 | 6.2 |  | MobileHm (double wd) Bedrms (Spr-Sum) OffEq all | 3721 | 3.2 | 6.2 | 3.2 | 6.2
26022 | 8 | -99 | 6 | -99 | 3734 | -1 | 0 | 100 | 0 | 100 | 0 | 100 | 0 | 100 | ; | MobileHm (double wd) Bedrms (Spr-Sum) | Occup | all | Sat | - | 1 | 1 | DEER08 RES Bed Sum Oc WeH | 0 | 100 |  |  |  |  | - n/a - | - n/a - | 0 | 100 |  | MobileHm (double wd) Bedrms (Spr-Sum) Occup Sat | 3734 | 0 | 100 | 0 | 100
26022 | 8 | -99 | 7 | -99 | 3734 | -1 | 0 | 100 | 0 | 100 | 0 | 100 | 0 | 100 | ; | MobileHm (double wd) Bedrms (Spr-Sum) | Occup | all | Sun | - | 1 | 1 | DEER08 RES Bed Sum Oc WeH | 0 | 100 |  |  |  |  | - n/a - | - n/a - | 0 | 100 |  | MobileHm (double wd) Bedrms (Spr-Sum) Occup Sun | 3734 | 0 | 100 | 0 | 100
26022 | 8 | -99 | 8 | -99 | 3734 | -1 | 0 | 100 | 0 | 100 | 0 | 100 | 0 | 100 | ; | MobileHm (double wd) Bedrms (Spr-Sum) | Occup | all | Hol | - | 1 | 1 | DEER08 RES Bed Sum Oc WeH | 0 | 100 |  |  |  |  | - n/a - | - n/a - | 0 | 100 |  | MobileHm (double wd) Bedrms (Spr-Sum) Occup Hol | 3734 | 0 | 100 | 0 | 100
26022 | 8 | -99 | 11 | -99 | 3734 | -1 | 0 | 100 | 0 | 100 | 0 | 100 | 0 | 100 | ; | MobileHm (double wd) Bedrms (Spr-Sum) | Occup | all | Cls | - | 1 | 1 | DEER08 RES Bed Sum Oc WeH | 0 | 100 |  |  |  |  | - n/a - | - n/a - | 0 | 100 |  | MobileHm (double wd) Bedrms (Spr-Sum) Occup Cls | 3734 | 0 | 100 | 0 | 100
26022 | 8 | -99 | -99 | -99 | 3733 | -1 | 0 | 100 | 0 | 100 | 0 | 100 | 0 | 100 | ; | MobileHm (double wd) Bedrms (Spr-Sum) | Occup | all | all | - | 1 | 1 | DEER08 RES Bed Sum Oc Wd | 0 | 100 |  |  |  |  | - n/a - | - n/a - | 0 | 100 |  | MobileHm (double wd) Bedrms (Spr-Sum) Occup all | 3733 | 0 | 100 | 0 | 100
26023 | 1 | -99 | 6 | -99 | 3678 | -1 | 1.3703 | 9.8576 | 1.3703 | 9.8576 | 1.3703 | 9.8576 | 1.3703 | 9.8576 | ; | MobileHm (double wd) Bedrms (other) | ILit | all | Sat | - | 1 | 1 | DEER08 RES Bed Oth Lt WeH | 1.3703 | 9.8576 |  |  |  |  | 1.4923 | 10.4019 | 1.4923 | 10.4019 |  | MobileHm (double wd) Bedrms (other) ILit Sat | 3678 | 1.3703 | 9.8576 | 1.3703 | 9.8576
26023 | 1 | -99 | 7 | -99 | 3678 | -1 | 1.3703 | 9.8576 | 1.3703 | 9.8576 | 1.3703 | 9.8576 | 1.3703 | 9.8576 | ; | MobileHm (double wd) Bedrms (other) | ILit | all | Sun | - | 1 | 1 | DEER08 RES Bed Oth Lt WeH | 1.3703 | 9.8576 |  |  |  |  | 1.4923 | 10.4019 | 1.4923 | 10.4019 |  | MobileHm (double wd) Bedrms (other) ILit Sun | 3678 | 1.3703 | 9.8576 | 1.3703 | 9.8576
26023 | 1 | -99 | 8 | -99 | 3678 | -1 | 1.3703 | 9.8576 | 1.3703 | 9.8576 | 1.3703 | 9.8576 | 1.3703 | 9.8576 | ; | MobileHm (double wd) Bedrms (other) | ILit | all | Hol | - | 1 | 1 | DEER08 RES Bed Oth Lt WeH | 1.3703 | 9.8576 |  |  |  |  | 1.4923 | 10.4019 | 1.4923 | 10.4019 |  | MobileHm (double wd) Bedrms (other) ILit Hol | 3678 | 1.3703 | 9.8576 | 1.3703 | 9.8576
26023 | 1 | -99 | 11 | -99 | 3678 | -1 | 1.3703 | 9.8576 | 1.3703 | 9.8576 | 1.3703 | 9.8576 | 1.3703 | 9.8576 | ; | MobileHm (double wd) Bedrms (other) | ILit | all | Cls | - | 1 | 1 | DEER08 RES Bed Oth Lt WeH | 1.3703 | 9.8576 |  |  |  |  | 1.4923 | 10.4019 | 1.4923 | 10.4019 |  | MobileHm (double wd) Bedrms (other) ILit Cls | 3678 | 1.3703 | 9.8576 | 1.3703 | 9.8576
26023 | 1 | -99 | -99 | -99 | 3677 | -1 | 1.3864 | 9.5463 | 1.3864 | 9.5463 | 1.3864 | 9.5463 | 1.3864 | 9.5463 | ; | MobileHm (double wd) Bedrms (other) | ILit | all | all | - | 1 | 1 | DEER08 RES Bed Oth Lt Wd | 1.3864 | 9.5463 |  |  |  |  | 1.2285 | 8.2188 | 1.2285 | 8.2188 |  | MobileHm (double wd) Bedrms (other) ILit all | 3677 | 1.3864 | 9.5463 | 1.3864 | 9.5463
26023 | 3 | -99 | 6 | -99 | 3720 | -1 | 3.2 | 6.2 | 3.2 | 6.2 | 3.2 | 6.2 | 3.2 | 6.2 | ; | MobileHm (double wd) Bedrms (other) | OffEq | all | Sat | - | 1 | 1 | DEER08 RES Lvg Oth Eq WeH | 3.2 | 6.2 |  |  |  |  | - n/a - | - n/a - | 3.2 | 6.2 |  | MobileHm (double wd) Bedrms (other) OffEq Sat | 3720 | 3.2 | 6.2 | 3.2 | 6.2
26023 | 3 | -99 | 7 | -99 | 3720 | -1 | 3.2 | 6.2 | 3.2 | 6.2 | 3.2 | 6.2 | 3.2 | 6.2 | ; | MobileHm (double wd) Bedrms (other) | OffEq | all | Sun | - | 1 | 1 | DEER08 RES Lvg Oth Eq WeH | 3.2 | 6.2 |  |  |  |  | - n/a - | - n/a - | 3.2 | 6.2 |  | MobileHm (double wd) Bedrms (other) OffEq Sun | 3720 | 3.2 | 6.2 | 3.2 | 6.2
26023 | 3 | -99 | 8 | -99 | 3720 | -1 | 3.2 | 6.2 | 3.2 | 6.2 | 3.2 | 6.2 | 3.2 | 6.2 | ; | MobileHm (double wd) Bedrms (other) | OffEq | all | Hol | - | 1 | 1 | DEER08 RES Lvg Oth Eq WeH | 3.2 | 6.2 |  |  |  |  | - n/a - | - n/a - | 3.2 | 6.2 |  | MobileHm (double wd) Bedrms (other) OffEq Hol | 3720 | 3.2 | 6.2 | 3.2 | 6.2
26023 | 3 | -99 | 11 | -99 | 3720 | -1 | 3.2 | 6.2 | 3.2 | 6.2 | 3.2 | 6.2 | 3.2 | 6.2 | ; | MobileHm (double wd) Bedrms (other) | OffEq | all | Cls | - | 1 | 1 | DEER08 RES Lvg Oth Eq WeH | 3.2 | 6.2 |  |  |  |  | - n/a - | - n/a - | 3.2 | 6.2 |  | MobileHm (double wd) Bedrms (other) OffEq Cls | 3720 | 3.2 | 6.2 | 3.2 | 6.2
26023 | 3 | -99 | -99 | -99 | 3719 | -1 | 3.2 | 6.2 | 3.2 | 6.2 | 3.2 | 6.2 | 3.2 | 6.2 | ; | MobileHm (double wd) Bedrms (other) | OffEq | all | all | - | 1 | 1 | DEER08 RES Lvg Oth Eq Wd | 3.2 | 6.2 |  |  |  |  | - n/a - | - n/a - | 3.2 | 6.2 |  | MobileHm (double wd) Bedrms (other) OffEq all | 3719 | 3.2 | 6.2 | 3.2 | 6.2
26023 | 8 | -99 | 6 | -99 | 3732 | -1 | 0 | 100 | 0 | 100 | 0 | 100 | 0 | 100 | ; | MobileHm (double wd) Bedrms (other) | Occup | all | Sat | - | 1 | 1 | DEER08 RES Bed Oth Oc WeH | 0 | 100 |  |  |  |  | - n/a - | - n/a - | 0 | 100 |  | MobileHm (double wd) Bedrms (other) Occup Sat | 3732 | 0 | 100 | 0 | 100
26023 | 8 | -99 | 7 | -99 | 3732 | -1 | 0 | 100 | 0 | 100 | 0 | 100 | 0 | 100 | ; | MobileHm (double wd) Bedrms (other) | Occup | all | Sun | - | 1 | 1 | DEER08 RES Bed Oth Oc WeH | 0 | 100 |  |  |  |  | - n/a - | - n/a - | 0 | 100 |  | MobileHm (double wd) Bedrms (other) Occup Sun | 3732 | 0 | 100 | 0 | 100
26023 | 8 | -99 | 8 | -99 | 3732 | -1 | 0 | 100 | 0 | 100 | 0 | 100 | 0 | 100 | ; | MobileHm (double wd) Bedrms (other) | Occup | all | Hol | - | 1 | 1 | DEER08 RES Bed Oth Oc WeH | 0 | 100 |  |  |  |  | - n/a - | - n/a - | 0 | 100 |  | MobileHm (double wd) Bedrms (other) Occup Hol | 3732 | 0 | 100 | 0 | 100
26023 | 8 | -99 | 11 | -99 | 3732 | -1 | 0 | 100 | 0 | 100 | 0 | 100 | 0 | 100 | ; | MobileHm (double wd) Bedrms (other) | Occup | all | Cls | - | 1 | 1 | DEER08 RES Bed Oth Oc WeH | 0 | 100 |  |  |  |  | - n/a - | - n/a - | 0 | 100 |  | MobileHm (double wd) Bedrms (other) Occup Cls | 3732 | 0 | 100 | 0 | 100
26023 | 8 | -99 | -99 | -99 | 3731 | -1 | 0 | 100 | 0 | 100 | 0 | 100 | 0 | 100 | ; | MobileHm (double wd) Bedrms (other) | Occup | all | all | - | 1 | 1 | DEER08 RES Bed Oth Oc Wd | 0 | 100 |  |  |  |  | - n/a - | - n/a - | 0 | 100 |  | MobileHm (double wd) Bedrms (other) Occup all | 3731 | 0 | 100 | 0 | 100
;
;
; | TEMPORARY (catch all) - REMOVE ONCE TABLE COMPLETED
;
; -99 | 8 | -99 | 6 | -99 | 3344 | -1 | 0 | 30 | 0 | 30 | 0 | 30 | 0 | 30 | ; | #N/A | Occup |  | Sat | - | 1 | 1 | DEER OFL All Yr Oc Sa | 0 | 30 | [6 empty] | 0 | 30
; -99 | 8 | -99 | 7 | -99 | 1 | -1 | 0 | 0 | 0 | 0 | 0 | 0 | 0 | 0 | ; | #N/A | Occup |  | Sun | - | 1 | 1 | Always Off | 0 | 0 | [6 empty] | 0 | 0
; -99 | 8 | -99 | 8 | -99 | 1 | -1 | 0 | 0 | 0 | 0 | 0 | 0 | 0 | 0 | ; | #N/A | Occup |  | Hol | - | 1 | 1 | Always Off | 0 | 0 | [6 empty] | 0 | 0
; -99 | 8 | -99 | 11 | -99 | 1 | -1 | 0 | 0 | 0 | 0 | 0 | 0 | 0 | 0 | ; | #N/A | Occup |  | Cls | - | 1 | 1 | Always Off | 0 | 0 | [6 empty] | 0 | 0
; -99 | 8 | -99 | -99 | -99 | 3345 | -1 | 5 | 95 | 5 | 95 | 5 | 95 | 5 | 95 | ; | #N/A | Occup |  | all | - | 1 | 1 | DEER OFL All Yr Lt Wd | 5 | 95 | [6 empty] | 5 | 95
; -99 | 1 | -99 | 6 | -99 | 3346 | -1 | 5 | 47.5 | 5 | 47.5 | 5 | 47.5 | 5 | 47.5 | ; | #N/A | ILit |  | Sat | - | 1 | 1 | DEER OFL All Yr Lt Sa | 5 | 47.5 | [6 empty] | 5 | 47.5
; -99 | 1 | -99 | 7 | -99 | 2 | -1 | 5 | 5 | 5 | 5 | 5 | 5 | 5 | 5 | ; | #N/A | ILit |  | Sun | - | 0.05 | 0.05 | Always On | 100 | 100 | [6 empty] | 100 | 100
; -99 | 1 | -99 | 8 | -99 | 2 | -1 | 5 | 5 | 5 | 5 | 5 | 5 | 5 | 5 | ; | #N/A | ILit |  | Hol | - | 0.05 | 0.05 | Always On | 100 | 100 | [6 empty] | 100 | 100
; -99 | 1 | -99 | 11 | -99 | 2 | -1 | 5 | 5 | 5 | 5 | 5 | 5 | 5 | 5 | ; | #N/A | ILit |  | Cls | - | 0.05 | 0.05 | Always On | 100 | 100 | [6 empty] | 100 | 100
; -99 | 1 | -99 | -99 | -99 | 3345 | -1 | 5 | 95 | 5 | 95 | 5 | 95 | 5 | 95 | ; | #N/A | ILit |  | all | - | 1 | 1 | DEER OFL All Yr Lt Wd | 5 | 95 | [6 empty] | 5 | 95
; -99 | 6 | -99 | 6 | -99 | 3348 | -1 | 30 | 47.5 | 30 | 47.5 | 30 | 47.5 | 30 | 47.5 | ; | #N/A | Misc |  | Sat | - | 1 | 1 | DEER OFL All Yr Eq Sa | 30 | 47.5 | [6 empty] | 30 | 47.5
; -99 | 6 | -99 | 7 | -99 | 2 | -1 | 5 | 5 | 5 | 5 | 5 | 5 | 5 | 5 | ; | #N/A | Misc |  | Sun | - | 0.05 | 0.05 | Always On | 100 | 100 | [6 empty] | 100 | 100
; -99 | 6 | -99 | 8 | -99 | 2 | -1 | 5 | 5 | 5 | 5 | 5 | 5 | 5 | 5 | ; | #N/A | Misc |  | Hol | - | 0.05 | 0.05 | Always On | 100 | 100 | [6 empty] | 100 | 100
; -99 | 6 | -99 | 11 | -99 | 2 | -1 | 5 | 5 | 5 | 5 | 5 | 5 | 5 | 5 | ; | #N/A | Misc |  | Cls | - | 0.05 | 0.05 | Always On | 100 | 100 | [6 empty] | 100 | 100
; -99 | 6 | -99 | -99 | -99 | 3347 | -1 | 30 | 95 | 30 | 95 | 30 | 95 | 30 | 95 | ; | #N/A | Misc |  | all | - | 1 | 1 | DEER OFL All Yr Eq Wd | 30 | 95 | [6 empty] | 30 | 95
; -99 | 4 | -99 | 6 | -99 | 3372 | -1 | 0 | 55 | 0 | 55 | 0 | 55 | 0 | 55 | ; | #N/A | Cook |  | Sat | - | 1 | 1 | DEER RSD Kit Yr Ck WeH | 0 | 55 | [6 empty] | 0 | 55
; -99 | 4 | -99 | 7 | -99 | 3372 | -1 | 0 | 55 | 0 | 55 | 0 | 55 | 0 | 55 | ; | #N/A | Cook |  | Sun | - | 1 | 1 | DEER RSD Kit Yr Ck WeH | 0 | 55 | [6 empty] | 0 | 55
; -99 | 4 | -99 | 8 | -99 | 3372 | -1 | 0 | 55 | 0 | 55 | 0 | 55 | 0 | 55 | ; | #N/A | Cook |  | Hol | - | 1 | 1 | DEER RSD Kit Yr Ck WeH | 0 | 55 | [6 empty] | 0 | 55
; -99 | 4 | -99 | 11 | -99 | 3372 | -1 | 0 | 55 | 0 | 55 | 0 | 55 | 0 | 55 | ; | #N/A | Cook |  | Cls | - | 1 | 1 | DEER RSD Kit Yr Ck WeH | 0 | 55 | [6 empty] | 0 | 55
; -99 | 4 | -99 | -99 | -99 | 3371 | -1 | 0 | 55 | 0 | 55 | 0 | 55 | 0 | 55 | ; | #N/A | Cook |  | all | - | 1 | 1 | DEER RSD Kit Yr Ck Wd | 0 | 55 | [6 empty] | 0 | 55
;
;
; No Match Found -> return Always Off profile
-99 | -99 | -99 | -99 | -99 | 1 | -1 | 0 | 0 | 0 | 0 | 0 | 0 | 0 | 0 | ; | all | all |  | all | - | 1 | 1 | Always Off | 0 | 0 | [6 empty] | 0 | 0
Note on C23: KJM 11/27/07: Added to facilitate assigning differenct lighting profiles to LTG-WATT/AREA[1-5]
Note on E23: SAC 1/20/06: Added to facilitate SPC-Engage measure analysis
Note on G23: SAC 2/21/05: Minimum value the Profile Min can have AFTER applying building type, enduse & vintage-specific multipliers (final minimum MAY be higher than this value)
Note on U23: SAC 1/20/06: Added to facilitate SPC-Engage measure analysis
Note on H24: SAC 2/16/05: Profile Min BEFORE applying building type, enduse & vintage-specific multipliers
Note on I24: SAC 2/16/05: Profile Max BEFORE applying building type, enduse & vintage-specific multipliers
Note on J24: SAC 2/16/05: Profile Min BEFORE applying building type, enduse & vintage-specific multipliers
Note on K24: SAC 2/16/05: Profile Max BEFORE applying building type, enduse & vintage-specific multipliers
Note on L24: SAC 2/16/05: Profile Min BEFORE applying building type, enduse & vintage-specific multipliers
Note on M24: SAC 2/16/05: Profile Max BEFORE applying building type, enduse & vintage-specific multipliers
Note on N24: SAC 2/16/05: Profile Min BEFORE applying building type, enduse & vintage-specific multipliers
Note on O24: SAC 2/16/05: Profile Max BEFORE applying building type, enduse & vintage-specific multipliers
Note on C1886: SAC 12/29/08: Found and fixed well after initial implementation of prim/sec ltg profiles. This value WAS -99 which caused all PRIM WD lg off ltg profiles to get assigned the SEC WD ltg profile

## HP_DEERBldgHours-2005
; eQUEST DEER Wizard Look-up Table - DEER & eQ Wizard Building Type -> Building Operating Hours (based on DEER schedules)
;
; | 2/21/05 | SAC | Created table from default wizard version
;
; DEER | DEER
; Bldg | Sec B;dg | Season |  | Is | Open | Close | Profile Shift |  |  |  | DEER Secondary | Season |  |  | Open or | Building
; Type | Type | Type | Day | Open | Time | Time | Start | End |  | DEER Building Type | Building Type | Type | Day |  | Closed | Open | Close | 1 | 2 | 3 | 4 | 5 | 6 | 7 | 8 | 9 | 10 | 11 | 12 | 13 | 14 | 15 | 16 | 17 | 18 | 19 | 20 | 21 | 22 | 23 | 24
1 | -99 | 10000 | -99 | 0 | 10 | 23 | 0 | 0 | ; | Assembly | all | Closed | all | Assembly-Closed-all | Closed | 10 | 23 | bar: 1 to 24
1 | -99 | -99 | 6 | 1 | 10 | 23 | 0 | 0 | ; | Assembly | all | all | Sat | Assembly-all-Sat | Open | 10 | 23 | 0 | 0 | 0 | 0 | 0 | 0 | 0 | 0 | 0 | 0 | 1 | 1 | 1 | 1 | 1 | 1 | 1 | 1 | 1 | 1 | 1 | 1 | 1 | 0
1 | -99 | -99 | 7 | 1 | 10 | 23 | 0 | 0 | ; | Assembly | all | all | Sun | Assembly-all-Sun | Open | 10 | 23 | 0 | 0 | 0 | 0 | 0 | 0 | 0 | 0 | 0 | 0 | 1 | 1 | 1 | 1 | 1 | 1 | 1 | 1 | 1 | 1 | 1 | 1 | 1 | 0
1 | -99 | -99 | 8 | 1 | 10 | 23 | 0 | 0 | ; | Assembly | all | all | Hol | Assembly-all-Hol | Open | 10 | 23 | 0 | 0 | 0 | 0 | 0 | 0 | 0 | 0 | 0 | 0 | 1 | 1 | 1 | 1 | 1 | 1 | 1 | 1 | 1 | 1 | 1 | 1 | 1 | 0
1 | -99 | -99 | -99 | 1 | 10 | 23 | 0 | 0 | ; | Assembly | all | all | all | Assembly-all-all | Open | 10 | 23 | 0 | 0 | 0 | 0 | 0 | 0 | 0 | 0 | 0 | 0 | 1 | 1 | 1 | 1 | 1 | 1 | 1 | 1 | 1 | 1 | 1 | 1 | 1 | 0
; | [13 empty] | ---
2 | -99 | 10000 | -99 | 0 | 9 | 15 | 0 | 0 | ; | Education - Primary School | all | Closed | all | Education - Primary School-Closed-all | Closed | 9 | 15 | bar: 1 to 24
2 | -99 | 10000 | -99 | 0 | 9 | 15 | 0 | 0 | ; | Education - Primary School | all | SchBreak | all | Education - Primary School-SchBreak-all | Closed | 9 | 15 | bar: 1 to 24
2 | -99 | -99 | 6 | 1 | 9 | 15 | 0 | 0 | ; | Education - Primary School | all | all | Sat | Education - Primary School-all-Sat | Open | 9 | 15 | 0 | 0 | 0 | 0 | 0 | 0 | 0 | 0 | 0 | 1 | 1 | 1 | 1 | 1 | 1 | 0 | 0 | 0 | 0 | 0 | 0 | 0 | 0 | 0
2 | -99 | -99 | 7 | 0 | 9 | 15 | 0 | 0 | ; | Education - Primary School | all | all | Sun | Education - Primary School-all-Sun | Closed | 9 | 15 | bar: 1 to 24
2 | -99 | -99 | 8 | 0 | 9 | 15 | 0 | 0 | ; | Education - Primary School | all | all | Hol | Education - Primary School-all-Hol | Closed | 9 | 15 | bar: 1 to 24
2 | -99 | -99 | -99 | 1 | 9 | 16 | 0 | 0 | ; | Education - Primary School | all | all | all | Education - Primary School-all-all | Open | 9 | 16 | 0 | 0 | 0 | 0 | 0 | 0 | 0 | 0 | 0 | 1 | 1 | 1 | 1 | 1 | 1 | 1 | 0 | 0 | 0 | 0 | 0 | 0 | 0 | 0
; | [13 empty] | ---
3 | -99 | 10000 | -99 | 0 | 9 | 15 | 0 | 0 | ; | Education - Secondary School | all | Closed | all | Education - Secondary School-Closed-all | Closed | 9 | 15 | bar: 1 to 24
3 | -99 | 10000 | -99 | 0 | 9 | 15 | 0 | 0 | ; | Education - Secondary School | all | SchBreak | all | Education - Secondary School-SchBreak-all | Closed | 9 | 15 | bar: 1 to 24
3 | -99 | -99 | 6 | 1 | 9 | 15 | 0 | 0 | ; | Education - Secondary School | all | all | Sat | Education - Secondary School-all-Sat | Open | 9 | 15 | 0 | 0 | 0 | 0 | 0 | 0 | 0 | 0 | 0 | 1 | 1 | 1 | 1 | 1 | 1 | 0 | 0 | 0 | 0 | 0 | 0 | 0 | 0 | 0
3 | -99 | -99 | 7 | 0 | 9 | 15 | 0 | 0 | ; | Education - Secondary School | all | all | Sun | Education - Secondary School-all-Sun | Closed | 9 | 15 | bar: 1 to 24
3 | -99 | -99 | 8 | 0 | 9 | 15 | 0 | 0 | ; | Education - Secondary School | all | all | Hol | Education - Secondary School-all-Hol | Closed | 9 | 15 | bar: 1 to 24
3 | -99 | -99 | -99 | 1 | 9 | 16 | 0 | 0 | ; | Education - Secondary School | all | all | all | Education - Secondary School-all-all | Open | 9 | 16 | 0 | 0 | 0 | 0 | 0 | 0 | 0 | 0 | 0 | 1 | 1 | 1 | 1 | 1 | 1 | 1 | 0 | 0 | 0 | 0 | 0 | 0 | 0 | 0
; | [13 empty] | ---
27 | -99 | 10000 | -99 | 0 | 9 | 15 | 0 | 0 | ; | Education - Relocatable Classroom | all | Closed | all | Education - Relocatable Classroom-Closed-all | Closed | 9 | 15 | [24 empty] | SAC 5/17/05 - added relocatable classroom building type | bar: 1 to 24
27 | -99 | 10000 | -99 | 0 | 9 | 15 | 0 | 0 | ; | Education - Relocatable Classroom | all | SchBreak | all | Education - Relocatable Classroom-SchBreak-all | Closed | 9 | 15 | bar: 1 to 24
27 | -99 | -99 | 6 | 1 | 9 | 15 | 0 | 0 | ; | Education - Relocatable Classroom | all | all | Sat | Education - Relocatable Classroom-all-Sat | Open | 9 | 15 | 0 | 0 | 0 | 0 | 0 | 0 | 0 | 0 | 0 | 1 | 1 | 1 | 1 | 1 | 1 | 0 | 0 | 0 | 0 | 0 | 0 | 0 | 0 | 0
27 | -99 | -99 | 7 | 0 | 9 | 15 | 0 | 0 | ; | Education - Relocatable Classroom | all | all | Sun | Education - Relocatable Classroom-all-Sun | Closed | 9 | 15 | bar: 1 to 24
27 | -99 | -99 | 8 | 0 | 9 | 15 | 0 | 0 | ; | Education - Relocatable Classroom | all | all | Hol | Education - Relocatable Classroom-all-Hol | Closed | 9 | 15 | bar: 1 to 24
27 | -99 | -99 | -99 | 1 | 9 | 16 | 0 | 0 | ; | Education - Relocatable Classroom | all | all | all | Education - Relocatable Classroom-all-all | Open | 9 | 16 | 0 | 0 | 0 | 0 | 0 | 0 | 0 | 0 | 0 | 1 | 1 | 1 | 1 | 1 | 1 | 1 | 0 | 0 | 0 | 0 | 0 | 0 | 0 | 0
; | [13 empty] | ---
4 | -99 | 10000 | -99 | 0 | 9 | 16 | 0 | 0 | ; | Education - Community College | all | Closed | all | Education - Community College-Closed-all | Closed | 9 | 16 | bar: 1 to 24
4 | -99 | 10000 | -99 | 0 | 9 | 16 | 0 | 0 | ; | Education - Community College | all | SchBreak | all | Education - Community College-SchBreak-all | Closed | 9 | 16 | bar: 1 to 24
4 | -99 | -99 | 6 | 1 | 9 | 16 | 0 | 0 | ; | Education - Community College | all | all | Sat | Education - Community College-all-Sat | Open | 9 | 16 | 0 | 0 | 0 | 0 | 0 | 0 | 0 | 0 | 0 | 1 | 1 | 1 | 1 | 1 | 1 | 1 | 0 | 0 | 0 | 0 | 0 | 0 | 0 | 0
4 | -99 | -99 | 7 | 0 | 9 | 16 | 0 | 0 | ; | Education - Community College | all | all | Sun | Education - Community College-all-Sun | Closed | 9 | 16 | bar: 1 to 24
4 | -99 | -99 | 8 | 0 | 9 | 16 | 0 | 0 | ; | Education - Community College | all | all | Hol | Education - Community College-all-Hol | Closed | 9 | 16 | bar: 1 to 24
4 | -99 | -99 | -99 | 1 | 9 | 21 | 0 | 0 | ; | Education - Community College | all | all | all | Education - Community College-all-all | Open | 9 | 21 | 0 | 0 | 0 | 0 | 0 | 0 | 0 | 0 | 0 | 1 | 1 | 1 | 1 | 1 | 1 | 1 | 1 | 1 | 1 | 1 | 1 | 0 | 0 | 0
; | [13 empty] | ---
5 | 11 | 10000 | -99 | 0 | 9 | 16 | 0 | 0 | ; | Education - University | Dormitory | Closed | all | Education - University-Dormitory-Closed-all | Closed | 9 | 16 | bar: 1 to 24
5 | 11 | 10000 | -99 | 0 | 9 | 16 | 0 | 0 | ; | Education - University | Dormitory | SchBreak | all | Education - University-Dormitory-SchBreak-all | Closed | 9 | 16 | bar: 1 to 24
5 | 11 | -99 | -99 | 1 | 9 | 16 | 0 | 0 | ; | Education - University | Dormitory | all | all | Education - University-Dormitory-all-all | Open | 9 | 16 | 0 | 0 | 0 | 0 | 0 | 0 | 0 | 0 | 0 | 1 | 1 | 1 | 1 | 1 | 1 | 1 | 0 | 0 | 0 | 0 | 0 | 0 | 0 | 0
5 | -99 | 10000 | -99 | 0 | 9 | 16 | 0 | 0 | ; | Education - University | all | Closed | all | Education - University-Closed-all | Closed | 9 | 16 | bar: 1 to 24
5 | -99 | 10000 | -99 | 0 | 9 | 16 | 0 | 0 | ; | Education - University | all | SchBreak | all | Education - University-SchBreak-all | Closed | 9 | 16 | bar: 1 to 24
5 | -99 | -99 | 6 | 1 | 9 | 16 | 0 | 0 | ; | Education - University | all | all | Sat | Education - University-all-Sat | Open | 9 | 16 | 0 | 0 | 0 | 0 | 0 | 0 | 0 | 0 | 0 | 1 | 1 | 1 | 1 | 1 | 1 | 1 | 0 | 0 | 0 | 0 | 0 | 0 | 0 | 0
5 | -99 | -99 | 7 | 1 | 9 | 16 | 0 | 0 | ; | Education - University | all | all | Sun | Education - University-all-Sun | Open | 9 | 16 | 0 | 0 | 0 | 0 | 0 | 0 | 0 | 0 | 0 | 1 | 1 | 1 | 1 | 1 | 1 | 1 | 0 | 0 | 0 | 0 | 0 | 0 | 0 | 0
5 | -99 | -99 | 8 | 1 | 9 | 16 | 0 | 0 | ; | Education - University | all | all | Hol | Education - University-all-Hol | Open | 9 | 16 | 0 | 0 | 0 | 0 | 0 | 0 | 0 | 0 | 0 | 1 | 1 | 1 | 1 | 1 | 1 | 1 | 0 | 0 | 0 | 0 | 0 | 0 | 0 | 0
5 | -99 | -99 | -99 | 1 | 9 | 21 | 0 | 0 | ; | Education - University | all | all | all | Education - University-all-all | Open | 9 | 21 | 0 | 0 | 0 | 0 | 0 | 0 | 0 | 0 | 0 | 1 | 1 | 1 | 1 | 1 | 1 | 1 | 1 | 1 | 1 | 1 | 1 | 0 | 0 | 0
; | [13 empty] | ---
6 | -99 | 10000 | -99 | 0 | 9 | 16 | 0 | 0 | ; | Grocery | all | Closed | all | Grocery-Closed-all | Closed | 9 | 16 | bar: 1 to 24
6 | -99 | 10000 | -99 | 0 | 9 | 16 | 0 | 0 | ; | Grocery | all | SchBreak | all | Grocery-SchBreak-all | Closed | 9 | 16 | bar: 1 to 24
6 | -99 | -99 | 6 | 1 | 9 | 16 | 0 | 0 | ; | Grocery | all | all | Sat | Grocery-all-Sat | Open | 9 | 16 | 0 | 0 | 0 | 0 | 0 | 0 | 0 | 0 | 0 | 1 | 1 | 1 | 1 | 1 | 1 | 1 | 0 | 0 | 0 | 0 | 0 | 0 | 0 | 0
6 | -99 | -99 | 7 | 1 | 9 | 16 | 0 | 0 | ; | Grocery | all | all | Sun | Grocery-all-Sun | Open | 9 | 16 | 0 | 0 | 0 | 0 | 0 | 0 | 0 | 0 | 0 | 1 | 1 | 1 | 1 | 1 | 1 | 1 | 0 | 0 | 0 | 0 | 0 | 0 | 0 | 0
6 | -99 | -99 | 8 | 1 | 9 | 16 | 0 | 0 | ; | Grocery | all | all | Hol | Grocery-all-Hol | Open | 9 | 16 | 0 | 0 | 0 | 0 | 0 | 0 | 0 | 0 | 0 | 1 | 1 | 1 | 1 | 1 | 1 | 1 | 0 | 0 | 0 | 0 | 0 | 0 | 0 | 0
6 | -99 | -99 | -99 | 1 | 9 | 21 | 0 | 0 | ; | Grocery | all | all | all | Grocery-all-all | Open | 9 | 21 | 0 | 0 | 0 | 0 | 0 | 0 | 0 | 0 | 0 | 1 | 1 | 1 | 1 | 1 | 1 | 1 | 1 | 1 | 1 | 1 | 1 | 0 | 0 | 0
; | [13 empty] | ---
7 | -99 | 10000 | -99 | 0 | 9 | 16 | 0 | 0 | ; | Health/Medical - Hospital | all | Closed | all | Health/Medical - Hospital-Closed-all | Closed | 9 | 16 | bar: 1 to 24
7 | -99 | -99 | 6 | 1 | 9 | 16 | 0 | 0 | ; | Health/Medical - Hospital | all | all | Sat | Health/Medical - Hospital-all-Sat | Open | 9 | 16 | 0 | 0 | 0 | 0 | 0 | 0 | 0 | 0 | 0 | 1 | 1 | 1 | 1 | 1 | 1 | 1 | 0 | 0 | 0 | 0 | 0 | 0 | 0 | 0
7 | -99 | -99 | 7 | 1 | 9 | 16 | 0 | 0 | ; | Health/Medical - Hospital | all | all | Sun | Health/Medical - Hospital-all-Sun | Open | 9 | 16 | 0 | 0 | 0 | 0 | 0 | 0 | 0 | 0 | 0 | 1 | 1 | 1 | 1 | 1 | 1 | 1 | 0 | 0 | 0 | 0 | 0 | 0 | 0 | 0
7 | -99 | -99 | 8 | 1 | 9 | 16 | 0 | 0 | ; | Health/Medical - Hospital | all | all | Hol | Health/Medical - Hospital-all-Hol | Open | 9 | 16 | 0 | 0 | 0 | 0 | 0 | 0 | 0 | 0 | 0 | 1 | 1 | 1 | 1 | 1 | 1 | 1 | 0 | 0 | 0 | 0 | 0 | 0 | 0 | 0
7 | -99 | -99 | -99 | 1 | 9 | 21 | 0 | 0 | ; | Health/Medical - Hospital | all | all | all | Health/Medical - Hospital-all-all | Open | 9 | 21 | 0 | 0 | 0 | 0 | 0 | 0 | 0 | 0 | 0 | 1 | 1 | 1 | 1 | 1 | 1 | 1 | 1 | 1 | 1 | 1 | 1 | 0 | 0 | 0
; | [13 empty] | ---
8 | -99 | 10000 | -99 | 0 | 9 | 16 | 0 | 0 | ; | Health/Medical - Nursing Home | all | Closed | all | Health/Medical - Nursing Home-Closed-all | Closed | 9 | 16 | bar: 1 to 24
8 | -99 | -99 | 6 | 1 | 9 | 16 | 0 | 0 | ; | Health/Medical - Nursing Home | all | all | Sat | Health/Medical - Nursing Home-all-Sat | Open | 9 | 16 | 0 | 0 | 0 | 0 | 0 | 0 | 0 | 0 | 0 | 1 | 1 | 1 | 1 | 1 | 1 | 1 | 0 | 0 | 0 | 0 | 0 | 0 | 0 | 0
8 | -99 | -99 | 7 | 1 | 9 | 16 | 0 | 0 | ; | Health/Medical - Nursing Home | all | all | Sun | Health/Medical - Nursing Home-all-Sun | Open | 9 | 16 | 0 | 0 | 0 | 0 | 0 | 0 | 0 | 0 | 0 | 1 | 1 | 1 | 1 | 1 | 1 | 1 | 0 | 0 | 0 | 0 | 0 | 0 | 0 | 0
8 | -99 | -99 | 8 | 1 | 9 | 16 | 0 | 0 | ; | Health/Medical - Nursing Home | all | all | Hol | Health/Medical - Nursing Home-all-Hol | Open | 9 | 16 | 0 | 0 | 0 | 0 | 0 | 0 | 0 | 0 | 0 | 1 | 1 | 1 | 1 | 1 | 1 | 1 | 0 | 0 | 0 | 0 | 0 | 0 | 0 | 0
8 | -99 | -99 | -99 | 1 | 9 | 21 | 0 | 0 | ; | Health/Medical - Nursing Home | all | all | all | Health/Medical - Nursing Home-all-all | Open | 9 | 21 | 0 | 0 | 0 | 0 | 0 | 0 | 0 | 0 | 0 | 1 | 1 | 1 | 1 | 1 | 1 | 1 | 1 | 1 | 1 | 1 | 1 | 0 | 0 | 0
; | [13 empty] | ---
9 | 2 | 10000 | -99 | 0 | 9 | 16 | 0 | 0 | ; | Lodging - Hotel | Guestrooms | Closed | all | Lodging - Hotel-Guestrooms-Closed-all | Closed | 9 | 16 | bar: 1 to 24
9 | 2 | -99 | 6 | 1 | 9 | 16 | 0 | 0 | ; | Lodging - Hotel | Guestrooms | all | Sat | Lodging - Hotel-Guestrooms-all-Sat | Open | 9 | 16 | 0 | 0 | 0 | 0 | 0 | 0 | 0 | 0 | 0 | 1 | 1 | 1 | 1 | 1 | 1 | 1 | 0 | 0 | 0 | 0 | 0 | 0 | 0 | 0
9 | 2 | -99 | 7 | 1 | 9 | 16 | 0 | 0 | ; | Lodging - Hotel | Guestrooms | all | Sun | Lodging - Hotel-Guestrooms-all-Sun | Open | 9 | 16 | 0 | 0 | 0 | 0 | 0 | 0 | 0 | 0 | 0 | 1 | 1 | 1 | 1 | 1 | 1 | 1 | 0 | 0 | 0 | 0 | 0 | 0 | 0 | 0
9 | 2 | -99 | 8 | 1 | 9 | 16 | 0 | 0 | ; | Lodging - Hotel | Guestrooms | all | Hol | Lodging - Hotel-Guestrooms-all-Hol | Open | 9 | 16 | 0 | 0 | 0 | 0 | 0 | 0 | 0 | 0 | 0 | 1 | 1 | 1 | 1 | 1 | 1 | 1 | 0 | 0 | 0 | 0 | 0 | 0 | 0 | 0
9 | 2 | -99 | -99 | 1 | 9 | 21 | 0 | 0 | ; | Lodging - Hotel | Guestrooms | all | all | Lodging - Hotel-Guestrooms-all-all | Open | 9 | 21 | 0 | 0 | 0 | 0 | 0 | 0 | 0 | 0 | 0 | 1 | 1 | 1 | 1 | 1 | 1 | 1 | 1 | 1 | 1 | 1 | 1 | 0 | 0 | 0
9 | -99 | 10000 | -99 | 0 | 9 | 16 | 0 | 0 | ; | Lodging - Hotel | all | Closed | all | Lodging - Hotel-Closed-all | Closed | 9 | 16 | bar: 1 to 24
9 | -99 | -99 | 6 | 1 | 9 | 16 | 0 | 0 | ; | Lodging - Hotel | all | all | Sat | Lodging - Hotel-all-Sat | Open | 9 | 16 | 0 | 0 | 0 | 0 | 0 | 0 | 0 | 0 | 0 | 1 | 1 | 1 | 1 | 1 | 1 | 1 | 0 | 0 | 0 | 0 | 0 | 0 | 0 | 0
9 | -99 | -99 | 7 | 1 | 9 | 16 | 0 | 0 | ; | Lodging - Hotel | all | all | Sun | Lodging - Hotel-all-Sun | Open | 9 | 16 | 0 | 0 | 0 | 0 | 0 | 0 | 0 | 0 | 0 | 1 | 1 | 1 | 1 | 1 | 1 | 1 | 0 | 0 | 0 | 0 | 0 | 0 | 0 | 0
9 | -99 | -99 | 8 | 1 | 9 | 16 | 0 | 0 | ; | Lodging - Hotel | all | all | Hol | Lodging - Hotel-all-Hol | Open | 9 | 16 | 0 | 0 | 0 | 0 | 0 | 0 | 0 | 0 | 0 | 1 | 1 | 1 | 1 | 1 | 1 | 1 | 0 | 0 | 0 | 0 | 0 | 0 | 0 | 0
9 | -99 | -99 | -99 | 1 | 9 | 21 | 0 | 0 | ; | Lodging - Hotel | all | all | all | Lodging - Hotel-all-all | Open | 9 | 21 | 0 | 0 | 0 | 0 | 0 | 0 | 0 | 0 | 0 | 1 | 1 | 1 | 1 | 1 | 1 | 1 | 1 | 1 | 1 | 1 | 1 | 0 | 0 | 0
; | [13 empty] | ---
10 | -99 | 10000 | -99 | 0 | 9 | 16 | 0 | 0 | ; | Lodging - Motel | all | Closed | all | Lodging - Motel-Closed-all | Closed | 9 | 16 | bar: 1 to 24
10 | -99 | -99 | 6 | 1 | 9 | 16 | 0 | 0 | ; | Lodging - Motel | all | all | Sat | Lodging - Motel-all-Sat | Open | 9 | 16 | 0 | 0 | 0 | 0 | 0 | 0 | 0 | 0 | 0 | 1 | 1 | 1 | 1 | 1 | 1 | 1 | 0 | 0 | 0 | 0 | 0 | 0 | 0 | 0
10 | -99 | -99 | 7 | 1 | 9 | 16 | 0 | 0 | ; | Lodging - Motel | all | all | Sun | Lodging - Motel-all-Sun | Open | 9 | 16 | 0 | 0 | 0 | 0 | 0 | 0 | 0 | 0 | 0 | 1 | 1 | 1 | 1 | 1 | 1 | 1 | 0 | 0 | 0 | 0 | 0 | 0 | 0 | 0
10 | -99 | -99 | 8 | 1 | 9 | 16 | 0 | 0 | ; | Lodging - Motel | all | all | Hol | Lodging - Motel-all-Hol | Open | 9 | 16 | 0 | 0 | 0 | 0 | 0 | 0 | 0 | 0 | 0 | 1 | 1 | 1 | 1 | 1 | 1 | 1 | 0 | 0 | 0 | 0 | 0 | 0 | 0 | 0
10 | -99 | -99 | -99 | 1 | 9 | 21 | 0 | 0 | ; | Lodging - Motel | all | all | all | Lodging - Motel-all-all | Open | 9 | 21 | 0 | 0 | 0 | 0 | 0 | 0 | 0 | 0 | 0 | 1 | 1 | 1 | 1 | 1 | 1 | 1 | 1 | 1 | 1 | 1 | 1 | 0 | 0 | 0
; | [13 empty] | ---
11 | -99 | 10000 | -99 | 0 | 9 | 16 | 0 | 0 | ; | Manufacturing - Bio/Tech | all | Closed | all | Manufacturing - Bio/Tech-Closed-all | Closed | 9 | 16 | bar: 1 to 24
11 | -99 | -99 | 6 | 0 | 9 | 16 | 0 | 0 | ; | Manufacturing - Bio/Tech | all | all | Sat | Manufacturing - Bio/Tech-all-Sat | Closed | 9 | 16 | bar: 1 to 24
11 | -99 | -99 | 7 | 0 | 9 | 16 | 0 | 0 | ; | Manufacturing - Bio/Tech | all | all | Sun | Manufacturing - Bio/Tech-all-Sun | Closed | 9 | 16 | bar: 1 to 24
11 | -99 | -99 | 8 | 0 | 9 | 16 | 0 | 0 | ; | Manufacturing - Bio/Tech | all | all | Hol | Manufacturing - Bio/Tech-all-Hol | Closed | 9 | 16 | bar: 1 to 24
11 | -99 | -99 | -99 | 1 | 9 | 21 | 0 | 0 | ; | Manufacturing - Bio/Tech | all | all | all | Manufacturing - Bio/Tech-all-all | Open | 9 | 21 | 0 | 0 | 0 | 0 | 0 | 0 | 0 | 0 | 0 | 1 | 1 | 1 | 1 | 1 | 1 | 1 | 1 | 1 | 1 | 1 | 1 | 0 | 0 | 0
; | [13 empty] | ---
12 | -99 | 10000 | -99 | 0 | 9 | 16 | 0 | 0 | ; | Manufacturing - Light Industrial | all | Closed | all | Manufacturing - Light Industrial-Closed-all | Closed | 9 | 16 | bar: 1 to 24
12 | -99 | -99 | 6 | 0 | 9 | 16 | 0 | 0 | ; | Manufacturing - Light Industrial | all | all | Sat | Manufacturing - Light Industrial-all-Sat | Closed | 9 | 16 | bar: 1 to 24
12 | -99 | -99 | 7 | 0 | 9 | 16 | 0 | 0 | ; | Manufacturing - Light Industrial | all | all | Sun | Manufacturing - Light Industrial-all-Sun | Closed | 9 | 16 | bar: 1 to 24
12 | -99 | -99 | 8 | 0 | 9 | 16 | 0 | 0 | ; | Manufacturing - Light Industrial | all | all | Hol | Manufacturing - Light Industrial-all-Hol | Closed | 9 | 16 | bar: 1 to 24
12 | -99 | -99 | -99 | 1 | 9 | 21 | 0 | 0 | ; | Manufacturing - Light Industrial | all | all | all | Manufacturing - Light Industrial-all-all | Open | 9 | 21 | 0 | 0 | 0 | 0 | 0 | 0 | 0 | 0 | 0 | 1 | 1 | 1 | 1 | 1 | 1 | 1 | 1 | 1 | 1 | 1 | 1 | 0 | 0 | 0
; | [13 empty] | ---
13 | -99 | 10000 | -99 | 0 | 9 | 16 | 0 | 0 | ; | Office - Large | all | Closed | all | Office - Large-Closed-all | Closed | 9 | 16 | bar: 1 to 24
13 | -99 | -99 | 6 | 1 | 9 | 16 | 0 | 0 | ; | Office - Large | all | all | Sat | Office - Large-all-Sat | Open | 9 | 16 | 0 | 0 | 0 | 0 | 0 | 0 | 0 | 0 | 0 | 1 | 1 | 1 | 1 | 1 | 1 | 1 | 0 | 0 | 0 | 0 | 0 | 0 | 0 | 0
13 | -99 | -99 | 7 | 0 | 9 | 16 | 0 | 0 | ; | Office - Large | all | all | Sun | Office - Large-all-Sun | Closed | 9 | 16 | bar: 1 to 24
13 | -99 | -99 | 8 | 0 | 9 | 16 | 0 | 0 | ; | Office - Large | all | all | Hol | Office - Large-all-Hol | Closed | 9 | 16 | bar: 1 to 24
13 | -99 | -99 | -99 | 1 | 9 | 21 | 0 | 0 | ; | Office - Large | all | all | all | Office - Large-all-all | Open | 9 | 21 | 0 | 0 | 0 | 0 | 0 | 0 | 0 | 0 | 0 | 1 | 1 | 1 | 1 | 1 | 1 | 1 | 1 | 1 | 1 | 1 | 1 | 0 | 0 | 0
; | [13 empty] | ---
14 | -99 | 10000 | -99 | 0 | 9 | 16 | 0 | 0 | ; | Office - Small | all | Closed | all | Office - Small-Closed-all | Closed | 9 | 16 | bar: 1 to 24
14 | -99 | -99 | 6 | 1 | 9 | 16 | 0 | 0 | ; | Office - Small | all | all | Sat | Office - Small-all-Sat | Open | 9 | 16 | 0 | 0 | 0 | 0 | 0 | 0 | 0 | 0 | 0 | 1 | 1 | 1 | 1 | 1 | 1 | 1 | 0 | 0 | 0 | 0 | 0 | 0 | 0 | 0
14 | -99 | -99 | 7 | 0 | 9 | 16 | 0 | 0 | ; | Office - Small | all | all | Sun | Office - Small-all-Sun | Closed | 9 | 16 | bar: 1 to 24
14 | -99 | -99 | 8 | 0 | 9 | 16 | 0 | 0 | ; | Office - Small | all | all | Hol | Office - Small-all-Hol | Closed | 9 | 16 | bar: 1 to 24
14 | -99 | -99 | -99 | 1 | 9 | 21 | 0 | 0 | ; | Office - Small | all | all | all | Office - Small-all-all | Open | 9 | 21 | 0 | 0 | 0 | 0 | 0 | 0 | 0 | 0 | 0 | 1 | 1 | 1 | 1 | 1 | 1 | 1 | 1 | 1 | 1 | 1 | 1 | 0 | 0 | 0
; | [13 empty] | ---
15 | -99 | 10000 | -99 | 0 | 9 | 16 | 0 | 0 | ; | Restaurant - Sit-Down | all | Closed | all | Restaurant - Sit-Down-Closed-all | Closed | 9 | 16 | bar: 1 to 24
15 | -99 | -99 | 6 | 1 | 9 | 16 | 0 | 0 | ; | Restaurant - Sit-Down | all | all | Sat | Restaurant - Sit-Down-all-Sat | Open | 9 | 16 | 0 | 0 | 0 | 0 | 0 | 0 | 0 | 0 | 0 | 1 | 1 | 1 | 1 | 1 | 1 | 1 | 0 | 0 | 0 | 0 | 0 | 0 | 0 | 0
15 | -99 | -99 | 7 | 1 | 9 | 16 | 0 | 0 | ; | Restaurant - Sit-Down | all | all | Sun | Restaurant - Sit-Down-all-Sun | Open | 9 | 16 | 0 | 0 | 0 | 0 | 0 | 0 | 0 | 0 | 0 | 1 | 1 | 1 | 1 | 1 | 1 | 1 | 0 | 0 | 0 | 0 | 0 | 0 | 0 | 0
15 | -99 | -99 | 8 | 1 | 9 | 16 | 0 | 0 | ; | Restaurant - Sit-Down | all | all | Hol | Restaurant - Sit-Down-all-Hol | Open | 9 | 16 | 0 | 0 | 0 | 0 | 0 | 0 | 0 | 0 | 0 | 1 | 1 | 1 | 1 | 1 | 1 | 1 | 0 | 0 | 0 | 0 | 0 | 0 | 0 | 0
15 | -99 | -99 | -99 | 1 | 9 | 21 | 0 | 0 | ; | Restaurant - Sit-Down | all | all | all | Restaurant - Sit-Down-all-all | Open | 9 | 21 | 0 | 0 | 0 | 0 | 0 | 0 | 0 | 0 | 0 | 1 | 1 | 1 | 1 | 1 | 1 | 1 | 1 | 1 | 1 | 1 | 1 | 0 | 0 | 0
; | [13 empty] | ---
16 | -99 | 10000 | -99 | 0 | 9 | 16 | 0 | 0 | ; | Restaurant - Fast-Food | all | Closed | all | Restaurant - Fast-Food-Closed-all | Closed | 9 | 16 | bar: 1 to 24
16 | -99 | -99 | 6 | 1 | 9 | 16 | 0 | 0 | ; | Restaurant - Fast-Food | all | all | Sat | Restaurant - Fast-Food-all-Sat | Open | 9 | 16 | 0 | 0 | 0 | 0 | 0 | 0 | 0 | 0 | 0 | 1 | 1 | 1 | 1 | 1 | 1 | 1 | 0 | 0 | 0 | 0 | 0 | 0 | 0 | 0
16 | -99 | -99 | 7 | 1 | 9 | 16 | 0 | 0 | ; | Restaurant - Fast-Food | all | all | Sun | Restaurant - Fast-Food-all-Sun | Open | 9 | 16 | 0 | 0 | 0 | 0 | 0 | 0 | 0 | 0 | 0 | 1 | 1 | 1 | 1 | 1 | 1 | 1 | 0 | 0 | 0 | 0 | 0 | 0 | 0 | 0
16 | -99 | -99 | 8 | 1 | 9 | 16 | 0 | 0 | ; | Restaurant - Fast-Food | all | all | Hol | Restaurant - Fast-Food-all-Hol | Open | 9 | 16 | 0 | 0 | 0 | 0 | 0 | 0 | 0 | 0 | 0 | 1 | 1 | 1 | 1 | 1 | 1 | 1 | 0 | 0 | 0 | 0 | 0 | 0 | 0 | 0
16 | -99 | -99 | -99 | 1 | 9 | 21 | 0 | 0 | ; | Restaurant - Fast-Food | all | all | all | Restaurant - Fast-Food-all-all | Open | 9 | 21 | 0 | 0 | 0 | 0 | 0 | 0 | 0 | 0 | 0 | 1 | 1 | 1 | 1 | 1 | 1 | 1 | 1 | 1 | 1 | 1 | 1 | 0 | 0 | 0
; | [13 empty] | ---
17 | -99 | 10000 | -99 | 0 | 9 | 16 | 0 | 0 | ; | Retail - 3-Story Large | all | Closed | all | Retail - 3-Story Large-Closed-all | Closed | 9 | 16 | bar: 1 to 24
17 | -99 | -99 | 6 | 1 | 9 | 16 | 0 | 0 | ; | Retail - 3-Story Large | all | all | Sat | Retail - 3-Story Large-all-Sat | Open | 9 | 16 | 0 | 0 | 0 | 0 | 0 | 0 | 0 | 0 | 0 | 1 | 1 | 1 | 1 | 1 | 1 | 1 | 0 | 0 | 0 | 0 | 0 | 0 | 0 | 0
17 | -99 | -99 | 7 | 1 | 9 | 16 | 0 | 0 | ; | Retail - 3-Story Large | all | all | Sun | Retail - 3-Story Large-all-Sun | Open | 9 | 16 | 0 | 0 | 0 | 0 | 0 | 0 | 0 | 0 | 0 | 1 | 1 | 1 | 1 | 1 | 1 | 1 | 0 | 0 | 0 | 0 | 0 | 0 | 0 | 0
17 | -99 | -99 | 8 | 1 | 9 | 16 | 0 | 0 | ; | Retail - 3-Story Large | all | all | Hol | Retail - 3-Story Large-all-Hol | Open | 9 | 16 | 0 | 0 | 0 | 0 | 0 | 0 | 0 | 0 | 0 | 1 | 1 | 1 | 1 | 1 | 1 | 1 | 0 | 0 | 0 | 0 | 0 | 0 | 0 | 0
17 | -99 | -99 | -99 | 1 | 9 | 21 | 0 | 0 | ; | Retail - 3-Story Large | all | all | all | Retail - 3-Story Large-all-all | Open | 9 | 21 | 0 | 0 | 0 | 0 | 0 | 0 | 0 | 0 | 0 | 1 | 1 | 1 | 1 | 1 | 1 | 1 | 1 | 1 | 1 | 1 | 1 | 0 | 0 | 0
; | [13 empty] | ---
18 | -99 | 10000 | -99 | 0 | 9 | 16 | 0 | 0 | ; | Retail - Single-Story Large | all | Closed | all | Retail - Single-Story Large-Closed-all | Closed | 9 | 16 | bar: 1 to 24
18 | -99 | -99 | 6 | 1 | 9 | 16 | 0 | 0 | ; | Retail - Single-Story Large | all | all | Sat | Retail - Single-Story Large-all-Sat | Open | 9 | 16 | 0 | 0 | 0 | 0 | 0 | 0 | 0 | 0 | 0 | 1 | 1 | 1 | 1 | 1 | 1 | 1 | 0 | 0 | 0 | 0 | 0 | 0 | 0 | 0
18 | -99 | -99 | 7 | 1 | 9 | 16 | 0 | 0 | ; | Retail - Single-Story Large | all | all | Sun | Retail - Single-Story Large-all-Sun | Open | 9 | 16 | 0 | 0 | 0 | 0 | 0 | 0 | 0 | 0 | 0 | 1 | 1 | 1 | 1 | 1 | 1 | 1 | 0 | 0 | 0 | 0 | 0 | 0 | 0 | 0
18 | -99 | -99 | 8 | 1 | 9 | 16 | 0 | 0 | ; | Retail - Single-Story Large | all | all | Hol | Retail - Single-Story Large-all-Hol | Open | 9 | 16 | 0 | 0 | 0 | 0 | 0 | 0 | 0 | 0 | 0 | 1 | 1 | 1 | 1 | 1 | 1 | 1 | 0 | 0 | 0 | 0 | 0 | 0 | 0 | 0
18 | -99 | -99 | -99 | 1 | 9 | 21 | 0 | 0 | ; | Retail - Single-Story Large | all | all | all | Retail - Single-Story Large-all-all | Open | 9 | 21 | 0 | 0 | 0 | 0 | 0 | 0 | 0 | 0 | 0 | 1 | 1 | 1 | 1 | 1 | 1 | 1 | 1 | 1 | 1 | 1 | 1 | 0 | 0 | 0
; | [13 empty] | ---
19 | -99 | 10000 | -99 | 0 | 9 | 16 | 0 | 0 | ; | Retail - Small | all | Closed | all | Retail - Small-Closed-all | Closed | 9 | 16 | bar: 1 to 24
19 | -99 | -99 | 6 | 1 | 9 | 16 | 0 | 0 | ; | Retail - Small | all | all | Sat | Retail - Small-all-Sat | Open | 9 | 16 | 0 | 0 | 0 | 0 | 0 | 0 | 0 | 0 | 0 | 1 | 1 | 1 | 1 | 1 | 1 | 1 | 0 | 0 | 0 | 0 | 0 | 0 | 0 | 0
19 | -99 | -99 | 7 | 1 | 9 | 16 | 0 | 0 | ; | Retail - Small | all | all | Sun | Retail - Small-all-Sun | Open | 9 | 16 | 0 | 0 | 0 | 0 | 0 | 0 | 0 | 0 | 0 | 1 | 1 | 1 | 1 | 1 | 1 | 1 | 0 | 0 | 0 | 0 | 0 | 0 | 0 | 0
19 | -99 | -99 | 8 | 1 | 9 | 16 | 0 | 0 | ; | Retail - Small | all | all | Hol | Retail - Small-all-Hol | Open | 9 | 16 | 0 | 0 | 0 | 0 | 0 | 0 | 0 | 0 | 0 | 1 | 1 | 1 | 1 | 1 | 1 | 1 | 0 | 0 | 0 | 0 | 0 | 0 | 0 | 0
19 | -99 | -99 | -99 | 1 | 9 | 21 | 0 | 0 | ; | Retail - Small | all | all | all | Retail - Small-all-all | Open | 9 | 21 | 0 | 0 | 0 | 0 | 0 | 0 | 0 | 0 | 0 | 1 | 1 | 1 | 1 | 1 | 1 | 1 | 1 | 1 | 1 | 1 | 1 | 0 | 0 | 0
; | [13 empty] | ---
20 | -99 | 10000 | -99 | 0 | 9 | 16 | 0 | 0 | ; | Storage - Conditioned | all | Closed | all | Storage - Conditioned-Closed-all | Closed | 9 | 16 | bar: 1 to 24
20 | -99 | -99 | 6 | 0 | 9 | 16 | 0 | 0 | ; | Storage - Conditioned | all | all | Sat | Storage - Conditioned-all-Sat | Closed | 9 | 16 | bar: 1 to 24
20 | -99 | -99 | 7 | 0 | 9 | 16 | 0 | 0 | ; | Storage - Conditioned | all | all | Sun | Storage - Conditioned-all-Sun | Closed | 9 | 16 | bar: 1 to 24
20 | -99 | -99 | 8 | 1 | 9 | 16 | 0 | 0 | ; | Storage - Conditioned | all | all | Hol | Storage - Conditioned-all-Hol | Open | 9 | 16 | 0 | 0 | 0 | 0 | 0 | 0 | 0 | 0 | 0 | 1 | 1 | 1 | 1 | 1 | 1 | 1 | 0 | 0 | 0 | 0 | 0 | 0 | 0 | 0
20 | -99 | -99 | -99 | 1 | 9 | 21 | 0 | 0 | ; | Storage - Conditioned | all | all | all | Storage - Conditioned-all-all | Open | 9 | 21 | 0 | 0 | 0 | 0 | 0 | 0 | 0 | 0 | 0 | 1 | 1 | 1 | 1 | 1 | 1 | 1 | 1 | 1 | 1 | 1 | 1 | 0 | 0 | 0
; | [13 empty] | ---
21 | -99 | 10000 | -99 | 0 | 9 | 16 | 0 | 0 | ; | Storage - Unconditioned | all | Closed | all | Storage - Unconditioned-Closed-all | Closed | 9 | 16 | bar: 1 to 24
21 | -99 | -99 | 6 | 0 | 9 | 16 | 0 | 0 | ; | Storage - Unconditioned | all | all | Sat | Storage - Unconditioned-all-Sat | Closed | 9 | 16 | bar: 1 to 24
21 | -99 | -99 | 7 | 0 | 9 | 16 | 0 | 0 | ; | Storage - Unconditioned | all | all | Sun | Storage - Unconditioned-all-Sun | Closed | 9 | 16 | bar: 1 to 24
21 | -99 | -99 | 8 | 1 | 9 | 16 | 0 | 0 | ; | Storage - Unconditioned | all | all | Hol | Storage - Unconditioned-all-Hol | Open | 9 | 16 | 0 | 0 | 0 | 0 | 0 | 0 | 0 | 0 | 0 | 1 | 1 | 1 | 1 | 1 | 1 | 1 | 0 | 0 | 0 | 0 | 0 | 0 | 0 | 0
21 | -99 | -99 | -99 | 1 | 9 | 21 | 0 | 0 | ; | Storage - Unconditioned | all | all | all | Storage - Unconditioned-all-all | Open | 9 | 21 | 0 | 0 | 0 | 0 | 0 | 0 | 0 | 0 | 0 | 1 | 1 | 1 | 1 | 1 | 1 | 1 | 1 | 1 | 1 | 1 | 1 | 0 | 0 | 0
; | [13 empty] | ---
22 | -99 | 10000 | -99 | 0 | 9 | 16 | 0 | 0 | ; | Warehouse - Refrigerated | all | Closed | all | Warehouse - Refrigerated-Closed-all | Closed | 9 | 16 | bar: 1 to 24
22 | -99 | -99 | 6 | 1 | 9 | 16 | 0 | 0 | ; | Warehouse - Refrigerated | all | all | Sat | Warehouse - Refrigerated-all-Sat | Open | 9 | 16 | 0 | 0 | 0 | 0 | 0 | 0 | 0 | 0 | 0 | 1 | 1 | 1 | 1 | 1 | 1 | 1 | 0 | 0 | 0 | 0 | 0 | 0 | 0 | 0
22 | -99 | -99 | 7 | 1 | 9 | 16 | 0 | 0 | ; | Warehouse - Refrigerated | all | all | Sun | Warehouse - Refrigerated-all-Sun | Open | 9 | 16 | 0 | 0 | 0 | 0 | 0 | 0 | 0 | 0 | 0 | 1 | 1 | 1 | 1 | 1 | 1 | 1 | 0 | 0 | 0 | 0 | 0 | 0 | 0 | 0
22 | -99 | -99 | 8 | 1 | 9 | 16 | 0 | 0 | ; | Warehouse - Refrigerated | all | all | Hol | Warehouse - Refrigerated-all-Hol | Open | 9 | 16 | 0 | 0 | 0 | 0 | 0 | 0 | 0 | 0 | 0 | 1 | 1 | 1 | 1 | 1 | 1 | 1 | 0 | 0 | 0 | 0 | 0 | 0 | 0 | 0
22 | -99 | -99 | -99 | 1 | 9 | 21 | 0 | 0 | ; | Warehouse - Refrigerated | all | all | all | Warehouse - Refrigerated-all-all | Open | 9 | 21 | 0 | 0 | 0 | 0 | 0 | 0 | 0 | 0 | 0 | 1 | 1 | 1 | 1 | 1 | 1 | 1 | 1 | 1 | 1 | 1 | 1 | 0 | 0 | 0
; | [13 empty] | ---
23 | -99 | 10000 | -99 | 0 | 25 | 18 | 0 | 0 | ; | Residential - Single Family | all | Closed | all | Residential - Single Family-Closed-all | Closed | 25 | 18 | bar: 1 to 24
23 | -99 | -99 | 6 | 1 | 16 | 9 | 0 | 0 | ; | Residential - Single Family | all | all | Sat | Residential - Single Family-all-Sat | Open | 16 | 9 | 1 | 1 | 1 | 1 | 1 | 1 | 1 | 1 | 1 | 0 | 0 | 0 | 0 | 0 | 0 | 0 | 1 | 1 | 1 | 1 | 1 | 1 | 1 | 1
23 | -99 | -99 | 7 | 1 | 16 | 9 | 0 | 0 | ; | Residential - Single Family | all | all | Sun | Residential - Single Family-all-Sun | Open | 16 | 9 | 1 | 1 | 1 | 1 | 1 | 1 | 1 | 1 | 1 | 0 | 0 | 0 | 0 | 0 | 0 | 0 | 1 | 1 | 1 | 1 | 1 | 1 | 1 | 1
23 | -99 | -99 | 8 | 1 | 16 | 9 | 0 | 0 | ; | Residential - Single Family | all | all | Hol | Residential - Single Family-all-Hol | Open | 16 | 9 | 1 | 1 | 1 | 1 | 1 | 1 | 1 | 1 | 1 | 0 | 0 | 0 | 0 | 0 | 0 | 0 | 1 | 1 | 1 | 1 | 1 | 1 | 1 | 1
23 | -99 | -99 | -99 | 1 | 17 | 7 | 0 | 0 | ; | Residential - Single Family | all | all | all | Residential - Single Family-all-all | Open | 17 | 7 | 1 | 1 | 1 | 1 | 1 | 1 | 1 | 0 | 0 | 0 | 0 | 0 | 0 | 0 | 0 | 0 | 0 | 1 | 1 | 1 | 1 | 1 | 1 | 1
; | [13 empty] | ---
24 | -99 | 10000 | -99 | 0 | 25 | 18 | 0 | 0 | ; | Residential - Multifamily | all | Closed | all | Residential - Multifamily-Closed-all | Closed | 25 | 18 | bar: 1 to 24
24 | -99 | -99 | 6 | 1 | 16 | 9 | 0 | 0 | ; | Residential - Multifamily | all | all | Sat | Residential - Multifamily-all-Sat | Open | 16 | 9 | 1 | 1 | 1 | 1 | 1 | 1 | 1 | 1 | 1 | 0 | 0 | 0 | 0 | 0 | 0 | 0 | 1 | 1 | 1 | 1 | 1 | 1 | 1 | 1
24 | -99 | -99 | 7 | 1 | 16 | 9 | 0 | 0 | ; | Residential - Multifamily | all | all | Sun | Residential - Multifamily-all-Sun | Open | 16 | 9 | 1 | 1 | 1 | 1 | 1 | 1 | 1 | 1 | 1 | 0 | 0 | 0 | 0 | 0 | 0 | 0 | 1 | 1 | 1 | 1 | 1 | 1 | 1 | 1
24 | -99 | -99 | 8 | 1 | 16 | 9 | 0 | 0 | ; | Residential - Multifamily | all | all | Hol | Residential - Multifamily-all-Hol | Open | 16 | 9 | 1 | 1 | 1 | 1 | 1 | 1 | 1 | 1 | 1 | 0 | 0 | 0 | 0 | 0 | 0 | 0 | 1 | 1 | 1 | 1 | 1 | 1 | 1 | 1
24 | -99 | -99 | -99 | 1 | 17 | 7 | 0 | 0 | ; | Residential - Multifamily | all | all | all | Residential - Multifamily-all-all | Open | 17 | 7 | 1 | 1 | 1 | 1 | 1 | 1 | 1 | 0 | 0 | 0 | 0 | 0 | 0 | 0 | 0 | 0 | 0 | 1 | 1 | 1 | 1 | 1 | 1 | 1
; | [13 empty] | ---
25 | -99 | 10000 | -99 | 0 | 25 | 18 | 0 | 0 | ; | Residential - Single-Wide Mobile | all | Closed | all | Residential - Single-Wide Mobile-Closed-all | Closed | 25 | 18 | bar: 1 to 24
25 | -99 | -99 | 6 | 1 | 16 | 9 | 0 | 0 | ; | Residential - Single-Wide Mobile | all | all | Sat | Residential - Single-Wide Mobile-all-Sat | Open | 16 | 9 | 1 | 1 | 1 | 1 | 1 | 1 | 1 | 1 | 1 | 0 | 0 | 0 | 0 | 0 | 0 | 0 | 1 | 1 | 1 | 1 | 1 | 1 | 1 | 1
25 | -99 | -99 | 7 | 1 | 16 | 9 | 0 | 0 | ; | Residential - Single-Wide Mobile | all | all | Sun | Residential - Single-Wide Mobile-all-Sun | Open | 16 | 9 | 1 | 1 | 1 | 1 | 1 | 1 | 1 | 1 | 1 | 0 | 0 | 0 | 0 | 0 | 0 | 0 | 1 | 1 | 1 | 1 | 1 | 1 | 1 | 1
25 | -99 | -99 | 8 | 1 | 16 | 9 | 0 | 0 | ; | Residential - Single-Wide Mobile | all | all | Hol | Residential - Single-Wide Mobile-all-Hol | Open | 16 | 9 | 1 | 1 | 1 | 1 | 1 | 1 | 1 | 1 | 1 | 0 | 0 | 0 | 0 | 0 | 0 | 0 | 1 | 1 | 1 | 1 | 1 | 1 | 1 | 1
25 | -99 | -99 | -99 | 1 | 17 | 7 | 0 | 0 | ; | Residential - Single-Wide Mobile | all | all | all | Residential - Single-Wide Mobile-all-all | Open | 17 | 7 | 1 | 1 | 1 | 1 | 1 | 1 | 1 | 0 | 0 | 0 | 0 | 0 | 0 | 0 | 0 | 0 | 0 | 1 | 1 | 1 | 1 | 1 | 1 | 1
; | [13 empty] | ---
26 | -99 | 10000 | -99 | 0 | 25 | 18 | 0 | 0 | ; | Residential - Double-Wide Mobile | all | Closed | all | Residential - Double-Wide Mobile-Closed-all | Closed | 25 | 18 | bar: 1 to 24
26 | -99 | -99 | 6 | 1 | 16 | 9 | 0 | 0 | ; | Residential - Double-Wide Mobile | all | all | Sat | Residential - Double-Wide Mobile-all-Sat | Open | 16 | 9 | 1 | 1 | 1 | 1 | 1 | 1 | 1 | 1 | 1 | 0 | 0 | 0 | 0 | 0 | 0 | 0 | 1 | 1 | 1 | 1 | 1 | 1 | 1 | 1
26 | -99 | -99 | 7 | 1 | 16 | 9 | 0 | 0 | ; | Residential - Double-Wide Mobile | all | all | Sun | Residential - Double-Wide Mobile-all-Sun | Open | 16 | 9 | 1 | 1 | 1 | 1 | 1 | 1 | 1 | 1 | 1 | 0 | 0 | 0 | 0 | 0 | 0 | 0 | 1 | 1 | 1 | 1 | 1 | 1 | 1 | 1
26 | -99 | -99 | 8 | 1 | 16 | 9 | 0 | 0 | ; | Residential - Double-Wide Mobile | all | all | Hol | Residential - Double-Wide Mobile-all-Hol | Open | 16 | 9 | 1 | 1 | 1 | 1 | 1 | 1 | 1 | 1 | 1 | 0 | 0 | 0 | 0 | 0 | 0 | 0 | 1 | 1 | 1 | 1 | 1 | 1 | 1 | 1
26 | -99 | -99 | -99 | 1 | 17 | 7 | 0 | 0 | ; | Residential - Double-Wide Mobile | all | all | all | Residential - Double-Wide Mobile-all-all | Open | 17 | 7 | 1 | 1 | 1 | 1 | 1 | 1 | 1 | 0 | 0 | 0 | 0 | 0 | 0 | 0 | 0 | 0 | 0 | 1 | 1 | 1 | 1 | 1 | 1 | 1
; | [13 empty] | ---
-99 | -99 | 10000 | -99 | 0 | 9 | 17 | 0 | 0 | ; | all | all | Closed | all | all-Closed-all | Closed | 9 | 17 | bar: 1 to 24
-99 | -99 | -99 | 6 | 0 | 9 | 17 | 0 | 0 | ; | all | all | all | Sat | all-all-Sat | Closed | 9 | 17 | bar: 1 to 24
-99 | -99 | -99 | 7 | 0 | 9 | 17 | 0 | 0 | ; | all | all | all | Sun | all-all-Sun | Closed | 9 | 17 | bar: 1 to 24
-99 | -99 | -99 | 8 | 0 | 9 | 17 | 0 | 0 | ; | all | all | all | Hol | all-all-Hol | Closed | 9 | 17 | bar: 1 to 24
-99 | -99 | -99 | -99 | 1 | 9 | 17 | 0 | 0 | ; | all | all | all | all | all-all-all | Open | 9 | 17 | 0 | 0 | 0 | 0 | 0 | 0 | 0 | 0 | 0 | 1 | 1 | 1 | 1 | 1 | 1 | 1 | 1 | 0 | 0 | 0 | 0 | 0 | 0 | 0

## HP_DEERBldgHours
; eQUEST DEER Wizard Look-up Table - DEER & eQ Wizard Building Type -> Building Operating Hours (based on DEER schedules)
;
; | 2/21/05 | SAC | Created table from default wizard version
;
; DEER | DEER
; Bldg | Sec Bldg | Season |  | Is | Open | Close | Profile Shift |  |  |  | DEER Secondary | Season |  |  | Open or | Building
; Type | Type | Type | Day | Open | Time | Time | Start | End |  | DEER Building Type | Building Type | Type | Day |  | Closed | Open | Close | 1 | 2 | 3 | 4 | 5 | 6 | 7 | 8 | 9 | 10 | 11 | 12 | 13 | 14 | 15 | 16 | 17 | 18 | 19 | 20 | 21 | 22 | 23 | 24
1 | -99 | 10000 | -99 | 0 | 9 | 21 | 0 | 0 | ; | Assembly | all | Closed | all | Assembly-Closed-all | Closed | 9 | 21 | bar: 1 to 24
1 | -99 | -99 | 6 | 1 | 9 | 21 | 0 | 0 | ; | Assembly | all | all | Sat | Assembly-all-Sat | Open | 9 | 21 | 0 | 0 | 0 | 0 | 0 | 0 | 0 | 0 | 0 | 1 | 1 | 1 | 1 | 1 | 1 | 1 | 1 | 1 | 1 | 1 | 1 | 0 | 0 | 0
1 | -99 | -99 | 7 | 1 | 9 | 21 | 0 | 0 | ; | Assembly | all | all | Sun | Assembly-all-Sun | Open | 9 | 21 | 0 | 0 | 0 | 0 | 0 | 0 | 0 | 0 | 0 | 1 | 1 | 1 | 1 | 1 | 1 | 1 | 1 | 1 | 1 | 1 | 1 | 0 | 0 | 0
1 | -99 | -99 | 8 | 1 | 9 | 21 | 0 | 0 | ; | Assembly | all | all | Hol | Assembly-all-Hol | Open | 9 | 21 | 0 | 0 | 0 | 0 | 0 | 0 | 0 | 0 | 0 | 1 | 1 | 1 | 1 | 1 | 1 | 1 | 1 | 1 | 1 | 1 | 1 | 0 | 0 | 0
1 | -99 | -99 | -99 | 1 | 9 | 21 | 0 | 0 | ; | Assembly | all | all | all | Assembly-all-all | Open | 9 | 21 | 0 | 0 | 0 | 0 | 0 | 0 | 0 | 0 | 0 | 1 | 1 | 1 | 1 | 1 | 1 | 1 | 1 | 1 | 1 | 1 | 1 | 0 | 0 | 0
; | [13 empty] | ---
2 | -99 | 10000 | 6 | 0 | 9 | 15 | 1 | -1 | ; | Education - Primary School | all | SchBreak | Sat | Education - Primary School-SchBreak-Sat | Closed | 9 | 15 | bar: 1 to 24
2 | -99 | 10000 | 7 | 0 | 9 | 15 | 1 | -1 | ; | Education - Primary School | all | SchBreak | Sun | Education - Primary School-SchBreak-Sun | Closed | 9 | 15 | bar: 1 to 24
2 | -99 | 10000 | 8 | 0 | 9 | 15 | 1 | -1 | ; | Education - Primary School | all | SchBreak | Hol | Education - Primary School-SchBreak-Hol | Closed | 9 | 15 | bar: 1 to 24
2 | -99 | 10000 | -99 | 0 | 9 | 16 | 1 | -1 | ; | Education - Primary School | all | SchBreak | all | Education - Primary School-SchBreak-all | Closed | 9 | 16 | bar: 1 to 24
2 | -99 | -99 | 6 | 1 | 8 | 16 | 0 | 0 | ; | Education - Primary School | all | all | Sat | Education - Primary School-all-Sat | Open | 8 | 16 | 0 | 0 | 0 | 0 | 0 | 0 | 0 | 0 | 1 | 1 | 1 | 1 | 1 | 1 | 1 | 1 | 0 | 0 | 0 | 0 | 0 | 0 | 0 | 0
2 | -99 | -99 | 7 | 0 | 8 | 16 | 0 | 0 | ; | Education - Primary School | all | all | Sun | Education - Primary School-all-Sun | Closed | 8 | 16 | bar: 1 to 24
2 | -99 | -99 | 8 | 0 | 8 | 16 | 0 | 0 | ; | Education - Primary School | all | all | Hol | Education - Primary School-all-Hol | Closed | 8 | 16 | bar: 1 to 24
2 | -99 | -99 | -99 | 1 | 8 | 18 | 0 | 0 | ; | Education - Primary School | all | all | all | Education - Primary School-all-all | Open | 8 | 18 | 0 | 0 | 0 | 0 | 0 | 0 | 0 | 0 | 1 | 1 | 1 | 1 | 1 | 1 | 1 | 1 | 1 | 1 | 0 | 0 | 0 | 0 | 0 | 0
; | [13 empty] | ---
3 | -99 | 10000 | 6 | 0 | 7 | 16 | 0 | 0 | ; | Education - Secondary School | all | SchBreak | Sat | Education - Secondary School-SchBreak-Sat | Closed | 7 | 16 | bar: 1 to 24
3 | -99 | 10000 | 7 | 0 | 7 | 16 | 0 | 0 | ; | Education - Secondary School | all | SchBreak | Sun | Education - Secondary School-SchBreak-Sun | Closed | 7 | 16 | bar: 1 to 24
3 | -99 | 10000 | 8 | 0 | 7 | 16 | 0 | 0 | ; | Education - Secondary School | all | SchBreak | Hol | Education - Secondary School-SchBreak-Hol | Closed | 7 | 16 | bar: 1 to 24
3 | -99 | 10000 | -99 | 0 | 7 | 18 | 0 | 0 | ; | Education - Secondary School | all | SchBreak | all | Education - Secondary School-SchBreak-all | Closed | 7 | 18 | bar: 1 to 24
3 | -99 | -99 | 6 | 1 | 7 | 16 | 0 | 0 | ; | Education - Secondary School | all | all | Sat | Education - Secondary School-all-Sat | Open | 7 | 16 | 0 | 0 | 0 | 0 | 0 | 0 | 0 | 1 | 1 | 1 | 1 | 1 | 1 | 1 | 1 | 1 | 0 | 0 | 0 | 0 | 0 | 0 | 0 | 0
3 | -99 | -99 | 7 | 0 | 7 | 16 | 0 | 0 | ; | Education - Secondary School | all | all | Sun | Education - Secondary School-all-Sun | Closed | 7 | 16 | bar: 1 to 24
3 | -99 | -99 | 8 | 0 | 7 | 16 | 0 | 0 | ; | Education - Secondary School | all | all | Hol | Education - Secondary School-all-Hol | Closed | 7 | 16 | bar: 1 to 24
3 | -99 | -99 | -99 | 1 | 7 | 18 | 0 | 0 | ; | Education - Secondary School | all | all | all | Education - Secondary School-all-all | Open | 7 | 18 | 0 | 0 | 0 | 0 | 0 | 0 | 0 | 1 | 1 | 1 | 1 | 1 | 1 | 1 | 1 | 1 | 1 | 1 | 0 | 0 | 0 | 0 | 0 | 0
; | [13 empty] | ---
27 | -99 | 10000 | 6 | 1 | 8 | 14 | 0 | 0 | ; | Education - Relocatable Classroom | all | SchBreak | Sat | Education - Relocatable Classroom-SchBreak-Sat | Open | 8 | 14 | 0 | 0 | 0 | 0 | 0 | 0 | 0 | 0 | 1 | 1 | 1 | 1 | 1 | 1 | 0 | 0 | 0 | 0 | 0 | 0 | 0 | 0 | 0 | 0 | SAC 5/17/05 - added relocatable classroom building type
27 | -99 | 10000 | 7 | 0 | 9 | 15 | 0 | 0 | ; | Education - Relocatable Classroom | all | SchBreak | Sun | Education - Relocatable Classroom-SchBreak-Sun | Closed | 9 | 15 | bar: 1 to 24
27 | -99 | 10000 | 8 | 0 | 9 | 15 | 0 | 0 | ; | Education - Relocatable Classroom | all | SchBreak | Hol | Education - Relocatable Classroom-SchBreak-Hol | Closed | 9 | 15 | bar: 1 to 24
27 | -99 | 10000 | -99 | 0 | 9 | 15 | 0 | 0 | ; | Education - Relocatable Classroom | all | SchBreak | all | Education - Relocatable Classroom-SchBreak-all | Closed | 9 | 15 | bar: 1 to 24
27 | -99 | -99 | 6 | 1 | 9 | 14 | 0 | 0 | ; | Education - Relocatable Classroom | all | all | Sat | Education - Relocatable Classroom-all-Sat | Open | 9 | 14 | 0 | 0 | 0 | 0 | 0 | 0 | 0 | 0 | 0 | 1 | 1 | 1 | 1 | 1 | 0 | 0 | 0 | 0 | 0 | 0 | 0 | 0 | 0 | 0
27 | -99 | -99 | 7 | 0 | 9 | 14 | 0 | 0 | ; | Education - Relocatable Classroom | all | all | Sun | Education - Relocatable Classroom-all-Sun | Closed | 9 | 14 | bar: 1 to 24
27 | -99 | -99 | 8 | 0 | 9 | 14 | 0 | 0 | ; | Education - Relocatable Classroom | all | all | Hol | Education - Relocatable Classroom-all-Hol | Closed | 9 | 14 | bar: 1 to 24
27 | -99 | -99 | -99 | 1 | 8 | 15 | 0 | 0 | ; | Education - Relocatable Classroom | all | all | all | Education - Relocatable Classroom-all-all | Open | 8 | 15 | 0 | 0 | 0 | 0 | 0 | 0 | 0 | 0 | 1 | 1 | 1 | 1 | 1 | 1 | 1 | 0 | 0 | 0 | 0 | 0 | 0 | 0 | 0 | 0
; | [13 empty] | ---
4 | -99 | 10000 | 6 | 0 | 9 | 14 | 2 | 0 | ; | Education - Community College | all | SchBreak | Sat | Education - Community College-SchBreak-Sat | Closed | 9 | 14 | bar: 1 to 24
4 | -99 | 10000 | 7 | 0 | 9 | 14 | 2 | 0 | ; | Education - Community College | all | SchBreak | Sun | Education - Community College-SchBreak-Sun | Closed | 9 | 14 | bar: 1 to 24
4 | -99 | 10000 | 8 | 0 | 9 | 14 | 2 | 0 | ; | Education - Community College | all | SchBreak | Hol | Education - Community College-SchBreak-Hol | Closed | 9 | 14 | bar: 1 to 24
4 | -99 | 10000 | -99 | 0 | 9 | 17 | 2 | -2 | ; | Education - Community College | all | SchBreak | all | Education - Community College-SchBreak-all | Closed | 9 | 17 | bar: 1 to 24
4 | -99 | 12002 | 6 | 1 | 7 | 14 | 0 | 0 | ; | Education - Community College | all | SchLowSum | Sat | Education - Community College-SchLowSum-Sat | Open | 7 | 14 | 0 | 0 | 0 | 0 | 0 | 0 | 0 | 1 | 1 | 1 | 1 | 1 | 1 | 1 | 0 | 0 | 0 | 0 | 0 | 0 | 0 | 0 | 0 | 0
4 | -99 | 12002 | 7 | 0 | 9 | 14 | 2 | 0 | ; | Education - Community College | all | SchLowSum | Sun | Education - Community College-SchLowSum-Sun | Closed | 9 | 14 | bar: 1 to 24
4 | -99 | 12002 | 8 | 0 | 9 | 14 | 2 | 0 | ; | Education - Community College | all | SchLowSum | Hol | Education - Community College-SchLowSum-Hol | Closed | 9 | 14 | bar: 1 to 24
4 | -99 | 12002 | -99 | 1 | 7 | 19 | 0 | 0 | ; | Education - Community College | all | SchLowSum | all | Education - Community College-SchLowSum-all | Open | 7 | 19 | 0 | 0 | 0 | 0 | 0 | 0 | 0 | 1 | 1 | 1 | 1 | 1 | 1 | 1 | 1 | 1 | 1 | 1 | 1 | 0 | 0 | 0 | 0 | 0
4 | -99 | -99 | 6 | 1 | 7 | 16 | 0 | 0 | ; | Education - Community College | all | all | Sat | Education - Community College-all-Sat | Open | 7 | 16 | 0 | 0 | 0 | 0 | 0 | 0 | 0 | 1 | 1 | 1 | 1 | 1 | 1 | 1 | 1 | 1 | 0 | 0 | 0 | 0 | 0 | 0 | 0 | 0
4 | -99 | -99 | 7 | 0 | 8 | 15 | 1 | -1 | ; | Education - Community College | all | all | Sun | Education - Community College-all-Sun | Closed | 8 | 15 | bar: 1 to 24
4 | -99 | -99 | 8 | 0 | 8 | 15 | 1 | -1 | ; | Education - Community College | all | all | Hol | Education - Community College-all-Hol | Closed | 8 | 15 | bar: 1 to 24
4 | -99 | -99 | -99 | 1 | 7 | 21 | 0 | 0 | ; | Education - Community College | all | all | all | Education - Community College-all-all | Open | 7 | 21 | 0 | 0 | 0 | 0 | 0 | 0 | 0 | 1 | 1 | 1 | 1 | 1 | 1 | 1 | 1 | 1 | 1 | 1 | 1 | 1 | 1 | 0 | 0 | 0
; | [13 empty] | ---
5 | 11 | 10000 | -99 | 0 | 25 | 16 | 0 | 0 | ; | Education - University | Dormitory | Closed | all | Education - University-Dormitory-Closed-all | Closed | 25 | 16 | bar: 1 to 24
5 | 11 | 10000 | -99 | 0 | 25 | 16 | 0 | 0 | ; | Education - University | Dormitory | SchBreak | all | Education - University-Dormitory-SchBreak-all | Closed | 25 | 16 | bar: 1 to 24
5 | 11 | -99 | -99 | 1 | 25 | 16 | 0 | 0 | ; | Education - University | Dormitory | all | all | Education - University-Dormitory-all-all | Open | 25 | 16 | bar: 1 to 24
5 | -99 | 10000 | 6 | 0 | 9 | 14 | 0 | 0 | ; | Education - University | all | SchBreak | Sat | Education - University-SchBreak-Sat | Closed | 9 | 14 | bar: 1 to 24
5 | -99 | 10000 | 7 | 0 | 9 | 14 | 0 | 0 | ; | Education - University | all | SchBreak | Sun | Education - University-SchBreak-Sun | Closed | 9 | 14 | bar: 1 to 24
5 | -99 | 10000 | 8 | 0 | 9 | 14 | 0 | 0 | ; | Education - University | all | SchBreak | Hol | Education - University-SchBreak-Hol | Closed | 9 | 14 | bar: 1 to 24
5 | -99 | 10000 | -99 | 0 | 7 | 17 | 0 | 0 | ; | Education - University | all | SchBreak | all | Education - University-SchBreak-all | Closed | 7 | 17 | bar: 1 to 24
5 | -99 | 12002 | 6 | 1 | 9 | 14 | 0 | 0 | ; | Education - University | all | SchLowSum | Sat | Education - University-SchLowSum-Sat | Open | 9 | 14 | 0 | 0 | 0 | 0 | 0 | 0 | 0 | 0 | 0 | 1 | 1 | 1 | 1 | 1 | 0 | 0 | 0 | 0 | 0 | 0 | 0 | 0 | 0 | 0
5 | -99 | 12002 | 7 | 1 | 9 | 14 | 0 | 0 | ; | Education - University | all | SchLowSum | Sun | Education - University-SchLowSum-Sun | Open | 9 | 14 | 0 | 0 | 0 | 0 | 0 | 0 | 0 | 0 | 0 | 1 | 1 | 1 | 1 | 1 | 0 | 0 | 0 | 0 | 0 | 0 | 0 | 0 | 0 | 0
5 | -99 | 12002 | 8 | 1 | 9 | 14 | 0 | 0 | ; | Education - University | all | SchLowSum | Hol | Education - University-SchLowSum-Hol | Open | 9 | 14 | 0 | 0 | 0 | 0 | 0 | 0 | 0 | 0 | 0 | 1 | 1 | 1 | 1 | 1 | 0 | 0 | 0 | 0 | 0 | 0 | 0 | 0 | 0 | 0
5 | -99 | 12002 | -99 | 1 | 7 | 20 | 0 | 0 | ; | Education - University | all | SchLowSum | all | Education - University-SchLowSum-all | Open | 7 | 20 | 0 | 0 | 0 | 0 | 0 | 0 | 0 | 1 | 1 | 1 | 1 | 1 | 1 | 1 | 1 | 1 | 1 | 1 | 1 | 1 | 0 | 0 | 0 | 0
5 | -99 | -99 | 6 | 1 | 9 | 18 | 0 | 0 | ; | Education - University | all | all | Sat | Education - University-all-Sat | Open | 9 | 18 | 0 | 0 | 0 | 0 | 0 | 0 | 0 | 0 | 0 | 1 | 1 | 1 | 1 | 1 | 1 | 1 | 1 | 1 | 0 | 0 | 0 | 0 | 0 | 0
5 | -99 | -99 | 7 | 1 | 9 | 18 | 0 | 0 | ; | Education - University | all | all | Sun | Education - University-all-Sun | Open | 9 | 18 | 0 | 0 | 0 | 0 | 0 | 0 | 0 | 0 | 0 | 1 | 1 | 1 | 1 | 1 | 1 | 1 | 1 | 1 | 0 | 0 | 0 | 0 | 0 | 0
5 | -99 | -99 | 8 | 1 | 9 | 18 | 0 | 0 | ; | Education - University | all | all | Hol | Education - University-all-Hol | Open | 9 | 18 | 0 | 0 | 0 | 0 | 0 | 0 | 0 | 0 | 0 | 1 | 1 | 1 | 1 | 1 | 1 | 1 | 1 | 1 | 0 | 0 | 0 | 0 | 0 | 0
5 | -99 | -99 | -99 | 1 | 7 | 21 | 0 | 0 | ; | Education - University | all | all | all | Education - University-all-all | Open | 7 | 21 | 0 | 0 | 0 | 0 | 0 | 0 | 0 | 1 | 1 | 1 | 1 | 1 | 1 | 1 | 1 | 1 | 1 | 1 | 1 | 1 | 1 | 0 | 0 | 0
; | [13 empty] | ---
6 | -99 | 10000 | -99 | 0 | 6 | 22 | 0 | 0 | ; | Grocery | all | Closed | all | Grocery-Closed-all | Closed | 6 | 22 | bar: 1 to 24
6 | -99 | -99 | 6 | 1 | 6 | 22 | 0 | 0 | ; | Grocery | all | all | Sat | Grocery-all-Sat | Open | 6 | 22 | 0 | 0 | 0 | 0 | 0 | 0 | 1 | 1 | 1 | 1 | 1 | 1 | 1 | 1 | 1 | 1 | 1 | 1 | 1 | 1 | 1 | 1 | 0 | 0
6 | -99 | -99 | 7 | 1 | 6 | 22 | 0 | 0 | ; | Grocery | all | all | Sun | Grocery-all-Sun | Open | 6 | 22 | 0 | 0 | 0 | 0 | 0 | 0 | 1 | 1 | 1 | 1 | 1 | 1 | 1 | 1 | 1 | 1 | 1 | 1 | 1 | 1 | 1 | 1 | 0 | 0
6 | -99 | -99 | 8 | 1 | 6 | 22 | 0 | 0 | ; | Grocery | all | all | Hol | Grocery-all-Hol | Open | 6 | 22 | 0 | 0 | 0 | 0 | 0 | 0 | 1 | 1 | 1 | 1 | 1 | 1 | 1 | 1 | 1 | 1 | 1 | 1 | 1 | 1 | 1 | 1 | 0 | 0
6 | -99 | -99 | -99 | 1 | 6 | 22 | 0 | 0 | ; | Grocery | all | all | all | Grocery-all-all | Open | 6 | 22 | 0 | 0 | 0 | 0 | 0 | 0 | 1 | 1 | 1 | 1 | 1 | 1 | 1 | 1 | 1 | 1 | 1 | 1 | 1 | 1 | 1 | 1 | 0 | 0
; | [13 empty] | ---
7 | -99 | 10000 | -99 | 0 | 25 | 16 | 0 | 0 | ; | Health/Medical - Hospital | all | Closed | all | Health/Medical - Hospital-Closed-all | Closed | 25 | 16 | bar: 1 to 24
7 | -99 | -99 | 6 | 1 | 25 | 20 | 0 | 0 | ; | Health/Medical - Hospital | all | all | Sat | Health/Medical - Hospital-all-Sat | Open | 25 | 20 | bar: 1 to 24
7 | -99 | -99 | 7 | 1 | 25 | 20 | 0 | 0 | ; | Health/Medical - Hospital | all | all | Sun | Health/Medical - Hospital-all-Sun | Open | 25 | 20 | bar: 1 to 24
7 | -99 | -99 | 8 | 1 | 25 | 20 | 0 | 0 | ; | Health/Medical - Hospital | all | all | Hol | Health/Medical - Hospital-all-Hol | Open | 25 | 20 | bar: 1 to 24
7 | -99 | -99 | -99 | 1 | 25 | 20 | 0 | 0 | ; | Health/Medical - Hospital | all | all | all | Health/Medical - Hospital-all-all | Open | 25 | 20 | bar: 1 to 24
; | [13 empty] | ---
8 | -99 | 10000 | -99 | 0 | 25 | 16 | 0 | 0 | ; | Health/Medical - Nursing Home | all | Closed | all | Health/Medical - Nursing Home-Closed-all | Closed | 25 | 16 | bar: 1 to 24
8 | -99 | -99 | 6 | 1 | 25 | 19 | 0 | 0 | ; | Health/Medical - Nursing Home | all | all | Sat | Health/Medical - Nursing Home-all-Sat | Open | 25 | 19 | bar: 1 to 24
8 | -99 | -99 | 7 | 1 | 25 | 19 | 0 | 0 | ; | Health/Medical - Nursing Home | all | all | Sun | Health/Medical - Nursing Home-all-Sun | Open | 25 | 19 | bar: 1 to 24
8 | -99 | -99 | 8 | 1 | 25 | 19 | 0 | 0 | ; | Health/Medical - Nursing Home | all | all | Hol | Health/Medical - Nursing Home-all-Hol | Open | 25 | 19 | bar: 1 to 24
8 | -99 | -99 | -99 | 1 | 25 | 19 | 0 | 0 | ; | Health/Medical - Nursing Home | all | all | all | Health/Medical - Nursing Home-all-all | Open | 25 | 19 | bar: 1 to 24
; | [13 empty] | ---
9 | 2 | 10000 | -99 | 0 | 25 | 16 | 0 | 0 | ; | Lodging - Hotel | Guestrooms | Closed | all | Lodging - Hotel-Guestrooms-Closed-all | Closed | 25 | 16 | bar: 1 to 24
9 | 2 | -99 | 6 | 1 | 25 | 16 | 0 | 0 | ; | Lodging - Hotel | Guestrooms | all | Sat | Lodging - Hotel-Guestrooms-all-Sat | Open | 25 | 16 | bar: 1 to 24
9 | 2 | -99 | 7 | 1 | 25 | 16 | 0 | 0 | ; | Lodging - Hotel | Guestrooms | all | Sun | Lodging - Hotel-Guestrooms-all-Sun | Open | 25 | 16 | bar: 1 to 24
9 | 2 | -99 | 8 | 1 | 25 | 16 | 0 | 0 | ; | Lodging - Hotel | Guestrooms | all | Hol | Lodging - Hotel-Guestrooms-all-Hol | Open | 25 | 16 | bar: 1 to 24
9 | 2 | -99 | -99 | 1 | 25 | 16 | 0 | 0 | ; | Lodging - Hotel | Guestrooms | all | all | Lodging - Hotel-Guestrooms-all-all | Open | 25 | 16 | bar: 1 to 24
9 | -99 | 10000 | -99 | 0 | 6 | 22 | 0 | 0 | ; | Lodging - Hotel | all | Closed | all | Lodging - Hotel-Closed-all | Closed | 6 | 22 | bar: 1 to 24
9 | -99 | -99 | 6 | 1 | 6 | 22 | 0 | 0 | ; | Lodging - Hotel | all | all | Sat | Lodging - Hotel-all-Sat | Open | 6 | 22 | 0 | 0 | 0 | 0 | 0 | 0 | 1 | 1 | 1 | 1 | 1 | 1 | 1 | 1 | 1 | 1 | 1 | 1 | 1 | 1 | 1 | 1 | 0 | 0
9 | -99 | -99 | 7 | 1 | 6 | 22 | 0 | 0 | ; | Lodging - Hotel | all | all | Sun | Lodging - Hotel-all-Sun | Open | 6 | 22 | 0 | 0 | 0 | 0 | 0 | 0 | 1 | 1 | 1 | 1 | 1 | 1 | 1 | 1 | 1 | 1 | 1 | 1 | 1 | 1 | 1 | 1 | 0 | 0
9 | -99 | -99 | 8 | 1 | 6 | 22 | 0 | 0 | ; | Lodging - Hotel | all | all | Hol | Lodging - Hotel-all-Hol | Open | 6 | 22 | 0 | 0 | 0 | 0 | 0 | 0 | 1 | 1 | 1 | 1 | 1 | 1 | 1 | 1 | 1 | 1 | 1 | 1 | 1 | 1 | 1 | 1 | 0 | 0
9 | -99 | -99 | -99 | 1 | 6 | 22 | 0 | 0 | ; | Lodging - Hotel | all | all | all | Lodging - Hotel-all-all | Open | 6 | 22 | 0 | 0 | 0 | 0 | 0 | 0 | 1 | 1 | 1 | 1 | 1 | 1 | 1 | 1 | 1 | 1 | 1 | 1 | 1 | 1 | 1 | 1 | 0 | 0
; | [13 empty] | ---
10 | -99 | 10000 | -99 | 0 | 25 | 16 | 0 | 0 | ; | Lodging - Motel | all | Closed | all | Lodging - Motel-Closed-all | Closed | 25 | 16 | bar: 1 to 24
10 | -99 | -99 | 6 | 1 | 25 | 16 | 0 | 0 | ; | Lodging - Motel | all | all | Sat | Lodging - Motel-all-Sat | Open | 25 | 16 | bar: 1 to 24
10 | -99 | -99 | 7 | 1 | 25 | 16 | 0 | 0 | ; | Lodging - Motel | all | all | Sun | Lodging - Motel-all-Sun | Open | 25 | 16 | bar: 1 to 24
10 | -99 | -99 | 8 | 1 | 25 | 16 | 0 | 0 | ; | Lodging - Motel | all | all | Hol | Lodging - Motel-all-Hol | Open | 25 | 16 | bar: 1 to 24
10 | -99 | -99 | -99 | 1 | 25 | 16 | 0 | 0 | ; | Lodging - Motel | all | all | all | Lodging - Motel-all-all | Open | 25 | 16 | bar: 1 to 24
; | [13 empty] | ---
11 | -99 | 10000 | -99 | 0 | 7 | 19 | 0 | 0 | ; | Manufacturing - Bio/Tech | all | Closed | all | Manufacturing - Bio/Tech-Closed-all | Closed | 7 | 19 | bar: 1 to 24
11 | -99 | -99 | 6 | 0 | 7 | 19 | 0 | 0 | ; | Manufacturing - Bio/Tech | all | all | Sat | Manufacturing - Bio/Tech-all-Sat | Closed | 7 | 19 | bar: 1 to 24
11 | -99 | -99 | 7 | 0 | 7 | 19 | 0 | 0 | ; | Manufacturing - Bio/Tech | all | all | Sun | Manufacturing - Bio/Tech-all-Sun | Closed | 7 | 19 | bar: 1 to 24
11 | -99 | -99 | 8 | 0 | 7 | 19 | 0 | 0 | ; | Manufacturing - Bio/Tech | all | all | Hol | Manufacturing - Bio/Tech-all-Hol | Closed | 7 | 19 | bar: 1 to 24
11 | -99 | -99 | -99 | 1 | 7 | 19 | 0 | 0 | ; | Manufacturing - Bio/Tech | all | all | all | Manufacturing - Bio/Tech-all-all | Open | 7 | 19 | 0 | 0 | 0 | 0 | 0 | 0 | 0 | 1 | 1 | 1 | 1 | 1 | 1 | 1 | 1 | 1 | 1 | 1 | 1 | 0 | 0 | 0 | 0 | 0
; | [13 empty] | ---
12 | -99 | 10000 | -99 | 0 | 6 | 18 | 0 | 0 | ; | Manufacturing - Light Industrial | all | Closed | all | Manufacturing - Light Industrial-Closed-all | Closed | 6 | 18 | bar: 1 to 24
12 | -99 | -99 | 6 | 0 | 6 | 18 | 0 | 0 | ; | Manufacturing - Light Industrial | all | all | Sat | Manufacturing - Light Industrial-all-Sat | Closed | 6 | 18 | bar: 1 to 24
12 | -99 | -99 | 7 | 0 | 6 | 18 | 0 | 0 | ; | Manufacturing - Light Industrial | all | all | Sun | Manufacturing - Light Industrial-all-Sun | Closed | 6 | 18 | bar: 1 to 24
12 | -99 | -99 | 8 | 0 | 6 | 18 | 0 | 0 | ; | Manufacturing - Light Industrial | all | all | Hol | Manufacturing - Light Industrial-all-Hol | Closed | 6 | 18 | bar: 1 to 24
12 | -99 | -99 | -99 | 1 | 6 | 18 | 0 | 0 | ; | Manufacturing - Light Industrial | all | all | all | Manufacturing - Light Industrial-all-all | Open | 6 | 18 | 0 | 0 | 0 | 0 | 0 | 0 | 1 | 1 | 1 | 1 | 1 | 1 | 1 | 1 | 1 | 1 | 1 | 1 | 0 | 0 | 0 | 0 | 0 | 0
; | [13 empty] | ---
13 | -99 | 10000 | -99 | 0 | 8 | 17 | 0 | 0 | ; | Office - Large | all | Closed | all | Office - Large-Closed-all | Closed | 8 | 17 | bar: 1 to 24
13 | -99 | -99 | 6 | 1 | 8 | 17 | 0 | 0 | ; | Office - Large | all | all | Sat | Office - Large-all-Sat | Open | 8 | 17 | 0 | 0 | 0 | 0 | 0 | 0 | 0 | 0 | 1 | 1 | 1 | 1 | 1 | 1 | 1 | 1 | 1 | 0 | 0 | 0 | 0 | 0 | 0 | 0
13 | -99 | -99 | 7 | 0 | 8 | 17 | 0 | 0 | ; | Office - Large | all | all | Sun | Office - Large-all-Sun | Closed | 8 | 17 | bar: 1 to 24
13 | -99 | -99 | 8 | 0 | 8 | 17 | 0 | 0 | ; | Office - Large | all | all | Hol | Office - Large-all-Hol | Closed | 8 | 17 | bar: 1 to 24
13 | -99 | -99 | -99 | 1 | 8 | 17 | 0 | 0 | ; | Office - Large | all | all | all | Office - Large-all-all | Open | 8 | 17 | 0 | 0 | 0 | 0 | 0 | 0 | 0 | 0 | 1 | 1 | 1 | 1 | 1 | 1 | 1 | 1 | 1 | 0 | 0 | 0 | 0 | 0 | 0 | 0
; | [13 empty] | ---
14 | -99 | 10000 | -99 | 0 | 8 | 17 | 0 | 0 | ; | Office - Small | all | Closed | all | Office - Small-Closed-all | Closed | 8 | 17 | bar: 1 to 24
14 | -99 | -99 | 6 | 1 | 8 | 17 | 0 | 0 | ; | Office - Small | all | all | Sat | Office - Small-all-Sat | Open | 8 | 17 | 0 | 0 | 0 | 0 | 0 | 0 | 0 | 0 | 1 | 1 | 1 | 1 | 1 | 1 | 1 | 1 | 1 | 0 | 0 | 0 | 0 | 0 | 0 | 0
14 | -99 | -99 | 7 | 0 | 8 | 17 | 0 | 0 | ; | Office - Small | all | all | Sun | Office - Small-all-Sun | Closed | 8 | 17 | bar: 1 to 24
14 | -99 | -99 | 8 | 0 | 8 | 17 | 0 | 0 | ; | Office - Small | all | all | Hol | Office - Small-all-Hol | Closed | 8 | 17 | bar: 1 to 24
14 | -99 | -99 | -99 | 1 | 8 | 17 | 0 | 0 | ; | Office - Small | all | all | all | Office - Small-all-all | Open | 8 | 17 | 0 | 0 | 0 | 0 | 0 | 0 | 0 | 0 | 1 | 1 | 1 | 1 | 1 | 1 | 1 | 1 | 1 | 0 | 0 | 0 | 0 | 0 | 0 | 0
; | [13 empty] | ---
15 | -99 | 10000 | -99 | 0 | 10 | 22 | 0 | 0 | ; | Restaurant - Sit-Down | all | Closed | all | Restaurant - Sit-Down-Closed-all | Closed | 10 | 22 | bar: 1 to 24
15 | -99 | -99 | 6 | 1 | 10 | 22 | 0 | 0 | ; | Restaurant - Sit-Down | all | all | Sat | Restaurant - Sit-Down-all-Sat | Open | 10 | 22 | 0 | 0 | 0 | 0 | 0 | 0 | 0 | 0 | 0 | 0 | 1 | 1 | 1 | 1 | 1 | 1 | 1 | 1 | 1 | 1 | 1 | 1 | 0 | 0
15 | -99 | -99 | 7 | 1 | 10 | 22 | 0 | 0 | ; | Restaurant - Sit-Down | all | all | Sun | Restaurant - Sit-Down-all-Sun | Open | 10 | 22 | 0 | 0 | 0 | 0 | 0 | 0 | 0 | 0 | 0 | 0 | 1 | 1 | 1 | 1 | 1 | 1 | 1 | 1 | 1 | 1 | 1 | 1 | 0 | 0
15 | -99 | -99 | 8 | 1 | 10 | 22 | 0 | 0 | ; | Restaurant - Sit-Down | all | all | Hol | Restaurant - Sit-Down-all-Hol | Open | 10 | 22 | 0 | 0 | 0 | 0 | 0 | 0 | 0 | 0 | 0 | 0 | 1 | 1 | 1 | 1 | 1 | 1 | 1 | 1 | 1 | 1 | 1 | 1 | 0 | 0
15 | -99 | -99 | -99 | 1 | 10 | 22 | 0 | 0 | ; | Restaurant - Sit-Down | all | all | all | Restaurant - Sit-Down-all-all | Open | 10 | 22 | 0 | 0 | 0 | 0 | 0 | 0 | 0 | 0 | 0 | 0 | 1 | 1 | 1 | 1 | 1 | 1 | 1 | 1 | 1 | 1 | 1 | 1 | 0 | 0
; | [13 empty] | ---
16 | -99 | 10000 | -99 | 0 | 6 | 23 | 0 | 0 | ; | Restaurant - Fast-Food | all | Closed | all | Restaurant - Fast-Food-Closed-all | Closed | 6 | 23 | bar: 1 to 24
16 | -99 | -99 | 6 | 1 | 6 | 23 | 0 | 0 | ; | Restaurant - Fast-Food | all | all | Sat | Restaurant - Fast-Food-all-Sat | Open | 6 | 23 | 0 | 0 | 0 | 0 | 0 | 0 | 1 | 1 | 1 | 1 | 1 | 1 | 1 | 1 | 1 | 1 | 1 | 1 | 1 | 1 | 1 | 1 | 1 | 0
16 | -99 | -99 | 7 | 1 | 6 | 23 | 0 | 0 | ; | Restaurant - Fast-Food | all | all | Sun | Restaurant - Fast-Food-all-Sun | Open | 6 | 23 | 0 | 0 | 0 | 0 | 0 | 0 | 1 | 1 | 1 | 1 | 1 | 1 | 1 | 1 | 1 | 1 | 1 | 1 | 1 | 1 | 1 | 1 | 1 | 0
16 | -99 | -99 | 8 | 1 | 6 | 23 | 0 | 0 | ; | Restaurant - Fast-Food | all | all | Hol | Restaurant - Fast-Food-all-Hol | Open | 6 | 23 | 0 | 0 | 0 | 0 | 0 | 0 | 1 | 1 | 1 | 1 | 1 | 1 | 1 | 1 | 1 | 1 | 1 | 1 | 1 | 1 | 1 | 1 | 1 | 0
16 | -99 | -99 | -99 | 1 | 6 | 23 | 0 | 0 | ; | Restaurant - Fast-Food | all | all | all | Restaurant - Fast-Food-all-all | Open | 6 | 23 | 0 | 0 | 0 | 0 | 0 | 0 | 1 | 1 | 1 | 1 | 1 | 1 | 1 | 1 | 1 | 1 | 1 | 1 | 1 | 1 | 1 | 1 | 1 | 0
; | [13 empty] | ---
17 | -99 | 10000 | -99 | 0 | 9 | 19 | 0 | 0 | ; | Retail - 3-Story Large | all | Closed | all | Retail - 3-Story Large-Closed-all | Closed | 9 | 19 | bar: 1 to 24
17 | -99 | -99 | 6 | 1 | 9 | 19 | 0 | 0 | ; | Retail - 3-Story Large | all | all | Sat | Retail - 3-Story Large-all-Sat | Open | 9 | 19 | 0 | 0 | 0 | 0 | 0 | 0 | 0 | 0 | 0 | 1 | 1 | 1 | 1 | 1 | 1 | 1 | 1 | 1 | 1 | 0 | 0 | 0 | 0 | 0
17 | -99 | -99 | 7 | 1 | 9 | 19 | 0 | 0 | ; | Retail - 3-Story Large | all | all | Sun | Retail - 3-Story Large-all-Sun | Open | 9 | 19 | 0 | 0 | 0 | 0 | 0 | 0 | 0 | 0 | 0 | 1 | 1 | 1 | 1 | 1 | 1 | 1 | 1 | 1 | 1 | 0 | 0 | 0 | 0 | 0
17 | -99 | -99 | 8 | 1 | 9 | 19 | 0 | 0 | ; | Retail - 3-Story Large | all | all | Hol | Retail - 3-Story Large-all-Hol | Open | 9 | 19 | 0 | 0 | 0 | 0 | 0 | 0 | 0 | 0 | 0 | 1 | 1 | 1 | 1 | 1 | 1 | 1 | 1 | 1 | 1 | 0 | 0 | 0 | 0 | 0
17 | -99 | -99 | -99 | 1 | 9 | 21 | 0 | 0 | ; | Retail - 3-Story Large | all | all | all | Retail - 3-Story Large-all-all | Open | 9 | 21 | 0 | 0 | 0 | 0 | 0 | 0 | 0 | 0 | 0 | 1 | 1 | 1 | 1 | 1 | 1 | 1 | 1 | 1 | 1 | 1 | 1 | 0 | 0 | 0
; | [13 empty] | ---
18 | -99 | 10000 | -99 | 0 | 9 | 22 | 0 | 0 | ; | Retail - Single-Story Large | all | Closed | all | Retail - Single-Story Large-Closed-all | Closed | 9 | 22 | bar: 1 to 24
18 | -99 | -99 | 6 | 1 | 9 | 22 | 0 | 0 | ; | Retail - Single-Story Large | all | all | Sat | Retail - Single-Story Large-all-Sat | Open | 9 | 22 | 0 | 0 | 0 | 0 | 0 | 0 | 0 | 0 | 0 | 1 | 1 | 1 | 1 | 1 | 1 | 1 | 1 | 1 | 1 | 1 | 1 | 1 | 0 | 0
18 | -99 | -99 | 7 | 1 | 9 | 22 | 0 | 0 | ; | Retail - Single-Story Large | all | all | Sun | Retail - Single-Story Large-all-Sun | Open | 9 | 22 | 0 | 0 | 0 | 0 | 0 | 0 | 0 | 0 | 0 | 1 | 1 | 1 | 1 | 1 | 1 | 1 | 1 | 1 | 1 | 1 | 1 | 1 | 0 | 0
18 | -99 | -99 | 8 | 1 | 9 | 22 | 0 | 0 | ; | Retail - Single-Story Large | all | all | Hol | Retail - Single-Story Large-all-Hol | Open | 9 | 22 | 0 | 0 | 0 | 0 | 0 | 0 | 0 | 0 | 0 | 1 | 1 | 1 | 1 | 1 | 1 | 1 | 1 | 1 | 1 | 1 | 1 | 1 | 0 | 0
18 | -99 | -99 | -99 | 1 | 9 | 22 | 0 | 0 | ; | Retail - Single-Story Large | all | all | all | Retail - Single-Story Large-all-all | Open | 9 | 22 | 0 | 0 | 0 | 0 | 0 | 0 | 0 | 0 | 0 | 1 | 1 | 1 | 1 | 1 | 1 | 1 | 1 | 1 | 1 | 1 | 1 | 1 | 0 | 0
; | [13 empty] | ---
19 | -99 | 10000 | -99 | 0 | 9 | 20 | 0 | 0 | ; | Retail - Small | all | Closed | all | Retail - Small-Closed-all | Closed | 9 | 20 | bar: 1 to 24
19 | -99 | -99 | 6 | 1 | 9 | 20 | 0 | 0 | ; | Retail - Small | all | all | Sat | Retail - Small-all-Sat | Open | 9 | 20 | 0 | 0 | 0 | 0 | 0 | 0 | 0 | 0 | 0 | 1 | 1 | 1 | 1 | 1 | 1 | 1 | 1 | 1 | 1 | 1 | 0 | 0 | 0 | 0
19 | -99 | -99 | 7 | 1 | 9 | 20 | 0 | 0 | ; | Retail - Small | all | all | Sun | Retail - Small-all-Sun | Open | 9 | 20 | 0 | 0 | 0 | 0 | 0 | 0 | 0 | 0 | 0 | 1 | 1 | 1 | 1 | 1 | 1 | 1 | 1 | 1 | 1 | 1 | 0 | 0 | 0 | 0
19 | -99 | -99 | 8 | 1 | 9 | 20 | 0 | 0 | ; | Retail - Small | all | all | Hol | Retail - Small-all-Hol | Open | 9 | 20 | 0 | 0 | 0 | 0 | 0 | 0 | 0 | 0 | 0 | 1 | 1 | 1 | 1 | 1 | 1 | 1 | 1 | 1 | 1 | 1 | 0 | 0 | 0 | 0
19 | -99 | -99 | -99 | 1 | 9 | 20 | 0 | 0 | ; | Retail - Small | all | all | all | Retail - Small-all-all | Open | 9 | 20 | 0 | 0 | 0 | 0 | 0 | 0 | 0 | 0 | 0 | 1 | 1 | 1 | 1 | 1 | 1 | 1 | 1 | 1 | 1 | 1 | 0 | 0 | 0 | 0
; | [13 empty] | ---
20 | -99 | 10000 | -99 | 0 | 7 | 18 | 0 | 0 | ; | Storage - Conditioned | all | Closed | all | Storage - Conditioned-Closed-all | Closed | 7 | 18 | bar: 1 to 24
20 | -99 | -99 | 6 | 1 | 7 | 18 | 0 | 0 | ; | Storage - Conditioned | all | all | Sat | Storage - Conditioned-all-Sat | Open | 7 | 18 | 0 | 0 | 0 | 0 | 0 | 0 | 0 | 1 | 1 | 1 | 1 | 1 | 1 | 1 | 1 | 1 | 1 | 1 | 0 | 0 | 0 | 0 | 0 | 0
20 | -99 | -99 | 7 | 1 | 7 | 18 | 0 | 0 | ; | Storage - Conditioned | all | all | Sun | Storage - Conditioned-all-Sun | Open | 7 | 18 | 0 | 0 | 0 | 0 | 0 | 0 | 0 | 1 | 1 | 1 | 1 | 1 | 1 | 1 | 1 | 1 | 1 | 1 | 0 | 0 | 0 | 0 | 0 | 0
20 | -99 | -99 | 8 | 1 | 9 | 16 | 2 | -2 | ; | Storage - Conditioned | all | all | Hol | Storage - Conditioned-all-Hol | Open | 9 | 16 | 0 | 0 | 0 | 0 | 0 | 0 | 0 | 0 | 0 | 1 | 1 | 1 | 1 | 1 | 1 | 1 | 0 | 0 | 0 | 0 | 0 | 0 | 0 | 0
20 | -99 | -99 | -99 | 1 | 7 | 18 | 0 | 0 | ; | Storage - Conditioned | all | all | all | Storage - Conditioned-all-all | Open | 7 | 18 | 0 | 0 | 0 | 0 | 0 | 0 | 0 | 1 | 1 | 1 | 1 | 1 | 1 | 1 | 1 | 1 | 1 | 1 | 0 | 0 | 0 | 0 | 0 | 0
; | [13 empty] | ---
21 | -99 | 10000 | -99 | 0 | 7 | 18 | 0 | 0 | ; | Storage - Unconditioned | all | Closed | all | Storage - Unconditioned-Closed-all | Closed | 7 | 18 | bar: 1 to 24
21 | -99 | -99 | 6 | 1 | 7 | 18 | 0 | 0 | ; | Storage - Unconditioned | all | all | Sat | Storage - Unconditioned-all-Sat | Open | 7 | 18 | 0 | 0 | 0 | 0 | 0 | 0 | 0 | 1 | 1 | 1 | 1 | 1 | 1 | 1 | 1 | 1 | 1 | 1 | 0 | 0 | 0 | 0 | 0 | 0
21 | -99 | -99 | 7 | 1 | 7 | 18 | 0 | 0 | ; | Storage - Unconditioned | all | all | Sun | Storage - Unconditioned-all-Sun | Open | 7 | 18 | 0 | 0 | 0 | 0 | 0 | 0 | 0 | 1 | 1 | 1 | 1 | 1 | 1 | 1 | 1 | 1 | 1 | 1 | 0 | 0 | 0 | 0 | 0 | 0
21 | -99 | -99 | 8 | 1 | 9 | 16 | 2 | -2 | ; | Storage - Unconditioned | all | all | Hol | Storage - Unconditioned-all-Hol | Open | 9 | 16 | 0 | 0 | 0 | 0 | 0 | 0 | 0 | 0 | 0 | 1 | 1 | 1 | 1 | 1 | 1 | 1 | 0 | 0 | 0 | 0 | 0 | 0 | 0 | 0
21 | -99 | -99 | -99 | 1 | 7 | 18 | 0 | 0 | ; | Storage - Unconditioned | all | all | all | Storage - Unconditioned-all-all | Open | 7 | 18 | 0 | 0 | 0 | 0 | 0 | 0 | 0 | 1 | 1 | 1 | 1 | 1 | 1 | 1 | 1 | 1 | 1 | 1 | 0 | 0 | 0 | 0 | 0 | 0
; | [13 empty] | ---
22 | -99 | 10000 | -99 | 0 | 9 | 16 | 0 | 0 | ; | Warehouse - Refrigerated | all | Closed | all | Warehouse - Refrigerated-Closed-all | Closed | 9 | 16 | bar: 1 to 24
22 | -99 | -99 | 6 | 1 | 9 | 16 | 0 | 0 | ; | Warehouse - Refrigerated | all | all | Sat | Warehouse - Refrigerated-all-Sat | Open | 9 | 16 | 0 | 0 | 0 | 0 | 0 | 0 | 0 | 0 | 0 | 1 | 1 | 1 | 1 | 1 | 1 | 1 | 0 | 0 | 0 | 0 | 0 | 0 | 0 | 0
22 | -99 | -99 | 7 | 1 | 9 | 16 | 0 | 0 | ; | Warehouse - Refrigerated | all | all | Sun | Warehouse - Refrigerated-all-Sun | Open | 9 | 16 | 0 | 0 | 0 | 0 | 0 | 0 | 0 | 0 | 0 | 1 | 1 | 1 | 1 | 1 | 1 | 1 | 0 | 0 | 0 | 0 | 0 | 0 | 0 | 0
22 | -99 | -99 | 8 | 1 | 9 | 16 | 0 | 0 | ; | Warehouse - Refrigerated | all | all | Hol | Warehouse - Refrigerated-all-Hol | Open | 9 | 16 | 0 | 0 | 0 | 0 | 0 | 0 | 0 | 0 | 0 | 1 | 1 | 1 | 1 | 1 | 1 | 1 | 0 | 0 | 0 | 0 | 0 | 0 | 0 | 0
22 | -99 | -99 | -99 | 1 | 8 | 18 | 0 | 0 | ; | Warehouse - Refrigerated | all | all | all | Warehouse - Refrigerated-all-all | Open | 8 | 18 | 0 | 0 | 0 | 0 | 0 | 0 | 0 | 0 | 1 | 1 | 1 | 1 | 1 | 1 | 1 | 1 | 1 | 1 | 0 | 0 | 0 | 0 | 0 | 0
; | [13 empty] | ---
23 | -99 | 10000 | -99 | 0 | 25 | 18 | 0 | 0 | ; | Residential - Single Family | all | Closed | all | Residential - Single Family-Closed-all | Closed | 25 | 18 | bar: 1 to 24
23 | -99 | -99 | 6 | 1 | 16 | 9 | 0 | 0 | ; | Residential - Single Family | all | all | Sat | Residential - Single Family-all-Sat | Open | 16 | 9 | 1 | 1 | 1 | 1 | 1 | 1 | 1 | 1 | 1 | 0 | 0 | 0 | 0 | 0 | 0 | 0 | 1 | 1 | 1 | 1 | 1 | 1 | 1 | 1
23 | -99 | -99 | 7 | 1 | 16 | 9 | 0 | 0 | ; | Residential - Single Family | all | all | Sun | Residential - Single Family-all-Sun | Open | 16 | 9 | 1 | 1 | 1 | 1 | 1 | 1 | 1 | 1 | 1 | 0 | 0 | 0 | 0 | 0 | 0 | 0 | 1 | 1 | 1 | 1 | 1 | 1 | 1 | 1
23 | -99 | -99 | 8 | 1 | 16 | 9 | 0 | 0 | ; | Residential - Single Family | all | all | Hol | Residential - Single Family-all-Hol | Open | 16 | 9 | 1 | 1 | 1 | 1 | 1 | 1 | 1 | 1 | 1 | 0 | 0 | 0 | 0 | 0 | 0 | 0 | 1 | 1 | 1 | 1 | 1 | 1 | 1 | 1
23 | -99 | -99 | -99 | 1 | 17 | 7 | 0 | 0 | ; | Residential - Single Family | all | all | all | Residential - Single Family-all-all | Open | 17 | 7 | 1 | 1 | 1 | 1 | 1 | 1 | 1 | 0 | 0 | 0 | 0 | 0 | 0 | 0 | 0 | 0 | 0 | 1 | 1 | 1 | 1 | 1 | 1 | 1
; | [13 empty] | ---
24 | -99 | 10000 | -99 | 0 | 25 | 18 | 0 | 0 | ; | Residential - Multifamily | all | Closed | all | Residential - Multifamily-Closed-all | Closed | 25 | 18 | bar: 1 to 24
24 | -99 | -99 | 6 | 1 | 16 | 9 | 0 | 0 | ; | Residential - Multifamily | all | all | Sat | Residential - Multifamily-all-Sat | Open | 16 | 9 | 1 | 1 | 1 | 1 | 1 | 1 | 1 | 1 | 1 | 0 | 0 | 0 | 0 | 0 | 0 | 0 | 1 | 1 | 1 | 1 | 1 | 1 | 1 | 1
24 | -99 | -99 | 7 | 1 | 16 | 9 | 0 | 0 | ; | Residential - Multifamily | all | all | Sun | Residential - Multifamily-all-Sun | Open | 16 | 9 | 1 | 1 | 1 | 1 | 1 | 1 | 1 | 1 | 1 | 0 | 0 | 0 | 0 | 0 | 0 | 0 | 1 | 1 | 1 | 1 | 1 | 1 | 1 | 1
24 | -99 | -99 | 8 | 1 | 16 | 9 | 0 | 0 | ; | Residential - Multifamily | all | all | Hol | Residential - Multifamily-all-Hol | Open | 16 | 9 | 1 | 1 | 1 | 1 | 1 | 1 | 1 | 1 | 1 | 0 | 0 | 0 | 0 | 0 | 0 | 0 | 1 | 1 | 1 | 1 | 1 | 1 | 1 | 1
24 | -99 | -99 | -99 | 1 | 17 | 7 | 0 | 0 | ; | Residential - Multifamily | all | all | all | Residential - Multifamily-all-all | Open | 17 | 7 | 1 | 1 | 1 | 1 | 1 | 1 | 1 | 0 | 0 | 0 | 0 | 0 | 0 | 0 | 0 | 0 | 0 | 1 | 1 | 1 | 1 | 1 | 1 | 1
; | [13 empty] | ---
25 | -99 | 10000 | -99 | 0 | 25 | 18 | 0 | 0 | ; | Residential - Single-Wide Mobile | all | Closed | all | Residential - Single-Wide Mobile-Closed-all | Closed | 25 | 18 | bar: 1 to 24
25 | -99 | -99 | 6 | 1 | 16 | 9 | 0 | 0 | ; | Residential - Single-Wide Mobile | all | all | Sat | Residential - Single-Wide Mobile-all-Sat | Open | 16 | 9 | 1 | 1 | 1 | 1 | 1 | 1 | 1 | 1 | 1 | 0 | 0 | 0 | 0 | 0 | 0 | 0 | 1 | 1 | 1 | 1 | 1 | 1 | 1 | 1
25 | -99 | -99 | 7 | 1 | 16 | 9 | 0 | 0 | ; | Residential - Single-Wide Mobile | all | all | Sun | Residential - Single-Wide Mobile-all-Sun | Open | 16 | 9 | 1 | 1 | 1 | 1 | 1 | 1 | 1 | 1 | 1 | 0 | 0 | 0 | 0 | 0 | 0 | 0 | 1 | 1 | 1 | 1 | 1 | 1 | 1 | 1
25 | -99 | -99 | 8 | 1 | 16 | 9 | 0 | 0 | ; | Residential - Single-Wide Mobile | all | all | Hol | Residential - Single-Wide Mobile-all-Hol | Open | 16 | 9 | 1 | 1 | 1 | 1 | 1 | 1 | 1 | 1 | 1 | 0 | 0 | 0 | 0 | 0 | 0 | 0 | 1 | 1 | 1 | 1 | 1 | 1 | 1 | 1
25 | -99 | -99 | -99 | 1 | 17 | 7 | 0 | 0 | ; | Residential - Single-Wide Mobile | all | all | all | Residential - Single-Wide Mobile-all-all | Open | 17 | 7 | 1 | 1 | 1 | 1 | 1 | 1 | 1 | 0 | 0 | 0 | 0 | 0 | 0 | 0 | 0 | 0 | 0 | 1 | 1 | 1 | 1 | 1 | 1 | 1
; | [13 empty] | ---
26 | -99 | 10000 | -99 | 0 | 25 | 18 | 0 | 0 | ; | Residential - Double-Wide Mobile | all | Closed | all | Residential - Double-Wide Mobile-Closed-all | Closed | 25 | 18 | bar: 1 to 24
26 | -99 | -99 | 6 | 1 | 16 | 9 | 0 | 0 | ; | Residential - Double-Wide Mobile | all | all | Sat | Residential - Double-Wide Mobile-all-Sat | Open | 16 | 9 | 1 | 1 | 1 | 1 | 1 | 1 | 1 | 1 | 1 | 0 | 0 | 0 | 0 | 0 | 0 | 0 | 1 | 1 | 1 | 1 | 1 | 1 | 1 | 1
26 | -99 | -99 | 7 | 1 | 16 | 9 | 0 | 0 | ; | Residential - Double-Wide Mobile | all | all | Sun | Residential - Double-Wide Mobile-all-Sun | Open | 16 | 9 | 1 | 1 | 1 | 1 | 1 | 1 | 1 | 1 | 1 | 0 | 0 | 0 | 0 | 0 | 0 | 0 | 1 | 1 | 1 | 1 | 1 | 1 | 1 | 1
26 | -99 | -99 | 8 | 1 | 16 | 9 | 0 | 0 | ; | Residential - Double-Wide Mobile | all | all | Hol | Residential - Double-Wide Mobile-all-Hol | Open | 16 | 9 | 1 | 1 | 1 | 1 | 1 | 1 | 1 | 1 | 1 | 0 | 0 | 0 | 0 | 0 | 0 | 0 | 1 | 1 | 1 | 1 | 1 | 1 | 1 | 1
26 | -99 | -99 | -99 | 1 | 17 | 7 | 0 | 0 | ; | Residential - Double-Wide Mobile | all | all | all | Residential - Double-Wide Mobile-all-all | Open | 17 | 7 | 1 | 1 | 1 | 1 | 1 | 1 | 1 | 0 | 0 | 0 | 0 | 0 | 0 | 0 | 0 | 0 | 0 | 1 | 1 | 1 | 1 | 1 | 1 | 1
; | [13 empty] | ---
-99 | -99 | 10000 | -99 | 0 | 9 | 17 | 0 | 0 | ; | all | all | Closed | all | all-Closed-all | Closed | 9 | 17 | bar: 1 to 24
-99 | -99 | -99 | 6 | 0 | 9 | 17 | 0 | 0 | ; | all | all | all | Sat | all-all-Sat | Closed | 9 | 17 | bar: 1 to 24
-99 | -99 | -99 | 7 | 0 | 9 | 17 | 0 | 0 | ; | all | all | all | Sun | all-all-Sun | Closed | 9 | 17 | bar: 1 to 24
-99 | -99 | -99 | 8 | 0 | 9 | 17 | 0 | 0 | ; | all | all | all | Hol | all-all-Hol | Closed | 9 | 17 | bar: 1 to 24
-99 | -99 | -99 | -99 | 1 | 9 | 17 | 0 | 0 | ; | all | all | all | all | all-all-all | Open | 9 | 17 | 0 | 0 | 0 | 0 | 0 | 0 | 0 | 0 | 0 | 1 | 1 | 1 | 1 | 1 | 1 | 1 | 1 | 0 | 0 | 0 | 0 | 0 | 0 | 0

## OpenClosed
Sched Group
[6 empty] | 2008 |  |  |  |  | 3 | 4 | 3 | 4 | 3 | 4 | 3 | 4 | 3 | 4 | [24 empty] | 2005 |  |  |  |  | 3 | 4 | 3 | 4 | 3 | 4 | 3 | 4 | 3 | 4 | [23 empty] | 2005
| all |  |  |  |  | All (or in Session) |  |  |  |  | WD | WD | Sat | Sat | Sun | Sun | Hol | Hol | All | All |  | Open Hours |  |  |  | Closed Hours |  |  |  | Open Hours |  |  |  | Closed Hours |  |  |  | Number of Days | [6 empty] | All (or in Session) |  |  |  |  | WD | WD | Sat | Sat | Sun | Sun | Hol | Hol | All | All |  | Open Hours |  |  |  | Closed Hours |  |  |  | Open Hours |  |  |  | Closed Hours |  |  |  | Number of Days | [5 empty] | Open Hours |  |  |  |  | Closed Hours
[5 empty] | Period | WD | Sat | Sun | Hol | all | Open | Closed | Open | Closed | Open | Closed | Open | Closed | Open | Closed | Sat | Sun | Hol | WD | Sat | Sun | Hol | WD | Sat | Sun | Hol | WD | Sat | Sun | Hol | WD | 8760 Check | Sat | Sun | Hol | All | Row |  |  | WD | Sat | Sun | Hol | all | Open | Closed | Open | Closed | Open | Closed | Open | Closed | Open | Closed | Sat | Sun | Hol | WD | Sat | Sun | Hol | WD | Sat | Sun | Hol | WD | Sat | Sun | Hol | WD | 8760 Check | Sat | Sun | Hol | All | Row | Schedule | Sat | Sun | Hol | All | WE | Sat | Sun | Hol | All | WE
1 | Assembly Admin | Assembly | Assembly - Auditorium | Assembly Auditorium | all | #N/A | Open | Open | Open | Open | - na - | - na - | 9 | 21 | 9 | 21 | 9 | 21 | 9 | 21 | 12 | 12 | 12 | 12 | 12 | 12 | 12 | 12 | 624 | 624 | 120 | 3012 | 624 | 624 | 120 | 3012 | 8760 | 52 | 52 | 10 | 251 | 2 | Assembly Auditorium | all | #N/A | Open | Open | Open | Open | - na - | - na - | 10 | 23 | 10 | 23 | 10 | 23 | 10 | 23 | 13 | 13 | 13 | 13 | 11 | 11 | 11 | 11 | 676 | 676 | 130 | 3263 | 572 | 572 | 110 | 2761 | 8760 | 52 | 52 | 10 | 251 | 2 | main | #N/A | #N/A | #N/A | #N/A | #N/A | #N/A | #N/A | #N/A | #N/A | #N/A
16 | Assembly Auditorium | Assembly | Assembly - Office (General) | Assembly Admin | all | #N/A | Open | Open | Open | Open | - na - | - na - | 9 | 21 | 9 | 21 | 9 | 21 | 9 | 21 | 12 | 12 | 12 | 12 | 12 | 12 | 12 | 12 | 624 | 624 | 120 | 3012 | 624 | 624 | 120 | 3012 | 8760 | 52 | 52 | 10 | 251 | 2 | Assembly Admin | all | #N/A | Open | Open | Open | Open | - na - | - na - | 10 | 23 | 10 | 23 | 10 | 23 | 10 | 23 | 13 | 13 | 13 | 13 | 11 | 11 | 11 | 11 | 676 | 676 | 130 | 3263 | 572 | 572 | 110 | 2761 | 8760 | 52 | 52 | 10 | 251 | 2 | main | #N/A | #N/A | #N/A | #N/A | #N/A | #N/A | #N/A | #N/A | #N/A | #N/A
716 | ComCollege Cafeteria (break) | Education - Primary School | Education - Primary School - Classroom/Lecture (break) | PrimSchool Class/Office (break) | SchBreak | #N/A | Closed | Closed | Closed | Closed | - na - | - na - | 9 | 15 | 9 | 15 | 9 | 15 | 9 | 16 | 0 | 0 | 0 | 0 | 24 | 24 | 24 | 24 | 0 | 0 | 0 | 0 | 384 | 384 | 72 | 1512 | 2352 | 16 | 16 | 3 | 63 | 3 | PrimSchool Class/Office (break) | SchBreak | #N/A | Closed | Closed | Closed | Closed | - na - | - na - | Closed | Closed | Closed | Closed | Closed | Closed | 9 | 15 | 0 | 0 | 0 | 0 | 24 | 24 | 24 | 24 | 0 | 0 | 0 | 0 | 384 | 384 | 72 | 1512 | 2352 | 16 | 16 | 3 | 63 | 3 | break | #N/A | #N/A | #N/A | #N/A | #N/A | #N/A | #N/A | #N/A | #N/A | #N/A
484 | ComCollege Cafeteria (in session) | Education - Primary School | Education - Primary School - Classroom/Lecture | PrimSchool Class/Office (in session) | all | #N/A | Open | Closed | Closed | Open | - na - | - na - | 8 | 16 | 8 | 16 | 8 | 16 | 8 | 18 | 8 | 8 | 8 | 10 | 16 | 16 | 16 | 14 | 288 | 288 | 56 | 1880 | 576 | 576 | 112 | 2632 | 6408 | 36 | 36 | 7 | 188 | 3 | PrimSchool Class/Office (in session) | all | #N/A | Open | Closed | Closed | Open | - na - | - na - | 9 | 15 | 9 | 15 | 9 | 15 | 9 | 16 | 6 | 6 | 6 | 7 | 18 | 18 | 18 | 17 | 216 | 216 | 42 | 1316 | 648 | 648 | 126 | 3196 | 6408 | 36 | 36 | 7 | 188 | 3 | main | #N/A | #N/A | #N/A | #N/A | #N/A | #N/A | #N/A | #N/A | #N/A | #N/A
600 | ComCollege Cafeteria (summer) | Education - Primary School | Education - Primary School - Exercising Centers and Gymnasium (break) | PrimSchool Gym (break) | SchBreak | #N/A | Closed | Closed | Closed | Closed | - na - | - na - | 9 | 15 | 9 | 15 | 9 | 15 | 9 | 16 | 0 | 0 | 0 | 0 | 24 | 24 | 24 | 24 | 0 | 0 | 0 | 0 | 384 | 384 | 72 | 1512 | 2352 | 16 | 16 | 3 | 63 | 3 | PrimSchool Gym (break) | SchBreak | #N/A | Closed | Closed | Closed | Closed | - na - | - na - | Closed | Closed | Closed | Closed | Closed | Closed | 9 | 15 | 0 | 0 | 0 | 0 | 24 | 24 | 24 | 24 | 0 | 0 | 0 | 0 | 384 | 384 | 72 | 1512 | 2352 | 16 | 16 | 3 | 63 | 3 | break | #N/A | #N/A | #N/A | #N/A | #N/A | #N/A | #N/A | #N/A | #N/A | #N/A
644 | ComCollege Class (break) | Education - Primary School | Education - Primary School - Exercising Centers and Gymnasium | PrimSchool Gym (in session) | all | #N/A | Open | Closed | Closed | Open | - na - | - na - | 8 | 16 | 8 | 16 | 8 | 16 | 8 | 18 | 8 | 8 | 8 | 10 | 16 | 16 | 16 | 14 | 288 | 288 | 56 | 1880 | 576 | 576 | 112 | 2632 | 6408 | 36 | 36 | 7 | 188 | 3 | PrimSchool Gym (in session) | all | #N/A | Open | Closed | Closed | Open | - na - | - na - | 9 | 15 | 9 | 15 | 9 | 15 | 9 | 16 | 6 | 6 | 6 | 7 | 18 | 18 | 18 | 17 | 216 | 216 | 42 | 1316 | 648 | 648 | 126 | 3196 | 6408 | 36 | 36 | 7 | 188 | 3 | main | #N/A | #N/A | #N/A | #N/A | #N/A | #N/A | #N/A | #N/A | #N/A | #N/A
412 | ComCollege Class (in session) | Education - Primary School | Education - Primary School - Dining Area (break) | PrimSchool Cafeteria (break) | SchBreak | #N/A | Closed | Closed | Closed | Closed | - na - | - na - | 9 | 15 | 9 | 15 | 9 | 15 | 9 | 16 | 0 | 0 | 0 | 0 | 24 | 24 | 24 | 24 | 0 | 0 | 0 | 0 | 384 | 384 | 72 | 1512 | 2352 | 16 | 16 | 3 | 63 | 3 | PrimSchool Cafeteria (break) | SchBreak | #N/A | Closed | Closed | Closed | Closed | - na - | - na - | Closed | Closed | Closed | Closed | Closed | Closed | 9 | 15 | 0 | 0 | 0 | 0 | 24 | 24 | 24 | 24 | 0 | 0 | 0 | 0 | 384 | 384 | 72 | 1512 | 2352 | 16 | 16 | 3 | 63 | 3 | break | #N/A | #N/A | #N/A | #N/A | #N/A | #N/A | #N/A | #N/A | #N/A | #N/A
528 | ComCollege Class (summer) | Education - Primary School | Education - Primary School - Dining Area | PrimSchool Cafeteria (in session) | all | #N/A | Open | Closed | Closed | Open | - na - | - na - | 8 | 16 | 8 | 16 | 8 | 16 | 8 | 18 | 8 | 8 | 8 | 10 | 16 | 16 | 16 | 14 | 288 | 288 | 56 | 1880 | 576 | 576 | 112 | 2632 | 6408 | 36 | 36 | 7 | 188 | 3 | PrimSchool Cafeteria (in session) | all | #N/A | Open | Closed | Closed | Open | - na - | - na - | 9 | 15 | 9 | 15 | 9 | 15 | 9 | 16 | 6 | 6 | 6 | 7 | 18 | 18 | 18 | 17 | 216 | 216 | 42 | 1316 | 648 | 648 | 126 | 3196 | 6408 | 36 | 36 | 7 | 188 | 3 | main | #N/A | #N/A | #N/A | #N/A | #N/A | #N/A | #N/A | #N/A | #N/A | #N/A
738 | ComCollege ComputerRm (break) | Education - Primary School | Education - Primary School - Kitchen and Food Preparation (break) | PrimSchool Kitchen (break) | SchBreak | #N/A | Closed | Closed | Closed | Closed | - na - | - na - | 9 | 15 | 9 | 15 | 9 | 15 | 9 | 16 | 0 | 0 | 0 | 0 | 24 | 24 | 24 | 24 | 0 | 0 | 0 | 0 | 384 | 384 | 72 | 1512 | 2352 | 16 | 16 | 3 | 63 | 3 | PrimSchool Kitchen (break) | SchBreak | #N/A | Closed | Closed | Closed | Closed | - na - | - na - | Closed | Closed | Closed | Closed | Closed | Closed | 9 | 15 | 0 | 0 | 0 | 0 | 24 | 24 | 24 | 24 | 0 | 0 | 0 | 0 | 384 | 384 | 72 | 1512 | 2352 | 16 | 16 | 3 | 63 | 3 | break | #N/A | #N/A | #N/A | #N/A | #N/A | #N/A | #N/A | #N/A | #N/A | #N/A
506 | ComCollege ComputerRm (in session) | Education - Primary School | Education - Primary School - Kitchen and Food Preparation | PrimSchool Kitchen (in session) | all | #N/A | Open | Closed | Closed | Open | - na - | - na - | 8 | 16 | 8 | 16 | 8 | 16 | 8 | 18 | 8 | 8 | 8 | 10 | 16 | 16 | 16 | 14 | 288 | 288 | 56 | 1880 | 576 | 576 | 112 | 2632 | 6408 | 36 | 36 | 7 | 188 | 3 | PrimSchool Kitchen (in session) | all | #N/A | Open | Closed | Closed | Open | - na - | - na - | 9 | 15 | 9 | 15 | 9 | 15 | 9 | 16 | 6 | 6 | 6 | 7 | 18 | 18 | 18 | 17 | 216 | 216 | 42 | 1316 | 648 | 648 | 126 | 3196 | 6408 | 36 | 36 | 7 | 188 | 3 | main | #N/A | #N/A | #N/A | #N/A | #N/A | #N/A | #N/A | #N/A | #N/A | #N/A
622 | ComCollege ComputerRm (summer) | Education - Secondary School | Education - Secondary School - Classroom/Lecture (break) | HighSchool Class (break) | SchBreak | #N/A | Closed | Closed | Closed | Closed | - na - | - na - | 7 | 16 | 7 | 16 | 7 | 16 | 7 | 18 | 0 | 0 | 0 | 0 | 24 | 24 | 24 | 24 | 0 | 0 | 0 | 0 | 384 | 384 | 72 | 1512 | 2352 | 16 | 16 | 3 | 63 | 5 | HighSchool Class (break) | SchBreak | #N/A | Closed | Closed | Closed | Closed | - na - | - na - | Closed | Closed | Closed | Closed | Closed | Closed | 9 | 15 | 0 | 0 | 0 | 0 | 24 | 24 | 24 | 24 | 0 | 0 | 0 | 0 | 384 | 384 | 72 | 1512 | 2352 | 16 | 16 | 3 | 63 | 5 | break | #N/A | #N/A | #N/A | #N/A | #N/A | #N/A | #N/A | #N/A | #N/A | #N/A
688 | ComCollege Kitchen (break) | Education - Secondary School | Education - Secondary School - Classroom/Lecture | HighSchool Class (in session) | all | #N/A | Open | Closed | Closed | Open | - na - | - na - | 7 | 16 | 7 | 16 | 7 | 16 | 7 | 18 | 9 | 9 | 9 | 11 | 15 | 15 | 15 | 13 | 324 | 324 | 63 | 2068 | 540 | 540 | 105 | 2444 | 6408 | 36 | 36 | 7 | 188 | 5 | HighSchool Class (in session) | all | #N/A | Open | Closed | Closed | Open | - na - | - na - | 9 | 15 | 9 | 15 | 9 | 15 | 9 | 16 | 6 | 6 | 6 | 7 | 18 | 18 | 18 | 17 | 216 | 216 | 42 | 1316 | 648 | 648 | 126 | 3196 | 6408 | 36 | 36 | 7 | 188 | 5 | main | #N/A | #N/A | #N/A | #N/A | #N/A | #N/A | #N/A | #N/A | #N/A | #N/A
456 | ComCollege Kitchen (in session) | Education - Secondary School | Education - Secondary School - Office (General) (break) | HighSchool Office (break) | SchBreak | #N/A | Closed | Closed | Closed | Closed | - na - | - na - | 7 | 16 | 7 | 16 | 7 | 16 | 7 | 18 | 0 | 0 | 0 | 0 | 24 | 24 | 24 | 24 | 0 | 0 | 0 | 0 | 384 | 384 | 72 | 1512 | 2352 | 16 | 16 | 3 | 63 | 5 | HighSchool Office (break) | SchBreak | #N/A | Closed | Closed | Closed | Closed | - na - | - na - | Closed | Closed | Closed | Closed | Closed | Closed | 9 | 15 | 0 | 0 | 0 | 0 | 24 | 24 | 24 | 24 | 0 | 0 | 0 | 0 | 384 | 384 | 72 | 1512 | 2352 | 16 | 16 | 3 | 63 | 5 | break | #N/A | #N/A | #N/A | #N/A | #N/A | #N/A | #N/A | #N/A | #N/A | #N/A
572 | ComCollege Kitchen (summer) | Education - Secondary School | Education - Secondary School - Office (General) | HighSchool Office (in session) | all | #N/A | Open | Closed | Closed | Open | - na - | - na - | 7 | 16 | 7 | 16 | 7 | 16 | 7 | 18 | 9 | 9 | 9 | 11 | 15 | 15 | 15 | 13 | 324 | 324 | 63 | 2068 | 540 | 540 | 105 | 2444 | 6408 | 36 | 36 | 7 | 188 | 5 | HighSchool Office (in session) | all | #N/A | Open | Closed | Closed | Open | - na - | - na - | 9 | 15 | 9 | 15 | 9 | 15 | 9 | 16 | 6 | 6 | 6 | 7 | 18 | 18 | 18 | 17 | 216 | 216 | 42 | 1316 | 648 | 648 | 126 | 3196 | 6408 | 36 | 36 | 7 | 188 | 5 | main | #N/A | #N/A | #N/A | #N/A | #N/A | #N/A | #N/A | #N/A | #N/A | #N/A
666 | ComCollege Office (break) | Education - Secondary School | Education - Secondary School - Exercising Centers and Gymnasium (break) | HighSchool Gym (break) | SchBreak | #N/A | Closed | Closed | Closed | Closed | - na - | - na - | 7 | 16 | 7 | 16 | 7 | 16 | 7 | 18 | 0 | 0 | 0 | 0 | 24 | 24 | 24 | 24 | 0 | 0 | 0 | 0 | 384 | 384 | 72 | 1512 | 2352 | 16 | 16 | 3 | 63 | 5 | HighSchool Gym (break) | SchBreak | #N/A | Closed | Closed | Closed | Closed | - na - | - na - | Closed | Closed | Closed | Closed | Closed | Closed | 9 | 15 | 0 | 0 | 0 | 0 | 24 | 24 | 24 | 24 | 0 | 0 | 0 | 0 | 384 | 384 | 72 | 1512 | 2352 | 16 | 16 | 3 | 63 | 5 | break | #N/A | #N/A | #N/A | #N/A | #N/A | #N/A | #N/A | #N/A | #N/A | #N/A
434 | ComCollege Office (in session) | Education - Secondary School | Education - Secondary School - Exercising Centers and Gymnasium | HighSchool Gym (in session) | all | #N/A | Open | Closed | Closed | Open | - na - | - na - | 7 | 16 | 7 | 16 | 7 | 16 | 7 | 18 | 9 | 9 | 9 | 11 | 15 | 15 | 15 | 13 | 324 | 324 | 63 | 2068 | 540 | 540 | 105 | 2444 | 6408 | 36 | 36 | 7 | 188 | 5 | HighSchool Gym (in session) | all | #N/A | Open | Closed | Closed | Open | - na - | - na - | 9 | 15 | 9 | 15 | 9 | 15 | 9 | 16 | 6 | 6 | 6 | 7 | 18 | 18 | 18 | 17 | 216 | 216 | 42 | 1316 | 648 | 648 | 126 | 3196 | 6408 | 36 | 36 | 7 | 188 | 5 | main | #N/A | #N/A | #N/A | #N/A | #N/A | #N/A | #N/A | #N/A | #N/A | #N/A
550 | ComCollege Office (summer) | Education - Secondary School | Education - Secondary School - Computer Room (Instructional/PC Lab) (break) | HighSchool ComputerRm (break) | SchBreak | #N/A | Closed | Closed | Closed | Closed | - na - | - na - | 7 | 16 | 7 | 16 | 7 | 16 | 7 | 18 | 0 | 0 | 0 | 0 | 24 | 24 | 24 | 24 | 0 | 0 | 0 | 0 | 384 | 384 | 72 | 1512 | 2352 | 16 | 16 | 3 | 63 | 5 | HighSchool ComputerRm (break) | SchBreak | #N/A | Closed | Closed | Closed | Closed | - na - | - na - | Closed | Closed | Closed | Closed | Closed | Closed | 9 | 15 | 0 | 0 | 0 | 0 | 24 | 24 | 24 | 24 | 0 | 0 | 0 | 0 | 384 | 384 | 72 | 1512 | 2352 | 16 | 16 | 3 | 63 | 5 | break | #N/A | #N/A | #N/A | #N/A | #N/A | #N/A | #N/A | #N/A | #N/A | #N/A
2235 | Grocery Admin | Education - Secondary School | Education - Secondary School - Computer Room (Instructional/PC Lab) | HighSchool ComputerRm (in session) | all | #N/A | Open | Closed | Closed | Open | - na - | - na - | 7 | 16 | 7 | 16 | 7 | 16 | 7 | 18 | 9 | 9 | 9 | 11 | 15 | 15 | 15 | 13 | 324 | 324 | 63 | 2068 | 540 | 540 | 105 | 2444 | 6408 | 36 | 36 | 7 | 188 | 5 | HighSchool ComputerRm (in session) | all | #N/A | Open | Closed | Closed | Open | - na - | - na - | 9 | 15 | 9 | 15 | 9 | 15 | 9 | 16 | 6 | 6 | 6 | 7 | 18 | 18 | 18 | 17 | 216 | 216 | 42 | 1316 | 648 | 648 | 126 | 3196 | 6408 | 36 | 36 | 7 | 188 | 5 | main | #N/A | #N/A | #N/A | #N/A | #N/A | #N/A | #N/A | #N/A | #N/A | #N/A
2298 | Grocery Prep | Education - Secondary School | Education - Secondary School - Dining Area (break) | HighSchool Cafeteria (break) | SchBreak | #N/A | Closed | Closed | Closed | Closed | - na - | - na - | 7 | 16 | 7 | 16 | 7 | 16 | 7 | 18 | 0 | 0 | 0 | 0 | 24 | 24 | 24 | 24 | 0 | 0 | 0 | 0 | 384 | 384 | 72 | 1512 | 2352 | 16 | 16 | 3 | 63 | 5 | HighSchool Cafeteria (break) | SchBreak | #N/A | Closed | Closed | Closed | Closed | - na - | - na - | Closed | Closed | Closed | Closed | Closed | Closed | 9 | 15 | 0 | 0 | 0 | 0 | 24 | 24 | 24 | 24 | 0 | 0 | 0 | 0 | 384 | 384 | 72 | 1512 | 2352 | 16 | 16 | 3 | 63 | 5 | break | #N/A | #N/A | #N/A | #N/A | #N/A | #N/A | #N/A | #N/A | #N/A | #N/A
2277 | Grocery Refrig | Education - Secondary School | Education - Secondary School - Dining Area | HighSchool Cafeteria (in session) | all | #N/A | Open | Closed | Closed | Open | - na - | - na - | 7 | 16 | 7 | 16 | 7 | 16 | 7 | 18 | 9 | 9 | 9 | 11 | 15 | 15 | 15 | 13 | 324 | 324 | 63 | 2068 | 540 | 540 | 105 | 2444 | 6408 | 36 | 36 | 7 | 188 | 5 | HighSchool Cafeteria (in session) | all | #N/A | Open | Closed | Closed | Open | - na - | - na - | 9 | 15 | 9 | 15 | 9 | 15 | 9 | 16 | 6 | 6 | 6 | 7 | 18 | 18 | 18 | 17 | 216 | 216 | 42 | 1316 | 648 | 648 | 126 | 3196 | 6408 | 36 | 36 | 7 | 188 | 5 | main | #N/A | #N/A | #N/A | #N/A | #N/A | #N/A | #N/A | #N/A | #N/A | #N/A
2214 | Grocery Sales | Education - Secondary School | Education - Secondary School - Kitchen and Food Preparation (break) | HighSchool Kitchen (break) | SchBreak | #N/A | Closed | Closed | Closed | Closed | - na - | - na - | 7 | 16 | 7 | 16 | 7 | 16 | 7 | 18 | 0 | 0 | 0 | 0 | 24 | 24 | 24 | 24 | 0 | 0 | 0 | 0 | 384 | 384 | 72 | 1512 | 2352 | 16 | 16 | 3 | 63 | 5 | HighSchool Kitchen (break) | SchBreak | #N/A | Closed | Closed | Closed | Closed | - na - | - na - | Closed | Closed | Closed | Closed | Closed | Closed | 9 | 15 | 0 | 0 | 0 | 0 | 24 | 24 | 24 | 24 | 0 | 0 | 0 | 0 | 384 | 384 | 72 | 1512 | 2352 | 16 | 16 | 3 | 63 | 5 | break | #N/A | #N/A | #N/A | #N/A | #N/A | #N/A | #N/A | #N/A | #N/A | #N/A
2256 | Grocery Stock | Education - Secondary School | Education - Secondary School - Kitchen and Food Preparation | HighSchool Kitchen (in session) | all | #N/A | Open | Closed | Closed | Open | - na - | - na - | 7 | 16 | 7 | 16 | 7 | 16 | 7 | 18 | 9 | 9 | 9 | 11 | 15 | 15 | 15 | 13 | 324 | 324 | 63 | 2068 | 540 | 540 | 105 | 2444 | 6408 | 36 | 36 | 7 | 188 | 5 | HighSchool Kitchen (in session) | all | #N/A | Open | Closed | Closed | Open | - na - | - na - | 9 | 15 | 9 | 15 | 9 | 15 | 9 | 16 | 6 | 6 | 6 | 7 | 18 | 18 | 18 | 17 | 216 | 216 | 42 | 1316 | 648 | 648 | 126 | 3196 | 6408 | 36 | 36 | 7 | 188 | 5 | main | #N/A | #N/A | #N/A | #N/A | #N/A | #N/A | #N/A | #N/A | #N/A | #N/A
351 | HighSchool Cafeteria (break) | Education - Community College | Education - Community College - Classroom/Lecture (break) | ComCollege Class (break) | SchBreak | #N/A | Closed | Closed | Closed | Closed | - na - | - na - | 9 | 14 | 9 | 14 | 9 | 14 | 9 | 17 | 0 | 0 | 0 | 0 | 24 | 24 | 24 | 24 | 0 | 0 | 0 | 0 | 288 | 288 | 72 | 912 | 1560 | 12 | 12 | 3 | 38 | 6 | ComCollege Class (break) | SchBreak | #N/A | Closed | Closed | Closed | Closed | - na - | - na - | Closed | Closed | Closed | Closed | Closed | Closed | 9 | 16 | 0 | 0 | 0 | 0 | 24 | 24 | 24 | 24 | 0 | 0 | 0 | 0 | 288 | 288 | 72 | 912 | 1560 | 12 | 12 | 3 | 38 | 6 | break | #N/A | #N/A | #N/A | #N/A | #N/A | #N/A | #N/A | #N/A | #N/A | #N/A
237 | HighSchool Cafeteria (in session) | Education - Community College | Education - Community College - Classroom/Lecture (summer) | ComCollege Class (summer) | SchLowSum | #N/A | Open | Closed | Closed | Open | - na - | - na - | 7 | 16 | 8 | 15 | 8 | 15 | 7 | 21 | 9 | 7 | 7 | 14 | 15 | 17 | 17 | 10 | 72 | 56 | 7 | 616 | 120 | 136 | 17 | 440 | 1464 | 8 | 8 | 1 | 44 | 6 | ComCollege Class (summer) | all | #N/A | Closed | Closed | Closed | Closed | - na - | - na - | 9 | 16 | 9 | 16 | 9 | 16 | 9 | 21 | 7 | 7 | 7 | 12 | 17 | 17 | 17 | 12 | 56 | 56 | 7 | 528 | 136 | 136 | 17 | 528 | 1464 | 8 | 8 | 1 | 44 | 6 | summer | #N/A | #N/A | #N/A | #N/A | #N/A | #N/A | #N/A | #N/A | #N/A | #N/A
297 | HighSchool Class (break) | Education - Community College | Education - Community College - Classroom/Lecture | ComCollege Class (in session) | all | #N/A | Open | Closed | Closed | Open | - na - | - na - | 7 | 16 | 8 | 15 | 8 | 15 | 7 | 21 | 9 | 7 | 7 | 14 | 15 | 17 | 17 | 10 | 288 | 224 | 42 | 2366 | 480 | 544 | 102 | 1690 | 5736 | 32 | 32 | 6 | 169 | 6 | ComCollege Class (in session) | all | #N/A | Open | Closed | Closed | Open | - na - | - na - | 9 | 16 | 9 | 16 | 9 | 16 | 9 | 21 | 7 | 7 | 7 | 12 | 17 | 17 | 17 | 12 | 224 | 224 | 42 | 2028 | 544 | 544 | 102 | 2028 | 5736 | 32 | 32 | 6 | 169 | 6 | main | #N/A | #N/A | #N/A | #N/A | #N/A | #N/A | #N/A | #N/A | #N/A | #N/A
183 | HighSchool Class (in session) | Education - Community College | Education - Community College - Office (General) (break) | ComCollege Office (break) | SchBreak | #N/A | Closed | Closed | Closed | Closed | - na - | - na - | 9 | 14 | 9 | 14 | 9 | 14 | 9 | 17 | 0 | 0 | 0 | 0 | 24 | 24 | 24 | 24 | 0 | 0 | 0 | 0 | 288 | 288 | 72 | 912 | 1560 | 12 | 12 | 3 | 38 | 6 | ComCollege Office (break) | SchBreak | #N/A | Closed | Closed | Closed | Closed | - na - | - na - | Closed | Closed | Closed | Closed | Closed | Closed | 9 | 16 | 0 | 0 | 0 | 0 | 24 | 24 | 24 | 24 | 0 | 0 | 0 | 0 | 288 | 288 | 72 | 912 | 1560 | 12 | 12 | 3 | 38 | 6 | break | #N/A | #N/A | #N/A | #N/A | #N/A | #N/A | #N/A | #N/A | #N/A | #N/A
393 | HighSchool ComputerRm (break) | Education - Community College | Education - Community College - Office (General) (summer) | ComCollege Office (summer) | SchLowSum | #N/A | Open | Closed | Closed | Open | - na - | - na - | 7 | 16 | 8 | 15 | 8 | 15 | 7 | 21 | 9 | 7 | 7 | 14 | 15 | 17 | 17 | 10 | 72 | 56 | 7 | 616 | 120 | 136 | 17 | 440 | 1464 | 8 | 8 | 1 | 44 | 6 | ComCollege Office (summer) | all | #N/A | Closed | Closed | Closed | Closed | - na - | - na - | 9 | 16 | 9 | 16 | 9 | 16 | 9 | 21 | 7 | 7 | 7 | 12 | 17 | 17 | 17 | 12 | 56 | 56 | 7 | 528 | 136 | 136 | 17 | 528 | 1464 | 8 | 8 | 1 | 44 | 6 | summer | #N/A | #N/A | #N/A | #N/A | #N/A | #N/A | #N/A | #N/A | #N/A | #N/A
279 | HighSchool ComputerRm (in session) | Education - Community College | Education - Community College - Office (General) | ComCollege Office (in session) | all | #N/A | Open | Closed | Closed | Open | - na - | - na - | 7 | 16 | 8 | 15 | 8 | 15 | 7 | 21 | 9 | 7 | 7 | 14 | 15 | 17 | 17 | 10 | 288 | 224 | 42 | 2366 | 480 | 544 | 102 | 1690 | 5736 | 32 | 32 | 6 | 169 | 6 | ComCollege Office (in session) | all | #N/A | Open | Closed | Closed | Open | - na - | - na - | 9 | 16 | 9 | 16 | 9 | 16 | 9 | 21 | 7 | 7 | 7 | 12 | 17 | 17 | 17 | 12 | 224 | 224 | 42 | 2028 | 544 | 544 | 102 | 2028 | 5736 | 32 | 32 | 6 | 169 | 6 | main | #N/A | #N/A | #N/A | #N/A | #N/A | #N/A | #N/A | #N/A | #N/A | #N/A
333 | HighSchool Gym (break) | Education - Community College | Education - Community College - Computer Room (Instructional/PC Lab) (break) | ComCollege ComputerRm (break) | SchBreak | #N/A | Closed | Closed | Closed | Closed | - na - | - na - | 9 | 14 | 9 | 14 | 9 | 14 | 9 | 17 | 0 | 0 | 0 | 0 | 24 | 24 | 24 | 24 | 0 | 0 | 0 | 0 | 288 | 288 | 72 | 912 | 1560 | 12 | 12 | 3 | 38 | 6 | ComCollege ComputerRm (break) | SchBreak | #N/A | Closed | Closed | Closed | Closed | - na - | - na - | Closed | Closed | Closed | Closed | Closed | Closed | 9 | 16 | 0 | 0 | 0 | 0 | 24 | 24 | 24 | 24 | 0 | 0 | 0 | 0 | 288 | 288 | 72 | 912 | 1560 | 12 | 12 | 3 | 38 | 6 | break | #N/A | #N/A | #N/A | #N/A | #N/A | #N/A | #N/A | #N/A | #N/A | #N/A
219 | HighSchool Gym (in session) | Education - Community College | Education - Community College - Computer Room (Instructional/PC Lab) (summer) | ComCollege ComputerRm (summer) | SchLowSum | #N/A | Open | Closed | Closed | Open | - na - | - na - | 7 | 16 | 8 | 15 | 8 | 15 | 7 | 21 | 9 | 7 | 7 | 14 | 15 | 17 | 17 | 10 | 72 | 56 | 7 | 616 | 120 | 136 | 17 | 440 | 1464 | 8 | 8 | 1 | 44 | 6 | ComCollege ComputerRm (summer) | all | #N/A | Closed | Closed | Closed | Closed | - na - | - na - | 9 | 16 | 9 | 16 | 9 | 16 | 9 | 21 | 7 | 7 | 7 | 12 | 17 | 17 | 17 | 12 | 56 | 56 | 7 | 528 | 136 | 136 | 17 | 528 | 1464 | 8 | 8 | 1 | 44 | 6 | summer | #N/A | #N/A | #N/A | #N/A | #N/A | #N/A | #N/A | #N/A | #N/A | #N/A
369 | HighSchool Kitchen (break) | Education - Community College | Education - Community College - Computer Room (Instructional/PC Lab) | ComCollege ComputerRm (in session) | all | #N/A | Open | Closed | Closed | Open | - na - | - na - | 7 | 16 | 8 | 15 | 8 | 15 | 7 | 21 | 9 | 7 | 7 | 14 | 15 | 17 | 17 | 10 | 288 | 224 | 42 | 2366 | 480 | 544 | 102 | 1690 | 5736 | 32 | 32 | 6 | 169 | 6 | ComCollege ComputerRm (in session) | all | #N/A | Open | Closed | Closed | Open | - na - | - na - | 9 | 16 | 9 | 16 | 9 | 16 | 9 | 21 | 7 | 7 | 7 | 12 | 17 | 17 | 17 | 12 | 224 | 224 | 42 | 2028 | 544 | 544 | 102 | 2028 | 5736 | 32 | 32 | 6 | 169 | 6 | main | #N/A | #N/A | #N/A | #N/A | #N/A | #N/A | #N/A | #N/A | #N/A | #N/A
255 | HighSchool Kitchen (in session) | Education - Community College | Education - Community College - Comm/Ind Work (General, Low Bay) (break) | ComCollege Class (break) | SchBreak | #N/A | Closed | Closed | Closed | Closed | - na - | - na - | 9 | 14 | 9 | 14 | 9 | 14 | 9 | 17 | 0 | 0 | 0 | 0 | 24 | 24 | 24 | 24 | 0 | 0 | 0 | 0 | 288 | 288 | 72 | 912 | 1560 | 12 | 12 | 3 | 38 | 6 | ComCollege Class (break) | SchBreak | #N/A | Closed | Closed | Closed | Closed | - na - | - na - | Closed | Closed | Closed | Closed | Closed | Closed | 9 | 16 | 0 | 0 | 0 | 0 | 24 | 24 | 24 | 24 | 0 | 0 | 0 | 0 | 288 | 288 | 72 | 912 | 1560 | 12 | 12 | 3 | 38 | 6 | break | #N/A | #N/A | #N/A | #N/A | #N/A | #N/A | #N/A | #N/A | #N/A | #N/A
315 | HighSchool Office (break) | Education - Community College | Education - Community College - Comm/Ind Work (General, Low Bay) (summer) | ComCollege Class (summer) | SchLowSum | #N/A | Open | Closed | Closed | Open | - na - | - na - | 7 | 16 | 8 | 15 | 8 | 15 | 7 | 21 | 9 | 7 | 7 | 14 | 15 | 17 | 17 | 10 | 72 | 56 | 7 | 616 | 120 | 136 | 17 | 440 | 1464 | 8 | 8 | 1 | 44 | 6 | ComCollege Class (summer) | all | #N/A | Closed | Closed | Closed | Closed | - na - | - na - | 9 | 16 | 9 | 16 | 9 | 16 | 9 | 21 | 7 | 7 | 7 | 12 | 17 | 17 | 17 | 12 | 56 | 56 | 7 | 528 | 136 | 136 | 17 | 528 | 1464 | 8 | 8 | 1 | 44 | 6 | summer | #N/A | #N/A | #N/A | #N/A | #N/A | #N/A | #N/A | #N/A | #N/A | #N/A
201 | HighSchool Office (in session) | Education - Community College | Education - Community College - Comm/Ind Work (General, Low Bay) | ComCollege Class (in session) | all | #N/A | Open | Closed | Closed | Open | - na - | - na - | 7 | 16 | 8 | 15 | 8 | 15 | 7 | 21 | 9 | 7 | 7 | 14 | 15 | 17 | 17 | 10 | 288 | 224 | 42 | 2366 | 480 | 544 | 102 | 1690 | 5736 | 32 | 32 | 6 | 169 | 6 | ComCollege Class (in session) | all | #N/A | Open | Closed | Closed | Open | - na - | - na - | 9 | 16 | 9 | 16 | 9 | 16 | 9 | 21 | 7 | 7 | 7 | 12 | 17 | 17 | 17 | 12 | 224 | 224 | 42 | 2028 | 544 | 544 | 102 | 2028 | 5736 | 32 | 32 | 6 | 169 | 6 | main | #N/A | #N/A | #N/A | #N/A | #N/A | #N/A | #N/A | #N/A | #N/A | #N/A
1126 | Hospital Admin/Office (12 hour) | Education - Community College | Education - Community College - Dining Area (break) | ComCollege Cafeteria (break) | SchBreak | #N/A | Closed | Closed | Closed | Closed | - na - | - na - | 9 | 14 | 9 | 14 | 9 | 14 | 9 | 17 | 0 | 0 | 0 | 0 | 24 | 24 | 24 | 24 | 0 | 0 | 0 | 0 | 288 | 288 | 72 | 912 | 1560 | 12 | 12 | 3 | 38 | 6 | ComCollege Cafeteria (break) | SchBreak | #N/A | Closed | Closed | Closed | Closed | - na - | - na - | Closed | Closed | Closed | Closed | Closed | Closed | 9 | 16 | 0 | 0 | 0 | 0 | 24 | 24 | 24 | 24 | 0 | 0 | 0 | 0 | 288 | 288 | 72 | 912 | 1560 | 12 | 12 | 3 | 38 | 6 | break | #N/A | #N/A | #N/A | #N/A | #N/A | #N/A | #N/A | #N/A | #N/A | #N/A
1104 | Hospital Fac/Maint (24 hour) | Education - Community College | Education - Community College - Dining Area (summer) | ComCollege Cafeteria (summer) | SchLowSum | #N/A | Open | Closed | Closed | Open | - na - | - na - | 7 | 16 | 8 | 15 | 8 | 15 | 7 | 21 | 9 | 7 | 7 | 14 | 15 | 17 | 17 | 10 | 72 | 56 | 7 | 616 | 120 | 136 | 17 | 440 | 1464 | 8 | 8 | 1 | 44 | 6 | ComCollege Cafeteria (summer) | all | #N/A | Closed | Closed | Closed | Closed | - na - | - na - | 9 | 16 | 9 | 16 | 9 | 16 | 9 | 21 | 7 | 7 | 7 | 12 | 17 | 17 | 17 | 12 | 56 | 56 | 7 | 528 | 136 | 136 | 17 | 528 | 1464 | 8 | 8 | 1 | 44 | 6 | summer | #N/A | #N/A | #N/A | #N/A | #N/A | #N/A | #N/A | #N/A | #N/A | #N/A
1186 | Hospital Intensive Care (24 hour) | Education - Community College | Education - Community College - Dining Area | ComCollege Cafeteria (in session) | all | #N/A | Open | Closed | Closed | Open | - na - | - na - | 7 | 16 | 8 | 15 | 8 | 15 | 7 | 21 | 9 | 7 | 7 | 14 | 15 | 17 | 17 | 10 | 288 | 224 | 42 | 2366 | 480 | 544 | 102 | 1690 | 5736 | 32 | 32 | 6 | 169 | 6 | ComCollege Cafeteria (in session) | all | #N/A | Open | Closed | Closed | Open | - na - | - na - | 9 | 16 | 9 | 16 | 9 | 16 | 9 | 21 | 7 | 7 | 7 | 12 | 17 | 17 | 17 | 12 | 224 | 224 | 42 | 2028 | 544 | 544 | 102 | 2028 | 5736 | 32 | 32 | 6 | 169 | 6 | main | #N/A | #N/A | #N/A | #N/A | #N/A | #N/A | #N/A | #N/A | #N/A | #N/A
1148 | Hospital Kitchen | Education - Community College | Education - Community College - Kitchen and Food Preparation (break) | ComCollege Kitchen (break) | SchBreak | #N/A | Closed | Closed | Closed | Closed | - na - | - na - | 9 | 14 | 9 | 14 | 9 | 14 | 9 | 17 | 0 | 0 | 0 | 0 | 24 | 24 | 24 | 24 | 0 | 0 | 0 | 0 | 288 | 288 | 72 | 912 | 1560 | 12 | 12 | 3 | 38 | 6 | ComCollege Kitchen (break) | SchBreak | #N/A | Closed | Closed | Closed | Closed | - na - | - na - | Closed | Closed | Closed | Closed | Closed | Closed | 9 | 16 | 0 | 0 | 0 | 0 | 24 | 24 | 24 | 24 | 0 | 0 | 0 | 0 | 288 | 288 | 72 | 912 | 1560 | 12 | 12 | 3 | 38 | 6 | break | #N/A | #N/A | #N/A | #N/A | #N/A | #N/A | #N/A | #N/A | #N/A | #N/A
1208 | Hospital Lab/Surgery/Out (12 hour) | Education - Community College | Education - Community College - Kitchen and Food Preparation (summer) | ComCollege Kitchen (summer) | SchLowSum | #N/A | Open | Closed | Closed | Open | - na - | - na - | 7 | 16 | 8 | 15 | 8 | 15 | 7 | 21 | 9 | 7 | 7 | 14 | 15 | 17 | 17 | 10 | 72 | 56 | 7 | 616 | 120 | 136 | 17 | 440 | 1464 | 8 | 8 | 1 | 44 | 6 | ComCollege Kitchen (summer) | all | #N/A | Closed | Closed | Closed | Closed | - na - | - na - | 9 | 16 | 9 | 16 | 9 | 16 | 9 | 21 | 7 | 7 | 7 | 12 | 17 | 17 | 17 | 12 | 56 | 56 | 7 | 528 | 136 | 136 | 17 | 528 | 1464 | 8 | 8 | 1 | 44 | 6 | summer | #N/A | #N/A | #N/A | #N/A | #N/A | #N/A | #N/A | #N/A | #N/A | #N/A
1230 | Hospital Nursing Suprt (24 hour) | Education - Community College | Education - Community College - Kitchen and Food Preparation | ComCollege Kitchen (in session) | all | #N/A | Open | Closed | Closed | Open | - na - | - na - | 7 | 16 | 8 | 15 | 8 | 15 | 7 | 21 | 9 | 7 | 7 | 14 | 15 | 17 | 17 | 10 | 288 | 224 | 42 | 2366 | 480 | 544 | 102 | 1690 | 5736 | 32 | 32 | 6 | 169 | 6 | ComCollege Kitchen (in session) | all | #N/A | Open | Closed | Closed | Open | - na - | - na - | 9 | 16 | 9 | 16 | 9 | 16 | 9 | 21 | 7 | 7 | 7 | 12 | 17 | 17 | 17 | 12 | 224 | 224 | 42 | 2028 | 544 | 544 | 102 | 2028 | 5736 | 32 | 32 | 6 | 169 | 6 | main | #N/A | #N/A | #N/A | #N/A | #N/A | #N/A | #N/A | #N/A | #N/A | #N/A
1176 | Hospital Wards/Isolation (24 hour) | Education - University | Education - University - Classroom/Lecture (break) | University Class (break) | SchBreak | #N/A | Closed | Closed | Closed | Closed | - na - | - na - | 9 | 14 | 9 | 14 | 9 | 14 | 7 | 17 | 0 | 0 | 0 | 0 | 24 | 24 | 24 | 24 | 0 | 0 | 0 | 0 | 288 | 288 | 72 | 912 | 1560 | 12 | 12 | 3 | 38 | 7 | University Class (break) | SchBreak | #N/A | Closed | Closed | Closed | Closed | - na - | - na - | Closed | Closed | Closed | Closed | Closed | Closed | 9 | 16 | 0 | 0 | 0 | 0 | 24 | 24 | 24 | 24 | 0 | 0 | 0 | 0 | 288 | 288 | 72 | 912 | 1560 | 12 | 12 | 3 | 38 | 7 | break | #N/A | #N/A | #N/A | #N/A | #N/A | #N/A | #N/A | #N/A | #N/A | #N/A
1361 | Hotel (public) Admin | Education - University | Education - University - Classroom/Lecture (summer) | University Class (summer) | SchLowSum | #N/A | Open | Open | Open | Open | - na - | - na - | 9 | 18 | 9 | 18 | 9 | 18 | 7 | 21 | 9 | 9 | 9 | 14 | 15 | 15 | 15 | 10 | 72 | 72 | 9 | 616 | 120 | 120 | 15 | 440 | 1464 | 8 | 8 | 1 | 44 | 7 | University Class (summer) | all | #N/A | Closed | Closed | Closed | Closed | - na - | - na - | 9 | 16 | 9 | 16 | 9 | 16 | 9 | 21 | 7 | 7 | 7 | 12 | 17 | 17 | 17 | 12 | 56 | 56 | 7 | 528 | 136 | 136 | 17 | 528 | 1464 | 8 | 8 | 1 | 44 | 7 | summer | #N/A | #N/A | #N/A | #N/A | #N/A | #N/A | #N/A | #N/A | #N/A | #N/A
1426 | Hotel (public) Corridor | Education - University | Education - University - Classroom/Lecture | University Class (in session) | all | #N/A | Open | Open | Open | Open | - na - | - na - | 9 | 18 | 9 | 18 | 9 | 18 | 7 | 21 | 9 | 9 | 9 | 14 | 15 | 15 | 15 | 10 | 288 | 288 | 54 | 2366 | 480 | 480 | 90 | 1690 | 5736 | 32 | 32 | 6 | 169 | 7 | University Class (in session) | all | #N/A | Open | Open | Open | Open | - na - | - na - | 9 | 16 | 9 | 16 | 9 | 16 | 9 | 21 | 7 | 7 | 7 | 12 | 17 | 17 | 17 | 12 | 224 | 224 | 42 | 2028 | 544 | 544 | 102 | 2028 | 5736 | 32 | 32 | 6 | 169 | 7 | main | #N/A | #N/A | #N/A | #N/A | #N/A | #N/A | #N/A | #N/A | #N/A | #N/A
1339 | Hotel (public) Facilities | Education - University | Education - University - Office (General) (break) | University Office (break) | SchBreak | #N/A | Closed | Closed | Closed | Closed | - na - | - na - | 9 | 14 | 9 | 14 | 9 | 14 | 7 | 17 | 0 | 0 | 0 | 0 | 24 | 24 | 24 | 24 | 0 | 0 | 0 | 0 | 288 | 288 | 72 | 912 | 1560 | 12 | 12 | 3 | 38 | 7 | University Office (break) | SchBreak | #N/A | Closed | Closed | Closed | Closed | - na - | - na - | Closed | Closed | Closed | Closed | Closed | Closed | 9 | 16 | 0 | 0 | 0 | 0 | 24 | 24 | 24 | 24 | 0 | 0 | 0 | 0 | 288 | 288 | 72 | 912 | 1560 | 12 | 12 | 3 | 38 | 7 | break | #N/A | #N/A | #N/A | #N/A | #N/A | #N/A | #N/A | #N/A | #N/A | #N/A
1383 | Hotel (public) Kitchen | Education - University | Education - University - Office (General) (summer) | University Office (summer) | SchLowSum | #N/A | Open | Open | Open | Open | - na - | - na - | 9 | 18 | 9 | 18 | 9 | 18 | 7 | 21 | 9 | 9 | 9 | 14 | 15 | 15 | 15 | 10 | 72 | 72 | 9 | 616 | 120 | 120 | 15 | 440 | 1464 | 8 | 8 | 1 | 44 | 7 | University Office (summer) | all | #N/A | Closed | Closed | Closed | Closed | - na - | - na - | 9 | 16 | 9 | 16 | 9 | 16 | 9 | 21 | 7 | 7 | 7 | 12 | 17 | 17 | 17 | 12 | 56 | 56 | 7 | 528 | 136 | 136 | 17 | 528 | 1464 | 8 | 8 | 1 | 44 | 7 | summer | #N/A | #N/A | #N/A | #N/A | #N/A | #N/A | #N/A | #N/A | #N/A | #N/A
1411 | Hotel (public) Lobby | Education - University | Education - University - Office (General) | University Office (in session) | all | #N/A | Open | Open | Open | Open | - na - | - na - | 9 | 18 | 9 | 18 | 9 | 18 | 7 | 21 | 9 | 9 | 9 | 14 | 15 | 15 | 15 | 10 | 288 | 288 | 54 | 2366 | 480 | 480 | 90 | 1690 | 5736 | 32 | 32 | 6 | 169 | 7 | University Office (in session) | all | #N/A | Open | Open | Open | Open | - na - | - na - | 9 | 16 | 9 | 16 | 9 | 16 | 9 | 21 | 7 | 7 | 7 | 12 | 17 | 17 | 17 | 12 | 224 | 224 | 42 | 2028 | 544 | 544 | 102 | 2028 | 5736 | 32 | 32 | 6 | 169 | 7 | main | #N/A | #N/A | #N/A | #N/A | #N/A | #N/A | #N/A | #N/A | #N/A | #N/A
1463 | Hotel (public) Lounge | Education - University | Education - University - Computer Room (Instructional/PC Lab) (break) | University ComputerRm (break) | SchBreak | #N/A | Closed | Closed | Closed | Closed | - na - | - na - | 9 | 14 | 9 | 14 | 9 | 14 | 7 | 17 | 0 | 0 | 0 | 0 | 24 | 24 | 24 | 24 | 0 | 0 | 0 | 0 | 288 | 288 | 72 | 912 | 1560 | 12 | 12 | 3 | 38 | 7 | University ComputerRm (break) | SchBreak | #N/A | Closed | Closed | Closed | Closed | - na - | - na - | Closed | Closed | Closed | Closed | Closed | Closed | 9 | 16 | 0 | 0 | 0 | 0 | 24 | 24 | 24 | 24 | 0 | 0 | 0 | 0 | 288 | 288 | 72 | 912 | 1560 | 12 | 12 | 3 | 38 | 7 | break | #N/A | #N/A | #N/A | #N/A | #N/A | #N/A | #N/A | #N/A | #N/A | #N/A
1441 | Hotel (public) Restaurant | Education - University | Education - University - Computer Room (Instructional/PC Lab) (summer) | University ComputerRm (summer) | SchLowSum | #N/A | Open | Open | Open | Open | - na - | - na - | 9 | 18 | 9 | 18 | 9 | 18 | 7 | 21 | 9 | 9 | 9 | 14 | 15 | 15 | 15 | 10 | 72 | 72 | 9 | 616 | 120 | 120 | 15 | 440 | 1464 | 8 | 8 | 1 | 44 | 7 | University ComputerRm (summer) | all | #N/A | Closed | Closed | Closed | Closed | - na - | - na - | 9 | 16 | 9 | 16 | 9 | 16 | 9 | 21 | 7 | 7 | 7 | 12 | 17 | 17 | 17 | 12 | 56 | 56 | 7 | 528 | 136 | 136 | 17 | 528 | 1464 | 8 | 8 | 1 | 44 | 7 | summer | #N/A | #N/A | #N/A | #N/A | #N/A | #N/A | #N/A | #N/A | #N/A | #N/A
1516 | Hotel (rooms) Corridor | Education - University | Education - University - Computer Room (Instructional/PC Lab) | University ComputerRm (in session) | all | #N/A | Open | Open | Open | Open | - na - | - na - | 9 | 18 | 9 | 18 | 9 | 18 | 7 | 21 | 9 | 9 | 9 | 14 | 15 | 15 | 15 | 10 | 288 | 288 | 54 | 2366 | 480 | 480 | 90 | 1690 | 5736 | 32 | 32 | 6 | 169 | 7 | University ComputerRm (in session) | all | #N/A | Open | Open | Open | Open | - na - | - na - | 9 | 16 | 9 | 16 | 9 | 16 | 9 | 21 | 7 | 7 | 7 | 12 | 17 | 17 | 17 | 12 | 224 | 224 | 42 | 2028 | 544 | 544 | 102 | 2028 | 5736 | 32 | 32 | 6 | 169 | 7 | main | #N/A | #N/A | #N/A | #N/A | #N/A | #N/A | #N/A | #N/A | #N/A | #N/A
1494 | Hotel Rooms (occupied) | Education - University | Education - University - Comm/Ind Work (General, Low Bay) (break) | University Class (break) | SchBreak | #N/A | Closed | Closed | Closed | Closed | - na - | - na - | 9 | 14 | 9 | 14 | 9 | 14 | 7 | 17 | 0 | 0 | 0 | 0 | 24 | 24 | 24 | 24 | 0 | 0 | 0 | 0 | 288 | 288 | 72 | 912 | 1560 | 12 | 12 | 3 | 38 | 7 | University Class (break) | SchBreak | #N/A | Closed | Closed | Closed | Closed | - na - | - na - | Closed | Closed | Closed | Closed | Closed | Closed | 9 | 16 | 0 | 0 | 0 | 0 | 24 | 24 | 24 | 24 | 0 | 0 | 0 | 0 | 288 | 288 | 72 | 912 | 1560 | 12 | 12 | 3 | 38 | 7 | break | #N/A | #N/A | #N/A | #N/A | #N/A | #N/A | #N/A | #N/A | #N/A | #N/A
1485 | Hotel Rooms (unoccup) | Education - University | Education - University - Comm/Ind Work (General, Low Bay) (summer) | University Class (summer) | SchLowSum | #N/A | Open | Open | Open | Open | - na - | - na - | 9 | 18 | 9 | 18 | 9 | 18 | 7 | 21 | 9 | 9 | 9 | 14 | 15 | 15 | 15 | 10 | 72 | 72 | 9 | 616 | 120 | 120 | 15 | 440 | 1464 | 8 | 8 | 1 | 44 | 7 | University Class (summer) | all | #N/A | Closed | Closed | Closed | Closed | - na - | - na - | 9 | 16 | 9 | 16 | 9 | 16 | 9 | 21 | 7 | 7 | 7 | 12 | 17 | 17 | 17 | 12 | 56 | 56 | 7 | 528 | 136 | 136 | 17 | 528 | 1464 | 8 | 8 | 1 | 44 | 7 | summer | #N/A | #N/A | #N/A | #N/A | #N/A | #N/A | #N/A | #N/A | #N/A | #N/A
1647 | Manufac (biotech) Admin | Education - University | Education - University - Comm/Ind Work (General, Low Bay) | University Class (in session) | all | #N/A | Open | Open | Open | Open | - na - | - na - | 9 | 18 | 9 | 18 | 9 | 18 | 7 | 21 | 9 | 9 | 9 | 14 | 15 | 15 | 15 | 10 | 288 | 288 | 54 | 2366 | 480 | 480 | 90 | 1690 | 5736 | 32 | 32 | 6 | 169 | 7 | University Class (in session) | all | #N/A | Open | Open | Open | Open | - na - | - na - | 9 | 16 | 9 | 16 | 9 | 16 | 9 | 21 | 7 | 7 | 7 | 12 | 17 | 17 | 17 | 12 | 224 | 224 | 42 | 2028 | 544 | 544 | 102 | 2028 | 5736 | 32 | 32 | 6 | 169 | 7 | main | #N/A | #N/A | #N/A | #N/A | #N/A | #N/A | #N/A | #N/A | #N/A | #N/A
1741 | Manufac (biotech) Cafeteria | Education - University | Education - University - Dining Area (break) | University Cafeteria (break) | SchBreak | #N/A | Closed | Closed | Closed | Closed | - na - | - na - | 9 | 14 | 9 | 14 | 9 | 14 | 7 | 17 | 0 | 0 | 0 | 0 | 24 | 24 | 24 | 24 | 0 | 0 | 0 | 0 | 288 | 288 | 72 | 912 | 1560 | 12 | 12 | 3 | 38 | 7 | University Cafeteria (break) | SchBreak | #N/A | Closed | Closed | Closed | Closed | - na - | - na - | Closed | Closed | Closed | Closed | Closed | Closed | 9 | 16 | 0 | 0 | 0 | 0 | 24 | 24 | 24 | 24 | 0 | 0 | 0 | 0 | 288 | 288 | 72 | 912 | 1560 | 12 | 12 | 3 | 38 | 7 | break | #N/A | #N/A | #N/A | #N/A | #N/A | #N/A | #N/A | #N/A | #N/A | #N/A
1785 | Manufac (biotech) Circulation | Education - University | Education - University - Dining Area (summer) | University Cafeteria (summer) | SchLowSum | #N/A | Open | Open | Open | Open | - na - | - na - | 9 | 18 | 9 | 18 | 9 | 18 | 7 | 21 | 9 | 9 | 9 | 14 | 15 | 15 | 15 | 10 | 72 | 72 | 9 | 616 | 120 | 120 | 15 | 440 | 1464 | 8 | 8 | 1 | 44 | 7 | University Cafeteria (summer) | all | #N/A | Closed | Closed | Closed | Closed | - na - | - na - | 9 | 16 | 9 | 16 | 9 | 16 | 9 | 21 | 7 | 7 | 7 | 12 | 17 | 17 | 17 | 12 | 56 | 56 | 7 | 528 | 136 | 136 | 17 | 528 | 1464 | 8 | 8 | 1 | 44 | 7 | summer | #N/A | #N/A | #N/A | #N/A | #N/A | #N/A | #N/A | #N/A | #N/A | #N/A
1697 | Manufac (biotech) ComptrRm | Education - University | Education - University - Dining Area | University Cafeteria (in session) | all | #N/A | Open | Open | Open | Open | - na - | - na - | 9 | 18 | 9 | 18 | 9 | 18 | 7 | 21 | 9 | 9 | 9 | 14 | 15 | 15 | 15 | 10 | 288 | 288 | 54 | 2366 | 480 | 480 | 90 | 1690 | 5736 | 32 | 32 | 6 | 169 | 7 | University Cafeteria (in session) | all | #N/A | Open | Open | Open | Open | - na - | - na - | 9 | 16 | 9 | 16 | 9 | 16 | 9 | 21 | 7 | 7 | 7 | 12 | 17 | 17 | 17 | 12 | 224 | 224 | 42 | 2028 | 544 | 544 | 102 | 2028 | 5736 | 32 | 32 | 6 | 169 | 7 | main | #N/A | #N/A | #N/A | #N/A | #N/A | #N/A | #N/A | #N/A | #N/A | #N/A
1719 | Manufac (biotech) Conference | Education - University | Education - University - Kitchen and Food Preparation (break) | University Kitchen (break) | SchBreak | #N/A | Closed | Closed | Closed | Closed | - na - | - na - | 9 | 14 | 9 | 14 | 9 | 14 | 7 | 17 | 0 | 0 | 0 | 0 | 24 | 24 | 24 | 24 | 0 | 0 | 0 | 0 | 288 | 288 | 72 | 912 | 1560 | 12 | 12 | 3 | 38 | 7 | University Kitchen (break) | SchBreak | #N/A | Closed | Closed | Closed | Closed | - na - | - na - | Closed | Closed | Closed | Closed | Closed | Closed | 9 | 16 | 0 | 0 | 0 | 0 | 24 | 24 | 24 | 24 | 0 | 0 | 0 | 0 | 288 | 288 | 72 | 912 | 1560 | 12 | 12 | 3 | 38 | 7 | break | #N/A | #N/A | #N/A | #N/A | #N/A | #N/A | #N/A | #N/A | #N/A | #N/A
1669 | Manufac (biotech) Kitchen | Education - University | Education - University - Kitchen and Food Preparation (summer) | University Kitchen (summer) | SchLowSum | #N/A | Open | Open | Open | Open | - na - | - na - | 9 | 18 | 9 | 18 | 9 | 18 | 7 | 21 | 9 | 9 | 9 | 14 | 15 | 15 | 15 | 10 | 72 | 72 | 9 | 616 | 120 | 120 | 15 | 440 | 1464 | 8 | 8 | 1 | 44 | 7 | University Kitchen (summer) | all | #N/A | Closed | Closed | Closed | Closed | - na - | - na - | 9 | 16 | 9 | 16 | 9 | 16 | 9 | 21 | 7 | 7 | 7 | 12 | 17 | 17 | 17 | 12 | 56 | 56 | 7 | 528 | 136 | 136 | 17 | 528 | 1464 | 8 | 8 | 1 | 44 | 7 | summer | #N/A | #N/A | #N/A | #N/A | #N/A | #N/A | #N/A | #N/A | #N/A | #N/A
1763 | Manufac (biotech) Lab | Education - University | Education - University - Kitchen and Food Preparation | University Kitchen (in session) | all | #N/A | Open | Open | Open | Open | - na - | - na - | 9 | 18 | 9 | 18 | 9 | 18 | 7 | 21 | 9 | 9 | 9 | 14 | 15 | 15 | 15 | 10 | 288 | 288 | 54 | 2366 | 480 | 480 | 90 | 1690 | 5736 | 32 | 32 | 6 | 169 | 7 | University Kitchen (in session) | all | #N/A | Open | Open | Open | Open | - na - | - na - | 9 | 16 | 9 | 16 | 9 | 16 | 9 | 21 | 7 | 7 | 7 | 12 | 17 | 17 | 17 | 12 | 224 | 224 | 42 | 2028 | 544 | 544 | 102 | 2028 | 5736 | 32 | 32 | 6 | 169 | 7 | main | #N/A | #N/A | #N/A | #N/A | #N/A | #N/A | #N/A | #N/A | #N/A | #N/A
1625 | Manufac (biotech) Mfg | Education - University | Education - University - Hotel/Motel Guest Room (incl. toilets) (break) | University Dorm (break) | SchBreak | #N/A | Closed | Closed | Closed | Closed | - na - | - na - | 9 | 14 | 9 | 14 | 9 | 14 | 7 | 17 | 0 | 0 | 0 | 0 | 24 | 24 | 24 | 24 | 0 | 0 | 0 | 0 | 288 | 288 | 72 | 912 | 1560 | 12 | 12 | 3 | 38 | 7 | University Dorm (break) | SchBreak | #N/A | Closed | Closed | Closed | Closed | - na - | - na - | Closed | Closed | Closed | Closed | Closed | Closed | 9 | 16 | 0 | 0 | 0 | 0 | 24 | 24 | 24 | 24 | 0 | 0 | 0 | 0 | 288 | 288 | 72 | 912 | 1560 | 12 | 12 | 3 | 38 | 7 | break | #N/A | #N/A | #N/A | #N/A | #N/A | #N/A | #N/A | #N/A | #N/A | #N/A
1808 | Manufac (light) Mfg | Education - University | Education - University - Hotel/Motel Guest Room (incl. toilets) (summer) | University Dorm (summer) | SchLowSum | #N/A | Open | Open | Open | Open | - na - | - na - | 9 | 18 | 9 | 18 | 9 | 18 | 7 | 21 | 9 | 9 | 9 | 14 | 15 | 15 | 15 | 10 | 72 | 72 | 9 | 616 | 120 | 120 | 15 | 440 | 1464 | 8 | 8 | 1 | 44 | 7 | University Dorm (summer) | all | #N/A | Closed | Closed | Closed | Closed | - na - | - na - | 9 | 16 | 9 | 16 | 9 | 16 | 9 | 21 | 7 | 7 | 7 | 12 | 17 | 17 | 17 | 12 | 56 | 56 | 7 | 528 | 136 | 136 | 17 | 528 | 1464 | 8 | 8 | 1 | 44 | 7 | summer | #N/A | #N/A | #N/A | #N/A | #N/A | #N/A | #N/A | #N/A | #N/A | #N/A
1826 | Manufac (light) Storage | Education - University | Education - University - Hotel/Motel Guest Room (incl. toilets) | University Dorm (in session) | all | #N/A | Open | Open | Open | Open | - na - | - na - | 9 | 18 | 9 | 18 | 9 | 18 | 7 | 21 | 9 | 9 | 9 | 14 | 15 | 15 | 15 | 10 | 288 | 288 | 54 | 2366 | 480 | 480 | 90 | 1690 | 5736 | 32 | 32 | 6 | 169 | 7 | University Dorm (in session) | all | #N/A | Open | Open | Open | Open | - na - | - na - | 9 | 16 | 9 | 16 | 9 | 16 | 9 | 21 | 7 | 7 | 7 | 12 | 17 | 17 | 17 | 12 | 224 | 224 | 42 | 2028 | 544 | 544 | 102 | 2028 | 5736 | 32 | 32 | 6 | 169 | 7 | main | #N/A | #N/A | #N/A | #N/A | #N/A | #N/A | #N/A | #N/A | #N/A | #N/A
1614 | Motel Corridor | Education - University-Dormitory | Education - University - Corridor (break) | University Office (break) | SchBreak | #N/A | Closed | Closed | Closed | Closed | - na - | - na - | Closed | Closed | Closed | Closed | Closed | Closed | 25 | 16 | 0 | 0 | 0 | 0 | 24 | 24 | 24 | 24 | 0 | 0 | 0 | 0 | 288 | 288 | 72 | 912 | 1560 | 12 | 12 | 3 | 38 | #N/A | University Office (break) | SchBreak | #N/A | Closed | Closed | Closed | Closed | - na - | - na - | Closed | Closed | Closed | Closed | Closed | Closed | 9 | 16 | 0 | 0 | 0 | 0 | 24 | 24 | 24 | 24 | 0 | 0 | 0 | 0 | 288 | 288 | 72 | 912 | 1560 | 12 | 12 | 3 | 38 | 7 | break | #N/A | #N/A | #N/A | #N/A | #N/A | #N/A | #N/A | #N/A | #N/A | #N/A
1604 | Motel Facilities | Education - University-Dormitory | Education - University - Corridor (summer) | University Office (summer) | SchLowSum | #N/A | Closed | Closed | Closed | Closed | - na - | - na - | Closed | Closed | Closed | Closed | Closed | Closed | 25 | 16 | 0 | 0 | 0 | -9 | 24 | 24 | 24 | 33 | 0 | 0 | 0 | -396 | 192 | 192 | 24 | 1452 | 1464 | 8 | 8 | 1 | 44 | #N/A | University Office (summer) | all | #N/A | Closed | Closed | Closed | Closed | - na - | - na - | Closed | Closed | Closed | Closed | Closed | Closed | 9 | 16 | 0 | 0 | 0 | 7 | 24 | 24 | 24 | 17 | 0 | 0 | 0 | 308 | 192 | 192 | 24 | 748 | 1464 | 8 | 8 | 1 | 44 | 7 | summer | #N/A | #N/A | #N/A | #N/A | #N/A | #N/A | #N/A | #N/A | #N/A | #N/A
1594 | Motel Office | Education - University-Dormitory | Education - University - Corridor | University Office (in session) | all | #N/A | Open | Open | Open | Open | - na - | - na - | Closed | Closed | Closed | Closed | Closed | Closed | 25 | 16 | 0 | 0 | 0 | -9 | 24 | 24 | 24 | 33 | 0 | 0 | 0 | -1521 | 768 | 768 | 144 | 5577 | 5736 | 32 | 32 | 6 | 169 | #N/A | University Office (in session) | all | #N/A | Closed | Closed | Closed | Open | - na - | - na - | Closed | Closed | Closed | Closed | Closed | Closed | 9 | 16 | 0 | 0 | 0 | 7 | 24 | 24 | 24 | 17 | 0 | 0 | 0 | 1183 | 768 | 768 | 144 | 2873 | 5736 | 32 | 32 | 6 | 169 | 7 | main | #N/A | #N/A | #N/A | #N/A | #N/A | #N/A | #N/A | #N/A | #N/A | #N/A
1550 | Motel Rooms (12 hour occup) | Health/Medical - Hospital | Health/Medical - Hospital - Office (General) - 24hr Facilities | Hospital Fac/Maint (24 hour) | all | #N/A | Open | Open | Open | Open | - na - | - na - | 25 | 20 | 25 | 20 | 25 | 20 | 25 | 20 | -5 | -5 | -5 | -5 | 29 | 29 | 29 | 29 | -260 | -260 | -50 | -1255 | 1508 | 1508 | 290 | 7279 | 8760 | 52 | 52 | 10 | 251 | 8 | Hospital Fac/Maint (24 hour) | all | #N/A | Open | Open | Open | Open | - na - | - na - | 9 | 16 | 9 | 16 | 9 | 16 | 9 | 21 | 7 | 7 | 7 | 12 | 17 | 17 | 17 | 12 | 364 | 364 | 70 | 3012 | 884 | 884 | 170 | 3012 | 8760 | 52 | 52 | 10 | 251 | 8 | main | #N/A | #N/A | #N/A | #N/A | #N/A | #N/A | #N/A | #N/A | #N/A | #N/A
1572 | Motel Rooms (24 hour occup) | Health/Medical - Hospital | Health/Medical - Hospital - Office (General) - 12hr Admin | Hospital Admin/Office (12 hour) | all | #N/A | Open | Open | Open | Open | - na - | - na - | 25 | 20 | 25 | 20 | 25 | 20 | 25 | 20 | -5 | -5 | -5 | -5 | 29 | 29 | 29 | 29 | -260 | -260 | -50 | -1255 | 1508 | 1508 | 290 | 7279 | 8760 | 52 | 52 | 10 | 251 | 8 | Hospital Admin/Office (12 hour) | all | #N/A | Open | Open | Open | Open | - na - | - na - | 9 | 16 | 9 | 16 | 9 | 16 | 9 | 21 | 7 | 7 | 7 | 12 | 17 | 17 | 17 | 12 | 364 | 364 | 70 | 3012 | 884 | 884 | 170 | 3012 | 8760 | 52 | 52 | 10 | 251 | 8 | main | #N/A | #N/A | #N/A | #N/A | #N/A | #N/A | #N/A | #N/A | #N/A | #N/A
1532 | Motel Rooms (unoccup) | Health/Medical - Hospital | Health/Medical - Hospital - Dining Area | Hospital Kitchen | all | #N/A | Open | Open | Open | Open | - na - | - na - | 25 | 20 | 25 | 20 | 25 | 20 | 25 | 20 | -5 | -5 | -5 | -5 | 29 | 29 | 29 | 29 | -260 | -260 | -50 | -1255 | 1508 | 1508 | 290 | 7279 | 8760 | 52 | 52 | 10 | 251 | 8 | Hospital Kitchen | all | #N/A | Open | Open | Open | Open | - na - | - na - | 9 | 16 | 9 | 16 | 9 | 16 | 9 | 21 | 7 | 7 | 7 | 12 | 17 | 17 | 17 | 12 | 364 | 364 | 70 | 3012 | 884 | 884 | 170 | 3012 | 8760 | 52 | 52 | 10 | 251 | 8 | main | #N/A | #N/A | #N/A | #N/A | #N/A | #N/A | #N/A | #N/A | #N/A | #N/A
1266 | NursingHome Admin | Health/Medical - Hospital | Health/Medical - Hospital - Kitchen and Food Preparation | Hospital Kitchen | all | #N/A | Open | Open | Open | Open | - na - | - na - | 25 | 20 | 25 | 20 | 25 | 20 | 25 | 20 | -5 | -5 | -5 | -5 | 29 | 29 | 29 | 29 | -260 | -260 | -50 | -1255 | 1508 | 1508 | 290 | 7279 | 8760 | 52 | 52 | 10 | 251 | 8 | Hospital Kitchen | all | #N/A | Open | Open | Open | Open | - na - | - na - | 9 | 16 | 9 | 16 | 9 | 16 | 9 | 21 | 7 | 7 | 7 | 12 | 17 | 17 | 17 | 12 | 364 | 364 | 70 | 3012 | 884 | 884 | 170 | 3012 | 8760 | 52 | 52 | 10 | 251 | 8 | main | #N/A | #N/A | #N/A | #N/A | #N/A | #N/A | #N/A | #N/A | #N/A | #N/A
1326 | NursingHome Corridor | Health/Medical - Hospital | Health/Medical - Hospital - Medical and Clinical Care - 24hr Wards/Isolation | Hospital Wards/Isolation (24 hour) | all | #N/A | Open | Open | Open | Open | - na - | - na - | 25 | 20 | 25 | 20 | 25 | 20 | 25 | 20 | -5 | -5 | -5 | -5 | 29 | 29 | 29 | 29 | -260 | -260 | -50 | -1255 | 1508 | 1508 | 290 | 7279 | 8760 | 52 | 52 | 10 | 251 | 8 | Hospital Wards/Isolation (24 hour) | all | #N/A | Open | Open | Open | Open | - na - | - na - | 9 | 16 | 9 | 16 | 9 | 16 | 9 | 21 | 7 | 7 | 7 | 12 | 17 | 17 | 17 | 12 | 364 | 364 | 70 | 3012 | 884 | 884 | 170 | 3012 | 8760 | 52 | 52 | 10 | 251 | 8 | main | #N/A | #N/A | #N/A | #N/A | #N/A | #N/A | #N/A | #N/A | #N/A | #N/A
1244 | NursingHome Facilities | Health/Medical - Hospital | Health/Medical - Hospital - Medical and Clinical Care - 24hr ICU | Hospital Intensive Care (24 hour) | all | #N/A | Open | Open | Open | Open | - na - | - na - | 25 | 20 | 25 | 20 | 25 | 20 | 25 | 20 | -5 | -5 | -5 | -5 | 29 | 29 | 29 | 29 | -260 | -260 | -50 | -1255 | 1508 | 1508 | 290 | 7279 | 8760 | 52 | 52 | 10 | 251 | 8 | Hospital Intensive Care (24 hour) | all | #N/A | Open | Open | Open | Open | - na - | - na - | 9 | 16 | 9 | 16 | 9 | 16 | 9 | 21 | 7 | 7 | 7 | 12 | 17 | 17 | 17 | 12 | 364 | 364 | 70 | 3012 | 884 | 884 | 170 | 3012 | 8760 | 52 | 52 | 10 | 251 | 8 | main | #N/A | #N/A | #N/A | #N/A | #N/A | #N/A | #N/A | #N/A | #N/A | #N/A
1288 | NursingHome Kitchen | Health/Medical - Hospital | Health/Medical - Hospital - Laboratory, Medical 12hr Treatment | Hospital Lab/Surgery/Out (12 hour) | all | #N/A | Open | Open | Open | Open | - na - | - na - | 25 | 20 | 25 | 20 | 25 | 20 | 25 | 20 | -5 | -5 | -5 | -5 | 29 | 29 | 29 | 29 | -260 | -260 | -50 | -1255 | 1508 | 1508 | 290 | 7279 | 8760 | 52 | 52 | 10 | 251 | 8 | Hospital Lab/Surgery/Out (12 hour) | all | #N/A | Open | Open | Open | Open | - na - | - na - | 9 | 16 | 9 | 16 | 9 | 16 | 9 | 21 | 7 | 7 | 7 | 12 | 17 | 17 | 17 | 12 | 364 | 364 | 70 | 3012 | 884 | 884 | 170 | 3012 | 8760 | 52 | 52 | 10 | 251 | 8 | main | #N/A | #N/A | #N/A | #N/A | #N/A | #N/A | #N/A | #N/A | #N/A | #N/A
1316 | NursingHome Rooms | Health/Medical - Hospital | Health/Medical - Hospital - Medical and Clinical Care - 24hr Support | Hospital Nursing Suprt (24 hour) | all | #N/A | Open | Open | Open | Open | - na - | - na - | 25 | 20 | 25 | 20 | 25 | 20 | 25 | 20 | -5 | -5 | -5 | -5 | 29 | 29 | 29 | 29 | -260 | -260 | -50 | -1255 | 1508 | 1508 | 290 | 7279 | 8760 | 52 | 52 | 10 | 251 | 8 | Hospital Nursing Suprt (24 hour) | all | #N/A | Open | Open | Open | Open | - na - | - na - | 9 | 16 | 9 | 16 | 9 | 16 | 9 | 21 | 7 | 7 | 7 | 12 | 17 | 17 | 17 | 12 | 364 | 364 | 70 | 3012 | 884 | 884 | 170 | 3012 | 8760 | 52 | 52 | 10 | 251 | 8 | main | #N/A | #N/A | #N/A | #N/A | #N/A | #N/A | #N/A | #N/A | #N/A | #N/A
1845 | Office (large) All | Health/Medical - Nursing Home | Health/Medical - Nursing Home - Hotel/Motel Guest Room (incl. toilets) | NursingHome Rooms | all | #N/A | Open | Open | Open | Open | - na - | - na - | 25 | 19 | 25 | 19 | 25 | 19 | 25 | 19 | -6 | -6 | -6 | -6 | 30 | 30 | 30 | 30 | -312 | -312 | -60 | -1506 | 1560 | 1560 | 300 | 7530 | 8760 | 52 | 52 | 10 | 251 | 9 | NursingHome Rooms | all | #N/A | Open | Open | Open | Open | - na - | - na - | 9 | 16 | 9 | 16 | 9 | 16 | 9 | 21 | 7 | 7 | 7 | 12 | 17 | 17 | 17 | 12 | 364 | 364 | 70 | 3012 | 884 | 884 | 170 | 3012 | 8760 | 52 | 52 | 10 | 251 | 9 | main | #N/A | #N/A | #N/A | #N/A | #N/A | #N/A | #N/A | #N/A | #N/A | #N/A
1868 | Office (small) All | Health/Medical - Nursing Home | Health/Medical - Nursing Home - Office (General) - Facilities | NursingHome Facilities | all | #N/A | Open | Open | Open | Open | - na - | - na - | 25 | 19 | 25 | 19 | 25 | 19 | 25 | 19 | -6 | -6 | -6 | -6 | 30 | 30 | 30 | 30 | -312 | -312 | -60 | -1506 | 1560 | 1560 | 300 | 7530 | 8760 | 52 | 52 | 10 | 251 | 9 | NursingHome Facilities | all | #N/A | Open | Open | Open | Open | - na - | - na - | 9 | 16 | 9 | 16 | 9 | 16 | 9 | 21 | 7 | 7 | 7 | 12 | 17 | 17 | 17 | 12 | 364 | 364 | 70 | 3012 | 884 | 884 | 170 | 3012 | 8760 | 52 | 52 | 10 | 251 | 9 | main | #N/A | #N/A | #N/A | #N/A | #N/A | #N/A | #N/A | #N/A | #N/A | #N/A
140 | PrimSchool Cafeteria (break) | Health/Medical - Nursing Home | Health/Medical - Nursing Home - Office (General) - Admin | NursingHome Admin | all | #N/A | Open | Open | Open | Open | - na - | - na - | 25 | 19 | 25 | 19 | 25 | 19 | 25 | 19 | -6 | -6 | -6 | -6 | 30 | 30 | 30 | 30 | -312 | -312 | -60 | -1506 | 1560 | 1560 | 300 | 7530 | 8760 | 52 | 52 | 10 | 251 | 9 | NursingHome Admin | all | #N/A | Open | Open | Open | Open | - na - | - na - | 9 | 16 | 9 | 16 | 9 | 16 | 9 | 21 | 7 | 7 | 7 | 12 | 17 | 17 | 17 | 12 | 364 | 364 | 70 | 3012 | 884 | 884 | 170 | 3012 | 8760 | 52 | 52 | 10 | 251 | 9 | main | #N/A | #N/A | #N/A | #N/A | #N/A | #N/A | #N/A | #N/A | #N/A | #N/A
62 | PrimSchool Cafeteria (in session) | Health/Medical - Nursing Home | Health/Medical - Nursing Home - Corridor | NursingHome Corridor | all | #N/A | Open | Open | Open | Open | - na - | - na - | 25 | 19 | 25 | 19 | 25 | 19 | 25 | 19 | -6 | -6 | -6 | -6 | 30 | 30 | 30 | 30 | -312 | -312 | -60 | -1506 | 1560 | 1560 | 300 | 7530 | 8760 | 52 | 52 | 10 | 251 | 9 | NursingHome Corridor | all | #N/A | Open | Open | Open | Open | - na - | - na - | 9 | 16 | 9 | 16 | 9 | 16 | 9 | 21 | 7 | 7 | 7 | 12 | 17 | 17 | 17 | 12 | 364 | 364 | 70 | 3012 | 884 | 884 | 170 | 3012 | 8760 | 52 | 52 | 10 | 251 | 9 | main | #N/A | #N/A | #N/A | #N/A | #N/A | #N/A | #N/A | #N/A | #N/A | #N/A
104 | PrimSchool Class/Office (break) | Health/Medical - Nursing Home | Health/Medical - Nursing Home - Dining Area | NursingHome Kitchen | all | #N/A | Open | Open | Open | Open | - na - | - na - | 25 | 19 | 25 | 19 | 25 | 19 | 25 | 19 | -6 | -6 | -6 | -6 | 30 | 30 | 30 | 30 | -312 | -312 | -60 | -1506 | 1560 | 1560 | 300 | 7530 | 8760 | 52 | 52 | 10 | 251 | 9 | NursingHome Kitchen | all | #N/A | Open | Open | Open | Open | - na - | - na - | 9 | 16 | 9 | 16 | 9 | 16 | 9 | 21 | 7 | 7 | 7 | 12 | 17 | 17 | 17 | 12 | 364 | 364 | 70 | 3012 | 884 | 884 | 170 | 3012 | 8760 | 52 | 52 | 10 | 251 | 9 | main | #N/A | #N/A | #N/A | #N/A | #N/A | #N/A | #N/A | #N/A | #N/A | #N/A
26 | PrimSchool Class/Office (in session) | Health/Medical - Nursing Home | Health/Medical - Nursing Home - Kitchen and Food Preparation | NursingHome Kitchen | all | #N/A | Open | Open | Open | Open | - na - | - na - | 25 | 19 | 25 | 19 | 25 | 19 | 25 | 19 | -6 | -6 | -6 | -6 | 30 | 30 | 30 | 30 | -312 | -312 | -60 | -1506 | 1560 | 1560 | 300 | 7530 | 8760 | 52 | 52 | 10 | 251 | 9 | NursingHome Kitchen | all | #N/A | Open | Open | Open | Open | - na - | - na - | 9 | 16 | 9 | 16 | 9 | 16 | 9 | 21 | 7 | 7 | 7 | 12 | 17 | 17 | 17 | 12 | 364 | 364 | 70 | 3012 | 884 | 884 | 170 | 3012 | 8760 | 52 | 52 | 10 | 251 | 9 | main | #N/A | #N/A | #N/A | #N/A | #N/A | #N/A | #N/A | #N/A | #N/A | #N/A
122 | PrimSchool Gym (break) | Lodging - Hotel-Guestrooms | Lodging - Hotel - Hotel/Motel Guest Room (incl. toilets) - occ | Hotel Rooms (occupied) | all | #N/A | Open | Open | Open | Open | - na - | - na - | 25 | 16 | 25 | 16 | 25 | 16 | 25 | 16 | -9 | -9 | -9 | -9 | 33 | 33 | 33 | 33 | -468 | -468 | -90 | -2259 | 1716 | 1716 | 330 | 8283 | 8760 | 52 | 52 | 10 | 251 | #N/A | Hotel (rooms) Rooms | all | #N/A | Open | Open | Open | Open | - na - | - na - | 9 | 16 | 9 | 16 | 9 | 16 | 9 | 21 | 7 | 7 | 7 | 12 | 17 | 17 | 17 | 12 | 364 | 364 | 70 | 3012 | 884 | 884 | 170 | 3012 | 8760 | 52 | 52 | 10 | 251 | 10 | main | #N/A | #N/A | #N/A | #N/A | #N/A | #N/A | #N/A | #N/A | #N/A | #N/A
44 | PrimSchool Gym (in session) | Lodging - Hotel-Guestrooms | Lodging - Hotel - Hotel/Motel Guest Room (incl. toilets) - unocc | Hotel Rooms (unoccup) | all | #N/A | Open | Open | Open | Open | - na - | - na - | 25 | 16 | 25 | 16 | 25 | 16 | 25 | 16 | -9 | -9 | -9 | -9 | 33 | 33 | 33 | 33 | -468 | -468 | -90 | -2259 | 1716 | 1716 | 330 | 8283 | 8760 | 52 | 52 | 10 | 251 | #N/A | Hotel (rooms) Rooms | all | #N/A | Closed | Closed | Closed | Closed | - na - | - na - | 9 | 16 | 9 | 16 | 9 | 16 | 9 | 21 | 7 | 7 | 7 | 12 | 17 | 17 | 17 | 12 | 364 | 364 | 70 | 3012 | 884 | 884 | 170 | 3012 | 8760 | 52 | 52 | 10 | 251 | 10 | main | #N/A | #N/A | #N/A | #N/A | #N/A | #N/A | #N/A | #N/A | #N/A | #N/A
158 | PrimSchool Kitchen (break) | Lodging - Hotel-Guestrooms | Lodging - Hotel - Corridor | Hotel (public) Corridor | all | #N/A | Open | Open | Open | Open | - na - | - na - | 25 | 16 | 25 | 16 | 25 | 16 | 25 | 16 | -9 | -9 | -9 | -9 | 33 | 33 | 33 | 33 | -468 | -468 | -90 | -2259 | 1716 | 1716 | 330 | 8283 | 8760 | 52 | 52 | 10 | 251 | #N/A | Hotel (rooms) Corridor | all | #N/A | Open | Open | Open | Open | - na - | - na - | 9 | 16 | 9 | 16 | 9 | 16 | 9 | 21 | 7 | 7 | 7 | 12 | 17 | 17 | 17 | 12 | 364 | 364 | 70 | 3012 | 884 | 884 | 170 | 3012 | 8760 | 52 | 52 | 10 | 251 | 10 | main | #N/A | #N/A | #N/A | #N/A | #N/A | #N/A | #N/A | #N/A | #N/A | #N/A
80 | PrimSchool Kitchen (in session) | Lodging - Hotel | Lodging - Hotel - Dining Area | Hotel (public) Restaurant | all | #N/A | Open | Open | Open | Open | - na - | - na - | 6 | 22 | 6 | 22 | 6 | 22 | 6 | 22 | 16 | 16 | 16 | 16 | 8 | 8 | 8 | 8 | 832 | 832 | 160 | 4016 | 416 | 416 | 80 | 2008 | 8760 | 52 | 52 | 10 | 251 | 10 | Hotel (public) Restaurant | all | #N/A | Open | Open | Open | Open | - na - | - na - | 9 | 16 | 9 | 16 | 9 | 16 | 9 | 21 | 7 | 7 | 7 | 12 | 17 | 17 | 17 | 12 | 364 | 364 | 70 | 3012 | 884 | 884 | 170 | 3012 | 8760 | 52 | 52 | 10 | 251 | 10 | main | #N/A | #N/A | #N/A | #N/A | #N/A | #N/A | #N/A | #N/A | #N/A | #N/A
2320 | Refg Whs Admin | Lodging - Hotel | Lodging - Hotel - Kitchen and Food Preparation | Hotel (public) Kitchen | all | #N/A | Open | Open | Open | Open | - na - | - na - | 6 | 22 | 6 | 22 | 6 | 22 | 6 | 22 | 16 | 16 | 16 | 16 | 8 | 8 | 8 | 8 | 832 | 832 | 160 | 4016 | 416 | 416 | 80 | 2008 | 8760 | 52 | 52 | 10 | 251 | 10 | Hotel (public) Kitchen | all | #N/A | Open | Open | Open | Open | - na - | - na - | 9 | 16 | 9 | 16 | 9 | 16 | 9 | 21 | 7 | 7 | 7 | 12 | 17 | 17 | 17 | 12 | 364 | 364 | 70 | 3012 | 884 | 884 | 170 | 3012 | 8760 | 52 | 52 | 10 | 251 | 10 | main | #N/A | #N/A | #N/A | #N/A | #N/A | #N/A | #N/A | #N/A | #N/A | #N/A
2362 | Refg Whs Cold | Lodging - Hotel | Lodging - Hotel - Bar, Cocktail Lounge | Hotel (public) Lounge | all | #N/A | Open | Open | Open | Open | - na - | - na - | 6 | 22 | 6 | 22 | 6 | 22 | 6 | 22 | 16 | 16 | 16 | 16 | 8 | 8 | 8 | 8 | 832 | 832 | 160 | 4016 | 416 | 416 | 80 | 2008 | 8760 | 52 | 52 | 10 | 251 | 10 | Hotel (public) Lounge | all | #N/A | Open | Open | Open | Open | - na - | - na - | 9 | 16 | 9 | 16 | 9 | 16 | 9 | 21 | 7 | 7 | 7 | 12 | 17 | 17 | 17 | 12 | 364 | 364 | 70 | 3012 | 884 | 884 | 170 | 3012 | 8760 | 52 | 52 | 10 | 251 | 10 | main | #N/A | #N/A | #N/A | #N/A | #N/A | #N/A | #N/A | #N/A | #N/A | #N/A
2383 | Refg Whs Cool | Lodging - Hotel | Lodging - Hotel - Lobby (Hotel) | Hotel (public) Lobby | all | #N/A | Open | Open | Open | Open | - na - | - na - | 6 | 22 | 6 | 22 | 6 | 22 | 6 | 22 | 16 | 16 | 16 | 16 | 8 | 8 | 8 | 8 | 832 | 832 | 160 | 4016 | 416 | 416 | 80 | 2008 | 8760 | 52 | 52 | 10 | 251 | 10 | Hotel (public) Lobby | all | #N/A | Open | Open | Open | Open | - na - | - na - | 9 | 16 | 9 | 16 | 9 | 16 | 9 | 21 | 7 | 7 | 7 | 12 | 17 | 17 | 17 | 12 | 364 | 364 | 70 | 3012 | 884 | 884 | 170 | 3012 | 8760 | 52 | 52 | 10 | 251 | 10 | main | #N/A | #N/A | #N/A | #N/A | #N/A | #N/A | #N/A | #N/A | #N/A | #N/A
2341 | Refg Whs Stock | Lodging - Hotel | Lodging - Hotel - Laundry | Hotel (public) Facilities | all | #N/A | Open | Open | Open | Open | - na - | - na - | 6 | 22 | 6 | 22 | 6 | 22 | 6 | 22 | 16 | 16 | 16 | 16 | 8 | 8 | 8 | 8 | 832 | 832 | 160 | 4016 | 416 | 416 | 80 | 2008 | 8760 | 52 | 52 | 10 | 251 | 10 | Hotel (public) Facilities | all | #N/A | Open | Open | Open | Open | - na - | - na - | 9 | 16 | 9 | 16 | 9 | 16 | 9 | 21 | 7 | 7 | 7 | 12 | 17 | 17 | 17 | 12 | 364 | 364 | 70 | 3012 | 884 | 884 | 170 | 3012 | 8760 | 52 | 52 | 10 | 251 | 10 | main | #N/A | #N/A | #N/A | #N/A | #N/A | #N/A | #N/A | #N/A | #N/A | #N/A
1942 | Restaurant (fast food) Dining | Lodging - Hotel | Lodging - Hotel - Office (General) | Hotel (public) Admin | all | #N/A | Open | Open | Open | Open | - na - | - na - | 6 | 22 | 6 | 22 | 6 | 22 | 6 | 22 | 16 | 16 | 16 | 16 | 8 | 8 | 8 | 8 | 832 | 832 | 160 | 4016 | 416 | 416 | 80 | 2008 | 8760 | 52 | 52 | 10 | 251 | 10 | Hotel (public) Admin | all | #N/A | Open | Open | Open | Open | - na - | - na - | 9 | 16 | 9 | 16 | 9 | 16 | 9 | 21 | 7 | 7 | 7 | 12 | 17 | 17 | 17 | 12 | 364 | 364 | 70 | 3012 | 884 | 884 | 170 | 3012 | 8760 | 52 | 52 | 10 | 251 | 10 | main | #N/A | #N/A | #N/A | #N/A | #N/A | #N/A | #N/A | #N/A | #N/A | #N/A
1964 | Restaurant (fast food) Kitchen | Lodging - Motel | Lodging - Motel - Hotel/Motel Guest Room (incl. toilets) - 12hr occ | Motel Rooms (12 hour occup) | all | #N/A | Open | Open | Open | Open | - na - | - na - | 25 | 16 | 25 | 16 | 25 | 16 | 25 | 16 | -9 | -9 | -9 | -9 | 33 | 33 | 33 | 33 | -468 | -468 | -90 | -2259 | 1716 | 1716 | 330 | 8283 | 8760 | 52 | 52 | 10 | 251 | 11 | Motel Rooms (12 hour occup) | all | #N/A | Open | Open | Open | Open | - na - | - na - | 9 | 16 | 9 | 16 | 9 | 16 | 9 | 21 | 7 | 7 | 7 | 12 | 17 | 17 | 17 | 12 | 364 | 364 | 70 | 3012 | 884 | 884 | 170 | 3012 | 8760 | 52 | 52 | 10 | 251 | 11 | main | #N/A | #N/A | #N/A | #N/A | #N/A | #N/A | #N/A | #N/A | #N/A | #N/A
1891 | Restaurant (sit-down) Dining | Lodging - Motel | Lodging - Motel - Hotel/Motel Guest Room (incl. toilets) - 24hr occ | Motel Rooms (24 hour occup) | all | #N/A | Open | Open | Open | Open | - na - | - na - | 25 | 16 | 25 | 16 | 25 | 16 | 25 | 16 | -9 | -9 | -9 | -9 | 33 | 33 | 33 | 33 | -468 | -468 | -90 | -2259 | 1716 | 1716 | 330 | 8283 | 8760 | 52 | 52 | 10 | 251 | 11 | Motel Rooms (24 hour occup) | all | #N/A | Open | Open | Open | Open | - na - | - na - | 9 | 16 | 9 | 16 | 9 | 16 | 9 | 21 | 7 | 7 | 7 | 12 | 17 | 17 | 17 | 12 | 364 | 364 | 70 | 3012 | 884 | 884 | 170 | 3012 | 8760 | 52 | 52 | 10 | 251 | 11 | main | #N/A | #N/A | #N/A | #N/A | #N/A | #N/A | #N/A | #N/A | #N/A | #N/A
1913 | Restaurant (sit-down) Kitchen | Lodging - Motel | Lodging - Motel - Hotel/Motel Guest Room (incl. toilets) - unocc | Motel Rooms (unoccup) | all | #N/A | Open | Open | Open | Open | - na - | - na - | 25 | 16 | 25 | 16 | 25 | 16 | 25 | 16 | -9 | -9 | -9 | -9 | 33 | 33 | 33 | 33 | -468 | -468 | -90 | -2259 | 1716 | 1716 | 330 | 8283 | 8760 | 52 | 52 | 10 | 251 | 11 | Motel Rooms (unoccup) | all | #N/A | Open | Open | Open | Open | - na - | - na - | 9 | 16 | 9 | 16 | 9 | 16 | 9 | 21 | 7 | 7 | 7 | 12 | 17 | 17 | 17 | 12 | 364 | 364 | 70 | 3012 | 884 | 884 | 170 | 3012 | 8760 | 52 | 52 | 10 | 251 | 11 | main | #N/A | #N/A | #N/A | #N/A | #N/A | #N/A | #N/A | #N/A | #N/A | #N/A
2102 | Retail (lrg, 1-story) AutoShop | Lodging - Motel | Lodging - Motel - Office (General) | Motel Office | all | #N/A | Open | Open | Open | Open | - na - | - na - | 25 | 16 | 25 | 16 | 25 | 16 | 25 | 16 | -9 | -9 | -9 | -9 | 33 | 33 | 33 | 33 | -468 | -468 | -90 | -2259 | 1716 | 1716 | 330 | 8283 | 8760 | 52 | 52 | 10 | 251 | 11 | Motel Office | all | #N/A | Open | Open | Open | Open | - na - | - na - | 9 | 16 | 9 | 16 | 9 | 16 | 9 | 21 | 7 | 7 | 7 | 12 | 17 | 17 | 17 | 12 | 364 | 364 | 70 | 3012 | 884 | 884 | 170 | 3012 | 8760 | 52 | 52 | 10 | 251 | 11 | main | #N/A | #N/A | #N/A | #N/A | #N/A | #N/A | #N/A | #N/A | #N/A | #N/A
2084 | Retail (lrg, 1-story) Dining | Lodging - Motel | Lodging - Motel - Laundry | Motel Facilities | all | #N/A | Open | Open | Open | Open | - na - | - na - | 25 | 16 | 25 | 16 | 25 | 16 | 25 | 16 | -9 | -9 | -9 | -9 | 33 | 33 | 33 | 33 | -468 | -468 | -90 | -2259 | 1716 | 1716 | 330 | 8283 | 8760 | 52 | 52 | 10 | 251 | 11 | Motel Facilities | all | #N/A | Open | Open | Open | Open | - na - | - na - | 9 | 16 | 9 | 16 | 9 | 16 | 9 | 21 | 7 | 7 | 7 | 12 | 17 | 17 | 17 | 12 | 364 | 364 | 70 | 3012 | 884 | 884 | 170 | 3012 | 8760 | 52 | 52 | 10 | 251 | 11 | main | #N/A | #N/A | #N/A | #N/A | #N/A | #N/A | #N/A | #N/A | #N/A | #N/A
2120 | Retail (lrg, 1-story) Office | Lodging - Motel | Lodging - Motel - Corridor | Motel Corridor | all | #N/A | Open | Open | Open | Open | - na - | - na - | 25 | 16 | 25 | 16 | 25 | 16 | 25 | 16 | -9 | -9 | -9 | -9 | 33 | 33 | 33 | 33 | -468 | -468 | -90 | -2259 | 1716 | 1716 | 330 | 8283 | 8760 | 52 | 52 | 10 | 251 | 11 | Motel Corridor | all | #N/A | Open | Open | Open | Open | - na - | - na - | 9 | 16 | 9 | 16 | 9 | 16 | 9 | 21 | 7 | 7 | 7 | 12 | 17 | 17 | 17 | 12 | 364 | 364 | 70 | 3012 | 884 | 884 | 170 | 3012 | 8760 | 52 | 52 | 10 | 251 | 11 | main | #N/A | #N/A | #N/A | #N/A | #N/A | #N/A | #N/A | #N/A | #N/A | #N/A
2066 | Retail (lrg, 1-story) Pharmacy | Manufacturing - Bio/Tech | Manufacturing - Bio/Tech - Comm/Ind Work (High Tech, Bio Tech, Lab) | Manufac (biotech) Lab | all | #N/A | Closed | Closed | Closed | Open | - na - | - na - | 7 | 19 | 7 | 19 | 7 | 19 | 7 | 19 | 12 | 12 | 12 | 12 | 12 | 12 | 12 | 12 | 624 | 624 | 120 | 3012 | 624 | 624 | 120 | 3012 | 8760 | 52 | 52 | 10 | 251 | 12 | Manufac (biotech) Lab | all | #N/A | Closed | Closed | Closed | Open | - na - | - na - | 9 | 16 | 9 | 16 | 9 | 16 | 9 | 21 | 7 | 7 | 7 | 12 | 17 | 17 | 17 | 12 | 364 | 364 | 70 | 3012 | 884 | 884 | 170 | 3012 | 8760 | 52 | 52 | 10 | 251 | 12 | main | #N/A | #N/A | #N/A | #N/A | #N/A | #N/A | #N/A | #N/A | #N/A | #N/A
2048 | Retail (lrg, 1-story) Sales | Manufacturing - Bio/Tech | Manufacturing - Bio/Tech - Office (General) | Manufac (biotech) Admin | all | #N/A | Closed | Closed | Closed | Open | - na - | - na - | 7 | 19 | 7 | 19 | 7 | 19 | 7 | 19 | 12 | 12 | 12 | 12 | 12 | 12 | 12 | 12 | 624 | 624 | 120 | 3012 | 624 | 624 | 120 | 3012 | 8760 | 52 | 52 | 10 | 251 | 12 | Manufac (biotech) Admin | all | #N/A | Closed | Closed | Closed | Open | - na - | - na - | 9 | 16 | 9 | 16 | 9 | 16 | 9 | 21 | 7 | 7 | 7 | 12 | 17 | 17 | 17 | 12 | 364 | 364 | 70 | 3012 | 884 | 884 | 170 | 3012 | 8760 | 52 | 52 | 10 | 251 | 12 | main | #N/A | #N/A | #N/A | #N/A | #N/A | #N/A | #N/A | #N/A | #N/A | #N/A
2138 | Retail (lrg, 1-story) Stockrm | Manufacturing - Bio/Tech | Manufacturing - Bio/Tech - Corridor | Manufac (biotech) Circulation | all | #N/A | Closed | Closed | Closed | Open | - na - | - na - | 7 | 19 | 7 | 19 | 7 | 19 | 7 | 19 | 12 | 12 | 12 | 12 | 12 | 12 | 12 | 12 | 624 | 624 | 120 | 3012 | 624 | 624 | 120 | 3012 | 8760 | 52 | 52 | 10 | 251 | 12 | Manufac (biotech) Circulation | all | #N/A | Closed | Closed | Closed | Open | - na - | - na - | 9 | 16 | 9 | 16 | 9 | 16 | 9 | 21 | 7 | 7 | 7 | 12 | 17 | 17 | 17 | 12 | 364 | 364 | 70 | 3012 | 884 | 884 | 170 | 3012 | 8760 | 52 | 52 | 10 | 251 | 12 | main | #N/A | #N/A | #N/A | #N/A | #N/A | #N/A | #N/A | #N/A | #N/A | #N/A
1993 | Retail (lrg, 3-story) Office | Manufacturing - Bio/Tech | Manufacturing - Bio/Tech - Computer Room (Mainframe/Server) | Manufac (biotech) ComptrRm | all | #N/A | Closed | Closed | Closed | Open | - na - | - na - | 7 | 19 | 7 | 19 | 7 | 19 | 7 | 19 | 12 | 12 | 12 | 12 | 12 | 12 | 12 | 12 | 624 | 624 | 120 | 3012 | 624 | 624 | 120 | 3012 | 8760 | 52 | 52 | 10 | 251 | 12 | Manufac (biotech) ComptrRm | all | #N/A | Closed | Closed | Closed | Open | - na - | - na - | 9 | 16 | 9 | 16 | 9 | 16 | 9 | 21 | 7 | 7 | 7 | 12 | 17 | 17 | 17 | 12 | 364 | 364 | 70 | 3012 | 884 | 884 | 170 | 3012 | 8760 | 52 | 52 | 10 | 251 | 12 | main | #N/A | #N/A | #N/A | #N/A | #N/A | #N/A | #N/A | #N/A | #N/A | #N/A
2011 | Retail (lrg, 3-story) Showroom | Manufacturing - Bio/Tech | Manufacturing - Bio/Tech - Dining Area | Manufac (biotech) Cafeteria | all | #N/A | Closed | Closed | Closed | Open | - na - | - na - | 7 | 19 | 7 | 19 | 7 | 19 | 7 | 19 | 12 | 12 | 12 | 12 | 12 | 12 | 12 | 12 | 624 | 624 | 120 | 3012 | 624 | 624 | 120 | 3012 | 8760 | 52 | 52 | 10 | 251 | 12 | Manufac (biotech) Cafeteria | all | #N/A | Closed | Closed | Closed | Open | - na - | - na - | 9 | 16 | 9 | 16 | 9 | 16 | 9 | 21 | 7 | 7 | 7 | 12 | 17 | 17 | 17 | 12 | 364 | 364 | 70 | 3012 | 884 | 884 | 170 | 3012 | 8760 | 52 | 52 | 10 | 251 | 12 | main | #N/A | #N/A | #N/A | #N/A | #N/A | #N/A | #N/A | #N/A | #N/A | #N/A
2029 | Retail (lrg, 3-story) Storage | Manufacturing - Bio/Tech | Manufacturing - Bio/Tech - Kitchen and Food Preparation | Manufac (biotech) Kitchen | all | #N/A | Closed | Closed | Closed | Open | - na - | - na - | 7 | 19 | 7 | 19 | 7 | 19 | 7 | 19 | 12 | 12 | 12 | 12 | 12 | 12 | 12 | 12 | 624 | 624 | 120 | 3012 | 624 | 624 | 120 | 3012 | 8760 | 52 | 52 | 10 | 251 | 12 | Manufac (biotech) Kitchen | all | #N/A | Closed | Closed | Closed | Open | - na - | - na - | 9 | 16 | 9 | 16 | 9 | 16 | 9 | 21 | 7 | 7 | 7 | 12 | 17 | 17 | 17 | 12 | 364 | 364 | 70 | 3012 | 884 | 884 | 170 | 3012 | 8760 | 52 | 52 | 10 | 251 | 12 | main | #N/A | #N/A | #N/A | #N/A | #N/A | #N/A | #N/A | #N/A | #N/A | #N/A
2157 | Retail (small) All | Manufacturing - Bio/Tech | Manufacturing - Bio/Tech - Conference Room | Manufac (biotech) Conference | all | #N/A | Closed | Closed | Closed | Open | - na - | - na - | 7 | 19 | 7 | 19 | 7 | 19 | 7 | 19 | 12 | 12 | 12 | 12 | 12 | 12 | 12 | 12 | 624 | 624 | 120 | 3012 | 624 | 624 | 120 | 3012 | 8760 | 52 | 52 | 10 | 251 | 12 | Manufac (biotech) Conference | all | #N/A | Closed | Closed | Closed | Open | - na - | - na - | 9 | 16 | 9 | 16 | 9 | 16 | 9 | 21 | 7 | 7 | 7 | 12 | 17 | 17 | 17 | 12 | 364 | 364 | 70 | 3012 | 884 | 884 | 170 | 3012 | 8760 | 52 | 52 | 10 | 251 | 12 | main | #N/A | #N/A | #N/A | #N/A | #N/A | #N/A | #N/A | #N/A | #N/A | #N/A
2176 | Storage (cond) All | Manufacturing - Light Industrial | Manufacturing - Light Industrial - Comm/Ind Work (General, High Bay) | Manufac (light) Mfg | all | #N/A | Closed | Closed | Closed | Open | - na - | - na - | 6 | 18 | 6 | 18 | 6 | 18 | 6 | 18 | 12 | 12 | 12 | 12 | 12 | 12 | 12 | 12 | 624 | 624 | 120 | 3012 | 624 | 624 | 120 | 3012 | 8760 | 52 | 52 | 10 | 251 | 13 | Manufac (light) Mfg | all | #N/A | Closed | Closed | Closed | Open | - na - | - na - | 9 | 16 | 9 | 16 | 9 | 16 | 9 | 21 | 7 | 7 | 7 | 12 | 17 | 17 | 17 | 12 | 364 | 364 | 70 | 3012 | 884 | 884 | 170 | 3012 | 8760 | 52 | 52 | 10 | 251 | 13 | main | #N/A | #N/A | #N/A | #N/A | #N/A | #N/A | #N/A | #N/A | #N/A | #N/A
2195 | Storage (uncond) All | Manufacturing - Light Industrial | Manufacturing - Light Industrial - Storage (Unconditioned) | Manufac (light) Storage | all | #N/A | Closed | Closed | Closed | Open | - na - | - na - | 6 | 18 | 6 | 18 | 6 | 18 | 6 | 18 | 12 | 12 | 12 | 12 | 12 | 12 | 12 | 12 | 624 | 624 | 120 | 3012 | 624 | 624 | 120 | 3012 | 8760 | 52 | 52 | 10 | 251 | 13 | Manufac (light) Storage | all | #N/A | Closed | Closed | Closed | Open | - na - | - na - | 9 | 16 | 9 | 16 | 9 | 16 | 9 | 21 | 7 | 7 | 7 | 12 | 17 | 17 | 17 | 12 | 364 | 364 | 70 | 3012 | 884 | 884 | 170 | 3012 | 8760 | 52 | 52 | 10 | 251 | 13 | main | #N/A | #N/A | #N/A | #N/A | #N/A | #N/A | #N/A | #N/A | #N/A | #N/A
1049 | University Cafeteria (break) | Office - Large | Office - Large - Office (Open Plan) | Office (large) All | all | #N/A | Open | Closed | Closed | Open | - na - | - na - | 8 | 17 | 8 | 17 | 8 | 17 | 8 | 17 | 9 | 9 | 9 | 9 | 15 | 15 | 15 | 15 | 468 | 468 | 90 | 2259 | 780 | 780 | 150 | 3765 | 8760 | 52 | 52 | 10 | 251 | 14 | Office (large) All | all | #N/A | Open | Closed | Closed | Open | - na - | - na - | 9 | 16 | 9 | 16 | 9 | 16 | 9 | 21 | 7 | 7 | 7 | 12 | 17 | 17 | 17 | 12 | 364 | 364 | 70 | 3012 | 884 | 884 | 170 | 3012 | 8760 | 52 | 52 | 10 | 251 | 14 | main | #N/A | #N/A | #N/A | #N/A | #N/A | #N/A | #N/A | #N/A | #N/A | #N/A
821 | University Cafeteria (in session) | Office - Large | Office - Large - Office (Executive/Private) | Office (large) All | all | #N/A | Open | Closed | Closed | Open | - na - | - na - | 8 | 17 | 8 | 17 | 8 | 17 | 8 | 17 | 9 | 9 | 9 | 9 | 15 | 15 | 15 | 15 | 468 | 468 | 90 | 2259 | 780 | 780 | 150 | 3765 | 8760 | 52 | 52 | 10 | 251 | 14 | Office (large) All | all | #N/A | Open | Closed | Closed | Open | - na - | - na - | 9 | 16 | 9 | 16 | 9 | 16 | 9 | 21 | 7 | 7 | 7 | 12 | 17 | 17 | 17 | 12 | 364 | 364 | 70 | 3012 | 884 | 884 | 170 | 3012 | 8760 | 52 | 52 | 10 | 251 | 14 | main | #N/A | #N/A | #N/A | #N/A | #N/A | #N/A | #N/A | #N/A | #N/A | #N/A
935 | University Cafeteria (summer) | Office - Large | Office - Large - Corridor | Office (large) All | all | #N/A | Open | Closed | Closed | Open | - na - | - na - | 8 | 17 | 8 | 17 | 8 | 17 | 8 | 17 | 9 | 9 | 9 | 9 | 15 | 15 | 15 | 15 | 468 | 468 | 90 | 2259 | 780 | 780 | 150 | 3765 | 8760 | 52 | 52 | 10 | 251 | 14 | Office (large) All | all | #N/A | Open | Closed | Closed | Open | - na - | - na - | 9 | 16 | 9 | 16 | 9 | 16 | 9 | 21 | 7 | 7 | 7 | 12 | 17 | 17 | 17 | 12 | 364 | 364 | 70 | 3012 | 884 | 884 | 170 | 3012 | 8760 | 52 | 52 | 10 | 251 | 14 | main | #N/A | #N/A | #N/A | #N/A | #N/A | #N/A | #N/A | #N/A | #N/A | #N/A
989 | University Class (break) | Office - Large | Office - Large - Lobby (Office Reception/Waiting) | Office (large) All | all | #N/A | Open | Closed | Closed | Open | - na - | - na - | 8 | 17 | 8 | 17 | 8 | 17 | 8 | 17 | 9 | 9 | 9 | 9 | 15 | 15 | 15 | 15 | 468 | 468 | 90 | 2259 | 780 | 780 | 150 | 3765 | 8760 | 52 | 52 | 10 | 251 | 14 | Office (large) All | all | #N/A | Open | Closed | Closed | Open | - na - | - na - | 9 | 16 | 9 | 16 | 9 | 16 | 9 | 21 | 7 | 7 | 7 | 12 | 17 | 17 | 17 | 12 | 364 | 364 | 70 | 3012 | 884 | 884 | 170 | 3012 | 8760 | 52 | 52 | 10 | 251 | 14 | main | #N/A | #N/A | #N/A | #N/A | #N/A | #N/A | #N/A | #N/A | #N/A | #N/A
761 | University Class (in session) | Office - Large | Office - Large - Conference Room | Office (large) All | all | #N/A | Open | Closed | Closed | Open | - na - | - na - | 8 | 17 | 8 | 17 | 8 | 17 | 8 | 17 | 9 | 9 | 9 | 9 | 15 | 15 | 15 | 15 | 468 | 468 | 90 | 2259 | 780 | 780 | 150 | 3765 | 8760 | 52 | 52 | 10 | 251 | 14 | Office (large) All | all | #N/A | Open | Closed | Closed | Open | - na - | - na - | 9 | 16 | 9 | 16 | 9 | 16 | 9 | 21 | 7 | 7 | 7 | 12 | 17 | 17 | 17 | 12 | 364 | 364 | 70 | 3012 | 884 | 884 | 170 | 3012 | 8760 | 52 | 52 | 10 | 251 | 14 | main | #N/A | #N/A | #N/A | #N/A | #N/A | #N/A | #N/A | #N/A | #N/A | #N/A
875 | University Class (summer) | Office - Large | Office - Large - Copy Room (photocopying equipment) | Office (large) All | all | #N/A | Open | Closed | Closed | Open | - na - | - na - | 8 | 17 | 8 | 17 | 8 | 17 | 8 | 17 | 9 | 9 | 9 | 9 | 15 | 15 | 15 | 15 | 468 | 468 | 90 | 2259 | 780 | 780 | 150 | 3765 | 8760 | 52 | 52 | 10 | 251 | 14 | Office (large) All | all | #N/A | Open | Closed | Closed | Open | - na - | - na - | 9 | 16 | 9 | 16 | 9 | 16 | 9 | 21 | 7 | 7 | 7 | 12 | 17 | 17 | 17 | 12 | 364 | 364 | 70 | 3012 | 884 | 884 | 170 | 3012 | 8760 | 52 | 52 | 10 | 251 | 14 | main | #N/A | #N/A | #N/A | #N/A | #N/A | #N/A | #N/A | #N/A | #N/A | #N/A
1067 | University ComputerRm (break) | Office - Large | Office - Large - Restrooms | Office (large) All | all | #N/A | Open | Closed | Closed | Open | - na - | - na - | 8 | 17 | 8 | 17 | 8 | 17 | 8 | 17 | 9 | 9 | 9 | 9 | 15 | 15 | 15 | 15 | 468 | 468 | 90 | 2259 | 780 | 780 | 150 | 3765 | 8760 | 52 | 52 | 10 | 251 | 14 | Office (large) All | all | #N/A | Open | Closed | Closed | Open | - na - | - na - | 9 | 16 | 9 | 16 | 9 | 16 | 9 | 21 | 7 | 7 | 7 | 12 | 17 | 17 | 17 | 12 | 364 | 364 | 70 | 3012 | 884 | 884 | 170 | 3012 | 8760 | 52 | 52 | 10 | 251 | 14 | main | #N/A | #N/A | #N/A | #N/A | #N/A | #N/A | #N/A | #N/A | #N/A | #N/A
839 | University ComputerRm (in session) | Office - Large | Office - Large - Mechanical/Electrical Room | Office (large) All | all | #N/A | Open | Closed | Closed | Open | - na - | - na - | 8 | 17 | 8 | 17 | 8 | 17 | 8 | 17 | 9 | 9 | 9 | 9 | 15 | 15 | 15 | 15 | 468 | 468 | 90 | 2259 | 780 | 780 | 150 | 3765 | 8760 | 52 | 52 | 10 | 251 | 14 | Office (large) All | all | #N/A | Open | Closed | Closed | Open | - na - | - na - | 9 | 16 | 9 | 16 | 9 | 16 | 9 | 21 | 7 | 7 | 7 | 12 | 17 | 17 | 17 | 12 | 364 | 364 | 70 | 3012 | 884 | 884 | 170 | 3012 | 8760 | 52 | 52 | 10 | 251 | 14 | main | #N/A | #N/A | #N/A | #N/A | #N/A | #N/A | #N/A | #N/A | #N/A | #N/A
953 | University ComputerRm (summer) | Office - Small | Office - Small - Office (Executive/Private) | Office (small) All | all | #N/A | Open | Closed | Closed | Open | - na - | - na - | 8 | 17 | 8 | 17 | 8 | 17 | 8 | 17 | 9 | 9 | 9 | 9 | 15 | 15 | 15 | 15 | 468 | 468 | 90 | 2259 | 780 | 780 | 150 | 3765 | 8760 | 52 | 52 | 10 | 251 | 15 | Office (small) All | all | #N/A | Open | Closed | Closed | Open | - na - | - na - | 9 | 16 | 9 | 16 | 9 | 16 | 9 | 21 | 7 | 7 | 7 | 12 | 17 | 17 | 17 | 12 | 364 | 364 | 70 | 3012 | 884 | 884 | 170 | 3012 | 8760 | 52 | 52 | 10 | 251 | 15 | main | #N/A | #N/A | #N/A | #N/A | #N/A | #N/A | #N/A | #N/A | #N/A | #N/A
1085 | University Dorm (break) | Office - Small | Office - Small - Corridor | Office (small) All | all | #N/A | Open | Closed | Closed | Open | - na - | - na - | 8 | 17 | 8 | 17 | 8 | 17 | 8 | 17 | 9 | 9 | 9 | 9 | 15 | 15 | 15 | 15 | 468 | 468 | 90 | 2259 | 780 | 780 | 150 | 3765 | 8760 | 52 | 52 | 10 | 251 | 15 | Office (small) All | all | #N/A | Open | Closed | Closed | Open | - na - | - na - | 9 | 16 | 9 | 16 | 9 | 16 | 9 | 21 | 7 | 7 | 7 | 12 | 17 | 17 | 17 | 12 | 364 | 364 | 70 | 3012 | 884 | 884 | 170 | 3012 | 8760 | 52 | 52 | 10 | 251 | 15 | main | #N/A | #N/A | #N/A | #N/A | #N/A | #N/A | #N/A | #N/A | #N/A | #N/A
857 | University Dorm (in session) | Office - Small | Office - Small - Lobby (Office Reception/Waiting) | Office (small) All | all | #N/A | Open | Closed | Closed | Open | - na - | - na - | 8 | 17 | 8 | 17 | 8 | 17 | 8 | 17 | 9 | 9 | 9 | 9 | 15 | 15 | 15 | 15 | 468 | 468 | 90 | 2259 | 780 | 780 | 150 | 3765 | 8760 | 52 | 52 | 10 | 251 | 15 | Office (small) All | all | #N/A | Open | Closed | Closed | Open | - na - | - na - | 9 | 16 | 9 | 16 | 9 | 16 | 9 | 21 | 7 | 7 | 7 | 12 | 17 | 17 | 17 | 12 | 364 | 364 | 70 | 3012 | 884 | 884 | 170 | 3012 | 8760 | 52 | 52 | 10 | 251 | 15 | main | #N/A | #N/A | #N/A | #N/A | #N/A | #N/A | #N/A | #N/A | #N/A | #N/A
971 | University Dorm (summer) | Office - Small | Office - Small - Conference Room | Office (small) All | all | #N/A | Open | Closed | Closed | Open | - na - | - na - | 8 | 17 | 8 | 17 | 8 | 17 | 8 | 17 | 9 | 9 | 9 | 9 | 15 | 15 | 15 | 15 | 468 | 468 | 90 | 2259 | 780 | 780 | 150 | 3765 | 8760 | 52 | 52 | 10 | 251 | 15 | Office (small) All | all | #N/A | Open | Closed | Closed | Open | - na - | - na - | 9 | 16 | 9 | 16 | 9 | 16 | 9 | 21 | 7 | 7 | 7 | 12 | 17 | 17 | 17 | 12 | 364 | 364 | 70 | 3012 | 884 | 884 | 170 | 3012 | 8760 | 52 | 52 | 10 | 251 | 15 | main | #N/A | #N/A | #N/A | #N/A | #N/A | #N/A | #N/A | #N/A | #N/A | #N/A
1025 | University Kitchen (break) | Office - Small | Office - Small - Copy Room (photocopying equipment) | Office (small) All | all | #N/A | Open | Closed | Closed | Open | - na - | - na - | 8 | 17 | 8 | 17 | 8 | 17 | 8 | 17 | 9 | 9 | 9 | 9 | 15 | 15 | 15 | 15 | 468 | 468 | 90 | 2259 | 780 | 780 | 150 | 3765 | 8760 | 52 | 52 | 10 | 251 | 15 | Office (small) All | all | #N/A | Open | Closed | Closed | Open | - na - | - na - | 9 | 16 | 9 | 16 | 9 | 16 | 9 | 21 | 7 | 7 | 7 | 12 | 17 | 17 | 17 | 12 | 364 | 364 | 70 | 3012 | 884 | 884 | 170 | 3012 | 8760 | 52 | 52 | 10 | 251 | 15 | main | #N/A | #N/A | #N/A | #N/A | #N/A | #N/A | #N/A | #N/A | #N/A | #N/A
797 | University Kitchen (in session) | Office - Small | Office - Small - Restrooms | Office (small) All | all | #N/A | Open | Closed | Closed | Open | - na - | - na - | 8 | 17 | 8 | 17 | 8 | 17 | 8 | 17 | 9 | 9 | 9 | 9 | 15 | 15 | 15 | 15 | 468 | 468 | 90 | 2259 | 780 | 780 | 150 | 3765 | 8760 | 52 | 52 | 10 | 251 | 15 | Office (small) All | all | #N/A | Open | Closed | Closed | Open | - na - | - na - | 9 | 16 | 9 | 16 | 9 | 16 | 9 | 21 | 7 | 7 | 7 | 12 | 17 | 17 | 17 | 12 | 364 | 364 | 70 | 3012 | 884 | 884 | 170 | 3012 | 8760 | 52 | 52 | 10 | 251 | 15 | main | #N/A | #N/A | #N/A | #N/A | #N/A | #N/A | #N/A | #N/A | #N/A | #N/A
911 | University Kitchen (summer) | Office - Small | Office - Small - Mechanical/Electrical Room | Office (small) All | all | #N/A | Open | Closed | Closed | Open | - na - | - na - | 8 | 17 | 8 | 17 | 8 | 17 | 8 | 17 | 9 | 9 | 9 | 9 | 15 | 15 | 15 | 15 | 468 | 468 | 90 | 2259 | 780 | 780 | 150 | 3765 | 8760 | 52 | 52 | 10 | 251 | 15 | Office (small) All | all | #N/A | Open | Closed | Closed | Open | - na - | - na - | 9 | 16 | 9 | 16 | 9 | 16 | 9 | 21 | 7 | 7 | 7 | 12 | 17 | 17 | 17 | 12 | 364 | 364 | 70 | 3012 | 884 | 884 | 170 | 3012 | 8760 | 52 | 52 | 10 | 251 | 15 | main | #N/A | #N/A | #N/A | #N/A | #N/A | #N/A | #N/A | #N/A | #N/A | #N/A
1007 | University Office (break) | Restaurant - Sit-Down | Restaurant - Sit-Down - Dining Area | Restaurant (sit-down) Dining | all | #N/A | Open | Open | Open | Open | - na - | - na - | 10 | 22 | 10 | 22 | 10 | 22 | 10 | 22 | 12 | 12 | 12 | 12 | 12 | 12 | 12 | 12 | 624 | 624 | 120 | 3012 | 624 | 624 | 120 | 3012 | 8760 | 52 | 52 | 10 | 251 | 17 | Restaurant (sit-down) Dining | all | #N/A | Open | Open | Open | Open | - na - | - na - | 9 | 16 | 9 | 16 | 9 | 16 | 9 | 21 | 7 | 7 | 7 | 12 | 17 | 17 | 17 | 12 | 364 | 364 | 70 | 3012 | 884 | 884 | 170 | 3012 | 8760 | 52 | 52 | 10 | 251 | 17 | main | #N/A | #N/A | #N/A | #N/A | #N/A | #N/A | #N/A | #N/A | #N/A | #N/A
779 | University Office (in session) | Restaurant - Sit-Down | Restaurant - Sit-Down - Lobby (Main Entry and Assembly) | Restaurant (sit-down) Dining | all | #N/A | Open | Open | Open | Open | - na - | - na - | 10 | 22 | 10 | 22 | 10 | 22 | 10 | 22 | 12 | 12 | 12 | 12 | 12 | 12 | 12 | 12 | 624 | 624 | 120 | 3012 | 624 | 624 | 120 | 3012 | 8760 | 52 | 52 | 10 | 251 | 17 | Restaurant (sit-down) Dining | all | #N/A | Open | Open | Open | Open | - na - | - na - | 9 | 16 | 9 | 16 | 9 | 16 | 9 | 21 | 7 | 7 | 7 | 12 | 17 | 17 | 17 | 12 | 364 | 364 | 70 | 3012 | 884 | 884 | 170 | 3012 | 8760 | 52 | 52 | 10 | 251 | 17 | main | #N/A | #N/A | #N/A | #N/A | #N/A | #N/A | #N/A | #N/A | #N/A | #N/A
893 | University Office (summer) | Restaurant - Sit-Down | Restaurant - Sit-Down - Kitchen and Food Preparation | Restaurant (sit-down) Kitchen | all | #N/A | Open | Open | Open | Open | - na - | - na - | 10 | 22 | 10 | 22 | 10 | 22 | 10 | 22 | 12 | 12 | 12 | 12 | 12 | 12 | 12 | 12 | 624 | 624 | 120 | 3012 | 624 | 624 | 120 | 3012 | 8760 | 52 | 52 | 10 | 251 | 17 | Restaurant (sit-down) Kitchen | all | #N/A | Open | Open | Open | Open | - na - | - na - | 9 | 16 | 9 | 16 | 9 | 16 | 9 | 21 | 7 | 7 | 7 | 12 | 17 | 17 | 17 | 12 | 364 | 364 | 70 | 3012 | 884 | 884 | 170 | 3012 | 8760 | 52 | 52 | 10 | 251 | 17 | main | #N/A | #N/A | #N/A | #N/A | #N/A | #N/A | #N/A | #N/A | #N/A | #N/A
|  | Restaurant - Sit-Down | Restaurant - Sit-Down - Restrooms | Restaurant (sit-down) Dining | all | #N/A | Open | Open | Open | Open | - na - | - na - | 10 | 22 | 10 | 22 | 10 | 22 | 10 | 22 | 12 | 12 | 12 | 12 | 12 | 12 | 12 | 12 | 624 | 624 | 120 | 3012 | 624 | 624 | 120 | 3012 | 8760 | 52 | 52 | 10 | 251 | 17 | Restaurant (sit-down) Dining | all | #N/A | Open | Open | Open | Open | - na - | - na - | 9 | 16 | 9 | 16 | 9 | 16 | 9 | 21 | 7 | 7 | 7 | 12 | 17 | 17 | 17 | 12 | 364 | 364 | 70 | 3012 | 884 | 884 | 170 | 3012 | 8760 | 52 | 52 | 10 | 251 | 17 | main | #N/A | #N/A | #N/A | #N/A | #N/A | #N/A | #N/A | #N/A | #N/A | #N/A
|  | Restaurant - Fast-Food | Restaurant - Fast-Food - Dining Area | Restaurant (fast food) Dining | all | #N/A | Open | Open | Open | Open | - na - | - na - | 6 | 23 | 6 | 23 | 6 | 23 | 6 | 23 | 17 | 17 | 17 | 17 | 7 | 7 | 7 | 7 | 884 | 884 | 170 | 4267 | 364 | 364 | 70 | 1757 | 8760 | 52 | 52 | 10 | 251 | 16 | Restaurant (fast food) Dining | all | #N/A | Open | Open | Open | Open | - na - | - na - | 9 | 16 | 9 | 16 | 9 | 16 | 9 | 21 | 7 | 7 | 7 | 12 | 17 | 17 | 17 | 12 | 364 | 364 | 70 | 3012 | 884 | 884 | 170 | 3012 | 8760 | 52 | 52 | 10 | 251 | 16 | main | #N/A | #N/A | #N/A | #N/A | #N/A | #N/A | #N/A | #N/A | #N/A | #N/A
|  | Restaurant - Fast-Food | Restaurant - Fast-Food - Lobby (Main Entry and Assembly) | Restaurant (fast food) Dining | all | #N/A | Open | Open | Open | Open | - na - | - na - | 6 | 23 | 6 | 23 | 6 | 23 | 6 | 23 | 17 | 17 | 17 | 17 | 7 | 7 | 7 | 7 | 884 | 884 | 170 | 4267 | 364 | 364 | 70 | 1757 | 8760 | 52 | 52 | 10 | 251 | 16 | Restaurant (fast food) Dining | all | #N/A | Open | Open | Open | Open | - na - | - na - | 9 | 16 | 9 | 16 | 9 | 16 | 9 | 21 | 7 | 7 | 7 | 12 | 17 | 17 | 17 | 12 | 364 | 364 | 70 | 3012 | 884 | 884 | 170 | 3012 | 8760 | 52 | 52 | 10 | 251 | 16 | main | #N/A | #N/A | #N/A | #N/A | #N/A | #N/A | #N/A | #N/A | #N/A | #N/A
|  | Restaurant - Fast-Food | Restaurant - Fast-Food - Kitchen and Food Preparation | Restaurant (fast food) Kitchen | all | #N/A | Open | Open | Open | Open | - na - | - na - | 6 | 23 | 6 | 23 | 6 | 23 | 6 | 23 | 17 | 17 | 17 | 17 | 7 | 7 | 7 | 7 | 884 | 884 | 170 | 4267 | 364 | 364 | 70 | 1757 | 8760 | 52 | 52 | 10 | 251 | 16 | Restaurant (fast food) Kitchen | all | #N/A | Open | Open | Open | Open | - na - | - na - | 9 | 16 | 9 | 16 | 9 | 16 | 9 | 21 | 7 | 7 | 7 | 12 | 17 | 17 | 17 | 12 | 364 | 364 | 70 | 3012 | 884 | 884 | 170 | 3012 | 8760 | 52 | 52 | 10 | 251 | 16 | main | #N/A | #N/A | #N/A | #N/A | #N/A | #N/A | #N/A | #N/A | #N/A | #N/A
|  | Restaurant - Fast-Food | Restaurant - Fast-Food - Restrooms | Restaurant (fast food) Dining | all | #N/A | Open | Open | Open | Open | - na - | - na - | 6 | 23 | 6 | 23 | 6 | 23 | 6 | 23 | 17 | 17 | 17 | 17 | 7 | 7 | 7 | 7 | 884 | 884 | 170 | 4267 | 364 | 364 | 70 | 1757 | 8760 | 52 | 52 | 10 | 251 | 16 | Restaurant (fast food) Dining | all | #N/A | Open | Open | Open | Open | - na - | - na - | 9 | 16 | 9 | 16 | 9 | 16 | 9 | 21 | 7 | 7 | 7 | 12 | 17 | 17 | 17 | 12 | 364 | 364 | 70 | 3012 | 884 | 884 | 170 | 3012 | 8760 | 52 | 52 | 10 | 251 | 16 | main | #N/A | #N/A | #N/A | #N/A | #N/A | #N/A | #N/A | #N/A | #N/A | #N/A
|  | Retail - 3-Story Large | Retail - 3-Story Large - Retail Sales and Wholesale Showroom | Retail (lrg, 3-story) Showroom | all | #N/A | Open | Open | Open | Open | - na - | - na - | 9 | 19 | 9 | 19 | 9 | 19 | 9 | 21 | 10 | 10 | 10 | 12 | 14 | 14 | 14 | 12 | 520 | 520 | 100 | 3012 | 728 | 728 | 140 | 3012 | 8760 | 52 | 52 | 10 | 251 | 18 | Retail (lrg, 3-story) Showroom | all | #N/A | Open | Open | Open | Open | - na - | - na - | 9 | 16 | 9 | 16 | 9 | 16 | 9 | 21 | 7 | 7 | 7 | 12 | 17 | 17 | 17 | 12 | 364 | 364 | 70 | 3012 | 884 | 884 | 170 | 3012 | 8760 | 52 | 52 | 10 | 251 | 18 | main | #N/A | #N/A | #N/A | #N/A | #N/A | #N/A | #N/A | #N/A | #N/A | #N/A
|  | Retail - 3-Story Large | Retail - 3-Story Large - Storage (Conditioned) | Retail (lrg, 3-story) Storage | all | #N/A | Open | Open | Open | Open | - na - | - na - | 9 | 19 | 9 | 19 | 9 | 19 | 9 | 21 | 10 | 10 | 10 | 12 | 14 | 14 | 14 | 12 | 520 | 520 | 100 | 3012 | 728 | 728 | 140 | 3012 | 8760 | 52 | 52 | 10 | 251 | 18 | Retail (lrg, 3-story) Storage | all | #N/A | Open | Open | Open | Open | - na - | - na - | 9 | 16 | 9 | 16 | 9 | 16 | 9 | 21 | 7 | 7 | 7 | 12 | 17 | 17 | 17 | 12 | 364 | 364 | 70 | 3012 | 884 | 884 | 170 | 3012 | 8760 | 52 | 52 | 10 | 251 | 18 | main | #N/A | #N/A | #N/A | #N/A | #N/A | #N/A | #N/A | #N/A | #N/A | #N/A
|  | Retail - 3-Story Large | Retail - 3-Story Large - Office (General) | Retail (lrg, 3-story) Office | all | #N/A | Open | Open | Open | Open | - na - | - na - | 9 | 19 | 9 | 19 | 9 | 19 | 9 | 21 | 10 | 10 | 10 | 12 | 14 | 14 | 14 | 12 | 520 | 520 | 100 | 3012 | 728 | 728 | 140 | 3012 | 8760 | 52 | 52 | 10 | 251 | 18 | Retail (lrg, 3-story) Office | all | #N/A | Open | Open | Open | Open | - na - | - na - | 9 | 16 | 9 | 16 | 9 | 16 | 9 | 21 | 7 | 7 | 7 | 12 | 17 | 17 | 17 | 12 | 364 | 364 | 70 | 3012 | 884 | 884 | 170 | 3012 | 8760 | 52 | 52 | 10 | 251 | 18 | main | #N/A | #N/A | #N/A | #N/A | #N/A | #N/A | #N/A | #N/A | #N/A | #N/A
|  | Retail - Single-Story Large | Retail - Single-Story Large - Retail Sales and Wholesale Showroom | Retail (lrg, 1-story) Sales | all | #N/A | Open | Open | Open | Open | - na - | - na - | 9 | 22 | 9 | 22 | 9 | 22 | 9 | 22 | 13 | 13 | 13 | 13 | 11 | 11 | 11 | 11 | 676 | 676 | 130 | 3263 | 572 | 572 | 110 | 2761 | 8760 | 52 | 52 | 10 | 251 | 19 | Retail (lrg, 1-story) Sales | all | #N/A | Open | Open | Open | Open | - na - | - na - | 9 | 16 | 9 | 16 | 9 | 16 | 9 | 21 | 7 | 7 | 7 | 12 | 17 | 17 | 17 | 12 | 364 | 364 | 70 | 3012 | 884 | 884 | 170 | 3012 | 8760 | 52 | 52 | 10 | 251 | 19 | main | #N/A | #N/A | #N/A | #N/A | #N/A | #N/A | #N/A | #N/A | #N/A | #N/A
|  | Retail - Single-Story Large | Retail - Single-Story Large - Storage (Conditioned) | Retail (lrg, 1-story) Stockrm | all | #N/A | Open | Open | Open | Open | - na - | - na - | 9 | 22 | 9 | 22 | 9 | 22 | 9 | 22 | 13 | 13 | 13 | 13 | 11 | 11 | 11 | 11 | 676 | 676 | 130 | 3263 | 572 | 572 | 110 | 2761 | 8760 | 52 | 52 | 10 | 251 | 19 | Retail (lrg, 1-story) Stockrm | all | #N/A | Open | Open | Open | Open | - na - | - na - | 9 | 16 | 9 | 16 | 9 | 16 | 9 | 21 | 7 | 7 | 7 | 12 | 17 | 17 | 17 | 12 | 364 | 364 | 70 | 3012 | 884 | 884 | 170 | 3012 | 8760 | 52 | 52 | 10 | 251 | 19 | main | #N/A | #N/A | #N/A | #N/A | #N/A | #N/A | #N/A | #N/A | #N/A | #N/A
|  | Retail - Single-Story Large | Retail - Single-Story Large - Office (General) | Retail (lrg, 1-story) Office | all | #N/A | Open | Open | Open | Open | - na - | - na - | 9 | 22 | 9 | 22 | 9 | 22 | 9 | 22 | 13 | 13 | 13 | 13 | 11 | 11 | 11 | 11 | 676 | 676 | 130 | 3263 | 572 | 572 | 110 | 2761 | 8760 | 52 | 52 | 10 | 251 | 19 | Retail (lrg, 1-story) Office | all | #N/A | Open | Open | Open | Open | - na - | - na - | 9 | 16 | 9 | 16 | 9 | 16 | 9 | 21 | 7 | 7 | 7 | 12 | 17 | 17 | 17 | 12 | 364 | 364 | 70 | 3012 | 884 | 884 | 170 | 3012 | 8760 | 52 | 52 | 10 | 251 | 19 | main | #N/A | #N/A | #N/A | #N/A | #N/A | #N/A | #N/A | #N/A | #N/A | #N/A
|  | Retail - Single-Story Large | Retail - Single-Story Large - Auto Repair Workshop | Retail (lrg, 1-story) AutoShop | all | #N/A | Open | Open | Open | Open | - na - | - na - | 9 | 22 | 9 | 22 | 9 | 22 | 9 | 22 | 13 | 13 | 13 | 13 | 11 | 11 | 11 | 11 | 676 | 676 | 130 | 3263 | 572 | 572 | 110 | 2761 | 8760 | 52 | 52 | 10 | 251 | 19 | Retail (lrg, 1-story) AutoShop | all | #N/A | Open | Open | Open | Open | - na - | - na - | 9 | 16 | 9 | 16 | 9 | 16 | 9 | 21 | 7 | 7 | 7 | 12 | 17 | 17 | 17 | 12 | 364 | 364 | 70 | 3012 | 884 | 884 | 170 | 3012 | 8760 | 52 | 52 | 10 | 251 | 19 | main | #N/A | #N/A | #N/A | #N/A | #N/A | #N/A | #N/A | #N/A | #N/A | #N/A
|  | Retail - Single-Story Large | Retail - Single-Story Large - Kitchen and Food Preparation | Retail (lrg, 1-story) Dining | all | #N/A | Open | Open | Open | Open | - na - | - na - | 9 | 22 | 9 | 22 | 9 | 22 | 9 | 22 | 13 | 13 | 13 | 13 | 11 | 11 | 11 | 11 | 676 | 676 | 130 | 3263 | 572 | 572 | 110 | 2761 | 8760 | 52 | 52 | 10 | 251 | 19 | Retail (lrg, 1-story) Dining | all | #N/A | Open | Open | Open | Open | - na - | - na - | 9 | 16 | 9 | 16 | 9 | 16 | 9 | 21 | 7 | 7 | 7 | 12 | 17 | 17 | 17 | 12 | 364 | 364 | 70 | 3012 | 884 | 884 | 170 | 3012 | 8760 | 52 | 52 | 10 | 251 | 19 | main | #N/A | #N/A | #N/A | #N/A | #N/A | #N/A | #N/A | #N/A | #N/A | #N/A
|  | Retail - Single-Story Large | Retail - Single-Story Large - Pharmacy | Retail (lrg, 1-story) Pharmacy | all | #N/A | Open | Open | Open | Open | - na - | - na - | 9 | 22 | 9 | 22 | 9 | 22 | 9 | 22 | 13 | 13 | 13 | 13 | 11 | 11 | 11 | 11 | 676 | 676 | 130 | 3263 | 572 | 572 | 110 | 2761 | 8760 | 52 | 52 | 10 | 251 | 19 | Retail (lrg, 1-story) Pharmacy | all | #N/A | Open | Open | Open | Open | - na - | - na - | 9 | 16 | 9 | 16 | 9 | 16 | 9 | 21 | 7 | 7 | 7 | 12 | 17 | 17 | 17 | 12 | 364 | 364 | 70 | 3012 | 884 | 884 | 170 | 3012 | 8760 | 52 | 52 | 10 | 251 | 19 | main | #N/A | #N/A | #N/A | #N/A | #N/A | #N/A | #N/A | #N/A | #N/A | #N/A
|  | Retail - Small | Retail - Small - Retail Sales and Wholesale Showroom | Retail (small) All | all | #N/A | Open | Open | Open | Open | - na - | - na - | 9 | 20 | 9 | 20 | 9 | 20 | 9 | 20 | 11 | 11 | 11 | 11 | 13 | 13 | 13 | 13 | 572 | 572 | 110 | 2761 | 676 | 676 | 130 | 3263 | 8760 | 52 | 52 | 10 | 251 | 20 | Retail (small) All | all | #N/A | Open | Open | Open | Open | - na - | - na - | 9 | 16 | 9 | 16 | 9 | 16 | 9 | 21 | 7 | 7 | 7 | 12 | 17 | 17 | 17 | 12 | 364 | 364 | 70 | 3012 | 884 | 884 | 170 | 3012 | 8760 | 52 | 52 | 10 | 251 | 20 | main | #N/A | #N/A | #N/A | #N/A | #N/A | #N/A | #N/A | #N/A | #N/A | #N/A
|  | Retail - Small | Retail - Small - Storage (Conditioned) | Retail (small) All | all | #N/A | Open | Open | Open | Open | - na - | - na - | 9 | 20 | 9 | 20 | 9 | 20 | 9 | 20 | 11 | 11 | 11 | 11 | 13 | 13 | 13 | 13 | 572 | 572 | 110 | 2761 | 676 | 676 | 130 | 3263 | 8760 | 52 | 52 | 10 | 251 | 20 | Retail (small) All | all | #N/A | Open | Open | Open | Open | - na - | - na - | 9 | 16 | 9 | 16 | 9 | 16 | 9 | 21 | 7 | 7 | 7 | 12 | 17 | 17 | 17 | 12 | 364 | 364 | 70 | 3012 | 884 | 884 | 170 | 3012 | 8760 | 52 | 52 | 10 | 251 | 20 | main | #N/A | #N/A | #N/A | #N/A | #N/A | #N/A | #N/A | #N/A | #N/A | #N/A
|  | Storage - Conditioned | Storage - Conditioned - Storage (Conditioned) | Storage (cond) All | all | #N/A | Open | Open | Open | Open | - na - | - na - | 7 | 18 | 7 | 18 | 9 | 16 | 7 | 18 | 11 | 11 | 7 | 11 | 13 | 13 | 17 | 13 | 572 | 572 | 70 | 2761 | 676 | 676 | 170 | 3263 | 8760 | 52 | 52 | 10 | 251 | 22 | Storage (cond) All | all | #N/A | Closed | Closed | Open | Open | - na - | - na - | 9 | 16 | 9 | 16 | 9 | 16 | 9 | 21 | 7 | 7 | 7 | 12 | 17 | 17 | 17 | 12 | 364 | 364 | 70 | 3012 | 884 | 884 | 170 | 3012 | 8760 | 52 | 52 | 10 | 251 | 22 | main | #N/A | #N/A | #N/A | #N/A | #N/A | #N/A | #N/A | #N/A | #N/A | #N/A
|  | Storage - Conditioned | Storage - Conditioned - Office (General) | Storage (cond) All | all | #N/A | Open | Open | Open | Open | - na - | - na - | 7 | 18 | 7 | 18 | 9 | 16 | 7 | 18 | 11 | 11 | 7 | 11 | 13 | 13 | 17 | 13 | 572 | 572 | 70 | 2761 | 676 | 676 | 170 | 3263 | 8760 | 52 | 52 | 10 | 251 | 22 | Storage (cond) All | all | #N/A | Closed | Closed | Open | Open | - na - | - na - | 9 | 16 | 9 | 16 | 9 | 16 | 9 | 21 | 7 | 7 | 7 | 12 | 17 | 17 | 17 | 12 | 364 | 364 | 70 | 3012 | 884 | 884 | 170 | 3012 | 8760 | 52 | 52 | 10 | 251 | 22 | main | #N/A | #N/A | #N/A | #N/A | #N/A | #N/A | #N/A | #N/A | #N/A | #N/A
|  | Storage - Unconditioned | Storage - Unconditioned - Storage (Unconditioned) | Storage (uncond) All | all | #N/A | Open | Open | Open | Open | - na - | - na - | 7 | 18 | 7 | 18 | 9 | 16 | 7 | 18 | 11 | 11 | 7 | 11 | 13 | 13 | 17 | 13 | 572 | 572 | 70 | 2761 | 676 | 676 | 170 | 3263 | 8760 | 52 | 52 | 10 | 251 | 23 | Storage (uncond) All | all | #N/A | Closed | Closed | Open | Open | - na - | - na - | 9 | 16 | 9 | 16 | 9 | 16 | 9 | 21 | 7 | 7 | 7 | 12 | 17 | 17 | 17 | 12 | 364 | 364 | 70 | 3012 | 884 | 884 | 170 | 3012 | 8760 | 52 | 52 | 10 | 251 | 23 | main | #N/A | #N/A | #N/A | #N/A | #N/A | #N/A | #N/A | #N/A | #N/A | #N/A
|  | Storage - Unconditioned | Storage - Unconditioned - Office (General) | Storage (uncond) All | all | #N/A | Open | Open | Open | Open | - na - | - na - | 7 | 18 | 7 | 18 | 9 | 16 | 7 | 18 | 11 | 11 | 7 | 11 | 13 | 13 | 17 | 13 | 572 | 572 | 70 | 2761 | 676 | 676 | 170 | 3263 | 8760 | 52 | 52 | 10 | 251 | 23 | Storage (uncond) All | all | #N/A | Closed | Closed | Open | Open | - na - | - na - | 9 | 16 | 9 | 16 | 9 | 16 | 9 | 21 | 7 | 7 | 7 | 12 | 17 | 17 | 17 | 12 | 364 | 364 | 70 | 3012 | 884 | 884 | 170 | 3012 | 8760 | 52 | 52 | 10 | 251 | 23 | main | #N/A | #N/A | #N/A | #N/A | #N/A | #N/A | #N/A | #N/A | #N/A | #N/A
|  | Grocery | Grocery - Retail Sales, Grocery | Grocery Sales | all | #N/A | Open | Open | Open | Open | - na - | - na - | 6 | 22 | 6 | 22 | 6 | 22 | 6 | 22 | 16 | 16 | 16 | 16 | 8 | 8 | 8 | 8 | 832 | 832 | 160 | 4016 | 416 | 416 | 80 | 2008 | 8760 | 52 | 52 | 10 | 251 | 21 | Grocery Sales | all | #N/A | Open | Open | Open | Open | - na - | - na - | 9 | 16 | 9 | 16 | 9 | 16 | 9 | 21 | 7 | 7 | 7 | 12 | 17 | 17 | 17 | 12 | 364 | 364 | 70 | 3012 | 884 | 884 | 170 | 3012 | 8760 | 52 | 52 | 10 | 251 | 21 | main | #N/A | #N/A | #N/A | #N/A | #N/A | #N/A | #N/A | #N/A | #N/A | #N/A
|  | Grocery | Grocery - Office (General) | Grocery Admin | all | #N/A | Open | Open | Open | Open | - na - | - na - | 6 | 22 | 6 | 22 | 6 | 22 | 6 | 22 | 16 | 16 | 16 | 16 | 8 | 8 | 8 | 8 | 832 | 832 | 160 | 4016 | 416 | 416 | 80 | 2008 | 8760 | 52 | 52 | 10 | 251 | 21 | Grocery Admin | all | #N/A | Open | Open | Open | Open | - na - | - na - | 9 | 16 | 9 | 16 | 9 | 16 | 9 | 21 | 7 | 7 | 7 | 12 | 17 | 17 | 17 | 12 | 364 | 364 | 70 | 3012 | 884 | 884 | 170 | 3012 | 8760 | 52 | 52 | 10 | 251 | 21 | main | #N/A | #N/A | #N/A | #N/A | #N/A | #N/A | #N/A | #N/A | #N/A | #N/A
|  | Grocery | Grocery - Comm/Ind Work (Loading Dock) | Grocery Stock | all | #N/A | Open | Open | Open | Open | - na - | - na - | 6 | 22 | 6 | 22 | 6 | 22 | 6 | 22 | 16 | 16 | 16 | 16 | 8 | 8 | 8 | 8 | 832 | 832 | 160 | 4016 | 416 | 416 | 80 | 2008 | 8760 | 52 | 52 | 10 | 251 | 21 | Grocery Stock | all | #N/A | Open | Open | Open | Open | - na - | - na - | 9 | 16 | 9 | 16 | 9 | 16 | 9 | 21 | 7 | 7 | 7 | 12 | 17 | 17 | 17 | 12 | 364 | 364 | 70 | 3012 | 884 | 884 | 170 | 3012 | 8760 | 52 | 52 | 10 | 251 | 21 | main | #N/A | #N/A | #N/A | #N/A | #N/A | #N/A | #N/A | #N/A | #N/A | #N/A
|  | Grocery | Grocery - Refrigerated (Food Preparation) | Grocery Prep | all | #N/A | Open | Open | Open | Open | - na - | - na - | 6 | 22 | 6 | 22 | 6 | 22 | 6 | 22 | 16 | 16 | 16 | 16 | 8 | 8 | 8 | 8 | 832 | 832 | 160 | 4016 | 416 | 416 | 80 | 2008 | 8760 | 52 | 52 | 10 | 251 | 21 | Grocery Prep | all | #N/A | Open | Open | Open | Open | - na - | - na - | 9 | 16 | 9 | 16 | 9 | 16 | 9 | 21 | 7 | 7 | 7 | 12 | 17 | 17 | 17 | 12 | 364 | 364 | 70 | 3012 | 884 | 884 | 170 | 3012 | 8760 | 52 | 52 | 10 | 251 | 21 | main | #N/A | #N/A | #N/A | #N/A | #N/A | #N/A | #N/A | #N/A | #N/A | #N/A
|  | Grocery | Grocery - Refrigerated (Walk-in Freezer) | Grocery Refrig | all | #N/A | Open | Open | Open | Open | - na - | - na - | 6 | 22 | 6 | 22 | 6 | 22 | 6 | 22 | 16 | 16 | 16 | 16 | 8 | 8 | 8 | 8 | 832 | 832 | 160 | 4016 | 416 | 416 | 80 | 2008 | 8760 | 52 | 52 | 10 | 251 | 21 | Grocery Refrig | all | #N/A | Open | Open | Open | Open | - na - | - na - | 9 | 16 | 9 | 16 | 9 | 16 | 9 | 21 | 7 | 7 | 7 | 12 | 17 | 17 | 17 | 12 | 364 | 364 | 70 | 3012 | 884 | 884 | 170 | 3012 | 8760 | 52 | 52 | 10 | 251 | 21 | main | #N/A | #N/A | #N/A | #N/A | #N/A | #N/A | #N/A | #N/A | #N/A | #N/A
|  | Grocery | Grocery - Refrigerated (Walk-in Cooler) | Grocery Refrig | all | #N/A | Open | Open | Open | Open | - na - | - na - | 6 | 22 | 6 | 22 | 6 | 22 | 6 | 22 | 16 | 16 | 16 | 16 | 8 | 8 | 8 | 8 | 832 | 832 | 160 | 4016 | 416 | 416 | 80 | 2008 | 8760 | 52 | 52 | 10 | 251 | 21 | Grocery Refrig | all | #N/A | Open | Open | Open | Open | - na - | - na - | 9 | 16 | 9 | 16 | 9 | 16 | 9 | 21 | 7 | 7 | 7 | 12 | 17 | 17 | 17 | 12 | 364 | 364 | 70 | 3012 | 884 | 884 | 170 | 3012 | 8760 | 52 | 52 | 10 | 251 | 21 | main | #N/A | #N/A | #N/A | #N/A | #N/A | #N/A | #N/A | #N/A | #N/A | #N/A
|  | Warehouse - Refrigerated | Warehouse - Refrigerated - Refrigerated (Frozen Storage) | Refg Whs Cold | all | #N/A | Open | Open | Open | Open | - na - | - na - | 9 | 16 | 9 | 16 | 9 | 16 | 8 | 18 | 7 | 7 | 7 | 10 | 17 | 17 | 17 | 14 | 364 | 364 | 70 | 2510 | 884 | 884 | 170 | 3514 | 8760 | 52 | 52 | 10 | 251 | 24 | Refg Whs Cold | all | #N/A | Open | Open | Open | Open | - na - | - na - | 9 | 16 | 9 | 16 | 9 | 16 | 9 | 21 | 7 | 7 | 7 | 12 | 17 | 17 | 17 | 12 | 364 | 364 | 70 | 3012 | 884 | 884 | 170 | 3012 | 8760 | 52 | 52 | 10 | 251 | 24 | main | #N/A | #N/A | #N/A | #N/A | #N/A | #N/A | #N/A | #N/A | #N/A | #N/A
|  | Warehouse - Refrigerated | Warehouse - Refrigerated - Refrigerated (Cooled Storage) | Refg Whs Cool | all | #N/A | Open | Open | Open | Open | - na - | - na - | 9 | 16 | 9 | 16 | 9 | 16 | 8 | 18 | 7 | 7 | 7 | 10 | 17 | 17 | 17 | 14 | 364 | 364 | 70 | 2510 | 884 | 884 | 170 | 3514 | 8760 | 52 | 52 | 10 | 251 | 24 | Refg Whs Cool | all | #N/A | Open | Open | Open | Open | - na - | - na - | 9 | 16 | 9 | 16 | 9 | 16 | 9 | 21 | 7 | 7 | 7 | 12 | 17 | 17 | 17 | 12 | 364 | 364 | 70 | 3012 | 884 | 884 | 170 | 3012 | 8760 | 52 | 52 | 10 | 251 | 24 | main | #N/A | #N/A | #N/A | #N/A | #N/A | #N/A | #N/A | #N/A | #N/A | #N/A
|  | Warehouse - Refrigerated | Warehouse - Refrigerated - Comm/Ind Work (Loading Dock) | Refg Whs Stock | all | #N/A | Open | Open | Open | Open | - na - | - na - | 9 | 16 | 9 | 16 | 9 | 16 | 8 | 18 | 7 | 7 | 7 | 10 | 17 | 17 | 17 | 14 | 364 | 364 | 70 | 2510 | 884 | 884 | 170 | 3514 | 8760 | 52 | 52 | 10 | 251 | 24 | Refg Whs Stock | all | #N/A | Open | Open | Open | Open | - na - | - na - | 9 | 16 | 9 | 16 | 9 | 16 | 9 | 21 | 7 | 7 | 7 | 12 | 17 | 17 | 17 | 12 | 364 | 364 | 70 | 3012 | 884 | 884 | 170 | 3012 | 8760 | 52 | 52 | 10 | 251 | 24 | main | #N/A | #N/A | #N/A | #N/A | #N/A | #N/A | #N/A | #N/A | #N/A | #N/A
|  | Warehouse - Refrigerated | Warehouse - Refrigerated - Office (General) | Refg Whs Admin | all | #N/A | Open | Open | Open | Open | - na - | - na - | 9 | 16 | 9 | 16 | 9 | 16 | 8 | 18 | 7 | 7 | 7 | 10 | 17 | 17 | 17 | 14 | 364 | 364 | 70 | 2510 | 884 | 884 | 170 | 3514 | 8760 | 52 | 52 | 10 | 251 | 24 | Refg Whs Admin | all | #N/A | Open | Open | Open | Open | - na - | - na - | 9 | 16 | 9 | 16 | 9 | 16 | 9 | 21 | 7 | 7 | 7 | 12 | 17 | 17 | 17 | 12 | 364 | 364 | 70 | 3012 | 884 | 884 | 170 | 3012 | 8760 | 52 | 52 | 10 | 251 | 24 | main | #N/A | #N/A | #N/A | #N/A | #N/A | #N/A | #N/A | #N/A | #N/A | #N/A
|  | Education - Relocatable Classroom | Education - Relocatable Classroom - Classroom/Lecture (break) | HighSchool Class (break) | SchBreak | #N/A | Open | Closed | Closed | Closed | - na - | - na - | 8 | 14 | 9 | 15 | 9 | 15 | 9 | 15 | 0 | 0 | 0 | 0 | 24 | 24 | 24 | 24 | 0 | 0 | 0 | 0 | 384 | 384 | 72 | 1512 | 2352 | 16 | 16 | 3 | 63 | 4 | HighSchool Class (break) | SchBreak | #N/A | Closed | Closed | Closed | Closed | - na - | - na - | Closed | Closed | Closed | Closed | Closed | Closed | 9 | 15 | 0 | 0 | 0 | 0 | 24 | 24 | 24 | 24 | 0 | 0 | 0 | 0 | 384 | 384 | 72 | 1512 | 2352 | 16 | 16 | 3 | 63 | 4 | break | #N/A | #N/A | #N/A | #N/A | #N/A | #N/A | #N/A | #N/A | #N/A | #N/A
|  | Education - Relocatable Classroom | Education - Relocatable Classroom - Classroom/Lecture | HighSchool Class (in session) | all | #N/A | Open | Closed | Closed | Open | - na - | - na - | 9 | 14 | 9 | 14 | 9 | 14 | 8 | 15 | 5 | 5 | 5 | 7 | 19 | 19 | 19 | 17 | 180 | 180 | 35 | 1316 | 684 | 684 | 133 | 3196 | 6408 | 36 | 36 | 7 | 188 | 4 | HighSchool Class (in session) | all | #N/A | Open | Closed | Closed | Open | - na - | - na - | 9 | 15 | 9 | 15 | 9 | 15 | 9 | 16 | 6 | 6 | 6 | 7 | 18 | 18 | 18 | 17 | 216 | 216 | 42 | 1316 | 648 | 648 | 126 | 3196 | 6408 | 36 | 36 | 7 | 188 | 4 | main | #N/A | #N/A | #N/A | #N/A | #N/A | #N/A | #N/A | #N/A | #N/A | #N/A
#N/A
#N/A
#N/A
#N/A
#N/A
#N/A
#N/A
#N/A
#N/A
#N/A
#N/A
#N/A
#N/A
#N/A
#N/A
#N/A
#N/A
#N/A
#N/A
#N/A
all

## NumberOfDays
| Main | Main | Main | Main | Break | Break | Break | Break | Summer | Summer | Summer | Summer
| Sat | Sun | Hol | All | Sat | Sun | Hol | All | Sat | Sun | Hol | All
| Sat-Main | Sun-Main | Hol-Main | All-Main | Sat-Break | Sun-Break | Hol-Break | All-Break | Sat-Summer | Sun-Summer | Hol-Summer | All-Summer
Assembly | 52 | 52 | 10 | 251 | 0 | 0 | 0 | 0 | 0 | 0 | 0 | 0 | 2
Education - Primary School | 36 | 36 | 7 | 188 | 16 | 16 | 3 | 63 | 0 | 0 | 0 | 0 | 3
Education - Relocatable Classroom | 36 | 36 | 7 | 188 | 16 | 16 | 3 | 63 | 0 | 0 | 0 | 0 | 4
Education - Secondary School | 36 | 36 | 7 | 188 | 16 | 16 | 3 | 63 | 0 | 0 | 0 | 0 | 5
Education - Community College | 32 | 32 | 6 | 169 | 12 | 12 | 3 | 38 | 8 | 8 | 1 | 44 | 6
Education - University | 32 | 32 | 6 | 169 | 12 | 12 | 3 | 38 | 8 | 8 | 1 | 44 | 7
Health/Medical - Hospital | 52 | 52 | 10 | 251 | 0 | 0 | 0 | 0 | 0 | 0 | 0 | 0 | 8
Health/Medical - Nursing Home | 52 | 52 | 10 | 251 | 0 | 0 | 0 | 0 | 0 | 0 | 0 | 0 | 9
Lodging - Hotel | 52 | 52 | 10 | 251 | 0 | 0 | 0 | 0 | 0 | 0 | 0 | 0 | 10
Lodging - Motel | 52 | 52 | 10 | 251 | 0 | 0 | 0 | 0 | 0 | 0 | 0 | 0 | 11
Manufacturing - Bio/Tech | 52 | 52 | 10 | 251 | 0 | 0 | 0 | 0 | 0 | 0 | 0 | 0 | 12
Manufacturing - Light Industrial | 52 | 52 | 10 | 251 | 0 | 0 | 0 | 0 | 0 | 0 | 0 | 0 | 13
Office - Large | 52 | 52 | 10 | 251 | 0 | 0 | 0 | 0 | 0 | 0 | 0 | 0 | 14
Office - Small | 52 | 52 | 10 | 251 | 0 | 0 | 0 | 0 | 0 | 0 | 0 | 0 | 15
Restaurant - Fast-Food | 52 | 52 | 10 | 251 | 0 | 0 | 0 | 0 | 0 | 0 | 0 | 0 | 16
Restaurant - Sit-Down | 52 | 52 | 10 | 251 | 0 | 0 | 0 | 0 | 0 | 0 | 0 | 0 | 17
Retail - 3-Story Large | 52 | 52 | 10 | 251 | 0 | 0 | 0 | 0 | 0 | 0 | 0 | 0 | 18
Retail - Single-Story Large | 52 | 52 | 10 | 251 | 0 | 0 | 0 | 0 | 0 | 0 | 0 | 0 | 19
Retail - Small | 52 | 52 | 10 | 251 | 0 | 0 | 0 | 0 | 0 | 0 | 0 | 0 | 20
Grocery | 52 | 52 | 10 | 251 | 0 | 0 | 0 | 0 | 0 | 0 | 0 | 0 | 21
Storage - Conditioned | 52 | 52 | 10 | 251 | 0 | 0 | 0 | 0 | 0 | 0 | 0 | 0 | 22
Storage - Unconditioned | 52 | 52 | 10 | 251 | 0 | 0 | 0 | 0 | 0 | 0 | 0 | 0 | 23
Warehouse - Refrigerated | 52 | 52 | 10 | 251 | 0 | 0 | 0 | 0 | 0 | 0 | 0 | 0 | 24

## DOE2Output
|  |  | Multiplier |  |  | Ltg W/sf |  |  |  |  | Area |  | Ltg W |  |  | Ltg kW | Profile Multiplier | Connected kW | Demand Reduc. Fact.
3 | EPr | EL1 East Perim Spc (G.E1) | 1 | INT | -90 | 1.6 | 191.7 | 1 | AIR-CHANGE | 0.02 | 5750.9 | 51758.1 | 9201.44 | EPr | Education - Primary School | 72.8459 | 0.95 | 69.2036 | 0.42281
4 | EPr | EL1 NNE Perim Spc (G.NNE2) | 1 | EXT | 180 | 1.6 | 110.7 | 1 | AIR-CHANGE | 0.1 | 3321.1 | 29889.6 | 5313.76 | ECC | Education - Community College | 426.8907 | 0.78 | 332.9748 | 0.63014
5 | EPr | EL1 SSE Perim Spc (G.SSE3) | 1 | EXT | -90 | 1.6 | 110.7 | 1 | AIR-CHANGE | 0.1 | 3321.1 | 29889.6 | 5313.76 | OfS | Office - Small | 11.6908 | 1 | 11.6908 | 0.89814
6 | EPr | EL1 West Perim Spc (G.W4) | 1 | EXT | 0 | 1.6 | 111.8 | 1 | AIR-CHANGE | 0.12 | 3354 | 30186 | 5366.4 | OfL | Office - Large | 204.4894 | 1.1 | 224.9383 | 1.045
7 | EPr | EL1 East Perim Plnm (G.E5) | 1 | EXT | -90 | 0 | 0 | 0 | AIR-CHANGE | 0.02 | 5750.9 | 17252.7 | 0 | Nrs | Health/Medical - Nursing Home | 54.7689 | 0.95 | 52.0304 | 0.67557
8 | EPr | EL1 NNE Perim Plnm (G.NNE6) | 1 | EXT | 180 | 0 | 0 | 0 | AIR-CHANGE | 0.1 | 3321.1 | 9963.2 | 0 | Htl | Lodging - Hotel | 119.0942 | 1.2 | 142.913 | 0.76158
9 | EPr | EL1 SSE Perim Plnm (G.SSE7) | 1 | EXT | -90 | 0 | 0 | 0 | AIR-CHANGE | 0.1 | 3321.1 | 9963.2 | 0 | Hsp | Health/Medical - Hospital | 363.5481 | 1.08 | 392.632 | 0.96466
10 | EPr | EL1 West Perim Plnm (G.W8) | 1 | EXT | 0 | 0 | 0 | 0 | AIR-CHANGE | 0.12 | 3354 | 10062 | 0 | EUn | Education - University | 1259.018 | 0.78 | 982.034 | 0.74375
14 | EPr | EL2 SSW Perim Spc (G.SSW1) | 1 | EXT | 0 | 1.2 | 166.8 | 0.5 | AIR-CHANGE | 0.11 | 3753.9 | 45047.3 | 4504.68 | ESe | Education - Secondary School | 217.6256 | 0.85 | 184.9818 | 0.47788
15 | EPr | EL2 North Perim Spc (G.N2) | 1 | EXT | 180 | 1 | 50 | 0.5 | AIR-CHANGE | 0.11 | 3746.9 | 44963 | 3746.9
16 | EPr | EL2 East Perim Spc (G.E3) | 1 | EXT | -90 | 1.7 | 5.8 | 3.04 | AIR-CHANGE | 0.05 | 1750.6 | 21007 | 2976.02
20 | EPr | EL3 South Perim Spc (G.S1) | 1 | INT | -90 | 1.6 | 191.7 | 1 | AIR-CHANGE | 0.02 | 5750.9 | 51758.1 | 9201.44
21 | EPr | EL3 ESE Perim Spc (G.ESE2) | 1 | EXT | 180 | 1.6 | 110.7 | 1 | AIR-CHANGE | 0.1 | 3321.1 | 29889.6 | 5313.76
22 | EPr | EL3 WSW Perim Spc (G.WSW3) | 1 | EXT | -90 | 1.6 | 110.7 | 1 | AIR-CHANGE | 0.1 | 3321.1 | 29889.6 | 5313.76
23 | EPr | EL3 North Perim Spc (G.N4) | 1 | EXT | 0 | 1.6 | 111.8 | 1 | AIR-CHANGE | 0.12 | 3354 | 30186 | 5366.4
24 | EPr | EL3 South Perim Plnm (G.S5) | 1 | EXT | -90 | 0 | 0 | 0 | AIR-CHANGE | 0.02 | 5750.9 | 17252.7 | 0
25 | EPr | EL3 ESE Perim Plnm (G.ESE6) | 1 | EXT | 180 | 0 | 0 | 0 | AIR-CHANGE | 0.1 | 3321.1 | 9963.2 | 0
26 | EPr | EL3 WSW Perim Plnm (G.WSW7) | 1 | EXT | -90 | 0 | 0 | 0 | AIR-CHANGE | 0.1 | 3321.1 | 9963.2 | 0
27 | EPr | EL3 North Perim Plnm (G.N8) | 1 | EXT | 0 | 0 | 0 | 0 | AIR-CHANGE | 0.12 | 3354 | 10062 | 0
31 | EPr | EL4 WNW Perim Spc (G.WNW1) | 1 | EXT | 0 | 1.2 | 166.8 | 0.5 | AIR-CHANGE | 0.11 | 3753.9 | 45047.3 | 4504.68
32 | EPr | EL4 East Perim Spc (G.E2) | 1 | EXT | 180 | 1 | 50 | 0.5 | AIR-CHANGE | 0.11 | 3746.9 | 44963 | 3746.9
33 | EPr | EL4 South Perim Spc (G.S3) | 1 | EXT | -90 | 1.7 | 5.8 | 3.04 | AIR-CHANGE | 0.05 | 1750.6 | 21007 | 2976.02
38 | ECC | EL1 West Perim Spc (G.W1) | 1 | EXT | 0 | 1 | 125 | 1 | AIR-CHANGE | 0.07 | 18746.5 | 168718.8 | 18746.5
39 | ECC | EL1 Plnm (G.2) | 1 | EXT | 0 | 0 | 0 | 0 | AIR-CHANGE | 0.07 | 18746.5 | 74986.1 | 0
43 | ECC | EL2 West Perim Spc (G.W1) | 1 | INT | 0 | 1.6 | 395.1 | 1 | AIR-CHANGE | 0.02 | 11852 | 106668.2 | 18963.2
44 | ECC | EL2 South Perim Spc (G.S2) | 1 | EXT | 0 | 1.6 | 266.1 | 1 | AIR-CHANGE | 0.09 | 7982 | 71837.8 | 12771.2
45 | ECC | EL2 North Perim Spc (G.N3) | 1 | EXT | 180 | 1.6 | 266.1 | 1 | AIR-CHANGE | 0.09 | 7982 | 71837.8 | 12771.2
46 | ECC | EL2 Plnm (G.4) | 1 | EXT | 0 | 0 | 0 | 0 | AIR-CHANGE | 0.06 | 27816 | 111263.9 | 0
50 | ECC | EL3 SW Perim Spc (G.SW1) | 1 | EXT | 0 | 1.2 | 583.5 | 0.5 | AIR-CHANGE | 0.07 | 13128.8 | 170674 | 15754.56
51 | ECC | EL3 NE Perim Spc (G.NE2) | 1 | EXT | 180 | 1.7 | 9.4 | 3.36 | AIR-CHANGE | 0.09 | 2812.7 | 36565.2 | 4781.59
55 | ECC | EL4 South Perim Spc (G.S1) | 1 | EXT | 0 | 1.56 | 343.9 | 1.07 | AIR-CHANGE | 0.08 | 11650.5 | 104854.5 | 18174.78
56 | ECC | EL4 East Perim Spc (G.E2) | 1 | EXT | -90 | 1.56 | 66.1 | 1.07 | AIR-CHANGE | 0.11 | 2238 | 20142 | 3491.28
57 | ECC | EL4 North Perim Spc (G.N3) | 1 | EXT | 180 | 1.56 | 343.9 | 1.07 | AIR-CHANGE | 0.08 | 11650.5 | 104854.5 | 18174.78
58 | ECC | EL4 West Perim Spc (G.W4) | 1 | EXT | 90 | 1.56 | 66.1 | 1.07 | AIR-CHANGE | 0.11 | 2238 | 20142 | 3491.28
59 | ECC | EL4 Core Spc (G.C5) | 1 | INT | 0 | 1.6 | 32 | 5 | AIR-CHANGE | 0.01 | 2397.3 | 21575.3 | 3835.68
60 | ECC | EL4 Core Spc (G.C6) | 1 | INT | 0 | 1.3 | 90.6 | 1.5 | AIR-CHANGE | 0.01 | 13585.2 | 122266.4 | 17660.76
61 | ECC | EL4 South Perim Plnm (G.S7) | 1 | EXT | 0 | 0 | 0 | 0 | AIR-CHANGE | 0.08 | 11650.5 | 46602 | 0
62 | ECC | EL4 East Perim Plnm (G.E8) | 1 | EXT | -90 | 0 | 0 | 0 | AIR-CHANGE | 0.11 | 2238 | 8952 | 0
63 | ECC | EL4 North Perim Plnm (G.N9) | 1 | EXT | 180 | 0 | 0 | 0 | AIR-CHANGE | 0.08 | 11650.5 | 46602 | 0
64 | ECC | EL4 West Perim Plnm (G.W10) | 1 | EXT | 90 | 0 | 0 | 0 | AIR-CHANGE | 0.11 | 2238 | 8952 | 0
65 | ECC | EL4 Core Plnm (G.C11) | 1 | INT | 0 | 0 | 0 | 0 | AIR-CHANGE | 0.02 | 2397.3 | 9589 | 0
66 | ECC | EL4 Core Plnm (G.C12) | 1 | INT | 0 | 0 | 0 | 0 | AIR-CHANGE | 0.02 | 13585.2 | 54340.6 | 0
70 | ECC | EL4 South Perim Spc (T.S13) | 1 | EXT | 0 | 1.56 | 343.9 | 1.07 | AIR-CHANGE | 0.08 | 11650.5 | 104854.5 | 18174.78
71 | ECC | EL4 East Perim Spc (T.E14) | 1 | EXT | -90 | 1.56 | 66.1 | 1.07 | AIR-CHANGE | 0.11 | 2238 | 20142 | 3491.28
72 | ECC | EL4 North Perim Spc (T.N15) | 1 | EXT | 180 | 1.56 | 343.9 | 1.07 | AIR-CHANGE | 0.08 | 11650.5 | 104854.5 | 18174.78
73 | ECC | EL4 West Perim Spc (T.W16) | 1 | EXT | 90 | 1.56 | 66.1 | 1.07 | AIR-CHANGE | 0.11 | 2238 | 20142 | 3491.28
74 | ECC | EL4 Core Spc (T.C17) | 1 | INT | 0 | 1.6 | 32 | 5 | AIR-CHANGE | 0.01 | 2397.3 | 21575.3 | 3835.68
75 | ECC | EL4 Core Spc (T.C18) | 1 | INT | 0 | 1.3 | 90.6 | 1.5 | AIR-CHANGE | 0.01 | 13585.2 | 122266.4 | 17660.76
76 | ECC | EL4 South Perim Plnm (T.S19) | 1 | EXT | 0 | 0 | 0 | 0 | AIR-CHANGE | 0.08 | 11650.5 | 46602 | 0
77 | ECC | EL4 East Perim Plnm (T.E20) | 1 | EXT | -90 | 0 | 0 | 0 | AIR-CHANGE | 0.11 | 2238 | 8952 | 0
78 | ECC | EL4 North Perim Plnm (T.N21) | 1 | EXT | 180 | 0 | 0 | 0 | AIR-CHANGE | 0.08 | 11650.5 | 46602 | 0
79 | ECC | EL4 West Perim Plnm (T.W22) | 1 | EXT | 90 | 0 | 0 | 0 | AIR-CHANGE | 0.11 | 2238 | 8952 | 0
80 | ECC | EL4 Core Plnm (T.C23) | 1 | EXT | 0 | 0 | 0 | 0 | AIR-CHANGE | 0.02 | 2397.3 | 9589 | 0
81 | ECC | EL4 Core Plnm (T.C24) | 1 | EXT | 0 | 0 | 0 | 0 | AIR-CHANGE | 0.02 | 13585.2 | 54340.6 | 0
89 | ECC | EL5 North Perim Spc (G.N1) | 1 | EXT | 0 | 1 | 125 | 1 | AIR-CHANGE | 0.07 | 18746.5 | 168718.8 | 18746.5
90 | ECC | EL5 Plnm (G.2) | 1 | EXT | 0 | 0 | 0 | 0 | AIR-CHANGE | 0.07 | 18746.5 | 74986.1 | 0
94 | ECC | EL6 North Perim Spc (G.N1) | 1 | INT | 0 | 1.6 | 395.1 | 1 | AIR-CHANGE | 0.02 | 11852 | 106668.2 | 18963.2
95 | ECC | EL6 West Perim Spc (G.W2) | 1 | EXT | 0 | 1.6 | 266.1 | 1 | AIR-CHANGE | 0.09 | 7982 | 71837.8 | 12771.2
96 | ECC | EL6 East Perim Spc (G.E3) | 1 | EXT | 180 | 1.6 | 266.1 | 1 | AIR-CHANGE | 0.09 | 7982 | 71837.8 | 12771.2
97 | ECC | EL6 Plnm (G.4) | 1 | EXT | 0 | 0 | 0 | 0 | AIR-CHANGE | 0.06 | 27816 | 111263.9 | 0
101 | ECC | EL7 NW Perim Spc (G.NW1) | 1 | EXT | 0 | 1.2 | 583.5 | 0.5 | AIR-CHANGE | 0.07 | 13128.8 | 170674 | 15754.56
102 | ECC | EL7 SE Perim Spc (G.SE2) | 1 | EXT | 180 | 1.7 | 9.4 | 3.36 | AIR-CHANGE | 0.09 | 2812.7 | 36565.2 | 4781.59
106 | ECC | EL8 West Perim Spc (G.W1) | 1 | EXT | 0 | 1.56 | 343.9 | 1.07 | AIR-CHANGE | 0.08 | 11650.5 | 104854.5 | 18174.78
107 | ECC | EL8 South Perim Spc (G.S2) | 1 | EXT | -90 | 1.56 | 66.1 | 1.07 | AIR-CHANGE | 0.11 | 2238 | 20142 | 3491.28
108 | ECC | EL8 East Perim Spc (G.E3) | 1 | EXT | 180 | 1.56 | 343.9 | 1.07 | AIR-CHANGE | 0.08 | 11650.5 | 104854.5 | 18174.78
109 | ECC | EL8 North Perim Spc (G.N4) | 1 | EXT | 90 | 1.56 | 66.1 | 1.07 | AIR-CHANGE | 0.11 | 2238 | 20142 | 3491.28
110 | ECC | EL8 Core Spc (G.C5) | 1 | INT | 0 | 1.6 | 32 | 5 | AIR-CHANGE | 0.01 | 2397.3 | 21575.3 | 3835.68
111 | ECC | EL8 Core Spc (G.C6) | 1 | INT | 0 | 1.3 | 90.6 | 1.5 | AIR-CHANGE | 0.01 | 13585.2 | 122266.4 | 17660.76
112 | ECC | EL8 West Perim Plnm (G.W7) | 1 | EXT | 0 | 0 | 0 | 0 | AIR-CHANGE | 0.08 | 11650.5 | 46602 | 0
113 | ECC | EL8 South Perim Plnm (G.S8) | 1 | EXT | -90 | 0 | 0 | 0 | AIR-CHANGE | 0.11 | 2238 | 8952 | 0
114 | ECC | EL8 East Perim Plnm (G.E9) | 1 | EXT | 180 | 0 | 0 | 0 | AIR-CHANGE | 0.08 | 11650.5 | 46602 | 0
115 | ECC | EL8 North Perim Plnm (G.N10) | 1 | EXT | 90 | 0 | 0 | 0 | AIR-CHANGE | 0.11 | 2238 | 8952 | 0
116 | ECC | EL8 Core Plnm (G.C11) | 1 | INT | 0 | 0 | 0 | 0 | AIR-CHANGE | 0.02 | 2397.3 | 9589 | 0
117 | ECC | EL8 Core Plnm (G.C12) | 1 | INT | 0 | 0 | 0 | 0 | AIR-CHANGE | 0.02 | 13585.2 | 54340.6 | 0
121 | ECC | EL8 West Perim Spc (T.W13) | 1 | EXT | 0 | 1.56 | 343.9 | 1.07 | AIR-CHANGE | 0.08 | 11650.5 | 104854.5 | 18174.78
122 | ECC | EL8 South Perim Spc (T.S14) | 1 | EXT | -90 | 1.56 | 66.1 | 1.07 | AIR-CHANGE | 0.11 | 2238 | 20142 | 3491.28
123 | ECC | EL8 East Perim Spc (T.E15) | 1 | EXT | 180 | 1.56 | 343.9 | 1.07 | AIR-CHANGE | 0.08 | 11650.5 | 104854.5 | 18174.78
124 | ECC | EL8 North Perim Spc (T.N16) | 1 | EXT | 90 | 1.56 | 66.1 | 1.07 | AIR-CHANGE | 0.11 | 2238 | 20142 | 3491.28
125 | ECC | EL8 Core Spc (T.C17) | 1 | INT | 0 | 1.6 | 32 | 5 | AIR-CHANGE | 0.01 | 2397.3 | 21575.3 | 3835.68
126 | ECC | EL8 Core Spc (T.C18) | 1 | INT | 0 | 1.3 | 90.6 | 1.5 | AIR-CHANGE | 0.01 | 13585.2 | 122266.4 | 17660.76
127 | ECC | EL8 West Perim Plnm (T.W19) | 1 | EXT | 0 | 0 | 0 | 0 | AIR-CHANGE | 0.08 | 11650.5 | 46602 | 0
128 | ECC | EL8 South Perim Plnm (T.S20) | 1 | EXT | -90 | 0 | 0 | 0 | AIR-CHANGE | 0.11 | 2238 | 8952 | 0
129 | ECC | EL8 East Perim Plnm (T.E21) | 1 | EXT | 180 | 0 | 0 | 0 | AIR-CHANGE | 0.08 | 11650.5 | 46602 | 0
130 | ECC | EL8 North Perim Plnm (T.N22) | 1 | EXT | 90 | 0 | 0 | 0 | AIR-CHANGE | 0.11 | 2238 | 8952 | 0
131 | ECC | EL8 Core Plnm (T.C23) | 1 | EXT | 0 | 0 | 0 | 0 | AIR-CHANGE | 0.02 | 2397.3 | 9589 | 0
132 | ECC | EL8 Core Plnm (T.C24) | 1 | EXT | 0 | 0 | 0 | 0 | AIR-CHANGE | 0.02 | 13585.2 | 54340.6 | 0
134 | OfS | EL1 South Perim Spc (G.S1) | 1 | EXT | 0 | 1.27 | 5.1 | 1.35 | AIR-CHANGE | 0.18 | 1074 | 9666 | 1363.98
135 | OfS | EL1 East Perim Spc (G.E2) | 1 | EXT | -90 | 1.27 | 3.1 | 1.35 | AIR-CHANGE | 0.21 | 641.3 | 5771.3 | 814.451
136 | OfS | EL1 North Perim Spc (G.N3) | 1 | EXT | 180 | 1.27 | 5.1 | 1.35 | AIR-CHANGE | 0.18 | 1074 | 9666 | 1363.98
137 | OfS | EL1 West Perim Spc (G.W4) | 1 | EXT | 90 | 1.27 | 3.1 | 1.35 | AIR-CHANGE | 0.21 | 641.3 | 5771.3 | 814.451
138 | OfS | EL1 Core Spc (G.C5) | 1 | INT | 0 | 0.88 | 17.1 | 0.58 | AIR-CHANGE | 0.01 | 1570.6 | 14135.8 | 1382.128
139 | OfS | EL1 South Perim Plnm (G.S6) | 1 | EXT | 0 | 0 | 0 | 0 | AIR-CHANGE | 0.18 | 1074 | 3222 | 0
140 | OfS | EL1 East Perim Plnm (G.E7) | 1 | EXT | -90 | 0 | 0 | 0 | AIR-CHANGE | 0.21 | 641.3 | 1923.8 | 0
141 | OfS | EL1 North Perim Plnm (G.N8) | 1 | EXT | 180 | 0 | 0 | 0 | AIR-CHANGE | 0.18 | 1074 | 3222 | 0
142 | OfS | EL1 West Perim Plnm (G.W9) | 1 | EXT | 90 | 0 | 0 | 0 | AIR-CHANGE | 0.21 | 641.3 | 1923.8 | 0
143 | OfS | EL1 Core Plnm (G.C10) | 1 | INT | 0 | 0 | 0 | 0 | AIR-CHANGE | 0.02 | 1570.6 | 4711.9 | 0
147 | OfL | EL1 South Perim Spc (G.S1) | 1 | EXT | 0 | 1.1 | 14.7 | 0.5 | AIR-CHANGE | 0.17 | 2205 | 19845 | 2425.5
148 | OfL | EL1 East Perim Spc (G.E2) | 1 | EXT | -90 | 1.1 | 9.3 | 0.5 | AIR-CHANGE | 0.18 | 1395 | 12555 | 1534.5
149 | OfL | EL1 North Perim Spc (G.N3) | 1 | EXT | 180 | 1.1 | 14.7 | 0.5 | AIR-CHANGE | 0.17 | 2205 | 19845 | 2425.5
150 | OfL | EL1 West Perim Spc (G.W4) | 1 | EXT | 90 | 1.1 | 9.3 | 0.5 | AIR-CHANGE | 0.18 | 1395 | 12555 | 1534.5
151 | OfL | EL1 Core Spc (G.C5) | 1 | INT | 0 | 0.83 | 48 | 0.49 | AIR-CHANGE | 0.01 | 10296 | 92664 | 8545.68
152 | OfL | EL1 Plnm (G.6) | 1 | EXT | 0 | 0 | 0 | 0 | AIR-CHANGE | 0.07 | 17496 | 52488 | 0
156 | OfL | EL1 South Perim Spc (M.S7) | 8 | EXT | 0 | 1.3 | 13.6 | 1.48 | AIR-CHANGE | 0.17 | 2205 | 19845 | 22932
157 | OfL | EL1 East Perim Spc (M.E8) | 8 | EXT | -90 | 1.3 | 8.6 | 1.48 | AIR-CHANGE | 0.18 | 1395 | 12555 | 14508
158 | OfL | EL1 North Perim Spc (M.N9) | 8 | EXT | 180 | 1.3 | 13.6 | 1.48 | AIR-CHANGE | 0.17 | 2205 | 19845 | 22932
159 | OfL | EL1 West Perim Spc (M.W10) | 8 | EXT | 90 | 1.3 | 8.6 | 1.48 | AIR-CHANGE | 0.18 | 1395 | 12555 | 14508
160 | OfL | EL1 Core Spc (M.C11) | 8 | INT | 0 | 1.12 | 101.3 | 1.11 | AIR-CHANGE | 0.01 | 10296 | 92664 | 92252.16
161 | OfL | EL1 Plnm (M.12) | 8 | EXT | 0 | 0 | 0 | 0 | AIR-CHANGE | 0.07 | 17496 | 52488 | 0
165 | OfL | EL1 South Perim Spc (T.S13) | 1 | EXT | 0 | 1.3 | 13.6 | 1.48 | AIR-CHANGE | 0.17 | 2205 | 19845 | 2866.5
166 | OfL | EL1 East Perim Spc (T.E14) | 1 | EXT | -90 | 1.3 | 8.6 | 1.48 | AIR-CHANGE | 0.18 | 1395 | 12555 | 1813.5
167 | OfL | EL1 North Perim Spc (T.N15) | 1 | EXT | 180 | 1.3 | 13.6 | 1.48 | AIR-CHANGE | 0.17 | 2205 | 19845 | 2866.5
168 | OfL | EL1 West Perim Spc (T.W16) | 1 | EXT | 90 | 1.3 | 8.6 | 1.48 | AIR-CHANGE | 0.18 | 1395 | 12555 | 1813.5
169 | OfL | EL1 Core Spc (T.C17) | 1 | INT | 0 | 1.12 | 101.3 | 1.11 | AIR-CHANGE | 0.01 | 10296 | 92664 | 11531.52
170 | OfL | EL1 Plnm (T.18) | 1 | EXT | 0 | 0 | 0 | 0 | AIR-CHANGE | 0.07 | 17496 | 52488 | 0
174 | Nrs | EL1 West Perim Spc (G.W1) | 1 | EXT | 0 | 1.2 | 279.9 | 0.5 | AIR-CHANGE | 0.1 | 6297 | 81861.6 | 7556.4
175 | Nrs | EL1 East Perim Spc (G.E2) | 1 | EXT | -90 | 1.7 | 9 | 3.96 | AIR-CHANGE | 0.13 | 2699.1 | 35088.5 | 4588.47
179 | Nrs | EL2 Core Spc (G.C1) | 1 | INT | 0 | 1.3 | 26 | 1.5 | AIR-CHANGE | 0.01 | 3898.2 | 35083.9 | 5067.66
180 | Nrs | EL2 South Perim Spc (G.S2) | 1 | EXT | 0 | 1.3 | 37 | 1.5 | AIR-CHANGE | 0.13 | 5547.4 | 49927 | 7211.62
181 | Nrs | EL2 North Perim Spc (G.N3) | 1 | EXT | 180 | 1.3 | 37 | 1.5 | AIR-CHANGE | 0.13 | 5547.4 | 49927 | 7211.62
182 | Nrs | EL2 Plnm (G.4) | 1 | EXT | 0 | 0 | 0 | 0 | AIR-CHANGE | 0.02 | 14993.1 | 59972.4 | 0
186 | Nrs | EL3 West Perim Spc (G.W1) | 1 | EXT | 0 | 1.3 | 10.4 | 1.5 | AIR-CHANGE | 0.04 | 1560.1 | 14041.2 | 2028.13
187 | Nrs | EL3 South Perim Spc (G.S2) | 1 | EXT | 0 | 1.3 | 14.8 | 1.5 | AIR-CHANGE | 0.16 | 2219.6 | 19976 | 2885.48
188 | Nrs | EL3 North Perim Spc (G.N3) | 1 | EXT | 180 | 1.3 | 14.8 | 1.5 | AIR-CHANGE | 0.16 | 2219.6 | 19976 | 2885.48
189 | Nrs | EL3 Plnm (G.4) | 1 | EXT | 0 | 0 | 0 | 0 | AIR-CHANGE | 0.13 | 5999.2 | 23997 | 0
193 | Nrs | EL4 North Perim Spc (G.N1) | 1 | EXT | 180 | 0.5 | 133.5 | 0.5 | AIR-CHANGE | 0.1 | 13351.1 | 120159.6 | 6675.55
194 | Nrs | EL4 South Perim Spc (G.S2) | 1 | EXT | 0 | 0.5 | 133.2 | 0.5 | AIR-CHANGE | 0.1 | 13323.3 | 119909.6 | 6661.65
195 | Nrs | EL4 Core Spc (G.C3) | 1 | EXT | 0 | 0.6 | 22.2 | 0.2 | AIR-CHANGE | 0.01 | 3328 | 29952.4 | 1996.8
196 | Nrs | EL4 Plnm (G.4) | 1 | EXT | 0 | 0 | 0 | 0 | AIR-CHANGE | 0.09 | 30002.4 | 120009.6 | 0
200 | Htl | EL1 West Perim Spc (G.W1) | 1 | EXT | 0 | 0.9 | 27.4 | 3 | AIR-CHANGE | 0.11 | 4109.4 | 36984.6 | 3698.46
201 | Htl | EL1 East Perim Spc (G.E2) | 1 | EXT | -90 | 1.3 | 27.4 | 1.5 | AIR-CHANGE | 0.11 | 4109.4 | 36984.6 | 5342.22
202 | Htl | EL1 Plnm (G.3) | 1 | EXT | 0 | 0 | 0 | 0 | AIR-CHANGE | 0.11 | 8218.8 | 24656.4 | 0
206 | Htl | EL2 West Perim Spc (G.W1) | 1 | EXT | 0 | 1.7 | 54.8 | 0.5 | AIR-CHANGE | 0.11 | 8218.8 | 98625.6 | 13971.96
210 | Htl | EL3 West Perim Spc (G.W1) | 1 | EXT | 0 | 1.7 | 2.5 | 2.72 | AIR-CHANGE | 0.33 | 749.7 | 8997 | 1274.49
214 | Htl | EL4 East Perim Spc (G.E1) | 1 | EXT | -90 | 1.2 | 55.6 | 0.5 | AIR-CHANGE | 0.21 | 1250.1 | 11250.7 | 1500.12
215 | Htl | EL4 West Perim Spc (G.W2) | 1 | EXT | 0 | 1.1 | 35.5 | 1 | AIR-CHANGE | 0.24 | 799.3 | 7194 | 879.23
216 | Htl | EL4 Plnm (G.3) | 1 | EXT | 0 | 0 | 0 | 0 | AIR-CHANGE | 0.22 | 2049.4 | 6148.2 | 0
220 | Htl | EL5 North Perim Spc (G.N1) | 1 | EXT | 180 | 0.5 | 18.3 | 0.5 | AIR-CHANGE | 0.1 | 5490.8 | 43926.5 | 2745.4
221 | Htl | EL5 SSW Perim Spc (G.SSW2) | 1 | EXT | 0 | 0.5 | 6.1 | 0.5 | AIR-CHANGE | 0.13 | 1825.1 | 14600.9 | 912.55
222 | Htl | EL5 NNW Perim Spc (G.NNW3) | 1 | EXT | 90 | 0.5 | 6.1 | 0.5 | AIR-CHANGE | 0.13 | 1825.1 | 14600.9 | 912.55
223 | Htl | EL5 South Perim Spc (G.S4) | 1 | EXT | -90 | 0.5 | 18.3 | 0.5 | AIR-CHANGE | 0.11 | 5475.6 | 43804.7 | 2737.8
224 | Htl | EL5 Core Spc (G.C5) | 1 | EXT | 0 | 0.6 | 12.2 | 0.2 | AIR-CHANGE | 0.01 | 1823.7 | 14589.2 | 1094.22
225 | Htl | EL5 North Perim Plnm (G.N6) | 1 | EXT | 180 | 0 | 0 | 0 | AIR-CHANGE | 0.1 | 5490.8 | 8236.2 | 0
226 | Htl | EL5 SSW Perim Plnm (G.SSW7) | 1 | EXT | 0 | 0 | 0 | 0 | AIR-CHANGE | 0.13 | 1825.1 | 2737.7 | 0
227 | Htl | EL5 NNW Perim Plnm (G.NNW8) | 1 | EXT | 90 | 0 | 0 | 0 | AIR-CHANGE | 0.13 | 1825.1 | 2737.7 | 0
228 | Htl | EL5 South Perim Plnm (G.S9) | 1 | EXT | -90 | 0 | 0 | 0 | AIR-CHANGE | 0.11 | 5475.6 | 8213.4 | 0
229 | Htl | EL5 Core Plnm (G.C10) | 1 | EXT | 0 | 0 | 0 | 0 | AIR-CHANGE | 0.04 | 1823.7 | 2735.5 | 0
233 | Htl | EL5 North Perim Spc (M.N11) | 9 | EXT | 180 | 0.5 | 18.3 | 0.5 | AIR-CHANGE | 0.1 | 5490.8 | 43926.5 | 24708.6
234 | Htl | EL5 SSW Perim Spc (M.SSW12) | 9 | EXT | 0 | 0.5 | 6.1 | 0.5 | AIR-CHANGE | 0.13 | 1825.1 | 14600.9 | 8212.95
235 | Htl | EL5 NNW Perim Spc (M.NNW13) | 9 | EXT | 90 | 0.5 | 6.1 | 0.5 | AIR-CHANGE | 0.13 | 1825.1 | 14600.9 | 8212.95
236 | Htl | EL5 South Perim Spc (M.S14) | 9 | EXT | -90 | 0.5 | 18.3 | 0.5 | AIR-CHANGE | 0.11 | 5475.6 | 43804.7 | 24640.2
237 | Htl | EL5 Core Spc (M.C15) | 9 | EXT | 0 | 0.6 | 12.2 | 0.2 | AIR-CHANGE | 0.01 | 1823.7 | 14589.2 | 9847.98
238 | Htl | EL5 North Perim Plnm (M.N16) | 9 | EXT | 180 | 0 | 0 | 0 | AIR-CHANGE | 0.1 | 5490.8 | 8236.2 | 0
239 | Htl | EL5 SSW Perim Plnm (M.SSW17) | 9 | EXT | 0 | 0 | 0 | 0 | AIR-CHANGE | 0.13 | 1825.1 | 2737.7 | 0
240 | Htl | EL5 NNW Perim Plnm (M.NNW18) | 9 | EXT | 90 | 0 | 0 | 0 | AIR-CHANGE | 0.13 | 1825.1 | 2737.7 | 0
241 | Htl | EL5 South Perim Plnm (M.S19) | 9 | EXT | -90 | 0 | 0 | 0 | AIR-CHANGE | 0.11 | 5475.6 | 8213.4 | 0
242 | Htl | EL5 Core Plnm (M.C20) | 9 | EXT | 0 | 0 | 0 | 0 | AIR-CHANGE | 0.04 | 1823.7 | 2735.5 | 0
246 | Htl | EL5 North Perim Spc (T.N21) | 1 | EXT | 180 | 0.5 | 18.3 | 0.5 | AIR-CHANGE | 0.1 | 5490.8 | 43926.5 | 2745.4
251 | Htl | EL5 SSW Perim Spc (T.SSW22) | 1 | EXT | 0 | 0.5 | 6.1 | 0.5 | AIR-CHANGE | 0.13 | 1825.1 | 14600.9 | 912.55
252 | Htl | EL5 NNW Perim Spc (T.NNW23) | 1 | EXT | 90 | 0.5 | 6.1 | 0.5 | AIR-CHANGE | 0.13 | 1825.1 | 14600.9 | 912.55
253 | Htl | EL5 South Perim Spc (T.S24) | 1 | EXT | -90 | 0.5 | 18.3 | 0.5 | AIR-CHANGE | 0.11 | 5475.6 | 43804.7 | 2737.8
254 | Htl | EL5 Core Spc (T.C25) | 1 | EXT | 0 | 0.6 | 12.2 | 0.2 | AIR-CHANGE | 0.01 | 1823.7 | 14589.2 | 1094.22
255 | Htl | EL5 North Perim Plnm (T.N26) | 1 | EXT | 180 | 0 | 0 | 0 | AIR-CHANGE | 0.1 | 5490.8 | 8236.2 | 0
256 | Htl | EL5 SSW Perim Plnm (T.SSW27) | 1 | EXT | 0 | 0 | 0 | 0 | AIR-CHANGE | 0.13 | 1825.1 | 2737.7 | 0
257 | Htl | EL5 NNW Perim Plnm (T.NNW28) | 1 | EXT | 90 | 0 | 0 | 0 | AIR-CHANGE | 0.13 | 1825.1 | 2737.7 | 0
258 | Htl | EL5 South Perim Plnm (T.S29) | 1 | EXT | -90 | 0 | 0 | 0 | AIR-CHANGE | 0.11 | 5475.6 | 8213.4 | 0
259 | Htl | EL5 Core Plnm (T.C30) | 1 | EXT | 0 | 0 | 0 | 0 | AIR-CHANGE | 0.04 | 1823.7 | 2735.5 | 0
264 | Hsp | EL1 North Perim Spc (G.N1) | 1 | EXT | 180 | 1.2 | 111 | 0.5 | AIR-CHANGE | 0.2 | 2497.9 | 32472.8 | 2997.48
265 | Hsp | EL1 South Perim Spc (G.S2) | 1 | EXT | 0 | 1.2 | 83.3 | 0.5 | AIR-CHANGE | 0.21 | 1873.6 | 24356.3 | 2248.32
266 | Hsp | EL1 West Perim Spc (G.W3) | 1 | EXT | 0 | 1.7 | 6.2 | 4.34 | AIR-CHANGE | 0.17 | 1873.3 | 24352.9 | 3184.61
270 | Hsp | EL2 East Perim Spc (G.E1) | 1 | EXT | -90 | 1.3 | 39.6 | 1.5 | AIR-CHANGE | 0.11 | 5937 | 59369.6 | 7718.1
271 | Hsp | EL2 SSW Perim Spc (G.SSW2) | 1 | EXT | 0 | 1.5 | 20.6 | 1.5 | AIR-CHANGE | 0.13 | 1544.3 | 15442.8 | 2316.45
272 | Hsp | EL2 NNW Perim Spc (G.NNW3) | 1 | EXT | 90 | 1.5 | 20.6 | 1.5 | AIR-CHANGE | 0.13 | 1544.3 | 15442.8 | 2316.45
273 | Hsp | EL2 West Perim Spc (G.W4) | 1 | INT | 0 | 1.5 | 153.1 | 1.5 | AIR-CHANGE | 0.04 | 11481.8 | 114818.4 | 17222.7
274 | Hsp | EL2 South Perim Spc (G.S5) | 1 | EXT | 0 | 1.3 | 40 | 1.5 | AIR-CHANGE | 0.09 | 5997.1 | 59971.4 | 7796.23
275 | Hsp | EL2 North Perim Spc (G.N6) | 1 | EXT | 180 | 1.3 | 40 | 1.5 | AIR-CHANGE | 0.09 | 5997.1 | 59971.4 | 7796.23
276 | Hsp | EL2 Core Spc (G.C7) | 1 | INT | 0 | 1.3 | 297.3 | 1.5 | AIR-CHANGE | 0.01 | 44589.3 | 445893.1 | 57966.09
277 | Hsp | EL2 East Perim Plnm (G.E8) | 1 | EXT | -90 | 0 | 0 | 0 | AIR-CHANGE | 0.11 | 5937 | 17810.9 | 0
278 | Hsp | EL2 SSW Perim Plnm (G.SSW9) | 1 | EXT | 0 | 0 | 0 | 0 | AIR-CHANGE | 0.13 | 1544.3 | 4632.8 | 0
279 | Hsp | EL2 NNW Perim Plnm (G.NNW10) | 1 | EXT | 90 | 0 | 0 | 0 | AIR-CHANGE | 0.13 | 1544.3 | 4632.8 | 0
280 | Hsp | EL2 West Perim Plnm (G.W11) | 1 | INT | 0 | 0 | 0 | 0 | AIR-CHANGE | 0.04 | 11481.8 | 34445.5 | 0
281 | Hsp | EL2 South Perim Plnm (G.S12) | 1 | EXT | 0 | 0 | 0 | 0 | AIR-CHANGE | 0.09 | 5997.1 | 17991.4 | 0
282 | Hsp | EL2 North Perim Plnm (G.N13) | 1 | EXT | 180 | 0 | 0 | 0 | AIR-CHANGE | 0.09 | 5997.1 | 17991.4 | 0
283 | Hsp | EL2 Core Plnm (G.C14) | 1 | INT | 0 | 0 | 0 | 0 | AIR-CHANGE | 0.02 | 44589.3 | 133767.9 | 0
287 | Hsp | EL3 East Perim Spc (G.E1) | 1 | EXT | -90 | 1.4 | 78.9 | 1.5 | AIR-CHANGE | 0.11 | 5916.1 | 59160.7 | 8282.54
288 | Hsp | EL3 West Perim Spc (G.W2) | 1 | EXT | 0 | 1.3 | 39.4 | 1.5 | AIR-CHANGE | 0.11 | 5916.1 | 59160.7 | 7690.93
289 | Hsp | EL3 North Perim Spc (G.N3) | 1 | EXT | 180 | 1.3 | 15.8 | 1.5 | AIR-CHANGE | 0.09 | 2375.8 | 23758.5 | 3088.54
290 | Hsp | EL3 South Perim Spc (G.S4) | 1 | EXT | 0 | 1.3 | 15.8 | 1.5 | AIR-CHANGE | 0.09 | 2375.8 | 23758.5 | 3088.54
291 | Hsp | EL3 Core Spc (G.C5) | 1 | INT | 0 | 1.3 | 117.8 | 1.5 | AIR-CHANGE | 0.01 | 17665.7 | 176657.3 | 22965.41
292 | Hsp | EL3 North Perim Spc (G.N6) | 1 | EXT | 180 | 1.4 | 69.4 | 1.5 | AIR-CHANGE | 0.09 | 5201.8 | 52018.4 | 7282.52
293 | Hsp | EL3 South Perim Spc (G.S7) | 1 | EXT | 0 | 1.4 | 69.4 | 1.5 | AIR-CHANGE | 0.09 | 5201.8 | 52018.4 | 7282.52
294 | Hsp | EL3 Core Spc (G.C8) | 1 | INT | 0 | 1.4 | 515.7 | 1.5 | AIR-CHANGE | 0.01 | 38678.5 | 386784.9 | 54149.9
295 | Hsp | EL3 East Perim Plnm (G.E9) | 1 | EXT | -90 | 0 | 0 | 0 | AIR-CHANGE | 0.11 | 5916.1 | 17748.2 | 0
296 | Hsp | EL3 West Perim Plnm (G.W10) | 1 | EXT | 0 | 0 | 0 | 0 | AIR-CHANGE | 0.11 | 5916.1 | 17748.2 | 0
297 | Hsp | EL3 North Perim Plnm (G.N11) | 1 | EXT | 180 | 0 | 0 | 0 | AIR-CHANGE | 0.09 | 2375.8 | 7127.5 | 0
298 | Hsp | EL3 South Perim Plnm (G.S12) | 1 | EXT | 0 | 0 | 0 | 0 | AIR-CHANGE | 0.09 | 2375.8 | 7127.5 | 0
299 | Hsp | EL3 Core Plnm (G.C13) | 1 | INT | 0 | 0 | 0 | 0 | AIR-CHANGE | 0.02 | 17665.7 | 52997.2 | 0
300 | Hsp | EL3 North Perim Plnm (G.N14) | 1 | EXT | 180 | 0 | 0 | 0 | AIR-CHANGE | 0.09 | 5201.8 | 15605.5 | 0
301 | Hsp | EL3 South Perim Plnm (G.S15) | 1 | EXT | 0 | 0 | 0 | 0 | AIR-CHANGE | 0.09 | 5201.8 | 15605.5 | 0
302 | Hsp | EL3 Core Plnm (G.C16) | 1 | INT | 0 | 0 | 0 | 0 | AIR-CHANGE | 0.02 | 38678.5 | 116035.5 | 0
306 | Hsp | EL4 East Perim Spc (G.E1) | 1 | EXT | -90 | 1.5 | 78.9 | 1.5 | AIR-CHANGE | 0.11 | 5916.1 | 59160.7 | 8874.15
307 | Hsp | EL4 West Perim Spc (G.W2) | 1 | EXT | 0 | 1.4 | 59.2 | 1.5 | AIR-CHANGE | 0.11 | 5916.1 | 59160.7 | 8282.54
312 | Hsp | EL4 North Perim Spc (G.N3) | 1 | EXT | 180 | 1.4 | 36.1 | 1.5 | AIR-CHANGE | 0.09 | 3612.1 | 36121.1 | 5056.94
313 | Hsp | EL4 South Perim Spc (G.S4) | 1 | EXT | 0 | 1.4 | 36.1 | 1.5 | AIR-CHANGE | 0.09 | 3612.1 | 36121.1 | 5056.94
314 | Hsp | EL4 Core Spc (G.C5) | 1 | INT | 0 | 1.4 | 268.6 | 1.5 | AIR-CHANGE | 0.01 | 26858 | 268580 | 37601.2
315 | Hsp | EL4 North Perim Spc (G.N6) | 1 | EXT | 180 | 1.5 | 52.9 | 1.5 | AIR-CHANGE | 0.09 | 3965.6 | 39655.8 | 5948.4
316 | Hsp | EL4 South Perim Spc (G.S7) | 1 | EXT | 0 | 1.5 | 52.9 | 1.5 | AIR-CHANGE | 0.09 | 3965.6 | 39655.8 | 5948.4
317 | Hsp | EL4 Core Spc (G.C8) | 1 | INT | 0 | 1.5 | 393.1 | 1.5 | AIR-CHANGE | 0.01 | 29486.2 | 294862.2 | 44229.3
318 | Hsp | EL4 East Perim Plnm (G.E9) | 1 | EXT | -90 | 0 | 0 | 0 | AIR-CHANGE | 0.11 | 5916.1 | 17748.2 | 0
319 | Hsp | EL4 West Perim Plnm (G.W10) | 1 | EXT | 0 | 0 | 0 | 0 | AIR-CHANGE | 0.11 | 5916.1 | 17748.2 | 0
320 | Hsp | EL4 North Perim Plnm (G.N11) | 1 | EXT | 180 | 0 | 0 | 0 | AIR-CHANGE | 0.09 | 3612.1 | 10836.3 | 0
321 | Hsp | EL4 South Perim Plnm (G.S12) | 1 | EXT | 0 | 0 | 0 | 0 | AIR-CHANGE | 0.09 | 3612.1 | 10836.3 | 0
322 | Hsp | EL4 Core Plnm (G.C13) | 1 | EXT | 0 | 0 | 0 | 0 | AIR-CHANGE | 0.02 | 26858 | 80574 | 0
323 | Hsp | EL4 North Perim Plnm (G.N14) | 1 | EXT | 180 | 0 | 0 | 0 | AIR-CHANGE | 0.09 | 3965.6 | 11896.7 | 0
324 | Hsp | EL4 South Perim Plnm (G.S15) | 1 | EXT | 0 | 0 | 0 | 0 | AIR-CHANGE | 0.09 | 3965.6 | 11896.7 | 0
325 | Hsp | EL4 Core Plnm (G.C16) | 1 | EXT | 0 | 0 | 0 | 0 | AIR-CHANGE | 0.02 | 29486.2 | 88458.7 | 0
1000 | Hsp | EL4 East Perim Spc (G.E1) | 1 | EXT | -90 | 1.5 | 78.9 | 1.5 | AIR-CHANGE | 0.11 | 5916.1 | 59160.7 | 8874.15
1001 | Hsp | EL4 West Perim Spc (G.W2) | 1 | EXT | 0 | 1.4 | 59.2 | 1.5 | AIR-CHANGE | 0.11 | 5916.1 | 59160.7 | 8282.54
329 | EUn | E1 West Perim Spc (G.W1) | 1 | EXT | 0 | 1 | 133.3 | 1 | AIR-CHANGE | 0.07 | 19998.2 | 199981.6 | 19998.2
330 | EUn | E1 Plnm (G.2) | 1 | EXT | 0 | 0 | 0 | 0 | AIR-CHANGE | 0.07 | 19998.2 | 79992.6 | 0
334 | EUn | E2 West Perim Spc (G.W1) | 1 | INT | 0 | 1.6 | 870.5 | 1 | AIR-CHANGE | 0.03 | 26114.8 | 261148.3 | 41783.68
335 | EUn | E2 South Perim Spc (G.S2) | 1 | EXT | 0 | 1.6 | 171 | 1 | AIR-CHANGE | 0.1 | 5128.9 | 51289 | 8206.24
336 | EUn | E2 North Perim Spc (G.N3) | 1 | EXT | 180 | 1.6 | 171 | 1 | AIR-CHANGE | 0.1 | 5128.9 | 51289 | 8206.24
337 | EUn | E2 Plnm (G.4) | 1 | EXT | 0 | 0 | 0 | 0 | AIR-CHANGE | 0.05 | 36372.6 | 145490.5 | 0
341 | EUn | E3 South Perim Spc (G.S1) | 1 | EXT | 0 | 1.2 | 266.9 | 0.5 | AIR-CHANGE | 0.13 | 6005.3 | 84074.8 | 7206.36
342 | EUn | E3 North Perim Spc (G.N2) | 1 | EXT | 180 | 1.7 | 8.7 | 3.36 | AIR-CHANGE | 0.15 | 2623.2 | 36724.6 | 4459.44
346 | EUn | E4 South Perim Spc (G.S1) | 1 | EXT | 0 | 1.6 | 182.2 | 1 | AIR-CHANGE | 0.09 | 5464.5 | 54645 | 8743.2
347 | EUn | E4 East Perim Spc (G.E2) | 1 | EXT | -90 | 1.6 | 182.2 | 1 | AIR-CHANGE | 0.09 | 5464.5 | 54645 | 8743.2
348 | EUn | E4 North Perim Spc (G.N3) | 1 | EXT | 180 | 1.6 | 182.2 | 1 | AIR-CHANGE | 0.09 | 5464.5 | 54645 | 8743.2
349 | EUn | E4 West Perim Spc (G.W4) | 1 | EXT | 90 | 1.6 | 182.2 | 1 | AIR-CHANGE | 0.09 | 5464.5 | 54645 | 8743.2
350 | EUn | E4 Core Spc (G.C5) | 1 | INT | 0 | 1.6 | 30.9 | 5 | AIR-CHANGE | 0.01 | 2315.7 | 23157.2 | 3705.12
351 | EUn | E4 Core Spc (G.C6) | 1 | INT | 0 | 1.33 | 190.9 | 1.45 | AIR-CHANGE | 0.01 | 20833.9 | 208339 | 27709.087
352 | EUn | E4 South Perim Plnm (G.S7) | 1 | EXT | 0 | 0 | 0 | 0 | AIR-CHANGE | 0.09 | 5464.5 | 21858 | 0
353 | EUn | E4 East Perim Plnm (G.E8) | 1 | EXT | -90 | 0 | 0 | 0 | AIR-CHANGE | 0.09 | 5464.5 | 21858 | 0
354 | EUn | E4 North Perim Plnm (G.N9) | 1 | EXT | 180 | 0 | 0 | 0 | AIR-CHANGE | 0.09 | 5464.5 | 21858 | 0
355 | EUn | E4 West Perim Plnm (G.W10) | 1 | EXT | 90 | 0 | 0 | 0 | AIR-CHANGE | 0.09 | 5464.5 | 21858 | 0
356 | EUn | E4 Core Plnm (G.C11) | 1 | INT | 0 | 0 | 0 | 0 | AIR-CHANGE | 0.02 | 2315.7 | 9262.9 | 0
357 | EUn | E4 Core Plnm (G.C12) | 1 | INT | 0 | 0 | 0 | 0 | AIR-CHANGE | 0.02 | 20833.9 | 83335.6 | 0
361 | EUn | E4 South Perim Spc (M.S13) | 1 | EXT | 0 | 1.6 | 182.2 | 1 | AIR-CHANGE | 0.09 | 5464.5 | 54645 | 8743.2
362 | EUn | E4 East Perim Spc (M.E14) | 1 | EXT | -90 | 1.6 | 182.2 | 1 | AIR-CHANGE | 0.09 | 5464.5 | 54645 | 8743.2
363 | EUn | E4 North Perim Spc (M.N15) | 1 | EXT | 180 | 1.6 | 182.2 | 1 | AIR-CHANGE | 0.09 | 5464.5 | 54645 | 8743.2
364 | EUn | E4 West Perim Spc (M.W16) | 1 | EXT | 90 | 1.6 | 182.2 | 1 | AIR-CHANGE | 0.09 | 5464.5 | 54645 | 8743.2
365 | EUn | E4 Core Spc (M.C17) | 1 | INT | 0 | 1.6 | 30.9 | 5 | AIR-CHANGE | 0.01 | 2315.7 | 23157.2 | 3705.12
366 | EUn | E4 Core Spc (M.C18) | 1 | INT | 0 | 1.33 | 190.9 | 1.45 | AIR-CHANGE | 0.01 | 20833.9 | 208339 | 27709.087
367 | EUn | E4 South Perim Plnm (M.S19) | 1 | EXT | 0 | 0 | 0 | 0 | AIR-CHANGE | 0.09 | 5464.5 | 21858 | 0
368 | EUn | E4 East Perim Plnm (M.E20) | 1 | EXT | -90 | 0 | 0 | 0 | AIR-CHANGE | 0.09 | 5464.5 | 21858 | 0
369 | EUn | E4 North Perim Plnm (M.N21) | 1 | EXT | 180 | 0 | 0 | 0 | AIR-CHANGE | 0.09 | 5464.5 | 21858 | 0
370 | EUn | E4 West Perim Plnm (M.W22) | 1 | EXT | 90 | 0 | 0 | 0 | AIR-CHANGE | 0.09 | 5464.5 | 21858 | 0
371 | EUn | E4 Core Plnm (M.C23) | 1 | INT | 0 | 0 | 0 | 0 | AIR-CHANGE | 0.02 | 2315.7 | 9262.9 | 0
372 | EUn | E4 Core Plnm (M.C24) | 1 | INT | 0 | 0 | 0 | 0 | AIR-CHANGE | 0.02 | 20833.9 | 83335.6 | 0
380 | EUn | E4 South Perim Spc (T.S25) | 1 | EXT | 0 | 1.6 | 182.2 | 1 | AIR-CHANGE | 0.09 | 5464.5 | 54645 | 8743.2
381 | EUn | E4 East Perim Spc (T.E26) | 1 | EXT | -90 | 1.6 | 182.2 | 1 | AIR-CHANGE | 0.09 | 5464.5 | 54645 | 8743.2
382 | EUn | E4 North Perim Spc (T.N27) | 1 | EXT | 180 | 1.6 | 182.2 | 1 | AIR-CHANGE | 0.09 | 5464.5 | 54645 | 8743.2
383 | EUn | E4 West Perim Spc (T.W28) | 1 | EXT | 90 | 1.6 | 182.2 | 1 | AIR-CHANGE | 0.09 | 5464.5 | 54645 | 8743.2
384 | EUn | E4 Core Spc (T.C29) | 1 | INT | 0 | 1.6 | 30.9 | 5 | AIR-CHANGE | 0.01 | 2315.7 | 23157.2 | 3705.12
385 | EUn | E4 Core Spc (T.C30) | 1 | INT | 0 | 1.33 | 190.9 | 1.45 | AIR-CHANGE | 0.01 | 20833.9 | 208339 | 27709.087
386 | EUn | E4 South Perim Plnm (T.S31) | 1 | EXT | 0 | 0 | 0 | 0 | AIR-CHANGE | 0.09 | 5464.5 | 21858 | 0
387 | EUn | E4 East Perim Plnm (T.E32) | 1 | EXT | -90 | 0 | 0 | 0 | AIR-CHANGE | 0.09 | 5464.5 | 21858 | 0
388 | EUn | E4 North Perim Plnm (T.N33) | 1 | EXT | 180 | 0 | 0 | 0 | AIR-CHANGE | 0.09 | 5464.5 | 21858 | 0
389 | EUn | E4 West Perim Plnm (T.W34) | 1 | EXT | 90 | 0 | 0 | 0 | AIR-CHANGE | 0.09 | 5464.5 | 21858 | 0
390 | EUn | E4 Core Plnm (T.C35) | 1 | EXT | 0 | 0 | 0 | 0 | AIR-CHANGE | 0.02 | 2315.7 | 9262.9 | 0
391 | EUn | E4 Core Plnm (T.C36) | 1 | EXT | 0 | 0 | 0 | 0 | AIR-CHANGE | 0.02 | 20833.9 | 83335.6 | 0
395 | EUn | E5 North Perim Spc (G.N1) | 1 | EXT | 0 | 1 | 133.3 | 1 | AIR-CHANGE | 0.07 | 19998.2 | 199981.6 | 19998.2
396 | EUn | E5 Plnm (G.2) | 1 | EXT | 0 | 0 | 0 | 0 | AIR-CHANGE | 0.07 | 19998.2 | 79992.6 | 0
400 | EUn | E6 North Perim Spc (G.N1) | 1 | INT | 0 | 1.6 | 870.5 | 1 | AIR-CHANGE | 0.03 | 26114.8 | 261148.3 | 41783.68
401 | EUn | E6 West Perim Spc (G.W2) | 1 | EXT | 0 | 1.6 | 171 | 1 | AIR-CHANGE | 0.1 | 5128.9 | 51289 | 8206.24
402 | EUn | E6 East Perim Spc (G.E3) | 1 | EXT | 180 | 1.6 | 171 | 1 | AIR-CHANGE | 0.1 | 5128.9 | 51289 | 8206.24
403 | EUn | E6 Plnm (G.4) | 1 | EXT | 0 | 0 | 0 | 0 | AIR-CHANGE | 0.05 | 36372.6 | 145490.5 | 0
407 | EUn | E7 West Perim Spc (G.W1) | 1 | EXT | 0 | 1.2 | 266.9 | 0.5 | AIR-CHANGE | 0.13 | 6005.3 | 84074.8 | 7206.36
408 | EUn | E7 East Perim Spc (G.E2) | 1 | EXT | 180 | 1.7 | 8.7 | 3.36 | AIR-CHANGE | 0.15 | 2623.2 | 36724.6 | 4459.44
412 | EUn | E8 West Perim Spc (G.W1) | 1 | EXT | 0 | 1.6 | 182.2 | 1 | AIR-CHANGE | 0.09 | 5464.5 | 54645 | 8743.2
413 | EUn | E8 South Perim Spc (G.S2) | 1 | EXT | -90 | 1.6 | 182.2 | 1 | AIR-CHANGE | 0.09 | 5464.5 | 54645 | 8743.2
414 | EUn | E8 East Perim Spc (G.E3) | 1 | EXT | 180 | 1.6 | 182.2 | 1 | AIR-CHANGE | 0.09 | 5464.5 | 54645 | 8743.2
415 | EUn | E8 North Perim Spc (G.N4) | 1 | EXT | 90 | 1.6 | 182.2 | 1 | AIR-CHANGE | 0.09 | 5464.5 | 54645 | 8743.2
416 | EUn | E8 Core Spc (G.C5) | 1 | INT | 0 | 1.6 | 30.9 | 5 | AIR-CHANGE | 0.01 | 2315.7 | 23157.2 | 3705.12
417 | EUn | E8 Core Spc (G.C6) | 1 | INT | 0 | 1.33 | 190.9 | 1.45 | AIR-CHANGE | 0.01 | 20833.9 | 208339 | 27709.087
418 | EUn | E8 West Perim Plnm (G.W7) | 1 | EXT | 0 | 0 | 0 | 0 | AIR-CHANGE | 0.09 | 5464.5 | 21858 | 0
419 | EUn | E8 South Perim Plnm (G.S8) | 1 | EXT | -90 | 0 | 0 | 0 | AIR-CHANGE | 0.09 | 5464.5 | 21858 | 0
420 | EUn | E8 East Perim Plnm (G.E9) | 1 | EXT | 180 | 0 | 0 | 0 | AIR-CHANGE | 0.09 | 5464.5 | 21858 | 0
421 | EUn | E8 North Perim Plnm (G.N10) | 1 | EXT | 90 | 0 | 0 | 0 | AIR-CHANGE | 0.09 | 5464.5 | 21858 | 0
422 | EUn | E8 Core Plnm (G.C11) | 1 | INT | 0 | 0 | 0 | 0 | AIR-CHANGE | 0.02 | 2315.7 | 9262.9 | 0
423 | EUn | E8 Core Plnm (G.C12) | 1 | INT | 0 | 0 | 0 | 0 | AIR-CHANGE | 0.02 | 20833.9 | 83335.6 | 0
427 | EUn | E8 West Perim Spc (M.W13) | 1 | EXT | 0 | 1.6 | 182.2 | 1 | AIR-CHANGE | 0.09 | 5464.5 | 54645 | 8743.2
428 | EUn | E8 South Perim Spc (M.S14) | 1 | EXT | -90 | 1.6 | 182.2 | 1 | AIR-CHANGE | 0.09 | 5464.5 | 54645 | 8743.2
429 | EUn | E8 East Perim Spc (M.E15) | 1 | EXT | 180 | 1.6 | 182.2 | 1 | AIR-CHANGE | 0.09 | 5464.5 | 54645 | 8743.2
430 | EUn | E8 North Perim Spc (M.N16) | 1 | EXT | 90 | 1.6 | 182.2 | 1 | AIR-CHANGE | 0.09 | 5464.5 | 54645 | 8743.2
431 | EUn | E8 Core Spc (M.C17) | 1 | INT | 0 | 1.6 | 30.9 | 5 | AIR-CHANGE | 0.01 | 2315.7 | 23157.2 | 3705.12
432 | EUn | E8 Core Spc (M.C18) | 1 | INT | 0 | 1.33 | 190.9 | 1.45 | AIR-CHANGE | 0.01 | 20833.9 | 208339 | 27709.087
433 | EUn | E8 West Perim Plnm (M.W19) | 1 | EXT | 0 | 0 | 0 | 0 | AIR-CHANGE | 0.09 | 5464.5 | 21858 | 0
438 | EUn | E8 South Perim Plnm (M.S20) | 1 | EXT | -90 | 0 | 0 | 0 | AIR-CHANGE | 0.09 | 5464.5 | 21858 | 0
439 | EUn | E8 East Perim Plnm (M.E21) | 1 | EXT | 180 | 0 | 0 | 0 | AIR-CHANGE | 0.09 | 5464.5 | 21858 | 0
440 | EUn | E8 North Perim Plnm (M.N22) | 1 | EXT | 90 | 0 | 0 | 0 | AIR-CHANGE | 0.09 | 5464.5 | 21858 | 0
441 | EUn | E8 Core Plnm (M.C23) | 1 | INT | 0 | 0 | 0 | 0 | AIR-CHANGE | 0.02 | 2315.7 | 9262.9 | 0
442 | EUn | E8 Core Plnm (M.C24) | 1 | INT | 0 | 0 | 0 | 0 | AIR-CHANGE | 0.02 | 20833.9 | 83335.6 | 0
446 | EUn | E8 West Perim Spc (T.W25) | 1 | EXT | 0 | 1.6 | 182.2 | 1 | AIR-CHANGE | 0.09 | 5464.5 | 54645 | 8743.2
447 | EUn | E8 South Perim Spc (T.S26) | 1 | EXT | -90 | 1.6 | 182.2 | 1 | AIR-CHANGE | 0.09 | 5464.5 | 54645 | 8743.2
448 | EUn | E8 East Perim Spc (T.E27) | 1 | EXT | 180 | 1.6 | 182.2 | 1 | AIR-CHANGE | 0.09 | 5464.5 | 54645 | 8743.2
449 | EUn | E8 North Perim Spc (T.N28) | 1 | EXT | 90 | 1.6 | 182.2 | 1 | AIR-CHANGE | 0.09 | 5464.5 | 54645 | 8743.2
450 | EUn | E8 Core Spc (T.C29) | 1 | INT | 0 | 1.6 | 30.9 | 5 | AIR-CHANGE | 0.01 | 2315.7 | 23157.2 | 3705.12
451 | EUn | E8 Core Spc (T.C30) | 1 | INT | 0 | 1.33 | 190.9 | 1.45 | AIR-CHANGE | 0.01 | 20833.9 | 208339 | 27709.087
452 | EUn | E8 West Perim Plnm (T.W31) | 1 | EXT | 0 | 0 | 0 | 0 | AIR-CHANGE | 0.09 | 5464.5 | 21858 | 0
453 | EUn | E8 South Perim Plnm (T.S32) | 1 | EXT | -90 | 0 | 0 | 0 | AIR-CHANGE | 0.09 | 5464.5 | 21858 | 0
454 | EUn | E8 East Perim Plnm (T.E33) | 1 | EXT | 180 | 0 | 0 | 0 | AIR-CHANGE | 0.09 | 5464.5 | 21858 | 0
455 | EUn | E8 North Perim Plnm (T.N34) | 1 | EXT | 90 | 0 | 0 | 0 | AIR-CHANGE | 0.09 | 5464.5 | 21858 | 0
456 | EUn | E8 Core Plnm (T.C35) | 1 | EXT | 0 | 0 | 0 | 0 | AIR-CHANGE | 0.02 | 2315.7 | 9262.9 | 0
457 | EUn | E8 Core Plnm (T.C36) | 1 | EXT | 0 | 0 | 0 | 0 | AIR-CHANGE | 0.02 | 20833.9 | 83335.6 | 0
461 | EUn | E9 East Perim Spc (G.E1) | 1 | EXT | 0 | 1 | 133.3 | 1 | AIR-CHANGE | 0.07 | 19998.2 | 199981.6 | 19998.2
462 | EUn | E9 Plnm (G.2) | 1 | EXT | 0 | 0 | 0 | 0 | AIR-CHANGE | 0.07 | 19998.2 | 79992.6 | 0
466 | EUn | E10 East Perim Spc (G.E1) | 1 | INT | 0 | 1.6 | 870.5 | 1 | AIR-CHANGE | 0.03 | 26114.8 | 261148.3 | 41783.68
467 | EUn | E10 North Perim Spc (G.N2) | 1 | EXT | 0 | 1.6 | 171 | 1 | AIR-CHANGE | 0.1 | 5128.9 | 51289 | 8206.24
468 | EUn | E10 South Perim Spc (G.S3) | 1 | EXT | 180 | 1.6 | 171 | 1 | AIR-CHANGE | 0.1 | 5128.9 | 51289 | 8206.24
469 | EUn | E10 Plnm (G.4) | 1 | EXT | 0 | 0 | 0 | 0 | AIR-CHANGE | 0.05 | 36372.6 | 145490.5 | 0
473 | EUn | E11 North Perim Spc (G.N1) | 1 | EXT | 0 | 1.2 | 266.9 | 0.5 | AIR-CHANGE | 0.13 | 6005.3 | 84074.8 | 7206.36
474 | EUn | E11 South Perim Spc (G.S2) | 1 | EXT | 180 | 1.7 | 8.7 | 3.36 | AIR-CHANGE | 0.15 | 2623.2 | 36724.6 | 4459.44
478 | EUn | E12 North Perim Spc (G.N1) | 1 | EXT | 0 | 1.6 | 182.2 | 1 | AIR-CHANGE | 0.09 | 5464.5 | 54645 | 8743.2
479 | EUn | E12 West Perim Spc (G.W2) | 1 | EXT | -90 | 1.6 | 182.2 | 1 | AIR-CHANGE | 0.09 | 5464.5 | 54645 | 8743.2
480 | EUn | E12 South Perim Spc (G.S3) | 1 | EXT | 180 | 1.6 | 182.2 | 1 | AIR-CHANGE | 0.09 | 5464.5 | 54645 | 8743.2
481 | EUn | E12 East Perim Spc (G.E4) | 1 | EXT | 90 | 1.6 | 182.2 | 1 | AIR-CHANGE | 0.09 | 5464.5 | 54645 | 8743.2
482 | EUn | E12 Core Spc (G.C5) | 1 | INT | 0 | 1.6 | 30.9 | 5 | AIR-CHANGE | 0.01 | 2315.7 | 23157.2 | 3705.12
483 | EUn | E12 Core Spc (G.C6) | 1 | INT | 0 | 1.33 | 190.9 | 1.45 | AIR-CHANGE | 0.01 | 20833.9 | 208339 | 27709.087
484 | EUn | E12 North Perim Plnm (G.N7) | 1 | EXT | 0 | 0 | 0 | 0 | AIR-CHANGE | 0.09 | 5464.5 | 21858 | 0
485 | EUn | E12 West Perim Plnm (G.W8) | 1 | EXT | -90 | 0 | 0 | 0 | AIR-CHANGE | 0.09 | 5464.5 | 21858 | 0
486 | EUn | E12 South Perim Plnm (G.S9) | 1 | EXT | 180 | 0 | 0 | 0 | AIR-CHANGE | 0.09 | 5464.5 | 21858 | 0
487 | EUn | E12 East Perim Plnm (G.E10) | 1 | EXT | 90 | 0 | 0 | 0 | AIR-CHANGE | 0.09 | 5464.5 | 21858 | 0
488 | EUn | E12 Core Plnm (G.C11) | 1 | INT | 0 | 0 | 0 | 0 | AIR-CHANGE | 0.02 | 2315.7 | 9262.9 | 0
489 | EUn | E12 Core Plnm (G.C12) | 1 | INT | 0 | 0 | 0 | 0 | AIR-CHANGE | 0.02 | 20833.9 | 83335.6 | 0
493 | EUn | E12 North Perim Spc (M.N13) | 1 | EXT | 0 | 1.6 | 182.2 | 1 | AIR-CHANGE | 0.09 | 5464.5 | 54645 | 8743.2
494 | EUn | E12 West Perim Spc (M.W14) | 1 | EXT | -90 | 1.6 | 182.2 | 1 | AIR-CHANGE | 0.09 | 5464.5 | 54645 | 8743.2
499 | EUn | E12 South Perim Spc (M.S15) | 1 | EXT | 180 | 1.6 | 182.2 | 1 | AIR-CHANGE | 0.09 | 5464.5 | 54645 | 8743.2
500 | EUn | E12 East Perim Spc (M.E16) | 1 | EXT | 90 | 1.6 | 182.2 | 1 | AIR-CHANGE | 0.09 | 5464.5 | 54645 | 8743.2
501 | EUn | E12 Core Spc (M.C17) | 1 | INT | 0 | 1.6 | 30.9 | 5 | AIR-CHANGE | 0.01 | 2315.7 | 23157.2 | 3705.12
502 | EUn | E12 Core Spc (M.C18) | 1 | INT | 0 | 1.33 | 190.9 | 1.45 | AIR-CHANGE | 0.01 | 20833.9 | 208339 | 27709.087
503 | EUn | E12 North Perim Plnm (M.N19) | 1 | EXT | 0 | 0 | 0 | 0 | AIR-CHANGE | 0.09 | 5464.5 | 21858 | 0
504 | EUn | E12 West Perim Plnm (M.W20) | 1 | EXT | -90 | 0 | 0 | 0 | AIR-CHANGE | 0.09 | 5464.5 | 21858 | 0
505 | EUn | E12 South Perim Plnm (M.S21) | 1 | EXT | 180 | 0 | 0 | 0 | AIR-CHANGE | 0.09 | 5464.5 | 21858 | 0
506 | EUn | E12 East Perim Plnm (M.E22) | 1 | EXT | 90 | 0 | 0 | 0 | AIR-CHANGE | 0.09 | 5464.5 | 21858 | 0
507 | EUn | E12 Core Plnm (M.C23) | 1 | INT | 0 | 0 | 0 | 0 | AIR-CHANGE | 0.02 | 2315.7 | 9262.9 | 0
508 | EUn | E12 Core Plnm (M.C24) | 1 | INT | 0 | 0 | 0 | 0 | AIR-CHANGE | 0.02 | 20833.9 | 83335.6 | 0
512 | EUn | E12 North Perim Spc (T.N25) | 1 | EXT | 0 | 1.6 | 182.2 | 1 | AIR-CHANGE | 0.09 | 5464.5 | 54645 | 8743.2
513 | EUn | E12 West Perim Spc (T.W26) | 1 | EXT | -90 | 1.6 | 182.2 | 1 | AIR-CHANGE | 0.09 | 5464.5 | 54645 | 8743.2
514 | EUn | E12 South Perim Spc (T.S27) | 1 | EXT | 180 | 1.6 | 182.2 | 1 | AIR-CHANGE | 0.09 | 5464.5 | 54645 | 8743.2
515 | EUn | E12 East Perim Spc (T.E28) | 1 | EXT | 90 | 1.6 | 182.2 | 1 | AIR-CHANGE | 0.09 | 5464.5 | 54645 | 8743.2
516 | EUn | E12 Core Spc (T.C29) | 1 | INT | 0 | 1.6 | 30.9 | 5 | AIR-CHANGE | 0.01 | 2315.7 | 23157.2 | 3705.12
517 | EUn | E12 Core Spc (T.C30) | 1 | INT | 0 | 1.33 | 190.9 | 1.45 | AIR-CHANGE | 0.01 | 20833.9 | 208339 | 27709.087
518 | EUn | E12 North Perim Plnm (T.N31) | 1 | EXT | 0 | 0 | 0 | 0 | AIR-CHANGE | 0.09 | 5464.5 | 21858 | 0
519 | EUn | E12 West Perim Plnm (T.W32) | 1 | EXT | -90 | 0 | 0 | 0 | AIR-CHANGE | 0.09 | 5464.5 | 21858 | 0
520 | EUn | E12 South Perim Plnm (T.S33) | 1 | EXT | 180 | 0 | 0 | 0 | AIR-CHANGE | 0.09 | 5464.5 | 21858 | 0
521 | EUn | E12 East Perim Plnm (T.E34) | 1 | EXT | 90 | 0 | 0 | 0 | AIR-CHANGE | 0.09 | 5464.5 | 21858 | 0
522 | EUn | E12 Core Plnm (T.C35) | 1 | EXT | 0 | 0 | 0 | 0 | AIR-CHANGE | 0.02 | 2315.7 | 9262.9 | 0
523 | EUn | E12 Core Plnm (T.C36) | 1 | EXT | 0 | 0 | 0 | 0 | AIR-CHANGE | 0.02 | 20833.9 | 83335.6 | 0
527 | EUn | E13 South Perim Spc (G.S1) | 1 | EXT | 0 | 1 | 133.3 | 1 | AIR-CHANGE | 0.07 | 19998.2 | 199981.6 | 19998.2
528 | EUn | E13 Plnm (G.2) | 1 | EXT | 0 | 0 | 0 | 0 | AIR-CHANGE | 0.07 | 19998.2 | 79992.6 | 0
532 | EUn | E14 South Perim Spc (G.S1) | 1 | INT | 0 | 1.6 | 870.5 | 1 | AIR-CHANGE | 0.03 | 26114.8 | 261148.3 | 41783.68
533 | EUn | E14 East Perim Spc (G.E2) | 1 | EXT | 0 | 1.6 | 171 | 1 | AIR-CHANGE | 0.1 | 5128.9 | 51289 | 8206.24
534 | EUn | E14 West Perim Spc (G.W3) | 1 | EXT | 180 | 1.6 | 171 | 1 | AIR-CHANGE | 0.1 | 5128.9 | 51289 | 8206.24
535 | EUn | E14 Plnm (G.4) | 1 | EXT | 0 | 0 | 0 | 0 | AIR-CHANGE | 0.05 | 36372.6 | 145490.5 | 0
539 | EUn | E15 East Perim Spc (G.E1) | 1 | EXT | 0 | 1.2 | 266.9 | 0.5 | AIR-CHANGE | 0.13 | 6005.3 | 84074.8 | 7206.36
540 | EUn | E15 West Perim Spc (G.W2) | 1 | EXT | 180 | 1.7 | 8.7 | 3.36 | AIR-CHANGE | 0.15 | 2623.2 | 36724.6 | 4459.44
544 | EUn | E16 East Perim Spc (G.E1) | 1 | EXT | 0 | 1.6 | 182.2 | 1 | AIR-CHANGE | 0.09 | 5464.5 | 54645 | 8743.2
545 | EUn | E16 North Perim Spc (G.N2) | 1 | EXT | -90 | 1.6 | 182.2 | 1 | AIR-CHANGE | 0.09 | 5464.5 | 54645 | 8743.2
546 | EUn | E16 West Perim Spc (G.W3) | 1 | EXT | 180 | 1.6 | 182.2 | 1 | AIR-CHANGE | 0.09 | 5464.5 | 54645 | 8743.2
547 | EUn | E16 South Perim Spc (G.S4) | 1 | EXT | 90 | 1.6 | 182.2 | 1 | AIR-CHANGE | 0.09 | 5464.5 | 54645 | 8743.2
548 | EUn | E16 Core Spc (G.C5) | 1 | INT | 0 | 1.6 | 30.9 | 5 | AIR-CHANGE | 0.01 | 2315.7 | 23157.2 | 3705.12
549 | EUn | E16 Core Spc (G.C6) | 1 | INT | 0 | 1.33 | 190.9 | 1.45 | AIR-CHANGE | 0.01 | 20833.9 | 208339 | 27709.087
550 | EUn | E16 East Perim Plnm (G.E7) | 1 | EXT | 0 | 0 | 0 | 0 | AIR-CHANGE | 0.09 | 5464.5 | 21858 | 0
551 | EUn | E16 North Perim Plnm (G.N8) | 1 | EXT | -90 | 0 | 0 | 0 | AIR-CHANGE | 0.09 | 5464.5 | 21858 | 0
552 | EUn | E16 West Perim Plnm (G.W9) | 1 | EXT | 180 | 0 | 0 | 0 | AIR-CHANGE | 0.09 | 5464.5 | 21858 | 0
553 | EUn | E16 South Perim Plnm (G.S10) | 1 | EXT | 90 | 0 | 0 | 0 | AIR-CHANGE | 0.09 | 5464.5 | 21858 | 0
554 | EUn | E16 Core Plnm (G.C11) | 1 | INT | 0 | 0 | 0 | 0 | AIR-CHANGE | 0.02 | 2315.7 | 9262.9 | 0
555 | EUn | E16 Core Plnm (G.C12) | 1 | INT | 0 | 0 | 0 | 0 | AIR-CHANGE | 0.02 | 20833.9 | 83335.6 | 0
563 | EUn | E16 East Perim Spc (M.E13) | 1 | EXT | 0 | 1.6 | 182.2 | 1 | AIR-CHANGE | 0.09 | 5464.5 | 54645 | 8743.2
564 | EUn | E16 North Perim Spc (M.N14) | 1 | EXT | -90 | 1.6 | 182.2 | 1 | AIR-CHANGE | 0.09 | 5464.5 | 54645 | 8743.2
565 | EUn | E16 West Perim Spc (M.W15) | 1 | EXT | 180 | 1.6 | 182.2 | 1 | AIR-CHANGE | 0.09 | 5464.5 | 54645 | 8743.2
566 | EUn | E16 South Perim Spc (M.S16) | 1 | EXT | 90 | 1.6 | 182.2 | 1 | AIR-CHANGE | 0.09 | 5464.5 | 54645 | 8743.2
567 | EUn | E16 Core Spc (M.C17) | 1 | INT | 0 | 1.6 | 30.9 | 5 | AIR-CHANGE | 0.01 | 2315.7 | 23157.2 | 3705.12
568 | EUn | E16 Core Spc (M.C18) | 1 | INT | 0 | 1.33 | 190.9 | 1.45 | AIR-CHANGE | 0.01 | 20833.9 | 208339 | 27709.087
569 | EUn | E16 East Perim Plnm (M.E19) | 1 | EXT | 0 | 0 | 0 | 0 | AIR-CHANGE | 0.09 | 5464.5 | 21858 | 0
570 | EUn | E16 North Perim Plnm (M.N20) | 1 | EXT | -90 | 0 | 0 | 0 | AIR-CHANGE | 0.09 | 5464.5 | 21858 | 0
571 | EUn | E16 West Perim Plnm (M.W21) | 1 | EXT | 180 | 0 | 0 | 0 | AIR-CHANGE | 0.09 | 5464.5 | 21858 | 0
572 | EUn | E16 South Perim Plnm (M.S22) | 1 | EXT | 90 | 0 | 0 | 0 | AIR-CHANGE | 0.09 | 5464.5 | 21858 | 0
573 | EUn | E16 Core Plnm (M.C23) | 1 | INT | 0 | 0 | 0 | 0 | AIR-CHANGE | 0.02 | 2315.7 | 9262.9 | 0
574 | EUn | E16 Core Plnm (M.C24) | 1 | INT | 0 | 0 | 0 | 0 | AIR-CHANGE | 0.02 | 20833.9 | 83335.6 | 0
578 | EUn | E16 East Perim Spc (T.E25) | 1 | EXT | 0 | 1.6 | 182.2 | 1 | AIR-CHANGE | 0.09 | 5464.5 | 54645 | 8743.2
579 | EUn | E16 North Perim Spc (T.N26) | 1 | EXT | -90 | 1.6 | 182.2 | 1 | AIR-CHANGE | 0.09 | 5464.5 | 54645 | 8743.2
580 | EUn | E16 West Perim Spc (T.W27) | 1 | EXT | 180 | 1.6 | 182.2 | 1 | AIR-CHANGE | 0.09 | 5464.5 | 54645 | 8743.2
581 | EUn | E16 South Perim Spc (T.S28) | 1 | EXT | 90 | 1.6 | 182.2 | 1 | AIR-CHANGE | 0.09 | 5464.5 | 54645 | 8743.2
582 | EUn | E16 Core Spc (T.C29) | 1 | INT | 0 | 1.6 | 30.9 | 5 | AIR-CHANGE | 0.01 | 2315.7 | 23157.2 | 3705.12
583 | EUn | E16 Core Spc (T.C30) | 1 | INT | 0 | 1.33 | 190.9 | 1.45 | AIR-CHANGE | 0.01 | 20833.9 | 208339 | 27709.087
584 | EUn | E16 East Perim Plnm (T.E31) | 1 | EXT | 0 | 0 | 0 | 0 | AIR-CHANGE | 0.09 | 5464.5 | 21858 | 0
585 | EUn | E16 North Perim Plnm (T.N32) | 1 | EXT | -90 | 0 | 0 | 0 | AIR-CHANGE | 0.09 | 5464.5 | 21858 | 0
586 | EUn | E16 West Perim Plnm (T.W33) | 1 | EXT | 180 | 0 | 0 | 0 | AIR-CHANGE | 0.09 | 5464.5 | 21858 | 0
587 | EUn | E16 South Perim Plnm (T.S34) | 1 | EXT | 90 | 0 | 0 | 0 | AIR-CHANGE | 0.09 | 5464.5 | 21858 | 0
588 | EUn | E16 Core Plnm (T.C35) | 1 | EXT | 0 | 0 | 0 | 0 | AIR-CHANGE | 0.02 | 2315.7 | 9262.9 | 0
589 | EUn | E16 Core Plnm (T.C36) | 1 | EXT | 0 | 0 | 0 | 0 | AIR-CHANGE | 0.02 | 20833.9 | 83335.6 | 0
593 | EUn | E17 North Perim Spc (G.N1) | 1 | EXT | 180 | 0.5 | 35.4 | 0.5 | AIR-CHANGE | 0.14 | 10618.1 | 95563.3 | 5309.05
594 | EUn | E17 South Perim Spc (G.S2) | 1 | EXT | 0 | 0.5 | 35.4 | 0.5 | AIR-CHANGE | 0.14 | 10618.1 | 95563.3 | 5309.05
595 | EUn | E17 Core Spc (G.C3) | 1 | EXT | 0 | 0.6 | 25 | 0.2 | AIR-CHANGE | 0.01 | 3747.6 | 33728.2 | 2248.56
599 | EUn | E17 North Perim Spc (M.N4) | 2 | EXT | 180 | 0.5 | 35.4 | 0.5 | AIR-CHANGE | 0.14 | 10618.1 | 95563.3 | 10618.1
600 | EUn | E17 South Perim Spc (M.S5) | 2 | EXT | 0 | 0.5 | 35.4 | 0.5 | AIR-CHANGE | 0.14 | 10618.1 | 95563.3 | 10618.1
601 | EUn | E17 Core Spc (M.C6) | 2 | EXT | 0 | 0.6 | 25 | 0.2 | AIR-CHANGE | 0.01 | 3747.6 | 33728.2 | 4497.12
605 | EUn | E17 North Perim Spc (T.N7) | 1 | EXT | 180 | 0.5 | 35.4 | 0.5 | AIR-CHANGE | 0.14 | 10618.1 | 95563.3 | 5309.05
606 | EUn | E17 South Perim Spc (T.S8) | 1 | EXT | 0 | 0.5 | 35.4 | 0.5 | AIR-CHANGE | 0.14 | 10618.1 | 95563.3 | 5309.05
607 | EUn | E17 Core Spc (T.C9) | 1 | EXT | 0 | 0.6 | 25 | 0.2 | AIR-CHANGE | 0.01 | 3747.6 | 33728.2 | 2248.56
611 | EUn | E18 East Perim Spc (G.E1) | 1 | EXT | 180 | 0.5 | 35.4 | 0.5 | AIR-CHANGE | 0.14 | 10618.1 | 95563.3 | 5309.05
612 | EUn | E18 West Perim Spc (G.W2) | 1 | EXT | 0 | 0.5 | 35.4 | 0.5 | AIR-CHANGE | 0.14 | 10618.1 | 95563.3 | 5309.05
613 | EUn | E18 Core Spc (G.C3) | 1 | EXT | 0 | 0.6 | 25 | 0.2 | AIR-CHANGE | 0.01 | 3747.6 | 33728.2 | 2248.56
617 | EUn | E18 East Perim Spc (M.E4) | 2 | EXT | 180 | 0.5 | 35.4 | 0.5 | AIR-CHANGE | 0.14 | 10618.1 | 95563.3 | 10618.1
622 | EUn | E18 West Perim Spc (M.W5) | 2 | EXT | 0 | 0.5 | 35.4 | 0.5 | AIR-CHANGE | 0.14 | 10618.1 | 95563.3 | 10618.1
623 | EUn | E18 Core Spc (M.C6) | 2 | EXT | 0 | 0.6 | 25 | 0.2 | AIR-CHANGE | 0.01 | 3747.6 | 33728.2 | 4497.12
627 | EUn | E18 East Perim Spc (T.E7) | 1 | EXT | 180 | 0.5 | 35.4 | 0.5 | AIR-CHANGE | 0.14 | 10618.1 | 95563.3 | 5309.05
628 | EUn | E18 West Perim Spc (T.W8) | 1 | EXT | 0 | 0.5 | 35.4 | 0.5 | AIR-CHANGE | 0.14 | 10618.1 | 95563.3 | 5309.05
629 | EUn | E18 Core Spc (T.C9) | 1 | EXT | 0 | 0.6 | 25 | 0.2 | AIR-CHANGE | 0.01 | 3747.6 | 33728.2 | 2248.56
634 | ESe | E1 West Perim Spc (G.W1) | 1 | EXT | 0 | 1.6 | 125 | 1 | AIR-CHANGE | 0.16 | 3750.9 | 48761.2 | 6001.44
638 | ESe | E2 West Perim Spc (G.W1) | 1 | INT | 0 | 1.6 | 55.1 | 1 | AIR-CHANGE | 0.07 | 1651.5 | 14863.7 | 2642.4
639 | ESe | E2 South Perim Spc (G.S2) | 1 | EXT | 0 | 1.6 | 69.4 | 1 | AIR-CHANGE | 0.14 | 2080.7 | 18726.5 | 3329.12
640 | ESe | E2 North Perim Spc (G.N3) | 1 | EXT | 180 | 1.6 | 69.4 | 1 | AIR-CHANGE | 0.14 | 2080.7 | 18726.5 | 3329.12
641 | ESe | E2 Plnm (G.4) | 1 | EXT | 0 | 0 | 0 | 0 | AIR-CHANGE | 0.12 | 5813 | 23251.9 | 0
645 | ESe | E3 SW Perim Spc (G.SW1) | 1 | EXT | 0 | 1.2 | 249.9 | 0.5 | AIR-CHANGE | 0.11 | 5622.6 | 73093.2 | 6747.12
646 | ESe | E3 NE Perim Spc (G.NE2) | 1 | EXT | 180 | 1.7 | 8.8 | 3.11 | AIR-CHANGE | 0.09 | 2625.5 | 34132 | 4463.35
650 | ESe | E4 South Perim Spc (G.S1) | 1 | EXT | 0 | 1.58 | 130 | 1.04 | AIR-CHANGE | 0.09 | 4131 | 37179 | 6526.98
651 | ESe | E4 East Perim Spc (G.E2) | 1 | EXT | -90 | 1.58 | 50.8 | 1.03 | AIR-CHANGE | 0.12 | 1615.5 | 14539.5 | 2552.49
652 | ESe | E4 North Perim Spc (G.N3) | 1 | EXT | 180 | 1.58 | 130 | 1.04 | AIR-CHANGE | 0.09 | 4131 | 37179 | 6526.98
653 | ESe | E4 West Perim Spc (G.W4) | 1 | EXT | 90 | 1.58 | 50.8 | 1.03 | AIR-CHANGE | 0.12 | 1615.5 | 14539.5 | 2552.49
654 | ESe | E4 Core Spc (G.C5) | 1 | INT | 0 | 1.6 | 10.3 | 5 | AIR-CHANGE | 0.01 | 770.6 | 6935.3 | 1232.96
655 | ESe | E4 Core Spc (G.C6) | 1 | INT | 0 | 1.6 | 59.9 | 1 | AIR-CHANGE | 0.01 | 1798.1 | 16182.5 | 2876.96
656 | ESe | E4 South Perim Plnm (G.S7) | 1 | EXT | 0 | 0 | 0 | 0 | AIR-CHANGE | 0.09 | 4131 | 16524 | 0
657 | ESe | E4 East Perim Plnm (G.E8) | 1 | EXT | -90 | 0 | 0 | 0 | AIR-CHANGE | 0.12 | 1615.5 | 6462 | 0
658 | ESe | E4 North Perim Plnm (G.N9) | 1 | EXT | 180 | 0 | 0 | 0 | AIR-CHANGE | 0.09 | 4131 | 16524 | 0
659 | ESe | E4 West Perim Plnm (G.W10) | 1 | EXT | 90 | 0 | 0 | 0 | AIR-CHANGE | 0.12 | 1615.5 | 6462 | 0
660 | ESe | E4 Core Plnm (G.C11) | 1 | EXT | 0 | 0 | 0 | 0 | AIR-CHANGE | 0.02 | 770.6 | 3082.4 | 0
661 | ESe | E4 Core Plnm (G.C12) | 1 | EXT | 0 | 0 | 0 | 0 | AIR-CHANGE | 0.02 | 1798.1 | 7192.2 | 0
665 | ESe | E5 North Perim Spc (G.N1) | 1 | EXT | 0 | 1.6 | 125 | 1 | AIR-CHANGE | 0.16 | 3750.9 | 48761.2 | 6001.44
669 | ESe | E6 North Perim Spc (G.N1) | 1 | INT | 0 | 1.6 | 55.1 | 1 | AIR-CHANGE | 0.07 | 1651.5 | 14863.7 | 2642.4
670 | ESe | E6 West Perim Spc (G.W2) | 1 | EXT | 0 | 1.6 | 69.4 | 1 | AIR-CHANGE | 0.14 | 2080.7 | 18726.5 | 3329.12
671 | ESe | E6 East Perim Spc (G.E3) | 1 | EXT | 180 | 1.6 | 69.4 | 1 | AIR-CHANGE | 0.14 | 2080.7 | 18726.5 | 3329.12
672 | ESe | E6 Plnm (G.4) | 1 | EXT | 0 | 0 | 0 | 0 | AIR-CHANGE | 0.12 | 5813 | 23251.9 | 0
676 | ESe | E7 NW Perim Spc (G.NW1) | 1 | EXT | 0 | 1.2 | 249.9 | 0.5 | AIR-CHANGE | 0.11 | 5622.6 | 73093.2 | 6747.12
677 | ESe | E7 SE Perim Spc (G.SE2) | 1 | EXT | 180 | 1.7 | 8.8 | 3.11 | AIR-CHANGE | 0.09 | 2625.5 | 34132 | 4463.35
685 | ESe | E8 West Perim Spc (G.W1) | 1 | EXT | 0 | 1.58 | 130 | 1.04 | AIR-CHANGE | 0.09 | 4131 | 37179 | 6526.98
686 | ESe | E8 South Perim Spc (G.S2) | 1 | EXT | -90 | 1.58 | 50.8 | 1.03 | AIR-CHANGE | 0.12 | 1615.5 | 14539.5 | 2552.49
687 | ESe | E8 East Perim Spc (G.E3) | 1 | EXT | 180 | 1.58 | 130 | 1.04 | AIR-CHANGE | 0.09 | 4131 | 37179 | 6526.98
688 | ESe | E8 North Perim Spc (G.N4) | 1 | EXT | 90 | 1.58 | 50.8 | 1.03 | AIR-CHANGE | 0.12 | 1615.5 | 14539.5 | 2552.49
689 | ESe | E8 Core Spc (G.C5) | 1 | INT | 0 | 1.6 | 10.3 | 5 | AIR-CHANGE | 0.01 | 770.6 | 6935.3 | 1232.96
690 | ESe | E8 Core Spc (G.C6) | 1 | INT | 0 | 1.6 | 59.9 | 1 | AIR-CHANGE | 0.01 | 1798.1 | 16182.5 | 2876.96
691 | ESe | E8 West Perim Plnm (G.W7) | 1 | EXT | 0 | 0 | 0 | 0 | AIR-CHANGE | 0.09 | 4131 | 16524 | 0
692 | ESe | E8 South Perim Plnm (G.S8) | 1 | EXT | -90 | 0 | 0 | 0 | AIR-CHANGE | 0.12 | 1615.5 | 6462 | 0
693 | ESe | E8 East Perim Plnm (G.E9) | 1 | EXT | 180 | 0 | 0 | 0 | AIR-CHANGE | 0.09 | 4131 | 16524 | 0
694 | ESe | E8 North Perim Plnm (G.N10) | 1 | EXT | 90 | 0 | 0 | 0 | AIR-CHANGE | 0.12 | 1615.5 | 6462 | 0
695 | ESe | E8 Core Plnm (G.C11) | 1 | EXT | 0 | 0 | 0 | 0 | AIR-CHANGE | 0.02 | 770.6 | 3082.4 | 0
696 | ESe | E8 Core Plnm (G.C12) | 1 | EXT | 0 | 0 | 0 | 0 | AIR-CHANGE | 0.02 | 1798.1 | 7192.2 | 0
700 | ESe | E9 East Perim Spc (G.E1) | 1 | EXT | 0 | 1.6 | 125 | 1 | AIR-CHANGE | 0.16 | 3750.9 | 48761.2 | 6001.44
704 | ESe | E10 East Perim Spc (G.E1) | 1 | INT | 0 | 1.6 | 55.1 | 1 | AIR-CHANGE | 0.07 | 1651.5 | 14863.7 | 2642.4
705 | ESe | E10 North Perim Spc (G.N2) | 1 | EXT | 0 | 1.6 | 69.4 | 1 | AIR-CHANGE | 0.14 | 2080.7 | 18726.5 | 3329.12
706 | ESe | E10 South Perim Spc (G.S3) | 1 | EXT | 180 | 1.6 | 69.4 | 1 | AIR-CHANGE | 0.14 | 2080.7 | 18726.5 | 3329.12
707 | ESe | E10 Plnm (G.4) | 1 | EXT | 0 | 0 | 0 | 0 | AIR-CHANGE | 0.12 | 5813 | 23251.9 | 0
711 | ESe | E11 NE Perim Spc (G.NE1) | 1 | EXT | 0 | 1.2 | 249.9 | 0.5 | AIR-CHANGE | 0.11 | 5622.6 | 73093.2 | 6747.12
712 | ESe | E11 SW Perim Spc (G.SW2) | 1 | EXT | 180 | 1.7 | 8.8 | 3.11 | AIR-CHANGE | 0.09 | 2625.5 | 34132 | 4463.35
716 | ESe | E12 North Perim Spc (G.N1) | 1 | EXT | 0 | 1.58 | 130 | 1.04 | AIR-CHANGE | 0.09 | 4131 | 37179 | 6526.98
717 | ESe | E12 West Perim Spc (G.W2) | 1 | EXT | -90 | 1.58 | 50.8 | 1.03 | AIR-CHANGE | 0.12 | 1615.5 | 14539.5 | 2552.49
718 | ESe | E12 South Perim Spc (G.S3) | 1 | EXT | 180 | 1.58 | 130 | 1.04 | AIR-CHANGE | 0.09 | 4131 | 37179 | 6526.98
719 | ESe | E12 East Perim Spc (G.E4) | 1 | EXT | 90 | 1.58 | 50.8 | 1.03 | AIR-CHANGE | 0.12 | 1615.5 | 14539.5 | 2552.49
720 | ESe | E12 Core Spc (G.C5) | 1 | INT | 0 | 1.6 | 10.3 | 5 | AIR-CHANGE | 0.01 | 770.6 | 6935.3 | 1232.96
721 | ESe | E12 Core Spc (G.C6) | 1 | INT | 0 | 1.6 | 59.9 | 1 | AIR-CHANGE | 0.01 | 1798.1 | 16182.5 | 2876.96
722 | ESe | E12 North Perim Plnm (G.N7) | 1 | EXT | 0 | 0 | 0 | 0 | AIR-CHANGE | 0.09 | 4131 | 16524 | 0
723 | ESe | E12 West Perim Plnm (G.W8) | 1 | EXT | -90 | 0 | 0 | 0 | AIR-CHANGE | 0.12 | 1615.5 | 6462 | 0
724 | ESe | E12 South Perim Plnm (G.S9) | 1 | EXT | 180 | 0 | 0 | 0 | AIR-CHANGE | 0.09 | 4131 | 16524 | 0
725 | ESe | E12 East Perim Plnm (G.E10) | 1 | EXT | 90 | 0 | 0 | 0 | AIR-CHANGE | 0.12 | 1615.5 | 6462 | 0
726 | ESe | E12 Core Plnm (G.C11) | 1 | EXT | 0 | 0 | 0 | 0 | AIR-CHANGE | 0.02 | 770.6 | 3082.4 | 0
727 | ESe | E12 Core Plnm (G.C12) | 1 | EXT | 0 | 0 | 0 | 0 | AIR-CHANGE | 0.02 | 1798.1 | 7192.2 | 0
731 | ESe | E13 South Perim Spc (G.S1) | 1 | EXT | 0 | 1.6 | 125 | 1 | AIR-CHANGE | 0.16 | 3750.9 | 48761.2 | 6001.44
735 | ESe | E14 South Perim Spc (G.S1) | 1 | INT | 0 | 1.6 | 55.1 | 1 | AIR-CHANGE | 0.07 | 1651.5 | 14863.7 | 2642.4
736 | ESe | E14 East Perim Spc (G.E2) | 1 | EXT | 0 | 1.6 | 69.4 | 1 | AIR-CHANGE | 0.14 | 2080.7 | 18726.5 | 3329.12
737 | ESe | E14 West Perim Spc (G.W3) | 1 | EXT | 180 | 1.6 | 69.4 | 1 | AIR-CHANGE | 0.14 | 2080.7 | 18726.5 | 3329.12
738 | ESe | E14 Plnm (G.4) | 1 | EXT | 0 | 0 | 0 | 0 | AIR-CHANGE | 0.12 | 5813 | 23251.9 | 0
746 | ESe | E15 SE Perim Spc (G.SE1) | 1 | EXT | 0 | 1.2 | 249.9 | 0.5 | AIR-CHANGE | 0.11 | 5622.6 | 73093.2 | 6747.12
747 | ESe | E15 NW Perim Spc (G.NW2) | 1 | EXT | 180 | 1.7 | 8.8 | 3.11 | AIR-CHANGE | 0.09 | 2625.5 | 34132 | 4463.35
751 | ESe | E16 East Perim Spc (G.E1) | 1 | EXT | 0 | 1.58 | 130 | 1.04 | AIR-CHANGE | 0.09 | 4131 | 37179 | 6526.98
752 | ESe | E16 North Perim Spc (G.N2) | 1 | EXT | -90 | 1.58 | 50.8 | 1.03 | AIR-CHANGE | 0.12 | 1615.5 | 14539.5 | 2552.49
753 | ESe | E16 West Perim Spc (G.W3) | 1 | EXT | 180 | 1.58 | 130 | 1.04 | AIR-CHANGE | 0.09 | 4131 | 37179 | 6526.98
754 | ESe | E16 South Perim Spc (G.S4) | 1 | EXT | 90 | 1.58 | 50.8 | 1.03 | AIR-CHANGE | 0.12 | 1615.5 | 14539.5 | 2552.49
755 | ESe | E16 Core Spc (G.C5) | 1 | INT | 0 | 1.6 | 10.3 | 5 | AIR-CHANGE | 0.01 | 770.6 | 6935.3 | 1232.96
756 | ESe | E16 Core Spc (G.C6) | 1 | INT | 0 | 1.6 | 59.9 | 1 | AIR-CHANGE | 0.01 | 1798.1 | 16182.5 | 2876.96
757 | ESe | E16 East Perim Plnm (G.E7) | 1 | EXT | 0 | 0 | 0 | 0 | AIR-CHANGE | 0.09 | 4131 | 16524 | 0
758 | ESe | E16 North Perim Plnm (G.N8) | 1 | EXT | -90 | 0 | 0 | 0 | AIR-CHANGE | 0.12 | 1615.5 | 6462 | 0
759 | ESe | E16 West Perim Plnm (G.W9) | 1 | EXT | 180 | 0 | 0 | 0 | AIR-CHANGE | 0.09 | 4131 | 16524 | 0
760 | ESe | E16 South Perim Plnm (G.S10) | 1 | EXT | 90 | 0 | 0 | 0 | AIR-CHANGE | 0.12 | 1615.5 | 6462 | 0
761 | ESe | E16 Core Plnm (G.C11) | 1 | EXT | 0 | 0 | 0 | 0 | AIR-CHANGE | 0.02 | 770.6 | 3082.4 | 0
762 | ESe | E16 Core Plnm (G.C12) | 1 | EXT | 0 | 0 | 0 | 0 | AIR-CHANGE | 0.02 | 1798.1 | 7192.2 | 0
766 | ESe | E17 West Perim Spc (G.W1) | 1 | EXT | 0 | 1 | 300 | 0.5 | AIR-CHANGE | 0.06 | 22500 | 585000 | 22500
767 | OfS | EL1 South Perim Spc (T.S11) | 1 | EXT | 0 | 1.3 | 4.8 | 1.5 | AIR-CHANGE | 0.18 | 1074 | 9666 | 1396.2
768 | OfS | EL1 East Perim Spc (T.E12) | 1 | EXT | -90 | 1.3 | 2.8 | 1.5 | AIR-CHANGE | 0.21 | 641.3 | 5771.3 | 833.69
769 | OfS | EL1 North Perim Spc (T.N13) | 1 | EXT | 180 | 1.3 | 4.8 | 1.5 | AIR-CHANGE | 0.18 | 1074 | 9666 | 1396.2
770 | OfS | EL1 West Perim Spc (T.W14) | 1 | EXT | 90 | 1.3 | 2.8 | 1.5 | AIR-CHANGE | 0.21 | 641.3 | 5771.3 | 833.69
771 | OfS | EL1 Core Spc (T.C15) 1 | 1 | INT | 0 | 0.95 | 21.7 | 0.72 | AIR-CHANGE | 0.01 | 1570.6 | 14135.8 | 1492.07
772 | OfS | EL1 South Perim Plnm (T.S16) | 1 | EXT | 0 | 0 | 0 | 0 | AIR-CHANGE | 0.18 | 1074 | 3222 | 0
773 | OfS | EL1 East Perim Plnm (T.E17) | 1 | EXT | -90 | 0 | 0 | 0 | AIR-CHANGE | 0.21 | 641.3 | 1923.8 | 0
774 | OfS | EL1 North Perim Plnm (T.N18) | 1 | EXT | 180 | 0 | 0 | 0 | AIR-CHANGE | 0.18 | 1074 | 3222 | 0
775 | OfS | EL1 West Perim Plnm (T.W19) | 1 | EXT | 90 | 0 | 0 | 0 | AIR-CHANGE | 0.21 | 641.3 | 1923.8 | 0
776 | OfS | EL1 Core Plnm (T.C20) 1 | 1 | EXT | 0 | 0 | 0 | 0 | AIR-CHANGE | 0.02 | 1570.6 | 4711.9 | 0

## DEER05PeakDayHourlyResults
Lighting
OfL-b | OfL-b-1 | 9 | 9 | 1 | 19.9 | 0 | 62.1 | 0 | 0 | 0 | 0 | 0 | 0 | 0 | 0 | 0 | 82
OfL-b | OfL-b-2 | 9 | 9 | 2 | 19.9 | 0 | 62.1 | 0 | 0 | 0 | 0 | 0 | 0 | 0 | 0 | 0 | 82
OfL-b | OfL-b-3 | 9 | 9 | 3 | 19.9 | 0 | 62.1 | 0 | 0 | 0 | 0 | 0 | 0 | 0 | 0 | 0 | 82
OfL-b | OfL-b-4 | 9 | 9 | 4 | 19.9 | 0 | 62.1 | 0 | 0 | 0 | 0 | 0 | 0 | 0 | 0 | 0 | 82
OfL-b | OfL-b-5 | 9 | 9 | 5 | 19.9 | 0 | 62.1 | 0 | 0 | 0 | 0 | 0 | 0 | 0 | 0 | 0 | 82
OfL-b | OfL-b-6 | 9 | 9 | 6 | 19.9 | 0 | 62.1 | 0 | 0 | 0 | 0 | 0 | 0 | 0 | 0 | 0 | 82
OfL-b | OfL-b-7 | 9 | 9 | 7 | 179.3 | 0 | 165.7 | 0 | 154.1 | 4.6 | 57.1 | 64.2 | 0 | 0 | 0 | 0 | 624.9
OfL-b | OfL-b-8 | 9 | 9 | 8 | 201.6 | 0 | 185.9 | 0 | 171 | 6.2 | 57.1 | 58 | 0 | 0 | 0 | 0 | 679.8
OfL-b | OfL-b-9 | 9 | 9 | 9 | 201.6 | 0 | 185.9 | 0 | 151.8 | 5 | 57.1 | 50.7 | 0 | 0 | 0 | 0 | 652
OfL-b | OfL-b-10 | 9 | 9 | 10 | 213.7 | 0 | 196.7 | 0 | 158.2 | 5.4 | 57.1 | 55.3 | 0 | 0 | 0 | 0 | 686.4
OfL-b | OfL-b-11 | 9 | 9 | 11 | 213.7 | 0 | 196.7 | 0 | 171.3 | 6.8 | 57.1 | 57 | 0 | 0 | 0 | 0 | 702.5
OfL-b | OfL-b-12 | 9 | 9 | 12 | 179.3 | 0 | 165.7 | 0 | 166.6 | 6.5 | 57.1 | 56.6 | 0 | 0 | 0 | 0 | 631.8
OfL-b | OfL-b-13 | 9 | 9 | 13 | 179.3 | 0 | 165.7 | 0 | 208.1 | 9.4 | 70.3 | 61.3 | 0 | 0 | 0 | 0 | 694
OfL-b | OfL-b-14 | 9 | 9 | 14 | 201.6 | 0 | 185.9 | 0 | 207.9 | 9.1 | 70.3 | 68.2 | 0 | 0 | 0 | 0 | 742.9
OfL-b | OfL-b-15 | 9 | 9 | 15 | 201.6 | 0 | 185.9 | 0 | 209.2 | 9.1 | 70.3 | 69.8 | 0 | 0 | 0 | 0 | 745.9
OfL-b | OfL-b-16 | 9 | 9 | 16 | 213.7 | 0 | 196.7 | 0 | 209.3 | 9.2 | 70.3 | 70 | 0 | 0 | 0 | 0 | 769.2
OfL-b | OfL-b-17 | 9 | 9 | 17 | 179.3 | 0 | 165.7 | 0 | 151.3 | 5.1 | 57.1 | 52.8 | 0 | 0 | 0 | 0 | 611.3
OfL-b | OfL-b-18 | 9 | 9 | 18 | 157 | 0 | 145.5 | 0 | 0 | 0 | 0 | 0 | 0 | 0 | 0 | 0 | 302.6
OfL-b | OfL-b-19 | 9 | 9 | 19 | 134.8 | 0 | 124 | 0 | 0 | 0 | 0 | 0 | 0 | 0 | 0 | 0 | 258.8
OfL-b | OfL-b-20 | 9 | 9 | 20 | 90.2 | 0 | 82.3 | 0 | 0 | 0 | 0 | 0 | 0 | 0 | 0 | 0 | 172.5
OfL-b | OfL-b-21 | 9 | 9 | 21 | 67.9 | 0 | 62.1 | 0 | 0 | 0 | 0 | 0 | 0 | 0 | 0 | 0 | 130.1
OfL-b | OfL-b-22 | 9 | 9 | 22 | 80.6 | 0 | 62.1 | 0 | 0 | 0 | 0 | 0 | 0 | 0 | 0 | 0 | 142.8
OfL-b | OfL-b-23 | 9 | 9 | 23 | 80.6 | 0 | 62.1 | 0 | 0 | 0 | 0 | 0 | 0 | 0 | 0 | 0 | 142.8
OfL-b | OfL-b-24 | 9 | 9 | 24 | 19.9 | 0 | 62.1 | 0 | 0 | 0 | 0 | 0 | 0 | 0 | 0 | 0 | 82
Nrs-m | Nrs-m-1 | 9 | 9 | 1 | 7.3 | 0 | 19.9 | 0 | 0 | 0 | 5.1 | 17.9 | 0 | 0 | 0 | 0 | 50.1
Nrs-m | Nrs-m-2 | 9 | 9 | 2 | 7.3 | 0 | 19.9 | 0 | 11.1 | 0 | 12.9 | 17.9 | 0 | 0 | 0 | 0 | 69.1
Nrs-m | Nrs-m-3 | 9 | 9 | 3 | 7.3 | 0 | 19.9 | 0 | 0 | 0 | 0 | 17.9 | 0 | 0 | 0 | 0 | 45.1
Nrs-m | Nrs-m-4 | 9 | 9 | 4 | 7.3 | 0 | 19.9 | 0 | 0 | 0 | 0 | 17.9 | 0 | 0 | 0 | 0 | 45.1
Nrs-m | Nrs-m-5 | 9 | 9 | 5 | 12.2 | 0 | 29.4 | 0 | 0 | 0 | 0 | 17.9 | 0 | 0 | 0 | 0 | 59.5
Nrs-m | Nrs-m-6 | 9 | 9 | 6 | 15.6 | 0 | 43.9 | 0 | 0 | 0 | 0 | 17.9 | 0 | 0 | 0 | 0 | 77.4
Nrs-m | Nrs-m-7 | 9 | 9 | 7 | 28.3 | 0 | 58 | 0 | 0 | 0 | 0 | 17.9 | 0 | 0 | 0 | 0 | 104.2
Nrs-m | Nrs-m-8 | 9 | 9 | 8 | 31.8 | 0 | 65.5 | 0 | 23.3 | 0 | 12.9 | 23.2 | 0 | 0 | 0 | 0 | 156.7
Nrs-m | Nrs-m-9 | 9 | 9 | 9 | 31.8 | 0 | 65.5 | 0 | 34.6 | 0 | 12.9 | 23.2 | 0 | 0 | 0 | 0 | 168
Nrs-m | Nrs-m-10 | 9 | 9 | 10 | 31.8 | 0 | 72.5 | 0 | 37.1 | 0 | 12.9 | 23.2 | 0 | 0 | 0 | 0 | 177.6
Nrs-m | Nrs-m-11 | 9 | 9 | 11 | 31.8 | 0 | 72.5 | 0 | 50.7 | 0 | 12.9 | 23.2 | 0 | 0 | 0 | 0 | 191.1
Nrs-m | Nrs-m-12 | 9 | 9 | 12 | 31.8 | 0 | 65.5 | 0 | 59.5 | 0 | 12.9 | 23.2 | 0 | 0 | 0 | 0 | 192.9
Nrs-m | Nrs-m-13 | 9 | 9 | 13 | 31.8 | 0 | 51 | 0 | 66.7 | 0 | 12.9 | 23.2 | 0 | 0 | 0 | 0 | 185.6
Nrs-m | Nrs-m-14 | 9 | 9 | 14 | 31.8 | 0 | 51 | 0 | 57.8 | 0 | 12.9 | 23.2 | 0 | 0 | 0 | 0 | 176.7
Nrs-m | Nrs-m-15 | 9 | 9 | 15 | 31.8 | 0 | 51 | 0 | 56.4 | 0 | 12.9 | 23.2 | 0 | 0 | 0 | 0 | 175.4
Nrs-m | Nrs-m-16 | 9 | 9 | 16 | 31.8 | 0 | 72.5 | 0 | 56 | 0 | 12.9 | 23.2 | 0 | 0 | 0 | 0 | 196.4
Nrs-m | Nrs-m-17 | 9 | 9 | 17 | 31.8 | 0 | 72.5 | 0 | 45.8 | 0 | 12.9 | 23.2 | 0 | 0 | 0 | 0 | 186.2
Nrs-m | Nrs-m-18 | 9 | 9 | 18 | 31.8 | 0 | 51 | 0 | 32.1 | 0 | 12.9 | 23.2 | 0 | 0 | 0 | 0 | 151.1
Nrs-m | Nrs-m-19 | 9 | 9 | 19 | 31.8 | 0 | 51 | 0 | 21.6 | 0 | 18 | 23.2 | 0 | 0 | 0 | 0 | 145.6
Nrs-m | Nrs-m-20 | 9 | 9 | 20 | 31.8 | 0 | 51 | 0 | 0 | 0 | 0 | 17.9 | 0 | 0 | 0 | 0 | 100.8
Nrs-m | Nrs-m-21 | 9 | 9 | 21 | 12.2 | 0 | 43.9 | 0 | 0 | 0 | 0 | 17.9 | 0 | 0 | 0 | 0 | 74
Nrs-m | Nrs-m-22 | 9 | 9 | 22 | 8.8 | 0 | 27.6 | 0 | 0 | 0 | 5.1 | 17.9 | 0 | 0 | 0 | 0 | 59.3
Nrs-m | Nrs-m-23 | 9 | 9 | 23 | 8.8 | 0 | 19.9 | 0 | 0 | 0 | 0 | 17.9 | 0 | 0 | 0 | 0 | 46.6
Nrs-m | Nrs-m-24 | 9 | 9 | 24 | 7.3 | 0 | 19.9 | 0 | 0 | 0 | 5.1 | 17.9 | 0 | 0 | 0 | 0 | 50.1
Nrs-b | Nrs-b-1 | 9 | 9 | 1 | 10.2 | 0 | 19.9 | 0 | 0 | 0 | 5.1 | 17.9 | 0 | 0 | 0 | 0 | 53.1
Nrs-b | Nrs-b-2 | 9 | 9 | 2 | 10.2 | 0 | 19.9 | 0 | 11.2 | 0 | 12.9 | 17.9 | 0 | 0 | 0 | 0 | 72.1
Nrs-b | Nrs-b-3 | 9 | 9 | 3 | 10.2 | 0 | 19.9 | 0 | 0 | 0 | 0 | 17.9 | 0 | 0 | 0 | 0 | 48.1
Nrs-b | Nrs-b-4 | 9 | 9 | 4 | 10.2 | 0 | 19.9 | 0 | 0 | 0 | 0 | 17.9 | 0 | 0 | 0 | 0 | 48.1
Nrs-b | Nrs-b-5 | 9 | 9 | 5 | 14.9 | 0 | 29.4 | 0 | 0 | 0 | 0 | 17.9 | 0 | 0 | 0 | 0 | 62.2
Nrs-b | Nrs-b-6 | 9 | 9 | 6 | 18.7 | 0 | 43.9 | 0 | 0 | 0 | 0 | 17.9 | 0 | 0 | 0 | 0 | 80.6
Nrs-b | Nrs-b-7 | 9 | 9 | 7 | 32.8 | 0 | 58 | 0 | 0 | 0 | 0 | 17.9 | 0 | 0 | 0 | 0 | 108.8
Nrs-b | Nrs-b-8 | 9 | 9 | 8 | 37 | 0 | 65.5 | 0 | 24.2 | 0 | 12.9 | 23.2 | 0 | 0 | 0 | 0 | 162.8
Nrs-b | Nrs-b-9 | 9 | 9 | 9 | 37 | 0 | 65.5 | 0 | 36 | 0 | 12.9 | 23.2 | 0 | 0 | 0 | 0 | 174.6
Nrs-b | Nrs-b-10 | 9 | 9 | 10 | 37 | 0 | 72.5 | 0 | 38.5 | 0 | 12.9 | 23.2 | 0 | 0 | 0 | 0 | 184.1
Nrs-b | Nrs-b-11 | 9 | 9 | 11 | 37 | 0 | 72.5 | 0 | 52.2 | 0 | 12.9 | 23.2 | 0 | 0 | 0 | 0 | 197.8
Nrs-b | Nrs-b-12 | 9 | 9 | 12 | 37 | 0 | 65.5 | 0 | 61 | 0 | 12.9 | 23.2 | 0 | 0 | 0 | 0 | 199.6
Nrs-b | Nrs-b-13 | 9 | 9 | 13 | 37 | 0 | 51 | 0 | 68.3 | 0 | 12.9 | 23.2 | 0 | 0 | 0 | 0 | 192.4
Nrs-b | Nrs-b-14 | 9 | 9 | 14 | 37 | 0 | 51 | 0 | 59.3 | 0 | 12.9 | 23.2 | 0 | 0 | 0 | 0 | 183.4
Nrs-b | Nrs-b-15 | 9 | 9 | 15 | 37 | 0 | 51 | 0 | 57.9 | 0 | 12.9 | 23.2 | 0 | 0 | 0 | 0 | 182
Nrs-b | Nrs-b-16 | 9 | 9 | 16 | 37 | 0 | 72.5 | 0 | 57.5 | 0 | 12.9 | 23.2 | 0 | 0 | 0 | 0 | 203.1
Nrs-b | Nrs-b-17 | 9 | 9 | 17 | 37 | 0 | 72.5 | 0 | 47.2 | 0 | 12.9 | 23.2 | 0 | 0 | 0 | 0 | 192.8
Nrs-b | Nrs-b-18 | 9 | 9 | 18 | 37 | 0 | 51 | 0 | 33.4 | 0 | 12.9 | 23.2 | 0 | 0 | 0 | 0 | 157.5
Nrs-b | Nrs-b-19 | 9 | 9 | 19 | 37 | 0 | 51 | 0 | 22.6 | 0 | 18 | 23.2 | 0 | 0 | 0 | 0 | 151.8
Nrs-b | Nrs-b-20 | 9 | 9 | 20 | 37 | 0 | 51 | 0 | 0 | 0 | 0 | 17.9 | 0 | 0 | 0 | 0 | 105.9
Nrs-b | Nrs-b-21 | 9 | 9 | 21 | 14.9 | 0 | 43.9 | 0 | 0 | 0 | 0 | 17.9 | 0 | 0 | 0 | 0 | 76.8
Nrs-b | Nrs-b-22 | 9 | 9 | 22 | 11.1 | 0 | 27.6 | 0 | 0 | 0 | 5.1 | 17.9 | 0 | 0 | 0 | 0 | 61.7
Nrs-b | Nrs-b-23 | 9 | 9 | 23 | 11.1 | 0 | 19.9 | 0 | 0 | 0 | 0 | 17.9 | 0 | 0 | 0 | 0 | 48.9
Nrs-b | Nrs-b-24 | 9 | 9 | 24 | 10.2 | 0 | 19.9 | 0 | 0 | 0 | 5.1 | 17.9 | 0 | 0 | 0 | 0 | 53.1
Htl-m | Htl-m-1 | 9 | 9 | 1 | 52.6 | 0 | 52.3 | 0 | 13.8 | 0 | 0.1 | 10.5 | 0 | 0 | 0 | 0 | 129.3
Htl-m | Htl-m-2 | 9 | 9 | 2 | 52.4 | 0 | 51.2 | 0 | 13.8 | 0 | 0.1 | 10.5 | 0 | 0 | 0 | 0 | 127.9
Htl-m | Htl-m-3 | 9 | 9 | 3 | 52.4 | 0 | 51.2 | 0 | 13.8 | 0 | 0.1 | 10.5 | 0 | 0 | 0 | 0 | 127.9
Htl-m | Htl-m-4 | 9 | 9 | 4 | 52.5 | 0 | 51.9 | 0 | 14 | 0 | 0.1 | 10.5 | 0 | 0 | 0 | 0 | 129
Htl-m | Htl-m-5 | 9 | 9 | 5 | 52.6 | 0 | 52.3 | 0 | 92.8 | 0 | 0.1 | 15 | 0 | 0 | 0 | 0 | 212.9
Htl-m | Htl-m-6 | 9 | 9 | 6 | 85.6 | 0 | 119.5 | 0 | 99.2 | 0 | 0.1 | 15.3 | 0 | 0 | 0 | 0 | 319.7
Htl-m | Htl-m-7 | 9 | 9 | 7 | 88.4 | 0 | 128 | 0 | 91.7 | 0 | 0.1 | 15.8 | 0 | 0 | 0 | 0 | 323.9
Htl-m | Htl-m-8 | 9 | 9 | 8 | 89.1 | 0 | 130 | 0 | 97.5 | 0 | 0.1 | 15.9 | 0 | 0 | 0 | 0 | 332.4
Htl-m | Htl-m-9 | 9 | 9 | 9 | 89.8 | 0 | 134.2 | 0 | 109.1 | 0 | 0.1 | 16.1 | 0 | 0 | 0 | 0 | 349.3
Htl-m | Htl-m-10 | 9 | 9 | 10 | 90.8 | 0 | 140.4 | 0 | 117.8 | 0 | 0.1 | 16.4 | 0 | 0 | 0 | 0 | 365.5
Htl-m | Htl-m-11 | 9 | 9 | 11 | 89.8 | 0 | 141.4 | 0 | 139.4 | 0 | 0.1 | 16.5 | 0 | 0 | 0 | 0 | 387.2
Htl-m | Htl-m-12 | 9 | 9 | 12 | 82.8 | 0 | 126.7 | 0 | 158.2 | 0 | 0.1 | 16.9 | 0 | 0 | 0 | 0 | 384.6
Htl-m | Htl-m-13 | 9 | 9 | 13 | 83.2 | 0 | 128.4 | 0 | 172.8 | 0 | 0.1 | 17.4 | 0 | 0 | 0 | 0 | 402
Htl-m | Htl-m-14 | 9 | 9 | 14 | 83 | 0 | 127.3 | 0 | 163.8 | 0 | 0.1 | 17.5 | 0 | 0 | 0 | 0 | 391.5
Htl-m | Htl-m-15 | 9 | 9 | 15 | 82.8 | 0 | 126.8 | 0 | 160.1 | 0 | 0.1 | 17.2 | 0 | 0 | 0 | 0 | 387
Htl-m | Htl-m-16 | 9 | 9 | 16 | 82.3 | 0 | 124.2 | 0 | 151.2 | 0 | 0.1 | 16.7 | 0 | 0 | 0 | 0 | 374.5
Htl-m | Htl-m-17 | 9 | 9 | 17 | 81.9 | 0 | 123.2 | 0 | 132 | 0 | 0.1 | 16.3 | 0 | 0 | 0 | 0 | 353.5
Htl-m | Htl-m-18 | 9 | 9 | 18 | 115 | 0 | 167.3 | 0 | 124.2 | 0 | 0.1 | 16.4 | 0 | 0 | 0 | 0 | 422.9
Htl-m | Htl-m-19 | 9 | 9 | 19 | 113.4 | 0 | 161.1 | 0 | 110.8 | 0 | 0.1 | 16 | 0 | 0 | 0 | 0 | 401.4
Htl-m | Htl-m-20 | 9 | 9 | 20 | 112.7 | 0 | 154.6 | 0 | 104.6 | 0 | 0.1 | 15.7 | 0 | 0 | 0 | 0 | 387.6
Htl-m | Htl-m-21 | 9 | 9 | 21 | 112.6 | 0 | 153.4 | 0 | 103.6 | 0 | 0.1 | 15.7 | 0 | 0 | 0 | 0 | 385.2
Htl-m | Htl-m-22 | 9 | 9 | 22 | 111.7 | 0 | 148.7 | 0 | 101.7 | 0 | 0.1 | 15.3 | 0 | 0 | 0 | 0 | 377.4
Htl-m | Htl-m-23 | 9 | 9 | 23 | 111.5 | 0 | 148.6 | 0 | 13.8 | 0 | 0.1 | 10.5 | 0 | 0 | 0 | 0 | 284.4
Htl-m | Htl-m-24 | 9 | 9 | 24 | 52.7 | 0 | 52.8 | 0 | 13.6 | 0 | 0.1 | 10.5 | 0 | 0 | 0 | 0 | 129.6
Htl-b | Htl-b-1 | 9 | 9 | 1 | 61.7 | 0 | 52.3 | 0 | 13.8 | 0 | 0.1 | 10.5 | 0 | 0 | 0 | 0 | 138.4
Htl-b | Htl-b-2 | 9 | 9 | 2 | 61.5 | 0 | 51.2 | 0 | 13.8 | 0 | 0.1 | 10.5 | 0 | 0 | 0 | 0 | 137
Htl-b | Htl-b-3 | 9 | 9 | 3 | 61.5 | 0 | 51.2 | 0 | 13.8 | 0 | 0.1 | 10.5 | 0 | 0 | 0 | 0 | 137
Htl-b | Htl-b-4 | 9 | 9 | 4 | 61.6 | 0 | 51.9 | 0 | 14 | 0 | 0.1 | 10.5 | 0 | 0 | 0 | 0 | 138
Htl-b | Htl-b-5 | 9 | 9 | 5 | 61.7 | 0 | 52.3 | 0 | 97.8 | 0 | 0.1 | 15 | 0 | 0 | 0 | 0 | 226.9
Htl-b | Htl-b-6 | 9 | 9 | 6 | 94.5 | 0 | 119.5 | 0 | 103.3 | 0 | 0.1 | 15.4 | 0 | 0 | 0 | 0 | 332.7
Htl-b | Htl-b-7 | 9 | 9 | 7 | 97.7 | 0 | 128 | 0 | 95.2 | 0 | 0.1 | 15.7 | 0 | 0 | 0 | 0 | 336.6
Htl-b | Htl-b-8 | 9 | 9 | 8 | 98.4 | 0 | 130 | 0 | 100.8 | 0 | 0.1 | 15.7 | 0 | 0 | 0 | 0 | 345
Htl-b | Htl-b-9 | 9 | 9 | 9 | 99.2 | 0 | 134.2 | 0 | 112.1 | 0 | 0.1 | 16 | 0 | 0 | 0 | 0 | 361.6
Htl-b | Htl-b-10 | 9 | 9 | 10 | 100.1 | 0 | 140.4 | 0 | 120.8 | 0 | 0.1 | 16.3 | 0 | 0 | 0 | 0 | 377.6
Htl-b | Htl-b-11 | 9 | 9 | 11 | 99 | 0 | 141.4 | 0 | 142.2 | 0 | 0.1 | 16.6 | 0 | 0 | 0 | 0 | 399.1
Htl-b | Htl-b-12 | 9 | 9 | 12 | 91.2 | 0 | 126.7 | 0 | 160.8 | 0 | 0.1 | 17 | 0 | 0 | 0 | 0 | 395.7
Htl-b | Htl-b-13 | 9 | 9 | 13 | 91.6 | 0 | 128.4 | 0 | 175.4 | 0 | 0.1 | 17.6 | 0 | 0 | 0 | 0 | 413.1
Htl-b | Htl-b-14 | 9 | 9 | 14 | 91.4 | 0 | 127.3 | 0 | 166.3 | 0 | 0.1 | 17.5 | 0 | 0 | 0 | 0 | 402.5
Htl-b | Htl-b-15 | 9 | 9 | 15 | 91.2 | 0 | 126.8 | 0 | 162.6 | 0 | 0.1 | 17.2 | 0 | 0 | 0 | 0 | 398
Htl-b | Htl-b-16 | 9 | 9 | 16 | 90.7 | 0 | 124.2 | 0 | 153.6 | 0 | 0.1 | 16.9 | 0 | 0 | 0 | 0 | 385.4
Htl-b | Htl-b-17 | 9 | 9 | 17 | 90.3 | 0 | 123.2 | 0 | 134.4 | 0 | 0.1 | 16.4 | 0 | 0 | 0 | 0 | 364.3
Htl-b | Htl-b-18 | 9 | 9 | 18 | 127.3 | 0 | 167.3 | 0 | 127.5 | 0 | 0.1 | 16.3 | 0 | 0 | 0 | 0 | 438.4
Htl-b | Htl-b-19 | 9 | 9 | 19 | 125.3 | 0 | 161.1 | 0 | 113.9 | 0 | 0.1 | 16 | 0 | 0 | 0 | 0 | 416.4
Htl-b | Htl-b-20 | 9 | 9 | 20 | 124.5 | 0 | 154.6 | 0 | 107.7 | 0 | 0.1 | 15.8 | 0 | 0 | 0 | 0 | 402.6
Htl-b | Htl-b-21 | 9 | 9 | 21 | 124.4 | 0 | 153.4 | 0 | 106.8 | 0 | 0.1 | 15.7 | 0 | 0 | 0 | 0 | 400.3
Htl-b | Htl-b-22 | 9 | 9 | 22 | 123.5 | 0 | 148.7 | 0 | 104.8 | 0 | 0.1 | 15.4 | 0 | 0 | 0 | 0 | 392.4
Htl-b | Htl-b-23 | 9 | 9 | 23 | 123.3 | 0 | 148.6 | 0 | 13.8 | 0 | 0.1 | 10.5 | 0 | 0 | 0 | 0 | 296.2
Htl-b | Htl-b-24 | 9 | 9 | 24 | 61.8 | 0 | 52.8 | 0 | 13.6 | 0 | 0.1 | 10.5 | 0 | 0 | 0 | 0 | 138.7
Hsp-m | Hsp-m-1 | 9 | 9 | 1 | 214.9 | 0 | 191.1 | 0 | 86.5 | 0 | 88.8 | 90.2 | 0 | 0 | 0 | 0 | 671.4
Hsp-m | Hsp-m-2 | 9 | 9 | 2 | 214.9 | 0 | 191.1 | 0 | 87.2 | 0 | 88.8 | 90 | 0 | 0 | 0 | 0 | 672
Hsp-m | Hsp-m-3 | 9 | 9 | 3 | 214.9 | 0 | 191.1 | 0 | 89.4 | 0 | 88.8 | 90 | 0 | 0 | 0 | 0 | 674.2
Hsp-m | Hsp-m-4 | 9 | 9 | 4 | 214.9 | 0 | 194.5 | 0 | 87.1 | 0 | 88.8 | 90 | 0 | 0 | 0 | 0 | 675.4
Hsp-m | Hsp-m-5 | 9 | 9 | 5 | 235.4 | 0 | 225 | 0 | 91.8 | 0 | 88.8 | 90 | 0 | 0 | 0 | 0 | 731
Hsp-m | Hsp-m-6 | 9 | 9 | 6 | 260.8 | 0 | 247 | 0 | 96 | 0 | 88.8 | 90 | 0 | 0 | 0 | 0 | 782.6
Hsp-m | Hsp-m-7 | 9 | 9 | 7 | 268.9 | 0 | 272.9 | 0 | 236.2 | 7.4 | 124.2 | 167.7 | 0 | 0 | 0 | 0 | 1077.4
Hsp-m | Hsp-m-8 | 9 | 9 | 8 | 338.1 | 0 | 433.1 | 0 | 258.5 | 9.8 | 124.2 | 179.8 | 0 | 0 | 0 | 0 | 1343.4
Hsp-m | Hsp-m-9 | 9 | 9 | 9 | 338.1 | 0 | 434 | 0 | 260.6 | 10.1 | 124.2 | 177.6 | 0 | 0 | 0 | 0 | 1344.6
Hsp-m | Hsp-m-10 | 9 | 9 | 10 | 338.1 | 0 | 444.3 | 0 | 268.2 | 10.5 | 124.2 | 178.6 | 0 | 0 | 0 | 0 | 1363.8
Hsp-m | Hsp-m-11 | 9 | 9 | 11 | 338.1 | 0 | 444.3 | 0 | 285 | 9.3 | 124.2 | 177.7 | 0 | 0 | 0 | 0 | 1378.6
Hsp-m | Hsp-m-12 | 9 | 9 | 12 | 338.1 | 0 | 433.6 | 0 | 291.5 | 9.7 | 124.2 | 175.4 | 0 | 0 | 0 | 0 | 1372.5
Hsp-m | Hsp-m-13 | 9 | 9 | 13 | 338.1 | 0 | 414.5 | 0 | 305.2 | 10.7 | 124.2 | 175.2 | 0 | 0 | 0 | 0 | 1367.9
Hsp-m | Hsp-m-14 | 9 | 9 | 14 | 338.1 | 0 | 412.4 | 0 | 291.9 | 9.7 | 124.2 | 175.7 | 0 | 0 | 0 | 0 | 1351.9
Hsp-m | Hsp-m-15 | 9 | 9 | 15 | 338.1 | 0 | 413 | 0 | 295.1 | 9.8 | 124.2 | 174.6 | 0 | 0 | 0 | 0 | 1354.8
Hsp-m | Hsp-m-16 | 9 | 9 | 16 | 338.1 | 0 | 445.4 | 0 | 296.8 | 9.9 | 124.2 | 174.4 | 0 | 0 | 0 | 0 | 1388.7
Hsp-m | Hsp-m-17 | 9 | 9 | 17 | 338.1 | 0 | 443.5 | 0 | 276.3 | 8.5 | 124.2 | 174.1 | 0 | 0 | 0 | 0 | 1364.7
Hsp-m | Hsp-m-18 | 9 | 9 | 18 | 338.1 | 0 | 411.8 | 0 | 259.9 | 10.1 | 124.2 | 176.1 | 0 | 0 | 0 | 0 | 1320.1
Hsp-m | Hsp-m-19 | 9 | 9 | 19 | 338.1 | 0 | 410.9 | 0 | 252 | 8.9 | 124.2 | 177 | 0 | 0 | 0 | 0 | 1311
Hsp-m | Hsp-m-20 | 9 | 9 | 20 | 268.9 | 0 | 256.2 | 0 | 238 | 8 | 124.2 | 170.9 | 0 | 0 | 0 | 0 | 1066.3
Hsp-m | Hsp-m-21 | 9 | 9 | 21 | 235.4 | 0 | 245.5 | 0 | 111.8 | 0 | 88.8 | 89.8 | 0 | 0 | 0 | 0 | 771.3
Hsp-m | Hsp-m-22 | 9 | 9 | 22 | 214.9 | 0 | 202.6 | 0 | 97.8 | 0 | 88.8 | 90.4 | 0 | 0 | 0 | 0 | 694.5
Hsp-m | Hsp-m-23 | 9 | 9 | 23 | 214.9 | 0 | 192.3 | 0 | 86.4 | 0 | 88.8 | 90.6 | 0 | 0 | 0 | 0 | 673
Hsp-m | Hsp-m-24 | 9 | 9 | 24 | 214.9 | 0 | 191.2 | 0 | 85.6 | 0 | 88.8 | 90.2 | 0 | 0 | 0 | 0 | 670.7
Hsp-b | Hsp-b-1 | 9 | 9 | 1 | 219.5 | 0 | 191.1 | 0 | 86.5 | 0 | 88.8 | 90.2 | 0 | 0 | 0 | 0 | 676.1
Hsp-b | Hsp-b-2 | 9 | 9 | 2 | 219.5 | 0 | 191.1 | 0 | 87.3 | 0 | 88.8 | 90 | 0 | 0 | 0 | 0 | 676.7
Hsp-b | Hsp-b-3 | 9 | 9 | 3 | 219.5 | 0 | 191.1 | 0 | 89.5 | 0 | 88.8 | 90 | 0 | 0 | 0 | 0 | 678.8
Hsp-b | Hsp-b-4 | 9 | 9 | 4 | 219.5 | 0 | 194.5 | 0 | 87.2 | 0 | 88.8 | 90 | 0 | 0 | 0 | 0 | 680
Hsp-b | Hsp-b-5 | 9 | 9 | 5 | 240 | 0 | 225 | 0 | 91.8 | 0 | 88.8 | 90 | 0 | 0 | 0 | 0 | 735.6
Hsp-b | Hsp-b-6 | 9 | 9 | 6 | 265.4 | 0 | 247 | 0 | 96 | 0 | 88.8 | 90 | 0 | 0 | 0 | 0 | 787.3
Hsp-b | Hsp-b-7 | 9 | 9 | 7 | 273.5 | 0 | 272.9 | 0 | 237.3 | 7.5 | 124.2 | 167.8 | 0 | 0 | 0 | 0 | 1083.3
Hsp-b | Hsp-b-8 | 9 | 9 | 8 | 350.7 | 0 | 433.1 | 0 | 259.8 | 9.8 | 124.2 | 180 | 0 | 0 | 0 | 0 | 1357.7
Hsp-b | Hsp-b-9 | 9 | 9 | 9 | 350.7 | 0 | 434 | 0 | 261.6 | 10.2 | 124.2 | 178.5 | 0 | 0 | 0 | 0 | 1359.2
Hsp-b | Hsp-b-10 | 9 | 9 | 10 | 350.7 | 0 | 444.3 | 0 | 269.3 | 10.6 | 124.2 | 179.4 | 0 | 0 | 0 | 0 | 1378.4
Hsp-b | Hsp-b-11 | 9 | 9 | 11 | 350.7 | 0 | 444.3 | 0 | 286.1 | 9.4 | 124.2 | 178.6 | 0 | 0 | 0 | 0 | 1393.2
Hsp-b | Hsp-b-12 | 9 | 9 | 12 | 350.7 | 0 | 433.6 | 0 | 292.8 | 9.8 | 124.2 | 175.6 | 0 | 0 | 0 | 0 | 1386.6
Hsp-b | Hsp-b-13 | 9 | 9 | 13 | 350.7 | 0 | 414.5 | 0 | 306.5 | 10.8 | 124.2 | 175.5 | 0 | 0 | 0 | 0 | 1382
Hsp-b | Hsp-b-14 | 9 | 9 | 14 | 350.7 | 0 | 412.4 | 0 | 293.1 | 9.8 | 124.2 | 176 | 0 | 0 | 0 | 0 | 1366
Hsp-b | Hsp-b-15 | 9 | 9 | 15 | 350.7 | 0 | 413 | 0 | 296.3 | 9.9 | 124.2 | 174.8 | 0 | 0 | 0 | 0 | 1368.9
Hsp-b | Hsp-b-16 | 9 | 9 | 16 | 350.7 | 0 | 445.4 | 0 | 298 | 10 | 124.2 | 174.6 | 0 | 0 | 0 | 0 | 1402.7
Hsp-b | Hsp-b-17 | 9 | 9 | 17 | 350.7 | 0 | 443.5 | 0 | 277.5 | 8.6 | 124.2 | 174.3 | 0 | 0 | 0 | 0 | 1378.7
Hsp-b | Hsp-b-18 | 9 | 9 | 18 | 350.7 | 0 | 411.8 | 0 | 261 | 10.2 | 124.2 | 176.3 | 0 | 0 | 0 | 0 | 1334
Hsp-b | Hsp-b-19 | 9 | 9 | 19 | 350.7 | 0 | 410.9 | 0 | 253.1 | 9 | 124.2 | 177.3 | 0 | 0 | 0 | 0 | 1325.1
Hsp-b | Hsp-b-20 | 9 | 9 | 20 | 273.5 | 0 | 256.2 | 0 | 238.2 | 8.1 | 124.2 | 171 | 0 | 0 | 0 | 0 | 1071.1
Hsp-b | Hsp-b-21 | 9 | 9 | 21 | 240 | 0 | 245.5 | 0 | 111.8 | 0 | 88.8 | 89.8 | 0 | 0 | 0 | 0 | 775.9
Hsp-b | Hsp-b-22 | 9 | 9 | 22 | 219.5 | 0 | 202.6 | 0 | 97.9 | 0 | 88.8 | 90.4 | 0 | 0 | 0 | 0 | 699.1
Hsp-b | Hsp-b-23 | 9 | 9 | 23 | 219.5 | 0 | 192.3 | 0 | 86.4 | 0 | 88.8 | 90.6 | 0 | 0 | 0 | 0 | 677.7
Hsp-b | Hsp-b-24 | 9 | 9 | 24 | 219.5 | 0 | 191.2 | 0 | 85.6 | 0 | 88.8 | 90.2 | 0 | 0 | 0 | 0 | 675.3
EUn-m | EUn-m-1 | 9 | 9 | 1 | 62.6 | 0 | 164.7 | 0 | 18.8 | 0 | 0.1 | 22.4 | 0 | 0 | 0 | 0 | 268.6
EUn-m | EUn-m-2 | 9 | 9 | 2 | 62.6 | 0 | 164.7 | 0 | 19 | 0 | 0.1 | 22.4 | 0 | 0 | 0 | 0 | 268.9
EUn-m | EUn-m-3 | 9 | 9 | 3 | 62.6 | 0 | 164.7 | 0 | 20.1 | 0 | 0.1 | 22.4 | 0 | 0 | 0 | 0 | 269.9
EUn-m | EUn-m-4 | 9 | 9 | 4 | 62.6 | 0 | 164.7 | 0 | 19.2 | 0 | 0.1 | 22.4 | 0 | 0 | 0 | 0 | 269.1
EUn-m | EUn-m-5 | 9 | 9 | 5 | 75.7 | 0 | 164.7 | 0 | 20.6 | 0 | 0.1 | 22.4 | 0 | 0 | 0 | 0 | 283.6
EUn-m | EUn-m-6 | 9 | 9 | 6 | 316.6 | 0 | 280.2 | 0 | 553.7 | 0 | 297.1 | 167.9 | 0 | 0 | 0 | 0 | 1615.6
EUn-m | EUn-m-7 | 9 | 9 | 7 | 658.9 | 0 | 955.5 | 0 | 532.5 | 0 | 345.2 | 192 | 0 | 0 | 0 | 0 | 2684
EUn-m | EUn-m-8 | 9 | 9 | 8 | 843.8 | 0 | 1239.4 | 0 | 703.2 | 2.7 | 345.2 | 220.8 | 0 | 0 | 0 | 0 | 3355
EUn-m | EUn-m-9 | 9 | 9 | 9 | 843.8 | 0 | 1239.4 | 0 | 794.1 | 4.2 | 297.1 | 239.8 | 0 | 0 | 0 | 0 | 3418.5
EUn-m | EUn-m-10 | 9 | 9 | 10 | 855.7 | 0 | 1265.9 | 0 | 811.1 | 4.5 | 297.1 | 249.6 | 0 | 0 | 0 | 0 | 3484
EUn-m | EUn-m-11 | 9 | 9 | 11 | 798.6 | 0 | 1200.5 | 0 | 930 | 7.3 | 297.1 | 247.6 | 0 | 0 | 0 | 0 | 3481.2
EUn-m | EUn-m-12 | 9 | 9 | 12 | 764.9 | 0 | 1129.3 | 0 | 921.7 | 7.1 | 297.1 | 251 | 0 | 0 | 0 | 0 | 3371.3
EUn-m | EUn-m-13 | 9 | 9 | 13 | 764.9 | 0 | 1129.3 | 0 | 1027.1 | 9 | 297.1 | 265.9 | 0 | 0 | 0 | 0 | 3493.3
EUn-m | EUn-m-14 | 9 | 9 | 14 | 843.8 | 0 | 1229.6 | 0 | 1020.6 | 8.4 | 297.1 | 299.5 | 0 | 0 | 0 | 0 | 3699
EUn-m | EUn-m-15 | 9 | 9 | 15 | 843.8 | 0 | 1234.6 | 0 | 1044 | 8.6 | 297.1 | 309.3 | 0 | 0 | 0 | 0 | 3737.3
EUn-m | EUn-m-16 | 9 | 9 | 16 | 855.7 | 0 | 1261.1 | 0 | 1052.3 | 8.7 | 297.1 | 315.1 | 0 | 0 | 0 | 0 | 3790
EUn-m | EUn-m-17 | 9 | 9 | 17 | 734 | 0 | 1094.2 | 0 | 837.4 | 5.8 | 297.1 | 257.3 | 0 | 0 | 0 | 0 | 3225.9
EUn-m | EUn-m-18 | 9 | 9 | 18 | 702.1 | 0 | 1049.6 | 0 | 773.4 | 4.4 | 345.2 | 265.9 | 0 | 0 | 0 | 0 | 3140.6
EUn-m | EUn-m-19 | 9 | 9 | 19 | 693.6 | 0 | 1025.1 | 0 | 13.8 | 0 | 0.1 | 22.4 | 0 | 0 | 0 | 0 | 1755.1
EUn-m | EUn-m-20 | 9 | 9 | 20 | 598.2 | 0 | 885.1 | 0 | 19.6 | 0 | 0.1 | 22.4 | 0 | 0 | 0 | 0 | 1525.4
EUn-m | EUn-m-21 | 9 | 9 | 21 | 478.8 | 0 | 672.5 | 0 | 23.5 | 0 | 0.1 | 22.4 | 0 | 0 | 0 | 0 | 1197.4
EUn-m | EUn-m-22 | 9 | 9 | 22 | 316.8 | 0 | 339.8 | 0 | 24.6 | 0 | 0.1 | 22.4 | 0 | 0 | 0 | 0 | 703.7
EUn-m | EUn-m-23 | 9 | 9 | 23 | 156.2 | 0 | 214.9 | 0 | 23.4 | 0 | 0.1 | 22.4 | 0 | 0 | 0 | 0 | 417
EUn-m | EUn-m-24 | 9 | 9 | 24 | 62.6 | 0 | 164.7 | 0 | 23.2 | 0 | 0.1 | 22.4 | 0 | 0 | 0 | 0 | 273.1
EUn-b | EUn-b-1 | 9 | 9 | 1 | 186.5 | 0 | 164.7 | 0 | 20.1 | 0 | 0.1 | 22.4 | 0 | 0 | 0 | 0 | 393.8
EUn-b | EUn-b-2 | 9 | 9 | 2 | 186.5 | 0 | 164.7 | 0 | 20.4 | 0 | 0.1 | 22.4 | 0 | 0 | 0 | 0 | 394.1
EUn-b | EUn-b-3 | 9 | 9 | 3 | 186.5 | 0 | 164.7 | 0 | 21.5 | 0 | 0.1 | 22.4 | 0 | 0 | 0 | 0 | 395.3
EUn-b | EUn-b-4 | 9 | 9 | 4 | 186.5 | 0 | 164.7 | 0 | 20.7 | 0 | 0.1 | 22.4 | 0 | 0 | 0 | 0 | 394.5
EUn-b | EUn-b-5 | 9 | 9 | 5 | 197.7 | 0 | 164.7 | 0 | 21.8 | 0 | 0.1 | 22.4 | 0 | 0 | 0 | 0 | 406.8
EUn-b | EUn-b-6 | 9 | 9 | 6 | 351.7 | 0 | 280.2 | 0 | 559.7 | 0 | 297.1 | 171.5 | 0 | 0 | 0 | 0 | 1660.3
EUn-b | EUn-b-7 | 9 | 9 | 7 | 723.5 | 0 | 955.5 | 0 | 567.7 | 0 | 345.2 | 195.3 | 0 | 0 | 0 | 0 | 2787.2
EUn-b | EUn-b-8 | 9 | 9 | 8 | 922.9 | 0 | 1239.4 | 0 | 739.9 | 3.4 | 345.2 | 231.3 | 0 | 0 | 0 | 0 | 3482.1
EUn-b | EUn-b-9 | 9 | 9 | 9 | 922.9 | 0 | 1239.4 | 0 | 820.3 | 4.6 | 297.1 | 252.3 | 0 | 0 | 0 | 0 | 3536.7
EUn-b | EUn-b-10 | 9 | 9 | 10 | 936.4 | 0 | 1265.9 | 0 | 836 | 4.8 | 297.1 | 261.9 | 0 | 0 | 0 | 0 | 3602.2
EUn-b | EUn-b-11 | 9 | 9 | 11 | 874.1 | 0 | 1200.5 | 0 | 955.7 | 7.5 | 297.1 | 259.3 | 0 | 0 | 0 | 0 | 3594.3
EUn-b | EUn-b-12 | 9 | 9 | 12 | 836.1 | 0 | 1129.3 | 0 | 947.8 | 7.4 | 297.1 | 258.8 | 0 | 0 | 0 | 0 | 3476.5
EUn-b | EUn-b-13 | 9 | 9 | 13 | 836.1 | 0 | 1129.3 | 0 | 1051.9 | 9.2 | 297.1 | 277.7 | 0 | 0 | 0 | 0 | 3601.4
EUn-b | EUn-b-14 | 9 | 9 | 14 | 922.9 | 0 | 1229.6 | 0 | 1046.7 | 8.6 | 297.1 | 312.6 | 0 | 0 | 0 | 0 | 3817.5
EUn-b | EUn-b-15 | 9 | 9 | 15 | 922.9 | 0 | 1234.6 | 0 | 1069.7 | 8.8 | 297.1 | 322.7 | 0 | 0 | 0 | 0 | 3855.9
EUn-b | EUn-b-16 | 9 | 9 | 16 | 936.4 | 0 | 1261.1 | 0 | 1243.4 | 12.4 | 370.6 | 328.6 | 0 | 0 | 0 | 0 | 4152.4
EUn-b | EUn-b-17 | 9 | 9 | 17 | 802.6 | 0 | 1094.2 | 0 | 858.4 | 5.9 | 297.1 | 266.8 | 0 | 0 | 0 | 0 | 3325.1
EUn-b | EUn-b-18 | 9 | 9 | 18 | 769.9 | 0 | 1049.6 | 0 | 797 | 4.7 | 345.2 | 268.1 | 0 | 0 | 0 | 0 | 3234.5
EUn-b | EUn-b-19 | 9 | 9 | 19 | 758.5 | 0 | 1025.1 | 0 | 14.8 | 0 | 0.1 | 22.4 | 0 | 0 | 0 | 0 | 1821
EUn-b | EUn-b-20 | 9 | 9 | 20 | 652.7 | 0 | 885.1 | 0 | 20.7 | 0 | 0.1 | 22.4 | 0 | 0 | 0 | 0 | 1581
EUn-b | EUn-b-21 | 9 | 9 | 21 | 535.7 | 0 | 672.5 | 0 | 24.5 | 0 | 0.1 | 22.4 | 0 | 0 | 0 | 0 | 1255.2
EUn-b | EUn-b-22 | 9 | 9 | 22 | 353.8 | 0 | 339.8 | 0 | 25.5 | 0 | 0.1 | 22.4 | 0 | 0 | 0 | 0 | 741.6
EUn-b | EUn-b-23 | 9 | 9 | 23 | 178.4 | 0 | 214.9 | 0 | 24.4 | 0 | 0.1 | 22.4 | 0 | 0 | 0 | 0 | 440.2
EUn-b | EUn-b-24 | 9 | 9 | 24 | 186.5 | 0 | 164.7 | 0 | 24.2 | 0 | 0.1 | 22.4 | 0 | 0 | 0 | 0 | 398
ESe-m | ESe-m-1 | 9 | 9 | 1 | 9.2 | 0 | 10.1 | 0 | 0 | 0 | 0.1 | 0 | 0 | 0 | 0 | 0 | 19.4
ESe-m | ESe-m-2 | 9 | 9 | 2 | 9.2 | 0 | 10.1 | 0 | 0 | 0 | 0.1 | 0 | 0 | 0 | 0 | 0 | 19.4
ESe-m | ESe-m-3 | 9 | 9 | 3 | 9.2 | 0 | 10.1 | 0 | 0 | 0 | 0.1 | 0 | 0 | 0 | 0 | 0 | 19.4
ESe-m | ESe-m-4 | 9 | 9 | 4 | 9.2 | 0 | 10.1 | 0 | 0 | 0 | 0.1 | 0 | 0 | 0 | 0 | 0 | 19.4
ESe-m | ESe-m-5 | 9 | 9 | 5 | 71.5 | 0 | 10.1 | 0 | 0 | 0 | 0.1 | 0 | 0 | 0 | 0 | 0 | 81.7
ESe-m | ESe-m-6 | 9 | 9 | 6 | 71.5 | 0 | 10.1 | 0 | 49.8 | 0 | 19.7 | 52.6 | 0 | 0 | 0 | 0 | 203.7
ESe-m | ESe-m-7 | 9 | 9 | 7 | 80.1 | 0 | 17.2 | 0 | 61.5 | 0 | 13.6 | 52.6 | 0 | 0 | 0 | 0 | 225
ESe-m | ESe-m-8 | 9 | 9 | 8 | 111.6 | 0 | 32.2 | 0 | 95.1 | 0 | 13.6 | 52.6 | 0 | 0 | 0 | 0 | 305.1
ESe-m | ESe-m-9 | 9 | 9 | 9 | 156.4 | 0 | 98.7 | 0 | 144.8 | 0 | 13.6 | 52.6 | 0 | 0 | 0 | 0 | 466.2
ESe-m | ESe-m-10 | 9 | 9 | 10 | 170.8 | 0 | 156.5 | 0 | 159.6 | 0 | 13.6 | 52.6 | 0 | 0 | 0 | 0 | 553.1
ESe-m | ESe-m-11 | 9 | 9 | 11 | 170.8 | 0 | 159.2 | 0 | 207.2 | 0 | 13.6 | 52.6 | 0 | 0 | 0 | 0 | 603.4
ESe-m | ESe-m-12 | 9 | 9 | 12 | 168.9 | 0 | 153.6 | 0 | 223 | 0 | 13.6 | 52.6 | 0 | 0 | 0 | 0 | 611.8
ESe-m | ESe-m-13 | 9 | 9 | 13 | 170.8 | 0 | 138.5 | 0 | 267.7 | 0 | 13.6 | 52.6 | 0 | 0 | 0 | 0 | 643.1
ESe-m | ESe-m-14 | 9 | 9 | 14 | 156.4 | 0 | 122.3 | 0 | 208.1 | 0 | 13.6 | 52.6 | 0 | 0 | 0 | 0 | 553
ESe-m | ESe-m-15 | 9 | 9 | 15 | 106.3 | 0 | 76.2 | 0 | 198.2 | 0 | 13.6 | 52.6 | 0 | 0 | 0 | 0 | 446.9
ESe-m | ESe-m-16 | 9 | 9 | 16 | 97.7 | 0 | 75.1 | 0 | 181.7 | 0 | 13.6 | 52.6 | 0 | 0 | 0 | 0 | 420.8
ESe-m | ESe-m-17 | 9 | 9 | 17 | 93.6 | 0 | 48.4 | 0 | 149.5 | 0 | 13.6 | 52.6 | 0 | 0 | 0 | 0 | 357.7
ESe-m | ESe-m-18 | 9 | 9 | 18 | 71.9 | 0 | 38 | 0 | 89.1 | 0 | 13.6 | 52.6 | 0 | 0 | 0 | 0 | 265.2
ESe-m | ESe-m-19 | 9 | 9 | 19 | 45.7 | 0 | 38 | 0 | 0 | 0 | 0.1 | 0 | 0 | 0 | 0 | 0 | 83.8
ESe-m | ESe-m-20 | 9 | 9 | 20 | 18 | 0 | 14.2 | 0 | 0 | 0 | 0.1 | 0 | 0 | 0 | 0 | 0 | 32.3
ESe-m | ESe-m-21 | 9 | 9 | 21 | 18 | 0 | 14.2 | 0 | 0 | 0 | 0.1 | 0 | 0 | 0 | 0 | 0 | 32.3
ESe-m | ESe-m-22 | 9 | 9 | 22 | 15.1 | 0 | 14.2 | 0 | 0 | 0 | 0.1 | 0 | 0 | 0 | 0 | 0 | 29.4
ESe-m | ESe-m-23 | 9 | 9 | 23 | 15.1 | 0 | 14.2 | 0 | 0 | 0 | 0.1 | 0 | 0 | 0 | 0 | 0 | 29.4
ESe-m | ESe-m-24 | 9 | 9 | 24 | 9.2 | 0 | 10.1 | 0 | 0 | 0 | 0.1 | 0 | 0 | 0 | 0 | 0 | 19.4
ESe-b | ESe-b-1 | 9 | 9 | 1 | 18 | 0 | 10.1 | 0 | 0 | 0 | 0.1 | 0 | 0 | 0 | 0 | 0 | 28.1
ESe-b | ESe-b-2 | 9 | 9 | 2 | 18 | 0 | 10.1 | 0 | 0 | 0 | 0.1 | 0 | 0 | 0 | 0 | 0 | 28.1
ESe-b | ESe-b-3 | 9 | 9 | 3 | 18 | 0 | 10.1 | 0 | 0 | 0 | 0.1 | 0 | 0 | 0 | 0 | 0 | 28.1
ESe-b | ESe-b-4 | 9 | 9 | 4 | 18 | 0 | 10.1 | 0 | 0 | 0 | 0.1 | 0 | 0 | 0 | 0 | 0 | 28.1
ESe-b | ESe-b-5 | 9 | 9 | 5 | 78.3 | 0 | 10.1 | 0 | 0 | 0 | 0.1 | 0 | 0 | 0 | 0 | 0 | 88.5
ESe-b | ESe-b-6 | 9 | 9 | 6 | 78.3 | 0 | 10.1 | 0 | 53.8 | 0 | 13.6 | 52.6 | 0 | 0 | 0 | 0 | 208.4
ESe-b | ESe-b-7 | 9 | 9 | 7 | 86.9 | 0 | 17.2 | 0 | 65.9 | 0 | 13.6 | 52.6 | 0 | 0 | 0 | 0 | 236.2
ESe-b | ESe-b-8 | 9 | 9 | 8 | 118.4 | 0 | 32.2 | 0 | 97.5 | 0 | 13.6 | 52.6 | 0 | 0 | 0 | 0 | 314.3
ESe-b | ESe-b-9 | 9 | 9 | 9 | 167.7 | 0 | 98.7 | 0 | 147 | 0 | 13.6 | 52.6 | 0 | 0 | 0 | 0 | 479.7
ESe-b | ESe-b-10 | 9 | 9 | 10 | 182.1 | 0 | 156.5 | 0 | 162 | 0 | 13.6 | 52.6 | 0 | 0 | 0 | 0 | 566.7
ESe-b | ESe-b-11 | 9 | 9 | 11 | 182.1 | 0 | 159.2 | 0 | 207.5 | 0 | 13.6 | 52.6 | 0 | 0 | 0 | 0 | 614.9
ESe-b | ESe-b-12 | 9 | 9 | 12 | 180.2 | 0 | 153.6 | 0 | 225.3 | 0 | 13.6 | 52.6 | 0 | 0 | 0 | 0 | 625.4
ESe-b | ESe-b-13 | 9 | 9 | 13 | 182.1 | 0 | 138.5 | 0 | 270.4 | 0 | 13.6 | 52.6 | 0 | 0 | 0 | 0 | 657.1
ESe-b | ESe-b-14 | 9 | 9 | 14 | 167.7 | 0 | 122.3 | 0 | 212.1 | 0 | 13.6 | 52.6 | 0 | 0 | 0 | 0 | 568.2
ESe-b | ESe-b-15 | 9 | 9 | 15 | 112.6 | 0 | 76.2 | 0 | 200.9 | 0 | 13.6 | 52.6 | 0 | 0 | 0 | 0 | 455.8
ESe-b | ESe-b-16 | 9 | 9 | 16 | 104 | 0 | 75.1 | 0 | 184.4 | 0 | 13.6 | 52.6 | 0 | 0 | 0 | 0 | 429.8
ESe-b | ESe-b-17 | 9 | 9 | 17 | 99.9 | 0 | 48.4 | 0 | 152 | 0 | 13.6 | 52.6 | 0 | 0 | 0 | 0 | 366.4
ESe-b | ESe-b-18 | 9 | 9 | 18 | 78.1 | 0 | 38 | 0 | 91.6 | 0 | 13.6 | 52.6 | 0 | 0 | 0 | 0 | 273.9
ESe-b | ESe-b-19 | 9 | 9 | 19 | 49.7 | 0 | 38 | 0 | 0 | 0 | 0.1 | 0 | 0 | 0 | 0 | 0 | 87.8
ESe-b | ESe-b-20 | 9 | 9 | 20 | 35 | 0 | 14.2 | 0 | 0 | 0 | 0.1 | 0 | 0 | 0 | 0 | 0 | 49.3
ESe-b | ESe-b-21 | 9 | 9 | 21 | 35 | 0 | 14.2 | 0 | 0 | 0 | 0.1 | 0 | 0 | 0 | 0 | 0 | 49.3
ESe-b | ESe-b-22 | 9 | 9 | 22 | 32.1 | 0 | 14.2 | 0 | 0 | 0 | 0.1 | 0 | 0 | 0 | 0 | 0 | 46.4
ESe-b | ESe-b-23 | 9 | 9 | 23 | 32.1 | 0 | 14.2 | 0 | 0 | 0 | 0.1 | 0 | 0 | 0 | 0 | 0 | 46.4
ESe-b | ESe-b-24 | 9 | 9 | 24 | 18 | 0 | 10.1 | 0 | 0 | 0 | 0.1 | 0 | 0 | 0 | 0 | 0 | 28.1
EPr-m | EPr-m-1 | 9 | 9 | 1 | 3.5 | 0 | 3.7 | 0 | 0 | 0 | 0 | 0 | 0 | 0 | 0 | 0 | 7.2
EPr-m | EPr-m-2 | 9 | 9 | 2 | 3.5 | 0 | 3.7 | 0 | 0 | 0 | 0 | 0 | 0 | 0 | 0 | 0 | 7.2
EPr-m | EPr-m-3 | 9 | 9 | 3 | 3.5 | 0 | 3.7 | 0 | 0 | 0 | 0 | 0 | 0 | 0 | 0 | 0 | 7.2
EPr-m | EPr-m-4 | 9 | 9 | 4 | 3.5 | 0 | 3.7 | 0 | 0 | 0 | 0 | 0 | 0 | 0 | 0 | 0 | 7.2
EPr-m | EPr-m-5 | 9 | 9 | 5 | 27.2 | 0 | 3.7 | 0 | 0 | 0 | 0 | 0 | 0 | 0 | 0 | 0 | 30.9
EPr-m | EPr-m-6 | 9 | 9 | 6 | 27.2 | 0 | 3.7 | 0 | 14.6 | 0 | 0 | 20.3 | 0 | 0 | 0 | 0 | 65.8
EPr-m | EPr-m-7 | 9 | 9 | 7 | 30.4 | 0 | 5.3 | 0 | 30.3 | 0 | 0 | 20.3 | 0 | 0 | 0 | 0 | 86.2
EPr-m | EPr-m-8 | 9 | 9 | 8 | 32.2 | 0 | 10.7 | 0 | 33.7 | 0 | 0 | 20.3 | 0 | 0 | 0 | 0 | 96.9
EPr-m | EPr-m-9 | 9 | 9 | 9 | 49.5 | 0 | 40.4 | 0 | 54.7 | 0 | 0 | 20.3 | 0 | 0 | 0 | 0 | 164.9
EPr-m | EPr-m-10 | 9 | 9 | 10 | 63 | 0 | 57.2 | 0 | 63.9 | 0 | 0 | 20.3 | 0 | 0 | 0 | 0 | 204.4
EPr-m | EPr-m-11 | 9 | 9 | 11 | 63 | 0 | 58.5 | 0 | 82.9 | 0 | 0 | 20.3 | 0 | 0 | 0 | 0 | 224.7
EPr-m | EPr-m-12 | 9 | 9 | 12 | 62.3 | 0 | 55 | 0 | 92.8 | 0 | 0 | 20.3 | 0 | 0 | 0 | 0 | 230.4
EPr-m | EPr-m-13 | 9 | 9 | 13 | 63 | 0 | 49.9 | 0 | 105.4 | 0 | 0 | 20.3 | 0 | 0 | 0 | 0 | 238.7
EPr-m | EPr-m-14 | 9 | 9 | 14 | 57.7 | 0 | 47.7 | 0 | 82.8 | 0 | 0 | 20.3 | 0 | 0 | 0 | 0 | 208.5
EPr-m | EPr-m-15 | 9 | 9 | 15 | 28.3 | 0 | 26.6 | 0 | 69.4 | 0 | 0 | 20.3 | 0 | 0 | 0 | 0 | 144.6
EPr-m | EPr-m-16 | 9 | 9 | 16 | 28.3 | 0 | 26.6 | 0 | 0 | 0 | 0 | 0 | 0 | 0 | 0 | 0 | 54.9
EPr-m | EPr-m-17 | 9 | 9 | 17 | 28.3 | 0 | 15.2 | 0 | 0 | 0 | 0 | 0 | 0 | 0 | 0 | 0 | 43.6
EPr-m | EPr-m-18 | 9 | 9 | 18 | 25.1 | 0 | 15.2 | 0 | 0 | 0 | 0 | 0 | 0 | 0 | 0 | 0 | 40.4
EPr-m | EPr-m-19 | 9 | 9 | 19 | 16.5 | 0 | 15.2 | 0 | 0 | 0 | 0 | 0 | 0 | 0 | 0 | 0 | 31.7
EPr-m | EPr-m-20 | 9 | 9 | 20 | 5.7 | 0 | 5.5 | 0 | 0 | 0 | 0 | 0 | 0 | 0 | 0 | 0 | 11.3
EPr-m | EPr-m-21 | 9 | 9 | 21 | 5.7 | 0 | 5.5 | 0 | 0 | 0 | 0 | 0 | 0 | 0 | 0 | 0 | 11.3
EPr-m | EPr-m-22 | 9 | 9 | 22 | 5.7 | 0 | 5.5 | 0 | 0 | 0 | 0 | 0 | 0 | 0 | 0 | 0 | 11.3
EPr-m | EPr-m-23 | 9 | 9 | 23 | 5.7 | 0 | 5.5 | 0 | 0 | 0 | 0 | 0 | 0 | 0 | 0 | 0 | 11.3
EPr-m | EPr-m-24 | 9 | 9 | 24 | 3.5 | 0 | 3.7 | 0 | 0 | 0 | 0 | 0 | 0 | 0 | 0 | 0 | 7.2
EPr-b | EPr-b-1 | 9 | 9 | 1 | 6.8 | 0 | 3.7 | 0 | 0 | 0 | 0 | 0 | 0 | 0 | 0 | 0 | 10.6
EPr-b | EPr-b-2 | 9 | 9 | 2 | 6.8 | 0 | 3.7 | 0 | 0 | 0 | 0 | 0 | 0 | 0 | 0 | 0 | 10.6
EPr-b | EPr-b-3 | 9 | 9 | 3 | 6.8 | 0 | 3.7 | 0 | 0 | 0 | 0 | 0 | 0 | 0 | 0 | 0 | 10.6
EPr-b | EPr-b-4 | 9 | 9 | 4 | 6.8 | 0 | 3.7 | 0 | 0 | 0 | 0 | 0 | 0 | 0 | 0 | 0 | 10.6
EPr-b | EPr-b-5 | 9 | 9 | 5 | 29.8 | 0 | 3.7 | 0 | 0 | 0 | 0 | 0 | 0 | 0 | 0 | 0 | 33.6
EPr-b | EPr-b-6 | 9 | 9 | 6 | 29.8 | 0 | 3.7 | 0 | 18 | 0 | 0 | 20.3 | 0 | 0 | 0 | 0 | 71.8
EPr-b | EPr-b-7 | 9 | 9 | 7 | 33 | 0 | 5.3 | 0 | 32.7 | 0 | 0 | 20.3 | 0 | 0 | 0 | 0 | 91.2
EPr-b | EPr-b-8 | 9 | 9 | 8 | 34.8 | 0 | 10.7 | 0 | 35.7 | 0 | 0 | 20.3 | 0 | 0 | 0 | 0 | 101.5
EPr-b | EPr-b-9 | 9 | 9 | 9 | 53.9 | 0 | 40.4 | 0 | 57 | 0 | 0 | 20.3 | 0 | 0 | 0 | 0 | 171.6
EPr-b | EPr-b-10 | 9 | 9 | 10 | 67.4 | 0 | 57.2 | 0 | 66.2 | 0 | 0 | 20.3 | 0 | 0 | 0 | 0 | 211.1
EPr-b | EPr-b-11 | 9 | 9 | 11 | 67.4 | 0 | 58.5 | 0 | 85.3 | 0 | 0 | 20.3 | 0 | 0 | 0 | 0 | 231.5
EPr-b | EPr-b-12 | 9 | 9 | 12 | 66.7 | 0 | 55 | 0 | 95.1 | 0 | 0 | 20.3 | 0 | 0 | 0 | 0 | 237.1
EPr-b | EPr-b-13 | 9 | 9 | 13 | 67.4 | 0 | 49.9 | 0 | 107.6 | 0 | 0 | 20.3 | 0 | 0 | 0 | 0 | 245.2
EPr-b | EPr-b-14 | 9 | 9 | 14 | 62.1 | 0 | 47.7 | 0 | 84.9 | 0 | 0 | 20.3 | 0 | 0 | 0 | 0 | 215
EPr-b | EPr-b-15 | 9 | 9 | 15 | 30.8 | 0 | 26.6 | 0 | 71.1 | 0 | 0 | 20.3 | 0 | 0 | 0 | 0 | 148.7
EPr-b | EPr-b-16 | 9 | 9 | 16 | 30.8 | 0 | 26.6 | 0 | 0 | 0 | 0 | 0 | 0 | 0 | 0 | 0 | 57.3
EPr-b | EPr-b-17 | 9 | 9 | 17 | 30.8 | 0 | 15.2 | 0 | 0 | 0 | 0 | 0 | 0 | 0 | 0 | 0 | 46
EPr-b | EPr-b-18 | 9 | 9 | 18 | 27.6 | 0 | 15.2 | 0 | 0 | 0 | 0 | 0 | 0 | 0 | 0 | 0 | 42.8
EPr-b | EPr-b-19 | 9 | 9 | 19 | 18 | 0 | 15.2 | 0 | 0 | 0 | 0 | 0 | 0 | 0 | 0 | 0 | 33.2
EPr-b | EPr-b-20 | 9 | 9 | 20 | 12.3 | 0 | 5.5 | 0 | 0 | 0 | 0 | 0 | 0 | 0 | 0 | 0 | 17.9
EPr-b | EPr-b-21 | 9 | 9 | 21 | 12.3 | 0 | 5.5 | 0 | 0 | 0 | 0 | 0 | 0 | 0 | 0 | 0 | 17.9
EPr-b | EPr-b-22 | 9 | 9 | 22 | 12.3 | 0 | 5.5 | 0 | 0 | 0 | 0 | 0 | 0 | 0 | 0 | 0 | 17.9
EPr-b | EPr-b-23 | 9 | 9 | 23 | 12.3 | 0 | 5.5 | 0 | 0 | 0 | 0 | 0 | 0 | 0 | 0 | 0 | 17.9
EPr-b | EPr-b-24 | 9 | 9 | 24 | 6.8 | 0 | 3.7 | 0 | 0 | 0 | 0 | 0 | 0 | 0 | 0 | 0 | 10.6
ECC-m | ECC-m-1 | 9 | 9 | 1 | 33.3 | 0 | 59.7 | 0 | 8.7 | 0 | 0.1 | 9.2 | 0 | 0 | 0 | 0 | 110.9
ECC-m | ECC-m-2 | 9 | 9 | 2 | 33.3 | 0 | 59.7 | 0 | 8.7 | 0 | 0.1 | 9.2 | 0 | 0 | 0 | 0 | 111
ECC-m | ECC-m-3 | 9 | 9 | 3 | 33.3 | 0 | 59.7 | 0 | 8.9 | 0 | 0.1 | 9.2 | 0 | 0 | 0 | 0 | 111.2
ECC-m | ECC-m-4 | 9 | 9 | 4 | 33.3 | 0 | 59.7 | 0 | 8.7 | 0 | 0.1 | 9.2 | 0 | 0 | 0 | 0 | 110.9
ECC-m | ECC-m-5 | 9 | 9 | 5 | 229.6 | 0 | 84.1 | 0 | 8.9 | 0 | 0.1 | 9.2 | 0 | 0 | 0 | 0 | 331.9
ECC-m | ECC-m-6 | 9 | 9 | 6 | 229.6 | 0 | 234.7 | 0 | 165.7 | 0 | 80.1 | 69 | 0 | 0 | 0 | 0 | 779.1
ECC-m | ECC-m-7 | 9 | 9 | 7 | 251 | 0 | 259 | 0 | 210.7 | 1.6 | 93.7 | 84.1 | 0 | 0 | 0 | 0 | 900.1
ECC-m | ECC-m-8 | 9 | 9 | 8 | 305.5 | 0 | 353.6 | 0 | 266.1 | 7.8 | 110.8 | 77.8 | 0 | 0 | 0 | 0 | 1121.6
ECC-m | ECC-m-9 | 9 | 9 | 9 | 305.5 | 0 | 353.6 | 0 | 268.1 | 8.2 | 97.2 | 84.3 | 0 | 0 | 0 | 0 | 1117
ECC-m | ECC-m-10 | 9 | 9 | 10 | 305.5 | 0 | 356.2 | 0 | 269.8 | 8.3 | 97.2 | 84.4 | 0 | 0 | 0 | 0 | 1121.4
ECC-m | ECC-m-11 | 9 | 9 | 11 | 246.9 | 0 | 356.2 | 0 | 307 | 12 | 97.2 | 87.5 | 0 | 0 | 0 | 0 | 1106.7
ECC-m | ECC-m-12 | 9 | 9 | 12 | 246.9 | 0 | 351 | 0 | 298.1 | 11.3 | 97.2 | 87.5 | 0 | 0 | 0 | 0 | 1091.9
ECC-m | ECC-m-13 | 9 | 9 | 13 | 246.9 | 0 | 351 | 0 | 313.5 | 13.1 | 97.2 | 85.8 | 0 | 0 | 0 | 0 | 1107.4
ECC-m | ECC-m-14 | 9 | 9 | 14 | 246.9 | 0 | 348.3 | 0 | 292.9 | 11.1 | 97.2 | 86.6 | 0 | 0 | 0 | 0 | 1083
ECC-m | ECC-m-15 | 9 | 9 | 15 | 246.9 | 0 | 351 | 0 | 295.1 | 11.2 | 97.2 | 88.3 | 0 | 0 | 0 | 0 | 1089.6
ECC-m | ECC-m-16 | 9 | 9 | 16 | 246.9 | 0 | 353.6 | 0 | 295.8 | 11.2 | 97.2 | 88.4 | 0 | 0 | 0 | 0 | 1093
ECC-m | ECC-m-17 | 9 | 9 | 17 | 224.7 | 0 | 326.6 | 0 | 286.6 | 10.3 | 97.2 | 88.2 | 0 | 0 | 0 | 0 | 1033.8
ECC-m | ECC-m-18 | 9 | 9 | 18 | 209.2 | 0 | 302 | 0 | 258.7 | 8.1 | 97.2 | 83 | 0 | 0 | 0 | 0 | 958.3
ECC-m | ECC-m-19 | 9 | 9 | 19 | 209.2 | 0 | 299.3 | 0 | 216.4 | 1.6 | 93.7 | 81.5 | 0 | 0 | 0 | 0 | 901.6
ECC-m | ECC-m-20 | 9 | 9 | 20 | 209.2 | 0 | 298.8 | 0 | 209.2 | 1.8 | 93.7 | 80.4 | 0 | 0 | 0 | 0 | 893
ECC-m | ECC-m-21 | 9 | 9 | 21 | 33.3 | 0 | 59.7 | 0 | 119.6 | 0 | 93.7 | 54.4 | 0 | 0 | 0 | 0 | 360.7
ECC-m | ECC-m-22 | 9 | 9 | 22 | 33.3 | 0 | 59.7 | 0 | 6.4 | 0 | 0.1 | 9.2 | 0 | 0 | 0 | 0 | 108.6
ECC-m | ECC-m-23 | 9 | 9 | 23 | 33.3 | 0 | 59.7 | 0 | 6.2 | 0 | 0.1 | 9.2 | 0 | 0 | 0 | 0 | 108.5
ECC-m | ECC-m-24 | 9 | 9 | 24 | 33.3 | 0 | 59.7 | 0 | 7.3 | 0 | 0.1 | 9.2 | 0 | 0 | 0 | 0 | 109.6
ECC-b | ECC-b-1 | 9 | 9 | 1 | 64 | 0 | 59.7 | 0 | 8.9 | 0 | 0.1 | 9.2 | 0 | 0 | 0 | 0 | 141.9
ECC-b | ECC-b-2 | 9 | 9 | 2 | 64 | 0 | 59.7 | 0 | 9 | 0 | 0.1 | 9.2 | 0 | 0 | 0 | 0 | 142
ECC-b | ECC-b-3 | 9 | 9 | 3 | 64 | 0 | 59.7 | 0 | 9.2 | 0 | 0.1 | 9.2 | 0 | 0 | 0 | 0 | 142.2
ECC-b | ECC-b-4 | 9 | 9 | 4 | 64 | 0 | 59.7 | 0 | 8.9 | 0 | 0.1 | 9.2 | 0 | 0 | 0 | 0 | 141.9
ECC-b | ECC-b-5 | 9 | 9 | 5 | 249.6 | 0 | 84.1 | 0 | 9.1 | 0 | 0.1 | 9.2 | 0 | 0 | 0 | 0 | 352.1
ECC-b | ECC-b-6 | 9 | 9 | 6 | 249.6 | 0 | 234.7 | 0 | 173.7 | 0 | 80.1 | 72.3 | 0 | 0 | 0 | 0 | 810.4
ECC-b | ECC-b-7 | 9 | 9 | 7 | 273 | 0 | 259 | 0 | 257.9 | 6.9 | 110.8 | 87.2 | 0 | 0 | 0 | 0 | 994.9
ECC-b | ECC-b-8 | 9 | 9 | 8 | 332.6 | 0 | 353.6 | 0 | 264.5 | 8.1 | 110.8 | 81.7 | 0 | 0 | 0 | 0 | 1151.4
ECC-b | ECC-b-9 | 9 | 9 | 9 | 332.6 | 0 | 353.6 | 0 | 276.6 | 8.7 | 97.2 | 88.8 | 0 | 0 | 0 | 0 | 1157.6
ECC-b | ECC-b-10 | 9 | 9 | 10 | 332.6 | 0 | 356.2 | 0 | 277.5 | 8.7 | 97.2 | 89.1 | 0 | 0 | 0 | 0 | 1161.3
ECC-b | ECC-b-11 | 9 | 9 | 11 | 269 | 0 | 356.2 | 0 | 319.2 | 12.7 | 97.2 | 90.3 | 0 | 0 | 0 | 0 | 1144.5
ECC-b | ECC-b-12 | 9 | 9 | 12 | 269 | 0 | 351 | 0 | 305.1 | 11.8 | 97.2 | 89.7 | 0 | 0 | 0 | 0 | 1123.8
ECC-b | ECC-b-13 | 9 | 9 | 13 | 269 | 0 | 351 | 0 | 321.3 | 13.5 | 97.2 | 88.4 | 0 | 0 | 0 | 0 | 1140.3
ECC-b | ECC-b-14 | 9 | 9 | 14 | 269 | 0 | 348.3 | 0 | 300.6 | 11.5 | 97.2 | 89 | 0 | 0 | 0 | 0 | 1115.6
ECC-b | ECC-b-15 | 9 | 9 | 15 | 269 | 0 | 351 | 0 | 302.7 | 11.6 | 97.2 | 90.6 | 0 | 0 | 0 | 0 | 1122
ECC-b | ECC-b-16 | 9 | 9 | 16 | 269 | 0 | 353.6 | 0 | 303.3 | 11.8 | 97.2 | 90.8 | 0 | 0 | 0 | 0 | 1125.6
ECC-b | ECC-b-17 | 9 | 9 | 17 | 244.3 | 0 | 326.6 | 0 | 292.1 | 10.9 | 97.2 | 92.1 | 0 | 0 | 0 | 0 | 1063.2
ECC-b | ECC-b-18 | 9 | 9 | 18 | 229.8 | 0 | 302 | 0 | 264.5 | 8.5 | 97.2 | 86 | 0 | 0 | 0 | 0 | 987.9
ECC-b | ECC-b-19 | 9 | 9 | 19 | 229.8 | 0 | 299.3 | 0 | 216.8 | 2.1 | 93.7 | 83.7 | 0 | 0 | 0 | 0 | 925.3
ECC-b | ECC-b-20 | 9 | 9 | 20 | 229.8 | 0 | 298.8 | 0 | 216.1 | 2.4 | 93.7 | 82.4 | 0 | 0 | 0 | 0 | 923.1
ECC-b | ECC-b-21 | 9 | 9 | 21 | 64 | 0 | 59.7 | 0 | 123.8 | 0 | 93.7 | 57.1 | 0 | 0 | 0 | 0 | 398.3
ECC-b | ECC-b-22 | 9 | 9 | 22 | 64 | 0 | 59.7 | 0 | 6.7 | 0 | 0.1 | 9.2 | 0 | 0 | 0 | 0 | 139.7
ECC-b | ECC-b-23 | 9 | 9 | 23 | 64 | 0 | 59.7 | 0 | 6.6 | 0 | 0.1 | 9.2 | 0 | 0 | 0 | 0 | 139.6
ECC-b | ECC-b-24 | 9 | 9 | 24 | 64 | 0 | 59.7 | 0 | 7.6 | 0 | 0.1 | 9.2 | 0 | 0 | 0 | 0 | 140.6
OfL-m | OfL-m-1 | 9 | 9 | 1 | 11.2 | 0 | 62.1 | 0 | 0 | 0 | 0 | 0 | 0 | 0 | 0 | 0 | 73.4
OfL-m | OfL-m-2 | 9 | 9 | 2 | 11.2 | 0 | 62.1 | 0 | 0 | 0 | 0 | 0 | 0 | 0 | 0 | 0 | 73.4
OfL-m | OfL-m-3 | 9 | 9 | 3 | 11.2 | 0 | 62.1 | 0 | 0 | 0 | 0 | 0 | 0 | 0 | 0 | 0 | 73.4
OfL-m | OfL-m-4 | 9 | 9 | 4 | 11.2 | 0 | 62.1 | 0 | 0 | 0 | 0 | 0 | 0 | 0 | 0 | 0 | 73.4
OfL-m | OfL-m-5 | 9 | 9 | 5 | 11.2 | 0 | 62.1 | 0 | 0 | 0 | 0 | 0 | 0 | 0 | 0 | 0 | 73.4
OfL-m | OfL-m-6 | 9 | 9 | 6 | 11.2 | 0 | 62.1 | 0 | 0 | 0 | 0 | 0 | 0 | 0 | 0 | 0 | 73.4
OfL-m | OfL-m-7 | 9 | 9 | 7 | 154.9 | 0 | 165.7 | 0 | 149.1 | 4.1 | 57.1 | 61.2 | 0 | 0 | 0 | 0 | 592
OfL-m | OfL-m-8 | 9 | 9 | 8 | 174.1 | 0 | 185.9 | 0 | 163.9 | 5.7 | 57.1 | 54.6 | 0 | 0 | 0 | 0 | 641.3
OfL-m | OfL-m-9 | 9 | 9 | 9 | 174.1 | 0 | 185.9 | 0 | 145.4 | 4.5 | 57.1 | 47.5 | 0 | 0 | 0 | 0 | 614.5
OfL-m | OfL-m-10 | 9 | 9 | 10 | 184.6 | 0 | 196.7 | 0 | 151.7 | 4.9 | 57.1 | 52 | 0 | 0 | 0 | 0 | 647
OfL-m | OfL-m-11 | 9 | 9 | 11 | 184.6 | 0 | 196.7 | 0 | 164.5 | 6.3 | 57.1 | 53 | 0 | 0 | 0 | 0 | 662.1
OfL-m | OfL-m-12 | 9 | 9 | 12 | 154.9 | 0 | 165.7 | 0 | 160.9 | 6.1 | 57.1 | 53.3 | 0 | 0 | 0 | 0 | 597.9
OfL-m | OfL-m-13 | 9 | 9 | 13 | 154.9 | 0 | 165.7 | 0 | 203.4 | 9.1 | 70.3 | 57.8 | 0 | 0 | 0 | 0 | 661.2
OfL-m | OfL-m-14 | 9 | 9 | 14 | 174.1 | 0 | 185.9 | 0 | 202.9 | 8.8 | 70.3 | 64.1 | 0 | 0 | 0 | 0 | 706.2
OfL-m | OfL-m-15 | 9 | 9 | 15 | 174.1 | 0 | 185.9 | 0 | 204.4 | 8.9 | 70.3 | 65.8 | 0 | 0 | 0 | 0 | 709.4
OfL-m | OfL-m-16 | 9 | 9 | 16 | 184.6 | 0 | 196.7 | 0 | 204.4 | 8.9 | 70.3 | 65.8 | 0 | 0 | 0 | 0 | 730.7
OfL-m | OfL-m-17 | 9 | 9 | 17 | 154.9 | 0 | 165.7 | 0 | 147 | 4.8 | 57.1 | 50.3 | 0 | 0 | 0 | 0 | 579.6
OfL-m | OfL-m-18 | 9 | 9 | 18 | 135.6 | 0 | 145.5 | 0 | 0 | 0 | 0 | 0 | 0 | 0 | 0 | 0 | 281.2
OfL-m | OfL-m-19 | 9 | 9 | 19 | 116.4 | 0 | 124 | 0 | 0 | 0 | 0 | 0 | 0 | 0 | 0 | 0 | 240.4
OfL-m | OfL-m-20 | 9 | 9 | 20 | 77.9 | 0 | 82.3 | 0 | 0 | 0 | 0 | 0 | 0 | 0 | 0 | 0 | 160.2
OfL-m | OfL-m-21 | 9 | 9 | 21 | 58.7 | 0 | 62.1 | 0 | 0 | 0 | 0 | 0 | 0 | 0 | 0 | 0 | 120.8
OfL-m | OfL-m-22 | 9 | 9 | 22 | 45.7 | 0 | 62.1 | 0 | 0 | 0 | 0 | 0 | 0 | 0 | 0 | 0 | 107.8
OfL-m | OfL-m-23 | 9 | 9 | 23 | 45.7 | 0 | 62.1 | 0 | 0 | 0 | 0 | 0 | 0 | 0 | 0 | 0 | 107.8
OfL-m | OfL-m-24 | 9 | 9 | 24 | 11.2 | 0 | 62.1 | 0 | 0 | 0 | 0 | 0 | 0 | 0 | 0 | 0 | 73.4
OfS-b | OfS-b-1 | 9 | 9 | 1 | 1.2 | 0 | 2.8 | 0 | 0 | 0 | 0 | 0 | 0 | 0 | 0 | 0 | 4
OfS-b | OfS-b-2 | 9 | 9 | 2 | 1.2 | 0 | 2.8 | 0 | 0 | 0 | 0 | 0 | 0 | 0 | 0 | 0 | 4
OfS-b | OfS-b-3 | 9 | 9 | 3 | 1.2 | 0 | 2.8 | 0 | 0 | 0 | 0 | 0 | 0 | 0 | 0 | 0 | 4
OfS-b | OfS-b-4 | 9 | 9 | 4 | 1.2 | 0 | 2.8 | 0 | 0 | 0 | 0 | 0 | 0 | 0 | 0 | 0 | 4
OfS-b | OfS-b-5 | 9 | 9 | 5 | 1.2 | 0 | 2.8 | 0 | 0 | 0 | 0 | 0 | 0 | 0 | 0 | 0 | 4
OfS-b | OfS-b-6 | 9 | 9 | 6 | 1.2 | 0 | 2.8 | 0 | 0 | 0 | 0 | 0 | 0 | 0 | 0 | 0 | 4
OfS-b | OfS-b-7 | 9 | 9 | 7 | 9.3 | 0 | 8.5 | 0 | 14.9 | 0 | 0 | 3.4 | 0 | 0 | 0 | 0 | 36.1
OfS-b | OfS-b-8 | 9 | 9 | 8 | 10.5 | 0 | 12.7 | 0 | 13.7 | 0 | 0 | 3.4 | 0 | 0 | 0 | 0 | 40.3
OfS-b | OfS-b-9 | 9 | 9 | 9 | 10.5 | 0 | 12.7 | 0 | 13.1 | 0 | 0 | 3.4 | 0 | 0 | 0 | 0 | 39.7
OfS-b | OfS-b-10 | 9 | 9 | 10 | 11.1 | 0 | 13.5 | 0 | 13.2 | 0 | 0 | 3.4 | 0 | 0 | 0 | 0 | 41.2
OfS-b | OfS-b-11 | 9 | 9 | 11 | 11.1 | 0 | 13.5 | 0 | 14.6 | 0 | 0 | 3.4 | 0 | 0 | 0 | 0 | 42.7
OfS-b | OfS-b-12 | 9 | 9 | 12 | 9.3 | 0 | 11.4 | 0 | 15 | 0 | 0 | 3.4 | 0 | 0 | 0 | 0 | 39.1
OfS-b | OfS-b-13 | 9 | 9 | 13 | 9.3 | 0 | 11.4 | 0 | 16.5 | 0 | 0 | 3.4 | 0 | 0 | 0 | 0 | 40.6
OfS-b | OfS-b-14 | 9 | 9 | 14 | 10.5 | 0 | 12.7 | 0 | 16.3 | 0 | 0 | 3.4 | 0 | 0 | 0 | 0 | 43
OfS-b | OfS-b-15 | 9 | 9 | 15 | 10.5 | 0 | 12.7 | 0 | 16.6 | 0 | 0 | 3.4 | 0 | 0 | 0 | 0 | 43.2
OfS-b | OfS-b-16 | 9 | 9 | 16 | 10.5 | 0 | 12.7 | 0 | 16.2 | 0 | 0 | 3.4 | 0 | 0 | 0 | 0 | 42.9
OfS-b | OfS-b-17 | 9 | 9 | 17 | 8.2 | 0 | 10 | 0 | 12.9 | 0 | 0 | 3.4 | 0 | 0 | 0 | 0 | 34.5
OfS-b | OfS-b-18 | 9 | 9 | 18 | 3.5 | 0 | 5.7 | 0 | 0 | 0 | 0 | 0 | 0 | 0 | 0 | 0 | 9.2
OfS-b | OfS-b-19 | 9 | 9 | 19 | 1.2 | 0 | 2.8 | 0 | 0 | 0 | 0 | 0 | 0 | 0 | 0 | 0 | 4
OfS-b | OfS-b-20 | 9 | 9 | 20 | 1.2 | 0 | 2.8 | 0 | 0 | 0 | 0 | 0 | 0 | 0 | 0 | 0 | 4
OfS-b | OfS-b-21 | 9 | 9 | 21 | 1.2 | 0 | 2.8 | 0 | 0 | 0 | 0 | 0 | 0 | 0 | 0 | 0 | 4
OfS-b | OfS-b-22 | 9 | 9 | 22 | 1.2 | 0 | 2.8 | 0 | 0 | 0 | 0 | 0 | 0 | 0 | 0 | 0 | 4
OfS-b | OfS-b-23 | 9 | 9 | 23 | 1.2 | 0 | 2.8 | 0 | 0 | 0 | 0 | 0 | 0 | 0 | 0 | 0 | 4
OfS-b | OfS-b-24 | 9 | 9 | 24 | 1.2 | 0 | 2.8 | 0 | 0 | 0 | 0 | 0 | 0 | 0 | 0 | 0 | 4
OfS-m | OfS-m-1 | 9 | 9 | 1 | 0.6 | 0 | 2.8 | 0 | 0 | 0 | 0 | 0 | 0 | 0 | 0 | 0 | 3.4
OfS-m | OfS-m-2 | 9 | 9 | 2 | 0.6 | 0 | 2.8 | 0 | 0 | 0 | 0 | 0 | 0 | 0 | 0 | 0 | 3.4
OfS-m | OfS-m-3 | 9 | 9 | 3 | 0.6 | 0 | 2.8 | 0 | 0 | 0 | 0 | 0 | 0 | 0 | 0 | 0 | 3.4
OfS-m | OfS-m-4 | 9 | 9 | 4 | 0.6 | 0 | 2.8 | 0 | 0 | 0 | 0 | 0 | 0 | 0 | 0 | 0 | 3.4
OfS-m | OfS-m-5 | 9 | 9 | 5 | 0.6 | 0 | 2.8 | 0 | 0 | 0 | 0 | 0 | 0 | 0 | 0 | 0 | 3.4
OfS-m | OfS-m-6 | 9 | 9 | 6 | 0.6 | 0 | 2.8 | 0 | 0 | 0 | 0 | 0 | 0 | 0 | 0 | 0 | 3.4
OfS-m | OfS-m-7 | 9 | 9 | 7 | 7.5 | 0 | 8.5 | 0 | 14.3 | 0 | 0 | 3.4 | 0 | 0 | 0 | 0 | 33.7
OfS-m | OfS-m-8 | 9 | 9 | 8 | 8.4 | 0 | 12.7 | 0 | 13.1 | 0 | 0 | 3.4 | 0 | 0 | 0 | 0 | 37.7
OfS-m | OfS-m-9 | 9 | 9 | 9 | 8.4 | 0 | 12.7 | 0 | 12.6 | 0 | 0 | 3.4 | 0 | 0 | 0 | 0 | 37.2
OfS-m | OfS-m-10 | 9 | 9 | 10 | 8.9 | 0 | 13.5 | 0 | 12.7 | 0 | 0 | 3.4 | 0 | 0 | 0 | 0 | 38.5
OfS-m | OfS-m-11 | 9 | 9 | 11 | 8.9 | 0 | 13.5 | 0 | 14.1 | 0 | 0 | 3.4 | 0 | 0 | 0 | 0 | 39.9
OfS-m | OfS-m-12 | 9 | 9 | 12 | 7.5 | 0 | 11.4 | 0 | 14.5 | 0 | 0 | 3.4 | 0 | 0 | 0 | 0 | 36.8
OfS-m | OfS-m-13 | 9 | 9 | 13 | 7.5 | 0 | 11.4 | 0 | 16 | 0 | 0 | 3.4 | 0 | 0 | 0 | 0 | 38.3
OfS-m | OfS-m-14 | 9 | 9 | 14 | 8.4 | 0 | 12.7 | 0 | 15.8 | 0 | 0 | 3.4 | 0 | 0 | 0 | 0 | 40.4
OfS-m | OfS-m-15 | 9 | 9 | 15 | 8.4 | 0 | 12.7 | 0 | 16.1 | 0 | 0 | 3.4 | 0 | 0 | 0 | 0 | 40.7
OfS-m | OfS-m-16 | 9 | 9 | 16 | 8.4 | 0 | 12.7 | 0 | 15.7 | 0 | 0 | 3.4 | 0 | 0 | 0 | 0 | 40.3
OfS-m | OfS-m-17 | 9 | 9 | 17 | 6.6 | 0 | 10 | 0 | 12.5 | 0 | 0 | 3.4 | 0 | 0 | 0 | 0 | 32.4
OfS-m | OfS-m-18 | 9 | 9 | 18 | 2.8 | 0 | 5.7 | 0 | 0 | 0 | 0 | 0 | 0 | 0 | 0 | 0 | 8.6
OfS-m | OfS-m-19 | 9 | 9 | 19 | 0.6 | 0 | 2.8 | 0 | 0 | 0 | 0 | 0 | 0 | 0 | 0 | 0 | 3.4
OfS-m | OfS-m-20 | 9 | 9 | 20 | 0.6 | 0 | 2.8 | 0 | 0 | 0 | 0 | 0 | 0 | 0 | 0 | 0 | 3.4
OfS-m | OfS-m-21 | 9 | 9 | 21 | 0.6 | 0 | 2.8 | 0 | 0 | 0 | 0 | 0 | 0 | 0 | 0 | 0 | 3.4
OfS-m | OfS-m-22 | 9 | 9 | 22 | 0.6 | 0 | 2.8 | 0 | 0 | 0 | 0 | 0 | 0 | 0 | 0 | 0 | 3.4
OfS-m | OfS-m-23 | 9 | 9 | 23 | 0.6 | 0 | 2.8 | 0 | 0 | 0 | 0 | 0 | 0 | 0 | 0 | 0 | 3.4
OfS-m | OfS-m-24 | 9 | 9 | 24 | 0.6 | 0 | 2.8 | 0 | 0 | 0 | 0 | 0 | 0 | 0 | 0 | 0 | 3.4

## ComWts
Commercial weights
Floor Space by Building, Vintage, and Climate Zone, Source: CEC Forecast Database 8/21/07
|  |  |  | Units: Millions of Square Feet | [11 empty] | Units: Number of Homes
|  |  |  | 1 | 2 | 3 | 4 | 5 | 6 | 7 | 8 | 9 | 10 | 11 | 12 | 13 | 14 | 15 |  | 1 | 2 | 3 | 4 | 5 | 6 | 7 | 8 | 9 | 10 | 11 | 12 | 13 | 14 | 15 | 16 | 17
row | IOU | CZ | VINT | SOFF | REST | RETL | FOOD | WHSN | WHSR | SCHL | UNIV | HOSP | HOTL | MISC | LOFF | SFm | MFm | DMo |  |  | Bldg | BldgCol | Num | Before 1978 | 1978 - 1992 | 1993 - 2001 | 2002 - 2005 | 2006 - 2009 | After 2010 |  | Before 1978 | 1978 - 1992 | 1993 - 2001 | 2002 - 2005 | 2006 - 2009 | After 2010
1 | CA | 1 | Before 1978 | 1.1231 | 0.5807 | 1.7721 | 0.5178 | 0.7843 | 0.03784 | 1.2915 | 2.5968 | 0.7761 | 0.6417 | 1.4723 | 0.8816 | 11919 | 4652 | 887 | 0.11801 | Assembly | Asm | 11 | 3 | 695.9473 | 438.6157 | 243.3412 | 143.5175 | 80.5861 | 80.5861 |  | 0.41362 | 0.26068 | 0.14462 | 0.085295 | 0.047894 | 0.047894
2 | CA | 1 | 1978 - 1992 | 0.4456 | 0.0839 | 1.191 | 0.3476 | 0.7252 | 0.04018 | 0.3376 | 0.4724 | 0.2488 | 0.5949 | 0.7 | 0.3114 | 6580 | 638 | 457 | 0.12731 | Education - Primary School | EPr | 7 | 3 | 456.7622 | 71.1912 | 75.3736 | 60.3557 | 17.4477 | 17.4477 |  | 0.65385 | 0.10191 | 0.1079 | 0.086398 | 0.024976 | 0.024976
3 | CA | 1 | 1993 - 2001 | 0.3293 | 0.046 | 0.443 | 0.1295 | 0.5119 | 0.02586 | 0.1735 | 0.238 | 0.2038 | 0.1725 | 0.4738 | 0.1285 | 6443 | 2564 | 0 | 0.16476 | Education - Secondary School | ESe | 7 | 3 | 456.7622 | 71.1912 | 75.3736 | 60.3557 | 17.4477 | 17.4477 |  | 0.65385 | 0.10191 | 0.1079 | 0.086398 | 0.024976 | 0.024976
4 | CA | 1 | 2002 - 2005 | 0.1317 | 0.0138 | 0.1978 | 0.0578 | 0.4209 | 0.02693 | 0.1414 | 0.0863 | 0.1592 | 0.238 | 0.2136 | 0.2207 | 4475 | 1952 | 0 | 0.11194 | Education - Community College | ECC | 8 | 2 | 232.8696 | 70.331 | 48.9509 | 38.4693 | 15.6139 | 15.6139 |  | 0.55202 | 0.16672 | 0.11604 | 0.091192 | 0.037013 | 0.037013
5 | CA | 1 | 2006 - 2009 | 0.0704 | 0.0133 | 0.1189 | 0.0347 | 0.1206 | 0.00644 | 0.0528 | 0.0638 | 0.044 | 0.0763 | 0.1057 | 0.0482 | 2238 | 976 |  | 0.13997 | Education - University | EUn | 8 | 2 | 232.8696 | 70.331 | 48.9509 | 38.4693 | 15.6139 | 15.6139 |  | 0.55202 | 0.16672 | 0.11604 | 0.091192 | 0.037013 | 0.037013
6 | CA | 2 | Before 1978 | 2.1726 | 2.2438 | 12.6779 | 3.952 | 5.3706 | 0.24801 | 10.6498 | 5.7053 | 5.7135 | 3.09 | 15.6053 | 6.7789 | 108498 | 22574 | 10933 | 0.21029 | Education - Relocatable Classroom | ERC | 7 | 3 | 456.7622 | 71.1912 | 75.3736 | 60.3557 | 17.4477 | 17.4477 |  | 0.65385 | 0.10191 | 0.1079 | 0.086398 | 0.024976 | 0.024976
7 | CA | 2 | 1978 - 1992 | 1.6353 | 0.5547 | 6.2673 | 2.033 | 8.5483 | 0.33187 | 1.3537 | 1.3701 | 3.0618 | 2.6646 | 7.0364 | 6.1752 | 52765 | 16076 | 4221 | 0.17148 | Grocery | Gro | 4 | 1 | 148.0396 | 114.1533 | 63.3033 | 32.7155 | 19.9313 | 19.9313 |  | 0.37189 | 0.28676 | 0.15902 | 0.082184 | 0.050069 | 0.050069
8 | CA | 2 | 1993 - 2001 | 0.764 | 0.3489 | 3.6662 | 1.1679 | 3.5864 | 0.18144 | 1.5419 | 0.7934 | 1.8013 | 1.2236 | 3.5582 | 2.8914 | 9763 | 9317 | 1233 | 0.16531 | Health/Medical - Hospital | Hsp | 9 | 2 | 180.8026 | 118.7412 | 52.2854 | 31.6803 | 14.468 | 14.468 |  | 0.43837 | 0.2879 | 0.12677 | 0.076811 | 0.035079 | 0.035079
9 | CA | 2 | 2002 - 2005 | 0.2995 | 0.1163 | 1.4993 | 0.48 | 1.6189 | 0.07432 | 1 | 0.7746 | 0.8667 | 0.724 | 1.7916 | 1.8798 | 4414 | 3960 | 187 | 0.16104 | Health/Medical - Nursing Home | Nrs | 9 | 2 | 180.8026 | 118.7412 | 52.2854 | 31.6803 | 14.468 | 14.468 |  | 0.43837 | 0.2879 | 0.12677 | 0.076811 | 0.035079 | 0.035079
10 | CA | 2 | 2006 - 2009 | 0.1989 | 0.0761 | 0.856 | 0.2722 | 0.7101 | 0.03398 | 0.3143 | 0.3012 | 0.4266 | 0.3352 | 0.8061 | 0.7101 | 2207 | 1980 |  | 0.15992 | Lodging - Hotel | Htl | 10 | 2 | 137.0553 | 160.6749 | 47.9587 | 33.3381 | 17.1838 | 17.1838 |  | 0.33154 | 0.38867 | 0.11601 | 0.080645 | 0.041568 | 0.041568
11 | CA | 3 | Before 1978 | 12.4599 | 10.2818 | 67.9328 | 16.08 | 46.821 | 3.7193 | 45.2095 | 31.2023 | 19.6259 | 23.7733 | 89.8205 | 77.2396 | 446810 | 358181 | 9176 | 0.20222 | Lodging - Motel | Mtl | 10 | 2 | 137.0553 | 160.6749 | 47.9587 | 33.3381 | 17.1838 | 17.1838 |  | 0.33154 | 0.38867 | 0.11601 | 0.080645 | 0.041568 | 0.041568
12 | CA | 3 | 1978 - 1992 | 10.8272 | 2.487 | 24.8964 | 5.9532 | 38.9949 | 3.5038 | 3.3104 | 5.3233 | 8.3704 | 15.3404 | 26.7902 | 69.1974 | 85958 | 86900 | 4284 | 0.12461 | Manufacturing - Bio/Tech | MBT | 11 | 3 | 695.9473 | 438.6157 | 243.3412 | 143.5175 | 80.5861 | 80.5861 |  | 0.41362 | 0.26068 | 0.14462 | 0.085295 | 0.047894 | 0.047894
13 | CA | 3 | 1993 - 2001 | 4.2215 | 1.6056 | 14.2728 | 3.4208 | 12.464 | 1.6152 | 4.8274 | 4.165 | 5.0923 | 7.0956 | 16.8934 | 28.2107 | 48155 | 26830 | 367 | 0.16262 | Manufacturing - Light Industrial | MLI | 11 | 3 | 695.9473 | 438.6157 | 243.3412 | 143.5175 | 80.5861 | 80.5861 |  | 0.41362 | 0.26068 | 0.14462 | 0.085295 | 0.047894 | 0.047894
14 | CA | 3 | 2002 - 2005 | 1.4833 | 0.4914 | 5.7084 | 1.3695 | 3.6057 | 0.38748 | 2.8751 | 3.2859 | 1.1559 | 3.9874 | 9.0973 | 16.7021 | 13376 | 12449 | 63 | 0.1814 | Office - Large | OfL | 12 | 1 | 561.3303 | 642.4596 | 160.7069 | 102.8479 | 47.1611 | 47.1611 |  | 0.35944 | 0.41139 | 0.10291 | 0.065858 | 0.030199 | 0.030199
15 | CA | 3 | 2006 - 2009 | 1.2048 | 0.3835 | 3.6602 | 0.8736 | 3.7363 | 0.36751 | 0.9399 | 1.147 | 1.1644 | 1.0033 | 3.1367 | 6.4925 | 6688 | 6224 |  | 0.1301 | Office - Small | OfS | 1 | 1 | 215.5931 | 129.857 | 59.8534 | 30.0084 | 19.0017 | 19.0017 |  | 0.4555 | 0.27436 | 0.12646 | 0.0634 | 0.040146 | 0.040146
16 | CA | 4 | Before 1978 | 9.2826 | 4.3465 | 24.5659 | 5.9245 | 9.6553 | 0.48191 | 20.3586 | 6.8358 | 7.3744 | 6.349 | 39.0155 | 27.4195 | 251319 | 101243 | 6455 | 0.24142 | Restaurant - Sit-Down | RSD | 2 | 2 | 101.6341 | 74.734 | 35.2374 | 22.4412 | 11.83 | 11.83 |  | 0.39438 | 0.29 | 0.13673 | 0.08708 | 0.045905 | 0.045905
17 | CA | 4 | 1978 - 1992 | 8.2469 | 1.1916 | 13.0618 | 3.1777 | 17.3759 | 0.72555 | 2.4386 | 1.7709 | 4.3467 | 5.6216 | 21.8883 | 27.5304 | 44850 | 64812 | 2213 | 0.20385 | Restaurant - Fast-Food | RFF | 2 | 2 | 101.6341 | 74.734 | 35.2374 | 22.4412 | 11.83 | 11.83 |  | 0.39438 | 0.29 | 0.13673 | 0.08708 | 0.045905 | 0.045905
18 | CA | 4 | 1993 - 2001 | 3.6064 | 0.7551 | 8.0326 | 1.9569 | 7.2369 | 0.39504 | 3.4233 | 1.0021 | 2.4788 | 2.7595 | 9.5169 | 14.391 | 20441 | 20252 | 2171 | 0.17131 | Retail - 3-Story Large | Rt3 | 3 | 3 | 539.6156 | 448.7514 | 237.4798 | 129.9344 | 75.6701 | 75.6701 |  | 0.35804 | 0.29775 | 0.15757 | 0.086214 | 0.050208 | 0.050208
19 | CA | 4 | 2002 - 2005 | 1.4606 | 0.26138 | 3.2821 | 0.80022 | 3.1544 | 0.12194 | 2.1589 | 1.059 | 1.2576 | 1.3987 | 4.6977 | 9.3115 | 12207 | 6674 | 560 | 0.16219 | Retail - Single-Story Large | RtL | 3 | 3 | 539.6156 | 448.7514 | 237.4798 | 129.9344 | 75.6701 | 75.6701 |  | 0.35804 | 0.29775 | 0.15757 | 0.086214 | 0.050208 | 0.050208
20 | CA | 4 | 2006 - 2009 | 0.9704 | 0.15335 | 1.8034 | 0.43833 | 1.3605 | 0.06702 | 0.6341 | 0.40504 | 0.59582 | 0.7443 | 2.3858 | 3.6099 | 6103 | 3337 |  | 0.18118 | Retail - Small | RtS | 3 | 3 | 539.6156 | 448.7514 | 237.4798 | 129.9344 | 75.6701 | 75.6701 |  | 0.35804 | 0.29775 | 0.15757 | 0.086214 | 0.050208 | 0.050208
21 | CA | 5 | Before 1978 | 0.9755 | 1.0577 | 5.7381 | 1.7526 | 0.7741 | 0.28331 | 3.1157 | 5.2037 | 2.9169 | 2.8524 | 5.95 | 2.9038 | 49073 | 13775 | 6736 | 0.17749 | Storage - Conditioned | SCn | 5 | 2 | 398.3298 | 442.8759 | 219.0541 | 169.1803 | 94.8918 | 94.8918 |  | 0.28067 | 0.31206 | 0.15435 | 0.11921 | 0.066862 | 0.066862
22 | CA | 5 | 1978 - 1992 | 0.7609 | 0.42493 | 3.4516 | 0.97444 | 1.3662 | 0.42654 | 0.3735 | 1.3508 | 1.8872 | 2.617 | 3.3064 | 3.1657 | 12111 | 2426 | 3463 | 0.16446 | Storage - Unconditioned | SUn | 5 | 2 | 398.3298 | 442.8759 | 219.0541 | 169.1803 | 94.8918 | 94.8918 |  | 0.28067 | 0.31206 | 0.15435 | 0.11921 | 0.066862 | 0.066862
23 | CA | 5 | 1993 - 2001 | 0.3215 | 0.22384 | 2.0008 | 0.58856 | 0.5742 | 0.23224 | 0.5056 | 0.76531 | 0.74267 | 1.2253 | 1.4699 | 1.2456 | 9799 | 5387 | 538 | 0.14854 | Warehouse - Refrigerated | WRf | 6 | 1 | 22.1527 | 19.057 | 18.7439 | 5.5953 | 4.1946 | 4.1946 |  | 0.29961 | 0.25774 | 0.25351 | 0.075676 | 0.056731 | 0.056731
24 | CA | 5 | 2002 - 2005 | 0.1297 | 0.08274 | 0.8354 | 0.24377 | 0.2541 | 0.07169 | 0.3227 | 0.8051 | 0.52343 | 0.6253 | 0.7255 | 0.7794 | 2210 | 0 | 49 | 0.13438
25 | CA | 5 | 2006 - 2009 | 0.0923 | 0.05887 | 0.4841 | 0.13937 | 0.1085 | 0.0394 | 0.0948 | 0.30826 | 0.19048 | 0.3259 | 0.3904 | 0.2958 | 1105 | 0 |  | 0.15442
26 | CA | 6 | Before 1978 | 30.5927 | 15.5564 | 91.0763 | 22.015 | 52.6171 | 4.233 | 58.9811 | 32.3573 | 29.3172 | 26.0631 | 114.9225 | 98.6196 | 295131 | 258207 | 13177 | 0.1994
27 | CA | 6 | 1978 - 1992 | 16.4412 | 13.9199 | 70.7998 | 14.1529 | 37.7267 | 1.8191 | 6.5963 | 10.3299 | 19.0257 | 33.5656 | 61.0889 | 118.9566 | 61887 | 105395 | 5098 | 0.15105
28 | CA | 6 | 1993 - 2001 | 6.4114 | 5.4831 | 35.9868 | 7.9256 | 17.6122 | 1.9049 | 5.8249 | 7.0122 | 5.7834 | 9.0303 | 30.219 | 22.11 | 49322 | 30438 | 7298 | 0.19458
29 | CA | 6 | 2002 - 2005 | 2.6243 | 2.3999 | 16.0335 | 3.4879 | 10.6882 | 0.71944 | 4.5408 | 4.1103 | 5.2942 | 5.0086 | 14.9297 | 11.9461 | 28131 | 10135 | 1680 | 0.18255
30 | CA | 6 | 2006 - 2009 | 2.2105 | 2.0706 | 10.3378 | 2.2316 | 5.1537 | 0.44664 | 1.3374 | 1.8166 | 1.7099 | 2.2364 | 9.3707 | 5.0931 | 14065 | 5067 |  | 0.2129
31 | CA | 7 | Before 1978 | 23.5681 | 5.7069 | 19.1984 | 3.3634 | 8.5273 | 0.12546 | 13.4214 | 7.2335 | 9.2904 | 7.9612 | 11.6893 | 8.3681 | 213903 | 116552 | 16837 | 0.098683
32 | CA | 7 | 1978 - 1992 | 9.0983 | 2.2493 | 24.1085 | 8.3064 | 19.8535 | 0.06 | 3.4828 | 6.3023 | 9.2178 | 15.1071 | 17.8557 | 45.9812 | 103726 | 87344 | 5974 | 0.11048
33 | CA | 7 | 1993 - 2001 | 4.7968 | 1.4767 | 12.2255 | 3.9773 | 8.6282 | 0.26544 | 3.5817 | 3.5839 | 3.0023 | 3.2602 | 11.6634 | 12.5592 | 49320 | 11508 | 1718 | 0.16898
34 | CA | 7 | 2002 - 2005 | 2.2637 | 0.59242 | 5.8715 | 1.995 | 4.7531 | 0.02805 | 2.6227 | 3.1671 | 1.8562 | 4.6886 | 5.8049 | 7.2843 | 25022 | 7522 | 357 | 0.14183
35 | CA | 7 | 2006 - 2009 | 1.3449 | 0.40135 | 3.3657 | 1.1527 | 2.0785 | 0.02993 | 0.5804 | 0.94524 | 0.66723 | 2.584 | 3.4255 | 2.934 | 12511 | 3761 |  | 0.17558
36 | CA | 8 | Before 1978 | 38.4245 | 18.6356 | 107.4659 | 32.5017 | 154.6399 | 5.7465 | 102.649 | 54.012 | 33.4426 | 18.6188 | 170.2058 | 128.0423 | 418066 | 192609 | 17636 | 0.19691
37 | CA | 8 | 1978 - 1992 | 20.2969 | 16.4428 | 84.1067 | 20.3936 | 108.9938 | 2.4726 | 11.3195 | 16.9384 | 21.1872 | 22.7591 | 89.4565 | 149.9548 | 40836 | 80842 | 6905 | 0.15852
38 | CA | 8 | 1993 - 2001 | 7.9791 | 6.3983 | 42.4868 | 11.4213 | 51.2747 | 2.5972 | 10.0627 | 11.2325 | 6.4734 | 6.2469 | 44.4711 | 27.6999 | 30241 | 24106 | 1902 | 0.19475
39 | CA | 8 | 2002 - 2005 | 3.2889 | 2.9475 | 19.4286 | 5.0598 | 30.1574 | 0.99434 | 8.1255 | 6.5596 | 5.9385 | 3.3106 | 21.9886 | 14.9885 | 13342 | 11788 | 491 | 0.17908
40 | CA | 8 | 2006 - 2009 | 2.7346 | 2.4013 | 12.3849 | 3.2386 | 14.7066 | 0.61024 | 2.3551 | 2.912 | 1.9775 | 1.5599 | 13.7032 | 6.8473 | 6671 | 5894 |  | 0.20943
41 | CA | 9 | Before 1978 | 32.607 | 16.9193 | 84.33 | 22.3731 | 67.2798 | 2.7121 | 76.5339 | 35.6205 | 30.2433 | 21.884 | 115.131 | 144.3862 | 511482 | 481465 | 18338 | 0.17712
42 | CA | 9 | 1978 - 1992 | 15.1425 | 13.3683 | 65.7763 | 14.4514 | 51.204 | 1.1896 | 6.9812 | 6.2013 | 15.7522 | 23.907 | 56.4206 | 135.7615 | 86273 | 128595 | 8392 | 0.13891
43 | CA | 9 | 1993 - 2001 | 6.9204 | 5.027 | 33.4749 | 8.0246 | 23.1968 | 1.4169 | 6.7504 | 5.1981 | 5.3053 | 6.833 | 31.6946 | 22.433 | 35795 | 19952 | 4042 | 0.20281
44 | CA | 9 | 2002 - 2005 | 3.1589 | 2.9896 | 16.8748 | 3.8306 | 17.8327 | 0.65597 | 6.691 | 3.1825 | 5.1617 | 3.0192 | 15.6148 | 12.9124 | 14266 | 11511 | 1059 | 0.16987
45 | CA | 9 | 2006 - 2009 | 2.1043 | 1.6527 | 10.1426 | 2.3584 | 7.6688 | 0.32907 | 1.678 | 1.3011 | 2.0326 | 2.3236 | 8.8692 | 8.3148 | 7133 | 5755 |  | 0.18184
46 | CA | 10 | Before 1978 | 21.8735 | 8.5131 | 38.4248 | 12.1005 | 22.8397 | 1.1984 | 41.4081 | 11.1566 | 11.1731 | 2.8395 | 29.5819 | 18.8747 | 246198 | 65797 | 36099 | 0.13447
47 | CA | 10 | 1978 - 1992 | 17.588 | 13.3248 | 79.5815 | 20.8642 | 100.6487 | 0.98176 | 16.4139 | 7.3789 | 12.9004 | 7.4782 | 64.4138 | 37.1427 | 232188 | 56629 | 31771 | 0.17008
48 | CA | 10 | 1993 - 2001 | 9.3665 | 7.3669 | 40.3268 | 10.7549 | 53.2585 | 3.6016 | 16.6807 | 4.8658 | 7.1623 | 1.3683 | 39.6021 | 9.941 | 114006 | 5505 | 4186 | 0.19385
49 | CA | 10 | 2002 - 2005 | 6.5829 | 7.7529 | 33.3036 | 7.2957 | 69.4473 | 0.47061 | 15.014 | 5.0347 | 2.686 | 2.1094 | 34.5168 | 10.7394 | 63150 | 2810 | 1167 | 0.17705
50 | CA | 10 | 2006 - 2009 | 3.4612 | 2.6963 | 17.9195 | 4.4893 | 45.3783 | 0.448 | 3.7551 | 1.9841 | 1.9704 | 1.152 | 19.2746 | 4.9063 | 31575 | 1405 |  | 0.17941
51 | CA | 11 | Before 1978 | 3.3942 | 1.8954 | 7.7035 | 2.7038 | 3.3554 | 0.24243 | 7.2222 | 6.9928 | 3.4598 | 2.087 | 8.9048 | 2.9065 | 91972 | 18703 | 23372 | 0.17506
52 | CA | 11 | 1978 - 1992 | 2.1029 | 0.5081 | 6.1733 | 2.1879 | 5.9129 | 0.39601 | 1.5841 | 1.1285 | 2.1322 | 1.2994 | 5.7561 | 2.0025 | 56795 | 21129 | 23091 | 0.18459
53 | CA | 11 | 1993 - 2001 | 1.0899 | 0.3436 | 3.2945 | 1.2252 | 4.3205 | 0.36187 | 1.7768 | 1.1576 | 1.3057 | 0.4595 | 3.427 | 0.8333 | 30803 | 816 | 2290 | 0.17489
54 | CA | 11 | 2002 - 2005 | 0.583 | 0.143 | 1.7396 | 0.6713 | 3.0581 | 0.136 | 1.3869 | 1.1119 | 0.8463 | 0.4122 | 1.7463 | 0.8149 | 17728 | 347 | 329 | 0.13805
55 | CA | 11 | 2006 - 2009 | 0.2998 | 0.0785 | 0.9738 | 0.3813 | 1.3672 | 0.09113 | 0.5224 | 0.4656 | 0.3597 | 0.2193 | 0.9727 | 0.4104 | 8864 | 174 |  | 0.15837
56 | CA | 12 | Before 1978 | 13.1097 | 6.5227 | 35.0527 | 9.4398 | 11.8472 | 0.79726 | 27.4222 | 9.7152 | 11.5836 | 6.1041 | 38.336 | 19.4493 | 324299 | 82889 | 18964 | 0.20243
57 | CA | 12 | 1978 - 1992 | 8.2575 | 1.714 | 22.0812 | 6.1989 | 26.2421 | 1.6599 | 4.6304 | 1.9535 | 7.073 | 4.2659 | 22.8869 | 17.3627 | 163372 | 102342 | 9022 | 0.18409
58 | CA | 12 | 1993 - 2001 | 4.4351 | 1.1986 | 15.0233 | 4.2277 | 19.077 | 2.0719 | 5.4983 | 1.5566 | 4.6601 | 2.5047 | 10.93 | 11.0288 | 84754 | 16244 | 1738 | 0.13295
59 | CA | 12 | 2002 - 2005 | 2.2155 | 0.5541 | 8.1113 | 2.3627 | 10.1991 | 0.51273 | 4.8944 | 1.5977 | 2.0964 | 1.5072 | 6.208 | 8.2973 | 40357 | 8001 | 327 | 0.12785
60 | CA | 12 | 2006 - 2009 | 1.2485 | 0.2773 | 3.7075 | 1.0839 | 5.1746 | 0.52793 | 1.6048 | 0.6366 | 1.187 | 0.8434 | 3.1212 | 3.3869 | 20178 | 4000 |  | 0.1369
61 | CA | 13 | Before 1978 | 16.4427 | 5.1908 | 28.0342 | 8.8849 | 11.5137 | 2.2191 | 28.6731 | 12.2836 | 10.2769 | 5.3339 | 27.6632 | 13.0733 | 170078 | 56126 | 25228 | 0.16312
62 | CA | 13 | 1978 - 1992 | 11.1681 | 2.2635 | 22.2518 | 6.8206 | 18.911 | 5.3178 | 6.0217 | 2.8128 | 7.8029 | 3.7189 | 20.7574 | 11.3346 | 90662 | 31789 | 8133 | 0.17417
63 | CA | 13 | 1993 - 2001 | 5.394 | 1.5998 | 13.3795 | 3.9975 | 13.5875 | 3.7665 | 8.2347 | 2.4939 | 4.9499 | 1.3472 | 14.4869 | 3.1841 | 60988 | 5958 | 901 | 0.18957
64 | CA | 13 | 2002 - 2005 | 2.896 | 0.69186 | 6.9088 | 2.0532 | 9.7672 | 1.3486 | 4.7355 | 2.5184 | 2.5472 | 0.9587 | 5.7614 | 2.4694 | 22370 | 1150 | 187 | 0.13507
65 | CA | 13 | 2006 - 2009 | 1.539 | 0.36634 | 4.3897 | 1.3751 | 4.6732 | 1.15 | 2.0133 | 1.1492 | 1.2159 | 0.5813 | 3.6386 | 1.7889 | 11185 | 575 |  | 0.15237
66 | CA | 14 | Before 1978 | 2.7743 | 1.7505 | 8.755 | 3.0814 | 0.9961 | 0.01854 | 10.981 | 3.343 | 2.0931 | 1.3694 | 11.4445 | 4.9531 | 56891 | 8115 | 9163 | 0.22197
67 | CA | 14 | 1978 - 1992 | 2.1801 | 2.6442 | 12.5231 | 4.0111 | 2.1744 | 0.01368 | 3.2212 | 1.9017 | 1.8568 | 2.856 | 11.7655 | 6.9071 | 111434 | 10645 | 6512 | 0.22602
68 | CA | 14 | 1993 - 2001 | 1.1555 | 1.3857 | 6.2995 | 2.1444 | 1.3074 | 0.04394 | 3.2794 | 1.3416 | 0.98448 | 0.6214 | 7.0885 | 1.3947 | 21705 | 998 | 504 | 0.26209
69 | CA | 14 | 2002 - 2005 | 0.779 | 1.3917 | 4.757 | 1.4366 | 1.3696 | 0.00682 | 3.0119 | 1.3663 | 0.45441 | 0.6059 | 5.3495 | 1.3575 | 7615 | 0 | 0 | 0.24442
70 | CA | 14 | 2006 - 2009 | 0.4133 | 0.4936 | 2.5944 | 0.88964 | 0.8698 | 0.0058 | 0.7822 | 0.56939 | 0.29691 | 0.4175 | 2.9667 | 0.7786 | 3807 | 0 |  | 0.2678
71 | CA | 15 | Before 1978 | 4.5831 | 1.3237 | 4.3755 | 1.5072 | 0.3662 | 0.07548 | 3.051 | 2.5834 | 1.9726 | 5.0623 | 8.7322 | 4.6628 | 17659 | 22293 | 2115 | 0.22802
72 | CA | 15 | 1978 - 1992 | 4.268 | 2.4723 | 9.8692 | 2.4539 | 1.7248 | 0.06262 | 1.297 | 1.5694 | 2.333 | 14.9514 | 20.2985 | 7.4297 | 21723 | 19815 | 2002 | 0.29534
73 | CA | 15 | 1993 - 2001 | 2.2758 | 1.353 | 5.0006 | 1.2824 | 0.9244 | 0.2289 | 1.316 | 1.0874 | 1.3732 | 2.5988 | 12.3637 | 1.9736 | 10029 | 3402 | 1089 | 0.38907
74 | CA | 15 | 2002 - 2005 | 1.665 | 1.4816 | 4.3475 | 0.91063 | 1.2461 | 0.03004 | 1.2131 | 1.1748 | 0.488 | 4.0995 | 11.5131 | 2.5038 | 1424 | 0 | 247 | 0.37535
75 | CA | 15 | 2006 - 2009 | 0.8662 | 0.50351 | 2.3285 | 0.56458 | 0.8206 | 0.02852 | 0.3071 | 0.4906 | 0.3836 | 2.2321 | 6.398 | 1.1671 | 712 | 0 |  | 0.39763
76 | CA | 16 | Before 1978 | 2.2096 | 1.1092 | 2.5125 | 1.8419 | 0.9421 | 0.014 | 5.7941 | 6.0277 | 1.5433 | 3.0256 | 7.4725 | 2.771 | 95984 | 6848 | 8555 | 0.2119
77 | CA | 16 | 1978 - 1992 | 1.3976 | 1.0847 | 2.6119 | 1.8265 | 2.4735 | 0.05601 | 1.8293 | 3.5267 | 1.5451 | 3.9278 | 8.1945 | 3.2461 | 43940 | 7425 | 17246 | 0.25834
78 | CA | 16 | 1993 - 2001 | 0.7862 | 0.62522 | 1.5662 | 1.0587 | 1.4935 | 0.03512 | 1.8963 | 2.4575 | 0.9665 | 1.2119 | 5.4827 | 0.6821 | 11643 | 624 | 625 | 0.30023
79 | CA | 16 | 2002 - 2005 | 0.4464 | 0.53102 | 1.0352 | 0.6607 | 1.6075 | 0.0104 | 1.6218 | 2.6352 | 0.3485 | 0.6448 | 3.5587 | 0.6408 | 3046 | 0 | 71 | 0.25898
80 | CA | 16 | 2006 - 2009 | 0.2426 | 0.20336 | 0.6031 | 0.4079 | 0.9645 | 0.01298 | 0.476 | 1.1182 | 0.246 | 0.5493 | 2.021 | 0.3772 | 1523 | 0 |  | 0.27983
81 | CA | 16 | Before 1978 | 215.5931 | 101.6341 | 539.6156 | 148.0396 | 398.3298 | 22.1527 | 456.7622 | 232.8696 | 180.8026 | 137.0553 | 695.9473 | 561.3303 | 95984 | 6848 | 8555 | 0.1886
82 | CA | 16 | 1978 - 1992 | 129.857 | 74.734 | 448.7514 | 114.1533 | 442.8759 | 19.057 | 71.1912 | 70.331 | 118.7412 | 160.6749 | 438.6157 | 642.4596 | 43940 | 7425 | 17246 | 0.16058
83 | CA | 16 | 1993 - 2001 | 59.8534 | 35.2374 | 237.4798 | 63.3033 | 219.0541 | 18.7439 | 75.3736 | 48.9509 | 52.2854 | 47.9587 | 243.3412 | 160.7069 | 11643 | 624 | 625 | 0.19278
84 | CA | 16 | 2002 - 2005 | 30.0084 | 22.4412 | 129.9344 | 32.7155 | 169.1803 | 5.5953 | 60.3557 | 38.4693 | 31.6803 | 33.3381 | 143.5175 | 102.8479 | 3046 | 0 | 71 | 0.17938
85 | CA | 16 | 2006 - 2009 | 19.0017 | 11.83 | 75.6701 | 19.9313 | 94.8918 | 4.1946 | 17.4477 | 15.6139 | 14.468 | 17.1838 | 80.5861 | 47.1611 | 3046 | 0 | 71 | 0.1928
86 | CA | 16 | After 2010 | 19.0017 | 11.83 | 75.6701 | 19.9313 | 94.8918 | 4.1946 | 17.4477 | 15.6139 | 14.468 | 17.1838 | 80.5861 | 47.1611 | 3046 | 0 | 71 | 0.1928