## Summary
October 2013
Comprehensive Lighting Worksheet
* | Equivalent Full Load Hours (EFLH)
* | Coincident Demand Factors (CDF)
* | Occupancy Sensor Adjustments
Worksheet Key:
|  | DEER2013MeasureFormat | EFLH and CDF adjustments applied to DEER 2011 EFLH & CDF values to account for 2013 Title 24 requirements for occupancy sensors
|  | 2013 DEER Title 24 EFLH+CDF | Summary of DEER 2013 EFLH and CDF values for cases with and without occupancy sensors
|  | 2013 DEER OccSens EFLH+CDF | Summary of DEER 2013 EFLH and CDF values to be used for custom projects when occupancy sensors are part of the pre-existing lighting system
|  | 2008 EFLH+CDF | Summary of DEER 2008 and DEER 2011 EFLH and CDF values
|  | 2005=>2008 EFLH+CDF | Comparison of DEER 2005 and DEER 2008/2011 EFLH and CDF values
|  | 2005 EFLH+CDF | Summary of DEER 2005 EFLH and CDF values
|  | Other Worksheets | Provide the backup calculations and reference data for use in developing the tables above

## DEER2013MeasureFormat
DEER2013 Occupancy Sensor Factors for CFL and Linear Fluorescent Energy Impacts
Occupancy Sensor Energy Impact Multipliers
| Vintage | Season |  |  |  | Non-CFL |  | CFL |  |  | row offset: | -5
CZ | Col Offset | Col Offset | CZ | Vintage | Bldg | HOU | CDF | HOU | CDF | Bldg | Name | Row | Vintage | Offset
1 | 54 | 1 | CZ01 | New | Asm | 0.97531 | 0.97984 | 0.98305 | 0.9819 | Asm | Assembly | 8 | New | 54 | Offset from column "BO"
1 | 54 | 1 | CZ01 | New | EPr | 0.90984 | 0.85239 | 0.94275 | 0.85402 | EPr | Education - Primary School | 14 | Ex | 27 | (2002 - 2005 Vintage)
1 | 54 | 1 | CZ01 | New | ESe | 0.92447 | 0.87967 | 0.94838 | 0.87949 | ESe | Education - Secondary School | 22
1 | 54 | 1 | CZ01 | New | ECC | 0.93696 | 0.88472 | 0.95407 | 0.89838 | ECC | Education - Community College | 32
1 | 54 | 1 | CZ01 | New | EUn | 0.93371 | 0.88543 | 0.95465 | 0.87877 | EUn | Education - University | 42
1 | 54 | 1 | CZ01 | New | ERC | 0.88177 | 0.8 | 0.91889 | 0.8 | ERC | Education - Relocatable Classroom | 24
1 | 54 | 1 | CZ01 | New | Gro | 0.98933 | 0.98876 | 0.99119 | 0.98882 | Gro | Grocery | 154
1 | 54 | 1 | CZ01 | New | Hsp | 0.99624 | 0.99464 | 0.9965 | 0.99412 | Hsp | Health/Medical - Hospital | 52
1 | 54 | 1 | CZ01 | New | Nrs | 0.98412 | 0.9835 | 0.98707 | 0.98367 | Nrs | Health/Medical - Nursing Home | 60
1 | 54 | 1 | CZ01 | New | Htl | 0.97909 | 0.97819 | 0.98219 | 0.98001 | Htl | Lodging - Hotel | 71
1 | 54 | 1 | CZ01 | New | Mtl | 0.96785 | 0.96561 | 0.97308 | 0.96817 | Mtl | Lodging - Motel | 79
1 | 54 | 1 | CZ01 | New | MBT | 0.96874 | 0.98051 | 0.98337 | 0.98092 | MBT | Manufacturing - Bio/Tech | 88
1 | 54 | 1 | CZ01 | New | MLI | 0.99913 | 0.99775 | 0.99916 | 0.99785 | MLI | Manufacturing - Light Industrial | 92
1 | 54 | 1 | CZ01 | New | OfL | 0.94208 | 0.9466 | 0.96057 | 0.9466 | OfL | Office - Large | 102
1 | 54 | 1 | CZ01 | New | OfS | 0.86829 | 0.87736 | 0.91496 | 0.87736 | OfS | Office - Small | 111
1 | 54 | 1 | CZ01 | New | RSD | 1 | 1 | 1 | 1 | RSD | Restaurant - Sit-Down | 117
1 | 54 | 1 | CZ01 | New | RFF | 1 | 1 | 1 | 1 | RFF | Restaurant - Fast-Food | 123
1 | 54 | 1 | CZ01 | New | Rt3 | 0.99801 | 0.99745 | 0.9988 | 0.99711 | Rt3 | Retail - 3-Story Large | 128
1 | 54 | 1 | CZ01 | New | RtL | 0.99872 | 0.99823 | 0.99906 | 0.99796 | RtL | Retail - Single-Story Large | 136
1 | 54 | 1 | CZ01 | New | RtS | 1 | 1 | 1 | 1 | RtS | Retail - Small | 140
1 | 54 | 1 | CZ01 | New | SCn | 0.99009 | 0.9808 | 0.99307 | 0.9808 | SCn | Storage - Conditioned | 143
1 | 54 | 1 | CZ01 | New | SUn | 0.99009 | 0.9808 | 0.99307 | 0.9808 | SUn | Storage - Unconditioned | 146
1 | 54 | 1 | CZ01 | New | WRf | 0.95403 | 0.97863 | 0.98585 | 0.97919 | WRf | Warehouse - Refrigerated | 160
1 | 27 | 1 | CZ01 | Ex | Asm | 0.97121 | 0.97645 | 0.98004 | 0.97874
1 | 27 | 1 | CZ01 | Ex | EPr | 0.91051 | 0.85325 | 0.94317 | 0.85489
1 | 27 | 1 | CZ01 | Ex | ESe | 0.92456 | 0.87969 | 0.94848 | 0.87947
1 | 27 | 1 | CZ01 | Ex | ECC | 0.93833 | 0.88869 | 0.9553 | 0.90203
1 | 27 | 1 | CZ01 | Ex | EUn | 0.93533 | 0.88989 | 0.95555 | 0.88279
1 | 27 | 1 | CZ01 | Ex | ERC | 0.88177 | 0.8 | 0.91889 | 0.8
1 | 27 | 1 | CZ01 | Ex | Gro | 0.98935 | 0.98894 | 0.9912 | 0.98899
1 | 27 | 1 | CZ01 | Ex | Hsp | 0.99606 | 0.99441 | 0.99633 | 0.99387
1 | 27 | 1 | CZ01 | Ex | Nrs | 0.98281 | 0.98205 | 0.98604 | 0.98219
1 | 27 | 1 | CZ01 | Ex | Htl | 0.98147 | 0.98033 | 0.98395 | 0.98177
1 | 27 | 1 | CZ01 | Ex | Mtl | 0.9675 | 0.96527 | 0.97291 | 0.9677
1 | 27 | 1 | CZ01 | Ex | MBT | 0.97034 | 0.98043 | 0.98354 | 0.98083
1 | 27 | 1 | CZ01 | Ex | MLI | 0.99925 | 0.99806 | 0.99928 | 0.99815
1 | 27 | 1 | CZ01 | Ex | OfL | 0.94398 | 0.94836 | 0.96187 | 0.94836
1 | 27 | 1 | CZ01 | Ex | OfS | 0.86662 | 0.87582 | 0.91388 | 0.87582
1 | 27 | 1 | CZ01 | Ex | RSD | 1 | 1 | 1 | 1
1 | 27 | 1 | CZ01 | Ex | RFF | 1 | 1 | 1 | 1
1 | 27 | 1 | CZ01 | Ex | Rt3 | 0.99811 | 0.99768 | 0.99887 | 0.99735
1 | 27 | 1 | CZ01 | Ex | RtL | 0.99884 | 0.99833 | 0.99914 | 0.99809
1 | 27 | 1 | CZ01 | Ex | RtS | 1 | 1 | 1 | 1
1 | 27 | 1 | CZ01 | Ex | SCn | 0.99009 | 0.9808 | 0.99307 | 0.9808
1 | 27 | 1 | CZ01 | Ex | SUn | 0.99009 | 0.9808 | 0.99307 | 0.9808
1 | 27 | 1 | CZ01 | Ex | WRf | 0.95312 | 0.97764 | 0.98532 | 0.97842
2 | 54 | 1 | CZ02 | New | Asm | 0.97531 | 0.97984 | 0.98305 | 0.9819
2 | 54 | 5 | CZ02 | New | EPr | 0.90984 | 1 | 0.94275 | 1
2 | 54 | 5 | CZ02 | New | ESe | 0.92447 | 1 | 0.94838 | 1
2 | 54 | 3 | CZ02 | New | ECC | 0.93696 | 0.88521 | 0.95407 | 0.88576
2 | 54 | 3 | CZ02 | New | EUn | 0.93371 | 0.88088 | 0.95465 | 0.87938
2 | 54 | 5 | CZ02 | New | ERC | 0.88177 | 1 | 0.91889 | 1
2 | 54 | 1 | CZ02 | New | Gro | 0.98933 | 0.98876 | 0.99119 | 0.98882
2 | 54 | 1 | CZ02 | New | Hsp | 0.99624 | 0.99464 | 0.9965 | 0.99412
2 | 54 | 1 | CZ02 | New | Nrs | 0.98412 | 0.9835 | 0.98707 | 0.98367
2 | 54 | 1 | CZ02 | New | Htl | 0.97909 | 0.97819 | 0.98219 | 0.98001
2 | 54 | 1 | CZ02 | New | Mtl | 0.96785 | 0.96561 | 0.97308 | 0.96817
2 | 54 | 1 | CZ02 | New | MBT | 0.96874 | 0.98051 | 0.98337 | 0.98092
2 | 54 | 1 | CZ02 | New | MLI | 0.99913 | 0.99775 | 0.99916 | 0.99785
2 | 54 | 1 | CZ02 | New | OfL | 0.94208 | 0.9466 | 0.96057 | 0.9466
2 | 54 | 1 | CZ02 | New | OfS | 0.86829 | 0.87736 | 0.91496 | 0.87736
2 | 54 | 1 | CZ02 | New | RSD | 1 | 1 | 1 | 1
2 | 54 | 1 | CZ02 | New | RFF | 1 | 1 | 1 | 1
2 | 54 | 1 | CZ02 | New | Rt3 | 0.99801 | 0.99745 | 0.9988 | 0.99711
2 | 54 | 1 | CZ02 | New | RtL | 0.99872 | 0.99823 | 0.99906 | 0.99796
2 | 54 | 1 | CZ02 | New | RtS | 1 | 1 | 1 | 1
2 | 54 | 1 | CZ02 | New | SCn | 0.99009 | 0.9808 | 0.99307 | 0.9808
2 | 54 | 1 | CZ02 | New | SUn | 0.99009 | 0.9808 | 0.99307 | 0.9808
2 | 54 | 1 | CZ02 | New | WRf | 0.95403 | 0.97863 | 0.98585 | 0.97919
2 | 27 | 1 | CZ02 | Ex | Asm | 0.97121 | 0.97645 | 0.98004 | 0.97874
2 | 27 | 5 | CZ02 | Ex | EPr | 0.91051 | 1 | 0.94317 | 1
2 | 27 | 5 | CZ02 | Ex | ESe | 0.92456 | 1 | 0.94848 | 1
2 | 27 | 3 | CZ02 | Ex | ECC | 0.93833 | 0.88888 | 0.9553 | 0.88895
2 | 27 | 3 | CZ02 | Ex | EUn | 0.93533 | 0.88547 | 0.95555 | 0.8839
2 | 27 | 5 | CZ02 | Ex | ERC | 0.88177 | 1 | 0.91889 | 1
2 | 27 | 1 | CZ02 | Ex | Gro | 0.98935 | 0.98894 | 0.9912 | 0.98899
2 | 27 | 1 | CZ02 | Ex | Hsp | 0.99606 | 0.99441 | 0.99633 | 0.99387
2 | 27 | 1 | CZ02 | Ex | Nrs | 0.98281 | 0.98205 | 0.98604 | 0.98219
2 | 27 | 1 | CZ02 | Ex | Htl | 0.98147 | 0.98033 | 0.98395 | 0.98177
2 | 27 | 1 | CZ02 | Ex | Mtl | 0.9675 | 0.96527 | 0.97291 | 0.9677
2 | 27 | 1 | CZ02 | Ex | MBT | 0.97034 | 0.98043 | 0.98354 | 0.98083
2 | 27 | 1 | CZ02 | Ex | MLI | 0.99925 | 0.99806 | 0.99928 | 0.99815
2 | 27 | 1 | CZ02 | Ex | OfL | 0.94398 | 0.94836 | 0.96187 | 0.94836
2 | 27 | 1 | CZ02 | Ex | OfS | 0.86662 | 0.87582 | 0.91388 | 0.87582
2 | 27 | 1 | CZ02 | Ex | RSD | 1 | 1 | 1 | 1
2 | 27 | 1 | CZ02 | Ex | RFF | 1 | 1 | 1 | 1
2 | 27 | 1 | CZ02 | Ex | Rt3 | 0.99811 | 0.99768 | 0.99887 | 0.99735
2 | 27 | 1 | CZ02 | Ex | RtL | 0.99884 | 0.99833 | 0.99914 | 0.99809
2 | 27 | 1 | CZ02 | Ex | RtS | 1 | 1 | 1 | 1
2 | 27 | 1 | CZ02 | Ex | SCn | 0.99009 | 0.9808 | 0.99307 | 0.9808
2 | 27 | 1 | CZ02 | Ex | SUn | 0.99009 | 0.9808 | 0.99307 | 0.9808
2 | 27 | 1 | CZ02 | Ex | WRf | 0.95312 | 0.97764 | 0.98532 | 0.97842
3 | 54 | 1 | CZ03 | New | Asm | 0.97531 | 0.97984 | 0.98305 | 0.9819
3 | 54 | 5 | CZ03 | New | EPr | 0.90984 | 1 | 0.94275 | 1
3 | 54 | 5 | CZ03 | New | ESe | 0.92447 | 1 | 0.94838 | 1
3 | 54 | 3 | CZ03 | New | ECC | 0.93696 | 0.88521 | 0.95407 | 0.88576
3 | 54 | 3 | CZ03 | New | EUn | 0.93371 | 0.88088 | 0.95465 | 0.87938
3 | 54 | 5 | CZ03 | New | ERC | 0.88177 | 1 | 0.91889 | 1
3 | 54 | 1 | CZ03 | New | Gro | 0.98933 | 0.98876 | 0.99119 | 0.98882
3 | 54 | 1 | CZ03 | New | Hsp | 0.99624 | 0.99464 | 0.9965 | 0.99412
3 | 54 | 1 | CZ03 | New | Nrs | 0.98412 | 0.9835 | 0.98707 | 0.98367
3 | 54 | 1 | CZ03 | New | Htl | 0.97909 | 0.97819 | 0.98219 | 0.98001
3 | 54 | 1 | CZ03 | New | Mtl | 0.96785 | 0.96561 | 0.97308 | 0.96817
3 | 54 | 1 | CZ03 | New | MBT | 0.96874 | 0.98051 | 0.98337 | 0.98092
3 | 54 | 1 | CZ03 | New | MLI | 0.99913 | 0.99775 | 0.99916 | 0.99785
3 | 54 | 1 | CZ03 | New | OfL | 0.94208 | 0.9466 | 0.96057 | 0.9466
3 | 54 | 1 | CZ03 | New | OfS | 0.86829 | 0.87736 | 0.91496 | 0.87736
3 | 54 | 1 | CZ03 | New | RSD | 1 | 1 | 1 | 1
3 | 54 | 1 | CZ03 | New | RFF | 1 | 1 | 1 | 1
3 | 54 | 1 | CZ03 | New | Rt3 | 0.99801 | 0.99745 | 0.9988 | 0.99711
3 | 54 | 1 | CZ03 | New | RtL | 0.99872 | 0.99823 | 0.99906 | 0.99796
3 | 54 | 1 | CZ03 | New | RtS | 1 | 1 | 1 | 1
3 | 54 | 1 | CZ03 | New | SCn | 0.99009 | 0.9808 | 0.99307 | 0.9808
3 | 54 | 1 | CZ03 | New | SUn | 0.99009 | 0.9808 | 0.99307 | 0.9808
3 | 54 | 1 | CZ03 | New | WRf | 0.95403 | 0.97863 | 0.98585 | 0.97919
3 | 27 | 1 | CZ03 | Ex | Asm | 0.97121 | 0.97645 | 0.98004 | 0.97874
3 | 27 | 5 | CZ03 | Ex | EPr | 0.91051 | 1 | 0.94317 | 1
3 | 27 | 5 | CZ03 | Ex | ESe | 0.92456 | 1 | 0.94848 | 1
3 | 27 | 3 | CZ03 | Ex | ECC | 0.93833 | 0.88888 | 0.9553 | 0.88895
3 | 27 | 3 | CZ03 | Ex | EUn | 0.93533 | 0.88547 | 0.95555 | 0.8839
3 | 27 | 5 | CZ03 | Ex | ERC | 0.88177 | 1 | 0.91889 | 1
3 | 27 | 1 | CZ03 | Ex | Gro | 0.98935 | 0.98894 | 0.9912 | 0.98899
3 | 27 | 1 | CZ03 | Ex | Hsp | 0.99606 | 0.99441 | 0.99633 | 0.99387
3 | 27 | 1 | CZ03 | Ex | Nrs | 0.98281 | 0.98205 | 0.98604 | 0.98219
3 | 27 | 1 | CZ03 | Ex | Htl | 0.98147 | 0.98033 | 0.98395 | 0.98177
3 | 27 | 1 | CZ03 | Ex | Mtl | 0.9675 | 0.96527 | 0.97291 | 0.9677
3 | 27 | 1 | CZ03 | Ex | MBT | 0.97034 | 0.98043 | 0.98354 | 0.98083
3 | 27 | 1 | CZ03 | Ex | MLI | 0.99925 | 0.99806 | 0.99928 | 0.99815
3 | 27 | 1 | CZ03 | Ex | OfL | 0.94398 | 0.94836 | 0.96187 | 0.94836
3 | 27 | 1 | CZ03 | Ex | OfS | 0.86662 | 0.87582 | 0.91388 | 0.87582
3 | 27 | 1 | CZ03 | Ex | RSD | 1 | 1 | 1 | 1
3 | 27 | 1 | CZ03 | Ex | RFF | 1 | 1 | 1 | 1
3 | 27 | 1 | CZ03 | Ex | Rt3 | 0.99811 | 0.99768 | 0.99887 | 0.99735
3 | 27 | 1 | CZ03 | Ex | RtL | 0.99884 | 0.99833 | 0.99914 | 0.99809
3 | 27 | 1 | CZ03 | Ex | RtS | 1 | 1 | 1 | 1
3 | 27 | 1 | CZ03 | Ex | SCn | 0.99009 | 0.9808 | 0.99307 | 0.9808
3 | 27 | 1 | CZ03 | Ex | SUn | 0.99009 | 0.9808 | 0.99307 | 0.9808
3 | 27 | 1 | CZ03 | Ex | WRf | 0.95312 | 0.97764 | 0.98532 | 0.97842
4 | 54 | 1 | CZ04 | New | Asm | 0.97531 | 0.97984 | 0.98305 | 0.9819
4 | 54 | 1 | CZ04 | New | EPr | 0.90984 | 0.85239 | 0.94275 | 0.85402
4 | 54 | 1 | CZ04 | New | ESe | 0.92447 | 0.87967 | 0.94838 | 0.87949
4 | 54 | 1 | CZ04 | New | ECC | 0.93696 | 0.88472 | 0.95407 | 0.89838
4 | 54 | 1 | CZ04 | New | EUn | 0.93371 | 0.88543 | 0.95465 | 0.87877
4 | 54 | 1 | CZ04 | New | ERC | 0.88177 | 0.8 | 0.91889 | 0.8
4 | 54 | 1 | CZ04 | New | Gro | 0.98933 | 0.98876 | 0.99119 | 0.98882
4 | 54 | 1 | CZ04 | New | Hsp | 0.99624 | 0.99464 | 0.9965 | 0.99412
4 | 54 | 1 | CZ04 | New | Nrs | 0.98412 | 0.9835 | 0.98707 | 0.98367
4 | 54 | 1 | CZ04 | New | Htl | 0.97909 | 0.97819 | 0.98219 | 0.98001
4 | 54 | 1 | CZ04 | New | Mtl | 0.96785 | 0.96561 | 0.97308 | 0.96817
4 | 54 | 1 | CZ04 | New | MBT | 0.96874 | 0.98051 | 0.98337 | 0.98092
4 | 54 | 1 | CZ04 | New | MLI | 0.99913 | 0.99775 | 0.99916 | 0.99785
4 | 54 | 1 | CZ04 | New | OfL | 0.94208 | 0.9466 | 0.96057 | 0.9466
4 | 54 | 1 | CZ04 | New | OfS | 0.86829 | 0.87736 | 0.91496 | 0.87736
4 | 54 | 1 | CZ04 | New | RSD | 1 | 1 | 1 | 1
4 | 54 | 1 | CZ04 | New | RFF | 1 | 1 | 1 | 1
4 | 54 | 1 | CZ04 | New | Rt3 | 0.99801 | 0.99745 | 0.9988 | 0.99711
4 | 54 | 1 | CZ04 | New | RtL | 0.99872 | 0.99823 | 0.99906 | 0.99796
4 | 54 | 1 | CZ04 | New | RtS | 1 | 1 | 1 | 1
4 | 54 | 1 | CZ04 | New | SCn | 0.99009 | 0.9808 | 0.99307 | 0.9808
4 | 54 | 1 | CZ04 | New | SUn | 0.99009 | 0.9808 | 0.99307 | 0.9808
4 | 54 | 1 | CZ04 | New | WRf | 0.95403 | 0.97863 | 0.98585 | 0.97919
4 | 27 | 1 | CZ04 | Ex | Asm | 0.97121 | 0.97645 | 0.98004 | 0.97874
4 | 27 | 1 | CZ04 | Ex | EPr | 0.91051 | 0.85325 | 0.94317 | 0.85489
4 | 27 | 1 | CZ04 | Ex | ESe | 0.92456 | 0.87969 | 0.94848 | 0.87947
4 | 27 | 1 | CZ04 | Ex | ECC | 0.93833 | 0.88869 | 0.9553 | 0.90203
4 | 27 | 1 | CZ04 | Ex | EUn | 0.93533 | 0.88989 | 0.95555 | 0.88279
4 | 27 | 1 | CZ04 | Ex | ERC | 0.88177 | 0.8 | 0.91889 | 0.8
4 | 27 | 1 | CZ04 | Ex | Gro | 0.98935 | 0.98894 | 0.9912 | 0.98899
4 | 27 | 1 | CZ04 | Ex | Hsp | 0.99606 | 0.99441 | 0.99633 | 0.99387
4 | 27 | 1 | CZ04 | Ex | Nrs | 0.98281 | 0.98205 | 0.98604 | 0.98219
4 | 27 | 1 | CZ04 | Ex | Htl | 0.98147 | 0.98033 | 0.98395 | 0.98177
4 | 27 | 1 | CZ04 | Ex | Mtl | 0.9675 | 0.96527 | 0.97291 | 0.9677
4 | 27 | 1 | CZ04 | Ex | MBT | 0.97034 | 0.98043 | 0.98354 | 0.98083
4 | 27 | 1 | CZ04 | Ex | MLI | 0.99925 | 0.99806 | 0.99928 | 0.99815
4 | 27 | 1 | CZ04 | Ex | OfL | 0.94398 | 0.94836 | 0.96187 | 0.94836
4 | 27 | 1 | CZ04 | Ex | OfS | 0.86662 | 0.87582 | 0.91388 | 0.87582
4 | 27 | 1 | CZ04 | Ex | RSD | 1 | 1 | 1 | 1
4 | 27 | 1 | CZ04 | Ex | RFF | 1 | 1 | 1 | 1
4 | 27 | 1 | CZ04 | Ex | Rt3 | 0.99811 | 0.99768 | 0.99887 | 0.99735
4 | 27 | 1 | CZ04 | Ex | RtL | 0.99884 | 0.99833 | 0.99914 | 0.99809
4 | 27 | 1 | CZ04 | Ex | RtS | 1 | 1 | 1 | 1
4 | 27 | 1 | CZ04 | Ex | SCn | 0.99009 | 0.9808 | 0.99307 | 0.9808
4 | 27 | 1 | CZ04 | Ex | SUn | 0.99009 | 0.9808 | 0.99307 | 0.9808
4 | 27 | 1 | CZ04 | Ex | WRf | 0.95312 | 0.97764 | 0.98532 | 0.97842
5 | 54 | 1 | CZ05 | New | Asm | 0.97531 | 0.97984 | 0.98305 | 0.9819
5 | 54 | 1 | CZ05 | New | EPr | 0.90984 | 0.85239 | 0.94275 | 0.85402
5 | 54 | 1 | CZ05 | New | ESe | 0.92447 | 0.87967 | 0.94838 | 0.87949
5 | 54 | 1 | CZ05 | New | ECC | 0.93696 | 0.88472 | 0.95407 | 0.89838
5 | 54 | 1 | CZ05 | New | EUn | 0.93371 | 0.88543 | 0.95465 | 0.87877
5 | 54 | 1 | CZ05 | New | ERC | 0.88177 | 0.8 | 0.91889 | 0.8
5 | 54 | 1 | CZ05 | New | Gro | 0.98933 | 0.98876 | 0.99119 | 0.98882
5 | 54 | 1 | CZ05 | New | Hsp | 0.99624 | 0.99464 | 0.9965 | 0.99412
5 | 54 | 1 | CZ05 | New | Nrs | 0.98412 | 0.9835 | 0.98707 | 0.98367
5 | 54 | 1 | CZ05 | New | Htl | 0.97909 | 0.97819 | 0.98219 | 0.98001
5 | 54 | 1 | CZ05 | New | Mtl | 0.96785 | 0.96561 | 0.97308 | 0.96817
5 | 54 | 1 | CZ05 | New | MBT | 0.96874 | 0.98051 | 0.98337 | 0.98092
5 | 54 | 1 | CZ05 | New | MLI | 0.99913 | 0.99775 | 0.99916 | 0.99785
5 | 54 | 1 | CZ05 | New | OfL | 0.94208 | 0.9466 | 0.96057 | 0.9466
5 | 54 | 1 | CZ05 | New | OfS | 0.86829 | 0.87736 | 0.91496 | 0.87736
5 | 54 | 1 | CZ05 | New | RSD | 1 | 1 | 1 | 1
5 | 54 | 1 | CZ05 | New | RFF | 1 | 1 | 1 | 1
5 | 54 | 1 | CZ05 | New | Rt3 | 0.99801 | 0.99745 | 0.9988 | 0.99711
5 | 54 | 1 | CZ05 | New | RtL | 0.99872 | 0.99823 | 0.99906 | 0.99796
5 | 54 | 1 | CZ05 | New | RtS | 1 | 1 | 1 | 1
5 | 54 | 1 | CZ05 | New | SCn | 0.99009 | 0.9808 | 0.99307 | 0.9808
5 | 54 | 1 | CZ05 | New | SUn | 0.99009 | 0.9808 | 0.99307 | 0.9808
5 | 54 | 1 | CZ05 | New | WRf | 0.95403 | 0.97863 | 0.98585 | 0.97919
5 | 27 | 1 | CZ05 | Ex | Asm | 0.97121 | 0.97645 | 0.98004 | 0.97874
5 | 27 | 1 | CZ05 | Ex | EPr | 0.91051 | 0.85325 | 0.94317 | 0.85489
5 | 27 | 1 | CZ05 | Ex | ESe | 0.92456 | 0.87969 | 0.94848 | 0.87947
5 | 27 | 1 | CZ05 | Ex | ECC | 0.93833 | 0.88869 | 0.9553 | 0.90203
5 | 27 | 1 | CZ05 | Ex | EUn | 0.93533 | 0.88989 | 0.95555 | 0.88279
5 | 27 | 1 | CZ05 | Ex | ERC | 0.88177 | 0.8 | 0.91889 | 0.8
5 | 27 | 1 | CZ05 | Ex | Gro | 0.98935 | 0.98894 | 0.9912 | 0.98899
5 | 27 | 1 | CZ05 | Ex | Hsp | 0.99606 | 0.99441 | 0.99633 | 0.99387
5 | 27 | 1 | CZ05 | Ex | Nrs | 0.98281 | 0.98205 | 0.98604 | 0.98219
5 | 27 | 1 | CZ05 | Ex | Htl | 0.98147 | 0.98033 | 0.98395 | 0.98177
5 | 27 | 1 | CZ05 | Ex | Mtl | 0.9675 | 0.96527 | 0.97291 | 0.9677
5 | 27 | 1 | CZ05 | Ex | MBT | 0.97034 | 0.98043 | 0.98354 | 0.98083
5 | 27 | 1 | CZ05 | Ex | MLI | 0.99925 | 0.99806 | 0.99928 | 0.99815
5 | 27 | 1 | CZ05 | Ex | OfL | 0.94398 | 0.94836 | 0.96187 | 0.94836
5 | 27 | 1 | CZ05 | Ex | OfS | 0.86662 | 0.87582 | 0.91388 | 0.87582
5 | 27 | 1 | CZ05 | Ex | RSD | 1 | 1 | 1 | 1
5 | 27 | 1 | CZ05 | Ex | RFF | 1 | 1 | 1 | 1
5 | 27 | 1 | CZ05 | Ex | Rt3 | 0.99811 | 0.99768 | 0.99887 | 0.99735
5 | 27 | 1 | CZ05 | Ex | RtL | 0.99884 | 0.99833 | 0.99914 | 0.99809
5 | 27 | 1 | CZ05 | Ex | RtS | 1 | 1 | 1 | 1
5 | 27 | 1 | CZ05 | Ex | SCn | 0.99009 | 0.9808 | 0.99307 | 0.9808
5 | 27 | 1 | CZ05 | Ex | SUn | 0.99009 | 0.9808 | 0.99307 | 0.9808
5 | 27 | 1 | CZ05 | Ex | WRf | 0.95312 | 0.97764 | 0.98532 | 0.97842
6 | 54 | 1 | CZ06 | New | Asm | 0.97531 | 0.97984 | 0.98305 | 0.9819
6 | 54 | 1 | CZ06 | New | EPr | 0.90984 | 0.85239 | 0.94275 | 0.85402
6 | 54 | 1 | CZ06 | New | ESe | 0.92447 | 0.87967 | 0.94838 | 0.87949
6 | 54 | 1 | CZ06 | New | ECC | 0.93696 | 0.88472 | 0.95407 | 0.89838
6 | 54 | 1 | CZ06 | New | EUn | 0.93371 | 0.88543 | 0.95465 | 0.87877
6 | 54 | 1 | CZ06 | New | ERC | 0.88177 | 0.8 | 0.91889 | 0.8
6 | 54 | 1 | CZ06 | New | Gro | 0.98933 | 0.98876 | 0.99119 | 0.98882
6 | 54 | 1 | CZ06 | New | Hsp | 0.99624 | 0.99464 | 0.9965 | 0.99412
6 | 54 | 1 | CZ06 | New | Nrs | 0.98412 | 0.9835 | 0.98707 | 0.98367
6 | 54 | 1 | CZ06 | New | Htl | 0.97909 | 0.97819 | 0.98219 | 0.98001
6 | 54 | 1 | CZ06 | New | Mtl | 0.96785 | 0.96561 | 0.97308 | 0.96817
6 | 54 | 1 | CZ06 | New | MBT | 0.96874 | 0.98051 | 0.98337 | 0.98092
6 | 54 | 1 | CZ06 | New | MLI | 0.99913 | 0.99775 | 0.99916 | 0.99785
6 | 54 | 1 | CZ06 | New | OfL | 0.94208 | 0.9466 | 0.96057 | 0.9466
6 | 54 | 1 | CZ06 | New | OfS | 0.86829 | 0.87736 | 0.91496 | 0.87736
6 | 54 | 1 | CZ06 | New | RSD | 1 | 1 | 1 | 1
6 | 54 | 1 | CZ06 | New | RFF | 1 | 1 | 1 | 1
6 | 54 | 1 | CZ06 | New | Rt3 | 0.99801 | 0.99745 | 0.9988 | 0.99711
6 | 54 | 1 | CZ06 | New | RtL | 0.99872 | 0.99823 | 0.99906 | 0.99796
6 | 54 | 1 | CZ06 | New | RtS | 1 | 1 | 1 | 1
6 | 54 | 1 | CZ06 | New | SCn | 0.99009 | 0.9808 | 0.99307 | 0.9808
6 | 54 | 1 | CZ06 | New | SUn | 0.99009 | 0.9808 | 0.99307 | 0.9808
6 | 54 | 1 | CZ06 | New | WRf | 0.95403 | 0.97863 | 0.98585 | 0.97919
6 | 27 | 1 | CZ06 | Ex | Asm | 0.97121 | 0.97645 | 0.98004 | 0.97874
6 | 27 | 1 | CZ06 | Ex | EPr | 0.91051 | 0.85325 | 0.94317 | 0.85489
6 | 27 | 1 | CZ06 | Ex | ESe | 0.92456 | 0.87969 | 0.94848 | 0.87947
6 | 27 | 1 | CZ06 | Ex | ECC | 0.93833 | 0.88869 | 0.9553 | 0.90203
6 | 27 | 1 | CZ06 | Ex | EUn | 0.93533 | 0.88989 | 0.95555 | 0.88279
6 | 27 | 1 | CZ06 | Ex | ERC | 0.88177 | 0.8 | 0.91889 | 0.8
6 | 27 | 1 | CZ06 | Ex | Gro | 0.98935 | 0.98894 | 0.9912 | 0.98899
6 | 27 | 1 | CZ06 | Ex | Hsp | 0.99606 | 0.99441 | 0.99633 | 0.99387
6 | 27 | 1 | CZ06 | Ex | Nrs | 0.98281 | 0.98205 | 0.98604 | 0.98219
6 | 27 | 1 | CZ06 | Ex | Htl | 0.98147 | 0.98033 | 0.98395 | 0.98177
6 | 27 | 1 | CZ06 | Ex | Mtl | 0.9675 | 0.96527 | 0.97291 | 0.9677
6 | 27 | 1 | CZ06 | Ex | MBT | 0.97034 | 0.98043 | 0.98354 | 0.98083
6 | 27 | 1 | CZ06 | Ex | MLI | 0.99925 | 0.99806 | 0.99928 | 0.99815
6 | 27 | 1 | CZ06 | Ex | OfL | 0.94398 | 0.94836 | 0.96187 | 0.94836
6 | 27 | 1 | CZ06 | Ex | OfS | 0.86662 | 0.87582 | 0.91388 | 0.87582
6 | 27 | 1 | CZ06 | Ex | RSD | 1 | 1 | 1 | 1
6 | 27 | 1 | CZ06 | Ex | RFF | 1 | 1 | 1 | 1
6 | 27 | 1 | CZ06 | Ex | Rt3 | 0.99811 | 0.99768 | 0.99887 | 0.99735
6 | 27 | 1 | CZ06 | Ex | RtL | 0.99884 | 0.99833 | 0.99914 | 0.99809
6 | 27 | 1 | CZ06 | Ex | RtS | 1 | 1 | 1 | 1
6 | 27 | 1 | CZ06 | Ex | SCn | 0.99009 | 0.9808 | 0.99307 | 0.9808
6 | 27 | 1 | CZ06 | Ex | SUn | 0.99009 | 0.9808 | 0.99307 | 0.9808
6 | 27 | 1 | CZ06 | Ex | WRf | 0.95312 | 0.97764 | 0.98532 | 0.97842
7 | 54 | 1 | CZ07 | New | Asm | 0.97531 | 0.97984 | 0.98305 | 0.9819
7 | 54 | 1 | CZ07 | New | EPr | 0.90984 | 0.85239 | 0.94275 | 0.85402
7 | 54 | 1 | CZ07 | New | ESe | 0.92447 | 0.87967 | 0.94838 | 0.87949
7 | 54 | 1 | CZ07 | New | ECC | 0.93696 | 0.88472 | 0.95407 | 0.89838
7 | 54 | 1 | CZ07 | New | EUn | 0.93371 | 0.88543 | 0.95465 | 0.87877
7 | 54 | 1 | CZ07 | New | ERC | 0.88177 | 0.8 | 0.91889 | 0.8
7 | 54 | 1 | CZ07 | New | Gro | 0.98933 | 0.98876 | 0.99119 | 0.98882
7 | 54 | 1 | CZ07 | New | Hsp | 0.99624 | 0.99464 | 0.9965 | 0.99412
7 | 54 | 1 | CZ07 | New | Nrs | 0.98412 | 0.9835 | 0.98707 | 0.98367
7 | 54 | 1 | CZ07 | New | Htl | 0.97909 | 0.97819 | 0.98219 | 0.98001
7 | 54 | 1 | CZ07 | New | Mtl | 0.96785 | 0.96561 | 0.97308 | 0.96817
7 | 54 | 1 | CZ07 | New | MBT | 0.96874 | 0.98051 | 0.98337 | 0.98092
7 | 54 | 1 | CZ07 | New | MLI | 0.99913 | 0.99775 | 0.99916 | 0.99785
7 | 54 | 1 | CZ07 | New | OfL | 0.94208 | 0.9466 | 0.96057 | 0.9466
7 | 54 | 1 | CZ07 | New | OfS | 0.86829 | 0.87736 | 0.91496 | 0.87736
7 | 54 | 1 | CZ07 | New | RSD | 1 | 1 | 1 | 1
7 | 54 | 1 | CZ07 | New | RFF | 1 | 1 | 1 | 1
7 | 54 | 1 | CZ07 | New | Rt3 | 0.99801 | 0.99745 | 0.9988 | 0.99711
7 | 54 | 1 | CZ07 | New | RtL | 0.99872 | 0.99823 | 0.99906 | 0.99796
7 | 54 | 1 | CZ07 | New | RtS | 1 | 1 | 1 | 1
7 | 54 | 1 | CZ07 | New | SCn | 0.99009 | 0.9808 | 0.99307 | 0.9808
7 | 54 | 1 | CZ07 | New | SUn | 0.99009 | 0.9808 | 0.99307 | 0.9808
7 | 54 | 1 | CZ07 | New | WRf | 0.95403 | 0.97863 | 0.98585 | 0.97919
7 | 27 | 1 | CZ07 | Ex | Asm | 0.97121 | 0.97645 | 0.98004 | 0.97874
7 | 27 | 1 | CZ07 | Ex | EPr | 0.91051 | 0.85325 | 0.94317 | 0.85489
7 | 27 | 1 | CZ07 | Ex | ESe | 0.92456 | 0.87969 | 0.94848 | 0.87947
7 | 27 | 1 | CZ07 | Ex | ECC | 0.93833 | 0.88869 | 0.9553 | 0.90203
7 | 27 | 1 | CZ07 | Ex | EUn | 0.93533 | 0.88989 | 0.95555 | 0.88279
7 | 27 | 1 | CZ07 | Ex | ERC | 0.88177 | 0.8 | 0.91889 | 0.8
7 | 27 | 1 | CZ07 | Ex | Gro | 0.98935 | 0.98894 | 0.9912 | 0.98899
7 | 27 | 1 | CZ07 | Ex | Hsp | 0.99606 | 0.99441 | 0.99633 | 0.99387
7 | 27 | 1 | CZ07 | Ex | Nrs | 0.98281 | 0.98205 | 0.98604 | 0.98219
7 | 27 | 1 | CZ07 | Ex | Htl | 0.98147 | 0.98033 | 0.98395 | 0.98177
7 | 27 | 1 | CZ07 | Ex | Mtl | 0.9675 | 0.96527 | 0.97291 | 0.9677
7 | 27 | 1 | CZ07 | Ex | MBT | 0.97034 | 0.98043 | 0.98354 | 0.98083
7 | 27 | 1 | CZ07 | Ex | MLI | 0.99925 | 0.99806 | 0.99928 | 0.99815
7 | 27 | 1 | CZ07 | Ex | OfL | 0.94398 | 0.94836 | 0.96187 | 0.94836
7 | 27 | 1 | CZ07 | Ex | OfS | 0.86662 | 0.87582 | 0.91388 | 0.87582
7 | 27 | 1 | CZ07 | Ex | RSD | 1 | 1 | 1 | 1
7 | 27 | 1 | CZ07 | Ex | RFF | 1 | 1 | 1 | 1
7 | 27 | 1 | CZ07 | Ex | Rt3 | 0.99811 | 0.99768 | 0.99887 | 0.99735
7 | 27 | 1 | CZ07 | Ex | RtL | 0.99884 | 0.99833 | 0.99914 | 0.99809
7 | 27 | 1 | CZ07 | Ex | RtS | 1 | 1 | 1 | 1
7 | 27 | 1 | CZ07 | Ex | SCn | 0.99009 | 0.9808 | 0.99307 | 0.9808
7 | 27 | 1 | CZ07 | Ex | SUn | 0.99009 | 0.9808 | 0.99307 | 0.9808
7 | 27 | 1 | CZ07 | Ex | WRf | 0.95312 | 0.97764 | 0.98532 | 0.97842
8 | 54 | 1 | CZ08 | New | Asm | 0.97531 | 0.97984 | 0.98305 | 0.9819
8 | 54 | 1 | CZ08 | New | EPr | 0.90984 | 0.85239 | 0.94275 | 0.85402
8 | 54 | 1 | CZ08 | New | ESe | 0.92447 | 0.87967 | 0.94838 | 0.87949
8 | 54 | 1 | CZ08 | New | ECC | 0.93696 | 0.88472 | 0.95407 | 0.89838
8 | 54 | 1 | CZ08 | New | EUn | 0.93371 | 0.88543 | 0.95465 | 0.87877
8 | 54 | 1 | CZ08 | New | ERC | 0.88177 | 0.8 | 0.91889 | 0.8
8 | 54 | 1 | CZ08 | New | Gro | 0.98933 | 0.98876 | 0.99119 | 0.98882
8 | 54 | 1 | CZ08 | New | Hsp | 0.99624 | 0.99464 | 0.9965 | 0.99412
8 | 54 | 1 | CZ08 | New | Nrs | 0.98412 | 0.9835 | 0.98707 | 0.98367
8 | 54 | 1 | CZ08 | New | Htl | 0.97909 | 0.97819 | 0.98219 | 0.98001
8 | 54 | 1 | CZ08 | New | Mtl | 0.96785 | 0.96561 | 0.97308 | 0.96817
8 | 54 | 1 | CZ08 | New | MBT | 0.96874 | 0.98051 | 0.98337 | 0.98092
8 | 54 | 1 | CZ08 | New | MLI | 0.99913 | 0.99775 | 0.99916 | 0.99785
8 | 54 | 1 | CZ08 | New | OfL | 0.94208 | 0.9466 | 0.96057 | 0.9466
8 | 54 | 1 | CZ08 | New | OfS | 0.86829 | 0.87736 | 0.91496 | 0.87736
8 | 54 | 1 | CZ08 | New | RSD | 1 | 1 | 1 | 1
8 | 54 | 1 | CZ08 | New | RFF | 1 | 1 | 1 | 1
8 | 54 | 1 | CZ08 | New | Rt3 | 0.99801 | 0.99745 | 0.9988 | 0.99711
8 | 54 | 1 | CZ08 | New | RtL | 0.99872 | 0.99823 | 0.99906 | 0.99796
8 | 54 | 1 | CZ08 | New | RtS | 1 | 1 | 1 | 1
8 | 54 | 1 | CZ08 | New | SCn | 0.99009 | 0.9808 | 0.99307 | 0.9808
8 | 54 | 1 | CZ08 | New | SUn | 0.99009 | 0.9808 | 0.99307 | 0.9808
8 | 54 | 1 | CZ08 | New | WRf | 0.95403 | 0.97863 | 0.98585 | 0.97919
8 | 27 | 1 | CZ08 | Ex | Asm | 0.97121 | 0.97645 | 0.98004 | 0.97874
8 | 27 | 1 | CZ08 | Ex | EPr | 0.91051 | 0.85325 | 0.94317 | 0.85489
8 | 27 | 1 | CZ08 | Ex | ESe | 0.92456 | 0.87969 | 0.94848 | 0.87947
8 | 27 | 1 | CZ08 | Ex | ECC | 0.93833 | 0.88869 | 0.9553 | 0.90203
8 | 27 | 1 | CZ08 | Ex | EUn | 0.93533 | 0.88989 | 0.95555 | 0.88279
8 | 27 | 1 | CZ08 | Ex | ERC | 0.88177 | 0.8 | 0.91889 | 0.8
8 | 27 | 1 | CZ08 | Ex | Gro | 0.98935 | 0.98894 | 0.9912 | 0.98899
8 | 27 | 1 | CZ08 | Ex | Hsp | 0.99606 | 0.99441 | 0.99633 | 0.99387
8 | 27 | 1 | CZ08 | Ex | Nrs | 0.98281 | 0.98205 | 0.98604 | 0.98219
8 | 27 | 1 | CZ08 | Ex | Htl | 0.98147 | 0.98033 | 0.98395 | 0.98177
8 | 27 | 1 | CZ08 | Ex | Mtl | 0.9675 | 0.96527 | 0.97291 | 0.9677
8 | 27 | 1 | CZ08 | Ex | MBT | 0.97034 | 0.98043 | 0.98354 | 0.98083
8 | 27 | 1 | CZ08 | Ex | MLI | 0.99925 | 0.99806 | 0.99928 | 0.99815
8 | 27 | 1 | CZ08 | Ex | OfL | 0.94398 | 0.94836 | 0.96187 | 0.94836
8 | 27 | 1 | CZ08 | Ex | OfS | 0.86662 | 0.87582 | 0.91388 | 0.87582
8 | 27 | 1 | CZ08 | Ex | RSD | 1 | 1 | 1 | 1
8 | 27 | 1 | CZ08 | Ex | RFF | 1 | 1 | 1 | 1
8 | 27 | 1 | CZ08 | Ex | Rt3 | 0.99811 | 0.99768 | 0.99887 | 0.99735
8 | 27 | 1 | CZ08 | Ex | RtL | 0.99884 | 0.99833 | 0.99914 | 0.99809
8 | 27 | 1 | CZ08 | Ex | RtS | 1 | 1 | 1 | 1
8 | 27 | 1 | CZ08 | Ex | SCn | 0.99009 | 0.9808 | 0.99307 | 0.9808
8 | 27 | 1 | CZ08 | Ex | SUn | 0.99009 | 0.9808 | 0.99307 | 0.9808
8 | 27 | 1 | CZ08 | Ex | WRf | 0.95312 | 0.97764 | 0.98532 | 0.97842
9 | 54 | 1 | CZ09 | New | Asm | 0.97531 | 0.97984 | 0.98305 | 0.9819
9 | 54 | 1 | CZ09 | New | EPr | 0.90984 | 0.85239 | 0.94275 | 0.85402
9 | 54 | 1 | CZ09 | New | ESe | 0.92447 | 0.87967 | 0.94838 | 0.87949
9 | 54 | 1 | CZ09 | New | ECC | 0.93696 | 0.88472 | 0.95407 | 0.89838
9 | 54 | 1 | CZ09 | New | EUn | 0.93371 | 0.88543 | 0.95465 | 0.87877
9 | 54 | 1 | CZ09 | New | ERC | 0.88177 | 0.8 | 0.91889 | 0.8
9 | 54 | 1 | CZ09 | New | Gro | 0.98933 | 0.98876 | 0.99119 | 0.98882
9 | 54 | 1 | CZ09 | New | Hsp | 0.99624 | 0.99464 | 0.9965 | 0.99412
9 | 54 | 1 | CZ09 | New | Nrs | 0.98412 | 0.9835 | 0.98707 | 0.98367
9 | 54 | 1 | CZ09 | New | Htl | 0.97909 | 0.97819 | 0.98219 | 0.98001
9 | 54 | 1 | CZ09 | New | Mtl | 0.96785 | 0.96561 | 0.97308 | 0.96817
9 | 54 | 1 | CZ09 | New | MBT | 0.96874 | 0.98051 | 0.98337 | 0.98092
9 | 54 | 1 | CZ09 | New | MLI | 0.99913 | 0.99775 | 0.99916 | 0.99785
9 | 54 | 1 | CZ09 | New | OfL | 0.94208 | 0.9466 | 0.96057 | 0.9466
9 | 54 | 1 | CZ09 | New | OfS | 0.86829 | 0.87736 | 0.91496 | 0.87736
9 | 54 | 1 | CZ09 | New | RSD | 1 | 1 | 1 | 1
9 | 54 | 1 | CZ09 | New | RFF | 1 | 1 | 1 | 1
9 | 54 | 1 | CZ09 | New | Rt3 | 0.99801 | 0.99745 | 0.9988 | 0.99711
9 | 54 | 1 | CZ09 | New | RtL | 0.99872 | 0.99823 | 0.99906 | 0.99796
9 | 54 | 1 | CZ09 | New | RtS | 1 | 1 | 1 | 1
9 | 54 | 1 | CZ09 | New | SCn | 0.99009 | 0.9808 | 0.99307 | 0.9808
9 | 54 | 1 | CZ09 | New | SUn | 0.99009 | 0.9808 | 0.99307 | 0.9808
9 | 54 | 1 | CZ09 | New | WRf | 0.95403 | 0.97863 | 0.98585 | 0.97919
9 | 27 | 1 | CZ09 | Ex | Asm | 0.97121 | 0.97645 | 0.98004 | 0.97874
9 | 27 | 1 | CZ09 | Ex | EPr | 0.91051 | 0.85325 | 0.94317 | 0.85489
9 | 27 | 1 | CZ09 | Ex | ESe | 0.92456 | 0.87969 | 0.94848 | 0.87947
9 | 27 | 1 | CZ09 | Ex | ECC | 0.93833 | 0.88869 | 0.9553 | 0.90203
9 | 27 | 1 | CZ09 | Ex | EUn | 0.93533 | 0.88989 | 0.95555 | 0.88279
9 | 27 | 1 | CZ09 | Ex | ERC | 0.88177 | 0.8 | 0.91889 | 0.8
9 | 27 | 1 | CZ09 | Ex | Gro | 0.98935 | 0.98894 | 0.9912 | 0.98899
9 | 27 | 1 | CZ09 | Ex | Hsp | 0.99606 | 0.99441 | 0.99633 | 0.99387
9 | 27 | 1 | CZ09 | Ex | Nrs | 0.98281 | 0.98205 | 0.98604 | 0.98219
9 | 27 | 1 | CZ09 | Ex | Htl | 0.98147 | 0.98033 | 0.98395 | 0.98177
9 | 27 | 1 | CZ09 | Ex | Mtl | 0.9675 | 0.96527 | 0.97291 | 0.9677
9 | 27 | 1 | CZ09 | Ex | MBT | 0.97034 | 0.98043 | 0.98354 | 0.98083
9 | 27 | 1 | CZ09 | Ex | MLI | 0.99925 | 0.99806 | 0.99928 | 0.99815
9 | 27 | 1 | CZ09 | Ex | OfL | 0.94398 | 0.94836 | 0.96187 | 0.94836
9 | 27 | 1 | CZ09 | Ex | OfS | 0.86662 | 0.87582 | 0.91388 | 0.87582
9 | 27 | 1 | CZ09 | Ex | RSD | 1 | 1 | 1 | 1
9 | 27 | 1 | CZ09 | Ex | RFF | 1 | 1 | 1 | 1
9 | 27 | 1 | CZ09 | Ex | Rt3 | 0.99811 | 0.99768 | 0.99887 | 0.99735
9 | 27 | 1 | CZ09 | Ex | RtL | 0.99884 | 0.99833 | 0.99914 | 0.99809
9 | 27 | 1 | CZ09 | Ex | RtS | 1 | 1 | 1 | 1
9 | 27 | 1 | CZ09 | Ex | SCn | 0.99009 | 0.9808 | 0.99307 | 0.9808
9 | 27 | 1 | CZ09 | Ex | SUn | 0.99009 | 0.9808 | 0.99307 | 0.9808
9 | 27 | 1 | CZ09 | Ex | WRf | 0.95312 | 0.97764 | 0.98532 | 0.97842
10 | 54 | 1 | CZ10 | New | Asm | 0.97531 | 0.97984 | 0.98305 | 0.9819
10 | 54 | 1 | CZ10 | New | EPr | 0.90984 | 0.85239 | 0.94275 | 0.85402
10 | 54 | 1 | CZ10 | New | ESe | 0.92447 | 0.87967 | 0.94838 | 0.87949
10 | 54 | 1 | CZ10 | New | ECC | 0.93696 | 0.88472 | 0.95407 | 0.89838
10 | 54 | 1 | CZ10 | New | EUn | 0.93371 | 0.88543 | 0.95465 | 0.87877
10 | 54 | 1 | CZ10 | New | ERC | 0.88177 | 0.8 | 0.91889 | 0.8
10 | 54 | 1 | CZ10 | New | Gro | 0.98933 | 0.98876 | 0.99119 | 0.98882
10 | 54 | 1 | CZ10 | New | Hsp | 0.99624 | 0.99464 | 0.9965 | 0.99412
10 | 54 | 1 | CZ10 | New | Nrs | 0.98412 | 0.9835 | 0.98707 | 0.98367
10 | 54 | 1 | CZ10 | New | Htl | 0.97909 | 0.97819 | 0.98219 | 0.98001
10 | 54 | 1 | CZ10 | New | Mtl | 0.96785 | 0.96561 | 0.97308 | 0.96817
10 | 54 | 1 | CZ10 | New | MBT | 0.96874 | 0.98051 | 0.98337 | 0.98092
10 | 54 | 1 | CZ10 | New | MLI | 0.99913 | 0.99775 | 0.99916 | 0.99785
10 | 54 | 1 | CZ10 | New | OfL | 0.94208 | 0.9466 | 0.96057 | 0.9466
10 | 54 | 1 | CZ10 | New | OfS | 0.86829 | 0.87736 | 0.91496 | 0.87736
10 | 54 | 1 | CZ10 | New | RSD | 1 | 1 | 1 | 1
10 | 54 | 1 | CZ10 | New | RFF | 1 | 1 | 1 | 1
10 | 54 | 1 | CZ10 | New | Rt3 | 0.99801 | 0.99745 | 0.9988 | 0.99711
10 | 54 | 1 | CZ10 | New | RtL | 0.99872 | 0.99823 | 0.99906 | 0.99796
10 | 54 | 1 | CZ10 | New | RtS | 1 | 1 | 1 | 1
10 | 54 | 1 | CZ10 | New | SCn | 0.99009 | 0.9808 | 0.99307 | 0.9808
10 | 54 | 1 | CZ10 | New | SUn | 0.99009 | 0.9808 | 0.99307 | 0.9808
10 | 54 | 1 | CZ10 | New | WRf | 0.95403 | 0.97863 | 0.98585 | 0.97919
10 | 27 | 1 | CZ10 | Ex | Asm | 0.97121 | 0.97645 | 0.98004 | 0.97874
10 | 27 | 1 | CZ10 | Ex | EPr | 0.91051 | 0.85325 | 0.94317 | 0.85489
10 | 27 | 1 | CZ10 | Ex | ESe | 0.92456 | 0.87969 | 0.94848 | 0.87947
10 | 27 | 1 | CZ10 | Ex | ECC | 0.93833 | 0.88869 | 0.9553 | 0.90203
10 | 27 | 1 | CZ10 | Ex | EUn | 0.93533 | 0.88989 | 0.95555 | 0.88279
10 | 27 | 1 | CZ10 | Ex | ERC | 0.88177 | 0.8 | 0.91889 | 0.8
10 | 27 | 1 | CZ10 | Ex | Gro | 0.98935 | 0.98894 | 0.9912 | 0.98899
10 | 27 | 1 | CZ10 | Ex | Hsp | 0.99606 | 0.99441 | 0.99633 | 0.99387
10 | 27 | 1 | CZ10 | Ex | Nrs | 0.98281 | 0.98205 | 0.98604 | 0.98219
10 | 27 | 1 | CZ10 | Ex | Htl | 0.98147 | 0.98033 | 0.98395 | 0.98177
10 | 27 | 1 | CZ10 | Ex | Mtl | 0.9675 | 0.96527 | 0.97291 | 0.9677
10 | 27 | 1 | CZ10 | Ex | MBT | 0.97034 | 0.98043 | 0.98354 | 0.98083
10 | 27 | 1 | CZ10 | Ex | MLI | 0.99925 | 0.99806 | 0.99928 | 0.99815
10 | 27 | 1 | CZ10 | Ex | OfL | 0.94398 | 0.94836 | 0.96187 | 0.94836
10 | 27 | 1 | CZ10 | Ex | OfS | 0.86662 | 0.87582 | 0.91388 | 0.87582
10 | 27 | 1 | CZ10 | Ex | RSD | 1 | 1 | 1 | 1
10 | 27 | 1 | CZ10 | Ex | RFF | 1 | 1 | 1 | 1
10 | 27 | 1 | CZ10 | Ex | Rt3 | 0.99811 | 0.99768 | 0.99887 | 0.99735
10 | 27 | 1 | CZ10 | Ex | RtL | 0.99884 | 0.99833 | 0.99914 | 0.99809
10 | 27 | 1 | CZ10 | Ex | RtS | 1 | 1 | 1 | 1
10 | 27 | 1 | CZ10 | Ex | SCn | 0.99009 | 0.9808 | 0.99307 | 0.9808
10 | 27 | 1 | CZ10 | Ex | SUn | 0.99009 | 0.9808 | 0.99307 | 0.9808
10 | 27 | 1 | CZ10 | Ex | WRf | 0.95312 | 0.97764 | 0.98532 | 0.97842
11 | 54 | 1 | CZ11 | New | Asm | 0.97531 | 0.97984 | 0.98305 | 0.9819
11 | 54 | 5 | CZ11 | New | EPr | 0.90984 | 1 | 0.94275 | 1
11 | 54 | 5 | CZ11 | New | ESe | 0.92447 | 1 | 0.94838 | 1
11 | 54 | 3 | CZ11 | New | ECC | 0.93696 | 0.88521 | 0.95407 | 0.88576
11 | 54 | 3 | CZ11 | New | EUn | 0.93371 | 0.88088 | 0.95465 | 0.87938
11 | 54 | 5 | CZ11 | New | ERC | 0.88177 | 1 | 0.91889 | 1
11 | 54 | 1 | CZ11 | New | Gro | 0.98933 | 0.98876 | 0.99119 | 0.98882
11 | 54 | 1 | CZ11 | New | Hsp | 0.99624 | 0.99464 | 0.9965 | 0.99412
11 | 54 | 1 | CZ11 | New | Nrs | 0.98412 | 0.9835 | 0.98707 | 0.98367
11 | 54 | 1 | CZ11 | New | Htl | 0.97909 | 0.97819 | 0.98219 | 0.98001
11 | 54 | 1 | CZ11 | New | Mtl | 0.96785 | 0.96561 | 0.97308 | 0.96817
11 | 54 | 1 | CZ11 | New | MBT | 0.96874 | 0.98051 | 0.98337 | 0.98092
11 | 54 | 1 | CZ11 | New | MLI | 0.99913 | 0.99775 | 0.99916 | 0.99785
11 | 54 | 1 | CZ11 | New | OfL | 0.94208 | 0.9466 | 0.96057 | 0.9466
11 | 54 | 1 | CZ11 | New | OfS | 0.86829 | 0.87736 | 0.91496 | 0.87736
11 | 54 | 1 | CZ11 | New | RSD | 1 | 1 | 1 | 1
11 | 54 | 1 | CZ11 | New | RFF | 1 | 1 | 1 | 1
11 | 54 | 1 | CZ11 | New | Rt3 | 0.99801 | 0.99745 | 0.9988 | 0.99711
11 | 54 | 1 | CZ11 | New | RtL | 0.99872 | 0.99823 | 0.99906 | 0.99796
11 | 54 | 1 | CZ11 | New | RtS | 1 | 1 | 1 | 1
11 | 54 | 1 | CZ11 | New | SCn | 0.99009 | 0.9808 | 0.99307 | 0.9808
11 | 54 | 1 | CZ11 | New | SUn | 0.99009 | 0.9808 | 0.99307 | 0.9808
11 | 54 | 1 | CZ11 | New | WRf | 0.95403 | 0.97863 | 0.98585 | 0.97919
11 | 27 | 1 | CZ11 | Ex | Asm | 0.97121 | 0.97645 | 0.98004 | 0.97874
11 | 27 | 5 | CZ11 | Ex | EPr | 0.91051 | 1 | 0.94317 | 1
11 | 27 | 5 | CZ11 | Ex | ESe | 0.92456 | 1 | 0.94848 | 1
11 | 27 | 3 | CZ11 | Ex | ECC | 0.93833 | 0.88888 | 0.9553 | 0.88895
11 | 27 | 3 | CZ11 | Ex | EUn | 0.93533 | 0.88547 | 0.95555 | 0.8839
11 | 27 | 5 | CZ11 | Ex | ERC | 0.88177 | 1 | 0.91889 | 1
11 | 27 | 1 | CZ11 | Ex | Gro | 0.98935 | 0.98894 | 0.9912 | 0.98899
11 | 27 | 1 | CZ11 | Ex | Hsp | 0.99606 | 0.99441 | 0.99633 | 0.99387
11 | 27 | 1 | CZ11 | Ex | Nrs | 0.98281 | 0.98205 | 0.98604 | 0.98219
11 | 27 | 1 | CZ11 | Ex | Htl | 0.98147 | 0.98033 | 0.98395 | 0.98177
11 | 27 | 1 | CZ11 | Ex | Mtl | 0.9675 | 0.96527 | 0.97291 | 0.9677
11 | 27 | 1 | CZ11 | Ex | MBT | 0.97034 | 0.98043 | 0.98354 | 0.98083
11 | 27 | 1 | CZ11 | Ex | MLI | 0.99925 | 0.99806 | 0.99928 | 0.99815
11 | 27 | 1 | CZ11 | Ex | OfL | 0.94398 | 0.94836 | 0.96187 | 0.94836
11 | 27 | 1 | CZ11 | Ex | OfS | 0.86662 | 0.87582 | 0.91388 | 0.87582
11 | 27 | 1 | CZ11 | Ex | RSD | 1 | 1 | 1 | 1
11 | 27 | 1 | CZ11 | Ex | RFF | 1 | 1 | 1 | 1
11 | 27 | 1 | CZ11 | Ex | Rt3 | 0.99811 | 0.99768 | 0.99887 | 0.99735
11 | 27 | 1 | CZ11 | Ex | RtL | 0.99884 | 0.99833 | 0.99914 | 0.99809
11 | 27 | 1 | CZ11 | Ex | RtS | 1 | 1 | 1 | 1
11 | 27 | 1 | CZ11 | Ex | SCn | 0.99009 | 0.9808 | 0.99307 | 0.9808
11 | 27 | 1 | CZ11 | Ex | SUn | 0.99009 | 0.9808 | 0.99307 | 0.9808
11 | 27 | 1 | CZ11 | Ex | WRf | 0.95312 | 0.97764 | 0.98532 | 0.97842
12 | 54 | 1 | CZ12 | New | Asm | 0.97531 | 0.97984 | 0.98305 | 0.9819
12 | 54 | 5 | CZ12 | New | EPr | 0.90984 | 1 | 0.94275 | 1
12 | 54 | 5 | CZ12 | New | ESe | 0.92447 | 1 | 0.94838 | 1
12 | 54 | 3 | CZ12 | New | ECC | 0.93696 | 0.88521 | 0.95407 | 0.88576
12 | 54 | 3 | CZ12 | New | EUn | 0.93371 | 0.88088 | 0.95465 | 0.87938
12 | 54 | 5 | CZ12 | New | ERC | 0.88177 | 1 | 0.91889 | 1
12 | 54 | 1 | CZ12 | New | Gro | 0.98933 | 0.98876 | 0.99119 | 0.98882
12 | 54 | 1 | CZ12 | New | Hsp | 0.99624 | 0.99464 | 0.9965 | 0.99412
12 | 54 | 1 | CZ12 | New | Nrs | 0.98412 | 0.9835 | 0.98707 | 0.98367
12 | 54 | 1 | CZ12 | New | Htl | 0.97909 | 0.97819 | 0.98219 | 0.98001
12 | 54 | 1 | CZ12 | New | Mtl | 0.96785 | 0.96561 | 0.97308 | 0.96817
12 | 54 | 1 | CZ12 | New | MBT | 0.96874 | 0.98051 | 0.98337 | 0.98092
12 | 54 | 1 | CZ12 | New | MLI | 0.99913 | 0.99775 | 0.99916 | 0.99785
12 | 54 | 1 | CZ12 | New | OfL | 0.94208 | 0.9466 | 0.96057 | 0.9466
12 | 54 | 1 | CZ12 | New | OfS | 0.86829 | 0.87736 | 0.91496 | 0.87736
12 | 54 | 1 | CZ12 | New | RSD | 1 | 1 | 1 | 1
12 | 54 | 1 | CZ12 | New | RFF | 1 | 1 | 1 | 1
12 | 54 | 1 | CZ12 | New | Rt3 | 0.99801 | 0.99745 | 0.9988 | 0.99711
12 | 54 | 1 | CZ12 | New | RtL | 0.99872 | 0.99823 | 0.99906 | 0.99796
12 | 54 | 1 | CZ12 | New | RtS | 1 | 1 | 1 | 1
12 | 54 | 1 | CZ12 | New | SCn | 0.99009 | 0.9808 | 0.99307 | 0.9808
12 | 54 | 1 | CZ12 | New | SUn | 0.99009 | 0.9808 | 0.99307 | 0.9808
12 | 54 | 1 | CZ12 | New | WRf | 0.95403 | 0.97863 | 0.98585 | 0.97919
12 | 27 | 1 | CZ12 | Ex | Asm | 0.97121 | 0.97645 | 0.98004 | 0.97874
12 | 27 | 5 | CZ12 | Ex | EPr | 0.91051 | 1 | 0.94317 | 1
12 | 27 | 5 | CZ12 | Ex | ESe | 0.92456 | 1 | 0.94848 | 1
12 | 27 | 3 | CZ12 | Ex | ECC | 0.93833 | 0.88888 | 0.9553 | 0.88895
12 | 27 | 3 | CZ12 | Ex | EUn | 0.93533 | 0.88547 | 0.95555 | 0.8839
12 | 27 | 5 | CZ12 | Ex | ERC | 0.88177 | 1 | 0.91889 | 1
12 | 27 | 1 | CZ12 | Ex | Gro | 0.98935 | 0.98894 | 0.9912 | 0.98899
12 | 27 | 1 | CZ12 | Ex | Hsp | 0.99606 | 0.99441 | 0.99633 | 0.99387
12 | 27 | 1 | CZ12 | Ex | Nrs | 0.98281 | 0.98205 | 0.98604 | 0.98219
12 | 27 | 1 | CZ12 | Ex | Htl | 0.98147 | 0.98033 | 0.98395 | 0.98177
12 | 27 | 1 | CZ12 | Ex | Mtl | 0.9675 | 0.96527 | 0.97291 | 0.9677
12 | 27 | 1 | CZ12 | Ex | MBT | 0.97034 | 0.98043 | 0.98354 | 0.98083
12 | 27 | 1 | CZ12 | Ex | MLI | 0.99925 | 0.99806 | 0.99928 | 0.99815
12 | 27 | 1 | CZ12 | Ex | OfL | 0.94398 | 0.94836 | 0.96187 | 0.94836
12 | 27 | 1 | CZ12 | Ex | OfS | 0.86662 | 0.87582 | 0.91388 | 0.87582
12 | 27 | 1 | CZ12 | Ex | RSD | 1 | 1 | 1 | 1
12 | 27 | 1 | CZ12 | Ex | RFF | 1 | 1 | 1 | 1
12 | 27 | 1 | CZ12 | Ex | Rt3 | 0.99811 | 0.99768 | 0.99887 | 0.99735
12 | 27 | 1 | CZ12 | Ex | RtL | 0.99884 | 0.99833 | 0.99914 | 0.99809
12 | 27 | 1 | CZ12 | Ex | RtS | 1 | 1 | 1 | 1
12 | 27 | 1 | CZ12 | Ex | SCn | 0.99009 | 0.9808 | 0.99307 | 0.9808
12 | 27 | 1 | CZ12 | Ex | SUn | 0.99009 | 0.9808 | 0.99307 | 0.9808
12 | 27 | 1 | CZ12 | Ex | WRf | 0.95312 | 0.97764 | 0.98532 | 0.97842
13 | 54 | 1 | CZ13 | New | Asm | 0.97531 | 0.97984 | 0.98305 | 0.9819
13 | 54 | 5 | CZ13 | New | EPr | 0.90984 | 1 | 0.94275 | 1
13 | 54 | 5 | CZ13 | New | ESe | 0.92447 | 1 | 0.94838 | 1
13 | 54 | 3 | CZ13 | New | ECC | 0.93696 | 0.88521 | 0.95407 | 0.88576
13 | 54 | 3 | CZ13 | New | EUn | 0.93371 | 0.88088 | 0.95465 | 0.87938
13 | 54 | 5 | CZ13 | New | ERC | 0.88177 | 1 | 0.91889 | 1
13 | 54 | 1 | CZ13 | New | Gro | 0.98933 | 0.98876 | 0.99119 | 0.98882
13 | 54 | 1 | CZ13 | New | Hsp | 0.99624 | 0.99464 | 0.9965 | 0.99412
13 | 54 | 1 | CZ13 | New | Nrs | 0.98412 | 0.9835 | 0.98707 | 0.98367
13 | 54 | 1 | CZ13 | New | Htl | 0.97909 | 0.97819 | 0.98219 | 0.98001
13 | 54 | 1 | CZ13 | New | Mtl | 0.96785 | 0.96561 | 0.97308 | 0.96817
13 | 54 | 1 | CZ13 | New | MBT | 0.96874 | 0.98051 | 0.98337 | 0.98092
13 | 54 | 1 | CZ13 | New | MLI | 0.99913 | 0.99775 | 0.99916 | 0.99785
13 | 54 | 1 | CZ13 | New | OfL | 0.94208 | 0.9466 | 0.96057 | 0.9466
13 | 54 | 1 | CZ13 | New | OfS | 0.86829 | 0.87736 | 0.91496 | 0.87736
13 | 54 | 1 | CZ13 | New | RSD | 1 | 1 | 1 | 1
13 | 54 | 1 | CZ13 | New | RFF | 1 | 1 | 1 | 1
13 | 54 | 1 | CZ13 | New | Rt3 | 0.99801 | 0.99745 | 0.9988 | 0.99711
13 | 54 | 1 | CZ13 | New | RtL | 0.99872 | 0.99823 | 0.99906 | 0.99796
13 | 54 | 1 | CZ13 | New | RtS | 1 | 1 | 1 | 1
13 | 54 | 1 | CZ13 | New | SCn | 0.99009 | 0.9808 | 0.99307 | 0.9808
13 | 54 | 1 | CZ13 | New | SUn | 0.99009 | 0.9808 | 0.99307 | 0.9808
13 | 54 | 1 | CZ13 | New | WRf | 0.95403 | 0.97863 | 0.98585 | 0.97919
13 | 27 | 1 | CZ13 | Ex | Asm | 0.97121 | 0.97645 | 0.98004 | 0.97874
13 | 27 | 5 | CZ13 | Ex | EPr | 0.91051 | 1 | 0.94317 | 1
13 | 27 | 5 | CZ13 | Ex | ESe | 0.92456 | 1 | 0.94848 | 1
13 | 27 | 3 | CZ13 | Ex | ECC | 0.93833 | 0.88888 | 0.9553 | 0.88895
13 | 27 | 3 | CZ13 | Ex | EUn | 0.93533 | 0.88547 | 0.95555 | 0.8839
13 | 27 | 5 | CZ13 | Ex | ERC | 0.88177 | 1 | 0.91889 | 1
13 | 27 | 1 | CZ13 | Ex | Gro | 0.98935 | 0.98894 | 0.9912 | 0.98899
13 | 27 | 1 | CZ13 | Ex | Hsp | 0.99606 | 0.99441 | 0.99633 | 0.99387
13 | 27 | 1 | CZ13 | Ex | Nrs | 0.98281 | 0.98205 | 0.98604 | 0.98219
13 | 27 | 1 | CZ13 | Ex | Htl | 0.98147 | 0.98033 | 0.98395 | 0.98177
13 | 27 | 1 | CZ13 | Ex | Mtl | 0.9675 | 0.96527 | 0.97291 | 0.9677
13 | 27 | 1 | CZ13 | Ex | MBT | 0.97034 | 0.98043 | 0.98354 | 0.98083
13 | 27 | 1 | CZ13 | Ex | MLI | 0.99925 | 0.99806 | 0.99928 | 0.99815
13 | 27 | 1 | CZ13 | Ex | OfL | 0.94398 | 0.94836 | 0.96187 | 0.94836
13 | 27 | 1 | CZ13 | Ex | OfS | 0.86662 | 0.87582 | 0.91388 | 0.87582
13 | 27 | 1 | CZ13 | Ex | RSD | 1 | 1 | 1 | 1
13 | 27 | 1 | CZ13 | Ex | RFF | 1 | 1 | 1 | 1
13 | 27 | 1 | CZ13 | Ex | Rt3 | 0.99811 | 0.99768 | 0.99887 | 0.99735
13 | 27 | 1 | CZ13 | Ex | RtL | 0.99884 | 0.99833 | 0.99914 | 0.99809
13 | 27 | 1 | CZ13 | Ex | RtS | 1 | 1 | 1 | 1
13 | 27 | 1 | CZ13 | Ex | SCn | 0.99009 | 0.9808 | 0.99307 | 0.9808
13 | 27 | 1 | CZ13 | Ex | SUn | 0.99009 | 0.9808 | 0.99307 | 0.9808
13 | 27 | 1 | CZ13 | Ex | WRf | 0.95312 | 0.97764 | 0.98532 | 0.97842
14 | 54 | 1 | CZ14 | New | Asm | 0.97531 | 0.97984 | 0.98305 | 0.9819
14 | 54 | 1 | CZ14 | New | EPr | 0.90984 | 0.85239 | 0.94275 | 0.85402
14 | 54 | 1 | CZ14 | New | ESe | 0.92447 | 0.87967 | 0.94838 | 0.87949
14 | 54 | 1 | CZ14 | New | ECC | 0.93696 | 0.88472 | 0.95407 | 0.89838
14 | 54 | 1 | CZ14 | New | EUn | 0.93371 | 0.88543 | 0.95465 | 0.87877
14 | 54 | 1 | CZ14 | New | ERC | 0.88177 | 0.8 | 0.91889 | 0.8
14 | 54 | 1 | CZ14 | New | Gro | 0.98933 | 0.98876 | 0.99119 | 0.98882
14 | 54 | 1 | CZ14 | New | Hsp | 0.99624 | 0.99464 | 0.9965 | 0.99412
14 | 54 | 1 | CZ14 | New | Nrs | 0.98412 | 0.9835 | 0.98707 | 0.98367
14 | 54 | 1 | CZ14 | New | Htl | 0.97909 | 0.97819 | 0.98219 | 0.98001
14 | 54 | 1 | CZ14 | New | Mtl | 0.96785 | 0.96561 | 0.97308 | 0.96817
14 | 54 | 1 | CZ14 | New | MBT | 0.96874 | 0.98051 | 0.98337 | 0.98092
14 | 54 | 1 | CZ14 | New | MLI | 0.99913 | 0.99775 | 0.99916 | 0.99785
14 | 54 | 1 | CZ14 | New | OfL | 0.94208 | 0.9466 | 0.96057 | 0.9466
14 | 54 | 1 | CZ14 | New | OfS | 0.86829 | 0.87736 | 0.91496 | 0.87736
14 | 54 | 1 | CZ14 | New | RSD | 1 | 1 | 1 | 1
14 | 54 | 1 | CZ14 | New | RFF | 1 | 1 | 1 | 1
14 | 54 | 1 | CZ14 | New | Rt3 | 0.99801 | 0.99745 | 0.9988 | 0.99711
14 | 54 | 1 | CZ14 | New | RtL | 0.99872 | 0.99823 | 0.99906 | 0.99796
14 | 54 | 1 | CZ14 | New | RtS | 1 | 1 | 1 | 1
14 | 54 | 1 | CZ14 | New | SCn | 0.99009 | 0.9808 | 0.99307 | 0.9808
14 | 54 | 1 | CZ14 | New | SUn | 0.99009 | 0.9808 | 0.99307 | 0.9808
14 | 54 | 1 | CZ14 | New | WRf | 0.95403 | 0.97863 | 0.98585 | 0.97919
14 | 27 | 1 | CZ14 | Ex | Asm | 0.97121 | 0.97645 | 0.98004 | 0.97874
14 | 27 | 1 | CZ14 | Ex | EPr | 0.91051 | 0.85325 | 0.94317 | 0.85489
14 | 27 | 1 | CZ14 | Ex | ESe | 0.92456 | 0.87969 | 0.94848 | 0.87947
14 | 27 | 1 | CZ14 | Ex | ECC | 0.93833 | 0.88869 | 0.9553 | 0.90203
14 | 27 | 1 | CZ14 | Ex | EUn | 0.93533 | 0.88989 | 0.95555 | 0.88279
14 | 27 | 1 | CZ14 | Ex | ERC | 0.88177 | 0.8 | 0.91889 | 0.8
14 | 27 | 1 | CZ14 | Ex | Gro | 0.98935 | 0.98894 | 0.9912 | 0.98899
14 | 27 | 1 | CZ14 | Ex | Hsp | 0.99606 | 0.99441 | 0.99633 | 0.99387
14 | 27 | 1 | CZ14 | Ex | Nrs | 0.98281 | 0.98205 | 0.98604 | 0.98219
14 | 27 | 1 | CZ14 | Ex | Htl | 0.98147 | 0.98033 | 0.98395 | 0.98177
14 | 27 | 1 | CZ14 | Ex | Mtl | 0.9675 | 0.96527 | 0.97291 | 0.9677
14 | 27 | 1 | CZ14 | Ex | MBT | 0.97034 | 0.98043 | 0.98354 | 0.98083
14 | 27 | 1 | CZ14 | Ex | MLI | 0.99925 | 0.99806 | 0.99928 | 0.99815
14 | 27 | 1 | CZ14 | Ex | OfL | 0.94398 | 0.94836 | 0.96187 | 0.94836
14 | 27 | 1 | CZ14 | Ex | OfS | 0.86662 | 0.87582 | 0.91388 | 0.87582
14 | 27 | 1 | CZ14 | Ex | RSD | 1 | 1 | 1 | 1
14 | 27 | 1 | CZ14 | Ex | RFF | 1 | 1 | 1 | 1
14 | 27 | 1 | CZ14 | Ex | Rt3 | 0.99811 | 0.99768 | 0.99887 | 0.99735
14 | 27 | 1 | CZ14 | Ex | RtL | 0.99884 | 0.99833 | 0.99914 | 0.99809
14 | 27 | 1 | CZ14 | Ex | RtS | 1 | 1 | 1 | 1
14 | 27 | 1 | CZ14 | Ex | SCn | 0.99009 | 0.9808 | 0.99307 | 0.9808
14 | 27 | 1 | CZ14 | Ex | SUn | 0.99009 | 0.9808 | 0.99307 | 0.9808
14 | 27 | 1 | CZ14 | Ex | WRf | 0.95312 | 0.97764 | 0.98532 | 0.97842
15 | 54 | 1 | CZ15 | New | Asm | 0.97531 | 0.97984 | 0.98305 | 0.9819
15 | 54 | 1 | CZ15 | New | EPr | 0.90984 | 0.85239 | 0.94275 | 0.85402
15 | 54 | 1 | CZ15 | New | ESe | 0.92447 | 0.87967 | 0.94838 | 0.87949
15 | 54 | 1 | CZ15 | New | ECC | 0.93696 | 0.88472 | 0.95407 | 0.89838
15 | 54 | 1 | CZ15 | New | EUn | 0.93371 | 0.88543 | 0.95465 | 0.87877
15 | 54 | 1 | CZ15 | New | ERC | 0.88177 | 0.8 | 0.91889 | 0.8
15 | 54 | 1 | CZ15 | New | Gro | 0.98933 | 0.98876 | 0.99119 | 0.98882
15 | 54 | 1 | CZ15 | New | Hsp | 0.99624 | 0.99464 | 0.9965 | 0.99412
15 | 54 | 1 | CZ15 | New | Nrs | 0.98412 | 0.9835 | 0.98707 | 0.98367
15 | 54 | 1 | CZ15 | New | Htl | 0.97909 | 0.97819 | 0.98219 | 0.98001
15 | 54 | 1 | CZ15 | New | Mtl | 0.96785 | 0.96561 | 0.97308 | 0.96817
15 | 54 | 1 | CZ15 | New | MBT | 0.96874 | 0.98051 | 0.98337 | 0.98092
15 | 54 | 1 | CZ15 | New | MLI | 0.99913 | 0.99775 | 0.99916 | 0.99785
15 | 54 | 1 | CZ15 | New | OfL | 0.94208 | 0.9466 | 0.96057 | 0.9466
15 | 54 | 1 | CZ15 | New | OfS | 0.86829 | 0.87736 | 0.91496 | 0.87736
15 | 54 | 1 | CZ15 | New | RSD | 1 | 1 | 1 | 1
15 | 54 | 1 | CZ15 | New | RFF | 1 | 1 | 1 | 1
15 | 54 | 1 | CZ15 | New | Rt3 | 0.99801 | 0.99745 | 0.9988 | 0.99711
15 | 54 | 1 | CZ15 | New | RtL | 0.99872 | 0.99823 | 0.99906 | 0.99796
15 | 54 | 1 | CZ15 | New | RtS | 1 | 1 | 1 | 1
15 | 54 | 1 | CZ15 | New | SCn | 0.99009 | 0.9808 | 0.99307 | 0.9808
15 | 54 | 1 | CZ15 | New | SUn | 0.99009 | 0.9808 | 0.99307 | 0.9808
15 | 54 | 1 | CZ15 | New | WRf | 0.95403 | 0.97863 | 0.98585 | 0.97919
15 | 27 | 1 | CZ15 | Ex | Asm | 0.97121 | 0.97645 | 0.98004 | 0.97874
15 | 27 | 1 | CZ15 | Ex | EPr | 0.91051 | 0.85325 | 0.94317 | 0.85489
15 | 27 | 1 | CZ15 | Ex | ESe | 0.92456 | 0.87969 | 0.94848 | 0.87947
15 | 27 | 1 | CZ15 | Ex | ECC | 0.93833 | 0.88869 | 0.9553 | 0.90203
15 | 27 | 1 | CZ15 | Ex | EUn | 0.93533 | 0.88989 | 0.95555 | 0.88279
15 | 27 | 1 | CZ15 | Ex | ERC | 0.88177 | 0.8 | 0.91889 | 0.8
15 | 27 | 1 | CZ15 | Ex | Gro | 0.98935 | 0.98894 | 0.9912 | 0.98899
15 | 27 | 1 | CZ15 | Ex | Hsp | 0.99606 | 0.99441 | 0.99633 | 0.99387
15 | 27 | 1 | CZ15 | Ex | Nrs | 0.98281 | 0.98205 | 0.98604 | 0.98219
15 | 27 | 1 | CZ15 | Ex | Htl | 0.98147 | 0.98033 | 0.98395 | 0.98177
15 | 27 | 1 | CZ15 | Ex | Mtl | 0.9675 | 0.96527 | 0.97291 | 0.9677
15 | 27 | 1 | CZ15 | Ex | MBT | 0.97034 | 0.98043 | 0.98354 | 0.98083
15 | 27 | 1 | CZ15 | Ex | MLI | 0.99925 | 0.99806 | 0.99928 | 0.99815
15 | 27 | 1 | CZ15 | Ex | OfL | 0.94398 | 0.94836 | 0.96187 | 0.94836
15 | 27 | 1 | CZ15 | Ex | OfS | 0.86662 | 0.87582 | 0.91388 | 0.87582
15 | 27 | 1 | CZ15 | Ex | RSD | 1 | 1 | 1 | 1
15 | 27 | 1 | CZ15 | Ex | RFF | 1 | 1 | 1 | 1
15 | 27 | 1 | CZ15 | Ex | Rt3 | 0.99811 | 0.99768 | 0.99887 | 0.99735
15 | 27 | 1 | CZ15 | Ex | RtL | 0.99884 | 0.99833 | 0.99914 | 0.99809
15 | 27 | 1 | CZ15 | Ex | RtS | 1 | 1 | 1 | 1
15 | 27 | 1 | CZ15 | Ex | SCn | 0.99009 | 0.9808 | 0.99307 | 0.9808
15 | 27 | 1 | CZ15 | Ex | SUn | 0.99009 | 0.9808 | 0.99307 | 0.9808
15 | 27 | 1 | CZ15 | Ex | WRf | 0.95312 | 0.97764 | 0.98532 | 0.97842
16 | 54 | 1 | CZ16 | New | Asm | 0.97531 | 0.97984 | 0.98305 | 0.9819
16 | 54 | 5 | CZ16 | New | EPr | 0.90984 | 1 | 0.94275 | 1
16 | 54 | 5 | CZ16 | New | ESe | 0.92447 | 1 | 0.94838 | 1
16 | 54 | 3 | CZ16 | New | ECC | 0.93696 | 0.88521 | 0.95407 | 0.88576
16 | 54 | 3 | CZ16 | New | EUn | 0.93371 | 0.88088 | 0.95465 | 0.87938
16 | 54 | 5 | CZ16 | New | ERC | 0.88177 | 1 | 0.91889 | 1
16 | 54 | 1 | CZ16 | New | Gro | 0.98933 | 0.98876 | 0.99119 | 0.98882
16 | 54 | 1 | CZ16 | New | Hsp | 0.99624 | 0.99464 | 0.9965 | 0.99412
16 | 54 | 1 | CZ16 | New | Nrs | 0.98412 | 0.9835 | 0.98707 | 0.98367
16 | 54 | 1 | CZ16 | New | Htl | 0.97909 | 0.97819 | 0.98219 | 0.98001
16 | 54 | 1 | CZ16 | New | Mtl | 0.96785 | 0.96561 | 0.97308 | 0.96817
16 | 54 | 1 | CZ16 | New | MBT | 0.96874 | 0.98051 | 0.98337 | 0.98092
16 | 54 | 1 | CZ16 | New | MLI | 0.99913 | 0.99775 | 0.99916 | 0.99785
16 | 54 | 1 | CZ16 | New | OfL | 0.94208 | 0.9466 | 0.96057 | 0.9466
16 | 54 | 1 | CZ16 | New | OfS | 0.86829 | 0.87736 | 0.91496 | 0.87736
16 | 54 | 1 | CZ16 | New | RSD | 1 | 1 | 1 | 1
16 | 54 | 1 | CZ16 | New | RFF | 1 | 1 | 1 | 1
16 | 54 | 1 | CZ16 | New | Rt3 | 0.99801 | 0.99745 | 0.9988 | 0.99711
16 | 54 | 1 | CZ16 | New | RtL | 0.99872 | 0.99823 | 0.99906 | 0.99796
16 | 54 | 1 | CZ16 | New | RtS | 1 | 1 | 1 | 1
16 | 54 | 1 | CZ16 | New | SCn | 0.99009 | 0.9808 | 0.99307 | 0.9808
16 | 54 | 1 | CZ16 | New | SUn | 0.99009 | 0.9808 | 0.99307 | 0.9808
16 | 54 | 1 | CZ16 | New | WRf | 0.95403 | 0.97863 | 0.98585 | 0.97919
16 | 27 | 1 | CZ16 | Ex | Asm | 0.97121 | 0.97645 | 0.98004 | 0.97874
16 | 27 | 5 | CZ16 | Ex | EPr | 0.91051 | 1 | 0.94317 | 1
16 | 27 | 5 | CZ16 | Ex | ESe | 0.92456 | 1 | 0.94848 | 1
16 | 27 | 3 | CZ16 | Ex | ECC | 0.93833 | 0.88888 | 0.9553 | 0.88895
16 | 27 | 3 | CZ16 | Ex | EUn | 0.93533 | 0.88547 | 0.95555 | 0.8839
16 | 27 | 5 | CZ16 | Ex | ERC | 0.88177 | 1 | 0.91889 | 1
16 | 27 | 1 | CZ16 | Ex | Gro | 0.98935 | 0.98894 | 0.9912 | 0.98899
16 | 27 | 1 | CZ16 | Ex | Hsp | 0.99606 | 0.99441 | 0.99633 | 0.99387
16 | 27 | 1 | CZ16 | Ex | Nrs | 0.98281 | 0.98205 | 0.98604 | 0.98219
16 | 27 | 1 | CZ16 | Ex | Htl | 0.98147 | 0.98033 | 0.98395 | 0.98177
16 | 27 | 1 | CZ16 | Ex | Mtl | 0.9675 | 0.96527 | 0.97291 | 0.9677
16 | 27 | 1 | CZ16 | Ex | MBT | 0.97034 | 0.98043 | 0.98354 | 0.98083
16 | 27 | 1 | CZ16 | Ex | MLI | 0.99925 | 0.99806 | 0.99928 | 0.99815
16 | 27 | 1 | CZ16 | Ex | OfL | 0.94398 | 0.94836 | 0.96187 | 0.94836
16 | 27 | 1 | CZ16 | Ex | OfS | 0.86662 | 0.87582 | 0.91388 | 0.87582
16 | 27 | 1 | CZ16 | Ex | RSD | 1 | 1 | 1 | 1
16 | 27 | 1 | CZ16 | Ex | RFF | 1 | 1 | 1 | 1
16 | 27 | 1 | CZ16 | Ex | Rt3 | 0.99811 | 0.99768 | 0.99887 | 0.99735
16 | 27 | 1 | CZ16 | Ex | RtL | 0.99884 | 0.99833 | 0.99914 | 0.99809
16 | 27 | 1 | CZ16 | Ex | RtS | 1 | 1 | 1 | 1
16 | 27 | 1 | CZ16 | Ex | SCn | 0.99009 | 0.9808 | 0.99307 | 0.9808
16 | 27 | 1 | CZ16 | Ex | SUn | 0.99009 | 0.9808 | 0.99307 | 0.9808
16 | 27 | 1 | CZ16 | Ex | WRf | 0.95312 | 0.97764 | 0.98532 | 0.97842

## 2013 DEER Title 24 EFLH+CDF
DEER 2008 Lighting EFLH and Demand Coincidence Factor | [57 empty] | 1 | 2 | 3 | 4 | 5 | 6 | 7 | 8 | 9 | 10 | 11 | 12 | 13 | 14 | 15 | 16 | 17 | 18 | 19 | 20 | 21 | 22 | 23 | 24 | 25 | 26 | 27 | 28 | 29 | 30 | 31 | 32 | 33 | 34 | 35 | 36 | 37 | 38 | 39 | 40 | 41 | 42 | 43 | 44 | 45 | 46 | 47 | 48 | 49 | 50 | 51 | 52 | 53 | 54 | 55 | 56 | 57 | 58 | 59 | 60 | 61 | 62
by Building Type and Building Type Activity Area | [57 empty] | 1: Reductions over current DEER values = > = > = > = > = > = > = > = > = > = > = > = > = >
|  | < 1978 | [7 empty] | 1979 - 1992 | [7 empty] | 1993 - 2001 | [7 empty] | 2002 - 2005 | [7 empty] | 2006 - 2009 | [7 empty] | 2010 - 2013 | [7 empty] | >2013 | [7 empty] | 1: < 1978; 10: 1979 - 1992; 19: 1993 - 2001; 28: 2002 - 2005; 37: 2006 - 2009; 46: 2010 - 2013; 55: >2013
|  | 0 | 0 | 0 | 0 | 0 | 0 | 0 | 0 | 1 | 1 | 1 | 1 | 1 | 1 | 1 | 1 | 2 | 2 | 2 | 2 | 2 | 2 | 2 | 2 | 3 | 3 | 3 | 3 | 3 | 3 | 3 | 3 | 4 | 4 | 4 | 4 | 4 | 4 | 4 | 4 | 5 | 5 | 5 | 5 | 5 | 5 | 5 | 5 | 6 | 6 | 6 | 6 | 6 | 6 | 6 | 6 | 0 | 0 | 0 | 0 | 0 | 0 | 0 | 0 |  | 1 | 1 | 1 | 1 | 1 | 1 | 1 | 1 |  | 2 | 2 | 2 | 2 | 2 | 2 | 2 | 2 |  | 3 | 3 | 3 | 3 | 3 | 3 | 3 | 3 |  | 4 | 4 | 4 | 4 | 4 | 4 | 4 | 4 |  | 5 | 5 | 5 | 5 | 5 | 5 | 5 | 5 |  | 6 | 6 | 6 | 6 | 6 | 6 | 6 | 6
[6 empty] | (summer) | (summer) | (break) | (break) |  |  |  |  | (summer) | (summer) | (break) | (break) |  |  |  |  | (summer) | (summer) | (break) | (break) |  |  |  |  | (summer) | (summer) | (break) | (break) |  |  |  |  | (summer) | (summer) | (break) | (break) |  |  |  |  | (summer) | (summer) | (break) | (break) |  |  |  |  | (summer) | (summer) | (break) | (break) | 5: (summer); 6: (summer); 7: (break); 8: (break); 14: (summer); 15: (summer); 16: (break); 17: (break); 23: (summer); 24: (summer); 25: (break); 26: (break); 32: (summer); 33: (summer); 34: (break); 35: (break); 41: (summer); 42: (summer); 43: (break); 44: (break); 50: (summer); 51: (summer); 52: (break); 53: (break); 59: (summer); 60: (summer); 61: (break); 62: (break)
|  | Equivalent Full Load Hours |  | Demand Factor (In-Session) |  | Demand Factor (Summer Session) |  | Demand Factor (On-Break) |  | Equivalent Full Load Hours |  | Demand Factor (In-Session) |  | Demand Factor (Summer Session) |  | Demand Factor (On-Break) |  | Equivalent Full Load Hours |  | Demand Factor (In-Session) |  | Demand Factor (Summer Session) |  | Demand Factor (On-Break) |  | Equivalent Full Load Hours |  | Demand Factor (In-Session) |  | Demand Factor (Summer Session) |  | Demand Factor (On-Break) |  | Equivalent Full Load Hours |  | Demand Factor (In-Session) |  | Demand Factor (Summer Session) |  | Demand Factor (On-Break) |  | Equivalent Full Load Hours |  | Demand Factor (In-Session) |  | Demand Factor (Summer Session) |  | Demand Factor (On-Break) |  | Equivalent Full Load Hours |  | Demand Factor (In-Session) |  | Demand Factor (Summer Session) |  | Demand Factor (On-Break) |  | 1: Equivalent Full Load Hours; 3: Demand Factor (In-Session); 5: Demand Factor (Summer Session); 7: Demand Factor (On-Break); 10: Equivalent Full Load Hours; 12: Demand Factor (In-Session); 14: Demand Factor (Summer Session); 16: Demand Factor (On-Break); 19: Equivalent Full Load Hours; 21: Demand Factor (In-Session); 23: Demand Factor (Summer Session); 25: Demand Factor (On-Break); 28: Equivalent Full Load Hours; 30: Demand Factor (In-Session); 32: Demand Factor (Summer Session); 34: Demand Factor (On-Break); 37: Equivalent Full Load Hours; 39: Demand Factor (In-Session); 41: Demand Factor (Summer Session); 43: Demand Factor (On-Break); 46: Equivalent Full Load Hours; 48: Demand Factor (In-Session); 50: Demand Factor (Summer Session); 52: Demand Factor (On-Break); 55: Equivalent Full Load Hours; 57: Demand Factor (In-Session); 59: Demand Factor (Summer Session); 61: Demand Factor (On-Break)
Building Type | Space Use (Activity Area) | Non-CFL Fixtures | CFL Fixtures | Non-CFL Fixtures | CFL Fixtures | Non-CFL Fixtures | CFL Fixtures | Non-CFL Fixtures | CFL Fixtures | Non-CFL Fixtures | CFL Fixtures | Non-CFL Fixtures | CFL Fixtures | Non-CFL Fixtures | CFL Fixtures | Non-CFL Fixtures | CFL Fixtures | Non-CFL Fixtures | CFL Fixtures | Non-CFL Fixtures | CFL Fixtures | Non-CFL Fixtures | CFL Fixtures | Non-CFL Fixtures | CFL Fixtures | Non-CFL Fixtures | CFL Fixtures | Non-CFL Fixtures | CFL Fixtures | Non-CFL Fixtures | CFL Fixtures | Non-CFL Fixtures | CFL Fixtures | Non-CFL Fixtures | CFL Fixtures | Non-CFL Fixtures | CFL Fixtures | Non-CFL Fixtures | CFL Fixtures | Non-CFL Fixtures | CFL Fixtures | Non-CFL Fixtures | CFL Fixtures | Non-CFL Fixtures | CFL Fixtures | Non-CFL Fixtures | CFL Fixtures | Non-CFL Fixtures | CFL Fixtures | Non-CFL Fixtures | CFL Fixtures | Non-CFL Fixtures | CFL Fixtures | Non-CFL Fixtures | CFL Fixtures | Non-CFL Fixtures | CFL Fixtures | Non-CFL Fixtures | CFL Fixtures | Non-CFL Fixtures | CFL Fixtures | Non-CFL Fixtures | CFL Fixtures | Non-CFL Fixtures | CFL Fixtures |  | Non-CFL Fixtures | CFL Fixtures | Non-CFL Fixtures | CFL Fixtures | Non-CFL Fixtures | CFL Fixtures | Non-CFL Fixtures | CFL Fixtures |  | Non-CFL Fixtures | CFL Fixtures | Non-CFL Fixtures | CFL Fixtures | Non-CFL Fixtures | CFL Fixtures | Non-CFL Fixtures | CFL Fixtures |  | Non-CFL Fixtures | CFL Fixtures | Non-CFL Fixtures | CFL Fixtures | Non-CFL Fixtures | CFL Fixtures | Non-CFL Fixtures | CFL Fixtures |  | Non-CFL Fixtures | CFL Fixtures | Non-CFL Fixtures | CFL Fixtures | Non-CFL Fixtures | CFL Fixtures | Non-CFL Fixtures | CFL Fixtures |  | Non-CFL Fixtures | CFL Fixtures | Non-CFL Fixtures | CFL Fixtures | Non-CFL Fixtures | CFL Fixtures | Non-CFL Fixtures | CFL Fixtures |  | Non-CFL Fixtures | CFL Fixtures | Non-CFL Fixtures | CFL Fixtures | Non-CFL Fixtures | CFL Fixtures | Non-CFL Fixtures | CFL Fixtures
Assembly | Auditorium | 2430.9 | 2291.2267 | 0.5 | 0.4 | NA | NA | NA | NA | 2430.9 | 2291.2267 | 0.5 | 0.4 | NA | NA | NA | NA | 2430.9 | 2291.2267 | 0.5 | 0.4 | NA | NA | NA | NA | 2430.9 | 2291.2267 | 0.5 | 0.4 | NA | NA | NA | NA | 2430.9 | 2291.2267 | 0.5 | 0.4 | NA | NA | NA | NA | 2430.9 | 2291.2267 | 0.5 | 0.4 | NA | NA | NA | NA | 2430.9 | 2291.2267 | 0.5 | 0.4 | NA | NA | NA | NA | [62 empty] | t_ActAreaEFLH2013 | 43 | 99 | t_ActAreaCDF2013 | 56 | 112 | bar: 1 to 8; 10 to 17; 19 to 26; 28 to 35; 37 to 44; 46 to 53; 55 to 62
Assembly | Office (General) | 2870.8461 | 2153.2851 | 0.57926 | 0.40207 | NA | NA | NA | NA | 2870.8461 | 2153.2851 | 0.57926 | 0.40207 | NA | NA | NA | NA | 2870.8461 | 2153.2851 | 0.57926 | 0.40207 | NA | NA | NA | NA | 2870.8461 | 2153.2851 | 0.57926 | 0.40207 | NA | NA | NA | NA | 2870.8461 | 2153.2851 | 0.57926 | 0.40207 | NA | NA | NA | NA | 2870.8461 | 2153.2851 | 0.57926 | 0.40207 | NA | NA | NA | NA | 2870.8461 | 2153.2851 | 0.57926 | 0.40207 | NA | NA | NA | NA | 0.90464 | 0.92098 | 0.92 | 0.92 | NA | NA | NA | NA |  | 0.90464 | 0.92098 | 0.92 | 0.92 | NA | NA | NA | NA |  | 0.90464 | 0.92098 | 0.92 | 0.92 | NA | NA | NA | NA |  | 0.90464 | 0.92098 | 0.92 | 0.92 | NA | NA | NA | NA |  | 0.90464 | 0.92098 | 0.92 | 0.92 | NA | NA | NA | NA |  | 0.90464 | 0.92098 | 0.92 | 0.92 | NA | NA | NA | NA |  | 0.90464 | 0.92098 | 0.92 | 0.92 | NA | NA | NA | NA | t_ActAreaEFLH2013 | 43 | 99 | t_ActAreaCDF2013 | 56 | 112
Assembly | Building | 2523.0763 | 2262.3255 | 0.51661 | 0.40043 | NA | NA | NA | NA | 2523.0763 | 2262.3255 | 0.51661 | 0.40043 | NA | NA | NA | NA | 2523.0763 | 2262.3255 | 0.51661 | 0.40043 | NA | NA | NA | NA | 2540.3856 | 2256.8983 | 0.51972 | 0.40052 | NA | NA | NA | NA | 2540.3856 | 2256.8983 | 0.51972 | 0.40052 | NA | NA | NA | NA | 2523.7755 | 2262.1063 | 0.51673 | 0.40044 | NA | NA | NA | NA | 2523.7755 | 2262.1063 | 0.51673 | 0.40044 | NA | NA | NA | NA | 0.97549 | 0.98318 | 0.97998 | 0.98204 | NA | NA | NA | NA |  | 0.97549 | 0.98318 | 0.97998 | 0.98204 | NA | NA | NA | NA |  | 0.97549 | 0.98318 | 0.97998 | 0.98204 | NA | NA | NA | NA |  | 0.97121 | 0.98004 | 0.97645 | 0.97874 | NA | NA | NA | NA |  | 0.97121 | 0.98004 | 0.97645 | 0.97874 | NA | NA | NA | NA |  | 0.97531 | 0.98305 | 0.97984 | 0.9819 | NA | NA | NA | NA |  | 0.97531 | 0.98305 | 0.97984 | 0.9819 | NA | NA | NA | NA | t_BldgEFLH2013 | 52 | 108 | t_BldgCDF2013 | 65 | 121
Education - Primary School | Classroom/Lecture | 2131.7954 | 2327.8369 | 0.56 | 0.56379 | NA | NA | 0.02 | 0.02 | 2131.7954 | 2327.8369 | 0.56 | 0.56379 | NA | NA | 0.02 | 0.02 | 2131.7954 | 2327.8369 | 0.56 | 0.56379 | NA | NA | 0.02 | 0.02 | 2131.7954 | 2327.8369 | 0.56 | 0.56379 | NA | NA | 0.02 | 0.02 | 2131.7954 | 2327.8369 | 0.56 | 0.56379 | NA | NA | 0.02 | 0.02 | 2131.7954 | 2327.8369 | 0.56 | 0.56379 | NA | NA | 0.02 | 0.02 | 2131.7954 | 2327.8369 | 0.56 | 0.56379 | NA | NA | 0.02 | 0.02 | 0.87511 | 0.92026 | 0.8 | 0.8 | NA | NA | 1 | 1 |  | 0.87511 | 0.92026 | 0.8 | 0.8 | NA | NA | 1 | 1 |  | 0.87511 | 0.92026 | 0.8 | 0.8 | NA | NA | 1 | 1 |  | 0.87511 | 0.92026 | 0.8 | 0.8 | NA | NA | 1 | 1 |  | 0.87511 | 0.92026 | 0.8 | 0.8 | NA | NA | 1 | 1 |  | 0.87511 | 0.92026 | 0.8 | 0.8 | NA | NA | 1 | 1 |  | 0.87511 | 0.92026 | 0.8 | 0.8 | NA | NA | 1 | 1 | t_ActAreaEFLH2013 | 43 | 99 | t_ActAreaCDF2013 | 56 | 112
Education - Primary School | Exercising Centers and Gymnasium | 2038.9607 | 2301.4048 | 0.69762 | 0.77738 | NA | NA | 0.02 | 0.02 | 2038.9607 | 2301.4048 | 0.69762 | 0.77738 | NA | NA | 0.02 | 0.02 | 2038.9607 | 2301.4048 | 0.69762 | 0.77738 | NA | NA | 0.02 | 0.02 | 2038.9607 | 2301.4048 | 0.69762 | 0.77738 | NA | NA | 0.02 | 0.02 | 2038.9607 | 2301.4048 | 0.69762 | 0.77738 | NA | NA | 0.02 | 0.02 | 2038.9607 | 2301.4048 | 0.69762 | 0.77738 | NA | NA | 0.02 | 0.02 | 2038.9607 | 2301.4048 | 0.69762 | 0.77738 | NA | NA | 0.02 | 0.02 | [62 empty] | t_ActAreaEFLH2013 | 43 | 99 | t_ActAreaCDF2013 | 56 | 112 | bar: 1 to 8; 10 to 17; 19 to 26; 28 to 35; 37 to 44; 46 to 53; 55 to 62
Education - Primary School | Dining Area | 1339.64 | 1404.02 | 0.36667 | 0.37667 | NA | NA | 0.02 | 0.02 | 1339.64 | 1404.02 | 0.36667 | 0.37667 | NA | NA | 0.02 | 0.02 | 1339.64 | 1404.02 | 0.36667 | 0.37667 | NA | NA | 0.02 | 0.02 | 1339.64 | 1404.02 | 0.36667 | 0.37667 | NA | NA | 0.02 | 0.02 | 1339.64 | 1404.02 | 0.36667 | 0.37667 | NA | NA | 0.02 | 0.02 | 1339.64 | 1404.02 | 0.36667 | 0.37667 | NA | NA | 0.02 | 0.02 | 1339.64 | 1404.02 | 0.36667 | 0.37667 | NA | NA | 0.02 | 0.02 | [62 empty] | t_ActAreaEFLH2013 | 43 | 99 | t_ActAreaCDF2013 | 56 | 112 | bar: 1 to 8; 10 to 17; 19 to 26; 28 to 35; 37 to 44; 46 to 53; 55 to 62
Education - Primary School | Kitchen and Food Preparation | 1660.84 | 1720.0221 | 0.36667 | 0.37667 | NA | NA | 0.02 | 0.02 | 1660.84 | 1720.0221 | 0.36667 | 0.37667 | NA | NA | 0.02 | 0.02 | 1660.84 | 1720.0221 | 0.36667 | 0.37667 | NA | NA | 0.02 | 0.02 | 1660.84 | 1720.0221 | 0.36667 | 0.37667 | NA | NA | 0.02 | 0.02 | 1660.84 | 1720.0221 | 0.36667 | 0.37667 | NA | NA | 0.02 | 0.02 | 1660.84 | 1720.0221 | 0.36667 | 0.37667 | NA | NA | 0.02 | 0.02 | 1660.84 | 1720.0221 | 0.36667 | 0.37667 | NA | NA | 0.02 | 0.02 | [62 empty] | t_ActAreaEFLH2013 | 43 | 99 | t_ActAreaCDF2013 | 56 | 112 | bar: 1 to 8; 10 to 17; 19 to 26; 28 to 35; 37 to 44; 46 to 53; 55 to 62
Education - Primary School | Building | 1947.9726 | 2110.4337 | 0.51391 | 0.52364 | NA | NA | 0.02 | 0.02 | 1947.9726 | 2110.4337 | 0.51391 | 0.52364 | NA | NA | 0.02 | 0.02 | 1959.5245 | 2123.0344 | 0.51516 | 0.52422 | NA | NA | 0.02 | 0.02 | 1923.8377 | 2080.6084 | 0.50587 | 0.51603 | NA | NA | 0.02 | 0.02 | 1926.3485 | 2084.051 | 0.5072 | 0.51736 | NA | NA | 0.02 | 0.02 | 1926.3485 | 2084.051 | 0.5072 | 0.51736 | NA | NA | 0.02 | 0.02 | 1926.3485 | 2084.051 | 0.5072 | 0.51736 | NA | NA | 0.02 | 0.02 | 0.90572 | 0.94012 | 0.84634 | 0.8479 | NA | NA | 1 | 1 |  | 0.90572 | 0.94012 | 0.84634 | 0.8479 | NA | NA | 1 | 1 |  | 0.90369 | 0.93878 | 0.84278 | 0.8442 | NA | NA | 1 | 1 |  | 0.91051 | 0.94317 | 0.85325 | 0.85489 | NA | NA | 1 | 1 |  | 0.90984 | 0.94275 | 0.85239 | 0.85402 | NA | NA | 1 | 1 |  | 0.90984 | 0.94275 | 0.85239 | 0.85402 | NA | NA | 1 | 1 |  | 0.90984 | 0.94275 | 0.85239 | 0.85402 | NA | NA | 1 | 1 | t_BldgEFLH2013 | 52 | 108 | t_BldgCDF2013 | 65 | 121
Education - Secondary School | Classroom/Lecture | 2152.3063 | 2283.2092 | 0.56 | 0.56379 | NA | NA | 0.02 | 0.02 | 2152.3063 | 2283.2092 | 0.56 | 0.56379 | NA | NA | 0.02 | 0.02 | 2152.3063 | 2283.2092 | 0.56 | 0.56379 | NA | NA | 0.02 | 0.02 | 2152.3063 | 2283.2092 | 0.56 | 0.56379 | NA | NA | 0.02 | 0.02 | 2152.3063 | 2283.2092 | 0.56 | 0.56379 | NA | NA | 0.02 | 0.02 | 2152.3063 | 2283.2092 | 0.56 | 0.56379 | NA | NA | 0.02 | 0.02 | 2152.3063 | 2283.2092 | 0.56 | 0.56379 | NA | NA | 0.02 | 0.02 | 0.88353 | 0.9203 | 0.8 | 0.8 | NA | NA | 1 | 1 |  | 0.88353 | 0.9203 | 0.8 | 0.8 | NA | NA | 1 | 1 |  | 0.88353 | 0.9203 | 0.8 | 0.8 | NA | NA | 1 | 1 |  | 0.88353 | 0.9203 | 0.8 | 0.8 | NA | NA | 1 | 1 |  | 0.88353 | 0.9203 | 0.8 | 0.8 | NA | NA | 1 | 1 |  | 0.88353 | 0.9203 | 0.8 | 0.8 | NA | NA | 1 | 1 |  | 0.88353 | 0.9203 | 0.8 | 0.8 | NA | NA | 1 | 1 | t_ActAreaEFLH2013 | 43 | 99 | t_ActAreaCDF2013 | 56 | 112
Education - Secondary School | Office (General) | 2166.9508 | 2205.7518 | 0.952 | 0.952 | NA | NA | 0.02 | 0.02 | 2166.9508 | 2205.7518 | 0.952 | 0.952 | NA | NA | 0.02 | 0.02 | 2166.9508 | 2205.7518 | 0.952 | 0.952 | NA | NA | 0.02 | 0.02 | 2166.9508 | 2205.7518 | 0.952 | 0.952 | NA | NA | 0.02 | 0.02 | 2166.9508 | 2205.7518 | 0.952 | 0.952 | NA | NA | 0.02 | 0.02 | 2166.9508 | 2205.7518 | 0.952 | 0.952 | NA | NA | 0.02 | 0.02 | 2166.9508 | 2205.7518 | 0.952 | 0.952 | NA | NA | 0.02 | 0.02 | 0.96018 | 0.96823 | 0.952 | 0.952 | NA | NA | 1 | 1 |  | 0.96018 | 0.96823 | 0.952 | 0.952 | NA | NA | 1 | 1 |  | 0.96018 | 0.96823 | 0.952 | 0.952 | NA | NA | 1 | 1 |  | 0.96018 | 0.96823 | 0.952 | 0.952 | NA | NA | 1 | 1 |  | 0.96018 | 0.96823 | 0.952 | 0.952 | NA | NA | 1 | 1 |  | 0.96018 | 0.96823 | 0.952 | 0.952 | NA | NA | 1 | 1 |  | 0.96018 | 0.96823 | 0.952 | 0.952 | NA | NA | 1 | 1 | t_ActAreaEFLH2013 | 43 | 99 | t_ActAreaCDF2013 | 56 | 112
Education - Secondary School | Exercising Centers and Gymnasium | 2355.0525 | 2402.6349 | 0.82188 | 0.82469 | NA | NA | 0.02 | 0.02 | 2355.0525 | 2402.6349 | 0.82188 | 0.82469 | NA | NA | 0.02 | 0.02 | 2355.0525 | 2402.6349 | 0.82188 | 0.82469 | NA | NA | 0.02 | 0.02 | 2355.0525 | 2402.6349 | 0.82188 | 0.82469 | NA | NA | 0.02 | 0.02 | 2355.0525 | 2402.6349 | 0.82188 | 0.82469 | NA | NA | 0.02 | 0.02 | 2355.0525 | 2402.6349 | 0.82188 | 0.82469 | NA | NA | 0.02 | 0.02 | 2355.0525 | 2402.6349 | 0.82188 | 0.82469 | NA | NA | 0.02 | 0.02 | [62 empty] | t_ActAreaEFLH2013 | 43 | 99 | t_ActAreaCDF2013 | 56 | 112 | bar: 1 to 8; 10 to 17; 19 to 26; 28 to 35; 37 to 44; 46 to 53; 55 to 62
Education - Secondary School | Computer Room (Instructional/PC Lab) | 1873.3206 | 2223.2724 | 0.47789 | 0.53642 | NA | NA | 0.02 | 0.02 | 1873.3206 | 2223.2724 | 0.47789 | 0.53642 | NA | NA | 0.02 | 0.02 | 1873.3206 | 2223.2724 | 0.47789 | 0.53642 | NA | NA | 0.02 | 0.02 | 1873.3206 | 2223.2724 | 0.47789 | 0.53642 | NA | NA | 0.02 | 0.02 | 1873.3206 | 2223.2724 | 0.47789 | 0.53642 | NA | NA | 0.02 | 0.02 | 1873.3206 | 2223.2724 | 0.47789 | 0.53642 | NA | NA | 0.02 | 0.02 | 1873.3206 | 2223.2724 | 0.47789 | 0.53642 | NA | NA | 0.02 | 0.02 | 0.8806 | 0.92859 | 0.8 | 0.8 | NA | NA | 1 | 1 |  | 0.8806 | 0.92859 | 0.8 | 0.8 | NA | NA | 1 | 1 |  | 0.8806 | 0.92859 | 0.8 | 0.8 | NA | NA | 1 | 1 |  | 0.8806 | 0.92859 | 0.8 | 0.8 | NA | NA | 1 | 1 |  | 0.8806 | 0.92859 | 0.8 | 0.8 | NA | NA | 1 | 1 |  | 0.8806 | 0.92859 | 0.8 | 0.8 | NA | NA | 1 | 1 |  | 0.8806 | 0.92859 | 0.8 | 0.8 | NA | NA | 1 | 1 | t_ActAreaEFLH2013 | 43 | 99 | t_ActAreaCDF2013 | 56 | 112
Education - Secondary School | Dining Area | 2351.44 | 2362.48 | 1 | 1 | NA | NA | 0.02 | 0.02 | 2351.44 | 2362.48 | 1 | 1 | NA | NA | 0.02 | 0.02 | 2351.44 | 2362.48 | 1 | 1 | NA | NA | 0.02 | 0.02 | 2351.44 | 2362.48 | 1 | 1 | NA | NA | 0.02 | 0.02 | 2351.44 | 2362.48 | 1 | 1 | NA | NA | 0.02 | 0.02 | 2351.44 | 2362.48 | 1 | 1 | NA | NA | 0.02 | 0.02 | 2351.44 | 2362.48 | 1 | 1 | NA | NA | 0.02 | 0.02 | [62 empty] | t_ActAreaEFLH2013 | 43 | 99 | t_ActAreaCDF2013 | 56 | 112 | bar: 1 to 8; 10 to 17; 19 to 26; 28 to 35; 37 to 44; 46 to 53; 55 to 62
Education - Secondary School | Kitchen and Food Preparation | 1139.44 | 1206.64 | 0.05 | 0.065 | NA | NA | 0.02 | 0.02 | 1139.44 | 1206.64 | 0.05 | 0.065 | NA | NA | 0.02 | 0.02 | 1139.44 | 1206.64 | 0.05 | 0.065 | NA | NA | 0.02 | 0.02 | 1139.44 | 1206.64 | 0.05 | 0.065 | NA | NA | 0.02 | 0.02 | 1139.44 | 1206.64 | 0.05 | 0.065 | NA | NA | 0.02 | 0.02 | 1139.44 | 1206.64 | 0.05 | 0.065 | NA | NA | 0.02 | 0.02 | 1139.44 | 1206.64 | 0.05 | 0.065 | NA | NA | 0.02 | 0.02 | [62 empty] | t_ActAreaEFLH2013 | 43 | 99 | t_ActAreaCDF2013 | 56 | 112 | bar: 1 to 8; 10 to 17; 19 to 26; 28 to 35; 37 to 44; 46 to 53; 55 to 62
Education - Secondary School | Building | 2120.7809 | 2222.2968 | 0.62112 | 0.62622 | NA | NA | 0.02 | 0.02 | 2120.7809 | 2222.2968 | 0.62112 | 0.62622 | NA | NA | 0.02 | 0.02 | 2111.2579 | 2215.7315 | 0.60925 | 0.6145 | NA | NA | 0.02 | 0.02 | 2103.4031 | 2202.8192 | 0.61867 | 0.62421 | NA | NA | 0.02 | 0.02 | 2110.5207 | 2208.4262 | 0.6229 | 0.62803 | NA | NA | 0.02 | 0.02 | 2110.2809 | 2208.4376 | 0.62151 | 0.62665 | NA | NA | 0.02 | 0.02 | 2110.2809 | 2208.4376 | 0.62151 | 0.62665 | NA | NA | 0.02 | 0.02 | 0.9209 | 0.94594 | 0.87365 | 0.87346 | NA | NA | 1 | 1 |  | 0.9209 | 0.94594 | 0.87365 | 0.87346 | NA | NA | 1 | 1 |  | 0.91758 | 0.94369 | 0.86694 | 0.86678 | NA | NA | 1 | 1 |  | 0.92456 | 0.94848 | 0.87969 | 0.87947 | NA | NA | 1 | 1 |  | 0.92462 | 0.94846 | 0.8801 | 0.87992 | NA | NA | 1 | 1 |  | 0.92447 | 0.94838 | 0.87967 | 0.87949 | NA | NA | 1 | 1 |  | 0.92447 | 0.94838 | 0.87967 | 0.87949 | NA | NA | 1 | 1 | t_BldgEFLH2013 | 52 | 108 | t_BldgCDF2013 | 65 | 121
Education - Relocatable Classroom | Building | 2180.408 | 2313.4526 | 0.56 | 0.56379 | NA | NA | 0.02 | 0.02 | 2180.408 | 2313.4526 | 0.56 | 0.56379 | NA | NA | 0.02 | 0.02 | 2180.408 | 2313.4526 | 0.56 | 0.56379 | NA | NA | 0.02 | 0.02 | 2180.408 | 2313.4526 | 0.56 | 0.56379 | NA | NA | 0.02 | 0.02 | 2180.408 | 2313.4526 | 0.56 | 0.56379 | NA | NA | 0.02 | 0.02 | 2180.408 | 2313.4526 | 0.56 | 0.56379 | NA | NA | 0.02 | 0.02 | 2180.408 | 2313.4526 | 0.56 | 0.56379 | NA | NA | 0.02 | 0.02 | 0.88177 | 0.91889 | 0.8 | 0.8 | NA | NA | 1 | 1 |  | 0.88177 | 0.91889 | 0.8 | 0.8 | NA | NA | 1 | 1 |  | 0.88177 | 0.91889 | 0.8 | 0.8 | NA | NA | 1 | 1 |  | 0.88177 | 0.91889 | 0.8 | 0.8 | NA | NA | 1 | 1 |  | 0.88177 | 0.91889 | 0.8 | 0.8 | NA | NA | 1 | 1 |  | 0.88177 | 0.91889 | 0.8 | 0.8 | NA | NA | 1 | 1 |  | 0.88177 | 0.91889 | 0.8 | 0.8 | NA | NA | 1 | 1 | t_BldgEFLH2013 | 52 | 108 | t_BldgCDF2013 | 65 | 121
Education - Community College | Classroom/Lecture | 2111.6111 | 2210.012 | 0.608 | 0.404 | 0.36417 | 0.30733 | 0.02 | 0.02 | 2111.6111 | 2210.012 | 0.608 | 0.404 | 0.36417 | 0.30733 | 0.02 | 0.02 | 2111.6111 | 2210.012 | 0.608 | 0.404 | 0.36417 | 0.30733 | 0.02 | 0.02 | 2111.6111 | 2210.012 | 0.608 | 0.404 | 0.36417 | 0.30733 | 0.02 | 0.02 | 2111.6111 | 2210.012 | 0.608 | 0.404 | 0.36417 | 0.30733 | 0.02 | 0.02 | 2111.6111 | 2210.012 | 0.608 | 0.404 | 0.36417 | 0.30733 | 0.02 | 0.02 | 2111.6111 | 2210.012 | 0.608 | 0.404 | 0.36417 | 0.30733 | 0.02 | 0.02 | 0.89993 | 0.92604 | 0.8 | 0.8 | 0.8 | 0.8 | 1 | 1 |  | 0.89993 | 0.92604 | 0.8 | 0.8 | 0.8 | 0.8 | 1 | 1 |  | 0.89993 | 0.92604 | 0.8 | 0.8 | 0.8 | 0.8 | 1 | 1 |  | 0.89993 | 0.92604 | 0.8 | 0.8 | 0.8 | 0.8 | 1 | 1 |  | 0.89993 | 0.92604 | 0.8 | 0.8 | 0.8 | 0.8 | 1 | 1 |  | 0.89993 | 0.92604 | 0.8 | 0.8 | 0.8 | 0.8 | 1 | 1 |  | 0.89993 | 0.92604 | 0.8 | 0.8 | 0.8 | 0.8 | 1 | 1 | t_ActAreaEFLH2013 | 43 | 99 | t_ActAreaCDF2013 | 56 | 112
Education - Community College | Office (General) | 2369.771 | 2287.1594 | 0.8568 | 0.8568 | 0.49435 | 0.41319 | 0.02 | 0.02 | 2369.771 | 2287.1594 | 0.8568 | 0.8568 | 0.49435 | 0.41319 | 0.02 | 0.02 | 2369.771 | 2287.1594 | 0.8568 | 0.8568 | 0.49435 | 0.41319 | 0.02 | 0.02 | 2369.771 | 2287.1594 | 0.8568 | 0.8568 | 0.49435 | 0.41319 | 0.02 | 0.02 | 2369.771 | 2287.1594 | 0.8568 | 0.8568 | 0.49435 | 0.41319 | 0.02 | 0.02 | 2369.771 | 2287.1594 | 0.8568 | 0.8568 | 0.49435 | 0.41319 | 0.02 | 0.02 | 2369.771 | 2287.1594 | 0.8568 | 0.8568 | 0.49435 | 0.41319 | 0.02 | 0.02 | 0.95782 | 0.97216 | 0.952 | 0.952 | 0.952 | 0.952 | 1 | 1 |  | 0.95782 | 0.97216 | 0.952 | 0.952 | 0.952 | 0.952 | 1 | 1 |  | 0.95782 | 0.97216 | 0.952 | 0.952 | 0.952 | 0.952 | 1 | 1 |  | 0.95782 | 0.97216 | 0.952 | 0.952 | 0.952 | 0.952 | 1 | 1 |  | 0.95782 | 0.97216 | 0.952 | 0.952 | 0.952 | 0.952 | 1 | 1 |  | 0.95782 | 0.97216 | 0.952 | 0.952 | 0.952 | 0.952 | 1 | 1 |  | 0.95782 | 0.97216 | 0.952 | 0.952 | 0.952 | 0.952 | 1 | 1 | t_ActAreaEFLH2013 | 43 | 99 | t_ActAreaCDF2013 | 56 | 112
Education - Community College | Computer Room (Instructional/PC Lab) | 1842.0388 | 2376.3656 | 0.6 | 0.42667 | 0.42 | 0.48 | 0.02 | 0.02 | 1842.0388 | 2376.3656 | 0.6 | 0.42667 | 0.42 | 0.48 | 0.02 | 0.02 | 1842.0388 | 2376.3656 | 0.6 | 0.42667 | 0.42 | 0.48 | 0.02 | 0.02 | 1842.0388 | 2376.3656 | 0.6 | 0.42667 | 0.42 | 0.48 | 0.02 | 0.02 | 1842.0388 | 2376.3656 | 0.6 | 0.42667 | 0.42 | 0.48 | 0.02 | 0.02 | 1842.0388 | 2376.3656 | 0.6 | 0.42667 | 0.42 | 0.48 | 0.02 | 0.02 | 1842.0388 | 2376.3656 | 0.6 | 0.42667 | 0.42 | 0.48 | 0.02 | 0.02 | 0.89456 | 0.94252 | 0.8 | 0.8 | 0.8 | 0.8 | 1 | 1 |  | 0.89456 | 0.94252 | 0.8 | 0.8 | 0.8 | 0.8 | 1 | 1 |  | 0.89456 | 0.94252 | 0.8 | 0.8 | 0.8 | 0.8 | 1 | 1 |  | 0.89456 | 0.94252 | 0.8 | 0.8 | 0.8 | 0.8 | 1 | 1 |  | 0.89456 | 0.94252 | 0.8 | 0.8 | 0.8 | 0.8 | 1 | 1 |  | 0.89456 | 0.94252 | 0.8 | 0.8 | 0.8 | 0.8 | 1 | 1 |  | 0.89456 | 0.94252 | 0.8 | 0.8 | 0.8 | 0.8 | 1 | 1 | t_ActAreaEFLH2013 | 43 | 99 | t_ActAreaCDF2013 | 56 | 112
Education - Community College | Comm/Ind Work (General, Low Bay) | 2346.43 | 2386.52 | 0.76 | 0.505 | 0.45521 | 0.38417 | 0.02 | 0.02 | 2346.43 | 2386.52 | 0.76 | 0.505 | 0.45521 | 0.38417 | 0.02 | 0.02 | 2346.43 | 2386.52 | 0.76 | 0.505 | 0.45521 | 0.38417 | 0.02 | 0.02 | 2346.43 | 2386.52 | 0.76 | 0.505 | 0.45521 | 0.38417 | 0.02 | 0.02 | 2346.43 | 2386.52 | 0.76 | 0.505 | 0.45521 | 0.38417 | 0.02 | 0.02 | 2346.43 | 2386.52 | 0.76 | 0.505 | 0.45521 | 0.38417 | 0.02 | 0.02 | 2346.43 | 2386.52 | 0.76 | 0.505 | 0.45521 | 0.38417 | 0.02 | 0.02 | [62 empty] | t_ActAreaEFLH2013 | 43 | 99 | t_ActAreaCDF2013 | 56 | 112 | bar: 1 to 8; 10 to 17; 19 to 26; 28 to 35; 37 to 44; 46 to 53; 55 to 62
Education - Community College | Dining Area | 2436.1188 | 2420.5294 | 0.86667 | 0.9 | 0.5625 | 0.525 | 0.035 | 0.035 | 2436.1188 | 2420.5294 | 0.86667 | 0.9 | 0.5625 | 0.525 | 0.035 | 0.035 | 2436.1188 | 2420.5294 | 0.86667 | 0.9 | 0.5625 | 0.525 | 0.035 | 0.035 | 2436.1188 | 2420.5294 | 0.86667 | 0.9 | 0.5625 | 0.525 | 0.035 | 0.035 | 2436.1188 | 2420.5294 | 0.86667 | 0.9 | 0.5625 | 0.525 | 0.035 | 0.035 | 2436.1188 | 2420.5294 | 0.86667 | 0.9 | 0.5625 | 0.525 | 0.035 | 0.035 | 2436.1188 | 2420.5294 | 0.86667 | 0.9 | 0.5625 | 0.525 | 0.035 | 0.035 | [62 empty] | t_ActAreaEFLH2013 | 43 | 99 | t_ActAreaCDF2013 | 56 | 112 | bar: 1 to 8; 10 to 17; 19 to 26; 28 to 35; 37 to 44; 46 to 53; 55 to 62
Education - Community College | Kitchen and Food Preparation | 2802.2802 | 2394.6364 | 0.86667 | 0.875 | 0.6 | 0.5625 | 0.035 | 0.035 | 2802.2802 | 2394.6364 | 0.86667 | 0.875 | 0.6 | 0.5625 | 0.035 | 0.035 | 2802.2802 | 2394.6364 | 0.86667 | 0.875 | 0.6 | 0.5625 | 0.035 | 0.035 | 2802.2802 | 2394.6364 | 0.86667 | 0.875 | 0.6 | 0.5625 | 0.035 | 0.035 | 2802.2802 | 2394.6364 | 0.86667 | 0.875 | 0.6 | 0.5625 | 0.035 | 0.035 | 2802.2802 | 2394.6364 | 0.86667 | 0.875 | 0.6 | 0.5625 | 0.035 | 0.035 | 2802.2802 | 2394.6364 | 0.86667 | 0.875 | 0.6 | 0.5625 | 0.035 | 0.035 | [62 empty] | t_ActAreaEFLH2013 | 43 | 99 | t_ActAreaCDF2013 | 56 | 112 | bar: 1 to 8; 10 to 17; 19 to 26; 28 to 35; 37 to 44; 46 to 53; 55 to 62
Education - Community College | Building | 2229.3154 | 2277.9753 | 0.70599 | 0.56019 | 0.42651 | 0.36872 | 0.021581 | 0.021581 | 2229.3154 | 2277.9753 | 0.70599 | 0.56019 | 0.42651 | 0.36872 | 0.021581 | 0.021581 | 2220.7954 | 2270.6694 | 0.70128 | 0.55895 | 0.42339 | 0.36605 | 0.021501 | 0.021501 | 2238.3011 | 2280.3946 | 0.71623 | 0.58379 | 0.43289 | 0.37546 | 0.021742 | 0.021742 | 2241.5345 | 2279.2322 | 0.7172 | 0.58497 | 0.43277 | 0.3741 | 0.02174 | 0.02174 | 2233.9921 | 2277.6881 | 0.70976 | 0.57222 | 0.42944 | 0.37204 | 0.021845 | 0.021845 | 2233.9921 | 2277.6881 | 0.70976 | 0.57222 | 0.42944 | 0.37204 | 0.021845 | 0.021845 | 0.93707 | 0.95418 | 0.88422 | 0.89674 | 0.88452 | 0.88484 | 1 | 1 |  | 0.93707 | 0.95418 | 0.88422 | 0.89674 | 0.88452 | 0.88484 | 1 | 1 |  | 0.9331 | 0.95126 | 0.87705 | 0.89068 | 0.87729 | 0.87763 | 1 | 1 |  | 0.93833 | 0.9553 | 0.88869 | 0.90203 | 0.88888 | 0.88895 | 1 | 1 |  | 0.93861 | 0.95537 | 0.88936 | 0.90269 | 0.88966 | 0.89004 | 1 | 1 |  | 0.93696 | 0.95407 | 0.88472 | 0.89838 | 0.88521 | 0.88576 | 1 | 1 |  | 0.93696 | 0.95407 | 0.88472 | 0.89838 | 0.88521 | 0.88576 | 1 | 1 | t_BldgEFLH2013 | 52 | 108 | t_BldgCDF2013 | 65 | 121
Education - University | Classroom/Lecture | 2108.7713 | 2358.0609 | 0.56 | 0.56 | 0.36 | 0.36 | 0.035 | 0.035 | 2108.7713 | 2358.0609 | 0.56 | 0.56 | 0.36 | 0.36 | 0.035 | 0.035 | 2108.7713 | 2358.0609 | 0.56 | 0.56 | 0.36 | 0.36 | 0.035 | 0.035 | 2108.7713 | 2358.0609 | 0.56 | 0.56 | 0.36 | 0.36 | 0.035 | 0.035 | 2108.7713 | 2358.0609 | 0.56 | 0.56 | 0.36 | 0.36 | 0.035 | 0.035 | 2108.7713 | 2358.0609 | 0.56 | 0.56 | 0.36 | 0.36 | 0.035 | 0.035 | 2108.7713 | 2358.0609 | 0.56 | 0.56 | 0.36 | 0.36 | 0.035 | 0.035 | 0.89242 | 0.93155 | 0.8 | 0.8 | 0.8 | 0.8 | 1 | 1 |  | 0.89242 | 0.93155 | 0.8 | 0.8 | 0.8 | 0.8 | 1 | 1 |  | 0.89242 | 0.93155 | 0.8 | 0.8 | 0.8 | 0.8 | 1 | 1 |  | 0.89242 | 0.93155 | 0.8 | 0.8 | 0.8 | 0.8 | 1 | 1 |  | 0.89242 | 0.93155 | 0.8 | 0.8 | 0.8 | 0.8 | 1 | 1 |  | 0.89242 | 0.93155 | 0.8 | 0.8 | 0.8 | 0.8 | 1 | 1 |  | 0.89242 | 0.93155 | 0.8 | 0.8 | 0.8 | 0.8 | 1 | 1 | t_ActAreaEFLH2013 | 43 | 99 | t_ActAreaCDF2013 | 56 | 112
Education - University | Office (General) | 2619.975 | 2364.024 | 0.9185 | 0.73621 | 0.51743 | 0.51849 | 0.035 | 0.035 | 2619.975 | 2364.024 | 0.9185 | 0.73621 | 0.51743 | 0.51849 | 0.035 | 0.035 | 2619.975 | 2364.024 | 0.9185 | 0.73621 | 0.51743 | 0.51849 | 0.035 | 0.035 | 2619.975 | 2364.024 | 0.9185 | 0.73621 | 0.51743 | 0.51849 | 0.035 | 0.035 | 2619.975 | 2364.024 | 0.9185 | 0.73621 | 0.51743 | 0.51849 | 0.035 | 0.035 | 2619.975 | 2364.024 | 0.9185 | 0.73621 | 0.51743 | 0.51849 | 0.035 | 0.035 | 2619.975 | 2364.024 | 0.9185 | 0.73621 | 0.51743 | 0.51849 | 0.035 | 0.035 | 0.96134 | 0.96673 | 0.952 | 0.952 | 0.952 | 0.952 | 1 | 1 |  | 0.96134 | 0.96673 | 0.952 | 0.952 | 0.952 | 0.952 | 1 | 1 |  | 0.96134 | 0.96673 | 0.952 | 0.952 | 0.952 | 0.952 | 1 | 1 |  | 0.96134 | 0.96673 | 0.952 | 0.952 | 0.952 | 0.952 | 1 | 1 |  | 0.96134 | 0.96673 | 0.952 | 0.952 | 0.952 | 0.952 | 1 | 1 |  | 0.96134 | 0.96673 | 0.952 | 0.952 | 0.952 | 0.952 | 1 | 1 |  | 0.96134 | 0.96673 | 0.952 | 0.952 | 0.952 | 0.952 | 1 | 1 | t_ActAreaEFLH2013 | 43 | 99 | t_ActAreaCDF2013 | 56 | 112
Education - University | Computer Room (Instructional/PC Lab) | 1902.6118 | 2437.9308 | 0.56 | 0.72 | 0.36 | 0.42 | 0.05 | 0.05 | 1902.6118 | 2437.9308 | 0.56 | 0.72 | 0.36 | 0.42 | 0.05 | 0.05 | 1902.6118 | 2437.9308 | 0.56 | 0.72 | 0.36 | 0.42 | 0.05 | 0.05 | 1902.6118 | 2437.9308 | 0.56 | 0.72 | 0.36 | 0.42 | 0.05 | 0.05 | 1902.6118 | 2437.9308 | 0.56 | 0.72 | 0.36 | 0.42 | 0.05 | 0.05 | 1902.6118 | 2437.9308 | 0.56 | 0.72 | 0.36 | 0.42 | 0.05 | 0.05 | 1902.6118 | 2437.9308 | 0.56 | 0.72 | 0.36 | 0.42 | 0.05 | 0.05 | 0.88345 | 0.94448 | 0.8 | 0.8 | 0.8 | 0.8 | 1 | 1 |  | 0.88345 | 0.94448 | 0.8 | 0.8 | 0.8 | 0.8 | 1 | 1 |  | 0.88345 | 0.94448 | 0.8 | 0.8 | 0.8 | 0.8 | 1 | 1 |  | 0.88345 | 0.94448 | 0.8 | 0.8 | 0.8 | 0.8 | 1 | 1 |  | 0.88345 | 0.94448 | 0.8 | 0.8 | 0.8 | 0.8 | 1 | 1 |  | 0.88345 | 0.94448 | 0.8 | 0.8 | 0.8 | 0.8 | 1 | 1 |  | 0.88345 | 0.94448 | 0.8 | 0.8 | 0.8 | 0.8 | 1 | 1 | t_ActAreaEFLH2013 | 43 | 99 | t_ActAreaCDF2013 | 56 | 112
Education - University | Comm/Ind Work (General, Low Bay) | 2362.9895 | 2531.3211 | 0.7 | 0.7 | 0.45 | 0.45 | 0.035 | 0.035 | 2362.9895 | 2531.3211 | 0.7 | 0.7 | 0.45 | 0.45 | 0.035 | 0.035 | 2362.9895 | 2531.3211 | 0.7 | 0.7 | 0.45 | 0.45 | 0.035 | 0.035 | 2362.9895 | 2531.3211 | 0.7 | 0.7 | 0.45 | 0.45 | 0.035 | 0.035 | 2362.9895 | 2531.3211 | 0.7 | 0.7 | 0.45 | 0.45 | 0.035 | 0.035 | 2362.9895 | 2531.3211 | 0.7 | 0.7 | 0.45 | 0.45 | 0.035 | 0.035 | 2362.9895 | 2531.3211 | 0.7 | 0.7 | 0.45 | 0.45 | 0.035 | 0.035 | [62 empty] | t_ActAreaEFLH2013 | 43 | 99 | t_ActAreaCDF2013 | 56 | 112 | bar: 1 to 8; 10 to 17; 19 to 26; 28 to 35; 37 to 44; 46 to 53; 55 to 62
Education - University | Dining Area | 2645.9277 | 2380.1153 | 0.85 | 0.75 | 0.525 | 0.45 | 0.035 | 0.035 | 2645.9277 | 2380.1153 | 0.85 | 0.75 | 0.525 | 0.45 | 0.035 | 0.035 | 2645.9277 | 2380.1153 | 0.85 | 0.75 | 0.525 | 0.45 | 0.035 | 0.035 | 2645.9277 | 2380.1153 | 0.85 | 0.75 | 0.525 | 0.45 | 0.035 | 0.035 | 2645.9277 | 2380.1153 | 0.85 | 0.75 | 0.525 | 0.45 | 0.035 | 0.035 | 2645.9277 | 2380.1153 | 0.85 | 0.75 | 0.525 | 0.45 | 0.035 | 0.035 | 2645.9277 | 2380.1153 | 0.85 | 0.75 | 0.525 | 0.45 | 0.035 | 0.035 | [62 empty] | t_ActAreaEFLH2013 | 43 | 99 | t_ActAreaCDF2013 | 56 | 112 | bar: 1 to 8; 10 to 17; 19 to 26; 28 to 35; 37 to 44; 46 to 53; 55 to 62
Education - University | Kitchen and Food Preparation | 2715.8284 | 2450.016 | 0.85 | 0.75 | 0.6375 | 0.5625 | 0.035 | 0.035 | 2715.8284 | 2450.016 | 0.85 | 0.75 | 0.6375 | 0.5625 | 0.035 | 0.035 | 2715.8284 | 2450.016 | 0.85 | 0.75 | 0.6375 | 0.5625 | 0.035 | 0.035 | 2715.8284 | 2450.016 | 0.85 | 0.75 | 0.6375 | 0.5625 | 0.035 | 0.035 | 2715.8284 | 2450.016 | 0.85 | 0.75 | 0.6375 | 0.5625 | 0.035 | 0.035 | 2715.8284 | 2450.016 | 0.85 | 0.75 | 0.6375 | 0.5625 | 0.035 | 0.035 | 2715.8284 | 2450.016 | 0.85 | 0.75 | 0.6375 | 0.5625 | 0.035 | 0.035 | [62 empty] | t_ActAreaEFLH2013 | 43 | 99 | t_ActAreaCDF2013 | 56 | 112 | bar: 1 to 8; 10 to 17; 19 to 26; 28 to 35; 37 to 44; 46 to 53; 55 to 62
Education - University | Hotel/Motel Guest Room (incl. toilets) | 1136.44 | 1136.44 | 0.17813 | 0.17813 | 0.091406 | 0.091406 | 0.02 | 0.02 | 1136.44 | 1136.44 | 0.17813 | 0.17813 | 0.091406 | 0.091406 | 0.02 | 0.02 | 1136.44 | 1136.44 | 0.17813 | 0.17813 | 0.091406 | 0.091406 | 0.02 | 0.02 | 1136.44 | 1136.44 | 0.17813 | 0.17813 | 0.091406 | 0.091406 | 0.02 | 0.02 | 1136.44 | 1136.44 | 0.17813 | 0.17813 | 0.091406 | 0.091406 | 0.02 | 0.02 | 1136.44 | 1136.44 | 0.17813 | 0.17813 | 0.091406 | 0.091406 | 0.02 | 0.02 | 1136.44 | 1136.44 | 0.17813 | 0.17813 | 0.091406 | 0.091406 | 0.02 | 0.02 | [62 empty] | t_ActAreaEFLH2013 | 43 | 99 | t_ActAreaCDF2013 | 56 | 112 | bar: 1 to 8; 10 to 17; 19 to 26; 28 to 35; 37 to 44; 46 to 53; 55 to 62
Education - University | Corridor | 2308.0391 | 2020.9606 | 0.90307 | 0.72384 | 0.0468 | 0.0468 | 0.035 | 0.035 | 2308.0391 | 2020.9606 | 0.90307 | 0.72384 | 0.0468 | 0.0468 | 0.035 | 0.035 | 2308.0391 | 2020.9606 | 0.90307 | 0.72384 | 0.0468 | 0.0468 | 0.035 | 0.035 | 2308.0391 | 2020.9606 | 0.90307 | 0.72384 | 0.0468 | 0.0468 | 0.035 | 0.035 | 2308.0391 | 2020.9606 | 0.90307 | 0.72384 | 0.0468 | 0.0468 | 0.035 | 0.035 | 2308.0391 | 2020.9606 | 0.90307 | 0.72384 | 0.0468 | 0.0468 | 0.035 | 0.035 | 2308.0391 | 2020.9606 | 0.90307 | 0.72384 | 0.0468 | 0.0468 | 0.035 | 0.035 | 0.9471 | 0.94744 | 0.936 | 0.936 | 0.936 | 0.936 | 1 | 1 |  | 0.9471 | 0.94744 | 0.936 | 0.936 | 0.936 | 0.936 | 1 | 1 |  | 0.9471 | 0.94744 | 0.936 | 0.936 | 0.936 | 0.936 | 1 | 1 |  | 0.9471 | 0.94744 | 0.936 | 0.936 | 0.936 | 0.936 | 1 | 1 |  | 0.9471 | 0.94744 | 0.936 | 0.936 | 0.936 | 0.936 | 1 | 1 |  | 0.9471 | 0.94744 | 0.936 | 0.936 | 0.936 | 0.936 | 1 | 1 |  | 0.9471 | 0.94744 | 0.936 | 0.936 | 0.936 | 0.936 | 1 | 1 | t_ActAreaEFLH2013 | 43 | 99 | t_ActAreaCDF2013 | 56 | 112
Education - University | Building | 2172.6609 | 2256.7362 | 0.63621 | 0.59459 | 0.38138 | 0.38134 | 0.034185 | 0.034185 | 2172.6609 | 2256.7362 | 0.63621 | 0.59459 | 0.38138 | 0.38134 | 0.034185 | 0.034185 | 2163.4226 | 2247.3931 | 0.63191 | 0.58961 | 0.37988 | 0.38012 | 0.034148 | 0.034148 | 2171.0407 | 2231.9666 | 0.64193 | 0.59374 | 0.38266 | 0.38292 | 0.03403 | 0.03403 | 2174.1065 | 2229.0315 | 0.64283 | 0.59192 | 0.38272 | 0.38226 | 0.033817 | 0.033817 | 2147.543 | 2219.1667 | 0.62685 | 0.58297 | 0.37462 | 0.37407 | 0.033741 | 0.033741 | 2147.543 | 2219.1667 | 0.62685 | 0.58297 | 0.37462 | 0.37407 | 0.033741 | 0.033741 | 0.93282 | 0.95432 | 0.88409 | 0.87769 | 0.87971 | 0.87834 | 1 | 1 |  | 0.93282 | 0.95432 | 0.88409 | 0.87769 | 0.87971 | 0.87834 | 1 | 1 |  | 0.93 | 0.9524 | 0.87918 | 0.8723 | 0.87464 | 0.87329 | 1 | 1 |  | 0.93533 | 0.95555 | 0.88989 | 0.88279 | 0.88547 | 0.8839 | 1 | 1 |  | 0.9359 | 0.95567 | 0.89093 | 0.88414 | 0.8865 | 0.88512 | 1 | 1 |  | 0.93371 | 0.95465 | 0.88543 | 0.87877 | 0.88088 | 0.87938 | 1 | 1 |  | 0.93371 | 0.95465 | 0.88543 | 0.87877 | 0.88088 | 0.87938 | 1 | 1 | t_BldgEFLH2013 | 52 | 108 | t_BldgCDF2013 | 65 | 121
Health/Medical - Hospital | Dining Area | 5858.4 | 4462.8 | 0.7 | 0.65 | NA | NA | NA | NA | 5858.4 | 4462.8 | 0.7 | 0.65 | NA | NA | NA | NA | 5858.4 | 4462.8 | 0.7 | 0.65 | NA | NA | NA | NA | 5858.4 | 4462.8 | 0.7 | 0.65 | NA | NA | NA | NA | 5858.4 | 4462.8 | 0.7 | 0.65 | NA | NA | NA | NA | 5858.4 | 4462.8 | 0.7 | 0.65 | NA | NA | NA | NA | 5858.4 | 4462.8 | 0.7 | 0.65 | NA | NA | NA | NA | [62 empty] | t_ActAreaEFLH2013 | 43 | 99 | t_ActAreaCDF2013 | 56 | 112 | bar: 1 to 8; 10 to 17; 19 to 26; 28 to 35; 37 to 44; 46 to 53; 55 to 62
Health/Medical - Hospital | Kitchen and Food Preparation | 5858.4 | 4462.8 | 0.7 | 0.65 | NA | NA | NA | NA | 5858.4 | 4462.8 | 0.7 | 0.65 | NA | NA | NA | NA | 5858.4 | 4462.8 | 0.7 | 0.65 | NA | NA | NA | NA | 5858.4 | 4462.8 | 0.7 | 0.65 | NA | NA | NA | NA | 5858.4 | 4462.8 | 0.7 | 0.65 | NA | NA | NA | NA | 5858.4 | 4462.8 | 0.7 | 0.65 | NA | NA | NA | NA | 5858.4 | 4462.8 | 0.7 | 0.65 | NA | NA | NA | NA | [62 empty] | t_ActAreaEFLH2013 | 43 | 99 | t_ActAreaCDF2013 | 56 | 112 | bar: 1 to 8; 10 to 17; 19 to 26; 28 to 35; 37 to 44; 46 to 53; 55 to 62
Health/Medical - Hospital | Office (General) - 24hr Facilities | 4873.2 | 4216.2 | 0.9 | 0.85 | NA | NA | NA | NA | 4873.2 | 4216.2 | 0.9 | 0.85 | NA | NA | NA | NA | 4873.2 | 4216.2 | 0.9 | 0.85 | NA | NA | NA | NA | 4873.2 | 4216.2 | 0.9 | 0.85 | NA | NA | NA | NA | 4873.2 | 4216.2 | 0.9 | 0.85 | NA | NA | NA | NA | 4873.2 | 4216.2 | 0.9 | 0.85 | NA | NA | NA | NA | 4873.2 | 4216.2 | 0.9 | 0.85 | NA | NA | NA | NA | [62 empty] | t_ActAreaEFLH2013 | 43 | 99 | t_ActAreaCDF2013 | 56 | 112 | bar: 1 to 8; 10 to 17; 19 to 26; 28 to 35; 37 to 44; 46 to 53; 55 to 62
Health/Medical - Hospital | Medical and Clinical Care - 24hr ICU | 4257 | 3449.4 | 0.75 | 0.65 | NA | NA | NA | NA | 4257 | 3449.4 | 0.75 | 0.65 | NA | NA | NA | NA | 4257 | 3449.4 | 0.75 | 0.65 | NA | NA | NA | NA | 4257 | 3449.4 | 0.75 | 0.65 | NA | NA | NA | NA | 4257 | 3449.4 | 0.75 | 0.65 | NA | NA | NA | NA | 4257 | 3449.4 | 0.75 | 0.65 | NA | NA | NA | NA | 4257 | 3449.4 | 0.75 | 0.65 | NA | NA | NA | NA | [62 empty] | t_ActAreaEFLH2013 | 43 | 99 | t_ActAreaCDF2013 | 56 | 112 | bar: 1 to 8; 10 to 17; 19 to 26; 28 to 35; 37 to 44; 46 to 53; 55 to 62
Health/Medical - Hospital | Medical and Clinical Care - 24hr Wards/Isolation | 5192.8269 | 4590.4269 | 0.75 | 0.65 | NA | NA | NA | NA | 5192.8269 | 4590.4269 | 0.75 | 0.65 | NA | NA | NA | NA | 5192.8269 | 4590.4269 | 0.75 | 0.65 | NA | NA | NA | NA | 5192.8269 | 4590.4269 | 0.75 | 0.65 | NA | NA | NA | NA | 5192.8269 | 4590.4269 | 0.75 | 0.65 | NA | NA | NA | NA | 5192.8269 | 4590.4269 | 0.75 | 0.65 | NA | NA | NA | NA | 5192.8269 | 4590.4269 | 0.75 | 0.65 | NA | NA | NA | NA | [62 empty] | t_ActAreaEFLH2013 | 43 | 99 | t_ActAreaCDF2013 | 56 | 112 | bar: 1 to 8; 10 to 17; 19 to 26; 28 to 35; 37 to 44; 46 to 53; 55 to 62
Health/Medical - Hospital | Office (General) - 12hr Admin | 4513.4655 | 3900.4372 | 0.8568 | 0.8092 | NA | NA | NA | NA | 4513.4655 | 3900.4372 | 0.8568 | 0.8092 | NA | NA | NA | NA | 4513.4655 | 3900.4372 | 0.8568 | 0.8092 | NA | NA | NA | NA | 4513.4655 | 3900.4372 | 0.8568 | 0.8092 | NA | NA | NA | NA | 4513.4655 | 3900.4372 | 0.8568 | 0.8092 | NA | NA | NA | NA | 4513.4655 | 3900.4372 | 0.8568 | 0.8092 | NA | NA | NA | NA | 4513.4655 | 3900.4372 | 0.8568 | 0.8092 | NA | NA | NA | NA | 0.95852 | 0.96264 | 0.952 | 0.952 | NA | NA | NA | NA |  | 0.95852 | 0.96264 | 0.952 | 0.952 | NA | NA | NA | NA |  | 0.95852 | 0.96264 | 0.952 | 0.952 | NA | NA | NA | NA |  | 0.95852 | 0.96264 | 0.952 | 0.952 | NA | NA | NA | NA |  | 0.95852 | 0.96264 | 0.952 | 0.952 | NA | NA | NA | NA |  | 0.95852 | 0.96264 | 0.952 | 0.952 | NA | NA | NA | NA |  | 0.95852 | 0.96264 | 0.952 | 0.952 | NA | NA | NA | NA | t_ActAreaEFLH2013 | 43 | 99 | t_ActAreaCDF2013 | 56 | 112
Health/Medical - Hospital | Laboratory, Medical 12hr Treatment | 4257 | 3449.4 | 0.75 | 0.65 | NA | NA | NA | NA | 4257 | 3449.4 | 0.75 | 0.65 | NA | NA | NA | NA | 4257 | 3449.4 | 0.75 | 0.65 | NA | NA | NA | NA | 4257 | 3449.4 | 0.75 | 0.65 | NA | NA | NA | NA | 4257 | 3449.4 | 0.75 | 0.65 | NA | NA | NA | NA | 4257 | 3449.4 | 0.75 | 0.65 | NA | NA | NA | NA | 4257 | 3449.4 | 0.75 | 0.65 | NA | NA | NA | NA | [62 empty] | t_ActAreaEFLH2013 | 43 | 99 | t_ActAreaCDF2013 | 56 | 112 | bar: 1 to 8; 10 to 17; 19 to 26; 28 to 35; 37 to 44; 46 to 53; 55 to 62
Health/Medical - Hospital | Medical and Clinical Care - 24hr Support | 7884 | 6076.8 | 0.9 | 0.6 | NA | NA | NA | NA | 7884 | 6076.8 | 0.9 | 0.6 | NA | NA | NA | NA | 7884 | 6076.8 | 0.9 | 0.6 | NA | NA | NA | NA | 7884 | 6076.8 | 0.9 | 0.6 | NA | NA | NA | NA | 7884 | 6076.8 | 0.9 | 0.6 | NA | NA | NA | NA | 7884 | 6076.8 | 0.9 | 0.6 | NA | NA | NA | NA | 7884 | 6076.8 | 0.9 | 0.6 | NA | NA | NA | NA | [62 empty] | t_ActAreaEFLH2013 | 43 | 99 | t_ActAreaCDF2013 | 56 | 112 | bar: 1 to 8; 10 to 17; 19 to 26; 28 to 35; 37 to 44; 46 to 53; 55 to 62
Health/Medical - Hospital | Building | 5268.6785 | 4384.5533 | 0.81942 | 0.7058 | NA | NA | NA | NA | 5268.6785 | 4384.5533 | 0.81942 | 0.7058 | NA | NA | NA | NA | 5267.1856 | 4384.3552 | 0.81973 | 0.70594 | NA | NA | NA | NA | 5267.1856 | 4384.3552 | 0.81973 | 0.70594 | NA | NA | NA | NA | 5240.0794 | 4368.4848 | 0.82276 | 0.71268 | NA | NA | NA | NA | 5277.3579 | 4387.9975 | 0.8178 | 0.70298 | NA | NA | NA | NA | 5277.3579 | 4387.9975 | 0.8178 | 0.70298 | NA | NA | NA | NA | 0.99607 | 0.99634 | 0.99442 | 0.99389 | NA | NA | NA | NA |  | 0.99607 | 0.99634 | 0.99442 | 0.99389 | NA | NA | NA | NA |  | 0.99606 | 0.99633 | 0.99441 | 0.99387 | NA | NA | NA | NA |  | 0.99606 | 0.99633 | 0.99441 | 0.99387 | NA | NA | NA | NA |  | 0.99565 | 0.99596 | 0.99389 | 0.99334 | NA | NA | NA | NA |  | 0.99624 | 0.9965 | 0.99464 | 0.99412 | NA | NA | NA | NA |  | 0.99624 | 0.9965 | 0.99464 | 0.99412 | NA | NA | NA | NA | t_BldgEFLH2013 | 52 | 108 | t_BldgCDF2013 | 65 | 121
Health/Medical - Nursing Home | Dining Area | 3814.25 | 3522.25 | 0.675 | 0.6 | NA | NA | NA | NA | 3814.25 | 3522.25 | 0.675 | 0.6 | NA | NA | NA | NA | 3814.25 | 3522.25 | 0.675 | 0.6 | NA | NA | NA | NA | 3814.25 | 3522.25 | 0.675 | 0.6 | NA | NA | NA | NA | 3814.25 | 3522.25 | 0.675 | 0.6 | NA | NA | NA | NA | 3814.25 | 3522.25 | 0.675 | 0.6 | NA | NA | NA | NA | 3814.25 | 3522.25 | 0.675 | 0.6 | NA | NA | NA | NA | [62 empty] | t_ActAreaEFLH2013 | 43 | 99 | t_ActAreaCDF2013 | 56 | 112 | bar: 1 to 8; 10 to 17; 19 to 26; 28 to 35; 37 to 44; 46 to 53; 55 to 62
Health/Medical - Nursing Home | Kitchen and Food Preparation | 3814.25 | 3522.25 | 0.675 | 0.6 | NA | NA | NA | NA | 3814.25 | 3522.25 | 0.675 | 0.6 | NA | NA | NA | NA | 3814.25 | 3522.25 | 0.675 | 0.6 | NA | NA | NA | NA | 3814.25 | 3522.25 | 0.675 | 0.6 | NA | NA | NA | NA | 3814.25 | 3522.25 | 0.675 | 0.6 | NA | NA | NA | NA | 3814.25 | 3522.25 | 0.675 | 0.6 | NA | NA | NA | NA | 3814.25 | 3522.25 | 0.675 | 0.6 | NA | NA | NA | NA | [62 empty] | t_ActAreaEFLH2013 | 43 | 99 | t_ActAreaCDF2013 | 56 | 112 | bar: 1 to 8; 10 to 17; 19 to 26; 28 to 35; 37 to 44; 46 to 53; 55 to 62
Health/Medical - Nursing Home | Office (General) - Admin | 3759.4716 | 3391.7297 | 0.6664 | 0.5712 | NA | NA | NA | NA | 3759.4716 | 3391.7297 | 0.6664 | 0.5712 | NA | NA | NA | NA | 3759.4716 | 3391.7297 | 0.6664 | 0.5712 | NA | NA | NA | NA | 3759.4716 | 3391.7297 | 0.6664 | 0.5712 | NA | NA | NA | NA | 3759.4716 | 3391.7297 | 0.6664 | 0.5712 | NA | NA | NA | NA | 3759.4716 | 3391.7297 | 0.6664 | 0.5712 | NA | NA | NA | NA | 3759.4716 | 3391.7297 | 0.6664 | 0.5712 | NA | NA | NA | NA | 0.9537 | 0.96294 | 0.952 | 0.952 | NA | NA | NA | NA |  | 0.9537 | 0.96294 | 0.952 | 0.952 | NA | NA | NA | NA |  | 0.9537 | 0.96294 | 0.952 | 0.952 | NA | NA | NA | NA |  | 0.9537 | 0.96294 | 0.952 | 0.952 | NA | NA | NA | NA |  | 0.9537 | 0.96294 | 0.952 | 0.952 | NA | NA | NA | NA |  | 0.9537 | 0.96294 | 0.952 | 0.952 | NA | NA | NA | NA |  | 0.9537 | 0.96294 | 0.952 | 0.952 | NA | NA | NA | NA | t_ActAreaEFLH2013 | 43 | 99 | t_ActAreaCDF2013 | 56 | 112
Health/Medical - Nursing Home | Office (General) - Facilities | 3723 | 3467.5 | 0.7 | 0.625 | NA | NA | NA | NA | 3723 | 3467.5 | 0.7 | 0.625 | NA | NA | NA | NA | 3723 | 3467.5 | 0.7 | 0.625 | NA | NA | NA | NA | 3723 | 3467.5 | 0.7 | 0.625 | NA | NA | NA | NA | 3723 | 3467.5 | 0.7 | 0.625 | NA | NA | NA | NA | 3723 | 3467.5 | 0.7 | 0.625 | NA | NA | NA | NA | 3723 | 3467.5 | 0.7 | 0.625 | NA | NA | NA | NA | [62 empty] | t_ActAreaEFLH2013 | 43 | 99 | t_ActAreaCDF2013 | 56 | 112 | bar: 1 to 8; 10 to 17; 19 to 26; 28 to 35; 37 to 44; 46 to 53; 55 to 62
Health/Medical - Nursing Home | Hotel/Motel Guest Room (incl. toilets) | 4366.6167 | 3790.5717 | 0.62667 | 0.48667 | NA | NA | NA | NA | 4366.6167 | 3790.5717 | 0.62667 | 0.48667 | NA | NA | NA | NA | 4366.6167 | 3790.5717 | 0.62667 | 0.48667 | NA | NA | NA | NA | 4366.6167 | 3790.5717 | 0.62667 | 0.48667 | NA | NA | NA | NA | 4366.6167 | 3790.5717 | 0.62667 | 0.48667 | NA | NA | NA | NA | 4366.6167 | 3790.5717 | 0.62667 | 0.48667 | NA | NA | NA | NA | 4366.6167 | 3790.5717 | 0.62667 | 0.48667 | NA | NA | NA | NA | [62 empty] | t_ActAreaEFLH2013 | 43 | 99 | t_ActAreaCDF2013 | 56 | 112 | bar: 1 to 8; 10 to 17; 19 to 26; 28 to 35; 37 to 44; 46 to 53; 55 to 62
Health/Medical - Nursing Home | Corridor | 7397.2576 | 4907.9459 | 0.8424 | 0.5616 | NA | NA | NA | NA | 7397.2576 | 4907.9459 | 0.8424 | 0.5616 | NA | NA | NA | NA | 7397.2576 | 4907.9459 | 0.8424 | 0.5616 | NA | NA | NA | NA | 7397.2576 | 4907.9459 | 0.8424 | 0.5616 | NA | NA | NA | NA | 7397.2576 | 4907.9459 | 0.8424 | 0.5616 | NA | NA | NA | NA | 7397.2576 | 4907.9459 | 0.8424 | 0.5616 | NA | NA | NA | NA | 7397.2576 | 4907.9459 | 0.8424 | 0.5616 | NA | NA | NA | NA | 0.93826 | 0.93378 | 0.936 | 0.936 | NA | NA | NA | NA |  | 0.93826 | 0.93378 | 0.936 | 0.936 | NA | NA | NA | NA |  | 0.93826 | 0.93378 | 0.936 | 0.936 | NA | NA | NA | NA |  | 0.93826 | 0.93378 | 0.936 | 0.936 | NA | NA | NA | NA |  | 0.93826 | 0.93378 | 0.936 | 0.936 | NA | NA | NA | NA |  | 0.93826 | 0.93378 | 0.936 | 0.936 | NA | NA | NA | NA |  | 0.93826 | 0.93378 | 0.936 | 0.936 | NA | NA | NA | NA | t_ActAreaEFLH2013 | 43 | 99 | t_ActAreaCDF2013 | 56 | 112
Health/Medical - Nursing Home | Building | 4113.4774 | 3620.8966 | 0.66645 | 0.55581 | NA | NA | NA | NA | 4113.4774 | 3620.8966 | 0.66645 | 0.55581 | NA | NA | NA | NA | 4084.9472 | 3609.3443 | 0.66444 | 0.55487 | NA | NA | NA | NA | 4084.9472 | 3609.3443 | 0.66444 | 0.55487 | NA | NA | NA | NA | 4086.1046 | 3609.7167 | 0.66439 | 0.55467 | NA | NA | NA | NA | 4116.6645 | 3627.5176 | 0.66334 | 0.55178 | NA | NA | NA | NA | 4116.6645 | 3627.5176 | 0.66334 | 0.55178 | NA | NA | NA | NA | 0.98226 | 0.98554 | 0.98177 | 0.98205 | NA | NA | NA | NA |  | 0.98226 | 0.98554 | 0.98177 | 0.98205 | NA | NA | NA | NA |  | 0.98281 | 0.98604 | 0.98205 | 0.98219 | NA | NA | NA | NA |  | 0.98281 | 0.98604 | 0.98205 | 0.98219 | NA | NA | NA | NA |  | 0.98274 | 0.98599 | 0.98198 | 0.98211 | NA | NA | NA | NA |  | 0.98412 | 0.98707 | 0.9835 | 0.98367 | NA | NA | NA | NA |  | 0.98412 | 0.98707 | 0.9835 | 0.98367 | NA | NA | NA | NA | t_BldgEFLH2013 | 52 | 108 | t_BldgCDF2013 | 65 | 121
Lodging - Hotel | Laundry | 4153.7 | 3586.125 | 0.78667 | 0.59 | NA | NA | NA | NA | 4153.7 | 3586.125 | 0.78667 | 0.59 | NA | NA | NA | NA | 4153.7 | 3586.125 | 0.78667 | 0.59 | NA | NA | NA | NA | 4153.7 | 3586.125 | 0.78667 | 0.59 | NA | NA | NA | NA | 4153.7 | 3586.125 | 0.78667 | 0.59 | NA | NA | NA | NA | 4153.7 | 3586.125 | 0.78667 | 0.59 | NA | NA | NA | NA | 4153.7 | 3586.125 | 0.78667 | 0.59 | NA | NA | NA | NA | [62 empty] | t_ActAreaEFLH2013 | 43 | 99 | t_ActAreaCDF2013 | 56 | 112 | bar: 1 to 8; 10 to 17; 19 to 26; 28 to 35; 37 to 44; 46 to 53; 55 to 62
Lodging - Hotel | Lobby (Hotel) | 7884 | 5913 | 0.9 | 0.675 | NA | NA | NA | NA | 7884 | 5913 | 0.9 | 0.675 | NA | NA | NA | NA | 7884 | 5913 | 0.9 | 0.675 | NA | NA | NA | NA | 7884 | 5913 | 0.9 | 0.675 | NA | NA | NA | NA | 7884 | 5913 | 0.9 | 0.675 | NA | NA | NA | NA | 7884 | 5913 | 0.9 | 0.675 | NA | NA | NA | NA | 7884 | 5913 | 0.9 | 0.675 | NA | NA | NA | NA | [62 empty] | t_ActAreaEFLH2013 | 43 | 99 | t_ActAreaCDF2013 | 56 | 112 | bar: 1 to 8; 10 to 17; 19 to 26; 28 to 35; 37 to 44; 46 to 53; 55 to 62
Lodging - Hotel | Office (General) | 3160.1356 | 2881.0113 | 0.67592 | 0.50694 | NA | NA | NA | NA | 3160.1356 | 2881.0113 | 0.67592 | 0.50694 | NA | NA | NA | NA | 3160.1356 | 2881.0113 | 0.67592 | 0.50694 | NA | NA | NA | NA | 3160.1356 | 2881.0113 | 0.67592 | 0.50694 | NA | NA | NA | NA | 3160.1356 | 2881.0113 | 0.67592 | 0.50694 | NA | NA | NA | NA | 3160.1356 | 2881.0113 | 0.67592 | 0.50694 | NA | NA | NA | NA | 3160.1356 | 2881.0113 | 0.67592 | 0.50694 | NA | NA | NA | NA | 0.95266 | 0.95826 | 0.952 | 0.952 | NA | NA | NA | NA |  | 0.95266 | 0.95826 | 0.952 | 0.952 | NA | NA | NA | NA |  | 0.95266 | 0.95826 | 0.952 | 0.952 | NA | NA | NA | NA |  | 0.95266 | 0.95826 | 0.952 | 0.952 | NA | NA | NA | NA |  | 0.95266 | 0.95826 | 0.952 | 0.952 | NA | NA | NA | NA |  | 0.95266 | 0.95826 | 0.952 | 0.952 | NA | NA | NA | NA |  | 0.95266 | 0.95826 | 0.952 | 0.952 | NA | NA | NA | NA | t_ActAreaEFLH2013 | 43 | 99 | t_ActAreaCDF2013 | 56 | 112
Lodging - Hotel | Kitchen and Food Preparation | 4523.7223 | 3641.472 | 0.88 | 0.66 | NA | NA | NA | NA | 4523.7223 | 3641.472 | 0.88 | 0.66 | NA | NA | NA | NA | 4523.7223 | 3641.472 | 0.88 | 0.66 | NA | NA | NA | NA | 4523.7223 | 3641.472 | 0.88 | 0.66 | NA | NA | NA | NA | 4523.7223 | 3641.472 | 0.88 | 0.66 | NA | NA | NA | NA | 4523.7223 | 3641.472 | 0.88 | 0.66 | NA | NA | NA | NA | 4523.7223 | 3641.472 | 0.88 | 0.66 | NA | NA | NA | NA | [62 empty] | t_ActAreaEFLH2013 | 43 | 99 | t_ActAreaCDF2013 | 56 | 112 | bar: 1 to 8; 10 to 17; 19 to 26; 28 to 35; 37 to 44; 46 to 53; 55 to 62
Lodging - Hotel | Bar, Cocktail Lounge | 3484.6779 | 3107.7347 | 0.82544 | 0.61908 | NA | NA | NA | NA | 3484.6779 | 3107.7347 | 0.82544 | 0.61908 | NA | NA | NA | NA | 3484.6779 | 3107.7347 | 0.82544 | 0.61908 | NA | NA | NA | NA | 3484.6779 | 3107.7347 | 0.82544 | 0.61908 | NA | NA | NA | NA | 3484.6779 | 3107.7347 | 0.82544 | 0.61908 | NA | NA | NA | NA | 3484.6779 | 3107.7347 | 0.82544 | 0.61908 | NA | NA | NA | NA | 3484.6779 | 3107.7347 | 0.82544 | 0.61908 | NA | NA | NA | NA | [62 empty] | t_ActAreaEFLH2013 | 43 | 99 | t_ActAreaCDF2013 | 56 | 112 | bar: 1 to 8; 10 to 17; 19 to 26; 28 to 35; 37 to 44; 46 to 53; 55 to 62
Lodging - Hotel | Dining Area | 3484.6779 | 3107.7347 | 0.82544 | 0.61908 | NA | NA | NA | NA | 3484.6779 | 3107.7347 | 0.82544 | 0.61908 | NA | NA | NA | NA | 3484.6779 | 3107.7347 | 0.82544 | 0.61908 | NA | NA | NA | NA | 3484.6779 | 3107.7347 | 0.82544 | 0.61908 | NA | NA | NA | NA | 3484.6779 | 3107.7347 | 0.82544 | 0.61908 | NA | NA | NA | NA | 3484.6779 | 3107.7347 | 0.82544 | 0.61908 | NA | NA | NA | NA | 3484.6779 | 3107.7347 | 0.82544 | 0.61908 | NA | NA | NA | NA | [62 empty] | t_ActAreaEFLH2013 | 43 | 99 | t_ActAreaCDF2013 | 56 | 112 | bar: 1 to 8; 10 to 17; 19 to 26; 28 to 35; 37 to 44; 46 to 53; 55 to 62
Lodging - Hotel | Hotel/Motel Guest Room (incl. toilets) - occ | 1064.8374 | 1064.8374 | 0.1089 | 0.1089 | NA | NA | NA | NA | 1064.8374 | 1064.8374 | 0.1089 | 0.1089 | NA | NA | NA | NA | 1064.8374 | 1064.8374 | 0.1089 | 0.1089 | NA | NA | NA | NA | 1064.8374 | 1064.8374 | 0.1089 | 0.1089 | NA | NA | NA | NA | 1064.8374 | 1064.8374 | 0.1089 | 0.1089 | NA | NA | NA | NA | 1064.8374 | 1064.8374 | 0.1089 | 0.1089 | NA | NA | NA | NA | 1064.8374 | 1064.8374 | 0.1089 | 0.1089 | NA | NA | NA | NA | [62 empty] | t_ActAreaEFLH2013 | 43 | 99 | t_ActAreaCDF2013 | 56 | 112 | bar: 1 to 8; 10 to 17; 19 to 26; 28 to 35; 37 to 44; 46 to 53; 55 to 62
Lodging - Hotel | Hotel/Motel Guest Room (incl. toilets) - unocc | 0 | 0 | 0 | 0 | NA | NA | NA | NA | 0 | 0 | 0 | 0 | NA | NA | NA | NA | 0 | 0 | 0 | 0 | NA | NA | NA | NA | 0 | 0 | 0 | 0 | NA | NA | NA | NA | 0 | 0 | 0 | 0 | NA | NA | NA | NA | 0 | 0 | 0 | 0 | NA | NA | NA | NA | 0 | 0 | 0 | 0 | NA | NA | NA | NA | 1 | 1 | #DIV/0! | #DIV/0! | NA | NA | NA | NA |  | 1 | 1 | #DIV/0! | #DIV/0! | NA | NA | NA | NA |  | 1 | 1 | #DIV/0! | #DIV/0! | NA | NA | NA | NA |  | 1 | 1 | #DIV/0! | #DIV/0! | NA | NA | NA | NA |  | 1 | 1 | #DIV/0! | #DIV/0! | NA | NA | NA | NA |  | 1 | 1 | #DIV/0! | #DIV/0! | NA | NA | NA | NA |  | 1 | 1 | #DIV/0! | #DIV/0! | NA | NA | NA | NA | t_ActAreaEFLH2013 | 43 | 99 | t_ActAreaCDF2013 | 56 | 112
Lodging - Hotel | Corridor | 7397.2576 | 5564.9459 | 0.8424 | 0.6318 | NA | NA | NA | NA | 7397.2576 | 5564.9459 | 0.8424 | 0.6318 | NA | NA | NA | NA | 7397.2576 | 5564.9459 | 0.8424 | 0.6318 | NA | NA | NA | NA | 7397.2576 | 5564.9459 | 0.8424 | 0.6318 | NA | NA | NA | NA | 7397.2576 | 5564.9459 | 0.8424 | 0.6318 | NA | NA | NA | NA | 7397.2576 | 5564.9459 | 0.8424 | 0.6318 | NA | NA | NA | NA | 7397.2576 | 5564.9459 | 0.8424 | 0.6318 | NA | NA | NA | NA | 0.93826 | 0.94114 | 0.936 | 0.936 | NA | NA | NA | NA |  | 0.93826 | 0.94114 | 0.936 | 0.936 | NA | NA | NA | NA |  | 0.93826 | 0.94114 | 0.936 | 0.936 | NA | NA | NA | NA |  | 0.93826 | 0.94114 | 0.936 | 0.936 | NA | NA | NA | NA |  | 0.93826 | 0.94114 | 0.936 | 0.936 | NA | NA | NA | NA |  | 0.93826 | 0.94114 | 0.936 | 0.936 | NA | NA | NA | NA |  | 0.93826 | 0.94114 | 0.936 | 0.936 | NA | NA | NA | NA | t_ActAreaEFLH2013 | 43 | 99 | t_ActAreaCDF2013 | 56 | 112
Lodging - Hotel | Building | 2259.8058 | 1884.2112 | 0.28037 | 0.22531 | NA | NA | NA | NA | 2259.8058 | 1884.2112 | 0.28037 | 0.22531 | NA | NA | NA | NA | 2108.4796 | 1770.4474 | 0.25908 | 0.20993 | NA | NA | NA | NA | 2108.4796 | 1770.4474 | 0.25908 | 0.20993 | NA | NA | NA | NA | 1903.9239 | 1623.643 | 0.23616 | 0.1933 | NA | NA | NA | NA | 1895.9869 | 1615.6987 | 0.23338 | 0.19132 | NA | NA | NA | NA | 1895.9869 | 1615.6987 | 0.23338 | 0.19132 | NA | NA | NA | NA | 0.97858 | 0.98137 | 0.97794 | 0.97938 | NA | NA | NA | NA |  | 0.97858 | 0.98137 | 0.97794 | 0.97938 | NA | NA | NA | NA |  | 0.98147 | 0.98395 | 0.98033 | 0.98177 | NA | NA | NA | NA |  | 0.98147 | 0.98395 | 0.98033 | 0.98177 | NA | NA | NA | NA |  | 0.97881 | 0.98191 | 0.97771 | 0.97954 | NA | NA | NA | NA |  | 0.97909 | 0.98219 | 0.97819 | 0.98001 | NA | NA | NA | NA |  | 0.97909 | 0.98219 | 0.97819 | 0.98001 | NA | NA | NA | NA | t_BldgEFLH2013 | 52 | 108 | t_BldgCDF2013 | 65 | 121
Lodging - Motel | Hotel/Motel Guest Room (incl. toilets) - 12hr occ | 758.1627 | 758.1627 | 0.079693 | 0.079693 | NA | NA | NA | NA | 758.1627 | 758.1627 | 0.079693 | 0.079693 | NA | NA | NA | NA | 758.1627 | 758.1627 | 0.079693 | 0.079693 | NA | NA | NA | NA | 758.1627 | 758.1627 | 0.079693 | 0.079693 | NA | NA | NA | NA | 758.1627 | 758.1627 | 0.079693 | 0.079693 | NA | NA | NA | NA | 758.1627 | 758.1627 | 0.079693 | 0.079693 | NA | NA | NA | NA | 758.1627 | 758.1627 | 0.079693 | 0.079693 | NA | NA | NA | NA | [62 empty] | t_ActAreaEFLH2013 | 43 | 99 | t_ActAreaCDF2013 | 56 | 112 | bar: 1 to 8; 10 to 17; 19 to 26; 28 to 35; 37 to 44; 46 to 53; 55 to 62
Lodging - Motel | Hotel/Motel Guest Room (incl. toilets) - 24hr occ | 1131.5862 | 1131.5862 | 0.11894 | 0.11894 | NA | NA | NA | NA | 1131.5862 | 1131.5862 | 0.11894 | 0.11894 | NA | NA | NA | NA | 1131.5862 | 1131.5862 | 0.11894 | 0.11894 | NA | NA | NA | NA | 1131.5862 | 1131.5862 | 0.11894 | 0.11894 | NA | NA | NA | NA | 1131.5862 | 1131.5862 | 0.11894 | 0.11894 | NA | NA | NA | NA | 1131.5862 | 1131.5862 | 0.11894 | 0.11894 | NA | NA | NA | NA | 1131.5862 | 1131.5862 | 0.11894 | 0.11894 | NA | NA | NA | NA | [62 empty] | t_ActAreaEFLH2013 | 43 | 99 | t_ActAreaCDF2013 | 56 | 112 | bar: 1 to 8; 10 to 17; 19 to 26; 28 to 35; 37 to 44; 46 to 53; 55 to 62
Lodging - Motel | Hotel/Motel Guest Room (incl. toilets) - unocc | 0 | 0 | 0 | 0 | NA | NA | NA | NA | 0 | 0 | 0 | 0 | NA | NA | NA | NA | 0 | 0 | 0 | 0 | NA | NA | NA | NA | 0 | 0 | 0 | 0 | NA | NA | NA | NA | 0 | 0 | 0 | 0 | NA | NA | NA | NA | 0 | 0 | 0 | 0 | NA | NA | NA | NA | 0 | 0 | 0 | 0 | NA | NA | NA | NA | 1 | 1 | #DIV/0! | #DIV/0! | NA | NA | NA | NA |  | 1 | 1 | #DIV/0! | #DIV/0! | NA | NA | NA | NA |  | 1 | 1 | #DIV/0! | #DIV/0! | NA | NA | NA | NA |  | 1 | 1 | #DIV/0! | #DIV/0! | NA | NA | NA | NA |  | 1 | 1 | #DIV/0! | #DIV/0! | NA | NA | NA | NA |  | 1 | 1 | #DIV/0! | #DIV/0! | NA | NA | NA | NA |  | 1 | 1 | #DIV/0! | #DIV/0! | NA | NA | NA | NA | t_ActAreaEFLH2013 | 43 | 99 | t_ActAreaCDF2013 | 56 | 112
Lodging - Motel | Office (General) | 5848.0669 | 5928.9684 | 0.6664 | 0.6664 | NA | NA | NA | NA | 5848.0669 | 5928.9684 | 0.6664 | 0.6664 | NA | NA | NA | NA | 5848.0669 | 5928.9684 | 0.6664 | 0.6664 | NA | NA | NA | NA | 5848.0669 | 5928.9684 | 0.6664 | 0.6664 | NA | NA | NA | NA | 5848.0669 | 5928.9684 | 0.6664 | 0.6664 | NA | NA | NA | NA | 5848.0669 | 5928.9684 | 0.6664 | 0.6664 | NA | NA | NA | NA | 5848.0669 | 5928.9684 | 0.6664 | 0.6664 | NA | NA | NA | NA | 0.9537 | 0.96689 | 0.952 | 0.952 | NA | NA | NA | NA |  | 0.9537 | 0.96689 | 0.952 | 0.952 | NA | NA | NA | NA |  | 0.9537 | 0.96689 | 0.952 | 0.952 | NA | NA | NA | NA |  | 0.9537 | 0.96689 | 0.952 | 0.952 | NA | NA | NA | NA |  | 0.9537 | 0.96689 | 0.952 | 0.952 | NA | NA | NA | NA |  | 0.9537 | 0.96689 | 0.952 | 0.952 | NA | NA | NA | NA |  | 0.9537 | 0.96689 | 0.952 | 0.952 | NA | NA | NA | NA | t_ActAreaEFLH2013 | 43 | 99 | t_ActAreaCDF2013 | 56 | 112
Lodging - Motel | Laundry | 5256 | 4051.2 | 0.6 | 0.4 | NA | NA | NA | NA | 5256 | 4051.2 | 0.6 | 0.4 | NA | NA | NA | NA | 5256 | 4051.2 | 0.6 | 0.4 | NA | NA | NA | NA | 5256 | 4051.2 | 0.6 | 0.4 | NA | NA | NA | NA | 5256 | 4051.2 | 0.6 | 0.4 | NA | NA | NA | NA | 5256 | 4051.2 | 0.6 | 0.4 | NA | NA | NA | NA | 5256 | 4051.2 | 0.6 | 0.4 | NA | NA | NA | NA | [62 empty] | t_ActAreaEFLH2013 | 43 | 99 | t_ActAreaCDF2013 | 56 | 112 | bar: 1 to 8; 10 to 17; 19 to 26; 28 to 35; 37 to 44; 46 to 53; 55 to 62
Lodging - Motel | Corridor | 7397.2576 | 6300.0866 | 0.8424 | 0.6552 | NA | NA | NA | NA | 7397.2576 | 6300.0866 | 0.8424 | 0.6552 | NA | NA | NA | NA | 7397.2576 | 6300.0866 | 0.8424 | 0.6552 | NA | NA | NA | NA | 7397.2576 | 6300.0866 | 0.8424 | 0.6552 | NA | NA | NA | NA | 7397.2576 | 6300.0866 | 0.8424 | 0.6552 | NA | NA | NA | NA | 7397.2576 | 6300.0866 | 0.8424 | 0.6552 | NA | NA | NA | NA | 7397.2576 | 6300.0866 | 0.8424 | 0.6552 | NA | NA | NA | NA | 0.93826 | 0.94324 | 0.936 | 0.936 | NA | NA | NA | NA |  | 0.93826 | 0.94324 | 0.936 | 0.936 | NA | NA | NA | NA |  | 0.93826 | 0.94324 | 0.936 | 0.936 | NA | NA | NA | NA |  | 0.93826 | 0.94324 | 0.936 | 0.936 | NA | NA | NA | NA |  | 0.93826 | 0.94324 | 0.936 | 0.936 | NA | NA | NA | NA |  | 0.93826 | 0.94324 | 0.936 | 0.936 | NA | NA | NA | NA |  | 0.93826 | 0.94324 | 0.936 | 0.936 | NA | NA | NA | NA | t_ActAreaEFLH2013 | 43 | 99 | t_ActAreaCDF2013 | 56 | 112
Lodging - Motel | Building | 1681.9009 | 1532.6217 | 0.18669 | 0.16095 | NA | NA | NA | NA | 1681.9009 | 1532.6217 | 0.18669 | 0.16095 | NA | NA | NA | NA | 1480.5293 | 1370.1607 | 0.16355 | 0.14437 | NA | NA | NA | NA | 1480.5293 | 1370.1607 | 0.16355 | 0.14437 | NA | NA | NA | NA | 1480.5293 | 1370.1607 | 0.16355 | 0.14437 | NA | NA | NA | NA | 1453.2575 | 1341.6945 | 0.16041 | 0.14111 | NA | NA | NA | NA | 1453.2575 | 1341.6945 | 0.16041 | 0.14111 | NA | NA | NA | NA | 0.96509 | 0.97035 | 0.96287 | 0.96503 | NA | NA | NA | NA |  | 0.96509 | 0.97035 | 0.96287 | 0.96503 | NA | NA | NA | NA |  | 0.9675 | 0.97291 | 0.96527 | 0.9677 | NA | NA | NA | NA |  | 0.9675 | 0.97291 | 0.96527 | 0.9677 | NA | NA | NA | NA |  | 0.9675 | 0.97291 | 0.96527 | 0.9677 | NA | NA | NA | NA |  | 0.96785 | 0.97308 | 0.96561 | 0.96817 | NA | NA | NA | NA |  | 0.96785 | 0.97308 | 0.96561 | 0.96817 | NA | NA | NA | NA | t_BldgEFLH2013 | 52 | 108 | t_BldgCDF2013 | 65 | 121
Manufacturing - Bio/Tech | Comm/Ind Work (High Tech, Bio Tech, Lab) | 3040.4737 | 2571.7642 | 0.85877 | 0.78246 | NA | NA | NA | NA | 3040.4737 | 2571.7642 | 0.85877 | 0.78246 | NA | NA | NA | NA | 3040.4737 | 2571.7642 | 0.85877 | 0.78246 | NA | NA | NA | NA | 3040.4737 | 2571.7642 | 0.85877 | 0.78246 | NA | NA | NA | NA | 3040.4737 | 2571.7642 | 0.85877 | 0.78246 | NA | NA | NA | NA | 3040.4737 | 2571.7642 | 0.85877 | 0.78246 | NA | NA | NA | NA | 3040.4737 | 2571.7642 | 0.85877 | 0.78246 | NA | NA | NA | NA | [62 empty] | t_ActAreaEFLH2013 | 43 | 99 | t_ActAreaCDF2013 | 56 | 112 | bar: 1 to 8; 10 to 17; 19 to 26; 28 to 35; 37 to 44; 46 to 53; 55 to 62
Manufacturing - Bio/Tech | Office (General) | 2958.8628 | 2485.8016 | 0.82096 | 0.74725 | NA | NA | NA | NA | 2958.8628 | 2485.8016 | 0.82096 | 0.74725 | NA | NA | NA | NA | 2958.8628 | 2485.8016 | 0.82096 | 0.74725 | NA | NA | NA | NA | 2958.8628 | 2485.8016 | 0.82096 | 0.74725 | NA | NA | NA | NA | 2958.8628 | 2485.8016 | 0.82096 | 0.74725 | NA | NA | NA | NA | 2958.8628 | 2485.8016 | 0.82096 | 0.74725 | NA | NA | NA | NA | 2958.8628 | 2485.8016 | 0.82096 | 0.74725 | NA | NA | NA | NA | 0.96229 | 0.96657 | 0.955 | 0.955 | NA | NA | NA | NA |  | 0.96229 | 0.96657 | 0.955 | 0.955 | NA | NA | NA | NA |  | 0.96229 | 0.96657 | 0.955 | 0.955 | NA | NA | NA | NA |  | 0.96229 | 0.96657 | 0.955 | 0.955 | NA | NA | NA | NA |  | 0.96229 | 0.96657 | 0.955 | 0.955 | NA | NA | NA | NA |  | 0.96229 | 0.96657 | 0.955 | 0.955 | NA | NA | NA | NA |  | 0.96229 | 0.96657 | 0.955 | 0.955 | NA | NA | NA | NA | t_ActAreaEFLH2013 | 43 | 99 | t_ActAreaCDF2013 | 56 | 112
Manufacturing - Bio/Tech | Corridor | 6926.6202 | 7354.7254 | 0.768 | 0.768 | NA | NA | NA | NA | 6926.6202 | 7354.7254 | 0.768 | 0.768 | NA | NA | NA | NA | 6926.6202 | 7354.7254 | 0.768 | 0.768 | NA | NA | NA | NA | 6926.6202 | 7354.7254 | 0.768 | 0.768 | NA | NA | NA | NA | 6926.6202 | 7354.7254 | 0.768 | 0.768 | NA | NA | NA | NA | 6926.6202 | 7354.7254 | 0.768 | 0.768 | NA | NA | NA | NA | 6926.6202 | 7354.7254 | 0.768 | 0.768 | NA | NA | NA | NA | 0.9168 | 0.97347 | 0.96 | 0.96 | NA | NA | NA | NA |  | 0.9168 | 0.97347 | 0.96 | 0.96 | NA | NA | NA | NA |  | 0.9168 | 0.97347 | 0.96 | 0.96 | NA | NA | NA | NA |  | 0.9168 | 0.97347 | 0.96 | 0.96 | NA | NA | NA | NA |  | 0.9168 | 0.97347 | 0.96 | 0.96 | NA | NA | NA | NA |  | 0.9168 | 0.97347 | 0.96 | 0.96 | NA | NA | NA | NA |  | 0.9168 | 0.97347 | 0.96 | 0.96 | NA | NA | NA | NA | t_ActAreaEFLH2013 | 43 | 99 | t_ActAreaCDF2013 | 56 | 112
Manufacturing - Bio/Tech | Computer Room (Mainframe/Server) | 3040.4737 | 2571.7642 | 0.85877 | 0.78246 | NA | NA | NA | NA | 3040.4737 | 2571.7642 | 0.85877 | 0.78246 | NA | NA | NA | NA | 3040.4737 | 2571.7642 | 0.85877 | 0.78246 | NA | NA | NA | NA | 3040.4737 | 2571.7642 | 0.85877 | 0.78246 | NA | NA | NA | NA | 3040.4737 | 2571.7642 | 0.85877 | 0.78246 | NA | NA | NA | NA | 3040.4737 | 2571.7642 | 0.85877 | 0.78246 | NA | NA | NA | NA | 3040.4737 | 2571.7642 | 0.85877 | 0.78246 | NA | NA | NA | NA | [62 empty] | t_ActAreaEFLH2013 | 43 | 99 | t_ActAreaCDF2013 | 56 | 112 | bar: 1 to 8; 10 to 17; 19 to 26; 28 to 35; 37 to 44; 46 to 53; 55 to 62
Manufacturing - Bio/Tech | Dining Area | 3040.4737 | 2710.2105 | 0.85877 | 0.79649 | NA | NA | NA | NA | 3040.4737 | 2710.2105 | 0.85877 | 0.79649 | NA | NA | NA | NA | 3040.4737 | 2710.2105 | 0.85877 | 0.79649 | NA | NA | NA | NA | 3040.4737 | 2710.2105 | 0.85877 | 0.79649 | NA | NA | NA | NA | 3040.4737 | 2710.2105 | 0.85877 | 0.79649 | NA | NA | NA | NA | 3040.4737 | 2710.2105 | 0.85877 | 0.79649 | NA | NA | NA | NA | 3040.4737 | 2710.2105 | 0.85877 | 0.79649 | NA | NA | NA | NA | [62 empty] | t_ActAreaEFLH2013 | 43 | 99 | t_ActAreaCDF2013 | 56 | 112 | bar: 1 to 8; 10 to 17; 19 to 26; 28 to 35; 37 to 44; 46 to 53; 55 to 62
Manufacturing - Bio/Tech | Kitchen and Food Preparation | 3040.4737 | 2612.4526 | 0.85877 | 0.78246 | NA | NA | NA | NA | 3040.4737 | 2612.4526 | 0.85877 | 0.78246 | NA | NA | NA | NA | 3040.4737 | 2612.4526 | 0.85877 | 0.78246 | NA | NA | NA | NA | 3040.4737 | 2612.4526 | 0.85877 | 0.78246 | NA | NA | NA | NA | 3040.4737 | 2612.4526 | 0.85877 | 0.78246 | NA | NA | NA | NA | 3040.4737 | 2612.4526 | 0.85877 | 0.78246 | NA | NA | NA | NA | 3040.4737 | 2612.4526 | 0.85877 | 0.78246 | NA | NA | NA | NA | [62 empty] | t_ActAreaEFLH2013 | 43 | 99 | t_ActAreaCDF2013 | 56 | 112 | bar: 1 to 8; 10 to 17; 19 to 26; 28 to 35; 37 to 44; 46 to 53; 55 to 62
Manufacturing - Bio/Tech | Conference Room | 3047.0759 | 2187.3902 | 0.651 | 0.4837 | NA | NA | NA | NA | 3047.0759 | 2187.3902 | 0.651 | 0.4837 | NA | NA | NA | NA | 3047.0759 | 2187.3902 | 0.651 | 0.4837 | NA | NA | NA | NA | 3047.0759 | 2187.3902 | 0.651 | 0.4837 | NA | NA | NA | NA | 3047.0759 | 2187.3902 | 0.651 | 0.4837 | NA | NA | NA | NA | 3047.0759 | 2187.3902 | 0.651 | 0.4837 | NA | NA | NA | NA | 3047.0759 | 2187.3902 | 0.651 | 0.4837 | NA | NA | NA | NA | 0.86097 | 0.87563 | 0.84 | 0.84 | NA | NA | NA | NA |  | 0.86097 | 0.87563 | 0.84 | 0.84 | NA | NA | NA | NA |  | 0.86097 | 0.87563 | 0.84 | 0.84 | NA | NA | NA | NA |  | 0.86097 | 0.87563 | 0.84 | 0.84 | NA | NA | NA | NA |  | 0.86097 | 0.87563 | 0.84 | 0.84 | NA | NA | NA | NA |  | 0.86097 | 0.87563 | 0.84 | 0.84 | NA | NA | NA | NA |  | 0.86097 | 0.87563 | 0.84 | 0.84 | NA | NA | NA | NA | t_ActAreaEFLH2013 | 43 | 99 | t_ActAreaCDF2013 | 56 | 112
Manufacturing - Bio/Tech | Building | 3492.1582 | 3126.0228 | 0.83207 | 0.76371 | NA | NA | NA | NA | 3492.1582 | 3126.0228 | 0.83207 | 0.76371 | NA | NA | NA | NA | 3388.1648 | 2998.5456 | 0.83446 | 0.76425 | NA | NA | NA | NA | 3388.7067 | 2999.8341 | 0.83475 | 0.7647 | NA | NA | NA | NA | 3417.3424 | 3035.6747 | 0.83314 | 0.76375 | NA | NA | NA | NA | 3445.9575 | 3070.0158 | 0.83383 | 0.76472 | NA | NA | NA | NA | 3445.9575 | 3070.0158 | 0.83383 | 0.76472 | NA | NA | NA | NA | 0.96663 | 0.98253 | 0.97941 | 0.97986 | NA | NA | NA | NA |  | 0.96663 | 0.98253 | 0.97941 | 0.97986 | NA | NA | NA | NA |  | 0.97016 | 0.9834 | 0.98023 | 0.98067 | NA | NA | NA | NA |  | 0.97034 | 0.98354 | 0.98043 | 0.98083 | NA | NA | NA | NA |  | 0.96847 | 0.98259 | 0.97906 | 0.97946 | NA | NA | NA | NA |  | 0.96874 | 0.98337 | 0.98051 | 0.98092 | NA | NA | NA | NA |  | 0.96874 | 0.98337 | 0.98051 | 0.98092 | NA | NA | NA | NA | t_BldgEFLH2013 | 52 | 108 | t_BldgCDF2013 | 65 | 121
Manufacturing - Light Industrial | Comm/Ind Work (General, High Bay) | 3196.3579 | 2571.7642 | 0.92544 | 0.78246 | NA | NA | NA | NA | 3196.3579 | 2571.7642 | 0.92544 | 0.78246 | NA | NA | NA | NA | 3196.3579 | 2571.7642 | 0.92544 | 0.78246 | NA | NA | NA | NA | 3196.3579 | 2571.7642 | 0.92544 | 0.78246 | NA | NA | NA | NA | 3196.3579 | 2571.7642 | 0.92544 | 0.78246 | NA | NA | NA | NA | 3196.3579 | 2571.7642 | 0.92544 | 0.78246 | NA | NA | NA | NA | 3196.3579 | 2571.7642 | 0.92544 | 0.78246 | NA | NA | NA | NA | [62 empty] | t_ActAreaEFLH2013 | 43 | 99 | t_ActAreaCDF2013 | 56 | 112 | bar: 1 to 8; 10 to 17; 19 to 26; 28 to 35; 37 to 44; 46 to 53; 55 to 62
Manufacturing - Light Industrial | Storage (Unconditioned) | 3325.5612 | 2586.0466 | 0.88272 | 0.71108 | NA | NA | NA | NA | 3325.5612 | 2586.0466 | 0.88272 | 0.71108 | NA | NA | NA | NA | 3325.5612 | 2586.0466 | 0.88272 | 0.71108 | NA | NA | NA | NA | 3325.5612 | 2586.0466 | 0.88272 | 0.71108 | NA | NA | NA | NA | 3325.5612 | 2586.0466 | 0.88272 | 0.71108 | NA | NA | NA | NA | 3325.5612 | 2586.0466 | 0.88272 | 0.71108 | NA | NA | NA | NA | 3325.5612 | 2586.0466 | 0.88272 | 0.71108 | NA | NA | NA | NA | 0.99302 | 0.99308 | 0.9808 | 0.9808 | NA | NA | NA | NA |  | 0.99302 | 0.99308 | 0.9808 | 0.9808 | NA | NA | NA | NA |  | 0.99302 | 0.99308 | 0.9808 | 0.9808 | NA | NA | NA | NA |  | 0.99302 | 0.99308 | 0.9808 | 0.9808 | NA | NA | NA | NA |  | 0.99302 | 0.99308 | 0.9808 | 0.9808 | NA | NA | NA | NA |  | 0.99302 | 0.99308 | 0.9808 | 0.9808 | NA | NA | NA | NA |  | 0.99302 | 0.99308 | 0.9808 | 0.9808 | NA | NA | NA | NA | t_ActAreaEFLH2013 | 43 | 99 | t_ActAreaCDF2013 | 56 | 112
Manufacturing - Light Industrial | Building | 3208.663 | 2573.1244 | 0.92137 | 0.77566 | NA | NA | NA | NA | 3208.663 | 2573.1244 | 0.92137 | 0.77566 | NA | NA | NA | NA | 3209.7238 | 2573.2417 | 0.92102 | 0.77507 | NA | NA | NA | NA | 3209.7238 | 2573.2417 | 0.92102 | 0.77507 | NA | NA | NA | NA | 3210.7138 | 2573.3511 | 0.92069 | 0.77453 | NA | NA | NA | NA | 3211.8623 | 2573.4781 | 0.92031 | 0.77389 | NA | NA | NA | NA | 3211.8623 | 2573.4781 | 0.92031 | 0.77389 | NA | NA | NA | NA | 0.99931 | 0.99933 | 0.99822 | 0.99829 | NA | NA | NA | NA |  | 0.99931 | 0.99933 | 0.99822 | 0.99829 | NA | NA | NA | NA |  | 0.99925 | 0.99928 | 0.99806 | 0.99815 | NA | NA | NA | NA |  | 0.99925 | 0.99928 | 0.99806 | 0.99815 | NA | NA | NA | NA |  | 0.99919 | 0.99922 | 0.99792 | 0.99801 | NA | NA | NA | NA |  | 0.99913 | 0.99916 | 0.99775 | 0.99785 | NA | NA | NA | NA |  | 0.99913 | 0.99916 | 0.99775 | 0.99785 | NA | NA | NA | NA | t_BldgEFLH2013 | 52 | 108 | t_BldgCDF2013 | 65 | 121
Office - Large | Office (Open Plan) | 2641.0347 | 2996.1799 | 0.71 | 0.62519 | NA | NA | NA | NA | 2641.0347 | 2996.1799 | 0.71 | 0.62519 | NA | NA | NA | NA | 2641.0347 | 2996.1799 | 0.71 | 0.62519 | NA | NA | NA | NA | 2641.0347 | 2996.1799 | 0.71 | 0.62519 | NA | NA | NA | NA | 2641.0347 | 2996.1799 | 0.71 | 0.62519 | NA | NA | NA | NA | 2641.0347 | 2996.1799 | 0.71 | 0.62519 | NA | NA | NA | NA | 2641.0347 | 2996.1799 | 0.71 | 0.62519 | NA | NA | NA | NA | [62 empty] | t_ActAreaEFLH2013 | 43 | 99 | t_ActAreaCDF2013 | 56 | 112 | bar: 1 to 8; 10 to 17; 19 to 26; 28 to 35; 37 to 44; 46 to 53; 55 to 62
Office - Large | Office (Executive/Private) | 2199.317 | 2655.0566 | 0.6035 | 0.53141 | NA | NA | NA | NA | 2199.317 | 2655.0566 | 0.6035 | 0.53141 | NA | NA | NA | NA | 2199.317 | 2655.0566 | 0.6035 | 0.53141 | NA | NA | NA | NA | 2199.317 | 2655.0566 | 0.6035 | 0.53141 | NA | NA | NA | NA | 2199.317 | 2655.0566 | 0.6035 | 0.53141 | NA | NA | NA | NA | 2199.317 | 2655.0566 | 0.6035 | 0.53141 | NA | NA | NA | NA | 2199.317 | 2655.0566 | 0.6035 | 0.53141 | NA | NA | NA | NA | 0.83275 | 0.88615 | 0.85 | 0.85 | NA | NA | NA | NA |  | 0.83275 | 0.88615 | 0.85 | 0.85 | NA | NA | NA | NA |  | 0.83275 | 0.88615 | 0.85 | 0.85 | NA | NA | NA | NA |  | 0.83275 | 0.88615 | 0.85 | 0.85 | NA | NA | NA | NA |  | 0.83275 | 0.88615 | 0.85 | 0.85 | NA | NA | NA | NA |  | 0.83275 | 0.88615 | 0.85 | 0.85 | NA | NA | NA | NA |  | 0.83275 | 0.88615 | 0.85 | 0.85 | NA | NA | NA | NA | t_ActAreaEFLH2013 | 43 | 99 | t_ActAreaCDF2013 | 56 | 112
Office - Large | Corridor | 2523.2433 | 2905.2137 | 0.6816 | 0.60018 | NA | NA | NA | NA | 2523.2433 | 2905.2137 | 0.6816 | 0.60018 | NA | NA | NA | NA | 2523.2433 | 2905.2137 | 0.6816 | 0.60018 | NA | NA | NA | NA | 2523.2433 | 2905.2137 | 0.6816 | 0.60018 | NA | NA | NA | NA | 2523.2433 | 2905.2137 | 0.6816 | 0.60018 | NA | NA | NA | NA | 2523.2433 | 2905.2137 | 0.6816 | 0.60018 | NA | NA | NA | NA | 2523.2433 | 2905.2137 | 0.6816 | 0.60018 | NA | NA | NA | NA | 0.9554 | 0.96964 | 0.96 | 0.96 | NA | NA | NA | NA |  | 0.9554 | 0.96964 | 0.96 | 0.96 | NA | NA | NA | NA |  | 0.9554 | 0.96964 | 0.96 | 0.96 | NA | NA | NA | NA |  | 0.9554 | 0.96964 | 0.96 | 0.96 | NA | NA | NA | NA |  | 0.9554 | 0.96964 | 0.96 | 0.96 | NA | NA | NA | NA |  | 0.9554 | 0.96964 | 0.96 | 0.96 | NA | NA | NA | NA |  | 0.9554 | 0.96964 | 0.96 | 0.96 | NA | NA | NA | NA | t_ActAreaEFLH2013 | 43 | 99 | t_ActAreaCDF2013 | 56 | 112
Office - Large | Lobby (Office Reception/Waiting) | 2641.0347 | 2996.1799 | 0.71 | 0.62519 | NA | NA | NA | NA | 2641.0347 | 2996.1799 | 0.71 | 0.62519 | NA | NA | NA | NA | 2641.0347 | 2996.1799 | 0.71 | 0.62519 | NA | NA | NA | NA | 2641.0347 | 2996.1799 | 0.71 | 0.62519 | NA | NA | NA | NA | 2641.0347 | 2996.1799 | 0.71 | 0.62519 | NA | NA | NA | NA | 2641.0347 | 2996.1799 | 0.71 | 0.62519 | NA | NA | NA | NA | 2641.0347 | 2996.1799 | 0.71 | 0.62519 | NA | NA | NA | NA | [62 empty] | t_ActAreaEFLH2013 | 43 | 99 | t_ActAreaCDF2013 | 56 | 112 | bar: 1 to 8; 10 to 17; 19 to 26; 28 to 35; 37 to 44; 46 to 53; 55 to 62
Office - Large | Conference Room | 2250.3892 | 2694.4979 | 0.5964 | 0.52516 | NA | NA | NA | NA | 2250.3892 | 2694.4979 | 0.5964 | 0.52516 | NA | NA | NA | NA | 2250.3892 | 2694.4979 | 0.5964 | 0.52516 | NA | NA | NA | NA | 2250.3892 | 2694.4979 | 0.5964 | 0.52516 | NA | NA | NA | NA | 2250.3892 | 2694.4979 | 0.5964 | 0.52516 | NA | NA | NA | NA | 2250.3892 | 2694.4979 | 0.5964 | 0.52516 | NA | NA | NA | NA | 2250.3892 | 2694.4979 | 0.5964 | 0.52516 | NA | NA | NA | NA | 0.85209 | 0.89931 | 0.84 | 0.84 | NA | NA | NA | NA |  | 0.85209 | 0.89931 | 0.84 | 0.84 | NA | NA | NA | NA |  | 0.85209 | 0.89931 | 0.84 | 0.84 | NA | NA | NA | NA |  | 0.85209 | 0.89931 | 0.84 | 0.84 | NA | NA | NA | NA |  | 0.85209 | 0.89931 | 0.84 | 0.84 | NA | NA | NA | NA |  | 0.85209 | 0.89931 | 0.84 | 0.84 | NA | NA | NA | NA |  | 0.85209 | 0.89931 | 0.84 | 0.84 | NA | NA | NA | NA | t_ActAreaEFLH2013 | 43 | 99 | t_ActAreaCDF2013 | 56 | 112
Office - Large | Copy Room (photocopying equipment) | 2641.0347 | 2996.1799 | 0.71 | 0.62519 | NA | NA | NA | NA | 2641.0347 | 2996.1799 | 0.71 | 0.62519 | NA | NA | NA | NA | 2641.0347 | 2996.1799 | 0.71 | 0.62519 | NA | NA | NA | NA | 2641.0347 | 2996.1799 | 0.71 | 0.62519 | NA | NA | NA | NA | 2641.0347 | 2996.1799 | 0.71 | 0.62519 | NA | NA | NA | NA | 2641.0347 | 2996.1799 | 0.71 | 0.62519 | NA | NA | NA | NA | 2641.0347 | 2996.1799 | 0.71 | 0.62519 | NA | NA | NA | NA | [62 empty] | t_ActAreaEFLH2013 | 43 | 99 | t_ActAreaCDF2013 | 56 | 112 | bar: 1 to 8; 10 to 17; 19 to 26; 28 to 35; 37 to 44; 46 to 53; 55 to 62
Office - Large | Restrooms | 2641.0347 | 2996.1799 | 0.71 | 0.62519 | NA | NA | NA | NA | 2641.0347 | 2996.1799 | 0.71 | 0.62519 | NA | NA | NA | NA | 2641.0347 | 2996.1799 | 0.71 | 0.62519 | NA | NA | NA | NA | 2641.0347 | 2996.1799 | 0.71 | 0.62519 | NA | NA | NA | NA | 2641.0347 | 2996.1799 | 0.71 | 0.62519 | NA | NA | NA | NA | 2641.0347 | 2996.1799 | 0.71 | 0.62519 | NA | NA | NA | NA | 2641.0347 | 2996.1799 | 0.71 | 0.62519 | NA | NA | NA | NA | [62 empty] | t_ActAreaEFLH2013 | 43 | 99 | t_ActAreaCDF2013 | 56 | 112 | bar: 1 to 8; 10 to 17; 19 to 26; 28 to 35; 37 to 44; 46 to 53; 55 to 62
Office - Large | Mechanical/Electrical Room | 2641.0347 | 2996.1799 | 0.71 | 0.62519 | NA | NA | NA | NA | 2641.0347 | 2996.1799 | 0.71 | 0.62519 | NA | NA | NA | NA | 2641.0347 | 2996.1799 | 0.71 | 0.62519 | NA | NA | NA | NA | 2641.0347 | 2996.1799 | 0.71 | 0.62519 | NA | NA | NA | NA | 2641.0347 | 2996.1799 | 0.71 | 0.62519 | NA | NA | NA | NA | 2641.0347 | 2996.1799 | 0.71 | 0.62519 | NA | NA | NA | NA | 2641.0347 | 2996.1799 | 0.71 | 0.62519 | NA | NA | NA | NA | [62 empty] | t_ActAreaEFLH2013 | 43 | 99 | t_ActAreaCDF2013 | 56 | 112 | bar: 1 to 8; 10 to 17; 19 to 26; 28 to 35; 37 to 44; 46 to 53; 55 to 62
Office - Large | Building | 2507.6709 | 2893.1876 | 0.67682 | 0.59597 | NA | NA | NA | NA | 2507.6709 | 2893.1876 | 0.67682 | 0.59597 | NA | NA | NA | NA | 2492.2612 | 2881.2873 | 0.67308 | 0.59267 | NA | NA | NA | NA | 2493.0836 | 2881.9224 | 0.67334 | 0.5929 | NA | NA | NA | NA | 2494.3205 | 2882.8776 | 0.67364 | 0.59317 | NA | NA | NA | NA | 2488.0655 | 2878.0471 | 0.67209 | 0.5918 | NA | NA | NA | NA | 2488.0655 | 2878.0471 | 0.67209 | 0.5918 | NA | NA | NA | NA | 0.9495 | 0.96563 | 0.95326 | 0.95326 | NA | NA | NA | NA |  | 0.9495 | 0.96563 | 0.95326 | 0.95326 | NA | NA | NA | NA |  | 0.94367 | 0.96165 | 0.948 | 0.948 | NA | NA | NA | NA |  | 0.94398 | 0.96187 | 0.94836 | 0.94836 | NA | NA | NA | NA |  | 0.94445 | 0.96218 | 0.94879 | 0.94879 | NA | NA | NA | NA |  | 0.94208 | 0.96057 | 0.9466 | 0.9466 | NA | NA | NA | NA |  | 0.94208 | 0.96057 | 0.9466 | 0.9466 | NA | NA | NA | NA | t_BldgEFLH2013 | 52 | 108 | t_BldgCDF2013 | 65 | 121
Office - Small | Office (Executive/Private) | 2170.9666 | 2650.1899 | 0.58933 | 0.57328 | NA | NA | NA | NA | 2170.9666 | 2650.1899 | 0.58933 | 0.57328 | NA | NA | NA | NA | 2170.9666 | 2650.1899 | 0.58933 | 0.57328 | NA | NA | NA | NA | 2170.9666 | 2650.1899 | 0.58933 | 0.57328 | NA | NA | NA | NA | 2170.9666 | 2650.1899 | 0.58933 | 0.57328 | NA | NA | NA | NA | 2170.9666 | 2650.1899 | 0.58933 | 0.57328 | NA | NA | NA | NA | 2170.9666 | 2650.1899 | 0.58933 | 0.57328 | NA | NA | NA | NA | 0.83706 | 0.89479 | 0.85 | 0.85 | NA | NA | NA | NA |  | 0.83706 | 0.89479 | 0.85 | 0.85 | NA | NA | NA | NA |  | 0.83706 | 0.89479 | 0.85 | 0.85 | NA | NA | NA | NA |  | 0.83706 | 0.89479 | 0.85 | 0.85 | NA | NA | NA | NA |  | 0.83706 | 0.89479 | 0.85 | 0.85 | NA | NA | NA | NA |  | 0.83706 | 0.89479 | 0.85 | 0.85 | NA | NA | NA | NA |  | 0.83706 | 0.89479 | 0.85 | 0.85 | NA | NA | NA | NA | t_ActAreaEFLH2013 | 43 | 99 | t_ActAreaCDF2013 | 56 | 112
Office - Small | Corridor | 2593.5767 | 2961.8044 | 0.69333 | 0.67444 | NA | NA | NA | NA | 2593.5767 | 2961.8044 | 0.69333 | 0.67444 | NA | NA | NA | NA | 2593.5767 | 2961.8044 | 0.69333 | 0.67444 | NA | NA | NA | NA | 2593.5767 | 2961.8044 | 0.69333 | 0.67444 | NA | NA | NA | NA | 2593.5767 | 2961.8044 | 0.69333 | 0.67444 | NA | NA | NA | NA | 2593.5767 | 2961.8044 | 0.69333 | 0.67444 | NA | NA | NA | NA | 2593.5767 | 2961.8044 | 0.69333 | 0.67444 | NA | NA | NA | NA | [62 empty] | t_ActAreaEFLH2013 | 43 | 99 | t_ActAreaCDF2013 | 56 | 112 | bar: 1 to 8; 10 to 17; 19 to 26; 28 to 35; 37 to 44; 46 to 53; 55 to 62
Office - Small | Lobby (Office Reception/Waiting) | 2593.5767 | 2961.8044 | 0.69333 | 0.67444 | NA | NA | NA | NA | 2593.5767 | 2961.8044 | 0.69333 | 0.67444 | NA | NA | NA | NA | 2593.5767 | 2961.8044 | 0.69333 | 0.67444 | NA | NA | NA | NA | 2593.5767 | 2961.8044 | 0.69333 | 0.67444 | NA | NA | NA | NA | 2593.5767 | 2961.8044 | 0.69333 | 0.67444 | NA | NA | NA | NA | 2593.5767 | 2961.8044 | 0.69333 | 0.67444 | NA | NA | NA | NA | 2593.5767 | 2961.8044 | 0.69333 | 0.67444 | NA | NA | NA | NA | [62 empty] | t_ActAreaEFLH2013 | 43 | 99 | t_ActAreaCDF2013 | 56 | 112 | bar: 1 to 8; 10 to 17; 19 to 26; 28 to 35; 37 to 44; 46 to 53; 55 to 62
Office - Small | Conference Room | 2219.8296 | 2686.2193 | 0.5824 | 0.56653 | NA | NA | NA | NA | 2219.8296 | 2686.2193 | 0.5824 | 0.56653 | NA | NA | NA | NA | 2219.8296 | 2686.2193 | 0.5824 | 0.56653 | NA | NA | NA | NA | 2219.8296 | 2686.2193 | 0.5824 | 0.56653 | NA | NA | NA | NA | 2219.8296 | 2686.2193 | 0.5824 | 0.56653 | NA | NA | NA | NA | 2219.8296 | 2686.2193 | 0.5824 | 0.56653 | NA | NA | NA | NA | 2219.8296 | 2686.2193 | 0.5824 | 0.56653 | NA | NA | NA | NA | 0.8559 | 0.90695 | 0.84 | 0.84 | NA | NA | NA | NA |  | 0.8559 | 0.90695 | 0.84 | 0.84 | NA | NA | NA | NA |  | 0.8559 | 0.90695 | 0.84 | 0.84 | NA | NA | NA | NA |  | 0.8559 | 0.90695 | 0.84 | 0.84 | NA | NA | NA | NA |  | 0.8559 | 0.90695 | 0.84 | 0.84 | NA | NA | NA | NA |  | 0.8559 | 0.90695 | 0.84 | 0.84 | NA | NA | NA | NA |  | 0.8559 | 0.90695 | 0.84 | 0.84 | NA | NA | NA | NA | t_ActAreaEFLH2013 | 43 | 99 | t_ActAreaCDF2013 | 56 | 112
Office - Small | Copy Room (photocopying equipment) | 2593.5767 | 2961.8044 | 0.69333 | 0.67444 | NA | NA | NA | NA | 2593.5767 | 2961.8044 | 0.69333 | 0.67444 | NA | NA | NA | NA | 2593.5767 | 2961.8044 | 0.69333 | 0.67444 | NA | NA | NA | NA | 2593.5767 | 2961.8044 | 0.69333 | 0.67444 | NA | NA | NA | NA | 2593.5767 | 2961.8044 | 0.69333 | 0.67444 | NA | NA | NA | NA | 2593.5767 | 2961.8044 | 0.69333 | 0.67444 | NA | NA | NA | NA | 2593.5767 | 2961.8044 | 0.69333 | 0.67444 | NA | NA | NA | NA | [62 empty] | t_ActAreaEFLH2013 | 43 | 99 | t_ActAreaCDF2013 | 56 | 112 | bar: 1 to 8; 10 to 17; 19 to 26; 28 to 35; 37 to 44; 46 to 53; 55 to 62
Office - Small | Restrooms | 2593.5767 | 2961.8044 | 0.69333 | 0.67444 | NA | NA | NA | NA | 2593.5767 | 2961.8044 | 0.69333 | 0.67444 | NA | NA | NA | NA | 2593.5767 | 2961.8044 | 0.69333 | 0.67444 | NA | NA | NA | NA | 2593.5767 | 2961.8044 | 0.69333 | 0.67444 | NA | NA | NA | NA | 2593.5767 | 2961.8044 | 0.69333 | 0.67444 | NA | NA | NA | NA | 2593.5767 | 2961.8044 | 0.69333 | 0.67444 | NA | NA | NA | NA | 2593.5767 | 2961.8044 | 0.69333 | 0.67444 | NA | NA | NA | NA | [62 empty] | t_ActAreaEFLH2013 | 43 | 99 | t_ActAreaCDF2013 | 56 | 112 | bar: 1 to 8; 10 to 17; 19 to 26; 28 to 35; 37 to 44; 46 to 53; 55 to 62
Office - Small | Mechanical/Electrical Room | 2593.5767 | 2961.8044 | 0.69333 | 0.67444 | NA | NA | NA | NA | 2593.5767 | 2961.8044 | 0.69333 | 0.67444 | NA | NA | NA | NA | 2593.5767 | 2961.8044 | 0.69333 | 0.67444 | NA | NA | NA | NA | 2593.5767 | 2961.8044 | 0.69333 | 0.67444 | NA | NA | NA | NA | 2593.5767 | 2961.8044 | 0.69333 | 0.67444 | NA | NA | NA | NA | 2593.5767 | 2961.8044 | 0.69333 | 0.67444 | NA | NA | NA | NA | 2593.5767 | 2961.8044 | 0.69333 | 0.67444 | NA | NA | NA | NA | [62 empty] | t_ActAreaEFLH2013 | 43 | 99 | t_ActAreaCDF2013 | 56 | 112 | bar: 1 to 8; 10 to 17; 19 to 26; 28 to 35; 37 to 44; 46 to 53; 55 to 62
Office - Small | Building | 2269.0618 | 2722.521 | 0.6124 | 0.59571 | NA | NA | NA | NA | 2269.0618 | 2722.521 | 0.6124 | 0.59571 | NA | NA | NA | NA | 2247.5411 | 2706.6526 | 0.60715 | 0.59061 | NA | NA | NA | NA | 2247.6354 | 2706.7221 | 0.60723 | 0.59069 | NA | NA | NA | NA | 2251.9844 | 2709.9289 | 0.60831 | 0.59173 | NA | NA | NA | NA | 2251.9844 | 2709.9289 | 0.60831 | 0.59173 | NA | NA | NA | NA | 2251.9844 | 2709.9289 | 0.60831 | 0.59173 | NA | NA | NA | NA | 0.87488 | 0.91921 | 0.88326 | 0.88326 | NA | NA | NA | NA |  | 0.87488 | 0.91921 | 0.88326 | 0.88326 | NA | NA | NA | NA |  | 0.86658 | 0.91385 | 0.8757 | 0.8757 | NA | NA | NA | NA |  | 0.86662 | 0.91388 | 0.87582 | 0.87582 | NA | NA | NA | NA |  | 0.86829 | 0.91496 | 0.87736 | 0.87736 | NA | NA | NA | NA |  | 0.86829 | 0.91496 | 0.87736 | 0.87736 | NA | NA | NA | NA |  | 0.86829 | 0.91496 | 0.87736 | 0.87736 | NA | NA | NA | NA | t_BldgEFLH2013 | 52 | 108 | t_BldgCDF2013 | 65 | 121
Restaurant - Sit-Down | Dining Area | 4836.2847 | 4836.2847 | 0.8 | 0.8 | NA | NA | NA | NA | 4836.2847 | 4836.2847 | 0.8 | 0.8 | NA | NA | NA | NA | 4836.2847 | 4836.2847 | 0.8 | 0.8 | NA | NA | NA | NA | 4836.2847 | 4836.2847 | 0.8 | 0.8 | NA | NA | NA | NA | 4836.2847 | 4836.2847 | 0.8 | 0.8 | NA | NA | NA | NA | 4836.2847 | 4836.2847 | 0.8 | 0.8 | NA | NA | NA | NA | 4836.2847 | 4836.2847 | 0.8 | 0.8 | NA | NA | NA | NA | [62 empty] | t_ActAreaEFLH2013 | 43 | 99 | t_ActAreaCDF2013 | 56 | 112 | bar: 1 to 8; 10 to 17; 19 to 26; 28 to 35; 37 to 44; 46 to 53; 55 to 62
Restaurant - Sit-Down | Lobby (Main Entry and Assembly) | 4836.2847 | 4836.2847 | 0.8 | 0.8 | NA | NA | NA | NA | 4836.2847 | 4836.2847 | 0.8 | 0.8 | NA | NA | NA | NA | 4836.2847 | 4836.2847 | 0.8 | 0.8 | NA | NA | NA | NA | 4836.2847 | 4836.2847 | 0.8 | 0.8 | NA | NA | NA | NA | 4836.2847 | 4836.2847 | 0.8 | 0.8 | NA | NA | NA | NA | 4836.2847 | 4836.2847 | 0.8 | 0.8 | NA | NA | NA | NA | 4836.2847 | 4836.2847 | 0.8 | 0.8 | NA | NA | NA | NA | [62 empty] | t_ActAreaEFLH2013 | 43 | 99 | t_ActAreaCDF2013 | 56 | 112 | bar: 1 to 8; 10 to 17; 19 to 26; 28 to 35; 37 to 44; 46 to 53; 55 to 62
Restaurant - Sit-Down | Kitchen and Food Preparation | 4804.1797 | 4804.1797 | 0.8 | 0.8 | NA | NA | NA | NA | 4804.1797 | 4804.1797 | 0.8 | 0.8 | NA | NA | NA | NA | 4804.1797 | 4804.1797 | 0.8 | 0.8 | NA | NA | NA | NA | 4804.1797 | 4804.1797 | 0.8 | 0.8 | NA | NA | NA | NA | 4804.1797 | 4804.1797 | 0.8 | 0.8 | NA | NA | NA | NA | 4804.1797 | 4804.1797 | 0.8 | 0.8 | NA | NA | NA | NA | 4804.1797 | 4804.1797 | 0.8 | 0.8 | NA | NA | NA | NA | [62 empty] | t_ActAreaEFLH2013 | 43 | 99 | t_ActAreaCDF2013 | 56 | 112 | bar: 1 to 8; 10 to 17; 19 to 26; 28 to 35; 37 to 44; 46 to 53; 55 to 62
Restaurant - Sit-Down | Restrooms | 4836.2847 | 4836.2847 | 0.8 | 0.8 | NA | NA | NA | NA | 4836.2847 | 4836.2847 | 0.8 | 0.8 | NA | NA | NA | NA | 4836.2847 | 4836.2847 | 0.8 | 0.8 | NA | NA | NA | NA | 4836.2847 | 4836.2847 | 0.8 | 0.8 | NA | NA | NA | NA | 4836.2847 | 4836.2847 | 0.8 | 0.8 | NA | NA | NA | NA | 4836.2847 | 4836.2847 | 0.8 | 0.8 | NA | NA | NA | NA | 4836.2847 | 4836.2847 | 0.8 | 0.8 | NA | NA | NA | NA | [62 empty] | t_ActAreaEFLH2013 | 43 | 99 | t_ActAreaCDF2013 | 56 | 112 | bar: 1 to 8; 10 to 17; 19 to 26; 28 to 35; 37 to 44; 46 to 53; 55 to 62
Restaurant - Sit-Down | Building | 4820.4238 | 4832.6555 | 0.8 | 0.8 | NA | NA | NA | NA | 4820.4238 | 4832.6555 | 0.8 | 0.8 | NA | NA | NA | NA | 4819.5036 | 4832.2696 | 0.8 | 0.8 | NA | NA | NA | NA | 4819.5036 | 4832.2696 | 0.8 | 0.8 | NA | NA | NA | NA | 4819.9897 | 4832.4778 | 0.8 | 0.8 | NA | NA | NA | NA | 4819.9897 | 4832.4778 | 0.8 | 0.8 | NA | NA | NA | NA | 4819.9897 | 4832.4778 | 0.8 | 0.8 | NA | NA | NA | NA | [62 empty] | t_BldgEFLH2013 | 52 | 108 | t_BldgCDF2013 | 65 | 121 | bar: 1 to 8; 10 to 17; 19 to 26; 28 to 35; 37 to 44; 46 to 53; 55 to 62
Restaurant - Fast-Food | Dining Area | 4849.6928 | 4849.6928 | 0.8125 | 0.8125 | NA | NA | NA | NA | 4849.6928 | 4849.6928 | 0.8125 | 0.8125 | NA | NA | NA | NA | 4849.6928 | 4849.6928 | 0.8125 | 0.8125 | NA | NA | NA | NA | 4849.6928 | 4849.6928 | 0.8125 | 0.8125 | NA | NA | NA | NA | 4849.6928 | 4849.6928 | 0.8125 | 0.8125 | NA | NA | NA | NA | 4849.6928 | 4849.6928 | 0.8125 | 0.8125 | NA | NA | NA | NA | 4849.6928 | 4849.6928 | 0.8125 | 0.8125 | NA | NA | NA | NA | [62 empty] | t_ActAreaEFLH2013 | 43 | 99 | t_ActAreaCDF2013 | 56 | 112 | bar: 1 to 8; 10 to 17; 19 to 26; 28 to 35; 37 to 44; 46 to 53; 55 to 62
Restaurant - Fast-Food | Lobby (Main Entry and Assembly) | 4849.6928 | 4849.6928 | 0.8125 | 0.8125 | NA | NA | NA | NA | 4849.6928 | 4849.6928 | 0.8125 | 0.8125 | NA | NA | NA | NA | 4849.6928 | 4849.6928 | 0.8125 | 0.8125 | NA | NA | NA | NA | 4849.6928 | 4849.6928 | 0.8125 | 0.8125 | NA | NA | NA | NA | 4849.6928 | 4849.6928 | 0.8125 | 0.8125 | NA | NA | NA | NA | 4849.6928 | 4849.6928 | 0.8125 | 0.8125 | NA | NA | NA | NA | 4849.6928 | 4849.6928 | 0.8125 | 0.8125 | NA | NA | NA | NA | [62 empty] | t_ActAreaEFLH2013 | 43 | 99 | t_ActAreaCDF2013 | 56 | 112 | bar: 1 to 8; 10 to 17; 19 to 26; 28 to 35; 37 to 44; 46 to 53; 55 to 62
Restaurant - Fast-Food | Kitchen and Food Preparation | 4811.5164 | 4811.5164 | 0.8125 | 0.8125 | NA | NA | NA | NA | 4811.5164 | 4811.5164 | 0.8125 | 0.8125 | NA | NA | NA | NA | 4811.5164 | 4811.5164 | 0.8125 | 0.8125 | NA | NA | NA | NA | 4811.5164 | 4811.5164 | 0.8125 | 0.8125 | NA | NA | NA | NA | 4811.5164 | 4811.5164 | 0.8125 | 0.8125 | NA | NA | NA | NA | 4811.5164 | 4811.5164 | 0.8125 | 0.8125 | NA | NA | NA | NA | 4811.5164 | 4811.5164 | 0.8125 | 0.8125 | NA | NA | NA | NA | [62 empty] | t_ActAreaEFLH2013 | 43 | 99 | t_ActAreaCDF2013 | 56 | 112 | bar: 1 to 8; 10 to 17; 19 to 26; 28 to 35; 37 to 44; 46 to 53; 55 to 62
Restaurant - Fast-Food | Restrooms | 4849.6928 | 4849.6928 | 0.8125 | 0.8125 | NA | NA | NA | NA | 4849.6928 | 4849.6928 | 0.8125 | 0.8125 | NA | NA | NA | NA | 4849.6928 | 4849.6928 | 0.8125 | 0.8125 | NA | NA | NA | NA | 4849.6928 | 4849.6928 | 0.8125 | 0.8125 | NA | NA | NA | NA | 4849.6928 | 4849.6928 | 0.8125 | 0.8125 | NA | NA | NA | NA | 4849.6928 | 4849.6928 | 0.8125 | 0.8125 | NA | NA | NA | NA | 4849.6928 | 4849.6928 | 0.8125 | 0.8125 | NA | NA | NA | NA | [62 empty] | t_ActAreaEFLH2013 | 43 | 99 | t_ActAreaCDF2013 | 56 | 112 | bar: 1 to 8; 10 to 17; 19 to 26; 28 to 35; 37 to 44; 46 to 53; 55 to 62
Restaurant - Fast-Food | Building | 4842.4023 | 4846.1931 | 0.8125 | 0.8125 | NA | NA | NA | NA | 4842.4023 | 4846.1931 | 0.8125 | 0.8125 | NA | NA | NA | NA | 4841.8386 | 4845.8864 | 0.8125 | 0.8125 | NA | NA | NA | NA | 4841.8386 | 4845.8864 | 0.8125 | 0.8125 | NA | NA | NA | NA | 4842.2101 | 4846.0892 | 0.8125 | 0.8125 | NA | NA | NA | NA | 4842.2101 | 4846.0892 | 0.8125 | 0.8125 | NA | NA | NA | NA | 4842.2101 | 4846.0892 | 0.8125 | 0.8125 | NA | NA | NA | NA | [62 empty] | t_BldgEFLH2013 | 52 | 108 | t_BldgCDF2013 | 65 | 121 | bar: 1 to 8; 10 to 17; 19 to 26; 28 to 35; 37 to 44; 46 to 53; 55 to 62
Retail - 3-Story Large | Retail Sales and Wholesale Showroom | 3545.8972 | 3988.8139 | 0.8 | 0.65 | NA | NA | NA | NA | 3545.8972 | 3988.8139 | 0.8 | 0.65 | NA | NA | NA | NA | 3545.8972 | 3988.8139 | 0.8 | 0.65 | NA | NA | NA | NA | 3545.8972 | 3988.8139 | 0.8 | 0.65 | NA | NA | NA | NA | 3545.8972 | 3988.8139 | 0.8 | 0.65 | NA | NA | NA | NA | 3545.8972 | 3988.8139 | 0.8 | 0.65 | NA | NA | NA | NA | 3545.8972 | 3988.8139 | 0.8 | 0.65 | NA | NA | NA | NA | [62 empty] | t_ActAreaEFLH2013 | 43 | 99 | t_ActAreaCDF2013 | 56 | 112 | bar: 1 to 8; 10 to 17; 19 to 26; 28 to 35; 37 to 44; 46 to 53; 55 to 62
Retail - 3-Story Large | Storage (Conditioned) | 2677.7534 | 2542.5801 | 0.58848 | 0.53944 | NA | NA | NA | NA | 2677.7534 | 2542.5801 | 0.58848 | 0.53944 | NA | NA | NA | NA | 2677.7534 | 2542.5801 | 0.58848 | 0.53944 | NA | NA | NA | NA | 2677.7534 | 2542.5801 | 0.58848 | 0.53944 | NA | NA | NA | NA | 2677.7534 | 2542.5801 | 0.58848 | 0.53944 | NA | NA | NA | NA | 2677.7534 | 2542.5801 | 0.58848 | 0.53944 | NA | NA | NA | NA | 2677.7534 | 2542.5801 | 0.58848 | 0.53944 | NA | NA | NA | NA | 0.99119 | 0.99376 | 0.9808 | 0.9808 | NA | NA | NA | NA |  | 0.99119 | 0.99376 | 0.9808 | 0.9808 | NA | NA | NA | NA |  | 0.99119 | 0.99376 | 0.9808 | 0.9808 | NA | NA | NA | NA |  | 0.99119 | 0.99376 | 0.9808 | 0.9808 | NA | NA | NA | NA |  | 0.99119 | 0.99376 | 0.9808 | 0.9808 | NA | NA | NA | NA |  | 0.99119 | 0.99376 | 0.9808 | 0.9808 | NA | NA | NA | NA |  | 0.99119 | 0.99376 | 0.9808 | 0.9808 | NA | NA | NA | NA | t_ActAreaEFLH2013 | 43 | 99 | t_ActAreaCDF2013 | 56 | 112
Retail - 3-Story Large | Office (General) | 2493.5813 | 2490.1956 | 0.55344 | 0.52938 | NA | NA | NA | NA | 2493.5813 | 2490.1956 | 0.55344 | 0.52938 | NA | NA | NA | NA | 2493.5813 | 2490.1956 | 0.55344 | 0.52938 | NA | NA | NA | NA | 2493.5813 | 2490.1956 | 0.55344 | 0.52938 | NA | NA | NA | NA | 2493.5813 | 2490.1956 | 0.55344 | 0.52938 | NA | NA | NA | NA | 2493.5813 | 2490.1956 | 0.55344 | 0.52938 | NA | NA | NA | NA | 2493.5813 | 2490.1956 | 0.55344 | 0.52938 | NA | NA | NA | NA | 0.96054 | 0.97329 | 0.9625 | 0.9625 | NA | NA | NA | NA |  | 0.96054 | 0.97329 | 0.9625 | 0.9625 | NA | NA | NA | NA |  | 0.96054 | 0.97329 | 0.9625 | 0.9625 | NA | NA | NA | NA |  | 0.96054 | 0.97329 | 0.9625 | 0.9625 | NA | NA | NA | NA |  | 0.96054 | 0.97329 | 0.9625 | 0.9625 | NA | NA | NA | NA |  | 0.96054 | 0.97329 | 0.9625 | 0.9625 | NA | NA | NA | NA |  | 0.96054 | 0.97329 | 0.9625 | 0.9625 | NA | NA | NA | NA | t_ActAreaEFLH2013 | 43 | 99 | t_ActAreaCDF2013 | 56 | 112
Retail - 3-Story Large | Building | 3428.0967 | 3803.8595 | 0.77173 | 0.63559 | NA | NA | NA | NA | 3428.0967 | 3803.8595 | 0.77173 | 0.63559 | NA | NA | NA | NA | 3443.7833 | 3830.2277 | 0.77557 | 0.6376 | NA | NA | NA | NA | 3437.7544 | 3820.8646 | 0.77412 | 0.63687 | NA | NA | NA | NA | 3437.7544 | 3820.8646 | 0.77412 | 0.63687 | NA | NA | NA | NA | 3446.5456 | 3833.2545 | 0.77618 | 0.63787 | NA | NA | NA | NA | 3424.9181 | 3799.3912 | 0.77099 | 0.63523 | NA | NA | NA | NA | 0.99811 | 0.99886 | 0.99754 | 0.99721 | NA | NA | NA | NA |  | 0.99811 | 0.99886 | 0.99754 | 0.99721 | NA | NA | NA | NA |  | 0.99822 | 0.99893 | 0.99781 | 0.9975 | NA | NA | NA | NA |  | 0.99811 | 0.99887 | 0.99768 | 0.99735 | NA | NA | NA | NA |  | 0.99811 | 0.99887 | 0.99768 | 0.99735 | NA | NA | NA | NA |  | 0.99838 | 0.99902 | 0.99792 | 0.99763 | NA | NA | NA | NA |  | 0.99801 | 0.9988 | 0.99745 | 0.99711 | NA | NA | NA | NA | t_BldgEFLH2013 | 52 | 108 | t_BldgCDF2013 | 65 | 121
Retail - Single-Story Large | Retail Sales and Wholesale Showroom | 4454.25 | 4512.4 | 0.875 | 0.7 | NA | NA | NA | NA | 4454.25 | 4512.4 | 0.875 | 0.7 | NA | NA | NA | NA | 4454.25 | 4512.4 | 0.875 | 0.7 | NA | NA | NA | NA | 4454.25 | 4512.4 | 0.875 | 0.7 | NA | NA | NA | NA | 4454.25 | 4512.4 | 0.875 | 0.7 | NA | NA | NA | NA | 4454.25 | 4512.4 | 0.875 | 0.7 | NA | NA | NA | NA | 4454.25 | 4512.4 | 0.875 | 0.7 | NA | NA | NA | NA | [62 empty] | t_ActAreaEFLH2013 | 43 | 99 | t_ActAreaCDF2013 | 56 | 112 | bar: 1 to 8; 10 to 17; 19 to 26; 28 to 35; 37 to 44; 46 to 53; 55 to 62
Retail - Single-Story Large | Storage (Conditioned) | 2682.6537 | 2599.9622 | 0.491 | 0.491 | NA | NA | NA | NA | 2682.6537 | 2599.9622 | 0.491 | 0.491 | NA | NA | NA | NA | 2682.6537 | 2599.9622 | 0.491 | 0.491 | NA | NA | NA | NA | 2682.6537 | 2599.9622 | 0.491 | 0.491 | NA | NA | NA | NA | 2682.6537 | 2599.9622 | 0.491 | 0.491 | NA | NA | NA | NA | 2682.6537 | 2599.9622 | 0.491 | 0.491 | NA | NA | NA | NA | 2682.6537 | 2599.9622 | 0.491 | 0.491 | NA | NA | NA | NA | 0.97996 | 0.98758 | 0.982 | 0.982 | NA | NA | NA | NA |  | 0.97996 | 0.98758 | 0.982 | 0.982 | NA | NA | NA | NA |  | 0.97996 | 0.98758 | 0.982 | 0.982 | NA | NA | NA | NA |  | 0.97996 | 0.98758 | 0.982 | 0.982 | NA | NA | NA | NA |  | 0.97996 | 0.98758 | 0.982 | 0.982 | NA | NA | NA | NA |  | 0.97996 | 0.98758 | 0.982 | 0.982 | NA | NA | NA | NA |  | 0.97996 | 0.98758 | 0.982 | 0.982 | NA | NA | NA | NA | t_ActAreaEFLH2013 | 43 | 99 | t_ActAreaCDF2013 | 56 | 112
Retail - Single-Story Large | Office (General) | 2629.4839 | 2662.5101 | 0.81812 | 0.74594 | NA | NA | NA | NA | 2629.4839 | 2662.5101 | 0.81812 | 0.74594 | NA | NA | NA | NA | 2629.4839 | 2662.5101 | 0.81812 | 0.74594 | NA | NA | NA | NA | 2629.4839 | 2662.5101 | 0.81812 | 0.74594 | NA | NA | NA | NA | 2629.4839 | 2662.5101 | 0.81812 | 0.74594 | NA | NA | NA | NA | 2629.4839 | 2662.5101 | 0.81812 | 0.74594 | NA | NA | NA | NA | 2629.4839 | 2662.5101 | 0.81812 | 0.74594 | NA | NA | NA | NA | 0.96891 | 0.97272 | 0.9625 | 0.9625 | NA | NA | NA | NA |  | 0.96891 | 0.97272 | 0.9625 | 0.9625 | NA | NA | NA | NA |  | 0.96891 | 0.97272 | 0.9625 | 0.9625 | NA | NA | NA | NA |  | 0.96891 | 0.97272 | 0.9625 | 0.9625 | NA | NA | NA | NA |  | 0.96891 | 0.97272 | 0.9625 | 0.9625 | NA | NA | NA | NA |  | 0.96891 | 0.97272 | 0.9625 | 0.9625 | NA | NA | NA | NA |  | 0.96891 | 0.97272 | 0.9625 | 0.9625 | NA | NA | NA | NA | t_ActAreaEFLH2013 | 43 | 99 | t_ActAreaCDF2013 | 56 | 112
Retail - Single-Story Large | Auto Repair Workshop | 3428.6053 | 4022.0526 | 0.65 | 0.6 | NA | NA | NA | NA | 3428.6053 | 4022.0526 | 0.65 | 0.6 | NA | NA | NA | NA | 3428.6053 | 4022.0526 | 0.65 | 0.6 | NA | NA | NA | NA | 3428.6053 | 4022.0526 | 0.65 | 0.6 | NA | NA | NA | NA | 3428.6053 | 4022.0526 | 0.65 | 0.6 | NA | NA | NA | NA | 3428.6053 | 4022.0526 | 0.65 | 0.6 | NA | NA | NA | NA | 3428.6053 | 4022.0526 | 0.65 | 0.6 | NA | NA | NA | NA | [62 empty] | t_ActAreaEFLH2013 | 43 | 99 | t_ActAreaCDF2013 | 56 | 112 | bar: 1 to 8; 10 to 17; 19 to 26; 28 to 35; 37 to 44; 46 to 53; 55 to 62
Retail - Single-Story Large | Kitchen and Food Preparation | 3367.5437 | 3947.445 | 0.725 | 0.6 | NA | NA | NA | NA | 3367.5437 | 3947.445 | 0.725 | 0.6 | NA | NA | NA | NA | 3367.5437 | 3947.445 | 0.725 | 0.6 | NA | NA | NA | NA | 3367.5437 | 3947.445 | 0.725 | 0.6 | NA | NA | NA | NA | 3367.5437 | 3947.445 | 0.725 | 0.6 | NA | NA | NA | NA | 3367.5437 | 3947.445 | 0.725 | 0.6 | NA | NA | NA | NA | 3367.5437 | 3947.445 | 0.725 | 0.6 | NA | NA | NA | NA | [62 empty] | t_ActAreaEFLH2013 | 43 | 99 | t_ActAreaCDF2013 | 56 | 112 | bar: 1 to 8; 10 to 17; 19 to 26; 28 to 35; 37 to 44; 46 to 53; 55 to 62
Retail - Single-Story Large | Pharmacy | 3472.15 | 4001.4 | 0.675 | 0.6 | NA | NA | NA | NA | 3472.15 | 4001.4 | 0.675 | 0.6 | NA | NA | NA | NA | 3472.15 | 4001.4 | 0.675 | 0.6 | NA | NA | NA | NA | 3472.15 | 4001.4 | 0.675 | 0.6 | NA | NA | NA | NA | 3472.15 | 4001.4 | 0.675 | 0.6 | NA | NA | NA | NA | 3472.15 | 4001.4 | 0.675 | 0.6 | NA | NA | NA | NA | 3472.15 | 4001.4 | 0.675 | 0.6 | NA | NA | NA | NA | [62 empty] | t_ActAreaEFLH2013 | 43 | 99 | t_ActAreaCDF2013 | 56 | 112 | bar: 1 to 8; 10 to 17; 19 to 26; 28 to 35; 37 to 44; 46 to 53; 55 to 62
Retail - Single-Story Large | Building | 4252.1979 | 4332.6728 | 0.8429 | 0.68551 | NA | NA | NA | NA | 4252.1979 | 4332.6728 | 0.8429 | 0.68551 | NA | NA | NA | NA | 4271.4424 | 4353.918 | 0.84721 | 0.6879 | NA | NA | NA | NA | 4261.6125 | 4345.0842 | 0.84576 | 0.68728 | NA | NA | NA | NA | 4264.6832 | 4346.3158 | 0.84642 | 0.6876 | NA | NA | NA | NA | 4280.103 | 4359.1225 | 0.84772 | 0.68772 | NA | NA | NA | NA | 4245.5044 | 4327.4686 | 0.84246 | 0.68538 | NA | NA | NA | NA | 0.99876 | 0.9991 | 0.99831 | 0.99805 | NA | NA | NA | NA |  | 0.99876 | 0.9991 | 0.99831 | 0.99805 | NA | NA | NA | NA |  | 0.99891 | 0.99919 | 0.99843 | 0.99819 | NA | NA | NA | NA |  | 0.99884 | 0.99914 | 0.99833 | 0.99809 | NA | NA | NA | NA |  | 0.99884 | 0.99913 | 0.99833 | 0.99808 | NA | NA | NA | NA |  | 0.99896 | 0.99924 | 0.99855 | 0.99833 | NA | NA | NA | NA |  | 0.99872 | 0.99906 | 0.99823 | 0.99796 | NA | NA | NA | NA | t_BldgEFLH2013 | 52 | 108 | t_BldgCDF2013 | 65 | 121
Retail - Small | Retail Sales and Wholesale Showroom | 3377.8897 | 4013.4 | 0.875 | 0.7 | NA | NA | NA | NA | 3377.8897 | 4013.4 | 0.875 | 0.7 | NA | NA | NA | NA | 3377.8897 | 4013.4 | 0.875 | 0.7 | NA | NA | NA | NA | 3377.8897 | 4013.4 | 0.875 | 0.7 | NA | NA | NA | NA | 3377.8897 | 4013.4 | 0.875 | 0.7 | NA | NA | NA | NA | 3377.8897 | 4013.4 | 0.875 | 0.7 | NA | NA | NA | NA | 3377.8897 | 4013.4 | 0.875 | 0.7 | NA | NA | NA | NA | [62 empty] | t_ActAreaEFLH2013 | 43 | 99 | t_ActAreaCDF2013 | 56 | 112 | bar: 1 to 8; 10 to 17; 19 to 26; 28 to 35; 37 to 44; 46 to 53; 55 to 62
Retail - Small | Storage (Conditioned) | 3377.8897 | 4013.4 | 0.875 | 0.7 | NA | NA | NA | NA | 3377.8897 | 4013.4 | 0.875 | 0.7 | NA | NA | NA | NA | 3377.8897 | 4013.4 | 0.875 | 0.7 | NA | NA | NA | NA | 3377.8897 | 4013.4 | 0.875 | 0.7 | NA | NA | NA | NA | 3377.8897 | 4013.4 | 0.875 | 0.7 | NA | NA | NA | NA | 3377.8897 | 4013.4 | 0.875 | 0.7 | NA | NA | NA | NA | 3377.8897 | 4013.4 | 0.875 | 0.7 | NA | NA | NA | NA | [62 empty] | t_ActAreaEFLH2013 | 43 | 99 | t_ActAreaCDF2013 | 56 | 112 | bar: 1 to 8; 10 to 17; 19 to 26; 28 to 35; 37 to 44; 46 to 53; 55 to 62
Retail - Small | Building | 3377.8897 | 4013.4 | 0.875 | 0.7 | NA | NA | NA | NA | 3377.8897 | 4013.4 | 0.875 | 0.7 | NA | NA | NA | NA | 3377.8897 | 4013.4 | 0.875 | 0.7 | NA | NA | NA | NA | 3377.8897 | 4013.4 | 0.875 | 0.7 | NA | NA | NA | NA | 3377.8897 | 4013.4 | 0.875 | 0.7 | NA | NA | NA | NA | 3377.8897 | 4013.4 | 0.875 | 0.7 | NA | NA | NA | NA | 3377.8897 | 4013.4 | 0.875 | 0.7 | NA | NA | NA | NA | [62 empty] | t_BldgEFLH2013 | 52 | 108 | t_BldgCDF2013 | 65 | 121 | bar: 1 to 8; 10 to 17; 19 to 26; 28 to 35; 37 to 44; 46 to 53; 55 to 62
Storage - Conditioned | Storage (Conditioned) | 3407.0647 | 2760.7266 | 0.68656 | 0.56396 | NA | NA | NA | NA | 3407.0647 | 2760.7266 | 0.68656 | 0.56396 | NA | NA | NA | NA | 3407.0647 | 2760.7266 | 0.68656 | 0.56396 | NA | NA | NA | NA | 3407.0647 | 2760.7266 | 0.68656 | 0.56396 | NA | NA | NA | NA | 3407.0647 | 2760.7266 | 0.68656 | 0.56396 | NA | NA | NA | NA | 3407.0647 | 2760.7266 | 0.68656 | 0.56396 | NA | NA | NA | NA | 3407.0647 | 2760.7266 | 0.68656 | 0.56396 | NA | NA | NA | NA | 0.99009 | 0.99307 | 0.9808 | 0.9808 | NA | NA | NA | NA |  | 0.99009 | 0.99307 | 0.9808 | 0.9808 | NA | NA | NA | NA |  | 0.99009 | 0.99307 | 0.9808 | 0.9808 | NA | NA | NA | NA |  | 0.99009 | 0.99307 | 0.9808 | 0.9808 | NA | NA | NA | NA |  | 0.99009 | 0.99307 | 0.9808 | 0.9808 | NA | NA | NA | NA |  | 0.99009 | 0.99307 | 0.9808 | 0.9808 | NA | NA | NA | NA |  | 0.99009 | 0.99307 | 0.9808 | 0.9808 | NA | NA | NA | NA | t_ActAreaEFLH2013 | 43 | 99 | t_ActAreaCDF2013 | 56 | 112
Storage - Conditioned | Building | 3407.0647 | 2760.7266 | 0.68656 | 0.56396 | NA | NA | NA | NA | 3407.0647 | 2760.7266 | 0.68656 | 0.56396 | NA | NA | NA | NA | 3407.0647 | 2760.7266 | 0.68656 | 0.56396 | NA | NA | NA | NA | 3407.0647 | 2760.7266 | 0.68656 | 0.56396 | NA | NA | NA | NA | 3407.0647 | 2760.7266 | 0.68656 | 0.56396 | NA | NA | NA | NA | 3407.0647 | 2760.7266 | 0.68656 | 0.56396 | NA | NA | NA | NA | 3407.0647 | 2760.7266 | 0.68656 | 0.56396 | NA | NA | NA | NA | 0.99009 | 0.99307 | 0.9808 | 0.9808 | NA | NA | NA | NA |  | 0.99009 | 0.99307 | 0.9808 | 0.9808 | NA | NA | NA | NA |  | 0.99009 | 0.99307 | 0.9808 | 0.9808 | NA | NA | NA | NA |  | 0.99009 | 0.99307 | 0.9808 | 0.9808 | NA | NA | NA | NA |  | 0.99009 | 0.99307 | 0.9808 | 0.9808 | NA | NA | NA | NA |  | 0.99009 | 0.99307 | 0.9808 | 0.9808 | NA | NA | NA | NA |  | 0.99009 | 0.99307 | 0.9808 | 0.9808 | NA | NA | NA | NA | t_BldgEFLH2013 | 52 | 108 | t_BldgCDF2013 | 65 | 121
Storage - Unconditioned | Storage (Unconditioned) | 3407.0647 | 2760.7266 | 0.68656 | 0.56396 | NA | NA | NA | NA | 3407.0647 | 2760.7266 | 0.68656 | 0.56396 | NA | NA | NA | NA | 3407.0647 | 2760.7266 | 0.68656 | 0.56396 | NA | NA | NA | NA | 3407.0647 | 2760.7266 | 0.68656 | 0.56396 | NA | NA | NA | NA | 3407.0647 | 2760.7266 | 0.68656 | 0.56396 | NA | NA | NA | NA | 3407.0647 | 2760.7266 | 0.68656 | 0.56396 | NA | NA | NA | NA | 3407.0647 | 2760.7266 | 0.68656 | 0.56396 | NA | NA | NA | NA | 0.99009 | 0.99307 | 0.9808 | 0.9808 | NA | NA | NA | NA |  | 0.99009 | 0.99307 | 0.9808 | 0.9808 | NA | NA | NA | NA |  | 0.99009 | 0.99307 | 0.9808 | 0.9808 | NA | NA | NA | NA |  | 0.99009 | 0.99307 | 0.9808 | 0.9808 | NA | NA | NA | NA |  | 0.99009 | 0.99307 | 0.9808 | 0.9808 | NA | NA | NA | NA |  | 0.99009 | 0.99307 | 0.9808 | 0.9808 | NA | NA | NA | NA |  | 0.99009 | 0.99307 | 0.9808 | 0.9808 | NA | NA | NA | NA | t_ActAreaEFLH2013 | 43 | 99 | t_ActAreaCDF2013 | 56 | 112
Storage - Unconditioned | Building | 3407.0647 | 2760.7266 | 0.68656 | 0.56396 | NA | NA | NA | NA | 3407.0647 | 2760.7266 | 0.68656 | 0.56396 | NA | NA | NA | NA | 3407.0647 | 2760.7266 | 0.68656 | 0.56396 | NA | NA | NA | NA | 3407.0647 | 2760.7266 | 0.68656 | 0.56396 | NA | NA | NA | NA | 3407.0647 | 2760.7266 | 0.68656 | 0.56396 | NA | NA | NA | NA | 3407.0647 | 2760.7266 | 0.68656 | 0.56396 | NA | NA | NA | NA | 3407.0647 | 2760.7266 | 0.68656 | 0.56396 | NA | NA | NA | NA | 0.99009 | 0.99307 | 0.9808 | 0.9808 | NA | NA | NA | NA |  | 0.99009 | 0.99307 | 0.9808 | 0.9808 | NA | NA | NA | NA |  | 0.99009 | 0.99307 | 0.9808 | 0.9808 | NA | NA | NA | NA |  | 0.99009 | 0.99307 | 0.9808 | 0.9808 | NA | NA | NA | NA |  | 0.99009 | 0.99307 | 0.9808 | 0.9808 | NA | NA | NA | NA |  | 0.99009 | 0.99307 | 0.9808 | 0.9808 | NA | NA | NA | NA |  | 0.99009 | 0.99307 | 0.9808 | 0.9808 | NA | NA | NA | NA | t_BldgEFLH2013 | 52 | 108 | t_BldgCDF2013 | 65 | 121
Grocery | Retail Sales, Grocery | 4964 | 3942 | 0.7 | 0.5 | NA | NA | NA | NA | 4964 | 3942 | 0.7 | 0.5 | NA | NA | NA | NA | 4964 | 3942 | 0.7 | 0.5 | NA | NA | NA | NA | 4964 | 3942 | 0.7 | 0.5 | NA | NA | NA | NA | 4964 | 3942 | 0.7 | 0.5 | NA | NA | NA | NA | 4964 | 3942 | 0.7 | 0.5 | NA | NA | NA | NA | 4964 | 3942 | 0.7 | 0.5 | NA | NA | NA | NA | [62 empty] | t_ActAreaEFLH2013 | 43 | 99 | t_ActAreaCDF2013 | 56 | 112 | bar: 1 to 8; 10 to 17; 19 to 26; 28 to 35; 37 to 44; 46 to 53; 55 to 62
Grocery | Office (General) | 3763.4814 | 3002.5421 | 0.595 | 0.425 | NA | NA | NA | NA | 3763.4814 | 3002.5421 | 0.595 | 0.425 | NA | NA | NA | NA | 3763.4814 | 3002.5421 | 0.595 | 0.425 | NA | NA | NA | NA | 3763.4814 | 3002.5421 | 0.595 | 0.425 | NA | NA | NA | NA | 3763.4814 | 3002.5421 | 0.595 | 0.425 | NA | NA | NA | NA | 3763.4814 | 3002.5421 | 0.595 | 0.425 | NA | NA | NA | NA | 3763.4814 | 3002.5421 | 0.595 | 0.425 | NA | NA | NA | NA | 0.83152 | 0.85689 | 0.85 | 0.85 | NA | NA | NA | NA |  | 0.83152 | 0.85689 | 0.85 | 0.85 | NA | NA | NA | NA |  | 0.83152 | 0.85689 | 0.85 | 0.85 | NA | NA | NA | NA |  | 0.83152 | 0.85689 | 0.85 | 0.85 | NA | NA | NA | NA |  | 0.83152 | 0.85689 | 0.85 | 0.85 | NA | NA | NA | NA |  | 0.83152 | 0.85689 | 0.85 | 0.85 | NA | NA | NA | NA |  | 0.83152 | 0.85689 | 0.85 | 0.85 | NA | NA | NA | NA | t_ActAreaEFLH2013 | 43 | 99 | t_ActAreaCDF2013 | 56 | 112
Grocery | Comm/Ind Work (Loading Dock) | 4879.6444 | 3889.6658 | 0.6776 | 0.484 | NA | NA | NA | NA | 4879.6444 | 3889.6658 | 0.6776 | 0.484 | NA | NA | NA | NA | 4879.6444 | 3889.6658 | 0.6776 | 0.484 | NA | NA | NA | NA | 4879.6444 | 3889.6658 | 0.6776 | 0.484 | NA | NA | NA | NA | 4879.6444 | 3889.6658 | 0.6776 | 0.484 | NA | NA | NA | NA | 4879.6444 | 3889.6658 | 0.6776 | 0.484 | NA | NA | NA | NA | 4879.6444 | 3889.6658 | 0.6776 | 0.484 | NA | NA | NA | NA | 0.98301 | 0.98672 | 0.968 | 0.968 | NA | NA | NA | NA |  | 0.98301 | 0.98672 | 0.968 | 0.968 | NA | NA | NA | NA |  | 0.98301 | 0.98672 | 0.968 | 0.968 | NA | NA | NA | NA |  | 0.98301 | 0.98672 | 0.968 | 0.968 | NA | NA | NA | NA |  | 0.98301 | 0.98672 | 0.968 | 0.968 | NA | NA | NA | NA |  | 0.98301 | 0.98672 | 0.968 | 0.968 | NA | NA | NA | NA |  | 0.98301 | 0.98672 | 0.968 | 0.968 | NA | NA | NA | NA | t_ActAreaEFLH2013 | 43 | 99 | t_ActAreaCDF2013 | 56 | 112
Grocery | Refrigerated (Food Preparation) | 4380 | 3504 | 0.5 | 0.4 | NA | NA | NA | NA | 4380 | 3504 | 0.5 | 0.4 | NA | NA | NA | NA | 4380 | 3504 | 0.5 | 0.4 | NA | NA | NA | NA | 4380 | 3504 | 0.5 | 0.4 | NA | NA | NA | NA | 4380 | 3504 | 0.5 | 0.4 | NA | NA | NA | NA | 4380 | 3504 | 0.5 | 0.4 | NA | NA | NA | NA | 4380 | 3504 | 0.5 | 0.4 | NA | NA | NA | NA | [62 empty] | t_ActAreaEFLH2013 | 43 | 99 | t_ActAreaCDF2013 | 56 | 112 | bar: 1 to 8; 10 to 17; 19 to 26; 28 to 35; 37 to 44; 46 to 53; 55 to 62
Grocery | Refrigerated (Walk-in Freezer) | 4380 | 3504 | 0.5 | 0.4 | NA | NA | NA | NA | 4380 | 3504 | 0.5 | 0.4 | NA | NA | NA | NA | 4380 | 3504 | 0.5 | 0.4 | NA | NA | NA | NA | 4380 | 3504 | 0.5 | 0.4 | NA | NA | NA | NA | 4380 | 3504 | 0.5 | 0.4 | NA | NA | NA | NA | 4380 | 3504 | 0.5 | 0.4 | NA | NA | NA | NA | 4380 | 3504 | 0.5 | 0.4 | NA | NA | NA | NA | [62 empty] | t_ActAreaEFLH2013 | 43 | 99 | t_ActAreaCDF2013 | 56 | 112 | bar: 1 to 8; 10 to 17; 19 to 26; 28 to 35; 37 to 44; 46 to 53; 55 to 62
Grocery | Refrigerated (Walk-in Cooler) | 4380 | 3504 | 0.5 | 0.4 | NA | NA | NA | NA | 4380 | 3504 | 0.5 | 0.4 | NA | NA | NA | NA | 4380 | 3504 | 0.5 | 0.4 | NA | NA | NA | NA | 4380 | 3504 | 0.5 | 0.4 | NA | NA | NA | NA | 4380 | 3504 | 0.5 | 0.4 | NA | NA | NA | NA | 4380 | 3504 | 0.5 | 0.4 | NA | NA | NA | NA | 4380 | 3504 | 0.5 | 0.4 | NA | NA | NA | NA | [62 empty] | t_ActAreaEFLH2013 | 43 | 99 | t_ActAreaCDF2013 | 56 | 112 | bar: 1 to 8; 10 to 17; 19 to 26; 28 to 35; 37 to 44; 46 to 53; 55 to 62
Grocery | Building | 4842.966 | 3849.5743 | 0.67647 | 0.48668 | NA | NA | NA | NA | 4842.966 | 3849.5743 | 0.67647 | 0.48668 | NA | NA | NA | NA | 4860.0693 | 3862.0984 | 0.68323 | 0.49007 | NA | NA | NA | NA | 4854.2132 | 3857.5962 | 0.68228 | 0.48951 | NA | NA | NA | NA | 4855.0617 | 3858.2289 | 0.68261 | 0.48967 | NA | NA | NA | NA | 4868.709 | 3868.927 | 0.68371 | 0.49048 | NA | NA | NA | NA | 4847.0786 | 3852.38 | 0.6796 | 0.48814 | NA | NA | NA | NA | 0.99012 | 0.99186 | 0.98942 | 0.98949 | NA | NA | NA | NA |  | 0.99012 | 0.99186 | 0.98942 | 0.98949 | NA | NA | NA | NA |  | 0.98992 | 0.99167 | 0.98954 | 0.98958 | NA | NA | NA | NA |  | 0.98935 | 0.9912 | 0.98894 | 0.98899 | NA | NA | NA | NA |  | 0.98933 | 0.99119 | 0.98892 | 0.98897 | NA | NA | NA | NA |  | 0.99115 | 0.9927 | 0.99068 | 0.99072 | NA | NA | NA | NA |  | 0.98933 | 0.99119 | 0.98876 | 0.98882 | NA | NA | NA | NA | t_BldgEFLH2013 | 52 | 108 | t_BldgCDF2013 | 65 | 121
Warehouse - Refrigerated | Refrigerated (Frozen Storage) | 4617.2188 | 4758.8658 | 0.5401 | 0.5401 | NA | NA | NA | NA | 4617.2188 | 4758.8658 | 0.5401 | 0.5401 | NA | NA | NA | NA | 4617.2188 | 4758.8658 | 0.5401 | 0.5401 | NA | NA | NA | NA | 4617.2188 | 4758.8658 | 0.5401 | 0.5401 | NA | NA | NA | NA | 4617.2188 | 4758.8658 | 0.5401 | 0.5401 | NA | NA | NA | NA | 4617.2188 | 4758.8658 | 0.5401 | 0.5401 | NA | NA | NA | NA | 4617.2188 | 4758.8658 | 0.5401 | 0.5401 | NA | NA | NA | NA | 0.95833 | 0.98773 | 0.982 | 0.982 | NA | NA | NA | NA |  | 0.95833 | 0.98773 | 0.982 | 0.982 | NA | NA | NA | NA |  | 0.95833 | 0.98773 | 0.982 | 0.982 | NA | NA | NA | NA |  | 0.95833 | 0.98773 | 0.982 | 0.982 | NA | NA | NA | NA |  | 0.95833 | 0.98773 | 0.982 | 0.982 | NA | NA | NA | NA |  | 0.95833 | 0.98773 | 0.982 | 0.982 | NA | NA | NA | NA |  | 0.95833 | 0.98773 | 0.982 | 0.982 | NA | NA | NA | NA | t_ActAreaEFLH2013 | 43 | 99 | t_ActAreaCDF2013 | 56 | 112
Warehouse - Refrigerated | Refrigerated (Cooled Storage) | 4617.2188 | 4758.8658 | 0.5401 | 0.5401 | NA | NA | NA | NA | 4617.2188 | 4758.8658 | 0.5401 | 0.5401 | NA | NA | NA | NA | 4617.2188 | 4758.8658 | 0.5401 | 0.5401 | NA | NA | NA | NA | 4617.2188 | 4758.8658 | 0.5401 | 0.5401 | NA | NA | NA | NA | 4617.2188 | 4758.8658 | 0.5401 | 0.5401 | NA | NA | NA | NA | 4617.2188 | 4758.8658 | 0.5401 | 0.5401 | NA | NA | NA | NA | 4617.2188 | 4758.8658 | 0.5401 | 0.5401 | NA | NA | NA | NA | 0.95833 | 0.98773 | 0.982 | 0.982 | NA | NA | NA | NA |  | 0.95833 | 0.98773 | 0.982 | 0.982 | NA | NA | NA | NA |  | 0.95833 | 0.98773 | 0.982 | 0.982 | NA | NA | NA | NA |  | 0.95833 | 0.98773 | 0.982 | 0.982 | NA | NA | NA | NA |  | 0.95833 | 0.98773 | 0.982 | 0.982 | NA | NA | NA | NA |  | 0.95833 | 0.98773 | 0.982 | 0.982 | NA | NA | NA | NA |  | 0.95833 | 0.98773 | 0.982 | 0.982 | NA | NA | NA | NA | t_ActAreaEFLH2013 | 43 | 99 | t_ActAreaCDF2013 | 56 | 112
Warehouse - Refrigerated | Comm/Ind Work (Loading Dock) | 4483.3646 | 4719.443 | 0.5335 | 0.5335 | NA | NA | NA | NA | 4483.3646 | 4719.443 | 0.5335 | 0.5335 | NA | NA | NA | NA | 4483.3646 | 4719.443 | 0.5335 | 0.5335 | NA | NA | NA | NA | 4483.3646 | 4719.443 | 0.5335 | 0.5335 | NA | NA | NA | NA | 4483.3646 | 4719.443 | 0.5335 | 0.5335 | NA | NA | NA | NA | 4483.3646 | 4719.443 | 0.5335 | 0.5335 | NA | NA | NA | NA | 4483.3646 | 4719.443 | 0.5335 | 0.5335 | NA | NA | NA | NA | 0.93054 | 0.97954 | 0.97 | 0.97 | NA | NA | NA | NA |  | 0.93054 | 0.97954 | 0.97 | 0.97 | NA | NA | NA | NA |  | 0.93054 | 0.97954 | 0.97 | 0.97 | NA | NA | NA | NA |  | 0.93054 | 0.97954 | 0.97 | 0.97 | NA | NA | NA | NA |  | 0.93054 | 0.97954 | 0.97 | 0.97 | NA | NA | NA | NA |  | 0.93054 | 0.97954 | 0.97 | 0.97 | NA | NA | NA | NA |  | 0.93054 | 0.97954 | 0.97 | 0.97 | NA | NA | NA | NA | t_ActAreaEFLH2013 | 43 | 99 | t_ActAreaCDF2013 | 56 | 112
Warehouse - Refrigerated | Office (General) | 3170.9458 | 2524.5626 | 0.6475 | 0.4625 | NA | NA | NA | NA | 3170.9458 | 2524.5626 | 0.6475 | 0.4625 | NA | NA | NA | NA | 3170.9458 | 2524.5626 | 0.6475 | 0.4625 | NA | NA | NA | NA | 3170.9458 | 2524.5626 | 0.6475 | 0.4625 | NA | NA | NA | NA | 3170.9458 | 2524.5626 | 0.6475 | 0.4625 | NA | NA | NA | NA | 3170.9458 | 2524.5626 | 0.6475 | 0.4625 | NA | NA | NA | NA | 3170.9458 | 2524.5626 | 0.6475 | 0.4625 | NA | NA | NA | NA | 0.90026 | 0.9284 | 0.925 | 0.925 | NA | NA | NA | NA |  | 0.90026 | 0.9284 | 0.925 | 0.925 | NA | NA | NA | NA |  | 0.90026 | 0.9284 | 0.925 | 0.925 | NA | NA | NA | NA |  | 0.90026 | 0.9284 | 0.925 | 0.925 | NA | NA | NA | NA |  | 0.90026 | 0.9284 | 0.925 | 0.925 | NA | NA | NA | NA |  | 0.90026 | 0.9284 | 0.925 | 0.925 | NA | NA | NA | NA |  | 0.90026 | 0.9284 | 0.925 | 0.925 | NA | NA | NA | NA | t_ActAreaEFLH2013 | 43 | 99 | t_ActAreaCDF2013 | 56 | 112
Warehouse - Refrigerated | Building | 4555.2493 | 4686.3224 | 0.54241 | 0.53686 | NA | NA | NA | NA | 4555.2493 | 4686.3224 | 0.54241 | 0.53686 | NA | NA | NA | NA | 4542.4333 | 4664.0582 | 0.54361 | 0.53616 | NA | NA | NA | NA | 4542.4333 | 4664.0582 | 0.54361 | 0.53616 | NA | NA | NA | NA | 4542.4333 | 4664.0582 | 0.54361 | 0.53616 | NA | NA | NA | NA | 4553.1313 | 4680.7469 | 0.54279 | 0.53673 | NA | NA | NA | NA | 4561.0217 | 4690.3649 | 0.54246 | 0.53715 | NA | NA | NA | NA | 0.95316 | 0.98556 | 0.97819 | 0.97877 | NA | NA | NA | NA |  | 0.95316 | 0.98556 | 0.97819 | 0.97877 | NA | NA | NA | NA |  | 0.95312 | 0.98532 | 0.97764 | 0.97842 | NA | NA | NA | NA |  | 0.95312 | 0.98532 | 0.97764 | 0.97842 | NA | NA | NA | NA |  | 0.95312 | 0.98532 | 0.97764 | 0.97842 | NA | NA | NA | NA |  | 0.95343 | 0.98558 | 0.97816 | 0.9788 | NA | NA | NA | NA |  | 0.95403 | 0.98585 | 0.97863 | 0.97919 | NA | NA | NA | NA | t_BldgEFLH2013 | 52 | 108 | t_BldgCDF2013 | 65 | 121
Note: Refer to the table "School Demand Period Session" on the next tab to determine the proper "Session" type to use for education buildings by Climate Zone.
Note on F7: Fraction of this Lighting Fixture Type "on" during the demand period (weekday, 2-5p DST); Schools are assumed to be on "in-session" during this period.
Note on H7: Fraction of this Lighting Fixture Type "on" during the demand period (weekday, 2-5p DST); Schools are assumed to be on a reduced "summer session" during this period.
Note on J7: Fraction of this Lighting Fixture Type "on" during the demand period (weekday, 2-5p DST); Schools are assumed to be on "break" during this period.
Note on O7: Fraction of this Lighting Fixture Type "on" during the demand period (weekday, 2-5p DST); Schools are assumed to be on "in-session" during this period.
Note on Q7: Fraction of this Lighting Fixture Type "on" during the demand period (weekday, 2-5p DST); Schools are assumed to be on a reduced "summer session" during this period.
Note on S7: Fraction of this Lighting Fixture Type "on" during the demand period (weekday, 2-5p DST); Schools are assumed to be on "break" during this period.
Note on X7: Fraction of this Lighting Fixture Type "on" during the demand period (weekday, 2-5p DST); Schools are assumed to be on "in-session" during this period.
Note on Z7: Fraction of this Lighting Fixture Type "on" during the demand period (weekday, 2-5p DST); Schools are assumed to be on a reduced "summer session" during this period.
Note on AB7: Fraction of this Lighting Fixture Type "on" during the demand period (weekday, 2-5p DST); Schools are assumed to be on "break" during this period.
Note on AG7: Fraction of this Lighting Fixture Type "on" during the demand period (weekday, 2-5p DST); Schools are assumed to be on "in-session" during this period.
Note on AI7: Fraction of this Lighting Fixture Type "on" during the demand period (weekday, 2-5p DST); Schools are assumed to be on a reduced "summer session" during this period.
Note on AK7: Fraction of this Lighting Fixture Type "on" during the demand period (weekday, 2-5p DST); Schools are assumed to be on "break" during this period.
Note on AP7: Fraction of this Lighting Fixture Type "on" during the demand period (weekday, 2-5p DST); Schools are assumed to be on "in-session" during this period.
Note on AR7: Fraction of this Lighting Fixture Type "on" during the demand period (weekday, 2-5p DST); Schools are assumed to be on a reduced "summer session" during this period.
Note on AT7: Fraction of this Lighting Fixture Type "on" during the demand period (weekday, 2-5p DST); Schools are assumed to be on "break" during this period.
Note on AY7: Fraction of this Lighting Fixture Type "on" during the demand period (weekday, 2-5p DST); Schools are assumed to be on "in-session" during this period.
Note on BA7: Fraction of this Lighting Fixture Type "on" during the demand period (weekday, 2-5p DST); Schools are assumed to be on a reduced "summer session" during this period.
Note on BC7: Fraction of this Lighting Fixture Type "on" during the demand period (weekday, 2-5p DST); Schools are assumed to be on "break" during this period.
Note on BH7: Fraction of this Lighting Fixture Type "on" during the demand period (weekday, 2-5p DST); Schools are assumed to be on "in-session" during this period.
Note on BJ7: Fraction of this Lighting Fixture Type "on" during the demand period (weekday, 2-5p DST); Schools are assumed to be on a reduced "summer session" during this period.
Note on BL7: Fraction of this Lighting Fixture Type "on" during the demand period (weekday, 2-5p DST); Schools are assumed to be on "break" during this period.
Note on BQ7: Fraction of this Lighting Fixture Type "on" during the demand period (weekday, 2-5p DST); Schools are assumed to be on "in-session" during this period.
Note on BS7: Fraction of this Lighting Fixture Type "on" during the demand period (weekday, 2-5p DST); Schools are assumed to be on a reduced "summer session" during this period.
Note on BU7: Fraction of this Lighting Fixture Type "on" during the demand period (weekday, 2-5p DST); Schools are assumed to be on "break" during this period.
Note on BZ7: Fraction of this Lighting Fixture Type "on" during the demand period (weekday, 2-5p DST); Schools are assumed to be on "in-session" during this period.
Note on CB7: Fraction of this Lighting Fixture Type "on" during the demand period (weekday, 2-5p DST); Schools are assumed to be on a reduced "summer session" during this period.
Note on CD7: Fraction of this Lighting Fixture Type "on" during the demand period (weekday, 2-5p DST); Schools are assumed to be on "break" during this period.
Note on CI7: Fraction of this Lighting Fixture Type "on" during the demand period (weekday, 2-5p DST); Schools are assumed to be on "in-session" during this period.
Note on CK7: Fraction of this Lighting Fixture Type "on" during the demand period (weekday, 2-5p DST); Schools are assumed to be on a reduced "summer session" during this period.
Note on CM7: Fraction of this Lighting Fixture Type "on" during the demand period (weekday, 2-5p DST); Schools are assumed to be on "break" during this period.
Note on CR7: Fraction of this Lighting Fixture Type "on" during the demand period (weekday, 2-5p DST); Schools are assumed to be on "in-session" during this period.
Note on CT7: Fraction of this Lighting Fixture Type "on" during the demand period (weekday, 2-5p DST); Schools are assumed to be on a reduced "summer session" during this period.
Note on CV7: Fraction of this Lighting Fixture Type "on" during the demand period (weekday, 2-5p DST); Schools are assumed to be on "break" during this period.
Note on DA7: Fraction of this Lighting Fixture Type "on" during the demand period (weekday, 2-5p DST); Schools are assumed to be on "in-session" during this period.
Note on DC7: Fraction of this Lighting Fixture Type "on" during the demand period (weekday, 2-5p DST); Schools are assumed to be on a reduced "summer session" during this period.
Note on DE7: Fraction of this Lighting Fixture Type "on" during the demand period (weekday, 2-5p DST); Schools are assumed to be on "break" during this period.
Note on DJ7: Fraction of this Lighting Fixture Type "on" during the demand period (weekday, 2-5p DST); Schools are assumed to be on "in-session" during this period.
Note on DL7: Fraction of this Lighting Fixture Type "on" during the demand period (weekday, 2-5p DST); Schools are assumed to be on a reduced "summer session" during this period.
Note on DN7: Fraction of this Lighting Fixture Type "on" during the demand period (weekday, 2-5p DST); Schools are assumed to be on "break" during this period.
Note on DS7: Fraction of this Lighting Fixture Type "on" during the demand period (weekday, 2-5p DST); Schools are assumed to be on "in-session" during this period.
Note on DU7: Fraction of this Lighting Fixture Type "on" during the demand period (weekday, 2-5p DST); Schools are assumed to be on a reduced "summer session" during this period.
Note on DW7: Fraction of this Lighting Fixture Type "on" during the demand period (weekday, 2-5p DST); Schools are assumed to be on "break" during this period.

## 2013 DEER OccSens EFLH+CDF
DEER 2008 Lighting EFLH and Demand Coincidence Factor | [57 empty] | 1 | 2 | 3 | 4 | 5 | 6 | 7 | 8 | 9 | 10 | 11 | 12 | 13 | 14 | 15 | 16 | 17 | 18 | 19 | 20 | 21 | 22 | 23 | 24 | 25 | 26 | 27 | 28 | 29 | 30 | 31 | 32 | 33 | 34 | 35 | 36 | 37 | 38 | 39 | 40 | 41 | 42 | 43 | 44 | 45 | 46 | 47 | 48 | 49 | 50 | 51 | 52 | 53 | 54 | 55 | 56 | 57 | 58 | 59 | 60 | 61 | 62
by Building Type and Building Type Activity Area | [57 empty] | 1: Reductions over current DEER values = > = > = > = > = > = > = > = > = > = > = > = > = >
|  | < 1978 | [7 empty] | 1979 - 1992 | [7 empty] | 1993 - 2001 | [7 empty] | 2002 - 2005 | [7 empty] | 2006 - 2009 | [7 empty] | 2010 - 2013 | [7 empty] | >2013 | [7 empty] | 1: < 1978; 10: 1979 - 1992; 19: 1993 - 2001; 28: 2002 - 2005; 37: 2006 - 2009; 46: 2010 - 2013; 55: >2013
|  | 0 | 0 | 0 | 0 | 0 | 0 | 0 | 0 | 1 | 1 | 1 | 1 | 1 | 1 | 1 | 1 | 2 | 2 | 2 | 2 | 2 | 2 | 2 | 2 | 3 | 3 | 3 | 3 | 3 | 3 | 3 | 3 | 4 | 4 | 4 | 4 | 4 | 4 | 4 | 4 | 5 | 5 | 5 | 5 | 5 | 5 | 5 | 5 | 6 | 6 | 6 | 6 | 6 | 6 | 6 | 6 | 0 | 0 | 0 | 0 | 0 | 0 | 0 | 0 |  | 1 | 1 | 1 | 1 | 1 | 1 | 1 | 1 |  | 2 | 2 | 2 | 2 | 2 | 2 | 2 | 2 |  | 3 | 3 | 3 | 3 | 3 | 3 | 3 | 3 |  | 4 | 4 | 4 | 4 | 4 | 4 | 4 | 4 |  | 5 | 5 | 5 | 5 | 5 | 5 | 5 | 5 |  | 6 | 6 | 6 | 6 | 6 | 6 | 6 | 6
[6 empty] | (summer) | (summer) | (break) | (break) |  |  |  |  | (summer) | (summer) | (break) | (break) |  |  |  |  | (summer) | (summer) | (break) | (break) |  |  |  |  | (summer) | (summer) | (break) | (break) |  |  |  |  | (summer) | (summer) | (break) | (break) |  |  |  |  | (summer) | (summer) | (break) | (break) |  |  |  |  | (summer) | (summer) | (break) | (break) | 5: (summer); 6: (summer); 7: (break); 8: (break); 14: (summer); 15: (summer); 16: (break); 17: (break); 23: (summer); 24: (summer); 25: (break); 26: (break); 32: (summer); 33: (summer); 34: (break); 35: (break); 41: (summer); 42: (summer); 43: (break); 44: (break); 50: (summer); 51: (summer); 52: (break); 53: (break); 59: (summer); 60: (summer); 61: (break); 62: (break)
|  | Equivalent Full Load Hours |  | Demand Factor (In-Session) |  | Demand Factor (Summer Session) |  | Demand Factor (On-Break) |  | Equivalent Full Load Hours |  | Demand Factor (In-Session) |  | Demand Factor (Summer Session) |  | Demand Factor (On-Break) |  | Equivalent Full Load Hours |  | Demand Factor (In-Session) |  | Demand Factor (Summer Session) |  | Demand Factor (On-Break) |  | Equivalent Full Load Hours |  | Demand Factor (In-Session) |  | Demand Factor (Summer Session) |  | Demand Factor (On-Break) |  | Equivalent Full Load Hours |  | Demand Factor (In-Session) |  | Demand Factor (Summer Session) |  | Demand Factor (On-Break) |  | Equivalent Full Load Hours |  | Demand Factor (In-Session) |  | Demand Factor (Summer Session) |  | Demand Factor (On-Break) |  | Equivalent Full Load Hours |  | Demand Factor (In-Session) |  | Demand Factor (Summer Session) |  | Demand Factor (On-Break) |  | 1: Equivalent Full Load Hours; 3: Demand Factor (In-Session); 5: Demand Factor (Summer Session); 7: Demand Factor (On-Break); 10: Equivalent Full Load Hours; 12: Demand Factor (In-Session); 14: Demand Factor (Summer Session); 16: Demand Factor (On-Break); 19: Equivalent Full Load Hours; 21: Demand Factor (In-Session); 23: Demand Factor (Summer Session); 25: Demand Factor (On-Break); 28: Equivalent Full Load Hours; 30: Demand Factor (In-Session); 32: Demand Factor (Summer Session); 34: Demand Factor (On-Break); 37: Equivalent Full Load Hours; 39: Demand Factor (In-Session); 41: Demand Factor (Summer Session); 43: Demand Factor (On-Break); 46: Equivalent Full Load Hours; 48: Demand Factor (In-Session); 50: Demand Factor (Summer Session); 52: Demand Factor (On-Break); 55: Equivalent Full Load Hours; 57: Demand Factor (In-Session); 59: Demand Factor (Summer Session); 61: Demand Factor (On-Break)
Building Type | Space Use (Activity Area) | Non-CFL Fixtures | CFL Fixtures | Non-CFL Fixtures | CFL Fixtures | Non-CFL Fixtures | CFL Fixtures | Non-CFL Fixtures | CFL Fixtures | Non-CFL Fixtures | CFL Fixtures | Non-CFL Fixtures | CFL Fixtures | Non-CFL Fixtures | CFL Fixtures | Non-CFL Fixtures | CFL Fixtures | Non-CFL Fixtures | CFL Fixtures | Non-CFL Fixtures | CFL Fixtures | Non-CFL Fixtures | CFL Fixtures | Non-CFL Fixtures | CFL Fixtures | Non-CFL Fixtures | CFL Fixtures | Non-CFL Fixtures | CFL Fixtures | Non-CFL Fixtures | CFL Fixtures | Non-CFL Fixtures | CFL Fixtures | Non-CFL Fixtures | CFL Fixtures | Non-CFL Fixtures | CFL Fixtures | Non-CFL Fixtures | CFL Fixtures | Non-CFL Fixtures | CFL Fixtures | Non-CFL Fixtures | CFL Fixtures | Non-CFL Fixtures | CFL Fixtures | Non-CFL Fixtures | CFL Fixtures | Non-CFL Fixtures | CFL Fixtures | Non-CFL Fixtures | CFL Fixtures | Non-CFL Fixtures | CFL Fixtures | Non-CFL Fixtures | CFL Fixtures | Non-CFL Fixtures | CFL Fixtures | Non-CFL Fixtures | CFL Fixtures | Non-CFL Fixtures | CFL Fixtures | Non-CFL Fixtures | CFL Fixtures | Non-CFL Fixtures | CFL Fixtures |  | Non-CFL Fixtures | CFL Fixtures | Non-CFL Fixtures | CFL Fixtures | Non-CFL Fixtures | CFL Fixtures | Non-CFL Fixtures | CFL Fixtures |  | Non-CFL Fixtures | CFL Fixtures | Non-CFL Fixtures | CFL Fixtures | Non-CFL Fixtures | CFL Fixtures | Non-CFL Fixtures | CFL Fixtures |  | Non-CFL Fixtures | CFL Fixtures | Non-CFL Fixtures | CFL Fixtures | Non-CFL Fixtures | CFL Fixtures | Non-CFL Fixtures | CFL Fixtures |  | Non-CFL Fixtures | CFL Fixtures | Non-CFL Fixtures | CFL Fixtures | Non-CFL Fixtures | CFL Fixtures | Non-CFL Fixtures | CFL Fixtures |  | Non-CFL Fixtures | CFL Fixtures | Non-CFL Fixtures | CFL Fixtures | Non-CFL Fixtures | CFL Fixtures | Non-CFL Fixtures | CFL Fixtures |  | Non-CFL Fixtures | CFL Fixtures | Non-CFL Fixtures | CFL Fixtures | Non-CFL Fixtures | CFL Fixtures | Non-CFL Fixtures | CFL Fixtures
Assembly | Auditorium | 2112.214 | 2053.7792 | 0.4 | 0.32 | NA | NA | NA | NA | 2112.214 | 2053.7792 | 0.4 | 0.32 | NA | NA | NA | NA | 2112.214 | 2053.7792 | 0.4 | 0.32 | NA | NA | NA | NA | 2112.214 | 2053.7792 | 0.4 | 0.32 | NA | NA | NA | NA | 2112.214 | 2053.7792 | 0.4 | 0.32 | NA | NA | NA | NA | 2112.214 | 2053.7792 | 0.4 | 0.32 | NA | NA | NA | NA | 2112.214 | 2053.7792 | 0.4 | 0.32 | NA | NA | NA | NA | 0.8689 | 0.89637 | 0.8 | 0.8 | NA | NA | NA | NA |  | 0.8689 | 0.89637 | 0.8 | 0.8 | NA | NA | NA | NA |  | 0.8689 | 0.89637 | 0.8 | 0.8 | NA | NA | NA | NA |  | 0.8689 | 0.89637 | 0.8 | 0.8 | NA | NA | NA | NA |  | 0.8689 | 0.89637 | 0.8 | 0.8 | NA | NA | NA | NA |  | 0.8689 | 0.89637 | 0.8 | 0.8 | NA | NA | NA | NA |  | 0.8689 | 0.89637 | 0.8 | 0.8 | NA | NA | NA | NA | t_ActAreaEFLH2013OccSens | 43 | 99 | t_ActAreaCDF2013OccSens | 56 | 112
Assembly | Office (General) | 2568.22 | 1968.5424 | 0.52889 | 0.36711 | NA | NA | NA | NA | 2568.22 | 1968.5424 | 0.52889 | 0.36711 | NA | NA | NA | NA | 2568.22 | 1968.5424 | 0.52889 | 0.36711 | NA | NA | NA | NA | 2568.22 | 1968.5424 | 0.52889 | 0.36711 | NA | NA | NA | NA | 2568.22 | 1968.5424 | 0.52889 | 0.36711 | NA | NA | NA | NA | 2568.22 | 1968.5424 | 0.52889 | 0.36711 | NA | NA | NA | NA | 2568.22 | 1968.5424 | 0.52889 | 0.36711 | NA | NA | NA | NA | 0.80928 | 0.84197 | 0.84 | 0.84 | NA | NA | NA | NA |  | 0.80928 | 0.84197 | 0.84 | 0.84 | NA | NA | NA | NA |  | 0.80928 | 0.84197 | 0.84 | 0.84 | NA | NA | NA | NA |  | 0.80928 | 0.84197 | 0.84 | 0.84 | NA | NA | NA | NA |  | 0.80928 | 0.84197 | 0.84 | 0.84 | NA | NA | NA | NA |  | 0.80928 | 0.84197 | 0.84 | 0.84 | NA | NA | NA | NA |  | 0.80928 | 0.84197 | 0.84 | 0.84 | NA | NA | NA | NA | t_ActAreaEFLH2013OccSens | 43 | 99 | t_ActAreaCDF2013OccSens | 56 | 112
Assembly | Building | 2207.7551 | 2035.9206 | 0.427 | 0.32987 | NA | NA | NA | NA | 2207.7551 | 2035.9206 | 0.427 | 0.32987 | NA | NA | NA | NA | 2207.7551 | 2035.9206 | 0.427 | 0.32987 | NA | NA | NA | NA | 2225.6963 | 2032.567 | 0.43208 | 0.33172 | NA | NA | NA | NA | 2225.6963 | 2032.567 | 0.43208 | 0.33172 | NA | NA | NA | NA | 2208.4798 | 2035.7851 | 0.42721 | 0.32995 | NA | NA | NA | NA | 2208.4798 | 2035.7851 | 0.42721 | 0.32995 | NA | NA | NA | NA | 0.85357 | 0.88479 | 0.81001 | 0.80898 | NA | NA | NA | NA |  | 0.85357 | 0.88479 | 0.81001 | 0.80898 | NA | NA | NA | NA |  | 0.85357 | 0.88479 | 0.81001 | 0.80898 | NA | NA | NA | NA |  | 0.8509 | 0.88262 | 0.81178 | 0.81063 | NA | NA | NA | NA |  | 0.8509 | 0.88262 | 0.81178 | 0.81063 | NA | NA | NA | NA |  | 0.85347 | 0.8847 | 0.81008 | 0.80905 | NA | NA | NA | NA |  | 0.85347 | 0.8847 | 0.81008 | 0.80905 | NA | NA | NA | NA | t_BldgEFLH2013OccSens | 52 | 108 | t_BldgCDF2013OccSens | 65 | 121
Education - Primary School | Classroom/Lecture | 2131.7954 | 2327.8369 | 0.56 | 0.56379 | NA | NA | 0.02 | 0.02 | 2131.7954 | 2327.8369 | 0.56 | 0.56379 | NA | NA | 0.02 | 0.02 | 2131.7954 | 2327.8369 | 0.56 | 0.56379 | NA | NA | 0.02 | 0.02 | 2131.7954 | 2327.8369 | 0.56 | 0.56379 | NA | NA | 0.02 | 0.02 | 2131.7954 | 2327.8369 | 0.56 | 0.56379 | NA | NA | 0.02 | 0.02 | 2131.7954 | 2327.8369 | 0.56 | 0.56379 | NA | NA | 0.02 | 0.02 | 2131.7954 | 2327.8369 | 0.56 | 0.56379 | NA | NA | 0.02 | 0.02 | 0.87511 | 0.92026 | 0.8 | 0.8 | NA | NA | 1 | 1 |  | 0.87511 | 0.92026 | 0.8 | 0.8 | NA | NA | 1 | 1 |  | 0.87511 | 0.92026 | 0.8 | 0.8 | NA | NA | 1 | 1 |  | 0.87511 | 0.92026 | 0.8 | 0.8 | NA | NA | 1 | 1 |  | 0.87511 | 0.92026 | 0.8 | 0.8 | NA | NA | 1 | 1 |  | 0.87511 | 0.92026 | 0.8 | 0.8 | NA | NA | 1 | 1 |  | 0.87511 | 0.92026 | 0.8 | 0.8 | NA | NA | 1 | 1 | t_ActAreaEFLH2013OccSens | 43 | 99 | t_ActAreaCDF2013OccSens | 56 | 112
Education - Primary School | Exercising Centers and Gymnasium | 1744.3885 | 2081.8481 | 0.586 | 0.653 | NA | NA | 0.02 | 0.02 | 1744.3885 | 2081.8481 | 0.586 | 0.653 | NA | NA | 0.02 | 0.02 | 1744.3885 | 2081.8481 | 0.586 | 0.653 | NA | NA | 0.02 | 0.02 | 1744.3885 | 2081.8481 | 0.586 | 0.653 | NA | NA | 0.02 | 0.02 | 1744.3885 | 2081.8481 | 0.586 | 0.653 | NA | NA | 0.02 | 0.02 | 1744.3885 | 2081.8481 | 0.586 | 0.653 | NA | NA | 0.02 | 0.02 | 1744.3885 | 2081.8481 | 0.586 | 0.653 | NA | NA | 0.02 | 0.02 | 0.85553 | 0.9046 | 0.84 | 0.84 | NA | NA | 1 | 1 |  | 0.85553 | 0.9046 | 0.84 | 0.84 | NA | NA | 1 | 1 |  | 0.85553 | 0.9046 | 0.84 | 0.84 | NA | NA | 1 | 1 |  | 0.85553 | 0.9046 | 0.84 | 0.84 | NA | NA | 1 | 1 |  | 0.85553 | 0.9046 | 0.84 | 0.84 | NA | NA | 1 | 1 |  | 0.85553 | 0.9046 | 0.84 | 0.84 | NA | NA | 1 | 1 |  | 0.85553 | 0.9046 | 0.84 | 0.84 | NA | NA | 1 | 1 | t_ActAreaEFLH2013OccSens | 43 | 99 | t_ActAreaCDF2013OccSens | 56 | 112
Education - Primary School | Dining Area | 1146.651 | 1257.0981 | 0.308 | 0.3164 | NA | NA | 0.02 | 0.02 | 1146.651 | 1257.0981 | 0.308 | 0.3164 | NA | NA | 0.02 | 0.02 | 1146.651 | 1257.0981 | 0.308 | 0.3164 | NA | NA | 0.02 | 0.02 | 1146.651 | 1257.0981 | 0.308 | 0.3164 | NA | NA | 0.02 | 0.02 | 1146.651 | 1257.0981 | 0.308 | 0.3164 | NA | NA | 0.02 | 0.02 | 1146.651 | 1257.0981 | 0.308 | 0.3164 | NA | NA | 0.02 | 0.02 | 1146.651 | 1257.0981 | 0.308 | 0.3164 | NA | NA | 0.02 | 0.02 | 0.85594 | 0.89536 | 0.84 | 0.84 | NA | NA | 1 | 1 |  | 0.85594 | 0.89536 | 0.84 | 0.84 | NA | NA | 1 | 1 |  | 0.85594 | 0.89536 | 0.84 | 0.84 | NA | NA | 1 | 1 |  | 0.85594 | 0.89536 | 0.84 | 0.84 | NA | NA | 1 | 1 |  | 0.85594 | 0.89536 | 0.84 | 0.84 | NA | NA | 1 | 1 |  | 0.85594 | 0.89536 | 0.84 | 0.84 | NA | NA | 1 | 1 |  | 0.85594 | 0.89536 | 0.84 | 0.84 | NA | NA | 1 | 1 | t_ActAreaEFLH2013OccSens | 43 | 99 | t_ActAreaCDF2013OccSens | 56 | 112
Education - Primary School | Kitchen and Food Preparation | 1435.1449 | 1538.7473 | 0.308 | 0.3164 | NA | NA | 0.02 | 0.02 | 1435.1449 | 1538.7473 | 0.308 | 0.3164 | NA | NA | 0.02 | 0.02 | 1435.1449 | 1538.7473 | 0.308 | 0.3164 | NA | NA | 0.02 | 0.02 | 1435.1449 | 1538.7473 | 0.308 | 0.3164 | NA | NA | 0.02 | 0.02 | 1435.1449 | 1538.7473 | 0.308 | 0.3164 | NA | NA | 0.02 | 0.02 | 1435.1449 | 1538.7473 | 0.308 | 0.3164 | NA | NA | 0.02 | 0.02 | 1435.1449 | 1538.7473 | 0.308 | 0.3164 | NA | NA | 0.02 | 0.02 | 0.86411 | 0.89461 | 0.84 | 0.84 | NA | NA | 1 | 1 |  | 0.86411 | 0.89461 | 0.84 | 0.84 | NA | NA | 1 | 1 |  | 0.86411 | 0.89461 | 0.84 | 0.84 | NA | NA | 1 | 1 |  | 0.86411 | 0.89461 | 0.84 | 0.84 | NA | NA | 1 | 1 |  | 0.86411 | 0.89461 | 0.84 | 0.84 | NA | NA | 1 | 1 |  | 0.86411 | 0.89461 | 0.84 | 0.84 | NA | NA | 1 | 1 |  | 0.86411 | 0.89461 | 0.84 | 0.84 | NA | NA | 1 | 1 | t_ActAreaEFLH2013OccSens | 43 | 99 | t_ActAreaCDF2013OccSens | 56 | 112
Education - Primary School | Building | 1873.7295 | 2052.9515 | 0.4914 | 0.49998 | NA | NA | 0.02 | 0.02 | 1873.7295 | 2052.9515 | 0.4914 | 0.49998 | NA | NA | 0.02 | 0.02 | 1889.8074 | 2068.9241 | 0.49424 | 0.50227 | NA | NA | 0.02 | 0.02 | 1839.6783 | 2015.2889 | 0.48061 | 0.48952 | NA | NA | 0.02 | 0.02 | 1843.5404 | 2019.8385 | 0.48226 | 0.49118 | NA | NA | 0.02 | 0.02 | 1843.5404 | 2019.8385 | 0.48226 | 0.49118 | NA | NA | 0.02 | 0.02 | 1843.5404 | 2019.8385 | 0.48226 | 0.49118 | NA | NA | 0.02 | 0.02 | 0.8712 | 0.91451 | 0.80927 | 0.80958 | NA | NA | 1 | 1 |  | 0.8712 | 0.91451 | 0.80927 | 0.80958 | NA | NA | 1 | 1 |  | 0.87154 | 0.91485 | 0.80856 | 0.80884 | NA | NA | 1 | 1 |  | 0.87068 | 0.91356 | 0.81065 | 0.81098 | NA | NA | 1 | 1 |  | 0.87073 | 0.9137 | 0.81048 | 0.8108 | NA | NA | 1 | 1 |  | 0.87073 | 0.9137 | 0.81048 | 0.8108 | NA | NA | 1 | 1 |  | 0.87073 | 0.9137 | 0.81048 | 0.8108 | NA | NA | 1 | 1 | t_BldgEFLH2013OccSens | 52 | 108 | t_BldgCDF2013OccSens | 65 | 121
Education - Secondary School | Classroom/Lecture | 2152.3063 | 2283.2092 | 0.56 | 0.56379 | NA | NA | 0.02 | 0.02 | 2152.3063 | 2283.2092 | 0.56 | 0.56379 | NA | NA | 0.02 | 0.02 | 2152.3063 | 2283.2092 | 0.56 | 0.56379 | NA | NA | 0.02 | 0.02 | 2152.3063 | 2283.2092 | 0.56 | 0.56379 | NA | NA | 0.02 | 0.02 | 2152.3063 | 2283.2092 | 0.56 | 0.56379 | NA | NA | 0.02 | 0.02 | 2152.3063 | 2283.2092 | 0.56 | 0.56379 | NA | NA | 0.02 | 0.02 | 2152.3063 | 2283.2092 | 0.56 | 0.56379 | NA | NA | 0.02 | 0.02 | 0.88353 | 0.9203 | 0.8 | 0.8 | NA | NA | 1 | 1 |  | 0.88353 | 0.9203 | 0.8 | 0.8 | NA | NA | 1 | 1 |  | 0.88353 | 0.9203 | 0.8 | 0.8 | NA | NA | 1 | 1 |  | 0.88353 | 0.9203 | 0.8 | 0.8 | NA | NA | 1 | 1 |  | 0.88353 | 0.9203 | 0.8 | 0.8 | NA | NA | 1 | 1 |  | 0.88353 | 0.9203 | 0.8 | 0.8 | NA | NA | 1 | 1 |  | 0.88353 | 0.9203 | 0.8 | 0.8 | NA | NA | 1 | 1 | t_ActAreaEFLH2013OccSens | 43 | 99 | t_ActAreaCDF2013OccSens | 56 | 112
Education - Secondary School | Office (General) | 1957.283 | 2036.8828 | 0.84 | 0.84 | NA | NA | 0.02 | 0.02 | 1957.283 | 2036.8828 | 0.84 | 0.84 | NA | NA | 0.02 | 0.02 | 1957.283 | 2036.8828 | 0.84 | 0.84 | NA | NA | 0.02 | 0.02 | 1957.283 | 2036.8828 | 0.84 | 0.84 | NA | NA | 0.02 | 0.02 | 1957.283 | 2036.8828 | 0.84 | 0.84 | NA | NA | 0.02 | 0.02 | 1957.283 | 2036.8828 | 0.84 | 0.84 | NA | NA | 0.02 | 0.02 | 1957.283 | 2036.8828 | 0.84 | 0.84 | NA | NA | 0.02 | 0.02 | 0.86728 | 0.89411 | 0.84 | 0.84 | NA | NA | 1 | 1 |  | 0.86728 | 0.89411 | 0.84 | 0.84 | NA | NA | 1 | 1 |  | 0.86728 | 0.89411 | 0.84 | 0.84 | NA | NA | 1 | 1 |  | 0.86728 | 0.89411 | 0.84 | 0.84 | NA | NA | 1 | 1 |  | 0.86728 | 0.89411 | 0.84 | 0.84 | NA | NA | 1 | 1 |  | 0.86728 | 0.89411 | 0.84 | 0.84 | NA | NA | 1 | 1 |  | 0.86728 | 0.89411 | 0.84 | 0.84 | NA | NA | 1 | 1 | t_ActAreaEFLH2013OccSens | 43 | 99 | t_ActAreaCDF2013OccSens | 56 | 112
Education - Secondary School | Exercising Centers and Gymnasium | 2006.4103 | 2148.5244 | 0.69037 | 0.69274 | NA | NA | 0.02 | 0.02 | 2006.4103 | 2148.5244 | 0.69037 | 0.69274 | NA | NA | 0.02 | 0.02 | 2006.4103 | 2148.5244 | 0.69037 | 0.69274 | NA | NA | 0.02 | 0.02 | 2006.4103 | 2148.5244 | 0.69037 | 0.69274 | NA | NA | 0.02 | 0.02 | 2006.4103 | 2148.5244 | 0.69037 | 0.69274 | NA | NA | 0.02 | 0.02 | 2006.4103 | 2148.5244 | 0.69037 | 0.69274 | NA | NA | 0.02 | 0.02 | 2006.4103 | 2148.5244 | 0.69037 | 0.69274 | NA | NA | 0.02 | 0.02 | 0.85196 | 0.89424 | 0.84 | 0.84 | NA | NA | 1 | 1 |  | 0.85196 | 0.89424 | 0.84 | 0.84 | NA | NA | 1 | 1 |  | 0.85196 | 0.89424 | 0.84 | 0.84 | NA | NA | 1 | 1 |  | 0.85196 | 0.89424 | 0.84 | 0.84 | NA | NA | 1 | 1 |  | 0.85196 | 0.89424 | 0.84 | 0.84 | NA | NA | 1 | 1 |  | 0.85196 | 0.89424 | 0.84 | 0.84 | NA | NA | 1 | 1 |  | 0.85196 | 0.89424 | 0.84 | 0.84 | NA | NA | 1 | 1 | t_ActAreaEFLH2013OccSens | 43 | 99 | t_ActAreaCDF2013OccSens | 56 | 112
Education - Secondary School | Computer Room (Instructional/PC Lab) | 1873.3206 | 2223.2724 | 0.47789 | 0.53642 | NA | NA | 0.02 | 0.02 | 1873.3206 | 2223.2724 | 0.47789 | 0.53642 | NA | NA | 0.02 | 0.02 | 1873.3206 | 2223.2724 | 0.47789 | 0.53642 | NA | NA | 0.02 | 0.02 | 1873.3206 | 2223.2724 | 0.47789 | 0.53642 | NA | NA | 0.02 | 0.02 | 1873.3206 | 2223.2724 | 0.47789 | 0.53642 | NA | NA | 0.02 | 0.02 | 1873.3206 | 2223.2724 | 0.47789 | 0.53642 | NA | NA | 0.02 | 0.02 | 1873.3206 | 2223.2724 | 0.47789 | 0.53642 | NA | NA | 0.02 | 0.02 | 0.8806 | 0.92859 | 0.8 | 0.8 | NA | NA | 1 | 1 |  | 0.8806 | 0.92859 | 0.8 | 0.8 | NA | NA | 1 | 1 |  | 0.8806 | 0.92859 | 0.8 | 0.8 | NA | NA | 1 | 1 |  | 0.8806 | 0.92859 | 0.8 | 0.8 | NA | NA | 1 | 1 |  | 0.8806 | 0.92859 | 0.8 | 0.8 | NA | NA | 1 | 1 |  | 0.8806 | 0.92859 | 0.8 | 0.8 | NA | NA | 1 | 1 |  | 0.8806 | 0.92859 | 0.8 | 0.8 | NA | NA | 1 | 1 | t_ActAreaEFLH2013OccSens | 43 | 99 | t_ActAreaCDF2013OccSens | 56 | 112
Education - Secondary School | Dining Area | 2008.4022 | 2112.5536 | 0.84 | 0.84 | NA | NA | 0.02 | 0.02 | 2008.4022 | 2112.5536 | 0.84 | 0.84 | NA | NA | 0.02 | 0.02 | 2008.4022 | 2112.5536 | 0.84 | 0.84 | NA | NA | 0.02 | 0.02 | 2008.4022 | 2112.5536 | 0.84 | 0.84 | NA | NA | 0.02 | 0.02 | 2008.4022 | 2112.5536 | 0.84 | 0.84 | NA | NA | 0.02 | 0.02 | 2008.4022 | 2112.5536 | 0.84 | 0.84 | NA | NA | 0.02 | 0.02 | 2008.4022 | 2112.5536 | 0.84 | 0.84 | NA | NA | 0.02 | 0.02 | 0.85412 | 0.89421 | 0.84 | 0.84 | NA | NA | 1 | 1 |  | 0.85412 | 0.89421 | 0.84 | 0.84 | NA | NA | 1 | 1 |  | 0.85412 | 0.89421 | 0.84 | 0.84 | NA | NA | 1 | 1 |  | 0.85412 | 0.89421 | 0.84 | 0.84 | NA | NA | 1 | 1 |  | 0.85412 | 0.89421 | 0.84 | 0.84 | NA | NA | 1 | 1 |  | 0.85412 | 0.89421 | 0.84 | 0.84 | NA | NA | 1 | 1 |  | 0.85412 | 0.89421 | 0.84 | 0.84 | NA | NA | 1 | 1 | t_ActAreaEFLH2013OccSens | 43 | 99 | t_ActAreaCDF2013OccSens | 56 | 112
Education - Secondary School | Kitchen and Food Preparation | 970.9364 | 1081.5874 | 0.042 | 0.0546 | NA | NA | 0.02 | 0.02 | 970.9364 | 1081.5874 | 0.042 | 0.0546 | NA | NA | 0.02 | 0.02 | 970.9364 | 1081.5874 | 0.042 | 0.0546 | NA | NA | 0.02 | 0.02 | 970.9364 | 1081.5874 | 0.042 | 0.0546 | NA | NA | 0.02 | 0.02 | 970.9364 | 1081.5874 | 0.042 | 0.0546 | NA | NA | 0.02 | 0.02 | 970.9364 | 1081.5874 | 0.042 | 0.0546 | NA | NA | 0.02 | 0.02 | 970.9364 | 1081.5874 | 0.042 | 0.0546 | NA | NA | 0.02 | 0.02 | 0.85212 | 0.89636 | 0.84 | 0.84 | NA | NA | 1 | 1 |  | 0.85212 | 0.89636 | 0.84 | 0.84 | NA | NA | 1 | 1 |  | 0.85212 | 0.89636 | 0.84 | 0.84 | NA | NA | 1 | 1 |  | 0.85212 | 0.89636 | 0.84 | 0.84 | NA | NA | 1 | 1 |  | 0.85212 | 0.89636 | 0.84 | 0.84 | NA | NA | 1 | 1 |  | 0.85212 | 0.89636 | 0.84 | 0.84 | NA | NA | 1 | 1 |  | 0.85212 | 0.89636 | 0.84 | 0.84 | NA | NA | 1 | 1 | t_ActAreaEFLH2013OccSens | 43 | 99 | t_ActAreaCDF2013OccSens | 56 | 112
Education - Secondary School | Building | 2012.1677 | 2142.6919 | 0.5794 | 0.58426 | NA | NA | 0.02 | 0.02 | 2012.1677 | 2142.6919 | 0.5794 | 0.58426 | NA | NA | 0.02 | 0.02 | 2012.3628 | 2143.1896 | 0.57179 | 0.5768 | NA | NA | 0.02 | 0.02 | 1985.5838 | 2116.396 | 0.57404 | 0.57929 | NA | NA | 0.02 | 0.02 | 1992.1959 | 2121.6406 | 0.57776 | 0.58261 | NA | NA | 0.02 | 0.02 | 1992.3443 | 2122.0008 | 0.57665 | 0.58151 | NA | NA | 0.02 | 0.02 | 1992.3443 | 2122.0008 | 0.57665 | 0.58151 | NA | NA | 0.02 | 0.02 | 0.87373 | 0.91206 | 0.81497 | 0.81493 | NA | NA | 1 | 1 |  | 0.87373 | 0.91206 | 0.81497 | 0.81493 | NA | NA | 1 | 1 |  | 0.8746 | 0.9128 | 0.81364 | 0.8136 | NA | NA | 1 | 1 |  | 0.87277 | 0.91127 | 0.81624 | 0.81619 | NA | NA | 1 | 1 |  | 0.87278 | 0.91119 | 0.81632 | 0.81628 | NA | NA | 1 | 1 |  | 0.8728 | 0.91126 | 0.81618 | 0.81614 | NA | NA | 1 | 1 |  | 0.8728 | 0.91126 | 0.81618 | 0.81614 | NA | NA | 1 | 1 | t_BldgEFLH2013OccSens | 52 | 108 | t_BldgCDF2013OccSens | 65 | 121
Education - Relocatable Classroom | Building | 2180.408 | 2313.4526 | 0.56 | 0.56379 | NA | NA | 0.02 | 0.02 | 2180.408 | 2313.4526 | 0.56 | 0.56379 | NA | NA | 0.02 | 0.02 | 2180.408 | 2313.4526 | 0.56 | 0.56379 | NA | NA | 0.02 | 0.02 | 2180.408 | 2313.4526 | 0.56 | 0.56379 | NA | NA | 0.02 | 0.02 | 2180.408 | 2313.4526 | 0.56 | 0.56379 | NA | NA | 0.02 | 0.02 | 2180.408 | 2313.4526 | 0.56 | 0.56379 | NA | NA | 0.02 | 0.02 | 2180.408 | 2313.4526 | 0.56 | 0.56379 | NA | NA | 0.02 | 0.02 | 0.88177 | 0.91889 | 0.8 | 0.8 | NA | NA | 1 | 1 |  | 0.88177 | 0.91889 | 0.8 | 0.8 | NA | NA | 1 | 1 |  | 0.88177 | 0.91889 | 0.8 | 0.8 | NA | NA | 1 | 1 |  | 0.88177 | 0.91889 | 0.8 | 0.8 | NA | NA | 1 | 1 |  | 0.88177 | 0.91889 | 0.8 | 0.8 | NA | NA | 1 | 1 |  | 0.88177 | 0.91889 | 0.8 | 0.8 | NA | NA | 1 | 1 |  | 0.88177 | 0.91889 | 0.8 | 0.8 | NA | NA | 1 | 1 | t_BldgEFLH2013OccSens | 52 | 108 | t_BldgCDF2013OccSens | 65 | 121
Education - Community College | Classroom/Lecture | 2111.6111 | 2210.012 | 0.608 | 0.404 | 0.36417 | 0.30733 | 0.02 | 0.02 | 2111.6111 | 2210.012 | 0.608 | 0.404 | 0.36417 | 0.30733 | 0.02 | 0.02 | 2111.6111 | 2210.012 | 0.608 | 0.404 | 0.36417 | 0.30733 | 0.02 | 0.02 | 2111.6111 | 2210.012 | 0.608 | 0.404 | 0.36417 | 0.30733 | 0.02 | 0.02 | 2111.6111 | 2210.012 | 0.608 | 0.404 | 0.36417 | 0.30733 | 0.02 | 0.02 | 2111.6111 | 2210.012 | 0.608 | 0.404 | 0.36417 | 0.30733 | 0.02 | 0.02 | 2111.6111 | 2210.012 | 0.608 | 0.404 | 0.36417 | 0.30733 | 0.02 | 0.02 | 0.89993 | 0.92604 | 0.8 | 0.8 | 0.8 | 0.8 | 1 | 1 |  | 0.89993 | 0.92604 | 0.8 | 0.8 | 0.8 | 0.8 | 1 | 1 |  | 0.89993 | 0.92604 | 0.8 | 0.8 | 0.8 | 0.8 | 1 | 1 |  | 0.89993 | 0.92604 | 0.8 | 0.8 | 0.8 | 0.8 | 1 | 1 |  | 0.89993 | 0.92604 | 0.8 | 0.8 | 0.8 | 0.8 | 1 | 1 |  | 0.89993 | 0.92604 | 0.8 | 0.8 | 0.8 | 0.8 | 1 | 1 |  | 0.89993 | 0.92604 | 0.8 | 0.8 | 0.8 | 0.8 | 1 | 1 | t_ActAreaEFLH2013OccSens | 43 | 99 | t_ActAreaCDF2013OccSens | 56 | 112
Education - Community College | Office (General) | 2126.2891 | 2134.344 | 0.756 | 0.756 | 0.43619 | 0.36458 | 0.02 | 0.02 | 2126.2891 | 2134.344 | 0.756 | 0.756 | 0.43619 | 0.36458 | 0.02 | 0.02 | 2126.2891 | 2134.344 | 0.756 | 0.756 | 0.43619 | 0.36458 | 0.02 | 0.02 | 2126.2891 | 2134.344 | 0.756 | 0.756 | 0.43619 | 0.36458 | 0.02 | 0.02 | 2126.2891 | 2134.344 | 0.756 | 0.756 | 0.43619 | 0.36458 | 0.02 | 0.02 | 2126.2891 | 2134.344 | 0.756 | 0.756 | 0.43619 | 0.36458 | 0.02 | 0.02 | 2126.2891 | 2134.344 | 0.756 | 0.756 | 0.43619 | 0.36458 | 0.02 | 0.02 | 0.85941 | 0.90721 | 0.84 | 0.84 | 0.84 | 0.84 | 1 | 1 |  | 0.85941 | 0.90721 | 0.84 | 0.84 | 0.84 | 0.84 | 1 | 1 |  | 0.85941 | 0.90721 | 0.84 | 0.84 | 0.84 | 0.84 | 1 | 1 |  | 0.85941 | 0.90721 | 0.84 | 0.84 | 0.84 | 0.84 | 1 | 1 |  | 0.85941 | 0.90721 | 0.84 | 0.84 | 0.84 | 0.84 | 1 | 1 |  | 0.85941 | 0.90721 | 0.84 | 0.84 | 0.84 | 0.84 | 1 | 1 |  | 0.85941 | 0.90721 | 0.84 | 0.84 | 0.84 | 0.84 | 1 | 1 | t_ActAreaEFLH2013OccSens | 43 | 99 | t_ActAreaCDF2013OccSens | 56 | 112
Education - Community College | Computer Room (Instructional/PC Lab) | 1842.0388 | 2376.3656 | 0.6 | 0.42667 | 0.42 | 0.48 | 0.02 | 0.02 | 1842.0388 | 2376.3656 | 0.6 | 0.42667 | 0.42 | 0.48 | 0.02 | 0.02 | 1842.0388 | 2376.3656 | 0.6 | 0.42667 | 0.42 | 0.48 | 0.02 | 0.02 | 1842.0388 | 2376.3656 | 0.6 | 0.42667 | 0.42 | 0.48 | 0.02 | 0.02 | 1842.0388 | 2376.3656 | 0.6 | 0.42667 | 0.42 | 0.48 | 0.02 | 0.02 | 1842.0388 | 2376.3656 | 0.6 | 0.42667 | 0.42 | 0.48 | 0.02 | 0.02 | 1842.0388 | 2376.3656 | 0.6 | 0.42667 | 0.42 | 0.48 | 0.02 | 0.02 | 0.89456 | 0.94252 | 0.8 | 0.8 | 0.8 | 0.8 | 1 | 1 |  | 0.89456 | 0.94252 | 0.8 | 0.8 | 0.8 | 0.8 | 1 | 1 |  | 0.89456 | 0.94252 | 0.8 | 0.8 | 0.8 | 0.8 | 1 | 1 |  | 0.89456 | 0.94252 | 0.8 | 0.8 | 0.8 | 0.8 | 1 | 1 |  | 0.89456 | 0.94252 | 0.8 | 0.8 | 0.8 | 0.8 | 1 | 1 |  | 0.89456 | 0.94252 | 0.8 | 0.8 | 0.8 | 0.8 | 1 | 1 |  | 0.89456 | 0.94252 | 0.8 | 0.8 | 0.8 | 0.8 | 1 | 1 | t_ActAreaEFLH2013OccSens | 43 | 99 | t_ActAreaCDF2013OccSens | 56 | 112
Education - Community College | Comm/Ind Work (General, Low Bay) | 2034.888 | 2152.3411 | 0.6384 | 0.4242 | 0.38238 | 0.3227 | 0.02 | 0.02 | 2034.888 | 2152.3411 | 0.6384 | 0.4242 | 0.38238 | 0.3227 | 0.02 | 0.02 | 2034.888 | 2152.3411 | 0.6384 | 0.4242 | 0.38238 | 0.3227 | 0.02 | 0.02 | 2034.888 | 2152.3411 | 0.6384 | 0.4242 | 0.38238 | 0.3227 | 0.02 | 0.02 | 2034.888 | 2152.3411 | 0.6384 | 0.4242 | 0.38238 | 0.3227 | 0.02 | 0.02 | 2034.888 | 2152.3411 | 0.6384 | 0.4242 | 0.38238 | 0.3227 | 0.02 | 0.02 | 2034.888 | 2152.3411 | 0.6384 | 0.4242 | 0.38238 | 0.3227 | 0.02 | 0.02 | 0.86723 | 0.90187 | 0.84 | 0.84 | 0.84 | 0.84 | 1 | 1 |  | 0.86723 | 0.90187 | 0.84 | 0.84 | 0.84 | 0.84 | 1 | 1 |  | 0.86723 | 0.90187 | 0.84 | 0.84 | 0.84 | 0.84 | 1 | 1 |  | 0.86723 | 0.90187 | 0.84 | 0.84 | 0.84 | 0.84 | 1 | 1 |  | 0.86723 | 0.90187 | 0.84 | 0.84 | 0.84 | 0.84 | 1 | 1 |  | 0.86723 | 0.90187 | 0.84 | 0.84 | 0.84 | 0.84 | 1 | 1 |  | 0.86723 | 0.90187 | 0.84 | 0.84 | 0.84 | 0.84 | 1 | 1 | t_ActAreaEFLH2013OccSens | 43 | 99 | t_ActAreaCDF2013OccSens | 56 | 112
Education - Community College | Dining Area | 2087.9862 | 2201.2281 | 0.728 | 0.756 | 0.4725 | 0.441 | 0.035 | 0.035 | 2087.9862 | 2201.2281 | 0.728 | 0.756 | 0.4725 | 0.441 | 0.035 | 0.035 | 2087.9862 | 2201.2281 | 0.728 | 0.756 | 0.4725 | 0.441 | 0.035 | 0.035 | 2087.9862 | 2201.2281 | 0.728 | 0.756 | 0.4725 | 0.441 | 0.035 | 0.035 | 2087.9862 | 2201.2281 | 0.728 | 0.756 | 0.4725 | 0.441 | 0.035 | 0.035 | 2087.9862 | 2201.2281 | 0.728 | 0.756 | 0.4725 | 0.441 | 0.035 | 0.035 | 2087.9862 | 2201.2281 | 0.728 | 0.756 | 0.4725 | 0.441 | 0.035 | 0.035 | 0.8571 | 0.9094 | 0.84 | 0.84 | 0.84 | 0.84 | 1 | 1 |  | 0.8571 | 0.9094 | 0.84 | 0.84 | 0.84 | 0.84 | 1 | 1 |  | 0.8571 | 0.9094 | 0.84 | 0.84 | 0.84 | 0.84 | 1 | 1 |  | 0.8571 | 0.9094 | 0.84 | 0.84 | 0.84 | 0.84 | 1 | 1 |  | 0.8571 | 0.9094 | 0.84 | 0.84 | 0.84 | 0.84 | 1 | 1 |  | 0.8571 | 0.9094 | 0.84 | 0.84 | 0.84 | 0.84 | 1 | 1 |  | 0.8571 | 0.9094 | 0.84 | 0.84 | 0.84 | 0.84 | 1 | 1 | t_ActAreaEFLH2013OccSens | 43 | 99 | t_ActAreaCDF2013OccSens | 56 | 112
Education - Community College | Kitchen and Food Preparation | 2398.3638 | 2140.9396 | 0.728 | 0.735 | 0.504 | 0.4725 | 0.035 | 0.035 | 2398.3638 | 2140.9396 | 0.728 | 0.735 | 0.504 | 0.4725 | 0.035 | 0.035 | 2398.3638 | 2140.9396 | 0.728 | 0.735 | 0.504 | 0.4725 | 0.035 | 0.035 | 2398.3638 | 2140.9396 | 0.728 | 0.735 | 0.504 | 0.4725 | 0.035 | 0.035 | 2398.3638 | 2140.9396 | 0.728 | 0.735 | 0.504 | 0.4725 | 0.035 | 0.035 | 2398.3638 | 2140.9396 | 0.728 | 0.735 | 0.504 | 0.4725 | 0.035 | 0.035 | 2398.3638 | 2140.9396 | 0.728 | 0.735 | 0.504 | 0.4725 | 0.035 | 0.035 | 0.85586 | 0.89406 | 0.84 | 0.84 | 0.84 | 0.84 | 1 | 1 |  | 0.85586 | 0.89406 | 0.84 | 0.84 | 0.84 | 0.84 | 1 | 1 |  | 0.85586 | 0.89406 | 0.84 | 0.84 | 0.84 | 0.84 | 1 | 1 |  | 0.85586 | 0.89406 | 0.84 | 0.84 | 0.84 | 0.84 | 1 | 1 |  | 0.85586 | 0.89406 | 0.84 | 0.84 | 0.84 | 0.84 | 1 | 1 |  | 0.85586 | 0.89406 | 0.84 | 0.84 | 0.84 | 0.84 | 1 | 1 |  | 0.85586 | 0.89406 | 0.84 | 0.84 | 0.84 | 0.84 | 1 | 1 | t_ActAreaEFLH2013OccSens | 43 | 99 | t_ActAreaCDF2013OccSens | 56 | 112
Education - Community College | Building | 2098.3434 | 2190.086 | 0.65389 | 0.51354 | 0.39488 | 0.34126 | 0.021581 | 0.021581 | 2098.3434 | 2190.086 | 0.65389 | 0.51354 | 0.39488 | 0.34126 | 0.021581 | 0.021581 | 2101.7368 | 2191.8964 | 0.6538 | 0.51523 | 0.39459 | 0.34102 | 0.021501 | 0.021501 | 2100.1536 | 2188.9919 | 0.66114 | 0.53306 | 0.39947 | 0.34642 | 0.021742 | 0.021742 | 2102.3644 | 2187.1323 | 0.66167 | 0.53386 | 0.3991 | 0.34485 | 0.02174 | 0.02174 | 2101.888 | 2190.1474 | 0.6572 | 0.52391 | 0.39742 | 0.3441 | 0.021845 | 0.021845 | 2101.888 | 2190.1474 | 0.6572 | 0.52391 | 0.39742 | 0.3441 | 0.021845 | 0.021845 | 0.88202 | 0.91737 | 0.81897 | 0.82207 | 0.81894 | 0.81893 | 1 | 1 |  | 0.88202 | 0.91737 | 0.81897 | 0.82207 | 0.81894 | 0.81893 | 1 | 1 |  | 0.88307 | 0.91826 | 0.81767 | 0.82101 | 0.81762 | 0.81761 | 1 | 1 |  | 0.88042 | 0.91701 | 0.82034 | 0.82364 | 0.82026 | 0.82018 | 1 | 1 |  | 0.88033 | 0.91677 | 0.8205 | 0.82381 | 0.82045 | 0.82044 | 1 | 1 |  | 0.88156 | 0.9174 | 0.81921 | 0.82253 | 0.8192 | 0.81924 | 1 | 1 |  | 0.88156 | 0.9174 | 0.81921 | 0.82253 | 0.8192 | 0.81924 | 1 | 1 | t_BldgEFLH2013OccSens | 52 | 108 | t_BldgCDF2013OccSens | 65 | 121
Education - University | Classroom/Lecture | 2108.7713 | 2358.0609 | 0.56 | 0.56 | 0.36 | 0.36 | 0.035 | 0.035 | 2108.7713 | 2358.0609 | 0.56 | 0.56 | 0.36 | 0.36 | 0.035 | 0.035 | 2108.7713 | 2358.0609 | 0.56 | 0.56 | 0.36 | 0.36 | 0.035 | 0.035 | 2108.7713 | 2358.0609 | 0.56 | 0.56 | 0.36 | 0.36 | 0.035 | 0.035 | 2108.7713 | 2358.0609 | 0.56 | 0.56 | 0.36 | 0.36 | 0.035 | 0.035 | 2108.7713 | 2358.0609 | 0.56 | 0.56 | 0.36 | 0.36 | 0.035 | 0.035 | 2108.7713 | 2358.0609 | 0.56 | 0.56 | 0.36 | 0.36 | 0.035 | 0.035 | 0.89242 | 0.93155 | 0.8 | 0.8 | 0.8 | 0.8 | 1 | 1 |  | 0.89242 | 0.93155 | 0.8 | 0.8 | 0.8 | 0.8 | 1 | 1 |  | 0.89242 | 0.93155 | 0.8 | 0.8 | 0.8 | 0.8 | 1 | 1 |  | 0.89242 | 0.93155 | 0.8 | 0.8 | 0.8 | 0.8 | 1 | 1 |  | 0.89242 | 0.93155 | 0.8 | 0.8 | 0.8 | 0.8 | 1 | 1 |  | 0.89242 | 0.93155 | 0.8 | 0.8 | 0.8 | 0.8 | 1 | 1 |  | 0.89242 | 0.93155 | 0.8 | 0.8 | 0.8 | 0.8 | 1 | 1 | t_ActAreaEFLH2013OccSens | 43 | 99 | t_ActAreaCDF2013OccSens | 56 | 112
Education - University | Office (General) | 2374.1202 | 2174.1641 | 0.81044 | 0.6496 | 0.45656 | 0.45749 | 0.035 | 0.035 | 2374.1202 | 2174.1641 | 0.81044 | 0.6496 | 0.45656 | 0.45749 | 0.035 | 0.035 | 2374.1202 | 2174.1641 | 0.81044 | 0.6496 | 0.45656 | 0.45749 | 0.035 | 0.035 | 2374.1202 | 2174.1641 | 0.81044 | 0.6496 | 0.45656 | 0.45749 | 0.035 | 0.035 | 2374.1202 | 2174.1641 | 0.81044 | 0.6496 | 0.45656 | 0.45749 | 0.035 | 0.035 | 2374.1202 | 2174.1641 | 0.81044 | 0.6496 | 0.45656 | 0.45749 | 0.035 | 0.035 | 2374.1202 | 2174.1641 | 0.81044 | 0.6496 | 0.45656 | 0.45749 | 0.035 | 0.035 | 0.87113 | 0.88909 | 0.84 | 0.84 | 0.84 | 0.84 | 1 | 1 |  | 0.87113 | 0.88909 | 0.84 | 0.84 | 0.84 | 0.84 | 1 | 1 |  | 0.87113 | 0.88909 | 0.84 | 0.84 | 0.84 | 0.84 | 1 | 1 |  | 0.87113 | 0.88909 | 0.84 | 0.84 | 0.84 | 0.84 | 1 | 1 |  | 0.87113 | 0.88909 | 0.84 | 0.84 | 0.84 | 0.84 | 1 | 1 |  | 0.87113 | 0.88909 | 0.84 | 0.84 | 0.84 | 0.84 | 1 | 1 |  | 0.87113 | 0.88909 | 0.84 | 0.84 | 0.84 | 0.84 | 1 | 1 | t_ActAreaEFLH2013OccSens | 43 | 99 | t_ActAreaCDF2013OccSens | 56 | 112
Education - University | Computer Room (Instructional/PC Lab) | 1902.6118 | 2437.9308 | 0.56 | 0.72 | 0.36 | 0.42 | 0.05 | 0.05 | 1902.6118 | 2437.9308 | 0.56 | 0.72 | 0.36 | 0.42 | 0.05 | 0.05 | 1902.6118 | 2437.9308 | 0.56 | 0.72 | 0.36 | 0.42 | 0.05 | 0.05 | 1902.6118 | 2437.9308 | 0.56 | 0.72 | 0.36 | 0.42 | 0.05 | 0.05 | 1902.6118 | 2437.9308 | 0.56 | 0.72 | 0.36 | 0.42 | 0.05 | 0.05 | 1902.6118 | 2437.9308 | 0.56 | 0.72 | 0.36 | 0.42 | 0.05 | 0.05 | 1902.6118 | 2437.9308 | 0.56 | 0.72 | 0.36 | 0.42 | 0.05 | 0.05 | 0.88345 | 0.94448 | 0.8 | 0.8 | 0.8 | 0.8 | 1 | 1 |  | 0.88345 | 0.94448 | 0.8 | 0.8 | 0.8 | 0.8 | 1 | 1 |  | 0.88345 | 0.94448 | 0.8 | 0.8 | 0.8 | 0.8 | 1 | 1 |  | 0.88345 | 0.94448 | 0.8 | 0.8 | 0.8 | 0.8 | 1 | 1 |  | 0.88345 | 0.94448 | 0.8 | 0.8 | 0.8 | 0.8 | 1 | 1 |  | 0.88345 | 0.94448 | 0.8 | 0.8 | 0.8 | 0.8 | 1 | 1 |  | 0.88345 | 0.94448 | 0.8 | 0.8 | 0.8 | 0.8 | 1 | 1 | t_ActAreaEFLH2013OccSens | 43 | 99 | t_ActAreaCDF2013OccSens | 56 | 112
Education - University | Comm/Ind Work (General, Low Bay) | 2025.7099 | 2301.4511 | 0.588 | 0.588 | 0.378 | 0.378 | 0.035 | 0.035 | 2025.7099 | 2301.4511 | 0.588 | 0.588 | 0.378 | 0.378 | 0.035 | 0.035 | 2025.7099 | 2301.4511 | 0.588 | 0.588 | 0.378 | 0.378 | 0.035 | 0.035 | 2025.7099 | 2301.4511 | 0.588 | 0.588 | 0.378 | 0.378 | 0.035 | 0.035 | 2025.7099 | 2301.4511 | 0.588 | 0.588 | 0.378 | 0.378 | 0.035 | 0.035 | 2025.7099 | 2301.4511 | 0.588 | 0.588 | 0.378 | 0.378 | 0.035 | 0.035 | 2025.7099 | 2301.4511 | 0.588 | 0.588 | 0.378 | 0.378 | 0.035 | 0.035 | 0.85727 | 0.90919 | 0.84 | 0.84 | 0.84 | 0.84 | 1 | 1 |  | 0.85727 | 0.90919 | 0.84 | 0.84 | 0.84 | 0.84 | 1 | 1 |  | 0.85727 | 0.90919 | 0.84 | 0.84 | 0.84 | 0.84 | 1 | 1 |  | 0.85727 | 0.90919 | 0.84 | 0.84 | 0.84 | 0.84 | 1 | 1 |  | 0.85727 | 0.90919 | 0.84 | 0.84 | 0.84 | 0.84 | 1 | 1 |  | 0.85727 | 0.90919 | 0.84 | 0.84 | 0.84 | 0.84 | 1 | 1 |  | 0.85727 | 0.90919 | 0.84 | 0.84 | 0.84 | 0.84 | 1 | 1 | t_ActAreaEFLH2013OccSens | 43 | 99 | t_ActAreaCDF2013OccSens | 56 | 112
Education - University | Dining Area | 2277.1931 | 2130.3069 | 0.714 | 0.63 | 0.441 | 0.378 | 0.035 | 0.035 | 2277.1931 | 2130.3069 | 0.714 | 0.63 | 0.441 | 0.378 | 0.035 | 0.035 | 2277.1931 | 2130.3069 | 0.714 | 0.63 | 0.441 | 0.378 | 0.035 | 0.035 | 2277.1931 | 2130.3069 | 0.714 | 0.63 | 0.441 | 0.378 | 0.035 | 0.035 | 2277.1931 | 2130.3069 | 0.714 | 0.63 | 0.441 | 0.378 | 0.035 | 0.035 | 2277.1931 | 2130.3069 | 0.714 | 0.63 | 0.441 | 0.378 | 0.035 | 0.035 | 2277.1931 | 2130.3069 | 0.714 | 0.63 | 0.441 | 0.378 | 0.035 | 0.035 | 0.86064 | 0.89504 | 0.84 | 0.84 | 0.84 | 0.84 | 1 | 1 |  | 0.86064 | 0.89504 | 0.84 | 0.84 | 0.84 | 0.84 | 1 | 1 |  | 0.86064 | 0.89504 | 0.84 | 0.84 | 0.84 | 0.84 | 1 | 1 |  | 0.86064 | 0.89504 | 0.84 | 0.84 | 0.84 | 0.84 | 1 | 1 |  | 0.86064 | 0.89504 | 0.84 | 0.84 | 0.84 | 0.84 | 1 | 1 |  | 0.86064 | 0.89504 | 0.84 | 0.84 | 0.84 | 0.84 | 1 | 1 |  | 0.86064 | 0.89504 | 0.84 | 0.84 | 0.84 | 0.84 | 1 | 1 | t_ActAreaEFLH2013OccSens | 43 | 99 | t_ActAreaCDF2013OccSens | 56 | 112
Education - University | Kitchen and Food Preparation | 2338.3266 | 2201.0789 | 0.714 | 0.63 | 0.5355 | 0.4725 | 0.035 | 0.035 | 2338.3266 | 2201.0789 | 0.714 | 0.63 | 0.5355 | 0.4725 | 0.035 | 0.035 | 2338.3266 | 2201.0789 | 0.714 | 0.63 | 0.5355 | 0.4725 | 0.035 | 0.035 | 2338.3266 | 2201.0789 | 0.714 | 0.63 | 0.5355 | 0.4725 | 0.035 | 0.035 | 2338.3266 | 2201.0789 | 0.714 | 0.63 | 0.5355 | 0.4725 | 0.035 | 0.035 | 2338.3266 | 2201.0789 | 0.714 | 0.63 | 0.5355 | 0.4725 | 0.035 | 0.035 | 2338.3266 | 2201.0789 | 0.714 | 0.63 | 0.5355 | 0.4725 | 0.035 | 0.035 | 0.861 | 0.89839 | 0.84 | 0.84 | 0.84 | 0.84 | 1 | 1 |  | 0.861 | 0.89839 | 0.84 | 0.84 | 0.84 | 0.84 | 1 | 1 |  | 0.861 | 0.89839 | 0.84 | 0.84 | 0.84 | 0.84 | 1 | 1 |  | 0.861 | 0.89839 | 0.84 | 0.84 | 0.84 | 0.84 | 1 | 1 |  | 0.861 | 0.89839 | 0.84 | 0.84 | 0.84 | 0.84 | 1 | 1 |  | 0.861 | 0.89839 | 0.84 | 0.84 | 0.84 | 0.84 | 1 | 1 |  | 0.861 | 0.89839 | 0.84 | 0.84 | 0.84 | 0.84 | 1 | 1 | t_ActAreaEFLH2013OccSens | 43 | 99 | t_ActAreaCDF2013OccSens | 56 | 112
Education - University | Hotel/Motel Guest Room (incl. toilets) | 971.5168 | 1068.4028 | 0.16031 | 0.16031 | 0.082266 | 0.082266 | 0.02 | 0.02 | 971.5168 | 1068.4028 | 0.16031 | 0.16031 | 0.082266 | 0.082266 | 0.02 | 0.02 | 971.5168 | 1068.4028 | 0.16031 | 0.16031 | 0.082266 | 0.082266 | 0.02 | 0.02 | 971.5168 | 1068.4028 | 0.16031 | 0.16031 | 0.082266 | 0.082266 | 0.02 | 0.02 | 971.5168 | 1068.4028 | 0.16031 | 0.16031 | 0.082266 | 0.082266 | 0.02 | 0.02 | 971.5168 | 1068.4028 | 0.16031 | 0.16031 | 0.082266 | 0.082266 | 0.02 | 0.02 | 971.5168 | 1068.4028 | 0.16031 | 0.16031 | 0.082266 | 0.082266 | 0.02 | 0.02 | 0.85488 | 0.94013 | 0.9 | 0.9 | 0.9 | 0.9 | 1 | 1 |  | 0.85488 | 0.94013 | 0.9 | 0.9 | 0.9 | 0.9 | 1 | 1 |  | 0.85488 | 0.94013 | 0.9 | 0.9 | 0.9 | 0.9 | 1 | 1 |  | 0.85488 | 0.94013 | 0.9 | 0.9 | 0.9 | 0.9 | 1 | 1 |  | 0.85488 | 0.94013 | 0.9 | 0.9 | 0.9 | 0.9 | 1 | 1 |  | 0.85488 | 0.94013 | 0.9 | 0.9 | 0.9 | 0.9 | 1 | 1 |  | 0.85488 | 0.94013 | 0.9 | 0.9 | 0.9 | 0.9 | 1 | 1 | t_ActAreaEFLH2013OccSens | 43 | 99 | t_ActAreaCDF2013OccSens | 56 | 112
Education - University | Corridor | 2114.656 | 1852.7816 | 0.81044 | 0.6496 | 0.042 | 0.042 | 0.035 | 0.035 | 2114.656 | 1852.7816 | 0.81044 | 0.6496 | 0.042 | 0.042 | 0.035 | 0.035 | 2114.656 | 1852.7816 | 0.81044 | 0.6496 | 0.042 | 0.042 | 0.035 | 0.035 | 2114.656 | 1852.7816 | 0.81044 | 0.6496 | 0.042 | 0.042 | 0.035 | 0.035 | 2114.656 | 1852.7816 | 0.81044 | 0.6496 | 0.042 | 0.042 | 0.035 | 0.035 | 2114.656 | 1852.7816 | 0.81044 | 0.6496 | 0.042 | 0.042 | 0.035 | 0.035 | 2114.656 | 1852.7816 | 0.81044 | 0.6496 | 0.042 | 0.042 | 0.035 | 0.035 | 0.86774 | 0.86859 | 0.84 | 0.84 | 0.84 | 0.84 | 1 | 1 |  | 0.86774 | 0.86859 | 0.84 | 0.84 | 0.84 | 0.84 | 1 | 1 |  | 0.86774 | 0.86859 | 0.84 | 0.84 | 0.84 | 0.84 | 1 | 1 |  | 0.86774 | 0.86859 | 0.84 | 0.84 | 0.84 | 0.84 | 1 | 1 |  | 0.86774 | 0.86859 | 0.84 | 0.84 | 0.84 | 0.84 | 1 | 1 |  | 0.86774 | 0.86859 | 0.84 | 0.84 | 0.84 | 0.84 | 1 | 1 |  | 0.86774 | 0.86859 | 0.84 | 0.84 | 0.84 | 0.84 | 1 | 1 | t_ActAreaEFLH2013OccSens | 43 | 99 | t_ActAreaCDF2013OccSens | 56 | 112
Education - University | Building | 2047.2597 | 2170.0536 | 0.59118 | 0.5554 | 0.35548 | 0.35587 | 0.034185 | 0.034185 | 2047.2597 | 2170.0536 | 0.59118 | 0.5554 | 0.35548 | 0.35587 | 0.034185 | 0.034185 | 2046.9015 | 2166.868 | 0.58986 | 0.55352 | 0.35577 | 0.35641 | 0.034148 | 0.034148 | 2038.2772 | 2140.2169 | 0.59402 | 0.55262 | 0.35518 | 0.35591 | 0.03403 | 0.03403 | 2039.804 | 2136.2073 | 0.59436 | 0.55032 | 0.35495 | 0.35496 | 0.033817 | 0.033817 | 2021.0443 | 2132.8369 | 0.58222 | 0.54444 | 0.34905 | 0.349 | 0.033741 | 0.033741 | 2021.0443 | 2132.8369 | 0.58222 | 0.54444 | 0.34905 | 0.349 | 0.033741 | 0.033741 | 0.87898 | 0.91766 | 0.82152 | 0.81985 | 0.81996 | 0.81969 | 1 | 1 |  | 0.87898 | 0.91766 | 0.82152 | 0.81985 | 0.81996 | 0.81969 | 1 | 1 |  | 0.87991 | 0.91828 | 0.82067 | 0.8189 | 0.81911 | 0.81884 | 1 | 1 |  | 0.87813 | 0.91627 | 0.82347 | 0.82165 | 0.82189 | 0.82157 | 1 | 1 |  | 0.87809 | 0.91587 | 0.82375 | 0.82201 | 0.82216 | 0.82189 | 1 | 1 |  | 0.87871 | 0.91752 | 0.82239 | 0.82069 | 0.82074 | 0.82044 | 1 | 1 |  | 0.87871 | 0.91752 | 0.82239 | 0.82069 | 0.82074 | 0.82044 | 1 | 1 | t_BldgEFLH2013OccSens | 52 | 108 | t_BldgCDF2013OccSens | 65 | 121
Health/Medical - Hospital | Dining Area | 4994.5299 | 3935.2682 | 0.588 | 0.546 | NA | NA | NA | NA | 4994.5299 | 3935.2682 | 0.588 | 0.546 | NA | NA | NA | NA | 4994.5299 | 3935.2682 | 0.588 | 0.546 | NA | NA | NA | NA | 4994.5299 | 3935.2682 | 0.588 | 0.546 | NA | NA | NA | NA | 4994.5299 | 3935.2682 | 0.588 | 0.546 | NA | NA | NA | NA | 4994.5299 | 3935.2682 | 0.588 | 0.546 | NA | NA | NA | NA | 4994.5299 | 3935.2682 | 0.588 | 0.546 | NA | NA | NA | NA | 0.85254 | 0.88179 | 0.84 | 0.84 | NA | NA | NA | NA |  | 0.85254 | 0.88179 | 0.84 | 0.84 | NA | NA | NA | NA |  | 0.85254 | 0.88179 | 0.84 | 0.84 | NA | NA | NA | NA |  | 0.85254 | 0.88179 | 0.84 | 0.84 | NA | NA | NA | NA |  | 0.85254 | 0.88179 | 0.84 | 0.84 | NA | NA | NA | NA |  | 0.85254 | 0.88179 | 0.84 | 0.84 | NA | NA | NA | NA |  | 0.85254 | 0.88179 | 0.84 | 0.84 | NA | NA | NA | NA | t_ActAreaEFLH2013OccSens | 43 | 99 | t_ActAreaCDF2013OccSens | 56 | 112
Health/Medical - Hospital | Kitchen and Food Preparation | 4994.5299 | 3935.2682 | 0.588 | 0.546 | NA | NA | NA | NA | 4994.5299 | 3935.2682 | 0.588 | 0.546 | NA | NA | NA | NA | 4994.5299 | 3935.2682 | 0.588 | 0.546 | NA | NA | NA | NA | 4994.5299 | 3935.2682 | 0.588 | 0.546 | NA | NA | NA | NA | 4994.5299 | 3935.2682 | 0.588 | 0.546 | NA | NA | NA | NA | 4994.5299 | 3935.2682 | 0.588 | 0.546 | NA | NA | NA | NA | 4994.5299 | 3935.2682 | 0.588 | 0.546 | NA | NA | NA | NA | 0.85254 | 0.88179 | 0.84 | 0.84 | NA | NA | NA | NA |  | 0.85254 | 0.88179 | 0.84 | 0.84 | NA | NA | NA | NA |  | 0.85254 | 0.88179 | 0.84 | 0.84 | NA | NA | NA | NA |  | 0.85254 | 0.88179 | 0.84 | 0.84 | NA | NA | NA | NA |  | 0.85254 | 0.88179 | 0.84 | 0.84 | NA | NA | NA | NA |  | 0.85254 | 0.88179 | 0.84 | 0.84 | NA | NA | NA | NA |  | 0.85254 | 0.88179 | 0.84 | 0.84 | NA | NA | NA | NA | t_ActAreaEFLH2013OccSens | 43 | 99 | t_ActAreaCDF2013OccSens | 56 | 112
Health/Medical - Hospital | Office (General) - 24hr Facilities | 4873.2 | 4216.2 | 0.9 | 0.85 | NA | NA | NA | NA | 4873.2 | 4216.2 | 0.9 | 0.85 | NA | NA | NA | NA | 4873.2 | 4216.2 | 0.9 | 0.85 | NA | NA | NA | NA | 4873.2 | 4216.2 | 0.9 | 0.85 | NA | NA | NA | NA | 4873.2 | 4216.2 | 0.9 | 0.85 | NA | NA | NA | NA | 4873.2 | 4216.2 | 0.9 | 0.85 | NA | NA | NA | NA | 4873.2 | 4216.2 | 0.9 | 0.85 | NA | NA | NA | NA | [62 empty] | t_ActAreaEFLH2013OccSens | 43 | 99 | t_ActAreaCDF2013OccSens | 56 | 112 | bar: 1 to 8; 10 to 17; 19 to 26; 28 to 35; 37 to 44; 46 to 53; 55 to 62
Health/Medical - Hospital | Medical and Clinical Care - 24hr ICU | 4257 | 3449.4 | 0.75 | 0.65 | NA | NA | NA | NA | 4257 | 3449.4 | 0.75 | 0.65 | NA | NA | NA | NA | 4257 | 3449.4 | 0.75 | 0.65 | NA | NA | NA | NA | 4257 | 3449.4 | 0.75 | 0.65 | NA | NA | NA | NA | 4257 | 3449.4 | 0.75 | 0.65 | NA | NA | NA | NA | 4257 | 3449.4 | 0.75 | 0.65 | NA | NA | NA | NA | 4257 | 3449.4 | 0.75 | 0.65 | NA | NA | NA | NA | [62 empty] | t_ActAreaEFLH2013OccSens | 43 | 99 | t_ActAreaCDF2013OccSens | 56 | 112 | bar: 1 to 8; 10 to 17; 19 to 26; 28 to 35; 37 to 44; 46 to 53; 55 to 62
Health/Medical - Hospital | Medical and Clinical Care - 24hr Wards/Isolation | 4391.3401 | 3980.9848 | 0.63 | 0.546 | NA | NA | NA | NA | 4391.3401 | 3980.9848 | 0.63 | 0.546 | NA | NA | NA | NA | 4391.3401 | 3980.9848 | 0.63 | 0.546 | NA | NA | NA | NA | 4391.3401 | 3980.9848 | 0.63 | 0.546 | NA | NA | NA | NA | 4391.3401 | 3980.9848 | 0.63 | 0.546 | NA | NA | NA | NA | 4391.3401 | 3980.9848 | 0.63 | 0.546 | NA | NA | NA | NA | 4391.3401 | 3980.9848 | 0.63 | 0.546 | NA | NA | NA | NA | 0.84566 | 0.86724 | 0.84 | 0.84 | NA | NA | NA | NA |  | 0.84566 | 0.86724 | 0.84 | 0.84 | NA | NA | NA | NA |  | 0.84566 | 0.86724 | 0.84 | 0.84 | NA | NA | NA | NA |  | 0.84566 | 0.86724 | 0.84 | 0.84 | NA | NA | NA | NA |  | 0.84566 | 0.86724 | 0.84 | 0.84 | NA | NA | NA | NA |  | 0.84566 | 0.86724 | 0.84 | 0.84 | NA | NA | NA | NA |  | 0.84566 | 0.86724 | 0.84 | 0.84 | NA | NA | NA | NA | t_ActAreaEFLH2013OccSens | 43 | 99 | t_ActAreaCDF2013OccSens | 56 | 112
Health/Medical - Hospital | Office (General) - 12hr Admin | 4057.685 | 3547.2574 | 0.756 | 0.714 | NA | NA | NA | NA | 4057.685 | 3547.2574 | 0.756 | 0.714 | NA | NA | NA | NA | 4057.685 | 3547.2574 | 0.756 | 0.714 | NA | NA | NA | NA | 4057.685 | 3547.2574 | 0.756 | 0.714 | NA | NA | NA | NA | 4057.685 | 3547.2574 | 0.756 | 0.714 | NA | NA | NA | NA | 4057.685 | 3547.2574 | 0.756 | 0.714 | NA | NA | NA | NA | 4057.685 | 3547.2574 | 0.756 | 0.714 | NA | NA | NA | NA | 0.86172 | 0.87548 | 0.84 | 0.84 | NA | NA | NA | NA |  | 0.86172 | 0.87548 | 0.84 | 0.84 | NA | NA | NA | NA |  | 0.86172 | 0.87548 | 0.84 | 0.84 | NA | NA | NA | NA |  | 0.86172 | 0.87548 | 0.84 | 0.84 | NA | NA | NA | NA |  | 0.86172 | 0.87548 | 0.84 | 0.84 | NA | NA | NA | NA |  | 0.86172 | 0.87548 | 0.84 | 0.84 | NA | NA | NA | NA |  | 0.86172 | 0.87548 | 0.84 | 0.84 | NA | NA | NA | NA | t_ActAreaEFLH2013OccSens | 43 | 99 | t_ActAreaCDF2013OccSens | 56 | 112
Health/Medical - Hospital | Laboratory, Medical 12hr Treatment | 3648.814 | 2983.4126 | 0.63 | 0.546 | NA | NA | NA | NA | 3648.814 | 2983.4126 | 0.63 | 0.546 | NA | NA | NA | NA | 3648.814 | 2983.4126 | 0.63 | 0.546 | NA | NA | NA | NA | 3648.814 | 2983.4126 | 0.63 | 0.546 | NA | NA | NA | NA | 3648.814 | 2983.4126 | 0.63 | 0.546 | NA | NA | NA | NA | 3648.814 | 2983.4126 | 0.63 | 0.546 | NA | NA | NA | NA | 3648.814 | 2983.4126 | 0.63 | 0.546 | NA | NA | NA | NA | 0.85713 | 0.86491 | 0.84 | 0.84 | NA | NA | NA | NA |  | 0.85713 | 0.86491 | 0.84 | 0.84 | NA | NA | NA | NA |  | 0.85713 | 0.86491 | 0.84 | 0.84 | NA | NA | NA | NA |  | 0.85713 | 0.86491 | 0.84 | 0.84 | NA | NA | NA | NA |  | 0.85713 | 0.86491 | 0.84 | 0.84 | NA | NA | NA | NA |  | 0.85713 | 0.86491 | 0.84 | 0.84 | NA | NA | NA | NA |  | 0.85713 | 0.86491 | 0.84 | 0.84 | NA | NA | NA | NA | t_ActAreaEFLH2013OccSens | 43 | 99 | t_ActAreaCDF2013OccSens | 56 | 112
Health/Medical - Hospital | Medical and Clinical Care - 24hr Support | 7884 | 6076.8 | 0.9 | 0.6 | NA | NA | NA | NA | 7884 | 6076.8 | 0.9 | 0.6 | NA | NA | NA | NA | 7884 | 6076.8 | 0.9 | 0.6 | NA | NA | NA | NA | 7884 | 6076.8 | 0.9 | 0.6 | NA | NA | NA | NA | 7884 | 6076.8 | 0.9 | 0.6 | NA | NA | NA | NA | 7884 | 6076.8 | 0.9 | 0.6 | NA | NA | NA | NA | 7884 | 6076.8 | 0.9 | 0.6 | NA | NA | NA | NA | [62 empty] | t_ActAreaEFLH2013OccSens | 43 | 99 | t_ActAreaCDF2013OccSens | 56 | 112 | bar: 1 to 8; 10 to 17; 19 to 26; 28 to 35; 37 to 44; 46 to 53; 55 to 62
Health/Medical - Hospital | Building | 4903.4803 | 4109.134 | 0.75634 | 0.65009 | NA | NA | NA | NA | 4903.4803 | 4109.134 | 0.75634 | 0.65009 | NA | NA | NA | NA | 4903.2498 | 4109.5741 | 0.75676 | 0.65036 | NA | NA | NA | NA | 4903.2498 | 4109.5741 | 0.75676 | 0.65036 | NA | NA | NA | NA | 4885.8431 | 4101.2903 | 0.76121 | 0.65822 | NA | NA | NA | NA | 4906.6171 | 4108.5819 | 0.7539 | 0.6466 | NA | NA | NA | NA | 4906.6171 | 4108.5819 | 0.7539 | 0.6466 | NA | NA | NA | NA | 0.92703 | 0.93376 | 0.91786 | 0.91545 | NA | NA | NA | NA |  | 0.92703 | 0.93376 | 0.91786 | 0.91545 | NA | NA | NA | NA |  | 0.92724 | 0.93389 | 0.91803 | 0.91562 | NA | NA | NA | NA |  | 0.92724 | 0.93389 | 0.91803 | 0.91562 | NA | NA | NA | NA |  | 0.92835 | 0.93504 | 0.91953 | 0.91744 | NA | NA | NA | NA |  | 0.92625 | 0.93304 | 0.91693 | 0.91439 | NA | NA | NA | NA |  | 0.92625 | 0.93304 | 0.91693 | 0.91439 | NA | NA | NA | NA | t_BldgEFLH2013OccSens | 52 | 108 | t_BldgCDF2013OccSens | 65 | 121
Health/Medical - Nursing Home | Dining Area | 3225.5396 | 3101.2817 | 0.567 | 0.504 | NA | NA | NA | NA | 3225.5396 | 3101.2817 | 0.567 | 0.504 | NA | NA | NA | NA | 3225.5396 | 3101.2817 | 0.567 | 0.504 | NA | NA | NA | NA | 3225.5396 | 3101.2817 | 0.567 | 0.504 | NA | NA | NA | NA | 3225.5396 | 3101.2817 | 0.567 | 0.504 | NA | NA | NA | NA | 3225.5396 | 3101.2817 | 0.567 | 0.504 | NA | NA | NA | NA | 3225.5396 | 3101.2817 | 0.567 | 0.504 | NA | NA | NA | NA | 0.84566 | 0.88048 | 0.84 | 0.84 | NA | NA | NA | NA |  | 0.84566 | 0.88048 | 0.84 | 0.84 | NA | NA | NA | NA |  | 0.84566 | 0.88048 | 0.84 | 0.84 | NA | NA | NA | NA |  | 0.84566 | 0.88048 | 0.84 | 0.84 | NA | NA | NA | NA |  | 0.84566 | 0.88048 | 0.84 | 0.84 | NA | NA | NA | NA |  | 0.84566 | 0.88048 | 0.84 | 0.84 | NA | NA | NA | NA |  | 0.84566 | 0.88048 | 0.84 | 0.84 | NA | NA | NA | NA | t_ActAreaEFLH2013OccSens | 43 | 99 | t_ActAreaCDF2013OccSens | 56 | 112
Health/Medical - Nursing Home | Kitchen and Food Preparation | 3225.5396 | 3101.2817 | 0.567 | 0.504 | NA | NA | NA | NA | 3225.5396 | 3101.2817 | 0.567 | 0.504 | NA | NA | NA | NA | 3225.5396 | 3101.2817 | 0.567 | 0.504 | NA | NA | NA | NA | 3225.5396 | 3101.2817 | 0.567 | 0.504 | NA | NA | NA | NA | 3225.5396 | 3101.2817 | 0.567 | 0.504 | NA | NA | NA | NA | 3225.5396 | 3101.2817 | 0.567 | 0.504 | NA | NA | NA | NA | 3225.5396 | 3101.2817 | 0.567 | 0.504 | NA | NA | NA | NA | 0.84566 | 0.88048 | 0.84 | 0.84 | NA | NA | NA | NA |  | 0.84566 | 0.88048 | 0.84 | 0.84 | NA | NA | NA | NA |  | 0.84566 | 0.88048 | 0.84 | 0.84 | NA | NA | NA | NA |  | 0.84566 | 0.88048 | 0.84 | 0.84 | NA | NA | NA | NA |  | 0.84566 | 0.88048 | 0.84 | 0.84 | NA | NA | NA | NA |  | 0.84566 | 0.88048 | 0.84 | 0.84 | NA | NA | NA | NA |  | 0.84566 | 0.88048 | 0.84 | 0.84 | NA | NA | NA | NA | t_ActAreaEFLH2013OccSens | 43 | 99 | t_ActAreaCDF2013OccSens | 56 | 112
Health/Medical - Nursing Home | Office (General) - Admin | 3333.572 | 3087.1823 | 0.588 | 0.504 | NA | NA | NA | NA | 3333.572 | 3087.1823 | 0.588 | 0.504 | NA | NA | NA | NA | 3333.572 | 3087.1823 | 0.588 | 0.504 | NA | NA | NA | NA | 3333.572 | 3087.1823 | 0.588 | 0.504 | NA | NA | NA | NA | 3333.572 | 3087.1823 | 0.588 | 0.504 | NA | NA | NA | NA | 3333.572 | 3087.1823 | 0.588 | 0.504 | NA | NA | NA | NA | 3333.572 | 3087.1823 | 0.588 | 0.504 | NA | NA | NA | NA | 0.84566 | 0.87648 | 0.84 | 0.84 | NA | NA | NA | NA |  | 0.84566 | 0.87648 | 0.84 | 0.84 | NA | NA | NA | NA |  | 0.84566 | 0.87648 | 0.84 | 0.84 | NA | NA | NA | NA |  | 0.84566 | 0.87648 | 0.84 | 0.84 | NA | NA | NA | NA |  | 0.84566 | 0.87648 | 0.84 | 0.84 | NA | NA | NA | NA |  | 0.84566 | 0.87648 | 0.84 | 0.84 | NA | NA | NA | NA |  | 0.84566 | 0.87648 | 0.84 | 0.84 | NA | NA | NA | NA | t_ActAreaEFLH2013OccSens | 43 | 99 | t_ActAreaCDF2013OccSens | 56 | 112
Health/Medical - Nursing Home | Office (General) - Facilities | 3148.3736 | 3056.6028 | 0.588 | 0.525 | NA | NA | NA | NA | 3148.3736 | 3056.6028 | 0.588 | 0.525 | NA | NA | NA | NA | 3148.3736 | 3056.6028 | 0.588 | 0.525 | NA | NA | NA | NA | 3148.3736 | 3056.6028 | 0.588 | 0.525 | NA | NA | NA | NA | 3148.3736 | 3056.6028 | 0.588 | 0.525 | NA | NA | NA | NA | 3148.3736 | 3056.6028 | 0.588 | 0.525 | NA | NA | NA | NA | 3148.3736 | 3056.6028 | 0.588 | 0.525 | NA | NA | NA | NA | 0.84566 | 0.8815 | 0.84 | 0.84 | NA | NA | NA | NA |  | 0.84566 | 0.8815 | 0.84 | 0.84 | NA | NA | NA | NA |  | 0.84566 | 0.8815 | 0.84 | 0.84 | NA | NA | NA | NA |  | 0.84566 | 0.8815 | 0.84 | 0.84 | NA | NA | NA | NA |  | 0.84566 | 0.8815 | 0.84 | 0.84 | NA | NA | NA | NA |  | 0.84566 | 0.8815 | 0.84 | 0.84 | NA | NA | NA | NA |  | 0.84566 | 0.8815 | 0.84 | 0.84 | NA | NA | NA | NA | t_ActAreaEFLH2013OccSens | 43 | 99 | t_ActAreaCDF2013OccSens | 56 | 112
Health/Medical - Nursing Home | Hotel/Motel Guest Room (incl. toilets) | 3945.3883 | 3467.0335 | 0.564 | 0.438 | NA | NA | NA | NA | 3945.3883 | 3467.0335 | 0.564 | 0.438 | NA | NA | NA | NA | 3945.3883 | 3467.0335 | 0.564 | 0.438 | NA | NA | NA | NA | 3945.3883 | 3467.0335 | 0.564 | 0.438 | NA | NA | NA | NA | 3945.3883 | 3467.0335 | 0.564 | 0.438 | NA | NA | NA | NA | 3945.3883 | 3467.0335 | 0.564 | 0.438 | NA | NA | NA | NA | 3945.3883 | 3467.0335 | 0.564 | 0.438 | NA | NA | NA | NA | 0.90353 | 0.91465 | 0.9 | 0.9 | NA | NA | NA | NA |  | 0.90353 | 0.91465 | 0.9 | 0.9 | NA | NA | NA | NA |  | 0.90353 | 0.91465 | 0.9 | 0.9 | NA | NA | NA | NA |  | 0.90353 | 0.91465 | 0.9 | 0.9 | NA | NA | NA | NA |  | 0.90353 | 0.91465 | 0.9 | 0.9 | NA | NA | NA | NA |  | 0.90353 | 0.91465 | 0.9 | 0.9 | NA | NA | NA | NA |  | 0.90353 | 0.91465 | 0.9 | 0.9 | NA | NA | NA | NA | t_ActAreaEFLH2013OccSens | 43 | 99 | t_ActAreaCDF2013OccSens | 56 | 112
Health/Medical - Nursing Home | Corridor | 6667.144 | 4385.8646 | 0.756 | 0.504 | NA | NA | NA | NA | 6667.144 | 4385.8646 | 0.756 | 0.504 | NA | NA | NA | NA | 6667.144 | 4385.8646 | 0.756 | 0.504 | NA | NA | NA | NA | 6667.144 | 4385.8646 | 0.756 | 0.504 | NA | NA | NA | NA | 6667.144 | 4385.8646 | 0.756 | 0.504 | NA | NA | NA | NA | 6667.144 | 4385.8646 | 0.756 | 0.504 | NA | NA | NA | NA | 6667.144 | 4385.8646 | 0.756 | 0.504 | NA | NA | NA | NA | 0.84566 | 0.83445 | 0.84 | 0.84 | NA | NA | NA | NA |  | 0.84566 | 0.83445 | 0.84 | 0.84 | NA | NA | NA | NA |  | 0.84566 | 0.83445 | 0.84 | 0.84 | NA | NA | NA | NA |  | 0.84566 | 0.83445 | 0.84 | 0.84 | NA | NA | NA | NA |  | 0.84566 | 0.83445 | 0.84 | 0.84 | NA | NA | NA | NA |  | 0.84566 | 0.83445 | 0.84 | 0.84 | NA | NA | NA | NA |  | 0.84566 | 0.83445 | 0.84 | 0.84 | NA | NA | NA | NA | t_ActAreaEFLH2013OccSens | 43 | 99 | t_ActAreaCDF2013OccSens | 56 | 112
Health/Medical - Nursing Home | Building | 3623.9725 | 3263.5723 | 0.5825 | 0.48495 | NA | NA | NA | NA | 3623.9725 | 3263.5723 | 0.5825 | 0.48495 | NA | NA | NA | NA | 3599.9389 | 3255.0139 | 0.58098 | 0.48437 | NA | NA | NA | NA | 3599.9389 | 3255.0139 | 0.58098 | 0.48437 | NA | NA | NA | NA | 3601.5396 | 3255.6712 | 0.58104 | 0.48428 | NA | NA | NA | NA | 3630.6342 | 3271.74 | 0.58041 | 0.48195 | NA | NA | NA | NA | 3630.6342 | 3271.74 | 0.58041 | 0.48195 | NA | NA | NA | NA | 0.86537 | 0.88828 | 0.85809 | 0.85685 | NA | NA | NA | NA |  | 0.86537 | 0.88828 | 0.85809 | 0.85685 | NA | NA | NA | NA |  | 0.86612 | 0.88924 | 0.85871 | 0.8574 | NA | NA | NA | NA |  | 0.86612 | 0.88924 | 0.85871 | 0.8574 | NA | NA | NA | NA |  | 0.8662 | 0.88928 | 0.85878 | 0.85748 | NA | NA | NA | NA |  | 0.86793 | 0.89026 | 0.86055 | 0.85919 | NA | NA | NA | NA |  | 0.86793 | 0.89026 | 0.86055 | 0.85919 | NA | NA | NA | NA | t_BldgEFLH2013OccSens | 52 | 108 | t_BldgCDF2013OccSens | 65 | 121
Lodging - Hotel | Laundry | 3432.7761 | 3074.2525 | 0.6608 | 0.4956 | NA | NA | NA | NA | 3432.7761 | 3074.2525 | 0.6608 | 0.4956 | NA | NA | NA | NA | 3432.7761 | 3074.2525 | 0.6608 | 0.4956 | NA | NA | NA | NA | 3432.7761 | 3074.2525 | 0.6608 | 0.4956 | NA | NA | NA | NA | 3432.7761 | 3074.2525 | 0.6608 | 0.4956 | NA | NA | NA | NA | 3432.7761 | 3074.2525 | 0.6608 | 0.4956 | NA | NA | NA | NA | 3432.7761 | 3074.2525 | 0.6608 | 0.4956 | NA | NA | NA | NA | 0.82644 | 0.85726 | 0.84 | 0.84 | NA | NA | NA | NA |  | 0.82644 | 0.85726 | 0.84 | 0.84 | NA | NA | NA | NA |  | 0.82644 | 0.85726 | 0.84 | 0.84 | NA | NA | NA | NA |  | 0.82644 | 0.85726 | 0.84 | 0.84 | NA | NA | NA | NA |  | 0.82644 | 0.85726 | 0.84 | 0.84 | NA | NA | NA | NA |  | 0.82644 | 0.85726 | 0.84 | 0.84 | NA | NA | NA | NA |  | 0.82644 | 0.85726 | 0.84 | 0.84 | NA | NA | NA | NA | t_ActAreaEFLH2013OccSens | 43 | 99 | t_ActAreaCDF2013OccSens | 56 | 112
Lodging - Hotel | Lobby (Hotel) | 6058.7161 | 5042.8646 | 0.756 | 0.567 | NA | NA | NA | NA | 6058.7161 | 5042.8646 | 0.756 | 0.567 | NA | NA | NA | NA | 6058.7161 | 5042.8646 | 0.756 | 0.567 | NA | NA | NA | NA | 6058.7161 | 5042.8646 | 0.756 | 0.567 | NA | NA | NA | NA | 6058.7161 | 5042.8646 | 0.756 | 0.567 | NA | NA | NA | NA | 6058.7161 | 5042.8646 | 0.756 | 0.567 | NA | NA | NA | NA | 6058.7161 | 5042.8646 | 0.756 | 0.567 | NA | NA | NA | NA | 0.76848 | 0.85284 | 0.84 | 0.84 | NA | NA | NA | NA |  | 0.76848 | 0.85284 | 0.84 | 0.84 | NA | NA | NA | NA |  | 0.76848 | 0.85284 | 0.84 | 0.84 | NA | NA | NA | NA |  | 0.76848 | 0.85284 | 0.84 | 0.84 | NA | NA | NA | NA |  | 0.76848 | 0.85284 | 0.84 | 0.84 | NA | NA | NA | NA |  | 0.76848 | 0.85284 | 0.84 | 0.84 | NA | NA | NA | NA |  | 0.76848 | 0.85284 | 0.84 | 0.84 | NA | NA | NA | NA | t_ActAreaEFLH2013OccSens | 43 | 99 | t_ActAreaCDF2013OccSens | 56 | 112
Lodging - Hotel | Office (General) | 2793.7594 | 2588.2333 | 0.5964 | 0.4473 | NA | NA | NA | NA | 2793.7594 | 2588.2333 | 0.5964 | 0.4473 | NA | NA | NA | NA | 2793.7594 | 2588.2333 | 0.5964 | 0.4473 | NA | NA | NA | NA | 2793.7594 | 2588.2333 | 0.5964 | 0.4473 | NA | NA | NA | NA | 2793.7594 | 2588.2333 | 0.5964 | 0.4473 | NA | NA | NA | NA | 2793.7594 | 2588.2333 | 0.5964 | 0.4473 | NA | NA | NA | NA | 2793.7594 | 2588.2333 | 0.5964 | 0.4473 | NA | NA | NA | NA | 0.84222 | 0.86088 | 0.84 | 0.84 | NA | NA | NA | NA |  | 0.84222 | 0.86088 | 0.84 | 0.84 | NA | NA | NA | NA |  | 0.84222 | 0.86088 | 0.84 | 0.84 | NA | NA | NA | NA |  | 0.84222 | 0.86088 | 0.84 | 0.84 | NA | NA | NA | NA |  | 0.84222 | 0.86088 | 0.84 | 0.84 | NA | NA | NA | NA |  | 0.84222 | 0.86088 | 0.84 | 0.84 | NA | NA | NA | NA |  | 0.84222 | 0.86088 | 0.84 | 0.84 | NA | NA | NA | NA | t_ActAreaEFLH2013OccSens | 43 | 99 | t_ActAreaCDF2013OccSens | 56 | 112
Lodging - Hotel | Kitchen and Food Preparation | 3732.5741 | 3113.7855 | 0.7392 | 0.5544 | NA | NA | NA | NA | 3732.5741 | 3113.7855 | 0.7392 | 0.5544 | NA | NA | NA | NA | 3732.5741 | 3113.7855 | 0.7392 | 0.5544 | NA | NA | NA | NA | 3732.5741 | 3113.7855 | 0.7392 | 0.5544 | NA | NA | NA | NA | 3732.5741 | 3113.7855 | 0.7392 | 0.5544 | NA | NA | NA | NA | 3732.5741 | 3113.7855 | 0.7392 | 0.5544 | NA | NA | NA | NA | 3732.5741 | 3113.7855 | 0.7392 | 0.5544 | NA | NA | NA | NA | 0.82511 | 0.85509 | 0.84 | 0.84 | NA | NA | NA | NA |  | 0.82511 | 0.85509 | 0.84 | 0.84 | NA | NA | NA | NA |  | 0.82511 | 0.85509 | 0.84 | 0.84 | NA | NA | NA | NA |  | 0.82511 | 0.85509 | 0.84 | 0.84 | NA | NA | NA | NA |  | 0.82511 | 0.85509 | 0.84 | 0.84 | NA | NA | NA | NA |  | 0.82511 | 0.85509 | 0.84 | 0.84 | NA | NA | NA | NA |  | 0.82511 | 0.85509 | 0.84 | 0.84 | NA | NA | NA | NA | t_ActAreaEFLH2013OccSens | 43 | 99 | t_ActAreaCDF2013OccSens | 56 | 112
Lodging - Hotel | Bar, Cocktail Lounge | 2957.6032 | 2668.1666 | 0.69337 | 0.52003 | NA | NA | NA | NA | 2957.6032 | 2668.1666 | 0.69337 | 0.52003 | NA | NA | NA | NA | 2957.6032 | 2668.1666 | 0.69337 | 0.52003 | NA | NA | NA | NA | 2957.6032 | 2668.1666 | 0.69337 | 0.52003 | NA | NA | NA | NA | 2957.6032 | 2668.1666 | 0.69337 | 0.52003 | NA | NA | NA | NA | 2957.6032 | 2668.1666 | 0.69337 | 0.52003 | NA | NA | NA | NA | 2957.6032 | 2668.1666 | 0.69337 | 0.52003 | NA | NA | NA | NA | 0.84875 | 0.85856 | 0.84 | 0.84 | NA | NA | NA | NA |  | 0.84875 | 0.85856 | 0.84 | 0.84 | NA | NA | NA | NA |  | 0.84875 | 0.85856 | 0.84 | 0.84 | NA | NA | NA | NA |  | 0.84875 | 0.85856 | 0.84 | 0.84 | NA | NA | NA | NA |  | 0.84875 | 0.85856 | 0.84 | 0.84 | NA | NA | NA | NA |  | 0.84875 | 0.85856 | 0.84 | 0.84 | NA | NA | NA | NA |  | 0.84875 | 0.85856 | 0.84 | 0.84 | NA | NA | NA | NA | t_ActAreaEFLH2013OccSens | 43 | 99 | t_ActAreaCDF2013OccSens | 56 | 112
Lodging - Hotel | Dining Area | 2957.6032 | 2668.1666 | 0.69337 | 0.52003 | NA | NA | NA | NA | 2957.6032 | 2668.1666 | 0.69337 | 0.52003 | NA | NA | NA | NA | 2957.6032 | 2668.1666 | 0.69337 | 0.52003 | NA | NA | NA | NA | 2957.6032 | 2668.1666 | 0.69337 | 0.52003 | NA | NA | NA | NA | 2957.6032 | 2668.1666 | 0.69337 | 0.52003 | NA | NA | NA | NA | 2957.6032 | 2668.1666 | 0.69337 | 0.52003 | NA | NA | NA | NA | 2957.6032 | 2668.1666 | 0.69337 | 0.52003 | NA | NA | NA | NA | 0.84875 | 0.85856 | 0.84 | 0.84 | NA | NA | NA | NA |  | 0.84875 | 0.85856 | 0.84 | 0.84 | NA | NA | NA | NA |  | 0.84875 | 0.85856 | 0.84 | 0.84 | NA | NA | NA | NA |  | 0.84875 | 0.85856 | 0.84 | 0.84 | NA | NA | NA | NA |  | 0.84875 | 0.85856 | 0.84 | 0.84 | NA | NA | NA | NA |  | 0.84875 | 0.85856 | 0.84 | 0.84 | NA | NA | NA | NA |  | 0.84875 | 0.85856 | 0.84 | 0.84 | NA | NA | NA | NA | t_ActAreaEFLH2013OccSens | 43 | 99 | t_ActAreaCDF2013OccSens | 56 | 112
Lodging - Hotel | Hotel/Motel Guest Room (incl. toilets) - occ | 962.1172 | 991.3854 | 0.098012 | 0.098012 | NA | NA | NA | NA | 962.1172 | 991.3854 | 0.098012 | 0.098012 | NA | NA | NA | NA | 962.1172 | 991.3854 | 0.098012 | 0.098012 | NA | NA | NA | NA | 962.1172 | 991.3854 | 0.098012 | 0.098012 | NA | NA | NA | NA | 962.1172 | 991.3854 | 0.098012 | 0.098012 | NA | NA | NA | NA | 962.1172 | 991.3854 | 0.098012 | 0.098012 | NA | NA | NA | NA | 962.1172 | 991.3854 | 0.098012 | 0.098012 | NA | NA | NA | NA | 0.90353 | 0.93102 | 0.9 | 0.9 | NA | NA | NA | NA |  | 0.90353 | 0.93102 | 0.9 | 0.9 | NA | NA | NA | NA |  | 0.90353 | 0.93102 | 0.9 | 0.9 | NA | NA | NA | NA |  | 0.90353 | 0.93102 | 0.9 | 0.9 | NA | NA | NA | NA |  | 0.90353 | 0.93102 | 0.9 | 0.9 | NA | NA | NA | NA |  | 0.90353 | 0.93102 | 0.9 | 0.9 | NA | NA | NA | NA |  | 0.90353 | 0.93102 | 0.9 | 0.9 | NA | NA | NA | NA | t_ActAreaEFLH2013OccSens | 43 | 99 | t_ActAreaCDF2013OccSens | 56 | 112
Lodging - Hotel | Hotel/Motel Guest Room (incl. toilets) - unocc | 0 | 0 | 0 | 0 | NA | NA | NA | NA | 0 | 0 | 0 | 0 | NA | NA | NA | NA | 0 | 0 | 0 | 0 | NA | NA | NA | NA | 0 | 0 | 0 | 0 | NA | NA | NA | NA | 0 | 0 | 0 | 0 | NA | NA | NA | NA | 0 | 0 | 0 | 0 | NA | NA | NA | NA | 0 | 0 | 0 | 0 | NA | NA | NA | NA | 1 | 1 | #DIV/0! | #DIV/0! | NA | NA | NA | NA |  | 1 | 1 | #DIV/0! | #DIV/0! | NA | NA | NA | NA |  | 1 | 1 | #DIV/0! | #DIV/0! | NA | NA | NA | NA |  | 1 | 1 | #DIV/0! | #DIV/0! | NA | NA | NA | NA |  | 1 | 1 | #DIV/0! | #DIV/0! | NA | NA | NA | NA |  | 1 | 1 | #DIV/0! | #DIV/0! | NA | NA | NA | NA |  | 1 | 1 | #DIV/0! | #DIV/0! | NA | NA | NA | NA | t_ActAreaEFLH2013OccSens | 43 | 99 | t_ActAreaCDF2013OccSens | 56 | 112
Lodging - Hotel | Corridor | 6667.144 | 5042.8646 | 0.756 | 0.567 | NA | NA | NA | NA | 6667.144 | 5042.8646 | 0.756 | 0.567 | NA | NA | NA | NA | 6667.144 | 5042.8646 | 0.756 | 0.567 | NA | NA | NA | NA | 6667.144 | 5042.8646 | 0.756 | 0.567 | NA | NA | NA | NA | 6667.144 | 5042.8646 | 0.756 | 0.567 | NA | NA | NA | NA | 6667.144 | 5042.8646 | 0.756 | 0.567 | NA | NA | NA | NA | 6667.144 | 5042.8646 | 0.756 | 0.567 | NA | NA | NA | NA | 0.84566 | 0.85284 | 0.84 | 0.84 | NA | NA | NA | NA |  | 0.84566 | 0.85284 | 0.84 | 0.84 | NA | NA | NA | NA |  | 0.84566 | 0.85284 | 0.84 | 0.84 | NA | NA | NA | NA |  | 0.84566 | 0.85284 | 0.84 | 0.84 | NA | NA | NA | NA |  | 0.84566 | 0.85284 | 0.84 | 0.84 | NA | NA | NA | NA |  | 0.84566 | 0.85284 | 0.84 | 0.84 | NA | NA | NA | NA |  | 0.84566 | 0.85284 | 0.84 | 0.84 | NA | NA | NA | NA | t_ActAreaEFLH2013OccSens | 43 | 99 | t_ActAreaCDF2013OccSens | 56 | 112
Lodging - Hotel | Building | 1931.8845 | 1685.0084 | 0.24443 | 0.19685 | NA | NA | NA | NA | 1931.8845 | 1685.0084 | 0.24443 | 0.19685 | NA | NA | NA | NA | 1796.063 | 1583.7265 | 0.22574 | 0.18337 | NA | NA | NA | NA | 1796.063 | 1583.7265 | 0.22574 | 0.18337 | NA | NA | NA | NA | 1644.9957 | 1461.1607 | 0.20678 | 0.16965 | NA | NA | NA | NA | 1637.7375 | 1454.0396 | 0.20432 | 0.1679 | NA | NA | NA | NA | 1637.7375 | 1454.0396 | 0.20432 | 0.1679 | NA | NA | NA | NA | 0.83658 | 0.87761 | 0.85258 | 0.85568 | NA | NA | NA | NA |  | 0.83658 | 0.87761 | 0.85258 | 0.85568 | NA | NA | NA | NA |  | 0.83605 | 0.88018 | 0.85419 | 0.85754 | NA | NA | NA | NA |  | 0.83605 | 0.88018 | 0.85419 | 0.85754 | NA | NA | NA | NA |  | 0.84569 | 0.88365 | 0.85608 | 0.85968 | NA | NA | NA | NA |  | 0.84573 | 0.88391 | 0.85638 | 0.86002 | NA | NA | NA | NA |  | 0.84573 | 0.88391 | 0.85638 | 0.86002 | NA | NA | NA | NA | t_BldgEFLH2013OccSens | 52 | 108 | t_BldgCDF2013OccSens | 65 | 121
Lodging - Motel | Hotel/Motel Guest Room (incl. toilets) - 12hr occ | 685.0261 | 705.865 | 0.071724 | 0.071724 | NA | NA | NA | NA | 685.0261 | 705.865 | 0.071724 | 0.071724 | NA | NA | NA | NA | 685.0261 | 705.865 | 0.071724 | 0.071724 | NA | NA | NA | NA | 685.0261 | 705.865 | 0.071724 | 0.071724 | NA | NA | NA | NA | 685.0261 | 705.865 | 0.071724 | 0.071724 | NA | NA | NA | NA | 685.0261 | 705.865 | 0.071724 | 0.071724 | NA | NA | NA | NA | 685.0261 | 705.865 | 0.071724 | 0.071724 | NA | NA | NA | NA | 0.90353 | 0.93102 | 0.9 | 0.9 | NA | NA | NA | NA |  | 0.90353 | 0.93102 | 0.9 | 0.9 | NA | NA | NA | NA |  | 0.90353 | 0.93102 | 0.9 | 0.9 | NA | NA | NA | NA |  | 0.90353 | 0.93102 | 0.9 | 0.9 | NA | NA | NA | NA |  | 0.90353 | 0.93102 | 0.9 | 0.9 | NA | NA | NA | NA |  | 0.90353 | 0.93102 | 0.9 | 0.9 | NA | NA | NA | NA |  | 0.90353 | 0.93102 | 0.9 | 0.9 | NA | NA | NA | NA | t_ActAreaEFLH2013OccSens | 43 | 99 | t_ActAreaCDF2013OccSens | 56 | 112
Lodging - Motel | Hotel/Motel Guest Room (incl. toilets) - 24hr occ | 1022.427 | 1053.5299 | 0.10705 | 0.10705 | NA | NA | NA | NA | 1022.427 | 1053.5299 | 0.10705 | 0.10705 | NA | NA | NA | NA | 1022.427 | 1053.5299 | 0.10705 | 0.10705 | NA | NA | NA | NA | 1022.427 | 1053.5299 | 0.10705 | 0.10705 | NA | NA | NA | NA | 1022.427 | 1053.5299 | 0.10705 | 0.10705 | NA | NA | NA | NA | 1022.427 | 1053.5299 | 0.10705 | 0.10705 | NA | NA | NA | NA | 1022.427 | 1053.5299 | 0.10705 | 0.10705 | NA | NA | NA | NA | 0.90353 | 0.93102 | 0.9 | 0.9 | NA | NA | NA | NA |  | 0.90353 | 0.93102 | 0.9 | 0.9 | NA | NA | NA | NA |  | 0.90353 | 0.93102 | 0.9 | 0.9 | NA | NA | NA | NA |  | 0.90353 | 0.93102 | 0.9 | 0.9 | NA | NA | NA | NA |  | 0.90353 | 0.93102 | 0.9 | 0.9 | NA | NA | NA | NA |  | 0.90353 | 0.93102 | 0.9 | 0.9 | NA | NA | NA | NA |  | 0.90353 | 0.93102 | 0.9 | 0.9 | NA | NA | NA | NA | t_ActAreaEFLH2013OccSens | 43 | 99 | t_ActAreaCDF2013OccSens | 56 | 112
Lodging - Motel | Hotel/Motel Guest Room (incl. toilets) - unocc | 0 | 0 | 0 | 0 | NA | NA | NA | NA | 0 | 0 | 0 | 0 | NA | NA | NA | NA | 0 | 0 | 0 | 0 | NA | NA | NA | NA | 0 | 0 | 0 | 0 | NA | NA | NA | NA | 0 | 0 | 0 | 0 | NA | NA | NA | NA | 0 | 0 | 0 | 0 | NA | NA | NA | NA | 0 | 0 | 0 | 0 | NA | NA | NA | NA | 1 | 1 | #DIV/0! | #DIV/0! | NA | NA | NA | NA |  | 1 | 1 | #DIV/0! | #DIV/0! | NA | NA | NA | NA |  | 1 | 1 | #DIV/0! | #DIV/0! | NA | NA | NA | NA |  | 1 | 1 | #DIV/0! | #DIV/0! | NA | NA | NA | NA |  | 1 | 1 | #DIV/0! | #DIV/0! | NA | NA | NA | NA |  | 1 | 1 | #DIV/0! | #DIV/0! | NA | NA | NA | NA |  | 1 | 1 | #DIV/0! | #DIV/0! | NA | NA | NA | NA | t_ActAreaEFLH2013OccSens | 43 | 99 | t_ActAreaCDF2013OccSens | 56 | 112
Lodging - Motel | Office (General) | 5185.5565 | 5455.2281 | 0.588 | 0.588 | NA | NA | NA | NA | 5185.5565 | 5455.2281 | 0.588 | 0.588 | NA | NA | NA | NA | 5185.5565 | 5455.2281 | 0.588 | 0.588 | NA | NA | NA | NA | 5185.5565 | 5455.2281 | 0.588 | 0.588 | NA | NA | NA | NA | 5185.5565 | 5455.2281 | 0.588 | 0.588 | NA | NA | NA | NA | 5185.5565 | 5455.2281 | 0.588 | 0.588 | NA | NA | NA | NA | 5185.5565 | 5455.2281 | 0.588 | 0.588 | NA | NA | NA | NA | 0.84566 | 0.88963 | 0.84 | 0.84 | NA | NA | NA | NA |  | 0.84566 | 0.88963 | 0.84 | 0.84 | NA | NA | NA | NA |  | 0.84566 | 0.88963 | 0.84 | 0.84 | NA | NA | NA | NA |  | 0.84566 | 0.88963 | 0.84 | 0.84 | NA | NA | NA | NA |  | 0.84566 | 0.88963 | 0.84 | 0.84 | NA | NA | NA | NA |  | 0.84566 | 0.88963 | 0.84 | 0.84 | NA | NA | NA | NA |  | 0.84566 | 0.88963 | 0.84 | 0.84 | NA | NA | NA | NA | t_ActAreaEFLH2013OccSens | 43 | 99 | t_ActAreaCDF2013OccSens | 56 | 112
Lodging - Motel | Laundry | 4444.7627 | 3380.5203 | 0.504 | 0.336 | NA | NA | NA | NA | 4444.7627 | 3380.5203 | 0.504 | 0.336 | NA | NA | NA | NA | 4444.7627 | 3380.5203 | 0.504 | 0.336 | NA | NA | NA | NA | 4444.7627 | 3380.5203 | 0.504 | 0.336 | NA | NA | NA | NA | 4444.7627 | 3380.5203 | 0.504 | 0.336 | NA | NA | NA | NA | 4444.7627 | 3380.5203 | 0.504 | 0.336 | NA | NA | NA | NA | 4444.7627 | 3380.5203 | 0.504 | 0.336 | NA | NA | NA | NA | 0.84566 | 0.83445 | 0.84 | 0.84 | NA | NA | NA | NA |  | 0.84566 | 0.83445 | 0.84 | 0.84 | NA | NA | NA | NA |  | 0.84566 | 0.83445 | 0.84 | 0.84 | NA | NA | NA | NA |  | 0.84566 | 0.83445 | 0.84 | 0.84 | NA | NA | NA | NA |  | 0.84566 | 0.83445 | 0.84 | 0.84 | NA | NA | NA | NA |  | 0.84566 | 0.83445 | 0.84 | 0.84 | NA | NA | NA | NA |  | 0.84566 | 0.83445 | 0.84 | 0.84 | NA | NA | NA | NA | t_ActAreaEFLH2013OccSens | 43 | 99 | t_ActAreaCDF2013OccSens | 56 | 112
Lodging - Motel | Corridor | 6667.144 | 5731.4166 | 0.756 | 0.588 | NA | NA | NA | NA | 6667.144 | 5731.4166 | 0.756 | 0.588 | NA | NA | NA | NA | 6667.144 | 5731.4166 | 0.756 | 0.588 | NA | NA | NA | NA | 6667.144 | 5731.4166 | 0.756 | 0.588 | NA | NA | NA | NA | 6667.144 | 5731.4166 | 0.756 | 0.588 | NA | NA | NA | NA | 6667.144 | 5731.4166 | 0.756 | 0.588 | NA | NA | NA | NA | 6667.144 | 5731.4166 | 0.756 | 0.588 | NA | NA | NA | NA | 0.84566 | 0.8581 | 0.84 | 0.84 | NA | NA | NA | NA |  | 0.84566 | 0.8581 | 0.84 | 0.84 | NA | NA | NA | NA |  | 0.84566 | 0.8581 | 0.84 | 0.84 | NA | NA | NA | NA |  | 0.84566 | 0.8581 | 0.84 | 0.84 | NA | NA | NA | NA |  | 0.84566 | 0.8581 | 0.84 | 0.84 | NA | NA | NA | NA |  | 0.84566 | 0.8581 | 0.84 | 0.84 | NA | NA | NA | NA |  | 0.84566 | 0.8581 | 0.84 | 0.84 | NA | NA | NA | NA | t_ActAreaEFLH2013OccSens | 43 | 99 | t_ActAreaCDF2013OccSens | 56 | 112
Lodging - Motel | Building | 1506.1203 | 1399.3516 | 0.16639 | 0.14362 | NA | NA | NA | NA | 1506.1203 | 1399.3516 | 0.16639 | 0.14362 | NA | NA | NA | NA | 1327.7204 | 1255.3899 | 0.14599 | 0.12898 | NA | NA | NA | NA | 1327.7204 | 1255.3899 | 0.14599 | 0.12898 | NA | NA | NA | NA | 1327.7204 | 1255.3899 | 0.14599 | 0.12898 | NA | NA | NA | NA | 1303.6313 | 1229.1651 | 0.14323 | 0.12612 | NA | NA | NA | NA | 1303.6313 | 1229.1651 | 0.14323 | 0.12612 | NA | NA | NA | NA | 0.86422 | 0.88598 | 0.85819 | 0.86114 | NA | NA | NA | NA |  | 0.86422 | 0.88598 | 0.85819 | 0.86114 | NA | NA | NA | NA |  | 0.86764 | 0.89142 | 0.86164 | 0.86458 | NA | NA | NA | NA |  | 0.86764 | 0.89142 | 0.86164 | 0.86458 | NA | NA | NA | NA |  | 0.86764 | 0.89142 | 0.86164 | 0.86458 | NA | NA | NA | NA |  | 0.8682 | 0.89146 | 0.86221 | 0.86531 | NA | NA | NA | NA |  | 0.8682 | 0.89146 | 0.86221 | 0.86531 | NA | NA | NA | NA | t_BldgEFLH2013OccSens | 52 | 108 | t_BldgCDF2013OccSens | 65 | 121
Manufacturing - Bio/Tech | Comm/Ind Work (High Tech, Bio Tech, Lab) | 2661.8347 | 2285.751 | 0.72996 | 0.66509 | NA | NA | NA | NA | 2661.8347 | 2285.751 | 0.72996 | 0.66509 | NA | NA | NA | NA | 2661.8347 | 2285.751 | 0.72996 | 0.66509 | NA | NA | NA | NA | 2661.8347 | 2285.751 | 0.72996 | 0.66509 | NA | NA | NA | NA | 2661.8347 | 2285.751 | 0.72996 | 0.66509 | NA | NA | NA | NA | 2661.8347 | 2285.751 | 0.72996 | 0.66509 | NA | NA | NA | NA | 2661.8347 | 2285.751 | 0.72996 | 0.66509 | NA | NA | NA | NA | 0.87547 | 0.88879 | 0.85 | 0.85 | NA | NA | NA | NA |  | 0.87547 | 0.88879 | 0.85 | 0.85 | NA | NA | NA | NA |  | 0.87547 | 0.88879 | 0.85 | 0.85 | NA | NA | NA | NA |  | 0.87547 | 0.88879 | 0.85 | 0.85 | NA | NA | NA | NA |  | 0.87547 | 0.88879 | 0.85 | 0.85 | NA | NA | NA | NA |  | 0.87547 | 0.88879 | 0.85 | 0.85 | NA | NA | NA | NA |  | 0.87547 | 0.88879 | 0.85 | 0.85 | NA | NA | NA | NA | t_ActAreaEFLH2013OccSens | 43 | 99 | t_ActAreaCDF2013OccSens | 56 | 112
Manufacturing - Bio/Tech | Office (General) | 2688.2936 | 2285.2222 | 0.7307 | 0.66509 | NA | NA | NA | NA | 2688.2936 | 2285.2222 | 0.7307 | 0.66509 | NA | NA | NA | NA | 2688.2936 | 2285.2222 | 0.7307 | 0.66509 | NA | NA | NA | NA | 2688.2936 | 2285.2222 | 0.7307 | 0.66509 | NA | NA | NA | NA | 2688.2936 | 2285.2222 | 0.7307 | 0.66509 | NA | NA | NA | NA | 2688.2936 | 2285.2222 | 0.7307 | 0.66509 | NA | NA | NA | NA | 2688.2936 | 2285.2222 | 0.7307 | 0.66509 | NA | NA | NA | NA | 0.87429 | 0.88858 | 0.85 | 0.85 | NA | NA | NA | NA |  | 0.87429 | 0.88858 | 0.85 | 0.85 | NA | NA | NA | NA |  | 0.87429 | 0.88858 | 0.85 | 0.85 | NA | NA | NA | NA |  | 0.87429 | 0.88858 | 0.85 | 0.85 | NA | NA | NA | NA |  | 0.87429 | 0.88858 | 0.85 | 0.85 | NA | NA | NA | NA |  | 0.87429 | 0.88858 | 0.85 | 0.85 | NA | NA | NA | NA |  | 0.87429 | 0.88858 | 0.85 | 0.85 | NA | NA | NA | NA | t_ActAreaEFLH2013OccSens | 43 | 99 | t_ActAreaCDF2013OccSens | 56 | 112
Manufacturing - Bio/Tech | Corridor | 5983.7506 | 7054.0135 | 0.72 | 0.72 | NA | NA | NA | NA | 5983.7506 | 7054.0135 | 0.72 | 0.72 | NA | NA | NA | NA | 5983.7506 | 7054.0135 | 0.72 | 0.72 | NA | NA | NA | NA | 5983.7506 | 7054.0135 | 0.72 | 0.72 | NA | NA | NA | NA | 5983.7506 | 7054.0135 | 0.72 | 0.72 | NA | NA | NA | NA | 5983.7506 | 7054.0135 | 0.72 | 0.72 | NA | NA | NA | NA | 5983.7506 | 7054.0135 | 0.72 | 0.72 | NA | NA | NA | NA | 0.792 | 0.93366 | 0.9 | 0.9 | NA | NA | NA | NA |  | 0.792 | 0.93366 | 0.9 | 0.9 | NA | NA | NA | NA |  | 0.792 | 0.93366 | 0.9 | 0.9 | NA | NA | NA | NA |  | 0.792 | 0.93366 | 0.9 | 0.9 | NA | NA | NA | NA |  | 0.792 | 0.93366 | 0.9 | 0.9 | NA | NA | NA | NA |  | 0.792 | 0.93366 | 0.9 | 0.9 | NA | NA | NA | NA |  | 0.792 | 0.93366 | 0.9 | 0.9 | NA | NA | NA | NA | t_ActAreaEFLH2013OccSens | 43 | 99 | t_ActAreaCDF2013OccSens | 56 | 112
Manufacturing - Bio/Tech | Computer Room (Mainframe/Server) | 2661.8347 | 2285.751 | 0.72996 | 0.66509 | NA | NA | NA | NA | 2661.8347 | 2285.751 | 0.72996 | 0.66509 | NA | NA | NA | NA | 2661.8347 | 2285.751 | 0.72996 | 0.66509 | NA | NA | NA | NA | 2661.8347 | 2285.751 | 0.72996 | 0.66509 | NA | NA | NA | NA | 2661.8347 | 2285.751 | 0.72996 | 0.66509 | NA | NA | NA | NA | 2661.8347 | 2285.751 | 0.72996 | 0.66509 | NA | NA | NA | NA | 2661.8347 | 2285.751 | 0.72996 | 0.66509 | NA | NA | NA | NA | 0.87547 | 0.88879 | 0.85 | 0.85 | NA | NA | NA | NA |  | 0.87547 | 0.88879 | 0.85 | 0.85 | NA | NA | NA | NA |  | 0.87547 | 0.88879 | 0.85 | 0.85 | NA | NA | NA | NA |  | 0.87547 | 0.88879 | 0.85 | 0.85 | NA | NA | NA | NA |  | 0.87547 | 0.88879 | 0.85 | 0.85 | NA | NA | NA | NA |  | 0.87547 | 0.88879 | 0.85 | 0.85 | NA | NA | NA | NA |  | 0.87547 | 0.88879 | 0.85 | 0.85 | NA | NA | NA | NA | t_ActAreaEFLH2013OccSens | 43 | 99 | t_ActAreaCDF2013OccSens | 56 | 112
Manufacturing - Bio/Tech | Dining Area | 2661.8347 | 2419.1657 | 0.72996 | 0.67702 | NA | NA | NA | NA | 2661.8347 | 2419.1657 | 0.72996 | 0.67702 | NA | NA | NA | NA | 2661.8347 | 2419.1657 | 0.72996 | 0.67702 | NA | NA | NA | NA | 2661.8347 | 2419.1657 | 0.72996 | 0.67702 | NA | NA | NA | NA | 2661.8347 | 2419.1657 | 0.72996 | 0.67702 | NA | NA | NA | NA | 2661.8347 | 2419.1657 | 0.72996 | 0.67702 | NA | NA | NA | NA | 2661.8347 | 2419.1657 | 0.72996 | 0.67702 | NA | NA | NA | NA | 0.87547 | 0.89261 | 0.85 | 0.85 | NA | NA | NA | NA |  | 0.87547 | 0.89261 | 0.85 | 0.85 | NA | NA | NA | NA |  | 0.87547 | 0.89261 | 0.85 | 0.85 | NA | NA | NA | NA |  | 0.87547 | 0.89261 | 0.85 | 0.85 | NA | NA | NA | NA |  | 0.87547 | 0.89261 | 0.85 | 0.85 | NA | NA | NA | NA |  | 0.87547 | 0.89261 | 0.85 | 0.85 | NA | NA | NA | NA |  | 0.87547 | 0.89261 | 0.85 | 0.85 | NA | NA | NA | NA | t_ActAreaEFLH2013OccSens | 43 | 99 | t_ActAreaCDF2013OccSens | 56 | 112
Manufacturing - Bio/Tech | Kitchen and Food Preparation | 2661.8347 | 2327.253 | 0.72996 | 0.66509 | NA | NA | NA | NA | 2661.8347 | 2327.253 | 0.72996 | 0.66509 | NA | NA | NA | NA | 2661.8347 | 2327.253 | 0.72996 | 0.66509 | NA | NA | NA | NA | 2661.8347 | 2327.253 | 0.72996 | 0.66509 | NA | NA | NA | NA | 2661.8347 | 2327.253 | 0.72996 | 0.66509 | NA | NA | NA | NA | 2661.8347 | 2327.253 | 0.72996 | 0.66509 | NA | NA | NA | NA | 2661.8347 | 2327.253 | 0.72996 | 0.66509 | NA | NA | NA | NA | 0.87547 | 0.89083 | 0.85 | 0.85 | NA | NA | NA | NA |  | 0.87547 | 0.89083 | 0.85 | 0.85 | NA | NA | NA | NA |  | 0.87547 | 0.89083 | 0.85 | 0.85 | NA | NA | NA | NA |  | 0.87547 | 0.89083 | 0.85 | 0.85 | NA | NA | NA | NA |  | 0.87547 | 0.89083 | 0.85 | 0.85 | NA | NA | NA | NA |  | 0.87547 | 0.89083 | 0.85 | 0.85 | NA | NA | NA | NA |  | 0.87547 | 0.89083 | 0.85 | 0.85 | NA | NA | NA | NA | t_ActAreaEFLH2013OccSens | 43 | 99 | t_ActAreaCDF2013OccSens | 56 | 112
Manufacturing - Bio/Tech | Conference Room | 3047.0759 | 2187.3902 | 0.651 | 0.4837 | NA | NA | NA | NA | 3047.0759 | 2187.3902 | 0.651 | 0.4837 | NA | NA | NA | NA | 3047.0759 | 2187.3902 | 0.651 | 0.4837 | NA | NA | NA | NA | 3047.0759 | 2187.3902 | 0.651 | 0.4837 | NA | NA | NA | NA | 3047.0759 | 2187.3902 | 0.651 | 0.4837 | NA | NA | NA | NA | 3047.0759 | 2187.3902 | 0.651 | 0.4837 | NA | NA | NA | NA | 3047.0759 | 2187.3902 | 0.651 | 0.4837 | NA | NA | NA | NA | 0.86097 | 0.87563 | 0.84 | 0.84 | NA | NA | NA | NA |  | 0.86097 | 0.87563 | 0.84 | 0.84 | NA | NA | NA | NA |  | 0.86097 | 0.87563 | 0.84 | 0.84 | NA | NA | NA | NA |  | 0.86097 | 0.87563 | 0.84 | 0.84 | NA | NA | NA | NA |  | 0.86097 | 0.87563 | 0.84 | 0.84 | NA | NA | NA | NA |  | 0.86097 | 0.87563 | 0.84 | 0.84 | NA | NA | NA | NA |  | 0.86097 | 0.87563 | 0.84 | 0.84 | NA | NA | NA | NA | t_ActAreaEFLH2013OccSens | 43 | 99 | t_ActAreaCDF2013OccSens | 56 | 112
Manufacturing - Bio/Tech | Building | 3083.6997 | 2868.4135 | 0.72678 | 0.66721 | NA | NA | NA | NA | 3083.6997 | 2868.4135 | 0.72678 | 0.66721 | NA | NA | NA | NA | 2995.1329 | 2741.7362 | 0.72721 | 0.66608 | NA | NA | NA | NA | 2995.0504 | 2742.6168 | 0.72733 | 0.66637 | NA | NA | NA | NA | 3021.7998 | 2780.3338 | 0.72725 | 0.66679 | NA | NA | NA | NA | 3042.7717 | 2811.3954 | 0.72704 | 0.6669 | NA | NA | NA | NA | 3042.7717 | 2811.3954 | 0.72704 | 0.6669 | NA | NA | NA | NA | 0.85357 | 0.90156 | 0.85548 | 0.85604 | NA | NA | NA | NA |  | 0.85357 | 0.90156 | 0.85548 | 0.85604 | NA | NA | NA | NA |  | 0.85762 | 0.89918 | 0.85424 | 0.8547 | NA | NA | NA | NA |  | 0.85762 | 0.89921 | 0.85426 | 0.85472 | NA | NA | NA | NA |  | 0.85637 | 0.89994 | 0.85463 | 0.85512 | NA | NA | NA | NA |  | 0.8554 | 0.90053 | 0.85493 | 0.85544 | NA | NA | NA | NA |  | 0.8554 | 0.90053 | 0.85493 | 0.85544 | NA | NA | NA | NA | t_BldgEFLH2013OccSens | 52 | 108 | t_BldgCDF2013OccSens | 65 | 121
Manufacturing - Light Industrial | Comm/Ind Work (General, High Bay) | 2785.2749 | 2266.325 | 0.78662 | 0.66509 | NA | NA | NA | NA | 2785.2749 | 2266.325 | 0.78662 | 0.66509 | NA | NA | NA | NA | 2785.2749 | 2266.325 | 0.78662 | 0.66509 | NA | NA | NA | NA | 2785.2749 | 2266.325 | 0.78662 | 0.66509 | NA | NA | NA | NA | 2785.2749 | 2266.325 | 0.78662 | 0.66509 | NA | NA | NA | NA | 2785.2749 | 2266.325 | 0.78662 | 0.66509 | NA | NA | NA | NA | 2785.2749 | 2266.325 | 0.78662 | 0.66509 | NA | NA | NA | NA | 0.87139 | 0.88123 | 0.85 | 0.85 | NA | NA | NA | NA |  | 0.87139 | 0.88123 | 0.85 | 0.85 | NA | NA | NA | NA |  | 0.87139 | 0.88123 | 0.85 | 0.85 | NA | NA | NA | NA |  | 0.87139 | 0.88123 | 0.85 | 0.85 | NA | NA | NA | NA |  | 0.87139 | 0.88123 | 0.85 | 0.85 | NA | NA | NA | NA |  | 0.87139 | 0.88123 | 0.85 | 0.85 | NA | NA | NA | NA |  | 0.87139 | 0.88123 | 0.85 | 0.85 | NA | NA | NA | NA | t_ActAreaEFLH2013OccSens | 43 | 99 | t_ActAreaCDF2013OccSens | 56 | 112
Manufacturing - Light Industrial | Storage (Unconditioned) | 3154.1205 | 2453.9193 | 0.756 | 0.609 | NA | NA | NA | NA | 3154.1205 | 2453.9193 | 0.756 | 0.609 | NA | NA | NA | NA | 3154.1205 | 2453.9193 | 0.756 | 0.609 | NA | NA | NA | NA | 3154.1205 | 2453.9193 | 0.756 | 0.609 | NA | NA | NA | NA | 3154.1205 | 2453.9193 | 0.756 | 0.609 | NA | NA | NA | NA | 3154.1205 | 2453.9193 | 0.756 | 0.609 | NA | NA | NA | NA | 3154.1205 | 2453.9193 | 0.756 | 0.609 | NA | NA | NA | NA | 0.94183 | 0.94234 | 0.84 | 0.84 | NA | NA | NA | NA |  | 0.94183 | 0.94234 | 0.84 | 0.84 | NA | NA | NA | NA |  | 0.94183 | 0.94234 | 0.84 | 0.84 | NA | NA | NA | NA |  | 0.94183 | 0.94234 | 0.84 | 0.84 | NA | NA | NA | NA |  | 0.94183 | 0.94234 | 0.84 | 0.84 | NA | NA | NA | NA |  | 0.94183 | 0.94234 | 0.84 | 0.84 | NA | NA | NA | NA |  | 0.94183 | 0.94234 | 0.84 | 0.84 | NA | NA | NA | NA | t_ActAreaEFLH2013OccSens | 43 | 99 | t_ActAreaCDF2013OccSens | 56 | 112
Manufacturing - Light Industrial | Building | 2820.403 | 2284.1911 | 0.78371 | 0.65975 | NA | NA | NA | NA | 2820.403 | 2284.1911 | 0.78371 | 0.65975 | NA | NA | NA | NA | 2823.4313 | 2285.7313 | 0.78345 | 0.65929 | NA | NA | NA | NA | 2823.4313 | 2285.7313 | 0.78345 | 0.65929 | NA | NA | NA | NA | 2826.2577 | 2287.1688 | 0.78322 | 0.65886 | NA | NA | NA | NA | 2829.5364 | 2288.8363 | 0.78295 | 0.65836 | NA | NA | NA | NA | 2829.5364 | 2288.8363 | 0.78295 | 0.65836 | NA | NA | NA | NA | 0.87839 | 0.88712 | 0.84907 | 0.84911 | NA | NA | NA | NA |  | 0.87839 | 0.88712 | 0.84907 | 0.84911 | NA | NA | NA | NA |  | 0.87899 | 0.88763 | 0.84899 | 0.84903 | NA | NA | NA | NA |  | 0.87899 | 0.88763 | 0.84899 | 0.84903 | NA | NA | NA | NA |  | 0.87955 | 0.8881 | 0.84892 | 0.84896 | NA | NA | NA | NA |  | 0.8802 | 0.88865 | 0.84883 | 0.84888 | NA | NA | NA | NA |  | 0.8802 | 0.88865 | 0.84883 | 0.84888 | NA | NA | NA | NA | t_BldgEFLH2013OccSens | 52 | 108 | t_BldgCDF2013OccSens | 65 | 121
Office - Large | Office (Open Plan) | 2199.317 | 2655.0566 | 0.6035 | 0.53141 | NA | NA | NA | NA | 2199.317 | 2655.0566 | 0.6035 | 0.53141 | NA | NA | NA | NA | 2199.317 | 2655.0566 | 0.6035 | 0.53141 | NA | NA | NA | NA | 2199.317 | 2655.0566 | 0.6035 | 0.53141 | NA | NA | NA | NA | 2199.317 | 2655.0566 | 0.6035 | 0.53141 | NA | NA | NA | NA | 2199.317 | 2655.0566 | 0.6035 | 0.53141 | NA | NA | NA | NA | 2199.317 | 2655.0566 | 0.6035 | 0.53141 | NA | NA | NA | NA | 0.83275 | 0.88615 | 0.85 | 0.85 | NA | NA | NA | NA |  | 0.83275 | 0.88615 | 0.85 | 0.85 | NA | NA | NA | NA |  | 0.83275 | 0.88615 | 0.85 | 0.85 | NA | NA | NA | NA |  | 0.83275 | 0.88615 | 0.85 | 0.85 | NA | NA | NA | NA |  | 0.83275 | 0.88615 | 0.85 | 0.85 | NA | NA | NA | NA |  | 0.83275 | 0.88615 | 0.85 | 0.85 | NA | NA | NA | NA |  | 0.83275 | 0.88615 | 0.85 | 0.85 | NA | NA | NA | NA | t_ActAreaEFLH2013OccSens | 43 | 99 | t_ActAreaCDF2013OccSens | 56 | 112
Office - Large | Office (Executive/Private) | 1757.5992 | 2313.9333 | 0.497 | 0.43763 | NA | NA | NA | NA | 1757.5992 | 2313.9333 | 0.497 | 0.43763 | NA | NA | NA | NA | 1757.5992 | 2313.9333 | 0.497 | 0.43763 | NA | NA | NA | NA | 1757.5992 | 2313.9333 | 0.497 | 0.43763 | NA | NA | NA | NA | 1757.5992 | 2313.9333 | 0.497 | 0.43763 | NA | NA | NA | NA | 1757.5992 | 2313.9333 | 0.497 | 0.43763 | NA | NA | NA | NA | 1757.5992 | 2313.9333 | 0.497 | 0.43763 | NA | NA | NA | NA | 0.6655 | 0.77229 | 0.7 | 0.7 | NA | NA | NA | NA |  | 0.6655 | 0.77229 | 0.7 | 0.7 | NA | NA | NA | NA |  | 0.6655 | 0.77229 | 0.7 | 0.7 | NA | NA | NA | NA |  | 0.6655 | 0.77229 | 0.7 | 0.7 | NA | NA | NA | NA |  | 0.6655 | 0.77229 | 0.7 | 0.7 | NA | NA | NA | NA |  | 0.6655 | 0.77229 | 0.7 | 0.7 | NA | NA | NA | NA |  | 0.6655 | 0.77229 | 0.7 | 0.7 | NA | NA | NA | NA | t_ActAreaEFLH2013OccSens | 43 | 99 | t_ActAreaCDF2013OccSens | 56 | 112
Office - Large | Corridor | 2346.5562 | 2768.7643 | 0.639 | 0.56267 | NA | NA | NA | NA | 2346.5562 | 2768.7643 | 0.639 | 0.56267 | NA | NA | NA | NA | 2346.5562 | 2768.7643 | 0.639 | 0.56267 | NA | NA | NA | NA | 2346.5562 | 2768.7643 | 0.639 | 0.56267 | NA | NA | NA | NA | 2346.5562 | 2768.7643 | 0.639 | 0.56267 | NA | NA | NA | NA | 2346.5562 | 2768.7643 | 0.639 | 0.56267 | NA | NA | NA | NA | 2346.5562 | 2768.7643 | 0.639 | 0.56267 | NA | NA | NA | NA | 0.8885 | 0.9241 | 0.9 | 0.9 | NA | NA | NA | NA |  | 0.8885 | 0.9241 | 0.9 | 0.9 | NA | NA | NA | NA |  | 0.8885 | 0.9241 | 0.9 | 0.9 | NA | NA | NA | NA |  | 0.8885 | 0.9241 | 0.9 | 0.9 | NA | NA | NA | NA |  | 0.8885 | 0.9241 | 0.9 | 0.9 | NA | NA | NA | NA |  | 0.8885 | 0.9241 | 0.9 | 0.9 | NA | NA | NA | NA |  | 0.8885 | 0.9241 | 0.9 | 0.9 | NA | NA | NA | NA | t_ActAreaEFLH2013OccSens | 43 | 99 | t_ActAreaCDF2013OccSens | 56 | 112
Office - Large | Lobby (Office Reception/Waiting) | 2346.5562 | 2768.7643 | 0.639 | 0.56267 | NA | NA | NA | NA | 2346.5562 | 2768.7643 | 0.639 | 0.56267 | NA | NA | NA | NA | 2346.5562 | 2768.7643 | 0.639 | 0.56267 | NA | NA | NA | NA | 2346.5562 | 2768.7643 | 0.639 | 0.56267 | NA | NA | NA | NA | 2346.5562 | 2768.7643 | 0.639 | 0.56267 | NA | NA | NA | NA | 2346.5562 | 2768.7643 | 0.639 | 0.56267 | NA | NA | NA | NA | 2346.5562 | 2768.7643 | 0.639 | 0.56267 | NA | NA | NA | NA | 0.8885 | 0.9241 | 0.9 | 0.9 | NA | NA | NA | NA |  | 0.8885 | 0.9241 | 0.9 | 0.9 | NA | NA | NA | NA |  | 0.8885 | 0.9241 | 0.9 | 0.9 | NA | NA | NA | NA |  | 0.8885 | 0.9241 | 0.9 | 0.9 | NA | NA | NA | NA |  | 0.8885 | 0.9241 | 0.9 | 0.9 | NA | NA | NA | NA |  | 0.8885 | 0.9241 | 0.9 | 0.9 | NA | NA | NA | NA |  | 0.8885 | 0.9241 | 0.9 | 0.9 | NA | NA | NA | NA | t_ActAreaEFLH2013OccSens | 43 | 99 | t_ActAreaCDF2013OccSens | 56 | 112
Office - Large | Conference Room | 2250.3892 | 2694.4979 | 0.5964 | 0.52516 | NA | NA | NA | NA | 2250.3892 | 2694.4979 | 0.5964 | 0.52516 | NA | NA | NA | NA | 2250.3892 | 2694.4979 | 0.5964 | 0.52516 | NA | NA | NA | NA | 2250.3892 | 2694.4979 | 0.5964 | 0.52516 | NA | NA | NA | NA | 2250.3892 | 2694.4979 | 0.5964 | 0.52516 | NA | NA | NA | NA | 2250.3892 | 2694.4979 | 0.5964 | 0.52516 | NA | NA | NA | NA | 2250.3892 | 2694.4979 | 0.5964 | 0.52516 | NA | NA | NA | NA | 0.85209 | 0.89931 | 0.84 | 0.84 | NA | NA | NA | NA |  | 0.85209 | 0.89931 | 0.84 | 0.84 | NA | NA | NA | NA |  | 0.85209 | 0.89931 | 0.84 | 0.84 | NA | NA | NA | NA |  | 0.85209 | 0.89931 | 0.84 | 0.84 | NA | NA | NA | NA |  | 0.85209 | 0.89931 | 0.84 | 0.84 | NA | NA | NA | NA |  | 0.85209 | 0.89931 | 0.84 | 0.84 | NA | NA | NA | NA |  | 0.85209 | 0.89931 | 0.84 | 0.84 | NA | NA | NA | NA | t_ActAreaEFLH2013OccSens | 43 | 99 | t_ActAreaCDF2013OccSens | 56 | 112
Office - Large | Copy Room (photocopying equipment) | 2396.8813 | 2807.6286 | 0.639 | 0.56267 | NA | NA | NA | NA | 2396.8813 | 2807.6286 | 0.639 | 0.56267 | NA | NA | NA | NA | 2396.8813 | 2807.6286 | 0.639 | 0.56267 | NA | NA | NA | NA | 2396.8813 | 2807.6286 | 0.639 | 0.56267 | NA | NA | NA | NA | 2396.8813 | 2807.6286 | 0.639 | 0.56267 | NA | NA | NA | NA | 2396.8813 | 2807.6286 | 0.639 | 0.56267 | NA | NA | NA | NA | 2396.8813 | 2807.6286 | 0.639 | 0.56267 | NA | NA | NA | NA | 0.90755 | 0.93707 | 0.9 | 0.9 | NA | NA | NA | NA |  | 0.90755 | 0.93707 | 0.9 | 0.9 | NA | NA | NA | NA |  | 0.90755 | 0.93707 | 0.9 | 0.9 | NA | NA | NA | NA |  | 0.90755 | 0.93707 | 0.9 | 0.9 | NA | NA | NA | NA |  | 0.90755 | 0.93707 | 0.9 | 0.9 | NA | NA | NA | NA |  | 0.90755 | 0.93707 | 0.9 | 0.9 | NA | NA | NA | NA |  | 0.90755 | 0.93707 | 0.9 | 0.9 | NA | NA | NA | NA | t_ActAreaEFLH2013OccSens | 43 | 99 | t_ActAreaCDF2013OccSens | 56 | 112
Office - Large | Restrooms | 2306.3225 | 2737.6933 | 0.5254 | 0.46264 | NA | NA | NA | NA | 2306.3225 | 2737.6933 | 0.5254 | 0.46264 | NA | NA | NA | NA | 2306.3225 | 2737.6933 | 0.5254 | 0.46264 | NA | NA | NA | NA | 2306.3225 | 2737.6933 | 0.5254 | 0.46264 | NA | NA | NA | NA | 2306.3225 | 2737.6933 | 0.5254 | 0.46264 | NA | NA | NA | NA | 2306.3225 | 2737.6933 | 0.5254 | 0.46264 | NA | NA | NA | NA | 2306.3225 | 2737.6933 | 0.5254 | 0.46264 | NA | NA | NA | NA | 0.87326 | 0.91373 | 0.74 | 0.74 | NA | NA | NA | NA |  | 0.87326 | 0.91373 | 0.74 | 0.74 | NA | NA | NA | NA |  | 0.87326 | 0.91373 | 0.74 | 0.74 | NA | NA | NA | NA |  | 0.87326 | 0.91373 | 0.74 | 0.74 | NA | NA | NA | NA |  | 0.87326 | 0.91373 | 0.74 | 0.74 | NA | NA | NA | NA |  | 0.87326 | 0.91373 | 0.74 | 0.74 | NA | NA | NA | NA |  | 0.87326 | 0.91373 | 0.74 | 0.74 | NA | NA | NA | NA | t_ActAreaEFLH2013OccSens | 43 | 99 | t_ActAreaCDF2013OccSens | 56 | 112
Office - Large | Mechanical/Electrical Room | 2435.058 | 2837.1112 | 0.5964 | 0.52516 | NA | NA | NA | NA | 2435.058 | 2837.1112 | 0.5964 | 0.52516 | NA | NA | NA | NA | 2435.058 | 2837.1112 | 0.5964 | 0.52516 | NA | NA | NA | NA | 2435.058 | 2837.1112 | 0.5964 | 0.52516 | NA | NA | NA | NA | 2435.058 | 2837.1112 | 0.5964 | 0.52516 | NA | NA | NA | NA | 2435.058 | 2837.1112 | 0.5964 | 0.52516 | NA | NA | NA | NA | 2435.058 | 2837.1112 | 0.5964 | 0.52516 | NA | NA | NA | NA | 0.92201 | 0.94691 | 0.84 | 0.84 | NA | NA | NA | NA |  | 0.92201 | 0.94691 | 0.84 | 0.84 | NA | NA | NA | NA |  | 0.92201 | 0.94691 | 0.84 | 0.84 | NA | NA | NA | NA |  | 0.92201 | 0.94691 | 0.84 | 0.84 | NA | NA | NA | NA |  | 0.92201 | 0.94691 | 0.84 | 0.84 | NA | NA | NA | NA |  | 0.92201 | 0.94691 | 0.84 | 0.84 | NA | NA | NA | NA |  | 0.92201 | 0.94691 | 0.84 | 0.84 | NA | NA | NA | NA | t_ActAreaEFLH2013OccSens | 43 | 99 | t_ActAreaCDF2013OccSens | 56 | 112
Office - Large | Building | 2131.0096 | 2602.3052 | 0.57988 | 0.51061 | NA | NA | NA | NA | 2131.0096 | 2602.3052 | 0.57988 | 0.51061 | NA | NA | NA | NA | 2108.4188 | 2584.8591 | 0.57611 | 0.50729 | NA | NA | NA | NA | 2107.9361 | 2584.4863 | 0.57604 | 0.50723 | NA | NA | NA | NA | 2111.1152 | 2586.9414 | 0.57652 | 0.50765 | NA | NA | NA | NA | 2107.3548 | 2584.0374 | 0.57537 | 0.50664 | NA | NA | NA | NA | 2107.3548 | 2584.0374 | 0.57537 | 0.50664 | NA | NA | NA | NA | 0.80688 | 0.86854 | 0.81674 | 0.81674 | NA | NA | NA | NA |  | 0.80688 | 0.86854 | 0.81674 | 0.81674 | NA | NA | NA | NA |  | 0.79833 | 0.86272 | 0.81142 | 0.81142 | NA | NA | NA | NA |  | 0.79815 | 0.86259 | 0.81132 | 0.81132 | NA | NA | NA | NA |  | 0.79935 | 0.86341 | 0.812 | 0.812 | NA | NA | NA | NA |  | 0.79793 | 0.86244 | 0.81038 | 0.81038 | NA | NA | NA | NA |  | 0.79793 | 0.86244 | 0.81038 | 0.81038 | NA | NA | NA | NA | t_BldgEFLH2013OccSens | 52 | 108 | t_BldgCDF2013OccSens | 65 | 121
Office - Small | Office (Executive/Private) | 1748.3566 | 2338.5753 | 0.48533 | 0.47211 | NA | NA | NA | NA | 1748.3566 | 2338.5753 | 0.48533 | 0.47211 | NA | NA | NA | NA | 1748.3566 | 2338.5753 | 0.48533 | 0.47211 | NA | NA | NA | NA | 1748.3566 | 2338.5753 | 0.48533 | 0.47211 | NA | NA | NA | NA | 1748.3566 | 2338.5753 | 0.48533 | 0.47211 | NA | NA | NA | NA | 1748.3566 | 2338.5753 | 0.48533 | 0.47211 | NA | NA | NA | NA | 1748.3566 | 2338.5753 | 0.48533 | 0.47211 | NA | NA | NA | NA | 0.67411 | 0.78958 | 0.7 | 0.7 | NA | NA | NA | NA |  | 0.67411 | 0.78958 | 0.7 | 0.7 | NA | NA | NA | NA |  | 0.67411 | 0.78958 | 0.7 | 0.7 | NA | NA | NA | NA |  | 0.67411 | 0.78958 | 0.7 | 0.7 | NA | NA | NA | NA |  | 0.67411 | 0.78958 | 0.7 | 0.7 | NA | NA | NA | NA |  | 0.67411 | 0.78958 | 0.7 | 0.7 | NA | NA | NA | NA |  | 0.67411 | 0.78958 | 0.7 | 0.7 | NA | NA | NA | NA | t_ActAreaEFLH2013OccSens | 43 | 99 | t_ActAreaCDF2013OccSens | 56 | 112
Office - Small | Corridor | 2311.8367 | 2754.0614 | 0.624 | 0.607 | NA | NA | NA | NA | 2311.8367 | 2754.0614 | 0.624 | 0.607 | NA | NA | NA | NA | 2311.8367 | 2754.0614 | 0.624 | 0.607 | NA | NA | NA | NA | 2311.8367 | 2754.0614 | 0.624 | 0.607 | NA | NA | NA | NA | 2311.8367 | 2754.0614 | 0.624 | 0.607 | NA | NA | NA | NA | 2311.8367 | 2754.0614 | 0.624 | 0.607 | NA | NA | NA | NA | 2311.8367 | 2754.0614 | 0.624 | 0.607 | NA | NA | NA | NA | 0.89137 | 0.92986 | 0.9 | 0.9 | NA | NA | NA | NA |  | 0.89137 | 0.92986 | 0.9 | 0.9 | NA | NA | NA | NA |  | 0.89137 | 0.92986 | 0.9 | 0.9 | NA | NA | NA | NA |  | 0.89137 | 0.92986 | 0.9 | 0.9 | NA | NA | NA | NA |  | 0.89137 | 0.92986 | 0.9 | 0.9 | NA | NA | NA | NA |  | 0.89137 | 0.92986 | 0.9 | 0.9 | NA | NA | NA | NA |  | 0.89137 | 0.92986 | 0.9 | 0.9 | NA | NA | NA | NA | t_ActAreaEFLH2013OccSens | 43 | 99 | t_ActAreaCDF2013OccSens | 56 | 112
Office - Small | Lobby (Office Reception/Waiting) | 2311.8367 | 2754.0614 | 0.624 | 0.607 | NA | NA | NA | NA | 2311.8367 | 2754.0614 | 0.624 | 0.607 | NA | NA | NA | NA | 2311.8367 | 2754.0614 | 0.624 | 0.607 | NA | NA | NA | NA | 2311.8367 | 2754.0614 | 0.624 | 0.607 | NA | NA | NA | NA | 2311.8367 | 2754.0614 | 0.624 | 0.607 | NA | NA | NA | NA | 2311.8367 | 2754.0614 | 0.624 | 0.607 | NA | NA | NA | NA | 2311.8367 | 2754.0614 | 0.624 | 0.607 | NA | NA | NA | NA | 0.89137 | 0.92986 | 0.9 | 0.9 | NA | NA | NA | NA |  | 0.89137 | 0.92986 | 0.9 | 0.9 | NA | NA | NA | NA |  | 0.89137 | 0.92986 | 0.9 | 0.9 | NA | NA | NA | NA |  | 0.89137 | 0.92986 | 0.9 | 0.9 | NA | NA | NA | NA |  | 0.89137 | 0.92986 | 0.9 | 0.9 | NA | NA | NA | NA |  | 0.89137 | 0.92986 | 0.9 | 0.9 | NA | NA | NA | NA |  | 0.89137 | 0.92986 | 0.9 | 0.9 | NA | NA | NA | NA | t_ActAreaEFLH2013OccSens | 43 | 99 | t_ActAreaCDF2013OccSens | 56 | 112
Office - Small | Conference Room | 2219.8296 | 2686.2193 | 0.5824 | 0.56653 | NA | NA | NA | NA | 2219.8296 | 2686.2193 | 0.5824 | 0.56653 | NA | NA | NA | NA | 2219.8296 | 2686.2193 | 0.5824 | 0.56653 | NA | NA | NA | NA | 2219.8296 | 2686.2193 | 0.5824 | 0.56653 | NA | NA | NA | NA | 2219.8296 | 2686.2193 | 0.5824 | 0.56653 | NA | NA | NA | NA | 2219.8296 | 2686.2193 | 0.5824 | 0.56653 | NA | NA | NA | NA | 2219.8296 | 2686.2193 | 0.5824 | 0.56653 | NA | NA | NA | NA | 0.8559 | 0.90695 | 0.84 | 0.84 | NA | NA | NA | NA |  | 0.8559 | 0.90695 | 0.84 | 0.84 | NA | NA | NA | NA |  | 0.8559 | 0.90695 | 0.84 | 0.84 | NA | NA | NA | NA |  | 0.8559 | 0.90695 | 0.84 | 0.84 | NA | NA | NA | NA |  | 0.8559 | 0.90695 | 0.84 | 0.84 | NA | NA | NA | NA |  | 0.8559 | 0.90695 | 0.84 | 0.84 | NA | NA | NA | NA |  | 0.8559 | 0.90695 | 0.84 | 0.84 | NA | NA | NA | NA | t_ActAreaEFLH2013OccSens | 43 | 99 | t_ActAreaCDF2013OccSens | 56 | 112
Office - Small | Copy Room (photocopying equipment) | 2359.9848 | 2789.5637 | 0.624 | 0.607 | NA | NA | NA | NA | 2359.9848 | 2789.5637 | 0.624 | 0.607 | NA | NA | NA | NA | 2359.9848 | 2789.5637 | 0.624 | 0.607 | NA | NA | NA | NA | 2359.9848 | 2789.5637 | 0.624 | 0.607 | NA | NA | NA | NA | 2359.9848 | 2789.5637 | 0.624 | 0.607 | NA | NA | NA | NA | 2359.9848 | 2789.5637 | 0.624 | 0.607 | NA | NA | NA | NA | 2359.9848 | 2789.5637 | 0.624 | 0.607 | NA | NA | NA | NA | 0.90993 | 0.94185 | 0.9 | 0.9 | NA | NA | NA | NA |  | 0.90993 | 0.94185 | 0.9 | 0.9 | NA | NA | NA | NA |  | 0.90993 | 0.94185 | 0.9 | 0.9 | NA | NA | NA | NA |  | 0.90993 | 0.94185 | 0.9 | 0.9 | NA | NA | NA | NA |  | 0.90993 | 0.94185 | 0.9 | 0.9 | NA | NA | NA | NA |  | 0.90993 | 0.94185 | 0.9 | 0.9 | NA | NA | NA | NA |  | 0.90993 | 0.94185 | 0.9 | 0.9 | NA | NA | NA | NA | t_ActAreaEFLH2013OccSens | 43 | 99 | t_ActAreaCDF2013OccSens | 56 | 112
Office - Small | Restrooms | 2311.8367 | 2754.0614 | 0.624 | 0.607 | NA | NA | NA | NA | 2311.8367 | 2754.0614 | 0.624 | 0.607 | NA | NA | NA | NA | 2311.8367 | 2754.0614 | 0.624 | 0.607 | NA | NA | NA | NA | 2311.8367 | 2754.0614 | 0.624 | 0.607 | NA | NA | NA | NA | 2311.8367 | 2754.0614 | 0.624 | 0.607 | NA | NA | NA | NA | 2311.8367 | 2754.0614 | 0.624 | 0.607 | NA | NA | NA | NA | 2311.8367 | 2754.0614 | 0.624 | 0.607 | NA | NA | NA | NA | 0.89137 | 0.92986 | 0.9 | 0.9 | NA | NA | NA | NA |  | 0.89137 | 0.92986 | 0.9 | 0.9 | NA | NA | NA | NA |  | 0.89137 | 0.92986 | 0.9 | 0.9 | NA | NA | NA | NA |  | 0.89137 | 0.92986 | 0.9 | 0.9 | NA | NA | NA | NA |  | 0.89137 | 0.92986 | 0.9 | 0.9 | NA | NA | NA | NA |  | 0.89137 | 0.92986 | 0.9 | 0.9 | NA | NA | NA | NA |  | 0.89137 | 0.92986 | 0.9 | 0.9 | NA | NA | NA | NA | t_ActAreaEFLH2013OccSens | 43 | 99 | t_ActAreaCDF2013OccSens | 56 | 112
Office - Small | Mechanical/Electrical Room | 2396.51 | 2816.4959 | 0.5824 | 0.56653 | NA | NA | NA | NA | 2396.51 | 2816.4959 | 0.5824 | 0.56653 | NA | NA | NA | NA | 2396.51 | 2816.4959 | 0.5824 | 0.56653 | NA | NA | NA | NA | 2396.51 | 2816.4959 | 0.5824 | 0.56653 | NA | NA | NA | NA | 2396.51 | 2816.4959 | 0.5824 | 0.56653 | NA | NA | NA | NA | 2396.51 | 2816.4959 | 0.5824 | 0.56653 | NA | NA | NA | NA | 2396.51 | 2816.4959 | 0.5824 | 0.56653 | NA | NA | NA | NA | 0.92402 | 0.95094 | 0.84 | 0.84 | NA | NA | NA | NA |  | 0.92402 | 0.95094 | 0.84 | 0.84 | NA | NA | NA | NA |  | 0.92402 | 0.95094 | 0.84 | 0.84 | NA | NA | NA | NA |  | 0.92402 | 0.95094 | 0.84 | 0.84 | NA | NA | NA | NA |  | 0.92402 | 0.95094 | 0.84 | 0.84 | NA | NA | NA | NA |  | 0.92402 | 0.95094 | 0.84 | 0.84 | NA | NA | NA | NA |  | 0.92402 | 0.95094 | 0.84 | 0.84 | NA | NA | NA | NA | t_ActAreaEFLH2013OccSens | 43 | 99 | t_ActAreaCDF2013OccSens | 56 | 112
Office - Small | Building | 1907.2159 | 2455.7113 | 0.52015 | 0.50598 | NA | NA | NA | NA | 1907.2159 | 2455.7113 | 0.52015 | 0.50598 | NA | NA | NA | NA | 1875.5532 | 2432.3646 | 0.51387 | 0.49987 | NA | NA | NA | NA | 1874.3827 | 2431.5015 | 0.51363 | 0.49964 | NA | NA | NA | NA | 1880.2608 | 2435.8358 | 0.51498 | 0.50095 | NA | NA | NA | NA | 1880.2608 | 2435.8358 | 0.51498 | 0.50095 | NA | NA | NA | NA | 1880.2608 | 2435.8358 | 0.51498 | 0.50095 | NA | NA | NA | NA | 0.73536 | 0.82913 | 0.75022 | 0.75022 | NA | NA | NA | NA |  | 0.73536 | 0.82913 | 0.75022 | 0.75022 | NA | NA | NA | NA |  | 0.72315 | 0.82124 | 0.74115 | 0.74115 | NA | NA | NA | NA |  | 0.7227 | 0.82095 | 0.74082 | 0.74082 | NA | NA | NA | NA |  | 0.72497 | 0.82242 | 0.74276 | 0.74276 | NA | NA | NA | NA |  | 0.72497 | 0.82242 | 0.74276 | 0.74276 | NA | NA | NA | NA |  | 0.72497 | 0.82242 | 0.74276 | 0.74276 | NA | NA | NA | NA | t_BldgEFLH2013OccSens | 52 | 108 | t_BldgCDF2013OccSens | 65 | 121
Restaurant - Sit-Down | Dining Area | 3870.4041 | 4335.8778 | 0.68 | 0.68 | NA | NA | NA | NA | 3870.4041 | 4335.8778 | 0.68 | 0.68 | NA | NA | NA | NA | 3870.4041 | 4335.8778 | 0.68 | 0.68 | NA | NA | NA | NA | 3870.4041 | 4335.8778 | 0.68 | 0.68 | NA | NA | NA | NA | 3870.4041 | 4335.8778 | 0.68 | 0.68 | NA | NA | NA | NA | 3870.4041 | 4335.8778 | 0.68 | 0.68 | NA | NA | NA | NA | 3870.4041 | 4335.8778 | 0.68 | 0.68 | NA | NA | NA | NA | 0.80028 | 0.89653 | 0.85 | 0.85 | NA | NA | NA | NA |  | 0.80028 | 0.89653 | 0.85 | 0.85 | NA | NA | NA | NA |  | 0.80028 | 0.89653 | 0.85 | 0.85 | NA | NA | NA | NA |  | 0.80028 | 0.89653 | 0.85 | 0.85 | NA | NA | NA | NA |  | 0.80028 | 0.89653 | 0.85 | 0.85 | NA | NA | NA | NA |  | 0.80028 | 0.89653 | 0.85 | 0.85 | NA | NA | NA | NA |  | 0.80028 | 0.89653 | 0.85 | 0.85 | NA | NA | NA | NA | t_ActAreaEFLH2013OccSens | 43 | 99 | t_ActAreaCDF2013OccSens | 56 | 112
Restaurant - Sit-Down | Lobby (Main Entry and Assembly) | 3870.4041 | 4335.8778 | 0.68 | 0.68 | NA | NA | NA | NA | 3870.4041 | 4335.8778 | 0.68 | 0.68 | NA | NA | NA | NA | 3870.4041 | 4335.8778 | 0.68 | 0.68 | NA | NA | NA | NA | 3870.4041 | 4335.8778 | 0.68 | 0.68 | NA | NA | NA | NA | 3870.4041 | 4335.8778 | 0.68 | 0.68 | NA | NA | NA | NA | 3870.4041 | 4335.8778 | 0.68 | 0.68 | NA | NA | NA | NA | 3870.4041 | 4335.8778 | 0.68 | 0.68 | NA | NA | NA | NA | 0.80028 | 0.89653 | 0.85 | 0.85 | NA | NA | NA | NA |  | 0.80028 | 0.89653 | 0.85 | 0.85 | NA | NA | NA | NA |  | 0.80028 | 0.89653 | 0.85 | 0.85 | NA | NA | NA | NA |  | 0.80028 | 0.89653 | 0.85 | 0.85 | NA | NA | NA | NA |  | 0.80028 | 0.89653 | 0.85 | 0.85 | NA | NA | NA | NA |  | 0.80028 | 0.89653 | 0.85 | 0.85 | NA | NA | NA | NA |  | 0.80028 | 0.89653 | 0.85 | 0.85 | NA | NA | NA | NA | t_ActAreaEFLH2013OccSens | 43 | 99 | t_ActAreaCDF2013OccSens | 56 | 112
Restaurant - Sit-Down | Kitchen and Food Preparation | 3851.0803 | 4307.0947 | 0.68 | 0.68 | NA | NA | NA | NA | 3851.0803 | 4307.0947 | 0.68 | 0.68 | NA | NA | NA | NA | 3851.0803 | 4307.0947 | 0.68 | 0.68 | NA | NA | NA | NA | 3851.0803 | 4307.0947 | 0.68 | 0.68 | NA | NA | NA | NA | 3851.0803 | 4307.0947 | 0.68 | 0.68 | NA | NA | NA | NA | 3851.0803 | 4307.0947 | 0.68 | 0.68 | NA | NA | NA | NA | 3851.0803 | 4307.0947 | 0.68 | 0.68 | NA | NA | NA | NA | 0.80161 | 0.89653 | 0.85 | 0.85 | NA | NA | NA | NA |  | 0.80161 | 0.89653 | 0.85 | 0.85 | NA | NA | NA | NA |  | 0.80161 | 0.89653 | 0.85 | 0.85 | NA | NA | NA | NA |  | 0.80161 | 0.89653 | 0.85 | 0.85 | NA | NA | NA | NA |  | 0.80161 | 0.89653 | 0.85 | 0.85 | NA | NA | NA | NA |  | 0.80161 | 0.89653 | 0.85 | 0.85 | NA | NA | NA | NA |  | 0.80161 | 0.89653 | 0.85 | 0.85 | NA | NA | NA | NA | t_ActAreaEFLH2013OccSens | 43 | 99 | t_ActAreaCDF2013OccSens | 56 | 112
Restaurant - Sit-Down | Restrooms | 4104.3875 | 4457.1007 | 0.592 | 0.592 | NA | NA | NA | NA | 4104.3875 | 4457.1007 | 0.592 | 0.592 | NA | NA | NA | NA | 4104.3875 | 4457.1007 | 0.592 | 0.592 | NA | NA | NA | NA | 4104.3875 | 4457.1007 | 0.592 | 0.592 | NA | NA | NA | NA | 4104.3875 | 4457.1007 | 0.592 | 0.592 | NA | NA | NA | NA | 4104.3875 | 4457.1007 | 0.592 | 0.592 | NA | NA | NA | NA | 4104.3875 | 4457.1007 | 0.592 | 0.592 | NA | NA | NA | NA | 0.84867 | 0.9216 | 0.74 | 0.74 | NA | NA | NA | NA |  | 0.84867 | 0.9216 | 0.74 | 0.74 | NA | NA | NA | NA |  | 0.84867 | 0.9216 | 0.74 | 0.74 | NA | NA | NA | NA |  | 0.84867 | 0.9216 | 0.74 | 0.74 | NA | NA | NA | NA |  | 0.84867 | 0.9216 | 0.74 | 0.74 | NA | NA | NA | NA |  | 0.84867 | 0.9216 | 0.74 | 0.74 | NA | NA | NA | NA |  | 0.84867 | 0.9216 | 0.74 | 0.74 | NA | NA | NA | NA | t_ActAreaEFLH2013OccSens | 43 | 99 | t_ActAreaCDF2013OccSens | 56 | 112
Restaurant - Sit-Down | Building | 3865.523 | 4336.8613 | 0.67825 | 0.67692 | NA | NA | NA | NA | 3865.523 | 4336.8613 | 0.67825 | 0.67692 | NA | NA | NA | NA | 3864.0058 | 4335.794 | 0.67861 | 0.67745 | NA | NA | NA | NA | 3864.0058 | 4335.794 | 0.67861 | 0.67745 | NA | NA | NA | NA | 3864.4158 | 4336.0067 | 0.67856 | 0.67743 | NA | NA | NA | NA | 3864.4158 | 4336.0067 | 0.67856 | 0.67743 | NA | NA | NA | NA | 3864.4158 | 4336.0067 | 0.67856 | 0.67743 | NA | NA | NA | NA | 0.80191 | 0.89741 | 0.84781 | 0.84616 | NA | NA | NA | NA |  | 0.80191 | 0.89741 | 0.84781 | 0.84616 | NA | NA | NA | NA |  | 0.80174 | 0.89726 | 0.84826 | 0.84681 | NA | NA | NA | NA |  | 0.80174 | 0.89726 | 0.84826 | 0.84681 | NA | NA | NA | NA |  | 0.80175 | 0.89726 | 0.8482 | 0.84679 | NA | NA | NA | NA |  | 0.80175 | 0.89726 | 0.8482 | 0.84679 | NA | NA | NA | NA |  | 0.80175 | 0.89726 | 0.8482 | 0.84679 | NA | NA | NA | NA | t_BldgEFLH2013OccSens | 52 | 108 | t_BldgCDF2013OccSens | 65 | 121
Restaurant - Fast-Food | Dining Area | 4029.1991 | 4347.7738 | 0.69062 | 0.69062 | NA | NA | NA | NA | 4029.1991 | 4347.7738 | 0.69062 | 0.69062 | NA | NA | NA | NA | 4029.1991 | 4347.7738 | 0.69062 | 0.69062 | NA | NA | NA | NA | 4029.1991 | 4347.7738 | 0.69062 | 0.69062 | NA | NA | NA | NA | 4029.1991 | 4347.7738 | 0.69062 | 0.69062 | NA | NA | NA | NA | 4029.1991 | 4347.7738 | 0.69062 | 0.69062 | NA | NA | NA | NA | 4029.1991 | 4347.7738 | 0.69062 | 0.69062 | NA | NA | NA | NA | 0.83082 | 0.89651 | 0.85 | 0.85 | NA | NA | NA | NA |  | 0.83082 | 0.89651 | 0.85 | 0.85 | NA | NA | NA | NA |  | 0.83082 | 0.89651 | 0.85 | 0.85 | NA | NA | NA | NA |  | 0.83082 | 0.89651 | 0.85 | 0.85 | NA | NA | NA | NA |  | 0.83082 | 0.89651 | 0.85 | 0.85 | NA | NA | NA | NA |  | 0.83082 | 0.89651 | 0.85 | 0.85 | NA | NA | NA | NA |  | 0.83082 | 0.89651 | 0.85 | 0.85 | NA | NA | NA | NA | t_ActAreaEFLH2013OccSens | 43 | 99 | t_ActAreaCDF2013OccSens | 56 | 112
Restaurant - Fast-Food | Lobby (Main Entry and Assembly) | 4029.1991 | 4347.7738 | 0.69062 | 0.69062 | NA | NA | NA | NA | 4029.1991 | 4347.7738 | 0.69062 | 0.69062 | NA | NA | NA | NA | 4029.1991 | 4347.7738 | 0.69062 | 0.69062 | NA | NA | NA | NA | 4029.1991 | 4347.7738 | 0.69062 | 0.69062 | NA | NA | NA | NA | 4029.1991 | 4347.7738 | 0.69062 | 0.69062 | NA | NA | NA | NA | 4029.1991 | 4347.7738 | 0.69062 | 0.69062 | NA | NA | NA | NA | 4029.1991 | 4347.7738 | 0.69062 | 0.69062 | NA | NA | NA | NA | 0.83082 | 0.89651 | 0.85 | 0.85 | NA | NA | NA | NA |  | 0.83082 | 0.89651 | 0.85 | 0.85 | NA | NA | NA | NA |  | 0.83082 | 0.89651 | 0.85 | 0.85 | NA | NA | NA | NA |  | 0.83082 | 0.89651 | 0.85 | 0.85 | NA | NA | NA | NA |  | 0.83082 | 0.89651 | 0.85 | 0.85 | NA | NA | NA | NA |  | 0.83082 | 0.89651 | 0.85 | 0.85 | NA | NA | NA | NA |  | 0.83082 | 0.89651 | 0.85 | 0.85 | NA | NA | NA | NA | t_ActAreaEFLH2013OccSens | 43 | 99 | t_ActAreaCDF2013OccSens | 56 | 112
Restaurant - Fast-Food | Kitchen and Food Preparation | 3998.0499 | 4313.6723 | 0.69063 | 0.69062 | NA | NA | NA | NA | 3998.0499 | 4313.6723 | 0.69063 | 0.69062 | NA | NA | NA | NA | 3998.0499 | 4313.6723 | 0.69063 | 0.69062 | NA | NA | NA | NA | 3998.0499 | 4313.6723 | 0.69063 | 0.69062 | NA | NA | NA | NA | 3998.0499 | 4313.6723 | 0.69062 | 0.69062 | NA | NA | NA | NA | 3998.0499 | 4313.6723 | 0.69062 | 0.69062 | NA | NA | NA | NA | 3998.0499 | 4313.6723 | 0.69062 | 0.69062 | NA | NA | NA | NA | 0.83093 | 0.89653 | 0.85 | 0.85 | NA | NA | NA | NA |  | 0.83093 | 0.89653 | 0.85 | 0.85 | NA | NA | NA | NA |  | 0.83093 | 0.89653 | 0.85 | 0.85 | NA | NA | NA | NA |  | 0.83093 | 0.89653 | 0.85 | 0.85 | NA | NA | NA | NA |  | 0.83093 | 0.89653 | 0.85 | 0.85 | NA | NA | NA | NA |  | 0.83093 | 0.89653 | 0.85 | 0.85 | NA | NA | NA | NA |  | 0.83093 | 0.89653 | 0.85 | 0.85 | NA | NA | NA | NA | t_ActAreaEFLH2013OccSens | 43 | 99 | t_ActAreaCDF2013OccSens | 56 | 112
Restaurant - Fast-Food | Restrooms | 4029.1991 | 4347.7738 | 0.69062 | 0.69062 | NA | NA | NA | NA | 4029.1991 | 4347.7738 | 0.69062 | 0.69062 | NA | NA | NA | NA | 4029.1991 | 4347.7738 | 0.69062 | 0.69062 | NA | NA | NA | NA | 4029.1991 | 4347.7738 | 0.69062 | 0.69062 | NA | NA | NA | NA | 4029.1991 | 4347.7738 | 0.69062 | 0.69062 | NA | NA | NA | NA | 4029.1991 | 4347.7738 | 0.69062 | 0.69062 | NA | NA | NA | NA | 4029.1991 | 4347.7738 | 0.69062 | 0.69062 | NA | NA | NA | NA | 0.83082 | 0.89651 | 0.85 | 0.85 | NA | NA | NA | NA |  | 0.83082 | 0.89651 | 0.85 | 0.85 | NA | NA | NA | NA |  | 0.83082 | 0.89651 | 0.85 | 0.85 | NA | NA | NA | NA |  | 0.83082 | 0.89651 | 0.85 | 0.85 | NA | NA | NA | NA |  | 0.83082 | 0.89651 | 0.85 | 0.85 | NA | NA | NA | NA |  | 0.83082 | 0.89651 | 0.85 | 0.85 | NA | NA | NA | NA |  | 0.83082 | 0.89651 | 0.85 | 0.85 | NA | NA | NA | NA | t_ActAreaEFLH2013OccSens | 43 | 99 | t_ActAreaCDF2013OccSens | 56 | 112
Restaurant - Fast-Food | Building | 4023.2506 | 4344.6477 | 0.69062 | 0.69063 | NA | NA | NA | NA | 4023.2506 | 4344.6477 | 0.69062 | 0.69063 | NA | NA | NA | NA | 4022.7907 | 4344.3738 | 0.69062 | 0.69062 | NA | NA | NA | NA | 4022.7907 | 4344.3738 | 0.69062 | 0.69062 | NA | NA | NA | NA | 4023.0938 | 4344.5549 | 0.69062 | 0.69062 | NA | NA | NA | NA | 4023.0938 | 4344.5549 | 0.69062 | 0.69062 | NA | NA | NA | NA | 4023.0938 | 4344.5549 | 0.69062 | 0.69062 | NA | NA | NA | NA | 0.83084 | 0.89651 | 0.85 | 0.85 | NA | NA | NA | NA |  | 0.83084 | 0.89651 | 0.85 | 0.85 | NA | NA | NA | NA |  | 0.83084 | 0.89651 | 0.85 | 0.85 | NA | NA | NA | NA |  | 0.83084 | 0.89651 | 0.85 | 0.85 | NA | NA | NA | NA |  | 0.83084 | 0.89651 | 0.85 | 0.85 | NA | NA | NA | NA |  | 0.83084 | 0.89651 | 0.85 | 0.85 | NA | NA | NA | NA |  | 0.83084 | 0.89651 | 0.85 | 0.85 | NA | NA | NA | NA | t_BldgEFLH2013OccSens | 52 | 108 | t_BldgCDF2013OccSens | 65 | 121
Retail - 3-Story Large | Retail Sales and Wholesale Showroom | 3545.8972 | 3988.8139 | 0.8 | 0.65 | NA | NA | NA | NA | 3545.8972 | 3988.8139 | 0.8 | 0.65 | NA | NA | NA | NA | 3545.8972 | 3988.8139 | 0.8 | 0.65 | NA | NA | NA | NA | 3545.8972 | 3988.8139 | 0.8 | 0.65 | NA | NA | NA | NA | 3545.8972 | 3988.8139 | 0.8 | 0.65 | NA | NA | NA | NA | 3545.8972 | 3988.8139 | 0.8 | 0.65 | NA | NA | NA | NA | 3545.8972 | 3988.8139 | 0.8 | 0.65 | NA | NA | NA | NA | [62 empty] | t_ActAreaEFLH2013OccSens | 43 | 99 | t_ActAreaCDF2013OccSens | 56 | 112 | bar: 1 to 8; 10 to 17; 19 to 26; 28 to 35; 37 to 44; 46 to 53; 55 to 62
Retail - 3-Story Large | Storage (Conditioned) | 2503.2244 | 2425.535 | 0.504 | 0.462 | NA | NA | NA | NA | 2503.2244 | 2425.535 | 0.504 | 0.462 | NA | NA | NA | NA | 2503.2244 | 2425.535 | 0.504 | 0.462 | NA | NA | NA | NA | 2503.2244 | 2425.535 | 0.504 | 0.462 | NA | NA | NA | NA | 2503.2244 | 2425.535 | 0.504 | 0.462 | NA | NA | NA | NA | 2503.2244 | 2425.535 | 0.504 | 0.462 | NA | NA | NA | NA | 2503.2244 | 2425.535 | 0.504 | 0.462 | NA | NA | NA | NA | 0.92659 | 0.94801 | 0.84 | 0.84 | NA | NA | NA | NA |  | 0.92659 | 0.94801 | 0.84 | 0.84 | NA | NA | NA | NA |  | 0.92659 | 0.94801 | 0.84 | 0.84 | NA | NA | NA | NA |  | 0.92659 | 0.94801 | 0.84 | 0.84 | NA | NA | NA | NA |  | 0.92659 | 0.94801 | 0.84 | 0.84 | NA | NA | NA | NA |  | 0.92659 | 0.94801 | 0.84 | 0.84 | NA | NA | NA | NA |  | 0.92659 | 0.94801 | 0.84 | 0.84 | NA | NA | NA | NA | t_ActAreaEFLH2013OccSens | 43 | 99 | t_ActAreaCDF2013OccSens | 56 | 112
Retail - 3-Story Large | Office (General) | 2186.296 | 2285.1599 | 0.48875 | 0.4675 | NA | NA | NA | NA | 2186.296 | 2285.1599 | 0.48875 | 0.4675 | NA | NA | NA | NA | 2186.296 | 2285.1599 | 0.48875 | 0.4675 | NA | NA | NA | NA | 2186.296 | 2285.1599 | 0.48875 | 0.4675 | NA | NA | NA | NA | 2186.296 | 2285.1599 | 0.48875 | 0.4675 | NA | NA | NA | NA | 2186.296 | 2285.1599 | 0.48875 | 0.4675 | NA | NA | NA | NA | 2186.296 | 2285.1599 | 0.48875 | 0.4675 | NA | NA | NA | NA | 0.84218 | 0.89315 | 0.85 | 0.85 | NA | NA | NA | NA |  | 0.84218 | 0.89315 | 0.85 | 0.85 | NA | NA | NA | NA |  | 0.84218 | 0.89315 | 0.85 | 0.85 | NA | NA | NA | NA |  | 0.84218 | 0.89315 | 0.85 | 0.85 | NA | NA | NA | NA |  | 0.84218 | 0.89315 | 0.85 | 0.85 | NA | NA | NA | NA |  | 0.84218 | 0.89315 | 0.85 | 0.85 | NA | NA | NA | NA |  | 0.84218 | 0.89315 | 0.85 | 0.85 | NA | NA | NA | NA | t_ActAreaEFLH2013OccSens | 43 | 99 | t_ActAreaCDF2013OccSens | 56 | 112
Retail - 3-Story Large | Building | 3400.167 | 3785.175 | 0.76194 | 0.6265 | NA | NA | NA | NA | 3400.167 | 3785.175 | 0.76194 | 0.6265 | NA | NA | NA | NA | 3418.9184 | 3813.5995 | 0.76734 | 0.62994 | NA | NA | NA | NA | 3411.4215 | 3803.2548 | 0.76541 | 0.62876 | NA | NA | NA | NA | 3411.4215 | 3803.2548 | 0.76541 | 0.62876 | NA | NA | NA | NA | 3422.8286 | 3817.3897 | 0.76798 | 0.63026 | NA | NA | NA | NA | 3396.0382 | 3780.0729 | 0.76102 | 0.62596 | NA | NA | NA | NA | 0.98998 | 0.99395 | 0.98489 | 0.98295 | NA | NA | NA | NA |  | 0.98998 | 0.99395 | 0.98489 | 0.98295 | NA | NA | NA | NA |  | 0.99102 | 0.99459 | 0.98723 | 0.98552 | NA | NA | NA | NA |  | 0.99047 | 0.99426 | 0.98645 | 0.98465 | NA | NA | NA | NA |  | 0.99047 | 0.99426 | 0.98645 | 0.98465 | NA | NA | NA | NA |  | 0.99151 | 0.99489 | 0.98739 | 0.98573 | NA | NA | NA | NA |  | 0.9896 | 0.99372 | 0.98455 | 0.98256 | NA | NA | NA | NA | t_BldgEFLH2013OccSens | 52 | 108 | t_BldgCDF2013OccSens | 65 | 121
Retail - Single-Story Large | Retail Sales and Wholesale Showroom | 4454.25 | 4512.4 | 0.875 | 0.7 | NA | NA | NA | NA | 4454.25 | 4512.4 | 0.875 | 0.7 | NA | NA | NA | NA | 4454.25 | 4512.4 | 0.875 | 0.7 | NA | NA | NA | NA | 4454.25 | 4512.4 | 0.875 | 0.7 | NA | NA | NA | NA | 4454.25 | 4512.4 | 0.875 | 0.7 | NA | NA | NA | NA | 4454.25 | 4512.4 | 0.875 | 0.7 | NA | NA | NA | NA | 4454.25 | 4512.4 | 0.875 | 0.7 | NA | NA | NA | NA | [62 empty] | t_ActAreaEFLH2013OccSens | 43 | 99 | t_ActAreaCDF2013OccSens | 56 | 112 | bar: 1 to 8; 10 to 17; 19 to 26; 28 to 35; 37 to 44; 46 to 53; 55 to 62
Retail - Single-Story Large | Storage (Conditioned) | 2280.4477 | 2360.2516 | 0.425 | 0.425 | NA | NA | NA | NA | 2280.4477 | 2360.2516 | 0.425 | 0.425 | NA | NA | NA | NA | 2280.4477 | 2360.2516 | 0.425 | 0.425 | NA | NA | NA | NA | 2280.4477 | 2360.2516 | 0.425 | 0.425 | NA | NA | NA | NA | 2280.4477 | 2360.2516 | 0.425 | 0.425 | NA | NA | NA | NA | 2280.4477 | 2360.2516 | 0.425 | 0.425 | NA | NA | NA | NA | 2280.4477 | 2360.2516 | 0.425 | 0.425 | NA | NA | NA | NA | 0.83304 | 0.89653 | 0.85 | 0.85 | NA | NA | NA | NA |  | 0.83304 | 0.89653 | 0.85 | 0.85 | NA | NA | NA | NA |  | 0.83304 | 0.89653 | 0.85 | 0.85 | NA | NA | NA | NA |  | 0.83304 | 0.89653 | 0.85 | 0.85 | NA | NA | NA | NA |  | 0.83304 | 0.89653 | 0.85 | 0.85 | NA | NA | NA | NA |  | 0.83304 | 0.89653 | 0.85 | 0.85 | NA | NA | NA | NA |  | 0.83304 | 0.89653 | 0.85 | 0.85 | NA | NA | NA | NA | t_ActAreaEFLH2013OccSens | 43 | 99 | t_ActAreaCDF2013OccSens | 56 | 112
Retail - Single-Story Large | Office (General) | 2376.3243 | 2438.4896 | 0.7225 | 0.65875 | NA | NA | NA | NA | 2376.3243 | 2438.4896 | 0.7225 | 0.65875 | NA | NA | NA | NA | 2376.3243 | 2438.4896 | 0.7225 | 0.65875 | NA | NA | NA | NA | 2376.3243 | 2438.4896 | 0.7225 | 0.65875 | NA | NA | NA | NA | 2376.3243 | 2438.4896 | 0.7225 | 0.65875 | NA | NA | NA | NA | 2376.3243 | 2438.4896 | 0.7225 | 0.65875 | NA | NA | NA | NA | 2376.3243 | 2438.4896 | 0.7225 | 0.65875 | NA | NA | NA | NA | 0.87562 | 0.89088 | 0.85 | 0.85 | NA | NA | NA | NA |  | 0.87562 | 0.89088 | 0.85 | 0.85 | NA | NA | NA | NA |  | 0.87562 | 0.89088 | 0.85 | 0.85 | NA | NA | NA | NA |  | 0.87562 | 0.89088 | 0.85 | 0.85 | NA | NA | NA | NA |  | 0.87562 | 0.89088 | 0.85 | 0.85 | NA | NA | NA | NA |  | 0.87562 | 0.89088 | 0.85 | 0.85 | NA | NA | NA | NA |  | 0.87562 | 0.89088 | 0.85 | 0.85 | NA | NA | NA | NA | t_ActAreaEFLH2013OccSens | 43 | 99 | t_ActAreaCDF2013OccSens | 56 | 112
Retail - Single-Story Large | Auto Repair Workshop | 3428.6053 | 4022.0526 | 0.65 | 0.6 | NA | NA | NA | NA | 3428.6053 | 4022.0526 | 0.65 | 0.6 | NA | NA | NA | NA | 3428.6053 | 4022.0526 | 0.65 | 0.6 | NA | NA | NA | NA | 3428.6053 | 4022.0526 | 0.65 | 0.6 | NA | NA | NA | NA | 3428.6053 | 4022.0526 | 0.65 | 0.6 | NA | NA | NA | NA | 3428.6053 | 4022.0526 | 0.65 | 0.6 | NA | NA | NA | NA | 3428.6053 | 4022.0526 | 0.65 | 0.6 | NA | NA | NA | NA | [62 empty] | t_ActAreaEFLH2013OccSens | 43 | 99 | t_ActAreaCDF2013OccSens | 56 | 112 | bar: 1 to 8; 10 to 17; 19 to 26; 28 to 35; 37 to 44; 46 to 53; 55 to 62
Retail - Single-Story Large | Kitchen and Food Preparation | 2852.9406 | 3475.7674 | 0.61625 | 0.51 | NA | NA | NA | NA | 2852.9406 | 3475.7674 | 0.61625 | 0.51 | NA | NA | NA | NA | 2852.9406 | 3475.7674 | 0.61625 | 0.51 | NA | NA | NA | NA | 2852.9406 | 3475.7674 | 0.61625 | 0.51 | NA | NA | NA | NA | 2852.9406 | 3475.7674 | 0.61625 | 0.51 | NA | NA | NA | NA | 2852.9406 | 3475.7674 | 0.61625 | 0.51 | NA | NA | NA | NA | 2852.9406 | 3475.7674 | 0.61625 | 0.51 | NA | NA | NA | NA | 0.84719 | 0.88051 | 0.85 | 0.85 | NA | NA | NA | NA |  | 0.84719 | 0.88051 | 0.85 | 0.85 | NA | NA | NA | NA |  | 0.84719 | 0.88051 | 0.85 | 0.85 | NA | NA | NA | NA |  | 0.84719 | 0.88051 | 0.85 | 0.85 | NA | NA | NA | NA |  | 0.84719 | 0.88051 | 0.85 | 0.85 | NA | NA | NA | NA |  | 0.84719 | 0.88051 | 0.85 | 0.85 | NA | NA | NA | NA |  | 0.84719 | 0.88051 | 0.85 | 0.85 | NA | NA | NA | NA | t_ActAreaEFLH2013OccSens | 43 | 99 | t_ActAreaCDF2013OccSens | 56 | 112
Retail - Single-Story Large | Pharmacy | 3472.15 | 4001.4 | 0.675 | 0.6 | NA | NA | NA | NA | 3472.15 | 4001.4 | 0.675 | 0.6 | NA | NA | NA | NA | 3472.15 | 4001.4 | 0.675 | 0.6 | NA | NA | NA | NA | 3472.15 | 4001.4 | 0.675 | 0.6 | NA | NA | NA | NA | 3472.15 | 4001.4 | 0.675 | 0.6 | NA | NA | NA | NA | 3472.15 | 4001.4 | 0.675 | 0.6 | NA | NA | NA | NA | 3472.15 | 4001.4 | 0.675 | 0.6 | NA | NA | NA | NA | [62 empty] | t_ActAreaEFLH2013OccSens | 43 | 99 | t_ActAreaCDF2013OccSens | 56 | 112 | bar: 1 to 8; 10 to 17; 19 to 26; 28 to 35; 37 to 44; 46 to 53; 55 to 62
Retail - Single-Story Large | Building | 4218.3346 | 4308.1309 | 0.83535 | 0.67847 | NA | NA | NA | NA | 4218.3346 | 4308.1309 | 0.83535 | 0.67847 | NA | NA | NA | NA | 4242.0955 | 4332.0143 | 0.84039 | 0.68158 | NA | NA | NA | NA | 4230.543 | 4321.895 | 0.83854 | 0.68059 | NA | NA | NA | NA | 4233.913 | 4323.42 | 0.83925 | 0.68095 | NA | NA | NA | NA | 4250.6031 | 4337.4038 | 0.84109 | 0.68156 | NA | NA | NA | NA | 4209.5779 | 4301.0184 | 0.83438 | 0.67788 | NA | NA | NA | NA | 0.99081 | 0.99344 | 0.98938 | 0.98779 | NA | NA | NA | NA |  | 0.99081 | 0.99344 | 0.98938 | 0.98779 | NA | NA | NA | NA |  | 0.99204 | 0.99416 | 0.99038 | 0.98902 | NA | NA | NA | NA |  | 0.99156 | 0.9938 | 0.9898 | 0.98837 | NA | NA | NA | NA |  | 0.99163 | 0.99387 | 0.98988 | 0.98843 | NA | NA | NA | NA |  | 0.99207 | 0.99426 | 0.99074 | 0.98939 | NA | NA | NA | NA |  | 0.99027 | 0.99296 | 0.98866 | 0.98704 | NA | NA | NA | NA | t_BldgEFLH2013OccSens | 52 | 108 | t_BldgCDF2013OccSens | 65 | 121
Retail - Small | Retail Sales and Wholesale Showroom | 3377.8897 | 4013.4 | 0.875 | 0.7 | NA | NA | NA | NA | 3377.8897 | 4013.4 | 0.875 | 0.7 | NA | NA | NA | NA | 3377.8897 | 4013.4 | 0.875 | 0.7 | NA | NA | NA | NA | 3377.8897 | 4013.4 | 0.875 | 0.7 | NA | NA | NA | NA | 3377.8897 | 4013.4 | 0.875 | 0.7 | NA | NA | NA | NA | 3377.8897 | 4013.4 | 0.875 | 0.7 | NA | NA | NA | NA | 3377.8897 | 4013.4 | 0.875 | 0.7 | NA | NA | NA | NA | [62 empty] | t_ActAreaEFLH2013OccSens | 43 | 99 | t_ActAreaCDF2013OccSens | 56 | 112 | bar: 1 to 8; 10 to 17; 19 to 26; 28 to 35; 37 to 44; 46 to 53; 55 to 62
Retail - Small | Storage (Conditioned) | 2855.2236 | 3522.1573 | 0.74375 | 0.595 | NA | NA | NA | NA | 2855.2236 | 3522.1573 | 0.74375 | 0.595 | NA | NA | NA | NA | 2855.2236 | 3522.1573 | 0.74375 | 0.595 | NA | NA | NA | NA | 2855.2236 | 3522.1573 | 0.74375 | 0.595 | NA | NA | NA | NA | 2855.2236 | 3522.1573 | 0.74375 | 0.595 | NA | NA | NA | NA | 2855.2236 | 3522.1573 | 0.74375 | 0.595 | NA | NA | NA | NA | 2855.2236 | 3522.1573 | 0.74375 | 0.595 | NA | NA | NA | NA | 0.84527 | 0.8776 | 0.85 | 0.85 | NA | NA | NA | NA |  | 0.84527 | 0.8776 | 0.85 | 0.85 | NA | NA | NA | NA |  | 0.84527 | 0.8776 | 0.85 | 0.85 | NA | NA | NA | NA |  | 0.84527 | 0.8776 | 0.85 | 0.85 | NA | NA | NA | NA |  | 0.84527 | 0.8776 | 0.85 | 0.85 | NA | NA | NA | NA |  | 0.84527 | 0.8776 | 0.85 | 0.85 | NA | NA | NA | NA |  | 0.84527 | 0.8776 | 0.85 | 0.85 | NA | NA | NA | NA | t_ActAreaEFLH2013OccSens | 43 | 99 | t_ActAreaCDF2013OccSens | 56 | 112
Retail - Small | Building | 3319.8157 | 3958.8175 | 0.86042 | 0.68833 | NA | NA | NA | NA | 3319.8157 | 3958.8175 | 0.86042 | 0.68833 | NA | NA | NA | NA | 3333.0898 | 3971.2935 | 0.86375 | 0.691 | NA | NA | NA | NA | 3330.3746 | 3968.7416 | 0.86307 | 0.69045 | NA | NA | NA | NA | 3330.3746 | 3968.7416 | 0.86307 | 0.69045 | NA | NA | NA | NA | 3330.3746 | 3968.7416 | 0.86307 | 0.69045 | NA | NA | NA | NA | 3319.8157 | 3958.8175 | 0.86042 | 0.68833 | NA | NA | NA | NA | 0.98281 | 0.9864 | 0.98333 | 0.98333 | NA | NA | NA | NA |  | 0.98281 | 0.9864 | 0.98333 | 0.98333 | NA | NA | NA | NA |  | 0.98674 | 0.98951 | 0.98714 | 0.98714 | NA | NA | NA | NA |  | 0.98593 | 0.98887 | 0.98636 | 0.98636 | NA | NA | NA | NA |  | 0.98593 | 0.98887 | 0.98636 | 0.98636 | NA | NA | NA | NA |  | 0.98593 | 0.98887 | 0.98636 | 0.98636 | NA | NA | NA | NA |  | 0.98281 | 0.9864 | 0.98333 | 0.98333 | NA | NA | NA | NA | t_BldgEFLH2013OccSens | 52 | 108 | t_BldgCDF2013OccSens | 65 | 121
Storage - Conditioned | Storage (Conditioned) | 3156.8856 | 2619.5349 | 0.588 | 0.483 | NA | NA | NA | NA | 3156.8856 | 2619.5349 | 0.588 | 0.483 | NA | NA | NA | NA | 3156.8856 | 2619.5349 | 0.588 | 0.483 | NA | NA | NA | NA | 3156.8856 | 2619.5349 | 0.588 | 0.483 | NA | NA | NA | NA | 3156.8856 | 2619.5349 | 0.588 | 0.483 | NA | NA | NA | NA | 3156.8856 | 2619.5349 | 0.588 | 0.483 | NA | NA | NA | NA | 3156.8856 | 2619.5349 | 0.588 | 0.483 | NA | NA | NA | NA | 0.91738 | 0.94229 | 0.84 | 0.84 | NA | NA | NA | NA |  | 0.91738 | 0.94229 | 0.84 | 0.84 | NA | NA | NA | NA |  | 0.91738 | 0.94229 | 0.84 | 0.84 | NA | NA | NA | NA |  | 0.91738 | 0.94229 | 0.84 | 0.84 | NA | NA | NA | NA |  | 0.91738 | 0.94229 | 0.84 | 0.84 | NA | NA | NA | NA |  | 0.91738 | 0.94229 | 0.84 | 0.84 | NA | NA | NA | NA |  | 0.91738 | 0.94229 | 0.84 | 0.84 | NA | NA | NA | NA | t_ActAreaEFLH2013OccSens | 43 | 99 | t_ActAreaCDF2013OccSens | 56 | 112
Storage - Conditioned | Building | 3156.8856 | 2619.5349 | 0.588 | 0.483 | NA | NA | NA | NA | 3156.8856 | 2619.5349 | 0.588 | 0.483 | NA | NA | NA | NA | 3156.8856 | 2619.5349 | 0.588 | 0.483 | NA | NA | NA | NA | 3156.8856 | 2619.5349 | 0.588 | 0.483 | NA | NA | NA | NA | 3156.8856 | 2619.5349 | 0.588 | 0.483 | NA | NA | NA | NA | 3156.8856 | 2619.5349 | 0.588 | 0.483 | NA | NA | NA | NA | 3156.8856 | 2619.5349 | 0.588 | 0.483 | NA | NA | NA | NA | 0.91738 | 0.94229 | 0.84 | 0.84 | NA | NA | NA | NA |  | 0.91738 | 0.94229 | 0.84 | 0.84 | NA | NA | NA | NA |  | 0.91738 | 0.94229 | 0.84 | 0.84 | NA | NA | NA | NA |  | 0.91738 | 0.94229 | 0.84 | 0.84 | NA | NA | NA | NA |  | 0.91738 | 0.94229 | 0.84 | 0.84 | NA | NA | NA | NA |  | 0.91738 | 0.94229 | 0.84 | 0.84 | NA | NA | NA | NA |  | 0.91738 | 0.94229 | 0.84 | 0.84 | NA | NA | NA | NA | t_BldgEFLH2013OccSens | 52 | 108 | t_BldgCDF2013OccSens | 65 | 121
Storage - Unconditioned | Storage (Unconditioned) | 3156.8856 | 2619.5349 | 0.588 | 0.483 | NA | NA | NA | NA | 3156.8856 | 2619.5349 | 0.588 | 0.483 | NA | NA | NA | NA | 3156.8856 | 2619.5349 | 0.588 | 0.483 | NA | NA | NA | NA | 3156.8856 | 2619.5349 | 0.588 | 0.483 | NA | NA | NA | NA | 3156.8856 | 2619.5349 | 0.588 | 0.483 | NA | NA | NA | NA | 3156.8856 | 2619.5349 | 0.588 | 0.483 | NA | NA | NA | NA | 3156.8856 | 2619.5349 | 0.588 | 0.483 | NA | NA | NA | NA | 0.91738 | 0.94229 | 0.84 | 0.84 | NA | NA | NA | NA |  | 0.91738 | 0.94229 | 0.84 | 0.84 | NA | NA | NA | NA |  | 0.91738 | 0.94229 | 0.84 | 0.84 | NA | NA | NA | NA |  | 0.91738 | 0.94229 | 0.84 | 0.84 | NA | NA | NA | NA |  | 0.91738 | 0.94229 | 0.84 | 0.84 | NA | NA | NA | NA |  | 0.91738 | 0.94229 | 0.84 | 0.84 | NA | NA | NA | NA |  | 0.91738 | 0.94229 | 0.84 | 0.84 | NA | NA | NA | NA | t_ActAreaEFLH2013OccSens | 43 | 99 | t_ActAreaCDF2013OccSens | 56 | 112
Storage - Unconditioned | Building | 3156.8856 | 2619.5349 | 0.588 | 0.483 | NA | NA | NA | NA | 3156.8856 | 2619.5349 | 0.588 | 0.483 | NA | NA | NA | NA | 3156.8856 | 2619.5349 | 0.588 | 0.483 | NA | NA | NA | NA | 3156.8856 | 2619.5349 | 0.588 | 0.483 | NA | NA | NA | NA | 3156.8856 | 2619.5349 | 0.588 | 0.483 | NA | NA | NA | NA | 3156.8856 | 2619.5349 | 0.588 | 0.483 | NA | NA | NA | NA | 3156.8856 | 2619.5349 | 0.588 | 0.483 | NA | NA | NA | NA | 0.91738 | 0.94229 | 0.84 | 0.84 | NA | NA | NA | NA |  | 0.91738 | 0.94229 | 0.84 | 0.84 | NA | NA | NA | NA |  | 0.91738 | 0.94229 | 0.84 | 0.84 | NA | NA | NA | NA |  | 0.91738 | 0.94229 | 0.84 | 0.84 | NA | NA | NA | NA |  | 0.91738 | 0.94229 | 0.84 | 0.84 | NA | NA | NA | NA |  | 0.91738 | 0.94229 | 0.84 | 0.84 | NA | NA | NA | NA |  | 0.91738 | 0.94229 | 0.84 | 0.84 | NA | NA | NA | NA | t_BldgEFLH2013OccSens | 52 | 108 | t_BldgCDF2013OccSens | 65 | 121
Grocery | Retail Sales, Grocery | 4964 | 3942 | 0.7 | 0.5 | NA | NA | NA | NA | 4964 | 3942 | 0.7 | 0.5 | NA | NA | NA | NA | 4964 | 3942 | 0.7 | 0.5 | NA | NA | NA | NA | 4964 | 3942 | 0.7 | 0.5 | NA | NA | NA | NA | 4964 | 3942 | 0.7 | 0.5 | NA | NA | NA | NA | 4964 | 3942 | 0.7 | 0.5 | NA | NA | NA | NA | 4964 | 3942 | 0.7 | 0.5 | NA | NA | NA | NA | [62 empty] | t_ActAreaEFLH2013OccSens | 43 | 99 | t_ActAreaCDF2013OccSens | 56 | 112 | bar: 1 to 8; 10 to 17; 19 to 26; 28 to 35; 37 to 44; 46 to 53; 55 to 62
Grocery | Office (General) | 3000.9627 | 2501.0843 | 0.49 | 0.35 | NA | NA | NA | NA | 3000.9627 | 2501.0843 | 0.49 | 0.35 | NA | NA | NA | NA | 3000.9627 | 2501.0843 | 0.49 | 0.35 | NA | NA | NA | NA | 3000.9627 | 2501.0843 | 0.49 | 0.35 | NA | NA | NA | NA | 3000.9627 | 2501.0843 | 0.49 | 0.35 | NA | NA | NA | NA | 3000.9627 | 2501.0843 | 0.49 | 0.35 | NA | NA | NA | NA | 3000.9627 | 2501.0843 | 0.49 | 0.35 | NA | NA | NA | NA | 0.66305 | 0.71378 | 0.7 | 0.7 | NA | NA | NA | NA |  | 0.66305 | 0.71378 | 0.7 | 0.7 | NA | NA | NA | NA |  | 0.66305 | 0.71378 | 0.7 | 0.7 | NA | NA | NA | NA |  | 0.66305 | 0.71378 | 0.7 | 0.7 | NA | NA | NA | NA |  | 0.66305 | 0.71378 | 0.7 | 0.7 | NA | NA | NA | NA |  | 0.66305 | 0.71378 | 0.7 | 0.7 | NA | NA | NA | NA |  | 0.66305 | 0.71378 | 0.7 | 0.7 | NA | NA | NA | NA | t_ActAreaEFLH2013OccSens | 43 | 99 | t_ActAreaCDF2013OccSens | 56 | 112
Grocery | Comm/Ind Work (Loading Dock) | 4542.2219 | 3680.3291 | 0.588 | 0.42 | NA | NA | NA | NA | 4542.2219 | 3680.3291 | 0.588 | 0.42 | NA | NA | NA | NA | 4542.2219 | 3680.3291 | 0.588 | 0.42 | NA | NA | NA | NA | 4542.2219 | 3680.3291 | 0.588 | 0.42 | NA | NA | NA | NA | 4542.2219 | 3680.3291 | 0.588 | 0.42 | NA | NA | NA | NA | 4542.2219 | 3680.3291 | 0.588 | 0.42 | NA | NA | NA | NA | 4542.2219 | 3680.3291 | 0.588 | 0.42 | NA | NA | NA | NA | 0.91503 | 0.93362 | 0.84 | 0.84 | NA | NA | NA | NA |  | 0.91503 | 0.93362 | 0.84 | 0.84 | NA | NA | NA | NA |  | 0.91503 | 0.93362 | 0.84 | 0.84 | NA | NA | NA | NA |  | 0.91503 | 0.93362 | 0.84 | 0.84 | NA | NA | NA | NA |  | 0.91503 | 0.93362 | 0.84 | 0.84 | NA | NA | NA | NA |  | 0.91503 | 0.93362 | 0.84 | 0.84 | NA | NA | NA | NA |  | 0.91503 | 0.93362 | 0.84 | 0.84 | NA | NA | NA | NA | t_ActAreaEFLH2013OccSens | 43 | 99 | t_ActAreaCDF2013OccSens | 56 | 112
Grocery | Refrigerated (Food Preparation) | 3936.6951 | 3292.6711 | 0.42 | 0.336 | NA | NA | NA | NA | 3936.6951 | 3292.6711 | 0.42 | 0.336 | NA | NA | NA | NA | 3936.6951 | 3292.6711 | 0.42 | 0.336 | NA | NA | NA | NA | 3936.6951 | 3292.6711 | 0.42 | 0.336 | NA | NA | NA | NA | 3936.6951 | 3292.6711 | 0.42 | 0.336 | NA | NA | NA | NA | 3936.6951 | 3292.6711 | 0.42 | 0.336 | NA | NA | NA | NA | 3936.6951 | 3292.6711 | 0.42 | 0.336 | NA | NA | NA | NA | 0.89879 | 0.93969 | 0.84 | 0.84 | NA | NA | NA | NA |  | 0.89879 | 0.93969 | 0.84 | 0.84 | NA | NA | NA | NA |  | 0.89879 | 0.93969 | 0.84 | 0.84 | NA | NA | NA | NA |  | 0.89879 | 0.93969 | 0.84 | 0.84 | NA | NA | NA | NA |  | 0.89879 | 0.93969 | 0.84 | 0.84 | NA | NA | NA | NA |  | 0.89879 | 0.93969 | 0.84 | 0.84 | NA | NA | NA | NA |  | 0.89879 | 0.93969 | 0.84 | 0.84 | NA | NA | NA | NA | t_ActAreaEFLH2013OccSens | 43 | 99 | t_ActAreaCDF2013OccSens | 56 | 112
Grocery | Refrigerated (Walk-in Freezer) | 3936.6951 | 3292.6711 | 0.42 | 0.336 | NA | NA | NA | NA | 3936.6951 | 3292.6711 | 0.42 | 0.336 | NA | NA | NA | NA | 3936.6951 | 3292.6711 | 0.42 | 0.336 | NA | NA | NA | NA | 3936.6951 | 3292.6711 | 0.42 | 0.336 | NA | NA | NA | NA | 3936.6951 | 3292.6711 | 0.42 | 0.336 | NA | NA | NA | NA | 3936.6951 | 3292.6711 | 0.42 | 0.336 | NA | NA | NA | NA | 3936.6951 | 3292.6711 | 0.42 | 0.336 | NA | NA | NA | NA | 0.89879 | 0.93969 | 0.84 | 0.84 | NA | NA | NA | NA |  | 0.89879 | 0.93969 | 0.84 | 0.84 | NA | NA | NA | NA |  | 0.89879 | 0.93969 | 0.84 | 0.84 | NA | NA | NA | NA |  | 0.89879 | 0.93969 | 0.84 | 0.84 | NA | NA | NA | NA |  | 0.89879 | 0.93969 | 0.84 | 0.84 | NA | NA | NA | NA |  | 0.89879 | 0.93969 | 0.84 | 0.84 | NA | NA | NA | NA |  | 0.89879 | 0.93969 | 0.84 | 0.84 | NA | NA | NA | NA | t_ActAreaEFLH2013OccSens | 43 | 99 | t_ActAreaCDF2013OccSens | 56 | 112
Grocery | Refrigerated (Walk-in Cooler) | 3936.6951 | 3292.6711 | 0.42 | 0.336 | NA | NA | NA | NA | 3936.6951 | 3292.6711 | 0.42 | 0.336 | NA | NA | NA | NA | 3936.6951 | 3292.6711 | 0.42 | 0.336 | NA | NA | NA | NA | 3936.6951 | 3292.6711 | 0.42 | 0.336 | NA | NA | NA | NA | 3936.6951 | 3292.6711 | 0.42 | 0.336 | NA | NA | NA | NA | 3936.6951 | 3292.6711 | 0.42 | 0.336 | NA | NA | NA | NA | 3936.6951 | 3292.6711 | 0.42 | 0.336 | NA | NA | NA | NA | 0.89879 | 0.93969 | 0.84 | 0.84 | NA | NA | NA | NA |  | 0.89879 | 0.93969 | 0.84 | 0.84 | NA | NA | NA | NA |  | 0.89879 | 0.93969 | 0.84 | 0.84 | NA | NA | NA | NA |  | 0.89879 | 0.93969 | 0.84 | 0.84 | NA | NA | NA | NA |  | 0.89879 | 0.93969 | 0.84 | 0.84 | NA | NA | NA | NA |  | 0.89879 | 0.93969 | 0.84 | 0.84 | NA | NA | NA | NA |  | 0.89879 | 0.93969 | 0.84 | 0.84 | NA | NA | NA | NA | t_ActAreaEFLH2013OccSens | 43 | 99 | t_ActAreaCDF2013OccSens | 56 | 112
Grocery | Building | 4744.8376 | 3792.2573 | 0.65907 | 0.4737 | NA | NA | NA | NA | 4744.8376 | 3792.2573 | 0.65907 | 0.4737 | NA | NA | NA | NA | 4779.7775 | 3813.6026 | 0.66962 | 0.48002 | NA | NA | NA | NA | 4769.3971 | 3806.3678 | 0.66791 | 0.47889 | NA | NA | NA | NA | 4770.8872 | 3807.2871 | 0.66836 | 0.47915 | NA | NA | NA | NA | 4793.0153 | 3823.6176 | 0.67059 | 0.48077 | NA | NA | NA | NA | 4754.2868 | 3797.056 | 0.6635 | 0.47621 | NA | NA | NA | NA | 0.97006 | 0.97709 | 0.96398 | 0.9631 | NA | NA | NA | NA |  | 0.97006 | 0.97709 | 0.96398 | 0.9631 | NA | NA | NA | NA |  | 0.97357 | 0.97922 | 0.96983 | 0.96929 | NA | NA | NA | NA |  | 0.97206 | 0.97804 | 0.9681 | 0.96755 | NA | NA | NA | NA |  | 0.97218 | 0.9781 | 0.96827 | 0.96773 | NA | NA | NA | NA |  | 0.97574 | 0.98107 | 0.97167 | 0.97111 | NA | NA | NA | NA |  | 0.97039 | 0.97696 | 0.96534 | 0.96465 | NA | NA | NA | NA | t_BldgEFLH2013OccSens | 52 | 108 | t_BldgCDF2013OccSens | 65 | 121
Warehouse - Refrigerated | Refrigerated (Frozen Storage) | 3144.8231 | 4325.215 | 0.4675 | 0.4675 | NA | NA | NA | NA | 3144.8231 | 4325.215 | 0.4675 | 0.4675 | NA | NA | NA | NA | 3144.8231 | 4325.215 | 0.4675 | 0.4675 | NA | NA | NA | NA | 3144.8231 | 4325.215 | 0.4675 | 0.4675 | NA | NA | NA | NA | 3144.8231 | 4325.215 | 0.4675 | 0.4675 | NA | NA | NA | NA | 3144.8231 | 4325.215 | 0.4675 | 0.4675 | NA | NA | NA | NA | 3144.8231 | 4325.215 | 0.4675 | 0.4675 | NA | NA | NA | NA | 0.65272 | 0.89772 | 0.85 | 0.85 | NA | NA | NA | NA |  | 0.65272 | 0.89772 | 0.85 | 0.85 | NA | NA | NA | NA |  | 0.65272 | 0.89772 | 0.85 | 0.85 | NA | NA | NA | NA |  | 0.65272 | 0.89772 | 0.85 | 0.85 | NA | NA | NA | NA |  | 0.65272 | 0.89772 | 0.85 | 0.85 | NA | NA | NA | NA |  | 0.65272 | 0.89772 | 0.85 | 0.85 | NA | NA | NA | NA |  | 0.65272 | 0.89772 | 0.85 | 0.85 | NA | NA | NA | NA | t_ActAreaEFLH2013OccSens | 43 | 99 | t_ActAreaCDF2013OccSens | 56 | 112
Warehouse - Refrigerated | Refrigerated (Cooled Storage) | 3144.8231 | 4325.215 | 0.4675 | 0.4675 | NA | NA | NA | NA | 3144.8231 | 4325.215 | 0.4675 | 0.4675 | NA | NA | NA | NA | 3144.8231 | 4325.215 | 0.4675 | 0.4675 | NA | NA | NA | NA | 3144.8231 | 4325.215 | 0.4675 | 0.4675 | NA | NA | NA | NA | 3144.8231 | 4325.215 | 0.4675 | 0.4675 | NA | NA | NA | NA | 3144.8231 | 4325.215 | 0.4675 | 0.4675 | NA | NA | NA | NA | 3144.8231 | 4325.215 | 0.4675 | 0.4675 | NA | NA | NA | NA | 0.65272 | 0.89772 | 0.85 | 0.85 | NA | NA | NA | NA |  | 0.65272 | 0.89772 | 0.85 | 0.85 | NA | NA | NA | NA |  | 0.65272 | 0.89772 | 0.85 | 0.85 | NA | NA | NA | NA |  | 0.65272 | 0.89772 | 0.85 | 0.85 | NA | NA | NA | NA |  | 0.65272 | 0.89772 | 0.85 | 0.85 | NA | NA | NA | NA |  | 0.65272 | 0.89772 | 0.85 | 0.85 | NA | NA | NA | NA |  | 0.65272 | 0.89772 | 0.85 | 0.85 | NA | NA | NA | NA | t_ActAreaEFLH2013OccSens | 43 | 99 | t_ActAreaCDF2013OccSens | 56 | 112
Warehouse - Refrigerated | Comm/Ind Work (Loading Dock) | 3144.8231 | 4325.215 | 0.4675 | 0.4675 | NA | NA | NA | NA | 3144.8231 | 4325.215 | 0.4675 | 0.4675 | NA | NA | NA | NA | 3144.8231 | 4325.215 | 0.4675 | 0.4675 | NA | NA | NA | NA | 3144.8231 | 4325.215 | 0.4675 | 0.4675 | NA | NA | NA | NA | 3144.8231 | 4325.215 | 0.4675 | 0.4675 | NA | NA | NA | NA | 3144.8231 | 4325.215 | 0.4675 | 0.4675 | NA | NA | NA | NA | 3144.8231 | 4325.215 | 0.4675 | 0.4675 | NA | NA | NA | NA | 0.65272 | 0.89772 | 0.85 | 0.85 | NA | NA | NA | NA |  | 0.65272 | 0.89772 | 0.85 | 0.85 | NA | NA | NA | NA |  | 0.65272 | 0.89772 | 0.85 | 0.85 | NA | NA | NA | NA |  | 0.65272 | 0.89772 | 0.85 | 0.85 | NA | NA | NA | NA |  | 0.65272 | 0.89772 | 0.85 | 0.85 | NA | NA | NA | NA |  | 0.65272 | 0.89772 | 0.85 | 0.85 | NA | NA | NA | NA |  | 0.65272 | 0.89772 | 0.85 | 0.85 | NA | NA | NA | NA | t_ActAreaEFLH2013OccSens | 43 | 99 | t_ActAreaCDF2013OccSens | 56 | 112
Warehouse - Refrigerated | Office (General) | 2819.6417 | 2329.8752 | 0.595 | 0.425 | NA | NA | NA | NA | 2819.6417 | 2329.8752 | 0.595 | 0.425 | NA | NA | NA | NA | 2819.6417 | 2329.8752 | 0.595 | 0.425 | NA | NA | NA | NA | 2819.6417 | 2329.8752 | 0.595 | 0.425 | NA | NA | NA | NA | 2819.6417 | 2329.8752 | 0.595 | 0.425 | NA | NA | NA | NA | 2819.6417 | 2329.8752 | 0.595 | 0.425 | NA | NA | NA | NA | 2819.6417 | 2329.8752 | 0.595 | 0.425 | NA | NA | NA | NA | 0.80052 | 0.85681 | 0.85 | 0.85 | NA | NA | NA | NA |  | 0.80052 | 0.85681 | 0.85 | 0.85 | NA | NA | NA | NA |  | 0.80052 | 0.85681 | 0.85 | 0.85 | NA | NA | NA | NA |  | 0.80052 | 0.85681 | 0.85 | 0.85 | NA | NA | NA | NA |  | 0.80052 | 0.85681 | 0.85 | 0.85 | NA | NA | NA | NA |  | 0.80052 | 0.85681 | 0.85 | 0.85 | NA | NA | NA | NA |  | 0.80052 | 0.85681 | 0.85 | 0.85 | NA | NA | NA | NA | t_ActAreaEFLH2013OccSens | 43 | 99 | t_ActAreaCDF2013OccSens | 56 | 112
Warehouse - Refrigerated | Building | 3135.0601 | 4265.3087 | 0.47133 | 0.46622 | NA | NA | NA | NA | 3135.0601 | 4265.3087 | 0.47133 | 0.46622 | NA | NA | NA | NA | 3131.7353 | 4244.9072 | 0.47263 | 0.46579 | NA | NA | NA | NA | 3131.7353 | 4244.9072 | 0.47263 | 0.46579 | NA | NA | NA | NA | 3131.7353 | 4244.9072 | 0.47263 | 0.46579 | NA | NA | NA | NA | 3134.1697 | 4259.8451 | 0.47168 | 0.46611 | NA | NA | NA | NA | 3135.4813 | 4267.8933 | 0.47116 | 0.46628 | NA | NA | NA | NA | 0.65599 | 0.89702 | 0.85 | 0.85 | NA | NA | NA | NA |  | 0.65599 | 0.89702 | 0.85 | 0.85 | NA | NA | NA | NA |  | 0.65712 | 0.89677 | 0.85 | 0.85 | NA | NA | NA | NA |  | 0.65712 | 0.89677 | 0.85 | 0.85 | NA | NA | NA | NA |  | 0.65712 | 0.89677 | 0.85 | 0.85 | NA | NA | NA | NA |  | 0.6563 | 0.89695 | 0.85 | 0.85 | NA | NA | NA | NA |  | 0.65585 | 0.89705 | 0.85 | 0.85 | NA | NA | NA | NA | t_BldgEFLH2013OccSens | 52 | 108 | t_BldgCDF2013OccSens | 65 | 121
Note: Refer to the table "School Demand Period Session" on the next tab to determine the proper "Session" type to use for education buildings by Climate Zone.
Note on F7: Fraction of this Lighting Fixture Type "on" during the demand period (weekday, 2-5p DST); Schools are assumed to be on "in-session" during this period.
Note on H7: Fraction of this Lighting Fixture Type "on" during the demand period (weekday, 2-5p DST); Schools are assumed to be on a reduced "summer session" during this period.
Note on J7: Fraction of this Lighting Fixture Type "on" during the demand period (weekday, 2-5p DST); Schools are assumed to be on "break" during this period.
Note on O7: Fraction of this Lighting Fixture Type "on" during the demand period (weekday, 2-5p DST); Schools are assumed to be on "in-session" during this period.
Note on Q7: Fraction of this Lighting Fixture Type "on" during the demand period (weekday, 2-5p DST); Schools are assumed to be on a reduced "summer session" during this period.
Note on S7: Fraction of this Lighting Fixture Type "on" during the demand period (weekday, 2-5p DST); Schools are assumed to be on "break" during this period.
Note on X7: Fraction of this Lighting Fixture Type "on" during the demand period (weekday, 2-5p DST); Schools are assumed to be on "in-session" during this period.
Note on Z7: Fraction of this Lighting Fixture Type "on" during the demand period (weekday, 2-5p DST); Schools are assumed to be on a reduced "summer session" during this period.
Note on AB7: Fraction of this Lighting Fixture Type "on" during the demand period (weekday, 2-5p DST); Schools are assumed to be on "break" during this period.
Note on AG7: Fraction of this Lighting Fixture Type "on" during the demand period (weekday, 2-5p DST); Schools are assumed to be on "in-session" during this period.
Note on AI7: Fraction of this Lighting Fixture Type "on" during the demand period (weekday, 2-5p DST); Schools are assumed to be on a reduced "summer session" during this period.
Note on AK7: Fraction of this Lighting Fixture Type "on" during the demand period (weekday, 2-5p DST); Schools are assumed to be on "break" during this period.
Note on AP7: Fraction of this Lighting Fixture Type "on" during the demand period (weekday, 2-5p DST); Schools are assumed to be on "in-session" during this period.
Note on AR7: Fraction of this Lighting Fixture Type "on" during the demand period (weekday, 2-5p DST); Schools are assumed to be on a reduced "summer session" during this period.
Note on AT7: Fraction of this Lighting Fixture Type "on" during the demand period (weekday, 2-5p DST); Schools are assumed to be on "break" during this period.
Note on AY7: Fraction of this Lighting Fixture Type "on" during the demand period (weekday, 2-5p DST); Schools are assumed to be on "in-session" during this period.
Note on BA7: Fraction of this Lighting Fixture Type "on" during the demand period (weekday, 2-5p DST); Schools are assumed to be on a reduced "summer session" during this period.
Note on BC7: Fraction of this Lighting Fixture Type "on" during the demand period (weekday, 2-5p DST); Schools are assumed to be on "break" during this period.
Note on BH7: Fraction of this Lighting Fixture Type "on" during the demand period (weekday, 2-5p DST); Schools are assumed to be on "in-session" during this period.
Note on BJ7: Fraction of this Lighting Fixture Type "on" during the demand period (weekday, 2-5p DST); Schools are assumed to be on a reduced "summer session" during this period.
Note on BL7: Fraction of this Lighting Fixture Type "on" during the demand period (weekday, 2-5p DST); Schools are assumed to be on "break" during this period.
Note on BQ7: Fraction of this Lighting Fixture Type "on" during the demand period (weekday, 2-5p DST); Schools are assumed to be on "in-session" during this period.
Note on BS7: Fraction of this Lighting Fixture Type "on" during the demand period (weekday, 2-5p DST); Schools are assumed to be on a reduced "summer session" during this period.
Note on BU7: Fraction of this Lighting Fixture Type "on" during the demand period (weekday, 2-5p DST); Schools are assumed to be on "break" during this period.
Note on BZ7: Fraction of this Lighting Fixture Type "on" during the demand period (weekday, 2-5p DST); Schools are assumed to be on "in-session" during this period.
Note on CB7: Fraction of this Lighting Fixture Type "on" during the demand period (weekday, 2-5p DST); Schools are assumed to be on a reduced "summer session" during this period.
Note on CD7: Fraction of this Lighting Fixture Type "on" during the demand period (weekday, 2-5p DST); Schools are assumed to be on "break" during this period.
Note on CI7: Fraction of this Lighting Fixture Type "on" during the demand period (weekday, 2-5p DST); Schools are assumed to be on "in-session" during this period.
Note on CK7: Fraction of this Lighting Fixture Type "on" during the demand period (weekday, 2-5p DST); Schools are assumed to be on a reduced "summer session" during this period.
Note on CM7: Fraction of this Lighting Fixture Type "on" during the demand period (weekday, 2-5p DST); Schools are assumed to be on "break" during this period.
Note on CR7: Fraction of this Lighting Fixture Type "on" during the demand period (weekday, 2-5p DST); Schools are assumed to be on "in-session" during this period.
Note on CT7: Fraction of this Lighting Fixture Type "on" during the demand period (weekday, 2-5p DST); Schools are assumed to be on a reduced "summer session" during this period.
Note on CV7: Fraction of this Lighting Fixture Type "on" during the demand period (weekday, 2-5p DST); Schools are assumed to be on "break" during this period.
Note on DA7: Fraction of this Lighting Fixture Type "on" during the demand period (weekday, 2-5p DST); Schools are assumed to be on "in-session" during this period.
Note on DC7: Fraction of this Lighting Fixture Type "on" during the demand period (weekday, 2-5p DST); Schools are assumed to be on a reduced "summer session" during this period.
Note on DE7: Fraction of this Lighting Fixture Type "on" during the demand period (weekday, 2-5p DST); Schools are assumed to be on "break" during this period.
Note on DJ7: Fraction of this Lighting Fixture Type "on" during the demand period (weekday, 2-5p DST); Schools are assumed to be on "in-session" during this period.
Note on DL7: Fraction of this Lighting Fixture Type "on" during the demand period (weekday, 2-5p DST); Schools are assumed to be on a reduced "summer session" during this period.
Note on DN7: Fraction of this Lighting Fixture Type "on" during the demand period (weekday, 2-5p DST); Schools are assumed to be on "break" during this period.
Note on DS7: Fraction of this Lighting Fixture Type "on" during the demand period (weekday, 2-5p DST); Schools are assumed to be on "in-session" during this period.
Note on DU7: Fraction of this Lighting Fixture Type "on" during the demand period (weekday, 2-5p DST); Schools are assumed to be on a reduced "summer session" during this period.
Note on DW7: Fraction of this Lighting Fixture Type "on" during the demand period (weekday, 2-5p DST); Schools are assumed to be on "break" during this period.

## 2008 EFLH+CDF
DEER 2008 Lighting EFLH and Demand Coincidence Factor
by Building Type and Building Type Activity Area
|  | < 1978 | [7 empty] | 1979 - 1992 | [7 empty] | 1993 - 2001 | [7 empty] | 2002 - 2005 | [7 empty] | 2006 - 2009 | [7 empty] | 2010 - 2013 | [7 empty] | >2013
|  | 0 | 0 | 0 | 0 | 0 | 0 | 0 | 0 | 1 | 1 | 1 | 1 | 1 | 1 | 1 | 1 | 2 | 2 | 2 | 2 | 2 | 2 | 2 | 2 | 3 | 3 | 3 | 3 | 3 | 3 | 3 | 3 | 4 | 4 | 4 | 4 | 4 | 4 | 4 | 4 | 5 | 5 | 5 | 5 | 5 | 5 | 5 | 5 | 6 | 6 | 6 | 6 | 6 | 6 | 6 | 6
[6 empty] | (summer) | (summer) | (break) | (break) |  |  |  |  | (summer) | (summer) | (break) | (break) |  |  |  |  | (summer) | (summer) | (break) | (break) |  |  |  |  | (summer) | (summer) | (break) | (break) |  |  |  |  | (summer) | (summer) | (break) | (break) |  |  |  |  | (summer) | (summer) | (break) | (break) |  |  |  |  | (summer) | (summer) | (break) | (break)
|  | Equivalent Full Load Hours |  | Demand Factor (In-Session) |  | Demand Factor (Summer Session) |  | Demand Factor (On-Break) |  | Equivalent Full Load Hours |  | Demand Factor (In-Session) |  | Demand Factor (Summer Session) |  | Demand Factor (On-Break) |  | Equivalent Full Load Hours |  | Demand Factor (In-Session) |  | Demand Factor (Summer Session) |  | Demand Factor (On-Break) |  | Equivalent Full Load Hours |  | Demand Factor (In-Session) |  | Demand Factor (Summer Session) |  | Demand Factor (On-Break) |  | Equivalent Full Load Hours |  | Demand Factor (In-Session) |  | Demand Factor (Summer Session) |  | Demand Factor (On-Break) |  | Equivalent Full Load Hours |  | Demand Factor (In-Session) |  | Demand Factor (Summer Session) |  | Demand Factor (On-Break) |  | Equivalent Full Load Hours |  | Demand Factor (In-Session) |  | Demand Factor (Summer Session) |  | Demand Factor (On-Break)
Building Type | Space Use (Activity Area) | Non-CFL Fixtures | CFL Fixtures | Non-CFL Fixtures | CFL Fixtures | Non-CFL Fixtures | CFL Fixtures | Non-CFL Fixtures | CFL Fixtures | Non-CFL Fixtures | CFL Fixtures | Non-CFL Fixtures | CFL Fixtures | Non-CFL Fixtures | CFL Fixtures | Non-CFL Fixtures | CFL Fixtures | Non-CFL Fixtures | CFL Fixtures | Non-CFL Fixtures | CFL Fixtures | Non-CFL Fixtures | CFL Fixtures | Non-CFL Fixtures | CFL Fixtures | Non-CFL Fixtures | CFL Fixtures | Non-CFL Fixtures | CFL Fixtures | Non-CFL Fixtures | CFL Fixtures | Non-CFL Fixtures | CFL Fixtures | Non-CFL Fixtures | CFL Fixtures | Non-CFL Fixtures | CFL Fixtures | Non-CFL Fixtures | CFL Fixtures | Non-CFL Fixtures | CFL Fixtures | Non-CFL Fixtures | CFL Fixtures | Non-CFL Fixtures | CFL Fixtures | Non-CFL Fixtures | CFL Fixtures | Non-CFL Fixtures | CFL Fixtures | Non-CFL Fixtures | CFL Fixtures | Non-CFL Fixtures | CFL Fixtures | Non-CFL Fixtures | CFL Fixtures | Non-CFL Fixtures | CFL Fixtures
Assembly | Auditorium | 2430.9 | 2291.2267 | 0.5 | 0.4 | NA | NA | NA | NA | 2430.9 | 2291.2267 | 0.5 | 0.4 | NA | NA | NA | NA | 2430.9 | 2291.2267 | 0.5 | 0.4 | NA | NA | NA | NA | 2430.9 | 2291.2267 | 0.5 | 0.4 | NA | NA | NA | NA | 2430.9 | 2291.2267 | 0.5 | 0.4 | NA | NA | NA | NA | 2430.9 | 2291.2267 | 0.5 | 0.4 | NA | NA | NA | NA | 2430.9 | 2291.2267 | 0.5 | 0.4 | NA | NA | NA | NA | t_ActAreaEFLH | 43 | 99 | t_ActAreaCDF | 56 | 112
Assembly | Office (General) | 3173.4722 | 2338.0278 | 0.62963 | 0.43704 | NA | NA | NA | NA | 3173.4722 | 2338.0278 | 0.62963 | 0.43704 | NA | NA | NA | NA | 3173.4722 | 2338.0278 | 0.62963 | 0.43704 | NA | NA | NA | NA | 3173.4722 | 2338.0278 | 0.62963 | 0.43704 | NA | NA | NA | NA | 3173.4722 | 2338.0278 | 0.62963 | 0.43704 | NA | NA | NA | NA | 3173.4722 | 2338.0278 | 0.62963 | 0.43704 | NA | NA | NA | NA | 3173.4722 | 2338.0278 | 0.62963 | 0.43704 | NA | NA | NA | NA | t_ActAreaEFLH | 43 | 99 | t_ActAreaCDF | 56 | 112
Assembly | Building | 2586.4816 | 2301.0323 | 0.52716 | 0.40776 | NA | NA | NA | NA | 2586.4816 | 2301.0323 | 0.52716 | 0.40776 | NA | NA | NA | NA | 2586.4816 | 2301.0323 | 0.52716 | 0.40776 | NA | NA | NA | NA | 2615.6975 | 2302.8737 | 0.53226 | 0.40922 | NA | NA | NA | NA | 2615.6975 | 2302.8737 | 0.53226 | 0.40922 | NA | NA | NA | NA | 2587.6618 | 2301.1067 | 0.52737 | 0.40782 | NA | NA | NA | NA | 2587.6618 | 2301.1067 | 0.52737 | 0.40782 | NA | NA | NA | NA | t_BldgEFLH | 52 | 108 | t_BldgCDF | 65 | 121
Education - Primary School | Classroom/Lecture | 2436.04 | 2529.5484 | 0.7 | 0.70474 | NA | NA | 0.02 | 0.02 | 2436.04 | 2529.5484 | 0.7 | 0.70474 | NA | NA | 0.02 | 0.02 | 2436.04 | 2529.5484 | 0.7 | 0.70474 | NA | NA | 0.02 | 0.02 | 2436.04 | 2529.5484 | 0.7 | 0.70474 | NA | NA | 0.02 | 0.02 | 2436.04 | 2529.5484 | 0.7 | 0.70474 | NA | NA | 0.02 | 0.02 | 2436.04 | 2529.5484 | 0.7 | 0.70474 | NA | NA | 0.02 | 0.02 | 2436.04 | 2529.5484 | 0.7 | 0.70474 | NA | NA | 0.02 | 0.02 | t_ActAreaEFLH | 43 | 99 | t_ActAreaCDF | 56 | 112
Education - Primary School | Exercising Centers and Gymnasium | 2038.9607 | 2301.4048 | 0.69762 | 0.77738 | NA | NA | 0.02 | 0.02 | 2038.9607 | 2301.4048 | 0.69762 | 0.77738 | NA | NA | 0.02 | 0.02 | 2038.9607 | 2301.4048 | 0.69762 | 0.77738 | NA | NA | 0.02 | 0.02 | 2038.9607 | 2301.4048 | 0.69762 | 0.77738 | NA | NA | 0.02 | 0.02 | 2038.9607 | 2301.4048 | 0.69762 | 0.77738 | NA | NA | 0.02 | 0.02 | 2038.9607 | 2301.4048 | 0.69762 | 0.77738 | NA | NA | 0.02 | 0.02 | 2038.9607 | 2301.4048 | 0.69762 | 0.77738 | NA | NA | 0.02 | 0.02 | t_ActAreaEFLH | 43 | 99 | t_ActAreaCDF | 56 | 112
Education - Primary School | Dining Area | 1339.64 | 1404.02 | 0.36667 | 0.37667 | NA | NA | 0.02 | 0.02 | 1339.64 | 1404.02 | 0.36667 | 0.37667 | NA | NA | 0.02 | 0.02 | 1339.64 | 1404.02 | 0.36667 | 0.37667 | NA | NA | 0.02 | 0.02 | 1339.64 | 1404.02 | 0.36667 | 0.37667 | NA | NA | 0.02 | 0.02 | 1339.64 | 1404.02 | 0.36667 | 0.37667 | NA | NA | 0.02 | 0.02 | 1339.64 | 1404.02 | 0.36667 | 0.37667 | NA | NA | 0.02 | 0.02 | 1339.64 | 1404.02 | 0.36667 | 0.37667 | NA | NA | 0.02 | 0.02 | t_ActAreaEFLH | 43 | 99 | t_ActAreaCDF | 56 | 112
Education - Primary School | Kitchen and Food Preparation | 1660.84 | 1720.0221 | 0.36667 | 0.37667 | NA | NA | 0.02 | 0.02 | 1660.84 | 1720.0221 | 0.36667 | 0.37667 | NA | NA | 0.02 | 0.02 | 1660.84 | 1720.0221 | 0.36667 | 0.37667 | NA | NA | 0.02 | 0.02 | 1660.84 | 1720.0221 | 0.36667 | 0.37667 | NA | NA | 0.02 | 0.02 | 1660.84 | 1720.0221 | 0.36667 | 0.37667 | NA | NA | 0.02 | 0.02 | 1660.84 | 1720.0221 | 0.36667 | 0.37667 | NA | NA | 0.02 | 0.02 | 1660.84 | 1720.0221 | 0.36667 | 0.37667 | NA | NA | 0.02 | 0.02 | t_ActAreaEFLH | 43 | 99 | t_ActAreaCDF | 56 | 112
Education - Primary School | Building | 2150.7398 | 2244.8666 | 0.60721 | 0.61758 | NA | NA | 0.02 | 0.02 | 2150.7398 | 2244.8666 | 0.60721 | 0.61758 | NA | NA | 0.02 | 0.02 | 2168.3656 | 2261.4942 | 0.61126 | 0.62097 | NA | NA | 0.02 | 0.02 | 2112.9154 | 2205.9653 | 0.59288 | 0.60362 | NA | NA | 0.02 | 0.02 | 2117.2314 | 2210.6046 | 0.59504 | 0.60579 | NA | NA | 0.02 | 0.02 | 2117.2314 | 2210.6046 | 0.59504 | 0.60579 | NA | NA | 0.02 | 0.02 | 2117.2314 | 2210.6046 | 0.59504 | 0.60579 | NA | NA | 0.02 | 0.02 | t_BldgEFLH | 52 | 108 | t_BldgCDF | 65 | 121
Education - Secondary School | Classroom/Lecture | 2436.04 | 2480.9484 | 0.7 | 0.70474 | NA | NA | 0.02 | 0.02 | 2436.04 | 2480.9484 | 0.7 | 0.70474 | NA | NA | 0.02 | 0.02 | 2436.04 | 2480.9484 | 0.7 | 0.70474 | NA | NA | 0.02 | 0.02 | 2436.04 | 2480.9484 | 0.7 | 0.70474 | NA | NA | 0.02 | 0.02 | 2436.04 | 2480.9484 | 0.7 | 0.70474 | NA | NA | 0.02 | 0.02 | 2436.04 | 2480.9484 | 0.7 | 0.70474 | NA | NA | 0.02 | 0.02 | 2436.04 | 2480.9484 | 0.7 | 0.70474 | NA | NA | 0.02 | 0.02 | t_ActAreaEFLH | 43 | 99 | t_ActAreaCDF | 56 | 112
Education - Secondary School | Office (General) | 2256.8084 | 2278.1242 | 1 | 1 | NA | NA | 0.02 | 0.02 | 2256.8084 | 2278.1242 | 1 | 1 | NA | NA | 0.02 | 0.02 | 2256.8084 | 2278.1242 | 1 | 1 | NA | NA | 0.02 | 0.02 | 2256.8084 | 2278.1242 | 1 | 1 | NA | NA | 0.02 | 0.02 | 2256.8084 | 2278.1242 | 1 | 1 | NA | NA | 0.02 | 0.02 | 2256.8084 | 2278.1242 | 1 | 1 | NA | NA | 0.02 | 0.02 | 2256.8084 | 2278.1242 | 1 | 1 | NA | NA | 0.02 | 0.02 | t_ActAreaEFLH | 43 | 99 | t_ActAreaCDF | 56 | 112
Education - Secondary School | Exercising Centers and Gymnasium | 2355.0525 | 2402.6349 | 0.82188 | 0.82469 | NA | NA | 0.02 | 0.02 | 2355.0525 | 2402.6349 | 0.82188 | 0.82469 | NA | NA | 0.02 | 0.02 | 2355.0525 | 2402.6349 | 0.82188 | 0.82469 | NA | NA | 0.02 | 0.02 | 2355.0525 | 2402.6349 | 0.82188 | 0.82469 | NA | NA | 0.02 | 0.02 | 2355.0525 | 2402.6349 | 0.82188 | 0.82469 | NA | NA | 0.02 | 0.02 | 2355.0525 | 2402.6349 | 0.82188 | 0.82469 | NA | NA | 0.02 | 0.02 | 2355.0525 | 2402.6349 | 0.82188 | 0.82469 | NA | NA | 0.02 | 0.02 | t_ActAreaEFLH | 43 | 99 | t_ActAreaCDF | 56 | 112
Education - Secondary School | Computer Room (Instructional/PC Lab) | 2127.3242 | 2394.2432 | 0.59737 | 0.67053 | NA | NA | 0.02 | 0.02 | 2127.3242 | 2394.2432 | 0.59737 | 0.67053 | NA | NA | 0.02 | 0.02 | 2127.3242 | 2394.2432 | 0.59737 | 0.67053 | NA | NA | 0.02 | 0.02 | 2127.3242 | 2394.2432 | 0.59737 | 0.67053 | NA | NA | 0.02 | 0.02 | 2127.3242 | 2394.2432 | 0.59737 | 0.67053 | NA | NA | 0.02 | 0.02 | 2127.3242 | 2394.2432 | 0.59737 | 0.67053 | NA | NA | 0.02 | 0.02 | 2127.3242 | 2394.2432 | 0.59737 | 0.67053 | NA | NA | 0.02 | 0.02 | t_ActAreaEFLH | 43 | 99 | t_ActAreaCDF | 56 | 112
Education - Secondary School | Dining Area | 2351.44 | 2362.48 | 1 | 1 | NA | NA | 0.02 | 0.02 | 2351.44 | 2362.48 | 1 | 1 | NA | NA | 0.02 | 0.02 | 2351.44 | 2362.48 | 1 | 1 | NA | NA | 0.02 | 0.02 | 2351.44 | 2362.48 | 1 | 1 | NA | NA | 0.02 | 0.02 | 2351.44 | 2362.48 | 1 | 1 | NA | NA | 0.02 | 0.02 | 2351.44 | 2362.48 | 1 | 1 | NA | NA | 0.02 | 0.02 | 2351.44 | 2362.48 | 1 | 1 | NA | NA | 0.02 | 0.02 | t_ActAreaEFLH | 43 | 99 | t_ActAreaCDF | 56 | 112
Education - Secondary School | Kitchen and Food Preparation | 1139.44 | 1206.64 | 0.05 | 0.065 | NA | NA | 0.02 | 0.02 | 1139.44 | 1206.64 | 0.05 | 0.065 | NA | NA | 0.02 | 0.02 | 1139.44 | 1206.64 | 0.05 | 0.065 | NA | NA | 0.02 | 0.02 | 1139.44 | 1206.64 | 0.05 | 0.065 | NA | NA | 0.02 | 0.02 | 1139.44 | 1206.64 | 0.05 | 0.065 | NA | NA | 0.02 | 0.02 | 1139.44 | 1206.64 | 0.05 | 0.065 | NA | NA | 0.02 | 0.02 | 1139.44 | 1206.64 | 0.05 | 0.065 | NA | NA | 0.02 | 0.02 | t_ActAreaEFLH | 43 | 99 | t_ActAreaCDF | 56 | 112
Education - Secondary School | Building | 2302.9541 | 2349.297 | 0.71094 | 0.71695 | NA | NA | 0.02 | 0.02 | 2302.9541 | 2349.297 | 0.71094 | 0.71695 | NA | NA | 0.02 | 0.02 | 2300.8939 | 2347.9343 | 0.70275 | 0.70895 | NA | NA | 0.02 | 0.02 | 2275.0328 | 2322.4812 | 0.70328 | 0.70975 | NA | NA | 0.02 | 0.02 | 2282.5826 | 2328.431 | 0.70776 | 0.71374 | NA | NA | 0.02 | 0.02 | 2282.6921 | 2328.6448 | 0.70652 | 0.71252 | NA | NA | 0.02 | 0.02 | 2282.6921 | 2328.6448 | 0.70652 | 0.71252 | NA | NA | 0.02 | 0.02 | t_BldgEFLH | 52 | 108 | t_BldgCDF | 65 | 121
Education - Relocatable Classroom | Building | 2472.76 | 2517.6684 | 0.7 | 0.70474 | NA | NA | 0.02 | 0.02 | 2472.76 | 2517.6684 | 0.7 | 0.70474 | NA | NA | 0.02 | 0.02 | 2472.76 | 2517.6684 | 0.7 | 0.70474 | NA | NA | 0.02 | 0.02 | 2472.76 | 2517.6684 | 0.7 | 0.70474 | NA | NA | 0.02 | 0.02 | 2472.76 | 2517.6684 | 0.7 | 0.70474 | NA | NA | 0.02 | 0.02 | 2472.76 | 2517.6684 | 0.7 | 0.70474 | NA | NA | 0.02 | 0.02 | 2472.76 | 2517.6684 | 0.7 | 0.70474 | NA | NA | 0.02 | 0.02 | t_BldgEFLH | 52 | 108 | t_BldgCDF | 65 | 121
Education - Community College | Classroom/Lecture | 2346.43 | 2386.52 | 0.76 | 0.505 | 0.45521 | 0.38417 | 0.02 | 0.02 | 2346.43 | 2386.52 | 0.76 | 0.505 | 0.45521 | 0.38417 | 0.02 | 0.02 | 2346.43 | 2386.52 | 0.76 | 0.505 | 0.45521 | 0.38417 | 0.02 | 0.02 | 2346.43 | 2386.52 | 0.76 | 0.505 | 0.45521 | 0.38417 | 0.02 | 0.02 | 2346.43 | 2386.52 | 0.76 | 0.505 | 0.45521 | 0.38417 | 0.02 | 0.02 | 2346.43 | 2386.52 | 0.76 | 0.505 | 0.45521 | 0.38417 | 0.02 | 0.02 | 2346.43 | 2386.52 | 0.76 | 0.505 | 0.45521 | 0.38417 | 0.02 | 0.02 | t_ActAreaEFLH | 43 | 99 | t_ActAreaCDF | 56 | 112
Education - Community College | Office (General) | 2474.1204 | 2352.6517 | 0.9 | 0.9 | 0.51927 | 0.43403 | 0.02 | 0.02 | 2474.1204 | 2352.6517 | 0.9 | 0.9 | 0.51927 | 0.43403 | 0.02 | 0.02 | 2474.1204 | 2352.6517 | 0.9 | 0.9 | 0.51927 | 0.43403 | 0.02 | 0.02 | 2474.1204 | 2352.6517 | 0.9 | 0.9 | 0.51927 | 0.43403 | 0.02 | 0.02 | 2474.1204 | 2352.6517 | 0.9 | 0.9 | 0.51927 | 0.43403 | 0.02 | 0.02 | 2474.1204 | 2352.6517 | 0.9 | 0.9 | 0.51927 | 0.43403 | 0.02 | 0.02 | 2474.1204 | 2352.6517 | 0.9 | 0.9 | 0.51927 | 0.43403 | 0.02 | 0.02 | t_ActAreaEFLH | 43 | 99 | t_ActAreaCDF | 56 | 112
Education - Community College | Computer Room (Instructional/PC Lab) | 2059.1667 | 2521.2861 | 0.75 | 0.53333 | 0.525 | 0.6 | 0.02 | 0.02 | 2059.1667 | 2521.2861 | 0.75 | 0.53333 | 0.525 | 0.6 | 0.02 | 0.02 | 2059.1667 | 2521.2861 | 0.75 | 0.53333 | 0.525 | 0.6 | 0.02 | 0.02 | 2059.1667 | 2521.2861 | 0.75 | 0.53333 | 0.525 | 0.6 | 0.02 | 0.02 | 2059.1667 | 2521.2861 | 0.75 | 0.53333 | 0.525 | 0.6 | 0.02 | 0.02 | 2059.1667 | 2521.2861 | 0.75 | 0.53333 | 0.525 | 0.6 | 0.02 | 0.02 | 2059.1667 | 2521.2861 | 0.75 | 0.53333 | 0.525 | 0.6 | 0.02 | 0.02 | t_ActAreaEFLH | 43 | 99 | t_ActAreaCDF | 56 | 112
Education - Community College | Comm/Ind Work (General, Low Bay) | 2346.43 | 2386.52 | 0.76 | 0.505 | 0.45521 | 0.38417 | 0.02 | 0.02 | 2346.43 | 2386.52 | 0.76 | 0.505 | 0.45521 | 0.38417 | 0.02 | 0.02 | 2346.43 | 2386.52 | 0.76 | 0.505 | 0.45521 | 0.38417 | 0.02 | 0.02 | 2346.43 | 2386.52 | 0.76 | 0.505 | 0.45521 | 0.38417 | 0.02 | 0.02 | 2346.43 | 2386.52 | 0.76 | 0.505 | 0.45521 | 0.38417 | 0.02 | 0.02 | 2346.43 | 2386.52 | 0.76 | 0.505 | 0.45521 | 0.38417 | 0.02 | 0.02 | 2346.43 | 2386.52 | 0.76 | 0.505 | 0.45521 | 0.38417 | 0.02 | 0.02 | t_ActAreaEFLH | 43 | 99 | t_ActAreaCDF | 56 | 112
Education - Community College | Dining Area | 2436.1188 | 2420.5294 | 0.86667 | 0.9 | 0.5625 | 0.525 | 0.035 | 0.035 | 2436.1188 | 2420.5294 | 0.86667 | 0.9 | 0.5625 | 0.525 | 0.035 | 0.035 | 2436.1188 | 2420.5294 | 0.86667 | 0.9 | 0.5625 | 0.525 | 0.035 | 0.035 | 2436.1188 | 2420.5294 | 0.86667 | 0.9 | 0.5625 | 0.525 | 0.035 | 0.035 | 2436.1188 | 2420.5294 | 0.86667 | 0.9 | 0.5625 | 0.525 | 0.035 | 0.035 | 2436.1188 | 2420.5294 | 0.86667 | 0.9 | 0.5625 | 0.525 | 0.035 | 0.035 | 2436.1188 | 2420.5294 | 0.86667 | 0.9 | 0.5625 | 0.525 | 0.035 | 0.035 | t_ActAreaEFLH | 43 | 99 | t_ActAreaCDF | 56 | 112
Education - Community College | Kitchen and Food Preparation | 2802.2802 | 2394.6364 | 0.86667 | 0.875 | 0.6 | 0.5625 | 0.035 | 0.035 | 2802.2802 | 2394.6364 | 0.86667 | 0.875 | 0.6 | 0.5625 | 0.035 | 0.035 | 2802.2802 | 2394.6364 | 0.86667 | 0.875 | 0.6 | 0.5625 | 0.035 | 0.035 | 2802.2802 | 2394.6364 | 0.86667 | 0.875 | 0.6 | 0.5625 | 0.035 | 0.035 | 2802.2802 | 2394.6364 | 0.86667 | 0.875 | 0.6 | 0.5625 | 0.035 | 0.035 | 2802.2802 | 2394.6364 | 0.86667 | 0.875 | 0.6 | 0.5625 | 0.035 | 0.035 | 2802.2802 | 2394.6364 | 0.86667 | 0.875 | 0.6 | 0.5625 | 0.035 | 0.035 | t_ActAreaEFLH | 43 | 99 | t_ActAreaCDF | 56 | 112
Education - Community College | Building | 2379.033 | 2387.3657 | 0.79843 | 0.6247 | 0.48219 | 0.41671 | 0.021581 | 0.021581 | 2379.033 | 2387.3657 | 0.79843 | 0.6247 | 0.48219 | 0.41671 | 0.021581 | 0.021581 | 2380.026 | 2387.0105 | 0.79959 | 0.62755 | 0.48261 | 0.41709 | 0.021501 | 0.021501 | 2385.4125 | 2387.0891 | 0.80594 | 0.6472 | 0.487 | 0.42237 | 0.021742 | 0.021742 | 2388.1463 | 2385.6938 | 0.80642 | 0.64803 | 0.48644 | 0.42032 | 0.02174 | 0.02174 | 2384.2877 | 2387.3394 | 0.80223 | 0.63695 | 0.48513 | 0.42002 | 0.021845 | 0.021845 | 2384.2877 | 2387.3394 | 0.80223 | 0.63695 | 0.48513 | 0.42002 | 0.021845 | 0.021845 | t_BldgEFLH | 52 | 108 | t_BldgCDF | 65 | 121
Education - University | Classroom/Lecture | 2362.9895 | 2531.3211 | 0.7 | 0.7 | 0.45 | 0.45 | 0.035 | 0.035 | 2362.9895 | 2531.3211 | 0.7 | 0.7 | 0.45 | 0.45 | 0.035 | 0.035 | 2362.9895 | 2531.3211 | 0.7 | 0.7 | 0.45 | 0.45 | 0.035 | 0.035 | 2362.9895 | 2531.3211 | 0.7 | 0.7 | 0.45 | 0.45 | 0.035 | 0.035 | 2362.9895 | 2531.3211 | 0.7 | 0.7 | 0.45 | 0.45 | 0.035 | 0.035 | 2362.9895 | 2531.3211 | 0.7 | 0.7 | 0.45 | 0.45 | 0.035 | 0.035 | 2362.9895 | 2531.3211 | 0.7 | 0.7 | 0.45 | 0.45 | 0.035 | 0.035 | t_ActAreaEFLH | 43 | 99 | t_ActAreaCDF | 56 | 112
Education - University | Office (General) | 2725.3413 | 2445.3925 | 0.96481 | 0.77333 | 0.54352 | 0.54463 | 0.035 | 0.035 | 2725.3413 | 2445.3925 | 0.96481 | 0.77333 | 0.54352 | 0.54463 | 0.035 | 0.035 | 2725.3413 | 2445.3925 | 0.96481 | 0.77333 | 0.54352 | 0.54463 | 0.035 | 0.035 | 2725.3413 | 2445.3925 | 0.96481 | 0.77333 | 0.54352 | 0.54463 | 0.035 | 0.035 | 2725.3413 | 2445.3925 | 0.96481 | 0.77333 | 0.54352 | 0.54463 | 0.035 | 0.035 | 2725.3413 | 2445.3925 | 0.96481 | 0.77333 | 0.54352 | 0.54463 | 0.035 | 0.035 | 2725.3413 | 2445.3925 | 0.96481 | 0.77333 | 0.54352 | 0.54463 | 0.035 | 0.035 | t_ActAreaEFLH | 43 | 99 | t_ActAreaCDF | 56 | 112
Education - University | Computer Room (Instructional/PC Lab) | 2153.6059 | 2581.2476 | 0.7 | 0.9 | 0.45 | 0.525 | 0.05 | 0.05 | 2153.6059 | 2581.2476 | 0.7 | 0.9 | 0.45 | 0.525 | 0.05 | 0.05 | 2153.6059 | 2581.2476 | 0.7 | 0.9 | 0.45 | 0.525 | 0.05 | 0.05 | 2153.6059 | 2581.2476 | 0.7 | 0.9 | 0.45 | 0.525 | 0.05 | 0.05 | 2153.6059 | 2581.2476 | 0.7 | 0.9 | 0.45 | 0.525 | 0.05 | 0.05 | 2153.6059 | 2581.2476 | 0.7 | 0.9 | 0.45 | 0.525 | 0.05 | 0.05 | 2153.6059 | 2581.2476 | 0.7 | 0.9 | 0.45 | 0.525 | 0.05 | 0.05 | t_ActAreaEFLH | 43 | 99 | t_ActAreaCDF | 56 | 112
Education - University | Comm/Ind Work (General, Low Bay) | 2362.9895 | 2531.3211 | 0.7 | 0.7 | 0.45 | 0.45 | 0.035 | 0.035 | 2362.9895 | 2531.3211 | 0.7 | 0.7 | 0.45 | 0.45 | 0.035 | 0.035 | 2362.9895 | 2531.3211 | 0.7 | 0.7 | 0.45 | 0.45 | 0.035 | 0.035 | 2362.9895 | 2531.3211 | 0.7 | 0.7 | 0.45 | 0.45 | 0.035 | 0.035 | 2362.9895 | 2531.3211 | 0.7 | 0.7 | 0.45 | 0.45 | 0.035 | 0.035 | 2362.9895 | 2531.3211 | 0.7 | 0.7 | 0.45 | 0.45 | 0.035 | 0.035 | 2362.9895 | 2531.3211 | 0.7 | 0.7 | 0.45 | 0.45 | 0.035 | 0.035 | t_ActAreaEFLH | 43 | 99 | t_ActAreaCDF | 56 | 112
Education - University | Dining Area | 2645.9277 | 2380.1153 | 0.85 | 0.75 | 0.525 | 0.45 | 0.035 | 0.035 | 2645.9277 | 2380.1153 | 0.85 | 0.75 | 0.525 | 0.45 | 0.035 | 0.035 | 2645.9277 | 2380.1153 | 0.85 | 0.75 | 0.525 | 0.45 | 0.035 | 0.035 | 2645.9277 | 2380.1153 | 0.85 | 0.75 | 0.525 | 0.45 | 0.035 | 0.035 | 2645.9277 | 2380.1153 | 0.85 | 0.75 | 0.525 | 0.45 | 0.035 | 0.035 | 2645.9277 | 2380.1153 | 0.85 | 0.75 | 0.525 | 0.45 | 0.035 | 0.035 | 2645.9277 | 2380.1153 | 0.85 | 0.75 | 0.525 | 0.45 | 0.035 | 0.035 | t_ActAreaEFLH | 43 | 99 | t_ActAreaCDF | 56 | 112
Education - University | Kitchen and Food Preparation | 2715.8284 | 2450.016 | 0.85 | 0.75 | 0.6375 | 0.5625 | 0.035 | 0.035 | 2715.8284 | 2450.016 | 0.85 | 0.75 | 0.6375 | 0.5625 | 0.035 | 0.035 | 2715.8284 | 2450.016 | 0.85 | 0.75 | 0.6375 | 0.5625 | 0.035 | 0.035 | 2715.8284 | 2450.016 | 0.85 | 0.75 | 0.6375 | 0.5625 | 0.035 | 0.035 | 2715.8284 | 2450.016 | 0.85 | 0.75 | 0.6375 | 0.5625 | 0.035 | 0.035 | 2715.8284 | 2450.016 | 0.85 | 0.75 | 0.6375 | 0.5625 | 0.035 | 0.035 | 2715.8284 | 2450.016 | 0.85 | 0.75 | 0.6375 | 0.5625 | 0.035 | 0.035 | t_ActAreaEFLH | 43 | 99 | t_ActAreaCDF | 56 | 112
Education - University | Hotel/Motel Guest Room (incl. toilets) | 1136.44 | 1136.44 | 0.17813 | 0.17813 | 0.091406 | 0.091406 | 0.02 | 0.02 | 1136.44 | 1136.44 | 0.17813 | 0.17813 | 0.091406 | 0.091406 | 0.02 | 0.02 | 1136.44 | 1136.44 | 0.17813 | 0.17813 | 0.091406 | 0.091406 | 0.02 | 0.02 | 1136.44 | 1136.44 | 0.17813 | 0.17813 | 0.091406 | 0.091406 | 0.02 | 0.02 | 1136.44 | 1136.44 | 0.17813 | 0.17813 | 0.091406 | 0.091406 | 0.02 | 0.02 | 1136.44 | 1136.44 | 0.17813 | 0.17813 | 0.091406 | 0.091406 | 0.02 | 0.02 | 1136.44 | 1136.44 | 0.17813 | 0.17813 | 0.091406 | 0.091406 | 0.02 | 0.02 | t_ActAreaEFLH | 43 | 99 | t_ActAreaCDF | 56 | 112
Education - University | Corridor | 2436.9611 | 2133.08 | 0.96481 | 0.77333 | 0.05 | 0.05 | 0.035 | 0.035 | 2436.9611 | 2133.08 | 0.96481 | 0.77333 | 0.05 | 0.05 | 0.035 | 0.035 | 2436.9611 | 2133.08 | 0.96481 | 0.77333 | 0.05 | 0.05 | 0.035 | 0.035 | 2436.9611 | 2133.08 | 0.96481 | 0.77333 | 0.05 | 0.05 | 0.035 | 0.035 | 2436.9611 | 2133.08 | 0.96481 | 0.77333 | 0.05 | 0.05 | 0.035 | 0.035 | 2436.9611 | 2133.08 | 0.96481 | 0.77333 | 0.05 | 0.05 | 0.035 | 0.035 | 2436.9611 | 2133.08 | 0.96481 | 0.77333 | 0.05 | 0.05 | 0.035 | 0.035 | t_ActAreaEFLH | 43 | 99 | t_ActAreaCDF | 56 | 112
Education - University | Building | 2329.1345 | 2364.7632 | 0.71962 | 0.67745 | 0.43353 | 0.43416 | 0.034185 | 0.034185 | 2329.1345 | 2364.7632 | 0.71962 | 0.67745 | 0.43353 | 0.43416 | 0.034185 | 0.034185 | 2326.2672 | 2359.7137 | 0.71875 | 0.67593 | 0.43434 | 0.43527 | 0.034148 | 0.034148 | 2321.1484 | 2335.7927 | 0.72136 | 0.67257 | 0.43215 | 0.43321 | 0.03403 | 0.03403 | 2323.0118 | 2332.4282 | 0.72153 | 0.66948 | 0.43173 | 0.43188 | 0.033817 | 0.033817 | 2300.0123 | 2324.5752 | 0.70796 | 0.6634 | 0.42528 | 0.42538 | 0.033741 | 0.033741 | 2300.0123 | 2324.5752 | 0.70796 | 0.6634 | 0.42528 | 0.42538 | 0.033741 | 0.033741 | t_BldgEFLH | 52 | 108 | t_BldgCDF | 65 | 121
Health/Medical - Hospital | Dining Area | 5858.4 | 4462.8 | 0.7 | 0.65 | NA | NA | NA | NA | 5858.4 | 4462.8 | 0.7 | 0.65 | NA | NA | NA | NA | 5858.4 | 4462.8 | 0.7 | 0.65 | NA | NA | NA | NA | 5858.4 | 4462.8 | 0.7 | 0.65 | NA | NA | NA | NA | 5858.4 | 4462.8 | 0.7 | 0.65 | NA | NA | NA | NA | 5858.4 | 4462.8 | 0.7 | 0.65 | NA | NA | NA | NA | 5858.4 | 4462.8 | 0.7 | 0.65 | NA | NA | NA | NA | t_ActAreaEFLH | 43 | 99 | t_ActAreaCDF | 56 | 112
Health/Medical - Hospital | Kitchen and Food Preparation | 5858.4 | 4462.8 | 0.7 | 0.65 | NA | NA | NA | NA | 5858.4 | 4462.8 | 0.7 | 0.65 | NA | NA | NA | NA | 5858.4 | 4462.8 | 0.7 | 0.65 | NA | NA | NA | NA | 5858.4 | 4462.8 | 0.7 | 0.65 | NA | NA | NA | NA | 5858.4 | 4462.8 | 0.7 | 0.65 | NA | NA | NA | NA | 5858.4 | 4462.8 | 0.7 | 0.65 | NA | NA | NA | NA | 5858.4 | 4462.8 | 0.7 | 0.65 | NA | NA | NA | NA | t_ActAreaEFLH | 43 | 99 | t_ActAreaCDF | 56 | 112
Health/Medical - Hospital | Office (General) - 24hr Facilities | 4873.2 | 4216.2 | 0.9 | 0.85 | NA | NA | NA | NA | 4873.2 | 4216.2 | 0.9 | 0.85 | NA | NA | NA | NA | 4873.2 | 4216.2 | 0.9 | 0.85 | NA | NA | NA | NA | 4873.2 | 4216.2 | 0.9 | 0.85 | NA | NA | NA | NA | 4873.2 | 4216.2 | 0.9 | 0.85 | NA | NA | NA | NA | 4873.2 | 4216.2 | 0.9 | 0.85 | NA | NA | NA | NA | 4873.2 | 4216.2 | 0.9 | 0.85 | NA | NA | NA | NA | t_ActAreaEFLH | 43 | 99 | t_ActAreaCDF | 56 | 112
Health/Medical - Hospital | Medical and Clinical Care - 24hr ICU | 4257 | 3449.4 | 0.75 | 0.65 | NA | NA | NA | NA | 4257 | 3449.4 | 0.75 | 0.65 | NA | NA | NA | NA | 4257 | 3449.4 | 0.75 | 0.65 | NA | NA | NA | NA | 4257 | 3449.4 | 0.75 | 0.65 | NA | NA | NA | NA | 4257 | 3449.4 | 0.75 | 0.65 | NA | NA | NA | NA | 4257 | 3449.4 | 0.75 | 0.65 | NA | NA | NA | NA | 4257 | 3449.4 | 0.75 | 0.65 | NA | NA | NA | NA | t_ActAreaEFLH | 43 | 99 | t_ActAreaCDF | 56 | 112
Health/Medical - Hospital | Medical and Clinical Care - 24hr Wards/Isolation | 5192.8269 | 4590.4269 | 0.75 | 0.65 | NA | NA | NA | NA | 5192.8269 | 4590.4269 | 0.75 | 0.65 | NA | NA | NA | NA | 5192.8269 | 4590.4269 | 0.75 | 0.65 | NA | NA | NA | NA | 5192.8269 | 4590.4269 | 0.75 | 0.65 | NA | NA | NA | NA | 5192.8269 | 4590.4269 | 0.75 | 0.65 | NA | NA | NA | NA | 5192.8269 | 4590.4269 | 0.75 | 0.65 | NA | NA | NA | NA | 5192.8269 | 4590.4269 | 0.75 | 0.65 | NA | NA | NA | NA | t_ActAreaEFLH | 43 | 99 | t_ActAreaCDF | 56 | 112
Health/Medical - Hospital | Office (General) - 12hr Admin | 4708.8 | 4051.8 | 0.9 | 0.85 | NA | NA | NA | NA | 4708.8 | 4051.8 | 0.9 | 0.85 | NA | NA | NA | NA | 4708.8 | 4051.8 | 0.9 | 0.85 | NA | NA | NA | NA | 4708.8 | 4051.8 | 0.9 | 0.85 | NA | NA | NA | NA | 4708.8 | 4051.8 | 0.9 | 0.85 | NA | NA | NA | NA | 4708.8 | 4051.8 | 0.9 | 0.85 | NA | NA | NA | NA | 4708.8 | 4051.8 | 0.9 | 0.85 | NA | NA | NA | NA | t_ActAreaEFLH | 43 | 99 | t_ActAreaCDF | 56 | 112
Health/Medical - Hospital | Laboratory, Medical 12hr Treatment | 4257 | 3449.4 | 0.75 | 0.65 | NA | NA | NA | NA | 4257 | 3449.4 | 0.75 | 0.65 | NA | NA | NA | NA | 4257 | 3449.4 | 0.75 | 0.65 | NA | NA | NA | NA | 4257 | 3449.4 | 0.75 | 0.65 | NA | NA | NA | NA | 4257 | 3449.4 | 0.75 | 0.65 | NA | NA | NA | NA | 4257 | 3449.4 | 0.75 | 0.65 | NA | NA | NA | NA | 4257 | 3449.4 | 0.75 | 0.65 | NA | NA | NA | NA | t_ActAreaEFLH | 43 | 99 | t_ActAreaCDF | 56 | 112
Health/Medical - Hospital | Medical and Clinical Care - 24hr Support | 7884 | 6076.8 | 0.9 | 0.6 | NA | NA | NA | NA | 7884 | 6076.8 | 0.9 | 0.6 | NA | NA | NA | NA | 7884 | 6076.8 | 0.9 | 0.6 | NA | NA | NA | NA | 7884 | 6076.8 | 0.9 | 0.6 | NA | NA | NA | NA | 7884 | 6076.8 | 0.9 | 0.6 | NA | NA | NA | NA | 7884 | 6076.8 | 0.9 | 0.6 | NA | NA | NA | NA | 7884 | 6076.8 | 0.9 | 0.6 | NA | NA | NA | NA | t_ActAreaEFLH | 43 | 99 | t_ActAreaCDF | 56 | 112
Health/Medical - Hospital | Building | 5289.4581 | 4400.6551 | 0.82402 | 0.71014 | NA | NA | NA | NA | 5289.4581 | 4400.6551 | 0.82402 | 0.71014 | NA | NA | NA | NA | 5288.0178 | 4400.4978 | 0.82433 | 0.71029 | NA | NA | NA | NA | 5288.0178 | 4400.4978 | 0.82433 | 0.71029 | NA | NA | NA | NA | 5262.9489 | 4386.2062 | 0.82782 | 0.71746 | NA | NA | NA | NA | 5297.2668 | 4403.4247 | 0.8222 | 0.70714 | NA | NA | NA | NA | 5297.2668 | 4403.4247 | 0.8222 | 0.70714 | NA | NA | NA | NA | t_BldgEFLH | 52 | 108 | t_BldgCDF | 65 | 121
Health/Medical - Nursing Home | Dining Area | 3814.25 | 3522.25 | 0.675 | 0.6 | NA | NA | NA | NA | 3814.25 | 3522.25 | 0.675 | 0.6 | NA | NA | NA | NA | 3814.25 | 3522.25 | 0.675 | 0.6 | NA | NA | NA | NA | 3814.25 | 3522.25 | 0.675 | 0.6 | NA | NA | NA | NA | 3814.25 | 3522.25 | 0.675 | 0.6 | NA | NA | NA | NA | 3814.25 | 3522.25 | 0.675 | 0.6 | NA | NA | NA | NA | 3814.25 | 3522.25 | 0.675 | 0.6 | NA | NA | NA | NA | t_ActAreaEFLH | 43 | 99 | t_ActAreaCDF | 56 | 112
Health/Medical - Nursing Home | Kitchen and Food Preparation | 3814.25 | 3522.25 | 0.675 | 0.6 | NA | NA | NA | NA | 3814.25 | 3522.25 | 0.675 | 0.6 | NA | NA | NA | NA | 3814.25 | 3522.25 | 0.675 | 0.6 | NA | NA | NA | NA | 3814.25 | 3522.25 | 0.675 | 0.6 | NA | NA | NA | NA | 3814.25 | 3522.25 | 0.675 | 0.6 | NA | NA | NA | NA | 3814.25 | 3522.25 | 0.675 | 0.6 | NA | NA | NA | NA | 3814.25 | 3522.25 | 0.675 | 0.6 | NA | NA | NA | NA | t_ActAreaEFLH | 43 | 99 | t_ActAreaCDF | 56 | 112
Health/Medical - Nursing Home | Office (General) - Admin | 3942 | 3522.25 | 0.7 | 0.6 | NA | NA | NA | NA | 3942 | 3522.25 | 0.7 | 0.6 | NA | NA | NA | NA | 3942 | 3522.25 | 0.7 | 0.6 | NA | NA | NA | NA | 3942 | 3522.25 | 0.7 | 0.6 | NA | NA | NA | NA | 3942 | 3522.25 | 0.7 | 0.6 | NA | NA | NA | NA | 3942 | 3522.25 | 0.7 | 0.6 | NA | NA | NA | NA | 3942 | 3522.25 | 0.7 | 0.6 | NA | NA | NA | NA | t_ActAreaEFLH | 43 | 99 | t_ActAreaCDF | 56 | 112
Health/Medical - Nursing Home | Office (General) - Facilities | 3723 | 3467.5 | 0.7 | 0.625 | NA | NA | NA | NA | 3723 | 3467.5 | 0.7 | 0.625 | NA | NA | NA | NA | 3723 | 3467.5 | 0.7 | 0.625 | NA | NA | NA | NA | 3723 | 3467.5 | 0.7 | 0.625 | NA | NA | NA | NA | 3723 | 3467.5 | 0.7 | 0.625 | NA | NA | NA | NA | 3723 | 3467.5 | 0.7 | 0.625 | NA | NA | NA | NA | 3723 | 3467.5 | 0.7 | 0.625 | NA | NA | NA | NA | t_ActAreaEFLH | 43 | 99 | t_ActAreaCDF | 56 | 112
Health/Medical - Nursing Home | Hotel/Motel Guest Room (incl. toilets) | 4366.6167 | 3790.5717 | 0.62667 | 0.48667 | NA | NA | NA | NA | 4366.6167 | 3790.5717 | 0.62667 | 0.48667 | NA | NA | NA | NA | 4366.6167 | 3790.5717 | 0.62667 | 0.48667 | NA | NA | NA | NA | 4366.6167 | 3790.5717 | 0.62667 | 0.48667 | NA | NA | NA | NA | 4366.6167 | 3790.5717 | 0.62667 | 0.48667 | NA | NA | NA | NA | 4366.6167 | 3790.5717 | 0.62667 | 0.48667 | NA | NA | NA | NA | 4366.6167 | 3790.5717 | 0.62667 | 0.48667 | NA | NA | NA | NA | t_ActAreaEFLH | 43 | 99 | t_ActAreaCDF | 56 | 112
Health/Medical - Nursing Home | Corridor | 7884 | 5256 | 0.9 | 0.6 | NA | NA | NA | NA | 7884 | 5256 | 0.9 | 0.6 | NA | NA | NA | NA | 7884 | 5256 | 0.9 | 0.6 | NA | NA | NA | NA | 7884 | 5256 | 0.9 | 0.6 | NA | NA | NA | NA | 7884 | 5256 | 0.9 | 0.6 | NA | NA | NA | NA | 7884 | 5256 | 0.9 | 0.6 | NA | NA | NA | NA | 7884 | 5256 | 0.9 | 0.6 | NA | NA | NA | NA | t_ActAreaEFLH | 43 | 99 | t_ActAreaCDF | 56 | 112
Health/Medical - Nursing Home | Building | 4187.7748 | 3674.0243 | 0.67883 | 0.56596 | NA | NA | NA | NA | 4187.7748 | 3674.0243 | 0.67883 | 0.56596 | NA | NA | NA | NA | 4156.3905 | 3660.4312 | 0.67658 | 0.56493 | NA | NA | NA | NA | 4156.3905 | 3660.4312 | 0.67658 | 0.56493 | NA | NA | NA | NA | 4157.8533 | 3661.0219 | 0.67659 | 0.56478 | NA | NA | NA | NA | 4183.0987 | 3675.0226 | 0.67446 | 0.56094 | NA | NA | NA | NA | 4183.0987 | 3675.0226 | 0.67446 | 0.56094 | NA | NA | NA | NA | t_BldgEFLH | 52 | 108 | t_BldgCDF | 65 | 121
Lodging - Hotel | Laundry | 4153.7 | 3586.125 | 0.78667 | 0.59 | NA | NA | NA | NA | 4153.7 | 3586.125 | 0.78667 | 0.59 | NA | NA | NA | NA | 4153.7 | 3586.125 | 0.78667 | 0.59 | NA | NA | NA | NA | 4153.7 | 3586.125 | 0.78667 | 0.59 | NA | NA | NA | NA | 4153.7 | 3586.125 | 0.78667 | 0.59 | NA | NA | NA | NA | 4153.7 | 3586.125 | 0.78667 | 0.59 | NA | NA | NA | NA | 4153.7 | 3586.125 | 0.78667 | 0.59 | NA | NA | NA | NA | t_ActAreaEFLH | 43 | 99 | t_ActAreaCDF | 56 | 112
Lodging - Hotel | Lobby (Hotel) | 7884 | 5913 | 0.9 | 0.675 | NA | NA | NA | NA | 7884 | 5913 | 0.9 | 0.675 | NA | NA | NA | NA | 7884 | 5913 | 0.9 | 0.675 | NA | NA | NA | NA | 7884 | 5913 | 0.9 | 0.675 | NA | NA | NA | NA | 7884 | 5913 | 0.9 | 0.675 | NA | NA | NA | NA | 7884 | 5913 | 0.9 | 0.675 | NA | NA | NA | NA | 7884 | 5913 | 0.9 | 0.675 | NA | NA | NA | NA | t_ActAreaEFLH | 43 | 99 | t_ActAreaCDF | 56 | 112
Lodging - Hotel | Office (General) | 3317.154 | 3006.4875 | 0.71 | 0.5325 | NA | NA | NA | NA | 3317.154 | 3006.4875 | 0.71 | 0.5325 | NA | NA | NA | NA | 3317.154 | 3006.4875 | 0.71 | 0.5325 | NA | NA | NA | NA | 3317.154 | 3006.4875 | 0.71 | 0.5325 | NA | NA | NA | NA | 3317.154 | 3006.4875 | 0.71 | 0.5325 | NA | NA | NA | NA | 3317.154 | 3006.4875 | 0.71 | 0.5325 | NA | NA | NA | NA | 3317.154 | 3006.4875 | 0.71 | 0.5325 | NA | NA | NA | NA | t_ActAreaEFLH | 43 | 99 | t_ActAreaCDF | 56 | 112
Lodging - Hotel | Kitchen and Food Preparation | 4523.7223 | 3641.472 | 0.88 | 0.66 | NA | NA | NA | NA | 4523.7223 | 3641.472 | 0.88 | 0.66 | NA | NA | NA | NA | 4523.7223 | 3641.472 | 0.88 | 0.66 | NA | NA | NA | NA | 4523.7223 | 3641.472 | 0.88 | 0.66 | NA | NA | NA | NA | 4523.7223 | 3641.472 | 0.88 | 0.66 | NA | NA | NA | NA | 4523.7223 | 3641.472 | 0.88 | 0.66 | NA | NA | NA | NA | 4523.7223 | 3641.472 | 0.88 | 0.66 | NA | NA | NA | NA | t_ActAreaEFLH | 43 | 99 | t_ActAreaCDF | 56 | 112
Lodging - Hotel | Bar, Cocktail Lounge | 3484.6779 | 3107.7347 | 0.82544 | 0.61908 | NA | NA | NA | NA | 3484.6779 | 3107.7347 | 0.82544 | 0.61908 | NA | NA | NA | NA | 3484.6779 | 3107.7347 | 0.82544 | 0.61908 | NA | NA | NA | NA | 3484.6779 | 3107.7347 | 0.82544 | 0.61908 | NA | NA | NA | NA | 3484.6779 | 3107.7347 | 0.82544 | 0.61908 | NA | NA | NA | NA | 3484.6779 | 3107.7347 | 0.82544 | 0.61908 | NA | NA | NA | NA | 3484.6779 | 3107.7347 | 0.82544 | 0.61908 | NA | NA | NA | NA | t_ActAreaEFLH | 43 | 99 | t_ActAreaCDF | 56 | 112
Lodging - Hotel | Dining Area | 3484.6779 | 3107.7347 | 0.82544 | 0.61908 | NA | NA | NA | NA | 3484.6779 | 3107.7347 | 0.82544 | 0.61908 | NA | NA | NA | NA | 3484.6779 | 3107.7347 | 0.82544 | 0.61908 | NA | NA | NA | NA | 3484.6779 | 3107.7347 | 0.82544 | 0.61908 | NA | NA | NA | NA | 3484.6779 | 3107.7347 | 0.82544 | 0.61908 | NA | NA | NA | NA | 3484.6779 | 3107.7347 | 0.82544 | 0.61908 | NA | NA | NA | NA | 3484.6779 | 3107.7347 | 0.82544 | 0.61908 | NA | NA | NA | NA | t_ActAreaEFLH | 43 | 99 | t_ActAreaCDF | 56 | 112
Lodging - Hotel | Hotel/Motel Guest Room (incl. toilets) - occ | 1064.8374 | 1064.8374 | 0.1089 | 0.1089 | NA | NA | NA | NA | 1064.8374 | 1064.8374 | 0.1089 | 0.1089 | NA | NA | NA | NA | 1064.8374 | 1064.8374 | 0.1089 | 0.1089 | NA | NA | NA | NA | 1064.8374 | 1064.8374 | 0.1089 | 0.1089 | NA | NA | NA | NA | 1064.8374 | 1064.8374 | 0.1089 | 0.1089 | NA | NA | NA | NA | 1064.8374 | 1064.8374 | 0.1089 | 0.1089 | NA | NA | NA | NA | 1064.8374 | 1064.8374 | 0.1089 | 0.1089 | NA | NA | NA | NA | t_ActAreaEFLH | 43 | 99 | t_ActAreaCDF | 56 | 112
Lodging - Hotel | Hotel/Motel Guest Room (incl. toilets) - unocc | 0 | 0 | 0 | 0 | NA | NA | NA | NA | 0 | 0 | 0 | 0 | NA | NA | NA | NA | 0 | 0 | 0 | 0 | NA | NA | NA | NA | 0 | 0 | 0 | 0 | NA | NA | NA | NA | 0 | 0 | 0 | 0 | NA | NA | NA | NA | 0 | 0 | 0 | 0 | NA | NA | NA | NA | 0 | 0 | 0 | 0 | NA | NA | NA | NA | t_ActAreaEFLH | 43 | 99 | t_ActAreaCDF | 56 | 112
Lodging - Hotel | Corridor | 7884 | 5913 | 0.9 | 0.675 | NA | NA | NA | NA | 7884 | 5913 | 0.9 | 0.675 | NA | NA | NA | NA | 7884 | 5913 | 0.9 | 0.675 | NA | NA | NA | NA | 7884 | 5913 | 0.9 | 0.675 | NA | NA | NA | NA | 7884 | 5913 | 0.9 | 0.675 | NA | NA | NA | NA | 7884 | 5913 | 0.9 | 0.675 | NA | NA | NA | NA | 7884 | 5913 | 0.9 | 0.675 | NA | NA | NA | NA | t_ActAreaEFLH | 43 | 99 | t_ActAreaCDF | 56 | 112
Lodging - Hotel | Building | 2309.2771 | 1919.9869 | 0.2867 | 0.23005 | NA | NA | NA | NA | 2309.2771 | 1919.9869 | 0.2867 | 0.23005 | NA | NA | NA | NA | 2148.2808 | 1799.324 | 0.26428 | 0.21383 | NA | NA | NA | NA | 2148.2808 | 1799.324 | 0.26428 | 0.21383 | NA | NA | NA | NA | 1945.1489 | 1653.5526 | 0.24155 | 0.19734 | NA | NA | NA | NA | 1936.4803 | 1645.0044 | 0.23859 | 0.19522 | NA | NA | NA | NA | 1936.4803 | 1645.0044 | 0.23859 | 0.19522 | NA | NA | NA | NA | t_BldgEFLH | 52 | 108 | t_BldgCDF | 65 | 121
Lodging - Motel | Hotel/Motel Guest Room (incl. toilets) - 12hr occ | 758.1627 | 758.1627 | 0.079693 | 0.079693 | NA | NA | NA | NA | 758.1627 | 758.1627 | 0.079693 | 0.079693 | NA | NA | NA | NA | 758.1627 | 758.1627 | 0.079693 | 0.079693 | NA | NA | NA | NA | 758.1627 | 758.1627 | 0.079693 | 0.079693 | NA | NA | NA | NA | 758.1627 | 758.1627 | 0.079693 | 0.079693 | NA | NA | NA | NA | 758.1627 | 758.1627 | 0.079693 | 0.079693 | NA | NA | NA | NA | 758.1627 | 758.1627 | 0.079693 | 0.079693 | NA | NA | NA | NA | t_ActAreaEFLH | 43 | 99 | t_ActAreaCDF | 56 | 112
Lodging - Motel | Hotel/Motel Guest Room (incl. toilets) - 24hr occ | 1131.5862 | 1131.5862 | 0.11894 | 0.11894 | NA | NA | NA | NA | 1131.5862 | 1131.5862 | 0.11894 | 0.11894 | NA | NA | NA | NA | 1131.5862 | 1131.5862 | 0.11894 | 0.11894 | NA | NA | NA | NA | 1131.5862 | 1131.5862 | 0.11894 | 0.11894 | NA | NA | NA | NA | 1131.5862 | 1131.5862 | 0.11894 | 0.11894 | NA | NA | NA | NA | 1131.5862 | 1131.5862 | 0.11894 | 0.11894 | NA | NA | NA | NA | 1131.5862 | 1131.5862 | 0.11894 | 0.11894 | NA | NA | NA | NA | t_ActAreaEFLH | 43 | 99 | t_ActAreaCDF | 56 | 112
Lodging - Motel | Hotel/Motel Guest Room (incl. toilets) - unocc | 0 | 0 | 0 | 0 | NA | NA | NA | NA | 0 | 0 | 0 | 0 | NA | NA | NA | NA | 0 | 0 | 0 | 0 | NA | NA | NA | NA | 0 | 0 | 0 | 0 | NA | NA | NA | NA | 0 | 0 | 0 | 0 | NA | NA | NA | NA | 0 | 0 | 0 | 0 | NA | NA | NA | NA | 0 | 0 | 0 | 0 | NA | NA | NA | NA | t_ActAreaEFLH | 43 | 99 | t_ActAreaCDF | 56 | 112
Lodging - Motel | Office (General) | 6132 | 6132 | 0.7 | 0.7 | NA | NA | NA | NA | 6132 | 6132 | 0.7 | 0.7 | NA | NA | NA | NA | 6132 | 6132 | 0.7 | 0.7 | NA | NA | NA | NA | 6132 | 6132 | 0.7 | 0.7 | NA | NA | NA | NA | 6132 | 6132 | 0.7 | 0.7 | NA | NA | NA | NA | 6132 | 6132 | 0.7 | 0.7 | NA | NA | NA | NA | 6132 | 6132 | 0.7 | 0.7 | NA | NA | NA | NA | t_ActAreaEFLH | 43 | 99 | t_ActAreaCDF | 56 | 112
Lodging - Motel | Laundry | 5256 | 4051.2 | 0.6 | 0.4 | NA | NA | NA | NA | 5256 | 4051.2 | 0.6 | 0.4 | NA | NA | NA | NA | 5256 | 4051.2 | 0.6 | 0.4 | NA | NA | NA | NA | 5256 | 4051.2 | 0.6 | 0.4 | NA | NA | NA | NA | 5256 | 4051.2 | 0.6 | 0.4 | NA | NA | NA | NA | 5256 | 4051.2 | 0.6 | 0.4 | NA | NA | NA | NA | 5256 | 4051.2 | 0.6 | 0.4 | NA | NA | NA | NA | t_ActAreaEFLH | 43 | 99 | t_ActAreaCDF | 56 | 112
Lodging - Motel | Corridor | 7884 | 6679.2 | 0.9 | 0.7 | NA | NA | NA | NA | 7884 | 6679.2 | 0.9 | 0.7 | NA | NA | NA | NA | 7884 | 6679.2 | 0.9 | 0.7 | NA | NA | NA | NA | 7884 | 6679.2 | 0.9 | 0.7 | NA | NA | NA | NA | 7884 | 6679.2 | 0.9 | 0.7 | NA | NA | NA | NA | 7884 | 6679.2 | 0.9 | 0.7 | NA | NA | NA | NA | 7884 | 6679.2 | 0.9 | 0.7 | NA | NA | NA | NA | t_ActAreaEFLH | 43 | 99 | t_ActAreaCDF | 56 | 112
Lodging - Motel | Building | 1742.741 | 1579.4465 | 0.19389 | 0.16678 | NA | NA | NA | NA | 1742.741 | 1579.4465 | 0.19389 | 0.16678 | NA | NA | NA | NA | 1530.2614 | 1408.3113 | 0.16943 | 0.14919 | NA | NA | NA | NA | 1530.2614 | 1408.3113 | 0.16943 | 0.14919 | NA | NA | NA | NA | 1530.2614 | 1408.3113 | 0.16943 | 0.14919 | NA | NA | NA | NA | 1501.5271 | 1378.8155 | 0.16612 | 0.14575 | NA | NA | NA | NA | 1501.5271 | 1378.8155 | 0.16612 | 0.14575 | NA | NA | NA | NA | t_BldgEFLH | 52 | 108 | t_BldgCDF | 65 | 121
Manufacturing - Bio/Tech | Comm/Ind Work (High Tech, Bio Tech, Lab) | 3040.4737 | 2571.7642 | 0.85877 | 0.78246 | NA | NA | NA | NA | 3040.4737 | 2571.7642 | 0.85877 | 0.78246 | NA | NA | NA | NA | 3040.4737 | 2571.7642 | 0.85877 | 0.78246 | NA | NA | NA | NA | 3040.4737 | 2571.7642 | 0.85877 | 0.78246 | NA | NA | NA | NA | 3040.4737 | 2571.7642 | 0.85877 | 0.78246 | NA | NA | NA | NA | 3040.4737 | 2571.7642 | 0.85877 | 0.78246 | NA | NA | NA | NA | 3040.4737 | 2571.7642 | 0.85877 | 0.78246 | NA | NA | NA | NA | t_ActAreaEFLH | 43 | 99 | t_ActAreaCDF | 56 | 112
Manufacturing - Bio/Tech | Office (General) | 3074.8211 | 2571.7642 | 0.85965 | 0.78246 | NA | NA | NA | NA | 3074.8211 | 2571.7642 | 0.85965 | 0.78246 | NA | NA | NA | NA | 3074.8211 | 2571.7642 | 0.85965 | 0.78246 | NA | NA | NA | NA | 3074.8211 | 2571.7642 | 0.85965 | 0.78246 | NA | NA | NA | NA | 3074.8211 | 2571.7642 | 0.85965 | 0.78246 | NA | NA | NA | NA | 3074.8211 | 2571.7642 | 0.85965 | 0.78246 | NA | NA | NA | NA | 3074.8211 | 2571.7642 | 0.85965 | 0.78246 | NA | NA | NA | NA | t_ActAreaEFLH | 43 | 99 | t_ActAreaCDF | 56 | 112
Manufacturing - Bio/Tech | Corridor | 7555.2 | 7555.2 | 0.8 | 0.8 | NA | NA | NA | NA | 7555.2 | 7555.2 | 0.8 | 0.8 | NA | NA | NA | NA | 7555.2 | 7555.2 | 0.8 | 0.8 | NA | NA | NA | NA | 7555.2 | 7555.2 | 0.8 | 0.8 | NA | NA | NA | NA | 7555.2 | 7555.2 | 0.8 | 0.8 | NA | NA | NA | NA | 7555.2 | 7555.2 | 0.8 | 0.8 | NA | NA | NA | NA | 7555.2 | 7555.2 | 0.8 | 0.8 | NA | NA | NA | NA | t_ActAreaEFLH | 43 | 99 | t_ActAreaCDF | 56 | 112
Manufacturing - Bio/Tech | Computer Room (Mainframe/Server) | 3040.4737 | 2571.7642 | 0.85877 | 0.78246 | NA | NA | NA | NA | 3040.4737 | 2571.7642 | 0.85877 | 0.78246 | NA | NA | NA | NA | 3040.4737 | 2571.7642 | 0.85877 | 0.78246 | NA | NA | NA | NA | 3040.4737 | 2571.7642 | 0.85877 | 0.78246 | NA | NA | NA | NA | 3040.4737 | 2571.7642 | 0.85877 | 0.78246 | NA | NA | NA | NA | 3040.4737 | 2571.7642 | 0.85877 | 0.78246 | NA | NA | NA | NA | 3040.4737 | 2571.7642 | 0.85877 | 0.78246 | NA | NA | NA | NA | t_ActAreaEFLH | 43 | 99 | t_ActAreaCDF | 56 | 112
Manufacturing - Bio/Tech | Dining Area | 3040.4737 | 2710.2105 | 0.85877 | 0.79649 | NA | NA | NA | NA | 3040.4737 | 2710.2105 | 0.85877 | 0.79649 | NA | NA | NA | NA | 3040.4737 | 2710.2105 | 0.85877 | 0.79649 | NA | NA | NA | NA | 3040.4737 | 2710.2105 | 0.85877 | 0.79649 | NA | NA | NA | NA | 3040.4737 | 2710.2105 | 0.85877 | 0.79649 | NA | NA | NA | NA | 3040.4737 | 2710.2105 | 0.85877 | 0.79649 | NA | NA | NA | NA | 3040.4737 | 2710.2105 | 0.85877 | 0.79649 | NA | NA | NA | NA | t_ActAreaEFLH | 43 | 99 | t_ActAreaCDF | 56 | 112
Manufacturing - Bio/Tech | Kitchen and Food Preparation | 3040.4737 | 2612.4526 | 0.85877 | 0.78246 | NA | NA | NA | NA | 3040.4737 | 2612.4526 | 0.85877 | 0.78246 | NA | NA | NA | NA | 3040.4737 | 2612.4526 | 0.85877 | 0.78246 | NA | NA | NA | NA | 3040.4737 | 2612.4526 | 0.85877 | 0.78246 | NA | NA | NA | NA | 3040.4737 | 2612.4526 | 0.85877 | 0.78246 | NA | NA | NA | NA | 3040.4737 | 2612.4526 | 0.85877 | 0.78246 | NA | NA | NA | NA | 3040.4737 | 2612.4526 | 0.85877 | 0.78246 | NA | NA | NA | NA | t_ActAreaEFLH | 43 | 99 | t_ActAreaCDF | 56 | 112
Manufacturing - Bio/Tech | Conference Room | 3539.1 | 2498.0775 | 0.775 | 0.57583 | NA | NA | NA | NA | 3539.1 | 2498.0775 | 0.775 | 0.57583 | NA | NA | NA | NA | 3539.1 | 2498.0775 | 0.775 | 0.57583 | NA | NA | NA | NA | 3539.1 | 2498.0775 | 0.775 | 0.57583 | NA | NA | NA | NA | 3539.1 | 2498.0775 | 0.775 | 0.57583 | NA | NA | NA | NA | 3539.1 | 2498.0775 | 0.775 | 0.57583 | NA | NA | NA | NA | 3539.1 | 2498.0775 | 0.775 | 0.57583 | NA | NA | NA | NA | t_ActAreaEFLH | 43 | 99 | t_ActAreaCDF | 56 | 112
Manufacturing - Bio/Tech | Building | 3612.7111 | 3181.5941 | 0.84956 | 0.77942 | NA | NA | NA | NA | 3612.7111 | 3181.5941 | 0.84956 | 0.77942 | NA | NA | NA | NA | 3492.374 | 3049.1502 | 0.85129 | 0.77932 | NA | NA | NA | NA | 3492.2998 | 3050.0255 | 0.85141 | 0.77964 | NA | NA | NA | NA | 3528.6116 | 3089.461 | 0.85095 | 0.77976 | NA | NA | NA | NA | 3557.1444 | 3121.9404 | 0.85041 | 0.7796 | NA | NA | NA | NA | 3557.1444 | 3121.9404 | 0.85041 | 0.7796 | NA | NA | NA | NA | t_BldgEFLH | 52 | 108 | t_BldgCDF | 65 | 121
Manufacturing - Light Industrial | Comm/Ind Work (General, High Bay) | 3196.3579 | 2571.7642 | 0.92544 | 0.78246 | NA | NA | NA | NA | 3196.3579 | 2571.7642 | 0.92544 | 0.78246 | NA | NA | NA | NA | 3196.3579 | 2571.7642 | 0.92544 | 0.78246 | NA | NA | NA | NA | 3196.3579 | 2571.7642 | 0.92544 | 0.78246 | NA | NA | NA | NA | 3196.3579 | 2571.7642 | 0.92544 | 0.78246 | NA | NA | NA | NA | 3196.3579 | 2571.7642 | 0.92544 | 0.78246 | NA | NA | NA | NA | 3196.3579 | 2571.7642 | 0.92544 | 0.78246 | NA | NA | NA | NA | t_ActAreaEFLH | 43 | 99 | t_ActAreaCDF | 56 | 112
Manufacturing - Light Industrial | Storage (Unconditioned) | 3348.9395 | 2604.0639 | 0.9 | 0.725 | NA | NA | NA | NA | 3348.9395 | 2604.0639 | 0.9 | 0.725 | NA | NA | NA | NA | 3348.9395 | 2604.0639 | 0.9 | 0.725 | NA | NA | NA | NA | 3348.9395 | 2604.0639 | 0.9 | 0.725 | NA | NA | NA | NA | 3348.9395 | 2604.0639 | 0.9 | 0.725 | NA | NA | NA | NA | 3348.9395 | 2604.0639 | 0.9 | 0.725 | NA | NA | NA | NA | 3348.9395 | 2604.0639 | 0.9 | 0.725 | NA | NA | NA | NA | t_ActAreaEFLH | 43 | 99 | t_ActAreaCDF | 56 | 112
Manufacturing - Light Industrial | Building | 3210.8895 | 2574.8404 | 0.92302 | 0.77698 | NA | NA | NA | NA | 3210.8895 | 2574.8404 | 0.92302 | 0.77698 | NA | NA | NA | NA | 3212.1422 | 2575.1056 | 0.92281 | 0.77651 | NA | NA | NA | NA | 3212.1422 | 2575.1056 | 0.92281 | 0.77651 | NA | NA | NA | NA | 3213.3114 | 2575.3531 | 0.92261 | 0.77607 | NA | NA | NA | NA | 3214.6677 | 2575.6402 | 0.92239 | 0.77556 | NA | NA | NA | NA | 3214.6677 | 2575.6402 | 0.92239 | 0.77556 | NA | NA | NA | NA | t_BldgEFLH | 52 | 108 | t_BldgCDF | 65 | 121
Office - Large | Office (Open Plan) | 2641.0347 | 2996.1799 | 0.71 | 0.62519 | NA | NA | NA | NA | 2641.0347 | 2996.1799 | 0.71 | 0.62519 | NA | NA | NA | NA | 2641.0347 | 2996.1799 | 0.71 | 0.62519 | NA | NA | NA | NA | 2641.0347 | 2996.1799 | 0.71 | 0.62519 | NA | NA | NA | NA | 2641.0347 | 2996.1799 | 0.71 | 0.62519 | NA | NA | NA | NA | 2641.0347 | 2996.1799 | 0.71 | 0.62519 | NA | NA | NA | NA | 2641.0347 | 2996.1799 | 0.71 | 0.62519 | NA | NA | NA | NA | t_ActAreaEFLH | 43 | 99 | t_ActAreaCDF | 56 | 112
Office - Large | Office (Executive/Private) | 2641.0347 | 2996.1799 | 0.71 | 0.62519 | NA | NA | NA | NA | 2641.0347 | 2996.1799 | 0.71 | 0.62519 | NA | NA | NA | NA | 2641.0347 | 2996.1799 | 0.71 | 0.62519 | NA | NA | NA | NA | 2641.0347 | 2996.1799 | 0.71 | 0.62519 | NA | NA | NA | NA | 2641.0347 | 2996.1799 | 0.71 | 0.62519 | NA | NA | NA | NA | 2641.0347 | 2996.1799 | 0.71 | 0.62519 | NA | NA | NA | NA | 2641.0347 | 2996.1799 | 0.71 | 0.62519 | NA | NA | NA | NA | t_ActAreaEFLH | 43 | 99 | t_ActAreaCDF | 56 | 112
Office - Large | Corridor | 2641.0347 | 2996.1799 | 0.71 | 0.62519 | NA | NA | NA | NA | 2641.0347 | 2996.1799 | 0.71 | 0.62519 | NA | NA | NA | NA | 2641.0347 | 2996.1799 | 0.71 | 0.62519 | NA | NA | NA | NA | 2641.0347 | 2996.1799 | 0.71 | 0.62519 | NA | NA | NA | NA | 2641.0347 | 2996.1799 | 0.71 | 0.62519 | NA | NA | NA | NA | 2641.0347 | 2996.1799 | 0.71 | 0.62519 | NA | NA | NA | NA | 2641.0347 | 2996.1799 | 0.71 | 0.62519 | NA | NA | NA | NA | t_ActAreaEFLH | 43 | 99 | t_ActAreaCDF | 56 | 112
Office - Large | Lobby (Office Reception/Waiting) | 2641.0347 | 2996.1799 | 0.71 | 0.62519 | NA | NA | NA | NA | 2641.0347 | 2996.1799 | 0.71 | 0.62519 | NA | NA | NA | NA | 2641.0347 | 2996.1799 | 0.71 | 0.62519 | NA | NA | NA | NA | 2641.0347 | 2996.1799 | 0.71 | 0.62519 | NA | NA | NA | NA | 2641.0347 | 2996.1799 | 0.71 | 0.62519 | NA | NA | NA | NA | 2641.0347 | 2996.1799 | 0.71 | 0.62519 | NA | NA | NA | NA | 2641.0347 | 2996.1799 | 0.71 | 0.62519 | NA | NA | NA | NA | t_ActAreaEFLH | 43 | 99 | t_ActAreaCDF | 56 | 112
Office - Large | Conference Room | 2641.0347 | 2996.1799 | 0.71 | 0.62519 | NA | NA | NA | NA | 2641.0347 | 2996.1799 | 0.71 | 0.62519 | NA | NA | NA | NA | 2641.0347 | 2996.1799 | 0.71 | 0.62519 | NA | NA | NA | NA | 2641.0347 | 2996.1799 | 0.71 | 0.62519 | NA | NA | NA | NA | 2641.0347 | 2996.1799 | 0.71 | 0.62519 | NA | NA | NA | NA | 2641.0347 | 2996.1799 | 0.71 | 0.62519 | NA | NA | NA | NA | 2641.0347 | 2996.1799 | 0.71 | 0.62519 | NA | NA | NA | NA | t_ActAreaEFLH | 43 | 99 | t_ActAreaCDF | 56 | 112
Office - Large | Copy Room (photocopying equipment) | 2641.0347 | 2996.1799 | 0.71 | 0.62519 | NA | NA | NA | NA | 2641.0347 | 2996.1799 | 0.71 | 0.62519 | NA | NA | NA | NA | 2641.0347 | 2996.1799 | 0.71 | 0.62519 | NA | NA | NA | NA | 2641.0347 | 2996.1799 | 0.71 | 0.62519 | NA | NA | NA | NA | 2641.0347 | 2996.1799 | 0.71 | 0.62519 | NA | NA | NA | NA | 2641.0347 | 2996.1799 | 0.71 | 0.62519 | NA | NA | NA | NA | 2641.0347 | 2996.1799 | 0.71 | 0.62519 | NA | NA | NA | NA | t_ActAreaEFLH | 43 | 99 | t_ActAreaCDF | 56 | 112
Office - Large | Restrooms | 2641.0347 | 2996.1799 | 0.71 | 0.62519 | NA | NA | NA | NA | 2641.0347 | 2996.1799 | 0.71 | 0.62519 | NA | NA | NA | NA | 2641.0347 | 2996.1799 | 0.71 | 0.62519 | NA | NA | NA | NA | 2641.0347 | 2996.1799 | 0.71 | 0.62519 | NA | NA | NA | NA | 2641.0347 | 2996.1799 | 0.71 | 0.62519 | NA | NA | NA | NA | 2641.0347 | 2996.1799 | 0.71 | 0.62519 | NA | NA | NA | NA | 2641.0347 | 2996.1799 | 0.71 | 0.62519 | NA | NA | NA | NA | t_ActAreaEFLH | 43 | 99 | t_ActAreaCDF | 56 | 112
Office - Large | Mechanical/Electrical Room | 2641.0347 | 2996.1799 | 0.71 | 0.62519 | NA | NA | NA | NA | 2641.0347 | 2996.1799 | 0.71 | 0.62519 | NA | NA | NA | NA | 2641.0347 | 2996.1799 | 0.71 | 0.62519 | NA | NA | NA | NA | 2641.0347 | 2996.1799 | 0.71 | 0.62519 | NA | NA | NA | NA | 2641.0347 | 2996.1799 | 0.71 | 0.62519 | NA | NA | NA | NA | 2641.0347 | 2996.1799 | 0.71 | 0.62519 | NA | NA | NA | NA | 2641.0347 | 2996.1799 | 0.71 | 0.62519 | NA | NA | NA | NA | t_ActAreaEFLH | 43 | 99 | t_ActAreaCDF | 56 | 112
Office - Large | Building | 2641.0347 | 2996.1799 | 0.71 | 0.62519 | NA | NA | NA | NA | 2641.0347 | 2996.1799 | 0.71 | 0.62519 | NA | NA | NA | NA | 2641.0347 | 2996.1799 | 0.71 | 0.62519 | NA | NA | NA | NA | 2641.0347 | 2996.1799 | 0.71 | 0.62519 | NA | NA | NA | NA | 2641.0347 | 2996.1799 | 0.71 | 0.62519 | NA | NA | NA | NA | 2641.0347 | 2996.1799 | 0.71 | 0.62519 | NA | NA | NA | NA | 2641.0347 | 2996.1799 | 0.71 | 0.62519 | NA | NA | NA | NA | t_BldgEFLH | 52 | 108 | t_BldgCDF | 65 | 121
Office - Small | Office (Executive/Private) | 2593.5767 | 2961.8044 | 0.69333 | 0.67444 | NA | NA | NA | NA | 2593.5767 | 2961.8044 | 0.69333 | 0.67444 | NA | NA | NA | NA | 2593.5767 | 2961.8044 | 0.69333 | 0.67444 | NA | NA | NA | NA | 2593.5767 | 2961.8044 | 0.69333 | 0.67444 | NA | NA | NA | NA | 2593.5767 | 2961.8044 | 0.69333 | 0.67444 | NA | NA | NA | NA | 2593.5767 | 2961.8044 | 0.69333 | 0.67444 | NA | NA | NA | NA | 2593.5767 | 2961.8044 | 0.69333 | 0.67444 | NA | NA | NA | NA | t_ActAreaEFLH | 43 | 99 | t_ActAreaCDF | 56 | 112
Office - Small | Corridor | 2593.5767 | 2961.8044 | 0.69333 | 0.67444 | NA | NA | NA | NA | 2593.5767 | 2961.8044 | 0.69333 | 0.67444 | NA | NA | NA | NA | 2593.5767 | 2961.8044 | 0.69333 | 0.67444 | NA | NA | NA | NA | 2593.5767 | 2961.8044 | 0.69333 | 0.67444 | NA | NA | NA | NA | 2593.5767 | 2961.8044 | 0.69333 | 0.67444 | NA | NA | NA | NA | 2593.5767 | 2961.8044 | 0.69333 | 0.67444 | NA | NA | NA | NA | 2593.5767 | 2961.8044 | 0.69333 | 0.67444 | NA | NA | NA | NA | t_ActAreaEFLH | 43 | 99 | t_ActAreaCDF | 56 | 112
Office - Small | Lobby (Office Reception/Waiting) | 2593.5767 | 2961.8044 | 0.69333 | 0.67444 | NA | NA | NA | NA | 2593.5767 | 2961.8044 | 0.69333 | 0.67444 | NA | NA | NA | NA | 2593.5767 | 2961.8044 | 0.69333 | 0.67444 | NA | NA | NA | NA | 2593.5767 | 2961.8044 | 0.69333 | 0.67444 | NA | NA | NA | NA | 2593.5767 | 2961.8044 | 0.69333 | 0.67444 | NA | NA | NA | NA | 2593.5767 | 2961.8044 | 0.69333 | 0.67444 | NA | NA | NA | NA | 2593.5767 | 2961.8044 | 0.69333 | 0.67444 | NA | NA | NA | NA | t_ActAreaEFLH | 43 | 99 | t_ActAreaCDF | 56 | 112
Office - Small | Conference Room | 2593.5767 | 2961.8044 | 0.69333 | 0.67444 | NA | NA | NA | NA | 2593.5767 | 2961.8044 | 0.69333 | 0.67444 | NA | NA | NA | NA | 2593.5767 | 2961.8044 | 0.69333 | 0.67444 | NA | NA | NA | NA | 2593.5767 | 2961.8044 | 0.69333 | 0.67444 | NA | NA | NA | NA | 2593.5767 | 2961.8044 | 0.69333 | 0.67444 | NA | NA | NA | NA | 2593.5767 | 2961.8044 | 0.69333 | 0.67444 | NA | NA | NA | NA | 2593.5767 | 2961.8044 | 0.69333 | 0.67444 | NA | NA | NA | NA | t_ActAreaEFLH | 43 | 99 | t_ActAreaCDF | 56 | 112
Office - Small | Copy Room (photocopying equipment) | 2593.5767 | 2961.8044 | 0.69333 | 0.67444 | NA | NA | NA | NA | 2593.5767 | 2961.8044 | 0.69333 | 0.67444 | NA | NA | NA | NA | 2593.5767 | 2961.8044 | 0.69333 | 0.67444 | NA | NA | NA | NA | 2593.5767 | 2961.8044 | 0.69333 | 0.67444 | NA | NA | NA | NA | 2593.5767 | 2961.8044 | 0.69333 | 0.67444 | NA | NA | NA | NA | 2593.5767 | 2961.8044 | 0.69333 | 0.67444 | NA | NA | NA | NA | 2593.5767 | 2961.8044 | 0.69333 | 0.67444 | NA | NA | NA | NA | t_ActAreaEFLH | 43 | 99 | t_ActAreaCDF | 56 | 112
Office - Small | Restrooms | 2593.5767 | 2961.8044 | 0.69333 | 0.67444 | NA | NA | NA | NA | 2593.5767 | 2961.8044 | 0.69333 | 0.67444 | NA | NA | NA | NA | 2593.5767 | 2961.8044 | 0.69333 | 0.67444 | NA | NA | NA | NA | 2593.5767 | 2961.8044 | 0.69333 | 0.67444 | NA | NA | NA | NA | 2593.5767 | 2961.8044 | 0.69333 | 0.67444 | NA | NA | NA | NA | 2593.5767 | 2961.8044 | 0.69333 | 0.67444 | NA | NA | NA | NA | 2593.5767 | 2961.8044 | 0.69333 | 0.67444 | NA | NA | NA | NA | t_ActAreaEFLH | 43 | 99 | t_ActAreaCDF | 56 | 112
Office - Small | Mechanical/Electrical Room | 2593.5767 | 2961.8044 | 0.69333 | 0.67444 | NA | NA | NA | NA | 2593.5767 | 2961.8044 | 0.69333 | 0.67444 | NA | NA | NA | NA | 2593.5767 | 2961.8044 | 0.69333 | 0.67444 | NA | NA | NA | NA | 2593.5767 | 2961.8044 | 0.69333 | 0.67444 | NA | NA | NA | NA | 2593.5767 | 2961.8044 | 0.69333 | 0.67444 | NA | NA | NA | NA | 2593.5767 | 2961.8044 | 0.69333 | 0.67444 | NA | NA | NA | NA | 2593.5767 | 2961.8044 | 0.69333 | 0.67444 | NA | NA | NA | NA | t_ActAreaEFLH | 43 | 99 | t_ActAreaCDF | 56 | 112
Office - Small | Building | 2593.5767 | 2961.8044 | 0.69333 | 0.67444 | NA | NA | NA | NA | 2593.5767 | 2961.8044 | 0.69333 | 0.67444 | NA | NA | NA | NA | 2593.5767 | 2961.8044 | 0.69333 | 0.67444 | NA | NA | NA | NA | 2593.5767 | 2961.8044 | 0.69333 | 0.67444 | NA | NA | NA | NA | 2593.5767 | 2961.8044 | 0.69333 | 0.67444 | NA | NA | NA | NA | 2593.5767 | 2961.8044 | 0.69333 | 0.67444 | NA | NA | NA | NA | 2593.5767 | 2961.8044 | 0.69333 | 0.67444 | NA | NA | NA | NA | t_BldgEFLH | 52 | 108 | t_BldgCDF | 65 | 121
Restaurant - Sit-Down | Dining Area | 4836.2847 | 4836.2847 | 0.8 | 0.8 | NA | NA | NA | NA | 4836.2847 | 4836.2847 | 0.8 | 0.8 | NA | NA | NA | NA | 4836.2847 | 4836.2847 | 0.8 | 0.8 | NA | NA | NA | NA | 4836.2847 | 4836.2847 | 0.8 | 0.8 | NA | NA | NA | NA | 4836.2847 | 4836.2847 | 0.8 | 0.8 | NA | NA | NA | NA | 4836.2847 | 4836.2847 | 0.8 | 0.8 | NA | NA | NA | NA | 4836.2847 | 4836.2847 | 0.8 | 0.8 | NA | NA | NA | NA | t_ActAreaEFLH | 43 | 99 | t_ActAreaCDF | 56 | 112
Restaurant - Sit-Down | Lobby (Main Entry and Assembly) | 4836.2847 | 4836.2847 | 0.8 | 0.8 | NA | NA | NA | NA | 4836.2847 | 4836.2847 | 0.8 | 0.8 | NA | NA | NA | NA | 4836.2847 | 4836.2847 | 0.8 | 0.8 | NA | NA | NA | NA | 4836.2847 | 4836.2847 | 0.8 | 0.8 | NA | NA | NA | NA | 4836.2847 | 4836.2847 | 0.8 | 0.8 | NA | NA | NA | NA | 4836.2847 | 4836.2847 | 0.8 | 0.8 | NA | NA | NA | NA | 4836.2847 | 4836.2847 | 0.8 | 0.8 | NA | NA | NA | NA | t_ActAreaEFLH | 43 | 99 | t_ActAreaCDF | 56 | 112
Restaurant - Sit-Down | Kitchen and Food Preparation | 4804.1797 | 4804.1797 | 0.8 | 0.8 | NA | NA | NA | NA | 4804.1797 | 4804.1797 | 0.8 | 0.8 | NA | NA | NA | NA | 4804.1797 | 4804.1797 | 0.8 | 0.8 | NA | NA | NA | NA | 4804.1797 | 4804.1797 | 0.8 | 0.8 | NA | NA | NA | NA | 4804.1797 | 4804.1797 | 0.8 | 0.8 | NA | NA | NA | NA | 4804.1797 | 4804.1797 | 0.8 | 0.8 | NA | NA | NA | NA | 4804.1797 | 4804.1797 | 0.8 | 0.8 | NA | NA | NA | NA | t_ActAreaEFLH | 43 | 99 | t_ActAreaCDF | 56 | 112
Restaurant - Sit-Down | Restrooms | 4836.2847 | 4836.2847 | 0.8 | 0.8 | NA | NA | NA | NA | 4836.2847 | 4836.2847 | 0.8 | 0.8 | NA | NA | NA | NA | 4836.2847 | 4836.2847 | 0.8 | 0.8 | NA | NA | NA | NA | 4836.2847 | 4836.2847 | 0.8 | 0.8 | NA | NA | NA | NA | 4836.2847 | 4836.2847 | 0.8 | 0.8 | NA | NA | NA | NA | 4836.2847 | 4836.2847 | 0.8 | 0.8 | NA | NA | NA | NA | 4836.2847 | 4836.2847 | 0.8 | 0.8 | NA | NA | NA | NA | t_ActAreaEFLH | 43 | 99 | t_ActAreaCDF | 56 | 112
Restaurant - Sit-Down | Building | 4820.4238 | 4832.6555 | 0.8 | 0.8 | NA | NA | NA | NA | 4820.4238 | 4832.6555 | 0.8 | 0.8 | NA | NA | NA | NA | 4819.5036 | 4832.2696 | 0.8 | 0.8 | NA | NA | NA | NA | 4819.5036 | 4832.2696 | 0.8 | 0.8 | NA | NA | NA | NA | 4819.9897 | 4832.4778 | 0.8 | 0.8 | NA | NA | NA | NA | 4819.9897 | 4832.4778 | 0.8 | 0.8 | NA | NA | NA | NA | 4819.9897 | 4832.4778 | 0.8 | 0.8 | NA | NA | NA | NA | t_BldgEFLH | 52 | 108 | t_BldgCDF | 65 | 121
Restaurant - Fast-Food | Dining Area | 4849.6928 | 4849.6928 | 0.8125 | 0.8125 | NA | NA | NA | NA | 4849.6928 | 4849.6928 | 0.8125 | 0.8125 | NA | NA | NA | NA | 4849.6928 | 4849.6928 | 0.8125 | 0.8125 | NA | NA | NA | NA | 4849.6928 | 4849.6928 | 0.8125 | 0.8125 | NA | NA | NA | NA | 4849.6928 | 4849.6928 | 0.8125 | 0.8125 | NA | NA | NA | NA | 4849.6928 | 4849.6928 | 0.8125 | 0.8125 | NA | NA | NA | NA | 4849.6928 | 4849.6928 | 0.8125 | 0.8125 | NA | NA | NA | NA | t_ActAreaEFLH | 43 | 99 | t_ActAreaCDF | 56 | 112
Restaurant - Fast-Food | Lobby (Main Entry and Assembly) | 4849.6928 | 4849.6928 | 0.8125 | 0.8125 | NA | NA | NA | NA | 4849.6928 | 4849.6928 | 0.8125 | 0.8125 | NA | NA | NA | NA | 4849.6928 | 4849.6928 | 0.8125 | 0.8125 | NA | NA | NA | NA | 4849.6928 | 4849.6928 | 0.8125 | 0.8125 | NA | NA | NA | NA | 4849.6928 | 4849.6928 | 0.8125 | 0.8125 | NA | NA | NA | NA | 4849.6928 | 4849.6928 | 0.8125 | 0.8125 | NA | NA | NA | NA | 4849.6928 | 4849.6928 | 0.8125 | 0.8125 | NA | NA | NA | NA | t_ActAreaEFLH | 43 | 99 | t_ActAreaCDF | 56 | 112
Restaurant - Fast-Food | Kitchen and Food Preparation | 4811.5164 | 4811.5164 | 0.8125 | 0.8125 | NA | NA | NA | NA | 4811.5164 | 4811.5164 | 0.8125 | 0.8125 | NA | NA | NA | NA | 4811.5164 | 4811.5164 | 0.8125 | 0.8125 | NA | NA | NA | NA | 4811.5164 | 4811.5164 | 0.8125 | 0.8125 | NA | NA | NA | NA | 4811.5164 | 4811.5164 | 0.8125 | 0.8125 | NA | NA | NA | NA | 4811.5164 | 4811.5164 | 0.8125 | 0.8125 | NA | NA | NA | NA | 4811.5164 | 4811.5164 | 0.8125 | 0.8125 | NA | NA | NA | NA | t_ActAreaEFLH | 43 | 99 | t_ActAreaCDF | 56 | 112
Restaurant - Fast-Food | Restrooms | 4849.6928 | 4849.6928 | 0.8125 | 0.8125 | NA | NA | NA | NA | 4849.6928 | 4849.6928 | 0.8125 | 0.8125 | NA | NA | NA | NA | 4849.6928 | 4849.6928 | 0.8125 | 0.8125 | NA | NA | NA | NA | 4849.6928 | 4849.6928 | 0.8125 | 0.8125 | NA | NA | NA | NA | 4849.6928 | 4849.6928 | 0.8125 | 0.8125 | NA | NA | NA | NA | 4849.6928 | 4849.6928 | 0.8125 | 0.8125 | NA | NA | NA | NA | 4849.6928 | 4849.6928 | 0.8125 | 0.8125 | NA | NA | NA | NA | t_ActAreaEFLH | 43 | 99 | t_ActAreaCDF | 56 | 112
Restaurant - Fast-Food | Building | 4842.4023 | 4846.1931 | 0.8125 | 0.8125 | NA | NA | NA | NA | 4842.4023 | 4846.1931 | 0.8125 | 0.8125 | NA | NA | NA | NA | 4841.8386 | 4845.8864 | 0.8125 | 0.8125 | NA | NA | NA | NA | 4841.8386 | 4845.8864 | 0.8125 | 0.8125 | NA | NA | NA | NA | 4842.2101 | 4846.0892 | 0.8125 | 0.8125 | NA | NA | NA | NA | 4842.2101 | 4846.0892 | 0.8125 | 0.8125 | NA | NA | NA | NA | 4842.2101 | 4846.0892 | 0.8125 | 0.8125 | NA | NA | NA | NA | t_BldgEFLH | 52 | 108 | t_BldgCDF | 65 | 121
Retail - 3-Story Large | Retail Sales and Wholesale Showroom | 3545.8972 | 3988.8139 | 0.8 | 0.65 | NA | NA | NA | NA | 3545.8972 | 3988.8139 | 0.8 | 0.65 | NA | NA | NA | NA | 3545.8972 | 3988.8139 | 0.8 | 0.65 | NA | NA | NA | NA | 3545.8972 | 3988.8139 | 0.8 | 0.65 | NA | NA | NA | NA | 3545.8972 | 3988.8139 | 0.8 | 0.65 | NA | NA | NA | NA | 3545.8972 | 3988.8139 | 0.8 | 0.65 | NA | NA | NA | NA | 3545.8972 | 3988.8139 | 0.8 | 0.65 | NA | NA | NA | NA | t_ActAreaEFLH | 43 | 99 | t_ActAreaCDF | 56 | 112
Retail - 3-Story Large | Storage (Conditioned) | 2701.5528 | 2558.5408 | 0.6 | 0.55 | NA | NA | NA | NA | 2701.5528 | 2558.5408 | 0.6 | 0.55 | NA | NA | NA | NA | 2701.5528 | 2558.5408 | 0.6 | 0.55 | NA | NA | NA | NA | 2701.5528 | 2558.5408 | 0.6 | 0.55 | NA | NA | NA | NA | 2701.5528 | 2558.5408 | 0.6 | 0.55 | NA | NA | NA | NA | 2701.5528 | 2558.5408 | 0.6 | 0.55 | NA | NA | NA | NA | 2701.5528 | 2558.5408 | 0.6 | 0.55 | NA | NA | NA | NA | t_ActAreaEFLH | 43 | 99 | t_ActAreaCDF | 56 | 112
Retail - 3-Story Large | Office (General) | 2596.0097 | 2558.5408 | 0.575 | 0.55 | NA | NA | NA | NA | 2596.0097 | 2558.5408 | 0.575 | 0.55 | NA | NA | NA | NA | 2596.0097 | 2558.5408 | 0.575 | 0.55 | NA | NA | NA | NA | 2596.0097 | 2558.5408 | 0.575 | 0.55 | NA | NA | NA | NA | 2596.0097 | 2558.5408 | 0.575 | 0.55 | NA | NA | NA | NA | 2596.0097 | 2558.5408 | 0.575 | 0.55 | NA | NA | NA | NA | 2596.0097 | 2558.5408 | 0.575 | 0.55 | NA | NA | NA | NA | t_ActAreaEFLH | 43 | 99 | t_ActAreaCDF | 56 | 112
Retail - 3-Story Large | Building | 3434.5907 | 3808.1992 | 0.77363 | 0.63737 | NA | NA | NA | NA | 3434.5907 | 3808.1992 | 0.77363 | 0.63737 | NA | NA | NA | NA | 3449.9156 | 3834.3245 | 0.77726 | 0.6392 | NA | NA | NA | NA | 3444.2487 | 3825.2033 | 0.77592 | 0.63856 | NA | NA | NA | NA | 3444.2487 | 3825.2033 | 0.77592 | 0.63856 | NA | NA | NA | NA | 3452.1467 | 3836.9972 | 0.77779 | 0.63939 | NA | NA | NA | NA | 3431.7384 | 3803.9487 | 0.77296 | 0.63707 | NA | NA | NA | NA | t_BldgEFLH | 52 | 108 | t_BldgCDF | 65 | 121
Retail - Single-Story Large | Retail Sales and Wholesale Showroom | 4454.25 | 4512.4 | 0.875 | 0.7 | NA | NA | NA | NA | 4454.25 | 4512.4 | 0.875 | 0.7 | NA | NA | NA | NA | 4454.25 | 4512.4 | 0.875 | 0.7 | NA | NA | NA | NA | 4454.25 | 4512.4 | 0.875 | 0.7 | NA | NA | NA | NA | 4454.25 | 4512.4 | 0.875 | 0.7 | NA | NA | NA | NA | 4454.25 | 4512.4 | 0.875 | 0.7 | NA | NA | NA | NA | 4454.25 | 4512.4 | 0.875 | 0.7 | NA | NA | NA | NA | t_ActAreaEFLH | 43 | 99 | t_ActAreaCDF | 56 | 112
Retail - Single-Story Large | Storage (Conditioned) | 2737.5 | 2632.65 | 0.5 | 0.5 | NA | NA | NA | NA | 2737.5 | 2632.65 | 0.5 | 0.5 | NA | NA | NA | NA | 2737.5 | 2632.65 | 0.5 | 0.5 | NA | NA | NA | NA | 2737.5 | 2632.65 | 0.5 | 0.5 | NA | NA | NA | NA | 2737.5 | 2632.65 | 0.5 | 0.5 | NA | NA | NA | NA | 2737.5 | 2632.65 | 0.5 | 0.5 | NA | NA | NA | NA | 2737.5 | 2632.65 | 0.5 | 0.5 | NA | NA | NA | NA | t_ActAreaEFLH | 43 | 99 | t_ActAreaCDF | 56 | 112
Retail - Single-Story Large | Office (General) | 2713.8704 | 2737.1836 | 0.85 | 0.775 | NA | NA | NA | NA | 2713.8704 | 2737.1836 | 0.85 | 0.775 | NA | NA | NA | NA | 2713.8704 | 2737.1836 | 0.85 | 0.775 | NA | NA | NA | NA | 2713.8704 | 2737.1836 | 0.85 | 0.775 | NA | NA | NA | NA | 2713.8704 | 2737.1836 | 0.85 | 0.775 | NA | NA | NA | NA | 2713.8704 | 2737.1836 | 0.85 | 0.775 | NA | NA | NA | NA | 2713.8704 | 2737.1836 | 0.85 | 0.775 | NA | NA | NA | NA | t_ActAreaEFLH | 43 | 99 | t_ActAreaCDF | 56 | 112
Retail - Single-Story Large | Auto Repair Workshop | 3428.6053 | 4022.0526 | 0.65 | 0.6 | NA | NA | NA | NA | 3428.6053 | 4022.0526 | 0.65 | 0.6 | NA | NA | NA | NA | 3428.6053 | 4022.0526 | 0.65 | 0.6 | NA | NA | NA | NA | 3428.6053 | 4022.0526 | 0.65 | 0.6 | NA | NA | NA | NA | 3428.6053 | 4022.0526 | 0.65 | 0.6 | NA | NA | NA | NA | 3428.6053 | 4022.0526 | 0.65 | 0.6 | NA | NA | NA | NA | 3428.6053 | 4022.0526 | 0.65 | 0.6 | NA | NA | NA | NA | t_ActAreaEFLH | 43 | 99 | t_ActAreaCDF | 56 | 112
Retail - Single-Story Large | Kitchen and Food Preparation | 3367.5437 | 3947.445 | 0.725 | 0.6 | NA | NA | NA | NA | 3367.5437 | 3947.445 | 0.725 | 0.6 | NA | NA | NA | NA | 3367.5437 | 3947.445 | 0.725 | 0.6 | NA | NA | NA | NA | 3367.5437 | 3947.445 | 0.725 | 0.6 | NA | NA | NA | NA | 3367.5437 | 3947.445 | 0.725 | 0.6 | NA | NA | NA | NA | 3367.5437 | 3947.445 | 0.725 | 0.6 | NA | NA | NA | NA | 3367.5437 | 3947.445 | 0.725 | 0.6 | NA | NA | NA | NA | t_ActAreaEFLH | 43 | 99 | t_ActAreaCDF | 56 | 112
Retail - Single-Story Large | Pharmacy | 3472.15 | 4001.4 | 0.675 | 0.6 | NA | NA | NA | NA | 3472.15 | 4001.4 | 0.675 | 0.6 | NA | NA | NA | NA | 3472.15 | 4001.4 | 0.675 | 0.6 | NA | NA | NA | NA | 3472.15 | 4001.4 | 0.675 | 0.6 | NA | NA | NA | NA | 3472.15 | 4001.4 | 0.675 | 0.6 | NA | NA | NA | NA | 3472.15 | 4001.4 | 0.675 | 0.6 | NA | NA | NA | NA | 3472.15 | 4001.4 | 0.675 | 0.6 | NA | NA | NA | NA | t_ActAreaEFLH | 43 | 99 | t_ActAreaCDF | 56 | 112
Retail - Single-Story Large | Building | 4257.4765 | 4336.5762 | 0.84432 | 0.68685 | NA | NA | NA | NA | 4257.4765 | 4336.5762 | 0.84432 | 0.68685 | NA | NA | NA | NA | 4276.1134 | 4357.4684 | 0.84855 | 0.68914 | NA | NA | NA | NA | 4266.5575 | 4348.8431 | 0.84718 | 0.6886 | NA | NA | NA | NA | 4269.6462 | 4350.0883 | 0.84783 | 0.68892 | NA | NA | NA | NA | 4284.5778 | 4362.4555 | 0.84895 | 0.68887 | NA | NA | NA | NA | 4250.9541 | 4331.5276 | 0.84395 | 0.68678 | NA | NA | NA | NA | t_BldgEFLH | 52 | 108 | t_BldgCDF | 65 | 121
Retail - Small | Retail Sales and Wholesale Showroom | 3377.8897 | 4013.4 | 0.875 | 0.7 | NA | NA | NA | NA | 3377.8897 | 4013.4 | 0.875 | 0.7 | NA | NA | NA | NA | 3377.8897 | 4013.4 | 0.875 | 0.7 | NA | NA | NA | NA | 3377.8897 | 4013.4 | 0.875 | 0.7 | NA | NA | NA | NA | 3377.8897 | 4013.4 | 0.875 | 0.7 | NA | NA | NA | NA | 3377.8897 | 4013.4 | 0.875 | 0.7 | NA | NA | NA | NA | 3377.8897 | 4013.4 | 0.875 | 0.7 | NA | NA | NA | NA | t_ActAreaEFLH | 43 | 99 | t_ActAreaCDF | 56 | 112
Retail - Small | Storage (Conditioned) | 3377.8897 | 4013.4 | 0.875 | 0.7 | NA | NA | NA | NA | 3377.8897 | 4013.4 | 0.875 | 0.7 | NA | NA | NA | NA | 3377.8897 | 4013.4 | 0.875 | 0.7 | NA | NA | NA | NA | 3377.8897 | 4013.4 | 0.875 | 0.7 | NA | NA | NA | NA | 3377.8897 | 4013.4 | 0.875 | 0.7 | NA | NA | NA | NA | 3377.8897 | 4013.4 | 0.875 | 0.7 | NA | NA | NA | NA | 3377.8897 | 4013.4 | 0.875 | 0.7 | NA | NA | NA | NA | t_ActAreaEFLH | 43 | 99 | t_ActAreaCDF | 56 | 112
Retail - Small | Building | 3377.8897 | 4013.4 | 0.875 | 0.7 | NA | NA | NA | NA | 3377.8897 | 4013.4 | 0.875 | 0.7 | NA | NA | NA | NA | 3377.8897 | 4013.4 | 0.875 | 0.7 | NA | NA | NA | NA | 3377.8897 | 4013.4 | 0.875 | 0.7 | NA | NA | NA | NA | 3377.8897 | 4013.4 | 0.875 | 0.7 | NA | NA | NA | NA | 3377.8897 | 4013.4 | 0.875 | 0.7 | NA | NA | NA | NA | 3377.8897 | 4013.4 | 0.875 | 0.7 | NA | NA | NA | NA | t_BldgEFLH | 52 | 108 | t_BldgCDF | 65 | 121
Storage - Conditioned | Storage (Conditioned) | 3441.18 | 2779.98 | 0.7 | 0.575 | NA | NA | NA | NA | 3441.18 | 2779.98 | 0.7 | 0.575 | NA | NA | NA | NA | 3441.18 | 2779.98 | 0.7 | 0.575 | NA | NA | NA | NA | 3441.18 | 2779.98 | 0.7 | 0.575 | NA | NA | NA | NA | 3441.18 | 2779.98 | 0.7 | 0.575 | NA | NA | NA | NA | 3441.18 | 2779.98 | 0.7 | 0.575 | NA | NA | NA | NA | 3441.18 | 2779.98 | 0.7 | 0.575 | NA | NA | NA | NA | t_ActAreaEFLH | 43 | 99 | t_ActAreaCDF | 56 | 112
Storage - Conditioned | Building | 3441.18 | 2779.98 | 0.7 | 0.575 | NA | NA | NA | NA | 3441.18 | 2779.98 | 0.7 | 0.575 | NA | NA | NA | NA | 3441.18 | 2779.98 | 0.7 | 0.575 | NA | NA | NA | NA | 3441.18 | 2779.98 | 0.7 | 0.575 | NA | NA | NA | NA | 3441.18 | 2779.98 | 0.7 | 0.575 | NA | NA | NA | NA | 3441.18 | 2779.98 | 0.7 | 0.575 | NA | NA | NA | NA | 3441.18 | 2779.98 | 0.7 | 0.575 | NA | NA | NA | NA | t_BldgEFLH | 52 | 108 | t_BldgCDF | 65 | 121
Storage - Unconditioned | Storage (Unconditioned) | 3441.18 | 2779.98 | 0.7 | 0.575 | NA | NA | NA | NA | 3441.18 | 2779.98 | 0.7 | 0.575 | NA | NA | NA | NA | 3441.18 | 2779.98 | 0.7 | 0.575 | NA | NA | NA | NA | 3441.18 | 2779.98 | 0.7 | 0.575 | NA | NA | NA | NA | 3441.18 | 2779.98 | 0.7 | 0.575 | NA | NA | NA | NA | 3441.18 | 2779.98 | 0.7 | 0.575 | NA | NA | NA | NA | 3441.18 | 2779.98 | 0.7 | 0.575 | NA | NA | NA | NA | t_ActAreaEFLH | 43 | 99 | t_ActAreaCDF | 56 | 112
Storage - Unconditioned | Building | 3441.18 | 2779.98 | 0.7 | 0.575 | NA | NA | NA | NA | 3441.18 | 2779.98 | 0.7 | 0.575 | NA | NA | NA | NA | 3441.18 | 2779.98 | 0.7 | 0.575 | NA | NA | NA | NA | 3441.18 | 2779.98 | 0.7 | 0.575 | NA | NA | NA | NA | 3441.18 | 2779.98 | 0.7 | 0.575 | NA | NA | NA | NA | 3441.18 | 2779.98 | 0.7 | 0.575 | NA | NA | NA | NA | 3441.18 | 2779.98 | 0.7 | 0.575 | NA | NA | NA | NA | t_BldgEFLH | 52 | 108 | t_BldgCDF | 65 | 121
Grocery | Retail Sales, Grocery | 4964 | 3942 | 0.7 | 0.5 | NA | NA | NA | NA | 4964 | 3942 | 0.7 | 0.5 | NA | NA | NA | NA | 4964 | 3942 | 0.7 | 0.5 | NA | NA | NA | NA | 4964 | 3942 | 0.7 | 0.5 | NA | NA | NA | NA | 4964 | 3942 | 0.7 | 0.5 | NA | NA | NA | NA | 4964 | 3942 | 0.7 | 0.5 | NA | NA | NA | NA | 4964 | 3942 | 0.7 | 0.5 | NA | NA | NA | NA | t_ActAreaEFLH | 43 | 99 | t_ActAreaCDF | 56 | 112
Grocery | Office (General) | 4526 | 3504 | 0.7 | 0.5 | NA | NA | NA | NA | 4526 | 3504 | 0.7 | 0.5 | NA | NA | NA | NA | 4526 | 3504 | 0.7 | 0.5 | NA | NA | NA | NA | 4526 | 3504 | 0.7 | 0.5 | NA | NA | NA | NA | 4526 | 3504 | 0.7 | 0.5 | NA | NA | NA | NA | 4526 | 3504 | 0.7 | 0.5 | NA | NA | NA | NA | 4526 | 3504 | 0.7 | 0.5 | NA | NA | NA | NA | t_ActAreaEFLH | 43 | 99 | t_ActAreaCDF | 56 | 112
Grocery | Comm/Ind Work (Loading Dock) | 4964 | 3942 | 0.7 | 0.5 | NA | NA | NA | NA | 4964 | 3942 | 0.7 | 0.5 | NA | NA | NA | NA | 4964 | 3942 | 0.7 | 0.5 | NA | NA | NA | NA | 4964 | 3942 | 0.7 | 0.5 | NA | NA | NA | NA | 4964 | 3942 | 0.7 | 0.5 | NA | NA | NA | NA | 4964 | 3942 | 0.7 | 0.5 | NA | NA | NA | NA | 4964 | 3942 | 0.7 | 0.5 | NA | NA | NA | NA | t_ActAreaEFLH | 43 | 99 | t_ActAreaCDF | 56 | 112
Grocery | Refrigerated (Food Preparation) | 4380 | 3504 | 0.5 | 0.4 | NA | NA | NA | NA | 4380 | 3504 | 0.5 | 0.4 | NA | NA | NA | NA | 4380 | 3504 | 0.5 | 0.4 | NA | NA | NA | NA | 4380 | 3504 | 0.5 | 0.4 | NA | NA | NA | NA | 4380 | 3504 | 0.5 | 0.4 | NA | NA | NA | NA | 4380 | 3504 | 0.5 | 0.4 | NA | NA | NA | NA | 4380 | 3504 | 0.5 | 0.4 | NA | NA | NA | NA | t_ActAreaEFLH | 43 | 99 | t_ActAreaCDF | 56 | 112
Grocery | Refrigerated (Walk-in Freezer) | 4380 | 3504 | 0.5 | 0.4 | NA | NA | NA | NA | 4380 | 3504 | 0.5 | 0.4 | NA | NA | NA | NA | 4380 | 3504 | 0.5 | 0.4 | NA | NA | NA | NA | 4380 | 3504 | 0.5 | 0.4 | NA | NA | NA | NA | 4380 | 3504 | 0.5 | 0.4 | NA | NA | NA | NA | 4380 | 3504 | 0.5 | 0.4 | NA | NA | NA | NA | 4380 | 3504 | 0.5 | 0.4 | NA | NA | NA | NA | t_ActAreaEFLH | 43 | 99 | t_ActAreaCDF | 56 | 112
Grocery | Refrigerated (Walk-in Cooler) | 4380 | 3504 | 0.5 | 0.4 | NA | NA | NA | NA | 4380 | 3504 | 0.5 | 0.4 | NA | NA | NA | NA | 4380 | 3504 | 0.5 | 0.4 | NA | NA | NA | NA | 4380 | 3504 | 0.5 | 0.4 | NA | NA | NA | NA | 4380 | 3504 | 0.5 | 0.4 | NA | NA | NA | NA | 4380 | 3504 | 0.5 | 0.4 | NA | NA | NA | NA | 4380 | 3504 | 0.5 | 0.4 | NA | NA | NA | NA | t_ActAreaEFLH | 43 | 99 | t_ActAreaCDF | 56 | 112
Grocery | Building | 4891.2791 | 3881.1767 | 0.6837 | 0.49185 | NA | NA | NA | NA | 4891.2791 | 3881.1767 | 0.6837 | 0.49185 | NA | NA | NA | NA | 4909.5529 | 3894.5207 | 0.69046 | 0.49523 | NA | NA | NA | NA | 4906.485 | 3891.8454 | 0.68992 | 0.49496 | NA | NA | NA | NA | 4907.4271 | 3892.5394 | 0.69026 | 0.49513 | NA | NA | NA | NA | 4912.1958 | 3897.3971 | 0.69014 | 0.49507 | NA | NA | NA | NA | 4899.3509 | 3886.6017 | 0.68733 | 0.49366 | NA | NA | NA | NA | t_BldgEFLH | 52 | 108 | t_BldgCDF | 65 | 121
Warehouse - Refrigerated | Refrigerated (Frozen Storage) | 4818 | 4818 | 0.55 | 0.55 | NA | NA | NA | NA | 4818 | 4818 | 0.55 | 0.55 | NA | NA | NA | NA | 4818 | 4818 | 0.55 | 0.55 | NA | NA | NA | NA | 4818 | 4818 | 0.55 | 0.55 | NA | NA | NA | NA | 4818 | 4818 | 0.55 | 0.55 | NA | NA | NA | NA | 4818 | 4818 | 0.55 | 0.55 | NA | NA | NA | NA | 4818 | 4818 | 0.55 | 0.55 | NA | NA | NA | NA | t_ActAreaEFLH | 43 | 99 | t_ActAreaCDF | 56 | 112
Warehouse - Refrigerated | Refrigerated (Cooled Storage) | 4818 | 4818 | 0.55 | 0.55 | NA | NA | NA | NA | 4818 | 4818 | 0.55 | 0.55 | NA | NA | NA | NA | 4818 | 4818 | 0.55 | 0.55 | NA | NA | NA | NA | 4818 | 4818 | 0.55 | 0.55 | NA | NA | NA | NA | 4818 | 4818 | 0.55 | 0.55 | NA | NA | NA | NA | 4818 | 4818 | 0.55 | 0.55 | NA | NA | NA | NA | 4818 | 4818 | 0.55 | 0.55 | NA | NA | NA | NA | t_ActAreaEFLH | 43 | 99 | t_ActAreaCDF | 56 | 112
Warehouse - Refrigerated | Comm/Ind Work (Loading Dock) | 4818 | 4818 | 0.55 | 0.55 | NA | NA | NA | NA | 4818 | 4818 | 0.55 | 0.55 | NA | NA | NA | NA | 4818 | 4818 | 0.55 | 0.55 | NA | NA | NA | NA | 4818 | 4818 | 0.55 | 0.55 | NA | NA | NA | NA | 4818 | 4818 | 0.55 | 0.55 | NA | NA | NA | NA | 4818 | 4818 | 0.55 | 0.55 | NA | NA | NA | NA | 4818 | 4818 | 0.55 | 0.55 | NA | NA | NA | NA | t_ActAreaEFLH | 43 | 99 | t_ActAreaCDF | 56 | 112
Warehouse - Refrigerated | Office (General) | 3522.25 | 2719.25 | 0.7 | 0.5 | NA | NA | NA | NA | 3522.25 | 2719.25 | 0.7 | 0.5 | NA | NA | NA | NA | 3522.25 | 2719.25 | 0.7 | 0.5 | NA | NA | NA | NA | 3522.25 | 2719.25 | 0.7 | 0.5 | NA | NA | NA | NA | 3522.25 | 2719.25 | 0.7 | 0.5 | NA | NA | NA | NA | 3522.25 | 2719.25 | 0.7 | 0.5 | NA | NA | NA | NA | 3522.25 | 2719.25 | 0.7 | 0.5 | NA | NA | NA | NA | t_ActAreaEFLH | 43 | 99 | t_ActAreaCDF | 56 | 112
Warehouse - Refrigerated | Building | 4779.0976 | 4754.989 | 0.5545 | 0.5485 | NA | NA | NA | NA | 4779.0976 | 4754.989 | 0.5545 | 0.5485 | NA | NA | NA | NA | 4765.8491 | 4733.5302 | 0.55604 | 0.54799 | NA | NA | NA | NA | 4765.8491 | 4733.5302 | 0.55604 | 0.54799 | NA | NA | NA | NA | 4765.8491 | 4733.5302 | 0.55604 | 0.54799 | NA | NA | NA | NA | 4775.5495 | 4749.2422 | 0.55491 | 0.54836 | NA | NA | NA | NA | 4780.776 | 4757.7076 | 0.55431 | 0.54856 | NA | NA | NA | NA | t_BldgEFLH | 52 | 108 | t_BldgCDF | 65 | 121
Note: Refer to the table "School Demand Period Session" on the next tab to determine the proper "Session" type to use for education buildings by Climate Zone.
Note on F7: Fraction of this Lighting Fixture Type "on" during the demand period (weekday, 2-5p DST); Schools are assumed to be on "in-session" during this period.
Note on H7: Fraction of this Lighting Fixture Type "on" during the demand period (weekday, 2-5p DST); Schools are assumed to be on a reduced "summer session" during this period.
Note on J7: Fraction of this Lighting Fixture Type "on" during the demand period (weekday, 2-5p DST); Schools are assumed to be on "break" during this period.
Note on O7: Fraction of this Lighting Fixture Type "on" during the demand period (weekday, 2-5p DST); Schools are assumed to be on "in-session" during this period.
Note on Q7: Fraction of this Lighting Fixture Type "on" during the demand period (weekday, 2-5p DST); Schools are assumed to be on a reduced "summer session" during this period.
Note on S7: Fraction of this Lighting Fixture Type "on" during the demand period (weekday, 2-5p DST); Schools are assumed to be on "break" during this period.
Note on X7: Fraction of this Lighting Fixture Type "on" during the demand period (weekday, 2-5p DST); Schools are assumed to be on "in-session" during this period.
Note on Z7: Fraction of this Lighting Fixture Type "on" during the demand period (weekday, 2-5p DST); Schools are assumed to be on a reduced "summer session" during this period.
Note on AB7: Fraction of this Lighting Fixture Type "on" during the demand period (weekday, 2-5p DST); Schools are assumed to be on "break" during this period.
Note on AG7: Fraction of this Lighting Fixture Type "on" during the demand period (weekday, 2-5p DST); Schools are assumed to be on "in-session" during this period.
Note on AI7: Fraction of this Lighting Fixture Type "on" during the demand period (weekday, 2-5p DST); Schools are assumed to be on a reduced "summer session" during this period.
Note on AK7: Fraction of this Lighting Fixture Type "on" during the demand period (weekday, 2-5p DST); Schools are assumed to be on "break" during this period.
Note on AP7: Fraction of this Lighting Fixture Type "on" during the demand period (weekday, 2-5p DST); Schools are assumed to be on "in-session" during this period.
Note on AR7: Fraction of this Lighting Fixture Type "on" during the demand period (weekday, 2-5p DST); Schools are assumed to be on a reduced "summer session" during this period.
Note on AT7: Fraction of this Lighting Fixture Type "on" during the demand period (weekday, 2-5p DST); Schools are assumed to be on "break" during this period.
Note on AY7: Fraction of this Lighting Fixture Type "on" during the demand period (weekday, 2-5p DST); Schools are assumed to be on "in-session" during this period.
Note on BA7: Fraction of this Lighting Fixture Type "on" during the demand period (weekday, 2-5p DST); Schools are assumed to be on a reduced "summer session" during this period.
Note on BC7: Fraction of this Lighting Fixture Type "on" during the demand period (weekday, 2-5p DST); Schools are assumed to be on "break" during this period.
Note on BH7: Fraction of this Lighting Fixture Type "on" during the demand period (weekday, 2-5p DST); Schools are assumed to be on "in-session" during this period.
Note on BJ7: Fraction of this Lighting Fixture Type "on" during the demand period (weekday, 2-5p DST); Schools are assumed to be on a reduced "summer session" during this period.
Note on BL7: Fraction of this Lighting Fixture Type "on" during the demand period (weekday, 2-5p DST); Schools are assumed to be on "break" during this period.

## 2005 EFLH+CDF
DEER 2008 Lighting EFLH and Demand Coincidence Factor
by Building Type and Building Type Activity Area
|  | < 1978 | [7 empty] | 1979 - 1992 | [7 empty] | 1993 - 2001 | [7 empty] | 2002 - 2005 | [7 empty] | 2006 - 2009 | [7 empty] | 2010 - 2013
|  | 0 | 0 | 0 | 0 | 0 | 0 | 0 | 0 | 1 | 1 | 1 | 1 | 1 | 1 | 1 | 1 | 2 | 2 | 2 | 2 | 2 | 2 | 2 | 2 | 3 | 3 | 3 | 3 | 3 | 3 | 3 | 3 | 4 | 4 | 4 | 4 | 4 | 4 | 4 | 4 | 5 | 5 | 5 | 5 | 5 | 5 | 5 | 5
[6 empty] | (summer) | (summer) | (break) | (break) |  |  |  |  | (summer) | (summer) | (break) | (break) |  |  |  |  | (summer) | (summer) | (break) | (break) |  |  |  |  | (summer) | (summer) | (break) | (break) |  |  |  |  | (summer) | (summer) | (break) | (break) |  |  |  |  | (summer) | (summer) | (break) | (break)
|  | Equivalent Full Load Hours |  | Demand Factor (In-Session) |  | Demand Factor (Summer Session) |  | Demand Factor (On-Break) |  | Equivalent Full Load Hours |  | Demand Factor (In-Session) |  | Demand Factor (Summer Session) |  | Demand Factor (On-Break) |  | Equivalent Full Load Hours |  | Demand Factor (In-Session) |  | Demand Factor (Summer Session) |  | Demand Factor (On-Break) |  | Equivalent Full Load Hours |  | Demand Factor (In-Session) |  | Demand Factor (Summer Session) |  | Demand Factor (On-Break) |  | Equivalent Full Load Hours |  | Demand Factor (In-Session) |  | Demand Factor (Summer Session) |  | Demand Factor (On-Break) |  | Equivalent Full Load Hours |  | Demand Factor (In-Session) |  | Demand Factor (Summer Session) |  | Demand Factor (On-Break)
Building Type | Space Use (Activity Area) | Non-CFL Fixtures | CFL Fixtures | Non-CFL Fixtures | CFL Fixtures | Non-CFL Fixtures | CFL Fixtures | Non-CFL Fixtures | CFL Fixtures | Non-CFL Fixtures | CFL Fixtures | Non-CFL Fixtures | CFL Fixtures | Non-CFL Fixtures | CFL Fixtures | Non-CFL Fixtures | CFL Fixtures | Non-CFL Fixtures | CFL Fixtures | Non-CFL Fixtures | CFL Fixtures | Non-CFL Fixtures | CFL Fixtures | Non-CFL Fixtures | CFL Fixtures | Non-CFL Fixtures | CFL Fixtures | Non-CFL Fixtures | CFL Fixtures | Non-CFL Fixtures | CFL Fixtures | Non-CFL Fixtures | CFL Fixtures | Non-CFL Fixtures | CFL Fixtures | Non-CFL Fixtures | CFL Fixtures | Non-CFL Fixtures | CFL Fixtures | Non-CFL Fixtures | CFL Fixtures | Non-CFL Fixtures | CFL Fixtures | Non-CFL Fixtures | CFL Fixtures | Non-CFL Fixtures | CFL Fixtures | Non-CFL Fixtures | CFL Fixtures
Assembly | Auditorium | 3759.5 | #REF! | 0.8 | NA | NA | NA | NA | NA | 3759.5 | #REF! | 0.8 | NA | NA | NA | NA | NA | 3759.5 | #REF! | 0.8 | NA | NA | NA | NA | NA | 3759.5 | #REF! | 0.8 | NA | NA | NA | NA | NA | 3759.5 | #REF! | 0.8 | NA | NA | NA | NA | NA | 0 | #REF! | 0 | NA | NA | NA | NA | NA | t_ActAreaEFLH2005 | 43 | 99 | t_ActAreaCDF2005 | 56 | 112
Assembly | Office (General) | 4197.5 | #REF! | 0.91667 | NA | NA | NA | NA | NA | 4197.5 | #REF! | 0.91667 | NA | NA | NA | NA | NA | 4197.5 | #REF! | 0.91667 | NA | NA | NA | NA | NA | 4197.5 | #REF! | 0.91667 | NA | NA | NA | NA | NA | 4197.5 | #REF! | 0.91667 | NA | NA | NA | NA | NA | 0 | #REF! | 0 | NA | NA | NA | NA | NA | t_ActAreaEFLH2005 | 43 | 99 | t_ActAreaCDF2005 | 56 | 112
Assembly | Building | 3832.6648 | #REF! | 0.81949 | NA | NA | NA | NA | NA | 3831.4637 | #REF! | 0.81917 | NA | NA | NA | NA | NA | 3832.1307 | #REF! | 0.81935 | NA | NA | NA | NA | NA | 3832.1307 | #REF! | 0.81935 | NA | NA | NA | NA | NA | 3845.597 | #REF! | 0.82293 | NA | NA | NA | NA | NA | 0 | #REF! | 0 | NA | NA | NA | NA | NA | t_BldgEFLH2005 | 52 | 108 | t_BldgCDF2005 | 65 | 121
Education - Primary School | Classroom/Lecture | 2356.6 | #REF! | 0.7 | NA | NA | NA | NA | NA | 2356.6 | #REF! | 0.7 | NA | NA | NA | NA | NA | 2356.6 | #REF! | 0.7 | NA | NA | NA | NA | NA | 2356.6 | #REF! | 0.7 | NA | NA | NA | NA | NA | 2356.6 | #REF! | 0.7 | NA | NA | NA | NA | NA | 0 | #REF! | 0 | NA | NA | NA | NA | NA | t_ActAreaEFLH2005 | 43 | 99 | t_ActAreaCDF2005 | 56 | 112
Education - Primary School | Exercising Centers and Gymnasium | 1707.72 | #REF! | 0.58333 | NA | NA | NA | NA | NA | 1707.72 | #REF! | 0.58333 | NA | NA | NA | NA | NA | 1707.72 | #REF! | 0.58333 | NA | NA | NA | NA | NA | 1707.72 | #REF! | 0.58333 | NA | NA | NA | NA | NA | 1707.72 | #REF! | 0.58333 | NA | NA | NA | NA | NA | 0 | #REF! | 0 | NA | NA | NA | NA | NA | t_ActAreaEFLH2005 | 43 | 99 | t_ActAreaCDF2005 | 56 | 112
Education - Primary School | Dining Area | 1213.4 | #REF! | 0.36667 | NA | NA | NA | NA | NA | 1213.4 | #REF! | 0.36667 | NA | NA | NA | NA | NA | 1213.4 | #REF! | 0.36667 | NA | NA | NA | NA | NA | 1213.4 | #REF! | 0.36667 | NA | NA | NA | NA | NA | 1213.4 | #REF! | 0.36667 | NA | NA | NA | NA | NA | 0 | #REF! | 0 | NA | NA | NA | NA | NA | t_ActAreaEFLH2005 | 43 | 99 | t_ActAreaCDF2005 | 56 | 112
Education - Primary School | Kitchen and Food Preparation | 1034.8 | #REF! | 0.05 | NA | NA | NA | NA | NA | 1034.8 | #REF! | 0.05 | NA | NA | NA | NA | NA | 1034.8 | #REF! | 0.05 | NA | NA | NA | NA | NA | 1034.8 | #REF! | 0.05 | NA | NA | NA | NA | NA | 1034.8 | #REF! | 0.05 | NA | NA | NA | NA | NA | 0 | #REF! | 0 | NA | NA | NA | NA | NA | t_ActAreaEFLH2005 | 43 | 99 | t_ActAreaCDF2005 | 56 | 112
Education - Primary School | Building | 2073.1632 | #REF! | 0.58465 | NA | NA | NA | NA | NA | 2064.3976 | #REF! | 0.58169 | NA | NA | NA | NA | NA | 2006.0025 | #REF! | 0.56567 | NA | NA | NA | NA | NA | 2006.0025 | #REF! | 0.56567 | NA | NA | NA | NA | NA | 1950.4306 | #REF! | 0.54444 | NA | NA | NA | NA | NA | 0 | #REF! | 0 | NA | NA | NA | NA | NA | t_BldgEFLH2005 | 52 | 108 | t_BldgCDF2005 | 65 | 121
Education - Secondary School | Classroom/Lecture | 2356.6 | #REF! | 0.7 | NA | NA | NA | NA | NA | 2356.6 | #REF! | 0.7 | NA | NA | NA | NA | NA | 2356.6 | #REF! | 0.7 | NA | NA | NA | NA | NA | 2356.6 | #REF! | 0.7 | NA | NA | NA | NA | NA | 2356.6 | #REF! | 0.7 | NA | NA | NA | NA | NA | 0 | #REF! | 0 | NA | NA | NA | NA | NA | t_ActAreaEFLH2005 | 43 | 99 | t_ActAreaCDF2005 | 56 | 112
Education - Secondary School | Office (General) | 2068.8 | #REF! | 1 | NA | NA | NA | NA | NA | 2068.8 | #REF! | 1 | NA | NA | NA | NA | NA | 2068.8 | #REF! | 1 | NA | NA | NA | NA | NA | 2068.8 | #REF! | 1 | NA | NA | NA | NA | NA | 2068.8 | #REF! | 1 | NA | NA | NA | NA | NA | 0 | #REF! | 0 | NA | NA | NA | NA | NA | t_ActAreaEFLH2005 | 43 | 99 | t_ActAreaCDF2005 | 56 | 112
Education - Secondary School | Exercising Centers and Gymnasium | 2126.85 | #REF! | 0.7 | NA | NA | NA | NA | NA | 2126.85 | #REF! | 0.7 | NA | NA | NA | NA | NA | 2126.85 | #REF! | 0.7 | NA | NA | NA | NA | NA | 2126.85 | #REF! | 0.7 | NA | NA | NA | NA | NA | 2126.85 | #REF! | 0.7 | NA | NA | NA | NA | NA | 0 | #REF! | 0 | NA | NA | NA | NA | NA | t_ActAreaEFLH2005 | 43 | 99 | t_ActAreaCDF2005 | 56 | 112
Education - Secondary School | Computer Room (Instructional/PC Lab) | 2356.6 | #REF! | 0.7 | NA | NA | NA | NA | NA | 2356.6 | #REF! | 0.7 | NA | NA | NA | NA | NA | 2356.6 | #REF! | 0.7 | NA | NA | NA | NA | NA | 2356.6 | #REF! | 0.7 | NA | NA | NA | NA | NA | 2356.6 | #REF! | 0.7 | NA | NA | NA | NA | NA | 0 | #REF! | 0 | NA | NA | NA | NA | NA | t_ActAreaEFLH2005 | 43 | 99 | t_ActAreaCDF2005 | 56 | 112
Education - Secondary School | Dining Area | 2540.9 | #REF! | 1 | NA | NA | NA | NA | NA | 2540.9 | #REF! | 1 | NA | NA | NA | NA | NA | 2540.9 | #REF! | 1 | NA | NA | NA | NA | NA | 2540.9 | #REF! | 1 | NA | NA | NA | NA | NA | 2540.9 | #REF! | 1 | NA | NA | NA | NA | NA | 0 | #REF! | 0 | NA | NA | NA | NA | NA | t_ActAreaEFLH2005 | 43 | 99 | t_ActAreaCDF2005 | 56 | 112
Education - Secondary School | Kitchen and Food Preparation | 1034.8 | #REF! | 0.05 | NA | NA | NA | NA | NA | 1034.8 | #REF! | 0.05 | NA | NA | NA | NA | NA | 1034.8 | #REF! | 0.05 | NA | NA | NA | NA | NA | 1034.8 | #REF! | 0.05 | NA | NA | NA | NA | NA | 1034.8 | #REF! | 0.05 | NA | NA | NA | NA | NA | 0 | #REF! | 0 | NA | NA | NA | NA | NA | t_ActAreaEFLH2005 | 43 | 99 | t_ActAreaCDF2005 | 56 | 112
Education - Secondary School | Building | 2235.528 | #REF! | 0.67078 | NA | NA | NA | NA | NA | 2234.1076 | #REF! | 0.67134 | NA | NA | NA | NA | NA | 2241.8489 | #REF! | 0.68939 | NA | NA | NA | NA | NA | 2241.8489 | #REF! | 0.68939 | NA | NA | NA | NA | NA | 2221.8719 | #REF! | 0.68652 | NA | NA | NA | NA | NA | 0 | #REF! | 0 | NA | NA | NA | NA | NA | t_BldgEFLH2005 | 52 | 108 | t_BldgCDF2005 | 65 | 121
Education - Relocatable Classroom | Building | 2356.6 | #REF! | 0.7 | NA | NA | NA | NA | NA | 2356.6 | #REF! | 0.7 | NA | NA | NA | NA | NA | 2356.6 | #REF! | 0.7 | NA | NA | NA | NA | NA | 2356.6 | #REF! | 0.7 | NA | NA | NA | NA | NA | 2356.6 | #REF! | 0.7 | NA | NA | NA | NA | NA | 0 | #REF! | 0 | NA | NA | NA | NA | NA | t_BldgEFLH2005 | 52 | 108 | t_BldgCDF2005 | 65 | 121
Education - Community College | Classroom/Lecture | 3031.176 | #REF! | 0.7 | NA | 0.28 | NA | 0.001 | NA | 3031.176 | #REF! | 0.7 | NA | 0.28 | NA | 0.001 | NA | 3031.176 | #REF! | 0.7 | NA | 0.28 | NA | 0.001 | NA | 3031.176 | #REF! | 0.7 | NA | 0.28 | NA | 0.001 | NA | 3031.176 | #REF! | 0.7 | NA | 0.28 | NA | 0.001 | NA | 0 | #REF! | 0 | NA | 0 | NA | 0 | NA | t_ActAreaEFLH2005 | 43 | 99 | t_ActAreaCDF2005 | 56 | 112
Education - Community College | Office (General) | 2022.074 | #REF! | 1 | NA | 0.001 | NA | 0.001 | NA | 2022.074 | #REF! | 1 | NA | 0.001 | NA | 0.001 | NA | 2022.074 | #REF! | 1 | NA | 0.001 | NA | 0.001 | NA | 2022.074 | #REF! | 1 | NA | 0.001 | NA | 0.001 | NA | 2022.074 | #REF! | 1 | NA | 0.001 | NA | 0.001 | NA | 0 | #REF! | 0 | NA | 0 | NA | 0 | NA | t_ActAreaEFLH2005 | 43 | 99 | t_ActAreaCDF2005 | 56 | 112
Education - Community College | Computer Room (Instructional/PC Lab) | 2242.53 | #REF! | 1 | NA | 0.4 | NA | 0.001 | NA | 2242.53 | #REF! | 1 | NA | 0.4 | NA | 0.001 | NA | 2242.53 | #REF! | 1 | NA | 0.4 | NA | 0.001 | NA | 2242.53 | #REF! | 1 | NA | 0.4 | NA | 0.001 | NA | 2242.53 | #REF! | 1 | NA | 0.4 | NA | 0.001 | NA | 0 | #REF! | 0 | NA | 0 | NA | 0 | NA | t_ActAreaEFLH2005 | 43 | 99 | t_ActAreaCDF2005 | 56 | 112
Education - Community College | Comm/Ind Work (General, Low Bay) | 3031.176 | #REF! | 0.7 | NA | 0.28 | NA | 0.001 | NA | 3031.176 | #REF! | 0.7 | NA | 0.28 | NA | 0.001 | NA | 3031.176 | #REF! | 0.7 | NA | 0.28 | NA | 0.001 | NA | 3031.176 | #REF! | 0.7 | NA | 0.28 | NA | 0.001 | NA | 3031.176 | #REF! | 0.7 | NA | 0.28 | NA | 0.001 | NA | 0 | #REF! | 0 | NA | 0 | NA | 0 | NA | t_ActAreaEFLH2005 | 43 | 99 | t_ActAreaCDF2005 | 56 | 112
Education - Community College | Dining Area | 2022.074 | #REF! | 1 | NA | 0.001 | NA | 0.001 | NA | 2022.074 | #REF! | 1 | NA | 0.001 | NA | 0.001 | NA | 2022.074 | #REF! | 1 | NA | 0.001 | NA | 0.001 | NA | 2022.074 | #REF! | 1 | NA | 0.001 | NA | 0.001 | NA | 2022.074 | #REF! | 1 | NA | 0.001 | NA | 0.001 | NA | 0 | #REF! | 0 | NA | 0 | NA | 0 | NA | t_ActAreaEFLH2005 | 43 | 99 | t_ActAreaCDF2005 | 56 | 112
Education - Community College | Kitchen and Food Preparation | 2022.074 | #REF! | 1 | NA | 0.001 | NA | 0.001 | NA | 2022.074 | #REF! | 1 | NA | 0.001 | NA | 0.001 | NA | 2022.074 | #REF! | 1 | NA | 0.001 | NA | 0.001 | NA | 2022.074 | #REF! | 1 | NA | 0.001 | NA | 0.001 | NA | 2022.074 | #REF! | 1 | NA | 0.001 | NA | 0.001 | NA | 0 | #REF! | 0 | NA | 0 | NA | 0 | NA | t_ActAreaEFLH2005 | 43 | 99 | t_ActAreaCDF2005 | 56 | 112
Education - Community College | Building | 2771.789 | #REF! | 0.77989 | NA | 0.22258 | NA | 0.001 | NA | 2768.9828 | #REF! | 0.78071 | NA | 0.22174 | NA | 0.001 | NA | 2689.6756 | #REF! | 0.80388 | NA | 0.19774 | NA | 0.001 | NA | 2689.6756 | #REF! | 0.80388 | NA | 0.19774 | NA | 0.001 | NA | 2655.3908 | #REF! | 0.81386 | NA | 0.18715 | NA | 0.001 | NA | 0 | #REF! | 0 | NA | 0 | NA | 0 | NA | t_BldgEFLH2005 | 52 | 108 | t_BldgCDF2005 | 65 | 121
Education - University | Classroom/Lecture | 3358.684 | #REF! | 1 | NA | 0.4 | NA | 0.2 | NA | 3358.684 | #REF! | 1 | NA | 0.4 | NA | 0.2 | NA | 3358.684 | #REF! | 1 | NA | 0.4 | NA | 0.2 | NA | 3358.684 | #REF! | 1 | NA | 0.4 | NA | 0.2 | NA | 3358.684 | #REF! | 1 | NA | 0.4 | NA | 0.2 | NA | 0 | #REF! | 0 | NA | 0 | NA | 0 | NA | t_ActAreaEFLH2005 | 43 | 99 | t_ActAreaCDF2005 | 56 | 112
Education - University | Office (General) | 2637.2641 | #REF! | 0.91667 | NA | 0.36722 | NA | 0.36722 | NA | 2637.2641 | #REF! | 0.91667 | NA | 0.36722 | NA | 0.36722 | NA | 2637.2641 | #REF! | 0.91667 | NA | 0.36722 | NA | 0.36722 | NA | 2637.2641 | #REF! | 0.91667 | NA | 0.36722 | NA | 0.36722 | NA | 2637.2641 | #REF! | 0.91667 | NA | 0.36722 | NA | 0.36722 | NA | 0 | #REF! | 0 | NA | 0 | NA | 0 | NA | t_ActAreaEFLH2005 | 43 | 99 | t_ActAreaCDF2005 | 56 | 112
Education - University | Computer Room (Instructional/PC Lab) | 2398.89 | #REF! | 1 | NA | 0.4 | NA | 0.05 | NA | 2398.89 | #REF! | 1 | NA | 0.4 | NA | 0.05 | NA | 2398.89 | #REF! | 1 | NA | 0.4 | NA | 0.05 | NA | 2398.89 | #REF! | 1 | NA | 0.4 | NA | 0.05 | NA | 2398.89 | #REF! | 1 | NA | 0.4 | NA | 0.05 | NA | 0 | #REF! | 0 | NA | 0 | NA | 0 | NA | t_ActAreaEFLH2005 | 43 | 99 | t_ActAreaCDF2005 | 56 | 112
Education - University | Comm/Ind Work (General, Low Bay) | 3358.684 | #REF! | 1 | NA | 0.4 | NA | 0.2 | NA | 3358.684 | #REF! | 1 | NA | 0.4 | NA | 0.2 | NA | 3358.684 | #REF! | 1 | NA | 0.4 | NA | 0.2 | NA | 3358.684 | #REF! | 1 | NA | 0.4 | NA | 0.2 | NA | 3358.684 | #REF! | 1 | NA | 0.4 | NA | 0.2 | NA | 0 | #REF! | 0 | NA | 0 | NA | 0 | NA | t_ActAreaEFLH2005 | 43 | 99 | t_ActAreaCDF2005 | 56 | 112
Education - University | Dining Area | 2222.538 | #REF! | 1 | NA | 0.4 | NA | 0.001 | NA | 2222.538 | #REF! | 1 | NA | 0.4 | NA | 0.001 | NA | 2222.538 | #REF! | 1 | NA | 0.4 | NA | 0.001 | NA | 2222.538 | #REF! | 1 | NA | 0.4 | NA | 0.001 | NA | 2222.538 | #REF! | 1 | NA | 0.4 | NA | 0.001 | NA | 0 | #REF! | 0 | NA | 0 | NA | 0 | NA | t_ActAreaEFLH2005 | 43 | 99 | t_ActAreaCDF2005 | 56 | 112
Education - University | Kitchen and Food Preparation | 2222.538 | #REF! | 1 | NA | 0.4 | NA | 0.001 | NA | 2222.538 | #REF! | 1 | NA | 0.4 | NA | 0.001 | NA | 2222.538 | #REF! | 1 | NA | 0.4 | NA | 0.001 | NA | 2222.538 | #REF! | 1 | NA | 0.4 | NA | 0.001 | NA | 2222.538 | #REF! | 1 | NA | 0.4 | NA | 0.001 | NA | 0 | #REF! | 0 | NA | 0 | NA | 0 | NA | t_ActAreaEFLH2005 | 43 | 99 | t_ActAreaCDF2005 | 56 | 112
Education - University | Hotel/Motel Guest Room (incl. toilets) | 2983.3 | #REF! | 0.5 | NA | 0.2 | NA | 0.001 | NA | 2983.3 | #REF! | 0.5 | NA | 0.2 | NA | 0.001 | NA | 2983.3 | #REF! | 0.5 | NA | 0.2 | NA | 0.001 | NA | 2983.3 | #REF! | 0.5 | NA | 0.2 | NA | 0.001 | NA | 2983.3 | #REF! | 0.5 | NA | 0.2 | NA | 0.001 | NA | 0 | #REF! | 0 | NA | 0 | NA | 0 | NA | t_ActAreaEFLH2005 | 43 | 99 | t_ActAreaCDF2005 | 56 | 112
Education - University | Corridor | 2637.2641 | #REF! | 0.91667 | NA | 0.36722 | NA | 0.36722 | NA | 2637.2641 | #REF! | 0.91667 | NA | 0.36722 | NA | 0.36722 | NA | 2637.2641 | #REF! | 0.91667 | NA | 0.36722 | NA | 0.36722 | NA | 2637.2641 | #REF! | 0.91667 | NA | 0.36722 | NA | 0.36722 | NA | 2637.2641 | #REF! | 0.91667 | NA | 0.36722 | NA | 0.36722 | NA | 0 | #REF! | 0 | NA | 0 | NA | 0 | NA | t_ActAreaEFLH2005 | 43 | 99 | t_ActAreaCDF2005 | 56 | 112
Education - University | Building | 3111.825 | #REF! | 0.96695 | NA | 0.38689 | NA | 0.21182 | NA | 3110.2244 | #REF! | 0.96533 | NA | 0.38624 | NA | 0.21072 | NA | 3052.3352 | #REF! | 0.94393 | NA | 0.37772 | NA | 0.21635 | NA | 3052.3352 | #REF! | 0.94393 | NA | 0.37772 | NA | 0.21635 | NA | 3026.8744 | #REF! | 0.93491 | NA | 0.37413 | NA | 0.2185 | NA | 0 | #REF! | 0 | NA | 0 | NA | 0 | NA | t_BldgEFLH2005 | 52 | 108 | t_BldgCDF2005 | 65 | 121
Health/Medical - Hospital | Dining Area | 8760 | #REF! | 1 | NA | NA | NA | NA | NA | 8760 | #REF! | 1 | NA | NA | NA | NA | NA | 8760 | #REF! | 1 | NA | NA | NA | NA | NA | 8760 | #REF! | 1 | NA | NA | NA | NA | NA | 8760 | #REF! | 1 | NA | NA | NA | NA | NA | 0 | #REF! | 0 | NA | NA | NA | NA | NA | t_ActAreaEFLH2005 | 43 | 99 | t_ActAreaCDF2005 | 56 | 112
Health/Medical - Hospital | Kitchen and Food Preparation | 8760 | #REF! | 1 | NA | NA | NA | NA | NA | 8760 | #REF! | 1 | NA | NA | NA | NA | NA | 8760 | #REF! | 1 | NA | NA | NA | NA | NA | 8760 | #REF! | 1 | NA | NA | NA | NA | NA | 8760 | #REF! | 1 | NA | NA | NA | NA | NA | 0 | #REF! | 0 | NA | NA | NA | NA | NA | t_ActAreaEFLH2005 | 43 | 99 | t_ActAreaCDF2005 | 56 | 112
Health/Medical - Hospital | Office (General) - 24hr Facilities | 7336.8 | #REF! | 1 | NA | NA | NA | NA | NA | 7336.8 | #REF! | 1 | NA | NA | NA | NA | NA | 7336.8 | #REF! | 1 | NA | NA | NA | NA | NA | 7336.8 | #REF! | 1 | NA | NA | NA | NA | NA | 7336.8 | #REF! | 1 | NA | NA | NA | NA | NA | 0 | #REF! | 0 | NA | NA | NA | NA | NA | t_ActAreaEFLH2005 | 43 | 99 | t_ActAreaCDF2005 | 56 | 112
Health/Medical - Hospital | Medical and Clinical Care - 24hr ICU | 5215.2 | #REF! | 0.75 | NA | NA | NA | NA | NA | 5215.2 | #REF! | 0.75 | NA | NA | NA | NA | NA | 5215.2 | #REF! | 0.75 | NA | NA | NA | NA | NA | 5215.2 | #REF! | 0.75 | NA | NA | NA | NA | NA | 5215.2 | #REF! | 0.75 | NA | NA | NA | NA | NA | 0 | #REF! | 0 | NA | NA | NA | NA | NA | t_ActAreaEFLH2005 | 43 | 99 | t_ActAreaCDF2005 | 56 | 112
Health/Medical - Hospital | Medical and Clinical Care - 24hr Wards/Isolation | 6770.75 | #REF! | 1 | NA | NA | NA | NA | NA | 6770.75 | #REF! | 1 | NA | NA | NA | NA | NA | 6770.75 | #REF! | 1 | NA | NA | NA | NA | NA | 6770.75 | #REF! | 1 | NA | NA | NA | NA | NA | 6770.75 | #REF! | 1 | NA | NA | NA | NA | NA | 0 | #REF! | 0 | NA | NA | NA | NA | NA | t_ActAreaEFLH2005 | 43 | 99 | t_ActAreaCDF2005 | 56 | 112
Health/Medical - Hospital | Office (General) - 12hr Admin | 5010 | #REF! | 1 | NA | NA | NA | NA | NA | 5010 | #REF! | 1 | NA | NA | NA | NA | NA | 5010 | #REF! | 1 | NA | NA | NA | NA | NA | 5010 | #REF! | 1 | NA | NA | NA | NA | NA | 5010 | #REF! | 1 | NA | NA | NA | NA | NA | 0 | #REF! | 0 | NA | NA | NA | NA | NA | t_ActAreaEFLH2005 | 43 | 99 | t_ActAreaCDF2005 | 56 | 112
Health/Medical - Hospital | Laboratory, Medical 12hr Treatment | 4257 | #REF! | 0.75 | NA | NA | NA | NA | NA | 4257 | #REF! | 0.75 | NA | NA | NA | NA | NA | 4257 | #REF! | 0.75 | NA | NA | NA | NA | NA | 4257 | #REF! | 0.75 | NA | NA | NA | NA | NA | 4257 | #REF! | 0.75 | NA | NA | NA | NA | NA | 0 | #REF! | 0 | NA | NA | NA | NA | NA | t_ActAreaEFLH2005 | 43 | 99 | t_ActAreaCDF2005 | 56 | 112
Health/Medical - Hospital | Medical and Clinical Care - 24hr Support | 8760 | #REF! | 1 | NA | NA | NA | NA | NA | 8760 | #REF! | 1 | NA | NA | NA | NA | NA | 8760 | #REF! | 1 | NA | NA | NA | NA | NA | 8760 | #REF! | 1 | NA | NA | NA | NA | NA | 8760 | #REF! | 1 | NA | NA | NA | NA | NA | 0 | #REF! | 0 | NA | NA | NA | NA | NA | t_ActAreaEFLH2005 | 43 | 99 | t_ActAreaCDF2005 | 56 | 112
Health/Medical - Hospital | Building | 6248.5752 | #REF! | 0.91552 | NA | NA | NA | NA | NA | 6224.8463 | #REF! | 0.91405 | NA | NA | NA | NA | NA | 6521.9789 | #REF! | 0.93811 | NA | NA | NA | NA | NA | 6521.9789 | #REF! | 0.93811 | NA | NA | NA | NA | NA | 6523.9163 | #REF! | 0.93942 | NA | NA | NA | NA | NA | 0 | #REF! | 0 | NA | NA | NA | NA | NA | t_BldgEFLH2005 | 52 | 108 | t_BldgCDF2005 | 65 | 121
Health/Medical - Nursing Home | Dining Area | 3942 | #REF! | 0.7 | NA | NA | NA | NA | NA | 3942 | #REF! | 0.7 | NA | NA | NA | NA | NA | 3942 | #REF! | 0.7 | NA | NA | NA | NA | NA | 3942 | #REF! | 0.7 | NA | NA | NA | NA | NA | 3942 | #REF! | 0.7 | NA | NA | NA | NA | NA | 0 | #REF! | 0 | NA | NA | NA | NA | NA | t_ActAreaEFLH2005 | 43 | 99 | t_ActAreaCDF2005 | 56 | 112
Health/Medical - Nursing Home | Kitchen and Food Preparation | 3942 | #REF! | 0.7 | NA | NA | NA | NA | NA | 3942 | #REF! | 0.7 | NA | NA | NA | NA | NA | 3942 | #REF! | 0.7 | NA | NA | NA | NA | NA | 3942 | #REF! | 0.7 | NA | NA | NA | NA | NA | 3942 | #REF! | 0.7 | NA | NA | NA | NA | NA | 0 | #REF! | 0 | NA | NA | NA | NA | NA | t_ActAreaEFLH2005 | 43 | 99 | t_ActAreaCDF2005 | 56 | 112
Health/Medical - Nursing Home | Office (General) - Admin | 3942 | #REF! | 0.7 | NA | NA | NA | NA | NA | 3942 | #REF! | 0.7 | NA | NA | NA | NA | NA | 3942 | #REF! | 0.7 | NA | NA | NA | NA | NA | 3942 | #REF! | 0.7 | NA | NA | NA | NA | NA | 3942 | #REF! | 0.7 | NA | NA | NA | NA | NA | 0 | #REF! | 0 | NA | NA | NA | NA | NA | t_ActAreaEFLH2005 | 43 | 99 | t_ActAreaCDF2005 | 56 | 112
Health/Medical - Nursing Home | Office (General) - Facilities | 3723 | #REF! | 0.7 | NA | NA | NA | NA | NA | 3723 | #REF! | 0.7 | NA | NA | NA | NA | NA | 3723 | #REF! | 0.7 | NA | NA | NA | NA | NA | 3723 | #REF! | 0.7 | NA | NA | NA | NA | NA | 3723 | #REF! | 0.7 | NA | NA | NA | NA | NA | 0 | #REF! | 0 | NA | NA | NA | NA | NA | t_ActAreaEFLH2005 | 43 | 99 | t_ActAreaCDF2005 | 56 | 112
Health/Medical - Nursing Home | Hotel/Motel Guest Room (incl. toilets) | 4836.25 | #REF! | 0.7 | NA | NA | NA | NA | NA | 4836.25 | #REF! | 0.7 | NA | NA | NA | NA | NA | 4836.25 | #REF! | 0.7 | NA | NA | NA | NA | NA | 4836.25 | #REF! | 0.7 | NA | NA | NA | NA | NA | 4836.25 | #REF! | 0.7 | NA | NA | NA | NA | NA | 0 | #REF! | 0 | NA | NA | NA | NA | NA | t_ActAreaEFLH2005 | 43 | 99 | t_ActAreaCDF2005 | 56 | 112
Health/Medical - Nursing Home | Corridor | 8760 | #REF! | 1 | NA | NA | NA | NA | NA | 8760 | #REF! | 1 | NA | NA | NA | NA | NA | 8760 | #REF! | 1 | NA | NA | NA | NA | NA | 8760 | #REF! | 1 | NA | NA | NA | NA | NA | 8760 | #REF! | 1 | NA | NA | NA | NA | NA | 0 | #REF! | 0 | NA | NA | NA | NA | NA | t_ActAreaEFLH2005 | 43 | 99 | t_ActAreaCDF2005 | 56 | 112
Health/Medical - Nursing Home | Building | 4243.8933 | #REF! | 0.71143 | NA | NA | NA | NA | NA | 4248.9215 | #REF! | 0.71095 | NA | NA | NA | NA | NA | 4304.2382 | #REF! | 0.71094 | NA | NA | NA | NA | NA | 4304.2382 | #REF! | 0.71094 | NA | NA | NA | NA | NA | 4327.7591 | #REF! | 0.71157 | NA | NA | NA | NA | NA | 0 | #REF! | 0 | NA | NA | NA | NA | NA | t_BldgEFLH2005 | 52 | 108 | t_BldgCDF2005 | 65 | 121
Lodging - Hotel | Laundry | 4518.7 | #REF! | 0.74 | NA | NA | NA | NA | NA | 4518.7 | #REF! | 0.74 | NA | NA | NA | NA | NA | 4518.7 | #REF! | 0.74 | NA | NA | NA | NA | NA | 4518.7 | #REF! | 0.74 | NA | NA | NA | NA | NA | 4518.7 | #REF! | 0.74 | NA | NA | NA | NA | NA | 0 | #REF! | 0 | NA | NA | NA | NA | NA | t_ActAreaEFLH2005 | 43 | 99 | t_ActAreaCDF2005 | 56 | 112
Lodging - Hotel | Lobby (Hotel) | 8760 | #REF! | 1 | NA | NA | NA | NA | NA | 8760 | #REF! | 1 | NA | NA | NA | NA | NA | 8760 | #REF! | 1 | NA | NA | NA | NA | NA | 8760 | #REF! | 1 | NA | NA | NA | NA | NA | 8760 | #REF! | 1 | NA | NA | NA | NA | NA | 0 | #REF! | 0 | NA | NA | NA | NA | NA | t_ActAreaEFLH2005 | 43 | 99 | t_ActAreaCDF2005 | 56 | 112
Lodging - Hotel | Office (General) | 4781.5 | #REF! | 0.8 | NA | NA | NA | NA | NA | 4781.5 | #REF! | 0.8 | NA | NA | NA | NA | NA | 4781.5 | #REF! | 0.8 | NA | NA | NA | NA | NA | 4781.5 | #REF! | 0.8 | NA | NA | NA | NA | NA | 4781.5 | #REF! | 0.8 | NA | NA | NA | NA | NA | 0 | #REF! | 0 | NA | NA | NA | NA | NA | t_ActAreaEFLH2005 | 43 | 99 | t_ActAreaCDF2005 | 56 | 112
Lodging - Hotel | Kitchen and Food Preparation | 4175.6 | #REF! | 0.74333 | NA | NA | NA | NA | NA | 4175.6 | #REF! | 0.74333 | NA | NA | NA | NA | NA | 4175.6 | #REF! | 0.74333 | NA | NA | NA | NA | NA | 4175.6 | #REF! | 0.74333 | NA | NA | NA | NA | NA | 4175.6 | #REF! | 0.74333 | NA | NA | NA | NA | NA | 0 | #REF! | 0 | NA | NA | NA | NA | NA | t_ActAreaEFLH2005 | 43 | 99 | t_ActAreaCDF2005 | 56 | 112
Lodging - Hotel | Bar, Cocktail Lounge | 3912.8 | #REF! | 0.63333 | NA | NA | NA | NA | NA | 3912.8 | #REF! | 0.63333 | NA | NA | NA | NA | NA | 3912.8 | #REF! | 0.63333 | NA | NA | NA | NA | NA | 3912.8 | #REF! | 0.63333 | NA | NA | NA | NA | NA | 3912.8 | #REF! | 0.63333 | NA | NA | NA | NA | NA | 0 | #REF! | 0 | NA | NA | NA | NA | NA | t_ActAreaEFLH2005 | 43 | 99 | t_ActAreaCDF2005 | 56 | 112
Lodging - Hotel | Dining Area | 4175.6 | #REF! | 0.74333 | NA | NA | NA | NA | NA | 4175.6 | #REF! | 0.74333 | NA | NA | NA | NA | NA | 4175.6 | #REF! | 0.74333 | NA | NA | NA | NA | NA | 4175.6 | #REF! | 0.74333 | NA | NA | NA | NA | NA | 4175.6 | #REF! | 0.74333 | NA | NA | NA | NA | NA | 0 | #REF! | 0 | NA | NA | NA | NA | NA | t_ActAreaEFLH2005 | 43 | 99 | t_ActAreaCDF2005 | 56 | 112
Lodging - Hotel | Hotel/Motel Guest Room (incl. toilets) - occ | 4818 | #REF! | 0.5 | NA | NA | NA | NA | NA | 4818 | #REF! | 0.5 | NA | NA | NA | NA | NA | 4818 | #REF! | 0.5 | NA | NA | NA | NA | NA | 4818 | #REF! | 0.5 | NA | NA | NA | NA | NA | 4818 | #REF! | 0.5 | NA | NA | NA | NA | NA | 0 | #REF! | 0 | NA | NA | NA | NA | NA | t_ActAreaEFLH2005 | 43 | 99 | t_ActAreaCDF2005 | 56 | 112
Lodging - Hotel | Hotel/Motel Guest Room (incl. toilets) - unocc | 4818 | #REF! | 0.5 | NA | NA | NA | NA | NA | 4818 | #REF! | 0.5 | NA | NA | NA | NA | NA | 4818 | #REF! | 0.5 | NA | NA | NA | NA | NA | 4818 | #REF! | 0.5 | NA | NA | NA | NA | NA | 4818 | #REF! | 0.5 | NA | NA | NA | NA | NA | 0 | #REF! | 0 | NA | NA | NA | NA | NA | t_ActAreaEFLH2005 | 43 | 99 | t_ActAreaCDF2005 | 56 | 112
Lodging - Hotel | Corridor | 8760 | #REF! | 1 | NA | NA | NA | NA | NA | 8760 | #REF! | 1 | NA | NA | NA | NA | NA | 8760 | #REF! | 1 | NA | NA | NA | NA | NA | 8760 | #REF! | 1 | NA | NA | NA | NA | NA | 8760 | #REF! | 1 | NA | NA | NA | NA | NA | 0 | #REF! | 0 | NA | NA | NA | NA | NA | t_ActAreaEFLH2005 | 43 | 99 | t_ActAreaCDF2005 | 56 | 112
Lodging - Hotel | Building | 5897.922 | #REF! | 0.68172 | NA | NA | NA | NA | NA | 5768.8061 | #REF! | 0.66422 | NA | NA | NA | NA | NA | 5745.8952 | #REF! | 0.64825 | NA | NA | NA | NA | NA | 5642.628 | #REF! | 0.6362 | NA | NA | NA | NA | NA | 5513.6743 | #REF! | 0.61976 | NA | NA | NA | NA | NA | 0 | #REF! | 0 | NA | NA | NA | NA | NA | t_BldgEFLH2005 | 52 | 108 | t_BldgCDF2005 | 65 | 121
Lodging - Motel | Hotel/Motel Guest Room (incl. toilets) - 12hr occ | 3595.25 | #REF! | 0.15 | NA | NA | NA | NA | NA | 3595.25 | #REF! | 0.15 | NA | NA | NA | NA | NA | 3595.25 | #REF! | 0.15 | NA | NA | NA | NA | NA | 3595.25 | #REF! | 0.15 | NA | NA | NA | NA | NA | 3595.25 | #REF! | 0.15 | NA | NA | NA | NA | NA | 0 | #REF! | 0 | NA | NA | NA | NA | NA | t_ActAreaEFLH2005 | 43 | 99 | t_ActAreaCDF2005 | 56 | 112
Lodging - Motel | Hotel/Motel Guest Room (incl. toilets) - 24hr occ | 4471.25 | #REF! | 0.45 | NA | NA | NA | NA | NA | 4471.25 | #REF! | 0.45 | NA | NA | NA | NA | NA | 4471.25 | #REF! | 0.45 | NA | NA | NA | NA | NA | 4471.25 | #REF! | 0.45 | NA | NA | NA | NA | NA | 4471.25 | #REF! | 0.45 | NA | NA | NA | NA | NA | 0 | #REF! | 0 | NA | NA | NA | NA | NA | t_ActAreaEFLH2005 | 43 | 99 | t_ActAreaCDF2005 | 56 | 112
Lodging - Motel | Hotel/Motel Guest Room (incl. toilets) - unocc | 0 | #REF! | 0 | NA | NA | NA | NA | NA | 0 | #REF! | 0 | NA | NA | NA | NA | NA | 0 | #REF! | 0 | NA | NA | NA | NA | NA | 0 | #REF! | 0 | NA | NA | NA | NA | NA | 0 | #REF! | 0 | NA | NA | NA | NA | NA | 0 | #REF! | 0 | NA | NA | NA | NA | NA | t_ActAreaEFLH2005 | 43 | 99 | t_ActAreaCDF2005 | 56 | 112
Lodging - Motel | Office (General) | 8760 | #REF! | 1 | NA | NA | NA | NA | NA | 8760 | #REF! | 1 | NA | NA | NA | NA | NA | 8760 | #REF! | 1 | NA | NA | NA | NA | NA | 8760 | #REF! | 1 | NA | NA | NA | NA | NA | 8760 | #REF! | 1 | NA | NA | NA | NA | NA | 0 | #REF! | 0 | NA | NA | NA | NA | NA | t_ActAreaEFLH2005 | 43 | 99 | t_ActAreaCDF2005 | 56 | 112
Lodging - Motel | Laundry | 8760 | #REF! | 1 | NA | NA | NA | NA | NA | 8760 | #REF! | 1 | NA | NA | NA | NA | NA | 8760 | #REF! | 1 | NA | NA | NA | NA | NA | 8760 | #REF! | 1 | NA | NA | NA | NA | NA | 8760 | #REF! | 1 | NA | NA | NA | NA | NA | 0 | #REF! | 0 | NA | NA | NA | NA | NA | t_ActAreaEFLH2005 | 43 | 99 | t_ActAreaCDF2005 | 56 | 112
Lodging - Motel | Corridor | 8760 | #REF! | 1 | NA | NA | NA | NA | NA | 8760 | #REF! | 1 | NA | NA | NA | NA | NA | 8760 | #REF! | 1 | NA | NA | NA | NA | NA | 8760 | #REF! | 1 | NA | NA | NA | NA | NA | 8760 | #REF! | 1 | NA | NA | NA | NA | NA | 0 | #REF! | 0 | NA | NA | NA | NA | NA | t_ActAreaEFLH2005 | 43 | 99 | t_ActAreaCDF2005 | 56 | 112
Lodging - Motel | Building | 4562.3362 | #REF! | 0.41437 | NA | NA | NA | NA | NA | 4436.2941 | #REF! | 0.39678 | NA | NA | NA | NA | NA | 4102.5472 | #REF! | 0.35022 | NA | NA | NA | NA | NA | 4102.5472 | #REF! | 0.35022 | NA | NA | NA | NA | NA | 4085.3585 | #REF! | 0.34782 | NA | NA | NA | NA | NA | 0 | #REF! | 0 | NA | NA | NA | NA | NA | t_BldgEFLH2005 | 52 | 108 | t_BldgCDF2005 | 65 | 121
Manufacturing - Bio/Tech | Comm/Ind Work (High Tech, Bio Tech, Lab) | 2847.6 | #REF! | 0.91667 | NA | NA | NA | NA | NA | 2847.6 | #REF! | 0.91667 | NA | NA | NA | NA | NA | 2847.6 | #REF! | 0.91667 | NA | NA | NA | NA | NA | 2847.6 | #REF! | 0.91667 | NA | NA | NA | NA | NA | 2847.6 | #REF! | 0.91667 | NA | NA | NA | NA | NA | 0 | #REF! | 0 | NA | NA | NA | NA | NA | t_ActAreaEFLH2005 | 43 | 99 | t_ActAreaCDF2005 | 56 | 112
Manufacturing - Bio/Tech | Office (General) | 2847.6 | #REF! | 0.91667 | NA | NA | NA | NA | NA | 2847.6 | #REF! | 0.91667 | NA | NA | NA | NA | NA | 2847.6 | #REF! | 0.91667 | NA | NA | NA | NA | NA | 2847.6 | #REF! | 0.91667 | NA | NA | NA | NA | NA | 2847.6 | #REF! | 0.91667 | NA | NA | NA | NA | NA | 0 | #REF! | 0 | NA | NA | NA | NA | NA | t_ActAreaEFLH2005 | 43 | 99 | t_ActAreaCDF2005 | 56 | 112
Manufacturing - Bio/Tech | Corridor | 8760 | #REF! | 1 | NA | NA | NA | NA | NA | 8760 | #REF! | 1 | NA | NA | NA | NA | NA | 8760 | #REF! | 1 | NA | NA | NA | NA | NA | 8760 | #REF! | 1 | NA | NA | NA | NA | NA | 8760 | #REF! | 1 | NA | NA | NA | NA | NA | 0 | #REF! | 0 | NA | NA | NA | NA | NA | t_ActAreaEFLH2005 | 43 | 99 | t_ActAreaCDF2005 | 56 | 112
Manufacturing - Bio/Tech | Computer Room (Mainframe/Server) | 2847.6 | #REF! | 0.91667 | NA | NA | NA | NA | NA | 2847.6 | #REF! | 0.91667 | NA | NA | NA | NA | NA | 2847.6 | #REF! | 0.91667 | NA | NA | NA | NA | NA | 2847.6 | #REF! | 0.91667 | NA | NA | NA | NA | NA | 2847.6 | #REF! | 0.91667 | NA | NA | NA | NA | NA | 0 | #REF! | 0 | NA | NA | NA | NA | NA | t_ActAreaEFLH2005 | 43 | 99 | t_ActAreaCDF2005 | 56 | 112
Manufacturing - Bio/Tech | Dining Area | 2847.6 | #REF! | 0.91667 | NA | NA | NA | NA | NA | 2847.6 | #REF! | 0.91667 | NA | NA | NA | NA | NA | 2847.6 | #REF! | 0.91667 | NA | NA | NA | NA | NA | 2847.6 | #REF! | 0.91667 | NA | NA | NA | NA | NA | 2847.6 | #REF! | 0.91667 | NA | NA | NA | NA | NA | 0 | #REF! | 0 | NA | NA | NA | NA | NA | t_ActAreaEFLH2005 | 43 | 99 | t_ActAreaCDF2005 | 56 | 112
Manufacturing - Bio/Tech | Kitchen and Food Preparation | 2847.6 | #REF! | 0.91667 | NA | NA | NA | NA | NA | 2847.6 | #REF! | 0.91667 | NA | NA | NA | NA | NA | 2847.6 | #REF! | 0.91667 | NA | NA | NA | NA | NA | 2847.6 | #REF! | 0.91667 | NA | NA | NA | NA | NA | 2847.6 | #REF! | 0.91667 | NA | NA | NA | NA | NA | 0 | #REF! | 0 | NA | NA | NA | NA | NA | t_ActAreaEFLH2005 | 43 | 99 | t_ActAreaCDF2005 | 56 | 112
Manufacturing - Bio/Tech | Conference Room | 3388.5 | #REF! | 0.83333 | NA | NA | NA | NA | NA | 3388.5 | #REF! | 0.83333 | NA | NA | NA | NA | NA | 3388.5 | #REF! | 0.83333 | NA | NA | NA | NA | NA | 3388.5 | #REF! | 0.83333 | NA | NA | NA | NA | NA | 3388.5 | #REF! | 0.83333 | NA | NA | NA | NA | NA | 0 | #REF! | 0 | NA | NA | NA | NA | NA | t_ActAreaEFLH2005 | 43 | 99 | t_ActAreaCDF2005 | 56 | 112
Manufacturing - Bio/Tech | Building | 3255.2251 | #REF! | 0.92111 | NA | NA | NA | NA | NA | 3246.7534 | #REF! | 0.92094 | NA | NA | NA | NA | NA | 3425.5635 | #REF! | 0.9225 | NA | NA | NA | NA | NA | 3425.6225 | #REF! | 0.92264 | NA | NA | NA | NA | NA | 3488.7589 | #REF! | 0.92345 | NA | NA | NA | NA | NA | 0 | #REF! | 0 | NA | NA | NA | NA | NA | t_BldgEFLH2005 | 52 | 108 | t_BldgCDF2005 | 65 | 121
Manufacturing - Light Industrial | Comm/Ind Work (General, High Bay) | 2847.6 | #REF! | 0.91667 | NA | NA | NA | NA | NA | 2847.6 | #REF! | 0.91667 | NA | NA | NA | NA | NA | 2847.6 | #REF! | 0.91667 | NA | NA | NA | NA | NA | 2847.6 | #REF! | 0.91667 | NA | NA | NA | NA | NA | 2847.6 | #REF! | 0.91667 | NA | NA | NA | NA | NA | 0 | #REF! | 0 | NA | NA | NA | NA | NA | t_ActAreaEFLH2005 | 43 | 99 | t_ActAreaCDF2005 | 56 | 112
Manufacturing - Light Industrial | Storage (Unconditioned) | 3362.15 | #REF! | 1 | NA | NA | NA | NA | NA | 3362.15 | #REF! | 1 | NA | NA | NA | NA | NA | 3362.15 | #REF! | 1 | NA | NA | NA | NA | NA | 3362.15 | #REF! | 1 | NA | NA | NA | NA | NA | 3362.15 | #REF! | 1 | NA | NA | NA | NA | NA | 0 | #REF! | 0 | NA | NA | NA | NA | NA | t_ActAreaEFLH2005 | 43 | 99 | t_ActAreaCDF2005 | 56 | 112
Manufacturing - Light Industrial | Building | 2896.6048 | #REF! | 0.9246 | NA | NA | NA | NA | NA | 2899.055 | #REF! | 0.925 | NA | NA | NA | NA | NA | 2904.7722 | #REF! | 0.92593 | NA | NA | NA | NA | NA | 2904.7722 | #REF! | 0.92593 | NA | NA | NA | NA | NA | 2909.346 | #REF! | 0.92667 | NA | NA | NA | NA | NA | 0 | #REF! | 0 | NA | NA | NA | NA | NA | t_BldgEFLH2005 | 52 | 108 | t_BldgCDF2005 | 65 | 121
Office - Large | Office (Open Plan) | 3453.3 | #REF! | 0.91667 | NA | NA | NA | NA | NA | 3453.3 | #REF! | 0.91667 | NA | NA | NA | NA | NA | 3453.3 | #REF! | 0.91667 | NA | NA | NA | NA | NA | 3453.3 | #REF! | 0.91667 | NA | NA | NA | NA | NA | 3453.3 | #REF! | 0.91667 | NA | NA | NA | NA | NA | 0 | #REF! | 0 | NA | NA | NA | NA | NA | t_ActAreaEFLH2005 | 43 | 99 | t_ActAreaCDF2005 | 56 | 112
Office - Large | Office (Executive/Private) | 3453.3 | #REF! | 0.91667 | NA | NA | NA | NA | NA | 3453.3 | #REF! | 0.91667 | NA | NA | NA | NA | NA | 3453.3 | #REF! | 0.91667 | NA | NA | NA | NA | NA | 3453.3 | #REF! | 0.91667 | NA | NA | NA | NA | NA | 3453.3 | #REF! | 0.91667 | NA | NA | NA | NA | NA | 0 | #REF! | 0 | NA | NA | NA | NA | NA | t_ActAreaEFLH2005 | 43 | 99 | t_ActAreaCDF2005 | 56 | 112
Office - Large | Corridor | 3453.3 | #REF! | 0.91667 | NA | NA | NA | NA | NA | 3453.3 | #REF! | 0.91667 | NA | NA | NA | NA | NA | 3453.3 | #REF! | 0.91667 | NA | NA | NA | NA | NA | 3453.3 | #REF! | 0.91667 | NA | NA | NA | NA | NA | 3453.3 | #REF! | 0.91667 | NA | NA | NA | NA | NA | 0 | #REF! | 0 | NA | NA | NA | NA | NA | t_ActAreaEFLH2005 | 43 | 99 | t_ActAreaCDF2005 | 56 | 112
Office - Large | Lobby (Office Reception/Waiting) | 3453.3 | #REF! | 0.91667 | NA | NA | NA | NA | NA | 3453.3 | #REF! | 0.91667 | NA | NA | NA | NA | NA | 3453.3 | #REF! | 0.91667 | NA | NA | NA | NA | NA | 3453.3 | #REF! | 0.91667 | NA | NA | NA | NA | NA | 3453.3 | #REF! | 0.91667 | NA | NA | NA | NA | NA | 0 | #REF! | 0 | NA | NA | NA | NA | NA | t_ActAreaEFLH2005 | 43 | 99 | t_ActAreaCDF2005 | 56 | 112
Office - Large | Conference Room | 3453.3 | #REF! | 0.91667 | NA | NA | NA | NA | NA | 3453.3 | #REF! | 0.91667 | NA | NA | NA | NA | NA | 3453.3 | #REF! | 0.91667 | NA | NA | NA | NA | NA | 3453.3 | #REF! | 0.91667 | NA | NA | NA | NA | NA | 3453.3 | #REF! | 0.91667 | NA | NA | NA | NA | NA | 0 | #REF! | 0 | NA | NA | NA | NA | NA | t_ActAreaEFLH2005 | 43 | 99 | t_ActAreaCDF2005 | 56 | 112
Office - Large | Copy Room (photocopying equipment) | 3453.3 | #REF! | 0.91667 | NA | NA | NA | NA | NA | 3453.3 | #REF! | 0.91667 | NA | NA | NA | NA | NA | 3453.3 | #REF! | 0.91667 | NA | NA | NA | NA | NA | 3453.3 | #REF! | 0.91667 | NA | NA | NA | NA | NA | 3453.3 | #REF! | 0.91667 | NA | NA | NA | NA | NA | 0 | #REF! | 0 | NA | NA | NA | NA | NA | t_ActAreaEFLH2005 | 43 | 99 | t_ActAreaCDF2005 | 56 | 112
Office - Large | Restrooms | 3453.3 | #REF! | 0.91667 | NA | NA | NA | NA | NA | 3453.3 | #REF! | 0.91667 | NA | NA | NA | NA | NA | 3453.3 | #REF! | 0.91667 | NA | NA | NA | NA | NA | 3453.3 | #REF! | 0.91667 | NA | NA | NA | NA | NA | 3453.3 | #REF! | 0.91667 | NA | NA | NA | NA | NA | 0 | #REF! | 0 | NA | NA | NA | NA | NA | t_ActAreaEFLH2005 | 43 | 99 | t_ActAreaCDF2005 | 56 | 112
Office - Large | Mechanical/Electrical Room | 3453.3 | #REF! | 0.91667 | NA | NA | NA | NA | NA | 3453.3 | #REF! | 0.91667 | NA | NA | NA | NA | NA | 3453.3 | #REF! | 0.91667 | NA | NA | NA | NA | NA | 3453.3 | #REF! | 0.91667 | NA | NA | NA | NA | NA | 3453.3 | #REF! | 0.91667 | NA | NA | NA | NA | NA | 0 | #REF! | 0 | NA | NA | NA | NA | NA | t_ActAreaEFLH2005 | 43 | 99 | t_ActAreaCDF2005 | 56 | 112
Office - Large | Building | 3453.3 | #REF! | 0.91667 | NA | NA | NA | NA | NA | 3453.3 | #REF! | 0.91667 | NA | NA | NA | NA | NA | 3453.3 | #REF! | 0.91667 | NA | NA | NA | NA | NA | 3453.3 | #REF! | 0.91667 | NA | NA | NA | NA | NA | 3453.3 | #REF! | 0.91667 | NA | NA | NA | NA | NA | 0 | #REF! | 0 | NA | NA | NA | NA | NA | t_BldgEFLH2005 | 52 | 108 | t_BldgCDF2005 | 65 | 121
Office - Small | Office (Executive/Private) | 2965.6 | #REF! | 0.9 | NA | NA | NA | NA | NA | 2965.6 | #REF! | 0.9 | NA | NA | NA | NA | NA | 2965.6 | #REF! | 0.9 | NA | NA | NA | NA | NA | 2965.6 | #REF! | 0.9 | NA | NA | NA | NA | NA | 2965.6 | #REF! | 0.9 | NA | NA | NA | NA | NA | 0 | #REF! | 0 | NA | NA | NA | NA | NA | t_ActAreaEFLH2005 | 43 | 99 | t_ActAreaCDF2005 | 56 | 112
Office - Small | Corridor | 2965.6 | #REF! | 0.9 | NA | NA | NA | NA | NA | 2965.6 | #REF! | 0.9 | NA | NA | NA | NA | NA | 2965.6 | #REF! | 0.9 | NA | NA | NA | NA | NA | 2965.6 | #REF! | 0.9 | NA | NA | NA | NA | NA | 2965.6 | #REF! | 0.9 | NA | NA | NA | NA | NA | 0 | #REF! | 0 | NA | NA | NA | NA | NA | t_ActAreaEFLH2005 | 43 | 99 | t_ActAreaCDF2005 | 56 | 112
Office - Small | Lobby (Office Reception/Waiting) | 2965.6 | #REF! | 0.9 | NA | NA | NA | NA | NA | 2965.6 | #REF! | 0.9 | NA | NA | NA | NA | NA | 2965.6 | #REF! | 0.9 | NA | NA | NA | NA | NA | 2965.6 | #REF! | 0.9 | NA | NA | NA | NA | NA | 2965.6 | #REF! | 0.9 | NA | NA | NA | NA | NA | 0 | #REF! | 0 | NA | NA | NA | NA | NA | t_ActAreaEFLH2005 | 43 | 99 | t_ActAreaCDF2005 | 56 | 112
Office - Small | Conference Room | 2965.6 | #REF! | 0.9 | NA | NA | NA | NA | NA | 2965.6 | #REF! | 0.9 | NA | NA | NA | NA | NA | 2965.6 | #REF! | 0.9 | NA | NA | NA | NA | NA | 2965.6 | #REF! | 0.9 | NA | NA | NA | NA | NA | 2965.6 | #REF! | 0.9 | NA | NA | NA | NA | NA | 0 | #REF! | 0 | NA | NA | NA | NA | NA | t_ActAreaEFLH2005 | 43 | 99 | t_ActAreaCDF2005 | 56 | 112
Office - Small | Copy Room (photocopying equipment) | 2965.6 | #REF! | 0.9 | NA | NA | NA | NA | NA | 2965.6 | #REF! | 0.9 | NA | NA | NA | NA | NA | 2965.6 | #REF! | 0.9 | NA | NA | NA | NA | NA | 2965.6 | #REF! | 0.9 | NA | NA | NA | NA | NA | 2965.6 | #REF! | 0.9 | NA | NA | NA | NA | NA | 0 | #REF! | 0 | NA | NA | NA | NA | NA | t_ActAreaEFLH2005 | 43 | 99 | t_ActAreaCDF2005 | 56 | 112
Office - Small | Restrooms | 2965.6 | #REF! | 0.9 | NA | NA | NA | NA | NA | 2965.6 | #REF! | 0.9 | NA | NA | NA | NA | NA | 2965.6 | #REF! | 0.9 | NA | NA | NA | NA | NA | 2965.6 | #REF! | 0.9 | NA | NA | NA | NA | NA | 2965.6 | #REF! | 0.9 | NA | NA | NA | NA | NA | 0 | #REF! | 0 | NA | NA | NA | NA | NA | t_ActAreaEFLH2005 | 43 | 99 | t_ActAreaCDF2005 | 56 | 112
Office - Small | Mechanical/Electrical Room | 2965.6 | #REF! | 0.9 | NA | NA | NA | NA | NA | 2965.6 | #REF! | 0.9 | NA | NA | NA | NA | NA | 2965.6 | #REF! | 0.9 | NA | NA | NA | NA | NA | 2965.6 | #REF! | 0.9 | NA | NA | NA | NA | NA | 2965.6 | #REF! | 0.9 | NA | NA | NA | NA | NA | 0 | #REF! | 0 | NA | NA | NA | NA | NA | t_ActAreaEFLH2005 | 43 | 99 | t_ActAreaCDF2005 | 56 | 112
Office - Small | Building | 2965.6 | #REF! | 0.9 | NA | NA | NA | NA | NA | 2965.6 | #REF! | 0.9 | NA | NA | NA | NA | NA | 2965.6 | #REF! | 0.9 | NA | NA | NA | NA | NA | 2965.6 | #REF! | 0.9 | NA | NA | NA | NA | NA | 2965.6 | #REF! | 0.9 | NA | NA | NA | NA | NA | 0 | #REF! | 0 | NA | NA | NA | NA | NA | t_BldgEFLH2005 | 52 | 108 | t_BldgCDF2005 | 65 | 121
Restaurant - Sit-Down | Dining Area | 5609.55 | #REF! | 1 | NA | NA | NA | NA | NA | 5609.55 | #REF! | 1 | NA | NA | NA | NA | NA | 5609.55 | #REF! | 1 | NA | NA | NA | NA | NA | 5609.55 | #REF! | 1 | NA | NA | NA | NA | NA | 5609.55 | #REF! | 1 | NA | NA | NA | NA | NA | 0 | #REF! | 0 | NA | NA | NA | NA | NA | t_ActAreaEFLH2005 | 43 | 99 | t_ActAreaCDF2005 | 56 | 112
Restaurant - Sit-Down | Lobby (Main Entry and Assembly) | 5609.55 | #REF! | 1 | NA | NA | NA | NA | NA | 5609.55 | #REF! | 1 | NA | NA | NA | NA | NA | 5609.55 | #REF! | 1 | NA | NA | NA | NA | NA | 5609.55 | #REF! | 1 | NA | NA | NA | NA | NA | 5609.55 | #REF! | 1 | NA | NA | NA | NA | NA | 0 | #REF! | 0 | NA | NA | NA | NA | NA | t_ActAreaEFLH2005 | 43 | 99 | t_ActAreaCDF2005 | 56 | 112
Restaurant - Sit-Down | Kitchen and Food Preparation | 5609.55 | #REF! | 1 | NA | NA | NA | NA | NA | 5609.55 | #REF! | 1 | NA | NA | NA | NA | NA | 5609.55 | #REF! | 1 | NA | NA | NA | NA | NA | 5609.55 | #REF! | 1 | NA | NA | NA | NA | NA | 5609.55 | #REF! | 1 | NA | NA | NA | NA | NA | 0 | #REF! | 0 | NA | NA | NA | NA | NA | t_ActAreaEFLH2005 | 43 | 99 | t_ActAreaCDF2005 | 56 | 112
Restaurant - Sit-Down | Restrooms | 5609.55 | #REF! | 1 | NA | NA | NA | NA | NA | 5609.55 | #REF! | 1 | NA | NA | NA | NA | NA | 5609.55 | #REF! | 1 | NA | NA | NA | NA | NA | 5609.55 | #REF! | 1 | NA | NA | NA | NA | NA | 5609.55 | #REF! | 1 | NA | NA | NA | NA | NA | 0 | #REF! | 0 | NA | NA | NA | NA | NA | t_ActAreaEFLH2005 | 43 | 99 | t_ActAreaCDF2005 | 56 | 112
Restaurant - Sit-Down | Building | 5609.55 | #REF! | 1 | NA | NA | NA | NA | NA | 5609.55 | #REF! | 1 | NA | NA | NA | NA | NA | 5609.55 | #REF! | 1 | NA | NA | NA | NA | NA | 5609.55 | #REF! | 1 | NA | NA | NA | NA | NA | 5609.55 | #REF! | 1 | NA | NA | NA | NA | NA | 0 | #REF! | 0 | NA | NA | NA | NA | NA | t_BldgEFLH2005 | 52 | 108 | t_BldgCDF2005 | 65 | 121
Restaurant - Fast-Food | Dining Area | 5617.6 | #REF! | 1 | NA | NA | NA | NA | NA | 5617.6 | #REF! | 1 | NA | NA | NA | NA | NA | 5617.6 | #REF! | 1 | NA | NA | NA | NA | NA | 5617.6 | #REF! | 1 | NA | NA | NA | NA | NA | 5617.6 | #REF! | 1 | NA | NA | NA | NA | NA | 0 | #REF! | 0 | NA | NA | NA | NA | NA | t_ActAreaEFLH2005 | 43 | 99 | t_ActAreaCDF2005 | 56 | 112
Restaurant - Fast-Food | Lobby (Main Entry and Assembly) | 5617.6 | #REF! | 1 | NA | NA | NA | NA | NA | 5617.6 | #REF! | 1 | NA | NA | NA | NA | NA | 5617.6 | #REF! | 1 | NA | NA | NA | NA | NA | 5617.6 | #REF! | 1 | NA | NA | NA | NA | NA | 5617.6 | #REF! | 1 | NA | NA | NA | NA | NA | 0 | #REF! | 0 | NA | NA | NA | NA | NA | t_ActAreaEFLH2005 | 43 | 99 | t_ActAreaCDF2005 | 56 | 112
Restaurant - Fast-Food | Kitchen and Food Preparation | 5617.6 | #REF! | 1 | NA | NA | NA | NA | NA | 5617.6 | #REF! | 1 | NA | NA | NA | NA | NA | 5617.6 | #REF! | 1 | NA | NA | NA | NA | NA | 5617.6 | #REF! | 1 | NA | NA | NA | NA | NA | 5617.6 | #REF! | 1 | NA | NA | NA | NA | NA | 0 | #REF! | 0 | NA | NA | NA | NA | NA | t_ActAreaEFLH2005 | 43 | 99 | t_ActAreaCDF2005 | 56 | 112
Restaurant - Fast-Food | Restrooms | 5617.6 | #REF! | 1 | NA | NA | NA | NA | NA | 5617.6 | #REF! | 1 | NA | NA | NA | NA | NA | 5617.6 | #REF! | 1 | NA | NA | NA | NA | NA | 5617.6 | #REF! | 1 | NA | NA | NA | NA | NA | 5617.6 | #REF! | 1 | NA | NA | NA | NA | NA | 0 | #REF! | 0 | NA | NA | NA | NA | NA | t_ActAreaEFLH2005 | 43 | 99 | t_ActAreaCDF2005 | 56 | 112
Restaurant - Fast-Food | Building | 5617.6 | #REF! | 1 | NA | NA | NA | NA | NA | 5617.6 | #REF! | 1 | NA | NA | NA | NA | NA | 5617.6 | #REF! | 1 | NA | NA | NA | NA | NA | 5617.6 | #REF! | 1 | NA | NA | NA | NA | NA | 5617.6 | #REF! | 1 | NA | NA | NA | NA | NA | 0 | #REF! | 0 | NA | NA | NA | NA | NA | t_BldgEFLH2005 | 52 | 108 | t_BldgCDF2005 | 65 | 121
Retail - 3-Story Large | Retail Sales and Wholesale Showroom | 4237.55 | #REF! | 0.95 | NA | NA | NA | NA | NA | 4237.55 | #REF! | 0.95 | NA | NA | NA | NA | NA | 4237.55 | #REF! | 0.95 | NA | NA | NA | NA | NA | 4237.55 | #REF! | 0.95 | NA | NA | NA | NA | NA | 4237.55 | #REF! | 0.95 | NA | NA | NA | NA | NA | 0 | #REF! | 0 | NA | NA | NA | NA | NA | t_ActAreaEFLH2005 | 43 | 99 | t_ActAreaCDF2005 | 56 | 112
Retail - 3-Story Large | Storage (Conditioned) | 4237.55 | #REF! | 0.95 | NA | NA | NA | NA | NA | 4237.55 | #REF! | 0.95 | NA | NA | NA | NA | NA | 4237.55 | #REF! | 0.95 | NA | NA | NA | NA | NA | 4237.55 | #REF! | 0.95 | NA | NA | NA | NA | NA | 4237.55 | #REF! | 0.95 | NA | NA | NA | NA | NA | 0 | #REF! | 0 | NA | NA | NA | NA | NA | t_ActAreaEFLH2005 | 43 | 99 | t_ActAreaCDF2005 | 56 | 112
Retail - 3-Story Large | Office (General) | 4237.55 | #REF! | 0.95 | NA | NA | NA | NA | NA | 4237.55 | #REF! | 0.95 | NA | NA | NA | NA | NA | 4237.55 | #REF! | 0.95 | NA | NA | NA | NA | NA | 4237.55 | #REF! | 0.95 | NA | NA | NA | NA | NA | 4237.55 | #REF! | 0.95 | NA | NA | NA | NA | NA | 0 | #REF! | 0 | NA | NA | NA | NA | NA | t_ActAreaEFLH2005 | 43 | 99 | t_ActAreaCDF2005 | 56 | 112
Retail - 3-Story Large | Building | 4237.55 | #REF! | 0.95 | NA | NA | NA | NA | NA | 4237.55 | #REF! | 0.95 | NA | NA | NA | NA | NA | 4237.55 | #REF! | 0.95 | NA | NA | NA | NA | NA | 4237.55 | #REF! | 0.95 | NA | NA | NA | NA | NA | 4237.55 | #REF! | 0.95 | NA | NA | NA | NA | NA | 0 | #REF! | 0 | NA | NA | NA | NA | NA | t_BldgEFLH2005 | 52 | 108 | t_BldgCDF2005 | 65 | 121
Retail - Single-Story Large | Retail Sales and Wholesale Showroom | 5292.5 | #REF! | 1 | NA | NA | NA | NA | NA | 5292.5 | #REF! | 1 | NA | NA | NA | NA | NA | 5292.5 | #REF! | 1 | NA | NA | NA | NA | NA | 5292.5 | #REF! | 1 | NA | NA | NA | NA | NA | 5292.5 | #REF! | 1 | NA | NA | NA | NA | NA | 0 | #REF! | 0 | NA | NA | NA | NA | NA | t_ActAreaEFLH2005 | 43 | 99 | t_ActAreaCDF2005 | 56 | 112
Retail - Single-Story Large | Storage (Conditioned) | 5292.5 | #REF! | 1 | NA | NA | NA | NA | NA | 5292.5 | #REF! | 1 | NA | NA | NA | NA | NA | 5292.5 | #REF! | 1 | NA | NA | NA | NA | NA | 5292.5 | #REF! | 1 | NA | NA | NA | NA | NA | 5292.5 | #REF! | 1 | NA | NA | NA | NA | NA | 0 | #REF! | 0 | NA | NA | NA | NA | NA | t_ActAreaEFLH2005 | 43 | 99 | t_ActAreaCDF2005 | 56 | 112
Retail - Single-Story Large | Office (General) | 3310.95 | #REF! | 1 | NA | NA | NA | NA | NA | 3310.95 | #REF! | 1 | NA | NA | NA | NA | NA | 3310.95 | #REF! | 1 | NA | NA | NA | NA | NA | 3310.95 | #REF! | 1 | NA | NA | NA | NA | NA | 3310.95 | #REF! | 1 | NA | NA | NA | NA | NA | 0 | #REF! | 0 | NA | NA | NA | NA | NA | t_ActAreaEFLH2005 | 43 | 99 | t_ActAreaCDF2005 | 56 | 112
Retail - Single-Story Large | Auto Repair Workshop | 5365.5 | #REF! | 1 | NA | NA | NA | NA | NA | 5365.5 | #REF! | 1 | NA | NA | NA | NA | NA | 5365.5 | #REF! | 1 | NA | NA | NA | NA | NA | 5365.5 | #REF! | 1 | NA | NA | NA | NA | NA | 5365.5 | #REF! | 1 | NA | NA | NA | NA | NA | 0 | #REF! | 0 | NA | NA | NA | NA | NA | t_ActAreaEFLH2005 | 43 | 99 | t_ActAreaCDF2005 | 56 | 112
Retail - Single-Story Large | Kitchen and Food Preparation | 4909.25 | #REF! | 1 | NA | NA | NA | NA | NA | 4909.25 | #REF! | 1 | NA | NA | NA | NA | NA | 4909.25 | #REF! | 1 | NA | NA | NA | NA | NA | 4909.25 | #REF! | 1 | NA | NA | NA | NA | NA | 4909.25 | #REF! | 1 | NA | NA | NA | NA | NA | 0 | #REF! | 0 | NA | NA | NA | NA | NA | t_ActAreaEFLH2005 | 43 | 99 | t_ActAreaCDF2005 | 56 | 112
Retail - Single-Story Large | Pharmacy | 5292.5 | #REF! | 1 | NA | NA | NA | NA | NA | 5292.5 | #REF! | 1 | NA | NA | NA | NA | NA | 5292.5 | #REF! | 1 | NA | NA | NA | NA | NA | 5292.5 | #REF! | 1 | NA | NA | NA | NA | NA | 5292.5 | #REF! | 1 | NA | NA | NA | NA | NA | 0 | #REF! | 0 | NA | NA | NA | NA | NA | t_ActAreaEFLH2005 | 43 | 99 | t_ActAreaCDF2005 | 56 | 112
Retail - Single-Story Large | Building | 5237.2292 | #REF! | 1 | NA | NA | NA | NA | NA | 5238.3267 | #REF! | 1 | NA | NA | NA | NA | NA | 5239.3905 | #REF! | 1 | NA | NA | NA | NA | NA | 5239.3905 | #REF! | 1 | NA | NA | NA | NA | NA | 5235.3362 | #REF! | 1 | NA | NA | NA | NA | NA | 0 | #REF! | 0 | NA | NA | NA | NA | NA | t_BldgEFLH2005 | 52 | 108 | t_BldgCDF2005 | 65 | 121
Retail - Small | Retail Sales and Wholesale Showroom | 3597.75 | #REF! | 0.9 | NA | NA | NA | NA | NA | 3597.75 | #REF! | 0.9 | NA | NA | NA | NA | NA | 3597.75 | #REF! | 0.9 | NA | NA | NA | NA | NA | 3597.75 | #REF! | 0.9 | NA | NA | NA | NA | NA | 3597.75 | #REF! | 0.9 | NA | NA | NA | NA | NA | 0 | #REF! | 0 | NA | NA | NA | NA | NA | t_ActAreaEFLH2005 | 43 | 99 | t_ActAreaCDF2005 | 56 | 112
Retail - Small | Storage (Conditioned) | 3597.75 | #REF! | 0.9 | NA | NA | NA | NA | NA | 3597.75 | #REF! | 0.9 | NA | NA | NA | NA | NA | 3597.75 | #REF! | 0.9 | NA | NA | NA | NA | NA | 3597.75 | #REF! | 0.9 | NA | NA | NA | NA | NA | 3597.75 | #REF! | 0.9 | NA | NA | NA | NA | NA | 0 | #REF! | 0 | NA | NA | NA | NA | NA | t_ActAreaEFLH2005 | 43 | 99 | t_ActAreaCDF2005 | 56 | 112
Retail - Small | Building | 3597.75 | #REF! | 0.9 | NA | NA | NA | NA | NA | 3597.75 | #REF! | 0.9 | NA | NA | NA | NA | NA | 3597.75 | #REF! | 0.9 | NA | NA | NA | NA | NA | 3597.75 | #REF! | 0.9 | NA | NA | NA | NA | NA | 3597.75 | #REF! | 0.9 | NA | NA | NA | NA | NA | 0 | #REF! | 0 | NA | NA | NA | NA | NA | t_BldgEFLH2005 | 52 | 108 | t_BldgCDF2005 | 65 | 121
Storage - Conditioned | Storage (Conditioned) | 3299.4 | #REF! | 1 | NA | NA | NA | NA | NA | 3299.4 | #REF! | 1 | NA | NA | NA | NA | NA | 3299.4 | #REF! | 1 | NA | NA | NA | NA | NA | 3299.4 | #REF! | 1 | NA | NA | NA | NA | NA | 3299.4 | #REF! | 1 | NA | NA | NA | NA | NA | 0 | #REF! | 0 | NA | NA | NA | NA | NA | t_ActAreaEFLH2005 | 43 | 99 | t_ActAreaCDF2005 | 56 | 112
Storage - Conditioned | Building | 3299.4 | #REF! | 1 | NA | NA | NA | NA | NA | 3299.4 | #REF! | 1 | NA | NA | NA | NA | NA | 3299.4 | #REF! | 1 | NA | NA | NA | NA | NA | 3299.4 | #REF! | 1 | NA | NA | NA | NA | NA | 3299.4 | #REF! | 1 | NA | NA | NA | NA | NA | 0 | #REF! | 0 | NA | NA | NA | NA | NA | t_BldgEFLH2005 | 52 | 108 | t_BldgCDF2005 | 65 | 121
Storage - Unconditioned | Storage (Unconditioned) | 3299.4 | #REF! | 1 | NA | NA | NA | NA | NA | 3299.4 | #REF! | 1 | NA | NA | NA | NA | NA | 3299.4 | #REF! | 1 | NA | NA | NA | NA | NA | 3299.4 | #REF! | 1 | NA | NA | NA | NA | NA | 3299.4 | #REF! | 1 | NA | NA | NA | NA | NA | 0 | #REF! | 0 | NA | NA | NA | NA | NA | t_ActAreaEFLH2005 | 43 | 99 | t_ActAreaCDF2005 | 56 | 112
Storage - Unconditioned | Building | 3299.4 | #REF! | 1 | NA | NA | NA | NA | NA | 3299.4 | #REF! | 1 | NA | NA | NA | NA | NA | 3299.4 | #REF! | 1 | NA | NA | NA | NA | NA | 3299.4 | #REF! | 1 | NA | NA | NA | NA | NA | 3299.4 | #REF! | 1 | NA | NA | NA | NA | NA | 0 | #REF! | 0 | NA | NA | NA | NA | NA | t_BldgEFLH2005 | 52 | 108 | t_BldgCDF2005 | 65 | 121
Grocery | Retail Sales, Grocery | 7300 | #REF! | 1 | NA | NA | NA | NA | NA | 7300 | #REF! | 1 | NA | NA | NA | NA | NA | 7300 | #REF! | 1 | NA | NA | NA | NA | NA | 7300 | #REF! | 1 | NA | NA | NA | NA | NA | 7300 | #REF! | 1 | NA | NA | NA | NA | NA | 0 | #REF! | 0 | NA | NA | NA | NA | NA | t_ActAreaEFLH2005 | 43 | 99 | t_ActAreaCDF2005 | 56 | 112
Grocery | Office (General) | 6570 | #REF! | 1 | NA | NA | NA | NA | NA | 6570 | #REF! | 1 | NA | NA | NA | NA | NA | 6570 | #REF! | 1 | NA | NA | NA | NA | NA | 6570 | #REF! | 1 | NA | NA | NA | NA | NA | 6570 | #REF! | 1 | NA | NA | NA | NA | NA | 0 | #REF! | 0 | NA | NA | NA | NA | NA | t_ActAreaEFLH2005 | 43 | 99 | t_ActAreaCDF2005 | 56 | 112
Grocery | Comm/Ind Work (Loading Dock) | 7300 | #REF! | 1 | NA | NA | NA | NA | NA | 7300 | #REF! | 1 | NA | NA | NA | NA | NA | 7300 | #REF! | 1 | NA | NA | NA | NA | NA | 7300 | #REF! | 1 | NA | NA | NA | NA | NA | 7300 | #REF! | 1 | NA | NA | NA | NA | NA | 0 | #REF! | 0 | NA | NA | NA | NA | NA | t_ActAreaEFLH2005 | 43 | 99 | t_ActAreaCDF2005 | 56 | 112
Grocery | Refrigerated (Food Preparation) | 4380 | #REF! | 0.5 | NA | NA | NA | NA | NA | 4380 | #REF! | 0.5 | NA | NA | NA | NA | NA | 4380 | #REF! | 0.5 | NA | NA | NA | NA | NA | 4380 | #REF! | 0.5 | NA | NA | NA | NA | NA | 4380 | #REF! | 0.5 | NA | NA | NA | NA | NA | 0 | #REF! | 0 | NA | NA | NA | NA | NA | t_ActAreaEFLH2005 | 43 | 99 | t_ActAreaCDF2005 | 56 | 112
Grocery | Refrigerated (Walk-in Freezer) | 4380 | #REF! | 0.5 | NA | NA | NA | NA | NA | 4380 | #REF! | 0.5 | NA | NA | NA | NA | NA | 4380 | #REF! | 0.5 | NA | NA | NA | NA | NA | 4380 | #REF! | 0.5 | NA | NA | NA | NA | NA | 4380 | #REF! | 0.5 | NA | NA | NA | NA | NA | 0 | #REF! | 0 | NA | NA | NA | NA | NA | t_ActAreaEFLH2005 | 43 | 99 | t_ActAreaCDF2005 | 56 | 112
Grocery | Refrigerated (Walk-in Cooler) | 4380 | #REF! | 0.5 | NA | NA | NA | NA | NA | 4380 | #REF! | 0.5 | NA | NA | NA | NA | NA | 4380 | #REF! | 0.5 | NA | NA | NA | NA | NA | 4380 | #REF! | 0.5 | NA | NA | NA | NA | NA | 4380 | #REF! | 0.5 | NA | NA | NA | NA | NA | 0 | #REF! | 0 | NA | NA | NA | NA | NA | t_ActAreaEFLH2005 | 43 | 99 | t_ActAreaCDF2005 | 56 | 112
Grocery | Building | 7121.4951 | #REF! | 0.97566 | NA | NA | NA | NA | NA | 7118.142 | #REF! | 0.97496 | NA | NA | NA | NA | NA | 7148.6452 | #REF! | 0.98033 | NA | NA | NA | NA | NA | 7148.6452 | #REF! | 0.98033 | NA | NA | NA | NA | NA | 7132.5627 | #REF! | 0.97802 | NA | NA | NA | NA | NA | 0 | #REF! | 0 | NA | NA | NA | NA | NA | t_BldgEFLH2005 | 52 | 108 | t_BldgCDF2005 | 65 | 121
Warehouse - Refrigerated | Refrigerated (Frozen Storage) | 8760 | #REF! | 1 | NA | NA | NA | NA | NA | 8760 | #REF! | 1 | NA | NA | NA | NA | NA | 8760 | #REF! | 1 | NA | NA | NA | NA | NA | 8760 | #REF! | 1 | NA | NA | NA | NA | NA | 8760 | #REF! | 1 | NA | NA | NA | NA | NA | 0 | #REF! | 0 | NA | NA | NA | NA | NA | t_ActAreaEFLH2005 | 43 | 99 | t_ActAreaCDF2005 | 56 | 112
Warehouse - Refrigerated | Refrigerated (Cooled Storage) | 8760 | #REF! | 1 | NA | NA | NA | NA | NA | 8760 | #REF! | 1 | NA | NA | NA | NA | NA | 8760 | #REF! | 1 | NA | NA | NA | NA | NA | 8760 | #REF! | 1 | NA | NA | NA | NA | NA | 8760 | #REF! | 1 | NA | NA | NA | NA | NA | 0 | #REF! | 0 | NA | NA | NA | NA | NA | t_ActAreaEFLH2005 | 43 | 99 | t_ActAreaCDF2005 | 56 | 112
Warehouse - Refrigerated | Comm/Ind Work (Loading Dock) | 8760 | #REF! | 1 | NA | NA | NA | NA | NA | 8760 | #REF! | 1 | NA | NA | NA | NA | NA | 8760 | #REF! | 1 | NA | NA | NA | NA | NA | 8760 | #REF! | 1 | NA | NA | NA | NA | NA | 8760 | #REF! | 1 | NA | NA | NA | NA | NA | 0 | #REF! | 0 | NA | NA | NA | NA | NA | t_ActAreaEFLH2005 | 43 | 99 | t_ActAreaCDF2005 | 56 | 112
Warehouse - Refrigerated | Office (General) | 6387.5 | #REF! | 1 | NA | NA | NA | NA | NA | 6387.5 | #REF! | 1 | NA | NA | NA | NA | NA | 6387.5 | #REF! | 1 | NA | NA | NA | NA | NA | 6387.5 | #REF! | 1 | NA | NA | NA | NA | NA | 6387.5 | #REF! | 1 | NA | NA | NA | NA | NA | 0 | #REF! | 0 | NA | NA | NA | NA | NA | t_ActAreaEFLH2005 | 43 | 99 | t_ActAreaCDF2005 | 56 | 112
Warehouse - Refrigerated | Building | 8653.6099 | #REF! | 1 | NA | NA | NA | NA | NA | 8662.5 | #REF! | 1 | NA | NA | NA | NA | NA | 8664.5124 | #REF! | 1 | NA | NA | NA | NA | NA | 8664.5124 | #REF! | 1 | NA | NA | NA | NA | NA | 8671.5839 | #REF! | 1 | NA | NA | NA | NA | NA | 0 | #REF! | 0 | NA | NA | NA | NA | NA | t_BldgEFLH2005 | 52 | 108 | t_BldgCDF2005 | 65 | 121
Note: Refer to the table "School Demand Period Session" on the next tab to determine the proper "Session" type to use for education buildings by Climate Zone.
Note on F7: Fraction of this Lighting Fixture Type "on" during the demand period (weekday, 2-5p DST); Schools are assumed to be on "in-session" during this period.
Note on H7: Fraction of this Lighting Fixture Type "on" during the demand period (weekday, 2-5p DST); Schools are assumed to be on a reduced "summer session" during this period.
Note on J7: Fraction of this Lighting Fixture Type "on" during the demand period (weekday, 2-5p DST); Schools are assumed to be on "break" during this period.
Note on O7: Fraction of this Lighting Fixture Type "on" during the demand period (weekday, 2-5p DST); Schools are assumed to be on "in-session" during this period.
Note on Q7: Fraction of this Lighting Fixture Type "on" during the demand period (weekday, 2-5p DST); Schools are assumed to be on a reduced "summer session" during this period.
Note on S7: Fraction of this Lighting Fixture Type "on" during the demand period (weekday, 2-5p DST); Schools are assumed to be on "break" during this period.
Note on X7: Fraction of this Lighting Fixture Type "on" during the demand period (weekday, 2-5p DST); Schools are assumed to be on "in-session" during this period.
Note on Z7: Fraction of this Lighting Fixture Type "on" during the demand period (weekday, 2-5p DST); Schools are assumed to be on a reduced "summer session" during this period.
Note on AB7: Fraction of this Lighting Fixture Type "on" during the demand period (weekday, 2-5p DST); Schools are assumed to be on "break" during this period.
Note on AG7: Fraction of this Lighting Fixture Type "on" during the demand period (weekday, 2-5p DST); Schools are assumed to be on "in-session" during this period.
Note on AI7: Fraction of this Lighting Fixture Type "on" during the demand period (weekday, 2-5p DST); Schools are assumed to be on a reduced "summer session" during this period.
Note on AK7: Fraction of this Lighting Fixture Type "on" during the demand period (weekday, 2-5p DST); Schools are assumed to be on "break" during this period.
Note on AP7: Fraction of this Lighting Fixture Type "on" during the demand period (weekday, 2-5p DST); Schools are assumed to be on "in-session" during this period.
Note on AR7: Fraction of this Lighting Fixture Type "on" during the demand period (weekday, 2-5p DST); Schools are assumed to be on a reduced "summer session" during this period.
Note on AT7: Fraction of this Lighting Fixture Type "on" during the demand period (weekday, 2-5p DST); Schools are assumed to be on "break" during this period.
Note on AY7: Fraction of this Lighting Fixture Type "on" during the demand period (weekday, 2-5p DST); Schools are assumed to be on "in-session" during this period.
Note on BA7: Fraction of this Lighting Fixture Type "on" during the demand period (weekday, 2-5p DST); Schools are assumed to be on a reduced "summer session" during this period.
Note on BC7: Fraction of this Lighting Fixture Type "on" during the demand period (weekday, 2-5p DST); Schools are assumed to be on "break" during this period.

## 2005=>2008 EFLH+CDF
DEER 2008 Lighting EFLH and Demand Coincidence Factor
by Building Type and Building Type Activity Area
|  | < 1978 | [11 empty] | 1979 - 1992 | [11 empty] | 1993 - 2001 | [11 empty] | 2002 - 2005 | [11 empty] | 2006 - 2009 | [11 empty] | 2010 - 2013
|  | 0 | 0 | 0 | 0 | 0 | 0 | 0 | 0 | 0 | 0 | 0 | 0 | 1 | 1 | 1 | 1 | 1 | 1 | 1 | 1 | 1 | 1 | 1 | 1 | 2 | 2 | 2 | 2 | 2 | 2 | 2 | 2 | 2 | 2 | 2 | 2 | 3 | 3 | 3 | 3 | 3 | 3 | 3 | 3 | 3 | 3 | 3 | 3 | 4 | 4 | 4 | 4 | 4 | 4 | 4 | 4 | 4 | 4 | 4 | 4 | 5 | 5 | 5 | 5 | 5 | 5 | 5 | 5
[8 empty] | (summer) | (summer) | (summer) | (break) | (break) | (break) | [6 empty] | (summer) | (summer) | (summer) | (break) | (break) | (break) | [6 empty] | (summer) | (summer) | (summer) | (break) | (break) | (break) | [6 empty] | (summer) | (summer) | (summer) | (break) | (break) | (break) | [6 empty] | (summer) | (summer) | (summer) | (break) | (break) | (break) |  |  |  |  | (summer) | (summer) | (break) | (break)
|  | Equivalent Full Load Hours |  |  | Demand Factor (In-Session) |  |  | Demand Factor (Summer Session) |  |  | Demand Factor (On-Break) |  |  | Equivalent Full Load Hours |  |  | Demand Factor (In-Session) |  |  | Demand Factor (Summer Session) |  |  | Demand Factor (On-Break) |  |  | Equivalent Full Load Hours |  |  | Demand Factor (In-Session) |  |  | Demand Factor (Summer Session) |  |  | Demand Factor (On-Break) |  |  | Equivalent Full Load Hours |  |  | Demand Factor (In-Session) |  |  | Demand Factor (Summer Session) |  |  | Demand Factor (On-Break) |  |  | Equivalent Full Load Hours |  |  | Demand Factor (In-Session) |  |  | Demand Factor (Summer Session) |  |  | Demand Factor (On-Break) |  |  | Equivalent Full Load Hours |  | Demand Factor (In-Session) |  | Demand Factor (Summer Session) |  | Demand Factor (On-Break)
Building Type | Space Use (Activity Area) | 2005 | 2008 LF/HID | 2008 CFL | 2005 | 2008 LF/HID | 2008 CFL | 2005 | 2008 LF/HID | 2008 CFL | 2005 | 2008 LF/HID | 2008 CFL | 2005 | 2008 LF/HID | 2008 CFL | 2005 | 2008 LF/HID | 2008 CFL | 2005 | 2008 LF/HID | 2008 CFL | 2005 | 2008 LF/HID | 2008 CFL | 2005 | 2008 LF/HID | 2008 CFL | 2005 | 2008 LF/HID | 2008 CFL | 2005 | 2008 LF/HID | 2008 CFL | 2005 | 2008 LF/HID | 2008 CFL | 2005 | 2008 LF/HID | 2008 CFL | 2005 | 2008 LF/HID | 2008 CFL | 2005 | 2008 LF/HID | 2008 CFL | 2005 | 2008 LF/HID | 2008 CFL | 2005 | 2008 LF/HID | 2008 CFL | 2005 | 2008 LF/HID | 2008 CFL | 2005 | 2008 LF/HID | 2008 CFL | 2005 | 2008 LF/HID | 2008 CFL | 2008 LF/HID | 2008 CFL | 2008 LF/HID | 2008 CFL | 2008 LF/HID | 2008 CFL | 2008 LF/HID | 2008 CFL
Assembly | Auditorium | 3759.5 | 2430.9 | 2291.2267 | 0.8 | 0.5 | 0.4 | NA | NA | NA | NA | NA | NA | 3759.5 | 2430.9 | 2291.2267 | 0.8 | 0.5 | 0.4 | NA | NA | NA | NA | NA | NA | 3759.5 | 2430.9 | 2291.2267 | 0.8 | 0.5 | 0.4 | NA | NA | NA | NA | NA | NA | 3759.5 | 2430.9 | 2291.2267 | 0.8 | 0.5 | 0.4 | NA | NA | NA | NA | NA | NA | 3759.5 | 2430.9 | 2291.2267 | 0.8 | 0.5 | 0.4 | NA | NA | NA | NA | NA | NA | 2430.9 | 2291.2267 | 0.5 | 0.5 | NA | NA | NA | NA | t_ActAreaEFLH2005 | 43 | 99 | t_ActAreaCDF2005 | 56 | 112 | t_ActAreaEFLH | 43 | 99 | t_ActAreaCDF | 56 | 112
Assembly | Office (General) | 4197.5 | 3173.4722 | 2338.0278 | 0.91667 | 0.62963 | 0.43704 | NA | NA | NA | NA | NA | NA | 4197.5 | 3173.4722 | 2338.0278 | 0.91667 | 0.62963 | 0.43704 | NA | NA | NA | NA | NA | NA | 4197.5 | 3173.4722 | 2338.0278 | 0.91667 | 0.62963 | 0.43704 | NA | NA | NA | NA | NA | NA | 4197.5 | 3173.4722 | 2338.0278 | 0.91667 | 0.62963 | 0.43704 | NA | NA | NA | NA | NA | NA | 4197.5 | 3173.4722 | 2338.0278 | 0.91667 | 0.62963 | 0.43704 | NA | NA | NA | NA | NA | NA | 3173.4722 | 2338.0278 | 0.62963 | 0.62963 | NA | NA | NA | NA | t_ActAreaEFLH2005 | 43 | 99 | t_ActAreaCDF2005 | 56 | 112 | t_ActAreaEFLH | 43 | 99 | t_ActAreaCDF | 56 | 112
Assembly | Building | 3832.6648 | 2586.4816 | 2301.0323 | 0.81949 | 0.52716 | 0.40776 | NA | NA | NA | NA | NA | NA | 3831.4637 | 2586.4816 | 2301.0323 | 0.81917 | 0.52716 | 0.40776 | NA | NA | NA | NA | NA | NA | 3832.1307 | 2586.4816 | 2301.0323 | 0.81935 | 0.52716 | 0.40776 | NA | NA | NA | NA | NA | NA | 3832.1307 | 2615.6975 | 2302.8737 | 0.81935 | 0.53226 | 0.40922 | NA | NA | NA | NA | NA | NA | 3845.597 | 2615.6975 | 2302.8737 | 0.82293 | 0.53226 | 0.40922 | NA | NA | NA | NA | NA | NA | 2586.4816 | 2301.1067 | 0.52737 | 0.52737 | NA | NA | NA | NA | t_BldgEFLH2005 | 52 | 108 | t_BldgCDF2005 | 65 | 121 | t_BldgEFLH | 52 | 108 | t_BldgCDF | 65 | 121
Education - Primary School | Classroom/Lecture | 2356.6 | 2436.04 | 2529.5484 | 0.7 | 0.7 | 0.70474 | NA | NA | NA | NA | 0.02 | 0.02 | 2356.6 | 2436.04 | 2529.5484 | 0.7 | 0.7 | 0.70474 | NA | NA | NA | NA | 0.02 | 0.02 | 2356.6 | 2436.04 | 2529.5484 | 0.7 | 0.7 | 0.70474 | NA | NA | NA | NA | 0.02 | 0.02 | 2356.6 | 2436.04 | 2529.5484 | 0.7 | 0.7 | 0.70474 | NA | NA | NA | NA | 0.02 | 0.02 | 2356.6 | 2436.04 | 2529.5484 | 0.7 | 0.7 | 0.70474 | NA | NA | NA | NA | 0.02 | 0.02 | 2436.04 | 2529.5484 | 0.7 | 0.7 | NA | NA | 0.02 | 0.02 | t_ActAreaEFLH2005 | 43 | 99 | t_ActAreaCDF2005 | 56 | 112 | t_ActAreaEFLH | 43 | 99 | t_ActAreaCDF | 56 | 112
Education - Primary School | Exercising Centers and Gymnasium | 1707.72 | 2038.9607 | 2301.4048 | 0.58333 | 0.69762 | 0.77738 | NA | NA | NA | NA | 0.02 | 0.02 | 1707.72 | 2038.9607 | 2301.4048 | 0.58333 | 0.69762 | 0.77738 | NA | NA | NA | NA | 0.02 | 0.02 | 1707.72 | 2038.9607 | 2301.4048 | 0.58333 | 0.69762 | 0.77738 | NA | NA | NA | NA | 0.02 | 0.02 | 1707.72 | 2038.9607 | 2301.4048 | 0.58333 | 0.69762 | 0.77738 | NA | NA | NA | NA | 0.02 | 0.02 | 1707.72 | 2038.9607 | 2301.4048 | 0.58333 | 0.69762 | 0.77738 | NA | NA | NA | NA | 0.02 | 0.02 | 2038.9607 | 2301.4048 | 0.69762 | 0.69762 | NA | NA | 0.02 | 0.02 | t_ActAreaEFLH2005 | 43 | 99 | t_ActAreaCDF2005 | 56 | 112 | t_ActAreaEFLH | 43 | 99 | t_ActAreaCDF | 56 | 112
Education - Primary School | Dining Area | 1213.4 | 1339.64 | 1404.02 | 0.36667 | 0.36667 | 0.37667 | NA | NA | NA | NA | 0.02 | 0.02 | 1213.4 | 1339.64 | 1404.02 | 0.36667 | 0.36667 | 0.37667 | NA | NA | NA | NA | 0.02 | 0.02 | 1213.4 | 1339.64 | 1404.02 | 0.36667 | 0.36667 | 0.37667 | NA | NA | NA | NA | 0.02 | 0.02 | 1213.4 | 1339.64 | 1404.02 | 0.36667 | 0.36667 | 0.37667 | NA | NA | NA | NA | 0.02 | 0.02 | 1213.4 | 1339.64 | 1404.02 | 0.36667 | 0.36667 | 0.37667 | NA | NA | NA | NA | 0.02 | 0.02 | 1339.64 | 1404.02 | 0.36667 | 0.36667 | NA | NA | 0.02 | 0.02 | t_ActAreaEFLH2005 | 43 | 99 | t_ActAreaCDF2005 | 56 | 112 | t_ActAreaEFLH | 43 | 99 | t_ActAreaCDF | 56 | 112
Education - Primary School | Kitchen and Food Preparation | 1034.8 | 1660.84 | 1720.0221 | 0.05 | 0.36667 | 0.37667 | NA | NA | NA | NA | 0.02 | 0.02 | 1034.8 | 1660.84 | 1720.0221 | 0.05 | 0.36667 | 0.37667 | NA | NA | NA | NA | 0.02 | 0.02 | 1034.8 | 1660.84 | 1720.0221 | 0.05 | 0.36667 | 0.37667 | NA | NA | NA | NA | 0.02 | 0.02 | 1034.8 | 1660.84 | 1720.0221 | 0.05 | 0.36667 | 0.37667 | NA | NA | NA | NA | 0.02 | 0.02 | 1034.8 | 1660.84 | 1720.0221 | 0.05 | 0.36667 | 0.37667 | NA | NA | NA | NA | 0.02 | 0.02 | 1660.84 | 1720.0221 | 0.36667 | 0.36667 | NA | NA | 0.02 | 0.02 | t_ActAreaEFLH2005 | 43 | 99 | t_ActAreaCDF2005 | 56 | 112 | t_ActAreaEFLH | 43 | 99 | t_ActAreaCDF | 56 | 112
Education - Primary School | Building | 2073.1632 | 2150.7398 | 2244.8666 | 0.58465 | 0.60721 | 0.61758 | NA | NA | NA | NA | 0.02 | 0.02 | 2064.3976 | 2150.7398 | 2244.8666 | 0.58169 | 0.60721 | 0.61758 | NA | NA | NA | NA | 0.02 | 0.02 | 2006.0025 | 2168.3656 | 2261.4942 | 0.56567 | 0.61126 | 0.62097 | NA | NA | NA | NA | 0.02 | 0.02 | 2006.0025 | 2112.9154 | 2205.9653 | 0.56567 | 0.59288 | 0.60362 | NA | NA | NA | NA | 0.02 | 0.02 | 1950.4306 | 2117.2314 | 2210.6046 | 0.54444 | 0.59504 | 0.60579 | NA | NA | NA | NA | 0.02 | 0.02 | 2150.7398 | 2210.6046 | 0.59504 | 0.59504 | NA | NA | 0.02 | 0.02 | t_BldgEFLH2005 | 52 | 108 | t_BldgCDF2005 | 65 | 121 | t_BldgEFLH | 52 | 108 | t_BldgCDF | 65 | 121
Education - Secondary School | Classroom/Lecture | 2356.6 | 2436.04 | 2480.9484 | 0.7 | 0.7 | 0.70474 | NA | NA | NA | NA | 0.02 | 0.02 | 2356.6 | 2436.04 | 2480.9484 | 0.7 | 0.7 | 0.70474 | NA | NA | NA | NA | 0.02 | 0.02 | 2356.6 | 2436.04 | 2480.9484 | 0.7 | 0.7 | 0.70474 | NA | NA | NA | NA | 0.02 | 0.02 | 2356.6 | 2436.04 | 2480.9484 | 0.7 | 0.7 | 0.70474 | NA | NA | NA | NA | 0.02 | 0.02 | 2356.6 | 2436.04 | 2480.9484 | 0.7 | 0.7 | 0.70474 | NA | NA | NA | NA | 0.02 | 0.02 | 2436.04 | 2480.9484 | 0.7 | 0.7 | NA | NA | 0.02 | 0.02 | t_ActAreaEFLH2005 | 43 | 99 | t_ActAreaCDF2005 | 56 | 112 | t_ActAreaEFLH | 43 | 99 | t_ActAreaCDF | 56 | 112
Education - Secondary School | Office (General) | 2068.8 | 2256.8084 | 2278.1242 | 1 | 1 | 1 | NA | NA | NA | NA | 0.02 | 0.02 | 2068.8 | 2256.8084 | 2278.1242 | 1 | 1 | 1 | NA | NA | NA | NA | 0.02 | 0.02 | 2068.8 | 2256.8084 | 2278.1242 | 1 | 1 | 1 | NA | NA | NA | NA | 0.02 | 0.02 | 2068.8 | 2256.8084 | 2278.1242 | 1 | 1 | 1 | NA | NA | NA | NA | 0.02 | 0.02 | 2068.8 | 2256.8084 | 2278.1242 | 1 | 1 | 1 | NA | NA | NA | NA | 0.02 | 0.02 | 2256.8084 | 2278.1242 | 1 | 1 | NA | NA | 0.02 | 0.02 | t_ActAreaEFLH2005 | 43 | 99 | t_ActAreaCDF2005 | 56 | 112 | t_ActAreaEFLH | 43 | 99 | t_ActAreaCDF | 56 | 112
Education - Secondary School | Exercising Centers and Gymnasium | 2126.85 | 2355.0525 | 2402.6349 | 0.7 | 0.82188 | 0.82469 | NA | NA | NA | NA | 0.02 | 0.02 | 2126.85 | 2355.0525 | 2402.6349 | 0.7 | 0.82188 | 0.82469 | NA | NA | NA | NA | 0.02 | 0.02 | 2126.85 | 2355.0525 | 2402.6349 | 0.7 | 0.82188 | 0.82469 | NA | NA | NA | NA | 0.02 | 0.02 | 2126.85 | 2355.0525 | 2402.6349 | 0.7 | 0.82188 | 0.82469 | NA | NA | NA | NA | 0.02 | 0.02 | 2126.85 | 2355.0525 | 2402.6349 | 0.7 | 0.82188 | 0.82469 | NA | NA | NA | NA | 0.02 | 0.02 | 2355.0525 | 2402.6349 | 0.82188 | 0.82188 | NA | NA | 0.02 | 0.02 | t_ActAreaEFLH2005 | 43 | 99 | t_ActAreaCDF2005 | 56 | 112 | t_ActAreaEFLH | 43 | 99 | t_ActAreaCDF | 56 | 112
Education - Secondary School | Computer Room (Instructional/PC Lab) | 2356.6 | 2127.3242 | 2394.2432 | 0.7 | 0.59737 | 0.67053 | NA | NA | NA | NA | 0.02 | 0.02 | 2356.6 | 2127.3242 | 2394.2432 | 0.7 | 0.59737 | 0.67053 | NA | NA | NA | NA | 0.02 | 0.02 | 2356.6 | 2127.3242 | 2394.2432 | 0.7 | 0.59737 | 0.67053 | NA | NA | NA | NA | 0.02 | 0.02 | 2356.6 | 2127.3242 | 2394.2432 | 0.7 | 0.59737 | 0.67053 | NA | NA | NA | NA | 0.02 | 0.02 | 2356.6 | 2127.3242 | 2394.2432 | 0.7 | 0.59737 | 0.67053 | NA | NA | NA | NA | 0.02 | 0.02 | 2127.3242 | 2394.2432 | 0.59737 | 0.59737 | NA | NA | 0.02 | 0.02 | t_ActAreaEFLH2005 | 43 | 99 | t_ActAreaCDF2005 | 56 | 112 | t_ActAreaEFLH | 43 | 99 | t_ActAreaCDF | 56 | 112
Education - Secondary School | Dining Area | 2540.9 | 2351.44 | 2362.48 | 1 | 1 | 1 | NA | NA | NA | NA | 0.02 | 0.02 | 2540.9 | 2351.44 | 2362.48 | 1 | 1 | 1 | NA | NA | NA | NA | 0.02 | 0.02 | 2540.9 | 2351.44 | 2362.48 | 1 | 1 | 1 | NA | NA | NA | NA | 0.02 | 0.02 | 2540.9 | 2351.44 | 2362.48 | 1 | 1 | 1 | NA | NA | NA | NA | 0.02 | 0.02 | 2540.9 | 2351.44 | 2362.48 | 1 | 1 | 1 | NA | NA | NA | NA | 0.02 | 0.02 | 2351.44 | 2362.48 | 1 | 1 | NA | NA | 0.02 | 0.02 | t_ActAreaEFLH2005 | 43 | 99 | t_ActAreaCDF2005 | 56 | 112 | t_ActAreaEFLH | 43 | 99 | t_ActAreaCDF | 56 | 112
Education - Secondary School | Kitchen and Food Preparation | 1034.8 | 1139.44 | 1206.64 | 0.05 | 0.05 | 0.065 | NA | NA | NA | NA | 0.02 | 0.02 | 1034.8 | 1139.44 | 1206.64 | 0.05 | 0.05 | 0.065 | NA | NA | NA | NA | 0.02 | 0.02 | 1034.8 | 1139.44 | 1206.64 | 0.05 | 0.05 | 0.065 | NA | NA | NA | NA | 0.02 | 0.02 | 1034.8 | 1139.44 | 1206.64 | 0.05 | 0.05 | 0.065 | NA | NA | NA | NA | 0.02 | 0.02 | 1034.8 | 1139.44 | 1206.64 | 0.05 | 0.05 | 0.065 | NA | NA | NA | NA | 0.02 | 0.02 | 1139.44 | 1206.64 | 0.05 | 0.05 | NA | NA | 0.02 | 0.02 | t_ActAreaEFLH2005 | 43 | 99 | t_ActAreaCDF2005 | 56 | 112 | t_ActAreaEFLH | 43 | 99 | t_ActAreaCDF | 56 | 112
Education - Secondary School | Building | 2235.528 | 2302.9541 | 2349.297 | 0.67078 | 0.71094 | 0.71695 | NA | NA | NA | NA | 0.02 | 0.02 | 2234.1076 | 2302.9541 | 2349.297 | 0.67134 | 0.71094 | 0.71695 | NA | NA | NA | NA | 0.02 | 0.02 | 2241.8489 | 2300.8939 | 2347.9343 | 0.68939 | 0.70275 | 0.70895 | NA | NA | NA | NA | 0.02 | 0.02 | 2241.8489 | 2275.0328 | 2322.4812 | 0.68939 | 0.70328 | 0.70975 | NA | NA | NA | NA | 0.02 | 0.02 | 2221.8719 | 2282.5826 | 2328.431 | 0.68652 | 0.70776 | 0.71374 | NA | NA | NA | NA | 0.02 | 0.02 | 2302.9541 | 2328.6448 | 0.70652 | 0.70652 | NA | NA | 0.02 | 0.02 | t_BldgEFLH2005 | 52 | 108 | t_BldgCDF2005 | 65 | 121 | t_BldgEFLH | 52 | 108 | t_BldgCDF | 65 | 121
Education - Relocatable Classroom | Building | 2356.6 | 2472.76 | 2517.6684 | 0.7 | 0.7 | 0.70474 | NA | NA | NA | NA | 0.02 | 0.02 | 2356.6 | 2472.76 | 2517.6684 | 0.7 | 0.7 | 0.70474 | NA | NA | NA | NA | 0.02 | 0.02 | 2356.6 | 2472.76 | 2517.6684 | 0.7 | 0.7 | 0.70474 | NA | NA | NA | NA | 0.02 | 0.02 | 2356.6 | 2472.76 | 2517.6684 | 0.7 | 0.7 | 0.70474 | NA | NA | NA | NA | 0.02 | 0.02 | 2356.6 | 2472.76 | 2517.6684 | 0.7 | 0.7 | 0.70474 | NA | NA | NA | NA | 0.02 | 0.02 | 2472.76 | 2517.6684 | 0.7 | 0.7 | NA | NA | 0.02 | 0.02 | t_BldgEFLH2005 | 52 | 108 | t_BldgCDF2005 | 65 | 121 | t_BldgEFLH | 52 | 108 | t_BldgCDF | 65 | 121
Education - Community College | Classroom/Lecture | 3031.176 | 2346.43 | 2386.52 | 0.7 | 0.76 | 0.505 | 0.28 | 0.45521 | 0.38417 | 0.001 | 0.02 | 0.02 | 3031.176 | 2346.43 | 2386.52 | 0.7 | 0.76 | 0.505 | 0.28 | 0.45521 | 0.38417 | 0.001 | 0.02 | 0.02 | 3031.176 | 2346.43 | 2386.52 | 0.7 | 0.76 | 0.505 | 0.28 | 0.45521 | 0.38417 | 0.001 | 0.02 | 0.02 | 3031.176 | 2346.43 | 2386.52 | 0.7 | 0.76 | 0.505 | 0.28 | 0.45521 | 0.38417 | 0.001 | 0.02 | 0.02 | 3031.176 | 2346.43 | 2386.52 | 0.7 | 0.76 | 0.505 | 0.28 | 0.45521 | 0.38417 | 0.001 | 0.02 | 0.02 | 2346.43 | 2386.52 | 0.76 | 0.76 | 0.45521 | 0.45521 | 0.02 | 0.02 | t_ActAreaEFLH2005 | 43 | 99 | t_ActAreaCDF2005 | 56 | 112 | t_ActAreaEFLH | 43 | 99 | t_ActAreaCDF | 56 | 112
Education - Community College | Office (General) | 2022.074 | 2474.1204 | 2352.6517 | 1 | 0.9 | 0.9 | 0.001 | 0.51927 | 0.43403 | 0.001 | 0.02 | 0.02 | 2022.074 | 2474.1204 | 2352.6517 | 1 | 0.9 | 0.9 | 0.001 | 0.51927 | 0.43403 | 0.001 | 0.02 | 0.02 | 2022.074 | 2474.1204 | 2352.6517 | 1 | 0.9 | 0.9 | 0.001 | 0.51927 | 0.43403 | 0.001 | 0.02 | 0.02 | 2022.074 | 2474.1204 | 2352.6517 | 1 | 0.9 | 0.9 | 0.001 | 0.51927 | 0.43403 | 0.001 | 0.02 | 0.02 | 2022.074 | 2474.1204 | 2352.6517 | 1 | 0.9 | 0.9 | 0.001 | 0.51927 | 0.43403 | 0.001 | 0.02 | 0.02 | 2474.1204 | 2352.6517 | 0.9 | 0.9 | 0.51927 | 0.51927 | 0.02 | 0.02 | t_ActAreaEFLH2005 | 43 | 99 | t_ActAreaCDF2005 | 56 | 112 | t_ActAreaEFLH | 43 | 99 | t_ActAreaCDF | 56 | 112
Education - Community College | Computer Room (Instructional/PC Lab) | 2242.53 | 2059.1667 | 2521.2861 | 1 | 0.75 | 0.53333 | 0.4 | 0.525 | 0.6 | 0.001 | 0.02 | 0.02 | 2242.53 | 2059.1667 | 2521.2861 | 1 | 0.75 | 0.53333 | 0.4 | 0.525 | 0.6 | 0.001 | 0.02 | 0.02 | 2242.53 | 2059.1667 | 2521.2861 | 1 | 0.75 | 0.53333 | 0.4 | 0.525 | 0.6 | 0.001 | 0.02 | 0.02 | 2242.53 | 2059.1667 | 2521.2861 | 1 | 0.75 | 0.53333 | 0.4 | 0.525 | 0.6 | 0.001 | 0.02 | 0.02 | 2242.53 | 2059.1667 | 2521.2861 | 1 | 0.75 | 0.53333 | 0.4 | 0.525 | 0.6 | 0.001 | 0.02 | 0.02 | 2059.1667 | 2521.2861 | 0.75 | 0.75 | 0.525 | 0.525 | 0.02 | 0.02 | t_ActAreaEFLH2005 | 43 | 99 | t_ActAreaCDF2005 | 56 | 112 | t_ActAreaEFLH | 43 | 99 | t_ActAreaCDF | 56 | 112
Education - Community College | Comm/Ind Work (General, Low Bay) | 3031.176 | 2346.43 | 2386.52 | 0.7 | 0.76 | 0.505 | 0.28 | 0.45521 | 0.38417 | 0.001 | 0.02 | 0.02 | 3031.176 | 2346.43 | 2386.52 | 0.7 | 0.76 | 0.505 | 0.28 | 0.45521 | 0.38417 | 0.001 | 0.02 | 0.02 | 3031.176 | 2346.43 | 2386.52 | 0.7 | 0.76 | 0.505 | 0.28 | 0.45521 | 0.38417 | 0.001 | 0.02 | 0.02 | 3031.176 | 2346.43 | 2386.52 | 0.7 | 0.76 | 0.505 | 0.28 | 0.45521 | 0.38417 | 0.001 | 0.02 | 0.02 | 3031.176 | 2346.43 | 2386.52 | 0.7 | 0.76 | 0.505 | 0.28 | 0.45521 | 0.38417 | 0.001 | 0.02 | 0.02 | 2346.43 | 2386.52 | 0.76 | 0.76 | 0.45521 | 0.45521 | 0.02 | 0.02 | t_ActAreaEFLH2005 | 43 | 99 | t_ActAreaCDF2005 | 56 | 112 | t_ActAreaEFLH | 43 | 99 | t_ActAreaCDF | 56 | 112
Education - Community College | Dining Area | 2022.074 | 2436.1188 | 2420.5294 | 1 | 0.86667 | 0.9 | 0.001 | 0.5625 | 0.525 | 0.001 | 0.035 | 0.035 | 2022.074 | 2436.1188 | 2420.5294 | 1 | 0.86667 | 0.9 | 0.001 | 0.5625 | 0.525 | 0.001 | 0.035 | 0.035 | 2022.074 | 2436.1188 | 2420.5294 | 1 | 0.86667 | 0.9 | 0.001 | 0.5625 | 0.525 | 0.001 | 0.035 | 0.035 | 2022.074 | 2436.1188 | 2420.5294 | 1 | 0.86667 | 0.9 | 0.001 | 0.5625 | 0.525 | 0.001 | 0.035 | 0.035 | 2022.074 | 2436.1188 | 2420.5294 | 1 | 0.86667 | 0.9 | 0.001 | 0.5625 | 0.525 | 0.001 | 0.035 | 0.035 | 2436.1188 | 2420.5294 | 0.86667 | 0.86667 | 0.5625 | 0.5625 | 0.035 | 0.035 | t_ActAreaEFLH2005 | 43 | 99 | t_ActAreaCDF2005 | 56 | 112 | t_ActAreaEFLH | 43 | 99 | t_ActAreaCDF | 56 | 112
Education - Community College | Kitchen and Food Preparation | 2022.074 | 2802.2802 | 2394.6364 | 1 | 0.86667 | 0.875 | 0.001 | 0.6 | 0.5625 | 0.001 | 0.035 | 0.035 | 2022.074 | 2802.2802 | 2394.6364 | 1 | 0.86667 | 0.875 | 0.001 | 0.6 | 0.5625 | 0.001 | 0.035 | 0.035 | 2022.074 | 2802.2802 | 2394.6364 | 1 | 0.86667 | 0.875 | 0.001 | 0.6 | 0.5625 | 0.001 | 0.035 | 0.035 | 2022.074 | 2802.2802 | 2394.6364 | 1 | 0.86667 | 0.875 | 0.001 | 0.6 | 0.5625 | 0.001 | 0.035 | 0.035 | 2022.074 | 2802.2802 | 2394.6364 | 1 | 0.86667 | 0.875 | 0.001 | 0.6 | 0.5625 | 0.001 | 0.035 | 0.035 | 2802.2802 | 2394.6364 | 0.86667 | 0.86667 | 0.6 | 0.6 | 0.035 | 0.035 | t_ActAreaEFLH2005 | 43 | 99 | t_ActAreaCDF2005 | 56 | 112 | t_ActAreaEFLH | 43 | 99 | t_ActAreaCDF | 56 | 112
Education - Community College | Building | 2771.789 | 2379.033 | 2387.3657 | 0.77989 | 0.79843 | 0.6247 | 0.22258 | 0.48219 | 0.41671 | 0.001 | 0.021581 | 0.021581 | 2768.9828 | 2379.033 | 2387.3657 | 0.78071 | 0.79843 | 0.6247 | 0.22174 | 0.48219 | 0.41671 | 0.001 | 0.021581 | 0.021581 | 2689.6756 | 2380.026 | 2387.0105 | 0.80388 | 0.79959 | 0.62755 | 0.19774 | 0.48261 | 0.41709 | 0.001 | 0.021501 | 0.021501 | 2689.6756 | 2385.4125 | 2387.0891 | 0.80388 | 0.80594 | 0.6472 | 0.19774 | 0.487 | 0.42237 | 0.001 | 0.021742 | 0.021742 | 2655.3908 | 2388.1463 | 2385.6938 | 0.81386 | 0.80642 | 0.64803 | 0.18715 | 0.48644 | 0.42032 | 0.001 | 0.02174 | 0.02174 | 2379.033 | 2387.3394 | 0.80223 | 0.80223 | 0.48513 | 0.48513 | 0.021845 | 0.021845 | t_BldgEFLH2005 | 52 | 108 | t_BldgCDF2005 | 65 | 121 | t_BldgEFLH | 52 | 108 | t_BldgCDF | 65 | 121
Education - University | Classroom/Lecture | 3358.684 | 2362.9895 | 2531.3211 | 1 | 0.7 | 0.7 | 0.4 | 0.45 | 0.45 | 0.2 | 0.035 | 0.035 | 3358.684 | 2362.9895 | 2531.3211 | 1 | 0.7 | 0.7 | 0.4 | 0.45 | 0.45 | 0.2 | 0.035 | 0.035 | 3358.684 | 2362.9895 | 2531.3211 | 1 | 0.7 | 0.7 | 0.4 | 0.45 | 0.45 | 0.2 | 0.035 | 0.035 | 3358.684 | 2362.9895 | 2531.3211 | 1 | 0.7 | 0.7 | 0.4 | 0.45 | 0.45 | 0.2 | 0.035 | 0.035 | 3358.684 | 2362.9895 | 2531.3211 | 1 | 0.7 | 0.7 | 0.4 | 0.45 | 0.45 | 0.2 | 0.035 | 0.035 | 2362.9895 | 2531.3211 | 0.7 | 0.7 | 0.45 | 0.45 | 0.035 | 0.035 | t_ActAreaEFLH2005 | 43 | 99 | t_ActAreaCDF2005 | 56 | 112 | t_ActAreaEFLH | 43 | 99 | t_ActAreaCDF | 56 | 112
Education - University | Office (General) | 2637.2641 | 2725.3413 | 2445.3925 | 0.91667 | 0.96481 | 0.77333 | 0.36722 | 0.54352 | 0.54463 | 0.36722 | 0.035 | 0.035 | 2637.2641 | 2725.3413 | 2445.3925 | 0.91667 | 0.96481 | 0.77333 | 0.36722 | 0.54352 | 0.54463 | 0.36722 | 0.035 | 0.035 | 2637.2641 | 2725.3413 | 2445.3925 | 0.91667 | 0.96481 | 0.77333 | 0.36722 | 0.54352 | 0.54463 | 0.36722 | 0.035 | 0.035 | 2637.2641 | 2725.3413 | 2445.3925 | 0.91667 | 0.96481 | 0.77333 | 0.36722 | 0.54352 | 0.54463 | 0.36722 | 0.035 | 0.035 | 2637.2641 | 2725.3413 | 2445.3925 | 0.91667 | 0.96481 | 0.77333 | 0.36722 | 0.54352 | 0.54463 | 0.36722 | 0.035 | 0.035 | 2725.3413 | 2445.3925 | 0.96481 | 0.96481 | 0.54352 | 0.54352 | 0.035 | 0.035 | t_ActAreaEFLH2005 | 43 | 99 | t_ActAreaCDF2005 | 56 | 112 | t_ActAreaEFLH | 43 | 99 | t_ActAreaCDF | 56 | 112
Education - University | Computer Room (Instructional/PC Lab) | 2398.89 | 2153.6059 | 2581.2476 | 1 | 0.7 | 0.9 | 0.4 | 0.45 | 0.525 | 0.05 | 0.05 | 0.05 | 2398.89 | 2153.6059 | 2581.2476 | 1 | 0.7 | 0.9 | 0.4 | 0.45 | 0.525 | 0.05 | 0.05 | 0.05 | 2398.89 | 2153.6059 | 2581.2476 | 1 | 0.7 | 0.9 | 0.4 | 0.45 | 0.525 | 0.05 | 0.05 | 0.05 | 2398.89 | 2153.6059 | 2581.2476 | 1 | 0.7 | 0.9 | 0.4 | 0.45 | 0.525 | 0.05 | 0.05 | 0.05 | 2398.89 | 2153.6059 | 2581.2476 | 1 | 0.7 | 0.9 | 0.4 | 0.45 | 0.525 | 0.05 | 0.05 | 0.05 | 2153.6059 | 2581.2476 | 0.7 | 0.7 | 0.45 | 0.45 | 0.05 | 0.05 | t_ActAreaEFLH2005 | 43 | 99 | t_ActAreaCDF2005 | 56 | 112 | t_ActAreaEFLH | 43 | 99 | t_ActAreaCDF | 56 | 112
Education - University | Comm/Ind Work (General, Low Bay) | 3358.684 | 2362.9895 | 2531.3211 | 1 | 0.7 | 0.7 | 0.4 | 0.45 | 0.45 | 0.2 | 0.035 | 0.035 | 3358.684 | 2362.9895 | 2531.3211 | 1 | 0.7 | 0.7 | 0.4 | 0.45 | 0.45 | 0.2 | 0.035 | 0.035 | 3358.684 | 2362.9895 | 2531.3211 | 1 | 0.7 | 0.7 | 0.4 | 0.45 | 0.45 | 0.2 | 0.035 | 0.035 | 3358.684 | 2362.9895 | 2531.3211 | 1 | 0.7 | 0.7 | 0.4 | 0.45 | 0.45 | 0.2 | 0.035 | 0.035 | 3358.684 | 2362.9895 | 2531.3211 | 1 | 0.7 | 0.7 | 0.4 | 0.45 | 0.45 | 0.2 | 0.035 | 0.035 | 2362.9895 | 2531.3211 | 0.7 | 0.7 | 0.45 | 0.45 | 0.035 | 0.035 | t_ActAreaEFLH2005 | 43 | 99 | t_ActAreaCDF2005 | 56 | 112 | t_ActAreaEFLH | 43 | 99 | t_ActAreaCDF | 56 | 112
Education - University | Dining Area | 2222.538 | 2645.9277 | 2380.1153 | 1 | 0.85 | 0.75 | 0.4 | 0.525 | 0.45 | 0.001 | 0.035 | 0.035 | 2222.538 | 2645.9277 | 2380.1153 | 1 | 0.85 | 0.75 | 0.4 | 0.525 | 0.45 | 0.001 | 0.035 | 0.035 | 2222.538 | 2645.9277 | 2380.1153 | 1 | 0.85 | 0.75 | 0.4 | 0.525 | 0.45 | 0.001 | 0.035 | 0.035 | 2222.538 | 2645.9277 | 2380.1153 | 1 | 0.85 | 0.75 | 0.4 | 0.525 | 0.45 | 0.001 | 0.035 | 0.035 | 2222.538 | 2645.9277 | 2380.1153 | 1 | 0.85 | 0.75 | 0.4 | 0.525 | 0.45 | 0.001 | 0.035 | 0.035 | 2645.9277 | 2380.1153 | 0.85 | 0.85 | 0.525 | 0.525 | 0.035 | 0.035 | t_ActAreaEFLH2005 | 43 | 99 | t_ActAreaCDF2005 | 56 | 112 | t_ActAreaEFLH | 43 | 99 | t_ActAreaCDF | 56 | 112
Education - University | Kitchen and Food Preparation | 2222.538 | 2715.8284 | 2450.016 | 1 | 0.85 | 0.75 | 0.4 | 0.6375 | 0.5625 | 0.001 | 0.035 | 0.035 | 2222.538 | 2715.8284 | 2450.016 | 1 | 0.85 | 0.75 | 0.4 | 0.6375 | 0.5625 | 0.001 | 0.035 | 0.035 | 2222.538 | 2715.8284 | 2450.016 | 1 | 0.85 | 0.75 | 0.4 | 0.6375 | 0.5625 | 0.001 | 0.035 | 0.035 | 2222.538 | 2715.8284 | 2450.016 | 1 | 0.85 | 0.75 | 0.4 | 0.6375 | 0.5625 | 0.001 | 0.035 | 0.035 | 2222.538 | 2715.8284 | 2450.016 | 1 | 0.85 | 0.75 | 0.4 | 0.6375 | 0.5625 | 0.001 | 0.035 | 0.035 | 2715.8284 | 2450.016 | 0.85 | 0.85 | 0.6375 | 0.6375 | 0.035 | 0.035 | t_ActAreaEFLH2005 | 43 | 99 | t_ActAreaCDF2005 | 56 | 112 | t_ActAreaEFLH | 43 | 99 | t_ActAreaCDF | 56 | 112
Education - University | Hotel/Motel Guest Room (incl. toilets) | 2983.3 | 1136.44 | 1136.44 | 0.5 | 0.17813 | 0.17813 | 0.2 | 0.091406 | 0.091406 | 0.001 | 0.02 | 0.02 | 2983.3 | 1136.44 | 1136.44 | 0.5 | 0.17813 | 0.17813 | 0.2 | 0.091406 | 0.091406 | 0.001 | 0.02 | 0.02 | 2983.3 | 1136.44 | 1136.44 | 0.5 | 0.17813 | 0.17813 | 0.2 | 0.091406 | 0.091406 | 0.001 | 0.02 | 0.02 | 2983.3 | 1136.44 | 1136.44 | 0.5 | 0.17813 | 0.17813 | 0.2 | 0.091406 | 0.091406 | 0.001 | 0.02 | 0.02 | 2983.3 | 1136.44 | 1136.44 | 0.5 | 0.17813 | 0.17813 | 0.2 | 0.091406 | 0.091406 | 0.001 | 0.02 | 0.02 | 1136.44 | 1136.44 | 0.17813 | 0.17813 | 0.091406 | 0.091406 | 0.02 | 0.02 | t_ActAreaEFLH2005 | 43 | 99 | t_ActAreaCDF2005 | 56 | 112 | t_ActAreaEFLH | 43 | 99 | t_ActAreaCDF | 56 | 112
Education - University | Corridor | 2637.2641 | 2436.9611 | 2133.08 | 0.91667 | 0.96481 | 0.77333 | 0.36722 | 0.05 | 0.05 | 0.36722 | 0.035 | 0.035 | 2637.2641 | 2436.9611 | 2133.08 | 0.91667 | 0.96481 | 0.77333 | 0.36722 | 0.05 | 0.05 | 0.36722 | 0.035 | 0.035 | 2637.2641 | 2436.9611 | 2133.08 | 0.91667 | 0.96481 | 0.77333 | 0.36722 | 0.05 | 0.05 | 0.36722 | 0.035 | 0.035 | 2637.2641 | 2436.9611 | 2133.08 | 0.91667 | 0.96481 | 0.77333 | 0.36722 | 0.05 | 0.05 | 0.36722 | 0.035 | 0.035 | 2637.2641 | 2436.9611 | 2133.08 | 0.91667 | 0.96481 | 0.77333 | 0.36722 | 0.05 | 0.05 | 0.36722 | 0.035 | 0.035 | 2436.9611 | 2133.08 | 0.96481 | 0.96481 | 0.05 | 0.05 | 0.035 | 0.035 | t_ActAreaEFLH2005 | 43 | 99 | t_ActAreaCDF2005 | 56 | 112 | t_ActAreaEFLH | 43 | 99 | t_ActAreaCDF | 56 | 112
Education - University | Building | 3111.825 | 2329.1345 | 2364.7632 | 0.96695 | 0.71962 | 0.67745 | 0.38689 | 0.43353 | 0.43416 | 0.21182 | 0.034185 | 0.034185 | 3110.2244 | 2329.1345 | 2364.7632 | 0.96533 | 0.71962 | 0.67745 | 0.38624 | 0.43353 | 0.43416 | 0.21072 | 0.034185 | 0.034185 | 3052.3352 | 2326.2672 | 2359.7137 | 0.94393 | 0.71875 | 0.67593 | 0.37772 | 0.43434 | 0.43527 | 0.21635 | 0.034148 | 0.034148 | 3052.3352 | 2321.1484 | 2335.7927 | 0.94393 | 0.72136 | 0.67257 | 0.37772 | 0.43215 | 0.43321 | 0.21635 | 0.03403 | 0.03403 | 3026.8744 | 2323.0118 | 2332.4282 | 0.93491 | 0.72153 | 0.66948 | 0.37413 | 0.43173 | 0.43188 | 0.2185 | 0.033817 | 0.033817 | 2329.1345 | 2324.5752 | 0.70796 | 0.70796 | 0.42528 | 0.42528 | 0.033741 | 0.033741 | t_BldgEFLH2005 | 52 | 108 | t_BldgCDF2005 | 65 | 121 | t_BldgEFLH | 52 | 108 | t_BldgCDF | 65 | 121
Health/Medical - Hospital | Dining Area | 8760 | 5858.4 | 4462.8 | 1 | 0.7 | 0.65 | NA | NA | NA | NA | NA | NA | 8760 | 5858.4 | 4462.8 | 1 | 0.7 | 0.65 | NA | NA | NA | NA | NA | NA | 8760 | 5858.4 | 4462.8 | 1 | 0.7 | 0.65 | NA | NA | NA | NA | NA | NA | 8760 | 5858.4 | 4462.8 | 1 | 0.7 | 0.65 | NA | NA | NA | NA | NA | NA | 8760 | 5858.4 | 4462.8 | 1 | 0.7 | 0.65 | NA | NA | NA | NA | NA | NA | 5858.4 | 4462.8 | 0.7 | 0.7 | NA | NA | NA | NA | t_ActAreaEFLH2005 | 43 | 99 | t_ActAreaCDF2005 | 56 | 112 | t_ActAreaEFLH | 43 | 99 | t_ActAreaCDF | 56 | 112
Health/Medical - Hospital | Kitchen and Food Preparation | 8760 | 5858.4 | 4462.8 | 1 | 0.7 | 0.65 | NA | NA | NA | NA | NA | NA | 8760 | 5858.4 | 4462.8 | 1 | 0.7 | 0.65 | NA | NA | NA | NA | NA | NA | 8760 | 5858.4 | 4462.8 | 1 | 0.7 | 0.65 | NA | NA | NA | NA | NA | NA | 8760 | 5858.4 | 4462.8 | 1 | 0.7 | 0.65 | NA | NA | NA | NA | NA | NA | 8760 | 5858.4 | 4462.8 | 1 | 0.7 | 0.65 | NA | NA | NA | NA | NA | NA | 5858.4 | 4462.8 | 0.7 | 0.7 | NA | NA | NA | NA | t_ActAreaEFLH2005 | 43 | 99 | t_ActAreaCDF2005 | 56 | 112 | t_ActAreaEFLH | 43 | 99 | t_ActAreaCDF | 56 | 112
Health/Medical - Hospital | Office (General) - 24hr Facilities | 7336.8 | 4873.2 | 4216.2 | 1 | 0.9 | 0.85 | NA | NA | NA | NA | NA | NA | 7336.8 | 4873.2 | 4216.2 | 1 | 0.9 | 0.85 | NA | NA | NA | NA | NA | NA | 7336.8 | 4873.2 | 4216.2 | 1 | 0.9 | 0.85 | NA | NA | NA | NA | NA | NA | 7336.8 | 4873.2 | 4216.2 | 1 | 0.9 | 0.85 | NA | NA | NA | NA | NA | NA | 7336.8 | 4873.2 | 4216.2 | 1 | 0.9 | 0.85 | NA | NA | NA | NA | NA | NA | 4873.2 | 4216.2 | 0.9 | 0.9 | NA | NA | NA | NA | t_ActAreaEFLH2005 | 43 | 99 | t_ActAreaCDF2005 | 56 | 112 | t_ActAreaEFLH | 43 | 99 | t_ActAreaCDF | 56 | 112
Health/Medical - Hospital | Medical and Clinical Care - 24hr ICU | 5215.2 | 4257 | 3449.4 | 0.75 | 0.75 | 0.65 | NA | NA | NA | NA | NA | NA | 5215.2 | 4257 | 3449.4 | 0.75 | 0.75 | 0.65 | NA | NA | NA | NA | NA | NA | 5215.2 | 4257 | 3449.4 | 0.75 | 0.75 | 0.65 | NA | NA | NA | NA | NA | NA | 5215.2 | 4257 | 3449.4 | 0.75 | 0.75 | 0.65 | NA | NA | NA | NA | NA | NA | 5215.2 | 4257 | 3449.4 | 0.75 | 0.75 | 0.65 | NA | NA | NA | NA | NA | NA | 4257 | 3449.4 | 0.75 | 0.75 | NA | NA | NA | NA | t_ActAreaEFLH2005 | 43 | 99 | t_ActAreaCDF2005 | 56 | 112 | t_ActAreaEFLH | 43 | 99 | t_ActAreaCDF | 56 | 112
Health/Medical - Hospital | Medical and Clinical Care - 24hr Wards/Isolation | 6770.75 | 5192.8269 | 4590.4269 | 1 | 0.75 | 0.65 | NA | NA | NA | NA | NA | NA | 6770.75 | 5192.8269 | 4590.4269 | 1 | 0.75 | 0.65 | NA | NA | NA | NA | NA | NA | 6770.75 | 5192.8269 | 4590.4269 | 1 | 0.75 | 0.65 | NA | NA | NA | NA | NA | NA | 6770.75 | 5192.8269 | 4590.4269 | 1 | 0.75 | 0.65 | NA | NA | NA | NA | NA | NA | 6770.75 | 5192.8269 | 4590.4269 | 1 | 0.75 | 0.65 | NA | NA | NA | NA | NA | NA | 5192.8269 | 4590.4269 | 0.75 | 0.75 | NA | NA | NA | NA | t_ActAreaEFLH2005 | 43 | 99 | t_ActAreaCDF2005 | 56 | 112 | t_ActAreaEFLH | 43 | 99 | t_ActAreaCDF | 56 | 112
Health/Medical - Hospital | Office (General) - 12hr Admin | 5010 | 4708.8 | 4051.8 | 1 | 0.9 | 0.85 | NA | NA | NA | NA | NA | NA | 5010 | 4708.8 | 4051.8 | 1 | 0.9 | 0.85 | NA | NA | NA | NA | NA | NA | 5010 | 4708.8 | 4051.8 | 1 | 0.9 | 0.85 | NA | NA | NA | NA | NA | NA | 5010 | 4708.8 | 4051.8 | 1 | 0.9 | 0.85 | NA | NA | NA | NA | NA | NA | 5010 | 4708.8 | 4051.8 | 1 | 0.9 | 0.85 | NA | NA | NA | NA | NA | NA | 4708.8 | 4051.8 | 0.9 | 0.9 | NA | NA | NA | NA | t_ActAreaEFLH2005 | 43 | 99 | t_ActAreaCDF2005 | 56 | 112 | t_ActAreaEFLH | 43 | 99 | t_ActAreaCDF | 56 | 112
Health/Medical - Hospital | Laboratory, Medical 12hr Treatment | 4257 | 4257 | 3449.4 | 0.75 | 0.75 | 0.65 | NA | NA | NA | NA | NA | NA | 4257 | 4257 | 3449.4 | 0.75 | 0.75 | 0.65 | NA | NA | NA | NA | NA | NA | 4257 | 4257 | 3449.4 | 0.75 | 0.75 | 0.65 | NA | NA | NA | NA | NA | NA | 4257 | 4257 | 3449.4 | 0.75 | 0.75 | 0.65 | NA | NA | NA | NA | NA | NA | 4257 | 4257 | 3449.4 | 0.75 | 0.75 | 0.65 | NA | NA | NA | NA | NA | NA | 4257 | 3449.4 | 0.75 | 0.75 | NA | NA | NA | NA | t_ActAreaEFLH2005 | 43 | 99 | t_ActAreaCDF2005 | 56 | 112 | t_ActAreaEFLH | 43 | 99 | t_ActAreaCDF | 56 | 112
Health/Medical - Hospital | Medical and Clinical Care - 24hr Support | 8760 | 7884 | 6076.8 | 1 | 0.9 | 0.6 | NA | NA | NA | NA | NA | NA | 8760 | 7884 | 6076.8 | 1 | 0.9 | 0.6 | NA | NA | NA | NA | NA | NA | 8760 | 7884 | 6076.8 | 1 | 0.9 | 0.6 | NA | NA | NA | NA | NA | NA | 8760 | 7884 | 6076.8 | 1 | 0.9 | 0.6 | NA | NA | NA | NA | NA | NA | 8760 | 7884 | 6076.8 | 1 | 0.9 | 0.6 | NA | NA | NA | NA | NA | NA | 7884 | 6076.8 | 0.9 | 0.9 | NA | NA | NA | NA | t_ActAreaEFLH2005 | 43 | 99 | t_ActAreaCDF2005 | 56 | 112 | t_ActAreaEFLH | 43 | 99 | t_ActAreaCDF | 56 | 112
Health/Medical - Hospital | Building | 6248.5752 | 5289.4581 | 4400.6551 | 0.91552 | 0.82402 | 0.71014 | NA | NA | NA | NA | NA | NA | 6224.8463 | 5289.4581 | 4400.6551 | 0.91405 | 0.82402 | 0.71014 | NA | NA | NA | NA | NA | NA | 6521.9789 | 5288.0178 | 4400.4978 | 0.93811 | 0.82433 | 0.71029 | NA | NA | NA | NA | NA | NA | 6521.9789 | 5288.0178 | 4400.4978 | 0.93811 | 0.82433 | 0.71029 | NA | NA | NA | NA | NA | NA | 6523.9163 | 5262.9489 | 4386.2062 | 0.93942 | 0.82782 | 0.71746 | NA | NA | NA | NA | NA | NA | 5289.4581 | 4403.4247 | 0.8222 | 0.8222 | NA | NA | NA | NA | t_BldgEFLH2005 | 52 | 108 | t_BldgCDF2005 | 65 | 121 | t_BldgEFLH | 52 | 108 | t_BldgCDF | 65 | 121
Health/Medical - Nursing Home | Dining Area | 3942 | 3814.25 | 3522.25 | 0.7 | 0.675 | 0.6 | NA | NA | NA | NA | NA | NA | 3942 | 3814.25 | 3522.25 | 0.7 | 0.675 | 0.6 | NA | NA | NA | NA | NA | NA | 3942 | 3814.25 | 3522.25 | 0.7 | 0.675 | 0.6 | NA | NA | NA | NA | NA | NA | 3942 | 3814.25 | 3522.25 | 0.7 | 0.675 | 0.6 | NA | NA | NA | NA | NA | NA | 3942 | 3814.25 | 3522.25 | 0.7 | 0.675 | 0.6 | NA | NA | NA | NA | NA | NA | 3814.25 | 3522.25 | 0.675 | 0.675 | NA | NA | NA | NA | t_ActAreaEFLH2005 | 43 | 99 | t_ActAreaCDF2005 | 56 | 112 | t_ActAreaEFLH | 43 | 99 | t_ActAreaCDF | 56 | 112
Health/Medical - Nursing Home | Kitchen and Food Preparation | 3942 | 3814.25 | 3522.25 | 0.7 | 0.675 | 0.6 | NA | NA | NA | NA | NA | NA | 3942 | 3814.25 | 3522.25 | 0.7 | 0.675 | 0.6 | NA | NA | NA | NA | NA | NA | 3942 | 3814.25 | 3522.25 | 0.7 | 0.675 | 0.6 | NA | NA | NA | NA | NA | NA | 3942 | 3814.25 | 3522.25 | 0.7 | 0.675 | 0.6 | NA | NA | NA | NA | NA | NA | 3942 | 3814.25 | 3522.25 | 0.7 | 0.675 | 0.6 | NA | NA | NA | NA | NA | NA | 3814.25 | 3522.25 | 0.675 | 0.675 | NA | NA | NA | NA | t_ActAreaEFLH2005 | 43 | 99 | t_ActAreaCDF2005 | 56 | 112 | t_ActAreaEFLH | 43 | 99 | t_ActAreaCDF | 56 | 112
Health/Medical - Nursing Home | Office (General) - Admin | 3942 | 3942 | 3522.25 | 0.7 | 0.7 | 0.6 | NA | NA | NA | NA | NA | NA | 3942 | 3942 | 3522.25 | 0.7 | 0.7 | 0.6 | NA | NA | NA | NA | NA | NA | 3942 | 3942 | 3522.25 | 0.7 | 0.7 | 0.6 | NA | NA | NA | NA | NA | NA | 3942 | 3942 | 3522.25 | 0.7 | 0.7 | 0.6 | NA | NA | NA | NA | NA | NA | 3942 | 3942 | 3522.25 | 0.7 | 0.7 | 0.6 | NA | NA | NA | NA | NA | NA | 3942 | 3522.25 | 0.7 | 0.7 | NA | NA | NA | NA | t_ActAreaEFLH2005 | 43 | 99 | t_ActAreaCDF2005 | 56 | 112 | t_ActAreaEFLH | 43 | 99 | t_ActAreaCDF | 56 | 112
Health/Medical - Nursing Home | Office (General) - Facilities | 3723 | 3723 | 3467.5 | 0.7 | 0.7 | 0.625 | NA | NA | NA | NA | NA | NA | 3723 | 3723 | 3467.5 | 0.7 | 0.7 | 0.625 | NA | NA | NA | NA | NA | NA | 3723 | 3723 | 3467.5 | 0.7 | 0.7 | 0.625 | NA | NA | NA | NA | NA | NA | 3723 | 3723 | 3467.5 | 0.7 | 0.7 | 0.625 | NA | NA | NA | NA | NA | NA | 3723 | 3723 | 3467.5 | 0.7 | 0.7 | 0.625 | NA | NA | NA | NA | NA | NA | 3723 | 3467.5 | 0.7 | 0.7 | NA | NA | NA | NA | t_ActAreaEFLH2005 | 43 | 99 | t_ActAreaCDF2005 | 56 | 112 | t_ActAreaEFLH | 43 | 99 | t_ActAreaCDF | 56 | 112
Health/Medical - Nursing Home | Hotel/Motel Guest Room (incl. toilets) | 4836.25 | 4366.6167 | 3790.5717 | 0.7 | 0.62667 | 0.48667 | NA | NA | NA | NA | NA | NA | 4836.25 | 4366.6167 | 3790.5717 | 0.7 | 0.62667 | 0.48667 | NA | NA | NA | NA | NA | NA | 4836.25 | 4366.6167 | 3790.5717 | 0.7 | 0.62667 | 0.48667 | NA | NA | NA | NA | NA | NA | 4836.25 | 4366.6167 | 3790.5717 | 0.7 | 0.62667 | 0.48667 | NA | NA | NA | NA | NA | NA | 4836.25 | 4366.6167 | 3790.5717 | 0.7 | 0.62667 | 0.48667 | NA | NA | NA | NA | NA | NA | 4366.6167 | 3790.5717 | 0.62667 | 0.62667 | NA | NA | NA | NA | t_ActAreaEFLH2005 | 43 | 99 | t_ActAreaCDF2005 | 56 | 112 | t_ActAreaEFLH | 43 | 99 | t_ActAreaCDF | 56 | 112
Health/Medical - Nursing Home | Corridor | 8760 | 7884 | 5256 | 1 | 0.9 | 0.6 | NA | NA | NA | NA | NA | NA | 8760 | 7884 | 5256 | 1 | 0.9 | 0.6 | NA | NA | NA | NA | NA | NA | 8760 | 7884 | 5256 | 1 | 0.9 | 0.6 | NA | NA | NA | NA | NA | NA | 8760 | 7884 | 5256 | 1 | 0.9 | 0.6 | NA | NA | NA | NA | NA | NA | 8760 | 7884 | 5256 | 1 | 0.9 | 0.6 | NA | NA | NA | NA | NA | NA | 7884 | 5256 | 0.9 | 0.9 | NA | NA | NA | NA | t_ActAreaEFLH2005 | 43 | 99 | t_ActAreaCDF2005 | 56 | 112 | t_ActAreaEFLH | 43 | 99 | t_ActAreaCDF | 56 | 112
Health/Medical - Nursing Home | Building | 4243.8933 | 4187.7748 | 3674.0243 | 0.71143 | 0.67883 | 0.56596 | NA | NA | NA | NA | NA | NA | 4248.9215 | 4187.7748 | 3674.0243 | 0.71095 | 0.67883 | 0.56596 | NA | NA | NA | NA | NA | NA | 4304.2382 | 4156.3905 | 3660.4312 | 0.71094 | 0.67658 | 0.56493 | NA | NA | NA | NA | NA | NA | 4304.2382 | 4156.3905 | 3660.4312 | 0.71094 | 0.67658 | 0.56493 | NA | NA | NA | NA | NA | NA | 4327.7591 | 4157.8533 | 3661.0219 | 0.71157 | 0.67659 | 0.56478 | NA | NA | NA | NA | NA | NA | 4187.7748 | 3675.0226 | 0.67446 | 0.67446 | NA | NA | NA | NA | t_BldgEFLH2005 | 52 | 108 | t_BldgCDF2005 | 65 | 121 | t_BldgEFLH | 52 | 108 | t_BldgCDF | 65 | 121
Lodging - Hotel | Laundry | 4518.7 | 4153.7 | 3586.125 | 0.74 | 0.78667 | 0.59 | NA | NA | NA | NA | NA | NA | 4518.7 | 4153.7 | 3586.125 | 0.74 | 0.78667 | 0.59 | NA | NA | NA | NA | NA | NA | 4518.7 | 4153.7 | 3586.125 | 0.74 | 0.78667 | 0.59 | NA | NA | NA | NA | NA | NA | 4518.7 | 4153.7 | 3586.125 | 0.74 | 0.78667 | 0.59 | NA | NA | NA | NA | NA | NA | 4518.7 | 4153.7 | 3586.125 | 0.74 | 0.78667 | 0.59 | NA | NA | NA | NA | NA | NA | 4153.7 | 3586.125 | 0.78667 | 0.78667 | NA | NA | NA | NA | t_ActAreaEFLH2005 | 43 | 99 | t_ActAreaCDF2005 | 56 | 112 | t_ActAreaEFLH | 43 | 99 | t_ActAreaCDF | 56 | 112
Lodging - Hotel | Lobby (Hotel) | 8760 | 7884 | 5913 | 1 | 0.9 | 0.675 | NA | NA | NA | NA | NA | NA | 8760 | 7884 | 5913 | 1 | 0.9 | 0.675 | NA | NA | NA | NA | NA | NA | 8760 | 7884 | 5913 | 1 | 0.9 | 0.675 | NA | NA | NA | NA | NA | NA | 8760 | 7884 | 5913 | 1 | 0.9 | 0.675 | NA | NA | NA | NA | NA | NA | 8760 | 7884 | 5913 | 1 | 0.9 | 0.675 | NA | NA | NA | NA | NA | NA | 7884 | 5913 | 0.9 | 0.9 | NA | NA | NA | NA | t_ActAreaEFLH2005 | 43 | 99 | t_ActAreaCDF2005 | 56 | 112 | t_ActAreaEFLH | 43 | 99 | t_ActAreaCDF | 56 | 112
Lodging - Hotel | Office (General) | 4781.5 | 3317.154 | 3006.4875 | 0.8 | 0.71 | 0.5325 | NA | NA | NA | NA | NA | NA | 4781.5 | 3317.154 | 3006.4875 | 0.8 | 0.71 | 0.5325 | NA | NA | NA | NA | NA | NA | 4781.5 | 3317.154 | 3006.4875 | 0.8 | 0.71 | 0.5325 | NA | NA | NA | NA | NA | NA | 4781.5 | 3317.154 | 3006.4875 | 0.8 | 0.71 | 0.5325 | NA | NA | NA | NA | NA | NA | 4781.5 | 3317.154 | 3006.4875 | 0.8 | 0.71 | 0.5325 | NA | NA | NA | NA | NA | NA | 3317.154 | 3006.4875 | 0.71 | 0.71 | NA | NA | NA | NA | t_ActAreaEFLH2005 | 43 | 99 | t_ActAreaCDF2005 | 56 | 112 | t_ActAreaEFLH | 43 | 99 | t_ActAreaCDF | 56 | 112
Lodging - Hotel | Kitchen and Food Preparation | 4175.6 | 4523.7223 | 3641.472 | 0.74333 | 0.88 | 0.66 | NA | NA | NA | NA | NA | NA | 4175.6 | 4523.7223 | 3641.472 | 0.74333 | 0.88 | 0.66 | NA | NA | NA | NA | NA | NA | 4175.6 | 4523.7223 | 3641.472 | 0.74333 | 0.88 | 0.66 | NA | NA | NA | NA | NA | NA | 4175.6 | 4523.7223 | 3641.472 | 0.74333 | 0.88 | 0.66 | NA | NA | NA | NA | NA | NA | 4175.6 | 4523.7223 | 3641.472 | 0.74333 | 0.88 | 0.66 | NA | NA | NA | NA | NA | NA | 4523.7223 | 3641.472 | 0.88 | 0.88 | NA | NA | NA | NA | t_ActAreaEFLH2005 | 43 | 99 | t_ActAreaCDF2005 | 56 | 112 | t_ActAreaEFLH | 43 | 99 | t_ActAreaCDF | 56 | 112
Lodging - Hotel | Bar, Cocktail Lounge | 3912.8 | 3484.6779 | 3107.7347 | 0.63333 | 0.82544 | 0.61908 | NA | NA | NA | NA | NA | NA | 3912.8 | 3484.6779 | 3107.7347 | 0.63333 | 0.82544 | 0.61908 | NA | NA | NA | NA | NA | NA | 3912.8 | 3484.6779 | 3107.7347 | 0.63333 | 0.82544 | 0.61908 | NA | NA | NA | NA | NA | NA | 3912.8 | 3484.6779 | 3107.7347 | 0.63333 | 0.82544 | 0.61908 | NA | NA | NA | NA | NA | NA | 3912.8 | 3484.6779 | 3107.7347 | 0.63333 | 0.82544 | 0.61908 | NA | NA | NA | NA | NA | NA | 3484.6779 | 3107.7347 | 0.82544 | 0.82544 | NA | NA | NA | NA | t_ActAreaEFLH2005 | 43 | 99 | t_ActAreaCDF2005 | 56 | 112 | t_ActAreaEFLH | 43 | 99 | t_ActAreaCDF | 56 | 112
Lodging - Hotel | Dining Area | 4175.6 | 3484.6779 | 3107.7347 | 0.74333 | 0.82544 | 0.61908 | NA | NA | NA | NA | NA | NA | 4175.6 | 3484.6779 | 3107.7347 | 0.74333 | 0.82544 | 0.61908 | NA | NA | NA | NA | NA | NA | 4175.6 | 3484.6779 | 3107.7347 | 0.74333 | 0.82544 | 0.61908 | NA | NA | NA | NA | NA | NA | 4175.6 | 3484.6779 | 3107.7347 | 0.74333 | 0.82544 | 0.61908 | NA | NA | NA | NA | NA | NA | 4175.6 | 3484.6779 | 3107.7347 | 0.74333 | 0.82544 | 0.61908 | NA | NA | NA | NA | NA | NA | 3484.6779 | 3107.7347 | 0.82544 | 0.82544 | NA | NA | NA | NA | t_ActAreaEFLH2005 | 43 | 99 | t_ActAreaCDF2005 | 56 | 112 | t_ActAreaEFLH | 43 | 99 | t_ActAreaCDF | 56 | 112
Lodging - Hotel | Hotel/Motel Guest Room (incl. toilets) - occ | 4818 | 1064.8374 | 1064.8374 | 0.5 | 0.1089 | 0.1089 | NA | NA | NA | NA | NA | NA | 4818 | 1064.8374 | 1064.8374 | 0.5 | 0.1089 | 0.1089 | NA | NA | NA | NA | NA | NA | 4818 | 1064.8374 | 1064.8374 | 0.5 | 0.1089 | 0.1089 | NA | NA | NA | NA | NA | NA | 4818 | 1064.8374 | 1064.8374 | 0.5 | 0.1089 | 0.1089 | NA | NA | NA | NA | NA | NA | 4818 | 1064.8374 | 1064.8374 | 0.5 | 0.1089 | 0.1089 | NA | NA | NA | NA | NA | NA | 1064.8374 | 1064.8374 | 0.1089 | 0.1089 | NA | NA | NA | NA | t_ActAreaEFLH2005 | 43 | 99 | t_ActAreaCDF2005 | 56 | 112 | t_ActAreaEFLH | 43 | 99 | t_ActAreaCDF | 56 | 112
Lodging - Hotel | Hotel/Motel Guest Room (incl. toilets) - unocc | 4818 | 0 | 0 | 0.5 | 0 | 0 | NA | NA | NA | NA | NA | NA | 4818 | 0 | 0 | 0.5 | 0 | 0 | NA | NA | NA | NA | NA | NA | 4818 | 0 | 0 | 0.5 | 0 | 0 | NA | NA | NA | NA | NA | NA | 4818 | 0 | 0 | 0.5 | 0 | 0 | NA | NA | NA | NA | NA | NA | 4818 | 0 | 0 | 0.5 | 0 | 0 | NA | NA | NA | NA | NA | NA | 0 | 0 | 0 | 0 | NA | NA | NA | NA | t_ActAreaEFLH2005 | 43 | 99 | t_ActAreaCDF2005 | 56 | 112 | t_ActAreaEFLH | 43 | 99 | t_ActAreaCDF | 56 | 112
Lodging - Hotel | Corridor | 8760 | 7884 | 5913 | 1 | 0.9 | 0.675 | NA | NA | NA | NA | NA | NA | 8760 | 7884 | 5913 | 1 | 0.9 | 0.675 | NA | NA | NA | NA | NA | NA | 8760 | 7884 | 5913 | 1 | 0.9 | 0.675 | NA | NA | NA | NA | NA | NA | 8760 | 7884 | 5913 | 1 | 0.9 | 0.675 | NA | NA | NA | NA | NA | NA | 8760 | 7884 | 5913 | 1 | 0.9 | 0.675 | NA | NA | NA | NA | NA | NA | 7884 | 5913 | 0.9 | 0.9 | NA | NA | NA | NA | t_ActAreaEFLH2005 | 43 | 99 | t_ActAreaCDF2005 | 56 | 112 | t_ActAreaEFLH | 43 | 99 | t_ActAreaCDF | 56 | 112
Lodging - Hotel | Building | 5897.922 | 2309.2771 | 1919.9869 | 0.68172 | 0.2867 | 0.23005 | NA | NA | NA | NA | NA | NA | 5768.8061 | 2309.2771 | 1919.9869 | 0.66422 | 0.2867 | 0.23005 | NA | NA | NA | NA | NA | NA | 5745.8952 | 2148.2808 | 1799.324 | 0.64825 | 0.26428 | 0.21383 | NA | NA | NA | NA | NA | NA | 5642.628 | 2148.2808 | 1799.324 | 0.6362 | 0.26428 | 0.21383 | NA | NA | NA | NA | NA | NA | 5513.6743 | 1945.1489 | 1653.5526 | 0.61976 | 0.24155 | 0.19734 | NA | NA | NA | NA | NA | NA | 2309.2771 | 1645.0044 | 0.23859 | 0.23859 | NA | NA | NA | NA | t_BldgEFLH2005 | 52 | 108 | t_BldgCDF2005 | 65 | 121 | t_BldgEFLH | 52 | 108 | t_BldgCDF | 65 | 121
Lodging - Motel | Hotel/Motel Guest Room (incl. toilets) - 12hr occ | 3595.25 | 758.1627 | 758.1627 | 0.15 | 0.079693 | 0.079693 | NA | NA | NA | NA | NA | NA | 3595.25 | 758.1627 | 758.1627 | 0.15 | 0.079693 | 0.079693 | NA | NA | NA | NA | NA | NA | 3595.25 | 758.1627 | 758.1627 | 0.15 | 0.079693 | 0.079693 | NA | NA | NA | NA | NA | NA | 3595.25 | 758.1627 | 758.1627 | 0.15 | 0.079693 | 0.079693 | NA | NA | NA | NA | NA | NA | 3595.25 | 758.1627 | 758.1627 | 0.15 | 0.079693 | 0.079693 | NA | NA | NA | NA | NA | NA | 758.1627 | 758.1627 | 0.079693 | 0.079693 | NA | NA | NA | NA | t_ActAreaEFLH2005 | 43 | 99 | t_ActAreaCDF2005 | 56 | 112 | t_ActAreaEFLH | 43 | 99 | t_ActAreaCDF | 56 | 112
Lodging - Motel | Hotel/Motel Guest Room (incl. toilets) - 24hr occ | 4471.25 | 1131.5862 | 1131.5862 | 0.45 | 0.11894 | 0.11894 | NA | NA | NA | NA | NA | NA | 4471.25 | 1131.5862 | 1131.5862 | 0.45 | 0.11894 | 0.11894 | NA | NA | NA | NA | NA | NA | 4471.25 | 1131.5862 | 1131.5862 | 0.45 | 0.11894 | 0.11894 | NA | NA | NA | NA | NA | NA | 4471.25 | 1131.5862 | 1131.5862 | 0.45 | 0.11894 | 0.11894 | NA | NA | NA | NA | NA | NA | 4471.25 | 1131.5862 | 1131.5862 | 0.45 | 0.11894 | 0.11894 | NA | NA | NA | NA | NA | NA | 1131.5862 | 1131.5862 | 0.11894 | 0.11894 | NA | NA | NA | NA | t_ActAreaEFLH2005 | 43 | 99 | t_ActAreaCDF2005 | 56 | 112 | t_ActAreaEFLH | 43 | 99 | t_ActAreaCDF | 56 | 112
Lodging - Motel | Hotel/Motel Guest Room (incl. toilets) - unocc | 0 | 0 | 0 | 0 | 0 | 0 | NA | NA | NA | NA | NA | NA | 0 | 0 | 0 | 0 | 0 | 0 | NA | NA | NA | NA | NA | NA | 0 | 0 | 0 | 0 | 0 | 0 | NA | NA | NA | NA | NA | NA | 0 | 0 | 0 | 0 | 0 | 0 | NA | NA | NA | NA | NA | NA | 0 | 0 | 0 | 0 | 0 | 0 | NA | NA | NA | NA | NA | NA | 0 | 0 | 0 | 0 | NA | NA | NA | NA | t_ActAreaEFLH2005 | 43 | 99 | t_ActAreaCDF2005 | 56 | 112 | t_ActAreaEFLH | 43 | 99 | t_ActAreaCDF | 56 | 112
Lodging - Motel | Office (General) | 8760 | 6132 | 6132 | 1 | 0.7 | 0.7 | NA | NA | NA | NA | NA | NA | 8760 | 6132 | 6132 | 1 | 0.7 | 0.7 | NA | NA | NA | NA | NA | NA | 8760 | 6132 | 6132 | 1 | 0.7 | 0.7 | NA | NA | NA | NA | NA | NA | 8760 | 6132 | 6132 | 1 | 0.7 | 0.7 | NA | NA | NA | NA | NA | NA | 8760 | 6132 | 6132 | 1 | 0.7 | 0.7 | NA | NA | NA | NA | NA | NA | 6132 | 6132 | 0.7 | 0.7 | NA | NA | NA | NA | t_ActAreaEFLH2005 | 43 | 99 | t_ActAreaCDF2005 | 56 | 112 | t_ActAreaEFLH | 43 | 99 | t_ActAreaCDF | 56 | 112
Lodging - Motel | Laundry | 8760 | 5256 | 4051.2 | 1 | 0.6 | 0.4 | NA | NA | NA | NA | NA | NA | 8760 | 5256 | 4051.2 | 1 | 0.6 | 0.4 | NA | NA | NA | NA | NA | NA | 8760 | 5256 | 4051.2 | 1 | 0.6 | 0.4 | NA | NA | NA | NA | NA | NA | 8760 | 5256 | 4051.2 | 1 | 0.6 | 0.4 | NA | NA | NA | NA | NA | NA | 8760 | 5256 | 4051.2 | 1 | 0.6 | 0.4 | NA | NA | NA | NA | NA | NA | 5256 | 4051.2 | 0.6 | 0.6 | NA | NA | NA | NA | t_ActAreaEFLH2005 | 43 | 99 | t_ActAreaCDF2005 | 56 | 112 | t_ActAreaEFLH | 43 | 99 | t_ActAreaCDF | 56 | 112
Lodging - Motel | Corridor | 8760 | 7884 | 6679.2 | 1 | 0.9 | 0.7 | NA | NA | NA | NA | NA | NA | 8760 | 7884 | 6679.2 | 1 | 0.9 | 0.7 | NA | NA | NA | NA | NA | NA | 8760 | 7884 | 6679.2 | 1 | 0.9 | 0.7 | NA | NA | NA | NA | NA | NA | 8760 | 7884 | 6679.2 | 1 | 0.9 | 0.7 | NA | NA | NA | NA | NA | NA | 8760 | 7884 | 6679.2 | 1 | 0.9 | 0.7 | NA | NA | NA | NA | NA | NA | 7884 | 6679.2 | 0.9 | 0.9 | NA | NA | NA | NA | t_ActAreaEFLH2005 | 43 | 99 | t_ActAreaCDF2005 | 56 | 112 | t_ActAreaEFLH | 43 | 99 | t_ActAreaCDF | 56 | 112
Lodging - Motel | Building | 4562.3362 | 1742.741 | 1579.4465 | 0.41437 | 0.19389 | 0.16678 | NA | NA | NA | NA | NA | NA | 4436.2941 | 1742.741 | 1579.4465 | 0.39678 | 0.19389 | 0.16678 | NA | NA | NA | NA | NA | NA | 4102.5472 | 1530.2614 | 1408.3113 | 0.35022 | 0.16943 | 0.14919 | NA | NA | NA | NA | NA | NA | 4102.5472 | 1530.2614 | 1408.3113 | 0.35022 | 0.16943 | 0.14919 | NA | NA | NA | NA | NA | NA | 4085.3585 | 1530.2614 | 1408.3113 | 0.34782 | 0.16943 | 0.14919 | NA | NA | NA | NA | NA | NA | 1742.741 | 1378.8155 | 0.16612 | 0.16612 | NA | NA | NA | NA | t_BldgEFLH2005 | 52 | 108 | t_BldgCDF2005 | 65 | 121 | t_BldgEFLH | 52 | 108 | t_BldgCDF | 65 | 121
Manufacturing - Bio/Tech | Comm/Ind Work (High Tech, Bio Tech, Lab) | 2847.6 | 3040.4737 | 2571.7642 | 0.91667 | 0.85877 | 0.78246 | NA | NA | NA | NA | NA | NA | 2847.6 | 3040.4737 | 2571.7642 | 0.91667 | 0.85877 | 0.78246 | NA | NA | NA | NA | NA | NA | 2847.6 | 3040.4737 | 2571.7642 | 0.91667 | 0.85877 | 0.78246 | NA | NA | NA | NA | NA | NA | 2847.6 | 3040.4737 | 2571.7642 | 0.91667 | 0.85877 | 0.78246 | NA | NA | NA | NA | NA | NA | 2847.6 | 3040.4737 | 2571.7642 | 0.91667 | 0.85877 | 0.78246 | NA | NA | NA | NA | NA | NA | 3040.4737 | 2571.7642 | 0.85877 | 0.85877 | NA | NA | NA | NA | t_ActAreaEFLH2005 | 43 | 99 | t_ActAreaCDF2005 | 56 | 112 | t_ActAreaEFLH | 43 | 99 | t_ActAreaCDF | 56 | 112
Manufacturing - Bio/Tech | Office (General) | 2847.6 | 3074.8211 | 2571.7642 | 0.91667 | 0.85965 | 0.78246 | NA | NA | NA | NA | NA | NA | 2847.6 | 3074.8211 | 2571.7642 | 0.91667 | 0.85965 | 0.78246 | NA | NA | NA | NA | NA | NA | 2847.6 | 3074.8211 | 2571.7642 | 0.91667 | 0.85965 | 0.78246 | NA | NA | NA | NA | NA | NA | 2847.6 | 3074.8211 | 2571.7642 | 0.91667 | 0.85965 | 0.78246 | NA | NA | NA | NA | NA | NA | 2847.6 | 3074.8211 | 2571.7642 | 0.91667 | 0.85965 | 0.78246 | NA | NA | NA | NA | NA | NA | 3074.8211 | 2571.7642 | 0.85965 | 0.85965 | NA | NA | NA | NA | t_ActAreaEFLH2005 | 43 | 99 | t_ActAreaCDF2005 | 56 | 112 | t_ActAreaEFLH | 43 | 99 | t_ActAreaCDF | 56 | 112
Manufacturing - Bio/Tech | Corridor | 8760 | 7555.2 | 7555.2 | 1 | 0.8 | 0.8 | NA | NA | NA | NA | NA | NA | 8760 | 7555.2 | 7555.2 | 1 | 0.8 | 0.8 | NA | NA | NA | NA | NA | NA | 8760 | 7555.2 | 7555.2 | 1 | 0.8 | 0.8 | NA | NA | NA | NA | NA | NA | 8760 | 7555.2 | 7555.2 | 1 | 0.8 | 0.8 | NA | NA | NA | NA | NA | NA | 8760 | 7555.2 | 7555.2 | 1 | 0.8 | 0.8 | NA | NA | NA | NA | NA | NA | 7555.2 | 7555.2 | 0.8 | 0.8 | NA | NA | NA | NA | t_ActAreaEFLH2005 | 43 | 99 | t_ActAreaCDF2005 | 56 | 112 | t_ActAreaEFLH | 43 | 99 | t_ActAreaCDF | 56 | 112
Manufacturing - Bio/Tech | Computer Room (Mainframe/Server) | 2847.6 | 3040.4737 | 2571.7642 | 0.91667 | 0.85877 | 0.78246 | NA | NA | NA | NA | NA | NA | 2847.6 | 3040.4737 | 2571.7642 | 0.91667 | 0.85877 | 0.78246 | NA | NA | NA | NA | NA | NA | 2847.6 | 3040.4737 | 2571.7642 | 0.91667 | 0.85877 | 0.78246 | NA | NA | NA | NA | NA | NA | 2847.6 | 3040.4737 | 2571.7642 | 0.91667 | 0.85877 | 0.78246 | NA | NA | NA | NA | NA | NA | 2847.6 | 3040.4737 | 2571.7642 | 0.91667 | 0.85877 | 0.78246 | NA | NA | NA | NA | NA | NA | 3040.4737 | 2571.7642 | 0.85877 | 0.85877 | NA | NA | NA | NA | t_ActAreaEFLH2005 | 43 | 99 | t_ActAreaCDF2005 | 56 | 112 | t_ActAreaEFLH | 43 | 99 | t_ActAreaCDF | 56 | 112
Manufacturing - Bio/Tech | Dining Area | 2847.6 | 3040.4737 | 2710.2105 | 0.91667 | 0.85877 | 0.79649 | NA | NA | NA | NA | NA | NA | 2847.6 | 3040.4737 | 2710.2105 | 0.91667 | 0.85877 | 0.79649 | NA | NA | NA | NA | NA | NA | 2847.6 | 3040.4737 | 2710.2105 | 0.91667 | 0.85877 | 0.79649 | NA | NA | NA | NA | NA | NA | 2847.6 | 3040.4737 | 2710.2105 | 0.91667 | 0.85877 | 0.79649 | NA | NA | NA | NA | NA | NA | 2847.6 | 3040.4737 | 2710.2105 | 0.91667 | 0.85877 | 0.79649 | NA | NA | NA | NA | NA | NA | 3040.4737 | 2710.2105 | 0.85877 | 0.85877 | NA | NA | NA | NA | t_ActAreaEFLH2005 | 43 | 99 | t_ActAreaCDF2005 | 56 | 112 | t_ActAreaEFLH | 43 | 99 | t_ActAreaCDF | 56 | 112
Manufacturing - Bio/Tech | Kitchen and Food Preparation | 2847.6 | 3040.4737 | 2612.4526 | 0.91667 | 0.85877 | 0.78246 | NA | NA | NA | NA | NA | NA | 2847.6 | 3040.4737 | 2612.4526 | 0.91667 | 0.85877 | 0.78246 | NA | NA | NA | NA | NA | NA | 2847.6 | 3040.4737 | 2612.4526 | 0.91667 | 0.85877 | 0.78246 | NA | NA | NA | NA | NA | NA | 2847.6 | 3040.4737 | 2612.4526 | 0.91667 | 0.85877 | 0.78246 | NA | NA | NA | NA | NA | NA | 2847.6 | 3040.4737 | 2612.4526 | 0.91667 | 0.85877 | 0.78246 | NA | NA | NA | NA | NA | NA | 3040.4737 | 2612.4526 | 0.85877 | 0.85877 | NA | NA | NA | NA | t_ActAreaEFLH2005 | 43 | 99 | t_ActAreaCDF2005 | 56 | 112 | t_ActAreaEFLH | 43 | 99 | t_ActAreaCDF | 56 | 112
Manufacturing - Bio/Tech | Conference Room | 3388.5 | 3539.1 | 2498.0775 | 0.83333 | 0.775 | 0.57583 | NA | NA | NA | NA | NA | NA | 3388.5 | 3539.1 | 2498.0775 | 0.83333 | 0.775 | 0.57583 | NA | NA | NA | NA | NA | NA | 3388.5 | 3539.1 | 2498.0775 | 0.83333 | 0.775 | 0.57583 | NA | NA | NA | NA | NA | NA | 3388.5 | 3539.1 | 2498.0775 | 0.83333 | 0.775 | 0.57583 | NA | NA | NA | NA | NA | NA | 3388.5 | 3539.1 | 2498.0775 | 0.83333 | 0.775 | 0.57583 | NA | NA | NA | NA | NA | NA | 3539.1 | 2498.0775 | 0.775 | 0.775 | NA | NA | NA | NA | t_ActAreaEFLH2005 | 43 | 99 | t_ActAreaCDF2005 | 56 | 112 | t_ActAreaEFLH | 43 | 99 | t_ActAreaCDF | 56 | 112
Manufacturing - Bio/Tech | Building | 3255.2251 | 3612.7111 | 3181.5941 | 0.92111 | 0.84956 | 0.77942 | NA | NA | NA | NA | NA | NA | 3246.7534 | 3612.7111 | 3181.5941 | 0.92094 | 0.84956 | 0.77942 | NA | NA | NA | NA | NA | NA | 3425.5635 | 3492.374 | 3049.1502 | 0.9225 | 0.85129 | 0.77932 | NA | NA | NA | NA | NA | NA | 3425.6225 | 3492.2998 | 3050.0255 | 0.92264 | 0.85141 | 0.77964 | NA | NA | NA | NA | NA | NA | 3488.7589 | 3528.6116 | 3089.461 | 0.92345 | 0.85095 | 0.77976 | NA | NA | NA | NA | NA | NA | 3612.7111 | 3121.9404 | 0.85041 | 0.85041 | NA | NA | NA | NA | t_BldgEFLH2005 | 52 | 108 | t_BldgCDF2005 | 65 | 121 | t_BldgEFLH | 52 | 108 | t_BldgCDF | 65 | 121
Manufacturing - Light Industrial | Comm/Ind Work (General, High Bay) | 2847.6 | 3196.3579 | 2571.7642 | 0.91667 | 0.92544 | 0.78246 | NA | NA | NA | NA | NA | NA | 2847.6 | 3196.3579 | 2571.7642 | 0.91667 | 0.92544 | 0.78246 | NA | NA | NA | NA | NA | NA | 2847.6 | 3196.3579 | 2571.7642 | 0.91667 | 0.92544 | 0.78246 | NA | NA | NA | NA | NA | NA | 2847.6 | 3196.3579 | 2571.7642 | 0.91667 | 0.92544 | 0.78246 | NA | NA | NA | NA | NA | NA | 2847.6 | 3196.3579 | 2571.7642 | 0.91667 | 0.92544 | 0.78246 | NA | NA | NA | NA | NA | NA | 3196.3579 | 2571.7642 | 0.92544 | 0.92544 | NA | NA | NA | NA | t_ActAreaEFLH2005 | 43 | 99 | t_ActAreaCDF2005 | 56 | 112 | t_ActAreaEFLH | 43 | 99 | t_ActAreaCDF | 56 | 112
Manufacturing - Light Industrial | Storage (Unconditioned) | 3362.15 | 3348.9395 | 2604.0639 | 1 | 0.9 | 0.725 | NA | NA | NA | NA | NA | NA | 3362.15 | 3348.9395 | 2604.0639 | 1 | 0.9 | 0.725 | NA | NA | NA | NA | NA | NA | 3362.15 | 3348.9395 | 2604.0639 | 1 | 0.9 | 0.725 | NA | NA | NA | NA | NA | NA | 3362.15 | 3348.9395 | 2604.0639 | 1 | 0.9 | 0.725 | NA | NA | NA | NA | NA | NA | 3362.15 | 3348.9395 | 2604.0639 | 1 | 0.9 | 0.725 | NA | NA | NA | NA | NA | NA | 3348.9395 | 2604.0639 | 0.9 | 0.9 | NA | NA | NA | NA | t_ActAreaEFLH2005 | 43 | 99 | t_ActAreaCDF2005 | 56 | 112 | t_ActAreaEFLH | 43 | 99 | t_ActAreaCDF | 56 | 112
Manufacturing - Light Industrial | Building | 2896.6048 | 3210.8895 | 2574.8404 | 0.9246 | 0.92302 | 0.77698 | NA | NA | NA | NA | NA | NA | 2899.055 | 3210.8895 | 2574.8404 | 0.925 | 0.92302 | 0.77698 | NA | NA | NA | NA | NA | NA | 2904.7722 | 3212.1422 | 2575.1056 | 0.92593 | 0.92281 | 0.77651 | NA | NA | NA | NA | NA | NA | 2904.7722 | 3212.1422 | 2575.1056 | 0.92593 | 0.92281 | 0.77651 | NA | NA | NA | NA | NA | NA | 2909.346 | 3213.3114 | 2575.3531 | 0.92667 | 0.92261 | 0.77607 | NA | NA | NA | NA | NA | NA | 3210.8895 | 2575.6402 | 0.92239 | 0.92239 | NA | NA | NA | NA | t_BldgEFLH2005 | 52 | 108 | t_BldgCDF2005 | 65 | 121 | t_BldgEFLH | 52 | 108 | t_BldgCDF | 65 | 121
Office - Large | Office (Open Plan) | 3453.3 | 2641.0347 | 2996.1799 | 0.91667 | 0.71 | 0.62519 | NA | NA | NA | NA | NA | NA | 3453.3 | 2641.0347 | 2996.1799 | 0.91667 | 0.71 | 0.62519 | NA | NA | NA | NA | NA | NA | 3453.3 | 2641.0347 | 2996.1799 | 0.91667 | 0.71 | 0.62519 | NA | NA | NA | NA | NA | NA | 3453.3 | 2641.0347 | 2996.1799 | 0.91667 | 0.71 | 0.62519 | NA | NA | NA | NA | NA | NA | 3453.3 | 2641.0347 | 2996.1799 | 0.91667 | 0.71 | 0.62519 | NA | NA | NA | NA | NA | NA | 2641.0347 | 2996.1799 | 0.71 | 0.71 | NA | NA | NA | NA | t_ActAreaEFLH2005 | 43 | 99 | t_ActAreaCDF2005 | 56 | 112 | t_ActAreaEFLH | 43 | 99 | t_ActAreaCDF | 56 | 112
Office - Large | Office (Executive/Private) | 3453.3 | 2641.0347 | 2996.1799 | 0.91667 | 0.71 | 0.62519 | NA | NA | NA | NA | NA | NA | 3453.3 | 2641.0347 | 2996.1799 | 0.91667 | 0.71 | 0.62519 | NA | NA | NA | NA | NA | NA | 3453.3 | 2641.0347 | 2996.1799 | 0.91667 | 0.71 | 0.62519 | NA | NA | NA | NA | NA | NA | 3453.3 | 2641.0347 | 2996.1799 | 0.91667 | 0.71 | 0.62519 | NA | NA | NA | NA | NA | NA | 3453.3 | 2641.0347 | 2996.1799 | 0.91667 | 0.71 | 0.62519 | NA | NA | NA | NA | NA | NA | 2641.0347 | 2996.1799 | 0.71 | 0.71 | NA | NA | NA | NA | t_ActAreaEFLH2005 | 43 | 99 | t_ActAreaCDF2005 | 56 | 112 | t_ActAreaEFLH | 43 | 99 | t_ActAreaCDF | 56 | 112
Office - Large | Corridor | 3453.3 | 2641.0347 | 2996.1799 | 0.91667 | 0.71 | 0.62519 | NA | NA | NA | NA | NA | NA | 3453.3 | 2641.0347 | 2996.1799 | 0.91667 | 0.71 | 0.62519 | NA | NA | NA | NA | NA | NA | 3453.3 | 2641.0347 | 2996.1799 | 0.91667 | 0.71 | 0.62519 | NA | NA | NA | NA | NA | NA | 3453.3 | 2641.0347 | 2996.1799 | 0.91667 | 0.71 | 0.62519 | NA | NA | NA | NA | NA | NA | 3453.3 | 2641.0347 | 2996.1799 | 0.91667 | 0.71 | 0.62519 | NA | NA | NA | NA | NA | NA | 2641.0347 | 2996.1799 | 0.71 | 0.71 | NA | NA | NA | NA | t_ActAreaEFLH2005 | 43 | 99 | t_ActAreaCDF2005 | 56 | 112 | t_ActAreaEFLH | 43 | 99 | t_ActAreaCDF | 56 | 112
Office - Large | Lobby (Office Reception/Waiting) | 3453.3 | 2641.0347 | 2996.1799 | 0.91667 | 0.71 | 0.62519 | NA | NA | NA | NA | NA | NA | 3453.3 | 2641.0347 | 2996.1799 | 0.91667 | 0.71 | 0.62519 | NA | NA | NA | NA | NA | NA | 3453.3 | 2641.0347 | 2996.1799 | 0.91667 | 0.71 | 0.62519 | NA | NA | NA | NA | NA | NA | 3453.3 | 2641.0347 | 2996.1799 | 0.91667 | 0.71 | 0.62519 | NA | NA | NA | NA | NA | NA | 3453.3 | 2641.0347 | 2996.1799 | 0.91667 | 0.71 | 0.62519 | NA | NA | NA | NA | NA | NA | 2641.0347 | 2996.1799 | 0.71 | 0.71 | NA | NA | NA | NA | t_ActAreaEFLH2005 | 43 | 99 | t_ActAreaCDF2005 | 56 | 112 | t_ActAreaEFLH | 43 | 99 | t_ActAreaCDF | 56 | 112
Office - Large | Conference Room | 3453.3 | 2641.0347 | 2996.1799 | 0.91667 | 0.71 | 0.62519 | NA | NA | NA | NA | NA | NA | 3453.3 | 2641.0347 | 2996.1799 | 0.91667 | 0.71 | 0.62519 | NA | NA | NA | NA | NA | NA | 3453.3 | 2641.0347 | 2996.1799 | 0.91667 | 0.71 | 0.62519 | NA | NA | NA | NA | NA | NA | 3453.3 | 2641.0347 | 2996.1799 | 0.91667 | 0.71 | 0.62519 | NA | NA | NA | NA | NA | NA | 3453.3 | 2641.0347 | 2996.1799 | 0.91667 | 0.71 | 0.62519 | NA | NA | NA | NA | NA | NA | 2641.0347 | 2996.1799 | 0.71 | 0.71 | NA | NA | NA | NA | t_ActAreaEFLH2005 | 43 | 99 | t_ActAreaCDF2005 | 56 | 112 | t_ActAreaEFLH | 43 | 99 | t_ActAreaCDF | 56 | 112
Office - Large | Copy Room (photocopying equipment) | 3453.3 | 2641.0347 | 2996.1799 | 0.91667 | 0.71 | 0.62519 | NA | NA | NA | NA | NA | NA | 3453.3 | 2641.0347 | 2996.1799 | 0.91667 | 0.71 | 0.62519 | NA | NA | NA | NA | NA | NA | 3453.3 | 2641.0347 | 2996.1799 | 0.91667 | 0.71 | 0.62519 | NA | NA | NA | NA | NA | NA | 3453.3 | 2641.0347 | 2996.1799 | 0.91667 | 0.71 | 0.62519 | NA | NA | NA | NA | NA | NA | 3453.3 | 2641.0347 | 2996.1799 | 0.91667 | 0.71 | 0.62519 | NA | NA | NA | NA | NA | NA | 2641.0347 | 2996.1799 | 0.71 | 0.71 | NA | NA | NA | NA | t_ActAreaEFLH2005 | 43 | 99 | t_ActAreaCDF2005 | 56 | 112 | t_ActAreaEFLH | 43 | 99 | t_ActAreaCDF | 56 | 112
Office - Large | Restrooms | 3453.3 | 2641.0347 | 2996.1799 | 0.91667 | 0.71 | 0.62519 | NA | NA | NA | NA | NA | NA | 3453.3 | 2641.0347 | 2996.1799 | 0.91667 | 0.71 | 0.62519 | NA | NA | NA | NA | NA | NA | 3453.3 | 2641.0347 | 2996.1799 | 0.91667 | 0.71 | 0.62519 | NA | NA | NA | NA | NA | NA | 3453.3 | 2641.0347 | 2996.1799 | 0.91667 | 0.71 | 0.62519 | NA | NA | NA | NA | NA | NA | 3453.3 | 2641.0347 | 2996.1799 | 0.91667 | 0.71 | 0.62519 | NA | NA | NA | NA | NA | NA | 2641.0347 | 2996.1799 | 0.71 | 0.71 | NA | NA | NA | NA | t_ActAreaEFLH2005 | 43 | 99 | t_ActAreaCDF2005 | 56 | 112 | t_ActAreaEFLH | 43 | 99 | t_ActAreaCDF | 56 | 112
Office - Large | Mechanical/Electrical Room | 3453.3 | 2641.0347 | 2996.1799 | 0.91667 | 0.71 | 0.62519 | NA | NA | NA | NA | NA | NA | 3453.3 | 2641.0347 | 2996.1799 | 0.91667 | 0.71 | 0.62519 | NA | NA | NA | NA | NA | NA | 3453.3 | 2641.0347 | 2996.1799 | 0.91667 | 0.71 | 0.62519 | NA | NA | NA | NA | NA | NA | 3453.3 | 2641.0347 | 2996.1799 | 0.91667 | 0.71 | 0.62519 | NA | NA | NA | NA | NA | NA | 3453.3 | 2641.0347 | 2996.1799 | 0.91667 | 0.71 | 0.62519 | NA | NA | NA | NA | NA | NA | 2641.0347 | 2996.1799 | 0.71 | 0.71 | NA | NA | NA | NA | t_ActAreaEFLH2005 | 43 | 99 | t_ActAreaCDF2005 | 56 | 112 | t_ActAreaEFLH | 43 | 99 | t_ActAreaCDF | 56 | 112
Office - Large | Building | 3453.3 | 2641.0347 | 2996.1799 | 0.91667 | 0.71 | 0.62519 | NA | NA | NA | NA | NA | NA | 3453.3 | 2641.0347 | 2996.1799 | 0.91667 | 0.71 | 0.62519 | NA | NA | NA | NA | NA | NA | 3453.3 | 2641.0347 | 2996.1799 | 0.91667 | 0.71 | 0.62519 | NA | NA | NA | NA | NA | NA | 3453.3 | 2641.0347 | 2996.1799 | 0.91667 | 0.71 | 0.62519 | NA | NA | NA | NA | NA | NA | 3453.3 | 2641.0347 | 2996.1799 | 0.91667 | 0.71 | 0.62519 | NA | NA | NA | NA | NA | NA | 2641.0347 | 2996.1799 | 0.71 | 0.71 | NA | NA | NA | NA | t_BldgEFLH2005 | 52 | 108 | t_BldgCDF2005 | 65 | 121 | t_BldgEFLH | 52 | 108 | t_BldgCDF | 65 | 121
Office - Small | Office (Executive/Private) | 2965.6 | 2593.5767 | 2961.8044 | 0.9 | 0.69333 | 0.67444 | NA | NA | NA | NA | NA | NA | 2965.6 | 2593.5767 | 2961.8044 | 0.9 | 0.69333 | 0.67444 | NA | NA | NA | NA | NA | NA | 2965.6 | 2593.5767 | 2961.8044 | 0.9 | 0.69333 | 0.67444 | NA | NA | NA | NA | NA | NA | 2965.6 | 2593.5767 | 2961.8044 | 0.9 | 0.69333 | 0.67444 | NA | NA | NA | NA | NA | NA | 2965.6 | 2593.5767 | 2961.8044 | 0.9 | 0.69333 | 0.67444 | NA | NA | NA | NA | NA | NA | 2593.5767 | 2961.8044 | 0.69333 | 0.69333 | NA | NA | NA | NA | t_ActAreaEFLH2005 | 43 | 99 | t_ActAreaCDF2005 | 56 | 112 | t_ActAreaEFLH | 43 | 99 | t_ActAreaCDF | 56 | 112
Office - Small | Corridor | 2965.6 | 2593.5767 | 2961.8044 | 0.9 | 0.69333 | 0.67444 | NA | NA | NA | NA | NA | NA | 2965.6 | 2593.5767 | 2961.8044 | 0.9 | 0.69333 | 0.67444 | NA | NA | NA | NA | NA | NA | 2965.6 | 2593.5767 | 2961.8044 | 0.9 | 0.69333 | 0.67444 | NA | NA | NA | NA | NA | NA | 2965.6 | 2593.5767 | 2961.8044 | 0.9 | 0.69333 | 0.67444 | NA | NA | NA | NA | NA | NA | 2965.6 | 2593.5767 | 2961.8044 | 0.9 | 0.69333 | 0.67444 | NA | NA | NA | NA | NA | NA | 2593.5767 | 2961.8044 | 0.69333 | 0.69333 | NA | NA | NA | NA | t_ActAreaEFLH2005 | 43 | 99 | t_ActAreaCDF2005 | 56 | 112 | t_ActAreaEFLH | 43 | 99 | t_ActAreaCDF | 56 | 112
Office - Small | Lobby (Office Reception/Waiting) | 2965.6 | 2593.5767 | 2961.8044 | 0.9 | 0.69333 | 0.67444 | NA | NA | NA | NA | NA | NA | 2965.6 | 2593.5767 | 2961.8044 | 0.9 | 0.69333 | 0.67444 | NA | NA | NA | NA | NA | NA | 2965.6 | 2593.5767 | 2961.8044 | 0.9 | 0.69333 | 0.67444 | NA | NA | NA | NA | NA | NA | 2965.6 | 2593.5767 | 2961.8044 | 0.9 | 0.69333 | 0.67444 | NA | NA | NA | NA | NA | NA | 2965.6 | 2593.5767 | 2961.8044 | 0.9 | 0.69333 | 0.67444 | NA | NA | NA | NA | NA | NA | 2593.5767 | 2961.8044 | 0.69333 | 0.69333 | NA | NA | NA | NA | t_ActAreaEFLH2005 | 43 | 99 | t_ActAreaCDF2005 | 56 | 112 | t_ActAreaEFLH | 43 | 99 | t_ActAreaCDF | 56 | 112
Office - Small | Conference Room | 2965.6 | 2593.5767 | 2961.8044 | 0.9 | 0.69333 | 0.67444 | NA | NA | NA | NA | NA | NA | 2965.6 | 2593.5767 | 2961.8044 | 0.9 | 0.69333 | 0.67444 | NA | NA | NA | NA | NA | NA | 2965.6 | 2593.5767 | 2961.8044 | 0.9 | 0.69333 | 0.67444 | NA | NA | NA | NA | NA | NA | 2965.6 | 2593.5767 | 2961.8044 | 0.9 | 0.69333 | 0.67444 | NA | NA | NA | NA | NA | NA | 2965.6 | 2593.5767 | 2961.8044 | 0.9 | 0.69333 | 0.67444 | NA | NA | NA | NA | NA | NA | 2593.5767 | 2961.8044 | 0.69333 | 0.69333 | NA | NA | NA | NA | t_ActAreaEFLH2005 | 43 | 99 | t_ActAreaCDF2005 | 56 | 112 | t_ActAreaEFLH | 43 | 99 | t_ActAreaCDF | 56 | 112
Office - Small | Copy Room (photocopying equipment) | 2965.6 | 2593.5767 | 2961.8044 | 0.9 | 0.69333 | 0.67444 | NA | NA | NA | NA | NA | NA | 2965.6 | 2593.5767 | 2961.8044 | 0.9 | 0.69333 | 0.67444 | NA | NA | NA | NA | NA | NA | 2965.6 | 2593.5767 | 2961.8044 | 0.9 | 0.69333 | 0.67444 | NA | NA | NA | NA | NA | NA | 2965.6 | 2593.5767 | 2961.8044 | 0.9 | 0.69333 | 0.67444 | NA | NA | NA | NA | NA | NA | 2965.6 | 2593.5767 | 2961.8044 | 0.9 | 0.69333 | 0.67444 | NA | NA | NA | NA | NA | NA | 2593.5767 | 2961.8044 | 0.69333 | 0.69333 | NA | NA | NA | NA | t_ActAreaEFLH2005 | 43 | 99 | t_ActAreaCDF2005 | 56 | 112 | t_ActAreaEFLH | 43 | 99 | t_ActAreaCDF | 56 | 112
Office - Small | Restrooms | 2965.6 | 2593.5767 | 2961.8044 | 0.9 | 0.69333 | 0.67444 | NA | NA | NA | NA | NA | NA | 2965.6 | 2593.5767 | 2961.8044 | 0.9 | 0.69333 | 0.67444 | NA | NA | NA | NA | NA | NA | 2965.6 | 2593.5767 | 2961.8044 | 0.9 | 0.69333 | 0.67444 | NA | NA | NA | NA | NA | NA | 2965.6 | 2593.5767 | 2961.8044 | 0.9 | 0.69333 | 0.67444 | NA | NA | NA | NA | NA | NA | 2965.6 | 2593.5767 | 2961.8044 | 0.9 | 0.69333 | 0.67444 | NA | NA | NA | NA | NA | NA | 2593.5767 | 2961.8044 | 0.69333 | 0.69333 | NA | NA | NA | NA | t_ActAreaEFLH2005 | 43 | 99 | t_ActAreaCDF2005 | 56 | 112 | t_ActAreaEFLH | 43 | 99 | t_ActAreaCDF | 56 | 112
Office - Small | Mechanical/Electrical Room | 2965.6 | 2593.5767 | 2961.8044 | 0.9 | 0.69333 | 0.67444 | NA | NA | NA | NA | NA | NA | 2965.6 | 2593.5767 | 2961.8044 | 0.9 | 0.69333 | 0.67444 | NA | NA | NA | NA | NA | NA | 2965.6 | 2593.5767 | 2961.8044 | 0.9 | 0.69333 | 0.67444 | NA | NA | NA | NA | NA | NA | 2965.6 | 2593.5767 | 2961.8044 | 0.9 | 0.69333 | 0.67444 | NA | NA | NA | NA | NA | NA | 2965.6 | 2593.5767 | 2961.8044 | 0.9 | 0.69333 | 0.67444 | NA | NA | NA | NA | NA | NA | 2593.5767 | 2961.8044 | 0.69333 | 0.69333 | NA | NA | NA | NA | t_ActAreaEFLH2005 | 43 | 99 | t_ActAreaCDF2005 | 56 | 112 | t_ActAreaEFLH | 43 | 99 | t_ActAreaCDF | 56 | 112
Office - Small | Building | 2965.6 | 2593.5767 | 2961.8044 | 0.9 | 0.69333 | 0.67444 | NA | NA | NA | NA | NA | NA | 2965.6 | 2593.5767 | 2961.8044 | 0.9 | 0.69333 | 0.67444 | NA | NA | NA | NA | NA | NA | 2965.6 | 2593.5767 | 2961.8044 | 0.9 | 0.69333 | 0.67444 | NA | NA | NA | NA | NA | NA | 2965.6 | 2593.5767 | 2961.8044 | 0.9 | 0.69333 | 0.67444 | NA | NA | NA | NA | NA | NA | 2965.6 | 2593.5767 | 2961.8044 | 0.9 | 0.69333 | 0.67444 | NA | NA | NA | NA | NA | NA | 2593.5767 | 2961.8044 | 0.69333 | 0.69333 | NA | NA | NA | NA | t_BldgEFLH2005 | 52 | 108 | t_BldgCDF2005 | 65 | 121 | t_BldgEFLH | 52 | 108 | t_BldgCDF | 65 | 121
Restaurant - Sit-Down | Dining Area | 5609.55 | 4836.2847 | 4836.2847 | 1 | 0.8 | 0.8 | NA | NA | NA | NA | NA | NA | 5609.55 | 4836.2847 | 4836.2847 | 1 | 0.8 | 0.8 | NA | NA | NA | NA | NA | NA | 5609.55 | 4836.2847 | 4836.2847 | 1 | 0.8 | 0.8 | NA | NA | NA | NA | NA | NA | 5609.55 | 4836.2847 | 4836.2847 | 1 | 0.8 | 0.8 | NA | NA | NA | NA | NA | NA | 5609.55 | 4836.2847 | 4836.2847 | 1 | 0.8 | 0.8 | NA | NA | NA | NA | NA | NA | 4836.2847 | 4836.2847 | 0.8 | 0.8 | NA | NA | NA | NA | t_ActAreaEFLH2005 | 43 | 99 | t_ActAreaCDF2005 | 56 | 112 | t_ActAreaEFLH | 43 | 99 | t_ActAreaCDF | 56 | 112
Restaurant - Sit-Down | Lobby (Main Entry and Assembly) | 5609.55 | 4836.2847 | 4836.2847 | 1 | 0.8 | 0.8 | NA | NA | NA | NA | NA | NA | 5609.55 | 4836.2847 | 4836.2847 | 1 | 0.8 | 0.8 | NA | NA | NA | NA | NA | NA | 5609.55 | 4836.2847 | 4836.2847 | 1 | 0.8 | 0.8 | NA | NA | NA | NA | NA | NA | 5609.55 | 4836.2847 | 4836.2847 | 1 | 0.8 | 0.8 | NA | NA | NA | NA | NA | NA | 5609.55 | 4836.2847 | 4836.2847 | 1 | 0.8 | 0.8 | NA | NA | NA | NA | NA | NA | 4836.2847 | 4836.2847 | 0.8 | 0.8 | NA | NA | NA | NA | t_ActAreaEFLH2005 | 43 | 99 | t_ActAreaCDF2005 | 56 | 112 | t_ActAreaEFLH | 43 | 99 | t_ActAreaCDF | 56 | 112
Restaurant - Sit-Down | Kitchen and Food Preparation | 5609.55 | 4804.1797 | 4804.1797 | 1 | 0.8 | 0.8 | NA | NA | NA | NA | NA | NA | 5609.55 | 4804.1797 | 4804.1797 | 1 | 0.8 | 0.8 | NA | NA | NA | NA | NA | NA | 5609.55 | 4804.1797 | 4804.1797 | 1 | 0.8 | 0.8 | NA | NA | NA | NA | NA | NA | 5609.55 | 4804.1797 | 4804.1797 | 1 | 0.8 | 0.8 | NA | NA | NA | NA | NA | NA | 5609.55 | 4804.1797 | 4804.1797 | 1 | 0.8 | 0.8 | NA | NA | NA | NA | NA | NA | 4804.1797 | 4804.1797 | 0.8 | 0.8 | NA | NA | NA | NA | t_ActAreaEFLH2005 | 43 | 99 | t_ActAreaCDF2005 | 56 | 112 | t_ActAreaEFLH | 43 | 99 | t_ActAreaCDF | 56 | 112
Restaurant - Sit-Down | Restrooms | 5609.55 | 4836.2847 | 4836.2847 | 1 | 0.8 | 0.8 | NA | NA | NA | NA | NA | NA | 5609.55 | 4836.2847 | 4836.2847 | 1 | 0.8 | 0.8 | NA | NA | NA | NA | NA | NA | 5609.55 | 4836.2847 | 4836.2847 | 1 | 0.8 | 0.8 | NA | NA | NA | NA | NA | NA | 5609.55 | 4836.2847 | 4836.2847 | 1 | 0.8 | 0.8 | NA | NA | NA | NA | NA | NA | 5609.55 | 4836.2847 | 4836.2847 | 1 | 0.8 | 0.8 | NA | NA | NA | NA | NA | NA | 4836.2847 | 4836.2847 | 0.8 | 0.8 | NA | NA | NA | NA | t_ActAreaEFLH2005 | 43 | 99 | t_ActAreaCDF2005 | 56 | 112 | t_ActAreaEFLH | 43 | 99 | t_ActAreaCDF | 56 | 112
Restaurant - Sit-Down | Building | 5609.55 | 4820.4238 | 4832.6555 | 1 | 0.8 | 0.8 | NA | NA | NA | NA | NA | NA | 5609.55 | 4820.4238 | 4832.6555 | 1 | 0.8 | 0.8 | NA | NA | NA | NA | NA | NA | 5609.55 | 4819.5036 | 4832.2696 | 1 | 0.8 | 0.8 | NA | NA | NA | NA | NA | NA | 5609.55 | 4819.5036 | 4832.2696 | 1 | 0.8 | 0.8 | NA | NA | NA | NA | NA | NA | 5609.55 | 4819.9897 | 4832.4778 | 1 | 0.8 | 0.8 | NA | NA | NA | NA | NA | NA | 4820.4238 | 4832.4778 | 0.8 | 0.8 | NA | NA | NA | NA | t_BldgEFLH2005 | 52 | 108 | t_BldgCDF2005 | 65 | 121 | t_BldgEFLH | 52 | 108 | t_BldgCDF | 65 | 121
Restaurant - Fast-Food | Dining Area | 5617.6 | 4849.6928 | 4849.6928 | 1 | 0.8125 | 0.8125 | NA | NA | NA | NA | NA | NA | 5617.6 | 4849.6928 | 4849.6928 | 1 | 0.8125 | 0.8125 | NA | NA | NA | NA | NA | NA | 5617.6 | 4849.6928 | 4849.6928 | 1 | 0.8125 | 0.8125 | NA | NA | NA | NA | NA | NA | 5617.6 | 4849.6928 | 4849.6928 | 1 | 0.8125 | 0.8125 | NA | NA | NA | NA | NA | NA | 5617.6 | 4849.6928 | 4849.6928 | 1 | 0.8125 | 0.8125 | NA | NA | NA | NA | NA | NA | 4849.6928 | 4849.6928 | 0.8125 | 0.8125 | NA | NA | NA | NA | t_ActAreaEFLH2005 | 43 | 99 | t_ActAreaCDF2005 | 56 | 112 | t_ActAreaEFLH | 43 | 99 | t_ActAreaCDF | 56 | 112
Restaurant - Fast-Food | Lobby (Main Entry and Assembly) | 5617.6 | 4849.6928 | 4849.6928 | 1 | 0.8125 | 0.8125 | NA | NA | NA | NA | NA | NA | 5617.6 | 4849.6928 | 4849.6928 | 1 | 0.8125 | 0.8125 | NA | NA | NA | NA | NA | NA | 5617.6 | 4849.6928 | 4849.6928 | 1 | 0.8125 | 0.8125 | NA | NA | NA | NA | NA | NA | 5617.6 | 4849.6928 | 4849.6928 | 1 | 0.8125 | 0.8125 | NA | NA | NA | NA | NA | NA | 5617.6 | 4849.6928 | 4849.6928 | 1 | 0.8125 | 0.8125 | NA | NA | NA | NA | NA | NA | 4849.6928 | 4849.6928 | 0.8125 | 0.8125 | NA | NA | NA | NA | t_ActAreaEFLH2005 | 43 | 99 | t_ActAreaCDF2005 | 56 | 112 | t_ActAreaEFLH | 43 | 99 | t_ActAreaCDF | 56 | 112
Restaurant - Fast-Food | Kitchen and Food Preparation | 5617.6 | 4811.5164 | 4811.5164 | 1 | 0.8125 | 0.8125 | NA | NA | NA | NA | NA | NA | 5617.6 | 4811.5164 | 4811.5164 | 1 | 0.8125 | 0.8125 | NA | NA | NA | NA | NA | NA | 5617.6 | 4811.5164 | 4811.5164 | 1 | 0.8125 | 0.8125 | NA | NA | NA | NA | NA | NA | 5617.6 | 4811.5164 | 4811.5164 | 1 | 0.8125 | 0.8125 | NA | NA | NA | NA | NA | NA | 5617.6 | 4811.5164 | 4811.5164 | 1 | 0.8125 | 0.8125 | NA | NA | NA | NA | NA | NA | 4811.5164 | 4811.5164 | 0.8125 | 0.8125 | NA | NA | NA | NA | t_ActAreaEFLH2005 | 43 | 99 | t_ActAreaCDF2005 | 56 | 112 | t_ActAreaEFLH | 43 | 99 | t_ActAreaCDF | 56 | 112
Restaurant - Fast-Food | Restrooms | 5617.6 | 4849.6928 | 4849.6928 | 1 | 0.8125 | 0.8125 | NA | NA | NA | NA | NA | NA | 5617.6 | 4849.6928 | 4849.6928 | 1 | 0.8125 | 0.8125 | NA | NA | NA | NA | NA | NA | 5617.6 | 4849.6928 | 4849.6928 | 1 | 0.8125 | 0.8125 | NA | NA | NA | NA | NA | NA | 5617.6 | 4849.6928 | 4849.6928 | 1 | 0.8125 | 0.8125 | NA | NA | NA | NA | NA | NA | 5617.6 | 4849.6928 | 4849.6928 | 1 | 0.8125 | 0.8125 | NA | NA | NA | NA | NA | NA | 4849.6928 | 4849.6928 | 0.8125 | 0.8125 | NA | NA | NA | NA | t_ActAreaEFLH2005 | 43 | 99 | t_ActAreaCDF2005 | 56 | 112 | t_ActAreaEFLH | 43 | 99 | t_ActAreaCDF | 56 | 112
Restaurant - Fast-Food | Building | 5617.6 | 4842.4023 | 4846.1931 | 1 | 0.8125 | 0.8125 | NA | NA | NA | NA | NA | NA | 5617.6 | 4842.4023 | 4846.1931 | 1 | 0.8125 | 0.8125 | NA | NA | NA | NA | NA | NA | 5617.6 | 4841.8386 | 4845.8864 | 1 | 0.8125 | 0.8125 | NA | NA | NA | NA | NA | NA | 5617.6 | 4841.8386 | 4845.8864 | 1 | 0.8125 | 0.8125 | NA | NA | NA | NA | NA | NA | 5617.6 | 4842.2101 | 4846.0892 | 1 | 0.8125 | 0.8125 | NA | NA | NA | NA | NA | NA | 4842.4023 | 4846.0892 | 0.8125 | 0.8125 | NA | NA | NA | NA | t_BldgEFLH2005 | 52 | 108 | t_BldgCDF2005 | 65 | 121 | t_BldgEFLH | 52 | 108 | t_BldgCDF | 65 | 121
Retail - 3-Story Large | Retail Sales and Wholesale Showroom | 4237.55 | 3545.8972 | 3988.8139 | 0.95 | 0.8 | 0.65 | NA | NA | NA | NA | NA | NA | 4237.55 | 3545.8972 | 3988.8139 | 0.95 | 0.8 | 0.65 | NA | NA | NA | NA | NA | NA | 4237.55 | 3545.8972 | 3988.8139 | 0.95 | 0.8 | 0.65 | NA | NA | NA | NA | NA | NA | 4237.55 | 3545.8972 | 3988.8139 | 0.95 | 0.8 | 0.65 | NA | NA | NA | NA | NA | NA | 4237.55 | 3545.8972 | 3988.8139 | 0.95 | 0.8 | 0.65 | NA | NA | NA | NA | NA | NA | 3545.8972 | 3988.8139 | 0.8 | 0.8 | NA | NA | NA | NA | t_ActAreaEFLH2005 | 43 | 99 | t_ActAreaCDF2005 | 56 | 112 | t_ActAreaEFLH | 43 | 99 | t_ActAreaCDF | 56 | 112
Retail - 3-Story Large | Storage (Conditioned) | 4237.55 | 2701.5528 | 2558.5408 | 0.95 | 0.6 | 0.55 | NA | NA | NA | NA | NA | NA | 4237.55 | 2701.5528 | 2558.5408 | 0.95 | 0.6 | 0.55 | NA | NA | NA | NA | NA | NA | 4237.55 | 2701.5528 | 2558.5408 | 0.95 | 0.6 | 0.55 | NA | NA | NA | NA | NA | NA | 4237.55 | 2701.5528 | 2558.5408 | 0.95 | 0.6 | 0.55 | NA | NA | NA | NA | NA | NA | 4237.55 | 2701.5528 | 2558.5408 | 0.95 | 0.6 | 0.55 | NA | NA | NA | NA | NA | NA | 2701.5528 | 2558.5408 | 0.6 | 0.6 | NA | NA | NA | NA | t_ActAreaEFLH2005 | 43 | 99 | t_ActAreaCDF2005 | 56 | 112 | t_ActAreaEFLH | 43 | 99 | t_ActAreaCDF | 56 | 112
Retail - 3-Story Large | Office (General) | 4237.55 | 2596.0097 | 2558.5408 | 0.95 | 0.575 | 0.55 | NA | NA | NA | NA | NA | NA | 4237.55 | 2596.0097 | 2558.5408 | 0.95 | 0.575 | 0.55 | NA | NA | NA | NA | NA | NA | 4237.55 | 2596.0097 | 2558.5408 | 0.95 | 0.575 | 0.55 | NA | NA | NA | NA | NA | NA | 4237.55 | 2596.0097 | 2558.5408 | 0.95 | 0.575 | 0.55 | NA | NA | NA | NA | NA | NA | 4237.55 | 2596.0097 | 2558.5408 | 0.95 | 0.575 | 0.55 | NA | NA | NA | NA | NA | NA | 2596.0097 | 2558.5408 | 0.575 | 0.575 | NA | NA | NA | NA | t_ActAreaEFLH2005 | 43 | 99 | t_ActAreaCDF2005 | 56 | 112 | t_ActAreaEFLH | 43 | 99 | t_ActAreaCDF | 56 | 112
Retail - 3-Story Large | Building | 4237.55 | 3434.5907 | 3808.1992 | 0.95 | 0.77363 | 0.63737 | NA | NA | NA | NA | NA | NA | 4237.55 | 3434.5907 | 3808.1992 | 0.95 | 0.77363 | 0.63737 | NA | NA | NA | NA | NA | NA | 4237.55 | 3449.9156 | 3834.3245 | 0.95 | 0.77726 | 0.6392 | NA | NA | NA | NA | NA | NA | 4237.55 | 3444.2487 | 3825.2033 | 0.95 | 0.77592 | 0.63856 | NA | NA | NA | NA | NA | NA | 4237.55 | 3444.2487 | 3825.2033 | 0.95 | 0.77592 | 0.63856 | NA | NA | NA | NA | NA | NA | 3434.5907 | 3836.9972 | 0.77779 | 0.77779 | NA | NA | NA | NA | t_BldgEFLH2005 | 52 | 108 | t_BldgCDF2005 | 65 | 121 | t_BldgEFLH | 52 | 108 | t_BldgCDF | 65 | 121
Retail - Single-Story Large | Retail Sales and Wholesale Showroom | 5292.5 | 4454.25 | 4512.4 | 1 | 0.875 | 0.7 | NA | NA | NA | NA | NA | NA | 5292.5 | 4454.25 | 4512.4 | 1 | 0.875 | 0.7 | NA | NA | NA | NA | NA | NA | 5292.5 | 4454.25 | 4512.4 | 1 | 0.875 | 0.7 | NA | NA | NA | NA | NA | NA | 5292.5 | 4454.25 | 4512.4 | 1 | 0.875 | 0.7 | NA | NA | NA | NA | NA | NA | 5292.5 | 4454.25 | 4512.4 | 1 | 0.875 | 0.7 | NA | NA | NA | NA | NA | NA | 4454.25 | 4512.4 | 0.875 | 0.875 | NA | NA | NA | NA | t_ActAreaEFLH2005 | 43 | 99 | t_ActAreaCDF2005 | 56 | 112 | t_ActAreaEFLH | 43 | 99 | t_ActAreaCDF | 56 | 112
Retail - Single-Story Large | Storage (Conditioned) | 5292.5 | 2737.5 | 2632.65 | 1 | 0.5 | 0.5 | NA | NA | NA | NA | NA | NA | 5292.5 | 2737.5 | 2632.65 | 1 | 0.5 | 0.5 | NA | NA | NA | NA | NA | NA | 5292.5 | 2737.5 | 2632.65 | 1 | 0.5 | 0.5 | NA | NA | NA | NA | NA | NA | 5292.5 | 2737.5 | 2632.65 | 1 | 0.5 | 0.5 | NA | NA | NA | NA | NA | NA | 5292.5 | 2737.5 | 2632.65 | 1 | 0.5 | 0.5 | NA | NA | NA | NA | NA | NA | 2737.5 | 2632.65 | 0.5 | 0.5 | NA | NA | NA | NA | t_ActAreaEFLH2005 | 43 | 99 | t_ActAreaCDF2005 | 56 | 112 | t_ActAreaEFLH | 43 | 99 | t_ActAreaCDF | 56 | 112
Retail - Single-Story Large | Office (General) | 3310.95 | 2713.8704 | 2737.1836 | 1 | 0.85 | 0.775 | NA | NA | NA | NA | NA | NA | 3310.95 | 2713.8704 | 2737.1836 | 1 | 0.85 | 0.775 | NA | NA | NA | NA | NA | NA | 3310.95 | 2713.8704 | 2737.1836 | 1 | 0.85 | 0.775 | NA | NA | NA | NA | NA | NA | 3310.95 | 2713.8704 | 2737.1836 | 1 | 0.85 | 0.775 | NA | NA | NA | NA | NA | NA | 3310.95 | 2713.8704 | 2737.1836 | 1 | 0.85 | 0.775 | NA | NA | NA | NA | NA | NA | 2713.8704 | 2737.1836 | 0.85 | 0.85 | NA | NA | NA | NA | t_ActAreaEFLH2005 | 43 | 99 | t_ActAreaCDF2005 | 56 | 112 | t_ActAreaEFLH | 43 | 99 | t_ActAreaCDF | 56 | 112
Retail - Single-Story Large | Auto Repair Workshop | 5365.5 | 3428.6053 | 4022.0526 | 1 | 0.65 | 0.6 | NA | NA | NA | NA | NA | NA | 5365.5 | 3428.6053 | 4022.0526 | 1 | 0.65 | 0.6 | NA | NA | NA | NA | NA | NA | 5365.5 | 3428.6053 | 4022.0526 | 1 | 0.65 | 0.6 | NA | NA | NA | NA | NA | NA | 5365.5 | 3428.6053 | 4022.0526 | 1 | 0.65 | 0.6 | NA | NA | NA | NA | NA | NA | 5365.5 | 3428.6053 | 4022.0526 | 1 | 0.65 | 0.6 | NA | NA | NA | NA | NA | NA | 3428.6053 | 4022.0526 | 0.65 | 0.65 | NA | NA | NA | NA | t_ActAreaEFLH2005 | 43 | 99 | t_ActAreaCDF2005 | 56 | 112 | t_ActAreaEFLH | 43 | 99 | t_ActAreaCDF | 56 | 112
Retail - Single-Story Large | Kitchen and Food Preparation | 4909.25 | 3367.5437 | 3947.445 | 1 | 0.725 | 0.6 | NA | NA | NA | NA | NA | NA | 4909.25 | 3367.5437 | 3947.445 | 1 | 0.725 | 0.6 | NA | NA | NA | NA | NA | NA | 4909.25 | 3367.5437 | 3947.445 | 1 | 0.725 | 0.6 | NA | NA | NA | NA | NA | NA | 4909.25 | 3367.5437 | 3947.445 | 1 | 0.725 | 0.6 | NA | NA | NA | NA | NA | NA | 4909.25 | 3367.5437 | 3947.445 | 1 | 0.725 | 0.6 | NA | NA | NA | NA | NA | NA | 3367.5437 | 3947.445 | 0.725 | 0.725 | NA | NA | NA | NA | t_ActAreaEFLH2005 | 43 | 99 | t_ActAreaCDF2005 | 56 | 112 | t_ActAreaEFLH | 43 | 99 | t_ActAreaCDF | 56 | 112
Retail - Single-Story Large | Pharmacy | 5292.5 | 3472.15 | 4001.4 | 1 | 0.675 | 0.6 | NA | NA | NA | NA | NA | NA | 5292.5 | 3472.15 | 4001.4 | 1 | 0.675 | 0.6 | NA | NA | NA | NA | NA | NA | 5292.5 | 3472.15 | 4001.4 | 1 | 0.675 | 0.6 | NA | NA | NA | NA | NA | NA | 5292.5 | 3472.15 | 4001.4 | 1 | 0.675 | 0.6 | NA | NA | NA | NA | NA | NA | 5292.5 | 3472.15 | 4001.4 | 1 | 0.675 | 0.6 | NA | NA | NA | NA | NA | NA | 3472.15 | 4001.4 | 0.675 | 0.675 | NA | NA | NA | NA | t_ActAreaEFLH2005 | 43 | 99 | t_ActAreaCDF2005 | 56 | 112 | t_ActAreaEFLH | 43 | 99 | t_ActAreaCDF | 56 | 112
Retail - Single-Story Large | Building | 5237.2292 | 4257.4765 | 4336.5762 | 1 | 0.84432 | 0.68685 | NA | NA | NA | NA | NA | NA | 5238.3267 | 4257.4765 | 4336.5762 | 1 | 0.84432 | 0.68685 | NA | NA | NA | NA | NA | NA | 5239.3905 | 4276.1134 | 4357.4684 | 1 | 0.84855 | 0.68914 | NA | NA | NA | NA | NA | NA | 5239.3905 | 4266.5575 | 4348.8431 | 1 | 0.84718 | 0.6886 | NA | NA | NA | NA | NA | NA | 5235.3362 | 4269.6462 | 4350.0883 | 1 | 0.84783 | 0.68892 | NA | NA | NA | NA | NA | NA | 4257.4765 | 4362.4555 | 0.84895 | 0.84895 | NA | NA | NA | NA | t_BldgEFLH2005 | 52 | 108 | t_BldgCDF2005 | 65 | 121 | t_BldgEFLH | 52 | 108 | t_BldgCDF | 65 | 121
Retail - Small | Retail Sales and Wholesale Showroom | 3597.75 | 3377.8897 | 4013.4 | 0.9 | 0.875 | 0.7 | NA | NA | NA | NA | NA | NA | 3597.75 | 3377.8897 | 4013.4 | 0.9 | 0.875 | 0.7 | NA | NA | NA | NA | NA | NA | 3597.75 | 3377.8897 | 4013.4 | 0.9 | 0.875 | 0.7 | NA | NA | NA | NA | NA | NA | 3597.75 | 3377.8897 | 4013.4 | 0.9 | 0.875 | 0.7 | NA | NA | NA | NA | NA | NA | 3597.75 | 3377.8897 | 4013.4 | 0.9 | 0.875 | 0.7 | NA | NA | NA | NA | NA | NA | 3377.8897 | 4013.4 | 0.875 | 0.875 | NA | NA | NA | NA | t_ActAreaEFLH2005 | 43 | 99 | t_ActAreaCDF2005 | 56 | 112 | t_ActAreaEFLH | 43 | 99 | t_ActAreaCDF | 56 | 112
Retail - Small | Storage (Conditioned) | 3597.75 | 3377.8897 | 4013.4 | 0.9 | 0.875 | 0.7 | NA | NA | NA | NA | NA | NA | 3597.75 | 3377.8897 | 4013.4 | 0.9 | 0.875 | 0.7 | NA | NA | NA | NA | NA | NA | 3597.75 | 3377.8897 | 4013.4 | 0.9 | 0.875 | 0.7 | NA | NA | NA | NA | NA | NA | 3597.75 | 3377.8897 | 4013.4 | 0.9 | 0.875 | 0.7 | NA | NA | NA | NA | NA | NA | 3597.75 | 3377.8897 | 4013.4 | 0.9 | 0.875 | 0.7 | NA | NA | NA | NA | NA | NA | 3377.8897 | 4013.4 | 0.875 | 0.875 | NA | NA | NA | NA | t_ActAreaEFLH2005 | 43 | 99 | t_ActAreaCDF2005 | 56 | 112 | t_ActAreaEFLH | 43 | 99 | t_ActAreaCDF | 56 | 112
Retail - Small | Building | 3597.75 | 3377.8897 | 4013.4 | 0.9 | 0.875 | 0.7 | NA | NA | NA | NA | NA | NA | 3597.75 | 3377.8897 | 4013.4 | 0.9 | 0.875 | 0.7 | NA | NA | NA | NA | NA | NA | 3597.75 | 3377.8897 | 4013.4 | 0.9 | 0.875 | 0.7 | NA | NA | NA | NA | NA | NA | 3597.75 | 3377.8897 | 4013.4 | 0.9 | 0.875 | 0.7 | NA | NA | NA | NA | NA | NA | 3597.75 | 3377.8897 | 4013.4 | 0.9 | 0.875 | 0.7 | NA | NA | NA | NA | NA | NA | 3377.8897 | 4013.4 | 0.875 | 0.875 | NA | NA | NA | NA | t_BldgEFLH2005 | 52 | 108 | t_BldgCDF2005 | 65 | 121 | t_BldgEFLH | 52 | 108 | t_BldgCDF | 65 | 121
Storage - Conditioned | Storage (Conditioned) | 3299.4 | 3441.18 | 2779.98 | 1 | 0.7 | 0.575 | NA | NA | NA | NA | NA | NA | 3299.4 | 3441.18 | 2779.98 | 1 | 0.7 | 0.575 | NA | NA | NA | NA | NA | NA | 3299.4 | 3441.18 | 2779.98 | 1 | 0.7 | 0.575 | NA | NA | NA | NA | NA | NA | 3299.4 | 3441.18 | 2779.98 | 1 | 0.7 | 0.575 | NA | NA | NA | NA | NA | NA | 3299.4 | 3441.18 | 2779.98 | 1 | 0.7 | 0.575 | NA | NA | NA | NA | NA | NA | 3441.18 | 2779.98 | 0.7 | 0.7 | NA | NA | NA | NA | t_ActAreaEFLH2005 | 43 | 99 | t_ActAreaCDF2005 | 56 | 112 | t_ActAreaEFLH | 43 | 99 | t_ActAreaCDF | 56 | 112
Storage - Conditioned | Building | 3299.4 | 3441.18 | 2779.98 | 1 | 0.7 | 0.575 | NA | NA | NA | NA | NA | NA | 3299.4 | 3441.18 | 2779.98 | 1 | 0.7 | 0.575 | NA | NA | NA | NA | NA | NA | 3299.4 | 3441.18 | 2779.98 | 1 | 0.7 | 0.575 | NA | NA | NA | NA | NA | NA | 3299.4 | 3441.18 | 2779.98 | 1 | 0.7 | 0.575 | NA | NA | NA | NA | NA | NA | 3299.4 | 3441.18 | 2779.98 | 1 | 0.7 | 0.575 | NA | NA | NA | NA | NA | NA | 3441.18 | 2779.98 | 0.7 | 0.7 | NA | NA | NA | NA | t_BldgEFLH2005 | 52 | 108 | t_BldgCDF2005 | 65 | 121 | t_BldgEFLH | 52 | 108 | t_BldgCDF | 65 | 121
Storage - Unconditioned | Storage (Unconditioned) | 3299.4 | 3441.18 | 2779.98 | 1 | 0.7 | 0.575 | NA | NA | NA | NA | NA | NA | 3299.4 | 3441.18 | 2779.98 | 1 | 0.7 | 0.575 | NA | NA | NA | NA | NA | NA | 3299.4 | 3441.18 | 2779.98 | 1 | 0.7 | 0.575 | NA | NA | NA | NA | NA | NA | 3299.4 | 3441.18 | 2779.98 | 1 | 0.7 | 0.575 | NA | NA | NA | NA | NA | NA | 3299.4 | 3441.18 | 2779.98 | 1 | 0.7 | 0.575 | NA | NA | NA | NA | NA | NA | 3441.18 | 2779.98 | 0.7 | 0.7 | NA | NA | NA | NA | t_ActAreaEFLH2005 | 43 | 99 | t_ActAreaCDF2005 | 56 | 112 | t_ActAreaEFLH | 43 | 99 | t_ActAreaCDF | 56 | 112
Storage - Unconditioned | Building | 3299.4 | 3441.18 | 2779.98 | 1 | 0.7 | 0.575 | NA | NA | NA | NA | NA | NA | 3299.4 | 3441.18 | 2779.98 | 1 | 0.7 | 0.575 | NA | NA | NA | NA | NA | NA | 3299.4 | 3441.18 | 2779.98 | 1 | 0.7 | 0.575 | NA | NA | NA | NA | NA | NA | 3299.4 | 3441.18 | 2779.98 | 1 | 0.7 | 0.575 | NA | NA | NA | NA | NA | NA | 3299.4 | 3441.18 | 2779.98 | 1 | 0.7 | 0.575 | NA | NA | NA | NA | NA | NA | 3441.18 | 2779.98 | 0.7 | 0.7 | NA | NA | NA | NA | t_BldgEFLH2005 | 52 | 108 | t_BldgCDF2005 | 65 | 121 | t_BldgEFLH | 52 | 108 | t_BldgCDF | 65 | 121
Grocery | Retail Sales, Grocery | 7300 | 4964 | 3942 | 1 | 0.7 | 0.5 | NA | NA | NA | NA | NA | NA | 7300 | 4964 | 3942 | 1 | 0.7 | 0.5 | NA | NA | NA | NA | NA | NA | 7300 | 4964 | 3942 | 1 | 0.7 | 0.5 | NA | NA | NA | NA | NA | NA | 7300 | 4964 | 3942 | 1 | 0.7 | 0.5 | NA | NA | NA | NA | NA | NA | 7300 | 4964 | 3942 | 1 | 0.7 | 0.5 | NA | NA | NA | NA | NA | NA | 4964 | 3942 | 0.7 | 0.7 | NA | NA | NA | NA | t_ActAreaEFLH2005 | 43 | 99 | t_ActAreaCDF2005 | 56 | 112 | t_ActAreaEFLH | 43 | 99 | t_ActAreaCDF | 56 | 112
Grocery | Office (General) | 6570 | 4526 | 3504 | 1 | 0.7 | 0.5 | NA | NA | NA | NA | NA | NA | 6570 | 4526 | 3504 | 1 | 0.7 | 0.5 | NA | NA | NA | NA | NA | NA | 6570 | 4526 | 3504 | 1 | 0.7 | 0.5 | NA | NA | NA | NA | NA | NA | 6570 | 4526 | 3504 | 1 | 0.7 | 0.5 | NA | NA | NA | NA | NA | NA | 6570 | 4526 | 3504 | 1 | 0.7 | 0.5 | NA | NA | NA | NA | NA | NA | 4526 | 3504 | 0.7 | 0.7 | NA | NA | NA | NA | t_ActAreaEFLH2005 | 43 | 99 | t_ActAreaCDF2005 | 56 | 112 | t_ActAreaEFLH | 43 | 99 | t_ActAreaCDF | 56 | 112
Grocery | Comm/Ind Work (Loading Dock) | 7300 | 4964 | 3942 | 1 | 0.7 | 0.5 | NA | NA | NA | NA | NA | NA | 7300 | 4964 | 3942 | 1 | 0.7 | 0.5 | NA | NA | NA | NA | NA | NA | 7300 | 4964 | 3942 | 1 | 0.7 | 0.5 | NA | NA | NA | NA | NA | NA | 7300 | 4964 | 3942 | 1 | 0.7 | 0.5 | NA | NA | NA | NA | NA | NA | 7300 | 4964 | 3942 | 1 | 0.7 | 0.5 | NA | NA | NA | NA | NA | NA | 4964 | 3942 | 0.7 | 0.7 | NA | NA | NA | NA | t_ActAreaEFLH2005 | 43 | 99 | t_ActAreaCDF2005 | 56 | 112 | t_ActAreaEFLH | 43 | 99 | t_ActAreaCDF | 56 | 112
Grocery | Refrigerated (Food Preparation) | 4380 | 4380 | 3504 | 0.5 | 0.5 | 0.4 | NA | NA | NA | NA | NA | NA | 4380 | 4380 | 3504 | 0.5 | 0.5 | 0.4 | NA | NA | NA | NA | NA | NA | 4380 | 4380 | 3504 | 0.5 | 0.5 | 0.4 | NA | NA | NA | NA | NA | NA | 4380 | 4380 | 3504 | 0.5 | 0.5 | 0.4 | NA | NA | NA | NA | NA | NA | 4380 | 4380 | 3504 | 0.5 | 0.5 | 0.4 | NA | NA | NA | NA | NA | NA | 4380 | 3504 | 0.5 | 0.5 | NA | NA | NA | NA | t_ActAreaEFLH2005 | 43 | 99 | t_ActAreaCDF2005 | 56 | 112 | t_ActAreaEFLH | 43 | 99 | t_ActAreaCDF | 56 | 112
Grocery | Refrigerated (Walk-in Freezer) | 4380 | 4380 | 3504 | 0.5 | 0.5 | 0.4 | NA | NA | NA | NA | NA | NA | 4380 | 4380 | 3504 | 0.5 | 0.5 | 0.4 | NA | NA | NA | NA | NA | NA | 4380 | 4380 | 3504 | 0.5 | 0.5 | 0.4 | NA | NA | NA | NA | NA | NA | 4380 | 4380 | 3504 | 0.5 | 0.5 | 0.4 | NA | NA | NA | NA | NA | NA | 4380 | 4380 | 3504 | 0.5 | 0.5 | 0.4 | NA | NA | NA | NA | NA | NA | 4380 | 3504 | 0.5 | 0.5 | NA | NA | NA | NA | t_ActAreaEFLH2005 | 43 | 99 | t_ActAreaCDF2005 | 56 | 112 | t_ActAreaEFLH | 43 | 99 | t_ActAreaCDF | 56 | 112
Grocery | Refrigerated (Walk-in Cooler) | 4380 | 4380 | 3504 | 0.5 | 0.5 | 0.4 | NA | NA | NA | NA | NA | NA | 4380 | 4380 | 3504 | 0.5 | 0.5 | 0.4 | NA | NA | NA | NA | NA | NA | 4380 | 4380 | 3504 | 0.5 | 0.5 | 0.4 | NA | NA | NA | NA | NA | NA | 4380 | 4380 | 3504 | 0.5 | 0.5 | 0.4 | NA | NA | NA | NA | NA | NA | 4380 | 4380 | 3504 | 0.5 | 0.5 | 0.4 | NA | NA | NA | NA | NA | NA | 4380 | 3504 | 0.5 | 0.5 | NA | NA | NA | NA | t_ActAreaEFLH2005 | 43 | 99 | t_ActAreaCDF2005 | 56 | 112 | t_ActAreaEFLH | 43 | 99 | t_ActAreaCDF | 56 | 112
Grocery | Building | 7121.4951 | 4891.2791 | 3881.1767 | 0.97566 | 0.6837 | 0.49185 | NA | NA | NA | NA | NA | NA | 7118.142 | 4891.2791 | 3881.1767 | 0.97496 | 0.6837 | 0.49185 | NA | NA | NA | NA | NA | NA | 7148.6452 | 4909.5529 | 3894.5207 | 0.98033 | 0.69046 | 0.49523 | NA | NA | NA | NA | NA | NA | 7148.6452 | 4906.485 | 3891.8454 | 0.98033 | 0.68992 | 0.49496 | NA | NA | NA | NA | NA | NA | 7132.5627 | 4907.4271 | 3892.5394 | 0.97802 | 0.69026 | 0.49513 | NA | NA | NA | NA | NA | NA | 4891.2791 | 3897.3971 | 0.69014 | 0.69014 | NA | NA | NA | NA | t_BldgEFLH2005 | 52 | 108 | t_BldgCDF2005 | 65 | 121 | t_BldgEFLH | 52 | 108 | t_BldgCDF | 65 | 121
Warehouse - Refrigerated | Refrigerated (Frozen Storage) | 8760 | 4818 | 4818 | 1 | 0.55 | 0.55 | NA | NA | NA | NA | NA | NA | 8760 | 4818 | 4818 | 1 | 0.55 | 0.55 | NA | NA | NA | NA | NA | NA | 8760 | 4818 | 4818 | 1 | 0.55 | 0.55 | NA | NA | NA | NA | NA | NA | 8760 | 4818 | 4818 | 1 | 0.55 | 0.55 | NA | NA | NA | NA | NA | NA | 8760 | 4818 | 4818 | 1 | 0.55 | 0.55 | NA | NA | NA | NA | NA | NA | 4818 | 4818 | 0.55 | 0.55 | NA | NA | NA | NA | t_ActAreaEFLH2005 | 43 | 99 | t_ActAreaCDF2005 | 56 | 112 | t_ActAreaEFLH | 43 | 99 | t_ActAreaCDF | 56 | 112
Warehouse - Refrigerated | Refrigerated (Cooled Storage) | 8760 | 4818 | 4818 | 1 | 0.55 | 0.55 | NA | NA | NA | NA | NA | NA | 8760 | 4818 | 4818 | 1 | 0.55 | 0.55 | NA | NA | NA | NA | NA | NA | 8760 | 4818 | 4818 | 1 | 0.55 | 0.55 | NA | NA | NA | NA | NA | NA | 8760 | 4818 | 4818 | 1 | 0.55 | 0.55 | NA | NA | NA | NA | NA | NA | 8760 | 4818 | 4818 | 1 | 0.55 | 0.55 | NA | NA | NA | NA | NA | NA | 4818 | 4818 | 0.55 | 0.55 | NA | NA | NA | NA | t_ActAreaEFLH2005 | 43 | 99 | t_ActAreaCDF2005 | 56 | 112 | t_ActAreaEFLH | 43 | 99 | t_ActAreaCDF | 56 | 112
Warehouse - Refrigerated | Comm/Ind Work (Loading Dock) | 8760 | 4818 | 4818 | 1 | 0.55 | 0.55 | NA | NA | NA | NA | NA | NA | 8760 | 4818 | 4818 | 1 | 0.55 | 0.55 | NA | NA | NA | NA | NA | NA | 8760 | 4818 | 4818 | 1 | 0.55 | 0.55 | NA | NA | NA | NA | NA | NA | 8760 | 4818 | 4818 | 1 | 0.55 | 0.55 | NA | NA | NA | NA | NA | NA | 8760 | 4818 | 4818 | 1 | 0.55 | 0.55 | NA | NA | NA | NA | NA | NA | 4818 | 4818 | 0.55 | 0.55 | NA | NA | NA | NA | t_ActAreaEFLH2005 | 43 | 99 | t_ActAreaCDF2005 | 56 | 112 | t_ActAreaEFLH | 43 | 99 | t_ActAreaCDF | 56 | 112
Warehouse - Refrigerated | Office (General) | 6387.5 | 3522.25 | 2719.25 | 1 | 0.7 | 0.5 | NA | NA | NA | NA | NA | NA | 6387.5 | 3522.25 | 2719.25 | 1 | 0.7 | 0.5 | NA | NA | NA | NA | NA | NA | 6387.5 | 3522.25 | 2719.25 | 1 | 0.7 | 0.5 | NA | NA | NA | NA | NA | NA | 6387.5 | 3522.25 | 2719.25 | 1 | 0.7 | 0.5 | NA | NA | NA | NA | NA | NA | 6387.5 | 3522.25 | 2719.25 | 1 | 0.7 | 0.5 | NA | NA | NA | NA | NA | NA | 3522.25 | 2719.25 | 0.7 | 0.7 | NA | NA | NA | NA | t_ActAreaEFLH2005 | 43 | 99 | t_ActAreaCDF2005 | 56 | 112 | t_ActAreaEFLH | 43 | 99 | t_ActAreaCDF | 56 | 112
Warehouse - Refrigerated | Building | 8653.6099 | 4779.0976 | 4754.989 | 1 | 0.5545 | 0.5485 | NA | NA | NA | NA | NA | NA | 8662.5 | 4779.0976 | 4754.989 | 1 | 0.5545 | 0.5485 | NA | NA | NA | NA | NA | NA | 8664.5124 | 4765.8491 | 4733.5302 | 1 | 0.55604 | 0.54799 | NA | NA | NA | NA | NA | NA | 8664.5124 | 4765.8491 | 4733.5302 | 1 | 0.55604 | 0.54799 | NA | NA | NA | NA | NA | NA | 8671.5839 | 4765.8491 | 4733.5302 | 1 | 0.55604 | 0.54799 | NA | NA | NA | NA | NA | NA | 4779.0976 | 4749.2422 | 0.55491 | 0.55491 | NA | NA | NA | NA | t_BldgEFLH2005 | 52 | 108 | t_BldgCDF2005 | 65 | 121 | t_BldgEFLH | 52 | 108 | t_BldgCDF | 65 | 121
Note: Refer to the table "School Demand Period Session" on the next tab to determine the proper "Session" type to use for education buildings by Climate Zone.
Note on G7: Fraction of this Lighting Fixture Type "on" during the demand period (weekday, 2-5p DST); Schools are assumed to be on "in-session" during this period.
Note on J7: Fraction of this Lighting Fixture Type "on" during the demand period (weekday, 2-5p DST); Schools are assumed to be on a reduced "summer session" during this period.
Note on M7: Fraction of this Lighting Fixture Type "on" during the demand period (weekday, 2-5p DST); Schools are assumed to be on "break" during this period.
Note on T7: Fraction of this Lighting Fixture Type "on" during the demand period (weekday, 2-5p DST); Schools are assumed to be on "in-session" during this period.
Note on W7: Fraction of this Lighting Fixture Type "on" during the demand period (weekday, 2-5p DST); Schools are assumed to be on a reduced "summer session" during this period.
Note on Z7: Fraction of this Lighting Fixture Type "on" during the demand period (weekday, 2-5p DST); Schools are assumed to be on "break" during this period.
Note on AG7: Fraction of this Lighting Fixture Type "on" during the demand period (weekday, 2-5p DST); Schools are assumed to be on "in-session" during this period.
Note on AJ7: Fraction of this Lighting Fixture Type "on" during the demand period (weekday, 2-5p DST); Schools are assumed to be on a reduced "summer session" during this period.
Note on AM7: Fraction of this Lighting Fixture Type "on" during the demand period (weekday, 2-5p DST); Schools are assumed to be on "break" during this period.
Note on AT7: Fraction of this Lighting Fixture Type "on" during the demand period (weekday, 2-5p DST); Schools are assumed to be on "in-session" during this period.
Note on AW7: Fraction of this Lighting Fixture Type "on" during the demand period (weekday, 2-5p DST); Schools are assumed to be on a reduced "summer session" during this period.
Note on AZ7: Fraction of this Lighting Fixture Type "on" during the demand period (weekday, 2-5p DST); Schools are assumed to be on "break" during this period.
Note on BG7: Fraction of this Lighting Fixture Type "on" during the demand period (weekday, 2-5p DST); Schools are assumed to be on "in-session" during this period.
Note on BJ7: Fraction of this Lighting Fixture Type "on" during the demand period (weekday, 2-5p DST); Schools are assumed to be on a reduced "summer session" during this period.
Note on BM7: Fraction of this Lighting Fixture Type "on" during the demand period (weekday, 2-5p DST); Schools are assumed to be on "break" during this period.
Note on BS7: Fraction of this Lighting Fixture Type "on" during the demand period (weekday, 2-5p DST); Schools are assumed to be on "in-session" during this period.
Note on BU7: Fraction of this Lighting Fixture Type "on" during the demand period (weekday, 2-5p DST); Schools are assumed to be on a reduced "summer session" during this period.
Note on BW7: Fraction of this Lighting Fixture Type "on" during the demand period (weekday, 2-5p DST); Schools are assumed to be on "break" during this period.

## 2013OccSensorPeakSavings
|  |  | Demand Reduction by Vintage | [5 empty] | Statewide Building Weight by Vintage
|  |  | 2 | 3 | 4 | 5 | 6 | 7 | 12 | 13 | 14 | 15 | 16 | 17 | 18
|  | Overall Demand Reduction | Before 1978 | 1978 - 1992 | 1993 - 2001 | 2002 - 2005 | 2006 - 2009 | After 2010 | Before 1978 | 1978 - 1992 | 1993 - 2001 | 2002 - 2005 | 2006 - 2009 | After 2010 | Use DEER 2005?
Assembly | Asm | 0.077265 | 0.076975 | 0.076975 | 0.076975 | 0.079121 | 0.079121 | 0.077062 | 0.41362 | 0.26068 | 0.14462 | 0.085295 | 0.047894 | 0.047894 | NO | Education - Primary School
Education - Primary School | EPr | 0.077995 | 0.078162 | 0.078162 | 0.078463 | 0.076607 | 0.076862 | 0.076862 | 0.65385 | 0.10191 | 0.1079 | 0.086398 | 0.024976 | 0.024976 | YES | Education - Relocatable Classroom
Education - Relocatable Classroom | ERC | 0.08276 | 0.08276 | 0.08276 | 0.08276 | 0.08276 | 0.08276 | 0.08276 | 0.65385 | 0.10191 | 0.1079 | 0.086398 | 0.024976 | 0.024976 | YES | Education - Secondary School
Education - Secondary School | ESe | 0.09044 | 0.090654 | 0.090654 | 0.088888 | 0.090295 | 0.090902 | 0.090724 | 0.65385 | 0.10191 | 0.1079 | 0.086398 | 0.024976 | 0.024976 | YES | Education - Community College
Education - Community College | ECC | 0.094993 | 0.094749 | 0.094749 | 0.094081 | 0.096971 | 0.097113 | 0.0956 | 0.55202 | 0.16672 | 0.11604 | 0.091192 | 0.037013 | 0.037013 | YES | Education - University
Education - University | EUn | 0.087037 | 0.087073 | 0.087073 | 0.08631 | 0.087843 | 0.087899 | 0.085753 | 0.55202 | 0.16672 | 0.11604 | 0.091192 | 0.037013 | 0.037013 | YES | Health/Medical - Hospital
Health/Medical - Hospital | Hsp | 0.061961 | 0.062 | 0.062 | 0.061896 | 0.061896 | 0.060889 | 0.062607 | 0.43837 | 0.2879 | 0.12677 | 0.076811 | 0.035079 | 0.035079 | YES | Health/Medical - Nursing Home
Health/Medical - Nursing Home | Nrs | 0.092677 | 0.092925 | 0.092925 | 0.092218 | 0.092218 | 0.092167 | 0.090728 | 0.43837 | 0.2879 | 0.12677 | 0.076811 | 0.035079 | 0.035079 | YES | Lodging - Hotel
Lodging - Hotel | Htl | 0.045846 | 0.047347 | 0.047347 | 0.043791 | 0.043791 | 0.037937 | 0.037469 | 0.33154 | 0.38867 | 0.11601 | 0.080645 | 0.041568 | 0.041568 | YES | Lodging - Motel
Lodging - Motel | Mtl | 0.025408 | 0.026524 | 0.026524 | 0.022614 | 0.022614 | 0.022614 | 0.022081 | 0.33154 | 0.38867 | 0.11601 | 0.080645 | 0.041568 | 0.041568 | YES | Office - Large
Manufacturing - Bio/Tech | MBT | 0.11405 | 0.1145 | 0.1145 | 0.11293 | 0.11294 | 0.11343 | 0.11377 | 0.41362 | 0.26068 | 0.14462 | 0.085295 | 0.047894 | 0.047894 | NO | Office - Small
Manufacturing - Light Industrial | MLI | 0.11242 | 0.11267 | 0.11267 | 0.11212 | 0.11212 | 0.11161 | 0.11102 | 0.41362 | 0.26068 | 0.14462 | 0.085295 | 0.047894 | 0.047894 | NO
Office - Large | OfL | 0.1385 | 0.13711 | 0.13711 | 0.14319 | 0.14332 | 0.14246 | 0.14347 | 0.35944 | 0.41139 | 0.10291 | 0.065858 | 0.030199 | 0.030199 | YES
Office - Small | OfS | 0.18569 | 0.18348 | 0.18348 | 0.19195 | 0.19226 | 0.19069 | 0.19069 | 0.4555 | 0.27436 | 0.12646 | 0.0634 | 0.040146 | 0.040146 | YES
Restaurant - Fast-Food | RFF | 0.13744 | 0.13744 | 0.13744 | 0.13744 | 0.13744 | 0.13744 | 0.13744 | 0.39438 | 0.29 | 0.13673 | 0.08708 | 0.045905 | 0.045905 | NO
Restaurant - Sit-Down | RSD | 0.15852 | 0.15848 | 0.15848 | 0.15861 | 0.15861 | 0.1586 | 0.1586 | 0.39438 | 0.29 | 0.13673 | 0.08708 | 0.045905 | 0.045905 | NO
Retail - 3-Story Large | Rt3 | 0.0074091 | 0.0076344 | 0.0076344 | 0.0068732 | 0.0072789 | 0.0072789 | 0.0065018 | 0.35804 | 0.29775 | 0.15757 | 0.086214 | 0.050208 | 0.050208 | NO
Retail - Single-Story Large | RtL | 0.0084655 | 0.0087307 | 0.0087307 | 0.0078142 | 0.0082729 | 0.0082142 | 0.007627 | 0.35804 | 0.29775 | 0.15757 | 0.086214 | 0.050208 | 0.050208 | NO
Retail - Small | RtS | 0.013991 | 0.015043 | 0.015043 | 0.011605 | 0.012308 | 0.012308 | 0.012308 | 0.35804 | 0.29775 | 0.15757 | 0.086214 | 0.050208 | 0.050208 | NO
Grocery | Gro | 0.020287 | 0.020874 | 0.020874 | 0.018995 | 0.020065 | 0.02001 | 0.017312 | 0.37189 | 0.28676 | 0.15902 | 0.082184 | 0.050069 | 0.050069 | NO
Storage - Conditioned | SCn | 0.057831 | 0.057831 | 0.057831 | 0.057831 | 0.057831 | 0.057831 | 0.057831 | 0.28067 | 0.31206 | 0.15435 | 0.11921 | 0.066862 | 0.066862 | NO
Storage - Unconditioned | SUn | 0.057831 | 0.057831 | 0.057831 | 0.057831 | 0.057831 | 0.057831 | 0.057831 | 0.28067 | 0.31206 | 0.15435 | 0.11921 | 0.066862 | 0.066862 | NO
Warehouse - Refrigerated | WRf | 0.18925 | 0.18946 | 0.18946 | 0.18893 | 0.18893 | 0.18893 | 0.18932 | 0.29961 | 0.25774 | 0.25351 | 0.075676 | 0.056731 | 0.056731 | NO

## 2005OccSensorPeakSavings
DEER 2005 Direct Enduse (lighting) Hourly Results
|  | Baseline Lighting Direct kW |  |  |  | Measure Lighting Direct kW
|  | b | b | b |  | m | m | m
|  | Hour of Day |  |  |  | Hour of Day
|  | 14 | 15 | 16 | Average | 14 | 15 | 16 | Average | DEER05 Direct kW Savings | DEER05 Direct kW Savings % | Bldg Ltg kW | Profile Mult 2002 - 2005 | Revised Bldg Ltg kW | CDF | Method 1 | Method 2 | Method 3 | Method 4
EPr | Education - Primary School | 62.1 | 30.8 | 30.8 | 41.2333 | 57.7 | 28.3 | 28.3 | 38.1 | 3.1333 | 7.599% | 72.8459 | 0.95 | 69.2036 | 0.59583 | 9.709% | 3.884% | 5.11% | 7.376%
ESe | Education - Secondary School | 167.7 | 112.6 | 104 | 128.1 | 156.4 | 106.3 | 97.7 | 120.1333 | 7.9667 | 6.219% | 217.6256 | 0.85 | 184.9818 | 0.6925 | 9.405% | 3.762% | 4.95% | 7.145%
ECC | Education - Community College | 269 | 269 | 269 | 269 | 246.9 | 246.9 | 246.9 | 246.9 | 22.1 | 8.216% | 426.8907 | 0.78 | 332.9748 | 0.80787 | 12.07% | 5.728% | 7.155% | 8.286%
EUn | Education - University | 922.9 | 922.9 | 936.4 | 927.4 | 843.8 | 843.8 | 855.7 | 847.7667 | 79.6333 | 8.587% | 1259.018 | 0.78 | 982.034 | 0.94437 | 14.99% | 6.97% | 8.76% | 10.14%
Hsp | Health/Medical - Hospital | 350.7 | 350.7 | 350.7 | 350.7 | 338.1 | 338.1 | 338.1 | 338.1 | 12.6 | 3.593% | 363.5481 | 1.08 | 392.632 | 0.8932 | 3.97% | 1.925% | 2.884% | 3.377%
Nrs | Health/Medical - Nursing Home | 37 | 37 | 37 | 37 | 31.8 | 31.8 | 31.8 | 31.8 | 5.2 | 14.05% | 54.7689 | 0.95 | 52.0304 | 0.71112 | 9.414% | 6.245% | 7.167% | 12.45%
Htl | Lodging - Hotel | 91.4 | 91.2 | 90.7 | 91.1 | 83 | 82.8 | 82.3 | 82.7 | 8.4 | 9.221% | 119.0942 | 1.2 | 142.913 | 0.63745 | 5.567% | 3.693% | 4.239% | 9.907%
OfS | Office - Small | 10.5 | 10.5 | 10.5 | 10.5 | 8.4 | 8.4 | 8.4 | 8.4 | 2.1 | 20% | 11.6908 | 1 | 11.6908 | 0.89814 | 23% | 15.02% | 17.33% | 19.61%
OfL | Office - Large | 201.6 | 201.6 | 213.7 | 205.6333 | 174.1 | 174.1 | 184.6 | 177.6 | 28.0333 | 13.63% | 204.4894 | 1.1 | 224.9383 | 0.91418 | 16.92% | 10.75% | 12.48% | 14.58%
^
Current DEER Results

## 2005LtgProfilesByBldg
[8 empty] | 1 | 2 | 3 | 4 | 5 | 6 | 7 | 8 | 9 | 10 | 11 | 12 | 13 | 14 | 15 | 16 | 17 | 18 | 19 | 20 | 21 | 22 | 23 | 24 | 25 | 26 | 27 | 28 | 29 | 30 | 31 | 32 | 33 | 34 | 35 | 36 | 37 | 38 | 39 | 40 | 41 | 42 | 43 | 44 | 45 | 46 | 47 | 48 | 49 | 50 | 51 | 52 | 53 | 54 | 55 | 56 | 57 | 58 | 59 | 60 | 61 | 62 | 63 | 64 | 65 | 66 | 67 | 68 | 69
[8 empty] | 14: LF/HID LPD | [55 empty] | 5 | 6 | 7 | 8 | 9
[21 empty] | 15 | 16 | 17 | 18 | 19 | 20 | 14 | LF/HID Wattage x Area | [6 empty] | LF/HID Wattage x Area x Total Hours | [6 empty] | LF/HID Wattage x Area x CDF | [6 empty] | LF/HID EFLH by Area | [6 empty] | LF/HID EFLH by Building | [6 empty] | LF/HID CDF by Area | [6 empty] | LF/HID CDF by Building | [6 empty] | LF/HID Profile | [30 empty] | Normalized Linear Fluorscent Profile | [23 empty] | Occ Sensor Usage Reduction | [5 empty] | Demand Reduction |  |  |  | Demand Reduction * LPD by Act Area Option 1 |  |  |  |  | Demand Reduction * LPD by Act Area Option 2 |  |  |  |  | Demand Reduction * LPD by Act Area Option 3 |  |  |  |  | Demand Reduction * LPD by Act Area Option 4 | [5 empty] | Demand Reduction by Building Type Option 1 |  |  |  |  | Demand Reduction by Building Type Option 2 |  |  |  |  | Demand Reduction by Building Type Option 3 |  |  |  |  | Demand Reduction by Building Type Option 4 | [8 empty] | Total |  | WD |  | WE |  | WD |  | WE
|  |  |  | Days Column | Building EFLH Lookup | Building CDF Lookup | Activity Area EFLH Lookup | Activity Area CDF Lookup | Building Type | Activity Area | Building Type + Activity Area | Period | Building Type + Period | Building Type + Activity Area + Period | Schedule Group |  | Open or Closed | # of Days | Days | Area Frac | < 1978 | 1978 - 1992 | 1993 - 2001 | 2002 - 2005 | > 2005 |  |  | < 1978 | 1978 - 1992 | 1993 - 2001 | 2002 - 2005 | > 2005 |  |  | < 1978 | 1978 - 1992 | 1993 - 2001 | 2002 - 2005 | > 2005 |  |  | < 1978 | 1978 - 1992 | 1993 - 2001 | 2002 - 2005 | > 2005 |  |  | < 1978 | 1978 - 1992 | 1993 - 2001 | 2002 - 2005 | > 2005 |  |  | < 1978 | 1978 - 1992 | 1993 - 2001 | 2002 - 2005 | > 2005 |  |  | < 1978 | 1978 - 1992 | 1993 - 2001 | 2002 - 2005 | > 2005 |  |  | < 1978 | 1978 - 1992 | 1993 - 2001 | 2002 - 2005 | > 2005 |  |  | Profile Desription Pass 1 | Profile Description Pass 2 | Profile ID | Min | Max | LF EFLH | LF CDF | 1 | 2 | 3 | 4 | 5 | 6 | 7 | 8 | 9 | 10 | 11 | 12 | 13 | 14 | 15 | 16 | 17 | 18 | 19 | 20 | 21 | 22 | 23 | 24 | 1 | 2 | 3 | 4 | 5 | 6 | 7 | 8 | 9 | 10 | 11 | 12 | 13 | 14 | 15 | 16 | 17 | 18 | 19 | 20 | 21 | 22 | 23 | 24 | Reduction | Weekday Open | Weekday Closed | Weekend Open | Weekend Closed | Fraction of Weekday Open | Option 1 | Option 2 | Option 3 | Option 4 | < 1978 | 1978 - 1992 | 1993 - 2001 | 2002 - 2005 | > 2005 | < 1978 | 1978 - 1992 | 1993 - 2001 | 2002 - 2005 | > 2005 | < 1978 | 1978 - 1992 | 1993 - 2001 | 2002 - 2005 | > 2005 | < 1978 | 1978 - 1992 | 1993 - 2001 | 2002 - 2005 | > 2005 | Building Type | < 1978 | 1978 - 1992 | 1993 - 2001 | 2002 - 2005 | > 2005 | < 1978 | 1978 - 1992 | 1993 - 2001 | 2002 - 2005 | > 2005 | < 1978 | 1978 - 1992 | 1993 - 2001 | 2002 - 2005 | > 2005 | < 1978 | 1978 - 1992 | 1993 - 2001 | 2002 - 2005 | > 2005 |  |  | Open | Closed | Open | Closed | Open | Closed | Open | Closed | Open | Closed | Open | Closed | 1 | 2 | 3 | 4 | 5 | 6 | 7 | 8 | 9 | 10 | 11 | 12 | 13 | 14 | 15 | 16 | 17 | 18 | 19 | 20 | 21 | 22 | 23 | 24
101 | 1 | 1 | 12 | 1 |  |  |  |  | Assembly | Auditorium | Assembly - Auditorium |  | Assembly | Assembly - Auditorium | Assembly Auditorium | Sat | 21 | 52 | 52 | 0.7658 | 1.3269 | 1.4238 | 0.9605 | 1.13 | 0.8475 |  |  | 0 | 0 | 0 | 0 | 0 |  |  | 544.2432 | 583.9868 | 393.9593 | 463.4816 | 347.6112 |  |  | 0 | 0 | 0 | 0 | 0 |  |  | 0 | 0 | 0 | 0 | 0 |  |  | 0 | 0 | 0 | 0 | 0 |  |  | 0 | 0 | 0 | 0 | 0 |  |  | 0 | 0 | 0 | 0 | 0 |  |  | Assembly Auditorium ILit Sat | Assembly Auditorium ILit all | 3006 | 5 | 80 | 10.3 | 0.8 | 0.05 | 0.05 | 0.05 | 0.05 | 0.05 | 0.05 | 0.05 | 0.3 | 0.65 | 0.8 | 0.8 | 0.8 | 0.8 | 0.8 | 0.8 | 0.8 | 0.8 | 0.8 | 0.8 | 0.8 | 0.05 | 0.05 | 0.05 | 0.05 | 0 | 0 | 0 | 0 | 0 | 0 | 0 | 0.33333 | 0.8 | 1 | 1 | 1 | 1 | 1 | 1 | 1 | 1 | 1 | 1 | 1 | 0 | 0 | 0 | 0 | 0 | 0 | 0 | 0 | 0 | 0 | 0 | 0 | 0 | 0 | 0 | 0 | 0 | 0 | 0 | 0 | 0 | 0 | 0 | 0 | 0 | 0 | 0 | 0 | 0 | 0 | 0 | 0 | 0 | 0 |  | 0 | 0 | 0 | 0 | 0 | 0 | 0 | 0 | 0 | 0 | 0 | 0 | 0 | 0 | 0 | 0 | 0 | 0 | 0 | 0 | Assembly - Auditorium - Sat | 10 | 10 | 23 | 462.8 | 72.8 | 0 | 0 | 462.8 | 72.8 | 0 | 0 | 8.9 | 1.4 | 0 | 0 | 0 | 0 | 0 | 0 | 0 | 0 | 0 | 0.8 | 0.8 | 0.8 | 0.8 | 0.8 | 0.8 | 0.8 | 0.8 | 0.8 | 0.8 | 0.8 | 0.05 | 0.05 | 0 | 0
102 | 1 | 2 | 13 | 2 |  |  |  |  | Assembly | Auditorium | Assembly - Auditorium |  | Assembly | Assembly - Auditorium | Assembly Auditorium | Sun | 9 | 52 | 52 | 0.7658 | 1.3269 | 1.4238 | 0.9605 | 1.13 | 0.8475 |  |  | 0 | 0 | 0 | 0 | 0 |  |  | 544.2432 | 583.9868 | 393.9593 | 463.4816 | 347.6112 |  |  | 0 | 0 | 0 | 0 | 0 |  |  | 0 | 0 | 0 | 0 | 0 |  |  | 0 | 0 | 0 | 0 | 0 |  |  | 0 | 0 | 0 | 0 | 0 |  |  | 0 | 0 | 0 | 0 | 0 |  |  | Assembly Auditorium ILit Sun | Assembly Auditorium ILit all | 3006 | 5 | 80 | 10.3 | 0.8 | 0.05 | 0.05 | 0.05 | 0.05 | 0.05 | 0.05 | 0.05 | 0.3 | 0.65 | 0.8 | 0.8 | 0.8 | 0.8 | 0.8 | 0.8 | 0.8 | 0.8 | 0.8 | 0.8 | 0.8 | 0.05 | 0.05 | 0.05 | 0.05 | 0 | 0 | 0 | 0 | 0 | 0 | 0 | 0.33333 | 0.8 | 1 | 1 | 1 | 1 | 1 | 1 | 1 | 1 | 1 | 1 | 1 | 0 | 0 | 0 | 0 | 0 | 0 | 0 | 0 | 0 | 0 | 0 | 0 | 0 | 0 | 0 | 0 | 0 | 0 | 0 | 0 | 0 | 0 | 0 | 0 | 0 | 0 | 0 | 0 | 0 | 0 | 0 | 0 | 0 | 0 |  | 0 | 0 | 0 | 0 | 0 | 0 | 0 | 0 | 0 | 0 | 0 | 0 | 0 | 0 | 0 | 0 | 0 | 0 | 0 | 0 | Assembly - Auditorium - Sun | 12 | 10 | 23 | 462.8 | 72.8 | 0 | 0 | 462.8 | 72.8 | 0 | 0 | 8.9 | 1.4 | 0 | 0 | 0 | 0 | 0 | 0 | 0 | 0 | 0 | 0.8 | 0.8 | 0.8 | 0.8 | 0.8 | 0.8 | 0.8 | 0.8 | 0.8 | 0.8 | 0.8 | 0.05 | 0.05 | 0 | 0
103 | 1 | 3 | 14 | 3 |  |  |  |  | Assembly | Auditorium | Assembly - Auditorium |  | Assembly | Assembly - Auditorium | Assembly Auditorium | Hol | 21 | 10 | 10 | 0.7658 | 1.3269 | 1.4238 | 0.9605 | 1.13 | 0.8475 |  |  | 0 | 0 | 0 | 0 | 0 |  |  | 104.6622 | 112.3051 | 75.7614 | 89.1311 | 66.8483 |  |  | 0 | 0 | 0 | 0 | 0 |  |  | 0 | 0 | 0 | 0 | 0 |  |  | 0 | 0 | 0 | 0 | 0 |  |  | 0 | 0 | 0 | 0 | 0 |  |  | 0 | 0 | 0 | 0 | 0 |  |  | Assembly Auditorium ILit Hol | Assembly Auditorium ILit all | 3006 | 5 | 80 | 10.3 | 0.8 | 0.05 | 0.05 | 0.05 | 0.05 | 0.05 | 0.05 | 0.05 | 0.3 | 0.65 | 0.8 | 0.8 | 0.8 | 0.8 | 0.8 | 0.8 | 0.8 | 0.8 | 0.8 | 0.8 | 0.8 | 0.05 | 0.05 | 0.05 | 0.05 | 0 | 0 | 0 | 0 | 0 | 0 | 0 | 0.33333 | 0.8 | 1 | 1 | 1 | 1 | 1 | 1 | 1 | 1 | 1 | 1 | 1 | 0 | 0 | 0 | 0 | 0 | 0 | 0 | 0 | 0 | 0 | 0 | 0 | 0 | 0 | 0 | 0 | 0 | 0 | 0 | 0 | 0 | 0 | 0 | 0 | 0 | 0 | 0 | 0 | 0 | 0 | 0 | 0 | 0 | 0 |  | 0 | 0 | 0 | 0 | 0 | 0 | 0 | 0 | 0 | 0 | 0 | 0 | 0 | 0 | 0 | 0 | 0 | 0 | 0 | 0 | Assembly - Auditorium - Hol | 14 | 10 | 23 | 89 | 14 | 0 | 0 | 89 | 14 | 0 | 0 | 8.9 | 1.4 | 0 | 0 | 0 | 0 | 0 | 0 | 0 | 0 | 0 | 0.8 | 0.8 | 0.8 | 0.8 | 0.8 | 0.8 | 0.8 | 0.8 | 0.8 | 0.8 | 0.8 | 0.05 | 0.05 | 0 | 0
104 | 1 | 4 | 15 | 4 |  |  | Assembly - Auditorium | Assembly - Auditorium | Assembly | Auditorium | Assembly - Auditorium |  | Assembly | Assembly - Auditorium | Assembly Auditorium | all | 9 | 251 | 251 | 0.7658 | 1.3269 | 1.4238 | 0.9605 | 1.13 | 0.8475 |  |  | 1.0161 | 1.0903 | 0.73555 | 0.86535 | 0.64901 |  |  | 2627.0202 | 2818.8592 | 1901.6114 | 2237.1899 | 1677.8924 |  |  | 0.81291 | 0.87227 | 0.58844 | 0.69228 | 0.51921 |  |  | 3759.5 | 3759.5 | 3759.5 | 3759.5 | 3759.5 |  |  | 0 | 0 | 0 | 0 | 0 |  |  | 0.8 | 0.8 | 0.8 | 0.8 | 0.8 |  |  | 0 | 0 | 0 | 0 | 0 |  |  | Assembly Auditorium ILit all | Assembly Auditorium ILit all | 3006 | 5 | 80 | 10.3 | 0.8 | 0.05 | 0.05 | 0.05 | 0.05 | 0.05 | 0.05 | 0.05 | 0.3 | 0.65 | 0.8 | 0.8 | 0.8 | 0.8 | 0.8 | 0.8 | 0.8 | 0.8 | 0.8 | 0.8 | 0.8 | 0.05 | 0.05 | 0.05 | 0.05 | 0 | 0 | 0 | 0 | 0 | 0 | 0 | 0.33333 | 0.8 | 1 | 1 | 1 | 1 | 1 | 1 | 1 | 1 | 1 | 1 | 1 | 0 | 0 | 0 | 0 | 0 | 0 | 0 | 0 | 0 | 0 | 0 | 0 | 0 | 0 | 0 | 0 | 0 | 0 | 0 | 0 | 0 | 0 | 0 | 0 | 0 | 0 | 0 | 0 | 0 | 0 | 0 | 0 | 0 | 0 |  | 0 | 0 | 0 | 0 | 0 | 0 | 0 | 0 | 0 | 0 | 0 | 0 | 0 | 0 | 0 | 0 | 0 | 0 | 0 | 0 | Assembly - Auditorium - all | 16 | 10 | 23 | 2233.9 | 351.4 | 2233.9 | 351.4 | 0 | 0 | 8.9 | 1.4 | 0 | 0 | 0 | 0 | 0 | 0 | 0 | 0 | 0 | 0 | 0 | 0.8 | 0.8 | 0.8 | 0.8 | 0.8 | 0.8 | 0.8 | 0.8 | 0.8 | 0.8 | 0.8 | 0.05 | 0.05 | 0 | 0
105 | 1 | 5 | 12 | 1 |  |  |  |  | Assembly | Office (General) | Assembly - Office (General) |  | Assembly | Assembly - Office (General) | Assembly Admin | Sat | 21 | 52 | 52 | 0.2342 | 0.8701 | 0.9153 | 0.62432 | 0.7345 | 0.678 |  |  | 0 | 0 | 0 | 0 | 0 |  |  | 121.8594 | 128.1897 | 87.4381 | 102.8683 | 94.9554 |  |  | 0 | 0 | 0 | 0 | 0 |  |  | 0 | 0 | 0 | 0 | 0 |  |  | 0 | 0 | 0 | 0 | 0 |  |  | 0 | 0 | 0 | 0 | 0 |  |  | 0 | 0 | 0 | 0 | 0 |  |  | Assembly Admin ILit Sat | Assembly Admin ILit all | 3002 | 5 | 95 | 11.5 | 0.91667 | 0.05 | 0.05 | 0.05 | 0.05 | 0.05 | 0.05 | 0.05 | 0.8 | 0.9 | 0.9 | 0.95 | 0.95 | 0.8 | 0.8 | 0.9 | 0.9 | 0.95 | 0.8 | 0.7 | 0.6 | 0.05 | 0.05 | 0.05 | 0.05 | 0 | 0 | 0 | 0 | 0 | 0 | 0 | 0.83333 | 0.94444 | 0.94444 | 1 | 1 | 0.83333 | 0.83333 | 0.94444 | 0.94444 | 1 | 0.83333 | 0.72222 | 0.61111 | 0 | 0 | 0 | 0 | 0 | 0 | 0 | 0 | 0 | 0 | 0 | 0 | 0 | 0 | 0 | 0 | 0 | 0 | 0 | 0 | 0 | 0 | 0 | 0 | 0 | 0 | 0 | 0 | 0 | 0 | 0 | 0 | 0 | 0 |  | 0 | 0 | 0 | 0 | 0 | 0 | 0 | 0 | 0 | 0 | 0 | 0 | 0 | 0 | 0 | 0 | 0 | 0 | 0 | 0 | Assembly - Office (General) - Sat | 10 | 10 | 23 | 486.2 | 111.8 | 0 | 0 | 486.2 | 111.8 | 0 | 0 | 9.35 | 2.15 | 0 | 0 | 0 | 0 | 0 | 0 | 0 | 0 | 0 | 0.9 | 0.95 | 0.95 | 0.8 | 0.8 | 0.9 | 0.9 | 0.95 | 0.8 | 0.7 | 0.6 | 0.05 | 0.05 | 0 | 0
106 | 1 | 6 | 13 | 2 |  |  |  |  | Assembly | Office (General) | Assembly - Office (General) |  | Assembly | Assembly - Office (General) | Assembly Admin | Sun | 9 | 52 | 52 | 0.2342 | 0.8701 | 0.9153 | 0.62432 | 0.7345 | 0.678 |  |  | 0 | 0 | 0 | 0 | 0 |  |  | 121.8594 | 128.1897 | 87.4381 | 102.8683 | 94.9554 |  |  | 0 | 0 | 0 | 0 | 0 |  |  | 0 | 0 | 0 | 0 | 0 |  |  | 0 | 0 | 0 | 0 | 0 |  |  | 0 | 0 | 0 | 0 | 0 |  |  | 0 | 0 | 0 | 0 | 0 |  |  | Assembly Admin ILit Sun | Assembly Admin ILit all | 3002 | 5 | 95 | 11.5 | 0.91667 | 0.05 | 0.05 | 0.05 | 0.05 | 0.05 | 0.05 | 0.05 | 0.8 | 0.9 | 0.9 | 0.95 | 0.95 | 0.8 | 0.8 | 0.9 | 0.9 | 0.95 | 0.8 | 0.7 | 0.6 | 0.05 | 0.05 | 0.05 | 0.05 | 0 | 0 | 0 | 0 | 0 | 0 | 0 | 0.83333 | 0.94444 | 0.94444 | 1 | 1 | 0.83333 | 0.83333 | 0.94444 | 0.94444 | 1 | 0.83333 | 0.72222 | 0.61111 | 0 | 0 | 0 | 0 | 0 | 0 | 0 | 0 | 0 | 0 | 0 | 0 | 0 | 0 | 0 | 0 | 0 | 0 | 0 | 0 | 0 | 0 | 0 | 0 | 0 | 0 | 0 | 0 | 0 | 0 | 0 | 0 | 0 | 0 |  | 0 | 0 | 0 | 0 | 0 | 0 | 0 | 0 | 0 | 0 | 0 | 0 | 0 | 0 | 0 | 0 | 0 | 0 | 0 | 0 | Assembly - Office (General) - Sun | 12 | 10 | 23 | 486.2 | 111.8 | 0 | 0 | 486.2 | 111.8 | 0 | 0 | 9.35 | 2.15 | 0 | 0 | 0 | 0 | 0 | 0 | 0 | 0 | 0 | 0.9 | 0.95 | 0.95 | 0.8 | 0.8 | 0.9 | 0.9 | 0.95 | 0.8 | 0.7 | 0.6 | 0.05 | 0.05 | 0 | 0
107 | 1 | 7 | 14 | 3 |  |  |  |  | Assembly | Office (General) | Assembly - Office (General) |  | Assembly | Assembly - Office (General) | Assembly Admin | Hol | 21 | 10 | 10 | 0.2342 | 0.8701 | 0.9153 | 0.62432 | 0.7345 | 0.678 |  |  | 0 | 0 | 0 | 0 | 0 |  |  | 23.4345 | 24.6519 | 16.815 | 19.7824 | 18.2606 |  |  | 0 | 0 | 0 | 0 | 0 |  |  | 0 | 0 | 0 | 0 | 0 |  |  | 0 | 0 | 0 | 0 | 0 |  |  | 0 | 0 | 0 | 0 | 0 |  |  | 0 | 0 | 0 | 0 | 0 |  |  | Assembly Admin ILit Hol | Assembly Admin ILit all | 3002 | 5 | 95 | 11.5 | 0.91667 | 0.05 | 0.05 | 0.05 | 0.05 | 0.05 | 0.05 | 0.05 | 0.8 | 0.9 | 0.9 | 0.95 | 0.95 | 0.8 | 0.8 | 0.9 | 0.9 | 0.95 | 0.8 | 0.7 | 0.6 | 0.05 | 0.05 | 0.05 | 0.05 | 0 | 0 | 0 | 0 | 0 | 0 | 0 | 0.83333 | 0.94444 | 0.94444 | 1 | 1 | 0.83333 | 0.83333 | 0.94444 | 0.94444 | 1 | 0.83333 | 0.72222 | 0.61111 | 0 | 0 | 0 | 0 | 0 | 0 | 0 | 0 | 0 | 0 | 0 | 0 | 0 | 0 | 0 | 0 | 0 | 0 | 0 | 0 | 0 | 0 | 0 | 0 | 0 | 0 | 0 | 0 | 0 | 0 | 0 | 0 | 0 | 0 |  | 0 | 0 | 0 | 0 | 0 | 0 | 0 | 0 | 0 | 0 | 0 | 0 | 0 | 0 | 0 | 0 | 0 | 0 | 0 | 0 | Assembly - Office (General) - Hol | 14 | 10 | 23 | 93.5 | 21.5 | 0 | 0 | 93.5 | 21.5 | 0 | 0 | 9.35 | 2.15 | 0 | 0 | 0 | 0 | 0 | 0 | 0 | 0 | 0 | 0.9 | 0.95 | 0.95 | 0.8 | 0.8 | 0.9 | 0.9 | 0.95 | 0.8 | 0.7 | 0.6 | 0.05 | 0.05 | 0 | 0
108 | 1 | 8 | 15 | 4 | Assembly | Assembly | Assembly - Office (General) | Assembly - Office (General) | Assembly | Office (General) | Assembly - Office (General) |  | Assembly | Assembly - Office (General) | Assembly Admin | all | 9 | 251 | 251 | 0.2342 | 0.8701 | 0.9153 | 0.62432 | 0.7345 | 0.678 |  |  | 0.20378 | 0.21436 | 0.14622 | 0.17202 | 0.15879 |  |  | 588.2058 | 618.762 | 422.0568 | 496.5374 | 458.3422 |  |  | 0.1868 | 0.1965 | 0.13403 | 0.15769 | 0.14556 |  |  | 4197.5 | 4197.5 | 4197.5 | 4197.5 | 4197.5 |  |  | 3832.6648 | 3831.4637 | 3832.1307 | 3832.1307 | 3845.597 |  |  | 0.91667 | 0.91667 | 0.91667 | 0.91667 | 0.91667 |  |  | 0.81949 | 0.81917 | 0.81935 | 0.81935 | 0.82293 |  |  | Assembly Admin ILit all | Assembly Admin ILit all | 3002 | 5 | 95 | 11.5 | 0.91667 | 0.05 | 0.05 | 0.05 | 0.05 | 0.05 | 0.05 | 0.05 | 0.8 | 0.9 | 0.9 | 0.95 | 0.95 | 0.8 | 0.8 | 0.9 | 0.9 | 0.95 | 0.8 | 0.7 | 0.6 | 0.05 | 0.05 | 0.05 | 0.05 | 0 | 0 | 0 | 0 | 0 | 0 | 0 | 0.83333 | 0.94444 | 0.94444 | 1 | 1 | 0.83333 | 0.83333 | 0.94444 | 0.94444 | 1 | 0.83333 | 0.72222 | 0.61111 | 0 | 0 | 0 | 0 | 0 | 0 | 0 | 0 | 0 | 0 | 0 | 0 | 0 | 0 | 0 | 0 | 0 | 0 | 0 | 0 | 0 | 0 | 0 | 0 | 0 | 0 | 0 | 0 | 0 | 0 | 0 | 0 | 0 | 0 | Assembly | 0 | 0 | 0 | 0 | 0 | 0 | 0 | 0 | 0 | 0 | 0 | 0 | 0 | 0 | 0 | 0 | 0 | 0 | 0 | 0 | Assembly - Office (General) - all | 16 | 10 | 23 | 2346.85 | 539.65 | 2346.85 | 539.65 | 0 | 0 | 9.35 | 2.15 | 0 | 0 | 0 | 0 | 0 | 0 | 0 | 0 | 0 | 0 | 0 | 0.9 | 0.95 | 0.95 | 0.8 | 0.8 | 0.9 | 0.9 | 0.95 | 0.8 | 0.7 | 0.6 | 0.05 | 0.05 | 0 | 0
201 | 2 | 1 | 12 | 1 |  |  |  |  | Education - Primary School | Classroom/Lecture | Education - Primary School - Classroom/Lecture |  | Education - Primary School | Education - Primary School - Classroom/Lecture | PrimSchool Class/Office (in session) | Sat | 16 | 36 | 36 | 0.65286 | 2.0274 | 3.3176 | 1.4008 | 1.5482 | 1.1612 |  |  | 0 | 0 | 0 | 0 | 0 |  |  | 164.3936 | 269.0078 | 113.5811 | 125.537 | 94.1527 |  |  | 0 | 0 | 0 | 0 | 0 |  |  | 0 | 0 | 0 | 0 | 0 |  |  | 0 | 0 | 0 | 0 | 0 |  |  | 0 | 0 | 0 | 0 | 0 |  |  | 0 | 0 | 0 | 0 | 0 |  |  | PrimSchool Class/Office (in session) ILit Sat | PrimSchool Class/Office (in session) ILit all | 3013 | 5 | 30 | 3.45 | 0.21667 | 0.05 | 0.05 | 0.05 | 0.05 | 0.05 | 0.05 | 0.05 | 0.3 | 0.3 | 0.3 | 0.3 | 0.3 | 0.3 | 0.3 | 0.3 | 0.3 | 0.05 | 0.05 | 0.05 | 0.05 | 0.05 | 0.05 | 0.05 | 0.05 | 0 | 0 | 0 | 0 | 0 | 0 | 0 | 1 | 1 | 1 | 1 | 1 | 1 | 1 | 1 | 1 | 0 | 0 | 0 | 0 | 0 | 0 | 0 | 0 | 20 | 0 | 0.36 | 0.13 | 0.11 | 0 | 0 | 0 | 0 | 0 | 0 | 0 | 0 | 0 | 0 | 0 | 0 | 0 | 0 | 0 | 0 | 0 | 0 | 0 | 0 | 0 | 0 | 0 | 0 | 0 |  | 0.10582 | 0.10469 | 0.097091 | 0.097091 | 0.090077 | 0.042327 | 0.041875 | 0.038836 | 0.038836 | 0.036031 | 0.055693 | 0.055098 | 0.0511 | 0.0511 | 0.047409 | 0.080389 | 0.079531 | 0.07376 | 0.07376 | 0.068432 | Education - Primary School - Classroom/Lecture - Sat | 10 | 9 | 15 | 64.8 | 59.4 | 0 | 0 | 64.8 | 59.4 | 0 | 0 | 1.8 | 1.65 | 0 | 0 | 0 | 0 | 0 | 0 | 0 | 0 | 0.3 | 0.3 | 0.3 | 0.3 | 0.3 | 0.3 | 0 | 0 | 0 | 0 | 0 | 0 | 0 | 0 | 0 | 0
202 | 2 | 2 | 13 | 2 |  |  |  |  | Education - Primary School | Classroom/Lecture | Education - Primary School - Classroom/Lecture |  | Education - Primary School | Education - Primary School - Classroom/Lecture | PrimSchool Class/Office (in session) | Sun | 8 | 36 | 36 | 0.65286 | 2.0274 | 3.3176 | 1.4008 | 1.5482 | 1.1612 |  |  | 0 | 0 | 0 | 0 | 0 |  |  | 57.1804 | 93.5679 | 39.5065 | 43.665 | 32.7488 |  |  | 0 | 0 | 0 | 0 | 0 |  |  | 0 | 0 | 0 | 0 | 0 |  |  | 0 | 0 | 0 | 0 | 0 |  |  | 0 | 0 | 0 | 0 | 0 |  |  | 0 | 0 | 0 | 0 | 0 |  |  | PrimSchool Class/Office (in session) ILit Sun | PrimSchool Class/Office (in session) ILit all | 2 | 5 | 5 | 1.2 | 0.05 | 0.05 | 0.05 | 0.05 | 0.05 | 0.05 | 0.05 | 0.05 | 0.05 | 0.05 | 0.05 | 0.05 | 0.05 | 0.05 | 0.05 | 0.05 | 0.05 | 0.05 | 0.05 | 0.05 | 0.05 | 0.05 | 0.05 | 0.05 | 0.05 | 0 | 0 | 0 | 0 | 0 | 0 | 0 | 0 | 0 | 0 | 0 | 0 | 0 | 0 | 0 | 0 | 0 | 0 | 0 | 0 | 0 | 0 | 0 | 0 | 20 | 0 | 0.36 | 0.13 | 0.11 | 0 | 0 | 0 | 0 | 0 | 0 | 0 | 0 | 0 | 0 | 0 | 0 | 0 | 0 | 0 | 0 | 0 | 0 | 0 | 0 | 0 | 0 | 0 | 0 | 0 |  | 0.10582 | 0.10469 | 0.097091 | 0.097091 | 0.090077 | 0.042327 | 0.041875 | 0.038836 | 0.038836 | 0.036031 | 0.055693 | 0.055098 | 0.0511 | 0.0511 | 0.047409 | 0.080389 | 0.079531 | 0.07376 | 0.07376 | 0.068432 | Education - Primary School - Classroom/Lecture - Sun | 12 | 9 | 15 | 10.8 | 32.4 | 0 | 0 | 10.8 | 32.4 | 0 | 0 | 0.3 | 0.9 | 0 | 0 | 0 | 0 | 0 | 0 | 0 | 0 | 0.05 | 0.05 | 0.05 | 0.05 | 0.05 | 0.05 | 0 | 0 | 0 | 0 | 0 | 0 | 0 | 0 | 0 | 0
203 | 2 | 3 | 14 | 3 |  |  |  |  | Education - Primary School | Classroom/Lecture | Education - Primary School - Classroom/Lecture |  | Education - Primary School | Education - Primary School - Classroom/Lecture | PrimSchool Class/Office (in session) | Hol | 16 | 7 | 7 | 0.65286 | 2.0274 | 3.3176 | 1.4008 | 1.5482 | 1.1612 |  |  | 0 | 0 | 0 | 0 | 0 |  |  | 11.1184 | 18.1938 | 7.6818 | 8.4904 | 6.3678 |  |  | 0 | 0 | 0 | 0 | 0 |  |  | 0 | 0 | 0 | 0 | 0 |  |  | 0 | 0 | 0 | 0 | 0 |  |  | 0 | 0 | 0 | 0 | 0 |  |  | 0 | 0 | 0 | 0 | 0 |  |  | PrimSchool Class/Office (in session) ILit Hol | PrimSchool Class/Office (in session) ILit all | 2 | 5 | 5 | 1.2 | 0.05 | 0.05 | 0.05 | 0.05 | 0.05 | 0.05 | 0.05 | 0.05 | 0.05 | 0.05 | 0.05 | 0.05 | 0.05 | 0.05 | 0.05 | 0.05 | 0.05 | 0.05 | 0.05 | 0.05 | 0.05 | 0.05 | 0.05 | 0.05 | 0.05 | 0 | 0 | 0 | 0 | 0 | 0 | 0 | 0 | 0 | 0 | 0 | 0 | 0 | 0 | 0 | 0 | 0 | 0 | 0 | 0 | 0 | 0 | 0 | 0 | 20 | 0 | 0.36 | 0.13 | 0.11 | 0 | 0 | 0 | 0 | 0 | 0 | 0 | 0 | 0 | 0 | 0 | 0 | 0 | 0 | 0 | 0 | 0 | 0 | 0 | 0 | 0 | 0 | 0 | 0 | 0 |  | 0.10582 | 0.10469 | 0.097091 | 0.097091 | 0.090077 | 0.042327 | 0.041875 | 0.038836 | 0.038836 | 0.036031 | 0.055693 | 0.055098 | 0.0511 | 0.0511 | 0.047409 | 0.080389 | 0.079531 | 0.07376 | 0.07376 | 0.068432 | Education - Primary School - Classroom/Lecture - Hol | 14 | 9 | 15 | 2.1 | 6.3 | 0 | 0 | 2.1 | 6.3 | 0 | 0 | 0.3 | 0.9 | 0 | 0 | 0 | 0 | 0 | 0 | 0 | 0 | 0.05 | 0.05 | 0.05 | 0.05 | 0.05 | 0.05 | 0 | 0 | 0 | 0 | 0 | 0 | 0 | 0 | 0 | 0
204 | 2 | 4 | 15 | 4 |  | Education - Primary School |  | Education - Primary School - Classroom/Lecture | Education - Primary School | Classroom/Lecture | Education - Primary School - Classroom/Lecture |  | Education - Primary School | Education - Primary School - Classroom/Lecture | PrimSchool Class/Office (in session) | all | 8 | 188 | 188 | 0.65286 | 2.0274 | 3.3176 | 1.4008 | 1.5482 | 1.1612 |  |  | 0 | 0 | 0 | 0 | 0 |  |  | 2886.5509 | 4723.4469 | 1994.3442 | 2204.2752 | 1653.2064 |  |  | 0.92653 | 1.5161 | 0.64015 | 0.70754 | 0.53065 |  |  | 0 | 0 | 0 | 0 | 0 |  |  | 0 | 0 | 0 | 0 | 0 |  |  | 0.7 | 0.7 | 0.7 | 0.7 | 0.7 |  |  | 0.58465 | 0.58169 | 0.56567 | 0.56567 | 0.54444 |  |  | PrimSchool Class/Office (in session) ILit all | PrimSchool Class/Office (in session) ILit all | 3012 | 5 | 100 | 11.6 | 0.7 | 0.05 | 0.05 | 0.05 | 0.05 | 0.05 | 0.6 | 0.6 | 0.6 | 0.6 | 1 | 1 | 1 | 1 | 1 | 1 | 0.55 | 0.55 | 0.55 | 0.55 | 0.35 | 0.1 | 0.1 | 0.1 | 0.1 | 0 | 0 | 0 | 0 | 0 | 0.57895 | 0.57895 | 0.57895 | 0.57895 | 1 | 1 | 1 | 1 | 1 | 1 | 0.52632 | 0.52632 | 0.52632 | 0.52632 | 0.31579 | 0.052632 | 0.052632 | 0.052632 | 0.052632 | 20 | 0.4 | 0.36 | 0.13 | 0.11 | 0.52632 | 0.14 | 0.056 | 0.073684 | 0.10636 | 0.18531 | 0.30323 | 0.12803 | 0.14151 | 0.10613 | 0.074123 | 0.12129 | 0.051212 | 0.056603 | 0.042452 | 0.09753 | 0.15959 | 0.067384 | 0.074477 | 0.055858 | 0.14078 | 0.23036 | 0.097265 | 0.1075 | 0.080628 |  | 0.10582 | 0.10469 | 0.097091 | 0.097091 | 0.090077 | 0.042327 | 0.041875 | 0.038836 | 0.038836 | 0.036031 | 0.055693 | 0.055098 | 0.0511 | 0.0511 | 0.047409 | 0.080389 | 0.079531 | 0.07376 | 0.07376 | 0.068432 | Education - Primary School - Classroom/Lecture - all | 16 | 9 | 16 | 1240.8 | 940 | 1240.8 | 940 | 0 | 0 | 6.6 | 5 | 0 | 0 | 0 | 0 | 0 | 0 | 0 | 0 | 0 | 0 | 0.6 | 1 | 1 | 1 | 1 | 1 | 1 | 0 | 0 | 0 | 0 | 0 | 0 | 0 | 0 | 0
205 | 2 | 5 | 12 | 5 |  |  |  |  | Education - Primary School | Classroom/Lecture | Education - Primary School - Classroom/Lecture | (break) | Education - Primary School (break) | Education - Primary School - Classroom/Lecture (break) | PrimSchool Class/Office (break) | Sat | 15 | 16 | 16 | 0.65286 | 2.0274 | 3.3176 | 1.4008 | 1.5482 | 1.1612 |  |  | 0 | 0 | 0 | 0 | 0 |  |  | 0 | 0 | 0 | 0 | 0 |  |  | 0 | 0 | 0 | 0 | 0 |  |  | 0 | 0 | 0 | 0 | 0 |  |  | 0 | 0 | 0 | 0 | 0 |  |  | 0 | 0 | 0 | 0 | 0 |  |  | 0 | 0 | 0 | 0 | 0 |  |  | PrimSchool Class/Office (break) ILit Sat | PrimSchool Class/Office (break) ILit all | 1 | 0 | 0 | 0 | 0 | 0 | 0 | 0 | 0 | 0 | 0 | 0 | 0 | 0 | 0 | 0 | 0 | 0 | 0 | 0 | 0 | 0 | 0 | 0 | 0 | 0 | 0 | 0 | 0 | 0 | 0 | 0 | 0 | 0 | 0 | 0 | 0 | 0 | 0 | 0 | 0 | 0 | 0 | 0 | 0 | 0 | 0 | 0 | 0 | 0 | 0 | 0 | 0 | 0 | 0 | 0 | 0 | 0 | 0 | 0 | 0 | 0 | 0 | 0 | 0 | 0 | 0 | 0 | 0 | 0 | 0 | 0 | 0 | 0 | 0 | 0 | 0 | 0 | 0 | 0 | 0 | 0 | 0 |  | 0.10582 | 0.10469 | 0.097091 | 0.097091 | 0.090077 | 0.042327 | 0.041875 | 0.038836 | 0.038836 | 0.036031 | 0.055693 | 0.055098 | 0.0511 | 0.0511 | 0.047409 | 0.080389 | 0.079531 | 0.07376 | 0.07376 | 0.068432 | Education - Primary School - Classroom/Lecture - (break) - Sat | 10 | Closed | Closed | 0 | 0 | 0 | 0 | 0 | 0 | 0 | 0 | 0 | 0 | 0 | 0 | 0 | 0 | 0 | 0 | 0 | 0 | 0 | 0 | 0 | 0 | 0 | 0 | 0 | 0 | 0 | 0 | 0 | 0 | 0 | 0 | 0 | 0
206 | 2 | 6 | 13 | 6 |  |  |  |  | Education - Primary School | Classroom/Lecture | Education - Primary School - Classroom/Lecture | (break) | Education - Primary School (break) | Education - Primary School - Classroom/Lecture (break) | PrimSchool Class/Office (break) | Sun | 9 | 16 | 16 | 0.65286 | 2.0274 | 3.3176 | 1.4008 | 1.5482 | 1.1612 |  |  | 0 | 0 | 0 | 0 | 0 |  |  | 0 | 0 | 0 | 0 | 0 |  |  | 0 | 0 | 0 | 0 | 0 |  |  | 0 | 0 | 0 | 0 | 0 |  |  | 0 | 0 | 0 | 0 | 0 |  |  | 0 | 0 | 0 | 0 | 0 |  |  | 0 | 0 | 0 | 0 | 0 |  |  | PrimSchool Class/Office (break) ILit Sun | PrimSchool Class/Office (break) ILit all | 1 | 0 | 0 | 0 | 0 | 0 | 0 | 0 | 0 | 0 | 0 | 0 | 0 | 0 | 0 | 0 | 0 | 0 | 0 | 0 | 0 | 0 | 0 | 0 | 0 | 0 | 0 | 0 | 0 | 0 | 0 | 0 | 0 | 0 | 0 | 0 | 0 | 0 | 0 | 0 | 0 | 0 | 0 | 0 | 0 | 0 | 0 | 0 | 0 | 0 | 0 | 0 | 0 | 0 | 0 | 0 | 0 | 0 | 0 | 0 | 0 | 0 | 0 | 0 | 0 | 0 | 0 | 0 | 0 | 0 | 0 | 0 | 0 | 0 | 0 | 0 | 0 | 0 | 0 | 0 | 0 | 0 | 0 |  | 0.10582 | 0.10469 | 0.097091 | 0.097091 | 0.090077 | 0.042327 | 0.041875 | 0.038836 | 0.038836 | 0.036031 | 0.055693 | 0.055098 | 0.0511 | 0.0511 | 0.047409 | 0.080389 | 0.079531 | 0.07376 | 0.07376 | 0.068432 | Education - Primary School - Classroom/Lecture - (break) - Sun | 12 | Closed | Closed | 0 | 0 | 0 | 0 | 0 | 0 | 0 | 0 | 0 | 0 | 0 | 0 | 0 | 0 | 0 | 0 | 0 | 0 | 0 | 0 | 0 | 0 | 0 | 0 | 0 | 0 | 0 | 0 | 0 | 0 | 0 | 0 | 0 | 0
207 | 2 | 7 | 14 | 7 |  |  |  |  | Education - Primary School | Classroom/Lecture | Education - Primary School - Classroom/Lecture | (break) | Education - Primary School (break) | Education - Primary School - Classroom/Lecture (break) | PrimSchool Class/Office (break) | Hol | 15 | 3 | 3 | 0.65286 | 2.0274 | 3.3176 | 1.4008 | 1.5482 | 1.1612 |  |  | 0 | 0 | 0 | 0 | 0 |  |  | 0 | 0 | 0 | 0 | 0 |  |  | 0 | 0 | 0 | 0 | 0 |  |  | 0 | 0 | 0 | 0 | 0 |  |  | 0 | 0 | 0 | 0 | 0 |  |  | 0 | 0 | 0 | 0 | 0 |  |  | 0 | 0 | 0 | 0 | 0 |  |  | PrimSchool Class/Office (break) ILit Hol | PrimSchool Class/Office (break) ILit all | 1 | 0 | 0 | 0 | 0 | 0 | 0 | 0 | 0 | 0 | 0 | 0 | 0 | 0 | 0 | 0 | 0 | 0 | 0 | 0 | 0 | 0 | 0 | 0 | 0 | 0 | 0 | 0 | 0 | 0 | 0 | 0 | 0 | 0 | 0 | 0 | 0 | 0 | 0 | 0 | 0 | 0 | 0 | 0 | 0 | 0 | 0 | 0 | 0 | 0 | 0 | 0 | 0 | 0 | 0 | 0 | 0 | 0 | 0 | 0 | 0 | 0 | 0 | 0 | 0 | 0 | 0 | 0 | 0 | 0 | 0 | 0 | 0 | 0 | 0 | 0 | 0 | 0 | 0 | 0 | 0 | 0 | 0 |  | 0.10582 | 0.10469 | 0.097091 | 0.097091 | 0.090077 | 0.042327 | 0.041875 | 0.038836 | 0.038836 | 0.036031 | 0.055693 | 0.055098 | 0.0511 | 0.0511 | 0.047409 | 0.080389 | 0.079531 | 0.07376 | 0.07376 | 0.068432 | Education - Primary School - Classroom/Lecture - (break) - Hol | 14 | Closed | Closed | 0 | 0 | 0 | 0 | 0 | 0 | 0 | 0 | 0 | 0 | 0 | 0 | 0 | 0 | 0 | 0 | 0 | 0 | 0 | 0 | 0 | 0 | 0 | 0 | 0 | 0 | 0 | 0 | 0 | 0 | 0 | 0 | 0 | 0
208 | 2 | 8 | 15 | 8 |  |  | Education - Primary School - Classroom/Lecture |  | Education - Primary School | Classroom/Lecture | Education - Primary School - Classroom/Lecture | (break) | Education - Primary School (break) | Education - Primary School - Classroom/Lecture (break) | PrimSchool Class/Office (break) | all | 9 | 63 | 63 | 0.65286 | 2.0274 | 3.3176 | 1.4008 | 1.5482 | 1.1612 |  |  | 1.3236 | 2.1659 | 0.9145 | 1.0108 | 0.75807 |  |  | 0 | 0 | 0 | 0 | 0 |  |  | 0 | 0 | 0 | 0 | 0 |  |  | 2356.6 | 2356.6 | 2356.6 | 2356.6 | 2356.6 |  |  | 0 | 0 | 0 | 0 | 0 |  |  | 0 | 0 | 0 | 0 | 0 |  |  | 0 | 0 | 0 | 0 | 0 |  |  | PrimSchool Class/Office (break) ILit all | PrimSchool Class/Office (break) ILit all | 1 | 0 | 0 | 0 | 0 | 0 | 0 | 0 | 0 | 0 | 0 | 0 | 0 | 0 | 0 | 0 | 0 | 0 | 0 | 0 | 0 | 0 | 0 | 0 | 0 | 0 | 0 | 0 | 0 | 0 | 0 | 0 | 0 | 0 | 0 | 0 | 0 | 0 | 0 | 0 | 0 | 0 | 0 | 0 | 0 | 0 | 0 | 0 | 0 | 0 | 0 | 0 | 0 | 0 | 0 | 0 | 0 | 0 | 0 | 0 | 0 | 0 | 0 | 0 | 0 | 0 | 0 | 0 | 0 | 0 | 0 | 0 | 0 | 0 | 0 | 0 | 0 | 0 | 0 | 0 | 0 | 0 | 0 |  | 0.10582 | 0.10469 | 0.097091 | 0.097091 | 0.090077 | 0.042327 | 0.041875 | 0.038836 | 0.038836 | 0.036031 | 0.055693 | 0.055098 | 0.0511 | 0.0511 | 0.047409 | 0.080389 | 0.079531 | 0.07376 | 0.07376 | 0.068432 | Education - Primary School - Classroom/Lecture - (break) - all | 16 | 9 | 15 | 0 | 0 | 0 | 0 | 0 | 0 | 0 | 0 | 0 | 0 | 0 | 0 | 0 | 0 | 0 | 0 | 0 | 0 | 0 | 0 | 0 | 0 | 0 | 0 | 0 | 0 | 0 | 0 | 0 | 0 | 0 | 0 | 0 | 0
209 | 2 | 9 | 12 | 1 |  |  |  |  | Education - Primary School | Dining Area | Education - Primary School - Dining Area |  | Education - Primary School | Education - Primary School - Dining Area | PrimSchool Cafeteria (in session) | Sat | 16 | 36 | 36 | 0.15534 | 0.78562 | 1.3823 | 1.0506 | 1.1612 | 1.0644 |  |  | 0 | 0 | 0 | 0 | 0 |  |  | 5.2722 | 9.2766 | 7.0502 | 7.7923 | 7.143 |  |  | 0 | 0 | 0 | 0 | 0 |  |  | 0 | 0 | 0 | 0 | 0 |  |  | 0 | 0 | 0 | 0 | 0 |  |  | 0 | 0 | 0 | 0 | 0 |  |  | 0 | 0 | 0 | 0 | 0 |  |  | PrimSchool Cafeteria (in session) ILit Sat | PrimSchool Cafeteria (in session) ILit all | 2 | 5 | 5 | 1.2 | 0.05 | 0.05 | 0.05 | 0.05 | 0.05 | 0.05 | 0.05 | 0.05 | 0.05 | 0.05 | 0.05 | 0.05 | 0.05 | 0.05 | 0.05 | 0.05 | 0.05 | 0.05 | 0.05 | 0.05 | 0.05 | 0.05 | 0.05 | 0.05 | 0.05 | 0 | 0 | 0 | 0 | 0 | 0 | 0 | 0 | 0 | 0 | 0 | 0 | 0 | 0 | 0 | 0 | 0 | 0 | 0 | 0 | 0 | 0 | 0 | 0 | 0 | 0 | 0 | 0 | 0 | 0 | 0 | 0 | 0 | 0 | 0 | 0 | 0 | 0 | 0 | 0 | 0 | 0 | 0 | 0 | 0 | 0 | 0 | 0 | 0 | 0 | 0 | 0 | 0 | 0 |  | 0.10582 | 0.10469 | 0.097091 | 0.097091 | 0.090077 | 0.042327 | 0.041875 | 0.038836 | 0.038836 | 0.036031 | 0.055693 | 0.055098 | 0.0511 | 0.0511 | 0.047409 | 0.080389 | 0.079531 | 0.07376 | 0.07376 | 0.068432 | Education - Primary School - Dining Area - Sat | 10 | 9 | 15 | 10.8 | 32.4 | 0 | 0 | 10.8 | 32.4 | 0 | 0 | 0.3 | 0.9 | 0 | 0 | 0 | 0 | 0 | 0 | 0 | 0 | 0.05 | 0.05 | 0.05 | 0.05 | 0.05 | 0.05 | 0 | 0 | 0 | 0 | 0 | 0 | 0 | 0 | 0 | 0
210 | 2 | 10 | 13 | 2 |  |  |  |  | Education - Primary School | Dining Area | Education - Primary School - Dining Area |  | Education - Primary School | Education - Primary School - Dining Area | PrimSchool Cafeteria (in session) | Sun | 8 | 36 | 36 | 0.15534 | 0.78562 | 1.3823 | 1.0506 | 1.1612 | 1.0644 |  |  | 0 | 0 | 0 | 0 | 0 |  |  | 5.2722 | 9.2766 | 7.0502 | 7.7923 | 7.143 |  |  | 0 | 0 | 0 | 0 | 0 |  |  | 0 | 0 | 0 | 0 | 0 |  |  | 0 | 0 | 0 | 0 | 0 |  |  | 0 | 0 | 0 | 0 | 0 |  |  | 0 | 0 | 0 | 0 | 0 |  |  | PrimSchool Cafeteria (in session) ILit Sun | PrimSchool Cafeteria (in session) ILit all | 2 | 5 | 5 | 1.2 | 0.05 | 0.05 | 0.05 | 0.05 | 0.05 | 0.05 | 0.05 | 0.05 | 0.05 | 0.05 | 0.05 | 0.05 | 0.05 | 0.05 | 0.05 | 0.05 | 0.05 | 0.05 | 0.05 | 0.05 | 0.05 | 0.05 | 0.05 | 0.05 | 0.05 | 0 | 0 | 0 | 0 | 0 | 0 | 0 | 0 | 0 | 0 | 0 | 0 | 0 | 0 | 0 | 0 | 0 | 0 | 0 | 0 | 0 | 0 | 0 | 0 | 0 | 0 | 0 | 0 | 0 | 0 | 0 | 0 | 0 | 0 | 0 | 0 | 0 | 0 | 0 | 0 | 0 | 0 | 0 | 0 | 0 | 0 | 0 | 0 | 0 | 0 | 0 | 0 | 0 | 0 |  | 0.10582 | 0.10469 | 0.097091 | 0.097091 | 0.090077 | 0.042327 | 0.041875 | 0.038836 | 0.038836 | 0.036031 | 0.055693 | 0.055098 | 0.0511 | 0.0511 | 0.047409 | 0.080389 | 0.079531 | 0.07376 | 0.07376 | 0.068432 | Education - Primary School - Dining Area - Sun | 12 | 9 | 15 | 10.8 | 32.4 | 0 | 0 | 10.8 | 32.4 | 0 | 0 | 0.3 | 0.9 | 0 | 0 | 0 | 0 | 0 | 0 | 0 | 0 | 0.05 | 0.05 | 0.05 | 0.05 | 0.05 | 0.05 | 0 | 0 | 0 | 0 | 0 | 0 | 0 | 0 | 0 | 0
211 | 2 | 11 | 14 | 3 |  |  |  |  | Education - Primary School | Dining Area | Education - Primary School - Dining Area |  | Education - Primary School | Education - Primary School - Dining Area | PrimSchool Cafeteria (in session) | Hol | 16 | 7 | 7 | 0.15534 | 0.78562 | 1.3823 | 1.0506 | 1.1612 | 1.0644 |  |  | 0 | 0 | 0 | 0 | 0 |  |  | 1.0251 | 1.8038 | 1.3709 | 1.5152 | 1.3889 |  |  | 0 | 0 | 0 | 0 | 0 |  |  | 0 | 0 | 0 | 0 | 0 |  |  | 0 | 0 | 0 | 0 | 0 |  |  | 0 | 0 | 0 | 0 | 0 |  |  | 0 | 0 | 0 | 0 | 0 |  |  | PrimSchool Cafeteria (in session) ILit Hol | PrimSchool Cafeteria (in session) ILit all | 2 | 5 | 5 | 1.2 | 0.05 | 0.05 | 0.05 | 0.05 | 0.05 | 0.05 | 0.05 | 0.05 | 0.05 | 0.05 | 0.05 | 0.05 | 0.05 | 0.05 | 0.05 | 0.05 | 0.05 | 0.05 | 0.05 | 0.05 | 0.05 | 0.05 | 0.05 | 0.05 | 0.05 | 0 | 0 | 0 | 0 | 0 | 0 | 0 | 0 | 0 | 0 | 0 | 0 | 0 | 0 | 0 | 0 | 0 | 0 | 0 | 0 | 0 | 0 | 0 | 0 | 0 | 0 | 0 | 0 | 0 | 0 | 0 | 0 | 0 | 0 | 0 | 0 | 0 | 0 | 0 | 0 | 0 | 0 | 0 | 0 | 0 | 0 | 0 | 0 | 0 | 0 | 0 | 0 | 0 | 0 |  | 0.10582 | 0.10469 | 0.097091 | 0.097091 | 0.090077 | 0.042327 | 0.041875 | 0.038836 | 0.038836 | 0.036031 | 0.055693 | 0.055098 | 0.0511 | 0.0511 | 0.047409 | 0.080389 | 0.079531 | 0.07376 | 0.07376 | 0.068432 | Education - Primary School - Dining Area - Hol | 14 | 9 | 15 | 2.1 | 6.3 | 0 | 0 | 2.1 | 6.3 | 0 | 0 | 0.3 | 0.9 | 0 | 0 | 0 | 0 | 0 | 0 | 0 | 0 | 0.05 | 0.05 | 0.05 | 0.05 | 0.05 | 0.05 | 0 | 0 | 0 | 0 | 0 | 0 | 0 | 0 | 0 | 0
212 | 2 | 12 | 15 | 4 |  | Education - Primary School |  | Education - Primary School - Dining Area | Education - Primary School | Dining Area | Education - Primary School - Dining Area |  | Education - Primary School | Education - Primary School - Dining Area | PrimSchool Cafeteria (in session) | all | 8 | 188 | 188 | 0.15534 | 0.78562 | 1.3823 | 1.0506 | 1.1612 | 1.0644 |  |  | 0 | 0 | 0 | 0 | 0 |  |  | 136.5153 | 240.2029 | 182.5542 | 201.7705 | 184.9563 |  |  | 0.044748 | 0.078736 | 0.05984 | 0.066138 | 0.060627 |  |  | 0 | 0 | 0 | 0 | 0 |  |  | 0 | 0 | 0 | 0 | 0 |  |  | 0.36667 | 0.36667 | 0.36667 | 0.36667 | 0.36667 |  |  | 0.58465 | 0.58169 | 0.56567 | 0.56567 | 0.54444 |  |  | PrimSchool Cafeteria (in session) ILit all | PrimSchool Cafeteria (in session) ILit all | 3023 | 5 | 100 | 5.95 | 0.36667 | 0.05 | 0.05 | 0.05 | 0.05 | 0.05 | 0.05 | 0.05 | 0.05 | 0.05 | 0.05 | 1 | 1 | 1 | 1 | 1 | 0.05 | 0.05 | 0.05 | 0.05 | 0.05 | 0.05 | 0.05 | 0.05 | 0.05 | 0 | 0 | 0 | 0 | 0 | 0 | 0 | 0 | 0 | 0 | 1 | 1 | 1 | 1 | 1 | 0 | 0 | 0 | 0 | 0 | 0 | 0 | 0 | 0 | 0 | 0 | 0 | 0 | 0 | 0 | 0 | 0 | 0 | 0 | 0 | 0 | 0 | 0 | 0 | 0 | 0 | 0 | 0 | 0 | 0 | 0 | 0 | 0 | 0 | 0 | 0 | 0 | 0 | 0 |  | 0.10582 | 0.10469 | 0.097091 | 0.097091 | 0.090077 | 0.042327 | 0.041875 | 0.038836 | 0.038836 | 0.036031 | 0.055693 | 0.055098 | 0.0511 | 0.0511 | 0.047409 | 0.080389 | 0.079531 | 0.07376 | 0.07376 | 0.068432 | Education - Primary School - Dining Area - all | 16 | 9 | 16 | 958.8 | 159.8 | 958.8 | 159.8 | 0 | 0 | 5.1 | 0.85 | 0 | 0 | 0 | 0 | 0 | 0 | 0 | 0 | 0 | 0 | 0.05 | 0.05 | 1 | 1 | 1 | 1 | 1 | 0 | 0 | 0 | 0 | 0 | 0 | 0 | 0 | 0
213 | 2 | 13 | 12 | 5 |  |  |  |  | Education - Primary School | Dining Area | Education - Primary School - Dining Area | (break) | Education - Primary School (break) | Education - Primary School - Dining Area (break) | PrimSchool Cafeteria (break) | Sat | 15 | 16 | 16 | 0.15534 | 0.78562 | 1.3823 | 1.0506 | 1.1612 | 1.0644 |  |  | 0 | 0 | 0 | 0 | 0 |  |  | 0 | 0 | 0 | 0 | 0 |  |  | 0 | 0 | 0 | 0 | 0 |  |  | 0 | 0 | 0 | 0 | 0 |  |  | 0 | 0 | 0 | 0 | 0 |  |  | 0 | 0 | 0 | 0 | 0 |  |  | 0 | 0 | 0 | 0 | 0 |  |  | PrimSchool Cafeteria (break) ILit Sat | PrimSchool Cafeteria (break) ILit all | 1 | 0 | 0 | 0 | 0 | 0 | 0 | 0 | 0 | 0 | 0 | 0 | 0 | 0 | 0 | 0 | 0 | 0 | 0 | 0 | 0 | 0 | 0 | 0 | 0 | 0 | 0 | 0 | 0 | 0 | 0 | 0 | 0 | 0 | 0 | 0 | 0 | 0 | 0 | 0 | 0 | 0 | 0 | 0 | 0 | 0 | 0 | 0 | 0 | 0 | 0 | 0 | 0 | 0 | 0 | 0 | 0 | 0 | 0 | 0 | 0 | 0 | 0 | 0 | 0 | 0 | 0 | 0 | 0 | 0 | 0 | 0 | 0 | 0 | 0 | 0 | 0 | 0 | 0 | 0 | 0 | 0 | 0 |  | 0.10582 | 0.10469 | 0.097091 | 0.097091 | 0.090077 | 0.042327 | 0.041875 | 0.038836 | 0.038836 | 0.036031 | 0.055693 | 0.055098 | 0.0511 | 0.0511 | 0.047409 | 0.080389 | 0.079531 | 0.07376 | 0.07376 | 0.068432 | Education - Primary School - Dining Area - (break) - Sat | 10 | Closed | Closed | 0 | 0 | 0 | 0 | 0 | 0 | 0 | 0 | 0 | 0 | 0 | 0 | 0 | 0 | 0 | 0 | 0 | 0 | 0 | 0 | 0 | 0 | 0 | 0 | 0 | 0 | 0 | 0 | 0 | 0 | 0 | 0 | 0 | 0
214 | 2 | 14 | 13 | 6 |  |  |  |  | Education - Primary School | Dining Area | Education - Primary School - Dining Area | (break) | Education - Primary School (break) | Education - Primary School - Dining Area (break) | PrimSchool Cafeteria (break) | Sun | 9 | 16 | 16 | 0.15534 | 0.78562 | 1.3823 | 1.0506 | 1.1612 | 1.0644 |  |  | 0 | 0 | 0 | 0 | 0 |  |  | 0 | 0 | 0 | 0 | 0 |  |  | 0 | 0 | 0 | 0 | 0 |  |  | 0 | 0 | 0 | 0 | 0 |  |  | 0 | 0 | 0 | 0 | 0 |  |  | 0 | 0 | 0 | 0 | 0 |  |  | 0 | 0 | 0 | 0 | 0 |  |  | PrimSchool Cafeteria (break) ILit Sun | PrimSchool Cafeteria (break) ILit all | 1 | 0 | 0 | 0 | 0 | 0 | 0 | 0 | 0 | 0 | 0 | 0 | 0 | 0 | 0 | 0 | 0 | 0 | 0 | 0 | 0 | 0 | 0 | 0 | 0 | 0 | 0 | 0 | 0 | 0 | 0 | 0 | 0 | 0 | 0 | 0 | 0 | 0 | 0 | 0 | 0 | 0 | 0 | 0 | 0 | 0 | 0 | 0 | 0 | 0 | 0 | 0 | 0 | 0 | 0 | 0 | 0 | 0 | 0 | 0 | 0 | 0 | 0 | 0 | 0 | 0 | 0 | 0 | 0 | 0 | 0 | 0 | 0 | 0 | 0 | 0 | 0 | 0 | 0 | 0 | 0 | 0 | 0 |  | 0.10582 | 0.10469 | 0.097091 | 0.097091 | 0.090077 | 0.042327 | 0.041875 | 0.038836 | 0.038836 | 0.036031 | 0.055693 | 0.055098 | 0.0511 | 0.0511 | 0.047409 | 0.080389 | 0.079531 | 0.07376 | 0.07376 | 0.068432 | Education - Primary School - Dining Area - (break) - Sun | 12 | Closed | Closed | 0 | 0 | 0 | 0 | 0 | 0 | 0 | 0 | 0 | 0 | 0 | 0 | 0 | 0 | 0 | 0 | 0 | 0 | 0 | 0 | 0 | 0 | 0 | 0 | 0 | 0 | 0 | 0 | 0 | 0 | 0 | 0 | 0 | 0
215 | 2 | 15 | 14 | 7 |  |  |  |  | Education - Primary School | Dining Area | Education - Primary School - Dining Area | (break) | Education - Primary School (break) | Education - Primary School - Dining Area (break) | PrimSchool Cafeteria (break) | Hol | 15 | 3 | 3 | 0.15534 | 0.78562 | 1.3823 | 1.0506 | 1.1612 | 1.0644 |  |  | 0 | 0 | 0 | 0 | 0 |  |  | 0 | 0 | 0 | 0 | 0 |  |  | 0 | 0 | 0 | 0 | 0 |  |  | 0 | 0 | 0 | 0 | 0 |  |  | 0 | 0 | 0 | 0 | 0 |  |  | 0 | 0 | 0 | 0 | 0 |  |  | 0 | 0 | 0 | 0 | 0 |  |  | PrimSchool Cafeteria (break) ILit Hol | PrimSchool Cafeteria (break) ILit all | 1 | 0 | 0 | 0 | 0 | 0 | 0 | 0 | 0 | 0 | 0 | 0 | 0 | 0 | 0 | 0 | 0 | 0 | 0 | 0 | 0 | 0 | 0 | 0 | 0 | 0 | 0 | 0 | 0 | 0 | 0 | 0 | 0 | 0 | 0 | 0 | 0 | 0 | 0 | 0 | 0 | 0 | 0 | 0 | 0 | 0 | 0 | 0 | 0 | 0 | 0 | 0 | 0 | 0 | 0 | 0 | 0 | 0 | 0 | 0 | 0 | 0 | 0 | 0 | 0 | 0 | 0 | 0 | 0 | 0 | 0 | 0 | 0 | 0 | 0 | 0 | 0 | 0 | 0 | 0 | 0 | 0 | 0 |  | 0.10582 | 0.10469 | 0.097091 | 0.097091 | 0.090077 | 0.042327 | 0.041875 | 0.038836 | 0.038836 | 0.036031 | 0.055693 | 0.055098 | 0.0511 | 0.0511 | 0.047409 | 0.080389 | 0.079531 | 0.07376 | 0.07376 | 0.068432 | Education - Primary School - Dining Area - (break) - Hol | 14 | Closed | Closed | 0 | 0 | 0 | 0 | 0 | 0 | 0 | 0 | 0 | 0 | 0 | 0 | 0 | 0 | 0 | 0 | 0 | 0 | 0 | 0 | 0 | 0 | 0 | 0 | 0 | 0 | 0 | 0 | 0 | 0 | 0 | 0 | 0 | 0
216 | 2 | 16 | 15 | 8 |  |  | Education - Primary School - Dining Area |  | Education - Primary School | Dining Area | Education - Primary School - Dining Area | (break) | Education - Primary School (break) | Education - Primary School - Dining Area (break) | PrimSchool Cafeteria (break) | all | 9 | 63 | 63 | 0.15534 | 0.78562 | 1.3823 | 1.0506 | 1.1612 | 1.0644 |  |  | 0.12204 | 0.21474 | 0.1632 | 0.18038 | 0.16535 |  |  | 0 | 0 | 0 | 0 | 0 |  |  | 0 | 0 | 0 | 0 | 0 |  |  | 1213.4 | 1213.4 | 1213.4 | 1213.4 | 1213.4 |  |  | 0 | 0 | 0 | 0 | 0 |  |  | 0 | 0 | 0 | 0 | 0 |  |  | 0 | 0 | 0 | 0 | 0 |  |  | PrimSchool Cafeteria (break) ILit all | PrimSchool Cafeteria (break) ILit all | 1 | 0 | 0 | 0 | 0 | 0 | 0 | 0 | 0 | 0 | 0 | 0 | 0 | 0 | 0 | 0 | 0 | 0 | 0 | 0 | 0 | 0 | 0 | 0 | 0 | 0 | 0 | 0 | 0 | 0 | 0 | 0 | 0 | 0 | 0 | 0 | 0 | 0 | 0 | 0 | 0 | 0 | 0 | 0 | 0 | 0 | 0 | 0 | 0 | 0 | 0 | 0 | 0 | 0 | 0 | 0 | 0 | 0 | 0 | 0 | 0 | 0 | 0 | 0 | 0 | 0 | 0 | 0 | 0 | 0 | 0 | 0 | 0 | 0 | 0 | 0 | 0 | 0 | 0 | 0 | 0 | 0 | 0 |  | 0.10582 | 0.10469 | 0.097091 | 0.097091 | 0.090077 | 0.042327 | 0.041875 | 0.038836 | 0.038836 | 0.036031 | 0.055693 | 0.055098 | 0.0511 | 0.0511 | 0.047409 | 0.080389 | 0.079531 | 0.07376 | 0.07376 | 0.068432 | Education - Primary School - Dining Area - (break) - all | 16 | 9 | 15 | 0 | 0 | 0 | 0 | 0 | 0 | 0 | 0 | 0 | 0 | 0 | 0 | 0 | 0 | 0 | 0 | 0 | 0 | 0 | 0 | 0 | 0 | 0 | 0 | 0 | 0 | 0 | 0 | 0 | 0 | 0 | 0 | 0 | 0
217 | 2 | 17 | 12 | 1 |  |  |  |  | Education - Primary School | Exercising Centers and Gymnasium | Education - Primary School - Exercising Centers and Gymnasium |  | Education - Primary School | Education - Primary School - Exercising Centers and Gymnasium | PrimSchool Gym (in session) | Sat | 16 | 36 | 36 | 0.072579 | 0.96302 | 1.6588 | 0.87547 | 0.96763 | 0.96763 |  |  | 0 | 0 | 0 | 0 | 0 |  |  | 13.2604 | 22.8409 | 12.0549 | 13.3238 | 13.3238 |  |  | 0 | 0 | 0 | 0 | 0 |  |  | 0 | 0 | 0 | 0 | 0 |  |  | 0 | 0 | 0 | 0 | 0 |  |  | 0 | 0 | 0 | 0 | 0 |  |  | 0 | 0 | 0 | 0 | 0 |  |  | PrimSchool Gym (in session) ILit Sat | PrimSchool Gym (in session) ILit all | 3019 | 5 | 45 | 5.27 | 0.45 | 0.05 | 0.05 | 0.05 | 0.05 | 0.05 | 0.05 | 0.05 | 0.12 | 0.45 | 0.45 | 0.45 | 0.45 | 0.45 | 0.45 | 0.45 | 0.45 | 0.45 | 0.45 | 0.05 | 0.05 | 0.05 | 0.05 | 0.05 | 0.05 | 0 | 0 | 0 | 0 | 0 | 0 | 0 | 0.175 | 1 | 1 | 1 | 1 | 1 | 1 | 1 | 1 | 1 | 1 | 0 | 0 | 0 | 0 | 0 | 0 | 0 | 0 | 0 | 0 | 0 | 0 | 0 | 0 | 0 | 0 | 0 | 0 | 0 | 0 | 0 | 0 | 0 | 0 | 0 | 0 | 0 | 0 | 0 | 0 | 0 | 0 | 0 | 0 | 0 | 0 |  | 0.10582 | 0.10469 | 0.097091 | 0.097091 | 0.090077 | 0.042327 | 0.041875 | 0.038836 | 0.038836 | 0.036031 | 0.055693 | 0.055098 | 0.0511 | 0.0511 | 0.047409 | 0.080389 | 0.079531 | 0.07376 | 0.07376 | 0.068432 | Education - Primary School - Exercising Centers and Gymnasium - Sat | 10 | 9 | 15 | 97.2 | 92.52 | 0 | 0 | 97.2 | 92.52 | 0 | 0 | 2.7 | 2.57 | 0 | 0 | 0 | 0 | 0 | 0 | 0 | 0 | 0.45 | 0.45 | 0.45 | 0.45 | 0.45 | 0.45 | 0 | 0 | 0 | 0 | 0 | 0 | 0 | 0 | 0 | 0
218 | 2 | 18 | 13 | 2 |  |  |  |  | Education - Primary School | Exercising Centers and Gymnasium | Education - Primary School - Exercising Centers and Gymnasium |  | Education - Primary School | Education - Primary School - Exercising Centers and Gymnasium | PrimSchool Gym (in session) | Sun | 8 | 36 | 36 | 0.072579 | 0.96302 | 1.6588 | 0.87547 | 0.96763 | 0.96763 |  |  | 0 | 0 | 0 | 0 | 0 |  |  | 3.0194 | 5.201 | 2.7449 | 3.0339 | 3.0339 |  |  | 0 | 0 | 0 | 0 | 0 |  |  | 0 | 0 | 0 | 0 | 0 |  |  | 0 | 0 | 0 | 0 | 0 |  |  | 0 | 0 | 0 | 0 | 0 |  |  | 0 | 0 | 0 | 0 | 0 |  |  | PrimSchool Gym (in session) ILit Sun | PrimSchool Gym (in session) ILit all | 2 | 5 | 5 | 1.2 | 0.05 | 0.05 | 0.05 | 0.05 | 0.05 | 0.05 | 0.05 | 0.05 | 0.05 | 0.05 | 0.05 | 0.05 | 0.05 | 0.05 | 0.05 | 0.05 | 0.05 | 0.05 | 0.05 | 0.05 | 0.05 | 0.05 | 0.05 | 0.05 | 0.05 | 0 | 0 | 0 | 0 | 0 | 0 | 0 | 0 | 0 | 0 | 0 | 0 | 0 | 0 | 0 | 0 | 0 | 0 | 0 | 0 | 0 | 0 | 0 | 0 | 0 | 0 | 0 | 0 | 0 | 0 | 0 | 0 | 0 | 0 | 0 | 0 | 0 | 0 | 0 | 0 | 0 | 0 | 0 | 0 | 0 | 0 | 0 | 0 | 0 | 0 | 0 | 0 | 0 | 0 |  | 0.10582 | 0.10469 | 0.097091 | 0.097091 | 0.090077 | 0.042327 | 0.041875 | 0.038836 | 0.038836 | 0.036031 | 0.055693 | 0.055098 | 0.0511 | 0.0511 | 0.047409 | 0.080389 | 0.079531 | 0.07376 | 0.07376 | 0.068432 | Education - Primary School - Exercising Centers and Gymnasium - Sun | 12 | 9 | 15 | 10.8 | 32.4 | 0 | 0 | 10.8 | 32.4 | 0 | 0 | 0.3 | 0.9 | 0 | 0 | 0 | 0 | 0 | 0 | 0 | 0 | 0.05 | 0.05 | 0.05 | 0.05 | 0.05 | 0.05 | 0 | 0 | 0 | 0 | 0 | 0 | 0 | 0 | 0 | 0
219 | 2 | 19 | 14 | 3 |  |  |  |  | Education - Primary School | Exercising Centers and Gymnasium | Education - Primary School - Exercising Centers and Gymnasium |  | Education - Primary School | Education - Primary School - Exercising Centers and Gymnasium | PrimSchool Gym (in session) | Hol | 16 | 7 | 7 | 0.072579 | 0.96302 | 1.6588 | 0.87547 | 0.96763 | 0.96763 |  |  | 0 | 0 | 0 | 0 | 0 |  |  | 0.58711 | 1.0113 | 0.53374 | 0.58992 | 0.58992 |  |  | 0 | 0 | 0 | 0 | 0 |  |  | 0 | 0 | 0 | 0 | 0 |  |  | 0 | 0 | 0 | 0 | 0 |  |  | 0 | 0 | 0 | 0 | 0 |  |  | 0 | 0 | 0 | 0 | 0 |  |  | PrimSchool Gym (in session) ILit Hol | PrimSchool Gym (in session) ILit all | 2 | 5 | 5 | 1.2 | 0.05 | 0.05 | 0.05 | 0.05 | 0.05 | 0.05 | 0.05 | 0.05 | 0.05 | 0.05 | 0.05 | 0.05 | 0.05 | 0.05 | 0.05 | 0.05 | 0.05 | 0.05 | 0.05 | 0.05 | 0.05 | 0.05 | 0.05 | 0.05 | 0.05 | 0 | 0 | 0 | 0 | 0 | 0 | 0 | 0 | 0 | 0 | 0 | 0 | 0 | 0 | 0 | 0 | 0 | 0 | 0 | 0 | 0 | 0 | 0 | 0 | 0 | 0 | 0 | 0 | 0 | 0 | 0 | 0 | 0 | 0 | 0 | 0 | 0 | 0 | 0 | 0 | 0 | 0 | 0 | 0 | 0 | 0 | 0 | 0 | 0 | 0 | 0 | 0 | 0 | 0 |  | 0.10582 | 0.10469 | 0.097091 | 0.097091 | 0.090077 | 0.042327 | 0.041875 | 0.038836 | 0.038836 | 0.036031 | 0.055693 | 0.055098 | 0.0511 | 0.0511 | 0.047409 | 0.080389 | 0.079531 | 0.07376 | 0.07376 | 0.068432 | Education - Primary School - Exercising Centers and Gymnasium - Hol | 14 | 9 | 15 | 2.1 | 6.3 | 0 | 0 | 2.1 | 6.3 | 0 | 0 | 0.3 | 0.9 | 0 | 0 | 0 | 0 | 0 | 0 | 0 | 0 | 0.05 | 0.05 | 0.05 | 0.05 | 0.05 | 0.05 | 0 | 0 | 0 | 0 | 0 | 0 | 0 | 0 | 0 | 0
220 | 2 | 20 | 15 | 4 |  | Education - Primary School |  | Education - Primary School - Exercising Centers and Gymnasium | Education - Primary School | Exercising Centers and Gymnasium | Education - Primary School - Exercising Centers and Gymnasium |  | Education - Primary School | Education - Primary School - Exercising Centers and Gymnasium | PrimSchool Gym (in session) | all | 8 | 188 | 188 | 0.072579 | 0.96302 | 1.6588 | 0.87547 | 0.96763 | 0.96763 |  |  | 0 | 0 | 0 | 0 | 0 |  |  | 102.4934 | 176.5436 | 93.1758 | 102.9838 | 102.9838 |  |  | 0.040772 | 0.070229 | 0.037065 | 0.040967 | 0.040967 |  |  | 0 | 0 | 0 | 0 | 0 |  |  | 0 | 0 | 0 | 0 | 0 |  |  | 0.58333 | 0.58333 | 0.58333 | 0.58333 | 0.58333 |  |  | 0.58465 | 0.58169 | 0.56567 | 0.56567 | 0.54444 |  |  | PrimSchool Gym (in session) ILit all | PrimSchool Gym (in session) ILit all | 3018 | 5 | 75 | 7.8 | 0.58333 | 0.05 | 0.05 | 0.05 | 0.05 | 0.05 | 0.05 | 0.05 | 0.5 | 0.75 | 0.75 | 0.75 | 0.75 | 0.65 | 0.75 | 0.75 | 0.5 | 0.5 | 0.5 | 0.05 | 0.05 | 0.05 | 0.05 | 0.05 | 0.05 | 0 | 0 | 0 | 0 | 0 | 0 | 0 | 0.64286 | 1 | 1 | 1 | 1 | 0.85714 | 1 | 1 | 0.64286 | 0.64286 | 0.64286 | 0 | 0 | 0 | 0 | 0 | 0 | 0 | 0 | 0 | 0 | 0 | 0 | 0 | 0 | 0 | 0 | 0 | 0 | 0 | 0 | 0 | 0 | 0 | 0 | 0 | 0 | 0 | 0 | 0 | 0 | 0 | 0 | 0 | 0 | 0 | 0 |  | 0.10582 | 0.10469 | 0.097091 | 0.097091 | 0.090077 | 0.042327 | 0.041875 | 0.038836 | 0.038836 | 0.036031 | 0.055693 | 0.055098 | 0.0511 | 0.0511 | 0.047409 | 0.080389 | 0.079531 | 0.07376 | 0.07376 | 0.068432 | Education - Primary School - Exercising Centers and Gymnasium - all | 16 | 9 | 16 | 968.2 | 498.2 | 968.2 | 498.2 | 0 | 0 | 5.15 | 2.65 | 0 | 0 | 0 | 0 | 0 | 0 | 0 | 0 | 0 | 0 | 0.75 | 0.75 | 0.75 | 0.75 | 0.65 | 0.75 | 0.75 | 0 | 0 | 0 | 0 | 0 | 0 | 0 | 0 | 0
221 | 2 | 21 | 12 | 5 |  |  |  |  | Education - Primary School | Exercising Centers and Gymnasium | Education - Primary School - Exercising Centers and Gymnasium | (break) | Education - Primary School (break) | Education - Primary School - Exercising Centers and Gymnasium (break) | PrimSchool Gym (break) | Sat | 15 | 16 | 16 | 0.072579 | 0.96302 | 1.6588 | 0.87547 | 0.96763 | 0.96763 |  |  | 0 | 0 | 0 | 0 | 0 |  |  | 0 | 0 | 0 | 0 | 0 |  |  | 0 | 0 | 0 | 0 | 0 |  |  | 0 | 0 | 0 | 0 | 0 |  |  | 0 | 0 | 0 | 0 | 0 |  |  | 0 | 0 | 0 | 0 | 0 |  |  | 0 | 0 | 0 | 0 | 0 |  |  | PrimSchool Gym (break) ILit Sat | PrimSchool Gym (break) ILit all | 1 | 0 | 0 | 0 | 0 | 0 | 0 | 0 | 0 | 0 | 0 | 0 | 0 | 0 | 0 | 0 | 0 | 0 | 0 | 0 | 0 | 0 | 0 | 0 | 0 | 0 | 0 | 0 | 0 | 0 | 0 | 0 | 0 | 0 | 0 | 0 | 0 | 0 | 0 | 0 | 0 | 0 | 0 | 0 | 0 | 0 | 0 | 0 | 0 | 0 | 0 | 0 | 0 | 0 | 0 | 0 | 0 | 0 | 0 | 0 | 0 | 0 | 0 | 0 | 0 | 0 | 0 | 0 | 0 | 0 | 0 | 0 | 0 | 0 | 0 | 0 | 0 | 0 | 0 | 0 | 0 | 0 | 0 |  | 0.10582 | 0.10469 | 0.097091 | 0.097091 | 0.090077 | 0.042327 | 0.041875 | 0.038836 | 0.038836 | 0.036031 | 0.055693 | 0.055098 | 0.0511 | 0.0511 | 0.047409 | 0.080389 | 0.079531 | 0.07376 | 0.07376 | 0.068432 | Education - Primary School - Exercising Centers and Gymnasium - (break) - Sat | 10 | Closed | Closed | 0 | 0 | 0 | 0 | 0 | 0 | 0 | 0 | 0 | 0 | 0 | 0 | 0 | 0 | 0 | 0 | 0 | 0 | 0 | 0 | 0 | 0 | 0 | 0 | 0 | 0 | 0 | 0 | 0 | 0 | 0 | 0 | 0 | 0
222 | 2 | 22 | 13 | 6 |  |  |  |  | Education - Primary School | Exercising Centers and Gymnasium | Education - Primary School - Exercising Centers and Gymnasium | (break) | Education - Primary School (break) | Education - Primary School - Exercising Centers and Gymnasium (break) | PrimSchool Gym (break) | Sun | 9 | 16 | 16 | 0.072579 | 0.96302 | 1.6588 | 0.87547 | 0.96763 | 0.96763 |  |  | 0 | 0 | 0 | 0 | 0 |  |  | 0 | 0 | 0 | 0 | 0 |  |  | 0 | 0 | 0 | 0 | 0 |  |  | 0 | 0 | 0 | 0 | 0 |  |  | 0 | 0 | 0 | 0 | 0 |  |  | 0 | 0 | 0 | 0 | 0 |  |  | 0 | 0 | 0 | 0 | 0 |  |  | PrimSchool Gym (break) ILit Sun | PrimSchool Gym (break) ILit all | 1 | 0 | 0 | 0 | 0 | 0 | 0 | 0 | 0 | 0 | 0 | 0 | 0 | 0 | 0 | 0 | 0 | 0 | 0 | 0 | 0 | 0 | 0 | 0 | 0 | 0 | 0 | 0 | 0 | 0 | 0 | 0 | 0 | 0 | 0 | 0 | 0 | 0 | 0 | 0 | 0 | 0 | 0 | 0 | 0 | 0 | 0 | 0 | 0 | 0 | 0 | 0 | 0 | 0 | 0 | 0 | 0 | 0 | 0 | 0 | 0 | 0 | 0 | 0 | 0 | 0 | 0 | 0 | 0 | 0 | 0 | 0 | 0 | 0 | 0 | 0 | 0 | 0 | 0 | 0 | 0 | 0 | 0 |  | 0.10582 | 0.10469 | 0.097091 | 0.097091 | 0.090077 | 0.042327 | 0.041875 | 0.038836 | 0.038836 | 0.036031 | 0.055693 | 0.055098 | 0.0511 | 0.0511 | 0.047409 | 0.080389 | 0.079531 | 0.07376 | 0.07376 | 0.068432 | Education - Primary School - Exercising Centers and Gymnasium - (break) - Sun | 12 | Closed | Closed | 0 | 0 | 0 | 0 | 0 | 0 | 0 | 0 | 0 | 0 | 0 | 0 | 0 | 0 | 0 | 0 | 0 | 0 | 0 | 0 | 0 | 0 | 0 | 0 | 0 | 0 | 0 | 0 | 0 | 0 | 0 | 0 | 0 | 0
223 | 2 | 23 | 14 | 7 |  |  |  |  | Education - Primary School | Exercising Centers and Gymnasium | Education - Primary School - Exercising Centers and Gymnasium | (break) | Education - Primary School (break) | Education - Primary School - Exercising Centers and Gymnasium (break) | PrimSchool Gym (break) | Hol | 15 | 3 | 3 | 0.072579 | 0.96302 | 1.6588 | 0.87547 | 0.96763 | 0.96763 |  |  | 0 | 0 | 0 | 0 | 0 |  |  | 0 | 0 | 0 | 0 | 0 |  |  | 0 | 0 | 0 | 0 | 0 |  |  | 0 | 0 | 0 | 0 | 0 |  |  | 0 | 0 | 0 | 0 | 0 |  |  | 0 | 0 | 0 | 0 | 0 |  |  | 0 | 0 | 0 | 0 | 0 |  |  | PrimSchool Gym (break) ILit Hol | PrimSchool Gym (break) ILit all | 1 | 0 | 0 | 0 | 0 | 0 | 0 | 0 | 0 | 0 | 0 | 0 | 0 | 0 | 0 | 0 | 0 | 0 | 0 | 0 | 0 | 0 | 0 | 0 | 0 | 0 | 0 | 0 | 0 | 0 | 0 | 0 | 0 | 0 | 0 | 0 | 0 | 0 | 0 | 0 | 0 | 0 | 0 | 0 | 0 | 0 | 0 | 0 | 0 | 0 | 0 | 0 | 0 | 0 | 0 | 0 | 0 | 0 | 0 | 0 | 0 | 0 | 0 | 0 | 0 | 0 | 0 | 0 | 0 | 0 | 0 | 0 | 0 | 0 | 0 | 0 | 0 | 0 | 0 | 0 | 0 | 0 | 0 |  | 0.10582 | 0.10469 | 0.097091 | 0.097091 | 0.090077 | 0.042327 | 0.041875 | 0.038836 | 0.038836 | 0.036031 | 0.055693 | 0.055098 | 0.0511 | 0.0511 | 0.047409 | 0.080389 | 0.079531 | 0.07376 | 0.07376 | 0.068432 | Education - Primary School - Exercising Centers and Gymnasium - (break) - Hol | 14 | Closed | Closed | 0 | 0 | 0 | 0 | 0 | 0 | 0 | 0 | 0 | 0 | 0 | 0 | 0 | 0 | 0 | 0 | 0 | 0 | 0 | 0 | 0 | 0 | 0 | 0 | 0 | 0 | 0 | 0 | 0 | 0 | 0 | 0 | 0 | 0
224 | 2 | 24 | 15 | 8 |  |  | Education - Primary School - Exercising Centers and Gymnasium |  | Education - Primary School | Exercising Centers and Gymnasium | Education - Primary School - Exercising Centers and Gymnasium | (break) | Education - Primary School (break) | Education - Primary School - Exercising Centers and Gymnasium (break) | PrimSchool Gym (break) | all | 9 | 63 | 63 | 0.072579 | 0.96302 | 1.6588 | 0.87547 | 0.96763 | 0.96763 |  |  | 0.069895 | 0.12039 | 0.063541 | 0.070229 | 0.070229 |  |  | 0 | 0 | 0 | 0 | 0 |  |  | 0 | 0 | 0 | 0 | 0 |  |  | 1707.72 | 1707.72 | 1707.72 | 1707.72 | 1707.72 |  |  | 0 | 0 | 0 | 0 | 0 |  |  | 0 | 0 | 0 | 0 | 0 |  |  | 0 | 0 | 0 | 0 | 0 |  |  | PrimSchool Gym (break) ILit all | PrimSchool Gym (break) ILit all | 1 | 0 | 0 | 0 | 0 | 0 | 0 | 0 | 0 | 0 | 0 | 0 | 0 | 0 | 0 | 0 | 0 | 0 | 0 | 0 | 0 | 0 | 0 | 0 | 0 | 0 | 0 | 0 | 0 | 0 | 0 | 0 | 0 | 0 | 0 | 0 | 0 | 0 | 0 | 0 | 0 | 0 | 0 | 0 | 0 | 0 | 0 | 0 | 0 | 0 | 0 | 0 | 0 | 0 | 0 | 0 | 0 | 0 | 0 | 0 | 0 | 0 | 0 | 0 | 0 | 0 | 0 | 0 | 0 | 0 | 0 | 0 | 0 | 0 | 0 | 0 | 0 | 0 | 0 | 0 | 0 | 0 | 0 |  | 0.10582 | 0.10469 | 0.097091 | 0.097091 | 0.090077 | 0.042327 | 0.041875 | 0.038836 | 0.038836 | 0.036031 | 0.055693 | 0.055098 | 0.0511 | 0.0511 | 0.047409 | 0.080389 | 0.079531 | 0.07376 | 0.07376 | 0.068432 | Education - Primary School - Exercising Centers and Gymnasium - (break) - all | 16 | 9 | 15 | 0 | 0 | 0 | 0 | 0 | 0 | 0 | 0 | 0 | 0 | 0 | 0 | 0 | 0 | 0 | 0 | 0 | 0 | 0 | 0 | 0 | 0 | 0 | 0 | 0 | 0 | 0 | 0 | 0 | 0 | 0 | 0 | 0 | 0
225 | 2 | 25 | 12 | 1 |  |  |  |  | Education - Primary School | Kitchen and Food Preparation | Education - Primary School - Kitchen and Food Preparation |  | Education - Primary School | Education - Primary School - Kitchen and Food Preparation | PrimSchool Kitchen (in session) | Sat | 16 | 36 | 36 | 0.11921 | 1.9767 | 3.3176 | 1.4883 | 1.645 | 1.5482 |  |  | 0 | 0 | 0 | 0 | 0 |  |  | 10.1802 | 17.0857 | 7.6648 | 8.4716 | 7.9733 |  |  | 0 | 0 | 0 | 0 | 0 |  |  | 0 | 0 | 0 | 0 | 0 |  |  | 0 | 0 | 0 | 0 | 0 |  |  | 0 | 0 | 0 | 0 | 0 |  |  | 0 | 0 | 0 | 0 | 0 |  |  | PrimSchool Kitchen (in session) ILit Sat | PrimSchool Kitchen (in session) ILit all | 2 | 5 | 5 | 1.2 | 0.05 | 0.05 | 0.05 | 0.05 | 0.05 | 0.05 | 0.05 | 0.05 | 0.05 | 0.05 | 0.05 | 0.05 | 0.05 | 0.05 | 0.05 | 0.05 | 0.05 | 0.05 | 0.05 | 0.05 | 0.05 | 0.05 | 0.05 | 0.05 | 0.05 | 0 | 0 | 0 | 0 | 0 | 0 | 0 | 0 | 0 | 0 | 0 | 0 | 0 | 0 | 0 | 0 | 0 | 0 | 0 | 0 | 0 | 0 | 0 | 0 | 0 | 0 | 0 | 0 | 0 | 0 | 0 | 0 | 0 | 0 | 0 | 0 | 0 | 0 | 0 | 0 | 0 | 0 | 0 | 0 | 0 | 0 | 0 | 0 | 0 | 0 | 0 | 0 | 0 | 0 |  | 0.10582 | 0.10469 | 0.097091 | 0.097091 | 0.090077 | 0.042327 | 0.041875 | 0.038836 | 0.038836 | 0.036031 | 0.055693 | 0.055098 | 0.0511 | 0.0511 | 0.047409 | 0.080389 | 0.079531 | 0.07376 | 0.07376 | 0.068432 | Education - Primary School - Kitchen and Food Preparation - Sat | 10 | 9 | 15 | 10.8 | 32.4 | 0 | 0 | 10.8 | 32.4 | 0 | 0 | 0.3 | 0.9 | 0 | 0 | 0 | 0 | 0 | 0 | 0 | 0 | 0.05 | 0.05 | 0.05 | 0.05 | 0.05 | 0.05 | 0 | 0 | 0 | 0 | 0 | 0 | 0 | 0 | 0 | 0
226 | 2 | 26 | 13 | 2 |  |  |  |  | Education - Primary School | Kitchen and Food Preparation | Education - Primary School - Kitchen and Food Preparation |  | Education - Primary School | Education - Primary School - Kitchen and Food Preparation | PrimSchool Kitchen (in session) | Sun | 8 | 36 | 36 | 0.11921 | 1.9767 | 3.3176 | 1.4883 | 1.645 | 1.5482 |  |  | 0 | 0 | 0 | 0 | 0 |  |  | 10.1802 | 17.0857 | 7.6648 | 8.4716 | 7.9733 |  |  | 0 | 0 | 0 | 0 | 0 |  |  | 0 | 0 | 0 | 0 | 0 |  |  | 0 | 0 | 0 | 0 | 0 |  |  | 0 | 0 | 0 | 0 | 0 |  |  | 0 | 0 | 0 | 0 | 0 |  |  | PrimSchool Kitchen (in session) ILit Sun | PrimSchool Kitchen (in session) ILit all | 2 | 5 | 5 | 1.2 | 0.05 | 0.05 | 0.05 | 0.05 | 0.05 | 0.05 | 0.05 | 0.05 | 0.05 | 0.05 | 0.05 | 0.05 | 0.05 | 0.05 | 0.05 | 0.05 | 0.05 | 0.05 | 0.05 | 0.05 | 0.05 | 0.05 | 0.05 | 0.05 | 0.05 | 0 | 0 | 0 | 0 | 0 | 0 | 0 | 0 | 0 | 0 | 0 | 0 | 0 | 0 | 0 | 0 | 0 | 0 | 0 | 0 | 0 | 0 | 0 | 0 | 0 | 0 | 0 | 0 | 0 | 0 | 0 | 0 | 0 | 0 | 0 | 0 | 0 | 0 | 0 | 0 | 0 | 0 | 0 | 0 | 0 | 0 | 0 | 0 | 0 | 0 | 0 | 0 | 0 | 0 |  | 0.10582 | 0.10469 | 0.097091 | 0.097091 | 0.090077 | 0.042327 | 0.041875 | 0.038836 | 0.038836 | 0.036031 | 0.055693 | 0.055098 | 0.0511 | 0.0511 | 0.047409 | 0.080389 | 0.079531 | 0.07376 | 0.07376 | 0.068432 | Education - Primary School - Kitchen and Food Preparation - Sun | 12 | 9 | 15 | 10.8 | 32.4 | 0 | 0 | 10.8 | 32.4 | 0 | 0 | 0.3 | 0.9 | 0 | 0 | 0 | 0 | 0 | 0 | 0 | 0 | 0.05 | 0.05 | 0.05 | 0.05 | 0.05 | 0.05 | 0 | 0 | 0 | 0 | 0 | 0 | 0 | 0 | 0 | 0
227 | 2 | 27 | 14 | 3 |  |  |  |  | Education - Primary School | Kitchen and Food Preparation | Education - Primary School - Kitchen and Food Preparation |  | Education - Primary School | Education - Primary School - Kitchen and Food Preparation | PrimSchool Kitchen (in session) | Hol | 16 | 7 | 7 | 0.11921 | 1.9767 | 3.3176 | 1.4883 | 1.645 | 1.5482 |  |  | 0 | 0 | 0 | 0 | 0 |  |  | 1.9795 | 3.3222 | 1.4904 | 1.6473 | 1.5504 |  |  | 0 | 0 | 0 | 0 | 0 |  |  | 0 | 0 | 0 | 0 | 0 |  |  | 0 | 0 | 0 | 0 | 0 |  |  | 0 | 0 | 0 | 0 | 0 |  |  | 0 | 0 | 0 | 0 | 0 |  |  | PrimSchool Kitchen (in session) ILit Hol | PrimSchool Kitchen (in session) ILit all | 2 | 5 | 5 | 1.2 | 0.05 | 0.05 | 0.05 | 0.05 | 0.05 | 0.05 | 0.05 | 0.05 | 0.05 | 0.05 | 0.05 | 0.05 | 0.05 | 0.05 | 0.05 | 0.05 | 0.05 | 0.05 | 0.05 | 0.05 | 0.05 | 0.05 | 0.05 | 0.05 | 0.05 | 0 | 0 | 0 | 0 | 0 | 0 | 0 | 0 | 0 | 0 | 0 | 0 | 0 | 0 | 0 | 0 | 0 | 0 | 0 | 0 | 0 | 0 | 0 | 0 | 0 | 0 | 0 | 0 | 0 | 0 | 0 | 0 | 0 | 0 | 0 | 0 | 0 | 0 | 0 | 0 | 0 | 0 | 0 | 0 | 0 | 0 | 0 | 0 | 0 | 0 | 0 | 0 | 0 | 0 |  | 0.10582 | 0.10469 | 0.097091 | 0.097091 | 0.090077 | 0.042327 | 0.041875 | 0.038836 | 0.038836 | 0.036031 | 0.055693 | 0.055098 | 0.0511 | 0.0511 | 0.047409 | 0.080389 | 0.079531 | 0.07376 | 0.07376 | 0.068432 | Education - Primary School - Kitchen and Food Preparation - Hol | 14 | 9 | 15 | 2.1 | 6.3 | 0 | 0 | 2.1 | 6.3 | 0 | 0 | 0.3 | 0.9 | 0 | 0 | 0 | 0 | 0 | 0 | 0 | 0 | 0.05 | 0.05 | 0.05 | 0.05 | 0.05 | 0.05 | 0 | 0 | 0 | 0 | 0 | 0 | 0 | 0 | 0 | 0
228 | 2 | 28 | 15 | 4 |  | Education - Primary School |  | Education - Primary School - Kitchen and Food Preparation | Education - Primary School | Kitchen and Food Preparation | Education - Primary School - Kitchen and Food Preparation |  | Education - Primary School | Education - Primary School - Kitchen and Food Preparation | PrimSchool Kitchen (in session) | all | 8 | 188 | 188 | 0.11921 | 1.9767 | 3.3176 | 1.4883 | 1.645 | 1.5482 |  |  | 0 | 0 | 0 | 0 | 0 |  |  | 221.514 | 371.7717 | 166.7809 | 184.3368 | 173.4934 |  |  | 0.011783 | 0.019775 | 0.0088713 | 0.0098051 | 0.0092284 |  |  | 0 | 0 | 0 | 0 | 0 |  |  | 0 | 0 | 0 | 0 | 0 |  |  | 0.05 | 0.05 | 0.05 | 0.05 | 0.05 |  |  | 0.58465 | 0.58169 | 0.56567 | 0.56567 | 0.54444 |  |  | PrimSchool Kitchen (in session) ILit all | PrimSchool Kitchen (in session) ILit all | 3026 | 5 | 100 | 5 | 0.05 | 0.05 | 0.05 | 0.05 | 0.05 | 0.05 | 0.05 | 0.05 | 0.05 | 0.05 | 0.05 | 1 | 1 | 1 | 1 | 0.05 | 0.05 | 0.05 | 0.05 | 0.05 | 0.05 | 0.05 | 0.05 | 0.05 | 0.05 | 0 | 0 | 0 | 0 | 0 | 0 | 0 | 0 | 0 | 0 | 1 | 1 | 1 | 1 | 0 | 0 | 0 | 0 | 0 | 0 | 0 | 0 | 0 | 0 | 0 | 0 | 0 | 0 | 0 | 0 | 0 | 0 | 0 | 0 | 0 | 0 | 0 | 0 | 0 | 0 | 0 | 0 | 0 | 0 | 0 | 0 | 0 | 0 | 0 | 0 | 0 | 0 | 0 | 0 |  | 0.10582 | 0.10469 | 0.097091 | 0.097091 | 0.090077 | 0.042327 | 0.041875 | 0.038836 | 0.038836 | 0.036031 | 0.055693 | 0.055098 | 0.0511 | 0.0511 | 0.047409 | 0.080389 | 0.079531 | 0.07376 | 0.07376 | 0.068432 | Education - Primary School - Kitchen and Food Preparation - all | 16 | 9 | 16 | 780.2 | 159.8 | 780.2 | 159.8 | 0 | 0 | 4.15 | 0.85 | 0 | 0 | 0 | 0 | 0 | 0 | 0 | 0 | 0 | 0 | 0.05 | 0.05 | 1 | 1 | 1 | 1 | 0.05 | 0 | 0 | 0 | 0 | 0 | 0 | 0 | 0 | 0
229 | 2 | 29 | 12 | 5 |  |  |  |  | Education - Primary School | Kitchen and Food Preparation | Education - Primary School - Kitchen and Food Preparation | (break) | Education - Primary School (break) | Education - Primary School - Kitchen and Food Preparation (break) | PrimSchool Kitchen (break) | Sat | 15 | 16 | 16 | 0.11921 | 1.9767 | 3.3176 | 1.4883 | 1.645 | 1.5482 |  |  | 0 | 0 | 0 | 0 | 0 |  |  | 0 | 0 | 0 | 0 | 0 |  |  | 0 | 0 | 0 | 0 | 0 |  |  | 0 | 0 | 0 | 0 | 0 |  |  | 0 | 0 | 0 | 0 | 0 |  |  | 0 | 0 | 0 | 0 | 0 |  |  | 0 | 0 | 0 | 0 | 0 |  |  | PrimSchool Kitchen (break) ILit Sat | PrimSchool Kitchen (break) ILit all | 1 | 0 | 0 | 0 | 0 | 0 | 0 | 0 | 0 | 0 | 0 | 0 | 0 | 0 | 0 | 0 | 0 | 0 | 0 | 0 | 0 | 0 | 0 | 0 | 0 | 0 | 0 | 0 | 0 | 0 | 0 | 0 | 0 | 0 | 0 | 0 | 0 | 0 | 0 | 0 | 0 | 0 | 0 | 0 | 0 | 0 | 0 | 0 | 0 | 0 | 0 | 0 | 0 | 0 | 0 | 0 | 0 | 0 | 0 | 0 | 0 | 0 | 0 | 0 | 0 | 0 | 0 | 0 | 0 | 0 | 0 | 0 | 0 | 0 | 0 | 0 | 0 | 0 | 0 | 0 | 0 | 0 | 0 |  | 0.10582 | 0.10469 | 0.097091 | 0.097091 | 0.090077 | 0.042327 | 0.041875 | 0.038836 | 0.038836 | 0.036031 | 0.055693 | 0.055098 | 0.0511 | 0.0511 | 0.047409 | 0.080389 | 0.079531 | 0.07376 | 0.07376 | 0.068432 | Education - Primary School - Kitchen and Food Preparation - (break) - Sat | 10 | Closed | Closed | 0 | 0 | 0 | 0 | 0 | 0 | 0 | 0 | 0 | 0 | 0 | 0 | 0 | 0 | 0 | 0 | 0 | 0 | 0 | 0 | 0 | 0 | 0 | 0 | 0 | 0 | 0 | 0 | 0 | 0 | 0 | 0 | 0 | 0
230 | 2 | 30 | 13 | 6 |  |  |  |  | Education - Primary School | Kitchen and Food Preparation | Education - Primary School - Kitchen and Food Preparation | (break) | Education - Primary School (break) | Education - Primary School - Kitchen and Food Preparation (break) | PrimSchool Kitchen (break) | Sun | 9 | 16 | 16 | 0.11921 | 1.9767 | 3.3176 | 1.4883 | 1.645 | 1.5482 |  |  | 0 | 0 | 0 | 0 | 0 |  |  | 0 | 0 | 0 | 0 | 0 |  |  | 0 | 0 | 0 | 0 | 0 |  |  | 0 | 0 | 0 | 0 | 0 |  |  | 0 | 0 | 0 | 0 | 0 |  |  | 0 | 0 | 0 | 0 | 0 |  |  | 0 | 0 | 0 | 0 | 0 |  |  | PrimSchool Kitchen (break) ILit Sun | PrimSchool Kitchen (break) ILit all | 1 | 0 | 0 | 0 | 0 | 0 | 0 | 0 | 0 | 0 | 0 | 0 | 0 | 0 | 0 | 0 | 0 | 0 | 0 | 0 | 0 | 0 | 0 | 0 | 0 | 0 | 0 | 0 | 0 | 0 | 0 | 0 | 0 | 0 | 0 | 0 | 0 | 0 | 0 | 0 | 0 | 0 | 0 | 0 | 0 | 0 | 0 | 0 | 0 | 0 | 0 | 0 | 0 | 0 | 0 | 0 | 0 | 0 | 0 | 0 | 0 | 0 | 0 | 0 | 0 | 0 | 0 | 0 | 0 | 0 | 0 | 0 | 0 | 0 | 0 | 0 | 0 | 0 | 0 | 0 | 0 | 0 | 0 |  | 0.10582 | 0.10469 | 0.097091 | 0.097091 | 0.090077 | 0.042327 | 0.041875 | 0.038836 | 0.038836 | 0.036031 | 0.055693 | 0.055098 | 0.0511 | 0.0511 | 0.047409 | 0.080389 | 0.079531 | 0.07376 | 0.07376 | 0.068432 | Education - Primary School - Kitchen and Food Preparation - (break) - Sun | 12 | Closed | Closed | 0 | 0 | 0 | 0 | 0 | 0 | 0 | 0 | 0 | 0 | 0 | 0 | 0 | 0 | 0 | 0 | 0 | 0 | 0 | 0 | 0 | 0 | 0 | 0 | 0 | 0 | 0 | 0 | 0 | 0 | 0 | 0 | 0 | 0
231 | 2 | 31 | 14 | 7 |  |  |  |  | Education - Primary School | Kitchen and Food Preparation | Education - Primary School - Kitchen and Food Preparation | (break) | Education - Primary School (break) | Education - Primary School - Kitchen and Food Preparation (break) | PrimSchool Kitchen (break) | Hol | 15 | 3 | 3 | 0.11921 | 1.9767 | 3.3176 | 1.4883 | 1.645 | 1.5482 |  |  | 0 | 0 | 0 | 0 | 0 |  |  | 0 | 0 | 0 | 0 | 0 |  |  | 0 | 0 | 0 | 0 | 0 |  |  | 0 | 0 | 0 | 0 | 0 |  |  | 0 | 0 | 0 | 0 | 0 |  |  | 0 | 0 | 0 | 0 | 0 |  |  | 0 | 0 | 0 | 0 | 0 |  |  | PrimSchool Kitchen (break) ILit Hol | PrimSchool Kitchen (break) ILit all | 1 | 0 | 0 | 0 | 0 | 0 | 0 | 0 | 0 | 0 | 0 | 0 | 0 | 0 | 0 | 0 | 0 | 0 | 0 | 0 | 0 | 0 | 0 | 0 | 0 | 0 | 0 | 0 | 0 | 0 | 0 | 0 | 0 | 0 | 0 | 0 | 0 | 0 | 0 | 0 | 0 | 0 | 0 | 0 | 0 | 0 | 0 | 0 | 0 | 0 | 0 | 0 | 0 | 0 | 0 | 0 | 0 | 0 | 0 | 0 | 0 | 0 | 0 | 0 | 0 | 0 | 0 | 0 | 0 | 0 | 0 | 0 | 0 | 0 | 0 | 0 | 0 | 0 | 0 | 0 | 0 | 0 | 0 |  | 0.10582 | 0.10469 | 0.097091 | 0.097091 | 0.090077 | 0.042327 | 0.041875 | 0.038836 | 0.038836 | 0.036031 | 0.055693 | 0.055098 | 0.0511 | 0.0511 | 0.047409 | 0.080389 | 0.079531 | 0.07376 | 0.07376 | 0.068432 | Education - Primary School - Kitchen and Food Preparation - (break) - Hol | 14 | Closed | Closed | 0 | 0 | 0 | 0 | 0 | 0 | 0 | 0 | 0 | 0 | 0 | 0 | 0 | 0 | 0 | 0 | 0 | 0 | 0 | 0 | 0 | 0 | 0 | 0 | 0 | 0 | 0 | 0 | 0 | 0 | 0 | 0 | 0 | 0
232 | 2 | 32 | 15 | 8 | Education - Primary School |  | Education - Primary School - Kitchen and Food Preparation |  | Education - Primary School | Kitchen and Food Preparation | Education - Primary School - Kitchen and Food Preparation | (break) | Education - Primary School (break) | Education - Primary School - Kitchen and Food Preparation (break) | PrimSchool Kitchen (break) | all | 9 | 63 | 63 | 0.11921 | 1.9767 | 3.3176 | 1.4883 | 1.645 | 1.5482 |  |  | 0.23565 | 0.3955 | 0.17743 | 0.1961 | 0.18457 |  |  | 0 | 0 | 0 | 0 | 0 |  |  | 0 | 0 | 0 | 0 | 0 |  |  | 1034.8 | 1034.8 | 1034.8 | 1034.8 | 1034.8 |  |  | 2073.1632 | 2064.3976 | 2006.0025 | 2006.0025 | 1950.4306 |  |  | 0 | 0 | 0 | 0 | 0 |  |  | 0 | 0 | 0 | 0 | 0 |  |  | PrimSchool Kitchen (break) ILit all | PrimSchool Kitchen (break) ILit all | 1 | 0 | 0 | 0 | 0 | 0 | 0 | 0 | 0 | 0 | 0 | 0 | 0 | 0 | 0 | 0 | 0 | 0 | 0 | 0 | 0 | 0 | 0 | 0 | 0 | 0 | 0 | 0 | 0 | 0 | 0 | 0 | 0 | 0 | 0 | 0 | 0 | 0 | 0 | 0 | 0 | 0 | 0 | 0 | 0 | 0 | 0 | 0 | 0 | 0 | 0 | 0 | 0 | 0 | 0 | 0 | 0 | 0 | 0 | 0 | 0 | 0 | 0 | 0 | 0 | 0 | 0 | 0 | 0 | 0 | 0 | 0 | 0 | 0 | 0 | 0 | 0 | 0 | 0 | 0 | 0 | 0 | 0 | Education - Primary School | 0.10582 | 0.10469 | 0.097091 | 0.097091 | 0.090077 | 0.042327 | 0.041875 | 0.038836 | 0.038836 | 0.036031 | 0.055693 | 0.055098 | 0.0511 | 0.0511 | 0.047409 | 0.080389 | 0.079531 | 0.07376 | 0.07376 | 0.068432 | Education - Primary School - Kitchen and Food Preparation - (break) - all | 16 | 9 | 15 | 0 | 0 | 0 | 0 | 0 | 0 | 0 | 0 | 0 | 0 | 0 | 0 | 0 | 0 | 0 | 0 | 0 | 0 | 0 | 0 | 0 | 0 | 0 | 0 | 0 | 0 | 0 | 0 | 0 | 0 | 0 | 0 | 0 | 0
301 | 3 | 1 | 12 | 1 |  |  |  |  | Education - Relocatable Classroom | Classroom/Lecture | Education - Relocatable Classroom - Classroom/Lecture |  | Education - Relocatable Classroom | Education - Relocatable Classroom - Classroom/Lecture | HighSchool Class (in session) | Sat | 14 | 36 | 36 | 1 | 2.0274 | 3.3176 | 1.4745 | 1.4745 | 1.1059 |  |  | 0 | 0 | 0 | 0 | 0 |  |  | 251.804 | 412.0429 | 183.1302 | 183.1302 | 137.3476 |  |  | 0 | 0 | 0 | 0 | 0 |  |  | 0 | 0 | 0 | 0 | 0 |  |  | 0 | 0 | 0 | 0 | 0 |  |  | 0 | 0 | 0 | 0 | 0 |  |  | 0 | 0 | 0 | 0 | 0 |  |  | HighSchool Class (in session) ILit Sat | HighSchool Class (in session) ILit all | 3034 | 5 | 30 | 3.45 | 0.21667 | 0.05 | 0.05 | 0.05 | 0.05 | 0.05 | 0.05 | 0.05 | 0.3 | 0.3 | 0.3 | 0.3 | 0.3 | 0.3 | 0.3 | 0.3 | 0.3 | 0.05 | 0.05 | 0.05 | 0.05 | 0.05 | 0.05 | 0.05 | 0.05 | 0 | 0 | 0 | 0 | 0 | 0 | 0 | 1 | 1 | 1 | 1 | 1 | 1 | 1 | 1 | 1 | 0 | 0 | 0 | 0 | 0 | 0 | 0 | 0 | 20 | 0 | 0.36 | 0.13 | 0.11 | 0 | 0 | 0 | 0 | 0 | 0 | 0 | 0 | 0 | 0 | 0 | 0 | 0 | 0 | 0 | 0 | 0 | 0 | 0 | 0 | 0 | 0 | 0 | 0 | 0 |  | 0.14 | 0.14 | 0.14 | 0.14 | 0.14 | 0.056 | 0.056 | 0.056 | 0.056 | 0.056 | 0.073684 | 0.073684 | 0.073684 | 0.073684 | 0.073684 | 0.10636 | 0.10636 | 0.10636 | 0.10636 | 0.10636 | Education - Relocatable Classroom - Classroom/Lecture - Sat | 10 | 9 | 15 | 64.8 | 59.4 | 0 | 0 | 64.8 | 59.4 | 0 | 0 | 1.8 | 1.65 | 0 | 0 | 0 | 0 | 0 | 0 | 0 | 0 | 0.3 | 0.3 | 0.3 | 0.3 | 0.3 | 0.3 | 0 | 0 | 0 | 0 | 0 | 0 | 0 | 0 | 0 | 0
302 | 3 | 2 | 13 | 2 |  |  |  |  | Education - Relocatable Classroom | Classroom/Lecture | Education - Relocatable Classroom - Classroom/Lecture |  | Education - Relocatable Classroom | Education - Relocatable Classroom - Classroom/Lecture | HighSchool Class (in session) | Sun | 9 | 36 | 36 | 1 | 2.0274 | 3.3176 | 1.4745 | 1.4745 | 1.1059 |  |  | 0 | 0 | 0 | 0 | 0 |  |  | 87.584 | 143.3193 | 63.6974 | 63.6974 | 47.7731 |  |  | 0 | 0 | 0 | 0 | 0 |  |  | 0 | 0 | 0 | 0 | 0 |  |  | 0 | 0 | 0 | 0 | 0 |  |  | 0 | 0 | 0 | 0 | 0 |  |  | 0 | 0 | 0 | 0 | 0 |  |  | HighSchool Class (in session) ILit Sun | HighSchool Class (in session) ILit all | 2 | 5 | 5 | 1.2 | 0.05 | 0.05 | 0.05 | 0.05 | 0.05 | 0.05 | 0.05 | 0.05 | 0.05 | 0.05 | 0.05 | 0.05 | 0.05 | 0.05 | 0.05 | 0.05 | 0.05 | 0.05 | 0.05 | 0.05 | 0.05 | 0.05 | 0.05 | 0.05 | 0.05 | 0 | 0 | 0 | 0 | 0 | 0 | 0 | 0 | 0 | 0 | 0 | 0 | 0 | 0 | 0 | 0 | 0 | 0 | 0 | 0 | 0 | 0 | 0 | 0 | 20 | 0 | 0.36 | 0.13 | 0.11 | 0 | 0 | 0 | 0 | 0 | 0 | 0 | 0 | 0 | 0 | 0 | 0 | 0 | 0 | 0 | 0 | 0 | 0 | 0 | 0 | 0 | 0 | 0 | 0 | 0 |  | 0.14 | 0.14 | 0.14 | 0.14 | 0.14 | 0.056 | 0.056 | 0.056 | 0.056 | 0.056 | 0.073684 | 0.073684 | 0.073684 | 0.073684 | 0.073684 | 0.10636 | 0.10636 | 0.10636 | 0.10636 | 0.10636 | Education - Relocatable Classroom - Classroom/Lecture - Sun | 12 | 9 | 15 | 10.8 | 32.4 | 0 | 0 | 10.8 | 32.4 | 0 | 0 | 0.3 | 0.9 | 0 | 0 | 0 | 0 | 0 | 0 | 0 | 0 | 0.05 | 0.05 | 0.05 | 0.05 | 0.05 | 0.05 | 0 | 0 | 0 | 0 | 0 | 0 | 0 | 0 | 0 | 0
303 | 3 | 3 | 14 | 3 |  |  |  |  | Education - Relocatable Classroom | Classroom/Lecture | Education - Relocatable Classroom - Classroom/Lecture |  | Education - Relocatable Classroom | Education - Relocatable Classroom - Classroom/Lecture | HighSchool Class (in session) | Hol | 14 | 7 | 7 | 1 | 2.0274 | 3.3176 | 1.4745 | 1.4745 | 1.1059 |  |  | 0 | 0 | 0 | 0 | 0 |  |  | 17.0302 | 27.8676 | 12.3856 | 12.3856 | 9.2892 |  |  | 0 | 0 | 0 | 0 | 0 |  |  | 0 | 0 | 0 | 0 | 0 |  |  | 0 | 0 | 0 | 0 | 0 |  |  | 0 | 0 | 0 | 0 | 0 |  |  | 0 | 0 | 0 | 0 | 0 |  |  | HighSchool Class (in session) ILit Hol | HighSchool Class (in session) ILit all | 2 | 5 | 5 | 1.2 | 0.05 | 0.05 | 0.05 | 0.05 | 0.05 | 0.05 | 0.05 | 0.05 | 0.05 | 0.05 | 0.05 | 0.05 | 0.05 | 0.05 | 0.05 | 0.05 | 0.05 | 0.05 | 0.05 | 0.05 | 0.05 | 0.05 | 0.05 | 0.05 | 0.05 | 0 | 0 | 0 | 0 | 0 | 0 | 0 | 0 | 0 | 0 | 0 | 0 | 0 | 0 | 0 | 0 | 0 | 0 | 0 | 0 | 0 | 0 | 0 | 0 | 20 | 0 | 0.36 | 0.13 | 0.11 | 0 | 0 | 0 | 0 | 0 | 0 | 0 | 0 | 0 | 0 | 0 | 0 | 0 | 0 | 0 | 0 | 0 | 0 | 0 | 0 | 0 | 0 | 0 | 0 | 0 |  | 0.14 | 0.14 | 0.14 | 0.14 | 0.14 | 0.056 | 0.056 | 0.056 | 0.056 | 0.056 | 0.073684 | 0.073684 | 0.073684 | 0.073684 | 0.073684 | 0.10636 | 0.10636 | 0.10636 | 0.10636 | 0.10636 | Education - Relocatable Classroom - Classroom/Lecture - Hol | 14 | 9 | 15 | 2.1 | 6.3 | 0 | 0 | 2.1 | 6.3 | 0 | 0 | 0.3 | 0.9 | 0 | 0 | 0 | 0 | 0 | 0 | 0 | 0 | 0.05 | 0.05 | 0.05 | 0.05 | 0.05 | 0.05 | 0 | 0 | 0 | 0 | 0 | 0 | 0 | 0 | 0 | 0
304 | 3 | 4 | 15 | 4 |  | Education - Relocatable Classroom |  | Education - Relocatable Classroom - Classroom/Lecture | Education - Relocatable Classroom | Classroom/Lecture | Education - Relocatable Classroom - Classroom/Lecture |  | Education - Relocatable Classroom | Education - Relocatable Classroom - Classroom/Lecture | HighSchool Class (in session) | all | 9 | 188 | 188 | 1 | 2.0274 | 3.3176 | 1.4745 | 1.4745 | 1.1059 |  |  | 0 | 0 | 0 | 0 | 0 |  |  | 4421.3697 | 7234.9687 | 3215.5416 | 3215.5416 | 2411.6562 |  |  | 1.4192 | 2.3223 | 1.0321 | 1.0321 | 0.7741 |  |  | 0 | 0 | 0 | 0 | 0 |  |  | 0 | 0 | 0 | 0 | 0 |  |  | 0.7 | 0.7 | 0.7 | 0.7 | 0.7 |  |  | 0.7 | 0.7 | 0.7 | 0.7 | 0.7 |  |  | HighSchool Class (in session) ILit all | HighSchool Class (in session) ILit all | 3033 | 5 | 100 | 11.6 | 0.7 | 0.05 | 0.05 | 0.05 | 0.05 | 0.05 | 0.6 | 0.6 | 0.6 | 0.6 | 1 | 1 | 1 | 1 | 1 | 1 | 0.55 | 0.55 | 0.55 | 0.55 | 0.35 | 0.1 | 0.1 | 0.1 | 0.1 | 0 | 0 | 0 | 0 | 0 | 0.57895 | 0.57895 | 0.57895 | 0.57895 | 1 | 1 | 1 | 1 | 1 | 1 | 0.52632 | 0.52632 | 0.52632 | 0.52632 | 0.31579 | 0.052632 | 0.052632 | 0.052632 | 0.052632 | 20 | 0.4 | 0.36 | 0.13 | 0.11 | 0.52632 | 0.14 | 0.056 | 0.073684 | 0.10636 | 0.28384 | 0.46446 | 0.20643 | 0.20643 | 0.15482 | 0.11353 | 0.18578 | 0.082571 | 0.082571 | 0.061928 | 0.14939 | 0.24445 | 0.10865 | 0.10865 | 0.081484 | 0.21563 | 0.35285 | 0.15682 | 0.15682 | 0.11762 |  | 0.14 | 0.14 | 0.14 | 0.14 | 0.14 | 0.056 | 0.056 | 0.056 | 0.056 | 0.056 | 0.073684 | 0.073684 | 0.073684 | 0.073684 | 0.073684 | 0.10636 | 0.10636 | 0.10636 | 0.10636 | 0.10636 | Education - Relocatable Classroom - Classroom/Lecture - all | 16 | 9 | 16 | 1240.8 | 940 | 1240.8 | 940 | 0 | 0 | 6.6 | 5 | 0 | 0 | 0 | 0 | 0 | 0 | 0 | 0 | 0 | 0 | 0.6 | 1 | 1 | 1 | 1 | 1 | 1 | 0 | 0 | 0 | 0 | 0 | 0 | 0 | 0 | 0
305 | 3 | 5 | 12 | 5 |  |  |  |  | Education - Relocatable Classroom | Classroom/Lecture | Education - Relocatable Classroom - Classroom/Lecture | (break) | Education - Relocatable Classroom (break) | Education - Relocatable Classroom - Classroom/Lecture (break) | HighSchool Class (break) | Sat | 14 | 16 | 16 | 1 | 2.0274 | 3.3176 | 1.4745 | 1.4745 | 1.1059 |  |  | 0 | 0 | 0 | 0 | 0 |  |  | 0 | 0 | 0 | 0 | 0 |  |  | 0 | 0 | 0 | 0 | 0 |  |  | 0 | 0 | 0 | 0 | 0 |  |  | 0 | 0 | 0 | 0 | 0 |  |  | 0 | 0 | 0 | 0 | 0 |  |  | 0 | 0 | 0 | 0 | 0 |  |  | HighSchool Class (break) ILit Sat | HighSchool Class (break) ILit all | 1 | 0 | 0 | 0 | 0 | 0 | 0 | 0 | 0 | 0 | 0 | 0 | 0 | 0 | 0 | 0 | 0 | 0 | 0 | 0 | 0 | 0 | 0 | 0 | 0 | 0 | 0 | 0 | 0 | 0 | 0 | 0 | 0 | 0 | 0 | 0 | 0 | 0 | 0 | 0 | 0 | 0 | 0 | 0 | 0 | 0 | 0 | 0 | 0 | 0 | 0 | 0 | 0 | 0 | 0 | 0 | 0 | 0 | 0 | 0 | 0 | 0 | 0 | 0 | 0 | 0 | 0 | 0 | 0 | 0 | 0 | 0 | 0 | 0 | 0 | 0 | 0 | 0 | 0 | 0 | 0 | 0 | 0 |  | 0.14 | 0.14 | 0.14 | 0.14 | 0.14 | 0.056 | 0.056 | 0.056 | 0.056 | 0.056 | 0.073684 | 0.073684 | 0.073684 | 0.073684 | 0.073684 | 0.10636 | 0.10636 | 0.10636 | 0.10636 | 0.10636 | Education - Relocatable Classroom - Classroom/Lecture - (break) - Sat | 10 | Closed | Closed | 0 | 0 | 0 | 0 | 0 | 0 | 0 | 0 | 0 | 0 | 0 | 0 | 0 | 0 | 0 | 0 | 0 | 0 | 0 | 0 | 0 | 0 | 0 | 0 | 0 | 0 | 0 | 0 | 0 | 0 | 0 | 0 | 0 | 0
306 | 3 | 6 | 13 | 6 |  |  |  |  | Education - Relocatable Classroom | Classroom/Lecture | Education - Relocatable Classroom - Classroom/Lecture | (break) | Education - Relocatable Classroom (break) | Education - Relocatable Classroom - Classroom/Lecture (break) | HighSchool Class (break) | Sun | 9 | 16 | 16 | 1 | 2.0274 | 3.3176 | 1.4745 | 1.4745 | 1.1059 |  |  | 0 | 0 | 0 | 0 | 0 |  |  | 0 | 0 | 0 | 0 | 0 |  |  | 0 | 0 | 0 | 0 | 0 |  |  | 0 | 0 | 0 | 0 | 0 |  |  | 0 | 0 | 0 | 0 | 0 |  |  | 0 | 0 | 0 | 0 | 0 |  |  | 0 | 0 | 0 | 0 | 0 |  |  | HighSchool Class (break) ILit Sun | HighSchool Class (break) ILit all | 1 | 0 | 0 | 0 | 0 | 0 | 0 | 0 | 0 | 0 | 0 | 0 | 0 | 0 | 0 | 0 | 0 | 0 | 0 | 0 | 0 | 0 | 0 | 0 | 0 | 0 | 0 | 0 | 0 | 0 | 0 | 0 | 0 | 0 | 0 | 0 | 0 | 0 | 0 | 0 | 0 | 0 | 0 | 0 | 0 | 0 | 0 | 0 | 0 | 0 | 0 | 0 | 0 | 0 | 0 | 0 | 0 | 0 | 0 | 0 | 0 | 0 | 0 | 0 | 0 | 0 | 0 | 0 | 0 | 0 | 0 | 0 | 0 | 0 | 0 | 0 | 0 | 0 | 0 | 0 | 0 | 0 | 0 |  | 0.14 | 0.14 | 0.14 | 0.14 | 0.14 | 0.056 | 0.056 | 0.056 | 0.056 | 0.056 | 0.073684 | 0.073684 | 0.073684 | 0.073684 | 0.073684 | 0.10636 | 0.10636 | 0.10636 | 0.10636 | 0.10636 | Education - Relocatable Classroom - Classroom/Lecture - (break) - Sun | 12 | Closed | Closed | 0 | 0 | 0 | 0 | 0 | 0 | 0 | 0 | 0 | 0 | 0 | 0 | 0 | 0 | 0 | 0 | 0 | 0 | 0 | 0 | 0 | 0 | 0 | 0 | 0 | 0 | 0 | 0 | 0 | 0 | 0 | 0 | 0 | 0
307 | 3 | 7 | 14 | 7 |  |  |  |  | Education - Relocatable Classroom | Classroom/Lecture | Education - Relocatable Classroom - Classroom/Lecture | (break) | Education - Relocatable Classroom (break) | Education - Relocatable Classroom - Classroom/Lecture (break) | HighSchool Class (break) | Hol | 15 | 3 | 3 | 1 | 2.0274 | 3.3176 | 1.4745 | 1.4745 | 1.1059 |  |  | 0 | 0 | 0 | 0 | 0 |  |  | 0 | 0 | 0 | 0 | 0 |  |  | 0 | 0 | 0 | 0 | 0 |  |  | 0 | 0 | 0 | 0 | 0 |  |  | 0 | 0 | 0 | 0 | 0 |  |  | 0 | 0 | 0 | 0 | 0 |  |  | 0 | 0 | 0 | 0 | 0 |  |  | HighSchool Class (break) ILit Hol | HighSchool Class (break) ILit all | 1 | 0 | 0 | 0 | 0 | 0 | 0 | 0 | 0 | 0 | 0 | 0 | 0 | 0 | 0 | 0 | 0 | 0 | 0 | 0 | 0 | 0 | 0 | 0 | 0 | 0 | 0 | 0 | 0 | 0 | 0 | 0 | 0 | 0 | 0 | 0 | 0 | 0 | 0 | 0 | 0 | 0 | 0 | 0 | 0 | 0 | 0 | 0 | 0 | 0 | 0 | 0 | 0 | 0 | 0 | 0 | 0 | 0 | 0 | 0 | 0 | 0 | 0 | 0 | 0 | 0 | 0 | 0 | 0 | 0 | 0 | 0 | 0 | 0 | 0 | 0 | 0 | 0 | 0 | 0 | 0 | 0 | 0 |  | 0.14 | 0.14 | 0.14 | 0.14 | 0.14 | 0.056 | 0.056 | 0.056 | 0.056 | 0.056 | 0.073684 | 0.073684 | 0.073684 | 0.073684 | 0.073684 | 0.10636 | 0.10636 | 0.10636 | 0.10636 | 0.10636 | Education - Relocatable Classroom - Classroom/Lecture - (break) - Hol | 14 | Closed | Closed | 0 | 0 | 0 | 0 | 0 | 0 | 0 | 0 | 0 | 0 | 0 | 0 | 0 | 0 | 0 | 0 | 0 | 0 | 0 | 0 | 0 | 0 | 0 | 0 | 0 | 0 | 0 | 0 | 0 | 0 | 0 | 0 | 0 | 0
308 | 3 | 8 | 15 | 8 | Education - Relocatable Classroom |  | Education - Relocatable Classroom - Classroom/Lecture |  | Education - Relocatable Classroom | Classroom/Lecture | Education - Relocatable Classroom - Classroom/Lecture | (break) | Education - Relocatable Classroom (break) | Education - Relocatable Classroom - Classroom/Lecture (break) | HighSchool Class (break) | all | 9 | 63 | 63 | 1 | 2.0274 | 3.3176 | 1.4745 | 1.4745 | 1.1059 |  |  | 2.0274 | 3.3176 | 1.4745 | 1.4745 | 1.1059 |  |  | 0 | 0 | 0 | 0 | 0 |  |  | 0 | 0 | 0 | 0 | 0 |  |  | 2356.6 | 2356.6 | 2356.6 | 2356.6 | 2356.6 |  |  | 2356.6 | 2356.6 | 2356.6 | 2356.6 | 2356.6 |  |  | 0 | 0 | 0 | 0 | 0 |  |  | 0 | 0 | 0 | 0 | 0 |  |  | HighSchool Class (break) ILit all | HighSchool Class (break) ILit all | 1 | 0 | 0 | 0 | 0 | 0 | 0 | 0 | 0 | 0 | 0 | 0 | 0 | 0 | 0 | 0 | 0 | 0 | 0 | 0 | 0 | 0 | 0 | 0 | 0 | 0 | 0 | 0 | 0 | 0 | 0 | 0 | 0 | 0 | 0 | 0 | 0 | 0 | 0 | 0 | 0 | 0 | 0 | 0 | 0 | 0 | 0 | 0 | 0 | 0 | 0 | 0 | 0 | 0 | 0 | 0 | 0 | 0 | 0 | 0 | 0 | 0 | 0 | 0 | 0 | 0 | 0 | 0 | 0 | 0 | 0 | 0 | 0 | 0 | 0 | 0 | 0 | 0 | 0 | 0 | 0 | 0 | 0 | Education - Relocatable Classroom | 0.14 | 0.14 | 0.14 | 0.14 | 0.14 | 0.056 | 0.056 | 0.056 | 0.056 | 0.056 | 0.073684 | 0.073684 | 0.073684 | 0.073684 | 0.073684 | 0.10636 | 0.10636 | 0.10636 | 0.10636 | 0.10636 | Education - Relocatable Classroom - Classroom/Lecture - (break) - all | 16 | 9 | 15 | 0 | 0 | 0 | 0 | 0 | 0 | 0 | 0 | 0 | 0 | 0 | 0 | 0 | 0 | 0 | 0 | 0 | 0 | 0 | 0 | 0 | 0 | 0 | 0 | 0 | 0 | 0 | 0 | 0 | 0 | 0 | 0 | 0 | 0
401 | 4 | 1 | 12 | 1 |  |  |  |  | Education - Secondary School | Classroom/Lecture | Education - Secondary School - Classroom/Lecture |  | Education - Secondary School | Education - Secondary School - Classroom/Lecture | HighSchool Class (in session) | Sat | 16 | 36 | 36 | 0.58856 | 1.9259 | 2.8364 | 1.1906 | 1.3306 | 0.99798 |  |  | 0 | 0 | 0 | 0 | 0 |  |  | 140.7848 | 207.3377 | 87.0306 | 97.2695 | 72.9521 |  |  | 0 | 0 | 0 | 0 | 0 |  |  | 0 | 0 | 0 | 0 | 0 |  |  | 0 | 0 | 0 | 0 | 0 |  |  | 0 | 0 | 0 | 0 | 0 |  |  | 0 | 0 | 0 | 0 | 0 |  |  | HighSchool Class (in session) ILit Sat | HighSchool Class (in session) ILit all | 3034 | 5 | 30 | 3.45 | 0.21667 | 0.05 | 0.05 | 0.05 | 0.05 | 0.05 | 0.05 | 0.05 | 0.3 | 0.3 | 0.3 | 0.3 | 0.3 | 0.3 | 0.3 | 0.3 | 0.3 | 0.05 | 0.05 | 0.05 | 0.05 | 0.05 | 0.05 | 0.05 | 0.05 | 0 | 0 | 0 | 0 | 0 | 0 | 0 | 1 | 1 | 1 | 1 | 1 | 1 | 1 | 1 | 1 | 0 | 0 | 0 | 0 | 0 | 0 | 0 | 0 | 20 | 0 | 0.36 | 0.13 | 0.11 | 0 | 0 | 0 | 0 | 0 | 0 | 0 | 0 | 0 | 0 | 0 | 0 | 0 | 0 | 0 | 0 | 0 | 0 | 0 | 0 | 0 | 0 | 0 | 0 | 0 |  | 0.10435 | 0.10311 | 0.094054 | 0.094054 | 0.086504 | 0.041741 | 0.041242 | 0.037622 | 0.037622 | 0.034602 | 0.054922 | 0.054266 | 0.049502 | 0.049502 | 0.045529 | 0.079277 | 0.07833 | 0.071453 | 0.071453 | 0.065718 | Education - Secondary School - Classroom/Lecture - Sat | 10 | 9 | 15 | 64.8 | 59.4 | 0 | 0 | 64.8 | 59.4 | 0 | 0 | 1.8 | 1.65 | 0 | 0 | 0 | 0 | 0 | 0 | 0 | 0 | 0.3 | 0.3 | 0.3 | 0.3 | 0.3 | 0.3 | 0 | 0 | 0 | 0 | 0 | 0 | 0 | 0 | 0 | 0
402 | 4 | 2 | 13 | 2 |  |  |  |  | Education - Secondary School | Classroom/Lecture | Education - Secondary School - Classroom/Lecture |  | Education - Secondary School | Education - Secondary School - Classroom/Lecture | HighSchool Class (in session) | Sun | 7 | 36 | 36 | 0.58856 | 1.9259 | 2.8364 | 1.1906 | 1.3306 | 0.99798 |  |  | 0 | 0 | 0 | 0 | 0 |  |  | 48.9686 | 72.1174 | 30.2715 | 33.8329 | 25.3747 |  |  | 0 | 0 | 0 | 0 | 0 |  |  | 0 | 0 | 0 | 0 | 0 |  |  | 0 | 0 | 0 | 0 | 0 |  |  | 0 | 0 | 0 | 0 | 0 |  |  | 0 | 0 | 0 | 0 | 0 |  |  | HighSchool Class (in session) ILit Sun | HighSchool Class (in session) ILit all | 2 | 5 | 5 | 1.2 | 0.05 | 0.05 | 0.05 | 0.05 | 0.05 | 0.05 | 0.05 | 0.05 | 0.05 | 0.05 | 0.05 | 0.05 | 0.05 | 0.05 | 0.05 | 0.05 | 0.05 | 0.05 | 0.05 | 0.05 | 0.05 | 0.05 | 0.05 | 0.05 | 0.05 | 0 | 0 | 0 | 0 | 0 | 0 | 0 | 0 | 0 | 0 | 0 | 0 | 0 | 0 | 0 | 0 | 0 | 0 | 0 | 0 | 0 | 0 | 0 | 0 | 20 | 0 | 0.36 | 0.13 | 0.11 | 0 | 0 | 0 | 0 | 0 | 0 | 0 | 0 | 0 | 0 | 0 | 0 | 0 | 0 | 0 | 0 | 0 | 0 | 0 | 0 | 0 | 0 | 0 | 0 | 0 |  | 0.10435 | 0.10311 | 0.094054 | 0.094054 | 0.086504 | 0.041741 | 0.041242 | 0.037622 | 0.037622 | 0.034602 | 0.054922 | 0.054266 | 0.049502 | 0.049502 | 0.045529 | 0.079277 | 0.07833 | 0.071453 | 0.071453 | 0.065718 | Education - Secondary School - Classroom/Lecture - Sun | 12 | 9 | 15 | 10.8 | 32.4 | 0 | 0 | 10.8 | 32.4 | 0 | 0 | 0.3 | 0.9 | 0 | 0 | 0 | 0 | 0 | 0 | 0 | 0 | 0.05 | 0.05 | 0.05 | 0.05 | 0.05 | 0.05 | 0 | 0 | 0 | 0 | 0 | 0 | 0 | 0 | 0 | 0
403 | 4 | 3 | 14 | 3 |  |  |  |  | Education - Secondary School | Classroom/Lecture | Education - Secondary School - Classroom/Lecture |  | Education - Secondary School | Education - Secondary School - Classroom/Lecture | HighSchool Class (in session) | Hol | 16 | 7 | 7 | 0.58856 | 1.9259 | 2.8364 | 1.1906 | 1.3306 | 0.99798 |  |  | 0 | 0 | 0 | 0 | 0 |  |  | 9.5217 | 14.0228 | 5.8861 | 6.5786 | 4.934 |  |  | 0 | 0 | 0 | 0 | 0 |  |  | 0 | 0 | 0 | 0 | 0 |  |  | 0 | 0 | 0 | 0 | 0 |  |  | 0 | 0 | 0 | 0 | 0 |  |  | 0 | 0 | 0 | 0 | 0 |  |  | HighSchool Class (in session) ILit Hol | HighSchool Class (in session) ILit all | 2 | 5 | 5 | 1.2 | 0.05 | 0.05 | 0.05 | 0.05 | 0.05 | 0.05 | 0.05 | 0.05 | 0.05 | 0.05 | 0.05 | 0.05 | 0.05 | 0.05 | 0.05 | 0.05 | 0.05 | 0.05 | 0.05 | 0.05 | 0.05 | 0.05 | 0.05 | 0.05 | 0.05 | 0 | 0 | 0 | 0 | 0 | 0 | 0 | 0 | 0 | 0 | 0 | 0 | 0 | 0 | 0 | 0 | 0 | 0 | 0 | 0 | 0 | 0 | 0 | 0 | 20 | 0 | 0.36 | 0.13 | 0.11 | 0 | 0 | 0 | 0 | 0 | 0 | 0 | 0 | 0 | 0 | 0 | 0 | 0 | 0 | 0 | 0 | 0 | 0 | 0 | 0 | 0 | 0 | 0 | 0 | 0 |  | 0.10435 | 0.10311 | 0.094054 | 0.094054 | 0.086504 | 0.041741 | 0.041242 | 0.037622 | 0.037622 | 0.034602 | 0.054922 | 0.054266 | 0.049502 | 0.049502 | 0.045529 | 0.079277 | 0.07833 | 0.071453 | 0.071453 | 0.065718 | Education - Secondary School - Classroom/Lecture - Hol | 14 | 9 | 15 | 2.1 | 6.3 | 0 | 0 | 2.1 | 6.3 | 0 | 0 | 0.3 | 0.9 | 0 | 0 | 0 | 0 | 0 | 0 | 0 | 0 | 0.05 | 0.05 | 0.05 | 0.05 | 0.05 | 0.05 | 0 | 0 | 0 | 0 | 0 | 0 | 0 | 0 | 0 | 0
404 | 4 | 4 | 15 | 4 |  | Education - Secondary School |  | Education - Secondary School - Classroom/Lecture | Education - Secondary School | Classroom/Lecture | Education - Secondary School - Classroom/Lecture |  | Education - Secondary School | Education - Secondary School - Classroom/Lecture | HighSchool Class (in session) | all | 7 | 188 | 188 | 0.58856 | 1.9259 | 2.8364 | 1.1906 | 1.3306 | 0.99798 |  |  | 0 | 0 | 0 | 0 | 0 |  |  | 2472.0093 | 3640.5955 | 1528.1512 | 1707.9337 | 1280.9503 |  |  | 0.79347 | 1.1686 | 0.49051 | 0.54822 | 0.41116 |  |  | 0 | 0 | 0 | 0 | 0 |  |  | 0 | 0 | 0 | 0 | 0 |  |  | 0.7 | 0.7 | 0.7 | 0.7 | 0.7 |  |  | 0.67078 | 0.67134 | 0.68939 | 0.68939 | 0.68652 |  |  | HighSchool Class (in session) ILit all | HighSchool Class (in session) ILit all | 3033 | 5 | 100 | 11.6 | 0.7 | 0.05 | 0.05 | 0.05 | 0.05 | 0.05 | 0.6 | 0.6 | 0.6 | 0.6 | 1 | 1 | 1 | 1 | 1 | 1 | 0.55 | 0.55 | 0.55 | 0.55 | 0.35 | 0.1 | 0.1 | 0.1 | 0.1 | 0 | 0 | 0 | 0 | 0 | 0.57895 | 0.57895 | 0.57895 | 0.57895 | 1 | 1 | 1 | 1 | 1 | 1 | 0.52632 | 0.52632 | 0.52632 | 0.52632 | 0.31579 | 0.052632 | 0.052632 | 0.052632 | 0.052632 | 20 | 0.4 | 0.36 | 0.13 | 0.11 | 0.52632 | 0.14 | 0.056 | 0.073684 | 0.10636 | 0.15869 | 0.23371 | 0.098102 | 0.10964 | 0.082233 | 0.063478 | 0.093486 | 0.039241 | 0.043857 | 0.032893 | 0.083524 | 0.12301 | 0.051633 | 0.057707 | 0.04328 | 0.12056 | 0.17755 | 0.074529 | 0.083297 | 0.062472 |  | 0.10435 | 0.10311 | 0.094054 | 0.094054 | 0.086504 | 0.041741 | 0.041242 | 0.037622 | 0.037622 | 0.034602 | 0.054922 | 0.054266 | 0.049502 | 0.049502 | 0.045529 | 0.079277 | 0.07833 | 0.071453 | 0.071453 | 0.065718 | Education - Secondary School - Classroom/Lecture - all | 16 | 9 | 16 | 1240.8 | 940 | 1240.8 | 940 | 0 | 0 | 6.6 | 5 | 0 | 0 | 0 | 0 | 0 | 0 | 0 | 0 | 0 | 0 | 0.6 | 1 | 1 | 1 | 1 | 1 | 1 | 0 | 0 | 0 | 0 | 0 | 0 | 0 | 0 | 0
405 | 4 | 5 | 12 | 5 |  |  |  |  | Education - Secondary School | Classroom/Lecture | Education - Secondary School - Classroom/Lecture | (break) | Education - Secondary School (break) | Education - Secondary School - Classroom/Lecture (break) | HighSchool Class (break) | Sat | 16 | 16 | 16 | 0.58856 | 1.9259 | 2.8364 | 1.1906 | 1.3306 | 0.99798 |  |  | 0 | 0 | 0 | 0 | 0 |  |  | 0 | 0 | 0 | 0 | 0 |  |  | 0 | 0 | 0 | 0 | 0 |  |  | 0 | 0 | 0 | 0 | 0 |  |  | 0 | 0 | 0 | 0 | 0 |  |  | 0 | 0 | 0 | 0 | 0 |  |  | 0 | 0 | 0 | 0 | 0 |  |  | HighSchool Class (break) ILit Sat | HighSchool Class (break) ILit all | 1 | 0 | 0 | 0 | 0 | 0 | 0 | 0 | 0 | 0 | 0 | 0 | 0 | 0 | 0 | 0 | 0 | 0 | 0 | 0 | 0 | 0 | 0 | 0 | 0 | 0 | 0 | 0 | 0 | 0 | 0 | 0 | 0 | 0 | 0 | 0 | 0 | 0 | 0 | 0 | 0 | 0 | 0 | 0 | 0 | 0 | 0 | 0 | 0 | 0 | 0 | 0 | 0 | 0 | 0 | 0 | 0 | 0 | 0 | 0 | 0 | 0 | 0 | 0 | 0 | 0 | 0 | 0 | 0 | 0 | 0 | 0 | 0 | 0 | 0 | 0 | 0 | 0 | 0 | 0 | 0 | 0 | 0 |  | 0.10435 | 0.10311 | 0.094054 | 0.094054 | 0.086504 | 0.041741 | 0.041242 | 0.037622 | 0.037622 | 0.034602 | 0.054922 | 0.054266 | 0.049502 | 0.049502 | 0.045529 | 0.079277 | 0.07833 | 0.071453 | 0.071453 | 0.065718 | Education - Secondary School - Classroom/Lecture - (break) - Sat | 10 | Closed | Closed | 0 | 0 | 0 | 0 | 0 | 0 | 0 | 0 | 0 | 0 | 0 | 0 | 0 | 0 | 0 | 0 | 0 | 0 | 0 | 0 | 0 | 0 | 0 | 0 | 0 | 0 | 0 | 0 | 0 | 0 | 0 | 0 | 0 | 0
406 | 4 | 6 | 13 | 6 |  |  |  |  | Education - Secondary School | Classroom/Lecture | Education - Secondary School - Classroom/Lecture | (break) | Education - Secondary School (break) | Education - Secondary School - Classroom/Lecture (break) | HighSchool Class (break) | Sun | 7 | 16 | 16 | 0.58856 | 1.9259 | 2.8364 | 1.1906 | 1.3306 | 0.99798 |  |  | 0 | 0 | 0 | 0 | 0 |  |  | 0 | 0 | 0 | 0 | 0 |  |  | 0 | 0 | 0 | 0 | 0 |  |  | 0 | 0 | 0 | 0 | 0 |  |  | 0 | 0 | 0 | 0 | 0 |  |  | 0 | 0 | 0 | 0 | 0 |  |  | 0 | 0 | 0 | 0 | 0 |  |  | HighSchool Class (break) ILit Sun | HighSchool Class (break) ILit all | 1 | 0 | 0 | 0 | 0 | 0 | 0 | 0 | 0 | 0 | 0 | 0 | 0 | 0 | 0 | 0 | 0 | 0 | 0 | 0 | 0 | 0 | 0 | 0 | 0 | 0 | 0 | 0 | 0 | 0 | 0 | 0 | 0 | 0 | 0 | 0 | 0 | 0 | 0 | 0 | 0 | 0 | 0 | 0 | 0 | 0 | 0 | 0 | 0 | 0 | 0 | 0 | 0 | 0 | 0 | 0 | 0 | 0 | 0 | 0 | 0 | 0 | 0 | 0 | 0 | 0 | 0 | 0 | 0 | 0 | 0 | 0 | 0 | 0 | 0 | 0 | 0 | 0 | 0 | 0 | 0 | 0 | 0 |  | 0.10435 | 0.10311 | 0.094054 | 0.094054 | 0.086504 | 0.041741 | 0.041242 | 0.037622 | 0.037622 | 0.034602 | 0.054922 | 0.054266 | 0.049502 | 0.049502 | 0.045529 | 0.079277 | 0.07833 | 0.071453 | 0.071453 | 0.065718 | Education - Secondary School - Classroom/Lecture - (break) - Sun | 12 | Closed | Closed | 0 | 0 | 0 | 0 | 0 | 0 | 0 | 0 | 0 | 0 | 0 | 0 | 0 | 0 | 0 | 0 | 0 | 0 | 0 | 0 | 0 | 0 | 0 | 0 | 0 | 0 | 0 | 0 | 0 | 0 | 0 | 0 | 0 | 0
407 | 4 | 7 | 14 | 7 |  |  |  |  | Education - Secondary School | Classroom/Lecture | Education - Secondary School - Classroom/Lecture | (break) | Education - Secondary School (break) | Education - Secondary School - Classroom/Lecture (break) | HighSchool Class (break) | Hol | 16 | 3 | 3 | 0.58856 | 1.9259 | 2.8364 | 1.1906 | 1.3306 | 0.99798 |  |  | 0 | 0 | 0 | 0 | 0 |  |  | 0 | 0 | 0 | 0 | 0 |  |  | 0 | 0 | 0 | 0 | 0 |  |  | 0 | 0 | 0 | 0 | 0 |  |  | 0 | 0 | 0 | 0 | 0 |  |  | 0 | 0 | 0 | 0 | 0 |  |  | 0 | 0 | 0 | 0 | 0 |  |  | HighSchool Class (break) ILit Hol | HighSchool Class (break) ILit all | 1 | 0 | 0 | 0 | 0 | 0 | 0 | 0 | 0 | 0 | 0 | 0 | 0 | 0 | 0 | 0 | 0 | 0 | 0 | 0 | 0 | 0 | 0 | 0 | 0 | 0 | 0 | 0 | 0 | 0 | 0 | 0 | 0 | 0 | 0 | 0 | 0 | 0 | 0 | 0 | 0 | 0 | 0 | 0 | 0 | 0 | 0 | 0 | 0 | 0 | 0 | 0 | 0 | 0 | 0 | 0 | 0 | 0 | 0 | 0 | 0 | 0 | 0 | 0 | 0 | 0 | 0 | 0 | 0 | 0 | 0 | 0 | 0 | 0 | 0 | 0 | 0 | 0 | 0 | 0 | 0 | 0 | 0 |  | 0.10435 | 0.10311 | 0.094054 | 0.094054 | 0.086504 | 0.041741 | 0.041242 | 0.037622 | 0.037622 | 0.034602 | 0.054922 | 0.054266 | 0.049502 | 0.049502 | 0.045529 | 0.079277 | 0.07833 | 0.071453 | 0.071453 | 0.065718 | Education - Secondary School - Classroom/Lecture - (break) - Hol | 14 | Closed | Closed | 0 | 0 | 0 | 0 | 0 | 0 | 0 | 0 | 0 | 0 | 0 | 0 | 0 | 0 | 0 | 0 | 0 | 0 | 0 | 0 | 0 | 0 | 0 | 0 | 0 | 0 | 0 | 0 | 0 | 0 | 0 | 0 | 0 | 0
408 | 4 | 8 | 15 | 8 |  |  | Education - Secondary School - Classroom/Lecture |  | Education - Secondary School | Classroom/Lecture | Education - Secondary School - Classroom/Lecture | (break) | Education - Secondary School (break) | Education - Secondary School - Classroom/Lecture (break) | HighSchool Class (break) | all | 7 | 63 | 63 | 0.58856 | 1.9259 | 2.8364 | 1.1906 | 1.3306 | 0.99798 |  |  | 1.1335 | 1.6694 | 0.70073 | 0.78317 | 0.58738 |  |  | 0 | 0 | 0 | 0 | 0 |  |  | 0 | 0 | 0 | 0 | 0 |  |  | 2356.6 | 2356.6 | 2356.6 | 2356.6 | 2356.6 |  |  | 0 | 0 | 0 | 0 | 0 |  |  | 0 | 0 | 0 | 0 | 0 |  |  | 0 | 0 | 0 | 0 | 0 |  |  | HighSchool Class (break) ILit all | HighSchool Class (break) ILit all | 1 | 0 | 0 | 0 | 0 | 0 | 0 | 0 | 0 | 0 | 0 | 0 | 0 | 0 | 0 | 0 | 0 | 0 | 0 | 0 | 0 | 0 | 0 | 0 | 0 | 0 | 0 | 0 | 0 | 0 | 0 | 0 | 0 | 0 | 0 | 0 | 0 | 0 | 0 | 0 | 0 | 0 | 0 | 0 | 0 | 0 | 0 | 0 | 0 | 0 | 0 | 0 | 0 | 0 | 0 | 0 | 0 | 0 | 0 | 0 | 0 | 0 | 0 | 0 | 0 | 0 | 0 | 0 | 0 | 0 | 0 | 0 | 0 | 0 | 0 | 0 | 0 | 0 | 0 | 0 | 0 | 0 | 0 |  | 0.10435 | 0.10311 | 0.094054 | 0.094054 | 0.086504 | 0.041741 | 0.041242 | 0.037622 | 0.037622 | 0.034602 | 0.054922 | 0.054266 | 0.049502 | 0.049502 | 0.045529 | 0.079277 | 0.07833 | 0.071453 | 0.071453 | 0.065718 | Education - Secondary School - Classroom/Lecture - (break) - all | 16 | 9 | 15 | 0 | 0 | 0 | 0 | 0 | 0 | 0 | 0 | 0 | 0 | 0 | 0 | 0 | 0 | 0 | 0 | 0 | 0 | 0 | 0 | 0 | 0 | 0 | 0 | 0 | 0 | 0 | 0 | 0 | 0 | 0 | 0 | 0 | 0
409 | 4 | 9 | 12 | 1 |  |  |  |  | Education - Secondary School | Computer Room (Instructional/PC Lab) | Education - Secondary School - Computer Room (Instructional/PC Lab) |  | Education - Secondary School | Education - Secondary School - Computer Room (Instructional/PC Lab) | HighSchool ComputerRm (in session) | Sat | 16 | 36 | 36 | 0.020569 | 1.9259 | 2.8364 | 1.1906 | 1.3306 | 0.99798 |  |  | 0 | 0 | 0 | 0 | 0 |  |  | 4.92 | 7.2459 | 3.0415 | 3.3993 | 2.5495 |  |  | 0 | 0 | 0 | 0 | 0 |  |  | 0 | 0 | 0 | 0 | 0 |  |  | 0 | 0 | 0 | 0 | 0 |  |  | 0 | 0 | 0 | 0 | 0 |  |  | 0 | 0 | 0 | 0 | 0 |  |  | HighSchool ComputerRm (in session) ILit Sat | HighSchool ComputerRm (in session) ILit all | 3061 | 5 | 30 | 3.45 | 0.21667 | 0.05 | 0.05 | 0.05 | 0.05 | 0.05 | 0.05 | 0.05 | 0.3 | 0.3 | 0.3 | 0.3 | 0.3 | 0.3 | 0.3 | 0.3 | 0.3 | 0.05 | 0.05 | 0.05 | 0.05 | 0.05 | 0.05 | 0.05 | 0.05 | 0 | 0 | 0 | 0 | 0 | 0 | 0 | 1 | 1 | 1 | 1 | 1 | 1 | 1 | 1 | 1 | 0 | 0 | 0 | 0 | 0 | 0 | 0 | 0 | 20 | 0 | 0.36 | 0.13 | 0.11 | 0 | 0 | 0 | 0 | 0 | 0 | 0 | 0 | 0 | 0 | 0 | 0 | 0 | 0 | 0 | 0 | 0 | 0 | 0 | 0 | 0 | 0 | 0 | 0 | 0 |  | 0.10435 | 0.10311 | 0.094054 | 0.094054 | 0.086504 | 0.041741 | 0.041242 | 0.037622 | 0.037622 | 0.034602 | 0.054922 | 0.054266 | 0.049502 | 0.049502 | 0.045529 | 0.079277 | 0.07833 | 0.071453 | 0.071453 | 0.065718 | Education - Secondary School - Computer Room (Instructional/PC Lab) - Sat | 10 | 9 | 15 | 64.8 | 59.4 | 0 | 0 | 64.8 | 59.4 | 0 | 0 | 1.8 | 1.65 | 0 | 0 | 0 | 0 | 0 | 0 | 0 | 0 | 0.3 | 0.3 | 0.3 | 0.3 | 0.3 | 0.3 | 0 | 0 | 0 | 0 | 0 | 0 | 0 | 0 | 0 | 0
410 | 4 | 10 | 13 | 2 |  |  |  |  | Education - Secondary School | Computer Room (Instructional/PC Lab) | Education - Secondary School - Computer Room (Instructional/PC Lab) |  | Education - Secondary School | Education - Secondary School - Computer Room (Instructional/PC Lab) | HighSchool ComputerRm (in session) | Sun | 7 | 36 | 36 | 0.020569 | 1.9259 | 2.8364 | 1.1906 | 1.3306 | 0.99798 |  |  | 0 | 0 | 0 | 0 | 0 |  |  | 1.7113 | 2.5203 | 1.0579 | 1.1824 | 0.88677 |  |  | 0 | 0 | 0 | 0 | 0 |  |  | 0 | 0 | 0 | 0 | 0 |  |  | 0 | 0 | 0 | 0 | 0 |  |  | 0 | 0 | 0 | 0 | 0 |  |  | 0 | 0 | 0 | 0 | 0 |  |  | HighSchool ComputerRm (in session) ILit Sun | HighSchool ComputerRm (in session) ILit all | 2 | 5 | 5 | 1.2 | 0.05 | 0.05 | 0.05 | 0.05 | 0.05 | 0.05 | 0.05 | 0.05 | 0.05 | 0.05 | 0.05 | 0.05 | 0.05 | 0.05 | 0.05 | 0.05 | 0.05 | 0.05 | 0.05 | 0.05 | 0.05 | 0.05 | 0.05 | 0.05 | 0.05 | 0 | 0 | 0 | 0 | 0 | 0 | 0 | 0 | 0 | 0 | 0 | 0 | 0 | 0 | 0 | 0 | 0 | 0 | 0 | 0 | 0 | 0 | 0 | 0 | 20 | 0 | 0.36 | 0.13 | 0.11 | 0 | 0 | 0 | 0 | 0 | 0 | 0 | 0 | 0 | 0 | 0 | 0 | 0 | 0 | 0 | 0 | 0 | 0 | 0 | 0 | 0 | 0 | 0 | 0 | 0 |  | 0.10435 | 0.10311 | 0.094054 | 0.094054 | 0.086504 | 0.041741 | 0.041242 | 0.037622 | 0.037622 | 0.034602 | 0.054922 | 0.054266 | 0.049502 | 0.049502 | 0.045529 | 0.079277 | 0.07833 | 0.071453 | 0.071453 | 0.065718 | Education - Secondary School - Computer Room (Instructional/PC Lab) - Sun | 12 | 9 | 15 | 10.8 | 32.4 | 0 | 0 | 10.8 | 32.4 | 0 | 0 | 0.3 | 0.9 | 0 | 0 | 0 | 0 | 0 | 0 | 0 | 0 | 0.05 | 0.05 | 0.05 | 0.05 | 0.05 | 0.05 | 0 | 0 | 0 | 0 | 0 | 0 | 0 | 0 | 0 | 0
411 | 4 | 11 | 14 | 3 |  |  |  |  | Education - Secondary School | Computer Room (Instructional/PC Lab) | Education - Secondary School - Computer Room (Instructional/PC Lab) |  | Education - Secondary School | Education - Secondary School - Computer Room (Instructional/PC Lab) | HighSchool ComputerRm (in session) | Hol | 16 | 7 | 7 | 0.020569 | 1.9259 | 2.8364 | 1.1906 | 1.3306 | 0.99798 |  |  | 0 | 0 | 0 | 0 | 0 |  |  | 0.33276 | 0.49006 | 0.2057 | 0.2299 | 0.17243 |  |  | 0 | 0 | 0 | 0 | 0 |  |  | 0 | 0 | 0 | 0 | 0 |  |  | 0 | 0 | 0 | 0 | 0 |  |  | 0 | 0 | 0 | 0 | 0 |  |  | 0 | 0 | 0 | 0 | 0 |  |  | HighSchool ComputerRm (in session) ILit Hol | HighSchool ComputerRm (in session) ILit all | 2 | 5 | 5 | 1.2 | 0.05 | 0.05 | 0.05 | 0.05 | 0.05 | 0.05 | 0.05 | 0.05 | 0.05 | 0.05 | 0.05 | 0.05 | 0.05 | 0.05 | 0.05 | 0.05 | 0.05 | 0.05 | 0.05 | 0.05 | 0.05 | 0.05 | 0.05 | 0.05 | 0.05 | 0 | 0 | 0 | 0 | 0 | 0 | 0 | 0 | 0 | 0 | 0 | 0 | 0 | 0 | 0 | 0 | 0 | 0 | 0 | 0 | 0 | 0 | 0 | 0 | 20 | 0 | 0.36 | 0.13 | 0.11 | 0 | 0 | 0 | 0 | 0 | 0 | 0 | 0 | 0 | 0 | 0 | 0 | 0 | 0 | 0 | 0 | 0 | 0 | 0 | 0 | 0 | 0 | 0 | 0 | 0 |  | 0.10435 | 0.10311 | 0.094054 | 0.094054 | 0.086504 | 0.041741 | 0.041242 | 0.037622 | 0.037622 | 0.034602 | 0.054922 | 0.054266 | 0.049502 | 0.049502 | 0.045529 | 0.079277 | 0.07833 | 0.071453 | 0.071453 | 0.065718 | Education - Secondary School - Computer Room (Instructional/PC Lab) - Hol | 14 | 9 | 15 | 2.1 | 6.3 | 0 | 0 | 2.1 | 6.3 | 0 | 0 | 0.3 | 0.9 | 0 | 0 | 0 | 0 | 0 | 0 | 0 | 0 | 0.05 | 0.05 | 0.05 | 0.05 | 0.05 | 0.05 | 0 | 0 | 0 | 0 | 0 | 0 | 0 | 0 | 0 | 0
412 | 4 | 12 | 15 | 4 |  | Education - Secondary School |  | Education - Secondary School - Computer Room (Instructional/PC Lab) | Education - Secondary School | Computer Room (Instructional/PC Lab) | Education - Secondary School - Computer Room (Instructional/PC Lab) |  | Education - Secondary School | Education - Secondary School - Computer Room (Instructional/PC Lab) | HighSchool ComputerRm (in session) | all | 7 | 188 | 188 | 0.020569 | 1.9259 | 2.8364 | 1.1906 | 1.3306 | 0.99798 |  |  | 0 | 0 | 0 | 0 | 0 |  |  | 86.3899 | 127.2287 | 53.4046 | 59.6875 | 44.7657 |  |  | 0.02773 | 0.040838 | 0.017142 | 0.019159 | 0.014369 |  |  | 0 | 0 | 0 | 0 | 0 |  |  | 0 | 0 | 0 | 0 | 0 |  |  | 0.7 | 0.7 | 0.7 | 0.7 | 0.7 |  |  | 0.67078 | 0.67134 | 0.68939 | 0.68939 | 0.68652 |  |  | HighSchool ComputerRm (in session) ILit all | HighSchool ComputerRm (in session) ILit all | 3060 | 5 | 100 | 11.6 | 0.7 | 0.05 | 0.05 | 0.05 | 0.05 | 0.05 | 0.6 | 0.6 | 0.6 | 0.6 | 1 | 1 | 1 | 1 | 1 | 1 | 0.55 | 0.55 | 0.55 | 0.55 | 0.35 | 0.1 | 0.1 | 0.1 | 0.1 | 0 | 0 | 0 | 0 | 0 | 0.57895 | 0.57895 | 0.57895 | 0.57895 | 1 | 1 | 1 | 1 | 1 | 1 | 0.52632 | 0.52632 | 0.52632 | 0.52632 | 0.31579 | 0.052632 | 0.052632 | 0.052632 | 0.052632 | 20 | 0.4 | 0.36 | 0.13 | 0.11 | 0.52632 | 0.14 | 0.056 | 0.073684 | 0.10636 | 0.0055459 | 0.0081677 | 0.0034284 | 0.0038317 | 0.0028738 | 0.0022184 | 0.0032671 | 0.0013714 | 0.0015327 | 0.0011495 | 0.0029189 | 0.0042988 | 0.0018044 | 0.0020167 | 0.0015125 | 0.0042133 | 0.006205 | 0.0026046 | 0.002911 | 0.0021832 |  | 0.10435 | 0.10311 | 0.094054 | 0.094054 | 0.086504 | 0.041741 | 0.041242 | 0.037622 | 0.037622 | 0.034602 | 0.054922 | 0.054266 | 0.049502 | 0.049502 | 0.045529 | 0.079277 | 0.07833 | 0.071453 | 0.071453 | 0.065718 | Education - Secondary School - Computer Room (Instructional/PC Lab) - all | 16 | 9 | 16 | 1240.8 | 940 | 1240.8 | 940 | 0 | 0 | 6.6 | 5 | 0 | 0 | 0 | 0 | 0 | 0 | 0 | 0 | 0 | 0 | 0.6 | 1 | 1 | 1 | 1 | 1 | 1 | 0 | 0 | 0 | 0 | 0 | 0 | 0 | 0 | 0
413 | 4 | 13 | 12 | 5 |  |  |  |  | Education - Secondary School | Computer Room (Instructional/PC Lab) | Education - Secondary School - Computer Room (Instructional/PC Lab) | (break) | Education - Secondary School (break) | Education - Secondary School - Computer Room (Instructional/PC Lab) (break) | HighSchool ComputerRm (break) | Sat | 16 | 16 | 16 | 0.020569 | 1.9259 | 2.8364 | 1.1906 | 1.3306 | 0.99798 |  |  | 0 | 0 | 0 | 0 | 0 |  |  | 0 | 0 | 0 | 0 | 0 |  |  | 0 | 0 | 0 | 0 | 0 |  |  | 0 | 0 | 0 | 0 | 0 |  |  | 0 | 0 | 0 | 0 | 0 |  |  | 0 | 0 | 0 | 0 | 0 |  |  | 0 | 0 | 0 | 0 | 0 |  |  | HighSchool ComputerRm (break) ILit Sat | HighSchool ComputerRm (break) ILit all | 1 | 0 | 0 | 0 | 0 | 0 | 0 | 0 | 0 | 0 | 0 | 0 | 0 | 0 | 0 | 0 | 0 | 0 | 0 | 0 | 0 | 0 | 0 | 0 | 0 | 0 | 0 | 0 | 0 | 0 | 0 | 0 | 0 | 0 | 0 | 0 | 0 | 0 | 0 | 0 | 0 | 0 | 0 | 0 | 0 | 0 | 0 | 0 | 0 | 0 | 0 | 0 | 0 | 0 | 0 | 0 | 0 | 0 | 0 | 0 | 0 | 0 | 0 | 0 | 0 | 0 | 0 | 0 | 0 | 0 | 0 | 0 | 0 | 0 | 0 | 0 | 0 | 0 | 0 | 0 | 0 | 0 | 0 |  | 0.10435 | 0.10311 | 0.094054 | 0.094054 | 0.086504 | 0.041741 | 0.041242 | 0.037622 | 0.037622 | 0.034602 | 0.054922 | 0.054266 | 0.049502 | 0.049502 | 0.045529 | 0.079277 | 0.07833 | 0.071453 | 0.071453 | 0.065718 | Education - Secondary School - Computer Room (Instructional/PC Lab) - (break) - Sat | 10 | Closed | Closed | 0 | 0 | 0 | 0 | 0 | 0 | 0 | 0 | 0 | 0 | 0 | 0 | 0 | 0 | 0 | 0 | 0 | 0 | 0 | 0 | 0 | 0 | 0 | 0 | 0 | 0 | 0 | 0 | 0 | 0 | 0 | 0 | 0 | 0
414 | 4 | 14 | 13 | 6 |  |  |  |  | Education - Secondary School | Computer Room (Instructional/PC Lab) | Education - Secondary School - Computer Room (Instructional/PC Lab) | (break) | Education - Secondary School (break) | Education - Secondary School - Computer Room (Instructional/PC Lab) (break) | HighSchool ComputerRm (break) | Sun | 7 | 16 | 16 | 0.020569 | 1.9259 | 2.8364 | 1.1906 | 1.3306 | 0.99798 |  |  | 0 | 0 | 0 | 0 | 0 |  |  | 0 | 0 | 0 | 0 | 0 |  |  | 0 | 0 | 0 | 0 | 0 |  |  | 0 | 0 | 0 | 0 | 0 |  |  | 0 | 0 | 0 | 0 | 0 |  |  | 0 | 0 | 0 | 0 | 0 |  |  | 0 | 0 | 0 | 0 | 0 |  |  | HighSchool ComputerRm (break) ILit Sun | HighSchool ComputerRm (break) ILit all | 1 | 0 | 0 | 0 | 0 | 0 | 0 | 0 | 0 | 0 | 0 | 0 | 0 | 0 | 0 | 0 | 0 | 0 | 0 | 0 | 0 | 0 | 0 | 0 | 0 | 0 | 0 | 0 | 0 | 0 | 0 | 0 | 0 | 0 | 0 | 0 | 0 | 0 | 0 | 0 | 0 | 0 | 0 | 0 | 0 | 0 | 0 | 0 | 0 | 0 | 0 | 0 | 0 | 0 | 0 | 0 | 0 | 0 | 0 | 0 | 0 | 0 | 0 | 0 | 0 | 0 | 0 | 0 | 0 | 0 | 0 | 0 | 0 | 0 | 0 | 0 | 0 | 0 | 0 | 0 | 0 | 0 | 0 |  | 0.10435 | 0.10311 | 0.094054 | 0.094054 | 0.086504 | 0.041741 | 0.041242 | 0.037622 | 0.037622 | 0.034602 | 0.054922 | 0.054266 | 0.049502 | 0.049502 | 0.045529 | 0.079277 | 0.07833 | 0.071453 | 0.071453 | 0.065718 | Education - Secondary School - Computer Room (Instructional/PC Lab) - (break) - Sun | 12 | Closed | Closed | 0 | 0 | 0 | 0 | 0 | 0 | 0 | 0 | 0 | 0 | 0 | 0 | 0 | 0 | 0 | 0 | 0 | 0 | 0 | 0 | 0 | 0 | 0 | 0 | 0 | 0 | 0 | 0 | 0 | 0 | 0 | 0 | 0 | 0
415 | 4 | 15 | 14 | 7 |  |  |  |  | Education - Secondary School | Computer Room (Instructional/PC Lab) | Education - Secondary School - Computer Room (Instructional/PC Lab) | (break) | Education - Secondary School (break) | Education - Secondary School - Computer Room (Instructional/PC Lab) (break) | HighSchool ComputerRm (break) | Hol | 16 | 3 | 3 | 0.020569 | 1.9259 | 2.8364 | 1.1906 | 1.3306 | 0.99798 |  |  | 0 | 0 | 0 | 0 | 0 |  |  | 0 | 0 | 0 | 0 | 0 |  |  | 0 | 0 | 0 | 0 | 0 |  |  | 0 | 0 | 0 | 0 | 0 |  |  | 0 | 0 | 0 | 0 | 0 |  |  | 0 | 0 | 0 | 0 | 0 |  |  | 0 | 0 | 0 | 0 | 0 |  |  | HighSchool ComputerRm (break) ILit Hol | HighSchool ComputerRm (break) ILit all | 1 | 0 | 0 | 0 | 0 | 0 | 0 | 0 | 0 | 0 | 0 | 0 | 0 | 0 | 0 | 0 | 0 | 0 | 0 | 0 | 0 | 0 | 0 | 0 | 0 | 0 | 0 | 0 | 0 | 0 | 0 | 0 | 0 | 0 | 0 | 0 | 0 | 0 | 0 | 0 | 0 | 0 | 0 | 0 | 0 | 0 | 0 | 0 | 0 | 0 | 0 | 0 | 0 | 0 | 0 | 0 | 0 | 0 | 0 | 0 | 0 | 0 | 0 | 0 | 0 | 0 | 0 | 0 | 0 | 0 | 0 | 0 | 0 | 0 | 0 | 0 | 0 | 0 | 0 | 0 | 0 | 0 | 0 |  | 0.10435 | 0.10311 | 0.094054 | 0.094054 | 0.086504 | 0.041741 | 0.041242 | 0.037622 | 0.037622 | 0.034602 | 0.054922 | 0.054266 | 0.049502 | 0.049502 | 0.045529 | 0.079277 | 0.07833 | 0.071453 | 0.071453 | 0.065718 | Education - Secondary School - Computer Room (Instructional/PC Lab) - (break) - Hol | 14 | Closed | Closed | 0 | 0 | 0 | 0 | 0 | 0 | 0 | 0 | 0 | 0 | 0 | 0 | 0 | 0 | 0 | 0 | 0 | 0 | 0 | 0 | 0 | 0 | 0 | 0 | 0 | 0 | 0 | 0 | 0 | 0 | 0 | 0 | 0 | 0
416 | 4 | 16 | 15 | 8 |  |  | Education - Secondary School - Computer Room (Instructional/PC Lab) |  | Education - Secondary School | Computer Room (Instructional/PC Lab) | Education - Secondary School - Computer Room (Instructional/PC Lab) | (break) | Education - Secondary School (break) | Education - Secondary School - Computer Room (Instructional/PC Lab) (break) | HighSchool ComputerRm (break) | all | 7 | 63 | 63 | 0.020569 | 1.9259 | 2.8364 | 1.1906 | 1.3306 | 0.99798 |  |  | 0.039614 | 0.05834 | 0.024489 | 0.02737 | 0.020527 |  |  | 0 | 0 | 0 | 0 | 0 |  |  | 0 | 0 | 0 | 0 | 0 |  |  | 2356.6 | 2356.6 | 2356.6 | 2356.6 | 2356.6 |  |  | 0 | 0 | 0 | 0 | 0 |  |  | 0 | 0 | 0 | 0 | 0 |  |  | 0 | 0 | 0 | 0 | 0 |  |  | HighSchool ComputerRm (break) ILit all | HighSchool ComputerRm (break) ILit all | 1 | 0 | 0 | 0 | 0 | 0 | 0 | 0 | 0 | 0 | 0 | 0 | 0 | 0 | 0 | 0 | 0 | 0 | 0 | 0 | 0 | 0 | 0 | 0 | 0 | 0 | 0 | 0 | 0 | 0 | 0 | 0 | 0 | 0 | 0 | 0 | 0 | 0 | 0 | 0 | 0 | 0 | 0 | 0 | 0 | 0 | 0 | 0 | 0 | 0 | 0 | 0 | 0 | 0 | 0 | 0 | 0 | 0 | 0 | 0 | 0 | 0 | 0 | 0 | 0 | 0 | 0 | 0 | 0 | 0 | 0 | 0 | 0 | 0 | 0 | 0 | 0 | 0 | 0 | 0 | 0 | 0 | 0 |  | 0.10435 | 0.10311 | 0.094054 | 0.094054 | 0.086504 | 0.041741 | 0.041242 | 0.037622 | 0.037622 | 0.034602 | 0.054922 | 0.054266 | 0.049502 | 0.049502 | 0.045529 | 0.079277 | 0.07833 | 0.071453 | 0.071453 | 0.065718 | Education - Secondary School - Computer Room (Instructional/PC Lab) - (break) - all | 16 | 9 | 15 | 0 | 0 | 0 | 0 | 0 | 0 | 0 | 0 | 0 | 0 | 0 | 0 | 0 | 0 | 0 | 0 | 0 | 0 | 0 | 0 | 0 | 0 | 0 | 0 | 0 | 0 | 0 | 0 | 0 | 0 | 0 | 0 | 0 | 0
417 | 4 | 17 | 12 | 1 |  |  |  |  | Education - Secondary School | Dining Area | Education - Secondary School - Dining Area |  | Education - Secondary School | Education - Secondary School - Dining Area | HighSchool Cafeteria (in session) | Sat | 16 | 36 | 36 | 0.15008 | 0.7463 | 1.1818 | 0.89293 | 0.99798 | 0.91482 |  |  | 0 | 0 | 0 | 0 | 0 |  |  | 27.015 | 42.7803 | 32.3229 | 36.1256 | 33.1151 |  |  | 0 | 0 | 0 | 0 | 0 |  |  | 0 | 0 | 0 | 0 | 0 |  |  | 0 | 0 | 0 | 0 | 0 |  |  | 0 | 0 | 0 | 0 | 0 |  |  | 0 | 0 | 0 | 0 | 0 |  |  | HighSchool Cafeteria (in session) ILit Sat | HighSchool Cafeteria (in session) ILit all | 3051 | 5 | 60 | 6.7 | 0.6 | 0.05 | 0.05 | 0.05 | 0.05 | 0.05 | 0.05 | 0.05 | 0.05 | 0.6 | 0.6 | 0.6 | 0.6 | 0.6 | 0.6 | 0.6 | 0.6 | 0.6 | 0.6 | 0.05 | 0.05 | 0.05 | 0.05 | 0.05 | 0.05 | 0 | 0 | 0 | 0 | 0 | 0 | 0 | 0 | 1 | 1 | 1 | 1 | 1 | 1 | 1 | 1 | 1 | 1 | 0 | 0 | 0 | 0 | 0 | 0 | 0 | 0 | 0 | 0 | 0 | 0 | 0 | 0 | 0 | 0 | 0 | 0 | 0 | 0 | 0 | 0 | 0 | 0 | 0 | 0 | 0 | 0 | 0 | 0 | 0 | 0 | 0 | 0 | 0 | 0 |  | 0.10435 | 0.10311 | 0.094054 | 0.094054 | 0.086504 | 0.041741 | 0.041242 | 0.037622 | 0.037622 | 0.034602 | 0.054922 | 0.054266 | 0.049502 | 0.049502 | 0.045529 | 0.079277 | 0.07833 | 0.071453 | 0.071453 | 0.065718 | Education - Secondary School - Dining Area - Sat | 10 | 9 | 15 | 129.6 | 111.6 | 0 | 0 | 129.6 | 111.6 | 0 | 0 | 3.6 | 3.1 | 0 | 0 | 0 | 0 | 0 | 0 | 0 | 0 | 0.6 | 0.6 | 0.6 | 0.6 | 0.6 | 0.6 | 0 | 0 | 0 | 0 | 0 | 0 | 0 | 0 | 0 | 0
418 | 4 | 18 | 13 | 2 |  |  |  |  | Education - Secondary School | Dining Area | Education - Secondary School - Dining Area |  | Education - Secondary School | Education - Secondary School - Dining Area | HighSchool Cafeteria (in session) | Sun | 7 | 36 | 36 | 0.15008 | 0.7463 | 1.1818 | 0.89293 | 0.99798 | 0.91482 |  |  | 0 | 0 | 0 | 0 | 0 |  |  | 27.015 | 42.7803 | 32.3229 | 36.1256 | 33.1151 |  |  | 0 | 0 | 0 | 0 | 0 |  |  | 0 | 0 | 0 | 0 | 0 |  |  | 0 | 0 | 0 | 0 | 0 |  |  | 0 | 0 | 0 | 0 | 0 |  |  | 0 | 0 | 0 | 0 | 0 |  |  | HighSchool Cafeteria (in session) ILit Sun | HighSchool Cafeteria (in session) ILit all | 3051 | 5 | 60 | 6.7 | 0.6 | 0.05 | 0.05 | 0.05 | 0.05 | 0.05 | 0.05 | 0.05 | 0.05 | 0.6 | 0.6 | 0.6 | 0.6 | 0.6 | 0.6 | 0.6 | 0.6 | 0.6 | 0.6 | 0.05 | 0.05 | 0.05 | 0.05 | 0.05 | 0.05 | 0 | 0 | 0 | 0 | 0 | 0 | 0 | 0 | 1 | 1 | 1 | 1 | 1 | 1 | 1 | 1 | 1 | 1 | 0 | 0 | 0 | 0 | 0 | 0 | 0 | 0 | 0 | 0 | 0 | 0 | 0 | 0 | 0 | 0 | 0 | 0 | 0 | 0 | 0 | 0 | 0 | 0 | 0 | 0 | 0 | 0 | 0 | 0 | 0 | 0 | 0 | 0 | 0 | 0 |  | 0.10435 | 0.10311 | 0.094054 | 0.094054 | 0.086504 | 0.041741 | 0.041242 | 0.037622 | 0.037622 | 0.034602 | 0.054922 | 0.054266 | 0.049502 | 0.049502 | 0.045529 | 0.079277 | 0.07833 | 0.071453 | 0.071453 | 0.065718 | Education - Secondary School - Dining Area - Sun | 12 | 9 | 15 | 129.6 | 111.6 | 0 | 0 | 129.6 | 111.6 | 0 | 0 | 3.6 | 3.1 | 0 | 0 | 0 | 0 | 0 | 0 | 0 | 0 | 0.6 | 0.6 | 0.6 | 0.6 | 0.6 | 0.6 | 0 | 0 | 0 | 0 | 0 | 0 | 0 | 0 | 0 | 0
419 | 4 | 19 | 14 | 3 |  |  |  |  | Education - Secondary School | Dining Area | Education - Secondary School - Dining Area |  | Education - Secondary School | Education - Secondary School - Dining Area | HighSchool Cafeteria (in session) | Hol | 16 | 7 | 7 | 0.15008 | 0.7463 | 1.1818 | 0.89293 | 0.99798 | 0.91482 |  |  | 0 | 0 | 0 | 0 | 0 |  |  | 5.2529 | 8.3184 | 6.285 | 7.0244 | 6.439 |  |  | 0 | 0 | 0 | 0 | 0 |  |  | 0 | 0 | 0 | 0 | 0 |  |  | 0 | 0 | 0 | 0 | 0 |  |  | 0 | 0 | 0 | 0 | 0 |  |  | 0 | 0 | 0 | 0 | 0 |  |  | HighSchool Cafeteria (in session) ILit Hol | HighSchool Cafeteria (in session) ILit all | 3051 | 5 | 60 | 6.7 | 0.6 | 0.05 | 0.05 | 0.05 | 0.05 | 0.05 | 0.05 | 0.05 | 0.05 | 0.6 | 0.6 | 0.6 | 0.6 | 0.6 | 0.6 | 0.6 | 0.6 | 0.6 | 0.6 | 0.05 | 0.05 | 0.05 | 0.05 | 0.05 | 0.05 | 0 | 0 | 0 | 0 | 0 | 0 | 0 | 0 | 1 | 1 | 1 | 1 | 1 | 1 | 1 | 1 | 1 | 1 | 0 | 0 | 0 | 0 | 0 | 0 | 0 | 0 | 0 | 0 | 0 | 0 | 0 | 0 | 0 | 0 | 0 | 0 | 0 | 0 | 0 | 0 | 0 | 0 | 0 | 0 | 0 | 0 | 0 | 0 | 0 | 0 | 0 | 0 | 0 | 0 |  | 0.10435 | 0.10311 | 0.094054 | 0.094054 | 0.086504 | 0.041741 | 0.041242 | 0.037622 | 0.037622 | 0.034602 | 0.054922 | 0.054266 | 0.049502 | 0.049502 | 0.045529 | 0.079277 | 0.07833 | 0.071453 | 0.071453 | 0.065718 | Education - Secondary School - Dining Area - Hol | 14 | 9 | 15 | 25.2 | 21.7 | 0 | 0 | 25.2 | 21.7 | 0 | 0 | 3.6 | 3.1 | 0 | 0 | 0 | 0 | 0 | 0 | 0 | 0 | 0.6 | 0.6 | 0.6 | 0.6 | 0.6 | 0.6 | 0 | 0 | 0 | 0 | 0 | 0 | 0 | 0 | 0 | 0
420 | 4 | 20 | 15 | 4 |  | Education - Secondary School |  | Education - Secondary School - Dining Area | Education - Secondary School | Dining Area | Education - Secondary School - Dining Area |  | Education - Secondary School | Education - Secondary School - Dining Area | HighSchool Cafeteria (in session) | all | 7 | 188 | 188 | 0.15008 | 0.7463 | 1.1818 | 0.89293 | 0.99798 | 0.91482 |  |  | 0 | 0 | 0 | 0 | 0 |  |  | 225.3038 | 356.7861 | 269.5717 | 301.286 | 276.1788 |  |  | 0.112 | 0.17736 | 0.13401 | 0.14977 | 0.13729 |  |  | 0 | 0 | 0 | 0 | 0 |  |  | 0 | 0 | 0 | 0 | 0 |  |  | 1 | 1 | 1 | 1 | 1 |  |  | 0.67078 | 0.67134 | 0.68939 | 0.68939 | 0.68652 |  |  | HighSchool Cafeteria (in session) ILit all | HighSchool Cafeteria (in session) ILit all | 3050 | 5 | 100 | 10.7 | 1 | 0.05 | 0.05 | 0.05 | 0.05 | 0.05 | 0.05 | 0.05 | 0.05 | 1 | 1 | 1 | 1 | 1 | 1 | 1 | 1 | 1 | 1 | 0.05 | 0.05 | 0.05 | 0.05 | 0.05 | 0.05 | 0 | 0 | 0 | 0 | 0 | 0 | 0 | 0 | 1 | 1 | 1 | 1 | 1 | 1 | 1 | 1 | 1 | 1 | 0 | 0 | 0 | 0 | 0 | 0 | 0 | 0 | 0 | 0 | 0 | 0 | 0 | 0 | 0 | 0 | 0 | 0 | 0 | 0 | 0 | 0 | 0 | 0 | 0 | 0 | 0 | 0 | 0 | 0 | 0 | 0 | 0 | 0 | 0 | 0 |  | 0.10435 | 0.10311 | 0.094054 | 0.094054 | 0.086504 | 0.041741 | 0.041242 | 0.037622 | 0.037622 | 0.034602 | 0.054922 | 0.054266 | 0.049502 | 0.049502 | 0.045529 | 0.079277 | 0.07833 | 0.071453 | 0.071453 | 0.065718 | Education - Secondary School - Dining Area - all | 16 | 9 | 16 | 1316 | 695.6 | 1316 | 695.6 | 0 | 0 | 7 | 3.7 | 0 | 0 | 0 | 0 | 0 | 0 | 0 | 0 | 0 | 0 | 1 | 1 | 1 | 1 | 1 | 1 | 1 | 0 | 0 | 0 | 0 | 0 | 0 | 0 | 0 | 0
421 | 4 | 21 | 12 | 5 |  |  |  |  | Education - Secondary School | Dining Area | Education - Secondary School - Dining Area | (break) | Education - Secondary School (break) | Education - Secondary School - Dining Area (break) | HighSchool Cafeteria (break) | Sat | 16 | 16 | 16 | 0.15008 | 0.7463 | 1.1818 | 0.89293 | 0.99798 | 0.91482 |  |  | 0 | 0 | 0 | 0 | 0 |  |  | 0 | 0 | 0 | 0 | 0 |  |  | 0 | 0 | 0 | 0 | 0 |  |  | 0 | 0 | 0 | 0 | 0 |  |  | 0 | 0 | 0 | 0 | 0 |  |  | 0 | 0 | 0 | 0 | 0 |  |  | 0 | 0 | 0 | 0 | 0 |  |  | HighSchool Cafeteria (break) ILit Sat | HighSchool Cafeteria (break) ILit all | 1 | 0 | 0 | 0 | 0 | 0 | 0 | 0 | 0 | 0 | 0 | 0 | 0 | 0 | 0 | 0 | 0 | 0 | 0 | 0 | 0 | 0 | 0 | 0 | 0 | 0 | 0 | 0 | 0 | 0 | 0 | 0 | 0 | 0 | 0 | 0 | 0 | 0 | 0 | 0 | 0 | 0 | 0 | 0 | 0 | 0 | 0 | 0 | 0 | 0 | 0 | 0 | 0 | 0 | 0 | 0 | 0 | 0 | 0 | 0 | 0 | 0 | 0 | 0 | 0 | 0 | 0 | 0 | 0 | 0 | 0 | 0 | 0 | 0 | 0 | 0 | 0 | 0 | 0 | 0 | 0 | 0 | 0 |  | 0.10435 | 0.10311 | 0.094054 | 0.094054 | 0.086504 | 0.041741 | 0.041242 | 0.037622 | 0.037622 | 0.034602 | 0.054922 | 0.054266 | 0.049502 | 0.049502 | 0.045529 | 0.079277 | 0.07833 | 0.071453 | 0.071453 | 0.065718 | Education - Secondary School - Dining Area - (break) - Sat | 10 | Closed | Closed | 0 | 0 | 0 | 0 | 0 | 0 | 0 | 0 | 0 | 0 | 0 | 0 | 0 | 0 | 0 | 0 | 0 | 0 | 0 | 0 | 0 | 0 | 0 | 0 | 0 | 0 | 0 | 0 | 0 | 0 | 0 | 0 | 0 | 0
422 | 4 | 22 | 13 | 6 |  |  |  |  | Education - Secondary School | Dining Area | Education - Secondary School - Dining Area | (break) | Education - Secondary School (break) | Education - Secondary School - Dining Area (break) | HighSchool Cafeteria (break) | Sun | 7 | 16 | 16 | 0.15008 | 0.7463 | 1.1818 | 0.89293 | 0.99798 | 0.91482 |  |  | 0 | 0 | 0 | 0 | 0 |  |  | 0 | 0 | 0 | 0 | 0 |  |  | 0 | 0 | 0 | 0 | 0 |  |  | 0 | 0 | 0 | 0 | 0 |  |  | 0 | 0 | 0 | 0 | 0 |  |  | 0 | 0 | 0 | 0 | 0 |  |  | 0 | 0 | 0 | 0 | 0 |  |  | HighSchool Cafeteria (break) ILit Sun | HighSchool Cafeteria (break) ILit all | 1 | 0 | 0 | 0 | 0 | 0 | 0 | 0 | 0 | 0 | 0 | 0 | 0 | 0 | 0 | 0 | 0 | 0 | 0 | 0 | 0 | 0 | 0 | 0 | 0 | 0 | 0 | 0 | 0 | 0 | 0 | 0 | 0 | 0 | 0 | 0 | 0 | 0 | 0 | 0 | 0 | 0 | 0 | 0 | 0 | 0 | 0 | 0 | 0 | 0 | 0 | 0 | 0 | 0 | 0 | 0 | 0 | 0 | 0 | 0 | 0 | 0 | 0 | 0 | 0 | 0 | 0 | 0 | 0 | 0 | 0 | 0 | 0 | 0 | 0 | 0 | 0 | 0 | 0 | 0 | 0 | 0 | 0 |  | 0.10435 | 0.10311 | 0.094054 | 0.094054 | 0.086504 | 0.041741 | 0.041242 | 0.037622 | 0.037622 | 0.034602 | 0.054922 | 0.054266 | 0.049502 | 0.049502 | 0.045529 | 0.079277 | 0.07833 | 0.071453 | 0.071453 | 0.065718 | Education - Secondary School - Dining Area - (break) - Sun | 12 | Closed | Closed | 0 | 0 | 0 | 0 | 0 | 0 | 0 | 0 | 0 | 0 | 0 | 0 | 0 | 0 | 0 | 0 | 0 | 0 | 0 | 0 | 0 | 0 | 0 | 0 | 0 | 0 | 0 | 0 | 0 | 0 | 0 | 0 | 0 | 0
423 | 4 | 23 | 14 | 7 |  |  |  |  | Education - Secondary School | Dining Area | Education - Secondary School - Dining Area | (break) | Education - Secondary School (break) | Education - Secondary School - Dining Area (break) | HighSchool Cafeteria (break) | Hol | 16 | 3 | 3 | 0.15008 | 0.7463 | 1.1818 | 0.89293 | 0.99798 | 0.91482 |  |  | 0 | 0 | 0 | 0 | 0 |  |  | 0 | 0 | 0 | 0 | 0 |  |  | 0 | 0 | 0 | 0 | 0 |  |  | 0 | 0 | 0 | 0 | 0 |  |  | 0 | 0 | 0 | 0 | 0 |  |  | 0 | 0 | 0 | 0 | 0 |  |  | 0 | 0 | 0 | 0 | 0 |  |  | HighSchool Cafeteria (break) ILit Hol | HighSchool Cafeteria (break) ILit all | 1 | 0 | 0 | 0 | 0 | 0 | 0 | 0 | 0 | 0 | 0 | 0 | 0 | 0 | 0 | 0 | 0 | 0 | 0 | 0 | 0 | 0 | 0 | 0 | 0 | 0 | 0 | 0 | 0 | 0 | 0 | 0 | 0 | 0 | 0 | 0 | 0 | 0 | 0 | 0 | 0 | 0 | 0 | 0 | 0 | 0 | 0 | 0 | 0 | 0 | 0 | 0 | 0 | 0 | 0 | 0 | 0 | 0 | 0 | 0 | 0 | 0 | 0 | 0 | 0 | 0 | 0 | 0 | 0 | 0 | 0 | 0 | 0 | 0 | 0 | 0 | 0 | 0 | 0 | 0 | 0 | 0 | 0 |  | 0.10435 | 0.10311 | 0.094054 | 0.094054 | 0.086504 | 0.041741 | 0.041242 | 0.037622 | 0.037622 | 0.034602 | 0.054922 | 0.054266 | 0.049502 | 0.049502 | 0.045529 | 0.079277 | 0.07833 | 0.071453 | 0.071453 | 0.065718 | Education - Secondary School - Dining Area - (break) - Hol | 14 | Closed | Closed | 0 | 0 | 0 | 0 | 0 | 0 | 0 | 0 | 0 | 0 | 0 | 0 | 0 | 0 | 0 | 0 | 0 | 0 | 0 | 0 | 0 | 0 | 0 | 0 | 0 | 0 | 0 | 0 | 0 | 0 | 0 | 0 | 0 | 0
424 | 4 | 24 | 15 | 8 |  |  | Education - Secondary School - Dining Area |  | Education - Secondary School | Dining Area | Education - Secondary School - Dining Area | (break) | Education - Secondary School (break) | Education - Secondary School - Dining Area (break) | HighSchool Cafeteria (break) | all | 7 | 63 | 63 | 0.15008 | 0.7463 | 1.1818 | 0.89293 | 0.99798 | 0.91482 |  |  | 0.112 | 0.17736 | 0.13401 | 0.14977 | 0.13729 |  |  | 0 | 0 | 0 | 0 | 0 |  |  | 0 | 0 | 0 | 0 | 0 |  |  | 2540.9 | 2540.9 | 2540.9 | 2540.9 | 2540.9 |  |  | 0 | 0 | 0 | 0 | 0 |  |  | 0 | 0 | 0 | 0 | 0 |  |  | 0 | 0 | 0 | 0 | 0 |  |  | HighSchool Cafeteria (break) ILit all | HighSchool Cafeteria (break) ILit all | 1 | 0 | 0 | 0 | 0 | 0 | 0 | 0 | 0 | 0 | 0 | 0 | 0 | 0 | 0 | 0 | 0 | 0 | 0 | 0 | 0 | 0 | 0 | 0 | 0 | 0 | 0 | 0 | 0 | 0 | 0 | 0 | 0 | 0 | 0 | 0 | 0 | 0 | 0 | 0 | 0 | 0 | 0 | 0 | 0 | 0 | 0 | 0 | 0 | 0 | 0 | 0 | 0 | 0 | 0 | 0 | 0 | 0 | 0 | 0 | 0 | 0 | 0 | 0 | 0 | 0 | 0 | 0 | 0 | 0 | 0 | 0 | 0 | 0 | 0 | 0 | 0 | 0 | 0 | 0 | 0 | 0 | 0 |  | 0.10435 | 0.10311 | 0.094054 | 0.094054 | 0.086504 | 0.041741 | 0.041242 | 0.037622 | 0.037622 | 0.034602 | 0.054922 | 0.054266 | 0.049502 | 0.049502 | 0.045529 | 0.079277 | 0.07833 | 0.071453 | 0.071453 | 0.065718 | Education - Secondary School - Dining Area - (break) - all | 16 | 9 | 15 | 0 | 0 | 0 | 0 | 0 | 0 | 0 | 0 | 0 | 0 | 0 | 0 | 0 | 0 | 0 | 0 | 0 | 0 | 0 | 0 | 0 | 0 | 0 | 0 | 0 | 0 | 0 | 0 | 0 | 0 | 0 | 0 | 0 | 0
425 | 4 | 25 | 12 | 1 |  |  |  |  | Education - Secondary School | Exercising Centers and Gymnasium | Education - Secondary School - Exercising Centers and Gymnasium |  | Education - Secondary School | Education - Secondary School - Exercising Centers and Gymnasium | HighSchool Gym (in session) | Sat | 16 | 36 | 36 | 0.15014 | 0.91482 | 1.4182 | 0.74411 | 0.83165 | 0.83165 |  |  | 0 | 0 | 0 | 0 | 0 |  |  | 25.9595 | 40.2434 | 21.1154 | 23.5995 | 23.5995 |  |  | 0 | 0 | 0 | 0 | 0 |  |  | 0 | 0 | 0 | 0 | 0 |  |  | 0 | 0 | 0 | 0 | 0 |  |  | 0 | 0 | 0 | 0 | 0 |  |  | 0 | 0 | 0 | 0 | 0 |  |  | HighSchool Gym (in session) ILit Sat | HighSchool Gym (in session) ILit all | 3043 | 5 | 60 | 5.25 | 0.4 | 0.05 | 0.05 | 0.05 | 0.05 | 0.05 | 0.05 | 0.05 | 0.05 | 0.25 | 0.6 | 0.6 | 0.6 | 0.5 | 0.4 | 0.4 | 0.4 | 0.4 | 0.4 | 0.05 | 0.05 | 0.05 | 0.05 | 0.05 | 0.05 | 0 | 0 | 0 | 0 | 0 | 0 | 0 | 0 | 0.36364 | 1 | 1 | 1 | 0.81818 | 0.63636 | 0.63636 | 0.63636 | 0.63636 | 0.63636 | 0 | 0 | 0 | 0 | 0 | 0 | 0 | 0 | 0 | 0 | 0 | 0 | 0 | 0 | 0 | 0 | 0 | 0 | 0 | 0 | 0 | 0 | 0 | 0 | 0 | 0 | 0 | 0 | 0 | 0 | 0 | 0 | 0 | 0 | 0 | 0 |  | 0.10435 | 0.10311 | 0.094054 | 0.094054 | 0.086504 | 0.041741 | 0.041242 | 0.037622 | 0.037622 | 0.034602 | 0.054922 | 0.054266 | 0.049502 | 0.049502 | 0.045529 | 0.079277 | 0.07833 | 0.071453 | 0.071453 | 0.065718 | Education - Secondary School - Exercising Centers and Gymnasium - Sat | 10 | 9 | 15 | 106.2 | 82.8 | 0 | 0 | 106.2 | 82.8 | 0 | 0 | 2.95 | 2.3 | 0 | 0 | 0 | 0 | 0 | 0 | 0 | 0 | 0.25 | 0.6 | 0.6 | 0.6 | 0.5 | 0.4 | 0 | 0 | 0 | 0 | 0 | 0 | 0 | 0 | 0 | 0
426 | 4 | 26 | 13 | 2 |  |  |  |  | Education - Secondary School | Exercising Centers and Gymnasium | Education - Secondary School - Exercising Centers and Gymnasium |  | Education - Secondary School | Education - Secondary School - Exercising Centers and Gymnasium | HighSchool Gym (in session) | Sun | 7 | 36 | 36 | 0.15014 | 0.91482 | 1.4182 | 0.74411 | 0.83165 | 0.83165 |  |  | 0 | 0 | 0 | 0 | 0 |  |  | 18.5425 | 28.7453 | 15.0824 | 16.8568 | 16.8568 |  |  | 0 | 0 | 0 | 0 | 0 |  |  | 0 | 0 | 0 | 0 | 0 |  |  | 0 | 0 | 0 | 0 | 0 |  |  | 0 | 0 | 0 | 0 | 0 |  |  | 0 | 0 | 0 | 0 | 0 |  |  | HighSchool Gym (in session) ILit Sun | HighSchool Gym (in session) ILit all | 3044 | 5 | 45 | 3.75 | 0.25 | 0.05 | 0.05 | 0.05 | 0.05 | 0.05 | 0.05 | 0.05 | 0.05 | 0.15 | 0.45 | 0.45 | 0.45 | 0.3 | 0.25 | 0.25 | 0.25 | 0.25 | 0.25 | 0.05 | 0.05 | 0.05 | 0.05 | 0.05 | 0.05 | 0 | 0 | 0 | 0 | 0 | 0 | 0 | 0 | 0.25 | 1 | 1 | 1 | 0.625 | 0.5 | 0.5 | 0.5 | 0.5 | 0.5 | 0 | 0 | 0 | 0 | 0 | 0 | 0 | 0 | 0 | 0 | 0 | 0 | 0 | 0 | 0 | 0 | 0 | 0 | 0 | 0 | 0 | 0 | 0 | 0 | 0 | 0 | 0 | 0 | 0 | 0 | 0 | 0 | 0 | 0 | 0 | 0 |  | 0.10435 | 0.10311 | 0.094054 | 0.094054 | 0.086504 | 0.041741 | 0.041242 | 0.037622 | 0.037622 | 0.034602 | 0.054922 | 0.054266 | 0.049502 | 0.049502 | 0.045529 | 0.079277 | 0.07833 | 0.071453 | 0.071453 | 0.065718 | Education - Secondary School - Exercising Centers and Gymnasium - Sun | 12 | 9 | 15 | 73.8 | 61.2 | 0 | 0 | 73.8 | 61.2 | 0 | 0 | 2.05 | 1.7 | 0 | 0 | 0 | 0 | 0 | 0 | 0 | 0 | 0.15 | 0.45 | 0.45 | 0.45 | 0.3 | 0.25 | 0 | 0 | 0 | 0 | 0 | 0 | 0 | 0 | 0 | 0
427 | 4 | 27 | 14 | 3 |  |  |  |  | Education - Secondary School | Exercising Centers and Gymnasium | Education - Secondary School - Exercising Centers and Gymnasium |  | Education - Secondary School | Education - Secondary School - Exercising Centers and Gymnasium | HighSchool Gym (in session) | Hol | 16 | 7 | 7 | 0.15014 | 0.91482 | 1.4182 | 0.74411 | 0.83165 | 0.83165 |  |  | 0 | 0 | 0 | 0 | 0 |  |  | 3.6055 | 5.5894 | 2.9327 | 3.2777 | 3.2777 |  |  | 0 | 0 | 0 | 0 | 0 |  |  | 0 | 0 | 0 | 0 | 0 |  |  | 0 | 0 | 0 | 0 | 0 |  |  | 0 | 0 | 0 | 0 | 0 |  |  | 0 | 0 | 0 | 0 | 0 |  |  | HighSchool Gym (in session) ILit Hol | HighSchool Gym (in session) ILit all | 3044 | 5 | 45 | 3.75 | 0.25 | 0.05 | 0.05 | 0.05 | 0.05 | 0.05 | 0.05 | 0.05 | 0.05 | 0.15 | 0.45 | 0.45 | 0.45 | 0.3 | 0.25 | 0.25 | 0.25 | 0.25 | 0.25 | 0.05 | 0.05 | 0.05 | 0.05 | 0.05 | 0.05 | 0 | 0 | 0 | 0 | 0 | 0 | 0 | 0 | 0.25 | 1 | 1 | 1 | 0.625 | 0.5 | 0.5 | 0.5 | 0.5 | 0.5 | 0 | 0 | 0 | 0 | 0 | 0 | 0 | 0 | 0 | 0 | 0 | 0 | 0 | 0 | 0 | 0 | 0 | 0 | 0 | 0 | 0 | 0 | 0 | 0 | 0 | 0 | 0 | 0 | 0 | 0 | 0 | 0 | 0 | 0 | 0 | 0 |  | 0.10435 | 0.10311 | 0.094054 | 0.094054 | 0.086504 | 0.041741 | 0.041242 | 0.037622 | 0.037622 | 0.034602 | 0.054922 | 0.054266 | 0.049502 | 0.049502 | 0.045529 | 0.079277 | 0.07833 | 0.071453 | 0.071453 | 0.065718 | Education - Secondary School - Exercising Centers and Gymnasium - Hol | 14 | 9 | 15 | 14.35 | 11.9 | 0 | 0 | 14.35 | 11.9 | 0 | 0 | 2.05 | 1.7 | 0 | 0 | 0 | 0 | 0 | 0 | 0 | 0 | 0.15 | 0.45 | 0.45 | 0.45 | 0.3 | 0.25 | 0 | 0 | 0 | 0 | 0 | 0 | 0 | 0 | 0 | 0
428 | 4 | 28 | 15 | 4 |  | Education - Secondary School |  | Education - Secondary School - Exercising Centers and Gymnasium | Education - Secondary School | Exercising Centers and Gymnasium | Education - Secondary School - Exercising Centers and Gymnasium |  | Education - Secondary School | Education - Secondary School - Exercising Centers and Gymnasium | HighSchool Gym (in session) | all | 7 | 188 | 188 | 0.15014 | 0.91482 | 1.4182 | 0.74411 | 0.83165 | 0.83165 |  |  | 0 | 0 | 0 | 0 | 0 |  |  | 244.0191 | 378.2879 | 198.4844 | 221.8355 | 221.8355 |  |  | 0.096146 | 0.14905 | 0.078205 | 0.087406 | 0.087406 |  |  | 0 | 0 | 0 | 0 | 0 |  |  | 0 | 0 | 0 | 0 | 0 |  |  | 0.7 | 0.7 | 0.7 | 0.7 | 0.7 |  |  | 0.67078 | 0.67134 | 0.68939 | 0.68939 | 0.68652 |  |  | HighSchool Gym (in session) ILit all | HighSchool Gym (in session) ILit all | 3042 | 5 | 85 | 9.45 | 0.7 | 0.05 | 0.05 | 0.05 | 0.05 | 0.05 | 0.05 | 0.05 | 0.5 | 0.85 | 0.85 | 0.85 | 0.85 | 0.75 | 0.85 | 0.85 | 0.85 | 0.4 | 0.4 | 0.4 | 0.2 | 0.2 | 0.2 | 0.05 | 0.05 | 0 | 0 | 0 | 0 | 0 | 0 | 0 | 0.5625 | 1 | 1 | 1 | 1 | 0.875 | 1 | 1 | 1 | 0.4375 | 0.4375 | 0.4375 | 0.1875 | 0.1875 | 0.1875 | 0 | 0 | 0 | 0 | 0 | 0 | 0 | 0 | 0 | 0 | 0 | 0 | 0 | 0 | 0 | 0 | 0 | 0 | 0 | 0 | 0 | 0 | 0 | 0 | 0 | 0 | 0 | 0 | 0 | 0 | 0 | 0 |  | 0.10435 | 0.10311 | 0.094054 | 0.094054 | 0.086504 | 0.041741 | 0.041242 | 0.037622 | 0.037622 | 0.034602 | 0.054922 | 0.054266 | 0.049502 | 0.049502 | 0.045529 | 0.079277 | 0.07833 | 0.071453 | 0.071453 | 0.065718 | Education - Secondary School - Exercising Centers and Gymnasium - all | 16 | 9 | 16 | 1099.8 | 676.8 | 1099.8 | 676.8 | 0 | 0 | 5.85 | 3.6 | 0 | 0 | 0 | 0 | 0 | 0 | 0 | 0 | 0 | 0 | 0.85 | 0.85 | 0.85 | 0.85 | 0.75 | 0.85 | 0.85 | 0 | 0 | 0 | 0 | 0 | 0 | 0 | 0 | 0
429 | 4 | 29 | 12 | 5 |  |  |  |  | Education - Secondary School | Exercising Centers and Gymnasium | Education - Secondary School - Exercising Centers and Gymnasium | (break) | Education - Secondary School (break) | Education - Secondary School - Exercising Centers and Gymnasium (break) | HighSchool Gym (break) | Sat | 16 | 16 | 16 | 0.15014 | 0.91482 | 1.4182 | 0.74411 | 0.83165 | 0.83165 |  |  | 0 | 0 | 0 | 0 | 0 |  |  | 0 | 0 | 0 | 0 | 0 |  |  | 0 | 0 | 0 | 0 | 0 |  |  | 0 | 0 | 0 | 0 | 0 |  |  | 0 | 0 | 0 | 0 | 0 |  |  | 0 | 0 | 0 | 0 | 0 |  |  | 0 | 0 | 0 | 0 | 0 |  |  | HighSchool Gym (break) ILit Sat | HighSchool Gym (break) ILit all | 1 | 0 | 0 | 0 | 0 | 0 | 0 | 0 | 0 | 0 | 0 | 0 | 0 | 0 | 0 | 0 | 0 | 0 | 0 | 0 | 0 | 0 | 0 | 0 | 0 | 0 | 0 | 0 | 0 | 0 | 0 | 0 | 0 | 0 | 0 | 0 | 0 | 0 | 0 | 0 | 0 | 0 | 0 | 0 | 0 | 0 | 0 | 0 | 0 | 0 | 0 | 0 | 0 | 0 | 0 | 0 | 0 | 0 | 0 | 0 | 0 | 0 | 0 | 0 | 0 | 0 | 0 | 0 | 0 | 0 | 0 | 0 | 0 | 0 | 0 | 0 | 0 | 0 | 0 | 0 | 0 | 0 | 0 |  | 0.10435 | 0.10311 | 0.094054 | 0.094054 | 0.086504 | 0.041741 | 0.041242 | 0.037622 | 0.037622 | 0.034602 | 0.054922 | 0.054266 | 0.049502 | 0.049502 | 0.045529 | 0.079277 | 0.07833 | 0.071453 | 0.071453 | 0.065718 | Education - Secondary School - Exercising Centers and Gymnasium - (break) - Sat | 10 | Closed | Closed | 0 | 0 | 0 | 0 | 0 | 0 | 0 | 0 | 0 | 0 | 0 | 0 | 0 | 0 | 0 | 0 | 0 | 0 | 0 | 0 | 0 | 0 | 0 | 0 | 0 | 0 | 0 | 0 | 0 | 0 | 0 | 0 | 0 | 0
430 | 4 | 30 | 13 | 6 |  |  |  |  | Education - Secondary School | Exercising Centers and Gymnasium | Education - Secondary School - Exercising Centers and Gymnasium | (break) | Education - Secondary School (break) | Education - Secondary School - Exercising Centers and Gymnasium (break) | HighSchool Gym (break) | Sun | 7 | 16 | 16 | 0.15014 | 0.91482 | 1.4182 | 0.74411 | 0.83165 | 0.83165 |  |  | 0 | 0 | 0 | 0 | 0 |  |  | 0 | 0 | 0 | 0 | 0 |  |  | 0 | 0 | 0 | 0 | 0 |  |  | 0 | 0 | 0 | 0 | 0 |  |  | 0 | 0 | 0 | 0 | 0 |  |  | 0 | 0 | 0 | 0 | 0 |  |  | 0 | 0 | 0 | 0 | 0 |  |  | HighSchool Gym (break) ILit Sun | HighSchool Gym (break) ILit all | 1 | 0 | 0 | 0 | 0 | 0 | 0 | 0 | 0 | 0 | 0 | 0 | 0 | 0 | 0 | 0 | 0 | 0 | 0 | 0 | 0 | 0 | 0 | 0 | 0 | 0 | 0 | 0 | 0 | 0 | 0 | 0 | 0 | 0 | 0 | 0 | 0 | 0 | 0 | 0 | 0 | 0 | 0 | 0 | 0 | 0 | 0 | 0 | 0 | 0 | 0 | 0 | 0 | 0 | 0 | 0 | 0 | 0 | 0 | 0 | 0 | 0 | 0 | 0 | 0 | 0 | 0 | 0 | 0 | 0 | 0 | 0 | 0 | 0 | 0 | 0 | 0 | 0 | 0 | 0 | 0 | 0 | 0 |  | 0.10435 | 0.10311 | 0.094054 | 0.094054 | 0.086504 | 0.041741 | 0.041242 | 0.037622 | 0.037622 | 0.034602 | 0.054922 | 0.054266 | 0.049502 | 0.049502 | 0.045529 | 0.079277 | 0.07833 | 0.071453 | 0.071453 | 0.065718 | Education - Secondary School - Exercising Centers and Gymnasium - (break) - Sun | 12 | Closed | Closed | 0 | 0 | 0 | 0 | 0 | 0 | 0 | 0 | 0 | 0 | 0 | 0 | 0 | 0 | 0 | 0 | 0 | 0 | 0 | 0 | 0 | 0 | 0 | 0 | 0 | 0 | 0 | 0 | 0 | 0 | 0 | 0 | 0 | 0
431 | 4 | 31 | 14 | 7 |  |  |  |  | Education - Secondary School | Exercising Centers and Gymnasium | Education - Secondary School - Exercising Centers and Gymnasium | (break) | Education - Secondary School (break) | Education - Secondary School - Exercising Centers and Gymnasium (break) | HighSchool Gym (break) | Hol | 16 | 3 | 3 | 0.15014 | 0.91482 | 1.4182 | 0.74411 | 0.83165 | 0.83165 |  |  | 0 | 0 | 0 | 0 | 0 |  |  | 0 | 0 | 0 | 0 | 0 |  |  | 0 | 0 | 0 | 0 | 0 |  |  | 0 | 0 | 0 | 0 | 0 |  |  | 0 | 0 | 0 | 0 | 0 |  |  | 0 | 0 | 0 | 0 | 0 |  |  | 0 | 0 | 0 | 0 | 0 |  |  | HighSchool Gym (break) ILit Hol | HighSchool Gym (break) ILit all | 1 | 0 | 0 | 0 | 0 | 0 | 0 | 0 | 0 | 0 | 0 | 0 | 0 | 0 | 0 | 0 | 0 | 0 | 0 | 0 | 0 | 0 | 0 | 0 | 0 | 0 | 0 | 0 | 0 | 0 | 0 | 0 | 0 | 0 | 0 | 0 | 0 | 0 | 0 | 0 | 0 | 0 | 0 | 0 | 0 | 0 | 0 | 0 | 0 | 0 | 0 | 0 | 0 | 0 | 0 | 0 | 0 | 0 | 0 | 0 | 0 | 0 | 0 | 0 | 0 | 0 | 0 | 0 | 0 | 0 | 0 | 0 | 0 | 0 | 0 | 0 | 0 | 0 | 0 | 0 | 0 | 0 | 0 |  | 0.10435 | 0.10311 | 0.094054 | 0.094054 | 0.086504 | 0.041741 | 0.041242 | 0.037622 | 0.037622 | 0.034602 | 0.054922 | 0.054266 | 0.049502 | 0.049502 | 0.045529 | 0.079277 | 0.07833 | 0.071453 | 0.071453 | 0.065718 | Education - Secondary School - Exercising Centers and Gymnasium - (break) - Hol | 14 | Closed | Closed | 0 | 0 | 0 | 0 | 0 | 0 | 0 | 0 | 0 | 0 | 0 | 0 | 0 | 0 | 0 | 0 | 0 | 0 | 0 | 0 | 0 | 0 | 0 | 0 | 0 | 0 | 0 | 0 | 0 | 0 | 0 | 0 | 0 | 0
432 | 4 | 32 | 15 | 8 |  |  | Education - Secondary School - Exercising Centers and Gymnasium |  | Education - Secondary School | Exercising Centers and Gymnasium | Education - Secondary School - Exercising Centers and Gymnasium | (break) | Education - Secondary School (break) | Education - Secondary School - Exercising Centers and Gymnasium (break) | HighSchool Gym (break) | all | 7 | 63 | 63 | 0.15014 | 0.91482 | 1.4182 | 0.74411 | 0.83165 | 0.83165 |  |  | 0.13735 | 0.21293 | 0.11172 | 0.12487 | 0.12487 |  |  | 0 | 0 | 0 | 0 | 0 |  |  | 0 | 0 | 0 | 0 | 0 |  |  | 2126.85 | 2126.85 | 2126.85 | 2126.85 | 2126.85 |  |  | 0 | 0 | 0 | 0 | 0 |  |  | 0 | 0 | 0 | 0 | 0 |  |  | 0 | 0 | 0 | 0 | 0 |  |  | HighSchool Gym (break) ILit all | HighSchool Gym (break) ILit all | 1 | 0 | 0 | 0 | 0 | 0 | 0 | 0 | 0 | 0 | 0 | 0 | 0 | 0 | 0 | 0 | 0 | 0 | 0 | 0 | 0 | 0 | 0 | 0 | 0 | 0 | 0 | 0 | 0 | 0 | 0 | 0 | 0 | 0 | 0 | 0 | 0 | 0 | 0 | 0 | 0 | 0 | 0 | 0 | 0 | 0 | 0 | 0 | 0 | 0 | 0 | 0 | 0 | 0 | 0 | 0 | 0 | 0 | 0 | 0 | 0 | 0 | 0 | 0 | 0 | 0 | 0 | 0 | 0 | 0 | 0 | 0 | 0 | 0 | 0 | 0 | 0 | 0 | 0 | 0 | 0 | 0 | 0 |  | 0.10435 | 0.10311 | 0.094054 | 0.094054 | 0.086504 | 0.041741 | 0.041242 | 0.037622 | 0.037622 | 0.034602 | 0.054922 | 0.054266 | 0.049502 | 0.049502 | 0.045529 | 0.079277 | 0.07833 | 0.071453 | 0.071453 | 0.065718 | Education - Secondary School - Exercising Centers and Gymnasium - (break) - all | 16 | 9 | 15 | 0 | 0 | 0 | 0 | 0 | 0 | 0 | 0 | 0 | 0 | 0 | 0 | 0 | 0 | 0 | 0 | 0 | 0 | 0 | 0 | 0 | 0 | 0 | 0 | 0 | 0 | 0 | 0 | 0 | 0 | 0 | 0 | 0 | 0
433 | 4 | 33 | 12 | 1 |  |  |  |  | Education - Secondary School | Kitchen and Food Preparation | Education - Secondary School - Kitchen and Food Preparation |  | Education - Secondary School | Education - Secondary School - Kitchen and Food Preparation | HighSchool Kitchen (in session) | Sat | 16 | 36 | 36 | 0.070079 | 1.8778 | 2.8364 | 1.265 | 1.4138 | 1.3306 |  |  | 0 | 0 | 0 | 0 | 0 |  |  | 5.6848 | 8.5869 | 3.8296 | 4.2802 | 4.0284 |  |  | 0 | 0 | 0 | 0 | 0 |  |  | 0 | 0 | 0 | 0 | 0 |  |  | 0 | 0 | 0 | 0 | 0 |  |  | 0 | 0 | 0 | 0 | 0 |  |  | 0 | 0 | 0 | 0 | 0 |  |  | HighSchool Kitchen (in session) ILit Sat | HighSchool Kitchen (in session) ILit all | 2 | 5 | 5 | 1.2 | 0.05 | 0.05 | 0.05 | 0.05 | 0.05 | 0.05 | 0.05 | 0.05 | 0.05 | 0.05 | 0.05 | 0.05 | 0.05 | 0.05 | 0.05 | 0.05 | 0.05 | 0.05 | 0.05 | 0.05 | 0.05 | 0.05 | 0.05 | 0.05 | 0.05 | 0 | 0 | 0 | 0 | 0 | 0 | 0 | 0 | 0 | 0 | 0 | 0 | 0 | 0 | 0 | 0 | 0 | 0 | 0 | 0 | 0 | 0 | 0 | 0 | 0 | 0 | 0 | 0 | 0 | 0 | 0 | 0 | 0 | 0 | 0 | 0 | 0 | 0 | 0 | 0 | 0 | 0 | 0 | 0 | 0 | 0 | 0 | 0 | 0 | 0 | 0 | 0 | 0 | 0 |  | 0.10435 | 0.10311 | 0.094054 | 0.094054 | 0.086504 | 0.041741 | 0.041242 | 0.037622 | 0.037622 | 0.034602 | 0.054922 | 0.054266 | 0.049502 | 0.049502 | 0.045529 | 0.079277 | 0.07833 | 0.071453 | 0.071453 | 0.065718 | Education - Secondary School - Kitchen and Food Preparation - Sat | 10 | 9 | 15 | 10.8 | 32.4 | 0 | 0 | 10.8 | 32.4 | 0 | 0 | 0.3 | 0.9 | 0 | 0 | 0 | 0 | 0 | 0 | 0 | 0 | 0.05 | 0.05 | 0.05 | 0.05 | 0.05 | 0.05 | 0 | 0 | 0 | 0 | 0 | 0 | 0 | 0 | 0 | 0
434 | 4 | 34 | 13 | 2 |  |  |  |  | Education - Secondary School | Kitchen and Food Preparation | Education - Secondary School - Kitchen and Food Preparation |  | Education - Secondary School | Education - Secondary School - Kitchen and Food Preparation | HighSchool Kitchen (in session) | Sun | 7 | 36 | 36 | 0.070079 | 1.8778 | 2.8364 | 1.265 | 1.4138 | 1.3306 |  |  | 0 | 0 | 0 | 0 | 0 |  |  | 5.6848 | 8.5869 | 3.8296 | 4.2802 | 4.0284 |  |  | 0 | 0 | 0 | 0 | 0 |  |  | 0 | 0 | 0 | 0 | 0 |  |  | 0 | 0 | 0 | 0 | 0 |  |  | 0 | 0 | 0 | 0 | 0 |  |  | 0 | 0 | 0 | 0 | 0 |  |  | HighSchool Kitchen (in session) ILit Sun | HighSchool Kitchen (in session) ILit all | 2 | 5 | 5 | 1.2 | 0.05 | 0.05 | 0.05 | 0.05 | 0.05 | 0.05 | 0.05 | 0.05 | 0.05 | 0.05 | 0.05 | 0.05 | 0.05 | 0.05 | 0.05 | 0.05 | 0.05 | 0.05 | 0.05 | 0.05 | 0.05 | 0.05 | 0.05 | 0.05 | 0.05 | 0 | 0 | 0 | 0 | 0 | 0 | 0 | 0 | 0 | 0 | 0 | 0 | 0 | 0 | 0 | 0 | 0 | 0 | 0 | 0 | 0 | 0 | 0 | 0 | 0 | 0 | 0 | 0 | 0 | 0 | 0 | 0 | 0 | 0 | 0 | 0 | 0 | 0 | 0 | 0 | 0 | 0 | 0 | 0 | 0 | 0 | 0 | 0 | 0 | 0 | 0 | 0 | 0 | 0 |  | 0.10435 | 0.10311 | 0.094054 | 0.094054 | 0.086504 | 0.041741 | 0.041242 | 0.037622 | 0.037622 | 0.034602 | 0.054922 | 0.054266 | 0.049502 | 0.049502 | 0.045529 | 0.079277 | 0.07833 | 0.071453 | 0.071453 | 0.065718 | Education - Secondary School - Kitchen and Food Preparation - Sun | 12 | 9 | 15 | 10.8 | 32.4 | 0 | 0 | 10.8 | 32.4 | 0 | 0 | 0.3 | 0.9 | 0 | 0 | 0 | 0 | 0 | 0 | 0 | 0 | 0.05 | 0.05 | 0.05 | 0.05 | 0.05 | 0.05 | 0 | 0 | 0 | 0 | 0 | 0 | 0 | 0 | 0 | 0
435 | 4 | 35 | 14 | 3 |  |  |  |  | Education - Secondary School | Kitchen and Food Preparation | Education - Secondary School - Kitchen and Food Preparation |  | Education - Secondary School | Education - Secondary School - Kitchen and Food Preparation | HighSchool Kitchen (in session) | Hol | 16 | 7 | 7 | 0.070079 | 1.8778 | 2.8364 | 1.265 | 1.4138 | 1.3306 |  |  | 0 | 0 | 0 | 0 | 0 |  |  | 1.1054 | 1.6697 | 0.74465 | 0.83226 | 0.7833 |  |  | 0 | 0 | 0 | 0 | 0 |  |  | 0 | 0 | 0 | 0 | 0 |  |  | 0 | 0 | 0 | 0 | 0 |  |  | 0 | 0 | 0 | 0 | 0 |  |  | 0 | 0 | 0 | 0 | 0 |  |  | HighSchool Kitchen (in session) ILit Hol | HighSchool Kitchen (in session) ILit all | 2 | 5 | 5 | 1.2 | 0.05 | 0.05 | 0.05 | 0.05 | 0.05 | 0.05 | 0.05 | 0.05 | 0.05 | 0.05 | 0.05 | 0.05 | 0.05 | 0.05 | 0.05 | 0.05 | 0.05 | 0.05 | 0.05 | 0.05 | 0.05 | 0.05 | 0.05 | 0.05 | 0.05 | 0 | 0 | 0 | 0 | 0 | 0 | 0 | 0 | 0 | 0 | 0 | 0 | 0 | 0 | 0 | 0 | 0 | 0 | 0 | 0 | 0 | 0 | 0 | 0 | 0 | 0 | 0 | 0 | 0 | 0 | 0 | 0 | 0 | 0 | 0 | 0 | 0 | 0 | 0 | 0 | 0 | 0 | 0 | 0 | 0 | 0 | 0 | 0 | 0 | 0 | 0 | 0 | 0 | 0 |  | 0.10435 | 0.10311 | 0.094054 | 0.094054 | 0.086504 | 0.041741 | 0.041242 | 0.037622 | 0.037622 | 0.034602 | 0.054922 | 0.054266 | 0.049502 | 0.049502 | 0.045529 | 0.079277 | 0.07833 | 0.071453 | 0.071453 | 0.065718 | Education - Secondary School - Kitchen and Food Preparation - Hol | 14 | 9 | 15 | 2.1 | 6.3 | 0 | 0 | 2.1 | 6.3 | 0 | 0 | 0.3 | 0.9 | 0 | 0 | 0 | 0 | 0 | 0 | 0 | 0 | 0.05 | 0.05 | 0.05 | 0.05 | 0.05 | 0.05 | 0 | 0 | 0 | 0 | 0 | 0 | 0 | 0 | 0 | 0
436 | 4 | 36 | 15 | 4 |  | Education - Secondary School |  | Education - Secondary School - Kitchen and Food Preparation | Education - Secondary School | Kitchen and Food Preparation | Education - Secondary School - Kitchen and Food Preparation |  | Education - Secondary School | Education - Secondary School - Kitchen and Food Preparation | HighSchool Kitchen (in session) | all | 7 | 188 | 188 | 0.070079 | 1.8778 | 2.8364 | 1.265 | 1.4138 | 1.3306 |  |  | 0 | 0 | 0 | 0 | 0 |  |  | 123.6979 | 186.8444 | 83.3303 | 93.1339 | 87.6554 |  |  | 0.0065797 | 0.0099385 | 0.0044325 | 0.0049539 | 0.0046625 |  |  | 0 | 0 | 0 | 0 | 0 |  |  | 0 | 0 | 0 | 0 | 0 |  |  | 0.05 | 0.05 | 0.05 | 0.05 | 0.05 |  |  | 0.67078 | 0.67134 | 0.68939 | 0.68939 | 0.68652 |  |  | HighSchool Kitchen (in session) ILit all | HighSchool Kitchen (in session) ILit all | 3055 | 5 | 100 | 5 | 0.05 | 0.05 | 0.05 | 0.05 | 0.05 | 0.05 | 0.05 | 0.05 | 0.05 | 0.05 | 0.05 | 1 | 1 | 1 | 1 | 0.05 | 0.05 | 0.05 | 0.05 | 0.05 | 0.05 | 0.05 | 0.05 | 0.05 | 0.05 | 0 | 0 | 0 | 0 | 0 | 0 | 0 | 0 | 0 | 0 | 1 | 1 | 1 | 1 | 0 | 0 | 0 | 0 | 0 | 0 | 0 | 0 | 0 | 0 | 0 | 0 | 0 | 0 | 0 | 0 | 0 | 0 | 0 | 0 | 0 | 0 | 0 | 0 | 0 | 0 | 0 | 0 | 0 | 0 | 0 | 0 | 0 | 0 | 0 | 0 | 0 | 0 | 0 | 0 |  | 0.10435 | 0.10311 | 0.094054 | 0.094054 | 0.086504 | 0.041741 | 0.041242 | 0.037622 | 0.037622 | 0.034602 | 0.054922 | 0.054266 | 0.049502 | 0.049502 | 0.045529 | 0.079277 | 0.07833 | 0.071453 | 0.071453 | 0.065718 | Education - Secondary School - Kitchen and Food Preparation - all | 16 | 9 | 16 | 780.2 | 159.8 | 780.2 | 159.8 | 0 | 0 | 4.15 | 0.85 | 0 | 0 | 0 | 0 | 0 | 0 | 0 | 0 | 0 | 0 | 0.05 | 0.05 | 1 | 1 | 1 | 1 | 0.05 | 0 | 0 | 0 | 0 | 0 | 0 | 0 | 0 | 0
437 | 4 | 37 | 12 | 5 |  |  |  |  | Education - Secondary School | Kitchen and Food Preparation | Education - Secondary School - Kitchen and Food Preparation | (break) | Education - Secondary School (break) | Education - Secondary School - Kitchen and Food Preparation (break) | HighSchool Kitchen (break) | Sat | 16 | 16 | 16 | 0.070079 | 1.8778 | 2.8364 | 1.265 | 1.4138 | 1.3306 |  |  | 0 | 0 | 0 | 0 | 0 |  |  | 0 | 0 | 0 | 0 | 0 |  |  | 0 | 0 | 0 | 0 | 0 |  |  | 0 | 0 | 0 | 0 | 0 |  |  | 0 | 0 | 0 | 0 | 0 |  |  | 0 | 0 | 0 | 0 | 0 |  |  | 0 | 0 | 0 | 0 | 0 |  |  | HighSchool Kitchen (break) ILit Sat | HighSchool Kitchen (break) ILit all | 1 | 0 | 0 | 0 | 0 | 0 | 0 | 0 | 0 | 0 | 0 | 0 | 0 | 0 | 0 | 0 | 0 | 0 | 0 | 0 | 0 | 0 | 0 | 0 | 0 | 0 | 0 | 0 | 0 | 0 | 0 | 0 | 0 | 0 | 0 | 0 | 0 | 0 | 0 | 0 | 0 | 0 | 0 | 0 | 0 | 0 | 0 | 0 | 0 | 0 | 0 | 0 | 0 | 0 | 0 | 0 | 0 | 0 | 0 | 0 | 0 | 0 | 0 | 0 | 0 | 0 | 0 | 0 | 0 | 0 | 0 | 0 | 0 | 0 | 0 | 0 | 0 | 0 | 0 | 0 | 0 | 0 | 0 |  | 0.10435 | 0.10311 | 0.094054 | 0.094054 | 0.086504 | 0.041741 | 0.041242 | 0.037622 | 0.037622 | 0.034602 | 0.054922 | 0.054266 | 0.049502 | 0.049502 | 0.045529 | 0.079277 | 0.07833 | 0.071453 | 0.071453 | 0.065718 | Education - Secondary School - Kitchen and Food Preparation - (break) - Sat | 10 | Closed | Closed | 0 | 0 | 0 | 0 | 0 | 0 | 0 | 0 | 0 | 0 | 0 | 0 | 0 | 0 | 0 | 0 | 0 | 0 | 0 | 0 | 0 | 0 | 0 | 0 | 0 | 0 | 0 | 0 | 0 | 0 | 0 | 0 | 0 | 0
438 | 4 | 38 | 13 | 6 |  |  |  |  | Education - Secondary School | Kitchen and Food Preparation | Education - Secondary School - Kitchen and Food Preparation | (break) | Education - Secondary School (break) | Education - Secondary School - Kitchen and Food Preparation (break) | HighSchool Kitchen (break) | Sun | 7 | 16 | 16 | 0.070079 | 1.8778 | 2.8364 | 1.265 | 1.4138 | 1.3306 |  |  | 0 | 0 | 0 | 0 | 0 |  |  | 0 | 0 | 0 | 0 | 0 |  |  | 0 | 0 | 0 | 0 | 0 |  |  | 0 | 0 | 0 | 0 | 0 |  |  | 0 | 0 | 0 | 0 | 0 |  |  | 0 | 0 | 0 | 0 | 0 |  |  | 0 | 0 | 0 | 0 | 0 |  |  | HighSchool Kitchen (break) ILit Sun | HighSchool Kitchen (break) ILit all | 1 | 0 | 0 | 0 | 0 | 0 | 0 | 0 | 0 | 0 | 0 | 0 | 0 | 0 | 0 | 0 | 0 | 0 | 0 | 0 | 0 | 0 | 0 | 0 | 0 | 0 | 0 | 0 | 0 | 0 | 0 | 0 | 0 | 0 | 0 | 0 | 0 | 0 | 0 | 0 | 0 | 0 | 0 | 0 | 0 | 0 | 0 | 0 | 0 | 0 | 0 | 0 | 0 | 0 | 0 | 0 | 0 | 0 | 0 | 0 | 0 | 0 | 0 | 0 | 0 | 0 | 0 | 0 | 0 | 0 | 0 | 0 | 0 | 0 | 0 | 0 | 0 | 0 | 0 | 0 | 0 | 0 | 0 |  | 0.10435 | 0.10311 | 0.094054 | 0.094054 | 0.086504 | 0.041741 | 0.041242 | 0.037622 | 0.037622 | 0.034602 | 0.054922 | 0.054266 | 0.049502 | 0.049502 | 0.045529 | 0.079277 | 0.07833 | 0.071453 | 0.071453 | 0.065718 | Education - Secondary School - Kitchen and Food Preparation - (break) - Sun | 12 | Closed | Closed | 0 | 0 | 0 | 0 | 0 | 0 | 0 | 0 | 0 | 0 | 0 | 0 | 0 | 0 | 0 | 0 | 0 | 0 | 0 | 0 | 0 | 0 | 0 | 0 | 0 | 0 | 0 | 0 | 0 | 0 | 0 | 0 | 0 | 0
439 | 4 | 39 | 14 | 7 |  |  |  |  | Education - Secondary School | Kitchen and Food Preparation | Education - Secondary School - Kitchen and Food Preparation | (break) | Education - Secondary School (break) | Education - Secondary School - Kitchen and Food Preparation (break) | HighSchool Kitchen (break) | Hol | 16 | 3 | 3 | 0.070079 | 1.8778 | 2.8364 | 1.265 | 1.4138 | 1.3306 |  |  | 0 | 0 | 0 | 0 | 0 |  |  | 0 | 0 | 0 | 0 | 0 |  |  | 0 | 0 | 0 | 0 | 0 |  |  | 0 | 0 | 0 | 0 | 0 |  |  | 0 | 0 | 0 | 0 | 0 |  |  | 0 | 0 | 0 | 0 | 0 |  |  | 0 | 0 | 0 | 0 | 0 |  |  | HighSchool Kitchen (break) ILit Hol | HighSchool Kitchen (break) ILit all | 1 | 0 | 0 | 0 | 0 | 0 | 0 | 0 | 0 | 0 | 0 | 0 | 0 | 0 | 0 | 0 | 0 | 0 | 0 | 0 | 0 | 0 | 0 | 0 | 0 | 0 | 0 | 0 | 0 | 0 | 0 | 0 | 0 | 0 | 0 | 0 | 0 | 0 | 0 | 0 | 0 | 0 | 0 | 0 | 0 | 0 | 0 | 0 | 0 | 0 | 0 | 0 | 0 | 0 | 0 | 0 | 0 | 0 | 0 | 0 | 0 | 0 | 0 | 0 | 0 | 0 | 0 | 0 | 0 | 0 | 0 | 0 | 0 | 0 | 0 | 0 | 0 | 0 | 0 | 0 | 0 | 0 | 0 |  | 0.10435 | 0.10311 | 0.094054 | 0.094054 | 0.086504 | 0.041741 | 0.041242 | 0.037622 | 0.037622 | 0.034602 | 0.054922 | 0.054266 | 0.049502 | 0.049502 | 0.045529 | 0.079277 | 0.07833 | 0.071453 | 0.071453 | 0.065718 | Education - Secondary School - Kitchen and Food Preparation - (break) - Hol | 14 | Closed | Closed | 0 | 0 | 0 | 0 | 0 | 0 | 0 | 0 | 0 | 0 | 0 | 0 | 0 | 0 | 0 | 0 | 0 | 0 | 0 | 0 | 0 | 0 | 0 | 0 | 0 | 0 | 0 | 0 | 0 | 0 | 0 | 0 | 0 | 0
440 | 4 | 40 | 15 | 8 |  |  | Education - Secondary School - Kitchen and Food Preparation |  | Education - Secondary School | Kitchen and Food Preparation | Education - Secondary School - Kitchen and Food Preparation | (break) | Education - Secondary School (break) | Education - Secondary School - Kitchen and Food Preparation (break) | HighSchool Kitchen (break) | all | 7 | 63 | 63 | 0.070079 | 1.8778 | 2.8364 | 1.265 | 1.4138 | 1.3306 |  |  | 0.13159 | 0.19877 | 0.088649 | 0.099079 | 0.09325 |  |  | 0 | 0 | 0 | 0 | 0 |  |  | 0 | 0 | 0 | 0 | 0 |  |  | 1034.8 | 1034.8 | 1034.8 | 1034.8 | 1034.8 |  |  | 0 | 0 | 0 | 0 | 0 |  |  | 0 | 0 | 0 | 0 | 0 |  |  | 0 | 0 | 0 | 0 | 0 |  |  | HighSchool Kitchen (break) ILit all | HighSchool Kitchen (break) ILit all | 1 | 0 | 0 | 0 | 0 | 0 | 0 | 0 | 0 | 0 | 0 | 0 | 0 | 0 | 0 | 0 | 0 | 0 | 0 | 0 | 0 | 0 | 0 | 0 | 0 | 0 | 0 | 0 | 0 | 0 | 0 | 0 | 0 | 0 | 0 | 0 | 0 | 0 | 0 | 0 | 0 | 0 | 0 | 0 | 0 | 0 | 0 | 0 | 0 | 0 | 0 | 0 | 0 | 0 | 0 | 0 | 0 | 0 | 0 | 0 | 0 | 0 | 0 | 0 | 0 | 0 | 0 | 0 | 0 | 0 | 0 | 0 | 0 | 0 | 0 | 0 | 0 | 0 | 0 | 0 | 0 | 0 | 0 |  | 0.10435 | 0.10311 | 0.094054 | 0.094054 | 0.086504 | 0.041741 | 0.041242 | 0.037622 | 0.037622 | 0.034602 | 0.054922 | 0.054266 | 0.049502 | 0.049502 | 0.045529 | 0.079277 | 0.07833 | 0.071453 | 0.071453 | 0.065718 | Education - Secondary School - Kitchen and Food Preparation - (break) - all | 16 | 9 | 15 | 0 | 0 | 0 | 0 | 0 | 0 | 0 | 0 | 0 | 0 | 0 | 0 | 0 | 0 | 0 | 0 | 0 | 0 | 0 | 0 | 0 | 0 | 0 | 0 | 0 | 0 | 0 | 0 | 0 | 0 | 0 | 0 | 0 | 0
441 | 4 | 41 | 12 | 1 |  |  |  |  | Education - Secondary School | Office (General) | Education - Secondary School - Office (General) |  | Education - Secondary School | Education - Secondary School - Office (General) | HighSchool Office (in session) | Sat | 16 | 36 | 36 | 0.020569 | 0.96296 | 1.4182 | 0.96734 | 1.0811 | 0.99798 |  |  | 0 | 0 | 0 | 0 | 0 |  |  | 0.85566 | 1.2602 | 0.85955 | 0.96067 | 0.88677 |  |  | 0 | 0 | 0 | 0 | 0 |  |  | 0 | 0 | 0 | 0 | 0 |  |  | 0 | 0 | 0 | 0 | 0 |  |  | 0 | 0 | 0 | 0 | 0 |  |  | 0 | 0 | 0 | 0 | 0 |  |  | HighSchool Office (in session) ILit Sat | HighSchool Office (in session) ILit all | 2 | 5 | 5 | 1.2 | 0.05 | 0.05 | 0.05 | 0.05 | 0.05 | 0.05 | 0.05 | 0.05 | 0.05 | 0.05 | 0.05 | 0.05 | 0.05 | 0.05 | 0.05 | 0.05 | 0.05 | 0.05 | 0.05 | 0.05 | 0.05 | 0.05 | 0.05 | 0.05 | 0.05 | 0 | 0 | 0 | 0 | 0 | 0 | 0 | 0 | 0 | 0 | 0 | 0 | 0 | 0 | 0 | 0 | 0 | 0 | 0 | 0 | 0 | 0 | 0 | 0 | 0 | 0 | 0 | 0 | 0 | 0 | 0 | 0 | 0 | 0 | 0 | 0 | 0 | 0 | 0 | 0 | 0 | 0 | 0 | 0 | 0 | 0 | 0 | 0 | 0 | 0 | 0 | 0 | 0 | 0 |  | 0.10435 | 0.10311 | 0.094054 | 0.094054 | 0.086504 | 0.041741 | 0.041242 | 0.037622 | 0.037622 | 0.034602 | 0.054922 | 0.054266 | 0.049502 | 0.049502 | 0.045529 | 0.079277 | 0.07833 | 0.071453 | 0.071453 | 0.065718 | Education - Secondary School - Office (General) - Sat | 10 | 9 | 15 | 10.8 | 32.4 | 0 | 0 | 10.8 | 32.4 | 0 | 0 | 0.3 | 0.9 | 0 | 0 | 0 | 0 | 0 | 0 | 0 | 0 | 0.05 | 0.05 | 0.05 | 0.05 | 0.05 | 0.05 | 0 | 0 | 0 | 0 | 0 | 0 | 0 | 0 | 0 | 0
442 | 4 | 42 | 13 | 2 |  |  |  |  | Education - Secondary School | Office (General) | Education - Secondary School - Office (General) |  | Education - Secondary School | Education - Secondary School - Office (General) | HighSchool Office (in session) | Sun | 7 | 36 | 36 | 0.020569 | 0.96296 | 1.4182 | 0.96734 | 1.0811 | 0.99798 |  |  | 0 | 0 | 0 | 0 | 0 |  |  | 0.85566 | 1.2602 | 0.85955 | 0.96067 | 0.88677 |  |  | 0 | 0 | 0 | 0 | 0 |  |  | 0 | 0 | 0 | 0 | 0 |  |  | 0 | 0 | 0 | 0 | 0 |  |  | 0 | 0 | 0 | 0 | 0 |  |  | 0 | 0 | 0 | 0 | 0 |  |  | HighSchool Office (in session) ILit Sun | HighSchool Office (in session) ILit all | 2 | 5 | 5 | 1.2 | 0.05 | 0.05 | 0.05 | 0.05 | 0.05 | 0.05 | 0.05 | 0.05 | 0.05 | 0.05 | 0.05 | 0.05 | 0.05 | 0.05 | 0.05 | 0.05 | 0.05 | 0.05 | 0.05 | 0.05 | 0.05 | 0.05 | 0.05 | 0.05 | 0.05 | 0 | 0 | 0 | 0 | 0 | 0 | 0 | 0 | 0 | 0 | 0 | 0 | 0 | 0 | 0 | 0 | 0 | 0 | 0 | 0 | 0 | 0 | 0 | 0 | 0 | 0 | 0 | 0 | 0 | 0 | 0 | 0 | 0 | 0 | 0 | 0 | 0 | 0 | 0 | 0 | 0 | 0 | 0 | 0 | 0 | 0 | 0 | 0 | 0 | 0 | 0 | 0 | 0 | 0 |  | 0.10435 | 0.10311 | 0.094054 | 0.094054 | 0.086504 | 0.041741 | 0.041242 | 0.037622 | 0.037622 | 0.034602 | 0.054922 | 0.054266 | 0.049502 | 0.049502 | 0.045529 | 0.079277 | 0.07833 | 0.071453 | 0.071453 | 0.065718 | Education - Secondary School - Office (General) - Sun | 12 | 9 | 15 | 10.8 | 32.4 | 0 | 0 | 10.8 | 32.4 | 0 | 0 | 0.3 | 0.9 | 0 | 0 | 0 | 0 | 0 | 0 | 0 | 0 | 0.05 | 0.05 | 0.05 | 0.05 | 0.05 | 0.05 | 0 | 0 | 0 | 0 | 0 | 0 | 0 | 0 | 0 | 0
443 | 4 | 43 | 14 | 3 |  |  |  |  | Education - Secondary School | Office (General) | Education - Secondary School - Office (General) |  | Education - Secondary School | Education - Secondary School - Office (General) | HighSchool Office (in session) | Hol | 16 | 7 | 7 | 0.020569 | 0.96296 | 1.4182 | 0.96734 | 1.0811 | 0.99798 |  |  | 0 | 0 | 0 | 0 | 0 |  |  | 0.16638 | 0.24503 | 0.16713 | 0.1868 | 0.17243 |  |  | 0 | 0 | 0 | 0 | 0 |  |  | 0 | 0 | 0 | 0 | 0 |  |  | 0 | 0 | 0 | 0 | 0 |  |  | 0 | 0 | 0 | 0 | 0 |  |  | 0 | 0 | 0 | 0 | 0 |  |  | HighSchool Office (in session) ILit Hol | HighSchool Office (in session) ILit all | 2 | 5 | 5 | 1.2 | 0.05 | 0.05 | 0.05 | 0.05 | 0.05 | 0.05 | 0.05 | 0.05 | 0.05 | 0.05 | 0.05 | 0.05 | 0.05 | 0.05 | 0.05 | 0.05 | 0.05 | 0.05 | 0.05 | 0.05 | 0.05 | 0.05 | 0.05 | 0.05 | 0.05 | 0 | 0 | 0 | 0 | 0 | 0 | 0 | 0 | 0 | 0 | 0 | 0 | 0 | 0 | 0 | 0 | 0 | 0 | 0 | 0 | 0 | 0 | 0 | 0 | 0 | 0 | 0 | 0 | 0 | 0 | 0 | 0 | 0 | 0 | 0 | 0 | 0 | 0 | 0 | 0 | 0 | 0 | 0 | 0 | 0 | 0 | 0 | 0 | 0 | 0 | 0 | 0 | 0 | 0 |  | 0.10435 | 0.10311 | 0.094054 | 0.094054 | 0.086504 | 0.041741 | 0.041242 | 0.037622 | 0.037622 | 0.034602 | 0.054922 | 0.054266 | 0.049502 | 0.049502 | 0.045529 | 0.079277 | 0.07833 | 0.071453 | 0.071453 | 0.065718 | Education - Secondary School - Office (General) - Hol | 14 | 9 | 15 | 2.1 | 6.3 | 0 | 0 | 2.1 | 6.3 | 0 | 0 | 0.3 | 0.9 | 0 | 0 | 0 | 0 | 0 | 0 | 0 | 0 | 0.05 | 0.05 | 0.05 | 0.05 | 0.05 | 0.05 | 0 | 0 | 0 | 0 | 0 | 0 | 0 | 0 | 0 | 0
444 | 4 | 44 | 15 | 4 |  | Education - Secondary School |  | Education - Secondary School - Office (General) | Education - Secondary School | Office (General) | Education - Secondary School - Office (General) |  | Education - Secondary School | Education - Secondary School - Office (General) | HighSchool Office (in session) | all | 7 | 188 | 188 | 0.020569 | 0.96296 | 1.4182 | 0.96734 | 1.0811 | 0.99798 |  |  | 0 | 0 | 0 | 0 | 0 |  |  | 39.0989 | 57.582 | 39.2766 | 43.8974 | 40.5206 |  |  | 0.019807 | 0.02917 | 0.019897 | 0.022238 | 0.020527 |  |  | 0 | 0 | 0 | 0 | 0 |  |  | 0 | 0 | 0 | 0 | 0 |  |  | 1 | 1 | 1 | 1 | 1 |  |  | 0.67078 | 0.67134 | 0.68939 | 0.68939 | 0.68652 |  |  | HighSchool Office (in session) ILit all | HighSchool Office (in session) ILit all | 3038 | 5 | 100 | 10.5 | 1 | 0.05 | 0.05 | 0.05 | 0.05 | 0.05 | 0.3 | 0.3 | 0.3 | 1 | 1 | 1 | 1 | 1 | 1 | 1 | 1 | 1 | 0.05 | 0.05 | 0.05 | 0.05 | 0.05 | 0.05 | 0.05 | 0 | 0 | 0 | 0 | 0 | 0.26316 | 0.26316 | 0.26316 | 1 | 1 | 1 | 1 | 1 | 1 | 1 | 1 | 1 | 0 | 0 | 0 | 0 | 0 | 0 | 0 | 0 | 0 | 0 | 0 | 0 | 0 | 0 | 0 | 0 | 0 | 0 | 0 | 0 | 0 | 0 | 0 | 0 | 0 | 0 | 0 | 0 | 0 | 0 | 0 | 0 | 0 | 0 | 0 | 0 | 0 |  | 0.10435 | 0.10311 | 0.094054 | 0.094054 | 0.086504 | 0.041741 | 0.041242 | 0.037622 | 0.037622 | 0.034602 | 0.054922 | 0.054266 | 0.049502 | 0.049502 | 0.045529 | 0.079277 | 0.07833 | 0.071453 | 0.071453 | 0.065718 | Education - Secondary School - Office (General) - all | 16 | 9 | 16 | 1316 | 658 | 1316 | 658 | 0 | 0 | 7 | 3.5 | 0 | 0 | 0 | 0 | 0 | 0 | 0 | 0 | 0 | 0 | 1 | 1 | 1 | 1 | 1 | 1 | 1 | 0 | 0 | 0 | 0 | 0 | 0 | 0 | 0 | 0
445 | 4 | 45 | 12 | 5 |  |  |  |  | Education - Secondary School | Office (General) | Education - Secondary School - Office (General) | (break) | Education - Secondary School (break) | Education - Secondary School - Office (General) (break) | HighSchool Office (break) | Sat | 16 | 16 | 16 | 0.020569 | 0.96296 | 1.4182 | 0.96734 | 1.0811 | 0.99798 |  |  | 0 | 0 | 0 | 0 | 0 |  |  | 0 | 0 | 0 | 0 | 0 |  |  | 0 | 0 | 0 | 0 | 0 |  |  | 0 | 0 | 0 | 0 | 0 |  |  | 0 | 0 | 0 | 0 | 0 |  |  | 0 | 0 | 0 | 0 | 0 |  |  | 0 | 0 | 0 | 0 | 0 |  |  | HighSchool Office (break) ILit Sat | HighSchool Office (break) ILit all | 1 | 0 | 0 | 0 | 0 | 0 | 0 | 0 | 0 | 0 | 0 | 0 | 0 | 0 | 0 | 0 | 0 | 0 | 0 | 0 | 0 | 0 | 0 | 0 | 0 | 0 | 0 | 0 | 0 | 0 | 0 | 0 | 0 | 0 | 0 | 0 | 0 | 0 | 0 | 0 | 0 | 0 | 0 | 0 | 0 | 0 | 0 | 0 | 0 | 0 | 0 | 0 | 0 | 0 | 0 | 0 | 0 | 0 | 0 | 0 | 0 | 0 | 0 | 0 | 0 | 0 | 0 | 0 | 0 | 0 | 0 | 0 | 0 | 0 | 0 | 0 | 0 | 0 | 0 | 0 | 0 | 0 | 0 |  | 0.10435 | 0.10311 | 0.094054 | 0.094054 | 0.086504 | 0.041741 | 0.041242 | 0.037622 | 0.037622 | 0.034602 | 0.054922 | 0.054266 | 0.049502 | 0.049502 | 0.045529 | 0.079277 | 0.07833 | 0.071453 | 0.071453 | 0.065718 | Education - Secondary School - Office (General) - (break) - Sat | 10 | Closed | Closed | 0 | 0 | 0 | 0 | 0 | 0 | 0 | 0 | 0 | 0 | 0 | 0 | 0 | 0 | 0 | 0 | 0 | 0 | 0 | 0 | 0 | 0 | 0 | 0 | 0 | 0 | 0 | 0 | 0 | 0 | 0 | 0 | 0 | 0
446 | 4 | 46 | 13 | 6 |  |  |  |  | Education - Secondary School | Office (General) | Education - Secondary School - Office (General) | (break) | Education - Secondary School (break) | Education - Secondary School - Office (General) (break) | HighSchool Office (break) | Sun | 7 | 16 | 16 | 0.020569 | 0.96296 | 1.4182 | 0.96734 | 1.0811 | 0.99798 |  |  | 0 | 0 | 0 | 0 | 0 |  |  | 0 | 0 | 0 | 0 | 0 |  |  | 0 | 0 | 0 | 0 | 0 |  |  | 0 | 0 | 0 | 0 | 0 |  |  | 0 | 0 | 0 | 0 | 0 |  |  | 0 | 0 | 0 | 0 | 0 |  |  | 0 | 0 | 0 | 0 | 0 |  |  | HighSchool Office (break) ILit Sun | HighSchool Office (break) ILit all | 1 | 0 | 0 | 0 | 0 | 0 | 0 | 0 | 0 | 0 | 0 | 0 | 0 | 0 | 0 | 0 | 0 | 0 | 0 | 0 | 0 | 0 | 0 | 0 | 0 | 0 | 0 | 0 | 0 | 0 | 0 | 0 | 0 | 0 | 0 | 0 | 0 | 0 | 0 | 0 | 0 | 0 | 0 | 0 | 0 | 0 | 0 | 0 | 0 | 0 | 0 | 0 | 0 | 0 | 0 | 0 | 0 | 0 | 0 | 0 | 0 | 0 | 0 | 0 | 0 | 0 | 0 | 0 | 0 | 0 | 0 | 0 | 0 | 0 | 0 | 0 | 0 | 0 | 0 | 0 | 0 | 0 | 0 |  | 0.10435 | 0.10311 | 0.094054 | 0.094054 | 0.086504 | 0.041741 | 0.041242 | 0.037622 | 0.037622 | 0.034602 | 0.054922 | 0.054266 | 0.049502 | 0.049502 | 0.045529 | 0.079277 | 0.07833 | 0.071453 | 0.071453 | 0.065718 | Education - Secondary School - Office (General) - (break) - Sun | 12 | Closed | Closed | 0 | 0 | 0 | 0 | 0 | 0 | 0 | 0 | 0 | 0 | 0 | 0 | 0 | 0 | 0 | 0 | 0 | 0 | 0 | 0 | 0 | 0 | 0 | 0 | 0 | 0 | 0 | 0 | 0 | 0 | 0 | 0 | 0 | 0
447 | 4 | 47 | 14 | 7 |  |  |  |  | Education - Secondary School | Office (General) | Education - Secondary School - Office (General) | (break) | Education - Secondary School (break) | Education - Secondary School - Office (General) (break) | HighSchool Office (break) | Hol | 16 | 3 | 3 | 0.020569 | 0.96296 | 1.4182 | 0.96734 | 1.0811 | 0.99798 |  |  | 0 | 0 | 0 | 0 | 0 |  |  | 0 | 0 | 0 | 0 | 0 |  |  | 0 | 0 | 0 | 0 | 0 |  |  | 0 | 0 | 0 | 0 | 0 |  |  | 0 | 0 | 0 | 0 | 0 |  |  | 0 | 0 | 0 | 0 | 0 |  |  | 0 | 0 | 0 | 0 | 0 |  |  | HighSchool Office (break) ILit Hol | HighSchool Office (break) ILit all | 1 | 0 | 0 | 0 | 0 | 0 | 0 | 0 | 0 | 0 | 0 | 0 | 0 | 0 | 0 | 0 | 0 | 0 | 0 | 0 | 0 | 0 | 0 | 0 | 0 | 0 | 0 | 0 | 0 | 0 | 0 | 0 | 0 | 0 | 0 | 0 | 0 | 0 | 0 | 0 | 0 | 0 | 0 | 0 | 0 | 0 | 0 | 0 | 0 | 0 | 0 | 0 | 0 | 0 | 0 | 0 | 0 | 0 | 0 | 0 | 0 | 0 | 0 | 0 | 0 | 0 | 0 | 0 | 0 | 0 | 0 | 0 | 0 | 0 | 0 | 0 | 0 | 0 | 0 | 0 | 0 | 0 | 0 |  | 0.10435 | 0.10311 | 0.094054 | 0.094054 | 0.086504 | 0.041741 | 0.041242 | 0.037622 | 0.037622 | 0.034602 | 0.054922 | 0.054266 | 0.049502 | 0.049502 | 0.045529 | 0.079277 | 0.07833 | 0.071453 | 0.071453 | 0.065718 | Education - Secondary School - Office (General) - (break) - Hol | 14 | Closed | Closed | 0 | 0 | 0 | 0 | 0 | 0 | 0 | 0 | 0 | 0 | 0 | 0 | 0 | 0 | 0 | 0 | 0 | 0 | 0 | 0 | 0 | 0 | 0 | 0 | 0 | 0 | 0 | 0 | 0 | 0 | 0 | 0 | 0 | 0
448 | 4 | 48 | 15 | 8 | Education - Secondary School |  | Education - Secondary School - Office (General) |  | Education - Secondary School | Office (General) | Education - Secondary School - Office (General) | (break) | Education - Secondary School (break) | Education - Secondary School - Office (General) (break) | HighSchool Office (break) | all | 7 | 63 | 63 | 0.020569 | 0.96296 | 1.4182 | 0.96734 | 1.0811 | 0.99798 |  |  | 0.019807 | 0.02917 | 0.019897 | 0.022238 | 0.020527 |  |  | 0 | 0 | 0 | 0 | 0 |  |  | 0 | 0 | 0 | 0 | 0 |  |  | 2068.8 | 2068.8 | 2068.8 | 2068.8 | 2068.8 |  |  | 2235.528 | 2234.1076 | 2241.8489 | 2241.8489 | 2221.8719 |  |  | 0 | 0 | 0 | 0 | 0 |  |  | 0 | 0 | 0 | 0 | 0 |  |  | HighSchool Office (break) ILit all | HighSchool Office (break) ILit all | 1 | 0 | 0 | 0 | 0 | 0 | 0 | 0 | 0 | 0 | 0 | 0 | 0 | 0 | 0 | 0 | 0 | 0 | 0 | 0 | 0 | 0 | 0 | 0 | 0 | 0 | 0 | 0 | 0 | 0 | 0 | 0 | 0 | 0 | 0 | 0 | 0 | 0 | 0 | 0 | 0 | 0 | 0 | 0 | 0 | 0 | 0 | 0 | 0 | 0 | 0 | 0 | 0 | 0 | 0 | 0 | 0 | 0 | 0 | 0 | 0 | 0 | 0 | 0 | 0 | 0 | 0 | 0 | 0 | 0 | 0 | 0 | 0 | 0 | 0 | 0 | 0 | 0 | 0 | 0 | 0 | 0 | 0 | Education - Secondary School | 0.10435 | 0.10311 | 0.094054 | 0.094054 | 0.086504 | 0.041741 | 0.041242 | 0.037622 | 0.037622 | 0.034602 | 0.054922 | 0.054266 | 0.049502 | 0.049502 | 0.045529 | 0.079277 | 0.07833 | 0.071453 | 0.071453 | 0.065718 | Education - Secondary School - Office (General) - (break) - all | 16 | 9 | 15 | 0 | 0 | 0 | 0 | 0 | 0 | 0 | 0 | 0 | 0 | 0 | 0 | 0 | 0 | 0 | 0 | 0 | 0 | 0 | 0 | 0 | 0 | 0 | 0 | 0 | 0 | 0 | 0 | 0 | 0 | 0 | 0 | 0 | 0
501 | 5 | 1 | 12 | 1 |  |  |  |  | Education - Community College | Classroom/Lecture | Education - Community College - Classroom/Lecture |  | Education - Community College | Education - Community College - Classroom/Lecture | ComCollege Class (in session) | Sat | 16 | 32 | 32 | 0.50276 | 1.7512 | 2.5472 | 1.1038 | 1.2736 | 0.95521 |  |  | 0 | 0 | 0 | 0 | 0 |  |  | 147.9153 | 215.1495 | 93.2315 | 107.5748 | 80.6811 |  |  | 0 | 0 | 0 | 0 | 0 |  |  | 0 | 0 | 0 | 0 | 0 |  |  | 0 | 0 | 0 | 0 | 0 |  |  | 0 | 0 | 0 | 0 | 0 |  |  | 0 | 0 | 0 | 0 | 0 |  |  | ComCollege Class (in session) ILit Sat | ComCollege Class (in session) ILit all | 3069 | 5 | 50 | 5.25 | 0.35 | 0.05 | 0.05 | 0.05 | 0.05 | 0.05 | 0.05 | 0.05 | 0.5 | 0.5 | 0.5 | 0.5 | 0.5 | 0.5 | 0.5 | 0.5 | 0.5 | 0.05 | 0.05 | 0.05 | 0.05 | 0.05 | 0.05 | 0.05 | 0.05 | 0 | 0 | 0 | 0 | 0 | 0 | 0 | 1 | 1 | 1 | 1 | 1 | 1 | 1 | 1 | 1 | 0 | 0 | 0 | 0 | 0 | 0 | 0 | 0 | 20 | 0 | 0.36 | 0.13 | 0.11 | 0 | 0 | 0 | 0 | 0 | 0 | 0 | 0 | 0 | 0 | 0 | 0 | 0 | 0 | 0 | 0 | 0 | 0 | 0 | 0 | 0 | 0 | 0 | 0 | 0 |  | 0.12641 | 0.12582 | 0.12065 | 0.12065 | 0.11678 | 0.057093 | 0.056826 | 0.05728 | 0.05728 | 0.056796 | 0.072359 | 0.072021 | 0.071551 | 0.071551 | 0.070463 | 0.084452 | 0.084058 | 0.082862 | 0.082862 | 0.081299 | Education - Community College - Classroom/Lecture - Sat | 10 | 9 | 16 | 112 | 56 | 0 | 0 | 112 | 56 | 0 | 0 | 3.5 | 1.75 | 0 | 0 | 0 | 0 | 0 | 0 | 0 | 0 | 0.5 | 0.5 | 0.5 | 0.5 | 0.5 | 0.5 | 0.5 | 0 | 0 | 0 | 0 | 0 | 0 | 0 | 0 | 0
502 | 5 | 2 | 13 | 2 |  |  |  |  | Education - Community College | Classroom/Lecture | Education - Community College - Classroom/Lecture |  | Education - Community College | Education - Community College - Classroom/Lecture | ComCollege Class (in session) | Sun | 8 | 32 | 32 | 0.50276 | 1.7512 | 2.5472 | 1.1038 | 1.2736 | 0.95521 |  |  | 0 | 0 | 0 | 0 | 0 |  |  | 33.8092 | 49.177 | 21.31 | 24.5885 | 18.4414 |  |  | 0 | 0 | 0 | 0 | 0 |  |  | 0 | 0 | 0 | 0 | 0 |  |  | 0 | 0 | 0 | 0 | 0 |  |  | 0 | 0 | 0 | 0 | 0 |  |  | 0 | 0 | 0 | 0 | 0 |  |  | ComCollege Class (in session) ILit Sun | ComCollege Class (in session) ILit all | 2 | 5 | 5 | 1.2 | 0.05 | 0.05 | 0.05 | 0.05 | 0.05 | 0.05 | 0.05 | 0.05 | 0.05 | 0.05 | 0.05 | 0.05 | 0.05 | 0.05 | 0.05 | 0.05 | 0.05 | 0.05 | 0.05 | 0.05 | 0.05 | 0.05 | 0.05 | 0.05 | 0.05 | 0 | 0 | 0 | 0 | 0 | 0 | 0 | 0 | 0 | 0 | 0 | 0 | 0 | 0 | 0 | 0 | 0 | 0 | 0 | 0 | 0 | 0 | 0 | 0 | 20 | 0 | 0.36 | 0.13 | 0.11 | 0 | 0 | 0 | 0 | 0 | 0 | 0 | 0 | 0 | 0 | 0 | 0 | 0 | 0 | 0 | 0 | 0 | 0 | 0 | 0 | 0 | 0 | 0 | 0 | 0 |  | 0.12641 | 0.12582 | 0.12065 | 0.12065 | 0.11678 | 0.057093 | 0.056826 | 0.05728 | 0.05728 | 0.056796 | 0.072359 | 0.072021 | 0.071551 | 0.071551 | 0.070463 | 0.084452 | 0.084058 | 0.082862 | 0.082862 | 0.081299 | Education - Community College - Classroom/Lecture - Sun | 12 | 9 | 16 | 11.2 | 27.2 | 0 | 0 | 11.2 | 27.2 | 0 | 0 | 0.35 | 0.85 | 0 | 0 | 0 | 0 | 0 | 0 | 0 | 0 | 0.05 | 0.05 | 0.05 | 0.05 | 0.05 | 0.05 | 0.05 | 0 | 0 | 0 | 0 | 0 | 0 | 0 | 0 | 0
503 | 5 | 3 | 14 | 3 |  |  |  |  | Education - Community College | Classroom/Lecture | Education - Community College - Classroom/Lecture |  | Education - Community College | Education - Community College - Classroom/Lecture | ComCollege Class (in session) | Hol | 15 | 6 | 6 | 0.50276 | 1.7512 | 2.5472 | 1.1038 | 1.2736 | 0.95521 |  |  | 0 | 0 | 0 | 0 | 0 |  |  | 6.3392 | 9.2207 | 3.9956 | 4.6103 | 3.4578 |  |  | 0 | 0 | 0 | 0 | 0 |  |  | 0 | 0 | 0 | 0 | 0 |  |  | 0 | 0 | 0 | 0 | 0 |  |  | 0 | 0 | 0 | 0 | 0 |  |  | 0 | 0 | 0 | 0 | 0 |  |  | ComCollege Class (in session) ILit Hol | ComCollege Class (in session) ILit all | 2 | 5 | 5 | 1.2 | 0.05 | 0.05 | 0.05 | 0.05 | 0.05 | 0.05 | 0.05 | 0.05 | 0.05 | 0.05 | 0.05 | 0.05 | 0.05 | 0.05 | 0.05 | 0.05 | 0.05 | 0.05 | 0.05 | 0.05 | 0.05 | 0.05 | 0.05 | 0.05 | 0.05 | 0 | 0 | 0 | 0 | 0 | 0 | 0 | 0 | 0 | 0 | 0 | 0 | 0 | 0 | 0 | 0 | 0 | 0 | 0 | 0 | 0 | 0 | 0 | 0 | 20 | 0 | 0.36 | 0.13 | 0.11 | 0 | 0 | 0 | 0 | 0 | 0 | 0 | 0 | 0 | 0 | 0 | 0 | 0 | 0 | 0 | 0 | 0 | 0 | 0 | 0 | 0 | 0 | 0 | 0 | 0 |  | 0.12641 | 0.12582 | 0.12065 | 0.12065 | 0.11678 | 0.057093 | 0.056826 | 0.05728 | 0.05728 | 0.056796 | 0.072359 | 0.072021 | 0.071551 | 0.071551 | 0.070463 | 0.084452 | 0.084058 | 0.082862 | 0.082862 | 0.081299 | Education - Community College - Classroom/Lecture - Hol | 14 | 9 | 16 | 2.1 | 5.1 | 0 | 0 | 2.1 | 5.1 | 0 | 0 | 0.35 | 0.85 | 0 | 0 | 0 | 0 | 0 | 0 | 0 | 0 | 0.05 | 0.05 | 0.05 | 0.05 | 0.05 | 0.05 | 0.05 | 0 | 0 | 0 | 0 | 0 | 0 | 0 | 0 | 0
504 | 5 | 4 | 15 | 4 |  | Education - Community College |  | Education - Community College - Classroom/Lecture | Education - Community College | Classroom/Lecture | Education - Community College - Classroom/Lecture |  | Education - Community College | Education - Community College - Classroom/Lecture | ComCollege Class (in session) | all | 8 | 169 | 169 | 0.50276 | 1.7512 | 2.5472 | 1.1038 | 1.2736 | 0.95521 |  |  | 0 | 0 | 0 | 0 | 0 |  |  | 2231.9362 | 3246.4527 | 1406.7962 | 1623.2264 | 1217.4198 |  |  | 0.61631 | 0.89646 | 0.38846 | 0.44823 | 0.33617 |  |  | 0 | 0 | 0 | 0 | 0 |  |  | 0 | 0 | 0 | 0 | 0 |  |  | 0.7 | 0.7 | 0.7 | 0.7 | 0.7 |  |  | 0.77989 | 0.78071 | 0.80388 | 0.80388 | 0.81386 |  |  | ComCollege Class (in session) ILit all | ComCollege Class (in session) ILit all | 3068 | 10 | 100 | 15 | 0.7 | 0.1 | 0.1 | 0.1 | 0.1 | 0.1 | 1 | 1 | 1 | 1 | 1 | 1 | 0.7 | 0.7 | 0.7 | 0.7 | 0.7 | 0.7 | 1 | 1 | 1 | 1 | 0.1 | 0.1 | 0.1 | 0 | 0 | 0 | 0 | 0 | 1 | 1 | 1 | 1 | 1 | 1 | 0.66667 | 0.66667 | 0.66667 | 0.66667 | 0.66667 | 0.66667 | 1 | 1 | 1 | 1 | 0 | 0 | 0 | 20 | 0.4 | 0.36 | 0.13 | 0.11 | 0.52632 | 0.14 | 0.056 | 0.073684 | 0.089172 | 0.12326 | 0.17929 | 0.077693 | 0.089646 | 0.067234 | 0.049305 | 0.071717 | 0.031077 | 0.035858 | 0.026894 | 0.064875 | 0.094364 | 0.040891 | 0.047182 | 0.035386 | 0.078511 | 0.1142 | 0.049486 | 0.057099 | 0.042824 |  | 0.12641 | 0.12582 | 0.12065 | 0.12065 | 0.11678 | 0.057093 | 0.056826 | 0.05728 | 0.05728 | 0.056796 | 0.072359 | 0.072021 | 0.071551 | 0.071551 | 0.070463 | 0.084452 | 0.084058 | 0.082862 | 0.082862 | 0.081299 | Education - Community College - Classroom/Lecture - all | 16 | 9 | 21 | 1723.8 | 811.2 | 1723.8 | 811.2 | 0 | 0 | 10.2 | 4.8 | 0 | 0 | 0 | 0 | 0 | 0 | 0 | 0 | 0 | 0 | 1 | 1 | 1 | 0.7 | 0.7 | 0.7 | 0.7 | 0.7 | 0.7 | 1 | 1 | 1 | 0 | 0 | 0 | 0
505 | 5 | 5 | 12 | 5 |  |  |  |  | Education - Community College | Classroom/Lecture | Education - Community College - Classroom/Lecture | (break) | Education - Community College (break) | Education - Community College - Classroom/Lecture (break) | ComCollege Class (break) | Sat | 14 | 12 | 12 | 0.50276 | 1.7512 | 2.5472 | 1.1038 | 1.2736 | 0.95521 |  |  | 0 | 0 | 0 | 0 | 0 |  |  | 0.25357 | 0.36883 | 0.15983 | 0.18441 | 0.13831 |  |  | 0 | 0 | 0 | 0 | 0 |  |  | 0 | 0 | 0 | 0 | 0 |  |  | 0 | 0 | 0 | 0 | 0 |  |  | 0 | 0 | 0 | 0 | 0 |  |  | 0 | 0 | 0 | 0 | 0 |  |  | ComCollege Class (break) ILit Sat | ComCollege Class (break) ILit all | 2 | 0.1 | 0.1 | 0.024 | 0.001 | 0.001 | 0.001 | 0.001 | 0.001 | 0.001 | 0.001 | 0.001 | 0.001 | 0.001 | 0.001 | 0.001 | 0.001 | 0.001 | 0.001 | 0.001 | 0.001 | 0.001 | 0.001 | 0.001 | 0.001 | 0.001 | 0.001 | 0.001 | 0.001 | 0 | 0 | 0 | 0 | 0 | 0 | 0 | 0 | 0 | 0 | 0 | 0 | 0 | 0 | 0 | 0 | 0 | 0 | 0 | 0 | 0 | 0 | 0 | 0 | 0 | 0 | 0 | 0 | 0 | 0 | 0 | 0 | 0 | 0 | 0 | 0 | 0 | 0 | 0 | 0 | 0 | 0 | 0 | 0 | 0 | 0 | 0 | 0 | 0 | 0 | 0 | 0 | 0 | 0 |  | 0.12641 | 0.12582 | 0.12065 | 0.12065 | 0.11678 | 0.057093 | 0.056826 | 0.05728 | 0.05728 | 0.056796 | 0.072359 | 0.072021 | 0.071551 | 0.071551 | 0.070463 | 0.084452 | 0.084058 | 0.082862 | 0.082862 | 0.081299 | Education - Community College - Classroom/Lecture - (break) - Sat | 10 | Closed | Closed | 0 | 0.288 | 0 | 0 | 0 | 0.288 | 0 | 0 | 0 | 0.024 | 0 | 0 | 0 | 0 | 0 | 0 | 0 | 0 | 0 | 0 | 0 | 0 | 0 | 0 | 0 | 0 | 0 | 0 | 0 | 0 | 0 | 0 | 0 | 0
506 | 5 | 6 | 13 | 6 |  |  |  |  | Education - Community College | Classroom/Lecture | Education - Community College - Classroom/Lecture | (break) | Education - Community College (break) | Education - Community College - Classroom/Lecture (break) | ComCollege Class (break) | Sun | 9 | 12 | 12 | 0.50276 | 1.7512 | 2.5472 | 1.1038 | 1.2736 | 0.95521 |  |  | 0 | 0 | 0 | 0 | 0 |  |  | 0.25357 | 0.36883 | 0.15983 | 0.18441 | 0.13831 |  |  | 0 | 0 | 0 | 0 | 0 |  |  | 0 | 0 | 0 | 0 | 0 |  |  | 0 | 0 | 0 | 0 | 0 |  |  | 0 | 0 | 0 | 0 | 0 |  |  | 0 | 0 | 0 | 0 | 0 |  |  | ComCollege Class (break) ILit Sun | ComCollege Class (break) ILit all | 2 | 0.1 | 0.1 | 0.024 | 0.001 | 0.001 | 0.001 | 0.001 | 0.001 | 0.001 | 0.001 | 0.001 | 0.001 | 0.001 | 0.001 | 0.001 | 0.001 | 0.001 | 0.001 | 0.001 | 0.001 | 0.001 | 0.001 | 0.001 | 0.001 | 0.001 | 0.001 | 0.001 | 0.001 | 0 | 0 | 0 | 0 | 0 | 0 | 0 | 0 | 0 | 0 | 0 | 0 | 0 | 0 | 0 | 0 | 0 | 0 | 0 | 0 | 0 | 0 | 0 | 0 | 0 | 0 | 0 | 0 | 0 | 0 | 0 | 0 | 0 | 0 | 0 | 0 | 0 | 0 | 0 | 0 | 0 | 0 | 0 | 0 | 0 | 0 | 0 | 0 | 0 | 0 | 0 | 0 | 0 | 0 |  | 0.12641 | 0.12582 | 0.12065 | 0.12065 | 0.11678 | 0.057093 | 0.056826 | 0.05728 | 0.05728 | 0.056796 | 0.072359 | 0.072021 | 0.071551 | 0.071551 | 0.070463 | 0.084452 | 0.084058 | 0.082862 | 0.082862 | 0.081299 | Education - Community College - Classroom/Lecture - (break) - Sun | 12 | Closed | Closed | 0 | 0.288 | 0 | 0 | 0 | 0.288 | 0 | 0 | 0 | 0.024 | 0 | 0 | 0 | 0 | 0 | 0 | 0 | 0 | 0 | 0 | 0 | 0 | 0 | 0 | 0 | 0 | 0 | 0 | 0 | 0 | 0 | 0 | 0 | 0
507 | 5 | 7 | 14 | 7 |  |  |  |  | Education - Community College | Classroom/Lecture | Education - Community College - Classroom/Lecture | (break) | Education - Community College (break) | Education - Community College - Classroom/Lecture (break) | ComCollege Class (break) | Hol | 14 | 3 | 3 | 0.50276 | 1.7512 | 2.5472 | 1.1038 | 1.2736 | 0.95521 |  |  | 0 | 0 | 0 | 0 | 0 |  |  | 0.063392 | 0.092207 | 0.039956 | 0.046103 | 0.034578 |  |  | 0 | 0 | 0 | 0 | 0 |  |  | 0 | 0 | 0 | 0 | 0 |  |  | 0 | 0 | 0 | 0 | 0 |  |  | 0 | 0 | 0 | 0 | 0 |  |  | 0 | 0 | 0 | 0 | 0 |  |  | ComCollege Class (break) ILit Hol | ComCollege Class (break) ILit all | 2 | 0.1 | 0.1 | 0.024 | 0.001 | 0.001 | 0.001 | 0.001 | 0.001 | 0.001 | 0.001 | 0.001 | 0.001 | 0.001 | 0.001 | 0.001 | 0.001 | 0.001 | 0.001 | 0.001 | 0.001 | 0.001 | 0.001 | 0.001 | 0.001 | 0.001 | 0.001 | 0.001 | 0.001 | 0 | 0 | 0 | 0 | 0 | 0 | 0 | 0 | 0 | 0 | 0 | 0 | 0 | 0 | 0 | 0 | 0 | 0 | 0 | 0 | 0 | 0 | 0 | 0 | 0 | 0 | 0 | 0 | 0 | 0 | 0 | 0 | 0 | 0 | 0 | 0 | 0 | 0 | 0 | 0 | 0 | 0 | 0 | 0 | 0 | 0 | 0 | 0 | 0 | 0 | 0 | 0 | 0 | 0 |  | 0.12641 | 0.12582 | 0.12065 | 0.12065 | 0.11678 | 0.057093 | 0.056826 | 0.05728 | 0.05728 | 0.056796 | 0.072359 | 0.072021 | 0.071551 | 0.071551 | 0.070463 | 0.084452 | 0.084058 | 0.082862 | 0.082862 | 0.081299 | Education - Community College - Classroom/Lecture - (break) - Hol | 14 | Closed | Closed | 0 | 0.072 | 0 | 0 | 0 | 0.072 | 0 | 0 | 0 | 0.024 | 0 | 0 | 0 | 0 | 0 | 0 | 0 | 0 | 0 | 0 | 0 | 0 | 0 | 0 | 0 | 0 | 0 | 0 | 0 | 0 | 0 | 0 | 0 | 0
508 | 5 | 8 | 15 | 8 |  | Education - Community College (break) |  | Education - Community College - Classroom/Lecture (break) | Education - Community College | Classroom/Lecture | Education - Community College - Classroom/Lecture | (break) | Education - Community College (break) | Education - Community College - Classroom/Lecture (break) | ComCollege Class (break) | all | 9 | 38 | 38 | 0.50276 | 1.7512 | 2.5472 | 1.1038 | 1.2736 | 0.95521 |  |  | 0 | 0 | 0 | 0 | 0 |  |  | 0.80297 | 1.168 | 0.50611 | 0.58398 | 0.43798 |  |  | 0.00088045 | 0.0012807 | 0.00055495 | 0.00064033 | 0.00048024 |  |  | 0 | 0 | 0 | 0 | 0 |  |  | 0 | 0 | 0 | 0 | 0 |  |  | 0.001 | 0.001 | 0.001 | 0.001 | 0.001 |  |  | 0.001 | 0.001 | 0.001 | 0.001 | 0.001 |  |  | ComCollege Class (break) ILit all | ComCollege Class (break) ILit all | 2 | 0.1 | 0.1 | 0.024 | 0.001 | 0.001 | 0.001 | 0.001 | 0.001 | 0.001 | 0.001 | 0.001 | 0.001 | 0.001 | 0.001 | 0.001 | 0.001 | 0.001 | 0.001 | 0.001 | 0.001 | 0.001 | 0.001 | 0.001 | 0.001 | 0.001 | 0.001 | 0.001 | 0.001 | 0 | 0 | 0 | 0 | 0 | 0 | 0 | 0 | 0 | 0 | 0 | 0 | 0 | 0 | 0 | 0 | 0 | 0 | 0 | 0 | 0 | 0 | 0 | 0 | 0 | 0 | 0 | 0 | 0 | 0 | 0 | 0 | 0 | 0 | 0 | 0 | 0 | 0 | 0 | 0 | 0 | 0 | 0 | 0 | 0 | 0 | 0 | 0 | 0 | 0 | 0 | 0 | 0 | 0 |  | 0.12641 | 0.12582 | 0.12065 | 0.12065 | 0.11678 | 0.057093 | 0.056826 | 0.05728 | 0.05728 | 0.056796 | 0.072359 | 0.072021 | 0.071551 | 0.071551 | 0.070463 | 0.084452 | 0.084058 | 0.082862 | 0.082862 | 0.081299 | Education - Community College - Classroom/Lecture - (break) - all | 16 | 9 | 16 | 0.266 | 0.646 | 0.266 | 0.646 | 0 | 0 | 0.007 | 0.017 | 0 | 0 | 0 | 0 | 0 | 0 | 0 | 0 | 0 | 0 | 0.001 | 0.001 | 0.001 | 0.001 | 0.001 | 0.001 | 0.001 | 0 | 0 | 0 | 0 | 0 | 0 | 0 | 0 | 0
509 | 5 | 9 | 12 | 9 |  |  |  |  | Education - Community College | Classroom/Lecture | Education - Community College - Classroom/Lecture | (summer) | Education - Community College (summer) | Education - Community College - Classroom/Lecture (summer) | ComCollege Class (summer) | Sat | 16 | 8 | 8 | 0.50276 | 1.7512 | 2.5472 | 1.1038 | 1.2736 | 0.95521 |  |  | 0 | 0 | 0 | 0 | 0 |  |  | 14.7915 | 21.515 | 9.3231 | 10.7575 | 8.0681 |  |  | 0 | 0 | 0 | 0 | 0 |  |  | 0 | 0 | 0 | 0 | 0 |  |  | 0 | 0 | 0 | 0 | 0 |  |  | 0 | 0 | 0 | 0 | 0 |  |  | 0 | 0 | 0 | 0 | 0 |  |  | ComCollege Class (summer) ILit Sat | ComCollege Class (summer) ILit all | 3069 | 2 | 20 | 2.1 | 0.14 | 0.02 | 0.02 | 0.02 | 0.02 | 0.02 | 0.02 | 0.02 | 0.2 | 0.2 | 0.2 | 0.2 | 0.2 | 0.2 | 0.2 | 0.2 | 0.2 | 0.02 | 0.02 | 0.02 | 0.02 | 0.02 | 0.02 | 0.02 | 0.02 | 0 | 0 | 0 | 0 | 0 | 0 | 0 | 1 | 1 | 1 | 1 | 1 | 1 | 1 | 1 | 1 | 0 | 0 | 0 | 0 | 0 | 0 | 0 | 0 | 0 | 0 | 0 | 0 | 0 | 0 | 0 | 0 | 0 | 0 | 0 | 0 | 0 | 0 | 0 | 0 | 0 | 0 | 0 | 0 | 0 | 0 | 0 | 0 | 0 | 0 | 0 | 0 | 0 | 0 |  | 0.12641 | 0.12582 | 0.12065 | 0.12065 | 0.11678 | 0.057093 | 0.056826 | 0.05728 | 0.05728 | 0.056796 | 0.072359 | 0.072021 | 0.071551 | 0.071551 | 0.070463 | 0.084452 | 0.084058 | 0.082862 | 0.082862 | 0.081299 | Education - Community College - Classroom/Lecture - (summer) - Sat | 10 | 9 | 16 | 11.2 | 5.6 | 0 | 0 | 11.2 | 5.6 | 0 | 0 | 1.4 | 0.7 | 0 | 0 | 0 | 0 | 0 | 0 | 0 | 0 | 0.2 | 0.2 | 0.2 | 0.2 | 0.2 | 0.2 | 0.2 | 0 | 0 | 0 | 0 | 0 | 0 | 0 | 0 | 0
510 | 5 | 10 | 13 | 10 |  |  |  |  | Education - Community College | Classroom/Lecture | Education - Community College - Classroom/Lecture | (summer) | Education - Community College (summer) | Education - Community College - Classroom/Lecture (summer) | ComCollege Class (summer) | Sun | 8 | 8 | 8 | 0.50276 | 1.7512 | 2.5472 | 1.1038 | 1.2736 | 0.95521 |  |  | 0 | 0 | 0 | 0 | 0 |  |  | 0.16905 | 0.24589 | 0.10655 | 0.12294 | 0.092207 |  |  | 0 | 0 | 0 | 0 | 0 |  |  | 0 | 0 | 0 | 0 | 0 |  |  | 0 | 0 | 0 | 0 | 0 |  |  | 0 | 0 | 0 | 0 | 0 |  |  | 0 | 0 | 0 | 0 | 0 |  |  | ComCollege Class (summer) ILit Sun | ComCollege Class (summer) ILit all | 2 | 0.1 | 0.1 | 0.024 | 0.001 | 0.001 | 0.001 | 0.001 | 0.001 | 0.001 | 0.001 | 0.001 | 0.001 | 0.001 | 0.001 | 0.001 | 0.001 | 0.001 | 0.001 | 0.001 | 0.001 | 0.001 | 0.001 | 0.001 | 0.001 | 0.001 | 0.001 | 0.001 | 0.001 | 0 | 0 | 0 | 0 | 0 | 0 | 0 | 0 | 0 | 0 | 0 | 0 | 0 | 0 | 0 | 0 | 0 | 0 | 0 | 0 | 0 | 0 | 0 | 0 | 0 | 0 | 0 | 0 | 0 | 0 | 0 | 0 | 0 | 0 | 0 | 0 | 0 | 0 | 0 | 0 | 0 | 0 | 0 | 0 | 0 | 0 | 0 | 0 | 0 | 0 | 0 | 0 | 0 | 0 |  | 0.12641 | 0.12582 | 0.12065 | 0.12065 | 0.11678 | 0.057093 | 0.056826 | 0.05728 | 0.05728 | 0.056796 | 0.072359 | 0.072021 | 0.071551 | 0.071551 | 0.070463 | 0.084452 | 0.084058 | 0.082862 | 0.082862 | 0.081299 | Education - Community College - Classroom/Lecture - (summer) - Sun | 12 | 9 | 16 | 0.056 | 0.136 | 0 | 0 | 0.056 | 0.136 | 0 | 0 | 0.007 | 0.017 | 0 | 0 | 0 | 0 | 0 | 0 | 0 | 0 | 0.001 | 0.001 | 0.001 | 0.001 | 0.001 | 0.001 | 0.001 | 0 | 0 | 0 | 0 | 0 | 0 | 0 | 0 | 0
511 | 5 | 11 | 14 | 11 |  |  |  |  | Education - Community College | Classroom/Lecture | Education - Community College - Classroom/Lecture | (summer) | Education - Community College (summer) | Education - Community College - Classroom/Lecture (summer) | ComCollege Class (summer) | Hol | 15 | 1 | 1 | 0.50276 | 1.7512 | 2.5472 | 1.1038 | 1.2736 | 0.95521 |  |  | 0 | 0 | 0 | 0 | 0 |  |  | 0.021131 | 0.030736 | 0.013319 | 0.015368 | 0.011526 |  |  | 0 | 0 | 0 | 0 | 0 |  |  | 0 | 0 | 0 | 0 | 0 |  |  | 0 | 0 | 0 | 0 | 0 |  |  | 0 | 0 | 0 | 0 | 0 |  |  | 0 | 0 | 0 | 0 | 0 |  |  | ComCollege Class (summer) ILit Hol | ComCollege Class (summer) ILit all | 2 | 0.1 | 0.1 | 0.024 | 0.001 | 0.001 | 0.001 | 0.001 | 0.001 | 0.001 | 0.001 | 0.001 | 0.001 | 0.001 | 0.001 | 0.001 | 0.001 | 0.001 | 0.001 | 0.001 | 0.001 | 0.001 | 0.001 | 0.001 | 0.001 | 0.001 | 0.001 | 0.001 | 0.001 | 0 | 0 | 0 | 0 | 0 | 0 | 0 | 0 | 0 | 0 | 0 | 0 | 0 | 0 | 0 | 0 | 0 | 0 | 0 | 0 | 0 | 0 | 0 | 0 | 0 | 0 | 0 | 0 | 0 | 0 | 0 | 0 | 0 | 0 | 0 | 0 | 0 | 0 | 0 | 0 | 0 | 0 | 0 | 0 | 0 | 0 | 0 | 0 | 0 | 0 | 0 | 0 | 0 | 0 |  | 0.12641 | 0.12582 | 0.12065 | 0.12065 | 0.11678 | 0.057093 | 0.056826 | 0.05728 | 0.05728 | 0.056796 | 0.072359 | 0.072021 | 0.071551 | 0.071551 | 0.070463 | 0.084452 | 0.084058 | 0.082862 | 0.082862 | 0.081299 | Education - Community College - Classroom/Lecture - (summer) - Hol | 14 | 9 | 16 | 0.007 | 0.017 | 0 | 0 | 0.007 | 0.017 | 0 | 0 | 0.007 | 0.017 | 0 | 0 | 0 | 0 | 0 | 0 | 0 | 0 | 0.001 | 0.001 | 0.001 | 0.001 | 0.001 | 0.001 | 0.001 | 0 | 0 | 0 | 0 | 0 | 0 | 0 | 0 | 0
512 | 5 | 12 | 15 | 12 |  | Education - Community College (summer) | Education - Community College - Classroom/Lecture | Education - Community College - Classroom/Lecture (summer) | Education - Community College | Classroom/Lecture | Education - Community College - Classroom/Lecture | (summer) | Education - Community College (summer) | Education - Community College - Classroom/Lecture (summer) | ComCollege Class (summer) | all | 8 | 44 | 44 | 0.50276 | 1.7512 | 2.5472 | 1.1038 | 1.2736 | 0.95521 |  |  | 0.88045 | 1.2807 | 0.55495 | 0.64033 | 0.48024 |  |  | 232.4383 | 338.0921 | 146.5066 | 169.0461 | 126.7845 |  |  | 0.24653 | 0.35858 | 0.15539 | 0.17929 | 0.13447 |  |  | 3031.176 | 3031.176 | 3031.176 | 3031.176 | 3031.176 |  |  | 0 | 0 | 0 | 0 | 0 |  |  | 0.28 | 0.28 | 0.28 | 0.28 | 0.28 |  |  | 0.22258 | 0.22174 | 0.19774 | 0.19774 | 0.18715 |  |  | ComCollege Class (summer) ILit all | ComCollege Class (summer) ILit all | 3068 | 4 | 40 | 6 | 0.28 | 0.04 | 0.04 | 0.04 | 0.04 | 0.04 | 0.4 | 0.4 | 0.4 | 0.4 | 0.4 | 0.4 | 0.28 | 0.28 | 0.28 | 0.28 | 0.28 | 0.28 | 0.4 | 0.4 | 0.4 | 0.4 | 0.04 | 0.04 | 0.04 | 0 | 0 | 0 | 0 | 0 | 1 | 1 | 1 | 1 | 1 | 1 | 0.66667 | 0.66667 | 0.66667 | 0.66667 | 0.66667 | 0.66667 | 1 | 1 | 1 | 1 | 0 | 0 | 0 | 0 | 0 | 0 | 0 | 0 | 0 | 0 | 0 | 0 | 0 | 0 | 0 | 0 | 0 | 0 | 0 | 0 | 0 | 0 | 0 | 0 | 0 | 0 | 0 | 0 | 0 | 0 | 0 | 0 | 0 |  | 0.12641 | 0.12582 | 0.12065 | 0.12065 | 0.11678 | 0.057093 | 0.056826 | 0.05728 | 0.05728 | 0.056796 | 0.072359 | 0.072021 | 0.071551 | 0.071551 | 0.070463 | 0.084452 | 0.084058 | 0.082862 | 0.082862 | 0.081299 | Education - Community College - Classroom/Lecture - (summer) - all | 16 | 9 | 21 | 179.52 | 84.48 | 179.52 | 84.48 | 0 | 0 | 4.08 | 1.92 | 0 | 0 | 0 | 0 | 0 | 0 | 0 | 0 | 0 | 0 | 0.4 | 0.4 | 0.4 | 0.28 | 0.28 | 0.28 | 0.28 | 0.28 | 0.28 | 0.4 | 0.4 | 0.4 | 0 | 0 | 0 | 0
513 | 5 | 13 | 12 | 1 |  |  |  |  | Education - Community College | Comm/Ind Work (General, Low Bay) | Education - Community College - Comm/Ind Work (General, Low Bay) |  | Education - Community College | Education - Community College - Comm/Ind Work (General, Low Bay) | ComCollege Class (in session) | Sat | 16 | 32 | 32 | 0.12496 | 0.72238 | 1.0613 | 0.68987 | 0.79601 | 0.79601 |  |  | 0 | 0 | 0 | 0 | 0 |  |  | 15.1648 | 22.2807 | 14.4825 | 16.7105 | 16.7105 |  |  | 0 | 0 | 0 | 0 | 0 |  |  | 0 | 0 | 0 | 0 | 0 |  |  | 0 | 0 | 0 | 0 | 0 |  |  | 0 | 0 | 0 | 0 | 0 |  |  | 0 | 0 | 0 | 0 | 0 |  |  | ComCollege Class (in session) ILit Sat | ComCollege Class (in session) ILit all | 3069 | 5 | 50 | 5.25 | 0.35 | 0.05 | 0.05 | 0.05 | 0.05 | 0.05 | 0.05 | 0.05 | 0.5 | 0.5 | 0.5 | 0.5 | 0.5 | 0.5 | 0.5 | 0.5 | 0.5 | 0.05 | 0.05 | 0.05 | 0.05 | 0.05 | 0.05 | 0.05 | 0.05 | 0 | 0 | 0 | 0 | 0 | 0 | 0 | 1 | 1 | 1 | 1 | 1 | 1 | 1 | 1 | 1 | 0 | 0 | 0 | 0 | 0 | 0 | 0 | 0 | 0 | 0 | 0 | 0 | 0 | 0 | 0 | 0 | 0 | 0 | 0 | 0 | 0 | 0 | 0 | 0 | 0 | 0 | 0 | 0 | 0 | 0 | 0 | 0 | 0 | 0 | 0 | 0 | 0 | 0 |  | 0.12641 | 0.12582 | 0.12065 | 0.12065 | 0.11678 | 0.057093 | 0.056826 | 0.05728 | 0.05728 | 0.056796 | 0.072359 | 0.072021 | 0.071551 | 0.071551 | 0.070463 | 0.084452 | 0.084058 | 0.082862 | 0.082862 | 0.081299 | Education - Community College - Comm/Ind Work (General, Low Bay) - Sat | 10 | 9 | 16 | 112 | 56 | 0 | 0 | 112 | 56 | 0 | 0 | 3.5 | 1.75 | 0 | 0 | 0 | 0 | 0 | 0 | 0 | 0 | 0.5 | 0.5 | 0.5 | 0.5 | 0.5 | 0.5 | 0.5 | 0 | 0 | 0 | 0 | 0 | 0 | 0 | 0 | 0
514 | 5 | 14 | 13 | 2 |  |  |  |  | Education - Community College | Comm/Ind Work (General, Low Bay) | Education - Community College - Comm/Ind Work (General, Low Bay) |  | Education - Community College | Education - Community College - Comm/Ind Work (General, Low Bay) | ComCollege Class (in session) | Sun | 8 | 32 | 32 | 0.12496 | 0.72238 | 1.0613 | 0.68987 | 0.79601 | 0.79601 |  |  | 0 | 0 | 0 | 0 | 0 |  |  | 3.4662 | 5.0927 | 3.3103 | 3.8196 | 3.8196 |  |  | 0 | 0 | 0 | 0 | 0 |  |  | 0 | 0 | 0 | 0 | 0 |  |  | 0 | 0 | 0 | 0 | 0 |  |  | 0 | 0 | 0 | 0 | 0 |  |  | 0 | 0 | 0 | 0 | 0 |  |  | ComCollege Class (in session) ILit Sun | ComCollege Class (in session) ILit all | 2 | 5 | 5 | 1.2 | 0.05 | 0.05 | 0.05 | 0.05 | 0.05 | 0.05 | 0.05 | 0.05 | 0.05 | 0.05 | 0.05 | 0.05 | 0.05 | 0.05 | 0.05 | 0.05 | 0.05 | 0.05 | 0.05 | 0.05 | 0.05 | 0.05 | 0.05 | 0.05 | 0.05 | 0 | 0 | 0 | 0 | 0 | 0 | 0 | 0 | 0 | 0 | 0 | 0 | 0 | 0 | 0 | 0 | 0 | 0 | 0 | 0 | 0 | 0 | 0 | 0 | 0 | 0 | 0 | 0 | 0 | 0 | 0 | 0 | 0 | 0 | 0 | 0 | 0 | 0 | 0 | 0 | 0 | 0 | 0 | 0 | 0 | 0 | 0 | 0 | 0 | 0 | 0 | 0 | 0 | 0 |  | 0.12641 | 0.12582 | 0.12065 | 0.12065 | 0.11678 | 0.057093 | 0.056826 | 0.05728 | 0.05728 | 0.056796 | 0.072359 | 0.072021 | 0.071551 | 0.071551 | 0.070463 | 0.084452 | 0.084058 | 0.082862 | 0.082862 | 0.081299 | Education - Community College - Comm/Ind Work (General, Low Bay) - Sun | 12 | 9 | 16 | 11.2 | 27.2 | 0 | 0 | 11.2 | 27.2 | 0 | 0 | 0.35 | 0.85 | 0 | 0 | 0 | 0 | 0 | 0 | 0 | 0 | 0.05 | 0.05 | 0.05 | 0.05 | 0.05 | 0.05 | 0.05 | 0 | 0 | 0 | 0 | 0 | 0 | 0 | 0 | 0
515 | 5 | 15 | 14 | 3 |  |  |  |  | Education - Community College | Comm/Ind Work (General, Low Bay) | Education - Community College - Comm/Ind Work (General, Low Bay) |  | Education - Community College | Education - Community College - Comm/Ind Work (General, Low Bay) | ComCollege Class (in session) | Hol | 15 | 6 | 6 | 0.12496 | 0.72238 | 1.0613 | 0.68987 | 0.79601 | 0.79601 |  |  | 0 | 0 | 0 | 0 | 0 |  |  | 0.64992 | 0.95489 | 0.62068 | 0.71617 | 0.71617 |  |  | 0 | 0 | 0 | 0 | 0 |  |  | 0 | 0 | 0 | 0 | 0 |  |  | 0 | 0 | 0 | 0 | 0 |  |  | 0 | 0 | 0 | 0 | 0 |  |  | 0 | 0 | 0 | 0 | 0 |  |  | ComCollege Class (in session) ILit Hol | ComCollege Class (in session) ILit all | 2 | 5 | 5 | 1.2 | 0.05 | 0.05 | 0.05 | 0.05 | 0.05 | 0.05 | 0.05 | 0.05 | 0.05 | 0.05 | 0.05 | 0.05 | 0.05 | 0.05 | 0.05 | 0.05 | 0.05 | 0.05 | 0.05 | 0.05 | 0.05 | 0.05 | 0.05 | 0.05 | 0.05 | 0 | 0 | 0 | 0 | 0 | 0 | 0 | 0 | 0 | 0 | 0 | 0 | 0 | 0 | 0 | 0 | 0 | 0 | 0 | 0 | 0 | 0 | 0 | 0 | 0 | 0 | 0 | 0 | 0 | 0 | 0 | 0 | 0 | 0 | 0 | 0 | 0 | 0 | 0 | 0 | 0 | 0 | 0 | 0 | 0 | 0 | 0 | 0 | 0 | 0 | 0 | 0 | 0 | 0 |  | 0.12641 | 0.12582 | 0.12065 | 0.12065 | 0.11678 | 0.057093 | 0.056826 | 0.05728 | 0.05728 | 0.056796 | 0.072359 | 0.072021 | 0.071551 | 0.071551 | 0.070463 | 0.084452 | 0.084058 | 0.082862 | 0.082862 | 0.081299 | Education - Community College - Comm/Ind Work (General, Low Bay) - Hol | 14 | 9 | 16 | 2.1 | 5.1 | 0 | 0 | 2.1 | 5.1 | 0 | 0 | 0.35 | 0.85 | 0 | 0 | 0 | 0 | 0 | 0 | 0 | 0 | 0.05 | 0.05 | 0.05 | 0.05 | 0.05 | 0.05 | 0.05 | 0 | 0 | 0 | 0 | 0 | 0 | 0 | 0 | 0
516 | 5 | 16 | 15 | 4 |  | Education - Community College |  | Education - Community College - Comm/Ind Work (General, Low Bay) | Education - Community College | Comm/Ind Work (General, Low Bay) | Education - Community College - Comm/Ind Work (General, Low Bay) |  | Education - Community College | Education - Community College - Comm/Ind Work (General, Low Bay) | ComCollege Class (in session) | all | 8 | 169 | 169 | 0.12496 | 0.72238 | 1.0613 | 0.68987 | 0.79601 | 0.79601 |  |  | 0 | 0 | 0 | 0 | 0 |  |  | 228.8263 | 336.2003 | 218.5302 | 252.1502 | 252.1502 |  |  | 0.063187 | 0.092836 | 0.060344 | 0.069627 | 0.069627 |  |  | 0 | 0 | 0 | 0 | 0 |  |  | 0 | 0 | 0 | 0 | 0 |  |  | 0.7 | 0.7 | 0.7 | 0.7 | 0.7 |  |  | 0.77989 | 0.78071 | 0.80388 | 0.80388 | 0.81386 |  |  | ComCollege Class (in session) ILit all | ComCollege Class (in session) ILit all | 3068 | 10 | 100 | 15 | 0.7 | 0.1 | 0.1 | 0.1 | 0.1 | 0.1 | 1 | 1 | 1 | 1 | 1 | 1 | 0.7 | 0.7 | 0.7 | 0.7 | 0.7 | 0.7 | 1 | 1 | 1 | 1 | 0.1 | 0.1 | 0.1 | 0 | 0 | 0 | 0 | 0 | 1 | 1 | 1 | 1 | 1 | 1 | 0.66667 | 0.66667 | 0.66667 | 0.66667 | 0.66667 | 0.66667 | 1 | 1 | 1 | 1 | 0 | 0 | 0 | 0 | 0 | 0 | 0 | 0 | 0 | 0 | 0 | 0 | 0 | 0 | 0 | 0 | 0 | 0 | 0 | 0 | 0 | 0 | 0 | 0 | 0 | 0 | 0 | 0 | 0 | 0 | 0 | 0 | 0 |  | 0.12641 | 0.12582 | 0.12065 | 0.12065 | 0.11678 | 0.057093 | 0.056826 | 0.05728 | 0.05728 | 0.056796 | 0.072359 | 0.072021 | 0.071551 | 0.071551 | 0.070463 | 0.084452 | 0.084058 | 0.082862 | 0.082862 | 0.081299 | Education - Community College - Comm/Ind Work (General, Low Bay) - all | 16 | 9 | 21 | 1723.8 | 811.2 | 1723.8 | 811.2 | 0 | 0 | 10.2 | 4.8 | 0 | 0 | 0 | 0 | 0 | 0 | 0 | 0 | 0 | 0 | 1 | 1 | 1 | 0.7 | 0.7 | 0.7 | 0.7 | 0.7 | 0.7 | 1 | 1 | 1 | 0 | 0 | 0 | 0
517 | 5 | 17 | 12 | 5 |  |  |  |  | Education - Community College | Comm/Ind Work (General, Low Bay) | Education - Community College - Comm/Ind Work (General, Low Bay) | (break) | Education - Community College (break) | Education - Community College - Comm/Ind Work (General, Low Bay) (break) | ComCollege Class (break) | Sat | 14 | 12 | 12 | 0.12496 | 0.72238 | 1.0613 | 0.68987 | 0.79601 | 0.79601 |  |  | 0 | 0 | 0 | 0 | 0 |  |  | 0.025997 | 0.038196 | 0.024827 | 0.028647 | 0.028647 |  |  | 0 | 0 | 0 | 0 | 0 |  |  | 0 | 0 | 0 | 0 | 0 |  |  | 0 | 0 | 0 | 0 | 0 |  |  | 0 | 0 | 0 | 0 | 0 |  |  | 0 | 0 | 0 | 0 | 0 |  |  | ComCollege Class (break) ILit Sat | ComCollege Class (break) ILit all | 2 | 0.1 | 0.1 | 0.024 | 0.001 | 0.001 | 0.001 | 0.001 | 0.001 | 0.001 | 0.001 | 0.001 | 0.001 | 0.001 | 0.001 | 0.001 | 0.001 | 0.001 | 0.001 | 0.001 | 0.001 | 0.001 | 0.001 | 0.001 | 0.001 | 0.001 | 0.001 | 0.001 | 0.001 | 0 | 0 | 0 | 0 | 0 | 0 | 0 | 0 | 0 | 0 | 0 | 0 | 0 | 0 | 0 | 0 | 0 | 0 | 0 | 0 | 0 | 0 | 0 | 0 | 0 | 0 | 0 | 0 | 0 | 0 | 0 | 0 | 0 | 0 | 0 | 0 | 0 | 0 | 0 | 0 | 0 | 0 | 0 | 0 | 0 | 0 | 0 | 0 | 0 | 0 | 0 | 0 | 0 | 0 |  | 0.12641 | 0.12582 | 0.12065 | 0.12065 | 0.11678 | 0.057093 | 0.056826 | 0.05728 | 0.05728 | 0.056796 | 0.072359 | 0.072021 | 0.071551 | 0.071551 | 0.070463 | 0.084452 | 0.084058 | 0.082862 | 0.082862 | 0.081299 | Education - Community College - Comm/Ind Work (General, Low Bay) - (break) - Sat | 10 | Closed | Closed | 0 | 0.288 | 0 | 0 | 0 | 0.288 | 0 | 0 | 0 | 0.024 | 0 | 0 | 0 | 0 | 0 | 0 | 0 | 0 | 0 | 0 | 0 | 0 | 0 | 0 | 0 | 0 | 0 | 0 | 0 | 0 | 0 | 0 | 0 | 0
518 | 5 | 18 | 13 | 6 |  |  |  |  | Education - Community College | Comm/Ind Work (General, Low Bay) | Education - Community College - Comm/Ind Work (General, Low Bay) | (break) | Education - Community College (break) | Education - Community College - Comm/Ind Work (General, Low Bay) (break) | ComCollege Class (break) | Sun | 9 | 12 | 12 | 0.12496 | 0.72238 | 1.0613 | 0.68987 | 0.79601 | 0.79601 |  |  | 0 | 0 | 0 | 0 | 0 |  |  | 0.025997 | 0.038196 | 0.024827 | 0.028647 | 0.028647 |  |  | 0 | 0 | 0 | 0 | 0 |  |  | 0 | 0 | 0 | 0 | 0 |  |  | 0 | 0 | 0 | 0 | 0 |  |  | 0 | 0 | 0 | 0 | 0 |  |  | 0 | 0 | 0 | 0 | 0 |  |  | ComCollege Class (break) ILit Sun | ComCollege Class (break) ILit all | 2 | 0.1 | 0.1 | 0.024 | 0.001 | 0.001 | 0.001 | 0.001 | 0.001 | 0.001 | 0.001 | 0.001 | 0.001 | 0.001 | 0.001 | 0.001 | 0.001 | 0.001 | 0.001 | 0.001 | 0.001 | 0.001 | 0.001 | 0.001 | 0.001 | 0.001 | 0.001 | 0.001 | 0.001 | 0 | 0 | 0 | 0 | 0 | 0 | 0 | 0 | 0 | 0 | 0 | 0 | 0 | 0 | 0 | 0 | 0 | 0 | 0 | 0 | 0 | 0 | 0 | 0 | 0 | 0 | 0 | 0 | 0 | 0 | 0 | 0 | 0 | 0 | 0 | 0 | 0 | 0 | 0 | 0 | 0 | 0 | 0 | 0 | 0 | 0 | 0 | 0 | 0 | 0 | 0 | 0 | 0 | 0 |  | 0.12641 | 0.12582 | 0.12065 | 0.12065 | 0.11678 | 0.057093 | 0.056826 | 0.05728 | 0.05728 | 0.056796 | 0.072359 | 0.072021 | 0.071551 | 0.071551 | 0.070463 | 0.084452 | 0.084058 | 0.082862 | 0.082862 | 0.081299 | Education - Community College - Comm/Ind Work (General, Low Bay) - (break) - Sun | 12 | Closed | Closed | 0 | 0.288 | 0 | 0 | 0 | 0.288 | 0 | 0 | 0 | 0.024 | 0 | 0 | 0 | 0 | 0 | 0 | 0 | 0 | 0 | 0 | 0 | 0 | 0 | 0 | 0 | 0 | 0 | 0 | 0 | 0 | 0 | 0 | 0 | 0
519 | 5 | 19 | 14 | 7 |  |  |  |  | Education - Community College | Comm/Ind Work (General, Low Bay) | Education - Community College - Comm/Ind Work (General, Low Bay) | (break) | Education - Community College (break) | Education - Community College - Comm/Ind Work (General, Low Bay) (break) | ComCollege Class (break) | Hol | 14 | 3 | 3 | 0.12496 | 0.72238 | 1.0613 | 0.68987 | 0.79601 | 0.79601 |  |  | 0 | 0 | 0 | 0 | 0 |  |  | 0.0064992 | 0.0095489 | 0.0062068 | 0.0071617 | 0.0071617 |  |  | 0 | 0 | 0 | 0 | 0 |  |  | 0 | 0 | 0 | 0 | 0 |  |  | 0 | 0 | 0 | 0 | 0 |  |  | 0 | 0 | 0 | 0 | 0 |  |  | 0 | 0 | 0 | 0 | 0 |  |  | ComCollege Class (break) ILit Hol | ComCollege Class (break) ILit all | 2 | 0.1 | 0.1 | 0.024 | 0.001 | 0.001 | 0.001 | 0.001 | 0.001 | 0.001 | 0.001 | 0.001 | 0.001 | 0.001 | 0.001 | 0.001 | 0.001 | 0.001 | 0.001 | 0.001 | 0.001 | 0.001 | 0.001 | 0.001 | 0.001 | 0.001 | 0.001 | 0.001 | 0.001 | 0 | 0 | 0 | 0 | 0 | 0 | 0 | 0 | 0 | 0 | 0 | 0 | 0 | 0 | 0 | 0 | 0 | 0 | 0 | 0 | 0 | 0 | 0 | 0 | 0 | 0 | 0 | 0 | 0 | 0 | 0 | 0 | 0 | 0 | 0 | 0 | 0 | 0 | 0 | 0 | 0 | 0 | 0 | 0 | 0 | 0 | 0 | 0 | 0 | 0 | 0 | 0 | 0 | 0 |  | 0.12641 | 0.12582 | 0.12065 | 0.12065 | 0.11678 | 0.057093 | 0.056826 | 0.05728 | 0.05728 | 0.056796 | 0.072359 | 0.072021 | 0.071551 | 0.071551 | 0.070463 | 0.084452 | 0.084058 | 0.082862 | 0.082862 | 0.081299 | Education - Community College - Comm/Ind Work (General, Low Bay) - (break) - Hol | 14 | Closed | Closed | 0 | 0.072 | 0 | 0 | 0 | 0.072 | 0 | 0 | 0 | 0.024 | 0 | 0 | 0 | 0 | 0 | 0 | 0 | 0 | 0 | 0 | 0 | 0 | 0 | 0 | 0 | 0 | 0 | 0 | 0 | 0 | 0 | 0 | 0 | 0
520 | 5 | 20 | 15 | 8 |  | Education - Community College (break) |  | Education - Community College - Comm/Ind Work (General, Low Bay) (break) | Education - Community College | Comm/Ind Work (General, Low Bay) | Education - Community College - Comm/Ind Work (General, Low Bay) | (break) | Education - Community College (break) | Education - Community College - Comm/Ind Work (General, Low Bay) (break) | ComCollege Class (break) | all | 9 | 38 | 38 | 0.12496 | 0.72238 | 1.0613 | 0.68987 | 0.79601 | 0.79601 |  |  | 0 | 0 | 0 | 0 | 0 |  |  | 0.082323 | 0.12095 | 0.078619 | 0.090714 | 0.090714 |  |  | 9.0267e-05 | 0.00013262 | 8.6205e-05 | 9.9468e-05 | 9.9468e-05 |  |  | 0 | 0 | 0 | 0 | 0 |  |  | 0 | 0 | 0 | 0 | 0 |  |  | 0.001 | 0.001 | 0.001 | 0.001 | 0.001 |  |  | 0.001 | 0.001 | 0.001 | 0.001 | 0.001 |  |  | ComCollege Class (break) ILit all | ComCollege Class (break) ILit all | 2 | 0.1 | 0.1 | 0.024 | 0.001 | 0.001 | 0.001 | 0.001 | 0.001 | 0.001 | 0.001 | 0.001 | 0.001 | 0.001 | 0.001 | 0.001 | 0.001 | 0.001 | 0.001 | 0.001 | 0.001 | 0.001 | 0.001 | 0.001 | 0.001 | 0.001 | 0.001 | 0.001 | 0.001 | 0 | 0 | 0 | 0 | 0 | 0 | 0 | 0 | 0 | 0 | 0 | 0 | 0 | 0 | 0 | 0 | 0 | 0 | 0 | 0 | 0 | 0 | 0 | 0 | 0 | 0 | 0 | 0 | 0 | 0 | 0 | 0 | 0 | 0 | 0 | 0 | 0 | 0 | 0 | 0 | 0 | 0 | 0 | 0 | 0 | 0 | 0 | 0 | 0 | 0 | 0 | 0 | 0 | 0 |  | 0.12641 | 0.12582 | 0.12065 | 0.12065 | 0.11678 | 0.057093 | 0.056826 | 0.05728 | 0.05728 | 0.056796 | 0.072359 | 0.072021 | 0.071551 | 0.071551 | 0.070463 | 0.084452 | 0.084058 | 0.082862 | 0.082862 | 0.081299 | Education - Community College - Comm/Ind Work (General, Low Bay) - (break) - all | 16 | 9 | 16 | 0.266 | 0.646 | 0.266 | 0.646 | 0 | 0 | 0.007 | 0.017 | 0 | 0 | 0 | 0 | 0 | 0 | 0 | 0 | 0 | 0 | 0.001 | 0.001 | 0.001 | 0.001 | 0.001 | 0.001 | 0.001 | 0 | 0 | 0 | 0 | 0 | 0 | 0 | 0 | 0
521 | 5 | 21 | 12 | 9 |  |  |  |  | Education - Community College | Comm/Ind Work (General, Low Bay) | Education - Community College - Comm/Ind Work (General, Low Bay) | (summer) | Education - Community College (summer) | Education - Community College - Comm/Ind Work (General, Low Bay) (summer) | ComCollege Class (summer) | Sat | 16 | 8 | 8 | 0.12496 | 0.72238 | 1.0613 | 0.68987 | 0.79601 | 0.79601 |  |  | 0 | 0 | 0 | 0 | 0 |  |  | 1.5165 | 2.2281 | 1.4482 | 1.6711 | 1.6711 |  |  | 0 | 0 | 0 | 0 | 0 |  |  | 0 | 0 | 0 | 0 | 0 |  |  | 0 | 0 | 0 | 0 | 0 |  |  | 0 | 0 | 0 | 0 | 0 |  |  | 0 | 0 | 0 | 0 | 0 |  |  | ComCollege Class (summer) ILit Sat | ComCollege Class (summer) ILit all | 3069 | 2 | 20 | 2.1 | 0.14 | 0.02 | 0.02 | 0.02 | 0.02 | 0.02 | 0.02 | 0.02 | 0.2 | 0.2 | 0.2 | 0.2 | 0.2 | 0.2 | 0.2 | 0.2 | 0.2 | 0.02 | 0.02 | 0.02 | 0.02 | 0.02 | 0.02 | 0.02 | 0.02 | 0 | 0 | 0 | 0 | 0 | 0 | 0 | 1 | 1 | 1 | 1 | 1 | 1 | 1 | 1 | 1 | 0 | 0 | 0 | 0 | 0 | 0 | 0 | 0 | 0 | 0 | 0 | 0 | 0 | 0 | 0 | 0 | 0 | 0 | 0 | 0 | 0 | 0 | 0 | 0 | 0 | 0 | 0 | 0 | 0 | 0 | 0 | 0 | 0 | 0 | 0 | 0 | 0 | 0 |  | 0.12641 | 0.12582 | 0.12065 | 0.12065 | 0.11678 | 0.057093 | 0.056826 | 0.05728 | 0.05728 | 0.056796 | 0.072359 | 0.072021 | 0.071551 | 0.071551 | 0.070463 | 0.084452 | 0.084058 | 0.082862 | 0.082862 | 0.081299 | Education - Community College - Comm/Ind Work (General, Low Bay) - (summer) - Sat | 10 | 9 | 16 | 11.2 | 5.6 | 0 | 0 | 11.2 | 5.6 | 0 | 0 | 1.4 | 0.7 | 0 | 0 | 0 | 0 | 0 | 0 | 0 | 0 | 0.2 | 0.2 | 0.2 | 0.2 | 0.2 | 0.2 | 0.2 | 0 | 0 | 0 | 0 | 0 | 0 | 0 | 0 | 0
522 | 5 | 22 | 13 | 10 |  |  |  |  | Education - Community College | Comm/Ind Work (General, Low Bay) | Education - Community College - Comm/Ind Work (General, Low Bay) | (summer) | Education - Community College (summer) | Education - Community College - Comm/Ind Work (General, Low Bay) (summer) | ComCollege Class (summer) | Sun | 8 | 8 | 8 | 0.12496 | 0.72238 | 1.0613 | 0.68987 | 0.79601 | 0.79601 |  |  | 0 | 0 | 0 | 0 | 0 |  |  | 0.017331 | 0.025464 | 0.016551 | 0.019098 | 0.019098 |  |  | 0 | 0 | 0 | 0 | 0 |  |  | 0 | 0 | 0 | 0 | 0 |  |  | 0 | 0 | 0 | 0 | 0 |  |  | 0 | 0 | 0 | 0 | 0 |  |  | 0 | 0 | 0 | 0 | 0 |  |  | ComCollege Class (summer) ILit Sun | ComCollege Class (summer) ILit all | 2 | 0.1 | 0.1 | 0.024 | 0.001 | 0.001 | 0.001 | 0.001 | 0.001 | 0.001 | 0.001 | 0.001 | 0.001 | 0.001 | 0.001 | 0.001 | 0.001 | 0.001 | 0.001 | 0.001 | 0.001 | 0.001 | 0.001 | 0.001 | 0.001 | 0.001 | 0.001 | 0.001 | 0.001 | 0 | 0 | 0 | 0 | 0 | 0 | 0 | 0 | 0 | 0 | 0 | 0 | 0 | 0 | 0 | 0 | 0 | 0 | 0 | 0 | 0 | 0 | 0 | 0 | 0 | 0 | 0 | 0 | 0 | 0 | 0 | 0 | 0 | 0 | 0 | 0 | 0 | 0 | 0 | 0 | 0 | 0 | 0 | 0 | 0 | 0 | 0 | 0 | 0 | 0 | 0 | 0 | 0 | 0 |  | 0.12641 | 0.12582 | 0.12065 | 0.12065 | 0.11678 | 0.057093 | 0.056826 | 0.05728 | 0.05728 | 0.056796 | 0.072359 | 0.072021 | 0.071551 | 0.071551 | 0.070463 | 0.084452 | 0.084058 | 0.082862 | 0.082862 | 0.081299 | Education - Community College - Comm/Ind Work (General, Low Bay) - (summer) - Sun | 12 | 9 | 16 | 0.056 | 0.136 | 0 | 0 | 0.056 | 0.136 | 0 | 0 | 0.007 | 0.017 | 0 | 0 | 0 | 0 | 0 | 0 | 0 | 0 | 0.001 | 0.001 | 0.001 | 0.001 | 0.001 | 0.001 | 0.001 | 0 | 0 | 0 | 0 | 0 | 0 | 0 | 0 | 0
523 | 5 | 23 | 14 | 11 |  |  |  |  | Education - Community College | Comm/Ind Work (General, Low Bay) | Education - Community College - Comm/Ind Work (General, Low Bay) | (summer) | Education - Community College (summer) | Education - Community College - Comm/Ind Work (General, Low Bay) (summer) | ComCollege Class (summer) | Hol | 15 | 1 | 1 | 0.12496 | 0.72238 | 1.0613 | 0.68987 | 0.79601 | 0.79601 |  |  | 0 | 0 | 0 | 0 | 0 |  |  | 0.0021664 | 0.003183 | 0.0020689 | 0.0023872 | 0.0023872 |  |  | 0 | 0 | 0 | 0 | 0 |  |  | 0 | 0 | 0 | 0 | 0 |  |  | 0 | 0 | 0 | 0 | 0 |  |  | 0 | 0 | 0 | 0 | 0 |  |  | 0 | 0 | 0 | 0 | 0 |  |  | ComCollege Class (summer) ILit Hol | ComCollege Class (summer) ILit all | 2 | 0.1 | 0.1 | 0.024 | 0.001 | 0.001 | 0.001 | 0.001 | 0.001 | 0.001 | 0.001 | 0.001 | 0.001 | 0.001 | 0.001 | 0.001 | 0.001 | 0.001 | 0.001 | 0.001 | 0.001 | 0.001 | 0.001 | 0.001 | 0.001 | 0.001 | 0.001 | 0.001 | 0.001 | 0 | 0 | 0 | 0 | 0 | 0 | 0 | 0 | 0 | 0 | 0 | 0 | 0 | 0 | 0 | 0 | 0 | 0 | 0 | 0 | 0 | 0 | 0 | 0 | 0 | 0 | 0 | 0 | 0 | 0 | 0 | 0 | 0 | 0 | 0 | 0 | 0 | 0 | 0 | 0 | 0 | 0 | 0 | 0 | 0 | 0 | 0 | 0 | 0 | 0 | 0 | 0 | 0 | 0 |  | 0.12641 | 0.12582 | 0.12065 | 0.12065 | 0.11678 | 0.057093 | 0.056826 | 0.05728 | 0.05728 | 0.056796 | 0.072359 | 0.072021 | 0.071551 | 0.071551 | 0.070463 | 0.084452 | 0.084058 | 0.082862 | 0.082862 | 0.081299 | Education - Community College - Comm/Ind Work (General, Low Bay) - (summer) - Hol | 14 | 9 | 16 | 0.007 | 0.017 | 0 | 0 | 0.007 | 0.017 | 0 | 0 | 0.007 | 0.017 | 0 | 0 | 0 | 0 | 0 | 0 | 0 | 0 | 0.001 | 0.001 | 0.001 | 0.001 | 0.001 | 0.001 | 0.001 | 0 | 0 | 0 | 0 | 0 | 0 | 0 | 0 | 0
524 | 5 | 24 | 15 | 12 |  | Education - Community College (summer) | Education - Community College - Comm/Ind Work (General, Low Bay) | Education - Community College - Comm/Ind Work (General, Low Bay) (summer) | Education - Community College | Comm/Ind Work (General, Low Bay) | Education - Community College - Comm/Ind Work (General, Low Bay) | (summer) | Education - Community College (summer) | Education - Community College - Comm/Ind Work (General, Low Bay) (summer) | ComCollege Class (summer) | all | 8 | 44 | 44 | 0.12496 | 0.72238 | 1.0613 | 0.68987 | 0.79601 | 0.79601 |  |  | 0.090267 | 0.13262 | 0.086205 | 0.099468 | 0.099468 |  |  | 23.8304 | 35.0126 | 22.7582 | 26.2594 | 26.2594 |  |  | 0.025275 | 0.037135 | 0.024137 | 0.027851 | 0.027851 |  |  | 3031.176 | 3031.176 | 3031.176 | 3031.176 | 3031.176 |  |  | 0 | 0 | 0 | 0 | 0 |  |  | 0.28 | 0.28 | 0.28 | 0.28 | 0.28 |  |  | 0.22258 | 0.22174 | 0.19774 | 0.19774 | 0.18715 |  |  | ComCollege Class (summer) ILit all | ComCollege Class (summer) ILit all | 3068 | 4 | 40 | 6 | 0.28 | 0.04 | 0.04 | 0.04 | 0.04 | 0.04 | 0.4 | 0.4 | 0.4 | 0.4 | 0.4 | 0.4 | 0.28 | 0.28 | 0.28 | 0.28 | 0.28 | 0.28 | 0.4 | 0.4 | 0.4 | 0.4 | 0.04 | 0.04 | 0.04 | 0 | 0 | 0 | 0 | 0 | 1 | 1 | 1 | 1 | 1 | 1 | 0.66667 | 0.66667 | 0.66667 | 0.66667 | 0.66667 | 0.66667 | 1 | 1 | 1 | 1 | 0 | 0 | 0 | 0 | 0 | 0 | 0 | 0 | 0 | 0 | 0 | 0 | 0 | 0 | 0 | 0 | 0 | 0 | 0 | 0 | 0 | 0 | 0 | 0 | 0 | 0 | 0 | 0 | 0 | 0 | 0 | 0 | 0 |  | 0.12641 | 0.12582 | 0.12065 | 0.12065 | 0.11678 | 0.057093 | 0.056826 | 0.05728 | 0.05728 | 0.056796 | 0.072359 | 0.072021 | 0.071551 | 0.071551 | 0.070463 | 0.084452 | 0.084058 | 0.082862 | 0.082862 | 0.081299 | Education - Community College - Comm/Ind Work (General, Low Bay) - (summer) - all | 16 | 9 | 21 | 179.52 | 84.48 | 179.52 | 84.48 | 0 | 0 | 4.08 | 1.92 | 0 | 0 | 0 | 0 | 0 | 0 | 0 | 0 | 0 | 0 | 0.4 | 0.4 | 0.4 | 0.28 | 0.28 | 0.28 | 0.28 | 0.28 | 0.28 | 0.4 | 0.4 | 0.4 | 0 | 0 | 0 | 0
525 | 5 | 25 | 12 | 1 |  |  |  |  | Education - Community College | Computer Room (Instructional/PC Lab) | Education - Community College - Computer Room (Instructional/PC Lab) |  | Education - Community College | Education - Community College - Computer Room (Instructional/PC Lab) | ComCollege ComputerRm (in session) | Sat | 16 | 32 | 32 | 0.031959 | 1.7512 | 2.5472 | 1.1038 | 1.2736 | 0.95521 |  |  | 0 | 0 | 0 | 0 | 0 |  |  | 2.1492 | 3.126 | 1.3546 | 1.563 | 1.1723 |  |  | 0 | 0 | 0 | 0 | 0 |  |  | 0 | 0 | 0 | 0 | 0 |  |  | 0 | 0 | 0 | 0 | 0 |  |  | 0 | 0 | 0 | 0 | 0 |  |  | 0 | 0 | 0 | 0 | 0 |  |  | ComCollege ComputerRm (in session) ILit Sat | ComCollege ComputerRm (in session) ILit all | 2 | 5 | 5 | 1.2 | 0.05 | 0.05 | 0.05 | 0.05 | 0.05 | 0.05 | 0.05 | 0.05 | 0.05 | 0.05 | 0.05 | 0.05 | 0.05 | 0.05 | 0.05 | 0.05 | 0.05 | 0.05 | 0.05 | 0.05 | 0.05 | 0.05 | 0.05 | 0.05 | 0.05 | 0 | 0 | 0 | 0 | 0 | 0 | 0 | 0 | 0 | 0 | 0 | 0 | 0 | 0 | 0 | 0 | 0 | 0 | 0 | 0 | 0 | 0 | 0 | 0 | 20 | 0 | 0.36 | 0.13 | 0.11 | 0 | 0 | 0 | 0 | 0 | 0 | 0 | 0 | 0 | 0 | 0 | 0 | 0 | 0 | 0 | 0 | 0 | 0 | 0 | 0 | 0 | 0 | 0 | 0 | 0 |  | 0.12641 | 0.12582 | 0.12065 | 0.12065 | 0.11678 | 0.057093 | 0.056826 | 0.05728 | 0.05728 | 0.056796 | 0.072359 | 0.072021 | 0.071551 | 0.071551 | 0.070463 | 0.084452 | 0.084058 | 0.082862 | 0.082862 | 0.081299 | Education - Community College - Computer Room (Instructional/PC Lab) - Sat | 10 | 9 | 16 | 11.2 | 27.2 | 0 | 0 | 11.2 | 27.2 | 0 | 0 | 0.35 | 0.85 | 0 | 0 | 0 | 0 | 0 | 0 | 0 | 0 | 0.05 | 0.05 | 0.05 | 0.05 | 0.05 | 0.05 | 0.05 | 0 | 0 | 0 | 0 | 0 | 0 | 0 | 0 | 0
526 | 5 | 26 | 13 | 2 |  |  |  |  | Education - Community College | Computer Room (Instructional/PC Lab) | Education - Community College - Computer Room (Instructional/PC Lab) |  | Education - Community College | Education - Community College - Computer Room (Instructional/PC Lab) | ComCollege ComputerRm (in session) | Sun | 8 | 32 | 32 | 0.031959 | 1.7512 | 2.5472 | 1.1038 | 1.2736 | 0.95521 |  |  | 0 | 0 | 0 | 0 | 0 |  |  | 2.1492 | 3.126 | 1.3546 | 1.563 | 1.1723 |  |  | 0 | 0 | 0 | 0 | 0 |  |  | 0 | 0 | 0 | 0 | 0 |  |  | 0 | 0 | 0 | 0 | 0 |  |  | 0 | 0 | 0 | 0 | 0 |  |  | 0 | 0 | 0 | 0 | 0 |  |  | ComCollege ComputerRm (in session) ILit Sun | ComCollege ComputerRm (in session) ILit all | 2 | 5 | 5 | 1.2 | 0.05 | 0.05 | 0.05 | 0.05 | 0.05 | 0.05 | 0.05 | 0.05 | 0.05 | 0.05 | 0.05 | 0.05 | 0.05 | 0.05 | 0.05 | 0.05 | 0.05 | 0.05 | 0.05 | 0.05 | 0.05 | 0.05 | 0.05 | 0.05 | 0.05 | 0 | 0 | 0 | 0 | 0 | 0 | 0 | 0 | 0 | 0 | 0 | 0 | 0 | 0 | 0 | 0 | 0 | 0 | 0 | 0 | 0 | 0 | 0 | 0 | 20 | 0 | 0.36 | 0.13 | 0.11 | 0 | 0 | 0 | 0 | 0 | 0 | 0 | 0 | 0 | 0 | 0 | 0 | 0 | 0 | 0 | 0 | 0 | 0 | 0 | 0 | 0 | 0 | 0 | 0 | 0 |  | 0.12641 | 0.12582 | 0.12065 | 0.12065 | 0.11678 | 0.057093 | 0.056826 | 0.05728 | 0.05728 | 0.056796 | 0.072359 | 0.072021 | 0.071551 | 0.071551 | 0.070463 | 0.084452 | 0.084058 | 0.082862 | 0.082862 | 0.081299 | Education - Community College - Computer Room (Instructional/PC Lab) - Sun | 12 | 9 | 16 | 11.2 | 27.2 | 0 | 0 | 11.2 | 27.2 | 0 | 0 | 0.35 | 0.85 | 0 | 0 | 0 | 0 | 0 | 0 | 0 | 0 | 0.05 | 0.05 | 0.05 | 0.05 | 0.05 | 0.05 | 0.05 | 0 | 0 | 0 | 0 | 0 | 0 | 0 | 0 | 0
527 | 5 | 27 | 14 | 3 |  |  |  |  | Education - Community College | Computer Room (Instructional/PC Lab) | Education - Community College - Computer Room (Instructional/PC Lab) |  | Education - Community College | Education - Community College - Computer Room (Instructional/PC Lab) | ComCollege ComputerRm (in session) | Hol | 15 | 6 | 6 | 0.031959 | 1.7512 | 2.5472 | 1.1038 | 1.2736 | 0.95521 |  |  | 0 | 0 | 0 | 0 | 0 |  |  | 0.40297 | 0.58613 | 0.25399 | 0.29307 | 0.2198 |  |  | 0 | 0 | 0 | 0 | 0 |  |  | 0 | 0 | 0 | 0 | 0 |  |  | 0 | 0 | 0 | 0 | 0 |  |  | 0 | 0 | 0 | 0 | 0 |  |  | 0 | 0 | 0 | 0 | 0 |  |  | ComCollege ComputerRm (in session) ILit Hol | ComCollege ComputerRm (in session) ILit all | 2 | 5 | 5 | 1.2 | 0.05 | 0.05 | 0.05 | 0.05 | 0.05 | 0.05 | 0.05 | 0.05 | 0.05 | 0.05 | 0.05 | 0.05 | 0.05 | 0.05 | 0.05 | 0.05 | 0.05 | 0.05 | 0.05 | 0.05 | 0.05 | 0.05 | 0.05 | 0.05 | 0.05 | 0 | 0 | 0 | 0 | 0 | 0 | 0 | 0 | 0 | 0 | 0 | 0 | 0 | 0 | 0 | 0 | 0 | 0 | 0 | 0 | 0 | 0 | 0 | 0 | 20 | 0 | 0.36 | 0.13 | 0.11 | 0 | 0 | 0 | 0 | 0 | 0 | 0 | 0 | 0 | 0 | 0 | 0 | 0 | 0 | 0 | 0 | 0 | 0 | 0 | 0 | 0 | 0 | 0 | 0 | 0 |  | 0.12641 | 0.12582 | 0.12065 | 0.12065 | 0.11678 | 0.057093 | 0.056826 | 0.05728 | 0.05728 | 0.056796 | 0.072359 | 0.072021 | 0.071551 | 0.071551 | 0.070463 | 0.084452 | 0.084058 | 0.082862 | 0.082862 | 0.081299 | Education - Community College - Computer Room (Instructional/PC Lab) - Hol | 14 | 9 | 16 | 2.1 | 5.1 | 0 | 0 | 2.1 | 5.1 | 0 | 0 | 0.35 | 0.85 | 0 | 0 | 0 | 0 | 0 | 0 | 0 | 0 | 0.05 | 0.05 | 0.05 | 0.05 | 0.05 | 0.05 | 0.05 | 0 | 0 | 0 | 0 | 0 | 0 | 0 | 0 | 0
528 | 5 | 28 | 15 | 4 |  | Education - Community College |  | Education - Community College - Computer Room (Instructional/PC Lab) | Education - Community College | Computer Room (Instructional/PC Lab) | Education - Community College - Computer Room (Instructional/PC Lab) |  | Education - Community College | Education - Community College - Computer Room (Instructional/PC Lab) | ComCollege ComputerRm (in session) | all | 8 | 169 | 169 | 0.031959 | 1.7512 | 2.5472 | 1.1038 | 1.2736 | 0.95521 |  |  | 0 | 0 | 0 | 0 | 0 |  |  | 108.3 | 157.5273 | 68.2618 | 78.7636 | 59.0727 |  |  | 0.055968 | 0.081407 | 0.035277 | 0.040704 | 0.030528 |  |  | 0 | 0 | 0 | 0 | 0 |  |  | 0 | 0 | 0 | 0 | 0 |  |  | 1 | 1 | 1 | 1 | 1 |  |  | 0.77989 | 0.78071 | 0.80388 | 0.80388 | 0.81386 |  |  | ComCollege ComputerRm (in session) ILit all | ComCollege ComputerRm (in session) ILit all | 3083 | 10 | 100 | 11.45 | 1 | 0.1 | 0.1 | 0.1 | 0.1 | 0.1 | 0.3 | 0.3 | 0.5 | 1 | 1 | 1 | 1 | 1 | 1 | 1 | 1 | 1 | 0.25 | 0.1 | 0.1 | 0.1 | 0.1 | 0.1 | 0.1 | 0 | 0 | 0 | 0 | 0 | 0.22222 | 0.22222 | 0.44444 | 1 | 1 | 1 | 1 | 1 | 1 | 1 | 1 | 1 | 0.16667 | 0 | 0 | 0 | 0 | 0 | 0 | 20 | 0.4 | 0.36 | 0.13 | 0.11 | 0.52632 | 0.2 | 0.08 | 0.10526 | 0.10172 | 0.011194 | 0.016281 | 0.0070553 | 0.0081407 | 0.0061056 | 0.0044774 | 0.0065126 | 0.0028221 | 0.0032563 | 0.0024422 | 0.0058913 | 0.0085692 | 0.0037133 | 0.0042846 | 0.0032134 | 0.0056932 | 0.008281 | 0.0035884 | 0.0041405 | 0.0031054 |  | 0.12641 | 0.12582 | 0.12065 | 0.12065 | 0.11678 | 0.057093 | 0.056826 | 0.05728 | 0.05728 | 0.056796 | 0.072359 | 0.072021 | 0.071551 | 0.071551 | 0.070463 | 0.084452 | 0.084058 | 0.082862 | 0.082862 | 0.081299 | Education - Community College - Computer Room (Instructional/PC Lab) - all | 16 | 9 | 21 | 1597.05 | 338 | 1597.05 | 338 | 0 | 0 | 9.45 | 2 | 0 | 0 | 0 | 0 | 0 | 0 | 0 | 0 | 0 | 0 | 1 | 1 | 1 | 1 | 1 | 1 | 1 | 1 | 1 | 0.25 | 0.1 | 0.1 | 0 | 0 | 0 | 0
529 | 5 | 29 | 12 | 5 |  |  |  |  | Education - Community College | Computer Room (Instructional/PC Lab) | Education - Community College - Computer Room (Instructional/PC Lab) | (break) | Education - Community College (break) | Education - Community College - Computer Room (Instructional/PC Lab) (break) | ComCollege ComputerRm (break) | Sat | 14 | 12 | 12 | 0.031959 | 1.7512 | 2.5472 | 1.1038 | 1.2736 | 0.95521 |  |  | 0 | 0 | 0 | 0 | 0 |  |  | 0.016119 | 0.023445 | 0.01016 | 0.011723 | 0.008792 |  |  | 0 | 0 | 0 | 0 | 0 |  |  | 0 | 0 | 0 | 0 | 0 |  |  | 0 | 0 | 0 | 0 | 0 |  |  | 0 | 0 | 0 | 0 | 0 |  |  | 0 | 0 | 0 | 0 | 0 |  |  | ComCollege ComputerRm (break) ILit Sat | ComCollege ComputerRm (break) ILit all | 2 | 0.1 | 0.1 | 0.024 | 0.001 | 0.001 | 0.001 | 0.001 | 0.001 | 0.001 | 0.001 | 0.001 | 0.001 | 0.001 | 0.001 | 0.001 | 0.001 | 0.001 | 0.001 | 0.001 | 0.001 | 0.001 | 0.001 | 0.001 | 0.001 | 0.001 | 0.001 | 0.001 | 0.001 | 0 | 0 | 0 | 0 | 0 | 0 | 0 | 0 | 0 | 0 | 0 | 0 | 0 | 0 | 0 | 0 | 0 | 0 | 0 | 0 | 0 | 0 | 0 | 0 | 0 | 0 | 0 | 0 | 0 | 0 | 0 | 0 | 0 | 0 | 0 | 0 | 0 | 0 | 0 | 0 | 0 | 0 | 0 | 0 | 0 | 0 | 0 | 0 | 0 | 0 | 0 | 0 | 0 | 0 |  | 0.12641 | 0.12582 | 0.12065 | 0.12065 | 0.11678 | 0.057093 | 0.056826 | 0.05728 | 0.05728 | 0.056796 | 0.072359 | 0.072021 | 0.071551 | 0.071551 | 0.070463 | 0.084452 | 0.084058 | 0.082862 | 0.082862 | 0.081299 | Education - Community College - Computer Room (Instructional/PC Lab) - (break) - Sat | 10 | Closed | Closed | 0 | 0.288 | 0 | 0 | 0 | 0.288 | 0 | 0 | 0 | 0.024 | 0 | 0 | 0 | 0 | 0 | 0 | 0 | 0 | 0 | 0 | 0 | 0 | 0 | 0 | 0 | 0 | 0 | 0 | 0 | 0 | 0 | 0 | 0 | 0
530 | 5 | 30 | 13 | 6 |  |  |  |  | Education - Community College | Computer Room (Instructional/PC Lab) | Education - Community College - Computer Room (Instructional/PC Lab) | (break) | Education - Community College (break) | Education - Community College - Computer Room (Instructional/PC Lab) (break) | ComCollege ComputerRm (break) | Sun | 9 | 12 | 12 | 0.031959 | 1.7512 | 2.5472 | 1.1038 | 1.2736 | 0.95521 |  |  | 0 | 0 | 0 | 0 | 0 |  |  | 0.016119 | 0.023445 | 0.01016 | 0.011723 | 0.008792 |  |  | 0 | 0 | 0 | 0 | 0 |  |  | 0 | 0 | 0 | 0 | 0 |  |  | 0 | 0 | 0 | 0 | 0 |  |  | 0 | 0 | 0 | 0 | 0 |  |  | 0 | 0 | 0 | 0 | 0 |  |  | ComCollege ComputerRm (break) ILit Sun | ComCollege ComputerRm (break) ILit all | 2 | 0.1 | 0.1 | 0.024 | 0.001 | 0.001 | 0.001 | 0.001 | 0.001 | 0.001 | 0.001 | 0.001 | 0.001 | 0.001 | 0.001 | 0.001 | 0.001 | 0.001 | 0.001 | 0.001 | 0.001 | 0.001 | 0.001 | 0.001 | 0.001 | 0.001 | 0.001 | 0.001 | 0.001 | 0 | 0 | 0 | 0 | 0 | 0 | 0 | 0 | 0 | 0 | 0 | 0 | 0 | 0 | 0 | 0 | 0 | 0 | 0 | 0 | 0 | 0 | 0 | 0 | 0 | 0 | 0 | 0 | 0 | 0 | 0 | 0 | 0 | 0 | 0 | 0 | 0 | 0 | 0 | 0 | 0 | 0 | 0 | 0 | 0 | 0 | 0 | 0 | 0 | 0 | 0 | 0 | 0 | 0 |  | 0.12641 | 0.12582 | 0.12065 | 0.12065 | 0.11678 | 0.057093 | 0.056826 | 0.05728 | 0.05728 | 0.056796 | 0.072359 | 0.072021 | 0.071551 | 0.071551 | 0.070463 | 0.084452 | 0.084058 | 0.082862 | 0.082862 | 0.081299 | Education - Community College - Computer Room (Instructional/PC Lab) - (break) - Sun | 12 | Closed | Closed | 0 | 0.288 | 0 | 0 | 0 | 0.288 | 0 | 0 | 0 | 0.024 | 0 | 0 | 0 | 0 | 0 | 0 | 0 | 0 | 0 | 0 | 0 | 0 | 0 | 0 | 0 | 0 | 0 | 0 | 0 | 0 | 0 | 0 | 0 | 0
531 | 5 | 31 | 14 | 7 |  |  |  |  | Education - Community College | Computer Room (Instructional/PC Lab) | Education - Community College - Computer Room (Instructional/PC Lab) | (break) | Education - Community College (break) | Education - Community College - Computer Room (Instructional/PC Lab) (break) | ComCollege ComputerRm (break) | Hol | 14 | 3 | 3 | 0.031959 | 1.7512 | 2.5472 | 1.1038 | 1.2736 | 0.95521 |  |  | 0 | 0 | 0 | 0 | 0 |  |  | 0.0040297 | 0.0058613 | 0.0025399 | 0.0029307 | 0.002198 |  |  | 0 | 0 | 0 | 0 | 0 |  |  | 0 | 0 | 0 | 0 | 0 |  |  | 0 | 0 | 0 | 0 | 0 |  |  | 0 | 0 | 0 | 0 | 0 |  |  | 0 | 0 | 0 | 0 | 0 |  |  | ComCollege ComputerRm (break) ILit Hol | ComCollege ComputerRm (break) ILit all | 2 | 0.1 | 0.1 | 0.024 | 0.001 | 0.001 | 0.001 | 0.001 | 0.001 | 0.001 | 0.001 | 0.001 | 0.001 | 0.001 | 0.001 | 0.001 | 0.001 | 0.001 | 0.001 | 0.001 | 0.001 | 0.001 | 0.001 | 0.001 | 0.001 | 0.001 | 0.001 | 0.001 | 0.001 | 0 | 0 | 0 | 0 | 0 | 0 | 0 | 0 | 0 | 0 | 0 | 0 | 0 | 0 | 0 | 0 | 0 | 0 | 0 | 0 | 0 | 0 | 0 | 0 | 0 | 0 | 0 | 0 | 0 | 0 | 0 | 0 | 0 | 0 | 0 | 0 | 0 | 0 | 0 | 0 | 0 | 0 | 0 | 0 | 0 | 0 | 0 | 0 | 0 | 0 | 0 | 0 | 0 | 0 |  | 0.12641 | 0.12582 | 0.12065 | 0.12065 | 0.11678 | 0.057093 | 0.056826 | 0.05728 | 0.05728 | 0.056796 | 0.072359 | 0.072021 | 0.071551 | 0.071551 | 0.070463 | 0.084452 | 0.084058 | 0.082862 | 0.082862 | 0.081299 | Education - Community College - Computer Room (Instructional/PC Lab) - (break) - Hol | 14 | Closed | Closed | 0 | 0.072 | 0 | 0 | 0 | 0.072 | 0 | 0 | 0 | 0.024 | 0 | 0 | 0 | 0 | 0 | 0 | 0 | 0 | 0 | 0 | 0 | 0 | 0 | 0 | 0 | 0 | 0 | 0 | 0 | 0 | 0 | 0 | 0 | 0
532 | 5 | 32 | 15 | 8 |  | Education - Community College (break) |  | Education - Community College - Computer Room (Instructional/PC Lab) (break) | Education - Community College | Computer Room (Instructional/PC Lab) | Education - Community College - Computer Room (Instructional/PC Lab) | (break) | Education - Community College (break) | Education - Community College - Computer Room (Instructional/PC Lab) (break) | ComCollege ComputerRm (break) | all | 9 | 38 | 38 | 0.031959 | 1.7512 | 2.5472 | 1.1038 | 1.2736 | 0.95521 |  |  | 0 | 0 | 0 | 0 | 0 |  |  | 0.051042 | 0.074243 | 0.032172 | 0.037122 | 0.027841 |  |  | 5.5968e-05 | 8.1407e-05 | 3.5277e-05 | 4.0704e-05 | 3.0528e-05 |  |  | 0 | 0 | 0 | 0 | 0 |  |  | 0 | 0 | 0 | 0 | 0 |  |  | 0.001 | 0.001 | 0.001 | 0.001 | 0.001 |  |  | 0.001 | 0.001 | 0.001 | 0.001 | 0.001 |  |  | ComCollege ComputerRm (break) ILit all | ComCollege ComputerRm (break) ILit all | 2 | 0.1 | 0.1 | 0.024 | 0.001 | 0.001 | 0.001 | 0.001 | 0.001 | 0.001 | 0.001 | 0.001 | 0.001 | 0.001 | 0.001 | 0.001 | 0.001 | 0.001 | 0.001 | 0.001 | 0.001 | 0.001 | 0.001 | 0.001 | 0.001 | 0.001 | 0.001 | 0.001 | 0.001 | 0 | 0 | 0 | 0 | 0 | 0 | 0 | 0 | 0 | 0 | 0 | 0 | 0 | 0 | 0 | 0 | 0 | 0 | 0 | 0 | 0 | 0 | 0 | 0 | 0 | 0 | 0 | 0 | 0 | 0 | 0 | 0 | 0 | 0 | 0 | 0 | 0 | 0 | 0 | 0 | 0 | 0 | 0 | 0 | 0 | 0 | 0 | 0 | 0 | 0 | 0 | 0 | 0 | 0 |  | 0.12641 | 0.12582 | 0.12065 | 0.12065 | 0.11678 | 0.057093 | 0.056826 | 0.05728 | 0.05728 | 0.056796 | 0.072359 | 0.072021 | 0.071551 | 0.071551 | 0.070463 | 0.084452 | 0.084058 | 0.082862 | 0.082862 | 0.081299 | Education - Community College - Computer Room (Instructional/PC Lab) - (break) - all | 16 | 9 | 16 | 0.266 | 0.646 | 0.266 | 0.646 | 0 | 0 | 0.007 | 0.017 | 0 | 0 | 0 | 0 | 0 | 0 | 0 | 0 | 0 | 0 | 0.001 | 0.001 | 0.001 | 0.001 | 0.001 | 0.001 | 0.001 | 0 | 0 | 0 | 0 | 0 | 0 | 0 | 0 | 0
533 | 5 | 33 | 12 | 9 |  |  |  |  | Education - Community College | Computer Room (Instructional/PC Lab) | Education - Community College - Computer Room (Instructional/PC Lab) | (summer) | Education - Community College (summer) | Education - Community College - Computer Room (Instructional/PC Lab) (summer) | ComCollege ComputerRm (summer) | Sat | 16 | 8 | 8 | 0.031959 | 1.7512 | 2.5472 | 1.1038 | 1.2736 | 0.95521 |  |  | 0 | 0 | 0 | 0 | 0 |  |  | 0.53729 | 0.78151 | 0.33865 | 0.39076 | 0.29307 |  |  | 0 | 0 | 0 | 0 | 0 |  |  | 0 | 0 | 0 | 0 | 0 |  |  | 0 | 0 | 0 | 0 | 0 |  |  | 0 | 0 | 0 | 0 | 0 |  |  | 0 | 0 | 0 | 0 | 0 |  |  | ComCollege ComputerRm (summer) ILit Sat | ComCollege ComputerRm (summer) ILit all | 2 | 5 | 5 | 1.2 | 0.05 | 0.05 | 0.05 | 0.05 | 0.05 | 0.05 | 0.05 | 0.05 | 0.05 | 0.05 | 0.05 | 0.05 | 0.05 | 0.05 | 0.05 | 0.05 | 0.05 | 0.05 | 0.05 | 0.05 | 0.05 | 0.05 | 0.05 | 0.05 | 0.05 | 0 | 0 | 0 | 0 | 0 | 0 | 0 | 0 | 0 | 0 | 0 | 0 | 0 | 0 | 0 | 0 | 0 | 0 | 0 | 0 | 0 | 0 | 0 | 0 | 0 | 0 | 0 | 0 | 0 | 0 | 0 | 0 | 0 | 0 | 0 | 0 | 0 | 0 | 0 | 0 | 0 | 0 | 0 | 0 | 0 | 0 | 0 | 0 | 0 | 0 | 0 | 0 | 0 | 0 |  | 0.12641 | 0.12582 | 0.12065 | 0.12065 | 0.11678 | 0.057093 | 0.056826 | 0.05728 | 0.05728 | 0.056796 | 0.072359 | 0.072021 | 0.071551 | 0.071551 | 0.070463 | 0.084452 | 0.084058 | 0.082862 | 0.082862 | 0.081299 | Education - Community College - Computer Room (Instructional/PC Lab) - (summer) - Sat | 10 | 9 | 16 | 2.8 | 6.8 | 0 | 0 | 2.8 | 6.8 | 0 | 0 | 0.35 | 0.85 | 0 | 0 | 0 | 0 | 0 | 0 | 0 | 0 | 0.05 | 0.05 | 0.05 | 0.05 | 0.05 | 0.05 | 0.05 | 0 | 0 | 0 | 0 | 0 | 0 | 0 | 0 | 0
534 | 5 | 34 | 13 | 10 |  |  |  |  | Education - Community College | Computer Room (Instructional/PC Lab) | Education - Community College - Computer Room (Instructional/PC Lab) | (summer) | Education - Community College (summer) | Education - Community College - Computer Room (Instructional/PC Lab) (summer) | ComCollege ComputerRm (summer) | Sun | 8 | 8 | 8 | 0.031959 | 1.7512 | 2.5472 | 1.1038 | 1.2736 | 0.95521 |  |  | 0 | 0 | 0 | 0 | 0 |  |  | 0.53729 | 0.78151 | 0.33865 | 0.39076 | 0.29307 |  |  | 0 | 0 | 0 | 0 | 0 |  |  | 0 | 0 | 0 | 0 | 0 |  |  | 0 | 0 | 0 | 0 | 0 |  |  | 0 | 0 | 0 | 0 | 0 |  |  | 0 | 0 | 0 | 0 | 0 |  |  | ComCollege ComputerRm (summer) ILit Sun | ComCollege ComputerRm (summer) ILit all | 2 | 5 | 5 | 1.2 | 0.05 | 0.05 | 0.05 | 0.05 | 0.05 | 0.05 | 0.05 | 0.05 | 0.05 | 0.05 | 0.05 | 0.05 | 0.05 | 0.05 | 0.05 | 0.05 | 0.05 | 0.05 | 0.05 | 0.05 | 0.05 | 0.05 | 0.05 | 0.05 | 0.05 | 0 | 0 | 0 | 0 | 0 | 0 | 0 | 0 | 0 | 0 | 0 | 0 | 0 | 0 | 0 | 0 | 0 | 0 | 0 | 0 | 0 | 0 | 0 | 0 | 0 | 0 | 0 | 0 | 0 | 0 | 0 | 0 | 0 | 0 | 0 | 0 | 0 | 0 | 0 | 0 | 0 | 0 | 0 | 0 | 0 | 0 | 0 | 0 | 0 | 0 | 0 | 0 | 0 | 0 |  | 0.12641 | 0.12582 | 0.12065 | 0.12065 | 0.11678 | 0.057093 | 0.056826 | 0.05728 | 0.05728 | 0.056796 | 0.072359 | 0.072021 | 0.071551 | 0.071551 | 0.070463 | 0.084452 | 0.084058 | 0.082862 | 0.082862 | 0.081299 | Education - Community College - Computer Room (Instructional/PC Lab) - (summer) - Sun | 12 | 9 | 16 | 2.8 | 6.8 | 0 | 0 | 2.8 | 6.8 | 0 | 0 | 0.35 | 0.85 | 0 | 0 | 0 | 0 | 0 | 0 | 0 | 0 | 0.05 | 0.05 | 0.05 | 0.05 | 0.05 | 0.05 | 0.05 | 0 | 0 | 0 | 0 | 0 | 0 | 0 | 0 | 0
535 | 5 | 35 | 14 | 11 |  |  |  |  | Education - Community College | Computer Room (Instructional/PC Lab) | Education - Community College - Computer Room (Instructional/PC Lab) | (summer) | Education - Community College (summer) | Education - Community College - Computer Room (Instructional/PC Lab) (summer) | ComCollege ComputerRm (summer) | Hol | 15 | 1 | 1 | 0.031959 | 1.7512 | 2.5472 | 1.1038 | 1.2736 | 0.95521 |  |  | 0 | 0 | 0 | 0 | 0 |  |  | 0.067161 | 0.097689 | 0.042332 | 0.048844 | 0.036633 |  |  | 0 | 0 | 0 | 0 | 0 |  |  | 0 | 0 | 0 | 0 | 0 |  |  | 0 | 0 | 0 | 0 | 0 |  |  | 0 | 0 | 0 | 0 | 0 |  |  | 0 | 0 | 0 | 0 | 0 |  |  | ComCollege ComputerRm (summer) ILit Hol | ComCollege ComputerRm (summer) ILit all | 2 | 5 | 5 | 1.2 | 0.05 | 0.05 | 0.05 | 0.05 | 0.05 | 0.05 | 0.05 | 0.05 | 0.05 | 0.05 | 0.05 | 0.05 | 0.05 | 0.05 | 0.05 | 0.05 | 0.05 | 0.05 | 0.05 | 0.05 | 0.05 | 0.05 | 0.05 | 0.05 | 0.05 | 0 | 0 | 0 | 0 | 0 | 0 | 0 | 0 | 0 | 0 | 0 | 0 | 0 | 0 | 0 | 0 | 0 | 0 | 0 | 0 | 0 | 0 | 0 | 0 | 0 | 0 | 0 | 0 | 0 | 0 | 0 | 0 | 0 | 0 | 0 | 0 | 0 | 0 | 0 | 0 | 0 | 0 | 0 | 0 | 0 | 0 | 0 | 0 | 0 | 0 | 0 | 0 | 0 | 0 |  | 0.12641 | 0.12582 | 0.12065 | 0.12065 | 0.11678 | 0.057093 | 0.056826 | 0.05728 | 0.05728 | 0.056796 | 0.072359 | 0.072021 | 0.071551 | 0.071551 | 0.070463 | 0.084452 | 0.084058 | 0.082862 | 0.082862 | 0.081299 | Education - Community College - Computer Room (Instructional/PC Lab) - (summer) - Hol | 14 | 9 | 16 | 0.35 | 0.85 | 0 | 0 | 0.35 | 0.85 | 0 | 0 | 0.35 | 0.85 | 0 | 0 | 0 | 0 | 0 | 0 | 0 | 0 | 0.05 | 0.05 | 0.05 | 0.05 | 0.05 | 0.05 | 0.05 | 0 | 0 | 0 | 0 | 0 | 0 | 0 | 0 | 0
536 | 5 | 36 | 15 | 12 |  | Education - Community College (summer) | Education - Community College - Computer Room (Instructional/PC Lab) | Education - Community College - Computer Room (Instructional/PC Lab) (summer) | Education - Community College | Computer Room (Instructional/PC Lab) | Education - Community College - Computer Room (Instructional/PC Lab) | (summer) | Education - Community College (summer) | Education - Community College - Computer Room (Instructional/PC Lab) (summer) | ComCollege ComputerRm (summer) | all | 8 | 44 | 44 | 0.031959 | 1.7512 | 2.5472 | 1.1038 | 1.2736 | 0.95521 |  |  | 0.055968 | 0.081407 | 0.035277 | 0.040704 | 0.030528 |  |  | 11.2786 | 16.4052 | 7.1089 | 8.2026 | 6.152 |  |  | 0.022387 | 0.032563 | 0.014111 | 0.016281 | 0.012211 |  |  | 2242.53 | 2242.53 | 2242.53 | 2242.53 | 2242.53 |  |  | 0 | 0 | 0 | 0 | 0 |  |  | 0.4 | 0.4 | 0.4 | 0.4 | 0.4 |  |  | 0.22258 | 0.22174 | 0.19774 | 0.19774 | 0.18715 |  |  | ComCollege ComputerRm (summer) ILit all | ComCollege ComputerRm (summer) ILit all | 3083 | 4 | 40 | 4.58 | 0.4 | 0.04 | 0.04 | 0.04 | 0.04 | 0.04 | 0.12 | 0.12 | 0.2 | 0.4 | 0.4 | 0.4 | 0.4 | 0.4 | 0.4 | 0.4 | 0.4 | 0.4 | 0.1 | 0.04 | 0.04 | 0.04 | 0.04 | 0.04 | 0.04 | 0 | 0 | 0 | 0 | 0 | 0.22222 | 0.22222 | 0.44444 | 1 | 1 | 1 | 1 | 1 | 1 | 1 | 1 | 1 | 0.16667 | 0 | 0 | 0 | 0 | 0 | 0 | 0 | 0 | 0 | 0 | 0 | 0 | 0 | 0 | 0 | 0 | 0 | 0 | 0 | 0 | 0 | 0 | 0 | 0 | 0 | 0 | 0 | 0 | 0 | 0 | 0 | 0 | 0 | 0 | 0 | 0 |  | 0.12641 | 0.12582 | 0.12065 | 0.12065 | 0.11678 | 0.057093 | 0.056826 | 0.05728 | 0.05728 | 0.056796 | 0.072359 | 0.072021 | 0.071551 | 0.071551 | 0.070463 | 0.084452 | 0.084058 | 0.082862 | 0.082862 | 0.081299 | Education - Community College - Computer Room (Instructional/PC Lab) - (summer) - all | 16 | 9 | 21 | 166.32 | 35.2 | 166.32 | 35.2 | 0 | 0 | 3.78 | 0.8 | 0 | 0 | 0 | 0 | 0 | 0 | 0 | 0 | 0 | 0 | 0.4 | 0.4 | 0.4 | 0.4 | 0.4 | 0.4 | 0.4 | 0.4 | 0.4 | 0.1 | 0.04 | 0.04 | 0 | 0 | 0 | 0
537 | 5 | 37 | 12 | 1 |  |  |  |  | Education - Community College | Dining Area | Education - Community College - Dining Area |  | Education - Community College | Education - Community College - Dining Area | ComCollege Cafeteria (in session) | Sat | 16 | 32 | 32 | 0.087512 | 0.67859 | 1.0613 | 0.82785 | 0.95521 | 0.87561 |  |  | 0 | 0 | 0 | 0 | 0 |  |  | 2.2804 | 3.5666 | 2.782 | 3.21 | 2.9425 |  |  | 0 | 0 | 0 | 0 | 0 |  |  | 0 | 0 | 0 | 0 | 0 |  |  | 0 | 0 | 0 | 0 | 0 |  |  | 0 | 0 | 0 | 0 | 0 |  |  | 0 | 0 | 0 | 0 | 0 |  |  | ComCollege Cafeteria (in session) ILit Sat | ComCollege Cafeteria (in session) ILit all | 2 | 5 | 5 | 1.2 | 0.05 | 0.05 | 0.05 | 0.05 | 0.05 | 0.05 | 0.05 | 0.05 | 0.05 | 0.05 | 0.05 | 0.05 | 0.05 | 0.05 | 0.05 | 0.05 | 0.05 | 0.05 | 0.05 | 0.05 | 0.05 | 0.05 | 0.05 | 0.05 | 0.05 | 0 | 0 | 0 | 0 | 0 | 0 | 0 | 0 | 0 | 0 | 0 | 0 | 0 | 0 | 0 | 0 | 0 | 0 | 0 | 0 | 0 | 0 | 0 | 0 | 0 | 0 | 0 | 0 | 0 | 0 | 0 | 0 | 0 | 0 | 0 | 0 | 0 | 0 | 0 | 0 | 0 | 0 | 0 | 0 | 0 | 0 | 0 | 0 | 0 | 0 | 0 | 0 | 0 | 0 |  | 0.12641 | 0.12582 | 0.12065 | 0.12065 | 0.11678 | 0.057093 | 0.056826 | 0.05728 | 0.05728 | 0.056796 | 0.072359 | 0.072021 | 0.071551 | 0.071551 | 0.070463 | 0.084452 | 0.084058 | 0.082862 | 0.082862 | 0.081299 | Education - Community College - Dining Area - Sat | 10 | 9 | 16 | 11.2 | 27.2 | 0 | 0 | 11.2 | 27.2 | 0 | 0 | 0.35 | 0.85 | 0 | 0 | 0 | 0 | 0 | 0 | 0 | 0 | 0.05 | 0.05 | 0.05 | 0.05 | 0.05 | 0.05 | 0.05 | 0 | 0 | 0 | 0 | 0 | 0 | 0 | 0 | 0
538 | 5 | 38 | 13 | 2 |  |  |  |  | Education - Community College | Dining Area | Education - Community College - Dining Area |  | Education - Community College | Education - Community College - Dining Area | ComCollege Cafeteria (in session) | Sun | 8 | 32 | 32 | 0.087512 | 0.67859 | 1.0613 | 0.82785 | 0.95521 | 0.87561 |  |  | 0 | 0 | 0 | 0 | 0 |  |  | 2.2804 | 3.5666 | 2.782 | 3.21 | 2.9425 |  |  | 0 | 0 | 0 | 0 | 0 |  |  | 0 | 0 | 0 | 0 | 0 |  |  | 0 | 0 | 0 | 0 | 0 |  |  | 0 | 0 | 0 | 0 | 0 |  |  | 0 | 0 | 0 | 0 | 0 |  |  | ComCollege Cafeteria (in session) ILit Sun | ComCollege Cafeteria (in session) ILit all | 2 | 5 | 5 | 1.2 | 0.05 | 0.05 | 0.05 | 0.05 | 0.05 | 0.05 | 0.05 | 0.05 | 0.05 | 0.05 | 0.05 | 0.05 | 0.05 | 0.05 | 0.05 | 0.05 | 0.05 | 0.05 | 0.05 | 0.05 | 0.05 | 0.05 | 0.05 | 0.05 | 0.05 | 0 | 0 | 0 | 0 | 0 | 0 | 0 | 0 | 0 | 0 | 0 | 0 | 0 | 0 | 0 | 0 | 0 | 0 | 0 | 0 | 0 | 0 | 0 | 0 | 0 | 0 | 0 | 0 | 0 | 0 | 0 | 0 | 0 | 0 | 0 | 0 | 0 | 0 | 0 | 0 | 0 | 0 | 0 | 0 | 0 | 0 | 0 | 0 | 0 | 0 | 0 | 0 | 0 | 0 |  | 0.12641 | 0.12582 | 0.12065 | 0.12065 | 0.11678 | 0.057093 | 0.056826 | 0.05728 | 0.05728 | 0.056796 | 0.072359 | 0.072021 | 0.071551 | 0.071551 | 0.070463 | 0.084452 | 0.084058 | 0.082862 | 0.082862 | 0.081299 | Education - Community College - Dining Area - Sun | 12 | 9 | 16 | 11.2 | 27.2 | 0 | 0 | 11.2 | 27.2 | 0 | 0 | 0.35 | 0.85 | 0 | 0 | 0 | 0 | 0 | 0 | 0 | 0 | 0.05 | 0.05 | 0.05 | 0.05 | 0.05 | 0.05 | 0.05 | 0 | 0 | 0 | 0 | 0 | 0 | 0 | 0 | 0
539 | 5 | 39 | 14 | 3 |  |  |  |  | Education - Community College | Dining Area | Education - Community College - Dining Area |  | Education - Community College | Education - Community College - Dining Area | ComCollege Cafeteria (in session) | Hol | 15 | 6 | 6 | 0.087512 | 0.67859 | 1.0613 | 0.82785 | 0.95521 | 0.87561 |  |  | 0 | 0 | 0 | 0 | 0 |  |  | 0.42758 | 0.66874 | 0.52162 | 0.60187 | 0.55171 |  |  | 0 | 0 | 0 | 0 | 0 |  |  | 0 | 0 | 0 | 0 | 0 |  |  | 0 | 0 | 0 | 0 | 0 |  |  | 0 | 0 | 0 | 0 | 0 |  |  | 0 | 0 | 0 | 0 | 0 |  |  | ComCollege Cafeteria (in session) ILit Hol | ComCollege Cafeteria (in session) ILit all | 2 | 5 | 5 | 1.2 | 0.05 | 0.05 | 0.05 | 0.05 | 0.05 | 0.05 | 0.05 | 0.05 | 0.05 | 0.05 | 0.05 | 0.05 | 0.05 | 0.05 | 0.05 | 0.05 | 0.05 | 0.05 | 0.05 | 0.05 | 0.05 | 0.05 | 0.05 | 0.05 | 0.05 | 0 | 0 | 0 | 0 | 0 | 0 | 0 | 0 | 0 | 0 | 0 | 0 | 0 | 0 | 0 | 0 | 0 | 0 | 0 | 0 | 0 | 0 | 0 | 0 | 0 | 0 | 0 | 0 | 0 | 0 | 0 | 0 | 0 | 0 | 0 | 0 | 0 | 0 | 0 | 0 | 0 | 0 | 0 | 0 | 0 | 0 | 0 | 0 | 0 | 0 | 0 | 0 | 0 | 0 |  | 0.12641 | 0.12582 | 0.12065 | 0.12065 | 0.11678 | 0.057093 | 0.056826 | 0.05728 | 0.05728 | 0.056796 | 0.072359 | 0.072021 | 0.071551 | 0.071551 | 0.070463 | 0.084452 | 0.084058 | 0.082862 | 0.082862 | 0.081299 | Education - Community College - Dining Area - Hol | 14 | 9 | 16 | 2.1 | 5.1 | 0 | 0 | 2.1 | 5.1 | 0 | 0 | 0.35 | 0.85 | 0 | 0 | 0 | 0 | 0 | 0 | 0 | 0 | 0.05 | 0.05 | 0.05 | 0.05 | 0.05 | 0.05 | 0.05 | 0 | 0 | 0 | 0 | 0 | 0 | 0 | 0 | 0
540 | 5 | 40 | 15 | 4 |  | Education - Community College |  | Education - Community College - Dining Area | Education - Community College | Dining Area | Education - Community College - Dining Area |  | Education - Community College | Education - Community College - Dining Area | ComCollege Cafeteria (in session) | all | 8 | 169 | 169 | 0.087512 | 0.67859 | 1.0613 | 0.82785 | 0.95521 | 0.87561 |  |  | 0 | 0 | 0 | 0 | 0 |  |  | 114.914 | 179.7286 | 140.1883 | 161.7557 | 148.2761 |  |  | 0.059386 | 0.092881 | 0.072447 | 0.083593 | 0.076626 |  |  | 0 | 0 | 0 | 0 | 0 |  |  | 0 | 0 | 0 | 0 | 0 |  |  | 1 | 1 | 1 | 1 | 1 |  |  | 0.77989 | 0.78071 | 0.80388 | 0.80388 | 0.81386 |  |  | ComCollege Cafeteria (in session) ILit all | ComCollege Cafeteria (in session) ILit all | 3076 | 10 | 100 | 11.45 | 1 | 0.1 | 0.1 | 0.1 | 0.1 | 0.1 | 0.3 | 0.3 | 0.5 | 1 | 1 | 1 | 1 | 1 | 1 | 1 | 1 | 1 | 0.25 | 0.1 | 0.1 | 0.1 | 0.1 | 0.1 | 0.1 | 0 | 0 | 0 | 0 | 0 | 0.22222 | 0.22222 | 0.44444 | 1 | 1 | 1 | 1 | 1 | 1 | 1 | 1 | 1 | 0.16667 | 0 | 0 | 0 | 0 | 0 | 0 | 0 | 0 | 0 | 0 | 0 | 0 | 0 | 0 | 0 | 0 | 0 | 0 | 0 | 0 | 0 | 0 | 0 | 0 | 0 | 0 | 0 | 0 | 0 | 0 | 0 | 0 | 0 | 0 | 0 | 0 |  | 0.12641 | 0.12582 | 0.12065 | 0.12065 | 0.11678 | 0.057093 | 0.056826 | 0.05728 | 0.05728 | 0.056796 | 0.072359 | 0.072021 | 0.071551 | 0.071551 | 0.070463 | 0.084452 | 0.084058 | 0.082862 | 0.082862 | 0.081299 | Education - Community College - Dining Area - all | 16 | 9 | 21 | 1597.05 | 338 | 1597.05 | 338 | 0 | 0 | 9.45 | 2 | 0 | 0 | 0 | 0 | 0 | 0 | 0 | 0 | 0 | 0 | 1 | 1 | 1 | 1 | 1 | 1 | 1 | 1 | 1 | 0.25 | 0.1 | 0.1 | 0 | 0 | 0 | 0
541 | 5 | 41 | 12 | 5 |  |  |  |  | Education - Community College | Dining Area | Education - Community College - Dining Area | (break) | Education - Community College (break) | Education - Community College - Dining Area (break) | ComCollege Cafeteria (break) | Sat | 14 | 12 | 12 | 0.087512 | 0.67859 | 1.0613 | 0.82785 | 0.95521 | 0.87561 |  |  | 0 | 0 | 0 | 0 | 0 |  |  | 0.017103 | 0.02675 | 0.020865 | 0.024075 | 0.022068 |  |  | 0 | 0 | 0 | 0 | 0 |  |  | 0 | 0 | 0 | 0 | 0 |  |  | 0 | 0 | 0 | 0 | 0 |  |  | 0 | 0 | 0 | 0 | 0 |  |  | 0 | 0 | 0 | 0 | 0 |  |  | ComCollege Cafeteria (break) ILit Sat | ComCollege Cafeteria (break) ILit all | 2 | 0.1 | 0.1 | 0.024 | 0.001 | 0.001 | 0.001 | 0.001 | 0.001 | 0.001 | 0.001 | 0.001 | 0.001 | 0.001 | 0.001 | 0.001 | 0.001 | 0.001 | 0.001 | 0.001 | 0.001 | 0.001 | 0.001 | 0.001 | 0.001 | 0.001 | 0.001 | 0.001 | 0.001 | 0 | 0 | 0 | 0 | 0 | 0 | 0 | 0 | 0 | 0 | 0 | 0 | 0 | 0 | 0 | 0 | 0 | 0 | 0 | 0 | 0 | 0 | 0 | 0 | 0 | 0 | 0 | 0 | 0 | 0 | 0 | 0 | 0 | 0 | 0 | 0 | 0 | 0 | 0 | 0 | 0 | 0 | 0 | 0 | 0 | 0 | 0 | 0 | 0 | 0 | 0 | 0 | 0 | 0 |  | 0.12641 | 0.12582 | 0.12065 | 0.12065 | 0.11678 | 0.057093 | 0.056826 | 0.05728 | 0.05728 | 0.056796 | 0.072359 | 0.072021 | 0.071551 | 0.071551 | 0.070463 | 0.084452 | 0.084058 | 0.082862 | 0.082862 | 0.081299 | Education - Community College - Dining Area - (break) - Sat | 10 | Closed | Closed | 0 | 0.288 | 0 | 0 | 0 | 0.288 | 0 | 0 | 0 | 0.024 | 0 | 0 | 0 | 0 | 0 | 0 | 0 | 0 | 0 | 0 | 0 | 0 | 0 | 0 | 0 | 0 | 0 | 0 | 0 | 0 | 0 | 0 | 0 | 0
542 | 5 | 42 | 13 | 6 |  |  |  |  | Education - Community College | Dining Area | Education - Community College - Dining Area | (break) | Education - Community College (break) | Education - Community College - Dining Area (break) | ComCollege Cafeteria (break) | Sun | 9 | 12 | 12 | 0.087512 | 0.67859 | 1.0613 | 0.82785 | 0.95521 | 0.87561 |  |  | 0 | 0 | 0 | 0 | 0 |  |  | 0.017103 | 0.02675 | 0.020865 | 0.024075 | 0.022068 |  |  | 0 | 0 | 0 | 0 | 0 |  |  | 0 | 0 | 0 | 0 | 0 |  |  | 0 | 0 | 0 | 0 | 0 |  |  | 0 | 0 | 0 | 0 | 0 |  |  | 0 | 0 | 0 | 0 | 0 |  |  | ComCollege Cafeteria (break) ILit Sun | ComCollege Cafeteria (break) ILit all | 2 | 0.1 | 0.1 | 0.024 | 0.001 | 0.001 | 0.001 | 0.001 | 0.001 | 0.001 | 0.001 | 0.001 | 0.001 | 0.001 | 0.001 | 0.001 | 0.001 | 0.001 | 0.001 | 0.001 | 0.001 | 0.001 | 0.001 | 0.001 | 0.001 | 0.001 | 0.001 | 0.001 | 0.001 | 0 | 0 | 0 | 0 | 0 | 0 | 0 | 0 | 0 | 0 | 0 | 0 | 0 | 0 | 0 | 0 | 0 | 0 | 0 | 0 | 0 | 0 | 0 | 0 | 0 | 0 | 0 | 0 | 0 | 0 | 0 | 0 | 0 | 0 | 0 | 0 | 0 | 0 | 0 | 0 | 0 | 0 | 0 | 0 | 0 | 0 | 0 | 0 | 0 | 0 | 0 | 0 | 0 | 0 |  | 0.12641 | 0.12582 | 0.12065 | 0.12065 | 0.11678 | 0.057093 | 0.056826 | 0.05728 | 0.05728 | 0.056796 | 0.072359 | 0.072021 | 0.071551 | 0.071551 | 0.070463 | 0.084452 | 0.084058 | 0.082862 | 0.082862 | 0.081299 | Education - Community College - Dining Area - (break) - Sun | 12 | Closed | Closed | 0 | 0.288 | 0 | 0 | 0 | 0.288 | 0 | 0 | 0 | 0.024 | 0 | 0 | 0 | 0 | 0 | 0 | 0 | 0 | 0 | 0 | 0 | 0 | 0 | 0 | 0 | 0 | 0 | 0 | 0 | 0 | 0 | 0 | 0 | 0
543 | 5 | 43 | 14 | 7 |  |  |  |  | Education - Community College | Dining Area | Education - Community College - Dining Area | (break) | Education - Community College (break) | Education - Community College - Dining Area (break) | ComCollege Cafeteria (break) | Hol | 14 | 3 | 3 | 0.087512 | 0.67859 | 1.0613 | 0.82785 | 0.95521 | 0.87561 |  |  | 0 | 0 | 0 | 0 | 0 |  |  | 0.0042758 | 0.0066874 | 0.0052162 | 0.0060187 | 0.0055171 |  |  | 0 | 0 | 0 | 0 | 0 |  |  | 0 | 0 | 0 | 0 | 0 |  |  | 0 | 0 | 0 | 0 | 0 |  |  | 0 | 0 | 0 | 0 | 0 |  |  | 0 | 0 | 0 | 0 | 0 |  |  | ComCollege Cafeteria (break) ILit Hol | ComCollege Cafeteria (break) ILit all | 2 | 0.1 | 0.1 | 0.024 | 0.001 | 0.001 | 0.001 | 0.001 | 0.001 | 0.001 | 0.001 | 0.001 | 0.001 | 0.001 | 0.001 | 0.001 | 0.001 | 0.001 | 0.001 | 0.001 | 0.001 | 0.001 | 0.001 | 0.001 | 0.001 | 0.001 | 0.001 | 0.001 | 0.001 | 0 | 0 | 0 | 0 | 0 | 0 | 0 | 0 | 0 | 0 | 0 | 0 | 0 | 0 | 0 | 0 | 0 | 0 | 0 | 0 | 0 | 0 | 0 | 0 | 0 | 0 | 0 | 0 | 0 | 0 | 0 | 0 | 0 | 0 | 0 | 0 | 0 | 0 | 0 | 0 | 0 | 0 | 0 | 0 | 0 | 0 | 0 | 0 | 0 | 0 | 0 | 0 | 0 | 0 |  | 0.12641 | 0.12582 | 0.12065 | 0.12065 | 0.11678 | 0.057093 | 0.056826 | 0.05728 | 0.05728 | 0.056796 | 0.072359 | 0.072021 | 0.071551 | 0.071551 | 0.070463 | 0.084452 | 0.084058 | 0.082862 | 0.082862 | 0.081299 | Education - Community College - Dining Area - (break) - Hol | 14 | Closed | Closed | 0 | 0.072 | 0 | 0 | 0 | 0.072 | 0 | 0 | 0 | 0.024 | 0 | 0 | 0 | 0 | 0 | 0 | 0 | 0 | 0 | 0 | 0 | 0 | 0 | 0 | 0 | 0 | 0 | 0 | 0 | 0 | 0 | 0 | 0 | 0
544 | 5 | 44 | 15 | 8 |  | Education - Community College (break) |  | Education - Community College - Dining Area (break) | Education - Community College | Dining Area | Education - Community College - Dining Area | (break) | Education - Community College (break) | Education - Community College - Dining Area (break) | ComCollege Cafeteria (break) | all | 9 | 38 | 38 | 0.087512 | 0.67859 | 1.0613 | 0.82785 | 0.95521 | 0.87561 |  |  | 0 | 0 | 0 | 0 | 0 |  |  | 0.05416 | 0.084707 | 0.066072 | 0.076236 | 0.069883 |  |  | 5.9386e-05 | 9.2881e-05 | 7.2447e-05 | 8.3593e-05 | 7.6626e-05 |  |  | 0 | 0 | 0 | 0 | 0 |  |  | 0 | 0 | 0 | 0 | 0 |  |  | 0.001 | 0.001 | 0.001 | 0.001 | 0.001 |  |  | 0.001 | 0.001 | 0.001 | 0.001 | 0.001 |  |  | ComCollege Cafeteria (break) ILit all | ComCollege Cafeteria (break) ILit all | 2 | 0.1 | 0.1 | 0.024 | 0.001 | 0.001 | 0.001 | 0.001 | 0.001 | 0.001 | 0.001 | 0.001 | 0.001 | 0.001 | 0.001 | 0.001 | 0.001 | 0.001 | 0.001 | 0.001 | 0.001 | 0.001 | 0.001 | 0.001 | 0.001 | 0.001 | 0.001 | 0.001 | 0.001 | 0 | 0 | 0 | 0 | 0 | 0 | 0 | 0 | 0 | 0 | 0 | 0 | 0 | 0 | 0 | 0 | 0 | 0 | 0 | 0 | 0 | 0 | 0 | 0 | 0 | 0 | 0 | 0 | 0 | 0 | 0 | 0 | 0 | 0 | 0 | 0 | 0 | 0 | 0 | 0 | 0 | 0 | 0 | 0 | 0 | 0 | 0 | 0 | 0 | 0 | 0 | 0 | 0 | 0 |  | 0.12641 | 0.12582 | 0.12065 | 0.12065 | 0.11678 | 0.057093 | 0.056826 | 0.05728 | 0.05728 | 0.056796 | 0.072359 | 0.072021 | 0.071551 | 0.071551 | 0.070463 | 0.084452 | 0.084058 | 0.082862 | 0.082862 | 0.081299 | Education - Community College - Dining Area - (break) - all | 16 | 9 | 16 | 0.266 | 0.646 | 0.266 | 0.646 | 0 | 0 | 0.007 | 0.017 | 0 | 0 | 0 | 0 | 0 | 0 | 0 | 0 | 0 | 0 | 0.001 | 0.001 | 0.001 | 0.001 | 0.001 | 0.001 | 0.001 | 0 | 0 | 0 | 0 | 0 | 0 | 0 | 0 | 0
545 | 5 | 45 | 12 | 9 |  |  |  |  | Education - Community College | Dining Area | Education - Community College - Dining Area | (summer) | Education - Community College (summer) | Education - Community College - Dining Area (summer) | ComCollege Cafeteria (summer) | Sat | 16 | 8 | 8 | 0.087512 | 0.67859 | 1.0613 | 0.82785 | 0.95521 | 0.87561 |  |  | 0 | 0 | 0 | 0 | 0 |  |  | 0.011402 | 0.017833 | 0.01391 | 0.01605 | 0.014712 |  |  | 0 | 0 | 0 | 0 | 0 |  |  | 0 | 0 | 0 | 0 | 0 |  |  | 0 | 0 | 0 | 0 | 0 |  |  | 0 | 0 | 0 | 0 | 0 |  |  | 0 | 0 | 0 | 0 | 0 |  |  | ComCollege Cafeteria (summer) ILit Sat | ComCollege Cafeteria (summer) ILit all | 2 | 0.1 | 0.1 | 0.024 | 0.001 | 0.001 | 0.001 | 0.001 | 0.001 | 0.001 | 0.001 | 0.001 | 0.001 | 0.001 | 0.001 | 0.001 | 0.001 | 0.001 | 0.001 | 0.001 | 0.001 | 0.001 | 0.001 | 0.001 | 0.001 | 0.001 | 0.001 | 0.001 | 0.001 | 0 | 0 | 0 | 0 | 0 | 0 | 0 | 0 | 0 | 0 | 0 | 0 | 0 | 0 | 0 | 0 | 0 | 0 | 0 | 0 | 0 | 0 | 0 | 0 | 0 | 0 | 0 | 0 | 0 | 0 | 0 | 0 | 0 | 0 | 0 | 0 | 0 | 0 | 0 | 0 | 0 | 0 | 0 | 0 | 0 | 0 | 0 | 0 | 0 | 0 | 0 | 0 | 0 | 0 |  | 0.12641 | 0.12582 | 0.12065 | 0.12065 | 0.11678 | 0.057093 | 0.056826 | 0.05728 | 0.05728 | 0.056796 | 0.072359 | 0.072021 | 0.071551 | 0.071551 | 0.070463 | 0.084452 | 0.084058 | 0.082862 | 0.082862 | 0.081299 | Education - Community College - Dining Area - (summer) - Sat | 10 | 9 | 16 | 0.056 | 0.136 | 0 | 0 | 0.056 | 0.136 | 0 | 0 | 0.007 | 0.017 | 0 | 0 | 0 | 0 | 0 | 0 | 0 | 0 | 0.001 | 0.001 | 0.001 | 0.001 | 0.001 | 0.001 | 0.001 | 0 | 0 | 0 | 0 | 0 | 0 | 0 | 0 | 0
546 | 5 | 46 | 13 | 10 |  |  |  |  | Education - Community College | Dining Area | Education - Community College - Dining Area | (summer) | Education - Community College (summer) | Education - Community College - Dining Area (summer) | ComCollege Cafeteria (summer) | Sun | 8 | 8 | 8 | 0.087512 | 0.67859 | 1.0613 | 0.82785 | 0.95521 | 0.87561 |  |  | 0 | 0 | 0 | 0 | 0 |  |  | 0.011402 | 0.017833 | 0.01391 | 0.01605 | 0.014712 |  |  | 0 | 0 | 0 | 0 | 0 |  |  | 0 | 0 | 0 | 0 | 0 |  |  | 0 | 0 | 0 | 0 | 0 |  |  | 0 | 0 | 0 | 0 | 0 |  |  | 0 | 0 | 0 | 0 | 0 |  |  | ComCollege Cafeteria (summer) ILit Sun | ComCollege Cafeteria (summer) ILit all | 2 | 0.1 | 0.1 | 0.024 | 0.001 | 0.001 | 0.001 | 0.001 | 0.001 | 0.001 | 0.001 | 0.001 | 0.001 | 0.001 | 0.001 | 0.001 | 0.001 | 0.001 | 0.001 | 0.001 | 0.001 | 0.001 | 0.001 | 0.001 | 0.001 | 0.001 | 0.001 | 0.001 | 0.001 | 0 | 0 | 0 | 0 | 0 | 0 | 0 | 0 | 0 | 0 | 0 | 0 | 0 | 0 | 0 | 0 | 0 | 0 | 0 | 0 | 0 | 0 | 0 | 0 | 0 | 0 | 0 | 0 | 0 | 0 | 0 | 0 | 0 | 0 | 0 | 0 | 0 | 0 | 0 | 0 | 0 | 0 | 0 | 0 | 0 | 0 | 0 | 0 | 0 | 0 | 0 | 0 | 0 | 0 |  | 0.12641 | 0.12582 | 0.12065 | 0.12065 | 0.11678 | 0.057093 | 0.056826 | 0.05728 | 0.05728 | 0.056796 | 0.072359 | 0.072021 | 0.071551 | 0.071551 | 0.070463 | 0.084452 | 0.084058 | 0.082862 | 0.082862 | 0.081299 | Education - Community College - Dining Area - (summer) - Sun | 12 | 9 | 16 | 0.056 | 0.136 | 0 | 0 | 0.056 | 0.136 | 0 | 0 | 0.007 | 0.017 | 0 | 0 | 0 | 0 | 0 | 0 | 0 | 0 | 0.001 | 0.001 | 0.001 | 0.001 | 0.001 | 0.001 | 0.001 | 0 | 0 | 0 | 0 | 0 | 0 | 0 | 0 | 0
547 | 5 | 47 | 14 | 11 |  |  |  |  | Education - Community College | Dining Area | Education - Community College - Dining Area | (summer) | Education - Community College (summer) | Education - Community College - Dining Area (summer) | ComCollege Cafeteria (summer) | Hol | 15 | 1 | 1 | 0.087512 | 0.67859 | 1.0613 | 0.82785 | 0.95521 | 0.87561 |  |  | 0 | 0 | 0 | 0 | 0 |  |  | 0.0014253 | 0.0022291 | 0.0017387 | 0.0020062 | 0.001839 |  |  | 0 | 0 | 0 | 0 | 0 |  |  | 0 | 0 | 0 | 0 | 0 |  |  | 0 | 0 | 0 | 0 | 0 |  |  | 0 | 0 | 0 | 0 | 0 |  |  | 0 | 0 | 0 | 0 | 0 |  |  | ComCollege Cafeteria (summer) ILit Hol | ComCollege Cafeteria (summer) ILit all | 2 | 0.1 | 0.1 | 0.024 | 0.001 | 0.001 | 0.001 | 0.001 | 0.001 | 0.001 | 0.001 | 0.001 | 0.001 | 0.001 | 0.001 | 0.001 | 0.001 | 0.001 | 0.001 | 0.001 | 0.001 | 0.001 | 0.001 | 0.001 | 0.001 | 0.001 | 0.001 | 0.001 | 0.001 | 0 | 0 | 0 | 0 | 0 | 0 | 0 | 0 | 0 | 0 | 0 | 0 | 0 | 0 | 0 | 0 | 0 | 0 | 0 | 0 | 0 | 0 | 0 | 0 | 0 | 0 | 0 | 0 | 0 | 0 | 0 | 0 | 0 | 0 | 0 | 0 | 0 | 0 | 0 | 0 | 0 | 0 | 0 | 0 | 0 | 0 | 0 | 0 | 0 | 0 | 0 | 0 | 0 | 0 |  | 0.12641 | 0.12582 | 0.12065 | 0.12065 | 0.11678 | 0.057093 | 0.056826 | 0.05728 | 0.05728 | 0.056796 | 0.072359 | 0.072021 | 0.071551 | 0.071551 | 0.070463 | 0.084452 | 0.084058 | 0.082862 | 0.082862 | 0.081299 | Education - Community College - Dining Area - (summer) - Hol | 14 | 9 | 16 | 0.007 | 0.017 | 0 | 0 | 0.007 | 0.017 | 0 | 0 | 0.007 | 0.017 | 0 | 0 | 0 | 0 | 0 | 0 | 0 | 0 | 0.001 | 0.001 | 0.001 | 0.001 | 0.001 | 0.001 | 0.001 | 0 | 0 | 0 | 0 | 0 | 0 | 0 | 0 | 0
548 | 5 | 48 | 15 | 12 |  | Education - Community College (summer) | Education - Community College - Dining Area | Education - Community College - Dining Area (summer) | Education - Community College | Dining Area | Education - Community College - Dining Area | (summer) | Education - Community College (summer) | Education - Community College - Dining Area (summer) | ComCollege Cafeteria (summer) | all | 8 | 44 | 44 | 0.087512 | 0.67859 | 1.0613 | 0.82785 | 0.95521 | 0.87561 |  |  | 0.059386 | 0.092881 | 0.072447 | 0.083593 | 0.076626 |  |  | 0.062711 | 0.098082 | 0.076504 | 0.088274 | 0.080918 |  |  | 5.9386e-05 | 9.2881e-05 | 7.2447e-05 | 8.3593e-05 | 7.6626e-05 |  |  | 2022.074 | 2022.074 | 2022.074 | 2022.074 | 2022.074 |  |  | 0 | 0 | 0 | 0 | 0 |  |  | 0.001 | 0.001 | 0.001 | 0.001 | 0.001 |  |  | 0.22258 | 0.22174 | 0.19774 | 0.19774 | 0.18715 |  |  | ComCollege Cafeteria (summer) ILit all | ComCollege Cafeteria (summer) ILit all | 2 | 0.1 | 0.1 | 0.024 | 0.001 | 0.001 | 0.001 | 0.001 | 0.001 | 0.001 | 0.001 | 0.001 | 0.001 | 0.001 | 0.001 | 0.001 | 0.001 | 0.001 | 0.001 | 0.001 | 0.001 | 0.001 | 0.001 | 0.001 | 0.001 | 0.001 | 0.001 | 0.001 | 0.001 | 0 | 0 | 0 | 0 | 0 | 0 | 0 | 0 | 0 | 0 | 0 | 0 | 0 | 0 | 0 | 0 | 0 | 0 | 0 | 0 | 0 | 0 | 0 | 0 | 0 | 0 | 0 | 0 | 0 | 0 | 0 | 0 | 0 | 0 | 0 | 0 | 0 | 0 | 0 | 0 | 0 | 0 | 0 | 0 | 0 | 0 | 0 | 0 | 0 | 0 | 0 | 0 | 0 | 0 |  | 0.12641 | 0.12582 | 0.12065 | 0.12065 | 0.11678 | 0.057093 | 0.056826 | 0.05728 | 0.05728 | 0.056796 | 0.072359 | 0.072021 | 0.071551 | 0.071551 | 0.070463 | 0.084452 | 0.084058 | 0.082862 | 0.082862 | 0.081299 | Education - Community College - Dining Area - (summer) - all | 16 | 9 | 21 | 0.528 | 0.528 | 0.528 | 0.528 | 0 | 0 | 0.012 | 0.012 | 0 | 0 | 0 | 0 | 0 | 0 | 0 | 0 | 0 | 0 | 0.001 | 0.001 | 0.001 | 0.001 | 0.001 | 0.001 | 0.001 | 0.001 | 0.001 | 0.001 | 0.001 | 0.001 | 0 | 0 | 0 | 0
549 | 5 | 49 | 12 | 1 |  |  |  |  | Education - Community College | Kitchen and Food Preparation | Education - Community College - Kitchen and Food Preparation |  | Education - Community College | Education - Community College - Kitchen and Food Preparation | ComCollege Kitchen (in session) | Sat | 16 | 32 | 32 | 0.018749 | 1.7074 | 2.5472 | 1.1728 | 1.3532 | 1.2736 |  |  | 0 | 0 | 0 | 0 | 0 |  |  | 1.2293 | 1.8339 | 0.84434 | 0.97424 | 0.91693 |  |  | 0 | 0 | 0 | 0 | 0 |  |  | 0 | 0 | 0 | 0 | 0 |  |  | 0 | 0 | 0 | 0 | 0 |  |  | 0 | 0 | 0 | 0 | 0 |  |  | 0 | 0 | 0 | 0 | 0 |  |  | ComCollege Kitchen (in session) ILit Sat | ComCollege Kitchen (in session) ILit all | 2 | 5 | 5 | 1.2 | 0.05 | 0.05 | 0.05 | 0.05 | 0.05 | 0.05 | 0.05 | 0.05 | 0.05 | 0.05 | 0.05 | 0.05 | 0.05 | 0.05 | 0.05 | 0.05 | 0.05 | 0.05 | 0.05 | 0.05 | 0.05 | 0.05 | 0.05 | 0.05 | 0.05 | 0 | 0 | 0 | 0 | 0 | 0 | 0 | 0 | 0 | 0 | 0 | 0 | 0 | 0 | 0 | 0 | 0 | 0 | 0 | 0 | 0 | 0 | 0 | 0 | 0 | 0 | 0 | 0 | 0 | 0 | 0 | 0 | 0 | 0 | 0 | 0 | 0 | 0 | 0 | 0 | 0 | 0 | 0 | 0 | 0 | 0 | 0 | 0 | 0 | 0 | 0 | 0 | 0 | 0 |  | 0.12641 | 0.12582 | 0.12065 | 0.12065 | 0.11678 | 0.057093 | 0.056826 | 0.05728 | 0.05728 | 0.056796 | 0.072359 | 0.072021 | 0.071551 | 0.071551 | 0.070463 | 0.084452 | 0.084058 | 0.082862 | 0.082862 | 0.081299 | Education - Community College - Kitchen and Food Preparation - Sat | 10 | 9 | 16 | 11.2 | 27.2 | 0 | 0 | 11.2 | 27.2 | 0 | 0 | 0.35 | 0.85 | 0 | 0 | 0 | 0 | 0 | 0 | 0 | 0 | 0.05 | 0.05 | 0.05 | 0.05 | 0.05 | 0.05 | 0.05 | 0 | 0 | 0 | 0 | 0 | 0 | 0 | 0 | 0
550 | 5 | 50 | 13 | 2 |  |  |  |  | Education - Community College | Kitchen and Food Preparation | Education - Community College - Kitchen and Food Preparation |  | Education - Community College | Education - Community College - Kitchen and Food Preparation | ComCollege Kitchen (in session) | Sun | 8 | 32 | 32 | 0.018749 | 1.7074 | 2.5472 | 1.1728 | 1.3532 | 1.2736 |  |  | 0 | 0 | 0 | 0 | 0 |  |  | 1.2293 | 1.8339 | 0.84434 | 0.97424 | 0.91693 |  |  | 0 | 0 | 0 | 0 | 0 |  |  | 0 | 0 | 0 | 0 | 0 |  |  | 0 | 0 | 0 | 0 | 0 |  |  | 0 | 0 | 0 | 0 | 0 |  |  | 0 | 0 | 0 | 0 | 0 |  |  | ComCollege Kitchen (in session) ILit Sun | ComCollege Kitchen (in session) ILit all | 2 | 5 | 5 | 1.2 | 0.05 | 0.05 | 0.05 | 0.05 | 0.05 | 0.05 | 0.05 | 0.05 | 0.05 | 0.05 | 0.05 | 0.05 | 0.05 | 0.05 | 0.05 | 0.05 | 0.05 | 0.05 | 0.05 | 0.05 | 0.05 | 0.05 | 0.05 | 0.05 | 0.05 | 0 | 0 | 0 | 0 | 0 | 0 | 0 | 0 | 0 | 0 | 0 | 0 | 0 | 0 | 0 | 0 | 0 | 0 | 0 | 0 | 0 | 0 | 0 | 0 | 0 | 0 | 0 | 0 | 0 | 0 | 0 | 0 | 0 | 0 | 0 | 0 | 0 | 0 | 0 | 0 | 0 | 0 | 0 | 0 | 0 | 0 | 0 | 0 | 0 | 0 | 0 | 0 | 0 | 0 |  | 0.12641 | 0.12582 | 0.12065 | 0.12065 | 0.11678 | 0.057093 | 0.056826 | 0.05728 | 0.05728 | 0.056796 | 0.072359 | 0.072021 | 0.071551 | 0.071551 | 0.070463 | 0.084452 | 0.084058 | 0.082862 | 0.082862 | 0.081299 | Education - Community College - Kitchen and Food Preparation - Sun | 12 | 9 | 16 | 11.2 | 27.2 | 0 | 0 | 11.2 | 27.2 | 0 | 0 | 0.35 | 0.85 | 0 | 0 | 0 | 0 | 0 | 0 | 0 | 0 | 0.05 | 0.05 | 0.05 | 0.05 | 0.05 | 0.05 | 0.05 | 0 | 0 | 0 | 0 | 0 | 0 | 0 | 0 | 0
551 | 5 | 51 | 14 | 3 |  |  |  |  | Education - Community College | Kitchen and Food Preparation | Education - Community College - Kitchen and Food Preparation |  | Education - Community College | Education - Community College - Kitchen and Food Preparation | ComCollege Kitchen (in session) | Hol | 15 | 6 | 6 | 0.018749 | 1.7074 | 2.5472 | 1.1728 | 1.3532 | 1.2736 |  |  | 0 | 0 | 0 | 0 | 0 |  |  | 0.23049 | 0.34385 | 0.15831 | 0.18267 | 0.17192 |  |  | 0 | 0 | 0 | 0 | 0 |  |  | 0 | 0 | 0 | 0 | 0 |  |  | 0 | 0 | 0 | 0 | 0 |  |  | 0 | 0 | 0 | 0 | 0 |  |  | 0 | 0 | 0 | 0 | 0 |  |  | ComCollege Kitchen (in session) ILit Hol | ComCollege Kitchen (in session) ILit all | 2 | 5 | 5 | 1.2 | 0.05 | 0.05 | 0.05 | 0.05 | 0.05 | 0.05 | 0.05 | 0.05 | 0.05 | 0.05 | 0.05 | 0.05 | 0.05 | 0.05 | 0.05 | 0.05 | 0.05 | 0.05 | 0.05 | 0.05 | 0.05 | 0.05 | 0.05 | 0.05 | 0.05 | 0 | 0 | 0 | 0 | 0 | 0 | 0 | 0 | 0 | 0 | 0 | 0 | 0 | 0 | 0 | 0 | 0 | 0 | 0 | 0 | 0 | 0 | 0 | 0 | 0 | 0 | 0 | 0 | 0 | 0 | 0 | 0 | 0 | 0 | 0 | 0 | 0 | 0 | 0 | 0 | 0 | 0 | 0 | 0 | 0 | 0 | 0 | 0 | 0 | 0 | 0 | 0 | 0 | 0 |  | 0.12641 | 0.12582 | 0.12065 | 0.12065 | 0.11678 | 0.057093 | 0.056826 | 0.05728 | 0.05728 | 0.056796 | 0.072359 | 0.072021 | 0.071551 | 0.071551 | 0.070463 | 0.084452 | 0.084058 | 0.082862 | 0.082862 | 0.081299 | Education - Community College - Kitchen and Food Preparation - Hol | 14 | 9 | 16 | 2.1 | 5.1 | 0 | 0 | 2.1 | 5.1 | 0 | 0 | 0.35 | 0.85 | 0 | 0 | 0 | 0 | 0 | 0 | 0 | 0 | 0.05 | 0.05 | 0.05 | 0.05 | 0.05 | 0.05 | 0.05 | 0 | 0 | 0 | 0 | 0 | 0 | 0 | 0 | 0
552 | 5 | 52 | 15 | 4 |  | Education - Community College |  | Education - Community College - Kitchen and Food Preparation | Education - Community College | Kitchen and Food Preparation | Education - Community College - Kitchen and Food Preparation |  | Education - Community College | Education - Community College - Kitchen and Food Preparation | ComCollege Kitchen (in session) | all | 8 | 169 | 169 | 0.018749 | 1.7074 | 2.5472 | 1.1728 | 1.3532 | 1.2736 |  |  | 0 | 0 | 0 | 0 | 0 |  |  | 61.9447 | 92.4117 | 42.5479 | 49.0937 | 46.2058 |  |  | 0.032012 | 0.047757 | 0.021988 | 0.025371 | 0.023878 |  |  | 0 | 0 | 0 | 0 | 0 |  |  | 0 | 0 | 0 | 0 | 0 |  |  | 1 | 1 | 1 | 1 | 1 |  |  | 0.77989 | 0.78071 | 0.80388 | 0.80388 | 0.81386 |  |  | ComCollege Kitchen (in session) ILit all | ComCollege Kitchen (in session) ILit all | 3079 | 10 | 100 | 11.45 | 1 | 0.1 | 0.1 | 0.1 | 0.1 | 0.1 | 0.3 | 0.3 | 0.5 | 1 | 1 | 1 | 1 | 1 | 1 | 1 | 1 | 1 | 0.25 | 0.1 | 0.1 | 0.1 | 0.1 | 0.1 | 0.1 | 0 | 0 | 0 | 0 | 0 | 0.22222 | 0.22222 | 0.44444 | 1 | 1 | 1 | 1 | 1 | 1 | 1 | 1 | 1 | 0.16667 | 0 | 0 | 0 | 0 | 0 | 0 | 0 | 0 | 0 | 0 | 0 | 0 | 0 | 0 | 0 | 0 | 0 | 0 | 0 | 0 | 0 | 0 | 0 | 0 | 0 | 0 | 0 | 0 | 0 | 0 | 0 | 0 | 0 | 0 | 0 | 0 |  | 0.12641 | 0.12582 | 0.12065 | 0.12065 | 0.11678 | 0.057093 | 0.056826 | 0.05728 | 0.05728 | 0.056796 | 0.072359 | 0.072021 | 0.071551 | 0.071551 | 0.070463 | 0.084452 | 0.084058 | 0.082862 | 0.082862 | 0.081299 | Education - Community College - Kitchen and Food Preparation - all | 16 | 9 | 21 | 1597.05 | 338 | 1597.05 | 338 | 0 | 0 | 9.45 | 2 | 0 | 0 | 0 | 0 | 0 | 0 | 0 | 0 | 0 | 0 | 1 | 1 | 1 | 1 | 1 | 1 | 1 | 1 | 1 | 0.25 | 0.1 | 0.1 | 0 | 0 | 0 | 0
553 | 5 | 53 | 12 | 5 |  |  |  |  | Education - Community College | Kitchen and Food Preparation | Education - Community College - Kitchen and Food Preparation | (break) | Education - Community College (break) | Education - Community College - Kitchen and Food Preparation (break) | ComCollege Kitchen (break) | Sat | 14 | 12 | 12 | 0.018749 | 1.7074 | 2.5472 | 1.1728 | 1.3532 | 1.2736 |  |  | 0 | 0 | 0 | 0 | 0 |  |  | 0.0092194 | 0.013754 | 0.0063325 | 0.0073068 | 0.006877 |  |  | 0 | 0 | 0 | 0 | 0 |  |  | 0 | 0 | 0 | 0 | 0 |  |  | 0 | 0 | 0 | 0 | 0 |  |  | 0 | 0 | 0 | 0 | 0 |  |  | 0 | 0 | 0 | 0 | 0 |  |  | ComCollege Kitchen (break) ILit Sat | ComCollege Kitchen (break) ILit all | 2 | 0.1 | 0.1 | 0.024 | 0.001 | 0.001 | 0.001 | 0.001 | 0.001 | 0.001 | 0.001 | 0.001 | 0.001 | 0.001 | 0.001 | 0.001 | 0.001 | 0.001 | 0.001 | 0.001 | 0.001 | 0.001 | 0.001 | 0.001 | 0.001 | 0.001 | 0.001 | 0.001 | 0.001 | 0 | 0 | 0 | 0 | 0 | 0 | 0 | 0 | 0 | 0 | 0 | 0 | 0 | 0 | 0 | 0 | 0 | 0 | 0 | 0 | 0 | 0 | 0 | 0 | 0 | 0 | 0 | 0 | 0 | 0 | 0 | 0 | 0 | 0 | 0 | 0 | 0 | 0 | 0 | 0 | 0 | 0 | 0 | 0 | 0 | 0 | 0 | 0 | 0 | 0 | 0 | 0 | 0 | 0 |  | 0.12641 | 0.12582 | 0.12065 | 0.12065 | 0.11678 | 0.057093 | 0.056826 | 0.05728 | 0.05728 | 0.056796 | 0.072359 | 0.072021 | 0.071551 | 0.071551 | 0.070463 | 0.084452 | 0.084058 | 0.082862 | 0.082862 | 0.081299 | Education - Community College - Kitchen and Food Preparation - (break) - Sat | 10 | Closed | Closed | 0 | 0.288 | 0 | 0 | 0 | 0.288 | 0 | 0 | 0 | 0.024 | 0 | 0 | 0 | 0 | 0 | 0 | 0 | 0 | 0 | 0 | 0 | 0 | 0 | 0 | 0 | 0 | 0 | 0 | 0 | 0 | 0 | 0 | 0 | 0
554 | 5 | 54 | 13 | 6 |  |  |  |  | Education - Community College | Kitchen and Food Preparation | Education - Community College - Kitchen and Food Preparation | (break) | Education - Community College (break) | Education - Community College - Kitchen and Food Preparation (break) | ComCollege Kitchen (break) | Sun | 9 | 12 | 12 | 0.018749 | 1.7074 | 2.5472 | 1.1728 | 1.3532 | 1.2736 |  |  | 0 | 0 | 0 | 0 | 0 |  |  | 0.0092194 | 0.013754 | 0.0063325 | 0.0073068 | 0.006877 |  |  | 0 | 0 | 0 | 0 | 0 |  |  | 0 | 0 | 0 | 0 | 0 |  |  | 0 | 0 | 0 | 0 | 0 |  |  | 0 | 0 | 0 | 0 | 0 |  |  | 0 | 0 | 0 | 0 | 0 |  |  | ComCollege Kitchen (break) ILit Sun | ComCollege Kitchen (break) ILit all | 2 | 0.1 | 0.1 | 0.024 | 0.001 | 0.001 | 0.001 | 0.001 | 0.001 | 0.001 | 0.001 | 0.001 | 0.001 | 0.001 | 0.001 | 0.001 | 0.001 | 0.001 | 0.001 | 0.001 | 0.001 | 0.001 | 0.001 | 0.001 | 0.001 | 0.001 | 0.001 | 0.001 | 0.001 | 0 | 0 | 0 | 0 | 0 | 0 | 0 | 0 | 0 | 0 | 0 | 0 | 0 | 0 | 0 | 0 | 0 | 0 | 0 | 0 | 0 | 0 | 0 | 0 | 0 | 0 | 0 | 0 | 0 | 0 | 0 | 0 | 0 | 0 | 0 | 0 | 0 | 0 | 0 | 0 | 0 | 0 | 0 | 0 | 0 | 0 | 0 | 0 | 0 | 0 | 0 | 0 | 0 | 0 |  | 0.12641 | 0.12582 | 0.12065 | 0.12065 | 0.11678 | 0.057093 | 0.056826 | 0.05728 | 0.05728 | 0.056796 | 0.072359 | 0.072021 | 0.071551 | 0.071551 | 0.070463 | 0.084452 | 0.084058 | 0.082862 | 0.082862 | 0.081299 | Education - Community College - Kitchen and Food Preparation - (break) - Sun | 12 | Closed | Closed | 0 | 0.288 | 0 | 0 | 0 | 0.288 | 0 | 0 | 0 | 0.024 | 0 | 0 | 0 | 0 | 0 | 0 | 0 | 0 | 0 | 0 | 0 | 0 | 0 | 0 | 0 | 0 | 0 | 0 | 0 | 0 | 0 | 0 | 0 | 0
555 | 5 | 55 | 14 | 7 |  |  |  |  | Education - Community College | Kitchen and Food Preparation | Education - Community College - Kitchen and Food Preparation | (break) | Education - Community College (break) | Education - Community College - Kitchen and Food Preparation (break) | ComCollege Kitchen (break) | Hol | 14 | 3 | 3 | 0.018749 | 1.7074 | 2.5472 | 1.1728 | 1.3532 | 1.2736 |  |  | 0 | 0 | 0 | 0 | 0 |  |  | 0.0023049 | 0.0034385 | 0.0015831 | 0.0018267 | 0.0017192 |  |  | 0 | 0 | 0 | 0 | 0 |  |  | 0 | 0 | 0 | 0 | 0 |  |  | 0 | 0 | 0 | 0 | 0 |  |  | 0 | 0 | 0 | 0 | 0 |  |  | 0 | 0 | 0 | 0 | 0 |  |  | ComCollege Kitchen (break) ILit Hol | ComCollege Kitchen (break) ILit all | 2 | 0.1 | 0.1 | 0.024 | 0.001 | 0.001 | 0.001 | 0.001 | 0.001 | 0.001 | 0.001 | 0.001 | 0.001 | 0.001 | 0.001 | 0.001 | 0.001 | 0.001 | 0.001 | 0.001 | 0.001 | 0.001 | 0.001 | 0.001 | 0.001 | 0.001 | 0.001 | 0.001 | 0.001 | 0 | 0 | 0 | 0 | 0 | 0 | 0 | 0 | 0 | 0 | 0 | 0 | 0 | 0 | 0 | 0 | 0 | 0 | 0 | 0 | 0 | 0 | 0 | 0 | 0 | 0 | 0 | 0 | 0 | 0 | 0 | 0 | 0 | 0 | 0 | 0 | 0 | 0 | 0 | 0 | 0 | 0 | 0 | 0 | 0 | 0 | 0 | 0 | 0 | 0 | 0 | 0 | 0 | 0 |  | 0.12641 | 0.12582 | 0.12065 | 0.12065 | 0.11678 | 0.057093 | 0.056826 | 0.05728 | 0.05728 | 0.056796 | 0.072359 | 0.072021 | 0.071551 | 0.071551 | 0.070463 | 0.084452 | 0.084058 | 0.082862 | 0.082862 | 0.081299 | Education - Community College - Kitchen and Food Preparation - (break) - Hol | 14 | Closed | Closed | 0 | 0.072 | 0 | 0 | 0 | 0.072 | 0 | 0 | 0 | 0.024 | 0 | 0 | 0 | 0 | 0 | 0 | 0 | 0 | 0 | 0 | 0 | 0 | 0 | 0 | 0 | 0 | 0 | 0 | 0 | 0 | 0 | 0 | 0 | 0
556 | 5 | 56 | 15 | 8 |  | Education - Community College (break) |  | Education - Community College - Kitchen and Food Preparation (break) | Education - Community College | Kitchen and Food Preparation | Education - Community College - Kitchen and Food Preparation | (break) | Education - Community College (break) | Education - Community College - Kitchen and Food Preparation (break) | ComCollege Kitchen (break) | all | 9 | 38 | 38 | 0.018749 | 1.7074 | 2.5472 | 1.1728 | 1.3532 | 1.2736 |  |  | 0 | 0 | 0 | 0 | 0 |  |  | 0.029195 | 0.043554 | 0.020053 | 0.023138 | 0.021777 |  |  | 3.2012e-05 | 4.7757e-05 | 2.1988e-05 | 2.5371e-05 | 2.3878e-05 |  |  | 0 | 0 | 0 | 0 | 0 |  |  | 0 | 0 | 0 | 0 | 0 |  |  | 0.001 | 0.001 | 0.001 | 0.001 | 0.001 |  |  | 0.001 | 0.001 | 0.001 | 0.001 | 0.001 |  |  | ComCollege Kitchen (break) ILit all | ComCollege Kitchen (break) ILit all | 2 | 0.1 | 0.1 | 0.024 | 0.001 | 0.001 | 0.001 | 0.001 | 0.001 | 0.001 | 0.001 | 0.001 | 0.001 | 0.001 | 0.001 | 0.001 | 0.001 | 0.001 | 0.001 | 0.001 | 0.001 | 0.001 | 0.001 | 0.001 | 0.001 | 0.001 | 0.001 | 0.001 | 0.001 | 0 | 0 | 0 | 0 | 0 | 0 | 0 | 0 | 0 | 0 | 0 | 0 | 0 | 0 | 0 | 0 | 0 | 0 | 0 | 0 | 0 | 0 | 0 | 0 | 0 | 0 | 0 | 0 | 0 | 0 | 0 | 0 | 0 | 0 | 0 | 0 | 0 | 0 | 0 | 0 | 0 | 0 | 0 | 0 | 0 | 0 | 0 | 0 | 0 | 0 | 0 | 0 | 0 | 0 |  | 0.12641 | 0.12582 | 0.12065 | 0.12065 | 0.11678 | 0.057093 | 0.056826 | 0.05728 | 0.05728 | 0.056796 | 0.072359 | 0.072021 | 0.071551 | 0.071551 | 0.070463 | 0.084452 | 0.084058 | 0.082862 | 0.082862 | 0.081299 | Education - Community College - Kitchen and Food Preparation - (break) - all | 16 | 9 | 16 | 0.266 | 0.646 | 0.266 | 0.646 | 0 | 0 | 0.007 | 0.017 | 0 | 0 | 0 | 0 | 0 | 0 | 0 | 0 | 0 | 0 | 0.001 | 0.001 | 0.001 | 0.001 | 0.001 | 0.001 | 0.001 | 0 | 0 | 0 | 0 | 0 | 0 | 0 | 0 | 0
557 | 5 | 57 | 12 | 9 |  |  |  |  | Education - Community College | Kitchen and Food Preparation | Education - Community College - Kitchen and Food Preparation | (summer) | Education - Community College (summer) | Education - Community College - Kitchen and Food Preparation (summer) | ComCollege Kitchen (summer) | Sat | 16 | 8 | 8 | 0.018749 | 1.7074 | 2.5472 | 1.1728 | 1.3532 | 1.2736 |  |  | 0 | 0 | 0 | 0 | 0 |  |  | 0.0061463 | 0.0091693 | 0.0042217 | 0.0048712 | 0.0045846 |  |  | 0 | 0 | 0 | 0 | 0 |  |  | 0 | 0 | 0 | 0 | 0 |  |  | 0 | 0 | 0 | 0 | 0 |  |  | 0 | 0 | 0 | 0 | 0 |  |  | 0 | 0 | 0 | 0 | 0 |  |  | ComCollege Kitchen (summer) ILit Sat | ComCollege Kitchen (summer) ILit all | 2 | 0.1 | 0.1 | 0.024 | 0.001 | 0.001 | 0.001 | 0.001 | 0.001 | 0.001 | 0.001 | 0.001 | 0.001 | 0.001 | 0.001 | 0.001 | 0.001 | 0.001 | 0.001 | 0.001 | 0.001 | 0.001 | 0.001 | 0.001 | 0.001 | 0.001 | 0.001 | 0.001 | 0.001 | 0 | 0 | 0 | 0 | 0 | 0 | 0 | 0 | 0 | 0 | 0 | 0 | 0 | 0 | 0 | 0 | 0 | 0 | 0 | 0 | 0 | 0 | 0 | 0 | 0 | 0 | 0 | 0 | 0 | 0 | 0 | 0 | 0 | 0 | 0 | 0 | 0 | 0 | 0 | 0 | 0 | 0 | 0 | 0 | 0 | 0 | 0 | 0 | 0 | 0 | 0 | 0 | 0 | 0 |  | 0.12641 | 0.12582 | 0.12065 | 0.12065 | 0.11678 | 0.057093 | 0.056826 | 0.05728 | 0.05728 | 0.056796 | 0.072359 | 0.072021 | 0.071551 | 0.071551 | 0.070463 | 0.084452 | 0.084058 | 0.082862 | 0.082862 | 0.081299 | Education - Community College - Kitchen and Food Preparation - (summer) - Sat | 10 | 9 | 16 | 0.056 | 0.136 | 0 | 0 | 0.056 | 0.136 | 0 | 0 | 0.007 | 0.017 | 0 | 0 | 0 | 0 | 0 | 0 | 0 | 0 | 0.001 | 0.001 | 0.001 | 0.001 | 0.001 | 0.001 | 0.001 | 0 | 0 | 0 | 0 | 0 | 0 | 0 | 0 | 0
558 | 5 | 58 | 13 | 10 |  |  |  |  | Education - Community College | Kitchen and Food Preparation | Education - Community College - Kitchen and Food Preparation | (summer) | Education - Community College (summer) | Education - Community College - Kitchen and Food Preparation (summer) | ComCollege Kitchen (summer) | Sun | 8 | 8 | 8 | 0.018749 | 1.7074 | 2.5472 | 1.1728 | 1.3532 | 1.2736 |  |  | 0 | 0 | 0 | 0 | 0 |  |  | 0.0061463 | 0.0091693 | 0.0042217 | 0.0048712 | 0.0045846 |  |  | 0 | 0 | 0 | 0 | 0 |  |  | 0 | 0 | 0 | 0 | 0 |  |  | 0 | 0 | 0 | 0 | 0 |  |  | 0 | 0 | 0 | 0 | 0 |  |  | 0 | 0 | 0 | 0 | 0 |  |  | ComCollege Kitchen (summer) ILit Sun | ComCollege Kitchen (summer) ILit all | 2 | 0.1 | 0.1 | 0.024 | 0.001 | 0.001 | 0.001 | 0.001 | 0.001 | 0.001 | 0.001 | 0.001 | 0.001 | 0.001 | 0.001 | 0.001 | 0.001 | 0.001 | 0.001 | 0.001 | 0.001 | 0.001 | 0.001 | 0.001 | 0.001 | 0.001 | 0.001 | 0.001 | 0.001 | 0 | 0 | 0 | 0 | 0 | 0 | 0 | 0 | 0 | 0 | 0 | 0 | 0 | 0 | 0 | 0 | 0 | 0 | 0 | 0 | 0 | 0 | 0 | 0 | 0 | 0 | 0 | 0 | 0 | 0 | 0 | 0 | 0 | 0 | 0 | 0 | 0 | 0 | 0 | 0 | 0 | 0 | 0 | 0 | 0 | 0 | 0 | 0 | 0 | 0 | 0 | 0 | 0 | 0 |  | 0.12641 | 0.12582 | 0.12065 | 0.12065 | 0.11678 | 0.057093 | 0.056826 | 0.05728 | 0.05728 | 0.056796 | 0.072359 | 0.072021 | 0.071551 | 0.071551 | 0.070463 | 0.084452 | 0.084058 | 0.082862 | 0.082862 | 0.081299 | Education - Community College - Kitchen and Food Preparation - (summer) - Sun | 12 | 9 | 16 | 0.056 | 0.136 | 0 | 0 | 0.056 | 0.136 | 0 | 0 | 0.007 | 0.017 | 0 | 0 | 0 | 0 | 0 | 0 | 0 | 0 | 0.001 | 0.001 | 0.001 | 0.001 | 0.001 | 0.001 | 0.001 | 0 | 0 | 0 | 0 | 0 | 0 | 0 | 0 | 0
559 | 5 | 59 | 14 | 11 |  |  |  |  | Education - Community College | Kitchen and Food Preparation | Education - Community College - Kitchen and Food Preparation | (summer) | Education - Community College (summer) | Education - Community College - Kitchen and Food Preparation (summer) | ComCollege Kitchen (summer) | Hol | 15 | 1 | 1 | 0.018749 | 1.7074 | 2.5472 | 1.1728 | 1.3532 | 1.2736 |  |  | 0 | 0 | 0 | 0 | 0 |  |  | 0.00076829 | 0.0011462 | 0.00052771 | 0.0006089 | 0.00057308 |  |  | 0 | 0 | 0 | 0 | 0 |  |  | 0 | 0 | 0 | 0 | 0 |  |  | 0 | 0 | 0 | 0 | 0 |  |  | 0 | 0 | 0 | 0 | 0 |  |  | 0 | 0 | 0 | 0 | 0 |  |  | ComCollege Kitchen (summer) ILit Hol | ComCollege Kitchen (summer) ILit all | 2 | 0.1 | 0.1 | 0.024 | 0.001 | 0.001 | 0.001 | 0.001 | 0.001 | 0.001 | 0.001 | 0.001 | 0.001 | 0.001 | 0.001 | 0.001 | 0.001 | 0.001 | 0.001 | 0.001 | 0.001 | 0.001 | 0.001 | 0.001 | 0.001 | 0.001 | 0.001 | 0.001 | 0.001 | 0 | 0 | 0 | 0 | 0 | 0 | 0 | 0 | 0 | 0 | 0 | 0 | 0 | 0 | 0 | 0 | 0 | 0 | 0 | 0 | 0 | 0 | 0 | 0 | 0 | 0 | 0 | 0 | 0 | 0 | 0 | 0 | 0 | 0 | 0 | 0 | 0 | 0 | 0 | 0 | 0 | 0 | 0 | 0 | 0 | 0 | 0 | 0 | 0 | 0 | 0 | 0 | 0 | 0 |  | 0.12641 | 0.12582 | 0.12065 | 0.12065 | 0.11678 | 0.057093 | 0.056826 | 0.05728 | 0.05728 | 0.056796 | 0.072359 | 0.072021 | 0.071551 | 0.071551 | 0.070463 | 0.084452 | 0.084058 | 0.082862 | 0.082862 | 0.081299 | Education - Community College - Kitchen and Food Preparation - (summer) - Hol | 14 | 9 | 16 | 0.007 | 0.017 | 0 | 0 | 0.007 | 0.017 | 0 | 0 | 0.007 | 0.017 | 0 | 0 | 0 | 0 | 0 | 0 | 0 | 0 | 0.001 | 0.001 | 0.001 | 0.001 | 0.001 | 0.001 | 0.001 | 0 | 0 | 0 | 0 | 0 | 0 | 0 | 0 | 0
560 | 5 | 60 | 15 | 12 |  | Education - Community College (summer) | Education - Community College - Kitchen and Food Preparation | Education - Community College - Kitchen and Food Preparation (summer) | Education - Community College | Kitchen and Food Preparation | Education - Community College - Kitchen and Food Preparation | (summer) | Education - Community College (summer) | Education - Community College - Kitchen and Food Preparation (summer) | ComCollege Kitchen (summer) | all | 8 | 44 | 44 | 0.018749 | 1.7074 | 2.5472 | 1.1728 | 1.3532 | 1.2736 |  |  | 0.032012 | 0.047757 | 0.021988 | 0.025371 | 0.023878 |  |  | 0.033805 | 0.050431 | 0.023219 | 0.026792 | 0.025216 |  |  | 3.2012e-05 | 4.7757e-05 | 2.1988e-05 | 2.5371e-05 | 2.3878e-05 |  |  | 2022.074 | 2022.074 | 2022.074 | 2022.074 | 2022.074 |  |  | 0 | 0 | 0 | 0 | 0 |  |  | 0.001 | 0.001 | 0.001 | 0.001 | 0.001 |  |  | 0.22258 | 0.22174 | 0.19774 | 0.19774 | 0.18715 |  |  | ComCollege Kitchen (summer) ILit all | ComCollege Kitchen (summer) ILit all | 2 | 0.1 | 0.1 | 0.024 | 0.001 | 0.001 | 0.001 | 0.001 | 0.001 | 0.001 | 0.001 | 0.001 | 0.001 | 0.001 | 0.001 | 0.001 | 0.001 | 0.001 | 0.001 | 0.001 | 0.001 | 0.001 | 0.001 | 0.001 | 0.001 | 0.001 | 0.001 | 0.001 | 0.001 | 0 | 0 | 0 | 0 | 0 | 0 | 0 | 0 | 0 | 0 | 0 | 0 | 0 | 0 | 0 | 0 | 0 | 0 | 0 | 0 | 0 | 0 | 0 | 0 | 0 | 0 | 0 | 0 | 0 | 0 | 0 | 0 | 0 | 0 | 0 | 0 | 0 | 0 | 0 | 0 | 0 | 0 | 0 | 0 | 0 | 0 | 0 | 0 | 0 | 0 | 0 | 0 | 0 | 0 |  | 0.12641 | 0.12582 | 0.12065 | 0.12065 | 0.11678 | 0.057093 | 0.056826 | 0.05728 | 0.05728 | 0.056796 | 0.072359 | 0.072021 | 0.071551 | 0.071551 | 0.070463 | 0.084452 | 0.084058 | 0.082862 | 0.082862 | 0.081299 | Education - Community College - Kitchen and Food Preparation - (summer) - all | 16 | 9 | 21 | 0.528 | 0.528 | 0.528 | 0.528 | 0 | 0 | 0.012 | 0.012 | 0 | 0 | 0 | 0 | 0 | 0 | 0 | 0 | 0 | 0 | 0.001 | 0.001 | 0.001 | 0.001 | 0.001 | 0.001 | 0.001 | 0.001 | 0.001 | 0.001 | 0.001 | 0.001 | 0 | 0 | 0 | 0
561 | 5 | 61 | 12 | 1 |  |  |  |  | Education - Community College | Office (General) | Education - Community College - Office (General) |  | Education - Community College | Education - Community College - Office (General) | ComCollege Office (in session) | Sat | 16 | 32 | 32 | 0.23406 | 0.87561 | 1.2736 | 0.89683 | 1.0348 | 0.95521 |  |  | 0 | 0 | 0 | 0 | 0 |  |  | 7.8697 | 11.4469 | 8.0605 | 9.3006 | 8.5852 |  |  | 0 | 0 | 0 | 0 | 0 |  |  | 0 | 0 | 0 | 0 | 0 |  |  | 0 | 0 | 0 | 0 | 0 |  |  | 0 | 0 | 0 | 0 | 0 |  |  | 0 | 0 | 0 | 0 | 0 |  |  | ComCollege Office (in session) ILit Sat | ComCollege Office (in session) ILit all | 2 | 5 | 5 | 1.2 | 0.05 | 0.05 | 0.05 | 0.05 | 0.05 | 0.05 | 0.05 | 0.05 | 0.05 | 0.05 | 0.05 | 0.05 | 0.05 | 0.05 | 0.05 | 0.05 | 0.05 | 0.05 | 0.05 | 0.05 | 0.05 | 0.05 | 0.05 | 0.05 | 0.05 | 0 | 0 | 0 | 0 | 0 | 0 | 0 | 0 | 0 | 0 | 0 | 0 | 0 | 0 | 0 | 0 | 0 | 0 | 0 | 0 | 0 | 0 | 0 | 0 | 16 | 0 | 0.20792 | 0.079208 | 0.049505 | 0 | 0 | 0 | 0 | 0 | 0 | 0 | 0 | 0 | 0 | 0 | 0 | 0 | 0 | 0 | 0 | 0 | 0 | 0 | 0 | 0 | 0 | 0 | 0 | 0 |  | 0.12641 | 0.12582 | 0.12065 | 0.12065 | 0.11678 | 0.057093 | 0.056826 | 0.05728 | 0.05728 | 0.056796 | 0.072359 | 0.072021 | 0.071551 | 0.071551 | 0.070463 | 0.084452 | 0.084058 | 0.082862 | 0.082862 | 0.081299 | Education - Community College - Office (General) - Sat | 10 | 9 | 16 | 11.2 | 27.2 | 0 | 0 | 11.2 | 27.2 | 0 | 0 | 0.35 | 0.85 | 0 | 0 | 0 | 0 | 0 | 0 | 0 | 0 | 0.05 | 0.05 | 0.05 | 0.05 | 0.05 | 0.05 | 0.05 | 0 | 0 | 0 | 0 | 0 | 0 | 0 | 0 | 0
562 | 5 | 62 | 13 | 2 |  |  |  |  | Education - Community College | Office (General) | Education - Community College - Office (General) |  | Education - Community College | Education - Community College - Office (General) | ComCollege Office (in session) | Sun | 8 | 32 | 32 | 0.23406 | 0.87561 | 1.2736 | 0.89683 | 1.0348 | 0.95521 |  |  | 0 | 0 | 0 | 0 | 0 |  |  | 7.8697 | 11.4469 | 8.0605 | 9.3006 | 8.5852 |  |  | 0 | 0 | 0 | 0 | 0 |  |  | 0 | 0 | 0 | 0 | 0 |  |  | 0 | 0 | 0 | 0 | 0 |  |  | 0 | 0 | 0 | 0 | 0 |  |  | 0 | 0 | 0 | 0 | 0 |  |  | ComCollege Office (in session) ILit Sun | ComCollege Office (in session) ILit all | 2 | 5 | 5 | 1.2 | 0.05 | 0.05 | 0.05 | 0.05 | 0.05 | 0.05 | 0.05 | 0.05 | 0.05 | 0.05 | 0.05 | 0.05 | 0.05 | 0.05 | 0.05 | 0.05 | 0.05 | 0.05 | 0.05 | 0.05 | 0.05 | 0.05 | 0.05 | 0.05 | 0.05 | 0 | 0 | 0 | 0 | 0 | 0 | 0 | 0 | 0 | 0 | 0 | 0 | 0 | 0 | 0 | 0 | 0 | 0 | 0 | 0 | 0 | 0 | 0 | 0 | 16 | 0 | 0.20792 | 0.079208 | 0.049505 | 0 | 0 | 0 | 0 | 0 | 0 | 0 | 0 | 0 | 0 | 0 | 0 | 0 | 0 | 0 | 0 | 0 | 0 | 0 | 0 | 0 | 0 | 0 | 0 | 0 |  | 0.12641 | 0.12582 | 0.12065 | 0.12065 | 0.11678 | 0.057093 | 0.056826 | 0.05728 | 0.05728 | 0.056796 | 0.072359 | 0.072021 | 0.071551 | 0.071551 | 0.070463 | 0.084452 | 0.084058 | 0.082862 | 0.082862 | 0.081299 | Education - Community College - Office (General) - Sun | 12 | 9 | 16 | 11.2 | 27.2 | 0 | 0 | 11.2 | 27.2 | 0 | 0 | 0.35 | 0.85 | 0 | 0 | 0 | 0 | 0 | 0 | 0 | 0 | 0.05 | 0.05 | 0.05 | 0.05 | 0.05 | 0.05 | 0.05 | 0 | 0 | 0 | 0 | 0 | 0 | 0 | 0 | 0
563 | 5 | 63 | 14 | 3 |  |  |  |  | Education - Community College | Office (General) | Education - Community College - Office (General) |  | Education - Community College | Education - Community College - Office (General) | ComCollege Office (in session) | Hol | 15 | 6 | 6 | 0.23406 | 0.87561 | 1.2736 | 0.89683 | 1.0348 | 0.95521 |  |  | 0 | 0 | 0 | 0 | 0 |  |  | 1.4756 | 2.1463 | 1.5113 | 1.7439 | 1.6097 |  |  | 0 | 0 | 0 | 0 | 0 |  |  | 0 | 0 | 0 | 0 | 0 |  |  | 0 | 0 | 0 | 0 | 0 |  |  | 0 | 0 | 0 | 0 | 0 |  |  | 0 | 0 | 0 | 0 | 0 |  |  | ComCollege Office (in session) ILit Hol | ComCollege Office (in session) ILit all | 2 | 5 | 5 | 1.2 | 0.05 | 0.05 | 0.05 | 0.05 | 0.05 | 0.05 | 0.05 | 0.05 | 0.05 | 0.05 | 0.05 | 0.05 | 0.05 | 0.05 | 0.05 | 0.05 | 0.05 | 0.05 | 0.05 | 0.05 | 0.05 | 0.05 | 0.05 | 0.05 | 0.05 | 0 | 0 | 0 | 0 | 0 | 0 | 0 | 0 | 0 | 0 | 0 | 0 | 0 | 0 | 0 | 0 | 0 | 0 | 0 | 0 | 0 | 0 | 0 | 0 | 16 | 0 | 0.20792 | 0.079208 | 0.049505 | 0 | 0 | 0 | 0 | 0 | 0 | 0 | 0 | 0 | 0 | 0 | 0 | 0 | 0 | 0 | 0 | 0 | 0 | 0 | 0 | 0 | 0 | 0 | 0 | 0 |  | 0.12641 | 0.12582 | 0.12065 | 0.12065 | 0.11678 | 0.057093 | 0.056826 | 0.05728 | 0.05728 | 0.056796 | 0.072359 | 0.072021 | 0.071551 | 0.071551 | 0.070463 | 0.084452 | 0.084058 | 0.082862 | 0.082862 | 0.081299 | Education - Community College - Office (General) - Hol | 14 | 9 | 16 | 2.1 | 5.1 | 0 | 0 | 2.1 | 5.1 | 0 | 0 | 0.35 | 0.85 | 0 | 0 | 0 | 0 | 0 | 0 | 0 | 0 | 0.05 | 0.05 | 0.05 | 0.05 | 0.05 | 0.05 | 0.05 | 0 | 0 | 0 | 0 | 0 | 0 | 0 | 0 | 0
564 | 5 | 64 | 15 | 4 |  | Education - Community College |  | Education - Community College - Office (General) | Education - Community College | Office (General) | Education - Community College - Office (General) |  | Education - Community College | Education - Community College - Office (General) | ComCollege Office (in session) | all | 8 | 169 | 169 | 0.23406 | 0.87561 | 1.2736 | 0.89683 | 1.0348 | 0.95521 |  |  | 0 | 0 | 0 | 0 | 0 |  |  | 396.5715 | 576.8312 | 406.1853 | 468.6754 | 432.6234 |  |  | 0.20494 | 0.2981 | 0.20991 | 0.2422 | 0.22357 |  |  | 0 | 0 | 0 | 0 | 0 |  |  | 0 | 0 | 0 | 0 | 0 |  |  | 1 | 1 | 1 | 1 | 1 |  |  | 0.77989 | 0.78071 | 0.80388 | 0.80388 | 0.81386 |  |  | ComCollege Office (in session) ILit all | ComCollege Office (in session) ILit all | 3073 | 10 | 100 | 11.45 | 1 | 0.1 | 0.1 | 0.1 | 0.1 | 0.1 | 0.3 | 0.3 | 0.5 | 1 | 1 | 1 | 1 | 1 | 1 | 1 | 1 | 1 | 0.25 | 0.1 | 0.1 | 0.1 | 0.1 | 0.1 | 0.1 | 0 | 0 | 0 | 0 | 0 | 0.22222 | 0.22222 | 0.44444 | 1 | 1 | 1 | 1 | 1 | 1 | 1 | 1 | 1 | 0.16667 | 0 | 0 | 0 | 0 | 0 | 0 | 16 | 0.66337 | 0.20792 | 0.079208 | 0.049505 | 0.76136 | 0.16 | 0.10614 | 0.12182 | 0.13432 | 0.032791 | 0.047695 | 0.033586 | 0.038753 | 0.035772 | 0.021752 | 0.03164 | 0.022279 | 0.025707 | 0.02373 | 0.024966 | 0.036314 | 0.025571 | 0.029505 | 0.027235 | 0.027527 | 0.04004 | 0.028195 | 0.032532 | 0.03003 |  | 0.12641 | 0.12582 | 0.12065 | 0.12065 | 0.11678 | 0.057093 | 0.056826 | 0.05728 | 0.05728 | 0.056796 | 0.072359 | 0.072021 | 0.071551 | 0.071551 | 0.070463 | 0.084452 | 0.084058 | 0.082862 | 0.082862 | 0.081299 | Education - Community College - Office (General) - all | 16 | 9 | 21 | 1597.05 | 338 | 1597.05 | 338 | 0 | 0 | 9.45 | 2 | 0 | 0 | 0 | 0 | 0 | 0 | 0 | 0 | 0 | 0 | 1 | 1 | 1 | 1 | 1 | 1 | 1 | 1 | 1 | 0.25 | 0.1 | 0.1 | 0 | 0 | 0 | 0
565 | 5 | 65 | 12 | 5 |  |  |  |  | Education - Community College | Office (General) | Education - Community College - Office (General) | (break) | Education - Community College (break) | Education - Community College - Office (General) (break) | ComCollege Office (break) | Sat | 14 | 12 | 12 | 0.23406 | 0.87561 | 1.2736 | 0.89683 | 1.0348 | 0.95521 |  |  | 0 | 0 | 0 | 0 | 0 |  |  | 0.059023 | 0.085852 | 0.060454 | 0.069755 | 0.064389 |  |  | 0 | 0 | 0 | 0 | 0 |  |  | 0 | 0 | 0 | 0 | 0 |  |  | 0 | 0 | 0 | 0 | 0 |  |  | 0 | 0 | 0 | 0 | 0 |  |  | 0 | 0 | 0 | 0 | 0 |  |  | ComCollege Office (break) ILit Sat | ComCollege Office (break) ILit all | 2 | 0.1 | 0.1 | 0.024 | 0.001 | 0.001 | 0.001 | 0.001 | 0.001 | 0.001 | 0.001 | 0.001 | 0.001 | 0.001 | 0.001 | 0.001 | 0.001 | 0.001 | 0.001 | 0.001 | 0.001 | 0.001 | 0.001 | 0.001 | 0.001 | 0.001 | 0.001 | 0.001 | 0.001 | 0 | 0 | 0 | 0 | 0 | 0 | 0 | 0 | 0 | 0 | 0 | 0 | 0 | 0 | 0 | 0 | 0 | 0 | 0 | 0 | 0 | 0 | 0 | 0 | 0 | 0 | 0 | 0 | 0 | 0 | 0 | 0 | 0 | 0 | 0 | 0 | 0 | 0 | 0 | 0 | 0 | 0 | 0 | 0 | 0 | 0 | 0 | 0 | 0 | 0 | 0 | 0 | 0 | 0 |  | 0.12641 | 0.12582 | 0.12065 | 0.12065 | 0.11678 | 0.057093 | 0.056826 | 0.05728 | 0.05728 | 0.056796 | 0.072359 | 0.072021 | 0.071551 | 0.071551 | 0.070463 | 0.084452 | 0.084058 | 0.082862 | 0.082862 | 0.081299 | Education - Community College - Office (General) - (break) - Sat | 10 | Closed | Closed | 0 | 0.288 | 0 | 0 | 0 | 0.288 | 0 | 0 | 0 | 0.024 | 0 | 0 | 0 | 0 | 0 | 0 | 0 | 0 | 0 | 0 | 0 | 0 | 0 | 0 | 0 | 0 | 0 | 0 | 0 | 0 | 0 | 0 | 0 | 0
566 | 5 | 66 | 13 | 6 |  |  |  |  | Education - Community College | Office (General) | Education - Community College - Office (General) | (break) | Education - Community College (break) | Education - Community College - Office (General) (break) | ComCollege Office (break) | Sun | 9 | 12 | 12 | 0.23406 | 0.87561 | 1.2736 | 0.89683 | 1.0348 | 0.95521 |  |  | 0 | 0 | 0 | 0 | 0 |  |  | 0.059023 | 0.085852 | 0.060454 | 0.069755 | 0.064389 |  |  | 0 | 0 | 0 | 0 | 0 |  |  | 0 | 0 | 0 | 0 | 0 |  |  | 0 | 0 | 0 | 0 | 0 |  |  | 0 | 0 | 0 | 0 | 0 |  |  | 0 | 0 | 0 | 0 | 0 |  |  | ComCollege Office (break) ILit Sun | ComCollege Office (break) ILit all | 2 | 0.1 | 0.1 | 0.024 | 0.001 | 0.001 | 0.001 | 0.001 | 0.001 | 0.001 | 0.001 | 0.001 | 0.001 | 0.001 | 0.001 | 0.001 | 0.001 | 0.001 | 0.001 | 0.001 | 0.001 | 0.001 | 0.001 | 0.001 | 0.001 | 0.001 | 0.001 | 0.001 | 0.001 | 0 | 0 | 0 | 0 | 0 | 0 | 0 | 0 | 0 | 0 | 0 | 0 | 0 | 0 | 0 | 0 | 0 | 0 | 0 | 0 | 0 | 0 | 0 | 0 | 0 | 0 | 0 | 0 | 0 | 0 | 0 | 0 | 0 | 0 | 0 | 0 | 0 | 0 | 0 | 0 | 0 | 0 | 0 | 0 | 0 | 0 | 0 | 0 | 0 | 0 | 0 | 0 | 0 | 0 |  | 0.12641 | 0.12582 | 0.12065 | 0.12065 | 0.11678 | 0.057093 | 0.056826 | 0.05728 | 0.05728 | 0.056796 | 0.072359 | 0.072021 | 0.071551 | 0.071551 | 0.070463 | 0.084452 | 0.084058 | 0.082862 | 0.082862 | 0.081299 | Education - Community College - Office (General) - (break) - Sun | 12 | Closed | Closed | 0 | 0.288 | 0 | 0 | 0 | 0.288 | 0 | 0 | 0 | 0.024 | 0 | 0 | 0 | 0 | 0 | 0 | 0 | 0 | 0 | 0 | 0 | 0 | 0 | 0 | 0 | 0 | 0 | 0 | 0 | 0 | 0 | 0 | 0 | 0
567 | 5 | 67 | 14 | 7 |  |  |  |  | Education - Community College | Office (General) | Education - Community College - Office (General) | (break) | Education - Community College (break) | Education - Community College - Office (General) (break) | ComCollege Office (break) | Hol | 14 | 3 | 3 | 0.23406 | 0.87561 | 1.2736 | 0.89683 | 1.0348 | 0.95521 |  |  | 0 | 0 | 0 | 0 | 0 |  |  | 0.014756 | 0.021463 | 0.015113 | 0.017439 | 0.016097 |  |  | 0 | 0 | 0 | 0 | 0 |  |  | 0 | 0 | 0 | 0 | 0 |  |  | 0 | 0 | 0 | 0 | 0 |  |  | 0 | 0 | 0 | 0 | 0 |  |  | 0 | 0 | 0 | 0 | 0 |  |  | ComCollege Office (break) ILit Hol | ComCollege Office (break) ILit all | 2 | 0.1 | 0.1 | 0.024 | 0.001 | 0.001 | 0.001 | 0.001 | 0.001 | 0.001 | 0.001 | 0.001 | 0.001 | 0.001 | 0.001 | 0.001 | 0.001 | 0.001 | 0.001 | 0.001 | 0.001 | 0.001 | 0.001 | 0.001 | 0.001 | 0.001 | 0.001 | 0.001 | 0.001 | 0 | 0 | 0 | 0 | 0 | 0 | 0 | 0 | 0 | 0 | 0 | 0 | 0 | 0 | 0 | 0 | 0 | 0 | 0 | 0 | 0 | 0 | 0 | 0 | 0 | 0 | 0 | 0 | 0 | 0 | 0 | 0 | 0 | 0 | 0 | 0 | 0 | 0 | 0 | 0 | 0 | 0 | 0 | 0 | 0 | 0 | 0 | 0 | 0 | 0 | 0 | 0 | 0 | 0 |  | 0.12641 | 0.12582 | 0.12065 | 0.12065 | 0.11678 | 0.057093 | 0.056826 | 0.05728 | 0.05728 | 0.056796 | 0.072359 | 0.072021 | 0.071551 | 0.071551 | 0.070463 | 0.084452 | 0.084058 | 0.082862 | 0.082862 | 0.081299 | Education - Community College - Office (General) - (break) - Hol | 14 | Closed | Closed | 0 | 0.072 | 0 | 0 | 0 | 0.072 | 0 | 0 | 0 | 0.024 | 0 | 0 | 0 | 0 | 0 | 0 | 0 | 0 | 0 | 0 | 0 | 0 | 0 | 0 | 0 | 0 | 0 | 0 | 0 | 0 | 0 | 0 | 0 | 0
568 | 5 | 68 | 15 | 8 |  | Education - Community College (break) |  | Education - Community College - Office (General) (break) | Education - Community College | Office (General) | Education - Community College - Office (General) | (break) | Education - Community College (break) | Education - Community College - Office (General) (break) | ComCollege Office (break) | all | 9 | 38 | 38 | 0.23406 | 0.87561 | 1.2736 | 0.89683 | 1.0348 | 0.95521 |  |  | 0 | 0 | 0 | 0 | 0 |  |  | 0.18691 | 0.27186 | 0.19144 | 0.22089 | 0.2039 |  |  | 0.00020494 | 0.0002981 | 0.00020991 | 0.0002422 | 0.00022357 |  |  | 0 | 0 | 0 | 0 | 0 |  |  | 0 | 0 | 0 | 0 | 0 |  |  | 0.001 | 0.001 | 0.001 | 0.001 | 0.001 |  |  | 0.001 | 0.001 | 0.001 | 0.001 | 0.001 |  |  | ComCollege Office (break) ILit all | ComCollege Office (break) ILit all | 2 | 0.1 | 0.1 | 0.024 | 0.001 | 0.001 | 0.001 | 0.001 | 0.001 | 0.001 | 0.001 | 0.001 | 0.001 | 0.001 | 0.001 | 0.001 | 0.001 | 0.001 | 0.001 | 0.001 | 0.001 | 0.001 | 0.001 | 0.001 | 0.001 | 0.001 | 0.001 | 0.001 | 0.001 | 0 | 0 | 0 | 0 | 0 | 0 | 0 | 0 | 0 | 0 | 0 | 0 | 0 | 0 | 0 | 0 | 0 | 0 | 0 | 0 | 0 | 0 | 0 | 0 | 0 | 0 | 0 | 0 | 0 | 0 | 0 | 0 | 0 | 0 | 0 | 0 | 0 | 0 | 0 | 0 | 0 | 0 | 0 | 0 | 0 | 0 | 0 | 0 | 0 | 0 | 0 | 0 | 0 | 0 |  | 0.12641 | 0.12582 | 0.12065 | 0.12065 | 0.11678 | 0.057093 | 0.056826 | 0.05728 | 0.05728 | 0.056796 | 0.072359 | 0.072021 | 0.071551 | 0.071551 | 0.070463 | 0.084452 | 0.084058 | 0.082862 | 0.082862 | 0.081299 | Education - Community College - Office (General) - (break) - all | 16 | 9 | 16 | 0.266 | 0.646 | 0.266 | 0.646 | 0 | 0 | 0.007 | 0.017 | 0 | 0 | 0 | 0 | 0 | 0 | 0 | 0 | 0 | 0 | 0.001 | 0.001 | 0.001 | 0.001 | 0.001 | 0.001 | 0.001 | 0 | 0 | 0 | 0 | 0 | 0 | 0 | 0 | 0
569 | 5 | 69 | 12 | 9 |  |  |  |  | Education - Community College | Office (General) | Education - Community College - Office (General) | (summer) | Education - Community College (summer) | Education - Community College - Office (General) (summer) | ComCollege Office (summer) | Sat | 16 | 8 | 8 | 0.23406 | 0.87561 | 1.2736 | 0.89683 | 1.0348 | 0.95521 |  |  | 0 | 0 | 0 | 0 | 0 |  |  | 0.039349 | 0.057234 | 0.040303 | 0.046503 | 0.042926 |  |  | 0 | 0 | 0 | 0 | 0 |  |  | 0 | 0 | 0 | 0 | 0 |  |  | 0 | 0 | 0 | 0 | 0 |  |  | 0 | 0 | 0 | 0 | 0 |  |  | 0 | 0 | 0 | 0 | 0 |  |  | ComCollege Office (summer) ILit Sat | ComCollege Office (summer) ILit all | 2 | 0.1 | 0.1 | 0.024 | 0.001 | 0.001 | 0.001 | 0.001 | 0.001 | 0.001 | 0.001 | 0.001 | 0.001 | 0.001 | 0.001 | 0.001 | 0.001 | 0.001 | 0.001 | 0.001 | 0.001 | 0.001 | 0.001 | 0.001 | 0.001 | 0.001 | 0.001 | 0.001 | 0.001 | 0 | 0 | 0 | 0 | 0 | 0 | 0 | 0 | 0 | 0 | 0 | 0 | 0 | 0 | 0 | 0 | 0 | 0 | 0 | 0 | 0 | 0 | 0 | 0 | 0 | 0 | 0 | 0 | 0 | 0 | 0 | 0 | 0 | 0 | 0 | 0 | 0 | 0 | 0 | 0 | 0 | 0 | 0 | 0 | 0 | 0 | 0 | 0 | 0 | 0 | 0 | 0 | 0 | 0 |  | 0.12641 | 0.12582 | 0.12065 | 0.12065 | 0.11678 | 0.057093 | 0.056826 | 0.05728 | 0.05728 | 0.056796 | 0.072359 | 0.072021 | 0.071551 | 0.071551 | 0.070463 | 0.084452 | 0.084058 | 0.082862 | 0.082862 | 0.081299 | Education - Community College - Office (General) - (summer) - Sat | 10 | 9 | 16 | 0.056 | 0.136 | 0 | 0 | 0.056 | 0.136 | 0 | 0 | 0.007 | 0.017 | 0 | 0 | 0 | 0 | 0 | 0 | 0 | 0 | 0.001 | 0.001 | 0.001 | 0.001 | 0.001 | 0.001 | 0.001 | 0 | 0 | 0 | 0 | 0 | 0 | 0 | 0 | 0
570 | 5 | 70 | 13 | 10 |  |  |  |  | Education - Community College | Office (General) | Education - Community College - Office (General) | (summer) | Education - Community College (summer) | Education - Community College - Office (General) (summer) | ComCollege Office (summer) | Sun | 8 | 8 | 8 | 0.23406 | 0.87561 | 1.2736 | 0.89683 | 1.0348 | 0.95521 |  |  | 0 | 0 | 0 | 0 | 0 |  |  | 0.039349 | 0.057234 | 0.040303 | 0.046503 | 0.042926 |  |  | 0 | 0 | 0 | 0 | 0 |  |  | 0 | 0 | 0 | 0 | 0 |  |  | 0 | 0 | 0 | 0 | 0 |  |  | 0 | 0 | 0 | 0 | 0 |  |  | 0 | 0 | 0 | 0 | 0 |  |  | ComCollege Office (summer) ILit Sun | ComCollege Office (summer) ILit all | 2 | 0.1 | 0.1 | 0.024 | 0.001 | 0.001 | 0.001 | 0.001 | 0.001 | 0.001 | 0.001 | 0.001 | 0.001 | 0.001 | 0.001 | 0.001 | 0.001 | 0.001 | 0.001 | 0.001 | 0.001 | 0.001 | 0.001 | 0.001 | 0.001 | 0.001 | 0.001 | 0.001 | 0.001 | 0 | 0 | 0 | 0 | 0 | 0 | 0 | 0 | 0 | 0 | 0 | 0 | 0 | 0 | 0 | 0 | 0 | 0 | 0 | 0 | 0 | 0 | 0 | 0 | 0 | 0 | 0 | 0 | 0 | 0 | 0 | 0 | 0 | 0 | 0 | 0 | 0 | 0 | 0 | 0 | 0 | 0 | 0 | 0 | 0 | 0 | 0 | 0 | 0 | 0 | 0 | 0 | 0 | 0 |  | 0.12641 | 0.12582 | 0.12065 | 0.12065 | 0.11678 | 0.057093 | 0.056826 | 0.05728 | 0.05728 | 0.056796 | 0.072359 | 0.072021 | 0.071551 | 0.071551 | 0.070463 | 0.084452 | 0.084058 | 0.082862 | 0.082862 | 0.081299 | Education - Community College - Office (General) - (summer) - Sun | 12 | 9 | 16 | 0.056 | 0.136 | 0 | 0 | 0.056 | 0.136 | 0 | 0 | 0.007 | 0.017 | 0 | 0 | 0 | 0 | 0 | 0 | 0 | 0 | 0.001 | 0.001 | 0.001 | 0.001 | 0.001 | 0.001 | 0.001 | 0 | 0 | 0 | 0 | 0 | 0 | 0 | 0 | 0
571 | 5 | 71 | 14 | 11 |  |  |  |  | Education - Community College | Office (General) | Education - Community College - Office (General) | (summer) | Education - Community College (summer) | Education - Community College - Office (General) (summer) | ComCollege Office (summer) | Hol | 15 | 1 | 1 | 0.23406 | 0.87561 | 1.2736 | 0.89683 | 1.0348 | 0.95521 |  |  | 0 | 0 | 0 | 0 | 0 |  |  | 0.0049186 | 0.0071543 | 0.0050378 | 0.0058129 | 0.0053657 |  |  | 0 | 0 | 0 | 0 | 0 |  |  | 0 | 0 | 0 | 0 | 0 |  |  | 0 | 0 | 0 | 0 | 0 |  |  | 0 | 0 | 0 | 0 | 0 |  |  | 0 | 0 | 0 | 0 | 0 |  |  | ComCollege Office (summer) ILit Hol | ComCollege Office (summer) ILit all | 2 | 0.1 | 0.1 | 0.024 | 0.001 | 0.001 | 0.001 | 0.001 | 0.001 | 0.001 | 0.001 | 0.001 | 0.001 | 0.001 | 0.001 | 0.001 | 0.001 | 0.001 | 0.001 | 0.001 | 0.001 | 0.001 | 0.001 | 0.001 | 0.001 | 0.001 | 0.001 | 0.001 | 0.001 | 0 | 0 | 0 | 0 | 0 | 0 | 0 | 0 | 0 | 0 | 0 | 0 | 0 | 0 | 0 | 0 | 0 | 0 | 0 | 0 | 0 | 0 | 0 | 0 | 0 | 0 | 0 | 0 | 0 | 0 | 0 | 0 | 0 | 0 | 0 | 0 | 0 | 0 | 0 | 0 | 0 | 0 | 0 | 0 | 0 | 0 | 0 | 0 | 0 | 0 | 0 | 0 | 0 | 0 |  | 0.12641 | 0.12582 | 0.12065 | 0.12065 | 0.11678 | 0.057093 | 0.056826 | 0.05728 | 0.05728 | 0.056796 | 0.072359 | 0.072021 | 0.071551 | 0.071551 | 0.070463 | 0.084452 | 0.084058 | 0.082862 | 0.082862 | 0.081299 | Education - Community College - Office (General) - (summer) - Hol | 14 | 9 | 16 | 0.007 | 0.017 | 0 | 0 | 0.007 | 0.017 | 0 | 0 | 0.007 | 0.017 | 0 | 0 | 0 | 0 | 0 | 0 | 0 | 0 | 0.001 | 0.001 | 0.001 | 0.001 | 0.001 | 0.001 | 0.001 | 0 | 0 | 0 | 0 | 0 | 0 | 0 | 0 | 0
572 | 5 | 72 | 15 | 12 | Education - Community College | Education - Community College (summer) | Education - Community College - Office (General) | Education - Community College - Office (General) (summer) | Education - Community College | Office (General) | Education - Community College - Office (General) | (summer) | Education - Community College (summer) | Education - Community College - Office (General) (summer) | ComCollege Office (summer) | all | 8 | 44 | 44 | 0.23406 | 0.87561 | 1.2736 | 0.89683 | 1.0348 | 0.95521 |  |  | 0.20494 | 0.2981 | 0.20991 | 0.2422 | 0.22357 |  |  | 0.21642 | 0.31479 | 0.22166 | 0.25577 | 0.23609 |  |  | 0.00020494 | 0.0002981 | 0.00020991 | 0.0002422 | 0.00022357 |  |  | 2022.074 | 2022.074 | 2022.074 | 2022.074 | 2022.074 |  |  | 2771.789 | 2768.9828 | 2689.6756 | 2689.6756 | 2655.3908 |  |  | 0.001 | 0.001 | 0.001 | 0.001 | 0.001 |  |  | 0.22258 | 0.22174 | 0.19774 | 0.19774 | 0.18715 |  |  | ComCollege Office (summer) ILit all | ComCollege Office (summer) ILit all | 2 | 0.1 | 0.1 | 0.024 | 0.001 | 0.001 | 0.001 | 0.001 | 0.001 | 0.001 | 0.001 | 0.001 | 0.001 | 0.001 | 0.001 | 0.001 | 0.001 | 0.001 | 0.001 | 0.001 | 0.001 | 0.001 | 0.001 | 0.001 | 0.001 | 0.001 | 0.001 | 0.001 | 0.001 | 0 | 0 | 0 | 0 | 0 | 0 | 0 | 0 | 0 | 0 | 0 | 0 | 0 | 0 | 0 | 0 | 0 | 0 | 0 | 0 | 0 | 0 | 0 | 0 | 0 | 0 | 0 | 0 | 0 | 0 | 0 | 0 | 0 | 0 | 0 | 0 | 0 | 0 | 0 | 0 | 0 | 0 | 0 | 0 | 0 | 0 | 0 | 0 | 0 | 0 | 0 | 0 | 0 | 0 | Education - Community College | 0.12641 | 0.12582 | 0.12065 | 0.12065 | 0.11678 | 0.057093 | 0.056826 | 0.05728 | 0.05728 | 0.056796 | 0.072359 | 0.072021 | 0.071551 | 0.071551 | 0.070463 | 0.084452 | 0.084058 | 0.082862 | 0.082862 | 0.081299 | Education - Community College - Office (General) - (summer) - all | 16 | 9 | 21 | 0.528 | 0.528 | 0.528 | 0.528 | 0 | 0 | 0.012 | 0.012 | 0 | 0 | 0 | 0 | 0 | 0 | 0 | 0 | 0 | 0 | 0.001 | 0.001 | 0.001 | 0.001 | 0.001 | 0.001 | 0.001 | 0.001 | 0.001 | 0.001 | 0.001 | 0.001 | 0 | 0 | 0 | 0
601 | 6 | 1 | 12 | 1 |  |  |  |  | Education - University | Classroom/Lecture | Education - University - Classroom/Lecture |  | Education - University | Education - University - Classroom/Lecture | University Class (in session) | Sat | 18 | 32 | 32 | 0.40465 | 1.9201 | 2.6183 | 1.1346 | 1.3092 | 0.98188 |  |  | 0 | 0 | 0 | 0 | 0 |  |  | 258.5805 | 352.6098 | 152.7976 | 176.3049 | 132.2287 |  |  | 0 | 0 | 0 | 0 | 0 |  |  | 0 | 0 | 0 | 0 | 0 |  |  | 0 | 0 | 0 | 0 | 0 |  |  | 0 | 0 | 0 | 0 | 0 |  |  | 0 | 0 | 0 | 0 | 0 |  |  | University Class (in session) ILit Sat | University Class (in session) ILit all | 3092 | 5 | 100 | 10.4 | 0.9 | 0.05 | 0.05 | 0.05 | 0.05 | 0.05 | 0.05 | 0.05 | 0.8 | 1 | 1 | 1 | 0.9 | 0.9 | 0.9 | 1 | 1 | 0.7 | 0.4 | 0.2 | 0.05 | 0.05 | 0.05 | 0.05 | 0.05 | 0 | 0 | 0 | 0 | 0 | 0 | 0 | 0.78947 | 1 | 1 | 1 | 0.89474 | 0.89474 | 0.89474 | 1 | 1 | 0.68421 | 0.36842 | 0.15789 | 0 | 0 | 0 | 0 | 0 | 20 | 0 | 0.36 | 0.13 | 0.11 | 0 | 0 | 0 | 0 | 0 | 0 | 0 | 0 | 0 | 0 | 0 | 0 | 0 | 0 | 0 | 0 | 0 | 0 | 0 | 0 | 0 | 0 | 0 | 0 | 0 |  | 0.16497 | 0.16406 | 0.14993 | 0.14993 | 0.14205 | 0.073265 | 0.072861 | 0.069704 | 0.069704 | 0.067556 | 0.093321 | 0.092806 | 0.087596 | 0.087596 | 0.084345 | 0.10802 | 0.10743 | 0.10137 | 0.10137 | 0.097593 | Education - University - Classroom/Lecture - Sat | 10 | 9 | 16 | 214.4 | 118.4 | 0 | 0 | 214.4 | 118.4 | 0 | 0 | 6.7 | 3.7 | 0 | 0 | 0 | 0 | 0 | 0 | 0 | 0 | 1 | 1 | 1 | 0.9 | 0.9 | 0.9 | 1 | 0 | 0 | 0 | 0 | 0 | 0 | 0 | 0 | 0
602 | 6 | 2 | 13 | 2 |  |  |  |  | Education - University | Classroom/Lecture | Education - University - Classroom/Lecture |  | Education - University | Education - University - Classroom/Lecture | University Class (in session) | Sun | 9 | 32 | 32 | 0.40465 | 1.9201 | 2.6183 | 1.1346 | 1.3092 | 0.98188 |  |  | 0 | 0 | 0 | 0 | 0 |  |  | 39.7816 | 54.2477 | 23.5073 | 27.1238 | 20.3429 |  |  | 0 | 0 | 0 | 0 | 0 |  |  | 0 | 0 | 0 | 0 | 0 |  |  | 0 | 0 | 0 | 0 | 0 |  |  | 0 | 0 | 0 | 0 | 0 |  |  | 0 | 0 | 0 | 0 | 0 |  |  | University Class (in session) ILit Sun | University Class (in session) ILit all | 3093 | 5 | 25 | 1.6 | 0.05 | 0.05 | 0.05 | 0.05 | 0.05 | 0.05 | 0.05 | 0.05 | 0.05 | 0.05 | 0.05 | 0.25 | 0.25 | 0.05 | 0.05 | 0.05 | 0.05 | 0.05 | 0.05 | 0.05 | 0.05 | 0.05 | 0.05 | 0.05 | 0.05 | 0 | 0 | 0 | 0 | 0 | 0 | 0 | 0 | 0 | 0 | 1 | 1 | 0 | 0 | 0 | 0 | 0 | 0 | 0 | 0 | 0 | 0 | 0 | 0 | 20 | 0 | 0.36 | 0.13 | 0.11 | 0 | 0 | 0 | 0 | 0 | 0 | 0 | 0 | 0 | 0 | 0 | 0 | 0 | 0 | 0 | 0 | 0 | 0 | 0 | 0 | 0 | 0 | 0 | 0 | 0 |  | 0.16497 | 0.16406 | 0.14993 | 0.14993 | 0.14205 | 0.073265 | 0.072861 | 0.069704 | 0.069704 | 0.067556 | 0.093321 | 0.092806 | 0.087596 | 0.087596 | 0.084345 | 0.10802 | 0.10743 | 0.10137 | 0.10137 | 0.097593 | Education - University - Classroom/Lecture - Sun | 12 | 9 | 16 | 24 | 27.2 | 0 | 0 | 24 | 27.2 | 0 | 0 | 0.75 | 0.85 | 0 | 0 | 0 | 0 | 0 | 0 | 0 | 0 | 0.05 | 0.05 | 0.25 | 0.25 | 0.05 | 0.05 | 0.05 | 0 | 0 | 0 | 0 | 0 | 0 | 0 | 0 | 0
603 | 6 | 3 | 14 | 3 |  |  |  |  | Education - University | Classroom/Lecture | Education - University - Classroom/Lecture |  | Education - University | Education - University - Classroom/Lecture | University Class (in session) | Hol | 18 | 6 | 6 | 0.40465 | 1.9201 | 2.6183 | 1.1346 | 1.3092 | 0.98188 |  |  | 0 | 0 | 0 | 0 | 0 |  |  | 7.4591 | 10.1714 | 4.4076 | 5.0857 | 3.8143 |  |  | 0 | 0 | 0 | 0 | 0 |  |  | 0 | 0 | 0 | 0 | 0 |  |  | 0 | 0 | 0 | 0 | 0 |  |  | 0 | 0 | 0 | 0 | 0 |  |  | 0 | 0 | 0 | 0 | 0 |  |  | University Class (in session) ILit Hol | University Class (in session) ILit all | 3093 | 5 | 25 | 1.6 | 0.05 | 0.05 | 0.05 | 0.05 | 0.05 | 0.05 | 0.05 | 0.05 | 0.05 | 0.05 | 0.05 | 0.25 | 0.25 | 0.05 | 0.05 | 0.05 | 0.05 | 0.05 | 0.05 | 0.05 | 0.05 | 0.05 | 0.05 | 0.05 | 0.05 | 0 | 0 | 0 | 0 | 0 | 0 | 0 | 0 | 0 | 0 | 1 | 1 | 0 | 0 | 0 | 0 | 0 | 0 | 0 | 0 | 0 | 0 | 0 | 0 | 20 | 0 | 0.36 | 0.13 | 0.11 | 0 | 0 | 0 | 0 | 0 | 0 | 0 | 0 | 0 | 0 | 0 | 0 | 0 | 0 | 0 | 0 | 0 | 0 | 0 | 0 | 0 | 0 | 0 | 0 | 0 |  | 0.16497 | 0.16406 | 0.14993 | 0.14993 | 0.14205 | 0.073265 | 0.072861 | 0.069704 | 0.069704 | 0.067556 | 0.093321 | 0.092806 | 0.087596 | 0.087596 | 0.084345 | 0.10802 | 0.10743 | 0.10137 | 0.10137 | 0.097593 | Education - University - Classroom/Lecture - Hol | 14 | 9 | 16 | 4.5 | 5.1 | 0 | 0 | 4.5 | 5.1 | 0 | 0 | 0.75 | 0.85 | 0 | 0 | 0 | 0 | 0 | 0 | 0 | 0 | 0.05 | 0.05 | 0.25 | 0.25 | 0.05 | 0.05 | 0.05 | 0 | 0 | 0 | 0 | 0 | 0 | 0 | 0 | 0
604 | 6 | 4 | 15 | 4 |  | Education - University |  | Education - University - Classroom/Lecture | Education - University | Classroom/Lecture | Education - University - Classroom/Lecture |  | Education - University | Education - University - Classroom/Lecture | University Class (in session) | all | 9 | 169 | 169 | 0.40465 | 1.9201 | 2.6183 | 1.1346 | 1.3092 | 0.98188 |  |  | 0 | 0 | 0 | 0 | 0 |  |  | 1995.9185 | 2721.7071 | 1179.4064 | 1360.8535 | 1020.6402 |  |  | 0.77698 | 1.0595 | 0.45913 | 0.52976 | 0.39732 |  |  | 0 | 0 | 0 | 0 | 0 |  |  | 0 | 0 | 0 | 0 | 0 |  |  | 1 | 1 | 1 | 1 | 1 |  |  | 0.96695 | 0.96533 | 0.94393 | 0.94393 | 0.93491 |  |  | University Class (in session) ILit all | University Class (in session) ILit all | 3091 | 5 | 100 | 15.2 | 1 | 0.05 | 0.05 | 0.05 | 0.05 | 0.05 | 0.05 | 0.5 | 0.8 | 1 | 1 | 1 | 0.9 | 0.9 | 0.9 | 1 | 1 | 1 | 0.9 | 0.9 | 0.9 | 0.8 | 0.7 | 0.5 | 0.2 | 0 | 0 | 0 | 0 | 0 | 0 | 0.47368 | 0.78947 | 1 | 1 | 1 | 0.89474 | 0.89474 | 0.89474 | 1 | 1 | 1 | 0.89474 | 0.89474 | 0.89474 | 0.78947 | 0.68421 | 0.47368 | 0.15789 | 20 | 0.4 | 0.36 | 0.13 | 0.11 | 0.52632 | 0.2 | 0.08 | 0.10526 | 0.12323 | 0.1554 | 0.2119 | 0.091825 | 0.10595 | 0.079464 | 0.062159 | 0.084762 | 0.03673 | 0.042381 | 0.031786 | 0.081788 | 0.11153 | 0.048329 | 0.055764 | 0.041823 | 0.095748 | 0.13056 | 0.056578 | 0.065282 | 0.048962 |  | 0.16497 | 0.16406 | 0.14993 | 0.14993 | 0.14205 | 0.073265 | 0.072861 | 0.069704 | 0.069704 | 0.067556 | 0.093321 | 0.092806 | 0.087596 | 0.087596 | 0.084345 | 0.10802 | 0.10743 | 0.10137 | 0.10137 | 0.097593 | Education - University - Classroom/Lecture - all | 16 | 9 | 21 | 1926.6 | 642.2 | 1926.6 | 642.2 | 0 | 0 | 11.4 | 3.8 | 0 | 0 | 0 | 0 | 0 | 0 | 0 | 0 | 0 | 0 | 1 | 1 | 1 | 0.9 | 0.9 | 0.9 | 1 | 1 | 1 | 0.9 | 0.9 | 0.9 | 0 | 0 | 0 | 0
605 | 6 | 5 | 12 | 5 |  |  |  |  | Education - University | Classroom/Lecture | Education - University - Classroom/Lecture | (break) | Education - University (break) | Education - University - Classroom/Lecture (break) | University Class (break) | Sat | 14 | 12 | 12 | 0.40465 | 1.9201 | 2.6183 | 1.1346 | 1.3092 | 0.98188 |  |  | 0 | 0 | 0 | 0 | 0 |  |  | 0.22377 | 0.30514 | 0.13223 | 0.15257 | 0.11443 |  |  | 0 | 0 | 0 | 0 | 0 |  |  | 0 | 0 | 0 | 0 | 0 |  |  | 0 | 0 | 0 | 0 | 0 |  |  | 0 | 0 | 0 | 0 | 0 |  |  | 0 | 0 | 0 | 0 | 0 |  |  | University Class (break) ILit Sat | University Class (break) ILit all | 2 | 0.1 | 0.1 | 0.024 | 0.001 | 0.001 | 0.001 | 0.001 | 0.001 | 0.001 | 0.001 | 0.001 | 0.001 | 0.001 | 0.001 | 0.001 | 0.001 | 0.001 | 0.001 | 0.001 | 0.001 | 0.001 | 0.001 | 0.001 | 0.001 | 0.001 | 0.001 | 0.001 | 0.001 | 0 | 0 | 0 | 0 | 0 | 0 | 0 | 0 | 0 | 0 | 0 | 0 | 0 | 0 | 0 | 0 | 0 | 0 | 0 | 0 | 0 | 0 | 0 | 0 | 0 | 0 | 0 | 0 | 0 | 0 | 0 | 0 | 0 | 0 | 0 | 0 | 0 | 0 | 0 | 0 | 0 | 0 | 0 | 0 | 0 | 0 | 0 | 0 | 0 | 0 | 0 | 0 | 0 | 0 |  | 0.16497 | 0.16406 | 0.14993 | 0.14993 | 0.14205 | 0.073265 | 0.072861 | 0.069704 | 0.069704 | 0.067556 | 0.093321 | 0.092806 | 0.087596 | 0.087596 | 0.084345 | 0.10802 | 0.10743 | 0.10137 | 0.10137 | 0.097593 | Education - University - Classroom/Lecture - (break) - Sat | 10 | Closed | Closed | 0 | 0.288 | 0 | 0 | 0 | 0.288 | 0 | 0 | 0 | 0.024 | 0 | 0 | 0 | 0 | 0 | 0 | 0 | 0 | 0 | 0 | 0 | 0 | 0 | 0 | 0 | 0 | 0 | 0 | 0 | 0 | 0 | 0 | 0 | 0
606 | 6 | 6 | 13 | 6 |  |  |  |  | Education - University | Classroom/Lecture | Education - University - Classroom/Lecture | (break) | Education - University (break) | Education - University - Classroom/Lecture (break) | University Class (break) | Sun | 9 | 12 | 12 | 0.40465 | 1.9201 | 2.6183 | 1.1346 | 1.3092 | 0.98188 |  |  | 0 | 0 | 0 | 0 | 0 |  |  | 0.22377 | 0.30514 | 0.13223 | 0.15257 | 0.11443 |  |  | 0 | 0 | 0 | 0 | 0 |  |  | 0 | 0 | 0 | 0 | 0 |  |  | 0 | 0 | 0 | 0 | 0 |  |  | 0 | 0 | 0 | 0 | 0 |  |  | 0 | 0 | 0 | 0 | 0 |  |  | University Class (break) ILit Sun | University Class (break) ILit all | 2 | 0.1 | 0.1 | 0.024 | 0.001 | 0.001 | 0.001 | 0.001 | 0.001 | 0.001 | 0.001 | 0.001 | 0.001 | 0.001 | 0.001 | 0.001 | 0.001 | 0.001 | 0.001 | 0.001 | 0.001 | 0.001 | 0.001 | 0.001 | 0.001 | 0.001 | 0.001 | 0.001 | 0.001 | 0 | 0 | 0 | 0 | 0 | 0 | 0 | 0 | 0 | 0 | 0 | 0 | 0 | 0 | 0 | 0 | 0 | 0 | 0 | 0 | 0 | 0 | 0 | 0 | 0 | 0 | 0 | 0 | 0 | 0 | 0 | 0 | 0 | 0 | 0 | 0 | 0 | 0 | 0 | 0 | 0 | 0 | 0 | 0 | 0 | 0 | 0 | 0 | 0 | 0 | 0 | 0 | 0 | 0 |  | 0.16497 | 0.16406 | 0.14993 | 0.14993 | 0.14205 | 0.073265 | 0.072861 | 0.069704 | 0.069704 | 0.067556 | 0.093321 | 0.092806 | 0.087596 | 0.087596 | 0.084345 | 0.10802 | 0.10743 | 0.10137 | 0.10137 | 0.097593 | Education - University - Classroom/Lecture - (break) - Sun | 12 | Closed | Closed | 0 | 0.288 | 0 | 0 | 0 | 0.288 | 0 | 0 | 0 | 0.024 | 0 | 0 | 0 | 0 | 0 | 0 | 0 | 0 | 0 | 0 | 0 | 0 | 0 | 0 | 0 | 0 | 0 | 0 | 0 | 0 | 0 | 0 | 0 | 0
607 | 6 | 7 | 14 | 7 |  |  |  |  | Education - University | Classroom/Lecture | Education - University - Classroom/Lecture | (break) | Education - University (break) | Education - University - Classroom/Lecture (break) | University Class (break) | Hol | 14 | 3 | 3 | 0.40465 | 1.9201 | 2.6183 | 1.1346 | 1.3092 | 0.98188 |  |  | 0 | 0 | 0 | 0 | 0 |  |  | 0.055943 | 0.076286 | 0.033057 | 0.038143 | 0.028607 |  |  | 0 | 0 | 0 | 0 | 0 |  |  | 0 | 0 | 0 | 0 | 0 |  |  | 0 | 0 | 0 | 0 | 0 |  |  | 0 | 0 | 0 | 0 | 0 |  |  | 0 | 0 | 0 | 0 | 0 |  |  | University Class (break) ILit Hol | University Class (break) ILit all | 2 | 0.1 | 0.1 | 0.024 | 0.001 | 0.001 | 0.001 | 0.001 | 0.001 | 0.001 | 0.001 | 0.001 | 0.001 | 0.001 | 0.001 | 0.001 | 0.001 | 0.001 | 0.001 | 0.001 | 0.001 | 0.001 | 0.001 | 0.001 | 0.001 | 0.001 | 0.001 | 0.001 | 0.001 | 0 | 0 | 0 | 0 | 0 | 0 | 0 | 0 | 0 | 0 | 0 | 0 | 0 | 0 | 0 | 0 | 0 | 0 | 0 | 0 | 0 | 0 | 0 | 0 | 0 | 0 | 0 | 0 | 0 | 0 | 0 | 0 | 0 | 0 | 0 | 0 | 0 | 0 | 0 | 0 | 0 | 0 | 0 | 0 | 0 | 0 | 0 | 0 | 0 | 0 | 0 | 0 | 0 | 0 |  | 0.16497 | 0.16406 | 0.14993 | 0.14993 | 0.14205 | 0.073265 | 0.072861 | 0.069704 | 0.069704 | 0.067556 | 0.093321 | 0.092806 | 0.087596 | 0.087596 | 0.084345 | 0.10802 | 0.10743 | 0.10137 | 0.10137 | 0.097593 | Education - University - Classroom/Lecture - (break) - Hol | 14 | Closed | Closed | 0 | 0.072 | 0 | 0 | 0 | 0.072 | 0 | 0 | 0 | 0.024 | 0 | 0 | 0 | 0 | 0 | 0 | 0 | 0 | 0 | 0 | 0 | 0 | 0 | 0 | 0 | 0 | 0 | 0 | 0 | 0 | 0 | 0 | 0 | 0
608 | 6 | 8 | 15 | 8 |  | Education - University (break) |  | Education - University - Classroom/Lecture (break) | Education - University | Classroom/Lecture | Education - University - Classroom/Lecture | (break) | Education - University (break) | Education - University - Classroom/Lecture (break) | University Class (break) | all | 9 | 38 | 38 | 0.40465 | 1.9201 | 2.6183 | 1.1346 | 1.3092 | 0.98188 |  |  | 0 | 0 | 0 | 0 | 0 |  |  | 73.5183 | 100.2522 | 43.4426 | 50.1261 | 37.5946 |  |  | 0.1554 | 0.2119 | 0.091825 | 0.10595 | 0.079464 |  |  | 0 | 0 | 0 | 0 | 0 |  |  | 0 | 0 | 0 | 0 | 0 |  |  | 0.2 | 0.2 | 0.2 | 0.2 | 0.2 |  |  | 0.21182 | 0.21072 | 0.21635 | 0.21635 | 0.2185 |  |  | University Class (break) ILit all | University Class (break) ILit all | 3129 | 3.5 | 20 | 2.49 | 0.2 | 0.035 | 0.035 | 0.035 | 0.035 | 0.035 | 0.035 | 0.035 | 0.035 | 0.2 | 0.2 | 0.2 | 0.2 | 0.2 | 0.2 | 0.2 | 0.2 | 0.2 | 0.2 | 0.035 | 0.035 | 0.035 | 0.035 | 0.035 | 0.035 | 0 | 0 | 0 | 0 | 0 | 0 | 0 | 0 | 1 | 1 | 1 | 1 | 1 | 1 | 1 | 1 | 1 | 1 | 0 | 0 | 0 | 0 | 0 | 0 | 0 | 0 | 0 | 0 | 0 | 0 | 0 | 0 | 0 | 0 | 0 | 0 | 0 | 0 | 0 | 0 | 0 | 0 | 0 | 0 | 0 | 0 | 0 | 0 | 0 | 0 | 0 | 0 | 0 | 0 |  | 0.16497 | 0.16406 | 0.14993 | 0.14993 | 0.14205 | 0.073265 | 0.072861 | 0.069704 | 0.069704 | 0.067556 | 0.093321 | 0.092806 | 0.087596 | 0.087596 | 0.084345 | 0.10802 | 0.10743 | 0.10137 | 0.10137 | 0.097593 | Education - University - Classroom/Lecture - (break) - all | 16 | 9 | 16 | 53.2 | 41.42 | 53.2 | 41.42 | 0 | 0 | 1.4 | 1.09 | 0 | 0 | 0 | 0 | 0 | 0 | 0 | 0 | 0 | 0 | 0.2 | 0.2 | 0.2 | 0.2 | 0.2 | 0.2 | 0.2 | 0 | 0 | 0 | 0 | 0 | 0 | 0 | 0 | 0
609 | 6 | 9 | 12 | 9 |  |  |  |  | Education - University | Classroom/Lecture | Education - University - Classroom/Lecture | (summer) | Education - University (summer) | Education - University - Classroom/Lecture (summer) | University Class (summer) | Sat | 18 | 8 | 8 | 0.40465 | 1.9201 | 2.6183 | 1.1346 | 1.3092 | 0.98188 |  |  | 0 | 0 | 0 | 0 | 0 |  |  | 25.8581 | 35.261 | 15.2798 | 17.6305 | 13.2229 |  |  | 0 | 0 | 0 | 0 | 0 |  |  | 0 | 0 | 0 | 0 | 0 |  |  | 0 | 0 | 0 | 0 | 0 |  |  | 0 | 0 | 0 | 0 | 0 |  |  | 0 | 0 | 0 | 0 | 0 |  |  | University Class (summer) ILit Sat | University Class (summer) ILit all | 3092 | 2 | 40 | 4.16 | 0.36 | 0.02 | 0.02 | 0.02 | 0.02 | 0.02 | 0.02 | 0.02 | 0.32 | 0.4 | 0.4 | 0.4 | 0.36 | 0.36 | 0.36 | 0.4 | 0.4 | 0.28 | 0.16 | 0.08 | 0.02 | 0.02 | 0.02 | 0.02 | 0.02 | 0 | 0 | 0 | 0 | 0 | 0 | 0 | 0.78947 | 1 | 1 | 1 | 0.89474 | 0.89474 | 0.89474 | 1 | 1 | 0.68421 | 0.36842 | 0.15789 | 0 | 0 | 0 | 0 | 0 | 0 | 0 | 0 | 0 | 0 | 0 | 0 | 0 | 0 | 0 | 0 | 0 | 0 | 0 | 0 | 0 | 0 | 0 | 0 | 0 | 0 | 0 | 0 | 0 | 0 | 0 | 0 | 0 | 0 | 0 |  | 0.16497 | 0.16406 | 0.14993 | 0.14993 | 0.14205 | 0.073265 | 0.072861 | 0.069704 | 0.069704 | 0.067556 | 0.093321 | 0.092806 | 0.087596 | 0.087596 | 0.084345 | 0.10802 | 0.10743 | 0.10137 | 0.10137 | 0.097593 | Education - University - Classroom/Lecture - (summer) - Sat | 10 | 9 | 16 | 21.44 | 11.84 | 0 | 0 | 21.44 | 11.84 | 0 | 0 | 2.68 | 1.48 | 0 | 0 | 0 | 0 | 0 | 0 | 0 | 0 | 0.4 | 0.4 | 0.4 | 0.36 | 0.36 | 0.36 | 0.4 | 0 | 0 | 0 | 0 | 0 | 0 | 0 | 0 | 0
610 | 6 | 10 | 13 | 10 |  |  |  |  | Education - University | Classroom/Lecture | Education - University - Classroom/Lecture | (summer) | Education - University (summer) | Education - University - Classroom/Lecture (summer) | University Class (summer) | Sun | 9 | 8 | 8 | 0.40465 | 1.9201 | 2.6183 | 1.1346 | 1.3092 | 0.98188 |  |  | 0 | 0 | 0 | 0 | 0 |  |  | 0.14918 | 0.20343 | 0.088152 | 0.10171 | 0.076286 |  |  | 0 | 0 | 0 | 0 | 0 |  |  | 0 | 0 | 0 | 0 | 0 |  |  | 0 | 0 | 0 | 0 | 0 |  |  | 0 | 0 | 0 | 0 | 0 |  |  | 0 | 0 | 0 | 0 | 0 |  |  | University Class (summer) ILit Sun | University Class (summer) ILit all | 2 | 0.1 | 0.1 | 0.024 | 0.001 | 0.001 | 0.001 | 0.001 | 0.001 | 0.001 | 0.001 | 0.001 | 0.001 | 0.001 | 0.001 | 0.001 | 0.001 | 0.001 | 0.001 | 0.001 | 0.001 | 0.001 | 0.001 | 0.001 | 0.001 | 0.001 | 0.001 | 0.001 | 0.001 | 0 | 0 | 0 | 0 | 0 | 0 | 0 | 0 | 0 | 0 | 0 | 0 | 0 | 0 | 0 | 0 | 0 | 0 | 0 | 0 | 0 | 0 | 0 | 0 | 0 | 0 | 0 | 0 | 0 | 0 | 0 | 0 | 0 | 0 | 0 | 0 | 0 | 0 | 0 | 0 | 0 | 0 | 0 | 0 | 0 | 0 | 0 | 0 | 0 | 0 | 0 | 0 | 0 | 0 |  | 0.16497 | 0.16406 | 0.14993 | 0.14993 | 0.14205 | 0.073265 | 0.072861 | 0.069704 | 0.069704 | 0.067556 | 0.093321 | 0.092806 | 0.087596 | 0.087596 | 0.084345 | 0.10802 | 0.10743 | 0.10137 | 0.10137 | 0.097593 | Education - University - Classroom/Lecture - (summer) - Sun | 12 | 9 | 16 | 0.056 | 0.136 | 0 | 0 | 0.056 | 0.136 | 0 | 0 | 0.007 | 0.017 | 0 | 0 | 0 | 0 | 0 | 0 | 0 | 0 | 0.001 | 0.001 | 0.001 | 0.001 | 0.001 | 0.001 | 0.001 | 0 | 0 | 0 | 0 | 0 | 0 | 0 | 0 | 0
611 | 6 | 11 | 14 | 11 |  |  |  |  | Education - University | Classroom/Lecture | Education - University - Classroom/Lecture | (summer) | Education - University (summer) | Education - University - Classroom/Lecture (summer) | University Class (summer) | Hol | 18 | 1 | 1 | 0.40465 | 1.9201 | 2.6183 | 1.1346 | 1.3092 | 0.98188 |  |  | 0 | 0 | 0 | 0 | 0 |  |  | 0.018648 | 0.025429 | 0.011019 | 0.012714 | 0.0095357 |  |  | 0 | 0 | 0 | 0 | 0 |  |  | 0 | 0 | 0 | 0 | 0 |  |  | 0 | 0 | 0 | 0 | 0 |  |  | 0 | 0 | 0 | 0 | 0 |  |  | 0 | 0 | 0 | 0 | 0 |  |  | University Class (summer) ILit Hol | University Class (summer) ILit all | 2 | 0.1 | 0.1 | 0.024 | 0.001 | 0.001 | 0.001 | 0.001 | 0.001 | 0.001 | 0.001 | 0.001 | 0.001 | 0.001 | 0.001 | 0.001 | 0.001 | 0.001 | 0.001 | 0.001 | 0.001 | 0.001 | 0.001 | 0.001 | 0.001 | 0.001 | 0.001 | 0.001 | 0.001 | 0 | 0 | 0 | 0 | 0 | 0 | 0 | 0 | 0 | 0 | 0 | 0 | 0 | 0 | 0 | 0 | 0 | 0 | 0 | 0 | 0 | 0 | 0 | 0 | 0 | 0 | 0 | 0 | 0 | 0 | 0 | 0 | 0 | 0 | 0 | 0 | 0 | 0 | 0 | 0 | 0 | 0 | 0 | 0 | 0 | 0 | 0 | 0 | 0 | 0 | 0 | 0 | 0 | 0 |  | 0.16497 | 0.16406 | 0.14993 | 0.14993 | 0.14205 | 0.073265 | 0.072861 | 0.069704 | 0.069704 | 0.067556 | 0.093321 | 0.092806 | 0.087596 | 0.087596 | 0.084345 | 0.10802 | 0.10743 | 0.10137 | 0.10137 | 0.097593 | Education - University - Classroom/Lecture - (summer) - Hol | 14 | 9 | 16 | 0.007 | 0.017 | 0 | 0 | 0.007 | 0.017 | 0 | 0 | 0.007 | 0.017 | 0 | 0 | 0 | 0 | 0 | 0 | 0 | 0 | 0.001 | 0.001 | 0.001 | 0.001 | 0.001 | 0.001 | 0.001 | 0 | 0 | 0 | 0 | 0 | 0 | 0 | 0 | 0
612 | 6 | 12 | 15 | 12 |  | Education - University (summer) | Education - University - Classroom/Lecture | Education - University - Classroom/Lecture (summer) | Education - University | Classroom/Lecture | Education - University - Classroom/Lecture | (summer) | Education - University (summer) | Education - University - Classroom/Lecture (summer) | University Class (summer) | all | 9 | 44 | 44 | 0.40465 | 1.9201 | 2.6183 | 1.1346 | 1.3092 | 0.98188 |  |  | 0.77698 | 1.0595 | 0.45913 | 0.52976 | 0.39732 |  |  | 207.859 | 283.4441 | 122.8258 | 141.722 | 106.2915 |  |  | 0.31079 | 0.42381 | 0.18365 | 0.2119 | 0.15893 |  |  | 3358.684 | 3358.684 | 3358.684 | 3358.684 | 3358.684 |  |  | 0 | 0 | 0 | 0 | 0 |  |  | 0.4 | 0.4 | 0.4 | 0.4 | 0.4 |  |  | 0.38689 | 0.38624 | 0.37772 | 0.37772 | 0.37413 |  |  | University Class (summer) ILit all | University Class (summer) ILit all | 3091 | 2 | 40 | 6.08 | 0.4 | 0.02 | 0.02 | 0.02 | 0.02 | 0.02 | 0.02 | 0.2 | 0.32 | 0.4 | 0.4 | 0.4 | 0.36 | 0.36 | 0.36 | 0.4 | 0.4 | 0.4 | 0.36 | 0.36 | 0.36 | 0.32 | 0.28 | 0.2 | 0.08 | 0 | 0 | 0 | 0 | 0 | 0 | 0.47368 | 0.78947 | 1 | 1 | 1 | 0.89474 | 0.89474 | 0.89474 | 1 | 1 | 1 | 0.89474 | 0.89474 | 0.89474 | 0.78947 | 0.68421 | 0.47368 | 0.15789 | 0 | 0 | 0 | 0 | 0 | 0 | 0 | 0 | 0 | 0 | 0 | 0 | 0 | 0 | 0 | 0 | 0 | 0 | 0 | 0 | 0 | 0 | 0 | 0 | 0 | 0 | 0 | 0 | 0 | 0 |  | 0.16497 | 0.16406 | 0.14993 | 0.14993 | 0.14205 | 0.073265 | 0.072861 | 0.069704 | 0.069704 | 0.067556 | 0.093321 | 0.092806 | 0.087596 | 0.087596 | 0.084345 | 0.10802 | 0.10743 | 0.10137 | 0.10137 | 0.097593 | Education - University - Classroom/Lecture - (summer) - all | 16 | 9 | 21 | 200.64 | 66.88 | 200.64 | 66.88 | 0 | 0 | 4.56 | 1.52 | 0 | 0 | 0 | 0 | 0 | 0 | 0 | 0 | 0 | 0 | 0.4 | 0.4 | 0.4 | 0.36 | 0.36 | 0.36 | 0.4 | 0.4 | 0.4 | 0.36 | 0.36 | 0.36 | 0 | 0 | 0 | 0
613 | 6 | 13 | 12 | 1 |  |  |  |  | Education - University | Comm/Ind Work (General, Low Bay) | Education - University - Comm/Ind Work (General, Low Bay) |  | Education - University | Education - University - Comm/Ind Work (General, Low Bay) | University Class (in session) | Sat | 18 | 32 | 32 | 0.080017 | 0.79205 | 1.091 | 0.70913 | 0.81823 | 0.81823 |  |  | 0 | 0 | 0 | 0 | 0 |  |  | 21.092 | 29.0523 | 18.884 | 21.7892 | 21.7892 |  |  | 0 | 0 | 0 | 0 | 0 |  |  | 0 | 0 | 0 | 0 | 0 |  |  | 0 | 0 | 0 | 0 | 0 |  |  | 0 | 0 | 0 | 0 | 0 |  |  | 0 | 0 | 0 | 0 | 0 |  |  | University Class (in session) ILit Sat | University Class (in session) ILit all | 3092 | 5 | 100 | 10.4 | 0.9 | 0.05 | 0.05 | 0.05 | 0.05 | 0.05 | 0.05 | 0.05 | 0.8 | 1 | 1 | 1 | 0.9 | 0.9 | 0.9 | 1 | 1 | 0.7 | 0.4 | 0.2 | 0.05 | 0.05 | 0.05 | 0.05 | 0.05 | 0 | 0 | 0 | 0 | 0 | 0 | 0 | 0.78947 | 1 | 1 | 1 | 0.89474 | 0.89474 | 0.89474 | 1 | 1 | 0.68421 | 0.36842 | 0.15789 | 0 | 0 | 0 | 0 | 0 | 0 | 0 | 0 | 0 | 0 | 0 | 0 | 0 | 0 | 0 | 0 | 0 | 0 | 0 | 0 | 0 | 0 | 0 | 0 | 0 | 0 | 0 | 0 | 0 | 0 | 0 | 0 | 0 | 0 | 0 |  | 0.16497 | 0.16406 | 0.14993 | 0.14993 | 0.14205 | 0.073265 | 0.072861 | 0.069704 | 0.069704 | 0.067556 | 0.093321 | 0.092806 | 0.087596 | 0.087596 | 0.084345 | 0.10802 | 0.10743 | 0.10137 | 0.10137 | 0.097593 | Education - University - Comm/Ind Work (General, Low Bay) - Sat | 10 | 9 | 16 | 214.4 | 118.4 | 0 | 0 | 214.4 | 118.4 | 0 | 0 | 6.7 | 3.7 | 0 | 0 | 0 | 0 | 0 | 0 | 0 | 0 | 1 | 1 | 1 | 0.9 | 0.9 | 0.9 | 1 | 0 | 0 | 0 | 0 | 0 | 0 | 0 | 0 | 0
614 | 6 | 14 | 13 | 2 |  |  |  |  | Education - University | Comm/Ind Work (General, Low Bay) | Education - University - Comm/Ind Work (General, Low Bay) |  | Education - University | Education - University - Comm/Ind Work (General, Low Bay) | University Class (in session) | Sun | 9 | 32 | 32 | 0.080017 | 0.79205 | 1.091 | 0.70913 | 0.81823 | 0.81823 |  |  | 0 | 0 | 0 | 0 | 0 |  |  | 3.2449 | 4.4696 | 2.9052 | 3.3522 | 3.3522 |  |  | 0 | 0 | 0 | 0 | 0 |  |  | 0 | 0 | 0 | 0 | 0 |  |  | 0 | 0 | 0 | 0 | 0 |  |  | 0 | 0 | 0 | 0 | 0 |  |  | 0 | 0 | 0 | 0 | 0 |  |  | University Class (in session) ILit Sun | University Class (in session) ILit all | 3093 | 5 | 25 | 1.6 | 0.05 | 0.05 | 0.05 | 0.05 | 0.05 | 0.05 | 0.05 | 0.05 | 0.05 | 0.05 | 0.05 | 0.25 | 0.25 | 0.05 | 0.05 | 0.05 | 0.05 | 0.05 | 0.05 | 0.05 | 0.05 | 0.05 | 0.05 | 0.05 | 0.05 | 0 | 0 | 0 | 0 | 0 | 0 | 0 | 0 | 0 | 0 | 1 | 1 | 0 | 0 | 0 | 0 | 0 | 0 | 0 | 0 | 0 | 0 | 0 | 0 | 0 | 0 | 0 | 0 | 0 | 0 | 0 | 0 | 0 | 0 | 0 | 0 | 0 | 0 | 0 | 0 | 0 | 0 | 0 | 0 | 0 | 0 | 0 | 0 | 0 | 0 | 0 | 0 | 0 | 0 |  | 0.16497 | 0.16406 | 0.14993 | 0.14993 | 0.14205 | 0.073265 | 0.072861 | 0.069704 | 0.069704 | 0.067556 | 0.093321 | 0.092806 | 0.087596 | 0.087596 | 0.084345 | 0.10802 | 0.10743 | 0.10137 | 0.10137 | 0.097593 | Education - University - Comm/Ind Work (General, Low Bay) - Sun | 12 | 9 | 16 | 24 | 27.2 | 0 | 0 | 24 | 27.2 | 0 | 0 | 0.75 | 0.85 | 0 | 0 | 0 | 0 | 0 | 0 | 0 | 0 | 0.05 | 0.05 | 0.25 | 0.25 | 0.05 | 0.05 | 0.05 | 0 | 0 | 0 | 0 | 0 | 0 | 0 | 0 | 0
615 | 6 | 15 | 14 | 3 |  |  |  |  | Education - University | Comm/Ind Work (General, Low Bay) | Education - University - Comm/Ind Work (General, Low Bay) |  | Education - University | Education - University - Comm/Ind Work (General, Low Bay) | University Class (in session) | Hol | 18 | 6 | 6 | 0.080017 | 0.79205 | 1.091 | 0.70913 | 0.81823 | 0.81823 |  |  | 0 | 0 | 0 | 0 | 0 |  |  | 0.60842 | 0.83805 | 0.54473 | 0.62854 | 0.62854 |  |  | 0 | 0 | 0 | 0 | 0 |  |  | 0 | 0 | 0 | 0 | 0 |  |  | 0 | 0 | 0 | 0 | 0 |  |  | 0 | 0 | 0 | 0 | 0 |  |  | 0 | 0 | 0 | 0 | 0 |  |  | University Class (in session) ILit Hol | University Class (in session) ILit all | 3093 | 5 | 25 | 1.6 | 0.05 | 0.05 | 0.05 | 0.05 | 0.05 | 0.05 | 0.05 | 0.05 | 0.05 | 0.05 | 0.05 | 0.25 | 0.25 | 0.05 | 0.05 | 0.05 | 0.05 | 0.05 | 0.05 | 0.05 | 0.05 | 0.05 | 0.05 | 0.05 | 0.05 | 0 | 0 | 0 | 0 | 0 | 0 | 0 | 0 | 0 | 0 | 1 | 1 | 0 | 0 | 0 | 0 | 0 | 0 | 0 | 0 | 0 | 0 | 0 | 0 | 0 | 0 | 0 | 0 | 0 | 0 | 0 | 0 | 0 | 0 | 0 | 0 | 0 | 0 | 0 | 0 | 0 | 0 | 0 | 0 | 0 | 0 | 0 | 0 | 0 | 0 | 0 | 0 | 0 | 0 |  | 0.16497 | 0.16406 | 0.14993 | 0.14993 | 0.14205 | 0.073265 | 0.072861 | 0.069704 | 0.069704 | 0.067556 | 0.093321 | 0.092806 | 0.087596 | 0.087596 | 0.084345 | 0.10802 | 0.10743 | 0.10137 | 0.10137 | 0.097593 | Education - University - Comm/Ind Work (General, Low Bay) - Hol | 14 | 9 | 16 | 4.5 | 5.1 | 0 | 0 | 4.5 | 5.1 | 0 | 0 | 0.75 | 0.85 | 0 | 0 | 0 | 0 | 0 | 0 | 0 | 0 | 0.05 | 0.05 | 0.25 | 0.25 | 0.05 | 0.05 | 0.05 | 0 | 0 | 0 | 0 | 0 | 0 | 0 | 0 | 0
616 | 6 | 16 | 15 | 4 |  | Education - University |  | Education - University - Comm/Ind Work (General, Low Bay) | Education - University | Comm/Ind Work (General, Low Bay) | Education - University - Comm/Ind Work (General, Low Bay) |  | Education - University | Education - University - Comm/Ind Work (General, Low Bay) | University Class (in session) | all | 9 | 169 | 169 | 0.080017 | 0.79205 | 1.091 | 0.70913 | 0.81823 | 0.81823 |  |  | 0 | 0 | 0 | 0 | 0 |  |  | 162.8037 | 224.2475 | 145.7609 | 168.1857 | 168.1857 |  |  | 0.063377 | 0.087297 | 0.056743 | 0.065472 | 0.065472 |  |  | 0 | 0 | 0 | 0 | 0 |  |  | 0 | 0 | 0 | 0 | 0 |  |  | 1 | 1 | 1 | 1 | 1 |  |  | 0.96695 | 0.96533 | 0.94393 | 0.94393 | 0.93491 |  |  | University Class (in session) ILit all | University Class (in session) ILit all | 3091 | 5 | 100 | 15.2 | 1 | 0.05 | 0.05 | 0.05 | 0.05 | 0.05 | 0.05 | 0.5 | 0.8 | 1 | 1 | 1 | 0.9 | 0.9 | 0.9 | 1 | 1 | 1 | 0.9 | 0.9 | 0.9 | 0.8 | 0.7 | 0.5 | 0.2 | 0 | 0 | 0 | 0 | 0 | 0 | 0.47368 | 0.78947 | 1 | 1 | 1 | 0.89474 | 0.89474 | 0.89474 | 1 | 1 | 1 | 0.89474 | 0.89474 | 0.89474 | 0.78947 | 0.68421 | 0.47368 | 0.15789 | 0 | 0 | 0 | 0 | 0 | 0 | 0 | 0 | 0 | 0 | 0 | 0 | 0 | 0 | 0 | 0 | 0 | 0 | 0 | 0 | 0 | 0 | 0 | 0 | 0 | 0 | 0 | 0 | 0 | 0 |  | 0.16497 | 0.16406 | 0.14993 | 0.14993 | 0.14205 | 0.073265 | 0.072861 | 0.069704 | 0.069704 | 0.067556 | 0.093321 | 0.092806 | 0.087596 | 0.087596 | 0.084345 | 0.10802 | 0.10743 | 0.10137 | 0.10137 | 0.097593 | Education - University - Comm/Ind Work (General, Low Bay) - all | 16 | 9 | 21 | 1926.6 | 642.2 | 1926.6 | 642.2 | 0 | 0 | 11.4 | 3.8 | 0 | 0 | 0 | 0 | 0 | 0 | 0 | 0 | 0 | 0 | 1 | 1 | 1 | 0.9 | 0.9 | 0.9 | 1 | 1 | 1 | 0.9 | 0.9 | 0.9 | 0 | 0 | 0 | 0
617 | 6 | 17 | 12 | 5 |  |  |  |  | Education - University | Comm/Ind Work (General, Low Bay) | Education - University - Comm/Ind Work (General, Low Bay) | (break) | Education - University (break) | Education - University - Comm/Ind Work (General, Low Bay) (break) | University Class (break) | Sat | 14 | 12 | 12 | 0.080017 | 0.79205 | 1.091 | 0.70913 | 0.81823 | 0.81823 |  |  | 0 | 0 | 0 | 0 | 0 |  |  | 0.018253 | 0.025141 | 0.016342 | 0.018856 | 0.018856 |  |  | 0 | 0 | 0 | 0 | 0 |  |  | 0 | 0 | 0 | 0 | 0 |  |  | 0 | 0 | 0 | 0 | 0 |  |  | 0 | 0 | 0 | 0 | 0 |  |  | 0 | 0 | 0 | 0 | 0 |  |  | University Class (break) ILit Sat | University Class (break) ILit all | 2 | 0.1 | 0.1 | 0.024 | 0.001 | 0.001 | 0.001 | 0.001 | 0.001 | 0.001 | 0.001 | 0.001 | 0.001 | 0.001 | 0.001 | 0.001 | 0.001 | 0.001 | 0.001 | 0.001 | 0.001 | 0.001 | 0.001 | 0.001 | 0.001 | 0.001 | 0.001 | 0.001 | 0.001 | 0 | 0 | 0 | 0 | 0 | 0 | 0 | 0 | 0 | 0 | 0 | 0 | 0 | 0 | 0 | 0 | 0 | 0 | 0 | 0 | 0 | 0 | 0 | 0 | 0 | 0 | 0 | 0 | 0 | 0 | 0 | 0 | 0 | 0 | 0 | 0 | 0 | 0 | 0 | 0 | 0 | 0 | 0 | 0 | 0 | 0 | 0 | 0 | 0 | 0 | 0 | 0 | 0 | 0 |  | 0.16497 | 0.16406 | 0.14993 | 0.14993 | 0.14205 | 0.073265 | 0.072861 | 0.069704 | 0.069704 | 0.067556 | 0.093321 | 0.092806 | 0.087596 | 0.087596 | 0.084345 | 0.10802 | 0.10743 | 0.10137 | 0.10137 | 0.097593 | Education - University - Comm/Ind Work (General, Low Bay) - (break) - Sat | 10 | Closed | Closed | 0 | 0.288 | 0 | 0 | 0 | 0.288 | 0 | 0 | 0 | 0.024 | 0 | 0 | 0 | 0 | 0 | 0 | 0 | 0 | 0 | 0 | 0 | 0 | 0 | 0 | 0 | 0 | 0 | 0 | 0 | 0 | 0 | 0 | 0 | 0
618 | 6 | 18 | 13 | 6 |  |  |  |  | Education - University | Comm/Ind Work (General, Low Bay) | Education - University - Comm/Ind Work (General, Low Bay) | (break) | Education - University (break) | Education - University - Comm/Ind Work (General, Low Bay) (break) | University Class (break) | Sun | 9 | 12 | 12 | 0.080017 | 0.79205 | 1.091 | 0.70913 | 0.81823 | 0.81823 |  |  | 0 | 0 | 0 | 0 | 0 |  |  | 0.018253 | 0.025141 | 0.016342 | 0.018856 | 0.018856 |  |  | 0 | 0 | 0 | 0 | 0 |  |  | 0 | 0 | 0 | 0 | 0 |  |  | 0 | 0 | 0 | 0 | 0 |  |  | 0 | 0 | 0 | 0 | 0 |  |  | 0 | 0 | 0 | 0 | 0 |  |  | University Class (break) ILit Sun | University Class (break) ILit all | 2 | 0.1 | 0.1 | 0.024 | 0.001 | 0.001 | 0.001 | 0.001 | 0.001 | 0.001 | 0.001 | 0.001 | 0.001 | 0.001 | 0.001 | 0.001 | 0.001 | 0.001 | 0.001 | 0.001 | 0.001 | 0.001 | 0.001 | 0.001 | 0.001 | 0.001 | 0.001 | 0.001 | 0.001 | 0 | 0 | 0 | 0 | 0 | 0 | 0 | 0 | 0 | 0 | 0 | 0 | 0 | 0 | 0 | 0 | 0 | 0 | 0 | 0 | 0 | 0 | 0 | 0 | 0 | 0 | 0 | 0 | 0 | 0 | 0 | 0 | 0 | 0 | 0 | 0 | 0 | 0 | 0 | 0 | 0 | 0 | 0 | 0 | 0 | 0 | 0 | 0 | 0 | 0 | 0 | 0 | 0 | 0 |  | 0.16497 | 0.16406 | 0.14993 | 0.14993 | 0.14205 | 0.073265 | 0.072861 | 0.069704 | 0.069704 | 0.067556 | 0.093321 | 0.092806 | 0.087596 | 0.087596 | 0.084345 | 0.10802 | 0.10743 | 0.10137 | 0.10137 | 0.097593 | Education - University - Comm/Ind Work (General, Low Bay) - (break) - Sun | 12 | Closed | Closed | 0 | 0.288 | 0 | 0 | 0 | 0.288 | 0 | 0 | 0 | 0.024 | 0 | 0 | 0 | 0 | 0 | 0 | 0 | 0 | 0 | 0 | 0 | 0 | 0 | 0 | 0 | 0 | 0 | 0 | 0 | 0 | 0 | 0 | 0 | 0
619 | 6 | 19 | 14 | 7 |  |  |  |  | Education - University | Comm/Ind Work (General, Low Bay) | Education - University - Comm/Ind Work (General, Low Bay) | (break) | Education - University (break) | Education - University - Comm/Ind Work (General, Low Bay) (break) | University Class (break) | Hol | 14 | 3 | 3 | 0.080017 | 0.79205 | 1.091 | 0.70913 | 0.81823 | 0.81823 |  |  | 0 | 0 | 0 | 0 | 0 |  |  | 0.0045632 | 0.0062854 | 0.0040855 | 0.004714 | 0.004714 |  |  | 0 | 0 | 0 | 0 | 0 |  |  | 0 | 0 | 0 | 0 | 0 |  |  | 0 | 0 | 0 | 0 | 0 |  |  | 0 | 0 | 0 | 0 | 0 |  |  | 0 | 0 | 0 | 0 | 0 |  |  | University Class (break) ILit Hol | University Class (break) ILit all | 2 | 0.1 | 0.1 | 0.024 | 0.001 | 0.001 | 0.001 | 0.001 | 0.001 | 0.001 | 0.001 | 0.001 | 0.001 | 0.001 | 0.001 | 0.001 | 0.001 | 0.001 | 0.001 | 0.001 | 0.001 | 0.001 | 0.001 | 0.001 | 0.001 | 0.001 | 0.001 | 0.001 | 0.001 | 0 | 0 | 0 | 0 | 0 | 0 | 0 | 0 | 0 | 0 | 0 | 0 | 0 | 0 | 0 | 0 | 0 | 0 | 0 | 0 | 0 | 0 | 0 | 0 | 0 | 0 | 0 | 0 | 0 | 0 | 0 | 0 | 0 | 0 | 0 | 0 | 0 | 0 | 0 | 0 | 0 | 0 | 0 | 0 | 0 | 0 | 0 | 0 | 0 | 0 | 0 | 0 | 0 | 0 |  | 0.16497 | 0.16406 | 0.14993 | 0.14993 | 0.14205 | 0.073265 | 0.072861 | 0.069704 | 0.069704 | 0.067556 | 0.093321 | 0.092806 | 0.087596 | 0.087596 | 0.084345 | 0.10802 | 0.10743 | 0.10137 | 0.10137 | 0.097593 | Education - University - Comm/Ind Work (General, Low Bay) - (break) - Hol | 14 | Closed | Closed | 0 | 0.072 | 0 | 0 | 0 | 0.072 | 0 | 0 | 0 | 0.024 | 0 | 0 | 0 | 0 | 0 | 0 | 0 | 0 | 0 | 0 | 0 | 0 | 0 | 0 | 0 | 0 | 0 | 0 | 0 | 0 | 0 | 0 | 0 | 0
620 | 6 | 20 | 15 | 8 |  | Education - University (break) |  | Education - University - Comm/Ind Work (General, Low Bay) (break) | Education - University | Comm/Ind Work (General, Low Bay) | Education - University - Comm/Ind Work (General, Low Bay) | (break) | Education - University (break) | Education - University - Comm/Ind Work (General, Low Bay) (break) | University Class (break) | all | 9 | 38 | 38 | 0.080017 | 0.79205 | 1.091 | 0.70913 | 0.81823 | 0.81823 |  |  | 0 | 0 | 0 | 0 | 0 |  |  | 5.9968 | 8.26 | 5.369 | 6.195 | 6.195 |  |  | 0.012675 | 0.017459 | 0.011349 | 0.013094 | 0.013094 |  |  | 0 | 0 | 0 | 0 | 0 |  |  | 0 | 0 | 0 | 0 | 0 |  |  | 0.2 | 0.2 | 0.2 | 0.2 | 0.2 |  |  | 0.21182 | 0.21072 | 0.21635 | 0.21635 | 0.2185 |  |  | University Class (break) ILit all | University Class (break) ILit all | 3129 | 3.5 | 20 | 2.49 | 0.2 | 0.035 | 0.035 | 0.035 | 0.035 | 0.035 | 0.035 | 0.035 | 0.035 | 0.2 | 0.2 | 0.2 | 0.2 | 0.2 | 0.2 | 0.2 | 0.2 | 0.2 | 0.2 | 0.035 | 0.035 | 0.035 | 0.035 | 0.035 | 0.035 | 0 | 0 | 0 | 0 | 0 | 0 | 0 | 0 | 1 | 1 | 1 | 1 | 1 | 1 | 1 | 1 | 1 | 1 | 0 | 0 | 0 | 0 | 0 | 0 | 0 | 0 | 0 | 0 | 0 | 0 | 0 | 0 | 0 | 0 | 0 | 0 | 0 | 0 | 0 | 0 | 0 | 0 | 0 | 0 | 0 | 0 | 0 | 0 | 0 | 0 | 0 | 0 | 0 | 0 |  | 0.16497 | 0.16406 | 0.14993 | 0.14993 | 0.14205 | 0.073265 | 0.072861 | 0.069704 | 0.069704 | 0.067556 | 0.093321 | 0.092806 | 0.087596 | 0.087596 | 0.084345 | 0.10802 | 0.10743 | 0.10137 | 0.10137 | 0.097593 | Education - University - Comm/Ind Work (General, Low Bay) - (break) - all | 16 | 9 | 16 | 53.2 | 41.42 | 53.2 | 41.42 | 0 | 0 | 1.4 | 1.09 | 0 | 0 | 0 | 0 | 0 | 0 | 0 | 0 | 0 | 0 | 0.2 | 0.2 | 0.2 | 0.2 | 0.2 | 0.2 | 0.2 | 0 | 0 | 0 | 0 | 0 | 0 | 0 | 0 | 0
621 | 6 | 21 | 12 | 9 |  |  |  |  | Education - University | Comm/Ind Work (General, Low Bay) | Education - University - Comm/Ind Work (General, Low Bay) | (summer) | Education - University (summer) | Education - University - Comm/Ind Work (General, Low Bay) (summer) | University Class (summer) | Sat | 18 | 8 | 8 | 0.080017 | 0.79205 | 1.091 | 0.70913 | 0.81823 | 0.81823 |  |  | 0 | 0 | 0 | 0 | 0 |  |  | 2.1092 | 2.9052 | 1.8884 | 2.1789 | 2.1789 |  |  | 0 | 0 | 0 | 0 | 0 |  |  | 0 | 0 | 0 | 0 | 0 |  |  | 0 | 0 | 0 | 0 | 0 |  |  | 0 | 0 | 0 | 0 | 0 |  |  | 0 | 0 | 0 | 0 | 0 |  |  | University Class (summer) ILit Sat | University Class (summer) ILit all | 3092 | 2 | 40 | 4.16 | 0.36 | 0.02 | 0.02 | 0.02 | 0.02 | 0.02 | 0.02 | 0.02 | 0.32 | 0.4 | 0.4 | 0.4 | 0.36 | 0.36 | 0.36 | 0.4 | 0.4 | 0.28 | 0.16 | 0.08 | 0.02 | 0.02 | 0.02 | 0.02 | 0.02 | 0 | 0 | 0 | 0 | 0 | 0 | 0 | 0.78947 | 1 | 1 | 1 | 0.89474 | 0.89474 | 0.89474 | 1 | 1 | 0.68421 | 0.36842 | 0.15789 | 0 | 0 | 0 | 0 | 0 | 0 | 0 | 0 | 0 | 0 | 0 | 0 | 0 | 0 | 0 | 0 | 0 | 0 | 0 | 0 | 0 | 0 | 0 | 0 | 0 | 0 | 0 | 0 | 0 | 0 | 0 | 0 | 0 | 0 | 0 |  | 0.16497 | 0.16406 | 0.14993 | 0.14993 | 0.14205 | 0.073265 | 0.072861 | 0.069704 | 0.069704 | 0.067556 | 0.093321 | 0.092806 | 0.087596 | 0.087596 | 0.084345 | 0.10802 | 0.10743 | 0.10137 | 0.10137 | 0.097593 | Education - University - Comm/Ind Work (General, Low Bay) - (summer) - Sat | 10 | 9 | 16 | 21.44 | 11.84 | 0 | 0 | 21.44 | 11.84 | 0 | 0 | 2.68 | 1.48 | 0 | 0 | 0 | 0 | 0 | 0 | 0 | 0 | 0.4 | 0.4 | 0.4 | 0.36 | 0.36 | 0.36 | 0.4 | 0 | 0 | 0 | 0 | 0 | 0 | 0 | 0 | 0
622 | 6 | 22 | 13 | 10 |  |  |  |  | Education - University | Comm/Ind Work (General, Low Bay) | Education - University - Comm/Ind Work (General, Low Bay) | (summer) | Education - University (summer) | Education - University - Comm/Ind Work (General, Low Bay) (summer) | University Class (summer) | Sun | 9 | 8 | 8 | 0.080017 | 0.79205 | 1.091 | 0.70913 | 0.81823 | 0.81823 |  |  | 0 | 0 | 0 | 0 | 0 |  |  | 0.012168 | 0.016761 | 0.010895 | 0.012571 | 0.012571 |  |  | 0 | 0 | 0 | 0 | 0 |  |  | 0 | 0 | 0 | 0 | 0 |  |  | 0 | 0 | 0 | 0 | 0 |  |  | 0 | 0 | 0 | 0 | 0 |  |  | 0 | 0 | 0 | 0 | 0 |  |  | University Class (summer) ILit Sun | University Class (summer) ILit all | 2 | 0.1 | 0.1 | 0.024 | 0.001 | 0.001 | 0.001 | 0.001 | 0.001 | 0.001 | 0.001 | 0.001 | 0.001 | 0.001 | 0.001 | 0.001 | 0.001 | 0.001 | 0.001 | 0.001 | 0.001 | 0.001 | 0.001 | 0.001 | 0.001 | 0.001 | 0.001 | 0.001 | 0.001 | 0 | 0 | 0 | 0 | 0 | 0 | 0 | 0 | 0 | 0 | 0 | 0 | 0 | 0 | 0 | 0 | 0 | 0 | 0 | 0 | 0 | 0 | 0 | 0 | 0 | 0 | 0 | 0 | 0 | 0 | 0 | 0 | 0 | 0 | 0 | 0 | 0 | 0 | 0 | 0 | 0 | 0 | 0 | 0 | 0 | 0 | 0 | 0 | 0 | 0 | 0 | 0 | 0 | 0 |  | 0.16497 | 0.16406 | 0.14993 | 0.14993 | 0.14205 | 0.073265 | 0.072861 | 0.069704 | 0.069704 | 0.067556 | 0.093321 | 0.092806 | 0.087596 | 0.087596 | 0.084345 | 0.10802 | 0.10743 | 0.10137 | 0.10137 | 0.097593 | Education - University - Comm/Ind Work (General, Low Bay) - (summer) - Sun | 12 | 9 | 16 | 0.056 | 0.136 | 0 | 0 | 0.056 | 0.136 | 0 | 0 | 0.007 | 0.017 | 0 | 0 | 0 | 0 | 0 | 0 | 0 | 0 | 0.001 | 0.001 | 0.001 | 0.001 | 0.001 | 0.001 | 0.001 | 0 | 0 | 0 | 0 | 0 | 0 | 0 | 0 | 0
623 | 6 | 23 | 14 | 11 |  |  |  |  | Education - University | Comm/Ind Work (General, Low Bay) | Education - University - Comm/Ind Work (General, Low Bay) | (summer) | Education - University (summer) | Education - University - Comm/Ind Work (General, Low Bay) (summer) | University Class (summer) | Hol | 18 | 1 | 1 | 0.080017 | 0.79205 | 1.091 | 0.70913 | 0.81823 | 0.81823 |  |  | 0 | 0 | 0 | 0 | 0 |  |  | 0.0015211 | 0.0020951 | 0.0013618 | 0.0015713 | 0.0015713 |  |  | 0 | 0 | 0 | 0 | 0 |  |  | 0 | 0 | 0 | 0 | 0 |  |  | 0 | 0 | 0 | 0 | 0 |  |  | 0 | 0 | 0 | 0 | 0 |  |  | 0 | 0 | 0 | 0 | 0 |  |  | University Class (summer) ILit Hol | University Class (summer) ILit all | 2 | 0.1 | 0.1 | 0.024 | 0.001 | 0.001 | 0.001 | 0.001 | 0.001 | 0.001 | 0.001 | 0.001 | 0.001 | 0.001 | 0.001 | 0.001 | 0.001 | 0.001 | 0.001 | 0.001 | 0.001 | 0.001 | 0.001 | 0.001 | 0.001 | 0.001 | 0.001 | 0.001 | 0.001 | 0 | 0 | 0 | 0 | 0 | 0 | 0 | 0 | 0 | 0 | 0 | 0 | 0 | 0 | 0 | 0 | 0 | 0 | 0 | 0 | 0 | 0 | 0 | 0 | 0 | 0 | 0 | 0 | 0 | 0 | 0 | 0 | 0 | 0 | 0 | 0 | 0 | 0 | 0 | 0 | 0 | 0 | 0 | 0 | 0 | 0 | 0 | 0 | 0 | 0 | 0 | 0 | 0 | 0 |  | 0.16497 | 0.16406 | 0.14993 | 0.14993 | 0.14205 | 0.073265 | 0.072861 | 0.069704 | 0.069704 | 0.067556 | 0.093321 | 0.092806 | 0.087596 | 0.087596 | 0.084345 | 0.10802 | 0.10743 | 0.10137 | 0.10137 | 0.097593 | Education - University - Comm/Ind Work (General, Low Bay) - (summer) - Hol | 14 | 9 | 16 | 0.007 | 0.017 | 0 | 0 | 0.007 | 0.017 | 0 | 0 | 0.007 | 0.017 | 0 | 0 | 0 | 0 | 0 | 0 | 0 | 0 | 0.001 | 0.001 | 0.001 | 0.001 | 0.001 | 0.001 | 0.001 | 0 | 0 | 0 | 0 | 0 | 0 | 0 | 0 | 0
624 | 6 | 24 | 15 | 12 |  | Education - University (summer) | Education - University - Comm/Ind Work (General, Low Bay) | Education - University - Comm/Ind Work (General, Low Bay) (summer) | Education - University | Comm/Ind Work (General, Low Bay) | Education - University - Comm/Ind Work (General, Low Bay) | (summer) | Education - University (summer) | Education - University - Comm/Ind Work (General, Low Bay) (summer) | University Class (summer) | all | 9 | 44 | 44 | 0.080017 | 0.79205 | 1.091 | 0.70913 | 0.81823 | 0.81823 |  |  | 0.063377 | 0.087297 | 0.056743 | 0.065472 | 0.065472 |  |  | 16.9547 | 23.3536 | 15.1798 | 17.5152 | 17.5152 |  |  | 0.025351 | 0.034919 | 0.022697 | 0.026189 | 0.026189 |  |  | 3358.684 | 3358.684 | 3358.684 | 3358.684 | 3358.684 |  |  | 0 | 0 | 0 | 0 | 0 |  |  | 0.4 | 0.4 | 0.4 | 0.4 | 0.4 |  |  | 0.38689 | 0.38624 | 0.37772 | 0.37772 | 0.37413 |  |  | University Class (summer) ILit all | University Class (summer) ILit all | 3091 | 2 | 40 | 6.08 | 0.4 | 0.02 | 0.02 | 0.02 | 0.02 | 0.02 | 0.02 | 0.2 | 0.32 | 0.4 | 0.4 | 0.4 | 0.36 | 0.36 | 0.36 | 0.4 | 0.4 | 0.4 | 0.36 | 0.36 | 0.36 | 0.32 | 0.28 | 0.2 | 0.08 | 0 | 0 | 0 | 0 | 0 | 0 | 0.47368 | 0.78947 | 1 | 1 | 1 | 0.89474 | 0.89474 | 0.89474 | 1 | 1 | 1 | 0.89474 | 0.89474 | 0.89474 | 0.78947 | 0.68421 | 0.47368 | 0.15789 | 0 | 0 | 0 | 0 | 0 | 0 | 0 | 0 | 0 | 0 | 0 | 0 | 0 | 0 | 0 | 0 | 0 | 0 | 0 | 0 | 0 | 0 | 0 | 0 | 0 | 0 | 0 | 0 | 0 | 0 |  | 0.16497 | 0.16406 | 0.14993 | 0.14993 | 0.14205 | 0.073265 | 0.072861 | 0.069704 | 0.069704 | 0.067556 | 0.093321 | 0.092806 | 0.087596 | 0.087596 | 0.084345 | 0.10802 | 0.10743 | 0.10137 | 0.10137 | 0.097593 | Education - University - Comm/Ind Work (General, Low Bay) - (summer) - all | 16 | 9 | 21 | 200.64 | 66.88 | 200.64 | 66.88 | 0 | 0 | 4.56 | 1.52 | 0 | 0 | 0 | 0 | 0 | 0 | 0 | 0 | 0 | 0 | 0.4 | 0.4 | 0.4 | 0.36 | 0.36 | 0.36 | 0.4 | 0.4 | 0.4 | 0.36 | 0.36 | 0.36 | 0 | 0 | 0 | 0
625 | 6 | 25 | 12 | 1 |  |  |  |  | Education - University | Computer Room (Instructional/PC Lab) | Education - University - Computer Room (Instructional/PC Lab) |  | Education - University | Education - University - Computer Room (Instructional/PC Lab) | University ComputerRm (in session) | Sat | 18 | 32 | 32 | 0.038014 | 1.9201 | 2.6183 | 1.1346 | 1.3092 | 0.98188 |  |  | 0 | 0 | 0 | 0 | 0 |  |  | 5.6057 | 7.6441 | 3.3125 | 3.8221 | 2.8666 |  |  | 0 | 0 | 0 | 0 | 0 |  |  | 0 | 0 | 0 | 0 | 0 |  |  | 0 | 0 | 0 | 0 | 0 |  |  | 0 | 0 | 0 | 0 | 0 |  |  | 0 | 0 | 0 | 0 | 0 |  |  | University ComputerRm (in session) ILit Sat | University ComputerRm (in session) ILit all | 2 | 10 | 10 | 2.4 | 0.1 | 0.1 | 0.1 | 0.1 | 0.1 | 0.1 | 0.1 | 0.1 | 0.1 | 0.1 | 0.1 | 0.1 | 0.1 | 0.1 | 0.1 | 0.1 | 0.1 | 0.1 | 0.1 | 0.1 | 0.1 | 0.1 | 0.1 | 0.1 | 0.1 | 0 | 0 | 0 | 0 | 0 | 0 | 0 | 0 | 0 | 0 | 0 | 0 | 0 | 0 | 0 | 0 | 0 | 0 | 0 | 0 | 0 | 0 | 0 | 0 | 20 | 0 | 0.36 | 0.13 | 0.11 | 0 | 0 | 0 | 0 | 0 | 0 | 0 | 0 | 0 | 0 | 0 | 0 | 0 | 0 | 0 | 0 | 0 | 0 | 0 | 0 | 0 | 0 | 0 | 0 | 0 |  | 0.16497 | 0.16406 | 0.14993 | 0.14993 | 0.14205 | 0.073265 | 0.072861 | 0.069704 | 0.069704 | 0.067556 | 0.093321 | 0.092806 | 0.087596 | 0.087596 | 0.084345 | 0.10802 | 0.10743 | 0.10137 | 0.10137 | 0.097593 | Education - University - Computer Room (Instructional/PC Lab) - Sat | 10 | 9 | 16 | 22.4 | 54.4 | 0 | 0 | 22.4 | 54.4 | 0 | 0 | 0.7 | 1.7 | 0 | 0 | 0 | 0 | 0 | 0 | 0 | 0 | 0.1 | 0.1 | 0.1 | 0.1 | 0.1 | 0.1 | 0.1 | 0 | 0 | 0 | 0 | 0 | 0 | 0 | 0 | 0
626 | 6 | 26 | 13 | 2 |  |  |  |  | Education - University | Computer Room (Instructional/PC Lab) | Education - University - Computer Room (Instructional/PC Lab) |  | Education - University | Education - University - Computer Room (Instructional/PC Lab) | University ComputerRm (in session) | Sun | 9 | 32 | 32 | 0.038014 | 1.9201 | 2.6183 | 1.1346 | 1.3092 | 0.98188 |  |  | 0 | 0 | 0 | 0 | 0 |  |  | 5.6057 | 7.6441 | 3.3125 | 3.8221 | 2.8666 |  |  | 0 | 0 | 0 | 0 | 0 |  |  | 0 | 0 | 0 | 0 | 0 |  |  | 0 | 0 | 0 | 0 | 0 |  |  | 0 | 0 | 0 | 0 | 0 |  |  | 0 | 0 | 0 | 0 | 0 |  |  | University ComputerRm (in session) ILit Sun | University ComputerRm (in session) ILit all | 2 | 10 | 10 | 2.4 | 0.1 | 0.1 | 0.1 | 0.1 | 0.1 | 0.1 | 0.1 | 0.1 | 0.1 | 0.1 | 0.1 | 0.1 | 0.1 | 0.1 | 0.1 | 0.1 | 0.1 | 0.1 | 0.1 | 0.1 | 0.1 | 0.1 | 0.1 | 0.1 | 0.1 | 0 | 0 | 0 | 0 | 0 | 0 | 0 | 0 | 0 | 0 | 0 | 0 | 0 | 0 | 0 | 0 | 0 | 0 | 0 | 0 | 0 | 0 | 0 | 0 | 20 | 0 | 0.36 | 0.13 | 0.11 | 0 | 0 | 0 | 0 | 0 | 0 | 0 | 0 | 0 | 0 | 0 | 0 | 0 | 0 | 0 | 0 | 0 | 0 | 0 | 0 | 0 | 0 | 0 | 0 | 0 |  | 0.16497 | 0.16406 | 0.14993 | 0.14993 | 0.14205 | 0.073265 | 0.072861 | 0.069704 | 0.069704 | 0.067556 | 0.093321 | 0.092806 | 0.087596 | 0.087596 | 0.084345 | 0.10802 | 0.10743 | 0.10137 | 0.10137 | 0.097593 | Education - University - Computer Room (Instructional/PC Lab) - Sun | 12 | 9 | 16 | 22.4 | 54.4 | 0 | 0 | 22.4 | 54.4 | 0 | 0 | 0.7 | 1.7 | 0 | 0 | 0 | 0 | 0 | 0 | 0 | 0 | 0.1 | 0.1 | 0.1 | 0.1 | 0.1 | 0.1 | 0.1 | 0 | 0 | 0 | 0 | 0 | 0 | 0 | 0 | 0
627 | 6 | 27 | 14 | 3 |  |  |  |  | Education - University | Computer Room (Instructional/PC Lab) | Education - University - Computer Room (Instructional/PC Lab) |  | Education - University | Education - University - Computer Room (Instructional/PC Lab) | University ComputerRm (in session) | Hol | 18 | 6 | 6 | 0.038014 | 1.9201 | 2.6183 | 1.1346 | 1.3092 | 0.98188 |  |  | 0 | 0 | 0 | 0 | 0 |  |  | 1.0511 | 1.4333 | 0.62109 | 0.71664 | 0.53748 |  |  | 0 | 0 | 0 | 0 | 0 |  |  | 0 | 0 | 0 | 0 | 0 |  |  | 0 | 0 | 0 | 0 | 0 |  |  | 0 | 0 | 0 | 0 | 0 |  |  | 0 | 0 | 0 | 0 | 0 |  |  | University ComputerRm (in session) ILit Hol | University ComputerRm (in session) ILit all | 2 | 10 | 10 | 2.4 | 0.1 | 0.1 | 0.1 | 0.1 | 0.1 | 0.1 | 0.1 | 0.1 | 0.1 | 0.1 | 0.1 | 0.1 | 0.1 | 0.1 | 0.1 | 0.1 | 0.1 | 0.1 | 0.1 | 0.1 | 0.1 | 0.1 | 0.1 | 0.1 | 0.1 | 0 | 0 | 0 | 0 | 0 | 0 | 0 | 0 | 0 | 0 | 0 | 0 | 0 | 0 | 0 | 0 | 0 | 0 | 0 | 0 | 0 | 0 | 0 | 0 | 20 | 0 | 0.36 | 0.13 | 0.11 | 0 | 0 | 0 | 0 | 0 | 0 | 0 | 0 | 0 | 0 | 0 | 0 | 0 | 0 | 0 | 0 | 0 | 0 | 0 | 0 | 0 | 0 | 0 | 0 | 0 |  | 0.16497 | 0.16406 | 0.14993 | 0.14993 | 0.14205 | 0.073265 | 0.072861 | 0.069704 | 0.069704 | 0.067556 | 0.093321 | 0.092806 | 0.087596 | 0.087596 | 0.084345 | 0.10802 | 0.10743 | 0.10137 | 0.10137 | 0.097593 | Education - University - Computer Room (Instructional/PC Lab) - Hol | 14 | 9 | 16 | 4.2 | 10.2 | 0 | 0 | 4.2 | 10.2 | 0 | 0 | 0.7 | 1.7 | 0 | 0 | 0 | 0 | 0 | 0 | 0 | 0 | 0.1 | 0.1 | 0.1 | 0.1 | 0.1 | 0.1 | 0.1 | 0 | 0 | 0 | 0 | 0 | 0 | 0 | 0 | 0
628 | 6 | 28 | 15 | 4 |  | Education - University |  | Education - University - Computer Room (Instructional/PC Lab) | Education - University | Computer Room (Instructional/PC Lab) | Education - University - Computer Room (Instructional/PC Lab) |  | Education - University | Education - University - Computer Room (Instructional/PC Lab) | University ComputerRm (in session) | all | 9 | 169 | 169 | 0.038014 | 1.9201 | 2.6183 | 1.1346 | 1.3092 | 0.98188 |  |  | 0 | 0 | 0 | 0 | 0 |  |  | 141.2411 | 192.6015 | 83.4606 | 96.3007 | 72.2256 |  |  | 0.072991 | 0.099533 | 0.043131 | 0.049767 | 0.037325 |  |  | 0 | 0 | 0 | 0 | 0 |  |  | 0 | 0 | 0 | 0 | 0 |  |  | 1 | 1 | 1 | 1 | 1 |  |  | 0.96695 | 0.96533 | 0.94393 | 0.94393 | 0.93491 |  |  | University ComputerRm (in session) ILit all | University ComputerRm (in session) ILit all | 3111 | 10 | 100 | 11.45 | 1 | 0.1 | 0.1 | 0.1 | 0.1 | 0.1 | 0.3 | 0.3 | 0.5 | 1 | 1 | 1 | 1 | 1 | 1 | 1 | 1 | 1 | 0.25 | 0.1 | 0.1 | 0.1 | 0.1 | 0.1 | 0.1 | 0 | 0 | 0 | 0 | 0 | 0.22222 | 0.22222 | 0.44444 | 1 | 1 | 1 | 1 | 1 | 1 | 1 | 1 | 1 | 0.16667 | 0 | 0 | 0 | 0 | 0 | 0 | 20 | 0.4 | 0.36 | 0.13 | 0.11 | 0.52632 | 0.2 | 0.08 | 0.10526 | 0.10802 | 0.014598 | 0.019907 | 0.0086262 | 0.0099533 | 0.007465 | 0.0058393 | 0.0079626 | 0.0034505 | 0.0039813 | 0.002986 | 0.0076833 | 0.010477 | 0.0045401 | 0.0052386 | 0.0039289 | 0.0078843 | 0.010751 | 0.0046589 | 0.0053756 | 0.0040317 |  | 0.16497 | 0.16406 | 0.14993 | 0.14993 | 0.14205 | 0.073265 | 0.072861 | 0.069704 | 0.069704 | 0.067556 | 0.093321 | 0.092806 | 0.087596 | 0.087596 | 0.084345 | 0.10802 | 0.10743 | 0.10137 | 0.10137 | 0.097593 | Education - University - Computer Room (Instructional/PC Lab) - all | 16 | 9 | 21 | 1597.05 | 338 | 1597.05 | 338 | 0 | 0 | 9.45 | 2 | 0 | 0 | 0 | 0 | 0 | 0 | 0 | 0 | 0 | 0 | 1 | 1 | 1 | 1 | 1 | 1 | 1 | 1 | 1 | 0.25 | 0.1 | 0.1 | 0 | 0 | 0 | 0
629 | 6 | 29 | 12 | 5 |  |  |  |  | Education - University | Computer Room (Instructional/PC Lab) | Education - University - Computer Room (Instructional/PC Lab) | (break) | Education - University (break) | Education - University - Computer Room (Instructional/PC Lab) (break) | University ComputerRm (break) | Sat | 14 | 12 | 12 | 0.038014 | 1.9201 | 2.6183 | 1.1346 | 1.3092 | 0.98188 |  |  | 0 | 0 | 0 | 0 | 0 |  |  | 1.0511 | 1.4333 | 0.62109 | 0.71664 | 0.53748 |  |  | 0 | 0 | 0 | 0 | 0 |  |  | 0 | 0 | 0 | 0 | 0 |  |  | 0 | 0 | 0 | 0 | 0 |  |  | 0 | 0 | 0 | 0 | 0 |  |  | 0 | 0 | 0 | 0 | 0 |  |  | University ComputerRm (break) ILit Sat | University ComputerRm (break) ILit all | 2 | 5 | 5 | 1.2 | 0.05 | 0.05 | 0.05 | 0.05 | 0.05 | 0.05 | 0.05 | 0.05 | 0.05 | 0.05 | 0.05 | 0.05 | 0.05 | 0.05 | 0.05 | 0.05 | 0.05 | 0.05 | 0.05 | 0.05 | 0.05 | 0.05 | 0.05 | 0.05 | 0.05 | 0 | 0 | 0 | 0 | 0 | 0 | 0 | 0 | 0 | 0 | 0 | 0 | 0 | 0 | 0 | 0 | 0 | 0 | 0 | 0 | 0 | 0 | 0 | 0 | 0 | 0 | 0 | 0 | 0 | 0 | 0 | 0 | 0 | 0 | 0 | 0 | 0 | 0 | 0 | 0 | 0 | 0 | 0 | 0 | 0 | 0 | 0 | 0 | 0 | 0 | 0 | 0 | 0 | 0 |  | 0.16497 | 0.16406 | 0.14993 | 0.14993 | 0.14205 | 0.073265 | 0.072861 | 0.069704 | 0.069704 | 0.067556 | 0.093321 | 0.092806 | 0.087596 | 0.087596 | 0.084345 | 0.10802 | 0.10743 | 0.10137 | 0.10137 | 0.097593 | Education - University - Computer Room (Instructional/PC Lab) - (break) - Sat | 10 | Closed | Closed | 0 | 14.4 | 0 | 0 | 0 | 14.4 | 0 | 0 | 0 | 1.2 | 0 | 0 | 0 | 0 | 0 | 0 | 0 | 0 | 0 | 0 | 0 | 0 | 0 | 0 | 0 | 0 | 0 | 0 | 0 | 0 | 0 | 0 | 0 | 0
630 | 6 | 30 | 13 | 6 |  |  |  |  | Education - University | Computer Room (Instructional/PC Lab) | Education - University - Computer Room (Instructional/PC Lab) | (break) | Education - University (break) | Education - University - Computer Room (Instructional/PC Lab) (break) | University ComputerRm (break) | Sun | 9 | 12 | 12 | 0.038014 | 1.9201 | 2.6183 | 1.1346 | 1.3092 | 0.98188 |  |  | 0 | 0 | 0 | 0 | 0 |  |  | 1.0511 | 1.4333 | 0.62109 | 0.71664 | 0.53748 |  |  | 0 | 0 | 0 | 0 | 0 |  |  | 0 | 0 | 0 | 0 | 0 |  |  | 0 | 0 | 0 | 0 | 0 |  |  | 0 | 0 | 0 | 0 | 0 |  |  | 0 | 0 | 0 | 0 | 0 |  |  | University ComputerRm (break) ILit Sun | University ComputerRm (break) ILit all | 2 | 5 | 5 | 1.2 | 0.05 | 0.05 | 0.05 | 0.05 | 0.05 | 0.05 | 0.05 | 0.05 | 0.05 | 0.05 | 0.05 | 0.05 | 0.05 | 0.05 | 0.05 | 0.05 | 0.05 | 0.05 | 0.05 | 0.05 | 0.05 | 0.05 | 0.05 | 0.05 | 0.05 | 0 | 0 | 0 | 0 | 0 | 0 | 0 | 0 | 0 | 0 | 0 | 0 | 0 | 0 | 0 | 0 | 0 | 0 | 0 | 0 | 0 | 0 | 0 | 0 | 0 | 0 | 0 | 0 | 0 | 0 | 0 | 0 | 0 | 0 | 0 | 0 | 0 | 0 | 0 | 0 | 0 | 0 | 0 | 0 | 0 | 0 | 0 | 0 | 0 | 0 | 0 | 0 | 0 | 0 |  | 0.16497 | 0.16406 | 0.14993 | 0.14993 | 0.14205 | 0.073265 | 0.072861 | 0.069704 | 0.069704 | 0.067556 | 0.093321 | 0.092806 | 0.087596 | 0.087596 | 0.084345 | 0.10802 | 0.10743 | 0.10137 | 0.10137 | 0.097593 | Education - University - Computer Room (Instructional/PC Lab) - (break) - Sun | 12 | Closed | Closed | 0 | 14.4 | 0 | 0 | 0 | 14.4 | 0 | 0 | 0 | 1.2 | 0 | 0 | 0 | 0 | 0 | 0 | 0 | 0 | 0 | 0 | 0 | 0 | 0 | 0 | 0 | 0 | 0 | 0 | 0 | 0 | 0 | 0 | 0 | 0
631 | 6 | 31 | 14 | 7 |  |  |  |  | Education - University | Computer Room (Instructional/PC Lab) | Education - University - Computer Room (Instructional/PC Lab) | (break) | Education - University (break) | Education - University - Computer Room (Instructional/PC Lab) (break) | University ComputerRm (break) | Hol | 14 | 3 | 3 | 0.038014 | 1.9201 | 2.6183 | 1.1346 | 1.3092 | 0.98188 |  |  | 0 | 0 | 0 | 0 | 0 |  |  | 0.26277 | 0.35832 | 0.15527 | 0.17916 | 0.13437 |  |  | 0 | 0 | 0 | 0 | 0 |  |  | 0 | 0 | 0 | 0 | 0 |  |  | 0 | 0 | 0 | 0 | 0 |  |  | 0 | 0 | 0 | 0 | 0 |  |  | 0 | 0 | 0 | 0 | 0 |  |  | University ComputerRm (break) ILit Hol | University ComputerRm (break) ILit all | 2 | 5 | 5 | 1.2 | 0.05 | 0.05 | 0.05 | 0.05 | 0.05 | 0.05 | 0.05 | 0.05 | 0.05 | 0.05 | 0.05 | 0.05 | 0.05 | 0.05 | 0.05 | 0.05 | 0.05 | 0.05 | 0.05 | 0.05 | 0.05 | 0.05 | 0.05 | 0.05 | 0.05 | 0 | 0 | 0 | 0 | 0 | 0 | 0 | 0 | 0 | 0 | 0 | 0 | 0 | 0 | 0 | 0 | 0 | 0 | 0 | 0 | 0 | 0 | 0 | 0 | 0 | 0 | 0 | 0 | 0 | 0 | 0 | 0 | 0 | 0 | 0 | 0 | 0 | 0 | 0 | 0 | 0 | 0 | 0 | 0 | 0 | 0 | 0 | 0 | 0 | 0 | 0 | 0 | 0 | 0 |  | 0.16497 | 0.16406 | 0.14993 | 0.14993 | 0.14205 | 0.073265 | 0.072861 | 0.069704 | 0.069704 | 0.067556 | 0.093321 | 0.092806 | 0.087596 | 0.087596 | 0.084345 | 0.10802 | 0.10743 | 0.10137 | 0.10137 | 0.097593 | Education - University - Computer Room (Instructional/PC Lab) - (break) - Hol | 14 | Closed | Closed | 0 | 3.6 | 0 | 0 | 0 | 3.6 | 0 | 0 | 0 | 1.2 | 0 | 0 | 0 | 0 | 0 | 0 | 0 | 0 | 0 | 0 | 0 | 0 | 0 | 0 | 0 | 0 | 0 | 0 | 0 | 0 | 0 | 0 | 0 | 0
632 | 6 | 32 | 15 | 8 |  | Education - University (break) |  | Education - University - Computer Room (Instructional/PC Lab) (break) | Education - University | Computer Room (Instructional/PC Lab) | Education - University - Computer Room (Instructional/PC Lab) | (break) | Education - University (break) | Education - University - Computer Room (Instructional/PC Lab) (break) | University ComputerRm (break) | all | 9 | 38 | 38 | 0.038014 | 1.9201 | 2.6183 | 1.1346 | 1.3092 | 0.98188 |  |  | 0 | 0 | 0 | 0 | 0 |  |  | 3.3284 | 4.5387 | 1.9668 | 2.2694 | 1.702 |  |  | 0.0036495 | 0.0049767 | 0.0021565 | 0.0024883 | 0.0018662 |  |  | 0 | 0 | 0 | 0 | 0 |  |  | 0 | 0 | 0 | 0 | 0 |  |  | 0.05 | 0.05 | 0.05 | 0.05 | 0.05 |  |  | 0.21182 | 0.21072 | 0.21635 | 0.21635 | 0.2185 |  |  | University ComputerRm (break) ILit all | University ComputerRm (break) ILit all | 2 | 5 | 5 | 1.2 | 0.05 | 0.05 | 0.05 | 0.05 | 0.05 | 0.05 | 0.05 | 0.05 | 0.05 | 0.05 | 0.05 | 0.05 | 0.05 | 0.05 | 0.05 | 0.05 | 0.05 | 0.05 | 0.05 | 0.05 | 0.05 | 0.05 | 0.05 | 0.05 | 0.05 | 0 | 0 | 0 | 0 | 0 | 0 | 0 | 0 | 0 | 0 | 0 | 0 | 0 | 0 | 0 | 0 | 0 | 0 | 0 | 0 | 0 | 0 | 0 | 0 | 0 | 0 | 0 | 0 | 0 | 0 | 0 | 0 | 0 | 0 | 0 | 0 | 0 | 0 | 0 | 0 | 0 | 0 | 0 | 0 | 0 | 0 | 0 | 0 | 0 | 0 | 0 | 0 | 0 | 0 |  | 0.16497 | 0.16406 | 0.14993 | 0.14993 | 0.14205 | 0.073265 | 0.072861 | 0.069704 | 0.069704 | 0.067556 | 0.093321 | 0.092806 | 0.087596 | 0.087596 | 0.084345 | 0.10802 | 0.10743 | 0.10137 | 0.10137 | 0.097593 | Education - University - Computer Room (Instructional/PC Lab) - (break) - all | 16 | 9 | 16 | 13.3 | 32.3 | 13.3 | 32.3 | 0 | 0 | 0.35 | 0.85 | 0 | 0 | 0 | 0 | 0 | 0 | 0 | 0 | 0 | 0 | 0.05 | 0.05 | 0.05 | 0.05 | 0.05 | 0.05 | 0.05 | 0 | 0 | 0 | 0 | 0 | 0 | 0 | 0 | 0
633 | 6 | 33 | 12 | 9 |  |  |  |  | Education - University | Computer Room (Instructional/PC Lab) | Education - University - Computer Room (Instructional/PC Lab) | (summer) | Education - University (summer) | Education - University - Computer Room (Instructional/PC Lab) (summer) | University ComputerRm (summer) | Sat | 18 | 8 | 8 | 0.038014 | 1.9201 | 2.6183 | 1.1346 | 1.3092 | 0.98188 |  |  | 0 | 0 | 0 | 0 | 0 |  |  | 0.56057 | 0.76441 | 0.33125 | 0.38221 | 0.28666 |  |  | 0 | 0 | 0 | 0 | 0 |  |  | 0 | 0 | 0 | 0 | 0 |  |  | 0 | 0 | 0 | 0 | 0 |  |  | 0 | 0 | 0 | 0 | 0 |  |  | 0 | 0 | 0 | 0 | 0 |  |  | University ComputerRm (summer) ILit Sat | University ComputerRm (summer) ILit all | 2 | 4 | 4 | 0.96 | 0.04 | 0.04 | 0.04 | 0.04 | 0.04 | 0.04 | 0.04 | 0.04 | 0.04 | 0.04 | 0.04 | 0.04 | 0.04 | 0.04 | 0.04 | 0.04 | 0.04 | 0.04 | 0.04 | 0.04 | 0.04 | 0.04 | 0.04 | 0.04 | 0.04 | 0 | 0 | 0 | 0 | 0 | 0 | 0 | 0 | 0 | 0 | 0 | 0 | 0 | 0 | 0 | 0 | 0 | 0 | 0 | 0 | 0 | 0 | 0 | 0 | 0 | 0 | 0 | 0 | 0 | 0 | 0 | 0 | 0 | 0 | 0 | 0 | 0 | 0 | 0 | 0 | 0 | 0 | 0 | 0 | 0 | 0 | 0 | 0 | 0 | 0 | 0 | 0 | 0 | 0 |  | 0.16497 | 0.16406 | 0.14993 | 0.14993 | 0.14205 | 0.073265 | 0.072861 | 0.069704 | 0.069704 | 0.067556 | 0.093321 | 0.092806 | 0.087596 | 0.087596 | 0.084345 | 0.10802 | 0.10743 | 0.10137 | 0.10137 | 0.097593 | Education - University - Computer Room (Instructional/PC Lab) - (summer) - Sat | 10 | 9 | 16 | 2.24 | 5.44 | 0 | 0 | 2.24 | 5.44 | 0 | 0 | 0.28 | 0.68 | 0 | 0 | 0 | 0 | 0 | 0 | 0 | 0 | 0.04 | 0.04 | 0.04 | 0.04 | 0.04 | 0.04 | 0.04 | 0 | 0 | 0 | 0 | 0 | 0 | 0 | 0 | 0
634 | 6 | 34 | 13 | 10 |  |  |  |  | Education - University | Computer Room (Instructional/PC Lab) | Education - University - Computer Room (Instructional/PC Lab) | (summer) | Education - University (summer) | Education - University - Computer Room (Instructional/PC Lab) (summer) | University ComputerRm (summer) | Sun | 9 | 8 | 8 | 0.038014 | 1.9201 | 2.6183 | 1.1346 | 1.3092 | 0.98188 |  |  | 0 | 0 | 0 | 0 | 0 |  |  | 0.56057 | 0.76441 | 0.33125 | 0.38221 | 0.28666 |  |  | 0 | 0 | 0 | 0 | 0 |  |  | 0 | 0 | 0 | 0 | 0 |  |  | 0 | 0 | 0 | 0 | 0 |  |  | 0 | 0 | 0 | 0 | 0 |  |  | 0 | 0 | 0 | 0 | 0 |  |  | University ComputerRm (summer) ILit Sun | University ComputerRm (summer) ILit all | 2 | 4 | 4 | 0.96 | 0.04 | 0.04 | 0.04 | 0.04 | 0.04 | 0.04 | 0.04 | 0.04 | 0.04 | 0.04 | 0.04 | 0.04 | 0.04 | 0.04 | 0.04 | 0.04 | 0.04 | 0.04 | 0.04 | 0.04 | 0.04 | 0.04 | 0.04 | 0.04 | 0.04 | 0 | 0 | 0 | 0 | 0 | 0 | 0 | 0 | 0 | 0 | 0 | 0 | 0 | 0 | 0 | 0 | 0 | 0 | 0 | 0 | 0 | 0 | 0 | 0 | 0 | 0 | 0 | 0 | 0 | 0 | 0 | 0 | 0 | 0 | 0 | 0 | 0 | 0 | 0 | 0 | 0 | 0 | 0 | 0 | 0 | 0 | 0 | 0 | 0 | 0 | 0 | 0 | 0 | 0 |  | 0.16497 | 0.16406 | 0.14993 | 0.14993 | 0.14205 | 0.073265 | 0.072861 | 0.069704 | 0.069704 | 0.067556 | 0.093321 | 0.092806 | 0.087596 | 0.087596 | 0.084345 | 0.10802 | 0.10743 | 0.10137 | 0.10137 | 0.097593 | Education - University - Computer Room (Instructional/PC Lab) - (summer) - Sun | 12 | 9 | 16 | 2.24 | 5.44 | 0 | 0 | 2.24 | 5.44 | 0 | 0 | 0.28 | 0.68 | 0 | 0 | 0 | 0 | 0 | 0 | 0 | 0 | 0.04 | 0.04 | 0.04 | 0.04 | 0.04 | 0.04 | 0.04 | 0 | 0 | 0 | 0 | 0 | 0 | 0 | 0 | 0
635 | 6 | 35 | 14 | 11 |  |  |  |  | Education - University | Computer Room (Instructional/PC Lab) | Education - University - Computer Room (Instructional/PC Lab) | (summer) | Education - University (summer) | Education - University - Computer Room (Instructional/PC Lab) (summer) | University ComputerRm (summer) | Hol | 18 | 1 | 1 | 0.038014 | 1.9201 | 2.6183 | 1.1346 | 1.3092 | 0.98188 |  |  | 0 | 0 | 0 | 0 | 0 |  |  | 0.070071 | 0.095552 | 0.041406 | 0.047776 | 0.035832 |  |  | 0 | 0 | 0 | 0 | 0 |  |  | 0 | 0 | 0 | 0 | 0 |  |  | 0 | 0 | 0 | 0 | 0 |  |  | 0 | 0 | 0 | 0 | 0 |  |  | 0 | 0 | 0 | 0 | 0 |  |  | University ComputerRm (summer) ILit Hol | University ComputerRm (summer) ILit all | 2 | 4 | 4 | 0.96 | 0.04 | 0.04 | 0.04 | 0.04 | 0.04 | 0.04 | 0.04 | 0.04 | 0.04 | 0.04 | 0.04 | 0.04 | 0.04 | 0.04 | 0.04 | 0.04 | 0.04 | 0.04 | 0.04 | 0.04 | 0.04 | 0.04 | 0.04 | 0.04 | 0.04 | 0 | 0 | 0 | 0 | 0 | 0 | 0 | 0 | 0 | 0 | 0 | 0 | 0 | 0 | 0 | 0 | 0 | 0 | 0 | 0 | 0 | 0 | 0 | 0 | 0 | 0 | 0 | 0 | 0 | 0 | 0 | 0 | 0 | 0 | 0 | 0 | 0 | 0 | 0 | 0 | 0 | 0 | 0 | 0 | 0 | 0 | 0 | 0 | 0 | 0 | 0 | 0 | 0 | 0 |  | 0.16497 | 0.16406 | 0.14993 | 0.14993 | 0.14205 | 0.073265 | 0.072861 | 0.069704 | 0.069704 | 0.067556 | 0.093321 | 0.092806 | 0.087596 | 0.087596 | 0.084345 | 0.10802 | 0.10743 | 0.10137 | 0.10137 | 0.097593 | Education - University - Computer Room (Instructional/PC Lab) - (summer) - Hol | 14 | 9 | 16 | 0.28 | 0.68 | 0 | 0 | 0.28 | 0.68 | 0 | 0 | 0.28 | 0.68 | 0 | 0 | 0 | 0 | 0 | 0 | 0 | 0 | 0.04 | 0.04 | 0.04 | 0.04 | 0.04 | 0.04 | 0.04 | 0 | 0 | 0 | 0 | 0 | 0 | 0 | 0 | 0
636 | 6 | 36 | 15 | 12 |  | Education - University (summer) | Education - University - Computer Room (Instructional/PC Lab) | Education - University - Computer Room (Instructional/PC Lab) (summer) | Education - University | Computer Room (Instructional/PC Lab) | Education - University - Computer Room (Instructional/PC Lab) | (summer) | Education - University (summer) | Education - University - Computer Room (Instructional/PC Lab) (summer) | University ComputerRm (summer) | all | 9 | 44 | 44 | 0.038014 | 1.9201 | 2.6183 | 1.1346 | 1.3092 | 0.98188 |  |  | 0.072991 | 0.099533 | 0.043131 | 0.049767 | 0.037325 |  |  | 14.7091 | 20.0579 | 8.6918 | 10.029 | 7.5217 |  |  | 0.029196 | 0.039813 | 0.017252 | 0.019907 | 0.01493 |  |  | 2398.89 | 2398.89 | 2398.89 | 2398.89 | 2398.89 |  |  | 0 | 0 | 0 | 0 | 0 |  |  | 0.4 | 0.4 | 0.4 | 0.4 | 0.4 |  |  | 0.38689 | 0.38624 | 0.37772 | 0.37772 | 0.37413 |  |  | University ComputerRm (summer) ILit all | University ComputerRm (summer) ILit all | 3083 | 4 | 40 | 4.58 | 0.4 | 0.04 | 0.04 | 0.04 | 0.04 | 0.04 | 0.12 | 0.12 | 0.2 | 0.4 | 0.4 | 0.4 | 0.4 | 0.4 | 0.4 | 0.4 | 0.4 | 0.4 | 0.1 | 0.04 | 0.04 | 0.04 | 0.04 | 0.04 | 0.04 | 0 | 0 | 0 | 0 | 0 | 0.22222 | 0.22222 | 0.44444 | 1 | 1 | 1 | 1 | 1 | 1 | 1 | 1 | 1 | 0.16667 | 0 | 0 | 0 | 0 | 0 | 0 | 0 | 0 | 0 | 0 | 0 | 0 | 0 | 0 | 0 | 0 | 0 | 0 | 0 | 0 | 0 | 0 | 0 | 0 | 0 | 0 | 0 | 0 | 0 | 0 | 0 | 0 | 0 | 0 | 0 | 0 |  | 0.16497 | 0.16406 | 0.14993 | 0.14993 | 0.14205 | 0.073265 | 0.072861 | 0.069704 | 0.069704 | 0.067556 | 0.093321 | 0.092806 | 0.087596 | 0.087596 | 0.084345 | 0.10802 | 0.10743 | 0.10137 | 0.10137 | 0.097593 | Education - University - Computer Room (Instructional/PC Lab) - (summer) - all | 16 | 9 | 21 | 166.32 | 35.2 | 166.32 | 35.2 | 0 | 0 | 3.78 | 0.8 | 0 | 0 | 0 | 0 | 0 | 0 | 0 | 0 | 0 | 0 | 0.4 | 0.4 | 0.4 | 0.4 | 0.4 | 0.4 | 0.4 | 0.4 | 0.4 | 0.1 | 0.04 | 0.04 | 0 | 0 | 0 | 0
637 | 6 | 37 | 12 | 1 |  |  |  |  | Education - University | Corridor | Education - University - Corridor |  | Education - University | Education - University - Corridor | University Office (in session) | Sat | Closed | 32 | 32 | 0.029986 | 0.43203 | 0.58185 | 0.42548 | 0.49094 | 0.49094 |  |  | 0 | 0 | 0 | 0 | 0 |  |  | 1.14 | 1.5354 | 1.1227 | 1.2955 | 1.2955 |  |  | 0 | 0 | 0 | 0 | 0 |  |  | 0 | 0 | 0 | 0 | 0 |  |  | 0 | 0 | 0 | 0 | 0 |  |  | 0 | 0 | 0 | 0 | 0 |  |  | 0 | 0 | 0 | 0 | 0 |  |  | University Office (in session) ILit Sat | University Office (in session) ILit all | 3100 | 5 | 40 | 2.75 | 0.05 | 0.05 | 0.05 | 0.05 | 0.05 | 0.05 | 0.05 | 0.05 | 0.05 | 0.2 | 0.4 | 0.4 | 0.4 | 0.4 | 0.05 | 0.05 | 0.05 | 0.05 | 0.05 | 0.05 | 0.05 | 0.05 | 0.05 | 0.05 | 0.05 | 0 | 0 | 0 | 0 | 0 | 0 | 0 | 0 | 0.42857 | 1 | 1 | 1 | 1 | 0 | 0 | 0 | 0 | 0 | 0 | 0 | 0 | 0 | 0 | 0 | 0 | 0 | 0 | 0 | 0 | 0 | 0 | 0 | 0 | 0 | 0 | 0 | 0 | 0 | 0 | 0 | 0 | 0 | 0 | 0 | 0 | 0 | 0 | 0 | 0 | 0 | 0 | 0 | 0 | 0 |  | 0.16497 | 0.16406 | 0.14993 | 0.14993 | 0.14205 | 0.073265 | 0.072861 | 0.069704 | 0.069704 | 0.067556 | 0.093321 | 0.092806 | 0.087596 | 0.087596 | 0.084345 | 0.10802 | 0.10743 | 0.10137 | 0.10137 | 0.097593 | Education - University - Corridor - Sat | 10 | 9 | 16 | 60.8 | 27.2 | 0 | 0 | 60.8 | 27.2 | 0 | 0 | 1.9 | 0.85 | 0 | 0 | 0 | 0 | 0 | 0 | 0 | 0 | 0.2 | 0.4 | 0.4 | 0.4 | 0.4 | 0.05 | 0.05 | 0 | 0 | 0 | 0 | 0 | 0 | 0 | 0 | 0
638 | 6 | 38 | 13 | 2 |  |  |  |  | Education - University | Corridor | Education - University - Corridor |  | Education - University | Education - University - Corridor | University Office (in session) | Sun | Closed | 32 | 32 | 0.029986 | 0.43203 | 0.58185 | 0.42548 | 0.49094 | 0.49094 |  |  | 0 | 0 | 0 | 0 | 0 |  |  | 1.14 | 1.5354 | 1.1227 | 1.2955 | 1.2955 |  |  | 0 | 0 | 0 | 0 | 0 |  |  | 0 | 0 | 0 | 0 | 0 |  |  | 0 | 0 | 0 | 0 | 0 |  |  | 0 | 0 | 0 | 0 | 0 |  |  | 0 | 0 | 0 | 0 | 0 |  |  | University Office (in session) ILit Sun | University Office (in session) ILit all | 3100 | 5 | 40 | 2.75 | 0.05 | 0.05 | 0.05 | 0.05 | 0.05 | 0.05 | 0.05 | 0.05 | 0.05 | 0.2 | 0.4 | 0.4 | 0.4 | 0.4 | 0.05 | 0.05 | 0.05 | 0.05 | 0.05 | 0.05 | 0.05 | 0.05 | 0.05 | 0.05 | 0.05 | 0 | 0 | 0 | 0 | 0 | 0 | 0 | 0 | 0.42857 | 1 | 1 | 1 | 1 | 0 | 0 | 0 | 0 | 0 | 0 | 0 | 0 | 0 | 0 | 0 | 0 | 0 | 0 | 0 | 0 | 0 | 0 | 0 | 0 | 0 | 0 | 0 | 0 | 0 | 0 | 0 | 0 | 0 | 0 | 0 | 0 | 0 | 0 | 0 | 0 | 0 | 0 | 0 | 0 | 0 |  | 0.16497 | 0.16406 | 0.14993 | 0.14993 | 0.14205 | 0.073265 | 0.072861 | 0.069704 | 0.069704 | 0.067556 | 0.093321 | 0.092806 | 0.087596 | 0.087596 | 0.084345 | 0.10802 | 0.10743 | 0.10137 | 0.10137 | 0.097593 | Education - University - Corridor - Sun | 12 | 9 | 16 | 60.8 | 27.2 | 0 | 0 | 60.8 | 27.2 | 0 | 0 | 1.9 | 0.85 | 0 | 0 | 0 | 0 | 0 | 0 | 0 | 0 | 0.2 | 0.4 | 0.4 | 0.4 | 0.4 | 0.05 | 0.05 | 0 | 0 | 0 | 0 | 0 | 0 | 0 | 0 | 0
639 | 6 | 39 | 14 | 3 |  |  |  |  | Education - University | Corridor | Education - University - Corridor |  | Education - University | Education - University - Corridor | University Office (in session) | Hol | Closed | 6 | 6 | 0.029986 | 0.43203 | 0.58185 | 0.42548 | 0.49094 | 0.49094 |  |  | 0 | 0 | 0 | 0 | 0 |  |  | 0.21375 | 0.28788 | 0.21051 | 0.2429 | 0.2429 |  |  | 0 | 0 | 0 | 0 | 0 |  |  | 0 | 0 | 0 | 0 | 0 |  |  | 0 | 0 | 0 | 0 | 0 |  |  | 0 | 0 | 0 | 0 | 0 |  |  | 0 | 0 | 0 | 0 | 0 |  |  | University Office (in session) ILit Hol | University Office (in session) ILit all | 3100 | 5 | 40 | 2.75 | 0.05 | 0.05 | 0.05 | 0.05 | 0.05 | 0.05 | 0.05 | 0.05 | 0.05 | 0.2 | 0.4 | 0.4 | 0.4 | 0.4 | 0.05 | 0.05 | 0.05 | 0.05 | 0.05 | 0.05 | 0.05 | 0.05 | 0.05 | 0.05 | 0.05 | 0 | 0 | 0 | 0 | 0 | 0 | 0 | 0 | 0.42857 | 1 | 1 | 1 | 1 | 0 | 0 | 0 | 0 | 0 | 0 | 0 | 0 | 0 | 0 | 0 | 0 | 0 | 0 | 0 | 0 | 0 | 0 | 0 | 0 | 0 | 0 | 0 | 0 | 0 | 0 | 0 | 0 | 0 | 0 | 0 | 0 | 0 | 0 | 0 | 0 | 0 | 0 | 0 | 0 | 0 |  | 0.16497 | 0.16406 | 0.14993 | 0.14993 | 0.14205 | 0.073265 | 0.072861 | 0.069704 | 0.069704 | 0.067556 | 0.093321 | 0.092806 | 0.087596 | 0.087596 | 0.084345 | 0.10802 | 0.10743 | 0.10137 | 0.10137 | 0.097593 | Education - University - Corridor - Hol | 14 | 9 | 16 | 11.4 | 5.1 | 0 | 0 | 11.4 | 5.1 | 0 | 0 | 1.9 | 0.85 | 0 | 0 | 0 | 0 | 0 | 0 | 0 | 0 | 0.2 | 0.4 | 0.4 | 0.4 | 0.4 | 0.05 | 0.05 | 0 | 0 | 0 | 0 | 0 | 0 | 0 | 0 | 0
640 | 6 | 40 | 15 | 4 |  | Education - University |  | Education - University - Corridor | Education - University | Corridor | Education - University - Corridor |  | Education - University | Education - University - Corridor | University Office (in session) | all | Closed | 169 | 169 | 0.029986 | 0.43203 | 0.58185 | 0.42548 | 0.49094 | 0.49094 |  |  | 0 | 0 | 0 | 0 | 0 |  |  | 26.053 | 35.0882 | 25.6583 | 29.6057 | 29.6057 |  |  | 0.011875 | 0.015993 | 0.011695 | 0.013494 | 0.013494 |  |  | 0 | 0 | 0 | 0 | 0 |  |  | 0 | 0 | 0 | 0 | 0 |  |  | 0.91667 | 0.91667 | 0.91667 | 0.91667 | 0.91667 |  |  | 0.96695 | 0.96533 | 0.94393 | 0.94393 | 0.93491 |  |  | University Office (in session) ILit all | University Office (in session) ILit all | 3099 | 5 | 95 | 11.9 | 0.91667 | 0.05 | 0.05 | 0.05 | 0.05 | 0.05 | 0.05 | 0.05 | 0.8 | 0.9 | 0.9 | 0.95 | 0.95 | 0.8 | 0.8 | 0.9 | 0.9 | 0.95 | 0.8 | 0.7 | 0.6 | 0.4 | 0.1 | 0.05 | 0.05 | 0 | 0 | 0 | 0 | 0 | 0 | 0 | 0.83333 | 0.94444 | 0.94444 | 1 | 1 | 0.83333 | 0.83333 | 0.94444 | 0.94444 | 1 | 0.83333 | 0.72222 | 0.61111 | 0.38889 | 0.055556 | 0 | 0 | 0 | 0 | 0 | 0 | 0 | 0 | 0 | 0 | 0 | 0 | 0 | 0 | 0 | 0 | 0 | 0 | 0 | 0 | 0 | 0 | 0 | 0 | 0 | 0 | 0 | 0 | 0 | 0 | 0 | 0 |  | 0.16497 | 0.16406 | 0.14993 | 0.14993 | 0.14205 | 0.073265 | 0.072861 | 0.069704 | 0.069704 | 0.067556 | 0.093321 | 0.092806 | 0.087596 | 0.087596 | 0.084345 | 0.10802 | 0.10743 | 0.10137 | 0.10137 | 0.097593 | Education - University - Corridor - all | 16 | 9 | 21 | 1715.35 | 295.75 | 1715.35 | 295.75 | 0 | 0 | 10.15 | 1.75 | 0 | 0 | 0 | 0 | 0 | 0 | 0 | 0 | 0 | 0 | 0.9 | 0.9 | 0.95 | 0.95 | 0.8 | 0.8 | 0.9 | 0.9 | 0.95 | 0.8 | 0.7 | 0.6 | 0 | 0 | 0 | 0
641 | 6 | 41 | 12 | 5 |  |  |  |  | Education - University | Corridor | Education - University - Corridor | (break) | Education - University (break) | Education - University - Corridor (break) | University Office (break) | Sat | Closed | 12 | 12 | 0.029986 | 0.43203 | 0.58185 | 0.42548 | 0.49094 | 0.49094 |  |  | 0 | 0 | 0 | 0 | 0 |  |  | 0.21664 | 0.29177 | 0.21336 | 0.24618 | 0.24618 |  |  | 0 | 0 | 0 | 0 | 0 |  |  | 0 | 0 | 0 | 0 | 0 |  |  | 0 | 0 | 0 | 0 | 0 |  |  | 0 | 0 | 0 | 0 | 0 |  |  | 0 | 0 | 0 | 0 | 0 |  |  | University Office (break) ILit Sat | University Office (break) ILit all | 3100 | 3.5 | 16 | 1.3936 | 0.035 | 0.035 | 0.035 | 0.035 | 0.035 | 0.035 | 0.035 | 0.035 | 0.035 | 0.088571 | 0.16 | 0.16 | 0.16 | 0.16 | 0.035 | 0.035 | 0.035 | 0.035 | 0.035 | 0.035 | 0.035 | 0.035 | 0.035 | 0.035 | 0.035 | 0 | 0 | 0 | 0 | 0 | 0 | 0 | 0 | 0.42857 | 1 | 1 | 1 | 1 | 0 | 0 | 0 | 0 | 0 | 0 | 0 | 0 | 0 | 0 | 0 | 0 | 0 | 0 | 0 | 0 | 0 | 0 | 0 | 0 | 0 | 0 | 0 | 0 | 0 | 0 | 0 | 0 | 0 | 0 | 0 | 0 | 0 | 0 | 0 | 0 | 0 | 0 | 0 | 0 | 0 |  | 0.16497 | 0.16406 | 0.14993 | 0.14993 | 0.14205 | 0.073265 | 0.072861 | 0.069704 | 0.069704 | 0.067556 | 0.093321 | 0.092806 | 0.087596 | 0.087596 | 0.084345 | 0.10802 | 0.10743 | 0.10137 | 0.10137 | 0.097593 | Education - University - Corridor - (break) - Sat | 10 | Closed | Closed | 0 | 16.7229 | 0 | 0 | 0 | 16.7229 | 0 | 0 | 0 | 1.3936 | 0 | 0 | 0 | 0 | 0 | 0 | 0 | 0 | 0 | 0 | 0 | 0 | 0 | 0 | 0 | 0 | 0 | 0 | 0 | 0 | 0 | 0 | 0 | 0
642 | 6 | 42 | 13 | 6 |  |  |  |  | Education - University | Corridor | Education - University - Corridor | (break) | Education - University (break) | Education - University - Corridor (break) | University Office (break) | Sun | Closed | 12 | 12 | 0.029986 | 0.43203 | 0.58185 | 0.42548 | 0.49094 | 0.49094 |  |  | 0 | 0 | 0 | 0 | 0 |  |  | 0.0037309 | 0.0050248 | 0.0036744 | 0.0042397 | 0.0042397 |  |  | 0 | 0 | 0 | 0 | 0 |  |  | 0 | 0 | 0 | 0 | 0 |  |  | 0 | 0 | 0 | 0 | 0 |  |  | 0 | 0 | 0 | 0 | 0 |  |  | 0 | 0 | 0 | 0 | 0 |  |  | University Office (break) ILit Sun | University Office (break) ILit all | 2 | 0.1 | 0.1 | 0.024 | 0.001 | 0.001 | 0.001 | 0.001 | 0.001 | 0.001 | 0.001 | 0.001 | 0.001 | 0.001 | 0.001 | 0.001 | 0.001 | 0.001 | 0.001 | 0.001 | 0.001 | 0.001 | 0.001 | 0.001 | 0.001 | 0.001 | 0.001 | 0.001 | 0.001 | 0 | 0 | 0 | 0 | 0 | 0 | 0 | 0 | 0 | 0 | 0 | 0 | 0 | 0 | 0 | 0 | 0 | 0 | 0 | 0 | 0 | 0 | 0 | 0 | 0 | 0 | 0 | 0 | 0 | 0 | 0 | 0 | 0 | 0 | 0 | 0 | 0 | 0 | 0 | 0 | 0 | 0 | 0 | 0 | 0 | 0 | 0 | 0 | 0 | 0 | 0 | 0 | 0 | 0 |  | 0.16497 | 0.16406 | 0.14993 | 0.14993 | 0.14205 | 0.073265 | 0.072861 | 0.069704 | 0.069704 | 0.067556 | 0.093321 | 0.092806 | 0.087596 | 0.087596 | 0.084345 | 0.10802 | 0.10743 | 0.10137 | 0.10137 | 0.097593 | Education - University - Corridor - (break) - Sun | 12 | Closed | Closed | 0 | 0.288 | 0 | 0 | 0 | 0.288 | 0 | 0 | 0 | 0.024 | 0 | 0 | 0 | 0 | 0 | 0 | 0 | 0 | 0 | 0 | 0 | 0 | 0 | 0 | 0 | 0 | 0 | 0 | 0 | 0 | 0 | 0 | 0 | 0
643 | 6 | 43 | 14 | 7 |  |  |  |  | Education - University | Corridor | Education - University - Corridor | (break) | Education - University (break) | Education - University - Corridor (break) | University Office (break) | Hol | Closed | 3 | 3 | 0.029986 | 0.43203 | 0.58185 | 0.42548 | 0.49094 | 0.49094 |  |  | 0 | 0 | 0 | 0 | 0 |  |  | 0.00093273 | 0.0012562 | 0.0009186 | 0.0010599 | 0.0010599 |  |  | 0 | 0 | 0 | 0 | 0 |  |  | 0 | 0 | 0 | 0 | 0 |  |  | 0 | 0 | 0 | 0 | 0 |  |  | 0 | 0 | 0 | 0 | 0 |  |  | 0 | 0 | 0 | 0 | 0 |  |  | University Office (break) ILit Hol | University Office (break) ILit all | 2 | 0.1 | 0.1 | 0.024 | 0.001 | 0.001 | 0.001 | 0.001 | 0.001 | 0.001 | 0.001 | 0.001 | 0.001 | 0.001 | 0.001 | 0.001 | 0.001 | 0.001 | 0.001 | 0.001 | 0.001 | 0.001 | 0.001 | 0.001 | 0.001 | 0.001 | 0.001 | 0.001 | 0.001 | 0 | 0 | 0 | 0 | 0 | 0 | 0 | 0 | 0 | 0 | 0 | 0 | 0 | 0 | 0 | 0 | 0 | 0 | 0 | 0 | 0 | 0 | 0 | 0 | 0 | 0 | 0 | 0 | 0 | 0 | 0 | 0 | 0 | 0 | 0 | 0 | 0 | 0 | 0 | 0 | 0 | 0 | 0 | 0 | 0 | 0 | 0 | 0 | 0 | 0 | 0 | 0 | 0 | 0 |  | 0.16497 | 0.16406 | 0.14993 | 0.14993 | 0.14205 | 0.073265 | 0.072861 | 0.069704 | 0.069704 | 0.067556 | 0.093321 | 0.092806 | 0.087596 | 0.087596 | 0.084345 | 0.10802 | 0.10743 | 0.10137 | 0.10137 | 0.097593 | Education - University - Corridor - (break) - Hol | 14 | Closed | Closed | 0 | 0.072 | 0 | 0 | 0 | 0.072 | 0 | 0 | 0 | 0.024 | 0 | 0 | 0 | 0 | 0 | 0 | 0 | 0 | 0 | 0 | 0 | 0 | 0 | 0 | 0 | 0 | 0 | 0 | 0 | 0 | 0 | 0 | 0 | 0
644 | 6 | 44 | 15 | 8 |  | Education - University (break) |  | Education - University - Corridor (break) | Education - University | Corridor | Education - University - Corridor | (break) | Education - University (break) | Education - University - Corridor (break) | University Office (break) | all | Closed | 38 | 38 | 0.029986 | 0.43203 | 0.58185 | 0.42548 | 0.49094 | 0.49094 |  |  | 0 | 0 | 0 | 0 | 0 |  |  | 2.4327 | 3.2763 | 2.3958 | 2.7644 | 2.7644 |  |  | 0.0047572 | 0.006407 | 0.0046851 | 0.0054059 | 0.0054059 |  |  | 0 | 0 | 0 | 0 | 0 |  |  | 0 | 0 | 0 | 0 | 0 |  |  | 0.36722 | 0.36722 | 0.36722 | 0.36722 | 0.36722 |  |  | 0.21182 | 0.21072 | 0.21635 | 0.21635 | 0.2185 |  |  | University Office (break) ILit all | University Office (break) ILit all | 3099 | 3.5 | 38 | 4.9417 | 0.36722 | 0.035 | 0.035 | 0.035 | 0.035 | 0.035 | 0.035 | 0.035 | 0.3225 | 0.36083 | 0.36083 | 0.38 | 0.38 | 0.3225 | 0.3225 | 0.36083 | 0.36083 | 0.38 | 0.3225 | 0.28417 | 0.24583 | 0.16917 | 0.054167 | 0.035 | 0.035 | 0 | 0 | 0 | 0 | 0 | 0 | 0 | 0.83333 | 0.94444 | 0.94444 | 1 | 1 | 0.83333 | 0.83333 | 0.94444 | 0.94444 | 1 | 0.83333 | 0.72222 | 0.61111 | 0.38889 | 0.055556 | 0 | 0 | 0 | 0 | 0 | 0 | 0 | 0 | 0 | 0 | 0 | 0 | 0 | 0 | 0 | 0 | 0 | 0 | 0 | 0 | 0 | 0 | 0 | 0 | 0 | 0 | 0 | 0 | 0 | 0 | 0 | 0 |  | 0.16497 | 0.16406 | 0.14993 | 0.14993 | 0.14205 | 0.073265 | 0.072861 | 0.069704 | 0.069704 | 0.067556 | 0.093321 | 0.092806 | 0.087596 | 0.087596 | 0.084345 | 0.10802 | 0.10743 | 0.10137 | 0.10137 | 0.097593 | Education - University - Corridor - (break) - all | 16 | 9 | 16 | 94.525 | 93.2583 | 94.525 | 93.2583 | 0 | 0 | 2.4875 | 2.4542 | 0 | 0 | 0 | 0 | 0 | 0 | 0 | 0 | 0 | 0 | 0.36083 | 0.36083 | 0.38 | 0.38 | 0.3225 | 0.3225 | 0.36083 | 0 | 0 | 0 | 0 | 0 | 0 | 0 | 0 | 0
645 | 6 | 45 | 12 | 9 |  |  |  |  | Education - University | Corridor | Education - University - Corridor | (summer) | Education - University (summer) | Education - University - Corridor (summer) | University Office (summer) | Sat | Closed | 8 | 8 | 0.029986 | 0.43203 | 0.58185 | 0.42548 | 0.49094 | 0.49094 |  |  | 0 | 0 | 0 | 0 | 0 |  |  | 0.14443 | 0.19451 | 0.14224 | 0.16412 | 0.16412 |  |  | 0 | 0 | 0 | 0 | 0 |  |  | 0 | 0 | 0 | 0 | 0 |  |  | 0 | 0 | 0 | 0 | 0 |  |  | 0 | 0 | 0 | 0 | 0 |  |  | 0 | 0 | 0 | 0 | 0 |  |  | University Office (summer) ILit Sat | University Office (summer) ILit all | 3100 | 3.5 | 16 | 1.3936 | 0.035 | 0.035 | 0.035 | 0.035 | 0.035 | 0.035 | 0.035 | 0.035 | 0.035 | 0.088571 | 0.16 | 0.16 | 0.16 | 0.16 | 0.035 | 0.035 | 0.035 | 0.035 | 0.035 | 0.035 | 0.035 | 0.035 | 0.035 | 0.035 | 0.035 | 0 | 0 | 0 | 0 | 0 | 0 | 0 | 0 | 0.42857 | 1 | 1 | 1 | 1 | 0 | 0 | 0 | 0 | 0 | 0 | 0 | 0 | 0 | 0 | 0 | 0 | 0 | 0 | 0 | 0 | 0 | 0 | 0 | 0 | 0 | 0 | 0 | 0 | 0 | 0 | 0 | 0 | 0 | 0 | 0 | 0 | 0 | 0 | 0 | 0 | 0 | 0 | 0 | 0 | 0 |  | 0.16497 | 0.16406 | 0.14993 | 0.14993 | 0.14205 | 0.073265 | 0.072861 | 0.069704 | 0.069704 | 0.067556 | 0.093321 | 0.092806 | 0.087596 | 0.087596 | 0.084345 | 0.10802 | 0.10743 | 0.10137 | 0.10137 | 0.097593 | Education - University - Corridor - (summer) - Sat | 10 | 9 | 16 | 6.3886 | 4.76 | 0 | 0 | 6.3886 | 4.76 | 0 | 0 | 0.79857 | 0.595 | 0 | 0 | 0 | 0 | 0 | 0 | 0 | 0 | 0.088571 | 0.16 | 0.16 | 0.16 | 0.16 | 0.035 | 0.035 | 0 | 0 | 0 | 0 | 0 | 0 | 0 | 0 | 0
646 | 6 | 46 | 13 | 10 |  |  |  |  | Education - University | Corridor | Education - University - Corridor | (summer) | Education - University (summer) | Education - University - Corridor (summer) | University Office (summer) | Sun | Closed | 8 | 8 | 0.029986 | 0.43203 | 0.58185 | 0.42548 | 0.49094 | 0.49094 |  |  | 0 | 0 | 0 | 0 | 0 |  |  | 0.0024873 | 0.0033499 | 0.0024496 | 0.0028265 | 0.0028265 |  |  | 0 | 0 | 0 | 0 | 0 |  |  | 0 | 0 | 0 | 0 | 0 |  |  | 0 | 0 | 0 | 0 | 0 |  |  | 0 | 0 | 0 | 0 | 0 |  |  | 0 | 0 | 0 | 0 | 0 |  |  | University Office (summer) ILit Sun | University Office (summer) ILit all | 2 | 0.1 | 0.1 | 0.024 | 0.001 | 0.001 | 0.001 | 0.001 | 0.001 | 0.001 | 0.001 | 0.001 | 0.001 | 0.001 | 0.001 | 0.001 | 0.001 | 0.001 | 0.001 | 0.001 | 0.001 | 0.001 | 0.001 | 0.001 | 0.001 | 0.001 | 0.001 | 0.001 | 0.001 | 0 | 0 | 0 | 0 | 0 | 0 | 0 | 0 | 0 | 0 | 0 | 0 | 0 | 0 | 0 | 0 | 0 | 0 | 0 | 0 | 0 | 0 | 0 | 0 | 0 | 0 | 0 | 0 | 0 | 0 | 0 | 0 | 0 | 0 | 0 | 0 | 0 | 0 | 0 | 0 | 0 | 0 | 0 | 0 | 0 | 0 | 0 | 0 | 0 | 0 | 0 | 0 | 0 | 0 |  | 0.16497 | 0.16406 | 0.14993 | 0.14993 | 0.14205 | 0.073265 | 0.072861 | 0.069704 | 0.069704 | 0.067556 | 0.093321 | 0.092806 | 0.087596 | 0.087596 | 0.084345 | 0.10802 | 0.10743 | 0.10137 | 0.10137 | 0.097593 | Education - University - Corridor - (summer) - Sun | 12 | 9 | 16 | 0.056 | 0.136 | 0 | 0 | 0.056 | 0.136 | 0 | 0 | 0.007 | 0.017 | 0 | 0 | 0 | 0 | 0 | 0 | 0 | 0 | 0.001 | 0.001 | 0.001 | 0.001 | 0.001 | 0.001 | 0.001 | 0 | 0 | 0 | 0 | 0 | 0 | 0 | 0 | 0
647 | 6 | 47 | 14 | 11 |  |  |  |  | Education - University | Corridor | Education - University - Corridor | (summer) | Education - University (summer) | Education - University - Corridor (summer) | University Office (summer) | Hol | Closed | 1 | 1 | 0.029986 | 0.43203 | 0.58185 | 0.42548 | 0.49094 | 0.49094 |  |  | 0 | 0 | 0 | 0 | 0 |  |  | 0.00031091 | 0.00041873 | 0.0003062 | 0.00035331 | 0.00035331 |  |  | 0 | 0 | 0 | 0 | 0 |  |  | 0 | 0 | 0 | 0 | 0 |  |  | 0 | 0 | 0 | 0 | 0 |  |  | 0 | 0 | 0 | 0 | 0 |  |  | 0 | 0 | 0 | 0 | 0 |  |  | University Office (summer) ILit Hol | University Office (summer) ILit all | 2 | 0.1 | 0.1 | 0.024 | 0.001 | 0.001 | 0.001 | 0.001 | 0.001 | 0.001 | 0.001 | 0.001 | 0.001 | 0.001 | 0.001 | 0.001 | 0.001 | 0.001 | 0.001 | 0.001 | 0.001 | 0.001 | 0.001 | 0.001 | 0.001 | 0.001 | 0.001 | 0.001 | 0.001 | 0 | 0 | 0 | 0 | 0 | 0 | 0 | 0 | 0 | 0 | 0 | 0 | 0 | 0 | 0 | 0 | 0 | 0 | 0 | 0 | 0 | 0 | 0 | 0 | 0 | 0 | 0 | 0 | 0 | 0 | 0 | 0 | 0 | 0 | 0 | 0 | 0 | 0 | 0 | 0 | 0 | 0 | 0 | 0 | 0 | 0 | 0 | 0 | 0 | 0 | 0 | 0 | 0 | 0 |  | 0.16497 | 0.16406 | 0.14993 | 0.14993 | 0.14205 | 0.073265 | 0.072861 | 0.069704 | 0.069704 | 0.067556 | 0.093321 | 0.092806 | 0.087596 | 0.087596 | 0.084345 | 0.10802 | 0.10743 | 0.10137 | 0.10137 | 0.097593 | Education - University - Corridor - (summer) - Hol | 14 | 9 | 16 | 0.007 | 0.017 | 0 | 0 | 0.007 | 0.017 | 0 | 0 | 0.007 | 0.017 | 0 | 0 | 0 | 0 | 0 | 0 | 0 | 0 | 0.001 | 0.001 | 0.001 | 0.001 | 0.001 | 0.001 | 0.001 | 0 | 0 | 0 | 0 | 0 | 0 | 0 | 0 | 0
648 | 6 | 48 | 15 | 12 |  | Education - University (summer) | Education - University - Corridor | Education - University - Corridor (summer) | Education - University | Corridor | Education - University - Corridor | (summer) | Education - University (summer) | Education - University - Corridor (summer) | University Office (summer) | all | Closed | 44 | 44 | 0.029986 | 0.43203 | 0.58185 | 0.42548 | 0.49094 | 0.49094 |  |  | 0.012955 | 0.017447 | 0.012758 | 0.014721 | 0.014721 |  |  | 2.8168 | 3.7936 | 2.7741 | 3.2009 | 3.2009 |  |  | 0.0047572 | 0.006407 | 0.0046851 | 0.0054059 | 0.0054059 |  |  | 2637.2641 | 2637.2641 | 2637.2641 | 2637.2641 | 2637.2641 |  |  | 0 | 0 | 0 | 0 | 0 |  |  | 0.36722 | 0.36722 | 0.36722 | 0.36722 | 0.36722 |  |  | 0.38689 | 0.38624 | 0.37772 | 0.37772 | 0.37413 |  |  | University Office (summer) ILit all | University Office (summer) ILit all | 3099 | 3.5 | 38 | 4.9417 | 0.36722 | 0.035 | 0.035 | 0.035 | 0.035 | 0.035 | 0.035 | 0.035 | 0.3225 | 0.36083 | 0.36083 | 0.38 | 0.38 | 0.3225 | 0.3225 | 0.36083 | 0.36083 | 0.38 | 0.3225 | 0.28417 | 0.24583 | 0.16917 | 0.054167 | 0.035 | 0.035 | 0 | 0 | 0 | 0 | 0 | 0 | 0 | 0.83333 | 0.94444 | 0.94444 | 1 | 1 | 0.83333 | 0.83333 | 0.94444 | 0.94444 | 1 | 0.83333 | 0.72222 | 0.61111 | 0.38889 | 0.055556 | 0 | 0 | 0 | 0 | 0 | 0 | 0 | 0 | 0 | 0 | 0 | 0 | 0 | 0 | 0 | 0 | 0 | 0 | 0 | 0 | 0 | 0 | 0 | 0 | 0 | 0 | 0 | 0 | 0 | 0 | 0 | 0 |  | 0.16497 | 0.16406 | 0.14993 | 0.14993 | 0.14205 | 0.073265 | 0.072861 | 0.069704 | 0.069704 | 0.067556 | 0.093321 | 0.092806 | 0.087596 | 0.087596 | 0.084345 | 0.10802 | 0.10743 | 0.10137 | 0.10137 | 0.097593 | Education - University - Corridor - (summer) - all | 16 | 9 | 21 | 179.5567 | 37.8767 | 179.5567 | 37.8767 | 0 | 0 | 4.0808 | 0.86083 | 0 | 0 | 0 | 0 | 0 | 0 | 0 | 0 | 0 | 0 | 0.36083 | 0.36083 | 0.38 | 0.38 | 0.3225 | 0.3225 | 0.36083 | 0.36083 | 0.38 | 0.3225 | 0.28417 | 0.24583 | 0 | 0 | 0 | 0
649 | 6 | 49 | 12 | 1 |  |  |  |  | Education - University | Dining Area | Education - University - Dining Area |  | Education - University | Education - University - Dining Area | University Cafeteria (in session) | Sat | 18 | 32 | 32 | 0.024015 | 0.74405 | 1.091 | 0.85096 | 0.98188 | 0.90006 |  |  | 0 | 0 | 0 | 0 | 0 |  |  | 0.68613 | 1.0061 | 0.78473 | 0.90545 | 0.83 |  |  | 0 | 0 | 0 | 0 | 0 |  |  | 0 | 0 | 0 | 0 | 0 |  |  | 0 | 0 | 0 | 0 | 0 |  |  | 0 | 0 | 0 | 0 | 0 |  |  | 0 | 0 | 0 | 0 | 0 |  |  | University Cafeteria (in session) ILit Sat | University Cafeteria (in session) ILit all | 2 | 5 | 5 | 1.2 | 0.05 | 0.05 | 0.05 | 0.05 | 0.05 | 0.05 | 0.05 | 0.05 | 0.05 | 0.05 | 0.05 | 0.05 | 0.05 | 0.05 | 0.05 | 0.05 | 0.05 | 0.05 | 0.05 | 0.05 | 0.05 | 0.05 | 0.05 | 0.05 | 0.05 | 0 | 0 | 0 | 0 | 0 | 0 | 0 | 0 | 0 | 0 | 0 | 0 | 0 | 0 | 0 | 0 | 0 | 0 | 0 | 0 | 0 | 0 | 0 | 0 | 0 | 0 | 0 | 0 | 0 | 0 | 0 | 0 | 0 | 0 | 0 | 0 | 0 | 0 | 0 | 0 | 0 | 0 | 0 | 0 | 0 | 0 | 0 | 0 | 0 | 0 | 0 | 0 | 0 | 0 |  | 0.16497 | 0.16406 | 0.14993 | 0.14993 | 0.14205 | 0.073265 | 0.072861 | 0.069704 | 0.069704 | 0.067556 | 0.093321 | 0.092806 | 0.087596 | 0.087596 | 0.084345 | 0.10802 | 0.10743 | 0.10137 | 0.10137 | 0.097593 | Education - University - Dining Area - Sat | 10 | 9 | 16 | 11.2 | 27.2 | 0 | 0 | 11.2 | 27.2 | 0 | 0 | 0.35 | 0.85 | 0 | 0 | 0 | 0 | 0 | 0 | 0 | 0 | 0.05 | 0.05 | 0.05 | 0.05 | 0.05 | 0.05 | 0.05 | 0 | 0 | 0 | 0 | 0 | 0 | 0 | 0 | 0
650 | 6 | 50 | 13 | 2 |  |  |  |  | Education - University | Dining Area | Education - University - Dining Area |  | Education - University | Education - University - Dining Area | University Cafeteria (in session) | Sun | 9 | 32 | 32 | 0.024015 | 0.74405 | 1.091 | 0.85096 | 0.98188 | 0.90006 |  |  | 0 | 0 | 0 | 0 | 0 |  |  | 0.68613 | 1.0061 | 0.78473 | 0.90545 | 0.83 |  |  | 0 | 0 | 0 | 0 | 0 |  |  | 0 | 0 | 0 | 0 | 0 |  |  | 0 | 0 | 0 | 0 | 0 |  |  | 0 | 0 | 0 | 0 | 0 |  |  | 0 | 0 | 0 | 0 | 0 |  |  | University Cafeteria (in session) ILit Sun | University Cafeteria (in session) ILit all | 2 | 5 | 5 | 1.2 | 0.05 | 0.05 | 0.05 | 0.05 | 0.05 | 0.05 | 0.05 | 0.05 | 0.05 | 0.05 | 0.05 | 0.05 | 0.05 | 0.05 | 0.05 | 0.05 | 0.05 | 0.05 | 0.05 | 0.05 | 0.05 | 0.05 | 0.05 | 0.05 | 0.05 | 0 | 0 | 0 | 0 | 0 | 0 | 0 | 0 | 0 | 0 | 0 | 0 | 0 | 0 | 0 | 0 | 0 | 0 | 0 | 0 | 0 | 0 | 0 | 0 | 0 | 0 | 0 | 0 | 0 | 0 | 0 | 0 | 0 | 0 | 0 | 0 | 0 | 0 | 0 | 0 | 0 | 0 | 0 | 0 | 0 | 0 | 0 | 0 | 0 | 0 | 0 | 0 | 0 | 0 |  | 0.16497 | 0.16406 | 0.14993 | 0.14993 | 0.14205 | 0.073265 | 0.072861 | 0.069704 | 0.069704 | 0.067556 | 0.093321 | 0.092806 | 0.087596 | 0.087596 | 0.084345 | 0.10802 | 0.10743 | 0.10137 | 0.10137 | 0.097593 | Education - University - Dining Area - Sun | 12 | 9 | 16 | 11.2 | 27.2 | 0 | 0 | 11.2 | 27.2 | 0 | 0 | 0.35 | 0.85 | 0 | 0 | 0 | 0 | 0 | 0 | 0 | 0 | 0.05 | 0.05 | 0.05 | 0.05 | 0.05 | 0.05 | 0.05 | 0 | 0 | 0 | 0 | 0 | 0 | 0 | 0 | 0
651 | 6 | 51 | 14 | 3 |  |  |  |  | Education - University | Dining Area | Education - University - Dining Area |  | Education - University | Education - University - Dining Area | University Cafeteria (in session) | Hol | 18 | 6 | 6 | 0.024015 | 0.74405 | 1.091 | 0.85096 | 0.98188 | 0.90006 |  |  | 0 | 0 | 0 | 0 | 0 |  |  | 0.12865 | 0.18864 | 0.14714 | 0.16977 | 0.15562 |  |  | 0 | 0 | 0 | 0 | 0 |  |  | 0 | 0 | 0 | 0 | 0 |  |  | 0 | 0 | 0 | 0 | 0 |  |  | 0 | 0 | 0 | 0 | 0 |  |  | 0 | 0 | 0 | 0 | 0 |  |  | University Cafeteria (in session) ILit Hol | University Cafeteria (in session) ILit all | 2 | 5 | 5 | 1.2 | 0.05 | 0.05 | 0.05 | 0.05 | 0.05 | 0.05 | 0.05 | 0.05 | 0.05 | 0.05 | 0.05 | 0.05 | 0.05 | 0.05 | 0.05 | 0.05 | 0.05 | 0.05 | 0.05 | 0.05 | 0.05 | 0.05 | 0.05 | 0.05 | 0.05 | 0 | 0 | 0 | 0 | 0 | 0 | 0 | 0 | 0 | 0 | 0 | 0 | 0 | 0 | 0 | 0 | 0 | 0 | 0 | 0 | 0 | 0 | 0 | 0 | 0 | 0 | 0 | 0 | 0 | 0 | 0 | 0 | 0 | 0 | 0 | 0 | 0 | 0 | 0 | 0 | 0 | 0 | 0 | 0 | 0 | 0 | 0 | 0 | 0 | 0 | 0 | 0 | 0 | 0 |  | 0.16497 | 0.16406 | 0.14993 | 0.14993 | 0.14205 | 0.073265 | 0.072861 | 0.069704 | 0.069704 | 0.067556 | 0.093321 | 0.092806 | 0.087596 | 0.087596 | 0.084345 | 0.10802 | 0.10743 | 0.10137 | 0.10137 | 0.097593 | Education - University - Dining Area - Hol | 14 | 9 | 16 | 2.1 | 5.1 | 0 | 0 | 2.1 | 5.1 | 0 | 0 | 0.35 | 0.85 | 0 | 0 | 0 | 0 | 0 | 0 | 0 | 0 | 0.05 | 0.05 | 0.05 | 0.05 | 0.05 | 0.05 | 0.05 | 0 | 0 | 0 | 0 | 0 | 0 | 0 | 0 | 0
652 | 6 | 52 | 15 | 4 |  | Education - University |  | Education - University - Dining Area | Education - University | Dining Area | Education - University - Dining Area |  | Education - University | Education - University - Dining Area | University Cafeteria (in session) | all | 9 | 169 | 169 | 0.024015 | 0.74405 | 1.091 | 0.85096 | 0.98188 | 0.90006 |  |  | 0 | 0 | 0 | 0 | 0 |  |  | 34.5755 | 50.6973 | 39.5439 | 45.6275 | 41.8252 |  |  | 0.017868 | 0.026199 | 0.020436 | 0.02358 | 0.021615 |  |  | 0 | 0 | 0 | 0 | 0 |  |  | 0 | 0 | 0 | 0 | 0 |  |  | 1 | 1 | 1 | 1 | 1 |  |  | 0.96695 | 0.96533 | 0.94393 | 0.94393 | 0.93491 |  |  | University Cafeteria (in session) ILit all | University Cafeteria (in session) ILit all | 3104 | 10 | 100 | 11.45 | 1 | 0.1 | 0.1 | 0.1 | 0.1 | 0.1 | 0.3 | 0.3 | 0.5 | 1 | 1 | 1 | 1 | 1 | 1 | 1 | 1 | 1 | 0.25 | 0.1 | 0.1 | 0.1 | 0.1 | 0.1 | 0.1 | 0 | 0 | 0 | 0 | 0 | 0.22222 | 0.22222 | 0.44444 | 1 | 1 | 1 | 1 | 1 | 1 | 1 | 1 | 1 | 0.16667 | 0 | 0 | 0 | 0 | 0 | 0 | 0 | 0 | 0 | 0 | 0 | 0 | 0 | 0 | 0 | 0 | 0 | 0 | 0 | 0 | 0 | 0 | 0 | 0 | 0 | 0 | 0 | 0 | 0 | 0 | 0 | 0 | 0 | 0 | 0 | 0 |  | 0.16497 | 0.16406 | 0.14993 | 0.14993 | 0.14205 | 0.073265 | 0.072861 | 0.069704 | 0.069704 | 0.067556 | 0.093321 | 0.092806 | 0.087596 | 0.087596 | 0.084345 | 0.10802 | 0.10743 | 0.10137 | 0.10137 | 0.097593 | Education - University - Dining Area - all | 16 | 9 | 21 | 1597.05 | 338 | 1597.05 | 338 | 0 | 0 | 9.45 | 2 | 0 | 0 | 0 | 0 | 0 | 0 | 0 | 0 | 0 | 0 | 1 | 1 | 1 | 1 | 1 | 1 | 1 | 1 | 1 | 0.25 | 0.1 | 0.1 | 0 | 0 | 0 | 0
653 | 6 | 53 | 12 | 5 |  |  |  |  | Education - University | Dining Area | Education - University - Dining Area | (break) | Education - University (break) | Education - University - Dining Area (break) | University Cafeteria (break) | Sat | 14 | 12 | 12 | 0.024015 | 0.74405 | 1.091 | 0.85096 | 0.98188 | 0.90006 |  |  | 0 | 0 | 0 | 0 | 0 |  |  | 0.005146 | 0.0075454 | 0.0058854 | 0.0067909 | 0.006225 |  |  | 0 | 0 | 0 | 0 | 0 |  |  | 0 | 0 | 0 | 0 | 0 |  |  | 0 | 0 | 0 | 0 | 0 |  |  | 0 | 0 | 0 | 0 | 0 |  |  | 0 | 0 | 0 | 0 | 0 |  |  | University Cafeteria (break) ILit Sat | University Cafeteria (break) ILit all | 2 | 0.1 | 0.1 | 0.024 | 0.001 | 0.001 | 0.001 | 0.001 | 0.001 | 0.001 | 0.001 | 0.001 | 0.001 | 0.001 | 0.001 | 0.001 | 0.001 | 0.001 | 0.001 | 0.001 | 0.001 | 0.001 | 0.001 | 0.001 | 0.001 | 0.001 | 0.001 | 0.001 | 0.001 | 0 | 0 | 0 | 0 | 0 | 0 | 0 | 0 | 0 | 0 | 0 | 0 | 0 | 0 | 0 | 0 | 0 | 0 | 0 | 0 | 0 | 0 | 0 | 0 | 0 | 0 | 0 | 0 | 0 | 0 | 0 | 0 | 0 | 0 | 0 | 0 | 0 | 0 | 0 | 0 | 0 | 0 | 0 | 0 | 0 | 0 | 0 | 0 | 0 | 0 | 0 | 0 | 0 | 0 |  | 0.16497 | 0.16406 | 0.14993 | 0.14993 | 0.14205 | 0.073265 | 0.072861 | 0.069704 | 0.069704 | 0.067556 | 0.093321 | 0.092806 | 0.087596 | 0.087596 | 0.084345 | 0.10802 | 0.10743 | 0.10137 | 0.10137 | 0.097593 | Education - University - Dining Area - (break) - Sat | 10 | Closed | Closed | 0 | 0.288 | 0 | 0 | 0 | 0.288 | 0 | 0 | 0 | 0.024 | 0 | 0 | 0 | 0 | 0 | 0 | 0 | 0 | 0 | 0 | 0 | 0 | 0 | 0 | 0 | 0 | 0 | 0 | 0 | 0 | 0 | 0 | 0 | 0
654 | 6 | 54 | 13 | 6 |  |  |  |  | Education - University | Dining Area | Education - University - Dining Area | (break) | Education - University (break) | Education - University - Dining Area (break) | University Cafeteria (break) | Sun | 9 | 12 | 12 | 0.024015 | 0.74405 | 1.091 | 0.85096 | 0.98188 | 0.90006 |  |  | 0 | 0 | 0 | 0 | 0 |  |  | 0.005146 | 0.0075454 | 0.0058854 | 0.0067909 | 0.006225 |  |  | 0 | 0 | 0 | 0 | 0 |  |  | 0 | 0 | 0 | 0 | 0 |  |  | 0 | 0 | 0 | 0 | 0 |  |  | 0 | 0 | 0 | 0 | 0 |  |  | 0 | 0 | 0 | 0 | 0 |  |  | University Cafeteria (break) ILit Sun | University Cafeteria (break) ILit all | 2 | 0.1 | 0.1 | 0.024 | 0.001 | 0.001 | 0.001 | 0.001 | 0.001 | 0.001 | 0.001 | 0.001 | 0.001 | 0.001 | 0.001 | 0.001 | 0.001 | 0.001 | 0.001 | 0.001 | 0.001 | 0.001 | 0.001 | 0.001 | 0.001 | 0.001 | 0.001 | 0.001 | 0.001 | 0 | 0 | 0 | 0 | 0 | 0 | 0 | 0 | 0 | 0 | 0 | 0 | 0 | 0 | 0 | 0 | 0 | 0 | 0 | 0 | 0 | 0 | 0 | 0 | 0 | 0 | 0 | 0 | 0 | 0 | 0 | 0 | 0 | 0 | 0 | 0 | 0 | 0 | 0 | 0 | 0 | 0 | 0 | 0 | 0 | 0 | 0 | 0 | 0 | 0 | 0 | 0 | 0 | 0 |  | 0.16497 | 0.16406 | 0.14993 | 0.14993 | 0.14205 | 0.073265 | 0.072861 | 0.069704 | 0.069704 | 0.067556 | 0.093321 | 0.092806 | 0.087596 | 0.087596 | 0.084345 | 0.10802 | 0.10743 | 0.10137 | 0.10137 | 0.097593 | Education - University - Dining Area - (break) - Sun | 12 | Closed | Closed | 0 | 0.288 | 0 | 0 | 0 | 0.288 | 0 | 0 | 0 | 0.024 | 0 | 0 | 0 | 0 | 0 | 0 | 0 | 0 | 0 | 0 | 0 | 0 | 0 | 0 | 0 | 0 | 0 | 0 | 0 | 0 | 0 | 0 | 0 | 0
655 | 6 | 55 | 14 | 7 |  |  |  |  | Education - University | Dining Area | Education - University - Dining Area | (break) | Education - University (break) | Education - University - Dining Area (break) | University Cafeteria (break) | Hol | 14 | 3 | 3 | 0.024015 | 0.74405 | 1.091 | 0.85096 | 0.98188 | 0.90006 |  |  | 0 | 0 | 0 | 0 | 0 |  |  | 0.0012865 | 0.0018864 | 0.0014714 | 0.0016977 | 0.0015562 |  |  | 0 | 0 | 0 | 0 | 0 |  |  | 0 | 0 | 0 | 0 | 0 |  |  | 0 | 0 | 0 | 0 | 0 |  |  | 0 | 0 | 0 | 0 | 0 |  |  | 0 | 0 | 0 | 0 | 0 |  |  | University Cafeteria (break) ILit Hol | University Cafeteria (break) ILit all | 2 | 0.1 | 0.1 | 0.024 | 0.001 | 0.001 | 0.001 | 0.001 | 0.001 | 0.001 | 0.001 | 0.001 | 0.001 | 0.001 | 0.001 | 0.001 | 0.001 | 0.001 | 0.001 | 0.001 | 0.001 | 0.001 | 0.001 | 0.001 | 0.001 | 0.001 | 0.001 | 0.001 | 0.001 | 0 | 0 | 0 | 0 | 0 | 0 | 0 | 0 | 0 | 0 | 0 | 0 | 0 | 0 | 0 | 0 | 0 | 0 | 0 | 0 | 0 | 0 | 0 | 0 | 0 | 0 | 0 | 0 | 0 | 0 | 0 | 0 | 0 | 0 | 0 | 0 | 0 | 0 | 0 | 0 | 0 | 0 | 0 | 0 | 0 | 0 | 0 | 0 | 0 | 0 | 0 | 0 | 0 | 0 |  | 0.16497 | 0.16406 | 0.14993 | 0.14993 | 0.14205 | 0.073265 | 0.072861 | 0.069704 | 0.069704 | 0.067556 | 0.093321 | 0.092806 | 0.087596 | 0.087596 | 0.084345 | 0.10802 | 0.10743 | 0.10137 | 0.10137 | 0.097593 | Education - University - Dining Area - (break) - Hol | 14 | Closed | Closed | 0 | 0.072 | 0 | 0 | 0 | 0.072 | 0 | 0 | 0 | 0.024 | 0 | 0 | 0 | 0 | 0 | 0 | 0 | 0 | 0 | 0 | 0 | 0 | 0 | 0 | 0 | 0 | 0 | 0 | 0 | 0 | 0 | 0 | 0 | 0
656 | 6 | 56 | 15 | 8 |  | Education - University (break) |  | Education - University - Dining Area (break) | Education - University | Dining Area | Education - University - Dining Area | (break) | Education - University (break) | Education - University - Dining Area (break) | University Cafeteria (break) | all | 9 | 38 | 38 | 0.024015 | 0.74405 | 1.091 | 0.85096 | 0.98188 | 0.90006 |  |  | 0 | 0 | 0 | 0 | 0 |  |  | 0.016296 | 0.023894 | 0.018637 | 0.021505 | 0.019712 |  |  | 1.7868e-05 | 2.6199e-05 | 2.0436e-05 | 2.358e-05 | 2.1615e-05 |  |  | 0 | 0 | 0 | 0 | 0 |  |  | 0 | 0 | 0 | 0 | 0 |  |  | 0.001 | 0.001 | 0.001 | 0.001 | 0.001 |  |  | 0.21182 | 0.21072 | 0.21635 | 0.21635 | 0.2185 |  |  | University Cafeteria (break) ILit all | University Cafeteria (break) ILit all | 2 | 0.1 | 0.1 | 0.024 | 0.001 | 0.001 | 0.001 | 0.001 | 0.001 | 0.001 | 0.001 | 0.001 | 0.001 | 0.001 | 0.001 | 0.001 | 0.001 | 0.001 | 0.001 | 0.001 | 0.001 | 0.001 | 0.001 | 0.001 | 0.001 | 0.001 | 0.001 | 0.001 | 0.001 | 0 | 0 | 0 | 0 | 0 | 0 | 0 | 0 | 0 | 0 | 0 | 0 | 0 | 0 | 0 | 0 | 0 | 0 | 0 | 0 | 0 | 0 | 0 | 0 | 0 | 0 | 0 | 0 | 0 | 0 | 0 | 0 | 0 | 0 | 0 | 0 | 0 | 0 | 0 | 0 | 0 | 0 | 0 | 0 | 0 | 0 | 0 | 0 | 0 | 0 | 0 | 0 | 0 | 0 |  | 0.16497 | 0.16406 | 0.14993 | 0.14993 | 0.14205 | 0.073265 | 0.072861 | 0.069704 | 0.069704 | 0.067556 | 0.093321 | 0.092806 | 0.087596 | 0.087596 | 0.084345 | 0.10802 | 0.10743 | 0.10137 | 0.10137 | 0.097593 | Education - University - Dining Area - (break) - all | 16 | 9 | 16 | 0.266 | 0.646 | 0.266 | 0.646 | 0 | 0 | 0.007 | 0.017 | 0 | 0 | 0 | 0 | 0 | 0 | 0 | 0 | 0 | 0 | 0.001 | 0.001 | 0.001 | 0.001 | 0.001 | 0.001 | 0.001 | 0 | 0 | 0 | 0 | 0 | 0 | 0 | 0 | 0
657 | 6 | 57 | 12 | 9 |  |  |  |  | Education - University | Dining Area | Education - University - Dining Area | (summer) | Education - University (summer) | Education - University - Dining Area (summer) | University Cafeteria (summer) | Sat | 18 | 8 | 8 | 0.024015 | 0.74405 | 1.091 | 0.85096 | 0.98188 | 0.90006 |  |  | 0 | 0 | 0 | 0 | 0 |  |  | 0.0034307 | 0.0050303 | 0.0039236 | 0.0045273 | 0.00415 |  |  | 0 | 0 | 0 | 0 | 0 |  |  | 0 | 0 | 0 | 0 | 0 |  |  | 0 | 0 | 0 | 0 | 0 |  |  | 0 | 0 | 0 | 0 | 0 |  |  | 0 | 0 | 0 | 0 | 0 |  |  | University Cafeteria (summer) ILit Sat | University Cafeteria (summer) ILit all | 2 | 0.1 | 0.1 | 0.024 | 0.001 | 0.001 | 0.001 | 0.001 | 0.001 | 0.001 | 0.001 | 0.001 | 0.001 | 0.001 | 0.001 | 0.001 | 0.001 | 0.001 | 0.001 | 0.001 | 0.001 | 0.001 | 0.001 | 0.001 | 0.001 | 0.001 | 0.001 | 0.001 | 0.001 | 0 | 0 | 0 | 0 | 0 | 0 | 0 | 0 | 0 | 0 | 0 | 0 | 0 | 0 | 0 | 0 | 0 | 0 | 0 | 0 | 0 | 0 | 0 | 0 | 0 | 0 | 0 | 0 | 0 | 0 | 0 | 0 | 0 | 0 | 0 | 0 | 0 | 0 | 0 | 0 | 0 | 0 | 0 | 0 | 0 | 0 | 0 | 0 | 0 | 0 | 0 | 0 | 0 | 0 |  | 0.16497 | 0.16406 | 0.14993 | 0.14993 | 0.14205 | 0.073265 | 0.072861 | 0.069704 | 0.069704 | 0.067556 | 0.093321 | 0.092806 | 0.087596 | 0.087596 | 0.084345 | 0.10802 | 0.10743 | 0.10137 | 0.10137 | 0.097593 | Education - University - Dining Area - (summer) - Sat | 10 | 9 | 16 | 0.056 | 0.136 | 0 | 0 | 0.056 | 0.136 | 0 | 0 | 0.007 | 0.017 | 0 | 0 | 0 | 0 | 0 | 0 | 0 | 0 | 0.001 | 0.001 | 0.001 | 0.001 | 0.001 | 0.001 | 0.001 | 0 | 0 | 0 | 0 | 0 | 0 | 0 | 0 | 0
658 | 6 | 58 | 13 | 10 |  |  |  |  | Education - University | Dining Area | Education - University - Dining Area | (summer) | Education - University (summer) | Education - University - Dining Area (summer) | University Cafeteria (summer) | Sun | 9 | 8 | 8 | 0.024015 | 0.74405 | 1.091 | 0.85096 | 0.98188 | 0.90006 |  |  | 0 | 0 | 0 | 0 | 0 |  |  | 0.0034307 | 0.0050303 | 0.0039236 | 0.0045273 | 0.00415 |  |  | 0 | 0 | 0 | 0 | 0 |  |  | 0 | 0 | 0 | 0 | 0 |  |  | 0 | 0 | 0 | 0 | 0 |  |  | 0 | 0 | 0 | 0 | 0 |  |  | 0 | 0 | 0 | 0 | 0 |  |  | University Cafeteria (summer) ILit Sun | University Cafeteria (summer) ILit all | 2 | 0.1 | 0.1 | 0.024 | 0.001 | 0.001 | 0.001 | 0.001 | 0.001 | 0.001 | 0.001 | 0.001 | 0.001 | 0.001 | 0.001 | 0.001 | 0.001 | 0.001 | 0.001 | 0.001 | 0.001 | 0.001 | 0.001 | 0.001 | 0.001 | 0.001 | 0.001 | 0.001 | 0.001 | 0 | 0 | 0 | 0 | 0 | 0 | 0 | 0 | 0 | 0 | 0 | 0 | 0 | 0 | 0 | 0 | 0 | 0 | 0 | 0 | 0 | 0 | 0 | 0 | 0 | 0 | 0 | 0 | 0 | 0 | 0 | 0 | 0 | 0 | 0 | 0 | 0 | 0 | 0 | 0 | 0 | 0 | 0 | 0 | 0 | 0 | 0 | 0 | 0 | 0 | 0 | 0 | 0 | 0 |  | 0.16497 | 0.16406 | 0.14993 | 0.14993 | 0.14205 | 0.073265 | 0.072861 | 0.069704 | 0.069704 | 0.067556 | 0.093321 | 0.092806 | 0.087596 | 0.087596 | 0.084345 | 0.10802 | 0.10743 | 0.10137 | 0.10137 | 0.097593 | Education - University - Dining Area - (summer) - Sun | 12 | 9 | 16 | 0.056 | 0.136 | 0 | 0 | 0.056 | 0.136 | 0 | 0 | 0.007 | 0.017 | 0 | 0 | 0 | 0 | 0 | 0 | 0 | 0 | 0.001 | 0.001 | 0.001 | 0.001 | 0.001 | 0.001 | 0.001 | 0 | 0 | 0 | 0 | 0 | 0 | 0 | 0 | 0
659 | 6 | 59 | 14 | 11 |  |  |  |  | Education - University | Dining Area | Education - University - Dining Area | (summer) | Education - University (summer) | Education - University - Dining Area (summer) | University Cafeteria (summer) | Hol | 18 | 1 | 1 | 0.024015 | 0.74405 | 1.091 | 0.85096 | 0.98188 | 0.90006 |  |  | 0 | 0 | 0 | 0 | 0 |  |  | 0.00042883 | 0.00062879 | 0.00049045 | 0.00056591 | 0.00051875 |  |  | 0 | 0 | 0 | 0 | 0 |  |  | 0 | 0 | 0 | 0 | 0 |  |  | 0 | 0 | 0 | 0 | 0 |  |  | 0 | 0 | 0 | 0 | 0 |  |  | 0 | 0 | 0 | 0 | 0 |  |  | University Cafeteria (summer) ILit Hol | University Cafeteria (summer) ILit all | 2 | 0.1 | 0.1 | 0.024 | 0.001 | 0.001 | 0.001 | 0.001 | 0.001 | 0.001 | 0.001 | 0.001 | 0.001 | 0.001 | 0.001 | 0.001 | 0.001 | 0.001 | 0.001 | 0.001 | 0.001 | 0.001 | 0.001 | 0.001 | 0.001 | 0.001 | 0.001 | 0.001 | 0.001 | 0 | 0 | 0 | 0 | 0 | 0 | 0 | 0 | 0 | 0 | 0 | 0 | 0 | 0 | 0 | 0 | 0 | 0 | 0 | 0 | 0 | 0 | 0 | 0 | 0 | 0 | 0 | 0 | 0 | 0 | 0 | 0 | 0 | 0 | 0 | 0 | 0 | 0 | 0 | 0 | 0 | 0 | 0 | 0 | 0 | 0 | 0 | 0 | 0 | 0 | 0 | 0 | 0 | 0 |  | 0.16497 | 0.16406 | 0.14993 | 0.14993 | 0.14205 | 0.073265 | 0.072861 | 0.069704 | 0.069704 | 0.067556 | 0.093321 | 0.092806 | 0.087596 | 0.087596 | 0.084345 | 0.10802 | 0.10743 | 0.10137 | 0.10137 | 0.097593 | Education - University - Dining Area - (summer) - Hol | 14 | 9 | 16 | 0.007 | 0.017 | 0 | 0 | 0.007 | 0.017 | 0 | 0 | 0.007 | 0.017 | 0 | 0 | 0 | 0 | 0 | 0 | 0 | 0 | 0.001 | 0.001 | 0.001 | 0.001 | 0.001 | 0.001 | 0.001 | 0 | 0 | 0 | 0 | 0 | 0 | 0 | 0 | 0
660 | 6 | 60 | 15 | 12 |  | Education - University (summer) | Education - University - Dining Area | Education - University - Dining Area (summer) | Education - University | Dining Area | Education - University - Dining Area | (summer) | Education - University (summer) | Education - University - Dining Area (summer) | University Cafeteria (summer) | all | 9 | 44 | 44 | 0.024015 | 0.74405 | 1.091 | 0.85096 | 0.98188 | 0.90006 |  |  | 0.017868 | 0.026199 | 0.020436 | 0.02358 | 0.021615 |  |  | 3.6008 | 5.2797 | 4.1182 | 4.7517 | 4.3558 |  |  | 0.0071472 | 0.01048 | 0.0081742 | 0.0094318 | 0.0086458 |  |  | 2222.538 | 2222.538 | 2222.538 | 2222.538 | 2222.538 |  |  | 0 | 0 | 0 | 0 | 0 |  |  | 0.4 | 0.4 | 0.4 | 0.4 | 0.4 |  |  | 0.38689 | 0.38624 | 0.37772 | 0.37772 | 0.37413 |  |  | University Cafeteria (summer) ILit all | University Cafeteria (summer) ILit all | 3104 | 4 | 40 | 4.58 | 0.4 | 0.04 | 0.04 | 0.04 | 0.04 | 0.04 | 0.12 | 0.12 | 0.2 | 0.4 | 0.4 | 0.4 | 0.4 | 0.4 | 0.4 | 0.4 | 0.4 | 0.4 | 0.1 | 0.04 | 0.04 | 0.04 | 0.04 | 0.04 | 0.04 | 0 | 0 | 0 | 0 | 0 | 0.22222 | 0.22222 | 0.44444 | 1 | 1 | 1 | 1 | 1 | 1 | 1 | 1 | 1 | 0.16667 | 0 | 0 | 0 | 0 | 0 | 0 | 0 | 0 | 0 | 0 | 0 | 0 | 0 | 0 | 0 | 0 | 0 | 0 | 0 | 0 | 0 | 0 | 0 | 0 | 0 | 0 | 0 | 0 | 0 | 0 | 0 | 0 | 0 | 0 | 0 | 0 |  | 0.16497 | 0.16406 | 0.14993 | 0.14993 | 0.14205 | 0.073265 | 0.072861 | 0.069704 | 0.069704 | 0.067556 | 0.093321 | 0.092806 | 0.087596 | 0.087596 | 0.084345 | 0.10802 | 0.10743 | 0.10137 | 0.10137 | 0.097593 | Education - University - Dining Area - (summer) - all | 16 | 9 | 21 | 166.32 | 35.2 | 166.32 | 35.2 | 0 | 0 | 3.78 | 0.8 | 0 | 0 | 0 | 0 | 0 | 0 | 0 | 0 | 0 | 0 | 0.4 | 0.4 | 0.4 | 0.4 | 0.4 | 0.4 | 0.4 | 0.4 | 0.4 | 0.1 | 0.04 | 0.04 | 0 | 0 | 0 | 0
661 | 6 | 61 | 12 | 1 |  |  |  |  | Education - University | Hotel/Motel Guest Room (incl. toilets) | Education - University - Hotel/Motel Guest Room (incl. toilets) |  | Education - University | Education - University - Hotel/Motel Guest Room (incl. toilets) | University Dorm (in session) | Sat | 18 | 32 | 32 | 0.16992 | 0.24001 | 0.36366 | 0.35457 | 0.40912 | 0.40912 |  |  | 0 | 0 | 0 | 0 | 0 |  |  | 16.1825 | 24.519 | 23.906 | 27.5839 | 27.5839 |  |  | 0 | 0 | 0 | 0 | 0 |  |  | 0 | 0 | 0 | 0 | 0 |  |  | 0 | 0 | 0 | 0 | 0 |  |  | 0 | 0 | 0 | 0 | 0 |  |  | 0 | 0 | 0 | 0 | 0 |  |  | University Dorm (in session) ILit Sat | University Dorm (in session) ILit all | 3117 | 20 | 100 | 12.4 | 0.7 | 0.2 | 0.2 | 0.2 | 0.2 | 0.2 | 0.2 | 0.2 | 0.2 | 0.2 | 0.2 | 0.7 | 0.7 | 0.7 | 0.7 | 0.7 | 0.7 | 0.7 | 0.7 | 0.7 | 0.7 | 0.7 | 0.7 | 1 | 1 | 0 | 0 | 0 | 0 | 0 | 0 | 0 | 0 | 0 | 0 | 0.625 | 0.625 | 0.625 | 0.625 | 0.625 | 0.625 | 0.625 | 0.625 | 0.625 | 0.625 | 0.625 | 0.625 | 1 | 1 | 0 | 0 | 0 | 0 | 0 | 0 | 0 | 0 | 0 | 0 | 0 | 0 | 0 | 0 | 0 | 0 | 0 | 0 | 0 | 0 | 0 | 0 | 0 | 0 | 0 | 0 | 0 | 0 | 0 | 0 |  | 0.16497 | 0.16406 | 0.14993 | 0.14993 | 0.14205 | 0.073265 | 0.072861 | 0.069704 | 0.069704 | 0.067556 | 0.093321 | 0.092806 | 0.087596 | 0.087596 | 0.084345 | 0.10802 | 0.10743 | 0.10137 | 0.10137 | 0.097593 | Education - University - Hotel/Motel Guest Room (incl. toilets) - Sat | 10 | 9 | 16 | 124.8 | 272 | 0 | 0 | 124.8 | 272 | 0 | 0 | 3.9 | 8.5 | 0 | 0 | 0 | 0 | 0 | 0 | 0 | 0 | 0.2 | 0.2 | 0.7 | 0.7 | 0.7 | 0.7 | 0.7 | 0 | 0 | 0 | 0 | 0 | 0 | 0 | 0 | 0
662 | 6 | 62 | 13 | 2 |  |  |  |  | Education - University | Hotel/Motel Guest Room (incl. toilets) | Education - University - Hotel/Motel Guest Room (incl. toilets) |  | Education - University | Education - University - Hotel/Motel Guest Room (incl. toilets) | University Dorm (in session) | Sun | 9 | 32 | 32 | 0.16992 | 0.24001 | 0.36366 | 0.35457 | 0.40912 | 0.40912 |  |  | 0 | 0 | 0 | 0 | 0 |  |  | 12.5284 | 18.9825 | 18.5079 | 21.3553 | 21.3553 |  |  | 0 | 0 | 0 | 0 | 0 |  |  | 0 | 0 | 0 | 0 | 0 |  |  | 0 | 0 | 0 | 0 | 0 |  |  | 0 | 0 | 0 | 0 | 0 |  |  | 0 | 0 | 0 | 0 | 0 |  |  | University Dorm (in session) ILit Sun | University Dorm (in session) ILit all | 3118 | 20 | 80 | 9.6 | 0.5 | 0.2 | 0.2 | 0.2 | 0.2 | 0.2 | 0.2 | 0.2 | 0.2 | 0.2 | 0.2 | 0.5 | 0.5 | 0.5 | 0.5 | 0.5 | 0.5 | 0.5 | 0.5 | 0.5 | 0.5 | 0.5 | 0.5 | 0.8 | 0.8 | 0 | 0 | 0 | 0 | 0 | 0 | 0 | 0 | 0 | 0 | 0.5 | 0.5 | 0.5 | 0.5 | 0.5 | 0.5 | 0.5 | 0.5 | 0.5 | 0.5 | 0.5 | 0.5 | 1 | 1 | 0 | 0 | 0 | 0 | 0 | 0 | 0 | 0 | 0 | 0 | 0 | 0 | 0 | 0 | 0 | 0 | 0 | 0 | 0 | 0 | 0 | 0 | 0 | 0 | 0 | 0 | 0 | 0 | 0 | 0 |  | 0.16497 | 0.16406 | 0.14993 | 0.14993 | 0.14205 | 0.073265 | 0.072861 | 0.069704 | 0.069704 | 0.067556 | 0.093321 | 0.092806 | 0.087596 | 0.087596 | 0.084345 | 0.10802 | 0.10743 | 0.10137 | 0.10137 | 0.097593 | Education - University - Hotel/Motel Guest Room (incl. toilets) - Sun | 12 | 9 | 16 | 92.8 | 214.4 | 0 | 0 | 92.8 | 214.4 | 0 | 0 | 2.9 | 6.7 | 0 | 0 | 0 | 0 | 0 | 0 | 0 | 0 | 0.2 | 0.2 | 0.5 | 0.5 | 0.5 | 0.5 | 0.5 | 0 | 0 | 0 | 0 | 0 | 0 | 0 | 0 | 0
663 | 6 | 63 | 14 | 3 |  |  |  |  | Education - University | Hotel/Motel Guest Room (incl. toilets) | Education - University - Hotel/Motel Guest Room (incl. toilets) |  | Education - University | Education - University - Hotel/Motel Guest Room (incl. toilets) | University Dorm (in session) | Hol | 18 | 6 | 6 | 0.16992 | 0.24001 | 0.36366 | 0.35457 | 0.40912 | 0.40912 |  |  | 0 | 0 | 0 | 0 | 0 |  |  | 2.3491 | 3.5592 | 3.4702 | 4.0041 | 4.0041 |  |  | 0 | 0 | 0 | 0 | 0 |  |  | 0 | 0 | 0 | 0 | 0 |  |  | 0 | 0 | 0 | 0 | 0 |  |  | 0 | 0 | 0 | 0 | 0 |  |  | 0 | 0 | 0 | 0 | 0 |  |  | University Dorm (in session) ILit Hol | University Dorm (in session) ILit all | 3118 | 20 | 80 | 9.6 | 0.5 | 0.2 | 0.2 | 0.2 | 0.2 | 0.2 | 0.2 | 0.2 | 0.2 | 0.2 | 0.2 | 0.5 | 0.5 | 0.5 | 0.5 | 0.5 | 0.5 | 0.5 | 0.5 | 0.5 | 0.5 | 0.5 | 0.5 | 0.8 | 0.8 | 0 | 0 | 0 | 0 | 0 | 0 | 0 | 0 | 0 | 0 | 0.5 | 0.5 | 0.5 | 0.5 | 0.5 | 0.5 | 0.5 | 0.5 | 0.5 | 0.5 | 0.5 | 0.5 | 1 | 1 | 0 | 0 | 0 | 0 | 0 | 0 | 0 | 0 | 0 | 0 | 0 | 0 | 0 | 0 | 0 | 0 | 0 | 0 | 0 | 0 | 0 | 0 | 0 | 0 | 0 | 0 | 0 | 0 | 0 | 0 |  | 0.16497 | 0.16406 | 0.14993 | 0.14993 | 0.14205 | 0.073265 | 0.072861 | 0.069704 | 0.069704 | 0.067556 | 0.093321 | 0.092806 | 0.087596 | 0.087596 | 0.084345 | 0.10802 | 0.10743 | 0.10137 | 0.10137 | 0.097593 | Education - University - Hotel/Motel Guest Room (incl. toilets) - Hol | 14 | 9 | 16 | 17.4 | 40.2 | 0 | 0 | 17.4 | 40.2 | 0 | 0 | 2.9 | 6.7 | 0 | 0 | 0 | 0 | 0 | 0 | 0 | 0 | 0.2 | 0.2 | 0.5 | 0.5 | 0.5 | 0.5 | 0.5 | 0 | 0 | 0 | 0 | 0 | 0 | 0 | 0 | 0
664 | 6 | 64 | 15 | 4 |  | Education - University |  | Education - University - Hotel/Motel Guest Room (incl. toilets) | Education - University | Hotel/Motel Guest Room (incl. toilets) | Education - University - Hotel/Motel Guest Room (incl. toilets) |  | Education - University | Education - University - Hotel/Motel Guest Room (incl. toilets) | University Dorm (in session) | all | 9 | 169 | 169 | 0.16992 | 0.24001 | 0.36366 | 0.35457 | 0.40912 | 0.40912 |  |  | 0 | 0 | 0 | 0 | 0 |  |  | 79.261 | 120.0925 | 117.0902 | 135.104 | 135.104 |  |  | 0.020391 | 0.030896 | 0.030124 | 0.034758 | 0.034758 |  |  | 0 | 0 | 0 | 0 | 0 |  |  | 0 | 0 | 0 | 0 | 0 |  |  | 0.5 | 0.5 | 0.5 | 0.5 | 0.5 |  |  | 0.96695 | 0.96533 | 0.94393 | 0.94393 | 0.93491 |  |  | University Dorm (in session) ILit all | University Dorm (in session) ILit all | 3116 | 20 | 100 | 11.5 | 0.5 | 0.2 | 0.2 | 0.2 | 0.2 | 0.2 | 0.2 | 0.2 | 0.2 | 0.5 | 0.5 | 0.5 | 0.5 | 0.5 | 0.5 | 0.5 | 0.5 | 0.5 | 0.8 | 0.8 | 1 | 1 | 1 | 0.4 | 0.4 | 0 | 0 | 0 | 0 | 0 | 0 | 0 | 0 | 0.375 | 0.375 | 0.375 | 0.375 | 0.375 | 0.375 | 0.375 | 0.375 | 0.375 | 0.75 | 0.75 | 1 | 1 | 1 | 0.25 | 0.25 | 0 | 0 | 0 | 0 | 0 | 0 | 0 | 0 | 0 | 0 | 0 | 0 | 0 | 0 | 0 | 0 | 0 | 0 | 0 | 0 | 0 | 0 | 0 | 0 | 0 | 0 | 0 | 0 | 0 | 0 |  | 0.16497 | 0.16406 | 0.14993 | 0.14993 | 0.14205 | 0.073265 | 0.072861 | 0.069704 | 0.069704 | 0.067556 | 0.093321 | 0.092806 | 0.087596 | 0.087596 | 0.084345 | 0.10802 | 0.10743 | 0.10137 | 0.10137 | 0.097593 | Education - University - Hotel/Motel Guest Room (incl. toilets) - all | 16 | 9 | 21 | 1199.9 | 743.6 | 1199.9 | 743.6 | 0 | 0 | 7.1 | 4.4 | 0 | 0 | 0 | 0 | 0 | 0 | 0 | 0 | 0 | 0 | 0.5 | 0.5 | 0.5 | 0.5 | 0.5 | 0.5 | 0.5 | 0.5 | 0.5 | 0.8 | 0.8 | 1 | 0 | 0 | 0 | 0
665 | 6 | 65 | 12 | 5 |  |  |  |  | Education - University | Hotel/Motel Guest Room (incl. toilets) | Education - University - Hotel/Motel Guest Room (incl. toilets) | (break) | Education - University (break) | Education - University - Hotel/Motel Guest Room (incl. toilets) (break) | University Dorm (break) | Sat | 14 | 12 | 12 | 0.16992 | 0.24001 | 0.36366 | 0.35457 | 0.40912 | 0.40912 |  |  | 0 | 0 | 0 | 0 | 0 |  |  | 0.011745 | 0.017796 | 0.017351 | 0.020021 | 0.020021 |  |  | 0 | 0 | 0 | 0 | 0 |  |  | 0 | 0 | 0 | 0 | 0 |  |  | 0 | 0 | 0 | 0 | 0 |  |  | 0 | 0 | 0 | 0 | 0 |  |  | 0 | 0 | 0 | 0 | 0 |  |  | University Dorm (break) ILit Sat | University Dorm (break) ILit all | 2 | 0.1 | 0.1 | 0.024 | 0.001 | 0.001 | 0.001 | 0.001 | 0.001 | 0.001 | 0.001 | 0.001 | 0.001 | 0.001 | 0.001 | 0.001 | 0.001 | 0.001 | 0.001 | 0.001 | 0.001 | 0.001 | 0.001 | 0.001 | 0.001 | 0.001 | 0.001 | 0.001 | 0.001 | 0 | 0 | 0 | 0 | 0 | 0 | 0 | 0 | 0 | 0 | 0 | 0 | 0 | 0 | 0 | 0 | 0 | 0 | 0 | 0 | 0 | 0 | 0 | 0 | 0 | 0 | 0 | 0 | 0 | 0 | 0 | 0 | 0 | 0 | 0 | 0 | 0 | 0 | 0 | 0 | 0 | 0 | 0 | 0 | 0 | 0 | 0 | 0 | 0 | 0 | 0 | 0 | 0 | 0 |  | 0.16497 | 0.16406 | 0.14993 | 0.14993 | 0.14205 | 0.073265 | 0.072861 | 0.069704 | 0.069704 | 0.067556 | 0.093321 | 0.092806 | 0.087596 | 0.087596 | 0.084345 | 0.10802 | 0.10743 | 0.10137 | 0.10137 | 0.097593 | Education - University - Hotel/Motel Guest Room (incl. toilets) - (break) - Sat | 10 | Closed | Closed | 0 | 0.288 | 0 | 0 | 0 | 0.288 | 0 | 0 | 0 | 0.024 | 0 | 0 | 0 | 0 | 0 | 0 | 0 | 0 | 0 | 0 | 0 | 0 | 0 | 0 | 0 | 0 | 0 | 0 | 0 | 0 | 0 | 0 | 0 | 0
666 | 6 | 66 | 13 | 6 |  |  |  |  | Education - University | Hotel/Motel Guest Room (incl. toilets) | Education - University - Hotel/Motel Guest Room (incl. toilets) | (break) | Education - University (break) | Education - University - Hotel/Motel Guest Room (incl. toilets) (break) | University Dorm (break) | Sun | 9 | 12 | 12 | 0.16992 | 0.24001 | 0.36366 | 0.35457 | 0.40912 | 0.40912 |  |  | 0 | 0 | 0 | 0 | 0 |  |  | 0.011745 | 0.017796 | 0.017351 | 0.020021 | 0.020021 |  |  | 0 | 0 | 0 | 0 | 0 |  |  | 0 | 0 | 0 | 0 | 0 |  |  | 0 | 0 | 0 | 0 | 0 |  |  | 0 | 0 | 0 | 0 | 0 |  |  | 0 | 0 | 0 | 0 | 0 |  |  | University Dorm (break) ILit Sun | University Dorm (break) ILit all | 2 | 0.1 | 0.1 | 0.024 | 0.001 | 0.001 | 0.001 | 0.001 | 0.001 | 0.001 | 0.001 | 0.001 | 0.001 | 0.001 | 0.001 | 0.001 | 0.001 | 0.001 | 0.001 | 0.001 | 0.001 | 0.001 | 0.001 | 0.001 | 0.001 | 0.001 | 0.001 | 0.001 | 0.001 | 0 | 0 | 0 | 0 | 0 | 0 | 0 | 0 | 0 | 0 | 0 | 0 | 0 | 0 | 0 | 0 | 0 | 0 | 0 | 0 | 0 | 0 | 0 | 0 | 0 | 0 | 0 | 0 | 0 | 0 | 0 | 0 | 0 | 0 | 0 | 0 | 0 | 0 | 0 | 0 | 0 | 0 | 0 | 0 | 0 | 0 | 0 | 0 | 0 | 0 | 0 | 0 | 0 | 0 |  | 0.16497 | 0.16406 | 0.14993 | 0.14993 | 0.14205 | 0.073265 | 0.072861 | 0.069704 | 0.069704 | 0.067556 | 0.093321 | 0.092806 | 0.087596 | 0.087596 | 0.084345 | 0.10802 | 0.10743 | 0.10137 | 0.10137 | 0.097593 | Education - University - Hotel/Motel Guest Room (incl. toilets) - (break) - Sun | 12 | Closed | Closed | 0 | 0.288 | 0 | 0 | 0 | 0.288 | 0 | 0 | 0 | 0.024 | 0 | 0 | 0 | 0 | 0 | 0 | 0 | 0 | 0 | 0 | 0 | 0 | 0 | 0 | 0 | 0 | 0 | 0 | 0 | 0 | 0 | 0 | 0 | 0
667 | 6 | 67 | 14 | 7 |  |  |  |  | Education - University | Hotel/Motel Guest Room (incl. toilets) | Education - University - Hotel/Motel Guest Room (incl. toilets) | (break) | Education - University (break) | Education - University - Hotel/Motel Guest Room (incl. toilets) (break) | University Dorm (break) | Hol | 14 | 3 | 3 | 0.16992 | 0.24001 | 0.36366 | 0.35457 | 0.40912 | 0.40912 |  |  | 0 | 0 | 0 | 0 | 0 |  |  | 0.0029363 | 0.004449 | 0.0043378 | 0.0050051 | 0.0050051 |  |  | 0 | 0 | 0 | 0 | 0 |  |  | 0 | 0 | 0 | 0 | 0 |  |  | 0 | 0 | 0 | 0 | 0 |  |  | 0 | 0 | 0 | 0 | 0 |  |  | 0 | 0 | 0 | 0 | 0 |  |  | University Dorm (break) ILit Hol | University Dorm (break) ILit all | 2 | 0.1 | 0.1 | 0.024 | 0.001 | 0.001 | 0.001 | 0.001 | 0.001 | 0.001 | 0.001 | 0.001 | 0.001 | 0.001 | 0.001 | 0.001 | 0.001 | 0.001 | 0.001 | 0.001 | 0.001 | 0.001 | 0.001 | 0.001 | 0.001 | 0.001 | 0.001 | 0.001 | 0.001 | 0 | 0 | 0 | 0 | 0 | 0 | 0 | 0 | 0 | 0 | 0 | 0 | 0 | 0 | 0 | 0 | 0 | 0 | 0 | 0 | 0 | 0 | 0 | 0 | 0 | 0 | 0 | 0 | 0 | 0 | 0 | 0 | 0 | 0 | 0 | 0 | 0 | 0 | 0 | 0 | 0 | 0 | 0 | 0 | 0 | 0 | 0 | 0 | 0 | 0 | 0 | 0 | 0 | 0 |  | 0.16497 | 0.16406 | 0.14993 | 0.14993 | 0.14205 | 0.073265 | 0.072861 | 0.069704 | 0.069704 | 0.067556 | 0.093321 | 0.092806 | 0.087596 | 0.087596 | 0.084345 | 0.10802 | 0.10743 | 0.10137 | 0.10137 | 0.097593 | Education - University - Hotel/Motel Guest Room (incl. toilets) - (break) - Hol | 14 | Closed | Closed | 0 | 0.072 | 0 | 0 | 0 | 0.072 | 0 | 0 | 0 | 0.024 | 0 | 0 | 0 | 0 | 0 | 0 | 0 | 0 | 0 | 0 | 0 | 0 | 0 | 0 | 0 | 0 | 0 | 0 | 0 | 0 | 0 | 0 | 0 | 0
668 | 6 | 68 | 15 | 8 |  | Education - University (break) |  | Education - University - Hotel/Motel Guest Room (incl. toilets) (break) | Education - University | Hotel/Motel Guest Room (incl. toilets) | Education - University - Hotel/Motel Guest Room (incl. toilets) | (break) | Education - University (break) | Education - University - Hotel/Motel Guest Room (incl. toilets) (break) | University Dorm (break) | all | 9 | 38 | 38 | 0.16992 | 0.24001 | 0.36366 | 0.35457 | 0.40912 | 0.40912 |  |  | 0 | 0 | 0 | 0 | 0 |  |  | 0.037194 | 0.056354 | 0.054945 | 0.063398 | 0.063398 |  |  | 4.0783e-05 | 6.1792e-05 | 6.0247e-05 | 6.9516e-05 | 6.9516e-05 |  |  | 0 | 0 | 0 | 0 | 0 |  |  | 0 | 0 | 0 | 0 | 0 |  |  | 0.001 | 0.001 | 0.001 | 0.001 | 0.001 |  |  | 0.21182 | 0.21072 | 0.21635 | 0.21635 | 0.2185 |  |  | University Dorm (break) ILit all | University Dorm (break) ILit all | 2 | 0.1 | 0.1 | 0.024 | 0.001 | 0.001 | 0.001 | 0.001 | 0.001 | 0.001 | 0.001 | 0.001 | 0.001 | 0.001 | 0.001 | 0.001 | 0.001 | 0.001 | 0.001 | 0.001 | 0.001 | 0.001 | 0.001 | 0.001 | 0.001 | 0.001 | 0.001 | 0.001 | 0.001 | 0 | 0 | 0 | 0 | 0 | 0 | 0 | 0 | 0 | 0 | 0 | 0 | 0 | 0 | 0 | 0 | 0 | 0 | 0 | 0 | 0 | 0 | 0 | 0 | 0 | 0 | 0 | 0 | 0 | 0 | 0 | 0 | 0 | 0 | 0 | 0 | 0 | 0 | 0 | 0 | 0 | 0 | 0 | 0 | 0 | 0 | 0 | 0 | 0 | 0 | 0 | 0 | 0 | 0 |  | 0.16497 | 0.16406 | 0.14993 | 0.14993 | 0.14205 | 0.073265 | 0.072861 | 0.069704 | 0.069704 | 0.067556 | 0.093321 | 0.092806 | 0.087596 | 0.087596 | 0.084345 | 0.10802 | 0.10743 | 0.10137 | 0.10137 | 0.097593 | Education - University - Hotel/Motel Guest Room (incl. toilets) - (break) - all | 16 | 9 | 16 | 0.266 | 0.646 | 0.266 | 0.646 | 0 | 0 | 0.007 | 0.017 | 0 | 0 | 0 | 0 | 0 | 0 | 0 | 0 | 0 | 0 | 0.001 | 0.001 | 0.001 | 0.001 | 0.001 | 0.001 | 0.001 | 0 | 0 | 0 | 0 | 0 | 0 | 0 | 0 | 0
669 | 6 | 69 | 12 | 9 |  |  |  |  | Education - University | Hotel/Motel Guest Room (incl. toilets) | Education - University - Hotel/Motel Guest Room (incl. toilets) | (summer) | Education - University (summer) | Education - University - Hotel/Motel Guest Room (incl. toilets) (summer) | University Dorm (summer) | Sat | 18 | 8 | 8 | 0.16992 | 0.24001 | 0.36366 | 0.35457 | 0.40912 | 0.40912 |  |  | 0 | 0 | 0 | 0 | 0 |  |  | 1.6183 | 2.4519 | 2.3906 | 2.7584 | 2.7584 |  |  | 0 | 0 | 0 | 0 | 0 |  |  | 0 | 0 | 0 | 0 | 0 |  |  | 0 | 0 | 0 | 0 | 0 |  |  | 0 | 0 | 0 | 0 | 0 |  |  | 0 | 0 | 0 | 0 | 0 |  |  | University Dorm (summer) ILit Sat | University Dorm (summer) ILit all | 3117 | 8 | 40 | 4.96 | 0.28 | 0.08 | 0.08 | 0.08 | 0.08 | 0.08 | 0.08 | 0.08 | 0.08 | 0.08 | 0.08 | 0.28 | 0.28 | 0.28 | 0.28 | 0.28 | 0.28 | 0.28 | 0.28 | 0.28 | 0.28 | 0.28 | 0.28 | 0.4 | 0.4 | 0 | 0 | 0 | 0 | 0 | 0 | 0 | 0 | 0 | 0 | 0.625 | 0.625 | 0.625 | 0.625 | 0.625 | 0.625 | 0.625 | 0.625 | 0.625 | 0.625 | 0.625 | 0.625 | 1 | 1 | 0 | 0 | 0 | 0 | 0 | 0 | 0 | 0 | 0 | 0 | 0 | 0 | 0 | 0 | 0 | 0 | 0 | 0 | 0 | 0 | 0 | 0 | 0 | 0 | 0 | 0 | 0 | 0 | 0 | 0 |  | 0.16497 | 0.16406 | 0.14993 | 0.14993 | 0.14205 | 0.073265 | 0.072861 | 0.069704 | 0.069704 | 0.067556 | 0.093321 | 0.092806 | 0.087596 | 0.087596 | 0.084345 | 0.10802 | 0.10743 | 0.10137 | 0.10137 | 0.097593 | Education - University - Hotel/Motel Guest Room (incl. toilets) - (summer) - Sat | 10 | 9 | 16 | 12.48 | 27.2 | 0 | 0 | 12.48 | 27.2 | 0 | 0 | 1.56 | 3.4 | 0 | 0 | 0 | 0 | 0 | 0 | 0 | 0 | 0.08 | 0.08 | 0.28 | 0.28 | 0.28 | 0.28 | 0.28 | 0 | 0 | 0 | 0 | 0 | 0 | 0 | 0 | 0
670 | 6 | 70 | 13 | 10 |  |  |  |  | Education - University | Hotel/Motel Guest Room (incl. toilets) | Education - University - Hotel/Motel Guest Room (incl. toilets) | (summer) | Education - University (summer) | Education - University - Hotel/Motel Guest Room (incl. toilets) (summer) | University Dorm (summer) | Sun | 9 | 8 | 8 | 0.16992 | 0.24001 | 0.36366 | 0.35457 | 0.40912 | 0.40912 |  |  | 0 | 0 | 0 | 0 | 0 |  |  | 1.2528 | 1.8982 | 1.8508 | 2.1355 | 2.1355 |  |  | 0 | 0 | 0 | 0 | 0 |  |  | 0 | 0 | 0 | 0 | 0 |  |  | 0 | 0 | 0 | 0 | 0 |  |  | 0 | 0 | 0 | 0 | 0 |  |  | 0 | 0 | 0 | 0 | 0 |  |  | University Dorm (summer) ILit Sun | University Dorm (summer) ILit all | 3118 | 8 | 32 | 3.84 | 0.2 | 0.08 | 0.08 | 0.08 | 0.08 | 0.08 | 0.08 | 0.08 | 0.08 | 0.08 | 0.08 | 0.2 | 0.2 | 0.2 | 0.2 | 0.2 | 0.2 | 0.2 | 0.2 | 0.2 | 0.2 | 0.2 | 0.2 | 0.32 | 0.32 | 0 | 0 | 0 | 0 | 0 | 0 | 0 | 0 | 0 | 0 | 0.5 | 0.5 | 0.5 | 0.5 | 0.5 | 0.5 | 0.5 | 0.5 | 0.5 | 0.5 | 0.5 | 0.5 | 1 | 1 | 0 | 0 | 0 | 0 | 0 | 0 | 0 | 0 | 0 | 0 | 0 | 0 | 0 | 0 | 0 | 0 | 0 | 0 | 0 | 0 | 0 | 0 | 0 | 0 | 0 | 0 | 0 | 0 | 0 | 0 |  | 0.16497 | 0.16406 | 0.14993 | 0.14993 | 0.14205 | 0.073265 | 0.072861 | 0.069704 | 0.069704 | 0.067556 | 0.093321 | 0.092806 | 0.087596 | 0.087596 | 0.084345 | 0.10802 | 0.10743 | 0.10137 | 0.10137 | 0.097593 | Education - University - Hotel/Motel Guest Room (incl. toilets) - (summer) - Sun | 12 | 9 | 16 | 9.28 | 21.44 | 0 | 0 | 9.28 | 21.44 | 0 | 0 | 1.16 | 2.68 | 0 | 0 | 0 | 0 | 0 | 0 | 0 | 0 | 0.08 | 0.08 | 0.2 | 0.2 | 0.2 | 0.2 | 0.2 | 0 | 0 | 0 | 0 | 0 | 0 | 0 | 0 | 0
671 | 6 | 71 | 14 | 11 |  |  |  |  | Education - University | Hotel/Motel Guest Room (incl. toilets) | Education - University - Hotel/Motel Guest Room (incl. toilets) | (summer) | Education - University (summer) | Education - University - Hotel/Motel Guest Room (incl. toilets) (summer) | University Dorm (summer) | Hol | 18 | 1 | 1 | 0.16992 | 0.24001 | 0.36366 | 0.35457 | 0.40912 | 0.40912 |  |  | 0 | 0 | 0 | 0 | 0 |  |  | 0.15661 | 0.23728 | 0.23135 | 0.26694 | 0.26694 |  |  | 0 | 0 | 0 | 0 | 0 |  |  | 0 | 0 | 0 | 0 | 0 |  |  | 0 | 0 | 0 | 0 | 0 |  |  | 0 | 0 | 0 | 0 | 0 |  |  | 0 | 0 | 0 | 0 | 0 |  |  | University Dorm (summer) ILit Hol | University Dorm (summer) ILit all | 3118 | 8 | 32 | 3.84 | 0.2 | 0.08 | 0.08 | 0.08 | 0.08 | 0.08 | 0.08 | 0.08 | 0.08 | 0.08 | 0.08 | 0.2 | 0.2 | 0.2 | 0.2 | 0.2 | 0.2 | 0.2 | 0.2 | 0.2 | 0.2 | 0.2 | 0.2 | 0.32 | 0.32 | 0 | 0 | 0 | 0 | 0 | 0 | 0 | 0 | 0 | 0 | 0.5 | 0.5 | 0.5 | 0.5 | 0.5 | 0.5 | 0.5 | 0.5 | 0.5 | 0.5 | 0.5 | 0.5 | 1 | 1 | 0 | 0 | 0 | 0 | 0 | 0 | 0 | 0 | 0 | 0 | 0 | 0 | 0 | 0 | 0 | 0 | 0 | 0 | 0 | 0 | 0 | 0 | 0 | 0 | 0 | 0 | 0 | 0 | 0 | 0 |  | 0.16497 | 0.16406 | 0.14993 | 0.14993 | 0.14205 | 0.073265 | 0.072861 | 0.069704 | 0.069704 | 0.067556 | 0.093321 | 0.092806 | 0.087596 | 0.087596 | 0.084345 | 0.10802 | 0.10743 | 0.10137 | 0.10137 | 0.097593 | Education - University - Hotel/Motel Guest Room (incl. toilets) - (summer) - Hol | 14 | 9 | 16 | 1.16 | 2.68 | 0 | 0 | 1.16 | 2.68 | 0 | 0 | 1.16 | 2.68 | 0 | 0 | 0 | 0 | 0 | 0 | 0 | 0 | 0.08 | 0.08 | 0.2 | 0.2 | 0.2 | 0.2 | 0.2 | 0 | 0 | 0 | 0 | 0 | 0 | 0 | 0 | 0
672 | 6 | 72 | 15 | 12 |  | Education - University (summer) | Education - University - Hotel/Motel Guest Room (incl. toilets) | Education - University - Hotel/Motel Guest Room (incl. toilets) (summer) | Education - University | Hotel/Motel Guest Room (incl. toilets) | Education - University - Hotel/Motel Guest Room (incl. toilets) | (summer) | Education - University (summer) | Education - University - Hotel/Motel Guest Room (incl. toilets) (summer) | University Dorm (summer) | all | 9 | 44 | 44 | 0.16992 | 0.24001 | 0.36366 | 0.35457 | 0.40912 | 0.40912 |  |  | 0.040783 | 0.061792 | 0.060247 | 0.069516 | 0.069516 |  |  | 8.2544 | 12.5067 | 12.194 | 14.07 | 14.07 |  |  | 0.0081565 | 0.012358 | 0.012049 | 0.013903 | 0.013903 |  |  | 2983.3 | 2983.3 | 2983.3 | 2983.3 | 2983.3 |  |  | 0 | 0 | 0 | 0 | 0 |  |  | 0.2 | 0.2 | 0.2 | 0.2 | 0.2 |  |  | 0.38689 | 0.38624 | 0.37772 | 0.37772 | 0.37413 |  |  | University Dorm (summer) ILit all | University Dorm (summer) ILit all | 3116 | 8 | 40 | 4.6 | 0.2 | 0.08 | 0.08 | 0.08 | 0.08 | 0.08 | 0.08 | 0.08 | 0.08 | 0.2 | 0.2 | 0.2 | 0.2 | 0.2 | 0.2 | 0.2 | 0.2 | 0.2 | 0.32 | 0.32 | 0.4 | 0.4 | 0.4 | 0.16 | 0.16 | 0 | 0 | 0 | 0 | 0 | 0 | 0 | 0 | 0.375 | 0.375 | 0.375 | 0.375 | 0.375 | 0.375 | 0.375 | 0.375 | 0.375 | 0.75 | 0.75 | 1 | 1 | 1 | 0.25 | 0.25 | 0 | 0 | 0 | 0 | 0 | 0 | 0 | 0 | 0 | 0 | 0 | 0 | 0 | 0 | 0 | 0 | 0 | 0 | 0 | 0 | 0 | 0 | 0 | 0 | 0 | 0 | 0 | 0 | 0 | 0 |  | 0.16497 | 0.16406 | 0.14993 | 0.14993 | 0.14205 | 0.073265 | 0.072861 | 0.069704 | 0.069704 | 0.067556 | 0.093321 | 0.092806 | 0.087596 | 0.087596 | 0.084345 | 0.10802 | 0.10743 | 0.10137 | 0.10137 | 0.097593 | Education - University - Hotel/Motel Guest Room (incl. toilets) - (summer) - all | 16 | 9 | 21 | 124.96 | 77.44 | 124.96 | 77.44 | 0 | 0 | 2.84 | 1.76 | 0 | 0 | 0 | 0 | 0 | 0 | 0 | 0 | 0 | 0 | 0.2 | 0.2 | 0.2 | 0.2 | 0.2 | 0.2 | 0.2 | 0.2 | 0.2 | 0.32 | 0.32 | 0.4 | 0 | 0 | 0 | 0
673 | 6 | 73 | 12 | 1 |  |  |  |  | Education - University | Kitchen and Food Preparation | Education - University - Kitchen and Food Preparation |  | Education - University | Education - University - Kitchen and Food Preparation | University Kitchen (in session) | Sat | 18 | 32 | 32 | 0.01049 | 1.8721 | 2.6183 | 1.2055 | 1.391 | 1.3092 |  |  | 0 | 0 | 0 | 0 | 0 |  |  | 0.7541 | 1.0547 | 0.48559 | 0.5603 | 0.52734 |  |  | 0 | 0 | 0 | 0 | 0 |  |  | 0 | 0 | 0 | 0 | 0 |  |  | 0 | 0 | 0 | 0 | 0 |  |  | 0 | 0 | 0 | 0 | 0 |  |  | 0 | 0 | 0 | 0 | 0 |  |  | University Kitchen (in session) ILit Sat | University Kitchen (in session) ILit all | 2 | 5 | 5 | 1.2 | 0.05 | 0.05 | 0.05 | 0.05 | 0.05 | 0.05 | 0.05 | 0.05 | 0.05 | 0.05 | 0.05 | 0.05 | 0.05 | 0.05 | 0.05 | 0.05 | 0.05 | 0.05 | 0.05 | 0.05 | 0.05 | 0.05 | 0.05 | 0.05 | 0.05 | 0 | 0 | 0 | 0 | 0 | 0 | 0 | 0 | 0 | 0 | 0 | 0 | 0 | 0 | 0 | 0 | 0 | 0 | 0 | 0 | 0 | 0 | 0 | 0 | 0 | 0 | 0 | 0 | 0 | 0 | 0 | 0 | 0 | 0 | 0 | 0 | 0 | 0 | 0 | 0 | 0 | 0 | 0 | 0 | 0 | 0 | 0 | 0 | 0 | 0 | 0 | 0 | 0 | 0 |  | 0.16497 | 0.16406 | 0.14993 | 0.14993 | 0.14205 | 0.073265 | 0.072861 | 0.069704 | 0.069704 | 0.067556 | 0.093321 | 0.092806 | 0.087596 | 0.087596 | 0.084345 | 0.10802 | 0.10743 | 0.10137 | 0.10137 | 0.097593 | Education - University - Kitchen and Food Preparation - Sat | 10 | 9 | 16 | 11.2 | 27.2 | 0 | 0 | 11.2 | 27.2 | 0 | 0 | 0.35 | 0.85 | 0 | 0 | 0 | 0 | 0 | 0 | 0 | 0 | 0.05 | 0.05 | 0.05 | 0.05 | 0.05 | 0.05 | 0.05 | 0 | 0 | 0 | 0 | 0 | 0 | 0 | 0 | 0
674 | 6 | 74 | 13 | 2 |  |  |  |  | Education - University | Kitchen and Food Preparation | Education - University - Kitchen and Food Preparation |  | Education - University | Education - University - Kitchen and Food Preparation | University Kitchen (in session) | Sun | 9 | 32 | 32 | 0.01049 | 1.8721 | 2.6183 | 1.2055 | 1.391 | 1.3092 |  |  | 0 | 0 | 0 | 0 | 0 |  |  | 0.7541 | 1.0547 | 0.48559 | 0.5603 | 0.52734 |  |  | 0 | 0 | 0 | 0 | 0 |  |  | 0 | 0 | 0 | 0 | 0 |  |  | 0 | 0 | 0 | 0 | 0 |  |  | 0 | 0 | 0 | 0 | 0 |  |  | 0 | 0 | 0 | 0 | 0 |  |  | University Kitchen (in session) ILit Sun | University Kitchen (in session) ILit all | 2 | 5 | 5 | 1.2 | 0.05 | 0.05 | 0.05 | 0.05 | 0.05 | 0.05 | 0.05 | 0.05 | 0.05 | 0.05 | 0.05 | 0.05 | 0.05 | 0.05 | 0.05 | 0.05 | 0.05 | 0.05 | 0.05 | 0.05 | 0.05 | 0.05 | 0.05 | 0.05 | 0.05 | 0 | 0 | 0 | 0 | 0 | 0 | 0 | 0 | 0 | 0 | 0 | 0 | 0 | 0 | 0 | 0 | 0 | 0 | 0 | 0 | 0 | 0 | 0 | 0 | 0 | 0 | 0 | 0 | 0 | 0 | 0 | 0 | 0 | 0 | 0 | 0 | 0 | 0 | 0 | 0 | 0 | 0 | 0 | 0 | 0 | 0 | 0 | 0 | 0 | 0 | 0 | 0 | 0 | 0 |  | 0.16497 | 0.16406 | 0.14993 | 0.14993 | 0.14205 | 0.073265 | 0.072861 | 0.069704 | 0.069704 | 0.067556 | 0.093321 | 0.092806 | 0.087596 | 0.087596 | 0.084345 | 0.10802 | 0.10743 | 0.10137 | 0.10137 | 0.097593 | Education - University - Kitchen and Food Preparation - Sun | 12 | 9 | 16 | 11.2 | 27.2 | 0 | 0 | 11.2 | 27.2 | 0 | 0 | 0.35 | 0.85 | 0 | 0 | 0 | 0 | 0 | 0 | 0 | 0 | 0.05 | 0.05 | 0.05 | 0.05 | 0.05 | 0.05 | 0.05 | 0 | 0 | 0 | 0 | 0 | 0 | 0 | 0 | 0
675 | 6 | 75 | 14 | 3 |  |  |  |  | Education - University | Kitchen and Food Preparation | Education - University - Kitchen and Food Preparation |  | Education - University | Education - University - Kitchen and Food Preparation | University Kitchen (in session) | Hol | 18 | 6 | 6 | 0.01049 | 1.8721 | 2.6183 | 1.2055 | 1.391 | 1.3092 |  |  | 0 | 0 | 0 | 0 | 0 |  |  | 0.14139 | 0.19775 | 0.091049 | 0.10506 | 0.098876 |  |  | 0 | 0 | 0 | 0 | 0 |  |  | 0 | 0 | 0 | 0 | 0 |  |  | 0 | 0 | 0 | 0 | 0 |  |  | 0 | 0 | 0 | 0 | 0 |  |  | 0 | 0 | 0 | 0 | 0 |  |  | University Kitchen (in session) ILit Hol | University Kitchen (in session) ILit all | 2 | 5 | 5 | 1.2 | 0.05 | 0.05 | 0.05 | 0.05 | 0.05 | 0.05 | 0.05 | 0.05 | 0.05 | 0.05 | 0.05 | 0.05 | 0.05 | 0.05 | 0.05 | 0.05 | 0.05 | 0.05 | 0.05 | 0.05 | 0.05 | 0.05 | 0.05 | 0.05 | 0.05 | 0 | 0 | 0 | 0 | 0 | 0 | 0 | 0 | 0 | 0 | 0 | 0 | 0 | 0 | 0 | 0 | 0 | 0 | 0 | 0 | 0 | 0 | 0 | 0 | 0 | 0 | 0 | 0 | 0 | 0 | 0 | 0 | 0 | 0 | 0 | 0 | 0 | 0 | 0 | 0 | 0 | 0 | 0 | 0 | 0 | 0 | 0 | 0 | 0 | 0 | 0 | 0 | 0 | 0 |  | 0.16497 | 0.16406 | 0.14993 | 0.14993 | 0.14205 | 0.073265 | 0.072861 | 0.069704 | 0.069704 | 0.067556 | 0.093321 | 0.092806 | 0.087596 | 0.087596 | 0.084345 | 0.10802 | 0.10743 | 0.10137 | 0.10137 | 0.097593 | Education - University - Kitchen and Food Preparation - Hol | 14 | 9 | 16 | 2.1 | 5.1 | 0 | 0 | 2.1 | 5.1 | 0 | 0 | 0.35 | 0.85 | 0 | 0 | 0 | 0 | 0 | 0 | 0 | 0 | 0.05 | 0.05 | 0.05 | 0.05 | 0.05 | 0.05 | 0.05 | 0 | 0 | 0 | 0 | 0 | 0 | 0 | 0 | 0
676 | 6 | 76 | 15 | 4 |  | Education - University |  | Education - University - Kitchen and Food Preparation | Education - University | Kitchen and Food Preparation | Education - University - Kitchen and Food Preparation |  | Education - University | Education - University - Kitchen and Food Preparation | University Kitchen (in session) | all | 9 | 169 | 169 | 0.01049 | 1.8721 | 2.6183 | 1.2055 | 1.391 | 1.3092 |  |  | 0 | 0 | 0 | 0 | 0 |  |  | 38.0004 | 53.1474 | 24.4699 | 28.2345 | 26.5737 |  |  | 0.019638 | 0.027466 | 0.012646 | 0.014591 | 0.013733 |  |  | 0 | 0 | 0 | 0 | 0 |  |  | 0 | 0 | 0 | 0 | 0 |  |  | 1 | 1 | 1 | 1 | 1 |  |  | 0.96695 | 0.96533 | 0.94393 | 0.94393 | 0.93491 |  |  | University Kitchen (in session) ILit all | University Kitchen (in session) ILit all | 3107 | 10 | 100 | 11.45 | 1 | 0.1 | 0.1 | 0.1 | 0.1 | 0.1 | 0.3 | 0.3 | 0.5 | 1 | 1 | 1 | 1 | 1 | 1 | 1 | 1 | 1 | 0.25 | 0.1 | 0.1 | 0.1 | 0.1 | 0.1 | 0.1 | 0 | 0 | 0 | 0 | 0 | 0.22222 | 0.22222 | 0.44444 | 1 | 1 | 1 | 1 | 1 | 1 | 1 | 1 | 1 | 0.16667 | 0 | 0 | 0 | 0 | 0 | 0 | 0 | 0 | 0 | 0 | 0 | 0 | 0 | 0 | 0 | 0 | 0 | 0 | 0 | 0 | 0 | 0 | 0 | 0 | 0 | 0 | 0 | 0 | 0 | 0 | 0 | 0 | 0 | 0 | 0 | 0 |  | 0.16497 | 0.16406 | 0.14993 | 0.14993 | 0.14205 | 0.073265 | 0.072861 | 0.069704 | 0.069704 | 0.067556 | 0.093321 | 0.092806 | 0.087596 | 0.087596 | 0.084345 | 0.10802 | 0.10743 | 0.10137 | 0.10137 | 0.097593 | Education - University - Kitchen and Food Preparation - all | 16 | 9 | 21 | 1597.05 | 338 | 1597.05 | 338 | 0 | 0 | 9.45 | 2 | 0 | 0 | 0 | 0 | 0 | 0 | 0 | 0 | 0 | 0 | 1 | 1 | 1 | 1 | 1 | 1 | 1 | 1 | 1 | 0.25 | 0.1 | 0.1 | 0 | 0 | 0 | 0
677 | 6 | 77 | 12 | 5 |  |  |  |  | Education - University | Kitchen and Food Preparation | Education - University - Kitchen and Food Preparation | (break) | Education - University (break) | Education - University - Kitchen and Food Preparation (break) | University Kitchen (break) | Sat | 14 | 12 | 12 | 0.01049 | 1.8721 | 2.6183 | 1.2055 | 1.391 | 1.3092 |  |  | 0 | 0 | 0 | 0 | 0 |  |  | 0.0056557 | 0.0079101 | 0.0036419 | 0.0042022 | 0.0039551 |  |  | 0 | 0 | 0 | 0 | 0 |  |  | 0 | 0 | 0 | 0 | 0 |  |  | 0 | 0 | 0 | 0 | 0 |  |  | 0 | 0 | 0 | 0 | 0 |  |  | 0 | 0 | 0 | 0 | 0 |  |  | University Kitchen (break) ILit Sat | University Kitchen (break) ILit all | 2 | 0.1 | 0.1 | 0.024 | 0.001 | 0.001 | 0.001 | 0.001 | 0.001 | 0.001 | 0.001 | 0.001 | 0.001 | 0.001 | 0.001 | 0.001 | 0.001 | 0.001 | 0.001 | 0.001 | 0.001 | 0.001 | 0.001 | 0.001 | 0.001 | 0.001 | 0.001 | 0.001 | 0.001 | 0 | 0 | 0 | 0 | 0 | 0 | 0 | 0 | 0 | 0 | 0 | 0 | 0 | 0 | 0 | 0 | 0 | 0 | 0 | 0 | 0 | 0 | 0 | 0 | 0 | 0 | 0 | 0 | 0 | 0 | 0 | 0 | 0 | 0 | 0 | 0 | 0 | 0 | 0 | 0 | 0 | 0 | 0 | 0 | 0 | 0 | 0 | 0 | 0 | 0 | 0 | 0 | 0 | 0 |  | 0.16497 | 0.16406 | 0.14993 | 0.14993 | 0.14205 | 0.073265 | 0.072861 | 0.069704 | 0.069704 | 0.067556 | 0.093321 | 0.092806 | 0.087596 | 0.087596 | 0.084345 | 0.10802 | 0.10743 | 0.10137 | 0.10137 | 0.097593 | Education - University - Kitchen and Food Preparation - (break) - Sat | 10 | Closed | Closed | 0 | 0.288 | 0 | 0 | 0 | 0.288 | 0 | 0 | 0 | 0.024 | 0 | 0 | 0 | 0 | 0 | 0 | 0 | 0 | 0 | 0 | 0 | 0 | 0 | 0 | 0 | 0 | 0 | 0 | 0 | 0 | 0 | 0 | 0 | 0
678 | 6 | 78 | 13 | 6 |  |  |  |  | Education - University | Kitchen and Food Preparation | Education - University - Kitchen and Food Preparation | (break) | Education - University (break) | Education - University - Kitchen and Food Preparation (break) | University Kitchen (break) | Sun | 9 | 12 | 12 | 0.01049 | 1.8721 | 2.6183 | 1.2055 | 1.391 | 1.3092 |  |  | 0 | 0 | 0 | 0 | 0 |  |  | 0.0056557 | 0.0079101 | 0.0036419 | 0.0042022 | 0.0039551 |  |  | 0 | 0 | 0 | 0 | 0 |  |  | 0 | 0 | 0 | 0 | 0 |  |  | 0 | 0 | 0 | 0 | 0 |  |  | 0 | 0 | 0 | 0 | 0 |  |  | 0 | 0 | 0 | 0 | 0 |  |  | University Kitchen (break) ILit Sun | University Kitchen (break) ILit all | 2 | 0.1 | 0.1 | 0.024 | 0.001 | 0.001 | 0.001 | 0.001 | 0.001 | 0.001 | 0.001 | 0.001 | 0.001 | 0.001 | 0.001 | 0.001 | 0.001 | 0.001 | 0.001 | 0.001 | 0.001 | 0.001 | 0.001 | 0.001 | 0.001 | 0.001 | 0.001 | 0.001 | 0.001 | 0 | 0 | 0 | 0 | 0 | 0 | 0 | 0 | 0 | 0 | 0 | 0 | 0 | 0 | 0 | 0 | 0 | 0 | 0 | 0 | 0 | 0 | 0 | 0 | 0 | 0 | 0 | 0 | 0 | 0 | 0 | 0 | 0 | 0 | 0 | 0 | 0 | 0 | 0 | 0 | 0 | 0 | 0 | 0 | 0 | 0 | 0 | 0 | 0 | 0 | 0 | 0 | 0 | 0 |  | 0.16497 | 0.16406 | 0.14993 | 0.14993 | 0.14205 | 0.073265 | 0.072861 | 0.069704 | 0.069704 | 0.067556 | 0.093321 | 0.092806 | 0.087596 | 0.087596 | 0.084345 | 0.10802 | 0.10743 | 0.10137 | 0.10137 | 0.097593 | Education - University - Kitchen and Food Preparation - (break) - Sun | 12 | Closed | Closed | 0 | 0.288 | 0 | 0 | 0 | 0.288 | 0 | 0 | 0 | 0.024 | 0 | 0 | 0 | 0 | 0 | 0 | 0 | 0 | 0 | 0 | 0 | 0 | 0 | 0 | 0 | 0 | 0 | 0 | 0 | 0 | 0 | 0 | 0 | 0
679 | 6 | 79 | 14 | 7 |  |  |  |  | Education - University | Kitchen and Food Preparation | Education - University - Kitchen and Food Preparation | (break) | Education - University (break) | Education - University - Kitchen and Food Preparation (break) | University Kitchen (break) | Hol | 14 | 3 | 3 | 0.01049 | 1.8721 | 2.6183 | 1.2055 | 1.391 | 1.3092 |  |  | 0 | 0 | 0 | 0 | 0 |  |  | 0.0014139 | 0.0019775 | 0.00091049 | 0.0010506 | 0.00098876 |  |  | 0 | 0 | 0 | 0 | 0 |  |  | 0 | 0 | 0 | 0 | 0 |  |  | 0 | 0 | 0 | 0 | 0 |  |  | 0 | 0 | 0 | 0 | 0 |  |  | 0 | 0 | 0 | 0 | 0 |  |  | University Kitchen (break) ILit Hol | University Kitchen (break) ILit all | 2 | 0.1 | 0.1 | 0.024 | 0.001 | 0.001 | 0.001 | 0.001 | 0.001 | 0.001 | 0.001 | 0.001 | 0.001 | 0.001 | 0.001 | 0.001 | 0.001 | 0.001 | 0.001 | 0.001 | 0.001 | 0.001 | 0.001 | 0.001 | 0.001 | 0.001 | 0.001 | 0.001 | 0.001 | 0 | 0 | 0 | 0 | 0 | 0 | 0 | 0 | 0 | 0 | 0 | 0 | 0 | 0 | 0 | 0 | 0 | 0 | 0 | 0 | 0 | 0 | 0 | 0 | 0 | 0 | 0 | 0 | 0 | 0 | 0 | 0 | 0 | 0 | 0 | 0 | 0 | 0 | 0 | 0 | 0 | 0 | 0 | 0 | 0 | 0 | 0 | 0 | 0 | 0 | 0 | 0 | 0 | 0 |  | 0.16497 | 0.16406 | 0.14993 | 0.14993 | 0.14205 | 0.073265 | 0.072861 | 0.069704 | 0.069704 | 0.067556 | 0.093321 | 0.092806 | 0.087596 | 0.087596 | 0.084345 | 0.10802 | 0.10743 | 0.10137 | 0.10137 | 0.097593 | Education - University - Kitchen and Food Preparation - (break) - Hol | 14 | Closed | Closed | 0 | 0.072 | 0 | 0 | 0 | 0.072 | 0 | 0 | 0 | 0.024 | 0 | 0 | 0 | 0 | 0 | 0 | 0 | 0 | 0 | 0 | 0 | 0 | 0 | 0 | 0 | 0 | 0 | 0 | 0 | 0 | 0 | 0 | 0 | 0
680 | 6 | 80 | 15 | 8 |  | Education - University (break) |  | Education - University - Kitchen and Food Preparation (break) | Education - University | Kitchen and Food Preparation | Education - University - Kitchen and Food Preparation | (break) | Education - University (break) | Education - University - Kitchen and Food Preparation (break) | University Kitchen (break) | all | 9 | 38 | 38 | 0.01049 | 1.8721 | 2.6183 | 1.2055 | 1.391 | 1.3092 |  |  | 0 | 0 | 0 | 0 | 0 |  |  | 0.01791 | 0.025049 | 0.011533 | 0.013307 | 0.012524 |  |  | 1.9638e-05 | 2.7466e-05 | 1.2646e-05 | 1.4591e-05 | 1.3733e-05 |  |  | 0 | 0 | 0 | 0 | 0 |  |  | 0 | 0 | 0 | 0 | 0 |  |  | 0.001 | 0.001 | 0.001 | 0.001 | 0.001 |  |  | 0.21182 | 0.21072 | 0.21635 | 0.21635 | 0.2185 |  |  | University Kitchen (break) ILit all | University Kitchen (break) ILit all | 2 | 0.1 | 0.1 | 0.024 | 0.001 | 0.001 | 0.001 | 0.001 | 0.001 | 0.001 | 0.001 | 0.001 | 0.001 | 0.001 | 0.001 | 0.001 | 0.001 | 0.001 | 0.001 | 0.001 | 0.001 | 0.001 | 0.001 | 0.001 | 0.001 | 0.001 | 0.001 | 0.001 | 0.001 | 0 | 0 | 0 | 0 | 0 | 0 | 0 | 0 | 0 | 0 | 0 | 0 | 0 | 0 | 0 | 0 | 0 | 0 | 0 | 0 | 0 | 0 | 0 | 0 | 0 | 0 | 0 | 0 | 0 | 0 | 0 | 0 | 0 | 0 | 0 | 0 | 0 | 0 | 0 | 0 | 0 | 0 | 0 | 0 | 0 | 0 | 0 | 0 | 0 | 0 | 0 | 0 | 0 | 0 |  | 0.16497 | 0.16406 | 0.14993 | 0.14993 | 0.14205 | 0.073265 | 0.072861 | 0.069704 | 0.069704 | 0.067556 | 0.093321 | 0.092806 | 0.087596 | 0.087596 | 0.084345 | 0.10802 | 0.10743 | 0.10137 | 0.10137 | 0.097593 | Education - University - Kitchen and Food Preparation - (break) - all | 16 | 9 | 16 | 0.266 | 0.646 | 0.266 | 0.646 | 0 | 0 | 0.007 | 0.017 | 0 | 0 | 0 | 0 | 0 | 0 | 0 | 0 | 0 | 0 | 0.001 | 0.001 | 0.001 | 0.001 | 0.001 | 0.001 | 0.001 | 0 | 0 | 0 | 0 | 0 | 0 | 0 | 0 | 0
681 | 6 | 81 | 12 | 9 |  |  |  |  | Education - University | Kitchen and Food Preparation | Education - University - Kitchen and Food Preparation | (summer) | Education - University (summer) | Education - University - Kitchen and Food Preparation (summer) | University Kitchen (summer) | Sat | 18 | 8 | 8 | 0.01049 | 1.8721 | 2.6183 | 1.2055 | 1.391 | 1.3092 |  |  | 0 | 0 | 0 | 0 | 0 |  |  | 0.0037705 | 0.0052734 | 0.002428 | 0.0028015 | 0.0026367 |  |  | 0 | 0 | 0 | 0 | 0 |  |  | 0 | 0 | 0 | 0 | 0 |  |  | 0 | 0 | 0 | 0 | 0 |  |  | 0 | 0 | 0 | 0 | 0 |  |  | 0 | 0 | 0 | 0 | 0 |  |  | University Kitchen (summer) ILit Sat | University Kitchen (summer) ILit all | 2 | 0.1 | 0.1 | 0.024 | 0.001 | 0.001 | 0.001 | 0.001 | 0.001 | 0.001 | 0.001 | 0.001 | 0.001 | 0.001 | 0.001 | 0.001 | 0.001 | 0.001 | 0.001 | 0.001 | 0.001 | 0.001 | 0.001 | 0.001 | 0.001 | 0.001 | 0.001 | 0.001 | 0.001 | 0 | 0 | 0 | 0 | 0 | 0 | 0 | 0 | 0 | 0 | 0 | 0 | 0 | 0 | 0 | 0 | 0 | 0 | 0 | 0 | 0 | 0 | 0 | 0 | 0 | 0 | 0 | 0 | 0 | 0 | 0 | 0 | 0 | 0 | 0 | 0 | 0 | 0 | 0 | 0 | 0 | 0 | 0 | 0 | 0 | 0 | 0 | 0 | 0 | 0 | 0 | 0 | 0 | 0 |  | 0.16497 | 0.16406 | 0.14993 | 0.14993 | 0.14205 | 0.073265 | 0.072861 | 0.069704 | 0.069704 | 0.067556 | 0.093321 | 0.092806 | 0.087596 | 0.087596 | 0.084345 | 0.10802 | 0.10743 | 0.10137 | 0.10137 | 0.097593 | Education - University - Kitchen and Food Preparation - (summer) - Sat | 10 | 9 | 16 | 0.056 | 0.136 | 0 | 0 | 0.056 | 0.136 | 0 | 0 | 0.007 | 0.017 | 0 | 0 | 0 | 0 | 0 | 0 | 0 | 0 | 0.001 | 0.001 | 0.001 | 0.001 | 0.001 | 0.001 | 0.001 | 0 | 0 | 0 | 0 | 0 | 0 | 0 | 0 | 0
682 | 6 | 82 | 13 | 10 |  |  |  |  | Education - University | Kitchen and Food Preparation | Education - University - Kitchen and Food Preparation | (summer) | Education - University (summer) | Education - University - Kitchen and Food Preparation (summer) | University Kitchen (summer) | Sun | 9 | 8 | 8 | 0.01049 | 1.8721 | 2.6183 | 1.2055 | 1.391 | 1.3092 |  |  | 0 | 0 | 0 | 0 | 0 |  |  | 0.0037705 | 0.0052734 | 0.002428 | 0.0028015 | 0.0026367 |  |  | 0 | 0 | 0 | 0 | 0 |  |  | 0 | 0 | 0 | 0 | 0 |  |  | 0 | 0 | 0 | 0 | 0 |  |  | 0 | 0 | 0 | 0 | 0 |  |  | 0 | 0 | 0 | 0 | 0 |  |  | University Kitchen (summer) ILit Sun | University Kitchen (summer) ILit all | 2 | 0.1 | 0.1 | 0.024 | 0.001 | 0.001 | 0.001 | 0.001 | 0.001 | 0.001 | 0.001 | 0.001 | 0.001 | 0.001 | 0.001 | 0.001 | 0.001 | 0.001 | 0.001 | 0.001 | 0.001 | 0.001 | 0.001 | 0.001 | 0.001 | 0.001 | 0.001 | 0.001 | 0.001 | 0 | 0 | 0 | 0 | 0 | 0 | 0 | 0 | 0 | 0 | 0 | 0 | 0 | 0 | 0 | 0 | 0 | 0 | 0 | 0 | 0 | 0 | 0 | 0 | 0 | 0 | 0 | 0 | 0 | 0 | 0 | 0 | 0 | 0 | 0 | 0 | 0 | 0 | 0 | 0 | 0 | 0 | 0 | 0 | 0 | 0 | 0 | 0 | 0 | 0 | 0 | 0 | 0 | 0 |  | 0.16497 | 0.16406 | 0.14993 | 0.14993 | 0.14205 | 0.073265 | 0.072861 | 0.069704 | 0.069704 | 0.067556 | 0.093321 | 0.092806 | 0.087596 | 0.087596 | 0.084345 | 0.10802 | 0.10743 | 0.10137 | 0.10137 | 0.097593 | Education - University - Kitchen and Food Preparation - (summer) - Sun | 12 | 9 | 16 | 0.056 | 0.136 | 0 | 0 | 0.056 | 0.136 | 0 | 0 | 0.007 | 0.017 | 0 | 0 | 0 | 0 | 0 | 0 | 0 | 0 | 0.001 | 0.001 | 0.001 | 0.001 | 0.001 | 0.001 | 0.001 | 0 | 0 | 0 | 0 | 0 | 0 | 0 | 0 | 0
683 | 6 | 83 | 14 | 11 |  |  |  |  | Education - University | Kitchen and Food Preparation | Education - University - Kitchen and Food Preparation | (summer) | Education - University (summer) | Education - University - Kitchen and Food Preparation (summer) | University Kitchen (summer) | Hol | 18 | 1 | 1 | 0.01049 | 1.8721 | 2.6183 | 1.2055 | 1.391 | 1.3092 |  |  | 0 | 0 | 0 | 0 | 0 |  |  | 0.00047131 | 0.00065918 | 0.0003035 | 0.00035019 | 0.00032959 |  |  | 0 | 0 | 0 | 0 | 0 |  |  | 0 | 0 | 0 | 0 | 0 |  |  | 0 | 0 | 0 | 0 | 0 |  |  | 0 | 0 | 0 | 0 | 0 |  |  | 0 | 0 | 0 | 0 | 0 |  |  | University Kitchen (summer) ILit Hol | University Kitchen (summer) ILit all | 2 | 0.1 | 0.1 | 0.024 | 0.001 | 0.001 | 0.001 | 0.001 | 0.001 | 0.001 | 0.001 | 0.001 | 0.001 | 0.001 | 0.001 | 0.001 | 0.001 | 0.001 | 0.001 | 0.001 | 0.001 | 0.001 | 0.001 | 0.001 | 0.001 | 0.001 | 0.001 | 0.001 | 0.001 | 0 | 0 | 0 | 0 | 0 | 0 | 0 | 0 | 0 | 0 | 0 | 0 | 0 | 0 | 0 | 0 | 0 | 0 | 0 | 0 | 0 | 0 | 0 | 0 | 0 | 0 | 0 | 0 | 0 | 0 | 0 | 0 | 0 | 0 | 0 | 0 | 0 | 0 | 0 | 0 | 0 | 0 | 0 | 0 | 0 | 0 | 0 | 0 | 0 | 0 | 0 | 0 | 0 | 0 |  | 0.16497 | 0.16406 | 0.14993 | 0.14993 | 0.14205 | 0.073265 | 0.072861 | 0.069704 | 0.069704 | 0.067556 | 0.093321 | 0.092806 | 0.087596 | 0.087596 | 0.084345 | 0.10802 | 0.10743 | 0.10137 | 0.10137 | 0.097593 | Education - University - Kitchen and Food Preparation - (summer) - Hol | 14 | 9 | 16 | 0.007 | 0.017 | 0 | 0 | 0.007 | 0.017 | 0 | 0 | 0.007 | 0.017 | 0 | 0 | 0 | 0 | 0 | 0 | 0 | 0 | 0.001 | 0.001 | 0.001 | 0.001 | 0.001 | 0.001 | 0.001 | 0 | 0 | 0 | 0 | 0 | 0 | 0 | 0 | 0
684 | 6 | 84 | 15 | 12 |  | Education - University (summer) | Education - University - Kitchen and Food Preparation | Education - University - Kitchen and Food Preparation (summer) | Education - University | Kitchen and Food Preparation | Education - University - Kitchen and Food Preparation | (summer) | Education - University (summer) | Education - University - Kitchen and Food Preparation (summer) | University Kitchen (summer) | all | 9 | 44 | 44 | 0.01049 | 1.8721 | 2.6183 | 1.2055 | 1.391 | 1.3092 |  |  | 0.019638 | 0.027466 | 0.012646 | 0.014591 | 0.013733 |  |  | 3.9574 | 5.5349 | 2.5483 | 2.9404 | 2.7674 |  |  | 0.0078552 | 0.010986 | 0.0050583 | 0.0058364 | 0.0054931 |  |  | 2222.538 | 2222.538 | 2222.538 | 2222.538 | 2222.538 |  |  | 0 | 0 | 0 | 0 | 0 |  |  | 0.4 | 0.4 | 0.4 | 0.4 | 0.4 |  |  | 0.38689 | 0.38624 | 0.37772 | 0.37772 | 0.37413 |  |  | University Kitchen (summer) ILit all | University Kitchen (summer) ILit all | 3107 | 4 | 40 | 4.58 | 0.4 | 0.04 | 0.04 | 0.04 | 0.04 | 0.04 | 0.12 | 0.12 | 0.2 | 0.4 | 0.4 | 0.4 | 0.4 | 0.4 | 0.4 | 0.4 | 0.4 | 0.4 | 0.1 | 0.04 | 0.04 | 0.04 | 0.04 | 0.04 | 0.04 | 0 | 0 | 0 | 0 | 0 | 0.22222 | 0.22222 | 0.44444 | 1 | 1 | 1 | 1 | 1 | 1 | 1 | 1 | 1 | 0.16667 | 0 | 0 | 0 | 0 | 0 | 0 | 0 | 0 | 0 | 0 | 0 | 0 | 0 | 0 | 0 | 0 | 0 | 0 | 0 | 0 | 0 | 0 | 0 | 0 | 0 | 0 | 0 | 0 | 0 | 0 | 0 | 0 | 0 | 0 | 0 | 0 |  | 0.16497 | 0.16406 | 0.14993 | 0.14993 | 0.14205 | 0.073265 | 0.072861 | 0.069704 | 0.069704 | 0.067556 | 0.093321 | 0.092806 | 0.087596 | 0.087596 | 0.084345 | 0.10802 | 0.10743 | 0.10137 | 0.10137 | 0.097593 | Education - University - Kitchen and Food Preparation - (summer) - all | 16 | 9 | 21 | 166.32 | 35.2 | 166.32 | 35.2 | 0 | 0 | 3.78 | 0.8 | 0 | 0 | 0 | 0 | 0 | 0 | 0 | 0 | 0 | 0 | 0.4 | 0.4 | 0.4 | 0.4 | 0.4 | 0.4 | 0.4 | 0.4 | 0.4 | 0.1 | 0.04 | 0.04 | 0 | 0 | 0 | 0
685 | 6 | 85 | 12 | 1 |  |  |  |  | Education - University | Office (General) | Education - University - Office (General) |  | Education - University | Education - University - Office (General) | University Office (in session) | Sat | 18 | 32 | 32 | 0.24291 | 0.96006 | 1.3092 | 0.92188 | 1.0637 | 0.98188 |  |  | 0 | 0 | 0 | 0 | 0 |  |  | 20.5221 | 27.9847 | 19.7059 | 22.7375 | 20.9885 |  |  | 0 | 0 | 0 | 0 | 0 |  |  | 0 | 0 | 0 | 0 | 0 |  |  | 0 | 0 | 0 | 0 | 0 |  |  | 0 | 0 | 0 | 0 | 0 |  |  | 0 | 0 | 0 | 0 | 0 |  |  | University Office (in session) ILit Sat | University Office (in session) ILit all | 3100 | 5 | 40 | 2.75 | 0.05 | 0.05 | 0.05 | 0.05 | 0.05 | 0.05 | 0.05 | 0.05 | 0.05 | 0.2 | 0.4 | 0.4 | 0.4 | 0.4 | 0.05 | 0.05 | 0.05 | 0.05 | 0.05 | 0.05 | 0.05 | 0.05 | 0.05 | 0.05 | 0.05 | 0 | 0 | 0 | 0 | 0 | 0 | 0 | 0 | 0.42857 | 1 | 1 | 1 | 1 | 0 | 0 | 0 | 0 | 0 | 0 | 0 | 0 | 0 | 0 | 0 | 16 | 0 | 0.20792 | 0.079208 | 0.049505 | 0 | 0 | 0 | 0 | 0 | 0 | 0 | 0 | 0 | 0 | 0 | 0 | 0 | 0 | 0 | 0 | 0 | 0 | 0 | 0 | 0 | 0 | 0 | 0 | 0 |  | 0.16497 | 0.16406 | 0.14993 | 0.14993 | 0.14205 | 0.073265 | 0.072861 | 0.069704 | 0.069704 | 0.067556 | 0.093321 | 0.092806 | 0.087596 | 0.087596 | 0.084345 | 0.10802 | 0.10743 | 0.10137 | 0.10137 | 0.097593 | Education - University - Office (General) - Sat | 10 | 9 | 16 | 60.8 | 27.2 | 0 | 0 | 60.8 | 27.2 | 0 | 0 | 1.9 | 0.85 | 0 | 0 | 0 | 0 | 0 | 0 | 0 | 0 | 0.2 | 0.4 | 0.4 | 0.4 | 0.4 | 0.05 | 0.05 | 0 | 0 | 0 | 0 | 0 | 0 | 0 | 0 | 0
686 | 6 | 86 | 13 | 2 |  |  |  |  | Education - University | Office (General) | Education - University - Office (General) |  | Education - University | Education - University - Office (General) | University Office (in session) | Sun | 9 | 32 | 32 | 0.24291 | 0.96006 | 1.3092 | 0.92188 | 1.0637 | 0.98188 |  |  | 0 | 0 | 0 | 0 | 0 |  |  | 20.5221 | 27.9847 | 19.7059 | 22.7375 | 20.9885 |  |  | 0 | 0 | 0 | 0 | 0 |  |  | 0 | 0 | 0 | 0 | 0 |  |  | 0 | 0 | 0 | 0 | 0 |  |  | 0 | 0 | 0 | 0 | 0 |  |  | 0 | 0 | 0 | 0 | 0 |  |  | University Office (in session) ILit Sun | University Office (in session) ILit all | 3100 | 5 | 40 | 2.75 | 0.05 | 0.05 | 0.05 | 0.05 | 0.05 | 0.05 | 0.05 | 0.05 | 0.05 | 0.2 | 0.4 | 0.4 | 0.4 | 0.4 | 0.05 | 0.05 | 0.05 | 0.05 | 0.05 | 0.05 | 0.05 | 0.05 | 0.05 | 0.05 | 0.05 | 0 | 0 | 0 | 0 | 0 | 0 | 0 | 0 | 0.42857 | 1 | 1 | 1 | 1 | 0 | 0 | 0 | 0 | 0 | 0 | 0 | 0 | 0 | 0 | 0 | 16 | 0 | 0.20792 | 0.079208 | 0.049505 | 0 | 0 | 0 | 0 | 0 | 0 | 0 | 0 | 0 | 0 | 0 | 0 | 0 | 0 | 0 | 0 | 0 | 0 | 0 | 0 | 0 | 0 | 0 | 0 | 0 |  | 0.16497 | 0.16406 | 0.14993 | 0.14993 | 0.14205 | 0.073265 | 0.072861 | 0.069704 | 0.069704 | 0.067556 | 0.093321 | 0.092806 | 0.087596 | 0.087596 | 0.084345 | 0.10802 | 0.10743 | 0.10137 | 0.10137 | 0.097593 | Education - University - Office (General) - Sun | 12 | 9 | 16 | 60.8 | 27.2 | 0 | 0 | 60.8 | 27.2 | 0 | 0 | 1.9 | 0.85 | 0 | 0 | 0 | 0 | 0 | 0 | 0 | 0 | 0.2 | 0.4 | 0.4 | 0.4 | 0.4 | 0.05 | 0.05 | 0 | 0 | 0 | 0 | 0 | 0 | 0 | 0 | 0
687 | 6 | 87 | 14 | 3 |  |  |  |  | Education - University | Office (General) | Education - University - Office (General) |  | Education - University | Education - University - Office (General) | University Office (in session) | Hol | 18 | 6 | 6 | 0.24291 | 0.96006 | 1.3092 | 0.92188 | 1.0637 | 0.98188 |  |  | 0 | 0 | 0 | 0 | 0 |  |  | 3.8479 | 5.2471 | 3.6949 | 4.2633 | 3.9353 |  |  | 0 | 0 | 0 | 0 | 0 |  |  | 0 | 0 | 0 | 0 | 0 |  |  | 0 | 0 | 0 | 0 | 0 |  |  | 0 | 0 | 0 | 0 | 0 |  |  | 0 | 0 | 0 | 0 | 0 |  |  | University Office (in session) ILit Hol | University Office (in session) ILit all | 3100 | 5 | 40 | 2.75 | 0.05 | 0.05 | 0.05 | 0.05 | 0.05 | 0.05 | 0.05 | 0.05 | 0.05 | 0.2 | 0.4 | 0.4 | 0.4 | 0.4 | 0.05 | 0.05 | 0.05 | 0.05 | 0.05 | 0.05 | 0.05 | 0.05 | 0.05 | 0.05 | 0.05 | 0 | 0 | 0 | 0 | 0 | 0 | 0 | 0 | 0.42857 | 1 | 1 | 1 | 1 | 0 | 0 | 0 | 0 | 0 | 0 | 0 | 0 | 0 | 0 | 0 | 16 | 0 | 0.20792 | 0.079208 | 0.049505 | 0 | 0 | 0 | 0 | 0 | 0 | 0 | 0 | 0 | 0 | 0 | 0 | 0 | 0 | 0 | 0 | 0 | 0 | 0 | 0 | 0 | 0 | 0 | 0 | 0 |  | 0.16497 | 0.16406 | 0.14993 | 0.14993 | 0.14205 | 0.073265 | 0.072861 | 0.069704 | 0.069704 | 0.067556 | 0.093321 | 0.092806 | 0.087596 | 0.087596 | 0.084345 | 0.10802 | 0.10743 | 0.10137 | 0.10137 | 0.097593 | Education - University - Office (General) - Hol | 14 | 9 | 16 | 11.4 | 5.1 | 0 | 0 | 11.4 | 5.1 | 0 | 0 | 1.9 | 0.85 | 0 | 0 | 0 | 0 | 0 | 0 | 0 | 0 | 0.2 | 0.4 | 0.4 | 0.4 | 0.4 | 0.05 | 0.05 | 0 | 0 | 0 | 0 | 0 | 0 | 0 | 0 | 0
688 | 6 | 88 | 15 | 4 |  | Education - University |  | Education - University - Office (General) | Education - University | Office (General) | Education - University - Office (General) |  | Education - University | Education - University - Office (General) | University Office (in session) | all | 9 | 169 | 169 | 0.24291 | 0.96006 | 1.3092 | 0.92188 | 1.0637 | 0.98188 |  |  | 0 | 0 | 0 | 0 | 0 |  |  | 468.9997 | 639.5451 | 450.3463 | 519.6304 | 479.6588 |  |  | 0.21377 | 0.29151 | 0.20527 | 0.23685 | 0.21863 |  |  | 0 | 0 | 0 | 0 | 0 |  |  | 0 | 0 | 0 | 0 | 0 |  |  | 0.91667 | 0.91667 | 0.91667 | 0.91667 | 0.91667 |  |  | 0.96695 | 0.96533 | 0.94393 | 0.94393 | 0.93491 |  |  | University Office (in session) ILit all | University Office (in session) ILit all | 3099 | 5 | 95 | 11.9 | 0.91667 | 0.05 | 0.05 | 0.05 | 0.05 | 0.05 | 0.05 | 0.05 | 0.8 | 0.9 | 0.9 | 0.95 | 0.95 | 0.8 | 0.8 | 0.9 | 0.9 | 0.95 | 0.8 | 0.7 | 0.6 | 0.4 | 0.1 | 0.05 | 0.05 | 0 | 0 | 0 | 0 | 0 | 0 | 0 | 0.83333 | 0.94444 | 0.94444 | 1 | 1 | 0.83333 | 0.83333 | 0.94444 | 0.94444 | 1 | 0.83333 | 0.72222 | 0.61111 | 0.38889 | 0.055556 | 0 | 0 | 16 | 0.66337 | 0.20792 | 0.079208 | 0.049505 | 0.76136 | 0.14667 | 0.097294 | 0.11167 | 0.12898 | 0.034203 | 0.046641 | 0.032843 | 0.037896 | 0.034981 | 0.022689 | 0.03094 | 0.021787 | 0.025139 | 0.023205 | 0.026041 | 0.035511 | 0.025006 | 0.028853 | 0.026633 | 0.030078 | 0.041015 | 0.028882 | 0.033325 | 0.030762 |  | 0.16497 | 0.16406 | 0.14993 | 0.14993 | 0.14205 | 0.073265 | 0.072861 | 0.069704 | 0.069704 | 0.067556 | 0.093321 | 0.092806 | 0.087596 | 0.087596 | 0.084345 | 0.10802 | 0.10743 | 0.10137 | 0.10137 | 0.097593 | Education - University - Office (General) - all | 16 | 9 | 21 | 1715.35 | 295.75 | 1715.35 | 295.75 | 0 | 0 | 10.15 | 1.75 | 0 | 0 | 0 | 0 | 0 | 0 | 0 | 0 | 0 | 0 | 0.9 | 0.9 | 0.95 | 0.95 | 0.8 | 0.8 | 0.9 | 0.9 | 0.95 | 0.8 | 0.7 | 0.6 | 0 | 0 | 0 | 0
689 | 6 | 89 | 12 | 5 |  |  |  |  | Education - University | Office (General) | Education - University - Office (General) | (break) | Education - University (break) | Education - University - Office (General) (break) | University Office (break) | Sat | 14 | 12 | 12 | 0.24291 | 0.96006 | 1.3092 | 0.92188 | 1.0637 | 0.98188 |  |  | 0 | 0 | 0 | 0 | 0 |  |  | 3.8999 | 5.318 | 3.7448 | 4.3209 | 3.9885 |  |  | 0 | 0 | 0 | 0 | 0 |  |  | 0 | 0 | 0 | 0 | 0 |  |  | 0 | 0 | 0 | 0 | 0 |  |  | 0 | 0 | 0 | 0 | 0 |  |  | 0 | 0 | 0 | 0 | 0 |  |  | University Office (break) ILit Sat | University Office (break) ILit all | 3100 | 3.5 | 16 | 1.3936 | 0.035 | 0.035 | 0.035 | 0.035 | 0.035 | 0.035 | 0.035 | 0.035 | 0.035 | 0.088571 | 0.16 | 0.16 | 0.16 | 0.16 | 0.035 | 0.035 | 0.035 | 0.035 | 0.035 | 0.035 | 0.035 | 0.035 | 0.035 | 0.035 | 0.035 | 0 | 0 | 0 | 0 | 0 | 0 | 0 | 0 | 0.42857 | 1 | 1 | 1 | 1 | 0 | 0 | 0 | 0 | 0 | 0 | 0 | 0 | 0 | 0 | 0 | 0 | 0 | 0 | 0 | 0 | 0 | 0 | 0 | 0 | 0 | 0 | 0 | 0 | 0 | 0 | 0 | 0 | 0 | 0 | 0 | 0 | 0 | 0 | 0 | 0 | 0 | 0 | 0 | 0 | 0 |  | 0.16497 | 0.16406 | 0.14993 | 0.14993 | 0.14205 | 0.073265 | 0.072861 | 0.069704 | 0.069704 | 0.067556 | 0.093321 | 0.092806 | 0.087596 | 0.087596 | 0.084345 | 0.10802 | 0.10743 | 0.10137 | 0.10137 | 0.097593 | Education - University - Office (General) - (break) - Sat | 10 | Closed | Closed | 0 | 16.7229 | 0 | 0 | 0 | 16.7229 | 0 | 0 | 0 | 1.3936 | 0 | 0 | 0 | 0 | 0 | 0 | 0 | 0 | 0 | 0 | 0 | 0 | 0 | 0 | 0 | 0 | 0 | 0 | 0 | 0 | 0 | 0 | 0 | 0
690 | 6 | 90 | 13 | 6 |  |  |  |  | Education - University | Office (General) | Education - University - Office (General) | (break) | Education - University (break) | Education - University - Office (General) (break) | University Office (break) | Sun | 9 | 12 | 12 | 0.24291 | 0.96006 | 1.3092 | 0.92188 | 1.0637 | 0.98188 |  |  | 0 | 0 | 0 | 0 | 0 |  |  | 0.067163 | 0.091586 | 0.064492 | 0.074414 | 0.06869 |  |  | 0 | 0 | 0 | 0 | 0 |  |  | 0 | 0 | 0 | 0 | 0 |  |  | 0 | 0 | 0 | 0 | 0 |  |  | 0 | 0 | 0 | 0 | 0 |  |  | 0 | 0 | 0 | 0 | 0 |  |  | University Office (break) ILit Sun | University Office (break) ILit all | 2 | 0.1 | 0.1 | 0.024 | 0.001 | 0.001 | 0.001 | 0.001 | 0.001 | 0.001 | 0.001 | 0.001 | 0.001 | 0.001 | 0.001 | 0.001 | 0.001 | 0.001 | 0.001 | 0.001 | 0.001 | 0.001 | 0.001 | 0.001 | 0.001 | 0.001 | 0.001 | 0.001 | 0.001 | 0 | 0 | 0 | 0 | 0 | 0 | 0 | 0 | 0 | 0 | 0 | 0 | 0 | 0 | 0 | 0 | 0 | 0 | 0 | 0 | 0 | 0 | 0 | 0 | 0 | 0 | 0 | 0 | 0 | 0 | 0 | 0 | 0 | 0 | 0 | 0 | 0 | 0 | 0 | 0 | 0 | 0 | 0 | 0 | 0 | 0 | 0 | 0 | 0 | 0 | 0 | 0 | 0 | 0 |  | 0.16497 | 0.16406 | 0.14993 | 0.14993 | 0.14205 | 0.073265 | 0.072861 | 0.069704 | 0.069704 | 0.067556 | 0.093321 | 0.092806 | 0.087596 | 0.087596 | 0.084345 | 0.10802 | 0.10743 | 0.10137 | 0.10137 | 0.097593 | Education - University - Office (General) - (break) - Sun | 12 | Closed | Closed | 0 | 0.288 | 0 | 0 | 0 | 0.288 | 0 | 0 | 0 | 0.024 | 0 | 0 | 0 | 0 | 0 | 0 | 0 | 0 | 0 | 0 | 0 | 0 | 0 | 0 | 0 | 0 | 0 | 0 | 0 | 0 | 0 | 0 | 0 | 0
691 | 6 | 91 | 14 | 7 |  |  |  |  | Education - University | Office (General) | Education - University - Office (General) | (break) | Education - University (break) | Education - University - Office (General) (break) | University Office (break) | Hol | 14 | 3 | 3 | 0.24291 | 0.96006 | 1.3092 | 0.92188 | 1.0637 | 0.98188 |  |  | 0 | 0 | 0 | 0 | 0 |  |  | 0.016791 | 0.022897 | 0.016123 | 0.018603 | 0.017172 |  |  | 0 | 0 | 0 | 0 | 0 |  |  | 0 | 0 | 0 | 0 | 0 |  |  | 0 | 0 | 0 | 0 | 0 |  |  | 0 | 0 | 0 | 0 | 0 |  |  | 0 | 0 | 0 | 0 | 0 |  |  | University Office (break) ILit Hol | University Office (break) ILit all | 2 | 0.1 | 0.1 | 0.024 | 0.001 | 0.001 | 0.001 | 0.001 | 0.001 | 0.001 | 0.001 | 0.001 | 0.001 | 0.001 | 0.001 | 0.001 | 0.001 | 0.001 | 0.001 | 0.001 | 0.001 | 0.001 | 0.001 | 0.001 | 0.001 | 0.001 | 0.001 | 0.001 | 0.001 | 0 | 0 | 0 | 0 | 0 | 0 | 0 | 0 | 0 | 0 | 0 | 0 | 0 | 0 | 0 | 0 | 0 | 0 | 0 | 0 | 0 | 0 | 0 | 0 | 0 | 0 | 0 | 0 | 0 | 0 | 0 | 0 | 0 | 0 | 0 | 0 | 0 | 0 | 0 | 0 | 0 | 0 | 0 | 0 | 0 | 0 | 0 | 0 | 0 | 0 | 0 | 0 | 0 | 0 |  | 0.16497 | 0.16406 | 0.14993 | 0.14993 | 0.14205 | 0.073265 | 0.072861 | 0.069704 | 0.069704 | 0.067556 | 0.093321 | 0.092806 | 0.087596 | 0.087596 | 0.084345 | 0.10802 | 0.10743 | 0.10137 | 0.10137 | 0.097593 | Education - University - Office (General) - (break) - Hol | 14 | Closed | Closed | 0 | 0.072 | 0 | 0 | 0 | 0.072 | 0 | 0 | 0 | 0.024 | 0 | 0 | 0 | 0 | 0 | 0 | 0 | 0 | 0 | 0 | 0 | 0 | 0 | 0 | 0 | 0 | 0 | 0 | 0 | 0 | 0 | 0 | 0 | 0
692 | 6 | 92 | 15 | 8 |  | Education - University (break) |  | Education - University - Office (General) (break) | Education - University | Office (General) | Education - University - Office (General) | (break) | Education - University (break) | Education - University - Office (General) (break) | University Office (break) | all | 9 | 38 | 38 | 0.24291 | 0.96006 | 1.3092 | 0.92188 | 1.0637 | 0.98188 |  |  | 0 | 0 | 0 | 0 | 0 |  |  | 43.7921 | 59.7165 | 42.0504 | 48.5197 | 44.7874 |  |  | 0.085638 | 0.11678 | 0.082232 | 0.094883 | 0.087585 |  |  | 0 | 0 | 0 | 0 | 0 |  |  | 0 | 0 | 0 | 0 | 0 |  |  | 0.36722 | 0.36722 | 0.36722 | 0.36722 | 0.36722 |  |  | 0.21182 | 0.21072 | 0.21635 | 0.21635 | 0.2185 |  |  | University Office (break) ILit all | University Office (break) ILit all | 3099 | 3.5 | 38 | 4.9417 | 0.36722 | 0.035 | 0.035 | 0.035 | 0.035 | 0.035 | 0.035 | 0.035 | 0.3225 | 0.36083 | 0.36083 | 0.38 | 0.38 | 0.3225 | 0.3225 | 0.36083 | 0.36083 | 0.38 | 0.3225 | 0.28417 | 0.24583 | 0.16917 | 0.054167 | 0.035 | 0.035 | 0 | 0 | 0 | 0 | 0 | 0 | 0 | 0.83333 | 0.94444 | 0.94444 | 1 | 1 | 0.83333 | 0.83333 | 0.94444 | 0.94444 | 1 | 0.83333 | 0.72222 | 0.61111 | 0.38889 | 0.055556 | 0 | 0 | 0 | 0 | 0 | 0 | 0 | 0 | 0 | 0 | 0 | 0 | 0 | 0 | 0 | 0 | 0 | 0 | 0 | 0 | 0 | 0 | 0 | 0 | 0 | 0 | 0 | 0 | 0 | 0 | 0 | 0 |  | 0.16497 | 0.16406 | 0.14993 | 0.14993 | 0.14205 | 0.073265 | 0.072861 | 0.069704 | 0.069704 | 0.067556 | 0.093321 | 0.092806 | 0.087596 | 0.087596 | 0.084345 | 0.10802 | 0.10743 | 0.10137 | 0.10137 | 0.097593 | Education - University - Office (General) - (break) - all | 16 | 9 | 16 | 94.525 | 93.2583 | 94.525 | 93.2583 | 0 | 0 | 2.4875 | 2.4542 | 0 | 0 | 0 | 0 | 0 | 0 | 0 | 0 | 0 | 0 | 0.36083 | 0.36083 | 0.38 | 0.38 | 0.3225 | 0.3225 | 0.36083 | 0 | 0 | 0 | 0 | 0 | 0 | 0 | 0 | 0
693 | 6 | 93 | 12 | 9 |  |  |  |  | Education - University | Office (General) | Education - University - Office (General) | (summer) | Education - University (summer) | Education - University - Office (General) (summer) | University Office (summer) | Sat | 18 | 8 | 8 | 0.24291 | 0.96006 | 1.3092 | 0.92188 | 1.0637 | 0.98188 |  |  | 0 | 0 | 0 | 0 | 0 |  |  | 2.5999 | 3.5453 | 2.4965 | 2.8806 | 2.659 |  |  | 0 | 0 | 0 | 0 | 0 |  |  | 0 | 0 | 0 | 0 | 0 |  |  | 0 | 0 | 0 | 0 | 0 |  |  | 0 | 0 | 0 | 0 | 0 |  |  | 0 | 0 | 0 | 0 | 0 |  |  | University Office (summer) ILit Sat | University Office (summer) ILit all | 3100 | 3.5 | 16 | 1.3936 | 0.035 | 0.035 | 0.035 | 0.035 | 0.035 | 0.035 | 0.035 | 0.035 | 0.035 | 0.088571 | 0.16 | 0.16 | 0.16 | 0.16 | 0.035 | 0.035 | 0.035 | 0.035 | 0.035 | 0.035 | 0.035 | 0.035 | 0.035 | 0.035 | 0.035 | 0 | 0 | 0 | 0 | 0 | 0 | 0 | 0 | 0.42857 | 1 | 1 | 1 | 1 | 0 | 0 | 0 | 0 | 0 | 0 | 0 | 0 | 0 | 0 | 0 | 0 | 0 | 0 | 0 | 0 | 0 | 0 | 0 | 0 | 0 | 0 | 0 | 0 | 0 | 0 | 0 | 0 | 0 | 0 | 0 | 0 | 0 | 0 | 0 | 0 | 0 | 0 | 0 | 0 | 0 |  | 0.16497 | 0.16406 | 0.14993 | 0.14993 | 0.14205 | 0.073265 | 0.072861 | 0.069704 | 0.069704 | 0.067556 | 0.093321 | 0.092806 | 0.087596 | 0.087596 | 0.084345 | 0.10802 | 0.10743 | 0.10137 | 0.10137 | 0.097593 | Education - University - Office (General) - (summer) - Sat | 10 | 9 | 16 | 6.3886 | 4.76 | 0 | 0 | 6.3886 | 4.76 | 0 | 0 | 0.79857 | 0.595 | 0 | 0 | 0 | 0 | 0 | 0 | 0 | 0 | 0.088571 | 0.16 | 0.16 | 0.16 | 0.16 | 0.035 | 0.035 | 0 | 0 | 0 | 0 | 0 | 0 | 0 | 0 | 0
694 | 6 | 94 | 13 | 10 |  |  |  |  | Education - University | Office (General) | Education - University - Office (General) | (summer) | Education - University (summer) | Education - University - Office (General) (summer) | University Office (summer) | Sun | 9 | 8 | 8 | 0.24291 | 0.96006 | 1.3092 | 0.92188 | 1.0637 | 0.98188 |  |  | 0 | 0 | 0 | 0 | 0 |  |  | 0.044775 | 0.061057 | 0.042995 | 0.049609 | 0.045793 |  |  | 0 | 0 | 0 | 0 | 0 |  |  | 0 | 0 | 0 | 0 | 0 |  |  | 0 | 0 | 0 | 0 | 0 |  |  | 0 | 0 | 0 | 0 | 0 |  |  | 0 | 0 | 0 | 0 | 0 |  |  | University Office (summer) ILit Sun | University Office (summer) ILit all | 2 | 0.1 | 0.1 | 0.024 | 0.001 | 0.001 | 0.001 | 0.001 | 0.001 | 0.001 | 0.001 | 0.001 | 0.001 | 0.001 | 0.001 | 0.001 | 0.001 | 0.001 | 0.001 | 0.001 | 0.001 | 0.001 | 0.001 | 0.001 | 0.001 | 0.001 | 0.001 | 0.001 | 0.001 | 0 | 0 | 0 | 0 | 0 | 0 | 0 | 0 | 0 | 0 | 0 | 0 | 0 | 0 | 0 | 0 | 0 | 0 | 0 | 0 | 0 | 0 | 0 | 0 | 0 | 0 | 0 | 0 | 0 | 0 | 0 | 0 | 0 | 0 | 0 | 0 | 0 | 0 | 0 | 0 | 0 | 0 | 0 | 0 | 0 | 0 | 0 | 0 | 0 | 0 | 0 | 0 | 0 | 0 |  | 0.16497 | 0.16406 | 0.14993 | 0.14993 | 0.14205 | 0.073265 | 0.072861 | 0.069704 | 0.069704 | 0.067556 | 0.093321 | 0.092806 | 0.087596 | 0.087596 | 0.084345 | 0.10802 | 0.10743 | 0.10137 | 0.10137 | 0.097593 | Education - University - Office (General) - (summer) - Sun | 12 | 9 | 16 | 0.056 | 0.136 | 0 | 0 | 0.056 | 0.136 | 0 | 0 | 0.007 | 0.017 | 0 | 0 | 0 | 0 | 0 | 0 | 0 | 0 | 0.001 | 0.001 | 0.001 | 0.001 | 0.001 | 0.001 | 0.001 | 0 | 0 | 0 | 0 | 0 | 0 | 0 | 0 | 0
695 | 6 | 95 | 14 | 11 |  |  |  |  | Education - University | Office (General) | Education - University - Office (General) | (summer) | Education - University (summer) | Education - University - Office (General) (summer) | University Office (summer) | Hol | 18 | 1 | 1 | 0.24291 | 0.96006 | 1.3092 | 0.92188 | 1.0637 | 0.98188 |  |  | 0 | 0 | 0 | 0 | 0 |  |  | 0.0055969 | 0.0076322 | 0.0053743 | 0.0062011 | 0.0057241 |  |  | 0 | 0 | 0 | 0 | 0 |  |  | 0 | 0 | 0 | 0 | 0 |  |  | 0 | 0 | 0 | 0 | 0 |  |  | 0 | 0 | 0 | 0 | 0 |  |  | 0 | 0 | 0 | 0 | 0 |  |  | University Office (summer) ILit Hol | University Office (summer) ILit all | 2 | 0.1 | 0.1 | 0.024 | 0.001 | 0.001 | 0.001 | 0.001 | 0.001 | 0.001 | 0.001 | 0.001 | 0.001 | 0.001 | 0.001 | 0.001 | 0.001 | 0.001 | 0.001 | 0.001 | 0.001 | 0.001 | 0.001 | 0.001 | 0.001 | 0.001 | 0.001 | 0.001 | 0.001 | 0 | 0 | 0 | 0 | 0 | 0 | 0 | 0 | 0 | 0 | 0 | 0 | 0 | 0 | 0 | 0 | 0 | 0 | 0 | 0 | 0 | 0 | 0 | 0 | 0 | 0 | 0 | 0 | 0 | 0 | 0 | 0 | 0 | 0 | 0 | 0 | 0 | 0 | 0 | 0 | 0 | 0 | 0 | 0 | 0 | 0 | 0 | 0 | 0 | 0 | 0 | 0 | 0 | 0 |  | 0.16497 | 0.16406 | 0.14993 | 0.14993 | 0.14205 | 0.073265 | 0.072861 | 0.069704 | 0.069704 | 0.067556 | 0.093321 | 0.092806 | 0.087596 | 0.087596 | 0.084345 | 0.10802 | 0.10743 | 0.10137 | 0.10137 | 0.097593 | Education - University - Office (General) - (summer) - Hol | 14 | 9 | 16 | 0.007 | 0.017 | 0 | 0 | 0.007 | 0.017 | 0 | 0 | 0.007 | 0.017 | 0 | 0 | 0 | 0 | 0 | 0 | 0 | 0 | 0.001 | 0.001 | 0.001 | 0.001 | 0.001 | 0.001 | 0.001 | 0 | 0 | 0 | 0 | 0 | 0 | 0 | 0 | 0
696 | 6 | 96 | 15 | 12 | Education - University | Education - University (summer) | Education - University - Office (General) | Education - University - Office (General) (summer) | Education - University | Office (General) | Education - University - Office (General) | (summer) | Education - University (summer) | Education - University - Office (General) (summer) | University Office (summer) | all | 9 | 44 | 44 | 0.24291 | 0.96006 | 1.3092 | 0.92188 | 1.0637 | 0.98188 |  |  | 0.23321 | 0.31801 | 0.22393 | 0.25838 | 0.23851 |  |  | 50.7067 | 69.1455 | 48.6899 | 56.1807 | 51.8591 |  |  | 0.085638 | 0.11678 | 0.082232 | 0.094883 | 0.087585 |  |  | 2637.2641 | 2637.2641 | 2637.2641 | 2637.2641 | 2637.2641 |  |  | 3111.825 | 3110.2244 | 3052.3352 | 3052.3352 | 3026.8744 |  |  | 0.36722 | 0.36722 | 0.36722 | 0.36722 | 0.36722 |  |  | 0.38689 | 0.38624 | 0.37772 | 0.37772 | 0.37413 |  |  | University Office (summer) ILit all | University Office (summer) ILit all | 3099 | 3.5 | 38 | 4.9417 | 0.36722 | 0.035 | 0.035 | 0.035 | 0.035 | 0.035 | 0.035 | 0.035 | 0.3225 | 0.36083 | 0.36083 | 0.38 | 0.38 | 0.3225 | 0.3225 | 0.36083 | 0.36083 | 0.38 | 0.3225 | 0.28417 | 0.24583 | 0.16917 | 0.054167 | 0.035 | 0.035 | 0 | 0 | 0 | 0 | 0 | 0 | 0 | 0.83333 | 0.94444 | 0.94444 | 1 | 1 | 0.83333 | 0.83333 | 0.94444 | 0.94444 | 1 | 0.83333 | 0.72222 | 0.61111 | 0.38889 | 0.055556 | 0 | 0 | 0 | 0 | 0 | 0 | 0 | 0 | 0 | 0 | 0 | 0 | 0 | 0 | 0 | 0 | 0 | 0 | 0 | 0 | 0 | 0 | 0 | 0 | 0 | 0 | 0 | 0 | 0 | 0 | 0 | 0 | Education - University | 0.16497 | 0.16406 | 0.14993 | 0.14993 | 0.14205 | 0.073265 | 0.072861 | 0.069704 | 0.069704 | 0.067556 | 0.093321 | 0.092806 | 0.087596 | 0.087596 | 0.084345 | 0.10802 | 0.10743 | 0.10137 | 0.10137 | 0.097593 | Education - University - Office (General) - (summer) - all | 16 | 9 | 21 | 179.5567 | 37.8767 | 179.5567 | 37.8767 | 0 | 0 | 4.0808 | 0.86083 | 0 | 0 | 0 | 0 | 0 | 0 | 0 | 0 | 0 | 0 | 0.36083 | 0.36083 | 0.38 | 0.38 | 0.3225 | 0.3225 | 0.36083 | 0.36083 | 0.38 | 0.3225 | 0.28417 | 0.24583 | 0 | 0 | 0 | 0
701 | 7 | 1 | 12 | 1 |  |  |  |  | Health/Medical - Hospital | Dining Area | Health/Medical - Hospital - Dining Area |  | Health/Medical - Hospital | Health/Medical - Hospital - Dining Area | Hospital Kitchen | Sat | 20 | 52 | 52 | 0.017486 | 1.3389 | 1.4397 | 1.1308 | 1.2041 | 1.1038 |  |  | 0 | 0 | 0 | 0 | 0 |  |  | 29.2186 | 31.4178 | 24.6773 | 26.2767 | 24.087 |  |  | 0 | 0 | 0 | 0 | 0 |  |  | 0 | 0 | 0 | 0 | 0 |  |  | 0 | 0 | 0 | 0 | 0 |  |  | 0 | 0 | 0 | 0 | 0 |  |  | 0 | 0 | 0 | 0 | 0 |  |  | Hospital Kitchen ILit Sat | Hospital Kitchen ILit all | 3148 | 100 | 100 | 24 | 1 | [24 empty] | 0 | 0 | 0 | 0 | 0 | 0 | 0 | 0 | 0 | 0 | 0 | 0 | 0 | 0 | 0 | 0 | 0 | 0 | 0 | 0 | 0 | 0 | 0 | 0 | 0 | 0 | 0 | 0 | 0 | 0 | 0 | 0 | 0 | 0 | 0 | 0 | 0 | 0 | 0 | 0 | 0 | 0 | 0 | 0 | 0 | 0 | 0 | 0 | 0 | 0 | 0 | 0 | 0 | 0 |  | 0.049589 | 0.050711 | 0.039698 | 0.039698 | 0.040047 | 0.022115 | 0.022573 | 0.019248 | 0.019248 | 0.019612 | 0.035644 | 0.036443 | 0.028837 | 0.028837 | 0.029129 | 0.039447 | 0.04028 | 0.033767 | 0.033767 | 0.034339 | Health/Medical - Hospital - Dining Area - Sat | 10 | 9 | 16 | 364 | 884 | 0 | 0 | 364 | 884 | 0 | 0 | 7 | 17 | 0 | 0 | 0 | 0 | 0 | 0 | 0 | 0 | 1 | 1 | 1 | 1 | 1 | 1 | 1 | 0 | 0 | 0 | 0 | 0 | 0 | 0 | 0 | 0 | bar: 1 to 24
702 | 7 | 2 | 13 | 2 |  |  |  |  | Health/Medical - Hospital | Dining Area | Health/Medical - Hospital - Dining Area |  | Health/Medical - Hospital | Health/Medical - Hospital - Dining Area | Hospital Kitchen | Sun | 25 | 52 | 52 | 0.017486 | 1.3389 | 1.4397 | 1.1308 | 1.2041 | 1.1038 |  |  | 0 | 0 | 0 | 0 | 0 |  |  | 29.2186 | 31.4178 | 24.6773 | 26.2767 | 24.087 |  |  | 0 | 0 | 0 | 0 | 0 |  |  | 0 | 0 | 0 | 0 | 0 |  |  | 0 | 0 | 0 | 0 | 0 |  |  | 0 | 0 | 0 | 0 | 0 |  |  | 0 | 0 | 0 | 0 | 0 |  |  | Hospital Kitchen ILit Sun | Hospital Kitchen ILit all | 3148 | 100 | 100 | 24 | 1 | [24 empty] | 0 | 0 | 0 | 0 | 0 | 0 | 0 | 0 | 0 | 0 | 0 | 0 | 0 | 0 | 0 | 0 | 0 | 0 | 0 | 0 | 0 | 0 | 0 | 0 | 0 | 0 | 0 | 0 | 0 | 0 | 0 | 0 | 0 | 0 | 0 | 0 | 0 | 0 | 0 | 0 | 0 | 0 | 0 | 0 | 0 | 0 | 0 | 0 | 0 | 0 | 0 | 0 | 0 | 0 |  | 0.049589 | 0.050711 | 0.039698 | 0.039698 | 0.040047 | 0.022115 | 0.022573 | 0.019248 | 0.019248 | 0.019612 | 0.035644 | 0.036443 | 0.028837 | 0.028837 | 0.029129 | 0.039447 | 0.04028 | 0.033767 | 0.033767 | 0.034339 | Health/Medical - Hospital - Dining Area - Sun | 12 | 9 | 16 | 364 | 884 | 0 | 0 | 364 | 884 | 0 | 0 | 7 | 17 | 0 | 0 | 0 | 0 | 0 | 0 | 0 | 0 | 1 | 1 | 1 | 1 | 1 | 1 | 1 | 0 | 0 | 0 | 0 | 0 | 0 | 0 | 0 | 0 | bar: 1 to 24
703 | 7 | 3 | 14 | 3 |  |  |  |  | Health/Medical - Hospital | Dining Area | Health/Medical - Hospital - Dining Area |  | Health/Medical - Hospital | Health/Medical - Hospital - Dining Area | Hospital Kitchen | Hol | 20 | 10 | 10 | 0.017486 | 1.3389 | 1.4397 | 1.1308 | 1.2041 | 1.1038 |  |  | 0 | 0 | 0 | 0 | 0 |  |  | 5.619 | 6.0419 | 4.7456 | 5.0532 | 4.6321 |  |  | 0 | 0 | 0 | 0 | 0 |  |  | 0 | 0 | 0 | 0 | 0 |  |  | 0 | 0 | 0 | 0 | 0 |  |  | 0 | 0 | 0 | 0 | 0 |  |  | 0 | 0 | 0 | 0 | 0 |  |  | Hospital Kitchen ILit Hol | Hospital Kitchen ILit all | 3148 | 100 | 100 | 24 | 1 | [24 empty] | 0 | 0 | 0 | 0 | 0 | 0 | 0 | 0 | 0 | 0 | 0 | 0 | 0 | 0 | 0 | 0 | 0 | 0 | 0 | 0 | 0 | 0 | 0 | 0 | 0 | 0 | 0 | 0 | 0 | 0 | 0 | 0 | 0 | 0 | 0 | 0 | 0 | 0 | 0 | 0 | 0 | 0 | 0 | 0 | 0 | 0 | 0 | 0 | 0 | 0 | 0 | 0 | 0 | 0 |  | 0.049589 | 0.050711 | 0.039698 | 0.039698 | 0.040047 | 0.022115 | 0.022573 | 0.019248 | 0.019248 | 0.019612 | 0.035644 | 0.036443 | 0.028837 | 0.028837 | 0.029129 | 0.039447 | 0.04028 | 0.033767 | 0.033767 | 0.034339 | Health/Medical - Hospital - Dining Area - Hol | 14 | 9 | 16 | 70 | 170 | 0 | 0 | 70 | 170 | 0 | 0 | 7 | 17 | 0 | 0 | 0 | 0 | 0 | 0 | 0 | 0 | 1 | 1 | 1 | 1 | 1 | 1 | 1 | 0 | 0 | 0 | 0 | 0 | 0 | 0 | 0 | 0 | bar: 1 to 24
704 | 7 | 4 | 15 | 4 |  |  | Health/Medical - Hospital - Dining Area | Health/Medical - Hospital - Dining Area | Health/Medical - Hospital | Dining Area | Health/Medical - Hospital - Dining Area |  | Health/Medical - Hospital | Health/Medical - Hospital - Dining Area | Hospital Kitchen | all | 25 | 251 | 251 | 0.017486 | 1.3389 | 1.4397 | 1.1308 | 1.2041 | 1.1038 |  |  | 0.023412 | 0.025175 | 0.019773 | 0.021055 | 0.0193 |  |  | 141.0359 | 151.6515 | 119.1154 | 126.8358 | 116.2662 |  |  | 0.023412 | 0.025175 | 0.019773 | 0.021055 | 0.0193 |  |  | 8760 | 8760 | 8760 | 8760 | 8760 |  |  | 0 | 0 | 0 | 0 | 0 |  |  | 1 | 1 | 1 | 1 | 1 |  |  | 0 | 0 | 0 | 0 | 0 |  |  | Hospital Kitchen ILit all | Hospital Kitchen ILit all | 3147 | 100 | 100 | 24 | 1 | [24 empty] | 0 | 0 | 0 | 0 | 0 | 0 | 0 | 0 | 0 | 0 | 0 | 0 | 0 | 0 | 0 | 0 | 0 | 0 | 0 | 0 | 0 | 0 | 0 | 0 | 0 | 0 | 0 | 0 | 0 | 0 | 0 | 0 | 0 | 0 | 0 | 0 | 0 | 0 | 0 | 0 | 0 | 0 | 0 | 0 | 0 | 0 | 0 | 0 | 0 | 0 | 0 | 0 | 0 | 0 |  | 0.049589 | 0.050711 | 0.039698 | 0.039698 | 0.040047 | 0.022115 | 0.022573 | 0.019248 | 0.019248 | 0.019612 | 0.035644 | 0.036443 | 0.028837 | 0.028837 | 0.029129 | 0.039447 | 0.04028 | 0.033767 | 0.033767 | 0.034339 | Health/Medical - Hospital - Dining Area - all | 16 | 9 | 21 | 3012 | 3012 | 3012 | 3012 | 0 | 0 | 12 | 12 | 0 | 0 | 0 | 0 | 0 | 0 | 0 | 0 | 0 | 0 | 1 | 1 | 1 | 1 | 1 | 1 | 1 | 1 | 1 | 1 | 1 | 1 | 0 | 0 | 0 | 0 | bar: 1 to 24
705 | 7 | 5 | 12 | 1 |  |  |  |  | Health/Medical - Hospital | Kitchen and Food Preparation | Health/Medical - Hospital - Kitchen and Food Preparation |  | Health/Medical - Hospital | Health/Medical - Hospital - Kitchen and Food Preparation | Hospital Kitchen | Sat | 20 | 52 | 52 | 0.0074932 | 3.3689 | 3.4553 | 1.602 | 1.7058 | 1.6055 |  |  | 0 | 0 | 0 | 0 | 0 |  |  | 31.5042 | 32.3121 | 14.981 | 15.952 | 15.0137 |  |  | 0 | 0 | 0 | 0 | 0 |  |  | 0 | 0 | 0 | 0 | 0 |  |  | 0 | 0 | 0 | 0 | 0 |  |  | 0 | 0 | 0 | 0 | 0 |  |  | 0 | 0 | 0 | 0 | 0 |  |  | Hospital Kitchen ILit Sat | Hospital Kitchen ILit all | 3148 | 100 | 100 | 24 | 1 | [24 empty] | 0 | 0 | 0 | 0 | 0 | 0 | 0 | 0 | 0 | 0 | 0 | 0 | 0 | 0 | 0 | 0 | 0 | 0 | 0 | 0 | 0 | 0 | 0 | 0 | 0 | 0 | 0 | 0 | 0 | 0 | 0 | 0 | 0 | 0 | 0 | 0 | 0 | 0 | 0 | 0 | 0 | 0 | 0 | 0 | 0 | 0 | 0 | 0 | 0 | 0 | 0 | 0 | 0 | 0 |  | 0.049589 | 0.050711 | 0.039698 | 0.039698 | 0.040047 | 0.022115 | 0.022573 | 0.019248 | 0.019248 | 0.019612 | 0.035644 | 0.036443 | 0.028837 | 0.028837 | 0.029129 | 0.039447 | 0.04028 | 0.033767 | 0.033767 | 0.034339 | Health/Medical - Hospital - Kitchen and Food Preparation - Sat | 10 | 9 | 16 | 364 | 884 | 0 | 0 | 364 | 884 | 0 | 0 | 7 | 17 | 0 | 0 | 0 | 0 | 0 | 0 | 0 | 0 | 1 | 1 | 1 | 1 | 1 | 1 | 1 | 0 | 0 | 0 | 0 | 0 | 0 | 0 | 0 | 0 | bar: 1 to 24
706 | 7 | 6 | 13 | 2 |  |  |  |  | Health/Medical - Hospital | Kitchen and Food Preparation | Health/Medical - Hospital - Kitchen and Food Preparation |  | Health/Medical - Hospital | Health/Medical - Hospital - Kitchen and Food Preparation | Hospital Kitchen | Sun | 25 | 52 | 52 | 0.0074932 | 3.3689 | 3.4553 | 1.602 | 1.7058 | 1.6055 |  |  | 0 | 0 | 0 | 0 | 0 |  |  | 31.5042 | 32.3121 | 14.981 | 15.952 | 15.0137 |  |  | 0 | 0 | 0 | 0 | 0 |  |  | 0 | 0 | 0 | 0 | 0 |  |  | 0 | 0 | 0 | 0 | 0 |  |  | 0 | 0 | 0 | 0 | 0 |  |  | 0 | 0 | 0 | 0 | 0 |  |  | Hospital Kitchen ILit Sun | Hospital Kitchen ILit all | 3148 | 100 | 100 | 24 | 1 | [24 empty] | 0 | 0 | 0 | 0 | 0 | 0 | 0 | 0 | 0 | 0 | 0 | 0 | 0 | 0 | 0 | 0 | 0 | 0 | 0 | 0 | 0 | 0 | 0 | 0 | 0 | 0 | 0 | 0 | 0 | 0 | 0 | 0 | 0 | 0 | 0 | 0 | 0 | 0 | 0 | 0 | 0 | 0 | 0 | 0 | 0 | 0 | 0 | 0 | 0 | 0 | 0 | 0 | 0 | 0 |  | 0.049589 | 0.050711 | 0.039698 | 0.039698 | 0.040047 | 0.022115 | 0.022573 | 0.019248 | 0.019248 | 0.019612 | 0.035644 | 0.036443 | 0.028837 | 0.028837 | 0.029129 | 0.039447 | 0.04028 | 0.033767 | 0.033767 | 0.034339 | Health/Medical - Hospital - Kitchen and Food Preparation - Sun | 12 | 9 | 16 | 364 | 884 | 0 | 0 | 364 | 884 | 0 | 0 | 7 | 17 | 0 | 0 | 0 | 0 | 0 | 0 | 0 | 0 | 1 | 1 | 1 | 1 | 1 | 1 | 1 | 0 | 0 | 0 | 0 | 0 | 0 | 0 | 0 | 0 | bar: 1 to 24
707 | 7 | 7 | 14 | 3 |  |  |  |  | Health/Medical - Hospital | Kitchen and Food Preparation | Health/Medical - Hospital - Kitchen and Food Preparation |  | Health/Medical - Hospital | Health/Medical - Hospital - Kitchen and Food Preparation | Hospital Kitchen | Hol | 20 | 10 | 10 | 0.0074932 | 3.3689 | 3.4553 | 1.602 | 1.7058 | 1.6055 |  |  | 0 | 0 | 0 | 0 | 0 |  |  | 6.0585 | 6.2139 | 2.881 | 3.0677 | 2.8872 |  |  | 0 | 0 | 0 | 0 | 0 |  |  | 0 | 0 | 0 | 0 | 0 |  |  | 0 | 0 | 0 | 0 | 0 |  |  | 0 | 0 | 0 | 0 | 0 |  |  | 0 | 0 | 0 | 0 | 0 |  |  | Hospital Kitchen ILit Hol | Hospital Kitchen ILit all | 3148 | 100 | 100 | 24 | 1 | [24 empty] | 0 | 0 | 0 | 0 | 0 | 0 | 0 | 0 | 0 | 0 | 0 | 0 | 0 | 0 | 0 | 0 | 0 | 0 | 0 | 0 | 0 | 0 | 0 | 0 | 0 | 0 | 0 | 0 | 0 | 0 | 0 | 0 | 0 | 0 | 0 | 0 | 0 | 0 | 0 | 0 | 0 | 0 | 0 | 0 | 0 | 0 | 0 | 0 | 0 | 0 | 0 | 0 | 0 | 0 |  | 0.049589 | 0.050711 | 0.039698 | 0.039698 | 0.040047 | 0.022115 | 0.022573 | 0.019248 | 0.019248 | 0.019612 | 0.035644 | 0.036443 | 0.028837 | 0.028837 | 0.029129 | 0.039447 | 0.04028 | 0.033767 | 0.033767 | 0.034339 | Health/Medical - Hospital - Kitchen and Food Preparation - Hol | 14 | 9 | 16 | 70 | 170 | 0 | 0 | 70 | 170 | 0 | 0 | 7 | 17 | 0 | 0 | 0 | 0 | 0 | 0 | 0 | 0 | 1 | 1 | 1 | 1 | 1 | 1 | 1 | 0 | 0 | 0 | 0 | 0 | 0 | 0 | 0 | 0 | bar: 1 to 24
708 | 7 | 8 | 15 | 4 |  |  | Health/Medical - Hospital - Kitchen and Food Preparation | Health/Medical - Hospital - Kitchen and Food Preparation | Health/Medical - Hospital | Kitchen and Food Preparation | Health/Medical - Hospital - Kitchen and Food Preparation |  | Health/Medical - Hospital | Health/Medical - Hospital - Kitchen and Food Preparation | Hospital Kitchen | all | 25 | 251 | 251 | 0.0074932 | 3.3689 | 3.4553 | 1.602 | 1.7058 | 1.6055 |  |  | 0.025244 | 0.025891 | 0.012004 | 0.012782 | 0.01203 |  |  | 152.0686 | 155.9678 | 72.3123 | 76.9992 | 72.4699 |  |  | 0.025244 | 0.025891 | 0.012004 | 0.012782 | 0.01203 |  |  | 8760 | 8760 | 8760 | 8760 | 8760 |  |  | 0 | 0 | 0 | 0 | 0 |  |  | 1 | 1 | 1 | 1 | 1 |  |  | 0 | 0 | 0 | 0 | 0 |  |  | Hospital Kitchen ILit all | Hospital Kitchen ILit all | 3147 | 100 | 100 | 24 | 1 | [24 empty] | 0 | 0 | 0 | 0 | 0 | 0 | 0 | 0 | 0 | 0 | 0 | 0 | 0 | 0 | 0 | 0 | 0 | 0 | 0 | 0 | 0 | 0 | 0 | 0 | 0 | 0 | 0 | 0 | 0 | 0 | 0 | 0 | 0 | 0 | 0 | 0 | 0 | 0 | 0 | 0 | 0 | 0 | 0 | 0 | 0 | 0 | 0 | 0 | 0 | 0 | 0 | 0 | 0 | 0 |  | 0.049589 | 0.050711 | 0.039698 | 0.039698 | 0.040047 | 0.022115 | 0.022573 | 0.019248 | 0.019248 | 0.019612 | 0.035644 | 0.036443 | 0.028837 | 0.028837 | 0.029129 | 0.039447 | 0.04028 | 0.033767 | 0.033767 | 0.034339 | Health/Medical - Hospital - Kitchen and Food Preparation - all | 16 | 9 | 21 | 3012 | 3012 | 3012 | 3012 | 0 | 0 | 12 | 12 | 0 | 0 | 0 | 0 | 0 | 0 | 0 | 0 | 0 | 0 | 1 | 1 | 1 | 1 | 1 | 1 | 1 | 1 | 1 | 1 | 1 | 1 | 0 | 0 | 0 | 0 | bar: 1 to 24
709 | 7 | 9 | 12 | 1 |  |  |  |  | Health/Medical - Hospital | Laboratory, Medical 12hr Treatment | Health/Medical - Hospital - Laboratory, Medical 12hr Treatment |  | Health/Medical - Hospital | Health/Medical - Hospital - Laboratory, Medical 12hr Treatment | Hospital Lab/Surgery/Out (12 hour) | Sat | 20 | 52 | 52 | 0.17333 | 3.4121 | 3.4553 | 1.4135 | 1.5051 | 1.3044 |  |  | 0 | 0 | 0 | 0 | 0 |  |  | 295.2419 | 298.9792 | 122.3097 | 130.2371 | 112.8722 |  |  | 0 | 0 | 0 | 0 | 0 |  |  | 0 | 0 | 0 | 0 | 0 |  |  | 0 | 0 | 0 | 0 | 0 |  |  | 0 | 0 | 0 | 0 | 0 |  |  | 0 | 0 | 0 | 0 | 0 |  |  | Hospital Lab/Surgery/Out (12 hour) ILit Sat | Hospital Lab/Surgery/Out (12 hour) ILit all | 3165 | 30 | 50 | 9.6 | 0.5 | 0.3 | 0.3 | 0.3 | 0.3 | 0.3 | 0.3 | 0.3 | 0.3 | 0.5 | 0.5 | 0.5 | 0.5 | 0.5 | 0.5 | 0.5 | 0.5 | 0.5 | 0.5 | 0.5 | 0.5 | 0.3 | 0.3 | 0.3 | 0.3 | 0 | 0 | 0 | 0 | 0 | 0 | 0 | 0 | 1 | 1 | 1 | 1 | 1 | 1 | 1 | 1 | 1 | 1 | 1 | 1 | 0 | 0 | 0 | 0 | 16 | 0 | 0.15 | 0.35 | 0.15 | 0 | 0 | 0 | 0 | 0 | 0 | 0 | 0 | 0 | 0 | 0 | 0 | 0 | 0 | 0 | 0 | 0 | 0 | 0 | 0 | 0 | 0 | 0 | 0 | 0 |  | 0.049589 | 0.050711 | 0.039698 | 0.039698 | 0.040047 | 0.022115 | 0.022573 | 0.019248 | 0.019248 | 0.019612 | 0.035644 | 0.036443 | 0.028837 | 0.028837 | 0.029129 | 0.039447 | 0.04028 | 0.033767 | 0.033767 | 0.034339 | Health/Medical - Hospital - Laboratory, Medical 12hr Treatment - Sat | 10 | 9 | 16 | 182 | 317.2 | 0 | 0 | 182 | 317.2 | 0 | 0 | 3.5 | 6.1 | 0 | 0 | 0 | 0 | 0 | 0 | 0 | 0 | 0.5 | 0.5 | 0.5 | 0.5 | 0.5 | 0.5 | 0.5 | 0 | 0 | 0 | 0 | 0 | 0 | 0 | 0 | 0
710 | 7 | 10 | 13 | 2 |  |  |  |  | Health/Medical - Hospital | Laboratory, Medical 12hr Treatment | Health/Medical - Hospital - Laboratory, Medical 12hr Treatment |  | Health/Medical - Hospital | Health/Medical - Hospital - Laboratory, Medical 12hr Treatment | Hospital Lab/Surgery/Out (12 hour) | Sun | 25 | 52 | 52 | 0.17333 | 3.4121 | 3.4553 | 1.4135 | 1.5051 | 1.3044 |  |  | 0 | 0 | 0 | 0 | 0 |  |  | 295.2419 | 298.9792 | 122.3097 | 130.2371 | 112.8722 |  |  | 0 | 0 | 0 | 0 | 0 |  |  | 0 | 0 | 0 | 0 | 0 |  |  | 0 | 0 | 0 | 0 | 0 |  |  | 0 | 0 | 0 | 0 | 0 |  |  | 0 | 0 | 0 | 0 | 0 |  |  | Hospital Lab/Surgery/Out (12 hour) ILit Sun | Hospital Lab/Surgery/Out (12 hour) ILit all | 3165 | 30 | 50 | 9.6 | 0.5 | 0.3 | 0.3 | 0.3 | 0.3 | 0.3 | 0.3 | 0.3 | 0.3 | 0.5 | 0.5 | 0.5 | 0.5 | 0.5 | 0.5 | 0.5 | 0.5 | 0.5 | 0.5 | 0.5 | 0.5 | 0.3 | 0.3 | 0.3 | 0.3 | 0 | 0 | 0 | 0 | 0 | 0 | 0 | 0 | 1 | 1 | 1 | 1 | 1 | 1 | 1 | 1 | 1 | 1 | 1 | 1 | 0 | 0 | 0 | 0 | 16 | 0 | 0.15 | 0.35 | 0.15 | 0 | 0 | 0 | 0 | 0 | 0 | 0 | 0 | 0 | 0 | 0 | 0 | 0 | 0 | 0 | 0 | 0 | 0 | 0 | 0 | 0 | 0 | 0 | 0 | 0 |  | 0.049589 | 0.050711 | 0.039698 | 0.039698 | 0.040047 | 0.022115 | 0.022573 | 0.019248 | 0.019248 | 0.019612 | 0.035644 | 0.036443 | 0.028837 | 0.028837 | 0.029129 | 0.039447 | 0.04028 | 0.033767 | 0.033767 | 0.034339 | Health/Medical - Hospital - Laboratory, Medical 12hr Treatment - Sun | 12 | 9 | 16 | 182 | 317.2 | 0 | 0 | 182 | 317.2 | 0 | 0 | 3.5 | 6.1 | 0 | 0 | 0 | 0 | 0 | 0 | 0 | 0 | 0.5 | 0.5 | 0.5 | 0.5 | 0.5 | 0.5 | 0.5 | 0 | 0 | 0 | 0 | 0 | 0 | 0 | 0 | 0
711 | 7 | 11 | 14 | 3 |  |  |  |  | Health/Medical - Hospital | Laboratory, Medical 12hr Treatment | Health/Medical - Hospital - Laboratory, Medical 12hr Treatment |  | Health/Medical - Hospital | Health/Medical - Hospital - Laboratory, Medical 12hr Treatment | Hospital Lab/Surgery/Out (12 hour) | Hol | 20 | 10 | 10 | 0.17333 | 3.4121 | 3.4553 | 1.4135 | 1.5051 | 1.3044 |  |  | 0 | 0 | 0 | 0 | 0 |  |  | 56.7773 | 57.496 | 23.5211 | 25.0456 | 21.7062 |  |  | 0 | 0 | 0 | 0 | 0 |  |  | 0 | 0 | 0 | 0 | 0 |  |  | 0 | 0 | 0 | 0 | 0 |  |  | 0 | 0 | 0 | 0 | 0 |  |  | 0 | 0 | 0 | 0 | 0 |  |  | Hospital Lab/Surgery/Out (12 hour) ILit Hol | Hospital Lab/Surgery/Out (12 hour) ILit all | 3165 | 30 | 50 | 9.6 | 0.5 | 0.3 | 0.3 | 0.3 | 0.3 | 0.3 | 0.3 | 0.3 | 0.3 | 0.5 | 0.5 | 0.5 | 0.5 | 0.5 | 0.5 | 0.5 | 0.5 | 0.5 | 0.5 | 0.5 | 0.5 | 0.3 | 0.3 | 0.3 | 0.3 | 0 | 0 | 0 | 0 | 0 | 0 | 0 | 0 | 1 | 1 | 1 | 1 | 1 | 1 | 1 | 1 | 1 | 1 | 1 | 1 | 0 | 0 | 0 | 0 | 16 | 0 | 0.15 | 0.35 | 0.15 | 0 | 0 | 0 | 0 | 0 | 0 | 0 | 0 | 0 | 0 | 0 | 0 | 0 | 0 | 0 | 0 | 0 | 0 | 0 | 0 | 0 | 0 | 0 | 0 | 0 |  | 0.049589 | 0.050711 | 0.039698 | 0.039698 | 0.040047 | 0.022115 | 0.022573 | 0.019248 | 0.019248 | 0.019612 | 0.035644 | 0.036443 | 0.028837 | 0.028837 | 0.029129 | 0.039447 | 0.04028 | 0.033767 | 0.033767 | 0.034339 | Health/Medical - Hospital - Laboratory, Medical 12hr Treatment - Hol | 14 | 9 | 16 | 35 | 61 | 0 | 0 | 35 | 61 | 0 | 0 | 3.5 | 6.1 | 0 | 0 | 0 | 0 | 0 | 0 | 0 | 0 | 0.5 | 0.5 | 0.5 | 0.5 | 0.5 | 0.5 | 0.5 | 0 | 0 | 0 | 0 | 0 | 0 | 0 | 0 | 0
712 | 7 | 12 | 15 | 4 |  |  | Health/Medical - Hospital - Laboratory, Medical 12hr Treatment | Health/Medical - Hospital - Laboratory, Medical 12hr Treatment | Health/Medical - Hospital | Laboratory, Medical 12hr Treatment | Health/Medical - Hospital - Laboratory, Medical 12hr Treatment |  | Health/Medical - Hospital | Health/Medical - Hospital - Laboratory, Medical 12hr Treatment | Hospital Lab/Surgery/Out (12 hour) | all | 25 | 251 | 251 | 0.17333 | 3.4121 | 3.4553 | 1.4135 | 1.5051 | 1.3044 |  |  | 0.59143 | 0.59892 | 0.24501 | 0.26089 | 0.22611 |  |  | 1870.457 | 1894.1337 | 774.8729 | 825.0961 | 715.0833 |  |  | 0.44357 | 0.44919 | 0.18376 | 0.19567 | 0.16958 |  |  | 4257 | 4257 | 4257 | 4257 | 4257 |  |  | 0 | 0 | 0 | 0 | 0 |  |  | 0.75 | 0.75 | 0.75 | 0.75 | 0.75 |  |  | 0 | 0 | 0 | 0 | 0 |  |  | Hospital Lab/Surgery/Out (12 hour) ILit all | Hospital Lab/Surgery/Out (12 hour) ILit all | 3164 | 30 | 75 | 12.6 | 0.75 | 0.3 | 0.3 | 0.3 | 0.3 | 0.3 | 0.3 | 0.3 | 0.3 | 0.75 | 0.75 | 0.75 | 0.75 | 0.75 | 0.75 | 0.75 | 0.75 | 0.75 | 0.75 | 0.75 | 0.75 | 0.3 | 0.3 | 0.3 | 0.3 | 0 | 0 | 0 | 0 | 0 | 0 | 0 | 0 | 1 | 1 | 1 | 1 | 1 | 1 | 1 | 1 | 1 | 1 | 1 | 1 | 0 | 0 | 0 | 0 | 16 | 0.35 | 0.15 | 0.35 | 0.15 | 0.7 | 0.12 | 0.042 | 0.084 | 0.079147 | 0.070972 | 0.07187 | 0.029401 | 0.031307 | 0.027133 | 0.02484 | 0.025154 | 0.01029 | 0.010957 | 0.0094965 | 0.04968 | 0.050309 | 0.020581 | 0.021915 | 0.018993 | 0.04681 | 0.047403 | 0.019392 | 0.020649 | 0.017896 |  | 0.049589 | 0.050711 | 0.039698 | 0.039698 | 0.040047 | 0.022115 | 0.022573 | 0.019248 | 0.019248 | 0.019612 | 0.035644 | 0.036443 | 0.028837 | 0.028837 | 0.029129 | 0.039447 | 0.04028 | 0.033767 | 0.033767 | 0.034339 | Health/Medical - Hospital - Laboratory, Medical 12hr Treatment - all | 16 | 9 | 21 | 2259 | 903.6 | 2259 | 903.6 | 0 | 0 | 9 | 3.6 | 0 | 0 | 0 | 0 | 0 | 0 | 0 | 0 | 0 | 0 | 0.75 | 0.75 | 0.75 | 0.75 | 0.75 | 0.75 | 0.75 | 0.75 | 0.75 | 0.75 | 0.75 | 0.75 | 0 | 0 | 0 | 0
713 | 7 | 13 | 12 | 1 |  |  |  |  | Health/Medical - Hospital | Medical and Clinical Care - 24hr ICU | Health/Medical - Hospital - Medical and Clinical Care - 24hr ICU |  | Health/Medical - Hospital | Health/Medical - Hospital - Medical and Clinical Care - 24hr ICU | Hospital Intensive Care (24 hour) | Sat | 20 | 52 | 52 | 0.058282 | 1.814 | 1.7276 | 1.3193 | 1.4048 | 1.2041 |  |  | 0 | 0 | 0 | 0 | 0 |  |  | 62.6732 | 59.6887 | 45.5805 | 48.5348 | 41.6012 |  |  | 0 | 0 | 0 | 0 | 0 |  |  | 0 | 0 | 0 | 0 | 0 |  |  | 0 | 0 | 0 | 0 | 0 |  |  | 0 | 0 | 0 | 0 | 0 |  |  | 0 | 0 | 0 | 0 | 0 |  |  | Hospital Intensive Care (24 hour) ILit Sat | Hospital Intensive Care (24 hour) ILit all | 3159 | 45 | 50 | 11.4 | 0.5 | 0.45 | 0.45 | 0.45 | 0.45 | 0.45 | 0.45 | 0.45 | 0.45 | 0.5 | 0.5 | 0.5 | 0.5 | 0.5 | 0.5 | 0.5 | 0.5 | 0.5 | 0.5 | 0.5 | 0.5 | 0.45 | 0.45 | 0.45 | 0.45 | 0 | 0 | 0 | 0 | 0 | 0 | 0 | 0 | 1 | 1 | 1 | 1 | 1 | 1 | 1 | 1 | 1 | 1 | 1 | 1 | 0 | 0 | 0 | 0 | 0 | 0 | 0 | 0 | 0 | 0 | 0 | 0 | 0 | 0 | 0 | 0 | 0 | 0 | 0 | 0 | 0 | 0 | 0 | 0 | 0 | 0 | 0 | 0 | 0 | 0 | 0 | 0 | 0 | 0 |  | 0.049589 | 0.050711 | 0.039698 | 0.039698 | 0.040047 | 0.022115 | 0.022573 | 0.019248 | 0.019248 | 0.019612 | 0.035644 | 0.036443 | 0.028837 | 0.028837 | 0.029129 | 0.039447 | 0.04028 | 0.033767 | 0.033767 | 0.034339 | Health/Medical - Hospital - Medical and Clinical Care - 24hr ICU - Sat | 10 | 9 | 16 | 182 | 410.8 | 0 | 0 | 182 | 410.8 | 0 | 0 | 3.5 | 7.9 | 0 | 0 | 0 | 0 | 0 | 0 | 0 | 0 | 0.5 | 0.5 | 0.5 | 0.5 | 0.5 | 0.5 | 0.5 | 0 | 0 | 0 | 0 | 0 | 0 | 0 | 0 | 0
714 | 7 | 14 | 13 | 2 |  |  |  |  | Health/Medical - Hospital | Medical and Clinical Care - 24hr ICU | Health/Medical - Hospital - Medical and Clinical Care - 24hr ICU |  | Health/Medical - Hospital | Health/Medical - Hospital - Medical and Clinical Care - 24hr ICU | Hospital Intensive Care (24 hour) | Sun | 25 | 52 | 52 | 0.058282 | 1.814 | 1.7276 | 1.3193 | 1.4048 | 1.2041 |  |  | 0 | 0 | 0 | 0 | 0 |  |  | 62.6732 | 59.6887 | 45.5805 | 48.5348 | 41.6012 |  |  | 0 | 0 | 0 | 0 | 0 |  |  | 0 | 0 | 0 | 0 | 0 |  |  | 0 | 0 | 0 | 0 | 0 |  |  | 0 | 0 | 0 | 0 | 0 |  |  | 0 | 0 | 0 | 0 | 0 |  |  | Hospital Intensive Care (24 hour) ILit Sun | Hospital Intensive Care (24 hour) ILit all | 3159 | 45 | 50 | 11.4 | 0.5 | 0.45 | 0.45 | 0.45 | 0.45 | 0.45 | 0.45 | 0.45 | 0.45 | 0.5 | 0.5 | 0.5 | 0.5 | 0.5 | 0.5 | 0.5 | 0.5 | 0.5 | 0.5 | 0.5 | 0.5 | 0.45 | 0.45 | 0.45 | 0.45 | 0 | 0 | 0 | 0 | 0 | 0 | 0 | 0 | 1 | 1 | 1 | 1 | 1 | 1 | 1 | 1 | 1 | 1 | 1 | 1 | 0 | 0 | 0 | 0 | 0 | 0 | 0 | 0 | 0 | 0 | 0 | 0 | 0 | 0 | 0 | 0 | 0 | 0 | 0 | 0 | 0 | 0 | 0 | 0 | 0 | 0 | 0 | 0 | 0 | 0 | 0 | 0 | 0 | 0 |  | 0.049589 | 0.050711 | 0.039698 | 0.039698 | 0.040047 | 0.022115 | 0.022573 | 0.019248 | 0.019248 | 0.019612 | 0.035644 | 0.036443 | 0.028837 | 0.028837 | 0.029129 | 0.039447 | 0.04028 | 0.033767 | 0.033767 | 0.034339 | Health/Medical - Hospital - Medical and Clinical Care - 24hr ICU - Sun | 12 | 9 | 16 | 182 | 410.8 | 0 | 0 | 182 | 410.8 | 0 | 0 | 3.5 | 7.9 | 0 | 0 | 0 | 0 | 0 | 0 | 0 | 0 | 0.5 | 0.5 | 0.5 | 0.5 | 0.5 | 0.5 | 0.5 | 0 | 0 | 0 | 0 | 0 | 0 | 0 | 0 | 0
715 | 7 | 15 | 14 | 3 |  |  |  |  | Health/Medical - Hospital | Medical and Clinical Care - 24hr ICU | Health/Medical - Hospital - Medical and Clinical Care - 24hr ICU |  | Health/Medical - Hospital | Health/Medical - Hospital - Medical and Clinical Care - 24hr ICU | Hospital Intensive Care (24 hour) | Hol | 20 | 10 | 10 | 0.058282 | 1.814 | 1.7276 | 1.3193 | 1.4048 | 1.2041 |  |  | 0 | 0 | 0 | 0 | 0 |  |  | 12.0525 | 11.4786 | 8.7655 | 9.3336 | 8.0002 |  |  | 0 | 0 | 0 | 0 | 0 |  |  | 0 | 0 | 0 | 0 | 0 |  |  | 0 | 0 | 0 | 0 | 0 |  |  | 0 | 0 | 0 | 0 | 0 |  |  | 0 | 0 | 0 | 0 | 0 |  |  | Hospital Intensive Care (24 hour) ILit Hol | Hospital Intensive Care (24 hour) ILit all | 3159 | 45 | 50 | 11.4 | 0.5 | 0.45 | 0.45 | 0.45 | 0.45 | 0.45 | 0.45 | 0.45 | 0.45 | 0.5 | 0.5 | 0.5 | 0.5 | 0.5 | 0.5 | 0.5 | 0.5 | 0.5 | 0.5 | 0.5 | 0.5 | 0.45 | 0.45 | 0.45 | 0.45 | 0 | 0 | 0 | 0 | 0 | 0 | 0 | 0 | 1 | 1 | 1 | 1 | 1 | 1 | 1 | 1 | 1 | 1 | 1 | 1 | 0 | 0 | 0 | 0 | 0 | 0 | 0 | 0 | 0 | 0 | 0 | 0 | 0 | 0 | 0 | 0 | 0 | 0 | 0 | 0 | 0 | 0 | 0 | 0 | 0 | 0 | 0 | 0 | 0 | 0 | 0 | 0 | 0 | 0 |  | 0.049589 | 0.050711 | 0.039698 | 0.039698 | 0.040047 | 0.022115 | 0.022573 | 0.019248 | 0.019248 | 0.019612 | 0.035644 | 0.036443 | 0.028837 | 0.028837 | 0.029129 | 0.039447 | 0.04028 | 0.033767 | 0.033767 | 0.034339 | Health/Medical - Hospital - Medical and Clinical Care - 24hr ICU - Hol | 14 | 9 | 16 | 35 | 79 | 0 | 0 | 35 | 79 | 0 | 0 | 3.5 | 7.9 | 0 | 0 | 0 | 0 | 0 | 0 | 0 | 0 | 0.5 | 0.5 | 0.5 | 0.5 | 0.5 | 0.5 | 0.5 | 0 | 0 | 0 | 0 | 0 | 0 | 0 | 0 | 0
716 | 7 | 16 | 15 | 4 |  |  | Health/Medical - Hospital - Medical and Clinical Care - 24hr ICU | Health/Medical - Hospital - Medical and Clinical Care - 24hr ICU | Health/Medical - Hospital | Medical and Clinical Care - 24hr ICU | Health/Medical - Hospital - Medical and Clinical Care - 24hr ICU |  | Health/Medical - Hospital | Health/Medical - Hospital - Medical and Clinical Care - 24hr ICU | Hospital Intensive Care (24 hour) | all | 25 | 251 | 251 | 0.058282 | 1.814 | 1.7276 | 1.3193 | 1.4048 | 1.2041 |  |  | 0.10572 | 0.10069 | 0.07689 | 0.081874 | 0.070178 |  |  | 413.9727 | 394.2597 | 301.0711 | 320.5849 | 274.7871 |  |  | 0.079293 | 0.075517 | 0.057668 | 0.061405 | 0.052633 |  |  | 5215.2 | 5215.2 | 5215.2 | 5215.2 | 5215.2 |  |  | 0 | 0 | 0 | 0 | 0 |  |  | 0.75 | 0.75 | 0.75 | 0.75 | 0.75 |  |  | 0 | 0 | 0 | 0 | 0 |  |  | Hospital Intensive Care (24 hour) ILit all | Hospital Intensive Care (24 hour) ILit all | 3158 | 55 | 75 | 15.6 | 0.75 | 0.55 | 0.55 | 0.55 | 0.55 | 0.55 | 0.55 | 0.55 | 0.55 | 0.75 | 0.75 | 0.75 | 0.75 | 0.75 | 0.75 | 0.75 | 0.75 | 0.75 | 0.75 | 0.75 | 0.75 | 0.55 | 0.55 | 0.55 | 0.55 | 0 | 0 | 0 | 0 | 0 | 0 | 0 | 0 | 1 | 1 | 1 | 1 | 1 | 1 | 1 | 1 | 1 | 1 | 1 | 1 | 0 | 0 | 0 | 0 | 0 | 0 | 0 | 0 | 0 | 0 | 0 | 0 | 0 | 0 | 0 | 0 | 0 | 0 | 0 | 0 | 0 | 0 | 0 | 0 | 0 | 0 | 0 | 0 | 0 | 0 | 0 | 0 | 0 | 0 |  | 0.049589 | 0.050711 | 0.039698 | 0.039698 | 0.040047 | 0.022115 | 0.022573 | 0.019248 | 0.019248 | 0.019612 | 0.035644 | 0.036443 | 0.028837 | 0.028837 | 0.029129 | 0.039447 | 0.04028 | 0.033767 | 0.033767 | 0.034339 | Health/Medical - Hospital - Medical and Clinical Care - 24hr ICU - all | 16 | 9 | 21 | 2259 | 1656.6 | 2259 | 1656.6 | 0 | 0 | 9 | 6.6 | 0 | 0 | 0 | 0 | 0 | 0 | 0 | 0 | 0 | 0 | 0.75 | 0.75 | 0.75 | 0.75 | 0.75 | 0.75 | 0.75 | 0.75 | 0.75 | 0.75 | 0.75 | 0.75 | 0 | 0 | 0 | 0
717 | 7 | 17 | 12 | 1 |  |  |  |  | Health/Medical - Hospital | Medical and Clinical Care - 24hr Support | Health/Medical - Hospital - Medical and Clinical Care - 24hr Support |  | Health/Medical - Hospital | Health/Medical - Hospital - Medical and Clinical Care - 24hr Support | Hospital Nursing Suprt (24 hour) | Sat | 20 | 52 | 52 | 0.15999 | 1.814 | 1.7276 | 1.3193 | 1.4048 | 1.2041 |  |  | 0 | 0 | 0 | 0 | 0 |  |  | 362.208 | 344.96 | 263.424 | 280.4978 | 240.4267 |  |  | 0 | 0 | 0 | 0 | 0 |  |  | 0 | 0 | 0 | 0 | 0 |  |  | 0 | 0 | 0 | 0 | 0 |  |  | 0 | 0 | 0 | 0 | 0 |  |  | 0 | 0 | 0 | 0 | 0 |  |  | Hospital Nursing Suprt (24 hour) ILit Sat | Hospital Nursing Suprt (24 hour) ILit all | 3169 | 100 | 100 | 24 | 1 | [24 empty] | 0 | 0 | 0 | 0 | 0 | 0 | 0 | 0 | 0 | 0 | 0 | 0 | 0 | 0 | 0 | 0 | 0 | 0 | 0 | 0 | 0 | 0 | 0 | 0 | 0 | 0 | 0 | 0 | 0 | 0 | 0 | 0 | 0 | 0 | 0 | 0 | 0 | 0 | 0 | 0 | 0 | 0 | 0 | 0 | 0 | 0 | 0 | 0 | 0 | 0 | 0 | 0 | 0 | 0 |  | 0.049589 | 0.050711 | 0.039698 | 0.039698 | 0.040047 | 0.022115 | 0.022573 | 0.019248 | 0.019248 | 0.019612 | 0.035644 | 0.036443 | 0.028837 | 0.028837 | 0.029129 | 0.039447 | 0.04028 | 0.033767 | 0.033767 | 0.034339 | Health/Medical - Hospital - Medical and Clinical Care - 24hr Support - Sat | 10 | 9 | 16 | 364 | 884 | 0 | 0 | 364 | 884 | 0 | 0 | 7 | 17 | 0 | 0 | 0 | 0 | 0 | 0 | 0 | 0 | 1 | 1 | 1 | 1 | 1 | 1 | 1 | 0 | 0 | 0 | 0 | 0 | 0 | 0 | 0 | 0 | bar: 1 to 24
718 | 7 | 18 | 13 | 2 |  |  |  |  | Health/Medical - Hospital | Medical and Clinical Care - 24hr Support | Health/Medical - Hospital - Medical and Clinical Care - 24hr Support |  | Health/Medical - Hospital | Health/Medical - Hospital - Medical and Clinical Care - 24hr Support | Hospital Nursing Suprt (24 hour) | Sun | 25 | 52 | 52 | 0.15999 | 1.814 | 1.7276 | 1.3193 | 1.4048 | 1.2041 |  |  | 0 | 0 | 0 | 0 | 0 |  |  | 362.208 | 344.96 | 263.424 | 280.4978 | 240.4267 |  |  | 0 | 0 | 0 | 0 | 0 |  |  | 0 | 0 | 0 | 0 | 0 |  |  | 0 | 0 | 0 | 0 | 0 |  |  | 0 | 0 | 0 | 0 | 0 |  |  | 0 | 0 | 0 | 0 | 0 |  |  | Hospital Nursing Suprt (24 hour) ILit Sun | Hospital Nursing Suprt (24 hour) ILit all | 3169 | 100 | 100 | 24 | 1 | [24 empty] | 0 | 0 | 0 | 0 | 0 | 0 | 0 | 0 | 0 | 0 | 0 | 0 | 0 | 0 | 0 | 0 | 0 | 0 | 0 | 0 | 0 | 0 | 0 | 0 | 0 | 0 | 0 | 0 | 0 | 0 | 0 | 0 | 0 | 0 | 0 | 0 | 0 | 0 | 0 | 0 | 0 | 0 | 0 | 0 | 0 | 0 | 0 | 0 | 0 | 0 | 0 | 0 | 0 | 0 |  | 0.049589 | 0.050711 | 0.039698 | 0.039698 | 0.040047 | 0.022115 | 0.022573 | 0.019248 | 0.019248 | 0.019612 | 0.035644 | 0.036443 | 0.028837 | 0.028837 | 0.029129 | 0.039447 | 0.04028 | 0.033767 | 0.033767 | 0.034339 | Health/Medical - Hospital - Medical and Clinical Care - 24hr Support - Sun | 12 | 9 | 16 | 364 | 884 | 0 | 0 | 364 | 884 | 0 | 0 | 7 | 17 | 0 | 0 | 0 | 0 | 0 | 0 | 0 | 0 | 1 | 1 | 1 | 1 | 1 | 1 | 1 | 0 | 0 | 0 | 0 | 0 | 0 | 0 | 0 | 0 | bar: 1 to 24
719 | 7 | 19 | 14 | 3 |  |  |  |  | Health/Medical - Hospital | Medical and Clinical Care - 24hr Support | Health/Medical - Hospital - Medical and Clinical Care - 24hr Support |  | Health/Medical - Hospital | Health/Medical - Hospital - Medical and Clinical Care - 24hr Support | Hospital Nursing Suprt (24 hour) | Hol | 20 | 10 | 10 | 0.15999 | 1.814 | 1.7276 | 1.3193 | 1.4048 | 1.2041 |  |  | 0 | 0 | 0 | 0 | 0 |  |  | 69.6554 | 66.3385 | 50.6585 | 53.9419 | 46.2359 |  |  | 0 | 0 | 0 | 0 | 0 |  |  | 0 | 0 | 0 | 0 | 0 |  |  | 0 | 0 | 0 | 0 | 0 |  |  | 0 | 0 | 0 | 0 | 0 |  |  | 0 | 0 | 0 | 0 | 0 |  |  | Hospital Nursing Suprt (24 hour) ILit Hol | Hospital Nursing Suprt (24 hour) ILit all | 3169 | 100 | 100 | 24 | 1 | [24 empty] | 0 | 0 | 0 | 0 | 0 | 0 | 0 | 0 | 0 | 0 | 0 | 0 | 0 | 0 | 0 | 0 | 0 | 0 | 0 | 0 | 0 | 0 | 0 | 0 | 0 | 0 | 0 | 0 | 0 | 0 | 0 | 0 | 0 | 0 | 0 | 0 | 0 | 0 | 0 | 0 | 0 | 0 | 0 | 0 | 0 | 0 | 0 | 0 | 0 | 0 | 0 | 0 | 0 | 0 |  | 0.049589 | 0.050711 | 0.039698 | 0.039698 | 0.040047 | 0.022115 | 0.022573 | 0.019248 | 0.019248 | 0.019612 | 0.035644 | 0.036443 | 0.028837 | 0.028837 | 0.029129 | 0.039447 | 0.04028 | 0.033767 | 0.033767 | 0.034339 | Health/Medical - Hospital - Medical and Clinical Care - 24hr Support - Hol | 14 | 9 | 16 | 70 | 170 | 0 | 0 | 70 | 170 | 0 | 0 | 7 | 17 | 0 | 0 | 0 | 0 | 0 | 0 | 0 | 0 | 1 | 1 | 1 | 1 | 1 | 1 | 1 | 0 | 0 | 0 | 0 | 0 | 0 | 0 | 0 | 0 | bar: 1 to 24
720 | 7 | 20 | 15 | 4 |  |  | Health/Medical - Hospital - Medical and Clinical Care - 24hr Support | Health/Medical - Hospital - Medical and Clinical Care - 24hr Support | Health/Medical - Hospital | Medical and Clinical Care - 24hr Support | Health/Medical - Hospital - Medical and Clinical Care - 24hr Support |  | Health/Medical - Hospital | Health/Medical - Hospital - Medical and Clinical Care - 24hr Support | Hospital Nursing Suprt (24 hour) | all | 25 | 251 | 251 | 0.15999 | 1.814 | 1.7276 | 1.3193 | 1.4048 | 1.2041 |  |  | 0.29023 | 0.27641 | 0.21108 | 0.22476 | 0.19265 |  |  | 1748.3501 | 1665.0953 | 1271.5273 | 1353.9411 | 1160.521 |  |  | 0.29023 | 0.27641 | 0.21108 | 0.22476 | 0.19265 |  |  | 8760 | 8760 | 8760 | 8760 | 8760 |  |  | 0 | 0 | 0 | 0 | 0 |  |  | 1 | 1 | 1 | 1 | 1 |  |  | 0 | 0 | 0 | 0 | 0 |  |  | Hospital Nursing Suprt (24 hour) ILit all | Hospital Nursing Suprt (24 hour) ILit all | 3169 | 100 | 100 | 24 | 1 | [24 empty] | 0 | 0 | 0 | 0 | 0 | 0 | 0 | 0 | 0 | 0 | 0 | 0 | 0 | 0 | 0 | 0 | 0 | 0 | 0 | 0 | 0 | 0 | 0 | 0 | 0 | 0 | 0 | 0 | 0 | 0 | 0 | 0 | 0 | 0 | 0 | 0 | 0 | 0 | 0 | 0 | 0 | 0 | 0 | 0 | 0 | 0 | 0 | 0 | 0 | 0 | 0 | 0 | 0 | 0 |  | 0.049589 | 0.050711 | 0.039698 | 0.039698 | 0.040047 | 0.022115 | 0.022573 | 0.019248 | 0.019248 | 0.019612 | 0.035644 | 0.036443 | 0.028837 | 0.028837 | 0.029129 | 0.039447 | 0.04028 | 0.033767 | 0.033767 | 0.034339 | Health/Medical - Hospital - Medical and Clinical Care - 24hr Support - all | 16 | 9 | 21 | 3012 | 3012 | 3012 | 3012 | 0 | 0 | 12 | 12 | 0 | 0 | 0 | 0 | 0 | 0 | 0 | 0 | 0 | 0 | 1 | 1 | 1 | 1 | 1 | 1 | 1 | 1 | 1 | 1 | 1 | 1 | 0 | 0 | 0 | 0 | bar: 1 to 24
721 | 7 | 21 | 12 | 1 |  |  |  |  | Health/Medical - Hospital | Medical and Clinical Care - 24hr Wards/Isolation | Health/Medical - Hospital - Medical and Clinical Care - 24hr Wards/Isolation |  | Health/Medical - Hospital | Health/Medical - Hospital - Medical and Clinical Care - 24hr Wards/Isolation | Hospital Wards/Isolation (24 hour) | Sat | 20 | 52 | 52 | 0.21999 | 1.814 | 1.7276 | 1.3193 | 1.4048 | 1.2041 |  |  | 0 | 0 | 0 | 0 | 0 |  |  | 384.9441 | 366.6134 | 279.9593 | 298.1048 | 255.5184 |  |  | 0 | 0 | 0 | 0 | 0 |  |  | 0 | 0 | 0 | 0 | 0 |  |  | 0 | 0 | 0 | 0 | 0 |  |  | 0 | 0 | 0 | 0 | 0 |  |  | 0 | 0 | 0 | 0 | 0 |  |  | Hospital Wards/Isolation (24 hour) ILit Sat | Hospital Wards/Isolation (24 hour) ILit all | 3154 | 35 | 100 | 18.55 | 1 | 0.35 | 0.35 | 0.35 | 0.35 | 0.35 | 0.6 | 0.9 | 1 | 1 | 1 | 1 | 1 | 1 | 1 | 1 | 1 | 1 | 1 | 1 | 1 | 1 | 0.6 | 0.35 | 0.35 | 0 | 0 | 0 | 0 | 0 | 0.38462 | 0.84615 | 1 | 1 | 1 | 1 | 1 | 1 | 1 | 1 | 1 | 1 | 1 | 1 | 1 | 1 | 0.38462 | 0 | 0 | 0 | 0 | 0 | 0 | 0 | 0 | 0 | 0 | 0 | 0 | 0 | 0 | 0 | 0 | 0 | 0 | 0 | 0 | 0 | 0 | 0 | 0 | 0 | 0 | 0 | 0 | 0 | 0 | 0 | 0 |  | 0.049589 | 0.050711 | 0.039698 | 0.039698 | 0.040047 | 0.022115 | 0.022573 | 0.019248 | 0.019248 | 0.019612 | 0.035644 | 0.036443 | 0.028837 | 0.028837 | 0.029129 | 0.039447 | 0.04028 | 0.033767 | 0.033767 | 0.034339 | Health/Medical - Hospital - Medical and Clinical Care - 24hr Wards/Isolation - Sat | 10 | 9 | 16 | 364 | 600.6 | 0 | 0 | 364 | 600.6 | 0 | 0 | 7 | 11.55 | 0 | 0 | 0 | 0 | 0 | 0 | 0 | 0 | 1 | 1 | 1 | 1 | 1 | 1 | 1 | 0 | 0 | 0 | 0 | 0 | 0 | 0 | 0 | 0
722 | 7 | 22 | 13 | 2 |  |  |  |  | Health/Medical - Hospital | Medical and Clinical Care - 24hr Wards/Isolation | Health/Medical - Hospital - Medical and Clinical Care - 24hr Wards/Isolation |  | Health/Medical - Hospital | Health/Medical - Hospital - Medical and Clinical Care - 24hr Wards/Isolation | Hospital Wards/Isolation (24 hour) | Sun | 25 | 52 | 52 | 0.21999 | 1.814 | 1.7276 | 1.3193 | 1.4048 | 1.2041 |  |  | 0 | 0 | 0 | 0 | 0 |  |  | 384.9441 | 366.6134 | 279.9593 | 298.1048 | 255.5184 |  |  | 0 | 0 | 0 | 0 | 0 |  |  | 0 | 0 | 0 | 0 | 0 |  |  | 0 | 0 | 0 | 0 | 0 |  |  | 0 | 0 | 0 | 0 | 0 |  |  | 0 | 0 | 0 | 0 | 0 |  |  | Hospital Wards/Isolation (24 hour) ILit Sun | Hospital Wards/Isolation (24 hour) ILit all | 3154 | 35 | 100 | 18.55 | 1 | 0.35 | 0.35 | 0.35 | 0.35 | 0.35 | 0.6 | 0.9 | 1 | 1 | 1 | 1 | 1 | 1 | 1 | 1 | 1 | 1 | 1 | 1 | 1 | 1 | 0.6 | 0.35 | 0.35 | 0 | 0 | 0 | 0 | 0 | 0.38462 | 0.84615 | 1 | 1 | 1 | 1 | 1 | 1 | 1 | 1 | 1 | 1 | 1 | 1 | 1 | 1 | 0.38462 | 0 | 0 | 0 | 0 | 0 | 0 | 0 | 0 | 0 | 0 | 0 | 0 | 0 | 0 | 0 | 0 | 0 | 0 | 0 | 0 | 0 | 0 | 0 | 0 | 0 | 0 | 0 | 0 | 0 | 0 | 0 | 0 |  | 0.049589 | 0.050711 | 0.039698 | 0.039698 | 0.040047 | 0.022115 | 0.022573 | 0.019248 | 0.019248 | 0.019612 | 0.035644 | 0.036443 | 0.028837 | 0.028837 | 0.029129 | 0.039447 | 0.04028 | 0.033767 | 0.033767 | 0.034339 | Health/Medical - Hospital - Medical and Clinical Care - 24hr Wards/Isolation - Sun | 12 | 9 | 16 | 364 | 600.6 | 0 | 0 | 364 | 600.6 | 0 | 0 | 7 | 11.55 | 0 | 0 | 0 | 0 | 0 | 0 | 0 | 0 | 1 | 1 | 1 | 1 | 1 | 1 | 1 | 0 | 0 | 0 | 0 | 0 | 0 | 0 | 0 | 0
723 | 7 | 23 | 14 | 3 |  |  |  |  | Health/Medical - Hospital | Medical and Clinical Care - 24hr Wards/Isolation | Health/Medical - Hospital - Medical and Clinical Care - 24hr Wards/Isolation |  | Health/Medical - Hospital | Health/Medical - Hospital - Medical and Clinical Care - 24hr Wards/Isolation | Hospital Wards/Isolation (24 hour) | Hol | 20 | 10 | 10 | 0.21999 | 1.814 | 1.7276 | 1.3193 | 1.4048 | 1.2041 |  |  | 0 | 0 | 0 | 0 | 0 |  |  | 74.0277 | 70.5026 | 53.8383 | 57.3279 | 49.1382 |  |  | 0 | 0 | 0 | 0 | 0 |  |  | 0 | 0 | 0 | 0 | 0 |  |  | 0 | 0 | 0 | 0 | 0 |  |  | 0 | 0 | 0 | 0 | 0 |  |  | 0 | 0 | 0 | 0 | 0 |  |  | Hospital Wards/Isolation (24 hour) ILit Hol | Hospital Wards/Isolation (24 hour) ILit all | 3154 | 35 | 100 | 18.55 | 1 | 0.35 | 0.35 | 0.35 | 0.35 | 0.35 | 0.6 | 0.9 | 1 | 1 | 1 | 1 | 1 | 1 | 1 | 1 | 1 | 1 | 1 | 1 | 1 | 1 | 0.6 | 0.35 | 0.35 | 0 | 0 | 0 | 0 | 0 | 0.38462 | 0.84615 | 1 | 1 | 1 | 1 | 1 | 1 | 1 | 1 | 1 | 1 | 1 | 1 | 1 | 1 | 0.38462 | 0 | 0 | 0 | 0 | 0 | 0 | 0 | 0 | 0 | 0 | 0 | 0 | 0 | 0 | 0 | 0 | 0 | 0 | 0 | 0 | 0 | 0 | 0 | 0 | 0 | 0 | 0 | 0 | 0 | 0 | 0 | 0 |  | 0.049589 | 0.050711 | 0.039698 | 0.039698 | 0.040047 | 0.022115 | 0.022573 | 0.019248 | 0.019248 | 0.019612 | 0.035644 | 0.036443 | 0.028837 | 0.028837 | 0.029129 | 0.039447 | 0.04028 | 0.033767 | 0.033767 | 0.034339 | Health/Medical - Hospital - Medical and Clinical Care - 24hr Wards/Isolation - Hol | 14 | 9 | 16 | 70 | 115.5 | 0 | 0 | 70 | 115.5 | 0 | 0 | 7 | 11.55 | 0 | 0 | 0 | 0 | 0 | 0 | 0 | 0 | 1 | 1 | 1 | 1 | 1 | 1 | 1 | 0 | 0 | 0 | 0 | 0 | 0 | 0 | 0 | 0
724 | 7 | 24 | 15 | 4 |  |  | Health/Medical - Hospital - Medical and Clinical Care - 24hr Wards/Isolation | Health/Medical - Hospital - Medical and Clinical Care - 24hr Wards/Isolation | Health/Medical - Hospital | Medical and Clinical Care - 24hr Wards/Isolation | Health/Medical - Hospital - Medical and Clinical Care - 24hr Wards/Isolation |  | Health/Medical - Hospital | Health/Medical - Hospital - Medical and Clinical Care - 24hr Wards/Isolation | Hospital Wards/Isolation (24 hour) | all | 25 | 251 | 251 | 0.21999 | 1.814 | 1.7276 | 1.3193 | 1.4048 | 1.2041 |  |  | 0.39907 | 0.38007 | 0.29023 | 0.30905 | 0.2649 |  |  | 1858.0954 | 1769.6147 | 1351.3421 | 1438.9291 | 1233.3678 |  |  | 0.39907 | 0.38007 | 0.29023 | 0.30905 | 0.2649 |  |  | 6770.75 | 6770.75 | 6770.75 | 6770.75 | 6770.75 |  |  | 0 | 0 | 0 | 0 | 0 |  |  | 1 | 1 | 1 | 1 | 1 |  |  | 0 | 0 | 0 | 0 | 0 |  |  | Hospital Wards/Isolation (24 hour) ILit all | Hospital Wards/Isolation (24 hour) ILit all | 3154 | 35 | 100 | 18.55 | 1 | 0.35 | 0.35 | 0.35 | 0.35 | 0.35 | 0.6 | 0.9 | 1 | 1 | 1 | 1 | 1 | 1 | 1 | 1 | 1 | 1 | 1 | 1 | 1 | 1 | 0.6 | 0.35 | 0.35 | 0 | 0 | 0 | 0 | 0 | 0.38462 | 0.84615 | 1 | 1 | 1 | 1 | 1 | 1 | 1 | 1 | 1 | 1 | 1 | 1 | 1 | 1 | 0.38462 | 0 | 0 | 0 | 0 | 0 | 0 | 0 | 0 | 0 | 0 | 0 | 0 | 0 | 0 | 0 | 0 | 0 | 0 | 0 | 0 | 0 | 0 | 0 | 0 | 0 | 0 | 0 | 0 | 0 | 0 | 0 | 0 |  | 0.049589 | 0.050711 | 0.039698 | 0.039698 | 0.040047 | 0.022115 | 0.022573 | 0.019248 | 0.019248 | 0.019612 | 0.035644 | 0.036443 | 0.028837 | 0.028837 | 0.029129 | 0.039447 | 0.04028 | 0.033767 | 0.033767 | 0.034339 | Health/Medical - Hospital - Medical and Clinical Care - 24hr Wards/Isolation - all | 16 | 9 | 21 | 3012 | 1644.05 | 3012 | 1644.05 | 0 | 0 | 12 | 6.55 | 0 | 0 | 0 | 0 | 0 | 0 | 0 | 0 | 0 | 0 | 1 | 1 | 1 | 1 | 1 | 1 | 1 | 1 | 1 | 1 | 1 | 1 | 0 | 0 | 0 | 0
725 | 7 | 25 | 12 | 1 |  |  |  |  | Health/Medical - Hospital | Office (General) - 12hr Admin | Health/Medical - Hospital - Office (General) - 12hr Admin |  | Health/Medical - Hospital | Health/Medical - Hospital - Office (General) - 12hr Admin | Hospital Admin/Office (12 hour) | Sat | 20 | 52 | 52 | 0.11333 | 1.7276 | 1.7276 | 1.225 | 1.3044 | 1.2041 |  |  | 0 | 0 | 0 | 0 | 0 |  |  | 97.743 | 97.743 | 69.3087 | 73.8009 | 68.1239 |  |  | 0 | 0 | 0 | 0 | 0 |  |  | 0 | 0 | 0 | 0 | 0 |  |  | 0 | 0 | 0 | 0 | 0 |  |  | 0 | 0 | 0 | 0 | 0 |  |  | 0 | 0 | 0 | 0 | 0 |  |  | Hospital Admin/Office (12 hour) ILit Sat | Hospital Admin/Office (12 hour) ILit all | 3142 | 30 | 50 | 9.6 | 0.5 | 0.3 | 0.3 | 0.3 | 0.3 | 0.3 | 0.3 | 0.3 | 0.3 | 0.5 | 0.5 | 0.5 | 0.5 | 0.5 | 0.5 | 0.5 | 0.5 | 0.5 | 0.5 | 0.5 | 0.5 | 0.3 | 0.3 | 0.3 | 0.3 | 0 | 0 | 0 | 0 | 0 | 0 | 0 | 0 | 1 | 1 | 1 | 1 | 1 | 1 | 1 | 1 | 1 | 1 | 1 | 1 | 0 | 0 | 0 | 0 | 16 | 0 | 0.20792 | 0.079208 | 0.049505 | 0 | 0 | 0 | 0 | 0 | 0 | 0 | 0 | 0 | 0 | 0 | 0 | 0 | 0 | 0 | 0 | 0 | 0 | 0 | 0 | 0 | 0 | 0 | 0 | 0 |  | 0.049589 | 0.050711 | 0.039698 | 0.039698 | 0.040047 | 0.022115 | 0.022573 | 0.019248 | 0.019248 | 0.019612 | 0.035644 | 0.036443 | 0.028837 | 0.028837 | 0.029129 | 0.039447 | 0.04028 | 0.033767 | 0.033767 | 0.034339 | Health/Medical - Hospital - Office (General) - 12hr Admin - Sat | 10 | 9 | 16 | 182 | 317.2 | 0 | 0 | 182 | 317.2 | 0 | 0 | 3.5 | 6.1 | 0 | 0 | 0 | 0 | 0 | 0 | 0 | 0 | 0.5 | 0.5 | 0.5 | 0.5 | 0.5 | 0.5 | 0.5 | 0 | 0 | 0 | 0 | 0 | 0 | 0 | 0 | 0
726 | 7 | 26 | 13 | 2 |  |  |  |  | Health/Medical - Hospital | Office (General) - 12hr Admin | Health/Medical - Hospital - Office (General) - 12hr Admin |  | Health/Medical - Hospital | Health/Medical - Hospital - Office (General) - 12hr Admin | Hospital Admin/Office (12 hour) | Sun | 25 | 52 | 52 | 0.11333 | 1.7276 | 1.7276 | 1.225 | 1.3044 | 1.2041 |  |  | 0 | 0 | 0 | 0 | 0 |  |  | 97.743 | 97.743 | 69.3087 | 73.8009 | 68.1239 |  |  | 0 | 0 | 0 | 0 | 0 |  |  | 0 | 0 | 0 | 0 | 0 |  |  | 0 | 0 | 0 | 0 | 0 |  |  | 0 | 0 | 0 | 0 | 0 |  |  | 0 | 0 | 0 | 0 | 0 |  |  | Hospital Admin/Office (12 hour) ILit Sun | Hospital Admin/Office (12 hour) ILit all | 3142 | 30 | 50 | 9.6 | 0.5 | 0.3 | 0.3 | 0.3 | 0.3 | 0.3 | 0.3 | 0.3 | 0.3 | 0.5 | 0.5 | 0.5 | 0.5 | 0.5 | 0.5 | 0.5 | 0.5 | 0.5 | 0.5 | 0.5 | 0.5 | 0.3 | 0.3 | 0.3 | 0.3 | 0 | 0 | 0 | 0 | 0 | 0 | 0 | 0 | 1 | 1 | 1 | 1 | 1 | 1 | 1 | 1 | 1 | 1 | 1 | 1 | 0 | 0 | 0 | 0 | 16 | 0 | 0.20792 | 0.079208 | 0.049505 | 0 | 0 | 0 | 0 | 0 | 0 | 0 | 0 | 0 | 0 | 0 | 0 | 0 | 0 | 0 | 0 | 0 | 0 | 0 | 0 | 0 | 0 | 0 | 0 | 0 |  | 0.049589 | 0.050711 | 0.039698 | 0.039698 | 0.040047 | 0.022115 | 0.022573 | 0.019248 | 0.019248 | 0.019612 | 0.035644 | 0.036443 | 0.028837 | 0.028837 | 0.029129 | 0.039447 | 0.04028 | 0.033767 | 0.033767 | 0.034339 | Health/Medical - Hospital - Office (General) - 12hr Admin - Sun | 12 | 9 | 16 | 182 | 317.2 | 0 | 0 | 182 | 317.2 | 0 | 0 | 3.5 | 6.1 | 0 | 0 | 0 | 0 | 0 | 0 | 0 | 0 | 0.5 | 0.5 | 0.5 | 0.5 | 0.5 | 0.5 | 0.5 | 0 | 0 | 0 | 0 | 0 | 0 | 0 | 0 | 0
727 | 7 | 27 | 14 | 3 |  |  |  |  | Health/Medical - Hospital | Office (General) - 12hr Admin | Health/Medical - Hospital - Office (General) - 12hr Admin |  | Health/Medical - Hospital | Health/Medical - Hospital - Office (General) - 12hr Admin | Hospital Admin/Office (12 hour) | Hol | 20 | 10 | 10 | 0.11333 | 1.7276 | 1.7276 | 1.225 | 1.3044 | 1.2041 |  |  | 0 | 0 | 0 | 0 | 0 |  |  | 18.7967 | 18.7967 | 13.3286 | 14.1925 | 13.1008 |  |  | 0 | 0 | 0 | 0 | 0 |  |  | 0 | 0 | 0 | 0 | 0 |  |  | 0 | 0 | 0 | 0 | 0 |  |  | 0 | 0 | 0 | 0 | 0 |  |  | 0 | 0 | 0 | 0 | 0 |  |  | Hospital Admin/Office (12 hour) ILit Hol | Hospital Admin/Office (12 hour) ILit all | 3142 | 30 | 50 | 9.6 | 0.5 | 0.3 | 0.3 | 0.3 | 0.3 | 0.3 | 0.3 | 0.3 | 0.3 | 0.5 | 0.5 | 0.5 | 0.5 | 0.5 | 0.5 | 0.5 | 0.5 | 0.5 | 0.5 | 0.5 | 0.5 | 0.3 | 0.3 | 0.3 | 0.3 | 0 | 0 | 0 | 0 | 0 | 0 | 0 | 0 | 1 | 1 | 1 | 1 | 1 | 1 | 1 | 1 | 1 | 1 | 1 | 1 | 0 | 0 | 0 | 0 | 16 | 0 | 0.20792 | 0.079208 | 0.049505 | 0 | 0 | 0 | 0 | 0 | 0 | 0 | 0 | 0 | 0 | 0 | 0 | 0 | 0 | 0 | 0 | 0 | 0 | 0 | 0 | 0 | 0 | 0 | 0 | 0 |  | 0.049589 | 0.050711 | 0.039698 | 0.039698 | 0.040047 | 0.022115 | 0.022573 | 0.019248 | 0.019248 | 0.019612 | 0.035644 | 0.036443 | 0.028837 | 0.028837 | 0.029129 | 0.039447 | 0.04028 | 0.033767 | 0.033767 | 0.034339 | Health/Medical - Hospital - Office (General) - 12hr Admin - Hol | 14 | 9 | 16 | 35 | 61 | 0 | 0 | 35 | 61 | 0 | 0 | 3.5 | 6.1 | 0 | 0 | 0 | 0 | 0 | 0 | 0 | 0 | 0.5 | 0.5 | 0.5 | 0.5 | 0.5 | 0.5 | 0.5 | 0 | 0 | 0 | 0 | 0 | 0 | 0 | 0 | 0
728 | 7 | 28 | 15 | 4 |  |  | Health/Medical - Hospital - Office (General) - 12hr Admin | Health/Medical - Hospital - Office (General) - 12hr Admin | Health/Medical - Hospital | Office (General) - 12hr Admin | Health/Medical - Hospital - Office (General) - 12hr Admin |  | Health/Medical - Hospital | Health/Medical - Hospital - Office (General) - 12hr Admin | Hospital Admin/Office (12 hour) | all | 25 | 251 | 251 | 0.11333 | 1.7276 | 1.7276 | 1.225 | 1.3044 | 1.2041 |  |  | 0.1958 | 0.1958 | 0.13884 | 0.14784 | 0.13647 |  |  | 766.672 | 766.672 | 543.6402 | 578.8761 | 534.3472 |  |  | 0.1958 | 0.1958 | 0.13884 | 0.14784 | 0.13647 |  |  | 5010 | 5010 | 5010 | 5010 | 5010 |  |  | 0 | 0 | 0 | 0 | 0 |  |  | 1 | 1 | 1 | 1 | 1 |  |  | 0 | 0 | 0 | 0 | 0 |  |  | Hospital Admin/Office (12 hour) ILit all | Hospital Admin/Office (12 hour) ILit all | 3141 | 30 | 100 | 15.6 | 1 | 0.3 | 0.3 | 0.3 | 0.3 | 0.3 | 0.3 | 0.3 | 0.3 | 1 | 1 | 1 | 1 | 1 | 1 | 1 | 1 | 1 | 1 | 1 | 1 | 0.3 | 0.3 | 0.3 | 0.3 | 0 | 0 | 0 | 0 | 0 | 0 | 0 | 0 | 1 | 1 | 1 | 1 | 1 | 1 | 1 | 1 | 1 | 1 | 1 | 1 | 0 | 0 | 0 | 0 | 16 | 0.66337 | 0.20792 | 0.079208 | 0.049505 | 0.76136 | 0.16 | 0.10614 | 0.12182 | 0.17655 | 0.031328 | 0.031328 | 0.022214 | 0.023654 | 0.021835 | 0.020782 | 0.020782 | 0.014736 | 0.015691 | 0.014484 | 0.023852 | 0.023852 | 0.016913 | 0.018009 | 0.016624 | 0.034567 | 0.034567 | 0.024511 | 0.0261 | 0.024092 |  | 0.049589 | 0.050711 | 0.039698 | 0.039698 | 0.040047 | 0.022115 | 0.022573 | 0.019248 | 0.019248 | 0.019612 | 0.035644 | 0.036443 | 0.028837 | 0.028837 | 0.029129 | 0.039447 | 0.04028 | 0.033767 | 0.033767 | 0.034339 | Health/Medical - Hospital - Office (General) - 12hr Admin - all | 16 | 9 | 21 | 3012 | 903.6 | 3012 | 903.6 | 0 | 0 | 12 | 3.6 | 0 | 0 | 0 | 0 | 0 | 0 | 0 | 0 | 0 | 0 | 1 | 1 | 1 | 1 | 1 | 1 | 1 | 1 | 1 | 1 | 1 | 1 | 0 | 0 | 0 | 0
729 | 7 | 29 | 12 | 1 |  |  |  |  | Health/Medical - Hospital | Office (General) - 24hr Facilities | Health/Medical - Hospital - Office (General) - 24hr Facilities |  | Health/Medical - Hospital | Health/Medical - Hospital - Office (General) - 24hr Facilities | Hospital Fac/Maint (24 hour) | Sat | 20 | 52 | 52 | 0.25008 | 1.7276 | 1.7276 | 1.225 | 1.3044 | 1.2041 |  |  | 0 | 0 | 0 | 0 | 0 |  |  | 377.4398 | 377.4398 | 267.6391 | 284.9861 | 263.0641 |  |  | 0 | 0 | 0 | 0 | 0 |  |  | 0 | 0 | 0 | 0 | 0 |  |  | 0 | 0 | 0 | 0 | 0 |  |  | 0 | 0 | 0 | 0 | 0 |  |  | 0 | 0 | 0 | 0 | 0 |  |  | Hospital Fac/Maint (24 hour) ILit Sat | Hospital Fac/Maint (24 hour) ILit all | 3136 | 60 | 80 | 16.8 | 0.8 | 0.6 | 0.6 | 0.6 | 0.6 | 0.6 | 0.6 | 0.6 | 0.6 | 0.8 | 0.8 | 0.8 | 0.8 | 0.8 | 0.8 | 0.8 | 0.8 | 0.8 | 0.8 | 0.8 | 0.8 | 0.6 | 0.6 | 0.6 | 0.6 | 0 | 0 | 0 | 0 | 0 | 0 | 0 | 0 | 1 | 1 | 1 | 1 | 1 | 1 | 1 | 1 | 1 | 1 | 1 | 1 | 0 | 0 | 0 | 0 | 0 | 0 | 0 | 0 | 0 | 0 | 0 | 0 | 0 | 0 | 0 | 0 | 0 | 0 | 0 | 0 | 0 | 0 | 0 | 0 | 0 | 0 | 0 | 0 | 0 | 0 | 0 | 0 | 0 | 0 |  | 0.049589 | 0.050711 | 0.039698 | 0.039698 | 0.040047 | 0.022115 | 0.022573 | 0.019248 | 0.019248 | 0.019612 | 0.035644 | 0.036443 | 0.028837 | 0.028837 | 0.029129 | 0.039447 | 0.04028 | 0.033767 | 0.033767 | 0.034339 | Health/Medical - Hospital - Office (General) - 24hr Facilities - Sat | 10 | 9 | 16 | 291.2 | 582.4 | 0 | 0 | 291.2 | 582.4 | 0 | 0 | 5.6 | 11.2 | 0 | 0 | 0 | 0 | 0 | 0 | 0 | 0 | 0.8 | 0.8 | 0.8 | 0.8 | 0.8 | 0.8 | 0.8 | 0 | 0 | 0 | 0 | 0 | 0 | 0 | 0 | 0
730 | 7 | 30 | 13 | 2 |  |  |  |  | Health/Medical - Hospital | Office (General) - 24hr Facilities | Health/Medical - Hospital - Office (General) - 24hr Facilities |  | Health/Medical - Hospital | Health/Medical - Hospital - Office (General) - 24hr Facilities | Hospital Fac/Maint (24 hour) | Sun | 25 | 52 | 52 | 0.25008 | 1.7276 | 1.7276 | 1.225 | 1.3044 | 1.2041 |  |  | 0 | 0 | 0 | 0 | 0 |  |  | 377.4398 | 377.4398 | 267.6391 | 284.9861 | 263.0641 |  |  | 0 | 0 | 0 | 0 | 0 |  |  | 0 | 0 | 0 | 0 | 0 |  |  | 0 | 0 | 0 | 0 | 0 |  |  | 0 | 0 | 0 | 0 | 0 |  |  | 0 | 0 | 0 | 0 | 0 |  |  | Hospital Fac/Maint (24 hour) ILit Sun | Hospital Fac/Maint (24 hour) ILit all | 3136 | 60 | 80 | 16.8 | 0.8 | 0.6 | 0.6 | 0.6 | 0.6 | 0.6 | 0.6 | 0.6 | 0.6 | 0.8 | 0.8 | 0.8 | 0.8 | 0.8 | 0.8 | 0.8 | 0.8 | 0.8 | 0.8 | 0.8 | 0.8 | 0.6 | 0.6 | 0.6 | 0.6 | 0 | 0 | 0 | 0 | 0 | 0 | 0 | 0 | 1 | 1 | 1 | 1 | 1 | 1 | 1 | 1 | 1 | 1 | 1 | 1 | 0 | 0 | 0 | 0 | 0 | 0 | 0 | 0 | 0 | 0 | 0 | 0 | 0 | 0 | 0 | 0 | 0 | 0 | 0 | 0 | 0 | 0 | 0 | 0 | 0 | 0 | 0 | 0 | 0 | 0 | 0 | 0 | 0 | 0 |  | 0.049589 | 0.050711 | 0.039698 | 0.039698 | 0.040047 | 0.022115 | 0.022573 | 0.019248 | 0.019248 | 0.019612 | 0.035644 | 0.036443 | 0.028837 | 0.028837 | 0.029129 | 0.039447 | 0.04028 | 0.033767 | 0.033767 | 0.034339 | Health/Medical - Hospital - Office (General) - 24hr Facilities - Sun | 12 | 9 | 16 | 291.2 | 582.4 | 0 | 0 | 291.2 | 582.4 | 0 | 0 | 5.6 | 11.2 | 0 | 0 | 0 | 0 | 0 | 0 | 0 | 0 | 0.8 | 0.8 | 0.8 | 0.8 | 0.8 | 0.8 | 0.8 | 0 | 0 | 0 | 0 | 0 | 0 | 0 | 0 | 0
731 | 7 | 31 | 14 | 3 |  |  |  |  | Health/Medical - Hospital | Office (General) - 24hr Facilities | Health/Medical - Hospital - Office (General) - 24hr Facilities |  | Health/Medical - Hospital | Health/Medical - Hospital - Office (General) - 24hr Facilities | Hospital Fac/Maint (24 hour) | Hol | 20 | 10 | 10 | 0.25008 | 1.7276 | 1.7276 | 1.225 | 1.3044 | 1.2041 |  |  | 0 | 0 | 0 | 0 | 0 |  |  | 72.5846 | 72.5846 | 51.4691 | 54.805 | 50.5892 |  |  | 0 | 0 | 0 | 0 | 0 |  |  | 0 | 0 | 0 | 0 | 0 |  |  | 0 | 0 | 0 | 0 | 0 |  |  | 0 | 0 | 0 | 0 | 0 |  |  | 0 | 0 | 0 | 0 | 0 |  |  | Hospital Fac/Maint (24 hour) ILit Hol | Hospital Fac/Maint (24 hour) ILit all | 3136 | 60 | 80 | 16.8 | 0.8 | 0.6 | 0.6 | 0.6 | 0.6 | 0.6 | 0.6 | 0.6 | 0.6 | 0.8 | 0.8 | 0.8 | 0.8 | 0.8 | 0.8 | 0.8 | 0.8 | 0.8 | 0.8 | 0.8 | 0.8 | 0.6 | 0.6 | 0.6 | 0.6 | 0 | 0 | 0 | 0 | 0 | 0 | 0 | 0 | 1 | 1 | 1 | 1 | 1 | 1 | 1 | 1 | 1 | 1 | 1 | 1 | 0 | 0 | 0 | 0 | 0 | 0 | 0 | 0 | 0 | 0 | 0 | 0 | 0 | 0 | 0 | 0 | 0 | 0 | 0 | 0 | 0 | 0 | 0 | 0 | 0 | 0 | 0 | 0 | 0 | 0 | 0 | 0 | 0 | 0 |  | 0.049589 | 0.050711 | 0.039698 | 0.039698 | 0.040047 | 0.022115 | 0.022573 | 0.019248 | 0.019248 | 0.019612 | 0.035644 | 0.036443 | 0.028837 | 0.028837 | 0.029129 | 0.039447 | 0.04028 | 0.033767 | 0.033767 | 0.034339 | Health/Medical - Hospital - Office (General) - 24hr Facilities - Hol | 14 | 9 | 16 | 56 | 112 | 0 | 0 | 56 | 112 | 0 | 0 | 5.6 | 11.2 | 0 | 0 | 0 | 0 | 0 | 0 | 0 | 0 | 0.8 | 0.8 | 0.8 | 0.8 | 0.8 | 0.8 | 0.8 | 0 | 0 | 0 | 0 | 0 | 0 | 0 | 0 | 0
732 | 7 | 32 | 15 | 4 | Health/Medical - Hospital | Health/Medical - Hospital | Health/Medical - Hospital - Office (General) - 24hr Facilities | Health/Medical - Hospital - Office (General) - 24hr Facilities | Health/Medical - Hospital | Office (General) - 24hr Facilities | Health/Medical - Hospital - Office (General) - 24hr Facilities |  | Health/Medical - Hospital | Health/Medical - Hospital - Office (General) - 24hr Facilities | Hospital Fac/Maint (24 hour) | all | 25 | 251 | 251 | 0.25008 | 1.7276 | 1.7276 | 1.225 | 1.3044 | 1.2041 |  |  | 0.43205 | 0.43205 | 0.30636 | 0.32622 | 0.30113 |  |  | 2342.4079 | 2342.4079 | 1660.9801 | 1768.6362 | 1632.5873 |  |  | 0.43205 | 0.43205 | 0.30636 | 0.32622 | 0.30113 |  |  | 7336.8 | 7336.8 | 7336.8 | 7336.8 | 7336.8 |  |  | 6248.5752 | 6224.8463 | 6521.9789 | 6521.9789 | 6523.9163 |  |  | 1 | 1 | 1 | 1 | 1 |  |  | 0.91552 | 0.91405 | 0.93811 | 0.93811 | 0.93942 |  |  | Hospital Fac/Maint (24 hour) ILit all | Hospital Fac/Maint (24 hour) ILit all | 3135 | 80 | 100 | 21.6 | 1 | 0.8 | 0.8 | 0.8 | 0.8 | 0.8 | 0.8 | 0.8 | 0.8 | 1 | 1 | 1 | 1 | 1 | 1 | 1 | 1 | 1 | 1 | 1 | 1 | 0.8 | 0.8 | 0.8 | 0.8 | 0 | 0 | 0 | 0 | 0 | 0 | 0 | 0 | 1 | 1 | 1 | 1 | 1 | 1 | 1 | 1 | 1 | 1 | 1 | 1 | 0 | 0 | 0 | 0 | 0 | 0 | 0 | 0 | 0 | 0 | 0 | 0 | 0 | 0 | 0 | 0 | 0 | 0 | 0 | 0 | 0 | 0 | 0 | 0 | 0 | 0 | 0 | 0 | 0 | 0 | 0 | 0 | 0 | 0 | Health/Medical - Hospital | 0.049589 | 0.050711 | 0.039698 | 0.039698 | 0.040047 | 0.022115 | 0.022573 | 0.019248 | 0.019248 | 0.019612 | 0.035644 | 0.036443 | 0.028837 | 0.028837 | 0.029129 | 0.039447 | 0.04028 | 0.033767 | 0.033767 | 0.034339 | Health/Medical - Hospital - Office (General) - 24hr Facilities - all | 16 | 9 | 21 | 3012 | 2409.6 | 3012 | 2409.6 | 0 | 0 | 12 | 9.6 | 0 | 0 | 0 | 0 | 0 | 0 | 0 | 0 | 0 | 0 | 1 | 1 | 1 | 1 | 1 | 1 | 1 | 1 | 1 | 1 | 1 | 1 | 0 | 0 | 0 | 0
801 | 8 | 1 | 12 | 1 |  |  |  |  | Health/Medical - Nursing Home | Corridor | Health/Medical - Nursing Home - Corridor |  | Health/Medical - Nursing Home | Health/Medical - Nursing Home - Corridor | NursingHome Corridor | Sat | 19 | 52 | 52 | 0.055475 | 0.32904 | 0.33237 | 0.23681 | 0.23681 | 0.23681 |  |  | 0 | 0 | 0 | 0 | 0 |  |  | 22.7808 | 23.0109 | 16.3952 | 16.3952 | 16.3952 |  |  | 0 | 0 | 0 | 0 | 0 |  |  | 0 | 0 | 0 | 0 | 0 |  |  | 0 | 0 | 0 | 0 | 0 |  |  | 0 | 0 | 0 | 0 | 0 |  |  | 0 | 0 | 0 | 0 | 0 |  |  | NursingHome Corridor ILit Sat | NursingHome Corridor ILit all | 2 | 100 | 100 | 24 | 1 | [24 empty] | 0 | 0 | 0 | 0 | 0 | 0 | 0 | 0 | 0 | 0 | 0 | 0 | 0 | 0 | 0 | 0 | 0 | 0 | 0 | 0 | 0 | 0 | 0 | 0 | 16 | 0 | 0.20792 | 0.079208 | 0.049505 | 0 | 0 | 0 | 0 | 0 | 0 | 0 | 0 | 0 | 0 | 0 | 0 | 0 | 0 | 0 | 0 | 0 | 0 | 0 | 0 | 0 | 0 | 0 | 0 | 0 |  | 0.091704 | 0.091154 | 0.094139 | 0.094139 | 0.093688 | 0.060833 | 0.060469 | 0.062449 | 0.062449 | 0.06215 | 0.06982 | 0.069402 | 0.071674 | 0.071674 | 0.071331 | 0.1201 | 0.11954 | 0.12447 | 0.12447 | 0.12445 | Health/Medical - Nursing Home - Corridor - Sat | 10 | 9 | 16 | 364 | 884 | 0 | 0 | 364 | 884 | 0 | 0 | 7 | 17 | 0 | 0 | 0 | 0 | 0 | 0 | 0 | 0 | 1 | 1 | 1 | 1 | 1 | 1 | 1 | 0 | 0 | 0 | 0 | 0 | 0 | 0 | 0 | 0 | bar: 1 to 24
802 | 8 | 2 | 13 | 2 |  |  |  |  | Health/Medical - Nursing Home | Corridor | Health/Medical - Nursing Home - Corridor |  | Health/Medical - Nursing Home | Health/Medical - Nursing Home - Corridor | NursingHome Corridor | Sun | 25 | 52 | 52 | 0.055475 | 0.32904 | 0.33237 | 0.23681 | 0.23681 | 0.23681 |  |  | 0 | 0 | 0 | 0 | 0 |  |  | 22.7808 | 23.0109 | 16.3952 | 16.3952 | 16.3952 |  |  | 0 | 0 | 0 | 0 | 0 |  |  | 0 | 0 | 0 | 0 | 0 |  |  | 0 | 0 | 0 | 0 | 0 |  |  | 0 | 0 | 0 | 0 | 0 |  |  | 0 | 0 | 0 | 0 | 0 |  |  | NursingHome Corridor ILit Sun | NursingHome Corridor ILit all | 2 | 100 | 100 | 24 | 1 | [24 empty] | 0 | 0 | 0 | 0 | 0 | 0 | 0 | 0 | 0 | 0 | 0 | 0 | 0 | 0 | 0 | 0 | 0 | 0 | 0 | 0 | 0 | 0 | 0 | 0 | 16 | 0 | 0.20792 | 0.079208 | 0.049505 | 0 | 0 | 0 | 0 | 0 | 0 | 0 | 0 | 0 | 0 | 0 | 0 | 0 | 0 | 0 | 0 | 0 | 0 | 0 | 0 | 0 | 0 | 0 | 0 | 0 |  | 0.091704 | 0.091154 | 0.094139 | 0.094139 | 0.093688 | 0.060833 | 0.060469 | 0.062449 | 0.062449 | 0.06215 | 0.06982 | 0.069402 | 0.071674 | 0.071674 | 0.071331 | 0.1201 | 0.11954 | 0.12447 | 0.12447 | 0.12445 | Health/Medical - Nursing Home - Corridor - Sun | 12 | 9 | 16 | 364 | 884 | 0 | 0 | 364 | 884 | 0 | 0 | 7 | 17 | 0 | 0 | 0 | 0 | 0 | 0 | 0 | 0 | 1 | 1 | 1 | 1 | 1 | 1 | 1 | 0 | 0 | 0 | 0 | 0 | 0 | 0 | 0 | 0 | bar: 1 to 24
803 | 8 | 3 | 14 | 3 |  |  |  |  | Health/Medical - Nursing Home | Corridor | Health/Medical - Nursing Home - Corridor |  | Health/Medical - Nursing Home | Health/Medical - Nursing Home - Corridor | NursingHome Corridor | Hol | 19 | 10 | 10 | 0.055475 | 0.32904 | 0.33237 | 0.23681 | 0.23681 | 0.23681 |  |  | 0 | 0 | 0 | 0 | 0 |  |  | 4.3809 | 4.4252 | 3.1529 | 3.1529 | 3.1529 |  |  | 0 | 0 | 0 | 0 | 0 |  |  | 0 | 0 | 0 | 0 | 0 |  |  | 0 | 0 | 0 | 0 | 0 |  |  | 0 | 0 | 0 | 0 | 0 |  |  | 0 | 0 | 0 | 0 | 0 |  |  | NursingHome Corridor ILit Hol | NursingHome Corridor ILit all | 2 | 100 | 100 | 24 | 1 | [24 empty] | 0 | 0 | 0 | 0 | 0 | 0 | 0 | 0 | 0 | 0 | 0 | 0 | 0 | 0 | 0 | 0 | 0 | 0 | 0 | 0 | 0 | 0 | 0 | 0 | 16 | 0 | 0.20792 | 0.079208 | 0.049505 | 0 | 0 | 0 | 0 | 0 | 0 | 0 | 0 | 0 | 0 | 0 | 0 | 0 | 0 | 0 | 0 | 0 | 0 | 0 | 0 | 0 | 0 | 0 | 0 | 0 |  | 0.091704 | 0.091154 | 0.094139 | 0.094139 | 0.093688 | 0.060833 | 0.060469 | 0.062449 | 0.062449 | 0.06215 | 0.06982 | 0.069402 | 0.071674 | 0.071674 | 0.071331 | 0.1201 | 0.11954 | 0.12447 | 0.12447 | 0.12445 | Health/Medical - Nursing Home - Corridor - Hol | 14 | 9 | 16 | 70 | 170 | 0 | 0 | 70 | 170 | 0 | 0 | 7 | 17 | 0 | 0 | 0 | 0 | 0 | 0 | 0 | 0 | 1 | 1 | 1 | 1 | 1 | 1 | 1 | 0 | 0 | 0 | 0 | 0 | 0 | 0 | 0 | 0 | bar: 1 to 24
804 | 8 | 4 | 15 | 4 |  |  | Health/Medical - Nursing Home - Corridor | Health/Medical - Nursing Home - Corridor | Health/Medical - Nursing Home | Corridor | Health/Medical - Nursing Home - Corridor |  | Health/Medical - Nursing Home | Health/Medical - Nursing Home - Corridor | NursingHome Corridor | all | 25 | 251 | 251 | 0.055475 | 0.32904 | 0.33237 | 0.23681 | 0.23681 | 0.23681 |  |  | 0.018254 | 0.018438 | 0.013137 | 0.013137 | 0.013137 |  |  | 109.961 | 111.0717 | 79.1386 | 79.1386 | 79.1386 |  |  | 0.018254 | 0.018438 | 0.013137 | 0.013137 | 0.013137 |  |  | 8760 | 8760 | 8760 | 8760 | 8760 |  |  | 0 | 0 | 0 | 0 | 0 |  |  | 1 | 1 | 1 | 1 | 1 |  |  | 0 | 0 | 0 | 0 | 0 |  |  | NursingHome Corridor ILit all | NursingHome Corridor ILit all | 2 | 100 | 100 | 24 | 1 | [24 empty] | 0 | 0 | 0 | 0 | 0 | 0 | 0 | 0 | 0 | 0 | 0 | 0 | 0 | 0 | 0 | 0 | 0 | 0 | 0 | 0 | 0 | 0 | 0 | 0 | 16 | 0.66337 | 0.20792 | 0.079208 | 0.049505 | 0.76136 | 0.16 | 0.10614 | 0.12182 | 0.30869 | 0.0029206 | 0.0029501 | 0.002102 | 0.002102 | 0.002102 | 0.0019374 | 0.001957 | 0.0013944 | 0.0013944 | 0.0013944 | 0.0022236 | 0.0022461 | 0.0016004 | 0.0016004 | 0.0016004 | 0.0056348 | 0.0056917 | 0.0040553 | 0.0040553 | 0.0040553 |  | 0.091704 | 0.091154 | 0.094139 | 0.094139 | 0.093688 | 0.060833 | 0.060469 | 0.062449 | 0.062449 | 0.06215 | 0.06982 | 0.069402 | 0.071674 | 0.071674 | 0.071331 | 0.1201 | 0.11954 | 0.12447 | 0.12447 | 0.12445 | Health/Medical - Nursing Home - Corridor - all | 16 | 9 | 21 | 3012 | 3012 | 3012 | 3012 | 0 | 0 | 12 | 12 | 0 | 0 | 0 | 0 | 0 | 0 | 0 | 0 | 0 | 0 | 1 | 1 | 1 | 1 | 1 | 1 | 1 | 1 | 1 | 1 | 1 | 1 | 0 | 0 | 0 | 0 | bar: 1 to 24
805 | 8 | 5 | 12 | 1 |  |  |  |  | Health/Medical - Nursing Home | Dining Area | Health/Medical - Nursing Home - Dining Area |  | Health/Medical - Nursing Home | Health/Medical - Nursing Home - Dining Area | NursingHome Kitchen | Sat | 19 | 52 | 52 | 0.10497 | 0.56669 | 0.62319 | 0.47363 | 0.47363 | 0.43416 |  |  | 0 | 0 | 0 | 0 | 0 |  |  | 33.4057 | 36.7365 | 27.9197 | 27.9197 | 25.5931 |  |  | 0 | 0 | 0 | 0 | 0 |  |  | 0 | 0 | 0 | 0 | 0 |  |  | 0 | 0 | 0 | 0 | 0 |  |  | 0 | 0 | 0 | 0 | 0 |  |  | 0 | 0 | 0 | 0 | 0 |  |  | NursingHome Kitchen ILit Sat | NursingHome Kitchen ILit all | 3189 | 10 | 70 | 10.8 | 0.7 | 0.1 | 0.1 | 0.1 | 0.1 | 0.1 | 0.1 | 0.1 | 0.7 | 0.7 | 0.7 | 0.7 | 0.7 | 0.7 | 0.7 | 0.7 | 0.7 | 0.7 | 0.7 | 0.7 | 0.7 | 0.7 | 0.1 | 0.1 | 0.1 | 0 | 0 | 0 | 0 | 0 | 0 | 0 | 1 | 1 | 1 | 1 | 1 | 1 | 1 | 1 | 1 | 1 | 1 | 1 | 1 | 1 | 0 | 0 | 0 | 16 | 0 | 0.20792 | 0.079208 | 0.049505 | 0 | 0 | 0 | 0 | 0 | 0 | 0 | 0 | 0 | 0 | 0 | 0 | 0 | 0 | 0 | 0 | 0 | 0 | 0 | 0 | 0 | 0 | 0 | 0 | 0 |  | 0.091704 | 0.091154 | 0.094139 | 0.094139 | 0.093688 | 0.060833 | 0.060469 | 0.062449 | 0.062449 | 0.06215 | 0.06982 | 0.069402 | 0.071674 | 0.071674 | 0.071331 | 0.1201 | 0.11954 | 0.12447 | 0.12447 | 0.12445 | Health/Medical - Nursing Home - Dining Area - Sat | 10 | 9 | 16 | 254.8 | 306.8 | 0 | 0 | 254.8 | 306.8 | 0 | 0 | 4.9 | 5.9 | 0 | 0 | 0 | 0 | 0 | 0 | 0 | 0 | 0.7 | 0.7 | 0.7 | 0.7 | 0.7 | 0.7 | 0.7 | 0 | 0 | 0 | 0 | 0 | 0 | 0 | 0 | 0
806 | 8 | 6 | 13 | 2 |  |  |  |  | Health/Medical - Nursing Home | Dining Area | Health/Medical - Nursing Home - Dining Area |  | Health/Medical - Nursing Home | Health/Medical - Nursing Home - Dining Area | NursingHome Kitchen | Sun | 25 | 52 | 52 | 0.10497 | 0.56669 | 0.62319 | 0.47363 | 0.47363 | 0.43416 |  |  | 0 | 0 | 0 | 0 | 0 |  |  | 33.4057 | 36.7365 | 27.9197 | 27.9197 | 25.5931 |  |  | 0 | 0 | 0 | 0 | 0 |  |  | 0 | 0 | 0 | 0 | 0 |  |  | 0 | 0 | 0 | 0 | 0 |  |  | 0 | 0 | 0 | 0 | 0 |  |  | 0 | 0 | 0 | 0 | 0 |  |  | NursingHome Kitchen ILit Sun | NursingHome Kitchen ILit all | 3189 | 10 | 70 | 10.8 | 0.7 | 0.1 | 0.1 | 0.1 | 0.1 | 0.1 | 0.1 | 0.1 | 0.7 | 0.7 | 0.7 | 0.7 | 0.7 | 0.7 | 0.7 | 0.7 | 0.7 | 0.7 | 0.7 | 0.7 | 0.7 | 0.7 | 0.1 | 0.1 | 0.1 | 0 | 0 | 0 | 0 | 0 | 0 | 0 | 1 | 1 | 1 | 1 | 1 | 1 | 1 | 1 | 1 | 1 | 1 | 1 | 1 | 1 | 0 | 0 | 0 | 16 | 0 | 0.20792 | 0.079208 | 0.049505 | 0 | 0 | 0 | 0 | 0 | 0 | 0 | 0 | 0 | 0 | 0 | 0 | 0 | 0 | 0 | 0 | 0 | 0 | 0 | 0 | 0 | 0 | 0 | 0 | 0 |  | 0.091704 | 0.091154 | 0.094139 | 0.094139 | 0.093688 | 0.060833 | 0.060469 | 0.062449 | 0.062449 | 0.06215 | 0.06982 | 0.069402 | 0.071674 | 0.071674 | 0.071331 | 0.1201 | 0.11954 | 0.12447 | 0.12447 | 0.12445 | Health/Medical - Nursing Home - Dining Area - Sun | 12 | 9 | 16 | 254.8 | 306.8 | 0 | 0 | 254.8 | 306.8 | 0 | 0 | 4.9 | 5.9 | 0 | 0 | 0 | 0 | 0 | 0 | 0 | 0 | 0.7 | 0.7 | 0.7 | 0.7 | 0.7 | 0.7 | 0.7 | 0 | 0 | 0 | 0 | 0 | 0 | 0 | 0 | 0
807 | 8 | 7 | 14 | 3 |  |  |  |  | Health/Medical - Nursing Home | Dining Area | Health/Medical - Nursing Home - Dining Area |  | Health/Medical - Nursing Home | Health/Medical - Nursing Home - Dining Area | NursingHome Kitchen | Hol | 19 | 10 | 10 | 0.10497 | 0.56669 | 0.62319 | 0.47363 | 0.47363 | 0.43416 |  |  | 0 | 0 | 0 | 0 | 0 |  |  | 6.4242 | 7.0647 | 5.3692 | 5.3692 | 4.9217 |  |  | 0 | 0 | 0 | 0 | 0 |  |  | 0 | 0 | 0 | 0 | 0 |  |  | 0 | 0 | 0 | 0 | 0 |  |  | 0 | 0 | 0 | 0 | 0 |  |  | 0 | 0 | 0 | 0 | 0 |  |  | NursingHome Kitchen ILit Hol | NursingHome Kitchen ILit all | 3189 | 10 | 70 | 10.8 | 0.7 | 0.1 | 0.1 | 0.1 | 0.1 | 0.1 | 0.1 | 0.1 | 0.7 | 0.7 | 0.7 | 0.7 | 0.7 | 0.7 | 0.7 | 0.7 | 0.7 | 0.7 | 0.7 | 0.7 | 0.7 | 0.7 | 0.1 | 0.1 | 0.1 | 0 | 0 | 0 | 0 | 0 | 0 | 0 | 1 | 1 | 1 | 1 | 1 | 1 | 1 | 1 | 1 | 1 | 1 | 1 | 1 | 1 | 0 | 0 | 0 | 16 | 0 | 0.20792 | 0.079208 | 0.049505 | 0 | 0 | 0 | 0 | 0 | 0 | 0 | 0 | 0 | 0 | 0 | 0 | 0 | 0 | 0 | 0 | 0 | 0 | 0 | 0 | 0 | 0 | 0 | 0 | 0 |  | 0.091704 | 0.091154 | 0.094139 | 0.094139 | 0.093688 | 0.060833 | 0.060469 | 0.062449 | 0.062449 | 0.06215 | 0.06982 | 0.069402 | 0.071674 | 0.071674 | 0.071331 | 0.1201 | 0.11954 | 0.12447 | 0.12447 | 0.12445 | Health/Medical - Nursing Home - Dining Area - Hol | 14 | 9 | 16 | 49 | 59 | 0 | 0 | 49 | 59 | 0 | 0 | 4.9 | 5.9 | 0 | 0 | 0 | 0 | 0 | 0 | 0 | 0 | 0.7 | 0.7 | 0.7 | 0.7 | 0.7 | 0.7 | 0.7 | 0 | 0 | 0 | 0 | 0 | 0 | 0 | 0 | 0
808 | 8 | 8 | 15 | 4 |  |  | Health/Medical - Nursing Home - Dining Area | Health/Medical - Nursing Home - Dining Area | Health/Medical - Nursing Home | Dining Area | Health/Medical - Nursing Home - Dining Area |  | Health/Medical - Nursing Home | Health/Medical - Nursing Home - Dining Area | NursingHome Kitchen | all | 25 | 251 | 251 | 0.10497 | 0.56669 | 0.62319 | 0.47363 | 0.47363 | 0.43416 |  |  | 0.059483 | 0.065414 | 0.049715 | 0.049715 | 0.045572 |  |  | 161.2467 | 177.3241 | 134.7663 | 134.7663 | 123.5358 |  |  | 0.041638 | 0.04579 | 0.0348 | 0.0348 | 0.0319 |  |  | 3942 | 3942 | 3942 | 3942 | 3942 |  |  | 0 | 0 | 0 | 0 | 0 |  |  | 0.7 | 0.7 | 0.7 | 0.7 | 0.7 |  |  | 0 | 0 | 0 | 0 | 0 |  |  | NursingHome Kitchen ILit all | NursingHome Kitchen ILit all | 3188 | 10 | 70 | 10.8 | 0.7 | 0.1 | 0.1 | 0.1 | 0.1 | 0.1 | 0.1 | 0.1 | 0.7 | 0.7 | 0.7 | 0.7 | 0.7 | 0.7 | 0.7 | 0.7 | 0.7 | 0.7 | 0.7 | 0.7 | 0.7 | 0.7 | 0.1 | 0.1 | 0.1 | 0 | 0 | 0 | 0 | 0 | 0 | 0 | 1 | 1 | 1 | 1 | 1 | 1 | 1 | 1 | 1 | 1 | 1 | 1 | 1 | 1 | 0 | 0 | 0 | 16 | 0.66337 | 0.20792 | 0.079208 | 0.049505 | 0.76136 | 0.112 | 0.074297 | 0.085273 | 0.13891 | 0.0066621 | 0.0073264 | 0.005568 | 0.005568 | 0.005104 | 0.0044194 | 0.0048601 | 0.0036936 | 0.0036936 | 0.0033858 | 0.0050723 | 0.005578 | 0.0042393 | 0.0042393 | 0.003886 | 0.0082628 | 0.0090867 | 0.0069059 | 0.0069059 | 0.0063304 |  | 0.091704 | 0.091154 | 0.094139 | 0.094139 | 0.093688 | 0.060833 | 0.060469 | 0.062449 | 0.062449 | 0.06215 | 0.06982 | 0.069402 | 0.071674 | 0.071674 | 0.071331 | 0.1201 | 0.11954 | 0.12447 | 0.12447 | 0.12445 | Health/Medical - Nursing Home - Dining Area - all | 16 | 9 | 21 | 2108.4 | 602.4 | 2108.4 | 602.4 | 0 | 0 | 8.4 | 2.4 | 0 | 0 | 0 | 0 | 0 | 0 | 0 | 0 | 0 | 0 | 0.7 | 0.7 | 0.7 | 0.7 | 0.7 | 0.7 | 0.7 | 0.7 | 0.7 | 0.7 | 0.7 | 0.7 | 0 | 0 | 0 | 0
809 | 8 | 9 | 12 | 1 |  |  |  |  | Health/Medical - Nursing Home | Hotel/Motel Guest Room (incl. toilets) | Health/Medical - Nursing Home - Hotel/Motel Guest Room (incl. toilets) |  | Health/Medical - Nursing Home | Health/Medical - Nursing Home - Hotel/Motel Guest Room (incl. toilets) | NursingHome Rooms | Sat | 19 | 52 | 52 | 0.44464 | 0.1828 | 0.20773 | 0.19734 | 0.19734 | 0.19734 |  |  | 0 | 0 | 0 | 0 | 0 |  |  | 56.0031 | 63.6399 | 60.4579 | 60.4579 | 60.4579 |  |  | 0 | 0 | 0 | 0 | 0 |  |  | 0 | 0 | 0 | 0 | 0 |  |  | 0 | 0 | 0 | 0 | 0 |  |  | 0 | 0 | 0 | 0 | 0 |  |  | 0 | 0 | 0 | 0 | 0 |  |  | NursingHome Rooms ILit Sat | NursingHome Rooms ILit all | 3195 | 15 | 90 | 13.25 | 0.7 | 0.15 | 0.15 | 0.15 | 0.15 | 0.15 | 0.6 | 0.9 | 0.7 | 0.7 | 0.7 | 0.7 | 0.7 | 0.7 | 0.7 | 0.7 | 0.7 | 0.7 | 0.7 | 0.7 | 0.7 | 0.7 | 0.6 | 0.3 | 0.3 | 0 | 0 | 0 | 0 | 0 | 0.6 | 1 | 0.73333 | 0.73333 | 0.73333 | 0.73333 | 0.73333 | 0.73333 | 0.73333 | 0.73333 | 0.73333 | 0.73333 | 0.73333 | 0.73333 | 0.73333 | 0.73333 | 0.6 | 0.2 | 0.2 | 10 | 0 | 0.20792 | 0.079208 | 0.049505 | 0 | 0 | 0 | 0 | 0 | 0 | 0 | 0 | 0 | 0 | 0 | 0 | 0 | 0 | 0 | 0 | 0 | 0 | 0 | 0 | 0 | 0 | 0 | 0 | 0 |  | 0.091704 | 0.091154 | 0.094139 | 0.094139 | 0.093688 | 0.060833 | 0.060469 | 0.062449 | 0.062449 | 0.06215 | 0.06982 | 0.069402 | 0.071674 | 0.071674 | 0.071331 | 0.1201 | 0.11954 | 0.12447 | 0.12447 | 0.12445 | Health/Medical - Nursing Home - Hotel/Motel Guest Room (incl. toilets) - Sat | 10 | 9 | 16 | 254.8 | 434.2 | 0 | 0 | 254.8 | 434.2 | 0 | 0 | 4.9 | 8.35 | 0 | 0 | 0 | 0 | 0 | 0 | 0 | 0 | 0.7 | 0.7 | 0.7 | 0.7 | 0.7 | 0.7 | 0.7 | 0 | 0 | 0 | 0 | 0 | 0 | 0 | 0 | 0
810 | 8 | 10 | 13 | 2 |  |  |  |  | Health/Medical - Nursing Home | Hotel/Motel Guest Room (incl. toilets) | Health/Medical - Nursing Home - Hotel/Motel Guest Room (incl. toilets) |  | Health/Medical - Nursing Home | Health/Medical - Nursing Home - Hotel/Motel Guest Room (incl. toilets) | NursingHome Rooms | Sun | 25 | 52 | 52 | 0.44464 | 0.1828 | 0.20773 | 0.19734 | 0.19734 | 0.19734 |  |  | 0 | 0 | 0 | 0 | 0 |  |  | 56.0031 | 63.6399 | 60.4579 | 60.4579 | 60.4579 |  |  | 0 | 0 | 0 | 0 | 0 |  |  | 0 | 0 | 0 | 0 | 0 |  |  | 0 | 0 | 0 | 0 | 0 |  |  | 0 | 0 | 0 | 0 | 0 |  |  | 0 | 0 | 0 | 0 | 0 |  |  | NursingHome Rooms ILit Sun | NursingHome Rooms ILit all | 3195 | 15 | 90 | 13.25 | 0.7 | 0.15 | 0.15 | 0.15 | 0.15 | 0.15 | 0.6 | 0.9 | 0.7 | 0.7 | 0.7 | 0.7 | 0.7 | 0.7 | 0.7 | 0.7 | 0.7 | 0.7 | 0.7 | 0.7 | 0.7 | 0.7 | 0.6 | 0.3 | 0.3 | 0 | 0 | 0 | 0 | 0 | 0.6 | 1 | 0.73333 | 0.73333 | 0.73333 | 0.73333 | 0.73333 | 0.73333 | 0.73333 | 0.73333 | 0.73333 | 0.73333 | 0.73333 | 0.73333 | 0.73333 | 0.73333 | 0.6 | 0.2 | 0.2 | 10 | 0 | 0.20792 | 0.079208 | 0.049505 | 0 | 0 | 0 | 0 | 0 | 0 | 0 | 0 | 0 | 0 | 0 | 0 | 0 | 0 | 0 | 0 | 0 | 0 | 0 | 0 | 0 | 0 | 0 | 0 | 0 |  | 0.091704 | 0.091154 | 0.094139 | 0.094139 | 0.093688 | 0.060833 | 0.060469 | 0.062449 | 0.062449 | 0.06215 | 0.06982 | 0.069402 | 0.071674 | 0.071674 | 0.071331 | 0.1201 | 0.11954 | 0.12447 | 0.12447 | 0.12445 | Health/Medical - Nursing Home - Hotel/Motel Guest Room (incl. toilets) - Sun | 12 | 9 | 16 | 254.8 | 434.2 | 0 | 0 | 254.8 | 434.2 | 0 | 0 | 4.9 | 8.35 | 0 | 0 | 0 | 0 | 0 | 0 | 0 | 0 | 0.7 | 0.7 | 0.7 | 0.7 | 0.7 | 0.7 | 0.7 | 0 | 0 | 0 | 0 | 0 | 0 | 0 | 0 | 0
811 | 8 | 11 | 14 | 3 |  |  |  |  | Health/Medical - Nursing Home | Hotel/Motel Guest Room (incl. toilets) | Health/Medical - Nursing Home - Hotel/Motel Guest Room (incl. toilets) |  | Health/Medical - Nursing Home | Health/Medical - Nursing Home - Hotel/Motel Guest Room (incl. toilets) | NursingHome Rooms | Hol | 19 | 10 | 10 | 0.44464 | 0.1828 | 0.20773 | 0.19734 | 0.19734 | 0.19734 |  |  | 0 | 0 | 0 | 0 | 0 |  |  | 10.7698 | 12.2384 | 11.6265 | 11.6265 | 11.6265 |  |  | 0 | 0 | 0 | 0 | 0 |  |  | 0 | 0 | 0 | 0 | 0 |  |  | 0 | 0 | 0 | 0 | 0 |  |  | 0 | 0 | 0 | 0 | 0 |  |  | 0 | 0 | 0 | 0 | 0 |  |  | NursingHome Rooms ILit Hol | NursingHome Rooms ILit all | 3195 | 15 | 90 | 13.25 | 0.7 | 0.15 | 0.15 | 0.15 | 0.15 | 0.15 | 0.6 | 0.9 | 0.7 | 0.7 | 0.7 | 0.7 | 0.7 | 0.7 | 0.7 | 0.7 | 0.7 | 0.7 | 0.7 | 0.7 | 0.7 | 0.7 | 0.6 | 0.3 | 0.3 | 0 | 0 | 0 | 0 | 0 | 0.6 | 1 | 0.73333 | 0.73333 | 0.73333 | 0.73333 | 0.73333 | 0.73333 | 0.73333 | 0.73333 | 0.73333 | 0.73333 | 0.73333 | 0.73333 | 0.73333 | 0.73333 | 0.6 | 0.2 | 0.2 | 10 | 0 | 0.20792 | 0.079208 | 0.049505 | 0 | 0 | 0 | 0 | 0 | 0 | 0 | 0 | 0 | 0 | 0 | 0 | 0 | 0 | 0 | 0 | 0 | 0 | 0 | 0 | 0 | 0 | 0 | 0 | 0 |  | 0.091704 | 0.091154 | 0.094139 | 0.094139 | 0.093688 | 0.060833 | 0.060469 | 0.062449 | 0.062449 | 0.06215 | 0.06982 | 0.069402 | 0.071674 | 0.071674 | 0.071331 | 0.1201 | 0.11954 | 0.12447 | 0.12447 | 0.12445 | Health/Medical - Nursing Home - Hotel/Motel Guest Room (incl. toilets) - Hol | 14 | 9 | 16 | 49 | 83.5 | 0 | 0 | 49 | 83.5 | 0 | 0 | 4.9 | 8.35 | 0 | 0 | 0 | 0 | 0 | 0 | 0 | 0 | 0.7 | 0.7 | 0.7 | 0.7 | 0.7 | 0.7 | 0.7 | 0 | 0 | 0 | 0 | 0 | 0 | 0 | 0 | 0
812 | 8 | 12 | 15 | 4 |  |  | Health/Medical - Nursing Home - Hotel/Motel Guest Room (incl. toilets) | Health/Medical - Nursing Home - Hotel/Motel Guest Room (incl. toilets) | Health/Medical - Nursing Home | Hotel/Motel Guest Room (incl. toilets) | Health/Medical - Nursing Home - Hotel/Motel Guest Room (incl. toilets) |  | Health/Medical - Nursing Home | Health/Medical - Nursing Home - Hotel/Motel Guest Room (incl. toilets) | NursingHome Rooms | all | 25 | 251 | 251 | 0.44464 | 0.1828 | 0.20773 | 0.19734 | 0.19734 | 0.19734 |  |  | 0.081282 | 0.092366 | 0.087747 | 0.087747 | 0.087747 |  |  | 270.3225 | 307.1847 | 291.8254 | 291.8254 | 291.8254 |  |  | 0.056897 | 0.064656 | 0.061423 | 0.061423 | 0.061423 |  |  | 4836.25 | 4836.25 | 4836.25 | 4836.25 | 4836.25 |  |  | 0 | 0 | 0 | 0 | 0 |  |  | 0.7 | 0.7 | 0.7 | 0.7 | 0.7 |  |  | 0 | 0 | 0 | 0 | 0 |  |  | NursingHome Rooms ILit all | NursingHome Rooms ILit all | 3195 | 15 | 90 | 13.25 | 0.7 | 0.15 | 0.15 | 0.15 | 0.15 | 0.15 | 0.6 | 0.9 | 0.7 | 0.7 | 0.7 | 0.7 | 0.7 | 0.7 | 0.7 | 0.7 | 0.7 | 0.7 | 0.7 | 0.7 | 0.7 | 0.7 | 0.6 | 0.3 | 0.3 | 0 | 0 | 0 | 0 | 0 | 0.6 | 1 | 0.73333 | 0.73333 | 0.73333 | 0.73333 | 0.73333 | 0.73333 | 0.73333 | 0.73333 | 0.73333 | 0.73333 | 0.73333 | 0.73333 | 0.73333 | 0.73333 | 0.6 | 0.2 | 0.2 | 10 | 0.66337 | 0.20792 | 0.079208 | 0.049505 | 0.76136 | 0.07 | 0.046436 | 0.053295 | 0.10651 | 0.0056897 | 0.0064656 | 0.0061423 | 0.0061423 | 0.0061423 | 0.0037744 | 0.0042891 | 0.0040746 | 0.0040746 | 0.0040746 | 0.0043319 | 0.0049227 | 0.0046765 | 0.0046765 | 0.0046765 | 0.0086576 | 0.0098382 | 0.0093463 | 0.0093463 | 0.0093463 |  | 0.091704 | 0.091154 | 0.094139 | 0.094139 | 0.093688 | 0.060833 | 0.060469 | 0.062449 | 0.062449 | 0.06215 | 0.06982 | 0.069402 | 0.071674 | 0.071674 | 0.071331 | 0.1201 | 0.11954 | 0.12447 | 0.12447 | 0.12445 | Health/Medical - Nursing Home - Hotel/Motel Guest Room (incl. toilets) - all | 16 | 9 | 21 | 2108.4 | 1217.35 | 2108.4 | 1217.35 | 0 | 0 | 8.4 | 4.85 | 0 | 0 | 0 | 0 | 0 | 0 | 0 | 0 | 0 | 0 | 0.7 | 0.7 | 0.7 | 0.7 | 0.7 | 0.7 | 0.7 | 0.7 | 0.7 | 0.7 | 0.7 | 0.7 | 0 | 0 | 0 | 0
813 | 8 | 13 | 12 | 1 |  |  |  |  | Health/Medical - Nursing Home | Kitchen and Food Preparation | Health/Medical - Nursing Home - Kitchen and Food Preparation |  | Health/Medical - Nursing Home | Health/Medical - Nursing Home - Kitchen and Food Preparation | NursingHome Kitchen | Sat | 19 | 52 | 52 | 0.044992 | 1.4259 | 1.4957 | 0.67097 | 0.67097 | 0.6315 |  |  | 0 | 0 | 0 | 0 | 0 |  |  | 36.0279 | 37.7915 | 16.9537 | 16.9537 | 15.9564 |  |  | 0 | 0 | 0 | 0 | 0 |  |  | 0 | 0 | 0 | 0 | 0 |  |  | 0 | 0 | 0 | 0 | 0 |  |  | 0 | 0 | 0 | 0 | 0 |  |  | 0 | 0 | 0 | 0 | 0 |  |  | NursingHome Kitchen ILit Sat | NursingHome Kitchen ILit all | 3189 | 10 | 70 | 10.8 | 0.7 | 0.1 | 0.1 | 0.1 | 0.1 | 0.1 | 0.1 | 0.1 | 0.7 | 0.7 | 0.7 | 0.7 | 0.7 | 0.7 | 0.7 | 0.7 | 0.7 | 0.7 | 0.7 | 0.7 | 0.7 | 0.7 | 0.1 | 0.1 | 0.1 | 0 | 0 | 0 | 0 | 0 | 0 | 0 | 1 | 1 | 1 | 1 | 1 | 1 | 1 | 1 | 1 | 1 | 1 | 1 | 1 | 1 | 0 | 0 | 0 | 0 | 0 | 0 | 0 | 0 | 0 | 0 | 0 | 0 | 0 | 0 | 0 | 0 | 0 | 0 | 0 | 0 | 0 | 0 | 0 | 0 | 0 | 0 | 0 | 0 | 0 | 0 | 0 | 0 | 0 |  | 0.091704 | 0.091154 | 0.094139 | 0.094139 | 0.093688 | 0.060833 | 0.060469 | 0.062449 | 0.062449 | 0.06215 | 0.06982 | 0.069402 | 0.071674 | 0.071674 | 0.071331 | 0.1201 | 0.11954 | 0.12447 | 0.12447 | 0.12445 | Health/Medical - Nursing Home - Kitchen and Food Preparation - Sat | 10 | 9 | 16 | 254.8 | 306.8 | 0 | 0 | 254.8 | 306.8 | 0 | 0 | 4.9 | 5.9 | 0 | 0 | 0 | 0 | 0 | 0 | 0 | 0 | 0.7 | 0.7 | 0.7 | 0.7 | 0.7 | 0.7 | 0.7 | 0 | 0 | 0 | 0 | 0 | 0 | 0 | 0 | 0
814 | 8 | 14 | 13 | 2 |  |  |  |  | Health/Medical - Nursing Home | Kitchen and Food Preparation | Health/Medical - Nursing Home - Kitchen and Food Preparation |  | Health/Medical - Nursing Home | Health/Medical - Nursing Home - Kitchen and Food Preparation | NursingHome Kitchen | Sun | 25 | 52 | 52 | 0.044992 | 1.4259 | 1.4957 | 0.67097 | 0.67097 | 0.6315 |  |  | 0 | 0 | 0 | 0 | 0 |  |  | 36.0279 | 37.7915 | 16.9537 | 16.9537 | 15.9564 |  |  | 0 | 0 | 0 | 0 | 0 |  |  | 0 | 0 | 0 | 0 | 0 |  |  | 0 | 0 | 0 | 0 | 0 |  |  | 0 | 0 | 0 | 0 | 0 |  |  | 0 | 0 | 0 | 0 | 0 |  |  | NursingHome Kitchen ILit Sun | NursingHome Kitchen ILit all | 3189 | 10 | 70 | 10.8 | 0.7 | 0.1 | 0.1 | 0.1 | 0.1 | 0.1 | 0.1 | 0.1 | 0.7 | 0.7 | 0.7 | 0.7 | 0.7 | 0.7 | 0.7 | 0.7 | 0.7 | 0.7 | 0.7 | 0.7 | 0.7 | 0.7 | 0.1 | 0.1 | 0.1 | 0 | 0 | 0 | 0 | 0 | 0 | 0 | 1 | 1 | 1 | 1 | 1 | 1 | 1 | 1 | 1 | 1 | 1 | 1 | 1 | 1 | 0 | 0 | 0 | 0 | 0 | 0 | 0 | 0 | 0 | 0 | 0 | 0 | 0 | 0 | 0 | 0 | 0 | 0 | 0 | 0 | 0 | 0 | 0 | 0 | 0 | 0 | 0 | 0 | 0 | 0 | 0 | 0 | 0 |  | 0.091704 | 0.091154 | 0.094139 | 0.094139 | 0.093688 | 0.060833 | 0.060469 | 0.062449 | 0.062449 | 0.06215 | 0.06982 | 0.069402 | 0.071674 | 0.071674 | 0.071331 | 0.1201 | 0.11954 | 0.12447 | 0.12447 | 0.12445 | Health/Medical - Nursing Home - Kitchen and Food Preparation - Sun | 12 | 9 | 16 | 254.8 | 306.8 | 0 | 0 | 254.8 | 306.8 | 0 | 0 | 4.9 | 5.9 | 0 | 0 | 0 | 0 | 0 | 0 | 0 | 0 | 0.7 | 0.7 | 0.7 | 0.7 | 0.7 | 0.7 | 0.7 | 0 | 0 | 0 | 0 | 0 | 0 | 0 | 0 | 0
815 | 8 | 15 | 14 | 3 |  |  |  |  | Health/Medical - Nursing Home | Kitchen and Food Preparation | Health/Medical - Nursing Home - Kitchen and Food Preparation |  | Health/Medical - Nursing Home | Health/Medical - Nursing Home - Kitchen and Food Preparation | NursingHome Kitchen | Hol | 19 | 10 | 10 | 0.044992 | 1.4259 | 1.4957 | 0.67097 | 0.67097 | 0.6315 |  |  | 0 | 0 | 0 | 0 | 0 |  |  | 6.9284 | 7.2676 | 3.2603 | 3.2603 | 3.0685 |  |  | 0 | 0 | 0 | 0 | 0 |  |  | 0 | 0 | 0 | 0 | 0 |  |  | 0 | 0 | 0 | 0 | 0 |  |  | 0 | 0 | 0 | 0 | 0 |  |  | 0 | 0 | 0 | 0 | 0 |  |  | NursingHome Kitchen ILit Hol | NursingHome Kitchen ILit all | 3189 | 10 | 70 | 10.8 | 0.7 | 0.1 | 0.1 | 0.1 | 0.1 | 0.1 | 0.1 | 0.1 | 0.7 | 0.7 | 0.7 | 0.7 | 0.7 | 0.7 | 0.7 | 0.7 | 0.7 | 0.7 | 0.7 | 0.7 | 0.7 | 0.7 | 0.1 | 0.1 | 0.1 | 0 | 0 | 0 | 0 | 0 | 0 | 0 | 1 | 1 | 1 | 1 | 1 | 1 | 1 | 1 | 1 | 1 | 1 | 1 | 1 | 1 | 0 | 0 | 0 | 0 | 0 | 0 | 0 | 0 | 0 | 0 | 0 | 0 | 0 | 0 | 0 | 0 | 0 | 0 | 0 | 0 | 0 | 0 | 0 | 0 | 0 | 0 | 0 | 0 | 0 | 0 | 0 | 0 | 0 |  | 0.091704 | 0.091154 | 0.094139 | 0.094139 | 0.093688 | 0.060833 | 0.060469 | 0.062449 | 0.062449 | 0.06215 | 0.06982 | 0.069402 | 0.071674 | 0.071674 | 0.071331 | 0.1201 | 0.11954 | 0.12447 | 0.12447 | 0.12445 | Health/Medical - Nursing Home - Kitchen and Food Preparation - Hol | 14 | 9 | 16 | 49 | 59 | 0 | 0 | 49 | 59 | 0 | 0 | 4.9 | 5.9 | 0 | 0 | 0 | 0 | 0 | 0 | 0 | 0 | 0.7 | 0.7 | 0.7 | 0.7 | 0.7 | 0.7 | 0.7 | 0 | 0 | 0 | 0 | 0 | 0 | 0 | 0 | 0
816 | 8 | 16 | 15 | 4 |  |  | Health/Medical - Nursing Home - Kitchen and Food Preparation | Health/Medical - Nursing Home - Kitchen and Food Preparation | Health/Medical - Nursing Home | Kitchen and Food Preparation | Health/Medical - Nursing Home - Kitchen and Food Preparation |  | Health/Medical - Nursing Home | Health/Medical - Nursing Home - Kitchen and Food Preparation | NursingHome Kitchen | all | 25 | 251 | 251 | 0.044992 | 1.4259 | 1.4957 | 0.67097 | 0.67097 | 0.6315 |  |  | 0.064152 | 0.067293 | 0.030188 | 0.030188 | 0.028412 |  |  | 173.9038 | 182.4165 | 81.8341 | 81.8341 | 77.0203 |  |  | 0.044907 | 0.047105 | 0.021132 | 0.021132 | 0.019889 |  |  | 3942 | 3942 | 3942 | 3942 | 3942 |  |  | 0 | 0 | 0 | 0 | 0 |  |  | 0.7 | 0.7 | 0.7 | 0.7 | 0.7 |  |  | 0 | 0 | 0 | 0 | 0 |  |  | NursingHome Kitchen ILit all | NursingHome Kitchen ILit all | 3188 | 10 | 70 | 10.8 | 0.7 | 0.1 | 0.1 | 0.1 | 0.1 | 0.1 | 0.1 | 0.1 | 0.7 | 0.7 | 0.7 | 0.7 | 0.7 | 0.7 | 0.7 | 0.7 | 0.7 | 0.7 | 0.7 | 0.7 | 0.7 | 0.7 | 0.1 | 0.1 | 0.1 | 0 | 0 | 0 | 0 | 0 | 0 | 0 | 1 | 1 | 1 | 1 | 1 | 1 | 1 | 1 | 1 | 1 | 1 | 1 | 1 | 1 | 0 | 0 | 0 | 0 | 0 | 0 | 0 | 0 | 0 | 0 | 0 | 0 | 0 | 0 | 0 | 0 | 0 | 0 | 0 | 0 | 0 | 0 | 0 | 0 | 0 | 0 | 0 | 0 | 0 | 0 | 0 | 0 | 0 |  | 0.091704 | 0.091154 | 0.094139 | 0.094139 | 0.093688 | 0.060833 | 0.060469 | 0.062449 | 0.062449 | 0.06215 | 0.06982 | 0.069402 | 0.071674 | 0.071674 | 0.071331 | 0.1201 | 0.11954 | 0.12447 | 0.12447 | 0.12445 | Health/Medical - Nursing Home - Kitchen and Food Preparation - all | 16 | 9 | 21 | 2108.4 | 602.4 | 2108.4 | 602.4 | 0 | 0 | 8.4 | 2.4 | 0 | 0 | 0 | 0 | 0 | 0 | 0 | 0 | 0 | 0 | 0.7 | 0.7 | 0.7 | 0.7 | 0.7 | 0.7 | 0.7 | 0.7 | 0.7 | 0.7 | 0.7 | 0.7 | 0 | 0 | 0 | 0
817 | 8 | 17 | 12 | 1 |  |  |  |  | Health/Medical - Nursing Home | Office (General) - Admin | Health/Medical - Nursing Home - Office (General) - Admin |  | Health/Medical - Nursing Home | Health/Medical - Nursing Home - Office (General) - Admin | NursingHome Admin | Sat | 19 | 52 | 52 | 0.24992 | 0.73121 | 0.74783 | 0.51309 | 0.51309 | 0.47363 |  |  | 0 | 0 | 0 | 0 | 0 |  |  | 102.6298 | 104.9623 | 72.0158 | 72.0158 | 66.4761 |  |  | 0 | 0 | 0 | 0 | 0 |  |  | 0 | 0 | 0 | 0 | 0 |  |  | 0 | 0 | 0 | 0 | 0 |  |  | 0 | 0 | 0 | 0 | 0 |  |  | 0 | 0 | 0 | 0 | 0 |  |  | NursingHome Admin ILit Sat | NursingHome Admin ILit all | 3183 | 10 | 70 | 10.8 | 0.7 | 0.1 | 0.1 | 0.1 | 0.1 | 0.1 | 0.1 | 0.1 | 0.7 | 0.7 | 0.7 | 0.7 | 0.7 | 0.7 | 0.7 | 0.7 | 0.7 | 0.7 | 0.7 | 0.7 | 0.7 | 0.7 | 0.1 | 0.1 | 0.1 | 0 | 0 | 0 | 0 | 0 | 0 | 0 | 1 | 1 | 1 | 1 | 1 | 1 | 1 | 1 | 1 | 1 | 1 | 1 | 1 | 1 | 0 | 0 | 0 | 16 | 0 | 0.20792 | 0.079208 | 0.049505 | 0 | 0 | 0 | 0 | 0 | 0 | 0 | 0 | 0 | 0 | 0 | 0 | 0 | 0 | 0 | 0 | 0 | 0 | 0 | 0 | 0 | 0 | 0 | 0 | 0 |  | 0.091704 | 0.091154 | 0.094139 | 0.094139 | 0.093688 | 0.060833 | 0.060469 | 0.062449 | 0.062449 | 0.06215 | 0.06982 | 0.069402 | 0.071674 | 0.071674 | 0.071331 | 0.1201 | 0.11954 | 0.12447 | 0.12447 | 0.12445 | Health/Medical - Nursing Home - Office (General) - Admin - Sat | 10 | 9 | 16 | 254.8 | 306.8 | 0 | 0 | 254.8 | 306.8 | 0 | 0 | 4.9 | 5.9 | 0 | 0 | 0 | 0 | 0 | 0 | 0 | 0 | 0.7 | 0.7 | 0.7 | 0.7 | 0.7 | 0.7 | 0.7 | 0 | 0 | 0 | 0 | 0 | 0 | 0 | 0 | 0
818 | 8 | 18 | 13 | 2 |  |  |  |  | Health/Medical - Nursing Home | Office (General) - Admin | Health/Medical - Nursing Home - Office (General) - Admin |  | Health/Medical - Nursing Home | Health/Medical - Nursing Home - Office (General) - Admin | NursingHome Admin | Sun | 25 | 52 | 52 | 0.24992 | 0.73121 | 0.74783 | 0.51309 | 0.51309 | 0.47363 |  |  | 0 | 0 | 0 | 0 | 0 |  |  | 102.6298 | 104.9623 | 72.0158 | 72.0158 | 66.4761 |  |  | 0 | 0 | 0 | 0 | 0 |  |  | 0 | 0 | 0 | 0 | 0 |  |  | 0 | 0 | 0 | 0 | 0 |  |  | 0 | 0 | 0 | 0 | 0 |  |  | 0 | 0 | 0 | 0 | 0 |  |  | NursingHome Admin ILit Sun | NursingHome Admin ILit all | 3183 | 10 | 70 | 10.8 | 0.7 | 0.1 | 0.1 | 0.1 | 0.1 | 0.1 | 0.1 | 0.1 | 0.7 | 0.7 | 0.7 | 0.7 | 0.7 | 0.7 | 0.7 | 0.7 | 0.7 | 0.7 | 0.7 | 0.7 | 0.7 | 0.7 | 0.1 | 0.1 | 0.1 | 0 | 0 | 0 | 0 | 0 | 0 | 0 | 1 | 1 | 1 | 1 | 1 | 1 | 1 | 1 | 1 | 1 | 1 | 1 | 1 | 1 | 0 | 0 | 0 | 16 | 0 | 0.20792 | 0.079208 | 0.049505 | 0 | 0 | 0 | 0 | 0 | 0 | 0 | 0 | 0 | 0 | 0 | 0 | 0 | 0 | 0 | 0 | 0 | 0 | 0 | 0 | 0 | 0 | 0 | 0 | 0 |  | 0.091704 | 0.091154 | 0.094139 | 0.094139 | 0.093688 | 0.060833 | 0.060469 | 0.062449 | 0.062449 | 0.06215 | 0.06982 | 0.069402 | 0.071674 | 0.071674 | 0.071331 | 0.1201 | 0.11954 | 0.12447 | 0.12447 | 0.12445 | Health/Medical - Nursing Home - Office (General) - Admin - Sun | 12 | 9 | 16 | 254.8 | 306.8 | 0 | 0 | 254.8 | 306.8 | 0 | 0 | 4.9 | 5.9 | 0 | 0 | 0 | 0 | 0 | 0 | 0 | 0 | 0.7 | 0.7 | 0.7 | 0.7 | 0.7 | 0.7 | 0.7 | 0 | 0 | 0 | 0 | 0 | 0 | 0 | 0 | 0
819 | 8 | 19 | 14 | 3 |  |  |  |  | Health/Medical - Nursing Home | Office (General) - Admin | Health/Medical - Nursing Home - Office (General) - Admin |  | Health/Medical - Nursing Home | Health/Medical - Nursing Home - Office (General) - Admin | NursingHome Admin | Hol | 19 | 10 | 10 | 0.24992 | 0.73121 | 0.74783 | 0.51309 | 0.51309 | 0.47363 |  |  | 0 | 0 | 0 | 0 | 0 |  |  | 19.7365 | 20.1851 | 13.8492 | 13.8492 | 12.7839 |  |  | 0 | 0 | 0 | 0 | 0 |  |  | 0 | 0 | 0 | 0 | 0 |  |  | 0 | 0 | 0 | 0 | 0 |  |  | 0 | 0 | 0 | 0 | 0 |  |  | 0 | 0 | 0 | 0 | 0 |  |  | NursingHome Admin ILit Hol | NursingHome Admin ILit all | 3183 | 10 | 70 | 10.8 | 0.7 | 0.1 | 0.1 | 0.1 | 0.1 | 0.1 | 0.1 | 0.1 | 0.7 | 0.7 | 0.7 | 0.7 | 0.7 | 0.7 | 0.7 | 0.7 | 0.7 | 0.7 | 0.7 | 0.7 | 0.7 | 0.7 | 0.1 | 0.1 | 0.1 | 0 | 0 | 0 | 0 | 0 | 0 | 0 | 1 | 1 | 1 | 1 | 1 | 1 | 1 | 1 | 1 | 1 | 1 | 1 | 1 | 1 | 0 | 0 | 0 | 16 | 0 | 0.20792 | 0.079208 | 0.049505 | 0 | 0 | 0 | 0 | 0 | 0 | 0 | 0 | 0 | 0 | 0 | 0 | 0 | 0 | 0 | 0 | 0 | 0 | 0 | 0 | 0 | 0 | 0 | 0 | 0 |  | 0.091704 | 0.091154 | 0.094139 | 0.094139 | 0.093688 | 0.060833 | 0.060469 | 0.062449 | 0.062449 | 0.06215 | 0.06982 | 0.069402 | 0.071674 | 0.071674 | 0.071331 | 0.1201 | 0.11954 | 0.12447 | 0.12447 | 0.12445 | Health/Medical - Nursing Home - Office (General) - Admin - Hol | 14 | 9 | 16 | 49 | 59 | 0 | 0 | 49 | 59 | 0 | 0 | 4.9 | 5.9 | 0 | 0 | 0 | 0 | 0 | 0 | 0 | 0 | 0.7 | 0.7 | 0.7 | 0.7 | 0.7 | 0.7 | 0.7 | 0 | 0 | 0 | 0 | 0 | 0 | 0 | 0 | 0
820 | 8 | 20 | 15 | 4 |  |  | Health/Medical - Nursing Home - Office (General) - Admin | Health/Medical - Nursing Home - Office (General) - Admin | Health/Medical - Nursing Home | Office (General) - Admin | Health/Medical - Nursing Home - Office (General) - Admin |  | Health/Medical - Nursing Home | Health/Medical - Nursing Home - Office (General) - Admin | NursingHome Admin | all | 25 | 251 | 251 | 0.24992 | 0.73121 | 0.74783 | 0.51309 | 0.51309 | 0.47363 |  |  | 0.18275 | 0.1869 | 0.12823 | 0.12823 | 0.11837 |  |  | 495.3863 | 506.645 | 347.6148 | 347.6148 | 320.8752 |  |  | 0.12792 | 0.13083 | 0.089763 | 0.089763 | 0.082858 |  |  | 3942 | 3942 | 3942 | 3942 | 3942 |  |  | 0 | 0 | 0 | 0 | 0 |  |  | 0.7 | 0.7 | 0.7 | 0.7 | 0.7 |  |  | 0 | 0 | 0 | 0 | 0 |  |  | NursingHome Admin ILit all | NursingHome Admin ILit all | 3182 | 10 | 70 | 10.8 | 0.7 | 0.1 | 0.1 | 0.1 | 0.1 | 0.1 | 0.1 | 0.1 | 0.7 | 0.7 | 0.7 | 0.7 | 0.7 | 0.7 | 0.7 | 0.7 | 0.7 | 0.7 | 0.7 | 0.7 | 0.7 | 0.7 | 0.1 | 0.1 | 0.1 | 0 | 0 | 0 | 0 | 0 | 0 | 0 | 1 | 1 | 1 | 1 | 1 | 1 | 1 | 1 | 1 | 1 | 1 | 1 | 1 | 1 | 0 | 0 | 0 | 16 | 0.66337 | 0.20792 | 0.079208 | 0.049505 | 0.76136 | 0.112 | 0.074297 | 0.085273 | 0.13891 | 0.020467 | 0.020933 | 0.014362 | 0.014362 | 0.013257 | 0.013577 | 0.013886 | 0.0095274 | 0.0095274 | 0.0087945 | 0.015583 | 0.015937 | 0.010935 | 0.010935 | 0.010094 | 0.025385 | 0.025962 | 0.017813 | 0.017813 | 0.016443 |  | 0.091704 | 0.091154 | 0.094139 | 0.094139 | 0.093688 | 0.060833 | 0.060469 | 0.062449 | 0.062449 | 0.06215 | 0.06982 | 0.069402 | 0.071674 | 0.071674 | 0.071331 | 0.1201 | 0.11954 | 0.12447 | 0.12447 | 0.12445 | Health/Medical - Nursing Home - Office (General) - Admin - all | 16 | 9 | 21 | 2108.4 | 602.4 | 2108.4 | 602.4 | 0 | 0 | 8.4 | 2.4 | 0 | 0 | 0 | 0 | 0 | 0 | 0 | 0 | 0 | 0 | 0.7 | 0.7 | 0.7 | 0.7 | 0.7 | 0.7 | 0.7 | 0.7 | 0.7 | 0.7 | 0.7 | 0.7 | 0 | 0 | 0 | 0
821 | 8 | 21 | 12 | 1 |  |  |  |  | Health/Medical - Nursing Home | Office (General) - Facilities | Health/Medical - Nursing Home - Office (General) - Facilities |  | Health/Medical - Nursing Home | Health/Medical - Nursing Home - Office (General) - Facilities | NursingHome Facilities | Sat | 19 | 52 | 52 | 0.1 | 0.73121 | 0.74783 | 0.51309 | 0.51309 | 0.47363 |  |  | 0 | 0 | 0 | 0 | 0 |  |  | 38.7848 | 39.6663 | 27.2155 | 27.2155 | 25.122 |  |  | 0 | 0 | 0 | 0 | 0 |  |  | 0 | 0 | 0 | 0 | 0 |  |  | 0 | 0 | 0 | 0 | 0 |  |  | 0 | 0 | 0 | 0 | 0 |  |  | 0 | 0 | 0 | 0 | 0 |  |  | NursingHome Facilities ILit Sat | NursingHome Facilities ILit all | 3177 | 10 | 70 | 10.2 | 0.7 | 0.1 | 0.1 | 0.1 | 0.1 | 0.1 | 0.1 | 0.1 | 0.1 | 0.7 | 0.7 | 0.7 | 0.7 | 0.7 | 0.7 | 0.7 | 0.7 | 0.7 | 0.7 | 0.7 | 0.7 | 0.7 | 0.1 | 0.1 | 0.1 | 0 | 0 | 0 | 0 | 0 | 0 | 0 | 0 | 1 | 1 | 1 | 1 | 1 | 1 | 1 | 1 | 1 | 1 | 1 | 1 | 1 | 0 | 0 | 0 | 16 | 0 | 0.20792 | 0.079208 | 0.049505 | 0 | 0 | 0 | 0 | 0 | 0 | 0 | 0 | 0 | 0 | 0 | 0 | 0 | 0 | 0 | 0 | 0 | 0 | 0 | 0 | 0 | 0 | 0 | 0 | 0 |  | 0.091704 | 0.091154 | 0.094139 | 0.094139 | 0.093688 | 0.060833 | 0.060469 | 0.062449 | 0.062449 | 0.06215 | 0.06982 | 0.069402 | 0.071674 | 0.071674 | 0.071331 | 0.1201 | 0.11954 | 0.12447 | 0.12447 | 0.12445 | Health/Medical - Nursing Home - Office (General) - Facilities - Sat | 10 | 9 | 16 | 254.8 | 275.6 | 0 | 0 | 254.8 | 275.6 | 0 | 0 | 4.9 | 5.3 | 0 | 0 | 0 | 0 | 0 | 0 | 0 | 0 | 0.7 | 0.7 | 0.7 | 0.7 | 0.7 | 0.7 | 0.7 | 0 | 0 | 0 | 0 | 0 | 0 | 0 | 0 | 0
822 | 8 | 22 | 13 | 2 |  |  |  |  | Health/Medical - Nursing Home | Office (General) - Facilities | Health/Medical - Nursing Home - Office (General) - Facilities |  | Health/Medical - Nursing Home | Health/Medical - Nursing Home - Office (General) - Facilities | NursingHome Facilities | Sun | 25 | 52 | 52 | 0.1 | 0.73121 | 0.74783 | 0.51309 | 0.51309 | 0.47363 |  |  | 0 | 0 | 0 | 0 | 0 |  |  | 38.7848 | 39.6663 | 27.2155 | 27.2155 | 25.122 |  |  | 0 | 0 | 0 | 0 | 0 |  |  | 0 | 0 | 0 | 0 | 0 |  |  | 0 | 0 | 0 | 0 | 0 |  |  | 0 | 0 | 0 | 0 | 0 |  |  | 0 | 0 | 0 | 0 | 0 |  |  | NursingHome Facilities ILit Sun | NursingHome Facilities ILit all | 3177 | 10 | 70 | 10.2 | 0.7 | 0.1 | 0.1 | 0.1 | 0.1 | 0.1 | 0.1 | 0.1 | 0.1 | 0.7 | 0.7 | 0.7 | 0.7 | 0.7 | 0.7 | 0.7 | 0.7 | 0.7 | 0.7 | 0.7 | 0.7 | 0.7 | 0.1 | 0.1 | 0.1 | 0 | 0 | 0 | 0 | 0 | 0 | 0 | 0 | 1 | 1 | 1 | 1 | 1 | 1 | 1 | 1 | 1 | 1 | 1 | 1 | 1 | 0 | 0 | 0 | 16 | 0 | 0.20792 | 0.079208 | 0.049505 | 0 | 0 | 0 | 0 | 0 | 0 | 0 | 0 | 0 | 0 | 0 | 0 | 0 | 0 | 0 | 0 | 0 | 0 | 0 | 0 | 0 | 0 | 0 | 0 | 0 |  | 0.091704 | 0.091154 | 0.094139 | 0.094139 | 0.093688 | 0.060833 | 0.060469 | 0.062449 | 0.062449 | 0.06215 | 0.06982 | 0.069402 | 0.071674 | 0.071674 | 0.071331 | 0.1201 | 0.11954 | 0.12447 | 0.12447 | 0.12445 | Health/Medical - Nursing Home - Office (General) - Facilities - Sun | 12 | 9 | 16 | 254.8 | 275.6 | 0 | 0 | 254.8 | 275.6 | 0 | 0 | 4.9 | 5.3 | 0 | 0 | 0 | 0 | 0 | 0 | 0 | 0 | 0.7 | 0.7 | 0.7 | 0.7 | 0.7 | 0.7 | 0.7 | 0 | 0 | 0 | 0 | 0 | 0 | 0 | 0 | 0
823 | 8 | 23 | 14 | 3 |  |  |  |  | Health/Medical - Nursing Home | Office (General) - Facilities | Health/Medical - Nursing Home - Office (General) - Facilities |  | Health/Medical - Nursing Home | Health/Medical - Nursing Home - Office (General) - Facilities | NursingHome Facilities | Hol | 19 | 10 | 10 | 0.1 | 0.73121 | 0.74783 | 0.51309 | 0.51309 | 0.47363 |  |  | 0 | 0 | 0 | 0 | 0 |  |  | 7.4586 | 7.6281 | 5.2338 | 5.2338 | 4.8312 |  |  | 0 | 0 | 0 | 0 | 0 |  |  | 0 | 0 | 0 | 0 | 0 |  |  | 0 | 0 | 0 | 0 | 0 |  |  | 0 | 0 | 0 | 0 | 0 |  |  | 0 | 0 | 0 | 0 | 0 |  |  | NursingHome Facilities ILit Hol | NursingHome Facilities ILit all | 3177 | 10 | 70 | 10.2 | 0.7 | 0.1 | 0.1 | 0.1 | 0.1 | 0.1 | 0.1 | 0.1 | 0.1 | 0.7 | 0.7 | 0.7 | 0.7 | 0.7 | 0.7 | 0.7 | 0.7 | 0.7 | 0.7 | 0.7 | 0.7 | 0.7 | 0.1 | 0.1 | 0.1 | 0 | 0 | 0 | 0 | 0 | 0 | 0 | 0 | 1 | 1 | 1 | 1 | 1 | 1 | 1 | 1 | 1 | 1 | 1 | 1 | 1 | 0 | 0 | 0 | 16 | 0 | 0.20792 | 0.079208 | 0.049505 | 0 | 0 | 0 | 0 | 0 | 0 | 0 | 0 | 0 | 0 | 0 | 0 | 0 | 0 | 0 | 0 | 0 | 0 | 0 | 0 | 0 | 0 | 0 | 0 | 0 |  | 0.091704 | 0.091154 | 0.094139 | 0.094139 | 0.093688 | 0.060833 | 0.060469 | 0.062449 | 0.062449 | 0.06215 | 0.06982 | 0.069402 | 0.071674 | 0.071674 | 0.071331 | 0.1201 | 0.11954 | 0.12447 | 0.12447 | 0.12445 | Health/Medical - Nursing Home - Office (General) - Facilities - Hol | 14 | 9 | 16 | 49 | 53 | 0 | 0 | 49 | 53 | 0 | 0 | 4.9 | 5.3 | 0 | 0 | 0 | 0 | 0 | 0 | 0 | 0 | 0.7 | 0.7 | 0.7 | 0.7 | 0.7 | 0.7 | 0.7 | 0 | 0 | 0 | 0 | 0 | 0 | 0 | 0 | 0
824 | 8 | 24 | 15 | 4 | Health/Medical - Nursing Home | Health/Medical - Nursing Home | Health/Medical - Nursing Home - Office (General) - Facilities | Health/Medical - Nursing Home - Office (General) - Facilities | Health/Medical - Nursing Home | Office (General) - Facilities | Health/Medical - Nursing Home - Office (General) - Facilities |  | Health/Medical - Nursing Home | Health/Medical - Nursing Home - Office (General) - Facilities | NursingHome Facilities | all | 25 | 251 | 251 | 0.1 | 0.73121 | 0.74783 | 0.51309 | 0.51309 | 0.47363 |  |  | 0.073124 | 0.074786 | 0.051311 | 0.051311 | 0.047364 |  |  | 187.2115 | 191.4663 | 131.3671 | 131.3671 | 121.262 |  |  | 0.051187 | 0.05235 | 0.035918 | 0.035918 | 0.033155 |  |  | 3723 | 3723 | 3723 | 3723 | 3723 |  |  | 4243.8933 | 4248.9215 | 4304.2382 | 4304.2382 | 4327.7591 |  |  | 0.7 | 0.7 | 0.7 | 0.7 | 0.7 |  |  | 0.71143 | 0.71095 | 0.71094 | 0.71094 | 0.71157 |  |  | NursingHome Facilities ILit all | NursingHome Facilities ILit all | 3176 | 10 | 70 | 10.2 | 0.7 | 0.1 | 0.1 | 0.1 | 0.1 | 0.1 | 0.1 | 0.1 | 0.1 | 0.7 | 0.7 | 0.7 | 0.7 | 0.7 | 0.7 | 0.7 | 0.7 | 0.7 | 0.7 | 0.7 | 0.7 | 0.7 | 0.1 | 0.1 | 0.1 | 0 | 0 | 0 | 0 | 0 | 0 | 0 | 0 | 1 | 1 | 1 | 1 | 1 | 1 | 1 | 1 | 1 | 1 | 1 | 1 | 1 | 0 | 0 | 0 | 16 | 0.66337 | 0.20792 | 0.079208 | 0.049505 | 0.76136 | 0.112 | 0.074297 | 0.085273 | 0.13119 | 0.0081899 | 0.008376 | 0.0057469 | 0.0057469 | 0.0053048 | 0.0054329 | 0.0055564 | 0.0038123 | 0.0038123 | 0.003519 | 0.0062355 | 0.0063772 | 0.0043755 | 0.0043755 | 0.0040389 | 0.0095933 | 0.0098114 | 0.0067317 | 0.0067317 | 0.0062139 | Health/Medical - Nursing Home | 0.091704 | 0.091154 | 0.094139 | 0.094139 | 0.093688 | 0.060833 | 0.060469 | 0.062449 | 0.062449 | 0.06215 | 0.06982 | 0.069402 | 0.071674 | 0.071674 | 0.071331 | 0.1201 | 0.11954 | 0.12447 | 0.12447 | 0.12445 | Health/Medical - Nursing Home - Office (General) - Facilities - all | 16 | 9 | 21 | 2108.4 | 451.8 | 2108.4 | 451.8 | 0 | 0 | 8.4 | 1.8 | 0 | 0 | 0 | 0 | 0 | 0 | 0 | 0 | 0 | 0 | 0.7 | 0.7 | 0.7 | 0.7 | 0.7 | 0.7 | 0.7 | 0.7 | 0.7 | 0.7 | 0.7 | 0.7 | 0 | 0 | 0 | 0
901 | 9 | 1 | 12 | 1 |  |  |  |  | Lodging - Hotel | Bar, Cocktail Lounge | Lodging - Hotel - Bar, Cocktail Lounge |  | Lodging - Hotel | Lodging - Hotel - Bar, Cocktail Lounge | Hotel (public) Lounge | Sat | 22 | 52 | 52 | 0.0049915 | 0.50337 | 0.44285 | 0.32476 | 0.33829 | 0.33829 |  |  | 0 | 0 | 0 | 0 | 0 |  |  | 1.4006 | 1.2322 | 0.90362 | 0.94127 | 0.94127 |  |  | 0 | 0 | 0 | 0 | 0 |  |  | 0 | 0 | 0 | 0 | 0 |  |  | 0 | 0 | 0 | 0 | 0 |  |  | 0 | 0 | 0 | 0 | 0 |  |  | 0 | 0 | 0 | 0 | 0 |  |  | Hotel (public) Lounge ILit Sat | Hotel (public) Lounge ILit all | 3238 | 19 | 67 | 10.72 | 0.63333 | 0.25 | 0.23 | 0.19 | 0.19 | 0.19 | 0.19 | 0.27 | 0.31 | 0.42 | 0.53 | 0.64 | 0.57 | 0.6 | 0.67 | 0.66 | 0.66 | 0.58 | 0.6 | 0.56 | 0.64 | 0.56 | 0.54 | 0.36 | 0.31 | 0.125 | 0.083333 | 0 | 0 | 0 | 0 | 0.16667 | 0.25 | 0.47917 | 0.70833 | 0.9375 | 0.79167 | 0.85417 | 1 | 0.97917 | 0.97917 | 0.8125 | 0.85417 | 0.77083 | 0.9375 | 0.77083 | 0.72917 | 0.35417 | 0.25 | 0 | 0 | 0 | 0 | 0 | 0 | 0 | 0 | 0 | 0 | 0 | 0 | 0 | 0 | 0 | 0 | 0 | 0 | 0 | 0 | 0 | 0 | 0 | 0 | 0 | 0 | 0 | 0 | 0 | 0 |  | 0.055694 | 0.05614 | 0.053827 | 0.055671 | 0.057898 | 0.036945 | 0.037241 | 0.035707 | 0.03693 | 0.038407 | 0.042403 | 0.042743 | 0.040982 | 0.042386 | 0.044081 | 0.099201 | 0.099922 | 0.095789 | 0.099071 | 0.1032 | Lodging - Hotel - Bar, Cocktail Lounge - Sat | 10 | 9 | 16 | 212.68 | 344.76 | 0 | 0 | 212.68 | 344.76 | 0 | 0 | 4.09 | 6.63 | 0 | 0 | 0 | 0 | 0 | 0 | 0 | 0 | 0.42 | 0.53 | 0.64 | 0.57 | 0.6 | 0.67 | 0.66 | 0 | 0 | 0 | 0 | 0 | 0 | 0 | 0 | 0
902 | 9 | 2 | 13 | 2 |  |  |  |  | Lodging - Hotel | Bar, Cocktail Lounge | Lodging - Hotel - Bar, Cocktail Lounge |  | Lodging - Hotel | Lodging - Hotel - Bar, Cocktail Lounge | Hotel (public) Lounge | Sun | 6 | 52 | 52 | 0.0049915 | 0.50337 | 0.44285 | 0.32476 | 0.33829 | 0.33829 |  |  | 0 | 0 | 0 | 0 | 0 |  |  | 1.4006 | 1.2322 | 0.90362 | 0.94127 | 0.94127 |  |  | 0 | 0 | 0 | 0 | 0 |  |  | 0 | 0 | 0 | 0 | 0 |  |  | 0 | 0 | 0 | 0 | 0 |  |  | 0 | 0 | 0 | 0 | 0 |  |  | 0 | 0 | 0 | 0 | 0 |  |  | Hotel (public) Lounge ILit Sun | Hotel (public) Lounge ILit all | 3238 | 19 | 67 | 10.72 | 0.63333 | 0.25 | 0.23 | 0.19 | 0.19 | 0.19 | 0.19 | 0.27 | 0.31 | 0.42 | 0.53 | 0.64 | 0.57 | 0.6 | 0.67 | 0.66 | 0.66 | 0.58 | 0.6 | 0.56 | 0.64 | 0.56 | 0.54 | 0.36 | 0.31 | 0.125 | 0.083333 | 0 | 0 | 0 | 0 | 0.16667 | 0.25 | 0.47917 | 0.70833 | 0.9375 | 0.79167 | 0.85417 | 1 | 0.97917 | 0.97917 | 0.8125 | 0.85417 | 0.77083 | 0.9375 | 0.77083 | 0.72917 | 0.35417 | 0.25 | 0 | 0 | 0 | 0 | 0 | 0 | 0 | 0 | 0 | 0 | 0 | 0 | 0 | 0 | 0 | 0 | 0 | 0 | 0 | 0 | 0 | 0 | 0 | 0 | 0 | 0 | 0 | 0 | 0 | 0 |  | 0.055694 | 0.05614 | 0.053827 | 0.055671 | 0.057898 | 0.036945 | 0.037241 | 0.035707 | 0.03693 | 0.038407 | 0.042403 | 0.042743 | 0.040982 | 0.042386 | 0.044081 | 0.099201 | 0.099922 | 0.095789 | 0.099071 | 0.1032 | Lodging - Hotel - Bar, Cocktail Lounge - Sun | 12 | 9 | 16 | 212.68 | 344.76 | 0 | 0 | 212.68 | 344.76 | 0 | 0 | 4.09 | 6.63 | 0 | 0 | 0 | 0 | 0 | 0 | 0 | 0 | 0.42 | 0.53 | 0.64 | 0.57 | 0.6 | 0.67 | 0.66 | 0 | 0 | 0 | 0 | 0 | 0 | 0 | 0 | 0
903 | 9 | 3 | 14 | 3 |  |  |  |  | Lodging - Hotel | Bar, Cocktail Lounge | Lodging - Hotel - Bar, Cocktail Lounge |  | Lodging - Hotel | Lodging - Hotel - Bar, Cocktail Lounge | Hotel (public) Lounge | Hol | 22 | 10 | 10 | 0.0049915 | 0.50337 | 0.44285 | 0.32476 | 0.33829 | 0.33829 |  |  | 0 | 0 | 0 | 0 | 0 |  |  | 0.26935 | 0.23696 | 0.17377 | 0.18101 | 0.18101 |  |  | 0 | 0 | 0 | 0 | 0 |  |  | 0 | 0 | 0 | 0 | 0 |  |  | 0 | 0 | 0 | 0 | 0 |  |  | 0 | 0 | 0 | 0 | 0 |  |  | 0 | 0 | 0 | 0 | 0 |  |  | Hotel (public) Lounge ILit Hol | Hotel (public) Lounge ILit all | 3238 | 19 | 67 | 10.72 | 0.63333 | 0.25 | 0.23 | 0.19 | 0.19 | 0.19 | 0.19 | 0.27 | 0.31 | 0.42 | 0.53 | 0.64 | 0.57 | 0.6 | 0.67 | 0.66 | 0.66 | 0.58 | 0.6 | 0.56 | 0.64 | 0.56 | 0.54 | 0.36 | 0.31 | 0.125 | 0.083333 | 0 | 0 | 0 | 0 | 0.16667 | 0.25 | 0.47917 | 0.70833 | 0.9375 | 0.79167 | 0.85417 | 1 | 0.97917 | 0.97917 | 0.8125 | 0.85417 | 0.77083 | 0.9375 | 0.77083 | 0.72917 | 0.35417 | 0.25 | 0 | 0 | 0 | 0 | 0 | 0 | 0 | 0 | 0 | 0 | 0 | 0 | 0 | 0 | 0 | 0 | 0 | 0 | 0 | 0 | 0 | 0 | 0 | 0 | 0 | 0 | 0 | 0 | 0 | 0 |  | 0.055694 | 0.05614 | 0.053827 | 0.055671 | 0.057898 | 0.036945 | 0.037241 | 0.035707 | 0.03693 | 0.038407 | 0.042403 | 0.042743 | 0.040982 | 0.042386 | 0.044081 | 0.099201 | 0.099922 | 0.095789 | 0.099071 | 0.1032 | Lodging - Hotel - Bar, Cocktail Lounge - Hol | 14 | 9 | 16 | 40.9 | 66.3 | 0 | 0 | 40.9 | 66.3 | 0 | 0 | 4.09 | 6.63 | 0 | 0 | 0 | 0 | 0 | 0 | 0 | 0 | 0.42 | 0.53 | 0.64 | 0.57 | 0.6 | 0.67 | 0.66 | 0 | 0 | 0 | 0 | 0 | 0 | 0 | 0 | 0
904 | 9 | 4 | 15 | 4 |  |  | Lodging - Hotel - Bar, Cocktail Lounge | Lodging - Hotel - Bar, Cocktail Lounge | Lodging - Hotel | Bar, Cocktail Lounge | Lodging - Hotel - Bar, Cocktail Lounge |  | Lodging - Hotel | Lodging - Hotel - Bar, Cocktail Lounge | Hotel (public) Lounge | all | 6 | 251 | 251 | 0.0049915 | 0.50337 | 0.44285 | 0.32476 | 0.33829 | 0.33829 |  |  | 0.0025126 | 0.0022105 | 0.001621 | 0.0016886 | 0.0016886 |  |  | 6.7607 | 5.9478 | 4.3617 | 4.5435 | 4.5435 |  |  | 0.0015913 | 0.0014 | 0.0010266 | 0.0010694 | 0.0010694 |  |  | 3912.8 | 3912.8 | 3912.8 | 3912.8 | 3912.8 |  |  | 0 | 0 | 0 | 0 | 0 |  |  | 0.63333 | 0.63333 | 0.63333 | 0.63333 | 0.63333 |  |  | 0 | 0 | 0 | 0 | 0 |  |  | Hotel (public) Lounge ILit all | Hotel (public) Lounge ILit all | 3237 | 19 | 67 | 10.72 | 0.63333 | 0.25 | 0.23 | 0.19 | 0.19 | 0.19 | 0.19 | 0.27 | 0.31 | 0.42 | 0.53 | 0.64 | 0.57 | 0.6 | 0.67 | 0.66 | 0.66 | 0.58 | 0.6 | 0.56 | 0.64 | 0.56 | 0.54 | 0.36 | 0.31 | 0.125 | 0.083333 | 0 | 0 | 0 | 0 | 0.16667 | 0.25 | 0.47917 | 0.70833 | 0.9375 | 0.79167 | 0.85417 | 1 | 0.97917 | 0.97917 | 0.8125 | 0.85417 | 0.77083 | 0.9375 | 0.77083 | 0.72917 | 0.35417 | 0.25 | 0 | 0 | 0 | 0 | 0 | 0 | 0 | 0 | 0 | 0 | 0 | 0 | 0 | 0 | 0 | 0 | 0 | 0 | 0 | 0 | 0 | 0 | 0 | 0 | 0 | 0 | 0 | 0 | 0 | 0 |  | 0.055694 | 0.05614 | 0.053827 | 0.055671 | 0.057898 | 0.036945 | 0.037241 | 0.035707 | 0.03693 | 0.038407 | 0.042403 | 0.042743 | 0.040982 | 0.042386 | 0.044081 | 0.099201 | 0.099922 | 0.095789 | 0.099071 | 0.1032 | Lodging - Hotel - Bar, Cocktail Lounge - all | 16 | 9 | 21 | 1789.63 | 901.09 | 1789.63 | 901.09 | 0 | 0 | 7.13 | 3.59 | 0 | 0 | 0 | 0 | 0 | 0 | 0 | 0 | 0 | 0 | 0.42 | 0.53 | 0.64 | 0.57 | 0.6 | 0.67 | 0.66 | 0.66 | 0.58 | 0.6 | 0.56 | 0.64 | 0 | 0 | 0 | 0
905 | 9 | 5 | 12 | 1 |  |  |  |  | Lodging - Hotel | Corridor | Lodging - Hotel - Corridor |  | Lodging - Hotel | Lodging - Hotel - Corridor | Hotel (rooms) Corridor | Sat | 16 | 52 | 52 | 0.1011 | 0.29228 | 0.23619 | 0.17714 | 0.18452 | 0.18452 |  |  | 0 | 0 | 0 | 0 | 0 |  |  | 36.8775 | 29.8 | 22.35 | 23.2813 | 23.2813 |  |  | 0 | 0 | 0 | 0 | 0 |  |  | 0 | 0 | 0 | 0 | 0 |  |  | 0 | 0 | 0 | 0 | 0 |  |  | 0 | 0 | 0 | 0 | 0 |  |  | 0 | 0 | 0 | 0 | 0 |  |  | Hotel (rooms) Corridor ILit Sat | Hotel (rooms) Corridor ILit all | 2 | 100 | 100 | 24 | 1 | [24 empty] | 0 | 0 | 0 | 0 | 0 | 0 | 0 | 0 | 0 | 0 | 0 | 0 | 0 | 0 | 0 | 0 | 0 | 0 | 0 | 0 | 0 | 0 | 0 | 0 | 16 | 0 | 0.20792 | 0.079208 | 0.049505 | 0 | 0 | 0 | 0 | 0 | 0 | 0 | 0 | 0 | 0 | 0 | 0 | 0 | 0 | 0 | 0 | 0 | 0 | 0 | 0 | 0 | 0 | 0 | 0 | 0 |  | 0.055694 | 0.05614 | 0.053827 | 0.055671 | 0.057898 | 0.036945 | 0.037241 | 0.035707 | 0.03693 | 0.038407 | 0.042403 | 0.042743 | 0.040982 | 0.042386 | 0.044081 | 0.099201 | 0.099922 | 0.095789 | 0.099071 | 0.1032 | Lodging - Hotel - Corridor - Sat | 10 | 9 | 16 | 364 | 884 | 0 | 0 | 364 | 884 | 0 | 0 | 7 | 17 | 0 | 0 | 0 | 0 | 0 | 0 | 0 | 0 | 1 | 1 | 1 | 1 | 1 | 1 | 1 | 0 | 0 | 0 | 0 | 0 | 0 | 0 | 0 | 0 | bar: 1 to 24
906 | 9 | 6 | 13 | 2 |  |  |  |  | Lodging - Hotel | Corridor | Lodging - Hotel - Corridor |  | Lodging - Hotel | Lodging - Hotel - Corridor | Hotel (rooms) Corridor | Sun | 25 | 52 | 52 | 0.1011 | 0.29228 | 0.23619 | 0.17714 | 0.18452 | 0.18452 |  |  | 0 | 0 | 0 | 0 | 0 |  |  | 36.8775 | 29.8 | 22.35 | 23.2813 | 23.2813 |  |  | 0 | 0 | 0 | 0 | 0 |  |  | 0 | 0 | 0 | 0 | 0 |  |  | 0 | 0 | 0 | 0 | 0 |  |  | 0 | 0 | 0 | 0 | 0 |  |  | 0 | 0 | 0 | 0 | 0 |  |  | Hotel (rooms) Corridor ILit Sun | Hotel (rooms) Corridor ILit all | 2 | 100 | 100 | 24 | 1 | [24 empty] | 0 | 0 | 0 | 0 | 0 | 0 | 0 | 0 | 0 | 0 | 0 | 0 | 0 | 0 | 0 | 0 | 0 | 0 | 0 | 0 | 0 | 0 | 0 | 0 | 16 | 0 | 0.20792 | 0.079208 | 0.049505 | 0 | 0 | 0 | 0 | 0 | 0 | 0 | 0 | 0 | 0 | 0 | 0 | 0 | 0 | 0 | 0 | 0 | 0 | 0 | 0 | 0 | 0 | 0 | 0 | 0 |  | 0.055694 | 0.05614 | 0.053827 | 0.055671 | 0.057898 | 0.036945 | 0.037241 | 0.035707 | 0.03693 | 0.038407 | 0.042403 | 0.042743 | 0.040982 | 0.042386 | 0.044081 | 0.099201 | 0.099922 | 0.095789 | 0.099071 | 0.1032 | Lodging - Hotel - Corridor - Sun | 12 | 9 | 16 | 364 | 884 | 0 | 0 | 364 | 884 | 0 | 0 | 7 | 17 | 0 | 0 | 0 | 0 | 0 | 0 | 0 | 0 | 1 | 1 | 1 | 1 | 1 | 1 | 1 | 0 | 0 | 0 | 0 | 0 | 0 | 0 | 0 | 0 | bar: 1 to 24
907 | 9 | 7 | 14 | 3 |  |  |  |  | Lodging - Hotel | Corridor | Lodging - Hotel - Corridor |  | Lodging - Hotel | Lodging - Hotel - Corridor | Hotel (rooms) Corridor | Hol | 16 | 10 | 10 | 0.1011 | 0.29228 | 0.23619 | 0.17714 | 0.18452 | 0.18452 |  |  | 0 | 0 | 0 | 0 | 0 |  |  | 7.0918 | 5.7308 | 4.2981 | 4.4772 | 4.4772 |  |  | 0 | 0 | 0 | 0 | 0 |  |  | 0 | 0 | 0 | 0 | 0 |  |  | 0 | 0 | 0 | 0 | 0 |  |  | 0 | 0 | 0 | 0 | 0 |  |  | 0 | 0 | 0 | 0 | 0 |  |  | Hotel (rooms) Corridor ILit Hol | Hotel (rooms) Corridor ILit all | 2 | 100 | 100 | 24 | 1 | [24 empty] | 0 | 0 | 0 | 0 | 0 | 0 | 0 | 0 | 0 | 0 | 0 | 0 | 0 | 0 | 0 | 0 | 0 | 0 | 0 | 0 | 0 | 0 | 0 | 0 | 16 | 0 | 0.20792 | 0.079208 | 0.049505 | 0 | 0 | 0 | 0 | 0 | 0 | 0 | 0 | 0 | 0 | 0 | 0 | 0 | 0 | 0 | 0 | 0 | 0 | 0 | 0 | 0 | 0 | 0 | 0 | 0 |  | 0.055694 | 0.05614 | 0.053827 | 0.055671 | 0.057898 | 0.036945 | 0.037241 | 0.035707 | 0.03693 | 0.038407 | 0.042403 | 0.042743 | 0.040982 | 0.042386 | 0.044081 | 0.099201 | 0.099922 | 0.095789 | 0.099071 | 0.1032 | Lodging - Hotel - Corridor - Hol | 14 | 9 | 16 | 70 | 170 | 0 | 0 | 70 | 170 | 0 | 0 | 7 | 17 | 0 | 0 | 0 | 0 | 0 | 0 | 0 | 0 | 1 | 1 | 1 | 1 | 1 | 1 | 1 | 0 | 0 | 0 | 0 | 0 | 0 | 0 | 0 | 0 | bar: 1 to 24
908 | 9 | 8 | 15 | 4 |  |  | Lodging - Hotel - Corridor | Lodging - Hotel - Corridor | Lodging - Hotel | Corridor | Lodging - Hotel - Corridor |  | Lodging - Hotel | Lodging - Hotel - Corridor | Hotel (rooms) Corridor | all | 25 | 251 | 251 | 0.1011 | 0.29228 | 0.23619 | 0.17714 | 0.18452 | 0.18452 |  |  | 0.029549 | 0.023878 | 0.017909 | 0.018655 | 0.018655 |  |  | 178.0049 | 143.8424 | 107.8818 | 112.3768 | 112.3768 |  |  | 0.029549 | 0.023878 | 0.017909 | 0.018655 | 0.018655 |  |  | 8760 | 8760 | 8760 | 8760 | 8760 |  |  | 0 | 0 | 0 | 0 | 0 |  |  | 1 | 1 | 1 | 1 | 1 |  |  | 0 | 0 | 0 | 0 | 0 |  |  | Hotel (rooms) Corridor ILit all | Hotel (rooms) Corridor ILit all | 2 | 100 | 100 | 24 | 1 | [24 empty] | 0 | 0 | 0 | 0 | 0 | 0 | 0 | 0 | 0 | 0 | 0 | 0 | 0 | 0 | 0 | 0 | 0 | 0 | 0 | 0 | 0 | 0 | 0 | 0 | 16 | 0.66337 | 0.20792 | 0.079208 | 0.049505 | 0.76136 | 0.16 | 0.10614 | 0.12182 | 0.30869 | 0.0047279 | 0.0038205 | 0.0028654 | 0.0029848 | 0.0029848 | 0.0031363 | 0.0025344 | 0.0019008 | 0.00198 | 0.00198 | 0.0035996 | 0.0029088 | 0.0021816 | 0.0022725 | 0.0022725 | 0.0091216 | 0.007371 | 0.0055282 | 0.0057586 | 0.0057586 |  | 0.055694 | 0.05614 | 0.053827 | 0.055671 | 0.057898 | 0.036945 | 0.037241 | 0.035707 | 0.03693 | 0.038407 | 0.042403 | 0.042743 | 0.040982 | 0.042386 | 0.044081 | 0.099201 | 0.099922 | 0.095789 | 0.099071 | 0.1032 | Lodging - Hotel - Corridor - all | 16 | 9 | 21 | 3012 | 3012 | 3012 | 3012 | 0 | 0 | 12 | 12 | 0 | 0 | 0 | 0 | 0 | 0 | 0 | 0 | 0 | 0 | 1 | 1 | 1 | 1 | 1 | 1 | 1 | 1 | 1 | 1 | 1 | 1 | 0 | 0 | 0 | 0 | bar: 1 to 24
909 | 9 | 9 | 12 | 1 |  |  |  |  | Lodging - Hotel | Dining Area | Lodging - Hotel - Dining Area |  | Lodging - Hotel | Lodging - Hotel - Dining Area | Hotel (public) Restaurant | Sat | 22 | 52 | 52 | 0.0039974 | 0.50337 | 0.44285 | 0.35428 | 0.36904 | 0.33829 |  |  | 0 | 0 | 0 | 0 | 0 |  |  | 1.197 | 1.0531 | 0.84247 | 0.87757 | 0.80444 |  |  | 0 | 0 | 0 | 0 | 0 |  |  | 0 | 0 | 0 | 0 | 0 |  |  | 0 | 0 | 0 | 0 | 0 |  |  | 0 | 0 | 0 | 0 | 0 |  |  | 0 | 0 | 0 | 0 | 0 |  |  | Hotel (public) Restaurant ILit Sat | Hotel (public) Restaurant ILit all | 3232 | 23 | 80 | 11.44 | 0.74333 | 0.25 | 0.24 | 0.23 | 0.23 | 0.24 | 0.26 | 0.33 | 0.41 | 0.5 | 0.6 | 0.7 | 0.71 | 0.75 | 0.8 | 0.78 | 0.75 | 0.7 | 0.61 | 0.5 | 0.46 | 0.4 | 0.39 | 0.31 | 0.29 | 0.035088 | 0.017544 | 0 | 0 | 0.017544 | 0.052632 | 0.17544 | 0.31579 | 0.47368 | 0.64912 | 0.82456 | 0.84211 | 0.91228 | 1 | 0.96491 | 0.91228 | 0.82456 | 0.66667 | 0.47368 | 0.40351 | 0.29825 | 0.2807 | 0.14035 | 0.10526 | 0 | 0 | 0 | 0 | 0 | 0 | 0 | 0 | 0 | 0 | 0 | 0 | 0 | 0 | 0 | 0 | 0 | 0 | 0 | 0 | 0 | 0 | 0 | 0 | 0 | 0 | 0 | 0 | 0 | 0 |  | 0.055694 | 0.05614 | 0.053827 | 0.055671 | 0.057898 | 0.036945 | 0.037241 | 0.035707 | 0.03693 | 0.038407 | 0.042403 | 0.042743 | 0.040982 | 0.042386 | 0.044081 | 0.099201 | 0.099922 | 0.095789 | 0.099071 | 0.1032 | Lodging - Hotel - Dining Area - Sat | 10 | 9 | 16 | 251.68 | 343.2 | 0 | 0 | 251.68 | 343.2 | 0 | 0 | 4.84 | 6.6 | 0 | 0 | 0 | 0 | 0 | 0 | 0 | 0 | 0.5 | 0.6 | 0.7 | 0.71 | 0.75 | 0.8 | 0.78 | 0 | 0 | 0 | 0 | 0 | 0 | 0 | 0 | 0
910 | 9 | 10 | 13 | 2 |  |  |  |  | Lodging - Hotel | Dining Area | Lodging - Hotel - Dining Area |  | Lodging - Hotel | Lodging - Hotel - Dining Area | Hotel (public) Restaurant | Sun | 6 | 52 | 52 | 0.0039974 | 0.50337 | 0.44285 | 0.35428 | 0.36904 | 0.33829 |  |  | 0 | 0 | 0 | 0 | 0 |  |  | 1.197 | 1.0531 | 0.84247 | 0.87757 | 0.80444 |  |  | 0 | 0 | 0 | 0 | 0 |  |  | 0 | 0 | 0 | 0 | 0 |  |  | 0 | 0 | 0 | 0 | 0 |  |  | 0 | 0 | 0 | 0 | 0 |  |  | 0 | 0 | 0 | 0 | 0 |  |  | Hotel (public) Restaurant ILit Sun | Hotel (public) Restaurant ILit all | 3232 | 23 | 80 | 11.44 | 0.74333 | 0.25 | 0.24 | 0.23 | 0.23 | 0.24 | 0.26 | 0.33 | 0.41 | 0.5 | 0.6 | 0.7 | 0.71 | 0.75 | 0.8 | 0.78 | 0.75 | 0.7 | 0.61 | 0.5 | 0.46 | 0.4 | 0.39 | 0.31 | 0.29 | 0.035088 | 0.017544 | 0 | 0 | 0.017544 | 0.052632 | 0.17544 | 0.31579 | 0.47368 | 0.64912 | 0.82456 | 0.84211 | 0.91228 | 1 | 0.96491 | 0.91228 | 0.82456 | 0.66667 | 0.47368 | 0.40351 | 0.29825 | 0.2807 | 0.14035 | 0.10526 | 0 | 0 | 0 | 0 | 0 | 0 | 0 | 0 | 0 | 0 | 0 | 0 | 0 | 0 | 0 | 0 | 0 | 0 | 0 | 0 | 0 | 0 | 0 | 0 | 0 | 0 | 0 | 0 | 0 | 0 |  | 0.055694 | 0.05614 | 0.053827 | 0.055671 | 0.057898 | 0.036945 | 0.037241 | 0.035707 | 0.03693 | 0.038407 | 0.042403 | 0.042743 | 0.040982 | 0.042386 | 0.044081 | 0.099201 | 0.099922 | 0.095789 | 0.099071 | 0.1032 | Lodging - Hotel - Dining Area - Sun | 12 | 9 | 16 | 251.68 | 343.2 | 0 | 0 | 251.68 | 343.2 | 0 | 0 | 4.84 | 6.6 | 0 | 0 | 0 | 0 | 0 | 0 | 0 | 0 | 0.5 | 0.6 | 0.7 | 0.71 | 0.75 | 0.8 | 0.78 | 0 | 0 | 0 | 0 | 0 | 0 | 0 | 0 | 0
911 | 9 | 11 | 14 | 3 |  |  |  |  | Lodging - Hotel | Dining Area | Lodging - Hotel - Dining Area |  | Lodging - Hotel | Lodging - Hotel - Dining Area | Hotel (public) Restaurant | Hol | 22 | 10 | 10 | 0.0039974 | 0.50337 | 0.44285 | 0.35428 | 0.36904 | 0.33829 |  |  | 0 | 0 | 0 | 0 | 0 |  |  | 0.23019 | 0.20252 | 0.16201 | 0.16876 | 0.1547 |  |  | 0 | 0 | 0 | 0 | 0 |  |  | 0 | 0 | 0 | 0 | 0 |  |  | 0 | 0 | 0 | 0 | 0 |  |  | 0 | 0 | 0 | 0 | 0 |  |  | 0 | 0 | 0 | 0 | 0 |  |  | Hotel (public) Restaurant ILit Hol | Hotel (public) Restaurant ILit all | 3232 | 23 | 80 | 11.44 | 0.74333 | 0.25 | 0.24 | 0.23 | 0.23 | 0.24 | 0.26 | 0.33 | 0.41 | 0.5 | 0.6 | 0.7 | 0.71 | 0.75 | 0.8 | 0.78 | 0.75 | 0.7 | 0.61 | 0.5 | 0.46 | 0.4 | 0.39 | 0.31 | 0.29 | 0.035088 | 0.017544 | 0 | 0 | 0.017544 | 0.052632 | 0.17544 | 0.31579 | 0.47368 | 0.64912 | 0.82456 | 0.84211 | 0.91228 | 1 | 0.96491 | 0.91228 | 0.82456 | 0.66667 | 0.47368 | 0.40351 | 0.29825 | 0.2807 | 0.14035 | 0.10526 | 0 | 0 | 0 | 0 | 0 | 0 | 0 | 0 | 0 | 0 | 0 | 0 | 0 | 0 | 0 | 0 | 0 | 0 | 0 | 0 | 0 | 0 | 0 | 0 | 0 | 0 | 0 | 0 | 0 | 0 |  | 0.055694 | 0.05614 | 0.053827 | 0.055671 | 0.057898 | 0.036945 | 0.037241 | 0.035707 | 0.03693 | 0.038407 | 0.042403 | 0.042743 | 0.040982 | 0.042386 | 0.044081 | 0.099201 | 0.099922 | 0.095789 | 0.099071 | 0.1032 | Lodging - Hotel - Dining Area - Hol | 14 | 9 | 16 | 48.4 | 66 | 0 | 0 | 48.4 | 66 | 0 | 0 | 4.84 | 6.6 | 0 | 0 | 0 | 0 | 0 | 0 | 0 | 0 | 0.5 | 0.6 | 0.7 | 0.71 | 0.75 | 0.8 | 0.78 | 0 | 0 | 0 | 0 | 0 | 0 | 0 | 0 | 0
912 | 9 | 12 | 15 | 4 |  |  | Lodging - Hotel - Dining Area | Lodging - Hotel - Dining Area | Lodging - Hotel | Dining Area | Lodging - Hotel - Dining Area |  | Lodging - Hotel | Lodging - Hotel - Dining Area | Hotel (public) Restaurant | all | 6 | 251 | 251 | 0.0039974 | 0.50337 | 0.44285 | 0.35428 | 0.36904 | 0.33829 |  |  | 0.0020122 | 0.0017702 | 0.0014162 | 0.0014752 | 0.0013523 |  |  | 5.7779 | 5.0832 | 4.0665 | 4.236 | 3.883 |  |  | 0.0014957 | 0.0013159 | 0.0010527 | 0.0010966 | 0.0010052 |  |  | 4175.6 | 4175.6 | 4175.6 | 4175.6 | 4175.6 |  |  | 0 | 0 | 0 | 0 | 0 |  |  | 0.74333 | 0.74333 | 0.74333 | 0.74333 | 0.74333 |  |  | 0 | 0 | 0 | 0 | 0 |  |  | Hotel (public) Restaurant ILit all | Hotel (public) Restaurant ILit all | 3231 | 23 | 80 | 11.44 | 0.74333 | 0.25 | 0.24 | 0.23 | 0.23 | 0.24 | 0.26 | 0.33 | 0.41 | 0.5 | 0.6 | 0.7 | 0.71 | 0.75 | 0.8 | 0.78 | 0.75 | 0.7 | 0.61 | 0.5 | 0.46 | 0.4 | 0.39 | 0.31 | 0.29 | 0.035088 | 0.017544 | 0 | 0 | 0.017544 | 0.052632 | 0.17544 | 0.31579 | 0.47368 | 0.64912 | 0.82456 | 0.84211 | 0.91228 | 1 | 0.96491 | 0.91228 | 0.82456 | 0.66667 | 0.47368 | 0.40351 | 0.29825 | 0.2807 | 0.14035 | 0.10526 | 0 | 0 | 0 | 0 | 0 | 0 | 0 | 0 | 0 | 0 | 0 | 0 | 0 | 0 | 0 | 0 | 0 | 0 | 0 | 0 | 0 | 0 | 0 | 0 | 0 | 0 | 0 | 0 | 0 | 0 |  | 0.055694 | 0.05614 | 0.053827 | 0.055671 | 0.057898 | 0.036945 | 0.037241 | 0.035707 | 0.03693 | 0.038407 | 0.042403 | 0.042743 | 0.040982 | 0.042386 | 0.044081 | 0.099201 | 0.099922 | 0.095789 | 0.099071 | 0.1032 | Lodging - Hotel - Dining Area - all | 16 | 9 | 21 | 1972.86 | 898.58 | 1972.86 | 898.58 | 0 | 0 | 7.86 | 3.58 | 0 | 0 | 0 | 0 | 0 | 0 | 0 | 0 | 0 | 0 | 0.5 | 0.6 | 0.7 | 0.71 | 0.75 | 0.8 | 0.78 | 0.75 | 0.7 | 0.61 | 0.5 | 0.46 | 0 | 0 | 0 | 0
913 | 9 | 13 | 12 | 1 |  |  |  |  | Lodging - Hotel | Hotel/Motel Guest Room (incl. toilets) - occ | Lodging - Hotel - Hotel/Motel Guest Room (incl. toilets) - occ |  | Lodging - Hotel | Lodging - Hotel - Hotel/Motel Guest Room (incl. toilets) - occ | Hotel (rooms) Rooms | Sat | 16 | 52 | 52 | 0.60207 | 0.16389 | 0.14899 | 0.14899 | 0.1552 | 0.1552 |  |  | 0 | 0 | 0 | 0 | 0 |  |  | 67.7311 | 61.5737 | 61.5737 | 64.1393 | 64.1393 |  |  | 0 | 0 | 0 | 0 | 0 |  |  | 0 | 0 | 0 | 0 | 0 |  |  | 0 | 0 | 0 | 0 | 0 |  |  | 0 | 0 | 0 | 0 | 0 |  |  | 0 | 0 | 0 | 0 | 0 |  |  | Hotel (rooms) Rooms ILit Sat | Hotel (rooms) Rooms ILit all | 3244 | 20 | 90 | 13.2 | 0.5 | 0.2 | 0.2 | 0.2 | 0.2 | 0.2 | 0.2 | 0.6 | 0.6 | 0.6 | 0.6 | 0.6 | 0.6 | 0.5 | 0.5 | 0.5 | 0.5 | 0.5 | 0.5 | 0.9 | 0.9 | 0.9 | 0.9 | 0.9 | 0.9 | 0 | 0 | 0 | 0 | 0 | 0 | 0.57143 | 0.57143 | 0.57143 | 0.57143 | 0.57143 | 0.57143 | 0.42857 | 0.42857 | 0.42857 | 0.42857 | 0.42857 | 0.42857 | 1 | 1 | 1 | 1 | 1 | 1 | 10 | 0 | 0.20792 | 0.079208 | 0.049505 | 0 | 0 | 0 | 0 | 0 | 0 | 0 | 0 | 0 | 0 | 0 | 0 | 0 | 0 | 0 | 0 | 0 | 0 | 0 | 0 | 0 | 0 | 0 | 0 | 0 |  | 0.055694 | 0.05614 | 0.053827 | 0.055671 | 0.057898 | 0.036945 | 0.037241 | 0.035707 | 0.03693 | 0.038407 | 0.042403 | 0.042743 | 0.040982 | 0.042386 | 0.044081 | 0.099201 | 0.099922 | 0.095789 | 0.099071 | 0.1032 | Lodging - Hotel - Hotel/Motel Guest Room (incl. toilets) - occ - Sat | 10 | 9 | 16 | 202.8 | 483.6 | 0 | 0 | 202.8 | 483.6 | 0 | 0 | 3.9 | 9.3 | 0 | 0 | 0 | 0 | 0 | 0 | 0 | 0 | 0.6 | 0.6 | 0.6 | 0.6 | 0.5 | 0.5 | 0.5 | 0 | 0 | 0 | 0 | 0 | 0 | 0 | 0 | 0
914 | 9 | 14 | 13 | 2 |  |  |  |  | Lodging - Hotel | Hotel/Motel Guest Room (incl. toilets) - occ | Lodging - Hotel - Hotel/Motel Guest Room (incl. toilets) - occ |  | Lodging - Hotel | Lodging - Hotel - Hotel/Motel Guest Room (incl. toilets) - occ | Hotel (rooms) Rooms | Sun | 25 | 52 | 52 | 0.60207 | 0.16389 | 0.14899 | 0.14899 | 0.1552 | 0.1552 |  |  | 0 | 0 | 0 | 0 | 0 |  |  | 67.7311 | 61.5737 | 61.5737 | 64.1393 | 64.1393 |  |  | 0 | 0 | 0 | 0 | 0 |  |  | 0 | 0 | 0 | 0 | 0 |  |  | 0 | 0 | 0 | 0 | 0 |  |  | 0 | 0 | 0 | 0 | 0 |  |  | 0 | 0 | 0 | 0 | 0 |  |  | Hotel (rooms) Rooms ILit Sun | Hotel (rooms) Rooms ILit all | 3244 | 20 | 90 | 13.2 | 0.5 | 0.2 | 0.2 | 0.2 | 0.2 | 0.2 | 0.2 | 0.6 | 0.6 | 0.6 | 0.6 | 0.6 | 0.6 | 0.5 | 0.5 | 0.5 | 0.5 | 0.5 | 0.5 | 0.9 | 0.9 | 0.9 | 0.9 | 0.9 | 0.9 | 0 | 0 | 0 | 0 | 0 | 0 | 0.57143 | 0.57143 | 0.57143 | 0.57143 | 0.57143 | 0.57143 | 0.42857 | 0.42857 | 0.42857 | 0.42857 | 0.42857 | 0.42857 | 1 | 1 | 1 | 1 | 1 | 1 | 10 | 0 | 0.20792 | 0.079208 | 0.049505 | 0 | 0 | 0 | 0 | 0 | 0 | 0 | 0 | 0 | 0 | 0 | 0 | 0 | 0 | 0 | 0 | 0 | 0 | 0 | 0 | 0 | 0 | 0 | 0 | 0 |  | 0.055694 | 0.05614 | 0.053827 | 0.055671 | 0.057898 | 0.036945 | 0.037241 | 0.035707 | 0.03693 | 0.038407 | 0.042403 | 0.042743 | 0.040982 | 0.042386 | 0.044081 | 0.099201 | 0.099922 | 0.095789 | 0.099071 | 0.1032 | Lodging - Hotel - Hotel/Motel Guest Room (incl. toilets) - occ - Sun | 12 | 9 | 16 | 202.8 | 483.6 | 0 | 0 | 202.8 | 483.6 | 0 | 0 | 3.9 | 9.3 | 0 | 0 | 0 | 0 | 0 | 0 | 0 | 0 | 0.6 | 0.6 | 0.6 | 0.6 | 0.5 | 0.5 | 0.5 | 0 | 0 | 0 | 0 | 0 | 0 | 0 | 0 | 0
915 | 9 | 15 | 14 | 3 |  |  |  |  | Lodging - Hotel | Hotel/Motel Guest Room (incl. toilets) - occ | Lodging - Hotel - Hotel/Motel Guest Room (incl. toilets) - occ |  | Lodging - Hotel | Lodging - Hotel - Hotel/Motel Guest Room (incl. toilets) - occ | Hotel (rooms) Rooms | Hol | 16 | 10 | 10 | 0.60207 | 0.16389 | 0.14899 | 0.14899 | 0.1552 | 0.1552 |  |  | 0 | 0 | 0 | 0 | 0 |  |  | 13.0252 | 11.8411 | 11.8411 | 12.3345 | 12.3345 |  |  | 0 | 0 | 0 | 0 | 0 |  |  | 0 | 0 | 0 | 0 | 0 |  |  | 0 | 0 | 0 | 0 | 0 |  |  | 0 | 0 | 0 | 0 | 0 |  |  | 0 | 0 | 0 | 0 | 0 |  |  | Hotel (rooms) Rooms ILit Hol | Hotel (rooms) Rooms ILit all | 3244 | 20 | 90 | 13.2 | 0.5 | 0.2 | 0.2 | 0.2 | 0.2 | 0.2 | 0.2 | 0.6 | 0.6 | 0.6 | 0.6 | 0.6 | 0.6 | 0.5 | 0.5 | 0.5 | 0.5 | 0.5 | 0.5 | 0.9 | 0.9 | 0.9 | 0.9 | 0.9 | 0.9 | 0 | 0 | 0 | 0 | 0 | 0 | 0.57143 | 0.57143 | 0.57143 | 0.57143 | 0.57143 | 0.57143 | 0.42857 | 0.42857 | 0.42857 | 0.42857 | 0.42857 | 0.42857 | 1 | 1 | 1 | 1 | 1 | 1 | 10 | 0 | 0.20792 | 0.079208 | 0.049505 | 0 | 0 | 0 | 0 | 0 | 0 | 0 | 0 | 0 | 0 | 0 | 0 | 0 | 0 | 0 | 0 | 0 | 0 | 0 | 0 | 0 | 0 | 0 | 0 | 0 |  | 0.055694 | 0.05614 | 0.053827 | 0.055671 | 0.057898 | 0.036945 | 0.037241 | 0.035707 | 0.03693 | 0.038407 | 0.042403 | 0.042743 | 0.040982 | 0.042386 | 0.044081 | 0.099201 | 0.099922 | 0.095789 | 0.099071 | 0.1032 | Lodging - Hotel - Hotel/Motel Guest Room (incl. toilets) - occ - Hol | 14 | 9 | 16 | 39 | 93 | 0 | 0 | 39 | 93 | 0 | 0 | 3.9 | 9.3 | 0 | 0 | 0 | 0 | 0 | 0 | 0 | 0 | 0.6 | 0.6 | 0.6 | 0.6 | 0.5 | 0.5 | 0.5 | 0 | 0 | 0 | 0 | 0 | 0 | 0 | 0 | 0
916 | 9 | 16 | 15 | 4 |  |  | Lodging - Hotel - Hotel/Motel Guest Room (incl. toilets) - occ | Lodging - Hotel - Hotel/Motel Guest Room (incl. toilets) - occ | Lodging - Hotel | Hotel/Motel Guest Room (incl. toilets) - occ | Lodging - Hotel - Hotel/Motel Guest Room (incl. toilets) - occ |  | Lodging - Hotel | Lodging - Hotel - Hotel/Motel Guest Room (incl. toilets) - occ | Hotel (rooms) Rooms | all | 25 | 251 | 251 | 0.60207 | 0.16389 | 0.14899 | 0.14899 | 0.1552 | 0.1552 |  |  | 0.098676 | 0.089705 | 0.089705 | 0.093443 | 0.093443 |  |  | 326.9328 | 297.2116 | 297.2116 | 309.5954 | 309.5954 |  |  | 0.049338 | 0.044853 | 0.044853 | 0.046722 | 0.046722 |  |  | 4818 | 4818 | 4818 | 4818 | 4818 |  |  | 0 | 0 | 0 | 0 | 0 |  |  | 0.5 | 0.5 | 0.5 | 0.5 | 0.5 |  |  | 0 | 0 | 0 | 0 | 0 |  |  | Hotel (rooms) Rooms ILit all | Hotel (rooms) Rooms ILit all | 3243 | 20 | 90 | 13.2 | 0.5 | 0.2 | 0.2 | 0.2 | 0.2 | 0.2 | 0.2 | 0.6 | 0.6 | 0.6 | 0.6 | 0.6 | 0.6 | 0.5 | 0.5 | 0.5 | 0.5 | 0.5 | 0.5 | 0.9 | 0.9 | 0.9 | 0.9 | 0.9 | 0.9 | 0 | 0 | 0 | 0 | 0 | 0 | 0.57143 | 0.57143 | 0.57143 | 0.57143 | 0.57143 | 0.57143 | 0.42857 | 0.42857 | 0.42857 | 0.42857 | 0.42857 | 0.42857 | 1 | 1 | 1 | 1 | 1 | 1 | 10 | 0.66337 | 0.20792 | 0.079208 | 0.049505 | 0.76136 | 0.05 | 0.033168 | 0.038068 | 0.088427 | 0.0049338 | 0.0044853 | 0.0044853 | 0.0046722 | 0.0046722 | 0.0032729 | 0.0029754 | 0.0029754 | 0.0030993 | 0.0030993 | 0.0037564 | 0.0034149 | 0.0034149 | 0.0035572 | 0.0035572 | 0.0087256 | 0.0079324 | 0.0079324 | 0.0082629 | 0.0082629 |  | 0.055694 | 0.05614 | 0.053827 | 0.055671 | 0.057898 | 0.036945 | 0.037241 | 0.035707 | 0.03693 | 0.038407 | 0.042403 | 0.042743 | 0.040982 | 0.042386 | 0.044081 | 0.099201 | 0.099922 | 0.095789 | 0.099071 | 0.1032 | Lodging - Hotel - Hotel/Motel Guest Room (incl. toilets) - occ - all | 16 | 9 | 21 | 1807.2 | 1506 | 1807.2 | 1506 | 0 | 0 | 7.2 | 6 | 0 | 0 | 0 | 0 | 0 | 0 | 0 | 0 | 0 | 0 | 0.6 | 0.6 | 0.6 | 0.6 | 0.5 | 0.5 | 0.5 | 0.5 | 0.5 | 0.5 | 0.9 | 0.9 | 0 | 0 | 0 | 0
917 | 9 | 17 | 12 | 1 |  |  |  |  | Lodging - Hotel | Hotel/Motel Guest Room (incl. toilets) - unocc | Lodging - Hotel - Hotel/Motel Guest Room (incl. toilets) - unocc |  | Lodging - Hotel | Lodging - Hotel - Hotel/Motel Guest Room (incl. toilets) - unocc | Hotel (rooms) Rooms | Sat | 16 | 52 | 52 | 0.20068 | 0.16389 | 0.14899 | 0.14899 | 0.1552 | 0.1552 |  |  | 0 | 0 | 0 | 0 | 0 |  |  | 22.5758 | 20.5234 | 20.5234 | 21.3786 | 21.3786 |  |  | 0 | 0 | 0 | 0 | 0 |  |  | 0 | 0 | 0 | 0 | 0 |  |  | 0 | 0 | 0 | 0 | 0 |  |  | 0 | 0 | 0 | 0 | 0 |  |  | 0 | 0 | 0 | 0 | 0 |  |  | Hotel (rooms) Rooms ILit Sat | Hotel (rooms) Rooms ILit all | 3244 | 20 | 90 | 13.2 | 0.5 | 0.2 | 0.2 | 0.2 | 0.2 | 0.2 | 0.2 | 0.6 | 0.6 | 0.6 | 0.6 | 0.6 | 0.6 | 0.5 | 0.5 | 0.5 | 0.5 | 0.5 | 0.5 | 0.9 | 0.9 | 0.9 | 0.9 | 0.9 | 0.9 | 0 | 0 | 0 | 0 | 0 | 0 | 0.57143 | 0.57143 | 0.57143 | 0.57143 | 0.57143 | 0.57143 | 0.42857 | 0.42857 | 0.42857 | 0.42857 | 0.42857 | 0.42857 | 1 | 1 | 1 | 1 | 1 | 1 | 10 | 0 | 0.20792 | 0.079208 | 0.049505 | 0 | 0 | 0 | 0 | 0 | 0 | 0 | 0 | 0 | 0 | 0 | 0 | 0 | 0 | 0 | 0 | 0 | 0 | 0 | 0 | 0 | 0 | 0 | 0 | 0 |  | 0.055694 | 0.05614 | 0.053827 | 0.055671 | 0.057898 | 0.036945 | 0.037241 | 0.035707 | 0.03693 | 0.038407 | 0.042403 | 0.042743 | 0.040982 | 0.042386 | 0.044081 | 0.099201 | 0.099922 | 0.095789 | 0.099071 | 0.1032 | Lodging - Hotel - Hotel/Motel Guest Room (incl. toilets) - unocc - Sat | 10 | 9 | 16 | 202.8 | 483.6 | 0 | 0 | 202.8 | 483.6 | 0 | 0 | 3.9 | 9.3 | 0 | 0 | 0 | 0 | 0 | 0 | 0 | 0 | 0.6 | 0.6 | 0.6 | 0.6 | 0.5 | 0.5 | 0.5 | 0 | 0 | 0 | 0 | 0 | 0 | 0 | 0 | 0
918 | 9 | 18 | 13 | 2 |  |  |  |  | Lodging - Hotel | Hotel/Motel Guest Room (incl. toilets) - unocc | Lodging - Hotel - Hotel/Motel Guest Room (incl. toilets) - unocc |  | Lodging - Hotel | Lodging - Hotel - Hotel/Motel Guest Room (incl. toilets) - unocc | Hotel (rooms) Rooms | Sun | 25 | 52 | 52 | 0.20068 | 0.16389 | 0.14899 | 0.14899 | 0.1552 | 0.1552 |  |  | 0 | 0 | 0 | 0 | 0 |  |  | 22.5758 | 20.5234 | 20.5234 | 21.3786 | 21.3786 |  |  | 0 | 0 | 0 | 0 | 0 |  |  | 0 | 0 | 0 | 0 | 0 |  |  | 0 | 0 | 0 | 0 | 0 |  |  | 0 | 0 | 0 | 0 | 0 |  |  | 0 | 0 | 0 | 0 | 0 |  |  | Hotel (rooms) Rooms ILit Sun | Hotel (rooms) Rooms ILit all | 3244 | 20 | 90 | 13.2 | 0.5 | 0.2 | 0.2 | 0.2 | 0.2 | 0.2 | 0.2 | 0.6 | 0.6 | 0.6 | 0.6 | 0.6 | 0.6 | 0.5 | 0.5 | 0.5 | 0.5 | 0.5 | 0.5 | 0.9 | 0.9 | 0.9 | 0.9 | 0.9 | 0.9 | 0 | 0 | 0 | 0 | 0 | 0 | 0.57143 | 0.57143 | 0.57143 | 0.57143 | 0.57143 | 0.57143 | 0.42857 | 0.42857 | 0.42857 | 0.42857 | 0.42857 | 0.42857 | 1 | 1 | 1 | 1 | 1 | 1 | 10 | 0 | 0.20792 | 0.079208 | 0.049505 | 0 | 0 | 0 | 0 | 0 | 0 | 0 | 0 | 0 | 0 | 0 | 0 | 0 | 0 | 0 | 0 | 0 | 0 | 0 | 0 | 0 | 0 | 0 | 0 | 0 |  | 0.055694 | 0.05614 | 0.053827 | 0.055671 | 0.057898 | 0.036945 | 0.037241 | 0.035707 | 0.03693 | 0.038407 | 0.042403 | 0.042743 | 0.040982 | 0.042386 | 0.044081 | 0.099201 | 0.099922 | 0.095789 | 0.099071 | 0.1032 | Lodging - Hotel - Hotel/Motel Guest Room (incl. toilets) - unocc - Sun | 12 | 9 | 16 | 202.8 | 483.6 | 0 | 0 | 202.8 | 483.6 | 0 | 0 | 3.9 | 9.3 | 0 | 0 | 0 | 0 | 0 | 0 | 0 | 0 | 0.6 | 0.6 | 0.6 | 0.6 | 0.5 | 0.5 | 0.5 | 0 | 0 | 0 | 0 | 0 | 0 | 0 | 0 | 0
919 | 9 | 19 | 14 | 3 |  |  |  |  | Lodging - Hotel | Hotel/Motel Guest Room (incl. toilets) - unocc | Lodging - Hotel - Hotel/Motel Guest Room (incl. toilets) - unocc |  | Lodging - Hotel | Lodging - Hotel - Hotel/Motel Guest Room (incl. toilets) - unocc | Hotel (rooms) Rooms | Hol | 16 | 10 | 10 | 0.20068 | 0.16389 | 0.14899 | 0.14899 | 0.1552 | 0.1552 |  |  | 0 | 0 | 0 | 0 | 0 |  |  | 4.3415 | 3.9468 | 3.9468 | 4.1113 | 4.1113 |  |  | 0 | 0 | 0 | 0 | 0 |  |  | 0 | 0 | 0 | 0 | 0 |  |  | 0 | 0 | 0 | 0 | 0 |  |  | 0 | 0 | 0 | 0 | 0 |  |  | 0 | 0 | 0 | 0 | 0 |  |  | Hotel (rooms) Rooms ILit Hol | Hotel (rooms) Rooms ILit all | 3244 | 20 | 90 | 13.2 | 0.5 | 0.2 | 0.2 | 0.2 | 0.2 | 0.2 | 0.2 | 0.6 | 0.6 | 0.6 | 0.6 | 0.6 | 0.6 | 0.5 | 0.5 | 0.5 | 0.5 | 0.5 | 0.5 | 0.9 | 0.9 | 0.9 | 0.9 | 0.9 | 0.9 | 0 | 0 | 0 | 0 | 0 | 0 | 0.57143 | 0.57143 | 0.57143 | 0.57143 | 0.57143 | 0.57143 | 0.42857 | 0.42857 | 0.42857 | 0.42857 | 0.42857 | 0.42857 | 1 | 1 | 1 | 1 | 1 | 1 | 10 | 0 | 0.20792 | 0.079208 | 0.049505 | 0 | 0 | 0 | 0 | 0 | 0 | 0 | 0 | 0 | 0 | 0 | 0 | 0 | 0 | 0 | 0 | 0 | 0 | 0 | 0 | 0 | 0 | 0 | 0 | 0 |  | 0.055694 | 0.05614 | 0.053827 | 0.055671 | 0.057898 | 0.036945 | 0.037241 | 0.035707 | 0.03693 | 0.038407 | 0.042403 | 0.042743 | 0.040982 | 0.042386 | 0.044081 | 0.099201 | 0.099922 | 0.095789 | 0.099071 | 0.1032 | Lodging - Hotel - Hotel/Motel Guest Room (incl. toilets) - unocc - Hol | 14 | 9 | 16 | 39 | 93 | 0 | 0 | 39 | 93 | 0 | 0 | 3.9 | 9.3 | 0 | 0 | 0 | 0 | 0 | 0 | 0 | 0 | 0.6 | 0.6 | 0.6 | 0.6 | 0.5 | 0.5 | 0.5 | 0 | 0 | 0 | 0 | 0 | 0 | 0 | 0 | 0
920 | 9 | 20 | 15 | 4 |  |  | Lodging - Hotel - Hotel/Motel Guest Room (incl. toilets) - unocc | Lodging - Hotel - Hotel/Motel Guest Room (incl. toilets) - unocc | Lodging - Hotel | Hotel/Motel Guest Room (incl. toilets) - unocc | Lodging - Hotel - Hotel/Motel Guest Room (incl. toilets) - unocc |  | Lodging - Hotel | Lodging - Hotel - Hotel/Motel Guest Room (incl. toilets) - unocc | Hotel (rooms) Rooms | all | 25 | 251 | 251 | 0.20068 | 0.16389 | 0.14899 | 0.14899 | 0.1552 | 0.1552 |  |  | 0.03289 | 0.0299 | 0.0299 | 0.031146 | 0.031146 |  |  | 108.9716 | 99.0651 | 99.0651 | 103.1928 | 103.1928 |  |  | 0.016445 | 0.01495 | 0.01495 | 0.015573 | 0.015573 |  |  | 4818 | 4818 | 4818 | 4818 | 4818 |  |  | 0 | 0 | 0 | 0 | 0 |  |  | 0.5 | 0.5 | 0.5 | 0.5 | 0.5 |  |  | 0 | 0 | 0 | 0 | 0 |  |  | Hotel (rooms) Rooms ILit all | Hotel (rooms) Rooms ILit all | 3243 | 20 | 90 | 13.2 | 0.5 | 0.2 | 0.2 | 0.2 | 0.2 | 0.2 | 0.2 | 0.6 | 0.6 | 0.6 | 0.6 | 0.6 | 0.6 | 0.5 | 0.5 | 0.5 | 0.5 | 0.5 | 0.5 | 0.9 | 0.9 | 0.9 | 0.9 | 0.9 | 0.9 | 0 | 0 | 0 | 0 | 0 | 0 | 0.57143 | 0.57143 | 0.57143 | 0.57143 | 0.57143 | 0.57143 | 0.42857 | 0.42857 | 0.42857 | 0.42857 | 0.42857 | 0.42857 | 1 | 1 | 1 | 1 | 1 | 1 | 10 | 0.66337 | 0.20792 | 0.079208 | 0.049505 | 0.76136 | 0.05 | 0.033168 | 0.038068 | 0.088427 | 0.0016445 | 0.001495 | 0.001495 | 0.0015573 | 0.0015573 | 0.0010909 | 0.00099174 | 0.00099174 | 0.0010331 | 0.0010331 | 0.0012521 | 0.0011382 | 0.0011382 | 0.0011857 | 0.0011857 | 0.0029084 | 0.002644 | 0.002644 | 0.0027541 | 0.0027541 |  | 0.055694 | 0.05614 | 0.053827 | 0.055671 | 0.057898 | 0.036945 | 0.037241 | 0.035707 | 0.03693 | 0.038407 | 0.042403 | 0.042743 | 0.040982 | 0.042386 | 0.044081 | 0.099201 | 0.099922 | 0.095789 | 0.099071 | 0.1032 | Lodging - Hotel - Hotel/Motel Guest Room (incl. toilets) - unocc - all | 16 | 9 | 21 | 1807.2 | 1506 | 1807.2 | 1506 | 0 | 0 | 7.2 | 6 | 0 | 0 | 0 | 0 | 0 | 0 | 0 | 0 | 0 | 0 | 0.6 | 0.6 | 0.6 | 0.6 | 0.5 | 0.5 | 0.5 | 0.5 | 0.5 | 0.5 | 0.9 | 0.9 | 0 | 0 | 0 | 0
921 | 9 | 21 | 12 | 1 |  |  |  |  | Lodging - Hotel | Kitchen and Food Preparation | Lodging - Hotel - Kitchen and Food Preparation |  | Lodging - Hotel | Lodging - Hotel - Kitchen and Food Preparation | Hotel (public) Kitchen | Sat | 22 | 52 | 52 | 0.0049915 | 1.2666 | 1.0628 | 0.5019 | 0.52281 | 0.49206 |  |  | 0 | 0 | 0 | 0 | 0 |  |  | 3.7608 | 3.1559 | 1.4903 | 1.5524 | 1.4611 |  |  | 0 | 0 | 0 | 0 | 0 |  |  | 0 | 0 | 0 | 0 | 0 |  |  | 0 | 0 | 0 | 0 | 0 |  |  | 0 | 0 | 0 | 0 | 0 |  |  | 0 | 0 | 0 | 0 | 0 |  |  | Hotel (public) Kitchen ILit Sat | Hotel (public) Kitchen ILit all | 3216 | 23 | 80 | 11.44 | 0.74333 | 0.25 | 0.24 | 0.23 | 0.23 | 0.24 | 0.26 | 0.33 | 0.41 | 0.5 | 0.6 | 0.7 | 0.71 | 0.75 | 0.8 | 0.78 | 0.75 | 0.7 | 0.61 | 0.5 | 0.46 | 0.4 | 0.39 | 0.31 | 0.29 | 0.035088 | 0.017544 | 0 | 0 | 0.017544 | 0.052632 | 0.17544 | 0.31579 | 0.47368 | 0.64912 | 0.82456 | 0.84211 | 0.91228 | 1 | 0.96491 | 0.91228 | 0.82456 | 0.66667 | 0.47368 | 0.40351 | 0.29825 | 0.2807 | 0.14035 | 0.10526 | 0 | 0 | 0 | 0 | 0 | 0 | 0 | 0 | 0 | 0 | 0 | 0 | 0 | 0 | 0 | 0 | 0 | 0 | 0 | 0 | 0 | 0 | 0 | 0 | 0 | 0 | 0 | 0 | 0 | 0 |  | 0.055694 | 0.05614 | 0.053827 | 0.055671 | 0.057898 | 0.036945 | 0.037241 | 0.035707 | 0.03693 | 0.038407 | 0.042403 | 0.042743 | 0.040982 | 0.042386 | 0.044081 | 0.099201 | 0.099922 | 0.095789 | 0.099071 | 0.1032 | Lodging - Hotel - Kitchen and Food Preparation - Sat | 10 | 9 | 16 | 251.68 | 343.2 | 0 | 0 | 251.68 | 343.2 | 0 | 0 | 4.84 | 6.6 | 0 | 0 | 0 | 0 | 0 | 0 | 0 | 0 | 0.5 | 0.6 | 0.7 | 0.71 | 0.75 | 0.8 | 0.78 | 0 | 0 | 0 | 0 | 0 | 0 | 0 | 0 | 0
922 | 9 | 22 | 13 | 2 |  |  |  |  | Lodging - Hotel | Kitchen and Food Preparation | Lodging - Hotel - Kitchen and Food Preparation |  | Lodging - Hotel | Lodging - Hotel - Kitchen and Food Preparation | Hotel (public) Kitchen | Sun | 6 | 52 | 52 | 0.0049915 | 1.2666 | 1.0628 | 0.5019 | 0.52281 | 0.49206 |  |  | 0 | 0 | 0 | 0 | 0 |  |  | 3.7608 | 3.1559 | 1.4903 | 1.5524 | 1.4611 |  |  | 0 | 0 | 0 | 0 | 0 |  |  | 0 | 0 | 0 | 0 | 0 |  |  | 0 | 0 | 0 | 0 | 0 |  |  | 0 | 0 | 0 | 0 | 0 |  |  | 0 | 0 | 0 | 0 | 0 |  |  | Hotel (public) Kitchen ILit Sun | Hotel (public) Kitchen ILit all | 3216 | 23 | 80 | 11.44 | 0.74333 | 0.25 | 0.24 | 0.23 | 0.23 | 0.24 | 0.26 | 0.33 | 0.41 | 0.5 | 0.6 | 0.7 | 0.71 | 0.75 | 0.8 | 0.78 | 0.75 | 0.7 | 0.61 | 0.5 | 0.46 | 0.4 | 0.39 | 0.31 | 0.29 | 0.035088 | 0.017544 | 0 | 0 | 0.017544 | 0.052632 | 0.17544 | 0.31579 | 0.47368 | 0.64912 | 0.82456 | 0.84211 | 0.91228 | 1 | 0.96491 | 0.91228 | 0.82456 | 0.66667 | 0.47368 | 0.40351 | 0.29825 | 0.2807 | 0.14035 | 0.10526 | 0 | 0 | 0 | 0 | 0 | 0 | 0 | 0 | 0 | 0 | 0 | 0 | 0 | 0 | 0 | 0 | 0 | 0 | 0 | 0 | 0 | 0 | 0 | 0 | 0 | 0 | 0 | 0 | 0 | 0 |  | 0.055694 | 0.05614 | 0.053827 | 0.055671 | 0.057898 | 0.036945 | 0.037241 | 0.035707 | 0.03693 | 0.038407 | 0.042403 | 0.042743 | 0.040982 | 0.042386 | 0.044081 | 0.099201 | 0.099922 | 0.095789 | 0.099071 | 0.1032 | Lodging - Hotel - Kitchen and Food Preparation - Sun | 12 | 9 | 16 | 251.68 | 343.2 | 0 | 0 | 251.68 | 343.2 | 0 | 0 | 4.84 | 6.6 | 0 | 0 | 0 | 0 | 0 | 0 | 0 | 0 | 0.5 | 0.6 | 0.7 | 0.71 | 0.75 | 0.8 | 0.78 | 0 | 0 | 0 | 0 | 0 | 0 | 0 | 0 | 0
923 | 9 | 23 | 14 | 3 |  |  |  |  | Lodging - Hotel | Kitchen and Food Preparation | Lodging - Hotel - Kitchen and Food Preparation |  | Lodging - Hotel | Lodging - Hotel - Kitchen and Food Preparation | Hotel (public) Kitchen | Hol | 22 | 10 | 10 | 0.0049915 | 1.2666 | 1.0628 | 0.5019 | 0.52281 | 0.49206 |  |  | 0 | 0 | 0 | 0 | 0 |  |  | 0.72324 | 0.60691 | 0.2866 | 0.29854 | 0.28098 |  |  | 0 | 0 | 0 | 0 | 0 |  |  | 0 | 0 | 0 | 0 | 0 |  |  | 0 | 0 | 0 | 0 | 0 |  |  | 0 | 0 | 0 | 0 | 0 |  |  | 0 | 0 | 0 | 0 | 0 |  |  | Hotel (public) Kitchen ILit Hol | Hotel (public) Kitchen ILit all | 3216 | 23 | 80 | 11.44 | 0.74333 | 0.25 | 0.24 | 0.23 | 0.23 | 0.24 | 0.26 | 0.33 | 0.41 | 0.5 | 0.6 | 0.7 | 0.71 | 0.75 | 0.8 | 0.78 | 0.75 | 0.7 | 0.61 | 0.5 | 0.46 | 0.4 | 0.39 | 0.31 | 0.29 | 0.035088 | 0.017544 | 0 | 0 | 0.017544 | 0.052632 | 0.17544 | 0.31579 | 0.47368 | 0.64912 | 0.82456 | 0.84211 | 0.91228 | 1 | 0.96491 | 0.91228 | 0.82456 | 0.66667 | 0.47368 | 0.40351 | 0.29825 | 0.2807 | 0.14035 | 0.10526 | 0 | 0 | 0 | 0 | 0 | 0 | 0 | 0 | 0 | 0 | 0 | 0 | 0 | 0 | 0 | 0 | 0 | 0 | 0 | 0 | 0 | 0 | 0 | 0 | 0 | 0 | 0 | 0 | 0 | 0 |  | 0.055694 | 0.05614 | 0.053827 | 0.055671 | 0.057898 | 0.036945 | 0.037241 | 0.035707 | 0.03693 | 0.038407 | 0.042403 | 0.042743 | 0.040982 | 0.042386 | 0.044081 | 0.099201 | 0.099922 | 0.095789 | 0.099071 | 0.1032 | Lodging - Hotel - Kitchen and Food Preparation - Hol | 14 | 9 | 16 | 48.4 | 66 | 0 | 0 | 48.4 | 66 | 0 | 0 | 4.84 | 6.6 | 0 | 0 | 0 | 0 | 0 | 0 | 0 | 0 | 0.5 | 0.6 | 0.7 | 0.71 | 0.75 | 0.8 | 0.78 | 0 | 0 | 0 | 0 | 0 | 0 | 0 | 0 | 0
924 | 9 | 24 | 15 | 4 |  |  | Lodging - Hotel - Kitchen and Food Preparation | Lodging - Hotel - Kitchen and Food Preparation | Lodging - Hotel | Kitchen and Food Preparation | Lodging - Hotel - Kitchen and Food Preparation |  | Lodging - Hotel | Lodging - Hotel - Kitchen and Food Preparation | Hotel (public) Kitchen | all | 6 | 251 | 251 | 0.0049915 | 1.2666 | 1.0628 | 0.5019 | 0.52281 | 0.49206 |  |  | 0.006322 | 0.0053052 | 0.0025052 | 0.0026096 | 0.0024561 |  |  | 18.1532 | 15.2335 | 7.1936 | 7.4933 | 7.0525 |  |  | 0.0046993 | 0.0039435 | 0.0018622 | 0.0019398 | 0.0018257 |  |  | 4175.6 | 4175.6 | 4175.6 | 4175.6 | 4175.6 |  |  | 0 | 0 | 0 | 0 | 0 |  |  | 0.74333 | 0.74333 | 0.74333 | 0.74333 | 0.74333 |  |  | 0 | 0 | 0 | 0 | 0 |  |  | Hotel (public) Kitchen ILit all | Hotel (public) Kitchen ILit all | 3215 | 23 | 80 | 11.44 | 0.74333 | 0.25 | 0.24 | 0.23 | 0.23 | 0.24 | 0.26 | 0.33 | 0.41 | 0.5 | 0.6 | 0.7 | 0.71 | 0.75 | 0.8 | 0.78 | 0.75 | 0.7 | 0.61 | 0.5 | 0.46 | 0.4 | 0.39 | 0.31 | 0.29 | 0.035088 | 0.017544 | 0 | 0 | 0.017544 | 0.052632 | 0.17544 | 0.31579 | 0.47368 | 0.64912 | 0.82456 | 0.84211 | 0.91228 | 1 | 0.96491 | 0.91228 | 0.82456 | 0.66667 | 0.47368 | 0.40351 | 0.29825 | 0.2807 | 0.14035 | 0.10526 | 0 | 0 | 0 | 0 | 0 | 0 | 0 | 0 | 0 | 0 | 0 | 0 | 0 | 0 | 0 | 0 | 0 | 0 | 0 | 0 | 0 | 0 | 0 | 0 | 0 | 0 | 0 | 0 | 0 | 0 |  | 0.055694 | 0.05614 | 0.053827 | 0.055671 | 0.057898 | 0.036945 | 0.037241 | 0.035707 | 0.03693 | 0.038407 | 0.042403 | 0.042743 | 0.040982 | 0.042386 | 0.044081 | 0.099201 | 0.099922 | 0.095789 | 0.099071 | 0.1032 | Lodging - Hotel - Kitchen and Food Preparation - all | 16 | 9 | 21 | 1972.86 | 898.58 | 1972.86 | 898.58 | 0 | 0 | 7.86 | 3.58 | 0 | 0 | 0 | 0 | 0 | 0 | 0 | 0 | 0 | 0 | 0.5 | 0.6 | 0.7 | 0.71 | 0.75 | 0.8 | 0.78 | 0.75 | 0.7 | 0.61 | 0.5 | 0.46 | 0 | 0 | 0 | 0
925 | 9 | 25 | 12 | 1 |  |  |  |  | Lodging - Hotel | Laundry | Lodging - Hotel - Laundry |  | Lodging - Hotel | Lodging - Hotel - Laundry | Hotel (public) Facilities | Sat | 22 | 52 | 52 | 0.020541 | 0.53585 | 0.44285 | 0.26571 | 0.27678 | 0.27678 |  |  | 0 | 0 | 0 | 0 | 0 |  |  | 7.0859 | 5.8561 | 3.5137 | 3.6601 | 3.6601 |  |  | 0 | 0 | 0 | 0 | 0 |  |  | 0 | 0 | 0 | 0 | 0 |  |  | 0 | 0 | 0 | 0 | 0 |  |  | 0 | 0 | 0 | 0 | 0 |  |  | 0 | 0 | 0 | 0 | 0 |  |  | Hotel (public) Facilities ILit Sat | Hotel (public) Facilities ILit all | 3204 | 28 | 80 | 12.38 | 0.74 | 0.32 | 0.31 | 0.28 | 0.28 | 0.3 | 0.31 | 0.35 | 0.43 | 0.5 | 0.57 | 0.68 | 0.71 | 0.76 | 0.8 | 0.77 | 0.76 | 0.69 | 0.67 | 0.57 | 0.57 | 0.5 | 0.49 | 0.39 | 0.37 | 0.076923 | 0.057692 | 0 | 0 | 0.038462 | 0.057692 | 0.13462 | 0.28846 | 0.42308 | 0.55769 | 0.76923 | 0.82692 | 0.92308 | 1 | 0.94231 | 0.92308 | 0.78846 | 0.75 | 0.55769 | 0.55769 | 0.42308 | 0.40385 | 0.21154 | 0.17308 | 0 | 0 | 0 | 0 | 0 | 0 | 0 | 0 | 0 | 0 | 0 | 0 | 0 | 0 | 0 | 0 | 0 | 0 | 0 | 0 | 0 | 0 | 0 | 0 | 0 | 0 | 0 | 0 | 0 | 0 |  | 0.055694 | 0.05614 | 0.053827 | 0.055671 | 0.057898 | 0.036945 | 0.037241 | 0.035707 | 0.03693 | 0.038407 | 0.042403 | 0.042743 | 0.040982 | 0.042386 | 0.044081 | 0.099201 | 0.099922 | 0.095789 | 0.099071 | 0.1032 | Lodging - Hotel - Laundry - Sat | 10 | 9 | 16 | 249.08 | 394.68 | 0 | 0 | 249.08 | 394.68 | 0 | 0 | 4.79 | 7.59 | 0 | 0 | 0 | 0 | 0 | 0 | 0 | 0 | 0.5 | 0.57 | 0.68 | 0.71 | 0.76 | 0.8 | 0.77 | 0 | 0 | 0 | 0 | 0 | 0 | 0 | 0 | 0
926 | 9 | 26 | 13 | 2 |  |  |  |  | Lodging - Hotel | Laundry | Lodging - Hotel - Laundry |  | Lodging - Hotel | Lodging - Hotel - Laundry | Hotel (public) Facilities | Sun | 6 | 52 | 52 | 0.020541 | 0.53585 | 0.44285 | 0.26571 | 0.27678 | 0.27678 |  |  | 0 | 0 | 0 | 0 | 0 |  |  | 7.0859 | 5.8561 | 3.5137 | 3.6601 | 3.6601 |  |  | 0 | 0 | 0 | 0 | 0 |  |  | 0 | 0 | 0 | 0 | 0 |  |  | 0 | 0 | 0 | 0 | 0 |  |  | 0 | 0 | 0 | 0 | 0 |  |  | 0 | 0 | 0 | 0 | 0 |  |  | Hotel (public) Facilities ILit Sun | Hotel (public) Facilities ILit all | 3204 | 28 | 80 | 12.38 | 0.74 | 0.32 | 0.31 | 0.28 | 0.28 | 0.3 | 0.31 | 0.35 | 0.43 | 0.5 | 0.57 | 0.68 | 0.71 | 0.76 | 0.8 | 0.77 | 0.76 | 0.69 | 0.67 | 0.57 | 0.57 | 0.5 | 0.49 | 0.39 | 0.37 | 0.076923 | 0.057692 | 0 | 0 | 0.038462 | 0.057692 | 0.13462 | 0.28846 | 0.42308 | 0.55769 | 0.76923 | 0.82692 | 0.92308 | 1 | 0.94231 | 0.92308 | 0.78846 | 0.75 | 0.55769 | 0.55769 | 0.42308 | 0.40385 | 0.21154 | 0.17308 | 0 | 0 | 0 | 0 | 0 | 0 | 0 | 0 | 0 | 0 | 0 | 0 | 0 | 0 | 0 | 0 | 0 | 0 | 0 | 0 | 0 | 0 | 0 | 0 | 0 | 0 | 0 | 0 | 0 | 0 |  | 0.055694 | 0.05614 | 0.053827 | 0.055671 | 0.057898 | 0.036945 | 0.037241 | 0.035707 | 0.03693 | 0.038407 | 0.042403 | 0.042743 | 0.040982 | 0.042386 | 0.044081 | 0.099201 | 0.099922 | 0.095789 | 0.099071 | 0.1032 | Lodging - Hotel - Laundry - Sun | 12 | 9 | 16 | 249.08 | 394.68 | 0 | 0 | 249.08 | 394.68 | 0 | 0 | 4.79 | 7.59 | 0 | 0 | 0 | 0 | 0 | 0 | 0 | 0 | 0.5 | 0.57 | 0.68 | 0.71 | 0.76 | 0.8 | 0.77 | 0 | 0 | 0 | 0 | 0 | 0 | 0 | 0 | 0
927 | 9 | 27 | 14 | 3 |  |  |  |  | Lodging - Hotel | Laundry | Lodging - Hotel - Laundry |  | Lodging - Hotel | Lodging - Hotel - Laundry | Hotel (public) Facilities | Hol | 22 | 10 | 10 | 0.020541 | 0.53585 | 0.44285 | 0.26571 | 0.27678 | 0.27678 |  |  | 0 | 0 | 0 | 0 | 0 |  |  | 1.3627 | 1.1262 | 0.6757 | 0.70386 | 0.70386 |  |  | 0 | 0 | 0 | 0 | 0 |  |  | 0 | 0 | 0 | 0 | 0 |  |  | 0 | 0 | 0 | 0 | 0 |  |  | 0 | 0 | 0 | 0 | 0 |  |  | 0 | 0 | 0 | 0 | 0 |  |  | Hotel (public) Facilities ILit Hol | Hotel (public) Facilities ILit all | 3204 | 28 | 80 | 12.38 | 0.74 | 0.32 | 0.31 | 0.28 | 0.28 | 0.3 | 0.31 | 0.35 | 0.43 | 0.5 | 0.57 | 0.68 | 0.71 | 0.76 | 0.8 | 0.77 | 0.76 | 0.69 | 0.67 | 0.57 | 0.57 | 0.5 | 0.49 | 0.39 | 0.37 | 0.076923 | 0.057692 | 0 | 0 | 0.038462 | 0.057692 | 0.13462 | 0.28846 | 0.42308 | 0.55769 | 0.76923 | 0.82692 | 0.92308 | 1 | 0.94231 | 0.92308 | 0.78846 | 0.75 | 0.55769 | 0.55769 | 0.42308 | 0.40385 | 0.21154 | 0.17308 | 0 | 0 | 0 | 0 | 0 | 0 | 0 | 0 | 0 | 0 | 0 | 0 | 0 | 0 | 0 | 0 | 0 | 0 | 0 | 0 | 0 | 0 | 0 | 0 | 0 | 0 | 0 | 0 | 0 | 0 |  | 0.055694 | 0.05614 | 0.053827 | 0.055671 | 0.057898 | 0.036945 | 0.037241 | 0.035707 | 0.03693 | 0.038407 | 0.042403 | 0.042743 | 0.040982 | 0.042386 | 0.044081 | 0.099201 | 0.099922 | 0.095789 | 0.099071 | 0.1032 | Lodging - Hotel - Laundry - Hol | 14 | 9 | 16 | 47.9 | 75.9 | 0 | 0 | 47.9 | 75.9 | 0 | 0 | 4.79 | 7.59 | 0 | 0 | 0 | 0 | 0 | 0 | 0 | 0 | 0.5 | 0.57 | 0.68 | 0.71 | 0.76 | 0.8 | 0.77 | 0 | 0 | 0 | 0 | 0 | 0 | 0 | 0 | 0
928 | 9 | 28 | 15 | 4 |  |  | Lodging - Hotel - Laundry | Lodging - Hotel - Laundry | Lodging - Hotel | Laundry | Lodging - Hotel - Laundry |  | Lodging - Hotel | Lodging - Hotel - Laundry | Hotel (public) Facilities | all | 6 | 251 | 251 | 0.020541 | 0.53585 | 0.44285 | 0.26571 | 0.27678 | 0.27678 |  |  | 0.011007 | 0.0090967 | 0.005458 | 0.0056854 | 0.0056854 |  |  | 34.2029 | 28.2669 | 16.9601 | 17.6668 | 17.6668 |  |  | 0.0081452 | 0.0067316 | 0.0040389 | 0.0042072 | 0.0042072 |  |  | 4518.7 | 4518.7 | 4518.7 | 4518.7 | 4518.7 |  |  | 0 | 0 | 0 | 0 | 0 |  |  | 0.74 | 0.74 | 0.74 | 0.74 | 0.74 |  |  | 0 | 0 | 0 | 0 | 0 |  |  | Hotel (public) Facilities ILit all | Hotel (public) Facilities ILit all | 3203 | 28 | 80 | 12.38 | 0.74 | 0.32 | 0.31 | 0.28 | 0.28 | 0.3 | 0.31 | 0.35 | 0.43 | 0.5 | 0.57 | 0.68 | 0.71 | 0.76 | 0.8 | 0.77 | 0.76 | 0.69 | 0.67 | 0.57 | 0.57 | 0.5 | 0.49 | 0.39 | 0.37 | 0.076923 | 0.057692 | 0 | 0 | 0.038462 | 0.057692 | 0.13462 | 0.28846 | 0.42308 | 0.55769 | 0.76923 | 0.82692 | 0.92308 | 1 | 0.94231 | 0.92308 | 0.78846 | 0.75 | 0.55769 | 0.55769 | 0.42308 | 0.40385 | 0.21154 | 0.17308 | 0 | 0 | 0 | 0 | 0 | 0 | 0 | 0 | 0 | 0 | 0 | 0 | 0 | 0 | 0 | 0 | 0 | 0 | 0 | 0 | 0 | 0 | 0 | 0 | 0 | 0 | 0 | 0 | 0 | 0 |  | 0.055694 | 0.05614 | 0.053827 | 0.055671 | 0.057898 | 0.036945 | 0.037241 | 0.035707 | 0.03693 | 0.038407 | 0.042403 | 0.042743 | 0.040982 | 0.042386 | 0.044081 | 0.099201 | 0.099922 | 0.095789 | 0.099071 | 0.1032 | Lodging - Hotel - Laundry - all | 16 | 9 | 21 | 2020.55 | 1086.83 | 2020.55 | 1086.83 | 0 | 0 | 8.05 | 4.33 | 0 | 0 | 0 | 0 | 0 | 0 | 0 | 0 | 0 | 0 | 0.5 | 0.57 | 0.68 | 0.71 | 0.76 | 0.8 | 0.77 | 0.76 | 0.69 | 0.67 | 0.57 | 0.57 | 0 | 0 | 0 | 0
929 | 9 | 29 | 12 | 1 |  |  |  |  | Lodging - Hotel | Lobby (Hotel) | Lodging - Hotel - Lobby (Hotel) |  | Lodging - Hotel | Lodging - Hotel - Lobby (Hotel) | Hotel (public) Lobby | Sat | 22 | 52 | 52 | 0.041085 | 0.90932 | 0.64951 | 0.64951 | 0.52281 | 0.33829 |  |  | 0 | 0 | 0 | 0 | 0 |  |  | 46.6251 | 33.3036 | 33.3036 | 26.8069 | 17.3456 |  |  | 0 | 0 | 0 | 0 | 0 |  |  | 0 | 0 | 0 | 0 | 0 |  |  | 0 | 0 | 0 | 0 | 0 |  |  | 0 | 0 | 0 | 0 | 0 |  |  | 0 | 0 | 0 | 0 | 0 |  |  | Hotel (public) Lobby ILit Sat | Hotel (public) Lobby ILit all | 2 | 100 | 100 | 24 | 1 | [24 empty] | 0 | 0 | 0 | 0 | 0 | 0 | 0 | 0 | 0 | 0 | 0 | 0 | 0 | 0 | 0 | 0 | 0 | 0 | 0 | 0 | 0 | 0 | 0 | 0 | 0 | 0 | 0 | 0 | 0 | 0 | 0 | 0 | 0 | 0 | 0 | 0 | 0 | 0 | 0 | 0 | 0 | 0 | 0 | 0 | 0 | 0 | 0 | 0 | 0 | 0 | 0 | 0 | 0 | 0 |  | 0.055694 | 0.05614 | 0.053827 | 0.055671 | 0.057898 | 0.036945 | 0.037241 | 0.035707 | 0.03693 | 0.038407 | 0.042403 | 0.042743 | 0.040982 | 0.042386 | 0.044081 | 0.099201 | 0.099922 | 0.095789 | 0.099071 | 0.1032 | Lodging - Hotel - Lobby (Hotel) - Sat | 10 | 9 | 16 | 364 | 884 | 0 | 0 | 364 | 884 | 0 | 0 | 7 | 17 | 0 | 0 | 0 | 0 | 0 | 0 | 0 | 0 | 1 | 1 | 1 | 1 | 1 | 1 | 1 | 0 | 0 | 0 | 0 | 0 | 0 | 0 | 0 | 0 | bar: 1 to 24
930 | 9 | 30 | 13 | 2 |  |  |  |  | Lodging - Hotel | Lobby (Hotel) | Lodging - Hotel - Lobby (Hotel) |  | Lodging - Hotel | Lodging - Hotel - Lobby (Hotel) | Hotel (public) Lobby | Sun | 6 | 52 | 52 | 0.041085 | 0.90932 | 0.64951 | 0.64951 | 0.52281 | 0.33829 |  |  | 0 | 0 | 0 | 0 | 0 |  |  | 46.6251 | 33.3036 | 33.3036 | 26.8069 | 17.3456 |  |  | 0 | 0 | 0 | 0 | 0 |  |  | 0 | 0 | 0 | 0 | 0 |  |  | 0 | 0 | 0 | 0 | 0 |  |  | 0 | 0 | 0 | 0 | 0 |  |  | 0 | 0 | 0 | 0 | 0 |  |  | Hotel (public) Lobby ILit Sun | Hotel (public) Lobby ILit all | 2 | 100 | 100 | 24 | 1 | [24 empty] | 0 | 0 | 0 | 0 | 0 | 0 | 0 | 0 | 0 | 0 | 0 | 0 | 0 | 0 | 0 | 0 | 0 | 0 | 0 | 0 | 0 | 0 | 0 | 0 | 0 | 0 | 0 | 0 | 0 | 0 | 0 | 0 | 0 | 0 | 0 | 0 | 0 | 0 | 0 | 0 | 0 | 0 | 0 | 0 | 0 | 0 | 0 | 0 | 0 | 0 | 0 | 0 | 0 | 0 |  | 0.055694 | 0.05614 | 0.053827 | 0.055671 | 0.057898 | 0.036945 | 0.037241 | 0.035707 | 0.03693 | 0.038407 | 0.042403 | 0.042743 | 0.040982 | 0.042386 | 0.044081 | 0.099201 | 0.099922 | 0.095789 | 0.099071 | 0.1032 | Lodging - Hotel - Lobby (Hotel) - Sun | 12 | 9 | 16 | 364 | 884 | 0 | 0 | 364 | 884 | 0 | 0 | 7 | 17 | 0 | 0 | 0 | 0 | 0 | 0 | 0 | 0 | 1 | 1 | 1 | 1 | 1 | 1 | 1 | 0 | 0 | 0 | 0 | 0 | 0 | 0 | 0 | 0 | bar: 1 to 24
931 | 9 | 31 | 14 | 3 |  |  |  |  | Lodging - Hotel | Lobby (Hotel) | Lodging - Hotel - Lobby (Hotel) |  | Lodging - Hotel | Lodging - Hotel - Lobby (Hotel) | Hotel (public) Lobby | Hol | 22 | 10 | 10 | 0.041085 | 0.90932 | 0.64951 | 0.64951 | 0.52281 | 0.33829 |  |  | 0 | 0 | 0 | 0 | 0 |  |  | 8.9664 | 6.4045 | 6.4045 | 5.1552 | 3.3357 |  |  | 0 | 0 | 0 | 0 | 0 |  |  | 0 | 0 | 0 | 0 | 0 |  |  | 0 | 0 | 0 | 0 | 0 |  |  | 0 | 0 | 0 | 0 | 0 |  |  | 0 | 0 | 0 | 0 | 0 |  |  | Hotel (public) Lobby ILit Hol | Hotel (public) Lobby ILit all | 2 | 100 | 100 | 24 | 1 | [24 empty] | 0 | 0 | 0 | 0 | 0 | 0 | 0 | 0 | 0 | 0 | 0 | 0 | 0 | 0 | 0 | 0 | 0 | 0 | 0 | 0 | 0 | 0 | 0 | 0 | 0 | 0 | 0 | 0 | 0 | 0 | 0 | 0 | 0 | 0 | 0 | 0 | 0 | 0 | 0 | 0 | 0 | 0 | 0 | 0 | 0 | 0 | 0 | 0 | 0 | 0 | 0 | 0 | 0 | 0 |  | 0.055694 | 0.05614 | 0.053827 | 0.055671 | 0.057898 | 0.036945 | 0.037241 | 0.035707 | 0.03693 | 0.038407 | 0.042403 | 0.042743 | 0.040982 | 0.042386 | 0.044081 | 0.099201 | 0.099922 | 0.095789 | 0.099071 | 0.1032 | Lodging - Hotel - Lobby (Hotel) - Hol | 14 | 9 | 16 | 70 | 170 | 0 | 0 | 70 | 170 | 0 | 0 | 7 | 17 | 0 | 0 | 0 | 0 | 0 | 0 | 0 | 0 | 1 | 1 | 1 | 1 | 1 | 1 | 1 | 0 | 0 | 0 | 0 | 0 | 0 | 0 | 0 | 0 | bar: 1 to 24
932 | 9 | 32 | 15 | 4 |  |  | Lodging - Hotel - Lobby (Hotel) | Lodging - Hotel - Lobby (Hotel) | Lodging - Hotel | Lobby (Hotel) | Lodging - Hotel - Lobby (Hotel) |  | Lodging - Hotel | Lodging - Hotel - Lobby (Hotel) | Hotel (public) Lobby | all | 6 | 251 | 251 | 0.041085 | 0.90932 | 0.64951 | 0.64951 | 0.52281 | 0.33829 |  |  | 0.03736 | 0.026686 | 0.026686 | 0.02148 | 0.013899 |  |  | 225.0555 | 160.754 | 160.754 | 129.3948 | 83.726 |  |  | 0.03736 | 0.026686 | 0.026686 | 0.02148 | 0.013899 |  |  | 8760 | 8760 | 8760 | 8760 | 8760 |  |  | 0 | 0 | 0 | 0 | 0 |  |  | 1 | 1 | 1 | 1 | 1 |  |  | 0 | 0 | 0 | 0 | 0 |  |  | Hotel (public) Lobby ILit all | Hotel (public) Lobby ILit all | 2 | 100 | 100 | 24 | 1 | [24 empty] | 0 | 0 | 0 | 0 | 0 | 0 | 0 | 0 | 0 | 0 | 0 | 0 | 0 | 0 | 0 | 0 | 0 | 0 | 0 | 0 | 0 | 0 | 0 | 0 | 0 | 0 | 0 | 0 | 0 | 0 | 0 | 0 | 0 | 0 | 0 | 0 | 0 | 0 | 0 | 0 | 0 | 0 | 0 | 0 | 0 | 0 | 0 | 0 | 0 | 0 | 0 | 0 | 0 | 0 |  | 0.055694 | 0.05614 | 0.053827 | 0.055671 | 0.057898 | 0.036945 | 0.037241 | 0.035707 | 0.03693 | 0.038407 | 0.042403 | 0.042743 | 0.040982 | 0.042386 | 0.044081 | 0.099201 | 0.099922 | 0.095789 | 0.099071 | 0.1032 | Lodging - Hotel - Lobby (Hotel) - all | 16 | 9 | 21 | 3012 | 3012 | 3012 | 3012 | 0 | 0 | 12 | 12 | 0 | 0 | 0 | 0 | 0 | 0 | 0 | 0 | 0 | 0 | 1 | 1 | 1 | 1 | 1 | 1 | 1 | 1 | 1 | 1 | 1 | 1 | 0 | 0 | 0 | 0 | bar: 1 to 24
933 | 9 | 33 | 12 | 1 |  |  |  |  | Lodging - Hotel | Office (General) | Lodging - Hotel - Office (General) |  | Lodging - Hotel | Lodging - Hotel - Office (General) | Hotel (public) Admin | Sat | 22 | 52 | 52 | 0.020541 | 0.64951 | 0.53142 | 0.3838 | 0.3998 | 0.36904 |  |  | 0 | 0 | 0 | 0 | 0 |  |  | 9.0884 | 7.436 | 5.3704 | 5.5942 | 5.1639 |  |  | 0 | 0 | 0 | 0 | 0 |  |  | 0 | 0 | 0 | 0 | 0 |  |  | 0 | 0 | 0 | 0 | 0 |  |  | 0 | 0 | 0 | 0 | 0 |  |  | 0 | 0 | 0 | 0 | 0 |  |  | Hotel (public) Admin ILit Sat | Hotel (public) Admin ILit all | 3210 | 30 | 80 | 13.1 | 0.8 | 0.3 | 0.3 | 0.3 | 0.3 | 0.3 | 0.3 | 0.4 | 0.8 | 0.8 | 0.8 | 0.8 | 0.6 | 0.8 | 0.8 | 0.8 | 0.8 | 0.8 | 0.8 | 0.7 | 0.4 | 0.3 | 0.3 | 0.3 | 0.3 | 0 | 0 | 0 | 0 | 0 | 0 | 0.2 | 1 | 1 | 1 | 1 | 0.6 | 1 | 1 | 1 | 1 | 1 | 1 | 0.8 | 0.2 | 0 | 0 | 0 | 0 | 16 | 0 | 0.20792 | 0.079208 | 0.049505 | 0 | 0 | 0 | 0 | 0 | 0 | 0 | 0 | 0 | 0 | 0 | 0 | 0 | 0 | 0 | 0 | 0 | 0 | 0 | 0 | 0 | 0 | 0 | 0 | 0 |  | 0.055694 | 0.05614 | 0.053827 | 0.055671 | 0.057898 | 0.036945 | 0.037241 | 0.035707 | 0.03693 | 0.038407 | 0.042403 | 0.042743 | 0.040982 | 0.042386 | 0.044081 | 0.099201 | 0.099922 | 0.095789 | 0.099071 | 0.1032 | Lodging - Hotel - Office (General) - Sat | 10 | 9 | 16 | 280.8 | 400.4 | 0 | 0 | 280.8 | 400.4 | 0 | 0 | 5.4 | 7.7 | 0 | 0 | 0 | 0 | 0 | 0 | 0 | 0 | 0.8 | 0.8 | 0.8 | 0.6 | 0.8 | 0.8 | 0.8 | 0 | 0 | 0 | 0 | 0 | 0 | 0 | 0 | 0
934 | 9 | 34 | 13 | 2 |  |  |  |  | Lodging - Hotel | Office (General) | Lodging - Hotel - Office (General) |  | Lodging - Hotel | Lodging - Hotel - Office (General) | Hotel (public) Admin | Sun | 6 | 52 | 52 | 0.020541 | 0.64951 | 0.53142 | 0.3838 | 0.3998 | 0.36904 |  |  | 0 | 0 | 0 | 0 | 0 |  |  | 9.0884 | 7.436 | 5.3704 | 5.5942 | 5.1639 |  |  | 0 | 0 | 0 | 0 | 0 |  |  | 0 | 0 | 0 | 0 | 0 |  |  | 0 | 0 | 0 | 0 | 0 |  |  | 0 | 0 | 0 | 0 | 0 |  |  | 0 | 0 | 0 | 0 | 0 |  |  | Hotel (public) Admin ILit Sun | Hotel (public) Admin ILit all | 3210 | 30 | 80 | 13.1 | 0.8 | 0.3 | 0.3 | 0.3 | 0.3 | 0.3 | 0.3 | 0.4 | 0.8 | 0.8 | 0.8 | 0.8 | 0.6 | 0.8 | 0.8 | 0.8 | 0.8 | 0.8 | 0.8 | 0.7 | 0.4 | 0.3 | 0.3 | 0.3 | 0.3 | 0 | 0 | 0 | 0 | 0 | 0 | 0.2 | 1 | 1 | 1 | 1 | 0.6 | 1 | 1 | 1 | 1 | 1 | 1 | 0.8 | 0.2 | 0 | 0 | 0 | 0 | 16 | 0 | 0.20792 | 0.079208 | 0.049505 | 0 | 0 | 0 | 0 | 0 | 0 | 0 | 0 | 0 | 0 | 0 | 0 | 0 | 0 | 0 | 0 | 0 | 0 | 0 | 0 | 0 | 0 | 0 | 0 | 0 |  | 0.055694 | 0.05614 | 0.053827 | 0.055671 | 0.057898 | 0.036945 | 0.037241 | 0.035707 | 0.03693 | 0.038407 | 0.042403 | 0.042743 | 0.040982 | 0.042386 | 0.044081 | 0.099201 | 0.099922 | 0.095789 | 0.099071 | 0.1032 | Lodging - Hotel - Office (General) - Sun | 12 | 9 | 16 | 280.8 | 400.4 | 0 | 0 | 280.8 | 400.4 | 0 | 0 | 5.4 | 7.7 | 0 | 0 | 0 | 0 | 0 | 0 | 0 | 0 | 0.8 | 0.8 | 0.8 | 0.6 | 0.8 | 0.8 | 0.8 | 0 | 0 | 0 | 0 | 0 | 0 | 0 | 0 | 0
935 | 9 | 35 | 14 | 3 |  |  |  |  | Lodging - Hotel | Office (General) | Lodging - Hotel - Office (General) |  | Lodging - Hotel | Lodging - Hotel - Office (General) | Hotel (public) Admin | Hol | 22 | 10 | 10 | 0.020541 | 0.64951 | 0.53142 | 0.3838 | 0.3998 | 0.36904 |  |  | 0 | 0 | 0 | 0 | 0 |  |  | 1.7478 | 1.43 | 1.0328 | 1.0758 | 0.99306 |  |  | 0 | 0 | 0 | 0 | 0 |  |  | 0 | 0 | 0 | 0 | 0 |  |  | 0 | 0 | 0 | 0 | 0 |  |  | 0 | 0 | 0 | 0 | 0 |  |  | 0 | 0 | 0 | 0 | 0 |  |  | Hotel (public) Admin ILit Hol | Hotel (public) Admin ILit all | 3210 | 30 | 80 | 13.1 | 0.8 | 0.3 | 0.3 | 0.3 | 0.3 | 0.3 | 0.3 | 0.4 | 0.8 | 0.8 | 0.8 | 0.8 | 0.6 | 0.8 | 0.8 | 0.8 | 0.8 | 0.8 | 0.8 | 0.7 | 0.4 | 0.3 | 0.3 | 0.3 | 0.3 | 0 | 0 | 0 | 0 | 0 | 0 | 0.2 | 1 | 1 | 1 | 1 | 0.6 | 1 | 1 | 1 | 1 | 1 | 1 | 0.8 | 0.2 | 0 | 0 | 0 | 0 | 16 | 0 | 0.20792 | 0.079208 | 0.049505 | 0 | 0 | 0 | 0 | 0 | 0 | 0 | 0 | 0 | 0 | 0 | 0 | 0 | 0 | 0 | 0 | 0 | 0 | 0 | 0 | 0 | 0 | 0 | 0 | 0 |  | 0.055694 | 0.05614 | 0.053827 | 0.055671 | 0.057898 | 0.036945 | 0.037241 | 0.035707 | 0.03693 | 0.038407 | 0.042403 | 0.042743 | 0.040982 | 0.042386 | 0.044081 | 0.099201 | 0.099922 | 0.095789 | 0.099071 | 0.1032 | Lodging - Hotel - Office (General) - Hol | 14 | 9 | 16 | 54 | 77 | 0 | 0 | 54 | 77 | 0 | 0 | 5.4 | 7.7 | 0 | 0 | 0 | 0 | 0 | 0 | 0 | 0 | 0.8 | 0.8 | 0.8 | 0.6 | 0.8 | 0.8 | 0.8 | 0 | 0 | 0 | 0 | 0 | 0 | 0 | 0 | 0
936 | 9 | 36 | 15 | 4 | Lodging - Hotel | Lodging - Hotel | Lodging - Hotel - Office (General) | Lodging - Hotel - Office (General) | Lodging - Hotel | Office (General) | Lodging - Hotel - Office (General) |  | Lodging - Hotel | Lodging - Hotel - Office (General) | Hotel (public) Admin | all | 6 | 251 | 251 | 0.020541 | 0.64951 | 0.53142 | 0.3838 | 0.3998 | 0.36904 |  |  | 0.013342 | 0.010916 | 0.0078838 | 0.0082123 | 0.0075806 |  |  | 43.8692 | 35.893 | 25.9227 | 27.0028 | 24.9257 |  |  | 0.010673 | 0.0087328 | 0.006307 | 0.0065698 | 0.0060645 |  |  | 4781.5 | 4781.5 | 4781.5 | 4781.5 | 4781.5 |  |  | 5897.922 | 5768.8061 | 5745.8952 | 5642.628 | 5513.6743 |  |  | 0.8 | 0.8 | 0.8 | 0.8 | 0.8 |  |  | 0.68172 | 0.66422 | 0.64825 | 0.6362 | 0.61976 |  |  | Hotel (public) Admin ILit all | Hotel (public) Admin ILit all | 3209 | 30 | 80 | 13.1 | 0.8 | 0.3 | 0.3 | 0.3 | 0.3 | 0.3 | 0.3 | 0.4 | 0.8 | 0.8 | 0.8 | 0.8 | 0.6 | 0.8 | 0.8 | 0.8 | 0.8 | 0.8 | 0.8 | 0.7 | 0.4 | 0.3 | 0.3 | 0.3 | 0.3 | 0 | 0 | 0 | 0 | 0 | 0 | 0.2 | 1 | 1 | 1 | 1 | 0.6 | 1 | 1 | 1 | 1 | 1 | 1 | 0.8 | 0.2 | 0 | 0 | 0 | 0 | 16 | 0.66337 | 0.20792 | 0.079208 | 0.049505 | 0.76136 | 0.128 | 0.084911 | 0.097455 | 0.18175 | 0.0017078 | 0.0013973 | 0.0010091 | 0.0010512 | 0.00097031 | 0.0011329 | 0.00092689 | 0.00066942 | 0.00069731 | 0.00064367 | 0.0013002 | 0.0010638 | 0.00076831 | 0.00080033 | 0.00073876 | 0.0024248 | 0.0019839 | 0.0014328 | 0.0014925 | 0.0013777 | Lodging - Hotel | 0.055694 | 0.05614 | 0.053827 | 0.055671 | 0.057898 | 0.036945 | 0.037241 | 0.035707 | 0.03693 | 0.038407 | 0.042403 | 0.042743 | 0.040982 | 0.042386 | 0.044081 | 0.099201 | 0.099922 | 0.095789 | 0.099071 | 0.1032 | Lodging - Hotel - Office (General) - all | 16 | 9 | 21 | 2233.9 | 1054.2 | 2233.9 | 1054.2 | 0 | 0 | 8.9 | 4.2 | 0 | 0 | 0 | 0 | 0 | 0 | 0 | 0 | 0 | 0 | 0.8 | 0.8 | 0.8 | 0.6 | 0.8 | 0.8 | 0.8 | 0.8 | 0.8 | 0.8 | 0.7 | 0.4 | 0 | 0 | 0 | 0
1001 | 10 | 1 | 12 | 1 |  |  |  |  | Lodging - Motel | Corridor | Lodging - Motel - Corridor |  | Lodging - Motel | Lodging - Motel - Corridor | Motel Corridor | Sat | 16 | 52 | 52 | 0.11185 | 0.33314 | 0.28091 | 0.19312 | 0.18434 | 0.18434 |  |  | 0 | 0 | 0 | 0 | 0 |  |  | 46.5023 | 39.2114 | 26.9578 | 25.7325 | 25.7325 |  |  | 0 | 0 | 0 | 0 | 0 |  |  | 0 | 0 | 0 | 0 | 0 |  |  | 0 | 0 | 0 | 0 | 0 |  |  | 0 | 0 | 0 | 0 | 0 |  |  | 0 | 0 | 0 | 0 | 0 |  |  | Motel Corridor ILit Sat | Motel Corridor ILit all | 3279 | 100 | 100 | 24 | 1 | [24 empty] | 0 | 0 | 0 | 0 | 0 | 0 | 0 | 0 | 0 | 0 | 0 | 0 | 0 | 0 | 0 | 0 | 0 | 0 | 0 | 0 | 0 | 0 | 0 | 0 | 16 | 0 | 0.20792 | 0.079208 | 0.049505 | 0 | 0 | 0 | 0 | 0 | 0 | 0 | 0 | 0 | 0 | 0 | 0 | 0 | 0 | 0 | 0 | 0 | 0 | 0 | 0 | 0 | 0 | 0 | 0 | 0 |  | 0.051055 | 0.048439 | 0.042651 | 0.042651 | 0.042218 | 0.033868 | 0.032133 | 0.028293 | 0.028293 | 0.028006 | 0.038871 | 0.036879 | 0.032473 | 0.032473 | 0.032143 | 0.10084 | 0.095867 | 0.084887 | 0.084887 | 0.084061 | Lodging - Motel - Corridor - Sat | 10 | 9 | 16 | 364 | 884 | 0 | 0 | 364 | 884 | 0 | 0 | 7 | 17 | 0 | 0 | 0 | 0 | 0 | 0 | 0 | 0 | 1 | 1 | 1 | 1 | 1 | 1 | 1 | 0 | 0 | 0 | 0 | 0 | 0 | 0 | 0 | 0 | bar: 1 to 24
1002 | 10 | 2 | 13 | 2 |  |  |  |  | Lodging - Motel | Corridor | Lodging - Motel - Corridor |  | Lodging - Motel | Lodging - Motel - Corridor | Motel Corridor | Sun | 25 | 52 | 52 | 0.11185 | 0.33314 | 0.28091 | 0.19312 | 0.18434 | 0.18434 |  |  | 0 | 0 | 0 | 0 | 0 |  |  | 46.5023 | 39.2114 | 26.9578 | 25.7325 | 25.7325 |  |  | 0 | 0 | 0 | 0 | 0 |  |  | 0 | 0 | 0 | 0 | 0 |  |  | 0 | 0 | 0 | 0 | 0 |  |  | 0 | 0 | 0 | 0 | 0 |  |  | 0 | 0 | 0 | 0 | 0 |  |  | Motel Corridor ILit Sun | Motel Corridor ILit all | 3279 | 100 | 100 | 24 | 1 | [24 empty] | 0 | 0 | 0 | 0 | 0 | 0 | 0 | 0 | 0 | 0 | 0 | 0 | 0 | 0 | 0 | 0 | 0 | 0 | 0 | 0 | 0 | 0 | 0 | 0 | 16 | 0 | 0.20792 | 0.079208 | 0.049505 | 0 | 0 | 0 | 0 | 0 | 0 | 0 | 0 | 0 | 0 | 0 | 0 | 0 | 0 | 0 | 0 | 0 | 0 | 0 | 0 | 0 | 0 | 0 | 0 | 0 |  | 0.051055 | 0.048439 | 0.042651 | 0.042651 | 0.042218 | 0.033868 | 0.032133 | 0.028293 | 0.028293 | 0.028006 | 0.038871 | 0.036879 | 0.032473 | 0.032473 | 0.032143 | 0.10084 | 0.095867 | 0.084887 | 0.084887 | 0.084061 | Lodging - Motel - Corridor - Sun | 12 | 9 | 16 | 364 | 884 | 0 | 0 | 364 | 884 | 0 | 0 | 7 | 17 | 0 | 0 | 0 | 0 | 0 | 0 | 0 | 0 | 1 | 1 | 1 | 1 | 1 | 1 | 1 | 0 | 0 | 0 | 0 | 0 | 0 | 0 | 0 | 0 | bar: 1 to 24
1003 | 10 | 3 | 14 | 3 |  |  |  |  | Lodging - Motel | Corridor | Lodging - Motel - Corridor |  | Lodging - Motel | Lodging - Motel - Corridor | Motel Corridor | Hol | 16 | 10 | 10 | 0.11185 | 0.33314 | 0.28091 | 0.19312 | 0.18434 | 0.18434 |  |  | 0 | 0 | 0 | 0 | 0 |  |  | 8.9427 | 7.5407 | 5.1842 | 4.9486 | 4.9486 |  |  | 0 | 0 | 0 | 0 | 0 |  |  | 0 | 0 | 0 | 0 | 0 |  |  | 0 | 0 | 0 | 0 | 0 |  |  | 0 | 0 | 0 | 0 | 0 |  |  | 0 | 0 | 0 | 0 | 0 |  |  | Motel Corridor ILit Hol | Motel Corridor ILit all | 3279 | 100 | 100 | 24 | 1 | [24 empty] | 0 | 0 | 0 | 0 | 0 | 0 | 0 | 0 | 0 | 0 | 0 | 0 | 0 | 0 | 0 | 0 | 0 | 0 | 0 | 0 | 0 | 0 | 0 | 0 | 16 | 0 | 0.20792 | 0.079208 | 0.049505 | 0 | 0 | 0 | 0 | 0 | 0 | 0 | 0 | 0 | 0 | 0 | 0 | 0 | 0 | 0 | 0 | 0 | 0 | 0 | 0 | 0 | 0 | 0 | 0 | 0 |  | 0.051055 | 0.048439 | 0.042651 | 0.042651 | 0.042218 | 0.033868 | 0.032133 | 0.028293 | 0.028293 | 0.028006 | 0.038871 | 0.036879 | 0.032473 | 0.032473 | 0.032143 | 0.10084 | 0.095867 | 0.084887 | 0.084887 | 0.084061 | Lodging - Motel - Corridor - Hol | 14 | 9 | 16 | 70 | 170 | 0 | 0 | 70 | 170 | 0 | 0 | 7 | 17 | 0 | 0 | 0 | 0 | 0 | 0 | 0 | 0 | 1 | 1 | 1 | 1 | 1 | 1 | 1 | 0 | 0 | 0 | 0 | 0 | 0 | 0 | 0 | 0 | bar: 1 to 24
1004 | 10 | 4 | 15 | 4 |  |  | Lodging - Motel - Corridor | Lodging - Motel - Corridor | Lodging - Motel | Corridor | Lodging - Motel - Corridor |  | Lodging - Motel | Lodging - Motel - Corridor | Motel Corridor | all | 25 | 251 | 251 | 0.11185 | 0.33314 | 0.28091 | 0.19312 | 0.18434 | 0.18434 |  |  | 0.037261 | 0.031419 | 0.021601 | 0.020619 | 0.020619 |  |  | 224.4629 | 189.2704 | 130.1234 | 124.2087 | 124.2087 |  |  | 0.037261 | 0.031419 | 0.021601 | 0.020619 | 0.020619 |  |  | 8760 | 8760 | 8760 | 8760 | 8760 |  |  | 0 | 0 | 0 | 0 | 0 |  |  | 1 | 1 | 1 | 1 | 1 |  |  | 0 | 0 | 0 | 0 | 0 |  |  | Motel Corridor ILit all | Motel Corridor ILit all | 3279 | 100 | 100 | 24 | 1 | [24 empty] | 0 | 0 | 0 | 0 | 0 | 0 | 0 | 0 | 0 | 0 | 0 | 0 | 0 | 0 | 0 | 0 | 0 | 0 | 0 | 0 | 0 | 0 | 0 | 0 | 16 | 0.66337 | 0.20792 | 0.079208 | 0.049505 | 0.76136 | 0.16 | 0.10614 | 0.12182 | 0.30869 | 0.0059618 | 0.0050271 | 0.0034561 | 0.003299 | 0.003299 | 0.0039549 | 0.0033348 | 0.0022927 | 0.0021885 | 0.0021885 | 0.0045391 | 0.0038275 | 0.0026314 | 0.0025118 | 0.0025118 | 0.011502 | 0.0096989 | 0.006668 | 0.0063649 | 0.0063649 |  | 0.051055 | 0.048439 | 0.042651 | 0.042651 | 0.042218 | 0.033868 | 0.032133 | 0.028293 | 0.028293 | 0.028006 | 0.038871 | 0.036879 | 0.032473 | 0.032473 | 0.032143 | 0.10084 | 0.095867 | 0.084887 | 0.084887 | 0.084061 | Lodging - Motel - Corridor - all | 16 | 9 | 21 | 3012 | 3012 | 3012 | 3012 | 0 | 0 | 12 | 12 | 0 | 0 | 0 | 0 | 0 | 0 | 0 | 0 | 0 | 0 | 1 | 1 | 1 | 1 | 1 | 1 | 1 | 1 | 1 | 1 | 1 | 1 | 0 | 0 | 0 | 0 | bar: 1 to 24
1005 | 10 | 5 | 12 | 1 |  |  |  |  | Lodging - Motel | Hotel/Motel Guest Room (incl. toilets) - 12hr occ | Lodging - Motel - Hotel/Motel Guest Room (incl. toilets) - 12hr occ |  | Lodging - Motel | Lodging - Motel - Hotel/Motel Guest Room (incl. toilets) - 12hr occ | Motel Rooms (12 hour occup) | Sat | 16 | 52 | 52 | 0.43163 | 0.1894 | 0.17967 | 0.1647 | 0.15721 | 0.15721 |  |  | 0 | 0 | 0 | 0 | 0 |  |  | 41.8739 | 39.7223 | 36.4121 | 34.757 | 34.757 |  |  | 0 | 0 | 0 | 0 | 0 |  |  | 0 | 0 | 0 | 0 | 0 |  |  | 0 | 0 | 0 | 0 | 0 |  |  | 0 | 0 | 0 | 0 | 0 |  |  | 0 | 0 | 0 | 0 | 0 |  |  | Motel Rooms (12 hour occup) ILit Sat | Motel Rooms (12 hour occup) ILit all | 3263 | 15 | 80 | 9.85 | 0.15 | 0.4 | 0.3 | 0.25 | 0.25 | 0.25 | 0.25 | 0.6 | 0.8 | 0.75 | 0.7 | 0.15 | 0.15 | 0.15 | 0.15 | 0.15 | 0.15 | 0.15 | 0.15 | 0.6 | 0.65 | 0.7 | 0.75 | 0.8 | 0.6 | 0.38462 | 0.23077 | 0.15385 | 0.15385 | 0.15385 | 0.15385 | 0.69231 | 1 | 0.92308 | 0.84615 | 0 | 0 | 0 | 0 | 0 | 0 | 0 | 0 | 0.69231 | 0.76923 | 0.84615 | 0.92308 | 1 | 0.69231 | 10 | 0 | 0.20792 | 0.079208 | 0.049505 | 0 | 0 | 0 | 0 | 0 | 0 | 0 | 0 | 0 | 0 | 0 | 0 | 0 | 0 | 0 | 0 | 0 | 0 | 0 | 0 | 0 | 0 | 0 | 0 | 0 |  | 0.051055 | 0.048439 | 0.042651 | 0.042651 | 0.042218 | 0.033868 | 0.032133 | 0.028293 | 0.028293 | 0.028006 | 0.038871 | 0.036879 | 0.032473 | 0.032473 | 0.032143 | 0.10084 | 0.095867 | 0.084887 | 0.084887 | 0.084061 | Lodging - Motel - Hotel/Motel Guest Room (incl. toilets) - 12hr occ - Sat | 10 | 9 | 16 | 114.4 | 397.8 | 0 | 0 | 114.4 | 397.8 | 0 | 0 | 2.2 | 7.65 | 0 | 0 | 0 | 0 | 0 | 0 | 0 | 0 | 0.75 | 0.7 | 0.15 | 0.15 | 0.15 | 0.15 | 0.15 | 0 | 0 | 0 | 0 | 0 | 0 | 0 | 0 | 0
1006 | 10 | 6 | 13 | 2 |  |  |  |  | Lodging - Motel | Hotel/Motel Guest Room (incl. toilets) - 12hr occ | Lodging - Motel - Hotel/Motel Guest Room (incl. toilets) - 12hr occ |  | Lodging - Motel | Lodging - Motel - Hotel/Motel Guest Room (incl. toilets) - 12hr occ | Motel Rooms (12 hour occup) | Sun | 25 | 52 | 52 | 0.43163 | 0.1894 | 0.17967 | 0.1647 | 0.15721 | 0.15721 |  |  | 0 | 0 | 0 | 0 | 0 |  |  | 41.8739 | 39.7223 | 36.4121 | 34.757 | 34.757 |  |  | 0 | 0 | 0 | 0 | 0 |  |  | 0 | 0 | 0 | 0 | 0 |  |  | 0 | 0 | 0 | 0 | 0 |  |  | 0 | 0 | 0 | 0 | 0 |  |  | 0 | 0 | 0 | 0 | 0 |  |  | Motel Rooms (12 hour occup) ILit Sun | Motel Rooms (12 hour occup) ILit all | 3263 | 15 | 80 | 9.85 | 0.15 | 0.4 | 0.3 | 0.25 | 0.25 | 0.25 | 0.25 | 0.6 | 0.8 | 0.75 | 0.7 | 0.15 | 0.15 | 0.15 | 0.15 | 0.15 | 0.15 | 0.15 | 0.15 | 0.6 | 0.65 | 0.7 | 0.75 | 0.8 | 0.6 | 0.38462 | 0.23077 | 0.15385 | 0.15385 | 0.15385 | 0.15385 | 0.69231 | 1 | 0.92308 | 0.84615 | 0 | 0 | 0 | 0 | 0 | 0 | 0 | 0 | 0.69231 | 0.76923 | 0.84615 | 0.92308 | 1 | 0.69231 | 10 | 0 | 0.20792 | 0.079208 | 0.049505 | 0 | 0 | 0 | 0 | 0 | 0 | 0 | 0 | 0 | 0 | 0 | 0 | 0 | 0 | 0 | 0 | 0 | 0 | 0 | 0 | 0 | 0 | 0 | 0 | 0 |  | 0.051055 | 0.048439 | 0.042651 | 0.042651 | 0.042218 | 0.033868 | 0.032133 | 0.028293 | 0.028293 | 0.028006 | 0.038871 | 0.036879 | 0.032473 | 0.032473 | 0.032143 | 0.10084 | 0.095867 | 0.084887 | 0.084887 | 0.084061 | Lodging - Motel - Hotel/Motel Guest Room (incl. toilets) - 12hr occ - Sun | 12 | 9 | 16 | 114.4 | 397.8 | 0 | 0 | 114.4 | 397.8 | 0 | 0 | 2.2 | 7.65 | 0 | 0 | 0 | 0 | 0 | 0 | 0 | 0 | 0.75 | 0.7 | 0.15 | 0.15 | 0.15 | 0.15 | 0.15 | 0 | 0 | 0 | 0 | 0 | 0 | 0 | 0 | 0
1007 | 10 | 7 | 14 | 3 |  |  |  |  | Lodging - Motel | Hotel/Motel Guest Room (incl. toilets) - 12hr occ | Lodging - Motel - Hotel/Motel Guest Room (incl. toilets) - 12hr occ |  | Lodging - Motel | Lodging - Motel - Hotel/Motel Guest Room (incl. toilets) - 12hr occ | Motel Rooms (12 hour occup) | Hol | 16 | 10 | 10 | 0.43163 | 0.1894 | 0.17967 | 0.1647 | 0.15721 | 0.15721 |  |  | 0 | 0 | 0 | 0 | 0 |  |  | 8.0527 | 7.6389 | 7.0023 | 6.684 | 6.684 |  |  | 0 | 0 | 0 | 0 | 0 |  |  | 0 | 0 | 0 | 0 | 0 |  |  | 0 | 0 | 0 | 0 | 0 |  |  | 0 | 0 | 0 | 0 | 0 |  |  | 0 | 0 | 0 | 0 | 0 |  |  | Motel Rooms (12 hour occup) ILit Hol | Motel Rooms (12 hour occup) ILit all | 3263 | 15 | 80 | 9.85 | 0.15 | 0.4 | 0.3 | 0.25 | 0.25 | 0.25 | 0.25 | 0.6 | 0.8 | 0.75 | 0.7 | 0.15 | 0.15 | 0.15 | 0.15 | 0.15 | 0.15 | 0.15 | 0.15 | 0.6 | 0.65 | 0.7 | 0.75 | 0.8 | 0.6 | 0.38462 | 0.23077 | 0.15385 | 0.15385 | 0.15385 | 0.15385 | 0.69231 | 1 | 0.92308 | 0.84615 | 0 | 0 | 0 | 0 | 0 | 0 | 0 | 0 | 0.69231 | 0.76923 | 0.84615 | 0.92308 | 1 | 0.69231 | 10 | 0 | 0.20792 | 0.079208 | 0.049505 | 0 | 0 | 0 | 0 | 0 | 0 | 0 | 0 | 0 | 0 | 0 | 0 | 0 | 0 | 0 | 0 | 0 | 0 | 0 | 0 | 0 | 0 | 0 | 0 | 0 |  | 0.051055 | 0.048439 | 0.042651 | 0.042651 | 0.042218 | 0.033868 | 0.032133 | 0.028293 | 0.028293 | 0.028006 | 0.038871 | 0.036879 | 0.032473 | 0.032473 | 0.032143 | 0.10084 | 0.095867 | 0.084887 | 0.084887 | 0.084061 | Lodging - Motel - Hotel/Motel Guest Room (incl. toilets) - 12hr occ - Hol | 14 | 9 | 16 | 22 | 76.5 | 0 | 0 | 22 | 76.5 | 0 | 0 | 2.2 | 7.65 | 0 | 0 | 0 | 0 | 0 | 0 | 0 | 0 | 0.75 | 0.7 | 0.15 | 0.15 | 0.15 | 0.15 | 0.15 | 0 | 0 | 0 | 0 | 0 | 0 | 0 | 0 | 0
1008 | 10 | 8 | 15 | 4 |  |  | Lodging - Motel - Hotel/Motel Guest Room (incl. toilets) - 12hr occ | Lodging - Motel - Hotel/Motel Guest Room (incl. toilets) - 12hr occ | Lodging - Motel | Hotel/Motel Guest Room (incl. toilets) - 12hr occ | Lodging - Motel - Hotel/Motel Guest Room (incl. toilets) - 12hr occ |  | Lodging - Motel | Lodging - Motel - Hotel/Motel Guest Room (incl. toilets) - 12hr occ | Motel Rooms (12 hour occup) | all | 25 | 251 | 251 | 0.43163 | 0.1894 | 0.17967 | 0.1647 | 0.15721 | 0.15721 |  |  | 0.081753 | 0.077552 | 0.07109 | 0.067858 | 0.067858 |  |  | 202.1221 | 191.7363 | 175.7583 | 167.7693 | 167.7693 |  |  | 0.012263 | 0.011633 | 0.010663 | 0.010179 | 0.010179 |  |  | 3595.25 | 3595.25 | 3595.25 | 3595.25 | 3595.25 |  |  | 0 | 0 | 0 | 0 | 0 |  |  | 0.15 | 0.15 | 0.15 | 0.15 | 0.15 |  |  | 0 | 0 | 0 | 0 | 0 |  |  | Motel Rooms (12 hour occup) ILit all | Motel Rooms (12 hour occup) ILit all | 3262 | 15 | 80 | 9.85 | 0.15 | 0.4 | 0.3 | 0.25 | 0.25 | 0.25 | 0.25 | 0.6 | 0.8 | 0.75 | 0.7 | 0.15 | 0.15 | 0.15 | 0.15 | 0.15 | 0.15 | 0.15 | 0.15 | 0.6 | 0.65 | 0.7 | 0.75 | 0.8 | 0.6 | 0.38462 | 0.23077 | 0.15385 | 0.15385 | 0.15385 | 0.15385 | 0.69231 | 1 | 0.92308 | 0.84615 | 0 | 0 | 0 | 0 | 0 | 0 | 0 | 0 | 0.69231 | 0.76923 | 0.84615 | 0.92308 | 1 | 0.69231 | 10 | 0.66337 | 0.20792 | 0.079208 | 0.049505 | 0.76136 | 0.015 | 0.0099505 | 0.01142 | 0.036546 | 0.0012263 | 0.0011633 | 0.0010663 | 0.0010179 | 0.0010179 | 0.00081348 | 0.00077168 | 0.00070738 | 0.00067522 | 0.00067522 | 0.00093366 | 0.00088568 | 0.00081188 | 0.00077497 | 0.00077497 | 0.0029877 | 0.0028342 | 0.002598 | 0.0024799 | 0.0024799 |  | 0.051055 | 0.048439 | 0.042651 | 0.042651 | 0.042218 | 0.033868 | 0.032133 | 0.028293 | 0.028293 | 0.028006 | 0.038871 | 0.036879 | 0.032473 | 0.032473 | 0.032143 | 0.10084 | 0.095867 | 0.084887 | 0.084887 | 0.084061 | Lodging - Motel - Hotel/Motel Guest Room (incl. toilets) - 12hr occ - all | 16 | 9 | 21 | 978.9 | 1493.45 | 978.9 | 1493.45 | 0 | 0 | 3.9 | 5.95 | 0 | 0 | 0 | 0 | 0 | 0 | 0 | 0 | 0 | 0 | 0.75 | 0.7 | 0.15 | 0.15 | 0.15 | 0.15 | 0.15 | 0.15 | 0.15 | 0.15 | 0.6 | 0.65 | 0 | 0 | 0 | 0
1009 | 10 | 9 | 12 | 1 |  |  |  |  | Lodging - Motel | Hotel/Motel Guest Room (incl. toilets) - 24hr occ | Lodging - Motel - Hotel/Motel Guest Room (incl. toilets) - 24hr occ |  | Lodging - Motel | Lodging - Motel - Hotel/Motel Guest Room (incl. toilets) - 24hr occ | Motel Rooms (24 hour occup) | Sat | 16 | 52 | 52 | 0.21604 | 0.1894 | 0.17967 | 0.1647 | 0.15721 | 0.15721 |  |  | 0 | 0 | 0 | 0 | 0 |  |  | 26.0653 | 24.726 | 22.6655 | 21.6352 | 21.6352 |  |  | 0 | 0 | 0 | 0 | 0 |  |  | 0 | 0 | 0 | 0 | 0 |  |  | 0 | 0 | 0 | 0 | 0 |  |  | 0 | 0 | 0 | 0 | 0 |  |  | 0 | 0 | 0 | 0 | 0 |  |  | Motel Rooms (24 hour occup) ILit Sat | Motel Rooms (24 hour occup) ILit all | 3269 | 25 | 80 | 12.25 | 0.45 | 0.4 | 0.3 | 0.25 | 0.25 | 0.25 | 0.25 | 0.6 | 0.8 | 0.75 | 0.7 | 0.45 | 0.45 | 0.45 | 0.45 | 0.45 | 0.45 | 0.45 | 0.45 | 0.6 | 0.65 | 0.7 | 0.75 | 0.8 | 0.6 | 0.27273 | 0.090909 | 0 | 0 | 0 | 0 | 0.63636 | 1 | 0.90909 | 0.81818 | 0.36364 | 0.36364 | 0.36364 | 0.36364 | 0.36364 | 0.36364 | 0.36364 | 0.36364 | 0.63636 | 0.72727 | 0.81818 | 0.90909 | 1 | 0.63636 | 10 | 0 | 0.20792 | 0.079208 | 0.049505 | 0 | 0 | 0 | 0 | 0 | 0 | 0 | 0 | 0 | 0 | 0 | 0 | 0 | 0 | 0 | 0 | 0 | 0 | 0 | 0 | 0 | 0 | 0 | 0 | 0 |  | 0.051055 | 0.048439 | 0.042651 | 0.042651 | 0.042218 | 0.033868 | 0.032133 | 0.028293 | 0.028293 | 0.028006 | 0.038871 | 0.036879 | 0.032473 | 0.032473 | 0.032143 | 0.10084 | 0.095867 | 0.084887 | 0.084887 | 0.084061 | Lodging - Motel - Hotel/Motel Guest Room (incl. toilets) - 24hr occ - Sat | 10 | 9 | 16 | 192.4 | 444.6 | 0 | 0 | 192.4 | 444.6 | 0 | 0 | 3.7 | 8.55 | 0 | 0 | 0 | 0 | 0 | 0 | 0 | 0 | 0.75 | 0.7 | 0.45 | 0.45 | 0.45 | 0.45 | 0.45 | 0 | 0 | 0 | 0 | 0 | 0 | 0 | 0 | 0
1010 | 10 | 10 | 13 | 2 |  |  |  |  | Lodging - Motel | Hotel/Motel Guest Room (incl. toilets) - 24hr occ | Lodging - Motel - Hotel/Motel Guest Room (incl. toilets) - 24hr occ |  | Lodging - Motel | Lodging - Motel - Hotel/Motel Guest Room (incl. toilets) - 24hr occ | Motel Rooms (24 hour occup) | Sun | 25 | 52 | 52 | 0.21604 | 0.1894 | 0.17967 | 0.1647 | 0.15721 | 0.15721 |  |  | 0 | 0 | 0 | 0 | 0 |  |  | 26.0653 | 24.726 | 22.6655 | 21.6352 | 21.6352 |  |  | 0 | 0 | 0 | 0 | 0 |  |  | 0 | 0 | 0 | 0 | 0 |  |  | 0 | 0 | 0 | 0 | 0 |  |  | 0 | 0 | 0 | 0 | 0 |  |  | 0 | 0 | 0 | 0 | 0 |  |  | Motel Rooms (24 hour occup) ILit Sun | Motel Rooms (24 hour occup) ILit all | 3269 | 25 | 80 | 12.25 | 0.45 | 0.4 | 0.3 | 0.25 | 0.25 | 0.25 | 0.25 | 0.6 | 0.8 | 0.75 | 0.7 | 0.45 | 0.45 | 0.45 | 0.45 | 0.45 | 0.45 | 0.45 | 0.45 | 0.6 | 0.65 | 0.7 | 0.75 | 0.8 | 0.6 | 0.27273 | 0.090909 | 0 | 0 | 0 | 0 | 0.63636 | 1 | 0.90909 | 0.81818 | 0.36364 | 0.36364 | 0.36364 | 0.36364 | 0.36364 | 0.36364 | 0.36364 | 0.36364 | 0.63636 | 0.72727 | 0.81818 | 0.90909 | 1 | 0.63636 | 10 | 0 | 0.20792 | 0.079208 | 0.049505 | 0 | 0 | 0 | 0 | 0 | 0 | 0 | 0 | 0 | 0 | 0 | 0 | 0 | 0 | 0 | 0 | 0 | 0 | 0 | 0 | 0 | 0 | 0 | 0 | 0 |  | 0.051055 | 0.048439 | 0.042651 | 0.042651 | 0.042218 | 0.033868 | 0.032133 | 0.028293 | 0.028293 | 0.028006 | 0.038871 | 0.036879 | 0.032473 | 0.032473 | 0.032143 | 0.10084 | 0.095867 | 0.084887 | 0.084887 | 0.084061 | Lodging - Motel - Hotel/Motel Guest Room (incl. toilets) - 24hr occ - Sun | 12 | 9 | 16 | 192.4 | 444.6 | 0 | 0 | 192.4 | 444.6 | 0 | 0 | 3.7 | 8.55 | 0 | 0 | 0 | 0 | 0 | 0 | 0 | 0 | 0.75 | 0.7 | 0.45 | 0.45 | 0.45 | 0.45 | 0.45 | 0 | 0 | 0 | 0 | 0 | 0 | 0 | 0 | 0
1011 | 10 | 11 | 14 | 3 |  |  |  |  | Lodging - Motel | Hotel/Motel Guest Room (incl. toilets) - 24hr occ | Lodging - Motel - Hotel/Motel Guest Room (incl. toilets) - 24hr occ |  | Lodging - Motel | Lodging - Motel - Hotel/Motel Guest Room (incl. toilets) - 24hr occ | Motel Rooms (24 hour occup) | Hol | 16 | 10 | 10 | 0.21604 | 0.1894 | 0.17967 | 0.1647 | 0.15721 | 0.15721 |  |  | 0 | 0 | 0 | 0 | 0 |  |  | 5.0126 | 4.755 | 4.3587 | 4.1606 | 4.1606 |  |  | 0 | 0 | 0 | 0 | 0 |  |  | 0 | 0 | 0 | 0 | 0 |  |  | 0 | 0 | 0 | 0 | 0 |  |  | 0 | 0 | 0 | 0 | 0 |  |  | 0 | 0 | 0 | 0 | 0 |  |  | Motel Rooms (24 hour occup) ILit Hol | Motel Rooms (24 hour occup) ILit all | 3269 | 25 | 80 | 12.25 | 0.45 | 0.4 | 0.3 | 0.25 | 0.25 | 0.25 | 0.25 | 0.6 | 0.8 | 0.75 | 0.7 | 0.45 | 0.45 | 0.45 | 0.45 | 0.45 | 0.45 | 0.45 | 0.45 | 0.6 | 0.65 | 0.7 | 0.75 | 0.8 | 0.6 | 0.27273 | 0.090909 | 0 | 0 | 0 | 0 | 0.63636 | 1 | 0.90909 | 0.81818 | 0.36364 | 0.36364 | 0.36364 | 0.36364 | 0.36364 | 0.36364 | 0.36364 | 0.36364 | 0.63636 | 0.72727 | 0.81818 | 0.90909 | 1 | 0.63636 | 10 | 0 | 0.20792 | 0.079208 | 0.049505 | 0 | 0 | 0 | 0 | 0 | 0 | 0 | 0 | 0 | 0 | 0 | 0 | 0 | 0 | 0 | 0 | 0 | 0 | 0 | 0 | 0 | 0 | 0 | 0 | 0 |  | 0.051055 | 0.048439 | 0.042651 | 0.042651 | 0.042218 | 0.033868 | 0.032133 | 0.028293 | 0.028293 | 0.028006 | 0.038871 | 0.036879 | 0.032473 | 0.032473 | 0.032143 | 0.10084 | 0.095867 | 0.084887 | 0.084887 | 0.084061 | Lodging - Motel - Hotel/Motel Guest Room (incl. toilets) - 24hr occ - Hol | 14 | 9 | 16 | 37 | 85.5 | 0 | 0 | 37 | 85.5 | 0 | 0 | 3.7 | 8.55 | 0 | 0 | 0 | 0 | 0 | 0 | 0 | 0 | 0.75 | 0.7 | 0.45 | 0.45 | 0.45 | 0.45 | 0.45 | 0 | 0 | 0 | 0 | 0 | 0 | 0 | 0 | 0
1012 | 10 | 12 | 15 | 4 |  |  | Lodging - Motel - Hotel/Motel Guest Room (incl. toilets) - 24hr occ | Lodging - Motel - Hotel/Motel Guest Room (incl. toilets) - 24hr occ | Lodging - Motel | Hotel/Motel Guest Room (incl. toilets) - 24hr occ | Lodging - Motel - Hotel/Motel Guest Room (incl. toilets) - 24hr occ |  | Lodging - Motel | Lodging - Motel - Hotel/Motel Guest Room (incl. toilets) - 24hr occ | Motel Rooms (24 hour occup) | all | 25 | 251 | 251 | 0.21604 | 0.1894 | 0.17967 | 0.1647 | 0.15721 | 0.15721 |  |  | 0.040919 | 0.038816 | 0.035582 | 0.033964 | 0.033964 |  |  | 125.8152 | 119.3503 | 109.4045 | 104.4315 | 104.4315 |  |  | 0.018413 | 0.017467 | 0.016012 | 0.015284 | 0.015284 |  |  | 4471.25 | 4471.25 | 4471.25 | 4471.25 | 4471.25 |  |  | 0 | 0 | 0 | 0 | 0 |  |  | 0.45 | 0.45 | 0.45 | 0.45 | 0.45 |  |  | 0 | 0 | 0 | 0 | 0 |  |  | Motel Rooms (24 hour occup) ILit all | Motel Rooms (24 hour occup) ILit all | 3268 | 25 | 80 | 12.25 | 0.45 | 0.4 | 0.3 | 0.25 | 0.25 | 0.25 | 0.25 | 0.6 | 0.8 | 0.75 | 0.7 | 0.45 | 0.45 | 0.45 | 0.45 | 0.45 | 0.45 | 0.45 | 0.45 | 0.6 | 0.65 | 0.7 | 0.75 | 0.8 | 0.6 | 0.27273 | 0.090909 | 0 | 0 | 0 | 0 | 0.63636 | 1 | 0.90909 | 0.81818 | 0.36364 | 0.36364 | 0.36364 | 0.36364 | 0.36364 | 0.36364 | 0.36364 | 0.36364 | 0.63636 | 0.72727 | 0.81818 | 0.90909 | 1 | 0.63636 | 10 | 0.66337 | 0.20792 | 0.079208 | 0.049505 | 0.76136 | 0.045 | 0.029851 | 0.034261 | 0.084407 | 0.0018413 | 0.0017467 | 0.0016012 | 0.0015284 | 0.0015284 | 0.0012215 | 0.0011587 | 0.0010622 | 0.0010139 | 0.0010139 | 0.0014019 | 0.0013299 | 0.0012191 | 0.0011637 | 0.0011637 | 0.0034539 | 0.0032764 | 0.0030033 | 0.0028668 | 0.0028668 |  | 0.051055 | 0.048439 | 0.042651 | 0.042651 | 0.042218 | 0.033868 | 0.032133 | 0.028293 | 0.028293 | 0.028006 | 0.038871 | 0.036879 | 0.032473 | 0.032473 | 0.032143 | 0.10084 | 0.095867 | 0.084887 | 0.084887 | 0.084061 | Lodging - Motel - Hotel/Motel Guest Room (incl. toilets) - 24hr occ - all | 16 | 9 | 21 | 1581.3 | 1493.45 | 1581.3 | 1493.45 | 0 | 0 | 6.3 | 5.95 | 0 | 0 | 0 | 0 | 0 | 0 | 0 | 0 | 0 | 0 | 0.75 | 0.7 | 0.45 | 0.45 | 0.45 | 0.45 | 0.45 | 0.45 | 0.45 | 0.45 | 0.6 | 0.65 | 0 | 0 | 0 | 0
1013 | 10 | 13 | 12 | 1 |  |  |  |  | Lodging - Motel | Hotel/Motel Guest Room (incl. toilets) - unocc | Lodging - Motel - Hotel/Motel Guest Room (incl. toilets) - unocc |  | Lodging - Motel | Lodging - Motel - Hotel/Motel Guest Room (incl. toilets) - unocc | Motel Rooms (unoccup) | Sat | 16 | 52 | 52 | 0.2045 | 0.1894 | 0.17967 | 0.1647 | 0.15721 | 0.15721 |  |  | 0 | 0 | 0 | 0 | 0 |  |  | 0 | 0 | 0 | 0 | 0 |  |  | 0 | 0 | 0 | 0 | 0 |  |  | 0 | 0 | 0 | 0 | 0 |  |  | 0 | 0 | 0 | 0 | 0 |  |  | 0 | 0 | 0 | 0 | 0 |  |  | 0 | 0 | 0 | 0 | 0 |  |  | Motel Rooms (unoccup) ILit Sat | Motel Rooms (unoccup) ILit all | 3257 | 0 | 0 | 0 | 0 | 0 | 0 | 0 | 0 | 0 | 0 | 0 | 0 | 0 | 0 | 0 | 0 | 0 | 0 | 0 | 0 | 0 | 0 | 0 | 0 | 0 | 0 | 0 | 0 | 0 | 0 | 0 | 0 | 0 | 0 | 0 | 0 | 0 | 0 | 0 | 0 | 0 | 0 | 0 | 0 | 0 | 0 | 0 | 0 | 0 | 0 | 0 | 0 | 10 | 0 | 0.20792 | 0.079208 | 0.049505 | 0 | 0 | 0 | 0 | 0 | 0 | 0 | 0 | 0 | 0 | 0 | 0 | 0 | 0 | 0 | 0 | 0 | 0 | 0 | 0 | 0 | 0 | 0 | 0 | 0 |  | 0.051055 | 0.048439 | 0.042651 | 0.042651 | 0.042218 | 0.033868 | 0.032133 | 0.028293 | 0.028293 | 0.028006 | 0.038871 | 0.036879 | 0.032473 | 0.032473 | 0.032143 | 0.10084 | 0.095867 | 0.084887 | 0.084887 | 0.084061 | Lodging - Motel - Hotel/Motel Guest Room (incl. toilets) - unocc - Sat | 10 | 9 | 16 | 0 | 0 | 0 | 0 | 0 | 0 | 0 | 0 | 0 | 0 | 0 | 0 | 0 | 0 | 0 | 0 | 0 | 0 | 0 | 0 | 0 | 0 | 0 | 0 | 0 | 0 | 0 | 0 | 0 | 0 | 0 | 0 | 0 | 0
1014 | 10 | 14 | 13 | 2 |  |  |  |  | Lodging - Motel | Hotel/Motel Guest Room (incl. toilets) - unocc | Lodging - Motel - Hotel/Motel Guest Room (incl. toilets) - unocc |  | Lodging - Motel | Lodging - Motel - Hotel/Motel Guest Room (incl. toilets) - unocc | Motel Rooms (unoccup) | Sun | 25 | 52 | 52 | 0.2045 | 0.1894 | 0.17967 | 0.1647 | 0.15721 | 0.15721 |  |  | 0 | 0 | 0 | 0 | 0 |  |  | 0 | 0 | 0 | 0 | 0 |  |  | 0 | 0 | 0 | 0 | 0 |  |  | 0 | 0 | 0 | 0 | 0 |  |  | 0 | 0 | 0 | 0 | 0 |  |  | 0 | 0 | 0 | 0 | 0 |  |  | 0 | 0 | 0 | 0 | 0 |  |  | Motel Rooms (unoccup) ILit Sun | Motel Rooms (unoccup) ILit all | 3257 | 0 | 0 | 0 | 0 | 0 | 0 | 0 | 0 | 0 | 0 | 0 | 0 | 0 | 0 | 0 | 0 | 0 | 0 | 0 | 0 | 0 | 0 | 0 | 0 | 0 | 0 | 0 | 0 | 0 | 0 | 0 | 0 | 0 | 0 | 0 | 0 | 0 | 0 | 0 | 0 | 0 | 0 | 0 | 0 | 0 | 0 | 0 | 0 | 0 | 0 | 0 | 0 | 10 | 0 | 0.20792 | 0.079208 | 0.049505 | 0 | 0 | 0 | 0 | 0 | 0 | 0 | 0 | 0 | 0 | 0 | 0 | 0 | 0 | 0 | 0 | 0 | 0 | 0 | 0 | 0 | 0 | 0 | 0 | 0 |  | 0.051055 | 0.048439 | 0.042651 | 0.042651 | 0.042218 | 0.033868 | 0.032133 | 0.028293 | 0.028293 | 0.028006 | 0.038871 | 0.036879 | 0.032473 | 0.032473 | 0.032143 | 0.10084 | 0.095867 | 0.084887 | 0.084887 | 0.084061 | Lodging - Motel - Hotel/Motel Guest Room (incl. toilets) - unocc - Sun | 12 | 9 | 16 | 0 | 0 | 0 | 0 | 0 | 0 | 0 | 0 | 0 | 0 | 0 | 0 | 0 | 0 | 0 | 0 | 0 | 0 | 0 | 0 | 0 | 0 | 0 | 0 | 0 | 0 | 0 | 0 | 0 | 0 | 0 | 0 | 0 | 0
1015 | 10 | 15 | 14 | 3 |  |  |  |  | Lodging - Motel | Hotel/Motel Guest Room (incl. toilets) - unocc | Lodging - Motel - Hotel/Motel Guest Room (incl. toilets) - unocc |  | Lodging - Motel | Lodging - Motel - Hotel/Motel Guest Room (incl. toilets) - unocc | Motel Rooms (unoccup) | Hol | 16 | 10 | 10 | 0.2045 | 0.1894 | 0.17967 | 0.1647 | 0.15721 | 0.15721 |  |  | 0 | 0 | 0 | 0 | 0 |  |  | 0 | 0 | 0 | 0 | 0 |  |  | 0 | 0 | 0 | 0 | 0 |  |  | 0 | 0 | 0 | 0 | 0 |  |  | 0 | 0 | 0 | 0 | 0 |  |  | 0 | 0 | 0 | 0 | 0 |  |  | 0 | 0 | 0 | 0 | 0 |  |  | Motel Rooms (unoccup) ILit Hol | Motel Rooms (unoccup) ILit all | 3257 | 0 | 0 | 0 | 0 | 0 | 0 | 0 | 0 | 0 | 0 | 0 | 0 | 0 | 0 | 0 | 0 | 0 | 0 | 0 | 0 | 0 | 0 | 0 | 0 | 0 | 0 | 0 | 0 | 0 | 0 | 0 | 0 | 0 | 0 | 0 | 0 | 0 | 0 | 0 | 0 | 0 | 0 | 0 | 0 | 0 | 0 | 0 | 0 | 0 | 0 | 0 | 0 | 10 | 0 | 0.20792 | 0.079208 | 0.049505 | 0 | 0 | 0 | 0 | 0 | 0 | 0 | 0 | 0 | 0 | 0 | 0 | 0 | 0 | 0 | 0 | 0 | 0 | 0 | 0 | 0 | 0 | 0 | 0 | 0 |  | 0.051055 | 0.048439 | 0.042651 | 0.042651 | 0.042218 | 0.033868 | 0.032133 | 0.028293 | 0.028293 | 0.028006 | 0.038871 | 0.036879 | 0.032473 | 0.032473 | 0.032143 | 0.10084 | 0.095867 | 0.084887 | 0.084887 | 0.084061 | Lodging - Motel - Hotel/Motel Guest Room (incl. toilets) - unocc - Hol | 14 | 9 | 16 | 0 | 0 | 0 | 0 | 0 | 0 | 0 | 0 | 0 | 0 | 0 | 0 | 0 | 0 | 0 | 0 | 0 | 0 | 0 | 0 | 0 | 0 | 0 | 0 | 0 | 0 | 0 | 0 | 0 | 0 | 0 | 0 | 0 | 0
1016 | 10 | 16 | 15 | 4 |  |  | Lodging - Motel - Hotel/Motel Guest Room (incl. toilets) - unocc | Lodging - Motel - Hotel/Motel Guest Room (incl. toilets) - unocc | Lodging - Motel | Hotel/Motel Guest Room (incl. toilets) - unocc | Lodging - Motel - Hotel/Motel Guest Room (incl. toilets) - unocc |  | Lodging - Motel | Lodging - Motel - Hotel/Motel Guest Room (incl. toilets) - unocc | Motel Rooms (unoccup) | all | 25 | 251 | 251 | 0.2045 | 0.1894 | 0.17967 | 0.1647 | 0.15721 | 0.15721 |  |  | 0.038733 | 0.036743 | 0.033681 | 0.03215 | 0.03215 |  |  | 0 | 0 | 0 | 0 | 0 |  |  | 0 | 0 | 0 | 0 | 0 |  |  | 0 | 0 | 0 | 0 | 0 |  |  | 0 | 0 | 0 | 0 | 0 |  |  | 0 | 0 | 0 | 0 | 0 |  |  | 0 | 0 | 0 | 0 | 0 |  |  | Motel Rooms (unoccup) ILit all | Motel Rooms (unoccup) ILit all | 3256 | 0 | 0 | 0 | 0 | 0 | 0 | 0 | 0 | 0 | 0 | 0 | 0 | 0 | 0 | 0 | 0 | 0 | 0 | 0 | 0 | 0 | 0 | 0 | 0 | 0 | 0 | 0 | 0 | 0 | 0 | 0 | 0 | 0 | 0 | 0 | 0 | 0 | 0 | 0 | 0 | 0 | 0 | 0 | 0 | 0 | 0 | 0 | 0 | 0 | 0 | 0 | 0 | 10 | 0.66337 | 0.20792 | 0.079208 | 0.049505 | 0.76136 | 0 | 0 | 0 | 0 | 0 | 0 | 0 | 0 | 0 | 0 | 0 | 0 | 0 | 0 | 0 | 0 | 0 | 0 | 0 | 0 | 0 | 0 | 0 | 0 |  | 0.051055 | 0.048439 | 0.042651 | 0.042651 | 0.042218 | 0.033868 | 0.032133 | 0.028293 | 0.028293 | 0.028006 | 0.038871 | 0.036879 | 0.032473 | 0.032473 | 0.032143 | 0.10084 | 0.095867 | 0.084887 | 0.084887 | 0.084061 | Lodging - Motel - Hotel/Motel Guest Room (incl. toilets) - unocc - all | 16 | 9 | 21 | 0 | 0 | 0 | 0 | 0 | 0 | 0 | 0 | 0 | 0 | 0 | 0 | 0 | 0 | 0 | 0 | 0 | 0 | 0 | 0 | 0 | 0 | 0 | 0 | 0 | 0 | 0 | 0 | 0 | 0 | 0 | 0 | 0 | 0
1017 | 10 | 17 | 12 | 1 |  |  |  |  | Lodging - Motel | Laundry | Lodging - Motel - Laundry |  | Lodging - Motel | Lodging - Motel - Laundry | Motel Facilities | Sat | 16 | 52 | 52 | 0.015987 | 0.61075 | 0.5267 | 0.28968 | 0.27652 | 0.27652 |  |  | 0 | 0 | 0 | 0 | 0 |  |  | 12.1857 | 10.5087 | 5.7798 | 5.5171 | 5.5171 |  |  | 0 | 0 | 0 | 0 | 0 |  |  | 0 | 0 | 0 | 0 | 0 |  |  | 0 | 0 | 0 | 0 | 0 |  |  | 0 | 0 | 0 | 0 | 0 |  |  | 0 | 0 | 0 | 0 | 0 |  |  | Motel Facilities ILit Sat | Motel Facilities ILit all | 3276 | 100 | 100 | 24 | 1 | [24 empty] | 0 | 0 | 0 | 0 | 0 | 0 | 0 | 0 | 0 | 0 | 0 | 0 | 0 | 0 | 0 | 0 | 0 | 0 | 0 | 0 | 0 | 0 | 0 | 0 | 0 | 0 | 0 | 0 | 0 | 0 | 0 | 0 | 0 | 0 | 0 | 0 | 0 | 0 | 0 | 0 | 0 | 0 | 0 | 0 | 0 | 0 | 0 | 0 | 0 | 0 | 0 | 0 | 0 | 0 |  | 0.051055 | 0.048439 | 0.042651 | 0.042651 | 0.042218 | 0.033868 | 0.032133 | 0.028293 | 0.028293 | 0.028006 | 0.038871 | 0.036879 | 0.032473 | 0.032473 | 0.032143 | 0.10084 | 0.095867 | 0.084887 | 0.084887 | 0.084061 | Lodging - Motel - Laundry - Sat | 10 | 9 | 16 | 364 | 884 | 0 | 0 | 364 | 884 | 0 | 0 | 7 | 17 | 0 | 0 | 0 | 0 | 0 | 0 | 0 | 0 | 1 | 1 | 1 | 1 | 1 | 1 | 1 | 0 | 0 | 0 | 0 | 0 | 0 | 0 | 0 | 0 | bar: 1 to 24
1018 | 10 | 18 | 13 | 2 |  |  |  |  | Lodging - Motel | Laundry | Lodging - Motel - Laundry |  | Lodging - Motel | Lodging - Motel - Laundry | Motel Facilities | Sun | 25 | 52 | 52 | 0.015987 | 0.61075 | 0.5267 | 0.28968 | 0.27652 | 0.27652 |  |  | 0 | 0 | 0 | 0 | 0 |  |  | 12.1857 | 10.5087 | 5.7798 | 5.5171 | 5.5171 |  |  | 0 | 0 | 0 | 0 | 0 |  |  | 0 | 0 | 0 | 0 | 0 |  |  | 0 | 0 | 0 | 0 | 0 |  |  | 0 | 0 | 0 | 0 | 0 |  |  | 0 | 0 | 0 | 0 | 0 |  |  | Motel Facilities ILit Sun | Motel Facilities ILit all | 3276 | 100 | 100 | 24 | 1 | [24 empty] | 0 | 0 | 0 | 0 | 0 | 0 | 0 | 0 | 0 | 0 | 0 | 0 | 0 | 0 | 0 | 0 | 0 | 0 | 0 | 0 | 0 | 0 | 0 | 0 | 0 | 0 | 0 | 0 | 0 | 0 | 0 | 0 | 0 | 0 | 0 | 0 | 0 | 0 | 0 | 0 | 0 | 0 | 0 | 0 | 0 | 0 | 0 | 0 | 0 | 0 | 0 | 0 | 0 | 0 |  | 0.051055 | 0.048439 | 0.042651 | 0.042651 | 0.042218 | 0.033868 | 0.032133 | 0.028293 | 0.028293 | 0.028006 | 0.038871 | 0.036879 | 0.032473 | 0.032473 | 0.032143 | 0.10084 | 0.095867 | 0.084887 | 0.084887 | 0.084061 | Lodging - Motel - Laundry - Sun | 12 | 9 | 16 | 364 | 884 | 0 | 0 | 364 | 884 | 0 | 0 | 7 | 17 | 0 | 0 | 0 | 0 | 0 | 0 | 0 | 0 | 1 | 1 | 1 | 1 | 1 | 1 | 1 | 0 | 0 | 0 | 0 | 0 | 0 | 0 | 0 | 0 | bar: 1 to 24
1019 | 10 | 19 | 14 | 3 |  |  |  |  | Lodging - Motel | Laundry | Lodging - Motel - Laundry |  | Lodging - Motel | Lodging - Motel - Laundry | Motel Facilities | Hol | 16 | 10 | 10 | 0.015987 | 0.61075 | 0.5267 | 0.28968 | 0.27652 | 0.27652 |  |  | 0 | 0 | 0 | 0 | 0 |  |  | 2.3434 | 2.0209 | 1.1115 | 1.061 | 1.061 |  |  | 0 | 0 | 0 | 0 | 0 |  |  | 0 | 0 | 0 | 0 | 0 |  |  | 0 | 0 | 0 | 0 | 0 |  |  | 0 | 0 | 0 | 0 | 0 |  |  | 0 | 0 | 0 | 0 | 0 |  |  | Motel Facilities ILit Hol | Motel Facilities ILit all | 3276 | 100 | 100 | 24 | 1 | [24 empty] | 0 | 0 | 0 | 0 | 0 | 0 | 0 | 0 | 0 | 0 | 0 | 0 | 0 | 0 | 0 | 0 | 0 | 0 | 0 | 0 | 0 | 0 | 0 | 0 | 0 | 0 | 0 | 0 | 0 | 0 | 0 | 0 | 0 | 0 | 0 | 0 | 0 | 0 | 0 | 0 | 0 | 0 | 0 | 0 | 0 | 0 | 0 | 0 | 0 | 0 | 0 | 0 | 0 | 0 |  | 0.051055 | 0.048439 | 0.042651 | 0.042651 | 0.042218 | 0.033868 | 0.032133 | 0.028293 | 0.028293 | 0.028006 | 0.038871 | 0.036879 | 0.032473 | 0.032473 | 0.032143 | 0.10084 | 0.095867 | 0.084887 | 0.084887 | 0.084061 | Lodging - Motel - Laundry - Hol | 14 | 9 | 16 | 70 | 170 | 0 | 0 | 70 | 170 | 0 | 0 | 7 | 17 | 0 | 0 | 0 | 0 | 0 | 0 | 0 | 0 | 1 | 1 | 1 | 1 | 1 | 1 | 1 | 0 | 0 | 0 | 0 | 0 | 0 | 0 | 0 | 0 | bar: 1 to 24
1020 | 10 | 20 | 15 | 4 |  |  | Lodging - Motel - Laundry | Lodging - Motel - Laundry | Lodging - Motel | Laundry | Lodging - Motel - Laundry |  | Lodging - Motel | Lodging - Motel - Laundry | Motel Facilities | all | 25 | 251 | 251 | 0.015987 | 0.61075 | 0.5267 | 0.28968 | 0.27652 | 0.27652 |  |  | 0.0097642 | 0.0084204 | 0.0046312 | 0.0044207 | 0.0044207 |  |  | 58.8194 | 50.7246 | 27.8986 | 26.6304 | 26.6304 |  |  | 0.0097642 | 0.0084204 | 0.0046312 | 0.0044207 | 0.0044207 |  |  | 8760 | 8760 | 8760 | 8760 | 8760 |  |  | 0 | 0 | 0 | 0 | 0 |  |  | 1 | 1 | 1 | 1 | 1 |  |  | 0 | 0 | 0 | 0 | 0 |  |  | Motel Facilities ILit all | Motel Facilities ILit all | 3276 | 100 | 100 | 24 | 1 | [24 empty] | 0 | 0 | 0 | 0 | 0 | 0 | 0 | 0 | 0 | 0 | 0 | 0 | 0 | 0 | 0 | 0 | 0 | 0 | 0 | 0 | 0 | 0 | 0 | 0 | 0 | 0 | 0 | 0 | 0 | 0 | 0 | 0 | 0 | 0 | 0 | 0 | 0 | 0 | 0 | 0 | 0 | 0 | 0 | 0 | 0 | 0 | 0 | 0 | 0 | 0 | 0 | 0 | 0 | 0 |  | 0.051055 | 0.048439 | 0.042651 | 0.042651 | 0.042218 | 0.033868 | 0.032133 | 0.028293 | 0.028293 | 0.028006 | 0.038871 | 0.036879 | 0.032473 | 0.032473 | 0.032143 | 0.10084 | 0.095867 | 0.084887 | 0.084887 | 0.084061 | Lodging - Motel - Laundry - all | 16 | 9 | 21 | 3012 | 3012 | 3012 | 3012 | 0 | 0 | 12 | 12 | 0 | 0 | 0 | 0 | 0 | 0 | 0 | 0 | 0 | 0 | 1 | 1 | 1 | 1 | 1 | 1 | 1 | 1 | 1 | 1 | 1 | 1 | 0 | 0 | 0 | 0 | bar: 1 to 24
1021 | 10 | 21 | 12 | 1 |  |  |  |  | Lodging - Motel | Office (General) | Lodging - Motel - Office (General) |  | Lodging - Motel | Lodging - Motel - Office (General) | Motel Office | Sat | 16 | 52 | 52 | 0.019986 | 0.7403 | 0.63204 | 0.41843 | 0.39941 | 0.36869 |  |  | 0 | 0 | 0 | 0 | 0 |  |  | 18.4647 | 15.7644 | 10.4366 | 9.9622 | 9.1959 |  |  | 0 | 0 | 0 | 0 | 0 |  |  | 0 | 0 | 0 | 0 | 0 |  |  | 0 | 0 | 0 | 0 | 0 |  |  | 0 | 0 | 0 | 0 | 0 |  |  | 0 | 0 | 0 | 0 | 0 |  |  | Motel Office ILit Sat | Motel Office ILit all | 3273 | 100 | 100 | 24 | 1 | [24 empty] | 0 | 0 | 0 | 0 | 0 | 0 | 0 | 0 | 0 | 0 | 0 | 0 | 0 | 0 | 0 | 0 | 0 | 0 | 0 | 0 | 0 | 0 | 0 | 0 | 16 | 0 | 0.20792 | 0.079208 | 0.049505 | 0 | 0 | 0 | 0 | 0 | 0 | 0 | 0 | 0 | 0 | 0 | 0 | 0 | 0 | 0 | 0 | 0 | 0 | 0 | 0 | 0 | 0 | 0 | 0 | 0 |  | 0.051055 | 0.048439 | 0.042651 | 0.042651 | 0.042218 | 0.033868 | 0.032133 | 0.028293 | 0.028293 | 0.028006 | 0.038871 | 0.036879 | 0.032473 | 0.032473 | 0.032143 | 0.10084 | 0.095867 | 0.084887 | 0.084887 | 0.084061 | Lodging - Motel - Office (General) - Sat | 10 | 9 | 16 | 364 | 884 | 0 | 0 | 364 | 884 | 0 | 0 | 7 | 17 | 0 | 0 | 0 | 0 | 0 | 0 | 0 | 0 | 1 | 1 | 1 | 1 | 1 | 1 | 1 | 0 | 0 | 0 | 0 | 0 | 0 | 0 | 0 | 0 | bar: 1 to 24
1022 | 10 | 22 | 13 | 2 |  |  |  |  | Lodging - Motel | Office (General) | Lodging - Motel - Office (General) |  | Lodging - Motel | Lodging - Motel - Office (General) | Motel Office | Sun | 25 | 52 | 52 | 0.019986 | 0.7403 | 0.63204 | 0.41843 | 0.39941 | 0.36869 |  |  | 0 | 0 | 0 | 0 | 0 |  |  | 18.4647 | 15.7644 | 10.4366 | 9.9622 | 9.1959 |  |  | 0 | 0 | 0 | 0 | 0 |  |  | 0 | 0 | 0 | 0 | 0 |  |  | 0 | 0 | 0 | 0 | 0 |  |  | 0 | 0 | 0 | 0 | 0 |  |  | 0 | 0 | 0 | 0 | 0 |  |  | Motel Office ILit Sun | Motel Office ILit all | 3273 | 100 | 100 | 24 | 1 | [24 empty] | 0 | 0 | 0 | 0 | 0 | 0 | 0 | 0 | 0 | 0 | 0 | 0 | 0 | 0 | 0 | 0 | 0 | 0 | 0 | 0 | 0 | 0 | 0 | 0 | 16 | 0 | 0.20792 | 0.079208 | 0.049505 | 0 | 0 | 0 | 0 | 0 | 0 | 0 | 0 | 0 | 0 | 0 | 0 | 0 | 0 | 0 | 0 | 0 | 0 | 0 | 0 | 0 | 0 | 0 | 0 | 0 |  | 0.051055 | 0.048439 | 0.042651 | 0.042651 | 0.042218 | 0.033868 | 0.032133 | 0.028293 | 0.028293 | 0.028006 | 0.038871 | 0.036879 | 0.032473 | 0.032473 | 0.032143 | 0.10084 | 0.095867 | 0.084887 | 0.084887 | 0.084061 | Lodging - Motel - Office (General) - Sun | 12 | 9 | 16 | 364 | 884 | 0 | 0 | 364 | 884 | 0 | 0 | 7 | 17 | 0 | 0 | 0 | 0 | 0 | 0 | 0 | 0 | 1 | 1 | 1 | 1 | 1 | 1 | 1 | 0 | 0 | 0 | 0 | 0 | 0 | 0 | 0 | 0 | bar: 1 to 24
1023 | 10 | 23 | 14 | 3 |  |  |  |  | Lodging - Motel | Office (General) | Lodging - Motel - Office (General) |  | Lodging - Motel | Lodging - Motel - Office (General) | Motel Office | Hol | 16 | 10 | 10 | 0.019986 | 0.7403 | 0.63204 | 0.41843 | 0.39941 | 0.36869 |  |  | 0 | 0 | 0 | 0 | 0 |  |  | 3.5509 | 3.0316 | 2.007 | 1.9158 | 1.7684 |  |  | 0 | 0 | 0 | 0 | 0 |  |  | 0 | 0 | 0 | 0 | 0 |  |  | 0 | 0 | 0 | 0 | 0 |  |  | 0 | 0 | 0 | 0 | 0 |  |  | 0 | 0 | 0 | 0 | 0 |  |  | Motel Office ILit Hol | Motel Office ILit all | 3273 | 100 | 100 | 24 | 1 | [24 empty] | 0 | 0 | 0 | 0 | 0 | 0 | 0 | 0 | 0 | 0 | 0 | 0 | 0 | 0 | 0 | 0 | 0 | 0 | 0 | 0 | 0 | 0 | 0 | 0 | 16 | 0 | 0.20792 | 0.079208 | 0.049505 | 0 | 0 | 0 | 0 | 0 | 0 | 0 | 0 | 0 | 0 | 0 | 0 | 0 | 0 | 0 | 0 | 0 | 0 | 0 | 0 | 0 | 0 | 0 | 0 | 0 |  | 0.051055 | 0.048439 | 0.042651 | 0.042651 | 0.042218 | 0.033868 | 0.032133 | 0.028293 | 0.028293 | 0.028006 | 0.038871 | 0.036879 | 0.032473 | 0.032473 | 0.032143 | 0.10084 | 0.095867 | 0.084887 | 0.084887 | 0.084061 | Lodging - Motel - Office (General) - Hol | 14 | 9 | 16 | 70 | 170 | 0 | 0 | 70 | 170 | 0 | 0 | 7 | 17 | 0 | 0 | 0 | 0 | 0 | 0 | 0 | 0 | 1 | 1 | 1 | 1 | 1 | 1 | 1 | 0 | 0 | 0 | 0 | 0 | 0 | 0 | 0 | 0 | bar: 1 to 24
1024 | 10 | 24 | 15 | 4 | Lodging - Motel | Lodging - Motel | Lodging - Motel - Office (General) | Lodging - Motel - Office (General) | Lodging - Motel | Office (General) | Lodging - Motel - Office (General) |  | Lodging - Motel | Lodging - Motel - Office (General) | Motel Office | all | 25 | 251 | 251 | 0.019986 | 0.7403 | 0.63204 | 0.41843 | 0.39941 | 0.36869 |  |  | 0.014795 | 0.012632 | 0.0083626 | 0.0079825 | 0.0073685 |  |  | 89.1278 | 76.0933 | 50.3766 | 48.0867 | 44.3878 |  |  | 0.014795 | 0.012632 | 0.0083626 | 0.0079825 | 0.0073685 |  |  | 8760 | 8760 | 8760 | 8760 | 8760 |  |  | 4562.3362 | 4436.2941 | 4102.5472 | 4102.5472 | 4085.3585 |  |  | 1 | 1 | 1 | 1 | 1 |  |  | 0.41437 | 0.39678 | 0.35022 | 0.35022 | 0.34782 |  |  | Motel Office ILit all | Motel Office ILit all | 3273 | 100 | 100 | 24 | 1 | [24 empty] | 0 | 0 | 0 | 0 | 0 | 0 | 0 | 0 | 0 | 0 | 0 | 0 | 0 | 0 | 0 | 0 | 0 | 0 | 0 | 0 | 0 | 0 | 0 | 0 | 16 | 0.66337 | 0.20792 | 0.079208 | 0.049505 | 0.76136 | 0.16 | 0.10614 | 0.12182 | 0.30869 | 0.0023673 | 0.0020211 | 0.001338 | 0.0012772 | 0.001179 | 0.0015704 | 0.0013407 | 0.0008876 | 0.00084725 | 0.00078208 | 0.0018024 | 0.0015388 | 0.0010187 | 0.00097242 | 0.00089762 | 0.0045672 | 0.0038993 | 0.0025815 | 0.0024641 | 0.0022746 | Lodging - Motel | 0.051055 | 0.048439 | 0.042651 | 0.042651 | 0.042218 | 0.033868 | 0.032133 | 0.028293 | 0.028293 | 0.028006 | 0.038871 | 0.036879 | 0.032473 | 0.032473 | 0.032143 | 0.10084 | 0.095867 | 0.084887 | 0.084887 | 0.084061 | Lodging - Motel - Office (General) - all | 16 | 9 | 21 | 3012 | 3012 | 3012 | 3012 | 0 | 0 | 12 | 12 | 0 | 0 | 0 | 0 | 0 | 0 | 0 | 0 | 0 | 0 | 1 | 1 | 1 | 1 | 1 | 1 | 1 | 1 | 1 | 1 | 1 | 1 | 0 | 0 | 0 | 0 | bar: 1 to 24
1101 | 11 | 1 | 12 | 1 |  |  |  |  | Manufacturing - Bio/Tech | Comm/Ind Work (High Tech, Bio Tech, Lab) | Manufacturing - Bio/Tech - Comm/Ind Work (High Tech, Bio Tech, Lab) |  | Manufacturing - Bio/Tech | Manufacturing - Bio/Tech - Comm/Ind Work (High Tech, Bio Tech, Lab) | Manufac (biotech) Lab | Sat | 19 | 52 | 52 | 0.45336 | 2.5066 | 3.3229 | 1.2692 | 1.2692 | 1.0999 |  |  | 0 | 0 | 0 | 0 | 0 |  |  | 70.9119 | 94.0052 | 35.9048 | 35.9048 | 31.1175 |  |  | 0 | 0 | 0 | 0 | 0 |  |  | 0 | 0 | 0 | 0 | 0 |  |  | 0 | 0 | 0 | 0 | 0 |  |  | 0 | 0 | 0 | 0 | 0 |  |  | 0 | 0 | 0 | 0 | 0 |  |  | Manufac (biotech) Lab ILit Sat | Manufac (biotech) Lab ILit all | 3321 | 5 | 5 | 1.2 | 0.05 | 0.05 | 0.05 | 0.05 | 0.05 | 0.05 | 0.05 | 0.05 | 0.05 | 0.05 | 0.05 | 0.05 | 0.05 | 0.05 | 0.05 | 0.05 | 0.05 | 0.05 | 0.05 | 0.05 | 0.05 | 0.05 | 0.05 | 0.05 | 0.05 | 0 | 0 | 0 | 0 | 0 | 0 | 0 | 0 | 0 | 0 | 0 | 0 | 0 | 0 | 0 | 0 | 0 | 0 | 0 | 0 | 0 | 0 | 0 | 0 | 0 | 0 | 0 | 0 | 0 | 0 | 0 | 0 | 0 | 0 | 0 | 0 | 0 | 0 | 0 | 0 | 0 | 0 | 0 | 0 | 0 | 0 | 0 | 0 | 0 | 0 | 0 | 0 | 0 | 0 |  | 0 | 0 | 0 | 0 | 0 | 0 | 0 | 0 | 0 | 0 | 0 | 0 | 0 | 0 | 0 | 0 | 0 | 0 | 0 | 0 | Manufacturing - Bio/Tech - Comm/Ind Work (High Tech, Bio Tech, Lab) - Sat | 10 | 9 | 16 | 18.2 | 44.2 | 0 | 0 | 18.2 | 44.2 | 0 | 0 | 0.35 | 0.85 | 0 | 0 | 0 | 0 | 0 | 0 | 0 | 0 | 0.05 | 0.05 | 0.05 | 0.05 | 0.05 | 0.05 | 0.05 | 0 | 0 | 0 | 0 | 0 | 0 | 0 | 0 | 0
1102 | 11 | 2 | 13 | 2 |  |  |  |  | Manufacturing - Bio/Tech | Comm/Ind Work (High Tech, Bio Tech, Lab) | Manufacturing - Bio/Tech - Comm/Ind Work (High Tech, Bio Tech, Lab) |  | Manufacturing - Bio/Tech | Manufacturing - Bio/Tech - Comm/Ind Work (High Tech, Bio Tech, Lab) | Manufac (biotech) Lab | Sun | 7 | 52 | 52 | 0.45336 | 2.5066 | 3.3229 | 1.2692 | 1.2692 | 1.0999 |  |  | 0 | 0 | 0 | 0 | 0 |  |  | 70.9119 | 94.0052 | 35.9048 | 35.9048 | 31.1175 |  |  | 0 | 0 | 0 | 0 | 0 |  |  | 0 | 0 | 0 | 0 | 0 |  |  | 0 | 0 | 0 | 0 | 0 |  |  | 0 | 0 | 0 | 0 | 0 |  |  | 0 | 0 | 0 | 0 | 0 |  |  | Manufac (biotech) Lab ILit Sun | Manufac (biotech) Lab ILit all | 3321 | 5 | 5 | 1.2 | 0.05 | 0.05 | 0.05 | 0.05 | 0.05 | 0.05 | 0.05 | 0.05 | 0.05 | 0.05 | 0.05 | 0.05 | 0.05 | 0.05 | 0.05 | 0.05 | 0.05 | 0.05 | 0.05 | 0.05 | 0.05 | 0.05 | 0.05 | 0.05 | 0.05 | 0 | 0 | 0 | 0 | 0 | 0 | 0 | 0 | 0 | 0 | 0 | 0 | 0 | 0 | 0 | 0 | 0 | 0 | 0 | 0 | 0 | 0 | 0 | 0 | 0 | 0 | 0 | 0 | 0 | 0 | 0 | 0 | 0 | 0 | 0 | 0 | 0 | 0 | 0 | 0 | 0 | 0 | 0 | 0 | 0 | 0 | 0 | 0 | 0 | 0 | 0 | 0 | 0 | 0 |  | 0 | 0 | 0 | 0 | 0 | 0 | 0 | 0 | 0 | 0 | 0 | 0 | 0 | 0 | 0 | 0 | 0 | 0 | 0 | 0 | Manufacturing - Bio/Tech - Comm/Ind Work (High Tech, Bio Tech, Lab) - Sun | 12 | 9 | 16 | 18.2 | 44.2 | 0 | 0 | 18.2 | 44.2 | 0 | 0 | 0.35 | 0.85 | 0 | 0 | 0 | 0 | 0 | 0 | 0 | 0 | 0.05 | 0.05 | 0.05 | 0.05 | 0.05 | 0.05 | 0.05 | 0 | 0 | 0 | 0 | 0 | 0 | 0 | 0 | 0
1103 | 11 | 3 | 14 | 3 |  |  |  |  | Manufacturing - Bio/Tech | Comm/Ind Work (High Tech, Bio Tech, Lab) | Manufacturing - Bio/Tech - Comm/Ind Work (High Tech, Bio Tech, Lab) |  | Manufacturing - Bio/Tech | Manufacturing - Bio/Tech - Comm/Ind Work (High Tech, Bio Tech, Lab) | Manufac (biotech) Lab | Hol | 19 | 10 | 10 | 0.45336 | 2.5066 | 3.3229 | 1.2692 | 1.2692 | 1.0999 |  |  | 0 | 0 | 0 | 0 | 0 |  |  | 13.6369 | 18.0779 | 6.9048 | 6.9048 | 5.9841 |  |  | 0 | 0 | 0 | 0 | 0 |  |  | 0 | 0 | 0 | 0 | 0 |  |  | 0 | 0 | 0 | 0 | 0 |  |  | 0 | 0 | 0 | 0 | 0 |  |  | 0 | 0 | 0 | 0 | 0 |  |  | Manufac (biotech) Lab ILit Hol | Manufac (biotech) Lab ILit all | 3321 | 5 | 5 | 1.2 | 0.05 | 0.05 | 0.05 | 0.05 | 0.05 | 0.05 | 0.05 | 0.05 | 0.05 | 0.05 | 0.05 | 0.05 | 0.05 | 0.05 | 0.05 | 0.05 | 0.05 | 0.05 | 0.05 | 0.05 | 0.05 | 0.05 | 0.05 | 0.05 | 0.05 | 0 | 0 | 0 | 0 | 0 | 0 | 0 | 0 | 0 | 0 | 0 | 0 | 0 | 0 | 0 | 0 | 0 | 0 | 0 | 0 | 0 | 0 | 0 | 0 | 0 | 0 | 0 | 0 | 0 | 0 | 0 | 0 | 0 | 0 | 0 | 0 | 0 | 0 | 0 | 0 | 0 | 0 | 0 | 0 | 0 | 0 | 0 | 0 | 0 | 0 | 0 | 0 | 0 | 0 |  | 0 | 0 | 0 | 0 | 0 | 0 | 0 | 0 | 0 | 0 | 0 | 0 | 0 | 0 | 0 | 0 | 0 | 0 | 0 | 0 | Manufacturing - Bio/Tech - Comm/Ind Work (High Tech, Bio Tech, Lab) - Hol | 14 | 9 | 16 | 3.5 | 8.5 | 0 | 0 | 3.5 | 8.5 | 0 | 0 | 0.35 | 0.85 | 0 | 0 | 0 | 0 | 0 | 0 | 0 | 0 | 0.05 | 0.05 | 0.05 | 0.05 | 0.05 | 0.05 | 0.05 | 0 | 0 | 0 | 0 | 0 | 0 | 0 | 0 | 0
1104 | 11 | 4 | 15 | 4 |  |  | Manufacturing - Bio/Tech - Comm/Ind Work (High Tech, Bio Tech, Lab) | Manufacturing - Bio/Tech - Comm/Ind Work (High Tech, Bio Tech, Lab) | Manufacturing - Bio/Tech | Comm/Ind Work (High Tech, Bio Tech, Lab) | Manufacturing - Bio/Tech - Comm/Ind Work (High Tech, Bio Tech, Lab) |  | Manufacturing - Bio/Tech | Manufacturing - Bio/Tech - Comm/Ind Work (High Tech, Bio Tech, Lab) | Manufac (biotech) Lab | all | 7 | 251 | 251 | 0.45336 | 2.5066 | 3.3229 | 1.2692 | 1.2692 | 1.0999 |  |  | 1.1364 | 1.5065 | 0.5754 | 0.5754 | 0.49868 |  |  | 3080.5758 | 4083.8012 | 1559.7852 | 1559.7852 | 1351.8138 |  |  | 1.0417 | 1.381 | 0.52745 | 0.52745 | 0.45712 |  |  | 2847.6 | 2847.6 | 2847.6 | 2847.6 | 2847.6 |  |  | 0 | 0 | 0 | 0 | 0 |  |  | 0.91667 | 0.91667 | 0.91667 | 0.91667 | 0.91667 |  |  | 0 | 0 | 0 | 0 | 0 |  |  | Manufac (biotech) Lab ILit all | Manufac (biotech) Lab ILit all | 3320 | 5 | 100 | 10.8 | 0.91667 | 0.05 | 0.05 | 0.05 | 0.05 | 0.05 | 0.05 | 0.2 | 0.8 | 1 | 1 | 1 | 1 | 0.8 | 1 | 1 | 1 | 0.75 | 0.55 | 0.15 | 0.05 | 0.05 | 0.05 | 0.05 | 0.05 | 0 | 0 | 0 | 0 | 0 | 0 | 0.15789 | 0.78947 | 1 | 1 | 1 | 1 | 0.78947 | 1 | 1 | 1 | 0.73684 | 0.52632 | 0.10526 | 0 | 0 | 0 | 0 | 0 | 0 | 0 | 0 | 0 | 0 | 0 | 0 | 0 | 0 | 0 | 0 | 0 | 0 | 0 | 0 | 0 | 0 | 0 | 0 | 0 | 0 | 0 | 0 | 0 | 0 | 0 | 0 | 0 | 0 | 0 |  | 0 | 0 | 0 | 0 | 0 | 0 | 0 | 0 | 0 | 0 | 0 | 0 | 0 | 0 | 0 | 0 | 0 | 0 | 0 | 0 | Manufacturing - Bio/Tech - Comm/Ind Work (High Tech, Bio Tech, Lab) - all | 16 | 9 | 21 | 2334.3 | 376.5 | 2334.3 | 376.5 | 0 | 0 | 9.3 | 1.5 | 0 | 0 | 0 | 0 | 0 | 0 | 0 | 0 | 0 | 0 | 1 | 1 | 1 | 1 | 0.8 | 1 | 1 | 1 | 0.75 | 0.55 | 0.15 | 0.05 | 0 | 0 | 0 | 0
1105 | 11 | 5 | 12 | 1 |  |  |  |  | Manufacturing - Bio/Tech | Computer Room (Mainframe/Server) | Manufacturing - Bio/Tech - Computer Room (Mainframe/Server) |  | Manufacturing - Bio/Tech | Manufacturing - Bio/Tech - Computer Room (Mainframe/Server) | Manufac (biotech) ComptrRm | Sat | 19 | 52 | 52 | 0.019994 | 1.0788 | 1.3845 | 1.0999 | 1.0999 | 1.0153 |  |  | 0 | 0 | 0 | 0 | 0 |  |  | 1.3459 | 1.7274 | 1.3723 | 1.3723 | 1.2668 |  |  | 0 | 0 | 0 | 0 | 0 |  |  | 0 | 0 | 0 | 0 | 0 |  |  | 0 | 0 | 0 | 0 | 0 |  |  | 0 | 0 | 0 | 0 | 0 |  |  | 0 | 0 | 0 | 0 | 0 |  |  | Manufac (biotech) ComptrRm ILit Sat | Manufac (biotech) ComptrRm ILit all | 3306 | 5 | 5 | 1.2 | 0.05 | 0.05 | 0.05 | 0.05 | 0.05 | 0.05 | 0.05 | 0.05 | 0.05 | 0.05 | 0.05 | 0.05 | 0.05 | 0.05 | 0.05 | 0.05 | 0.05 | 0.05 | 0.05 | 0.05 | 0.05 | 0.05 | 0.05 | 0.05 | 0.05 | 0 | 0 | 0 | 0 | 0 | 0 | 0 | 0 | 0 | 0 | 0 | 0 | 0 | 0 | 0 | 0 | 0 | 0 | 0 | 0 | 0 | 0 | 0 | 0 | 0 | 0 | 0 | 0 | 0 | 0 | 0 | 0 | 0 | 0 | 0 | 0 | 0 | 0 | 0 | 0 | 0 | 0 | 0 | 0 | 0 | 0 | 0 | 0 | 0 | 0 | 0 | 0 | 0 | 0 |  | 0 | 0 | 0 | 0 | 0 | 0 | 0 | 0 | 0 | 0 | 0 | 0 | 0 | 0 | 0 | 0 | 0 | 0 | 0 | 0 | Manufacturing - Bio/Tech - Computer Room (Mainframe/Server) - Sat | 10 | 9 | 16 | 18.2 | 44.2 | 0 | 0 | 18.2 | 44.2 | 0 | 0 | 0.35 | 0.85 | 0 | 0 | 0 | 0 | 0 | 0 | 0 | 0 | 0.05 | 0.05 | 0.05 | 0.05 | 0.05 | 0.05 | 0.05 | 0 | 0 | 0 | 0 | 0 | 0 | 0 | 0 | 0
1106 | 11 | 6 | 13 | 2 |  |  |  |  | Manufacturing - Bio/Tech | Computer Room (Mainframe/Server) | Manufacturing - Bio/Tech - Computer Room (Mainframe/Server) |  | Manufacturing - Bio/Tech | Manufacturing - Bio/Tech - Computer Room (Mainframe/Server) | Manufac (biotech) ComptrRm | Sun | 7 | 52 | 52 | 0.019994 | 1.0788 | 1.3845 | 1.0999 | 1.0999 | 1.0153 |  |  | 0 | 0 | 0 | 0 | 0 |  |  | 1.3459 | 1.7274 | 1.3723 | 1.3723 | 1.2668 |  |  | 0 | 0 | 0 | 0 | 0 |  |  | 0 | 0 | 0 | 0 | 0 |  |  | 0 | 0 | 0 | 0 | 0 |  |  | 0 | 0 | 0 | 0 | 0 |  |  | 0 | 0 | 0 | 0 | 0 |  |  | Manufac (biotech) ComptrRm ILit Sun | Manufac (biotech) ComptrRm ILit all | 3306 | 5 | 5 | 1.2 | 0.05 | 0.05 | 0.05 | 0.05 | 0.05 | 0.05 | 0.05 | 0.05 | 0.05 | 0.05 | 0.05 | 0.05 | 0.05 | 0.05 | 0.05 | 0.05 | 0.05 | 0.05 | 0.05 | 0.05 | 0.05 | 0.05 | 0.05 | 0.05 | 0.05 | 0 | 0 | 0 | 0 | 0 | 0 | 0 | 0 | 0 | 0 | 0 | 0 | 0 | 0 | 0 | 0 | 0 | 0 | 0 | 0 | 0 | 0 | 0 | 0 | 0 | 0 | 0 | 0 | 0 | 0 | 0 | 0 | 0 | 0 | 0 | 0 | 0 | 0 | 0 | 0 | 0 | 0 | 0 | 0 | 0 | 0 | 0 | 0 | 0 | 0 | 0 | 0 | 0 | 0 |  | 0 | 0 | 0 | 0 | 0 | 0 | 0 | 0 | 0 | 0 | 0 | 0 | 0 | 0 | 0 | 0 | 0 | 0 | 0 | 0 | Manufacturing - Bio/Tech - Computer Room (Mainframe/Server) - Sun | 12 | 9 | 16 | 18.2 | 44.2 | 0 | 0 | 18.2 | 44.2 | 0 | 0 | 0.35 | 0.85 | 0 | 0 | 0 | 0 | 0 | 0 | 0 | 0 | 0.05 | 0.05 | 0.05 | 0.05 | 0.05 | 0.05 | 0.05 | 0 | 0 | 0 | 0 | 0 | 0 | 0 | 0 | 0
1107 | 11 | 7 | 14 | 3 |  |  |  |  | Manufacturing - Bio/Tech | Computer Room (Mainframe/Server) | Manufacturing - Bio/Tech - Computer Room (Mainframe/Server) |  | Manufacturing - Bio/Tech | Manufacturing - Bio/Tech - Computer Room (Mainframe/Server) | Manufac (biotech) ComptrRm | Hol | 19 | 10 | 10 | 0.019994 | 1.0788 | 1.3845 | 1.0999 | 1.0999 | 1.0153 |  |  | 0 | 0 | 0 | 0 | 0 |  |  | 0.25883 | 0.33219 | 0.26391 | 0.26391 | 0.24361 |  |  | 0 | 0 | 0 | 0 | 0 |  |  | 0 | 0 | 0 | 0 | 0 |  |  | 0 | 0 | 0 | 0 | 0 |  |  | 0 | 0 | 0 | 0 | 0 |  |  | 0 | 0 | 0 | 0 | 0 |  |  | Manufac (biotech) ComptrRm ILit Hol | Manufac (biotech) ComptrRm ILit all | 3306 | 5 | 5 | 1.2 | 0.05 | 0.05 | 0.05 | 0.05 | 0.05 | 0.05 | 0.05 | 0.05 | 0.05 | 0.05 | 0.05 | 0.05 | 0.05 | 0.05 | 0.05 | 0.05 | 0.05 | 0.05 | 0.05 | 0.05 | 0.05 | 0.05 | 0.05 | 0.05 | 0.05 | 0 | 0 | 0 | 0 | 0 | 0 | 0 | 0 | 0 | 0 | 0 | 0 | 0 | 0 | 0 | 0 | 0 | 0 | 0 | 0 | 0 | 0 | 0 | 0 | 0 | 0 | 0 | 0 | 0 | 0 | 0 | 0 | 0 | 0 | 0 | 0 | 0 | 0 | 0 | 0 | 0 | 0 | 0 | 0 | 0 | 0 | 0 | 0 | 0 | 0 | 0 | 0 | 0 | 0 |  | 0 | 0 | 0 | 0 | 0 | 0 | 0 | 0 | 0 | 0 | 0 | 0 | 0 | 0 | 0 | 0 | 0 | 0 | 0 | 0 | Manufacturing - Bio/Tech - Computer Room (Mainframe/Server) - Hol | 14 | 9 | 16 | 3.5 | 8.5 | 0 | 0 | 3.5 | 8.5 | 0 | 0 | 0.35 | 0.85 | 0 | 0 | 0 | 0 | 0 | 0 | 0 | 0 | 0.05 | 0.05 | 0.05 | 0.05 | 0.05 | 0.05 | 0.05 | 0 | 0 | 0 | 0 | 0 | 0 | 0 | 0 | 0
1108 | 11 | 8 | 15 | 4 |  |  | Manufacturing - Bio/Tech - Computer Room (Mainframe/Server) | Manufacturing - Bio/Tech - Computer Room (Mainframe/Server) | Manufacturing - Bio/Tech | Computer Room (Mainframe/Server) | Manufacturing - Bio/Tech - Computer Room (Mainframe/Server) |  | Manufacturing - Bio/Tech | Manufacturing - Bio/Tech - Computer Room (Mainframe/Server) | Manufac (biotech) ComptrRm | all | 7 | 251 | 251 | 0.019994 | 1.0788 | 1.3845 | 1.0999 | 1.0999 | 1.0153 |  |  | 0.021569 | 0.027683 | 0.021992 | 0.021992 | 0.020301 |  |  | 58.4701 | 75.0418 | 59.6166 | 59.6166 | 55.0307 |  |  | 0.019772 | 0.025376 | 0.02016 | 0.02016 | 0.018609 |  |  | 2847.6 | 2847.6 | 2847.6 | 2847.6 | 2847.6 |  |  | 0 | 0 | 0 | 0 | 0 |  |  | 0.91667 | 0.91667 | 0.91667 | 0.91667 | 0.91667 |  |  | 0 | 0 | 0 | 0 | 0 |  |  | Manufac (biotech) ComptrRm ILit all | Manufac (biotech) ComptrRm ILit all | 3305 | 5 | 100 | 10.8 | 0.91667 | 0.05 | 0.05 | 0.05 | 0.05 | 0.05 | 0.05 | 0.2 | 0.8 | 1 | 1 | 1 | 1 | 0.8 | 1 | 1 | 1 | 0.75 | 0.55 | 0.15 | 0.05 | 0.05 | 0.05 | 0.05 | 0.05 | 0 | 0 | 0 | 0 | 0 | 0 | 0.15789 | 0.78947 | 1 | 1 | 1 | 1 | 0.78947 | 1 | 1 | 1 | 0.73684 | 0.52632 | 0.10526 | 0 | 0 | 0 | 0 | 0 | 0 | 0 | 0 | 0 | 0 | 0 | 0 | 0 | 0 | 0 | 0 | 0 | 0 | 0 | 0 | 0 | 0 | 0 | 0 | 0 | 0 | 0 | 0 | 0 | 0 | 0 | 0 | 0 | 0 | 0 |  | 0 | 0 | 0 | 0 | 0 | 0 | 0 | 0 | 0 | 0 | 0 | 0 | 0 | 0 | 0 | 0 | 0 | 0 | 0 | 0 | Manufacturing - Bio/Tech - Computer Room (Mainframe/Server) - all | 16 | 9 | 21 | 2334.3 | 376.5 | 2334.3 | 376.5 | 0 | 0 | 9.3 | 1.5 | 0 | 0 | 0 | 0 | 0 | 0 | 0 | 0 | 0 | 0 | 1 | 1 | 1 | 1 | 0.8 | 1 | 1 | 1 | 0.75 | 0.55 | 0.15 | 0.05 | 0 | 0 | 0 | 0
1109 | 11 | 9 | 12 | 1 |  |  |  |  | Manufacturing - Bio/Tech | Conference Room | Manufacturing - Bio/Tech - Conference Room |  | Manufacturing - Bio/Tech | Manufacturing - Bio/Tech - Conference Room | Manufac (biotech) Conference | Sat | 19 | 52 | 52 | 0.019994 | 1.2057 | 1.6615 | 1.3538 | 1.2692 | 1.1846 |  |  | 0 | 0 | 0 | 0 | 0 |  |  | 0 | 0 | 0 | 0 | 0 |  |  | 0 | 0 | 0 | 0 | 0 |  |  | 0 | 0 | 0 | 0 | 0 |  |  | 0 | 0 | 0 | 0 | 0 |  |  | 0 | 0 | 0 | 0 | 0 |  |  | 0 | 0 | 0 | 0 | 0 |  |  | Manufac (biotech) Conference ILit Sat | Manufac (biotech) Conference ILit all | 1 | 0 | 0 | 0 | 0 | 0 | 0 | 0 | 0 | 0 | 0 | 0 | 0 | 0 | 0 | 0 | 0 | 0 | 0 | 0 | 0 | 0 | 0 | 0 | 0 | 0 | 0 | 0 | 0 | 0 | 0 | 0 | 0 | 0 | 0 | 0 | 0 | 0 | 0 | 0 | 0 | 0 | 0 | 0 | 0 | 0 | 0 | 0 | 0 | 0 | 0 | 0 | 0 | 0 | 0 | 0 | 0 | 0 | 0 | 0 | 0 | 0 | 0 | 0 | 0 | 0 | 0 | 0 | 0 | 0 | 0 | 0 | 0 | 0 | 0 | 0 | 0 | 0 | 0 | 0 | 0 | 0 | 0 |  | 0 | 0 | 0 | 0 | 0 | 0 | 0 | 0 | 0 | 0 | 0 | 0 | 0 | 0 | 0 | 0 | 0 | 0 | 0 | 0 | Manufacturing - Bio/Tech - Conference Room - Sat | 10 | 9 | 16 | 0 | 0 | 0 | 0 | 0 | 0 | 0 | 0 | 0 | 0 | 0 | 0 | 0 | 0 | 0 | 0 | 0 | 0 | 0 | 0 | 0 | 0 | 0 | 0 | 0 | 0 | 0 | 0 | 0 | 0 | 0 | 0 | 0 | 0
1110 | 11 | 10 | 13 | 2 |  |  |  |  | Manufacturing - Bio/Tech | Conference Room | Manufacturing - Bio/Tech - Conference Room |  | Manufacturing - Bio/Tech | Manufacturing - Bio/Tech - Conference Room | Manufac (biotech) Conference | Sun | 7 | 52 | 52 | 0.019994 | 1.2057 | 1.6615 | 1.3538 | 1.2692 | 1.1846 |  |  | 0 | 0 | 0 | 0 | 0 |  |  | 0 | 0 | 0 | 0 | 0 |  |  | 0 | 0 | 0 | 0 | 0 |  |  | 0 | 0 | 0 | 0 | 0 |  |  | 0 | 0 | 0 | 0 | 0 |  |  | 0 | 0 | 0 | 0 | 0 |  |  | 0 | 0 | 0 | 0 | 0 |  |  | Manufac (biotech) Conference ILit Sun | Manufac (biotech) Conference ILit all | 1 | 0 | 0 | 0 | 0 | 0 | 0 | 0 | 0 | 0 | 0 | 0 | 0 | 0 | 0 | 0 | 0 | 0 | 0 | 0 | 0 | 0 | 0 | 0 | 0 | 0 | 0 | 0 | 0 | 0 | 0 | 0 | 0 | 0 | 0 | 0 | 0 | 0 | 0 | 0 | 0 | 0 | 0 | 0 | 0 | 0 | 0 | 0 | 0 | 0 | 0 | 0 | 0 | 0 | 0 | 0 | 0 | 0 | 0 | 0 | 0 | 0 | 0 | 0 | 0 | 0 | 0 | 0 | 0 | 0 | 0 | 0 | 0 | 0 | 0 | 0 | 0 | 0 | 0 | 0 | 0 | 0 | 0 |  | 0 | 0 | 0 | 0 | 0 | 0 | 0 | 0 | 0 | 0 | 0 | 0 | 0 | 0 | 0 | 0 | 0 | 0 | 0 | 0 | Manufacturing - Bio/Tech - Conference Room - Sun | 12 | 9 | 16 | 0 | 0 | 0 | 0 | 0 | 0 | 0 | 0 | 0 | 0 | 0 | 0 | 0 | 0 | 0 | 0 | 0 | 0 | 0 | 0 | 0 | 0 | 0 | 0 | 0 | 0 | 0 | 0 | 0 | 0 | 0 | 0 | 0 | 0
1111 | 11 | 11 | 14 | 3 |  |  |  |  | Manufacturing - Bio/Tech | Conference Room | Manufacturing - Bio/Tech - Conference Room |  | Manufacturing - Bio/Tech | Manufacturing - Bio/Tech - Conference Room | Manufac (biotech) Conference | Hol | 19 | 10 | 10 | 0.019994 | 1.2057 | 1.6615 | 1.3538 | 1.2692 | 1.1846 |  |  | 0 | 0 | 0 | 0 | 0 |  |  | 0 | 0 | 0 | 0 | 0 |  |  | 0 | 0 | 0 | 0 | 0 |  |  | 0 | 0 | 0 | 0 | 0 |  |  | 0 | 0 | 0 | 0 | 0 |  |  | 0 | 0 | 0 | 0 | 0 |  |  | 0 | 0 | 0 | 0 | 0 |  |  | Manufac (biotech) Conference ILit Hol | Manufac (biotech) Conference ILit all | 1 | 0 | 0 | 0 | 0 | 0 | 0 | 0 | 0 | 0 | 0 | 0 | 0 | 0 | 0 | 0 | 0 | 0 | 0 | 0 | 0 | 0 | 0 | 0 | 0 | 0 | 0 | 0 | 0 | 0 | 0 | 0 | 0 | 0 | 0 | 0 | 0 | 0 | 0 | 0 | 0 | 0 | 0 | 0 | 0 | 0 | 0 | 0 | 0 | 0 | 0 | 0 | 0 | 0 | 0 | 0 | 0 | 0 | 0 | 0 | 0 | 0 | 0 | 0 | 0 | 0 | 0 | 0 | 0 | 0 | 0 | 0 | 0 | 0 | 0 | 0 | 0 | 0 | 0 | 0 | 0 | 0 | 0 |  | 0 | 0 | 0 | 0 | 0 | 0 | 0 | 0 | 0 | 0 | 0 | 0 | 0 | 0 | 0 | 0 | 0 | 0 | 0 | 0 | Manufacturing - Bio/Tech - Conference Room - Hol | 14 | 9 | 16 | 0 | 0 | 0 | 0 | 0 | 0 | 0 | 0 | 0 | 0 | 0 | 0 | 0 | 0 | 0 | 0 | 0 | 0 | 0 | 0 | 0 | 0 | 0 | 0 | 0 | 0 | 0 | 0 | 0 | 0 | 0 | 0 | 0 | 0
1112 | 11 | 12 | 15 | 4 |  |  | Manufacturing - Bio/Tech - Conference Room | Manufacturing - Bio/Tech - Conference Room | Manufacturing - Bio/Tech | Conference Room | Manufacturing - Bio/Tech - Conference Room |  | Manufacturing - Bio/Tech | Manufacturing - Bio/Tech - Conference Room | Manufac (biotech) Conference | all | 7 | 251 | 251 | 0.019994 | 1.2057 | 1.6615 | 1.3538 | 1.2692 | 1.1846 |  |  | 0.024107 | 0.033219 | 0.027067 | 0.025376 | 0.023684 |  |  | 81.6862 | 112.5628 | 91.7178 | 85.9854 | 80.2531 |  |  | 0.020089 | 0.027683 | 0.022556 | 0.021146 | 0.019737 |  |  | 3388.5 | 3388.5 | 3388.5 | 3388.5 | 3388.5 |  |  | 0 | 0 | 0 | 0 | 0 |  |  | 0.83333 | 0.83333 | 0.83333 | 0.83333 | 0.83333 |  |  | 0 | 0 | 0 | 0 | 0 |  |  | Manufac (biotech) Conference ILit all | Manufac (biotech) Conference ILit all | 3310 | 0 | 100 | 13.5 | 0.83333 | 0 | 0 | 0 | 0 | 0 | 0 | 0 | 1 | 1 | 0.5 | 1 | 1 | 1 | 1 | 1 | 1 | 0.5 | 0 | 1 | 1 | 1 | 0.5 | 0.5 | 0.5 | 0 | 0 | 0 | 0 | 0 | 0 | 0 | 1 | 1 | 0.5 | 1 | 1 | 1 | 1 | 1 | 1 | 0.5 | 0 | 1 | 1 | 1 | 0.5 | 0.5 | 0.5 | 0 | 0 | 0 | 0 | 0 | 0 | 0 | 0 | 0 | 0 | 0 | 0 | 0 | 0 | 0 | 0 | 0 | 0 | 0 | 0 | 0 | 0 | 0 | 0 | 0 | 0 | 0 | 0 | 0 | 0 |  | 0 | 0 | 0 | 0 | 0 | 0 | 0 | 0 | 0 | 0 | 0 | 0 | 0 | 0 | 0 | 0 | 0 | 0 | 0 | 0 | Manufacturing - Bio/Tech - Conference Room - all | 16 | 9 | 21 | 2510 | 878.5 | 2510 | 878.5 | 0 | 0 | 10 | 3.5 | 0 | 0 | 0 | 0 | 0 | 0 | 0 | 0 | 0 | 0 | 1 | 0.5 | 1 | 1 | 1 | 1 | 1 | 1 | 0.5 | 0 | 1 | 1 | 0 | 0 | 0 | 0
1113 | 11 | 13 | 12 | 1 |  |  |  |  | Manufacturing - Bio/Tech | Corridor | Manufacturing - Bio/Tech - Corridor |  | Manufacturing - Bio/Tech | Manufacturing - Bio/Tech - Corridor | Manufac (biotech) Circulation | Sat | 19 | 52 | 52 | 0.20002 | 0.57113 | 0.73843 | 0.50767 | 0.50767 | 0.50767 |  |  | 0 | 0 | 0 | 0 | 0 |  |  | 142.5707 | 184.3338 | 126.7295 | 126.7295 | 126.7295 |  |  | 0 | 0 | 0 | 0 | 0 |  |  | 0 | 0 | 0 | 0 | 0 |  |  | 0 | 0 | 0 | 0 | 0 |  |  | 0 | 0 | 0 | 0 | 0 |  |  | 0 | 0 | 0 | 0 | 0 |  |  | Manufac (biotech) Circulation ILit Sat | Manufac (biotech) Circulation ILit all | 2 | 100 | 100 | 24 | 1 | [24 empty] | 0 | 0 | 0 | 0 | 0 | 0 | 0 | 0 | 0 | 0 | 0 | 0 | 0 | 0 | 0 | 0 | 0 | 0 | 0 | 0 | 0 | 0 | 0 | 0 | 0 | 0 | 0 | 0 | 0 | 0 | 0 | 0 | 0 | 0 | 0 | 0 | 0 | 0 | 0 | 0 | 0 | 0 | 0 | 0 | 0 | 0 | 0 | 0 | 0 | 0 | 0 | 0 | 0 | 0 |  | 0 | 0 | 0 | 0 | 0 | 0 | 0 | 0 | 0 | 0 | 0 | 0 | 0 | 0 | 0 | 0 | 0 | 0 | 0 | 0 | Manufacturing - Bio/Tech - Corridor - Sat | 10 | 9 | 16 | 364 | 884 | 0 | 0 | 364 | 884 | 0 | 0 | 7 | 17 | 0 | 0 | 0 | 0 | 0 | 0 | 0 | 0 | 1 | 1 | 1 | 1 | 1 | 1 | 1 | 0 | 0 | 0 | 0 | 0 | 0 | 0 | 0 | 0 | bar: 1 to 24
1114 | 11 | 14 | 13 | 2 |  |  |  |  | Manufacturing - Bio/Tech | Corridor | Manufacturing - Bio/Tech - Corridor |  | Manufacturing - Bio/Tech | Manufacturing - Bio/Tech - Corridor | Manufac (biotech) Circulation | Sun | 7 | 52 | 52 | 0.20002 | 0.57113 | 0.73843 | 0.50767 | 0.50767 | 0.50767 |  |  | 0 | 0 | 0 | 0 | 0 |  |  | 142.5707 | 184.3338 | 126.7295 | 126.7295 | 126.7295 |  |  | 0 | 0 | 0 | 0 | 0 |  |  | 0 | 0 | 0 | 0 | 0 |  |  | 0 | 0 | 0 | 0 | 0 |  |  | 0 | 0 | 0 | 0 | 0 |  |  | 0 | 0 | 0 | 0 | 0 |  |  | Manufac (biotech) Circulation ILit Sun | Manufac (biotech) Circulation ILit all | 2 | 100 | 100 | 24 | 1 | [24 empty] | 0 | 0 | 0 | 0 | 0 | 0 | 0 | 0 | 0 | 0 | 0 | 0 | 0 | 0 | 0 | 0 | 0 | 0 | 0 | 0 | 0 | 0 | 0 | 0 | 0 | 0 | 0 | 0 | 0 | 0 | 0 | 0 | 0 | 0 | 0 | 0 | 0 | 0 | 0 | 0 | 0 | 0 | 0 | 0 | 0 | 0 | 0 | 0 | 0 | 0 | 0 | 0 | 0 | 0 |  | 0 | 0 | 0 | 0 | 0 | 0 | 0 | 0 | 0 | 0 | 0 | 0 | 0 | 0 | 0 | 0 | 0 | 0 | 0 | 0 | Manufacturing - Bio/Tech - Corridor - Sun | 12 | 9 | 16 | 364 | 884 | 0 | 0 | 364 | 884 | 0 | 0 | 7 | 17 | 0 | 0 | 0 | 0 | 0 | 0 | 0 | 0 | 1 | 1 | 1 | 1 | 1 | 1 | 1 | 0 | 0 | 0 | 0 | 0 | 0 | 0 | 0 | 0 | bar: 1 to 24
1115 | 11 | 15 | 14 | 3 |  |  |  |  | Manufacturing - Bio/Tech | Corridor | Manufacturing - Bio/Tech - Corridor |  | Manufacturing - Bio/Tech | Manufacturing - Bio/Tech - Corridor | Manufac (biotech) Circulation | Hol | 19 | 10 | 10 | 0.20002 | 0.57113 | 0.73843 | 0.50767 | 0.50767 | 0.50767 |  |  | 0 | 0 | 0 | 0 | 0 |  |  | 27.4174 | 35.4488 | 24.3711 | 24.3711 | 24.3711 |  |  | 0 | 0 | 0 | 0 | 0 |  |  | 0 | 0 | 0 | 0 | 0 |  |  | 0 | 0 | 0 | 0 | 0 |  |  | 0 | 0 | 0 | 0 | 0 |  |  | 0 | 0 | 0 | 0 | 0 |  |  | Manufac (biotech) Circulation ILit Hol | Manufac (biotech) Circulation ILit all | 2 | 100 | 100 | 24 | 1 | [24 empty] | 0 | 0 | 0 | 0 | 0 | 0 | 0 | 0 | 0 | 0 | 0 | 0 | 0 | 0 | 0 | 0 | 0 | 0 | 0 | 0 | 0 | 0 | 0 | 0 | 0 | 0 | 0 | 0 | 0 | 0 | 0 | 0 | 0 | 0 | 0 | 0 | 0 | 0 | 0 | 0 | 0 | 0 | 0 | 0 | 0 | 0 | 0 | 0 | 0 | 0 | 0 | 0 | 0 | 0 |  | 0 | 0 | 0 | 0 | 0 | 0 | 0 | 0 | 0 | 0 | 0 | 0 | 0 | 0 | 0 | 0 | 0 | 0 | 0 | 0 | Manufacturing - Bio/Tech - Corridor - Hol | 14 | 9 | 16 | 70 | 170 | 0 | 0 | 70 | 170 | 0 | 0 | 7 | 17 | 0 | 0 | 0 | 0 | 0 | 0 | 0 | 0 | 1 | 1 | 1 | 1 | 1 | 1 | 1 | 0 | 0 | 0 | 0 | 0 | 0 | 0 | 0 | 0 | bar: 1 to 24
1116 | 11 | 16 | 15 | 4 |  |  | Manufacturing - Bio/Tech - Corridor | Manufacturing - Bio/Tech - Corridor | Manufacturing - Bio/Tech | Corridor | Manufacturing - Bio/Tech - Corridor |  | Manufacturing - Bio/Tech | Manufacturing - Bio/Tech - Corridor | Manufac (biotech) Circulation | all | 7 | 251 | 251 | 0.20002 | 0.57113 | 0.73843 | 0.50767 | 0.50767 | 0.50767 |  |  | 0.11424 | 0.1477 | 0.10155 | 0.10155 | 0.10155 |  |  | 688.1777 | 889.7651 | 611.7135 | 611.7135 | 611.7135 |  |  | 0.11424 | 0.1477 | 0.10155 | 0.10155 | 0.10155 |  |  | 8760 | 8760 | 8760 | 8760 | 8760 |  |  | 0 | 0 | 0 | 0 | 0 |  |  | 1 | 1 | 1 | 1 | 1 |  |  | 0 | 0 | 0 | 0 | 0 |  |  | Manufac (biotech) Circulation ILit all | Manufac (biotech) Circulation ILit all | 3325 | 100 | 100 | 24 | 1 | [24 empty] | 0 | 0 | 0 | 0 | 0 | 0 | 0 | 0 | 0 | 0 | 0 | 0 | 0 | 0 | 0 | 0 | 0 | 0 | 0 | 0 | 0 | 0 | 0 | 0 | 0 | 0 | 0 | 0 | 0 | 0 | 0 | 0 | 0 | 0 | 0 | 0 | 0 | 0 | 0 | 0 | 0 | 0 | 0 | 0 | 0 | 0 | 0 | 0 | 0 | 0 | 0 | 0 | 0 | 0 |  | 0 | 0 | 0 | 0 | 0 | 0 | 0 | 0 | 0 | 0 | 0 | 0 | 0 | 0 | 0 | 0 | 0 | 0 | 0 | 0 | Manufacturing - Bio/Tech - Corridor - all | 16 | 9 | 21 | 3012 | 3012 | 3012 | 3012 | 0 | 0 | 12 | 12 | 0 | 0 | 0 | 0 | 0 | 0 | 0 | 0 | 0 | 0 | 1 | 1 | 1 | 1 | 1 | 1 | 1 | 1 | 1 | 1 | 1 | 1 | 0 | 0 | 0 | 0 | bar: 1 to 24
1117 | 11 | 17 | 12 | 1 |  |  |  |  | Manufacturing - Bio/Tech | Dining Area | Manufacturing - Bio/Tech - Dining Area |  | Manufacturing - Bio/Tech | Manufacturing - Bio/Tech - Dining Area | Manufac (biotech) Cafeteria | Sat | 19 | 52 | 52 | 0.029995 | 0.98361 | 1.3845 | 1.0153 | 1.0153 | 0.93072 |  |  | 0 | 0 | 0 | 0 | 0 |  |  | 1.841 | 2.5915 | 1.9004 | 1.9004 | 1.742 |  |  | 0 | 0 | 0 | 0 | 0 |  |  | 0 | 0 | 0 | 0 | 0 |  |  | 0 | 0 | 0 | 0 | 0 |  |  | 0 | 0 | 0 | 0 | 0 |  |  | 0 | 0 | 0 | 0 | 0 |  |  | Manufac (biotech) Cafeteria ILit Sat | Manufac (biotech) Cafeteria ILit all | 3315 | 5 | 5 | 1.2 | 0.05 | 0.05 | 0.05 | 0.05 | 0.05 | 0.05 | 0.05 | 0.05 | 0.05 | 0.05 | 0.05 | 0.05 | 0.05 | 0.05 | 0.05 | 0.05 | 0.05 | 0.05 | 0.05 | 0.05 | 0.05 | 0.05 | 0.05 | 0.05 | 0.05 | 0 | 0 | 0 | 0 | 0 | 0 | 0 | 0 | 0 | 0 | 0 | 0 | 0 | 0 | 0 | 0 | 0 | 0 | 0 | 0 | 0 | 0 | 0 | 0 | 0 | 0 | 0 | 0 | 0 | 0 | 0 | 0 | 0 | 0 | 0 | 0 | 0 | 0 | 0 | 0 | 0 | 0 | 0 | 0 | 0 | 0 | 0 | 0 | 0 | 0 | 0 | 0 | 0 | 0 |  | 0 | 0 | 0 | 0 | 0 | 0 | 0 | 0 | 0 | 0 | 0 | 0 | 0 | 0 | 0 | 0 | 0 | 0 | 0 | 0 | Manufacturing - Bio/Tech - Dining Area - Sat | 10 | 9 | 16 | 18.2 | 44.2 | 0 | 0 | 18.2 | 44.2 | 0 | 0 | 0.35 | 0.85 | 0 | 0 | 0 | 0 | 0 | 0 | 0 | 0 | 0.05 | 0.05 | 0.05 | 0.05 | 0.05 | 0.05 | 0.05 | 0 | 0 | 0 | 0 | 0 | 0 | 0 | 0 | 0
1118 | 11 | 18 | 13 | 2 |  |  |  |  | Manufacturing - Bio/Tech | Dining Area | Manufacturing - Bio/Tech - Dining Area |  | Manufacturing - Bio/Tech | Manufacturing - Bio/Tech - Dining Area | Manufac (biotech) Cafeteria | Sun | 7 | 52 | 52 | 0.029995 | 0.98361 | 1.3845 | 1.0153 | 1.0153 | 0.93072 |  |  | 0 | 0 | 0 | 0 | 0 |  |  | 1.841 | 2.5915 | 1.9004 | 1.9004 | 1.742 |  |  | 0 | 0 | 0 | 0 | 0 |  |  | 0 | 0 | 0 | 0 | 0 |  |  | 0 | 0 | 0 | 0 | 0 |  |  | 0 | 0 | 0 | 0 | 0 |  |  | 0 | 0 | 0 | 0 | 0 |  |  | Manufac (biotech) Cafeteria ILit Sun | Manufac (biotech) Cafeteria ILit all | 3315 | 5 | 5 | 1.2 | 0.05 | 0.05 | 0.05 | 0.05 | 0.05 | 0.05 | 0.05 | 0.05 | 0.05 | 0.05 | 0.05 | 0.05 | 0.05 | 0.05 | 0.05 | 0.05 | 0.05 | 0.05 | 0.05 | 0.05 | 0.05 | 0.05 | 0.05 | 0.05 | 0.05 | 0 | 0 | 0 | 0 | 0 | 0 | 0 | 0 | 0 | 0 | 0 | 0 | 0 | 0 | 0 | 0 | 0 | 0 | 0 | 0 | 0 | 0 | 0 | 0 | 0 | 0 | 0 | 0 | 0 | 0 | 0 | 0 | 0 | 0 | 0 | 0 | 0 | 0 | 0 | 0 | 0 | 0 | 0 | 0 | 0 | 0 | 0 | 0 | 0 | 0 | 0 | 0 | 0 | 0 |  | 0 | 0 | 0 | 0 | 0 | 0 | 0 | 0 | 0 | 0 | 0 | 0 | 0 | 0 | 0 | 0 | 0 | 0 | 0 | 0 | Manufacturing - Bio/Tech - Dining Area - Sun | 12 | 9 | 16 | 18.2 | 44.2 | 0 | 0 | 18.2 | 44.2 | 0 | 0 | 0.35 | 0.85 | 0 | 0 | 0 | 0 | 0 | 0 | 0 | 0 | 0.05 | 0.05 | 0.05 | 0.05 | 0.05 | 0.05 | 0.05 | 0 | 0 | 0 | 0 | 0 | 0 | 0 | 0 | 0
1119 | 11 | 19 | 14 | 3 |  |  |  |  | Manufacturing - Bio/Tech | Dining Area | Manufacturing - Bio/Tech - Dining Area |  | Manufacturing - Bio/Tech | Manufacturing - Bio/Tech - Dining Area | Manufac (biotech) Cafeteria | Hol | 19 | 10 | 10 | 0.029995 | 0.98361 | 1.3845 | 1.0153 | 1.0153 | 0.93072 |  |  | 0 | 0 | 0 | 0 | 0 |  |  | 0.35404 | 0.49836 | 0.36546 | 0.36546 | 0.33501 |  |  | 0 | 0 | 0 | 0 | 0 |  |  | 0 | 0 | 0 | 0 | 0 |  |  | 0 | 0 | 0 | 0 | 0 |  |  | 0 | 0 | 0 | 0 | 0 |  |  | 0 | 0 | 0 | 0 | 0 |  |  | Manufac (biotech) Cafeteria ILit Hol | Manufac (biotech) Cafeteria ILit all | 3315 | 5 | 5 | 1.2 | 0.05 | 0.05 | 0.05 | 0.05 | 0.05 | 0.05 | 0.05 | 0.05 | 0.05 | 0.05 | 0.05 | 0.05 | 0.05 | 0.05 | 0.05 | 0.05 | 0.05 | 0.05 | 0.05 | 0.05 | 0.05 | 0.05 | 0.05 | 0.05 | 0.05 | 0 | 0 | 0 | 0 | 0 | 0 | 0 | 0 | 0 | 0 | 0 | 0 | 0 | 0 | 0 | 0 | 0 | 0 | 0 | 0 | 0 | 0 | 0 | 0 | 0 | 0 | 0 | 0 | 0 | 0 | 0 | 0 | 0 | 0 | 0 | 0 | 0 | 0 | 0 | 0 | 0 | 0 | 0 | 0 | 0 | 0 | 0 | 0 | 0 | 0 | 0 | 0 | 0 | 0 |  | 0 | 0 | 0 | 0 | 0 | 0 | 0 | 0 | 0 | 0 | 0 | 0 | 0 | 0 | 0 | 0 | 0 | 0 | 0 | 0 | Manufacturing - Bio/Tech - Dining Area - Hol | 14 | 9 | 16 | 3.5 | 8.5 | 0 | 0 | 3.5 | 8.5 | 0 | 0 | 0.35 | 0.85 | 0 | 0 | 0 | 0 | 0 | 0 | 0 | 0 | 0.05 | 0.05 | 0.05 | 0.05 | 0.05 | 0.05 | 0.05 | 0 | 0 | 0 | 0 | 0 | 0 | 0 | 0 | 0
1120 | 11 | 20 | 15 | 4 |  |  | Manufacturing - Bio/Tech - Dining Area | Manufacturing - Bio/Tech - Dining Area | Manufacturing - Bio/Tech | Dining Area | Manufacturing - Bio/Tech - Dining Area |  | Manufacturing - Bio/Tech | Manufacturing - Bio/Tech - Dining Area | Manufac (biotech) Cafeteria | all | 7 | 251 | 251 | 0.029995 | 0.98361 | 1.3845 | 1.0153 | 1.0153 | 0.93072 |  |  | 0.029503 | 0.04153 | 0.030455 | 0.030455 | 0.027917 |  |  | 79.9778 | 112.5787 | 82.5577 | 82.5577 | 75.6779 |  |  | 0.027045 | 0.038069 | 0.027917 | 0.027917 | 0.025591 |  |  | 2847.6 | 2847.6 | 2847.6 | 2847.6 | 2847.6 |  |  | 0 | 0 | 0 | 0 | 0 |  |  | 0.91667 | 0.91667 | 0.91667 | 0.91667 | 0.91667 |  |  | 0 | 0 | 0 | 0 | 0 |  |  | Manufac (biotech) Cafeteria ILit all | Manufac (biotech) Cafeteria ILit all | 3314 | 5 | 100 | 10.8 | 0.91667 | 0.05 | 0.05 | 0.05 | 0.05 | 0.05 | 0.05 | 0.2 | 0.8 | 1 | 1 | 1 | 1 | 0.8 | 1 | 1 | 1 | 0.75 | 0.55 | 0.15 | 0.05 | 0.05 | 0.05 | 0.05 | 0.05 | 0 | 0 | 0 | 0 | 0 | 0 | 0.15789 | 0.78947 | 1 | 1 | 1 | 1 | 0.78947 | 1 | 1 | 1 | 0.73684 | 0.52632 | 0.10526 | 0 | 0 | 0 | 0 | 0 | 0 | 0 | 0 | 0 | 0 | 0 | 0 | 0 | 0 | 0 | 0 | 0 | 0 | 0 | 0 | 0 | 0 | 0 | 0 | 0 | 0 | 0 | 0 | 0 | 0 | 0 | 0 | 0 | 0 | 0 |  | 0 | 0 | 0 | 0 | 0 | 0 | 0 | 0 | 0 | 0 | 0 | 0 | 0 | 0 | 0 | 0 | 0 | 0 | 0 | 0 | Manufacturing - Bio/Tech - Dining Area - all | 16 | 9 | 21 | 2334.3 | 376.5 | 2334.3 | 376.5 | 0 | 0 | 9.3 | 1.5 | 0 | 0 | 0 | 0 | 0 | 0 | 0 | 0 | 0 | 0 | 1 | 1 | 1 | 1 | 0.8 | 1 | 1 | 1 | 0.75 | 0.55 | 0.15 | 0.05 | 0 | 0 | 0 | 0
1121 | 11 | 21 | 12 | 1 |  |  |  |  | Manufacturing - Bio/Tech | Kitchen and Food Preparation | Manufacturing - Bio/Tech - Kitchen and Food Preparation |  | Manufacturing - Bio/Tech | Manufacturing - Bio/Tech - Kitchen and Food Preparation | Manufac (biotech) Kitchen | Sat | 19 | 52 | 52 | 0.010001 | 2.4749 | 3.3229 | 1.4384 | 1.4384 | 1.3538 |  |  | 0 | 0 | 0 | 0 | 0 |  |  | 1.5444 | 2.0736 | 0.89762 | 0.89762 | 0.84482 |  |  | 0 | 0 | 0 | 0 | 0 |  |  | 0 | 0 | 0 | 0 | 0 |  |  | 0 | 0 | 0 | 0 | 0 |  |  | 0 | 0 | 0 | 0 | 0 |  |  | 0 | 0 | 0 | 0 | 0 |  |  | Manufac (biotech) Kitchen ILit Sat | Manufac (biotech) Kitchen ILit all | 3298 | 5 | 5 | 1.2 | 0.05 | 0.05 | 0.05 | 0.05 | 0.05 | 0.05 | 0.05 | 0.05 | 0.05 | 0.05 | 0.05 | 0.05 | 0.05 | 0.05 | 0.05 | 0.05 | 0.05 | 0.05 | 0.05 | 0.05 | 0.05 | 0.05 | 0.05 | 0.05 | 0.05 | 0 | 0 | 0 | 0 | 0 | 0 | 0 | 0 | 0 | 0 | 0 | 0 | 0 | 0 | 0 | 0 | 0 | 0 | 0 | 0 | 0 | 0 | 0 | 0 | 0 | 0 | 0 | 0 | 0 | 0 | 0 | 0 | 0 | 0 | 0 | 0 | 0 | 0 | 0 | 0 | 0 | 0 | 0 | 0 | 0 | 0 | 0 | 0 | 0 | 0 | 0 | 0 | 0 | 0 |  | 0 | 0 | 0 | 0 | 0 | 0 | 0 | 0 | 0 | 0 | 0 | 0 | 0 | 0 | 0 | 0 | 0 | 0 | 0 | 0 | Manufacturing - Bio/Tech - Kitchen and Food Preparation - Sat | 10 | 9 | 16 | 18.2 | 44.2 | 0 | 0 | 18.2 | 44.2 | 0 | 0 | 0.35 | 0.85 | 0 | 0 | 0 | 0 | 0 | 0 | 0 | 0 | 0.05 | 0.05 | 0.05 | 0.05 | 0.05 | 0.05 | 0.05 | 0 | 0 | 0 | 0 | 0 | 0 | 0 | 0 | 0
1122 | 11 | 22 | 13 | 2 |  |  |  |  | Manufacturing - Bio/Tech | Kitchen and Food Preparation | Manufacturing - Bio/Tech - Kitchen and Food Preparation |  | Manufacturing - Bio/Tech | Manufacturing - Bio/Tech - Kitchen and Food Preparation | Manufac (biotech) Kitchen | Sun | 7 | 52 | 52 | 0.010001 | 2.4749 | 3.3229 | 1.4384 | 1.4384 | 1.3538 |  |  | 0 | 0 | 0 | 0 | 0 |  |  | 1.5444 | 2.0736 | 0.89762 | 0.89762 | 0.84482 |  |  | 0 | 0 | 0 | 0 | 0 |  |  | 0 | 0 | 0 | 0 | 0 |  |  | 0 | 0 | 0 | 0 | 0 |  |  | 0 | 0 | 0 | 0 | 0 |  |  | 0 | 0 | 0 | 0 | 0 |  |  | Manufac (biotech) Kitchen ILit Sun | Manufac (biotech) Kitchen ILit all | 3298 | 5 | 5 | 1.2 | 0.05 | 0.05 | 0.05 | 0.05 | 0.05 | 0.05 | 0.05 | 0.05 | 0.05 | 0.05 | 0.05 | 0.05 | 0.05 | 0.05 | 0.05 | 0.05 | 0.05 | 0.05 | 0.05 | 0.05 | 0.05 | 0.05 | 0.05 | 0.05 | 0.05 | 0 | 0 | 0 | 0 | 0 | 0 | 0 | 0 | 0 | 0 | 0 | 0 | 0 | 0 | 0 | 0 | 0 | 0 | 0 | 0 | 0 | 0 | 0 | 0 | 0 | 0 | 0 | 0 | 0 | 0 | 0 | 0 | 0 | 0 | 0 | 0 | 0 | 0 | 0 | 0 | 0 | 0 | 0 | 0 | 0 | 0 | 0 | 0 | 0 | 0 | 0 | 0 | 0 | 0 |  | 0 | 0 | 0 | 0 | 0 | 0 | 0 | 0 | 0 | 0 | 0 | 0 | 0 | 0 | 0 | 0 | 0 | 0 | 0 | 0 | Manufacturing - Bio/Tech - Kitchen and Food Preparation - Sun | 12 | 9 | 16 | 18.2 | 44.2 | 0 | 0 | 18.2 | 44.2 | 0 | 0 | 0.35 | 0.85 | 0 | 0 | 0 | 0 | 0 | 0 | 0 | 0 | 0.05 | 0.05 | 0.05 | 0.05 | 0.05 | 0.05 | 0.05 | 0 | 0 | 0 | 0 | 0 | 0 | 0 | 0 | 0
1123 | 11 | 23 | 14 | 3 |  |  |  |  | Manufacturing - Bio/Tech | Kitchen and Food Preparation | Manufacturing - Bio/Tech - Kitchen and Food Preparation |  | Manufacturing - Bio/Tech | Manufacturing - Bio/Tech - Kitchen and Food Preparation | Manufac (biotech) Kitchen | Hol | 19 | 10 | 10 | 0.010001 | 2.4749 | 3.3229 | 1.4384 | 1.4384 | 1.3538 |  |  | 0 | 0 | 0 | 0 | 0 |  |  | 0.29701 | 0.39878 | 0.17262 | 0.17262 | 0.16247 |  |  | 0 | 0 | 0 | 0 | 0 |  |  | 0 | 0 | 0 | 0 | 0 |  |  | 0 | 0 | 0 | 0 | 0 |  |  | 0 | 0 | 0 | 0 | 0 |  |  | 0 | 0 | 0 | 0 | 0 |  |  | Manufac (biotech) Kitchen ILit Hol | Manufac (biotech) Kitchen ILit all | 3298 | 5 | 5 | 1.2 | 0.05 | 0.05 | 0.05 | 0.05 | 0.05 | 0.05 | 0.05 | 0.05 | 0.05 | 0.05 | 0.05 | 0.05 | 0.05 | 0.05 | 0.05 | 0.05 | 0.05 | 0.05 | 0.05 | 0.05 | 0.05 | 0.05 | 0.05 | 0.05 | 0.05 | 0 | 0 | 0 | 0 | 0 | 0 | 0 | 0 | 0 | 0 | 0 | 0 | 0 | 0 | 0 | 0 | 0 | 0 | 0 | 0 | 0 | 0 | 0 | 0 | 0 | 0 | 0 | 0 | 0 | 0 | 0 | 0 | 0 | 0 | 0 | 0 | 0 | 0 | 0 | 0 | 0 | 0 | 0 | 0 | 0 | 0 | 0 | 0 | 0 | 0 | 0 | 0 | 0 | 0 |  | 0 | 0 | 0 | 0 | 0 | 0 | 0 | 0 | 0 | 0 | 0 | 0 | 0 | 0 | 0 | 0 | 0 | 0 | 0 | 0 | Manufacturing - Bio/Tech - Kitchen and Food Preparation - Hol | 14 | 9 | 16 | 3.5 | 8.5 | 0 | 0 | 3.5 | 8.5 | 0 | 0 | 0.35 | 0.85 | 0 | 0 | 0 | 0 | 0 | 0 | 0 | 0 | 0.05 | 0.05 | 0.05 | 0.05 | 0.05 | 0.05 | 0.05 | 0 | 0 | 0 | 0 | 0 | 0 | 0 | 0 | 0
1124 | 11 | 24 | 15 | 4 |  |  | Manufacturing - Bio/Tech - Kitchen and Food Preparation | Manufacturing - Bio/Tech - Kitchen and Food Preparation | Manufacturing - Bio/Tech | Kitchen and Food Preparation | Manufacturing - Bio/Tech - Kitchen and Food Preparation |  | Manufacturing - Bio/Tech | Manufacturing - Bio/Tech - Kitchen and Food Preparation | Manufac (biotech) Kitchen | all | 7 | 251 | 251 | 0.010001 | 2.4749 | 3.3229 | 1.4384 | 1.4384 | 1.3538 |  |  | 0.024751 | 0.033232 | 0.014385 | 0.014385 | 0.013539 |  |  | 67.0938 | 90.084 | 38.9947 | 38.9947 | 36.7009 |  |  | 0.022688 | 0.030462 | 0.013186 | 0.013186 | 0.012411 |  |  | 2847.6 | 2847.6 | 2847.6 | 2847.6 | 2847.6 |  |  | 0 | 0 | 0 | 0 | 0 |  |  | 0.91667 | 0.91667 | 0.91667 | 0.91667 | 0.91667 |  |  | 0 | 0 | 0 | 0 | 0 |  |  | Manufac (biotech) Kitchen ILit all | Manufac (biotech) Kitchen ILit all | 3297 | 5 | 100 | 10.8 | 0.91667 | 0.05 | 0.05 | 0.05 | 0.05 | 0.05 | 0.05 | 0.2 | 0.8 | 1 | 1 | 1 | 1 | 0.8 | 1 | 1 | 1 | 0.75 | 0.55 | 0.15 | 0.05 | 0.05 | 0.05 | 0.05 | 0.05 | 0 | 0 | 0 | 0 | 0 | 0 | 0.15789 | 0.78947 | 1 | 1 | 1 | 1 | 0.78947 | 1 | 1 | 1 | 0.73684 | 0.52632 | 0.10526 | 0 | 0 | 0 | 0 | 0 | 0 | 0 | 0 | 0 | 0 | 0 | 0 | 0 | 0 | 0 | 0 | 0 | 0 | 0 | 0 | 0 | 0 | 0 | 0 | 0 | 0 | 0 | 0 | 0 | 0 | 0 | 0 | 0 | 0 | 0 |  | 0 | 0 | 0 | 0 | 0 | 0 | 0 | 0 | 0 | 0 | 0 | 0 | 0 | 0 | 0 | 0 | 0 | 0 | 0 | 0 | Manufacturing - Bio/Tech - Kitchen and Food Preparation - all | 16 | 9 | 21 | 2334.3 | 376.5 | 2334.3 | 376.5 | 0 | 0 | 9.3 | 1.5 | 0 | 0 | 0 | 0 | 0 | 0 | 0 | 0 | 0 | 0 | 1 | 1 | 1 | 1 | 0.8 | 1 | 1 | 1 | 0.75 | 0.55 | 0.15 | 0.05 | 0 | 0 | 0 | 0
1125 | 11 | 25 | 12 | 1 |  |  |  |  | Manufacturing - Bio/Tech | Office (General) | Manufacturing - Bio/Tech - Office (General) |  | Manufacturing - Bio/Tech | Manufacturing - Bio/Tech - Office (General) | Manufac (biotech) Admin | Sat | 19 | 52 | 52 | 0.26663 | 1.2692 | 1.6615 | 1.0999 | 1.0999 | 1.0153 |  |  | 0 | 0 | 0 | 0 | 0 |  |  | 21.1159 | 27.6426 | 18.3004 | 18.3004 | 16.8927 |  |  | 0 | 0 | 0 | 0 | 0 |  |  | 0 | 0 | 0 | 0 | 0 |  |  | 0 | 0 | 0 | 0 | 0 |  |  | 0 | 0 | 0 | 0 | 0 |  |  | 0 | 0 | 0 | 0 | 0 |  |  | Manufac (biotech) Admin ILit Sat | Manufac (biotech) Admin ILit all | 3292 | 5 | 5 | 1.2 | 0.05 | 0.05 | 0.05 | 0.05 | 0.05 | 0.05 | 0.05 | 0.05 | 0.05 | 0.05 | 0.05 | 0.05 | 0.05 | 0.05 | 0.05 | 0.05 | 0.05 | 0.05 | 0.05 | 0.05 | 0.05 | 0.05 | 0.05 | 0.05 | 0.05 | 0 | 0 | 0 | 0 | 0 | 0 | 0 | 0 | 0 | 0 | 0 | 0 | 0 | 0 | 0 | 0 | 0 | 0 | 0 | 0 | 0 | 0 | 0 | 0 | 0 | 0 | 0 | 0 | 0 | 0 | 0 | 0 | 0 | 0 | 0 | 0 | 0 | 0 | 0 | 0 | 0 | 0 | 0 | 0 | 0 | 0 | 0 | 0 | 0 | 0 | 0 | 0 | 0 | 0 |  | 0 | 0 | 0 | 0 | 0 | 0 | 0 | 0 | 0 | 0 | 0 | 0 | 0 | 0 | 0 | 0 | 0 | 0 | 0 | 0 | Manufacturing - Bio/Tech - Office (General) - Sat | 10 | 9 | 16 | 18.2 | 44.2 | 0 | 0 | 18.2 | 44.2 | 0 | 0 | 0.35 | 0.85 | 0 | 0 | 0 | 0 | 0 | 0 | 0 | 0 | 0.05 | 0.05 | 0.05 | 0.05 | 0.05 | 0.05 | 0.05 | 0 | 0 | 0 | 0 | 0 | 0 | 0 | 0 | 0
1126 | 11 | 26 | 13 | 2 |  |  |  |  | Manufacturing - Bio/Tech | Office (General) | Manufacturing - Bio/Tech - Office (General) |  | Manufacturing - Bio/Tech | Manufacturing - Bio/Tech - Office (General) | Manufac (biotech) Admin | Sun | 7 | 52 | 52 | 0.26663 | 1.2692 | 1.6615 | 1.0999 | 1.0999 | 1.0153 |  |  | 0 | 0 | 0 | 0 | 0 |  |  | 21.1159 | 27.6426 | 18.3004 | 18.3004 | 16.8927 |  |  | 0 | 0 | 0 | 0 | 0 |  |  | 0 | 0 | 0 | 0 | 0 |  |  | 0 | 0 | 0 | 0 | 0 |  |  | 0 | 0 | 0 | 0 | 0 |  |  | 0 | 0 | 0 | 0 | 0 |  |  | Manufac (biotech) Admin ILit Sun | Manufac (biotech) Admin ILit all | 3292 | 5 | 5 | 1.2 | 0.05 | 0.05 | 0.05 | 0.05 | 0.05 | 0.05 | 0.05 | 0.05 | 0.05 | 0.05 | 0.05 | 0.05 | 0.05 | 0.05 | 0.05 | 0.05 | 0.05 | 0.05 | 0.05 | 0.05 | 0.05 | 0.05 | 0.05 | 0.05 | 0.05 | 0 | 0 | 0 | 0 | 0 | 0 | 0 | 0 | 0 | 0 | 0 | 0 | 0 | 0 | 0 | 0 | 0 | 0 | 0 | 0 | 0 | 0 | 0 | 0 | 0 | 0 | 0 | 0 | 0 | 0 | 0 | 0 | 0 | 0 | 0 | 0 | 0 | 0 | 0 | 0 | 0 | 0 | 0 | 0 | 0 | 0 | 0 | 0 | 0 | 0 | 0 | 0 | 0 | 0 |  | 0 | 0 | 0 | 0 | 0 | 0 | 0 | 0 | 0 | 0 | 0 | 0 | 0 | 0 | 0 | 0 | 0 | 0 | 0 | 0 | Manufacturing - Bio/Tech - Office (General) - Sun | 12 | 9 | 16 | 18.2 | 44.2 | 0 | 0 | 18.2 | 44.2 | 0 | 0 | 0.35 | 0.85 | 0 | 0 | 0 | 0 | 0 | 0 | 0 | 0 | 0.05 | 0.05 | 0.05 | 0.05 | 0.05 | 0.05 | 0.05 | 0 | 0 | 0 | 0 | 0 | 0 | 0 | 0 | 0
1127 | 11 | 27 | 14 | 3 |  |  |  |  | Manufacturing - Bio/Tech | Office (General) | Manufacturing - Bio/Tech - Office (General) |  | Manufacturing - Bio/Tech | Manufacturing - Bio/Tech - Office (General) | Manufac (biotech) Admin | Hol | 19 | 10 | 10 | 0.26663 | 1.2692 | 1.6615 | 1.0999 | 1.0999 | 1.0153 |  |  | 0 | 0 | 0 | 0 | 0 |  |  | 4.0607 | 5.3159 | 3.5193 | 3.5193 | 3.2486 |  |  | 0 | 0 | 0 | 0 | 0 |  |  | 0 | 0 | 0 | 0 | 0 |  |  | 0 | 0 | 0 | 0 | 0 |  |  | 0 | 0 | 0 | 0 | 0 |  |  | 0 | 0 | 0 | 0 | 0 |  |  | Manufac (biotech) Admin ILit Hol | Manufac (biotech) Admin ILit all | 3292 | 5 | 5 | 1.2 | 0.05 | 0.05 | 0.05 | 0.05 | 0.05 | 0.05 | 0.05 | 0.05 | 0.05 | 0.05 | 0.05 | 0.05 | 0.05 | 0.05 | 0.05 | 0.05 | 0.05 | 0.05 | 0.05 | 0.05 | 0.05 | 0.05 | 0.05 | 0.05 | 0.05 | 0 | 0 | 0 | 0 | 0 | 0 | 0 | 0 | 0 | 0 | 0 | 0 | 0 | 0 | 0 | 0 | 0 | 0 | 0 | 0 | 0 | 0 | 0 | 0 | 0 | 0 | 0 | 0 | 0 | 0 | 0 | 0 | 0 | 0 | 0 | 0 | 0 | 0 | 0 | 0 | 0 | 0 | 0 | 0 | 0 | 0 | 0 | 0 | 0 | 0 | 0 | 0 | 0 | 0 |  | 0 | 0 | 0 | 0 | 0 | 0 | 0 | 0 | 0 | 0 | 0 | 0 | 0 | 0 | 0 | 0 | 0 | 0 | 0 | 0 | Manufacturing - Bio/Tech - Office (General) - Hol | 14 | 9 | 16 | 3.5 | 8.5 | 0 | 0 | 3.5 | 8.5 | 0 | 0 | 0.35 | 0.85 | 0 | 0 | 0 | 0 | 0 | 0 | 0 | 0 | 0.05 | 0.05 | 0.05 | 0.05 | 0.05 | 0.05 | 0.05 | 0 | 0 | 0 | 0 | 0 | 0 | 0 | 0 | 0
1128 | 11 | 28 | 15 | 4 | Manufacturing - Bio/Tech | Manufacturing - Bio/Tech | Manufacturing - Bio/Tech - Office (General) | Manufacturing - Bio/Tech - Office (General) | Manufacturing - Bio/Tech | Office (General) | Manufacturing - Bio/Tech - Office (General) |  | Manufacturing - Bio/Tech | Manufacturing - Bio/Tech - Office (General) | Manufac (biotech) Admin | all | 7 | 251 | 251 | 0.26663 | 1.2692 | 1.6615 | 1.0999 | 1.0999 | 1.0153 |  |  | 0.3384 | 0.44299 | 0.29328 | 0.29328 | 0.27072 |  |  | 917.3231 | 1200.8593 | 795.0133 | 795.0133 | 733.8584 |  |  | 0.3102 | 0.40607 | 0.26884 | 0.26884 | 0.24816 |  |  | 2847.6 | 2847.6 | 2847.6 | 2847.6 | 2847.6 |  |  | 3255.2251 | 3246.7534 | 3425.5635 | 3425.6225 | 3488.7589 |  |  | 0.91667 | 0.91667 | 0.91667 | 0.91667 | 0.91667 |  |  | 0.92111 | 0.92094 | 0.9225 | 0.92264 | 0.92345 |  |  | Manufac (biotech) Admin ILit all | Manufac (biotech) Admin ILit all | 3291 | 5 | 100 | 10.8 | 0.91667 | 0.05 | 0.05 | 0.05 | 0.05 | 0.05 | 0.05 | 0.2 | 0.8 | 1 | 1 | 1 | 1 | 0.8 | 1 | 1 | 1 | 0.75 | 0.55 | 0.15 | 0.05 | 0.05 | 0.05 | 0.05 | 0.05 | 0 | 0 | 0 | 0 | 0 | 0 | 0.15789 | 0.78947 | 1 | 1 | 1 | 1 | 0.78947 | 1 | 1 | 1 | 0.73684 | 0.52632 | 0.10526 | 0 | 0 | 0 | 0 | 0 | 0 | 0 | 0 | 0 | 0 | 0 | 0 | 0 | 0 | 0 | 0 | 0 | 0 | 0 | 0 | 0 | 0 | 0 | 0 | 0 | 0 | 0 | 0 | 0 | 0 | 0 | 0 | 0 | 0 | 0 | Manufacturing - Bio/Tech | 0 | 0 | 0 | 0 | 0 | 0 | 0 | 0 | 0 | 0 | 0 | 0 | 0 | 0 | 0 | 0 | 0 | 0 | 0 | 0 | Manufacturing - Bio/Tech - Office (General) - all | 16 | 9 | 21 | 2334.3 | 376.5 | 2334.3 | 376.5 | 0 | 0 | 9.3 | 1.5 | 0 | 0 | 0 | 0 | 0 | 0 | 0 | 0 | 0 | 0 | 1 | 1 | 1 | 1 | 0.8 | 1 | 1 | 1 | 0.75 | 0.55 | 0.15 | 0.05 | 0 | 0 | 0 | 0
1201 | 12 | 1 | 12 | 1 |  |  |  |  | Manufacturing - Light Industrial | Comm/Ind Work (General, High Bay) | Manufacturing - Light Industrial - Comm/Ind Work (General, High Bay) |  | Manufacturing - Light Industrial | Manufacturing - Light Industrial - Comm/Ind Work (General, High Bay) | Manufac (light) Mfg | Sat | 18 | 52 | 52 | 0.8 | 1.1114 | 1.767 | 1.0799 | 1.1289 | 1.0349 |  |  | 0 | 0 | 0 | 0 | 0 |  |  | 55.4786 | 88.2104 | 53.9064 | 56.3566 | 51.6603 |  |  | 0 | 0 | 0 | 0 | 0 |  |  | 0 | 0 | 0 | 0 | 0 |  |  | 0 | 0 | 0 | 0 | 0 |  |  | 0 | 0 | 0 | 0 | 0 |  |  | 0 | 0 | 0 | 0 | 0 |  |  | Manufac (light) Mfg ILit Sat | Manufac (light) Mfg ILit all | 3332 | 5 | 5 | 1.2 | 0.05 | 0.05 | 0.05 | 0.05 | 0.05 | 0.05 | 0.05 | 0.05 | 0.05 | 0.05 | 0.05 | 0.05 | 0.05 | 0.05 | 0.05 | 0.05 | 0.05 | 0.05 | 0.05 | 0.05 | 0.05 | 0.05 | 0.05 | 0.05 | 0.05 | 0 | 0 | 0 | 0 | 0 | 0 | 0 | 0 | 0 | 0 | 0 | 0 | 0 | 0 | 0 | 0 | 0 | 0 | 0 | 0 | 0 | 0 | 0 | 0 | 0 | 0 | 0 | 0 | 0 | 0 | 0 | 0 | 0 | 0 | 0 | 0 | 0 | 0 | 0 | 0 | 0 | 0 | 0 | 0 | 0 | 0 | 0 | 0 | 0 | 0 | 0 | 0 | 0 | 0 |  | 0 | 0 | 0 | 0 | 0 | 0 | 0 | 0 | 0 | 0 | 0 | 0 | 0 | 0 | 0 | 0 | 0 | 0 | 0 | 0 | Manufacturing - Light Industrial - Comm/Ind Work (General, High Bay) - Sat | 10 | 9 | 16 | 18.2 | 44.2 | 0 | 0 | 18.2 | 44.2 | 0 | 0 | 0.35 | 0.85 | 0 | 0 | 0 | 0 | 0 | 0 | 0 | 0 | 0.05 | 0.05 | 0.05 | 0.05 | 0.05 | 0.05 | 0.05 | 0 | 0 | 0 | 0 | 0 | 0 | 0 | 0 | 0
1202 | 12 | 2 | 13 | 2 |  |  |  |  | Manufacturing - Light Industrial | Comm/Ind Work (General, High Bay) | Manufacturing - Light Industrial - Comm/Ind Work (General, High Bay) |  | Manufacturing - Light Industrial | Manufacturing - Light Industrial - Comm/Ind Work (General, High Bay) | Manufac (light) Mfg | Sun | 6 | 52 | 52 | 0.8 | 1.1114 | 1.767 | 1.0799 | 1.1289 | 1.0349 |  |  | 0 | 0 | 0 | 0 | 0 |  |  | 55.4786 | 88.2104 | 53.9064 | 56.3566 | 51.6603 |  |  | 0 | 0 | 0 | 0 | 0 |  |  | 0 | 0 | 0 | 0 | 0 |  |  | 0 | 0 | 0 | 0 | 0 |  |  | 0 | 0 | 0 | 0 | 0 |  |  | 0 | 0 | 0 | 0 | 0 |  |  | Manufac (light) Mfg ILit Sun | Manufac (light) Mfg ILit all | 3332 | 5 | 5 | 1.2 | 0.05 | 0.05 | 0.05 | 0.05 | 0.05 | 0.05 | 0.05 | 0.05 | 0.05 | 0.05 | 0.05 | 0.05 | 0.05 | 0.05 | 0.05 | 0.05 | 0.05 | 0.05 | 0.05 | 0.05 | 0.05 | 0.05 | 0.05 | 0.05 | 0.05 | 0 | 0 | 0 | 0 | 0 | 0 | 0 | 0 | 0 | 0 | 0 | 0 | 0 | 0 | 0 | 0 | 0 | 0 | 0 | 0 | 0 | 0 | 0 | 0 | 0 | 0 | 0 | 0 | 0 | 0 | 0 | 0 | 0 | 0 | 0 | 0 | 0 | 0 | 0 | 0 | 0 | 0 | 0 | 0 | 0 | 0 | 0 | 0 | 0 | 0 | 0 | 0 | 0 | 0 |  | 0 | 0 | 0 | 0 | 0 | 0 | 0 | 0 | 0 | 0 | 0 | 0 | 0 | 0 | 0 | 0 | 0 | 0 | 0 | 0 | Manufacturing - Light Industrial - Comm/Ind Work (General, High Bay) - Sun | 12 | 9 | 16 | 18.2 | 44.2 | 0 | 0 | 18.2 | 44.2 | 0 | 0 | 0.35 | 0.85 | 0 | 0 | 0 | 0 | 0 | 0 | 0 | 0 | 0.05 | 0.05 | 0.05 | 0.05 | 0.05 | 0.05 | 0.05 | 0 | 0 | 0 | 0 | 0 | 0 | 0 | 0 | 0
1203 | 12 | 3 | 14 | 3 |  |  |  |  | Manufacturing - Light Industrial | Comm/Ind Work (General, High Bay) | Manufacturing - Light Industrial - Comm/Ind Work (General, High Bay) |  | Manufacturing - Light Industrial | Manufacturing - Light Industrial - Comm/Ind Work (General, High Bay) | Manufac (light) Mfg | Hol | 18 | 10 | 10 | 0.8 | 1.1114 | 1.767 | 1.0799 | 1.1289 | 1.0349 |  |  | 0 | 0 | 0 | 0 | 0 |  |  | 10.669 | 16.9635 | 10.3666 | 10.8378 | 9.9347 |  |  | 0 | 0 | 0 | 0 | 0 |  |  | 0 | 0 | 0 | 0 | 0 |  |  | 0 | 0 | 0 | 0 | 0 |  |  | 0 | 0 | 0 | 0 | 0 |  |  | 0 | 0 | 0 | 0 | 0 |  |  | Manufac (light) Mfg ILit Hol | Manufac (light) Mfg ILit all | 3332 | 5 | 5 | 1.2 | 0.05 | 0.05 | 0.05 | 0.05 | 0.05 | 0.05 | 0.05 | 0.05 | 0.05 | 0.05 | 0.05 | 0.05 | 0.05 | 0.05 | 0.05 | 0.05 | 0.05 | 0.05 | 0.05 | 0.05 | 0.05 | 0.05 | 0.05 | 0.05 | 0.05 | 0 | 0 | 0 | 0 | 0 | 0 | 0 | 0 | 0 | 0 | 0 | 0 | 0 | 0 | 0 | 0 | 0 | 0 | 0 | 0 | 0 | 0 | 0 | 0 | 0 | 0 | 0 | 0 | 0 | 0 | 0 | 0 | 0 | 0 | 0 | 0 | 0 | 0 | 0 | 0 | 0 | 0 | 0 | 0 | 0 | 0 | 0 | 0 | 0 | 0 | 0 | 0 | 0 | 0 |  | 0 | 0 | 0 | 0 | 0 | 0 | 0 | 0 | 0 | 0 | 0 | 0 | 0 | 0 | 0 | 0 | 0 | 0 | 0 | 0 | Manufacturing - Light Industrial - Comm/Ind Work (General, High Bay) - Hol | 14 | 9 | 16 | 3.5 | 8.5 | 0 | 0 | 3.5 | 8.5 | 0 | 0 | 0.35 | 0.85 | 0 | 0 | 0 | 0 | 0 | 0 | 0 | 0 | 0.05 | 0.05 | 0.05 | 0.05 | 0.05 | 0.05 | 0.05 | 0 | 0 | 0 | 0 | 0 | 0 | 0 | 0 | 0
1204 | 12 | 4 | 15 | 4 |  |  | Manufacturing - Light Industrial - Comm/Ind Work (General, High Bay) | Manufacturing - Light Industrial - Comm/Ind Work (General, High Bay) | Manufacturing - Light Industrial | Comm/Ind Work (General, High Bay) | Manufacturing - Light Industrial - Comm/Ind Work (General, High Bay) |  | Manufacturing - Light Industrial | Manufacturing - Light Industrial - Comm/Ind Work (General, High Bay) | Manufac (light) Mfg | all | 6 | 251 | 251 | 0.8 | 1.1114 | 1.767 | 1.0799 | 1.1289 | 1.0349 |  |  | 0.88908 | 1.4136 | 0.86388 | 0.90315 | 0.82789 |  |  | 2410.1194 | 3832.0632 | 2341.8164 | 2448.2626 | 2244.2407 |  |  | 0.81499 | 1.2958 | 0.79189 | 0.82789 | 0.7589 |  |  | 2847.6 | 2847.6 | 2847.6 | 2847.6 | 2847.6 |  |  | 0 | 0 | 0 | 0 | 0 |  |  | 0.91667 | 0.91667 | 0.91667 | 0.91667 | 0.91667 |  |  | 0 | 0 | 0 | 0 | 0 |  |  | Manufac (light) Mfg ILit all | Manufac (light) Mfg ILit all | 3331 | 5 | 100 | 10.8 | 0.91667 | 0.05 | 0.05 | 0.05 | 0.05 | 0.05 | 0.05 | 0.2 | 0.8 | 1 | 1 | 1 | 1 | 0.8 | 1 | 1 | 1 | 0.75 | 0.55 | 0.15 | 0.05 | 0.05 | 0.05 | 0.05 | 0.05 | 0 | 0 | 0 | 0 | 0 | 0 | 0.15789 | 0.78947 | 1 | 1 | 1 | 1 | 0.78947 | 1 | 1 | 1 | 0.73684 | 0.52632 | 0.10526 | 0 | 0 | 0 | 0 | 0 | 0 | 0 | 0 | 0 | 0 | 0 | 0 | 0 | 0 | 0 | 0 | 0 | 0 | 0 | 0 | 0 | 0 | 0 | 0 | 0 | 0 | 0 | 0 | 0 | 0 | 0 | 0 | 0 | 0 | 0 |  | 0 | 0 | 0 | 0 | 0 | 0 | 0 | 0 | 0 | 0 | 0 | 0 | 0 | 0 | 0 | 0 | 0 | 0 | 0 | 0 | Manufacturing - Light Industrial - Comm/Ind Work (General, High Bay) - all | 16 | 9 | 21 | 2334.3 | 376.5 | 2334.3 | 376.5 | 0 | 0 | 9.3 | 1.5 | 0 | 0 | 0 | 0 | 0 | 0 | 0 | 0 | 0 | 0 | 1 | 1 | 1 | 1 | 0.8 | 1 | 1 | 1 | 0.75 | 0.55 | 0.15 | 0.05 | 0 | 0 | 0 | 0
1205 | 12 | 5 | 12 | 1 |  |  |  |  | Manufacturing - Light Industrial | Storage (Unconditioned) | Manufacturing - Light Industrial - Storage (Unconditioned) |  | Manufacturing - Light Industrial | Manufacturing - Light Industrial - Storage (Unconditioned) | Manufac (light) Storage | Sat | 18 | 52 | 52 | 0.2 | 0.46794 | 0.78535 | 0.53993 | 0.56447 | 0.56447 |  |  | 0 | 0 | 0 | 0 | 0 |  |  | 5.8399 | 9.8012 | 6.7383 | 7.0446 | 7.0446 |  |  | 0 | 0 | 0 | 0 | 0 |  |  | 0 | 0 | 0 | 0 | 0 |  |  | 0 | 0 | 0 | 0 | 0 |  |  | 0 | 0 | 0 | 0 | 0 |  |  | 0 | 0 | 0 | 0 | 0 |  |  | Manufac (light) Storage ILit Sat | Manufac (light) Storage ILit all | 3338 | 5 | 5 | 1.2 | 0.05 | 0.05 | 0.05 | 0.05 | 0.05 | 0.05 | 0.05 | 0.05 | 0.05 | 0.05 | 0.05 | 0.05 | 0.05 | 0.05 | 0.05 | 0.05 | 0.05 | 0.05 | 0.05 | 0.05 | 0.05 | 0.05 | 0.05 | 0.05 | 0.05 | 0 | 0 | 0 | 0 | 0 | 0 | 0 | 0 | 0 | 0 | 0 | 0 | 0 | 0 | 0 | 0 | 0 | 0 | 0 | 0 | 0 | 0 | 0 | 0 | 0 | 0 | 0 | 0 | 0 | 0 | 0 | 0 | 0 | 0 | 0 | 0 | 0 | 0 | 0 | 0 | 0 | 0 | 0 | 0 | 0 | 0 | 0 | 0 | 0 | 0 | 0 | 0 | 0 | 0 |  | 0 | 0 | 0 | 0 | 0 | 0 | 0 | 0 | 0 | 0 | 0 | 0 | 0 | 0 | 0 | 0 | 0 | 0 | 0 | 0 | Manufacturing - Light Industrial - Storage (Unconditioned) - Sat | 10 | 9 | 16 | 18.2 | 44.2 | 0 | 0 | 18.2 | 44.2 | 0 | 0 | 0.35 | 0.85 | 0 | 0 | 0 | 0 | 0 | 0 | 0 | 0 | 0.05 | 0.05 | 0.05 | 0.05 | 0.05 | 0.05 | 0.05 | 0 | 0 | 0 | 0 | 0 | 0 | 0 | 0 | 0
1206 | 12 | 6 | 13 | 2 |  |  |  |  | Manufacturing - Light Industrial | Storage (Unconditioned) | Manufacturing - Light Industrial - Storage (Unconditioned) |  | Manufacturing - Light Industrial | Manufacturing - Light Industrial - Storage (Unconditioned) | Manufac (light) Storage | Sun | 6 | 52 | 52 | 0.2 | 0.46794 | 0.78535 | 0.53993 | 0.56447 | 0.56447 |  |  | 0 | 0 | 0 | 0 | 0 |  |  | 5.8399 | 9.8012 | 6.7383 | 7.0446 | 7.0446 |  |  | 0 | 0 | 0 | 0 | 0 |  |  | 0 | 0 | 0 | 0 | 0 |  |  | 0 | 0 | 0 | 0 | 0 |  |  | 0 | 0 | 0 | 0 | 0 |  |  | 0 | 0 | 0 | 0 | 0 |  |  | Manufac (light) Storage ILit Sun | Manufac (light) Storage ILit all | 3338 | 5 | 5 | 1.2 | 0.05 | 0.05 | 0.05 | 0.05 | 0.05 | 0.05 | 0.05 | 0.05 | 0.05 | 0.05 | 0.05 | 0.05 | 0.05 | 0.05 | 0.05 | 0.05 | 0.05 | 0.05 | 0.05 | 0.05 | 0.05 | 0.05 | 0.05 | 0.05 | 0.05 | 0 | 0 | 0 | 0 | 0 | 0 | 0 | 0 | 0 | 0 | 0 | 0 | 0 | 0 | 0 | 0 | 0 | 0 | 0 | 0 | 0 | 0 | 0 | 0 | 0 | 0 | 0 | 0 | 0 | 0 | 0 | 0 | 0 | 0 | 0 | 0 | 0 | 0 | 0 | 0 | 0 | 0 | 0 | 0 | 0 | 0 | 0 | 0 | 0 | 0 | 0 | 0 | 0 | 0 |  | 0 | 0 | 0 | 0 | 0 | 0 | 0 | 0 | 0 | 0 | 0 | 0 | 0 | 0 | 0 | 0 | 0 | 0 | 0 | 0 | Manufacturing - Light Industrial - Storage (Unconditioned) - Sun | 12 | 9 | 16 | 18.2 | 44.2 | 0 | 0 | 18.2 | 44.2 | 0 | 0 | 0.35 | 0.85 | 0 | 0 | 0 | 0 | 0 | 0 | 0 | 0 | 0.05 | 0.05 | 0.05 | 0.05 | 0.05 | 0.05 | 0.05 | 0 | 0 | 0 | 0 | 0 | 0 | 0 | 0 | 0
1207 | 12 | 7 | 14 | 3 |  |  |  |  | Manufacturing - Light Industrial | Storage (Unconditioned) | Manufacturing - Light Industrial - Storage (Unconditioned) |  | Manufacturing - Light Industrial | Manufacturing - Light Industrial - Storage (Unconditioned) | Manufac (light) Storage | Hol | 18 | 10 | 10 | 0.2 | 0.46794 | 0.78535 | 0.53993 | 0.56447 | 0.56447 |  |  | 0 | 0 | 0 | 0 | 0 |  |  | 1.123 | 1.8848 | 1.2958 | 1.3547 | 1.3547 |  |  | 0 | 0 | 0 | 0 | 0 |  |  | 0 | 0 | 0 | 0 | 0 |  |  | 0 | 0 | 0 | 0 | 0 |  |  | 0 | 0 | 0 | 0 | 0 |  |  | 0 | 0 | 0 | 0 | 0 |  |  | Manufac (light) Storage ILit Hol | Manufac (light) Storage ILit all | 3338 | 5 | 5 | 1.2 | 0.05 | 0.05 | 0.05 | 0.05 | 0.05 | 0.05 | 0.05 | 0.05 | 0.05 | 0.05 | 0.05 | 0.05 | 0.05 | 0.05 | 0.05 | 0.05 | 0.05 | 0.05 | 0.05 | 0.05 | 0.05 | 0.05 | 0.05 | 0.05 | 0.05 | 0 | 0 | 0 | 0 | 0 | 0 | 0 | 0 | 0 | 0 | 0 | 0 | 0 | 0 | 0 | 0 | 0 | 0 | 0 | 0 | 0 | 0 | 0 | 0 | 0 | 0 | 0 | 0 | 0 | 0 | 0 | 0 | 0 | 0 | 0 | 0 | 0 | 0 | 0 | 0 | 0 | 0 | 0 | 0 | 0 | 0 | 0 | 0 | 0 | 0 | 0 | 0 | 0 | 0 |  | 0 | 0 | 0 | 0 | 0 | 0 | 0 | 0 | 0 | 0 | 0 | 0 | 0 | 0 | 0 | 0 | 0 | 0 | 0 | 0 | Manufacturing - Light Industrial - Storage (Unconditioned) - Hol | 14 | 9 | 16 | 3.5 | 8.5 | 0 | 0 | 3.5 | 8.5 | 0 | 0 | 0.35 | 0.85 | 0 | 0 | 0 | 0 | 0 | 0 | 0 | 0 | 0.05 | 0.05 | 0.05 | 0.05 | 0.05 | 0.05 | 0.05 | 0 | 0 | 0 | 0 | 0 | 0 | 0 | 0 | 0
1208 | 12 | 8 | 15 | 4 | Manufacturing - Light Industrial | Manufacturing - Light Industrial | Manufacturing - Light Industrial - Storage (Unconditioned) | Manufacturing - Light Industrial - Storage (Unconditioned) | Manufacturing - Light Industrial | Storage (Unconditioned) | Manufacturing - Light Industrial - Storage (Unconditioned) |  | Manufacturing - Light Industrial | Manufacturing - Light Industrial - Storage (Unconditioned) | Manufac (light) Storage | all | 6 | 251 | 251 | 0.2 | 0.46794 | 0.78535 | 0.53993 | 0.56447 | 0.56447 |  |  | 0.093587 | 0.15707 | 0.10799 | 0.11289 | 0.11289 |  |  | 301.8522 | 506.6051 | 348.291 | 364.1224 | 364.1224 |  |  | 0.093587 | 0.15707 | 0.10799 | 0.11289 | 0.11289 |  |  | 3362.15 | 3362.15 | 3362.15 | 3362.15 | 3362.15 |  |  | 2896.6048 | 2899.055 | 2904.7722 | 2904.7722 | 2909.346 |  |  | 1 | 1 | 1 | 1 | 1 |  |  | 0.9246 | 0.925 | 0.92593 | 0.92593 | 0.92667 |  |  | Manufac (light) Storage ILit all | Manufac (light) Storage ILit all | 3337 | 5 | 100 | 12.85 | 1 | 0.05 | 0.05 | 0.05 | 0.05 | 0.05 | 0.9 | 0.9 | 1 | 1 | 1 | 1 | 1 | 1 | 1 | 1 | 1 | 1 | 0.4 | 0.15 | 0.05 | 0.05 | 0.05 | 0.05 | 0.05 | 0 | 0 | 0 | 0 | 0 | 0.89474 | 0.89474 | 1 | 1 | 1 | 1 | 1 | 1 | 1 | 1 | 1 | 1 | 0.36842 | 0.10526 | 0 | 0 | 0 | 0 | 0 | 0 | 0 | 0 | 0 | 0 | 0 | 0 | 0 | 0 | 0 | 0 | 0 | 0 | 0 | 0 | 0 | 0 | 0 | 0 | 0 | 0 | 0 | 0 | 0 | 0 | 0 | 0 | 0 | 0 | 0 | Manufacturing - Light Industrial | 0 | 0 | 0 | 0 | 0 | 0 | 0 | 0 | 0 | 0 | 0 | 0 | 0 | 0 | 0 | 0 | 0 | 0 | 0 | 0 | Manufacturing - Light Industrial - Storage (Unconditioned) - all | 16 | 9 | 21 | 2409.6 | 815.75 | 2409.6 | 815.75 | 0 | 0 | 9.6 | 3.25 | 0 | 0 | 0 | 0 | 0 | 0 | 0 | 0 | 0 | 0 | 1 | 1 | 1 | 1 | 1 | 1 | 1 | 1 | 1 | 0.4 | 0.15 | 0.05 | 0 | 0 | 0 | 0
1301 | 13 | 1 | 12 | 1 |  |  |  |  | Office - Large | Conference Room | Office - Large - Conference Room |  | Office - Large | Office - Large - Conference Room | Office (large) All | Sat | 17 | 52 | 52 | 0.04 | 2.2549 | 1.9421 | 1.5824 | 1.4835 | 1.3846 |  |  | 0 | 0 | 0 | 0 | 0 |  |  | 24.0377 | 20.7024 | 16.8686 | 15.8143 | 14.76 |  |  | 0 | 0 | 0 | 0 | 0 |  |  | 0 | 0 | 0 | 0 | 0 |  |  | 0 | 0 | 0 | 0 | 0 |  |  | 0 | 0 | 0 | 0 | 0 |  |  | 0 | 0 | 0 | 0 | 0 |  |  | Office (large) All ILit Sat | Office (large) All ILit all | 3346 | 5 | 47.5 | 5.125 | 0.45833 | 0.05 | 0.05 | 0.05 | 0.05 | 0.05 | 0.05 | 0.05 | 0.4 | 0.45 | 0.45 | 0.475 | 0.475 | 0.4 | 0.4 | 0.45 | 0.45 | 0.475 | 0.05 | 0.05 | 0.05 | 0.05 | 0.05 | 0.05 | 0.05 | 0 | 0 | 0 | 0 | 0 | 0 | 0 | 0.82353 | 0.94118 | 0.94118 | 1 | 1 | 0.82353 | 0.82353 | 0.94118 | 0.94118 | 1 | 0 | 0 | 0 | 0 | 0 | 0 | 0 | 16 | 0 | 0.24 | 0.12 | 0.09 | 0 | 0 | 0 | 0 | 0 | 0 | 0 | 0 | 0 | 0 | 0 | 0 | 0 | 0 | 0 | 0 | 0 | 0 | 0 | 0 | 0 | 0 | 0 | 0 | 0 |  | 0.17035 | 0.1707 | 0.16909 | 0.16916 | 0.16827 | 0.10763 | 0.10766 | 0.10745 | 0.10754 | 0.1067 | 0.12504 | 0.12514 | 0.12475 | 0.12483 | 0.12392 | 0.14589 | 0.14593 | 0.14564 | 0.14577 | 0.14463 | Office - Large - Conference Room - Sat | 10 | 9 | 16 | 161.2 | 105.3 | 0 | 0 | 161.2 | 105.3 | 0 | 0 | 3.1 | 2.025 | 0 | 0 | 0 | 0 | 0 | 0 | 0 | 0 | 0.45 | 0.45 | 0.475 | 0.475 | 0.4 | 0.4 | 0.45 | 0 | 0 | 0 | 0 | 0 | 0 | 0 | 0 | 0
1302 | 13 | 2 | 13 | 2 |  |  |  |  | Office - Large | Conference Room | Office - Large - Conference Room |  | Office - Large | Office - Large - Conference Room | Office (large) All | Sun | 8 | 52 | 52 | 0.04 | 2.2549 | 1.9421 | 1.5824 | 1.4835 | 1.3846 |  |  | 0 | 0 | 0 | 0 | 0 |  |  | 5.6283 | 4.8474 | 3.9497 | 3.7029 | 3.456 |  |  | 0 | 0 | 0 | 0 | 0 |  |  | 0 | 0 | 0 | 0 | 0 |  |  | 0 | 0 | 0 | 0 | 0 |  |  | 0 | 0 | 0 | 0 | 0 |  |  | 0 | 0 | 0 | 0 | 0 |  |  | Office (large) All ILit Sun | Office (large) All ILit all | 2 | 5 | 5 | 1.2 | 0.05 | 0.05 | 0.05 | 0.05 | 0.05 | 0.05 | 0.05 | 0.05 | 0.05 | 0.05 | 0.05 | 0.05 | 0.05 | 0.05 | 0.05 | 0.05 | 0.05 | 0.05 | 0.05 | 0.05 | 0.05 | 0.05 | 0.05 | 0.05 | 0.05 | 0 | 0 | 0 | 0 | 0 | 0 | 0 | 0 | 0 | 0 | 0 | 0 | 0 | 0 | 0 | 0 | 0 | 0 | 0 | 0 | 0 | 0 | 0 | 0 | 16 | 0 | 0.24 | 0.12 | 0.09 | 0 | 0 | 0 | 0 | 0 | 0 | 0 | 0 | 0 | 0 | 0 | 0 | 0 | 0 | 0 | 0 | 0 | 0 | 0 | 0 | 0 | 0 | 0 | 0 | 0 |  | 0.17035 | 0.1707 | 0.16909 | 0.16916 | 0.16827 | 0.10763 | 0.10766 | 0.10745 | 0.10754 | 0.1067 | 0.12504 | 0.12514 | 0.12475 | 0.12483 | 0.12392 | 0.14589 | 0.14593 | 0.14564 | 0.14577 | 0.14463 | Office - Large - Conference Room - Sun | 12 | 9 | 16 | 18.2 | 44.2 | 0 | 0 | 18.2 | 44.2 | 0 | 0 | 0.35 | 0.85 | 0 | 0 | 0 | 0 | 0 | 0 | 0 | 0 | 0.05 | 0.05 | 0.05 | 0.05 | 0.05 | 0.05 | 0.05 | 0 | 0 | 0 | 0 | 0 | 0 | 0 | 0 | 0
1303 | 13 | 3 | 14 | 3 |  |  |  |  | Office - Large | Conference Room | Office - Large - Conference Room |  | Office - Large | Office - Large - Conference Room | Office (large) All | Hol | 17 | 10 | 10 | 0.04 | 2.2549 | 1.9421 | 1.5824 | 1.4835 | 1.3846 |  |  | 0 | 0 | 0 | 0 | 0 |  |  | 1.0824 | 0.93219 | 0.75956 | 0.71209 | 0.66462 |  |  | 0 | 0 | 0 | 0 | 0 |  |  | 0 | 0 | 0 | 0 | 0 |  |  | 0 | 0 | 0 | 0 | 0 |  |  | 0 | 0 | 0 | 0 | 0 |  |  | 0 | 0 | 0 | 0 | 0 |  |  | Office (large) All ILit Hol | Office (large) All ILit all | 2 | 5 | 5 | 1.2 | 0.05 | 0.05 | 0.05 | 0.05 | 0.05 | 0.05 | 0.05 | 0.05 | 0.05 | 0.05 | 0.05 | 0.05 | 0.05 | 0.05 | 0.05 | 0.05 | 0.05 | 0.05 | 0.05 | 0.05 | 0.05 | 0.05 | 0.05 | 0.05 | 0.05 | 0 | 0 | 0 | 0 | 0 | 0 | 0 | 0 | 0 | 0 | 0 | 0 | 0 | 0 | 0 | 0 | 0 | 0 | 0 | 0 | 0 | 0 | 0 | 0 | 16 | 0 | 0.24 | 0.12 | 0.09 | 0 | 0 | 0 | 0 | 0 | 0 | 0 | 0 | 0 | 0 | 0 | 0 | 0 | 0 | 0 | 0 | 0 | 0 | 0 | 0 | 0 | 0 | 0 | 0 | 0 |  | 0.17035 | 0.1707 | 0.16909 | 0.16916 | 0.16827 | 0.10763 | 0.10766 | 0.10745 | 0.10754 | 0.1067 | 0.12504 | 0.12514 | 0.12475 | 0.12483 | 0.12392 | 0.14589 | 0.14593 | 0.14564 | 0.14577 | 0.14463 | Office - Large - Conference Room - Hol | 14 | 9 | 16 | 3.5 | 8.5 | 0 | 0 | 3.5 | 8.5 | 0 | 0 | 0.35 | 0.85 | 0 | 0 | 0 | 0 | 0 | 0 | 0 | 0 | 0.05 | 0.05 | 0.05 | 0.05 | 0.05 | 0.05 | 0.05 | 0 | 0 | 0 | 0 | 0 | 0 | 0 | 0 | 0
1304 | 13 | 4 | 15 | 4 |  |  | Office - Large - Conference Room | Office - Large - Conference Room | Office - Large | Conference Room | Office - Large - Conference Room |  | Office - Large | Office - Large - Conference Room | Office (large) All | all | 8 | 251 | 251 | 0.04 | 2.2549 | 1.9421 | 1.5824 | 1.4835 | 1.3846 |  |  | 0.090198 | 0.077682 | 0.063297 | 0.059341 | 0.055385 |  |  | 280.7319 | 241.7787 | 197.0049 | 184.6921 | 172.3793 |  |  | 0.082681 | 0.071209 | 0.058022 | 0.054396 | 0.050769 |  |  | 3453.3 | 3453.3 | 3453.3 | 3453.3 | 3453.3 |  |  | 0 | 0 | 0 | 0 | 0 |  |  | 0.91667 | 0.91667 | 0.91667 | 0.91667 | 0.91667 |  |  | 0 | 0 | 0 | 0 | 0 |  |  | Office (large) All ILit all | Office (large) All ILit all | 3345 | 5 | 95 | 12.4 | 0.91667 | 0.05 | 0.05 | 0.05 | 0.05 | 0.05 | 0.05 | 0.05 | 0.8 | 0.9 | 0.9 | 0.95 | 0.95 | 0.8 | 0.8 | 0.9 | 0.9 | 0.95 | 0.8 | 0.7 | 0.6 | 0.4 | 0.3 | 0.2 | 0.2 | 0 | 0 | 0 | 0 | 0 | 0 | 0 | 0.83333 | 0.94444 | 0.94444 | 1 | 1 | 0.83333 | 0.83333 | 0.94444 | 0.94444 | 1 | 0.83333 | 0.72222 | 0.61111 | 0.38889 | 0.27778 | 0.16667 | 0.16667 | 16 | 0.55 | 0.24 | 0.12 | 0.09 | 0.6962 | 0.14667 | 0.080667 | 0.10211 | 0.10934 | 0.013229 | 0.011393 | 0.0092835 | 0.0087033 | 0.0081231 | 0.007276 | 0.0062664 | 0.0051059 | 0.0047868 | 0.0044677 | 0.0092101 | 0.0079321 | 0.0064632 | 0.0060593 | 0.0056553 | 0.0098625 | 0.008494 | 0.006921 | 0.0064885 | 0.0060559 |  | 0.17035 | 0.1707 | 0.16909 | 0.16916 | 0.16827 | 0.10763 | 0.10766 | 0.10745 | 0.10754 | 0.1067 | 0.12504 | 0.12514 | 0.12475 | 0.12483 | 0.12392 | 0.14589 | 0.14593 | 0.14564 | 0.14577 | 0.14463 | Office - Large - Conference Room - all | 16 | 9 | 21 | 2547.65 | 564.75 | 2547.65 | 564.75 | 0 | 0 | 10.15 | 2.25 | 0 | 0 | 0 | 0 | 0 | 0 | 0 | 0 | 0 | 0 | 0.9 | 0.9 | 0.95 | 0.95 | 0.8 | 0.8 | 0.9 | 0.9 | 0.95 | 0.8 | 0.7 | 0.6 | 0 | 0 | 0 | 0
1305 | 13 | 5 | 12 | 1 |  |  |  |  | Office - Large | Copy Room (photocopying equipment) | Office - Large - Copy Room (photocopying equipment) |  | Office - Large | Office - Large - Copy Room (photocopying equipment) | Office (large) All | Sat | 17 | 52 | 52 | 0.02 | 1.8396 | 1.6184 | 1.2857 | 1.2857 | 1.1868 |  |  | 0 | 0 | 0 | 0 | 0 |  |  | 9.8049 | 8.626 | 6.8529 | 6.8529 | 6.3257 |  |  | 0 | 0 | 0 | 0 | 0 |  |  | 0 | 0 | 0 | 0 | 0 |  |  | 0 | 0 | 0 | 0 | 0 |  |  | 0 | 0 | 0 | 0 | 0 |  |  | 0 | 0 | 0 | 0 | 0 |  |  | Office (large) All ILit Sat | Office (large) All ILit all | 3346 | 5 | 47.5 | 5.125 | 0.45833 | 0.05 | 0.05 | 0.05 | 0.05 | 0.05 | 0.05 | 0.05 | 0.4 | 0.45 | 0.45 | 0.475 | 0.475 | 0.4 | 0.4 | 0.45 | 0.45 | 0.475 | 0.05 | 0.05 | 0.05 | 0.05 | 0.05 | 0.05 | 0.05 | 0 | 0 | 0 | 0 | 0 | 0 | 0 | 0.82353 | 0.94118 | 0.94118 | 1 | 1 | 0.82353 | 0.82353 | 0.94118 | 0.94118 | 1 | 0 | 0 | 0 | 0 | 0 | 0 | 0 | 10 | 0 | 0.24 | 0.12 | 0.09 | 0 | 0 | 0 | 0 | 0 | 0 | 0 | 0 | 0 | 0 | 0 | 0 | 0 | 0 | 0 | 0 | 0 | 0 | 0 | 0 | 0 | 0 | 0 | 0 | 0 |  | 0.17035 | 0.1707 | 0.16909 | 0.16916 | 0.16827 | 0.10763 | 0.10766 | 0.10745 | 0.10754 | 0.1067 | 0.12504 | 0.12514 | 0.12475 | 0.12483 | 0.12392 | 0.14589 | 0.14593 | 0.14564 | 0.14577 | 0.14463 | Office - Large - Copy Room (photocopying equipment) - Sat | 10 | 9 | 16 | 161.2 | 105.3 | 0 | 0 | 161.2 | 105.3 | 0 | 0 | 3.1 | 2.025 | 0 | 0 | 0 | 0 | 0 | 0 | 0 | 0 | 0.45 | 0.45 | 0.475 | 0.475 | 0.4 | 0.4 | 0.45 | 0 | 0 | 0 | 0 | 0 | 0 | 0 | 0 | 0
1306 | 13 | 6 | 13 | 2 |  |  |  |  | Office - Large | Copy Room (photocopying equipment) | Office - Large - Copy Room (photocopying equipment) |  | Office - Large | Office - Large - Copy Room (photocopying equipment) | Office (large) All | Sun | 8 | 52 | 52 | 0.02 | 1.8396 | 1.6184 | 1.2857 | 1.2857 | 1.1868 |  |  | 0 | 0 | 0 | 0 | 0 |  |  | 2.2958 | 2.0197 | 1.6046 | 1.6046 | 1.4811 |  |  | 0 | 0 | 0 | 0 | 0 |  |  | 0 | 0 | 0 | 0 | 0 |  |  | 0 | 0 | 0 | 0 | 0 |  |  | 0 | 0 | 0 | 0 | 0 |  |  | 0 | 0 | 0 | 0 | 0 |  |  | Office (large) All ILit Sun | Office (large) All ILit all | 2 | 5 | 5 | 1.2 | 0.05 | 0.05 | 0.05 | 0.05 | 0.05 | 0.05 | 0.05 | 0.05 | 0.05 | 0.05 | 0.05 | 0.05 | 0.05 | 0.05 | 0.05 | 0.05 | 0.05 | 0.05 | 0.05 | 0.05 | 0.05 | 0.05 | 0.05 | 0.05 | 0.05 | 0 | 0 | 0 | 0 | 0 | 0 | 0 | 0 | 0 | 0 | 0 | 0 | 0 | 0 | 0 | 0 | 0 | 0 | 0 | 0 | 0 | 0 | 0 | 0 | 10 | 0 | 0.24 | 0.12 | 0.09 | 0 | 0 | 0 | 0 | 0 | 0 | 0 | 0 | 0 | 0 | 0 | 0 | 0 | 0 | 0 | 0 | 0 | 0 | 0 | 0 | 0 | 0 | 0 | 0 | 0 |  | 0.17035 | 0.1707 | 0.16909 | 0.16916 | 0.16827 | 0.10763 | 0.10766 | 0.10745 | 0.10754 | 0.1067 | 0.12504 | 0.12514 | 0.12475 | 0.12483 | 0.12392 | 0.14589 | 0.14593 | 0.14564 | 0.14577 | 0.14463 | Office - Large - Copy Room (photocopying equipment) - Sun | 12 | 9 | 16 | 18.2 | 44.2 | 0 | 0 | 18.2 | 44.2 | 0 | 0 | 0.35 | 0.85 | 0 | 0 | 0 | 0 | 0 | 0 | 0 | 0 | 0.05 | 0.05 | 0.05 | 0.05 | 0.05 | 0.05 | 0.05 | 0 | 0 | 0 | 0 | 0 | 0 | 0 | 0 | 0
1307 | 13 | 7 | 14 | 3 |  |  |  |  | Office - Large | Copy Room (photocopying equipment) | Office - Large - Copy Room (photocopying equipment) |  | Office - Large | Office - Large - Copy Room (photocopying equipment) | Office (large) All | Hol | 17 | 10 | 10 | 0.02 | 1.8396 | 1.6184 | 1.2857 | 1.2857 | 1.1868 |  |  | 0 | 0 | 0 | 0 | 0 |  |  | 0.44149 | 0.38841 | 0.30857 | 0.30857 | 0.28484 |  |  | 0 | 0 | 0 | 0 | 0 |  |  | 0 | 0 | 0 | 0 | 0 |  |  | 0 | 0 | 0 | 0 | 0 |  |  | 0 | 0 | 0 | 0 | 0 |  |  | 0 | 0 | 0 | 0 | 0 |  |  | Office (large) All ILit Hol | Office (large) All ILit all | 2 | 5 | 5 | 1.2 | 0.05 | 0.05 | 0.05 | 0.05 | 0.05 | 0.05 | 0.05 | 0.05 | 0.05 | 0.05 | 0.05 | 0.05 | 0.05 | 0.05 | 0.05 | 0.05 | 0.05 | 0.05 | 0.05 | 0.05 | 0.05 | 0.05 | 0.05 | 0.05 | 0.05 | 0 | 0 | 0 | 0 | 0 | 0 | 0 | 0 | 0 | 0 | 0 | 0 | 0 | 0 | 0 | 0 | 0 | 0 | 0 | 0 | 0 | 0 | 0 | 0 | 10 | 0 | 0.24 | 0.12 | 0.09 | 0 | 0 | 0 | 0 | 0 | 0 | 0 | 0 | 0 | 0 | 0 | 0 | 0 | 0 | 0 | 0 | 0 | 0 | 0 | 0 | 0 | 0 | 0 | 0 | 0 |  | 0.17035 | 0.1707 | 0.16909 | 0.16916 | 0.16827 | 0.10763 | 0.10766 | 0.10745 | 0.10754 | 0.1067 | 0.12504 | 0.12514 | 0.12475 | 0.12483 | 0.12392 | 0.14589 | 0.14593 | 0.14564 | 0.14577 | 0.14463 | Office - Large - Copy Room (photocopying equipment) - Hol | 14 | 9 | 16 | 3.5 | 8.5 | 0 | 0 | 3.5 | 8.5 | 0 | 0 | 0.35 | 0.85 | 0 | 0 | 0 | 0 | 0 | 0 | 0 | 0 | 0.05 | 0.05 | 0.05 | 0.05 | 0.05 | 0.05 | 0.05 | 0 | 0 | 0 | 0 | 0 | 0 | 0 | 0 | 0
1308 | 13 | 8 | 15 | 4 |  |  | Office - Large - Copy Room (photocopying equipment) | Office - Large - Copy Room (photocopying equipment) | Office - Large | Copy Room (photocopying equipment) | Office - Large - Copy Room (photocopying equipment) |  | Office - Large | Office - Large - Copy Room (photocopying equipment) | Office (large) All | all | 8 | 251 | 251 | 0.02 | 1.8396 | 1.6184 | 1.2857 | 1.2857 | 1.1868 |  |  | 0.036791 | 0.032368 | 0.025714 | 0.025714 | 0.023736 |  |  | 114.5091 | 100.7411 | 80.0332 | 80.0332 | 73.8768 |  |  | 0.033725 | 0.02967 | 0.023571 | 0.023571 | 0.021758 |  |  | 3453.3 | 3453.3 | 3453.3 | 3453.3 | 3453.3 |  |  | 0 | 0 | 0 | 0 | 0 |  |  | 0.91667 | 0.91667 | 0.91667 | 0.91667 | 0.91667 |  |  | 0 | 0 | 0 | 0 | 0 |  |  | Office (large) All ILit all | Office (large) All ILit all | 3345 | 5 | 95 | 12.4 | 0.91667 | 0.05 | 0.05 | 0.05 | 0.05 | 0.05 | 0.05 | 0.05 | 0.8 | 0.9 | 0.9 | 0.95 | 0.95 | 0.8 | 0.8 | 0.9 | 0.9 | 0.95 | 0.8 | 0.7 | 0.6 | 0.4 | 0.3 | 0.2 | 0.2 | 0 | 0 | 0 | 0 | 0 | 0 | 0 | 0.83333 | 0.94444 | 0.94444 | 1 | 1 | 0.83333 | 0.83333 | 0.94444 | 0.94444 | 1 | 0.83333 | 0.72222 | 0.61111 | 0.38889 | 0.27778 | 0.16667 | 0.16667 | 10 | 0.55 | 0.24 | 0.12 | 0.09 | 0.6962 | 0.091667 | 0.050417 | 0.063819 | 0.068339 | 0.0033725 | 0.002967 | 0.0023571 | 0.0023571 | 0.0021758 | 0.0018549 | 0.0016319 | 0.0012964 | 0.0012964 | 0.0011967 | 0.002348 | 0.0020657 | 0.0016411 | 0.0016411 | 0.0015148 | 0.0025143 | 0.002212 | 0.0017573 | 0.0017573 | 0.0016221 |  | 0.17035 | 0.1707 | 0.16909 | 0.16916 | 0.16827 | 0.10763 | 0.10766 | 0.10745 | 0.10754 | 0.1067 | 0.12504 | 0.12514 | 0.12475 | 0.12483 | 0.12392 | 0.14589 | 0.14593 | 0.14564 | 0.14577 | 0.14463 | Office - Large - Copy Room (photocopying equipment) - all | 16 | 9 | 21 | 2547.65 | 564.75 | 2547.65 | 564.75 | 0 | 0 | 10.15 | 2.25 | 0 | 0 | 0 | 0 | 0 | 0 | 0 | 0 | 0 | 0 | 0.9 | 0.9 | 0.95 | 0.95 | 0.8 | 0.8 | 0.9 | 0.9 | 0.95 | 0.8 | 0.7 | 0.6 | 0 | 0 | 0 | 0
1309 | 13 | 9 | 12 | 1 |  |  |  |  | Office - Large | Corridor | Office - Large - Corridor |  | Office - Large | Office - Large - Corridor | Office (large) All | Sat | 17 | 52 | 52 | 0.1 | 1.0681 | 0.86314 | 0.59341 | 0.59341 | 0.59341 |  |  | 0 | 0 | 0 | 0 | 0 |  |  | 28.4657 | 23.0026 | 15.8143 | 15.8143 | 15.8143 |  |  | 0 | 0 | 0 | 0 | 0 |  |  | 0 | 0 | 0 | 0 | 0 |  |  | 0 | 0 | 0 | 0 | 0 |  |  | 0 | 0 | 0 | 0 | 0 |  |  | 0 | 0 | 0 | 0 | 0 |  |  | Office (large) All ILit Sat | Office (large) All ILit all | 3346 | 5 | 47.5 | 5.125 | 0.45833 | 0.05 | 0.05 | 0.05 | 0.05 | 0.05 | 0.05 | 0.05 | 0.4 | 0.45 | 0.45 | 0.475 | 0.475 | 0.4 | 0.4 | 0.45 | 0.45 | 0.475 | 0.05 | 0.05 | 0.05 | 0.05 | 0.05 | 0.05 | 0.05 | 0 | 0 | 0 | 0 | 0 | 0 | 0 | 0.82353 | 0.94118 | 0.94118 | 1 | 1 | 0.82353 | 0.82353 | 0.94118 | 0.94118 | 1 | 0 | 0 | 0 | 0 | 0 | 0 | 0 | 10 | 0 | 0.20792 | 0.079208 | 0.049505 | 0 | 0 | 0 | 0 | 0 | 0 | 0 | 0 | 0 | 0 | 0 | 0 | 0 | 0 | 0 | 0 | 0 | 0 | 0 | 0 | 0 | 0 | 0 | 0 | 0 |  | 0.17035 | 0.1707 | 0.16909 | 0.16916 | 0.16827 | 0.10763 | 0.10766 | 0.10745 | 0.10754 | 0.1067 | 0.12504 | 0.12514 | 0.12475 | 0.12483 | 0.12392 | 0.14589 | 0.14593 | 0.14564 | 0.14577 | 0.14463 | Office - Large - Corridor - Sat | 10 | 9 | 16 | 161.2 | 105.3 | 0 | 0 | 161.2 | 105.3 | 0 | 0 | 3.1 | 2.025 | 0 | 0 | 0 | 0 | 0 | 0 | 0 | 0 | 0.45 | 0.45 | 0.475 | 0.475 | 0.4 | 0.4 | 0.45 | 0 | 0 | 0 | 0 | 0 | 0 | 0 | 0 | 0
1310 | 13 | 10 | 13 | 2 |  |  |  |  | Office - Large | Corridor | Office - Large - Corridor |  | Office - Large | Office - Large - Corridor | Office (large) All | Sun | 8 | 52 | 52 | 0.1 | 1.0681 | 0.86314 | 0.59341 | 0.59341 | 0.59341 |  |  | 0 | 0 | 0 | 0 | 0 |  |  | 6.6651 | 5.386 | 3.7029 | 3.7029 | 3.7029 |  |  | 0 | 0 | 0 | 0 | 0 |  |  | 0 | 0 | 0 | 0 | 0 |  |  | 0 | 0 | 0 | 0 | 0 |  |  | 0 | 0 | 0 | 0 | 0 |  |  | 0 | 0 | 0 | 0 | 0 |  |  | Office (large) All ILit Sun | Office (large) All ILit all | 2 | 5 | 5 | 1.2 | 0.05 | 0.05 | 0.05 | 0.05 | 0.05 | 0.05 | 0.05 | 0.05 | 0.05 | 0.05 | 0.05 | 0.05 | 0.05 | 0.05 | 0.05 | 0.05 | 0.05 | 0.05 | 0.05 | 0.05 | 0.05 | 0.05 | 0.05 | 0.05 | 0.05 | 0 | 0 | 0 | 0 | 0 | 0 | 0 | 0 | 0 | 0 | 0 | 0 | 0 | 0 | 0 | 0 | 0 | 0 | 0 | 0 | 0 | 0 | 0 | 0 | 10 | 0 | 0.20792 | 0.079208 | 0.049505 | 0 | 0 | 0 | 0 | 0 | 0 | 0 | 0 | 0 | 0 | 0 | 0 | 0 | 0 | 0 | 0 | 0 | 0 | 0 | 0 | 0 | 0 | 0 | 0 | 0 |  | 0.17035 | 0.1707 | 0.16909 | 0.16916 | 0.16827 | 0.10763 | 0.10766 | 0.10745 | 0.10754 | 0.1067 | 0.12504 | 0.12514 | 0.12475 | 0.12483 | 0.12392 | 0.14589 | 0.14593 | 0.14564 | 0.14577 | 0.14463 | Office - Large - Corridor - Sun | 12 | 9 | 16 | 18.2 | 44.2 | 0 | 0 | 18.2 | 44.2 | 0 | 0 | 0.35 | 0.85 | 0 | 0 | 0 | 0 | 0 | 0 | 0 | 0 | 0.05 | 0.05 | 0.05 | 0.05 | 0.05 | 0.05 | 0.05 | 0 | 0 | 0 | 0 | 0 | 0 | 0 | 0 | 0
1311 | 13 | 11 | 14 | 3 |  |  |  |  | Office - Large | Corridor | Office - Large - Corridor |  | Office - Large | Office - Large - Corridor | Office (large) All | Hol | 17 | 10 | 10 | 0.1 | 1.0681 | 0.86314 | 0.59341 | 0.59341 | 0.59341 |  |  | 0 | 0 | 0 | 0 | 0 |  |  | 1.2818 | 1.0358 | 0.71209 | 0.71209 | 0.71209 |  |  | 0 | 0 | 0 | 0 | 0 |  |  | 0 | 0 | 0 | 0 | 0 |  |  | 0 | 0 | 0 | 0 | 0 |  |  | 0 | 0 | 0 | 0 | 0 |  |  | 0 | 0 | 0 | 0 | 0 |  |  | Office (large) All ILit Hol | Office (large) All ILit all | 2 | 5 | 5 | 1.2 | 0.05 | 0.05 | 0.05 | 0.05 | 0.05 | 0.05 | 0.05 | 0.05 | 0.05 | 0.05 | 0.05 | 0.05 | 0.05 | 0.05 | 0.05 | 0.05 | 0.05 | 0.05 | 0.05 | 0.05 | 0.05 | 0.05 | 0.05 | 0.05 | 0.05 | 0 | 0 | 0 | 0 | 0 | 0 | 0 | 0 | 0 | 0 | 0 | 0 | 0 | 0 | 0 | 0 | 0 | 0 | 0 | 0 | 0 | 0 | 0 | 0 | 10 | 0 | 0.20792 | 0.079208 | 0.049505 | 0 | 0 | 0 | 0 | 0 | 0 | 0 | 0 | 0 | 0 | 0 | 0 | 0 | 0 | 0 | 0 | 0 | 0 | 0 | 0 | 0 | 0 | 0 | 0 | 0 |  | 0.17035 | 0.1707 | 0.16909 | 0.16916 | 0.16827 | 0.10763 | 0.10766 | 0.10745 | 0.10754 | 0.1067 | 0.12504 | 0.12514 | 0.12475 | 0.12483 | 0.12392 | 0.14589 | 0.14593 | 0.14564 | 0.14577 | 0.14463 | Office - Large - Corridor - Hol | 14 | 9 | 16 | 3.5 | 8.5 | 0 | 0 | 3.5 | 8.5 | 0 | 0 | 0.35 | 0.85 | 0 | 0 | 0 | 0 | 0 | 0 | 0 | 0 | 0.05 | 0.05 | 0.05 | 0.05 | 0.05 | 0.05 | 0.05 | 0 | 0 | 0 | 0 | 0 | 0 | 0 | 0 | 0
1312 | 13 | 12 | 15 | 4 |  |  | Office - Large - Corridor | Office - Large - Corridor | Office - Large | Corridor | Office - Large - Corridor |  | Office - Large | Office - Large - Corridor | Office (large) All | all | 8 | 251 | 251 | 0.1 | 1.0681 | 0.86314 | 0.59341 | 0.59341 | 0.59341 |  |  | 0.10681 | 0.086314 | 0.059341 | 0.059341 | 0.059341 |  |  | 332.4457 | 268.643 | 184.6921 | 184.6921 | 184.6921 |  |  | 0.097912 | 0.079121 | 0.054396 | 0.054396 | 0.054396 |  |  | 3453.3 | 3453.3 | 3453.3 | 3453.3 | 3453.3 |  |  | 0 | 0 | 0 | 0 | 0 |  |  | 0.91667 | 0.91667 | 0.91667 | 0.91667 | 0.91667 |  |  | 0 | 0 | 0 | 0 | 0 |  |  | Office (large) All ILit all | Office (large) All ILit all | 3345 | 5 | 95 | 12.4 | 0.91667 | 0.05 | 0.05 | 0.05 | 0.05 | 0.05 | 0.05 | 0.05 | 0.8 | 0.9 | 0.9 | 0.95 | 0.95 | 0.8 | 0.8 | 0.9 | 0.9 | 0.95 | 0.8 | 0.7 | 0.6 | 0.4 | 0.3 | 0.2 | 0.2 | 0 | 0 | 0 | 0 | 0 | 0 | 0 | 0.83333 | 0.94444 | 0.94444 | 1 | 1 | 0.83333 | 0.83333 | 0.94444 | 0.94444 | 1 | 0.83333 | 0.72222 | 0.61111 | 0.38889 | 0.27778 | 0.16667 | 0.16667 | 10 | 0.66337 | 0.20792 | 0.079208 | 0.049505 | 0.76136 | 0.091667 | 0.060809 | 0.069792 | 0.082425 | 0.0097912 | 0.0079121 | 0.0054396 | 0.0054396 | 0.0054396 | 0.0064952 | 0.0052486 | 0.0036084 | 0.0036084 | 0.0036084 | 0.0074547 | 0.006024 | 0.0041415 | 0.0041415 | 0.0041415 | 0.0088041 | 0.0071144 | 0.0048912 | 0.0048912 | 0.0048912 |  | 0.17035 | 0.1707 | 0.16909 | 0.16916 | 0.16827 | 0.10763 | 0.10766 | 0.10745 | 0.10754 | 0.1067 | 0.12504 | 0.12514 | 0.12475 | 0.12483 | 0.12392 | 0.14589 | 0.14593 | 0.14564 | 0.14577 | 0.14463 | Office - Large - Corridor - all | 16 | 9 | 21 | 2547.65 | 564.75 | 2547.65 | 564.75 | 0 | 0 | 10.15 | 2.25 | 0 | 0 | 0 | 0 | 0 | 0 | 0 | 0 | 0 | 0 | 0.9 | 0.9 | 0.95 | 0.95 | 0.8 | 0.8 | 0.9 | 0.9 | 0.95 | 0.8 | 0.7 | 0.6 | 0 | 0 | 0 | 0
1313 | 13 | 13 | 12 | 1 |  |  |  |  | Office - Large | Lobby (Office Reception/Waiting) | Office - Large - Lobby (Office Reception/Waiting) |  | Office - Large | Office - Large - Lobby (Office Reception/Waiting) | Office (large) All | Sat | 17 | 52 | 52 | 0.05 | 2.433 | 1.9421 | 1.0879 | 1.0879 | 1.0879 |  |  | 0 | 0 | 0 | 0 | 0 |  |  | 32.4193 | 25.8779 | 14.4964 | 14.4964 | 14.4964 |  |  | 0 | 0 | 0 | 0 | 0 |  |  | 0 | 0 | 0 | 0 | 0 |  |  | 0 | 0 | 0 | 0 | 0 |  |  | 0 | 0 | 0 | 0 | 0 |  |  | 0 | 0 | 0 | 0 | 0 |  |  | Office (large) All ILit Sat | Office (large) All ILit all | 3346 | 5 | 47.5 | 5.125 | 0.45833 | 0.05 | 0.05 | 0.05 | 0.05 | 0.05 | 0.05 | 0.05 | 0.4 | 0.45 | 0.45 | 0.475 | 0.475 | 0.4 | 0.4 | 0.45 | 0.45 | 0.475 | 0.05 | 0.05 | 0.05 | 0.05 | 0.05 | 0.05 | 0.05 | 0 | 0 | 0 | 0 | 0 | 0 | 0 | 0.82353 | 0.94118 | 0.94118 | 1 | 1 | 0.82353 | 0.82353 | 0.94118 | 0.94118 | 1 | 0 | 0 | 0 | 0 | 0 | 0 | 0 | 0 | 0 | 0 | 0 | 0 | 0 | 0 | 0 | 0 | 0 | 0 | 0 | 0 | 0 | 0 | 0 | 0 | 0 | 0 | 0 | 0 | 0 | 0 | 0 | 0 | 0 | 0 | 0 | 0 | 0 |  | 0.17035 | 0.1707 | 0.16909 | 0.16916 | 0.16827 | 0.10763 | 0.10766 | 0.10745 | 0.10754 | 0.1067 | 0.12504 | 0.12514 | 0.12475 | 0.12483 | 0.12392 | 0.14589 | 0.14593 | 0.14564 | 0.14577 | 0.14463 | Office - Large - Lobby (Office Reception/Waiting) - Sat | 10 | 9 | 16 | 161.2 | 105.3 | 0 | 0 | 161.2 | 105.3 | 0 | 0 | 3.1 | 2.025 | 0 | 0 | 0 | 0 | 0 | 0 | 0 | 0 | 0.45 | 0.45 | 0.475 | 0.475 | 0.4 | 0.4 | 0.45 | 0 | 0 | 0 | 0 | 0 | 0 | 0 | 0 | 0
1314 | 13 | 14 | 13 | 2 |  |  |  |  | Office - Large | Lobby (Office Reception/Waiting) | Office - Large - Lobby (Office Reception/Waiting) |  | Office - Large | Office - Large - Lobby (Office Reception/Waiting) | Office (large) All | Sun | 8 | 52 | 52 | 0.05 | 2.433 | 1.9421 | 1.0879 | 1.0879 | 1.0879 |  |  | 0 | 0 | 0 | 0 | 0 |  |  | 7.5909 | 6.0592 | 3.3943 | 3.3943 | 3.3943 |  |  | 0 | 0 | 0 | 0 | 0 |  |  | 0 | 0 | 0 | 0 | 0 |  |  | 0 | 0 | 0 | 0 | 0 |  |  | 0 | 0 | 0 | 0 | 0 |  |  | 0 | 0 | 0 | 0 | 0 |  |  | Office (large) All ILit Sun | Office (large) All ILit all | 2 | 5 | 5 | 1.2 | 0.05 | 0.05 | 0.05 | 0.05 | 0.05 | 0.05 | 0.05 | 0.05 | 0.05 | 0.05 | 0.05 | 0.05 | 0.05 | 0.05 | 0.05 | 0.05 | 0.05 | 0.05 | 0.05 | 0.05 | 0.05 | 0.05 | 0.05 | 0.05 | 0.05 | 0 | 0 | 0 | 0 | 0 | 0 | 0 | 0 | 0 | 0 | 0 | 0 | 0 | 0 | 0 | 0 | 0 | 0 | 0 | 0 | 0 | 0 | 0 | 0 | 0 | 0 | 0 | 0 | 0 | 0 | 0 | 0 | 0 | 0 | 0 | 0 | 0 | 0 | 0 | 0 | 0 | 0 | 0 | 0 | 0 | 0 | 0 | 0 | 0 | 0 | 0 | 0 | 0 | 0 |  | 0.17035 | 0.1707 | 0.16909 | 0.16916 | 0.16827 | 0.10763 | 0.10766 | 0.10745 | 0.10754 | 0.1067 | 0.12504 | 0.12514 | 0.12475 | 0.12483 | 0.12392 | 0.14589 | 0.14593 | 0.14564 | 0.14577 | 0.14463 | Office - Large - Lobby (Office Reception/Waiting) - Sun | 12 | 9 | 16 | 18.2 | 44.2 | 0 | 0 | 18.2 | 44.2 | 0 | 0 | 0.35 | 0.85 | 0 | 0 | 0 | 0 | 0 | 0 | 0 | 0 | 0.05 | 0.05 | 0.05 | 0.05 | 0.05 | 0.05 | 0.05 | 0 | 0 | 0 | 0 | 0 | 0 | 0 | 0 | 0
1315 | 13 | 15 | 14 | 3 |  |  |  |  | Office - Large | Lobby (Office Reception/Waiting) | Office - Large - Lobby (Office Reception/Waiting) |  | Office - Large | Office - Large - Lobby (Office Reception/Waiting) | Office (large) All | Hol | 17 | 10 | 10 | 0.05 | 2.433 | 1.9421 | 1.0879 | 1.0879 | 1.0879 |  |  | 0 | 0 | 0 | 0 | 0 |  |  | 1.4598 | 1.1652 | 0.65275 | 0.65275 | 0.65275 |  |  | 0 | 0 | 0 | 0 | 0 |  |  | 0 | 0 | 0 | 0 | 0 |  |  | 0 | 0 | 0 | 0 | 0 |  |  | 0 | 0 | 0 | 0 | 0 |  |  | 0 | 0 | 0 | 0 | 0 |  |  | Office (large) All ILit Hol | Office (large) All ILit all | 2 | 5 | 5 | 1.2 | 0.05 | 0.05 | 0.05 | 0.05 | 0.05 | 0.05 | 0.05 | 0.05 | 0.05 | 0.05 | 0.05 | 0.05 | 0.05 | 0.05 | 0.05 | 0.05 | 0.05 | 0.05 | 0.05 | 0.05 | 0.05 | 0.05 | 0.05 | 0.05 | 0.05 | 0 | 0 | 0 | 0 | 0 | 0 | 0 | 0 | 0 | 0 | 0 | 0 | 0 | 0 | 0 | 0 | 0 | 0 | 0 | 0 | 0 | 0 | 0 | 0 | 0 | 0 | 0 | 0 | 0 | 0 | 0 | 0 | 0 | 0 | 0 | 0 | 0 | 0 | 0 | 0 | 0 | 0 | 0 | 0 | 0 | 0 | 0 | 0 | 0 | 0 | 0 | 0 | 0 | 0 |  | 0.17035 | 0.1707 | 0.16909 | 0.16916 | 0.16827 | 0.10763 | 0.10766 | 0.10745 | 0.10754 | 0.1067 | 0.12504 | 0.12514 | 0.12475 | 0.12483 | 0.12392 | 0.14589 | 0.14593 | 0.14564 | 0.14577 | 0.14463 | Office - Large - Lobby (Office Reception/Waiting) - Hol | 14 | 9 | 16 | 3.5 | 8.5 | 0 | 0 | 3.5 | 8.5 | 0 | 0 | 0.35 | 0.85 | 0 | 0 | 0 | 0 | 0 | 0 | 0 | 0 | 0.05 | 0.05 | 0.05 | 0.05 | 0.05 | 0.05 | 0.05 | 0 | 0 | 0 | 0 | 0 | 0 | 0 | 0 | 0
1316 | 13 | 16 | 15 | 4 |  |  | Office - Large - Lobby (Office Reception/Waiting) | Office - Large - Lobby (Office Reception/Waiting) | Office - Large | Lobby (Office Reception/Waiting) | Office - Large - Lobby (Office Reception/Waiting) |  | Office - Large | Office - Large - Lobby (Office Reception/Waiting) | Office (large) All | all | 8 | 251 | 251 | 0.05 | 2.433 | 1.9421 | 1.0879 | 1.0879 | 1.0879 |  |  | 0.12165 | 0.097103 | 0.054396 | 0.054396 | 0.054396 |  |  | 378.6187 | 302.2234 | 169.3011 | 169.3011 | 169.3011 |  |  | 0.11151 | 0.089011 | 0.049863 | 0.049863 | 0.049863 |  |  | 3453.3 | 3453.3 | 3453.3 | 3453.3 | 3453.3 |  |  | 0 | 0 | 0 | 0 | 0 |  |  | 0.91667 | 0.91667 | 0.91667 | 0.91667 | 0.91667 |  |  | 0 | 0 | 0 | 0 | 0 |  |  | Office (large) All ILit all | Office (large) All ILit all | 3345 | 5 | 95 | 12.4 | 0.91667 | 0.05 | 0.05 | 0.05 | 0.05 | 0.05 | 0.05 | 0.05 | 0.8 | 0.9 | 0.9 | 0.95 | 0.95 | 0.8 | 0.8 | 0.9 | 0.9 | 0.95 | 0.8 | 0.7 | 0.6 | 0.4 | 0.3 | 0.2 | 0.2 | 0 | 0 | 0 | 0 | 0 | 0 | 0 | 0.83333 | 0.94444 | 0.94444 | 1 | 1 | 0.83333 | 0.83333 | 0.94444 | 0.94444 | 1 | 0.83333 | 0.72222 | 0.61111 | 0.38889 | 0.27778 | 0.16667 | 0.16667 | 0 | 0 | 0 | 0 | 0 | 0 | 0 | 0 | 0 | 0 | 0 | 0 | 0 | 0 | 0 | 0 | 0 | 0 | 0 | 0 | 0 | 0 | 0 | 0 | 0 | 0 | 0 | 0 | 0 | 0 |  | 0.17035 | 0.1707 | 0.16909 | 0.16916 | 0.16827 | 0.10763 | 0.10766 | 0.10745 | 0.10754 | 0.1067 | 0.12504 | 0.12514 | 0.12475 | 0.12483 | 0.12392 | 0.14589 | 0.14593 | 0.14564 | 0.14577 | 0.14463 | Office - Large - Lobby (Office Reception/Waiting) - all | 16 | 9 | 21 | 2547.65 | 564.75 | 2547.65 | 564.75 | 0 | 0 | 10.15 | 2.25 | 0 | 0 | 0 | 0 | 0 | 0 | 0 | 0 | 0 | 0 | 0.9 | 0.9 | 0.95 | 0.95 | 0.8 | 0.8 | 0.9 | 0.9 | 0.95 | 0.8 | 0.7 | 0.6 | 0 | 0 | 0 | 0
1317 | 13 | 17 | 12 | 1 |  |  |  |  | Office - Large | Mechanical/Electrical Room | Office - Large - Mechanical/Electrical Room |  | Office - Large | Office - Large - Mechanical/Electrical Room | Office (large) All | Sat | 17 | 52 | 52 | 0.04 | 1.8396 | 1.6184 | 0.69231 | 0.69231 | 0.69231 |  |  | 0 | 0 | 0 | 0 | 0 |  |  | 19.6097 | 17.252 | 7.38 | 7.38 | 7.38 |  |  | 0 | 0 | 0 | 0 | 0 |  |  | 0 | 0 | 0 | 0 | 0 |  |  | 0 | 0 | 0 | 0 | 0 |  |  | 0 | 0 | 0 | 0 | 0 |  |  | 0 | 0 | 0 | 0 | 0 |  |  | Office (large) All ILit Sat | Office (large) All ILit all | 3346 | 5 | 47.5 | 5.125 | 0.45833 | 0.05 | 0.05 | 0.05 | 0.05 | 0.05 | 0.05 | 0.05 | 0.4 | 0.45 | 0.45 | 0.475 | 0.475 | 0.4 | 0.4 | 0.45 | 0.45 | 0.475 | 0.05 | 0.05 | 0.05 | 0.05 | 0.05 | 0.05 | 0.05 | 0 | 0 | 0 | 0 | 0 | 0 | 0 | 0.82353 | 0.94118 | 0.94118 | 1 | 1 | 0.82353 | 0.82353 | 0.94118 | 0.94118 | 1 | 0 | 0 | 0 | 0 | 0 | 0 | 0 | 16 | 0 | 0.41 | 0.14 | 0.16 | 0 | 0 | 0 | 0 | 0 | 0 | 0 | 0 | 0 | 0 | 0 | 0 | 0 | 0 | 0 | 0 | 0 | 0 | 0 | 0 | 0 | 0 | 0 | 0 | 0 |  | 0.17035 | 0.1707 | 0.16909 | 0.16916 | 0.16827 | 0.10763 | 0.10766 | 0.10745 | 0.10754 | 0.1067 | 0.12504 | 0.12514 | 0.12475 | 0.12483 | 0.12392 | 0.14589 | 0.14593 | 0.14564 | 0.14577 | 0.14463 | Office - Large - Mechanical/Electrical Room - Sat | 10 | 9 | 16 | 161.2 | 105.3 | 0 | 0 | 161.2 | 105.3 | 0 | 0 | 3.1 | 2.025 | 0 | 0 | 0 | 0 | 0 | 0 | 0 | 0 | 0.45 | 0.45 | 0.475 | 0.475 | 0.4 | 0.4 | 0.45 | 0 | 0 | 0 | 0 | 0 | 0 | 0 | 0 | 0
1318 | 13 | 18 | 13 | 2 |  |  |  |  | Office - Large | Mechanical/Electrical Room | Office - Large - Mechanical/Electrical Room |  | Office - Large | Office - Large - Mechanical/Electrical Room | Office (large) All | Sun | 8 | 52 | 52 | 0.04 | 1.8396 | 1.6184 | 0.69231 | 0.69231 | 0.69231 |  |  | 0 | 0 | 0 | 0 | 0 |  |  | 4.5915 | 4.0395 | 1.728 | 1.728 | 1.728 |  |  | 0 | 0 | 0 | 0 | 0 |  |  | 0 | 0 | 0 | 0 | 0 |  |  | 0 | 0 | 0 | 0 | 0 |  |  | 0 | 0 | 0 | 0 | 0 |  |  | 0 | 0 | 0 | 0 | 0 |  |  | Office (large) All ILit Sun | Office (large) All ILit all | 2 | 5 | 5 | 1.2 | 0.05 | 0.05 | 0.05 | 0.05 | 0.05 | 0.05 | 0.05 | 0.05 | 0.05 | 0.05 | 0.05 | 0.05 | 0.05 | 0.05 | 0.05 | 0.05 | 0.05 | 0.05 | 0.05 | 0.05 | 0.05 | 0.05 | 0.05 | 0.05 | 0.05 | 0 | 0 | 0 | 0 | 0 | 0 | 0 | 0 | 0 | 0 | 0 | 0 | 0 | 0 | 0 | 0 | 0 | 0 | 0 | 0 | 0 | 0 | 0 | 0 | 16 | 0 | 0.41 | 0.14 | 0.16 | 0 | 0 | 0 | 0 | 0 | 0 | 0 | 0 | 0 | 0 | 0 | 0 | 0 | 0 | 0 | 0 | 0 | 0 | 0 | 0 | 0 | 0 | 0 | 0 | 0 |  | 0.17035 | 0.1707 | 0.16909 | 0.16916 | 0.16827 | 0.10763 | 0.10766 | 0.10745 | 0.10754 | 0.1067 | 0.12504 | 0.12514 | 0.12475 | 0.12483 | 0.12392 | 0.14589 | 0.14593 | 0.14564 | 0.14577 | 0.14463 | Office - Large - Mechanical/Electrical Room - Sun | 12 | 9 | 16 | 18.2 | 44.2 | 0 | 0 | 18.2 | 44.2 | 0 | 0 | 0.35 | 0.85 | 0 | 0 | 0 | 0 | 0 | 0 | 0 | 0 | 0.05 | 0.05 | 0.05 | 0.05 | 0.05 | 0.05 | 0.05 | 0 | 0 | 0 | 0 | 0 | 0 | 0 | 0 | 0
1319 | 13 | 19 | 14 | 3 |  |  |  |  | Office - Large | Mechanical/Electrical Room | Office - Large - Mechanical/Electrical Room |  | Office - Large | Office - Large - Mechanical/Electrical Room | Office (large) All | Hol | 17 | 10 | 10 | 0.04 | 1.8396 | 1.6184 | 0.69231 | 0.69231 | 0.69231 |  |  | 0 | 0 | 0 | 0 | 0 |  |  | 0.88299 | 0.77682 | 0.33231 | 0.33231 | 0.33231 |  |  | 0 | 0 | 0 | 0 | 0 |  |  | 0 | 0 | 0 | 0 | 0 |  |  | 0 | 0 | 0 | 0 | 0 |  |  | 0 | 0 | 0 | 0 | 0 |  |  | 0 | 0 | 0 | 0 | 0 |  |  | Office (large) All ILit Hol | Office (large) All ILit all | 2 | 5 | 5 | 1.2 | 0.05 | 0.05 | 0.05 | 0.05 | 0.05 | 0.05 | 0.05 | 0.05 | 0.05 | 0.05 | 0.05 | 0.05 | 0.05 | 0.05 | 0.05 | 0.05 | 0.05 | 0.05 | 0.05 | 0.05 | 0.05 | 0.05 | 0.05 | 0.05 | 0.05 | 0 | 0 | 0 | 0 | 0 | 0 | 0 | 0 | 0 | 0 | 0 | 0 | 0 | 0 | 0 | 0 | 0 | 0 | 0 | 0 | 0 | 0 | 0 | 0 | 16 | 0 | 0.41 | 0.14 | 0.16 | 0 | 0 | 0 | 0 | 0 | 0 | 0 | 0 | 0 | 0 | 0 | 0 | 0 | 0 | 0 | 0 | 0 | 0 | 0 | 0 | 0 | 0 | 0 | 0 | 0 |  | 0.17035 | 0.1707 | 0.16909 | 0.16916 | 0.16827 | 0.10763 | 0.10766 | 0.10745 | 0.10754 | 0.1067 | 0.12504 | 0.12514 | 0.12475 | 0.12483 | 0.12392 | 0.14589 | 0.14593 | 0.14564 | 0.14577 | 0.14463 | Office - Large - Mechanical/Electrical Room - Hol | 14 | 9 | 16 | 3.5 | 8.5 | 0 | 0 | 3.5 | 8.5 | 0 | 0 | 0.35 | 0.85 | 0 | 0 | 0 | 0 | 0 | 0 | 0 | 0 | 0.05 | 0.05 | 0.05 | 0.05 | 0.05 | 0.05 | 0.05 | 0 | 0 | 0 | 0 | 0 | 0 | 0 | 0 | 0
1320 | 13 | 20 | 15 | 4 |  |  | Office - Large - Mechanical/Electrical Room | Office - Large - Mechanical/Electrical Room | Office - Large | Mechanical/Electrical Room | Office - Large - Mechanical/Electrical Room |  | Office - Large | Office - Large - Mechanical/Electrical Room | Office (large) All | all | 8 | 251 | 251 | 0.04 | 1.8396 | 1.6184 | 0.69231 | 0.69231 | 0.69231 |  |  | 0.073582 | 0.064735 | 0.027692 | 0.027692 | 0.027692 |  |  | 229.0182 | 201.4823 | 86.1896 | 86.1896 | 86.1896 |  |  | 0.067451 | 0.059341 | 0.025385 | 0.025385 | 0.025385 |  |  | 3453.3 | 3453.3 | 3453.3 | 3453.3 | 3453.3 |  |  | 0 | 0 | 0 | 0 | 0 |  |  | 0.91667 | 0.91667 | 0.91667 | 0.91667 | 0.91667 |  |  | 0 | 0 | 0 | 0 | 0 |  |  | Office (large) All ILit all | Office (large) All ILit all | 3345 | 5 | 95 | 12.4 | 0.91667 | 0.05 | 0.05 | 0.05 | 0.05 | 0.05 | 0.05 | 0.05 | 0.8 | 0.9 | 0.9 | 0.95 | 0.95 | 0.8 | 0.8 | 0.9 | 0.9 | 0.95 | 0.8 | 0.7 | 0.6 | 0.4 | 0.3 | 0.2 | 0.2 | 0 | 0 | 0 | 0 | 0 | 0 | 0 | 0.83333 | 0.94444 | 0.94444 | 1 | 1 | 0.83333 | 0.83333 | 0.94444 | 0.94444 | 1 | 0.83333 | 0.72222 | 0.61111 | 0.38889 | 0.27778 | 0.16667 | 0.16667 | 16 | 0.29 | 0.41 | 0.14 | 0.16 | 0.41429 | 0.14667 | 0.042533 | 0.060762 | 0.057653 | 0.010792 | 0.0094945 | 0.0040615 | 0.0040615 | 0.0040615 | 0.0031297 | 0.0027534 | 0.0011778 | 0.0011778 | 0.0011778 | 0.004471 | 0.0039334 | 0.0016826 | 0.0016826 | 0.0016826 | 0.0042423 | 0.0037322 | 0.0015966 | 0.0015966 | 0.0015966 |  | 0.17035 | 0.1707 | 0.16909 | 0.16916 | 0.16827 | 0.10763 | 0.10766 | 0.10745 | 0.10754 | 0.1067 | 0.12504 | 0.12514 | 0.12475 | 0.12483 | 0.12392 | 0.14589 | 0.14593 | 0.14564 | 0.14577 | 0.14463 | Office - Large - Mechanical/Electrical Room - all | 16 | 9 | 21 | 2547.65 | 564.75 | 2547.65 | 564.75 | 0 | 0 | 10.15 | 2.25 | 0 | 0 | 0 | 0 | 0 | 0 | 0 | 0 | 0 | 0 | 0.9 | 0.9 | 0.95 | 0.95 | 0.8 | 0.8 | 0.9 | 0.9 | 0.95 | 0.8 | 0.7 | 0.6 | 0 | 0 | 0 | 0
1321 | 13 | 21 | 12 | 1 |  |  |  |  | Office - Large | Office (Executive/Private) | Office - Large - Office (Executive/Private) |  | Office - Large | Office - Large - Office (Executive/Private) | Office (large) All | Sat | 17 | 52 | 52 | 0.25 | 2.3736 | 1.9421 | 1.2857 | 1.2857 | 1.1868 |  |  | 0 | 0 | 0 | 0 | 0 |  |  | 158.143 | 129.3897 | 85.6608 | 85.6608 | 79.0715 |  |  | 0 | 0 | 0 | 0 | 0 |  |  | 0 | 0 | 0 | 0 | 0 |  |  | 0 | 0 | 0 | 0 | 0 |  |  | 0 | 0 | 0 | 0 | 0 |  |  | 0 | 0 | 0 | 0 | 0 |  |  | Office (large) All ILit Sat | Office (large) All ILit all | 3346 | 5 | 47.5 | 5.125 | 0.45833 | 0.05 | 0.05 | 0.05 | 0.05 | 0.05 | 0.05 | 0.05 | 0.4 | 0.45 | 0.45 | 0.475 | 0.475 | 0.4 | 0.4 | 0.45 | 0.45 | 0.475 | 0.05 | 0.05 | 0.05 | 0.05 | 0.05 | 0.05 | 0.05 | 0 | 0 | 0 | 0 | 0 | 0 | 0 | 0.82353 | 0.94118 | 0.94118 | 1 | 1 | 0.82353 | 0.82353 | 0.94118 | 0.94118 | 1 | 0 | 0 | 0 | 0 | 0 | 0 | 0 | 30 | 0 | 0.20792 | 0.079208 | 0.049505 | 0 | 0 | 0 | 0 | 0 | 0 | 0 | 0 | 0 | 0 | 0 | 0 | 0 | 0 | 0 | 0 | 0 | 0 | 0 | 0 | 0 | 0 | 0 | 0 | 0 |  | 0.17035 | 0.1707 | 0.16909 | 0.16916 | 0.16827 | 0.10763 | 0.10766 | 0.10745 | 0.10754 | 0.1067 | 0.12504 | 0.12514 | 0.12475 | 0.12483 | 0.12392 | 0.14589 | 0.14593 | 0.14564 | 0.14577 | 0.14463 | Office - Large - Office (Executive/Private) - Sat | 10 | 9 | 16 | 161.2 | 105.3 | 0 | 0 | 161.2 | 105.3 | 0 | 0 | 3.1 | 2.025 | 0 | 0 | 0 | 0 | 0 | 0 | 0 | 0 | 0.45 | 0.45 | 0.475 | 0.475 | 0.4 | 0.4 | 0.45 | 0 | 0 | 0 | 0 | 0 | 0 | 0 | 0 | 0
1322 | 13 | 22 | 13 | 2 |  |  |  |  | Office - Large | Office (Executive/Private) | Office - Large - Office (Executive/Private) |  | Office - Large | Office - Large - Office (Executive/Private) | Office (large) All | Sun | 8 | 52 | 52 | 0.25 | 2.3736 | 1.9421 | 1.2857 | 1.2857 | 1.1868 |  |  | 0 | 0 | 0 | 0 | 0 |  |  | 37.0286 | 30.2961 | 20.0572 | 20.0572 | 18.5143 |  |  | 0 | 0 | 0 | 0 | 0 |  |  | 0 | 0 | 0 | 0 | 0 |  |  | 0 | 0 | 0 | 0 | 0 |  |  | 0 | 0 | 0 | 0 | 0 |  |  | 0 | 0 | 0 | 0 | 0 |  |  | Office (large) All ILit Sun | Office (large) All ILit all | 2 | 5 | 5 | 1.2 | 0.05 | 0.05 | 0.05 | 0.05 | 0.05 | 0.05 | 0.05 | 0.05 | 0.05 | 0.05 | 0.05 | 0.05 | 0.05 | 0.05 | 0.05 | 0.05 | 0.05 | 0.05 | 0.05 | 0.05 | 0.05 | 0.05 | 0.05 | 0.05 | 0.05 | 0 | 0 | 0 | 0 | 0 | 0 | 0 | 0 | 0 | 0 | 0 | 0 | 0 | 0 | 0 | 0 | 0 | 0 | 0 | 0 | 0 | 0 | 0 | 0 | 30 | 0 | 0.20792 | 0.079208 | 0.049505 | 0 | 0 | 0 | 0 | 0 | 0 | 0 | 0 | 0 | 0 | 0 | 0 | 0 | 0 | 0 | 0 | 0 | 0 | 0 | 0 | 0 | 0 | 0 | 0 | 0 |  | 0.17035 | 0.1707 | 0.16909 | 0.16916 | 0.16827 | 0.10763 | 0.10766 | 0.10745 | 0.10754 | 0.1067 | 0.12504 | 0.12514 | 0.12475 | 0.12483 | 0.12392 | 0.14589 | 0.14593 | 0.14564 | 0.14577 | 0.14463 | Office - Large - Office (Executive/Private) - Sun | 12 | 9 | 16 | 18.2 | 44.2 | 0 | 0 | 18.2 | 44.2 | 0 | 0 | 0.35 | 0.85 | 0 | 0 | 0 | 0 | 0 | 0 | 0 | 0 | 0.05 | 0.05 | 0.05 | 0.05 | 0.05 | 0.05 | 0.05 | 0 | 0 | 0 | 0 | 0 | 0 | 0 | 0 | 0
1323 | 13 | 23 | 14 | 3 |  |  |  |  | Office - Large | Office (Executive/Private) | Office - Large - Office (Executive/Private) |  | Office - Large | Office - Large - Office (Executive/Private) | Office (large) All | Hol | 17 | 10 | 10 | 0.25 | 2.3736 | 1.9421 | 1.2857 | 1.2857 | 1.1868 |  |  | 0 | 0 | 0 | 0 | 0 |  |  | 7.1209 | 5.8262 | 3.8571 | 3.8571 | 3.5604 |  |  | 0 | 0 | 0 | 0 | 0 |  |  | 0 | 0 | 0 | 0 | 0 |  |  | 0 | 0 | 0 | 0 | 0 |  |  | 0 | 0 | 0 | 0 | 0 |  |  | 0 | 0 | 0 | 0 | 0 |  |  | Office (large) All ILit Hol | Office (large) All ILit all | 2 | 5 | 5 | 1.2 | 0.05 | 0.05 | 0.05 | 0.05 | 0.05 | 0.05 | 0.05 | 0.05 | 0.05 | 0.05 | 0.05 | 0.05 | 0.05 | 0.05 | 0.05 | 0.05 | 0.05 | 0.05 | 0.05 | 0.05 | 0.05 | 0.05 | 0.05 | 0.05 | 0.05 | 0 | 0 | 0 | 0 | 0 | 0 | 0 | 0 | 0 | 0 | 0 | 0 | 0 | 0 | 0 | 0 | 0 | 0 | 0 | 0 | 0 | 0 | 0 | 0 | 30 | 0 | 0.20792 | 0.079208 | 0.049505 | 0 | 0 | 0 | 0 | 0 | 0 | 0 | 0 | 0 | 0 | 0 | 0 | 0 | 0 | 0 | 0 | 0 | 0 | 0 | 0 | 0 | 0 | 0 | 0 | 0 |  | 0.17035 | 0.1707 | 0.16909 | 0.16916 | 0.16827 | 0.10763 | 0.10766 | 0.10745 | 0.10754 | 0.1067 | 0.12504 | 0.12514 | 0.12475 | 0.12483 | 0.12392 | 0.14589 | 0.14593 | 0.14564 | 0.14577 | 0.14463 | Office - Large - Office (Executive/Private) - Hol | 14 | 9 | 16 | 3.5 | 8.5 | 0 | 0 | 3.5 | 8.5 | 0 | 0 | 0.35 | 0.85 | 0 | 0 | 0 | 0 | 0 | 0 | 0 | 0 | 0.05 | 0.05 | 0.05 | 0.05 | 0.05 | 0.05 | 0.05 | 0 | 0 | 0 | 0 | 0 | 0 | 0 | 0 | 0
1324 | 13 | 24 | 15 | 4 |  |  | Office - Large - Office (Executive/Private) | Office - Large - Office (Executive/Private) | Office - Large | Office (Executive/Private) | Office - Large - Office (Executive/Private) |  | Office - Large | Office - Large - Office (Executive/Private) | Office (large) All | all | 8 | 251 | 251 | 0.25 | 2.3736 | 1.9421 | 1.2857 | 1.2857 | 1.1868 |  |  | 0.59341 | 0.48552 | 0.32143 | 0.32143 | 0.2967 |  |  | 1846.9207 | 1511.1169 | 1000.4154 | 1000.4154 | 923.4603 |  |  | 0.54396 | 0.44506 | 0.29464 | 0.29464 | 0.27198 |  |  | 3453.3 | 3453.3 | 3453.3 | 3453.3 | 3453.3 |  |  | 0 | 0 | 0 | 0 | 0 |  |  | 0.91667 | 0.91667 | 0.91667 | 0.91667 | 0.91667 |  |  | 0 | 0 | 0 | 0 | 0 |  |  | Office (large) All ILit all | Office (large) All ILit all | 3345 | 5 | 95 | 12.4 | 0.91667 | 0.05 | 0.05 | 0.05 | 0.05 | 0.05 | 0.05 | 0.05 | 0.8 | 0.9 | 0.9 | 0.95 | 0.95 | 0.8 | 0.8 | 0.9 | 0.9 | 0.95 | 0.8 | 0.7 | 0.6 | 0.4 | 0.3 | 0.2 | 0.2 | 0 | 0 | 0 | 0 | 0 | 0 | 0 | 0.83333 | 0.94444 | 0.94444 | 1 | 1 | 0.83333 | 0.83333 | 0.94444 | 0.94444 | 1 | 0.83333 | 0.72222 | 0.61111 | 0.38889 | 0.27778 | 0.16667 | 0.16667 | 30 | 0.66337 | 0.20792 | 0.079208 | 0.049505 | 0.76136 | 0.275 | 0.18243 | 0.20938 | 0.24728 | 0.16319 | 0.13352 | 0.088393 | 0.088393 | 0.081593 | 0.10825 | 0.08857 | 0.058637 | 0.058637 | 0.054126 | 0.12424 | 0.10165 | 0.067299 | 0.067299 | 0.062122 | 0.14673 | 0.12006 | 0.079481 | 0.079481 | 0.073367 |  | 0.17035 | 0.1707 | 0.16909 | 0.16916 | 0.16827 | 0.10763 | 0.10766 | 0.10745 | 0.10754 | 0.1067 | 0.12504 | 0.12514 | 0.12475 | 0.12483 | 0.12392 | 0.14589 | 0.14593 | 0.14564 | 0.14577 | 0.14463 | Office - Large - Office (Executive/Private) - all | 16 | 9 | 21 | 2547.65 | 564.75 | 2547.65 | 564.75 | 0 | 0 | 10.15 | 2.25 | 0 | 0 | 0 | 0 | 0 | 0 | 0 | 0 | 0 | 0 | 0.9 | 0.9 | 0.95 | 0.95 | 0.8 | 0.8 | 0.9 | 0.9 | 0.95 | 0.8 | 0.7 | 0.6 | 0 | 0 | 0 | 0
1325 | 13 | 25 | 12 | 1 |  |  |  |  | Office - Large | Office (Open Plan) | Office - Large - Office (Open Plan) |  | Office - Large | Office - Large - Office (Open Plan) | Office (large) All | Sat | 17 | 52 | 52 | 0.45 | 2.0176 | 1.6184 | 1.2857 | 1.2857 | 1.1868 |  |  | 0 | 0 | 0 | 0 | 0 |  |  | 241.9588 | 194.0846 | 154.1895 | 154.1895 | 142.3287 |  |  | 0 | 0 | 0 | 0 | 0 |  |  | 0 | 0 | 0 | 0 | 0 |  |  | 0 | 0 | 0 | 0 | 0 |  |  | 0 | 0 | 0 | 0 | 0 |  |  | 0 | 0 | 0 | 0 | 0 |  |  | Office (large) All ILit Sat | Office (large) All ILit all | 3346 | 5 | 47.5 | 5.125 | 0.45833 | 0.05 | 0.05 | 0.05 | 0.05 | 0.05 | 0.05 | 0.05 | 0.4 | 0.45 | 0.45 | 0.475 | 0.475 | 0.4 | 0.4 | 0.45 | 0.45 | 0.475 | 0.05 | 0.05 | 0.05 | 0.05 | 0.05 | 0.05 | 0.05 | 0 | 0 | 0 | 0 | 0 | 0 | 0 | 0.82353 | 0.94118 | 0.94118 | 1 | 1 | 0.82353 | 0.82353 | 0.94118 | 0.94118 | 1 | 0 | 0 | 0 | 0 | 0 | 0 | 0 | 15 | 0 | 0.20792 | 0.079208 | 0.049505 | 0 | 0 | 0 | 0 | 0 | 0 | 0 | 0 | 0 | 0 | 0 | 0 | 0 | 0 | 0 | 0 | 0 | 0 | 0 | 0 | 0 | 0 | 0 | 0 | 0 |  | 0.17035 | 0.1707 | 0.16909 | 0.16916 | 0.16827 | 0.10763 | 0.10766 | 0.10745 | 0.10754 | 0.1067 | 0.12504 | 0.12514 | 0.12475 | 0.12483 | 0.12392 | 0.14589 | 0.14593 | 0.14564 | 0.14577 | 0.14463 | Office - Large - Office (Open Plan) - Sat | 10 | 9 | 16 | 161.2 | 105.3 | 0 | 0 | 161.2 | 105.3 | 0 | 0 | 3.1 | 2.025 | 0 | 0 | 0 | 0 | 0 | 0 | 0 | 0 | 0.45 | 0.45 | 0.475 | 0.475 | 0.4 | 0.4 | 0.45 | 0 | 0 | 0 | 0 | 0 | 0 | 0 | 0 | 0
1326 | 13 | 26 | 13 | 2 |  |  |  |  | Office - Large | Office (Open Plan) | Office - Large - Office (Open Plan) |  | Office - Large | Office - Large - Office (Open Plan) | Office (large) All | Sun | 8 | 52 | 52 | 0.45 | 2.0176 | 1.6184 | 1.2857 | 1.2857 | 1.1868 |  |  | 0 | 0 | 0 | 0 | 0 |  |  | 56.6538 | 45.4442 | 36.1029 | 36.1029 | 33.3257 |  |  | 0 | 0 | 0 | 0 | 0 |  |  | 0 | 0 | 0 | 0 | 0 |  |  | 0 | 0 | 0 | 0 | 0 |  |  | 0 | 0 | 0 | 0 | 0 |  |  | 0 | 0 | 0 | 0 | 0 |  |  | Office (large) All ILit Sun | Office (large) All ILit all | 2 | 5 | 5 | 1.2 | 0.05 | 0.05 | 0.05 | 0.05 | 0.05 | 0.05 | 0.05 | 0.05 | 0.05 | 0.05 | 0.05 | 0.05 | 0.05 | 0.05 | 0.05 | 0.05 | 0.05 | 0.05 | 0.05 | 0.05 | 0.05 | 0.05 | 0.05 | 0.05 | 0.05 | 0 | 0 | 0 | 0 | 0 | 0 | 0 | 0 | 0 | 0 | 0 | 0 | 0 | 0 | 0 | 0 | 0 | 0 | 0 | 0 | 0 | 0 | 0 | 0 | 15 | 0 | 0.20792 | 0.079208 | 0.049505 | 0 | 0 | 0 | 0 | 0 | 0 | 0 | 0 | 0 | 0 | 0 | 0 | 0 | 0 | 0 | 0 | 0 | 0 | 0 | 0 | 0 | 0 | 0 | 0 | 0 |  | 0.17035 | 0.1707 | 0.16909 | 0.16916 | 0.16827 | 0.10763 | 0.10766 | 0.10745 | 0.10754 | 0.1067 | 0.12504 | 0.12514 | 0.12475 | 0.12483 | 0.12392 | 0.14589 | 0.14593 | 0.14564 | 0.14577 | 0.14463 | Office - Large - Office (Open Plan) - Sun | 12 | 9 | 16 | 18.2 | 44.2 | 0 | 0 | 18.2 | 44.2 | 0 | 0 | 0.35 | 0.85 | 0 | 0 | 0 | 0 | 0 | 0 | 0 | 0 | 0.05 | 0.05 | 0.05 | 0.05 | 0.05 | 0.05 | 0.05 | 0 | 0 | 0 | 0 | 0 | 0 | 0 | 0 | 0
1327 | 13 | 27 | 14 | 3 |  |  |  |  | Office - Large | Office (Open Plan) | Office - Large - Office (Open Plan) |  | Office - Large | Office - Large - Office (Open Plan) | Office (large) All | Hol | 17 | 10 | 10 | 0.45 | 2.0176 | 1.6184 | 1.2857 | 1.2857 | 1.1868 |  |  | 0 | 0 | 0 | 0 | 0 |  |  | 10.895 | 8.7393 | 6.9429 | 6.9429 | 6.4088 |  |  | 0 | 0 | 0 | 0 | 0 |  |  | 0 | 0 | 0 | 0 | 0 |  |  | 0 | 0 | 0 | 0 | 0 |  |  | 0 | 0 | 0 | 0 | 0 |  |  | 0 | 0 | 0 | 0 | 0 |  |  | Office (large) All ILit Hol | Office (large) All ILit all | 2 | 5 | 5 | 1.2 | 0.05 | 0.05 | 0.05 | 0.05 | 0.05 | 0.05 | 0.05 | 0.05 | 0.05 | 0.05 | 0.05 | 0.05 | 0.05 | 0.05 | 0.05 | 0.05 | 0.05 | 0.05 | 0.05 | 0.05 | 0.05 | 0.05 | 0.05 | 0.05 | 0.05 | 0 | 0 | 0 | 0 | 0 | 0 | 0 | 0 | 0 | 0 | 0 | 0 | 0 | 0 | 0 | 0 | 0 | 0 | 0 | 0 | 0 | 0 | 0 | 0 | 15 | 0 | 0.20792 | 0.079208 | 0.049505 | 0 | 0 | 0 | 0 | 0 | 0 | 0 | 0 | 0 | 0 | 0 | 0 | 0 | 0 | 0 | 0 | 0 | 0 | 0 | 0 | 0 | 0 | 0 | 0 | 0 |  | 0.17035 | 0.1707 | 0.16909 | 0.16916 | 0.16827 | 0.10763 | 0.10766 | 0.10745 | 0.10754 | 0.1067 | 0.12504 | 0.12514 | 0.12475 | 0.12483 | 0.12392 | 0.14589 | 0.14593 | 0.14564 | 0.14577 | 0.14463 | Office - Large - Office (Open Plan) - Hol | 14 | 9 | 16 | 3.5 | 8.5 | 0 | 0 | 3.5 | 8.5 | 0 | 0 | 0.35 | 0.85 | 0 | 0 | 0 | 0 | 0 | 0 | 0 | 0 | 0.05 | 0.05 | 0.05 | 0.05 | 0.05 | 0.05 | 0.05 | 0 | 0 | 0 | 0 | 0 | 0 | 0 | 0 | 0
1328 | 13 | 28 | 15 | 4 |  |  | Office - Large - Office (Open Plan) | Office - Large - Office (Open Plan) | Office - Large | Office (Open Plan) | Office - Large - Office (Open Plan) |  | Office - Large | Office - Large - Office (Open Plan) | Office (large) All | all | 8 | 251 | 251 | 0.45 | 2.0176 | 1.6184 | 1.2857 | 1.2857 | 1.1868 |  |  | 0.90791 | 0.72827 | 0.57857 | 0.57857 | 0.53407 |  |  | 2825.7886 | 2266.6753 | 1800.7476 | 1800.7476 | 1662.2286 |  |  | 0.83225 | 0.66758 | 0.53036 | 0.53036 | 0.48956 |  |  | 3453.3 | 3453.3 | 3453.3 | 3453.3 | 3453.3 |  |  | 0 | 0 | 0 | 0 | 0 |  |  | 0.91667 | 0.91667 | 0.91667 | 0.91667 | 0.91667 |  |  | 0 | 0 | 0 | 0 | 0 |  |  | Office (large) All ILit all | Office (large) All ILit all | 3345 | 5 | 95 | 12.4 | 0.91667 | 0.05 | 0.05 | 0.05 | 0.05 | 0.05 | 0.05 | 0.05 | 0.8 | 0.9 | 0.9 | 0.95 | 0.95 | 0.8 | 0.8 | 0.9 | 0.9 | 0.95 | 0.8 | 0.7 | 0.6 | 0.4 | 0.3 | 0.2 | 0.2 | 0 | 0 | 0 | 0 | 0 | 0 | 0 | 0.83333 | 0.94444 | 0.94444 | 1 | 1 | 0.83333 | 0.83333 | 0.94444 | 0.94444 | 1 | 0.83333 | 0.72222 | 0.61111 | 0.38889 | 0.27778 | 0.16667 | 0.16667 | 15 | 0.66337 | 0.20792 | 0.079208 | 0.049505 | 0.76136 | 0.1375 | 0.091213 | 0.10469 | 0.12364 | 0.12484 | 0.10014 | 0.079554 | 0.079554 | 0.073434 | 0.082813 | 0.066428 | 0.052773 | 0.052773 | 0.048714 | 0.095047 | 0.076241 | 0.060569 | 0.060569 | 0.05591 | 0.11225 | 0.090042 | 0.071533 | 0.071533 | 0.066031 |  | 0.17035 | 0.1707 | 0.16909 | 0.16916 | 0.16827 | 0.10763 | 0.10766 | 0.10745 | 0.10754 | 0.1067 | 0.12504 | 0.12514 | 0.12475 | 0.12483 | 0.12392 | 0.14589 | 0.14593 | 0.14564 | 0.14577 | 0.14463 | Office - Large - Office (Open Plan) - all | 16 | 9 | 21 | 2547.65 | 564.75 | 2547.65 | 564.75 | 0 | 0 | 10.15 | 2.25 | 0 | 0 | 0 | 0 | 0 | 0 | 0 | 0 | 0 | 0 | 0.9 | 0.9 | 0.95 | 0.95 | 0.8 | 0.8 | 0.9 | 0.9 | 0.95 | 0.8 | 0.7 | 0.6 | 0 | 0 | 0 | 0
1329 | 13 | 29 | 12 | 1 |  |  |  |  | Office - Large | Restrooms | Office - Large - Restrooms |  | Office - Large | Office - Large - Restrooms | Office (large) All | Sat | 17 | 52 | 52 | 0.05 | 1.0681 | 0.86314 | 0.59341 | 0.59341 | 0.59341 |  |  | 0 | 0 | 0 | 0 | 0 |  |  | 14.2329 | 11.5013 | 7.9072 | 7.9072 | 7.9072 |  |  | 0 | 0 | 0 | 0 | 0 |  |  | 0 | 0 | 0 | 0 | 0 |  |  | 0 | 0 | 0 | 0 | 0 |  |  | 0 | 0 | 0 | 0 | 0 |  |  | 0 | 0 | 0 | 0 | 0 |  |  | Office (large) All ILit Sat | Office (large) All ILit all | 3346 | 5 | 47.5 | 5.125 | 0.45833 | 0.05 | 0.05 | 0.05 | 0.05 | 0.05 | 0.05 | 0.05 | 0.4 | 0.45 | 0.45 | 0.475 | 0.475 | 0.4 | 0.4 | 0.45 | 0.45 | 0.475 | 0.05 | 0.05 | 0.05 | 0.05 | 0.05 | 0.05 | 0.05 | 0 | 0 | 0 | 0 | 0 | 0 | 0 | 0.82353 | 0.94118 | 0.94118 | 1 | 1 | 0.82353 | 0.82353 | 0.94118 | 0.94118 | 1 | 0 | 0 | 0 | 0 | 0 | 0 | 0 | 26 | 0 | 0.41 | 0.14 | 0.16 | 0 | 0 | 0 | 0 | 0 | 0 | 0 | 0 | 0 | 0 | 0 | 0 | 0 | 0 | 0 | 0 | 0 | 0 | 0 | 0 | 0 | 0 | 0 | 0 | 0 |  | 0.17035 | 0.1707 | 0.16909 | 0.16916 | 0.16827 | 0.10763 | 0.10766 | 0.10745 | 0.10754 | 0.1067 | 0.12504 | 0.12514 | 0.12475 | 0.12483 | 0.12392 | 0.14589 | 0.14593 | 0.14564 | 0.14577 | 0.14463 | Office - Large - Restrooms - Sat | 10 | 9 | 16 | 161.2 | 105.3 | 0 | 0 | 161.2 | 105.3 | 0 | 0 | 3.1 | 2.025 | 0 | 0 | 0 | 0 | 0 | 0 | 0 | 0 | 0.45 | 0.45 | 0.475 | 0.475 | 0.4 | 0.4 | 0.45 | 0 | 0 | 0 | 0 | 0 | 0 | 0 | 0 | 0
1330 | 13 | 30 | 13 | 2 |  |  |  |  | Office - Large | Restrooms | Office - Large - Restrooms |  | Office - Large | Office - Large - Restrooms | Office (large) All | Sun | 8 | 52 | 52 | 0.05 | 1.0681 | 0.86314 | 0.59341 | 0.59341 | 0.59341 |  |  | 0 | 0 | 0 | 0 | 0 |  |  | 3.3326 | 2.693 | 1.8514 | 1.8514 | 1.8514 |  |  | 0 | 0 | 0 | 0 | 0 |  |  | 0 | 0 | 0 | 0 | 0 |  |  | 0 | 0 | 0 | 0 | 0 |  |  | 0 | 0 | 0 | 0 | 0 |  |  | 0 | 0 | 0 | 0 | 0 |  |  | Office (large) All ILit Sun | Office (large) All ILit all | 2 | 5 | 5 | 1.2 | 0.05 | 0.05 | 0.05 | 0.05 | 0.05 | 0.05 | 0.05 | 0.05 | 0.05 | 0.05 | 0.05 | 0.05 | 0.05 | 0.05 | 0.05 | 0.05 | 0.05 | 0.05 | 0.05 | 0.05 | 0.05 | 0.05 | 0.05 | 0.05 | 0.05 | 0 | 0 | 0 | 0 | 0 | 0 | 0 | 0 | 0 | 0 | 0 | 0 | 0 | 0 | 0 | 0 | 0 | 0 | 0 | 0 | 0 | 0 | 0 | 0 | 26 | 0 | 0.41 | 0.14 | 0.16 | 0 | 0 | 0 | 0 | 0 | 0 | 0 | 0 | 0 | 0 | 0 | 0 | 0 | 0 | 0 | 0 | 0 | 0 | 0 | 0 | 0 | 0 | 0 | 0 | 0 |  | 0.17035 | 0.1707 | 0.16909 | 0.16916 | 0.16827 | 0.10763 | 0.10766 | 0.10745 | 0.10754 | 0.1067 | 0.12504 | 0.12514 | 0.12475 | 0.12483 | 0.12392 | 0.14589 | 0.14593 | 0.14564 | 0.14577 | 0.14463 | Office - Large - Restrooms - Sun | 12 | 9 | 16 | 18.2 | 44.2 | 0 | 0 | 18.2 | 44.2 | 0 | 0 | 0.35 | 0.85 | 0 | 0 | 0 | 0 | 0 | 0 | 0 | 0 | 0.05 | 0.05 | 0.05 | 0.05 | 0.05 | 0.05 | 0.05 | 0 | 0 | 0 | 0 | 0 | 0 | 0 | 0 | 0
1331 | 13 | 31 | 14 | 3 |  |  |  |  | Office - Large | Restrooms | Office - Large - Restrooms |  | Office - Large | Office - Large - Restrooms | Office (large) All | Hol | 17 | 10 | 10 | 0.05 | 1.0681 | 0.86314 | 0.59341 | 0.59341 | 0.59341 |  |  | 0 | 0 | 0 | 0 | 0 |  |  | 0.64088 | 0.51788 | 0.35604 | 0.35604 | 0.35604 |  |  | 0 | 0 | 0 | 0 | 0 |  |  | 0 | 0 | 0 | 0 | 0 |  |  | 0 | 0 | 0 | 0 | 0 |  |  | 0 | 0 | 0 | 0 | 0 |  |  | 0 | 0 | 0 | 0 | 0 |  |  | Office (large) All ILit Hol | Office (large) All ILit all | 2 | 5 | 5 | 1.2 | 0.05 | 0.05 | 0.05 | 0.05 | 0.05 | 0.05 | 0.05 | 0.05 | 0.05 | 0.05 | 0.05 | 0.05 | 0.05 | 0.05 | 0.05 | 0.05 | 0.05 | 0.05 | 0.05 | 0.05 | 0.05 | 0.05 | 0.05 | 0.05 | 0.05 | 0 | 0 | 0 | 0 | 0 | 0 | 0 | 0 | 0 | 0 | 0 | 0 | 0 | 0 | 0 | 0 | 0 | 0 | 0 | 0 | 0 | 0 | 0 | 0 | 26 | 0 | 0.41 | 0.14 | 0.16 | 0 | 0 | 0 | 0 | 0 | 0 | 0 | 0 | 0 | 0 | 0 | 0 | 0 | 0 | 0 | 0 | 0 | 0 | 0 | 0 | 0 | 0 | 0 | 0 | 0 |  | 0.17035 | 0.1707 | 0.16909 | 0.16916 | 0.16827 | 0.10763 | 0.10766 | 0.10745 | 0.10754 | 0.1067 | 0.12504 | 0.12514 | 0.12475 | 0.12483 | 0.12392 | 0.14589 | 0.14593 | 0.14564 | 0.14577 | 0.14463 | Office - Large - Restrooms - Hol | 14 | 9 | 16 | 3.5 | 8.5 | 0 | 0 | 3.5 | 8.5 | 0 | 0 | 0.35 | 0.85 | 0 | 0 | 0 | 0 | 0 | 0 | 0 | 0 | 0.05 | 0.05 | 0.05 | 0.05 | 0.05 | 0.05 | 0.05 | 0 | 0 | 0 | 0 | 0 | 0 | 0 | 0 | 0
1332 | 13 | 32 | 15 | 4 | Office - Large | Office - Large | Office - Large - Restrooms | Office - Large - Restrooms | Office - Large | Restrooms | Office - Large - Restrooms |  | Office - Large | Office - Large - Restrooms | Office (large) All | all | 8 | 251 | 251 | 0.05 | 1.0681 | 0.86314 | 0.59341 | 0.59341 | 0.59341 |  |  | 0.053407 | 0.043157 | 0.02967 | 0.02967 | 0.02967 |  |  | 166.2229 | 134.3215 | 92.346 | 92.346 | 92.346 |  |  | 0.048956 | 0.03956 | 0.027198 | 0.027198 | 0.027198 |  |  | 3453.3 | 3453.3 | 3453.3 | 3453.3 | 3453.3 |  |  | 3453.3 | 3453.3 | 3453.3 | 3453.3 | 3453.3 |  |  | 0.91667 | 0.91667 | 0.91667 | 0.91667 | 0.91667 |  |  | 0.91667 | 0.91667 | 0.91667 | 0.91667 | 0.91667 |  |  | Office (large) All ILit all | Office (large) All ILit all | 3345 | 5 | 95 | 12.4 | 0.91667 | 0.05 | 0.05 | 0.05 | 0.05 | 0.05 | 0.05 | 0.05 | 0.8 | 0.9 | 0.9 | 0.95 | 0.95 | 0.8 | 0.8 | 0.9 | 0.9 | 0.95 | 0.8 | 0.7 | 0.6 | 0.4 | 0.3 | 0.2 | 0.2 | 0 | 0 | 0 | 0 | 0 | 0 | 0 | 0.83333 | 0.94444 | 0.94444 | 1 | 1 | 0.83333 | 0.83333 | 0.94444 | 0.94444 | 1 | 0.83333 | 0.72222 | 0.61111 | 0.38889 | 0.27778 | 0.16667 | 0.16667 | 26 | 0.29 | 0.41 | 0.14 | 0.16 | 0.41429 | 0.23833 | 0.069117 | 0.098738 | 0.093687 | 0.012729 | 0.010286 | 0.0070714 | 0.0070714 | 0.0070714 | 0.0036913 | 0.0029829 | 0.0020507 | 0.0020507 | 0.0020507 | 0.0052733 | 0.0042612 | 0.0029296 | 0.0029296 | 0.0029296 | 0.0050035 | 0.0040432 | 0.0027797 | 0.0027797 | 0.0027797 | Office - Large | 0.17035 | 0.1707 | 0.16909 | 0.16916 | 0.16827 | 0.10763 | 0.10766 | 0.10745 | 0.10754 | 0.1067 | 0.12504 | 0.12514 | 0.12475 | 0.12483 | 0.12392 | 0.14589 | 0.14593 | 0.14564 | 0.14577 | 0.14463 | Office - Large - Restrooms - all | 16 | 9 | 21 | 2547.65 | 564.75 | 2547.65 | 564.75 | 0 | 0 | 10.15 | 2.25 | 0 | 0 | 0 | 0 | 0 | 0 | 0 | 0 | 0 | 0 | 0.9 | 0.9 | 0.95 | 0.95 | 0.8 | 0.8 | 0.9 | 0.9 | 0.95 | 0.8 | 0.7 | 0.6 | 0 | 0 | 0 | 0
1401 | 14 | 1 | 12 | 1 |  |  |  |  | Office - Small | Conference Room | Office - Small - Conference Room |  | Office - Small | Office - Small - Conference Room | Office (small) All | Sat | 17 | 52 | 52 | 0.04 | 1.6296 | 1.5438 | 1.2476 | 1.1696 | 1.0916 |  |  | 0 | 0 | 0 | 0 | 0 |  |  | 18.3039 | 17.3405 | 14.0125 | 13.1368 | 12.261 |  |  | 0 | 0 | 0 | 0 | 0 |  |  | 0 | 0 | 0 | 0 | 0 |  |  | 0 | 0 | 0 | 0 | 0 |  |  | 0 | 0 | 0 | 0 | 0 |  |  | 0 | 0 | 0 | 0 | 0 |  |  | Office (small) All ILit Sat | Office (small) All ILit all | 3354 | 5 | 50 | 5.4 | 0.5 | 0.05 | 0.05 | 0.05 | 0.05 | 0.05 | 0.05 | 0.05 | 0.3 | 0.5 | 0.5 | 0.5 | 0.5 | 0.4 | 0.5 | 0.5 | 0.5 | 0.5 | 0.05 | 0.05 | 0.05 | 0.05 | 0.05 | 0.05 | 0.05 | 0 | 0 | 0 | 0 | 0 | 0 | 0 | 0.55556 | 1 | 1 | 1 | 1 | 0.77778 | 1 | 1 | 1 | 1 | 0 | 0 | 0 | 0 | 0 | 0 | 0 | 16 | 0 | 0.24 | 0.12 | 0.09 | 0 | 0 | 0 | 0 | 0 | 0 | 0 | 0 | 0 | 0 | 0 | 0 | 0 | 0 | 0 | 0 | 0 | 0 | 0 | 0 | 0 | 0 | 0 | 0 | 0 |  | 0.22851 | 0.22837 | 0.22966 | 0.22995 | 0.22796 | 0.14888 | 0.14861 | 0.14995 | 0.15019 | 0.14878 | 0.17177 | 0.17152 | 0.17302 | 0.17327 | 0.17167 | 0.19437 | 0.19402 | 0.19576 | 0.19608 | 0.19424 | Office - Small - Conference Room - Sat | 10 | 9 | 16 | 176.8 | 104 | 0 | 0 | 176.8 | 104 | 0 | 0 | 3.4 | 2 | 0 | 0 | 0 | 0 | 0 | 0 | 0 | 0 | 0.5 | 0.5 | 0.5 | 0.5 | 0.4 | 0.5 | 0.5 | 0 | 0 | 0 | 0 | 0 | 0 | 0 | 0 | 0
1402 | 14 | 2 | 13 | 2 |  |  |  |  | Office - Small | Conference Room | Office - Small - Conference Room |  | Office - Small | Office - Small - Conference Room | Office (small) All | Sun | 8 | 52 | 52 | 0.04 | 1.6296 | 1.5438 | 1.2476 | 1.1696 | 1.0916 |  |  | 0 | 0 | 0 | 0 | 0 |  |  | 4.0675 | 3.8534 | 3.1139 | 2.9193 | 2.7247 |  |  | 0 | 0 | 0 | 0 | 0 |  |  | 0 | 0 | 0 | 0 | 0 |  |  | 0 | 0 | 0 | 0 | 0 |  |  | 0 | 0 | 0 | 0 | 0 |  |  | 0 | 0 | 0 | 0 | 0 |  |  | Office (small) All ILit Sun | Office (small) All ILit all | 2 | 5 | 5 | 1.2 | 0.05 | 0.05 | 0.05 | 0.05 | 0.05 | 0.05 | 0.05 | 0.05 | 0.05 | 0.05 | 0.05 | 0.05 | 0.05 | 0.05 | 0.05 | 0.05 | 0.05 | 0.05 | 0.05 | 0.05 | 0.05 | 0.05 | 0.05 | 0.05 | 0.05 | 0 | 0 | 0 | 0 | 0 | 0 | 0 | 0 | 0 | 0 | 0 | 0 | 0 | 0 | 0 | 0 | 0 | 0 | 0 | 0 | 0 | 0 | 0 | 0 | 16 | 0 | 0.24 | 0.12 | 0.09 | 0 | 0 | 0 | 0 | 0 | 0 | 0 | 0 | 0 | 0 | 0 | 0 | 0 | 0 | 0 | 0 | 0 | 0 | 0 | 0 | 0 | 0 | 0 | 0 | 0 |  | 0.22851 | 0.22837 | 0.22966 | 0.22995 | 0.22796 | 0.14888 | 0.14861 | 0.14995 | 0.15019 | 0.14878 | 0.17177 | 0.17152 | 0.17302 | 0.17327 | 0.17167 | 0.19437 | 0.19402 | 0.19576 | 0.19608 | 0.19424 | Office - Small - Conference Room - Sun | 12 | 9 | 16 | 18.2 | 44.2 | 0 | 0 | 18.2 | 44.2 | 0 | 0 | 0.35 | 0.85 | 0 | 0 | 0 | 0 | 0 | 0 | 0 | 0 | 0.05 | 0.05 | 0.05 | 0.05 | 0.05 | 0.05 | 0.05 | 0 | 0 | 0 | 0 | 0 | 0 | 0 | 0 | 0
1403 | 14 | 3 | 14 | 3 |  |  |  |  | Office - Small | Conference Room | Office - Small - Conference Room |  | Office - Small | Office - Small - Conference Room | Office (small) All | Hol | 17 | 10 | 10 | 0.04 | 1.6296 | 1.5438 | 1.2476 | 1.1696 | 1.0916 |  |  | 0 | 0 | 0 | 0 | 0 |  |  | 0.78222 | 0.74105 | 0.59883 | 0.5614 | 0.52397 |  |  | 0 | 0 | 0 | 0 | 0 |  |  | 0 | 0 | 0 | 0 | 0 |  |  | 0 | 0 | 0 | 0 | 0 |  |  | 0 | 0 | 0 | 0 | 0 |  |  | 0 | 0 | 0 | 0 | 0 |  |  | Office (small) All ILit Hol | Office (small) All ILit all | 2 | 5 | 5 | 1.2 | 0.05 | 0.05 | 0.05 | 0.05 | 0.05 | 0.05 | 0.05 | 0.05 | 0.05 | 0.05 | 0.05 | 0.05 | 0.05 | 0.05 | 0.05 | 0.05 | 0.05 | 0.05 | 0.05 | 0.05 | 0.05 | 0.05 | 0.05 | 0.05 | 0.05 | 0 | 0 | 0 | 0 | 0 | 0 | 0 | 0 | 0 | 0 | 0 | 0 | 0 | 0 | 0 | 0 | 0 | 0 | 0 | 0 | 0 | 0 | 0 | 0 | 16 | 0 | 0.24 | 0.12 | 0.09 | 0 | 0 | 0 | 0 | 0 | 0 | 0 | 0 | 0 | 0 | 0 | 0 | 0 | 0 | 0 | 0 | 0 | 0 | 0 | 0 | 0 | 0 | 0 | 0 | 0 |  | 0.22851 | 0.22837 | 0.22966 | 0.22995 | 0.22796 | 0.14888 | 0.14861 | 0.14995 | 0.15019 | 0.14878 | 0.17177 | 0.17152 | 0.17302 | 0.17327 | 0.17167 | 0.19437 | 0.19402 | 0.19576 | 0.19608 | 0.19424 | Office - Small - Conference Room - Hol | 14 | 9 | 16 | 3.5 | 8.5 | 0 | 0 | 3.5 | 8.5 | 0 | 0 | 0.35 | 0.85 | 0 | 0 | 0 | 0 | 0 | 0 | 0 | 0 | 0.05 | 0.05 | 0.05 | 0.05 | 0.05 | 0.05 | 0.05 | 0 | 0 | 0 | 0 | 0 | 0 | 0 | 0 | 0
1404 | 14 | 4 | 15 | 4 |  |  | Office - Small - Conference Room | Office - Small - Conference Room | Office - Small | Conference Room | Office - Small - Conference Room |  | Office - Small | Office - Small - Conference Room | Office (small) All | all | 8 | 251 | 251 | 0.04 | 1.6296 | 1.5438 | 1.2476 | 1.1696 | 1.0916 |  |  | 0.065185 | 0.061754 | 0.049902 | 0.046783 | 0.043664 |  |  | 170.1583 | 161.2026 | 130.2647 | 122.1232 | 113.9816 |  |  | 0.058666 | 0.055579 | 0.044912 | 0.042105 | 0.039298 |  |  | 2965.6 | 2965.6 | 2965.6 | 2965.6 | 2965.6 |  |  | 0 | 0 | 0 | 0 | 0 |  |  | 0.9 | 0.9 | 0.9 | 0.9 | 0.9 |  |  | 0 | 0 | 0 | 0 | 0 |  |  | Office (small) All ILit all | Office (small) All ILit all | 3353 | 5 | 95 | 10.4 | 0.9 | 0.05 | 0.05 | 0.05 | 0.05 | 0.05 | 0.05 | 0.05 | 0.8 | 0.9 | 0.9 | 0.95 | 0.95 | 0.8 | 0.8 | 0.9 | 0.9 | 0.9 | 0.7 | 0.3 | 0.05 | 0.05 | 0.05 | 0.05 | 0.05 | 0 | 0 | 0 | 0 | 0 | 0 | 0 | 0.83333 | 0.94444 | 0.94444 | 1 | 1 | 0.83333 | 0.83333 | 0.94444 | 0.94444 | 0.94444 | 0.72222 | 0.27778 | 0 | 0 | 0 | 0 | 0 | 16 | 0.55 | 0.24 | 0.12 | 0.09 | 0.6962 | 0.144 | 0.0792 | 0.10025 | 0.1034 | 0.0093866 | 0.0088926 | 0.0071859 | 0.0067368 | 0.0062877 | 0.0051626 | 0.0048909 | 0.0039523 | 0.0037052 | 0.0034582 | 0.006535 | 0.006191 | 0.0050029 | 0.0046902 | 0.0043775 | 0.00674 | 0.0063853 | 0.0051598 | 0.0048373 | 0.0045148 |  | 0.22851 | 0.22837 | 0.22966 | 0.22995 | 0.22796 | 0.14888 | 0.14861 | 0.14995 | 0.15019 | 0.14878 | 0.17177 | 0.17152 | 0.17302 | 0.17327 | 0.17167 | 0.19437 | 0.19402 | 0.19576 | 0.19608 | 0.19424 | Office - Small - Conference Room - all | 16 | 9 | 21 | 2271.55 | 338.85 | 2271.55 | 338.85 | 0 | 0 | 9.05 | 1.35 | 0 | 0 | 0 | 0 | 0 | 0 | 0 | 0 | 0 | 0 | 0.9 | 0.9 | 0.95 | 0.95 | 0.8 | 0.8 | 0.9 | 0.9 | 0.9 | 0.7 | 0.3 | 0.05 | 0 | 0 | 0 | 0
1405 | 14 | 5 | 12 | 1 |  |  |  |  | Office - Small | Copy Room (photocopying equipment) | Office - Small - Copy Room (photocopying equipment) |  | Office - Small | Office - Small - Copy Room (photocopying equipment) | Office (small) All | Sat | 17 | 52 | 52 | 0.02 | 1.3294 | 1.2865 | 1.0136 | 1.0136 | 0.93567 |  |  | 0 | 0 | 0 | 0 | 0 |  |  | 7.4661 | 7.2252 | 5.6926 | 5.6926 | 5.2547 |  |  | 0 | 0 | 0 | 0 | 0 |  |  | 0 | 0 | 0 | 0 | 0 |  |  | 0 | 0 | 0 | 0 | 0 |  |  | 0 | 0 | 0 | 0 | 0 |  |  | 0 | 0 | 0 | 0 | 0 |  |  | Office (small) All ILit Sat | Office (small) All ILit all | 3354 | 5 | 50 | 5.4 | 0.5 | 0.05 | 0.05 | 0.05 | 0.05 | 0.05 | 0.05 | 0.05 | 0.3 | 0.5 | 0.5 | 0.5 | 0.5 | 0.4 | 0.5 | 0.5 | 0.5 | 0.5 | 0.05 | 0.05 | 0.05 | 0.05 | 0.05 | 0.05 | 0.05 | 0 | 0 | 0 | 0 | 0 | 0 | 0 | 0.55556 | 1 | 1 | 1 | 1 | 0.77778 | 1 | 1 | 1 | 1 | 0 | 0 | 0 | 0 | 0 | 0 | 0 | 10 | 0 | 0.24 | 0.12 | 0.09 | 0 | 0 | 0 | 0 | 0 | 0 | 0 | 0 | 0 | 0 | 0 | 0 | 0 | 0 | 0 | 0 | 0 | 0 | 0 | 0 | 0 | 0 | 0 | 0 | 0 |  | 0.22851 | 0.22837 | 0.22966 | 0.22995 | 0.22796 | 0.14888 | 0.14861 | 0.14995 | 0.15019 | 0.14878 | 0.17177 | 0.17152 | 0.17302 | 0.17327 | 0.17167 | 0.19437 | 0.19402 | 0.19576 | 0.19608 | 0.19424 | Office - Small - Copy Room (photocopying equipment) - Sat | 10 | 9 | 16 | 176.8 | 104 | 0 | 0 | 176.8 | 104 | 0 | 0 | 3.4 | 2 | 0 | 0 | 0 | 0 | 0 | 0 | 0 | 0 | 0.5 | 0.5 | 0.5 | 0.5 | 0.4 | 0.5 | 0.5 | 0 | 0 | 0 | 0 | 0 | 0 | 0 | 0 | 0
1406 | 14 | 6 | 13 | 2 |  |  |  |  | Office - Small | Copy Room (photocopying equipment) | Office - Small - Copy Room (photocopying equipment) |  | Office - Small | Office - Small - Copy Room (photocopying equipment) | Office (small) All | Sun | 8 | 52 | 52 | 0.02 | 1.3294 | 1.2865 | 1.0136 | 1.0136 | 0.93567 |  |  | 0 | 0 | 0 | 0 | 0 |  |  | 1.6591 | 1.6056 | 1.265 | 1.265 | 1.1677 |  |  | 0 | 0 | 0 | 0 | 0 |  |  | 0 | 0 | 0 | 0 | 0 |  |  | 0 | 0 | 0 | 0 | 0 |  |  | 0 | 0 | 0 | 0 | 0 |  |  | 0 | 0 | 0 | 0 | 0 |  |  | Office (small) All ILit Sun | Office (small) All ILit all | 2 | 5 | 5 | 1.2 | 0.05 | 0.05 | 0.05 | 0.05 | 0.05 | 0.05 | 0.05 | 0.05 | 0.05 | 0.05 | 0.05 | 0.05 | 0.05 | 0.05 | 0.05 | 0.05 | 0.05 | 0.05 | 0.05 | 0.05 | 0.05 | 0.05 | 0.05 | 0.05 | 0.05 | 0 | 0 | 0 | 0 | 0 | 0 | 0 | 0 | 0 | 0 | 0 | 0 | 0 | 0 | 0 | 0 | 0 | 0 | 0 | 0 | 0 | 0 | 0 | 0 | 10 | 0 | 0.24 | 0.12 | 0.09 | 0 | 0 | 0 | 0 | 0 | 0 | 0 | 0 | 0 | 0 | 0 | 0 | 0 | 0 | 0 | 0 | 0 | 0 | 0 | 0 | 0 | 0 | 0 | 0 | 0 |  | 0.22851 | 0.22837 | 0.22966 | 0.22995 | 0.22796 | 0.14888 | 0.14861 | 0.14995 | 0.15019 | 0.14878 | 0.17177 | 0.17152 | 0.17302 | 0.17327 | 0.17167 | 0.19437 | 0.19402 | 0.19576 | 0.19608 | 0.19424 | Office - Small - Copy Room (photocopying equipment) - Sun | 12 | 9 | 16 | 18.2 | 44.2 | 0 | 0 | 18.2 | 44.2 | 0 | 0 | 0.35 | 0.85 | 0 | 0 | 0 | 0 | 0 | 0 | 0 | 0 | 0.05 | 0.05 | 0.05 | 0.05 | 0.05 | 0.05 | 0.05 | 0 | 0 | 0 | 0 | 0 | 0 | 0 | 0 | 0
1407 | 14 | 7 | 14 | 3 |  |  |  |  | Office - Small | Copy Room (photocopying equipment) | Office - Small - Copy Room (photocopying equipment) |  | Office - Small | Office - Small - Copy Room (photocopying equipment) | Office (small) All | Hol | 17 | 10 | 10 | 0.02 | 1.3294 | 1.2865 | 1.0136 | 1.0136 | 0.93567 |  |  | 0 | 0 | 0 | 0 | 0 |  |  | 0.31906 | 0.30877 | 0.24327 | 0.24327 | 0.22456 |  |  | 0 | 0 | 0 | 0 | 0 |  |  | 0 | 0 | 0 | 0 | 0 |  |  | 0 | 0 | 0 | 0 | 0 |  |  | 0 | 0 | 0 | 0 | 0 |  |  | 0 | 0 | 0 | 0 | 0 |  |  | Office (small) All ILit Hol | Office (small) All ILit all | 2 | 5 | 5 | 1.2 | 0.05 | 0.05 | 0.05 | 0.05 | 0.05 | 0.05 | 0.05 | 0.05 | 0.05 | 0.05 | 0.05 | 0.05 | 0.05 | 0.05 | 0.05 | 0.05 | 0.05 | 0.05 | 0.05 | 0.05 | 0.05 | 0.05 | 0.05 | 0.05 | 0.05 | 0 | 0 | 0 | 0 | 0 | 0 | 0 | 0 | 0 | 0 | 0 | 0 | 0 | 0 | 0 | 0 | 0 | 0 | 0 | 0 | 0 | 0 | 0 | 0 | 10 | 0 | 0.24 | 0.12 | 0.09 | 0 | 0 | 0 | 0 | 0 | 0 | 0 | 0 | 0 | 0 | 0 | 0 | 0 | 0 | 0 | 0 | 0 | 0 | 0 | 0 | 0 | 0 | 0 | 0 | 0 |  | 0.22851 | 0.22837 | 0.22966 | 0.22995 | 0.22796 | 0.14888 | 0.14861 | 0.14995 | 0.15019 | 0.14878 | 0.17177 | 0.17152 | 0.17302 | 0.17327 | 0.17167 | 0.19437 | 0.19402 | 0.19576 | 0.19608 | 0.19424 | Office - Small - Copy Room (photocopying equipment) - Hol | 14 | 9 | 16 | 3.5 | 8.5 | 0 | 0 | 3.5 | 8.5 | 0 | 0 | 0.35 | 0.85 | 0 | 0 | 0 | 0 | 0 | 0 | 0 | 0 | 0.05 | 0.05 | 0.05 | 0.05 | 0.05 | 0.05 | 0.05 | 0 | 0 | 0 | 0 | 0 | 0 | 0 | 0 | 0
1408 | 14 | 8 | 15 | 4 |  |  | Office - Small - Copy Room (photocopying equipment) | Office - Small - Copy Room (photocopying equipment) | Office - Small | Copy Room (photocopying equipment) | Office - Small - Copy Room (photocopying equipment) |  | Office - Small | Office - Small - Copy Room (photocopying equipment) | Office (small) All | all | 8 | 251 | 251 | 0.02 | 1.3294 | 1.2865 | 1.0136 | 1.0136 | 0.93567 |  |  | 0.026589 | 0.025731 | 0.020273 | 0.020273 | 0.018713 |  |  | 69.4067 | 67.1677 | 52.92 | 52.92 | 48.8493 |  |  | 0.02393 | 0.023158 | 0.018245 | 0.018245 | 0.016842 |  |  | 2965.6 | 2965.6 | 2965.6 | 2965.6 | 2965.6 |  |  | 0 | 0 | 0 | 0 | 0 |  |  | 0.9 | 0.9 | 0.9 | 0.9 | 0.9 |  |  | 0 | 0 | 0 | 0 | 0 |  |  | Office (small) All ILit all | Office (small) All ILit all | 3353 | 5 | 95 | 10.4 | 0.9 | 0.05 | 0.05 | 0.05 | 0.05 | 0.05 | 0.05 | 0.05 | 0.8 | 0.9 | 0.9 | 0.95 | 0.95 | 0.8 | 0.8 | 0.9 | 0.9 | 0.9 | 0.7 | 0.3 | 0.05 | 0.05 | 0.05 | 0.05 | 0.05 | 0 | 0 | 0 | 0 | 0 | 0 | 0 | 0.83333 | 0.94444 | 0.94444 | 1 | 1 | 0.83333 | 0.83333 | 0.94444 | 0.94444 | 0.94444 | 0.72222 | 0.27778 | 0 | 0 | 0 | 0 | 0 | 10 | 0.55 | 0.24 | 0.12 | 0.09 | 0.6962 | 0.09 | 0.0495 | 0.062658 | 0.064624 | 0.002393 | 0.0023158 | 0.0018245 | 0.0018245 | 0.0016842 | 0.0013161 | 0.0012737 | 0.0010035 | 0.0010035 | 0.00092631 | 0.001666 | 0.0016122 | 0.0012703 | 0.0012703 | 0.0011725 | 0.0017183 | 0.0016628 | 0.0013101 | 0.0013101 | 0.0012093 |  | 0.22851 | 0.22837 | 0.22966 | 0.22995 | 0.22796 | 0.14888 | 0.14861 | 0.14995 | 0.15019 | 0.14878 | 0.17177 | 0.17152 | 0.17302 | 0.17327 | 0.17167 | 0.19437 | 0.19402 | 0.19576 | 0.19608 | 0.19424 | Office - Small - Copy Room (photocopying equipment) - all | 16 | 9 | 21 | 2271.55 | 338.85 | 2271.55 | 338.85 | 0 | 0 | 9.05 | 1.35 | 0 | 0 | 0 | 0 | 0 | 0 | 0 | 0 | 0 | 0 | 0.9 | 0.9 | 0.95 | 0.95 | 0.8 | 0.8 | 0.9 | 0.9 | 0.9 | 0.7 | 0.3 | 0.05 | 0 | 0 | 0 | 0
1409 | 14 | 9 | 12 | 1 |  |  |  |  | Office - Small | Corridor | Office - Small - Corridor |  | Office - Small | Office - Small - Corridor | Office (small) All | Sat | 17 | 52 | 52 | 0.1 | 0.77192 | 0.68616 | 0.46783 | 0.46783 | 0.46783 |  |  | 0 | 0 | 0 | 0 | 0 |  |  | 21.6756 | 19.2672 | 13.1368 | 13.1368 | 13.1368 |  |  | 0 | 0 | 0 | 0 | 0 |  |  | 0 | 0 | 0 | 0 | 0 |  |  | 0 | 0 | 0 | 0 | 0 |  |  | 0 | 0 | 0 | 0 | 0 |  |  | 0 | 0 | 0 | 0 | 0 |  |  | Office (small) All ILit Sat | Office (small) All ILit all | 3354 | 5 | 50 | 5.4 | 0.5 | 0.05 | 0.05 | 0.05 | 0.05 | 0.05 | 0.05 | 0.05 | 0.3 | 0.5 | 0.5 | 0.5 | 0.5 | 0.4 | 0.5 | 0.5 | 0.5 | 0.5 | 0.05 | 0.05 | 0.05 | 0.05 | 0.05 | 0.05 | 0.05 | 0 | 0 | 0 | 0 | 0 | 0 | 0 | 0.55556 | 1 | 1 | 1 | 1 | 0.77778 | 1 | 1 | 1 | 1 | 0 | 0 | 0 | 0 | 0 | 0 | 0 | 10 | 0 | 0.20792 | 0.079208 | 0.049505 | 0 | 0 | 0 | 0 | 0 | 0 | 0 | 0 | 0 | 0 | 0 | 0 | 0 | 0 | 0 | 0 | 0 | 0 | 0 | 0 | 0 | 0 | 0 | 0 | 0 |  | 0.22851 | 0.22837 | 0.22966 | 0.22995 | 0.22796 | 0.14888 | 0.14861 | 0.14995 | 0.15019 | 0.14878 | 0.17177 | 0.17152 | 0.17302 | 0.17327 | 0.17167 | 0.19437 | 0.19402 | 0.19576 | 0.19608 | 0.19424 | Office - Small - Corridor - Sat | 10 | 9 | 16 | 176.8 | 104 | 0 | 0 | 176.8 | 104 | 0 | 0 | 3.4 | 2 | 0 | 0 | 0 | 0 | 0 | 0 | 0 | 0 | 0.5 | 0.5 | 0.5 | 0.5 | 0.4 | 0.5 | 0.5 | 0 | 0 | 0 | 0 | 0 | 0 | 0 | 0 | 0
1410 | 14 | 10 | 13 | 2 |  |  |  |  | Office - Small | Corridor | Office - Small - Corridor |  | Office - Small | Office - Small - Corridor | Office (small) All | Sun | 8 | 52 | 52 | 0.1 | 0.77192 | 0.68616 | 0.46783 | 0.46783 | 0.46783 |  |  | 0 | 0 | 0 | 0 | 0 |  |  | 4.8168 | 4.2816 | 2.9193 | 2.9193 | 2.9193 |  |  | 0 | 0 | 0 | 0 | 0 |  |  | 0 | 0 | 0 | 0 | 0 |  |  | 0 | 0 | 0 | 0 | 0 |  |  | 0 | 0 | 0 | 0 | 0 |  |  | 0 | 0 | 0 | 0 | 0 |  |  | Office (small) All ILit Sun | Office (small) All ILit all | 2 | 5 | 5 | 1.2 | 0.05 | 0.05 | 0.05 | 0.05 | 0.05 | 0.05 | 0.05 | 0.05 | 0.05 | 0.05 | 0.05 | 0.05 | 0.05 | 0.05 | 0.05 | 0.05 | 0.05 | 0.05 | 0.05 | 0.05 | 0.05 | 0.05 | 0.05 | 0.05 | 0.05 | 0 | 0 | 0 | 0 | 0 | 0 | 0 | 0 | 0 | 0 | 0 | 0 | 0 | 0 | 0 | 0 | 0 | 0 | 0 | 0 | 0 | 0 | 0 | 0 | 10 | 0 | 0.20792 | 0.079208 | 0.049505 | 0 | 0 | 0 | 0 | 0 | 0 | 0 | 0 | 0 | 0 | 0 | 0 | 0 | 0 | 0 | 0 | 0 | 0 | 0 | 0 | 0 | 0 | 0 | 0 | 0 |  | 0.22851 | 0.22837 | 0.22966 | 0.22995 | 0.22796 | 0.14888 | 0.14861 | 0.14995 | 0.15019 | 0.14878 | 0.17177 | 0.17152 | 0.17302 | 0.17327 | 0.17167 | 0.19437 | 0.19402 | 0.19576 | 0.19608 | 0.19424 | Office - Small - Corridor - Sun | 12 | 9 | 16 | 18.2 | 44.2 | 0 | 0 | 18.2 | 44.2 | 0 | 0 | 0.35 | 0.85 | 0 | 0 | 0 | 0 | 0 | 0 | 0 | 0 | 0.05 | 0.05 | 0.05 | 0.05 | 0.05 | 0.05 | 0.05 | 0 | 0 | 0 | 0 | 0 | 0 | 0 | 0 | 0
1411 | 14 | 11 | 14 | 3 |  |  |  |  | Office - Small | Corridor | Office - Small - Corridor |  | Office - Small | Office - Small - Corridor | Office (small) All | Hol | 17 | 10 | 10 | 0.1 | 0.77192 | 0.68616 | 0.46783 | 0.46783 | 0.46783 |  |  | 0 | 0 | 0 | 0 | 0 |  |  | 0.92631 | 0.82339 | 0.5614 | 0.5614 | 0.5614 |  |  | 0 | 0 | 0 | 0 | 0 |  |  | 0 | 0 | 0 | 0 | 0 |  |  | 0 | 0 | 0 | 0 | 0 |  |  | 0 | 0 | 0 | 0 | 0 |  |  | 0 | 0 | 0 | 0 | 0 |  |  | Office (small) All ILit Hol | Office (small) All ILit all | 2 | 5 | 5 | 1.2 | 0.05 | 0.05 | 0.05 | 0.05 | 0.05 | 0.05 | 0.05 | 0.05 | 0.05 | 0.05 | 0.05 | 0.05 | 0.05 | 0.05 | 0.05 | 0.05 | 0.05 | 0.05 | 0.05 | 0.05 | 0.05 | 0.05 | 0.05 | 0.05 | 0.05 | 0 | 0 | 0 | 0 | 0 | 0 | 0 | 0 | 0 | 0 | 0 | 0 | 0 | 0 | 0 | 0 | 0 | 0 | 0 | 0 | 0 | 0 | 0 | 0 | 10 | 0 | 0.20792 | 0.079208 | 0.049505 | 0 | 0 | 0 | 0 | 0 | 0 | 0 | 0 | 0 | 0 | 0 | 0 | 0 | 0 | 0 | 0 | 0 | 0 | 0 | 0 | 0 | 0 | 0 | 0 | 0 |  | 0.22851 | 0.22837 | 0.22966 | 0.22995 | 0.22796 | 0.14888 | 0.14861 | 0.14995 | 0.15019 | 0.14878 | 0.17177 | 0.17152 | 0.17302 | 0.17327 | 0.17167 | 0.19437 | 0.19402 | 0.19576 | 0.19608 | 0.19424 | Office - Small - Corridor - Hol | 14 | 9 | 16 | 3.5 | 8.5 | 0 | 0 | 3.5 | 8.5 | 0 | 0 | 0.35 | 0.85 | 0 | 0 | 0 | 0 | 0 | 0 | 0 | 0 | 0.05 | 0.05 | 0.05 | 0.05 | 0.05 | 0.05 | 0.05 | 0 | 0 | 0 | 0 | 0 | 0 | 0 | 0 | 0
1412 | 14 | 12 | 15 | 4 |  |  | Office - Small - Corridor | Office - Small - Corridor | Office - Small | Corridor | Office - Small - Corridor |  | Office - Small | Office - Small - Corridor | Office (small) All | all | 8 | 251 | 251 | 0.1 | 0.77192 | 0.68616 | 0.46783 | 0.46783 | 0.46783 |  |  | 0.077192 | 0.068616 | 0.046783 | 0.046783 | 0.046783 |  |  | 201.5032 | 179.114 | 122.1232 | 122.1232 | 122.1232 |  |  | 0.069473 | 0.061754 | 0.042105 | 0.042105 | 0.042105 |  |  | 2965.6 | 2965.6 | 2965.6 | 2965.6 | 2965.6 |  |  | 0 | 0 | 0 | 0 | 0 |  |  | 0.9 | 0.9 | 0.9 | 0.9 | 0.9 |  |  | 0 | 0 | 0 | 0 | 0 |  |  | Office (small) All ILit all | Office (small) All ILit all | 3353 | 5 | 95 | 10.4 | 0.9 | 0.05 | 0.05 | 0.05 | 0.05 | 0.05 | 0.05 | 0.05 | 0.8 | 0.9 | 0.9 | 0.95 | 0.95 | 0.8 | 0.8 | 0.9 | 0.9 | 0.9 | 0.7 | 0.3 | 0.05 | 0.05 | 0.05 | 0.05 | 0.05 | 0 | 0 | 0 | 0 | 0 | 0 | 0 | 0.83333 | 0.94444 | 0.94444 | 1 | 1 | 0.83333 | 0.83333 | 0.94444 | 0.94444 | 0.94444 | 0.72222 | 0.27778 | 0 | 0 | 0 | 0 | 0 | 10 | 0.66337 | 0.20792 | 0.079208 | 0.049505 | 0.76136 | 0.09 | 0.059703 | 0.068523 | 0.077945 | 0.0069473 | 0.0061754 | 0.0042105 | 0.0042105 | 0.0042105 | 0.0046086 | 0.0040966 | 0.0027931 | 0.0027931 | 0.0027931 | 0.0052894 | 0.0047017 | 0.0032057 | 0.0032057 | 0.0032057 | 0.0060167 | 0.0053482 | 0.0036465 | 0.0036465 | 0.0036465 |  | 0.22851 | 0.22837 | 0.22966 | 0.22995 | 0.22796 | 0.14888 | 0.14861 | 0.14995 | 0.15019 | 0.14878 | 0.17177 | 0.17152 | 0.17302 | 0.17327 | 0.17167 | 0.19437 | 0.19402 | 0.19576 | 0.19608 | 0.19424 | Office - Small - Corridor - all | 16 | 9 | 21 | 2271.55 | 338.85 | 2271.55 | 338.85 | 0 | 0 | 9.05 | 1.35 | 0 | 0 | 0 | 0 | 0 | 0 | 0 | 0 | 0 | 0 | 0.9 | 0.9 | 0.95 | 0.95 | 0.8 | 0.8 | 0.9 | 0.9 | 0.9 | 0.7 | 0.3 | 0.05 | 0 | 0 | 0 | 0
1413 | 14 | 13 | 12 | 1 |  |  |  |  | Office - Small | Lobby (Office Reception/Waiting) | Office - Small - Lobby (Office Reception/Waiting) |  | Office - Small | Office - Small - Lobby (Office Reception/Waiting) | Office (small) All | Sat | 17 | 52 | 52 | 0.05 | 1.7583 | 1.5438 | 0.85769 | 0.85769 | 0.85769 |  |  | 0 | 0 | 0 | 0 | 0 |  |  | 24.6862 | 21.6756 | 12.042 | 12.042 | 12.042 |  |  | 0 | 0 | 0 | 0 | 0 |  |  | 0 | 0 | 0 | 0 | 0 |  |  | 0 | 0 | 0 | 0 | 0 |  |  | 0 | 0 | 0 | 0 | 0 |  |  | 0 | 0 | 0 | 0 | 0 |  |  | Office (small) All ILit Sat | Office (small) All ILit all | 3354 | 5 | 50 | 5.4 | 0.5 | 0.05 | 0.05 | 0.05 | 0.05 | 0.05 | 0.05 | 0.05 | 0.3 | 0.5 | 0.5 | 0.5 | 0.5 | 0.4 | 0.5 | 0.5 | 0.5 | 0.5 | 0.05 | 0.05 | 0.05 | 0.05 | 0.05 | 0.05 | 0.05 | 0 | 0 | 0 | 0 | 0 | 0 | 0 | 0.55556 | 1 | 1 | 1 | 1 | 0.77778 | 1 | 1 | 1 | 1 | 0 | 0 | 0 | 0 | 0 | 0 | 0 | 0 | 0 | 0 | 0 | 0 | 0 | 0 | 0 | 0 | 0 | 0 | 0 | 0 | 0 | 0 | 0 | 0 | 0 | 0 | 0 | 0 | 0 | 0 | 0 | 0 | 0 | 0 | 0 | 0 | 0 |  | 0.22851 | 0.22837 | 0.22966 | 0.22995 | 0.22796 | 0.14888 | 0.14861 | 0.14995 | 0.15019 | 0.14878 | 0.17177 | 0.17152 | 0.17302 | 0.17327 | 0.17167 | 0.19437 | 0.19402 | 0.19576 | 0.19608 | 0.19424 | Office - Small - Lobby (Office Reception/Waiting) - Sat | 10 | 9 | 16 | 176.8 | 104 | 0 | 0 | 176.8 | 104 | 0 | 0 | 3.4 | 2 | 0 | 0 | 0 | 0 | 0 | 0 | 0 | 0 | 0.5 | 0.5 | 0.5 | 0.5 | 0.4 | 0.5 | 0.5 | 0 | 0 | 0 | 0 | 0 | 0 | 0 | 0 | 0
1414 | 14 | 14 | 13 | 2 |  |  |  |  | Office - Small | Lobby (Office Reception/Waiting) | Office - Small - Lobby (Office Reception/Waiting) |  | Office - Small | Office - Small - Lobby (Office Reception/Waiting) | Office (small) All | Sun | 8 | 52 | 52 | 0.05 | 1.7583 | 1.5438 | 0.85769 | 0.85769 | 0.85769 |  |  | 0 | 0 | 0 | 0 | 0 |  |  | 5.4858 | 4.8168 | 2.676 | 2.676 | 2.676 |  |  | 0 | 0 | 0 | 0 | 0 |  |  | 0 | 0 | 0 | 0 | 0 |  |  | 0 | 0 | 0 | 0 | 0 |  |  | 0 | 0 | 0 | 0 | 0 |  |  | 0 | 0 | 0 | 0 | 0 |  |  | Office (small) All ILit Sun | Office (small) All ILit all | 2 | 5 | 5 | 1.2 | 0.05 | 0.05 | 0.05 | 0.05 | 0.05 | 0.05 | 0.05 | 0.05 | 0.05 | 0.05 | 0.05 | 0.05 | 0.05 | 0.05 | 0.05 | 0.05 | 0.05 | 0.05 | 0.05 | 0.05 | 0.05 | 0.05 | 0.05 | 0.05 | 0.05 | 0 | 0 | 0 | 0 | 0 | 0 | 0 | 0 | 0 | 0 | 0 | 0 | 0 | 0 | 0 | 0 | 0 | 0 | 0 | 0 | 0 | 0 | 0 | 0 | 0 | 0 | 0 | 0 | 0 | 0 | 0 | 0 | 0 | 0 | 0 | 0 | 0 | 0 | 0 | 0 | 0 | 0 | 0 | 0 | 0 | 0 | 0 | 0 | 0 | 0 | 0 | 0 | 0 | 0 |  | 0.22851 | 0.22837 | 0.22966 | 0.22995 | 0.22796 | 0.14888 | 0.14861 | 0.14995 | 0.15019 | 0.14878 | 0.17177 | 0.17152 | 0.17302 | 0.17327 | 0.17167 | 0.19437 | 0.19402 | 0.19576 | 0.19608 | 0.19424 | Office - Small - Lobby (Office Reception/Waiting) - Sun | 12 | 9 | 16 | 18.2 | 44.2 | 0 | 0 | 18.2 | 44.2 | 0 | 0 | 0.35 | 0.85 | 0 | 0 | 0 | 0 | 0 | 0 | 0 | 0 | 0.05 | 0.05 | 0.05 | 0.05 | 0.05 | 0.05 | 0.05 | 0 | 0 | 0 | 0 | 0 | 0 | 0 | 0 | 0
1415 | 14 | 15 | 14 | 3 |  |  |  |  | Office - Small | Lobby (Office Reception/Waiting) | Office - Small - Lobby (Office Reception/Waiting) |  | Office - Small | Office - Small - Lobby (Office Reception/Waiting) | Office (small) All | Hol | 17 | 10 | 10 | 0.05 | 1.7583 | 1.5438 | 0.85769 | 0.85769 | 0.85769 |  |  | 0 | 0 | 0 | 0 | 0 |  |  | 1.055 | 0.92631 | 0.51462 | 0.51462 | 0.51462 |  |  | 0 | 0 | 0 | 0 | 0 |  |  | 0 | 0 | 0 | 0 | 0 |  |  | 0 | 0 | 0 | 0 | 0 |  |  | 0 | 0 | 0 | 0 | 0 |  |  | 0 | 0 | 0 | 0 | 0 |  |  | Office (small) All ILit Hol | Office (small) All ILit all | 2 | 5 | 5 | 1.2 | 0.05 | 0.05 | 0.05 | 0.05 | 0.05 | 0.05 | 0.05 | 0.05 | 0.05 | 0.05 | 0.05 | 0.05 | 0.05 | 0.05 | 0.05 | 0.05 | 0.05 | 0.05 | 0.05 | 0.05 | 0.05 | 0.05 | 0.05 | 0.05 | 0.05 | 0 | 0 | 0 | 0 | 0 | 0 | 0 | 0 | 0 | 0 | 0 | 0 | 0 | 0 | 0 | 0 | 0 | 0 | 0 | 0 | 0 | 0 | 0 | 0 | 0 | 0 | 0 | 0 | 0 | 0 | 0 | 0 | 0 | 0 | 0 | 0 | 0 | 0 | 0 | 0 | 0 | 0 | 0 | 0 | 0 | 0 | 0 | 0 | 0 | 0 | 0 | 0 | 0 | 0 |  | 0.22851 | 0.22837 | 0.22966 | 0.22995 | 0.22796 | 0.14888 | 0.14861 | 0.14995 | 0.15019 | 0.14878 | 0.17177 | 0.17152 | 0.17302 | 0.17327 | 0.17167 | 0.19437 | 0.19402 | 0.19576 | 0.19608 | 0.19424 | Office - Small - Lobby (Office Reception/Waiting) - Hol | 14 | 9 | 16 | 3.5 | 8.5 | 0 | 0 | 3.5 | 8.5 | 0 | 0 | 0.35 | 0.85 | 0 | 0 | 0 | 0 | 0 | 0 | 0 | 0 | 0.05 | 0.05 | 0.05 | 0.05 | 0.05 | 0.05 | 0.05 | 0 | 0 | 0 | 0 | 0 | 0 | 0 | 0 | 0
1416 | 14 | 16 | 15 | 4 |  |  | Office - Small - Lobby (Office Reception/Waiting) | Office - Small - Lobby (Office Reception/Waiting) | Office - Small | Lobby (Office Reception/Waiting) | Office - Small - Lobby (Office Reception/Waiting) |  | Office - Small | Office - Small - Lobby (Office Reception/Waiting) | Office (small) All | all | 8 | 251 | 251 | 0.05 | 1.7583 | 1.5438 | 0.85769 | 0.85769 | 0.85769 |  |  | 0.087914 | 0.077192 | 0.042885 | 0.042885 | 0.042885 |  |  | 229.4898 | 201.5032 | 111.9462 | 111.9462 | 111.9462 |  |  | 0.079122 | 0.069473 | 0.038596 | 0.038596 | 0.038596 |  |  | 2965.6 | 2965.6 | 2965.6 | 2965.6 | 2965.6 |  |  | 0 | 0 | 0 | 0 | 0 |  |  | 0.9 | 0.9 | 0.9 | 0.9 | 0.9 |  |  | 0 | 0 | 0 | 0 | 0 |  |  | Office (small) All ILit all | Office (small) All ILit all | 3353 | 5 | 95 | 10.4 | 0.9 | 0.05 | 0.05 | 0.05 | 0.05 | 0.05 | 0.05 | 0.05 | 0.8 | 0.9 | 0.9 | 0.95 | 0.95 | 0.8 | 0.8 | 0.9 | 0.9 | 0.9 | 0.7 | 0.3 | 0.05 | 0.05 | 0.05 | 0.05 | 0.05 | 0 | 0 | 0 | 0 | 0 | 0 | 0 | 0.83333 | 0.94444 | 0.94444 | 1 | 1 | 0.83333 | 0.83333 | 0.94444 | 0.94444 | 0.94444 | 0.72222 | 0.27778 | 0 | 0 | 0 | 0 | 0 | 0 | 0 | 0 | 0 | 0 | 0 | 0 | 0 | 0 | 0 | 0 | 0 | 0 | 0 | 0 | 0 | 0 | 0 | 0 | 0 | 0 | 0 | 0 | 0 | 0 | 0 | 0 | 0 | 0 | 0 |  | 0.22851 | 0.22837 | 0.22966 | 0.22995 | 0.22796 | 0.14888 | 0.14861 | 0.14995 | 0.15019 | 0.14878 | 0.17177 | 0.17152 | 0.17302 | 0.17327 | 0.17167 | 0.19437 | 0.19402 | 0.19576 | 0.19608 | 0.19424 | Office - Small - Lobby (Office Reception/Waiting) - all | 16 | 9 | 21 | 2271.55 | 338.85 | 2271.55 | 338.85 | 0 | 0 | 9.05 | 1.35 | 0 | 0 | 0 | 0 | 0 | 0 | 0 | 0 | 0 | 0 | 0.9 | 0.9 | 0.95 | 0.95 | 0.8 | 0.8 | 0.9 | 0.9 | 0.9 | 0.7 | 0.3 | 0.05 | 0 | 0 | 0 | 0
1417 | 14 | 17 | 12 | 1 |  |  |  |  | Office - Small | Mechanical/Electrical Room | Office - Small - Mechanical/Electrical Room |  | Office - Small | Office - Small - Mechanical/Electrical Room | Office (small) All | Sat | 17 | 52 | 52 | 0.04 | 1.3294 | 1.2865 | 0.54581 | 0.54581 | 0.54581 |  |  | 0 | 0 | 0 | 0 | 0 |  |  | 14.9321 | 14.4504 | 6.1305 | 6.1305 | 6.1305 |  |  | 0 | 0 | 0 | 0 | 0 |  |  | 0 | 0 | 0 | 0 | 0 |  |  | 0 | 0 | 0 | 0 | 0 |  |  | 0 | 0 | 0 | 0 | 0 |  |  | 0 | 0 | 0 | 0 | 0 |  |  | Office (small) All ILit Sat | Office (small) All ILit all | 3354 | 5 | 50 | 5.4 | 0.5 | 0.05 | 0.05 | 0.05 | 0.05 | 0.05 | 0.05 | 0.05 | 0.3 | 0.5 | 0.5 | 0.5 | 0.5 | 0.4 | 0.5 | 0.5 | 0.5 | 0.5 | 0.05 | 0.05 | 0.05 | 0.05 | 0.05 | 0.05 | 0.05 | 0 | 0 | 0 | 0 | 0 | 0 | 0 | 0.55556 | 1 | 1 | 1 | 1 | 0.77778 | 1 | 1 | 1 | 1 | 0 | 0 | 0 | 0 | 0 | 0 | 0 | 16 | 0 | 0.41 | 0.14 | 0.16 | 0 | 0 | 0 | 0 | 0 | 0 | 0 | 0 | 0 | 0 | 0 | 0 | 0 | 0 | 0 | 0 | 0 | 0 | 0 | 0 | 0 | 0 | 0 | 0 | 0 |  | 0.22851 | 0.22837 | 0.22966 | 0.22995 | 0.22796 | 0.14888 | 0.14861 | 0.14995 | 0.15019 | 0.14878 | 0.17177 | 0.17152 | 0.17302 | 0.17327 | 0.17167 | 0.19437 | 0.19402 | 0.19576 | 0.19608 | 0.19424 | Office - Small - Mechanical/Electrical Room - Sat | 10 | 9 | 16 | 176.8 | 104 | 0 | 0 | 176.8 | 104 | 0 | 0 | 3.4 | 2 | 0 | 0 | 0 | 0 | 0 | 0 | 0 | 0 | 0.5 | 0.5 | 0.5 | 0.5 | 0.4 | 0.5 | 0.5 | 0 | 0 | 0 | 0 | 0 | 0 | 0 | 0 | 0
1418 | 14 | 18 | 13 | 2 |  |  |  |  | Office - Small | Mechanical/Electrical Room | Office - Small - Mechanical/Electrical Room |  | Office - Small | Office - Small - Mechanical/Electrical Room | Office (small) All | Sun | 8 | 52 | 52 | 0.04 | 1.3294 | 1.2865 | 0.54581 | 0.54581 | 0.54581 |  |  | 0 | 0 | 0 | 0 | 0 |  |  | 3.3182 | 3.2112 | 1.3623 | 1.3623 | 1.3623 |  |  | 0 | 0 | 0 | 0 | 0 |  |  | 0 | 0 | 0 | 0 | 0 |  |  | 0 | 0 | 0 | 0 | 0 |  |  | 0 | 0 | 0 | 0 | 0 |  |  | 0 | 0 | 0 | 0 | 0 |  |  | Office (small) All ILit Sun | Office (small) All ILit all | 2 | 5 | 5 | 1.2 | 0.05 | 0.05 | 0.05 | 0.05 | 0.05 | 0.05 | 0.05 | 0.05 | 0.05 | 0.05 | 0.05 | 0.05 | 0.05 | 0.05 | 0.05 | 0.05 | 0.05 | 0.05 | 0.05 | 0.05 | 0.05 | 0.05 | 0.05 | 0.05 | 0.05 | 0 | 0 | 0 | 0 | 0 | 0 | 0 | 0 | 0 | 0 | 0 | 0 | 0 | 0 | 0 | 0 | 0 | 0 | 0 | 0 | 0 | 0 | 0 | 0 | 16 | 0 | 0.41 | 0.14 | 0.16 | 0 | 0 | 0 | 0 | 0 | 0 | 0 | 0 | 0 | 0 | 0 | 0 | 0 | 0 | 0 | 0 | 0 | 0 | 0 | 0 | 0 | 0 | 0 | 0 | 0 |  | 0.22851 | 0.22837 | 0.22966 | 0.22995 | 0.22796 | 0.14888 | 0.14861 | 0.14995 | 0.15019 | 0.14878 | 0.17177 | 0.17152 | 0.17302 | 0.17327 | 0.17167 | 0.19437 | 0.19402 | 0.19576 | 0.19608 | 0.19424 | Office - Small - Mechanical/Electrical Room - Sun | 12 | 9 | 16 | 18.2 | 44.2 | 0 | 0 | 18.2 | 44.2 | 0 | 0 | 0.35 | 0.85 | 0 | 0 | 0 | 0 | 0 | 0 | 0 | 0 | 0.05 | 0.05 | 0.05 | 0.05 | 0.05 | 0.05 | 0.05 | 0 | 0 | 0 | 0 | 0 | 0 | 0 | 0 | 0
1419 | 14 | 19 | 14 | 3 |  |  |  |  | Office - Small | Mechanical/Electrical Room | Office - Small - Mechanical/Electrical Room |  | Office - Small | Office - Small - Mechanical/Electrical Room | Office (small) All | Hol | 17 | 10 | 10 | 0.04 | 1.3294 | 1.2865 | 0.54581 | 0.54581 | 0.54581 |  |  | 0 | 0 | 0 | 0 | 0 |  |  | 0.63812 | 0.61754 | 0.26199 | 0.26199 | 0.26199 |  |  | 0 | 0 | 0 | 0 | 0 |  |  | 0 | 0 | 0 | 0 | 0 |  |  | 0 | 0 | 0 | 0 | 0 |  |  | 0 | 0 | 0 | 0 | 0 |  |  | 0 | 0 | 0 | 0 | 0 |  |  | Office (small) All ILit Hol | Office (small) All ILit all | 2 | 5 | 5 | 1.2 | 0.05 | 0.05 | 0.05 | 0.05 | 0.05 | 0.05 | 0.05 | 0.05 | 0.05 | 0.05 | 0.05 | 0.05 | 0.05 | 0.05 | 0.05 | 0.05 | 0.05 | 0.05 | 0.05 | 0.05 | 0.05 | 0.05 | 0.05 | 0.05 | 0.05 | 0 | 0 | 0 | 0 | 0 | 0 | 0 | 0 | 0 | 0 | 0 | 0 | 0 | 0 | 0 | 0 | 0 | 0 | 0 | 0 | 0 | 0 | 0 | 0 | 16 | 0 | 0.41 | 0.14 | 0.16 | 0 | 0 | 0 | 0 | 0 | 0 | 0 | 0 | 0 | 0 | 0 | 0 | 0 | 0 | 0 | 0 | 0 | 0 | 0 | 0 | 0 | 0 | 0 | 0 | 0 |  | 0.22851 | 0.22837 | 0.22966 | 0.22995 | 0.22796 | 0.14888 | 0.14861 | 0.14995 | 0.15019 | 0.14878 | 0.17177 | 0.17152 | 0.17302 | 0.17327 | 0.17167 | 0.19437 | 0.19402 | 0.19576 | 0.19608 | 0.19424 | Office - Small - Mechanical/Electrical Room - Hol | 14 | 9 | 16 | 3.5 | 8.5 | 0 | 0 | 3.5 | 8.5 | 0 | 0 | 0.35 | 0.85 | 0 | 0 | 0 | 0 | 0 | 0 | 0 | 0 | 0.05 | 0.05 | 0.05 | 0.05 | 0.05 | 0.05 | 0.05 | 0 | 0 | 0 | 0 | 0 | 0 | 0 | 0 | 0
1420 | 14 | 20 | 15 | 4 |  |  | Office - Small - Mechanical/Electrical Room | Office - Small - Mechanical/Electrical Room | Office - Small | Mechanical/Electrical Room | Office - Small - Mechanical/Electrical Room |  | Office - Small | Office - Small - Mechanical/Electrical Room | Office (small) All | all | 8 | 251 | 251 | 0.04 | 1.3294 | 1.2865 | 0.54581 | 0.54581 | 0.54581 |  |  | 0.053177 | 0.051462 | 0.021832 | 0.021832 | 0.021832 |  |  | 138.8133 | 134.3355 | 56.9908 | 56.9908 | 56.9908 |  |  | 0.047859 | 0.046315 | 0.019649 | 0.019649 | 0.019649 |  |  | 2965.6 | 2965.6 | 2965.6 | 2965.6 | 2965.6 |  |  | 0 | 0 | 0 | 0 | 0 |  |  | 0.9 | 0.9 | 0.9 | 0.9 | 0.9 |  |  | 0 | 0 | 0 | 0 | 0 |  |  | Office (small) All ILit all | Office (small) All ILit all | 3353 | 5 | 95 | 10.4 | 0.9 | 0.05 | 0.05 | 0.05 | 0.05 | 0.05 | 0.05 | 0.05 | 0.8 | 0.9 | 0.9 | 0.95 | 0.95 | 0.8 | 0.8 | 0.9 | 0.9 | 0.9 | 0.7 | 0.3 | 0.05 | 0.05 | 0.05 | 0.05 | 0.05 | 0 | 0 | 0 | 0 | 0 | 0 | 0 | 0.83333 | 0.94444 | 0.94444 | 1 | 1 | 0.83333 | 0.83333 | 0.94444 | 0.94444 | 0.94444 | 0.72222 | 0.27778 | 0 | 0 | 0 | 0 | 0 | 16 | 0.29 | 0.41 | 0.14 | 0.16 | 0.41429 | 0.144 | 0.04176 | 0.059657 | 0.054519 | 0.0076575 | 0.0074105 | 0.0031438 | 0.0031438 | 0.0031438 | 0.0022207 | 0.002149 | 0.00091171 | 0.00091171 | 0.00091171 | 0.0031724 | 0.0030701 | 0.0013024 | 0.0013024 | 0.0013024 | 0.0028992 | 0.0028057 | 0.0011903 | 0.0011903 | 0.0011903 |  | 0.22851 | 0.22837 | 0.22966 | 0.22995 | 0.22796 | 0.14888 | 0.14861 | 0.14995 | 0.15019 | 0.14878 | 0.17177 | 0.17152 | 0.17302 | 0.17327 | 0.17167 | 0.19437 | 0.19402 | 0.19576 | 0.19608 | 0.19424 | Office - Small - Mechanical/Electrical Room - all | 16 | 9 | 21 | 2271.55 | 338.85 | 2271.55 | 338.85 | 0 | 0 | 9.05 | 1.35 | 0 | 0 | 0 | 0 | 0 | 0 | 0 | 0 | 0 | 0 | 0.9 | 0.9 | 0.95 | 0.95 | 0.8 | 0.8 | 0.9 | 0.9 | 0.9 | 0.7 | 0.3 | 0.05 | 0 | 0 | 0 | 0
1421 | 14 | 21 | 12 | 1 |  |  |  |  | Office - Small | Office (Executive/Private) | Office - Small - Office (Executive/Private) |  | Office - Small | Office - Small - Office (Executive/Private) | Office (small) All | Sat | 17 | 52 | 52 | 0.7 | 1.7154 | 1.5438 | 1.0136 | 1.0136 | 0.93567 |  |  | 0 | 0 | 0 | 0 | 0 |  |  | 337.1767 | 303.459 | 199.2408 | 199.2408 | 183.9146 |  |  | 0 | 0 | 0 | 0 | 0 |  |  | 0 | 0 | 0 | 0 | 0 |  |  | 0 | 0 | 0 | 0 | 0 |  |  | 0 | 0 | 0 | 0 | 0 |  |  | 0 | 0 | 0 | 0 | 0 |  |  | Office (small) All ILit Sat | Office (small) All ILit all | 3354 | 5 | 50 | 5.4 | 0.5 | 0.05 | 0.05 | 0.05 | 0.05 | 0.05 | 0.05 | 0.05 | 0.3 | 0.5 | 0.5 | 0.5 | 0.5 | 0.4 | 0.5 | 0.5 | 0.5 | 0.5 | 0.05 | 0.05 | 0.05 | 0.05 | 0.05 | 0.05 | 0.05 | 0 | 0 | 0 | 0 | 0 | 0 | 0 | 0.55556 | 1 | 1 | 1 | 1 | 0.77778 | 1 | 1 | 1 | 1 | 0 | 0 | 0 | 0 | 0 | 0 | 0 | 30 | 0 | 0.20792 | 0.079208 | 0.049505 | 0 | 0 | 0 | 0 | 0 | 0 | 0 | 0 | 0 | 0 | 0 | 0 | 0 | 0 | 0 | 0 | 0 | 0 | 0 | 0 | 0 | 0 | 0 | 0 | 0 |  | 0.22851 | 0.22837 | 0.22966 | 0.22995 | 0.22796 | 0.14888 | 0.14861 | 0.14995 | 0.15019 | 0.14878 | 0.17177 | 0.17152 | 0.17302 | 0.17327 | 0.17167 | 0.19437 | 0.19402 | 0.19576 | 0.19608 | 0.19424 | Office - Small - Office (Executive/Private) - Sat | 10 | 9 | 16 | 176.8 | 104 | 0 | 0 | 176.8 | 104 | 0 | 0 | 3.4 | 2 | 0 | 0 | 0 | 0 | 0 | 0 | 0 | 0 | 0.5 | 0.5 | 0.5 | 0.5 | 0.4 | 0.5 | 0.5 | 0 | 0 | 0 | 0 | 0 | 0 | 0 | 0 | 0
1422 | 14 | 22 | 13 | 2 |  |  |  |  | Office - Small | Office (Executive/Private) | Office - Small - Office (Executive/Private) |  | Office - Small | Office - Small - Office (Executive/Private) | Office (small) All | Sun | 8 | 52 | 52 | 0.7 | 1.7154 | 1.5438 | 1.0136 | 1.0136 | 0.93567 |  |  | 0 | 0 | 0 | 0 | 0 |  |  | 74.9282 | 67.4353 | 44.2757 | 44.2757 | 40.8699 |  |  | 0 | 0 | 0 | 0 | 0 |  |  | 0 | 0 | 0 | 0 | 0 |  |  | 0 | 0 | 0 | 0 | 0 |  |  | 0 | 0 | 0 | 0 | 0 |  |  | 0 | 0 | 0 | 0 | 0 |  |  | Office (small) All ILit Sun | Office (small) All ILit all | 2 | 5 | 5 | 1.2 | 0.05 | 0.05 | 0.05 | 0.05 | 0.05 | 0.05 | 0.05 | 0.05 | 0.05 | 0.05 | 0.05 | 0.05 | 0.05 | 0.05 | 0.05 | 0.05 | 0.05 | 0.05 | 0.05 | 0.05 | 0.05 | 0.05 | 0.05 | 0.05 | 0.05 | 0 | 0 | 0 | 0 | 0 | 0 | 0 | 0 | 0 | 0 | 0 | 0 | 0 | 0 | 0 | 0 | 0 | 0 | 0 | 0 | 0 | 0 | 0 | 0 | 30 | 0 | 0.20792 | 0.079208 | 0.049505 | 0 | 0 | 0 | 0 | 0 | 0 | 0 | 0 | 0 | 0 | 0 | 0 | 0 | 0 | 0 | 0 | 0 | 0 | 0 | 0 | 0 | 0 | 0 | 0 | 0 |  | 0.22851 | 0.22837 | 0.22966 | 0.22995 | 0.22796 | 0.14888 | 0.14861 | 0.14995 | 0.15019 | 0.14878 | 0.17177 | 0.17152 | 0.17302 | 0.17327 | 0.17167 | 0.19437 | 0.19402 | 0.19576 | 0.19608 | 0.19424 | Office - Small - Office (Executive/Private) - Sun | 12 | 9 | 16 | 18.2 | 44.2 | 0 | 0 | 18.2 | 44.2 | 0 | 0 | 0.35 | 0.85 | 0 | 0 | 0 | 0 | 0 | 0 | 0 | 0 | 0.05 | 0.05 | 0.05 | 0.05 | 0.05 | 0.05 | 0.05 | 0 | 0 | 0 | 0 | 0 | 0 | 0 | 0 | 0
1423 | 14 | 23 | 14 | 3 |  |  |  |  | Office - Small | Office (Executive/Private) | Office - Small - Office (Executive/Private) |  | Office - Small | Office - Small - Office (Executive/Private) | Office (small) All | Hol | 17 | 10 | 10 | 0.7 | 1.7154 | 1.5438 | 1.0136 | 1.0136 | 0.93567 |  |  | 0 | 0 | 0 | 0 | 0 |  |  | 14.4093 | 12.9683 | 8.5146 | 8.5146 | 7.8596 |  |  | 0 | 0 | 0 | 0 | 0 |  |  | 0 | 0 | 0 | 0 | 0 |  |  | 0 | 0 | 0 | 0 | 0 |  |  | 0 | 0 | 0 | 0 | 0 |  |  | 0 | 0 | 0 | 0 | 0 |  |  | Office (small) All ILit Hol | Office (small) All ILit all | 2 | 5 | 5 | 1.2 | 0.05 | 0.05 | 0.05 | 0.05 | 0.05 | 0.05 | 0.05 | 0.05 | 0.05 | 0.05 | 0.05 | 0.05 | 0.05 | 0.05 | 0.05 | 0.05 | 0.05 | 0.05 | 0.05 | 0.05 | 0.05 | 0.05 | 0.05 | 0.05 | 0.05 | 0 | 0 | 0 | 0 | 0 | 0 | 0 | 0 | 0 | 0 | 0 | 0 | 0 | 0 | 0 | 0 | 0 | 0 | 0 | 0 | 0 | 0 | 0 | 0 | 30 | 0 | 0.20792 | 0.079208 | 0.049505 | 0 | 0 | 0 | 0 | 0 | 0 | 0 | 0 | 0 | 0 | 0 | 0 | 0 | 0 | 0 | 0 | 0 | 0 | 0 | 0 | 0 | 0 | 0 | 0 | 0 |  | 0.22851 | 0.22837 | 0.22966 | 0.22995 | 0.22796 | 0.14888 | 0.14861 | 0.14995 | 0.15019 | 0.14878 | 0.17177 | 0.17152 | 0.17302 | 0.17327 | 0.17167 | 0.19437 | 0.19402 | 0.19576 | 0.19608 | 0.19424 | Office - Small - Office (Executive/Private) - Hol | 14 | 9 | 16 | 3.5 | 8.5 | 0 | 0 | 3.5 | 8.5 | 0 | 0 | 0.35 | 0.85 | 0 | 0 | 0 | 0 | 0 | 0 | 0 | 0 | 0.05 | 0.05 | 0.05 | 0.05 | 0.05 | 0.05 | 0.05 | 0 | 0 | 0 | 0 | 0 | 0 | 0 | 0 | 0
1424 | 14 | 24 | 15 | 4 |  |  | Office - Small - Office (Executive/Private) | Office - Small - Office (Executive/Private) | Office - Small | Office (Executive/Private) | Office - Small - Office (Executive/Private) |  | Office - Small | Office - Small - Office (Executive/Private) | Office (small) All | all | 8 | 251 | 251 | 0.7 | 1.7154 | 1.5438 | 1.0136 | 1.0136 | 0.93567 |  |  | 1.2008 | 1.0807 | 0.70955 | 0.70955 | 0.65497 |  |  | 3134.4944 | 2821.045 | 1852.2013 | 1852.2013 | 1709.7242 |  |  | 1.0807 | 0.97263 | 0.63859 | 0.63859 | 0.58947 |  |  | 2965.6 | 2965.6 | 2965.6 | 2965.6 | 2965.6 |  |  | 0 | 0 | 0 | 0 | 0 |  |  | 0.9 | 0.9 | 0.9 | 0.9 | 0.9 |  |  | 0 | 0 | 0 | 0 | 0 |  |  | Office (small) All ILit all | Office (small) All ILit all | 3353 | 5 | 95 | 10.4 | 0.9 | 0.05 | 0.05 | 0.05 | 0.05 | 0.05 | 0.05 | 0.05 | 0.8 | 0.9 | 0.9 | 0.95 | 0.95 | 0.8 | 0.8 | 0.9 | 0.9 | 0.9 | 0.7 | 0.3 | 0.05 | 0.05 | 0.05 | 0.05 | 0.05 | 0 | 0 | 0 | 0 | 0 | 0 | 0 | 0.83333 | 0.94444 | 0.94444 | 1 | 1 | 0.83333 | 0.83333 | 0.94444 | 0.94444 | 0.94444 | 0.72222 | 0.27778 | 0 | 0 | 0 | 0 | 0 | 30 | 0.66337 | 0.20792 | 0.079208 | 0.049505 | 0.76136 | 0.27 | 0.17911 | 0.20557 | 0.23383 | 0.32421 | 0.29179 | 0.19158 | 0.19158 | 0.17684 | 0.21507 | 0.19356 | 0.12709 | 0.12709 | 0.11731 | 0.24684 | 0.22216 | 0.14586 | 0.14586 | 0.13464 | 0.28078 | 0.2527 | 0.16592 | 0.16592 | 0.15315 |  | 0.22851 | 0.22837 | 0.22966 | 0.22995 | 0.22796 | 0.14888 | 0.14861 | 0.14995 | 0.15019 | 0.14878 | 0.17177 | 0.17152 | 0.17302 | 0.17327 | 0.17167 | 0.19437 | 0.19402 | 0.19576 | 0.19608 | 0.19424 | Office - Small - Office (Executive/Private) - all | 16 | 9 | 21 | 2271.55 | 338.85 | 2271.55 | 338.85 | 0 | 0 | 9.05 | 1.35 | 0 | 0 | 0 | 0 | 0 | 0 | 0 | 0 | 0 | 0 | 0.9 | 0.9 | 0.95 | 0.95 | 0.8 | 0.8 | 0.9 | 0.9 | 0.9 | 0.7 | 0.3 | 0.05 | 0 | 0 | 0 | 0
1425 | 14 | 25 | 12 | 1 |  |  |  |  | Office - Small | Restrooms | Office - Small - Restrooms |  | Office - Small | Office - Small - Restrooms | Office (small) All | Sat | 17 | 52 | 52 | 0.05 | 0.77192 | 0.68616 | 0.46783 | 0.46783 | 0.46783 |  |  | 0 | 0 | 0 | 0 | 0 |  |  | 10.8378 | 9.6336 | 6.5684 | 6.5684 | 6.5684 |  |  | 0 | 0 | 0 | 0 | 0 |  |  | 0 | 0 | 0 | 0 | 0 |  |  | 0 | 0 | 0 | 0 | 0 |  |  | 0 | 0 | 0 | 0 | 0 |  |  | 0 | 0 | 0 | 0 | 0 |  |  | Office (small) All ILit Sat | Office (small) All ILit all | 3354 | 5 | 50 | 5.4 | 0.5 | 0.05 | 0.05 | 0.05 | 0.05 | 0.05 | 0.05 | 0.05 | 0.3 | 0.5 | 0.5 | 0.5 | 0.5 | 0.4 | 0.5 | 0.5 | 0.5 | 0.5 | 0.05 | 0.05 | 0.05 | 0.05 | 0.05 | 0.05 | 0.05 | 0 | 0 | 0 | 0 | 0 | 0 | 0 | 0.55556 | 1 | 1 | 1 | 1 | 0.77778 | 1 | 1 | 1 | 1 | 0 | 0 | 0 | 0 | 0 | 0 | 0 | 10 | 0 | 0.20792 | 0.079208 | 0.049505 | 0 | 0 | 0 | 0 | 0 | 0 | 0 | 0 | 0 | 0 | 0 | 0 | 0 | 0 | 0 | 0 | 0 | 0 | 0 | 0 | 0 | 0 | 0 | 0 | 0 |  | 0.22851 | 0.22837 | 0.22966 | 0.22995 | 0.22796 | 0.14888 | 0.14861 | 0.14995 | 0.15019 | 0.14878 | 0.17177 | 0.17152 | 0.17302 | 0.17327 | 0.17167 | 0.19437 | 0.19402 | 0.19576 | 0.19608 | 0.19424 | Office - Small - Restrooms - Sat | 10 | 9 | 16 | 176.8 | 104 | 0 | 0 | 176.8 | 104 | 0 | 0 | 3.4 | 2 | 0 | 0 | 0 | 0 | 0 | 0 | 0 | 0 | 0.5 | 0.5 | 0.5 | 0.5 | 0.4 | 0.5 | 0.5 | 0 | 0 | 0 | 0 | 0 | 0 | 0 | 0 | 0
1426 | 14 | 26 | 13 | 2 |  |  |  |  | Office - Small | Restrooms | Office - Small - Restrooms |  | Office - Small | Office - Small - Restrooms | Office (small) All | Sun | 8 | 52 | 52 | 0.05 | 0.77192 | 0.68616 | 0.46783 | 0.46783 | 0.46783 |  |  | 0 | 0 | 0 | 0 | 0 |  |  | 2.4084 | 2.1408 | 1.4596 | 1.4596 | 1.4596 |  |  | 0 | 0 | 0 | 0 | 0 |  |  | 0 | 0 | 0 | 0 | 0 |  |  | 0 | 0 | 0 | 0 | 0 |  |  | 0 | 0 | 0 | 0 | 0 |  |  | 0 | 0 | 0 | 0 | 0 |  |  | Office (small) All ILit Sun | Office (small) All ILit all | 2 | 5 | 5 | 1.2 | 0.05 | 0.05 | 0.05 | 0.05 | 0.05 | 0.05 | 0.05 | 0.05 | 0.05 | 0.05 | 0.05 | 0.05 | 0.05 | 0.05 | 0.05 | 0.05 | 0.05 | 0.05 | 0.05 | 0.05 | 0.05 | 0.05 | 0.05 | 0.05 | 0.05 | 0 | 0 | 0 | 0 | 0 | 0 | 0 | 0 | 0 | 0 | 0 | 0 | 0 | 0 | 0 | 0 | 0 | 0 | 0 | 0 | 0 | 0 | 0 | 0 | 10 | 0 | 0.20792 | 0.079208 | 0.049505 | 0 | 0 | 0 | 0 | 0 | 0 | 0 | 0 | 0 | 0 | 0 | 0 | 0 | 0 | 0 | 0 | 0 | 0 | 0 | 0 | 0 | 0 | 0 | 0 | 0 |  | 0.22851 | 0.22837 | 0.22966 | 0.22995 | 0.22796 | 0.14888 | 0.14861 | 0.14995 | 0.15019 | 0.14878 | 0.17177 | 0.17152 | 0.17302 | 0.17327 | 0.17167 | 0.19437 | 0.19402 | 0.19576 | 0.19608 | 0.19424 | Office - Small - Restrooms - Sun | 12 | 9 | 16 | 18.2 | 44.2 | 0 | 0 | 18.2 | 44.2 | 0 | 0 | 0.35 | 0.85 | 0 | 0 | 0 | 0 | 0 | 0 | 0 | 0 | 0.05 | 0.05 | 0.05 | 0.05 | 0.05 | 0.05 | 0.05 | 0 | 0 | 0 | 0 | 0 | 0 | 0 | 0 | 0
1427 | 14 | 27 | 14 | 3 |  |  |  |  | Office - Small | Restrooms | Office - Small - Restrooms |  | Office - Small | Office - Small - Restrooms | Office (small) All | Hol | 17 | 10 | 10 | 0.05 | 0.77192 | 0.68616 | 0.46783 | 0.46783 | 0.46783 |  |  | 0 | 0 | 0 | 0 | 0 |  |  | 0.46315 | 0.41169 | 0.2807 | 0.2807 | 0.2807 |  |  | 0 | 0 | 0 | 0 | 0 |  |  | 0 | 0 | 0 | 0 | 0 |  |  | 0 | 0 | 0 | 0 | 0 |  |  | 0 | 0 | 0 | 0 | 0 |  |  | 0 | 0 | 0 | 0 | 0 |  |  | Office (small) All ILit Hol | Office (small) All ILit all | 2 | 5 | 5 | 1.2 | 0.05 | 0.05 | 0.05 | 0.05 | 0.05 | 0.05 | 0.05 | 0.05 | 0.05 | 0.05 | 0.05 | 0.05 | 0.05 | 0.05 | 0.05 | 0.05 | 0.05 | 0.05 | 0.05 | 0.05 | 0.05 | 0.05 | 0.05 | 0.05 | 0.05 | 0 | 0 | 0 | 0 | 0 | 0 | 0 | 0 | 0 | 0 | 0 | 0 | 0 | 0 | 0 | 0 | 0 | 0 | 0 | 0 | 0 | 0 | 0 | 0 | 10 | 0 | 0.20792 | 0.079208 | 0.049505 | 0 | 0 | 0 | 0 | 0 | 0 | 0 | 0 | 0 | 0 | 0 | 0 | 0 | 0 | 0 | 0 | 0 | 0 | 0 | 0 | 0 | 0 | 0 | 0 | 0 |  | 0.22851 | 0.22837 | 0.22966 | 0.22995 | 0.22796 | 0.14888 | 0.14861 | 0.14995 | 0.15019 | 0.14878 | 0.17177 | 0.17152 | 0.17302 | 0.17327 | 0.17167 | 0.19437 | 0.19402 | 0.19576 | 0.19608 | 0.19424 | Office - Small - Restrooms - Hol | 14 | 9 | 16 | 3.5 | 8.5 | 0 | 0 | 3.5 | 8.5 | 0 | 0 | 0.35 | 0.85 | 0 | 0 | 0 | 0 | 0 | 0 | 0 | 0 | 0.05 | 0.05 | 0.05 | 0.05 | 0.05 | 0.05 | 0.05 | 0 | 0 | 0 | 0 | 0 | 0 | 0 | 0 | 0
1428 | 14 | 28 | 15 | 4 | Office - Small | Office - Small | Office - Small - Restrooms | Office - Small - Restrooms | Office - Small | Restrooms | Office - Small - Restrooms |  | Office - Small | Office - Small - Restrooms | Office (small) All | all | 8 | 251 | 251 | 0.05 | 0.77192 | 0.68616 | 0.46783 | 0.46783 | 0.46783 |  |  | 0.038596 | 0.034308 | 0.023392 | 0.023392 | 0.023392 |  |  | 100.7516 | 89.557 | 61.0616 | 61.0616 | 61.0616 |  |  | 0.034737 | 0.030877 | 0.021052 | 0.021052 | 0.021052 |  |  | 2965.6 | 2965.6 | 2965.6 | 2965.6 | 2965.6 |  |  | 2965.6 | 2965.6 | 2965.6 | 2965.6 | 2965.6 |  |  | 0.9 | 0.9 | 0.9 | 0.9 | 0.9 |  |  | 0.9 | 0.9 | 0.9 | 0.9 | 0.9 |  |  | Office (small) All ILit all | Office (small) All ILit all | 3353 | 5 | 95 | 10.4 | 0.9 | 0.05 | 0.05 | 0.05 | 0.05 | 0.05 | 0.05 | 0.05 | 0.8 | 0.9 | 0.9 | 0.95 | 0.95 | 0.8 | 0.8 | 0.9 | 0.9 | 0.9 | 0.7 | 0.3 | 0.05 | 0.05 | 0.05 | 0.05 | 0.05 | 0 | 0 | 0 | 0 | 0 | 0 | 0 | 0.83333 | 0.94444 | 0.94444 | 1 | 1 | 0.83333 | 0.83333 | 0.94444 | 0.94444 | 0.94444 | 0.72222 | 0.27778 | 0 | 0 | 0 | 0 | 0 | 10 | 0.66337 | 0.20792 | 0.079208 | 0.049505 | 0.76136 | 0.09 | 0.059703 | 0.068523 | 0.077945 | 0.0034737 | 0.0030877 | 0.0021052 | 0.0021052 | 0.0021052 | 0.0023043 | 0.0020483 | 0.0013966 | 0.0013966 | 0.0013966 | 0.0026447 | 0.0023509 | 0.0016029 | 0.0016029 | 0.0016029 | 0.0030084 | 0.0026741 | 0.0018233 | 0.0018233 | 0.0018233 | Office - Small | 0.22851 | 0.22837 | 0.22966 | 0.22995 | 0.22796 | 0.14888 | 0.14861 | 0.14995 | 0.15019 | 0.14878 | 0.17177 | 0.17152 | 0.17302 | 0.17327 | 0.17167 | 0.19437 | 0.19402 | 0.19576 | 0.19608 | 0.19424 | Office - Small - Restrooms - all | 16 | 9 | 21 | 2271.55 | 338.85 | 2271.55 | 338.85 | 0 | 0 | 9.05 | 1.35 | 0 | 0 | 0 | 0 | 0 | 0 | 0 | 0 | 0 | 0 | 0.9 | 0.9 | 0.95 | 0.95 | 0.8 | 0.8 | 0.9 | 0.9 | 0.9 | 0.7 | 0.3 | 0.05 | 0 | 0 | 0 | 0
1501 | 15 | 1 | 12 | 1 |  |  |  |  | Restaurant - Fast-Food | Dining Area | Restaurant - Fast-Food - Dining Area |  | Restaurant - Fast-Food | Restaurant - Fast-Food - Dining Area | Restaurant (fast food) Dining | Sat | 23 | 52 | 52 | 0.5 | 1.1141 | 1.2251 | 0.90171 | 0.90171 | 0.82656 |  |  | 0 | 0 | 0 | 0 | 0 |  |  | 438.8304 | 482.5848 | 355.1824 | 355.1824 | 325.5839 |  |  | 0 | 0 | 0 | 0 | 0 |  |  | 0 | 0 | 0 | 0 | 0 |  |  | 0 | 0 | 0 | 0 | 0 |  |  | 0 | 0 | 0 | 0 | 0 |  |  | 0 | 0 | 0 | 0 | 0 |  |  | Restaurant (fast food) Dining ILit Sat | Restaurant (fast food) Dining ILit all | 3378 | 5 | 100 | 15.15 | 1 | 0.05 | 0.05 | 0.05 | 0.05 | 0.05 | 0.2 | 0.35 | 0.4 | 0.4 | 0.4 | 0.75 | 1 | 1 | 1 | 1 | 1 | 1 | 1 | 1 | 1 | 1 | 1 | 0.85 | 0.55 | 0 | 0 | 0 | 0 | 0 | 0.15789 | 0.31579 | 0.36842 | 0.36842 | 0.36842 | 0.73684 | 1 | 1 | 1 | 1 | 1 | 1 | 1 | 1 | 1 | 1 | 1 | 0.84211 | 0.52632 | 0 | 0 | 0 | 0 | 0 | 0 | 0 | 0 | 0 | 0 | 0 | 0 | 0 | 0 | 0 | 0 | 0 | 0 | 0 | 0 | 0 | 0 | 0 | 0 | 0 | 0 | 0 | 0 | 0 | 0 |  | 0 | 0 | 0 | 0 | 0 | 0 | 0 | 0 | 0 | 0 | 0 | 0 | 0 | 0 | 0 | 0 | 0 | 0 | 0 | 0 | Restaurant - Fast-Food - Dining Area - Sat | 10 | 9 | 16 | 288.6 | 499.2 | 0 | 0 | 288.6 | 499.2 | 0 | 0 | 5.55 | 9.6 | 0 | 0 | 0 | 0 | 0 | 0 | 0 | 0 | 0.4 | 0.4 | 0.75 | 1 | 1 | 1 | 1 | 0 | 0 | 0 | 0 | 0 | 0 | 0 | 0 | 0
1502 | 15 | 2 | 13 | 2 |  |  |  |  | Restaurant - Fast-Food | Dining Area | Restaurant - Fast-Food - Dining Area |  | Restaurant - Fast-Food | Restaurant - Fast-Food - Dining Area | Restaurant (fast food) Dining | Sun | 6 | 52 | 52 | 0.5 | 1.1141 | 1.2251 | 0.90171 | 0.90171 | 0.82656 |  |  | 0 | 0 | 0 | 0 | 0 |  |  | 438.8304 | 482.5848 | 355.1824 | 355.1824 | 325.5839 |  |  | 0 | 0 | 0 | 0 | 0 |  |  | 0 | 0 | 0 | 0 | 0 |  |  | 0 | 0 | 0 | 0 | 0 |  |  | 0 | 0 | 0 | 0 | 0 |  |  | 0 | 0 | 0 | 0 | 0 |  |  | Restaurant (fast food) Dining ILit Sun | Restaurant (fast food) Dining ILit all | 3378 | 5 | 100 | 15.15 | 1 | 0.05 | 0.05 | 0.05 | 0.05 | 0.05 | 0.2 | 0.35 | 0.4 | 0.4 | 0.4 | 0.75 | 1 | 1 | 1 | 1 | 1 | 1 | 1 | 1 | 1 | 1 | 1 | 0.85 | 0.55 | 0 | 0 | 0 | 0 | 0 | 0.15789 | 0.31579 | 0.36842 | 0.36842 | 0.36842 | 0.73684 | 1 | 1 | 1 | 1 | 1 | 1 | 1 | 1 | 1 | 1 | 1 | 0.84211 | 0.52632 | 0 | 0 | 0 | 0 | 0 | 0 | 0 | 0 | 0 | 0 | 0 | 0 | 0 | 0 | 0 | 0 | 0 | 0 | 0 | 0 | 0 | 0 | 0 | 0 | 0 | 0 | 0 | 0 | 0 | 0 |  | 0 | 0 | 0 | 0 | 0 | 0 | 0 | 0 | 0 | 0 | 0 | 0 | 0 | 0 | 0 | 0 | 0 | 0 | 0 | 0 | Restaurant - Fast-Food - Dining Area - Sun | 12 | 9 | 16 | 288.6 | 499.2 | 0 | 0 | 288.6 | 499.2 | 0 | 0 | 5.55 | 9.6 | 0 | 0 | 0 | 0 | 0 | 0 | 0 | 0 | 0.4 | 0.4 | 0.75 | 1 | 1 | 1 | 1 | 0 | 0 | 0 | 0 | 0 | 0 | 0 | 0 | 0
1503 | 15 | 3 | 14 | 3 |  |  |  |  | Restaurant - Fast-Food | Dining Area | Restaurant - Fast-Food - Dining Area |  | Restaurant - Fast-Food | Restaurant - Fast-Food - Dining Area | Restaurant (fast food) Dining | Hol | 23 | 10 | 10 | 0.5 | 1.1141 | 1.2251 | 0.90171 | 0.90171 | 0.82656 |  |  | 0 | 0 | 0 | 0 | 0 |  |  | 84.3905 | 92.8048 | 68.3043 | 68.3043 | 62.6123 |  |  | 0 | 0 | 0 | 0 | 0 |  |  | 0 | 0 | 0 | 0 | 0 |  |  | 0 | 0 | 0 | 0 | 0 |  |  | 0 | 0 | 0 | 0 | 0 |  |  | 0 | 0 | 0 | 0 | 0 |  |  | Restaurant (fast food) Dining ILit Hol | Restaurant (fast food) Dining ILit all | 3378 | 5 | 100 | 15.15 | 1 | 0.05 | 0.05 | 0.05 | 0.05 | 0.05 | 0.2 | 0.35 | 0.4 | 0.4 | 0.4 | 0.75 | 1 | 1 | 1 | 1 | 1 | 1 | 1 | 1 | 1 | 1 | 1 | 0.85 | 0.55 | 0 | 0 | 0 | 0 | 0 | 0.15789 | 0.31579 | 0.36842 | 0.36842 | 0.36842 | 0.73684 | 1 | 1 | 1 | 1 | 1 | 1 | 1 | 1 | 1 | 1 | 1 | 0.84211 | 0.52632 | 0 | 0 | 0 | 0 | 0 | 0 | 0 | 0 | 0 | 0 | 0 | 0 | 0 | 0 | 0 | 0 | 0 | 0 | 0 | 0 | 0 | 0 | 0 | 0 | 0 | 0 | 0 | 0 | 0 | 0 |  | 0 | 0 | 0 | 0 | 0 | 0 | 0 | 0 | 0 | 0 | 0 | 0 | 0 | 0 | 0 | 0 | 0 | 0 | 0 | 0 | Restaurant - Fast-Food - Dining Area - Hol | 14 | 9 | 16 | 55.5 | 96 | 0 | 0 | 55.5 | 96 | 0 | 0 | 5.55 | 9.6 | 0 | 0 | 0 | 0 | 0 | 0 | 0 | 0 | 0.4 | 0.4 | 0.75 | 1 | 1 | 1 | 1 | 0 | 0 | 0 | 0 | 0 | 0 | 0 | 0 | 0
1504 | 15 | 4 | 15 | 4 |  |  | Restaurant - Fast-Food - Dining Area | Restaurant - Fast-Food - Dining Area | Restaurant - Fast-Food | Dining Area | Restaurant - Fast-Food - Dining Area |  | Restaurant - Fast-Food | Restaurant - Fast-Food - Dining Area | Restaurant (fast food) Dining | all | 6 | 251 | 251 | 0.5 | 1.1141 | 1.2251 | 0.90171 | 0.90171 | 0.82656 |  |  | 0.55703 | 0.61257 | 0.45085 | 0.45085 | 0.41328 |  |  | 2167.1361 | 2383.2142 | 1754.0456 | 1754.0456 | 1607.8752 |  |  | 0.55703 | 0.61257 | 0.45085 | 0.45085 | 0.41328 |  |  | 5617.6 | 5617.6 | 5617.6 | 5617.6 | 5617.6 |  |  | 0 | 0 | 0 | 0 | 0 |  |  | 1 | 1 | 1 | 1 | 1 |  |  | 0 | 0 | 0 | 0 | 0 |  |  | Restaurant (fast food) Dining ILit all | Restaurant (fast food) Dining ILit all | 3377 | 5 | 100 | 15.5 | 1 | 0.05 | 0.05 | 0.05 | 0.05 | 0.05 | 0.2 | 0.35 | 0.4 | 0.4 | 0.4 | 0.75 | 1 | 1 | 1 | 1 | 1 | 1 | 1 | 1 | 1 | 1 | 1 | 0.9 | 0.85 | 0 | 0 | 0 | 0 | 0 | 0.15789 | 0.31579 | 0.36842 | 0.36842 | 0.36842 | 0.73684 | 1 | 1 | 1 | 1 | 1 | 1 | 1 | 1 | 1 | 1 | 1 | 0.89474 | 0.84211 | 0 | 0 | 0 | 0 | 0 | 0 | 0 | 0 | 0 | 0 | 0 | 0 | 0 | 0 | 0 | 0 | 0 | 0 | 0 | 0 | 0 | 0 | 0 | 0 | 0 | 0 | 0 | 0 | 0 | 0 |  | 0 | 0 | 0 | 0 | 0 | 0 | 0 | 0 | 0 | 0 | 0 | 0 | 0 | 0 | 0 | 0 | 0 | 0 | 0 | 0 | Restaurant - Fast-Food - Dining Area - all | 16 | 9 | 21 | 2648.05 | 1242.45 | 2648.05 | 1242.45 | 0 | 0 | 10.55 | 4.95 | 0 | 0 | 0 | 0 | 0 | 0 | 0 | 0 | 0 | 0 | 0.4 | 0.4 | 0.75 | 1 | 1 | 1 | 1 | 1 | 1 | 1 | 1 | 1 | 0 | 0 | 0 | 0
1505 | 15 | 5 | 12 | 1 |  |  |  |  | Restaurant - Fast-Food | Kitchen and Food Preparation | Restaurant - Fast-Food - Kitchen and Food Preparation |  | Restaurant - Fast-Food | Restaurant - Fast-Food - Kitchen and Food Preparation | Restaurant (fast food) Kitchen | Sat | 23 | 52 | 52 | 0.15 | 3.2175 | 3.375 | 1.4662 | 1.4662 | 1.38 |  |  | 0 | 0 | 0 | 0 | 0 |  |  | 380.212 | 398.8238 | 173.2668 | 173.2668 | 163.0746 |  |  | 0 | 0 | 0 | 0 | 0 |  |  | 0 | 0 | 0 | 0 | 0 |  |  | 0 | 0 | 0 | 0 | 0 |  |  | 0 | 0 | 0 | 0 | 0 |  |  | 0 | 0 | 0 | 0 | 0 |  |  | Restaurant (fast food) Kitchen ILit Sat | Restaurant (fast food) Kitchen ILit all | 3384 | 5 | 100 | 15.15 | 1 | 0.05 | 0.05 | 0.05 | 0.05 | 0.05 | 0.2 | 0.35 | 0.4 | 0.4 | 0.4 | 0.75 | 1 | 1 | 1 | 1 | 1 | 1 | 1 | 1 | 1 | 1 | 1 | 0.85 | 0.55 | 0 | 0 | 0 | 0 | 0 | 0.15789 | 0.31579 | 0.36842 | 0.36842 | 0.36842 | 0.73684 | 1 | 1 | 1 | 1 | 1 | 1 | 1 | 1 | 1 | 1 | 1 | 0.84211 | 0.52632 | 0 | 0 | 0 | 0 | 0 | 0 | 0 | 0 | 0 | 0 | 0 | 0 | 0 | 0 | 0 | 0 | 0 | 0 | 0 | 0 | 0 | 0 | 0 | 0 | 0 | 0 | 0 | 0 | 0 | 0 |  | 0 | 0 | 0 | 0 | 0 | 0 | 0 | 0 | 0 | 0 | 0 | 0 | 0 | 0 | 0 | 0 | 0 | 0 | 0 | 0 | Restaurant - Fast-Food - Kitchen and Food Preparation - Sat | 10 | 9 | 16 | 288.6 | 499.2 | 0 | 0 | 288.6 | 499.2 | 0 | 0 | 5.55 | 9.6 | 0 | 0 | 0 | 0 | 0 | 0 | 0 | 0 | 0.4 | 0.4 | 0.75 | 1 | 1 | 1 | 1 | 0 | 0 | 0 | 0 | 0 | 0 | 0 | 0 | 0
1506 | 15 | 6 | 13 | 2 |  |  |  |  | Restaurant - Fast-Food | Kitchen and Food Preparation | Restaurant - Fast-Food - Kitchen and Food Preparation |  | Restaurant - Fast-Food | Restaurant - Fast-Food - Kitchen and Food Preparation | Restaurant (fast food) Kitchen | Sun | 6 | 52 | 52 | 0.15 | 3.2175 | 3.375 | 1.4662 | 1.4662 | 1.38 |  |  | 0 | 0 | 0 | 0 | 0 |  |  | 380.212 | 398.8238 | 173.2668 | 173.2668 | 163.0746 |  |  | 0 | 0 | 0 | 0 | 0 |  |  | 0 | 0 | 0 | 0 | 0 |  |  | 0 | 0 | 0 | 0 | 0 |  |  | 0 | 0 | 0 | 0 | 0 |  |  | 0 | 0 | 0 | 0 | 0 |  |  | Restaurant (fast food) Kitchen ILit Sun | Restaurant (fast food) Kitchen ILit all | 3384 | 5 | 100 | 15.15 | 1 | 0.05 | 0.05 | 0.05 | 0.05 | 0.05 | 0.2 | 0.35 | 0.4 | 0.4 | 0.4 | 0.75 | 1 | 1 | 1 | 1 | 1 | 1 | 1 | 1 | 1 | 1 | 1 | 0.85 | 0.55 | 0 | 0 | 0 | 0 | 0 | 0.15789 | 0.31579 | 0.36842 | 0.36842 | 0.36842 | 0.73684 | 1 | 1 | 1 | 1 | 1 | 1 | 1 | 1 | 1 | 1 | 1 | 0.84211 | 0.52632 | 0 | 0 | 0 | 0 | 0 | 0 | 0 | 0 | 0 | 0 | 0 | 0 | 0 | 0 | 0 | 0 | 0 | 0 | 0 | 0 | 0 | 0 | 0 | 0 | 0 | 0 | 0 | 0 | 0 | 0 |  | 0 | 0 | 0 | 0 | 0 | 0 | 0 | 0 | 0 | 0 | 0 | 0 | 0 | 0 | 0 | 0 | 0 | 0 | 0 | 0 | Restaurant - Fast-Food - Kitchen and Food Preparation - Sun | 12 | 9 | 16 | 288.6 | 499.2 | 0 | 0 | 288.6 | 499.2 | 0 | 0 | 5.55 | 9.6 | 0 | 0 | 0 | 0 | 0 | 0 | 0 | 0 | 0.4 | 0.4 | 0.75 | 1 | 1 | 1 | 1 | 0 | 0 | 0 | 0 | 0 | 0 | 0 | 0 | 0
1507 | 15 | 7 | 14 | 3 |  |  |  |  | Restaurant - Fast-Food | Kitchen and Food Preparation | Restaurant - Fast-Food - Kitchen and Food Preparation |  | Restaurant - Fast-Food | Restaurant - Fast-Food - Kitchen and Food Preparation | Restaurant (fast food) Kitchen | Hol | 23 | 10 | 10 | 0.15 | 3.2175 | 3.375 | 1.4662 | 1.4662 | 1.38 |  |  | 0 | 0 | 0 | 0 | 0 |  |  | 73.1177 | 76.6969 | 33.3205 | 33.3205 | 31.3605 |  |  | 0 | 0 | 0 | 0 | 0 |  |  | 0 | 0 | 0 | 0 | 0 |  |  | 0 | 0 | 0 | 0 | 0 |  |  | 0 | 0 | 0 | 0 | 0 |  |  | 0 | 0 | 0 | 0 | 0 |  |  | Restaurant (fast food) Kitchen ILit Hol | Restaurant (fast food) Kitchen ILit all | 3384 | 5 | 100 | 15.15 | 1 | 0.05 | 0.05 | 0.05 | 0.05 | 0.05 | 0.2 | 0.35 | 0.4 | 0.4 | 0.4 | 0.75 | 1 | 1 | 1 | 1 | 1 | 1 | 1 | 1 | 1 | 1 | 1 | 0.85 | 0.55 | 0 | 0 | 0 | 0 | 0 | 0.15789 | 0.31579 | 0.36842 | 0.36842 | 0.36842 | 0.73684 | 1 | 1 | 1 | 1 | 1 | 1 | 1 | 1 | 1 | 1 | 1 | 0.84211 | 0.52632 | 0 | 0 | 0 | 0 | 0 | 0 | 0 | 0 | 0 | 0 | 0 | 0 | 0 | 0 | 0 | 0 | 0 | 0 | 0 | 0 | 0 | 0 | 0 | 0 | 0 | 0 | 0 | 0 | 0 | 0 |  | 0 | 0 | 0 | 0 | 0 | 0 | 0 | 0 | 0 | 0 | 0 | 0 | 0 | 0 | 0 | 0 | 0 | 0 | 0 | 0 | Restaurant - Fast-Food - Kitchen and Food Preparation - Hol | 14 | 9 | 16 | 55.5 | 96 | 0 | 0 | 55.5 | 96 | 0 | 0 | 5.55 | 9.6 | 0 | 0 | 0 | 0 | 0 | 0 | 0 | 0 | 0.4 | 0.4 | 0.75 | 1 | 1 | 1 | 1 | 0 | 0 | 0 | 0 | 0 | 0 | 0 | 0 | 0
1508 | 15 | 8 | 15 | 4 |  |  | Restaurant - Fast-Food - Kitchen and Food Preparation | Restaurant - Fast-Food - Kitchen and Food Preparation | Restaurant - Fast-Food | Kitchen and Food Preparation | Restaurant - Fast-Food - Kitchen and Food Preparation |  | Restaurant - Fast-Food | Restaurant - Fast-Food - Kitchen and Food Preparation | Restaurant (fast food) Kitchen | all | 6 | 251 | 251 | 0.15 | 3.2175 | 3.375 | 1.4662 | 1.4662 | 1.38 |  |  | 0.48263 | 0.50625 | 0.21994 | 0.21994 | 0.207 |  |  | 1877.6526 | 1969.5656 | 855.6668 | 855.6668 | 805.3335 |  |  | 0.48263 | 0.50625 | 0.21994 | 0.21994 | 0.207 |  |  | 5617.6 | 5617.6 | 5617.6 | 5617.6 | 5617.6 |  |  | 0 | 0 | 0 | 0 | 0 |  |  | 1 | 1 | 1 | 1 | 1 |  |  | 0 | 0 | 0 | 0 | 0 |  |  | Restaurant (fast food) Kitchen ILit all | Restaurant (fast food) Kitchen ILit all | 3383 | 5 | 100 | 15.5 | 1 | 0.05 | 0.05 | 0.05 | 0.05 | 0.05 | 0.2 | 0.35 | 0.4 | 0.4 | 0.4 | 0.75 | 1 | 1 | 1 | 1 | 1 | 1 | 1 | 1 | 1 | 1 | 1 | 0.9 | 0.85 | 0 | 0 | 0 | 0 | 0 | 0.15789 | 0.31579 | 0.36842 | 0.36842 | 0.36842 | 0.73684 | 1 | 1 | 1 | 1 | 1 | 1 | 1 | 1 | 1 | 1 | 1 | 0.89474 | 0.84211 | 0 | 0 | 0 | 0 | 0 | 0 | 0 | 0 | 0 | 0 | 0 | 0 | 0 | 0 | 0 | 0 | 0 | 0 | 0 | 0 | 0 | 0 | 0 | 0 | 0 | 0 | 0 | 0 | 0 | 0 |  | 0 | 0 | 0 | 0 | 0 | 0 | 0 | 0 | 0 | 0 | 0 | 0 | 0 | 0 | 0 | 0 | 0 | 0 | 0 | 0 | Restaurant - Fast-Food - Kitchen and Food Preparation - all | 16 | 9 | 21 | 2648.05 | 1242.45 | 2648.05 | 1242.45 | 0 | 0 | 10.55 | 4.95 | 0 | 0 | 0 | 0 | 0 | 0 | 0 | 0 | 0 | 0 | 0.4 | 0.4 | 0.75 | 1 | 1 | 1 | 1 | 1 | 1 | 1 | 1 | 1 | 0 | 0 | 0 | 0
1509 | 15 | 9 | 12 | 1 |  |  |  |  | Restaurant - Fast-Food | Lobby (Main Entry and Assembly) | Restaurant - Fast-Food - Lobby (Main Entry and Assembly) |  | Restaurant - Fast-Food | Restaurant - Fast-Food - Lobby (Main Entry and Assembly) | Restaurant (fast food) Dining | Sat | 23 | 52 | 52 | 0.3 | 1.6172 | 1.7969 | 1.1271 | 1.1271 | 1.1271 |  |  | 0 | 0 | 0 | 0 | 0 |  |  | 382.2072 | 424.6746 | 266.3868 | 266.3868 | 266.3868 |  |  | 0 | 0 | 0 | 0 | 0 |  |  | 0 | 0 | 0 | 0 | 0 |  |  | 0 | 0 | 0 | 0 | 0 |  |  | 0 | 0 | 0 | 0 | 0 |  |  | 0 | 0 | 0 | 0 | 0 |  |  | Restaurant (fast food) Dining ILit Sat | Restaurant (fast food) Dining ILit all | 3378 | 5 | 100 | 15.15 | 1 | 0.05 | 0.05 | 0.05 | 0.05 | 0.05 | 0.2 | 0.35 | 0.4 | 0.4 | 0.4 | 0.75 | 1 | 1 | 1 | 1 | 1 | 1 | 1 | 1 | 1 | 1 | 1 | 0.85 | 0.55 | 0 | 0 | 0 | 0 | 0 | 0.15789 | 0.31579 | 0.36842 | 0.36842 | 0.36842 | 0.73684 | 1 | 1 | 1 | 1 | 1 | 1 | 1 | 1 | 1 | 1 | 1 | 0.84211 | 0.52632 | 0 | 0 | 0 | 0 | 0 | 0 | 0 | 0 | 0 | 0 | 0 | 0 | 0 | 0 | 0 | 0 | 0 | 0 | 0 | 0 | 0 | 0 | 0 | 0 | 0 | 0 | 0 | 0 | 0 | 0 |  | 0 | 0 | 0 | 0 | 0 | 0 | 0 | 0 | 0 | 0 | 0 | 0 | 0 | 0 | 0 | 0 | 0 | 0 | 0 | 0 | Restaurant - Fast-Food - Lobby (Main Entry and Assembly) - Sat | 10 | 9 | 16 | 288.6 | 499.2 | 0 | 0 | 288.6 | 499.2 | 0 | 0 | 5.55 | 9.6 | 0 | 0 | 0 | 0 | 0 | 0 | 0 | 0 | 0.4 | 0.4 | 0.75 | 1 | 1 | 1 | 1 | 0 | 0 | 0 | 0 | 0 | 0 | 0 | 0 | 0
1510 | 15 | 10 | 13 | 2 |  |  |  |  | Restaurant - Fast-Food | Lobby (Main Entry and Assembly) | Restaurant - Fast-Food - Lobby (Main Entry and Assembly) |  | Restaurant - Fast-Food | Restaurant - Fast-Food - Lobby (Main Entry and Assembly) | Restaurant (fast food) Dining | Sun | 6 | 52 | 52 | 0.3 | 1.6172 | 1.7969 | 1.1271 | 1.1271 | 1.1271 |  |  | 0 | 0 | 0 | 0 | 0 |  |  | 382.2072 | 424.6746 | 266.3868 | 266.3868 | 266.3868 |  |  | 0 | 0 | 0 | 0 | 0 |  |  | 0 | 0 | 0 | 0 | 0 |  |  | 0 | 0 | 0 | 0 | 0 |  |  | 0 | 0 | 0 | 0 | 0 |  |  | 0 | 0 | 0 | 0 | 0 |  |  | Restaurant (fast food) Dining ILit Sun | Restaurant (fast food) Dining ILit all | 3378 | 5 | 100 | 15.15 | 1 | 0.05 | 0.05 | 0.05 | 0.05 | 0.05 | 0.2 | 0.35 | 0.4 | 0.4 | 0.4 | 0.75 | 1 | 1 | 1 | 1 | 1 | 1 | 1 | 1 | 1 | 1 | 1 | 0.85 | 0.55 | 0 | 0 | 0 | 0 | 0 | 0.15789 | 0.31579 | 0.36842 | 0.36842 | 0.36842 | 0.73684 | 1 | 1 | 1 | 1 | 1 | 1 | 1 | 1 | 1 | 1 | 1 | 0.84211 | 0.52632 | 0 | 0 | 0 | 0 | 0 | 0 | 0 | 0 | 0 | 0 | 0 | 0 | 0 | 0 | 0 | 0 | 0 | 0 | 0 | 0 | 0 | 0 | 0 | 0 | 0 | 0 | 0 | 0 | 0 | 0 |  | 0 | 0 | 0 | 0 | 0 | 0 | 0 | 0 | 0 | 0 | 0 | 0 | 0 | 0 | 0 | 0 | 0 | 0 | 0 | 0 | Restaurant - Fast-Food - Lobby (Main Entry and Assembly) - Sun | 12 | 9 | 16 | 288.6 | 499.2 | 0 | 0 | 288.6 | 499.2 | 0 | 0 | 5.55 | 9.6 | 0 | 0 | 0 | 0 | 0 | 0 | 0 | 0 | 0.4 | 0.4 | 0.75 | 1 | 1 | 1 | 1 | 0 | 0 | 0 | 0 | 0 | 0 | 0 | 0 | 0
1511 | 15 | 11 | 14 | 3 |  |  |  |  | Restaurant - Fast-Food | Lobby (Main Entry and Assembly) | Restaurant - Fast-Food - Lobby (Main Entry and Assembly) |  | Restaurant - Fast-Food | Restaurant - Fast-Food - Lobby (Main Entry and Assembly) | Restaurant (fast food) Dining | Hol | 23 | 10 | 10 | 0.3 | 1.6172 | 1.7969 | 1.1271 | 1.1271 | 1.1271 |  |  | 0 | 0 | 0 | 0 | 0 |  |  | 73.5014 | 81.6682 | 51.2282 | 51.2282 | 51.2282 |  |  | 0 | 0 | 0 | 0 | 0 |  |  | 0 | 0 | 0 | 0 | 0 |  |  | 0 | 0 | 0 | 0 | 0 |  |  | 0 | 0 | 0 | 0 | 0 |  |  | 0 | 0 | 0 | 0 | 0 |  |  | Restaurant (fast food) Dining ILit Hol | Restaurant (fast food) Dining ILit all | 3378 | 5 | 100 | 15.15 | 1 | 0.05 | 0.05 | 0.05 | 0.05 | 0.05 | 0.2 | 0.35 | 0.4 | 0.4 | 0.4 | 0.75 | 1 | 1 | 1 | 1 | 1 | 1 | 1 | 1 | 1 | 1 | 1 | 0.85 | 0.55 | 0 | 0 | 0 | 0 | 0 | 0.15789 | 0.31579 | 0.36842 | 0.36842 | 0.36842 | 0.73684 | 1 | 1 | 1 | 1 | 1 | 1 | 1 | 1 | 1 | 1 | 1 | 0.84211 | 0.52632 | 0 | 0 | 0 | 0 | 0 | 0 | 0 | 0 | 0 | 0 | 0 | 0 | 0 | 0 | 0 | 0 | 0 | 0 | 0 | 0 | 0 | 0 | 0 | 0 | 0 | 0 | 0 | 0 | 0 | 0 |  | 0 | 0 | 0 | 0 | 0 | 0 | 0 | 0 | 0 | 0 | 0 | 0 | 0 | 0 | 0 | 0 | 0 | 0 | 0 | 0 | Restaurant - Fast-Food - Lobby (Main Entry and Assembly) - Hol | 14 | 9 | 16 | 55.5 | 96 | 0 | 0 | 55.5 | 96 | 0 | 0 | 5.55 | 9.6 | 0 | 0 | 0 | 0 | 0 | 0 | 0 | 0 | 0.4 | 0.4 | 0.75 | 1 | 1 | 1 | 1 | 0 | 0 | 0 | 0 | 0 | 0 | 0 | 0 | 0
1512 | 15 | 12 | 15 | 4 |  |  | Restaurant - Fast-Food - Lobby (Main Entry and Assembly) | Restaurant - Fast-Food - Lobby (Main Entry and Assembly) | Restaurant - Fast-Food | Lobby (Main Entry and Assembly) | Restaurant - Fast-Food - Lobby (Main Entry and Assembly) |  | Restaurant - Fast-Food | Restaurant - Fast-Food - Lobby (Main Entry and Assembly) | Restaurant (fast food) Dining | all | 6 | 251 | 251 | 0.3 | 1.6172 | 1.7969 | 1.1271 | 1.1271 | 1.1271 |  |  | 0.48516 | 0.53906 | 0.33814 | 0.33814 | 0.33814 |  |  | 1887.5056 | 2097.2285 | 1315.5342 | 1315.5342 | 1315.5342 |  |  | 0.48516 | 0.53906 | 0.33814 | 0.33814 | 0.33814 |  |  | 5617.6 | 5617.6 | 5617.6 | 5617.6 | 5617.6 |  |  | 0 | 0 | 0 | 0 | 0 |  |  | 1 | 1 | 1 | 1 | 1 |  |  | 0 | 0 | 0 | 0 | 0 |  |  | Restaurant (fast food) Dining ILit all | Restaurant (fast food) Dining ILit all | 3377 | 5 | 100 | 15.5 | 1 | 0.05 | 0.05 | 0.05 | 0.05 | 0.05 | 0.2 | 0.35 | 0.4 | 0.4 | 0.4 | 0.75 | 1 | 1 | 1 | 1 | 1 | 1 | 1 | 1 | 1 | 1 | 1 | 0.9 | 0.85 | 0 | 0 | 0 | 0 | 0 | 0.15789 | 0.31579 | 0.36842 | 0.36842 | 0.36842 | 0.73684 | 1 | 1 | 1 | 1 | 1 | 1 | 1 | 1 | 1 | 1 | 1 | 0.89474 | 0.84211 | 0 | 0 | 0 | 0 | 0 | 0 | 0 | 0 | 0 | 0 | 0 | 0 | 0 | 0 | 0 | 0 | 0 | 0 | 0 | 0 | 0 | 0 | 0 | 0 | 0 | 0 | 0 | 0 | 0 | 0 |  | 0 | 0 | 0 | 0 | 0 | 0 | 0 | 0 | 0 | 0 | 0 | 0 | 0 | 0 | 0 | 0 | 0 | 0 | 0 | 0 | Restaurant - Fast-Food - Lobby (Main Entry and Assembly) - all | 16 | 9 | 21 | 2648.05 | 1242.45 | 2648.05 | 1242.45 | 0 | 0 | 10.55 | 4.95 | 0 | 0 | 0 | 0 | 0 | 0 | 0 | 0 | 0 | 0 | 0.4 | 0.4 | 0.75 | 1 | 1 | 1 | 1 | 1 | 1 | 1 | 1 | 1 | 0 | 0 | 0 | 0
1513 | 15 | 13 | 12 | 1 |  |  |  |  | Restaurant - Fast-Food | Restrooms | Restaurant - Fast-Food - Restrooms |  | Restaurant - Fast-Food | Restaurant - Fast-Food - Restrooms | Restaurant (fast food) Dining | Sat | 23 | 52 | 52 | 0.05 | 0.64688 | 0.65341 | 0.45085 | 0.45085 | 0.45085 |  |  | 0 | 0 | 0 | 0 | 0 |  |  | 25.4805 | 25.7379 | 17.7591 | 17.7591 | 17.7591 |  |  | 0 | 0 | 0 | 0 | 0 |  |  | 0 | 0 | 0 | 0 | 0 |  |  | 0 | 0 | 0 | 0 | 0 |  |  | 0 | 0 | 0 | 0 | 0 |  |  | 0 | 0 | 0 | 0 | 0 |  |  | Restaurant (fast food) Dining ILit Sat | Restaurant (fast food) Dining ILit all | 3378 | 5 | 100 | 15.15 | 1 | 0.05 | 0.05 | 0.05 | 0.05 | 0.05 | 0.2 | 0.35 | 0.4 | 0.4 | 0.4 | 0.75 | 1 | 1 | 1 | 1 | 1 | 1 | 1 | 1 | 1 | 1 | 1 | 0.85 | 0.55 | 0 | 0 | 0 | 0 | 0 | 0.15789 | 0.31579 | 0.36842 | 0.36842 | 0.36842 | 0.73684 | 1 | 1 | 1 | 1 | 1 | 1 | 1 | 1 | 1 | 1 | 1 | 0.84211 | 0.52632 | 0 | 0 | 0 | 0 | 0 | 0 | 0 | 0 | 0 | 0 | 0 | 0 | 0 | 0 | 0 | 0 | 0 | 0 | 0 | 0 | 0 | 0 | 0 | 0 | 0 | 0 | 0 | 0 | 0 | 0 |  | 0 | 0 | 0 | 0 | 0 | 0 | 0 | 0 | 0 | 0 | 0 | 0 | 0 | 0 | 0 | 0 | 0 | 0 | 0 | 0 | Restaurant - Fast-Food - Restrooms - Sat | 10 | 9 | 16 | 288.6 | 499.2 | 0 | 0 | 288.6 | 499.2 | 0 | 0 | 5.55 | 9.6 | 0 | 0 | 0 | 0 | 0 | 0 | 0 | 0 | 0.4 | 0.4 | 0.75 | 1 | 1 | 1 | 1 | 0 | 0 | 0 | 0 | 0 | 0 | 0 | 0 | 0
1514 | 15 | 14 | 13 | 2 |  |  |  |  | Restaurant - Fast-Food | Restrooms | Restaurant - Fast-Food - Restrooms |  | Restaurant - Fast-Food | Restaurant - Fast-Food - Restrooms | Restaurant (fast food) Dining | Sun | 6 | 52 | 52 | 0.05 | 0.64688 | 0.65341 | 0.45085 | 0.45085 | 0.45085 |  |  | 0 | 0 | 0 | 0 | 0 |  |  | 25.4805 | 25.7379 | 17.7591 | 17.7591 | 17.7591 |  |  | 0 | 0 | 0 | 0 | 0 |  |  | 0 | 0 | 0 | 0 | 0 |  |  | 0 | 0 | 0 | 0 | 0 |  |  | 0 | 0 | 0 | 0 | 0 |  |  | 0 | 0 | 0 | 0 | 0 |  |  | Restaurant (fast food) Dining ILit Sun | Restaurant (fast food) Dining ILit all | 3378 | 5 | 100 | 15.15 | 1 | 0.05 | 0.05 | 0.05 | 0.05 | 0.05 | 0.2 | 0.35 | 0.4 | 0.4 | 0.4 | 0.75 | 1 | 1 | 1 | 1 | 1 | 1 | 1 | 1 | 1 | 1 | 1 | 0.85 | 0.55 | 0 | 0 | 0 | 0 | 0 | 0.15789 | 0.31579 | 0.36842 | 0.36842 | 0.36842 | 0.73684 | 1 | 1 | 1 | 1 | 1 | 1 | 1 | 1 | 1 | 1 | 1 | 0.84211 | 0.52632 | 0 | 0 | 0 | 0 | 0 | 0 | 0 | 0 | 0 | 0 | 0 | 0 | 0 | 0 | 0 | 0 | 0 | 0 | 0 | 0 | 0 | 0 | 0 | 0 | 0 | 0 | 0 | 0 | 0 | 0 |  | 0 | 0 | 0 | 0 | 0 | 0 | 0 | 0 | 0 | 0 | 0 | 0 | 0 | 0 | 0 | 0 | 0 | 0 | 0 | 0 | Restaurant - Fast-Food - Restrooms - Sun | 12 | 9 | 16 | 288.6 | 499.2 | 0 | 0 | 288.6 | 499.2 | 0 | 0 | 5.55 | 9.6 | 0 | 0 | 0 | 0 | 0 | 0 | 0 | 0 | 0.4 | 0.4 | 0.75 | 1 | 1 | 1 | 1 | 0 | 0 | 0 | 0 | 0 | 0 | 0 | 0 | 0
1515 | 15 | 15 | 14 | 3 |  |  |  |  | Restaurant - Fast-Food | Restrooms | Restaurant - Fast-Food - Restrooms |  | Restaurant - Fast-Food | Restaurant - Fast-Food - Restrooms | Restaurant (fast food) Dining | Hol | 23 | 10 | 10 | 0.05 | 0.64688 | 0.65341 | 0.45085 | 0.45085 | 0.45085 |  |  | 0 | 0 | 0 | 0 | 0 |  |  | 4.9001 | 4.9496 | 3.4152 | 3.4152 | 3.4152 |  |  | 0 | 0 | 0 | 0 | 0 |  |  | 0 | 0 | 0 | 0 | 0 |  |  | 0 | 0 | 0 | 0 | 0 |  |  | 0 | 0 | 0 | 0 | 0 |  |  | 0 | 0 | 0 | 0 | 0 |  |  | Restaurant (fast food) Dining ILit Hol | Restaurant (fast food) Dining ILit all | 3378 | 5 | 100 | 15.15 | 1 | 0.05 | 0.05 | 0.05 | 0.05 | 0.05 | 0.2 | 0.35 | 0.4 | 0.4 | 0.4 | 0.75 | 1 | 1 | 1 | 1 | 1 | 1 | 1 | 1 | 1 | 1 | 1 | 0.85 | 0.55 | 0 | 0 | 0 | 0 | 0 | 0.15789 | 0.31579 | 0.36842 | 0.36842 | 0.36842 | 0.73684 | 1 | 1 | 1 | 1 | 1 | 1 | 1 | 1 | 1 | 1 | 1 | 0.84211 | 0.52632 | 0 | 0 | 0 | 0 | 0 | 0 | 0 | 0 | 0 | 0 | 0 | 0 | 0 | 0 | 0 | 0 | 0 | 0 | 0 | 0 | 0 | 0 | 0 | 0 | 0 | 0 | 0 | 0 | 0 | 0 |  | 0 | 0 | 0 | 0 | 0 | 0 | 0 | 0 | 0 | 0 | 0 | 0 | 0 | 0 | 0 | 0 | 0 | 0 | 0 | 0 | Restaurant - Fast-Food - Restrooms - Hol | 14 | 9 | 16 | 55.5 | 96 | 0 | 0 | 55.5 | 96 | 0 | 0 | 5.55 | 9.6 | 0 | 0 | 0 | 0 | 0 | 0 | 0 | 0 | 0.4 | 0.4 | 0.75 | 1 | 1 | 1 | 1 | 0 | 0 | 0 | 0 | 0 | 0 | 0 | 0 | 0
1516 | 15 | 16 | 15 | 4 | Restaurant - Fast-Food | Restaurant - Fast-Food | Restaurant - Fast-Food - Restrooms | Restaurant - Fast-Food - Restrooms | Restaurant - Fast-Food | Restrooms | Restaurant - Fast-Food - Restrooms |  | Restaurant - Fast-Food | Restaurant - Fast-Food - Restrooms | Restaurant (fast food) Dining | all | 6 | 251 | 251 | 0.05 | 0.64688 | 0.65341 | 0.45085 | 0.45085 | 0.45085 |  |  | 0.032344 | 0.032671 | 0.022543 | 0.022543 | 0.022543 |  |  | 125.8337 | 127.1048 | 87.7023 | 87.7023 | 87.7023 |  |  | 0.032344 | 0.032671 | 0.022543 | 0.022543 | 0.022543 |  |  | 5617.6 | 5617.6 | 5617.6 | 5617.6 | 5617.6 |  |  | 5617.6 | 5617.6 | 5617.6 | 5617.6 | 5617.6 |  |  | 1 | 1 | 1 | 1 | 1 |  |  | 1 | 1 | 1 | 1 | 1 |  |  | Restaurant (fast food) Dining ILit all | Restaurant (fast food) Dining ILit all | 3377 | 5 | 100 | 15.5 | 1 | 0.05 | 0.05 | 0.05 | 0.05 | 0.05 | 0.2 | 0.35 | 0.4 | 0.4 | 0.4 | 0.75 | 1 | 1 | 1 | 1 | 1 | 1 | 1 | 1 | 1 | 1 | 1 | 0.9 | 0.85 | 0 | 0 | 0 | 0 | 0 | 0.15789 | 0.31579 | 0.36842 | 0.36842 | 0.36842 | 0.73684 | 1 | 1 | 1 | 1 | 1 | 1 | 1 | 1 | 1 | 1 | 1 | 0.89474 | 0.84211 | 0 | 0 | 0 | 0 | 0 | 0 | 0 | 0 | 0 | 0 | 0 | 0 | 0 | 0 | 0 | 0 | 0 | 0 | 0 | 0 | 0 | 0 | 0 | 0 | 0 | 0 | 0 | 0 | 0 | 0 | Restaurant - Fast-Food | 0 | 0 | 0 | 0 | 0 | 0 | 0 | 0 | 0 | 0 | 0 | 0 | 0 | 0 | 0 | 0 | 0 | 0 | 0 | 0 | Restaurant - Fast-Food - Restrooms - all | 16 | 9 | 21 | 2648.05 | 1242.45 | 2648.05 | 1242.45 | 0 | 0 | 10.55 | 4.95 | 0 | 0 | 0 | 0 | 0 | 0 | 0 | 0 | 0 | 0 | 0.4 | 0.4 | 0.75 | 1 | 1 | 1 | 1 | 1 | 1 | 1 | 1 | 1 | 0 | 0 | 0 | 0
1601 | 16 | 1 | 12 | 1 |  |  |  |  | Restaurant - Sit-Down | Dining Area | Restaurant - Sit-Down - Dining Area |  | Restaurant - Sit-Down | Restaurant - Sit-Down - Dining Area | Restaurant (sit-down) Dining | Sat | 22 | 52 | 52 | 0.5 | 0.32902 | 0.40525 | 0.30104 | 0.30104 | 0.27595 |  |  | 0 | 0 | 0 | 0 | 0 |  |  | 135.5903 | 167.0027 | 124.0592 | 124.0592 | 113.7209 |  |  | 0 | 0 | 0 | 0 | 0 |  |  | 0 | 0 | 0 | 0 | 0 |  |  | 0 | 0 | 0 | 0 | 0 |  |  | 0 | 0 | 0 | 0 | 0 |  |  | 0 | 0 | 0 | 0 | 0 |  |  | Restaurant (sit-down) Dining ILit Sat | Restaurant (sit-down) Dining ILit all | 3362 | 5 | 100 | 15.85 | 1 | 0.05 | 0.05 | 0.05 | 0.05 | 0.05 | 0.05 | 0.05 | 0.5 | 1 | 1 | 1 | 1 | 1 | 1 | 1 | 1 | 1 | 1 | 1 | 1 | 1 | 1 | 0.5 | 0.5 | 0 | 0 | 0 | 0 | 0 | 0 | 0 | 0.47368 | 1 | 1 | 1 | 1 | 1 | 1 | 1 | 1 | 1 | 1 | 1 | 1 | 1 | 1 | 0.47368 | 0.47368 | 0 | 0 | 0 | 0 | 0 | 0 | 0 | 0 | 0 | 0 | 0 | 0 | 0 | 0 | 0 | 0 | 0 | 0 | 0 | 0 | 0 | 0 | 0 | 0 | 0 | 0 | 0 | 0 | 0 | 0 |  | 0 | 0 | 0 | 0 | 0 | 0 | 0 | 0 | 0 | 0 | 0 | 0 | 0 | 0 | 0 | 0 | 0 | 0 | 0 | 0 | Restaurant - Sit-Down - Dining Area - Sat | 10 | 9 | 16 | 364 | 460.2 | 0 | 0 | 364 | 460.2 | 0 | 0 | 7 | 8.85 | 0 | 0 | 0 | 0 | 0 | 0 | 0 | 0 | 1 | 1 | 1 | 1 | 1 | 1 | 1 | 0 | 0 | 0 | 0 | 0 | 0 | 0 | 0 | 0
1602 | 16 | 2 | 13 | 2 |  |  |  |  | Restaurant - Sit-Down | Dining Area | Restaurant - Sit-Down - Dining Area |  | Restaurant - Sit-Down | Restaurant - Sit-Down - Dining Area | Restaurant (sit-down) Dining | Sun | 10 | 52 | 52 | 0.5 | 0.32902 | 0.40525 | 0.30104 | 0.30104 | 0.27595 |  |  | 0 | 0 | 0 | 0 | 0 |  |  | 135.5903 | 167.0027 | 124.0592 | 124.0592 | 113.7209 |  |  | 0 | 0 | 0 | 0 | 0 |  |  | 0 | 0 | 0 | 0 | 0 |  |  | 0 | 0 | 0 | 0 | 0 |  |  | 0 | 0 | 0 | 0 | 0 |  |  | 0 | 0 | 0 | 0 | 0 |  |  | Restaurant (sit-down) Dining ILit Sun | Restaurant (sit-down) Dining ILit all | 3362 | 5 | 100 | 15.85 | 1 | 0.05 | 0.05 | 0.05 | 0.05 | 0.05 | 0.05 | 0.05 | 0.5 | 1 | 1 | 1 | 1 | 1 | 1 | 1 | 1 | 1 | 1 | 1 | 1 | 1 | 1 | 0.5 | 0.5 | 0 | 0 | 0 | 0 | 0 | 0 | 0 | 0.47368 | 1 | 1 | 1 | 1 | 1 | 1 | 1 | 1 | 1 | 1 | 1 | 1 | 1 | 1 | 0.47368 | 0.47368 | 0 | 0 | 0 | 0 | 0 | 0 | 0 | 0 | 0 | 0 | 0 | 0 | 0 | 0 | 0 | 0 | 0 | 0 | 0 | 0 | 0 | 0 | 0 | 0 | 0 | 0 | 0 | 0 | 0 | 0 |  | 0 | 0 | 0 | 0 | 0 | 0 | 0 | 0 | 0 | 0 | 0 | 0 | 0 | 0 | 0 | 0 | 0 | 0 | 0 | 0 | Restaurant - Sit-Down - Dining Area - Sun | 12 | 9 | 16 | 364 | 460.2 | 0 | 0 | 364 | 460.2 | 0 | 0 | 7 | 8.85 | 0 | 0 | 0 | 0 | 0 | 0 | 0 | 0 | 1 | 1 | 1 | 1 | 1 | 1 | 1 | 0 | 0 | 0 | 0 | 0 | 0 | 0 | 0 | 0
1603 | 16 | 3 | 14 | 3 |  |  |  |  | Restaurant - Sit-Down | Dining Area | Restaurant - Sit-Down - Dining Area |  | Restaurant - Sit-Down | Restaurant - Sit-Down - Dining Area | Restaurant (sit-down) Dining | Hol | 22 | 10 | 10 | 0.5 | 0.32902 | 0.40525 | 0.30104 | 0.30104 | 0.27595 |  |  | 0 | 0 | 0 | 0 | 0 |  |  | 26.0751 | 32.1159 | 23.8575 | 23.8575 | 21.8694 |  |  | 0 | 0 | 0 | 0 | 0 |  |  | 0 | 0 | 0 | 0 | 0 |  |  | 0 | 0 | 0 | 0 | 0 |  |  | 0 | 0 | 0 | 0 | 0 |  |  | 0 | 0 | 0 | 0 | 0 |  |  | Restaurant (sit-down) Dining ILit Hol | Restaurant (sit-down) Dining ILit all | 3362 | 5 | 100 | 15.85 | 1 | 0.05 | 0.05 | 0.05 | 0.05 | 0.05 | 0.05 | 0.05 | 0.5 | 1 | 1 | 1 | 1 | 1 | 1 | 1 | 1 | 1 | 1 | 1 | 1 | 1 | 1 | 0.5 | 0.5 | 0 | 0 | 0 | 0 | 0 | 0 | 0 | 0.47368 | 1 | 1 | 1 | 1 | 1 | 1 | 1 | 1 | 1 | 1 | 1 | 1 | 1 | 1 | 0.47368 | 0.47368 | 0 | 0 | 0 | 0 | 0 | 0 | 0 | 0 | 0 | 0 | 0 | 0 | 0 | 0 | 0 | 0 | 0 | 0 | 0 | 0 | 0 | 0 | 0 | 0 | 0 | 0 | 0 | 0 | 0 | 0 |  | 0 | 0 | 0 | 0 | 0 | 0 | 0 | 0 | 0 | 0 | 0 | 0 | 0 | 0 | 0 | 0 | 0 | 0 | 0 | 0 | Restaurant - Sit-Down - Dining Area - Hol | 14 | 9 | 16 | 70 | 88.5 | 0 | 0 | 70 | 88.5 | 0 | 0 | 7 | 8.85 | 0 | 0 | 0 | 0 | 0 | 0 | 0 | 0 | 1 | 1 | 1 | 1 | 1 | 1 | 1 | 0 | 0 | 0 | 0 | 0 | 0 | 0 | 0 | 0
1604 | 16 | 4 | 15 | 4 |  |  | Restaurant - Sit-Down - Dining Area | Restaurant - Sit-Down - Dining Area | Restaurant - Sit-Down | Dining Area | Restaurant - Sit-Down - Dining Area |  | Restaurant - Sit-Down | Restaurant - Sit-Down - Dining Area | Restaurant (sit-down) Dining | all | 10 | 251 | 251 | 0.5 | 0.32902 | 0.40525 | 0.30104 | 0.30104 | 0.27595 |  |  | 0.16451 | 0.20262 | 0.15052 | 0.15052 | 0.13798 |  |  | 625.5793 | 770.5082 | 572.3775 | 572.3775 | 524.6794 |  |  | 0.16451 | 0.20262 | 0.15052 | 0.15052 | 0.13798 |  |  | 5609.55 | 5609.55 | 5609.55 | 5609.55 | 5609.55 |  |  | 0 | 0 | 0 | 0 | 0 |  |  | 1 | 1 | 1 | 1 | 1 |  |  | 0 | 0 | 0 | 0 | 0 |  |  | Restaurant (sit-down) Dining ILit all | Restaurant (sit-down) Dining ILit all | 3361 | 5 | 100 | 15.15 | 1 | 0.05 | 0.05 | 0.05 | 0.05 | 0.05 | 0.05 | 0.05 | 0.5 | 1 | 1 | 1 | 1 | 1 | 1 | 1 | 1 | 1 | 1 | 1 | 1 | 1 | 0.7 | 0.5 | 0.1 | 0 | 0 | 0 | 0 | 0 | 0 | 0 | 0.47368 | 1 | 1 | 1 | 1 | 1 | 1 | 1 | 1 | 1 | 1 | 1 | 1 | 1 | 0.68421 | 0.47368 | 0.052632 | 0 | 0 | 0 | 0 | 0 | 0 | 0 | 0 | 0 | 0 | 0 | 0 | 0 | 0 | 0 | 0 | 0 | 0 | 0 | 0 | 0 | 0 | 0 | 0 | 0 | 0 | 0 | 0 | 0 | 0 |  | 0 | 0 | 0 | 0 | 0 | 0 | 0 | 0 | 0 | 0 | 0 | 0 | 0 | 0 | 0 | 0 | 0 | 0 | 0 | 0 | Restaurant - Sit-Down - Dining Area - all | 16 | 9 | 21 | 3012 | 790.65 | 3012 | 790.65 | 0 | 0 | 12 | 3.15 | 0 | 0 | 0 | 0 | 0 | 0 | 0 | 0 | 0 | 0 | 1 | 1 | 1 | 1 | 1 | 1 | 1 | 1 | 1 | 1 | 1 | 1 | 0 | 0 | 0 | 0
1605 | 16 | 5 | 12 | 1 |  |  |  |  | Restaurant - Sit-Down | Kitchen and Food Preparation | Restaurant - Sit-Down - Kitchen and Food Preparation |  | Restaurant - Sit-Down | Restaurant - Sit-Down - Kitchen and Food Preparation | Restaurant (sit-down) Kitchen | Sat | 22 | 52 | 52 | 0.3 | 1.6088 | 1.89 | 0.82875 | 0.82875 | 0.78 |  |  | 0 | 0 | 0 | 0 | 0 |  |  | 397.7795 | 467.3214 | 204.9167 | 204.9167 | 192.8628 |  |  | 0 | 0 | 0 | 0 | 0 |  |  | 0 | 0 | 0 | 0 | 0 |  |  | 0 | 0 | 0 | 0 | 0 |  |  | 0 | 0 | 0 | 0 | 0 |  |  | 0 | 0 | 0 | 0 | 0 |  |  | Restaurant (sit-down) Kitchen ILit Sat | Restaurant (sit-down) Kitchen ILit all | 3368 | 5 | 100 | 15.85 | 1 | 0.05 | 0.05 | 0.05 | 0.05 | 0.05 | 0.05 | 0.05 | 0.5 | 1 | 1 | 1 | 1 | 1 | 1 | 1 | 1 | 1 | 1 | 1 | 1 | 1 | 1 | 0.5 | 0.5 | 0 | 0 | 0 | 0 | 0 | 0 | 0 | 0.47368 | 1 | 1 | 1 | 1 | 1 | 1 | 1 | 1 | 1 | 1 | 1 | 1 | 1 | 1 | 0.47368 | 0.47368 | 0 | 0 | 0 | 0 | 0 | 0 | 0 | 0 | 0 | 0 | 0 | 0 | 0 | 0 | 0 | 0 | 0 | 0 | 0 | 0 | 0 | 0 | 0 | 0 | 0 | 0 | 0 | 0 | 0 | 0 |  | 0 | 0 | 0 | 0 | 0 | 0 | 0 | 0 | 0 | 0 | 0 | 0 | 0 | 0 | 0 | 0 | 0 | 0 | 0 | 0 | Restaurant - Sit-Down - Kitchen and Food Preparation - Sat | 10 | 9 | 16 | 364 | 460.2 | 0 | 0 | 364 | 460.2 | 0 | 0 | 7 | 8.85 | 0 | 0 | 0 | 0 | 0 | 0 | 0 | 0 | 1 | 1 | 1 | 1 | 1 | 1 | 1 | 0 | 0 | 0 | 0 | 0 | 0 | 0 | 0 | 0
1606 | 16 | 6 | 13 | 2 |  |  |  |  | Restaurant - Sit-Down | Kitchen and Food Preparation | Restaurant - Sit-Down - Kitchen and Food Preparation |  | Restaurant - Sit-Down | Restaurant - Sit-Down - Kitchen and Food Preparation | Restaurant (sit-down) Kitchen | Sun | 10 | 52 | 52 | 0.3 | 1.6088 | 1.89 | 0.82875 | 0.82875 | 0.78 |  |  | 0 | 0 | 0 | 0 | 0 |  |  | 397.7795 | 467.3214 | 204.9167 | 204.9167 | 192.8628 |  |  | 0 | 0 | 0 | 0 | 0 |  |  | 0 | 0 | 0 | 0 | 0 |  |  | 0 | 0 | 0 | 0 | 0 |  |  | 0 | 0 | 0 | 0 | 0 |  |  | 0 | 0 | 0 | 0 | 0 |  |  | Restaurant (sit-down) Kitchen ILit Sun | Restaurant (sit-down) Kitchen ILit all | 3368 | 5 | 100 | 15.85 | 1 | 0.05 | 0.05 | 0.05 | 0.05 | 0.05 | 0.05 | 0.05 | 0.5 | 1 | 1 | 1 | 1 | 1 | 1 | 1 | 1 | 1 | 1 | 1 | 1 | 1 | 1 | 0.5 | 0.5 | 0 | 0 | 0 | 0 | 0 | 0 | 0 | 0.47368 | 1 | 1 | 1 | 1 | 1 | 1 | 1 | 1 | 1 | 1 | 1 | 1 | 1 | 1 | 0.47368 | 0.47368 | 0 | 0 | 0 | 0 | 0 | 0 | 0 | 0 | 0 | 0 | 0 | 0 | 0 | 0 | 0 | 0 | 0 | 0 | 0 | 0 | 0 | 0 | 0 | 0 | 0 | 0 | 0 | 0 | 0 | 0 |  | 0 | 0 | 0 | 0 | 0 | 0 | 0 | 0 | 0 | 0 | 0 | 0 | 0 | 0 | 0 | 0 | 0 | 0 | 0 | 0 | Restaurant - Sit-Down - Kitchen and Food Preparation - Sun | 12 | 9 | 16 | 364 | 460.2 | 0 | 0 | 364 | 460.2 | 0 | 0 | 7 | 8.85 | 0 | 0 | 0 | 0 | 0 | 0 | 0 | 0 | 1 | 1 | 1 | 1 | 1 | 1 | 1 | 0 | 0 | 0 | 0 | 0 | 0 | 0 | 0 | 0
1607 | 16 | 7 | 14 | 3 |  |  |  |  | Restaurant - Sit-Down | Kitchen and Food Preparation | Restaurant - Sit-Down - Kitchen and Food Preparation |  | Restaurant - Sit-Down | Restaurant - Sit-Down - Kitchen and Food Preparation | Restaurant (sit-down) Kitchen | Hol | 22 | 10 | 10 | 0.3 | 1.6088 | 1.89 | 0.82875 | 0.82875 | 0.78 |  |  | 0 | 0 | 0 | 0 | 0 |  |  | 76.4961 | 89.8695 | 39.4071 | 39.4071 | 37.089 |  |  | 0 | 0 | 0 | 0 | 0 |  |  | 0 | 0 | 0 | 0 | 0 |  |  | 0 | 0 | 0 | 0 | 0 |  |  | 0 | 0 | 0 | 0 | 0 |  |  | 0 | 0 | 0 | 0 | 0 |  |  | Restaurant (sit-down) Kitchen ILit Hol | Restaurant (sit-down) Kitchen ILit all | 3368 | 5 | 100 | 15.85 | 1 | 0.05 | 0.05 | 0.05 | 0.05 | 0.05 | 0.05 | 0.05 | 0.5 | 1 | 1 | 1 | 1 | 1 | 1 | 1 | 1 | 1 | 1 | 1 | 1 | 1 | 1 | 0.5 | 0.5 | 0 | 0 | 0 | 0 | 0 | 0 | 0 | 0.47368 | 1 | 1 | 1 | 1 | 1 | 1 | 1 | 1 | 1 | 1 | 1 | 1 | 1 | 1 | 0.47368 | 0.47368 | 0 | 0 | 0 | 0 | 0 | 0 | 0 | 0 | 0 | 0 | 0 | 0 | 0 | 0 | 0 | 0 | 0 | 0 | 0 | 0 | 0 | 0 | 0 | 0 | 0 | 0 | 0 | 0 | 0 | 0 |  | 0 | 0 | 0 | 0 | 0 | 0 | 0 | 0 | 0 | 0 | 0 | 0 | 0 | 0 | 0 | 0 | 0 | 0 | 0 | 0 | Restaurant - Sit-Down - Kitchen and Food Preparation - Hol | 14 | 9 | 16 | 70 | 88.5 | 0 | 0 | 70 | 88.5 | 0 | 0 | 7 | 8.85 | 0 | 0 | 0 | 0 | 0 | 0 | 0 | 0 | 1 | 1 | 1 | 1 | 1 | 1 | 1 | 0 | 0 | 0 | 0 | 0 | 0 | 0 | 0 | 0
1608 | 16 | 8 | 15 | 4 |  |  | Restaurant - Sit-Down - Kitchen and Food Preparation | Restaurant - Sit-Down - Kitchen and Food Preparation | Restaurant - Sit-Down | Kitchen and Food Preparation | Restaurant - Sit-Down - Kitchen and Food Preparation |  | Restaurant - Sit-Down | Restaurant - Sit-Down - Kitchen and Food Preparation | Restaurant (sit-down) Kitchen | all | 10 | 251 | 251 | 0.3 | 1.6088 | 1.89 | 0.82875 | 0.82875 | 0.78 |  |  | 0.48263 | 0.567 | 0.24862 | 0.24862 | 0.234 |  |  | 1835.254 | 2156.1025 | 945.4339 | 945.4339 | 889.8201 |  |  | 0.48263 | 0.567 | 0.24862 | 0.24862 | 0.234 |  |  | 5609.55 | 5609.55 | 5609.55 | 5609.55 | 5609.55 |  |  | 0 | 0 | 0 | 0 | 0 |  |  | 1 | 1 | 1 | 1 | 1 |  |  | 0 | 0 | 0 | 0 | 0 |  |  | Restaurant (sit-down) Kitchen ILit all | Restaurant (sit-down) Kitchen ILit all | 3367 | 5 | 100 | 15.15 | 1 | 0.05 | 0.05 | 0.05 | 0.05 | 0.05 | 0.05 | 0.05 | 0.5 | 1 | 1 | 1 | 1 | 1 | 1 | 1 | 1 | 1 | 1 | 1 | 1 | 1 | 0.7 | 0.5 | 0.1 | 0 | 0 | 0 | 0 | 0 | 0 | 0 | 0.47368 | 1 | 1 | 1 | 1 | 1 | 1 | 1 | 1 | 1 | 1 | 1 | 1 | 1 | 0.68421 | 0.47368 | 0.052632 | 0 | 0 | 0 | 0 | 0 | 0 | 0 | 0 | 0 | 0 | 0 | 0 | 0 | 0 | 0 | 0 | 0 | 0 | 0 | 0 | 0 | 0 | 0 | 0 | 0 | 0 | 0 | 0 | 0 | 0 |  | 0 | 0 | 0 | 0 | 0 | 0 | 0 | 0 | 0 | 0 | 0 | 0 | 0 | 0 | 0 | 0 | 0 | 0 | 0 | 0 | Restaurant - Sit-Down - Kitchen and Food Preparation - all | 16 | 9 | 21 | 3012 | 790.65 | 3012 | 790.65 | 0 | 0 | 12 | 3.15 | 0 | 0 | 0 | 0 | 0 | 0 | 0 | 0 | 0 | 0 | 1 | 1 | 1 | 1 | 1 | 1 | 1 | 1 | 1 | 1 | 1 | 1 | 0 | 0 | 0 | 0
1609 | 16 | 9 | 12 | 1 |  |  |  |  | Restaurant - Sit-Down | Lobby (Main Entry and Assembly) | Restaurant - Sit-Down - Lobby (Main Entry and Assembly) |  | Restaurant - Sit-Down | Restaurant - Sit-Down - Lobby (Main Entry and Assembly) | Restaurant (sit-down) Dining | Sat | 22 | 52 | 52 | 0.15 | 0.47761 | 0.59436 | 0.3763 | 0.3763 | 0.3763 |  |  | 0 | 0 | 0 | 0 | 0 |  |  | 59.0474 | 73.4812 | 46.5222 | 46.5222 | 46.5222 |  |  | 0 | 0 | 0 | 0 | 0 |  |  | 0 | 0 | 0 | 0 | 0 |  |  | 0 | 0 | 0 | 0 | 0 |  |  | 0 | 0 | 0 | 0 | 0 |  |  | 0 | 0 | 0 | 0 | 0 |  |  | Restaurant (sit-down) Dining ILit Sat | Restaurant (sit-down) Dining ILit all | 3362 | 5 | 100 | 15.85 | 1 | 0.05 | 0.05 | 0.05 | 0.05 | 0.05 | 0.05 | 0.05 | 0.5 | 1 | 1 | 1 | 1 | 1 | 1 | 1 | 1 | 1 | 1 | 1 | 1 | 1 | 1 | 0.5 | 0.5 | 0 | 0 | 0 | 0 | 0 | 0 | 0 | 0.47368 | 1 | 1 | 1 | 1 | 1 | 1 | 1 | 1 | 1 | 1 | 1 | 1 | 1 | 1 | 0.47368 | 0.47368 | 0 | 0 | 0 | 0 | 0 | 0 | 0 | 0 | 0 | 0 | 0 | 0 | 0 | 0 | 0 | 0 | 0 | 0 | 0 | 0 | 0 | 0 | 0 | 0 | 0 | 0 | 0 | 0 | 0 | 0 |  | 0 | 0 | 0 | 0 | 0 | 0 | 0 | 0 | 0 | 0 | 0 | 0 | 0 | 0 | 0 | 0 | 0 | 0 | 0 | 0 | Restaurant - Sit-Down - Lobby (Main Entry and Assembly) - Sat | 10 | 9 | 16 | 364 | 460.2 | 0 | 0 | 364 | 460.2 | 0 | 0 | 7 | 8.85 | 0 | 0 | 0 | 0 | 0 | 0 | 0 | 0 | 1 | 1 | 1 | 1 | 1 | 1 | 1 | 0 | 0 | 0 | 0 | 0 | 0 | 0 | 0 | 0
1610 | 16 | 10 | 13 | 2 |  |  |  |  | Restaurant - Sit-Down | Lobby (Main Entry and Assembly) | Restaurant - Sit-Down - Lobby (Main Entry and Assembly) |  | Restaurant - Sit-Down | Restaurant - Sit-Down - Lobby (Main Entry and Assembly) | Restaurant (sit-down) Dining | Sun | 10 | 52 | 52 | 0.15 | 0.47761 | 0.59436 | 0.3763 | 0.3763 | 0.3763 |  |  | 0 | 0 | 0 | 0 | 0 |  |  | 59.0474 | 73.4812 | 46.5222 | 46.5222 | 46.5222 |  |  | 0 | 0 | 0 | 0 | 0 |  |  | 0 | 0 | 0 | 0 | 0 |  |  | 0 | 0 | 0 | 0 | 0 |  |  | 0 | 0 | 0 | 0 | 0 |  |  | 0 | 0 | 0 | 0 | 0 |  |  | Restaurant (sit-down) Dining ILit Sun | Restaurant (sit-down) Dining ILit all | 3362 | 5 | 100 | 15.85 | 1 | 0.05 | 0.05 | 0.05 | 0.05 | 0.05 | 0.05 | 0.05 | 0.5 | 1 | 1 | 1 | 1 | 1 | 1 | 1 | 1 | 1 | 1 | 1 | 1 | 1 | 1 | 0.5 | 0.5 | 0 | 0 | 0 | 0 | 0 | 0 | 0 | 0.47368 | 1 | 1 | 1 | 1 | 1 | 1 | 1 | 1 | 1 | 1 | 1 | 1 | 1 | 1 | 0.47368 | 0.47368 | 0 | 0 | 0 | 0 | 0 | 0 | 0 | 0 | 0 | 0 | 0 | 0 | 0 | 0 | 0 | 0 | 0 | 0 | 0 | 0 | 0 | 0 | 0 | 0 | 0 | 0 | 0 | 0 | 0 | 0 |  | 0 | 0 | 0 | 0 | 0 | 0 | 0 | 0 | 0 | 0 | 0 | 0 | 0 | 0 | 0 | 0 | 0 | 0 | 0 | 0 | Restaurant - Sit-Down - Lobby (Main Entry and Assembly) - Sun | 12 | 9 | 16 | 364 | 460.2 | 0 | 0 | 364 | 460.2 | 0 | 0 | 7 | 8.85 | 0 | 0 | 0 | 0 | 0 | 0 | 0 | 0 | 1 | 1 | 1 | 1 | 1 | 1 | 1 | 0 | 0 | 0 | 0 | 0 | 0 | 0 | 0 | 0
1611 | 16 | 11 | 14 | 3 |  |  |  |  | Restaurant - Sit-Down | Lobby (Main Entry and Assembly) | Restaurant - Sit-Down - Lobby (Main Entry and Assembly) |  | Restaurant - Sit-Down | Restaurant - Sit-Down - Lobby (Main Entry and Assembly) | Restaurant (sit-down) Dining | Hol | 22 | 10 | 10 | 0.15 | 0.47761 | 0.59436 | 0.3763 | 0.3763 | 0.3763 |  |  | 0 | 0 | 0 | 0 | 0 |  |  | 11.3553 | 14.131 | 8.9466 | 8.9466 | 8.9466 |  |  | 0 | 0 | 0 | 0 | 0 |  |  | 0 | 0 | 0 | 0 | 0 |  |  | 0 | 0 | 0 | 0 | 0 |  |  | 0 | 0 | 0 | 0 | 0 |  |  | 0 | 0 | 0 | 0 | 0 |  |  | Restaurant (sit-down) Dining ILit Hol | Restaurant (sit-down) Dining ILit all | 3362 | 5 | 100 | 15.85 | 1 | 0.05 | 0.05 | 0.05 | 0.05 | 0.05 | 0.05 | 0.05 | 0.5 | 1 | 1 | 1 | 1 | 1 | 1 | 1 | 1 | 1 | 1 | 1 | 1 | 1 | 1 | 0.5 | 0.5 | 0 | 0 | 0 | 0 | 0 | 0 | 0 | 0.47368 | 1 | 1 | 1 | 1 | 1 | 1 | 1 | 1 | 1 | 1 | 1 | 1 | 1 | 1 | 0.47368 | 0.47368 | 0 | 0 | 0 | 0 | 0 | 0 | 0 | 0 | 0 | 0 | 0 | 0 | 0 | 0 | 0 | 0 | 0 | 0 | 0 | 0 | 0 | 0 | 0 | 0 | 0 | 0 | 0 | 0 | 0 | 0 |  | 0 | 0 | 0 | 0 | 0 | 0 | 0 | 0 | 0 | 0 | 0 | 0 | 0 | 0 | 0 | 0 | 0 | 0 | 0 | 0 | Restaurant - Sit-Down - Lobby (Main Entry and Assembly) - Hol | 14 | 9 | 16 | 70 | 88.5 | 0 | 0 | 70 | 88.5 | 0 | 0 | 7 | 8.85 | 0 | 0 | 0 | 0 | 0 | 0 | 0 | 0 | 1 | 1 | 1 | 1 | 1 | 1 | 1 | 0 | 0 | 0 | 0 | 0 | 0 | 0 | 0 | 0
1612 | 16 | 12 | 15 | 4 |  |  | Restaurant - Sit-Down - Lobby (Main Entry and Assembly) | Restaurant - Sit-Down - Lobby (Main Entry and Assembly) | Restaurant - Sit-Down | Lobby (Main Entry and Assembly) | Restaurant - Sit-Down - Lobby (Main Entry and Assembly) |  | Restaurant - Sit-Down | Restaurant - Sit-Down - Lobby (Main Entry and Assembly) | Restaurant (sit-down) Dining | all | 10 | 251 | 251 | 0.15 | 0.47761 | 0.59436 | 0.3763 | 0.3763 | 0.3763 |  |  | 0.071642 | 0.089155 | 0.056445 | 0.056445 | 0.056445 |  |  | 272.4297 | 339.0236 | 214.6416 | 214.6416 | 214.6416 |  |  | 0.071642 | 0.089155 | 0.056445 | 0.056445 | 0.056445 |  |  | 5609.55 | 5609.55 | 5609.55 | 5609.55 | 5609.55 |  |  | 0 | 0 | 0 | 0 | 0 |  |  | 1 | 1 | 1 | 1 | 1 |  |  | 0 | 0 | 0 | 0 | 0 |  |  | Restaurant (sit-down) Dining ILit all | Restaurant (sit-down) Dining ILit all | 3361 | 5 | 100 | 15.15 | 1 | 0.05 | 0.05 | 0.05 | 0.05 | 0.05 | 0.05 | 0.05 | 0.5 | 1 | 1 | 1 | 1 | 1 | 1 | 1 | 1 | 1 | 1 | 1 | 1 | 1 | 0.7 | 0.5 | 0.1 | 0 | 0 | 0 | 0 | 0 | 0 | 0 | 0.47368 | 1 | 1 | 1 | 1 | 1 | 1 | 1 | 1 | 1 | 1 | 1 | 1 | 1 | 0.68421 | 0.47368 | 0.052632 | 0 | 0 | 0 | 0 | 0 | 0 | 0 | 0 | 0 | 0 | 0 | 0 | 0 | 0 | 0 | 0 | 0 | 0 | 0 | 0 | 0 | 0 | 0 | 0 | 0 | 0 | 0 | 0 | 0 | 0 |  | 0 | 0 | 0 | 0 | 0 | 0 | 0 | 0 | 0 | 0 | 0 | 0 | 0 | 0 | 0 | 0 | 0 | 0 | 0 | 0 | Restaurant - Sit-Down - Lobby (Main Entry and Assembly) - all | 16 | 9 | 21 | 3012 | 790.65 | 3012 | 790.65 | 0 | 0 | 12 | 3.15 | 0 | 0 | 0 | 0 | 0 | 0 | 0 | 0 | 0 | 0 | 1 | 1 | 1 | 1 | 1 | 1 | 1 | 1 | 1 | 1 | 1 | 1 | 0 | 0 | 0 | 0
1613 | 16 | 13 | 12 | 1 |  |  |  |  | Restaurant - Sit-Down | Restrooms | Restaurant - Sit-Down - Restrooms |  | Restaurant - Sit-Down | Restaurant - Sit-Down - Restrooms | Restaurant (sit-down) Dining | Sat | 22 | 52 | 52 | 0.05 | 0.19105 | 0.21613 | 0.15052 | 0.15052 | 0.15052 |  |  | 0 | 0 | 0 | 0 | 0 |  |  | 7.873 | 8.9068 | 6.203 | 6.203 | 6.203 |  |  | 0 | 0 | 0 | 0 | 0 |  |  | 0 | 0 | 0 | 0 | 0 |  |  | 0 | 0 | 0 | 0 | 0 |  |  | 0 | 0 | 0 | 0 | 0 |  |  | 0 | 0 | 0 | 0 | 0 |  |  | Restaurant (sit-down) Dining ILit Sat | Restaurant (sit-down) Dining ILit all | 3362 | 5 | 100 | 15.85 | 1 | 0.05 | 0.05 | 0.05 | 0.05 | 0.05 | 0.05 | 0.05 | 0.5 | 1 | 1 | 1 | 1 | 1 | 1 | 1 | 1 | 1 | 1 | 1 | 1 | 1 | 1 | 0.5 | 0.5 | 0 | 0 | 0 | 0 | 0 | 0 | 0 | 0.47368 | 1 | 1 | 1 | 1 | 1 | 1 | 1 | 1 | 1 | 1 | 1 | 1 | 1 | 1 | 0.47368 | 0.47368 | 0 | 0 | 0 | 0 | 0 | 0 | 0 | 0 | 0 | 0 | 0 | 0 | 0 | 0 | 0 | 0 | 0 | 0 | 0 | 0 | 0 | 0 | 0 | 0 | 0 | 0 | 0 | 0 | 0 | 0 |  | 0 | 0 | 0 | 0 | 0 | 0 | 0 | 0 | 0 | 0 | 0 | 0 | 0 | 0 | 0 | 0 | 0 | 0 | 0 | 0 | Restaurant - Sit-Down - Restrooms - Sat | 10 | 9 | 16 | 364 | 460.2 | 0 | 0 | 364 | 460.2 | 0 | 0 | 7 | 8.85 | 0 | 0 | 0 | 0 | 0 | 0 | 0 | 0 | 1 | 1 | 1 | 1 | 1 | 1 | 1 | 0 | 0 | 0 | 0 | 0 | 0 | 0 | 0 | 0
1614 | 16 | 14 | 13 | 2 |  |  |  |  | Restaurant - Sit-Down | Restrooms | Restaurant - Sit-Down - Restrooms |  | Restaurant - Sit-Down | Restaurant - Sit-Down - Restrooms | Restaurant (sit-down) Dining | Sun | 10 | 52 | 52 | 0.05 | 0.19105 | 0.21613 | 0.15052 | 0.15052 | 0.15052 |  |  | 0 | 0 | 0 | 0 | 0 |  |  | 7.873 | 8.9068 | 6.203 | 6.203 | 6.203 |  |  | 0 | 0 | 0 | 0 | 0 |  |  | 0 | 0 | 0 | 0 | 0 |  |  | 0 | 0 | 0 | 0 | 0 |  |  | 0 | 0 | 0 | 0 | 0 |  |  | 0 | 0 | 0 | 0 | 0 |  |  | Restaurant (sit-down) Dining ILit Sun | Restaurant (sit-down) Dining ILit all | 3362 | 5 | 100 | 15.85 | 1 | 0.05 | 0.05 | 0.05 | 0.05 | 0.05 | 0.05 | 0.05 | 0.5 | 1 | 1 | 1 | 1 | 1 | 1 | 1 | 1 | 1 | 1 | 1 | 1 | 1 | 1 | 0.5 | 0.5 | 0 | 0 | 0 | 0 | 0 | 0 | 0 | 0.47368 | 1 | 1 | 1 | 1 | 1 | 1 | 1 | 1 | 1 | 1 | 1 | 1 | 1 | 1 | 0.47368 | 0.47368 | 0 | 0 | 0 | 0 | 0 | 0 | 0 | 0 | 0 | 0 | 0 | 0 | 0 | 0 | 0 | 0 | 0 | 0 | 0 | 0 | 0 | 0 | 0 | 0 | 0 | 0 | 0 | 0 | 0 | 0 |  | 0 | 0 | 0 | 0 | 0 | 0 | 0 | 0 | 0 | 0 | 0 | 0 | 0 | 0 | 0 | 0 | 0 | 0 | 0 | 0 | Restaurant - Sit-Down - Restrooms - Sun | 12 | 9 | 16 | 364 | 460.2 | 0 | 0 | 364 | 460.2 | 0 | 0 | 7 | 8.85 | 0 | 0 | 0 | 0 | 0 | 0 | 0 | 0 | 1 | 1 | 1 | 1 | 1 | 1 | 1 | 0 | 0 | 0 | 0 | 0 | 0 | 0 | 0 | 0
1615 | 16 | 15 | 14 | 3 |  |  |  |  | Restaurant - Sit-Down | Restrooms | Restaurant - Sit-Down - Restrooms |  | Restaurant - Sit-Down | Restaurant - Sit-Down - Restrooms | Restaurant (sit-down) Dining | Hol | 22 | 10 | 10 | 0.05 | 0.19105 | 0.21613 | 0.15052 | 0.15052 | 0.15052 |  |  | 0 | 0 | 0 | 0 | 0 |  |  | 1.514 | 1.7128 | 1.1929 | 1.1929 | 1.1929 |  |  | 0 | 0 | 0 | 0 | 0 |  |  | 0 | 0 | 0 | 0 | 0 |  |  | 0 | 0 | 0 | 0 | 0 |  |  | 0 | 0 | 0 | 0 | 0 |  |  | 0 | 0 | 0 | 0 | 0 |  |  | Restaurant (sit-down) Dining ILit Hol | Restaurant (sit-down) Dining ILit all | 3362 | 5 | 100 | 15.85 | 1 | 0.05 | 0.05 | 0.05 | 0.05 | 0.05 | 0.05 | 0.05 | 0.5 | 1 | 1 | 1 | 1 | 1 | 1 | 1 | 1 | 1 | 1 | 1 | 1 | 1 | 1 | 0.5 | 0.5 | 0 | 0 | 0 | 0 | 0 | 0 | 0 | 0.47368 | 1 | 1 | 1 | 1 | 1 | 1 | 1 | 1 | 1 | 1 | 1 | 1 | 1 | 1 | 0.47368 | 0.47368 | 0 | 0 | 0 | 0 | 0 | 0 | 0 | 0 | 0 | 0 | 0 | 0 | 0 | 0 | 0 | 0 | 0 | 0 | 0 | 0 | 0 | 0 | 0 | 0 | 0 | 0 | 0 | 0 | 0 | 0 |  | 0 | 0 | 0 | 0 | 0 | 0 | 0 | 0 | 0 | 0 | 0 | 0 | 0 | 0 | 0 | 0 | 0 | 0 | 0 | 0 | Restaurant - Sit-Down - Restrooms - Hol | 14 | 9 | 16 | 70 | 88.5 | 0 | 0 | 70 | 88.5 | 0 | 0 | 7 | 8.85 | 0 | 0 | 0 | 0 | 0 | 0 | 0 | 0 | 1 | 1 | 1 | 1 | 1 | 1 | 1 | 0 | 0 | 0 | 0 | 0 | 0 | 0 | 0 | 0
1616 | 16 | 16 | 15 | 4 | Restaurant - Sit-Down | Restaurant - Sit-Down | Restaurant - Sit-Down - Restrooms | Restaurant - Sit-Down - Restrooms | Restaurant - Sit-Down | Restrooms | Restaurant - Sit-Down - Restrooms |  | Restaurant - Sit-Down | Restaurant - Sit-Down - Restrooms | Restaurant (sit-down) Dining | all | 10 | 251 | 251 | 0.05 | 0.19105 | 0.21613 | 0.15052 | 0.15052 | 0.15052 |  |  | 0.0095523 | 0.010807 | 0.007526 | 0.007526 | 0.007526 |  |  | 36.324 | 41.0938 | 28.6189 | 28.6189 | 28.6189 |  |  | 0.0095523 | 0.010807 | 0.007526 | 0.007526 | 0.007526 |  |  | 5609.55 | 5609.55 | 5609.55 | 5609.55 | 5609.55 |  |  | 5609.55 | 5609.55 | 5609.55 | 5609.55 | 5609.55 |  |  | 1 | 1 | 1 | 1 | 1 |  |  | 1 | 1 | 1 | 1 | 1 |  |  | Restaurant (sit-down) Dining ILit all | Restaurant (sit-down) Dining ILit all | 3361 | 5 | 100 | 15.15 | 1 | 0.05 | 0.05 | 0.05 | 0.05 | 0.05 | 0.05 | 0.05 | 0.5 | 1 | 1 | 1 | 1 | 1 | 1 | 1 | 1 | 1 | 1 | 1 | 1 | 1 | 0.7 | 0.5 | 0.1 | 0 | 0 | 0 | 0 | 0 | 0 | 0 | 0.47368 | 1 | 1 | 1 | 1 | 1 | 1 | 1 | 1 | 1 | 1 | 1 | 1 | 1 | 0.68421 | 0.47368 | 0.052632 | 0 | 0 | 0 | 0 | 0 | 0 | 0 | 0 | 0 | 0 | 0 | 0 | 0 | 0 | 0 | 0 | 0 | 0 | 0 | 0 | 0 | 0 | 0 | 0 | 0 | 0 | 0 | 0 | 0 | 0 | Restaurant - Sit-Down | 0 | 0 | 0 | 0 | 0 | 0 | 0 | 0 | 0 | 0 | 0 | 0 | 0 | 0 | 0 | 0 | 0 | 0 | 0 | 0 | Restaurant - Sit-Down - Restrooms - all | 16 | 9 | 21 | 3012 | 790.65 | 3012 | 790.65 | 0 | 0 | 12 | 3.15 | 0 | 0 | 0 | 0 | 0 | 0 | 0 | 0 | 0 | 0 | 1 | 1 | 1 | 1 | 1 | 1 | 1 | 1 | 1 | 1 | 1 | 1 | 0 | 0 | 0 | 0
1701 | 17 | 1 | 12 | 1 |  |  |  |  | Retail - 3-Story Large | Office (General) | Retail - 3-Story Large - Office (General) |  | Retail - 3-Story Large | Retail - 3-Story Large - Office (General) | Retail (lrg, 3-story) Office | Sat | 19 | 52 | 52 | 0.05 | 1.2992 | 1.2908 | 0.82255 | 0.87739 | 0.8099 |  |  | 0 | 0 | 0 | 0 | 0 |  |  | 37.4953 | 37.2518 | 23.7389 | 25.3215 | 23.3737 |  |  | 0 | 0 | 0 | 0 | 0 |  |  | 0 | 0 | 0 | 0 | 0 |  |  | 0 | 0 | 0 | 0 | 0 |  |  | 0 | 0 | 0 | 0 | 0 |  |  | 0 | 0 | 0 | 0 | 0 |  |  | Retail (lrg, 3-story) Office ILit Sat | Retail (lrg, 3-story) Office ILit all | 3395 | 5 | 95 | 11.1 | 0.95 | 0.05 | 0.05 | 0.05 | 0.05 | 0.05 | 0.05 | 0.05 | 0.05 | 0.3 | 0.95 | 0.95 | 0.95 | 0.95 | 0.95 | 0.95 | 0.95 | 0.95 | 0.95 | 0.8 | 0.6 | 0.3 | 0.05 | 0.05 | 0.05 | 0 | 0 | 0 | 0 | 0 | 0 | 0 | 0 | 0.27778 | 1 | 1 | 1 | 1 | 1 | 1 | 1 | 1 | 1 | 0.83333 | 0.61111 | 0.27778 | 0 | 0 | 0 | 0 | 0 | 0 | 0 | 0 | 0 | 0 | 0 | 0 | 0 | 0 | 0 | 0 | 0 | 0 | 0 | 0 | 0 | 0 | 0 | 0 | 0 | 0 | 0 | 0 | 0 | 0 | 0 | 0 | 0 |  | 0 | 0 | 0 | 0 | 0 | 0 | 0 | 0 | 0 | 0 | 0 | 0 | 0 | 0 | 0 | 0 | 0 | 0 | 0 | 0 | Retail - 3-Story Large - Office (General) - Sat | 10 | 9 | 16 | 312 | 265.2 | 0 | 0 | 312 | 265.2 | 0 | 0 | 6 | 5.1 | 0 | 0 | 0 | 0 | 0 | 0 | 0 | 0 | 0.3 | 0.95 | 0.95 | 0.95 | 0.95 | 0.95 | 0.95 | 0 | 0 | 0 | 0 | 0 | 0 | 0 | 0 | 0
1702 | 17 | 2 | 13 | 2 |  |  |  |  | Retail - 3-Story Large | Office (General) | Retail - 3-Story Large - Office (General) |  | Retail - 3-Story Large | Retail - 3-Story Large - Office (General) | Retail (lrg, 3-story) Office | Sun | 9 | 52 | 52 | 0.05 | 1.2992 | 1.2908 | 0.82255 | 0.87739 | 0.8099 |  |  | 0 | 0 | 0 | 0 | 0 |  |  | 33.2729 | 33.0568 | 21.0656 | 22.47 | 20.7415 |  |  | 0 | 0 | 0 | 0 | 0 |  |  | 0 | 0 | 0 | 0 | 0 |  |  | 0 | 0 | 0 | 0 | 0 |  |  | 0 | 0 | 0 | 0 | 0 |  |  | 0 | 0 | 0 | 0 | 0 |  |  | Retail (lrg, 3-story) Office ILit Sun | Retail (lrg, 3-story) Office ILit all | 3396 | 5 | 95 | 9.85 | 0.95 | 0.05 | 0.05 | 0.05 | 0.05 | 0.05 | 0.05 | 0.05 | 0.05 | 0.3 | 0.7 | 0.95 | 0.95 | 0.95 | 0.95 | 0.95 | 0.95 | 0.95 | 0.95 | 0.6 | 0.05 | 0.05 | 0.05 | 0.05 | 0.05 | 0 | 0 | 0 | 0 | 0 | 0 | 0 | 0 | 0.27778 | 0.72222 | 1 | 1 | 1 | 1 | 1 | 1 | 1 | 1 | 0.61111 | 0 | 0 | 0 | 0 | 0 | 0 | 0 | 0 | 0 | 0 | 0 | 0 | 0 | 0 | 0 | 0 | 0 | 0 | 0 | 0 | 0 | 0 | 0 | 0 | 0 | 0 | 0 | 0 | 0 | 0 | 0 | 0 | 0 | 0 | 0 |  | 0 | 0 | 0 | 0 | 0 | 0 | 0 | 0 | 0 | 0 | 0 | 0 | 0 | 0 | 0 | 0 | 0 | 0 | 0 | 0 | Retail - 3-Story Large - Office (General) - Sun | 12 | 9 | 16 | 299 | 213.2 | 0 | 0 | 299 | 213.2 | 0 | 0 | 5.75 | 4.1 | 0 | 0 | 0 | 0 | 0 | 0 | 0 | 0 | 0.3 | 0.7 | 0.95 | 0.95 | 0.95 | 0.95 | 0.95 | 0 | 0 | 0 | 0 | 0 | 0 | 0 | 0 | 0
1703 | 17 | 3 | 14 | 3 |  |  |  |  | Retail - 3-Story Large | Office (General) | Retail - 3-Story Large - Office (General) |  | Retail - 3-Story Large | Retail - 3-Story Large - Office (General) | Retail (lrg, 3-story) Office | Hol | 19 | 10 | 10 | 0.05 | 1.2992 | 1.2908 | 0.82255 | 0.87739 | 0.8099 |  |  | 0 | 0 | 0 | 0 | 0 |  |  | 6.3986 | 6.3571 | 4.0511 | 4.3212 | 3.9888 |  |  | 0 | 0 | 0 | 0 | 0 |  |  | 0 | 0 | 0 | 0 | 0 |  |  | 0 | 0 | 0 | 0 | 0 |  |  | 0 | 0 | 0 | 0 | 0 |  |  | 0 | 0 | 0 | 0 | 0 |  |  | Retail (lrg, 3-story) Office ILit Hol | Retail (lrg, 3-story) Office ILit all | 3396 | 5 | 95 | 9.85 | 0.95 | 0.05 | 0.05 | 0.05 | 0.05 | 0.05 | 0.05 | 0.05 | 0.05 | 0.3 | 0.7 | 0.95 | 0.95 | 0.95 | 0.95 | 0.95 | 0.95 | 0.95 | 0.95 | 0.6 | 0.05 | 0.05 | 0.05 | 0.05 | 0.05 | 0 | 0 | 0 | 0 | 0 | 0 | 0 | 0 | 0.27778 | 0.72222 | 1 | 1 | 1 | 1 | 1 | 1 | 1 | 1 | 0.61111 | 0 | 0 | 0 | 0 | 0 | 0 | 0 | 0 | 0 | 0 | 0 | 0 | 0 | 0 | 0 | 0 | 0 | 0 | 0 | 0 | 0 | 0 | 0 | 0 | 0 | 0 | 0 | 0 | 0 | 0 | 0 | 0 | 0 | 0 | 0 |  | 0 | 0 | 0 | 0 | 0 | 0 | 0 | 0 | 0 | 0 | 0 | 0 | 0 | 0 | 0 | 0 | 0 | 0 | 0 | 0 | Retail - 3-Story Large - Office (General) - Hol | 14 | 9 | 16 | 57.5 | 41 | 0 | 0 | 57.5 | 41 | 0 | 0 | 5.75 | 4.1 | 0 | 0 | 0 | 0 | 0 | 0 | 0 | 0 | 0.3 | 0.7 | 0.95 | 0.95 | 0.95 | 0.95 | 0.95 | 0 | 0 | 0 | 0 | 0 | 0 | 0 | 0 | 0
1704 | 17 | 4 | 15 | 4 |  |  | Retail - 3-Story Large - Office (General) | Retail - 3-Story Large - Office (General) | Retail - 3-Story Large | Office (General) | Retail - 3-Story Large - Office (General) |  | Retail - 3-Story Large | Retail - 3-Story Large - Office (General) | Retail (lrg, 3-story) Office | all | 9 | 251 | 251 | 0.05 | 1.2992 | 1.2908 | 0.82255 | 0.87739 | 0.8099 |  |  | 0.064961 | 0.064539 | 0.041128 | 0.04387 | 0.040495 |  |  | 198.1073 | 196.8209 | 125.4251 | 133.7868 | 123.4955 |  |  | 0.061713 | 0.061312 | 0.039071 | 0.041676 | 0.03847 |  |  | 4237.55 | 4237.55 | 4237.55 | 4237.55 | 4237.55 |  |  | 0 | 0 | 0 | 0 | 0 |  |  | 0.95 | 0.95 | 0.95 | 0.95 | 0.95 |  |  | 0 | 0 | 0 | 0 | 0 |  |  | Retail (lrg, 3-story) Office ILit all | Retail (lrg, 3-story) Office ILit all | 3394 | 5 | 95 | 12.15 | 0.95 | 0.05 | 0.05 | 0.05 | 0.05 | 0.05 | 0.05 | 0.05 | 0.05 | 0.3 | 0.95 | 0.95 | 0.95 | 0.95 | 0.95 | 0.95 | 0.95 | 0.95 | 0.95 | 0.95 | 0.95 | 0.5 | 0.4 | 0.05 | 0.05 | 0 | 0 | 0 | 0 | 0 | 0 | 0 | 0 | 0.27778 | 1 | 1 | 1 | 1 | 1 | 1 | 1 | 1 | 1 | 1 | 1 | 0.5 | 0.38889 | 0 | 0 | 0 | 0 | 0 | 0 | 0 | 0 | 0 | 0 | 0 | 0 | 0 | 0 | 0 | 0 | 0 | 0 | 0 | 0 | 0 | 0 | 0 | 0 | 0 | 0 | 0 | 0 | 0 | 0 | 0 | 0 |  | 0 | 0 | 0 | 0 | 0 | 0 | 0 | 0 | 0 | 0 | 0 | 0 | 0 | 0 | 0 | 0 | 0 | 0 | 0 | 0 | Retail - 3-Story Large - Office (General) - all | 16 | 9 | 21 | 2698.25 | 351.4 | 2698.25 | 351.4 | 0 | 0 | 10.75 | 1.4 | 0 | 0 | 0 | 0 | 0 | 0 | 0 | 0 | 0 | 0 | 0.3 | 0.95 | 0.95 | 0.95 | 0.95 | 0.95 | 0.95 | 0.95 | 0.95 | 0.95 | 0.95 | 0.95 | 0 | 0 | 0 | 0
1705 | 17 | 5 | 12 | 1 |  |  |  |  | Retail - 3-Story Large | Retail Sales and Wholesale Showroom | Retail - 3-Story Large - Retail Sales and Wholesale Showroom |  | Retail - 3-Story Large | Retail - 3-Story Large - Retail Sales and Wholesale Showroom | Retail (lrg, 3-story) Showroom | Sat | 19 | 52 | 52 | 0.8 | 1.9813 | 2.0079 | 1.2655 | 1.3498 | 1.1474 |  |  | 0 | 0 | 0 | 0 | 0 |  |  | 914.8853 | 927.1565 | 584.3423 | 623.2985 | 529.8037 |  |  | 0 | 0 | 0 | 0 | 0 |  |  | 0 | 0 | 0 | 0 | 0 |  |  | 0 | 0 | 0 | 0 | 0 |  |  | 0 | 0 | 0 | 0 | 0 |  |  | 0 | 0 | 0 | 0 | 0 |  |  | Retail (lrg, 3-story) Showroom ILit Sat | Retail (lrg, 3-story) Showroom ILit all | 3404 | 5 | 95 | 11.1 | 0.95 | 0.05 | 0.05 | 0.05 | 0.05 | 0.05 | 0.05 | 0.05 | 0.05 | 0.3 | 0.95 | 0.95 | 0.95 | 0.95 | 0.95 | 0.95 | 0.95 | 0.95 | 0.95 | 0.8 | 0.6 | 0.3 | 0.05 | 0.05 | 0.05 | 0 | 0 | 0 | 0 | 0 | 0 | 0 | 0 | 0.27778 | 1 | 1 | 1 | 1 | 1 | 1 | 1 | 1 | 1 | 0.83333 | 0.61111 | 0.27778 | 0 | 0 | 0 | 0 | 0 | 0 | 0 | 0 | 0 | 0 | 0 | 0 | 0 | 0 | 0 | 0 | 0 | 0 | 0 | 0 | 0 | 0 | 0 | 0 | 0 | 0 | 0 | 0 | 0 | 0 | 0 | 0 | 0 |  | 0 | 0 | 0 | 0 | 0 | 0 | 0 | 0 | 0 | 0 | 0 | 0 | 0 | 0 | 0 | 0 | 0 | 0 | 0 | 0 | Retail - 3-Story Large - Retail Sales and Wholesale Showroom - Sat | 10 | 9 | 16 | 312 | 265.2 | 0 | 0 | 312 | 265.2 | 0 | 0 | 6 | 5.1 | 0 | 0 | 0 | 0 | 0 | 0 | 0 | 0 | 0.3 | 0.95 | 0.95 | 0.95 | 0.95 | 0.95 | 0.95 | 0 | 0 | 0 | 0 | 0 | 0 | 0 | 0 | 0
1706 | 17 | 6 | 13 | 2 |  |  |  |  | Retail - 3-Story Large | Retail Sales and Wholesale Showroom | Retail - 3-Story Large - Retail Sales and Wholesale Showroom |  | Retail - 3-Story Large | Retail - 3-Story Large - Retail Sales and Wholesale Showroom | Retail (lrg, 3-story) Showroom | Sun | 9 | 52 | 52 | 0.8 | 1.9813 | 2.0079 | 1.2655 | 1.3498 | 1.1474 |  |  | 0 | 0 | 0 | 0 | 0 |  |  | 811.8577 | 822.747 | 518.538 | 553.1072 | 470.1411 |  |  | 0 | 0 | 0 | 0 | 0 |  |  | 0 | 0 | 0 | 0 | 0 |  |  | 0 | 0 | 0 | 0 | 0 |  |  | 0 | 0 | 0 | 0 | 0 |  |  | 0 | 0 | 0 | 0 | 0 |  |  | Retail (lrg, 3-story) Showroom ILit Sun | Retail (lrg, 3-story) Showroom ILit all | 3405 | 5 | 95 | 9.85 | 0.95 | 0.05 | 0.05 | 0.05 | 0.05 | 0.05 | 0.05 | 0.05 | 0.05 | 0.3 | 0.7 | 0.95 | 0.95 | 0.95 | 0.95 | 0.95 | 0.95 | 0.95 | 0.95 | 0.6 | 0.05 | 0.05 | 0.05 | 0.05 | 0.05 | 0 | 0 | 0 | 0 | 0 | 0 | 0 | 0 | 0.27778 | 0.72222 | 1 | 1 | 1 | 1 | 1 | 1 | 1 | 1 | 0.61111 | 0 | 0 | 0 | 0 | 0 | 0 | 0 | 0 | 0 | 0 | 0 | 0 | 0 | 0 | 0 | 0 | 0 | 0 | 0 | 0 | 0 | 0 | 0 | 0 | 0 | 0 | 0 | 0 | 0 | 0 | 0 | 0 | 0 | 0 | 0 |  | 0 | 0 | 0 | 0 | 0 | 0 | 0 | 0 | 0 | 0 | 0 | 0 | 0 | 0 | 0 | 0 | 0 | 0 | 0 | 0 | Retail - 3-Story Large - Retail Sales and Wholesale Showroom - Sun | 12 | 9 | 16 | 299 | 213.2 | 0 | 0 | 299 | 213.2 | 0 | 0 | 5.75 | 4.1 | 0 | 0 | 0 | 0 | 0 | 0 | 0 | 0 | 0.3 | 0.7 | 0.95 | 0.95 | 0.95 | 0.95 | 0.95 | 0 | 0 | 0 | 0 | 0 | 0 | 0 | 0 | 0
1707 | 17 | 7 | 14 | 3 |  |  |  |  | Retail - 3-Story Large | Retail Sales and Wholesale Showroom | Retail - 3-Story Large - Retail Sales and Wholesale Showroom |  | Retail - 3-Story Large | Retail - 3-Story Large - Retail Sales and Wholesale Showroom | Retail (lrg, 3-story) Showroom | Hol | 19 | 10 | 10 | 0.8 | 1.9813 | 2.0079 | 1.2655 | 1.3498 | 1.1474 |  |  | 0 | 0 | 0 | 0 | 0 |  |  | 156.1265 | 158.2206 | 99.7188 | 106.3668 | 90.4118 |  |  | 0 | 0 | 0 | 0 | 0 |  |  | 0 | 0 | 0 | 0 | 0 |  |  | 0 | 0 | 0 | 0 | 0 |  |  | 0 | 0 | 0 | 0 | 0 |  |  | 0 | 0 | 0 | 0 | 0 |  |  | Retail (lrg, 3-story) Showroom ILit Hol | Retail (lrg, 3-story) Showroom ILit all | 3405 | 5 | 95 | 9.85 | 0.95 | 0.05 | 0.05 | 0.05 | 0.05 | 0.05 | 0.05 | 0.05 | 0.05 | 0.3 | 0.7 | 0.95 | 0.95 | 0.95 | 0.95 | 0.95 | 0.95 | 0.95 | 0.95 | 0.6 | 0.05 | 0.05 | 0.05 | 0.05 | 0.05 | 0 | 0 | 0 | 0 | 0 | 0 | 0 | 0 | 0.27778 | 0.72222 | 1 | 1 | 1 | 1 | 1 | 1 | 1 | 1 | 0.61111 | 0 | 0 | 0 | 0 | 0 | 0 | 0 | 0 | 0 | 0 | 0 | 0 | 0 | 0 | 0 | 0 | 0 | 0 | 0 | 0 | 0 | 0 | 0 | 0 | 0 | 0 | 0 | 0 | 0 | 0 | 0 | 0 | 0 | 0 | 0 |  | 0 | 0 | 0 | 0 | 0 | 0 | 0 | 0 | 0 | 0 | 0 | 0 | 0 | 0 | 0 | 0 | 0 | 0 | 0 | 0 | Retail - 3-Story Large - Retail Sales and Wholesale Showroom - Hol | 14 | 9 | 16 | 57.5 | 41 | 0 | 0 | 57.5 | 41 | 0 | 0 | 5.75 | 4.1 | 0 | 0 | 0 | 0 | 0 | 0 | 0 | 0 | 0.3 | 0.7 | 0.95 | 0.95 | 0.95 | 0.95 | 0.95 | 0 | 0 | 0 | 0 | 0 | 0 | 0 | 0 | 0
1708 | 17 | 8 | 15 | 4 |  |  | Retail - 3-Story Large - Retail Sales and Wholesale Showroom | Retail - 3-Story Large - Retail Sales and Wholesale Showroom | Retail - 3-Story Large | Retail Sales and Wholesale Showroom | Retail - 3-Story Large - Retail Sales and Wholesale Showroom |  | Retail - 3-Story Large | Retail - 3-Story Large - Retail Sales and Wholesale Showroom | Retail (lrg, 3-story) Showroom | all | 9 | 251 | 251 | 0.8 | 1.9813 | 2.0079 | 1.2655 | 1.3498 | 1.1474 |  |  | 1.585 | 1.6063 | 1.0124 | 1.0799 | 0.91789 |  |  | 4833.8184 | 4898.6535 | 3087.3867 | 3293.2124 | 2799.2306 |  |  | 1.5058 | 1.526 | 0.96176 | 1.0259 | 0.87199 |  |  | 4237.55 | 4237.55 | 4237.55 | 4237.55 | 4237.55 |  |  | 0 | 0 | 0 | 0 | 0 |  |  | 0.95 | 0.95 | 0.95 | 0.95 | 0.95 |  |  | 0 | 0 | 0 | 0 | 0 |  |  | Retail (lrg, 3-story) Showroom ILit all | Retail (lrg, 3-story) Showroom ILit all | 3403 | 5 | 95 | 12.15 | 0.95 | 0.05 | 0.05 | 0.05 | 0.05 | 0.05 | 0.05 | 0.05 | 0.05 | 0.3 | 0.95 | 0.95 | 0.95 | 0.95 | 0.95 | 0.95 | 0.95 | 0.95 | 0.95 | 0.95 | 0.95 | 0.5 | 0.4 | 0.05 | 0.05 | 0 | 0 | 0 | 0 | 0 | 0 | 0 | 0 | 0.27778 | 1 | 1 | 1 | 1 | 1 | 1 | 1 | 1 | 1 | 1 | 1 | 0.5 | 0.38889 | 0 | 0 | 0 | 0 | 0 | 0 | 0 | 0 | 0 | 0 | 0 | 0 | 0 | 0 | 0 | 0 | 0 | 0 | 0 | 0 | 0 | 0 | 0 | 0 | 0 | 0 | 0 | 0 | 0 | 0 | 0 | 0 |  | 0 | 0 | 0 | 0 | 0 | 0 | 0 | 0 | 0 | 0 | 0 | 0 | 0 | 0 | 0 | 0 | 0 | 0 | 0 | 0 | Retail - 3-Story Large - Retail Sales and Wholesale Showroom - all | 16 | 9 | 21 | 2698.25 | 351.4 | 2698.25 | 351.4 | 0 | 0 | 10.75 | 1.4 | 0 | 0 | 0 | 0 | 0 | 0 | 0 | 0 | 0 | 0 | 0.3 | 0.95 | 0.95 | 0.95 | 0.95 | 0.95 | 0.95 | 0.95 | 0.95 | 0.95 | 0.95 | 0.95 | 0 | 0 | 0 | 0
1709 | 17 | 9 | 12 | 1 |  |  |  |  | Retail - 3-Story Large | Storage (Conditioned) | Retail - 3-Story Large - Storage (Conditioned) |  | Retail - 3-Story Large | Retail - 3-Story Large - Storage (Conditioned) | Retail (lrg, 3-story) Storage | Sat | 19 | 52 | 52 | 0.15 | 0.51969 | 0.57368 | 0.37964 | 0.40495 | 0.40495 |  |  | 0 | 0 | 0 | 0 | 0 |  |  | 44.9944 | 49.6691 | 32.8693 | 35.0605 | 35.0605 |  |  | 0 | 0 | 0 | 0 | 0 |  |  | 0 | 0 | 0 | 0 | 0 |  |  | 0 | 0 | 0 | 0 | 0 |  |  | 0 | 0 | 0 | 0 | 0 |  |  | 0 | 0 | 0 | 0 | 0 |  |  | Retail (lrg, 3-story) Storage ILit Sat | Retail (lrg, 3-story) Storage ILit all | 3413 | 5 | 95 | 11.1 | 0.95 | 0.05 | 0.05 | 0.05 | 0.05 | 0.05 | 0.05 | 0.05 | 0.05 | 0.3 | 0.95 | 0.95 | 0.95 | 0.95 | 0.95 | 0.95 | 0.95 | 0.95 | 0.95 | 0.8 | 0.6 | 0.3 | 0.05 | 0.05 | 0.05 | 0 | 0 | 0 | 0 | 0 | 0 | 0 | 0 | 0.27778 | 1 | 1 | 1 | 1 | 1 | 1 | 1 | 1 | 1 | 0.83333 | 0.61111 | 0.27778 | 0 | 0 | 0 | 0 | 0 | 0 | 0 | 0 | 0 | 0 | 0 | 0 | 0 | 0 | 0 | 0 | 0 | 0 | 0 | 0 | 0 | 0 | 0 | 0 | 0 | 0 | 0 | 0 | 0 | 0 | 0 | 0 | 0 |  | 0 | 0 | 0 | 0 | 0 | 0 | 0 | 0 | 0 | 0 | 0 | 0 | 0 | 0 | 0 | 0 | 0 | 0 | 0 | 0 | Retail - 3-Story Large - Storage (Conditioned) - Sat | 10 | 9 | 16 | 312 | 265.2 | 0 | 0 | 312 | 265.2 | 0 | 0 | 6 | 5.1 | 0 | 0 | 0 | 0 | 0 | 0 | 0 | 0 | 0.3 | 0.95 | 0.95 | 0.95 | 0.95 | 0.95 | 0.95 | 0 | 0 | 0 | 0 | 0 | 0 | 0 | 0 | 0
1710 | 17 | 10 | 13 | 2 |  |  |  |  | Retail - 3-Story Large | Storage (Conditioned) | Retail - 3-Story Large - Storage (Conditioned) |  | Retail - 3-Story Large | Retail - 3-Story Large - Storage (Conditioned) | Retail (lrg, 3-story) Storage | Sun | 9 | 52 | 52 | 0.15 | 0.51969 | 0.57368 | 0.37964 | 0.40495 | 0.40495 |  |  | 0 | 0 | 0 | 0 | 0 |  |  | 39.9274 | 44.0757 | 29.1678 | 31.1123 | 31.1123 |  |  | 0 | 0 | 0 | 0 | 0 |  |  | 0 | 0 | 0 | 0 | 0 |  |  | 0 | 0 | 0 | 0 | 0 |  |  | 0 | 0 | 0 | 0 | 0 |  |  | 0 | 0 | 0 | 0 | 0 |  |  | Retail (lrg, 3-story) Storage ILit Sun | Retail (lrg, 3-story) Storage ILit all | 3414 | 5 | 95 | 9.85 | 0.95 | 0.05 | 0.05 | 0.05 | 0.05 | 0.05 | 0.05 | 0.05 | 0.05 | 0.3 | 0.7 | 0.95 | 0.95 | 0.95 | 0.95 | 0.95 | 0.95 | 0.95 | 0.95 | 0.6 | 0.05 | 0.05 | 0.05 | 0.05 | 0.05 | 0 | 0 | 0 | 0 | 0 | 0 | 0 | 0 | 0.27778 | 0.72222 | 1 | 1 | 1 | 1 | 1 | 1 | 1 | 1 | 0.61111 | 0 | 0 | 0 | 0 | 0 | 0 | 0 | 0 | 0 | 0 | 0 | 0 | 0 | 0 | 0 | 0 | 0 | 0 | 0 | 0 | 0 | 0 | 0 | 0 | 0 | 0 | 0 | 0 | 0 | 0 | 0 | 0 | 0 | 0 | 0 |  | 0 | 0 | 0 | 0 | 0 | 0 | 0 | 0 | 0 | 0 | 0 | 0 | 0 | 0 | 0 | 0 | 0 | 0 | 0 | 0 | Retail - 3-Story Large - Storage (Conditioned) - Sun | 12 | 9 | 16 | 299 | 213.2 | 0 | 0 | 299 | 213.2 | 0 | 0 | 5.75 | 4.1 | 0 | 0 | 0 | 0 | 0 | 0 | 0 | 0 | 0.3 | 0.7 | 0.95 | 0.95 | 0.95 | 0.95 | 0.95 | 0 | 0 | 0 | 0 | 0 | 0 | 0 | 0 | 0
1711 | 17 | 11 | 14 | 3 |  |  |  |  | Retail - 3-Story Large | Storage (Conditioned) | Retail - 3-Story Large - Storage (Conditioned) |  | Retail - 3-Story Large | Retail - 3-Story Large - Storage (Conditioned) | Retail (lrg, 3-story) Storage | Hol | 19 | 10 | 10 | 0.15 | 0.51969 | 0.57368 | 0.37964 | 0.40495 | 0.40495 |  |  | 0 | 0 | 0 | 0 | 0 |  |  | 7.6784 | 8.4761 | 5.6092 | 5.9831 | 5.9831 |  |  | 0 | 0 | 0 | 0 | 0 |  |  | 0 | 0 | 0 | 0 | 0 |  |  | 0 | 0 | 0 | 0 | 0 |  |  | 0 | 0 | 0 | 0 | 0 |  |  | 0 | 0 | 0 | 0 | 0 |  |  | Retail (lrg, 3-story) Storage ILit Hol | Retail (lrg, 3-story) Storage ILit all | 3414 | 5 | 95 | 9.85 | 0.95 | 0.05 | 0.05 | 0.05 | 0.05 | 0.05 | 0.05 | 0.05 | 0.05 | 0.3 | 0.7 | 0.95 | 0.95 | 0.95 | 0.95 | 0.95 | 0.95 | 0.95 | 0.95 | 0.6 | 0.05 | 0.05 | 0.05 | 0.05 | 0.05 | 0 | 0 | 0 | 0 | 0 | 0 | 0 | 0 | 0.27778 | 0.72222 | 1 | 1 | 1 | 1 | 1 | 1 | 1 | 1 | 0.61111 | 0 | 0 | 0 | 0 | 0 | 0 | 0 | 0 | 0 | 0 | 0 | 0 | 0 | 0 | 0 | 0 | 0 | 0 | 0 | 0 | 0 | 0 | 0 | 0 | 0 | 0 | 0 | 0 | 0 | 0 | 0 | 0 | 0 | 0 | 0 |  | 0 | 0 | 0 | 0 | 0 | 0 | 0 | 0 | 0 | 0 | 0 | 0 | 0 | 0 | 0 | 0 | 0 | 0 | 0 | 0 | Retail - 3-Story Large - Storage (Conditioned) - Hol | 14 | 9 | 16 | 57.5 | 41 | 0 | 0 | 57.5 | 41 | 0 | 0 | 5.75 | 4.1 | 0 | 0 | 0 | 0 | 0 | 0 | 0 | 0 | 0.3 | 0.7 | 0.95 | 0.95 | 0.95 | 0.95 | 0.95 | 0 | 0 | 0 | 0 | 0 | 0 | 0 | 0 | 0
1712 | 17 | 12 | 15 | 4 | Retail - 3-Story Large | Retail - 3-Story Large | Retail - 3-Story Large - Storage (Conditioned) | Retail - 3-Story Large - Storage (Conditioned) | Retail - 3-Story Large | Storage (Conditioned) | Retail - 3-Story Large - Storage (Conditioned) |  | Retail - 3-Story Large | Retail - 3-Story Large - Storage (Conditioned) | Retail (lrg, 3-story) Storage | all | 9 | 251 | 251 | 0.15 | 0.51969 | 0.57368 | 0.37964 | 0.40495 | 0.40495 |  |  | 0.077953 | 0.086052 | 0.056946 | 0.060742 | 0.060742 |  |  | 237.7288 | 262.4279 | 173.6655 | 185.2432 | 185.2432 |  |  | 0.074055 | 0.081749 | 0.054099 | 0.057705 | 0.057705 |  |  | 4237.55 | 4237.55 | 4237.55 | 4237.55 | 4237.55 |  |  | 4237.55 | 4237.55 | 4237.55 | 4237.55 | 4237.55 |  |  | 0.95 | 0.95 | 0.95 | 0.95 | 0.95 |  |  | 0.95 | 0.95 | 0.95 | 0.95 | 0.95 |  |  | Retail (lrg, 3-story) Storage ILit all | Retail (lrg, 3-story) Storage ILit all | 3412 | 5 | 95 | 12.15 | 0.95 | 0.05 | 0.05 | 0.05 | 0.05 | 0.05 | 0.05 | 0.05 | 0.05 | 0.3 | 0.95 | 0.95 | 0.95 | 0.95 | 0.95 | 0.95 | 0.95 | 0.95 | 0.95 | 0.95 | 0.95 | 0.5 | 0.4 | 0.05 | 0.05 | 0 | 0 | 0 | 0 | 0 | 0 | 0 | 0 | 0.27778 | 1 | 1 | 1 | 1 | 1 | 1 | 1 | 1 | 1 | 1 | 1 | 0.5 | 0.38889 | 0 | 0 | 0 | 0 | 0 | 0 | 0 | 0 | 0 | 0 | 0 | 0 | 0 | 0 | 0 | 0 | 0 | 0 | 0 | 0 | 0 | 0 | 0 | 0 | 0 | 0 | 0 | 0 | 0 | 0 | 0 | 0 | Retail - 3-Story Large | 0 | 0 | 0 | 0 | 0 | 0 | 0 | 0 | 0 | 0 | 0 | 0 | 0 | 0 | 0 | 0 | 0 | 0 | 0 | 0 | Retail - 3-Story Large - Storage (Conditioned) - all | 16 | 9 | 21 | 2698.25 | 351.4 | 2698.25 | 351.4 | 0 | 0 | 10.75 | 1.4 | 0 | 0 | 0 | 0 | 0 | 0 | 0 | 0 | 0 | 0 | 0.3 | 0.95 | 0.95 | 0.95 | 0.95 | 0.95 | 0.95 | 0.95 | 0.95 | 0.95 | 0.95 | 0.95 | 0 | 0 | 0 | 0
1801 | 18 | 1 | 12 | 1 |  |  |  |  | Retail - Single-Story Large | Auto Repair Workshop | Retail - Single-Story Large - Auto Repair Workshop |  | Retail - Single-Story Large | Retail - Single-Story Large - Auto Repair Workshop | Retail (lrg, 1-story) AutoShop | Sat | 22 | 52 | 52 | 0.039473 | 1.1232 | 1.1445 | 0.67326 | 0.71814 | 0.6583 |  |  | 0 | 0 | 0 | 0 | 0 |  |  | 33.8912 | 34.5345 | 20.3144 | 21.6687 | 19.863 |  |  | 0 | 0 | 0 | 0 | 0 |  |  | 0 | 0 | 0 | 0 | 0 |  |  | 0 | 0 | 0 | 0 | 0 |  |  | 0 | 0 | 0 | 0 | 0 |  |  | 0 | 0 | 0 | 0 | 0 |  |  | Retail (lrg, 1-story) AutoShop ILit Sat | Retail (lrg, 1-story) AutoShop ILit all | 3442 | 5 | 100 | 14.7 | 1 | 0.05 | 0.05 | 0.05 | 0.05 | 0.05 | 0.05 | 0.05 | 0.05 | 1 | 1 | 1 | 1 | 1 | 1 | 1 | 1 | 1 | 1 | 1 | 1 | 1 | 1 | 0.25 | 0.05 | 0 | 0 | 0 | 0 | 0 | 0 | 0 | 0 | 1 | 1 | 1 | 1 | 1 | 1 | 1 | 1 | 1 | 1 | 1 | 1 | 1 | 1 | 0.21053 | 0 | 0 | 0 | 0 | 0 | 0 | 0 | 0 | 0 | 0 | 0 | 0 | 0 | 0 | 0 | 0 | 0 | 0 | 0 | 0 | 0 | 0 | 0 | 0 | 0 | 0 | 0 | 0 | 0 | 0 | 0 |  | 0 | 0 | 0 | 0 | 0 | 0 | 0 | 0 | 0 | 0 | 0 | 0 | 0 | 0 | 0 | 0 | 0 | 0 | 0 | 0 | Retail - Single-Story Large - Auto Repair Workshop - Sat | 10 | 9 | 16 | 364 | 400.4 | 0 | 0 | 364 | 400.4 | 0 | 0 | 7 | 7.7 | 0 | 0 | 0 | 0 | 0 | 0 | 0 | 0 | 1 | 1 | 1 | 1 | 1 | 1 | 1 | 0 | 0 | 0 | 0 | 0 | 0 | 0 | 0 | 0
1802 | 18 | 2 | 13 | 2 |  |  |  |  | Retail - Single-Story Large | Auto Repair Workshop | Retail - Single-Story Large - Auto Repair Workshop |  | Retail - Single-Story Large | Retail - Single-Story Large - Auto Repair Workshop | Retail (lrg, 1-story) AutoShop | Sun | 9 | 52 | 52 | 0.039473 | 1.1232 | 1.1445 | 0.67326 | 0.71814 | 0.6583 |  |  | 0 | 0 | 0 | 0 | 0 |  |  | 33.8912 | 34.5345 | 20.3144 | 21.6687 | 19.863 |  |  | 0 | 0 | 0 | 0 | 0 |  |  | 0 | 0 | 0 | 0 | 0 |  |  | 0 | 0 | 0 | 0 | 0 |  |  | 0 | 0 | 0 | 0 | 0 |  |  | 0 | 0 | 0 | 0 | 0 |  |  | Retail (lrg, 1-story) AutoShop ILit Sun | Retail (lrg, 1-story) AutoShop ILit all | 3442 | 5 | 100 | 14.7 | 1 | 0.05 | 0.05 | 0.05 | 0.05 | 0.05 | 0.05 | 0.05 | 0.05 | 1 | 1 | 1 | 1 | 1 | 1 | 1 | 1 | 1 | 1 | 1 | 1 | 1 | 1 | 0.25 | 0.05 | 0 | 0 | 0 | 0 | 0 | 0 | 0 | 0 | 1 | 1 | 1 | 1 | 1 | 1 | 1 | 1 | 1 | 1 | 1 | 1 | 1 | 1 | 0.21053 | 0 | 0 | 0 | 0 | 0 | 0 | 0 | 0 | 0 | 0 | 0 | 0 | 0 | 0 | 0 | 0 | 0 | 0 | 0 | 0 | 0 | 0 | 0 | 0 | 0 | 0 | 0 | 0 | 0 | 0 | 0 |  | 0 | 0 | 0 | 0 | 0 | 0 | 0 | 0 | 0 | 0 | 0 | 0 | 0 | 0 | 0 | 0 | 0 | 0 | 0 | 0 | Retail - Single-Story Large - Auto Repair Workshop - Sun | 12 | 9 | 16 | 364 | 400.4 | 0 | 0 | 364 | 400.4 | 0 | 0 | 7 | 7.7 | 0 | 0 | 0 | 0 | 0 | 0 | 0 | 0 | 1 | 1 | 1 | 1 | 1 | 1 | 1 | 0 | 0 | 0 | 0 | 0 | 0 | 0 | 0 | 0
1803 | 18 | 3 | 14 | 3 |  |  |  |  | Retail - Single-Story Large | Auto Repair Workshop | Retail - Single-Story Large - Auto Repair Workshop |  | Retail - Single-Story Large | Retail - Single-Story Large - Auto Repair Workshop | Retail (lrg, 1-story) AutoShop | Hol | 22 | 10 | 10 | 0.039473 | 1.1232 | 1.1445 | 0.67326 | 0.71814 | 0.6583 |  |  | 0 | 0 | 0 | 0 | 0 |  |  | 6.5175 | 6.6412 | 3.9066 | 4.1671 | 3.8198 |  |  | 0 | 0 | 0 | 0 | 0 |  |  | 0 | 0 | 0 | 0 | 0 |  |  | 0 | 0 | 0 | 0 | 0 |  |  | 0 | 0 | 0 | 0 | 0 |  |  | 0 | 0 | 0 | 0 | 0 |  |  | Retail (lrg, 1-story) AutoShop ILit Hol | Retail (lrg, 1-story) AutoShop ILit all | 3442 | 5 | 100 | 14.7 | 1 | 0.05 | 0.05 | 0.05 | 0.05 | 0.05 | 0.05 | 0.05 | 0.05 | 1 | 1 | 1 | 1 | 1 | 1 | 1 | 1 | 1 | 1 | 1 | 1 | 1 | 1 | 0.25 | 0.05 | 0 | 0 | 0 | 0 | 0 | 0 | 0 | 0 | 1 | 1 | 1 | 1 | 1 | 1 | 1 | 1 | 1 | 1 | 1 | 1 | 1 | 1 | 0.21053 | 0 | 0 | 0 | 0 | 0 | 0 | 0 | 0 | 0 | 0 | 0 | 0 | 0 | 0 | 0 | 0 | 0 | 0 | 0 | 0 | 0 | 0 | 0 | 0 | 0 | 0 | 0 | 0 | 0 | 0 | 0 |  | 0 | 0 | 0 | 0 | 0 | 0 | 0 | 0 | 0 | 0 | 0 | 0 | 0 | 0 | 0 | 0 | 0 | 0 | 0 | 0 | Retail - Single-Story Large - Auto Repair Workshop - Hol | 14 | 9 | 16 | 70 | 77 | 0 | 0 | 70 | 77 | 0 | 0 | 7 | 7.7 | 0 | 0 | 0 | 0 | 0 | 0 | 0 | 0 | 1 | 1 | 1 | 1 | 1 | 1 | 1 | 0 | 0 | 0 | 0 | 0 | 0 | 0 | 0 | 0
1804 | 18 | 4 | 15 | 4 |  |  | Retail - Single-Story Large - Auto Repair Workshop | Retail - Single-Story Large - Auto Repair Workshop | Retail - Single-Story Large | Auto Repair Workshop | Retail - Single-Story Large - Auto Repair Workshop |  | Retail - Single-Story Large | Retail - Single-Story Large - Auto Repair Workshop | Retail (lrg, 1-story) AutoShop | all | 9 | 251 | 251 | 0.039473 | 1.1232 | 1.1445 | 0.67326 | 0.71814 | 0.6583 |  |  | 0.044337 | 0.045179 | 0.026576 | 0.028347 | 0.025985 |  |  | 163.5901 | 166.6952 | 98.056 | 104.5931 | 95.877 |  |  | 0.044337 | 0.045179 | 0.026576 | 0.028347 | 0.025985 |  |  | 5365.5 | 5365.5 | 5365.5 | 5365.5 | 5365.5 |  |  | 0 | 0 | 0 | 0 | 0 |  |  | 1 | 1 | 1 | 1 | 1 |  |  | 0 | 0 | 0 | 0 | 0 |  |  | Retail (lrg, 1-story) AutoShop ILit all | Retail (lrg, 1-story) AutoShop ILit all | 3441 | 5 | 100 | 14.7 | 1 | 0.05 | 0.05 | 0.05 | 0.05 | 0.05 | 0.05 | 0.05 | 0.05 | 1 | 1 | 1 | 1 | 1 | 1 | 1 | 1 | 1 | 1 | 1 | 1 | 1 | 1 | 0.25 | 0.05 | 0 | 0 | 0 | 0 | 0 | 0 | 0 | 0 | 1 | 1 | 1 | 1 | 1 | 1 | 1 | 1 | 1 | 1 | 1 | 1 | 1 | 1 | 0.21053 | 0 | 0 | 0 | 0 | 0 | 0 | 0 | 0 | 0 | 0 | 0 | 0 | 0 | 0 | 0 | 0 | 0 | 0 | 0 | 0 | 0 | 0 | 0 | 0 | 0 | 0 | 0 | 0 | 0 | 0 | 0 |  | 0 | 0 | 0 | 0 | 0 | 0 | 0 | 0 | 0 | 0 | 0 | 0 | 0 | 0 | 0 | 0 | 0 | 0 | 0 | 0 | Retail - Single-Story Large - Auto Repair Workshop - all | 16 | 9 | 21 | 3012 | 677.7 | 3012 | 677.7 | 0 | 0 | 12 | 2.7 | 0 | 0 | 0 | 0 | 0 | 0 | 0 | 0 | 0 | 0 | 1 | 1 | 1 | 1 | 1 | 1 | 1 | 1 | 1 | 1 | 1 | 1 | 0 | 0 | 0 | 0
1805 | 18 | 5 | 12 | 1 |  |  |  |  | Retail - Single-Story Large | Kitchen and Food Preparation | Retail - Single-Story Large - Kitchen and Food Preparation |  | Retail - Single-Story Large | Retail - Single-Story Large - Kitchen and Food Preparation | Retail (lrg, 1-story) Dining | Sat | 22 | 52 | 52 | 0.011179 | 2.2464 | 2.2891 | 0.95378 | 1.0174 | 0.95752 |  |  | 0 | 0 | 0 | 0 | 0 |  |  | 17.5643 | 17.8977 | 7.4574 | 7.9545 | 7.4866 |  |  | 0 | 0 | 0 | 0 | 0 |  |  | 0 | 0 | 0 | 0 | 0 |  |  | 0 | 0 | 0 | 0 | 0 |  |  | 0 | 0 | 0 | 0 | 0 |  |  | 0 | 0 | 0 | 0 | 0 |  |  | Retail (lrg, 1-story) Dining ILit Sat | Retail (lrg, 1-story) Dining ILit all | 3436 | 0 | 100 | 13.45 | 1 | 0.05 | 0.05 | 0.05 | 0.05 | 0.05 | 0.05 | 0.05 | 0.05 | 0.05 | 1 | 1 | 1 | 1 | 1 | 1 | 1 | 1 | 1 | 1 | 1 | 1 | 1 | 0 | 0 | 0.05 | 0.05 | 0.05 | 0.05 | 0.05 | 0.05 | 0.05 | 0.05 | 0.05 | 1 | 1 | 1 | 1 | 1 | 1 | 1 | 1 | 1 | 1 | 1 | 1 | 1 | 0 | 0 | 0 | 0 | 0 | 0 | 0 | 0 | 0 | 0 | 0 | 0 | 0 | 0 | 0 | 0 | 0 | 0 | 0 | 0 | 0 | 0 | 0 | 0 | 0 | 0 | 0 | 0 | 0 | 0 | 0 | 0 |  | 0 | 0 | 0 | 0 | 0 | 0 | 0 | 0 | 0 | 0 | 0 | 0 | 0 | 0 | 0 | 0 | 0 | 0 | 0 | 0 | Retail - Single-Story Large - Kitchen and Food Preparation - Sat | 10 | 9 | 16 | 314.6 | 384.8 | 0 | 0 | 314.6 | 384.8 | 0 | 0 | 6.05 | 7.4 | 0 | 0 | 0 | 0 | 0 | 0 | 0 | 0 | 0.05 | 1 | 1 | 1 | 1 | 1 | 1 | 0 | 0 | 0 | 0 | 0 | 0 | 0 | 0 | 0
1806 | 18 | 6 | 13 | 2 |  |  |  |  | Retail - Single-Story Large | Kitchen and Food Preparation | Retail - Single-Story Large - Kitchen and Food Preparation |  | Retail - Single-Story Large | Retail - Single-Story Large - Kitchen and Food Preparation | Retail (lrg, 1-story) Dining | Sun | 9 | 52 | 52 | 0.011179 | 2.2464 | 2.2891 | 0.95378 | 1.0174 | 0.95752 |  |  | 0 | 0 | 0 | 0 | 0 |  |  | 17.5643 | 17.8977 | 7.4574 | 7.9545 | 7.4866 |  |  | 0 | 0 | 0 | 0 | 0 |  |  | 0 | 0 | 0 | 0 | 0 |  |  | 0 | 0 | 0 | 0 | 0 |  |  | 0 | 0 | 0 | 0 | 0 |  |  | 0 | 0 | 0 | 0 | 0 |  |  | Retail (lrg, 1-story) Dining ILit Sun | Retail (lrg, 1-story) Dining ILit all | 3436 | 0 | 100 | 13.45 | 1 | 0.05 | 0.05 | 0.05 | 0.05 | 0.05 | 0.05 | 0.05 | 0.05 | 0.05 | 1 | 1 | 1 | 1 | 1 | 1 | 1 | 1 | 1 | 1 | 1 | 1 | 1 | 0 | 0 | 0.05 | 0.05 | 0.05 | 0.05 | 0.05 | 0.05 | 0.05 | 0.05 | 0.05 | 1 | 1 | 1 | 1 | 1 | 1 | 1 | 1 | 1 | 1 | 1 | 1 | 1 | 0 | 0 | 0 | 0 | 0 | 0 | 0 | 0 | 0 | 0 | 0 | 0 | 0 | 0 | 0 | 0 | 0 | 0 | 0 | 0 | 0 | 0 | 0 | 0 | 0 | 0 | 0 | 0 | 0 | 0 | 0 | 0 |  | 0 | 0 | 0 | 0 | 0 | 0 | 0 | 0 | 0 | 0 | 0 | 0 | 0 | 0 | 0 | 0 | 0 | 0 | 0 | 0 | Retail - Single-Story Large - Kitchen and Food Preparation - Sun | 12 | 9 | 16 | 314.6 | 384.8 | 0 | 0 | 314.6 | 384.8 | 0 | 0 | 6.05 | 7.4 | 0 | 0 | 0 | 0 | 0 | 0 | 0 | 0 | 0.05 | 1 | 1 | 1 | 1 | 1 | 1 | 0 | 0 | 0 | 0 | 0 | 0 | 0 | 0 | 0
1807 | 18 | 7 | 14 | 3 |  |  |  |  | Retail - Single-Story Large | Kitchen and Food Preparation | Retail - Single-Story Large - Kitchen and Food Preparation |  | Retail - Single-Story Large | Retail - Single-Story Large - Kitchen and Food Preparation | Retail (lrg, 1-story) Dining | Hol | 22 | 10 | 10 | 0.011179 | 2.2464 | 2.2891 | 0.95378 | 1.0174 | 0.95752 |  |  | 0 | 0 | 0 | 0 | 0 |  |  | 3.3777 | 3.4419 | 1.4341 | 1.5297 | 1.4397 |  |  | 0 | 0 | 0 | 0 | 0 |  |  | 0 | 0 | 0 | 0 | 0 |  |  | 0 | 0 | 0 | 0 | 0 |  |  | 0 | 0 | 0 | 0 | 0 |  |  | 0 | 0 | 0 | 0 | 0 |  |  | Retail (lrg, 1-story) Dining ILit Hol | Retail (lrg, 1-story) Dining ILit all | 3436 | 0 | 100 | 13.45 | 1 | 0.05 | 0.05 | 0.05 | 0.05 | 0.05 | 0.05 | 0.05 | 0.05 | 0.05 | 1 | 1 | 1 | 1 | 1 | 1 | 1 | 1 | 1 | 1 | 1 | 1 | 1 | 0 | 0 | 0.05 | 0.05 | 0.05 | 0.05 | 0.05 | 0.05 | 0.05 | 0.05 | 0.05 | 1 | 1 | 1 | 1 | 1 | 1 | 1 | 1 | 1 | 1 | 1 | 1 | 1 | 0 | 0 | 0 | 0 | 0 | 0 | 0 | 0 | 0 | 0 | 0 | 0 | 0 | 0 | 0 | 0 | 0 | 0 | 0 | 0 | 0 | 0 | 0 | 0 | 0 | 0 | 0 | 0 | 0 | 0 | 0 | 0 |  | 0 | 0 | 0 | 0 | 0 | 0 | 0 | 0 | 0 | 0 | 0 | 0 | 0 | 0 | 0 | 0 | 0 | 0 | 0 | 0 | Retail - Single-Story Large - Kitchen and Food Preparation - Hol | 14 | 9 | 16 | 60.5 | 74 | 0 | 0 | 60.5 | 74 | 0 | 0 | 6.05 | 7.4 | 0 | 0 | 0 | 0 | 0 | 0 | 0 | 0 | 0.05 | 1 | 1 | 1 | 1 | 1 | 1 | 0 | 0 | 0 | 0 | 0 | 0 | 0 | 0 | 0
1808 | 18 | 8 | 15 | 4 |  |  | Retail - Single-Story Large - Kitchen and Food Preparation | Retail - Single-Story Large - Kitchen and Food Preparation | Retail - Single-Story Large | Kitchen and Food Preparation | Retail - Single-Story Large - Kitchen and Food Preparation |  | Retail - Single-Story Large | Retail - Single-Story Large - Kitchen and Food Preparation | Retail (lrg, 1-story) Dining | all | 9 | 251 | 251 | 0.011179 | 2.2464 | 2.2891 | 0.95378 | 1.0174 | 0.95752 |  |  | 0.025113 | 0.02559 | 0.010663 | 0.011373 | 0.010704 |  |  | 84.7814 | 86.3906 | 35.9961 | 38.3958 | 36.1373 |  |  | 0.025113 | 0.02559 | 0.010663 | 0.011373 | 0.010704 |  |  | 4909.25 | 4909.25 | 4909.25 | 4909.25 | 4909.25 |  |  | 0 | 0 | 0 | 0 | 0 |  |  | 1 | 1 | 1 | 1 | 1 |  |  | 0 | 0 | 0 | 0 | 0 |  |  | Retail (lrg, 1-story) Dining ILit all | Retail (lrg, 1-story) Dining ILit all | 3435 | 0 | 100 | 13.45 | 1 | 0.05 | 0.05 | 0.05 | 0.05 | 0.05 | 0.05 | 0.05 | 0.05 | 0.05 | 1 | 1 | 1 | 1 | 1 | 1 | 1 | 1 | 1 | 1 | 1 | 1 | 1 | 0 | 0 | 0.05 | 0.05 | 0.05 | 0.05 | 0.05 | 0.05 | 0.05 | 0.05 | 0.05 | 1 | 1 | 1 | 1 | 1 | 1 | 1 | 1 | 1 | 1 | 1 | 1 | 1 | 0 | 0 | 0 | 0 | 0 | 0 | 0 | 0 | 0 | 0 | 0 | 0 | 0 | 0 | 0 | 0 | 0 | 0 | 0 | 0 | 0 | 0 | 0 | 0 | 0 | 0 | 0 | 0 | 0 | 0 | 0 | 0 |  | 0 | 0 | 0 | 0 | 0 | 0 | 0 | 0 | 0 | 0 | 0 | 0 | 0 | 0 | 0 | 0 | 0 | 0 | 0 | 0 | Retail - Single-Story Large - Kitchen and Food Preparation - all | 16 | 9 | 21 | 2773.55 | 602.4 | 2773.55 | 602.4 | 0 | 0 | 11.05 | 2.4 | 0 | 0 | 0 | 0 | 0 | 0 | 0 | 0 | 0 | 0 | 0.05 | 1 | 1 | 1 | 1 | 1 | 1 | 1 | 1 | 1 | 1 | 1 | 0 | 0 | 0 | 0
1809 | 18 | 9 | 12 | 1 |  |  |  |  | Retail - Single-Story Large | Office (General) | Retail - Single-Story Large - Office (General) |  | Retail - Single-Story Large | Retail - Single-Story Large - Office (General) | Retail (lrg, 1-story) Office | Sat | 22 | 52 | 52 | 0.035885 | 1.152 | 1.1445 | 0.72936 | 0.77799 | 0.71814 |  |  | 0 | 0 | 0 | 0 | 0 |  |  | 19.5624 | 19.4354 | 12.3853 | 13.211 | 12.1948 |  |  | 0 | 0 | 0 | 0 | 0 |  |  | 0 | 0 | 0 | 0 | 0 |  |  | 0 | 0 | 0 | 0 | 0 |  |  | 0 | 0 | 0 | 0 | 0 |  |  | 0 | 0 | 0 | 0 | 0 |  |  | Retail (lrg, 1-story) Office ILit Sat | Retail (lrg, 1-story) Office ILit all | 3449 | 0 | 90 | 9.1 | 0.9 | 0.05 | 0.05 | 0.05 | 0.05 | 0.05 | 0.05 | 0.05 | 0.05 | 0.5 | 0.9 | 0.9 | 0.9 | 0.9 | 0.9 | 0.9 | 0.9 | 0.9 | 0.9 | 0.1 | 0 | 0 | 0 | 0 | 0 | 0.055556 | 0.055556 | 0.055556 | 0.055556 | 0.055556 | 0.055556 | 0.055556 | 0.055556 | 0.55556 | 1 | 1 | 1 | 1 | 1 | 1 | 1 | 1 | 1 | 0.11111 | 0 | 0 | 0 | 0 | 0 | 0 | 0 | 0 | 0 | 0 | 0 | 0 | 0 | 0 | 0 | 0 | 0 | 0 | 0 | 0 | 0 | 0 | 0 | 0 | 0 | 0 | 0 | 0 | 0 | 0 | 0 | 0 | 0 | 0 | 0 |  | 0 | 0 | 0 | 0 | 0 | 0 | 0 | 0 | 0 | 0 | 0 | 0 | 0 | 0 | 0 | 0 | 0 | 0 | 0 | 0 | Retail - Single-Story Large - Office (General) - Sat | 10 | 9 | 16 | 306.8 | 166.4 | 0 | 0 | 306.8 | 166.4 | 0 | 0 | 5.9 | 3.2 | 0 | 0 | 0 | 0 | 0 | 0 | 0 | 0 | 0.5 | 0.9 | 0.9 | 0.9 | 0.9 | 0.9 | 0.9 | 0 | 0 | 0 | 0 | 0 | 0 | 0 | 0 | 0
1810 | 18 | 10 | 13 | 2 |  |  |  |  | Retail - Single-Story Large | Office (General) | Retail - Single-Story Large - Office (General) |  | Retail - Single-Story Large | Retail - Single-Story Large - Office (General) | Retail (lrg, 1-story) Office | Sun | 9 | 52 | 52 | 0.035885 | 1.152 | 1.1445 | 0.72936 | 0.77799 | 0.71814 |  |  | 0 | 0 | 0 | 0 | 0 |  |  | 4.8369 | 4.8055 | 3.0623 | 3.2665 | 3.0152 |  |  | 0 | 0 | 0 | 0 | 0 |  |  | 0 | 0 | 0 | 0 | 0 |  |  | 0 | 0 | 0 | 0 | 0 |  |  | 0 | 0 | 0 | 0 | 0 |  |  | 0 | 0 | 0 | 0 | 0 |  |  | Retail (lrg, 1-story) Office ILit Sun | Retail (lrg, 1-story) Office ILit all | 3450 | 5 | 50 | 2.25 | 0.05 | 0.05 | 0.05 | 0.05 | 0.05 | 0.05 | 0.05 | 0.05 | 0.05 | 0.1 | 0.5 | 0.5 | 0.1 | 0.1 | 0.05 | 0.05 | 0.05 | 0.05 | 0.05 | 0.05 | 0.05 | 0.05 | 0.05 | 0.05 | 0.05 | 0 | 0 | 0 | 0 | 0 | 0 | 0 | 0 | 0.11111 | 1 | 1 | 0.11111 | 0.11111 | 0 | 0 | 0 | 0 | 0 | 0 | 0 | 0 | 0 | 0 | 0 | 0 | 0 | 0 | 0 | 0 | 0 | 0 | 0 | 0 | 0 | 0 | 0 | 0 | 0 | 0 | 0 | 0 | 0 | 0 | 0 | 0 | 0 | 0 | 0 | 0 | 0 | 0 | 0 | 0 | 0 |  | 0 | 0 | 0 | 0 | 0 | 0 | 0 | 0 | 0 | 0 | 0 | 0 | 0 | 0 | 0 | 0 | 0 | 0 | 0 | 0 | Retail - Single-Story Large - Office (General) - Sun | 12 | 9 | 16 | 72.8 | 44.2 | 0 | 0 | 72.8 | 44.2 | 0 | 0 | 1.4 | 0.85 | 0 | 0 | 0 | 0 | 0 | 0 | 0 | 0 | 0.1 | 0.5 | 0.5 | 0.1 | 0.1 | 0.05 | 0.05 | 0 | 0 | 0 | 0 | 0 | 0 | 0 | 0 | 0
1811 | 18 | 11 | 14 | 3 |  |  |  |  | Retail - Single-Story Large | Office (General) | Retail - Single-Story Large - Office (General) |  | Retail - Single-Story Large | Retail - Single-Story Large - Office (General) | Retail (lrg, 1-story) Office | Hol | 22 | 10 | 10 | 0.035885 | 1.152 | 1.1445 | 0.72936 | 0.77799 | 0.71814 |  |  | 0 | 0 | 0 | 0 | 0 |  |  | 0.93017 | 0.92413 | 0.5889 | 0.62816 | 0.57984 |  |  | 0 | 0 | 0 | 0 | 0 |  |  | 0 | 0 | 0 | 0 | 0 |  |  | 0 | 0 | 0 | 0 | 0 |  |  | 0 | 0 | 0 | 0 | 0 |  |  | 0 | 0 | 0 | 0 | 0 |  |  | Retail (lrg, 1-story) Office ILit Hol | Retail (lrg, 1-story) Office ILit all | 3450 | 5 | 50 | 2.25 | 0.05 | 0.05 | 0.05 | 0.05 | 0.05 | 0.05 | 0.05 | 0.05 | 0.05 | 0.1 | 0.5 | 0.5 | 0.1 | 0.1 | 0.05 | 0.05 | 0.05 | 0.05 | 0.05 | 0.05 | 0.05 | 0.05 | 0.05 | 0.05 | 0.05 | 0 | 0 | 0 | 0 | 0 | 0 | 0 | 0 | 0.11111 | 1 | 1 | 0.11111 | 0.11111 | 0 | 0 | 0 | 0 | 0 | 0 | 0 | 0 | 0 | 0 | 0 | 0 | 0 | 0 | 0 | 0 | 0 | 0 | 0 | 0 | 0 | 0 | 0 | 0 | 0 | 0 | 0 | 0 | 0 | 0 | 0 | 0 | 0 | 0 | 0 | 0 | 0 | 0 | 0 | 0 | 0 |  | 0 | 0 | 0 | 0 | 0 | 0 | 0 | 0 | 0 | 0 | 0 | 0 | 0 | 0 | 0 | 0 | 0 | 0 | 0 | 0 | Retail - Single-Story Large - Office (General) - Hol | 14 | 9 | 16 | 14 | 8.5 | 0 | 0 | 14 | 8.5 | 0 | 0 | 1.4 | 0.85 | 0 | 0 | 0 | 0 | 0 | 0 | 0 | 0 | 0.1 | 0.5 | 0.5 | 0.1 | 0.1 | 0.05 | 0.05 | 0 | 0 | 0 | 0 | 0 | 0 | 0 | 0 | 0
1812 | 18 | 12 | 15 | 4 |  |  | Retail - Single-Story Large - Office (General) | Retail - Single-Story Large - Office (General) | Retail - Single-Story Large | Office (General) | Retail - Single-Story Large - Office (General) |  | Retail - Single-Story Large | Retail - Single-Story Large - Office (General) | Retail (lrg, 1-story) Office | all | 9 | 251 | 251 | 0.035885 | 1.152 | 1.1445 | 0.72936 | 0.77799 | 0.71814 |  |  | 0.041341 | 0.041072 | 0.026173 | 0.027918 | 0.025771 |  |  | 111.5476 | 110.8232 | 70.6226 | 75.3308 | 69.5361 |  |  | 0.041341 | 0.041072 | 0.026173 | 0.027918 | 0.025771 |  |  | 3310.95 | 3310.95 | 3310.95 | 3310.95 | 3310.95 |  |  | 0 | 0 | 0 | 0 | 0 |  |  | 1 | 1 | 1 | 1 | 1 |  |  | 0 | 0 | 0 | 0 | 0 |  |  | Retail (lrg, 1-story) Office ILit all | Retail (lrg, 1-story) Office ILit all | 3448 | 5 | 100 | 10.75 | 1 | 0.05 | 0.05 | 0.05 | 0.05 | 0.05 | 0.05 | 0.05 | 0.1 | 1 | 1 | 1 | 1 | 1 | 1 | 1 | 1 | 1 | 1 | 0.05 | 0.05 | 0.05 | 0.05 | 0.05 | 0.05 | 0 | 0 | 0 | 0 | 0 | 0 | 0 | 0.052632 | 1 | 1 | 1 | 1 | 1 | 1 | 1 | 1 | 1 | 1 | 0 | 0 | 0 | 0 | 0 | 0 | 0 | 0 | 0 | 0 | 0 | 0 | 0 | 0 | 0 | 0 | 0 | 0 | 0 | 0 | 0 | 0 | 0 | 0 | 0 | 0 | 0 | 0 | 0 | 0 | 0 | 0 | 0 | 0 | 0 | 0 |  | 0 | 0 | 0 | 0 | 0 | 0 | 0 | 0 | 0 | 0 | 0 | 0 | 0 | 0 | 0 | 0 | 0 | 0 | 0 | 0 | Retail - Single-Story Large - Office (General) - all | 16 | 9 | 21 | 2535.1 | 163.15 | 2535.1 | 163.15 | 0 | 0 | 10.1 | 0.65 | 0 | 0 | 0 | 0 | 0 | 0 | 0 | 0 | 0 | 0 | 1 | 1 | 1 | 1 | 1 | 1 | 1 | 1 | 1 | 1 | 0.05 | 0.05 | 0 | 0 | 0 | 0
1813 | 18 | 13 | 12 | 1 |  |  |  |  | Retail - Single-Story Large | Pharmacy | Retail - Single-Story Large - Pharmacy |  | Retail - Single-Story Large | Retail - Single-Story Large - Pharmacy | Retail (lrg, 1-story) Pharmacy | Sat | 22 | 52 | 52 | 0.012837 | 1.7568 | 1.7804 | 1.1221 | 1.1969 | 1.0174 |  |  | 0 | 0 | 0 | 0 | 0 |  |  | 17.0051 | 17.2331 | 10.8612 | 11.5853 | 9.8475 |  |  | 0 | 0 | 0 | 0 | 0 |  |  | 0 | 0 | 0 | 0 | 0 |  |  | 0 | 0 | 0 | 0 | 0 |  |  | 0 | 0 | 0 | 0 | 0 |  |  | 0 | 0 | 0 | 0 | 0 |  |  | Retail (lrg, 1-story) Pharmacy ILit Sat | Retail (lrg, 1-story) Pharmacy ILit all | 3430 | 5 | 100 | 14.5 | 1 | 0.05 | 0.05 | 0.05 | 0.05 | 0.05 | 0.05 | 0.05 | 0.05 | 1 | 1 | 1 | 1 | 1 | 1 | 1 | 1 | 1 | 1 | 1 | 1 | 1 | 1 | 0.05 | 0.05 | 0 | 0 | 0 | 0 | 0 | 0 | 0 | 0 | 1 | 1 | 1 | 1 | 1 | 1 | 1 | 1 | 1 | 1 | 1 | 1 | 1 | 1 | 0 | 0 | 0 | 0 | 0 | 0 | 0 | 0 | 0 | 0 | 0 | 0 | 0 | 0 | 0 | 0 | 0 | 0 | 0 | 0 | 0 | 0 | 0 | 0 | 0 | 0 | 0 | 0 | 0 | 0 | 0 | 0 |  | 0 | 0 | 0 | 0 | 0 | 0 | 0 | 0 | 0 | 0 | 0 | 0 | 0 | 0 | 0 | 0 | 0 | 0 | 0 | 0 | Retail - Single-Story Large - Pharmacy - Sat | 10 | 9 | 16 | 364 | 390 | 0 | 0 | 364 | 390 | 0 | 0 | 7 | 7.5 | 0 | 0 | 0 | 0 | 0 | 0 | 0 | 0 | 1 | 1 | 1 | 1 | 1 | 1 | 1 | 0 | 0 | 0 | 0 | 0 | 0 | 0 | 0 | 0
1814 | 18 | 14 | 13 | 2 |  |  |  |  | Retail - Single-Story Large | Pharmacy | Retail - Single-Story Large - Pharmacy |  | Retail - Single-Story Large | Retail - Single-Story Large - Pharmacy | Retail (lrg, 1-story) Pharmacy | Sun | 9 | 52 | 52 | 0.012837 | 1.7568 | 1.7804 | 1.1221 | 1.1969 | 1.0174 |  |  | 0 | 0 | 0 | 0 | 0 |  |  | 17.0051 | 17.2331 | 10.8612 | 11.5853 | 9.8475 |  |  | 0 | 0 | 0 | 0 | 0 |  |  | 0 | 0 | 0 | 0 | 0 |  |  | 0 | 0 | 0 | 0 | 0 |  |  | 0 | 0 | 0 | 0 | 0 |  |  | 0 | 0 | 0 | 0 | 0 |  |  | Retail (lrg, 1-story) Pharmacy ILit Sun | Retail (lrg, 1-story) Pharmacy ILit all | 3430 | 5 | 100 | 14.5 | 1 | 0.05 | 0.05 | 0.05 | 0.05 | 0.05 | 0.05 | 0.05 | 0.05 | 1 | 1 | 1 | 1 | 1 | 1 | 1 | 1 | 1 | 1 | 1 | 1 | 1 | 1 | 0.05 | 0.05 | 0 | 0 | 0 | 0 | 0 | 0 | 0 | 0 | 1 | 1 | 1 | 1 | 1 | 1 | 1 | 1 | 1 | 1 | 1 | 1 | 1 | 1 | 0 | 0 | 0 | 0 | 0 | 0 | 0 | 0 | 0 | 0 | 0 | 0 | 0 | 0 | 0 | 0 | 0 | 0 | 0 | 0 | 0 | 0 | 0 | 0 | 0 | 0 | 0 | 0 | 0 | 0 | 0 | 0 |  | 0 | 0 | 0 | 0 | 0 | 0 | 0 | 0 | 0 | 0 | 0 | 0 | 0 | 0 | 0 | 0 | 0 | 0 | 0 | 0 | Retail - Single-Story Large - Pharmacy - Sun | 12 | 9 | 16 | 364 | 390 | 0 | 0 | 364 | 390 | 0 | 0 | 7 | 7.5 | 0 | 0 | 0 | 0 | 0 | 0 | 0 | 0 | 1 | 1 | 1 | 1 | 1 | 1 | 1 | 0 | 0 | 0 | 0 | 0 | 0 | 0 | 0 | 0
1815 | 18 | 15 | 14 | 3 |  |  |  |  | Retail - Single-Story Large | Pharmacy | Retail - Single-Story Large - Pharmacy |  | Retail - Single-Story Large | Retail - Single-Story Large - Pharmacy | Retail (lrg, 1-story) Pharmacy | Hol | 22 | 10 | 10 | 0.012837 | 1.7568 | 1.7804 | 1.1221 | 1.1969 | 1.0174 |  |  | 0 | 0 | 0 | 0 | 0 |  |  | 3.2702 | 3.3141 | 2.0887 | 2.2279 | 1.8938 |  |  | 0 | 0 | 0 | 0 | 0 |  |  | 0 | 0 | 0 | 0 | 0 |  |  | 0 | 0 | 0 | 0 | 0 |  |  | 0 | 0 | 0 | 0 | 0 |  |  | 0 | 0 | 0 | 0 | 0 |  |  | Retail (lrg, 1-story) Pharmacy ILit Hol | Retail (lrg, 1-story) Pharmacy ILit all | 3430 | 5 | 100 | 14.5 | 1 | 0.05 | 0.05 | 0.05 | 0.05 | 0.05 | 0.05 | 0.05 | 0.05 | 1 | 1 | 1 | 1 | 1 | 1 | 1 | 1 | 1 | 1 | 1 | 1 | 1 | 1 | 0.05 | 0.05 | 0 | 0 | 0 | 0 | 0 | 0 | 0 | 0 | 1 | 1 | 1 | 1 | 1 | 1 | 1 | 1 | 1 | 1 | 1 | 1 | 1 | 1 | 0 | 0 | 0 | 0 | 0 | 0 | 0 | 0 | 0 | 0 | 0 | 0 | 0 | 0 | 0 | 0 | 0 | 0 | 0 | 0 | 0 | 0 | 0 | 0 | 0 | 0 | 0 | 0 | 0 | 0 | 0 | 0 |  | 0 | 0 | 0 | 0 | 0 | 0 | 0 | 0 | 0 | 0 | 0 | 0 | 0 | 0 | 0 | 0 | 0 | 0 | 0 | 0 | Retail - Single-Story Large - Pharmacy - Hol | 14 | 9 | 16 | 70 | 75 | 0 | 0 | 70 | 75 | 0 | 0 | 7 | 7.5 | 0 | 0 | 0 | 0 | 0 | 0 | 0 | 0 | 1 | 1 | 1 | 1 | 1 | 1 | 1 | 0 | 0 | 0 | 0 | 0 | 0 | 0 | 0 | 0
1816 | 18 | 16 | 15 | 4 |  |  | Retail - Single-Story Large - Pharmacy | Retail - Single-Story Large - Pharmacy | Retail - Single-Story Large | Pharmacy | Retail - Single-Story Large - Pharmacy |  | Retail - Single-Story Large | Retail - Single-Story Large - Pharmacy | Retail (lrg, 1-story) Pharmacy | all | 9 | 251 | 251 | 0.012837 | 1.7568 | 1.7804 | 1.1221 | 1.1969 | 1.0174 |  |  | 0.022553 | 0.022856 | 0.014405 | 0.015365 | 0.01306 |  |  | 82.0821 | 83.1831 | 52.4263 | 55.9214 | 47.5332 |  |  | 0.022553 | 0.022856 | 0.014405 | 0.015365 | 0.01306 |  |  | 5292.5 | 5292.5 | 5292.5 | 5292.5 | 5292.5 |  |  | 0 | 0 | 0 | 0 | 0 |  |  | 1 | 1 | 1 | 1 | 1 |  |  | 0 | 0 | 0 | 0 | 0 |  |  | Retail (lrg, 1-story) Pharmacy ILit all | Retail (lrg, 1-story) Pharmacy ILit all | 3429 | 5 | 100 | 14.5 | 1 | 0.05 | 0.05 | 0.05 | 0.05 | 0.05 | 0.05 | 0.05 | 0.05 | 1 | 1 | 1 | 1 | 1 | 1 | 1 | 1 | 1 | 1 | 1 | 1 | 1 | 1 | 0.05 | 0.05 | 0 | 0 | 0 | 0 | 0 | 0 | 0 | 0 | 1 | 1 | 1 | 1 | 1 | 1 | 1 | 1 | 1 | 1 | 1 | 1 | 1 | 1 | 0 | 0 | 0 | 0 | 0 | 0 | 0 | 0 | 0 | 0 | 0 | 0 | 0 | 0 | 0 | 0 | 0 | 0 | 0 | 0 | 0 | 0 | 0 | 0 | 0 | 0 | 0 | 0 | 0 | 0 | 0 | 0 |  | 0 | 0 | 0 | 0 | 0 | 0 | 0 | 0 | 0 | 0 | 0 | 0 | 0 | 0 | 0 | 0 | 0 | 0 | 0 | 0 | Retail - Single-Story Large - Pharmacy - all | 16 | 9 | 21 | 3012 | 627.5 | 3012 | 627.5 | 0 | 0 | 12 | 2.5 | 0 | 0 | 0 | 0 | 0 | 0 | 0 | 0 | 0 | 0 | 1 | 1 | 1 | 1 | 1 | 1 | 1 | 1 | 1 | 1 | 1 | 1 | 0 | 0 | 0 | 0
1817 | 18 | 17 | 12 | 1 |  |  |  |  | Retail - Single-Story Large | Retail Sales and Wholesale Showroom | Retail - Single-Story Large - Retail Sales and Wholesale Showroom |  | Retail - Single-Story Large | Retail - Single-Story Large - Retail Sales and Wholesale Showroom | Retail (lrg, 1-story) Sales | Sat | 22 | 52 | 52 | 0.80967 | 1.7568 | 1.7804 | 1.1221 | 1.1969 | 1.0174 |  |  | 0 | 0 | 0 | 0 | 0 |  |  | 1072.5309 | 1086.9165 | 685.0314 | 730.7002 | 621.0952 |  |  | 0 | 0 | 0 | 0 | 0 |  |  | 0 | 0 | 0 | 0 | 0 |  |  | 0 | 0 | 0 | 0 | 0 |  |  | 0 | 0 | 0 | 0 | 0 |  |  | 0 | 0 | 0 | 0 | 0 |  |  | Retail (lrg, 1-story) Sales ILit Sat | Retail (lrg, 1-story) Sales ILit all | 3424 | 5 | 100 | 14.5 | 1 | 0.05 | 0.05 | 0.05 | 0.05 | 0.05 | 0.05 | 0.05 | 0.05 | 1 | 1 | 1 | 1 | 1 | 1 | 1 | 1 | 1 | 1 | 1 | 1 | 1 | 1 | 0.05 | 0.05 | 0 | 0 | 0 | 0 | 0 | 0 | 0 | 0 | 1 | 1 | 1 | 1 | 1 | 1 | 1 | 1 | 1 | 1 | 1 | 1 | 1 | 1 | 0 | 0 | 0 | 0 | 0 | 0 | 0 | 0 | 0 | 0 | 0 | 0 | 0 | 0 | 0 | 0 | 0 | 0 | 0 | 0 | 0 | 0 | 0 | 0 | 0 | 0 | 0 | 0 | 0 | 0 | 0 | 0 |  | 0 | 0 | 0 | 0 | 0 | 0 | 0 | 0 | 0 | 0 | 0 | 0 | 0 | 0 | 0 | 0 | 0 | 0 | 0 | 0 | Retail - Single-Story Large - Retail Sales and Wholesale Showroom - Sat | 10 | 9 | 16 | 364 | 390 | 0 | 0 | 364 | 390 | 0 | 0 | 7 | 7.5 | 0 | 0 | 0 | 0 | 0 | 0 | 0 | 0 | 1 | 1 | 1 | 1 | 1 | 1 | 1 | 0 | 0 | 0 | 0 | 0 | 0 | 0 | 0 | 0
1818 | 18 | 18 | 13 | 2 |  |  |  |  | Retail - Single-Story Large | Retail Sales and Wholesale Showroom | Retail - Single-Story Large - Retail Sales and Wholesale Showroom |  | Retail - Single-Story Large | Retail - Single-Story Large - Retail Sales and Wholesale Showroom | Retail (lrg, 1-story) Sales | Sun | 9 | 52 | 52 | 0.80967 | 1.7568 | 1.7804 | 1.1221 | 1.1969 | 1.0174 |  |  | 0 | 0 | 0 | 0 | 0 |  |  | 1072.5309 | 1086.9165 | 685.0314 | 730.7002 | 621.0952 |  |  | 0 | 0 | 0 | 0 | 0 |  |  | 0 | 0 | 0 | 0 | 0 |  |  | 0 | 0 | 0 | 0 | 0 |  |  | 0 | 0 | 0 | 0 | 0 |  |  | 0 | 0 | 0 | 0 | 0 |  |  | Retail (lrg, 1-story) Sales ILit Sun | Retail (lrg, 1-story) Sales ILit all | 3424 | 5 | 100 | 14.5 | 1 | 0.05 | 0.05 | 0.05 | 0.05 | 0.05 | 0.05 | 0.05 | 0.05 | 1 | 1 | 1 | 1 | 1 | 1 | 1 | 1 | 1 | 1 | 1 | 1 | 1 | 1 | 0.05 | 0.05 | 0 | 0 | 0 | 0 | 0 | 0 | 0 | 0 | 1 | 1 | 1 | 1 | 1 | 1 | 1 | 1 | 1 | 1 | 1 | 1 | 1 | 1 | 0 | 0 | 0 | 0 | 0 | 0 | 0 | 0 | 0 | 0 | 0 | 0 | 0 | 0 | 0 | 0 | 0 | 0 | 0 | 0 | 0 | 0 | 0 | 0 | 0 | 0 | 0 | 0 | 0 | 0 | 0 | 0 |  | 0 | 0 | 0 | 0 | 0 | 0 | 0 | 0 | 0 | 0 | 0 | 0 | 0 | 0 | 0 | 0 | 0 | 0 | 0 | 0 | Retail - Single-Story Large - Retail Sales and Wholesale Showroom - Sun | 12 | 9 | 16 | 364 | 390 | 0 | 0 | 364 | 390 | 0 | 0 | 7 | 7.5 | 0 | 0 | 0 | 0 | 0 | 0 | 0 | 0 | 1 | 1 | 1 | 1 | 1 | 1 | 1 | 0 | 0 | 0 | 0 | 0 | 0 | 0 | 0 | 0
1819 | 18 | 19 | 14 | 3 |  |  |  |  | Retail - Single-Story Large | Retail Sales and Wholesale Showroom | Retail - Single-Story Large - Retail Sales and Wholesale Showroom |  | Retail - Single-Story Large | Retail - Single-Story Large - Retail Sales and Wholesale Showroom | Retail (lrg, 1-story) Sales | Hol | 22 | 10 | 10 | 0.80967 | 1.7568 | 1.7804 | 1.1221 | 1.1969 | 1.0174 |  |  | 0 | 0 | 0 | 0 | 0 |  |  | 206.2559 | 209.0224 | 131.7368 | 140.5193 | 119.4414 |  |  | 0 | 0 | 0 | 0 | 0 |  |  | 0 | 0 | 0 | 0 | 0 |  |  | 0 | 0 | 0 | 0 | 0 |  |  | 0 | 0 | 0 | 0 | 0 |  |  | 0 | 0 | 0 | 0 | 0 |  |  | Retail (lrg, 1-story) Sales ILit Hol | Retail (lrg, 1-story) Sales ILit all | 3424 | 5 | 100 | 14.5 | 1 | 0.05 | 0.05 | 0.05 | 0.05 | 0.05 | 0.05 | 0.05 | 0.05 | 1 | 1 | 1 | 1 | 1 | 1 | 1 | 1 | 1 | 1 | 1 | 1 | 1 | 1 | 0.05 | 0.05 | 0 | 0 | 0 | 0 | 0 | 0 | 0 | 0 | 1 | 1 | 1 | 1 | 1 | 1 | 1 | 1 | 1 | 1 | 1 | 1 | 1 | 1 | 0 | 0 | 0 | 0 | 0 | 0 | 0 | 0 | 0 | 0 | 0 | 0 | 0 | 0 | 0 | 0 | 0 | 0 | 0 | 0 | 0 | 0 | 0 | 0 | 0 | 0 | 0 | 0 | 0 | 0 | 0 | 0 |  | 0 | 0 | 0 | 0 | 0 | 0 | 0 | 0 | 0 | 0 | 0 | 0 | 0 | 0 | 0 | 0 | 0 | 0 | 0 | 0 | Retail - Single-Story Large - Retail Sales and Wholesale Showroom - Hol | 14 | 9 | 16 | 70 | 75 | 0 | 0 | 70 | 75 | 0 | 0 | 7 | 7.5 | 0 | 0 | 0 | 0 | 0 | 0 | 0 | 0 | 1 | 1 | 1 | 1 | 1 | 1 | 1 | 0 | 0 | 0 | 0 | 0 | 0 | 0 | 0 | 0
1820 | 18 | 20 | 15 | 4 |  |  | Retail - Single-Story Large - Retail Sales and Wholesale Showroom | Retail - Single-Story Large - Retail Sales and Wholesale Showroom | Retail - Single-Story Large | Retail Sales and Wholesale Showroom | Retail - Single-Story Large - Retail Sales and Wholesale Showroom |  | Retail - Single-Story Large | Retail - Single-Story Large - Retail Sales and Wholesale Showroom | Retail (lrg, 1-story) Sales | all | 9 | 251 | 251 | 0.80967 | 1.7568 | 1.7804 | 1.1221 | 1.1969 | 1.0174 |  |  | 1.4225 | 1.4415 | 0.90853 | 0.9691 | 0.82373 |  |  | 5177.0241 | 5246.4625 | 3306.594 | 3527.0336 | 2997.9786 |  |  | 1.4225 | 1.4415 | 0.90853 | 0.9691 | 0.82373 |  |  | 5292.5 | 5292.5 | 5292.5 | 5292.5 | 5292.5 |  |  | 0 | 0 | 0 | 0 | 0 |  |  | 1 | 1 | 1 | 1 | 1 |  |  | 0 | 0 | 0 | 0 | 0 |  |  | Retail (lrg, 1-story) Sales ILit all | Retail (lrg, 1-story) Sales ILit all | 3423 | 5 | 100 | 14.5 | 1 | 0.05 | 0.05 | 0.05 | 0.05 | 0.05 | 0.05 | 0.05 | 0.05 | 1 | 1 | 1 | 1 | 1 | 1 | 1 | 1 | 1 | 1 | 1 | 1 | 1 | 1 | 0.05 | 0.05 | 0 | 0 | 0 | 0 | 0 | 0 | 0 | 0 | 1 | 1 | 1 | 1 | 1 | 1 | 1 | 1 | 1 | 1 | 1 | 1 | 1 | 1 | 0 | 0 | 0 | 0 | 0 | 0 | 0 | 0 | 0 | 0 | 0 | 0 | 0 | 0 | 0 | 0 | 0 | 0 | 0 | 0 | 0 | 0 | 0 | 0 | 0 | 0 | 0 | 0 | 0 | 0 | 0 | 0 |  | 0 | 0 | 0 | 0 | 0 | 0 | 0 | 0 | 0 | 0 | 0 | 0 | 0 | 0 | 0 | 0 | 0 | 0 | 0 | 0 | Retail - Single-Story Large - Retail Sales and Wholesale Showroom - all | 16 | 9 | 21 | 3012 | 627.5 | 3012 | 627.5 | 0 | 0 | 12 | 2.5 | 0 | 0 | 0 | 0 | 0 | 0 | 0 | 0 | 0 | 0 | 1 | 1 | 1 | 1 | 1 | 1 | 1 | 1 | 1 | 1 | 1 | 1 | 0 | 0 | 0 | 0
1821 | 18 | 21 | 12 | 1 |  |  |  |  | Retail - Single-Story Large | Storage (Conditioned) | Retail - Single-Story Large - Storage (Conditioned) |  | Retail - Single-Story Large | Retail - Single-Story Large - Storage (Conditioned) | Retail (lrg, 1-story) Stockrm | Sat | 22 | 52 | 52 | 0.090954 | 0.46081 | 0.50868 | 0.33663 | 0.35907 | 0.35907 |  |  | 0 | 0 | 0 | 0 | 0 |  |  | 31.6021 | 34.8854 | 23.0859 | 24.625 | 24.625 |  |  | 0 | 0 | 0 | 0 | 0 |  |  | 0 | 0 | 0 | 0 | 0 |  |  | 0 | 0 | 0 | 0 | 0 |  |  | 0 | 0 | 0 | 0 | 0 |  |  | 0 | 0 | 0 | 0 | 0 |  |  | Retail (lrg, 1-story) Stockrm ILit Sat | Retail (lrg, 1-story) Stockrm ILit all | 3457 | 5 | 100 | 14.5 | 1 | 0.05 | 0.05 | 0.05 | 0.05 | 0.05 | 0.05 | 0.05 | 0.05 | 1 | 1 | 1 | 1 | 1 | 1 | 1 | 1 | 1 | 1 | 1 | 1 | 1 | 1 | 0.05 | 0.05 | 0 | 0 | 0 | 0 | 0 | 0 | 0 | 0 | 1 | 1 | 1 | 1 | 1 | 1 | 1 | 1 | 1 | 1 | 1 | 1 | 1 | 1 | 0 | 0 | 0 | 0 | 0 | 0 | 0 | 0 | 0 | 0 | 0 | 0 | 0 | 0 | 0 | 0 | 0 | 0 | 0 | 0 | 0 | 0 | 0 | 0 | 0 | 0 | 0 | 0 | 0 | 0 | 0 | 0 |  | 0 | 0 | 0 | 0 | 0 | 0 | 0 | 0 | 0 | 0 | 0 | 0 | 0 | 0 | 0 | 0 | 0 | 0 | 0 | 0 | Retail - Single-Story Large - Storage (Conditioned) - Sat | 10 | 9 | 16 | 364 | 390 | 0 | 0 | 364 | 390 | 0 | 0 | 7 | 7.5 | 0 | 0 | 0 | 0 | 0 | 0 | 0 | 0 | 1 | 1 | 1 | 1 | 1 | 1 | 1 | 0 | 0 | 0 | 0 | 0 | 0 | 0 | 0 | 0
1822 | 18 | 22 | 13 | 2 |  |  |  |  | Retail - Single-Story Large | Storage (Conditioned) | Retail - Single-Story Large - Storage (Conditioned) |  | Retail - Single-Story Large | Retail - Single-Story Large - Storage (Conditioned) | Retail (lrg, 1-story) Stockrm | Sun | 9 | 52 | 52 | 0.090954 | 0.46081 | 0.50868 | 0.33663 | 0.35907 | 0.35907 |  |  | 0 | 0 | 0 | 0 | 0 |  |  | 31.6021 | 34.8854 | 23.0859 | 24.625 | 24.625 |  |  | 0 | 0 | 0 | 0 | 0 |  |  | 0 | 0 | 0 | 0 | 0 |  |  | 0 | 0 | 0 | 0 | 0 |  |  | 0 | 0 | 0 | 0 | 0 |  |  | 0 | 0 | 0 | 0 | 0 |  |  | Retail (lrg, 1-story) Stockrm ILit Sun | Retail (lrg, 1-story) Stockrm ILit all | 3457 | 5 | 100 | 14.5 | 1 | 0.05 | 0.05 | 0.05 | 0.05 | 0.05 | 0.05 | 0.05 | 0.05 | 1 | 1 | 1 | 1 | 1 | 1 | 1 | 1 | 1 | 1 | 1 | 1 | 1 | 1 | 0.05 | 0.05 | 0 | 0 | 0 | 0 | 0 | 0 | 0 | 0 | 1 | 1 | 1 | 1 | 1 | 1 | 1 | 1 | 1 | 1 | 1 | 1 | 1 | 1 | 0 | 0 | 0 | 0 | 0 | 0 | 0 | 0 | 0 | 0 | 0 | 0 | 0 | 0 | 0 | 0 | 0 | 0 | 0 | 0 | 0 | 0 | 0 | 0 | 0 | 0 | 0 | 0 | 0 | 0 | 0 | 0 |  | 0 | 0 | 0 | 0 | 0 | 0 | 0 | 0 | 0 | 0 | 0 | 0 | 0 | 0 | 0 | 0 | 0 | 0 | 0 | 0 | Retail - Single-Story Large - Storage (Conditioned) - Sun | 12 | 9 | 16 | 364 | 390 | 0 | 0 | 364 | 390 | 0 | 0 | 7 | 7.5 | 0 | 0 | 0 | 0 | 0 | 0 | 0 | 0 | 1 | 1 | 1 | 1 | 1 | 1 | 1 | 0 | 0 | 0 | 0 | 0 | 0 | 0 | 0 | 0
1823 | 18 | 23 | 14 | 3 |  |  |  |  | Retail - Single-Story Large | Storage (Conditioned) | Retail - Single-Story Large - Storage (Conditioned) |  | Retail - Single-Story Large | Retail - Single-Story Large - Storage (Conditioned) | Retail (lrg, 1-story) Stockrm | Hol | 22 | 10 | 10 | 0.090954 | 0.46081 | 0.50868 | 0.33663 | 0.35907 | 0.35907 |  |  | 0 | 0 | 0 | 0 | 0 |  |  | 6.0773 | 6.7087 | 4.4396 | 4.7356 | 4.7356 |  |  | 0 | 0 | 0 | 0 | 0 |  |  | 0 | 0 | 0 | 0 | 0 |  |  | 0 | 0 | 0 | 0 | 0 |  |  | 0 | 0 | 0 | 0 | 0 |  |  | 0 | 0 | 0 | 0 | 0 |  |  | Retail (lrg, 1-story) Stockrm ILit Hol | Retail (lrg, 1-story) Stockrm ILit all | 3457 | 5 | 100 | 14.5 | 1 | 0.05 | 0.05 | 0.05 | 0.05 | 0.05 | 0.05 | 0.05 | 0.05 | 1 | 1 | 1 | 1 | 1 | 1 | 1 | 1 | 1 | 1 | 1 | 1 | 1 | 1 | 0.05 | 0.05 | 0 | 0 | 0 | 0 | 0 | 0 | 0 | 0 | 1 | 1 | 1 | 1 | 1 | 1 | 1 | 1 | 1 | 1 | 1 | 1 | 1 | 1 | 0 | 0 | 0 | 0 | 0 | 0 | 0 | 0 | 0 | 0 | 0 | 0 | 0 | 0 | 0 | 0 | 0 | 0 | 0 | 0 | 0 | 0 | 0 | 0 | 0 | 0 | 0 | 0 | 0 | 0 | 0 | 0 |  | 0 | 0 | 0 | 0 | 0 | 0 | 0 | 0 | 0 | 0 | 0 | 0 | 0 | 0 | 0 | 0 | 0 | 0 | 0 | 0 | Retail - Single-Story Large - Storage (Conditioned) - Hol | 14 | 9 | 16 | 70 | 75 | 0 | 0 | 70 | 75 | 0 | 0 | 7 | 7.5 | 0 | 0 | 0 | 0 | 0 | 0 | 0 | 0 | 1 | 1 | 1 | 1 | 1 | 1 | 1 | 0 | 0 | 0 | 0 | 0 | 0 | 0 | 0 | 0
1824 | 18 | 24 | 15 | 4 | Retail - Single-Story Large | Retail - Single-Story Large | Retail - Single-Story Large - Storage (Conditioned) | Retail - Single-Story Large - Storage (Conditioned) | Retail - Single-Story Large | Storage (Conditioned) | Retail - Single-Story Large - Storage (Conditioned) |  | Retail - Single-Story Large | Retail - Single-Story Large - Storage (Conditioned) | Retail (lrg, 1-story) Stockrm | all | 9 | 251 | 251 | 0.090954 | 0.46081 | 0.50868 | 0.33663 | 0.35907 | 0.35907 |  |  | 0.041913 | 0.046267 | 0.030618 | 0.032659 | 0.032659 |  |  | 152.5408 | 168.3891 | 111.434 | 118.8629 | 118.8629 |  |  | 0.041913 | 0.046267 | 0.030618 | 0.032659 | 0.032659 |  |  | 5292.5 | 5292.5 | 5292.5 | 5292.5 | 5292.5 |  |  | 5237.2292 | 5238.3267 | 5239.3905 | 5239.3905 | 5235.3362 |  |  | 1 | 1 | 1 | 1 | 1 |  |  | 1 | 1 | 1 | 1 | 1 |  |  | Retail (lrg, 1-story) Stockrm ILit all | Retail (lrg, 1-story) Stockrm ILit all | 3456 | 5 | 100 | 14.5 | 1 | 0.05 | 0.05 | 0.05 | 0.05 | 0.05 | 0.05 | 0.05 | 0.05 | 1 | 1 | 1 | 1 | 1 | 1 | 1 | 1 | 1 | 1 | 1 | 1 | 1 | 1 | 0.05 | 0.05 | 0 | 0 | 0 | 0 | 0 | 0 | 0 | 0 | 1 | 1 | 1 | 1 | 1 | 1 | 1 | 1 | 1 | 1 | 1 | 1 | 1 | 1 | 0 | 0 | 0 | 0 | 0 | 0 | 0 | 0 | 0 | 0 | 0 | 0 | 0 | 0 | 0 | 0 | 0 | 0 | 0 | 0 | 0 | 0 | 0 | 0 | 0 | 0 | 0 | 0 | 0 | 0 | 0 | 0 | Retail - Single-Story Large | 0 | 0 | 0 | 0 | 0 | 0 | 0 | 0 | 0 | 0 | 0 | 0 | 0 | 0 | 0 | 0 | 0 | 0 | 0 | 0 | Retail - Single-Story Large - Storage (Conditioned) - all | 16 | 9 | 21 | 3012 | 627.5 | 3012 | 627.5 | 0 | 0 | 12 | 2.5 | 0 | 0 | 0 | 0 | 0 | 0 | 0 | 0 | 0 | 0 | 1 | 1 | 1 | 1 | 1 | 1 | 1 | 1 | 1 | 1 | 1 | 1 | 0 | 0 | 0 | 0
1901 | 19 | 1 | 12 | 1 |  |  |  |  | Retail - Small | Retail Sales and Wholesale Showroom | Retail - Small - Retail Sales and Wholesale Showroom |  | Retail - Small | Retail - Small - Retail Sales and Wholesale Showroom | Retail (small) All | Sat | 20 | 52 | 52 | 0.8 | 1.6643 | 1.6494 | 1.0541 | 1.1161 | 0.94872 |  |  | 0 | 0 | 0 | 0 | 0 |  |  | 675.0371 | 669.001 | 427.557 | 452.7075 | 384.8013 |  |  | 0 | 0 | 0 | 0 | 0 |  |  | 0 | 0 | 0 | 0 | 0 |  |  | 0 | 0 | 0 | 0 | 0 |  |  | 0 | 0 | 0 | 0 | 0 |  |  | 0 | 0 | 0 | 0 | 0 |  |  | Retail (small) All ILit Sat | Retail (small) All ILit all | 3466 | 5 | 90 | 9.75 | 0.9 | 0.05 | 0.05 | 0.05 | 0.05 | 0.05 | 0.05 | 0.05 | 0.05 | 0.2 | 0.9 | 0.9 | 0.9 | 0.9 | 0.9 | 0.9 | 0.9 | 0.9 | 0.7 | 0.5 | 0.55 | 0.05 | 0.05 | 0.05 | 0.05 | 0 | 0 | 0 | 0 | 0 | 0 | 0 | 0 | 0.17647 | 1 | 1 | 1 | 1 | 1 | 1 | 1 | 1 | 0.76471 | 0.52941 | 0.58824 | 0 | 0 | 0 | 0 | 0 | 0 | 0 | 0 | 0 | 0 | 0 | 0 | 0 | 0 | 0 | 0 | 0 | 0 | 0 | 0 | 0 | 0 | 0 | 0 | 0 | 0 | 0 | 0 | 0 | 0 | 0 | 0 | 0 | 0 |  | 0 | 0 | 0 | 0 | 0 | 0 | 0 | 0 | 0 | 0 | 0 | 0 | 0 | 0 | 0 | 0 | 0 | 0 | 0 | 0 | Retail - Small - Retail Sales and Wholesale Showroom - Sat | 10 | 9 | 16 | 291.2 | 215.8 | 0 | 0 | 291.2 | 215.8 | 0 | 0 | 5.6 | 4.15 | 0 | 0 | 0 | 0 | 0 | 0 | 0 | 0 | 0.2 | 0.9 | 0.9 | 0.9 | 0.9 | 0.9 | 0.9 | 0 | 0 | 0 | 0 | 0 | 0 | 0 | 0 | 0
1902 | 19 | 2 | 13 | 2 |  |  |  |  | Retail - Small | Retail Sales and Wholesale Showroom | Retail - Small - Retail Sales and Wholesale Showroom |  | Retail - Small | Retail - Small - Retail Sales and Wholesale Showroom | Retail (small) All | Sun | 9 | 52 | 52 | 0.8 | 1.6643 | 1.6494 | 1.0541 | 1.1161 | 0.94872 |  |  | 0 | 0 | 0 | 0 | 0 |  |  | 550.4149 | 545.4931 | 348.6234 | 369.1307 | 313.7611 |  |  | 0 | 0 | 0 | 0 | 0 |  |  | 0 | 0 | 0 | 0 | 0 |  |  | 0 | 0 | 0 | 0 | 0 |  |  | 0 | 0 | 0 | 0 | 0 |  |  | 0 | 0 | 0 | 0 | 0 |  |  | Retail (small) All ILit Sun | Retail (small) All ILit all | 3467 | 5 | 90 | 7.95 | 0.86667 | 0.05 | 0.05 | 0.05 | 0.05 | 0.05 | 0.05 | 0.05 | 0.05 | 0.05 | 0.3 | 0.7 | 0.9 | 0.9 | 0.9 | 0.9 | 0.9 | 0.8 | 0.5 | 0.3 | 0.2 | 0.05 | 0.05 | 0.05 | 0.05 | 0 | 0 | 0 | 0 | 0 | 0 | 0 | 0 | 0 | 0.29412 | 0.76471 | 1 | 1 | 1 | 1 | 1 | 0.88235 | 0.52941 | 0.29412 | 0.17647 | 0 | 0 | 0 | 0 | 0 | 0 | 0 | 0 | 0 | 0 | 0 | 0 | 0 | 0 | 0 | 0 | 0 | 0 | 0 | 0 | 0 | 0 | 0 | 0 | 0 | 0 | 0 | 0 | 0 | 0 | 0 | 0 | 0 | 0 |  | 0 | 0 | 0 | 0 | 0 | 0 | 0 | 0 | 0 | 0 | 0 | 0 | 0 | 0 | 0 | 0 | 0 | 0 | 0 | 0 | Retail - Small - Retail Sales and Wholesale Showroom - Sun | 12 | 9 | 16 | 241.8 | 171.6 | 0 | 0 | 241.8 | 171.6 | 0 | 0 | 4.65 | 3.3 | 0 | 0 | 0 | 0 | 0 | 0 | 0 | 0 | 0.05 | 0.3 | 0.7 | 0.9 | 0.9 | 0.9 | 0.9 | 0 | 0 | 0 | 0 | 0 | 0 | 0 | 0 | 0
1903 | 19 | 3 | 14 | 3 |  |  |  |  | Retail - Small | Retail Sales and Wholesale Showroom | Retail - Small - Retail Sales and Wholesale Showroom |  | Retail - Small | Retail - Small - Retail Sales and Wholesale Showroom | Retail (small) All | Hol | 20 | 10 | 10 | 0.8 | 1.6643 | 1.6494 | 1.0541 | 1.1161 | 0.94872 |  |  | 0 | 0 | 0 | 0 | 0 |  |  | 105.849 | 104.9025 | 67.043 | 70.9867 | 60.3387 |  |  | 0 | 0 | 0 | 0 | 0 |  |  | 0 | 0 | 0 | 0 | 0 |  |  | 0 | 0 | 0 | 0 | 0 |  |  | 0 | 0 | 0 | 0 | 0 |  |  | 0 | 0 | 0 | 0 | 0 |  |  | Retail (small) All ILit Hol | Retail (small) All ILit all | 3467 | 5 | 90 | 7.95 | 0.86667 | 0.05 | 0.05 | 0.05 | 0.05 | 0.05 | 0.05 | 0.05 | 0.05 | 0.05 | 0.3 | 0.7 | 0.9 | 0.9 | 0.9 | 0.9 | 0.9 | 0.8 | 0.5 | 0.3 | 0.2 | 0.05 | 0.05 | 0.05 | 0.05 | 0 | 0 | 0 | 0 | 0 | 0 | 0 | 0 | 0 | 0.29412 | 0.76471 | 1 | 1 | 1 | 1 | 1 | 0.88235 | 0.52941 | 0.29412 | 0.17647 | 0 | 0 | 0 | 0 | 0 | 0 | 0 | 0 | 0 | 0 | 0 | 0 | 0 | 0 | 0 | 0 | 0 | 0 | 0 | 0 | 0 | 0 | 0 | 0 | 0 | 0 | 0 | 0 | 0 | 0 | 0 | 0 | 0 | 0 |  | 0 | 0 | 0 | 0 | 0 | 0 | 0 | 0 | 0 | 0 | 0 | 0 | 0 | 0 | 0 | 0 | 0 | 0 | 0 | 0 | Retail - Small - Retail Sales and Wholesale Showroom - Hol | 14 | 9 | 16 | 46.5 | 33 | 0 | 0 | 46.5 | 33 | 0 | 0 | 4.65 | 3.3 | 0 | 0 | 0 | 0 | 0 | 0 | 0 | 0 | 0.05 | 0.3 | 0.7 | 0.9 | 0.9 | 0.9 | 0.9 | 0 | 0 | 0 | 0 | 0 | 0 | 0 | 0 | 0
1904 | 19 | 4 | 15 | 4 |  |  | Retail - Small - Retail Sales and Wholesale Showroom | Retail - Small - Retail Sales and Wholesale Showroom | Retail - Small | Retail Sales and Wholesale Showroom | Retail - Small - Retail Sales and Wholesale Showroom |  | Retail - Small | Retail - Small - Retail Sales and Wholesale Showroom | Retail (small) All | all | 9 | 251 | 251 | 0.8 | 1.6643 | 1.6494 | 1.0541 | 1.1161 | 0.94872 |  |  | 1.3314 | 1.3195 | 0.84331 | 0.89291 | 0.75898 |  |  | 3458.8663 | 3427.9375 | 2190.7871 | 2319.657 | 1971.7084 |  |  | 1.1983 | 1.1876 | 0.75898 | 0.80362 | 0.68308 |  |  | 3597.75 | 3597.75 | 3597.75 | 3597.75 | 3597.75 |  |  | 0 | 0 | 0 | 0 | 0 |  |  | 0.9 | 0.9 | 0.9 | 0.9 | 0.9 |  |  | 0 | 0 | 0 | 0 | 0 |  |  | Retail (small) All ILit all | Retail (small) All ILit all | 3465 | 5 | 90 | 10.35 | 0.9 | 0.05 | 0.05 | 0.05 | 0.05 | 0.05 | 0.05 | 0.05 | 0.05 | 0.2 | 0.9 | 0.9 | 0.9 | 0.9 | 0.9 | 0.9 | 0.9 | 0.9 | 0.8 | 0.7 | 0.7 | 0.2 | 0.05 | 0.05 | 0.05 | 0 | 0 | 0 | 0 | 0 | 0 | 0 | 0 | 0.17647 | 1 | 1 | 1 | 1 | 1 | 1 | 1 | 1 | 0.88235 | 0.76471 | 0.76471 | 0.17647 | 0 | 0 | 0 | 0 | 0 | 0 | 0 | 0 | 0 | 0 | 0 | 0 | 0 | 0 | 0 | 0 | 0 | 0 | 0 | 0 | 0 | 0 | 0 | 0 | 0 | 0 | 0 | 0 | 0 | 0 | 0 | 0 | 0 |  | 0 | 0 | 0 | 0 | 0 | 0 | 0 | 0 | 0 | 0 | 0 | 0 | 0 | 0 | 0 | 0 | 0 | 0 | 0 | 0 | Retail - Small - Retail Sales and Wholesale Showroom - all | 16 | 9 | 21 | 2409.6 | 188.25 | 2409.6 | 188.25 | 0 | 0 | 9.6 | 0.75 | 0 | 0 | 0 | 0 | 0 | 0 | 0 | 0 | 0 | 0 | 0.2 | 0.9 | 0.9 | 0.9 | 0.9 | 0.9 | 0.9 | 0.9 | 0.9 | 0.8 | 0.7 | 0.7 | 0 | 0 | 0 | 0
1905 | 19 | 5 | 12 | 1 |  |  |  |  | Retail - Small | Storage (Conditioned) | Retail - Small - Storage (Conditioned) |  | Retail - Small | Retail - Small - Storage (Conditioned) | Retail (small) All | Sat | 20 | 52 | 52 | 0.2 | 0.43654 | 0.47126 | 0.31624 | 0.33484 | 0.33484 |  |  | 0 | 0 | 0 | 0 | 0 |  |  | 44.2647 | 47.7858 | 32.0668 | 33.9531 | 33.9531 |  |  | 0 | 0 | 0 | 0 | 0 |  |  | 0 | 0 | 0 | 0 | 0 |  |  | 0 | 0 | 0 | 0 | 0 |  |  | 0 | 0 | 0 | 0 | 0 |  |  | 0 | 0 | 0 | 0 | 0 |  |  | Retail (small) All ILit Sat | Retail (small) All ILit all | 3466 | 5 | 90 | 9.75 | 0.9 | 0.05 | 0.05 | 0.05 | 0.05 | 0.05 | 0.05 | 0.05 | 0.05 | 0.2 | 0.9 | 0.9 | 0.9 | 0.9 | 0.9 | 0.9 | 0.9 | 0.9 | 0.7 | 0.5 | 0.55 | 0.05 | 0.05 | 0.05 | 0.05 | 0 | 0 | 0 | 0 | 0 | 0 | 0 | 0 | 0.17647 | 1 | 1 | 1 | 1 | 1 | 1 | 1 | 1 | 0.76471 | 0.52941 | 0.58824 | 0 | 0 | 0 | 0 | 0 | 0 | 0 | 0 | 0 | 0 | 0 | 0 | 0 | 0 | 0 | 0 | 0 | 0 | 0 | 0 | 0 | 0 | 0 | 0 | 0 | 0 | 0 | 0 | 0 | 0 | 0 | 0 | 0 | 0 |  | 0 | 0 | 0 | 0 | 0 | 0 | 0 | 0 | 0 | 0 | 0 | 0 | 0 | 0 | 0 | 0 | 0 | 0 | 0 | 0 | Retail - Small - Storage (Conditioned) - Sat | 10 | 9 | 16 | 291.2 | 215.8 | 0 | 0 | 291.2 | 215.8 | 0 | 0 | 5.6 | 4.15 | 0 | 0 | 0 | 0 | 0 | 0 | 0 | 0 | 0.2 | 0.9 | 0.9 | 0.9 | 0.9 | 0.9 | 0.9 | 0 | 0 | 0 | 0 | 0 | 0 | 0 | 0 | 0
1906 | 19 | 6 | 13 | 2 |  |  |  |  | Retail - Small | Storage (Conditioned) | Retail - Small - Storage (Conditioned) |  | Retail - Small | Retail - Small - Storage (Conditioned) | Retail (small) All | Sun | 9 | 52 | 52 | 0.2 | 0.43654 | 0.47126 | 0.31624 | 0.33484 | 0.33484 |  |  | 0 | 0 | 0 | 0 | 0 |  |  | 36.0928 | 38.9638 | 26.1468 | 27.6848 | 27.6848 |  |  | 0 | 0 | 0 | 0 | 0 |  |  | 0 | 0 | 0 | 0 | 0 |  |  | 0 | 0 | 0 | 0 | 0 |  |  | 0 | 0 | 0 | 0 | 0 |  |  | 0 | 0 | 0 | 0 | 0 |  |  | Retail (small) All ILit Sun | Retail (small) All ILit all | 3467 | 5 | 90 | 7.95 | 0.86667 | 0.05 | 0.05 | 0.05 | 0.05 | 0.05 | 0.05 | 0.05 | 0.05 | 0.05 | 0.3 | 0.7 | 0.9 | 0.9 | 0.9 | 0.9 | 0.9 | 0.8 | 0.5 | 0.3 | 0.2 | 0.05 | 0.05 | 0.05 | 0.05 | 0 | 0 | 0 | 0 | 0 | 0 | 0 | 0 | 0 | 0.29412 | 0.76471 | 1 | 1 | 1 | 1 | 1 | 0.88235 | 0.52941 | 0.29412 | 0.17647 | 0 | 0 | 0 | 0 | 0 | 0 | 0 | 0 | 0 | 0 | 0 | 0 | 0 | 0 | 0 | 0 | 0 | 0 | 0 | 0 | 0 | 0 | 0 | 0 | 0 | 0 | 0 | 0 | 0 | 0 | 0 | 0 | 0 | 0 |  | 0 | 0 | 0 | 0 | 0 | 0 | 0 | 0 | 0 | 0 | 0 | 0 | 0 | 0 | 0 | 0 | 0 | 0 | 0 | 0 | Retail - Small - Storage (Conditioned) - Sun | 12 | 9 | 16 | 241.8 | 171.6 | 0 | 0 | 241.8 | 171.6 | 0 | 0 | 4.65 | 3.3 | 0 | 0 | 0 | 0 | 0 | 0 | 0 | 0 | 0.05 | 0.3 | 0.7 | 0.9 | 0.9 | 0.9 | 0.9 | 0 | 0 | 0 | 0 | 0 | 0 | 0 | 0 | 0
1907 | 19 | 7 | 14 | 3 |  |  |  |  | Retail - Small | Storage (Conditioned) | Retail - Small - Storage (Conditioned) |  | Retail - Small | Retail - Small - Storage (Conditioned) | Retail (small) All | Hol | 20 | 10 | 10 | 0.2 | 0.43654 | 0.47126 | 0.31624 | 0.33484 | 0.33484 |  |  | 0 | 0 | 0 | 0 | 0 |  |  | 6.9409 | 7.493 | 5.0282 | 5.324 | 5.324 |  |  | 0 | 0 | 0 | 0 | 0 |  |  | 0 | 0 | 0 | 0 | 0 |  |  | 0 | 0 | 0 | 0 | 0 |  |  | 0 | 0 | 0 | 0 | 0 |  |  | 0 | 0 | 0 | 0 | 0 |  |  | Retail (small) All ILit Hol | Retail (small) All ILit all | 3467 | 5 | 90 | 7.95 | 0.86667 | 0.05 | 0.05 | 0.05 | 0.05 | 0.05 | 0.05 | 0.05 | 0.05 | 0.05 | 0.3 | 0.7 | 0.9 | 0.9 | 0.9 | 0.9 | 0.9 | 0.8 | 0.5 | 0.3 | 0.2 | 0.05 | 0.05 | 0.05 | 0.05 | 0 | 0 | 0 | 0 | 0 | 0 | 0 | 0 | 0 | 0.29412 | 0.76471 | 1 | 1 | 1 | 1 | 1 | 0.88235 | 0.52941 | 0.29412 | 0.17647 | 0 | 0 | 0 | 0 | 0 | 0 | 0 | 0 | 0 | 0 | 0 | 0 | 0 | 0 | 0 | 0 | 0 | 0 | 0 | 0 | 0 | 0 | 0 | 0 | 0 | 0 | 0 | 0 | 0 | 0 | 0 | 0 | 0 | 0 |  | 0 | 0 | 0 | 0 | 0 | 0 | 0 | 0 | 0 | 0 | 0 | 0 | 0 | 0 | 0 | 0 | 0 | 0 | 0 | 0 | Retail - Small - Storage (Conditioned) - Hol | 14 | 9 | 16 | 46.5 | 33 | 0 | 0 | 46.5 | 33 | 0 | 0 | 4.65 | 3.3 | 0 | 0 | 0 | 0 | 0 | 0 | 0 | 0 | 0.05 | 0.3 | 0.7 | 0.9 | 0.9 | 0.9 | 0.9 | 0 | 0 | 0 | 0 | 0 | 0 | 0 | 0 | 0
1908 | 19 | 8 | 15 | 4 | Retail - Small | Retail - Small | Retail - Small - Storage (Conditioned) | Retail - Small - Storage (Conditioned) | Retail - Small | Storage (Conditioned) | Retail - Small - Storage (Conditioned) |  | Retail - Small | Retail - Small - Storage (Conditioned) | Retail (small) All | all | 9 | 251 | 251 | 0.2 | 0.43654 | 0.47126 | 0.31624 | 0.33484 | 0.33484 |  |  | 0.087307 | 0.094252 | 0.063248 | 0.066969 | 0.066969 |  |  | 226.8109 | 244.8527 | 164.309 | 173.9743 | 173.9743 |  |  | 0.078576 | 0.084827 | 0.056923 | 0.060272 | 0.060272 |  |  | 3597.75 | 3597.75 | 3597.75 | 3597.75 | 3597.75 |  |  | 3597.75 | 3597.75 | 3597.75 | 3597.75 | 3597.75 |  |  | 0.9 | 0.9 | 0.9 | 0.9 | 0.9 |  |  | 0.9 | 0.9 | 0.9 | 0.9 | 0.9 |  |  | Retail (small) All ILit all | Retail (small) All ILit all | 3465 | 5 | 90 | 10.35 | 0.9 | 0.05 | 0.05 | 0.05 | 0.05 | 0.05 | 0.05 | 0.05 | 0.05 | 0.2 | 0.9 | 0.9 | 0.9 | 0.9 | 0.9 | 0.9 | 0.9 | 0.9 | 0.8 | 0.7 | 0.7 | 0.2 | 0.05 | 0.05 | 0.05 | 0 | 0 | 0 | 0 | 0 | 0 | 0 | 0 | 0.17647 | 1 | 1 | 1 | 1 | 1 | 1 | 1 | 1 | 0.88235 | 0.76471 | 0.76471 | 0.17647 | 0 | 0 | 0 | 0 | 0 | 0 | 0 | 0 | 0 | 0 | 0 | 0 | 0 | 0 | 0 | 0 | 0 | 0 | 0 | 0 | 0 | 0 | 0 | 0 | 0 | 0 | 0 | 0 | 0 | 0 | 0 | 0 | 0 | Retail - Small | 0 | 0 | 0 | 0 | 0 | 0 | 0 | 0 | 0 | 0 | 0 | 0 | 0 | 0 | 0 | 0 | 0 | 0 | 0 | 0 | Retail - Small - Storage (Conditioned) - all | 16 | 9 | 21 | 2409.6 | 188.25 | 2409.6 | 188.25 | 0 | 0 | 9.6 | 0.75 | 0 | 0 | 0 | 0 | 0 | 0 | 0 | 0 | 0 | 0 | 0.2 | 0.9 | 0.9 | 0.9 | 0.9 | 0.9 | 0.9 | 0.9 | 0.9 | 0.8 | 0.7 | 0.7 | 0 | 0 | 0 | 0
2001 | 20 | 1 | 12 | 1 |  |  |  |  | Grocery | Comm/Ind Work (Loading Dock) | Grocery - Comm/Ind Work (Loading Dock) |  | Grocery | Grocery - Comm/Ind Work (Loading Dock) | Grocery Stock | Sat | 22 | 52 | 52 | 0.0572 | 0.82962 | 0.71057 | 0.47371 | 0.50696 | 0.50696 |  |  | 0 | 0 | 0 | 0 | 0 |  |  | 49.3527 | 42.2705 | 28.1803 | 30.1579 | 30.1579 |  |  | 0 | 0 | 0 | 0 | 0 |  |  | 0 | 0 | 0 | 0 | 0 |  |  | 0 | 0 | 0 | 0 | 0 |  |  | 0 | 0 | 0 | 0 | 0 |  |  | 0 | 0 | 0 | 0 | 0 |  |  | Grocery Stock ILit Sat | Grocery Stock ILit all | 3492 | 50 | 100 | 20 | 1 | 0.5 | 0.5 | 0.5 | 0.5 | 0.5 | 0.5 | 1 | 1 | 1 | 1 | 1 | 1 | 1 | 1 | 1 | 1 | 1 | 1 | 1 | 1 | 1 | 1 | 0.5 | 0.5 | 0 | 0 | 0 | 0 | 0 | 0 | 1 | 1 | 1 | 1 | 1 | 1 | 1 | 1 | 1 | 1 | 1 | 1 | 1 | 1 | 1 | 1 | 0 | 0 | 0 | 0 | 0 | 0 | 0 | 0 | 0 | 0 | 0 | 0 | 0 | 0 | 0 | 0 | 0 | 0 | 0 | 0 | 0 | 0 | 0 | 0 | 0 | 0 | 0 | 0 | 0 | 0 | 0 | 0 |  | 0 | 0 | 0 | 0 | 0 | 0 | 0 | 0 | 0 | 0 | 0 | 0 | 0 | 0 | 0 | 0 | 0 | 0 | 0 | 0 | Grocery - Comm/Ind Work (Loading Dock) - Sat | 10 | 9 | 16 | 364 | 676 | 0 | 0 | 364 | 676 | 0 | 0 | 7 | 13 | 0 | 0 | 0 | 0 | 0 | 0 | 0 | 0 | 1 | 1 | 1 | 1 | 1 | 1 | 1 | 0 | 0 | 0 | 0 | 0 | 0 | 0 | 0 | 0
2002 | 20 | 2 | 13 | 2 |  |  |  |  | Grocery | Comm/Ind Work (Loading Dock) | Grocery - Comm/Ind Work (Loading Dock) |  | Grocery | Grocery - Comm/Ind Work (Loading Dock) | Grocery Stock | Sun | 6 | 52 | 52 | 0.0572 | 0.82962 | 0.71057 | 0.47371 | 0.50696 | 0.50696 |  |  | 0 | 0 | 0 | 0 | 0 |  |  | 49.3527 | 42.2705 | 28.1803 | 30.1579 | 30.1579 |  |  | 0 | 0 | 0 | 0 | 0 |  |  | 0 | 0 | 0 | 0 | 0 |  |  | 0 | 0 | 0 | 0 | 0 |  |  | 0 | 0 | 0 | 0 | 0 |  |  | 0 | 0 | 0 | 0 | 0 |  |  | Grocery Stock ILit Sun | Grocery Stock ILit all | 3492 | 50 | 100 | 20 | 1 | 0.5 | 0.5 | 0.5 | 0.5 | 0.5 | 0.5 | 1 | 1 | 1 | 1 | 1 | 1 | 1 | 1 | 1 | 1 | 1 | 1 | 1 | 1 | 1 | 1 | 0.5 | 0.5 | 0 | 0 | 0 | 0 | 0 | 0 | 1 | 1 | 1 | 1 | 1 | 1 | 1 | 1 | 1 | 1 | 1 | 1 | 1 | 1 | 1 | 1 | 0 | 0 | 0 | 0 | 0 | 0 | 0 | 0 | 0 | 0 | 0 | 0 | 0 | 0 | 0 | 0 | 0 | 0 | 0 | 0 | 0 | 0 | 0 | 0 | 0 | 0 | 0 | 0 | 0 | 0 | 0 | 0 |  | 0 | 0 | 0 | 0 | 0 | 0 | 0 | 0 | 0 | 0 | 0 | 0 | 0 | 0 | 0 | 0 | 0 | 0 | 0 | 0 | Grocery - Comm/Ind Work (Loading Dock) - Sun | 12 | 9 | 16 | 364 | 676 | 0 | 0 | 364 | 676 | 0 | 0 | 7 | 13 | 0 | 0 | 0 | 0 | 0 | 0 | 0 | 0 | 1 | 1 | 1 | 1 | 1 | 1 | 1 | 0 | 0 | 0 | 0 | 0 | 0 | 0 | 0 | 0
2003 | 20 | 3 | 14 | 3 |  |  |  |  | Grocery | Comm/Ind Work (Loading Dock) | Grocery - Comm/Ind Work (Loading Dock) |  | Grocery | Grocery - Comm/Ind Work (Loading Dock) | Grocery Stock | Hol | 22 | 10 | 10 | 0.0572 | 0.82962 | 0.71057 | 0.47371 | 0.50696 | 0.50696 |  |  | 0 | 0 | 0 | 0 | 0 |  |  | 9.4909 | 8.1289 | 5.4193 | 5.7996 | 5.7996 |  |  | 0 | 0 | 0 | 0 | 0 |  |  | 0 | 0 | 0 | 0 | 0 |  |  | 0 | 0 | 0 | 0 | 0 |  |  | 0 | 0 | 0 | 0 | 0 |  |  | 0 | 0 | 0 | 0 | 0 |  |  | Grocery Stock ILit Hol | Grocery Stock ILit all | 3492 | 50 | 100 | 20 | 1 | 0.5 | 0.5 | 0.5 | 0.5 | 0.5 | 0.5 | 1 | 1 | 1 | 1 | 1 | 1 | 1 | 1 | 1 | 1 | 1 | 1 | 1 | 1 | 1 | 1 | 0.5 | 0.5 | 0 | 0 | 0 | 0 | 0 | 0 | 1 | 1 | 1 | 1 | 1 | 1 | 1 | 1 | 1 | 1 | 1 | 1 | 1 | 1 | 1 | 1 | 0 | 0 | 0 | 0 | 0 | 0 | 0 | 0 | 0 | 0 | 0 | 0 | 0 | 0 | 0 | 0 | 0 | 0 | 0 | 0 | 0 | 0 | 0 | 0 | 0 | 0 | 0 | 0 | 0 | 0 | 0 | 0 |  | 0 | 0 | 0 | 0 | 0 | 0 | 0 | 0 | 0 | 0 | 0 | 0 | 0 | 0 | 0 | 0 | 0 | 0 | 0 | 0 | Grocery - Comm/Ind Work (Loading Dock) - Hol | 14 | 9 | 16 | 70 | 130 | 0 | 0 | 70 | 130 | 0 | 0 | 7 | 13 | 0 | 0 | 0 | 0 | 0 | 0 | 0 | 0 | 1 | 1 | 1 | 1 | 1 | 1 | 1 | 0 | 0 | 0 | 0 | 0 | 0 | 0 | 0 | 0
2004 | 20 | 4 | 15 | 4 |  |  | Grocery - Comm/Ind Work (Loading Dock) | Grocery - Comm/Ind Work (Loading Dock) | Grocery | Comm/Ind Work (Loading Dock) | Grocery - Comm/Ind Work (Loading Dock) |  | Grocery | Grocery - Comm/Ind Work (Loading Dock) | Grocery Stock | all | 6 | 251 | 251 | 0.0572 | 0.82962 | 0.71057 | 0.47371 | 0.50696 | 0.50696 |  |  | 0.047454 | 0.040645 | 0.027096 | 0.028998 | 0.028998 |  |  | 238.2216 | 204.0365 | 136.0243 | 145.5699 | 145.5699 |  |  | 0.047454 | 0.040645 | 0.027096 | 0.028998 | 0.028998 |  |  | 7300 | 7300 | 7300 | 7300 | 7300 |  |  | 0 | 0 | 0 | 0 | 0 |  |  | 1 | 1 | 1 | 1 | 1 |  |  | 0 | 0 | 0 | 0 | 0 |  |  | Grocery Stock ILit all | Grocery Stock ILit all | 3491 | 50 | 100 | 20 | 1 | 0.5 | 0.5 | 0.5 | 0.5 | 0.5 | 0.5 | 1 | 1 | 1 | 1 | 1 | 1 | 1 | 1 | 1 | 1 | 1 | 1 | 1 | 1 | 1 | 1 | 0.5 | 0.5 | 0 | 0 | 0 | 0 | 0 | 0 | 1 | 1 | 1 | 1 | 1 | 1 | 1 | 1 | 1 | 1 | 1 | 1 | 1 | 1 | 1 | 1 | 0 | 0 | 0 | 0 | 0 | 0 | 0 | 0 | 0 | 0 | 0 | 0 | 0 | 0 | 0 | 0 | 0 | 0 | 0 | 0 | 0 | 0 | 0 | 0 | 0 | 0 | 0 | 0 | 0 | 0 | 0 | 0 |  | 0 | 0 | 0 | 0 | 0 | 0 | 0 | 0 | 0 | 0 | 0 | 0 | 0 | 0 | 0 | 0 | 0 | 0 | 0 | 0 | Grocery - Comm/Ind Work (Loading Dock) - all | 16 | 9 | 21 | 3012 | 2008 | 3012 | 2008 | 0 | 0 | 12 | 8 | 0 | 0 | 0 | 0 | 0 | 0 | 0 | 0 | 0 | 0 | 1 | 1 | 1 | 1 | 1 | 1 | 1 | 1 | 1 | 1 | 1 | 1 | 0 | 0 | 0 | 0
2005 | 20 | 5 | 12 | 1 |  |  |  |  | Grocery | Office (General) | Grocery - Office (General) |  | Grocery | Grocery - Office (General) | Grocery Admin | Sat | 22 | 52 | 52 | 0.07 | 1.0056 | 0.85269 | 0.61583 | 0.65905 | 0.60835 |  |  | 0 | 0 | 0 | 0 | 0 |  |  | 65.8872 | 55.868 | 40.3491 | 43.1806 | 39.8591 |  |  | 0 | 0 | 0 | 0 | 0 |  |  | 0 | 0 | 0 | 0 | 0 |  |  | 0 | 0 | 0 | 0 | 0 |  |  | 0 | 0 | 0 | 0 | 0 |  |  | 0 | 0 | 0 | 0 | 0 |  |  | Grocery Admin ILit Sat | Grocery Admin ILit all | 3499 | 25 | 100 | 18 | 1 | 0.25 | 0.25 | 0.25 | 0.25 | 0.25 | 0.25 | 1 | 1 | 1 | 1 | 1 | 1 | 1 | 1 | 1 | 1 | 1 | 1 | 1 | 1 | 1 | 1 | 0.25 | 0.25 | 0 | 0 | 0 | 0 | 0 | 0 | 1 | 1 | 1 | 1 | 1 | 1 | 1 | 1 | 1 | 1 | 1 | 1 | 1 | 1 | 1 | 1 | 0 | 0 | 0 | 0 | 0 | 0 | 0 | 0 | 0 | 0 | 0 | 0 | 0 | 0 | 0 | 0 | 0 | 0 | 0 | 0 | 0 | 0 | 0 | 0 | 0 | 0 | 0 | 0 | 0 | 0 | 0 | 0 |  | 0 | 0 | 0 | 0 | 0 | 0 | 0 | 0 | 0 | 0 | 0 | 0 | 0 | 0 | 0 | 0 | 0 | 0 | 0 | 0 | Grocery - Office (General) - Sat | 10 | 9 | 16 | 364 | 572 | 0 | 0 | 364 | 572 | 0 | 0 | 7 | 11 | 0 | 0 | 0 | 0 | 0 | 0 | 0 | 0 | 1 | 1 | 1 | 1 | 1 | 1 | 1 | 0 | 0 | 0 | 0 | 0 | 0 | 0 | 0 | 0
2006 | 20 | 6 | 13 | 2 |  |  |  |  | Grocery | Office (General) | Grocery - Office (General) |  | Grocery | Grocery - Office (General) | Grocery Admin | Sun | 6 | 52 | 52 | 0.07 | 1.0056 | 0.85269 | 0.61583 | 0.65905 | 0.60835 |  |  | 0 | 0 | 0 | 0 | 0 |  |  | 65.8872 | 55.868 | 40.3491 | 43.1806 | 39.8591 |  |  | 0 | 0 | 0 | 0 | 0 |  |  | 0 | 0 | 0 | 0 | 0 |  |  | 0 | 0 | 0 | 0 | 0 |  |  | 0 | 0 | 0 | 0 | 0 |  |  | 0 | 0 | 0 | 0 | 0 |  |  | Grocery Admin ILit Sun | Grocery Admin ILit all | 3499 | 25 | 100 | 18 | 1 | 0.25 | 0.25 | 0.25 | 0.25 | 0.25 | 0.25 | 1 | 1 | 1 | 1 | 1 | 1 | 1 | 1 | 1 | 1 | 1 | 1 | 1 | 1 | 1 | 1 | 0.25 | 0.25 | 0 | 0 | 0 | 0 | 0 | 0 | 1 | 1 | 1 | 1 | 1 | 1 | 1 | 1 | 1 | 1 | 1 | 1 | 1 | 1 | 1 | 1 | 0 | 0 | 0 | 0 | 0 | 0 | 0 | 0 | 0 | 0 | 0 | 0 | 0 | 0 | 0 | 0 | 0 | 0 | 0 | 0 | 0 | 0 | 0 | 0 | 0 | 0 | 0 | 0 | 0 | 0 | 0 | 0 |  | 0 | 0 | 0 | 0 | 0 | 0 | 0 | 0 | 0 | 0 | 0 | 0 | 0 | 0 | 0 | 0 | 0 | 0 | 0 | 0 | Grocery - Office (General) - Sun | 12 | 9 | 16 | 364 | 572 | 0 | 0 | 364 | 572 | 0 | 0 | 7 | 11 | 0 | 0 | 0 | 0 | 0 | 0 | 0 | 0 | 1 | 1 | 1 | 1 | 1 | 1 | 1 | 0 | 0 | 0 | 0 | 0 | 0 | 0 | 0 | 0
2007 | 20 | 7 | 14 | 3 |  |  |  |  | Grocery | Office (General) | Grocery - Office (General) |  | Grocery | Grocery - Office (General) | Grocery Admin | Hol | 22 | 10 | 10 | 0.07 | 1.0056 | 0.85269 | 0.61583 | 0.65905 | 0.60835 |  |  | 0 | 0 | 0 | 0 | 0 |  |  | 12.6706 | 10.7438 | 7.7594 | 8.304 | 7.6652 |  |  | 0 | 0 | 0 | 0 | 0 |  |  | 0 | 0 | 0 | 0 | 0 |  |  | 0 | 0 | 0 | 0 | 0 |  |  | 0 | 0 | 0 | 0 | 0 |  |  | 0 | 0 | 0 | 0 | 0 |  |  | Grocery Admin ILit Hol | Grocery Admin ILit all | 3499 | 25 | 100 | 18 | 1 | 0.25 | 0.25 | 0.25 | 0.25 | 0.25 | 0.25 | 1 | 1 | 1 | 1 | 1 | 1 | 1 | 1 | 1 | 1 | 1 | 1 | 1 | 1 | 1 | 1 | 0.25 | 0.25 | 0 | 0 | 0 | 0 | 0 | 0 | 1 | 1 | 1 | 1 | 1 | 1 | 1 | 1 | 1 | 1 | 1 | 1 | 1 | 1 | 1 | 1 | 0 | 0 | 0 | 0 | 0 | 0 | 0 | 0 | 0 | 0 | 0 | 0 | 0 | 0 | 0 | 0 | 0 | 0 | 0 | 0 | 0 | 0 | 0 | 0 | 0 | 0 | 0 | 0 | 0 | 0 | 0 | 0 |  | 0 | 0 | 0 | 0 | 0 | 0 | 0 | 0 | 0 | 0 | 0 | 0 | 0 | 0 | 0 | 0 | 0 | 0 | 0 | 0 | Grocery - Office (General) - Hol | 14 | 9 | 16 | 70 | 110 | 0 | 0 | 70 | 110 | 0 | 0 | 7 | 11 | 0 | 0 | 0 | 0 | 0 | 0 | 0 | 0 | 1 | 1 | 1 | 1 | 1 | 1 | 1 | 0 | 0 | 0 | 0 | 0 | 0 | 0 | 0 | 0
2008 | 20 | 8 | 15 | 4 |  |  | Grocery - Office (General) | Grocery - Office (General) | Grocery | Office (General) | Grocery - Office (General) |  | Grocery | Grocery - Office (General) | Grocery Admin | all | 6 | 251 | 251 | 0.07 | 1.0056 | 0.85269 | 0.61583 | 0.65905 | 0.60835 |  |  | 0.070392 | 0.059688 | 0.043108 | 0.046133 | 0.042584 |  |  | 318.0326 | 269.6706 | 194.7621 | 208.4296 | 192.3966 |  |  | 0.070392 | 0.059688 | 0.043108 | 0.046133 | 0.042584 |  |  | 6570 | 6570 | 6570 | 6570 | 6570 |  |  | 0 | 0 | 0 | 0 | 0 |  |  | 1 | 1 | 1 | 1 | 1 |  |  | 0 | 0 | 0 | 0 | 0 |  |  | Grocery Admin ILit all | Grocery Admin ILit all | 3498 | 25 | 100 | 18 | 1 | 0.25 | 0.25 | 0.25 | 0.25 | 0.25 | 0.25 | 1 | 1 | 1 | 1 | 1 | 1 | 1 | 1 | 1 | 1 | 1 | 1 | 1 | 1 | 1 | 1 | 0.25 | 0.25 | 0 | 0 | 0 | 0 | 0 | 0 | 1 | 1 | 1 | 1 | 1 | 1 | 1 | 1 | 1 | 1 | 1 | 1 | 1 | 1 | 1 | 1 | 0 | 0 | 0 | 0 | 0 | 0 | 0 | 0 | 0 | 0 | 0 | 0 | 0 | 0 | 0 | 0 | 0 | 0 | 0 | 0 | 0 | 0 | 0 | 0 | 0 | 0 | 0 | 0 | 0 | 0 | 0 | 0 |  | 0 | 0 | 0 | 0 | 0 | 0 | 0 | 0 | 0 | 0 | 0 | 0 | 0 | 0 | 0 | 0 | 0 | 0 | 0 | 0 | Grocery - Office (General) - all | 16 | 9 | 21 | 3012 | 1506 | 3012 | 1506 | 0 | 0 | 12 | 6 | 0 | 0 | 0 | 0 | 0 | 0 | 0 | 0 | 0 | 0 | 1 | 1 | 1 | 1 | 1 | 1 | 1 | 1 | 1 | 1 | 1 | 1 | 0 | 0 | 0 | 0
2009 | 20 | 9 | 12 | 1 |  |  |  |  | Grocery | Refrigerated (Food Preparation) | Grocery - Refrigerated (Food Preparation) |  | Grocery | Grocery - Refrigerated (Food Preparation) | Grocery Prep | Sat | 22 | 52 | 52 | 0.02536 | 1.9609 | 1.7054 | 0.80531 | 0.86183 | 0.81113 |  |  | 0 | 0 | 0 | 0 | 0 |  |  | 31.031 | 26.9869 | 12.7438 | 13.6381 | 12.8359 |  |  | 0 | 0 | 0 | 0 | 0 |  |  | 0 | 0 | 0 | 0 | 0 |  |  | 0 | 0 | 0 | 0 | 0 |  |  | 0 | 0 | 0 | 0 | 0 |  |  | 0 | 0 | 0 | 0 | 0 |  |  | Grocery Prep ILit Sat | Grocery Prep ILit all | 3513 | 50 | 50 | 12 | 0.5 | 0.5 | 0.5 | 0.5 | 0.5 | 0.5 | 0.5 | 0.5 | 0.5 | 0.5 | 0.5 | 0.5 | 0.5 | 0.5 | 0.5 | 0.5 | 0.5 | 0.5 | 0.5 | 0.5 | 0.5 | 0.5 | 0.5 | 0.5 | 0.5 | 0 | 0 | 0 | 0 | 0 | 0 | 0 | 0 | 0 | 0 | 0 | 0 | 0 | 0 | 0 | 0 | 0 | 0 | 0 | 0 | 0 | 0 | 0 | 0 | 0 | 0 | 0 | 0 | 0 | 0 | 0 | 0 | 0 | 0 | 0 | 0 | 0 | 0 | 0 | 0 | 0 | 0 | 0 | 0 | 0 | 0 | 0 | 0 | 0 | 0 | 0 | 0 | 0 | 0 |  | 0 | 0 | 0 | 0 | 0 | 0 | 0 | 0 | 0 | 0 | 0 | 0 | 0 | 0 | 0 | 0 | 0 | 0 | 0 | 0 | Grocery - Refrigerated (Food Preparation) - Sat | 10 | 9 | 16 | 182 | 442 | 0 | 0 | 182 | 442 | 0 | 0 | 3.5 | 8.5 | 0 | 0 | 0 | 0 | 0 | 0 | 0 | 0 | 0.5 | 0.5 | 0.5 | 0.5 | 0.5 | 0.5 | 0.5 | 0 | 0 | 0 | 0 | 0 | 0 | 0 | 0 | 0
2010 | 20 | 10 | 13 | 2 |  |  |  |  | Grocery | Refrigerated (Food Preparation) | Grocery - Refrigerated (Food Preparation) |  | Grocery | Grocery - Refrigerated (Food Preparation) | Grocery Prep | Sun | 6 | 52 | 52 | 0.02536 | 1.9609 | 1.7054 | 0.80531 | 0.86183 | 0.81113 |  |  | 0 | 0 | 0 | 0 | 0 |  |  | 31.031 | 26.9869 | 12.7438 | 13.6381 | 12.8359 |  |  | 0 | 0 | 0 | 0 | 0 |  |  | 0 | 0 | 0 | 0 | 0 |  |  | 0 | 0 | 0 | 0 | 0 |  |  | 0 | 0 | 0 | 0 | 0 |  |  | 0 | 0 | 0 | 0 | 0 |  |  | Grocery Prep ILit Sun | Grocery Prep ILit all | 3513 | 50 | 50 | 12 | 0.5 | 0.5 | 0.5 | 0.5 | 0.5 | 0.5 | 0.5 | 0.5 | 0.5 | 0.5 | 0.5 | 0.5 | 0.5 | 0.5 | 0.5 | 0.5 | 0.5 | 0.5 | 0.5 | 0.5 | 0.5 | 0.5 | 0.5 | 0.5 | 0.5 | 0 | 0 | 0 | 0 | 0 | 0 | 0 | 0 | 0 | 0 | 0 | 0 | 0 | 0 | 0 | 0 | 0 | 0 | 0 | 0 | 0 | 0 | 0 | 0 | 0 | 0 | 0 | 0 | 0 | 0 | 0 | 0 | 0 | 0 | 0 | 0 | 0 | 0 | 0 | 0 | 0 | 0 | 0 | 0 | 0 | 0 | 0 | 0 | 0 | 0 | 0 | 0 | 0 | 0 |  | 0 | 0 | 0 | 0 | 0 | 0 | 0 | 0 | 0 | 0 | 0 | 0 | 0 | 0 | 0 | 0 | 0 | 0 | 0 | 0 | Grocery - Refrigerated (Food Preparation) - Sun | 12 | 9 | 16 | 182 | 442 | 0 | 0 | 182 | 442 | 0 | 0 | 3.5 | 8.5 | 0 | 0 | 0 | 0 | 0 | 0 | 0 | 0 | 0.5 | 0.5 | 0.5 | 0.5 | 0.5 | 0.5 | 0.5 | 0 | 0 | 0 | 0 | 0 | 0 | 0 | 0 | 0
2011 | 20 | 11 | 14 | 3 |  |  |  |  | Grocery | Refrigerated (Food Preparation) | Grocery - Refrigerated (Food Preparation) |  | Grocery | Grocery - Refrigerated (Food Preparation) | Grocery Prep | Hol | 22 | 10 | 10 | 0.02536 | 1.9609 | 1.7054 | 0.80531 | 0.86183 | 0.81113 |  |  | 0 | 0 | 0 | 0 | 0 |  |  | 5.9675 | 5.1898 | 2.4507 | 2.6227 | 2.4684 |  |  | 0 | 0 | 0 | 0 | 0 |  |  | 0 | 0 | 0 | 0 | 0 |  |  | 0 | 0 | 0 | 0 | 0 |  |  | 0 | 0 | 0 | 0 | 0 |  |  | 0 | 0 | 0 | 0 | 0 |  |  | Grocery Prep ILit Hol | Grocery Prep ILit all | 3513 | 50 | 50 | 12 | 0.5 | 0.5 | 0.5 | 0.5 | 0.5 | 0.5 | 0.5 | 0.5 | 0.5 | 0.5 | 0.5 | 0.5 | 0.5 | 0.5 | 0.5 | 0.5 | 0.5 | 0.5 | 0.5 | 0.5 | 0.5 | 0.5 | 0.5 | 0.5 | 0.5 | 0 | 0 | 0 | 0 | 0 | 0 | 0 | 0 | 0 | 0 | 0 | 0 | 0 | 0 | 0 | 0 | 0 | 0 | 0 | 0 | 0 | 0 | 0 | 0 | 0 | 0 | 0 | 0 | 0 | 0 | 0 | 0 | 0 | 0 | 0 | 0 | 0 | 0 | 0 | 0 | 0 | 0 | 0 | 0 | 0 | 0 | 0 | 0 | 0 | 0 | 0 | 0 | 0 | 0 |  | 0 | 0 | 0 | 0 | 0 | 0 | 0 | 0 | 0 | 0 | 0 | 0 | 0 | 0 | 0 | 0 | 0 | 0 | 0 | 0 | Grocery - Refrigerated (Food Preparation) - Hol | 14 | 9 | 16 | 35 | 85 | 0 | 0 | 35 | 85 | 0 | 0 | 3.5 | 8.5 | 0 | 0 | 0 | 0 | 0 | 0 | 0 | 0 | 0.5 | 0.5 | 0.5 | 0.5 | 0.5 | 0.5 | 0.5 | 0 | 0 | 0 | 0 | 0 | 0 | 0 | 0 | 0
2012 | 20 | 12 | 15 | 4 |  |  | Grocery - Refrigerated (Food Preparation) | Grocery - Refrigerated (Food Preparation) | Grocery | Refrigerated (Food Preparation) | Grocery - Refrigerated (Food Preparation) |  | Grocery | Grocery - Refrigerated (Food Preparation) | Grocery Prep | all | 6 | 251 | 251 | 0.02536 | 1.9609 | 1.7054 | 0.80531 | 0.86183 | 0.81113 |  |  | 0.049729 | 0.043248 | 0.020423 | 0.021856 | 0.02057 |  |  | 149.7843 | 130.2637 | 61.5134 | 65.8302 | 61.9578 |  |  | 0.024865 | 0.021624 | 0.010211 | 0.010928 | 0.010285 |  |  | 4380 | 4380 | 4380 | 4380 | 4380 |  |  | 0 | 0 | 0 | 0 | 0 |  |  | 0.5 | 0.5 | 0.5 | 0.5 | 0.5 |  |  | 0 | 0 | 0 | 0 | 0 |  |  | Grocery Prep ILit all | Grocery Prep ILit all | 3512 | 50 | 50 | 12 | 0.5 | 0.5 | 0.5 | 0.5 | 0.5 | 0.5 | 0.5 | 0.5 | 0.5 | 0.5 | 0.5 | 0.5 | 0.5 | 0.5 | 0.5 | 0.5 | 0.5 | 0.5 | 0.5 | 0.5 | 0.5 | 0.5 | 0.5 | 0.5 | 0.5 | 0 | 0 | 0 | 0 | 0 | 0 | 0 | 0 | 0 | 0 | 0 | 0 | 0 | 0 | 0 | 0 | 0 | 0 | 0 | 0 | 0 | 0 | 0 | 0 | 0 | 0 | 0 | 0 | 0 | 0 | 0 | 0 | 0 | 0 | 0 | 0 | 0 | 0 | 0 | 0 | 0 | 0 | 0 | 0 | 0 | 0 | 0 | 0 | 0 | 0 | 0 | 0 | 0 | 0 |  | 0 | 0 | 0 | 0 | 0 | 0 | 0 | 0 | 0 | 0 | 0 | 0 | 0 | 0 | 0 | 0 | 0 | 0 | 0 | 0 | Grocery - Refrigerated (Food Preparation) - all | 16 | 9 | 21 | 1506 | 1506 | 1506 | 1506 | 0 | 0 | 6 | 6 | 0 | 0 | 0 | 0 | 0 | 0 | 0 | 0 | 0 | 0 | 0.5 | 0.5 | 0.5 | 0.5 | 0.5 | 0.5 | 0.5 | 0.5 | 0.5 | 0.5 | 0.5 | 0.5 | 0 | 0 | 0 | 0
2013 | 20 | 13 | 12 | 1 |  |  |  |  | Grocery | Refrigerated (Walk-in Cooler) | Grocery - Refrigerated (Walk-in Cooler) |  | Grocery | Grocery - Refrigerated (Walk-in Cooler) | Grocery Refrig | Sat | 22 | 52 | 52 | 0.0312 | 0.40224 | 0.37897 | 0.28423 | 0.30417 | 0.30417 |  |  | 0 | 0 | 0 | 0 | 0 |  |  | 7.8312 | 7.3781 | 5.5336 | 5.9219 | 5.9219 |  |  | 0 | 0 | 0 | 0 | 0 |  |  | 0 | 0 | 0 | 0 | 0 |  |  | 0 | 0 | 0 | 0 | 0 |  |  | 0 | 0 | 0 | 0 | 0 |  |  | 0 | 0 | 0 | 0 | 0 |  |  | Grocery Refrig ILit Sat | Grocery Refrig ILit all | 3506 | 50 | 50 | 12 | 0.5 | 0.5 | 0.5 | 0.5 | 0.5 | 0.5 | 0.5 | 0.5 | 0.5 | 0.5 | 0.5 | 0.5 | 0.5 | 0.5 | 0.5 | 0.5 | 0.5 | 0.5 | 0.5 | 0.5 | 0.5 | 0.5 | 0.5 | 0.5 | 0.5 | 0 | 0 | 0 | 0 | 0 | 0 | 0 | 0 | 0 | 0 | 0 | 0 | 0 | 0 | 0 | 0 | 0 | 0 | 0 | 0 | 0 | 0 | 0 | 0 | 0 | 0 | 0 | 0 | 0 | 0 | 0 | 0 | 0 | 0 | 0 | 0 | 0 | 0 | 0 | 0 | 0 | 0 | 0 | 0 | 0 | 0 | 0 | 0 | 0 | 0 | 0 | 0 | 0 | 0 |  | 0 | 0 | 0 | 0 | 0 | 0 | 0 | 0 | 0 | 0 | 0 | 0 | 0 | 0 | 0 | 0 | 0 | 0 | 0 | 0 | Grocery - Refrigerated (Walk-in Cooler) - Sat | 10 | 9 | 16 | 182 | 442 | 0 | 0 | 182 | 442 | 0 | 0 | 3.5 | 8.5 | 0 | 0 | 0 | 0 | 0 | 0 | 0 | 0 | 0.5 | 0.5 | 0.5 | 0.5 | 0.5 | 0.5 | 0.5 | 0 | 0 | 0 | 0 | 0 | 0 | 0 | 0 | 0
2014 | 20 | 14 | 13 | 2 |  |  |  |  | Grocery | Refrigerated (Walk-in Cooler) | Grocery - Refrigerated (Walk-in Cooler) |  | Grocery | Grocery - Refrigerated (Walk-in Cooler) | Grocery Refrig | Sun | 6 | 52 | 52 | 0.0312 | 0.40224 | 0.37897 | 0.28423 | 0.30417 | 0.30417 |  |  | 0 | 0 | 0 | 0 | 0 |  |  | 7.8312 | 7.3781 | 5.5336 | 5.9219 | 5.9219 |  |  | 0 | 0 | 0 | 0 | 0 |  |  | 0 | 0 | 0 | 0 | 0 |  |  | 0 | 0 | 0 | 0 | 0 |  |  | 0 | 0 | 0 | 0 | 0 |  |  | 0 | 0 | 0 | 0 | 0 |  |  | Grocery Refrig ILit Sun | Grocery Refrig ILit all | 3506 | 50 | 50 | 12 | 0.5 | 0.5 | 0.5 | 0.5 | 0.5 | 0.5 | 0.5 | 0.5 | 0.5 | 0.5 | 0.5 | 0.5 | 0.5 | 0.5 | 0.5 | 0.5 | 0.5 | 0.5 | 0.5 | 0.5 | 0.5 | 0.5 | 0.5 | 0.5 | 0.5 | 0 | 0 | 0 | 0 | 0 | 0 | 0 | 0 | 0 | 0 | 0 | 0 | 0 | 0 | 0 | 0 | 0 | 0 | 0 | 0 | 0 | 0 | 0 | 0 | 0 | 0 | 0 | 0 | 0 | 0 | 0 | 0 | 0 | 0 | 0 | 0 | 0 | 0 | 0 | 0 | 0 | 0 | 0 | 0 | 0 | 0 | 0 | 0 | 0 | 0 | 0 | 0 | 0 | 0 |  | 0 | 0 | 0 | 0 | 0 | 0 | 0 | 0 | 0 | 0 | 0 | 0 | 0 | 0 | 0 | 0 | 0 | 0 | 0 | 0 | Grocery - Refrigerated (Walk-in Cooler) - Sun | 12 | 9 | 16 | 182 | 442 | 0 | 0 | 182 | 442 | 0 | 0 | 3.5 | 8.5 | 0 | 0 | 0 | 0 | 0 | 0 | 0 | 0 | 0.5 | 0.5 | 0.5 | 0.5 | 0.5 | 0.5 | 0.5 | 0 | 0 | 0 | 0 | 0 | 0 | 0 | 0 | 0
2015 | 20 | 15 | 14 | 3 |  |  |  |  | Grocery | Refrigerated (Walk-in Cooler) | Grocery - Refrigerated (Walk-in Cooler) |  | Grocery | Grocery - Refrigerated (Walk-in Cooler) | Grocery Refrig | Hol | 22 | 10 | 10 | 0.0312 | 0.40224 | 0.37897 | 0.28423 | 0.30417 | 0.30417 |  |  | 0 | 0 | 0 | 0 | 0 |  |  | 1.506 | 1.4189 | 1.0642 | 1.1388 | 1.1388 |  |  | 0 | 0 | 0 | 0 | 0 |  |  | 0 | 0 | 0 | 0 | 0 |  |  | 0 | 0 | 0 | 0 | 0 |  |  | 0 | 0 | 0 | 0 | 0 |  |  | 0 | 0 | 0 | 0 | 0 |  |  | Grocery Refrig ILit Hol | Grocery Refrig ILit all | 3506 | 50 | 50 | 12 | 0.5 | 0.5 | 0.5 | 0.5 | 0.5 | 0.5 | 0.5 | 0.5 | 0.5 | 0.5 | 0.5 | 0.5 | 0.5 | 0.5 | 0.5 | 0.5 | 0.5 | 0.5 | 0.5 | 0.5 | 0.5 | 0.5 | 0.5 | 0.5 | 0.5 | 0 | 0 | 0 | 0 | 0 | 0 | 0 | 0 | 0 | 0 | 0 | 0 | 0 | 0 | 0 | 0 | 0 | 0 | 0 | 0 | 0 | 0 | 0 | 0 | 0 | 0 | 0 | 0 | 0 | 0 | 0 | 0 | 0 | 0 | 0 | 0 | 0 | 0 | 0 | 0 | 0 | 0 | 0 | 0 | 0 | 0 | 0 | 0 | 0 | 0 | 0 | 0 | 0 | 0 |  | 0 | 0 | 0 | 0 | 0 | 0 | 0 | 0 | 0 | 0 | 0 | 0 | 0 | 0 | 0 | 0 | 0 | 0 | 0 | 0 | Grocery - Refrigerated (Walk-in Cooler) - Hol | 14 | 9 | 16 | 35 | 85 | 0 | 0 | 35 | 85 | 0 | 0 | 3.5 | 8.5 | 0 | 0 | 0 | 0 | 0 | 0 | 0 | 0 | 0.5 | 0.5 | 0.5 | 0.5 | 0.5 | 0.5 | 0.5 | 0 | 0 | 0 | 0 | 0 | 0 | 0 | 0 | 0
2016 | 20 | 16 | 15 | 4 |  |  | Grocery - Refrigerated (Walk-in Cooler) | Grocery - Refrigerated (Walk-in Cooler) | Grocery | Refrigerated (Walk-in Cooler) | Grocery - Refrigerated (Walk-in Cooler) |  | Grocery | Grocery - Refrigerated (Walk-in Cooler) | Grocery Refrig | all | 6 | 251 | 251 | 0.0312 | 0.40224 | 0.37897 | 0.28423 | 0.30417 | 0.30417 |  |  | 0.01255 | 0.011824 | 0.0088679 | 0.0094903 | 0.0094903 |  |  | 37.8004 | 35.6136 | 26.7102 | 28.5846 | 28.5846 |  |  | 0.006275 | 0.005912 | 0.004434 | 0.0047451 | 0.0047451 |  |  | 4380 | 4380 | 4380 | 4380 | 4380 |  |  | 0 | 0 | 0 | 0 | 0 |  |  | 0.5 | 0.5 | 0.5 | 0.5 | 0.5 |  |  | 0 | 0 | 0 | 0 | 0 |  |  | Grocery Refrig ILit all | Grocery Refrig ILit all | 3505 | 50 | 50 | 12 | 0.5 | 0.5 | 0.5 | 0.5 | 0.5 | 0.5 | 0.5 | 0.5 | 0.5 | 0.5 | 0.5 | 0.5 | 0.5 | 0.5 | 0.5 | 0.5 | 0.5 | 0.5 | 0.5 | 0.5 | 0.5 | 0.5 | 0.5 | 0.5 | 0.5 | 0 | 0 | 0 | 0 | 0 | 0 | 0 | 0 | 0 | 0 | 0 | 0 | 0 | 0 | 0 | 0 | 0 | 0 | 0 | 0 | 0 | 0 | 0 | 0 | 0 | 0 | 0 | 0 | 0 | 0 | 0 | 0 | 0 | 0 | 0 | 0 | 0 | 0 | 0 | 0 | 0 | 0 | 0 | 0 | 0 | 0 | 0 | 0 | 0 | 0 | 0 | 0 | 0 | 0 |  | 0 | 0 | 0 | 0 | 0 | 0 | 0 | 0 | 0 | 0 | 0 | 0 | 0 | 0 | 0 | 0 | 0 | 0 | 0 | 0 | Grocery - Refrigerated (Walk-in Cooler) - all | 16 | 9 | 21 | 1506 | 1506 | 1506 | 1506 | 0 | 0 | 6 | 6 | 0 | 0 | 0 | 0 | 0 | 0 | 0 | 0 | 0 | 0 | 0.5 | 0.5 | 0.5 | 0.5 | 0.5 | 0.5 | 0.5 | 0.5 | 0.5 | 0.5 | 0.5 | 0.5 | 0 | 0 | 0 | 0
2017 | 20 | 17 | 12 | 1 |  |  |  |  | Grocery | Refrigerated (Walk-in Freezer) | Grocery - Refrigerated (Walk-in Freezer) |  | Grocery | Grocery - Refrigerated (Walk-in Freezer) | Grocery Refrig | Sat | 22 | 52 | 52 | 0.01624 | 0.40224 | 0.37897 | 0.28423 | 0.30417 | 0.30417 |  |  | 0 | 0 | 0 | 0 | 0 |  |  | 4.0762 | 3.8404 | 2.8803 | 3.0824 | 3.0824 |  |  | 0 | 0 | 0 | 0 | 0 |  |  | 0 | 0 | 0 | 0 | 0 |  |  | 0 | 0 | 0 | 0 | 0 |  |  | 0 | 0 | 0 | 0 | 0 |  |  | 0 | 0 | 0 | 0 | 0 |  |  | Grocery Refrig ILit Sat | Grocery Refrig ILit all | 3506 | 50 | 50 | 12 | 0.5 | 0.5 | 0.5 | 0.5 | 0.5 | 0.5 | 0.5 | 0.5 | 0.5 | 0.5 | 0.5 | 0.5 | 0.5 | 0.5 | 0.5 | 0.5 | 0.5 | 0.5 | 0.5 | 0.5 | 0.5 | 0.5 | 0.5 | 0.5 | 0.5 | 0 | 0 | 0 | 0 | 0 | 0 | 0 | 0 | 0 | 0 | 0 | 0 | 0 | 0 | 0 | 0 | 0 | 0 | 0 | 0 | 0 | 0 | 0 | 0 | 0 | 0 | 0 | 0 | 0 | 0 | 0 | 0 | 0 | 0 | 0 | 0 | 0 | 0 | 0 | 0 | 0 | 0 | 0 | 0 | 0 | 0 | 0 | 0 | 0 | 0 | 0 | 0 | 0 | 0 |  | 0 | 0 | 0 | 0 | 0 | 0 | 0 | 0 | 0 | 0 | 0 | 0 | 0 | 0 | 0 | 0 | 0 | 0 | 0 | 0 | Grocery - Refrigerated (Walk-in Freezer) - Sat | 10 | 9 | 16 | 182 | 442 | 0 | 0 | 182 | 442 | 0 | 0 | 3.5 | 8.5 | 0 | 0 | 0 | 0 | 0 | 0 | 0 | 0 | 0.5 | 0.5 | 0.5 | 0.5 | 0.5 | 0.5 | 0.5 | 0 | 0 | 0 | 0 | 0 | 0 | 0 | 0 | 0
2018 | 20 | 18 | 13 | 2 |  |  |  |  | Grocery | Refrigerated (Walk-in Freezer) | Grocery - Refrigerated (Walk-in Freezer) |  | Grocery | Grocery - Refrigerated (Walk-in Freezer) | Grocery Refrig | Sun | 6 | 52 | 52 | 0.01624 | 0.40224 | 0.37897 | 0.28423 | 0.30417 | 0.30417 |  |  | 0 | 0 | 0 | 0 | 0 |  |  | 4.0762 | 3.8404 | 2.8803 | 3.0824 | 3.0824 |  |  | 0 | 0 | 0 | 0 | 0 |  |  | 0 | 0 | 0 | 0 | 0 |  |  | 0 | 0 | 0 | 0 | 0 |  |  | 0 | 0 | 0 | 0 | 0 |  |  | 0 | 0 | 0 | 0 | 0 |  |  | Grocery Refrig ILit Sun | Grocery Refrig ILit all | 3506 | 50 | 50 | 12 | 0.5 | 0.5 | 0.5 | 0.5 | 0.5 | 0.5 | 0.5 | 0.5 | 0.5 | 0.5 | 0.5 | 0.5 | 0.5 | 0.5 | 0.5 | 0.5 | 0.5 | 0.5 | 0.5 | 0.5 | 0.5 | 0.5 | 0.5 | 0.5 | 0.5 | 0 | 0 | 0 | 0 | 0 | 0 | 0 | 0 | 0 | 0 | 0 | 0 | 0 | 0 | 0 | 0 | 0 | 0 | 0 | 0 | 0 | 0 | 0 | 0 | 0 | 0 | 0 | 0 | 0 | 0 | 0 | 0 | 0 | 0 | 0 | 0 | 0 | 0 | 0 | 0 | 0 | 0 | 0 | 0 | 0 | 0 | 0 | 0 | 0 | 0 | 0 | 0 | 0 | 0 |  | 0 | 0 | 0 | 0 | 0 | 0 | 0 | 0 | 0 | 0 | 0 | 0 | 0 | 0 | 0 | 0 | 0 | 0 | 0 | 0 | Grocery - Refrigerated (Walk-in Freezer) - Sun | 12 | 9 | 16 | 182 | 442 | 0 | 0 | 182 | 442 | 0 | 0 | 3.5 | 8.5 | 0 | 0 | 0 | 0 | 0 | 0 | 0 | 0 | 0.5 | 0.5 | 0.5 | 0.5 | 0.5 | 0.5 | 0.5 | 0 | 0 | 0 | 0 | 0 | 0 | 0 | 0 | 0
2019 | 20 | 19 | 14 | 3 |  |  |  |  | Grocery | Refrigerated (Walk-in Freezer) | Grocery - Refrigerated (Walk-in Freezer) |  | Grocery | Grocery - Refrigerated (Walk-in Freezer) | Grocery Refrig | Hol | 22 | 10 | 10 | 0.01624 | 0.40224 | 0.37897 | 0.28423 | 0.30417 | 0.30417 |  |  | 0 | 0 | 0 | 0 | 0 |  |  | 0.78389 | 0.73854 | 0.55391 | 0.59278 | 0.59278 |  |  | 0 | 0 | 0 | 0 | 0 |  |  | 0 | 0 | 0 | 0 | 0 |  |  | 0 | 0 | 0 | 0 | 0 |  |  | 0 | 0 | 0 | 0 | 0 |  |  | 0 | 0 | 0 | 0 | 0 |  |  | Grocery Refrig ILit Hol | Grocery Refrig ILit all | 3506 | 50 | 50 | 12 | 0.5 | 0.5 | 0.5 | 0.5 | 0.5 | 0.5 | 0.5 | 0.5 | 0.5 | 0.5 | 0.5 | 0.5 | 0.5 | 0.5 | 0.5 | 0.5 | 0.5 | 0.5 | 0.5 | 0.5 | 0.5 | 0.5 | 0.5 | 0.5 | 0.5 | 0 | 0 | 0 | 0 | 0 | 0 | 0 | 0 | 0 | 0 | 0 | 0 | 0 | 0 | 0 | 0 | 0 | 0 | 0 | 0 | 0 | 0 | 0 | 0 | 0 | 0 | 0 | 0 | 0 | 0 | 0 | 0 | 0 | 0 | 0 | 0 | 0 | 0 | 0 | 0 | 0 | 0 | 0 | 0 | 0 | 0 | 0 | 0 | 0 | 0 | 0 | 0 | 0 | 0 |  | 0 | 0 | 0 | 0 | 0 | 0 | 0 | 0 | 0 | 0 | 0 | 0 | 0 | 0 | 0 | 0 | 0 | 0 | 0 | 0 | Grocery - Refrigerated (Walk-in Freezer) - Hol | 14 | 9 | 16 | 35 | 85 | 0 | 0 | 35 | 85 | 0 | 0 | 3.5 | 8.5 | 0 | 0 | 0 | 0 | 0 | 0 | 0 | 0 | 0.5 | 0.5 | 0.5 | 0.5 | 0.5 | 0.5 | 0.5 | 0 | 0 | 0 | 0 | 0 | 0 | 0 | 0 | 0
2020 | 20 | 20 | 15 | 4 |  |  | Grocery - Refrigerated (Walk-in Freezer) | Grocery - Refrigerated (Walk-in Freezer) | Grocery | Refrigerated (Walk-in Freezer) | Grocery - Refrigerated (Walk-in Freezer) |  | Grocery | Grocery - Refrigerated (Walk-in Freezer) | Grocery Refrig | all | 6 | 251 | 251 | 0.01624 | 0.40224 | 0.37897 | 0.28423 | 0.30417 | 0.30417 |  |  | 0.0065324 | 0.0061545 | 0.0046159 | 0.0049398 | 0.0049398 |  |  | 19.6756 | 18.5374 | 13.903 | 14.8787 | 14.8787 |  |  | 0.0032662 | 0.0030773 | 0.0023079 | 0.0024699 | 0.0024699 |  |  | 4380 | 4380 | 4380 | 4380 | 4380 |  |  | 0 | 0 | 0 | 0 | 0 |  |  | 0.5 | 0.5 | 0.5 | 0.5 | 0.5 |  |  | 0 | 0 | 0 | 0 | 0 |  |  | Grocery Refrig ILit all | Grocery Refrig ILit all | 3505 | 50 | 50 | 12 | 0.5 | 0.5 | 0.5 | 0.5 | 0.5 | 0.5 | 0.5 | 0.5 | 0.5 | 0.5 | 0.5 | 0.5 | 0.5 | 0.5 | 0.5 | 0.5 | 0.5 | 0.5 | 0.5 | 0.5 | 0.5 | 0.5 | 0.5 | 0.5 | 0.5 | 0 | 0 | 0 | 0 | 0 | 0 | 0 | 0 | 0 | 0 | 0 | 0 | 0 | 0 | 0 | 0 | 0 | 0 | 0 | 0 | 0 | 0 | 0 | 0 | 0 | 0 | 0 | 0 | 0 | 0 | 0 | 0 | 0 | 0 | 0 | 0 | 0 | 0 | 0 | 0 | 0 | 0 | 0 | 0 | 0 | 0 | 0 | 0 | 0 | 0 | 0 | 0 | 0 | 0 |  | 0 | 0 | 0 | 0 | 0 | 0 | 0 | 0 | 0 | 0 | 0 | 0 | 0 | 0 | 0 | 0 | 0 | 0 | 0 | 0 | Grocery - Refrigerated (Walk-in Freezer) - all | 16 | 9 | 21 | 1506 | 1506 | 1506 | 1506 | 0 | 0 | 6 | 6 | 0 | 0 | 0 | 0 | 0 | 0 | 0 | 0 | 0 | 0 | 0.5 | 0.5 | 0.5 | 0.5 | 0.5 | 0.5 | 0.5 | 0.5 | 0.5 | 0.5 | 0.5 | 0.5 | 0 | 0 | 0 | 0
2021 | 20 | 21 | 12 | 1 |  |  |  |  | Grocery | Retail Sales, Grocery | Grocery - Retail Sales, Grocery |  | Grocery | Grocery - Retail Sales, Grocery | Grocery Sales | Sat | 22 | 52 | 52 | 0.8 | 1.5335 | 1.3264 | 0.94743 | 1.0139 | 0.86183 |  |  | 0 | 0 | 0 | 0 | 0 |  |  | 1275.9114 | 1103.5657 | 788.2612 | 843.5778 | 717.0411 |  |  | 0 | 0 | 0 | 0 | 0 |  |  | 0 | 0 | 0 | 0 | 0 |  |  | 0 | 0 | 0 | 0 | 0 |  |  | 0 | 0 | 0 | 0 | 0 |  |  | 0 | 0 | 0 | 0 | 0 |  |  | Grocery Sales ILit Sat | Grocery Sales ILit all | 3485 | 50 | 100 | 20 | 1 | 0.5 | 0.5 | 0.5 | 0.5 | 0.5 | 0.5 | 1 | 1 | 1 | 1 | 1 | 1 | 1 | 1 | 1 | 1 | 1 | 1 | 1 | 1 | 1 | 1 | 0.5 | 0.5 | 0 | 0 | 0 | 0 | 0 | 0 | 1 | 1 | 1 | 1 | 1 | 1 | 1 | 1 | 1 | 1 | 1 | 1 | 1 | 1 | 1 | 1 | 0 | 0 | 0 | 0 | 0 | 0 | 0 | 0 | 0 | 0 | 0 | 0 | 0 | 0 | 0 | 0 | 0 | 0 | 0 | 0 | 0 | 0 | 0 | 0 | 0 | 0 | 0 | 0 | 0 | 0 | 0 | 0 |  | 0 | 0 | 0 | 0 | 0 | 0 | 0 | 0 | 0 | 0 | 0 | 0 | 0 | 0 | 0 | 0 | 0 | 0 | 0 | 0 | Grocery - Retail Sales, Grocery - Sat | 10 | 9 | 16 | 364 | 676 | 0 | 0 | 364 | 676 | 0 | 0 | 7 | 13 | 0 | 0 | 0 | 0 | 0 | 0 | 0 | 0 | 1 | 1 | 1 | 1 | 1 | 1 | 1 | 0 | 0 | 0 | 0 | 0 | 0 | 0 | 0 | 0
2022 | 20 | 22 | 13 | 2 |  |  |  |  | Grocery | Retail Sales, Grocery | Grocery - Retail Sales, Grocery |  | Grocery | Grocery - Retail Sales, Grocery | Grocery Sales | Sun | 6 | 52 | 52 | 0.8 | 1.5335 | 1.3264 | 0.94743 | 1.0139 | 0.86183 |  |  | 0 | 0 | 0 | 0 | 0 |  |  | 1275.9114 | 1103.5657 | 788.2612 | 843.5778 | 717.0411 |  |  | 0 | 0 | 0 | 0 | 0 |  |  | 0 | 0 | 0 | 0 | 0 |  |  | 0 | 0 | 0 | 0 | 0 |  |  | 0 | 0 | 0 | 0 | 0 |  |  | 0 | 0 | 0 | 0 | 0 |  |  | Grocery Sales ILit Sun | Grocery Sales ILit all | 3485 | 50 | 100 | 20 | 1 | 0.5 | 0.5 | 0.5 | 0.5 | 0.5 | 0.5 | 1 | 1 | 1 | 1 | 1 | 1 | 1 | 1 | 1 | 1 | 1 | 1 | 1 | 1 | 1 | 1 | 0.5 | 0.5 | 0 | 0 | 0 | 0 | 0 | 0 | 1 | 1 | 1 | 1 | 1 | 1 | 1 | 1 | 1 | 1 | 1 | 1 | 1 | 1 | 1 | 1 | 0 | 0 | 0 | 0 | 0 | 0 | 0 | 0 | 0 | 0 | 0 | 0 | 0 | 0 | 0 | 0 | 0 | 0 | 0 | 0 | 0 | 0 | 0 | 0 | 0 | 0 | 0 | 0 | 0 | 0 | 0 | 0 |  | 0 | 0 | 0 | 0 | 0 | 0 | 0 | 0 | 0 | 0 | 0 | 0 | 0 | 0 | 0 | 0 | 0 | 0 | 0 | 0 | Grocery - Retail Sales, Grocery - Sun | 12 | 9 | 16 | 364 | 676 | 0 | 0 | 364 | 676 | 0 | 0 | 7 | 13 | 0 | 0 | 0 | 0 | 0 | 0 | 0 | 0 | 1 | 1 | 1 | 1 | 1 | 1 | 1 | 0 | 0 | 0 | 0 | 0 | 0 | 0 | 0 | 0
2023 | 20 | 23 | 14 | 3 |  |  |  |  | Grocery | Retail Sales, Grocery | Grocery - Retail Sales, Grocery |  | Grocery | Grocery - Retail Sales, Grocery | Grocery Sales | Hol | 22 | 10 | 10 | 0.8 | 1.5335 | 1.3264 | 0.94743 | 1.0139 | 0.86183 |  |  | 0 | 0 | 0 | 0 | 0 |  |  | 245.3676 | 212.2242 | 151.5887 | 162.2265 | 137.8925 |  |  | 0 | 0 | 0 | 0 | 0 |  |  | 0 | 0 | 0 | 0 | 0 |  |  | 0 | 0 | 0 | 0 | 0 |  |  | 0 | 0 | 0 | 0 | 0 |  |  | 0 | 0 | 0 | 0 | 0 |  |  | Grocery Sales ILit Hol | Grocery Sales ILit all | 3485 | 50 | 100 | 20 | 1 | 0.5 | 0.5 | 0.5 | 0.5 | 0.5 | 0.5 | 1 | 1 | 1 | 1 | 1 | 1 | 1 | 1 | 1 | 1 | 1 | 1 | 1 | 1 | 1 | 1 | 0.5 | 0.5 | 0 | 0 | 0 | 0 | 0 | 0 | 1 | 1 | 1 | 1 | 1 | 1 | 1 | 1 | 1 | 1 | 1 | 1 | 1 | 1 | 1 | 1 | 0 | 0 | 0 | 0 | 0 | 0 | 0 | 0 | 0 | 0 | 0 | 0 | 0 | 0 | 0 | 0 | 0 | 0 | 0 | 0 | 0 | 0 | 0 | 0 | 0 | 0 | 0 | 0 | 0 | 0 | 0 | 0 |  | 0 | 0 | 0 | 0 | 0 | 0 | 0 | 0 | 0 | 0 | 0 | 0 | 0 | 0 | 0 | 0 | 0 | 0 | 0 | 0 | Grocery - Retail Sales, Grocery - Hol | 14 | 9 | 16 | 70 | 130 | 0 | 0 | 70 | 130 | 0 | 0 | 7 | 13 | 0 | 0 | 0 | 0 | 0 | 0 | 0 | 0 | 1 | 1 | 1 | 1 | 1 | 1 | 1 | 0 | 0 | 0 | 0 | 0 | 0 | 0 | 0 | 0
2024 | 20 | 24 | 15 | 4 | Grocery | Grocery | Grocery - Retail Sales, Grocery | Grocery - Retail Sales, Grocery | Grocery | Retail Sales, Grocery | Grocery - Retail Sales, Grocery |  | Grocery | Grocery - Retail Sales, Grocery | Grocery Sales | all | 6 | 251 | 251 | 0.8 | 1.5335 | 1.3264 | 0.94743 | 1.0139 | 0.86183 |  |  | 1.2268 | 1.0611 | 0.75794 | 0.81113 | 0.68946 |  |  | 6158.7264 | 5326.8269 | 3804.8764 | 4071.8852 | 3461.1024 |  |  | 1.2268 | 1.0611 | 0.75794 | 0.81113 | 0.68946 |  |  | 7300 | 7300 | 7300 | 7300 | 7300 |  |  | 7121.4951 | 7118.142 | 7148.6452 | 7148.6452 | 7132.5627 |  |  | 1 | 1 | 1 | 1 | 1 |  |  | 0.97566 | 0.97496 | 0.98033 | 0.98033 | 0.97802 |  |  | Grocery Sales ILit all | Grocery Sales ILit all | 3484 | 50 | 100 | 20 | 1 | 0.5 | 0.5 | 0.5 | 0.5 | 0.5 | 0.5 | 1 | 1 | 1 | 1 | 1 | 1 | 1 | 1 | 1 | 1 | 1 | 1 | 1 | 1 | 1 | 1 | 0.5 | 0.5 | 0 | 0 | 0 | 0 | 0 | 0 | 1 | 1 | 1 | 1 | 1 | 1 | 1 | 1 | 1 | 1 | 1 | 1 | 1 | 1 | 1 | 1 | 0 | 0 | 0 | 0 | 0 | 0 | 0 | 0 | 0 | 0 | 0 | 0 | 0 | 0 | 0 | 0 | 0 | 0 | 0 | 0 | 0 | 0 | 0 | 0 | 0 | 0 | 0 | 0 | 0 | 0 | 0 | 0 | Grocery | 0 | 0 | 0 | 0 | 0 | 0 | 0 | 0 | 0 | 0 | 0 | 0 | 0 | 0 | 0 | 0 | 0 | 0 | 0 | 0 | Grocery - Retail Sales, Grocery - all | 16 | 9 | 21 | 3012 | 2008 | 3012 | 2008 | 0 | 0 | 12 | 8 | 0 | 0 | 0 | 0 | 0 | 0 | 0 | 0 | 0 | 0 | 1 | 1 | 1 | 1 | 1 | 1 | 1 | 1 | 1 | 1 | 1 | 1 | 0 | 0 | 0 | 0
2105 | 21 | 5 | 12 | 1 |  |  |  |  | Storage - Conditioned | Storage (Conditioned) | Storage - Conditioned - Storage (Conditioned) |  | Storage - Conditioned | Storage - Conditioned - Storage (Conditioned) | Storage (cond) All | Sat | 18 | 52 | 52 | 1 | 0.67631 | 0.73193 | 0.50503 | 0.48308 | 0.48308 |  |  | 0 | 0 | 0 | 0 | 0 |  |  | 42.2016 | 45.6727 | 31.5142 | 30.144 | 30.144 |  |  | 0 | 0 | 0 | 0 | 0 |  |  | 0 | 0 | 0 | 0 | 0 |  |  | 0 | 0 | 0 | 0 | 0 |  |  | 0 | 0 | 0 | 0 | 0 |  |  | 0 | 0 | 0 | 0 | 0 |  |  | Storage (cond) All ILit Sat | Storage (cond) All ILit all | 2 | 5 | 5 | 1.2 | 0.05 | 0.05 | 0.05 | 0.05 | 0.05 | 0.05 | 0.05 | 0.05 | 0.05 | 0.05 | 0.05 | 0.05 | 0.05 | 0.05 | 0.05 | 0.05 | 0.05 | 0.05 | 0.05 | 0.05 | 0.05 | 0.05 | 0.05 | 0.05 | 0.05 | 0 | 0 | 0 | 0 | 0 | 0 | 0 | 0 | 0 | 0 | 0 | 0 | 0 | 0 | 0 | 0 | 0 | 0 | 0 | 0 | 0 | 0 | 0 | 0 | 0 | 0 | 0 | 0 | 0 | 0 | 0 | 0 | 0 | 0 | 0 | 0 | 0 | 0 | 0 | 0 | 0 | 0 | 0 | 0 | 0 | 0 | 0 | 0 | 0 | 0 | 0 | 0 | 0 | 0 |  | 0 | 0 | 0 | 0 | 0 | 0 | 0 | 0 | 0 | 0 | 0 | 0 | 0 | 0 | 0 | 0 | 0 | 0 | 0 | 0 | Storage - Conditioned - Storage (Conditioned) - Sat | 10 | 9 | 16 | 18.2 | 44.2 | 0 | 0 | 18.2 | 44.2 | 0 | 0 | 0.35 | 0.85 | 0 | 0 | 0 | 0 | 0 | 0 | 0 | 0 | 0.05 | 0.05 | 0.05 | 0.05 | 0.05 | 0.05 | 0.05 | 0 | 0 | 0 | 0 | 0 | 0 | 0 | 0 | 0
2106 | 21 | 6 | 13 | 2 |  |  |  |  | Storage - Conditioned | Storage (Conditioned) | Storage - Conditioned - Storage (Conditioned) |  | Storage - Conditioned | Storage - Conditioned - Storage (Conditioned) | Storage (cond) All | Sun | 7 | 52 | 52 | 1 | 0.67631 | 0.73193 | 0.50503 | 0.48308 | 0.48308 |  |  | 0 | 0 | 0 | 0 | 0 |  |  | 42.2016 | 45.6727 | 31.5142 | 30.144 | 30.144 |  |  | 0 | 0 | 0 | 0 | 0 |  |  | 0 | 0 | 0 | 0 | 0 |  |  | 0 | 0 | 0 | 0 | 0 |  |  | 0 | 0 | 0 | 0 | 0 |  |  | 0 | 0 | 0 | 0 | 0 |  |  | Storage (cond) All ILit Sun | Storage (cond) All ILit all | 2 | 5 | 5 | 1.2 | 0.05 | 0.05 | 0.05 | 0.05 | 0.05 | 0.05 | 0.05 | 0.05 | 0.05 | 0.05 | 0.05 | 0.05 | 0.05 | 0.05 | 0.05 | 0.05 | 0.05 | 0.05 | 0.05 | 0.05 | 0.05 | 0.05 | 0.05 | 0.05 | 0.05 | 0 | 0 | 0 | 0 | 0 | 0 | 0 | 0 | 0 | 0 | 0 | 0 | 0 | 0 | 0 | 0 | 0 | 0 | 0 | 0 | 0 | 0 | 0 | 0 | 0 | 0 | 0 | 0 | 0 | 0 | 0 | 0 | 0 | 0 | 0 | 0 | 0 | 0 | 0 | 0 | 0 | 0 | 0 | 0 | 0 | 0 | 0 | 0 | 0 | 0 | 0 | 0 | 0 | 0 |  | 0 | 0 | 0 | 0 | 0 | 0 | 0 | 0 | 0 | 0 | 0 | 0 | 0 | 0 | 0 | 0 | 0 | 0 | 0 | 0 | Storage - Conditioned - Storage (Conditioned) - Sun | 12 | 9 | 16 | 18.2 | 44.2 | 0 | 0 | 18.2 | 44.2 | 0 | 0 | 0.35 | 0.85 | 0 | 0 | 0 | 0 | 0 | 0 | 0 | 0 | 0.05 | 0.05 | 0.05 | 0.05 | 0.05 | 0.05 | 0.05 | 0 | 0 | 0 | 0 | 0 | 0 | 0 | 0 | 0
2107 | 21 | 7 | 14 | 3 |  |  |  |  | Storage - Conditioned | Storage (Conditioned) | Storage - Conditioned - Storage (Conditioned) |  | Storage - Conditioned | Storage - Conditioned - Storage (Conditioned) | Storage (cond) All | Hol | 18 | 10 | 10 | 1 | 0.67631 | 0.73193 | 0.50503 | 0.48308 | 0.48308 |  |  | 0 | 0 | 0 | 0 | 0 |  |  | 8.1157 | 8.7832 | 6.0604 | 5.7969 | 5.7969 |  |  | 0 | 0 | 0 | 0 | 0 |  |  | 0 | 0 | 0 | 0 | 0 |  |  | 0 | 0 | 0 | 0 | 0 |  |  | 0 | 0 | 0 | 0 | 0 |  |  | 0 | 0 | 0 | 0 | 0 |  |  | Storage (cond) All ILit Hol | Storage (cond) All ILit all | 2 | 5 | 5 | 1.2 | 0.05 | 0.05 | 0.05 | 0.05 | 0.05 | 0.05 | 0.05 | 0.05 | 0.05 | 0.05 | 0.05 | 0.05 | 0.05 | 0.05 | 0.05 | 0.05 | 0.05 | 0.05 | 0.05 | 0.05 | 0.05 | 0.05 | 0.05 | 0.05 | 0.05 | 0 | 0 | 0 | 0 | 0 | 0 | 0 | 0 | 0 | 0 | 0 | 0 | 0 | 0 | 0 | 0 | 0 | 0 | 0 | 0 | 0 | 0 | 0 | 0 | 0 | 0 | 0 | 0 | 0 | 0 | 0 | 0 | 0 | 0 | 0 | 0 | 0 | 0 | 0 | 0 | 0 | 0 | 0 | 0 | 0 | 0 | 0 | 0 | 0 | 0 | 0 | 0 | 0 | 0 |  | 0 | 0 | 0 | 0 | 0 | 0 | 0 | 0 | 0 | 0 | 0 | 0 | 0 | 0 | 0 | 0 | 0 | 0 | 0 | 0 | Storage - Conditioned - Storage (Conditioned) - Hol | 14 | 9 | 16 | 3.5 | 8.5 | 0 | 0 | 3.5 | 8.5 | 0 | 0 | 0.35 | 0.85 | 0 | 0 | 0 | 0 | 0 | 0 | 0 | 0 | 0.05 | 0.05 | 0.05 | 0.05 | 0.05 | 0.05 | 0.05 | 0 | 0 | 0 | 0 | 0 | 0 | 0 | 0 | 0
2108 | 21 | 8 | 15 | 4 | Storage - Conditioned | Storage - Conditioned | Storage - Conditioned - Storage (Conditioned) | Storage - Conditioned - Storage (Conditioned) | Storage - Conditioned | Storage (Conditioned) | Storage - Conditioned - Storage (Conditioned) |  | Storage - Conditioned | Storage - Conditioned - Storage (Conditioned) | Storage (cond) All | all | 9 | 251 | 251 | 1 | 0.67631 | 0.73193 | 0.50503 | 0.48308 | 0.48308 |  |  | 0.67631 | 0.73193 | 0.50503 | 0.48308 | 0.48308 |  |  | 2138.8895 | 2314.8155 | 1597.2227 | 1527.7782 | 1527.7782 |  |  | 0.67631 | 0.73193 | 0.50503 | 0.48308 | 0.48308 |  |  | 3299.4 | 3299.4 | 3299.4 | 3299.4 | 3299.4 |  |  | 3299.4 | 3299.4 | 3299.4 | 3299.4 | 3299.4 |  |  | 1 | 1 | 1 | 1 | 1 |  |  | 1 | 1 | 1 | 1 | 1 |  |  | Storage (cond) All ILit all | Storage (cond) All ILit all | 3475 | 5 | 100 | 12.6 | 1 | 0.05 | 0.05 | 0.05 | 0.05 | 0.05 | 0.05 | 1 | 1 | 1 | 1 | 1 | 1 | 1 | 1 | 1 | 1 | 1 | 1 | 0.05 | 0.05 | 0.05 | 0.05 | 0.05 | 0.05 | 0 | 0 | 0 | 0 | 0 | 0 | 1 | 1 | 1 | 1 | 1 | 1 | 1 | 1 | 1 | 1 | 1 | 1 | 0 | 0 | 0 | 0 | 0 | 0 | 0 | 0 | 0 | 0 | 0 | 0 | 0 | 0 | 0 | 0 | 0 | 0 | 0 | 0 | 0 | 0 | 0 | 0 | 0 | 0 | 0 | 0 | 0 | 0 | 0 | 0 | 0 | 0 | 0 | 0 | Storage - Conditioned | 0 | 0 | 0 | 0 | 0 | 0 | 0 | 0 | 0 | 0 | 0 | 0 | 0 | 0 | 0 | 0 | 0 | 0 | 0 | 0 | Storage - Conditioned - Storage (Conditioned) - all | 16 | 9 | 21 | 2535.1 | 627.5 | 2535.1 | 627.5 | 0 | 0 | 10.1 | 2.5 | 0 | 0 | 0 | 0 | 0 | 0 | 0 | 0 | 0 | 0 | 1 | 1 | 1 | 1 | 1 | 1 | 1 | 1 | 1 | 1 | 0.05 | 0.05 | 0 | 0 | 0 | 0
2205 | 22 | 5 | 12 | 1 |  |  |  |  | Storage - Unconditioned | Storage (Unconditioned) | Storage - Unconditioned - Storage (Unconditioned) |  | Storage - Unconditioned | Storage - Unconditioned - Storage (Unconditioned) | Storage (uncond) All | Sat | 18 | 52 | 52 | 1 | 0.78026 | 0.84443 | 0.58266 | 0.55733 | 0.55733 |  |  | 0 | 0 | 0 | 0 | 0 |  |  | 48.6881 | 52.6927 | 36.358 | 34.7772 | 34.7772 |  |  | 0 | 0 | 0 | 0 | 0 |  |  | 0 | 0 | 0 | 0 | 0 |  |  | 0 | 0 | 0 | 0 | 0 |  |  | 0 | 0 | 0 | 0 | 0 |  |  | 0 | 0 | 0 | 0 | 0 |  |  | Storage (uncond) All ILit Sat | Storage (uncond) All ILit all | 2 | 5 | 5 | 1.2 | 0.05 | 0.05 | 0.05 | 0.05 | 0.05 | 0.05 | 0.05 | 0.05 | 0.05 | 0.05 | 0.05 | 0.05 | 0.05 | 0.05 | 0.05 | 0.05 | 0.05 | 0.05 | 0.05 | 0.05 | 0.05 | 0.05 | 0.05 | 0.05 | 0.05 | 0 | 0 | 0 | 0 | 0 | 0 | 0 | 0 | 0 | 0 | 0 | 0 | 0 | 0 | 0 | 0 | 0 | 0 | 0 | 0 | 0 | 0 | 0 | 0 | 0 | 0 | 0 | 0 | 0 | 0 | 0 | 0 | 0 | 0 | 0 | 0 | 0 | 0 | 0 | 0 | 0 | 0 | 0 | 0 | 0 | 0 | 0 | 0 | 0 | 0 | 0 | 0 | 0 | 0 |  | 0 | 0 | 0 | 0 | 0 | 0 | 0 | 0 | 0 | 0 | 0 | 0 | 0 | 0 | 0 | 0 | 0 | 0 | 0 | 0 | Storage - Unconditioned - Storage (Unconditioned) - Sat | 10 | 9 | 16 | 18.2 | 44.2 | 0 | 0 | 18.2 | 44.2 | 0 | 0 | 0.35 | 0.85 | 0 | 0 | 0 | 0 | 0 | 0 | 0 | 0 | 0.05 | 0.05 | 0.05 | 0.05 | 0.05 | 0.05 | 0.05 | 0 | 0 | 0 | 0 | 0 | 0 | 0 | 0 | 0
2206 | 22 | 6 | 13 | 2 |  |  |  |  | Storage - Unconditioned | Storage (Unconditioned) | Storage - Unconditioned - Storage (Unconditioned) |  | Storage - Unconditioned | Storage - Unconditioned - Storage (Unconditioned) | Storage (uncond) All | Sun | 7 | 52 | 52 | 1 | 0.78026 | 0.84443 | 0.58266 | 0.55733 | 0.55733 |  |  | 0 | 0 | 0 | 0 | 0 |  |  | 48.6881 | 52.6927 | 36.358 | 34.7772 | 34.7772 |  |  | 0 | 0 | 0 | 0 | 0 |  |  | 0 | 0 | 0 | 0 | 0 |  |  | 0 | 0 | 0 | 0 | 0 |  |  | 0 | 0 | 0 | 0 | 0 |  |  | 0 | 0 | 0 | 0 | 0 |  |  | Storage (uncond) All ILit Sun | Storage (uncond) All ILit all | 2 | 5 | 5 | 1.2 | 0.05 | 0.05 | 0.05 | 0.05 | 0.05 | 0.05 | 0.05 | 0.05 | 0.05 | 0.05 | 0.05 | 0.05 | 0.05 | 0.05 | 0.05 | 0.05 | 0.05 | 0.05 | 0.05 | 0.05 | 0.05 | 0.05 | 0.05 | 0.05 | 0.05 | 0 | 0 | 0 | 0 | 0 | 0 | 0 | 0 | 0 | 0 | 0 | 0 | 0 | 0 | 0 | 0 | 0 | 0 | 0 | 0 | 0 | 0 | 0 | 0 | 0 | 0 | 0 | 0 | 0 | 0 | 0 | 0 | 0 | 0 | 0 | 0 | 0 | 0 | 0 | 0 | 0 | 0 | 0 | 0 | 0 | 0 | 0 | 0 | 0 | 0 | 0 | 0 | 0 | 0 |  | 0 | 0 | 0 | 0 | 0 | 0 | 0 | 0 | 0 | 0 | 0 | 0 | 0 | 0 | 0 | 0 | 0 | 0 | 0 | 0 | Storage - Unconditioned - Storage (Unconditioned) - Sun | 12 | 9 | 16 | 18.2 | 44.2 | 0 | 0 | 18.2 | 44.2 | 0 | 0 | 0.35 | 0.85 | 0 | 0 | 0 | 0 | 0 | 0 | 0 | 0 | 0.05 | 0.05 | 0.05 | 0.05 | 0.05 | 0.05 | 0.05 | 0 | 0 | 0 | 0 | 0 | 0 | 0 | 0 | 0
2207 | 22 | 7 | 14 | 3 |  |  |  |  | Storage - Unconditioned | Storage (Unconditioned) | Storage - Unconditioned - Storage (Unconditioned) |  | Storage - Unconditioned | Storage - Unconditioned - Storage (Unconditioned) | Storage (uncond) All | Hol | 18 | 10 | 10 | 1 | 0.78026 | 0.84443 | 0.58266 | 0.55733 | 0.55733 |  |  | 0 | 0 | 0 | 0 | 0 |  |  | 9.3631 | 10.1332 | 6.9919 | 6.6879 | 6.6879 |  |  | 0 | 0 | 0 | 0 | 0 |  |  | 0 | 0 | 0 | 0 | 0 |  |  | 0 | 0 | 0 | 0 | 0 |  |  | 0 | 0 | 0 | 0 | 0 |  |  | 0 | 0 | 0 | 0 | 0 |  |  | Storage (uncond) All ILit Hol | Storage (uncond) All ILit all | 2 | 5 | 5 | 1.2 | 0.05 | 0.05 | 0.05 | 0.05 | 0.05 | 0.05 | 0.05 | 0.05 | 0.05 | 0.05 | 0.05 | 0.05 | 0.05 | 0.05 | 0.05 | 0.05 | 0.05 | 0.05 | 0.05 | 0.05 | 0.05 | 0.05 | 0.05 | 0.05 | 0.05 | 0 | 0 | 0 | 0 | 0 | 0 | 0 | 0 | 0 | 0 | 0 | 0 | 0 | 0 | 0 | 0 | 0 | 0 | 0 | 0 | 0 | 0 | 0 | 0 | 0 | 0 | 0 | 0 | 0 | 0 | 0 | 0 | 0 | 0 | 0 | 0 | 0 | 0 | 0 | 0 | 0 | 0 | 0 | 0 | 0 | 0 | 0 | 0 | 0 | 0 | 0 | 0 | 0 | 0 |  | 0 | 0 | 0 | 0 | 0 | 0 | 0 | 0 | 0 | 0 | 0 | 0 | 0 | 0 | 0 | 0 | 0 | 0 | 0 | 0 | Storage - Unconditioned - Storage (Unconditioned) - Hol | 14 | 9 | 16 | 3.5 | 8.5 | 0 | 0 | 3.5 | 8.5 | 0 | 0 | 0.35 | 0.85 | 0 | 0 | 0 | 0 | 0 | 0 | 0 | 0 | 0.05 | 0.05 | 0.05 | 0.05 | 0.05 | 0.05 | 0.05 | 0 | 0 | 0 | 0 | 0 | 0 | 0 | 0 | 0
2208 | 22 | 8 | 15 | 4 | Storage - Unconditioned | Storage - Unconditioned | Storage - Unconditioned - Storage (Unconditioned) | Storage - Unconditioned - Storage (Unconditioned) | Storage - Unconditioned | Storage (Unconditioned) | Storage - Unconditioned - Storage (Unconditioned) |  | Storage - Unconditioned | Storage - Unconditioned - Storage (Unconditioned) | Storage (uncond) All | all | 9 | 251 | 251 | 1 | 0.78026 | 0.84443 | 0.58266 | 0.55733 | 0.55733 |  |  | 0.78026 | 0.84443 | 0.58266 | 0.55733 | 0.55733 |  |  | 2467.6425 | 2670.6087 | 1842.72 | 1762.6018 | 1762.6018 |  |  | 0.78026 | 0.84443 | 0.58266 | 0.55733 | 0.55733 |  |  | 3299.4 | 3299.4 | 3299.4 | 3299.4 | 3299.4 |  |  | 3299.4 | 3299.4 | 3299.4 | 3299.4 | 3299.4 |  |  | 1 | 1 | 1 | 1 | 1 |  |  | 1 | 1 | 1 | 1 | 1 |  |  | Storage (uncond) All ILit all | Storage (uncond) All ILit all | 3479 | 5 | 100 | 12.6 | 1 | 0.05 | 0.05 | 0.05 | 0.05 | 0.05 | 0.05 | 1 | 1 | 1 | 1 | 1 | 1 | 1 | 1 | 1 | 1 | 1 | 1 | 0.05 | 0.05 | 0.05 | 0.05 | 0.05 | 0.05 | 0 | 0 | 0 | 0 | 0 | 0 | 1 | 1 | 1 | 1 | 1 | 1 | 1 | 1 | 1 | 1 | 1 | 1 | 0 | 0 | 0 | 0 | 0 | 0 | 0 | 0 | 0 | 0 | 0 | 0 | 0 | 0 | 0 | 0 | 0 | 0 | 0 | 0 | 0 | 0 | 0 | 0 | 0 | 0 | 0 | 0 | 0 | 0 | 0 | 0 | 0 | 0 | 0 | 0 | Storage - Unconditioned | 0 | 0 | 0 | 0 | 0 | 0 | 0 | 0 | 0 | 0 | 0 | 0 | 0 | 0 | 0 | 0 | 0 | 0 | 0 | 0 | Storage - Unconditioned - Storage (Unconditioned) - all | 16 | 9 | 21 | 2535.1 | 627.5 | 2535.1 | 627.5 | 0 | 0 | 10.1 | 2.5 | 0 | 0 | 0 | 0 | 0 | 0 | 0 | 0 | 0 | 0 | 1 | 1 | 1 | 1 | 1 | 1 | 1 | 1 | 1 | 1 | 0.05 | 0.05 | 0 | 0 | 0 | 0
2301 | 23 | 1 | 12 | 1 |  |  |  |  | Warehouse - Refrigerated | Comm/Ind Work (Loading Dock) | Warehouse - Refrigerated - Comm/Ind Work (Loading Dock) |  | Warehouse - Refrigerated | Warehouse - Refrigerated - Comm/Ind Work (Loading Dock) | Refg Whs Stock | Sat | 16 | 52 | 52 | 0.08 | 0.29643 | 0.32154 | 0.20926 | 0.20415 | 0.20415 |  |  | 0 | 0 | 0 | 0 | 0 |  |  | 29.5957 | 32.1027 | 20.8923 | 20.3827 | 20.3827 |  |  | 0 | 0 | 0 | 0 | 0 |  |  | 0 | 0 | 0 | 0 | 0 |  |  | 0 | 0 | 0 | 0 | 0 |  |  | 0 | 0 | 0 | 0 | 0 |  |  | 0 | 0 | 0 | 0 | 0 |  |  | Refg Whs Stock ILit Sat | Refg Whs Stock ILit all | 3529 | 100 | 100 | 24 | 1 | [24 empty] | 0 | 0 | 0 | 0 | 0 | 0 | 0 | 0 | 0 | 0 | 0 | 0 | 0 | 0 | 0 | 0 | 0 | 0 | 0 | 0 | 0 | 0 | 0 | 0 | 0 | 0 | 0 | 0 | 0 | 0 | 0 | 0 | 0 | 0 | 0 | 0 | 0 | 0 | 0 | 0 | 0 | 0 | 0 | 0 | 0 | 0 | 0 | 0 | 0 | 0 | 0 | 0 | 0 | 0 |  | 0 | 0 | 0 | 0 | 0 | 0 | 0 | 0 | 0 | 0 | 0 | 0 | 0 | 0 | 0 | 0 | 0 | 0 | 0 | 0 | Warehouse - Refrigerated - Comm/Ind Work (Loading Dock) - Sat | 10 | 9 | 16 | 364 | 884 | 0 | 0 | 364 | 884 | 0 | 0 | 7 | 17 | 0 | 0 | 0 | 0 | 0 | 0 | 0 | 0 | 1 | 1 | 1 | 1 | 1 | 1 | 1 | 0 | 0 | 0 | 0 | 0 | 0 | 0 | 0 | 0 | bar: 1 to 24
2302 | 23 | 2 | 13 | 2 |  |  |  |  | Warehouse - Refrigerated | Comm/Ind Work (Loading Dock) | Warehouse - Refrigerated - Comm/Ind Work (Loading Dock) |  | Warehouse - Refrigerated | Warehouse - Refrigerated - Comm/Ind Work (Loading Dock) | Refg Whs Stock | Sun | 9 | 52 | 52 | 0.08 | 0.29643 | 0.32154 | 0.20926 | 0.20415 | 0.20415 |  |  | 0 | 0 | 0 | 0 | 0 |  |  | 29.5957 | 32.1027 | 20.8923 | 20.3827 | 20.3827 |  |  | 0 | 0 | 0 | 0 | 0 |  |  | 0 | 0 | 0 | 0 | 0 |  |  | 0 | 0 | 0 | 0 | 0 |  |  | 0 | 0 | 0 | 0 | 0 |  |  | 0 | 0 | 0 | 0 | 0 |  |  | Refg Whs Stock ILit Sun | Refg Whs Stock ILit all | 3529 | 100 | 100 | 24 | 1 | [24 empty] | 0 | 0 | 0 | 0 | 0 | 0 | 0 | 0 | 0 | 0 | 0 | 0 | 0 | 0 | 0 | 0 | 0 | 0 | 0 | 0 | 0 | 0 | 0 | 0 | 0 | 0 | 0 | 0 | 0 | 0 | 0 | 0 | 0 | 0 | 0 | 0 | 0 | 0 | 0 | 0 | 0 | 0 | 0 | 0 | 0 | 0 | 0 | 0 | 0 | 0 | 0 | 0 | 0 | 0 |  | 0 | 0 | 0 | 0 | 0 | 0 | 0 | 0 | 0 | 0 | 0 | 0 | 0 | 0 | 0 | 0 | 0 | 0 | 0 | 0 | Warehouse - Refrigerated - Comm/Ind Work (Loading Dock) - Sun | 12 | 9 | 16 | 364 | 884 | 0 | 0 | 364 | 884 | 0 | 0 | 7 | 17 | 0 | 0 | 0 | 0 | 0 | 0 | 0 | 0 | 1 | 1 | 1 | 1 | 1 | 1 | 1 | 0 | 0 | 0 | 0 | 0 | 0 | 0 | 0 | 0 | bar: 1 to 24
2303 | 23 | 3 | 14 | 3 |  |  |  |  | Warehouse - Refrigerated | Comm/Ind Work (Loading Dock) | Warehouse - Refrigerated - Comm/Ind Work (Loading Dock) |  | Warehouse - Refrigerated | Warehouse - Refrigerated - Comm/Ind Work (Loading Dock) | Refg Whs Stock | Hol | 16 | 10 | 10 | 0.08 | 0.29643 | 0.32154 | 0.20926 | 0.20415 | 0.20415 |  |  | 0 | 0 | 0 | 0 | 0 |  |  | 5.6915 | 6.1736 | 4.0177 | 3.9197 | 3.9197 |  |  | 0 | 0 | 0 | 0 | 0 |  |  | 0 | 0 | 0 | 0 | 0 |  |  | 0 | 0 | 0 | 0 | 0 |  |  | 0 | 0 | 0 | 0 | 0 |  |  | 0 | 0 | 0 | 0 | 0 |  |  | Refg Whs Stock ILit Hol | Refg Whs Stock ILit all | 3529 | 100 | 100 | 24 | 1 | [24 empty] | 0 | 0 | 0 | 0 | 0 | 0 | 0 | 0 | 0 | 0 | 0 | 0 | 0 | 0 | 0 | 0 | 0 | 0 | 0 | 0 | 0 | 0 | 0 | 0 | 0 | 0 | 0 | 0 | 0 | 0 | 0 | 0 | 0 | 0 | 0 | 0 | 0 | 0 | 0 | 0 | 0 | 0 | 0 | 0 | 0 | 0 | 0 | 0 | 0 | 0 | 0 | 0 | 0 | 0 |  | 0 | 0 | 0 | 0 | 0 | 0 | 0 | 0 | 0 | 0 | 0 | 0 | 0 | 0 | 0 | 0 | 0 | 0 | 0 | 0 | Warehouse - Refrigerated - Comm/Ind Work (Loading Dock) - Hol | 14 | 9 | 16 | 70 | 170 | 0 | 0 | 70 | 170 | 0 | 0 | 7 | 17 | 0 | 0 | 0 | 0 | 0 | 0 | 0 | 0 | 1 | 1 | 1 | 1 | 1 | 1 | 1 | 0 | 0 | 0 | 0 | 0 | 0 | 0 | 0 | 0 | bar: 1 to 24
2304 | 23 | 4 | 15 | 4 |  |  | Warehouse - Refrigerated - Comm/Ind Work (Loading Dock) | Warehouse - Refrigerated - Comm/Ind Work (Loading Dock) | Warehouse - Refrigerated | Comm/Ind Work (Loading Dock) | Warehouse - Refrigerated - Comm/Ind Work (Loading Dock) |  | Warehouse - Refrigerated | Warehouse - Refrigerated - Comm/Ind Work (Loading Dock) | Refg Whs Stock | all | 9 | 251 | 251 | 0.08 | 0.29643 | 0.32154 | 0.20926 | 0.20415 | 0.20415 |  |  | 0.023714 | 0.025723 | 0.016741 | 0.016332 | 0.016332 |  |  | 142.8561 | 154.9575 | 100.8454 | 98.3857 | 98.3857 |  |  | 0.023714 | 0.025723 | 0.016741 | 0.016332 | 0.016332 |  |  | 8760 | 8760 | 8760 | 8760 | 8760 |  |  | 0 | 0 | 0 | 0 | 0 |  |  | 1 | 1 | 1 | 1 | 1 |  |  | 0 | 0 | 0 | 0 | 0 |  |  | Refg Whs Stock ILit all | Refg Whs Stock ILit all | 3528 | 100 | 100 | 24 | 1 | [24 empty] | 0 | 0 | 0 | 0 | 0 | 0 | 0 | 0 | 0 | 0 | 0 | 0 | 0 | 0 | 0 | 0 | 0 | 0 | 0 | 0 | 0 | 0 | 0 | 0 | 0 | 0 | 0 | 0 | 0 | 0 | 0 | 0 | 0 | 0 | 0 | 0 | 0 | 0 | 0 | 0 | 0 | 0 | 0 | 0 | 0 | 0 | 0 | 0 | 0 | 0 | 0 | 0 | 0 | 0 |  | 0 | 0 | 0 | 0 | 0 | 0 | 0 | 0 | 0 | 0 | 0 | 0 | 0 | 0 | 0 | 0 | 0 | 0 | 0 | 0 | Warehouse - Refrigerated - Comm/Ind Work (Loading Dock) - all | 16 | 9 | 21 | 3012 | 3012 | 3012 | 3012 | 0 | 0 | 12 | 12 | 0 | 0 | 0 | 0 | 0 | 0 | 0 | 0 | 0 | 0 | 1 | 1 | 1 | 1 | 1 | 1 | 1 | 1 | 1 | 1 | 1 | 1 | 0 | 0 | 0 | 0 | bar: 1 to 24
2305 | 23 | 5 | 12 | 1 |  |  |  |  | Warehouse - Refrigerated | Office (General) | Warehouse - Refrigerated - Office (General) |  | Warehouse - Refrigerated | Warehouse - Refrigerated - Office (General) | Refg Whs Admin | Sat | 16 | 52 | 52 | 0.02 | 0.35931 | 0.38585 | 0.27203 | 0.2654 | 0.24498 |  |  | 0 | 0 | 0 | 0 | 0 |  |  | 6.5394 | 7.0225 | 4.951 | 4.8303 | 4.4587 |  |  | 0 | 0 | 0 | 0 | 0 |  |  | 0 | 0 | 0 | 0 | 0 |  |  | 0 | 0 | 0 | 0 | 0 |  |  | 0 | 0 | 0 | 0 | 0 |  |  | 0 | 0 | 0 | 0 | 0 |  |  | Refg Whs Admin ILit Sat | Refg Whs Admin ILit all | 3522 | 50 | 100 | 17.5 | 1 | 0.5 | 0.5 | 0.5 | 0.5 | 0.5 | 0.5 | 0.5 | 1 | 1 | 1 | 1 | 1 | 1 | 1 | 1 | 1 | 1 | 1 | 0.5 | 0.5 | 0.5 | 0.5 | 0.5 | 0.5 | 0 | 0 | 0 | 0 | 0 | 0 | 0 | 1 | 1 | 1 | 1 | 1 | 1 | 1 | 1 | 1 | 1 | 1 | 0 | 0 | 0 | 0 | 0 | 0 | 0 | 0 | 0 | 0 | 0 | 0 | 0 | 0 | 0 | 0 | 0 | 0 | 0 | 0 | 0 | 0 | 0 | 0 | 0 | 0 | 0 | 0 | 0 | 0 | 0 | 0 | 0 | 0 | 0 | 0 |  | 0 | 0 | 0 | 0 | 0 | 0 | 0 | 0 | 0 | 0 | 0 | 0 | 0 | 0 | 0 | 0 | 0 | 0 | 0 | 0 | Warehouse - Refrigerated - Office (General) - Sat | 10 | 9 | 16 | 364 | 546 | 0 | 0 | 364 | 546 | 0 | 0 | 7 | 10.5 | 0 | 0 | 0 | 0 | 0 | 0 | 0 | 0 | 1 | 1 | 1 | 1 | 1 | 1 | 1 | 0 | 0 | 0 | 0 | 0 | 0 | 0 | 0 | 0
2306 | 23 | 6 | 13 | 2 |  |  |  |  | Warehouse - Refrigerated | Office (General) | Warehouse - Refrigerated - Office (General) |  | Warehouse - Refrigerated | Warehouse - Refrigerated - Office (General) | Refg Whs Admin | Sun | 9 | 52 | 52 | 0.02 | 0.35931 | 0.38585 | 0.27203 | 0.2654 | 0.24498 |  |  | 0 | 0 | 0 | 0 | 0 |  |  | 6.5394 | 7.0225 | 4.951 | 4.8303 | 4.4587 |  |  | 0 | 0 | 0 | 0 | 0 |  |  | 0 | 0 | 0 | 0 | 0 |  |  | 0 | 0 | 0 | 0 | 0 |  |  | 0 | 0 | 0 | 0 | 0 |  |  | 0 | 0 | 0 | 0 | 0 |  |  | Refg Whs Admin ILit Sun | Refg Whs Admin ILit all | 3522 | 50 | 100 | 17.5 | 1 | 0.5 | 0.5 | 0.5 | 0.5 | 0.5 | 0.5 | 0.5 | 1 | 1 | 1 | 1 | 1 | 1 | 1 | 1 | 1 | 1 | 1 | 0.5 | 0.5 | 0.5 | 0.5 | 0.5 | 0.5 | 0 | 0 | 0 | 0 | 0 | 0 | 0 | 1 | 1 | 1 | 1 | 1 | 1 | 1 | 1 | 1 | 1 | 1 | 0 | 0 | 0 | 0 | 0 | 0 | 0 | 0 | 0 | 0 | 0 | 0 | 0 | 0 | 0 | 0 | 0 | 0 | 0 | 0 | 0 | 0 | 0 | 0 | 0 | 0 | 0 | 0 | 0 | 0 | 0 | 0 | 0 | 0 | 0 | 0 |  | 0 | 0 | 0 | 0 | 0 | 0 | 0 | 0 | 0 | 0 | 0 | 0 | 0 | 0 | 0 | 0 | 0 | 0 | 0 | 0 | Warehouse - Refrigerated - Office (General) - Sun | 12 | 9 | 16 | 364 | 546 | 0 | 0 | 364 | 546 | 0 | 0 | 7 | 10.5 | 0 | 0 | 0 | 0 | 0 | 0 | 0 | 0 | 1 | 1 | 1 | 1 | 1 | 1 | 1 | 0 | 0 | 0 | 0 | 0 | 0 | 0 | 0 | 0
2307 | 23 | 7 | 14 | 3 |  |  |  |  | Warehouse - Refrigerated | Office (General) | Warehouse - Refrigerated - Office (General) |  | Warehouse - Refrigerated | Warehouse - Refrigerated - Office (General) | Refg Whs Admin | Hol | 16 | 10 | 10 | 0.02 | 0.35931 | 0.38585 | 0.27203 | 0.2654 | 0.24498 |  |  | 0 | 0 | 0 | 0 | 0 |  |  | 1.2576 | 1.3505 | 0.95212 | 0.9289 | 0.85745 |  |  | 0 | 0 | 0 | 0 | 0 |  |  | 0 | 0 | 0 | 0 | 0 |  |  | 0 | 0 | 0 | 0 | 0 |  |  | 0 | 0 | 0 | 0 | 0 |  |  | 0 | 0 | 0 | 0 | 0 |  |  | Refg Whs Admin ILit Hol | Refg Whs Admin ILit all | 3522 | 50 | 100 | 17.5 | 1 | 0.5 | 0.5 | 0.5 | 0.5 | 0.5 | 0.5 | 0.5 | 1 | 1 | 1 | 1 | 1 | 1 | 1 | 1 | 1 | 1 | 1 | 0.5 | 0.5 | 0.5 | 0.5 | 0.5 | 0.5 | 0 | 0 | 0 | 0 | 0 | 0 | 0 | 1 | 1 | 1 | 1 | 1 | 1 | 1 | 1 | 1 | 1 | 1 | 0 | 0 | 0 | 0 | 0 | 0 | 0 | 0 | 0 | 0 | 0 | 0 | 0 | 0 | 0 | 0 | 0 | 0 | 0 | 0 | 0 | 0 | 0 | 0 | 0 | 0 | 0 | 0 | 0 | 0 | 0 | 0 | 0 | 0 | 0 | 0 |  | 0 | 0 | 0 | 0 | 0 | 0 | 0 | 0 | 0 | 0 | 0 | 0 | 0 | 0 | 0 | 0 | 0 | 0 | 0 | 0 | Warehouse - Refrigerated - Office (General) - Hol | 14 | 9 | 16 | 70 | 105 | 0 | 0 | 70 | 105 | 0 | 0 | 7 | 10.5 | 0 | 0 | 0 | 0 | 0 | 0 | 0 | 0 | 1 | 1 | 1 | 1 | 1 | 1 | 1 | 0 | 0 | 0 | 0 | 0 | 0 | 0 | 0 | 0
2308 | 23 | 8 | 15 | 4 |  |  | Warehouse - Refrigerated - Office (General) | Warehouse - Refrigerated - Office (General) | Warehouse - Refrigerated | Office (General) | Warehouse - Refrigerated - Office (General) |  | Warehouse - Refrigerated | Warehouse - Refrigerated - Office (General) | Refg Whs Admin | all | 9 | 251 | 251 | 0.02 | 0.35931 | 0.38585 | 0.27203 | 0.2654 | 0.24498 |  |  | 0.0071862 | 0.007717 | 0.0054407 | 0.005308 | 0.0048997 |  |  | 31.5654 | 33.897 | 23.8982 | 23.3154 | 21.5219 |  |  | 0.0071862 | 0.007717 | 0.0054407 | 0.005308 | 0.0048997 |  |  | 6387.5 | 6387.5 | 6387.5 | 6387.5 | 6387.5 |  |  | 0 | 0 | 0 | 0 | 0 |  |  | 1 | 1 | 1 | 1 | 1 |  |  | 0 | 0 | 0 | 0 | 0 |  |  | Refg Whs Admin ILit all | Refg Whs Admin ILit all | 3521 | 50 | 100 | 17.5 | 1 | 0.5 | 0.5 | 0.5 | 0.5 | 0.5 | 0.5 | 0.5 | 1 | 1 | 1 | 1 | 1 | 1 | 1 | 1 | 1 | 1 | 1 | 0.5 | 0.5 | 0.5 | 0.5 | 0.5 | 0.5 | 0 | 0 | 0 | 0 | 0 | 0 | 0 | 1 | 1 | 1 | 1 | 1 | 1 | 1 | 1 | 1 | 1 | 1 | 0 | 0 | 0 | 0 | 0 | 0 | 0 | 0 | 0 | 0 | 0 | 0 | 0 | 0 | 0 | 0 | 0 | 0 | 0 | 0 | 0 | 0 | 0 | 0 | 0 | 0 | 0 | 0 | 0 | 0 | 0 | 0 | 0 | 0 | 0 | 0 |  | 0 | 0 | 0 | 0 | 0 | 0 | 0 | 0 | 0 | 0 | 0 | 0 | 0 | 0 | 0 | 0 | 0 | 0 | 0 | 0 | Warehouse - Refrigerated - Office (General) - all | 16 | 9 | 21 | 2761 | 1631.5 | 2761 | 1631.5 | 0 | 0 | 11 | 6.5 | 0 | 0 | 0 | 0 | 0 | 0 | 0 | 0 | 0 | 0 | 1 | 1 | 1 | 1 | 1 | 1 | 1 | 1 | 1 | 1 | 0.5 | 0.5 | 0 | 0 | 0 | 0
2309 | 23 | 9 | 12 | 1 |  |  |  |  | Warehouse - Refrigerated | Refrigerated (Cooled Storage) | Warehouse - Refrigerated - Refrigerated (Cooled Storage) |  | Warehouse - Refrigerated | Warehouse - Refrigerated - Refrigerated (Cooled Storage) | Refg Whs Cool | Sat | 16 | 52 | 52 | 0.4995 | 0.14372 | 0.17149 | 0.12555 | 0.12249 | 0.12249 |  |  | 0 | 0 | 0 | 0 | 0 |  |  | 89.5942 | 106.9022 | 78.2676 | 76.3587 | 76.3587 |  |  | 0 | 0 | 0 | 0 | 0 |  |  | 0 | 0 | 0 | 0 | 0 |  |  | 0 | 0 | 0 | 0 | 0 |  |  | 0 | 0 | 0 | 0 | 0 |  |  | 0 | 0 | 0 | 0 | 0 |  |  | Refg Whs Cool ILit Sat | Refg Whs Cool ILit all | 3536 | 100 | 100 | 24 | 1 | [24 empty] | 0 | 0 | 0 | 0 | 0 | 0 | 0 | 0 | 0 | 0 | 0 | 0 | 0 | 0 | 0 | 0 | 0 | 0 | 0 | 0 | 0 | 0 | 0 | 0 | 0 | 0 | 0 | 0 | 0 | 0 | 0 | 0 | 0 | 0 | 0 | 0 | 0 | 0 | 0 | 0 | 0 | 0 | 0 | 0 | 0 | 0 | 0 | 0 | 0 | 0 | 0 | 0 | 0 | 0 |  | 0 | 0 | 0 | 0 | 0 | 0 | 0 | 0 | 0 | 0 | 0 | 0 | 0 | 0 | 0 | 0 | 0 | 0 | 0 | 0 | Warehouse - Refrigerated - Refrigerated (Cooled Storage) - Sat | 10 | 9 | 16 | 364 | 884 | 0 | 0 | 364 | 884 | 0 | 0 | 7 | 17 | 0 | 0 | 0 | 0 | 0 | 0 | 0 | 0 | 1 | 1 | 1 | 1 | 1 | 1 | 1 | 0 | 0 | 0 | 0 | 0 | 0 | 0 | 0 | 0 | bar: 1 to 24
2310 | 23 | 10 | 13 | 2 |  |  |  |  | Warehouse - Refrigerated | Refrigerated (Cooled Storage) | Warehouse - Refrigerated - Refrigerated (Cooled Storage) |  | Warehouse - Refrigerated | Warehouse - Refrigerated - Refrigerated (Cooled Storage) | Refg Whs Cool | Sun | 9 | 52 | 52 | 0.4995 | 0.14372 | 0.17149 | 0.12555 | 0.12249 | 0.12249 |  |  | 0 | 0 | 0 | 0 | 0 |  |  | 89.5942 | 106.9022 | 78.2676 | 76.3587 | 76.3587 |  |  | 0 | 0 | 0 | 0 | 0 |  |  | 0 | 0 | 0 | 0 | 0 |  |  | 0 | 0 | 0 | 0 | 0 |  |  | 0 | 0 | 0 | 0 | 0 |  |  | 0 | 0 | 0 | 0 | 0 |  |  | Refg Whs Cool ILit Sun | Refg Whs Cool ILit all | 3536 | 100 | 100 | 24 | 1 | [24 empty] | 0 | 0 | 0 | 0 | 0 | 0 | 0 | 0 | 0 | 0 | 0 | 0 | 0 | 0 | 0 | 0 | 0 | 0 | 0 | 0 | 0 | 0 | 0 | 0 | 0 | 0 | 0 | 0 | 0 | 0 | 0 | 0 | 0 | 0 | 0 | 0 | 0 | 0 | 0 | 0 | 0 | 0 | 0 | 0 | 0 | 0 | 0 | 0 | 0 | 0 | 0 | 0 | 0 | 0 |  | 0 | 0 | 0 | 0 | 0 | 0 | 0 | 0 | 0 | 0 | 0 | 0 | 0 | 0 | 0 | 0 | 0 | 0 | 0 | 0 | Warehouse - Refrigerated - Refrigerated (Cooled Storage) - Sun | 12 | 9 | 16 | 364 | 884 | 0 | 0 | 364 | 884 | 0 | 0 | 7 | 17 | 0 | 0 | 0 | 0 | 0 | 0 | 0 | 0 | 1 | 1 | 1 | 1 | 1 | 1 | 1 | 0 | 0 | 0 | 0 | 0 | 0 | 0 | 0 | 0 | bar: 1 to 24
2311 | 23 | 11 | 14 | 3 |  |  |  |  | Warehouse - Refrigerated | Refrigerated (Cooled Storage) | Warehouse - Refrigerated - Refrigerated (Cooled Storage) |  | Warehouse - Refrigerated | Warehouse - Refrigerated - Refrigerated (Cooled Storage) | Refg Whs Cool | Hol | 16 | 10 | 10 | 0.4995 | 0.14372 | 0.17149 | 0.12555 | 0.12249 | 0.12249 |  |  | 0 | 0 | 0 | 0 | 0 |  |  | 17.2297 | 20.5581 | 15.0515 | 14.6844 | 14.6844 |  |  | 0 | 0 | 0 | 0 | 0 |  |  | 0 | 0 | 0 | 0 | 0 |  |  | 0 | 0 | 0 | 0 | 0 |  |  | 0 | 0 | 0 | 0 | 0 |  |  | 0 | 0 | 0 | 0 | 0 |  |  | Refg Whs Cool ILit Hol | Refg Whs Cool ILit all | 3536 | 100 | 100 | 24 | 1 | [24 empty] | 0 | 0 | 0 | 0 | 0 | 0 | 0 | 0 | 0 | 0 | 0 | 0 | 0 | 0 | 0 | 0 | 0 | 0 | 0 | 0 | 0 | 0 | 0 | 0 | 0 | 0 | 0 | 0 | 0 | 0 | 0 | 0 | 0 | 0 | 0 | 0 | 0 | 0 | 0 | 0 | 0 | 0 | 0 | 0 | 0 | 0 | 0 | 0 | 0 | 0 | 0 | 0 | 0 | 0 |  | 0 | 0 | 0 | 0 | 0 | 0 | 0 | 0 | 0 | 0 | 0 | 0 | 0 | 0 | 0 | 0 | 0 | 0 | 0 | 0 | Warehouse - Refrigerated - Refrigerated (Cooled Storage) - Hol | 14 | 9 | 16 | 70 | 170 | 0 | 0 | 70 | 170 | 0 | 0 | 7 | 17 | 0 | 0 | 0 | 0 | 0 | 0 | 0 | 0 | 1 | 1 | 1 | 1 | 1 | 1 | 1 | 0 | 0 | 0 | 0 | 0 | 0 | 0 | 0 | 0 | bar: 1 to 24
2312 | 23 | 12 | 15 | 4 |  |  | Warehouse - Refrigerated - Refrigerated (Cooled Storage) | Warehouse - Refrigerated - Refrigerated (Cooled Storage) | Warehouse - Refrigerated | Refrigerated (Cooled Storage) | Warehouse - Refrigerated - Refrigerated (Cooled Storage) |  | Warehouse - Refrigerated | Warehouse - Refrigerated - Refrigerated (Cooled Storage) | Refg Whs Cool | all | 9 | 251 | 251 | 0.4995 | 0.14372 | 0.17149 | 0.12555 | 0.12249 | 0.12249 |  |  | 0.07179 | 0.085659 | 0.062714 | 0.061185 | 0.061185 |  |  | 432.4642 | 516.0085 | 377.7919 | 368.5775 | 368.5775 |  |  | 0.07179 | 0.085659 | 0.062714 | 0.061185 | 0.061185 |  |  | 8760 | 8760 | 8760 | 8760 | 8760 |  |  | 0 | 0 | 0 | 0 | 0 |  |  | 1 | 1 | 1 | 1 | 1 |  |  | 0 | 0 | 0 | 0 | 0 |  |  | Refg Whs Cool ILit all | Refg Whs Cool ILit all | 3535 | 100 | 100 | 24 | 1 | [24 empty] | 0 | 0 | 0 | 0 | 0 | 0 | 0 | 0 | 0 | 0 | 0 | 0 | 0 | 0 | 0 | 0 | 0 | 0 | 0 | 0 | 0 | 0 | 0 | 0 | 0 | 0 | 0 | 0 | 0 | 0 | 0 | 0 | 0 | 0 | 0 | 0 | 0 | 0 | 0 | 0 | 0 | 0 | 0 | 0 | 0 | 0 | 0 | 0 | 0 | 0 | 0 | 0 | 0 | 0 |  | 0 | 0 | 0 | 0 | 0 | 0 | 0 | 0 | 0 | 0 | 0 | 0 | 0 | 0 | 0 | 0 | 0 | 0 | 0 | 0 | Warehouse - Refrigerated - Refrigerated (Cooled Storage) - all | 16 | 9 | 21 | 3012 | 3012 | 3012 | 3012 | 0 | 0 | 12 | 12 | 0 | 0 | 0 | 0 | 0 | 0 | 0 | 0 | 0 | 0 | 1 | 1 | 1 | 1 | 1 | 1 | 1 | 1 | 1 | 1 | 1 | 1 | 0 | 0 | 0 | 0 | bar: 1 to 24
2313 | 23 | 13 | 12 | 1 |  |  |  |  | Warehouse - Refrigerated | Refrigerated (Frozen Storage) | Warehouse - Refrigerated - Refrigerated (Frozen Storage) |  | Warehouse - Refrigerated | Warehouse - Refrigerated - Refrigerated (Frozen Storage) | Refg Whs Cold | Sat | 16 | 52 | 52 | 0.4005 | 0.14372 | 0.17149 | 0.12555 | 0.12249 | 0.12249 |  |  | 0 | 0 | 0 | 0 | 0 |  |  | 71.8368 | 85.7143 | 62.7551 | 61.2245 | 61.2245 |  |  | 0 | 0 | 0 | 0 | 0 |  |  | 0 | 0 | 0 | 0 | 0 |  |  | 0 | 0 | 0 | 0 | 0 |  |  | 0 | 0 | 0 | 0 | 0 |  |  | 0 | 0 | 0 | 0 | 0 |  |  | Refg Whs Cold ILit Sat | Refg Whs Cold ILit all | 3536 | 100 | 100 | 24 | 1 | [24 empty] | 0 | 0 | 0 | 0 | 0 | 0 | 0 | 0 | 0 | 0 | 0 | 0 | 0 | 0 | 0 | 0 | 0 | 0 | 0 | 0 | 0 | 0 | 0 | 0 | 0 | 0 | 0 | 0 | 0 | 0 | 0 | 0 | 0 | 0 | 0 | 0 | 0 | 0 | 0 | 0 | 0 | 0 | 0 | 0 | 0 | 0 | 0 | 0 | 0 | 0 | 0 | 0 | 0 | 0 |  | 0 | 0 | 0 | 0 | 0 | 0 | 0 | 0 | 0 | 0 | 0 | 0 | 0 | 0 | 0 | 0 | 0 | 0 | 0 | 0 | Warehouse - Refrigerated - Refrigerated (Frozen Storage) - Sat | 10 | 9 | 16 | 364 | 884 | 0 | 0 | 364 | 884 | 0 | 0 | 7 | 17 | 0 | 0 | 0 | 0 | 0 | 0 | 0 | 0 | 1 | 1 | 1 | 1 | 1 | 1 | 1 | 0 | 0 | 0 | 0 | 0 | 0 | 0 | 0 | 0 | bar: 1 to 24
2314 | 23 | 14 | 13 | 2 |  |  |  |  | Warehouse - Refrigerated | Refrigerated (Frozen Storage) | Warehouse - Refrigerated - Refrigerated (Frozen Storage) |  | Warehouse - Refrigerated | Warehouse - Refrigerated - Refrigerated (Frozen Storage) | Refg Whs Cold | Sun | 9 | 52 | 52 | 0.4005 | 0.14372 | 0.17149 | 0.12555 | 0.12249 | 0.12249 |  |  | 0 | 0 | 0 | 0 | 0 |  |  | 71.8368 | 85.7143 | 62.7551 | 61.2245 | 61.2245 |  |  | 0 | 0 | 0 | 0 | 0 |  |  | 0 | 0 | 0 | 0 | 0 |  |  | 0 | 0 | 0 | 0 | 0 |  |  | 0 | 0 | 0 | 0 | 0 |  |  | 0 | 0 | 0 | 0 | 0 |  |  | Refg Whs Cold ILit Sun | Refg Whs Cold ILit all | 3536 | 100 | 100 | 24 | 1 | [24 empty] | 0 | 0 | 0 | 0 | 0 | 0 | 0 | 0 | 0 | 0 | 0 | 0 | 0 | 0 | 0 | 0 | 0 | 0 | 0 | 0 | 0 | 0 | 0 | 0 | 0 | 0 | 0 | 0 | 0 | 0 | 0 | 0 | 0 | 0 | 0 | 0 | 0 | 0 | 0 | 0 | 0 | 0 | 0 | 0 | 0 | 0 | 0 | 0 | 0 | 0 | 0 | 0 | 0 | 0 |  | 0 | 0 | 0 | 0 | 0 | 0 | 0 | 0 | 0 | 0 | 0 | 0 | 0 | 0 | 0 | 0 | 0 | 0 | 0 | 0 | Warehouse - Refrigerated - Refrigerated (Frozen Storage) - Sun | 12 | 9 | 16 | 364 | 884 | 0 | 0 | 364 | 884 | 0 | 0 | 7 | 17 | 0 | 0 | 0 | 0 | 0 | 0 | 0 | 0 | 1 | 1 | 1 | 1 | 1 | 1 | 1 | 0 | 0 | 0 | 0 | 0 | 0 | 0 | 0 | 0 | bar: 1 to 24
2315 | 23 | 15 | 14 | 3 |  |  |  |  | Warehouse - Refrigerated | Refrigerated (Frozen Storage) | Warehouse - Refrigerated - Refrigerated (Frozen Storage) |  | Warehouse - Refrigerated | Warehouse - Refrigerated - Refrigerated (Frozen Storage) | Refg Whs Cold | Hol | 16 | 10 | 10 | 0.4005 | 0.14372 | 0.17149 | 0.12555 | 0.12249 | 0.12249 |  |  | 0 | 0 | 0 | 0 | 0 |  |  | 13.8148 | 16.4835 | 12.0683 | 11.7739 | 11.7739 |  |  | 0 | 0 | 0 | 0 | 0 |  |  | 0 | 0 | 0 | 0 | 0 |  |  | 0 | 0 | 0 | 0 | 0 |  |  | 0 | 0 | 0 | 0 | 0 |  |  | 0 | 0 | 0 | 0 | 0 |  |  | Refg Whs Cold ILit Hol | Refg Whs Cold ILit all | 3536 | 100 | 100 | 24 | 1 | [24 empty] | 0 | 0 | 0 | 0 | 0 | 0 | 0 | 0 | 0 | 0 | 0 | 0 | 0 | 0 | 0 | 0 | 0 | 0 | 0 | 0 | 0 | 0 | 0 | 0 | 0 | 0 | 0 | 0 | 0 | 0 | 0 | 0 | 0 | 0 | 0 | 0 | 0 | 0 | 0 | 0 | 0 | 0 | 0 | 0 | 0 | 0 | 0 | 0 | 0 | 0 | 0 | 0 | 0 | 0 |  | 0 | 0 | 0 | 0 | 0 | 0 | 0 | 0 | 0 | 0 | 0 | 0 | 0 | 0 | 0 | 0 | 0 | 0 | 0 | 0 | Warehouse - Refrigerated - Refrigerated (Frozen Storage) - Hol | 14 | 9 | 16 | 70 | 170 | 0 | 0 | 70 | 170 | 0 | 0 | 7 | 17 | 0 | 0 | 0 | 0 | 0 | 0 | 0 | 0 | 1 | 1 | 1 | 1 | 1 | 1 | 1 | 0 | 0 | 0 | 0 | 0 | 0 | 0 | 0 | 0 | bar: 1 to 24
2316 | 23 | 16 | 15 | 4 | Warehouse - Refrigerated | Warehouse - Refrigerated | Warehouse - Refrigerated - Refrigerated (Frozen Storage) | Warehouse - Refrigerated - Refrigerated (Frozen Storage) | Warehouse - Refrigerated | Refrigerated (Frozen Storage) | Warehouse - Refrigerated - Refrigerated (Frozen Storage) |  | Warehouse - Refrigerated | Warehouse - Refrigerated - Refrigerated (Frozen Storage) | Refg Whs Cold | all | 9 | 251 | 251 | 0.4005 | 0.14372 | 0.17149 | 0.12555 | 0.12249 | 0.12249 |  |  | 0.057562 | 0.068681 | 0.050285 | 0.049058 | 0.049058 |  |  | 346.7506 | 413.7365 | 302.9142 | 295.5261 | 295.5261 |  |  | 0.057562 | 0.068681 | 0.050285 | 0.049058 | 0.049058 |  |  | 8760 | 8760 | 8760 | 8760 | 8760 |  |  | 8653.6099 | 8662.5 | 8664.5124 | 8664.5124 | 8671.5839 |  |  | 1 | 1 | 1 | 1 | 1 |  |  | 1 | 1 | 1 | 1 | 1 |  |  | Refg Whs Cold ILit all | Refg Whs Cold ILit all | 3535 | 100 | 100 | 24 | 1 | [24 empty] | 0 | 0 | 0 | 0 | 0 | 0 | 0 | 0 | 0 | 0 | 0 | 0 | 0 | 0 | 0 | 0 | 0 | 0 | 0 | 0 | 0 | 0 | 0 | 0 | 0 | 0 | 0 | 0 | 0 | 0 | 0 | 0 | 0 | 0 | 0 | 0 | 0 | 0 | 0 | 0 | 0 | 0 | 0 | 0 | 0 | 0 | 0 | 0 | 0 | 0 | 0 | 0 | 0 | 0 | Warehouse - Refrigerated | 0 | 0 | 0 | 0 | 0 | 0 | 0 | 0 | 0 | 0 | 0 | 0 | 0 | 0 | 0 | 0 | 0 | 0 | 0 | 0 | Warehouse - Refrigerated - Refrigerated (Frozen Storage) - all | 16 | 9 | 21 | 3012 | 3012 | 3012 | 3012 | 0 | 0 | 12 | 12 | 0 | 0 | 0 | 0 | 0 | 0 | 0 | 0 | 0 | 0 | 1 | 1 | 1 | 1 | 1 | 1 | 1 | 1 | 1 | 1 | 1 | 1 | 0 | 0 | 0 | 0 | bar: 1 to 24

## 2008LtgProfilesByBldg
[8 empty] | 1 | 2 | 3 | 4 | 5 | 6 | 7 | 8 | 9 | 10 | 11 | 12 | 13 | 14 | 15 | 16 | 17 | 18 | 19 | 20 | 21 | 22 | 23 | 24 | 25 | 26 | 27 | 28 | 29 | 30 | 31 | 32 | 33 | 34 | 35 | 36 | 37 | 38 | 39 | 40 | 41 | 42 | 43 | 44 | 45 | 46 | 47 | 48 | 49 | 50 | 51 | 52 | 53 | 54 | 55 | 56 | 57 | 58 | 59 | 60 | 61 | 62 | 63 | 64 | 65 | 66 | 67 | 68 | 69 | 70 | 71 | 72 | 73 | 74 | 75 | 76 | 77 | 78 | 79 | 80 | 81 | 82 | 83 | 84 | 85 | 86 | 87 | 88 | 89 | 90 | 91 | 92 | 93 | 94 | 95 | 96 | 97 | 98 | 99 | 100 | 101 | 102 | 103 | 104 | 105 | 106 | 107 | 108 | 109 | 110 | 111 | 112 | 113 | 114 | 115 | 116 | 117 | 118 | 119 | 120 | 121 | 122 | 123 | 124 | 125 | [173 empty] | CFL
[21 empty] | LF/HID LPD | [55 empty] | CFL LPD | [167 empty] | 6 | 7 | 8 | 9 | 10 |  |  | LFHID | [7 empty] | LF/HID | [6 empty] | 1 | 2 | 3 | 4 | 5 | 6 | 7 | 8 | 9 | 10 | 11 | 12 | 13 | 14 | 15 | 16 | 17 | 18 | 19 | 20 | 21 | 22 | 23 | 24 | 25 | 26 | 27 | 28 | 29 | 30 | 31 | 32 | 33 | 34 | 35 | 36 | 37 | 38 | 39 | 40 | 41 | 42 | 43 | 44 | 45 | 46 | 47 | 48 | 49
[21 empty] | 8 | 9 | 10 | 11 | 12 | 13 | 14 | LF/HID Wattage x Area | [6 empty] | LF/HID Wattage x Area x Total Hours | [6 empty] | LF/HID Wattage x Area x CDF | [6 empty] | LF/HID EFLH by Area | [6 empty] | LF/HID EFLH by Building | [6 empty] | LF/HID CDF by Area | [6 empty] | LF/HID CDF by Building | [6 empty] | 8 | 9 | 10 | 11 | 12 | 13 | 14 | CFL Wattage x Area | [6 empty] | CFL Wattage x Area x Total Hours | [6 empty] | CFL Wattage x Area x CDF | [6 empty] | CFL EFLH by Area | [6 empty] | CFL EFLH by Building | [6 empty] | CFL CDF by Area | [6 empty] | CFL CDF by Building | [6 empty] | LF Profile |  |  |  |  | CFL Profile | [5 empty] | General Lighting Profile | [52 empty] | Normalized Linear Fluorscent Profile | [23 empty] | Normalized Compact Fluorescent Profiles | [23 empty] | Occ Sensor Usage Reduction | [6 empty] | Demand Reduction * LPD by Act Area Option 4 | [7 empty] | Demand Reduction by Building Type Option 4 | [10 empty] | Total |  | WD |  | WE |  | WD |  | WE | [26 empty] | Total |  | WD |  | WE |  | WD |  | WE | [25 empty] | 2013 EFLH Reduction
|  |  |  | Days Column | Building EFLH Lookup | Building CDF Lookup | Activity Area EFLH Lookup | Activity Area CDF Lookup | Building Type | Activity Area | Building Type + Activity Area | Period | Building Type + Period | Building Type + Activity Area + Period | Schedule Group | Day Type | Open or Closed | # of Days | Days | Area Frac | <1978 | 1978 - 1992 | 1993 - 2001 | 2002 - 2005 | 2006 - 2009 | 2010-2013 | >2013 | <1978 | 1978 - 1992 | 1993 - 2001 | 2002 - 2005 | 2006 - 2009 | 2010-2013 | >2013 | <1978 | 1978 - 1992 | 1993 - 2001 | 2002 - 2005 | 2006 - 2009 | 2010-2013 | >2013 | <1978 | 1978 - 1992 | 1993 - 2001 | 2002 - 2005 | 2006 - 2009 | 2010-2013 | >2013 | <1978 | 1978 - 1992 | 1993 - 2001 | 2002 - 2005 | 2006 - 2009 | 2010-2013 | >2013 | <1978 | 1978 - 1992 | 1993 - 2001 | 2002 - 2005 | 2006 - 2009 | 2010-2013 | >2013 | <1978 | 1978 - 1992 | 1993 - 2001 | 2002 - 2005 | 2006 - 2009 | 2010-2013 | >2013 | <1978 | 1978 - 1992 | 1993 - 2001 | 2002 - 2005 | 2006 - 2009 | 2010-2013 | >2013 | <1978 | 1978 - 1992 | 1993 - 2001 | 2002 - 2005 | 2006 - 2009 | 2010-2013 | >2013 | <1978 | 1978 - 1992 | 1993 - 2001 | 2002 - 2005 | 2006 - 2009 | 2010-2013 | >2013 | <1978 | 1978 - 1992 | 1993 - 2001 | 2002 - 2005 | 2006 - 2009 | 2010-2013 | >2013 | <1978 | 1978 - 1992 | 1993 - 2001 | 2002 - 2005 | 2006 - 2009 | 2010-2013 | >2013 | <1978 | 1978 - 1992 | 1993 - 2001 | 2002 - 2005 | 2006 - 2009 | 2010-2013 | >2013 | <1978 | 1978 - 1992 | 1993 - 2001 | 2002 - 2005 | 2006 - 2009 | 2010-2013 | >2013 | <1978 | 1978 - 1992 | 1993 - 2001 | 2002 - 2005 | 2006 - 2009 | 2010-2013 | >2013 | <1978 | 1978 - 1992 | 1993 - 2001 | 2002 - 2005 | 2006 - 2009 | 2010-2013 | >2013 | Profile Description Pass 1 | Profile Description Pass 2 | Profile ID | Min | Max |  | Profile Description Pass 1 | Profile Description Pass 2 | Profile ID | Min | Max | Profile ID | LF EFLH | LF CDF | 1 | 2 | 3 | 4 | 5 | 6 | 7 | 8 | 9 | 10 | 11 | 12 | 13 | 14 | 15 | 16 | 17 | 18 | 19 | 20 | 21 | 22 | 23 | 24 | CFL EFLH | CFL CDF | 1 | 2 | 3 | 4 | 5 | 6 | 7 | 8 | 9 | 10 | 11 | 12 | 13 | 14 | 15 | 16 | 17 | 18 | 19 | 20 | 21 | 22 | 23 | 24 | 1 | 2 | 3 | 4 | 5 | 6 | 7 | 8 | 9 | 10 | 11 | 12 | 13 | 14 | 15 | 16 | 17 | 18 | 19 | 20 | 21 | 22 | 23 | 24 | 1 | 2 | 3 | 4 | 5 | 6 | 7 | 8 | 9 | 10 | 11 | 12 | 13 | 14 | 15 | 16 | 17 | 18 | 19 | 20 | 21 | 22 | 23 | 24 | Reduction | Weekday Open | Weekday Closed | Weekend Open | Weekend Closed | Fraction of Weekday Open | Demand Reduction | < 1978 | 1978 - 1992 | 1993 - 2001 | 2002 - 2005 | 2006-2009 | 2010-2013 | >2013 | Building Type | < 1978 | 1978 - 1992 | 1993 - 2001 | 2002 - 2005 | 2006-2009 | 2010-2013 | >2013 |  |  | Open | Closed | Open | Closed | Open | Closed | Open | Closed | Open | Closed | Open | Closed | 1 | 2 | 3 | 4 | 5 | 6 | 7 | 8 | 9 | 10 | 11 | 12 | 13 | 14 | 15 | 16 | 17 | 18 | 19 | 20 | 21 | 22 | 23 | 24 |  | Open | Closed | Open | Closed | Open | Closed | Open | Closed | Open | Closed | 1 | 2 | 3 | 4 | 5 | 6 | 7 | 8 | 9 | 10 | 11 | 12 | 13 | 14 | 15 | 16 | 17 | 18 | 19 | 20 | 21 | 22 | 23 | 24 | LF/HID | CFL
101 | 1 | 1 | 5 | 1 |  |  |  |  | Assembly | Auditorium | Assembly - Auditorium |  | Assembly | Assembly - Auditorium | Assembly Auditorium | Sat | Open | 52 | 52 | 0.7658 | 0.8475 | 0.8475 | 0.8475 | 0.678 | 0.678 | 0.678 | 0.678 | 0 | 0 | 0 | 0 | 0 | 0 | 0 | 224.7661 | 224.7661 | 224.7661 | 179.8128 | 179.8128 | 179.8128 | 179.8128 | 0 | 0 | 0 | 0 | 0 | 0 | 0 | 0 | 0 | 0 | 0 | 0 | 0 | 0 | 0 | 0 | 0 | 0 | 0 | 0 | 0 | 0 | 0 | 0 | 0 | 0 | 0 | 0 | 0 | 0 | 0 | 0 | 0 | 0 | 0 | 0.57695 | 0.57695 | 0.57695 | 0.46156 | 0.46156 | 0.46156 | 0.46156 | 0 | 0 | 0 | 0 | 0 | 0 | 0 | 144.2207 | 144.2207 | 144.2207 | 115.3765 | 115.3765 | 115.3765 | 115.3765 | 0 | 0 | 0 | 0 | 0 | 0 | 0 | 0 | 0 | 0 | 0 | 0 | 0 | 0 | 0 | 0 | 0 | 0 | 0 | 0 | 0 | 0 | 0 | 0 | 0 | 0 | 0 | 0 | 0 | 0 | 0 | 0 | 0 | 0 | 0 | Assembly Auditorium ILit Sat | Assembly Auditorium ILit all | 3006 | 5 | 50 | Assembly Auditorium ILit2 Sat | Assembly Auditorium ILit Sat | Assembly Auditorium ILit all | 3006 | 12 | 40 | 3006 | 6.66 | 0.5 | 0.05 | 0.05 | 0.05 | 0.05 | 0.05 | 0.05 | 0.05 | 0.2 | 0.41 | 0.5 | 0.5 | 0.5 | 0.5 | 0.5 | 0.5 | 0.5 | 0.5 | 0.5 | 0.5 | 0.5 | 0.05 | 0.05 | 0.05 | 0.05 | 6.2773 | 0.4 | 0.12 | 0.12 | 0.12 | 0.12 | 0.12 | 0.12 | 0.12 | 0.21333 | 0.344 | 0.4 | 0.4 | 0.4 | 0.4 | 0.4 | 0.4 | 0.4 | 0.4 | 0.4 | 0.4 | 0.4 | 0.12 | 0.12 | 0.12 | 0.12 | 0 | 0 | 0 | 0 | 0 | 0 | 0 | 0.33333 | 0.8 | 1 | 1 | 1 | 1 | 1 | 1 | 1 | 1 | 1 | 1 | 1 | 0 | 0 | 0 | 0 | 0 | 0 | 0 | 0 | 0 | 0 | 0 | 0.33333 | 0.8 | 1 | 1 | 1 | 1 | 1 | 1 | 1 | 1 | 1 | 1 | 1 | 0 | 0 | 0 | 0 | 20 | 0.4 | 0.36 | 0.13 | 0.11 | 0.52632 | 0 | 0 | 0 | 0 | 0 | 0 | 0 | 0 |  | 0.076975 | 0.076975 | 0.076975 | 0.079121 | 0.079121 | 0.077062 | 0.077062 | Assembly - Auditorium - Sat | 10 | 9 | 21 | 307.32 | 39 | 0 | 0 | 307.32 | 39 | 0 | 0 | 5.91 | 0.75 | 0 | 0 | 0 | 0 | 0 | 0 | 0 | 0 | 0.41 | 0.5 | 0.5 | 0.5 | 0.5 | 0.5 | 0.5 | 0.5 | 0.5 | 0.5 | 0.5 | 0.5 | 0 | 0 | 0 | 0 |  | 246.688 | 79.7333 | 0 | 0 | 246.688 | 79.7333 | 0 | 0 | 4.744 | 1.5333 | 0 | 0 | 0 | 0 | 0 | 0 | 0 | 0 | 0.344 | 0.4 | 0.4 | 0.4 | 0.4 | 0.4 | 0.4 | 0.4 | 0.4 | 0.4 | 0.4 | 0.4 | 0 | 0 | 0 | 0
102 | 1 | 2 | 6 | 2 |  |  |  |  | Assembly | Auditorium | Assembly - Auditorium |  | Assembly | Assembly - Auditorium | Assembly Auditorium | Sun | Open | 52 | 52 | 0.7658 | 0.8475 | 0.8475 | 0.8475 | 0.678 | 0.678 | 0.678 | 0.678 | 0 | 0 | 0 | 0 | 0 | 0 | 0 | 224.7661 | 224.7661 | 224.7661 | 179.8128 | 179.8128 | 179.8128 | 179.8128 | 0 | 0 | 0 | 0 | 0 | 0 | 0 | 0 | 0 | 0 | 0 | 0 | 0 | 0 | 0 | 0 | 0 | 0 | 0 | 0 | 0 | 0 | 0 | 0 | 0 | 0 | 0 | 0 | 0 | 0 | 0 | 0 | 0 | 0 | 0 | 0.57695 | 0.57695 | 0.57695 | 0.46156 | 0.46156 | 0.46156 | 0.46156 | 0 | 0 | 0 | 0 | 0 | 0 | 0 | 144.2207 | 144.2207 | 144.2207 | 115.3765 | 115.3765 | 115.3765 | 115.3765 | 0 | 0 | 0 | 0 | 0 | 0 | 0 | 0 | 0 | 0 | 0 | 0 | 0 | 0 | 0 | 0 | 0 | 0 | 0 | 0 | 0 | 0 | 0 | 0 | 0 | 0 | 0 | 0 | 0 | 0 | 0 | 0 | 0 | 0 | 0 | Assembly Auditorium ILit Sun | Assembly Auditorium ILit all | 3006 | 5 | 50 | Assembly Auditorium ILit2 Sun | Assembly Auditorium ILit Sun | Assembly Auditorium ILit all | 3006 | 12 | 40 | 3006 | 6.66 | 0.5 | 0.05 | 0.05 | 0.05 | 0.05 | 0.05 | 0.05 | 0.05 | 0.2 | 0.41 | 0.5 | 0.5 | 0.5 | 0.5 | 0.5 | 0.5 | 0.5 | 0.5 | 0.5 | 0.5 | 0.5 | 0.05 | 0.05 | 0.05 | 0.05 | 6.2773 | 0.4 | 0.12 | 0.12 | 0.12 | 0.12 | 0.12 | 0.12 | 0.12 | 0.21333 | 0.344 | 0.4 | 0.4 | 0.4 | 0.4 | 0.4 | 0.4 | 0.4 | 0.4 | 0.4 | 0.4 | 0.4 | 0.12 | 0.12 | 0.12 | 0.12 | 0 | 0 | 0 | 0 | 0 | 0 | 0 | 0.33333 | 0.8 | 1 | 1 | 1 | 1 | 1 | 1 | 1 | 1 | 1 | 1 | 1 | 0 | 0 | 0 | 0 | 0 | 0 | 0 | 0 | 0 | 0 | 0 | 0.33333 | 0.8 | 1 | 1 | 1 | 1 | 1 | 1 | 1 | 1 | 1 | 1 | 1 | 0 | 0 | 0 | 0 | 20 | 0.4 | 0.36 | 0.13 | 0.11 | 0.52632 | 0 | 0 | 0 | 0 | 0 | 0 | 0 | 0 |  | 0.076975 | 0.076975 | 0.076975 | 0.079121 | 0.079121 | 0.077062 | 0.077062 | Assembly - Auditorium - Sun | 12 | 9 | 21 | 307.32 | 39 | 0 | 0 | 307.32 | 39 | 0 | 0 | 5.91 | 0.75 | 0 | 0 | 0 | 0 | 0 | 0 | 0 | 0 | 0.41 | 0.5 | 0.5 | 0.5 | 0.5 | 0.5 | 0.5 | 0.5 | 0.5 | 0.5 | 0.5 | 0.5 | 0 | 0 | 0 | 0 |  | 246.688 | 79.7333 | 0 | 0 | 246.688 | 79.7333 | 0 | 0 | 4.744 | 1.5333 | 0 | 0 | 0 | 0 | 0 | 0 | 0 | 0 | 0.344 | 0.4 | 0.4 | 0.4 | 0.4 | 0.4 | 0.4 | 0.4 | 0.4 | 0.4 | 0.4 | 0.4 | 0 | 0 | 0 | 0
103 | 1 | 3 | 7 | 3 |  |  |  |  | Assembly | Auditorium | Assembly - Auditorium |  | Assembly | Assembly - Auditorium | Assembly Auditorium | Hol | Open | 10 | 10 | 0.7658 | 0.8475 | 0.8475 | 0.8475 | 0.678 | 0.678 | 0.678 | 0.678 | 0 | 0 | 0 | 0 | 0 | 0 | 0 | 43.2242 | 43.2242 | 43.2242 | 34.5794 | 34.5794 | 34.5794 | 34.5794 | 0 | 0 | 0 | 0 | 0 | 0 | 0 | 0 | 0 | 0 | 0 | 0 | 0 | 0 | 0 | 0 | 0 | 0 | 0 | 0 | 0 | 0 | 0 | 0 | 0 | 0 | 0 | 0 | 0 | 0 | 0 | 0 | 0 | 0 | 0 | 0.57695 | 0.57695 | 0.57695 | 0.46156 | 0.46156 | 0.46156 | 0.46156 | 0 | 0 | 0 | 0 | 0 | 0 | 0 | 27.7347 | 27.7347 | 27.7347 | 22.1878 | 22.1878 | 22.1878 | 22.1878 | 0 | 0 | 0 | 0 | 0 | 0 | 0 | 0 | 0 | 0 | 0 | 0 | 0 | 0 | 0 | 0 | 0 | 0 | 0 | 0 | 0 | 0 | 0 | 0 | 0 | 0 | 0 | 0 | 0 | 0 | 0 | 0 | 0 | 0 | 0 | Assembly Auditorium ILit Hol | Assembly Auditorium ILit all | 3006 | 5 | 50 | Assembly Auditorium ILit2 Hol | Assembly Auditorium ILit Hol | Assembly Auditorium ILit all | 3006 | 12 | 40 | 3006 | 6.66 | 0.5 | 0.05 | 0.05 | 0.05 | 0.05 | 0.05 | 0.05 | 0.05 | 0.2 | 0.41 | 0.5 | 0.5 | 0.5 | 0.5 | 0.5 | 0.5 | 0.5 | 0.5 | 0.5 | 0.5 | 0.5 | 0.05 | 0.05 | 0.05 | 0.05 | 6.2773 | 0.4 | 0.12 | 0.12 | 0.12 | 0.12 | 0.12 | 0.12 | 0.12 | 0.21333 | 0.344 | 0.4 | 0.4 | 0.4 | 0.4 | 0.4 | 0.4 | 0.4 | 0.4 | 0.4 | 0.4 | 0.4 | 0.12 | 0.12 | 0.12 | 0.12 | 0 | 0 | 0 | 0 | 0 | 0 | 0 | 0.33333 | 0.8 | 1 | 1 | 1 | 1 | 1 | 1 | 1 | 1 | 1 | 1 | 1 | 0 | 0 | 0 | 0 | 0 | 0 | 0 | 0 | 0 | 0 | 0 | 0.33333 | 0.8 | 1 | 1 | 1 | 1 | 1 | 1 | 1 | 1 | 1 | 1 | 1 | 0 | 0 | 0 | 0 | 20 | 0.4 | 0.36 | 0.13 | 0.11 | 0.52632 | 0 | 0 | 0 | 0 | 0 | 0 | 0 | 0 |  | 0.076975 | 0.076975 | 0.076975 | 0.079121 | 0.079121 | 0.077062 | 0.077062 | Assembly - Auditorium - Hol | 14 | 9 | 21 | 59.1 | 7.5 | 0 | 0 | 59.1 | 7.5 | 0 | 0 | 5.91 | 0.75 | 0 | 0 | 0 | 0 | 0 | 0 | 0 | 0 | 0.41 | 0.5 | 0.5 | 0.5 | 0.5 | 0.5 | 0.5 | 0.5 | 0.5 | 0.5 | 0.5 | 0.5 | 0 | 0 | 0 | 0 |  | 47.44 | 15.3333 | 0 | 0 | 47.44 | 15.3333 | 0 | 0 | 4.744 | 1.5333 | 0 | 0 | 0 | 0 | 0 | 0 | 0 | 0 | 0.344 | 0.4 | 0.4 | 0.4 | 0.4 | 0.4 | 0.4 | 0.4 | 0.4 | 0.4 | 0.4 | 0.4 | 0 | 0 | 0 | 0
104 | 1 | 4 | 8 | 4 |  |  | Assembly - Auditorium | Assembly - Auditorium | Assembly | Auditorium | Assembly - Auditorium |  | Assembly | Assembly - Auditorium | Assembly Auditorium | all | Open | 251 | 251 | 0.7658 | 0.8475 | 0.8475 | 0.8475 | 0.678 | 0.678 | 0.678 | 0.678 | 0.64901 | 0.64901 | 0.64901 | 0.51921 | 0.51921 | 0.51921 | 0.51921 | 1084.9285 | 1084.9285 | 1084.9285 | 867.9428 | 867.9428 | 867.9428 | 867.9428 | 0.32451 | 0.32451 | 0.32451 | 0.25961 | 0.25961 | 0.25961 | 0.25961 | 2430.9 | 2430.9 | 2430.9 | 2430.9 | 2430.9 | 2430.9 | 2430.9 | 0 | 0 | 0 | 0 | 0 | 0 | 0 | 0.5 | 0.5 | 0.5 | 0.5 | 0.5 | 0.5 | 0.5 | 0 | 0 | 0 | 0 | 0 | 0 | 0 | 0.57695 | 0.57695 | 0.57695 | 0.46156 | 0.46156 | 0.46156 | 0.46156 | 0.44182 | 0.44182 | 0.44182 | 0.35346 | 0.35346 | 0.35346 | 0.35346 | 696.1422 | 696.1422 | 696.1422 | 556.9137 | 556.9137 | 556.9137 | 556.9137 | 0.17673 | 0.17673 | 0.17673 | 0.14138 | 0.14138 | 0.14138 | 0.14138 | 2291.2267 | 2291.2267 | 2291.2267 | 2291.2267 | 2291.2267 | 2291.2267 | 2291.2267 | 0 | 0 | 0 | 0 | 0 | 0 | 0 | 0.4 | 0.4 | 0.4 | 0.4 | 0.4 | 0.4 | 0.4 | 0 | 0 | 0 | 0 | 0 | 0 | 0 | Assembly Auditorium ILit all | Assembly Auditorium ILit all | 3006 | 5 | 50 | Assembly Auditorium ILit2 all | Assembly Auditorium ILit all | Assembly Auditorium ILit all | 3006 | 12 | 40 | 3006 | 6.66 | 0.5 | 0.05 | 0.05 | 0.05 | 0.05 | 0.05 | 0.05 | 0.05 | 0.2 | 0.41 | 0.5 | 0.5 | 0.5 | 0.5 | 0.5 | 0.5 | 0.5 | 0.5 | 0.5 | 0.5 | 0.5 | 0.05 | 0.05 | 0.05 | 0.05 | 6.2773 | 0.4 | 0.12 | 0.12 | 0.12 | 0.12 | 0.12 | 0.12 | 0.12 | 0.21333 | 0.344 | 0.4 | 0.4 | 0.4 | 0.4 | 0.4 | 0.4 | 0.4 | 0.4 | 0.4 | 0.4 | 0.4 | 0.12 | 0.12 | 0.12 | 0.12 | 0 | 0 | 0 | 0 | 0 | 0 | 0 | 0.33333 | 0.8 | 1 | 1 | 1 | 1 | 1 | 1 | 1 | 1 | 1 | 1 | 1 | 0 | 0 | 0 | 0 | 0 | 0 | 0 | 0 | 0 | 0 | 0 | 0.33333 | 0.8 | 1 | 1 | 1 | 1 | 1 | 1 | 1 | 1 | 1 | 1 | 1 | 0 | 0 | 0 | 0 | 20 | 0.4 | 0.36 | 0.13 | 0.11 | 0.52632 | 0.065549 | 0.042542 | 0.042542 | 0.042542 | 0.034034 | 0.034034 | 0.034034 | 0.034034 |  | 0.076975 | 0.076975 | 0.076975 | 0.079121 | 0.079121 | 0.077062 | 0.077062 | Assembly - Auditorium - all | 16 | 9 | 21 | 1483.41 | 188.25 | 1483.41 | 188.25 | 0 | 0 | 5.91 | 0.75 | 0 | 0 | 0 | 0 | 0 | 0 | 0 | 0 | 0 | 0 | 0.41 | 0.5 | 0.5 | 0.5 | 0.5 | 0.5 | 0.5 | 0.5 | 0.5 | 0.5 | 0.5 | 0.5 | 0 | 0 | 0 | 0 |  | 1190.744 | 384.8667 | 1190.744 | 384.8667 | 0 | 0 | 4.744 | 1.5333 | 0 | 0 | 0 | 0 | 0 | 0 | 0 | 0 | 0 | 0 | 0.344 | 0.4 | 0.4 | 0.4 | 0.4 | 0.4 | 0.4 | 0.4 | 0.4 | 0.4 | 0.4 | 0.4 | 0 | 0 | 0 | 0
105 | 1 | 5 | 5 | 1 |  |  |  |  | Assembly | Office (General) | Assembly - Office (General) |  | Assembly | Assembly - Office (General) | Assembly Admin | Sat | Open | 52 | 52 | 0.2342 | 0.7345 | 0.7345 | 0.7345 | 0.7345 | 0.7345 | 0.59325 | 0.59325 | 0 | 0 | 0 | 0 | 0 | 0 | 0 | 77.7724 | 77.7724 | 77.7724 | 77.7724 | 77.7724 | 62.8162 | 62.8162 | 0 | 0 | 0 | 0 | 0 | 0 | 0 | 0 | 0 | 0 | 0 | 0 | 0 | 0 | 0 | 0 | 0 | 0 | 0 | 0 | 0 | 0 | 0 | 0 | 0 | 0 | 0 | 0 | 0 | 0 | 0 | 0 | 0 | 0 | 0 | 0.50002 | 0.50002 | 0.50002 | 0.50002 | 0.50002 | 0.40386 | 0.40386 | 0 | 0 | 0 | 0 | 0 | 0 | 0 | 39.0064 | 39.0064 | 39.0064 | 39.0064 | 39.0064 | 31.5052 | 31.5052 | 0 | 0 | 0 | 0 | 0 | 0 | 0 | 0 | 0 | 0 | 0 | 0 | 0 | 0 | 0 | 0 | 0 | 0 | 0 | 0 | 0 | 0 | 0 | 0 | 0 | 0 | 0 | 0 | 0 | 0 | 0 | 0 | 0 | 0 | 0 | Assembly Admin ILit Sat | Assembly Admin ILit all | 3002 | 10 | 65 | Assembly Admin ILit2 Sat | Assembly Admin ILit Sat | Assembly Admin ILit all | 3002 | 10 | 45 | 3002 | 8.6944 | 0.62963 | 0.1 | 0.1 | 0.1 | 0.1 | 0.1 | 0.1 | 0.1 | 0.55833 | 0.61944 | 0.61944 | 0.65 | 0.65 | 0.55833 | 0.55833 | 0.61944 | 0.61944 | 0.65 | 0.55833 | 0.49722 | 0.43611 | 0.1 | 0.1 | 0.1 | 0.1 | 6.4056 | 0.43704 | 0.1 | 0.1 | 0.1 | 0.1 | 0.1 | 0.1 | 0.1 | 0.39167 | 0.43056 | 0.43056 | 0.45 | 0.45 | 0.39167 | 0.39167 | 0.43056 | 0.43056 | 0.45 | 0.39167 | 0.35278 | 0.31389 | 0.1 | 0.1 | 0.1 | 0.1 | 0 | 0 | 0 | 0 | 0 | 0 | 0 | 0.83333 | 0.94444 | 0.94444 | 1 | 1 | 0.83333 | 0.83333 | 0.94444 | 0.94444 | 1 | 0.83333 | 0.72222 | 0.61111 | 0 | 0 | 0 | 0 | 0 | 0 | 0 | 0 | 0 | 0 | 0 | 0.83333 | 0.94444 | 0.94444 | 1 | 1 | 0.83333 | 0.83333 | 0.94444 | 0.94444 | 1 | 0.83333 | 0.72222 | 0.61111 | 0 | 0 | 0 | 0 | 16 | 0.66337 | 0.20792 | 0.079208 | 0.049505 | 0.76136 | 0 | 0 | 0 | 0 | 0 | 0 | 0 | 0 |  | 0.076975 | 0.076975 | 0.076975 | 0.079121 | 0.079121 | 0.077062 | 0.077062 | Assembly - Office (General) - Sat | 10 | 9 | 21 | 365.8778 | 86.2333 | 0 | 0 | 365.8778 | 86.2333 | 0 | 0 | 7.0361 | 1.6583 | 0 | 0 | 0 | 0 | 0 | 0 | 0 | 0 | 0.61944 | 0.61944 | 0.65 | 0.65 | 0.55833 | 0.55833 | 0.61944 | 0.61944 | 0.65 | 0.55833 | 0.49722 | 0.43611 | 0 | 0 | 0 | 0 |  | 255.5222 | 77.5667 | 0 | 0 | 255.5222 | 77.5667 | 0 | 0 | 4.9139 | 1.4917 | 0 | 0 | 0 | 0 | 0 | 0 | 0 | 0 | 0.43056 | 0.43056 | 0.45 | 0.45 | 0.39167 | 0.39167 | 0.43056 | 0.43056 | 0.45 | 0.39167 | 0.35278 | 0.31389 | 0 | 0 | 0 | 0
106 | 1 | 6 | 6 | 2 |  |  |  |  | Assembly | Office (General) | Assembly - Office (General) |  | Assembly | Assembly - Office (General) | Assembly Admin | Sun | Open | 52 | 52 | 0.2342 | 0.7345 | 0.7345 | 0.7345 | 0.7345 | 0.7345 | 0.59325 | 0.59325 | 0 | 0 | 0 | 0 | 0 | 0 | 0 | 77.7724 | 77.7724 | 77.7724 | 77.7724 | 77.7724 | 62.8162 | 62.8162 | 0 | 0 | 0 | 0 | 0 | 0 | 0 | 0 | 0 | 0 | 0 | 0 | 0 | 0 | 0 | 0 | 0 | 0 | 0 | 0 | 0 | 0 | 0 | 0 | 0 | 0 | 0 | 0 | 0 | 0 | 0 | 0 | 0 | 0 | 0 | 0.50002 | 0.50002 | 0.50002 | 0.50002 | 0.50002 | 0.40386 | 0.40386 | 0 | 0 | 0 | 0 | 0 | 0 | 0 | 39.0064 | 39.0064 | 39.0064 | 39.0064 | 39.0064 | 31.5052 | 31.5052 | 0 | 0 | 0 | 0 | 0 | 0 | 0 | 0 | 0 | 0 | 0 | 0 | 0 | 0 | 0 | 0 | 0 | 0 | 0 | 0 | 0 | 0 | 0 | 0 | 0 | 0 | 0 | 0 | 0 | 0 | 0 | 0 | 0 | 0 | 0 | Assembly Admin ILit Sun | Assembly Admin ILit all | 3002 | 10 | 65 | Assembly Admin ILit2 Sun | Assembly Admin ILit Sun | Assembly Admin ILit all | 3002 | 10 | 45 | 3002 | 8.6944 | 0.62963 | 0.1 | 0.1 | 0.1 | 0.1 | 0.1 | 0.1 | 0.1 | 0.55833 | 0.61944 | 0.61944 | 0.65 | 0.65 | 0.55833 | 0.55833 | 0.61944 | 0.61944 | 0.65 | 0.55833 | 0.49722 | 0.43611 | 0.1 | 0.1 | 0.1 | 0.1 | 6.4056 | 0.43704 | 0.1 | 0.1 | 0.1 | 0.1 | 0.1 | 0.1 | 0.1 | 0.39167 | 0.43056 | 0.43056 | 0.45 | 0.45 | 0.39167 | 0.39167 | 0.43056 | 0.43056 | 0.45 | 0.39167 | 0.35278 | 0.31389 | 0.1 | 0.1 | 0.1 | 0.1 | 0 | 0 | 0 | 0 | 0 | 0 | 0 | 0.83333 | 0.94444 | 0.94444 | 1 | 1 | 0.83333 | 0.83333 | 0.94444 | 0.94444 | 1 | 0.83333 | 0.72222 | 0.61111 | 0 | 0 | 0 | 0 | 0 | 0 | 0 | 0 | 0 | 0 | 0 | 0.83333 | 0.94444 | 0.94444 | 1 | 1 | 0.83333 | 0.83333 | 0.94444 | 0.94444 | 1 | 0.83333 | 0.72222 | 0.61111 | 0 | 0 | 0 | 0 | 16 | 0.66337 | 0.20792 | 0.079208 | 0.049505 | 0.76136 | 0 | 0 | 0 | 0 | 0 | 0 | 0 | 0 |  | 0.076975 | 0.076975 | 0.076975 | 0.079121 | 0.079121 | 0.077062 | 0.077062 | Assembly - Office (General) - Sun | 12 | 9 | 21 | 365.8778 | 86.2333 | 0 | 0 | 365.8778 | 86.2333 | 0 | 0 | 7.0361 | 1.6583 | 0 | 0 | 0 | 0 | 0 | 0 | 0 | 0 | 0.61944 | 0.61944 | 0.65 | 0.65 | 0.55833 | 0.55833 | 0.61944 | 0.61944 | 0.65 | 0.55833 | 0.49722 | 0.43611 | 0 | 0 | 0 | 0 |  | 255.5222 | 77.5667 | 0 | 0 | 255.5222 | 77.5667 | 0 | 0 | 4.9139 | 1.4917 | 0 | 0 | 0 | 0 | 0 | 0 | 0 | 0 | 0.43056 | 0.43056 | 0.45 | 0.45 | 0.39167 | 0.39167 | 0.43056 | 0.43056 | 0.45 | 0.39167 | 0.35278 | 0.31389 | 0 | 0 | 0 | 0
107 | 1 | 7 | 7 | 3 |  |  |  |  | Assembly | Office (General) | Assembly - Office (General) |  | Assembly | Assembly - Office (General) | Assembly Admin | Hol | Open | 10 | 10 | 0.2342 | 0.7345 | 0.7345 | 0.7345 | 0.7345 | 0.7345 | 0.59325 | 0.59325 | 0 | 0 | 0 | 0 | 0 | 0 | 0 | 14.9562 | 14.9562 | 14.9562 | 14.9562 | 14.9562 | 12.08 | 12.08 | 0 | 0 | 0 | 0 | 0 | 0 | 0 | 0 | 0 | 0 | 0 | 0 | 0 | 0 | 0 | 0 | 0 | 0 | 0 | 0 | 0 | 0 | 0 | 0 | 0 | 0 | 0 | 0 | 0 | 0 | 0 | 0 | 0 | 0 | 0 | 0.50002 | 0.50002 | 0.50002 | 0.50002 | 0.50002 | 0.40386 | 0.40386 | 0 | 0 | 0 | 0 | 0 | 0 | 0 | 7.5012 | 7.5012 | 7.5012 | 7.5012 | 7.5012 | 6.0587 | 6.0587 | 0 | 0 | 0 | 0 | 0 | 0 | 0 | 0 | 0 | 0 | 0 | 0 | 0 | 0 | 0 | 0 | 0 | 0 | 0 | 0 | 0 | 0 | 0 | 0 | 0 | 0 | 0 | 0 | 0 | 0 | 0 | 0 | 0 | 0 | 0 | Assembly Admin ILit Hol | Assembly Admin ILit all | 3002 | 10 | 65 | Assembly Admin ILit2 Hol | Assembly Admin ILit Hol | Assembly Admin ILit all | 3002 | 10 | 45 | 3002 | 8.6944 | 0.62963 | 0.1 | 0.1 | 0.1 | 0.1 | 0.1 | 0.1 | 0.1 | 0.55833 | 0.61944 | 0.61944 | 0.65 | 0.65 | 0.55833 | 0.55833 | 0.61944 | 0.61944 | 0.65 | 0.55833 | 0.49722 | 0.43611 | 0.1 | 0.1 | 0.1 | 0.1 | 6.4056 | 0.43704 | 0.1 | 0.1 | 0.1 | 0.1 | 0.1 | 0.1 | 0.1 | 0.39167 | 0.43056 | 0.43056 | 0.45 | 0.45 | 0.39167 | 0.39167 | 0.43056 | 0.43056 | 0.45 | 0.39167 | 0.35278 | 0.31389 | 0.1 | 0.1 | 0.1 | 0.1 | 0 | 0 | 0 | 0 | 0 | 0 | 0 | 0.83333 | 0.94444 | 0.94444 | 1 | 1 | 0.83333 | 0.83333 | 0.94444 | 0.94444 | 1 | 0.83333 | 0.72222 | 0.61111 | 0 | 0 | 0 | 0 | 0 | 0 | 0 | 0 | 0 | 0 | 0 | 0.83333 | 0.94444 | 0.94444 | 1 | 1 | 0.83333 | 0.83333 | 0.94444 | 0.94444 | 1 | 0.83333 | 0.72222 | 0.61111 | 0 | 0 | 0 | 0 | 16 | 0.66337 | 0.20792 | 0.079208 | 0.049505 | 0.76136 | 0 | 0 | 0 | 0 | 0 | 0 | 0 | 0 |  | 0.076975 | 0.076975 | 0.076975 | 0.079121 | 0.079121 | 0.077062 | 0.077062 | Assembly - Office (General) - Hol | 14 | 9 | 21 | 70.3611 | 16.5833 | 0 | 0 | 70.3611 | 16.5833 | 0 | 0 | 7.0361 | 1.6583 | 0 | 0 | 0 | 0 | 0 | 0 | 0 | 0 | 0.61944 | 0.61944 | 0.65 | 0.65 | 0.55833 | 0.55833 | 0.61944 | 0.61944 | 0.65 | 0.55833 | 0.49722 | 0.43611 | 0 | 0 | 0 | 0 |  | 49.1389 | 14.9167 | 0 | 0 | 49.1389 | 14.9167 | 0 | 0 | 4.9139 | 1.4917 | 0 | 0 | 0 | 0 | 0 | 0 | 0 | 0 | 0.43056 | 0.43056 | 0.45 | 0.45 | 0.39167 | 0.39167 | 0.43056 | 0.43056 | 0.45 | 0.39167 | 0.35278 | 0.31389 | 0 | 0 | 0 | 0
108 | 1 | 8 | 8 | 4 | Assembly | Assembly | Assembly - Office (General) | Assembly - Office (General) | Assembly | Office (General) | Assembly - Office (General) |  | Assembly | Assembly - Office (General) | Assembly Admin | all | Open | 251 | 251 | 0.2342 | 0.7345 | 0.7345 | 0.7345 | 0.7345 | 0.7345 | 0.59325 | 0.59325 | 0.17202 | 0.17202 | 0.17202 | 0.17202 | 0.17202 | 0.13894 | 0.13894 | 375.4014 | 375.4014 | 375.4014 | 375.4014 | 375.4014 | 303.2089 | 303.2089 | 0.10831 | 0.10831 | 0.10831 | 0.10831 | 0.10831 | 0.087481 | 0.087481 | 3173.4722 | 3173.4722 | 3173.4722 | 3173.4722 | 3173.4722 | 3173.4722 | 3173.4722 | 2586.4816 | 2586.4816 | 2586.4816 | 2615.6975 | 2615.6975 | 2587.6618 | 2587.6618 | 0.62963 | 0.62963 | 0.62963 | 0.62963 | 0.62963 | 0.62963 | 0.62963 | 0.52716 | 0.52716 | 0.52716 | 0.53226 | 0.53226 | 0.52737 | 0.52737 | 0.50002 | 0.50002 | 0.50002 | 0.50002 | 0.50002 | 0.40386 | 0.40386 | 0.11711 | 0.11711 | 0.11711 | 0.11711 | 0.11711 | 0.094585 | 0.094585 | 188.2811 | 188.2811 | 188.2811 | 188.2811 | 188.2811 | 152.0732 | 152.0732 | 0.051179 | 0.051179 | 0.051179 | 0.051179 | 0.051179 | 0.041337 | 0.041337 | 2338.0278 | 2338.0278 | 2338.0278 | 2338.0278 | 2338.0278 | 2338.0278 | 2338.0278 | 2301.0323 | 2301.0323 | 2301.0323 | 2302.8737 | 2302.8737 | 2301.1067 | 2301.1067 | 0.43704 | 0.43704 | 0.43704 | 0.43704 | 0.43704 | 0.43704 | 0.43704 | 0.40776 | 0.40776 | 0.40776 | 0.40922 | 0.40922 | 0.40782 | 0.40782 | Assembly Admin ILit all | Assembly Admin ILit all | 3002 | 10 | 65 | Assembly Admin ILit2 all | Assembly Admin ILit all | Assembly Admin ILit all | 3002 | 10 | 45 | 3002 | 8.6944 | 0.62963 | 0.1 | 0.1 | 0.1 | 0.1 | 0.1 | 0.1 | 0.1 | 0.55833 | 0.61944 | 0.61944 | 0.65 | 0.65 | 0.55833 | 0.55833 | 0.61944 | 0.61944 | 0.65 | 0.55833 | 0.49722 | 0.43611 | 0.1 | 0.1 | 0.1 | 0.1 | 6.4056 | 0.43704 | 0.1 | 0.1 | 0.1 | 0.1 | 0.1 | 0.1 | 0.1 | 0.39167 | 0.43056 | 0.43056 | 0.45 | 0.45 | 0.39167 | 0.39167 | 0.43056 | 0.43056 | 0.45 | 0.39167 | 0.35278 | 0.31389 | 0.1 | 0.1 | 0.1 | 0.1 | 0 | 0 | 0 | 0 | 0 | 0 | 0 | 0.83333 | 0.94444 | 0.94444 | 1 | 1 | 0.83333 | 0.83333 | 0.94444 | 0.94444 | 1 | 0.83333 | 0.72222 | 0.61111 | 0 | 0 | 0 | 0 | 0 | 0 | 0 | 0 | 0 | 0 | 0 | 0.83333 | 0.94444 | 0.94444 | 1 | 1 | 0.83333 | 0.83333 | 0.94444 | 0.94444 | 1 | 0.83333 | 0.72222 | 0.61111 | 0 | 0 | 0 | 0 | 16 | 0.66337 | 0.20792 | 0.079208 | 0.049505 | 0.76136 | 0.12008 | 0.020657 | 0.020657 | 0.020657 | 0.020657 | 0.020657 | 0.016684 | 0.016684 | Assembly | 0.076975 | 0.076975 | 0.076975 | 0.079121 | 0.079121 | 0.077062 | 0.077062 | Assembly - Office (General) - all | 16 | 9 | 21 | 1766.0639 | 416.2417 | 1766.0639 | 416.2417 | 0 | 0 | 7.0361 | 1.6583 | 0 | 0 | 0 | 0 | 0 | 0 | 0 | 0 | 0 | 0 | 0.61944 | 0.61944 | 0.65 | 0.65 | 0.55833 | 0.55833 | 0.61944 | 0.61944 | 0.65 | 0.55833 | 0.49722 | 0.43611 | 0 | 0 | 0 | 0 |  | 1233.3861 | 374.4083 | 1233.3861 | 374.4083 | 0 | 0 | 4.9139 | 1.4917 | 0 | 0 | 0 | 0 | 0 | 0 | 0 | 0 | 0 | 0 | 0.43056 | 0.43056 | 0.45 | 0.45 | 0.39167 | 0.39167 | 0.43056 | 0.43056 | 0.45 | 0.39167 | 0.35278 | 0.31389 | 0 | 0 | 0 | 0
201 | 2 | 1 | 5 | 1 |  |  |  |  | Education - Primary School | Classroom/Lecture | Education - Primary School - Classroom/Lecture |  | Education - Primary School | Education - Primary School - Classroom/Lecture | PrimSchool Class/Office (in session) | Sat | Open | 36 | 36 | 0.65286 | 1.4745 | 1.4745 | 1.4745 | 1.1059 | 1.1059 | 1.1059 | 1.1059 | 0 | 0 | 0 | 0 | 0 | 0 | 0 | 150.7483 | 150.7483 | 150.7483 | 113.0612 | 113.0612 | 113.0612 | 113.0612 | 0 | 0 | 0 | 0 | 0 | 0 | 0 | 0 | 0 | 0 | 0 | 0 | 0 | 0 | 0 | 0 | 0 | 0 | 0 | 0 | 0 | 0 | 0 | 0 | 0 | 0 | 0 | 0 | 0 | 0 | 0 | 0 | 0 | 0 | 0 | 0.10688 | 0.10688 | 0.10688 | 0.080158 | 0.080158 | 0.080158 | 0.080158 | 0 | 0 | 0 | 0 | 0 | 0 | 0 | 14.8833 | 14.8833 | 14.8833 | 11.1625 | 11.1625 | 11.1625 | 11.1625 | 0 | 0 | 0 | 0 | 0 | 0 | 0 | 0 | 0 | 0 | 0 | 0 | 0 | 0 | 0 | 0 | 0 | 0 | 0 | 0 | 0 | 0 | 0 | 0 | 0 | 0 | 0 | 0 | 0 | 0 | 0 | 0 | 0 | 0 | 0 | PrimSchool Class/Office (in session) ILit Sat | PrimSchool Class/Office (in session) ILit all | 3013 | 5 | 40 | PrimSchool Class/Office (in session) ILit2 Sat | PrimSchool Class/Office (in session) ILit Sat | PrimSchool Class/Office (in session) ILit all | 3013 | 6.5 | 55 | 3013 | 4.35 | 0.28333 | 0.05 | 0.05 | 0.05 | 0.05 | 0.05 | 0.05 | 0.05 | 0.4 | 0.4 | 0.4 | 0.4 | 0.4 | 0.4 | 0.4 | 0.4 | 0.4 | 0.05 | 0.05 | 0.05 | 0.05 | 0.05 | 0.05 | 0.05 | 0.05 | 5.925 | 0.38833 | 0.065 | 0.065 | 0.065 | 0.065 | 0.065 | 0.065 | 0.065 | 0.55 | 0.55 | 0.55 | 0.55 | 0.55 | 0.55 | 0.55 | 0.55 | 0.55 | 0.065 | 0.065 | 0.065 | 0.065 | 0.065 | 0.065 | 0.065 | 0.065 | 0 | 0 | 0 | 0 | 0 | 0 | 0 | 1 | 1 | 1 | 1 | 1 | 1 | 1 | 1 | 1 | 0 | 0 | 0 | 0 | 0 | 0 | 0 | 0 | 0 | 0 | 0 | 0 | 0 | 0 | 0 | 1 | 1 | 1 | 1 | 1 | 1 | 1 | 1 | 1 | 0 | 0 | 0 | 0 | 0 | 0 | 0 | 0 | 20 | 0.4 | 0.36 | 0.13 | 0.11 | 0.52632 | 0 | 0 | 0 | 0 | 0 | 0 | 0 | 0 |  | 0.078162 | 0.078162 | 0.078463 | 0.076607 | 0.076862 | 0.076862 | 0.076862 | Education - Primary School - Classroom/Lecture - Sat | 10 | 8 | 16 | 115.2 | 41.4 | 0 | 0 | 115.2 | 41.4 | 0 | 0 | 3.2 | 1.15 | 0 | 0 | 0 | 0 | 0 | 0 | 0 | 0.4 | 0.4 | 0.4 | 0.4 | 0.4 | 0.4 | 0.4 | 0.4 | 0 | 0 | 0 | 0 | 0 | 0 | 0 | 0 | 0 |  | 158.4 | 54.9 | 0 | 0 | 158.4 | 54.9 | 0 | 0 | 4.4 | 1.525 | 0 | 0 | 0 | 0 | 0 | 0 | 0 | 0.55 | 0.55 | 0.55 | 0.55 | 0.55 | 0.55 | 0.55 | 0.55 | 0 | 0 | 0 | 0 | 0 | 0 | 0 | 0 | 0
202 | 2 | 2 | 6 | 2 |  |  |  |  | Education - Primary School | Classroom/Lecture | Education - Primary School - Classroom/Lecture |  | Education - Primary School | Education - Primary School - Classroom/Lecture | PrimSchool Class/Office (in session) | Sun | Closed | 36 | 36 | 0.65286 | 1.4745 | 1.4745 | 1.4745 | 1.1059 | 1.1059 | 1.1059 | 1.1059 | 0 | 0 | 0 | 0 | 0 | 0 | 0 | 41.5857 | 41.5857 | 41.5857 | 31.1893 | 31.1893 | 31.1893 | 31.1893 | 0 | 0 | 0 | 0 | 0 | 0 | 0 | 0 | 0 | 0 | 0 | 0 | 0 | 0 | 0 | 0 | 0 | 0 | 0 | 0 | 0 | 0 | 0 | 0 | 0 | 0 | 0 | 0 | 0 | 0 | 0 | 0 | 0 | 0 | 0 | 0.10688 | 0.10688 | 0.10688 | 0.080158 | 0.080158 | 0.080158 | 0.080158 | 0 | 0 | 0 | 0 | 0 | 0 | 0 | 3.0143 | 3.0143 | 3.0143 | 2.2608 | 2.2608 | 2.2608 | 2.2608 | 0 | 0 | 0 | 0 | 0 | 0 | 0 | 0 | 0 | 0 | 0 | 0 | 0 | 0 | 0 | 0 | 0 | 0 | 0 | 0 | 0 | 0 | 0 | 0 | 0 | 0 | 0 | 0 | 0 | 0 | 0 | 0 | 0 | 0 | 0 | PrimSchool Class/Office (in session) ILit Cls | PrimSchool Class/Office (in session) ILit Cls | 2 | 5 | 5 | PrimSchool Class/Office (in session) ILit2 Cls | PrimSchool Class/Office (in session) ILit Cls | PrimSchool Class/Office (in session) ILit Cls | 2 | 5 | 5 | 2 | 1.2 | 0.05 | 0.05 | 0.05 | 0.05 | 0.05 | 0.05 | 0.05 | 0.05 | 0.05 | 0.05 | 0.05 | 0.05 | 0.05 | 0.05 | 0.05 | 0.05 | 0.05 | 0.05 | 0.05 | 0.05 | 0.05 | 0.05 | 0.05 | 0.05 | 0.05 | 1.2 | 0.05 | 0.05 | 0.05 | 0.05 | 0.05 | 0.05 | 0.05 | 0.05 | 0.05 | 0.05 | 0.05 | 0.05 | 0.05 | 0.05 | 0.05 | 0.05 | 0.05 | 0.05 | 0.05 | 0.05 | 0.05 | 0.05 | 0.05 | 0.05 | 0.05 | 0 | 0 | 0 | 0 | 0 | 0 | 0 | 0 | 0 | 0 | 0 | 0 | 0 | 0 | 0 | 0 | 0 | 0 | 0 | 0 | 0 | 0 | 0 | 0 | 0 | 0 | 0 | 0 | 0 | 0 | 0 | 0 | 0 | 0 | 0 | 0 | 0 | 0 | 0 | 0 | 0 | 0 | 0 | 0 | 0 | 0 | 0 | 0 | 20 | 0.4 | 0.36 | 0.13 | 0.11 | 0.52632 | 0 | 0 | 0 | 0 | 0 | 0 | 0 | 0 |  | 0.078162 | 0.078162 | 0.078463 | 0.076607 | 0.076862 | 0.076862 | 0.076862 | Education - Primary School - Classroom/Lecture - Sun | 12 | 8 | 16 | 0 | 43.2 | 0 | 0 | 0 | 43.2 | 0 | 0 | 0 | 1.2 | 0 | 0 | 0 | 0 | 0 | 0 | 0 | 0 | 0 | 0 | 0 | 0 | 0 | 0 | 0 | 0 | 0 | 0 | 0 | 0 | 0 | 0 | 0 | 0 |  | 0 | 43.2 | 0 | 0 | 0 | 43.2 | 0 | 0 | 0 | 1.2 | 0 | 0 | 0 | 0 | 0 | 0 | 0 | 0 | 0 | 0 | 0 | 0 | 0 | 0 | 0 | 0 | 0 | 0 | 0 | 0 | 0 | 0 | 0 | 0
203 | 2 | 3 | 7 | 3 |  |  |  |  | Education - Primary School | Classroom/Lecture | Education - Primary School - Classroom/Lecture |  | Education - Primary School | Education - Primary School - Classroom/Lecture | PrimSchool Class/Office (in session) | Hol | Closed | 7 | 7 | 0.65286 | 1.4745 | 1.4745 | 1.4745 | 1.1059 | 1.1059 | 1.1059 | 1.1059 | 0 | 0 | 0 | 0 | 0 | 0 | 0 | 8.0861 | 8.0861 | 8.0861 | 6.0646 | 6.0646 | 6.0646 | 6.0646 | 0 | 0 | 0 | 0 | 0 | 0 | 0 | 0 | 0 | 0 | 0 | 0 | 0 | 0 | 0 | 0 | 0 | 0 | 0 | 0 | 0 | 0 | 0 | 0 | 0 | 0 | 0 | 0 | 0 | 0 | 0 | 0 | 0 | 0 | 0 | 0.10688 | 0.10688 | 0.10688 | 0.080158 | 0.080158 | 0.080158 | 0.080158 | 0 | 0 | 0 | 0 | 0 | 0 | 0 | 0.58612 | 0.58612 | 0.58612 | 0.43959 | 0.43959 | 0.43959 | 0.43959 | 0 | 0 | 0 | 0 | 0 | 0 | 0 | 0 | 0 | 0 | 0 | 0 | 0 | 0 | 0 | 0 | 0 | 0 | 0 | 0 | 0 | 0 | 0 | 0 | 0 | 0 | 0 | 0 | 0 | 0 | 0 | 0 | 0 | 0 | 0 | PrimSchool Class/Office (in session) ILit Cls | PrimSchool Class/Office (in session) ILit Cls | 2 | 5 | 5 | PrimSchool Class/Office (in session) ILit2 Cls | PrimSchool Class/Office (in session) ILit Cls | PrimSchool Class/Office (in session) ILit Cls | 2 | 5 | 5 | 2 | 1.2 | 0.05 | 0.05 | 0.05 | 0.05 | 0.05 | 0.05 | 0.05 | 0.05 | 0.05 | 0.05 | 0.05 | 0.05 | 0.05 | 0.05 | 0.05 | 0.05 | 0.05 | 0.05 | 0.05 | 0.05 | 0.05 | 0.05 | 0.05 | 0.05 | 0.05 | 1.2 | 0.05 | 0.05 | 0.05 | 0.05 | 0.05 | 0.05 | 0.05 | 0.05 | 0.05 | 0.05 | 0.05 | 0.05 | 0.05 | 0.05 | 0.05 | 0.05 | 0.05 | 0.05 | 0.05 | 0.05 | 0.05 | 0.05 | 0.05 | 0.05 | 0.05 | 0 | 0 | 0 | 0 | 0 | 0 | 0 | 0 | 0 | 0 | 0 | 0 | 0 | 0 | 0 | 0 | 0 | 0 | 0 | 0 | 0 | 0 | 0 | 0 | 0 | 0 | 0 | 0 | 0 | 0 | 0 | 0 | 0 | 0 | 0 | 0 | 0 | 0 | 0 | 0 | 0 | 0 | 0 | 0 | 0 | 0 | 0 | 0 | 20 | 0.4 | 0.36 | 0.13 | 0.11 | 0.52632 | 0 | 0 | 0 | 0 | 0 | 0 | 0 | 0 |  | 0.078162 | 0.078162 | 0.078463 | 0.076607 | 0.076862 | 0.076862 | 0.076862 | Education - Primary School - Classroom/Lecture - Hol | 14 | 8 | 16 | 0 | 8.4 | 0 | 0 | 0 | 8.4 | 0 | 0 | 0 | 1.2 | 0 | 0 | 0 | 0 | 0 | 0 | 0 | 0 | 0 | 0 | 0 | 0 | 0 | 0 | 0 | 0 | 0 | 0 | 0 | 0 | 0 | 0 | 0 | 0 |  | 0 | 8.4 | 0 | 0 | 0 | 8.4 | 0 | 0 | 0 | 1.2 | 0 | 0 | 0 | 0 | 0 | 0 | 0 | 0 | 0 | 0 | 0 | 0 | 0 | 0 | 0 | 0 | 0 | 0 | 0 | 0 | 0 | 0 | 0 | 0
204 | 2 | 4 | 8 | 4 |  | Education - Primary School |  | Education - Primary School - Classroom/Lecture | Education - Primary School | Classroom/Lecture | Education - Primary School - Classroom/Lecture |  | Education - Primary School | Education - Primary School - Classroom/Lecture | PrimSchool Class/Office (in session) | all | Open | 188 | 188 | 0.65286 | 1.4745 | 1.4745 | 1.4745 | 1.1059 | 1.1059 | 1.1059 | 1.1059 | 0 | 0 | 0 | 0 | 0 | 0 | 0 | 2099.3097 | 2099.3097 | 2099.3097 | 1574.4823 | 1574.4823 | 1574.4823 | 1574.4823 | 0.67384 | 0.67384 | 0.67384 | 0.50538 | 0.50538 | 0.50538 | 0.50538 | 0 | 0 | 0 | 0 | 0 | 0 | 0 | 0 | 0 | 0 | 0 | 0 | 0 | 0 | 0.7 | 0.7 | 0.7 | 0.7 | 0.7 | 0.7 | 0.7 | 0.60721 | 0.60721 | 0.61126 | 0.59288 | 0.59504 | 0.59504 | 0.59504 | 0.10688 | 0.10688 | 0.10688 | 0.080158 | 0.080158 | 0.080158 | 0.080158 | 0 | 0 | 0 | 0 | 0 | 0 | 0 | 154.7365 | 154.7365 | 154.7365 | 116.0523 | 116.0523 | 116.0523 | 116.0523 | 0.049174 | 0.049174 | 0.049174 | 0.03688 | 0.03688 | 0.03688 | 0.03688 | 0 | 0 | 0 | 0 | 0 | 0 | 0 | 0 | 0 | 0 | 0 | 0 | 0 | 0 | 0.70474 | 0.70474 | 0.70474 | 0.70474 | 0.70474 | 0.70474 | 0.70474 | 0.61758 | 0.61758 | 0.62097 | 0.60362 | 0.60579 | 0.60579 | 0.60579 | PrimSchool Class/Office (in session) ILit all | PrimSchool Class/Office (in session) ILit all | 3012 | 5 | 100 | PrimSchool Class/Office (in session) ILit2 all | PrimSchool Class/Office (in session) ILit all | PrimSchool Class/Office (in session) ILit all | 3012 | 6.5 | 100 | 3012 | 11.6 | 0.7 | 0.05 | 0.05 | 0.05 | 0.05 | 0.05 | 0.6 | 0.6 | 0.6 | 0.6 | 1 | 1 | 1 | 1 | 1 | 1 | 0.55 | 0.55 | 0.55 | 0.55 | 0.35 | 0.1 | 0.1 | 0.1 | 0.1 | 11.7958 | 0.70474 | 0.065 | 0.065 | 0.065 | 0.065 | 0.065 | 0.60632 | 0.60632 | 0.60632 | 0.60632 | 1 | 1 | 1 | 1 | 1 | 1 | 0.55711 | 0.55711 | 0.55711 | 0.55711 | 0.36026 | 0.11421 | 0.11421 | 0.11421 | 0.11421 | 0 | 0 | 0 | 0 | 0 | 0.57895 | 0.57895 | 0.57895 | 0.57895 | 1 | 1 | 1 | 1 | 1 | 1 | 0.52632 | 0.52632 | 0.52632 | 0.52632 | 0.31579 | 0.052632 | 0.052632 | 0.052632 | 0.052632 | 0 | 0 | 0 | 0 | 0 | 0.57895 | 0.57895 | 0.57895 | 0.57895 | 1 | 1 | 1 | 1 | 1 | 1 | 0.52632 | 0.52632 | 0.52632 | 0.52632 | 0.31579 | 0.052632 | 0.052632 | 0.052632 | 0.052632 | 20 | 0.4 | 0.36 | 0.13 | 0.11 | 0.52632 | 0.087425 | 0.084158 | 0.084158 | 0.084158 | 0.063119 | 0.063119 | 0.063119 | 0.063119 | Education - Primary School | 0.078162 | 0.078162 | 0.078463 | 0.076607 | 0.076862 | 0.076862 | 0.076862 | Education - Primary School - Classroom/Lecture - all | 16 | 8 | 18 | 1560.4 | 620.4 | 1560.4 | 620.4 | 0 | 0 | 8.3 | 3.3 | 0 | 0 | 0 | 0 | 0 | 0 | 0 | 0 | 0 | 0.6 | 0.6 | 1 | 1 | 1 | 1 | 1 | 1 | 0.55 | 0.55 | 0 | 0 | 0 | 0 | 0 | 0 | 0 |  | 1565.4463 | 652.1621 | 1565.4463 | 652.1621 | 0 | 0 | 8.3268 | 3.4689 | 0 | 0 | 0 | 0 | 0 | 0 | 0 | 0 | 0 | 0.60632 | 0.60632 | 1 | 1 | 1 | 1 | 1 | 1 | 0.55711 | 0.55711 | 0 | 0 | 0 | 0 | 0 | 0 | 0
205 | 2 | 5 | 5 | 5 |  |  |  |  | Education - Primary School | Classroom/Lecture | Education - Primary School - Classroom/Lecture | (break) | Education - Primary School (break) | Education - Primary School - Classroom/Lecture (break) | PrimSchool Class/Office (break) | Sat | Closed | 16 | 16 | 0.65286 | 1.4745 | 1.4745 | 1.4745 | 1.1059 | 1.1059 | 1.1059 | 1.1059 | 0 | 0 | 0 | 0 | 0 | 0 | 0 | 7.393 | 7.393 | 7.393 | 5.5448 | 5.5448 | 5.5448 | 5.5448 | 0 | 0 | 0 | 0 | 0 | 0 | 0 | 0 | 0 | 0 | 0 | 0 | 0 | 0 | 0 | 0 | 0 | 0 | 0 | 0 | 0 | 0 | 0 | 0 | 0 | 0 | 0 | 0 | 0 | 0 | 0 | 0 | 0 | 0 | 0 | 0.10688 | 0.10688 | 0.10688 | 0.080158 | 0.080158 | 0.080158 | 0.080158 | 0 | 0 | 0 | 0 | 0 | 0 | 0 | 0.53588 | 0.53588 | 0.53588 | 0.40191 | 0.40191 | 0.40191 | 0.40191 | 0 | 0 | 0 | 0 | 0 | 0 | 0 | 0 | 0 | 0 | 0 | 0 | 0 | 0 | 0 | 0 | 0 | 0 | 0 | 0 | 0 | 0 | 0 | 0 | 0 | 0 | 0 | 0 | 0 | 0 | 0 | 0 | 0 | 0 | 0 | PrimSchool Class/Office (break) ILit Cls | PrimSchool Class/Office (break) ILit Cls | 2 | 2 | 2 | PrimSchool Class/Office (break) ILit2 Cls | PrimSchool Class/Office (break) ILit Cls | PrimSchool Class/Office (break) ILit Cls | 2 | 2 | 2 | 2 | 0.48 | 0.02 | 0.02 | 0.02 | 0.02 | 0.02 | 0.02 | 0.02 | 0.02 | 0.02 | 0.02 | 0.02 | 0.02 | 0.02 | 0.02 | 0.02 | 0.02 | 0.02 | 0.02 | 0.02 | 0.02 | 0.02 | 0.02 | 0.02 | 0.02 | 0.02 | 0.48 | 0.02 | 0.02 | 0.02 | 0.02 | 0.02 | 0.02 | 0.02 | 0.02 | 0.02 | 0.02 | 0.02 | 0.02 | 0.02 | 0.02 | 0.02 | 0.02 | 0.02 | 0.02 | 0.02 | 0.02 | 0.02 | 0.02 | 0.02 | 0.02 | 0.02 | 0 | 0 | 0 | 0 | 0 | 0 | 0 | 0 | 0 | 0 | 0 | 0 | 0 | 0 | 0 | 0 | 0 | 0 | 0 | 0 | 0 | 0 | 0 | 0 | 0 | 0 | 0 | 0 | 0 | 0 | 0 | 0 | 0 | 0 | 0 | 0 | 0 | 0 | 0 | 0 | 0 | 0 | 0 | 0 | 0 | 0 | 0 | 0 | 20 | 0.4 | 0.36 | 0.13 | 0.11 | 0.52632 | 0 | 0 | 0 | 0 | 0 | 0 | 0 | 0 |  | 0.0026051 | 0.0026051 | 0.0025967 | 0.0026172 | 0.0026162 | 0.0026162 | 0.0026162 | Education - Primary School - Classroom/Lecture - (break) - Sat | 10 | 9 | 15 | 0 | 7.68 | 0 | 0 | 0 | 7.68 | 0 | 0 | 0 | 0.48 | 0 | 0 | 0 | 0 | 0 | 0 | 0 | 0 | 0 | 0 | 0 | 0 | 0 | 0 | 0 | 0 | 0 | 0 | 0 | 0 | 0 | 0 | 0 | 0 |  | 0 | 7.68 | 0 | 0 | 0 | 7.68 | 0 | 0 | 0 | 0.48 | 0 | 0 | 0 | 0 | 0 | 0 | 0 | 0 | 0 | 0 | 0 | 0 | 0 | 0 | 0 | 0 | 0 | 0 | 0 | 0 | 0 | 0 | 0 | 0
206 | 2 | 6 | 6 | 6 |  |  |  |  | Education - Primary School | Classroom/Lecture | Education - Primary School - Classroom/Lecture | (break) | Education - Primary School (break) | Education - Primary School - Classroom/Lecture (break) | PrimSchool Class/Office (break) | Sun | Closed | 16 | 16 | 0.65286 | 1.4745 | 1.4745 | 1.4745 | 1.1059 | 1.1059 | 1.1059 | 1.1059 | 0 | 0 | 0 | 0 | 0 | 0 | 0 | 7.393 | 7.393 | 7.393 | 5.5448 | 5.5448 | 5.5448 | 5.5448 | 0 | 0 | 0 | 0 | 0 | 0 | 0 | 0 | 0 | 0 | 0 | 0 | 0 | 0 | 0 | 0 | 0 | 0 | 0 | 0 | 0 | 0 | 0 | 0 | 0 | 0 | 0 | 0 | 0 | 0 | 0 | 0 | 0 | 0 | 0 | 0.10688 | 0.10688 | 0.10688 | 0.080158 | 0.080158 | 0.080158 | 0.080158 | 0 | 0 | 0 | 0 | 0 | 0 | 0 | 0.53588 | 0.53588 | 0.53588 | 0.40191 | 0.40191 | 0.40191 | 0.40191 | 0 | 0 | 0 | 0 | 0 | 0 | 0 | 0 | 0 | 0 | 0 | 0 | 0 | 0 | 0 | 0 | 0 | 0 | 0 | 0 | 0 | 0 | 0 | 0 | 0 | 0 | 0 | 0 | 0 | 0 | 0 | 0 | 0 | 0 | 0 | PrimSchool Class/Office (break) ILit Cls | PrimSchool Class/Office (break) ILit Cls | 2 | 2 | 2 | PrimSchool Class/Office (break) ILit2 Cls | PrimSchool Class/Office (break) ILit Cls | PrimSchool Class/Office (break) ILit Cls | 2 | 2 | 2 | 2 | 0.48 | 0.02 | 0.02 | 0.02 | 0.02 | 0.02 | 0.02 | 0.02 | 0.02 | 0.02 | 0.02 | 0.02 | 0.02 | 0.02 | 0.02 | 0.02 | 0.02 | 0.02 | 0.02 | 0.02 | 0.02 | 0.02 | 0.02 | 0.02 | 0.02 | 0.02 | 0.48 | 0.02 | 0.02 | 0.02 | 0.02 | 0.02 | 0.02 | 0.02 | 0.02 | 0.02 | 0.02 | 0.02 | 0.02 | 0.02 | 0.02 | 0.02 | 0.02 | 0.02 | 0.02 | 0.02 | 0.02 | 0.02 | 0.02 | 0.02 | 0.02 | 0.02 | 0 | 0 | 0 | 0 | 0 | 0 | 0 | 0 | 0 | 0 | 0 | 0 | 0 | 0 | 0 | 0 | 0 | 0 | 0 | 0 | 0 | 0 | 0 | 0 | 0 | 0 | 0 | 0 | 0 | 0 | 0 | 0 | 0 | 0 | 0 | 0 | 0 | 0 | 0 | 0 | 0 | 0 | 0 | 0 | 0 | 0 | 0 | 0 | 20 | 0.4 | 0.36 | 0.13 | 0.11 | 0.52632 | 0 | 0 | 0 | 0 | 0 | 0 | 0 | 0 |  | 0.0026051 | 0.0026051 | 0.0025967 | 0.0026172 | 0.0026162 | 0.0026162 | 0.0026162 | Education - Primary School - Classroom/Lecture - (break) - Sun | 12 | 9 | 15 | 0 | 7.68 | 0 | 0 | 0 | 7.68 | 0 | 0 | 0 | 0.48 | 0 | 0 | 0 | 0 | 0 | 0 | 0 | 0 | 0 | 0 | 0 | 0 | 0 | 0 | 0 | 0 | 0 | 0 | 0 | 0 | 0 | 0 | 0 | 0 |  | 0 | 7.68 | 0 | 0 | 0 | 7.68 | 0 | 0 | 0 | 0.48 | 0 | 0 | 0 | 0 | 0 | 0 | 0 | 0 | 0 | 0 | 0 | 0 | 0 | 0 | 0 | 0 | 0 | 0 | 0 | 0 | 0 | 0 | 0 | 0
207 | 2 | 7 | 7 | 7 |  |  |  |  | Education - Primary School | Classroom/Lecture | Education - Primary School - Classroom/Lecture | (break) | Education - Primary School (break) | Education - Primary School - Classroom/Lecture (break) | PrimSchool Class/Office (break) | Hol | Closed | 3 | 3 | 0.65286 | 1.4745 | 1.4745 | 1.4745 | 1.1059 | 1.1059 | 1.1059 | 1.1059 | 0 | 0 | 0 | 0 | 0 | 0 | 0 | 1.3862 | 1.3862 | 1.3862 | 1.0396 | 1.0396 | 1.0396 | 1.0396 | 0 | 0 | 0 | 0 | 0 | 0 | 0 | 0 | 0 | 0 | 0 | 0 | 0 | 0 | 0 | 0 | 0 | 0 | 0 | 0 | 0 | 0 | 0 | 0 | 0 | 0 | 0 | 0 | 0 | 0 | 0 | 0 | 0 | 0 | 0 | 0.10688 | 0.10688 | 0.10688 | 0.080158 | 0.080158 | 0.080158 | 0.080158 | 0 | 0 | 0 | 0 | 0 | 0 | 0 | 0.10048 | 0.10048 | 0.10048 | 0.075358 | 0.075358 | 0.075358 | 0.075358 | 0 | 0 | 0 | 0 | 0 | 0 | 0 | 0 | 0 | 0 | 0 | 0 | 0 | 0 | 0 | 0 | 0 | 0 | 0 | 0 | 0 | 0 | 0 | 0 | 0 | 0 | 0 | 0 | 0 | 0 | 0 | 0 | 0 | 0 | 0 | PrimSchool Class/Office (break) ILit Cls | PrimSchool Class/Office (break) ILit Cls | 2 | 2 | 2 | PrimSchool Class/Office (break) ILit2 Cls | PrimSchool Class/Office (break) ILit Cls | PrimSchool Class/Office (break) ILit Cls | 2 | 2 | 2 | 2 | 0.48 | 0.02 | 0.02 | 0.02 | 0.02 | 0.02 | 0.02 | 0.02 | 0.02 | 0.02 | 0.02 | 0.02 | 0.02 | 0.02 | 0.02 | 0.02 | 0.02 | 0.02 | 0.02 | 0.02 | 0.02 | 0.02 | 0.02 | 0.02 | 0.02 | 0.02 | 0.48 | 0.02 | 0.02 | 0.02 | 0.02 | 0.02 | 0.02 | 0.02 | 0.02 | 0.02 | 0.02 | 0.02 | 0.02 | 0.02 | 0.02 | 0.02 | 0.02 | 0.02 | 0.02 | 0.02 | 0.02 | 0.02 | 0.02 | 0.02 | 0.02 | 0.02 | 0 | 0 | 0 | 0 | 0 | 0 | 0 | 0 | 0 | 0 | 0 | 0 | 0 | 0 | 0 | 0 | 0 | 0 | 0 | 0 | 0 | 0 | 0 | 0 | 0 | 0 | 0 | 0 | 0 | 0 | 0 | 0 | 0 | 0 | 0 | 0 | 0 | 0 | 0 | 0 | 0 | 0 | 0 | 0 | 0 | 0 | 0 | 0 | 20 | 0.4 | 0.36 | 0.13 | 0.11 | 0.52632 | 0 | 0 | 0 | 0 | 0 | 0 | 0 | 0 |  | 0.0026051 | 0.0026051 | 0.0025967 | 0.0026172 | 0.0026162 | 0.0026162 | 0.0026162 | Education - Primary School - Classroom/Lecture - (break) - Hol | 14 | 9 | 15 | 0 | 1.44 | 0 | 0 | 0 | 1.44 | 0 | 0 | 0 | 0.48 | 0 | 0 | 0 | 0 | 0 | 0 | 0 | 0 | 0 | 0 | 0 | 0 | 0 | 0 | 0 | 0 | 0 | 0 | 0 | 0 | 0 | 0 | 0 | 0 |  | 0 | 1.44 | 0 | 0 | 0 | 1.44 | 0 | 0 | 0 | 0.48 | 0 | 0 | 0 | 0 | 0 | 0 | 0 | 0 | 0 | 0 | 0 | 0 | 0 | 0 | 0 | 0 | 0 | 0 | 0 | 0 | 0 | 0 | 0 | 0
208 | 2 | 8 | 8 | 8 |  | Education - Primary School (break) | Education - Primary School - Classroom/Lecture | Education - Primary School - Classroom/Lecture (break) | Education - Primary School | Classroom/Lecture | Education - Primary School - Classroom/Lecture | (break) | Education - Primary School (break) | Education - Primary School - Classroom/Lecture (break) | PrimSchool Class/Office (break) | all | Closed | 63 | 63 | 0.65286 | 1.4745 | 1.4745 | 1.4745 | 1.1059 | 1.1059 | 1.1059 | 1.1059 | 0.96263 | 0.96263 | 0.96263 | 0.72197 | 0.72197 | 0.72197 | 0.72197 | 29.11 | 29.11 | 29.11 | 21.8325 | 21.8325 | 21.8325 | 21.8325 | 0.019253 | 0.019253 | 0.019253 | 0.014439 | 0.014439 | 0.014439 | 0.014439 | 2436.04 | 2436.04 | 2436.04 | 2436.04 | 2436.04 | 2436.04 | 2436.04 | 0 | 0 | 0 | 0 | 0 | 0 | 0 | 0.02 | 0.02 | 0.02 | 0.02 | 0.02 | 0.02 | 0.02 | 0.02 | 0.02 | 0.02 | 0.02 | 0.02 | 0.02 | 0.02 | 0.10688 | 0.10688 | 0.10688 | 0.080158 | 0.080158 | 0.080158 | 0.080158 | 0.069776 | 0.069776 | 0.069776 | 0.052332 | 0.052332 | 0.052332 | 0.052332 | 2.11 | 2.11 | 2.11 | 1.5825 | 1.5825 | 1.5825 | 1.5825 | 0.0013955 | 0.0013955 | 0.0013955 | 0.0010466 | 0.0010466 | 0.0010466 | 0.0010466 | 2529.5484 | 2529.5484 | 2529.5484 | 2529.5484 | 2529.5484 | 2529.5484 | 2529.5484 | 0 | 0 | 0 | 0 | 0 | 0 | 0 | 0.02 | 0.02 | 0.02 | 0.02 | 0.02 | 0.02 | 0.02 | 0.02 | 0.02 | 0.02 | 0.02 | 0.02 | 0.02 | 0.02 | PrimSchool Class/Office (break) ILit Cls | PrimSchool Class/Office (break) ILit Cls | 2 | 2 | 2 | PrimSchool Class/Office (break) ILit2 Cls | PrimSchool Class/Office (break) ILit Cls | PrimSchool Class/Office (break) ILit Cls | 2 | 2 | 2 | 2 | 0.48 | 0.02 | 0.02 | 0.02 | 0.02 | 0.02 | 0.02 | 0.02 | 0.02 | 0.02 | 0.02 | 0.02 | 0.02 | 0.02 | 0.02 | 0.02 | 0.02 | 0.02 | 0.02 | 0.02 | 0.02 | 0.02 | 0.02 | 0.02 | 0.02 | 0.02 | 0.48 | 0.02 | 0.02 | 0.02 | 0.02 | 0.02 | 0.02 | 0.02 | 0.02 | 0.02 | 0.02 | 0.02 | 0.02 | 0.02 | 0.02 | 0.02 | 0.02 | 0.02 | 0.02 | 0.02 | 0.02 | 0.02 | 0.02 | 0.02 | 0.02 | 0.02 | 0 | 0 | 0 | 0 | 0 | 0 | 0 | 0 | 0 | 0 | 0 | 0 | 0 | 0 | 0 | 0 | 0 | 0 | 0 | 0 | 0 | 0 | 0 | 0 | 0 | 0 | 0 | 0 | 0 | 0 | 0 | 0 | 0 | 0 | 0 | 0 | 0 | 0 | 0 | 0 | 0 | 0 | 0 | 0 | 0 | 0 | 0 | 0 | 20 | 0.4 | 0.36 | 0.13 | 0.11 | 0.52632 | 0.0024979 | 0.0024045 | 0.0024045 | 0.0024045 | 0.0018034 | 0.0018034 | 0.0018034 | 0.0018034 | Education - Primary School (break) | 0.0026051 | 0.0026051 | 0.0025967 | 0.0026172 | 0.0026162 | 0.0026162 | 0.0026162 | Education - Primary School - Classroom/Lecture - (break) - all | 16 | 9 | 16 | 0 | 30.24 | 0 | 30.24 | 0 | 0 | 0 | 0.48 | 0 | 0 | 0 | 0 | 0 | 0 | 0 | 0 | 0 | 0 | 0 | 0 | 0 | 0 | 0 | 0 | 0 | 0 | 0 | 0 | 0 | 0 | 0 | 0 | 0 | 0 |  | 0 | 30.24 | 0 | 30.24 | 0 | 0 | 0 | 0.48 | 0 | 0 | 0 | 0 | 0 | 0 | 0 | 0 | 0 | 0 | 0 | 0 | 0 | 0 | 0 | 0 | 0 | 0 | 0 | 0 | 0 | 0 | 0 | 0 | 0 | 0
209 | 2 | 9 | 5 | 1 |  |  |  |  | Education - Primary School | Dining Area | Education - Primary School - Dining Area |  | Education - Primary School | Education - Primary School - Dining Area | PrimSchool Cafeteria (in session) | Sat | Open | 36 | 36 | 0.15534 | 1.3823 | 1.3823 | 1.198 | 1.198 | 1.198 | 1.198 | 1.198 | 0 | 0 | 0 | 0 | 0 | 0 | 0 | 26.2836 | 26.2836 | 22.7791 | 22.7791 | 22.7791 | 22.7791 | 22.7791 | 0 | 0 | 0 | 0 | 0 | 0 | 0 | 0 | 0 | 0 | 0 | 0 | 0 | 0 | 0 | 0 | 0 | 0 | 0 | 0 | 0 | 0 | 0 | 0 | 0 | 0 | 0 | 0 | 0 | 0 | 0 | 0 | 0 | 0 | 0 | 0.1002 | 0.1002 | 0.086838 | 0.086838 | 0.086838 | 0.086838 | 0.086838 | 0 | 0 | 0 | 0 | 0 | 0 | 0 | 2.0733 | 2.0733 | 1.7968 | 1.7968 | 1.7968 | 1.7968 | 1.7968 | 0 | 0 | 0 | 0 | 0 | 0 | 0 | 0 | 0 | 0 | 0 | 0 | 0 | 0 | 0 | 0 | 0 | 0 | 0 | 0 | 0 | 0 | 0 | 0 | 0 | 0 | 0 | 0 | 0 | 0 | 0 | 0 | 0 | 0 | 0 | PrimSchool Cafeteria (in session) ILit Sat | PrimSchool Cafeteria (in session) ILit all | 3568 | 5 | 60 | PrimSchool Cafeteria (in session) ILit2 Sat | PrimSchool Cafeteria (in session) ILit Sat | PrimSchool Cafeteria (in session) ILit all | 3568 | 6.5 | 60 | 3568 | 3.4 | 0.05 | 0.05 | 0.05 | 0.05 | 0.05 | 0.05 | 0.05 | 0.05 | 0.05 | 0.05 | 0.05 | 0.6 | 0.6 | 0.6 | 0.6 | 0.05 | 0.05 | 0.05 | 0.05 | 0.05 | 0.05 | 0.05 | 0.05 | 0.05 | 0.05 | 3.7 | 0.065 | 0.065 | 0.065 | 0.065 | 0.065 | 0.065 | 0.065 | 0.065 | 0.065 | 0.065 | 0.065 | 0.6 | 0.6 | 0.6 | 0.6 | 0.065 | 0.065 | 0.065 | 0.065 | 0.065 | 0.065 | 0.065 | 0.065 | 0.065 | 0.065 | 0 | 0 | 0 | 0 | 0 | 0 | 0 | 0 | 0 | 0 | 1 | 1 | 1 | 1 | 0 | 0 | 0 | 0 | 0 | 0 | 0 | 0 | 0 | 0 | 0 | 0 | 0 | 0 | 0 | 0 | 0 | 0 | 0 | 0 | 1 | 1 | 1 | 1 | 0 | 0 | 0 | 0 | 0 | 0 | 0 | 0 | 0 | 0 | 16 | 0.66337 | 0.20792 | 0.079208 | 0.049505 | 0.76136 | 0 | 0 | 0 | 0 | 0 | 0 | 0 | 0 |  | 0.078162 | 0.078162 | 0.078463 | 0.076607 | 0.076862 | 0.076862 | 0.076862 | Education - Primary School - Dining Area - Sat | 10 | 8 | 16 | 93.6 | 28.8 | 0 | 0 | 93.6 | 28.8 | 0 | 0 | 2.6 | 0.8 | 0 | 0 | 0 | 0 | 0 | 0 | 0 | 0.05 | 0.05 | 0.05 | 0.6 | 0.6 | 0.6 | 0.6 | 0.05 | 0 | 0 | 0 | 0 | 0 | 0 | 0 | 0 | 0 |  | 95.76 | 37.44 | 0 | 0 | 95.76 | 37.44 | 0 | 0 | 2.66 | 1.04 | 0 | 0 | 0 | 0 | 0 | 0 | 0 | 0.065 | 0.065 | 0.065 | 0.6 | 0.6 | 0.6 | 0.6 | 0.065 | 0 | 0 | 0 | 0 | 0 | 0 | 0 | 0 | 0
210 | 2 | 10 | 6 | 2 |  |  |  |  | Education - Primary School | Dining Area | Education - Primary School - Dining Area |  | Education - Primary School | Education - Primary School - Dining Area | PrimSchool Cafeteria (in session) | Sun | Closed | 36 | 36 | 0.15534 | 1.3823 | 1.3823 | 1.198 | 1.198 | 1.198 | 1.198 | 1.198 | 0 | 0 | 0 | 0 | 0 | 0 | 0 | 9.2766 | 9.2766 | 8.0397 | 8.0397 | 8.0397 | 8.0397 | 8.0397 | 0 | 0 | 0 | 0 | 0 | 0 | 0 | 0 | 0 | 0 | 0 | 0 | 0 | 0 | 0 | 0 | 0 | 0 | 0 | 0 | 0 | 0 | 0 | 0 | 0 | 0 | 0 | 0 | 0 | 0 | 0 | 0 | 0 | 0 | 0 | 0.1002 | 0.1002 | 0.086838 | 0.086838 | 0.086838 | 0.086838 | 0.086838 | 0 | 0 | 0 | 0 | 0 | 0 | 0 | 0.67241 | 0.67241 | 0.58276 | 0.58276 | 0.58276 | 0.58276 | 0.58276 | 0 | 0 | 0 | 0 | 0 | 0 | 0 | 0 | 0 | 0 | 0 | 0 | 0 | 0 | 0 | 0 | 0 | 0 | 0 | 0 | 0 | 0 | 0 | 0 | 0 | 0 | 0 | 0 | 0 | 0 | 0 | 0 | 0 | 0 | 0 | PrimSchool Cafeteria (in session) ILit Cls | PrimSchool Cafeteria (in session) ILit Cls | 2 | 5 | 5 | PrimSchool Cafeteria (in session) ILit2 Cls | PrimSchool Cafeteria (in session) ILit Cls | PrimSchool Cafeteria (in session) ILit Cls | 2 | 5 | 5 | 2 | 1.2 | 0.05 | 0.05 | 0.05 | 0.05 | 0.05 | 0.05 | 0.05 | 0.05 | 0.05 | 0.05 | 0.05 | 0.05 | 0.05 | 0.05 | 0.05 | 0.05 | 0.05 | 0.05 | 0.05 | 0.05 | 0.05 | 0.05 | 0.05 | 0.05 | 0.05 | 1.2 | 0.05 | 0.05 | 0.05 | 0.05 | 0.05 | 0.05 | 0.05 | 0.05 | 0.05 | 0.05 | 0.05 | 0.05 | 0.05 | 0.05 | 0.05 | 0.05 | 0.05 | 0.05 | 0.05 | 0.05 | 0.05 | 0.05 | 0.05 | 0.05 | 0.05 | 0 | 0 | 0 | 0 | 0 | 0 | 0 | 0 | 0 | 0 | 0 | 0 | 0 | 0 | 0 | 0 | 0 | 0 | 0 | 0 | 0 | 0 | 0 | 0 | 0 | 0 | 0 | 0 | 0 | 0 | 0 | 0 | 0 | 0 | 0 | 0 | 0 | 0 | 0 | 0 | 0 | 0 | 0 | 0 | 0 | 0 | 0 | 0 | 16 | 0.66337 | 0.20792 | 0.079208 | 0.049505 | 0.76136 | 0 | 0 | 0 | 0 | 0 | 0 | 0 | 0 |  | 0.078162 | 0.078162 | 0.078463 | 0.076607 | 0.076862 | 0.076862 | 0.076862 | Education - Primary School - Dining Area - Sun | 12 | 8 | 16 | 0 | 43.2 | 0 | 0 | 0 | 43.2 | 0 | 0 | 0 | 1.2 | 0 | 0 | 0 | 0 | 0 | 0 | 0 | 0 | 0 | 0 | 0 | 0 | 0 | 0 | 0 | 0 | 0 | 0 | 0 | 0 | 0 | 0 | 0 | 0 |  | 0 | 43.2 | 0 | 0 | 0 | 43.2 | 0 | 0 | 0 | 1.2 | 0 | 0 | 0 | 0 | 0 | 0 | 0 | 0 | 0 | 0 | 0 | 0 | 0 | 0 | 0 | 0 | 0 | 0 | 0 | 0 | 0 | 0 | 0 | 0
211 | 2 | 11 | 7 | 3 |  |  |  |  | Education - Primary School | Dining Area | Education - Primary School - Dining Area |  | Education - Primary School | Education - Primary School - Dining Area | PrimSchool Cafeteria (in session) | Hol | Closed | 7 | 7 | 0.15534 | 1.3823 | 1.3823 | 1.198 | 1.198 | 1.198 | 1.198 | 1.198 | 0 | 0 | 0 | 0 | 0 | 0 | 0 | 1.8038 | 1.8038 | 1.5633 | 1.5633 | 1.5633 | 1.5633 | 1.5633 | 0 | 0 | 0 | 0 | 0 | 0 | 0 | 0 | 0 | 0 | 0 | 0 | 0 | 0 | 0 | 0 | 0 | 0 | 0 | 0 | 0 | 0 | 0 | 0 | 0 | 0 | 0 | 0 | 0 | 0 | 0 | 0 | 0 | 0 | 0 | 0.1002 | 0.1002 | 0.086838 | 0.086838 | 0.086838 | 0.086838 | 0.086838 | 0 | 0 | 0 | 0 | 0 | 0 | 0 | 0.13075 | 0.13075 | 0.11331 | 0.11331 | 0.11331 | 0.11331 | 0.11331 | 0 | 0 | 0 | 0 | 0 | 0 | 0 | 0 | 0 | 0 | 0 | 0 | 0 | 0 | 0 | 0 | 0 | 0 | 0 | 0 | 0 | 0 | 0 | 0 | 0 | 0 | 0 | 0 | 0 | 0 | 0 | 0 | 0 | 0 | 0 | PrimSchool Cafeteria (in session) ILit Cls | PrimSchool Cafeteria (in session) ILit Cls | 2 | 5 | 5 | PrimSchool Cafeteria (in session) ILit2 Cls | PrimSchool Cafeteria (in session) ILit Cls | PrimSchool Cafeteria (in session) ILit Cls | 2 | 5 | 5 | 2 | 1.2 | 0.05 | 0.05 | 0.05 | 0.05 | 0.05 | 0.05 | 0.05 | 0.05 | 0.05 | 0.05 | 0.05 | 0.05 | 0.05 | 0.05 | 0.05 | 0.05 | 0.05 | 0.05 | 0.05 | 0.05 | 0.05 | 0.05 | 0.05 | 0.05 | 0.05 | 1.2 | 0.05 | 0.05 | 0.05 | 0.05 | 0.05 | 0.05 | 0.05 | 0.05 | 0.05 | 0.05 | 0.05 | 0.05 | 0.05 | 0.05 | 0.05 | 0.05 | 0.05 | 0.05 | 0.05 | 0.05 | 0.05 | 0.05 | 0.05 | 0.05 | 0.05 | 0 | 0 | 0 | 0 | 0 | 0 | 0 | 0 | 0 | 0 | 0 | 0 | 0 | 0 | 0 | 0 | 0 | 0 | 0 | 0 | 0 | 0 | 0 | 0 | 0 | 0 | 0 | 0 | 0 | 0 | 0 | 0 | 0 | 0 | 0 | 0 | 0 | 0 | 0 | 0 | 0 | 0 | 0 | 0 | 0 | 0 | 0 | 0 | 16 | 0.66337 | 0.20792 | 0.079208 | 0.049505 | 0.76136 | 0 | 0 | 0 | 0 | 0 | 0 | 0 | 0 |  | 0.078162 | 0.078162 | 0.078463 | 0.076607 | 0.076862 | 0.076862 | 0.076862 | Education - Primary School - Dining Area - Hol | 14 | 8 | 16 | 0 | 8.4 | 0 | 0 | 0 | 8.4 | 0 | 0 | 0 | 1.2 | 0 | 0 | 0 | 0 | 0 | 0 | 0 | 0 | 0 | 0 | 0 | 0 | 0 | 0 | 0 | 0 | 0 | 0 | 0 | 0 | 0 | 0 | 0 | 0 |  | 0 | 8.4 | 0 | 0 | 0 | 8.4 | 0 | 0 | 0 | 1.2 | 0 | 0 | 0 | 0 | 0 | 0 | 0 | 0 | 0 | 0 | 0 | 0 | 0 | 0 | 0 | 0 | 0 | 0 | 0 | 0 | 0 | 0 | 0 | 0
212 | 2 | 12 | 8 | 4 |  | Education - Primary School |  | Education - Primary School - Dining Area | Education - Primary School | Dining Area | Education - Primary School - Dining Area |  | Education - Primary School | Education - Primary School - Dining Area | PrimSchool Cafeteria (in session) | all | Open | 188 | 188 | 0.15534 | 1.3823 | 1.3823 | 1.198 | 1.198 | 1.198 | 1.198 | 1.198 | 0 | 0 | 0 | 0 | 0 | 0 | 0 | 240.2029 | 240.2029 | 208.1759 | 208.1759 | 208.1759 | 208.1759 | 208.1759 | 0.078736 | 0.078736 | 0.068238 | 0.068238 | 0.068238 | 0.068238 | 0.068238 | 0 | 0 | 0 | 0 | 0 | 0 | 0 | 0 | 0 | 0 | 0 | 0 | 0 | 0 | 0.36667 | 0.36667 | 0.36667 | 0.36667 | 0.36667 | 0.36667 | 0.36667 | 0.60721 | 0.60721 | 0.61126 | 0.59288 | 0.59504 | 0.59504 | 0.59504 | 0.1002 | 0.1002 | 0.086838 | 0.086838 | 0.086838 | 0.086838 | 0.086838 | 0 | 0 | 0 | 0 | 0 | 0 | 0 | 18.245 | 18.245 | 15.8124 | 15.8124 | 15.8124 | 15.8124 | 15.8124 | 0.0058628 | 0.0058628 | 0.0050811 | 0.0050811 | 0.0050811 | 0.0050811 | 0.0050811 | 0 | 0 | 0 | 0 | 0 | 0 | 0 | 0 | 0 | 0 | 0 | 0 | 0 | 0 | 0.37667 | 0.37667 | 0.37667 | 0.37667 | 0.37667 | 0.37667 | 0.37667 | 0.61758 | 0.61758 | 0.62097 | 0.60362 | 0.60579 | 0.60579 | 0.60579 | PrimSchool Cafeteria (in session) ILit all | PrimSchool Cafeteria (in session) ILit all | 3023 | 5 | 100 | PrimSchool Cafeteria (in session) ILit2 all | PrimSchool Cafeteria (in session) ILit all | PrimSchool Cafeteria (in session) ILit all | 3023 | 6.5 | 100 | 3023 | 5.95 | 0.36667 | 0.05 | 0.05 | 0.05 | 0.05 | 0.05 | 0.05 | 0.05 | 0.05 | 0.05 | 0.05 | 1 | 1 | 1 | 1 | 1 | 0.05 | 0.05 | 0.05 | 0.05 | 0.05 | 0.05 | 0.05 | 0.05 | 0.05 | 6.235 | 0.37667 | 0.065 | 0.065 | 0.065 | 0.065 | 0.065 | 0.065 | 0.065 | 0.065 | 0.065 | 0.065 | 1 | 1 | 1 | 1 | 1 | 0.065 | 0.065 | 0.065 | 0.065 | 0.065 | 0.065 | 0.065 | 0.065 | 0.065 | 0 | 0 | 0 | 0 | 0 | 0 | 0 | 0 | 0 | 0 | 1 | 1 | 1 | 1 | 1 | 0 | 0 | 0 | 0 | 0 | 0 | 0 | 0 | 0 | 0 | 0 | 0 | 0 | 0 | 0 | 0 | 0 | 0 | 0 | 1 | 1 | 1 | 1 | 1 | 0 | 0 | 0 | 0 | 0 | 0 | 0 | 0 | 0 | 16 | 0.66337 | 0.20792 | 0.079208 | 0.049505 | 0.76136 | 0.052822 | 0.011343 | 0.011343 | 0.0098304 | 0.0098304 | 0.0098304 | 0.0098304 | 0.0098304 | Education - Primary School | 0.078162 | 0.078162 | 0.078463 | 0.076607 | 0.076862 | 0.076862 | 0.076862 | Education - Primary School - Dining Area - all | 16 | 8 | 18 | 987 | 131.6 | 987 | 131.6 | 0 | 0 | 5.25 | 0.7 | 0 | 0 | 0 | 0 | 0 | 0 | 0 | 0 | 0 | 0.05 | 0.05 | 0.05 | 1 | 1 | 1 | 1 | 1 | 0.05 | 0.05 | 0 | 0 | 0 | 0 | 0 | 0 | 0 |  | 1001.1 | 171.08 | 1001.1 | 171.08 | 0 | 0 | 5.325 | 0.91 | 0 | 0 | 0 | 0 | 0 | 0 | 0 | 0 | 0 | 0.065 | 0.065 | 0.065 | 1 | 1 | 1 | 1 | 1 | 0.065 | 0.065 | 0 | 0 | 0 | 0 | 0 | 0 | 0
213 | 2 | 13 | 5 | 5 |  |  |  |  | Education - Primary School | Dining Area | Education - Primary School - Dining Area | (break) | Education - Primary School (break) | Education - Primary School - Dining Area (break) | PrimSchool Cafeteria (break) | Sat | Closed | 16 | 16 | 0.15534 | 1.3823 | 1.3823 | 1.198 | 1.198 | 1.198 | 1.198 | 1.198 | 0 | 0 | 0 | 0 | 0 | 0 | 0 | 1.6492 | 1.6492 | 1.4293 | 1.4293 | 1.4293 | 1.4293 | 1.4293 | 0 | 0 | 0 | 0 | 0 | 0 | 0 | 0 | 0 | 0 | 0 | 0 | 0 | 0 | 0 | 0 | 0 | 0 | 0 | 0 | 0 | 0 | 0 | 0 | 0 | 0 | 0 | 0 | 0 | 0 | 0 | 0 | 0 | 0 | 0 | 0.1002 | 0.1002 | 0.086838 | 0.086838 | 0.086838 | 0.086838 | 0.086838 | 0 | 0 | 0 | 0 | 0 | 0 | 0 | 0.11954 | 0.11954 | 0.1036 | 0.1036 | 0.1036 | 0.1036 | 0.1036 | 0 | 0 | 0 | 0 | 0 | 0 | 0 | 0 | 0 | 0 | 0 | 0 | 0 | 0 | 0 | 0 | 0 | 0 | 0 | 0 | 0 | 0 | 0 | 0 | 0 | 0 | 0 | 0 | 0 | 0 | 0 | 0 | 0 | 0 | 0 | PrimSchool Cafeteria (break) ILit Cls | PrimSchool Cafeteria (break) ILit Cls | 2 | 2 | 2 | PrimSchool Cafeteria (break) ILit2 Cls | PrimSchool Cafeteria (break) ILit Cls | PrimSchool Cafeteria (break) ILit Cls | 2 | 2 | 2 | 2 | 0.48 | 0.02 | 0.02 | 0.02 | 0.02 | 0.02 | 0.02 | 0.02 | 0.02 | 0.02 | 0.02 | 0.02 | 0.02 | 0.02 | 0.02 | 0.02 | 0.02 | 0.02 | 0.02 | 0.02 | 0.02 | 0.02 | 0.02 | 0.02 | 0.02 | 0.02 | 0.48 | 0.02 | 0.02 | 0.02 | 0.02 | 0.02 | 0.02 | 0.02 | 0.02 | 0.02 | 0.02 | 0.02 | 0.02 | 0.02 | 0.02 | 0.02 | 0.02 | 0.02 | 0.02 | 0.02 | 0.02 | 0.02 | 0.02 | 0.02 | 0.02 | 0.02 | 0 | 0 | 0 | 0 | 0 | 0 | 0 | 0 | 0 | 0 | 0 | 0 | 0 | 0 | 0 | 0 | 0 | 0 | 0 | 0 | 0 | 0 | 0 | 0 | 0 | 0 | 0 | 0 | 0 | 0 | 0 | 0 | 0 | 0 | 0 | 0 | 0 | 0 | 0 | 0 | 0 | 0 | 0 | 0 | 0 | 0 | 0 | 0 | 16 | 0.66337 | 0.20792 | 0.079208 | 0.049505 | 0.76136 | 0 | 0 | 0 | 0 | 0 | 0 | 0 | 0 |  | 0.0026051 | 0.0026051 | 0.0025967 | 0.0026172 | 0.0026162 | 0.0026162 | 0.0026162 | Education - Primary School - Dining Area - (break) - Sat | 10 | 9 | 15 | 0 | 7.68 | 0 | 0 | 0 | 7.68 | 0 | 0 | 0 | 0.48 | 0 | 0 | 0 | 0 | 0 | 0 | 0 | 0 | 0 | 0 | 0 | 0 | 0 | 0 | 0 | 0 | 0 | 0 | 0 | 0 | 0 | 0 | 0 | 0 |  | 0 | 7.68 | 0 | 0 | 0 | 7.68 | 0 | 0 | 0 | 0.48 | 0 | 0 | 0 | 0 | 0 | 0 | 0 | 0 | 0 | 0 | 0 | 0 | 0 | 0 | 0 | 0 | 0 | 0 | 0 | 0 | 0 | 0 | 0 | 0
214 | 2 | 14 | 6 | 6 |  |  |  |  | Education - Primary School | Dining Area | Education - Primary School - Dining Area | (break) | Education - Primary School (break) | Education - Primary School - Dining Area (break) | PrimSchool Cafeteria (break) | Sun | Closed | 16 | 16 | 0.15534 | 1.3823 | 1.3823 | 1.198 | 1.198 | 1.198 | 1.198 | 1.198 | 0 | 0 | 0 | 0 | 0 | 0 | 0 | 1.6492 | 1.6492 | 1.4293 | 1.4293 | 1.4293 | 1.4293 | 1.4293 | 0 | 0 | 0 | 0 | 0 | 0 | 0 | 0 | 0 | 0 | 0 | 0 | 0 | 0 | 0 | 0 | 0 | 0 | 0 | 0 | 0 | 0 | 0 | 0 | 0 | 0 | 0 | 0 | 0 | 0 | 0 | 0 | 0 | 0 | 0 | 0.1002 | 0.1002 | 0.086838 | 0.086838 | 0.086838 | 0.086838 | 0.086838 | 0 | 0 | 0 | 0 | 0 | 0 | 0 | 0.11954 | 0.11954 | 0.1036 | 0.1036 | 0.1036 | 0.1036 | 0.1036 | 0 | 0 | 0 | 0 | 0 | 0 | 0 | 0 | 0 | 0 | 0 | 0 | 0 | 0 | 0 | 0 | 0 | 0 | 0 | 0 | 0 | 0 | 0 | 0 | 0 | 0 | 0 | 0 | 0 | 0 | 0 | 0 | 0 | 0 | 0 | PrimSchool Cafeteria (break) ILit Cls | PrimSchool Cafeteria (break) ILit Cls | 2 | 2 | 2 | PrimSchool Cafeteria (break) ILit2 Cls | PrimSchool Cafeteria (break) ILit Cls | PrimSchool Cafeteria (break) ILit Cls | 2 | 2 | 2 | 2 | 0.48 | 0.02 | 0.02 | 0.02 | 0.02 | 0.02 | 0.02 | 0.02 | 0.02 | 0.02 | 0.02 | 0.02 | 0.02 | 0.02 | 0.02 | 0.02 | 0.02 | 0.02 | 0.02 | 0.02 | 0.02 | 0.02 | 0.02 | 0.02 | 0.02 | 0.02 | 0.48 | 0.02 | 0.02 | 0.02 | 0.02 | 0.02 | 0.02 | 0.02 | 0.02 | 0.02 | 0.02 | 0.02 | 0.02 | 0.02 | 0.02 | 0.02 | 0.02 | 0.02 | 0.02 | 0.02 | 0.02 | 0.02 | 0.02 | 0.02 | 0.02 | 0.02 | 0 | 0 | 0 | 0 | 0 | 0 | 0 | 0 | 0 | 0 | 0 | 0 | 0 | 0 | 0 | 0 | 0 | 0 | 0 | 0 | 0 | 0 | 0 | 0 | 0 | 0 | 0 | 0 | 0 | 0 | 0 | 0 | 0 | 0 | 0 | 0 | 0 | 0 | 0 | 0 | 0 | 0 | 0 | 0 | 0 | 0 | 0 | 0 | 16 | 0.66337 | 0.20792 | 0.079208 | 0.049505 | 0.76136 | 0 | 0 | 0 | 0 | 0 | 0 | 0 | 0 |  | 0.0026051 | 0.0026051 | 0.0025967 | 0.0026172 | 0.0026162 | 0.0026162 | 0.0026162 | Education - Primary School - Dining Area - (break) - Sun | 12 | 9 | 15 | 0 | 7.68 | 0 | 0 | 0 | 7.68 | 0 | 0 | 0 | 0.48 | 0 | 0 | 0 | 0 | 0 | 0 | 0 | 0 | 0 | 0 | 0 | 0 | 0 | 0 | 0 | 0 | 0 | 0 | 0 | 0 | 0 | 0 | 0 | 0 |  | 0 | 7.68 | 0 | 0 | 0 | 7.68 | 0 | 0 | 0 | 0.48 | 0 | 0 | 0 | 0 | 0 | 0 | 0 | 0 | 0 | 0 | 0 | 0 | 0 | 0 | 0 | 0 | 0 | 0 | 0 | 0 | 0 | 0 | 0 | 0
215 | 2 | 15 | 7 | 7 |  |  |  |  | Education - Primary School | Dining Area | Education - Primary School - Dining Area | (break) | Education - Primary School (break) | Education - Primary School - Dining Area (break) | PrimSchool Cafeteria (break) | Hol | Closed | 3 | 3 | 0.15534 | 1.3823 | 1.3823 | 1.198 | 1.198 | 1.198 | 1.198 | 1.198 | 0 | 0 | 0 | 0 | 0 | 0 | 0 | 0.30922 | 0.30922 | 0.26799 | 0.26799 | 0.26799 | 0.26799 | 0.26799 | 0 | 0 | 0 | 0 | 0 | 0 | 0 | 0 | 0 | 0 | 0 | 0 | 0 | 0 | 0 | 0 | 0 | 0 | 0 | 0 | 0 | 0 | 0 | 0 | 0 | 0 | 0 | 0 | 0 | 0 | 0 | 0 | 0 | 0 | 0 | 0.1002 | 0.1002 | 0.086838 | 0.086838 | 0.086838 | 0.086838 | 0.086838 | 0 | 0 | 0 | 0 | 0 | 0 | 0 | 0.022414 | 0.022414 | 0.019425 | 0.019425 | 0.019425 | 0.019425 | 0.019425 | 0 | 0 | 0 | 0 | 0 | 0 | 0 | 0 | 0 | 0 | 0 | 0 | 0 | 0 | 0 | 0 | 0 | 0 | 0 | 0 | 0 | 0 | 0 | 0 | 0 | 0 | 0 | 0 | 0 | 0 | 0 | 0 | 0 | 0 | 0 | PrimSchool Cafeteria (break) ILit Cls | PrimSchool Cafeteria (break) ILit Cls | 2 | 2 | 2 | PrimSchool Cafeteria (break) ILit2 Cls | PrimSchool Cafeteria (break) ILit Cls | PrimSchool Cafeteria (break) ILit Cls | 2 | 2 | 2 | 2 | 0.48 | 0.02 | 0.02 | 0.02 | 0.02 | 0.02 | 0.02 | 0.02 | 0.02 | 0.02 | 0.02 | 0.02 | 0.02 | 0.02 | 0.02 | 0.02 | 0.02 | 0.02 | 0.02 | 0.02 | 0.02 | 0.02 | 0.02 | 0.02 | 0.02 | 0.02 | 0.48 | 0.02 | 0.02 | 0.02 | 0.02 | 0.02 | 0.02 | 0.02 | 0.02 | 0.02 | 0.02 | 0.02 | 0.02 | 0.02 | 0.02 | 0.02 | 0.02 | 0.02 | 0.02 | 0.02 | 0.02 | 0.02 | 0.02 | 0.02 | 0.02 | 0.02 | 0 | 0 | 0 | 0 | 0 | 0 | 0 | 0 | 0 | 0 | 0 | 0 | 0 | 0 | 0 | 0 | 0 | 0 | 0 | 0 | 0 | 0 | 0 | 0 | 0 | 0 | 0 | 0 | 0 | 0 | 0 | 0 | 0 | 0 | 0 | 0 | 0 | 0 | 0 | 0 | 0 | 0 | 0 | 0 | 0 | 0 | 0 | 0 | 16 | 0.66337 | 0.20792 | 0.079208 | 0.049505 | 0.76136 | 0 | 0 | 0 | 0 | 0 | 0 | 0 | 0 |  | 0.0026051 | 0.0026051 | 0.0025967 | 0.0026172 | 0.0026162 | 0.0026162 | 0.0026162 | Education - Primary School - Dining Area - (break) - Hol | 14 | 9 | 15 | 0 | 1.44 | 0 | 0 | 0 | 1.44 | 0 | 0 | 0 | 0.48 | 0 | 0 | 0 | 0 | 0 | 0 | 0 | 0 | 0 | 0 | 0 | 0 | 0 | 0 | 0 | 0 | 0 | 0 | 0 | 0 | 0 | 0 | 0 | 0 |  | 0 | 1.44 | 0 | 0 | 0 | 1.44 | 0 | 0 | 0 | 0.48 | 0 | 0 | 0 | 0 | 0 | 0 | 0 | 0 | 0 | 0 | 0 | 0 | 0 | 0 | 0 | 0 | 0 | 0 | 0 | 0 | 0 | 0 | 0 | 0
216 | 2 | 16 | 8 | 8 |  | Education - Primary School (break) | Education - Primary School - Dining Area | Education - Primary School - Dining Area (break) | Education - Primary School | Dining Area | Education - Primary School - Dining Area | (break) | Education - Primary School (break) | Education - Primary School - Dining Area (break) | PrimSchool Cafeteria (break) | all | Closed | 63 | 63 | 0.15534 | 1.3823 | 1.3823 | 1.198 | 1.198 | 1.198 | 1.198 | 1.198 | 0.21474 | 0.21474 | 0.1861 | 0.1861 | 0.1861 | 0.1861 | 0.1861 | 6.4936 | 6.4936 | 5.6278 | 5.6278 | 5.6278 | 5.6278 | 5.6278 | 0.0042947 | 0.0042947 | 0.0037221 | 0.0037221 | 0.0037221 | 0.0037221 | 0.0037221 | 1339.64 | 1339.64 | 1339.64 | 1339.64 | 1339.64 | 1339.64 | 1339.64 | 0 | 0 | 0 | 0 | 0 | 0 | 0 | 0.02 | 0.02 | 0.02 | 0.02 | 0.02 | 0.02 | 0.02 | 0.02 | 0.02 | 0.02 | 0.02 | 0.02 | 0.02 | 0.02 | 0.1002 | 0.1002 | 0.086838 | 0.086838 | 0.086838 | 0.086838 | 0.086838 | 0.015565 | 0.015565 | 0.01349 | 0.01349 | 0.01349 | 0.01349 | 0.01349 | 0.47069 | 0.47069 | 0.40793 | 0.40793 | 0.40793 | 0.40793 | 0.40793 | 0.0003113 | 0.0003113 | 0.00026979 | 0.00026979 | 0.00026979 | 0.00026979 | 0.00026979 | 1404.02 | 1404.02 | 1404.02 | 1404.02 | 1404.02 | 1404.02 | 1404.02 | 0 | 0 | 0 | 0 | 0 | 0 | 0 | 0.02 | 0.02 | 0.02 | 0.02 | 0.02 | 0.02 | 0.02 | 0.02 | 0.02 | 0.02 | 0.02 | 0.02 | 0.02 | 0.02 | PrimSchool Cafeteria (break) ILit Cls | PrimSchool Cafeteria (break) ILit Cls | 2 | 2 | 2 | PrimSchool Cafeteria (break) ILit2 Cls | PrimSchool Cafeteria (break) ILit Cls | PrimSchool Cafeteria (break) ILit Cls | 2 | 2 | 2 | 2 | 0.48 | 0.02 | 0.02 | 0.02 | 0.02 | 0.02 | 0.02 | 0.02 | 0.02 | 0.02 | 0.02 | 0.02 | 0.02 | 0.02 | 0.02 | 0.02 | 0.02 | 0.02 | 0.02 | 0.02 | 0.02 | 0.02 | 0.02 | 0.02 | 0.02 | 0.02 | 0.48 | 0.02 | 0.02 | 0.02 | 0.02 | 0.02 | 0.02 | 0.02 | 0.02 | 0.02 | 0.02 | 0.02 | 0.02 | 0.02 | 0.02 | 0.02 | 0.02 | 0.02 | 0.02 | 0.02 | 0.02 | 0.02 | 0.02 | 0.02 | 0.02 | 0.02 | 0 | 0 | 0 | 0 | 0 | 0 | 0 | 0 | 0 | 0 | 0 | 0 | 0 | 0 | 0 | 0 | 0 | 0 | 0 | 0 | 0 | 0 | 0 | 0 | 0 | 0 | 0 | 0 | 0 | 0 | 0 | 0 | 0 | 0 | 0 | 0 | 0 | 0 | 0 | 0 | 0 | 0 | 0 | 0 | 0 | 0 | 0 | 0 | 16 | 0.66337 | 0.20792 | 0.079208 | 0.049505 | 0.76136 | 0.0028812 | 0.0006187 | 0.0006187 | 0.0005362 | 0.0005362 | 0.0005362 | 0.0005362 | 0.0005362 | Education - Primary School (break) | 0.0026051 | 0.0026051 | 0.0025967 | 0.0026172 | 0.0026162 | 0.0026162 | 0.0026162 | Education - Primary School - Dining Area - (break) - all | 16 | 9 | 16 | 0 | 30.24 | 0 | 30.24 | 0 | 0 | 0 | 0.48 | 0 | 0 | 0 | 0 | 0 | 0 | 0 | 0 | 0 | 0 | 0 | 0 | 0 | 0 | 0 | 0 | 0 | 0 | 0 | 0 | 0 | 0 | 0 | 0 | 0 | 0 |  | 0 | 30.24 | 0 | 30.24 | 0 | 0 | 0 | 0.48 | 0 | 0 | 0 | 0 | 0 | 0 | 0 | 0 | 0 | 0 | 0 | 0 | 0 | 0 | 0 | 0 | 0 | 0 | 0 | 0 | 0 | 0 | 0 | 0 | 0 | 0
217 | 2 | 17 | 5 | 1 |  |  |  |  | Education - Primary School | Exercising Centers and Gymnasium | Education - Primary School - Exercising Centers and Gymnasium |  | Education - Primary School | Education - Primary School - Exercising Centers and Gymnasium | PrimSchool Gym (in session) | Sat | Open | 36 | 36 | 0.072579 | 1.1059 | 1.1059 | 0.92155 | 0.92155 | 0.92155 | 0.92155 | 0.92155 | 0 | 0 | 0 | 0 | 0 | 0 | 0 | 16.6972 | 16.6972 | 13.9144 | 13.9144 | 13.9144 | 13.9144 | 13.9144 | 0 | 0 | 0 | 0 | 0 | 0 | 0 | 0 | 0 | 0 | 0 | 0 | 0 | 0 | 0 | 0 | 0 | 0 | 0 | 0 | 0 | 0 | 0 | 0 | 0 | 0 | 0 | 0 | 0 | 0 | 0 | 0 | 0 | 0 | 0 | 0.080158 | 0.080158 | 0.066798 | 0.066798 | 0.066798 | 0.066798 | 0.066798 | 0 | 0 | 0 | 0 | 0 | 0 | 0 | 1.4668 | 1.4668 | 1.2224 | 1.2224 | 1.2224 | 1.2224 | 1.2224 | 0 | 0 | 0 | 0 | 0 | 0 | 0 | 0 | 0 | 0 | 0 | 0 | 0 | 0 | 0 | 0 | 0 | 0 | 0 | 0 | 0 | 0 | 0 | 0 | 0 | 0 | 0 | 0 | 0 | 0 | 0 | 0 | 0 | 0 | 0 | PrimSchool Gym (in session) ILit Sat | PrimSchool Gym (in session) ILit all | 3019 | 5 | 50 | PrimSchool Gym (in session) ILit2 Sat | PrimSchool Gym (in session) ILit Sat | PrimSchool Gym (in session) ILit all | 3019 | 6.5 | 60 | 3019 | 5.7787 | 0.5 | 0.05 | 0.05 | 0.05 | 0.05 | 0.05 | 0.05 | 0.05 | 0.12875 | 0.5 | 0.5 | 0.5 | 0.5 | 0.5 | 0.5 | 0.5 | 0.5 | 0.5 | 0.5 | 0.05 | 0.05 | 0.05 | 0.05 | 0.05 | 0.05 | 7.0036 | 0.6 | 0.065 | 0.065 | 0.065 | 0.065 | 0.065 | 0.065 | 0.065 | 0.15862 | 0.6 | 0.6 | 0.6 | 0.6 | 0.6 | 0.6 | 0.6 | 0.6 | 0.6 | 0.6 | 0.065 | 0.065 | 0.065 | 0.065 | 0.065 | 0.065 | 0 | 0 | 0 | 0 | 0 | 0 | 0 | 0.175 | 1 | 1 | 1 | 1 | 1 | 1 | 1 | 1 | 1 | 1 | 0 | 0 | 0 | 0 | 0 | 0 | 0 | 0 | 0 | 0 | 0 | 0 | 0 | 0.175 | 1 | 1 | 1 | 1 | 1 | 1 | 1 | 1 | 1 | 1 | 0 | 0 | 0 | 0 | 0 | 0 | 16 | 0.66337 | 0.20792 | 0.079208 | 0.049505 | 0.76136 | 0 | 0 | 0 | 0 | 0 | 0 | 0 | 0 |  | 0.078162 | 0.078162 | 0.078463 | 0.076607 | 0.076862 | 0.076862 | 0.076862 | Education - Primary School - Exercising Centers and Gymnasium - Sat | 10 | 8 | 16 | 130.635 | 77.4 | 0 | 0 | 130.635 | 77.4 | 0 | 0 | 3.6288 | 2.15 | 0 | 0 | 0 | 0 | 0 | 0 | 0 | 0.12875 | 0.5 | 0.5 | 0.5 | 0.5 | 0.5 | 0.5 | 0.5 | 0 | 0 | 0 | 0 | 0 | 0 | 0 | 0 | 0 |  | 156.9105 | 95.22 | 0 | 0 | 156.9105 | 95.22 | 0 | 0 | 4.3586 | 2.645 | 0 | 0 | 0 | 0 | 0 | 0 | 0 | 0.15862 | 0.6 | 0.6 | 0.6 | 0.6 | 0.6 | 0.6 | 0.6 | 0 | 0 | 0 | 0 | 0 | 0 | 0 | 0 | 0
218 | 2 | 18 | 6 | 2 |  |  |  |  | Education - Primary School | Exercising Centers and Gymnasium | Education - Primary School - Exercising Centers and Gymnasium |  | Education - Primary School | Education - Primary School - Exercising Centers and Gymnasium | PrimSchool Gym (in session) | Sun | Closed | 36 | 36 | 0.072579 | 1.1059 | 1.1059 | 0.92155 | 0.92155 | 0.92155 | 0.92155 | 0.92155 | 0 | 0 | 0 | 0 | 0 | 0 | 0 | 3.4673 | 3.4673 | 2.8894 | 2.8894 | 2.8894 | 2.8894 | 2.8894 | 0 | 0 | 0 | 0 | 0 | 0 | 0 | 0 | 0 | 0 | 0 | 0 | 0 | 0 | 0 | 0 | 0 | 0 | 0 | 0 | 0 | 0 | 0 | 0 | 0 | 0 | 0 | 0 | 0 | 0 | 0 | 0 | 0 | 0 | 0 | 0.080158 | 0.080158 | 0.066798 | 0.066798 | 0.066798 | 0.066798 | 0.066798 | 0 | 0 | 0 | 0 | 0 | 0 | 0 | 0.25133 | 0.25133 | 0.20944 | 0.20944 | 0.20944 | 0.20944 | 0.20944 | 0 | 0 | 0 | 0 | 0 | 0 | 0 | 0 | 0 | 0 | 0 | 0 | 0 | 0 | 0 | 0 | 0 | 0 | 0 | 0 | 0 | 0 | 0 | 0 | 0 | 0 | 0 | 0 | 0 | 0 | 0 | 0 | 0 | 0 | 0 | PrimSchool Gym (in session) ILit Cls | PrimSchool Gym (in session) ILit Cls | 2 | 5 | 5 | PrimSchool Gym (in session) ILit2 Cls | PrimSchool Gym (in session) ILit Cls | PrimSchool Gym (in session) ILit Cls | 2 | 5 | 5 | 2 | 1.2 | 0.05 | 0.05 | 0.05 | 0.05 | 0.05 | 0.05 | 0.05 | 0.05 | 0.05 | 0.05 | 0.05 | 0.05 | 0.05 | 0.05 | 0.05 | 0.05 | 0.05 | 0.05 | 0.05 | 0.05 | 0.05 | 0.05 | 0.05 | 0.05 | 0.05 | 1.2 | 0.05 | 0.05 | 0.05 | 0.05 | 0.05 | 0.05 | 0.05 | 0.05 | 0.05 | 0.05 | 0.05 | 0.05 | 0.05 | 0.05 | 0.05 | 0.05 | 0.05 | 0.05 | 0.05 | 0.05 | 0.05 | 0.05 | 0.05 | 0.05 | 0.05 | 0 | 0 | 0 | 0 | 0 | 0 | 0 | 0 | 0 | 0 | 0 | 0 | 0 | 0 | 0 | 0 | 0 | 0 | 0 | 0 | 0 | 0 | 0 | 0 | 0 | 0 | 0 | 0 | 0 | 0 | 0 | 0 | 0 | 0 | 0 | 0 | 0 | 0 | 0 | 0 | 0 | 0 | 0 | 0 | 0 | 0 | 0 | 0 | 16 | 0.66337 | 0.20792 | 0.079208 | 0.049505 | 0.76136 | 0 | 0 | 0 | 0 | 0 | 0 | 0 | 0 |  | 0.078162 | 0.078162 | 0.078463 | 0.076607 | 0.076862 | 0.076862 | 0.076862 | Education - Primary School - Exercising Centers and Gymnasium - Sun | 12 | 8 | 16 | 0 | 43.2 | 0 | 0 | 0 | 43.2 | 0 | 0 | 0 | 1.2 | 0 | 0 | 0 | 0 | 0 | 0 | 0 | 0 | 0 | 0 | 0 | 0 | 0 | 0 | 0 | 0 | 0 | 0 | 0 | 0 | 0 | 0 | 0 | 0 |  | 0 | 43.2 | 0 | 0 | 0 | 43.2 | 0 | 0 | 0 | 1.2 | 0 | 0 | 0 | 0 | 0 | 0 | 0 | 0 | 0 | 0 | 0 | 0 | 0 | 0 | 0 | 0 | 0 | 0 | 0 | 0 | 0 | 0 | 0 | 0
219 | 2 | 19 | 7 | 3 |  |  |  |  | Education - Primary School | Exercising Centers and Gymnasium | Education - Primary School - Exercising Centers and Gymnasium |  | Education - Primary School | Education - Primary School - Exercising Centers and Gymnasium | PrimSchool Gym (in session) | Hol | Closed | 7 | 7 | 0.072579 | 1.1059 | 1.1059 | 0.92155 | 0.92155 | 0.92155 | 0.92155 | 0.92155 | 0 | 0 | 0 | 0 | 0 | 0 | 0 | 0.6742 | 0.6742 | 0.56183 | 0.56183 | 0.56183 | 0.56183 | 0.56183 | 0 | 0 | 0 | 0 | 0 | 0 | 0 | 0 | 0 | 0 | 0 | 0 | 0 | 0 | 0 | 0 | 0 | 0 | 0 | 0 | 0 | 0 | 0 | 0 | 0 | 0 | 0 | 0 | 0 | 0 | 0 | 0 | 0 | 0 | 0 | 0.080158 | 0.080158 | 0.066798 | 0.066798 | 0.066798 | 0.066798 | 0.066798 | 0 | 0 | 0 | 0 | 0 | 0 | 0 | 0.048869 | 0.048869 | 0.040724 | 0.040724 | 0.040724 | 0.040724 | 0.040724 | 0 | 0 | 0 | 0 | 0 | 0 | 0 | 0 | 0 | 0 | 0 | 0 | 0 | 0 | 0 | 0 | 0 | 0 | 0 | 0 | 0 | 0 | 0 | 0 | 0 | 0 | 0 | 0 | 0 | 0 | 0 | 0 | 0 | 0 | 0 | PrimSchool Gym (in session) ILit Cls | PrimSchool Gym (in session) ILit Cls | 2 | 5 | 5 | PrimSchool Gym (in session) ILit2 Cls | PrimSchool Gym (in session) ILit Cls | PrimSchool Gym (in session) ILit Cls | 2 | 5 | 5 | 2 | 1.2 | 0.05 | 0.05 | 0.05 | 0.05 | 0.05 | 0.05 | 0.05 | 0.05 | 0.05 | 0.05 | 0.05 | 0.05 | 0.05 | 0.05 | 0.05 | 0.05 | 0.05 | 0.05 | 0.05 | 0.05 | 0.05 | 0.05 | 0.05 | 0.05 | 0.05 | 1.2 | 0.05 | 0.05 | 0.05 | 0.05 | 0.05 | 0.05 | 0.05 | 0.05 | 0.05 | 0.05 | 0.05 | 0.05 | 0.05 | 0.05 | 0.05 | 0.05 | 0.05 | 0.05 | 0.05 | 0.05 | 0.05 | 0.05 | 0.05 | 0.05 | 0.05 | 0 | 0 | 0 | 0 | 0 | 0 | 0 | 0 | 0 | 0 | 0 | 0 | 0 | 0 | 0 | 0 | 0 | 0 | 0 | 0 | 0 | 0 | 0 | 0 | 0 | 0 | 0 | 0 | 0 | 0 | 0 | 0 | 0 | 0 | 0 | 0 | 0 | 0 | 0 | 0 | 0 | 0 | 0 | 0 | 0 | 0 | 0 | 0 | 16 | 0.66337 | 0.20792 | 0.079208 | 0.049505 | 0.76136 | 0 | 0 | 0 | 0 | 0 | 0 | 0 | 0 |  | 0.078162 | 0.078162 | 0.078463 | 0.076607 | 0.076862 | 0.076862 | 0.076862 | Education - Primary School - Exercising Centers and Gymnasium - Hol | 14 | 8 | 16 | 0 | 8.4 | 0 | 0 | 0 | 8.4 | 0 | 0 | 0 | 1.2 | 0 | 0 | 0 | 0 | 0 | 0 | 0 | 0 | 0 | 0 | 0 | 0 | 0 | 0 | 0 | 0 | 0 | 0 | 0 | 0 | 0 | 0 | 0 | 0 |  | 0 | 8.4 | 0 | 0 | 0 | 8.4 | 0 | 0 | 0 | 1.2 | 0 | 0 | 0 | 0 | 0 | 0 | 0 | 0 | 0 | 0 | 0 | 0 | 0 | 0 | 0 | 0 | 0 | 0 | 0 | 0 | 0 | 0 | 0 | 0
220 | 2 | 20 | 8 | 4 |  | Education - Primary School |  | Education - Primary School - Exercising Centers and Gymnasium | Education - Primary School | Exercising Centers and Gymnasium | Education - Primary School - Exercising Centers and Gymnasium |  | Education - Primary School | Education - Primary School - Exercising Centers and Gymnasium | PrimSchool Gym (in session) | all | Open | 188 | 188 | 0.072579 | 1.1059 | 1.1059 | 0.92155 | 0.92155 | 0.92155 | 0.92155 | 0.92155 | 0 | 0 | 0 | 0 | 0 | 0 | 0 | 139.0362 | 139.0362 | 115.8635 | 115.8635 | 115.8635 | 115.8635 | 115.8635 | 0.055992 | 0.055992 | 0.04666 | 0.04666 | 0.04666 | 0.04666 | 0.04666 | 0 | 0 | 0 | 0 | 0 | 0 | 0 | 0 | 0 | 0 | 0 | 0 | 0 | 0 | 0.69762 | 0.69762 | 0.69762 | 0.69762 | 0.69762 | 0.69762 | 0.69762 | 0.60721 | 0.60721 | 0.61126 | 0.59288 | 0.59504 | 0.59504 | 0.59504 | 0.080158 | 0.080158 | 0.066798 | 0.066798 | 0.066798 | 0.066798 | 0.066798 | 0 | 0 | 0 | 0 | 0 | 0 | 0 | 11.3483 | 11.3483 | 9.4569 | 9.4569 | 9.4569 | 9.4569 | 9.4569 | 0.0045226 | 0.0045226 | 0.0037688 | 0.0037688 | 0.0037688 | 0.0037688 | 0.0037688 | 0 | 0 | 0 | 0 | 0 | 0 | 0 | 0 | 0 | 0 | 0 | 0 | 0 | 0 | 0.77738 | 0.77738 | 0.77738 | 0.77738 | 0.77738 | 0.77738 | 0.77738 | 0.61758 | 0.61758 | 0.62097 | 0.60362 | 0.60579 | 0.60579 | 0.60579 | PrimSchool Gym (in session) ILit all | PrimSchool Gym (in session) ILit all | 3018 | 5 | 90 | PrimSchool Gym (in session) ILit2 all | PrimSchool Gym (in session) ILit all | PrimSchool Gym (in session) ILit all | 3018 | 6.5 | 100 | 3018 | 9.2143 | 0.69762 | 0.05 | 0.05 | 0.05 | 0.05 | 0.05 | 0.05 | 0.05 | 0.59643 | 0.9 | 0.9 | 0.9 | 0.9 | 0.77857 | 0.9 | 0.9 | 0.59643 | 0.59643 | 0.59643 | 0.05 | 0.05 | 0.05 | 0.05 | 0.05 | 0.05 | 10.3757 | 0.77738 | 0.065 | 0.065 | 0.065 | 0.065 | 0.065 | 0.065 | 0.065 | 0.66607 | 1 | 1 | 1 | 1 | 0.86643 | 1 | 1 | 0.66607 | 0.66607 | 0.66607 | 0.065 | 0.065 | 0.065 | 0.065 | 0.065 | 0.065 | 0 | 0 | 0 | 0 | 0 | 0 | 0 | 0.64286 | 1 | 1 | 1 | 1 | 0.85714 | 1 | 1 | 0.64286 | 0.64286 | 0.64286 | 0 | 0 | 0 | 0 | 0 | 0 | 0 | 0 | 0 | 0 | 0 | 0 | 0 | 0.64286 | 1 | 1 | 1 | 1 | 0.85714 | 1 | 1 | 0.64286 | 0.64286 | 0.64286 | 0 | 0 | 0 | 0 | 0 | 0 | 16 | 0.66337 | 0.20792 | 0.079208 | 0.049505 | 0.76136 | 0.10079 | 0.0080893 | 0.0080893 | 0.0067411 | 0.0067411 | 0.0067411 | 0.0067411 | 0.0067411 | Education - Primary School | 0.078162 | 0.078162 | 0.078463 | 0.076607 | 0.076862 | 0.076862 | 0.076862 | Education - Primary School - Exercising Centers and Gymnasium - all | 16 | 8 | 18 | 1497.9571 | 234.3286 | 1497.9571 | 234.3286 | 0 | 0 | 7.9679 | 1.2464 | 0 | 0 | 0 | 0 | 0 | 0 | 0 | 0 | 0 | 0.59643 | 0.9 | 0.9 | 0.9 | 0.9 | 0.77857 | 0.9 | 0.9 | 0.59643 | 0.59643 | 0 | 0 | 0 | 0 | 0 | 0 | 0 |  | 1666.5529 | 284.0814 | 1666.5529 | 284.0814 | 0 | 0 | 8.8646 | 1.5111 | 0 | 0 | 0 | 0 | 0 | 0 | 0 | 0 | 0 | 0.66607 | 1 | 1 | 1 | 1 | 0.86643 | 1 | 1 | 0.66607 | 0.66607 | 0 | 0 | 0 | 0 | 0 | 0 | 0
221 | 2 | 21 | 5 | 5 |  |  |  |  | Education - Primary School | Exercising Centers and Gymnasium | Education - Primary School - Exercising Centers and Gymnasium | (break) | Education - Primary School (break) | Education - Primary School - Exercising Centers and Gymnasium (break) | PrimSchool Gym (break) | Sat | Closed | 16 | 16 | 0.072579 | 1.1059 | 1.1059 | 0.92155 | 0.92155 | 0.92155 | 0.92155 | 0.92155 | 0 | 0 | 0 | 0 | 0 | 0 | 0 | 0.61641 | 0.61641 | 0.51367 | 0.51367 | 0.51367 | 0.51367 | 0.51367 | 0 | 0 | 0 | 0 | 0 | 0 | 0 | 0 | 0 | 0 | 0 | 0 | 0 | 0 | 0 | 0 | 0 | 0 | 0 | 0 | 0 | 0 | 0 | 0 | 0 | 0 | 0 | 0 | 0 | 0 | 0 | 0 | 0 | 0 | 0 | 0.080158 | 0.080158 | 0.066798 | 0.066798 | 0.066798 | 0.066798 | 0.066798 | 0 | 0 | 0 | 0 | 0 | 0 | 0 | 0.04468 | 0.04468 | 0.037234 | 0.037234 | 0.037234 | 0.037234 | 0.037234 | 0 | 0 | 0 | 0 | 0 | 0 | 0 | 0 | 0 | 0 | 0 | 0 | 0 | 0 | 0 | 0 | 0 | 0 | 0 | 0 | 0 | 0 | 0 | 0 | 0 | 0 | 0 | 0 | 0 | 0 | 0 | 0 | 0 | 0 | 0 | PrimSchool Gym (break) ILit Cls | PrimSchool Gym (break) ILit Cls | 2 | 2 | 2 | PrimSchool Gym (break) ILit2 Cls | PrimSchool Gym (break) ILit Cls | PrimSchool Gym (break) ILit Cls | 2 | 2 | 2 | 2 | 0.48 | 0.02 | 0.02 | 0.02 | 0.02 | 0.02 | 0.02 | 0.02 | 0.02 | 0.02 | 0.02 | 0.02 | 0.02 | 0.02 | 0.02 | 0.02 | 0.02 | 0.02 | 0.02 | 0.02 | 0.02 | 0.02 | 0.02 | 0.02 | 0.02 | 0.02 | 0.48 | 0.02 | 0.02 | 0.02 | 0.02 | 0.02 | 0.02 | 0.02 | 0.02 | 0.02 | 0.02 | 0.02 | 0.02 | 0.02 | 0.02 | 0.02 | 0.02 | 0.02 | 0.02 | 0.02 | 0.02 | 0.02 | 0.02 | 0.02 | 0.02 | 0.02 | 0 | 0 | 0 | 0 | 0 | 0 | 0 | 0 | 0 | 0 | 0 | 0 | 0 | 0 | 0 | 0 | 0 | 0 | 0 | 0 | 0 | 0 | 0 | 0 | 0 | 0 | 0 | 0 | 0 | 0 | 0 | 0 | 0 | 0 | 0 | 0 | 0 | 0 | 0 | 0 | 0 | 0 | 0 | 0 | 0 | 0 | 0 | 0 | 16 | 0.66337 | 0.20792 | 0.079208 | 0.049505 | 0.76136 | 0 | 0 | 0 | 0 | 0 | 0 | 0 | 0 |  | 0.0026051 | 0.0026051 | 0.0025967 | 0.0026172 | 0.0026162 | 0.0026162 | 0.0026162 | Education - Primary School - Exercising Centers and Gymnasium - (break) - Sat | 10 | 9 | 15 | 0 | 7.68 | 0 | 0 | 0 | 7.68 | 0 | 0 | 0 | 0.48 | 0 | 0 | 0 | 0 | 0 | 0 | 0 | 0 | 0 | 0 | 0 | 0 | 0 | 0 | 0 | 0 | 0 | 0 | 0 | 0 | 0 | 0 | 0 | 0 |  | 0 | 7.68 | 0 | 0 | 0 | 7.68 | 0 | 0 | 0 | 0.48 | 0 | 0 | 0 | 0 | 0 | 0 | 0 | 0 | 0 | 0 | 0 | 0 | 0 | 0 | 0 | 0 | 0 | 0 | 0 | 0 | 0 | 0 | 0 | 0
222 | 2 | 22 | 6 | 6 |  |  |  |  | Education - Primary School | Exercising Centers and Gymnasium | Education - Primary School - Exercising Centers and Gymnasium | (break) | Education - Primary School (break) | Education - Primary School - Exercising Centers and Gymnasium (break) | PrimSchool Gym (break) | Sun | Closed | 16 | 16 | 0.072579 | 1.1059 | 1.1059 | 0.92155 | 0.92155 | 0.92155 | 0.92155 | 0.92155 | 0 | 0 | 0 | 0 | 0 | 0 | 0 | 0.61641 | 0.61641 | 0.51367 | 0.51367 | 0.51367 | 0.51367 | 0.51367 | 0 | 0 | 0 | 0 | 0 | 0 | 0 | 0 | 0 | 0 | 0 | 0 | 0 | 0 | 0 | 0 | 0 | 0 | 0 | 0 | 0 | 0 | 0 | 0 | 0 | 0 | 0 | 0 | 0 | 0 | 0 | 0 | 0 | 0 | 0 | 0.080158 | 0.080158 | 0.066798 | 0.066798 | 0.066798 | 0.066798 | 0.066798 | 0 | 0 | 0 | 0 | 0 | 0 | 0 | 0.04468 | 0.04468 | 0.037234 | 0.037234 | 0.037234 | 0.037234 | 0.037234 | 0 | 0 | 0 | 0 | 0 | 0 | 0 | 0 | 0 | 0 | 0 | 0 | 0 | 0 | 0 | 0 | 0 | 0 | 0 | 0 | 0 | 0 | 0 | 0 | 0 | 0 | 0 | 0 | 0 | 0 | 0 | 0 | 0 | 0 | 0 | PrimSchool Gym (break) ILit Cls | PrimSchool Gym (break) ILit Cls | 2 | 2 | 2 | PrimSchool Gym (break) ILit2 Cls | PrimSchool Gym (break) ILit Cls | PrimSchool Gym (break) ILit Cls | 2 | 2 | 2 | 2 | 0.48 | 0.02 | 0.02 | 0.02 | 0.02 | 0.02 | 0.02 | 0.02 | 0.02 | 0.02 | 0.02 | 0.02 | 0.02 | 0.02 | 0.02 | 0.02 | 0.02 | 0.02 | 0.02 | 0.02 | 0.02 | 0.02 | 0.02 | 0.02 | 0.02 | 0.02 | 0.48 | 0.02 | 0.02 | 0.02 | 0.02 | 0.02 | 0.02 | 0.02 | 0.02 | 0.02 | 0.02 | 0.02 | 0.02 | 0.02 | 0.02 | 0.02 | 0.02 | 0.02 | 0.02 | 0.02 | 0.02 | 0.02 | 0.02 | 0.02 | 0.02 | 0.02 | 0 | 0 | 0 | 0 | 0 | 0 | 0 | 0 | 0 | 0 | 0 | 0 | 0 | 0 | 0 | 0 | 0 | 0 | 0 | 0 | 0 | 0 | 0 | 0 | 0 | 0 | 0 | 0 | 0 | 0 | 0 | 0 | 0 | 0 | 0 | 0 | 0 | 0 | 0 | 0 | 0 | 0 | 0 | 0 | 0 | 0 | 0 | 0 | 16 | 0.66337 | 0.20792 | 0.079208 | 0.049505 | 0.76136 | 0 | 0 | 0 | 0 | 0 | 0 | 0 | 0 |  | 0.0026051 | 0.0026051 | 0.0025967 | 0.0026172 | 0.0026162 | 0.0026162 | 0.0026162 | Education - Primary School - Exercising Centers and Gymnasium - (break) - Sun | 12 | 9 | 15 | 0 | 7.68 | 0 | 0 | 0 | 7.68 | 0 | 0 | 0 | 0.48 | 0 | 0 | 0 | 0 | 0 | 0 | 0 | 0 | 0 | 0 | 0 | 0 | 0 | 0 | 0 | 0 | 0 | 0 | 0 | 0 | 0 | 0 | 0 | 0 |  | 0 | 7.68 | 0 | 0 | 0 | 7.68 | 0 | 0 | 0 | 0.48 | 0 | 0 | 0 | 0 | 0 | 0 | 0 | 0 | 0 | 0 | 0 | 0 | 0 | 0 | 0 | 0 | 0 | 0 | 0 | 0 | 0 | 0 | 0 | 0
223 | 2 | 23 | 7 | 7 |  |  |  |  | Education - Primary School | Exercising Centers and Gymnasium | Education - Primary School - Exercising Centers and Gymnasium | (break) | Education - Primary School (break) | Education - Primary School - Exercising Centers and Gymnasium (break) | PrimSchool Gym (break) | Hol | Closed | 3 | 3 | 0.072579 | 1.1059 | 1.1059 | 0.92155 | 0.92155 | 0.92155 | 0.92155 | 0.92155 | 0 | 0 | 0 | 0 | 0 | 0 | 0 | 0.11558 | 0.11558 | 0.096314 | 0.096314 | 0.096314 | 0.096314 | 0.096314 | 0 | 0 | 0 | 0 | 0 | 0 | 0 | 0 | 0 | 0 | 0 | 0 | 0 | 0 | 0 | 0 | 0 | 0 | 0 | 0 | 0 | 0 | 0 | 0 | 0 | 0 | 0 | 0 | 0 | 0 | 0 | 0 | 0 | 0 | 0 | 0.080158 | 0.080158 | 0.066798 | 0.066798 | 0.066798 | 0.066798 | 0.066798 | 0 | 0 | 0 | 0 | 0 | 0 | 0 | 0.0083776 | 0.0083776 | 0.0069813 | 0.0069813 | 0.0069813 | 0.0069813 | 0.0069813 | 0 | 0 | 0 | 0 | 0 | 0 | 0 | 0 | 0 | 0 | 0 | 0 | 0 | 0 | 0 | 0 | 0 | 0 | 0 | 0 | 0 | 0 | 0 | 0 | 0 | 0 | 0 | 0 | 0 | 0 | 0 | 0 | 0 | 0 | 0 | PrimSchool Gym (break) ILit Cls | PrimSchool Gym (break) ILit Cls | 2 | 2 | 2 | PrimSchool Gym (break) ILit2 Cls | PrimSchool Gym (break) ILit Cls | PrimSchool Gym (break) ILit Cls | 2 | 2 | 2 | 2 | 0.48 | 0.02 | 0.02 | 0.02 | 0.02 | 0.02 | 0.02 | 0.02 | 0.02 | 0.02 | 0.02 | 0.02 | 0.02 | 0.02 | 0.02 | 0.02 | 0.02 | 0.02 | 0.02 | 0.02 | 0.02 | 0.02 | 0.02 | 0.02 | 0.02 | 0.02 | 0.48 | 0.02 | 0.02 | 0.02 | 0.02 | 0.02 | 0.02 | 0.02 | 0.02 | 0.02 | 0.02 | 0.02 | 0.02 | 0.02 | 0.02 | 0.02 | 0.02 | 0.02 | 0.02 | 0.02 | 0.02 | 0.02 | 0.02 | 0.02 | 0.02 | 0.02 | 0 | 0 | 0 | 0 | 0 | 0 | 0 | 0 | 0 | 0 | 0 | 0 | 0 | 0 | 0 | 0 | 0 | 0 | 0 | 0 | 0 | 0 | 0 | 0 | 0 | 0 | 0 | 0 | 0 | 0 | 0 | 0 | 0 | 0 | 0 | 0 | 0 | 0 | 0 | 0 | 0 | 0 | 0 | 0 | 0 | 0 | 0 | 0 | 16 | 0.66337 | 0.20792 | 0.079208 | 0.049505 | 0.76136 | 0 | 0 | 0 | 0 | 0 | 0 | 0 | 0 |  | 0.0026051 | 0.0026051 | 0.0025967 | 0.0026172 | 0.0026162 | 0.0026162 | 0.0026162 | Education - Primary School - Exercising Centers and Gymnasium - (break) - Hol | 14 | 9 | 15 | 0 | 1.44 | 0 | 0 | 0 | 1.44 | 0 | 0 | 0 | 0.48 | 0 | 0 | 0 | 0 | 0 | 0 | 0 | 0 | 0 | 0 | 0 | 0 | 0 | 0 | 0 | 0 | 0 | 0 | 0 | 0 | 0 | 0 | 0 | 0 |  | 0 | 1.44 | 0 | 0 | 0 | 1.44 | 0 | 0 | 0 | 0.48 | 0 | 0 | 0 | 0 | 0 | 0 | 0 | 0 | 0 | 0 | 0 | 0 | 0 | 0 | 0 | 0 | 0 | 0 | 0 | 0 | 0 | 0 | 0 | 0
224 | 2 | 24 | 8 | 8 |  | Education - Primary School (break) | Education - Primary School - Exercising Centers and Gymnasium | Education - Primary School - Exercising Centers and Gymnasium (break) | Education - Primary School | Exercising Centers and Gymnasium | Education - Primary School - Exercising Centers and Gymnasium | (break) | Education - Primary School (break) | Education - Primary School - Exercising Centers and Gymnasium (break) | PrimSchool Gym (break) | all | Closed | 63 | 63 | 0.072579 | 1.1059 | 1.1059 | 0.92155 | 0.92155 | 0.92155 | 0.92155 | 0.92155 | 0.080262 | 0.080262 | 0.066885 | 0.066885 | 0.066885 | 0.066885 | 0.066885 | 2.4271 | 2.4271 | 2.0226 | 2.0226 | 2.0226 | 2.0226 | 2.0226 | 0.0016052 | 0.0016052 | 0.0013377 | 0.0013377 | 0.0013377 | 0.0013377 | 0.0013377 | 2038.9607 | 2038.9607 | 2038.9607 | 2038.9607 | 2038.9607 | 2038.9607 | 2038.9607 | 0 | 0 | 0 | 0 | 0 | 0 | 0 | 0.02 | 0.02 | 0.02 | 0.02 | 0.02 | 0.02 | 0.02 | 0.02 | 0.02 | 0.02 | 0.02 | 0.02 | 0.02 | 0.02 | 0.080158 | 0.080158 | 0.066798 | 0.066798 | 0.066798 | 0.066798 | 0.066798 | 0.0058178 | 0.0058178 | 0.0048481 | 0.0048481 | 0.0048481 | 0.0048481 | 0.0048481 | 0.17593 | 0.17593 | 0.14661 | 0.14661 | 0.14661 | 0.14661 | 0.14661 | 0.00011636 | 0.00011636 | 9.6963e-05 | 9.6963e-05 | 9.6963e-05 | 9.6963e-05 | 9.6963e-05 | 2301.4048 | 2301.4048 | 2301.4048 | 2301.4048 | 2301.4048 | 2301.4048 | 2301.4048 | 0 | 0 | 0 | 0 | 0 | 0 | 0 | 0.02 | 0.02 | 0.02 | 0.02 | 0.02 | 0.02 | 0.02 | 0.02 | 0.02 | 0.02 | 0.02 | 0.02 | 0.02 | 0.02 | PrimSchool Gym (break) ILit Cls | PrimSchool Gym (break) ILit Cls | 2 | 2 | 2 | PrimSchool Gym (break) ILit2 Cls | PrimSchool Gym (break) ILit Cls | PrimSchool Gym (break) ILit Cls | 2 | 2 | 2 | 2 | 0.48 | 0.02 | 0.02 | 0.02 | 0.02 | 0.02 | 0.02 | 0.02 | 0.02 | 0.02 | 0.02 | 0.02 | 0.02 | 0.02 | 0.02 | 0.02 | 0.02 | 0.02 | 0.02 | 0.02 | 0.02 | 0.02 | 0.02 | 0.02 | 0.02 | 0.02 | 0.48 | 0.02 | 0.02 | 0.02 | 0.02 | 0.02 | 0.02 | 0.02 | 0.02 | 0.02 | 0.02 | 0.02 | 0.02 | 0.02 | 0.02 | 0.02 | 0.02 | 0.02 | 0.02 | 0.02 | 0.02 | 0.02 | 0.02 | 0.02 | 0.02 | 0.02 | 0 | 0 | 0 | 0 | 0 | 0 | 0 | 0 | 0 | 0 | 0 | 0 | 0 | 0 | 0 | 0 | 0 | 0 | 0 | 0 | 0 | 0 | 0 | 0 | 0 | 0 | 0 | 0 | 0 | 0 | 0 | 0 | 0 | 0 | 0 | 0 | 0 | 0 | 0 | 0 | 0 | 0 | 0 | 0 | 0 | 0 | 0 | 0 | 16 | 0.66337 | 0.20792 | 0.079208 | 0.049505 | 0.76136 | 0.0028894 | 0.00023191 | 0.00023191 | 0.00019326 | 0.00019326 | 0.00019326 | 0.00019326 | 0.00019326 | Education - Primary School (break) | 0.0026051 | 0.0026051 | 0.0025967 | 0.0026172 | 0.0026162 | 0.0026162 | 0.0026162 | Education - Primary School - Exercising Centers and Gymnasium - (break) - all | 16 | 9 | 16 | 0 | 30.24 | 0 | 30.24 | 0 | 0 | 0 | 0.48 | 0 | 0 | 0 | 0 | 0 | 0 | 0 | 0 | 0 | 0 | 0 | 0 | 0 | 0 | 0 | 0 | 0 | 0 | 0 | 0 | 0 | 0 | 0 | 0 | 0 | 0 |  | 0 | 30.24 | 0 | 30.24 | 0 | 0 | 0 | 0.48 | 0 | 0 | 0 | 0 | 0 | 0 | 0 | 0 | 0 | 0 | 0 | 0 | 0 | 0 | 0 | 0 | 0 | 0 | 0 | 0 | 0 | 0 | 0 | 0 | 0 | 0
225 | 2 | 25 | 5 | 1 |  |  |  |  | Education - Primary School | Kitchen and Food Preparation | Education - Primary School - Kitchen and Food Preparation |  | Education - Primary School | Education - Primary School - Kitchen and Food Preparation | PrimSchool Kitchen (in session) | Sat | Open | 36 | 36 | 0.11921 | 1.5666 | 1.5666 | 1.5666 | 1.5666 | 1.4745 | 1.4745 | 1.4745 | 0 | 0 | 0 | 0 | 0 | 0 | 0 | 24.9144 | 24.9144 | 24.9144 | 24.9144 | 23.4489 | 23.4489 | 23.4489 | 0 | 0 | 0 | 0 | 0 | 0 | 0 | 0 | 0 | 0 | 0 | 0 | 0 | 0 | 0 | 0 | 0 | 0 | 0 | 0 | 0 | 0 | 0 | 0 | 0 | 0 | 0 | 0 | 0 | 0 | 0 | 0 | 0 | 0 | 0 | 0.11356 | 0.11356 | 0.11356 | 0.11356 | 0.10688 | 0.10688 | 0.10688 | 0 | 0 | 0 | 0 | 0 | 0 | 0 | 1.9481 | 1.9481 | 1.9481 | 1.9481 | 1.8335 | 1.8335 | 1.8335 | 0 | 0 | 0 | 0 | 0 | 0 | 0 | 0 | 0 | 0 | 0 | 0 | 0 | 0 | 0 | 0 | 0 | 0 | 0 | 0 | 0 | 0 | 0 | 0 | 0 | 0 | 0 | 0 | 0 | 0 | 0 | 0 | 0 | 0 | 0 | PrimSchool Kitchen (in session) ILit Sat | PrimSchool Kitchen (in session) ILit all | 3573 | 5 | 60 | PrimSchool Kitchen (in session) ILit2 Sat | PrimSchool Kitchen (in session) ILit Sat | PrimSchool Kitchen (in session) ILit all | 3573 | 6.5 | 60 | 3573 | 3.7056 | 0.05 | 0.05 | 0.05 | 0.05 | 0.05 | 0.05 | 0.05 | 0.05 | 0.05 | 0.05 | 0.35556 | 0.6 | 0.6 | 0.6 | 0.6 | 0.05 | 0.05 | 0.05 | 0.05 | 0.05 | 0.05 | 0.05 | 0.05 | 0.05 | 0.05 | 3.9972 | 0.065 | 0.065 | 0.065 | 0.065 | 0.065 | 0.065 | 0.065 | 0.065 | 0.065 | 0.065 | 0.36222 | 0.6 | 0.6 | 0.6 | 0.6 | 0.065 | 0.065 | 0.065 | 0.065 | 0.065 | 0.065 | 0.065 | 0.065 | 0.065 | 0.065 | 0 | 0 | 0 | 0 | 0 | 0 | 0 | 0 | 0 | 0.55556 | 1 | 1 | 1 | 1 | 0 | 0 | 0 | 0 | 0 | 0 | 0 | 0 | 0 | 0 | 0 | 0 | 0 | 0 | 0 | 0 | 0 | 0 | 0 | 0.55556 | 1 | 1 | 1 | 1 | 0 | 0 | 0 | 0 | 0 | 0 | 0 | 0 | 0 | 0 | 16 | 0.66337 | 0.20792 | 0.079208 | 0.049505 | 0.76136 | 0 | 0 | 0 | 0 | 0 | 0 | 0 | 0 |  | 0.078162 | 0.078162 | 0.078463 | 0.076607 | 0.076862 | 0.076862 | 0.076862 | Education - Primary School - Kitchen and Food Preparation - Sat | 10 | 8 | 16 | 104.6 | 28.8 | 0 | 0 | 104.6 | 28.8 | 0 | 0 | 2.9056 | 0.8 | 0 | 0 | 0 | 0 | 0 | 0 | 0 | 0.05 | 0.05 | 0.35556 | 0.6 | 0.6 | 0.6 | 0.6 | 0.05 | 0 | 0 | 0 | 0 | 0 | 0 | 0 | 0 | 0 |  | 106.46 | 37.44 | 0 | 0 | 106.46 | 37.44 | 0 | 0 | 2.9572 | 1.04 | 0 | 0 | 0 | 0 | 0 | 0 | 0 | 0.065 | 0.065 | 0.36222 | 0.6 | 0.6 | 0.6 | 0.6 | 0.065 | 0 | 0 | 0 | 0 | 0 | 0 | 0 | 0 | 0
226 | 2 | 26 | 6 | 2 |  |  |  |  | Education - Primary School | Kitchen and Food Preparation | Education - Primary School - Kitchen and Food Preparation |  | Education - Primary School | Education - Primary School - Kitchen and Food Preparation | PrimSchool Kitchen (in session) | Sun | Closed | 36 | 36 | 0.11921 | 1.5666 | 1.5666 | 1.5666 | 1.5666 | 1.4745 | 1.4745 | 1.4745 | 0 | 0 | 0 | 0 | 0 | 0 | 0 | 8.0682 | 8.0682 | 8.0682 | 8.0682 | 7.5936 | 7.5936 | 7.5936 | 0 | 0 | 0 | 0 | 0 | 0 | 0 | 0 | 0 | 0 | 0 | 0 | 0 | 0 | 0 | 0 | 0 | 0 | 0 | 0 | 0 | 0 | 0 | 0 | 0 | 0 | 0 | 0 | 0 | 0 | 0 | 0 | 0 | 0 | 0 | 0.11356 | 0.11356 | 0.11356 | 0.11356 | 0.10688 | 0.10688 | 0.10688 | 0 | 0 | 0 | 0 | 0 | 0 | 0 | 0.58482 | 0.58482 | 0.58482 | 0.58482 | 0.55042 | 0.55042 | 0.55042 | 0 | 0 | 0 | 0 | 0 | 0 | 0 | 0 | 0 | 0 | 0 | 0 | 0 | 0 | 0 | 0 | 0 | 0 | 0 | 0 | 0 | 0 | 0 | 0 | 0 | 0 | 0 | 0 | 0 | 0 | 0 | 0 | 0 | 0 | 0 | PrimSchool Kitchen (in session) ILit Cls | PrimSchool Kitchen (in session) ILit Cls | 2 | 5 | 5 | PrimSchool Kitchen (in session) ILit2 Cls | PrimSchool Kitchen (in session) ILit Cls | PrimSchool Kitchen (in session) ILit Cls | 2 | 5 | 5 | 2 | 1.2 | 0.05 | 0.05 | 0.05 | 0.05 | 0.05 | 0.05 | 0.05 | 0.05 | 0.05 | 0.05 | 0.05 | 0.05 | 0.05 | 0.05 | 0.05 | 0.05 | 0.05 | 0.05 | 0.05 | 0.05 | 0.05 | 0.05 | 0.05 | 0.05 | 0.05 | 1.2 | 0.05 | 0.05 | 0.05 | 0.05 | 0.05 | 0.05 | 0.05 | 0.05 | 0.05 | 0.05 | 0.05 | 0.05 | 0.05 | 0.05 | 0.05 | 0.05 | 0.05 | 0.05 | 0.05 | 0.05 | 0.05 | 0.05 | 0.05 | 0.05 | 0.05 | 0 | 0 | 0 | 0 | 0 | 0 | 0 | 0 | 0 | 0 | 0 | 0 | 0 | 0 | 0 | 0 | 0 | 0 | 0 | 0 | 0 | 0 | 0 | 0 | 0 | 0 | 0 | 0 | 0 | 0 | 0 | 0 | 0 | 0 | 0 | 0 | 0 | 0 | 0 | 0 | 0 | 0 | 0 | 0 | 0 | 0 | 0 | 0 | 16 | 0.66337 | 0.20792 | 0.079208 | 0.049505 | 0.76136 | 0 | 0 | 0 | 0 | 0 | 0 | 0 | 0 |  | 0.078162 | 0.078162 | 0.078463 | 0.076607 | 0.076862 | 0.076862 | 0.076862 | Education - Primary School - Kitchen and Food Preparation - Sun | 12 | 8 | 16 | 0 | 43.2 | 0 | 0 | 0 | 43.2 | 0 | 0 | 0 | 1.2 | 0 | 0 | 0 | 0 | 0 | 0 | 0 | 0 | 0 | 0 | 0 | 0 | 0 | 0 | 0 | 0 | 0 | 0 | 0 | 0 | 0 | 0 | 0 | 0 |  | 0 | 43.2 | 0 | 0 | 0 | 43.2 | 0 | 0 | 0 | 1.2 | 0 | 0 | 0 | 0 | 0 | 0 | 0 | 0 | 0 | 0 | 0 | 0 | 0 | 0 | 0 | 0 | 0 | 0 | 0 | 0 | 0 | 0 | 0 | 0
227 | 2 | 27 | 7 | 3 |  |  |  |  | Education - Primary School | Kitchen and Food Preparation | Education - Primary School - Kitchen and Food Preparation |  | Education - Primary School | Education - Primary School - Kitchen and Food Preparation | PrimSchool Kitchen (in session) | Hol | Closed | 7 | 7 | 0.11921 | 1.5666 | 1.5666 | 1.5666 | 1.5666 | 1.4745 | 1.4745 | 1.4745 | 0 | 0 | 0 | 0 | 0 | 0 | 0 | 1.5688 | 1.5688 | 1.5688 | 1.5688 | 1.4765 | 1.4765 | 1.4765 | 0 | 0 | 0 | 0 | 0 | 0 | 0 | 0 | 0 | 0 | 0 | 0 | 0 | 0 | 0 | 0 | 0 | 0 | 0 | 0 | 0 | 0 | 0 | 0 | 0 | 0 | 0 | 0 | 0 | 0 | 0 | 0 | 0 | 0 | 0 | 0.11356 | 0.11356 | 0.11356 | 0.11356 | 0.10688 | 0.10688 | 0.10688 | 0 | 0 | 0 | 0 | 0 | 0 | 0 | 0.11372 | 0.11372 | 0.11372 | 0.11372 | 0.10703 | 0.10703 | 0.10703 | 0 | 0 | 0 | 0 | 0 | 0 | 0 | 0 | 0 | 0 | 0 | 0 | 0 | 0 | 0 | 0 | 0 | 0 | 0 | 0 | 0 | 0 | 0 | 0 | 0 | 0 | 0 | 0 | 0 | 0 | 0 | 0 | 0 | 0 | 0 | PrimSchool Kitchen (in session) ILit Cls | PrimSchool Kitchen (in session) ILit Cls | 2 | 5 | 5 | PrimSchool Kitchen (in session) ILit2 Cls | PrimSchool Kitchen (in session) ILit Cls | PrimSchool Kitchen (in session) ILit Cls | 2 | 5 | 5 | 2 | 1.2 | 0.05 | 0.05 | 0.05 | 0.05 | 0.05 | 0.05 | 0.05 | 0.05 | 0.05 | 0.05 | 0.05 | 0.05 | 0.05 | 0.05 | 0.05 | 0.05 | 0.05 | 0.05 | 0.05 | 0.05 | 0.05 | 0.05 | 0.05 | 0.05 | 0.05 | 1.2 | 0.05 | 0.05 | 0.05 | 0.05 | 0.05 | 0.05 | 0.05 | 0.05 | 0.05 | 0.05 | 0.05 | 0.05 | 0.05 | 0.05 | 0.05 | 0.05 | 0.05 | 0.05 | 0.05 | 0.05 | 0.05 | 0.05 | 0.05 | 0.05 | 0.05 | 0 | 0 | 0 | 0 | 0 | 0 | 0 | 0 | 0 | 0 | 0 | 0 | 0 | 0 | 0 | 0 | 0 | 0 | 0 | 0 | 0 | 0 | 0 | 0 | 0 | 0 | 0 | 0 | 0 | 0 | 0 | 0 | 0 | 0 | 0 | 0 | 0 | 0 | 0 | 0 | 0 | 0 | 0 | 0 | 0 | 0 | 0 | 0 | 16 | 0.66337 | 0.20792 | 0.079208 | 0.049505 | 0.76136 | 0 | 0 | 0 | 0 | 0 | 0 | 0 | 0 |  | 0.078162 | 0.078162 | 0.078463 | 0.076607 | 0.076862 | 0.076862 | 0.076862 | Education - Primary School - Kitchen and Food Preparation - Hol | 14 | 8 | 16 | 0 | 8.4 | 0 | 0 | 0 | 8.4 | 0 | 0 | 0 | 1.2 | 0 | 0 | 0 | 0 | 0 | 0 | 0 | 0 | 0 | 0 | 0 | 0 | 0 | 0 | 0 | 0 | 0 | 0 | 0 | 0 | 0 | 0 | 0 | 0 |  | 0 | 8.4 | 0 | 0 | 0 | 8.4 | 0 | 0 | 0 | 1.2 | 0 | 0 | 0 | 0 | 0 | 0 | 0 | 0 | 0 | 0 | 0 | 0 | 0 | 0 | 0 | 0 | 0 | 0 | 0 | 0 | 0 | 0 | 0 | 0
228 | 2 | 28 | 8 | 4 |  | Education - Primary School |  | Education - Primary School - Kitchen and Food Preparation | Education - Primary School | Kitchen and Food Preparation | Education - Primary School - Kitchen and Food Preparation |  | Education - Primary School | Education - Primary School - Kitchen and Food Preparation | PrimSchool Kitchen (in session) | all | Open | 188 | 188 | 0.11921 | 1.5666 | 1.5666 | 1.5666 | 1.5666 | 1.4745 | 1.4745 | 1.4745 | 0 | 0 | 0 | 0 | 0 | 0 | 0 | 266.8494 | 266.8494 | 266.8494 | 266.8494 | 251.1524 | 251.1524 | 251.1524 | 0.06848 | 0.06848 | 0.06848 | 0.06848 | 0.064452 | 0.064452 | 0.064452 | 0 | 0 | 0 | 0 | 0 | 0 | 0 | 0 | 0 | 0 | 0 | 0 | 0 | 0 | 0.36667 | 0.36667 | 0.36667 | 0.36667 | 0.36667 | 0.36667 | 0.36667 | 0.60721 | 0.60721 | 0.61126 | 0.59288 | 0.59504 | 0.59504 | 0.59504 | 0.11356 | 0.11356 | 0.11356 | 0.11356 | 0.10688 | 0.10688 | 0.10688 | 0 | 0 | 0 | 0 | 0 | 0 | 0 | 20.0016 | 20.0016 | 20.0016 | 20.0016 | 18.825 | 18.825 | 18.825 | 0.0050992 | 0.0050992 | 0.0050992 | 0.0050992 | 0.0047992 | 0.0047992 | 0.0047992 | 0 | 0 | 0 | 0 | 0 | 0 | 0 | 0 | 0 | 0 | 0 | 0 | 0 | 0 | 0.37667 | 0.37667 | 0.37667 | 0.37667 | 0.37667 | 0.37667 | 0.37667 | 0.61758 | 0.61758 | 0.62097 | 0.60362 | 0.60579 | 0.60579 | 0.60579 | PrimSchool Kitchen (in session) ILit all | PrimSchool Kitchen (in session) ILit all | 3572 | 5 | 100 | PrimSchool Kitchen (in session) ILit2 all | PrimSchool Kitchen (in session) ILit all | PrimSchool Kitchen (in session) ILit all | 3572 | 6.5 | 100 | 3572 | 7.6 | 0.36667 | 0.05 | 0.05 | 0.05 | 0.05 | 0.05 | 0.05 | 0.05 | 0.05 | 0.75 | 1 | 1 | 1 | 1 | 1 | 1 | 0.05 | 0.05 | 0.05 | 0.05 | 0.05 | 0.05 | 0.05 | 0.05 | 0.05 | 7.8589 | 0.37667 | 0.065 | 0.065 | 0.065 | 0.065 | 0.065 | 0.065 | 0.065 | 0.065 | 0.75395 | 1 | 1 | 1 | 1 | 1 | 1 | 0.065 | 0.065 | 0.065 | 0.065 | 0.065 | 0.065 | 0.065 | 0.065 | 0.065 | 0 | 0 | 0 | 0 | 0 | 0 | 0 | 0 | 0.73684 | 1 | 1 | 1 | 1 | 1 | 1 | 0 | 0 | 0 | 0 | 0 | 0 | 0 | 0 | 0 | 0 | 0 | 0 | 0 | 0 | 0 | 0 | 0 | 0.73684 | 1 | 1 | 1 | 1 | 1 | 1 | 0 | 0 | 0 | 0 | 0 | 0 | 0 | 0 | 0 | 16 | 0.66337 | 0.20792 | 0.079208 | 0.049505 | 0.76136 | 0.049827 | 0.0093059 | 0.0093059 | 0.0093059 | 0.0093059 | 0.0087585 | 0.0087585 | 0.0087585 | Education - Primary School | 0.078162 | 0.078162 | 0.078463 | 0.076607 | 0.076862 | 0.076862 | 0.076862 | Education - Primary School - Kitchen and Food Preparation - all | 16 | 8 | 18 | 1297.2 | 131.6 | 1297.2 | 131.6 | 0 | 0 | 6.9 | 0.7 | 0 | 0 | 0 | 0 | 0 | 0 | 0 | 0 | 0 | 0.05 | 0.75 | 1 | 1 | 1 | 1 | 1 | 1 | 0.05 | 0.05 | 0 | 0 | 0 | 0 | 0 | 0 | 0 |  | 1306.4021 | 171.08 | 1306.4021 | 171.08 | 0 | 0 | 6.9489 | 0.91 | 0 | 0 | 0 | 0 | 0 | 0 | 0 | 0 | 0 | 0.065 | 0.75395 | 1 | 1 | 1 | 1 | 1 | 1 | 0.065 | 0.065 | 0 | 0 | 0 | 0 | 0 | 0 | 0
229 | 2 | 29 | 5 | 5 |  |  |  |  | Education - Primary School | Kitchen and Food Preparation | Education - Primary School - Kitchen and Food Preparation | (break) | Education - Primary School (break) | Education - Primary School - Kitchen and Food Preparation (break) | PrimSchool Kitchen (break) | Sat | Closed | 16 | 16 | 0.11921 | 1.5666 | 1.5666 | 1.5666 | 1.5666 | 1.4745 | 1.4745 | 1.4745 | 0 | 0 | 0 | 0 | 0 | 0 | 0 | 1.4344 | 1.4344 | 1.4344 | 1.4344 | 1.35 | 1.35 | 1.35 | 0 | 0 | 0 | 0 | 0 | 0 | 0 | 0 | 0 | 0 | 0 | 0 | 0 | 0 | 0 | 0 | 0 | 0 | 0 | 0 | 0 | 0 | 0 | 0 | 0 | 0 | 0 | 0 | 0 | 0 | 0 | 0 | 0 | 0 | 0 | 0.11356 | 0.11356 | 0.11356 | 0.11356 | 0.10688 | 0.10688 | 0.10688 | 0 | 0 | 0 | 0 | 0 | 0 | 0 | 0.10397 | 0.10397 | 0.10397 | 0.10397 | 0.097853 | 0.097853 | 0.097853 | 0 | 0 | 0 | 0 | 0 | 0 | 0 | 0 | 0 | 0 | 0 | 0 | 0 | 0 | 0 | 0 | 0 | 0 | 0 | 0 | 0 | 0 | 0 | 0 | 0 | 0 | 0 | 0 | 0 | 0 | 0 | 0 | 0 | 0 | 0 | PrimSchool Kitchen (break) ILit Cls | PrimSchool Kitchen (break) ILit Cls | 2 | 2 | 2 | PrimSchool Kitchen (break) ILit2 Cls | PrimSchool Kitchen (break) ILit Cls | PrimSchool Kitchen (break) ILit Cls | 2 | 2 | 2 | 2 | 0.48 | 0.02 | 0.02 | 0.02 | 0.02 | 0.02 | 0.02 | 0.02 | 0.02 | 0.02 | 0.02 | 0.02 | 0.02 | 0.02 | 0.02 | 0.02 | 0.02 | 0.02 | 0.02 | 0.02 | 0.02 | 0.02 | 0.02 | 0.02 | 0.02 | 0.02 | 0.48 | 0.02 | 0.02 | 0.02 | 0.02 | 0.02 | 0.02 | 0.02 | 0.02 | 0.02 | 0.02 | 0.02 | 0.02 | 0.02 | 0.02 | 0.02 | 0.02 | 0.02 | 0.02 | 0.02 | 0.02 | 0.02 | 0.02 | 0.02 | 0.02 | 0.02 | 0 | 0 | 0 | 0 | 0 | 0 | 0 | 0 | 0 | 0 | 0 | 0 | 0 | 0 | 0 | 0 | 0 | 0 | 0 | 0 | 0 | 0 | 0 | 0 | 0 | 0 | 0 | 0 | 0 | 0 | 0 | 0 | 0 | 0 | 0 | 0 | 0 | 0 | 0 | 0 | 0 | 0 | 0 | 0 | 0 | 0 | 0 | 0 | 16 | 0.66337 | 0.20792 | 0.079208 | 0.049505 | 0.76136 | 0 | 0 | 0 | 0 | 0 | 0 | 0 | 0 |  | 0.0026051 | 0.0026051 | 0.0025967 | 0.0026172 | 0.0026162 | 0.0026162 | 0.0026162 | Education - Primary School - Kitchen and Food Preparation - (break) - Sat | 10 | 9 | 15 | 0 | 7.68 | 0 | 0 | 0 | 7.68 | 0 | 0 | 0 | 0.48 | 0 | 0 | 0 | 0 | 0 | 0 | 0 | 0 | 0 | 0 | 0 | 0 | 0 | 0 | 0 | 0 | 0 | 0 | 0 | 0 | 0 | 0 | 0 | 0 |  | 0 | 7.68 | 0 | 0 | 0 | 7.68 | 0 | 0 | 0 | 0.48 | 0 | 0 | 0 | 0 | 0 | 0 | 0 | 0 | 0 | 0 | 0 | 0 | 0 | 0 | 0 | 0 | 0 | 0 | 0 | 0 | 0 | 0 | 0 | 0
230 | 2 | 30 | 6 | 6 |  |  |  |  | Education - Primary School | Kitchen and Food Preparation | Education - Primary School - Kitchen and Food Preparation | (break) | Education - Primary School (break) | Education - Primary School - Kitchen and Food Preparation (break) | PrimSchool Kitchen (break) | Sun | Closed | 16 | 16 | 0.11921 | 1.5666 | 1.5666 | 1.5666 | 1.5666 | 1.4745 | 1.4745 | 1.4745 | 0 | 0 | 0 | 0 | 0 | 0 | 0 | 1.4344 | 1.4344 | 1.4344 | 1.4344 | 1.35 | 1.35 | 1.35 | 0 | 0 | 0 | 0 | 0 | 0 | 0 | 0 | 0 | 0 | 0 | 0 | 0 | 0 | 0 | 0 | 0 | 0 | 0 | 0 | 0 | 0 | 0 | 0 | 0 | 0 | 0 | 0 | 0 | 0 | 0 | 0 | 0 | 0 | 0 | 0.11356 | 0.11356 | 0.11356 | 0.11356 | 0.10688 | 0.10688 | 0.10688 | 0 | 0 | 0 | 0 | 0 | 0 | 0 | 0.10397 | 0.10397 | 0.10397 | 0.10397 | 0.097853 | 0.097853 | 0.097853 | 0 | 0 | 0 | 0 | 0 | 0 | 0 | 0 | 0 | 0 | 0 | 0 | 0 | 0 | 0 | 0 | 0 | 0 | 0 | 0 | 0 | 0 | 0 | 0 | 0 | 0 | 0 | 0 | 0 | 0 | 0 | 0 | 0 | 0 | 0 | PrimSchool Kitchen (break) ILit Cls | PrimSchool Kitchen (break) ILit Cls | 2 | 2 | 2 | PrimSchool Kitchen (break) ILit2 Cls | PrimSchool Kitchen (break) ILit Cls | PrimSchool Kitchen (break) ILit Cls | 2 | 2 | 2 | 2 | 0.48 | 0.02 | 0.02 | 0.02 | 0.02 | 0.02 | 0.02 | 0.02 | 0.02 | 0.02 | 0.02 | 0.02 | 0.02 | 0.02 | 0.02 | 0.02 | 0.02 | 0.02 | 0.02 | 0.02 | 0.02 | 0.02 | 0.02 | 0.02 | 0.02 | 0.02 | 0.48 | 0.02 | 0.02 | 0.02 | 0.02 | 0.02 | 0.02 | 0.02 | 0.02 | 0.02 | 0.02 | 0.02 | 0.02 | 0.02 | 0.02 | 0.02 | 0.02 | 0.02 | 0.02 | 0.02 | 0.02 | 0.02 | 0.02 | 0.02 | 0.02 | 0.02 | 0 | 0 | 0 | 0 | 0 | 0 | 0 | 0 | 0 | 0 | 0 | 0 | 0 | 0 | 0 | 0 | 0 | 0 | 0 | 0 | 0 | 0 | 0 | 0 | 0 | 0 | 0 | 0 | 0 | 0 | 0 | 0 | 0 | 0 | 0 | 0 | 0 | 0 | 0 | 0 | 0 | 0 | 0 | 0 | 0 | 0 | 0 | 0 | 16 | 0.66337 | 0.20792 | 0.079208 | 0.049505 | 0.76136 | 0 | 0 | 0 | 0 | 0 | 0 | 0 | 0 |  | 0.0026051 | 0.0026051 | 0.0025967 | 0.0026172 | 0.0026162 | 0.0026162 | 0.0026162 | Education - Primary School - Kitchen and Food Preparation - (break) - Sun | 12 | 9 | 15 | 0 | 7.68 | 0 | 0 | 0 | 7.68 | 0 | 0 | 0 | 0.48 | 0 | 0 | 0 | 0 | 0 | 0 | 0 | 0 | 0 | 0 | 0 | 0 | 0 | 0 | 0 | 0 | 0 | 0 | 0 | 0 | 0 | 0 | 0 | 0 |  | 0 | 7.68 | 0 | 0 | 0 | 7.68 | 0 | 0 | 0 | 0.48 | 0 | 0 | 0 | 0 | 0 | 0 | 0 | 0 | 0 | 0 | 0 | 0 | 0 | 0 | 0 | 0 | 0 | 0 | 0 | 0 | 0 | 0 | 0 | 0
231 | 2 | 31 | 7 | 7 |  |  |  |  | Education - Primary School | Kitchen and Food Preparation | Education - Primary School - Kitchen and Food Preparation | (break) | Education - Primary School (break) | Education - Primary School - Kitchen and Food Preparation (break) | PrimSchool Kitchen (break) | Hol | Closed | 3 | 3 | 0.11921 | 1.5666 | 1.5666 | 1.5666 | 1.5666 | 1.4745 | 1.4745 | 1.4745 | 0 | 0 | 0 | 0 | 0 | 0 | 0 | 0.26894 | 0.26894 | 0.26894 | 0.26894 | 0.25312 | 0.25312 | 0.25312 | 0 | 0 | 0 | 0 | 0 | 0 | 0 | 0 | 0 | 0 | 0 | 0 | 0 | 0 | 0 | 0 | 0 | 0 | 0 | 0 | 0 | 0 | 0 | 0 | 0 | 0 | 0 | 0 | 0 | 0 | 0 | 0 | 0 | 0 | 0 | 0.11356 | 0.11356 | 0.11356 | 0.11356 | 0.10688 | 0.10688 | 0.10688 | 0 | 0 | 0 | 0 | 0 | 0 | 0 | 0.019494 | 0.019494 | 0.019494 | 0.019494 | 0.018347 | 0.018347 | 0.018347 | 0 | 0 | 0 | 0 | 0 | 0 | 0 | 0 | 0 | 0 | 0 | 0 | 0 | 0 | 0 | 0 | 0 | 0 | 0 | 0 | 0 | 0 | 0 | 0 | 0 | 0 | 0 | 0 | 0 | 0 | 0 | 0 | 0 | 0 | 0 | PrimSchool Kitchen (break) ILit Cls | PrimSchool Kitchen (break) ILit Cls | 2 | 2 | 2 | PrimSchool Kitchen (break) ILit2 Cls | PrimSchool Kitchen (break) ILit Cls | PrimSchool Kitchen (break) ILit Cls | 2 | 2 | 2 | 2 | 0.48 | 0.02 | 0.02 | 0.02 | 0.02 | 0.02 | 0.02 | 0.02 | 0.02 | 0.02 | 0.02 | 0.02 | 0.02 | 0.02 | 0.02 | 0.02 | 0.02 | 0.02 | 0.02 | 0.02 | 0.02 | 0.02 | 0.02 | 0.02 | 0.02 | 0.02 | 0.48 | 0.02 | 0.02 | 0.02 | 0.02 | 0.02 | 0.02 | 0.02 | 0.02 | 0.02 | 0.02 | 0.02 | 0.02 | 0.02 | 0.02 | 0.02 | 0.02 | 0.02 | 0.02 | 0.02 | 0.02 | 0.02 | 0.02 | 0.02 | 0.02 | 0.02 | 0 | 0 | 0 | 0 | 0 | 0 | 0 | 0 | 0 | 0 | 0 | 0 | 0 | 0 | 0 | 0 | 0 | 0 | 0 | 0 | 0 | 0 | 0 | 0 | 0 | 0 | 0 | 0 | 0 | 0 | 0 | 0 | 0 | 0 | 0 | 0 | 0 | 0 | 0 | 0 | 0 | 0 | 0 | 0 | 0 | 0 | 0 | 0 | 16 | 0.66337 | 0.20792 | 0.079208 | 0.049505 | 0.76136 | 0 | 0 | 0 | 0 | 0 | 0 | 0 | 0 |  | 0.0026051 | 0.0026051 | 0.0025967 | 0.0026172 | 0.0026162 | 0.0026162 | 0.0026162 | Education - Primary School - Kitchen and Food Preparation - (break) - Hol | 14 | 9 | 15 | 0 | 1.44 | 0 | 0 | 0 | 1.44 | 0 | 0 | 0 | 0.48 | 0 | 0 | 0 | 0 | 0 | 0 | 0 | 0 | 0 | 0 | 0 | 0 | 0 | 0 | 0 | 0 | 0 | 0 | 0 | 0 | 0 | 0 | 0 | 0 |  | 0 | 1.44 | 0 | 0 | 0 | 1.44 | 0 | 0 | 0 | 0.48 | 0 | 0 | 0 | 0 | 0 | 0 | 0 | 0 | 0 | 0 | 0 | 0 | 0 | 0 | 0 | 0 | 0 | 0 | 0 | 0 | 0 | 0 | 0 | 0
232 | 2 | 32 | 8 | 8 | Education - Primary School | Education - Primary School (break) | Education - Primary School - Kitchen and Food Preparation | Education - Primary School - Kitchen and Food Preparation (break) | Education - Primary School | Kitchen and Food Preparation | Education - Primary School - Kitchen and Food Preparation | (break) | Education - Primary School (break) | Education - Primary School - Kitchen and Food Preparation (break) | PrimSchool Kitchen (break) | all | Closed | 63 | 63 | 0.11921 | 1.5666 | 1.5666 | 1.5666 | 1.5666 | 1.4745 | 1.4745 | 1.4745 | 0.18676 | 0.18676 | 0.18676 | 0.18676 | 0.17578 | 0.17578 | 0.17578 | 5.6478 | 5.6478 | 5.6478 | 5.6478 | 5.3155 | 5.3155 | 5.3155 | 0.0037353 | 0.0037353 | 0.0037353 | 0.0037353 | 0.0035156 | 0.0035156 | 0.0035156 | 1660.84 | 1660.84 | 1660.84 | 1660.84 | 1660.84 | 1660.84 | 1660.84 | 2150.7398 | 2150.7398 | 2168.3656 | 2112.9154 | 2117.2314 | 2117.2314 | 2117.2314 | 0.02 | 0.02 | 0.02 | 0.02 | 0.02 | 0.02 | 0.02 | 0.02 | 0.02 | 0.02 | 0.02 | 0.02 | 0.02 | 0.02 | 0.11356 | 0.11356 | 0.11356 | 0.11356 | 0.10688 | 0.10688 | 0.10688 | 0.013538 | 0.013538 | 0.013538 | 0.013538 | 0.012741 | 0.012741 | 0.012741 | 0.40938 | 0.40938 | 0.40938 | 0.40938 | 0.3853 | 0.3853 | 0.3853 | 0.00027075 | 0.00027075 | 0.00027075 | 0.00027075 | 0.00025483 | 0.00025483 | 0.00025483 | 1720.0221 | 1720.0221 | 1720.0221 | 1720.0221 | 1720.0221 | 1720.0221 | 1720.0221 | 2244.8666 | 2244.8666 | 2261.4942 | 2205.9653 | 2210.6046 | 2210.6046 | 2210.6046 | 0.02 | 0.02 | 0.02 | 0.02 | 0.02 | 0.02 | 0.02 | 0.02 | 0.02 | 0.02 | 0.02 | 0.02 | 0.02 | 0.02 | PrimSchool Kitchen (break) ILit Cls | PrimSchool Kitchen (break) ILit Cls | 2 | 2 | 2 | PrimSchool Kitchen (break) ILit2 Cls | PrimSchool Kitchen (break) ILit Cls | PrimSchool Kitchen (break) ILit Cls | 2 | 2 | 2 | 2 | 0.48 | 0.02 | 0.02 | 0.02 | 0.02 | 0.02 | 0.02 | 0.02 | 0.02 | 0.02 | 0.02 | 0.02 | 0.02 | 0.02 | 0.02 | 0.02 | 0.02 | 0.02 | 0.02 | 0.02 | 0.02 | 0.02 | 0.02 | 0.02 | 0.02 | 0.02 | 0.48 | 0.02 | 0.02 | 0.02 | 0.02 | 0.02 | 0.02 | 0.02 | 0.02 | 0.02 | 0.02 | 0.02 | 0.02 | 0.02 | 0.02 | 0.02 | 0.02 | 0.02 | 0.02 | 0.02 | 0.02 | 0.02 | 0.02 | 0.02 | 0.02 | 0.02 | 0 | 0 | 0 | 0 | 0 | 0 | 0 | 0 | 0 | 0 | 0 | 0 | 0 | 0 | 0 | 0 | 0 | 0 | 0 | 0 | 0 | 0 | 0 | 0 | 0 | 0 | 0 | 0 | 0 | 0 | 0 | 0 | 0 | 0 | 0 | 0 | 0 | 0 | 0 | 0 | 0 | 0 | 0 | 0 | 0 | 0 | 0 | 0 | 16 | 0.66337 | 0.20792 | 0.079208 | 0.049505 | 0.76136 | 0.0027178 | 0.0005076 | 0.0005076 | 0.0005076 | 0.0005076 | 0.00047774 | 0.00047774 | 0.00047774 | Education - Primary School (break) | 0.0026051 | 0.0026051 | 0.0025967 | 0.0026172 | 0.0026162 | 0.0026162 | 0.0026162 | Education - Primary School - Kitchen and Food Preparation - (break) - all | 16 | 9 | 16 | 0 | 30.24 | 0 | 30.24 | 0 | 0 | 0 | 0.48 | 0 | 0 | 0 | 0 | 0 | 0 | 0 | 0 | 0 | 0 | 0 | 0 | 0 | 0 | 0 | 0 | 0 | 0 | 0 | 0 | 0 | 0 | 0 | 0 | 0 | 0 |  | 0 | 30.24 | 0 | 30.24 | 0 | 0 | 0 | 0.48 | 0 | 0 | 0 | 0 | 0 | 0 | 0 | 0 | 0 | 0 | 0 | 0 | 0 | 0 | 0 | 0 | 0 | 0 | 0 | 0 | 0 | 0 | 0 | 0 | 0 | 0
301 | 3 | 1 | 5 | 1 |  |  |  |  | Education - Relocatable Classroom | Classroom/Lecture | Education - Relocatable Classroom - Classroom/Lecture |  | Education - Relocatable Classroom | Education - Relocatable Classroom - Classroom/Lecture | HighSchool Class (in session) | Sat | Open | 36 | 36 | 1 | 1.4745 | 1.4745 | 1.4745 | 1.1059 | 1.1059 | 1.1059 | 1.1059 | 0 | 0 | 0 | 0 | 0 | 0 | 0 | 230.9033 | 230.9033 | 230.9033 | 173.1774 | 173.1774 | 173.1774 | 173.1774 | 0 | 0 | 0 | 0 | 0 | 0 | 0 | 0 | 0 | 0 | 0 | 0 | 0 | 0 | 0 | 0 | 0 | 0 | 0 | 0 | 0 | 0 | 0 | 0 | 0 | 0 | 0 | 0 | 0 | 0 | 0 | 0 | 0 | 0 | 0 | 0.10688 | 0.10688 | 0.10688 | 0.080158 | 0.080158 | 0.080158 | 0.080158 | 0 | 0 | 0 | 0 | 0 | 0 | 0 | 17.6027 | 17.6027 | 17.6027 | 13.202 | 13.202 | 13.202 | 13.202 | 0 | 0 | 0 | 0 | 0 | 0 | 0 | 0 | 0 | 0 | 0 | 0 | 0 | 0 | 0 | 0 | 0 | 0 | 0 | 0 | 0 | 0 | 0 | 0 | 0 | 0 | 0 | 0 | 0 | 0 | 0 | 0 | 0 | 0 | 0 | HighSchool Class (in session) ILit Sat | HighSchool Class (in session) ILit all | 3034 | 5 | 40 | HighSchool Class (in session) ILit2 Sat | HighSchool Class (in session) ILit Sat | HighSchool Class (in session) ILit all | 3034 | 6.5 | 40 | 3034 | 4.35 | 0.28333 | 0.05 | 0.05 | 0.05 | 0.05 | 0.05 | 0.05 | 0.05 | 0.4 | 0.4 | 0.4 | 0.4 | 0.4 | 0.4 | 0.4 | 0.4 | 0.4 | 0.05 | 0.05 | 0.05 | 0.05 | 0.05 | 0.05 | 0.05 | 0.05 | 4.575 | 0.28833 | 0.065 | 0.065 | 0.065 | 0.065 | 0.065 | 0.065 | 0.065 | 0.4 | 0.4 | 0.4 | 0.4 | 0.4 | 0.4 | 0.4 | 0.4 | 0.4 | 0.065 | 0.065 | 0.065 | 0.065 | 0.065 | 0.065 | 0.065 | 0.065 | 0 | 0 | 0 | 0 | 0 | 0 | 0 | 1 | 1 | 1 | 1 | 1 | 1 | 1 | 1 | 1 | 0 | 0 | 0 | 0 | 0 | 0 | 0 | 0 | 0 | 0 | 0 | 0 | 0 | 0 | 0 | 1 | 1 | 1 | 1 | 1 | 1 | 1 | 1 | 1 | 0 | 0 | 0 | 0 | 0 | 0 | 0 | 0 | 20 | 0.4 | 0.36 | 0.13 | 0.11 | 0.52632 | 0 | 0 | 0 | 0 | 0 | 0 | 0 | 0 |  | 0.08276 | 0.08276 | 0.08276 | 0.08276 | 0.08276 | 0.08276 | 0.08276 | Education - Relocatable Classroom - Classroom/Lecture - Sat | 10 | 7 | 16 | 117 | 39.6 | 0 | 0 | 117 | 39.6 | 0 | 0 | 3.25 | 1.1 | 0 | 0 | 0 | 0 | 0 | 0 | 0.05 | 0.4 | 0.4 | 0.4 | 0.4 | 0.4 | 0.4 | 0.4 | 0.4 | 0 | 0 | 0 | 0 | 0 | 0 | 0 | 0 | 0 |  | 117.54 | 47.16 | 0 | 0 | 117.54 | 47.16 | 0 | 0 | 3.265 | 1.31 | 0 | 0 | 0 | 0 | 0 | 0 | 0.065 | 0.4 | 0.4 | 0.4 | 0.4 | 0.4 | 0.4 | 0.4 | 0.4 | 0 | 0 | 0 | 0 | 0 | 0 | 0 | 0 | 0
302 | 3 | 2 | 6 | 2 |  |  |  |  | Education - Relocatable Classroom | Classroom/Lecture | Education - Relocatable Classroom - Classroom/Lecture |  | Education - Relocatable Classroom | Education - Relocatable Classroom - Classroom/Lecture | HighSchool Class (in session) | Sun | Closed | 36 | 36 | 1 | 1.4745 | 1.4745 | 1.4745 | 1.1059 | 1.1059 | 1.1059 | 1.1059 | 0 | 0 | 0 | 0 | 0 | 0 | 0 | 63.6974 | 63.6974 | 63.6974 | 47.7731 | 47.7731 | 47.7731 | 47.7731 | 0 | 0 | 0 | 0 | 0 | 0 | 0 | 0 | 0 | 0 | 0 | 0 | 0 | 0 | 0 | 0 | 0 | 0 | 0 | 0 | 0 | 0 | 0 | 0 | 0 | 0 | 0 | 0 | 0 | 0 | 0 | 0 | 0 | 0 | 0 | 0.10688 | 0.10688 | 0.10688 | 0.080158 | 0.080158 | 0.080158 | 0.080158 | 0 | 0 | 0 | 0 | 0 | 0 | 0 | 4.6171 | 4.6171 | 4.6171 | 3.4628 | 3.4628 | 3.4628 | 3.4628 | 0 | 0 | 0 | 0 | 0 | 0 | 0 | 0 | 0 | 0 | 0 | 0 | 0 | 0 | 0 | 0 | 0 | 0 | 0 | 0 | 0 | 0 | 0 | 0 | 0 | 0 | 0 | 0 | 0 | 0 | 0 | 0 | 0 | 0 | 0 | HighSchool Class (in session) ILit Cls | HighSchool Class (in session) ILit Cls | 2 | 5 | 5 | HighSchool Class (in session) ILit2 Cls | HighSchool Class (in session) ILit Cls | HighSchool Class (in session) ILit Cls | 2 | 5 | 5 | 2 | 1.2 | 0.05 | 0.05 | 0.05 | 0.05 | 0.05 | 0.05 | 0.05 | 0.05 | 0.05 | 0.05 | 0.05 | 0.05 | 0.05 | 0.05 | 0.05 | 0.05 | 0.05 | 0.05 | 0.05 | 0.05 | 0.05 | 0.05 | 0.05 | 0.05 | 0.05 | 1.2 | 0.05 | 0.05 | 0.05 | 0.05 | 0.05 | 0.05 | 0.05 | 0.05 | 0.05 | 0.05 | 0.05 | 0.05 | 0.05 | 0.05 | 0.05 | 0.05 | 0.05 | 0.05 | 0.05 | 0.05 | 0.05 | 0.05 | 0.05 | 0.05 | 0.05 | 0 | 0 | 0 | 0 | 0 | 0 | 0 | 0 | 0 | 0 | 0 | 0 | 0 | 0 | 0 | 0 | 0 | 0 | 0 | 0 | 0 | 0 | 0 | 0 | 0 | 0 | 0 | 0 | 0 | 0 | 0 | 0 | 0 | 0 | 0 | 0 | 0 | 0 | 0 | 0 | 0 | 0 | 0 | 0 | 0 | 0 | 0 | 0 | 20 | 0.4 | 0.36 | 0.13 | 0.11 | 0.52632 | 0 | 0 | 0 | 0 | 0 | 0 | 0 | 0 |  | 0.08276 | 0.08276 | 0.08276 | 0.08276 | 0.08276 | 0.08276 | 0.08276 | Education - Relocatable Classroom - Classroom/Lecture - Sun | 12 | 7 | 16 | 0 | 43.2 | 0 | 0 | 0 | 43.2 | 0 | 0 | 0 | 1.2 | 0 | 0 | 0 | 0 | 0 | 0 | 0 | 0 | 0 | 0 | 0 | 0 | 0 | 0 | 0 | 0 | 0 | 0 | 0 | 0 | 0 | 0 | 0 | 0 |  | 0 | 43.2 | 0 | 0 | 0 | 43.2 | 0 | 0 | 0 | 1.2 | 0 | 0 | 0 | 0 | 0 | 0 | 0 | 0 | 0 | 0 | 0 | 0 | 0 | 0 | 0 | 0 | 0 | 0 | 0 | 0 | 0 | 0 | 0 | 0
303 | 3 | 3 | 7 | 3 |  |  |  |  | Education - Relocatable Classroom | Classroom/Lecture | Education - Relocatable Classroom - Classroom/Lecture |  | Education - Relocatable Classroom | Education - Relocatable Classroom - Classroom/Lecture | HighSchool Class (in session) | Hol | Closed | 7 | 7 | 1 | 1.4745 | 1.4745 | 1.4745 | 1.1059 | 1.1059 | 1.1059 | 1.1059 | 0 | 0 | 0 | 0 | 0 | 0 | 0 | 12.3856 | 12.3856 | 12.3856 | 9.2892 | 9.2892 | 9.2892 | 9.2892 | 0 | 0 | 0 | 0 | 0 | 0 | 0 | 0 | 0 | 0 | 0 | 0 | 0 | 0 | 0 | 0 | 0 | 0 | 0 | 0 | 0 | 0 | 0 | 0 | 0 | 0 | 0 | 0 | 0 | 0 | 0 | 0 | 0 | 0 | 0 | 0.10688 | 0.10688 | 0.10688 | 0.080158 | 0.080158 | 0.080158 | 0.080158 | 0 | 0 | 0 | 0 | 0 | 0 | 0 | 0.89777 | 0.89777 | 0.89777 | 0.67333 | 0.67333 | 0.67333 | 0.67333 | 0 | 0 | 0 | 0 | 0 | 0 | 0 | 0 | 0 | 0 | 0 | 0 | 0 | 0 | 0 | 0 | 0 | 0 | 0 | 0 | 0 | 0 | 0 | 0 | 0 | 0 | 0 | 0 | 0 | 0 | 0 | 0 | 0 | 0 | 0 | HighSchool Class (in session) ILit Cls | HighSchool Class (in session) ILit Cls | 2 | 5 | 5 | HighSchool Class (in session) ILit2 Cls | HighSchool Class (in session) ILit Cls | HighSchool Class (in session) ILit Cls | 2 | 5 | 5 | 2 | 1.2 | 0.05 | 0.05 | 0.05 | 0.05 | 0.05 | 0.05 | 0.05 | 0.05 | 0.05 | 0.05 | 0.05 | 0.05 | 0.05 | 0.05 | 0.05 | 0.05 | 0.05 | 0.05 | 0.05 | 0.05 | 0.05 | 0.05 | 0.05 | 0.05 | 0.05 | 1.2 | 0.05 | 0.05 | 0.05 | 0.05 | 0.05 | 0.05 | 0.05 | 0.05 | 0.05 | 0.05 | 0.05 | 0.05 | 0.05 | 0.05 | 0.05 | 0.05 | 0.05 | 0.05 | 0.05 | 0.05 | 0.05 | 0.05 | 0.05 | 0.05 | 0.05 | 0 | 0 | 0 | 0 | 0 | 0 | 0 | 0 | 0 | 0 | 0 | 0 | 0 | 0 | 0 | 0 | 0 | 0 | 0 | 0 | 0 | 0 | 0 | 0 | 0 | 0 | 0 | 0 | 0 | 0 | 0 | 0 | 0 | 0 | 0 | 0 | 0 | 0 | 0 | 0 | 0 | 0 | 0 | 0 | 0 | 0 | 0 | 0 | 20 | 0.4 | 0.36 | 0.13 | 0.11 | 0.52632 | 0 | 0 | 0 | 0 | 0 | 0 | 0 | 0 |  | 0.08276 | 0.08276 | 0.08276 | 0.08276 | 0.08276 | 0.08276 | 0.08276 | Education - Relocatable Classroom - Classroom/Lecture - Hol | 14 | 7 | 16 | 0 | 8.4 | 0 | 0 | 0 | 8.4 | 0 | 0 | 0 | 1.2 | 0 | 0 | 0 | 0 | 0 | 0 | 0 | 0 | 0 | 0 | 0 | 0 | 0 | 0 | 0 | 0 | 0 | 0 | 0 | 0 | 0 | 0 | 0 | 0 |  | 0 | 8.4 | 0 | 0 | 0 | 8.4 | 0 | 0 | 0 | 1.2 | 0 | 0 | 0 | 0 | 0 | 0 | 0 | 0 | 0 | 0 | 0 | 0 | 0 | 0 | 0 | 0 | 0 | 0 | 0 | 0 | 0 | 0 | 0 | 0
304 | 3 | 4 | 8 | 4 |  | Education - Relocatable Classroom |  | Education - Relocatable Classroom - Classroom/Lecture | Education - Relocatable Classroom | Classroom/Lecture | Education - Relocatable Classroom - Classroom/Lecture |  | Education - Relocatable Classroom | Education - Relocatable Classroom - Classroom/Lecture | HighSchool Class (in session) | all | Open | 188 | 188 | 1 | 1.4745 | 1.4745 | 1.4745 | 1.1059 | 1.1059 | 1.1059 | 1.1059 | 0 | 0 | 0 | 0 | 0 | 0 | 0 | 3215.5416 | 3215.5416 | 3215.5416 | 2411.6562 | 2411.6562 | 2411.6562 | 2411.6562 | 1.0321 | 1.0321 | 1.0321 | 0.7741 | 0.7741 | 0.7741 | 0.7741 | 0 | 0 | 0 | 0 | 0 | 0 | 0 | 0 | 0 | 0 | 0 | 0 | 0 | 0 | 0.7 | 0.7 | 0.7 | 0.7 | 0.7 | 0.7 | 0.7 | 0.7 | 0.7 | 0.7 | 0.7 | 0.7 | 0.7 | 0.7 | 0.10688 | 0.10688 | 0.10688 | 0.080158 | 0.080158 | 0.080158 | 0.080158 | 0 | 0 | 0 | 0 | 0 | 0 | 0 | 237.012 | 237.012 | 237.012 | 177.759 | 177.759 | 177.759 | 177.759 | 0.07532 | 0.07532 | 0.07532 | 0.05649 | 0.05649 | 0.05649 | 0.05649 | 0 | 0 | 0 | 0 | 0 | 0 | 0 | 0 | 0 | 0 | 0 | 0 | 0 | 0 | 0.70474 | 0.70474 | 0.70474 | 0.70474 | 0.70474 | 0.70474 | 0.70474 | 0.70474 | 0.70474 | 0.70474 | 0.70474 | 0.70474 | 0.70474 | 0.70474 | HighSchool Class (in session) ILit all | HighSchool Class (in session) ILit all | 3033 | 5 | 100 | HighSchool Class (in session) ILit2 all | HighSchool Class (in session) ILit all | HighSchool Class (in session) ILit all | 3033 | 6.5 | 100 | 3033 | 11.6 | 0.7 | 0.05 | 0.05 | 0.05 | 0.05 | 0.05 | 0.6 | 0.6 | 0.6 | 0.6 | 1 | 1 | 1 | 1 | 1 | 1 | 0.55 | 0.55 | 0.55 | 0.55 | 0.35 | 0.1 | 0.1 | 0.1 | 0.1 | 11.7958 | 0.70474 | 0.065 | 0.065 | 0.065 | 0.065 | 0.065 | 0.60632 | 0.60632 | 0.60632 | 0.60632 | 1 | 1 | 1 | 1 | 1 | 1 | 0.55711 | 0.55711 | 0.55711 | 0.55711 | 0.36026 | 0.11421 | 0.11421 | 0.11421 | 0.11421 | 0 | 0 | 0 | 0 | 0 | 0.57895 | 0.57895 | 0.57895 | 0.57895 | 1 | 1 | 1 | 1 | 1 | 1 | 0.52632 | 0.52632 | 0.52632 | 0.52632 | 0.31579 | 0.052632 | 0.052632 | 0.052632 | 0.052632 | 0 | 0 | 0 | 0 | 0 | 0.57895 | 0.57895 | 0.57895 | 0.57895 | 1 | 1 | 1 | 1 | 1 | 1 | 0.52632 | 0.52632 | 0.52632 | 0.52632 | 0.31579 | 0.052632 | 0.052632 | 0.052632 | 0.052632 | 20 | 0.4 | 0.36 | 0.13 | 0.11 | 0.52632 | 0.08276 | 0.12203 | 0.12203 | 0.12203 | 0.091521 | 0.091521 | 0.091521 | 0.091521 | Education - Relocatable Classroom | 0.08276 | 0.08276 | 0.08276 | 0.08276 | 0.08276 | 0.08276 | 0.08276 | Education - Relocatable Classroom - Classroom/Lecture - all | 16 | 7 | 18 | 1673.2 | 507.6 | 1673.2 | 507.6 | 0 | 0 | 8.9 | 2.7 | 0 | 0 | 0 | 0 | 0 | 0 | 0 | 0 | 0.6 | 0.6 | 0.6 | 1 | 1 | 1 | 1 | 1 | 1 | 0.55 | 0.55 | 0 | 0 | 0 | 0 | 0 | 0 | 0 |  | 1679.4337 | 538.1747 | 1679.4337 | 538.1747 | 0 | 0 | 8.9332 | 2.8626 | 0 | 0 | 0 | 0 | 0 | 0 | 0 | 0 | 0.60632 | 0.60632 | 0.60632 | 1 | 1 | 1 | 1 | 1 | 1 | 0.55711 | 0.55711 | 0 | 0 | 0 | 0 | 0 | 0 | 0
305 | 3 | 5 | 5 | 5 |  |  |  |  | Education - Relocatable Classroom | Classroom/Lecture | Education - Relocatable Classroom - Classroom/Lecture | (break) | Education - Relocatable Classroom (break) | Education - Relocatable Classroom - Classroom/Lecture (break) | HighSchool Class (break) | Sat | Open | 16 | 16 | 1 | 1.4745 | 1.4745 | 1.4745 | 1.1059 | 1.1059 | 1.1059 | 1.1059 | 0 | 0 | 0 | 0 | 0 | 0 | 0 | 65.4668 | 65.4668 | 65.4668 | 49.1001 | 49.1001 | 49.1001 | 49.1001 | 0 | 0 | 0 | 0 | 0 | 0 | 0 | 0 | 0 | 0 | 0 | 0 | 0 | 0 | 0 | 0 | 0 | 0 | 0 | 0 | 0 | 0 | 0 | 0 | 0 | 0 | 0 | 0 | 0 | 0 | 0 | 0 | 0 | 0 | 0 | 0.10688 | 0.10688 | 0.10688 | 0.080158 | 0.080158 | 0.080158 | 0.080158 | 0 | 0 | 0 | 0 | 0 | 0 | 0 | 4.7454 | 4.7454 | 4.7454 | 3.559 | 3.559 | 3.559 | 3.559 | 0 | 0 | 0 | 0 | 0 | 0 | 0 | 0 | 0 | 0 | 0 | 0 | 0 | 0 | 0 | 0 | 0 | 0 | 0 | 0 | 0 | 0 | 0 | 0 | 0 | 0 | 0 | 0 | 0 | 0 | 0 | 0 | 0 | 0 | 0 | HighSchool Class (break) ILit Sat | HighSchool Class (break) ILit all | 3034 | 5 | 22.5 | HighSchool Class (break) ILit2 Sat | HighSchool Class (break) ILit Sat | HighSchool Class (break) ILit all | 3034 | 5 | 22.5 | 3034 | 2.775 | 0.16667 | 0.05 | 0.05 | 0.05 | 0.05 | 0.05 | 0.05 | 0.05 | 0.225 | 0.225 | 0.225 | 0.225 | 0.225 | 0.225 | 0.225 | 0.225 | 0.225 | 0.05 | 0.05 | 0.05 | 0.05 | 0.05 | 0.05 | 0.05 | 0.05 | 2.775 | 0.16667 | 0.05 | 0.05 | 0.05 | 0.05 | 0.05 | 0.05 | 0.05 | 0.225 | 0.225 | 0.225 | 0.225 | 0.225 | 0.225 | 0.225 | 0.225 | 0.225 | 0.05 | 0.05 | 0.05 | 0.05 | 0.05 | 0.05 | 0.05 | 0.05 | 0 | 0 | 0 | 0 | 0 | 0 | 0 | 1 | 1 | 1 | 1 | 1 | 1 | 1 | 1 | 1 | 0 | 0 | 0 | 0 | 0 | 0 | 0 | 0 | 0 | 0 | 0 | 0 | 0 | 0 | 0 | 1 | 1 | 1 | 1 | 1 | 1 | 1 | 1 | 1 | 0 | 0 | 0 | 0 | 0 | 0 | 0 | 0 | 20 | 0.4 | 0.36 | 0.13 | 0.11 | 0.52632 | 0 | 0 | 0 | 0 | 0 | 0 | 0 | 0 |  | 0.0023646 | 0.0023646 | 0.0023646 | 0.0023646 | 0.0023646 | 0.0023646 | 0.0023646 | Education - Relocatable Classroom - Classroom/Lecture - (break) - Sat | 10 | 7 | 16 | 29.6 | 14.8 | 0 | 0 | 29.6 | 14.8 | 0 | 0 | 1.85 | 0.925 | 0 | 0 | 0 | 0 | 0 | 0 | 0.05 | 0.225 | 0.225 | 0.225 | 0.225 | 0.225 | 0.225 | 0.225 | 0.225 | 0 | 0 | 0 | 0 | 0 | 0 | 0 | 0 | 0 |  | 29.6 | 14.8 | 0 | 0 | 29.6 | 14.8 | 0 | 0 | 1.85 | 0.925 | 0 | 0 | 0 | 0 | 0 | 0 | 0.05 | 0.225 | 0.225 | 0.225 | 0.225 | 0.225 | 0.225 | 0.225 | 0.225 | 0 | 0 | 0 | 0 | 0 | 0 | 0 | 0 | 0
306 | 3 | 6 | 6 | 6 |  |  |  |  | Education - Relocatable Classroom | Classroom/Lecture | Education - Relocatable Classroom - Classroom/Lecture | (break) | Education - Relocatable Classroom (break) | Education - Relocatable Classroom - Classroom/Lecture (break) | HighSchool Class (break) | Sun | Closed | 16 | 16 | 1 | 1.4745 | 1.4745 | 1.4745 | 1.1059 | 1.1059 | 1.1059 | 1.1059 | 0 | 0 | 0 | 0 | 0 | 0 | 0 | 11.324 | 11.324 | 11.324 | 8.493 | 8.493 | 8.493 | 8.493 | 0 | 0 | 0 | 0 | 0 | 0 | 0 | 0 | 0 | 0 | 0 | 0 | 0 | 0 | 0 | 0 | 0 | 0 | 0 | 0 | 0 | 0 | 0 | 0 | 0 | 0 | 0 | 0 | 0 | 0 | 0 | 0 | 0 | 0 | 0 | 0.10688 | 0.10688 | 0.10688 | 0.080158 | 0.080158 | 0.080158 | 0.080158 | 0 | 0 | 0 | 0 | 0 | 0 | 0 | 0.82082 | 0.82082 | 0.82082 | 0.61561 | 0.61561 | 0.61561 | 0.61561 | 0 | 0 | 0 | 0 | 0 | 0 | 0 | 0 | 0 | 0 | 0 | 0 | 0 | 0 | 0 | 0 | 0 | 0 | 0 | 0 | 0 | 0 | 0 | 0 | 0 | 0 | 0 | 0 | 0 | 0 | 0 | 0 | 0 | 0 | 0 | HighSchool Class (break) ILit Cls | HighSchool Class (break) ILit Cls | 2 | 2 | 2 | HighSchool Class (break) ILit2 Cls | HighSchool Class (break) ILit Cls | HighSchool Class (break) ILit Cls | 2 | 2 | 2 | 2 | 0.48 | 0.02 | 0.02 | 0.02 | 0.02 | 0.02 | 0.02 | 0.02 | 0.02 | 0.02 | 0.02 | 0.02 | 0.02 | 0.02 | 0.02 | 0.02 | 0.02 | 0.02 | 0.02 | 0.02 | 0.02 | 0.02 | 0.02 | 0.02 | 0.02 | 0.02 | 0.48 | 0.02 | 0.02 | 0.02 | 0.02 | 0.02 | 0.02 | 0.02 | 0.02 | 0.02 | 0.02 | 0.02 | 0.02 | 0.02 | 0.02 | 0.02 | 0.02 | 0.02 | 0.02 | 0.02 | 0.02 | 0.02 | 0.02 | 0.02 | 0.02 | 0.02 | 0 | 0 | 0 | 0 | 0 | 0 | 0 | 0 | 0 | 0 | 0 | 0 | 0 | 0 | 0 | 0 | 0 | 0 | 0 | 0 | 0 | 0 | 0 | 0 | 0 | 0 | 0 | 0 | 0 | 0 | 0 | 0 | 0 | 0 | 0 | 0 | 0 | 0 | 0 | 0 | 0 | 0 | 0 | 0 | 0 | 0 | 0 | 0 | 20 | 0.4 | 0.36 | 0.13 | 0.11 | 0.52632 | 0 | 0 | 0 | 0 | 0 | 0 | 0 | 0 |  | 0.0023646 | 0.0023646 | 0.0023646 | 0.0023646 | 0.0023646 | 0.0023646 | 0.0023646 | Education - Relocatable Classroom - Classroom/Lecture - (break) - Sun | 12 | 7 | 16 | 0 | 7.68 | 0 | 0 | 0 | 7.68 | 0 | 0 | 0 | 0.48 | 0 | 0 | 0 | 0 | 0 | 0 | 0 | 0 | 0 | 0 | 0 | 0 | 0 | 0 | 0 | 0 | 0 | 0 | 0 | 0 | 0 | 0 | 0 | 0 |  | 0 | 7.68 | 0 | 0 | 0 | 7.68 | 0 | 0 | 0 | 0.48 | 0 | 0 | 0 | 0 | 0 | 0 | 0 | 0 | 0 | 0 | 0 | 0 | 0 | 0 | 0 | 0 | 0 | 0 | 0 | 0 | 0 | 0 | 0 | 0
307 | 3 | 7 | 7 | 7 |  |  |  |  | Education - Relocatable Classroom | Classroom/Lecture | Education - Relocatable Classroom - Classroom/Lecture | (break) | Education - Relocatable Classroom (break) | Education - Relocatable Classroom - Classroom/Lecture (break) | HighSchool Class (break) | Hol | Closed | 3 | 3 | 1 | 1.4745 | 1.4745 | 1.4745 | 1.1059 | 1.1059 | 1.1059 | 1.1059 | 0 | 0 | 0 | 0 | 0 | 0 | 0 | 2.1232 | 2.1232 | 2.1232 | 1.5924 | 1.5924 | 1.5924 | 1.5924 | 0 | 0 | 0 | 0 | 0 | 0 | 0 | 0 | 0 | 0 | 0 | 0 | 0 | 0 | 0 | 0 | 0 | 0 | 0 | 0 | 0 | 0 | 0 | 0 | 0 | 0 | 0 | 0 | 0 | 0 | 0 | 0 | 0 | 0 | 0 | 0.10688 | 0.10688 | 0.10688 | 0.080158 | 0.080158 | 0.080158 | 0.080158 | 0 | 0 | 0 | 0 | 0 | 0 | 0 | 0.1539 | 0.1539 | 0.1539 | 0.11543 | 0.11543 | 0.11543 | 0.11543 | 0 | 0 | 0 | 0 | 0 | 0 | 0 | 0 | 0 | 0 | 0 | 0 | 0 | 0 | 0 | 0 | 0 | 0 | 0 | 0 | 0 | 0 | 0 | 0 | 0 | 0 | 0 | 0 | 0 | 0 | 0 | 0 | 0 | 0 | 0 | HighSchool Class (break) ILit Cls | HighSchool Class (break) ILit Cls | 2 | 2 | 2 | HighSchool Class (break) ILit2 Cls | HighSchool Class (break) ILit Cls | HighSchool Class (break) ILit Cls | 2 | 2 | 2 | 2 | 0.48 | 0.02 | 0.02 | 0.02 | 0.02 | 0.02 | 0.02 | 0.02 | 0.02 | 0.02 | 0.02 | 0.02 | 0.02 | 0.02 | 0.02 | 0.02 | 0.02 | 0.02 | 0.02 | 0.02 | 0.02 | 0.02 | 0.02 | 0.02 | 0.02 | 0.02 | 0.48 | 0.02 | 0.02 | 0.02 | 0.02 | 0.02 | 0.02 | 0.02 | 0.02 | 0.02 | 0.02 | 0.02 | 0.02 | 0.02 | 0.02 | 0.02 | 0.02 | 0.02 | 0.02 | 0.02 | 0.02 | 0.02 | 0.02 | 0.02 | 0.02 | 0.02 | 0 | 0 | 0 | 0 | 0 | 0 | 0 | 0 | 0 | 0 | 0 | 0 | 0 | 0 | 0 | 0 | 0 | 0 | 0 | 0 | 0 | 0 | 0 | 0 | 0 | 0 | 0 | 0 | 0 | 0 | 0 | 0 | 0 | 0 | 0 | 0 | 0 | 0 | 0 | 0 | 0 | 0 | 0 | 0 | 0 | 0 | 0 | 0 | 20 | 0.4 | 0.36 | 0.13 | 0.11 | 0.52632 | 0 | 0 | 0 | 0 | 0 | 0 | 0 | 0 |  | 0.0023646 | 0.0023646 | 0.0023646 | 0.0023646 | 0.0023646 | 0.0023646 | 0.0023646 | Education - Relocatable Classroom - Classroom/Lecture - (break) - Hol | 14 | 7 | 16 | 0 | 1.44 | 0 | 0 | 0 | 1.44 | 0 | 0 | 0 | 0.48 | 0 | 0 | 0 | 0 | 0 | 0 | 0 | 0 | 0 | 0 | 0 | 0 | 0 | 0 | 0 | 0 | 0 | 0 | 0 | 0 | 0 | 0 | 0 | 0 |  | 0 | 1.44 | 0 | 0 | 0 | 1.44 | 0 | 0 | 0 | 0.48 | 0 | 0 | 0 | 0 | 0 | 0 | 0 | 0 | 0 | 0 | 0 | 0 | 0 | 0 | 0 | 0 | 0 | 0 | 0 | 0 | 0 | 0 | 0 | 0
308 | 3 | 8 | 8 | 8 | Education - Relocatable Classroom | Education - Relocatable Classroom (break) | Education - Relocatable Classroom - Classroom/Lecture | Education - Relocatable Classroom - Classroom/Lecture (break) | Education - Relocatable Classroom | Classroom/Lecture | Education - Relocatable Classroom - Classroom/Lecture | (break) | Education - Relocatable Classroom (break) | Education - Relocatable Classroom - Classroom/Lecture (break) | HighSchool Class (break) | all | Closed | 63 | 63 | 1 | 1.4745 | 1.4745 | 1.4745 | 1.1059 | 1.1059 | 1.1059 | 1.1059 | 1.4745 | 1.4745 | 1.4745 | 1.1059 | 1.1059 | 1.1059 | 1.1059 | 44.5882 | 44.5882 | 44.5882 | 33.4412 | 33.4412 | 33.4412 | 33.4412 | 0.02949 | 0.02949 | 0.02949 | 0.022117 | 0.022117 | 0.022117 | 0.022117 | 2472.76 | 2472.76 | 2472.76 | 2472.76 | 2472.76 | 2472.76 | 2472.76 | 2472.76 | 2472.76 | 2472.76 | 2472.76 | 2472.76 | 2472.76 | 2472.76 | 0.02 | 0.02 | 0.02 | 0.02 | 0.02 | 0.02 | 0.02 | 0.02 | 0.02 | 0.02 | 0.02 | 0.02 | 0.02 | 0.02 | 0.10688 | 0.10688 | 0.10688 | 0.080158 | 0.080158 | 0.080158 | 0.080158 | 0.10688 | 0.10688 | 0.10688 | 0.080158 | 0.080158 | 0.080158 | 0.080158 | 3.232 | 3.232 | 3.232 | 2.424 | 2.424 | 2.424 | 2.424 | 0.0021375 | 0.0021375 | 0.0021375 | 0.0016032 | 0.0016032 | 0.0016032 | 0.0016032 | 2517.6684 | 2517.6684 | 2517.6684 | 2517.6684 | 2517.6684 | 2517.6684 | 2517.6684 | 2517.6684 | 2517.6684 | 2517.6684 | 2517.6684 | 2517.6684 | 2517.6684 | 2517.6684 | 0.02 | 0.02 | 0.02 | 0.02 | 0.02 | 0.02 | 0.02 | 0.02 | 0.02 | 0.02 | 0.02 | 0.02 | 0.02 | 0.02 | HighSchool Class (break) ILit Cls | HighSchool Class (break) ILit Cls | 2 | 2 | 2 | HighSchool Class (break) ILit2 Cls | HighSchool Class (break) ILit Cls | HighSchool Class (break) ILit Cls | 2 | 2 | 2 | 2 | 0.48 | 0.02 | 0.02 | 0.02 | 0.02 | 0.02 | 0.02 | 0.02 | 0.02 | 0.02 | 0.02 | 0.02 | 0.02 | 0.02 | 0.02 | 0.02 | 0.02 | 0.02 | 0.02 | 0.02 | 0.02 | 0.02 | 0.02 | 0.02 | 0.02 | 0.02 | 0.48 | 0.02 | 0.02 | 0.02 | 0.02 | 0.02 | 0.02 | 0.02 | 0.02 | 0.02 | 0.02 | 0.02 | 0.02 | 0.02 | 0.02 | 0.02 | 0.02 | 0.02 | 0.02 | 0.02 | 0.02 | 0.02 | 0.02 | 0.02 | 0.02 | 0.02 | 0 | 0 | 0 | 0 | 0 | 0 | 0 | 0 | 0 | 0 | 0 | 0 | 0 | 0 | 0 | 0 | 0 | 0 | 0 | 0 | 0 | 0 | 0 | 0 | 0 | 0 | 0 | 0 | 0 | 0 | 0 | 0 | 0 | 0 | 0 | 0 | 0 | 0 | 0 | 0 | 0 | 0 | 0 | 0 | 0 | 0 | 0 | 0 | 20 | 0.4 | 0.36 | 0.13 | 0.11 | 0.52632 | 0.0023646 | 0.0034865 | 0.0034865 | 0.0034865 | 0.0026149 | 0.0026149 | 0.0026149 | 0.0026149 | Education - Relocatable Classroom (break) | 0.0023646 | 0.0023646 | 0.0023646 | 0.0023646 | 0.0023646 | 0.0023646 | 0.0023646 | Education - Relocatable Classroom - Classroom/Lecture - (break) - all | 16 | 7 | 18 | 0 | 30.24 | 0 | 30.24 | 0 | 0 | 0 | 0.48 | 0 | 0 | 0 | 0 | 0 | 0 | 0 | 0 | 0 | 0 | 0 | 0 | 0 | 0 | 0 | 0 | 0 | 0 | 0 | 0 | 0 | 0 | 0 | 0 | 0 | 0 |  | 0 | 30.24 | 0 | 30.24 | 0 | 0 | 0 | 0.48 | 0 | 0 | 0 | 0 | 0 | 0 | 0 | 0 | 0 | 0 | 0 | 0 | 0 | 0 | 0 | 0 | 0 | 0 | 0 | 0 | 0 | 0 | 0 | 0 | 0 | 0
401 | 4 | 1 | 5 | 1 |  |  |  |  | Education - Secondary School | Classroom/Lecture | Education - Secondary School - Classroom/Lecture |  | Education - Secondary School | Education - Secondary School - Classroom/Lecture | HighSchool Class (in session) | Sat | Open | 36 | 36 | 0.58856 | 1.4007 | 1.4007 | 1.4007 | 1.0505 | 1.0505 | 1.0505 | 1.0505 | 0 | 0 | 0 | 0 | 0 | 0 | 0 | 129.0991 | 129.0991 | 129.0991 | 96.8243 | 96.8243 | 96.8243 | 96.8243 | 0 | 0 | 0 | 0 | 0 | 0 | 0 | 0 | 0 | 0 | 0 | 0 | 0 | 0 | 0 | 0 | 0 | 0 | 0 | 0 | 0 | 0 | 0 | 0 | 0 | 0 | 0 | 0 | 0 | 0 | 0 | 0 | 0 | 0 | 0 | 0.13324 | 0.13324 | 0.13324 | 0.099926 | 0.099926 | 0.099926 | 0.099926 | 0 | 0 | 0 | 0 | 0 | 0 | 0 | 12.9154 | 12.9154 | 12.9154 | 9.6865 | 9.6865 | 9.6865 | 9.6865 | 0 | 0 | 0 | 0 | 0 | 0 | 0 | 0 | 0 | 0 | 0 | 0 | 0 | 0 | 0 | 0 | 0 | 0 | 0 | 0 | 0 | 0 | 0 | 0 | 0 | 0 | 0 | 0 | 0 | 0 | 0 | 0 | 0 | 0 | 0 | HighSchool Class (in session) ILit Sat | HighSchool Class (in session) ILit all | 3034 | 5 | 40 | HighSchool Class (in session) ILit2 Sat | HighSchool Class (in session) ILit Sat | HighSchool Class (in session) ILit all | 3034 | 6.5 | 40 | 3034 | 4.35 | 0.28333 | 0.05 | 0.05 | 0.05 | 0.05 | 0.05 | 0.05 | 0.05 | 0.4 | 0.4 | 0.4 | 0.4 | 0.4 | 0.4 | 0.4 | 0.4 | 0.4 | 0.05 | 0.05 | 0.05 | 0.05 | 0.05 | 0.05 | 0.05 | 0.05 | 4.575 | 0.28833 | 0.065 | 0.065 | 0.065 | 0.065 | 0.065 | 0.065 | 0.065 | 0.4 | 0.4 | 0.4 | 0.4 | 0.4 | 0.4 | 0.4 | 0.4 | 0.4 | 0.065 | 0.065 | 0.065 | 0.065 | 0.065 | 0.065 | 0.065 | 0.065 | 0 | 0 | 0 | 0 | 0 | 0 | 0 | 1 | 1 | 1 | 1 | 1 | 1 | 1 | 1 | 1 | 0 | 0 | 0 | 0 | 0 | 0 | 0 | 0 | 0 | 0 | 0 | 0 | 0 | 0 | 0 | 1 | 1 | 1 | 1 | 1 | 1 | 1 | 1 | 1 | 0 | 0 | 0 | 0 | 0 | 0 | 0 | 0 | 20 | 0.4 | 0.36 | 0.13 | 0.11 | 0.52632 | 0 | 0 | 0 | 0 | 0 | 0 | 0 | 0 |  | 0.090654 | 0.090654 | 0.088888 | 0.090295 | 0.090902 | 0.090724 | 0.090724 | Education - Secondary School - Classroom/Lecture - Sat | 10 | 7 | 16 | 117 | 39.6 | 0 | 0 | 117 | 39.6 | 0 | 0 | 3.25 | 1.1 | 0 | 0 | 0 | 0 | 0 | 0 | 0.05 | 0.4 | 0.4 | 0.4 | 0.4 | 0.4 | 0.4 | 0.4 | 0.4 | 0 | 0 | 0 | 0 | 0 | 0 | 0 | 0 | 0 |  | 117.54 | 47.16 | 0 | 0 | 117.54 | 47.16 | 0 | 0 | 3.265 | 1.31 | 0 | 0 | 0 | 0 | 0 | 0 | 0.065 | 0.4 | 0.4 | 0.4 | 0.4 | 0.4 | 0.4 | 0.4 | 0.4 | 0 | 0 | 0 | 0 | 0 | 0 | 0 | 0 | 0
402 | 4 | 2 | 6 | 2 |  |  |  |  | Education - Secondary School | Classroom/Lecture | Education - Secondary School - Classroom/Lecture |  | Education - Secondary School | Education - Secondary School - Classroom/Lecture | HighSchool Class (in session) | Sun | Closed | 36 | 36 | 0.58856 | 1.4007 | 1.4007 | 1.4007 | 1.0505 | 1.0505 | 1.0505 | 1.0505 | 0 | 0 | 0 | 0 | 0 | 0 | 0 | 35.6136 | 35.6136 | 35.6136 | 26.7102 | 26.7102 | 26.7102 | 26.7102 | 0 | 0 | 0 | 0 | 0 | 0 | 0 | 0 | 0 | 0 | 0 | 0 | 0 | 0 | 0 | 0 | 0 | 0 | 0 | 0 | 0 | 0 | 0 | 0 | 0 | 0 | 0 | 0 | 0 | 0 | 0 | 0 | 0 | 0 | 0 | 0.13324 | 0.13324 | 0.13324 | 0.099926 | 0.099926 | 0.099926 | 0.099926 | 0 | 0 | 0 | 0 | 0 | 0 | 0 | 3.3876 | 3.3876 | 3.3876 | 2.5407 | 2.5407 | 2.5407 | 2.5407 | 0 | 0 | 0 | 0 | 0 | 0 | 0 | 0 | 0 | 0 | 0 | 0 | 0 | 0 | 0 | 0 | 0 | 0 | 0 | 0 | 0 | 0 | 0 | 0 | 0 | 0 | 0 | 0 | 0 | 0 | 0 | 0 | 0 | 0 | 0 | HighSchool Class (in session) ILit Cls | HighSchool Class (in session) ILit Cls | 2 | 5 | 5 | HighSchool Class (in session) ILit2 Cls | HighSchool Class (in session) ILit Cls | HighSchool Class (in session) ILit Cls | 2 | 5 | 5 | 2 | 1.2 | 0.05 | 0.05 | 0.05 | 0.05 | 0.05 | 0.05 | 0.05 | 0.05 | 0.05 | 0.05 | 0.05 | 0.05 | 0.05 | 0.05 | 0.05 | 0.05 | 0.05 | 0.05 | 0.05 | 0.05 | 0.05 | 0.05 | 0.05 | 0.05 | 0.05 | 1.2 | 0.05 | 0.05 | 0.05 | 0.05 | 0.05 | 0.05 | 0.05 | 0.05 | 0.05 | 0.05 | 0.05 | 0.05 | 0.05 | 0.05 | 0.05 | 0.05 | 0.05 | 0.05 | 0.05 | 0.05 | 0.05 | 0.05 | 0.05 | 0.05 | 0.05 | 0 | 0 | 0 | 0 | 0 | 0 | 0 | 0 | 0 | 0 | 0 | 0 | 0 | 0 | 0 | 0 | 0 | 0 | 0 | 0 | 0 | 0 | 0 | 0 | 0 | 0 | 0 | 0 | 0 | 0 | 0 | 0 | 0 | 0 | 0 | 0 | 0 | 0 | 0 | 0 | 0 | 0 | 0 | 0 | 0 | 0 | 0 | 0 | 20 | 0.4 | 0.36 | 0.13 | 0.11 | 0.52632 | 0 | 0 | 0 | 0 | 0 | 0 | 0 | 0 |  | 0.090654 | 0.090654 | 0.088888 | 0.090295 | 0.090902 | 0.090724 | 0.090724 | Education - Secondary School - Classroom/Lecture - Sun | 12 | 7 | 16 | 0 | 43.2 | 0 | 0 | 0 | 43.2 | 0 | 0 | 0 | 1.2 | 0 | 0 | 0 | 0 | 0 | 0 | 0 | 0 | 0 | 0 | 0 | 0 | 0 | 0 | 0 | 0 | 0 | 0 | 0 | 0 | 0 | 0 | 0 | 0 |  | 0 | 43.2 | 0 | 0 | 0 | 43.2 | 0 | 0 | 0 | 1.2 | 0 | 0 | 0 | 0 | 0 | 0 | 0 | 0 | 0 | 0 | 0 | 0 | 0 | 0 | 0 | 0 | 0 | 0 | 0 | 0 | 0 | 0 | 0 | 0
403 | 4 | 3 | 7 | 3 |  |  |  |  | Education - Secondary School | Classroom/Lecture | Education - Secondary School - Classroom/Lecture |  | Education - Secondary School | Education - Secondary School - Classroom/Lecture | HighSchool Class (in session) | Hol | Closed | 7 | 7 | 0.58856 | 1.4007 | 1.4007 | 1.4007 | 1.0505 | 1.0505 | 1.0505 | 1.0505 | 0 | 0 | 0 | 0 | 0 | 0 | 0 | 6.9249 | 6.9249 | 6.9249 | 5.1936 | 5.1936 | 5.1936 | 5.1936 | 0 | 0 | 0 | 0 | 0 | 0 | 0 | 0 | 0 | 0 | 0 | 0 | 0 | 0 | 0 | 0 | 0 | 0 | 0 | 0 | 0 | 0 | 0 | 0 | 0 | 0 | 0 | 0 | 0 | 0 | 0 | 0 | 0 | 0 | 0 | 0.13324 | 0.13324 | 0.13324 | 0.099926 | 0.099926 | 0.099926 | 0.099926 | 0 | 0 | 0 | 0 | 0 | 0 | 0 | 0.65871 | 0.65871 | 0.65871 | 0.49403 | 0.49403 | 0.49403 | 0.49403 | 0 | 0 | 0 | 0 | 0 | 0 | 0 | 0 | 0 | 0 | 0 | 0 | 0 | 0 | 0 | 0 | 0 | 0 | 0 | 0 | 0 | 0 | 0 | 0 | 0 | 0 | 0 | 0 | 0 | 0 | 0 | 0 | 0 | 0 | 0 | HighSchool Class (in session) ILit Cls | HighSchool Class (in session) ILit Cls | 2 | 5 | 5 | HighSchool Class (in session) ILit2 Cls | HighSchool Class (in session) ILit Cls | HighSchool Class (in session) ILit Cls | 2 | 5 | 5 | 2 | 1.2 | 0.05 | 0.05 | 0.05 | 0.05 | 0.05 | 0.05 | 0.05 | 0.05 | 0.05 | 0.05 | 0.05 | 0.05 | 0.05 | 0.05 | 0.05 | 0.05 | 0.05 | 0.05 | 0.05 | 0.05 | 0.05 | 0.05 | 0.05 | 0.05 | 0.05 | 1.2 | 0.05 | 0.05 | 0.05 | 0.05 | 0.05 | 0.05 | 0.05 | 0.05 | 0.05 | 0.05 | 0.05 | 0.05 | 0.05 | 0.05 | 0.05 | 0.05 | 0.05 | 0.05 | 0.05 | 0.05 | 0.05 | 0.05 | 0.05 | 0.05 | 0.05 | 0 | 0 | 0 | 0 | 0 | 0 | 0 | 0 | 0 | 0 | 0 | 0 | 0 | 0 | 0 | 0 | 0 | 0 | 0 | 0 | 0 | 0 | 0 | 0 | 0 | 0 | 0 | 0 | 0 | 0 | 0 | 0 | 0 | 0 | 0 | 0 | 0 | 0 | 0 | 0 | 0 | 0 | 0 | 0 | 0 | 0 | 0 | 0 | 20 | 0.4 | 0.36 | 0.13 | 0.11 | 0.52632 | 0 | 0 | 0 | 0 | 0 | 0 | 0 | 0 |  | 0.090654 | 0.090654 | 0.088888 | 0.090295 | 0.090902 | 0.090724 | 0.090724 | Education - Secondary School - Classroom/Lecture - Hol | 14 | 7 | 16 | 0 | 8.4 | 0 | 0 | 0 | 8.4 | 0 | 0 | 0 | 1.2 | 0 | 0 | 0 | 0 | 0 | 0 | 0 | 0 | 0 | 0 | 0 | 0 | 0 | 0 | 0 | 0 | 0 | 0 | 0 | 0 | 0 | 0 | 0 | 0 |  | 0 | 8.4 | 0 | 0 | 0 | 8.4 | 0 | 0 | 0 | 1.2 | 0 | 0 | 0 | 0 | 0 | 0 | 0 | 0 | 0 | 0 | 0 | 0 | 0 | 0 | 0 | 0 | 0 | 0 | 0 | 0 | 0 | 0 | 0 | 0
404 | 4 | 4 | 8 | 4 |  | Education - Secondary School |  | Education - Secondary School - Classroom/Lecture | Education - Secondary School | Classroom/Lecture | Education - Secondary School - Classroom/Lecture |  | Education - Secondary School | Education - Secondary School - Classroom/Lecture | HighSchool Class (in session) | all | Open | 188 | 188 | 0.58856 | 1.4007 | 1.4007 | 1.4007 | 1.0505 | 1.0505 | 1.0505 | 1.0505 | 0 | 0 | 0 | 0 | 0 | 0 | 0 | 1797.8249 | 1797.8249 | 1797.8249 | 1348.3687 | 1348.3687 | 1348.3687 | 1348.3687 | 0.57707 | 0.57707 | 0.57707 | 0.4328 | 0.4328 | 0.4328 | 0.4328 | 0 | 0 | 0 | 0 | 0 | 0 | 0 | 0 | 0 | 0 | 0 | 0 | 0 | 0 | 0.7 | 0.7 | 0.7 | 0.7 | 0.7 | 0.7 | 0.7 | 0.71094 | 0.71094 | 0.70275 | 0.70328 | 0.70776 | 0.70652 | 0.70652 | 0.13324 | 0.13324 | 0.13324 | 0.099926 | 0.099926 | 0.099926 | 0.099926 | 0 | 0 | 0 | 0 | 0 | 0 | 0 | 173.8993 | 173.8993 | 173.8993 | 130.4245 | 130.4245 | 130.4245 | 130.4245 | 0.055264 | 0.055264 | 0.055264 | 0.041448 | 0.041448 | 0.041448 | 0.041448 | 0 | 0 | 0 | 0 | 0 | 0 | 0 | 0 | 0 | 0 | 0 | 0 | 0 | 0 | 0.70474 | 0.70474 | 0.70474 | 0.70474 | 0.70474 | 0.70474 | 0.70474 | 0.71695 | 0.71695 | 0.70895 | 0.70975 | 0.71374 | 0.71252 | 0.71252 | HighSchool Class (in session) ILit all | HighSchool Class (in session) ILit all | 3033 | 5 | 100 | HighSchool Class (in session) ILit2 all | HighSchool Class (in session) ILit all | HighSchool Class (in session) ILit all | 3033 | 6.5 | 100 | 3033 | 11.6 | 0.7 | 0.05 | 0.05 | 0.05 | 0.05 | 0.05 | 0.6 | 0.6 | 0.6 | 0.6 | 1 | 1 | 1 | 1 | 1 | 1 | 0.55 | 0.55 | 0.55 | 0.55 | 0.35 | 0.1 | 0.1 | 0.1 | 0.1 | 11.7958 | 0.70474 | 0.065 | 0.065 | 0.065 | 0.065 | 0.065 | 0.60632 | 0.60632 | 0.60632 | 0.60632 | 1 | 1 | 1 | 1 | 1 | 1 | 0.55711 | 0.55711 | 0.55711 | 0.55711 | 0.36026 | 0.11421 | 0.11421 | 0.11421 | 0.11421 | 0 | 0 | 0 | 0 | 0 | 0.57895 | 0.57895 | 0.57895 | 0.57895 | 1 | 1 | 1 | 1 | 1 | 1 | 0.52632 | 0.52632 | 0.52632 | 0.52632 | 0.31579 | 0.052632 | 0.052632 | 0.052632 | 0.052632 | 0 | 0 | 0 | 0 | 0 | 0.57895 | 0.57895 | 0.57895 | 0.57895 | 1 | 1 | 1 | 1 | 1 | 1 | 0.52632 | 0.52632 | 0.52632 | 0.52632 | 0.31579 | 0.052632 | 0.052632 | 0.052632 | 0.052632 | 20 | 0.4 | 0.36 | 0.13 | 0.11 | 0.52632 | 0.081531 | 0.067213 | 0.067213 | 0.067213 | 0.05041 | 0.05041 | 0.05041 | 0.05041 | Education - Secondary School | 0.090654 | 0.090654 | 0.088888 | 0.090295 | 0.090902 | 0.090724 | 0.090724 | Education - Secondary School - Classroom/Lecture - all | 16 | 7 | 18 | 1673.2 | 507.6 | 1673.2 | 507.6 | 0 | 0 | 8.9 | 2.7 | 0 | 0 | 0 | 0 | 0 | 0 | 0 | 0 | 0.6 | 0.6 | 0.6 | 1 | 1 | 1 | 1 | 1 | 1 | 0.55 | 0.55 | 0 | 0 | 0 | 0 | 0 | 0 | 0 |  | 1679.4337 | 538.1747 | 1679.4337 | 538.1747 | 0 | 0 | 8.9332 | 2.8626 | 0 | 0 | 0 | 0 | 0 | 0 | 0 | 0 | 0.60632 | 0.60632 | 0.60632 | 1 | 1 | 1 | 1 | 1 | 1 | 0.55711 | 0.55711 | 0 | 0 | 0 | 0 | 0 | 0 | 0
405 | 4 | 5 | 5 | 5 |  |  |  |  | Education - Secondary School | Classroom/Lecture | Education - Secondary School - Classroom/Lecture | (break) | Education - Secondary School (break) | Education - Secondary School - Classroom/Lecture (break) | HighSchool Class (break) | Sat | Closed | 16 | 16 | 0.58856 | 1.4007 | 1.4007 | 1.4007 | 1.0505 | 1.0505 | 1.0505 | 1.0505 | 0 | 0 | 0 | 0 | 0 | 0 | 0 | 6.3313 | 6.3313 | 6.3313 | 4.7485 | 4.7485 | 4.7485 | 4.7485 | 0 | 0 | 0 | 0 | 0 | 0 | 0 | 0 | 0 | 0 | 0 | 0 | 0 | 0 | 0 | 0 | 0 | 0 | 0 | 0 | 0 | 0 | 0 | 0 | 0 | 0 | 0 | 0 | 0 | 0 | 0 | 0 | 0 | 0 | 0 | 0.13324 | 0.13324 | 0.13324 | 0.099926 | 0.099926 | 0.099926 | 0.099926 | 0 | 0 | 0 | 0 | 0 | 0 | 0 | 0.60225 | 0.60225 | 0.60225 | 0.45168 | 0.45168 | 0.45168 | 0.45168 | 0 | 0 | 0 | 0 | 0 | 0 | 0 | 0 | 0 | 0 | 0 | 0 | 0 | 0 | 0 | 0 | 0 | 0 | 0 | 0 | 0 | 0 | 0 | 0 | 0 | 0 | 0 | 0 | 0 | 0 | 0 | 0 | 0 | 0 | 0 | HighSchool Class (break) ILit Cls | HighSchool Class (break) ILit Cls | 2 | 2 | 2 | HighSchool Class (break) ILit2 Cls | HighSchool Class (break) ILit Cls | HighSchool Class (break) ILit Cls | 2 | 2 | 2 | 2 | 0.48 | 0.02 | 0.02 | 0.02 | 0.02 | 0.02 | 0.02 | 0.02 | 0.02 | 0.02 | 0.02 | 0.02 | 0.02 | 0.02 | 0.02 | 0.02 | 0.02 | 0.02 | 0.02 | 0.02 | 0.02 | 0.02 | 0.02 | 0.02 | 0.02 | 0.02 | 0.48 | 0.02 | 0.02 | 0.02 | 0.02 | 0.02 | 0.02 | 0.02 | 0.02 | 0.02 | 0.02 | 0.02 | 0.02 | 0.02 | 0.02 | 0.02 | 0.02 | 0.02 | 0.02 | 0.02 | 0.02 | 0.02 | 0.02 | 0.02 | 0.02 | 0.02 | 0 | 0 | 0 | 0 | 0 | 0 | 0 | 0 | 0 | 0 | 0 | 0 | 0 | 0 | 0 | 0 | 0 | 0 | 0 | 0 | 0 | 0 | 0 | 0 | 0 | 0 | 0 | 0 | 0 | 0 | 0 | 0 | 0 | 0 | 0 | 0 | 0 | 0 | 0 | 0 | 0 | 0 | 0 | 0 | 0 | 0 | 0 | 0 | 20 | 0.4 | 0.36 | 0.13 | 0.11 | 0.52632 | 0 | 0 | 0 | 0 | 0 | 0 | 0 | 0 |  | 0.0025468 | 0.0025468 | 0.0025307 | 0.0025692 | 0.0025682 | 0.0025679 | 0.0025679 | Education - Secondary School - Classroom/Lecture - (break) - Sat | 10 | 7 | 16 | 0 | 7.68 | 0 | 0 | 0 | 7.68 | 0 | 0 | 0 | 0.48 | 0 | 0 | 0 | 0 | 0 | 0 | 0 | 0 | 0 | 0 | 0 | 0 | 0 | 0 | 0 | 0 | 0 | 0 | 0 | 0 | 0 | 0 | 0 | 0 |  | 0 | 7.68 | 0 | 0 | 0 | 7.68 | 0 | 0 | 0 | 0.48 | 0 | 0 | 0 | 0 | 0 | 0 | 0 | 0 | 0 | 0 | 0 | 0 | 0 | 0 | 0 | 0 | 0 | 0 | 0 | 0 | 0 | 0 | 0 | 0
406 | 4 | 6 | 6 | 6 |  |  |  |  | Education - Secondary School | Classroom/Lecture | Education - Secondary School - Classroom/Lecture | (break) | Education - Secondary School (break) | Education - Secondary School - Classroom/Lecture (break) | HighSchool Class (break) | Sun | Closed | 16 | 16 | 0.58856 | 1.4007 | 1.4007 | 1.4007 | 1.0505 | 1.0505 | 1.0505 | 1.0505 | 0 | 0 | 0 | 0 | 0 | 0 | 0 | 6.3313 | 6.3313 | 6.3313 | 4.7485 | 4.7485 | 4.7485 | 4.7485 | 0 | 0 | 0 | 0 | 0 | 0 | 0 | 0 | 0 | 0 | 0 | 0 | 0 | 0 | 0 | 0 | 0 | 0 | 0 | 0 | 0 | 0 | 0 | 0 | 0 | 0 | 0 | 0 | 0 | 0 | 0 | 0 | 0 | 0 | 0 | 0.13324 | 0.13324 | 0.13324 | 0.099926 | 0.099926 | 0.099926 | 0.099926 | 0 | 0 | 0 | 0 | 0 | 0 | 0 | 0.60225 | 0.60225 | 0.60225 | 0.45168 | 0.45168 | 0.45168 | 0.45168 | 0 | 0 | 0 | 0 | 0 | 0 | 0 | 0 | 0 | 0 | 0 | 0 | 0 | 0 | 0 | 0 | 0 | 0 | 0 | 0 | 0 | 0 | 0 | 0 | 0 | 0 | 0 | 0 | 0 | 0 | 0 | 0 | 0 | 0 | 0 | HighSchool Class (break) ILit Cls | HighSchool Class (break) ILit Cls | 2 | 2 | 2 | HighSchool Class (break) ILit2 Cls | HighSchool Class (break) ILit Cls | HighSchool Class (break) ILit Cls | 2 | 2 | 2 | 2 | 0.48 | 0.02 | 0.02 | 0.02 | 0.02 | 0.02 | 0.02 | 0.02 | 0.02 | 0.02 | 0.02 | 0.02 | 0.02 | 0.02 | 0.02 | 0.02 | 0.02 | 0.02 | 0.02 | 0.02 | 0.02 | 0.02 | 0.02 | 0.02 | 0.02 | 0.02 | 0.48 | 0.02 | 0.02 | 0.02 | 0.02 | 0.02 | 0.02 | 0.02 | 0.02 | 0.02 | 0.02 | 0.02 | 0.02 | 0.02 | 0.02 | 0.02 | 0.02 | 0.02 | 0.02 | 0.02 | 0.02 | 0.02 | 0.02 | 0.02 | 0.02 | 0.02 | 0 | 0 | 0 | 0 | 0 | 0 | 0 | 0 | 0 | 0 | 0 | 0 | 0 | 0 | 0 | 0 | 0 | 0 | 0 | 0 | 0 | 0 | 0 | 0 | 0 | 0 | 0 | 0 | 0 | 0 | 0 | 0 | 0 | 0 | 0 | 0 | 0 | 0 | 0 | 0 | 0 | 0 | 0 | 0 | 0 | 0 | 0 | 0 | 20 | 0.4 | 0.36 | 0.13 | 0.11 | 0.52632 | 0 | 0 | 0 | 0 | 0 | 0 | 0 | 0 |  | 0.0025468 | 0.0025468 | 0.0025307 | 0.0025692 | 0.0025682 | 0.0025679 | 0.0025679 | Education - Secondary School - Classroom/Lecture - (break) - Sun | 12 | 7 | 16 | 0 | 7.68 | 0 | 0 | 0 | 7.68 | 0 | 0 | 0 | 0.48 | 0 | 0 | 0 | 0 | 0 | 0 | 0 | 0 | 0 | 0 | 0 | 0 | 0 | 0 | 0 | 0 | 0 | 0 | 0 | 0 | 0 | 0 | 0 | 0 |  | 0 | 7.68 | 0 | 0 | 0 | 7.68 | 0 | 0 | 0 | 0.48 | 0 | 0 | 0 | 0 | 0 | 0 | 0 | 0 | 0 | 0 | 0 | 0 | 0 | 0 | 0 | 0 | 0 | 0 | 0 | 0 | 0 | 0 | 0 | 0
407 | 4 | 7 | 7 | 7 |  |  |  |  | Education - Secondary School | Classroom/Lecture | Education - Secondary School - Classroom/Lecture | (break) | Education - Secondary School (break) | Education - Secondary School - Classroom/Lecture (break) | HighSchool Class (break) | Hol | Closed | 3 | 3 | 0.58856 | 1.4007 | 1.4007 | 1.4007 | 1.0505 | 1.0505 | 1.0505 | 1.0505 | 0 | 0 | 0 | 0 | 0 | 0 | 0 | 1.1871 | 1.1871 | 1.1871 | 0.89034 | 0.89034 | 0.89034 | 0.89034 | 0 | 0 | 0 | 0 | 0 | 0 | 0 | 0 | 0 | 0 | 0 | 0 | 0 | 0 | 0 | 0 | 0 | 0 | 0 | 0 | 0 | 0 | 0 | 0 | 0 | 0 | 0 | 0 | 0 | 0 | 0 | 0 | 0 | 0 | 0 | 0.13324 | 0.13324 | 0.13324 | 0.099926 | 0.099926 | 0.099926 | 0.099926 | 0 | 0 | 0 | 0 | 0 | 0 | 0 | 0.11292 | 0.11292 | 0.11292 | 0.084691 | 0.084691 | 0.084691 | 0.084691 | 0 | 0 | 0 | 0 | 0 | 0 | 0 | 0 | 0 | 0 | 0 | 0 | 0 | 0 | 0 | 0 | 0 | 0 | 0 | 0 | 0 | 0 | 0 | 0 | 0 | 0 | 0 | 0 | 0 | 0 | 0 | 0 | 0 | 0 | 0 | HighSchool Class (break) ILit Cls | HighSchool Class (break) ILit Cls | 2 | 2 | 2 | HighSchool Class (break) ILit2 Cls | HighSchool Class (break) ILit Cls | HighSchool Class (break) ILit Cls | 2 | 2 | 2 | 2 | 0.48 | 0.02 | 0.02 | 0.02 | 0.02 | 0.02 | 0.02 | 0.02 | 0.02 | 0.02 | 0.02 | 0.02 | 0.02 | 0.02 | 0.02 | 0.02 | 0.02 | 0.02 | 0.02 | 0.02 | 0.02 | 0.02 | 0.02 | 0.02 | 0.02 | 0.02 | 0.48 | 0.02 | 0.02 | 0.02 | 0.02 | 0.02 | 0.02 | 0.02 | 0.02 | 0.02 | 0.02 | 0.02 | 0.02 | 0.02 | 0.02 | 0.02 | 0.02 | 0.02 | 0.02 | 0.02 | 0.02 | 0.02 | 0.02 | 0.02 | 0.02 | 0.02 | 0 | 0 | 0 | 0 | 0 | 0 | 0 | 0 | 0 | 0 | 0 | 0 | 0 | 0 | 0 | 0 | 0 | 0 | 0 | 0 | 0 | 0 | 0 | 0 | 0 | 0 | 0 | 0 | 0 | 0 | 0 | 0 | 0 | 0 | 0 | 0 | 0 | 0 | 0 | 0 | 0 | 0 | 0 | 0 | 0 | 0 | 0 | 0 | 20 | 0.4 | 0.36 | 0.13 | 0.11 | 0.52632 | 0 | 0 | 0 | 0 | 0 | 0 | 0 | 0 |  | 0.0025468 | 0.0025468 | 0.0025307 | 0.0025692 | 0.0025682 | 0.0025679 | 0.0025679 | Education - Secondary School - Classroom/Lecture - (break) - Hol | 14 | 7 | 16 | 0 | 1.44 | 0 | 0 | 0 | 1.44 | 0 | 0 | 0 | 0.48 | 0 | 0 | 0 | 0 | 0 | 0 | 0 | 0 | 0 | 0 | 0 | 0 | 0 | 0 | 0 | 0 | 0 | 0 | 0 | 0 | 0 | 0 | 0 | 0 |  | 0 | 1.44 | 0 | 0 | 0 | 1.44 | 0 | 0 | 0 | 0.48 | 0 | 0 | 0 | 0 | 0 | 0 | 0 | 0 | 0 | 0 | 0 | 0 | 0 | 0 | 0 | 0 | 0 | 0 | 0 | 0 | 0 | 0 | 0 | 0
408 | 4 | 8 | 8 | 8 |  | Education - Secondary School (break) | Education - Secondary School - Classroom/Lecture | Education - Secondary School - Classroom/Lecture (break) | Education - Secondary School | Classroom/Lecture | Education - Secondary School - Classroom/Lecture | (break) | Education - Secondary School (break) | Education - Secondary School - Classroom/Lecture (break) | HighSchool Class (break) | all | Closed | 63 | 63 | 0.58856 | 1.4007 | 1.4007 | 1.4007 | 1.0505 | 1.0505 | 1.0505 | 1.0505 | 0.82439 | 0.82439 | 0.82439 | 0.61829 | 0.61829 | 0.61829 | 0.61829 | 24.9295 | 24.9295 | 24.9295 | 18.6971 | 18.6971 | 18.6971 | 18.6971 | 0.016488 | 0.016488 | 0.016488 | 0.012366 | 0.012366 | 0.012366 | 0.012366 | 2436.04 | 2436.04 | 2436.04 | 2436.04 | 2436.04 | 2436.04 | 2436.04 | 0 | 0 | 0 | 0 | 0 | 0 | 0 | 0.02 | 0.02 | 0.02 | 0.02 | 0.02 | 0.02 | 0.02 | 0.02 | 0.02 | 0.02 | 0.02 | 0.02 | 0.02 | 0.02 | 0.13324 | 0.13324 | 0.13324 | 0.099926 | 0.099926 | 0.099926 | 0.099926 | 0.078417 | 0.078417 | 0.078417 | 0.058813 | 0.058813 | 0.058813 | 0.058813 | 2.3713 | 2.3713 | 2.3713 | 1.7785 | 1.7785 | 1.7785 | 1.7785 | 0.0015683 | 0.0015683 | 0.0015683 | 0.0011763 | 0.0011763 | 0.0011763 | 0.0011763 | 2480.9484 | 2480.9484 | 2480.9484 | 2480.9484 | 2480.9484 | 2480.9484 | 2480.9484 | 0 | 0 | 0 | 0 | 0 | 0 | 0 | 0.02 | 0.02 | 0.02 | 0.02 | 0.02 | 0.02 | 0.02 | 0.02 | 0.02 | 0.02 | 0.02 | 0.02 | 0.02 | 0.02 | HighSchool Class (break) ILit Cls | HighSchool Class (break) ILit Cls | 2 | 2 | 2 | HighSchool Class (break) ILit2 Cls | HighSchool Class (break) ILit Cls | HighSchool Class (break) ILit Cls | 2 | 2 | 2 | 2 | 0.48 | 0.02 | 0.02 | 0.02 | 0.02 | 0.02 | 0.02 | 0.02 | 0.02 | 0.02 | 0.02 | 0.02 | 0.02 | 0.02 | 0.02 | 0.02 | 0.02 | 0.02 | 0.02 | 0.02 | 0.02 | 0.02 | 0.02 | 0.02 | 0.02 | 0.02 | 0.48 | 0.02 | 0.02 | 0.02 | 0.02 | 0.02 | 0.02 | 0.02 | 0.02 | 0.02 | 0.02 | 0.02 | 0.02 | 0.02 | 0.02 | 0.02 | 0.02 | 0.02 | 0.02 | 0.02 | 0.02 | 0.02 | 0.02 | 0.02 | 0.02 | 0.02 | 0 | 0 | 0 | 0 | 0 | 0 | 0 | 0 | 0 | 0 | 0 | 0 | 0 | 0 | 0 | 0 | 0 | 0 | 0 | 0 | 0 | 0 | 0 | 0 | 0 | 0 | 0 | 0 | 0 | 0 | 0 | 0 | 0 | 0 | 0 | 0 | 0 | 0 | 0 | 0 | 0 | 0 | 0 | 0 | 0 | 0 | 0 | 0 | 20 | 0.4 | 0.36 | 0.13 | 0.11 | 0.52632 | 0.0023295 | 0.0019204 | 0.0019204 | 0.0019204 | 0.0014403 | 0.0014403 | 0.0014403 | 0.0014403 | Education - Secondary School (break) | 0.0025468 | 0.0025468 | 0.0025307 | 0.0025692 | 0.0025682 | 0.0025679 | 0.0025679 | Education - Secondary School - Classroom/Lecture - (break) - all | 16 | 7 | 18 | 0 | 30.24 | 0 | 30.24 | 0 | 0 | 0 | 0.48 | 0 | 0 | 0 | 0 | 0 | 0 | 0 | 0 | 0 | 0 | 0 | 0 | 0 | 0 | 0 | 0 | 0 | 0 | 0 | 0 | 0 | 0 | 0 | 0 | 0 | 0 |  | 0 | 30.24 | 0 | 30.24 | 0 | 0 | 0 | 0.48 | 0 | 0 | 0 | 0 | 0 | 0 | 0 | 0 | 0 | 0 | 0 | 0 | 0 | 0 | 0 | 0 | 0 | 0 | 0 | 0 | 0 | 0 | 0 | 0 | 0 | 0
409 | 4 | 9 | 5 | 1 |  |  |  |  | Education - Secondary School | Computer Room (Instructional/PC Lab) | Education - Secondary School - Computer Room (Instructional/PC Lab) |  | Education - Secondary School | Education - Secondary School - Computer Room (Instructional/PC Lab) | HighSchool ComputerRm (in session) | Sat | Open | 36 | 36 | 0.020569 | 1.4007 | 1.4007 | 1.4007 | 1.4007 | 1.0505 | 1.0505 | 1.0505 | 0 | 0 | 0 | 0 | 0 | 0 | 0 | 4.5117 | 4.5117 | 4.5117 | 4.5117 | 3.3837 | 3.3837 | 3.3837 | 0 | 0 | 0 | 0 | 0 | 0 | 0 | 0 | 0 | 0 | 0 | 0 | 0 | 0 | 0 | 0 | 0 | 0 | 0 | 0 | 0 | 0 | 0 | 0 | 0 | 0 | 0 | 0 | 0 | 0 | 0 | 0 | 0 | 0 | 0 | 0.13324 | 0.13324 | 0.13324 | 0.13324 | 0.099926 | 0.099926 | 0.099926 | 0 | 0 | 0 | 0 | 0 | 0 | 0 | 0.49575 | 0.49575 | 0.49575 | 0.49575 | 0.37181 | 0.37181 | 0.37181 | 0 | 0 | 0 | 0 | 0 | 0 | 0 | 0 | 0 | 0 | 0 | 0 | 0 | 0 | 0 | 0 | 0 | 0 | 0 | 0 | 0 | 0 | 0 | 0 | 0 | 0 | 0 | 0 | 0 | 0 | 0 | 0 | 0 | 0 | 0 | HighSchool ComputerRm (in session) ILit Sat | HighSchool ComputerRm (in session) ILit all | 3061 | 5 | 40 | HighSchool ComputerRm (in session) ILit2 Sat | HighSchool ComputerRm (in session) ILit Sat | HighSchool ComputerRm (in session) ILit all | 3061 | 6.5 | 45 | 3061 | 4.35 | 0.28333 | 0.05 | 0.05 | 0.05 | 0.05 | 0.05 | 0.05 | 0.05 | 0.4 | 0.4 | 0.4 | 0.4 | 0.4 | 0.4 | 0.4 | 0.4 | 0.4 | 0.05 | 0.05 | 0.05 | 0.05 | 0.05 | 0.05 | 0.05 | 0.05 | 5.025 | 0.32167 | 0.065 | 0.065 | 0.065 | 0.065 | 0.065 | 0.065 | 0.065 | 0.45 | 0.45 | 0.45 | 0.45 | 0.45 | 0.45 | 0.45 | 0.45 | 0.45 | 0.065 | 0.065 | 0.065 | 0.065 | 0.065 | 0.065 | 0.065 | 0.065 | 0 | 0 | 0 | 0 | 0 | 0 | 0 | 1 | 1 | 1 | 1 | 1 | 1 | 1 | 1 | 1 | 0 | 0 | 0 | 0 | 0 | 0 | 0 | 0 | 0 | 0 | 0 | 0 | 0 | 0 | 0 | 1 | 1 | 1 | 1 | 1 | 1 | 1 | 1 | 1 | 0 | 0 | 0 | 0 | 0 | 0 | 0 | 0 | 20 | 0.4 | 0.36 | 0.13 | 0.11 | 0.52632 | 0 | 0 | 0 | 0 | 0 | 0 | 0 | 0 |  | 0.090654 | 0.090654 | 0.088888 | 0.090295 | 0.090902 | 0.090724 | 0.090724 | Education - Secondary School - Computer Room (Instructional/PC Lab) - Sat | 10 | 7 | 16 | 117 | 39.6 | 0 | 0 | 117 | 39.6 | 0 | 0 | 3.25 | 1.1 | 0 | 0 | 0 | 0 | 0 | 0 | 0.05 | 0.4 | 0.4 | 0.4 | 0.4 | 0.4 | 0.4 | 0.4 | 0.4 | 0 | 0 | 0 | 0 | 0 | 0 | 0 | 0 | 0 |  | 131.94 | 48.96 | 0 | 0 | 131.94 | 48.96 | 0 | 0 | 3.665 | 1.36 | 0 | 0 | 0 | 0 | 0 | 0 | 0.065 | 0.45 | 0.45 | 0.45 | 0.45 | 0.45 | 0.45 | 0.45 | 0.45 | 0 | 0 | 0 | 0 | 0 | 0 | 0 | 0 | 0
410 | 4 | 10 | 6 | 2 |  |  |  |  | Education - Secondary School | Computer Room (Instructional/PC Lab) | Education - Secondary School - Computer Room (Instructional/PC Lab) |  | Education - Secondary School | Education - Secondary School - Computer Room (Instructional/PC Lab) | HighSchool ComputerRm (in session) | Sun | Closed | 36 | 36 | 0.020569 | 1.4007 | 1.4007 | 1.4007 | 1.4007 | 1.0505 | 1.0505 | 1.0505 | 0 | 0 | 0 | 0 | 0 | 0 | 0 | 1.2446 | 1.2446 | 1.2446 | 1.2446 | 0.93345 | 0.93345 | 0.93345 | 0 | 0 | 0 | 0 | 0 | 0 | 0 | 0 | 0 | 0 | 0 | 0 | 0 | 0 | 0 | 0 | 0 | 0 | 0 | 0 | 0 | 0 | 0 | 0 | 0 | 0 | 0 | 0 | 0 | 0 | 0 | 0 | 0 | 0 | 0 | 0.13324 | 0.13324 | 0.13324 | 0.13324 | 0.099926 | 0.099926 | 0.099926 | 0 | 0 | 0 | 0 | 0 | 0 | 0 | 0.11839 | 0.11839 | 0.11839 | 0.11839 | 0.088791 | 0.088791 | 0.088791 | 0 | 0 | 0 | 0 | 0 | 0 | 0 | 0 | 0 | 0 | 0 | 0 | 0 | 0 | 0 | 0 | 0 | 0 | 0 | 0 | 0 | 0 | 0 | 0 | 0 | 0 | 0 | 0 | 0 | 0 | 0 | 0 | 0 | 0 | 0 | HighSchool ComputerRm (in session) ILit Cls | HighSchool ComputerRm (in session) ILit Cls | 2 | 5 | 5 | HighSchool ComputerRm (in session) ILit2 Cls | HighSchool ComputerRm (in session) ILit Cls | HighSchool ComputerRm (in session) ILit Cls | 2 | 5 | 5 | 2 | 1.2 | 0.05 | 0.05 | 0.05 | 0.05 | 0.05 | 0.05 | 0.05 | 0.05 | 0.05 | 0.05 | 0.05 | 0.05 | 0.05 | 0.05 | 0.05 | 0.05 | 0.05 | 0.05 | 0.05 | 0.05 | 0.05 | 0.05 | 0.05 | 0.05 | 0.05 | 1.2 | 0.05 | 0.05 | 0.05 | 0.05 | 0.05 | 0.05 | 0.05 | 0.05 | 0.05 | 0.05 | 0.05 | 0.05 | 0.05 | 0.05 | 0.05 | 0.05 | 0.05 | 0.05 | 0.05 | 0.05 | 0.05 | 0.05 | 0.05 | 0.05 | 0.05 | 0 | 0 | 0 | 0 | 0 | 0 | 0 | 0 | 0 | 0 | 0 | 0 | 0 | 0 | 0 | 0 | 0 | 0 | 0 | 0 | 0 | 0 | 0 | 0 | 0 | 0 | 0 | 0 | 0 | 0 | 0 | 0 | 0 | 0 | 0 | 0 | 0 | 0 | 0 | 0 | 0 | 0 | 0 | 0 | 0 | 0 | 0 | 0 | 20 | 0.4 | 0.36 | 0.13 | 0.11 | 0.52632 | 0 | 0 | 0 | 0 | 0 | 0 | 0 | 0 |  | 0.090654 | 0.090654 | 0.088888 | 0.090295 | 0.090902 | 0.090724 | 0.090724 | Education - Secondary School - Computer Room (Instructional/PC Lab) - Sun | 12 | 7 | 16 | 0 | 43.2 | 0 | 0 | 0 | 43.2 | 0 | 0 | 0 | 1.2 | 0 | 0 | 0 | 0 | 0 | 0 | 0 | 0 | 0 | 0 | 0 | 0 | 0 | 0 | 0 | 0 | 0 | 0 | 0 | 0 | 0 | 0 | 0 | 0 |  | 0 | 43.2 | 0 | 0 | 0 | 43.2 | 0 | 0 | 0 | 1.2 | 0 | 0 | 0 | 0 | 0 | 0 | 0 | 0 | 0 | 0 | 0 | 0 | 0 | 0 | 0 | 0 | 0 | 0 | 0 | 0 | 0 | 0 | 0 | 0
411 | 4 | 11 | 7 | 3 |  |  |  |  | Education - Secondary School | Computer Room (Instructional/PC Lab) | Education - Secondary School - Computer Room (Instructional/PC Lab) |  | Education - Secondary School | Education - Secondary School - Computer Room (Instructional/PC Lab) | HighSchool ComputerRm (in session) | Hol | Closed | 7 | 7 | 0.020569 | 1.4007 | 1.4007 | 1.4007 | 1.4007 | 1.0505 | 1.0505 | 1.0505 | 0 | 0 | 0 | 0 | 0 | 0 | 0 | 0.242 | 0.242 | 0.242 | 0.242 | 0.1815 | 0.1815 | 0.1815 | 0 | 0 | 0 | 0 | 0 | 0 | 0 | 0 | 0 | 0 | 0 | 0 | 0 | 0 | 0 | 0 | 0 | 0 | 0 | 0 | 0 | 0 | 0 | 0 | 0 | 0 | 0 | 0 | 0 | 0 | 0 | 0 | 0 | 0 | 0 | 0.13324 | 0.13324 | 0.13324 | 0.13324 | 0.099926 | 0.099926 | 0.099926 | 0 | 0 | 0 | 0 | 0 | 0 | 0 | 0.02302 | 0.02302 | 0.02302 | 0.02302 | 0.017265 | 0.017265 | 0.017265 | 0 | 0 | 0 | 0 | 0 | 0 | 0 | 0 | 0 | 0 | 0 | 0 | 0 | 0 | 0 | 0 | 0 | 0 | 0 | 0 | 0 | 0 | 0 | 0 | 0 | 0 | 0 | 0 | 0 | 0 | 0 | 0 | 0 | 0 | 0 | HighSchool ComputerRm (in session) ILit Cls | HighSchool ComputerRm (in session) ILit Cls | 2 | 5 | 5 | HighSchool ComputerRm (in session) ILit2 Cls | HighSchool ComputerRm (in session) ILit Cls | HighSchool ComputerRm (in session) ILit Cls | 2 | 5 | 5 | 2 | 1.2 | 0.05 | 0.05 | 0.05 | 0.05 | 0.05 | 0.05 | 0.05 | 0.05 | 0.05 | 0.05 | 0.05 | 0.05 | 0.05 | 0.05 | 0.05 | 0.05 | 0.05 | 0.05 | 0.05 | 0.05 | 0.05 | 0.05 | 0.05 | 0.05 | 0.05 | 1.2 | 0.05 | 0.05 | 0.05 | 0.05 | 0.05 | 0.05 | 0.05 | 0.05 | 0.05 | 0.05 | 0.05 | 0.05 | 0.05 | 0.05 | 0.05 | 0.05 | 0.05 | 0.05 | 0.05 | 0.05 | 0.05 | 0.05 | 0.05 | 0.05 | 0.05 | 0 | 0 | 0 | 0 | 0 | 0 | 0 | 0 | 0 | 0 | 0 | 0 | 0 | 0 | 0 | 0 | 0 | 0 | 0 | 0 | 0 | 0 | 0 | 0 | 0 | 0 | 0 | 0 | 0 | 0 | 0 | 0 | 0 | 0 | 0 | 0 | 0 | 0 | 0 | 0 | 0 | 0 | 0 | 0 | 0 | 0 | 0 | 0 | 20 | 0.4 | 0.36 | 0.13 | 0.11 | 0.52632 | 0 | 0 | 0 | 0 | 0 | 0 | 0 | 0 |  | 0.090654 | 0.090654 | 0.088888 | 0.090295 | 0.090902 | 0.090724 | 0.090724 | Education - Secondary School - Computer Room (Instructional/PC Lab) - Hol | 14 | 7 | 16 | 0 | 8.4 | 0 | 0 | 0 | 8.4 | 0 | 0 | 0 | 1.2 | 0 | 0 | 0 | 0 | 0 | 0 | 0 | 0 | 0 | 0 | 0 | 0 | 0 | 0 | 0 | 0 | 0 | 0 | 0 | 0 | 0 | 0 | 0 | 0 |  | 0 | 8.4 | 0 | 0 | 0 | 8.4 | 0 | 0 | 0 | 1.2 | 0 | 0 | 0 | 0 | 0 | 0 | 0 | 0 | 0 | 0 | 0 | 0 | 0 | 0 | 0 | 0 | 0 | 0 | 0 | 0 | 0 | 0 | 0 | 0
412 | 4 | 12 | 8 | 4 |  | Education - Secondary School |  | Education - Secondary School - Computer Room (Instructional/PC Lab) | Education - Secondary School | Computer Room (Instructional/PC Lab) | Education - Secondary School - Computer Room (Instructional/PC Lab) |  | Education - Secondary School | Education - Secondary School - Computer Room (Instructional/PC Lab) | HighSchool ComputerRm (in session) | all | Open | 188 | 188 | 0.020569 | 1.4007 | 1.4007 | 1.4007 | 1.4007 | 1.0505 | 1.0505 | 1.0505 | 0 | 0 | 0 | 0 | 0 | 0 | 0 | 53.9349 | 53.9349 | 53.9349 | 53.9349 | 40.4512 | 40.4512 | 40.4512 | 0.01721 | 0.01721 | 0.01721 | 0.01721 | 0.012908 | 0.012908 | 0.012908 | 0 | 0 | 0 | 0 | 0 | 0 | 0 | 0 | 0 | 0 | 0 | 0 | 0 | 0 | 0.59737 | 0.59737 | 0.59737 | 0.59737 | 0.59737 | 0.59737 | 0.59737 | 0.71094 | 0.71094 | 0.70275 | 0.70328 | 0.70776 | 0.70652 | 0.70652 | 0.13324 | 0.13324 | 0.13324 | 0.13324 | 0.099926 | 0.099926 | 0.099926 | 0 | 0 | 0 | 0 | 0 | 0 | 0 | 5.7953 | 5.7953 | 5.7953 | 5.7953 | 4.3465 | 4.3465 | 4.3465 | 0.0018376 | 0.0018376 | 0.0018376 | 0.0018376 | 0.0013782 | 0.0013782 | 0.0013782 | 0 | 0 | 0 | 0 | 0 | 0 | 0 | 0 | 0 | 0 | 0 | 0 | 0 | 0 | 0.67053 | 0.67053 | 0.67053 | 0.67053 | 0.67053 | 0.67053 | 0.67053 | 0.71695 | 0.71695 | 0.70895 | 0.70975 | 0.71374 | 0.71252 | 0.71252 | HighSchool ComputerRm (in session) ILit all | HighSchool ComputerRm (in session) ILit all | 3060 | 5 | 85 | HighSchool ComputerRm (in session) ILit2 all | HighSchool ComputerRm (in session) ILit all | HighSchool ComputerRm (in session) ILit all | 3060 | 6.5 | 95 | 3060 | 9.9579 | 0.59737 | 0.05 | 0.05 | 0.05 | 0.05 | 0.05 | 0.51316 | 0.51316 | 0.51316 | 0.51316 | 0.85 | 0.85 | 0.85 | 0.85 | 0.85 | 0.85 | 0.47105 | 0.47105 | 0.47105 | 0.47105 | 0.30263 | 0.092105 | 0.092105 | 0.092105 | 0.092105 | 11.2484 | 0.67053 | 0.065 | 0.065 | 0.065 | 0.065 | 0.065 | 0.57737 | 0.57737 | 0.57737 | 0.57737 | 0.95 | 0.95 | 0.95 | 0.95 | 0.95 | 0.95 | 0.53079 | 0.53079 | 0.53079 | 0.53079 | 0.34447 | 0.11158 | 0.11158 | 0.11158 | 0.11158 | 0 | 0 | 0 | 0 | 0 | 0.57895 | 0.57895 | 0.57895 | 0.57895 | 1 | 1 | 1 | 1 | 1 | 1 | 0.52632 | 0.52632 | 0.52632 | 0.52632 | 0.31579 | 0.052632 | 0.052632 | 0.052632 | 0.052632 | 0 | 0 | 0 | 0 | 0 | 0.57895 | 0.57895 | 0.57895 | 0.57895 | 1 | 1 | 1 | 1 | 1 | 1 | 0.52632 | 0.52632 | 0.52632 | 0.52632 | 0.31579 | 0.052632 | 0.052632 | 0.052632 | 0.052632 | 20 | 0.4 | 0.36 | 0.13 | 0.11 | 0.52632 | 0.071326 | 0.0020549 | 0.0020549 | 0.0020549 | 0.0020549 | 0.0015412 | 0.0015412 | 0.0015412 | Education - Secondary School | 0.090654 | 0.090654 | 0.088888 | 0.090295 | 0.090902 | 0.090724 | 0.090724 | Education - Secondary School - Computer Room (Instructional/PC Lab) - all | 16 | 7 | 18 | 1425.3368 | 446.7474 | 1425.3368 | 446.7474 | 0 | 0 | 7.5816 | 2.3763 | 0 | 0 | 0 | 0 | 0 | 0 | 0 | 0 | 0.51316 | 0.51316 | 0.51316 | 0.85 | 0.85 | 0.85 | 0.85 | 0.85 | 0.85 | 0.47105 | 0.47105 | 0 | 0 | 0 | 0 | 0 | 0 | 0 |  | 1596.8126 | 517.8905 | 1596.8126 | 517.8905 | 0 | 0 | 8.4937 | 2.7547 | 0 | 0 | 0 | 0 | 0 | 0 | 0 | 0 | 0.57737 | 0.57737 | 0.57737 | 0.95 | 0.95 | 0.95 | 0.95 | 0.95 | 0.95 | 0.53079 | 0.53079 | 0 | 0 | 0 | 0 | 0 | 0 | 0
413 | 4 | 13 | 5 | 5 |  |  |  |  | Education - Secondary School | Computer Room (Instructional/PC Lab) | Education - Secondary School - Computer Room (Instructional/PC Lab) | (break) | Education - Secondary School (break) | Education - Secondary School - Computer Room (Instructional/PC Lab) (break) | HighSchool ComputerRm (break) | Sat | Closed | 16 | 16 | 0.020569 | 1.4007 | 1.4007 | 1.4007 | 1.4007 | 1.0505 | 1.0505 | 1.0505 | 0 | 0 | 0 | 0 | 0 | 0 | 0 | 0.22126 | 0.22126 | 0.22126 | 0.22126 | 0.16595 | 0.16595 | 0.16595 | 0 | 0 | 0 | 0 | 0 | 0 | 0 | 0 | 0 | 0 | 0 | 0 | 0 | 0 | 0 | 0 | 0 | 0 | 0 | 0 | 0 | 0 | 0 | 0 | 0 | 0 | 0 | 0 | 0 | 0 | 0 | 0 | 0 | 0 | 0 | 0.13324 | 0.13324 | 0.13324 | 0.13324 | 0.099926 | 0.099926 | 0.099926 | 0 | 0 | 0 | 0 | 0 | 0 | 0 | 0.021047 | 0.021047 | 0.021047 | 0.021047 | 0.015785 | 0.015785 | 0.015785 | 0 | 0 | 0 | 0 | 0 | 0 | 0 | 0 | 0 | 0 | 0 | 0 | 0 | 0 | 0 | 0 | 0 | 0 | 0 | 0 | 0 | 0 | 0 | 0 | 0 | 0 | 0 | 0 | 0 | 0 | 0 | 0 | 0 | 0 | 0 | HighSchool ComputerRm (break) ILit Cls | HighSchool ComputerRm (break) ILit Cls | 2 | 2 | 2 | HighSchool ComputerRm (break) ILit2 Cls | HighSchool ComputerRm (break) ILit Cls | HighSchool ComputerRm (break) ILit Cls | 2 | 2 | 2 | 2 | 0.48 | 0.02 | 0.02 | 0.02 | 0.02 | 0.02 | 0.02 | 0.02 | 0.02 | 0.02 | 0.02 | 0.02 | 0.02 | 0.02 | 0.02 | 0.02 | 0.02 | 0.02 | 0.02 | 0.02 | 0.02 | 0.02 | 0.02 | 0.02 | 0.02 | 0.02 | 0.48 | 0.02 | 0.02 | 0.02 | 0.02 | 0.02 | 0.02 | 0.02 | 0.02 | 0.02 | 0.02 | 0.02 | 0.02 | 0.02 | 0.02 | 0.02 | 0.02 | 0.02 | 0.02 | 0.02 | 0.02 | 0.02 | 0.02 | 0.02 | 0.02 | 0.02 | 0 | 0 | 0 | 0 | 0 | 0 | 0 | 0 | 0 | 0 | 0 | 0 | 0 | 0 | 0 | 0 | 0 | 0 | 0 | 0 | 0 | 0 | 0 | 0 | 0 | 0 | 0 | 0 | 0 | 0 | 0 | 0 | 0 | 0 | 0 | 0 | 0 | 0 | 0 | 0 | 0 | 0 | 0 | 0 | 0 | 0 | 0 | 0 | 20 | 0.4 | 0.36 | 0.13 | 0.11 | 0.52632 | 0 | 0 | 0 | 0 | 0 | 0 | 0 | 0 |  | 0.0025468 | 0.0025468 | 0.0025307 | 0.0025692 | 0.0025682 | 0.0025679 | 0.0025679 | Education - Secondary School - Computer Room (Instructional/PC Lab) - (break) - Sat | 10 | 7 | 16 | 0 | 7.68 | 0 | 0 | 0 | 7.68 | 0 | 0 | 0 | 0.48 | 0 | 0 | 0 | 0 | 0 | 0 | 0 | 0 | 0 | 0 | 0 | 0 | 0 | 0 | 0 | 0 | 0 | 0 | 0 | 0 | 0 | 0 | 0 | 0 |  | 0 | 7.68 | 0 | 0 | 0 | 7.68 | 0 | 0 | 0 | 0.48 | 0 | 0 | 0 | 0 | 0 | 0 | 0 | 0 | 0 | 0 | 0 | 0 | 0 | 0 | 0 | 0 | 0 | 0 | 0 | 0 | 0 | 0 | 0 | 0
414 | 4 | 14 | 6 | 6 |  |  |  |  | Education - Secondary School | Computer Room (Instructional/PC Lab) | Education - Secondary School - Computer Room (Instructional/PC Lab) | (break) | Education - Secondary School (break) | Education - Secondary School - Computer Room (Instructional/PC Lab) (break) | HighSchool ComputerRm (break) | Sun | Closed | 16 | 16 | 0.020569 | 1.4007 | 1.4007 | 1.4007 | 1.4007 | 1.0505 | 1.0505 | 1.0505 | 0 | 0 | 0 | 0 | 0 | 0 | 0 | 0.22126 | 0.22126 | 0.22126 | 0.22126 | 0.16595 | 0.16595 | 0.16595 | 0 | 0 | 0 | 0 | 0 | 0 | 0 | 0 | 0 | 0 | 0 | 0 | 0 | 0 | 0 | 0 | 0 | 0 | 0 | 0 | 0 | 0 | 0 | 0 | 0 | 0 | 0 | 0 | 0 | 0 | 0 | 0 | 0 | 0 | 0 | 0.13324 | 0.13324 | 0.13324 | 0.13324 | 0.099926 | 0.099926 | 0.099926 | 0 | 0 | 0 | 0 | 0 | 0 | 0 | 0.021047 | 0.021047 | 0.021047 | 0.021047 | 0.015785 | 0.015785 | 0.015785 | 0 | 0 | 0 | 0 | 0 | 0 | 0 | 0 | 0 | 0 | 0 | 0 | 0 | 0 | 0 | 0 | 0 | 0 | 0 | 0 | 0 | 0 | 0 | 0 | 0 | 0 | 0 | 0 | 0 | 0 | 0 | 0 | 0 | 0 | 0 | HighSchool ComputerRm (break) ILit Cls | HighSchool ComputerRm (break) ILit Cls | 2 | 2 | 2 | HighSchool ComputerRm (break) ILit2 Cls | HighSchool ComputerRm (break) ILit Cls | HighSchool ComputerRm (break) ILit Cls | 2 | 2 | 2 | 2 | 0.48 | 0.02 | 0.02 | 0.02 | 0.02 | 0.02 | 0.02 | 0.02 | 0.02 | 0.02 | 0.02 | 0.02 | 0.02 | 0.02 | 0.02 | 0.02 | 0.02 | 0.02 | 0.02 | 0.02 | 0.02 | 0.02 | 0.02 | 0.02 | 0.02 | 0.02 | 0.48 | 0.02 | 0.02 | 0.02 | 0.02 | 0.02 | 0.02 | 0.02 | 0.02 | 0.02 | 0.02 | 0.02 | 0.02 | 0.02 | 0.02 | 0.02 | 0.02 | 0.02 | 0.02 | 0.02 | 0.02 | 0.02 | 0.02 | 0.02 | 0.02 | 0.02 | 0 | 0 | 0 | 0 | 0 | 0 | 0 | 0 | 0 | 0 | 0 | 0 | 0 | 0 | 0 | 0 | 0 | 0 | 0 | 0 | 0 | 0 | 0 | 0 | 0 | 0 | 0 | 0 | 0 | 0 | 0 | 0 | 0 | 0 | 0 | 0 | 0 | 0 | 0 | 0 | 0 | 0 | 0 | 0 | 0 | 0 | 0 | 0 | 20 | 0.4 | 0.36 | 0.13 | 0.11 | 0.52632 | 0 | 0 | 0 | 0 | 0 | 0 | 0 | 0 |  | 0.0025468 | 0.0025468 | 0.0025307 | 0.0025692 | 0.0025682 | 0.0025679 | 0.0025679 | Education - Secondary School - Computer Room (Instructional/PC Lab) - (break) - Sun | 12 | 7 | 16 | 0 | 7.68 | 0 | 0 | 0 | 7.68 | 0 | 0 | 0 | 0.48 | 0 | 0 | 0 | 0 | 0 | 0 | 0 | 0 | 0 | 0 | 0 | 0 | 0 | 0 | 0 | 0 | 0 | 0 | 0 | 0 | 0 | 0 | 0 | 0 |  | 0 | 7.68 | 0 | 0 | 0 | 7.68 | 0 | 0 | 0 | 0.48 | 0 | 0 | 0 | 0 | 0 | 0 | 0 | 0 | 0 | 0 | 0 | 0 | 0 | 0 | 0 | 0 | 0 | 0 | 0 | 0 | 0 | 0 | 0 | 0
415 | 4 | 15 | 7 | 7 |  |  |  |  | Education - Secondary School | Computer Room (Instructional/PC Lab) | Education - Secondary School - Computer Room (Instructional/PC Lab) | (break) | Education - Secondary School (break) | Education - Secondary School - Computer Room (Instructional/PC Lab) (break) | HighSchool ComputerRm (break) | Hol | Closed | 3 | 3 | 0.020569 | 1.4007 | 1.4007 | 1.4007 | 1.4007 | 1.0505 | 1.0505 | 1.0505 | 0 | 0 | 0 | 0 | 0 | 0 | 0 | 0.041486 | 0.041486 | 0.041486 | 0.041486 | 0.031115 | 0.031115 | 0.031115 | 0 | 0 | 0 | 0 | 0 | 0 | 0 | 0 | 0 | 0 | 0 | 0 | 0 | 0 | 0 | 0 | 0 | 0 | 0 | 0 | 0 | 0 | 0 | 0 | 0 | 0 | 0 | 0 | 0 | 0 | 0 | 0 | 0 | 0 | 0 | 0.13324 | 0.13324 | 0.13324 | 0.13324 | 0.099926 | 0.099926 | 0.099926 | 0 | 0 | 0 | 0 | 0 | 0 | 0 | 0.0039463 | 0.0039463 | 0.0039463 | 0.0039463 | 0.0029597 | 0.0029597 | 0.0029597 | 0 | 0 | 0 | 0 | 0 | 0 | 0 | 0 | 0 | 0 | 0 | 0 | 0 | 0 | 0 | 0 | 0 | 0 | 0 | 0 | 0 | 0 | 0 | 0 | 0 | 0 | 0 | 0 | 0 | 0 | 0 | 0 | 0 | 0 | 0 | HighSchool ComputerRm (break) ILit Cls | HighSchool ComputerRm (break) ILit Cls | 2 | 2 | 2 | HighSchool ComputerRm (break) ILit2 Cls | HighSchool ComputerRm (break) ILit Cls | HighSchool ComputerRm (break) ILit Cls | 2 | 2 | 2 | 2 | 0.48 | 0.02 | 0.02 | 0.02 | 0.02 | 0.02 | 0.02 | 0.02 | 0.02 | 0.02 | 0.02 | 0.02 | 0.02 | 0.02 | 0.02 | 0.02 | 0.02 | 0.02 | 0.02 | 0.02 | 0.02 | 0.02 | 0.02 | 0.02 | 0.02 | 0.02 | 0.48 | 0.02 | 0.02 | 0.02 | 0.02 | 0.02 | 0.02 | 0.02 | 0.02 | 0.02 | 0.02 | 0.02 | 0.02 | 0.02 | 0.02 | 0.02 | 0.02 | 0.02 | 0.02 | 0.02 | 0.02 | 0.02 | 0.02 | 0.02 | 0.02 | 0.02 | 0 | 0 | 0 | 0 | 0 | 0 | 0 | 0 | 0 | 0 | 0 | 0 | 0 | 0 | 0 | 0 | 0 | 0 | 0 | 0 | 0 | 0 | 0 | 0 | 0 | 0 | 0 | 0 | 0 | 0 | 0 | 0 | 0 | 0 | 0 | 0 | 0 | 0 | 0 | 0 | 0 | 0 | 0 | 0 | 0 | 0 | 0 | 0 | 20 | 0.4 | 0.36 | 0.13 | 0.11 | 0.52632 | 0 | 0 | 0 | 0 | 0 | 0 | 0 | 0 |  | 0.0025468 | 0.0025468 | 0.0025307 | 0.0025692 | 0.0025682 | 0.0025679 | 0.0025679 | Education - Secondary School - Computer Room (Instructional/PC Lab) - (break) - Hol | 14 | 7 | 16 | 0 | 1.44 | 0 | 0 | 0 | 1.44 | 0 | 0 | 0 | 0.48 | 0 | 0 | 0 | 0 | 0 | 0 | 0 | 0 | 0 | 0 | 0 | 0 | 0 | 0 | 0 | 0 | 0 | 0 | 0 | 0 | 0 | 0 | 0 | 0 |  | 0 | 1.44 | 0 | 0 | 0 | 1.44 | 0 | 0 | 0 | 0.48 | 0 | 0 | 0 | 0 | 0 | 0 | 0 | 0 | 0 | 0 | 0 | 0 | 0 | 0 | 0 | 0 | 0 | 0 | 0 | 0 | 0 | 0 | 0 | 0
416 | 4 | 16 | 8 | 8 |  | Education - Secondary School (break) | Education - Secondary School - Computer Room (Instructional/PC Lab) | Education - Secondary School - Computer Room (Instructional/PC Lab) (break) | Education - Secondary School | Computer Room (Instructional/PC Lab) | Education - Secondary School - Computer Room (Instructional/PC Lab) | (break) | Education - Secondary School (break) | Education - Secondary School - Computer Room (Instructional/PC Lab) (break) | HighSchool ComputerRm (break) | all | Closed | 63 | 63 | 0.020569 | 1.4007 | 1.4007 | 1.4007 | 1.4007 | 1.0505 | 1.0505 | 1.0505 | 0.02881 | 0.02881 | 0.02881 | 0.02881 | 0.021608 | 0.021608 | 0.021608 | 0.87122 | 0.87122 | 0.87122 | 0.87122 | 0.65341 | 0.65341 | 0.65341 | 0.0005762 | 0.0005762 | 0.0005762 | 0.0005762 | 0.00043215 | 0.00043215 | 0.00043215 | 2127.3242 | 2127.3242 | 2127.3242 | 2127.3242 | 2127.3242 | 2127.3242 | 2127.3242 | 0 | 0 | 0 | 0 | 0 | 0 | 0 | 0.02 | 0.02 | 0.02 | 0.02 | 0.02 | 0.02 | 0.02 | 0.02 | 0.02 | 0.02 | 0.02 | 0.02 | 0.02 | 0.02 | 0.13324 | 0.13324 | 0.13324 | 0.13324 | 0.099926 | 0.099926 | 0.099926 | 0.0027405 | 0.0027405 | 0.0027405 | 0.0027405 | 0.0020554 | 0.0020554 | 0.0020554 | 0.082872 | 0.082872 | 0.082872 | 0.082872 | 0.062154 | 0.062154 | 0.062154 | 5.4809e-05 | 5.4809e-05 | 5.4809e-05 | 5.4809e-05 | 4.1107e-05 | 4.1107e-05 | 4.1107e-05 | 2394.2432 | 2394.2432 | 2394.2432 | 2394.2432 | 2394.2432 | 2394.2432 | 2394.2432 | 0 | 0 | 0 | 0 | 0 | 0 | 0 | 0.02 | 0.02 | 0.02 | 0.02 | 0.02 | 0.02 | 0.02 | 0.02 | 0.02 | 0.02 | 0.02 | 0.02 | 0.02 | 0.02 | HighSchool ComputerRm (break) ILit Cls | HighSchool ComputerRm (break) ILit Cls | 2 | 2 | 2 | HighSchool ComputerRm (break) ILit2 Cls | HighSchool ComputerRm (break) ILit Cls | HighSchool ComputerRm (break) ILit Cls | 2 | 2 | 2 | 2 | 0.48 | 0.02 | 0.02 | 0.02 | 0.02 | 0.02 | 0.02 | 0.02 | 0.02 | 0.02 | 0.02 | 0.02 | 0.02 | 0.02 | 0.02 | 0.02 | 0.02 | 0.02 | 0.02 | 0.02 | 0.02 | 0.02 | 0.02 | 0.02 | 0.02 | 0.02 | 0.48 | 0.02 | 0.02 | 0.02 | 0.02 | 0.02 | 0.02 | 0.02 | 0.02 | 0.02 | 0.02 | 0.02 | 0.02 | 0.02 | 0.02 | 0.02 | 0.02 | 0.02 | 0.02 | 0.02 | 0.02 | 0.02 | 0.02 | 0.02 | 0.02 | 0.02 | 0 | 0 | 0 | 0 | 0 | 0 | 0 | 0 | 0 | 0 | 0 | 0 | 0 | 0 | 0 | 0 | 0 | 0 | 0 | 0 | 0 | 0 | 0 | 0 | 0 | 0 | 0 | 0 | 0 | 0 | 0 | 0 | 0 | 0 | 0 | 0 | 0 | 0 | 0 | 0 | 0 | 0 | 0 | 0 | 0 | 0 | 0 | 0 | 20 | 0.4 | 0.36 | 0.13 | 0.11 | 0.52632 | 0.002388 | 6.8799e-05 | 6.8799e-05 | 6.8799e-05 | 6.8799e-05 | 5.1599e-05 | 5.1599e-05 | 5.1599e-05 | Education - Secondary School (break) | 0.0025468 | 0.0025468 | 0.0025307 | 0.0025692 | 0.0025682 | 0.0025679 | 0.0025679 | Education - Secondary School - Computer Room (Instructional/PC Lab) - (break) - all | 16 | 7 | 18 | 0 | 30.24 | 0 | 30.24 | 0 | 0 | 0 | 0.48 | 0 | 0 | 0 | 0 | 0 | 0 | 0 | 0 | 0 | 0 | 0 | 0 | 0 | 0 | 0 | 0 | 0 | 0 | 0 | 0 | 0 | 0 | 0 | 0 | 0 | 0 |  | 0 | 30.24 | 0 | 30.24 | 0 | 0 | 0 | 0.48 | 0 | 0 | 0 | 0 | 0 | 0 | 0 | 0 | 0 | 0 | 0 | 0 | 0 | 0 | 0 | 0 | 0 | 0 | 0 | 0 | 0 | 0 | 0 | 0 | 0 | 0
417 | 4 | 17 | 5 | 1 |  |  |  |  | Education - Secondary School | Dining Area | Education - Secondary School - Dining Area |  | Education - Secondary School | Education - Secondary School - Dining Area | HighSchool Cafeteria (in session) | Sat | Open | 36 | 36 | 0.15008 | 1.3131 | 1.3131 | 1.138 | 1.138 | 1.138 | 1.138 | 1.138 | 0 | 0 | 0 | 0 | 0 | 0 | 0 | 47.5336 | 47.5336 | 41.1958 | 41.1958 | 41.1958 | 41.1958 | 41.1958 | 0 | 0 | 0 | 0 | 0 | 0 | 0 | 0 | 0 | 0 | 0 | 0 | 0 | 0 | 0 | 0 | 0 | 0 | 0 | 0 | 0 | 0 | 0 | 0 | 0 | 0 | 0 | 0 | 0 | 0 | 0 | 0 | 0 | 0 | 0 | 0.12491 | 0.12491 | 0.10825 | 0.10825 | 0.10825 | 0.10825 | 0.10825 | 0 | 0 | 0 | 0 | 0 | 0 | 0 | 3.9884 | 3.9884 | 3.4566 | 3.4566 | 3.4566 | 3.4566 | 3.4566 | 0 | 0 | 0 | 0 | 0 | 0 | 0 | 0 | 0 | 0 | 0 | 0 | 0 | 0 | 0 | 0 | 0 | 0 | 0 | 0 | 0 | 0 | 0 | 0 | 0 | 0 | 0 | 0 | 0 | 0 | 0 | 0 | 0 | 0 | 0 | HighSchool Cafeteria (in session) ILit Sat | HighSchool Cafeteria (in session) ILit all | 3051 | 5 | 60 | HighSchool Cafeteria (in session) ILit2 Sat | HighSchool Cafeteria (in session) ILit Sat | HighSchool Cafeteria (in session) ILit all | 3051 | 6.5 | 50 | 3051 | 6.7 | 0.6 | 0.05 | 0.05 | 0.05 | 0.05 | 0.05 | 0.05 | 0.05 | 0.05 | 0.6 | 0.6 | 0.6 | 0.6 | 0.6 | 0.6 | 0.6 | 0.6 | 0.6 | 0.6 | 0.05 | 0.05 | 0.05 | 0.05 | 0.05 | 0.05 | 5.91 | 0.5 | 0.065 | 0.065 | 0.065 | 0.065 | 0.065 | 0.065 | 0.065 | 0.065 | 0.5 | 0.5 | 0.5 | 0.5 | 0.5 | 0.5 | 0.5 | 0.5 | 0.5 | 0.5 | 0.065 | 0.065 | 0.065 | 0.065 | 0.065 | 0.065 | 0 | 0 | 0 | 0 | 0 | 0 | 0 | 0 | 1 | 1 | 1 | 1 | 1 | 1 | 1 | 1 | 1 | 1 | 0 | 0 | 0 | 0 | 0 | 0 | 0 | 0 | 0 | 0 | 0 | 0 | 0 | 0 | 1 | 1 | 1 | 1 | 1 | 1 | 1 | 1 | 1 | 1 | 0 | 0 | 0 | 0 | 0 | 0 | 16 | 0.66337 | 0.20792 | 0.079208 | 0.049505 | 0.76136 | 0 | 0 | 0 | 0 | 0 | 0 | 0 | 0 |  | 0.090654 | 0.090654 | 0.088888 | 0.090295 | 0.090902 | 0.090724 | 0.090724 | Education - Secondary School - Dining Area - Sat | 10 | 7 | 16 | 154.8 | 86.4 | 0 | 0 | 154.8 | 86.4 | 0 | 0 | 4.3 | 2.4 | 0 | 0 | 0 | 0 | 0 | 0 | 0.05 | 0.05 | 0.6 | 0.6 | 0.6 | 0.6 | 0.6 | 0.6 | 0.6 | 0 | 0 | 0 | 0 | 0 | 0 | 0 | 0 | 0 |  | 130.68 | 82.08 | 0 | 0 | 130.68 | 82.08 | 0 | 0 | 3.63 | 2.28 | 0 | 0 | 0 | 0 | 0 | 0 | 0.065 | 0.065 | 0.5 | 0.5 | 0.5 | 0.5 | 0.5 | 0.5 | 0.5 | 0 | 0 | 0 | 0 | 0 | 0 | 0 | 0 | 0
418 | 4 | 18 | 6 | 2 |  |  |  |  | Education - Secondary School | Dining Area | Education - Secondary School - Dining Area |  | Education - Secondary School | Education - Secondary School - Dining Area | HighSchool Cafeteria (in session) | Sun | Closed | 36 | 36 | 0.15008 | 1.3131 | 1.3131 | 1.138 | 1.138 | 1.138 | 1.138 | 1.138 | 0 | 0 | 0 | 0 | 0 | 0 | 0 | 8.5135 | 8.5135 | 7.3784 | 7.3784 | 7.3784 | 7.3784 | 7.3784 | 0 | 0 | 0 | 0 | 0 | 0 | 0 | 0 | 0 | 0 | 0 | 0 | 0 | 0 | 0 | 0 | 0 | 0 | 0 | 0 | 0 | 0 | 0 | 0 | 0 | 0 | 0 | 0 | 0 | 0 | 0 | 0 | 0 | 0 | 0 | 0.12491 | 0.12491 | 0.10825 | 0.10825 | 0.10825 | 0.10825 | 0.10825 | 0 | 0 | 0 | 0 | 0 | 0 | 0 | 0.80982 | 0.80982 | 0.70184 | 0.70184 | 0.70184 | 0.70184 | 0.70184 | 0 | 0 | 0 | 0 | 0 | 0 | 0 | 0 | 0 | 0 | 0 | 0 | 0 | 0 | 0 | 0 | 0 | 0 | 0 | 0 | 0 | 0 | 0 | 0 | 0 | 0 | 0 | 0 | 0 | 0 | 0 | 0 | 0 | 0 | 0 | HighSchool Cafeteria (in session) ILit Cls | HighSchool Cafeteria (in session) ILit Cls | 2 | 5 | 5 | HighSchool Cafeteria (in session) ILit2 Cls | HighSchool Cafeteria (in session) ILit Cls | HighSchool Cafeteria (in session) ILit Cls | 2 | 5 | 5 | 2 | 1.2 | 0.05 | 0.05 | 0.05 | 0.05 | 0.05 | 0.05 | 0.05 | 0.05 | 0.05 | 0.05 | 0.05 | 0.05 | 0.05 | 0.05 | 0.05 | 0.05 | 0.05 | 0.05 | 0.05 | 0.05 | 0.05 | 0.05 | 0.05 | 0.05 | 0.05 | 1.2 | 0.05 | 0.05 | 0.05 | 0.05 | 0.05 | 0.05 | 0.05 | 0.05 | 0.05 | 0.05 | 0.05 | 0.05 | 0.05 | 0.05 | 0.05 | 0.05 | 0.05 | 0.05 | 0.05 | 0.05 | 0.05 | 0.05 | 0.05 | 0.05 | 0.05 | 0 | 0 | 0 | 0 | 0 | 0 | 0 | 0 | 0 | 0 | 0 | 0 | 0 | 0 | 0 | 0 | 0 | 0 | 0 | 0 | 0 | 0 | 0 | 0 | 0 | 0 | 0 | 0 | 0 | 0 | 0 | 0 | 0 | 0 | 0 | 0 | 0 | 0 | 0 | 0 | 0 | 0 | 0 | 0 | 0 | 0 | 0 | 0 | 16 | 0.66337 | 0.20792 | 0.079208 | 0.049505 | 0.76136 | 0 | 0 | 0 | 0 | 0 | 0 | 0 | 0 |  | 0.090654 | 0.090654 | 0.088888 | 0.090295 | 0.090902 | 0.090724 | 0.090724 | Education - Secondary School - Dining Area - Sun | 12 | 7 | 16 | 0 | 43.2 | 0 | 0 | 0 | 43.2 | 0 | 0 | 0 | 1.2 | 0 | 0 | 0 | 0 | 0 | 0 | 0 | 0 | 0 | 0 | 0 | 0 | 0 | 0 | 0 | 0 | 0 | 0 | 0 | 0 | 0 | 0 | 0 | 0 |  | 0 | 43.2 | 0 | 0 | 0 | 43.2 | 0 | 0 | 0 | 1.2 | 0 | 0 | 0 | 0 | 0 | 0 | 0 | 0 | 0 | 0 | 0 | 0 | 0 | 0 | 0 | 0 | 0 | 0 | 0 | 0 | 0 | 0 | 0 | 0
419 | 4 | 19 | 7 | 3 |  |  |  |  | Education - Secondary School | Dining Area | Education - Secondary School - Dining Area |  | Education - Secondary School | Education - Secondary School - Dining Area | HighSchool Cafeteria (in session) | Hol | Closed | 7 | 7 | 0.15008 | 1.3131 | 1.3131 | 1.138 | 1.138 | 1.138 | 1.138 | 1.138 | 0 | 0 | 0 | 0 | 0 | 0 | 0 | 1.6554 | 1.6554 | 1.4347 | 1.4347 | 1.4347 | 1.4347 | 1.4347 | 0 | 0 | 0 | 0 | 0 | 0 | 0 | 0 | 0 | 0 | 0 | 0 | 0 | 0 | 0 | 0 | 0 | 0 | 0 | 0 | 0 | 0 | 0 | 0 | 0 | 0 | 0 | 0 | 0 | 0 | 0 | 0 | 0 | 0 | 0 | 0.12491 | 0.12491 | 0.10825 | 0.10825 | 0.10825 | 0.10825 | 0.10825 | 0 | 0 | 0 | 0 | 0 | 0 | 0 | 0.15747 | 0.15747 | 0.13647 | 0.13647 | 0.13647 | 0.13647 | 0.13647 | 0 | 0 | 0 | 0 | 0 | 0 | 0 | 0 | 0 | 0 | 0 | 0 | 0 | 0 | 0 | 0 | 0 | 0 | 0 | 0 | 0 | 0 | 0 | 0 | 0 | 0 | 0 | 0 | 0 | 0 | 0 | 0 | 0 | 0 | 0 | HighSchool Cafeteria (in session) ILit Cls | HighSchool Cafeteria (in session) ILit Cls | 2 | 5 | 5 | HighSchool Cafeteria (in session) ILit2 Cls | HighSchool Cafeteria (in session) ILit Cls | HighSchool Cafeteria (in session) ILit Cls | 2 | 5 | 5 | 2 | 1.2 | 0.05 | 0.05 | 0.05 | 0.05 | 0.05 | 0.05 | 0.05 | 0.05 | 0.05 | 0.05 | 0.05 | 0.05 | 0.05 | 0.05 | 0.05 | 0.05 | 0.05 | 0.05 | 0.05 | 0.05 | 0.05 | 0.05 | 0.05 | 0.05 | 0.05 | 1.2 | 0.05 | 0.05 | 0.05 | 0.05 | 0.05 | 0.05 | 0.05 | 0.05 | 0.05 | 0.05 | 0.05 | 0.05 | 0.05 | 0.05 | 0.05 | 0.05 | 0.05 | 0.05 | 0.05 | 0.05 | 0.05 | 0.05 | 0.05 | 0.05 | 0.05 | 0 | 0 | 0 | 0 | 0 | 0 | 0 | 0 | 0 | 0 | 0 | 0 | 0 | 0 | 0 | 0 | 0 | 0 | 0 | 0 | 0 | 0 | 0 | 0 | 0 | 0 | 0 | 0 | 0 | 0 | 0 | 0 | 0 | 0 | 0 | 0 | 0 | 0 | 0 | 0 | 0 | 0 | 0 | 0 | 0 | 0 | 0 | 0 | 16 | 0.66337 | 0.20792 | 0.079208 | 0.049505 | 0.76136 | 0 | 0 | 0 | 0 | 0 | 0 | 0 | 0 |  | 0.090654 | 0.090654 | 0.088888 | 0.090295 | 0.090902 | 0.090724 | 0.090724 | Education - Secondary School - Dining Area - Hol | 14 | 7 | 16 | 0 | 8.4 | 0 | 0 | 0 | 8.4 | 0 | 0 | 0 | 1.2 | 0 | 0 | 0 | 0 | 0 | 0 | 0 | 0 | 0 | 0 | 0 | 0 | 0 | 0 | 0 | 0 | 0 | 0 | 0 | 0 | 0 | 0 | 0 | 0 |  | 0 | 8.4 | 0 | 0 | 0 | 8.4 | 0 | 0 | 0 | 1.2 | 0 | 0 | 0 | 0 | 0 | 0 | 0 | 0 | 0 | 0 | 0 | 0 | 0 | 0 | 0 | 0 | 0 | 0 | 0 | 0 | 0 | 0 | 0 | 0
420 | 4 | 20 | 8 | 4 |  | Education - Secondary School |  | Education - Secondary School - Dining Area | Education - Secondary School | Dining Area | Education - Secondary School - Dining Area |  | Education - Secondary School | Education - Secondary School - Dining Area | HighSchool Cafeteria (in session) | all | Open | 188 | 188 | 0.15008 | 1.3131 | 1.3131 | 1.138 | 1.138 | 1.138 | 1.138 | 1.138 | 0 | 0 | 0 | 0 | 0 | 0 | 0 | 396.429 | 396.429 | 343.5718 | 343.5718 | 343.5718 | 343.5718 | 343.5718 | 0.19707 | 0.19707 | 0.1708 | 0.1708 | 0.1708 | 0.1708 | 0.1708 | 0 | 0 | 0 | 0 | 0 | 0 | 0 | 0 | 0 | 0 | 0 | 0 | 0 | 0 | 1 | 1 | 1 | 1 | 1 | 1 | 1 | 0.71094 | 0.71094 | 0.70275 | 0.70328 | 0.70776 | 0.70652 | 0.70652 | 0.12491 | 0.12491 | 0.10825 | 0.10825 | 0.10825 | 0.10825 | 0.10825 | 0 | 0 | 0 | 0 | 0 | 0 | 0 | 38.4492 | 38.4492 | 33.3227 | 33.3227 | 33.3227 | 33.3227 | 33.3227 | 0.018746 | 0.018746 | 0.016246 | 0.016246 | 0.016246 | 0.016246 | 0.016246 | 0 | 0 | 0 | 0 | 0 | 0 | 0 | 0 | 0 | 0 | 0 | 0 | 0 | 0 | 1 | 1 | 1 | 1 | 1 | 1 | 1 | 0.71695 | 0.71695 | 0.70895 | 0.70975 | 0.71374 | 0.71252 | 0.71252 | HighSchool Cafeteria (in session) ILit all | HighSchool Cafeteria (in session) ILit all | 3050 | 5 | 100 | HighSchool Cafeteria (in session) ILit2 all | HighSchool Cafeteria (in session) ILit all | HighSchool Cafeteria (in session) ILit all | 3050 | 6.5 | 100 | 3050 | 10.7 | 1 | 0.05 | 0.05 | 0.05 | 0.05 | 0.05 | 0.05 | 0.05 | 0.05 | 1 | 1 | 1 | 1 | 1 | 1 | 1 | 1 | 1 | 1 | 0.05 | 0.05 | 0.05 | 0.05 | 0.05 | 0.05 | 10.91 | 1 | 0.065 | 0.065 | 0.065 | 0.065 | 0.065 | 0.065 | 0.065 | 0.065 | 1 | 1 | 1 | 1 | 1 | 1 | 1 | 1 | 1 | 1 | 0.065 | 0.065 | 0.065 | 0.065 | 0.065 | 0.065 | 0 | 0 | 0 | 0 | 0 | 0 | 0 | 0 | 1 | 1 | 1 | 1 | 1 | 1 | 1 | 1 | 1 | 1 | 0 | 0 | 0 | 0 | 0 | 0 | 0 | 0 | 0 | 0 | 0 | 0 | 0 | 0 | 1 | 1 | 1 | 1 | 1 | 1 | 1 | 1 | 1 | 1 | 0 | 0 | 0 | 0 | 0 | 0 | 16 | 0.66337 | 0.20792 | 0.079208 | 0.049505 | 0.76136 | 0.14588 | 0.02875 | 0.02875 | 0.024916 | 0.024916 | 0.024916 | 0.024916 | 0.024916 | Education - Secondary School | 0.090654 | 0.090654 | 0.088888 | 0.090295 | 0.090902 | 0.090724 | 0.090724 | Education - Secondary School - Dining Area - all | 16 | 7 | 18 | 1710.8 | 300.8 | 1710.8 | 300.8 | 0 | 0 | 9.1 | 1.6 | 0 | 0 | 0 | 0 | 0 | 0 | 0 | 0 | 0.05 | 0.05 | 1 | 1 | 1 | 1 | 1 | 1 | 1 | 1 | 1 | 0 | 0 | 0 | 0 | 0 | 0 | 0 |  | 1716.44 | 334.64 | 1716.44 | 334.64 | 0 | 0 | 9.13 | 1.78 | 0 | 0 | 0 | 0 | 0 | 0 | 0 | 0 | 0.065 | 0.065 | 1 | 1 | 1 | 1 | 1 | 1 | 1 | 1 | 1 | 0 | 0 | 0 | 0 | 0 | 0 | 0
421 | 4 | 21 | 5 | 5 |  |  |  |  | Education - Secondary School | Dining Area | Education - Secondary School - Dining Area | (break) | Education - Secondary School (break) | Education - Secondary School - Dining Area (break) | HighSchool Cafeteria (break) | Sat | Closed | 16 | 16 | 0.15008 | 1.3131 | 1.3131 | 1.138 | 1.138 | 1.138 | 1.138 | 1.138 | 0 | 0 | 0 | 0 | 0 | 0 | 0 | 1.5135 | 1.5135 | 1.3117 | 1.3117 | 1.3117 | 1.3117 | 1.3117 | 0 | 0 | 0 | 0 | 0 | 0 | 0 | 0 | 0 | 0 | 0 | 0 | 0 | 0 | 0 | 0 | 0 | 0 | 0 | 0 | 0 | 0 | 0 | 0 | 0 | 0 | 0 | 0 | 0 | 0 | 0 | 0 | 0 | 0 | 0 | 0.12491 | 0.12491 | 0.10825 | 0.10825 | 0.10825 | 0.10825 | 0.10825 | 0 | 0 | 0 | 0 | 0 | 0 | 0 | 0.14397 | 0.14397 | 0.12477 | 0.12477 | 0.12477 | 0.12477 | 0.12477 | 0 | 0 | 0 | 0 | 0 | 0 | 0 | 0 | 0 | 0 | 0 | 0 | 0 | 0 | 0 | 0 | 0 | 0 | 0 | 0 | 0 | 0 | 0 | 0 | 0 | 0 | 0 | 0 | 0 | 0 | 0 | 0 | 0 | 0 | 0 | HighSchool Cafeteria (break) ILit Cls | HighSchool Cafeteria (break) ILit Cls | 2 | 2 | 2 | HighSchool Cafeteria (break) ILit2 Cls | HighSchool Cafeteria (break) ILit Cls | HighSchool Cafeteria (break) ILit Cls | 2 | 2 | 2 | 2 | 0.48 | 0.02 | 0.02 | 0.02 | 0.02 | 0.02 | 0.02 | 0.02 | 0.02 | 0.02 | 0.02 | 0.02 | 0.02 | 0.02 | 0.02 | 0.02 | 0.02 | 0.02 | 0.02 | 0.02 | 0.02 | 0.02 | 0.02 | 0.02 | 0.02 | 0.02 | 0.48 | 0.02 | 0.02 | 0.02 | 0.02 | 0.02 | 0.02 | 0.02 | 0.02 | 0.02 | 0.02 | 0.02 | 0.02 | 0.02 | 0.02 | 0.02 | 0.02 | 0.02 | 0.02 | 0.02 | 0.02 | 0.02 | 0.02 | 0.02 | 0.02 | 0.02 | 0 | 0 | 0 | 0 | 0 | 0 | 0 | 0 | 0 | 0 | 0 | 0 | 0 | 0 | 0 | 0 | 0 | 0 | 0 | 0 | 0 | 0 | 0 | 0 | 0 | 0 | 0 | 0 | 0 | 0 | 0 | 0 | 0 | 0 | 0 | 0 | 0 | 0 | 0 | 0 | 0 | 0 | 0 | 0 | 0 | 0 | 0 | 0 | 16 | 0.66337 | 0.20792 | 0.079208 | 0.049505 | 0.76136 | 0 | 0 | 0 | 0 | 0 | 0 | 0 | 0 |  | 0.0025468 | 0.0025468 | 0.0025307 | 0.0025692 | 0.0025682 | 0.0025679 | 0.0025679 | Education - Secondary School - Dining Area - (break) - Sat | 10 | 7 | 16 | 0 | 7.68 | 0 | 0 | 0 | 7.68 | 0 | 0 | 0 | 0.48 | 0 | 0 | 0 | 0 | 0 | 0 | 0 | 0 | 0 | 0 | 0 | 0 | 0 | 0 | 0 | 0 | 0 | 0 | 0 | 0 | 0 | 0 | 0 | 0 |  | 0 | 7.68 | 0 | 0 | 0 | 7.68 | 0 | 0 | 0 | 0.48 | 0 | 0 | 0 | 0 | 0 | 0 | 0 | 0 | 0 | 0 | 0 | 0 | 0 | 0 | 0 | 0 | 0 | 0 | 0 | 0 | 0 | 0 | 0 | 0
422 | 4 | 22 | 6 | 6 |  |  |  |  | Education - Secondary School | Dining Area | Education - Secondary School - Dining Area | (break) | Education - Secondary School (break) | Education - Secondary School - Dining Area (break) | HighSchool Cafeteria (break) | Sun | Closed | 16 | 16 | 0.15008 | 1.3131 | 1.3131 | 1.138 | 1.138 | 1.138 | 1.138 | 1.138 | 0 | 0 | 0 | 0 | 0 | 0 | 0 | 1.5135 | 1.5135 | 1.3117 | 1.3117 | 1.3117 | 1.3117 | 1.3117 | 0 | 0 | 0 | 0 | 0 | 0 | 0 | 0 | 0 | 0 | 0 | 0 | 0 | 0 | 0 | 0 | 0 | 0 | 0 | 0 | 0 | 0 | 0 | 0 | 0 | 0 | 0 | 0 | 0 | 0 | 0 | 0 | 0 | 0 | 0 | 0.12491 | 0.12491 | 0.10825 | 0.10825 | 0.10825 | 0.10825 | 0.10825 | 0 | 0 | 0 | 0 | 0 | 0 | 0 | 0.14397 | 0.14397 | 0.12477 | 0.12477 | 0.12477 | 0.12477 | 0.12477 | 0 | 0 | 0 | 0 | 0 | 0 | 0 | 0 | 0 | 0 | 0 | 0 | 0 | 0 | 0 | 0 | 0 | 0 | 0 | 0 | 0 | 0 | 0 | 0 | 0 | 0 | 0 | 0 | 0 | 0 | 0 | 0 | 0 | 0 | 0 | HighSchool Cafeteria (break) ILit Cls | HighSchool Cafeteria (break) ILit Cls | 2 | 2 | 2 | HighSchool Cafeteria (break) ILit2 Cls | HighSchool Cafeteria (break) ILit Cls | HighSchool Cafeteria (break) ILit Cls | 2 | 2 | 2 | 2 | 0.48 | 0.02 | 0.02 | 0.02 | 0.02 | 0.02 | 0.02 | 0.02 | 0.02 | 0.02 | 0.02 | 0.02 | 0.02 | 0.02 | 0.02 | 0.02 | 0.02 | 0.02 | 0.02 | 0.02 | 0.02 | 0.02 | 0.02 | 0.02 | 0.02 | 0.02 | 0.48 | 0.02 | 0.02 | 0.02 | 0.02 | 0.02 | 0.02 | 0.02 | 0.02 | 0.02 | 0.02 | 0.02 | 0.02 | 0.02 | 0.02 | 0.02 | 0.02 | 0.02 | 0.02 | 0.02 | 0.02 | 0.02 | 0.02 | 0.02 | 0.02 | 0.02 | 0 | 0 | 0 | 0 | 0 | 0 | 0 | 0 | 0 | 0 | 0 | 0 | 0 | 0 | 0 | 0 | 0 | 0 | 0 | 0 | 0 | 0 | 0 | 0 | 0 | 0 | 0 | 0 | 0 | 0 | 0 | 0 | 0 | 0 | 0 | 0 | 0 | 0 | 0 | 0 | 0 | 0 | 0 | 0 | 0 | 0 | 0 | 0 | 16 | 0.66337 | 0.20792 | 0.079208 | 0.049505 | 0.76136 | 0 | 0 | 0 | 0 | 0 | 0 | 0 | 0 |  | 0.0025468 | 0.0025468 | 0.0025307 | 0.0025692 | 0.0025682 | 0.0025679 | 0.0025679 | Education - Secondary School - Dining Area - (break) - Sun | 12 | 7 | 16 | 0 | 7.68 | 0 | 0 | 0 | 7.68 | 0 | 0 | 0 | 0.48 | 0 | 0 | 0 | 0 | 0 | 0 | 0 | 0 | 0 | 0 | 0 | 0 | 0 | 0 | 0 | 0 | 0 | 0 | 0 | 0 | 0 | 0 | 0 | 0 |  | 0 | 7.68 | 0 | 0 | 0 | 7.68 | 0 | 0 | 0 | 0.48 | 0 | 0 | 0 | 0 | 0 | 0 | 0 | 0 | 0 | 0 | 0 | 0 | 0 | 0 | 0 | 0 | 0 | 0 | 0 | 0 | 0 | 0 | 0 | 0
423 | 4 | 23 | 7 | 7 |  |  |  |  | Education - Secondary School | Dining Area | Education - Secondary School - Dining Area | (break) | Education - Secondary School (break) | Education - Secondary School - Dining Area (break) | HighSchool Cafeteria (break) | Hol | Closed | 3 | 3 | 0.15008 | 1.3131 | 1.3131 | 1.138 | 1.138 | 1.138 | 1.138 | 1.138 | 0 | 0 | 0 | 0 | 0 | 0 | 0 | 0.28378 | 0.28378 | 0.24595 | 0.24595 | 0.24595 | 0.24595 | 0.24595 | 0 | 0 | 0 | 0 | 0 | 0 | 0 | 0 | 0 | 0 | 0 | 0 | 0 | 0 | 0 | 0 | 0 | 0 | 0 | 0 | 0 | 0 | 0 | 0 | 0 | 0 | 0 | 0 | 0 | 0 | 0 | 0 | 0 | 0 | 0 | 0.12491 | 0.12491 | 0.10825 | 0.10825 | 0.10825 | 0.10825 | 0.10825 | 0 | 0 | 0 | 0 | 0 | 0 | 0 | 0.026994 | 0.026994 | 0.023395 | 0.023395 | 0.023395 | 0.023395 | 0.023395 | 0 | 0 | 0 | 0 | 0 | 0 | 0 | 0 | 0 | 0 | 0 | 0 | 0 | 0 | 0 | 0 | 0 | 0 | 0 | 0 | 0 | 0 | 0 | 0 | 0 | 0 | 0 | 0 | 0 | 0 | 0 | 0 | 0 | 0 | 0 | HighSchool Cafeteria (break) ILit Cls | HighSchool Cafeteria (break) ILit Cls | 2 | 2 | 2 | HighSchool Cafeteria (break) ILit2 Cls | HighSchool Cafeteria (break) ILit Cls | HighSchool Cafeteria (break) ILit Cls | 2 | 2 | 2 | 2 | 0.48 | 0.02 | 0.02 | 0.02 | 0.02 | 0.02 | 0.02 | 0.02 | 0.02 | 0.02 | 0.02 | 0.02 | 0.02 | 0.02 | 0.02 | 0.02 | 0.02 | 0.02 | 0.02 | 0.02 | 0.02 | 0.02 | 0.02 | 0.02 | 0.02 | 0.02 | 0.48 | 0.02 | 0.02 | 0.02 | 0.02 | 0.02 | 0.02 | 0.02 | 0.02 | 0.02 | 0.02 | 0.02 | 0.02 | 0.02 | 0.02 | 0.02 | 0.02 | 0.02 | 0.02 | 0.02 | 0.02 | 0.02 | 0.02 | 0.02 | 0.02 | 0.02 | 0 | 0 | 0 | 0 | 0 | 0 | 0 | 0 | 0 | 0 | 0 | 0 | 0 | 0 | 0 | 0 | 0 | 0 | 0 | 0 | 0 | 0 | 0 | 0 | 0 | 0 | 0 | 0 | 0 | 0 | 0 | 0 | 0 | 0 | 0 | 0 | 0 | 0 | 0 | 0 | 0 | 0 | 0 | 0 | 0 | 0 | 0 | 0 | 16 | 0.66337 | 0.20792 | 0.079208 | 0.049505 | 0.76136 | 0 | 0 | 0 | 0 | 0 | 0 | 0 | 0 |  | 0.0025468 | 0.0025468 | 0.0025307 | 0.0025692 | 0.0025682 | 0.0025679 | 0.0025679 | Education - Secondary School - Dining Area - (break) - Hol | 14 | 7 | 16 | 0 | 1.44 | 0 | 0 | 0 | 1.44 | 0 | 0 | 0 | 0.48 | 0 | 0 | 0 | 0 | 0 | 0 | 0 | 0 | 0 | 0 | 0 | 0 | 0 | 0 | 0 | 0 | 0 | 0 | 0 | 0 | 0 | 0 | 0 | 0 |  | 0 | 1.44 | 0 | 0 | 0 | 1.44 | 0 | 0 | 0 | 0.48 | 0 | 0 | 0 | 0 | 0 | 0 | 0 | 0 | 0 | 0 | 0 | 0 | 0 | 0 | 0 | 0 | 0 | 0 | 0 | 0 | 0 | 0 | 0 | 0
424 | 4 | 24 | 8 | 8 |  | Education - Secondary School (break) | Education - Secondary School - Dining Area | Education - Secondary School - Dining Area (break) | Education - Secondary School | Dining Area | Education - Secondary School - Dining Area | (break) | Education - Secondary School (break) | Education - Secondary School - Dining Area (break) | HighSchool Cafeteria (break) | all | Closed | 63 | 63 | 0.15008 | 1.3131 | 1.3131 | 1.138 | 1.138 | 1.138 | 1.138 | 1.138 | 0.19707 | 0.19707 | 0.1708 | 0.1708 | 0.1708 | 0.1708 | 0.1708 | 5.9594 | 5.9594 | 5.1648 | 5.1648 | 5.1648 | 5.1648 | 5.1648 | 0.0039414 | 0.0039414 | 0.0034159 | 0.0034159 | 0.0034159 | 0.0034159 | 0.0034159 | 2351.44 | 2351.44 | 2351.44 | 2351.44 | 2351.44 | 2351.44 | 2351.44 | 0 | 0 | 0 | 0 | 0 | 0 | 0 | 0.02 | 0.02 | 0.02 | 0.02 | 0.02 | 0.02 | 0.02 | 0.02 | 0.02 | 0.02 | 0.02 | 0.02 | 0.02 | 0.02 | 0.12491 | 0.12491 | 0.10825 | 0.10825 | 0.10825 | 0.10825 | 0.10825 | 0.018746 | 0.018746 | 0.016246 | 0.016246 | 0.016246 | 0.016246 | 0.016246 | 0.56687 | 0.56687 | 0.49129 | 0.49129 | 0.49129 | 0.49129 | 0.49129 | 0.00037492 | 0.00037492 | 0.00032493 | 0.00032493 | 0.00032493 | 0.00032493 | 0.00032493 | 2362.48 | 2362.48 | 2362.48 | 2362.48 | 2362.48 | 2362.48 | 2362.48 | 0 | 0 | 0 | 0 | 0 | 0 | 0 | 0.02 | 0.02 | 0.02 | 0.02 | 0.02 | 0.02 | 0.02 | 0.02 | 0.02 | 0.02 | 0.02 | 0.02 | 0.02 | 0.02 | HighSchool Cafeteria (break) ILit Cls | HighSchool Cafeteria (break) ILit Cls | 2 | 2 | 2 | HighSchool Cafeteria (break) ILit2 Cls | HighSchool Cafeteria (break) ILit Cls | HighSchool Cafeteria (break) ILit Cls | 2 | 2 | 2 | 2 | 0.48 | 0.02 | 0.02 | 0.02 | 0.02 | 0.02 | 0.02 | 0.02 | 0.02 | 0.02 | 0.02 | 0.02 | 0.02 | 0.02 | 0.02 | 0.02 | 0.02 | 0.02 | 0.02 | 0.02 | 0.02 | 0.02 | 0.02 | 0.02 | 0.02 | 0.02 | 0.48 | 0.02 | 0.02 | 0.02 | 0.02 | 0.02 | 0.02 | 0.02 | 0.02 | 0.02 | 0.02 | 0.02 | 0.02 | 0.02 | 0.02 | 0.02 | 0.02 | 0.02 | 0.02 | 0.02 | 0.02 | 0.02 | 0.02 | 0.02 | 0.02 | 0.02 | 0 | 0 | 0 | 0 | 0 | 0 | 0 | 0 | 0 | 0 | 0 | 0 | 0 | 0 | 0 | 0 | 0 | 0 | 0 | 0 | 0 | 0 | 0 | 0 | 0 | 0 | 0 | 0 | 0 | 0 | 0 | 0 | 0 | 0 | 0 | 0 | 0 | 0 | 0 | 0 | 0 | 0 | 0 | 0 | 0 | 0 | 0 | 0 | 16 | 0.66337 | 0.20792 | 0.079208 | 0.049505 | 0.76136 | 0.0029177 | 0.00057499 | 0.00057499 | 0.00049833 | 0.00049833 | 0.00049833 | 0.00049833 | 0.00049833 | Education - Secondary School (break) | 0.0025468 | 0.0025468 | 0.0025307 | 0.0025692 | 0.0025682 | 0.0025679 | 0.0025679 | Education - Secondary School - Dining Area - (break) - all | 16 | 7 | 18 | 0 | 30.24 | 0 | 30.24 | 0 | 0 | 0 | 0.48 | 0 | 0 | 0 | 0 | 0 | 0 | 0 | 0 | 0 | 0 | 0 | 0 | 0 | 0 | 0 | 0 | 0 | 0 | 0 | 0 | 0 | 0 | 0 | 0 | 0 | 0 |  | 0 | 30.24 | 0 | 30.24 | 0 | 0 | 0 | 0.48 | 0 | 0 | 0 | 0 | 0 | 0 | 0 | 0 | 0 | 0 | 0 | 0 | 0 | 0 | 0 | 0 | 0 | 0 | 0 | 0 | 0 | 0 | 0 | 0 | 0 | 0
425 | 4 | 25 | 5 | 1 |  |  |  |  | Education - Secondary School | Exercising Centers and Gymnasium | Education - Secondary School - Exercising Centers and Gymnasium |  | Education - Secondary School | Education - Secondary School - Exercising Centers and Gymnasium | HighSchool Gym (in session) | Sat | Open | 36 | 36 | 0.15014 | 1.0505 | 1.0505 | 0.87542 | 0.87542 | 0.87542 | 0.87542 | 0.87542 | 0 | 0 | 0 | 0 | 0 | 0 | 0 | 29.8099 | 29.8099 | 24.8416 | 24.8416 | 24.8416 | 24.8416 | 24.8416 | 0 | 0 | 0 | 0 | 0 | 0 | 0 | 0 | 0 | 0 | 0 | 0 | 0 | 0 | 0 | 0 | 0 | 0 | 0 | 0 | 0 | 0 | 0 | 0 | 0 | 0 | 0 | 0 | 0 | 0 | 0 | 0 | 0 | 0 | 0 | 0.099926 | 0.099926 | 0.083272 | 0.083272 | 0.083272 | 0.083272 | 0.083272 | 0 | 0 | 0 | 0 | 0 | 0 | 0 | 2.9704 | 2.9704 | 2.4753 | 2.4753 | 2.4753 | 2.4753 | 2.4753 | 0 | 0 | 0 | 0 | 0 | 0 | 0 | 0 | 0 | 0 | 0 | 0 | 0 | 0 | 0 | 0 | 0 | 0 | 0 | 0 | 0 | 0 | 0 | 0 | 0 | 0 | 0 | 0 | 0 | 0 | 0 | 0 | 0 | 0 | 0 | HighSchool Gym (in session) ILit Sat | HighSchool Gym (in session) ILit all | 3043 | 5 | 60 | HighSchool Gym (in session) ILit2 Sat | HighSchool Gym (in session) ILit Sat | HighSchool Gym (in session) ILit all | 3043 | 6.5 | 60 | 3043 | 5.25 | 0.4 | 0.05 | 0.05 | 0.05 | 0.05 | 0.05 | 0.05 | 0.05 | 0.05 | 0.25 | 0.6 | 0.6 | 0.6 | 0.5 | 0.4 | 0.4 | 0.4 | 0.4 | 0.4 | 0.05 | 0.05 | 0.05 | 0.05 | 0.05 | 0.05 | 5.4995 | 0.40545 | 0.065 | 0.065 | 0.065 | 0.065 | 0.065 | 0.065 | 0.065 | 0.065 | 0.25955 | 0.6 | 0.6 | 0.6 | 0.50273 | 0.40545 | 0.40545 | 0.40545 | 0.40545 | 0.40545 | 0.065 | 0.065 | 0.065 | 0.065 | 0.065 | 0.065 | 0 | 0 | 0 | 0 | 0 | 0 | 0 | 0 | 0.36364 | 1 | 1 | 1 | 0.81818 | 0.63636 | 0.63636 | 0.63636 | 0.63636 | 0.63636 | 0 | 0 | 0 | 0 | 0 | 0 | 0 | 0 | 0 | 0 | 0 | 0 | 0 | 0 | 0.36364 | 1 | 1 | 1 | 0.81818 | 0.63636 | 0.63636 | 0.63636 | 0.63636 | 0.63636 | 0 | 0 | 0 | 0 | 0 | 0 | 16 | 0.66337 | 0.20792 | 0.079208 | 0.049505 | 0.76136 | 0 | 0 | 0 | 0 | 0 | 0 | 0 | 0 |  | 0.090654 | 0.090654 | 0.088888 | 0.090295 | 0.090902 | 0.090724 | 0.090724 | Education - Secondary School - Exercising Centers and Gymnasium - Sat | 10 | 7 | 16 | 124.2 | 64.8 | 0 | 0 | 124.2 | 64.8 | 0 | 0 | 3.45 | 1.8 | 0 | 0 | 0 | 0 | 0 | 0 | 0.05 | 0.05 | 0.25 | 0.6 | 0.6 | 0.6 | 0.5 | 0.4 | 0.4 | 0 | 0 | 0 | 0 | 0 | 0 | 0 | 0 | 0 |  | 126.1145 | 71.8691 | 0 | 0 | 126.1145 | 71.8691 | 0 | 0 | 3.5032 | 1.9964 | 0 | 0 | 0 | 0 | 0 | 0 | 0.065 | 0.065 | 0.25955 | 0.6 | 0.6 | 0.6 | 0.50273 | 0.40545 | 0.40545 | 0 | 0 | 0 | 0 | 0 | 0 | 0 | 0 | 0
426 | 4 | 26 | 6 | 2 |  |  |  |  | Education - Secondary School | Exercising Centers and Gymnasium | Education - Secondary School - Exercising Centers and Gymnasium |  | Education - Secondary School | Education - Secondary School - Exercising Centers and Gymnasium | HighSchool Gym (in session) | Sun | Closed | 36 | 36 | 0.15014 | 1.0505 | 1.0505 | 0.87542 | 0.87542 | 0.87542 | 0.87542 | 0.87542 | 0 | 0 | 0 | 0 | 0 | 0 | 0 | 6.8137 | 6.8137 | 5.6781 | 5.6781 | 5.6781 | 5.6781 | 5.6781 | 0 | 0 | 0 | 0 | 0 | 0 | 0 | 0 | 0 | 0 | 0 | 0 | 0 | 0 | 0 | 0 | 0 | 0 | 0 | 0 | 0 | 0 | 0 | 0 | 0 | 0 | 0 | 0 | 0 | 0 | 0 | 0 | 0 | 0 | 0 | 0.099926 | 0.099926 | 0.083272 | 0.083272 | 0.083272 | 0.083272 | 0.083272 | 0 | 0 | 0 | 0 | 0 | 0 | 0 | 0.64813 | 0.64813 | 0.54011 | 0.54011 | 0.54011 | 0.54011 | 0.54011 | 0 | 0 | 0 | 0 | 0 | 0 | 0 | 0 | 0 | 0 | 0 | 0 | 0 | 0 | 0 | 0 | 0 | 0 | 0 | 0 | 0 | 0 | 0 | 0 | 0 | 0 | 0 | 0 | 0 | 0 | 0 | 0 | 0 | 0 | 0 | HighSchool Gym (in session) ILit Cls | HighSchool Gym (in session) ILit Cls | 2 | 5 | 5 | HighSchool Gym (in session) ILit2 Cls | HighSchool Gym (in session) ILit Cls | HighSchool Gym (in session) ILit Cls | 2 | 5 | 5 | 2 | 1.2 | 0.05 | 0.05 | 0.05 | 0.05 | 0.05 | 0.05 | 0.05 | 0.05 | 0.05 | 0.05 | 0.05 | 0.05 | 0.05 | 0.05 | 0.05 | 0.05 | 0.05 | 0.05 | 0.05 | 0.05 | 0.05 | 0.05 | 0.05 | 0.05 | 0.05 | 1.2 | 0.05 | 0.05 | 0.05 | 0.05 | 0.05 | 0.05 | 0.05 | 0.05 | 0.05 | 0.05 | 0.05 | 0.05 | 0.05 | 0.05 | 0.05 | 0.05 | 0.05 | 0.05 | 0.05 | 0.05 | 0.05 | 0.05 | 0.05 | 0.05 | 0.05 | 0 | 0 | 0 | 0 | 0 | 0 | 0 | 0 | 0 | 0 | 0 | 0 | 0 | 0 | 0 | 0 | 0 | 0 | 0 | 0 | 0 | 0 | 0 | 0 | 0 | 0 | 0 | 0 | 0 | 0 | 0 | 0 | 0 | 0 | 0 | 0 | 0 | 0 | 0 | 0 | 0 | 0 | 0 | 0 | 0 | 0 | 0 | 0 | 16 | 0.66337 | 0.20792 | 0.079208 | 0.049505 | 0.76136 | 0 | 0 | 0 | 0 | 0 | 0 | 0 | 0 |  | 0.090654 | 0.090654 | 0.088888 | 0.090295 | 0.090902 | 0.090724 | 0.090724 | Education - Secondary School - Exercising Centers and Gymnasium - Sun | 12 | 7 | 16 | 0 | 43.2 | 0 | 0 | 0 | 43.2 | 0 | 0 | 0 | 1.2 | 0 | 0 | 0 | 0 | 0 | 0 | 0 | 0 | 0 | 0 | 0 | 0 | 0 | 0 | 0 | 0 | 0 | 0 | 0 | 0 | 0 | 0 | 0 | 0 |  | 0 | 43.2 | 0 | 0 | 0 | 43.2 | 0 | 0 | 0 | 1.2 | 0 | 0 | 0 | 0 | 0 | 0 | 0 | 0 | 0 | 0 | 0 | 0 | 0 | 0 | 0 | 0 | 0 | 0 | 0 | 0 | 0 | 0 | 0 | 0
427 | 4 | 27 | 7 | 3 |  |  |  |  | Education - Secondary School | Exercising Centers and Gymnasium | Education - Secondary School - Exercising Centers and Gymnasium |  | Education - Secondary School | Education - Secondary School - Exercising Centers and Gymnasium | HighSchool Gym (in session) | Hol | Closed | 7 | 7 | 0.15014 | 1.0505 | 1.0505 | 0.87542 | 0.87542 | 0.87542 | 0.87542 | 0.87542 | 0 | 0 | 0 | 0 | 0 | 0 | 0 | 1.3249 | 1.3249 | 1.1041 | 1.1041 | 1.1041 | 1.1041 | 1.1041 | 0 | 0 | 0 | 0 | 0 | 0 | 0 | 0 | 0 | 0 | 0 | 0 | 0 | 0 | 0 | 0 | 0 | 0 | 0 | 0 | 0 | 0 | 0 | 0 | 0 | 0 | 0 | 0 | 0 | 0 | 0 | 0 | 0 | 0 | 0 | 0.099926 | 0.099926 | 0.083272 | 0.083272 | 0.083272 | 0.083272 | 0.083272 | 0 | 0 | 0 | 0 | 0 | 0 | 0 | 0.12603 | 0.12603 | 0.10502 | 0.10502 | 0.10502 | 0.10502 | 0.10502 | 0 | 0 | 0 | 0 | 0 | 0 | 0 | 0 | 0 | 0 | 0 | 0 | 0 | 0 | 0 | 0 | 0 | 0 | 0 | 0 | 0 | 0 | 0 | 0 | 0 | 0 | 0 | 0 | 0 | 0 | 0 | 0 | 0 | 0 | 0 | HighSchool Gym (in session) ILit Cls | HighSchool Gym (in session) ILit Cls | 2 | 5 | 5 | HighSchool Gym (in session) ILit2 Cls | HighSchool Gym (in session) ILit Cls | HighSchool Gym (in session) ILit Cls | 2 | 5 | 5 | 2 | 1.2 | 0.05 | 0.05 | 0.05 | 0.05 | 0.05 | 0.05 | 0.05 | 0.05 | 0.05 | 0.05 | 0.05 | 0.05 | 0.05 | 0.05 | 0.05 | 0.05 | 0.05 | 0.05 | 0.05 | 0.05 | 0.05 | 0.05 | 0.05 | 0.05 | 0.05 | 1.2 | 0.05 | 0.05 | 0.05 | 0.05 | 0.05 | 0.05 | 0.05 | 0.05 | 0.05 | 0.05 | 0.05 | 0.05 | 0.05 | 0.05 | 0.05 | 0.05 | 0.05 | 0.05 | 0.05 | 0.05 | 0.05 | 0.05 | 0.05 | 0.05 | 0.05 | 0 | 0 | 0 | 0 | 0 | 0 | 0 | 0 | 0 | 0 | 0 | 0 | 0 | 0 | 0 | 0 | 0 | 0 | 0 | 0 | 0 | 0 | 0 | 0 | 0 | 0 | 0 | 0 | 0 | 0 | 0 | 0 | 0 | 0 | 0 | 0 | 0 | 0 | 0 | 0 | 0 | 0 | 0 | 0 | 0 | 0 | 0 | 0 | 16 | 0.66337 | 0.20792 | 0.079208 | 0.049505 | 0.76136 | 0 | 0 | 0 | 0 | 0 | 0 | 0 | 0 |  | 0.090654 | 0.090654 | 0.088888 | 0.090295 | 0.090902 | 0.090724 | 0.090724 | Education - Secondary School - Exercising Centers and Gymnasium - Hol | 14 | 7 | 16 | 0 | 8.4 | 0 | 0 | 0 | 8.4 | 0 | 0 | 0 | 1.2 | 0 | 0 | 0 | 0 | 0 | 0 | 0 | 0 | 0 | 0 | 0 | 0 | 0 | 0 | 0 | 0 | 0 | 0 | 0 | 0 | 0 | 0 | 0 | 0 |  | 0 | 8.4 | 0 | 0 | 0 | 8.4 | 0 | 0 | 0 | 1.2 | 0 | 0 | 0 | 0 | 0 | 0 | 0 | 0 | 0 | 0 | 0 | 0 | 0 | 0 | 0 | 0 | 0 | 0 | 0 | 0 | 0 | 0 | 0 | 0
428 | 4 | 28 | 8 | 4 |  | Education - Secondary School |  | Education - Secondary School - Exercising Centers and Gymnasium | Education - Secondary School | Exercising Centers and Gymnasium | Education - Secondary School - Exercising Centers and Gymnasium |  | Education - Secondary School | Education - Secondary School - Exercising Centers and Gymnasium | HighSchool Gym (in session) | all | Open | 188 | 188 | 0.15014 | 1.0505 | 1.0505 | 0.87542 | 0.87542 | 0.87542 | 0.87542 | 0.87542 | 0 | 0 | 0 | 0 | 0 | 0 | 0 | 326.0815 | 326.0815 | 271.7346 | 271.7346 | 271.7346 | 271.7346 | 271.7346 | 0.12963 | 0.12963 | 0.10802 | 0.10802 | 0.10802 | 0.10802 | 0.10802 | 0 | 0 | 0 | 0 | 0 | 0 | 0 | 0 | 0 | 0 | 0 | 0 | 0 | 0 | 0.82188 | 0.82188 | 0.82188 | 0.82188 | 0.82188 | 0.82188 | 0.82188 | 0.71094 | 0.71094 | 0.70275 | 0.70328 | 0.70776 | 0.70652 | 0.70652 | 0.099926 | 0.099926 | 0.083272 | 0.083272 | 0.083272 | 0.083272 | 0.083272 | 0 | 0 | 0 | 0 | 0 | 0 | 0 | 31.5967 | 31.5967 | 26.3305 | 26.3305 | 26.3305 | 26.3305 | 26.3305 | 0.012373 | 0.012373 | 0.010311 | 0.010311 | 0.010311 | 0.010311 | 0.010311 | 0 | 0 | 0 | 0 | 0 | 0 | 0 | 0 | 0 | 0 | 0 | 0 | 0 | 0 | 0.82469 | 0.82469 | 0.82469 | 0.82469 | 0.82469 | 0.82469 | 0.82469 | 0.71695 | 0.71695 | 0.70895 | 0.70975 | 0.71374 | 0.71252 | 0.71252 | HighSchool Gym (in session) ILit all | HighSchool Gym (in session) ILit all | 3042 | 5 | 100 | HighSchool Gym (in session) ILit2 all | HighSchool Gym (in session) ILit all | HighSchool Gym (in session) ILit all | 3042 | 6.5 | 100 | 3042 | 10.9969 | 0.82188 | 0.05 | 0.05 | 0.05 | 0.05 | 0.05 | 0.05 | 0.05 | 0.58437 | 1 | 1 | 1 | 1 | 0.88125 | 1 | 1 | 1 | 0.46563 | 0.46563 | 0.46563 | 0.22812 | 0.22812 | 0.22812 | 0.05 | 0.05 | 11.2022 | 0.82469 | 0.065 | 0.065 | 0.065 | 0.065 | 0.065 | 0.065 | 0.065 | 0.59094 | 1 | 1 | 1 | 1 | 0.88313 | 1 | 1 | 1 | 0.47406 | 0.47406 | 0.47406 | 0.24031 | 0.24031 | 0.24031 | 0.065 | 0.065 | 0 | 0 | 0 | 0 | 0 | 0 | 0 | 0.5625 | 1 | 1 | 1 | 1 | 0.875 | 1 | 1 | 1 | 0.4375 | 0.4375 | 0.4375 | 0.1875 | 0.1875 | 0.1875 | 0 | 0 | 0 | 0 | 0 | 0 | 0 | 0 | 0 | 0.5625 | 1 | 1 | 1 | 1 | 0.875 | 1 | 1 | 1 | 0.4375 | 0.4375 | 0.4375 | 0.1875 | 0.1875 | 0.1875 | 0 | 0 | 16 | 0.66337 | 0.20792 | 0.079208 | 0.049505 | 0.76136 | 0.12167 | 0.01919 | 0.01919 | 0.015992 | 0.015992 | 0.015992 | 0.015992 | 0.015992 | Education - Secondary School | 0.090654 | 0.090654 | 0.088888 | 0.090295 | 0.090902 | 0.090724 | 0.090724 | Education - Secondary School - Exercising Centers and Gymnasium - all | 16 | 7 | 18 | 1688.475 | 378.9375 | 1688.475 | 378.9375 | 0 | 0 | 8.9812 | 2.0156 | 0 | 0 | 0 | 0 | 0 | 0 | 0 | 0 | 0.05 | 0.58437 | 1 | 1 | 1 | 1 | 0.88125 | 1 | 1 | 1 | 0.46563 | 0 | 0 | 0 | 0 | 0 | 0 | 0 |  | 1694.4675 | 411.5438 | 1694.4675 | 411.5438 | 0 | 0 | 9.0131 | 2.1891 | 0 | 0 | 0 | 0 | 0 | 0 | 0 | 0 | 0.065 | 0.59094 | 1 | 1 | 1 | 1 | 0.88313 | 1 | 1 | 1 | 0.47406 | 0 | 0 | 0 | 0 | 0 | 0 | 0
429 | 4 | 29 | 5 | 5 |  |  |  |  | Education - Secondary School | Exercising Centers and Gymnasium | Education - Secondary School - Exercising Centers and Gymnasium | (break) | Education - Secondary School (break) | Education - Secondary School - Exercising Centers and Gymnasium (break) | HighSchool Gym (break) | Sat | Closed | 16 | 16 | 0.15014 | 1.0505 | 1.0505 | 0.87542 | 0.87542 | 0.87542 | 0.87542 | 0.87542 | 0 | 0 | 0 | 0 | 0 | 0 | 0 | 1.2113 | 1.2113 | 1.0094 | 1.0094 | 1.0094 | 1.0094 | 1.0094 | 0 | 0 | 0 | 0 | 0 | 0 | 0 | 0 | 0 | 0 | 0 | 0 | 0 | 0 | 0 | 0 | 0 | 0 | 0 | 0 | 0 | 0 | 0 | 0 | 0 | 0 | 0 | 0 | 0 | 0 | 0 | 0 | 0 | 0 | 0 | 0.099926 | 0.099926 | 0.083272 | 0.083272 | 0.083272 | 0.083272 | 0.083272 | 0 | 0 | 0 | 0 | 0 | 0 | 0 | 0.11522 | 0.11522 | 0.09602 | 0.09602 | 0.09602 | 0.09602 | 0.09602 | 0 | 0 | 0 | 0 | 0 | 0 | 0 | 0 | 0 | 0 | 0 | 0 | 0 | 0 | 0 | 0 | 0 | 0 | 0 | 0 | 0 | 0 | 0 | 0 | 0 | 0 | 0 | 0 | 0 | 0 | 0 | 0 | 0 | 0 | 0 | HighSchool Gym (break) ILit Cls | HighSchool Gym (break) ILit Cls | 2 | 2 | 2 | HighSchool Gym (break) ILit2 Cls | HighSchool Gym (break) ILit Cls | HighSchool Gym (break) ILit Cls | 2 | 2 | 2 | 2 | 0.48 | 0.02 | 0.02 | 0.02 | 0.02 | 0.02 | 0.02 | 0.02 | 0.02 | 0.02 | 0.02 | 0.02 | 0.02 | 0.02 | 0.02 | 0.02 | 0.02 | 0.02 | 0.02 | 0.02 | 0.02 | 0.02 | 0.02 | 0.02 | 0.02 | 0.02 | 0.48 | 0.02 | 0.02 | 0.02 | 0.02 | 0.02 | 0.02 | 0.02 | 0.02 | 0.02 | 0.02 | 0.02 | 0.02 | 0.02 | 0.02 | 0.02 | 0.02 | 0.02 | 0.02 | 0.02 | 0.02 | 0.02 | 0.02 | 0.02 | 0.02 | 0.02 | 0 | 0 | 0 | 0 | 0 | 0 | 0 | 0 | 0 | 0 | 0 | 0 | 0 | 0 | 0 | 0 | 0 | 0 | 0 | 0 | 0 | 0 | 0 | 0 | 0 | 0 | 0 | 0 | 0 | 0 | 0 | 0 | 0 | 0 | 0 | 0 | 0 | 0 | 0 | 0 | 0 | 0 | 0 | 0 | 0 | 0 | 0 | 0 | 16 | 0.66337 | 0.20792 | 0.079208 | 0.049505 | 0.76136 | 0 | 0 | 0 | 0 | 0 | 0 | 0 | 0 |  | 0.0025468 | 0.0025468 | 0.0025307 | 0.0025692 | 0.0025682 | 0.0025679 | 0.0025679 | Education - Secondary School - Exercising Centers and Gymnasium - (break) - Sat | 10 | 7 | 16 | 0 | 7.68 | 0 | 0 | 0 | 7.68 | 0 | 0 | 0 | 0.48 | 0 | 0 | 0 | 0 | 0 | 0 | 0 | 0 | 0 | 0 | 0 | 0 | 0 | 0 | 0 | 0 | 0 | 0 | 0 | 0 | 0 | 0 | 0 | 0 |  | 0 | 7.68 | 0 | 0 | 0 | 7.68 | 0 | 0 | 0 | 0.48 | 0 | 0 | 0 | 0 | 0 | 0 | 0 | 0 | 0 | 0 | 0 | 0 | 0 | 0 | 0 | 0 | 0 | 0 | 0 | 0 | 0 | 0 | 0 | 0
430 | 4 | 30 | 6 | 6 |  |  |  |  | Education - Secondary School | Exercising Centers and Gymnasium | Education - Secondary School - Exercising Centers and Gymnasium | (break) | Education - Secondary School (break) | Education - Secondary School - Exercising Centers and Gymnasium (break) | HighSchool Gym (break) | Sun | Closed | 16 | 16 | 0.15014 | 1.0505 | 1.0505 | 0.87542 | 0.87542 | 0.87542 | 0.87542 | 0.87542 | 0 | 0 | 0 | 0 | 0 | 0 | 0 | 1.2113 | 1.2113 | 1.0094 | 1.0094 | 1.0094 | 1.0094 | 1.0094 | 0 | 0 | 0 | 0 | 0 | 0 | 0 | 0 | 0 | 0 | 0 | 0 | 0 | 0 | 0 | 0 | 0 | 0 | 0 | 0 | 0 | 0 | 0 | 0 | 0 | 0 | 0 | 0 | 0 | 0 | 0 | 0 | 0 | 0 | 0 | 0.099926 | 0.099926 | 0.083272 | 0.083272 | 0.083272 | 0.083272 | 0.083272 | 0 | 0 | 0 | 0 | 0 | 0 | 0 | 0.11522 | 0.11522 | 0.09602 | 0.09602 | 0.09602 | 0.09602 | 0.09602 | 0 | 0 | 0 | 0 | 0 | 0 | 0 | 0 | 0 | 0 | 0 | 0 | 0 | 0 | 0 | 0 | 0 | 0 | 0 | 0 | 0 | 0 | 0 | 0 | 0 | 0 | 0 | 0 | 0 | 0 | 0 | 0 | 0 | 0 | 0 | HighSchool Gym (break) ILit Cls | HighSchool Gym (break) ILit Cls | 2 | 2 | 2 | HighSchool Gym (break) ILit2 Cls | HighSchool Gym (break) ILit Cls | HighSchool Gym (break) ILit Cls | 2 | 2 | 2 | 2 | 0.48 | 0.02 | 0.02 | 0.02 | 0.02 | 0.02 | 0.02 | 0.02 | 0.02 | 0.02 | 0.02 | 0.02 | 0.02 | 0.02 | 0.02 | 0.02 | 0.02 | 0.02 | 0.02 | 0.02 | 0.02 | 0.02 | 0.02 | 0.02 | 0.02 | 0.02 | 0.48 | 0.02 | 0.02 | 0.02 | 0.02 | 0.02 | 0.02 | 0.02 | 0.02 | 0.02 | 0.02 | 0.02 | 0.02 | 0.02 | 0.02 | 0.02 | 0.02 | 0.02 | 0.02 | 0.02 | 0.02 | 0.02 | 0.02 | 0.02 | 0.02 | 0.02 | 0 | 0 | 0 | 0 | 0 | 0 | 0 | 0 | 0 | 0 | 0 | 0 | 0 | 0 | 0 | 0 | 0 | 0 | 0 | 0 | 0 | 0 | 0 | 0 | 0 | 0 | 0 | 0 | 0 | 0 | 0 | 0 | 0 | 0 | 0 | 0 | 0 | 0 | 0 | 0 | 0 | 0 | 0 | 0 | 0 | 0 | 0 | 0 | 16 | 0.66337 | 0.20792 | 0.079208 | 0.049505 | 0.76136 | 0 | 0 | 0 | 0 | 0 | 0 | 0 | 0 |  | 0.0025468 | 0.0025468 | 0.0025307 | 0.0025692 | 0.0025682 | 0.0025679 | 0.0025679 | Education - Secondary School - Exercising Centers and Gymnasium - (break) - Sun | 12 | 7 | 16 | 0 | 7.68 | 0 | 0 | 0 | 7.68 | 0 | 0 | 0 | 0.48 | 0 | 0 | 0 | 0 | 0 | 0 | 0 | 0 | 0 | 0 | 0 | 0 | 0 | 0 | 0 | 0 | 0 | 0 | 0 | 0 | 0 | 0 | 0 | 0 |  | 0 | 7.68 | 0 | 0 | 0 | 7.68 | 0 | 0 | 0 | 0.48 | 0 | 0 | 0 | 0 | 0 | 0 | 0 | 0 | 0 | 0 | 0 | 0 | 0 | 0 | 0 | 0 | 0 | 0 | 0 | 0 | 0 | 0 | 0 | 0
431 | 4 | 31 | 7 | 7 |  |  |  |  | Education - Secondary School | Exercising Centers and Gymnasium | Education - Secondary School - Exercising Centers and Gymnasium | (break) | Education - Secondary School (break) | Education - Secondary School - Exercising Centers and Gymnasium (break) | HighSchool Gym (break) | Hol | Closed | 3 | 3 | 0.15014 | 1.0505 | 1.0505 | 0.87542 | 0.87542 | 0.87542 | 0.87542 | 0.87542 | 0 | 0 | 0 | 0 | 0 | 0 | 0 | 0.22712 | 0.22712 | 0.18927 | 0.18927 | 0.18927 | 0.18927 | 0.18927 | 0 | 0 | 0 | 0 | 0 | 0 | 0 | 0 | 0 | 0 | 0 | 0 | 0 | 0 | 0 | 0 | 0 | 0 | 0 | 0 | 0 | 0 | 0 | 0 | 0 | 0 | 0 | 0 | 0 | 0 | 0 | 0 | 0 | 0 | 0 | 0.099926 | 0.099926 | 0.083272 | 0.083272 | 0.083272 | 0.083272 | 0.083272 | 0 | 0 | 0 | 0 | 0 | 0 | 0 | 0.021604 | 0.021604 | 0.018004 | 0.018004 | 0.018004 | 0.018004 | 0.018004 | 0 | 0 | 0 | 0 | 0 | 0 | 0 | 0 | 0 | 0 | 0 | 0 | 0 | 0 | 0 | 0 | 0 | 0 | 0 | 0 | 0 | 0 | 0 | 0 | 0 | 0 | 0 | 0 | 0 | 0 | 0 | 0 | 0 | 0 | 0 | HighSchool Gym (break) ILit Cls | HighSchool Gym (break) ILit Cls | 2 | 2 | 2 | HighSchool Gym (break) ILit2 Cls | HighSchool Gym (break) ILit Cls | HighSchool Gym (break) ILit Cls | 2 | 2 | 2 | 2 | 0.48 | 0.02 | 0.02 | 0.02 | 0.02 | 0.02 | 0.02 | 0.02 | 0.02 | 0.02 | 0.02 | 0.02 | 0.02 | 0.02 | 0.02 | 0.02 | 0.02 | 0.02 | 0.02 | 0.02 | 0.02 | 0.02 | 0.02 | 0.02 | 0.02 | 0.02 | 0.48 | 0.02 | 0.02 | 0.02 | 0.02 | 0.02 | 0.02 | 0.02 | 0.02 | 0.02 | 0.02 | 0.02 | 0.02 | 0.02 | 0.02 | 0.02 | 0.02 | 0.02 | 0.02 | 0.02 | 0.02 | 0.02 | 0.02 | 0.02 | 0.02 | 0.02 | 0 | 0 | 0 | 0 | 0 | 0 | 0 | 0 | 0 | 0 | 0 | 0 | 0 | 0 | 0 | 0 | 0 | 0 | 0 | 0 | 0 | 0 | 0 | 0 | 0 | 0 | 0 | 0 | 0 | 0 | 0 | 0 | 0 | 0 | 0 | 0 | 0 | 0 | 0 | 0 | 0 | 0 | 0 | 0 | 0 | 0 | 0 | 0 | 16 | 0.66337 | 0.20792 | 0.079208 | 0.049505 | 0.76136 | 0 | 0 | 0 | 0 | 0 | 0 | 0 | 0 |  | 0.0025468 | 0.0025468 | 0.0025307 | 0.0025692 | 0.0025682 | 0.0025679 | 0.0025679 | Education - Secondary School - Exercising Centers and Gymnasium - (break) - Hol | 14 | 7 | 16 | 0 | 1.44 | 0 | 0 | 0 | 1.44 | 0 | 0 | 0 | 0.48 | 0 | 0 | 0 | 0 | 0 | 0 | 0 | 0 | 0 | 0 | 0 | 0 | 0 | 0 | 0 | 0 | 0 | 0 | 0 | 0 | 0 | 0 | 0 | 0 |  | 0 | 1.44 | 0 | 0 | 0 | 1.44 | 0 | 0 | 0 | 0.48 | 0 | 0 | 0 | 0 | 0 | 0 | 0 | 0 | 0 | 0 | 0 | 0 | 0 | 0 | 0 | 0 | 0 | 0 | 0 | 0 | 0 | 0 | 0 | 0
432 | 4 | 32 | 8 | 8 |  | Education - Secondary School (break) | Education - Secondary School - Exercising Centers and Gymnasium | Education - Secondary School - Exercising Centers and Gymnasium (break) | Education - Secondary School | Exercising Centers and Gymnasium | Education - Secondary School - Exercising Centers and Gymnasium | (break) | Education - Secondary School (break) | Education - Secondary School - Exercising Centers and Gymnasium (break) | HighSchool Gym (break) | all | Closed | 63 | 63 | 0.15014 | 1.0505 | 1.0505 | 0.87542 | 0.87542 | 0.87542 | 0.87542 | 0.87542 | 0.15772 | 0.15772 | 0.13144 | 0.13144 | 0.13144 | 0.13144 | 0.13144 | 4.7696 | 4.7696 | 3.9747 | 3.9747 | 3.9747 | 3.9747 | 3.9747 | 0.0031545 | 0.0031545 | 0.0026287 | 0.0026287 | 0.0026287 | 0.0026287 | 0.0026287 | 2355.0525 | 2355.0525 | 2355.0525 | 2355.0525 | 2355.0525 | 2355.0525 | 2355.0525 | 0 | 0 | 0 | 0 | 0 | 0 | 0 | 0.02 | 0.02 | 0.02 | 0.02 | 0.02 | 0.02 | 0.02 | 0.02 | 0.02 | 0.02 | 0.02 | 0.02 | 0.02 | 0.02 | 0.099926 | 0.099926 | 0.083272 | 0.083272 | 0.083272 | 0.083272 | 0.083272 | 0.015003 | 0.015003 | 0.012503 | 0.012503 | 0.012503 | 0.012503 | 0.012503 | 0.45369 | 0.45369 | 0.37808 | 0.37808 | 0.37808 | 0.37808 | 0.37808 | 0.00030006 | 0.00030006 | 0.00025005 | 0.00025005 | 0.00025005 | 0.00025005 | 0.00025005 | 2402.6349 | 2402.6349 | 2402.6349 | 2402.6349 | 2402.6349 | 2402.6349 | 2402.6349 | 0 | 0 | 0 | 0 | 0 | 0 | 0 | 0.02 | 0.02 | 0.02 | 0.02 | 0.02 | 0.02 | 0.02 | 0.02 | 0.02 | 0.02 | 0.02 | 0.02 | 0.02 | 0.02 | HighSchool Gym (break) ILit Cls | HighSchool Gym (break) ILit Cls | 2 | 2 | 2 | HighSchool Gym (break) ILit2 Cls | HighSchool Gym (break) ILit Cls | HighSchool Gym (break) ILit Cls | 2 | 2 | 2 | 2 | 0.48 | 0.02 | 0.02 | 0.02 | 0.02 | 0.02 | 0.02 | 0.02 | 0.02 | 0.02 | 0.02 | 0.02 | 0.02 | 0.02 | 0.02 | 0.02 | 0.02 | 0.02 | 0.02 | 0.02 | 0.02 | 0.02 | 0.02 | 0.02 | 0.02 | 0.02 | 0.48 | 0.02 | 0.02 | 0.02 | 0.02 | 0.02 | 0.02 | 0.02 | 0.02 | 0.02 | 0.02 | 0.02 | 0.02 | 0.02 | 0.02 | 0.02 | 0.02 | 0.02 | 0.02 | 0.02 | 0.02 | 0.02 | 0.02 | 0.02 | 0.02 | 0.02 | 0 | 0 | 0 | 0 | 0 | 0 | 0 | 0 | 0 | 0 | 0 | 0 | 0 | 0 | 0 | 0 | 0 | 0 | 0 | 0 | 0 | 0 | 0 | 0 | 0 | 0 | 0 | 0 | 0 | 0 | 0 | 0 | 0 | 0 | 0 | 0 | 0 | 0 | 0 | 0 | 0 | 0 | 0 | 0 | 0 | 0 | 0 | 0 | 16 | 0.66337 | 0.20792 | 0.079208 | 0.049505 | 0.76136 | 0.0029608 | 0.00046699 | 0.00046699 | 0.00038916 | 0.00038916 | 0.00038916 | 0.00038916 | 0.00038916 | Education - Secondary School (break) | 0.0025468 | 0.0025468 | 0.0025307 | 0.0025692 | 0.0025682 | 0.0025679 | 0.0025679 | Education - Secondary School - Exercising Centers and Gymnasium - (break) - all | 16 | 7 | 18 | 0 | 30.24 | 0 | 30.24 | 0 | 0 | 0 | 0.48 | 0 | 0 | 0 | 0 | 0 | 0 | 0 | 0 | 0 | 0 | 0 | 0 | 0 | 0 | 0 | 0 | 0 | 0 | 0 | 0 | 0 | 0 | 0 | 0 | 0 | 0 |  | 0 | 30.24 | 0 | 30.24 | 0 | 0 | 0 | 0.48 | 0 | 0 | 0 | 0 | 0 | 0 | 0 | 0 | 0 | 0 | 0 | 0 | 0 | 0 | 0 | 0 | 0 | 0 | 0 | 0 | 0 | 0 | 0 | 0 | 0 | 0
433 | 4 | 33 | 5 | 1 |  |  |  |  | Education - Secondary School | Kitchen and Food Preparation | Education - Secondary School - Kitchen and Food Preparation |  | Education - Secondary School | Education - Secondary School - Kitchen and Food Preparation | HighSchool Kitchen (in session) | Sat | Open | 36 | 36 | 0.070079 | 1.4882 | 1.4882 | 1.4882 | 1.4882 | 1.4007 | 1.4007 | 1.4007 | 0 | 0 | 0 | 0 | 0 | 0 | 0 | 10.5128 | 10.5128 | 10.5128 | 10.5128 | 9.8944 | 9.8944 | 9.8944 | 0 | 0 | 0 | 0 | 0 | 0 | 0 | 0 | 0 | 0 | 0 | 0 | 0 | 0 | 0 | 0 | 0 | 0 | 0 | 0 | 0 | 0 | 0 | 0 | 0 | 0 | 0 | 0 | 0 | 0 | 0 | 0 | 0 | 0 | 0 | 0.14156 | 0.14156 | 0.14156 | 0.14156 | 0.13324 | 0.13324 | 0.13324 | 0 | 0 | 0 | 0 | 0 | 0 | 0 | 1.1071 | 1.1071 | 1.1071 | 1.1071 | 1.042 | 1.042 | 1.042 | 0 | 0 | 0 | 0 | 0 | 0 | 0 | 0 | 0 | 0 | 0 | 0 | 0 | 0 | 0 | 0 | 0 | 0 | 0 | 0 | 0 | 0 | 0 | 0 | 0 | 0 | 0 | 0 | 0 | 0 | 0 | 0 | 0 | 0 | 0 | HighSchool Kitchen (in session) ILit Sat | HighSchool Kitchen (in session) ILit all | 3055 | 5 | 45 | HighSchool Kitchen (in session) ILit2 Sat | HighSchool Kitchen (in session) ILit Sat | HighSchool Kitchen (in session) ILit all | 3055 | 6.5 | 45 | 3055 | 2.8 | 0.05 | 0.05 | 0.05 | 0.05 | 0.05 | 0.05 | 0.05 | 0.05 | 0.05 | 0.05 | 0.05 | 0.45 | 0.45 | 0.45 | 0.45 | 0.05 | 0.05 | 0.05 | 0.05 | 0.05 | 0.05 | 0.05 | 0.05 | 0.05 | 0.05 | 3.1 | 0.065 | 0.065 | 0.065 | 0.065 | 0.065 | 0.065 | 0.065 | 0.065 | 0.065 | 0.065 | 0.065 | 0.45 | 0.45 | 0.45 | 0.45 | 0.065 | 0.065 | 0.065 | 0.065 | 0.065 | 0.065 | 0.065 | 0.065 | 0.065 | 0.065 | 0 | 0 | 0 | 0 | 0 | 0 | 0 | 0 | 0 | 0 | 1 | 1 | 1 | 1 | 0 | 0 | 0 | 0 | 0 | 0 | 0 | 0 | 0 | 0 | 0 | 0 | 0 | 0 | 0 | 0 | 0 | 0 | 0 | 0 | 1 | 1 | 1 | 1 | 0 | 0 | 0 | 0 | 0 | 0 | 0 | 0 | 0 | 0 | 16 | 0.66337 | 0.20792 | 0.079208 | 0.049505 | 0.76136 | 0 | 0 | 0 | 0 | 0 | 0 | 0 | 0 |  | 0.090654 | 0.090654 | 0.088888 | 0.090295 | 0.090902 | 0.090724 | 0.090724 | Education - Secondary School - Kitchen and Food Preparation - Sat | 10 | 7 | 16 | 73.8 | 27 | 0 | 0 | 73.8 | 27 | 0 | 0 | 2.05 | 0.75 | 0 | 0 | 0 | 0 | 0 | 0 | 0.05 | 0.05 | 0.05 | 0.05 | 0.45 | 0.45 | 0.45 | 0.45 | 0.05 | 0 | 0 | 0 | 0 | 0 | 0 | 0 | 0 | 0 |  | 76.5 | 35.1 | 0 | 0 | 76.5 | 35.1 | 0 | 0 | 2.125 | 0.975 | 0 | 0 | 0 | 0 | 0 | 0 | 0.065 | 0.065 | 0.065 | 0.065 | 0.45 | 0.45 | 0.45 | 0.45 | 0.065 | 0 | 0 | 0 | 0 | 0 | 0 | 0 | 0 | 0
434 | 4 | 34 | 6 | 2 |  |  |  |  | Education - Secondary School | Kitchen and Food Preparation | Education - Secondary School - Kitchen and Food Preparation |  | Education - Secondary School | Education - Secondary School - Kitchen and Food Preparation | HighSchool Kitchen (in session) | Sun | Closed | 36 | 36 | 0.070079 | 1.4882 | 1.4882 | 1.4882 | 1.4882 | 1.4007 | 1.4007 | 1.4007 | 0 | 0 | 0 | 0 | 0 | 0 | 0 | 4.5055 | 4.5055 | 4.5055 | 4.5055 | 4.2404 | 4.2404 | 4.2404 | 0 | 0 | 0 | 0 | 0 | 0 | 0 | 0 | 0 | 0 | 0 | 0 | 0 | 0 | 0 | 0 | 0 | 0 | 0 | 0 | 0 | 0 | 0 | 0 | 0 | 0 | 0 | 0 | 0 | 0 | 0 | 0 | 0 | 0 | 0 | 0.14156 | 0.14156 | 0.14156 | 0.14156 | 0.13324 | 0.13324 | 0.13324 | 0 | 0 | 0 | 0 | 0 | 0 | 0 | 0.42857 | 0.42857 | 0.42857 | 0.42857 | 0.40336 | 0.40336 | 0.40336 | 0 | 0 | 0 | 0 | 0 | 0 | 0 | 0 | 0 | 0 | 0 | 0 | 0 | 0 | 0 | 0 | 0 | 0 | 0 | 0 | 0 | 0 | 0 | 0 | 0 | 0 | 0 | 0 | 0 | 0 | 0 | 0 | 0 | 0 | 0 | HighSchool Kitchen (in session) ILit Cls | HighSchool Kitchen (in session) ILit Cls | 2 | 5 | 5 | HighSchool Kitchen (in session) ILit2 Cls | HighSchool Kitchen (in session) ILit Cls | HighSchool Kitchen (in session) ILit Cls | 2 | 5 | 5 | 2 | 1.2 | 0.05 | 0.05 | 0.05 | 0.05 | 0.05 | 0.05 | 0.05 | 0.05 | 0.05 | 0.05 | 0.05 | 0.05 | 0.05 | 0.05 | 0.05 | 0.05 | 0.05 | 0.05 | 0.05 | 0.05 | 0.05 | 0.05 | 0.05 | 0.05 | 0.05 | 1.2 | 0.05 | 0.05 | 0.05 | 0.05 | 0.05 | 0.05 | 0.05 | 0.05 | 0.05 | 0.05 | 0.05 | 0.05 | 0.05 | 0.05 | 0.05 | 0.05 | 0.05 | 0.05 | 0.05 | 0.05 | 0.05 | 0.05 | 0.05 | 0.05 | 0.05 | 0 | 0 | 0 | 0 | 0 | 0 | 0 | 0 | 0 | 0 | 0 | 0 | 0 | 0 | 0 | 0 | 0 | 0 | 0 | 0 | 0 | 0 | 0 | 0 | 0 | 0 | 0 | 0 | 0 | 0 | 0 | 0 | 0 | 0 | 0 | 0 | 0 | 0 | 0 | 0 | 0 | 0 | 0 | 0 | 0 | 0 | 0 | 0 | 16 | 0.66337 | 0.20792 | 0.079208 | 0.049505 | 0.76136 | 0 | 0 | 0 | 0 | 0 | 0 | 0 | 0 |  | 0.090654 | 0.090654 | 0.088888 | 0.090295 | 0.090902 | 0.090724 | 0.090724 | Education - Secondary School - Kitchen and Food Preparation - Sun | 12 | 7 | 16 | 0 | 43.2 | 0 | 0 | 0 | 43.2 | 0 | 0 | 0 | 1.2 | 0 | 0 | 0 | 0 | 0 | 0 | 0 | 0 | 0 | 0 | 0 | 0 | 0 | 0 | 0 | 0 | 0 | 0 | 0 | 0 | 0 | 0 | 0 | 0 |  | 0 | 43.2 | 0 | 0 | 0 | 43.2 | 0 | 0 | 0 | 1.2 | 0 | 0 | 0 | 0 | 0 | 0 | 0 | 0 | 0 | 0 | 0 | 0 | 0 | 0 | 0 | 0 | 0 | 0 | 0 | 0 | 0 | 0 | 0 | 0
435 | 4 | 35 | 7 | 3 |  |  |  |  | Education - Secondary School | Kitchen and Food Preparation | Education - Secondary School - Kitchen and Food Preparation |  | Education - Secondary School | Education - Secondary School - Kitchen and Food Preparation | HighSchool Kitchen (in session) | Hol | Closed | 7 | 7 | 0.070079 | 1.4882 | 1.4882 | 1.4882 | 1.4882 | 1.4007 | 1.4007 | 1.4007 | 0 | 0 | 0 | 0 | 0 | 0 | 0 | 0.87606 | 0.87606 | 0.87606 | 0.87606 | 0.82453 | 0.82453 | 0.82453 | 0 | 0 | 0 | 0 | 0 | 0 | 0 | 0 | 0 | 0 | 0 | 0 | 0 | 0 | 0 | 0 | 0 | 0 | 0 | 0 | 0 | 0 | 0 | 0 | 0 | 0 | 0 | 0 | 0 | 0 | 0 | 0 | 0 | 0 | 0 | 0.14156 | 0.14156 | 0.14156 | 0.14156 | 0.13324 | 0.13324 | 0.13324 | 0 | 0 | 0 | 0 | 0 | 0 | 0 | 0.083333 | 0.083333 | 0.083333 | 0.083333 | 0.078431 | 0.078431 | 0.078431 | 0 | 0 | 0 | 0 | 0 | 0 | 0 | 0 | 0 | 0 | 0 | 0 | 0 | 0 | 0 | 0 | 0 | 0 | 0 | 0 | 0 | 0 | 0 | 0 | 0 | 0 | 0 | 0 | 0 | 0 | 0 | 0 | 0 | 0 | 0 | HighSchool Kitchen (in session) ILit Cls | HighSchool Kitchen (in session) ILit Cls | 2 | 5 | 5 | HighSchool Kitchen (in session) ILit2 Cls | HighSchool Kitchen (in session) ILit Cls | HighSchool Kitchen (in session) ILit Cls | 2 | 5 | 5 | 2 | 1.2 | 0.05 | 0.05 | 0.05 | 0.05 | 0.05 | 0.05 | 0.05 | 0.05 | 0.05 | 0.05 | 0.05 | 0.05 | 0.05 | 0.05 | 0.05 | 0.05 | 0.05 | 0.05 | 0.05 | 0.05 | 0.05 | 0.05 | 0.05 | 0.05 | 0.05 | 1.2 | 0.05 | 0.05 | 0.05 | 0.05 | 0.05 | 0.05 | 0.05 | 0.05 | 0.05 | 0.05 | 0.05 | 0.05 | 0.05 | 0.05 | 0.05 | 0.05 | 0.05 | 0.05 | 0.05 | 0.05 | 0.05 | 0.05 | 0.05 | 0.05 | 0.05 | 0 | 0 | 0 | 0 | 0 | 0 | 0 | 0 | 0 | 0 | 0 | 0 | 0 | 0 | 0 | 0 | 0 | 0 | 0 | 0 | 0 | 0 | 0 | 0 | 0 | 0 | 0 | 0 | 0 | 0 | 0 | 0 | 0 | 0 | 0 | 0 | 0 | 0 | 0 | 0 | 0 | 0 | 0 | 0 | 0 | 0 | 0 | 0 | 16 | 0.66337 | 0.20792 | 0.079208 | 0.049505 | 0.76136 | 0 | 0 | 0 | 0 | 0 | 0 | 0 | 0 |  | 0.090654 | 0.090654 | 0.088888 | 0.090295 | 0.090902 | 0.090724 | 0.090724 | Education - Secondary School - Kitchen and Food Preparation - Hol | 14 | 7 | 16 | 0 | 8.4 | 0 | 0 | 0 | 8.4 | 0 | 0 | 0 | 1.2 | 0 | 0 | 0 | 0 | 0 | 0 | 0 | 0 | 0 | 0 | 0 | 0 | 0 | 0 | 0 | 0 | 0 | 0 | 0 | 0 | 0 | 0 | 0 | 0 |  | 0 | 8.4 | 0 | 0 | 0 | 8.4 | 0 | 0 | 0 | 1.2 | 0 | 0 | 0 | 0 | 0 | 0 | 0 | 0 | 0 | 0 | 0 | 0 | 0 | 0 | 0 | 0 | 0 | 0 | 0 | 0 | 0 | 0 | 0 | 0
436 | 4 | 36 | 8 | 4 |  | Education - Secondary School |  | Education - Secondary School - Kitchen and Food Preparation | Education - Secondary School | Kitchen and Food Preparation | Education - Secondary School - Kitchen and Food Preparation |  | Education - Secondary School | Education - Secondary School - Kitchen and Food Preparation | HighSchool Kitchen (in session) | all | Open | 188 | 188 | 0.070079 | 1.4882 | 1.4882 | 1.4882 | 1.4882 | 1.4007 | 1.4007 | 1.4007 | 0 | 0 | 0 | 0 | 0 | 0 | 0 | 98.0357 | 98.0357 | 98.0357 | 98.0357 | 92.2689 | 92.2689 | 92.2689 | 0.0052147 | 0.0052147 | 0.0052147 | 0.0052147 | 0.0049079 | 0.0049079 | 0.0049079 | 0 | 0 | 0 | 0 | 0 | 0 | 0 | 0 | 0 | 0 | 0 | 0 | 0 | 0 | 0.05 | 0.05 | 0.05 | 0.05 | 0.05 | 0.05 | 0.05 | 0.71094 | 0.71094 | 0.70275 | 0.70328 | 0.70776 | 0.70652 | 0.70652 | 0.14156 | 0.14156 | 0.14156 | 0.14156 | 0.13324 | 0.13324 | 0.13324 | 0 | 0 | 0 | 0 | 0 | 0 | 0 | 9.8849 | 9.8849 | 9.8849 | 9.8849 | 9.3034 | 9.3034 | 9.3034 | 0.00064484 | 0.00064484 | 0.00064484 | 0.00064484 | 0.00060691 | 0.00060691 | 0.00060691 | 0 | 0 | 0 | 0 | 0 | 0 | 0 | 0 | 0 | 0 | 0 | 0 | 0 | 0 | 0.065 | 0.065 | 0.065 | 0.065 | 0.065 | 0.065 | 0.065 | 0.71695 | 0.71695 | 0.70895 | 0.70975 | 0.71374 | 0.71252 | 0.71252 | HighSchool Kitchen (in session) ILit all | HighSchool Kitchen (in session) ILit all | 3055 | 5 | 100 | HighSchool Kitchen (in session) ILit2 all | HighSchool Kitchen (in session) ILit all | HighSchool Kitchen (in session) ILit all | 3055 | 6.5 | 100 | 3055 | 5 | 0.05 | 0.05 | 0.05 | 0.05 | 0.05 | 0.05 | 0.05 | 0.05 | 0.05 | 0.05 | 0.05 | 1 | 1 | 1 | 1 | 0.05 | 0.05 | 0.05 | 0.05 | 0.05 | 0.05 | 0.05 | 0.05 | 0.05 | 0.05 | 5.3 | 0.065 | 0.065 | 0.065 | 0.065 | 0.065 | 0.065 | 0.065 | 0.065 | 0.065 | 0.065 | 0.065 | 1 | 1 | 1 | 1 | 0.065 | 0.065 | 0.065 | 0.065 | 0.065 | 0.065 | 0.065 | 0.065 | 0.065 | 0.065 | 0 | 0 | 0 | 0 | 0 | 0 | 0 | 0 | 0 | 0 | 1 | 1 | 1 | 1 | 0 | 0 | 0 | 0 | 0 | 0 | 0 | 0 | 0 | 0 | 0 | 0 | 0 | 0 | 0 | 0 | 0 | 0 | 0 | 0 | 1 | 1 | 1 | 1 | 0 | 0 | 0 | 0 | 0 | 0 | 0 | 0 | 0 | 0 | 16 | 0.66337 | 0.20792 | 0.079208 | 0.049505 | 0.76136 | 0.0073941 | 0.00077116 | 0.00077116 | 0.00077116 | 0.00077116 | 0.0007258 | 0.0007258 | 0.0007258 | Education - Secondary School | 0.090654 | 0.090654 | 0.088888 | 0.090295 | 0.090902 | 0.090724 | 0.090724 | Education - Secondary School - Kitchen and Food Preparation - all | 16 | 7 | 18 | 817.8 | 122.2 | 817.8 | 122.2 | 0 | 0 | 4.35 | 0.65 | 0 | 0 | 0 | 0 | 0 | 0 | 0 | 0 | 0.05 | 0.05 | 0.05 | 0.05 | 1 | 1 | 1 | 1 | 0.05 | 0.05 | 0.05 | 0 | 0 | 0 | 0 | 0 | 0 | 0 |  | 837.54 | 158.86 | 837.54 | 158.86 | 0 | 0 | 4.455 | 0.845 | 0 | 0 | 0 | 0 | 0 | 0 | 0 | 0 | 0.065 | 0.065 | 0.065 | 0.065 | 1 | 1 | 1 | 1 | 0.065 | 0.065 | 0.065 | 0 | 0 | 0 | 0 | 0 | 0 | 0
437 | 4 | 37 | 5 | 5 |  |  |  |  | Education - Secondary School | Kitchen and Food Preparation | Education - Secondary School - Kitchen and Food Preparation | (break) | Education - Secondary School (break) | Education - Secondary School - Kitchen and Food Preparation (break) | HighSchool Kitchen (break) | Sat | Closed | 16 | 16 | 0.070079 | 1.4882 | 1.4882 | 1.4882 | 1.4882 | 1.4007 | 1.4007 | 1.4007 | 0 | 0 | 0 | 0 | 0 | 0 | 0 | 0.80097 | 0.80097 | 0.80097 | 0.80097 | 0.75386 | 0.75386 | 0.75386 | 0 | 0 | 0 | 0 | 0 | 0 | 0 | 0 | 0 | 0 | 0 | 0 | 0 | 0 | 0 | 0 | 0 | 0 | 0 | 0 | 0 | 0 | 0 | 0 | 0 | 0 | 0 | 0 | 0 | 0 | 0 | 0 | 0 | 0 | 0 | 0.14156 | 0.14156 | 0.14156 | 0.14156 | 0.13324 | 0.13324 | 0.13324 | 0 | 0 | 0 | 0 | 0 | 0 | 0 | 0.07619 | 0.07619 | 0.07619 | 0.07619 | 0.071708 | 0.071708 | 0.071708 | 0 | 0 | 0 | 0 | 0 | 0 | 0 | 0 | 0 | 0 | 0 | 0 | 0 | 0 | 0 | 0 | 0 | 0 | 0 | 0 | 0 | 0 | 0 | 0 | 0 | 0 | 0 | 0 | 0 | 0 | 0 | 0 | 0 | 0 | 0 | HighSchool Kitchen (break) ILit Cls | HighSchool Kitchen (break) ILit Cls | 2 | 2 | 2 | HighSchool Kitchen (break) ILit2 Cls | HighSchool Kitchen (break) ILit Cls | HighSchool Kitchen (break) ILit Cls | 2 | 2 | 2 | 2 | 0.48 | 0.02 | 0.02 | 0.02 | 0.02 | 0.02 | 0.02 | 0.02 | 0.02 | 0.02 | 0.02 | 0.02 | 0.02 | 0.02 | 0.02 | 0.02 | 0.02 | 0.02 | 0.02 | 0.02 | 0.02 | 0.02 | 0.02 | 0.02 | 0.02 | 0.02 | 0.48 | 0.02 | 0.02 | 0.02 | 0.02 | 0.02 | 0.02 | 0.02 | 0.02 | 0.02 | 0.02 | 0.02 | 0.02 | 0.02 | 0.02 | 0.02 | 0.02 | 0.02 | 0.02 | 0.02 | 0.02 | 0.02 | 0.02 | 0.02 | 0.02 | 0.02 | 0 | 0 | 0 | 0 | 0 | 0 | 0 | 0 | 0 | 0 | 0 | 0 | 0 | 0 | 0 | 0 | 0 | 0 | 0 | 0 | 0 | 0 | 0 | 0 | 0 | 0 | 0 | 0 | 0 | 0 | 0 | 0 | 0 | 0 | 0 | 0 | 0 | 0 | 0 | 0 | 0 | 0 | 0 | 0 | 0 | 0 | 0 | 0 | 16 | 0.66337 | 0.20792 | 0.079208 | 0.049505 | 0.76136 | 0 | 0 | 0 | 0 | 0 | 0 | 0 | 0 |  | 0.0025468 | 0.0025468 | 0.0025307 | 0.0025692 | 0.0025682 | 0.0025679 | 0.0025679 | Education - Secondary School - Kitchen and Food Preparation - (break) - Sat | 10 | 7 | 16 | 0 | 7.68 | 0 | 0 | 0 | 7.68 | 0 | 0 | 0 | 0.48 | 0 | 0 | 0 | 0 | 0 | 0 | 0 | 0 | 0 | 0 | 0 | 0 | 0 | 0 | 0 | 0 | 0 | 0 | 0 | 0 | 0 | 0 | 0 | 0 |  | 0 | 7.68 | 0 | 0 | 0 | 7.68 | 0 | 0 | 0 | 0.48 | 0 | 0 | 0 | 0 | 0 | 0 | 0 | 0 | 0 | 0 | 0 | 0 | 0 | 0 | 0 | 0 | 0 | 0 | 0 | 0 | 0 | 0 | 0 | 0
438 | 4 | 38 | 6 | 6 |  |  |  |  | Education - Secondary School | Kitchen and Food Preparation | Education - Secondary School - Kitchen and Food Preparation | (break) | Education - Secondary School (break) | Education - Secondary School - Kitchen and Food Preparation (break) | HighSchool Kitchen (break) | Sun | Closed | 16 | 16 | 0.070079 | 1.4882 | 1.4882 | 1.4882 | 1.4882 | 1.4007 | 1.4007 | 1.4007 | 0 | 0 | 0 | 0 | 0 | 0 | 0 | 0.80097 | 0.80097 | 0.80097 | 0.80097 | 0.75386 | 0.75386 | 0.75386 | 0 | 0 | 0 | 0 | 0 | 0 | 0 | 0 | 0 | 0 | 0 | 0 | 0 | 0 | 0 | 0 | 0 | 0 | 0 | 0 | 0 | 0 | 0 | 0 | 0 | 0 | 0 | 0 | 0 | 0 | 0 | 0 | 0 | 0 | 0 | 0.14156 | 0.14156 | 0.14156 | 0.14156 | 0.13324 | 0.13324 | 0.13324 | 0 | 0 | 0 | 0 | 0 | 0 | 0 | 0.07619 | 0.07619 | 0.07619 | 0.07619 | 0.071708 | 0.071708 | 0.071708 | 0 | 0 | 0 | 0 | 0 | 0 | 0 | 0 | 0 | 0 | 0 | 0 | 0 | 0 | 0 | 0 | 0 | 0 | 0 | 0 | 0 | 0 | 0 | 0 | 0 | 0 | 0 | 0 | 0 | 0 | 0 | 0 | 0 | 0 | 0 | HighSchool Kitchen (break) ILit Cls | HighSchool Kitchen (break) ILit Cls | 2 | 2 | 2 | HighSchool Kitchen (break) ILit2 Cls | HighSchool Kitchen (break) ILit Cls | HighSchool Kitchen (break) ILit Cls | 2 | 2 | 2 | 2 | 0.48 | 0.02 | 0.02 | 0.02 | 0.02 | 0.02 | 0.02 | 0.02 | 0.02 | 0.02 | 0.02 | 0.02 | 0.02 | 0.02 | 0.02 | 0.02 | 0.02 | 0.02 | 0.02 | 0.02 | 0.02 | 0.02 | 0.02 | 0.02 | 0.02 | 0.02 | 0.48 | 0.02 | 0.02 | 0.02 | 0.02 | 0.02 | 0.02 | 0.02 | 0.02 | 0.02 | 0.02 | 0.02 | 0.02 | 0.02 | 0.02 | 0.02 | 0.02 | 0.02 | 0.02 | 0.02 | 0.02 | 0.02 | 0.02 | 0.02 | 0.02 | 0.02 | 0 | 0 | 0 | 0 | 0 | 0 | 0 | 0 | 0 | 0 | 0 | 0 | 0 | 0 | 0 | 0 | 0 | 0 | 0 | 0 | 0 | 0 | 0 | 0 | 0 | 0 | 0 | 0 | 0 | 0 | 0 | 0 | 0 | 0 | 0 | 0 | 0 | 0 | 0 | 0 | 0 | 0 | 0 | 0 | 0 | 0 | 0 | 0 | 16 | 0.66337 | 0.20792 | 0.079208 | 0.049505 | 0.76136 | 0 | 0 | 0 | 0 | 0 | 0 | 0 | 0 |  | 0.0025468 | 0.0025468 | 0.0025307 | 0.0025692 | 0.0025682 | 0.0025679 | 0.0025679 | Education - Secondary School - Kitchen and Food Preparation - (break) - Sun | 12 | 7 | 16 | 0 | 7.68 | 0 | 0 | 0 | 7.68 | 0 | 0 | 0 | 0.48 | 0 | 0 | 0 | 0 | 0 | 0 | 0 | 0 | 0 | 0 | 0 | 0 | 0 | 0 | 0 | 0 | 0 | 0 | 0 | 0 | 0 | 0 | 0 | 0 |  | 0 | 7.68 | 0 | 0 | 0 | 7.68 | 0 | 0 | 0 | 0.48 | 0 | 0 | 0 | 0 | 0 | 0 | 0 | 0 | 0 | 0 | 0 | 0 | 0 | 0 | 0 | 0 | 0 | 0 | 0 | 0 | 0 | 0 | 0 | 0
439 | 4 | 39 | 7 | 7 |  |  |  |  | Education - Secondary School | Kitchen and Food Preparation | Education - Secondary School - Kitchen and Food Preparation | (break) | Education - Secondary School (break) | Education - Secondary School - Kitchen and Food Preparation (break) | HighSchool Kitchen (break) | Hol | Closed | 3 | 3 | 0.070079 | 1.4882 | 1.4882 | 1.4882 | 1.4882 | 1.4007 | 1.4007 | 1.4007 | 0 | 0 | 0 | 0 | 0 | 0 | 0 | 0.15018 | 0.15018 | 0.15018 | 0.15018 | 0.14135 | 0.14135 | 0.14135 | 0 | 0 | 0 | 0 | 0 | 0 | 0 | 0 | 0 | 0 | 0 | 0 | 0 | 0 | 0 | 0 | 0 | 0 | 0 | 0 | 0 | 0 | 0 | 0 | 0 | 0 | 0 | 0 | 0 | 0 | 0 | 0 | 0 | 0 | 0 | 0.14156 | 0.14156 | 0.14156 | 0.14156 | 0.13324 | 0.13324 | 0.13324 | 0 | 0 | 0 | 0 | 0 | 0 | 0 | 0.014286 | 0.014286 | 0.014286 | 0.014286 | 0.013445 | 0.013445 | 0.013445 | 0 | 0 | 0 | 0 | 0 | 0 | 0 | 0 | 0 | 0 | 0 | 0 | 0 | 0 | 0 | 0 | 0 | 0 | 0 | 0 | 0 | 0 | 0 | 0 | 0 | 0 | 0 | 0 | 0 | 0 | 0 | 0 | 0 | 0 | 0 | HighSchool Kitchen (break) ILit Cls | HighSchool Kitchen (break) ILit Cls | 2 | 2 | 2 | HighSchool Kitchen (break) ILit2 Cls | HighSchool Kitchen (break) ILit Cls | HighSchool Kitchen (break) ILit Cls | 2 | 2 | 2 | 2 | 0.48 | 0.02 | 0.02 | 0.02 | 0.02 | 0.02 | 0.02 | 0.02 | 0.02 | 0.02 | 0.02 | 0.02 | 0.02 | 0.02 | 0.02 | 0.02 | 0.02 | 0.02 | 0.02 | 0.02 | 0.02 | 0.02 | 0.02 | 0.02 | 0.02 | 0.02 | 0.48 | 0.02 | 0.02 | 0.02 | 0.02 | 0.02 | 0.02 | 0.02 | 0.02 | 0.02 | 0.02 | 0.02 | 0.02 | 0.02 | 0.02 | 0.02 | 0.02 | 0.02 | 0.02 | 0.02 | 0.02 | 0.02 | 0.02 | 0.02 | 0.02 | 0.02 | 0 | 0 | 0 | 0 | 0 | 0 | 0 | 0 | 0 | 0 | 0 | 0 | 0 | 0 | 0 | 0 | 0 | 0 | 0 | 0 | 0 | 0 | 0 | 0 | 0 | 0 | 0 | 0 | 0 | 0 | 0 | 0 | 0 | 0 | 0 | 0 | 0 | 0 | 0 | 0 | 0 | 0 | 0 | 0 | 0 | 0 | 0 | 0 | 16 | 0.66337 | 0.20792 | 0.079208 | 0.049505 | 0.76136 | 0 | 0 | 0 | 0 | 0 | 0 | 0 | 0 |  | 0.0025468 | 0.0025468 | 0.0025307 | 0.0025692 | 0.0025682 | 0.0025679 | 0.0025679 | Education - Secondary School - Kitchen and Food Preparation - (break) - Hol | 14 | 7 | 16 | 0 | 1.44 | 0 | 0 | 0 | 1.44 | 0 | 0 | 0 | 0.48 | 0 | 0 | 0 | 0 | 0 | 0 | 0 | 0 | 0 | 0 | 0 | 0 | 0 | 0 | 0 | 0 | 0 | 0 | 0 | 0 | 0 | 0 | 0 | 0 |  | 0 | 1.44 | 0 | 0 | 0 | 1.44 | 0 | 0 | 0 | 0.48 | 0 | 0 | 0 | 0 | 0 | 0 | 0 | 0 | 0 | 0 | 0 | 0 | 0 | 0 | 0 | 0 | 0 | 0 | 0 | 0 | 0 | 0 | 0 | 0
440 | 4 | 40 | 8 | 8 |  | Education - Secondary School (break) | Education - Secondary School - Kitchen and Food Preparation | Education - Secondary School - Kitchen and Food Preparation (break) | Education - Secondary School | Kitchen and Food Preparation | Education - Secondary School - Kitchen and Food Preparation | (break) | Education - Secondary School (break) | Education - Secondary School - Kitchen and Food Preparation (break) | HighSchool Kitchen (break) | all | Closed | 63 | 63 | 0.070079 | 1.4882 | 1.4882 | 1.4882 | 1.4882 | 1.4007 | 1.4007 | 1.4007 | 0.10429 | 0.10429 | 0.10429 | 0.10429 | 0.098158 | 0.098158 | 0.098158 | 3.1538 | 3.1538 | 3.1538 | 3.1538 | 2.9683 | 2.9683 | 2.9683 | 0.0020859 | 0.0020859 | 0.0020859 | 0.0020859 | 0.0019632 | 0.0019632 | 0.0019632 | 1139.44 | 1139.44 | 1139.44 | 1139.44 | 1139.44 | 1139.44 | 1139.44 | 0 | 0 | 0 | 0 | 0 | 0 | 0 | 0.02 | 0.02 | 0.02 | 0.02 | 0.02 | 0.02 | 0.02 | 0.02 | 0.02 | 0.02 | 0.02 | 0.02 | 0.02 | 0.02 | 0.14156 | 0.14156 | 0.14156 | 0.14156 | 0.13324 | 0.13324 | 0.13324 | 0.0099206 | 0.0099206 | 0.0099206 | 0.0099206 | 0.009337 | 0.009337 | 0.009337 | 0.3 | 0.3 | 0.3 | 0.3 | 0.28235 | 0.28235 | 0.28235 | 0.00019841 | 0.00019841 | 0.00019841 | 0.00019841 | 0.00018674 | 0.00018674 | 0.00018674 | 1206.64 | 1206.64 | 1206.64 | 1206.64 | 1206.64 | 1206.64 | 1206.64 | 0 | 0 | 0 | 0 | 0 | 0 | 0 | 0.02 | 0.02 | 0.02 | 0.02 | 0.02 | 0.02 | 0.02 | 0.02 | 0.02 | 0.02 | 0.02 | 0.02 | 0.02 | 0.02 | HighSchool Kitchen (break) ILit Cls | HighSchool Kitchen (break) ILit Cls | 2 | 2 | 2 | HighSchool Kitchen (break) ILit2 Cls | HighSchool Kitchen (break) ILit Cls | HighSchool Kitchen (break) ILit Cls | 2 | 2 | 2 | 2 | 0.48 | 0.02 | 0.02 | 0.02 | 0.02 | 0.02 | 0.02 | 0.02 | 0.02 | 0.02 | 0.02 | 0.02 | 0.02 | 0.02 | 0.02 | 0.02 | 0.02 | 0.02 | 0.02 | 0.02 | 0.02 | 0.02 | 0.02 | 0.02 | 0.02 | 0.02 | 0.48 | 0.02 | 0.02 | 0.02 | 0.02 | 0.02 | 0.02 | 0.02 | 0.02 | 0.02 | 0.02 | 0.02 | 0.02 | 0.02 | 0.02 | 0.02 | 0.02 | 0.02 | 0.02 | 0.02 | 0.02 | 0.02 | 0.02 | 0.02 | 0.02 | 0.02 | 0 | 0 | 0 | 0 | 0 | 0 | 0 | 0 | 0 | 0 | 0 | 0 | 0 | 0 | 0 | 0 | 0 | 0 | 0 | 0 | 0 | 0 | 0 | 0 | 0 | 0 | 0 | 0 | 0 | 0 | 0 | 0 | 0 | 0 | 0 | 0 | 0 | 0 | 0 | 0 | 0 | 0 | 0 | 0 | 0 | 0 | 0 | 0 | 16 | 0.66337 | 0.20792 | 0.079208 | 0.049505 | 0.76136 | 0.0029577 | 0.00030846 | 0.00030846 | 0.00030846 | 0.00030846 | 0.00029032 | 0.00029032 | 0.00029032 | Education - Secondary School (break) | 0.0025468 | 0.0025468 | 0.0025307 | 0.0025692 | 0.0025682 | 0.0025679 | 0.0025679 | Education - Secondary School - Kitchen and Food Preparation - (break) - all | 16 | 7 | 18 | 0 | 30.24 | 0 | 30.24 | 0 | 0 | 0 | 0.48 | 0 | 0 | 0 | 0 | 0 | 0 | 0 | 0 | 0 | 0 | 0 | 0 | 0 | 0 | 0 | 0 | 0 | 0 | 0 | 0 | 0 | 0 | 0 | 0 | 0 | 0 |  | 0 | 30.24 | 0 | 30.24 | 0 | 0 | 0 | 0.48 | 0 | 0 | 0 | 0 | 0 | 0 | 0 | 0 | 0 | 0 | 0 | 0 | 0 | 0 | 0 | 0 | 0 | 0 | 0 | 0 | 0 | 0 | 0 | 0 | 0 | 0
441 | 4 | 41 | 5 | 1 |  |  |  |  | Education - Secondary School | Office (General) | Education - Secondary School - Office (General) |  | Education - Secondary School | Education - Secondary School - Office (General) | HighSchool Office (in session) | Sat | Open | 36 | 36 | 0.020569 | 1.138 | 1.138 | 1.138 | 1.138 | 1.138 | 0.91919 | 0.91919 | 0 | 0 | 0 | 0 | 0 | 0 | 0 | 4.311 | 4.311 | 4.311 | 4.311 | 4.311 | 3.482 | 3.482 | 0 | 0 | 0 | 0 | 0 | 0 | 0 | 0 | 0 | 0 | 0 | 0 | 0 | 0 | 0 | 0 | 0 | 0 | 0 | 0 | 0 | 0 | 0 | 0 | 0 | 0 | 0 | 0 | 0 | 0 | 0 | 0 | 0 | 0 | 0 | 0.10825 | 0.10825 | 0.10825 | 0.10825 | 0.10825 | 0.087436 | 0.087436 | 0 | 0 | 0 | 0 | 0 | 0 | 0 | 0.36831 | 0.36831 | 0.36831 | 0.36831 | 0.36831 | 0.29748 | 0.29748 | 0 | 0 | 0 | 0 | 0 | 0 | 0 | 0 | 0 | 0 | 0 | 0 | 0 | 0 | 0 | 0 | 0 | 0 | 0 | 0 | 0 | 0 | 0 | 0 | 0 | 0 | 0 | 0 | 0 | 0 | 0 | 0 | 0 | 0 | 0 | HighSchool Office (in session) ILit Sat | HighSchool Office (in session) ILit all | 3038 | 5 | 45 | HighSchool Office (in session) ILit2 Sat | HighSchool Office (in session) ILit Sat | HighSchool Office (in session) ILit all | 3038 | 6.5 | 37.5 | 3038 | 5.1158 | 0.45 | 0.05 | 0.05 | 0.05 | 0.05 | 0.05 | 0.15526 | 0.15526 | 0.15526 | 0.45 | 0.45 | 0.45 | 0.45 | 0.45 | 0.45 | 0.45 | 0.45 | 0.45 | 0.05 | 0.05 | 0.05 | 0.05 | 0.05 | 0.05 | 0.05 | 4.5947 | 0.375 | 0.065 | 0.065 | 0.065 | 0.065 | 0.065 | 0.14658 | 0.14658 | 0.14658 | 0.375 | 0.375 | 0.375 | 0.375 | 0.375 | 0.375 | 0.375 | 0.375 | 0.375 | 0.065 | 0.065 | 0.065 | 0.065 | 0.065 | 0.065 | 0.065 | 0 | 0 | 0 | 0 | 0 | 0.26316 | 0.26316 | 0.26316 | 1 | 1 | 1 | 1 | 1 | 1 | 1 | 1 | 1 | 0 | 0 | 0 | 0 | 0 | 0 | 0 | 0 | 0 | 0 | 0 | 0 | 0.26316 | 0.26316 | 0.26316 | 1 | 1 | 1 | 1 | 1 | 1 | 1 | 1 | 1 | 0 | 0 | 0 | 0 | 0 | 0 | 0 | 16 | 0.66337 | 0.20792 | 0.079208 | 0.049505 | 0.76136 | 0 | 0 | 0 | 0 | 0 | 0 | 0 | 0 |  | 0.090654 | 0.090654 | 0.088888 | 0.090295 | 0.090902 | 0.090724 | 0.090724 | Education - Secondary School - Office (General) - Sat | 10 | 7 | 16 | 124.5789 | 59.5895 | 0 | 0 | 124.5789 | 59.5895 | 0 | 0 | 3.4605 | 1.6553 | 0 | 0 | 0 | 0 | 0 | 0 | 0.15526 | 0.15526 | 0.45 | 0.45 | 0.45 | 0.45 | 0.45 | 0.45 | 0.45 | 0 | 0 | 0 | 0 | 0 | 0 | 0 | 0 | 0 |  | 105.0537 | 60.3568 | 0 | 0 | 105.0537 | 60.3568 | 0 | 0 | 2.9182 | 1.6766 | 0 | 0 | 0 | 0 | 0 | 0 | 0.14658 | 0.14658 | 0.375 | 0.375 | 0.375 | 0.375 | 0.375 | 0.375 | 0.375 | 0 | 0 | 0 | 0 | 0 | 0 | 0 | 0 | 0
442 | 4 | 42 | 6 | 2 |  |  |  |  | Education - Secondary School | Office (General) | Education - Secondary School - Office (General) |  | Education - Secondary School | Education - Secondary School - Office (General) | HighSchool Office (in session) | Sun | Closed | 36 | 36 | 0.020569 | 1.138 | 1.138 | 1.138 | 1.138 | 1.138 | 0.91919 | 0.91919 | 0 | 0 | 0 | 0 | 0 | 0 | 0 | 1.0112 | 1.0112 | 1.0112 | 1.0112 | 1.0112 | 0.81677 | 0.81677 | 0 | 0 | 0 | 0 | 0 | 0 | 0 | 0 | 0 | 0 | 0 | 0 | 0 | 0 | 0 | 0 | 0 | 0 | 0 | 0 | 0 | 0 | 0 | 0 | 0 | 0 | 0 | 0 | 0 | 0 | 0 | 0 | 0 | 0 | 0 | 0.10825 | 0.10825 | 0.10825 | 0.10825 | 0.10825 | 0.087436 | 0.087436 | 0 | 0 | 0 | 0 | 0 | 0 | 0 | 0.096191 | 0.096191 | 0.096191 | 0.096191 | 0.096191 | 0.077692 | 0.077692 | 0 | 0 | 0 | 0 | 0 | 0 | 0 | 0 | 0 | 0 | 0 | 0 | 0 | 0 | 0 | 0 | 0 | 0 | 0 | 0 | 0 | 0 | 0 | 0 | 0 | 0 | 0 | 0 | 0 | 0 | 0 | 0 | 0 | 0 | 0 | HighSchool Office (in session) ILit Cls | HighSchool Office (in session) ILit Cls | 2 | 5 | 5 | HighSchool Office (in session) ILit2 Cls | HighSchool Office (in session) ILit Cls | HighSchool Office (in session) ILit Cls | 2 | 5 | 5 | 2 | 1.2 | 0.05 | 0.05 | 0.05 | 0.05 | 0.05 | 0.05 | 0.05 | 0.05 | 0.05 | 0.05 | 0.05 | 0.05 | 0.05 | 0.05 | 0.05 | 0.05 | 0.05 | 0.05 | 0.05 | 0.05 | 0.05 | 0.05 | 0.05 | 0.05 | 0.05 | 1.2 | 0.05 | 0.05 | 0.05 | 0.05 | 0.05 | 0.05 | 0.05 | 0.05 | 0.05 | 0.05 | 0.05 | 0.05 | 0.05 | 0.05 | 0.05 | 0.05 | 0.05 | 0.05 | 0.05 | 0.05 | 0.05 | 0.05 | 0.05 | 0.05 | 0.05 | 0 | 0 | 0 | 0 | 0 | 0 | 0 | 0 | 0 | 0 | 0 | 0 | 0 | 0 | 0 | 0 | 0 | 0 | 0 | 0 | 0 | 0 | 0 | 0 | 0 | 0 | 0 | 0 | 0 | 0 | 0 | 0 | 0 | 0 | 0 | 0 | 0 | 0 | 0 | 0 | 0 | 0 | 0 | 0 | 0 | 0 | 0 | 0 | 16 | 0.66337 | 0.20792 | 0.079208 | 0.049505 | 0.76136 | 0 | 0 | 0 | 0 | 0 | 0 | 0 | 0 |  | 0.090654 | 0.090654 | 0.088888 | 0.090295 | 0.090902 | 0.090724 | 0.090724 | Education - Secondary School - Office (General) - Sun | 12 | 7 | 16 | 0 | 43.2 | 0 | 0 | 0 | 43.2 | 0 | 0 | 0 | 1.2 | 0 | 0 | 0 | 0 | 0 | 0 | 0 | 0 | 0 | 0 | 0 | 0 | 0 | 0 | 0 | 0 | 0 | 0 | 0 | 0 | 0 | 0 | 0 | 0 |  | 0 | 43.2 | 0 | 0 | 0 | 43.2 | 0 | 0 | 0 | 1.2 | 0 | 0 | 0 | 0 | 0 | 0 | 0 | 0 | 0 | 0 | 0 | 0 | 0 | 0 | 0 | 0 | 0 | 0 | 0 | 0 | 0 | 0 | 0 | 0
443 | 4 | 43 | 7 | 3 |  |  |  |  | Education - Secondary School | Office (General) | Education - Secondary School - Office (General) |  | Education - Secondary School | Education - Secondary School - Office (General) | HighSchool Office (in session) | Hol | Closed | 7 | 7 | 0.020569 | 1.138 | 1.138 | 1.138 | 1.138 | 1.138 | 0.91919 | 0.91919 | 0 | 0 | 0 | 0 | 0 | 0 | 0 | 0.19663 | 0.19663 | 0.19663 | 0.19663 | 0.19663 | 0.15882 | 0.15882 | 0 | 0 | 0 | 0 | 0 | 0 | 0 | 0 | 0 | 0 | 0 | 0 | 0 | 0 | 0 | 0 | 0 | 0 | 0 | 0 | 0 | 0 | 0 | 0 | 0 | 0 | 0 | 0 | 0 | 0 | 0 | 0 | 0 | 0 | 0 | 0.10825 | 0.10825 | 0.10825 | 0.10825 | 0.10825 | 0.087436 | 0.087436 | 0 | 0 | 0 | 0 | 0 | 0 | 0 | 0.018704 | 0.018704 | 0.018704 | 0.018704 | 0.018704 | 0.015107 | 0.015107 | 0 | 0 | 0 | 0 | 0 | 0 | 0 | 0 | 0 | 0 | 0 | 0 | 0 | 0 | 0 | 0 | 0 | 0 | 0 | 0 | 0 | 0 | 0 | 0 | 0 | 0 | 0 | 0 | 0 | 0 | 0 | 0 | 0 | 0 | 0 | HighSchool Office (in session) ILit Cls | HighSchool Office (in session) ILit Cls | 2 | 5 | 5 | HighSchool Office (in session) ILit2 Cls | HighSchool Office (in session) ILit Cls | HighSchool Office (in session) ILit Cls | 2 | 5 | 5 | 2 | 1.2 | 0.05 | 0.05 | 0.05 | 0.05 | 0.05 | 0.05 | 0.05 | 0.05 | 0.05 | 0.05 | 0.05 | 0.05 | 0.05 | 0.05 | 0.05 | 0.05 | 0.05 | 0.05 | 0.05 | 0.05 | 0.05 | 0.05 | 0.05 | 0.05 | 0.05 | 1.2 | 0.05 | 0.05 | 0.05 | 0.05 | 0.05 | 0.05 | 0.05 | 0.05 | 0.05 | 0.05 | 0.05 | 0.05 | 0.05 | 0.05 | 0.05 | 0.05 | 0.05 | 0.05 | 0.05 | 0.05 | 0.05 | 0.05 | 0.05 | 0.05 | 0.05 | 0 | 0 | 0 | 0 | 0 | 0 | 0 | 0 | 0 | 0 | 0 | 0 | 0 | 0 | 0 | 0 | 0 | 0 | 0 | 0 | 0 | 0 | 0 | 0 | 0 | 0 | 0 | 0 | 0 | 0 | 0 | 0 | 0 | 0 | 0 | 0 | 0 | 0 | 0 | 0 | 0 | 0 | 0 | 0 | 0 | 0 | 0 | 0 | 16 | 0.66337 | 0.20792 | 0.079208 | 0.049505 | 0.76136 | 0 | 0 | 0 | 0 | 0 | 0 | 0 | 0 |  | 0.090654 | 0.090654 | 0.088888 | 0.090295 | 0.090902 | 0.090724 | 0.090724 | Education - Secondary School - Office (General) - Hol | 14 | 7 | 16 | 0 | 8.4 | 0 | 0 | 0 | 8.4 | 0 | 0 | 0 | 1.2 | 0 | 0 | 0 | 0 | 0 | 0 | 0 | 0 | 0 | 0 | 0 | 0 | 0 | 0 | 0 | 0 | 0 | 0 | 0 | 0 | 0 | 0 | 0 | 0 |  | 0 | 8.4 | 0 | 0 | 0 | 8.4 | 0 | 0 | 0 | 1.2 | 0 | 0 | 0 | 0 | 0 | 0 | 0 | 0 | 0 | 0 | 0 | 0 | 0 | 0 | 0 | 0 | 0 | 0 | 0 | 0 | 0 | 0 | 0 | 0
444 | 4 | 44 | 8 | 4 |  | Education - Secondary School |  | Education - Secondary School - Office (General) | Education - Secondary School | Office (General) | Education - Secondary School - Office (General) |  | Education - Secondary School | Education - Secondary School - Office (General) | HighSchool Office (in session) | all | Open | 188 | 188 | 0.020569 | 1.138 | 1.138 | 1.138 | 1.138 | 1.138 | 0.91919 | 0.91919 | 0 | 0 | 0 | 0 | 0 | 0 | 0 | 46.2077 | 46.2077 | 46.2077 | 46.2077 | 46.2077 | 37.3216 | 37.3216 | 0.023408 | 0.023408 | 0.023408 | 0.023408 | 0.023408 | 0.018907 | 0.018907 | 0 | 0 | 0 | 0 | 0 | 0 | 0 | 0 | 0 | 0 | 0 | 0 | 0 | 0 | 1 | 1 | 1 | 1 | 1 | 1 | 1 | 0.71094 | 0.71094 | 0.70275 | 0.70328 | 0.70776 | 0.70652 | 0.70652 | 0.10825 | 0.10825 | 0.10825 | 0.10825 | 0.10825 | 0.087436 | 0.087436 | 0 | 0 | 0 | 0 | 0 | 0 | 0 | 4.4846 | 4.4846 | 4.4846 | 4.4846 | 4.4846 | 3.6222 | 3.6222 | 0.0022266 | 0.0022266 | 0.0022266 | 0.0022266 | 0.0022266 | 0.0017984 | 0.0017984 | 0 | 0 | 0 | 0 | 0 | 0 | 0 | 0 | 0 | 0 | 0 | 0 | 0 | 0 | 1 | 1 | 1 | 1 | 1 | 1 | 1 | 0.71695 | 0.71695 | 0.70895 | 0.70975 | 0.71374 | 0.71252 | 0.71252 | HighSchool Office (in session) ILit all | HighSchool Office (in session) ILit all | 3038 | 5 | 100 | HighSchool Office (in session) ILit2 all | HighSchool Office (in session) ILit all | HighSchool Office (in session) ILit all | 3038 | 6.5 | 100 | 3038 | 10.5 | 1 | 0.05 | 0.05 | 0.05 | 0.05 | 0.05 | 0.3 | 0.3 | 0.3 | 1 | 1 | 1 | 1 | 1 | 1 | 1 | 1 | 1 | 0.05 | 0.05 | 0.05 | 0.05 | 0.05 | 0.05 | 0.05 | 10.7132 | 1 | 0.065 | 0.065 | 0.065 | 0.065 | 0.065 | 0.31105 | 0.31105 | 0.31105 | 1 | 1 | 1 | 1 | 1 | 1 | 1 | 1 | 1 | 0.065 | 0.065 | 0.065 | 0.065 | 0.065 | 0.065 | 0.065 | 0 | 0 | 0 | 0 | 0 | 0.26316 | 0.26316 | 0.26316 | 1 | 1 | 1 | 1 | 1 | 1 | 1 | 1 | 1 | 0 | 0 | 0 | 0 | 0 | 0 | 0 | 0 | 0 | 0 | 0 | 0 | 0.26316 | 0.26316 | 0.26316 | 1 | 1 | 1 | 1 | 1 | 1 | 1 | 1 | 1 | 0 | 0 | 0 | 0 | 0 | 0 | 0 | 16 | 0.66337 | 0.20792 | 0.079208 | 0.049505 | 0.76136 | 0.13272 | 0.0031068 | 0.0031068 | 0.0031068 | 0.0031068 | 0.0031068 | 0.0025093 | 0.0025093 | Education - Secondary School | 0.090654 | 0.090654 | 0.088888 | 0.090295 | 0.090902 | 0.090724 | 0.090724 | Education - Secondary School - Office (General) - all | 16 | 7 | 18 | 1804.8 | 169.2 | 1804.8 | 169.2 | 0 | 0 | 9.6 | 0.9 | 0 | 0 | 0 | 0 | 0 | 0 | 0 | 0 | 0.3 | 0.3 | 1 | 1 | 1 | 1 | 1 | 1 | 1 | 1 | 1 | 0 | 0 | 0 | 0 | 0 | 0 | 0 |  | 1808.9558 | 205.1179 | 1808.9558 | 205.1179 | 0 | 0 | 9.6221 | 1.0911 | 0 | 0 | 0 | 0 | 0 | 0 | 0 | 0 | 0.31105 | 0.31105 | 1 | 1 | 1 | 1 | 1 | 1 | 1 | 1 | 1 | 0 | 0 | 0 | 0 | 0 | 0 | 0
445 | 4 | 45 | 5 | 5 |  |  |  |  | Education - Secondary School | Office (General) | Education - Secondary School - Office (General) | (break) | Education - Secondary School (break) | Education - Secondary School - Office (General) (break) | HighSchool Office (break) | Sat | Closed | 16 | 16 | 0.020569 | 1.138 | 1.138 | 1.138 | 1.138 | 1.138 | 0.91919 | 0.91919 | 0 | 0 | 0 | 0 | 0 | 0 | 0 | 0.17977 | 0.17977 | 0.17977 | 0.17977 | 0.17977 | 0.1452 | 0.1452 | 0 | 0 | 0 | 0 | 0 | 0 | 0 | 0 | 0 | 0 | 0 | 0 | 0 | 0 | 0 | 0 | 0 | 0 | 0 | 0 | 0 | 0 | 0 | 0 | 0 | 0 | 0 | 0 | 0 | 0 | 0 | 0 | 0 | 0 | 0 | 0.10825 | 0.10825 | 0.10825 | 0.10825 | 0.10825 | 0.087436 | 0.087436 | 0 | 0 | 0 | 0 | 0 | 0 | 0 | 0.017101 | 0.017101 | 0.017101 | 0.017101 | 0.017101 | 0.013812 | 0.013812 | 0 | 0 | 0 | 0 | 0 | 0 | 0 | 0 | 0 | 0 | 0 | 0 | 0 | 0 | 0 | 0 | 0 | 0 | 0 | 0 | 0 | 0 | 0 | 0 | 0 | 0 | 0 | 0 | 0 | 0 | 0 | 0 | 0 | 0 | 0 | HighSchool Office (break) ILit Cls | HighSchool Office (break) ILit Cls | 2 | 2 | 2 | HighSchool Office (break) ILit2 Cls | HighSchool Office (break) ILit Cls | HighSchool Office (break) ILit Cls | 2 | 2 | 2 | 2 | 0.48 | 0.02 | 0.02 | 0.02 | 0.02 | 0.02 | 0.02 | 0.02 | 0.02 | 0.02 | 0.02 | 0.02 | 0.02 | 0.02 | 0.02 | 0.02 | 0.02 | 0.02 | 0.02 | 0.02 | 0.02 | 0.02 | 0.02 | 0.02 | 0.02 | 0.02 | 0.48 | 0.02 | 0.02 | 0.02 | 0.02 | 0.02 | 0.02 | 0.02 | 0.02 | 0.02 | 0.02 | 0.02 | 0.02 | 0.02 | 0.02 | 0.02 | 0.02 | 0.02 | 0.02 | 0.02 | 0.02 | 0.02 | 0.02 | 0.02 | 0.02 | 0.02 | 0 | 0 | 0 | 0 | 0 | 0 | 0 | 0 | 0 | 0 | 0 | 0 | 0 | 0 | 0 | 0 | 0 | 0 | 0 | 0 | 0 | 0 | 0 | 0 | 0 | 0 | 0 | 0 | 0 | 0 | 0 | 0 | 0 | 0 | 0 | 0 | 0 | 0 | 0 | 0 | 0 | 0 | 0 | 0 | 0 | 0 | 0 | 0 | 16 | 0.66337 | 0.20792 | 0.079208 | 0.049505 | 0.76136 | 0 | 0 | 0 | 0 | 0 | 0 | 0 | 0 |  | 0.0025468 | 0.0025468 | 0.0025307 | 0.0025692 | 0.0025682 | 0.0025679 | 0.0025679 | Education - Secondary School - Office (General) - (break) - Sat | 10 | 7 | 16 | 0 | 7.68 | 0 | 0 | 0 | 7.68 | 0 | 0 | 0 | 0.48 | 0 | 0 | 0 | 0 | 0 | 0 | 0 | 0 | 0 | 0 | 0 | 0 | 0 | 0 | 0 | 0 | 0 | 0 | 0 | 0 | 0 | 0 | 0 | 0 |  | 0 | 7.68 | 0 | 0 | 0 | 7.68 | 0 | 0 | 0 | 0.48 | 0 | 0 | 0 | 0 | 0 | 0 | 0 | 0 | 0 | 0 | 0 | 0 | 0 | 0 | 0 | 0 | 0 | 0 | 0 | 0 | 0 | 0 | 0 | 0
446 | 4 | 46 | 6 | 6 |  |  |  |  | Education - Secondary School | Office (General) | Education - Secondary School - Office (General) | (break) | Education - Secondary School (break) | Education - Secondary School - Office (General) (break) | HighSchool Office (break) | Sun | Closed | 16 | 16 | 0.020569 | 1.138 | 1.138 | 1.138 | 1.138 | 1.138 | 0.91919 | 0.91919 | 0 | 0 | 0 | 0 | 0 | 0 | 0 | 0.17977 | 0.17977 | 0.17977 | 0.17977 | 0.17977 | 0.1452 | 0.1452 | 0 | 0 | 0 | 0 | 0 | 0 | 0 | 0 | 0 | 0 | 0 | 0 | 0 | 0 | 0 | 0 | 0 | 0 | 0 | 0 | 0 | 0 | 0 | 0 | 0 | 0 | 0 | 0 | 0 | 0 | 0 | 0 | 0 | 0 | 0 | 0.10825 | 0.10825 | 0.10825 | 0.10825 | 0.10825 | 0.087436 | 0.087436 | 0 | 0 | 0 | 0 | 0 | 0 | 0 | 0.017101 | 0.017101 | 0.017101 | 0.017101 | 0.017101 | 0.013812 | 0.013812 | 0 | 0 | 0 | 0 | 0 | 0 | 0 | 0 | 0 | 0 | 0 | 0 | 0 | 0 | 0 | 0 | 0 | 0 | 0 | 0 | 0 | 0 | 0 | 0 | 0 | 0 | 0 | 0 | 0 | 0 | 0 | 0 | 0 | 0 | 0 | HighSchool Office (break) ILit Cls | HighSchool Office (break) ILit Cls | 2 | 2 | 2 | HighSchool Office (break) ILit2 Cls | HighSchool Office (break) ILit Cls | HighSchool Office (break) ILit Cls | 2 | 2 | 2 | 2 | 0.48 | 0.02 | 0.02 | 0.02 | 0.02 | 0.02 | 0.02 | 0.02 | 0.02 | 0.02 | 0.02 | 0.02 | 0.02 | 0.02 | 0.02 | 0.02 | 0.02 | 0.02 | 0.02 | 0.02 | 0.02 | 0.02 | 0.02 | 0.02 | 0.02 | 0.02 | 0.48 | 0.02 | 0.02 | 0.02 | 0.02 | 0.02 | 0.02 | 0.02 | 0.02 | 0.02 | 0.02 | 0.02 | 0.02 | 0.02 | 0.02 | 0.02 | 0.02 | 0.02 | 0.02 | 0.02 | 0.02 | 0.02 | 0.02 | 0.02 | 0.02 | 0.02 | 0 | 0 | 0 | 0 | 0 | 0 | 0 | 0 | 0 | 0 | 0 | 0 | 0 | 0 | 0 | 0 | 0 | 0 | 0 | 0 | 0 | 0 | 0 | 0 | 0 | 0 | 0 | 0 | 0 | 0 | 0 | 0 | 0 | 0 | 0 | 0 | 0 | 0 | 0 | 0 | 0 | 0 | 0 | 0 | 0 | 0 | 0 | 0 | 16 | 0.66337 | 0.20792 | 0.079208 | 0.049505 | 0.76136 | 0 | 0 | 0 | 0 | 0 | 0 | 0 | 0 |  | 0.0025468 | 0.0025468 | 0.0025307 | 0.0025692 | 0.0025682 | 0.0025679 | 0.0025679 | Education - Secondary School - Office (General) - (break) - Sun | 12 | 7 | 16 | 0 | 7.68 | 0 | 0 | 0 | 7.68 | 0 | 0 | 0 | 0.48 | 0 | 0 | 0 | 0 | 0 | 0 | 0 | 0 | 0 | 0 | 0 | 0 | 0 | 0 | 0 | 0 | 0 | 0 | 0 | 0 | 0 | 0 | 0 | 0 |  | 0 | 7.68 | 0 | 0 | 0 | 7.68 | 0 | 0 | 0 | 0.48 | 0 | 0 | 0 | 0 | 0 | 0 | 0 | 0 | 0 | 0 | 0 | 0 | 0 | 0 | 0 | 0 | 0 | 0 | 0 | 0 | 0 | 0 | 0 | 0
447 | 4 | 47 | 7 | 7 |  |  |  |  | Education - Secondary School | Office (General) | Education - Secondary School - Office (General) | (break) | Education - Secondary School (break) | Education - Secondary School - Office (General) (break) | HighSchool Office (break) | Hol | Closed | 3 | 3 | 0.020569 | 1.138 | 1.138 | 1.138 | 1.138 | 1.138 | 0.91919 | 0.91919 | 0 | 0 | 0 | 0 | 0 | 0 | 0 | 0.033708 | 0.033708 | 0.033708 | 0.033708 | 0.033708 | 0.027226 | 0.027226 | 0 | 0 | 0 | 0 | 0 | 0 | 0 | 0 | 0 | 0 | 0 | 0 | 0 | 0 | 0 | 0 | 0 | 0 | 0 | 0 | 0 | 0 | 0 | 0 | 0 | 0 | 0 | 0 | 0 | 0 | 0 | 0 | 0 | 0 | 0 | 0.10825 | 0.10825 | 0.10825 | 0.10825 | 0.10825 | 0.087436 | 0.087436 | 0 | 0 | 0 | 0 | 0 | 0 | 0 | 0.0032064 | 0.0032064 | 0.0032064 | 0.0032064 | 0.0032064 | 0.0025897 | 0.0025897 | 0 | 0 | 0 | 0 | 0 | 0 | 0 | 0 | 0 | 0 | 0 | 0 | 0 | 0 | 0 | 0 | 0 | 0 | 0 | 0 | 0 | 0 | 0 | 0 | 0 | 0 | 0 | 0 | 0 | 0 | 0 | 0 | 0 | 0 | 0 | HighSchool Office (break) ILit Cls | HighSchool Office (break) ILit Cls | 2 | 2 | 2 | HighSchool Office (break) ILit2 Cls | HighSchool Office (break) ILit Cls | HighSchool Office (break) ILit Cls | 2 | 2 | 2 | 2 | 0.48 | 0.02 | 0.02 | 0.02 | 0.02 | 0.02 | 0.02 | 0.02 | 0.02 | 0.02 | 0.02 | 0.02 | 0.02 | 0.02 | 0.02 | 0.02 | 0.02 | 0.02 | 0.02 | 0.02 | 0.02 | 0.02 | 0.02 | 0.02 | 0.02 | 0.02 | 0.48 | 0.02 | 0.02 | 0.02 | 0.02 | 0.02 | 0.02 | 0.02 | 0.02 | 0.02 | 0.02 | 0.02 | 0.02 | 0.02 | 0.02 | 0.02 | 0.02 | 0.02 | 0.02 | 0.02 | 0.02 | 0.02 | 0.02 | 0.02 | 0.02 | 0.02 | 0 | 0 | 0 | 0 | 0 | 0 | 0 | 0 | 0 | 0 | 0 | 0 | 0 | 0 | 0 | 0 | 0 | 0 | 0 | 0 | 0 | 0 | 0 | 0 | 0 | 0 | 0 | 0 | 0 | 0 | 0 | 0 | 0 | 0 | 0 | 0 | 0 | 0 | 0 | 0 | 0 | 0 | 0 | 0 | 0 | 0 | 0 | 0 | 16 | 0.66337 | 0.20792 | 0.079208 | 0.049505 | 0.76136 | 0 | 0 | 0 | 0 | 0 | 0 | 0 | 0 |  | 0.0025468 | 0.0025468 | 0.0025307 | 0.0025692 | 0.0025682 | 0.0025679 | 0.0025679 | Education - Secondary School - Office (General) - (break) - Hol | 14 | 7 | 16 | 0 | 1.44 | 0 | 0 | 0 | 1.44 | 0 | 0 | 0 | 0.48 | 0 | 0 | 0 | 0 | 0 | 0 | 0 | 0 | 0 | 0 | 0 | 0 | 0 | 0 | 0 | 0 | 0 | 0 | 0 | 0 | 0 | 0 | 0 | 0 |  | 0 | 1.44 | 0 | 0 | 0 | 1.44 | 0 | 0 | 0 | 0.48 | 0 | 0 | 0 | 0 | 0 | 0 | 0 | 0 | 0 | 0 | 0 | 0 | 0 | 0 | 0 | 0 | 0 | 0 | 0 | 0 | 0 | 0 | 0 | 0
448 | 4 | 48 | 8 | 8 | Education - Secondary School | Education - Secondary School (break) | Education - Secondary School - Office (General) | Education - Secondary School - Office (General) (break) | Education - Secondary School | Office (General) | Education - Secondary School - Office (General) | (break) | Education - Secondary School (break) | Education - Secondary School - Office (General) (break) | HighSchool Office (break) | all | Closed | 63 | 63 | 0.020569 | 1.138 | 1.138 | 1.138 | 1.138 | 1.138 | 0.91919 | 0.91919 | 0.023408 | 0.023408 | 0.023408 | 0.023408 | 0.023408 | 0.018907 | 0.018907 | 0.70786 | 0.70786 | 0.70786 | 0.70786 | 0.70786 | 0.57174 | 0.57174 | 0.00046816 | 0.00046816 | 0.00046816 | 0.00046816 | 0.00046816 | 0.00037813 | 0.00037813 | 2256.8084 | 2256.8084 | 2256.8084 | 2256.8084 | 2256.8084 | 2256.8084 | 2256.8084 | 2302.9541 | 2302.9541 | 2300.8939 | 2275.0328 | 2282.5826 | 2282.6921 | 2282.6921 | 0.02 | 0.02 | 0.02 | 0.02 | 0.02 | 0.02 | 0.02 | 0.02 | 0.02 | 0.02 | 0.02 | 0.02 | 0.02 | 0.02 | 0.10825 | 0.10825 | 0.10825 | 0.10825 | 0.10825 | 0.087436 | 0.087436 | 0.0022266 | 0.0022266 | 0.0022266 | 0.0022266 | 0.0022266 | 0.0017984 | 0.0017984 | 0.067333 | 0.067333 | 0.067333 | 0.067333 | 0.067333 | 0.054385 | 0.054385 | 4.4533e-05 | 4.4533e-05 | 4.4533e-05 | 4.4533e-05 | 4.4533e-05 | 3.5969e-05 | 3.5969e-05 | 2278.1242 | 2278.1242 | 2278.1242 | 2278.1242 | 2278.1242 | 2278.1242 | 2278.1242 | 2349.297 | 2349.297 | 2347.9343 | 2322.4812 | 2328.431 | 2328.6448 | 2328.6448 | 0.02 | 0.02 | 0.02 | 0.02 | 0.02 | 0.02 | 0.02 | 0.02 | 0.02 | 0.02 | 0.02 | 0.02 | 0.02 | 0.02 | HighSchool Office (break) ILit Cls | HighSchool Office (break) ILit Cls | 2 | 2 | 2 | HighSchool Office (break) ILit2 Cls | HighSchool Office (break) ILit Cls | HighSchool Office (break) ILit Cls | 2 | 2 | 2 | 2 | 0.48 | 0.02 | 0.02 | 0.02 | 0.02 | 0.02 | 0.02 | 0.02 | 0.02 | 0.02 | 0.02 | 0.02 | 0.02 | 0.02 | 0.02 | 0.02 | 0.02 | 0.02 | 0.02 | 0.02 | 0.02 | 0.02 | 0.02 | 0.02 | 0.02 | 0.02 | 0.48 | 0.02 | 0.02 | 0.02 | 0.02 | 0.02 | 0.02 | 0.02 | 0.02 | 0.02 | 0.02 | 0.02 | 0.02 | 0.02 | 0.02 | 0.02 | 0.02 | 0.02 | 0.02 | 0.02 | 0.02 | 0.02 | 0.02 | 0.02 | 0.02 | 0.02 | 0 | 0 | 0 | 0 | 0 | 0 | 0 | 0 | 0 | 0 | 0 | 0 | 0 | 0 | 0 | 0 | 0 | 0 | 0 | 0 | 0 | 0 | 0 | 0 | 0 | 0 | 0 | 0 | 0 | 0 | 0 | 0 | 0 | 0 | 0 | 0 | 0 | 0 | 0 | 0 | 0 | 0 | 0 | 0 | 0 | 0 | 0 | 0 | 16 | 0.66337 | 0.20792 | 0.079208 | 0.049505 | 0.76136 | 0.0026544 | 6.2135e-05 | 6.2135e-05 | 6.2135e-05 | 6.2135e-05 | 6.2135e-05 | 5.0186e-05 | 5.0186e-05 | Education - Secondary School (break) | 0.0025468 | 0.0025468 | 0.0025307 | 0.0025692 | 0.0025682 | 0.0025679 | 0.0025679 | Education - Secondary School - Office (General) - (break) - all | 16 | 7 | 18 | 0 | 30.24 | 0 | 30.24 | 0 | 0 | 0 | 0.48 | 0 | 0 | 0 | 0 | 0 | 0 | 0 | 0 | 0 | 0 | 0 | 0 | 0 | 0 | 0 | 0 | 0 | 0 | 0 | 0 | 0 | 0 | 0 | 0 | 0 | 0 |  | 0 | 30.24 | 0 | 30.24 | 0 | 0 | 0 | 0.48 | 0 | 0 | 0 | 0 | 0 | 0 | 0 | 0 | 0 | 0 | 0 | 0 | 0 | 0 | 0 | 0 | 0 | 0 | 0 | 0 | 0 | 0 | 0 | 0 | 0 | 0
501 | 5 | 1 | 5 | 1 |  |  |  |  | Education - Community College | Classroom/Lecture | Education - Community College - Classroom/Lecture |  | Education - Community College | Education - Community College - Classroom/Lecture | ComCollege Class (in session) | Sat | Open | 32 | 32 | 0.50276 | 1.4151 | 1.4151 | 1.4151 | 1.0613 | 1.0613 | 1.0613 | 1.0613 | 0 | 0 | 0 | 0 | 0 | 0 | 0 | 68.3014 | 68.3014 | 68.3014 | 51.2261 | 51.2261 | 51.2261 | 51.2261 | 0 | 0 | 0 | 0 | 0 | 0 | 0 | 0 | 0 | 0 | 0 | 0 | 0 | 0 | 0 | 0 | 0 | 0 | 0 | 0 | 0 | 0 | 0 | 0 | 0 | 0 | 0 | 0 | 0 | 0 | 0 | 0 | 0 | 0 | 0 | 0.1339 | 0.1339 | 0.1339 | 0.10042 | 0.10042 | 0.10042 | 0.10042 | 0 | 0 | 0 | 0 | 0 | 0 | 0 | 8.8861 | 8.8861 | 8.8861 | 6.6646 | 6.6646 | 6.6646 | 6.6646 | 0 | 0 | 0 | 0 | 0 | 0 | 0 | 0 | 0 | 0 | 0 | 0 | 0 | 0 | 0 | 0 | 0 | 0 | 0 | 0 | 0 | 0 | 0 | 0 | 0 | 0 | 0 | 0 | 0 | 0 | 0 | 0 | 0 | 0 | 0 | ComCollege Class (in session) ILit Sat | ComCollege Class (in session) ILit all | 3579 | 5 | 25 | ComCollege Class (in session) ILit2 Sat | ComCollege Class (in session) ILit2 Sat | ComCollege Class (in session) ILit2 All | 3830 | 6.5 | 35 | 3579 | 3 | 0.18333 | 0.05 | 0.05 | 0.05 | 0.05 | 0.05 | 0.05 | 0.05 | 0.25 | 0.25 | 0.25 | 0.25 | 0.25 | 0.25 | 0.25 | 0.25 | 0.25 | 0.05 | 0.05 | 0.05 | 0.05 | 0.05 | 0.05 | 0.05 | 0.05 | 4.125 | 0.255 | 0.065 | 0.065 | 0.065 | 0.065 | 0.065 | 0.065 | 0.065 | 0.35 | 0.35 | 0.35 | 0.35 | 0.35 | 0.35 | 0.35 | 0.35 | 0.35 | 0.065 | 0.065 | 0.065 | 0.065 | 0.065 | 0.065 | 0.065 | 0.065 | 0 | 0 | 0 | 0 | 0 | 0 | 0 | 1 | 1 | 1 | 1 | 1 | 1 | 1 | 1 | 1 | 0 | 0 | 0 | 0 | 0 | 0 | 0 | 0 | 0 | 0 | 0 | 0 | 0 | 0 | 0 | 1 | 1 | 1 | 1 | 1 | 1 | 1 | 1 | 1 | 0 | 0 | 0 | 0 | 0 | 0 | 0 | 0 | 20 | 0.4 | 0.36 | 0.13 | 0.11 | 0.52632 | 0 | 0 | 0 | 0 | 0 | 0 | 0 | 0 |  | 0.094749 | 0.094749 | 0.094081 | 0.096971 | 0.097113 | 0.0956 | 0.0956 | Education - Community College - Classroom/Lecture - Sat | 10 | 7 | 16 | 65.6 | 30.4 | 0 | 0 | 65.6 | 30.4 | 0 | 0 | 2.05 | 0.95 | 0 | 0 | 0 | 0 | 0 | 0 | 0.05 | 0.25 | 0.25 | 0.25 | 0.25 | 0.25 | 0.25 | 0.25 | 0.25 | 0 | 0 | 0 | 0 | 0 | 0 | 0 | 0 | 0 |  | 91.68 | 40.32 | 0 | 0 | 91.68 | 40.32 | 0 | 0 | 2.865 | 1.26 | 0 | 0 | 0 | 0 | 0 | 0 | 0.065 | 0.35 | 0.35 | 0.35 | 0.35 | 0.35 | 0.35 | 0.35 | 0.35 | 0 | 0 | 0 | 0 | 0 | 0 | 0 | 0 | 0
502 | 5 | 2 | 6 | 2 |  |  |  |  | Education - Community College | Classroom/Lecture | Education - Community College - Classroom/Lecture |  | Education - Community College | Education - Community College - Classroom/Lecture | ComCollege Class (in session) | Sun | Closed | 32 | 32 | 0.50276 | 1.4151 | 1.4151 | 1.4151 | 1.0613 | 1.0613 | 1.0613 | 1.0613 | 0 | 0 | 0 | 0 | 0 | 0 | 0 | 27.3206 | 27.3206 | 27.3206 | 20.4904 | 20.4904 | 20.4904 | 20.4904 | 0 | 0 | 0 | 0 | 0 | 0 | 0 | 0 | 0 | 0 | 0 | 0 | 0 | 0 | 0 | 0 | 0 | 0 | 0 | 0 | 0 | 0 | 0 | 0 | 0 | 0 | 0 | 0 | 0 | 0 | 0 | 0 | 0 | 0 | 0 | 0.1339 | 0.1339 | 0.1339 | 0.10042 | 0.10042 | 0.10042 | 0.10042 | 0 | 0 | 0 | 0 | 0 | 0 | 0 | 2.5851 | 2.5851 | 2.5851 | 1.9388 | 1.9388 | 1.9388 | 1.9388 | 0 | 0 | 0 | 0 | 0 | 0 | 0 | 0 | 0 | 0 | 0 | 0 | 0 | 0 | 0 | 0 | 0 | 0 | 0 | 0 | 0 | 0 | 0 | 0 | 0 | 0 | 0 | 0 | 0 | 0 | 0 | 0 | 0 | 0 | 0 | ComCollege Class (in session) ILit Cls | ComCollege Class (in session) ILit Cls | 2 | 5 | 5 | ComCollege Class (in session) ILit2 Cls | ComCollege Class (in session) ILit Cls | ComCollege Class (in session) ILit Cls | 2 | 5 | 5 | 2 | 1.2 | 0.05 | 0.05 | 0.05 | 0.05 | 0.05 | 0.05 | 0.05 | 0.05 | 0.05 | 0.05 | 0.05 | 0.05 | 0.05 | 0.05 | 0.05 | 0.05 | 0.05 | 0.05 | 0.05 | 0.05 | 0.05 | 0.05 | 0.05 | 0.05 | 0.05 | 1.2 | 0.05 | 0.05 | 0.05 | 0.05 | 0.05 | 0.05 | 0.05 | 0.05 | 0.05 | 0.05 | 0.05 | 0.05 | 0.05 | 0.05 | 0.05 | 0.05 | 0.05 | 0.05 | 0.05 | 0.05 | 0.05 | 0.05 | 0.05 | 0.05 | 0.05 | 0 | 0 | 0 | 0 | 0 | 0 | 0 | 0 | 0 | 0 | 0 | 0 | 0 | 0 | 0 | 0 | 0 | 0 | 0 | 0 | 0 | 0 | 0 | 0 | 0 | 0 | 0 | 0 | 0 | 0 | 0 | 0 | 0 | 0 | 0 | 0 | 0 | 0 | 0 | 0 | 0 | 0 | 0 | 0 | 0 | 0 | 0 | 0 | 20 | 0.4 | 0.36 | 0.13 | 0.11 | 0.52632 | 0 | 0 | 0 | 0 | 0 | 0 | 0 | 0 |  | 0.094749 | 0.094749 | 0.094081 | 0.096971 | 0.097113 | 0.0956 | 0.0956 | Education - Community College - Classroom/Lecture - Sun | 12 | 8 | 15 | 0 | 38.4 | 0 | 0 | 0 | 38.4 | 0 | 0 | 0 | 1.2 | 0 | 0 | 0 | 0 | 0 | 0 | 0 | 0 | 0 | 0 | 0 | 0 | 0 | 0 | 0 | 0 | 0 | 0 | 0 | 0 | 0 | 0 | 0 | 0 |  | 0 | 38.4 | 0 | 0 | 0 | 38.4 | 0 | 0 | 0 | 1.2 | 0 | 0 | 0 | 0 | 0 | 0 | 0 | 0 | 0 | 0 | 0 | 0 | 0 | 0 | 0 | 0 | 0 | 0 | 0 | 0 | 0 | 0 | 0 | 0
503 | 5 | 3 | 7 | 3 |  |  |  |  | Education - Community College | Classroom/Lecture | Education - Community College - Classroom/Lecture |  | Education - Community College | Education - Community College - Classroom/Lecture | ComCollege Class (in session) | Hol | Closed | 6 | 6 | 0.50276 | 1.4151 | 1.4151 | 1.4151 | 1.0613 | 1.0613 | 1.0613 | 1.0613 | 0 | 0 | 0 | 0 | 0 | 0 | 0 | 5.1226 | 5.1226 | 5.1226 | 3.842 | 3.842 | 3.842 | 3.842 | 0 | 0 | 0 | 0 | 0 | 0 | 0 | 0 | 0 | 0 | 0 | 0 | 0 | 0 | 0 | 0 | 0 | 0 | 0 | 0 | 0 | 0 | 0 | 0 | 0 | 0 | 0 | 0 | 0 | 0 | 0 | 0 | 0 | 0 | 0 | 0.1339 | 0.1339 | 0.1339 | 0.10042 | 0.10042 | 0.10042 | 0.10042 | 0 | 0 | 0 | 0 | 0 | 0 | 0 | 0.4847 | 0.4847 | 0.4847 | 0.36352 | 0.36352 | 0.36352 | 0.36352 | 0 | 0 | 0 | 0 | 0 | 0 | 0 | 0 | 0 | 0 | 0 | 0 | 0 | 0 | 0 | 0 | 0 | 0 | 0 | 0 | 0 | 0 | 0 | 0 | 0 | 0 | 0 | 0 | 0 | 0 | 0 | 0 | 0 | 0 | 0 | ComCollege Class (in session) ILit Cls | ComCollege Class (in session) ILit Cls | 2 | 5 | 5 | ComCollege Class (in session) ILit2 Cls | ComCollege Class (in session) ILit Cls | ComCollege Class (in session) ILit Cls | 2 | 5 | 5 | 2 | 1.2 | 0.05 | 0.05 | 0.05 | 0.05 | 0.05 | 0.05 | 0.05 | 0.05 | 0.05 | 0.05 | 0.05 | 0.05 | 0.05 | 0.05 | 0.05 | 0.05 | 0.05 | 0.05 | 0.05 | 0.05 | 0.05 | 0.05 | 0.05 | 0.05 | 0.05 | 1.2 | 0.05 | 0.05 | 0.05 | 0.05 | 0.05 | 0.05 | 0.05 | 0.05 | 0.05 | 0.05 | 0.05 | 0.05 | 0.05 | 0.05 | 0.05 | 0.05 | 0.05 | 0.05 | 0.05 | 0.05 | 0.05 | 0.05 | 0.05 | 0.05 | 0.05 | 0 | 0 | 0 | 0 | 0 | 0 | 0 | 0 | 0 | 0 | 0 | 0 | 0 | 0 | 0 | 0 | 0 | 0 | 0 | 0 | 0 | 0 | 0 | 0 | 0 | 0 | 0 | 0 | 0 | 0 | 0 | 0 | 0 | 0 | 0 | 0 | 0 | 0 | 0 | 0 | 0 | 0 | 0 | 0 | 0 | 0 | 0 | 0 | 20 | 0.4 | 0.36 | 0.13 | 0.11 | 0.52632 | 0 | 0 | 0 | 0 | 0 | 0 | 0 | 0 |  | 0.094749 | 0.094749 | 0.094081 | 0.096971 | 0.097113 | 0.0956 | 0.0956 | Education - Community College - Classroom/Lecture - Hol | 14 | 8 | 15 | 0 | 7.2 | 0 | 0 | 0 | 7.2 | 0 | 0 | 0 | 1.2 | 0 | 0 | 0 | 0 | 0 | 0 | 0 | 0 | 0 | 0 | 0 | 0 | 0 | 0 | 0 | 0 | 0 | 0 | 0 | 0 | 0 | 0 | 0 | 0 |  | 0 | 7.2 | 0 | 0 | 0 | 7.2 | 0 | 0 | 0 | 1.2 | 0 | 0 | 0 | 0 | 0 | 0 | 0 | 0 | 0 | 0 | 0 | 0 | 0 | 0 | 0 | 0 | 0 | 0 | 0 | 0 | 0 | 0 | 0 | 0
504 | 5 | 4 | 8 | 4 |  | Education - Community College |  | Education - Community College - Classroom/Lecture | Education - Community College | Classroom/Lecture | Education - Community College - Classroom/Lecture |  | Education - Community College | Education - Community College - Classroom/Lecture | ComCollege Class (in session) | all | Open | 169 | 169 | 0.50276 | 1.4151 | 1.4151 | 1.4151 | 1.0613 | 1.0613 | 1.0613 | 1.0613 | 0 | 0 | 0 | 0 | 0 | 0 | 0 | 1320.2241 | 1320.2241 | 1320.2241 | 990.1681 | 990.1681 | 990.1681 | 990.1681 | 0.54072 | 0.54072 | 0.54072 | 0.40554 | 0.40554 | 0.40554 | 0.40554 | 0 | 0 | 0 | 0 | 0 | 0 | 0 | 0 | 0 | 0 | 0 | 0 | 0 | 0 | 0.76 | 0.76 | 0.76 | 0.76 | 0.76 | 0.76 | 0.76 | 0.79843 | 0.79843 | 0.79959 | 0.80594 | 0.80642 | 0.80223 | 0.80223 | 0.1339 | 0.1339 | 0.1339 | 0.10042 | 0.10042 | 0.10042 | 0.10042 | 0 | 0 | 0 | 0 | 0 | 0 | 0 | 122.8708 | 122.8708 | 122.8708 | 92.1531 | 92.1531 | 92.1531 | 92.1531 | 0.033996 | 0.033996 | 0.033996 | 0.025497 | 0.025497 | 0.025497 | 0.025497 | 0 | 0 | 0 | 0 | 0 | 0 | 0 | 0 | 0 | 0 | 0 | 0 | 0 | 0 | 0.505 | 0.505 | 0.505 | 0.505 | 0.505 | 0.505 | 0.505 | 0.6247 | 0.6247 | 0.62755 | 0.6472 | 0.64803 | 0.63695 | 0.63695 | ComCollege Class (in session) ILit all | ComCollege Class (in session) ILit all | 3578 | 10 | 76 | ComCollege Class (in session) ILit2 all | ComCollege Class (in session) ILit2 all | ComCollege Class (in session) ILit2 All | 3829 | 6.5 | 72.5 | 3578 | 10.98 | 0.76 | 0.1 | 0.1 | 0.1 | 0.1 | 0.1 | 0.265 | 0.43 | 0.595 | 0.76 | 0.76 | 0.76 | 0.76 | 0.76 | 0.76 | 0.76 | 0.76 | 0.76 | 0.76 | 0.595 | 0.43 | 0.265 | 0.1 | 0.1 | 0.1 | 10.8 | 0.505 | 0.065 | 0.065 | 0.065 | 0.065 | 0.065 | 0.725 | 0.725 | 0.725 | 0.725 | 0.725 | 0.725 | 0.505 | 0.505 | 0.505 | 0.505 | 0.505 | 0.505 | 0.725 | 0.725 | 0.725 | 0.725 | 0.065 | 0.065 | 0.065 | 0 | 0 | 0 | 0 | 0 | 0.25 | 0.5 | 0.75 | 1 | 1 | 1 | 1 | 1 | 1 | 1 | 1 | 1 | 1 | 0.75 | 0.5 | 0.25 | 0 | 0 | 0 | 0 | 0 | 0 | 0 | 0 | 1 | 1 | 1 | 1 | 1 | 1 | 0.66667 | 0.66667 | 0.66667 | 0.66667 | 0.66667 | 0.66667 | 1 | 1 | 1 | 1 | 0 | 0 | 0 | 20 | 0.4 | 0.36 | 0.13 | 0.11 | 0.52632 | 0.076057 | 0.054113 | 0.054113 | 0.054113 | 0.040584 | 0.040584 | 0.040584 | 0.040584 | Education - Community College | 0.094749 | 0.094749 | 0.094081 | 0.096971 | 0.097113 | 0.0956 | 0.0956 | Education - Community College - Classroom/Lecture - all | 16 | 7 | 21 | 1630.85 | 224.77 | 1630.85 | 224.77 | 0 | 0 | 9.65 | 1.33 | 0 | 0 | 0 | 0 | 0 | 0 | 0 | 0 | 0.43 | 0.595 | 0.76 | 0.76 | 0.76 | 0.76 | 0.76 | 0.76 | 0.76 | 0.76 | 0.76 | 0.76 | 0.595 | 0.43 | 0 | 0 | 0 | 0 |  | 1492.27 | 332.93 | 1492.27 | 332.93 | 0 | 0 | 8.83 | 1.97 | 0 | 0 | 0 | 0 | 0 | 0 | 0 | 0 | 0.725 | 0.725 | 0.725 | 0.725 | 0.725 | 0.505 | 0.505 | 0.505 | 0.505 | 0.505 | 0.505 | 0.725 | 0.725 | 0.725 | 0 | 0 | 0 | 0
505 | 5 | 5 | 5 | 5 |  |  |  |  | Education - Community College | Classroom/Lecture | Education - Community College - Classroom/Lecture | (break) | Education - Community College (break) | Education - Community College - Classroom/Lecture (break) | ComCollege Class (break) | Sat | Closed | 12 | 12 | 0.50276 | 1.4151 | 1.4151 | 1.4151 | 1.0613 | 1.0613 | 1.0613 | 1.0613 | 0 | 0 | 0 | 0 | 0 | 0 | 0 | 4.0981 | 4.0981 | 4.0981 | 3.0736 | 3.0736 | 3.0736 | 3.0736 | 0 | 0 | 0 | 0 | 0 | 0 | 0 | 0 | 0 | 0 | 0 | 0 | 0 | 0 | 0 | 0 | 0 | 0 | 0 | 0 | 0 | 0 | 0 | 0 | 0 | 0 | 0 | 0 | 0 | 0 | 0 | 0 | 0 | 0 | 0 | 0.1339 | 0.1339 | 0.1339 | 0.10042 | 0.10042 | 0.10042 | 0.10042 | 0 | 0 | 0 | 0 | 0 | 0 | 0 | 0.38776 | 0.38776 | 0.38776 | 0.29082 | 0.29082 | 0.29082 | 0.29082 | 0 | 0 | 0 | 0 | 0 | 0 | 0 | 0 | 0 | 0 | 0 | 0 | 0 | 0 | 0 | 0 | 0 | 0 | 0 | 0 | 0 | 0 | 0 | 0 | 0 | 0 | 0 | 0 | 0 | 0 | 0 | 0 | 0 | 0 | 0 | ComCollege Class (break) ILit Cls | ComCollege Class (break) ILit Cls | 2 | 2 | 2 | ComCollege Class (break) ILit2 Cls | ComCollege Class (break) ILit Cls | ComCollege Class (break) ILit Cls | 2 | 2 | 2 | 2 | 0.48 | 0.02 | 0.02 | 0.02 | 0.02 | 0.02 | 0.02 | 0.02 | 0.02 | 0.02 | 0.02 | 0.02 | 0.02 | 0.02 | 0.02 | 0.02 | 0.02 | 0.02 | 0.02 | 0.02 | 0.02 | 0.02 | 0.02 | 0.02 | 0.02 | 0.02 | 0.48 | 0.02 | 0.02 | 0.02 | 0.02 | 0.02 | 0.02 | 0.02 | 0.02 | 0.02 | 0.02 | 0.02 | 0.02 | 0.02 | 0.02 | 0.02 | 0.02 | 0.02 | 0.02 | 0.02 | 0.02 | 0.02 | 0.02 | 0.02 | 0.02 | 0.02 | 0 | 0 | 0 | 0 | 0 | 0 | 0 | 0 | 0 | 0 | 0 | 0 | 0 | 0 | 0 | 0 | 0 | 0 | 0 | 0 | 0 | 0 | 0 | 0 | 0 | 0 | 0 | 0 | 0 | 0 | 0 | 0 | 0 | 0 | 0 | 0 | 0 | 0 | 0 | 0 | 0 | 0 | 0 | 0 | 0 | 0 | 0 | 0 | 20 | 0.4 | 0.36 | 0.13 | 0.11 | 0.52632 | 0 | 0 | 0 | 0 | 0 | 0 | 0 | 0 |  | 0.0025764 | 0.0025764 | 0.0025432 | 0.0026301 | 0.0026318 | 0.0026225 | 0.0026225 | Education - Community College - Classroom/Lecture - (break) - Sat | 10 | 9 | 14 | 0 | 5.76 | 0 | 0 | 0 | 5.76 | 0 | 0 | 0 | 0.48 | 0 | 0 | 0 | 0 | 0 | 0 | 0 | 0 | 0 | 0 | 0 | 0 | 0 | 0 | 0 | 0 | 0 | 0 | 0 | 0 | 0 | 0 | 0 | 0 |  | 0 | 5.76 | 0 | 0 | 0 | 5.76 | 0 | 0 | 0 | 0.48 | 0 | 0 | 0 | 0 | 0 | 0 | 0 | 0 | 0 | 0 | 0 | 0 | 0 | 0 | 0 | 0 | 0 | 0 | 0 | 0 | 0 | 0 | 0 | 0
506 | 5 | 6 | 6 | 6 |  |  |  |  | Education - Community College | Classroom/Lecture | Education - Community College - Classroom/Lecture | (break) | Education - Community College (break) | Education - Community College - Classroom/Lecture (break) | ComCollege Class (break) | Sun | Closed | 12 | 12 | 0.50276 | 1.4151 | 1.4151 | 1.4151 | 1.0613 | 1.0613 | 1.0613 | 1.0613 | 0 | 0 | 0 | 0 | 0 | 0 | 0 | 4.0981 | 4.0981 | 4.0981 | 3.0736 | 3.0736 | 3.0736 | 3.0736 | 0 | 0 | 0 | 0 | 0 | 0 | 0 | 0 | 0 | 0 | 0 | 0 | 0 | 0 | 0 | 0 | 0 | 0 | 0 | 0 | 0 | 0 | 0 | 0 | 0 | 0 | 0 | 0 | 0 | 0 | 0 | 0 | 0 | 0 | 0 | 0.1339 | 0.1339 | 0.1339 | 0.10042 | 0.10042 | 0.10042 | 0.10042 | 0 | 0 | 0 | 0 | 0 | 0 | 0 | 0.38776 | 0.38776 | 0.38776 | 0.29082 | 0.29082 | 0.29082 | 0.29082 | 0 | 0 | 0 | 0 | 0 | 0 | 0 | 0 | 0 | 0 | 0 | 0 | 0 | 0 | 0 | 0 | 0 | 0 | 0 | 0 | 0 | 0 | 0 | 0 | 0 | 0 | 0 | 0 | 0 | 0 | 0 | 0 | 0 | 0 | 0 | ComCollege Class (break) ILit Cls | ComCollege Class (break) ILit Cls | 2 | 2 | 2 | ComCollege Class (break) ILit2 Cls | ComCollege Class (break) ILit Cls | ComCollege Class (break) ILit Cls | 2 | 2 | 2 | 2 | 0.48 | 0.02 | 0.02 | 0.02 | 0.02 | 0.02 | 0.02 | 0.02 | 0.02 | 0.02 | 0.02 | 0.02 | 0.02 | 0.02 | 0.02 | 0.02 | 0.02 | 0.02 | 0.02 | 0.02 | 0.02 | 0.02 | 0.02 | 0.02 | 0.02 | 0.02 | 0.48 | 0.02 | 0.02 | 0.02 | 0.02 | 0.02 | 0.02 | 0.02 | 0.02 | 0.02 | 0.02 | 0.02 | 0.02 | 0.02 | 0.02 | 0.02 | 0.02 | 0.02 | 0.02 | 0.02 | 0.02 | 0.02 | 0.02 | 0.02 | 0.02 | 0.02 | 0 | 0 | 0 | 0 | 0 | 0 | 0 | 0 | 0 | 0 | 0 | 0 | 0 | 0 | 0 | 0 | 0 | 0 | 0 | 0 | 0 | 0 | 0 | 0 | 0 | 0 | 0 | 0 | 0 | 0 | 0 | 0 | 0 | 0 | 0 | 0 | 0 | 0 | 0 | 0 | 0 | 0 | 0 | 0 | 0 | 0 | 0 | 0 | 20 | 0.4 | 0.36 | 0.13 | 0.11 | 0.52632 | 0 | 0 | 0 | 0 | 0 | 0 | 0 | 0 |  | 0.0025764 | 0.0025764 | 0.0025432 | 0.0026301 | 0.0026318 | 0.0026225 | 0.0026225 | Education - Community College - Classroom/Lecture - (break) - Sun | 12 | 9 | 14 | 0 | 5.76 | 0 | 0 | 0 | 5.76 | 0 | 0 | 0 | 0.48 | 0 | 0 | 0 | 0 | 0 | 0 | 0 | 0 | 0 | 0 | 0 | 0 | 0 | 0 | 0 | 0 | 0 | 0 | 0 | 0 | 0 | 0 | 0 | 0 |  | 0 | 5.76 | 0 | 0 | 0 | 5.76 | 0 | 0 | 0 | 0.48 | 0 | 0 | 0 | 0 | 0 | 0 | 0 | 0 | 0 | 0 | 0 | 0 | 0 | 0 | 0 | 0 | 0 | 0 | 0 | 0 | 0 | 0 | 0 | 0
507 | 5 | 7 | 7 | 7 |  |  |  |  | Education - Community College | Classroom/Lecture | Education - Community College - Classroom/Lecture | (break) | Education - Community College (break) | Education - Community College - Classroom/Lecture (break) | ComCollege Class (break) | Hol | Closed | 3 | 3 | 0.50276 | 1.4151 | 1.4151 | 1.4151 | 1.0613 | 1.0613 | 1.0613 | 1.0613 | 0 | 0 | 0 | 0 | 0 | 0 | 0 | 1.0245 | 1.0245 | 1.0245 | 0.76839 | 0.76839 | 0.76839 | 0.76839 | 0 | 0 | 0 | 0 | 0 | 0 | 0 | 0 | 0 | 0 | 0 | 0 | 0 | 0 | 0 | 0 | 0 | 0 | 0 | 0 | 0 | 0 | 0 | 0 | 0 | 0 | 0 | 0 | 0 | 0 | 0 | 0 | 0 | 0 | 0 | 0.1339 | 0.1339 | 0.1339 | 0.10042 | 0.10042 | 0.10042 | 0.10042 | 0 | 0 | 0 | 0 | 0 | 0 | 0 | 0.096939 | 0.096939 | 0.096939 | 0.072705 | 0.072705 | 0.072705 | 0.072705 | 0 | 0 | 0 | 0 | 0 | 0 | 0 | 0 | 0 | 0 | 0 | 0 | 0 | 0 | 0 | 0 | 0 | 0 | 0 | 0 | 0 | 0 | 0 | 0 | 0 | 0 | 0 | 0 | 0 | 0 | 0 | 0 | 0 | 0 | 0 | ComCollege Class (break) ILit Cls | ComCollege Class (break) ILit Cls | 2 | 2 | 2 | ComCollege Class (break) ILit2 Cls | ComCollege Class (break) ILit Cls | ComCollege Class (break) ILit Cls | 2 | 2 | 2 | 2 | 0.48 | 0.02 | 0.02 | 0.02 | 0.02 | 0.02 | 0.02 | 0.02 | 0.02 | 0.02 | 0.02 | 0.02 | 0.02 | 0.02 | 0.02 | 0.02 | 0.02 | 0.02 | 0.02 | 0.02 | 0.02 | 0.02 | 0.02 | 0.02 | 0.02 | 0.02 | 0.48 | 0.02 | 0.02 | 0.02 | 0.02 | 0.02 | 0.02 | 0.02 | 0.02 | 0.02 | 0.02 | 0.02 | 0.02 | 0.02 | 0.02 | 0.02 | 0.02 | 0.02 | 0.02 | 0.02 | 0.02 | 0.02 | 0.02 | 0.02 | 0.02 | 0.02 | 0 | 0 | 0 | 0 | 0 | 0 | 0 | 0 | 0 | 0 | 0 | 0 | 0 | 0 | 0 | 0 | 0 | 0 | 0 | 0 | 0 | 0 | 0 | 0 | 0 | 0 | 0 | 0 | 0 | 0 | 0 | 0 | 0 | 0 | 0 | 0 | 0 | 0 | 0 | 0 | 0 | 0 | 0 | 0 | 0 | 0 | 0 | 0 | 20 | 0.4 | 0.36 | 0.13 | 0.11 | 0.52632 | 0 | 0 | 0 | 0 | 0 | 0 | 0 | 0 |  | 0.0025764 | 0.0025764 | 0.0025432 | 0.0026301 | 0.0026318 | 0.0026225 | 0.0026225 | Education - Community College - Classroom/Lecture - (break) - Hol | 14 | 9 | 14 | 0 | 1.44 | 0 | 0 | 0 | 1.44 | 0 | 0 | 0 | 0.48 | 0 | 0 | 0 | 0 | 0 | 0 | 0 | 0 | 0 | 0 | 0 | 0 | 0 | 0 | 0 | 0 | 0 | 0 | 0 | 0 | 0 | 0 | 0 | 0 |  | 0 | 1.44 | 0 | 0 | 0 | 1.44 | 0 | 0 | 0 | 0.48 | 0 | 0 | 0 | 0 | 0 | 0 | 0 | 0 | 0 | 0 | 0 | 0 | 0 | 0 | 0 | 0 | 0 | 0 | 0 | 0 | 0 | 0 | 0 | 0
508 | 5 | 8 | 8 | 8 |  | Education - Community College (break) |  | Education - Community College - Classroom/Lecture (break) | Education - Community College | Classroom/Lecture | Education - Community College - Classroom/Lecture | (break) | Education - Community College (break) | Education - Community College - Classroom/Lecture (break) | ComCollege Class (break) | all | Closed | 38 | 38 | 0.50276 | 1.4151 | 1.4151 | 1.4151 | 1.0613 | 1.0613 | 1.0613 | 1.0613 | 0 | 0 | 0 | 0 | 0 | 0 | 0 | 12.9773 | 12.9773 | 12.9773 | 9.733 | 9.733 | 9.733 | 9.733 | 0.014229 | 0.014229 | 0.014229 | 0.010672 | 0.010672 | 0.010672 | 0.010672 | 0 | 0 | 0 | 0 | 0 | 0 | 0 | 0 | 0 | 0 | 0 | 0 | 0 | 0 | 0.02 | 0.02 | 0.02 | 0.02 | 0.02 | 0.02 | 0.02 | 0.021581 | 0.021581 | 0.021501 | 0.021742 | 0.02174 | 0.021845 | 0.021845 | 0.1339 | 0.1339 | 0.1339 | 0.10042 | 0.10042 | 0.10042 | 0.10042 | 0 | 0 | 0 | 0 | 0 | 0 | 0 | 1.2279 | 1.2279 | 1.2279 | 0.92092 | 0.92092 | 0.92092 | 0.92092 | 0.0013464 | 0.0013464 | 0.0013464 | 0.0010098 | 0.0010098 | 0.0010098 | 0.0010098 | 0 | 0 | 0 | 0 | 0 | 0 | 0 | 0 | 0 | 0 | 0 | 0 | 0 | 0 | 0.02 | 0.02 | 0.02 | 0.02 | 0.02 | 0.02 | 0.02 | 0.021581 | 0.021581 | 0.021501 | 0.021742 | 0.02174 | 0.021845 | 0.021845 | ComCollege Class (break) ILit Cls | ComCollege Class (break) ILit Cls | 2 | 2 | 2 | ComCollege Class (break) ILit2 Cls | ComCollege Class (break) ILit Cls | ComCollege Class (break) ILit Cls | 2 | 2 | 2 | 2 | 0.48 | 0.02 | 0.02 | 0.02 | 0.02 | 0.02 | 0.02 | 0.02 | 0.02 | 0.02 | 0.02 | 0.02 | 0.02 | 0.02 | 0.02 | 0.02 | 0.02 | 0.02 | 0.02 | 0.02 | 0.02 | 0.02 | 0.02 | 0.02 | 0.02 | 0.02 | 0.48 | 0.02 | 0.02 | 0.02 | 0.02 | 0.02 | 0.02 | 0.02 | 0.02 | 0.02 | 0.02 | 0.02 | 0.02 | 0.02 | 0.02 | 0.02 | 0.02 | 0.02 | 0.02 | 0.02 | 0.02 | 0.02 | 0.02 | 0.02 | 0.02 | 0.02 | 0 | 0 | 0 | 0 | 0 | 0 | 0 | 0 | 0 | 0 | 0 | 0 | 0 | 0 | 0 | 0 | 0 | 0 | 0 | 0 | 0 | 0 | 0 | 0 | 0 | 0 | 0 | 0 | 0 | 0 | 0 | 0 | 0 | 0 | 0 | 0 | 0 | 0 | 0 | 0 | 0 | 0 | 0 | 0 | 0 | 0 | 0 | 0 | 20 | 0.4 | 0.36 | 0.13 | 0.11 | 0.52632 | 0.0020015 | 0.001424 | 0.001424 | 0.001424 | 0.001068 | 0.001068 | 0.001068 | 0.001068 | Education - Community College (break) | 0.0025764 | 0.0025764 | 0.0025432 | 0.0026301 | 0.0026318 | 0.0026225 | 0.0026225 | Education - Community College - Classroom/Lecture - (break) - all | 16 | 9 | 17 | 0 | 18.24 | 0 | 18.24 | 0 | 0 | 0 | 0.48 | 0 | 0 | 0 | 0 | 0 | 0 | 0 | 0 | 0 | 0 | 0 | 0 | 0 | 0 | 0 | 0 | 0 | 0 | 0 | 0 | 0 | 0 | 0 | 0 | 0 | 0 |  | 0 | 18.24 | 0 | 18.24 | 0 | 0 | 0 | 0.48 | 0 | 0 | 0 | 0 | 0 | 0 | 0 | 0 | 0 | 0 | 0 | 0 | 0 | 0 | 0 | 0 | 0 | 0 | 0 | 0 | 0 | 0 | 0 | 0 | 0 | 0
509 | 5 | 9 | 5 | 9 |  |  |  |  | Education - Community College | Classroom/Lecture | Education - Community College - Classroom/Lecture | (summer) | Education - Community College (summer) | Education - Community College - Classroom/Lecture (summer) | ComCollege Class (summer) | Sat | Open | 8 | 8 | 0.50276 | 1.4151 | 1.4151 | 1.4151 | 1.0613 | 1.0613 | 1.0613 | 1.0613 | 0 | 0 | 0 | 0 | 0 | 0 | 0 | 12.3085 | 12.3085 | 12.3085 | 9.2314 | 9.2314 | 9.2314 | 9.2314 | 0 | 0 | 0 | 0 | 0 | 0 | 0 | 0 | 0 | 0 | 0 | 0 | 0 | 0 | 0 | 0 | 0 | 0 | 0 | 0 | 0 | 0 | 0 | 0 | 0 | 0 | 0 | 0 | 0 | 0 | 0 | 0 | 0 | 0 | 0 | 0.1339 | 0.1339 | 0.1339 | 0.10042 | 0.10042 | 0.10042 | 0.10042 | 0 | 0 | 0 | 0 | 0 | 0 | 0 | 1.5847 | 1.5847 | 1.5847 | 1.1885 | 1.1885 | 1.1885 | 1.1885 | 0 | 0 | 0 | 0 | 0 | 0 | 0 | 0 | 0 | 0 | 0 | 0 | 0 | 0 | 0 | 0 | 0 | 0 | 0 | 0 | 0 | 0 | 0 | 0 | 0 | 0 | 0 | 0 | 0 | 0 | 0 | 0 | 0 | 0 | 0 | ComCollege Class (summer) ILit Sat | ComCollege Class (summer) ILit all | 3606 | 5 | 18.75 | ComCollege Class (summer) ILit2 Sat | ComCollege Class (summer) ILit2 Sat | ComCollege Class (summer) ILit2 All | 3840 | 6.5 | 26.25 | 3606 | 2.1625 | 0.05 | 0.05 | 0.05 | 0.05 | 0.05 | 0.05 | 0.05 | 0.05 | 0.1875 | 0.1875 | 0.1875 | 0.1875 | 0.1875 | 0.1875 | 0.1875 | 0.05 | 0.05 | 0.05 | 0.05 | 0.05 | 0.05 | 0.05 | 0.05 | 0.05 | 0.05 | 2.9425 | 0.065 | 0.065 | 0.065 | 0.065 | 0.065 | 0.065 | 0.065 | 0.065 | 0.2625 | 0.2625 | 0.2625 | 0.2625 | 0.2625 | 0.2625 | 0.2625 | 0.065 | 0.065 | 0.065 | 0.065 | 0.065 | 0.065 | 0.065 | 0.065 | 0.065 | 0.065 | 0 | 0 | 0 | 0 | 0 | 0 | 0 | 1 | 1 | 1 | 1 | 1 | 1 | 1 | 0 | 0 | 0 | 0 | 0 | 0 | 0 | 0 | 0 | 0 | 0 | 0 | 0 | 0 | 0 | 0 | 0 | 1 | 1 | 1 | 1 | 1 | 1 | 1 | 0 | 0 | 0 | 0 | 0 | 0 | 0 | 0 | 0 | 0 | 20 | 0.4 | 0.36 | 0.13 | 0.11 | 0.52632 | 0 | 0 | 0 | 0 | 0 | 0 | 0 | 0 |  | 0.057234 | 0.057234 | 0.05679 | 0.058591 | 0.058583 | 0.057841 | 0.057841 | Education - Community College - Classroom/Lecture - (summer) - Sat | 10 | 7 | 16 | 11.3 | 6 | 0 | 0 | 11.3 | 6 | 0 | 0 | 1.4125 | 0.75 | 0 | 0 | 0 | 0 | 0 | 0 | 0.05 | 0.1875 | 0.1875 | 0.1875 | 0.1875 | 0.1875 | 0.1875 | 0.1875 | 0.05 | 0 | 0 | 0 | 0 | 0 | 0 | 0 | 0 | 0 |  | 15.74 | 7.8 | 0 | 0 | 15.74 | 7.8 | 0 | 0 | 1.9675 | 0.975 | 0 | 0 | 0 | 0 | 0 | 0 | 0.065 | 0.2625 | 0.2625 | 0.2625 | 0.2625 | 0.2625 | 0.2625 | 0.2625 | 0.065 | 0 | 0 | 0 | 0 | 0 | 0 | 0 | 0 | 0
510 | 5 | 10 | 6 | 10 |  |  |  |  | Education - Community College | Classroom/Lecture | Education - Community College - Classroom/Lecture | (summer) | Education - Community College (summer) | Education - Community College - Classroom/Lecture (summer) | ComCollege Class (summer) | Sun | Closed | 8 | 8 | 0.50276 | 1.4151 | 1.4151 | 1.4151 | 1.0613 | 1.0613 | 1.0613 | 1.0613 | 0 | 0 | 0 | 0 | 0 | 0 | 0 | 4.7811 | 4.7811 | 4.7811 | 3.5858 | 3.5858 | 3.5858 | 3.5858 | 0 | 0 | 0 | 0 | 0 | 0 | 0 | 0 | 0 | 0 | 0 | 0 | 0 | 0 | 0 | 0 | 0 | 0 | 0 | 0 | 0 | 0 | 0 | 0 | 0 | 0 | 0 | 0 | 0 | 0 | 0 | 0 | 0 | 0 | 0 | 0.1339 | 0.1339 | 0.1339 | 0.10042 | 0.10042 | 0.10042 | 0.10042 | 0 | 0 | 0 | 0 | 0 | 0 | 0 | 0.45238 | 0.45238 | 0.45238 | 0.33929 | 0.33929 | 0.33929 | 0.33929 | 0 | 0 | 0 | 0 | 0 | 0 | 0 | 0 | 0 | 0 | 0 | 0 | 0 | 0 | 0 | 0 | 0 | 0 | 0 | 0 | 0 | 0 | 0 | 0 | 0 | 0 | 0 | 0 | 0 | 0 | 0 | 0 | 0 | 0 | 0 | ComCollege Class (summer) ILit Cls | ComCollege Class (summer) ILit Cls | 2 | 3.5 | 3.5 | ComCollege Class (summer) ILit2 Cls | ComCollege Class (summer) ILit Cls | ComCollege Class (summer) ILit Cls | 2 | 3.5 | 3.5 | 2 | 0.84 | 0.035 | 0.035 | 0.035 | 0.035 | 0.035 | 0.035 | 0.035 | 0.035 | 0.035 | 0.035 | 0.035 | 0.035 | 0.035 | 0.035 | 0.035 | 0.035 | 0.035 | 0.035 | 0.035 | 0.035 | 0.035 | 0.035 | 0.035 | 0.035 | 0.035 | 0.84 | 0.035 | 0.035 | 0.035 | 0.035 | 0.035 | 0.035 | 0.035 | 0.035 | 0.035 | 0.035 | 0.035 | 0.035 | 0.035 | 0.035 | 0.035 | 0.035 | 0.035 | 0.035 | 0.035 | 0.035 | 0.035 | 0.035 | 0.035 | 0.035 | 0.035 | 0 | 0 | 0 | 0 | 0 | 0 | 0 | 0 | 0 | 0 | 0 | 0 | 0 | 0 | 0 | 0 | 0 | 0 | 0 | 0 | 0 | 0 | 0 | 0 | 0 | 0 | 0 | 0 | 0 | 0 | 0 | 0 | 0 | 0 | 0 | 0 | 0 | 0 | 0 | 0 | 0 | 0 | 0 | 0 | 0 | 0 | 0 | 0 | 20 | 0.4 | 0.36 | 0.13 | 0.11 | 0.52632 | 0 | 0 | 0 | 0 | 0 | 0 | 0 | 0 |  | 0.057234 | 0.057234 | 0.05679 | 0.058591 | 0.058583 | 0.057841 | 0.057841 | Education - Community College - Classroom/Lecture - (summer) - Sun | 12 | 8 | 15 | 0 | 6.72 | 0 | 0 | 0 | 6.72 | 0 | 0 | 0 | 0.84 | 0 | 0 | 0 | 0 | 0 | 0 | 0 | 0 | 0 | 0 | 0 | 0 | 0 | 0 | 0 | 0 | 0 | 0 | 0 | 0 | 0 | 0 | 0 | 0 |  | 0 | 6.72 | 0 | 0 | 0 | 6.72 | 0 | 0 | 0 | 0.84 | 0 | 0 | 0 | 0 | 0 | 0 | 0 | 0 | 0 | 0 | 0 | 0 | 0 | 0 | 0 | 0 | 0 | 0 | 0 | 0 | 0 | 0 | 0 | 0
511 | 5 | 11 | 7 | 11 |  |  |  |  | Education - Community College | Classroom/Lecture | Education - Community College - Classroom/Lecture | (summer) | Education - Community College (summer) | Education - Community College - Classroom/Lecture (summer) | ComCollege Class (summer) | Hol | Closed | 1 | 1 | 0.50276 | 1.4151 | 1.4151 | 1.4151 | 1.0613 | 1.0613 | 1.0613 | 1.0613 | 0 | 0 | 0 | 0 | 0 | 0 | 0 | 0.59764 | 0.59764 | 0.59764 | 0.44823 | 0.44823 | 0.44823 | 0.44823 | 0 | 0 | 0 | 0 | 0 | 0 | 0 | 0 | 0 | 0 | 0 | 0 | 0 | 0 | 0 | 0 | 0 | 0 | 0 | 0 | 0 | 0 | 0 | 0 | 0 | 0 | 0 | 0 | 0 | 0 | 0 | 0 | 0 | 0 | 0 | 0.1339 | 0.1339 | 0.1339 | 0.10042 | 0.10042 | 0.10042 | 0.10042 | 0 | 0 | 0 | 0 | 0 | 0 | 0 | 0.056548 | 0.056548 | 0.056548 | 0.042411 | 0.042411 | 0.042411 | 0.042411 | 0 | 0 | 0 | 0 | 0 | 0 | 0 | 0 | 0 | 0 | 0 | 0 | 0 | 0 | 0 | 0 | 0 | 0 | 0 | 0 | 0 | 0 | 0 | 0 | 0 | 0 | 0 | 0 | 0 | 0 | 0 | 0 | 0 | 0 | 0 | ComCollege Class (summer) ILit Cls | ComCollege Class (summer) ILit Cls | 2 | 3.5 | 3.5 | ComCollege Class (summer) ILit2 Cls | ComCollege Class (summer) ILit Cls | ComCollege Class (summer) ILit Cls | 2 | 3.5 | 3.5 | 2 | 0.84 | 0.035 | 0.035 | 0.035 | 0.035 | 0.035 | 0.035 | 0.035 | 0.035 | 0.035 | 0.035 | 0.035 | 0.035 | 0.035 | 0.035 | 0.035 | 0.035 | 0.035 | 0.035 | 0.035 | 0.035 | 0.035 | 0.035 | 0.035 | 0.035 | 0.035 | 0.84 | 0.035 | 0.035 | 0.035 | 0.035 | 0.035 | 0.035 | 0.035 | 0.035 | 0.035 | 0.035 | 0.035 | 0.035 | 0.035 | 0.035 | 0.035 | 0.035 | 0.035 | 0.035 | 0.035 | 0.035 | 0.035 | 0.035 | 0.035 | 0.035 | 0.035 | 0 | 0 | 0 | 0 | 0 | 0 | 0 | 0 | 0 | 0 | 0 | 0 | 0 | 0 | 0 | 0 | 0 | 0 | 0 | 0 | 0 | 0 | 0 | 0 | 0 | 0 | 0 | 0 | 0 | 0 | 0 | 0 | 0 | 0 | 0 | 0 | 0 | 0 | 0 | 0 | 0 | 0 | 0 | 0 | 0 | 0 | 0 | 0 | 20 | 0.4 | 0.36 | 0.13 | 0.11 | 0.52632 | 0 | 0 | 0 | 0 | 0 | 0 | 0 | 0 |  | 0.057234 | 0.057234 | 0.05679 | 0.058591 | 0.058583 | 0.057841 | 0.057841 | Education - Community College - Classroom/Lecture - (summer) - Hol | 14 | 8 | 15 | 0 | 0.84 | 0 | 0 | 0 | 0.84 | 0 | 0 | 0 | 0.84 | 0 | 0 | 0 | 0 | 0 | 0 | 0 | 0 | 0 | 0 | 0 | 0 | 0 | 0 | 0 | 0 | 0 | 0 | 0 | 0 | 0 | 0 | 0 | 0 |  | 0 | 0.84 | 0 | 0 | 0 | 0.84 | 0 | 0 | 0 | 0.84 | 0 | 0 | 0 | 0 | 0 | 0 | 0 | 0 | 0 | 0 | 0 | 0 | 0 | 0 | 0 | 0 | 0 | 0 | 0 | 0 | 0 | 0 | 0 | 0
512 | 5 | 12 | 8 | 12 |  | Education - Community College (summer) | Education - Community College - Classroom/Lecture | Education - Community College - Classroom/Lecture (summer) | Education - Community College | Classroom/Lecture | Education - Community College - Classroom/Lecture | (summer) | Education - Community College (summer) | Education - Community College - Classroom/Lecture (summer) | ComCollege Class (summer) | all | Open | 44 | 44 | 0.50276 | 1.4151 | 1.4151 | 1.4151 | 1.0613 | 1.0613 | 1.0613 | 1.0613 | 0.71147 | 0.71147 | 0.71147 | 0.5336 | 0.5336 | 0.5336 | 0.5336 | 208.5684 | 208.5684 | 208.5684 | 156.4263 | 156.4263 | 156.4263 | 156.4263 | 0.32387 | 0.32387 | 0.32387 | 0.2429 | 0.2429 | 0.2429 | 0.2429 | 2346.43 | 2346.43 | 2346.43 | 2346.43 | 2346.43 | 2346.43 | 2346.43 | 0 | 0 | 0 | 0 | 0 | 0 | 0 | 0.45521 | 0.45521 | 0.45521 | 0.45521 | 0.45521 | 0.45521 | 0.45521 | 0.48219 | 0.48219 | 0.48261 | 0.487 | 0.48644 | 0.48513 | 0.48513 | 0.1339 | 0.1339 | 0.1339 | 0.10042 | 0.10042 | 0.10042 | 0.10042 | 0.067319 | 0.067319 | 0.067319 | 0.050489 | 0.050489 | 0.050489 | 0.050489 | 21.6377 | 21.6377 | 21.6377 | 16.2283 | 16.2283 | 16.2283 | 16.2283 | 0.025862 | 0.025862 | 0.025862 | 0.019396 | 0.019396 | 0.019396 | 0.019396 | 2386.52 | 2386.52 | 2386.52 | 2386.52 | 2386.52 | 2386.52 | 2386.52 | 0 | 0 | 0 | 0 | 0 | 0 | 0 | 0.38417 | 0.38417 | 0.38417 | 0.38417 | 0.38417 | 0.38417 | 0.38417 | 0.41671 | 0.41671 | 0.41709 | 0.42237 | 0.42032 | 0.42002 | 0.42002 | ComCollege Class (summer) ILit all | ComCollege Class (summer) ILit all | 3605 | 10 | 48.75 | ComCollege Class (summer) ILit2 all | ComCollege Class (summer) ILit2 all | ComCollege Class (summer) ILit2 All | 3839 | 6.5 | 54.375 | 3605 | 6.6625 | 0.45521 | 0.1 | 0.1 | 0.1 | 0.1 | 0.1 | 0.19687 | 0.29375 | 0.39062 | 0.4875 | 0.4875 | 0.4875 | 0.4875 | 0.4875 | 0.4875 | 0.4875 | 0.4875 | 0.39062 | 0.29375 | 0.19687 | 0.1 | 0.1 | 0.1 | 0.1 | 0.1 | 7.305 | 0.38417 | 0.065 | 0.065 | 0.065 | 0.065 | 0.065 | 0.54375 | 0.54375 | 0.54375 | 0.54375 | 0.54375 | 0.54375 | 0.38417 | 0.38417 | 0.38417 | 0.38417 | 0.38417 | 0.38417 | 0.54375 | 0.54375 | 0.065 | 0.065 | 0.065 | 0.065 | 0.065 | 0 | 0 | 0 | 0 | 0 | 0.25 | 0.5 | 0.75 | 1 | 1 | 1 | 1 | 1 | 1 | 1 | 1 | 0.75 | 0.5 | 0.25 | 0 | 0 | 0 | 0 | 0 | 0 | 0 | 0 | 0 | 0 | 1 | 1 | 1 | 1 | 1 | 1 | 0.66667 | 0.66667 | 0.66667 | 0.66667 | 0.66667 | 0.66667 | 1 | 1 | 0 | 0 | 0 | 0 | 0 | 20 | 0.4 | 0.36 | 0.13 | 0.11 | 0.52632 | 0.045555 | 0.032411 | 0.032411 | 0.032411 | 0.024308 | 0.024308 | 0.024308 | 0.024308 | Education - Community College (summer) | 0.057234 | 0.057234 | 0.05679 | 0.058591 | 0.058583 | 0.057841 | 0.057841 | Education - Community College - Classroom/Lecture - (summer) - all | 16 | 7 | 21 | 244.8875 | 48.2625 | 244.8875 | 48.2625 | 0 | 0 | 5.5656 | 1.0969 | 0 | 0 | 0 | 0 | 0 | 0 | 0 | 0 | 0.29375 | 0.39062 | 0.4875 | 0.4875 | 0.4875 | 0.4875 | 0.4875 | 0.4875 | 0.4875 | 0.4875 | 0.39062 | 0.29375 | 0.19687 | 0.1 | 0 | 0 | 0 | 0 |  | 271.755 | 49.665 | 271.755 | 49.665 | 0 | 0 | 6.1763 | 1.1288 | 0 | 0 | 0 | 0 | 0 | 0 | 0 | 0 | 0.54375 | 0.54375 | 0.54375 | 0.54375 | 0.54375 | 0.38417 | 0.38417 | 0.38417 | 0.38417 | 0.38417 | 0.38417 | 0.54375 | 0.54375 | 0.065 | 0 | 0 | 0 | 0
513 | 5 | 13 | 5 | 1 |  |  |  |  | Education - Community College | Comm/Ind Work (General, Low Bay) | Education - Community College - Comm/Ind Work (General, Low Bay) |  | Education - Community College | Education - Community College - Comm/Ind Work (General, Low Bay) | ComCollege Class (in session) | Sat | Open | 32 | 32 | 0.12496 | 1.592 | 1.592 | 1.0613 | 1.0613 | 1.0613 | 0.9729 | 0.9729 | 0 | 0 | 0 | 0 | 0 | 0 | 0 | 19.0978 | 19.0978 | 12.7318 | 12.7318 | 12.7318 | 11.6709 | 11.6709 | 0 | 0 | 0 | 0 | 0 | 0 | 0 | 0 | 0 | 0 | 0 | 0 | 0 | 0 | 0 | 0 | 0 | 0 | 0 | 0 | 0 | 0 | 0 | 0 | 0 | 0 | 0 | 0 | 0 | 0 | 0 | 0 | 0 | 0 | 0 | 0.15063 | 0.15063 | 0.10042 | 0.10042 | 0.10042 | 0.092055 | 0.092055 | 0 | 0 | 0 | 0 | 0 | 0 | 0 | 2.4846 | 2.4846 | 1.6564 | 1.6564 | 1.6564 | 1.5184 | 1.5184 | 0 | 0 | 0 | 0 | 0 | 0 | 0 | 0 | 0 | 0 | 0 | 0 | 0 | 0 | 0 | 0 | 0 | 0 | 0 | 0 | 0 | 0 | 0 | 0 | 0 | 0 | 0 | 0 | 0 | 0 | 0 | 0 | 0 | 0 | 0 | ComCollege Class (in session) ILit Sat | ComCollege Class (in session) ILit all | 3579 | 5 | 25 | ComCollege Class (in session) ILit2 Sat | ComCollege Class (in session) ILit2 Sat | ComCollege Class (in session) ILit2 All | 3830 | 6.5 | 35 | 3579 | 3 | 0.18333 | 0.05 | 0.05 | 0.05 | 0.05 | 0.05 | 0.05 | 0.05 | 0.25 | 0.25 | 0.25 | 0.25 | 0.25 | 0.25 | 0.25 | 0.25 | 0.25 | 0.05 | 0.05 | 0.05 | 0.05 | 0.05 | 0.05 | 0.05 | 0.05 | 4.125 | 0.255 | 0.065 | 0.065 | 0.065 | 0.065 | 0.065 | 0.065 | 0.065 | 0.35 | 0.35 | 0.35 | 0.35 | 0.35 | 0.35 | 0.35 | 0.35 | 0.35 | 0.065 | 0.065 | 0.065 | 0.065 | 0.065 | 0.065 | 0.065 | 0.065 | 0 | 0 | 0 | 0 | 0 | 0 | 0 | 1 | 1 | 1 | 1 | 1 | 1 | 1 | 1 | 1 | 0 | 0 | 0 | 0 | 0 | 0 | 0 | 0 | 0 | 0 | 0 | 0 | 0 | 0 | 0 | 1 | 1 | 1 | 1 | 1 | 1 | 1 | 1 | 1 | 0 | 0 | 0 | 0 | 0 | 0 | 0 | 0 | 16 | 0.66337 | 0.20792 | 0.079208 | 0.049505 | 0.76136 | 0 | 0 | 0 | 0 | 0 | 0 | 0 | 0 |  | 0.094749 | 0.094749 | 0.094081 | 0.096971 | 0.097113 | 0.0956 | 0.0956 | Education - Community College - Comm/Ind Work (General, Low Bay) - Sat | 10 | 7 | 16 | 65.6 | 30.4 | 0 | 0 | 65.6 | 30.4 | 0 | 0 | 2.05 | 0.95 | 0 | 0 | 0 | 0 | 0 | 0 | 0.05 | 0.25 | 0.25 | 0.25 | 0.25 | 0.25 | 0.25 | 0.25 | 0.25 | 0 | 0 | 0 | 0 | 0 | 0 | 0 | 0 | 0 |  | 91.68 | 40.32 | 0 | 0 | 91.68 | 40.32 | 0 | 0 | 2.865 | 1.26 | 0 | 0 | 0 | 0 | 0 | 0 | 0.065 | 0.35 | 0.35 | 0.35 | 0.35 | 0.35 | 0.35 | 0.35 | 0.35 | 0 | 0 | 0 | 0 | 0 | 0 | 0 | 0 | 0
514 | 5 | 14 | 6 | 2 |  |  |  |  | Education - Community College | Comm/Ind Work (General, Low Bay) | Education - Community College - Comm/Ind Work (General, Low Bay) |  | Education - Community College | Education - Community College - Comm/Ind Work (General, Low Bay) | ComCollege Class (in session) | Sun | Closed | 32 | 32 | 0.12496 | 1.592 | 1.592 | 1.0613 | 1.0613 | 1.0613 | 0.9729 | 0.9729 | 0 | 0 | 0 | 0 | 0 | 0 | 0 | 7.6391 | 7.6391 | 5.0927 | 5.0927 | 5.0927 | 4.6683 | 4.6683 | 0 | 0 | 0 | 0 | 0 | 0 | 0 | 0 | 0 | 0 | 0 | 0 | 0 | 0 | 0 | 0 | 0 | 0 | 0 | 0 | 0 | 0 | 0 | 0 | 0 | 0 | 0 | 0 | 0 | 0 | 0 | 0 | 0 | 0 | 0 | 0.15063 | 0.15063 | 0.10042 | 0.10042 | 0.10042 | 0.092055 | 0.092055 | 0 | 0 | 0 | 0 | 0 | 0 | 0 | 0.72281 | 0.72281 | 0.48187 | 0.48187 | 0.48187 | 0.44172 | 0.44172 | 0 | 0 | 0 | 0 | 0 | 0 | 0 | 0 | 0 | 0 | 0 | 0 | 0 | 0 | 0 | 0 | 0 | 0 | 0 | 0 | 0 | 0 | 0 | 0 | 0 | 0 | 0 | 0 | 0 | 0 | 0 | 0 | 0 | 0 | 0 | ComCollege Class (in session) ILit Cls | ComCollege Class (in session) ILit Cls | 2 | 5 | 5 | ComCollege Class (in session) ILit2 Cls | ComCollege Class (in session) ILit Cls | ComCollege Class (in session) ILit Cls | 2 | 5 | 5 | 2 | 1.2 | 0.05 | 0.05 | 0.05 | 0.05 | 0.05 | 0.05 | 0.05 | 0.05 | 0.05 | 0.05 | 0.05 | 0.05 | 0.05 | 0.05 | 0.05 | 0.05 | 0.05 | 0.05 | 0.05 | 0.05 | 0.05 | 0.05 | 0.05 | 0.05 | 0.05 | 1.2 | 0.05 | 0.05 | 0.05 | 0.05 | 0.05 | 0.05 | 0.05 | 0.05 | 0.05 | 0.05 | 0.05 | 0.05 | 0.05 | 0.05 | 0.05 | 0.05 | 0.05 | 0.05 | 0.05 | 0.05 | 0.05 | 0.05 | 0.05 | 0.05 | 0.05 | 0 | 0 | 0 | 0 | 0 | 0 | 0 | 0 | 0 | 0 | 0 | 0 | 0 | 0 | 0 | 0 | 0 | 0 | 0 | 0 | 0 | 0 | 0 | 0 | 0 | 0 | 0 | 0 | 0 | 0 | 0 | 0 | 0 | 0 | 0 | 0 | 0 | 0 | 0 | 0 | 0 | 0 | 0 | 0 | 0 | 0 | 0 | 0 | 16 | 0.66337 | 0.20792 | 0.079208 | 0.049505 | 0.76136 | 0 | 0 | 0 | 0 | 0 | 0 | 0 | 0 |  | 0.094749 | 0.094749 | 0.094081 | 0.096971 | 0.097113 | 0.0956 | 0.0956 | Education - Community College - Comm/Ind Work (General, Low Bay) - Sun | 12 | 8 | 15 | 0 | 38.4 | 0 | 0 | 0 | 38.4 | 0 | 0 | 0 | 1.2 | 0 | 0 | 0 | 0 | 0 | 0 | 0 | 0 | 0 | 0 | 0 | 0 | 0 | 0 | 0 | 0 | 0 | 0 | 0 | 0 | 0 | 0 | 0 | 0 |  | 0 | 38.4 | 0 | 0 | 0 | 38.4 | 0 | 0 | 0 | 1.2 | 0 | 0 | 0 | 0 | 0 | 0 | 0 | 0 | 0 | 0 | 0 | 0 | 0 | 0 | 0 | 0 | 0 | 0 | 0 | 0 | 0 | 0 | 0 | 0
515 | 5 | 15 | 7 | 3 |  |  |  |  | Education - Community College | Comm/Ind Work (General, Low Bay) | Education - Community College - Comm/Ind Work (General, Low Bay) |  | Education - Community College | Education - Community College - Comm/Ind Work (General, Low Bay) | ComCollege Class (in session) | Hol | Closed | 6 | 6 | 0.12496 | 1.592 | 1.592 | 1.0613 | 1.0613 | 1.0613 | 0.9729 | 0.9729 | 0 | 0 | 0 | 0 | 0 | 0 | 0 | 1.4323 | 1.4323 | 0.95489 | 0.95489 | 0.95489 | 0.87531 | 0.87531 | 0 | 0 | 0 | 0 | 0 | 0 | 0 | 0 | 0 | 0 | 0 | 0 | 0 | 0 | 0 | 0 | 0 | 0 | 0 | 0 | 0 | 0 | 0 | 0 | 0 | 0 | 0 | 0 | 0 | 0 | 0 | 0 | 0 | 0 | 0 | 0.15063 | 0.15063 | 0.10042 | 0.10042 | 0.10042 | 0.092055 | 0.092055 | 0 | 0 | 0 | 0 | 0 | 0 | 0 | 0.13553 | 0.13553 | 0.090351 | 0.090351 | 0.090351 | 0.082822 | 0.082822 | 0 | 0 | 0 | 0 | 0 | 0 | 0 | 0 | 0 | 0 | 0 | 0 | 0 | 0 | 0 | 0 | 0 | 0 | 0 | 0 | 0 | 0 | 0 | 0 | 0 | 0 | 0 | 0 | 0 | 0 | 0 | 0 | 0 | 0 | 0 | ComCollege Class (in session) ILit Cls | ComCollege Class (in session) ILit Cls | 2 | 5 | 5 | ComCollege Class (in session) ILit2 Cls | ComCollege Class (in session) ILit Cls | ComCollege Class (in session) ILit Cls | 2 | 5 | 5 | 2 | 1.2 | 0.05 | 0.05 | 0.05 | 0.05 | 0.05 | 0.05 | 0.05 | 0.05 | 0.05 | 0.05 | 0.05 | 0.05 | 0.05 | 0.05 | 0.05 | 0.05 | 0.05 | 0.05 | 0.05 | 0.05 | 0.05 | 0.05 | 0.05 | 0.05 | 0.05 | 1.2 | 0.05 | 0.05 | 0.05 | 0.05 | 0.05 | 0.05 | 0.05 | 0.05 | 0.05 | 0.05 | 0.05 | 0.05 | 0.05 | 0.05 | 0.05 | 0.05 | 0.05 | 0.05 | 0.05 | 0.05 | 0.05 | 0.05 | 0.05 | 0.05 | 0.05 | 0 | 0 | 0 | 0 | 0 | 0 | 0 | 0 | 0 | 0 | 0 | 0 | 0 | 0 | 0 | 0 | 0 | 0 | 0 | 0 | 0 | 0 | 0 | 0 | 0 | 0 | 0 | 0 | 0 | 0 | 0 | 0 | 0 | 0 | 0 | 0 | 0 | 0 | 0 | 0 | 0 | 0 | 0 | 0 | 0 | 0 | 0 | 0 | 16 | 0.66337 | 0.20792 | 0.079208 | 0.049505 | 0.76136 | 0 | 0 | 0 | 0 | 0 | 0 | 0 | 0 |  | 0.094749 | 0.094749 | 0.094081 | 0.096971 | 0.097113 | 0.0956 | 0.0956 | Education - Community College - Comm/Ind Work (General, Low Bay) - Hol | 14 | 8 | 15 | 0 | 7.2 | 0 | 0 | 0 | 7.2 | 0 | 0 | 0 | 1.2 | 0 | 0 | 0 | 0 | 0 | 0 | 0 | 0 | 0 | 0 | 0 | 0 | 0 | 0 | 0 | 0 | 0 | 0 | 0 | 0 | 0 | 0 | 0 | 0 |  | 0 | 7.2 | 0 | 0 | 0 | 7.2 | 0 | 0 | 0 | 1.2 | 0 | 0 | 0 | 0 | 0 | 0 | 0 | 0 | 0 | 0 | 0 | 0 | 0 | 0 | 0 | 0 | 0 | 0 | 0 | 0 | 0 | 0 | 0 | 0
516 | 5 | 16 | 8 | 4 |  | Education - Community College |  | Education - Community College - Comm/Ind Work (General, Low Bay) | Education - Community College | Comm/Ind Work (General, Low Bay) | Education - Community College - Comm/Ind Work (General, Low Bay) |  | Education - Community College | Education - Community College - Comm/Ind Work (General, Low Bay) | ComCollege Class (in session) | all | Open | 169 | 169 | 0.12496 | 1.592 | 1.592 | 1.0613 | 1.0613 | 1.0613 | 0.9729 | 0.9729 | 0 | 0 | 0 | 0 | 0 | 0 | 0 | 369.1479 | 369.1479 | 246.0986 | 246.0986 | 246.0986 | 225.5904 | 225.5904 | 0.15119 | 0.15119 | 0.10079 | 0.10079 | 0.10079 | 0.092394 | 0.092394 | 0 | 0 | 0 | 0 | 0 | 0 | 0 | 0 | 0 | 0 | 0 | 0 | 0 | 0 | 0.76 | 0.76 | 0.76 | 0.76 | 0.76 | 0.76 | 0.76 | 0.79843 | 0.79843 | 0.79959 | 0.80594 | 0.80642 | 0.80223 | 0.80223 | 0.15063 | 0.15063 | 0.10042 | 0.10042 | 0.10042 | 0.092055 | 0.092055 | 0 | 0 | 0 | 0 | 0 | 0 | 0 | 34.3559 | 34.3559 | 22.9039 | 22.9039 | 22.9039 | 20.9953 | 20.9953 | 0.0095057 | 0.0095057 | 0.0063371 | 0.0063371 | 0.0063371 | 0.005809 | 0.005809 | 0 | 0 | 0 | 0 | 0 | 0 | 0 | 0 | 0 | 0 | 0 | 0 | 0 | 0 | 0.505 | 0.505 | 0.505 | 0.505 | 0.505 | 0.505 | 0.505 | 0.6247 | 0.6247 | 0.62755 | 0.6472 | 0.64803 | 0.63695 | 0.63695 | ComCollege Class (in session) ILit all | ComCollege Class (in session) ILit all | 3578 | 10 | 76 | ComCollege Class (in session) ILit2 all | ComCollege Class (in session) ILit2 all | ComCollege Class (in session) ILit2 All | 3829 | 6.5 | 72.5 | 3578 | 10.98 | 0.76 | 0.1 | 0.1 | 0.1 | 0.1 | 0.1 | 0.265 | 0.43 | 0.595 | 0.76 | 0.76 | 0.76 | 0.76 | 0.76 | 0.76 | 0.76 | 0.76 | 0.76 | 0.76 | 0.595 | 0.43 | 0.265 | 0.1 | 0.1 | 0.1 | 10.8 | 0.505 | 0.065 | 0.065 | 0.065 | 0.065 | 0.065 | 0.725 | 0.725 | 0.725 | 0.725 | 0.725 | 0.725 | 0.505 | 0.505 | 0.505 | 0.505 | 0.505 | 0.505 | 0.725 | 0.725 | 0.725 | 0.725 | 0.065 | 0.065 | 0.065 | 0 | 0 | 0 | 0 | 0 | 0.25 | 0.5 | 0.75 | 1 | 1 | 1 | 1 | 1 | 1 | 1 | 1 | 1 | 1 | 0.75 | 0.5 | 0.25 | 0 | 0 | 0 | 0 | 0 | 0 | 0 | 0 | 1 | 1 | 1 | 1 | 1 | 1 | 0.66667 | 0.66667 | 0.66667 | 0.66667 | 0.66667 | 0.66667 | 1 | 1 | 1 | 1 | 0 | 0 | 0 | 16 | 0.66337 | 0.20792 | 0.079208 | 0.049505 | 0.76136 | 0.10091 | 0.020074 | 0.020074 | 0.013383 | 0.013383 | 0.013383 | 0.012267 | 0.012267 | Education - Community College | 0.094749 | 0.094749 | 0.094081 | 0.096971 | 0.097113 | 0.0956 | 0.0956 | Education - Community College - Comm/Ind Work (General, Low Bay) - all | 16 | 7 | 21 | 1630.85 | 224.77 | 1630.85 | 224.77 | 0 | 0 | 9.65 | 1.33 | 0 | 0 | 0 | 0 | 0 | 0 | 0 | 0 | 0.43 | 0.595 | 0.76 | 0.76 | 0.76 | 0.76 | 0.76 | 0.76 | 0.76 | 0.76 | 0.76 | 0.76 | 0.595 | 0.43 | 0 | 0 | 0 | 0 |  | 1492.27 | 332.93 | 1492.27 | 332.93 | 0 | 0 | 8.83 | 1.97 | 0 | 0 | 0 | 0 | 0 | 0 | 0 | 0 | 0.725 | 0.725 | 0.725 | 0.725 | 0.725 | 0.505 | 0.505 | 0.505 | 0.505 | 0.505 | 0.505 | 0.725 | 0.725 | 0.725 | 0 | 0 | 0 | 0
517 | 5 | 17 | 5 | 5 |  |  |  |  | Education - Community College | Comm/Ind Work (General, Low Bay) | Education - Community College - Comm/Ind Work (General, Low Bay) | (break) | Education - Community College (break) | Education - Community College - Comm/Ind Work (General, Low Bay) (break) | ComCollege Class (break) | Sat | Closed | 12 | 12 | 0.12496 | 1.592 | 1.592 | 1.0613 | 1.0613 | 1.0613 | 0.9729 | 0.9729 | 0 | 0 | 0 | 0 | 0 | 0 | 0 | 1.1459 | 1.1459 | 0.76391 | 0.76391 | 0.76391 | 0.70025 | 0.70025 | 0 | 0 | 0 | 0 | 0 | 0 | 0 | 0 | 0 | 0 | 0 | 0 | 0 | 0 | 0 | 0 | 0 | 0 | 0 | 0 | 0 | 0 | 0 | 0 | 0 | 0 | 0 | 0 | 0 | 0 | 0 | 0 | 0 | 0 | 0 | 0.15063 | 0.15063 | 0.10042 | 0.10042 | 0.10042 | 0.092055 | 0.092055 | 0 | 0 | 0 | 0 | 0 | 0 | 0 | 0.10842 | 0.10842 | 0.072281 | 0.072281 | 0.072281 | 0.066257 | 0.066257 | 0 | 0 | 0 | 0 | 0 | 0 | 0 | 0 | 0 | 0 | 0 | 0 | 0 | 0 | 0 | 0 | 0 | 0 | 0 | 0 | 0 | 0 | 0 | 0 | 0 | 0 | 0 | 0 | 0 | 0 | 0 | 0 | 0 | 0 | 0 | ComCollege Class (break) ILit Cls | ComCollege Class (break) ILit Cls | 2 | 2 | 2 | ComCollege Class (break) ILit2 Cls | ComCollege Class (break) ILit Cls | ComCollege Class (break) ILit Cls | 2 | 2 | 2 | 2 | 0.48 | 0.02 | 0.02 | 0.02 | 0.02 | 0.02 | 0.02 | 0.02 | 0.02 | 0.02 | 0.02 | 0.02 | 0.02 | 0.02 | 0.02 | 0.02 | 0.02 | 0.02 | 0.02 | 0.02 | 0.02 | 0.02 | 0.02 | 0.02 | 0.02 | 0.02 | 0.48 | 0.02 | 0.02 | 0.02 | 0.02 | 0.02 | 0.02 | 0.02 | 0.02 | 0.02 | 0.02 | 0.02 | 0.02 | 0.02 | 0.02 | 0.02 | 0.02 | 0.02 | 0.02 | 0.02 | 0.02 | 0.02 | 0.02 | 0.02 | 0.02 | 0.02 | 0 | 0 | 0 | 0 | 0 | 0 | 0 | 0 | 0 | 0 | 0 | 0 | 0 | 0 | 0 | 0 | 0 | 0 | 0 | 0 | 0 | 0 | 0 | 0 | 0 | 0 | 0 | 0 | 0 | 0 | 0 | 0 | 0 | 0 | 0 | 0 | 0 | 0 | 0 | 0 | 0 | 0 | 0 | 0 | 0 | 0 | 0 | 0 | 16 | 0.66337 | 0.20792 | 0.079208 | 0.049505 | 0.76136 | 0 | 0 | 0 | 0 | 0 | 0 | 0 | 0 |  | 0.0025764 | 0.0025764 | 0.0025432 | 0.0026301 | 0.0026318 | 0.0026225 | 0.0026225 | Education - Community College - Comm/Ind Work (General, Low Bay) - (break) - Sat | 10 | 9 | 14 | 0 | 5.76 | 0 | 0 | 0 | 5.76 | 0 | 0 | 0 | 0.48 | 0 | 0 | 0 | 0 | 0 | 0 | 0 | 0 | 0 | 0 | 0 | 0 | 0 | 0 | 0 | 0 | 0 | 0 | 0 | 0 | 0 | 0 | 0 | 0 |  | 0 | 5.76 | 0 | 0 | 0 | 5.76 | 0 | 0 | 0 | 0.48 | 0 | 0 | 0 | 0 | 0 | 0 | 0 | 0 | 0 | 0 | 0 | 0 | 0 | 0 | 0 | 0 | 0 | 0 | 0 | 0 | 0 | 0 | 0 | 0
518 | 5 | 18 | 6 | 6 |  |  |  |  | Education - Community College | Comm/Ind Work (General, Low Bay) | Education - Community College - Comm/Ind Work (General, Low Bay) | (break) | Education - Community College (break) | Education - Community College - Comm/Ind Work (General, Low Bay) (break) | ComCollege Class (break) | Sun | Closed | 12 | 12 | 0.12496 | 1.592 | 1.592 | 1.0613 | 1.0613 | 1.0613 | 0.9729 | 0.9729 | 0 | 0 | 0 | 0 | 0 | 0 | 0 | 1.1459 | 1.1459 | 0.76391 | 0.76391 | 0.76391 | 0.70025 | 0.70025 | 0 | 0 | 0 | 0 | 0 | 0 | 0 | 0 | 0 | 0 | 0 | 0 | 0 | 0 | 0 | 0 | 0 | 0 | 0 | 0 | 0 | 0 | 0 | 0 | 0 | 0 | 0 | 0 | 0 | 0 | 0 | 0 | 0 | 0 | 0 | 0.15063 | 0.15063 | 0.10042 | 0.10042 | 0.10042 | 0.092055 | 0.092055 | 0 | 0 | 0 | 0 | 0 | 0 | 0 | 0.10842 | 0.10842 | 0.072281 | 0.072281 | 0.072281 | 0.066257 | 0.066257 | 0 | 0 | 0 | 0 | 0 | 0 | 0 | 0 | 0 | 0 | 0 | 0 | 0 | 0 | 0 | 0 | 0 | 0 | 0 | 0 | 0 | 0 | 0 | 0 | 0 | 0 | 0 | 0 | 0 | 0 | 0 | 0 | 0 | 0 | 0 | ComCollege Class (break) ILit Cls | ComCollege Class (break) ILit Cls | 2 | 2 | 2 | ComCollege Class (break) ILit2 Cls | ComCollege Class (break) ILit Cls | ComCollege Class (break) ILit Cls | 2 | 2 | 2 | 2 | 0.48 | 0.02 | 0.02 | 0.02 | 0.02 | 0.02 | 0.02 | 0.02 | 0.02 | 0.02 | 0.02 | 0.02 | 0.02 | 0.02 | 0.02 | 0.02 | 0.02 | 0.02 | 0.02 | 0.02 | 0.02 | 0.02 | 0.02 | 0.02 | 0.02 | 0.02 | 0.48 | 0.02 | 0.02 | 0.02 | 0.02 | 0.02 | 0.02 | 0.02 | 0.02 | 0.02 | 0.02 | 0.02 | 0.02 | 0.02 | 0.02 | 0.02 | 0.02 | 0.02 | 0.02 | 0.02 | 0.02 | 0.02 | 0.02 | 0.02 | 0.02 | 0.02 | 0 | 0 | 0 | 0 | 0 | 0 | 0 | 0 | 0 | 0 | 0 | 0 | 0 | 0 | 0 | 0 | 0 | 0 | 0 | 0 | 0 | 0 | 0 | 0 | 0 | 0 | 0 | 0 | 0 | 0 | 0 | 0 | 0 | 0 | 0 | 0 | 0 | 0 | 0 | 0 | 0 | 0 | 0 | 0 | 0 | 0 | 0 | 0 | 16 | 0.66337 | 0.20792 | 0.079208 | 0.049505 | 0.76136 | 0 | 0 | 0 | 0 | 0 | 0 | 0 | 0 |  | 0.0025764 | 0.0025764 | 0.0025432 | 0.0026301 | 0.0026318 | 0.0026225 | 0.0026225 | Education - Community College - Comm/Ind Work (General, Low Bay) - (break) - Sun | 12 | 9 | 14 | 0 | 5.76 | 0 | 0 | 0 | 5.76 | 0 | 0 | 0 | 0.48 | 0 | 0 | 0 | 0 | 0 | 0 | 0 | 0 | 0 | 0 | 0 | 0 | 0 | 0 | 0 | 0 | 0 | 0 | 0 | 0 | 0 | 0 | 0 | 0 |  | 0 | 5.76 | 0 | 0 | 0 | 5.76 | 0 | 0 | 0 | 0.48 | 0 | 0 | 0 | 0 | 0 | 0 | 0 | 0 | 0 | 0 | 0 | 0 | 0 | 0 | 0 | 0 | 0 | 0 | 0 | 0 | 0 | 0 | 0 | 0
519 | 5 | 19 | 7 | 7 |  |  |  |  | Education - Community College | Comm/Ind Work (General, Low Bay) | Education - Community College - Comm/Ind Work (General, Low Bay) | (break) | Education - Community College (break) | Education - Community College - Comm/Ind Work (General, Low Bay) (break) | ComCollege Class (break) | Hol | Closed | 3 | 3 | 0.12496 | 1.592 | 1.592 | 1.0613 | 1.0613 | 1.0613 | 0.9729 | 0.9729 | 0 | 0 | 0 | 0 | 0 | 0 | 0 | 0.28647 | 0.28647 | 0.19098 | 0.19098 | 0.19098 | 0.17506 | 0.17506 | 0 | 0 | 0 | 0 | 0 | 0 | 0 | 0 | 0 | 0 | 0 | 0 | 0 | 0 | 0 | 0 | 0 | 0 | 0 | 0 | 0 | 0 | 0 | 0 | 0 | 0 | 0 | 0 | 0 | 0 | 0 | 0 | 0 | 0 | 0 | 0.15063 | 0.15063 | 0.10042 | 0.10042 | 0.10042 | 0.092055 | 0.092055 | 0 | 0 | 0 | 0 | 0 | 0 | 0 | 0.027105 | 0.027105 | 0.01807 | 0.01807 | 0.01807 | 0.016564 | 0.016564 | 0 | 0 | 0 | 0 | 0 | 0 | 0 | 0 | 0 | 0 | 0 | 0 | 0 | 0 | 0 | 0 | 0 | 0 | 0 | 0 | 0 | 0 | 0 | 0 | 0 | 0 | 0 | 0 | 0 | 0 | 0 | 0 | 0 | 0 | 0 | ComCollege Class (break) ILit Cls | ComCollege Class (break) ILit Cls | 2 | 2 | 2 | ComCollege Class (break) ILit2 Cls | ComCollege Class (break) ILit Cls | ComCollege Class (break) ILit Cls | 2 | 2 | 2 | 2 | 0.48 | 0.02 | 0.02 | 0.02 | 0.02 | 0.02 | 0.02 | 0.02 | 0.02 | 0.02 | 0.02 | 0.02 | 0.02 | 0.02 | 0.02 | 0.02 | 0.02 | 0.02 | 0.02 | 0.02 | 0.02 | 0.02 | 0.02 | 0.02 | 0.02 | 0.02 | 0.48 | 0.02 | 0.02 | 0.02 | 0.02 | 0.02 | 0.02 | 0.02 | 0.02 | 0.02 | 0.02 | 0.02 | 0.02 | 0.02 | 0.02 | 0.02 | 0.02 | 0.02 | 0.02 | 0.02 | 0.02 | 0.02 | 0.02 | 0.02 | 0.02 | 0.02 | 0 | 0 | 0 | 0 | 0 | 0 | 0 | 0 | 0 | 0 | 0 | 0 | 0 | 0 | 0 | 0 | 0 | 0 | 0 | 0 | 0 | 0 | 0 | 0 | 0 | 0 | 0 | 0 | 0 | 0 | 0 | 0 | 0 | 0 | 0 | 0 | 0 | 0 | 0 | 0 | 0 | 0 | 0 | 0 | 0 | 0 | 0 | 0 | 16 | 0.66337 | 0.20792 | 0.079208 | 0.049505 | 0.76136 | 0 | 0 | 0 | 0 | 0 | 0 | 0 | 0 |  | 0.0025764 | 0.0025764 | 0.0025432 | 0.0026301 | 0.0026318 | 0.0026225 | 0.0026225 | Education - Community College - Comm/Ind Work (General, Low Bay) - (break) - Hol | 14 | 9 | 14 | 0 | 1.44 | 0 | 0 | 0 | 1.44 | 0 | 0 | 0 | 0.48 | 0 | 0 | 0 | 0 | 0 | 0 | 0 | 0 | 0 | 0 | 0 | 0 | 0 | 0 | 0 | 0 | 0 | 0 | 0 | 0 | 0 | 0 | 0 | 0 |  | 0 | 1.44 | 0 | 0 | 0 | 1.44 | 0 | 0 | 0 | 0.48 | 0 | 0 | 0 | 0 | 0 | 0 | 0 | 0 | 0 | 0 | 0 | 0 | 0 | 0 | 0 | 0 | 0 | 0 | 0 | 0 | 0 | 0 | 0 | 0
520 | 5 | 20 | 8 | 8 |  | Education - Community College (break) |  | Education - Community College - Comm/Ind Work (General, Low Bay) (break) | Education - Community College | Comm/Ind Work (General, Low Bay) | Education - Community College - Comm/Ind Work (General, Low Bay) | (break) | Education - Community College (break) | Education - Community College - Comm/Ind Work (General, Low Bay) (break) | ComCollege Class (break) | all | Closed | 38 | 38 | 0.12496 | 1.592 | 1.592 | 1.0613 | 1.0613 | 1.0613 | 0.9729 | 0.9729 | 0 | 0 | 0 | 0 | 0 | 0 | 0 | 3.6286 | 3.6286 | 2.4191 | 2.4191 | 2.4191 | 2.2175 | 2.2175 | 0.0039787 | 0.0039787 | 0.0026525 | 0.0026525 | 0.0026525 | 0.0024314 | 0.0024314 | 0 | 0 | 0 | 0 | 0 | 0 | 0 | 0 | 0 | 0 | 0 | 0 | 0 | 0 | 0.02 | 0.02 | 0.02 | 0.02 | 0.02 | 0.02 | 0.02 | 0.021581 | 0.021581 | 0.021501 | 0.021742 | 0.02174 | 0.021845 | 0.021845 | 0.15063 | 0.15063 | 0.10042 | 0.10042 | 0.10042 | 0.092055 | 0.092055 | 0 | 0 | 0 | 0 | 0 | 0 | 0 | 0.34333 | 0.34333 | 0.22889 | 0.22889 | 0.22889 | 0.20981 | 0.20981 | 0.00037646 | 0.00037646 | 0.00025097 | 0.00025097 | 0.00025097 | 0.00023006 | 0.00023006 | 0 | 0 | 0 | 0 | 0 | 0 | 0 | 0 | 0 | 0 | 0 | 0 | 0 | 0 | 0.02 | 0.02 | 0.02 | 0.02 | 0.02 | 0.02 | 0.02 | 0.021581 | 0.021581 | 0.021501 | 0.021742 | 0.02174 | 0.021845 | 0.021845 | ComCollege Class (break) ILit Cls | ComCollege Class (break) ILit Cls | 2 | 2 | 2 | ComCollege Class (break) ILit2 Cls | ComCollege Class (break) ILit Cls | ComCollege Class (break) ILit Cls | 2 | 2 | 2 | 2 | 0.48 | 0.02 | 0.02 | 0.02 | 0.02 | 0.02 | 0.02 | 0.02 | 0.02 | 0.02 | 0.02 | 0.02 | 0.02 | 0.02 | 0.02 | 0.02 | 0.02 | 0.02 | 0.02 | 0.02 | 0.02 | 0.02 | 0.02 | 0.02 | 0.02 | 0.02 | 0.48 | 0.02 | 0.02 | 0.02 | 0.02 | 0.02 | 0.02 | 0.02 | 0.02 | 0.02 | 0.02 | 0.02 | 0.02 | 0.02 | 0.02 | 0.02 | 0.02 | 0.02 | 0.02 | 0.02 | 0.02 | 0.02 | 0.02 | 0.02 | 0.02 | 0.02 | 0 | 0 | 0 | 0 | 0 | 0 | 0 | 0 | 0 | 0 | 0 | 0 | 0 | 0 | 0 | 0 | 0 | 0 | 0 | 0 | 0 | 0 | 0 | 0 | 0 | 0 | 0 | 0 | 0 | 0 | 0 | 0 | 0 | 0 | 0 | 0 | 0 | 0 | 0 | 0 | 0 | 0 | 0 | 0 | 0 | 0 | 0 | 0 | 16 | 0.66337 | 0.20792 | 0.079208 | 0.049505 | 0.76136 | 0.0026555 | 0.00052826 | 0.00052826 | 0.00035218 | 0.00035218 | 0.00035218 | 0.00032283 | 0.00032283 | Education - Community College (break) | 0.0025764 | 0.0025764 | 0.0025432 | 0.0026301 | 0.0026318 | 0.0026225 | 0.0026225 | Education - Community College - Comm/Ind Work (General, Low Bay) - (break) - all | 16 | 9 | 17 | 0 | 18.24 | 0 | 18.24 | 0 | 0 | 0 | 0.48 | 0 | 0 | 0 | 0 | 0 | 0 | 0 | 0 | 0 | 0 | 0 | 0 | 0 | 0 | 0 | 0 | 0 | 0 | 0 | 0 | 0 | 0 | 0 | 0 | 0 | 0 |  | 0 | 18.24 | 0 | 18.24 | 0 | 0 | 0 | 0.48 | 0 | 0 | 0 | 0 | 0 | 0 | 0 | 0 | 0 | 0 | 0 | 0 | 0 | 0 | 0 | 0 | 0 | 0 | 0 | 0 | 0 | 0 | 0 | 0 | 0 | 0
521 | 5 | 21 | 5 | 9 |  |  |  |  | Education - Community College | Comm/Ind Work (General, Low Bay) | Education - Community College - Comm/Ind Work (General, Low Bay) | (summer) | Education - Community College (summer) | Education - Community College - Comm/Ind Work (General, Low Bay) (summer) | ComCollege Class (summer) | Sat | Open | 8 | 8 | 0.12496 | 1.592 | 1.592 | 1.0613 | 1.0613 | 1.0613 | 0.9729 | 0.9729 | 0 | 0 | 0 | 0 | 0 | 0 | 0 | 3.4416 | 3.4416 | 2.2944 | 2.2944 | 2.2944 | 2.1032 | 2.1032 | 0 | 0 | 0 | 0 | 0 | 0 | 0 | 0 | 0 | 0 | 0 | 0 | 0 | 0 | 0 | 0 | 0 | 0 | 0 | 0 | 0 | 0 | 0 | 0 | 0 | 0 | 0 | 0 | 0 | 0 | 0 | 0 | 0 | 0 | 0 | 0.15063 | 0.15063 | 0.10042 | 0.10042 | 0.10042 | 0.092055 | 0.092055 | 0 | 0 | 0 | 0 | 0 | 0 | 0 | 0.4431 | 0.4431 | 0.2954 | 0.2954 | 0.2954 | 0.27078 | 0.27078 | 0 | 0 | 0 | 0 | 0 | 0 | 0 | 0 | 0 | 0 | 0 | 0 | 0 | 0 | 0 | 0 | 0 | 0 | 0 | 0 | 0 | 0 | 0 | 0 | 0 | 0 | 0 | 0 | 0 | 0 | 0 | 0 | 0 | 0 | 0 | ComCollege Class (summer) ILit Sat | ComCollege Class (summer) ILit all | 3606 | 5 | 18.75 | ComCollege Class (summer) ILit2 Sat | ComCollege Class (summer) ILit2 Sat | ComCollege Class (summer) ILit2 All | 3840 | 6.5 | 26.25 | 3606 | 2.1625 | 0.05 | 0.05 | 0.05 | 0.05 | 0.05 | 0.05 | 0.05 | 0.05 | 0.1875 | 0.1875 | 0.1875 | 0.1875 | 0.1875 | 0.1875 | 0.1875 | 0.05 | 0.05 | 0.05 | 0.05 | 0.05 | 0.05 | 0.05 | 0.05 | 0.05 | 0.05 | 2.9425 | 0.065 | 0.065 | 0.065 | 0.065 | 0.065 | 0.065 | 0.065 | 0.065 | 0.2625 | 0.2625 | 0.2625 | 0.2625 | 0.2625 | 0.2625 | 0.2625 | 0.065 | 0.065 | 0.065 | 0.065 | 0.065 | 0.065 | 0.065 | 0.065 | 0.065 | 0.065 | 0 | 0 | 0 | 0 | 0 | 0 | 0 | 1 | 1 | 1 | 1 | 1 | 1 | 1 | 0 | 0 | 0 | 0 | 0 | 0 | 0 | 0 | 0 | 0 | 0 | 0 | 0 | 0 | 0 | 0 | 0 | 1 | 1 | 1 | 1 | 1 | 1 | 1 | 0 | 0 | 0 | 0 | 0 | 0 | 0 | 0 | 0 | 0 | 16 | 0.66337 | 0.20792 | 0.079208 | 0.049505 | 0.76136 | 0 | 0 | 0 | 0 | 0 | 0 | 0 | 0 |  | 0.057234 | 0.057234 | 0.05679 | 0.058591 | 0.058583 | 0.057841 | 0.057841 | Education - Community College - Comm/Ind Work (General, Low Bay) - (summer) - Sat | 10 | 7 | 16 | 11.3 | 6 | 0 | 0 | 11.3 | 6 | 0 | 0 | 1.4125 | 0.75 | 0 | 0 | 0 | 0 | 0 | 0 | 0.05 | 0.1875 | 0.1875 | 0.1875 | 0.1875 | 0.1875 | 0.1875 | 0.1875 | 0.05 | 0 | 0 | 0 | 0 | 0 | 0 | 0 | 0 | 0 |  | 15.74 | 7.8 | 0 | 0 | 15.74 | 7.8 | 0 | 0 | 1.9675 | 0.975 | 0 | 0 | 0 | 0 | 0 | 0 | 0.065 | 0.2625 | 0.2625 | 0.2625 | 0.2625 | 0.2625 | 0.2625 | 0.2625 | 0.065 | 0 | 0 | 0 | 0 | 0 | 0 | 0 | 0 | 0
522 | 5 | 22 | 6 | 10 |  |  |  |  | Education - Community College | Comm/Ind Work (General, Low Bay) | Education - Community College - Comm/Ind Work (General, Low Bay) | (summer) | Education - Community College (summer) | Education - Community College - Comm/Ind Work (General, Low Bay) (summer) | ComCollege Class (summer) | Sun | Closed | 8 | 8 | 0.12496 | 1.592 | 1.592 | 1.0613 | 1.0613 | 1.0613 | 0.9729 | 0.9729 | 0 | 0 | 0 | 0 | 0 | 0 | 0 | 1.3368 | 1.3368 | 0.89123 | 0.89123 | 0.89123 | 0.81696 | 0.81696 | 0 | 0 | 0 | 0 | 0 | 0 | 0 | 0 | 0 | 0 | 0 | 0 | 0 | 0 | 0 | 0 | 0 | 0 | 0 | 0 | 0 | 0 | 0 | 0 | 0 | 0 | 0 | 0 | 0 | 0 | 0 | 0 | 0 | 0 | 0 | 0.15063 | 0.15063 | 0.10042 | 0.10042 | 0.10042 | 0.092055 | 0.092055 | 0 | 0 | 0 | 0 | 0 | 0 | 0 | 0.12649 | 0.12649 | 0.084327 | 0.084327 | 0.084327 | 0.0773 | 0.0773 | 0 | 0 | 0 | 0 | 0 | 0 | 0 | 0 | 0 | 0 | 0 | 0 | 0 | 0 | 0 | 0 | 0 | 0 | 0 | 0 | 0 | 0 | 0 | 0 | 0 | 0 | 0 | 0 | 0 | 0 | 0 | 0 | 0 | 0 | 0 | ComCollege Class (summer) ILit Cls | ComCollege Class (summer) ILit Cls | 2 | 3.5 | 3.5 | ComCollege Class (summer) ILit2 Cls | ComCollege Class (summer) ILit Cls | ComCollege Class (summer) ILit Cls | 2 | 3.5 | 3.5 | 2 | 0.84 | 0.035 | 0.035 | 0.035 | 0.035 | 0.035 | 0.035 | 0.035 | 0.035 | 0.035 | 0.035 | 0.035 | 0.035 | 0.035 | 0.035 | 0.035 | 0.035 | 0.035 | 0.035 | 0.035 | 0.035 | 0.035 | 0.035 | 0.035 | 0.035 | 0.035 | 0.84 | 0.035 | 0.035 | 0.035 | 0.035 | 0.035 | 0.035 | 0.035 | 0.035 | 0.035 | 0.035 | 0.035 | 0.035 | 0.035 | 0.035 | 0.035 | 0.035 | 0.035 | 0.035 | 0.035 | 0.035 | 0.035 | 0.035 | 0.035 | 0.035 | 0.035 | 0 | 0 | 0 | 0 | 0 | 0 | 0 | 0 | 0 | 0 | 0 | 0 | 0 | 0 | 0 | 0 | 0 | 0 | 0 | 0 | 0 | 0 | 0 | 0 | 0 | 0 | 0 | 0 | 0 | 0 | 0 | 0 | 0 | 0 | 0 | 0 | 0 | 0 | 0 | 0 | 0 | 0 | 0 | 0 | 0 | 0 | 0 | 0 | 16 | 0.66337 | 0.20792 | 0.079208 | 0.049505 | 0.76136 | 0 | 0 | 0 | 0 | 0 | 0 | 0 | 0 |  | 0.057234 | 0.057234 | 0.05679 | 0.058591 | 0.058583 | 0.057841 | 0.057841 | Education - Community College - Comm/Ind Work (General, Low Bay) - (summer) - Sun | 12 | 8 | 15 | 0 | 6.72 | 0 | 0 | 0 | 6.72 | 0 | 0 | 0 | 0.84 | 0 | 0 | 0 | 0 | 0 | 0 | 0 | 0 | 0 | 0 | 0 | 0 | 0 | 0 | 0 | 0 | 0 | 0 | 0 | 0 | 0 | 0 | 0 | 0 |  | 0 | 6.72 | 0 | 0 | 0 | 6.72 | 0 | 0 | 0 | 0.84 | 0 | 0 | 0 | 0 | 0 | 0 | 0 | 0 | 0 | 0 | 0 | 0 | 0 | 0 | 0 | 0 | 0 | 0 | 0 | 0 | 0 | 0 | 0 | 0
523 | 5 | 23 | 7 | 11 |  |  |  |  | Education - Community College | Comm/Ind Work (General, Low Bay) | Education - Community College - Comm/Ind Work (General, Low Bay) | (summer) | Education - Community College (summer) | Education - Community College - Comm/Ind Work (General, Low Bay) (summer) | ComCollege Class (summer) | Hol | Closed | 1 | 1 | 0.12496 | 1.592 | 1.592 | 1.0613 | 1.0613 | 1.0613 | 0.9729 | 0.9729 | 0 | 0 | 0 | 0 | 0 | 0 | 0 | 0.16711 | 0.16711 | 0.1114 | 0.1114 | 0.1114 | 0.10212 | 0.10212 | 0 | 0 | 0 | 0 | 0 | 0 | 0 | 0 | 0 | 0 | 0 | 0 | 0 | 0 | 0 | 0 | 0 | 0 | 0 | 0 | 0 | 0 | 0 | 0 | 0 | 0 | 0 | 0 | 0 | 0 | 0 | 0 | 0 | 0 | 0 | 0.15063 | 0.15063 | 0.10042 | 0.10042 | 0.10042 | 0.092055 | 0.092055 | 0 | 0 | 0 | 0 | 0 | 0 | 0 | 0.015811 | 0.015811 | 0.010541 | 0.010541 | 0.010541 | 0.0096625 | 0.0096625 | 0 | 0 | 0 | 0 | 0 | 0 | 0 | 0 | 0 | 0 | 0 | 0 | 0 | 0 | 0 | 0 | 0 | 0 | 0 | 0 | 0 | 0 | 0 | 0 | 0 | 0 | 0 | 0 | 0 | 0 | 0 | 0 | 0 | 0 | 0 | ComCollege Class (summer) ILit Cls | ComCollege Class (summer) ILit Cls | 2 | 3.5 | 3.5 | ComCollege Class (summer) ILit2 Cls | ComCollege Class (summer) ILit Cls | ComCollege Class (summer) ILit Cls | 2 | 3.5 | 3.5 | 2 | 0.84 | 0.035 | 0.035 | 0.035 | 0.035 | 0.035 | 0.035 | 0.035 | 0.035 | 0.035 | 0.035 | 0.035 | 0.035 | 0.035 | 0.035 | 0.035 | 0.035 | 0.035 | 0.035 | 0.035 | 0.035 | 0.035 | 0.035 | 0.035 | 0.035 | 0.035 | 0.84 | 0.035 | 0.035 | 0.035 | 0.035 | 0.035 | 0.035 | 0.035 | 0.035 | 0.035 | 0.035 | 0.035 | 0.035 | 0.035 | 0.035 | 0.035 | 0.035 | 0.035 | 0.035 | 0.035 | 0.035 | 0.035 | 0.035 | 0.035 | 0.035 | 0.035 | 0 | 0 | 0 | 0 | 0 | 0 | 0 | 0 | 0 | 0 | 0 | 0 | 0 | 0 | 0 | 0 | 0 | 0 | 0 | 0 | 0 | 0 | 0 | 0 | 0 | 0 | 0 | 0 | 0 | 0 | 0 | 0 | 0 | 0 | 0 | 0 | 0 | 0 | 0 | 0 | 0 | 0 | 0 | 0 | 0 | 0 | 0 | 0 | 16 | 0.66337 | 0.20792 | 0.079208 | 0.049505 | 0.76136 | 0 | 0 | 0 | 0 | 0 | 0 | 0 | 0 |  | 0.057234 | 0.057234 | 0.05679 | 0.058591 | 0.058583 | 0.057841 | 0.057841 | Education - Community College - Comm/Ind Work (General, Low Bay) - (summer) - Hol | 14 | 8 | 15 | 0 | 0.84 | 0 | 0 | 0 | 0.84 | 0 | 0 | 0 | 0.84 | 0 | 0 | 0 | 0 | 0 | 0 | 0 | 0 | 0 | 0 | 0 | 0 | 0 | 0 | 0 | 0 | 0 | 0 | 0 | 0 | 0 | 0 | 0 | 0 |  | 0 | 0.84 | 0 | 0 | 0 | 0.84 | 0 | 0 | 0 | 0.84 | 0 | 0 | 0 | 0 | 0 | 0 | 0 | 0 | 0 | 0 | 0 | 0 | 0 | 0 | 0 | 0 | 0 | 0 | 0 | 0 | 0 | 0 | 0 | 0
524 | 5 | 24 | 8 | 12 |  | Education - Community College (summer) | Education - Community College - Comm/Ind Work (General, Low Bay) | Education - Community College - Comm/Ind Work (General, Low Bay) (summer) | Education - Community College | Comm/Ind Work (General, Low Bay) | Education - Community College - Comm/Ind Work (General, Low Bay) | (summer) | Education - Community College (summer) | Education - Community College - Comm/Ind Work (General, Low Bay) (summer) | ComCollege Class (summer) | all | Open | 44 | 44 | 0.12496 | 1.592 | 1.592 | 1.0613 | 1.0613 | 1.0613 | 0.9729 | 0.9729 | 0.19894 | 0.19894 | 0.13262 | 0.13262 | 0.13262 | 0.12157 | 0.12157 | 58.3178 | 58.3178 | 38.8785 | 38.8785 | 38.8785 | 35.6387 | 35.6387 | 0.090557 | 0.090557 | 0.060371 | 0.060371 | 0.060371 | 0.05534 | 0.05534 | 2346.43 | 2346.43 | 2346.43 | 2346.43 | 2346.43 | 2346.43 | 2346.43 | 0 | 0 | 0 | 0 | 0 | 0 | 0 | 0.45521 | 0.45521 | 0.45521 | 0.45521 | 0.45521 | 0.45521 | 0.45521 | 0.48219 | 0.48219 | 0.48261 | 0.487 | 0.48644 | 0.48513 | 0.48513 | 0.15063 | 0.15063 | 0.10042 | 0.10042 | 0.10042 | 0.092055 | 0.092055 | 0.018823 | 0.018823 | 0.012549 | 0.012549 | 0.012549 | 0.011503 | 0.011503 | 6.0501 | 6.0501 | 4.0334 | 4.0334 | 4.0334 | 3.6973 | 3.6973 | 0.0072312 | 0.0072312 | 0.0048208 | 0.0048208 | 0.0048208 | 0.0044191 | 0.0044191 | 2386.52 | 2386.52 | 2386.52 | 2386.52 | 2386.52 | 2386.52 | 2386.52 | 0 | 0 | 0 | 0 | 0 | 0 | 0 | 0.38417 | 0.38417 | 0.38417 | 0.38417 | 0.38417 | 0.38417 | 0.38417 | 0.41671 | 0.41671 | 0.41709 | 0.42237 | 0.42032 | 0.42002 | 0.42002 | ComCollege Class (summer) ILit all | ComCollege Class (summer) ILit all | 3605 | 10 | 48.75 | ComCollege Class (summer) ILit2 all | ComCollege Class (summer) ILit2 all | ComCollege Class (summer) ILit2 All | 3839 | 6.5 | 54.375 | 3605 | 6.6625 | 0.45521 | 0.1 | 0.1 | 0.1 | 0.1 | 0.1 | 0.19687 | 0.29375 | 0.39062 | 0.4875 | 0.4875 | 0.4875 | 0.4875 | 0.4875 | 0.4875 | 0.4875 | 0.4875 | 0.39062 | 0.29375 | 0.19687 | 0.1 | 0.1 | 0.1 | 0.1 | 0.1 | 7.305 | 0.38417 | 0.065 | 0.065 | 0.065 | 0.065 | 0.065 | 0.54375 | 0.54375 | 0.54375 | 0.54375 | 0.54375 | 0.54375 | 0.38417 | 0.38417 | 0.38417 | 0.38417 | 0.38417 | 0.38417 | 0.54375 | 0.54375 | 0.065 | 0.065 | 0.065 | 0.065 | 0.065 | 0 | 0 | 0 | 0 | 0 | 0.25 | 0.5 | 0.75 | 1 | 1 | 1 | 1 | 1 | 1 | 1 | 1 | 0.75 | 0.5 | 0.25 | 0 | 0 | 0 | 0 | 0 | 0 | 0 | 0 | 0 | 0 | 1 | 1 | 1 | 1 | 1 | 1 | 0.66667 | 0.66667 | 0.66667 | 0.66667 | 0.66667 | 0.66667 | 1 | 1 | 0 | 0 | 0 | 0 | 0 | 16 | 0.66337 | 0.20792 | 0.079208 | 0.049505 | 0.76136 | 0.060439 | 0.012023 | 0.012023 | 0.0080157 | 0.0080157 | 0.0080157 | 0.0073477 | 0.0073477 | Education - Community College (summer) | 0.057234 | 0.057234 | 0.05679 | 0.058591 | 0.058583 | 0.057841 | 0.057841 | Education - Community College - Comm/Ind Work (General, Low Bay) - (summer) - all | 16 | 7 | 21 | 244.8875 | 48.2625 | 244.8875 | 48.2625 | 0 | 0 | 5.5656 | 1.0969 | 0 | 0 | 0 | 0 | 0 | 0 | 0 | 0 | 0.29375 | 0.39062 | 0.4875 | 0.4875 | 0.4875 | 0.4875 | 0.4875 | 0.4875 | 0.4875 | 0.4875 | 0.39062 | 0.29375 | 0.19687 | 0.1 | 0 | 0 | 0 | 0 |  | 271.755 | 49.665 | 271.755 | 49.665 | 0 | 0 | 6.1763 | 1.1288 | 0 | 0 | 0 | 0 | 0 | 0 | 0 | 0 | 0.54375 | 0.54375 | 0.54375 | 0.54375 | 0.54375 | 0.38417 | 0.38417 | 0.38417 | 0.38417 | 0.38417 | 0.38417 | 0.54375 | 0.54375 | 0.065 | 0 | 0 | 0 | 0
525 | 5 | 25 | 5 | 1 |  |  |  |  | Education - Community College | Computer Room (Instructional/PC Lab) | Education - Community College - Computer Room (Instructional/PC Lab) |  | Education - Community College | Education - Community College - Computer Room (Instructional/PC Lab) | ComCollege ComputerRm (in session) | Sat | Open | 32 | 32 | 0.031959 | 1.4151 | 1.4151 | 1.4151 | 1.4151 | 1.0613 | 1.0613 | 1.0613 | 0 | 0 | 0 | 0 | 0 | 0 | 0 | 6.5086 | 6.5086 | 6.5086 | 6.5086 | 4.8814 | 4.8814 | 4.8814 | 0 | 0 | 0 | 0 | 0 | 0 | 0 | 0 | 0 | 0 | 0 | 0 | 0 | 0 | 0 | 0 | 0 | 0 | 0 | 0 | 0 | 0 | 0 | 0 | 0 | 0 | 0 | 0 | 0 | 0 | 0 | 0 | 0 | 0 | 0 | 0.1339 | 0.1339 | 0.1339 | 0.1339 | 0.10042 | 0.10042 | 0.10042 | 0 | 0 | 0 | 0 | 0 | 0 | 0 | 0.56486 | 0.56486 | 0.56486 | 0.56486 | 0.42365 | 0.42365 | 0.42365 | 0 | 0 | 0 | 0 | 0 | 0 | 0 | 0 | 0 | 0 | 0 | 0 | 0 | 0 | 0 | 0 | 0 | 0 | 0 | 0 | 0 | 0 | 0 | 0 | 0 | 0 | 0 | 0 | 0 | 0 | 0 | 0 | 0 | 0 | 0 | ComCollege ComputerRm (in session) ILit Sat | ComCollege ComputerRm (in session) ILit all | 3600 | 10 | 35 | ComCollege ComputerRm (in session) ILit2 Sat | ComCollege ComputerRm (in session) ILit2 Sat | ComCollege ComputerRm (in session) ILit2 All | 3838 | 6.5 | 35 | 3600 | 4.4972 | 0.32685 | 0.1 | 0.1 | 0.1 | 0.1 | 0.1 | 0.1 | 0.1 | 0.15556 | 0.21111 | 0.35 | 0.35 | 0.35 | 0.35 | 0.35 | 0.35 | 0.35 | 0.28056 | 0.1 | 0.1 | 0.1 | 0.1 | 0.1 | 0.1 | 0.1 | 4.125 | 0.255 | 0.065 | 0.065 | 0.065 | 0.065 | 0.065 | 0.065 | 0.065 | 0.35 | 0.35 | 0.35 | 0.35 | 0.35 | 0.35 | 0.35 | 0.35 | 0.35 | 0.065 | 0.065 | 0.065 | 0.065 | 0.065 | 0.065 | 0.065 | 0.065 | 0 | 0 | 0 | 0 | 0 | 0 | 0 | 0.22222 | 0.44444 | 1 | 1 | 1 | 1 | 1 | 1 | 1 | 0.72222 | 0 | 0 | 0 | 0 | 0 | 0 | 0 | 0 | 0 | 0 | 0 | 0 | 0 | 0 | 1 | 1 | 1 | 1 | 1 | 1 | 1 | 1 | 1 | 0 | 0 | 0 | 0 | 0 | 0 | 0 | 0 | 20 | 0.4 | 0.36 | 0.13 | 0.11 | 0.52632 | 0 | 0 | 0 | 0 | 0 | 0 | 0 | 0 |  | 0.094749 | 0.094749 | 0.094081 | 0.096971 | 0.097113 | 0.0956 | 0.0956 | Education - Community College - Computer Room (Instructional/PC Lab) - Sat | 10 | 7 | 16 | 82.1333 | 61.7778 | 0 | 0 | 82.1333 | 61.7778 | 0 | 0 | 2.5667 | 1.9306 | 0 | 0 | 0 | 0 | 0 | 0 | 0.1 | 0.15556 | 0.21111 | 0.35 | 0.35 | 0.35 | 0.35 | 0.35 | 0.35 | 0 | 0 | 0 | 0 | 0 | 0 | 0 | 0 | 0 |  | 91.68 | 40.32 | 0 | 0 | 91.68 | 40.32 | 0 | 0 | 2.865 | 1.26 | 0 | 0 | 0 | 0 | 0 | 0 | 0.065 | 0.35 | 0.35 | 0.35 | 0.35 | 0.35 | 0.35 | 0.35 | 0.35 | 0 | 0 | 0 | 0 | 0 | 0 | 0 | 0 | 0
526 | 5 | 26 | 6 | 2 |  |  |  |  | Education - Community College | Computer Room (Instructional/PC Lab) | Education - Community College - Computer Room (Instructional/PC Lab) |  | Education - Community College | Education - Community College - Computer Room (Instructional/PC Lab) | ComCollege ComputerRm (in session) | Sun | Closed | 32 | 32 | 0.031959 | 1.4151 | 1.4151 | 1.4151 | 1.4151 | 1.0613 | 1.0613 | 1.0613 | 0 | 0 | 0 | 0 | 0 | 0 | 0 | 1.7367 | 1.7367 | 1.7367 | 1.7367 | 1.3025 | 1.3025 | 1.3025 | 0 | 0 | 0 | 0 | 0 | 0 | 0 | 0 | 0 | 0 | 0 | 0 | 0 | 0 | 0 | 0 | 0 | 0 | 0 | 0 | 0 | 0 | 0 | 0 | 0 | 0 | 0 | 0 | 0 | 0 | 0 | 0 | 0 | 0 | 0 | 0.1339 | 0.1339 | 0.1339 | 0.1339 | 0.10042 | 0.10042 | 0.10042 | 0 | 0 | 0 | 0 | 0 | 0 | 0 | 0.16432 | 0.16432 | 0.16432 | 0.16432 | 0.12324 | 0.12324 | 0.12324 | 0 | 0 | 0 | 0 | 0 | 0 | 0 | 0 | 0 | 0 | 0 | 0 | 0 | 0 | 0 | 0 | 0 | 0 | 0 | 0 | 0 | 0 | 0 | 0 | 0 | 0 | 0 | 0 | 0 | 0 | 0 | 0 | 0 | 0 | 0 | ComCollege ComputerRm (in session) ILit Cls | ComCollege ComputerRm (in session) ILit Cls | 2 | 5 | 5 | ComCollege ComputerRm (in session) ILit2 Cls | ComCollege ComputerRm (in session) ILit Cls | ComCollege ComputerRm (in session) ILit Cls | 2 | 5 | 5 | 2 | 1.2 | 0.05 | 0.05 | 0.05 | 0.05 | 0.05 | 0.05 | 0.05 | 0.05 | 0.05 | 0.05 | 0.05 | 0.05 | 0.05 | 0.05 | 0.05 | 0.05 | 0.05 | 0.05 | 0.05 | 0.05 | 0.05 | 0.05 | 0.05 | 0.05 | 0.05 | 1.2 | 0.05 | 0.05 | 0.05 | 0.05 | 0.05 | 0.05 | 0.05 | 0.05 | 0.05 | 0.05 | 0.05 | 0.05 | 0.05 | 0.05 | 0.05 | 0.05 | 0.05 | 0.05 | 0.05 | 0.05 | 0.05 | 0.05 | 0.05 | 0.05 | 0.05 | 0 | 0 | 0 | 0 | 0 | 0 | 0 | 0 | 0 | 0 | 0 | 0 | 0 | 0 | 0 | 0 | 0 | 0 | 0 | 0 | 0 | 0 | 0 | 0 | 0 | 0 | 0 | 0 | 0 | 0 | 0 | 0 | 0 | 0 | 0 | 0 | 0 | 0 | 0 | 0 | 0 | 0 | 0 | 0 | 0 | 0 | 0 | 0 | 20 | 0.4 | 0.36 | 0.13 | 0.11 | 0.52632 | 0 | 0 | 0 | 0 | 0 | 0 | 0 | 0 |  | 0.094749 | 0.094749 | 0.094081 | 0.096971 | 0.097113 | 0.0956 | 0.0956 | Education - Community College - Computer Room (Instructional/PC Lab) - Sun | 12 | 8 | 15 | 0 | 38.4 | 0 | 0 | 0 | 38.4 | 0 | 0 | 0 | 1.2 | 0 | 0 | 0 | 0 | 0 | 0 | 0 | 0 | 0 | 0 | 0 | 0 | 0 | 0 | 0 | 0 | 0 | 0 | 0 | 0 | 0 | 0 | 0 | 0 |  | 0 | 38.4 | 0 | 0 | 0 | 38.4 | 0 | 0 | 0 | 1.2 | 0 | 0 | 0 | 0 | 0 | 0 | 0 | 0 | 0 | 0 | 0 | 0 | 0 | 0 | 0 | 0 | 0 | 0 | 0 | 0 | 0 | 0 | 0 | 0
527 | 5 | 27 | 7 | 3 |  |  |  |  | Education - Community College | Computer Room (Instructional/PC Lab) | Education - Community College - Computer Room (Instructional/PC Lab) |  | Education - Community College | Education - Community College - Computer Room (Instructional/PC Lab) | ComCollege ComputerRm (in session) | Hol | Closed | 6 | 6 | 0.031959 | 1.4151 | 1.4151 | 1.4151 | 1.4151 | 1.0613 | 1.0613 | 1.0613 | 0 | 0 | 0 | 0 | 0 | 0 | 0 | 0.32563 | 0.32563 | 0.32563 | 0.32563 | 0.24422 | 0.24422 | 0.24422 | 0 | 0 | 0 | 0 | 0 | 0 | 0 | 0 | 0 | 0 | 0 | 0 | 0 | 0 | 0 | 0 | 0 | 0 | 0 | 0 | 0 | 0 | 0 | 0 | 0 | 0 | 0 | 0 | 0 | 0 | 0 | 0 | 0 | 0 | 0 | 0.1339 | 0.1339 | 0.1339 | 0.1339 | 0.10042 | 0.10042 | 0.10042 | 0 | 0 | 0 | 0 | 0 | 0 | 0 | 0.030811 | 0.030811 | 0.030811 | 0.030811 | 0.023108 | 0.023108 | 0.023108 | 0 | 0 | 0 | 0 | 0 | 0 | 0 | 0 | 0 | 0 | 0 | 0 | 0 | 0 | 0 | 0 | 0 | 0 | 0 | 0 | 0 | 0 | 0 | 0 | 0 | 0 | 0 | 0 | 0 | 0 | 0 | 0 | 0 | 0 | 0 | ComCollege ComputerRm (in session) ILit Cls | ComCollege ComputerRm (in session) ILit Cls | 2 | 5 | 5 | ComCollege ComputerRm (in session) ILit2 Cls | ComCollege ComputerRm (in session) ILit Cls | ComCollege ComputerRm (in session) ILit Cls | 2 | 5 | 5 | 2 | 1.2 | 0.05 | 0.05 | 0.05 | 0.05 | 0.05 | 0.05 | 0.05 | 0.05 | 0.05 | 0.05 | 0.05 | 0.05 | 0.05 | 0.05 | 0.05 | 0.05 | 0.05 | 0.05 | 0.05 | 0.05 | 0.05 | 0.05 | 0.05 | 0.05 | 0.05 | 1.2 | 0.05 | 0.05 | 0.05 | 0.05 | 0.05 | 0.05 | 0.05 | 0.05 | 0.05 | 0.05 | 0.05 | 0.05 | 0.05 | 0.05 | 0.05 | 0.05 | 0.05 | 0.05 | 0.05 | 0.05 | 0.05 | 0.05 | 0.05 | 0.05 | 0.05 | 0 | 0 | 0 | 0 | 0 | 0 | 0 | 0 | 0 | 0 | 0 | 0 | 0 | 0 | 0 | 0 | 0 | 0 | 0 | 0 | 0 | 0 | 0 | 0 | 0 | 0 | 0 | 0 | 0 | 0 | 0 | 0 | 0 | 0 | 0 | 0 | 0 | 0 | 0 | 0 | 0 | 0 | 0 | 0 | 0 | 0 | 0 | 0 | 20 | 0.4 | 0.36 | 0.13 | 0.11 | 0.52632 | 0 | 0 | 0 | 0 | 0 | 0 | 0 | 0 |  | 0.094749 | 0.094749 | 0.094081 | 0.096971 | 0.097113 | 0.0956 | 0.0956 | Education - Community College - Computer Room (Instructional/PC Lab) - Hol | 14 | 8 | 15 | 0 | 7.2 | 0 | 0 | 0 | 7.2 | 0 | 0 | 0 | 1.2 | 0 | 0 | 0 | 0 | 0 | 0 | 0 | 0 | 0 | 0 | 0 | 0 | 0 | 0 | 0 | 0 | 0 | 0 | 0 | 0 | 0 | 0 | 0 | 0 |  | 0 | 7.2 | 0 | 0 | 0 | 7.2 | 0 | 0 | 0 | 1.2 | 0 | 0 | 0 | 0 | 0 | 0 | 0 | 0 | 0 | 0 | 0 | 0 | 0 | 0 | 0 | 0 | 0 | 0 | 0 | 0 | 0 | 0 | 0 | 0
528 | 5 | 28 | 8 | 4 |  | Education - Community College |  | Education - Community College - Computer Room (Instructional/PC Lab) | Education - Community College | Computer Room (Instructional/PC Lab) | Education - Community College - Computer Room (Instructional/PC Lab) |  | Education - Community College | Education - Community College - Computer Room (Instructional/PC Lab) | ComCollege ComputerRm (in session) | all | Open | 169 | 169 | 0.031959 | 1.4151 | 1.4151 | 1.4151 | 1.4151 | 1.0613 | 1.0613 | 1.0613 | 0 | 0 | 0 | 0 | 0 | 0 | 0 | 68.3009 | 68.3009 | 68.3009 | 68.3009 | 51.2257 | 51.2257 | 51.2257 | 0.03392 | 0.03392 | 0.03392 | 0.03392 | 0.02544 | 0.02544 | 0.02544 | 0 | 0 | 0 | 0 | 0 | 0 | 0 | 0 | 0 | 0 | 0 | 0 | 0 | 0 | 0.75 | 0.75 | 0.75 | 0.75 | 0.75 | 0.75 | 0.75 | 0.79843 | 0.79843 | 0.79959 | 0.80594 | 0.80642 | 0.80223 | 0.80223 | 0.1339 | 0.1339 | 0.1339 | 0.1339 | 0.10042 | 0.10042 | 0.10042 | 0 | 0 | 0 | 0 | 0 | 0 | 0 | 8.3168 | 8.3168 | 8.3168 | 8.3168 | 6.2376 | 6.2376 | 6.2376 | 0.0022823 | 0.0022823 | 0.0022823 | 0.0022823 | 0.0017117 | 0.0017117 | 0.0017117 | 0 | 0 | 0 | 0 | 0 | 0 | 0 | 0 | 0 | 0 | 0 | 0 | 0 | 0 | 0.53333 | 0.53333 | 0.53333 | 0.53333 | 0.53333 | 0.53333 | 0.53333 | 0.6247 | 0.6247 | 0.62755 | 0.6472 | 0.64803 | 0.63695 | 0.63695 | ComCollege ComputerRm (in session) ILit all | ComCollege ComputerRm (in session) ILit all | 3599 | 10 | 75 | ComCollege ComputerRm (in session) ILit2 all | ComCollege ComputerRm (in session) ILit2 all | ComCollege ComputerRm (in session) ILit2 All | 3837 | 10 | 75 | 3599 | 8.9361 | 0.75 | 0.1 | 0.1 | 0.1 | 0.1 | 0.1 | 0.24444 | 0.24444 | 0.38889 | 0.75 | 0.75 | 0.75 | 0.75 | 0.75 | 0.75 | 0.75 | 0.75 | 0.75 | 0.20833 | 0.1 | 0.1 | 0.1 | 0.1 | 0.1 | 0.1 | 11.5 | 0.53333 | 0.1 | 0.1 | 0.1 | 0.1 | 0.1 | 0.75 | 0.75 | 0.75 | 0.75 | 0.75 | 0.75 | 0.53333 | 0.53333 | 0.53333 | 0.53333 | 0.53333 | 0.53333 | 0.75 | 0.75 | 0.75 | 0.75 | 0.1 | 0.1 | 0.1 | 0 | 0 | 0 | 0 | 0 | 0.22222 | 0.22222 | 0.44444 | 1 | 1 | 1 | 1 | 1 | 1 | 1 | 1 | 1 | 0.16667 | 0 | 0 | 0 | 0 | 0 | 0 | 0 | 0 | 0 | 0 | 0 | 1 | 1 | 1 | 1 | 1 | 1 | 0.66667 | 0.66667 | 0.66667 | 0.66667 | 0.66667 | 0.66667 | 1 | 1 | 1 | 1 | 0 | 0 | 0 | 20 | 0.4 | 0.36 | 0.13 | 0.11 | 0.52632 | 0.079083 | 0.0035766 | 0.0035766 | 0.0035766 | 0.0035766 | 0.0026825 | 0.0026825 | 0.0026825 | Education - Community College | 0.094749 | 0.094749 | 0.094081 | 0.096971 | 0.097113 | 0.0956 | 0.0956 | Education - Community College - Computer Room (Instructional/PC Lab) - all | 16 | 7 | 21 | 1316.7917 | 193.4111 | 1316.7917 | 193.4111 | 0 | 0 | 7.7917 | 1.1444 | 0 | 0 | 0 | 0 | 0 | 0 | 0 | 0 | 0.24444 | 0.38889 | 0.75 | 0.75 | 0.75 | 0.75 | 0.75 | 0.75 | 0.75 | 0.75 | 0.75 | 0.20833 | 0.1 | 0.1 | 0 | 0 | 0 | 0 |  | 1554.8 | 388.7 | 1554.8 | 388.7 | 0 | 0 | 9.2 | 2.3 | 0 | 0 | 0 | 0 | 0 | 0 | 0 | 0 | 0.75 | 0.75 | 0.75 | 0.75 | 0.75 | 0.53333 | 0.53333 | 0.53333 | 0.53333 | 0.53333 | 0.53333 | 0.75 | 0.75 | 0.75 | 0 | 0 | 0 | 0
529 | 5 | 29 | 5 | 5 |  |  |  |  | Education - Community College | Computer Room (Instructional/PC Lab) | Education - Community College - Computer Room (Instructional/PC Lab) | (break) | Education - Community College (break) | Education - Community College - Computer Room (Instructional/PC Lab) (break) | ComCollege ComputerRm (break) | Sat | Closed | 12 | 12 | 0.031959 | 1.4151 | 1.4151 | 1.4151 | 1.4151 | 1.0613 | 1.0613 | 1.0613 | 0 | 0 | 0 | 0 | 0 | 0 | 0 | 0.2605 | 0.2605 | 0.2605 | 0.2605 | 0.19538 | 0.19538 | 0.19538 | 0 | 0 | 0 | 0 | 0 | 0 | 0 | 0 | 0 | 0 | 0 | 0 | 0 | 0 | 0 | 0 | 0 | 0 | 0 | 0 | 0 | 0 | 0 | 0 | 0 | 0 | 0 | 0 | 0 | 0 | 0 | 0 | 0 | 0 | 0 | 0.1339 | 0.1339 | 0.1339 | 0.1339 | 0.10042 | 0.10042 | 0.10042 | 0 | 0 | 0 | 0 | 0 | 0 | 0 | 0.024649 | 0.024649 | 0.024649 | 0.024649 | 0.018486 | 0.018486 | 0.018486 | 0 | 0 | 0 | 0 | 0 | 0 | 0 | 0 | 0 | 0 | 0 | 0 | 0 | 0 | 0 | 0 | 0 | 0 | 0 | 0 | 0 | 0 | 0 | 0 | 0 | 0 | 0 | 0 | 0 | 0 | 0 | 0 | 0 | 0 | 0 | ComCollege ComputerRm (break) ILit Cls | ComCollege ComputerRm (break) ILit Cls | 2 | 2 | 2 | ComCollege ComputerRm (break) ILit2 Cls | ComCollege ComputerRm (break) ILit Cls | ComCollege ComputerRm (break) ILit Cls | 2 | 2 | 2 | 2 | 0.48 | 0.02 | 0.02 | 0.02 | 0.02 | 0.02 | 0.02 | 0.02 | 0.02 | 0.02 | 0.02 | 0.02 | 0.02 | 0.02 | 0.02 | 0.02 | 0.02 | 0.02 | 0.02 | 0.02 | 0.02 | 0.02 | 0.02 | 0.02 | 0.02 | 0.02 | 0.48 | 0.02 | 0.02 | 0.02 | 0.02 | 0.02 | 0.02 | 0.02 | 0.02 | 0.02 | 0.02 | 0.02 | 0.02 | 0.02 | 0.02 | 0.02 | 0.02 | 0.02 | 0.02 | 0.02 | 0.02 | 0.02 | 0.02 | 0.02 | 0.02 | 0.02 | 0 | 0 | 0 | 0 | 0 | 0 | 0 | 0 | 0 | 0 | 0 | 0 | 0 | 0 | 0 | 0 | 0 | 0 | 0 | 0 | 0 | 0 | 0 | 0 | 0 | 0 | 0 | 0 | 0 | 0 | 0 | 0 | 0 | 0 | 0 | 0 | 0 | 0 | 0 | 0 | 0 | 0 | 0 | 0 | 0 | 0 | 0 | 0 | 20 | 0.4 | 0.36 | 0.13 | 0.11 | 0.52632 | 0 | 0 | 0 | 0 | 0 | 0 | 0 | 0 |  | 0.0025764 | 0.0025764 | 0.0025432 | 0.0026301 | 0.0026318 | 0.0026225 | 0.0026225 | Education - Community College - Computer Room (Instructional/PC Lab) - (break) - Sat | 10 | 9 | 14 | 0 | 5.76 | 0 | 0 | 0 | 5.76 | 0 | 0 | 0 | 0.48 | 0 | 0 | 0 | 0 | 0 | 0 | 0 | 0 | 0 | 0 | 0 | 0 | 0 | 0 | 0 | 0 | 0 | 0 | 0 | 0 | 0 | 0 | 0 | 0 |  | 0 | 5.76 | 0 | 0 | 0 | 5.76 | 0 | 0 | 0 | 0.48 | 0 | 0 | 0 | 0 | 0 | 0 | 0 | 0 | 0 | 0 | 0 | 0 | 0 | 0 | 0 | 0 | 0 | 0 | 0 | 0 | 0 | 0 | 0 | 0
530 | 5 | 30 | 6 | 6 |  |  |  |  | Education - Community College | Computer Room (Instructional/PC Lab) | Education - Community College - Computer Room (Instructional/PC Lab) | (break) | Education - Community College (break) | Education - Community College - Computer Room (Instructional/PC Lab) (break) | ComCollege ComputerRm (break) | Sun | Closed | 12 | 12 | 0.031959 | 1.4151 | 1.4151 | 1.4151 | 1.4151 | 1.0613 | 1.0613 | 1.0613 | 0 | 0 | 0 | 0 | 0 | 0 | 0 | 0.2605 | 0.2605 | 0.2605 | 0.2605 | 0.19538 | 0.19538 | 0.19538 | 0 | 0 | 0 | 0 | 0 | 0 | 0 | 0 | 0 | 0 | 0 | 0 | 0 | 0 | 0 | 0 | 0 | 0 | 0 | 0 | 0 | 0 | 0 | 0 | 0 | 0 | 0 | 0 | 0 | 0 | 0 | 0 | 0 | 0 | 0 | 0.1339 | 0.1339 | 0.1339 | 0.1339 | 0.10042 | 0.10042 | 0.10042 | 0 | 0 | 0 | 0 | 0 | 0 | 0 | 0.024649 | 0.024649 | 0.024649 | 0.024649 | 0.018486 | 0.018486 | 0.018486 | 0 | 0 | 0 | 0 | 0 | 0 | 0 | 0 | 0 | 0 | 0 | 0 | 0 | 0 | 0 | 0 | 0 | 0 | 0 | 0 | 0 | 0 | 0 | 0 | 0 | 0 | 0 | 0 | 0 | 0 | 0 | 0 | 0 | 0 | 0 | ComCollege ComputerRm (break) ILit Cls | ComCollege ComputerRm (break) ILit Cls | 2 | 2 | 2 | ComCollege ComputerRm (break) ILit2 Cls | ComCollege ComputerRm (break) ILit Cls | ComCollege ComputerRm (break) ILit Cls | 2 | 2 | 2 | 2 | 0.48 | 0.02 | 0.02 | 0.02 | 0.02 | 0.02 | 0.02 | 0.02 | 0.02 | 0.02 | 0.02 | 0.02 | 0.02 | 0.02 | 0.02 | 0.02 | 0.02 | 0.02 | 0.02 | 0.02 | 0.02 | 0.02 | 0.02 | 0.02 | 0.02 | 0.02 | 0.48 | 0.02 | 0.02 | 0.02 | 0.02 | 0.02 | 0.02 | 0.02 | 0.02 | 0.02 | 0.02 | 0.02 | 0.02 | 0.02 | 0.02 | 0.02 | 0.02 | 0.02 | 0.02 | 0.02 | 0.02 | 0.02 | 0.02 | 0.02 | 0.02 | 0.02 | 0 | 0 | 0 | 0 | 0 | 0 | 0 | 0 | 0 | 0 | 0 | 0 | 0 | 0 | 0 | 0 | 0 | 0 | 0 | 0 | 0 | 0 | 0 | 0 | 0 | 0 | 0 | 0 | 0 | 0 | 0 | 0 | 0 | 0 | 0 | 0 | 0 | 0 | 0 | 0 | 0 | 0 | 0 | 0 | 0 | 0 | 0 | 0 | 20 | 0.4 | 0.36 | 0.13 | 0.11 | 0.52632 | 0 | 0 | 0 | 0 | 0 | 0 | 0 | 0 |  | 0.0025764 | 0.0025764 | 0.0025432 | 0.0026301 | 0.0026318 | 0.0026225 | 0.0026225 | Education - Community College - Computer Room (Instructional/PC Lab) - (break) - Sun | 12 | 9 | 14 | 0 | 5.76 | 0 | 0 | 0 | 5.76 | 0 | 0 | 0 | 0.48 | 0 | 0 | 0 | 0 | 0 | 0 | 0 | 0 | 0 | 0 | 0 | 0 | 0 | 0 | 0 | 0 | 0 | 0 | 0 | 0 | 0 | 0 | 0 | 0 |  | 0 | 5.76 | 0 | 0 | 0 | 5.76 | 0 | 0 | 0 | 0.48 | 0 | 0 | 0 | 0 | 0 | 0 | 0 | 0 | 0 | 0 | 0 | 0 | 0 | 0 | 0 | 0 | 0 | 0 | 0 | 0 | 0 | 0 | 0 | 0
531 | 5 | 31 | 7 | 7 |  |  |  |  | Education - Community College | Computer Room (Instructional/PC Lab) | Education - Community College - Computer Room (Instructional/PC Lab) | (break) | Education - Community College (break) | Education - Community College - Computer Room (Instructional/PC Lab) (break) | ComCollege ComputerRm (break) | Hol | Closed | 3 | 3 | 0.031959 | 1.4151 | 1.4151 | 1.4151 | 1.4151 | 1.0613 | 1.0613 | 1.0613 | 0 | 0 | 0 | 0 | 0 | 0 | 0 | 0.065126 | 0.065126 | 0.065126 | 0.065126 | 0.048844 | 0.048844 | 0.048844 | 0 | 0 | 0 | 0 | 0 | 0 | 0 | 0 | 0 | 0 | 0 | 0 | 0 | 0 | 0 | 0 | 0 | 0 | 0 | 0 | 0 | 0 | 0 | 0 | 0 | 0 | 0 | 0 | 0 | 0 | 0 | 0 | 0 | 0 | 0 | 0.1339 | 0.1339 | 0.1339 | 0.1339 | 0.10042 | 0.10042 | 0.10042 | 0 | 0 | 0 | 0 | 0 | 0 | 0 | 0.0061622 | 0.0061622 | 0.0061622 | 0.0061622 | 0.0046216 | 0.0046216 | 0.0046216 | 0 | 0 | 0 | 0 | 0 | 0 | 0 | 0 | 0 | 0 | 0 | 0 | 0 | 0 | 0 | 0 | 0 | 0 | 0 | 0 | 0 | 0 | 0 | 0 | 0 | 0 | 0 | 0 | 0 | 0 | 0 | 0 | 0 | 0 | 0 | ComCollege ComputerRm (break) ILit Cls | ComCollege ComputerRm (break) ILit Cls | 2 | 2 | 2 | ComCollege ComputerRm (break) ILit2 Cls | ComCollege ComputerRm (break) ILit Cls | ComCollege ComputerRm (break) ILit Cls | 2 | 2 | 2 | 2 | 0.48 | 0.02 | 0.02 | 0.02 | 0.02 | 0.02 | 0.02 | 0.02 | 0.02 | 0.02 | 0.02 | 0.02 | 0.02 | 0.02 | 0.02 | 0.02 | 0.02 | 0.02 | 0.02 | 0.02 | 0.02 | 0.02 | 0.02 | 0.02 | 0.02 | 0.02 | 0.48 | 0.02 | 0.02 | 0.02 | 0.02 | 0.02 | 0.02 | 0.02 | 0.02 | 0.02 | 0.02 | 0.02 | 0.02 | 0.02 | 0.02 | 0.02 | 0.02 | 0.02 | 0.02 | 0.02 | 0.02 | 0.02 | 0.02 | 0.02 | 0.02 | 0.02 | 0 | 0 | 0 | 0 | 0 | 0 | 0 | 0 | 0 | 0 | 0 | 0 | 0 | 0 | 0 | 0 | 0 | 0 | 0 | 0 | 0 | 0 | 0 | 0 | 0 | 0 | 0 | 0 | 0 | 0 | 0 | 0 | 0 | 0 | 0 | 0 | 0 | 0 | 0 | 0 | 0 | 0 | 0 | 0 | 0 | 0 | 0 | 0 | 20 | 0.4 | 0.36 | 0.13 | 0.11 | 0.52632 | 0 | 0 | 0 | 0 | 0 | 0 | 0 | 0 |  | 0.0025764 | 0.0025764 | 0.0025432 | 0.0026301 | 0.0026318 | 0.0026225 | 0.0026225 | Education - Community College - Computer Room (Instructional/PC Lab) - (break) - Hol | 14 | 9 | 14 | 0 | 1.44 | 0 | 0 | 0 | 1.44 | 0 | 0 | 0 | 0.48 | 0 | 0 | 0 | 0 | 0 | 0 | 0 | 0 | 0 | 0 | 0 | 0 | 0 | 0 | 0 | 0 | 0 | 0 | 0 | 0 | 0 | 0 | 0 | 0 |  | 0 | 1.44 | 0 | 0 | 0 | 1.44 | 0 | 0 | 0 | 0.48 | 0 | 0 | 0 | 0 | 0 | 0 | 0 | 0 | 0 | 0 | 0 | 0 | 0 | 0 | 0 | 0 | 0 | 0 | 0 | 0 | 0 | 0 | 0 | 0
532 | 5 | 32 | 8 | 8 |  | Education - Community College (break) |  | Education - Community College - Computer Room (Instructional/PC Lab) (break) | Education - Community College | Computer Room (Instructional/PC Lab) | Education - Community College - Computer Room (Instructional/PC Lab) | (break) | Education - Community College (break) | Education - Community College - Computer Room (Instructional/PC Lab) (break) | ComCollege ComputerRm (break) | all | Closed | 38 | 38 | 0.031959 | 1.4151 | 1.4151 | 1.4151 | 1.4151 | 1.0613 | 1.0613 | 1.0613 | 0 | 0 | 0 | 0 | 0 | 0 | 0 | 0.82493 | 0.82493 | 0.82493 | 0.82493 | 0.6187 | 0.6187 | 0.6187 | 0.00090453 | 0.00090453 | 0.00090453 | 0.00090453 | 0.00067839 | 0.00067839 | 0.00067839 | 0 | 0 | 0 | 0 | 0 | 0 | 0 | 0 | 0 | 0 | 0 | 0 | 0 | 0 | 0.02 | 0.02 | 0.02 | 0.02 | 0.02 | 0.02 | 0.02 | 0.021581 | 0.021581 | 0.021501 | 0.021742 | 0.02174 | 0.021845 | 0.021845 | 0.1339 | 0.1339 | 0.1339 | 0.1339 | 0.10042 | 0.10042 | 0.10042 | 0 | 0 | 0 | 0 | 0 | 0 | 0 | 0.078054 | 0.078054 | 0.078054 | 0.078054 | 0.058541 | 0.058541 | 0.058541 | 8.5586e-05 | 8.5586e-05 | 8.5586e-05 | 8.5586e-05 | 6.4189e-05 | 6.4189e-05 | 6.4189e-05 | 0 | 0 | 0 | 0 | 0 | 0 | 0 | 0 | 0 | 0 | 0 | 0 | 0 | 0 | 0.02 | 0.02 | 0.02 | 0.02 | 0.02 | 0.02 | 0.02 | 0.021581 | 0.021581 | 0.021501 | 0.021742 | 0.02174 | 0.021845 | 0.021845 | ComCollege ComputerRm (break) ILit Cls | ComCollege ComputerRm (break) ILit Cls | 2 | 2 | 2 | ComCollege ComputerRm (break) ILit2 Cls | ComCollege ComputerRm (break) ILit Cls | ComCollege ComputerRm (break) ILit Cls | 2 | 2 | 2 | 2 | 0.48 | 0.02 | 0.02 | 0.02 | 0.02 | 0.02 | 0.02 | 0.02 | 0.02 | 0.02 | 0.02 | 0.02 | 0.02 | 0.02 | 0.02 | 0.02 | 0.02 | 0.02 | 0.02 | 0.02 | 0.02 | 0.02 | 0.02 | 0.02 | 0.02 | 0.02 | 0.48 | 0.02 | 0.02 | 0.02 | 0.02 | 0.02 | 0.02 | 0.02 | 0.02 | 0.02 | 0.02 | 0.02 | 0.02 | 0.02 | 0.02 | 0.02 | 0.02 | 0.02 | 0.02 | 0.02 | 0.02 | 0.02 | 0.02 | 0.02 | 0.02 | 0.02 | 0 | 0 | 0 | 0 | 0 | 0 | 0 | 0 | 0 | 0 | 0 | 0 | 0 | 0 | 0 | 0 | 0 | 0 | 0 | 0 | 0 | 0 | 0 | 0 | 0 | 0 | 0 | 0 | 0 | 0 | 0 | 0 | 0 | 0 | 0 | 0 | 0 | 0 | 0 | 0 | 0 | 0 | 0 | 0 | 0 | 0 | 0 | 0 | 20 | 0.4 | 0.36 | 0.13 | 0.11 | 0.52632 | 0.0021089 | 9.5377e-05 | 9.5377e-05 | 9.5377e-05 | 9.5377e-05 | 7.1533e-05 | 7.1533e-05 | 7.1533e-05 | Education - Community College (break) | 0.0025764 | 0.0025764 | 0.0025432 | 0.0026301 | 0.0026318 | 0.0026225 | 0.0026225 | Education - Community College - Computer Room (Instructional/PC Lab) - (break) - all | 16 | 9 | 17 | 0 | 18.24 | 0 | 18.24 | 0 | 0 | 0 | 0.48 | 0 | 0 | 0 | 0 | 0 | 0 | 0 | 0 | 0 | 0 | 0 | 0 | 0 | 0 | 0 | 0 | 0 | 0 | 0 | 0 | 0 | 0 | 0 | 0 | 0 | 0 |  | 0 | 18.24 | 0 | 18.24 | 0 | 0 | 0 | 0.48 | 0 | 0 | 0 | 0 | 0 | 0 | 0 | 0 | 0 | 0 | 0 | 0 | 0 | 0 | 0 | 0 | 0 | 0 | 0 | 0 | 0 | 0 | 0 | 0 | 0 | 0
533 | 5 | 33 | 5 | 9 |  |  |  |  | Education - Community College | Computer Room (Instructional/PC Lab) | Education - Community College - Computer Room (Instructional/PC Lab) | (summer) | Education - Community College (summer) | Education - Community College - Computer Room (Instructional/PC Lab) (summer) | ComCollege ComputerRm (summer) | Sat | Open | 8 | 8 | 0.031959 | 1.4151 | 1.4151 | 1.4151 | 1.4151 | 1.0613 | 1.0613 | 1.0613 | 0 | 0 | 0 | 0 | 0 | 0 | 0 | 1.077 | 1.077 | 1.077 | 1.077 | 0.80776 | 0.80776 | 0.80776 | 0 | 0 | 0 | 0 | 0 | 0 | 0 | 0 | 0 | 0 | 0 | 0 | 0 | 0 | 0 | 0 | 0 | 0 | 0 | 0 | 0 | 0 | 0 | 0 | 0 | 0 | 0 | 0 | 0 | 0 | 0 | 0 | 0 | 0 | 0 | 0.1339 | 0.1339 | 0.1339 | 0.1339 | 0.10042 | 0.10042 | 0.10042 | 0 | 0 | 0 | 0 | 0 | 0 | 0 | 0.13421 | 0.13421 | 0.13421 | 0.13421 | 0.10066 | 0.10066 | 0.10066 | 0 | 0 | 0 | 0 | 0 | 0 | 0 | 0 | 0 | 0 | 0 | 0 | 0 | 0 | 0 | 0 | 0 | 0 | 0 | 0 | 0 | 0 | 0 | 0 | 0 | 0 | 0 | 0 | 0 | 0 | 0 | 0 | 0 | 0 | 0 | ComCollege ComputerRm (summer) ILit Sat | ComCollege ComputerRm (summer) ILit all | 3632 | 10 | 16.875 | ComCollege ComputerRm (summer) ILit2 Sat | ComCollege ComputerRm (summer) ILit2 Sat | ComCollege ComputerRm (summer) ILit2 All | 3848 | 10 | 28.125 | 3632 | 2.9767 | 0.16238 | 0.1 | 0.1 | 0.1 | 0.1 | 0.1 | 0.1 | 0.1 | 0.11528 | 0.13056 | 0.16875 | 0.16875 | 0.16875 | 0.16875 | 0.16875 | 0.16875 | 0.16875 | 0.14965 | 0.1 | 0.1 | 0.1 | 0.1 | 0.1 | 0.1 | 0.1 | 3.9205 | 0.26447 | 0.1 | 0.1 | 0.1 | 0.1 | 0.1 | 0.1 | 0.1 | 0.14028 | 0.18056 | 0.28125 | 0.28125 | 0.28125 | 0.28125 | 0.28125 | 0.28125 | 0.28125 | 0.2309 | 0.1 | 0.1 | 0.1 | 0.1 | 0.1 | 0.1 | 0.1 | 0 | 0 | 0 | 0 | 0 | 0 | 0 | 0.22222 | 0.44444 | 1 | 1 | 1 | 1 | 1 | 1 | 1 | 0.72222 | 0 | 0 | 0 | 0 | 0 | 0 | 0 | 0 | 0 | 0 | 0 | 0 | 0 | 0 | 0.22222 | 0.44444 | 1 | 1 | 1 | 1 | 1 | 1 | 1 | 0.72222 | 0 | 0 | 0 | 0 | 0 | 0 | 0 | 20 | 0.4 | 0.36 | 0.13 | 0.11 | 0.52632 | 0 | 0 | 0 | 0 | 0 | 0 | 0 | 0 |  | 0.057234 | 0.057234 | 0.05679 | 0.058591 | 0.058583 | 0.057841 | 0.057841 | Education - Community College - Computer Room (Instructional/PC Lab) - (summer) - Sat | 10 | 7 | 16 | 10.8667 | 12.9472 | 0 | 0 | 10.8667 | 12.9472 | 0 | 0 | 1.3583 | 1.6184 | 0 | 0 | 0 | 0 | 0 | 0 | 0.1 | 0.11528 | 0.13056 | 0.16875 | 0.16875 | 0.16875 | 0.16875 | 0.16875 | 0.16875 | 0 | 0 | 0 | 0 | 0 | 0 | 0 | 0 | 0 |  | 16.8667 | 14.4972 | 0 | 0 | 16.8667 | 14.4972 | 0 | 0 | 2.1083 | 1.8122 | 0 | 0 | 0 | 0 | 0 | 0 | 0.1 | 0.14028 | 0.18056 | 0.28125 | 0.28125 | 0.28125 | 0.28125 | 0.28125 | 0.28125 | 0 | 0 | 0 | 0 | 0 | 0 | 0 | 0 | 0
534 | 5 | 34 | 6 | 10 |  |  |  |  | Education - Community College | Computer Room (Instructional/PC Lab) | Education - Community College - Computer Room (Instructional/PC Lab) | (summer) | Education - Community College (summer) | Education - Community College - Computer Room (Instructional/PC Lab) (summer) | ComCollege ComputerRm (summer) | Sun | Closed | 8 | 8 | 0.031959 | 1.4151 | 1.4151 | 1.4151 | 1.4151 | 1.0613 | 1.0613 | 1.0613 | 0 | 0 | 0 | 0 | 0 | 0 | 0 | 0.43417 | 0.43417 | 0.43417 | 0.43417 | 0.32563 | 0.32563 | 0.32563 | 0 | 0 | 0 | 0 | 0 | 0 | 0 | 0 | 0 | 0 | 0 | 0 | 0 | 0 | 0 | 0 | 0 | 0 | 0 | 0 | 0 | 0 | 0 | 0 | 0 | 0 | 0 | 0 | 0 | 0 | 0 | 0 | 0 | 0 | 0 | 0.1339 | 0.1339 | 0.1339 | 0.1339 | 0.10042 | 0.10042 | 0.10042 | 0 | 0 | 0 | 0 | 0 | 0 | 0 | 0.041081 | 0.041081 | 0.041081 | 0.041081 | 0.030811 | 0.030811 | 0.030811 | 0 | 0 | 0 | 0 | 0 | 0 | 0 | 0 | 0 | 0 | 0 | 0 | 0 | 0 | 0 | 0 | 0 | 0 | 0 | 0 | 0 | 0 | 0 | 0 | 0 | 0 | 0 | 0 | 0 | 0 | 0 | 0 | 0 | 0 | 0 | ComCollege ComputerRm (summer) ILit Cls | ComCollege ComputerRm (summer) ILit Cls | 2 | 5 | 5 | ComCollege ComputerRm (summer) ILit2 Cls | ComCollege ComputerRm (summer) ILit Cls | ComCollege ComputerRm (summer) ILit Cls | 2 | 5 | 5 | 2 | 1.2 | 0.05 | 0.05 | 0.05 | 0.05 | 0.05 | 0.05 | 0.05 | 0.05 | 0.05 | 0.05 | 0.05 | 0.05 | 0.05 | 0.05 | 0.05 | 0.05 | 0.05 | 0.05 | 0.05 | 0.05 | 0.05 | 0.05 | 0.05 | 0.05 | 0.05 | 1.2 | 0.05 | 0.05 | 0.05 | 0.05 | 0.05 | 0.05 | 0.05 | 0.05 | 0.05 | 0.05 | 0.05 | 0.05 | 0.05 | 0.05 | 0.05 | 0.05 | 0.05 | 0.05 | 0.05 | 0.05 | 0.05 | 0.05 | 0.05 | 0.05 | 0.05 | 0 | 0 | 0 | 0 | 0 | 0 | 0 | 0 | 0 | 0 | 0 | 0 | 0 | 0 | 0 | 0 | 0 | 0 | 0 | 0 | 0 | 0 | 0 | 0 | 0 | 0 | 0 | 0 | 0 | 0 | 0 | 0 | 0 | 0 | 0 | 0 | 0 | 0 | 0 | 0 | 0 | 0 | 0 | 0 | 0 | 0 | 0 | 0 | 20 | 0.4 | 0.36 | 0.13 | 0.11 | 0.52632 | 0 | 0 | 0 | 0 | 0 | 0 | 0 | 0 |  | 0.057234 | 0.057234 | 0.05679 | 0.058591 | 0.058583 | 0.057841 | 0.057841 | Education - Community College - Computer Room (Instructional/PC Lab) - (summer) - Sun | 12 | 8 | 15 | 0 | 9.6 | 0 | 0 | 0 | 9.6 | 0 | 0 | 0 | 1.2 | 0 | 0 | 0 | 0 | 0 | 0 | 0 | 0 | 0 | 0 | 0 | 0 | 0 | 0 | 0 | 0 | 0 | 0 | 0 | 0 | 0 | 0 | 0 | 0 |  | 0 | 9.6 | 0 | 0 | 0 | 9.6 | 0 | 0 | 0 | 1.2 | 0 | 0 | 0 | 0 | 0 | 0 | 0 | 0 | 0 | 0 | 0 | 0 | 0 | 0 | 0 | 0 | 0 | 0 | 0 | 0 | 0 | 0 | 0 | 0
535 | 5 | 35 | 7 | 11 |  |  |  |  | Education - Community College | Computer Room (Instructional/PC Lab) | Education - Community College - Computer Room (Instructional/PC Lab) | (summer) | Education - Community College (summer) | Education - Community College - Computer Room (Instructional/PC Lab) (summer) | ComCollege ComputerRm (summer) | Hol | Closed | 1 | 1 | 0.031959 | 1.4151 | 1.4151 | 1.4151 | 1.4151 | 1.0613 | 1.0613 | 1.0613 | 0 | 0 | 0 | 0 | 0 | 0 | 0 | 0.054272 | 0.054272 | 0.054272 | 0.054272 | 0.040704 | 0.040704 | 0.040704 | 0 | 0 | 0 | 0 | 0 | 0 | 0 | 0 | 0 | 0 | 0 | 0 | 0 | 0 | 0 | 0 | 0 | 0 | 0 | 0 | 0 | 0 | 0 | 0 | 0 | 0 | 0 | 0 | 0 | 0 | 0 | 0 | 0 | 0 | 0 | 0.1339 | 0.1339 | 0.1339 | 0.1339 | 0.10042 | 0.10042 | 0.10042 | 0 | 0 | 0 | 0 | 0 | 0 | 0 | 0.0051351 | 0.0051351 | 0.0051351 | 0.0051351 | 0.0038514 | 0.0038514 | 0.0038514 | 0 | 0 | 0 | 0 | 0 | 0 | 0 | 0 | 0 | 0 | 0 | 0 | 0 | 0 | 0 | 0 | 0 | 0 | 0 | 0 | 0 | 0 | 0 | 0 | 0 | 0 | 0 | 0 | 0 | 0 | 0 | 0 | 0 | 0 | 0 | ComCollege ComputerRm (summer) ILit Cls | ComCollege ComputerRm (summer) ILit Cls | 2 | 5 | 5 | ComCollege ComputerRm (summer) ILit2 Cls | ComCollege ComputerRm (summer) ILit Cls | ComCollege ComputerRm (summer) ILit Cls | 2 | 5 | 5 | 2 | 1.2 | 0.05 | 0.05 | 0.05 | 0.05 | 0.05 | 0.05 | 0.05 | 0.05 | 0.05 | 0.05 | 0.05 | 0.05 | 0.05 | 0.05 | 0.05 | 0.05 | 0.05 | 0.05 | 0.05 | 0.05 | 0.05 | 0.05 | 0.05 | 0.05 | 0.05 | 1.2 | 0.05 | 0.05 | 0.05 | 0.05 | 0.05 | 0.05 | 0.05 | 0.05 | 0.05 | 0.05 | 0.05 | 0.05 | 0.05 | 0.05 | 0.05 | 0.05 | 0.05 | 0.05 | 0.05 | 0.05 | 0.05 | 0.05 | 0.05 | 0.05 | 0.05 | 0 | 0 | 0 | 0 | 0 | 0 | 0 | 0 | 0 | 0 | 0 | 0 | 0 | 0 | 0 | 0 | 0 | 0 | 0 | 0 | 0 | 0 | 0 | 0 | 0 | 0 | 0 | 0 | 0 | 0 | 0 | 0 | 0 | 0 | 0 | 0 | 0 | 0 | 0 | 0 | 0 | 0 | 0 | 0 | 0 | 0 | 0 | 0 | 20 | 0.4 | 0.36 | 0.13 | 0.11 | 0.52632 | 0 | 0 | 0 | 0 | 0 | 0 | 0 | 0 |  | 0.057234 | 0.057234 | 0.05679 | 0.058591 | 0.058583 | 0.057841 | 0.057841 | Education - Community College - Computer Room (Instructional/PC Lab) - (summer) - Hol | 14 | 8 | 15 | 0 | 1.2 | 0 | 0 | 0 | 1.2 | 0 | 0 | 0 | 1.2 | 0 | 0 | 0 | 0 | 0 | 0 | 0 | 0 | 0 | 0 | 0 | 0 | 0 | 0 | 0 | 0 | 0 | 0 | 0 | 0 | 0 | 0 | 0 | 0 |  | 0 | 1.2 | 0 | 0 | 0 | 1.2 | 0 | 0 | 0 | 1.2 | 0 | 0 | 0 | 0 | 0 | 0 | 0 | 0 | 0 | 0 | 0 | 0 | 0 | 0 | 0 | 0 | 0 | 0 | 0 | 0 | 0 | 0 | 0 | 0
536 | 5 | 36 | 8 | 12 |  | Education - Community College (summer) | Education - Community College - Computer Room (Instructional/PC Lab) | Education - Community College - Computer Room (Instructional/PC Lab) (summer) | Education - Community College | Computer Room (Instructional/PC Lab) | Education - Community College - Computer Room (Instructional/PC Lab) | (summer) | Education - Community College (summer) | Education - Community College - Computer Room (Instructional/PC Lab) (summer) | ComCollege ComputerRm (summer) | all | Open | 44 | 44 | 0.031959 | 1.4151 | 1.4151 | 1.4151 | 1.4151 | 1.0613 | 1.0613 | 1.0613 | 0.045226 | 0.045226 | 0.045226 | 0.045226 | 0.03392 | 0.03392 | 0.03392 | 13.2802 | 13.2802 | 13.2802 | 13.2802 | 9.9602 | 9.9602 | 9.9602 | 0.023744 | 0.023744 | 0.023744 | 0.023744 | 0.017808 | 0.017808 | 0.017808 | 2059.1667 | 2059.1667 | 2059.1667 | 2059.1667 | 2059.1667 | 2059.1667 | 2059.1667 | 0 | 0 | 0 | 0 | 0 | 0 | 0 | 0.525 | 0.525 | 0.525 | 0.525 | 0.525 | 0.525 | 0.525 | 0.48219 | 0.48219 | 0.48261 | 0.487 | 0.48644 | 0.48513 | 0.48513 | 0.1339 | 0.1339 | 0.1339 | 0.1339 | 0.10042 | 0.10042 | 0.10042 | 0.0042793 | 0.0042793 | 0.0042793 | 0.0042793 | 0.0032095 | 0.0032095 | 0.0032095 | 1.3986 | 1.3986 | 1.3986 | 1.3986 | 1.0489 | 1.0489 | 1.0489 | 0.0025676 | 0.0025676 | 0.0025676 | 0.0025676 | 0.0019257 | 0.0019257 | 0.0019257 | 2521.2861 | 2521.2861 | 2521.2861 | 2521.2861 | 2521.2861 | 2521.2861 | 2521.2861 | 0 | 0 | 0 | 0 | 0 | 0 | 0 | 0.6 | 0.6 | 0.6 | 0.6 | 0.6 | 0.6 | 0.6 | 0.41671 | 0.41671 | 0.41709 | 0.42237 | 0.42032 | 0.42002 | 0.42002 | ComCollege ComputerRm (summer) ILit all | ComCollege ComputerRm (summer) ILit all | 3631 | 10 | 52.5 | ComCollege ComputerRm (summer) ILit2 all | ComCollege ComputerRm (summer) ILit2 all | ComCollege ComputerRm (summer) ILit2 All | 3847 | 10 | 60 | 3631 | 6.6736 | 0.525 | 0.1 | 0.1 | 0.1 | 0.1 | 0.1 | 0.19444 | 0.19444 | 0.28889 | 0.525 | 0.525 | 0.525 | 0.525 | 0.525 | 0.525 | 0.525 | 0.525 | 0.525 | 0.17083 | 0.1 | 0.1 | 0.1 | 0.1 | 0.1 | 0.1 | 7.4278 | 0.6 | 0.1 | 0.1 | 0.1 | 0.1 | 0.1 | 0.21111 | 0.21111 | 0.32222 | 0.6 | 0.6 | 0.6 | 0.6 | 0.6 | 0.6 | 0.6 | 0.6 | 0.6 | 0.18333 | 0.1 | 0.1 | 0.1 | 0.1 | 0.1 | 0.1 | 0 | 0 | 0 | 0 | 0 | 0.22222 | 0.22222 | 0.44444 | 1 | 1 | 1 | 1 | 1 | 1 | 1 | 1 | 1 | 0.16667 | 0 | 0 | 0 | 0 | 0 | 0 | 0 | 0 | 0 | 0 | 0 | 0.22222 | 0.22222 | 0.44444 | 1 | 1 | 1 | 1 | 1 | 1 | 1 | 1 | 1 | 0.16667 | 0 | 0 | 0 | 0 | 0 | 0 | 20 | 0.4 | 0.36 | 0.13 | 0.11 | 0.52632 | 0.055358 | 0.0025037 | 0.0025037 | 0.0025037 | 0.0025037 | 0.0018777 | 0.0018777 | 0.0018777 | Education - Community College (summer) | 0.057234 | 0.057234 | 0.05679 | 0.058591 | 0.058583 | 0.057841 | 0.057841 | Education - Community College - Computer Room (Instructional/PC Lab) - (summer) - all | 16 | 7 | 21 | 245.4833 | 48.1556 | 245.4833 | 48.1556 | 0 | 0 | 5.5792 | 1.0944 | 0 | 0 | 0 | 0 | 0 | 0 | 0 | 0 | 0.19444 | 0.28889 | 0.525 | 0.525 | 0.525 | 0.525 | 0.525 | 0.525 | 0.525 | 0.525 | 0.525 | 0.17083 | 0.1 | 0.1 | 0 | 0 | 0 | 0 |  | 277.9333 | 48.8889 | 277.9333 | 48.8889 | 0 | 0 | 6.3167 | 1.1111 | 0 | 0 | 0 | 0 | 0 | 0 | 0 | 0 | 0.21111 | 0.32222 | 0.6 | 0.6 | 0.6 | 0.6 | 0.6 | 0.6 | 0.6 | 0.6 | 0.6 | 0.18333 | 0.1 | 0.1 | 0 | 0 | 0 | 0
537 | 5 | 37 | 5 | 1 |  |  |  |  | Education - Community College | Dining Area | Education - Community College - Dining Area |  | Education - Community College | Education - Community College - Dining Area | ComCollege Cafeteria (in session) | Sat | Open | 32 | 32 | 0.087512 | 1.3267 | 1.3267 | 1.1498 | 1.1498 | 1.1498 | 1.1498 | 1.1498 | 0 | 0 | 0 | 0 | 0 | 0 | 0 | 29.6289 | 29.6289 | 25.6784 | 25.6784 | 25.6784 | 25.6784 | 25.6784 | 0 | 0 | 0 | 0 | 0 | 0 | 0 | 0 | 0 | 0 | 0 | 0 | 0 | 0 | 0 | 0 | 0 | 0 | 0 | 0 | 0 | 0 | 0 | 0 | 0 | 0 | 0 | 0 | 0 | 0 | 0 | 0 | 0 | 0 | 0 | 0.12553 | 0.12553 | 0.10879 | 0.10879 | 0.10879 | 0.10879 | 0.10879 | 0 | 0 | 0 | 0 | 0 | 0 | 0 | 2.4353 | 2.4353 | 2.1106 | 2.1106 | 2.1106 | 2.1106 | 2.1106 | 0 | 0 | 0 | 0 | 0 | 0 | 0 | 0 | 0 | 0 | 0 | 0 | 0 | 0 | 0 | 0 | 0 | 0 | 0 | 0 | 0 | 0 | 0 | 0 | 0 | 0 | 0 | 0 | 0 | 0 | 0 | 0 | 0 | 0 | 0 | ComCollege Cafeteria (in session) ILit Sat | ComCollege Cafeteria (in session) ILit all | 3587 | 10 | 67.5 | ComCollege Cafeteria (in session) ILit2 Sat | ComCollege Cafeteria (in session) ILit2 Sat | ComCollege Cafeteria (in session) ILit2 All | 3834 | 10 | 60 | 3587 | 7.975 | 0.65 | 0.1 | 0.1 | 0.1 | 0.1 | 0.1 | 0.15 | 0.225 | 0.375 | 0.6 | 0.675 | 0.675 | 0.675 | 0.675 | 0.675 | 0.675 | 0.675 | 0.6 | 0.2 | 0.1 | 0.1 | 0.1 | 0.1 | 0.1 | 0.1 | 6.9278 | 0.46111 | 0.1 | 0.1 | 0.1 | 0.1 | 0.1 | 0.21111 | 0.21111 | 0.32222 | 0.6 | 0.6 | 0.6 | 0.6 | 0.6 | 0.6 | 0.6 | 0.6 | 0.18333 | 0.1 | 0.1 | 0.1 | 0.1 | 0.1 | 0.1 | 0.1 | 0 | 0 | 0 | 0 | 0 | 0.086957 | 0.21739 | 0.47826 | 0.86957 | 1 | 1 | 1 | 1 | 1 | 1 | 1 | 0.86957 | 0.17391 | 0 | 0 | 0 | 0 | 0 | 0 | 0 | 0 | 0 | 0 | 0 | 0.22222 | 0.22222 | 0.44444 | 1 | 1 | 1 | 1 | 1 | 1 | 1 | 1 | 0.16667 | 0 | 0 | 0 | 0 | 0 | 0 | 0 | 16 | 0.66337 | 0.20792 | 0.079208 | 0.049505 | 0.76136 | 0 | 0 | 0 | 0 | 0 | 0 | 0 | 0 |  | 0.094749 | 0.094749 | 0.094081 | 0.096971 | 0.097113 | 0.0956 | 0.0956 | Education - Community College - Dining Area - Sat | 10 | 7 | 16 | 168 | 87.2 | 0 | 0 | 168 | 87.2 | 0 | 0 | 5.25 | 2.725 | 0 | 0 | 0 | 0 | 0 | 0 | 0.225 | 0.375 | 0.6 | 0.675 | 0.675 | 0.675 | 0.675 | 0.675 | 0.675 | 0 | 0 | 0 | 0 | 0 | 0 | 0 | 0 | 0 |  | 151.4667 | 70.2222 | 0 | 0 | 151.4667 | 70.2222 | 0 | 0 | 4.7333 | 2.1944 | 0 | 0 | 0 | 0 | 0 | 0 | 0.21111 | 0.32222 | 0.6 | 0.6 | 0.6 | 0.6 | 0.6 | 0.6 | 0.6 | 0 | 0 | 0 | 0 | 0 | 0 | 0 | 0 | 0
538 | 5 | 38 | 6 | 2 |  |  |  |  | Education - Community College | Dining Area | Education - Community College - Dining Area |  | Education - Community College | Education - Community College - Dining Area | ComCollege Cafeteria (in session) | Sun | Closed | 32 | 32 | 0.087512 | 1.3267 | 1.3267 | 1.1498 | 1.1498 | 1.1498 | 1.1498 | 1.1498 | 0 | 0 | 0 | 0 | 0 | 0 | 0 | 4.4583 | 4.4583 | 3.8638 | 3.8638 | 3.8638 | 3.8638 | 3.8638 | 0 | 0 | 0 | 0 | 0 | 0 | 0 | 0 | 0 | 0 | 0 | 0 | 0 | 0 | 0 | 0 | 0 | 0 | 0 | 0 | 0 | 0 | 0 | 0 | 0 | 0 | 0 | 0 | 0 | 0 | 0 | 0 | 0 | 0 | 0 | 0.12553 | 0.12553 | 0.10879 | 0.10879 | 0.10879 | 0.10879 | 0.10879 | 0 | 0 | 0 | 0 | 0 | 0 | 0 | 0.42184 | 0.42184 | 0.36559 | 0.36559 | 0.36559 | 0.36559 | 0.36559 | 0 | 0 | 0 | 0 | 0 | 0 | 0 | 0 | 0 | 0 | 0 | 0 | 0 | 0 | 0 | 0 | 0 | 0 | 0 | 0 | 0 | 0 | 0 | 0 | 0 | 0 | 0 | 0 | 0 | 0 | 0 | 0 | 0 | 0 | 0 | ComCollege Cafeteria (in session) ILit Cls | ComCollege Cafeteria (in session) ILit Cls | 2 | 5 | 5 | ComCollege Cafeteria (in session) ILit2 Cls | ComCollege Cafeteria (in session) ILit Cls | ComCollege Cafeteria (in session) ILit Cls | 2 | 5 | 5 | 2 | 1.2 | 0.05 | 0.05 | 0.05 | 0.05 | 0.05 | 0.05 | 0.05 | 0.05 | 0.05 | 0.05 | 0.05 | 0.05 | 0.05 | 0.05 | 0.05 | 0.05 | 0.05 | 0.05 | 0.05 | 0.05 | 0.05 | 0.05 | 0.05 | 0.05 | 0.05 | 1.2 | 0.05 | 0.05 | 0.05 | 0.05 | 0.05 | 0.05 | 0.05 | 0.05 | 0.05 | 0.05 | 0.05 | 0.05 | 0.05 | 0.05 | 0.05 | 0.05 | 0.05 | 0.05 | 0.05 | 0.05 | 0.05 | 0.05 | 0.05 | 0.05 | 0.05 | 0 | 0 | 0 | 0 | 0 | 0 | 0 | 0 | 0 | 0 | 0 | 0 | 0 | 0 | 0 | 0 | 0 | 0 | 0 | 0 | 0 | 0 | 0 | 0 | 0 | 0 | 0 | 0 | 0 | 0 | 0 | 0 | 0 | 0 | 0 | 0 | 0 | 0 | 0 | 0 | 0 | 0 | 0 | 0 | 0 | 0 | 0 | 0 | 16 | 0.66337 | 0.20792 | 0.079208 | 0.049505 | 0.76136 | 0 | 0 | 0 | 0 | 0 | 0 | 0 | 0 |  | 0.094749 | 0.094749 | 0.094081 | 0.096971 | 0.097113 | 0.0956 | 0.0956 | Education - Community College - Dining Area - Sun | 12 | 8 | 15 | 0 | 38.4 | 0 | 0 | 0 | 38.4 | 0 | 0 | 0 | 1.2 | 0 | 0 | 0 | 0 | 0 | 0 | 0 | 0 | 0 | 0 | 0 | 0 | 0 | 0 | 0 | 0 | 0 | 0 | 0 | 0 | 0 | 0 | 0 | 0 |  | 0 | 38.4 | 0 | 0 | 0 | 38.4 | 0 | 0 | 0 | 1.2 | 0 | 0 | 0 | 0 | 0 | 0 | 0 | 0 | 0 | 0 | 0 | 0 | 0 | 0 | 0 | 0 | 0 | 0 | 0 | 0 | 0 | 0 | 0 | 0
539 | 5 | 39 | 7 | 3 |  |  |  |  | Education - Community College | Dining Area | Education - Community College - Dining Area |  | Education - Community College | Education - Community College - Dining Area | ComCollege Cafeteria (in session) | Hol | Closed | 6 | 6 | 0.087512 | 1.3267 | 1.3267 | 1.1498 | 1.1498 | 1.1498 | 1.1498 | 1.1498 | 0 | 0 | 0 | 0 | 0 | 0 | 0 | 0.83593 | 0.83593 | 0.72447 | 0.72447 | 0.72447 | 0.72447 | 0.72447 | 0 | 0 | 0 | 0 | 0 | 0 | 0 | 0 | 0 | 0 | 0 | 0 | 0 | 0 | 0 | 0 | 0 | 0 | 0 | 0 | 0 | 0 | 0 | 0 | 0 | 0 | 0 | 0 | 0 | 0 | 0 | 0 | 0 | 0 | 0 | 0.12553 | 0.12553 | 0.10879 | 0.10879 | 0.10879 | 0.10879 | 0.10879 | 0 | 0 | 0 | 0 | 0 | 0 | 0 | 0.079095 | 0.079095 | 0.068549 | 0.068549 | 0.068549 | 0.068549 | 0.068549 | 0 | 0 | 0 | 0 | 0 | 0 | 0 | 0 | 0 | 0 | 0 | 0 | 0 | 0 | 0 | 0 | 0 | 0 | 0 | 0 | 0 | 0 | 0 | 0 | 0 | 0 | 0 | 0 | 0 | 0 | 0 | 0 | 0 | 0 | 0 | ComCollege Cafeteria (in session) ILit Cls | ComCollege Cafeteria (in session) ILit Cls | 2 | 5 | 5 | ComCollege Cafeteria (in session) ILit2 Cls | ComCollege Cafeteria (in session) ILit Cls | ComCollege Cafeteria (in session) ILit Cls | 2 | 5 | 5 | 2 | 1.2 | 0.05 | 0.05 | 0.05 | 0.05 | 0.05 | 0.05 | 0.05 | 0.05 | 0.05 | 0.05 | 0.05 | 0.05 | 0.05 | 0.05 | 0.05 | 0.05 | 0.05 | 0.05 | 0.05 | 0.05 | 0.05 | 0.05 | 0.05 | 0.05 | 0.05 | 1.2 | 0.05 | 0.05 | 0.05 | 0.05 | 0.05 | 0.05 | 0.05 | 0.05 | 0.05 | 0.05 | 0.05 | 0.05 | 0.05 | 0.05 | 0.05 | 0.05 | 0.05 | 0.05 | 0.05 | 0.05 | 0.05 | 0.05 | 0.05 | 0.05 | 0.05 | 0 | 0 | 0 | 0 | 0 | 0 | 0 | 0 | 0 | 0 | 0 | 0 | 0 | 0 | 0 | 0 | 0 | 0 | 0 | 0 | 0 | 0 | 0 | 0 | 0 | 0 | 0 | 0 | 0 | 0 | 0 | 0 | 0 | 0 | 0 | 0 | 0 | 0 | 0 | 0 | 0 | 0 | 0 | 0 | 0 | 0 | 0 | 0 | 16 | 0.66337 | 0.20792 | 0.079208 | 0.049505 | 0.76136 | 0 | 0 | 0 | 0 | 0 | 0 | 0 | 0 |  | 0.094749 | 0.094749 | 0.094081 | 0.096971 | 0.097113 | 0.0956 | 0.0956 | Education - Community College - Dining Area - Hol | 14 | 8 | 15 | 0 | 7.2 | 0 | 0 | 0 | 7.2 | 0 | 0 | 0 | 1.2 | 0 | 0 | 0 | 0 | 0 | 0 | 0 | 0 | 0 | 0 | 0 | 0 | 0 | 0 | 0 | 0 | 0 | 0 | 0 | 0 | 0 | 0 | 0 | 0 |  | 0 | 7.2 | 0 | 0 | 0 | 7.2 | 0 | 0 | 0 | 1.2 | 0 | 0 | 0 | 0 | 0 | 0 | 0 | 0 | 0 | 0 | 0 | 0 | 0 | 0 | 0 | 0 | 0 | 0 | 0 | 0 | 0 | 0 | 0 | 0
540 | 5 | 40 | 8 | 4 |  | Education - Community College |  | Education - Community College - Dining Area | Education - Community College | Dining Area | Education - Community College - Dining Area |  | Education - Community College | Education - Community College - Dining Area | ComCollege Cafeteria (in session) | all | Open | 169 | 169 | 0.087512 | 1.3267 | 1.3267 | 1.1498 | 1.1498 | 1.1498 | 1.1498 | 1.1498 | 0 | 0 | 0 | 0 | 0 | 0 | 0 | 201.1155 | 201.1155 | 174.3001 | 174.3001 | 174.3001 | 174.3001 | 174.3001 | 0.10062 | 0.10062 | 0.087205 | 0.087205 | 0.087205 | 0.087205 | 0.087205 | 0 | 0 | 0 | 0 | 0 | 0 | 0 | 0 | 0 | 0 | 0 | 0 | 0 | 0 | 0.86667 | 0.86667 | 0.86667 | 0.86667 | 0.86667 | 0.86667 | 0.86667 | 0.79843 | 0.79843 | 0.79959 | 0.80594 | 0.80642 | 0.80223 | 0.80223 | 0.12553 | 0.12553 | 0.10879 | 0.10879 | 0.10879 | 0.10879 | 0.10879 | 0 | 0 | 0 | 0 | 0 | 0 | 0 | 19.3904 | 19.3904 | 16.805 | 16.805 | 16.805 | 16.805 | 16.805 | 0.0098868 | 0.0098868 | 0.0085686 | 0.0085686 | 0.0085686 | 0.0085686 | 0.0085686 | 0 | 0 | 0 | 0 | 0 | 0 | 0 | 0 | 0 | 0 | 0 | 0 | 0 | 0 | 0.9 | 0.9 | 0.9 | 0.9 | 0.9 | 0.9 | 0.9 | 0.6247 | 0.6247 | 0.62755 | 0.6472 | 0.64803 | 0.63695 | 0.63695 | ComCollege Cafeteria (in session) ILit all | ComCollege Cafeteria (in session) ILit all | 3586 | 10 | 90 | ComCollege Cafeteria (in session) ILit2 all | ComCollege Cafeteria (in session) ILit2 all | ComCollege Cafeteria (in session) ILit2 All | 3833 | 10 | 90 | 3586 | 10.25 | 0.86667 | 0.1 | 0.1 | 0.1 | 0.1 | 0.1 | 0.2 | 0.3 | 0.5 | 0.8 | 0.9 | 0.9 | 0.9 | 0.9 | 0.9 | 0.9 | 0.9 | 0.8 | 0.25 | 0.1 | 0.1 | 0.1 | 0.1 | 0.1 | 0.1 | 10.4444 | 0.9 | 0.1 | 0.1 | 0.1 | 0.1 | 0.1 | 0.27778 | 0.27778 | 0.45556 | 0.9 | 0.9 | 0.9 | 0.9 | 0.9 | 0.9 | 0.9 | 0.9 | 0.9 | 0.23333 | 0.1 | 0.1 | 0.1 | 0.1 | 0.1 | 0.1 | 0 | 0 | 0 | 0 | 0 | 0.125 | 0.25 | 0.5 | 0.875 | 1 | 1 | 1 | 1 | 1 | 1 | 1 | 0.875 | 0.1875 | 0 | 0 | 0 | 0 | 0 | 0 | 0 | 0 | 0 | 0 | 0 | 0.22222 | 0.22222 | 0.44444 | 1 | 1 | 1 | 1 | 1 | 1 | 1 | 1 | 1 | 0.16667 | 0 | 0 | 0 | 0 | 0 | 0 | 16 | 0.66337 | 0.20792 | 0.079208 | 0.049505 | 0.76136 | 0.12385 | 0.014379 | 0.014379 | 0.012462 | 0.012462 | 0.012462 | 0.012462 | 0.012462 | Education - Community College | 0.094749 | 0.094749 | 0.094081 | 0.096971 | 0.097113 | 0.0956 | 0.0956 | Education - Community College - Dining Area - all | 16 | 7 | 21 | 1546.35 | 185.9 | 1546.35 | 185.9 | 0 | 0 | 9.15 | 1.1 | 0 | 0 | 0 | 0 | 0 | 0 | 0 | 0 | 0.3 | 0.5 | 0.8 | 0.9 | 0.9 | 0.9 | 0.9 | 0.9 | 0.9 | 0.9 | 0.8 | 0.25 | 0.1 | 0.1 | 0 | 0 | 0 | 0 |  | 1566.0667 | 199.0444 | 1566.0667 | 199.0444 | 0 | 0 | 9.2667 | 1.1778 | 0 | 0 | 0 | 0 | 0 | 0 | 0 | 0 | 0.27778 | 0.45556 | 0.9 | 0.9 | 0.9 | 0.9 | 0.9 | 0.9 | 0.9 | 0.9 | 0.9 | 0.23333 | 0.1 | 0.1 | 0 | 0 | 0 | 0
541 | 5 | 41 | 5 | 5 |  |  |  |  | Education - Community College | Dining Area | Education - Community College - Dining Area | (break) | Education - Community College (break) | Education - Community College - Dining Area (break) | ComCollege Cafeteria (break) | Sat | Closed | 12 | 12 | 0.087512 | 1.3267 | 1.3267 | 1.1498 | 1.1498 | 1.1498 | 1.1498 | 1.1498 | 0 | 0 | 0 | 0 | 0 | 0 | 0 | 1.1703 | 1.1703 | 1.0143 | 1.0143 | 1.0143 | 1.0143 | 1.0143 | 0 | 0 | 0 | 0 | 0 | 0 | 0 | 0 | 0 | 0 | 0 | 0 | 0 | 0 | 0 | 0 | 0 | 0 | 0 | 0 | 0 | 0 | 0 | 0 | 0 | 0 | 0 | 0 | 0 | 0 | 0 | 0 | 0 | 0 | 0 | 0.12553 | 0.12553 | 0.10879 | 0.10879 | 0.10879 | 0.10879 | 0.10879 | 0 | 0 | 0 | 0 | 0 | 0 | 0 | 0.11073 | 0.11073 | 0.095968 | 0.095968 | 0.095968 | 0.095968 | 0.095968 | 0 | 0 | 0 | 0 | 0 | 0 | 0 | 0 | 0 | 0 | 0 | 0 | 0 | 0 | 0 | 0 | 0 | 0 | 0 | 0 | 0 | 0 | 0 | 0 | 0 | 0 | 0 | 0 | 0 | 0 | 0 | 0 | 0 | 0 | 0 | ComCollege Cafeteria (break) ILit Cls | ComCollege Cafeteria (break) ILit Cls | 2 | 3.5 | 3.5 | ComCollege Cafeteria (break) ILit2 Cls | ComCollege Cafeteria (break) ILit Cls | ComCollege Cafeteria (break) ILit Cls | 2 | 3.5 | 3.5 | 2 | 0.84 | 0.035 | 0.035 | 0.035 | 0.035 | 0.035 | 0.035 | 0.035 | 0.035 | 0.035 | 0.035 | 0.035 | 0.035 | 0.035 | 0.035 | 0.035 | 0.035 | 0.035 | 0.035 | 0.035 | 0.035 | 0.035 | 0.035 | 0.035 | 0.035 | 0.035 | 0.84 | 0.035 | 0.035 | 0.035 | 0.035 | 0.035 | 0.035 | 0.035 | 0.035 | 0.035 | 0.035 | 0.035 | 0.035 | 0.035 | 0.035 | 0.035 | 0.035 | 0.035 | 0.035 | 0.035 | 0.035 | 0.035 | 0.035 | 0.035 | 0.035 | 0.035 | 0 | 0 | 0 | 0 | 0 | 0 | 0 | 0 | 0 | 0 | 0 | 0 | 0 | 0 | 0 | 0 | 0 | 0 | 0 | 0 | 0 | 0 | 0 | 0 | 0 | 0 | 0 | 0 | 0 | 0 | 0 | 0 | 0 | 0 | 0 | 0 | 0 | 0 | 0 | 0 | 0 | 0 | 0 | 0 | 0 | 0 | 0 | 0 | 16 | 0.66337 | 0.20792 | 0.079208 | 0.049505 | 0.76136 | 0 | 0 | 0 | 0 | 0 | 0 | 0 | 0 |  | 0.0025764 | 0.0025764 | 0.0025432 | 0.0026301 | 0.0026318 | 0.0026225 | 0.0026225 | Education - Community College - Dining Area - (break) - Sat | 10 | 9 | 14 | 0 | 10.08 | 0 | 0 | 0 | 10.08 | 0 | 0 | 0 | 0.84 | 0 | 0 | 0 | 0 | 0 | 0 | 0 | 0 | 0 | 0 | 0 | 0 | 0 | 0 | 0 | 0 | 0 | 0 | 0 | 0 | 0 | 0 | 0 | 0 |  | 0 | 10.08 | 0 | 0 | 0 | 10.08 | 0 | 0 | 0 | 0.84 | 0 | 0 | 0 | 0 | 0 | 0 | 0 | 0 | 0 | 0 | 0 | 0 | 0 | 0 | 0 | 0 | 0 | 0 | 0 | 0 | 0 | 0 | 0 | 0
542 | 5 | 42 | 6 | 6 |  |  |  |  | Education - Community College | Dining Area | Education - Community College - Dining Area | (break) | Education - Community College (break) | Education - Community College - Dining Area (break) | ComCollege Cafeteria (break) | Sun | Closed | 12 | 12 | 0.087512 | 1.3267 | 1.3267 | 1.1498 | 1.1498 | 1.1498 | 1.1498 | 1.1498 | 0 | 0 | 0 | 0 | 0 | 0 | 0 | 1.1703 | 1.1703 | 1.0143 | 1.0143 | 1.0143 | 1.0143 | 1.0143 | 0 | 0 | 0 | 0 | 0 | 0 | 0 | 0 | 0 | 0 | 0 | 0 | 0 | 0 | 0 | 0 | 0 | 0 | 0 | 0 | 0 | 0 | 0 | 0 | 0 | 0 | 0 | 0 | 0 | 0 | 0 | 0 | 0 | 0 | 0 | 0.12553 | 0.12553 | 0.10879 | 0.10879 | 0.10879 | 0.10879 | 0.10879 | 0 | 0 | 0 | 0 | 0 | 0 | 0 | 0.11073 | 0.11073 | 0.095968 | 0.095968 | 0.095968 | 0.095968 | 0.095968 | 0 | 0 | 0 | 0 | 0 | 0 | 0 | 0 | 0 | 0 | 0 | 0 | 0 | 0 | 0 | 0 | 0 | 0 | 0 | 0 | 0 | 0 | 0 | 0 | 0 | 0 | 0 | 0 | 0 | 0 | 0 | 0 | 0 | 0 | 0 | ComCollege Cafeteria (break) ILit Cls | ComCollege Cafeteria (break) ILit Cls | 2 | 3.5 | 3.5 | ComCollege Cafeteria (break) ILit2 Cls | ComCollege Cafeteria (break) ILit Cls | ComCollege Cafeteria (break) ILit Cls | 2 | 3.5 | 3.5 | 2 | 0.84 | 0.035 | 0.035 | 0.035 | 0.035 | 0.035 | 0.035 | 0.035 | 0.035 | 0.035 | 0.035 | 0.035 | 0.035 | 0.035 | 0.035 | 0.035 | 0.035 | 0.035 | 0.035 | 0.035 | 0.035 | 0.035 | 0.035 | 0.035 | 0.035 | 0.035 | 0.84 | 0.035 | 0.035 | 0.035 | 0.035 | 0.035 | 0.035 | 0.035 | 0.035 | 0.035 | 0.035 | 0.035 | 0.035 | 0.035 | 0.035 | 0.035 | 0.035 | 0.035 | 0.035 | 0.035 | 0.035 | 0.035 | 0.035 | 0.035 | 0.035 | 0.035 | 0 | 0 | 0 | 0 | 0 | 0 | 0 | 0 | 0 | 0 | 0 | 0 | 0 | 0 | 0 | 0 | 0 | 0 | 0 | 0 | 0 | 0 | 0 | 0 | 0 | 0 | 0 | 0 | 0 | 0 | 0 | 0 | 0 | 0 | 0 | 0 | 0 | 0 | 0 | 0 | 0 | 0 | 0 | 0 | 0 | 0 | 0 | 0 | 16 | 0.66337 | 0.20792 | 0.079208 | 0.049505 | 0.76136 | 0 | 0 | 0 | 0 | 0 | 0 | 0 | 0 |  | 0.0025764 | 0.0025764 | 0.0025432 | 0.0026301 | 0.0026318 | 0.0026225 | 0.0026225 | Education - Community College - Dining Area - (break) - Sun | 12 | 9 | 14 | 0 | 10.08 | 0 | 0 | 0 | 10.08 | 0 | 0 | 0 | 0.84 | 0 | 0 | 0 | 0 | 0 | 0 | 0 | 0 | 0 | 0 | 0 | 0 | 0 | 0 | 0 | 0 | 0 | 0 | 0 | 0 | 0 | 0 | 0 | 0 |  | 0 | 10.08 | 0 | 0 | 0 | 10.08 | 0 | 0 | 0 | 0.84 | 0 | 0 | 0 | 0 | 0 | 0 | 0 | 0 | 0 | 0 | 0 | 0 | 0 | 0 | 0 | 0 | 0 | 0 | 0 | 0 | 0 | 0 | 0 | 0
543 | 5 | 43 | 7 | 7 |  |  |  |  | Education - Community College | Dining Area | Education - Community College - Dining Area | (break) | Education - Community College (break) | Education - Community College - Dining Area (break) | ComCollege Cafeteria (break) | Hol | Closed | 3 | 3 | 0.087512 | 1.3267 | 1.3267 | 1.1498 | 1.1498 | 1.1498 | 1.1498 | 1.1498 | 0 | 0 | 0 | 0 | 0 | 0 | 0 | 0.29257 | 0.29257 | 0.25356 | 0.25356 | 0.25356 | 0.25356 | 0.25356 | 0 | 0 | 0 | 0 | 0 | 0 | 0 | 0 | 0 | 0 | 0 | 0 | 0 | 0 | 0 | 0 | 0 | 0 | 0 | 0 | 0 | 0 | 0 | 0 | 0 | 0 | 0 | 0 | 0 | 0 | 0 | 0 | 0 | 0 | 0 | 0.12553 | 0.12553 | 0.10879 | 0.10879 | 0.10879 | 0.10879 | 0.10879 | 0 | 0 | 0 | 0 | 0 | 0 | 0 | 0.027683 | 0.027683 | 0.023992 | 0.023992 | 0.023992 | 0.023992 | 0.023992 | 0 | 0 | 0 | 0 | 0 | 0 | 0 | 0 | 0 | 0 | 0 | 0 | 0 | 0 | 0 | 0 | 0 | 0 | 0 | 0 | 0 | 0 | 0 | 0 | 0 | 0 | 0 | 0 | 0 | 0 | 0 | 0 | 0 | 0 | 0 | ComCollege Cafeteria (break) ILit Cls | ComCollege Cafeteria (break) ILit Cls | 2 | 3.5 | 3.5 | ComCollege Cafeteria (break) ILit2 Cls | ComCollege Cafeteria (break) ILit Cls | ComCollege Cafeteria (break) ILit Cls | 2 | 3.5 | 3.5 | 2 | 0.84 | 0.035 | 0.035 | 0.035 | 0.035 | 0.035 | 0.035 | 0.035 | 0.035 | 0.035 | 0.035 | 0.035 | 0.035 | 0.035 | 0.035 | 0.035 | 0.035 | 0.035 | 0.035 | 0.035 | 0.035 | 0.035 | 0.035 | 0.035 | 0.035 | 0.035 | 0.84 | 0.035 | 0.035 | 0.035 | 0.035 | 0.035 | 0.035 | 0.035 | 0.035 | 0.035 | 0.035 | 0.035 | 0.035 | 0.035 | 0.035 | 0.035 | 0.035 | 0.035 | 0.035 | 0.035 | 0.035 | 0.035 | 0.035 | 0.035 | 0.035 | 0.035 | 0 | 0 | 0 | 0 | 0 | 0 | 0 | 0 | 0 | 0 | 0 | 0 | 0 | 0 | 0 | 0 | 0 | 0 | 0 | 0 | 0 | 0 | 0 | 0 | 0 | 0 | 0 | 0 | 0 | 0 | 0 | 0 | 0 | 0 | 0 | 0 | 0 | 0 | 0 | 0 | 0 | 0 | 0 | 0 | 0 | 0 | 0 | 0 | 16 | 0.66337 | 0.20792 | 0.079208 | 0.049505 | 0.76136 | 0 | 0 | 0 | 0 | 0 | 0 | 0 | 0 |  | 0.0025764 | 0.0025764 | 0.0025432 | 0.0026301 | 0.0026318 | 0.0026225 | 0.0026225 | Education - Community College - Dining Area - (break) - Hol | 14 | 9 | 14 | 0 | 2.52 | 0 | 0 | 0 | 2.52 | 0 | 0 | 0 | 0.84 | 0 | 0 | 0 | 0 | 0 | 0 | 0 | 0 | 0 | 0 | 0 | 0 | 0 | 0 | 0 | 0 | 0 | 0 | 0 | 0 | 0 | 0 | 0 | 0 |  | 0 | 2.52 | 0 | 0 | 0 | 2.52 | 0 | 0 | 0 | 0.84 | 0 | 0 | 0 | 0 | 0 | 0 | 0 | 0 | 0 | 0 | 0 | 0 | 0 | 0 | 0 | 0 | 0 | 0 | 0 | 0 | 0 | 0 | 0 | 0
544 | 5 | 44 | 8 | 8 |  | Education - Community College (break) |  | Education - Community College - Dining Area (break) | Education - Community College | Dining Area | Education - Community College - Dining Area | (break) | Education - Community College (break) | Education - Community College - Dining Area (break) | ComCollege Cafeteria (break) | all | Closed | 38 | 38 | 0.087512 | 1.3267 | 1.3267 | 1.1498 | 1.1498 | 1.1498 | 1.1498 | 1.1498 | 0 | 0 | 0 | 0 | 0 | 0 | 0 | 3.7059 | 3.7059 | 3.2118 | 3.2118 | 3.2118 | 3.2118 | 3.2118 | 0.0040635 | 0.0040635 | 0.0035217 | 0.0035217 | 0.0035217 | 0.0035217 | 0.0035217 | 0 | 0 | 0 | 0 | 0 | 0 | 0 | 0 | 0 | 0 | 0 | 0 | 0 | 0 | 0.035 | 0.035 | 0.035 | 0.035 | 0.035 | 0.035 | 0.035 | 0.021581 | 0.021581 | 0.021501 | 0.021742 | 0.02174 | 0.021845 | 0.021845 | 0.12553 | 0.12553 | 0.10879 | 0.10879 | 0.10879 | 0.10879 | 0.10879 | 0 | 0 | 0 | 0 | 0 | 0 | 0 | 0.35065 | 0.35065 | 0.3039 | 0.3039 | 0.3039 | 0.3039 | 0.3039 | 0.00038449 | 0.00038449 | 0.00033322 | 0.00033322 | 0.00033322 | 0.00033322 | 0.00033322 | 0 | 0 | 0 | 0 | 0 | 0 | 0 | 0 | 0 | 0 | 0 | 0 | 0 | 0 | 0.035 | 0.035 | 0.035 | 0.035 | 0.035 | 0.035 | 0.035 | 0.021581 | 0.021581 | 0.021501 | 0.021742 | 0.02174 | 0.021845 | 0.021845 | ComCollege Cafeteria (break) ILit Cls | ComCollege Cafeteria (break) ILit Cls | 2 | 3.5 | 3.5 | ComCollege Cafeteria (break) ILit2 Cls | ComCollege Cafeteria (break) ILit Cls | ComCollege Cafeteria (break) ILit Cls | 2 | 3.5 | 3.5 | 2 | 0.84 | 0.035 | 0.035 | 0.035 | 0.035 | 0.035 | 0.035 | 0.035 | 0.035 | 0.035 | 0.035 | 0.035 | 0.035 | 0.035 | 0.035 | 0.035 | 0.035 | 0.035 | 0.035 | 0.035 | 0.035 | 0.035 | 0.035 | 0.035 | 0.035 | 0.035 | 0.84 | 0.035 | 0.035 | 0.035 | 0.035 | 0.035 | 0.035 | 0.035 | 0.035 | 0.035 | 0.035 | 0.035 | 0.035 | 0.035 | 0.035 | 0.035 | 0.035 | 0.035 | 0.035 | 0.035 | 0.035 | 0.035 | 0.035 | 0.035 | 0.035 | 0.035 | 0 | 0 | 0 | 0 | 0 | 0 | 0 | 0 | 0 | 0 | 0 | 0 | 0 | 0 | 0 | 0 | 0 | 0 | 0 | 0 | 0 | 0 | 0 | 0 | 0 | 0 | 0 | 0 | 0 | 0 | 0 | 0 | 0 | 0 | 0 | 0 | 0 | 0 | 0 | 0 | 0 | 0 | 0 | 0 | 0 | 0 | 0 | 0 | 16 | 0.66337 | 0.20792 | 0.079208 | 0.049505 | 0.76136 | 0.0050017 | 0.0005807 | 0.0005807 | 0.00050327 | 0.00050327 | 0.00050327 | 0.00050327 | 0.00050327 | Education - Community College (break) | 0.0025764 | 0.0025764 | 0.0025432 | 0.0026301 | 0.0026318 | 0.0026225 | 0.0026225 | Education - Community College - Dining Area - (break) - all | 16 | 9 | 17 | 0 | 31.92 | 0 | 31.92 | 0 | 0 | 0 | 0.84 | 0 | 0 | 0 | 0 | 0 | 0 | 0 | 0 | 0 | 0 | 0 | 0 | 0 | 0 | 0 | 0 | 0 | 0 | 0 | 0 | 0 | 0 | 0 | 0 | 0 | 0 |  | 0 | 31.92 | 0 | 31.92 | 0 | 0 | 0 | 0.84 | 0 | 0 | 0 | 0 | 0 | 0 | 0 | 0 | 0 | 0 | 0 | 0 | 0 | 0 | 0 | 0 | 0 | 0 | 0 | 0 | 0 | 0 | 0 | 0 | 0 | 0
545 | 5 | 45 | 5 | 9 |  |  |  |  | Education - Community College | Dining Area | Education - Community College - Dining Area | (summer) | Education - Community College (summer) | Education - Community College - Dining Area (summer) | ComCollege Cafeteria (summer) | Sat | Open | 8 | 8 | 0.087512 | 1.3267 | 1.3267 | 1.1498 | 1.1498 | 1.1498 | 1.1498 | 1.1498 | 0 | 0 | 0 | 0 | 0 | 0 | 0 | 3.7536 | 3.7536 | 3.2531 | 3.2531 | 3.2531 | 3.2531 | 3.2531 | 0 | 0 | 0 | 0 | 0 | 0 | 0 | 0 | 0 | 0 | 0 | 0 | 0 | 0 | 0 | 0 | 0 | 0 | 0 | 0 | 0 | 0 | 0 | 0 | 0 | 0 | 0 | 0 | 0 | 0 | 0 | 0 | 0 | 0 | 0 | 0.12553 | 0.12553 | 0.10879 | 0.10879 | 0.10879 | 0.10879 | 0.10879 | 0 | 0 | 0 | 0 | 0 | 0 | 0 | 0.35516 | 0.35516 | 0.30781 | 0.30781 | 0.30781 | 0.30781 | 0.30781 | 0 | 0 | 0 | 0 | 0 | 0 | 0 | 0 | 0 | 0 | 0 | 0 | 0 | 0 | 0 | 0 | 0 | 0 | 0 | 0 | 0 | 0 | 0 | 0 | 0 | 0 | 0 | 0 | 0 | 0 | 0 | 0 | 0 | 0 | 0 | ComCollege Cafeteria (summer) ILit Sat | ComCollege Cafeteria (summer) ILit all | 3618 | 10 | 28.125 | ComCollege Cafeteria (summer) ILit2 Sat | ComCollege Cafeteria (summer) ILit2 Sat | ComCollege Cafeteria (summer) ILit2 All | 3844 | 10 | 28.125 | 3618 | 4.0413 | 0.2309 | 0.1 | 0.1 | 0.1 | 0.1 | 0.1 | 0.14028 | 0.14028 | 0.18056 | 0.28125 | 0.28125 | 0.28125 | 0.28125 | 0.28125 | 0.28125 | 0.28125 | 0.28125 | 0.13021 | 0.1 | 0.1 | 0.1 | 0.1 | 0.1 | 0.1 | 0.1 | 4.0413 | 0.2309 | 0.1 | 0.1 | 0.1 | 0.1 | 0.1 | 0.14028 | 0.14028 | 0.18056 | 0.28125 | 0.28125 | 0.28125 | 0.28125 | 0.28125 | 0.28125 | 0.28125 | 0.28125 | 0.13021 | 0.1 | 0.1 | 0.1 | 0.1 | 0.1 | 0.1 | 0.1 | 0 | 0 | 0 | 0 | 0 | 0.22222 | 0.22222 | 0.44444 | 1 | 1 | 1 | 1 | 1 | 1 | 1 | 1 | 0.16667 | 0 | 0 | 0 | 0 | 0 | 0 | 0 | 0 | 0 | 0 | 0 | 0 | 0.22222 | 0.22222 | 0.44444 | 1 | 1 | 1 | 1 | 1 | 1 | 1 | 1 | 0.16667 | 0 | 0 | 0 | 0 | 0 | 0 | 0 | 16 | 0.66337 | 0.20792 | 0.079208 | 0.049505 | 0.76136 | 0 | 0 | 0 | 0 | 0 | 0 | 0 | 0 |  | 0.057234 | 0.057234 | 0.05679 | 0.058591 | 0.058583 | 0.057841 | 0.057841 | Education - Community College - Dining Area - (summer) - Sat | 10 | 7 | 16 | 18.3167 | 14.0139 | 0 | 0 | 18.3167 | 14.0139 | 0 | 0 | 2.2896 | 1.7517 | 0 | 0 | 0 | 0 | 0 | 0 | 0.14028 | 0.18056 | 0.28125 | 0.28125 | 0.28125 | 0.28125 | 0.28125 | 0.28125 | 0.28125 | 0 | 0 | 0 | 0 | 0 | 0 | 0 | 0 | 0 |  | 18.3167 | 14.0139 | 0 | 0 | 18.3167 | 14.0139 | 0 | 0 | 2.2896 | 1.7517 | 0 | 0 | 0 | 0 | 0 | 0 | 0.14028 | 0.18056 | 0.28125 | 0.28125 | 0.28125 | 0.28125 | 0.28125 | 0.28125 | 0.28125 | 0 | 0 | 0 | 0 | 0 | 0 | 0 | 0 | 0
546 | 5 | 46 | 6 | 10 |  |  |  |  | Education - Community College | Dining Area | Education - Community College - Dining Area | (summer) | Education - Community College (summer) | Education - Community College - Dining Area (summer) | ComCollege Cafeteria (summer) | Sun | Closed | 8 | 8 | 0.087512 | 1.3267 | 1.3267 | 1.1498 | 1.1498 | 1.1498 | 1.1498 | 1.1498 | 0 | 0 | 0 | 0 | 0 | 0 | 0 | 0.7802 | 0.7802 | 0.67617 | 0.67617 | 0.67617 | 0.67617 | 0.67617 | 0 | 0 | 0 | 0 | 0 | 0 | 0 | 0 | 0 | 0 | 0 | 0 | 0 | 0 | 0 | 0 | 0 | 0 | 0 | 0 | 0 | 0 | 0 | 0 | 0 | 0 | 0 | 0 | 0 | 0 | 0 | 0 | 0 | 0 | 0 | 0.12553 | 0.12553 | 0.10879 | 0.10879 | 0.10879 | 0.10879 | 0.10879 | 0 | 0 | 0 | 0 | 0 | 0 | 0 | 0.073822 | 0.073822 | 0.063979 | 0.063979 | 0.063979 | 0.063979 | 0.063979 | 0 | 0 | 0 | 0 | 0 | 0 | 0 | 0 | 0 | 0 | 0 | 0 | 0 | 0 | 0 | 0 | 0 | 0 | 0 | 0 | 0 | 0 | 0 | 0 | 0 | 0 | 0 | 0 | 0 | 0 | 0 | 0 | 0 | 0 | 0 | ComCollege Cafeteria (summer) ILit Cls | ComCollege Cafeteria (summer) ILit Cls | 2 | 3.5 | 3.5 | ComCollege Cafeteria (summer) ILit2 Cls | ComCollege Cafeteria (summer) ILit Cls | ComCollege Cafeteria (summer) ILit Cls | 2 | 3.5 | 3.5 | 2 | 0.84 | 0.035 | 0.035 | 0.035 | 0.035 | 0.035 | 0.035 | 0.035 | 0.035 | 0.035 | 0.035 | 0.035 | 0.035 | 0.035 | 0.035 | 0.035 | 0.035 | 0.035 | 0.035 | 0.035 | 0.035 | 0.035 | 0.035 | 0.035 | 0.035 | 0.035 | 0.84 | 0.035 | 0.035 | 0.035 | 0.035 | 0.035 | 0.035 | 0.035 | 0.035 | 0.035 | 0.035 | 0.035 | 0.035 | 0.035 | 0.035 | 0.035 | 0.035 | 0.035 | 0.035 | 0.035 | 0.035 | 0.035 | 0.035 | 0.035 | 0.035 | 0.035 | 0 | 0 | 0 | 0 | 0 | 0 | 0 | 0 | 0 | 0 | 0 | 0 | 0 | 0 | 0 | 0 | 0 | 0 | 0 | 0 | 0 | 0 | 0 | 0 | 0 | 0 | 0 | 0 | 0 | 0 | 0 | 0 | 0 | 0 | 0 | 0 | 0 | 0 | 0 | 0 | 0 | 0 | 0 | 0 | 0 | 0 | 0 | 0 | 16 | 0.66337 | 0.20792 | 0.079208 | 0.049505 | 0.76136 | 0 | 0 | 0 | 0 | 0 | 0 | 0 | 0 |  | 0.057234 | 0.057234 | 0.05679 | 0.058591 | 0.058583 | 0.057841 | 0.057841 | Education - Community College - Dining Area - (summer) - Sun | 12 | 8 | 15 | 0 | 6.72 | 0 | 0 | 0 | 6.72 | 0 | 0 | 0 | 0.84 | 0 | 0 | 0 | 0 | 0 | 0 | 0 | 0 | 0 | 0 | 0 | 0 | 0 | 0 | 0 | 0 | 0 | 0 | 0 | 0 | 0 | 0 | 0 | 0 |  | 0 | 6.72 | 0 | 0 | 0 | 6.72 | 0 | 0 | 0 | 0.84 | 0 | 0 | 0 | 0 | 0 | 0 | 0 | 0 | 0 | 0 | 0 | 0 | 0 | 0 | 0 | 0 | 0 | 0 | 0 | 0 | 0 | 0 | 0 | 0
547 | 5 | 47 | 7 | 11 |  |  |  |  | Education - Community College | Dining Area | Education - Community College - Dining Area | (summer) | Education - Community College (summer) | Education - Community College - Dining Area (summer) | ComCollege Cafeteria (summer) | Hol | Closed | 1 | 1 | 0.087512 | 1.3267 | 1.3267 | 1.1498 | 1.1498 | 1.1498 | 1.1498 | 1.1498 | 0 | 0 | 0 | 0 | 0 | 0 | 0 | 0.097525 | 0.097525 | 0.084521 | 0.084521 | 0.084521 | 0.084521 | 0.084521 | 0 | 0 | 0 | 0 | 0 | 0 | 0 | 0 | 0 | 0 | 0 | 0 | 0 | 0 | 0 | 0 | 0 | 0 | 0 | 0 | 0 | 0 | 0 | 0 | 0 | 0 | 0 | 0 | 0 | 0 | 0 | 0 | 0 | 0 | 0 | 0.12553 | 0.12553 | 0.10879 | 0.10879 | 0.10879 | 0.10879 | 0.10879 | 0 | 0 | 0 | 0 | 0 | 0 | 0 | 0.0092277 | 0.0092277 | 0.0079973 | 0.0079973 | 0.0079973 | 0.0079973 | 0.0079973 | 0 | 0 | 0 | 0 | 0 | 0 | 0 | 0 | 0 | 0 | 0 | 0 | 0 | 0 | 0 | 0 | 0 | 0 | 0 | 0 | 0 | 0 | 0 | 0 | 0 | 0 | 0 | 0 | 0 | 0 | 0 | 0 | 0 | 0 | 0 | ComCollege Cafeteria (summer) ILit Cls | ComCollege Cafeteria (summer) ILit Cls | 2 | 3.5 | 3.5 | ComCollege Cafeteria (summer) ILit2 Cls | ComCollege Cafeteria (summer) ILit Cls | ComCollege Cafeteria (summer) ILit Cls | 2 | 3.5 | 3.5 | 2 | 0.84 | 0.035 | 0.035 | 0.035 | 0.035 | 0.035 | 0.035 | 0.035 | 0.035 | 0.035 | 0.035 | 0.035 | 0.035 | 0.035 | 0.035 | 0.035 | 0.035 | 0.035 | 0.035 | 0.035 | 0.035 | 0.035 | 0.035 | 0.035 | 0.035 | 0.035 | 0.84 | 0.035 | 0.035 | 0.035 | 0.035 | 0.035 | 0.035 | 0.035 | 0.035 | 0.035 | 0.035 | 0.035 | 0.035 | 0.035 | 0.035 | 0.035 | 0.035 | 0.035 | 0.035 | 0.035 | 0.035 | 0.035 | 0.035 | 0.035 | 0.035 | 0.035 | 0 | 0 | 0 | 0 | 0 | 0 | 0 | 0 | 0 | 0 | 0 | 0 | 0 | 0 | 0 | 0 | 0 | 0 | 0 | 0 | 0 | 0 | 0 | 0 | 0 | 0 | 0 | 0 | 0 | 0 | 0 | 0 | 0 | 0 | 0 | 0 | 0 | 0 | 0 | 0 | 0 | 0 | 0 | 0 | 0 | 0 | 0 | 0 | 16 | 0.66337 | 0.20792 | 0.079208 | 0.049505 | 0.76136 | 0 | 0 | 0 | 0 | 0 | 0 | 0 | 0 |  | 0.057234 | 0.057234 | 0.05679 | 0.058591 | 0.058583 | 0.057841 | 0.057841 | Education - Community College - Dining Area - (summer) - Hol | 14 | 8 | 15 | 0 | 0.84 | 0 | 0 | 0 | 0.84 | 0 | 0 | 0 | 0.84 | 0 | 0 | 0 | 0 | 0 | 0 | 0 | 0 | 0 | 0 | 0 | 0 | 0 | 0 | 0 | 0 | 0 | 0 | 0 | 0 | 0 | 0 | 0 | 0 |  | 0 | 0.84 | 0 | 0 | 0 | 0.84 | 0 | 0 | 0 | 0.84 | 0 | 0 | 0 | 0 | 0 | 0 | 0 | 0 | 0 | 0 | 0 | 0 | 0 | 0 | 0 | 0 | 0 | 0 | 0 | 0 | 0 | 0 | 0 | 0
548 | 5 | 48 | 8 | 12 |  | Education - Community College (summer) | Education - Community College - Dining Area | Education - Community College - Dining Area (summer) | Education - Community College | Dining Area | Education - Community College - Dining Area | (summer) | Education - Community College (summer) | Education - Community College - Dining Area (summer) | ComCollege Cafeteria (summer) | all | Open | 44 | 44 | 0.087512 | 1.3267 | 1.3267 | 1.1498 | 1.1498 | 1.1498 | 1.1498 | 1.1498 | 0.1161 | 0.1161 | 0.10062 | 0.10062 | 0.10062 | 0.10062 | 0.10062 | 35.8262 | 35.8262 | 31.0493 | 31.0493 | 31.0493 | 31.0493 | 31.0493 | 0.065307 | 0.065307 | 0.056599 | 0.056599 | 0.056599 | 0.056599 | 0.056599 | 2436.1188 | 2436.1188 | 2436.1188 | 2436.1188 | 2436.1188 | 2436.1188 | 2436.1188 | 0 | 0 | 0 | 0 | 0 | 0 | 0 | 0.5625 | 0.5625 | 0.5625 | 0.5625 | 0.5625 | 0.5625 | 0.5625 | 0.48219 | 0.48219 | 0.48261 | 0.487 | 0.48644 | 0.48513 | 0.48513 | 0.12553 | 0.12553 | 0.10879 | 0.10879 | 0.10879 | 0.10879 | 0.10879 | 0.010985 | 0.010985 | 0.0095206 | 0.0095206 | 0.0095206 | 0.0095206 | 0.0095206 | 3.2257 | 3.2257 | 2.7956 | 2.7956 | 2.7956 | 2.7956 | 2.7956 | 0.0057673 | 0.0057673 | 0.0049983 | 0.0049983 | 0.0049983 | 0.0049983 | 0.0049983 | 2420.5294 | 2420.5294 | 2420.5294 | 2420.5294 | 2420.5294 | 2420.5294 | 2420.5294 | 0 | 0 | 0 | 0 | 0 | 0 | 0 | 0.525 | 0.525 | 0.525 | 0.525 | 0.525 | 0.525 | 0.525 | 0.41671 | 0.41671 | 0.41709 | 0.42237 | 0.42032 | 0.42002 | 0.42002 | ComCollege Cafeteria (summer) ILit all | ComCollege Cafeteria (summer) ILit all | 3617 | 10 | 56.25 | ComCollege Cafeteria (summer) ILit2 all | ComCollege Cafeteria (summer) ILit2 all | ComCollege Cafeteria (summer) ILit2 All | 3843 | 10 | 52.5 | 3617 | 7.0131 | 0.5625 | 0.1 | 0.1 | 0.1 | 0.1 | 0.1 | 0.13558 | 0.21068 | 0.32137 | 0.5625 | 0.5625 | 0.5625 | 0.5625 | 0.5625 | 0.5625 | 0.5625 | 0.5625 | 0.5625 | 0.18301 | 0.1 | 0.1 | 0.1 | 0.1 | 0.1 | 0.1 | 6.6736 | 0.525 | 0.1 | 0.1 | 0.1 | 0.1 | 0.1 | 0.19444 | 0.19444 | 0.28889 | 0.525 | 0.525 | 0.525 | 0.525 | 0.525 | 0.525 | 0.525 | 0.525 | 0.525 | 0.17083 | 0.1 | 0.1 | 0.1 | 0.1 | 0.1 | 0.1 | 0 | 0 | 0 | 0 | 0 | 0.076923 | 0.23932 | 0.47863 | 1 | 1 | 1 | 1 | 1 | 1 | 1 | 1 | 1 | 0.17949 | 0 | 0 | 0 | 0 | 0 | 0 | 0 | 0 | 0 | 0 | 0 | 0.22222 | 0.22222 | 0.44444 | 1 | 1 | 1 | 1 | 1 | 1 | 1 | 1 | 1 | 0.16667 | 0 | 0 | 0 | 0 | 0 | 0 | 16 | 0.66337 | 0.20792 | 0.079208 | 0.049505 | 0.76136 | 0.080384 | 0.0093326 | 0.0093326 | 0.0080883 | 0.0080883 | 0.0080883 | 0.0080883 | 0.0080883 | Education - Community College (summer) | 0.057234 | 0.057234 | 0.05679 | 0.058591 | 0.058583 | 0.057841 | 0.057841 | Education - Community College - Dining Area - (summer) - all | 16 | 7 | 21 | 263.0128 | 45.5654 | 263.0128 | 45.5654 | 0 | 0 | 5.9776 | 1.0356 | 0 | 0 | 0 | 0 | 0 | 0 | 0 | 0 | 0.21068 | 0.32137 | 0.5625 | 0.5625 | 0.5625 | 0.5625 | 0.5625 | 0.5625 | 0.5625 | 0.5625 | 0.5625 | 0.18301 | 0.1 | 0.1 | 0 | 0 | 0 | 0 |  | 245.4833 | 48.1556 | 245.4833 | 48.1556 | 0 | 0 | 5.5792 | 1.0944 | 0 | 0 | 0 | 0 | 0 | 0 | 0 | 0 | 0.19444 | 0.28889 | 0.525 | 0.525 | 0.525 | 0.525 | 0.525 | 0.525 | 0.525 | 0.525 | 0.525 | 0.17083 | 0.1 | 0.1 | 0 | 0 | 0 | 0
549 | 5 | 49 | 5 | 1 |  |  |  |  | Education - Community College | Kitchen and Food Preparation | Education - Community College - Kitchen and Food Preparation |  | Education - Community College | Education - Community College - Kitchen and Food Preparation | ComCollege Kitchen (in session) | Sat | Open | 32 | 32 | 0.018749 | 1.5036 | 1.5036 | 1.5036 | 1.5036 | 1.4151 | 1.4151 | 1.4151 | 0 | 0 | 0 | 0 | 0 | 0 | 0 | 8.3329 | 8.3329 | 8.3329 | 8.3329 | 7.8427 | 7.8427 | 7.8427 | 0 | 0 | 0 | 0 | 0 | 0 | 0 | 0 | 0 | 0 | 0 | 0 | 0 | 0 | 0 | 0 | 0 | 0 | 0 | 0 | 0 | 0 | 0 | 0 | 0 | 0 | 0 | 0 | 0 | 0 | 0 | 0 | 0 | 0 | 0 | 0.14227 | 0.14227 | 0.14227 | 0.14227 | 0.1339 | 0.1339 | 0.1339 | 0 | 0 | 0 | 0 | 0 | 0 | 0 | 0.59131 | 0.59131 | 0.59131 | 0.59131 | 0.55653 | 0.55653 | 0.55653 | 0 | 0 | 0 | 0 | 0 | 0 | 0 | 0 | 0 | 0 | 0 | 0 | 0 | 0 | 0 | 0 | 0 | 0 | 0 | 0 | 0 | 0 | 0 | 0 | 0 | 0 | 0 | 0 | 0 | 0 | 0 | 0 | 0 | 0 | 0 | ComCollege Kitchen (in session) ILit Sat | ComCollege Kitchen (in session) ILit all | 3593 | 10 | 67.5 | ComCollege Kitchen (in session) ILit2 Sat | ComCollege Kitchen (in session) ILit2 Sat | ComCollege Kitchen (in session) ILit2 All | 3836 | 10 | 60 | 3593 | 9.2375 | 0.65 | 0.1 | 0.1 | 0.1 | 0.1 | 0.225 | 0.3 | 0.4125 | 0.6 | 0.6 | 0.675 | 0.675 | 0.675 | 0.675 | 0.675 | 0.675 | 0.675 | 0.6 | 0.45 | 0.3 | 0.225 | 0.1 | 0.1 | 0.1 | 0.1 | 6.9278 | 0.46111 | 0.1 | 0.1 | 0.1 | 0.1 | 0.1 | 0.21111 | 0.21111 | 0.32222 | 0.6 | 0.6 | 0.6 | 0.6 | 0.6 | 0.6 | 0.6 | 0.6 | 0.18333 | 0.1 | 0.1 | 0.1 | 0.1 | 0.1 | 0.1 | 0.1 | 0 | 0 | 0 | 0 | 0.21739 | 0.34783 | 0.54348 | 0.86957 | 0.86957 | 1 | 1 | 1 | 1 | 1 | 1 | 1 | 0.86957 | 0.6087 | 0.34783 | 0.21739 | 0 | 0 | 0 | 0 | 0 | 0 | 0 | 0 | 0 | 0.22222 | 0.22222 | 0.44444 | 1 | 1 | 1 | 1 | 1 | 1 | 1 | 1 | 0.16667 | 0 | 0 | 0 | 0 | 0 | 0 | 0 | 16 | 0.66337 | 0.20792 | 0.079208 | 0.049505 | 0.76136 | 0 | 0 | 0 | 0 | 0 | 0 | 0 | 0 |  | 0.094749 | 0.094749 | 0.094081 | 0.096971 | 0.097113 | 0.0956 | 0.0956 | Education - Community College - Kitchen and Food Preparation - Sat | 10 | 7 | 16 | 181.2 | 114.4 | 0 | 0 | 181.2 | 114.4 | 0 | 0 | 5.6625 | 3.575 | 0 | 0 | 0 | 0 | 0 | 0 | 0.4125 | 0.6 | 0.6 | 0.675 | 0.675 | 0.675 | 0.675 | 0.675 | 0.675 | 0 | 0 | 0 | 0 | 0 | 0 | 0 | 0 | 0 |  | 151.4667 | 70.2222 | 0 | 0 | 151.4667 | 70.2222 | 0 | 0 | 4.7333 | 2.1944 | 0 | 0 | 0 | 0 | 0 | 0 | 0.21111 | 0.32222 | 0.6 | 0.6 | 0.6 | 0.6 | 0.6 | 0.6 | 0.6 | 0 | 0 | 0 | 0 | 0 | 0 | 0 | 0 | 0
550 | 5 | 50 | 6 | 2 |  |  |  |  | Education - Community College | Kitchen and Food Preparation | Education - Community College - Kitchen and Food Preparation |  | Education - Community College | Education - Community College - Kitchen and Food Preparation | ComCollege Kitchen (in session) | Sun | Closed | 32 | 32 | 0.018749 | 1.5036 | 1.5036 | 1.5036 | 1.5036 | 1.4151 | 1.4151 | 1.4151 | 0 | 0 | 0 | 0 | 0 | 0 | 0 | 1.0825 | 1.0825 | 1.0825 | 1.0825 | 1.0188 | 1.0188 | 1.0188 | 0 | 0 | 0 | 0 | 0 | 0 | 0 | 0 | 0 | 0 | 0 | 0 | 0 | 0 | 0 | 0 | 0 | 0 | 0 | 0 | 0 | 0 | 0 | 0 | 0 | 0 | 0 | 0 | 0 | 0 | 0 | 0 | 0 | 0 | 0 | 0.14227 | 0.14227 | 0.14227 | 0.14227 | 0.1339 | 0.1339 | 0.1339 | 0 | 0 | 0 | 0 | 0 | 0 | 0 | 0.10242 | 0.10242 | 0.10242 | 0.10242 | 0.096399 | 0.096399 | 0.096399 | 0 | 0 | 0 | 0 | 0 | 0 | 0 | 0 | 0 | 0 | 0 | 0 | 0 | 0 | 0 | 0 | 0 | 0 | 0 | 0 | 0 | 0 | 0 | 0 | 0 | 0 | 0 | 0 | 0 | 0 | 0 | 0 | 0 | 0 | 0 | ComCollege Kitchen (in session) ILit Cls | ComCollege Kitchen (in session) ILit Cls | 2 | 5 | 5 | ComCollege Kitchen (in session) ILit2 Cls | ComCollege Kitchen (in session) ILit Cls | ComCollege Kitchen (in session) ILit Cls | 2 | 5 | 5 | 2 | 1.2 | 0.05 | 0.05 | 0.05 | 0.05 | 0.05 | 0.05 | 0.05 | 0.05 | 0.05 | 0.05 | 0.05 | 0.05 | 0.05 | 0.05 | 0.05 | 0.05 | 0.05 | 0.05 | 0.05 | 0.05 | 0.05 | 0.05 | 0.05 | 0.05 | 0.05 | 1.2 | 0.05 | 0.05 | 0.05 | 0.05 | 0.05 | 0.05 | 0.05 | 0.05 | 0.05 | 0.05 | 0.05 | 0.05 | 0.05 | 0.05 | 0.05 | 0.05 | 0.05 | 0.05 | 0.05 | 0.05 | 0.05 | 0.05 | 0.05 | 0.05 | 0.05 | 0 | 0 | 0 | 0 | 0 | 0 | 0 | 0 | 0 | 0 | 0 | 0 | 0 | 0 | 0 | 0 | 0 | 0 | 0 | 0 | 0 | 0 | 0 | 0 | 0 | 0 | 0 | 0 | 0 | 0 | 0 | 0 | 0 | 0 | 0 | 0 | 0 | 0 | 0 | 0 | 0 | 0 | 0 | 0 | 0 | 0 | 0 | 0 | 16 | 0.66337 | 0.20792 | 0.079208 | 0.049505 | 0.76136 | 0 | 0 | 0 | 0 | 0 | 0 | 0 | 0 |  | 0.094749 | 0.094749 | 0.094081 | 0.096971 | 0.097113 | 0.0956 | 0.0956 | Education - Community College - Kitchen and Food Preparation - Sun | 12 | 8 | 15 | 0 | 38.4 | 0 | 0 | 0 | 38.4 | 0 | 0 | 0 | 1.2 | 0 | 0 | 0 | 0 | 0 | 0 | 0 | 0 | 0 | 0 | 0 | 0 | 0 | 0 | 0 | 0 | 0 | 0 | 0 | 0 | 0 | 0 | 0 | 0 |  | 0 | 38.4 | 0 | 0 | 0 | 38.4 | 0 | 0 | 0 | 1.2 | 0 | 0 | 0 | 0 | 0 | 0 | 0 | 0 | 0 | 0 | 0 | 0 | 0 | 0 | 0 | 0 | 0 | 0 | 0 | 0 | 0 | 0 | 0 | 0
551 | 5 | 51 | 7 | 3 |  |  |  |  | Education - Community College | Kitchen and Food Preparation | Education - Community College - Kitchen and Food Preparation |  | Education - Community College | Education - Community College - Kitchen and Food Preparation | ComCollege Kitchen (in session) | Hol | Closed | 6 | 6 | 0.018749 | 1.5036 | 1.5036 | 1.5036 | 1.5036 | 1.4151 | 1.4151 | 1.4151 | 0 | 0 | 0 | 0 | 0 | 0 | 0 | 0.20297 | 0.20297 | 0.20297 | 0.20297 | 0.19103 | 0.19103 | 0.19103 | 0 | 0 | 0 | 0 | 0 | 0 | 0 | 0 | 0 | 0 | 0 | 0 | 0 | 0 | 0 | 0 | 0 | 0 | 0 | 0 | 0 | 0 | 0 | 0 | 0 | 0 | 0 | 0 | 0 | 0 | 0 | 0 | 0 | 0 | 0 | 0.14227 | 0.14227 | 0.14227 | 0.14227 | 0.1339 | 0.1339 | 0.1339 | 0 | 0 | 0 | 0 | 0 | 0 | 0 | 0.019204 | 0.019204 | 0.019204 | 0.019204 | 0.018075 | 0.018075 | 0.018075 | 0 | 0 | 0 | 0 | 0 | 0 | 0 | 0 | 0 | 0 | 0 | 0 | 0 | 0 | 0 | 0 | 0 | 0 | 0 | 0 | 0 | 0 | 0 | 0 | 0 | 0 | 0 | 0 | 0 | 0 | 0 | 0 | 0 | 0 | 0 | ComCollege Kitchen (in session) ILit Cls | ComCollege Kitchen (in session) ILit Cls | 2 | 5 | 5 | ComCollege Kitchen (in session) ILit2 Cls | ComCollege Kitchen (in session) ILit Cls | ComCollege Kitchen (in session) ILit Cls | 2 | 5 | 5 | 2 | 1.2 | 0.05 | 0.05 | 0.05 | 0.05 | 0.05 | 0.05 | 0.05 | 0.05 | 0.05 | 0.05 | 0.05 | 0.05 | 0.05 | 0.05 | 0.05 | 0.05 | 0.05 | 0.05 | 0.05 | 0.05 | 0.05 | 0.05 | 0.05 | 0.05 | 0.05 | 1.2 | 0.05 | 0.05 | 0.05 | 0.05 | 0.05 | 0.05 | 0.05 | 0.05 | 0.05 | 0.05 | 0.05 | 0.05 | 0.05 | 0.05 | 0.05 | 0.05 | 0.05 | 0.05 | 0.05 | 0.05 | 0.05 | 0.05 | 0.05 | 0.05 | 0.05 | 0 | 0 | 0 | 0 | 0 | 0 | 0 | 0 | 0 | 0 | 0 | 0 | 0 | 0 | 0 | 0 | 0 | 0 | 0 | 0 | 0 | 0 | 0 | 0 | 0 | 0 | 0 | 0 | 0 | 0 | 0 | 0 | 0 | 0 | 0 | 0 | 0 | 0 | 0 | 0 | 0 | 0 | 0 | 0 | 0 | 0 | 0 | 0 | 16 | 0.66337 | 0.20792 | 0.079208 | 0.049505 | 0.76136 | 0 | 0 | 0 | 0 | 0 | 0 | 0 | 0 |  | 0.094749 | 0.094749 | 0.094081 | 0.096971 | 0.097113 | 0.0956 | 0.0956 | Education - Community College - Kitchen and Food Preparation - Hol | 14 | 8 | 15 | 0 | 7.2 | 0 | 0 | 0 | 7.2 | 0 | 0 | 0 | 1.2 | 0 | 0 | 0 | 0 | 0 | 0 | 0 | 0 | 0 | 0 | 0 | 0 | 0 | 0 | 0 | 0 | 0 | 0 | 0 | 0 | 0 | 0 | 0 | 0 |  | 0 | 7.2 | 0 | 0 | 0 | 7.2 | 0 | 0 | 0 | 1.2 | 0 | 0 | 0 | 0 | 0 | 0 | 0 | 0 | 0 | 0 | 0 | 0 | 0 | 0 | 0 | 0 | 0 | 0 | 0 | 0 | 0 | 0 | 0 | 0
552 | 5 | 52 | 8 | 4 |  | Education - Community College |  | Education - Community College - Kitchen and Food Preparation | Education - Community College | Kitchen and Food Preparation | Education - Community College - Kitchen and Food Preparation |  | Education - Community College | Education - Community College - Kitchen and Food Preparation | ComCollege Kitchen (in session) | all | Open | 169 | 169 | 0.018749 | 1.5036 | 1.5036 | 1.5036 | 1.5036 | 1.4151 | 1.4151 | 1.4151 | 0 | 0 | 0 | 0 | 0 | 0 | 0 | 57.407 | 57.407 | 57.407 | 57.407 | 54.0301 | 54.0301 | 54.0301 | 0.024431 | 0.024431 | 0.024431 | 0.024431 | 0.022994 | 0.022994 | 0.022994 | 0 | 0 | 0 | 0 | 0 | 0 | 0 | 0 | 0 | 0 | 0 | 0 | 0 | 0 | 0.86667 | 0.86667 | 0.86667 | 0.86667 | 0.86667 | 0.86667 | 0.86667 | 0.79843 | 0.79843 | 0.79959 | 0.80594 | 0.80642 | 0.80223 | 0.80223 | 0.14227 | 0.14227 | 0.14227 | 0.14227 | 0.1339 | 0.1339 | 0.1339 | 0 | 0 | 0 | 0 | 0 | 0 | 0 | 4.5947 | 4.5947 | 4.5947 | 4.5947 | 4.3245 | 4.3245 | 4.3245 | 0.0023339 | 0.0023339 | 0.0023339 | 0.0023339 | 0.0021966 | 0.0021966 | 0.0021966 | 0 | 0 | 0 | 0 | 0 | 0 | 0 | 0 | 0 | 0 | 0 | 0 | 0 | 0 | 0.875 | 0.875 | 0.875 | 0.875 | 0.875 | 0.875 | 0.875 | 0.6247 | 0.6247 | 0.62755 | 0.6472 | 0.64803 | 0.63695 | 0.63695 | ComCollege Kitchen (in session) ILit all | ComCollege Kitchen (in session) ILit all | 3592 | 10 | 90 | ComCollege Kitchen (in session) ILit2 all | ComCollege Kitchen (in session) ILit2 all | ComCollege Kitchen (in session) ILit2 All | 3835 | 10 | 87.5 | 3592 | 12.05 | 0.86667 | 0.1 | 0.1 | 0.1 | 0.1 | 0.3 | 0.4 | 0.55 | 0.8 | 0.8 | 0.9 | 0.9 | 0.9 | 0.9 | 0.9 | 0.9 | 0.9 | 0.8 | 0.6 | 0.4 | 0.3 | 0.1 | 0.1 | 0.1 | 0.1 | 10.1931 | 0.875 | 0.1 | 0.1 | 0.1 | 0.1 | 0.1 | 0.27222 | 0.27222 | 0.44444 | 0.875 | 0.875 | 0.875 | 0.875 | 0.875 | 0.875 | 0.875 | 0.875 | 0.875 | 0.22917 | 0.1 | 0.1 | 0.1 | 0.1 | 0.1 | 0.1 | 0 | 0 | 0 | 0 | 0.25 | 0.375 | 0.5625 | 0.875 | 0.875 | 1 | 1 | 1 | 1 | 1 | 1 | 1 | 0.875 | 0.625 | 0.375 | 0.25 | 0 | 0 | 0 | 0 | 0 | 0 | 0 | 0 | 0 | 0.22222 | 0.22222 | 0.44444 | 1 | 1 | 1 | 1 | 1 | 1 | 1 | 1 | 1 | 0.16667 | 0 | 0 | 0 | 0 | 0 | 0 | 16 | 0.66337 | 0.20792 | 0.079208 | 0.049505 | 0.76136 | 0.12492 | 0.0035215 | 0.0035215 | 0.0035215 | 0.0035215 | 0.0033143 | 0.0033143 | 0.0033143 | Education - Community College | 0.094749 | 0.094749 | 0.094081 | 0.096971 | 0.097113 | 0.0956 | 0.0956 | Education - Community College - Kitchen and Food Preparation - all | 16 | 7 | 21 | 1782.95 | 253.5 | 1782.95 | 253.5 | 0 | 0 | 10.55 | 1.5 | 0 | 0 | 0 | 0 | 0 | 0 | 0 | 0 | 0.55 | 0.8 | 0.8 | 0.9 | 0.9 | 0.9 | 0.9 | 0.9 | 0.9 | 0.9 | 0.8 | 0.6 | 0.4 | 0.3 | 0 | 0 | 0 | 0 |  | 1524.5208 | 198.1056 | 1524.5208 | 198.1056 | 0 | 0 | 9.0208 | 1.1722 | 0 | 0 | 0 | 0 | 0 | 0 | 0 | 0 | 0.27222 | 0.44444 | 0.875 | 0.875 | 0.875 | 0.875 | 0.875 | 0.875 | 0.875 | 0.875 | 0.875 | 0.22917 | 0.1 | 0.1 | 0 | 0 | 0 | 0
553 | 5 | 53 | 5 | 5 |  |  |  |  | Education - Community College | Kitchen and Food Preparation | Education - Community College - Kitchen and Food Preparation | (break) | Education - Community College (break) | Education - Community College - Kitchen and Food Preparation (break) | ComCollege Kitchen (break) | Sat | Closed | 12 | 12 | 0.018749 | 1.5036 | 1.5036 | 1.5036 | 1.5036 | 1.4151 | 1.4151 | 1.4151 | 0 | 0 | 0 | 0 | 0 | 0 | 0 | 0.28415 | 0.28415 | 0.28415 | 0.28415 | 0.26744 | 0.26744 | 0.26744 | 0 | 0 | 0 | 0 | 0 | 0 | 0 | 0 | 0 | 0 | 0 | 0 | 0 | 0 | 0 | 0 | 0 | 0 | 0 | 0 | 0 | 0 | 0 | 0 | 0 | 0 | 0 | 0 | 0 | 0 | 0 | 0 | 0 | 0 | 0 | 0.14227 | 0.14227 | 0.14227 | 0.14227 | 0.1339 | 0.1339 | 0.1339 | 0 | 0 | 0 | 0 | 0 | 0 | 0 | 0.026886 | 0.026886 | 0.026886 | 0.026886 | 0.025305 | 0.025305 | 0.025305 | 0 | 0 | 0 | 0 | 0 | 0 | 0 | 0 | 0 | 0 | 0 | 0 | 0 | 0 | 0 | 0 | 0 | 0 | 0 | 0 | 0 | 0 | 0 | 0 | 0 | 0 | 0 | 0 | 0 | 0 | 0 | 0 | 0 | 0 | 0 | ComCollege Kitchen (break) ILit Cls | ComCollege Kitchen (break) ILit Cls | 2 | 3.5 | 3.5 | ComCollege Kitchen (break) ILit2 Cls | ComCollege Kitchen (break) ILit Cls | ComCollege Kitchen (break) ILit Cls | 2 | 3.5 | 3.5 | 2 | 0.84 | 0.035 | 0.035 | 0.035 | 0.035 | 0.035 | 0.035 | 0.035 | 0.035 | 0.035 | 0.035 | 0.035 | 0.035 | 0.035 | 0.035 | 0.035 | 0.035 | 0.035 | 0.035 | 0.035 | 0.035 | 0.035 | 0.035 | 0.035 | 0.035 | 0.035 | 0.84 | 0.035 | 0.035 | 0.035 | 0.035 | 0.035 | 0.035 | 0.035 | 0.035 | 0.035 | 0.035 | 0.035 | 0.035 | 0.035 | 0.035 | 0.035 | 0.035 | 0.035 | 0.035 | 0.035 | 0.035 | 0.035 | 0.035 | 0.035 | 0.035 | 0.035 | 0 | 0 | 0 | 0 | 0 | 0 | 0 | 0 | 0 | 0 | 0 | 0 | 0 | 0 | 0 | 0 | 0 | 0 | 0 | 0 | 0 | 0 | 0 | 0 | 0 | 0 | 0 | 0 | 0 | 0 | 0 | 0 | 0 | 0 | 0 | 0 | 0 | 0 | 0 | 0 | 0 | 0 | 0 | 0 | 0 | 0 | 0 | 0 | 16 | 0.66337 | 0.20792 | 0.079208 | 0.049505 | 0.76136 | 0 | 0 | 0 | 0 | 0 | 0 | 0 | 0 |  | 0.0025764 | 0.0025764 | 0.0025432 | 0.0026301 | 0.0026318 | 0.0026225 | 0.0026225 | Education - Community College - Kitchen and Food Preparation - (break) - Sat | 10 | 9 | 14 | 0 | 10.08 | 0 | 0 | 0 | 10.08 | 0 | 0 | 0 | 0.84 | 0 | 0 | 0 | 0 | 0 | 0 | 0 | 0 | 0 | 0 | 0 | 0 | 0 | 0 | 0 | 0 | 0 | 0 | 0 | 0 | 0 | 0 | 0 | 0 |  | 0 | 10.08 | 0 | 0 | 0 | 10.08 | 0 | 0 | 0 | 0.84 | 0 | 0 | 0 | 0 | 0 | 0 | 0 | 0 | 0 | 0 | 0 | 0 | 0 | 0 | 0 | 0 | 0 | 0 | 0 | 0 | 0 | 0 | 0 | 0
554 | 5 | 54 | 6 | 6 |  |  |  |  | Education - Community College | Kitchen and Food Preparation | Education - Community College - Kitchen and Food Preparation | (break) | Education - Community College (break) | Education - Community College - Kitchen and Food Preparation (break) | ComCollege Kitchen (break) | Sun | Closed | 12 | 12 | 0.018749 | 1.5036 | 1.5036 | 1.5036 | 1.5036 | 1.4151 | 1.4151 | 1.4151 | 0 | 0 | 0 | 0 | 0 | 0 | 0 | 0.28415 | 0.28415 | 0.28415 | 0.28415 | 0.26744 | 0.26744 | 0.26744 | 0 | 0 | 0 | 0 | 0 | 0 | 0 | 0 | 0 | 0 | 0 | 0 | 0 | 0 | 0 | 0 | 0 | 0 | 0 | 0 | 0 | 0 | 0 | 0 | 0 | 0 | 0 | 0 | 0 | 0 | 0 | 0 | 0 | 0 | 0 | 0.14227 | 0.14227 | 0.14227 | 0.14227 | 0.1339 | 0.1339 | 0.1339 | 0 | 0 | 0 | 0 | 0 | 0 | 0 | 0.026886 | 0.026886 | 0.026886 | 0.026886 | 0.025305 | 0.025305 | 0.025305 | 0 | 0 | 0 | 0 | 0 | 0 | 0 | 0 | 0 | 0 | 0 | 0 | 0 | 0 | 0 | 0 | 0 | 0 | 0 | 0 | 0 | 0 | 0 | 0 | 0 | 0 | 0 | 0 | 0 | 0 | 0 | 0 | 0 | 0 | 0 | ComCollege Kitchen (break) ILit Cls | ComCollege Kitchen (break) ILit Cls | 2 | 3.5 | 3.5 | ComCollege Kitchen (break) ILit2 Cls | ComCollege Kitchen (break) ILit Cls | ComCollege Kitchen (break) ILit Cls | 2 | 3.5 | 3.5 | 2 | 0.84 | 0.035 | 0.035 | 0.035 | 0.035 | 0.035 | 0.035 | 0.035 | 0.035 | 0.035 | 0.035 | 0.035 | 0.035 | 0.035 | 0.035 | 0.035 | 0.035 | 0.035 | 0.035 | 0.035 | 0.035 | 0.035 | 0.035 | 0.035 | 0.035 | 0.035 | 0.84 | 0.035 | 0.035 | 0.035 | 0.035 | 0.035 | 0.035 | 0.035 | 0.035 | 0.035 | 0.035 | 0.035 | 0.035 | 0.035 | 0.035 | 0.035 | 0.035 | 0.035 | 0.035 | 0.035 | 0.035 | 0.035 | 0.035 | 0.035 | 0.035 | 0.035 | 0 | 0 | 0 | 0 | 0 | 0 | 0 | 0 | 0 | 0 | 0 | 0 | 0 | 0 | 0 | 0 | 0 | 0 | 0 | 0 | 0 | 0 | 0 | 0 | 0 | 0 | 0 | 0 | 0 | 0 | 0 | 0 | 0 | 0 | 0 | 0 | 0 | 0 | 0 | 0 | 0 | 0 | 0 | 0 | 0 | 0 | 0 | 0 | 16 | 0.66337 | 0.20792 | 0.079208 | 0.049505 | 0.76136 | 0 | 0 | 0 | 0 | 0 | 0 | 0 | 0 |  | 0.0025764 | 0.0025764 | 0.0025432 | 0.0026301 | 0.0026318 | 0.0026225 | 0.0026225 | Education - Community College - Kitchen and Food Preparation - (break) - Sun | 12 | 9 | 14 | 0 | 10.08 | 0 | 0 | 0 | 10.08 | 0 | 0 | 0 | 0.84 | 0 | 0 | 0 | 0 | 0 | 0 | 0 | 0 | 0 | 0 | 0 | 0 | 0 | 0 | 0 | 0 | 0 | 0 | 0 | 0 | 0 | 0 | 0 | 0 |  | 0 | 10.08 | 0 | 0 | 0 | 10.08 | 0 | 0 | 0 | 0.84 | 0 | 0 | 0 | 0 | 0 | 0 | 0 | 0 | 0 | 0 | 0 | 0 | 0 | 0 | 0 | 0 | 0 | 0 | 0 | 0 | 0 | 0 | 0 | 0
555 | 5 | 55 | 7 | 7 |  |  |  |  | Education - Community College | Kitchen and Food Preparation | Education - Community College - Kitchen and Food Preparation | (break) | Education - Community College (break) | Education - Community College - Kitchen and Food Preparation (break) | ComCollege Kitchen (break) | Hol | Closed | 3 | 3 | 0.018749 | 1.5036 | 1.5036 | 1.5036 | 1.5036 | 1.4151 | 1.4151 | 1.4151 | 0 | 0 | 0 | 0 | 0 | 0 | 0 | 0.071038 | 0.071038 | 0.071038 | 0.071038 | 0.066859 | 0.066859 | 0.066859 | 0 | 0 | 0 | 0 | 0 | 0 | 0 | 0 | 0 | 0 | 0 | 0 | 0 | 0 | 0 | 0 | 0 | 0 | 0 | 0 | 0 | 0 | 0 | 0 | 0 | 0 | 0 | 0 | 0 | 0 | 0 | 0 | 0 | 0 | 0 | 0.14227 | 0.14227 | 0.14227 | 0.14227 | 0.1339 | 0.1339 | 0.1339 | 0 | 0 | 0 | 0 | 0 | 0 | 0 | 0.0067216 | 0.0067216 | 0.0067216 | 0.0067216 | 0.0063262 | 0.0063262 | 0.0063262 | 0 | 0 | 0 | 0 | 0 | 0 | 0 | 0 | 0 | 0 | 0 | 0 | 0 | 0 | 0 | 0 | 0 | 0 | 0 | 0 | 0 | 0 | 0 | 0 | 0 | 0 | 0 | 0 | 0 | 0 | 0 | 0 | 0 | 0 | 0 | ComCollege Kitchen (break) ILit Cls | ComCollege Kitchen (break) ILit Cls | 2 | 3.5 | 3.5 | ComCollege Kitchen (break) ILit2 Cls | ComCollege Kitchen (break) ILit Cls | ComCollege Kitchen (break) ILit Cls | 2 | 3.5 | 3.5 | 2 | 0.84 | 0.035 | 0.035 | 0.035 | 0.035 | 0.035 | 0.035 | 0.035 | 0.035 | 0.035 | 0.035 | 0.035 | 0.035 | 0.035 | 0.035 | 0.035 | 0.035 | 0.035 | 0.035 | 0.035 | 0.035 | 0.035 | 0.035 | 0.035 | 0.035 | 0.035 | 0.84 | 0.035 | 0.035 | 0.035 | 0.035 | 0.035 | 0.035 | 0.035 | 0.035 | 0.035 | 0.035 | 0.035 | 0.035 | 0.035 | 0.035 | 0.035 | 0.035 | 0.035 | 0.035 | 0.035 | 0.035 | 0.035 | 0.035 | 0.035 | 0.035 | 0.035 | 0 | 0 | 0 | 0 | 0 | 0 | 0 | 0 | 0 | 0 | 0 | 0 | 0 | 0 | 0 | 0 | 0 | 0 | 0 | 0 | 0 | 0 | 0 | 0 | 0 | 0 | 0 | 0 | 0 | 0 | 0 | 0 | 0 | 0 | 0 | 0 | 0 | 0 | 0 | 0 | 0 | 0 | 0 | 0 | 0 | 0 | 0 | 0 | 16 | 0.66337 | 0.20792 | 0.079208 | 0.049505 | 0.76136 | 0 | 0 | 0 | 0 | 0 | 0 | 0 | 0 |  | 0.0025764 | 0.0025764 | 0.0025432 | 0.0026301 | 0.0026318 | 0.0026225 | 0.0026225 | Education - Community College - Kitchen and Food Preparation - (break) - Hol | 14 | 9 | 14 | 0 | 2.52 | 0 | 0 | 0 | 2.52 | 0 | 0 | 0 | 0.84 | 0 | 0 | 0 | 0 | 0 | 0 | 0 | 0 | 0 | 0 | 0 | 0 | 0 | 0 | 0 | 0 | 0 | 0 | 0 | 0 | 0 | 0 | 0 | 0 |  | 0 | 2.52 | 0 | 0 | 0 | 2.52 | 0 | 0 | 0 | 0.84 | 0 | 0 | 0 | 0 | 0 | 0 | 0 | 0 | 0 | 0 | 0 | 0 | 0 | 0 | 0 | 0 | 0 | 0 | 0 | 0 | 0 | 0 | 0 | 0
556 | 5 | 56 | 8 | 8 |  | Education - Community College (break) |  | Education - Community College - Kitchen and Food Preparation (break) | Education - Community College | Kitchen and Food Preparation | Education - Community College - Kitchen and Food Preparation | (break) | Education - Community College (break) | Education - Community College - Kitchen and Food Preparation (break) | ComCollege Kitchen (break) | all | Closed | 38 | 38 | 0.018749 | 1.5036 | 1.5036 | 1.5036 | 1.5036 | 1.4151 | 1.4151 | 1.4151 | 0 | 0 | 0 | 0 | 0 | 0 | 0 | 0.89982 | 0.89982 | 0.89982 | 0.89982 | 0.84689 | 0.84689 | 0.84689 | 0.00098664 | 0.00098664 | 0.00098664 | 0.00098664 | 0.0009286 | 0.0009286 | 0.0009286 | 0 | 0 | 0 | 0 | 0 | 0 | 0 | 0 | 0 | 0 | 0 | 0 | 0 | 0 | 0.035 | 0.035 | 0.035 | 0.035 | 0.035 | 0.035 | 0.035 | 0.021581 | 0.021581 | 0.021501 | 0.021742 | 0.02174 | 0.021845 | 0.021845 | 0.14227 | 0.14227 | 0.14227 | 0.14227 | 0.1339 | 0.1339 | 0.1339 | 0 | 0 | 0 | 0 | 0 | 0 | 0 | 0.08514 | 0.08514 | 0.08514 | 0.08514 | 0.080132 | 0.080132 | 0.080132 | 9.3355e-05 | 9.3355e-05 | 9.3355e-05 | 9.3355e-05 | 8.7864e-05 | 8.7864e-05 | 8.7864e-05 | 0 | 0 | 0 | 0 | 0 | 0 | 0 | 0 | 0 | 0 | 0 | 0 | 0 | 0 | 0.035 | 0.035 | 0.035 | 0.035 | 0.035 | 0.035 | 0.035 | 0.021581 | 0.021581 | 0.021501 | 0.021742 | 0.02174 | 0.021845 | 0.021845 | ComCollege Kitchen (break) ILit Cls | ComCollege Kitchen (break) ILit Cls | 2 | 3.5 | 3.5 | ComCollege Kitchen (break) ILit2 Cls | ComCollege Kitchen (break) ILit Cls | ComCollege Kitchen (break) ILit Cls | 2 | 3.5 | 3.5 | 2 | 0.84 | 0.035 | 0.035 | 0.035 | 0.035 | 0.035 | 0.035 | 0.035 | 0.035 | 0.035 | 0.035 | 0.035 | 0.035 | 0.035 | 0.035 | 0.035 | 0.035 | 0.035 | 0.035 | 0.035 | 0.035 | 0.035 | 0.035 | 0.035 | 0.035 | 0.035 | 0.84 | 0.035 | 0.035 | 0.035 | 0.035 | 0.035 | 0.035 | 0.035 | 0.035 | 0.035 | 0.035 | 0.035 | 0.035 | 0.035 | 0.035 | 0.035 | 0.035 | 0.035 | 0.035 | 0.035 | 0.035 | 0.035 | 0.035 | 0.035 | 0.035 | 0.035 | 0 | 0 | 0 | 0 | 0 | 0 | 0 | 0 | 0 | 0 | 0 | 0 | 0 | 0 | 0 | 0 | 0 | 0 | 0 | 0 | 0 | 0 | 0 | 0 | 0 | 0 | 0 | 0 | 0 | 0 | 0 | 0 | 0 | 0 | 0 | 0 | 0 | 0 | 0 | 0 | 0 | 0 | 0 | 0 | 0 | 0 | 0 | 0 | 16 | 0.66337 | 0.20792 | 0.079208 | 0.049505 | 0.76136 | 0.0050448 | 0.00014221 | 0.00014221 | 0.00014221 | 0.00014221 | 0.00013385 | 0.00013385 | 0.00013385 | Education - Community College (break) | 0.0025764 | 0.0025764 | 0.0025432 | 0.0026301 | 0.0026318 | 0.0026225 | 0.0026225 | Education - Community College - Kitchen and Food Preparation - (break) - all | 16 | 9 | 17 | 0 | 31.92 | 0 | 31.92 | 0 | 0 | 0 | 0.84 | 0 | 0 | 0 | 0 | 0 | 0 | 0 | 0 | 0 | 0 | 0 | 0 | 0 | 0 | 0 | 0 | 0 | 0 | 0 | 0 | 0 | 0 | 0 | 0 | 0 | 0 |  | 0 | 31.92 | 0 | 31.92 | 0 | 0 | 0 | 0.84 | 0 | 0 | 0 | 0 | 0 | 0 | 0 | 0 | 0 | 0 | 0 | 0 | 0 | 0 | 0 | 0 | 0 | 0 | 0 | 0 | 0 | 0 | 0 | 0 | 0 | 0
557 | 5 | 57 | 5 | 9 |  |  |  |  | Education - Community College | Kitchen and Food Preparation | Education - Community College - Kitchen and Food Preparation | (summer) | Education - Community College (summer) | Education - Community College - Kitchen and Food Preparation (summer) | ComCollege Kitchen (summer) | Sat | Open | 8 | 8 | 0.018749 | 1.5036 | 1.5036 | 1.5036 | 1.5036 | 1.4151 | 1.4151 | 1.4151 | 0 | 0 | 0 | 0 | 0 | 0 | 0 | 0.91139 | 0.91139 | 0.91139 | 0.91139 | 0.85778 | 0.85778 | 0.85778 | 0 | 0 | 0 | 0 | 0 | 0 | 0 | 0 | 0 | 0 | 0 | 0 | 0 | 0 | 0 | 0 | 0 | 0 | 0 | 0 | 0 | 0 | 0 | 0 | 0 | 0 | 0 | 0 | 0 | 0 | 0 | 0 | 0 | 0 | 0 | 0.14227 | 0.14227 | 0.14227 | 0.14227 | 0.1339 | 0.1339 | 0.1339 | 0 | 0 | 0 | 0 | 0 | 0 | 0 | 0.086235 | 0.086235 | 0.086235 | 0.086235 | 0.081162 | 0.081162 | 0.081162 | 0 | 0 | 0 | 0 | 0 | 0 | 0 | 0 | 0 | 0 | 0 | 0 | 0 | 0 | 0 | 0 | 0 | 0 | 0 | 0 | 0 | 0 | 0 | 0 | 0 | 0 | 0 | 0 | 0 | 0 | 0 | 0 | 0 | 0 | 0 | ComCollege Kitchen (summer) ILit Sat | ComCollege Kitchen (summer) ILit all | 3624 | 10 | 28.125 | ComCollege Kitchen (summer) ILit2 Sat | ComCollege Kitchen (summer) ILit2 Sat | ComCollege Kitchen (summer) ILit2 All | 3846 | 10 | 28.125 | 3624 | 4.0413 | 0.2309 | 0.1 | 0.1 | 0.1 | 0.1 | 0.1 | 0.14028 | 0.14028 | 0.18056 | 0.28125 | 0.28125 | 0.28125 | 0.28125 | 0.28125 | 0.28125 | 0.28125 | 0.28125 | 0.13021 | 0.1 | 0.1 | 0.1 | 0.1 | 0.1 | 0.1 | 0.1 | 4.0413 | 0.2309 | 0.1 | 0.1 | 0.1 | 0.1 | 0.1 | 0.14028 | 0.14028 | 0.18056 | 0.28125 | 0.28125 | 0.28125 | 0.28125 | 0.28125 | 0.28125 | 0.28125 | 0.28125 | 0.13021 | 0.1 | 0.1 | 0.1 | 0.1 | 0.1 | 0.1 | 0.1 | 0 | 0 | 0 | 0 | 0 | 0.22222 | 0.22222 | 0.44444 | 1 | 1 | 1 | 1 | 1 | 1 | 1 | 1 | 0.16667 | 0 | 0 | 0 | 0 | 0 | 0 | 0 | 0 | 0 | 0 | 0 | 0 | 0.22222 | 0.22222 | 0.44444 | 1 | 1 | 1 | 1 | 1 | 1 | 1 | 1 | 0.16667 | 0 | 0 | 0 | 0 | 0 | 0 | 0 | 16 | 0.66337 | 0.20792 | 0.079208 | 0.049505 | 0.76136 | 0 | 0 | 0 | 0 | 0 | 0 | 0 | 0 |  | 0.057234 | 0.057234 | 0.05679 | 0.058591 | 0.058583 | 0.057841 | 0.057841 | Education - Community College - Kitchen and Food Preparation - (summer) - Sat | 10 | 7 | 16 | 18.3167 | 14.0139 | 0 | 0 | 18.3167 | 14.0139 | 0 | 0 | 2.2896 | 1.7517 | 0 | 0 | 0 | 0 | 0 | 0 | 0.14028 | 0.18056 | 0.28125 | 0.28125 | 0.28125 | 0.28125 | 0.28125 | 0.28125 | 0.28125 | 0 | 0 | 0 | 0 | 0 | 0 | 0 | 0 | 0 |  | 18.3167 | 14.0139 | 0 | 0 | 18.3167 | 14.0139 | 0 | 0 | 2.2896 | 1.7517 | 0 | 0 | 0 | 0 | 0 | 0 | 0.14028 | 0.18056 | 0.28125 | 0.28125 | 0.28125 | 0.28125 | 0.28125 | 0.28125 | 0.28125 | 0 | 0 | 0 | 0 | 0 | 0 | 0 | 0 | 0
558 | 5 | 58 | 6 | 10 |  |  |  |  | Education - Community College | Kitchen and Food Preparation | Education - Community College - Kitchen and Food Preparation | (summer) | Education - Community College (summer) | Education - Community College - Kitchen and Food Preparation (summer) | ComCollege Kitchen (summer) | Sun | Closed | 8 | 8 | 0.018749 | 1.5036 | 1.5036 | 1.5036 | 1.5036 | 1.4151 | 1.4151 | 1.4151 | 0 | 0 | 0 | 0 | 0 | 0 | 0 | 0.18944 | 0.18944 | 0.18944 | 0.18944 | 0.17829 | 0.17829 | 0.17829 | 0 | 0 | 0 | 0 | 0 | 0 | 0 | 0 | 0 | 0 | 0 | 0 | 0 | 0 | 0 | 0 | 0 | 0 | 0 | 0 | 0 | 0 | 0 | 0 | 0 | 0 | 0 | 0 | 0 | 0 | 0 | 0 | 0 | 0 | 0 | 0.14227 | 0.14227 | 0.14227 | 0.14227 | 0.1339 | 0.1339 | 0.1339 | 0 | 0 | 0 | 0 | 0 | 0 | 0 | 0.017924 | 0.017924 | 0.017924 | 0.017924 | 0.01687 | 0.01687 | 0.01687 | 0 | 0 | 0 | 0 | 0 | 0 | 0 | 0 | 0 | 0 | 0 | 0 | 0 | 0 | 0 | 0 | 0 | 0 | 0 | 0 | 0 | 0 | 0 | 0 | 0 | 0 | 0 | 0 | 0 | 0 | 0 | 0 | 0 | 0 | 0 | ComCollege Kitchen (summer) ILit Cls | ComCollege Kitchen (summer) ILit Cls | 2 | 3.5 | 3.5 | ComCollege Kitchen (summer) ILit2 Cls | ComCollege Kitchen (summer) ILit Cls | ComCollege Kitchen (summer) ILit Cls | 2 | 3.5 | 3.5 | 2 | 0.84 | 0.035 | 0.035 | 0.035 | 0.035 | 0.035 | 0.035 | 0.035 | 0.035 | 0.035 | 0.035 | 0.035 | 0.035 | 0.035 | 0.035 | 0.035 | 0.035 | 0.035 | 0.035 | 0.035 | 0.035 | 0.035 | 0.035 | 0.035 | 0.035 | 0.035 | 0.84 | 0.035 | 0.035 | 0.035 | 0.035 | 0.035 | 0.035 | 0.035 | 0.035 | 0.035 | 0.035 | 0.035 | 0.035 | 0.035 | 0.035 | 0.035 | 0.035 | 0.035 | 0.035 | 0.035 | 0.035 | 0.035 | 0.035 | 0.035 | 0.035 | 0.035 | 0 | 0 | 0 | 0 | 0 | 0 | 0 | 0 | 0 | 0 | 0 | 0 | 0 | 0 | 0 | 0 | 0 | 0 | 0 | 0 | 0 | 0 | 0 | 0 | 0 | 0 | 0 | 0 | 0 | 0 | 0 | 0 | 0 | 0 | 0 | 0 | 0 | 0 | 0 | 0 | 0 | 0 | 0 | 0 | 0 | 0 | 0 | 0 | 16 | 0.66337 | 0.20792 | 0.079208 | 0.049505 | 0.76136 | 0 | 0 | 0 | 0 | 0 | 0 | 0 | 0 |  | 0.057234 | 0.057234 | 0.05679 | 0.058591 | 0.058583 | 0.057841 | 0.057841 | Education - Community College - Kitchen and Food Preparation - (summer) - Sun | 12 | 8 | 15 | 0 | 6.72 | 0 | 0 | 0 | 6.72 | 0 | 0 | 0 | 0.84 | 0 | 0 | 0 | 0 | 0 | 0 | 0 | 0 | 0 | 0 | 0 | 0 | 0 | 0 | 0 | 0 | 0 | 0 | 0 | 0 | 0 | 0 | 0 | 0 |  | 0 | 6.72 | 0 | 0 | 0 | 6.72 | 0 | 0 | 0 | 0.84 | 0 | 0 | 0 | 0 | 0 | 0 | 0 | 0 | 0 | 0 | 0 | 0 | 0 | 0 | 0 | 0 | 0 | 0 | 0 | 0 | 0 | 0 | 0 | 0
559 | 5 | 59 | 7 | 11 |  |  |  |  | Education - Community College | Kitchen and Food Preparation | Education - Community College - Kitchen and Food Preparation | (summer) | Education - Community College (summer) | Education - Community College - Kitchen and Food Preparation (summer) | ComCollege Kitchen (summer) | Hol | Closed | 1 | 1 | 0.018749 | 1.5036 | 1.5036 | 1.5036 | 1.5036 | 1.4151 | 1.4151 | 1.4151 | 0 | 0 | 0 | 0 | 0 | 0 | 0 | 0.023679 | 0.023679 | 0.023679 | 0.023679 | 0.022286 | 0.022286 | 0.022286 | 0 | 0 | 0 | 0 | 0 | 0 | 0 | 0 | 0 | 0 | 0 | 0 | 0 | 0 | 0 | 0 | 0 | 0 | 0 | 0 | 0 | 0 | 0 | 0 | 0 | 0 | 0 | 0 | 0 | 0 | 0 | 0 | 0 | 0 | 0 | 0.14227 | 0.14227 | 0.14227 | 0.14227 | 0.1339 | 0.1339 | 0.1339 | 0 | 0 | 0 | 0 | 0 | 0 | 0 | 0.0022405 | 0.0022405 | 0.0022405 | 0.0022405 | 0.0021087 | 0.0021087 | 0.0021087 | 0 | 0 | 0 | 0 | 0 | 0 | 0 | 0 | 0 | 0 | 0 | 0 | 0 | 0 | 0 | 0 | 0 | 0 | 0 | 0 | 0 | 0 | 0 | 0 | 0 | 0 | 0 | 0 | 0 | 0 | 0 | 0 | 0 | 0 | 0 | ComCollege Kitchen (summer) ILit Cls | ComCollege Kitchen (summer) ILit Cls | 2 | 3.5 | 3.5 | ComCollege Kitchen (summer) ILit2 Cls | ComCollege Kitchen (summer) ILit Cls | ComCollege Kitchen (summer) ILit Cls | 2 | 3.5 | 3.5 | 2 | 0.84 | 0.035 | 0.035 | 0.035 | 0.035 | 0.035 | 0.035 | 0.035 | 0.035 | 0.035 | 0.035 | 0.035 | 0.035 | 0.035 | 0.035 | 0.035 | 0.035 | 0.035 | 0.035 | 0.035 | 0.035 | 0.035 | 0.035 | 0.035 | 0.035 | 0.035 | 0.84 | 0.035 | 0.035 | 0.035 | 0.035 | 0.035 | 0.035 | 0.035 | 0.035 | 0.035 | 0.035 | 0.035 | 0.035 | 0.035 | 0.035 | 0.035 | 0.035 | 0.035 | 0.035 | 0.035 | 0.035 | 0.035 | 0.035 | 0.035 | 0.035 | 0.035 | 0 | 0 | 0 | 0 | 0 | 0 | 0 | 0 | 0 | 0 | 0 | 0 | 0 | 0 | 0 | 0 | 0 | 0 | 0 | 0 | 0 | 0 | 0 | 0 | 0 | 0 | 0 | 0 | 0 | 0 | 0 | 0 | 0 | 0 | 0 | 0 | 0 | 0 | 0 | 0 | 0 | 0 | 0 | 0 | 0 | 0 | 0 | 0 | 16 | 0.66337 | 0.20792 | 0.079208 | 0.049505 | 0.76136 | 0 | 0 | 0 | 0 | 0 | 0 | 0 | 0 |  | 0.057234 | 0.057234 | 0.05679 | 0.058591 | 0.058583 | 0.057841 | 0.057841 | Education - Community College - Kitchen and Food Preparation - (summer) - Hol | 14 | 8 | 15 | 0 | 0.84 | 0 | 0 | 0 | 0.84 | 0 | 0 | 0 | 0.84 | 0 | 0 | 0 | 0 | 0 | 0 | 0 | 0 | 0 | 0 | 0 | 0 | 0 | 0 | 0 | 0 | 0 | 0 | 0 | 0 | 0 | 0 | 0 | 0 |  | 0 | 0.84 | 0 | 0 | 0 | 0.84 | 0 | 0 | 0 | 0.84 | 0 | 0 | 0 | 0 | 0 | 0 | 0 | 0 | 0 | 0 | 0 | 0 | 0 | 0 | 0 | 0 | 0 | 0 | 0 | 0 | 0 | 0 | 0 | 0
560 | 5 | 60 | 8 | 12 |  | Education - Community College (summer) | Education - Community College - Kitchen and Food Preparation | Education - Community College - Kitchen and Food Preparation (summer) | Education - Community College | Kitchen and Food Preparation | Education - Community College - Kitchen and Food Preparation | (summer) | Education - Community College (summer) | Education - Community College - Kitchen and Food Preparation (summer) | ComCollege Kitchen (summer) | all | Open | 44 | 44 | 0.018749 | 1.5036 | 1.5036 | 1.5036 | 1.5036 | 1.4151 | 1.4151 | 1.4151 | 0.02819 | 0.02819 | 0.02819 | 0.02819 | 0.026532 | 0.026532 | 0.026532 | 9.3066 | 9.3066 | 9.3066 | 9.3066 | 8.7591 | 8.7591 | 8.7591 | 0.016914 | 0.016914 | 0.016914 | 0.016914 | 0.015919 | 0.015919 | 0.015919 | 2802.2802 | 2802.2802 | 2802.2802 | 2802.2802 | 2802.2802 | 2802.2802 | 2802.2802 | 0 | 0 | 0 | 0 | 0 | 0 | 0 | 0.6 | 0.6 | 0.6 | 0.6 | 0.6 | 0.6 | 0.6 | 0.48219 | 0.48219 | 0.48261 | 0.487 | 0.48644 | 0.48513 | 0.48513 | 0.14227 | 0.14227 | 0.14227 | 0.14227 | 0.1339 | 0.1339 | 0.1339 | 0.0026673 | 0.0026673 | 0.0026673 | 0.0026673 | 0.0025104 | 0.0025104 | 0.0025104 | 0.82748 | 0.82748 | 0.82748 | 0.82748 | 0.7788 | 0.7788 | 0.7788 | 0.0015004 | 0.0015004 | 0.0015004 | 0.0015004 | 0.0014121 | 0.0014121 | 0.0014121 | 2394.6364 | 2394.6364 | 2394.6364 | 2394.6364 | 2394.6364 | 2394.6364 | 2394.6364 | 0 | 0 | 0 | 0 | 0 | 0 | 0 | 0.5625 | 0.5625 | 0.5625 | 0.5625 | 0.5625 | 0.5625 | 0.5625 | 0.41671 | 0.41671 | 0.41709 | 0.42237 | 0.42032 | 0.42002 | 0.42002 | ComCollege Kitchen (summer) ILit all | ComCollege Kitchen (summer) ILit all | 3623 | 10 | 60 | ComCollege Kitchen (summer) ILit2 all | ComCollege Kitchen (summer) ILit2 all | ComCollege Kitchen (summer) ILit2 All | 3845 | 10 | 56.25 | 3623 | 7.5032 | 0.6 | 0.1 | 0.1 | 0.1 | 0.1 | 0.1 | 0.22698 | 0.22698 | 0.35397 | 0.6 | 0.6 | 0.6 | 0.6 | 0.6 | 0.6 | 0.6 | 0.6 | 0.6 | 0.19524 | 0.1 | 0.1 | 0.1 | 0.1 | 0.1 | 0.1 | 7.0507 | 0.5625 | 0.1 | 0.1 | 0.1 | 0.1 | 0.1 | 0.20278 | 0.20278 | 0.30556 | 0.5625 | 0.5625 | 0.5625 | 0.5625 | 0.5625 | 0.5625 | 0.5625 | 0.5625 | 0.5625 | 0.17708 | 0.1 | 0.1 | 0.1 | 0.1 | 0.1 | 0.1 | 0 | 0 | 0 | 0 | 0 | 0.25397 | 0.25397 | 0.50794 | 1 | 1 | 1 | 1 | 1 | 1 | 1 | 1 | 1 | 0.19048 | 0 | 0 | 0 | 0 | 0 | 0 | 0 | 0 | 0 | 0 | 0 | 0.22222 | 0.22222 | 0.44444 | 1 | 1 | 1 | 1 | 1 | 1 | 1 | 1 | 1 | 0.16667 | 0 | 0 | 0 | 0 | 0 | 0 | 16 | 0.66337 | 0.20792 | 0.079208 | 0.049505 | 0.76136 | 0.086483 | 0.0024379 | 0.0024379 | 0.0024379 | 0.0024379 | 0.0022945 | 0.0022945 | 0.0022945 | Education - Community College (summer) | 0.057234 | 0.057234 | 0.05679 | 0.058591 | 0.058583 | 0.057841 | 0.057841 | Education - Community College - Kitchen and Food Preparation - (summer) - all | 16 | 7 | 21 | 280.5524 | 49.5873 | 280.5524 | 49.5873 | 0 | 0 | 6.3762 | 1.127 | 0 | 0 | 0 | 0 | 0 | 0 | 0 | 0 | 0.22698 | 0.35397 | 0.6 | 0.6 | 0.6 | 0.6 | 0.6 | 0.6 | 0.6 | 0.6 | 0.6 | 0.19524 | 0.1 | 0.1 | 0 | 0 | 0 | 0 |  | 261.7083 | 48.5222 | 261.7083 | 48.5222 | 0 | 0 | 5.9479 | 1.1028 | 0 | 0 | 0 | 0 | 0 | 0 | 0 | 0 | 0.20278 | 0.30556 | 0.5625 | 0.5625 | 0.5625 | 0.5625 | 0.5625 | 0.5625 | 0.5625 | 0.5625 | 0.5625 | 0.17708 | 0.1 | 0.1 | 0 | 0 | 0 | 0
561 | 5 | 61 | 5 | 1 |  |  |  |  | Education - Community College | Office (General) | Education - Community College - Office (General) |  | Education - Community College | Education - Community College - Office (General) | ComCollege Office (in session) | Sat | Open | 32 | 32 | 0.23406 | 1.1498 | 1.1498 | 1.1498 | 1.1498 | 1.1498 | 0.92867 | 0.92867 | 0 | 0 | 0 | 0 | 0 | 0 | 0 | 64.3005 | 64.3005 | 64.3005 | 64.3005 | 64.3005 | 51.935 | 51.935 | 0 | 0 | 0 | 0 | 0 | 0 | 0 | 0 | 0 | 0 | 0 | 0 | 0 | 0 | 0 | 0 | 0 | 0 | 0 | 0 | 0 | 0 | 0 | 0 | 0 | 0 | 0 | 0 | 0 | 0 | 0 | 0 | 0 | 0 | 0 | 0.10879 | 0.10879 | 0.10879 | 0.10879 | 0.10879 | 0.08787 | 0.08787 | 0 | 0 | 0 | 0 | 0 | 0 | 0 | 4.6717 | 4.6717 | 4.6717 | 4.6717 | 4.6717 | 3.7733 | 3.7733 | 0 | 0 | 0 | 0 | 0 | 0 | 0 | 0 | 0 | 0 | 0 | 0 | 0 | 0 | 0 | 0 | 0 | 0 | 0 | 0 | 0 | 0 | 0 | 0 | 0 | 0 | 0 | 0 | 0 | 0 | 0 | 0 | 0 | 0 | 0 | ComCollege Office (in session) ILit Sat | ComCollege Office (in session) ILit all | 3582 | 10 | 70 | ComCollege Office (in session) ILit2 Sat | ComCollege Office (in session) ILit2 Sat | ComCollege Office (in session) ILit2 All | 3832 | 10 | 50 | 3582 | 7.4667 | 0.5963 | 0.1 | 0.1 | 0.1 | 0.1 | 0.1 | 0.1 | 0.24444 | 0.24444 | 0.38889 | 0.7 | 0.7 | 0.7 | 0.7 | 0.7 | 0.7 | 0.7 | 0.38889 | 0.1 | 0.1 | 0.1 | 0.1 | 0.1 | 0.1 | 0.1 | 5.7333 | 0.42593 | 0.1 | 0.1 | 0.1 | 0.1 | 0.1 | 0.1 | 0.18889 | 0.18889 | 0.27778 | 0.5 | 0.5 | 0.5 | 0.5 | 0.5 | 0.5 | 0.5 | 0.27778 | 0.1 | 0.1 | 0.1 | 0.1 | 0.1 | 0.1 | 0.1 | 0 | 0 | 0 | 0 | 0 | 0 | 0.24074 | 0.24074 | 0.48148 | 1 | 1 | 1 | 1 | 1 | 1 | 1 | 0.48148 | 0 | 0 | 0 | 0 | 0 | 0 | 0 | 0 | 0 | 0 | 0 | 0 | 0 | 0.22222 | 0.22222 | 0.44444 | 1 | 1 | 1 | 1 | 1 | 1 | 1 | 0.44444 | 0 | 0 | 0 | 0 | 0 | 0 | 0 | 16 | 0.66337 | 0.20792 | 0.079208 | 0.049505 | 0.76136 | 0 | 0 | 0 | 0 | 0 | 0 | 0 | 0 |  | 0.094749 | 0.094749 | 0.094081 | 0.096971 | 0.097113 | 0.0956 | 0.0956 | Education - Community College - Office (General) - Sat | 10 | 7 | 16 | 162.4889 | 76.4444 | 0 | 0 | 162.4889 | 76.4444 | 0 | 0 | 5.0778 | 2.3889 | 0 | 0 | 0 | 0 | 0 | 0 | 0.24444 | 0.24444 | 0.38889 | 0.7 | 0.7 | 0.7 | 0.7 | 0.7 | 0.7 | 0 | 0 | 0 | 0 | 0 | 0 | 0 | 0 | 0 |  | 116.9778 | 66.4889 | 0 | 0 | 116.9778 | 66.4889 | 0 | 0 | 3.6556 | 2.0778 | 0 | 0 | 0 | 0 | 0 | 0 | 0.18889 | 0.18889 | 0.27778 | 0.5 | 0.5 | 0.5 | 0.5 | 0.5 | 0.5 | 0 | 0 | 0 | 0 | 0 | 0 | 0 | 0 | 0
562 | 5 | 62 | 6 | 2 |  |  |  |  | Education - Community College | Office (General) | Education - Community College - Office (General) |  | Education - Community College | Education - Community College - Office (General) | ComCollege Office (in session) | Sun | Closed | 32 | 32 | 0.23406 | 1.1498 | 1.1498 | 1.1498 | 1.1498 | 1.1498 | 0.92867 | 0.92867 | 0 | 0 | 0 | 0 | 0 | 0 | 0 | 10.334 | 10.334 | 10.334 | 10.334 | 10.334 | 8.3467 | 8.3467 | 0 | 0 | 0 | 0 | 0 | 0 | 0 | 0 | 0 | 0 | 0 | 0 | 0 | 0 | 0 | 0 | 0 | 0 | 0 | 0 | 0 | 0 | 0 | 0 | 0 | 0 | 0 | 0 | 0 | 0 | 0 | 0 | 0 | 0 | 0 | 0.10879 | 0.10879 | 0.10879 | 0.10879 | 0.10879 | 0.08787 | 0.08787 | 0 | 0 | 0 | 0 | 0 | 0 | 0 | 0.9778 | 0.9778 | 0.9778 | 0.9778 | 0.9778 | 0.78976 | 0.78976 | 0 | 0 | 0 | 0 | 0 | 0 | 0 | 0 | 0 | 0 | 0 | 0 | 0 | 0 | 0 | 0 | 0 | 0 | 0 | 0 | 0 | 0 | 0 | 0 | 0 | 0 | 0 | 0 | 0 | 0 | 0 | 0 | 0 | 0 | 0 | ComCollege Office (in session) ILit Cls | ComCollege Office (in session) ILit Cls | 2 | 5 | 5 | ComCollege Office (in session) ILit2 Cls | ComCollege Office (in session) ILit Cls | ComCollege Office (in session) ILit Cls | 2 | 5 | 5 | 2 | 1.2 | 0.05 | 0.05 | 0.05 | 0.05 | 0.05 | 0.05 | 0.05 | 0.05 | 0.05 | 0.05 | 0.05 | 0.05 | 0.05 | 0.05 | 0.05 | 0.05 | 0.05 | 0.05 | 0.05 | 0.05 | 0.05 | 0.05 | 0.05 | 0.05 | 0.05 | 1.2 | 0.05 | 0.05 | 0.05 | 0.05 | 0.05 | 0.05 | 0.05 | 0.05 | 0.05 | 0.05 | 0.05 | 0.05 | 0.05 | 0.05 | 0.05 | 0.05 | 0.05 | 0.05 | 0.05 | 0.05 | 0.05 | 0.05 | 0.05 | 0.05 | 0.05 | 0 | 0 | 0 | 0 | 0 | 0 | 0 | 0 | 0 | 0 | 0 | 0 | 0 | 0 | 0 | 0 | 0 | 0 | 0 | 0 | 0 | 0 | 0 | 0 | 0 | 0 | 0 | 0 | 0 | 0 | 0 | 0 | 0 | 0 | 0 | 0 | 0 | 0 | 0 | 0 | 0 | 0 | 0 | 0 | 0 | 0 | 0 | 0 | 16 | 0.66337 | 0.20792 | 0.079208 | 0.049505 | 0.76136 | 0 | 0 | 0 | 0 | 0 | 0 | 0 | 0 |  | 0.094749 | 0.094749 | 0.094081 | 0.096971 | 0.097113 | 0.0956 | 0.0956 | Education - Community College - Office (General) - Sun | 12 | 8 | 15 | 0 | 38.4 | 0 | 0 | 0 | 38.4 | 0 | 0 | 0 | 1.2 | 0 | 0 | 0 | 0 | 0 | 0 | 0 | 0 | 0 | 0 | 0 | 0 | 0 | 0 | 0 | 0 | 0 | 0 | 0 | 0 | 0 | 0 | 0 | 0 |  | 0 | 38.4 | 0 | 0 | 0 | 38.4 | 0 | 0 | 0 | 1.2 | 0 | 0 | 0 | 0 | 0 | 0 | 0 | 0 | 0 | 0 | 0 | 0 | 0 | 0 | 0 | 0 | 0 | 0 | 0 | 0 | 0 | 0 | 0 | 0
563 | 5 | 63 | 7 | 3 |  |  |  |  | Education - Community College | Office (General) | Education - Community College - Office (General) |  | Education - Community College | Education - Community College - Office (General) | ComCollege Office (in session) | Hol | Closed | 6 | 6 | 0.23406 | 1.1498 | 1.1498 | 1.1498 | 1.1498 | 1.1498 | 0.92867 | 0.92867 | 0 | 0 | 0 | 0 | 0 | 0 | 0 | 1.9376 | 1.9376 | 1.9376 | 1.9376 | 1.9376 | 1.565 | 1.565 | 0 | 0 | 0 | 0 | 0 | 0 | 0 | 0 | 0 | 0 | 0 | 0 | 0 | 0 | 0 | 0 | 0 | 0 | 0 | 0 | 0 | 0 | 0 | 0 | 0 | 0 | 0 | 0 | 0 | 0 | 0 | 0 | 0 | 0 | 0 | 0.10879 | 0.10879 | 0.10879 | 0.10879 | 0.10879 | 0.08787 | 0.08787 | 0 | 0 | 0 | 0 | 0 | 0 | 0 | 0.18334 | 0.18334 | 0.18334 | 0.18334 | 0.18334 | 0.14808 | 0.14808 | 0 | 0 | 0 | 0 | 0 | 0 | 0 | 0 | 0 | 0 | 0 | 0 | 0 | 0 | 0 | 0 | 0 | 0 | 0 | 0 | 0 | 0 | 0 | 0 | 0 | 0 | 0 | 0 | 0 | 0 | 0 | 0 | 0 | 0 | 0 | ComCollege Office (in session) ILit Cls | ComCollege Office (in session) ILit Cls | 2 | 5 | 5 | ComCollege Office (in session) ILit2 Cls | ComCollege Office (in session) ILit Cls | ComCollege Office (in session) ILit Cls | 2 | 5 | 5 | 2 | 1.2 | 0.05 | 0.05 | 0.05 | 0.05 | 0.05 | 0.05 | 0.05 | 0.05 | 0.05 | 0.05 | 0.05 | 0.05 | 0.05 | 0.05 | 0.05 | 0.05 | 0.05 | 0.05 | 0.05 | 0.05 | 0.05 | 0.05 | 0.05 | 0.05 | 0.05 | 1.2 | 0.05 | 0.05 | 0.05 | 0.05 | 0.05 | 0.05 | 0.05 | 0.05 | 0.05 | 0.05 | 0.05 | 0.05 | 0.05 | 0.05 | 0.05 | 0.05 | 0.05 | 0.05 | 0.05 | 0.05 | 0.05 | 0.05 | 0.05 | 0.05 | 0.05 | 0 | 0 | 0 | 0 | 0 | 0 | 0 | 0 | 0 | 0 | 0 | 0 | 0 | 0 | 0 | 0 | 0 | 0 | 0 | 0 | 0 | 0 | 0 | 0 | 0 | 0 | 0 | 0 | 0 | 0 | 0 | 0 | 0 | 0 | 0 | 0 | 0 | 0 | 0 | 0 | 0 | 0 | 0 | 0 | 0 | 0 | 0 | 0 | 16 | 0.66337 | 0.20792 | 0.079208 | 0.049505 | 0.76136 | 0 | 0 | 0 | 0 | 0 | 0 | 0 | 0 |  | 0.094749 | 0.094749 | 0.094081 | 0.096971 | 0.097113 | 0.0956 | 0.0956 | Education - Community College - Office (General) - Hol | 14 | 8 | 15 | 0 | 7.2 | 0 | 0 | 0 | 7.2 | 0 | 0 | 0 | 1.2 | 0 | 0 | 0 | 0 | 0 | 0 | 0 | 0 | 0 | 0 | 0 | 0 | 0 | 0 | 0 | 0 | 0 | 0 | 0 | 0 | 0 | 0 | 0 | 0 |  | 0 | 7.2 | 0 | 0 | 0 | 7.2 | 0 | 0 | 0 | 1.2 | 0 | 0 | 0 | 0 | 0 | 0 | 0 | 0 | 0 | 0 | 0 | 0 | 0 | 0 | 0 | 0 | 0 | 0 | 0 | 0 | 0 | 0 | 0 | 0
564 | 5 | 64 | 8 | 4 |  | Education - Community College |  | Education - Community College - Office (General) | Education - Community College | Office (General) | Education - Community College - Office (General) |  | Education - Community College | Education - Community College - Office (General) | ComCollege Office (in session) | all | Open | 169 | 169 | 0.23406 | 1.1498 | 1.1498 | 1.1498 | 1.1498 | 1.1498 | 0.92867 | 0.92867 | 0 | 0 | 0 | 0 | 0 | 0 | 0 | 479.818 | 479.818 | 479.818 | 479.818 | 479.818 | 387.5453 | 387.5453 | 0.2422 | 0.2422 | 0.2422 | 0.2422 | 0.2422 | 0.19563 | 0.19563 | 0 | 0 | 0 | 0 | 0 | 0 | 0 | 0 | 0 | 0 | 0 | 0 | 0 | 0 | 0.9 | 0.9 | 0.9 | 0.9 | 0.9 | 0.9 | 0.9 | 0.79843 | 0.79843 | 0.79959 | 0.80594 | 0.80642 | 0.80223 | 0.80223 | 0.10879 | 0.10879 | 0.10879 | 0.10879 | 0.10879 | 0.08787 | 0.08787 | 0 | 0 | 0 | 0 | 0 | 0 | 0 | 44.9458 | 44.9458 | 44.9458 | 44.9458 | 44.9458 | 36.3024 | 36.3024 | 0.022917 | 0.022917 | 0.022917 | 0.022917 | 0.022917 | 0.01851 | 0.01851 | 0 | 0 | 0 | 0 | 0 | 0 | 0 | 0 | 0 | 0 | 0 | 0 | 0 | 0 | 0.9 | 0.9 | 0.9 | 0.9 | 0.9 | 0.9 | 0.9 | 0.6247 | 0.6247 | 0.62755 | 0.6472 | 0.64803 | 0.63695 | 0.63695 | ComCollege Office (in session) ILit all | ComCollege Office (in session) ILit all | 3581 | 10 | 90 | ComCollege Office (in session) ILit2 all | ComCollege Office (in session) ILit2 all | ComCollege Office (in session) ILit2 All | 3831 | 10 | 90 | 3581 | 10.55 | 0.9 | 0.1 | 0.1 | 0.1 | 0.1 | 0.1 | 0.3 | 0.3 | 0.5 | 0.9 | 0.9 | 0.9 | 0.9 | 0.9 | 0.9 | 0.9 | 0.9 | 0.9 | 0.25 | 0.1 | 0.1 | 0.1 | 0.1 | 0.1 | 0.1 | 10.4444 | 0.9 | 0.1 | 0.1 | 0.1 | 0.1 | 0.1 | 0.27778 | 0.27778 | 0.45556 | 0.9 | 0.9 | 0.9 | 0.9 | 0.9 | 0.9 | 0.9 | 0.9 | 0.9 | 0.23333 | 0.1 | 0.1 | 0.1 | 0.1 | 0.1 | 0.1 | 0 | 0 | 0 | 0 | 0 | 0.25 | 0.25 | 0.5 | 1 | 1 | 1 | 1 | 1 | 1 | 1 | 1 | 1 | 0.1875 | 0 | 0 | 0 | 0 | 0 | 0 | 0 | 0 | 0 | 0 | 0 | 0.22222 | 0.22222 | 0.44444 | 1 | 1 | 1 | 1 | 1 | 1 | 1 | 1 | 1 | 0.16667 | 0 | 0 | 0 | 0 | 0 | 0 | 16 | 0.66337 | 0.20792 | 0.079208 | 0.049505 | 0.76136 | 0.12653 | 0.034051 | 0.034051 | 0.034051 | 0.034051 | 0.034051 | 0.027503 | 0.027503 | Education - Community College | 0.094749 | 0.094749 | 0.094081 | 0.096971 | 0.097113 | 0.0956 | 0.0956 | Education - Community College - Office (General) - all | 16 | 7 | 21 | 1580.15 | 202.8 | 1580.15 | 202.8 | 0 | 0 | 9.35 | 1.2 | 0 | 0 | 0 | 0 | 0 | 0 | 0 | 0 | 0.3 | 0.5 | 0.9 | 0.9 | 0.9 | 0.9 | 0.9 | 0.9 | 0.9 | 0.9 | 0.9 | 0.25 | 0.1 | 0.1 | 0 | 0 | 0 | 0 |  | 1566.0667 | 199.0444 | 1566.0667 | 199.0444 | 0 | 0 | 9.2667 | 1.1778 | 0 | 0 | 0 | 0 | 0 | 0 | 0 | 0 | 0.27778 | 0.45556 | 0.9 | 0.9 | 0.9 | 0.9 | 0.9 | 0.9 | 0.9 | 0.9 | 0.9 | 0.23333 | 0.1 | 0.1 | 0 | 0 | 0 | 0
565 | 5 | 65 | 5 | 5 |  |  |  |  | Education - Community College | Office (General) | Education - Community College - Office (General) | (break) | Education - Community College (break) | Education - Community College - Office (General) (break) | ComCollege Office (break) | Sat | Closed | 12 | 12 | 0.23406 | 1.1498 | 1.1498 | 1.1498 | 1.1498 | 1.1498 | 0.92867 | 0.92867 | 0 | 0 | 0 | 0 | 0 | 0 | 0 | 1.5501 | 1.5501 | 1.5501 | 1.5501 | 1.5501 | 1.252 | 1.252 | 0 | 0 | 0 | 0 | 0 | 0 | 0 | 0 | 0 | 0 | 0 | 0 | 0 | 0 | 0 | 0 | 0 | 0 | 0 | 0 | 0 | 0 | 0 | 0 | 0 | 0 | 0 | 0 | 0 | 0 | 0 | 0 | 0 | 0 | 0 | 0.10879 | 0.10879 | 0.10879 | 0.10879 | 0.10879 | 0.08787 | 0.08787 | 0 | 0 | 0 | 0 | 0 | 0 | 0 | 0.14667 | 0.14667 | 0.14667 | 0.14667 | 0.14667 | 0.11846 | 0.11846 | 0 | 0 | 0 | 0 | 0 | 0 | 0 | 0 | 0 | 0 | 0 | 0 | 0 | 0 | 0 | 0 | 0 | 0 | 0 | 0 | 0 | 0 | 0 | 0 | 0 | 0 | 0 | 0 | 0 | 0 | 0 | 0 | 0 | 0 | 0 | ComCollege Office (break) ILit Cls | ComCollege Office (break) ILit Cls | 2 | 2 | 2 | ComCollege Office (break) ILit2 Cls | ComCollege Office (break) ILit Cls | ComCollege Office (break) ILit Cls | 2 | 2 | 2 | 2 | 0.48 | 0.02 | 0.02 | 0.02 | 0.02 | 0.02 | 0.02 | 0.02 | 0.02 | 0.02 | 0.02 | 0.02 | 0.02 | 0.02 | 0.02 | 0.02 | 0.02 | 0.02 | 0.02 | 0.02 | 0.02 | 0.02 | 0.02 | 0.02 | 0.02 | 0.02 | 0.48 | 0.02 | 0.02 | 0.02 | 0.02 | 0.02 | 0.02 | 0.02 | 0.02 | 0.02 | 0.02 | 0.02 | 0.02 | 0.02 | 0.02 | 0.02 | 0.02 | 0.02 | 0.02 | 0.02 | 0.02 | 0.02 | 0.02 | 0.02 | 0.02 | 0.02 | 0 | 0 | 0 | 0 | 0 | 0 | 0 | 0 | 0 | 0 | 0 | 0 | 0 | 0 | 0 | 0 | 0 | 0 | 0 | 0 | 0 | 0 | 0 | 0 | 0 | 0 | 0 | 0 | 0 | 0 | 0 | 0 | 0 | 0 | 0 | 0 | 0 | 0 | 0 | 0 | 0 | 0 | 0 | 0 | 0 | 0 | 0 | 0 | 16 | 0.66337 | 0.20792 | 0.079208 | 0.049505 | 0.76136 | 0 | 0 | 0 | 0 | 0 | 0 | 0 | 0 |  | 0.0025764 | 0.0025764 | 0.0025432 | 0.0026301 | 0.0026318 | 0.0026225 | 0.0026225 | Education - Community College - Office (General) - (break) - Sat | 10 | 9 | 14 | 0 | 5.76 | 0 | 0 | 0 | 5.76 | 0 | 0 | 0 | 0.48 | 0 | 0 | 0 | 0 | 0 | 0 | 0 | 0 | 0 | 0 | 0 | 0 | 0 | 0 | 0 | 0 | 0 | 0 | 0 | 0 | 0 | 0 | 0 | 0 |  | 0 | 5.76 | 0 | 0 | 0 | 5.76 | 0 | 0 | 0 | 0.48 | 0 | 0 | 0 | 0 | 0 | 0 | 0 | 0 | 0 | 0 | 0 | 0 | 0 | 0 | 0 | 0 | 0 | 0 | 0 | 0 | 0 | 0 | 0 | 0
566 | 5 | 66 | 6 | 6 |  |  |  |  | Education - Community College | Office (General) | Education - Community College - Office (General) | (break) | Education - Community College (break) | Education - Community College - Office (General) (break) | ComCollege Office (break) | Sun | Closed | 12 | 12 | 0.23406 | 1.1498 | 1.1498 | 1.1498 | 1.1498 | 1.1498 | 0.92867 | 0.92867 | 0 | 0 | 0 | 0 | 0 | 0 | 0 | 1.5501 | 1.5501 | 1.5501 | 1.5501 | 1.5501 | 1.252 | 1.252 | 0 | 0 | 0 | 0 | 0 | 0 | 0 | 0 | 0 | 0 | 0 | 0 | 0 | 0 | 0 | 0 | 0 | 0 | 0 | 0 | 0 | 0 | 0 | 0 | 0 | 0 | 0 | 0 | 0 | 0 | 0 | 0 | 0 | 0 | 0 | 0.10879 | 0.10879 | 0.10879 | 0.10879 | 0.10879 | 0.08787 | 0.08787 | 0 | 0 | 0 | 0 | 0 | 0 | 0 | 0.14667 | 0.14667 | 0.14667 | 0.14667 | 0.14667 | 0.11846 | 0.11846 | 0 | 0 | 0 | 0 | 0 | 0 | 0 | 0 | 0 | 0 | 0 | 0 | 0 | 0 | 0 | 0 | 0 | 0 | 0 | 0 | 0 | 0 | 0 | 0 | 0 | 0 | 0 | 0 | 0 | 0 | 0 | 0 | 0 | 0 | 0 | ComCollege Office (break) ILit Cls | ComCollege Office (break) ILit Cls | 2 | 2 | 2 | ComCollege Office (break) ILit2 Cls | ComCollege Office (break) ILit Cls | ComCollege Office (break) ILit Cls | 2 | 2 | 2 | 2 | 0.48 | 0.02 | 0.02 | 0.02 | 0.02 | 0.02 | 0.02 | 0.02 | 0.02 | 0.02 | 0.02 | 0.02 | 0.02 | 0.02 | 0.02 | 0.02 | 0.02 | 0.02 | 0.02 | 0.02 | 0.02 | 0.02 | 0.02 | 0.02 | 0.02 | 0.02 | 0.48 | 0.02 | 0.02 | 0.02 | 0.02 | 0.02 | 0.02 | 0.02 | 0.02 | 0.02 | 0.02 | 0.02 | 0.02 | 0.02 | 0.02 | 0.02 | 0.02 | 0.02 | 0.02 | 0.02 | 0.02 | 0.02 | 0.02 | 0.02 | 0.02 | 0.02 | 0 | 0 | 0 | 0 | 0 | 0 | 0 | 0 | 0 | 0 | 0 | 0 | 0 | 0 | 0 | 0 | 0 | 0 | 0 | 0 | 0 | 0 | 0 | 0 | 0 | 0 | 0 | 0 | 0 | 0 | 0 | 0 | 0 | 0 | 0 | 0 | 0 | 0 | 0 | 0 | 0 | 0 | 0 | 0 | 0 | 0 | 0 | 0 | 16 | 0.66337 | 0.20792 | 0.079208 | 0.049505 | 0.76136 | 0 | 0 | 0 | 0 | 0 | 0 | 0 | 0 |  | 0.0025764 | 0.0025764 | 0.0025432 | 0.0026301 | 0.0026318 | 0.0026225 | 0.0026225 | Education - Community College - Office (General) - (break) - Sun | 12 | 9 | 14 | 0 | 5.76 | 0 | 0 | 0 | 5.76 | 0 | 0 | 0 | 0.48 | 0 | 0 | 0 | 0 | 0 | 0 | 0 | 0 | 0 | 0 | 0 | 0 | 0 | 0 | 0 | 0 | 0 | 0 | 0 | 0 | 0 | 0 | 0 | 0 |  | 0 | 5.76 | 0 | 0 | 0 | 5.76 | 0 | 0 | 0 | 0.48 | 0 | 0 | 0 | 0 | 0 | 0 | 0 | 0 | 0 | 0 | 0 | 0 | 0 | 0 | 0 | 0 | 0 | 0 | 0 | 0 | 0 | 0 | 0 | 0
567 | 5 | 67 | 7 | 7 |  |  |  |  | Education - Community College | Office (General) | Education - Community College - Office (General) | (break) | Education - Community College (break) | Education - Community College - Office (General) (break) | ComCollege Office (break) | Hol | Closed | 3 | 3 | 0.23406 | 1.1498 | 1.1498 | 1.1498 | 1.1498 | 1.1498 | 0.92867 | 0.92867 | 0 | 0 | 0 | 0 | 0 | 0 | 0 | 0.38753 | 0.38753 | 0.38753 | 0.38753 | 0.38753 | 0.313 | 0.313 | 0 | 0 | 0 | 0 | 0 | 0 | 0 | 0 | 0 | 0 | 0 | 0 | 0 | 0 | 0 | 0 | 0 | 0 | 0 | 0 | 0 | 0 | 0 | 0 | 0 | 0 | 0 | 0 | 0 | 0 | 0 | 0 | 0 | 0 | 0 | 0.10879 | 0.10879 | 0.10879 | 0.10879 | 0.10879 | 0.08787 | 0.08787 | 0 | 0 | 0 | 0 | 0 | 0 | 0 | 0.036667 | 0.036667 | 0.036667 | 0.036667 | 0.036667 | 0.029616 | 0.029616 | 0 | 0 | 0 | 0 | 0 | 0 | 0 | 0 | 0 | 0 | 0 | 0 | 0 | 0 | 0 | 0 | 0 | 0 | 0 | 0 | 0 | 0 | 0 | 0 | 0 | 0 | 0 | 0 | 0 | 0 | 0 | 0 | 0 | 0 | 0 | ComCollege Office (break) ILit Cls | ComCollege Office (break) ILit Cls | 2 | 2 | 2 | ComCollege Office (break) ILit2 Cls | ComCollege Office (break) ILit Cls | ComCollege Office (break) ILit Cls | 2 | 2 | 2 | 2 | 0.48 | 0.02 | 0.02 | 0.02 | 0.02 | 0.02 | 0.02 | 0.02 | 0.02 | 0.02 | 0.02 | 0.02 | 0.02 | 0.02 | 0.02 | 0.02 | 0.02 | 0.02 | 0.02 | 0.02 | 0.02 | 0.02 | 0.02 | 0.02 | 0.02 | 0.02 | 0.48 | 0.02 | 0.02 | 0.02 | 0.02 | 0.02 | 0.02 | 0.02 | 0.02 | 0.02 | 0.02 | 0.02 | 0.02 | 0.02 | 0.02 | 0.02 | 0.02 | 0.02 | 0.02 | 0.02 | 0.02 | 0.02 | 0.02 | 0.02 | 0.02 | 0.02 | 0 | 0 | 0 | 0 | 0 | 0 | 0 | 0 | 0 | 0 | 0 | 0 | 0 | 0 | 0 | 0 | 0 | 0 | 0 | 0 | 0 | 0 | 0 | 0 | 0 | 0 | 0 | 0 | 0 | 0 | 0 | 0 | 0 | 0 | 0 | 0 | 0 | 0 | 0 | 0 | 0 | 0 | 0 | 0 | 0 | 0 | 0 | 0 | 16 | 0.66337 | 0.20792 | 0.079208 | 0.049505 | 0.76136 | 0 | 0 | 0 | 0 | 0 | 0 | 0 | 0 |  | 0.0025764 | 0.0025764 | 0.0025432 | 0.0026301 | 0.0026318 | 0.0026225 | 0.0026225 | Education - Community College - Office (General) - (break) - Hol | 14 | 9 | 14 | 0 | 1.44 | 0 | 0 | 0 | 1.44 | 0 | 0 | 0 | 0.48 | 0 | 0 | 0 | 0 | 0 | 0 | 0 | 0 | 0 | 0 | 0 | 0 | 0 | 0 | 0 | 0 | 0 | 0 | 0 | 0 | 0 | 0 | 0 | 0 |  | 0 | 1.44 | 0 | 0 | 0 | 1.44 | 0 | 0 | 0 | 0.48 | 0 | 0 | 0 | 0 | 0 | 0 | 0 | 0 | 0 | 0 | 0 | 0 | 0 | 0 | 0 | 0 | 0 | 0 | 0 | 0 | 0 | 0 | 0 | 0
568 | 5 | 68 | 8 | 8 |  | Education - Community College (break) |  | Education - Community College - Office (General) (break) | Education - Community College | Office (General) | Education - Community College - Office (General) | (break) | Education - Community College (break) | Education - Community College - Office (General) (break) | ComCollege Office (break) | all | Closed | 38 | 38 | 0.23406 | 1.1498 | 1.1498 | 1.1498 | 1.1498 | 1.1498 | 0.92867 | 0.92867 | 0 | 0 | 0 | 0 | 0 | 0 | 0 | 4.9087 | 4.9087 | 4.9087 | 4.9087 | 4.9087 | 3.9647 | 3.9647 | 0.0053823 | 0.0053823 | 0.0053823 | 0.0053823 | 0.0053823 | 0.0043472 | 0.0043472 | 0 | 0 | 0 | 0 | 0 | 0 | 0 | 0 | 0 | 0 | 0 | 0 | 0 | 0 | 0.02 | 0.02 | 0.02 | 0.02 | 0.02 | 0.02 | 0.02 | 0.021581 | 0.021581 | 0.021501 | 0.021742 | 0.02174 | 0.021845 | 0.021845 | 0.10879 | 0.10879 | 0.10879 | 0.10879 | 0.10879 | 0.08787 | 0.08787 | 0 | 0 | 0 | 0 | 0 | 0 | 0 | 0.46445 | 0.46445 | 0.46445 | 0.46445 | 0.46445 | 0.37514 | 0.37514 | 0.00050927 | 0.00050927 | 0.00050927 | 0.00050927 | 0.00050927 | 0.00041133 | 0.00041133 | 0 | 0 | 0 | 0 | 0 | 0 | 0 | 0 | 0 | 0 | 0 | 0 | 0 | 0 | 0.02 | 0.02 | 0.02 | 0.02 | 0.02 | 0.02 | 0.02 | 0.021581 | 0.021581 | 0.021501 | 0.021742 | 0.02174 | 0.021845 | 0.021845 | ComCollege Office (break) ILit Cls | ComCollege Office (break) ILit Cls | 2 | 2 | 2 | ComCollege Office (break) ILit2 Cls | ComCollege Office (break) ILit Cls | ComCollege Office (break) ILit Cls | 2 | 2 | 2 | 2 | 0.48 | 0.02 | 0.02 | 0.02 | 0.02 | 0.02 | 0.02 | 0.02 | 0.02 | 0.02 | 0.02 | 0.02 | 0.02 | 0.02 | 0.02 | 0.02 | 0.02 | 0.02 | 0.02 | 0.02 | 0.02 | 0.02 | 0.02 | 0.02 | 0.02 | 0.02 | 0.48 | 0.02 | 0.02 | 0.02 | 0.02 | 0.02 | 0.02 | 0.02 | 0.02 | 0.02 | 0.02 | 0.02 | 0.02 | 0.02 | 0.02 | 0.02 | 0.02 | 0.02 | 0.02 | 0.02 | 0.02 | 0.02 | 0.02 | 0.02 | 0.02 | 0.02 | 0 | 0 | 0 | 0 | 0 | 0 | 0 | 0 | 0 | 0 | 0 | 0 | 0 | 0 | 0 | 0 | 0 | 0 | 0 | 0 | 0 | 0 | 0 | 0 | 0 | 0 | 0 | 0 | 0 | 0 | 0 | 0 | 0 | 0 | 0 | 0 | 0 | 0 | 0 | 0 | 0 | 0 | 0 | 0 | 0 | 0 | 0 | 0 | 16 | 0.66337 | 0.20792 | 0.079208 | 0.049505 | 0.76136 | 0.0028118 | 0.00075669 | 0.00075669 | 0.00075669 | 0.00075669 | 0.00075669 | 0.00061117 | 0.00061117 | Education - Community College (break) | 0.0025764 | 0.0025764 | 0.0025432 | 0.0026301 | 0.0026318 | 0.0026225 | 0.0026225 | Education - Community College - Office (General) - (break) - all | 16 | 9 | 17 | 0 | 18.24 | 0 | 18.24 | 0 | 0 | 0 | 0.48 | 0 | 0 | 0 | 0 | 0 | 0 | 0 | 0 | 0 | 0 | 0 | 0 | 0 | 0 | 0 | 0 | 0 | 0 | 0 | 0 | 0 | 0 | 0 | 0 | 0 | 0 |  | 0 | 18.24 | 0 | 18.24 | 0 | 0 | 0 | 0.48 | 0 | 0 | 0 | 0 | 0 | 0 | 0 | 0 | 0 | 0 | 0 | 0 | 0 | 0 | 0 | 0 | 0 | 0 | 0 | 0 | 0 | 0 | 0 | 0 | 0 | 0
569 | 5 | 69 | 5 | 9 |  |  |  |  | Education - Community College | Office (General) | Education - Community College - Office (General) | (summer) | Education - Community College (summer) | Education - Community College - Office (General) (summer) | ComCollege Office (summer) | Sat | Open | 8 | 8 | 0.23406 | 1.1498 | 1.1498 | 1.1498 | 1.1498 | 1.1498 | 0.92867 | 0.92867 | 0 | 0 | 0 | 0 | 0 | 0 | 0 | 8.0286 | 8.0286 | 8.0286 | 8.0286 | 8.0286 | 6.4846 | 6.4846 | 0 | 0 | 0 | 0 | 0 | 0 | 0 | 0 | 0 | 0 | 0 | 0 | 0 | 0 | 0 | 0 | 0 | 0 | 0 | 0 | 0 | 0 | 0 | 0 | 0 | 0 | 0 | 0 | 0 | 0 | 0 | 0 | 0 | 0 | 0 | 0.10879 | 0.10879 | 0.10879 | 0.10879 | 0.10879 | 0.08787 | 0.08787 | 0 | 0 | 0 | 0 | 0 | 0 | 0 | 0.75966 | 0.75966 | 0.75966 | 0.75966 | 0.75966 | 0.61357 | 0.61357 | 0 | 0 | 0 | 0 | 0 | 0 | 0 | 0 | 0 | 0 | 0 | 0 | 0 | 0 | 0 | 0 | 0 | 0 | 0 | 0 | 0 | 0 | 0 | 0 | 0 | 0 | 0 | 0 | 0 | 0 | 0 | 0 | 0 | 0 | 0 | ComCollege Office (summer) ILit Sat | ComCollege Office (summer) ILit all | 3612 | 10 | 28.125 | ComCollege Office (summer) ILit2 Sat | ComCollege Office (summer) ILit2 Sat | ComCollege Office (summer) ILit2 All | 3842 | 10 | 28.125 | 3612 | 3.7292 | 0.18727 | 0.1 | 0.1 | 0.1 | 0.1 | 0.1 | 0.1 | 0.14028 | 0.14028 | 0.18056 | 0.28125 | 0.28125 | 0.28125 | 0.28125 | 0.28125 | 0.28125 | 0.18056 | 0.1 | 0.1 | 0.1 | 0.1 | 0.1 | 0.1 | 0.1 | 0.1 | 3.7292 | 0.18727 | 0.1 | 0.1 | 0.1 | 0.1 | 0.1 | 0.1 | 0.14028 | 0.14028 | 0.18056 | 0.28125 | 0.28125 | 0.28125 | 0.28125 | 0.28125 | 0.28125 | 0.18056 | 0.1 | 0.1 | 0.1 | 0.1 | 0.1 | 0.1 | 0.1 | 0.1 | 0 | 0 | 0 | 0 | 0 | 0 | 0.22222 | 0.22222 | 0.44444 | 1 | 1 | 1 | 1 | 1 | 1 | 0.44444 | 0 | 0 | 0 | 0 | 0 | 0 | 0 | 0 | 0 | 0 | 0 | 0 | 0 | 0 | 0.22222 | 0.22222 | 0.44444 | 1 | 1 | 1 | 1 | 1 | 1 | 0.44444 | 0 | 0 | 0 | 0 | 0 | 0 | 0 | 0 | 16 | 0.66337 | 0.20792 | 0.079208 | 0.049505 | 0.76136 | 0 | 0 | 0 | 0 | 0 | 0 | 0 | 0 |  | 0.057234 | 0.057234 | 0.05679 | 0.058591 | 0.058583 | 0.057841 | 0.057841 | Education - Community College - Office (General) - (summer) - Sat | 10 | 7 | 16 | 17.1889 | 12.6444 | 0 | 0 | 17.1889 | 12.6444 | 0 | 0 | 2.1486 | 1.5806 | 0 | 0 | 0 | 0 | 0 | 0 | 0.14028 | 0.14028 | 0.18056 | 0.28125 | 0.28125 | 0.28125 | 0.28125 | 0.28125 | 0.28125 | 0 | 0 | 0 | 0 | 0 | 0 | 0 | 0 | 0 |  | 17.1889 | 12.6444 | 0 | 0 | 17.1889 | 12.6444 | 0 | 0 | 2.1486 | 1.5806 | 0 | 0 | 0 | 0 | 0 | 0 | 0.14028 | 0.14028 | 0.18056 | 0.28125 | 0.28125 | 0.28125 | 0.28125 | 0.28125 | 0.28125 | 0 | 0 | 0 | 0 | 0 | 0 | 0 | 0 | 0
570 | 5 | 70 | 6 | 10 |  |  |  |  | Education - Community College | Office (General) | Education - Community College - Office (General) | (summer) | Education - Community College (summer) | Education - Community College - Office (General) (summer) | ComCollege Office (summer) | Sun | Closed | 8 | 8 | 0.23406 | 1.1498 | 1.1498 | 1.1498 | 1.1498 | 1.1498 | 0.92867 | 0.92867 | 0 | 0 | 0 | 0 | 0 | 0 | 0 | 1.8085 | 1.8085 | 1.8085 | 1.8085 | 1.8085 | 1.4607 | 1.4607 | 0 | 0 | 0 | 0 | 0 | 0 | 0 | 0 | 0 | 0 | 0 | 0 | 0 | 0 | 0 | 0 | 0 | 0 | 0 | 0 | 0 | 0 | 0 | 0 | 0 | 0 | 0 | 0 | 0 | 0 | 0 | 0 | 0 | 0 | 0 | 0.10879 | 0.10879 | 0.10879 | 0.10879 | 0.10879 | 0.08787 | 0.08787 | 0 | 0 | 0 | 0 | 0 | 0 | 0 | 0.17111 | 0.17111 | 0.17111 | 0.17111 | 0.17111 | 0.13821 | 0.13821 | 0 | 0 | 0 | 0 | 0 | 0 | 0 | 0 | 0 | 0 | 0 | 0 | 0 | 0 | 0 | 0 | 0 | 0 | 0 | 0 | 0 | 0 | 0 | 0 | 0 | 0 | 0 | 0 | 0 | 0 | 0 | 0 | 0 | 0 | 0 | ComCollege Office (summer) ILit Cls | ComCollege Office (summer) ILit Cls | 2 | 3.5 | 3.5 | ComCollege Office (summer) ILit2 Cls | ComCollege Office (summer) ILit Cls | ComCollege Office (summer) ILit Cls | 2 | 3.5 | 3.5 | 2 | 0.84 | 0.035 | 0.035 | 0.035 | 0.035 | 0.035 | 0.035 | 0.035 | 0.035 | 0.035 | 0.035 | 0.035 | 0.035 | 0.035 | 0.035 | 0.035 | 0.035 | 0.035 | 0.035 | 0.035 | 0.035 | 0.035 | 0.035 | 0.035 | 0.035 | 0.035 | 0.84 | 0.035 | 0.035 | 0.035 | 0.035 | 0.035 | 0.035 | 0.035 | 0.035 | 0.035 | 0.035 | 0.035 | 0.035 | 0.035 | 0.035 | 0.035 | 0.035 | 0.035 | 0.035 | 0.035 | 0.035 | 0.035 | 0.035 | 0.035 | 0.035 | 0.035 | 0 | 0 | 0 | 0 | 0 | 0 | 0 | 0 | 0 | 0 | 0 | 0 | 0 | 0 | 0 | 0 | 0 | 0 | 0 | 0 | 0 | 0 | 0 | 0 | 0 | 0 | 0 | 0 | 0 | 0 | 0 | 0 | 0 | 0 | 0 | 0 | 0 | 0 | 0 | 0 | 0 | 0 | 0 | 0 | 0 | 0 | 0 | 0 | 16 | 0.66337 | 0.20792 | 0.079208 | 0.049505 | 0.76136 | 0 | 0 | 0 | 0 | 0 | 0 | 0 | 0 |  | 0.057234 | 0.057234 | 0.05679 | 0.058591 | 0.058583 | 0.057841 | 0.057841 | Education - Community College - Office (General) - (summer) - Sun | 12 | 8 | 15 | 0 | 6.72 | 0 | 0 | 0 | 6.72 | 0 | 0 | 0 | 0.84 | 0 | 0 | 0 | 0 | 0 | 0 | 0 | 0 | 0 | 0 | 0 | 0 | 0 | 0 | 0 | 0 | 0 | 0 | 0 | 0 | 0 | 0 | 0 | 0 |  | 0 | 6.72 | 0 | 0 | 0 | 6.72 | 0 | 0 | 0 | 0.84 | 0 | 0 | 0 | 0 | 0 | 0 | 0 | 0 | 0 | 0 | 0 | 0 | 0 | 0 | 0 | 0 | 0 | 0 | 0 | 0 | 0 | 0 | 0 | 0
571 | 5 | 71 | 7 | 11 |  |  |  |  | Education - Community College | Office (General) | Education - Community College - Office (General) | (summer) | Education - Community College (summer) | Education - Community College - Office (General) (summer) | ComCollege Office (summer) | Hol | Closed | 1 | 1 | 0.23406 | 1.1498 | 1.1498 | 1.1498 | 1.1498 | 1.1498 | 0.92867 | 0.92867 | 0 | 0 | 0 | 0 | 0 | 0 | 0 | 0.22606 | 0.22606 | 0.22606 | 0.22606 | 0.22606 | 0.18258 | 0.18258 | 0 | 0 | 0 | 0 | 0 | 0 | 0 | 0 | 0 | 0 | 0 | 0 | 0 | 0 | 0 | 0 | 0 | 0 | 0 | 0 | 0 | 0 | 0 | 0 | 0 | 0 | 0 | 0 | 0 | 0 | 0 | 0 | 0 | 0 | 0 | 0.10879 | 0.10879 | 0.10879 | 0.10879 | 0.10879 | 0.08787 | 0.08787 | 0 | 0 | 0 | 0 | 0 | 0 | 0 | 0.021389 | 0.021389 | 0.021389 | 0.021389 | 0.021389 | 0.017276 | 0.017276 | 0 | 0 | 0 | 0 | 0 | 0 | 0 | 0 | 0 | 0 | 0 | 0 | 0 | 0 | 0 | 0 | 0 | 0 | 0 | 0 | 0 | 0 | 0 | 0 | 0 | 0 | 0 | 0 | 0 | 0 | 0 | 0 | 0 | 0 | 0 | ComCollege Office (summer) ILit Cls | ComCollege Office (summer) ILit Cls | 2 | 3.5 | 3.5 | ComCollege Office (summer) ILit2 Cls | ComCollege Office (summer) ILit Cls | ComCollege Office (summer) ILit Cls | 2 | 3.5 | 3.5 | 2 | 0.84 | 0.035 | 0.035 | 0.035 | 0.035 | 0.035 | 0.035 | 0.035 | 0.035 | 0.035 | 0.035 | 0.035 | 0.035 | 0.035 | 0.035 | 0.035 | 0.035 | 0.035 | 0.035 | 0.035 | 0.035 | 0.035 | 0.035 | 0.035 | 0.035 | 0.035 | 0.84 | 0.035 | 0.035 | 0.035 | 0.035 | 0.035 | 0.035 | 0.035 | 0.035 | 0.035 | 0.035 | 0.035 | 0.035 | 0.035 | 0.035 | 0.035 | 0.035 | 0.035 | 0.035 | 0.035 | 0.035 | 0.035 | 0.035 | 0.035 | 0.035 | 0.035 | 0 | 0 | 0 | 0 | 0 | 0 | 0 | 0 | 0 | 0 | 0 | 0 | 0 | 0 | 0 | 0 | 0 | 0 | 0 | 0 | 0 | 0 | 0 | 0 | 0 | 0 | 0 | 0 | 0 | 0 | 0 | 0 | 0 | 0 | 0 | 0 | 0 | 0 | 0 | 0 | 0 | 0 | 0 | 0 | 0 | 0 | 0 | 0 | 16 | 0.66337 | 0.20792 | 0.079208 | 0.049505 | 0.76136 | 0 | 0 | 0 | 0 | 0 | 0 | 0 | 0 |  | 0.057234 | 0.057234 | 0.05679 | 0.058591 | 0.058583 | 0.057841 | 0.057841 | Education - Community College - Office (General) - (summer) - Hol | 14 | 8 | 15 | 0 | 0.84 | 0 | 0 | 0 | 0.84 | 0 | 0 | 0 | 0.84 | 0 | 0 | 0 | 0 | 0 | 0 | 0 | 0 | 0 | 0 | 0 | 0 | 0 | 0 | 0 | 0 | 0 | 0 | 0 | 0 | 0 | 0 | 0 | 0 |  | 0 | 0.84 | 0 | 0 | 0 | 0.84 | 0 | 0 | 0 | 0.84 | 0 | 0 | 0 | 0 | 0 | 0 | 0 | 0 | 0 | 0 | 0 | 0 | 0 | 0 | 0 | 0 | 0 | 0 | 0 | 0 | 0 | 0 | 0 | 0
572 | 5 | 72 | 8 | 12 | Education - Community College | Education - Community College (summer) | Education - Community College - Office (General) | Education - Community College - Office (General) (summer) | Education - Community College | Office (General) | Education - Community College - Office (General) | (summer) | Education - Community College (summer) | Education - Community College - Office (General) (summer) | ComCollege Office (summer) | all | Open | 44 | 44 | 0.23406 | 1.1498 | 1.1498 | 1.1498 | 1.1498 | 1.1498 | 0.92867 | 0.92867 | 0.26911 | 0.26911 | 0.26911 | 0.26911 | 0.26911 | 0.21736 | 0.21736 | 90.9725 | 90.9725 | 90.9725 | 90.9725 | 90.9725 | 73.4778 | 73.4778 | 0.13974 | 0.13974 | 0.13974 | 0.13974 | 0.13974 | 0.11287 | 0.11287 | 2474.1204 | 2474.1204 | 2474.1204 | 2474.1204 | 2474.1204 | 2474.1204 | 2474.1204 | 2379.033 | 2379.033 | 2380.026 | 2385.4125 | 2388.1463 | 2384.2877 | 2384.2877 | 0.51927 | 0.51927 | 0.51927 | 0.51927 | 0.51927 | 0.51927 | 0.51927 | 0.48219 | 0.48219 | 0.48261 | 0.487 | 0.48644 | 0.48513 | 0.48513 | 0.10879 | 0.10879 | 0.10879 | 0.10879 | 0.10879 | 0.08787 | 0.08787 | 0.025463 | 0.025463 | 0.025463 | 0.025463 | 0.025463 | 0.020567 | 0.020567 | 7.3814 | 7.3814 | 7.3814 | 7.3814 | 7.3814 | 5.9619 | 5.9619 | 0.011052 | 0.011052 | 0.011052 | 0.011052 | 0.011052 | 0.0089265 | 0.0089265 | 2352.6517 | 2352.6517 | 2352.6517 | 2352.6517 | 2352.6517 | 2352.6517 | 2352.6517 | 2387.3657 | 2387.3657 | 2387.0105 | 2387.0891 | 2385.6938 | 2387.3394 | 2387.3394 | 0.43403 | 0.43403 | 0.43403 | 0.43403 | 0.43403 | 0.43403 | 0.43403 | 0.41671 | 0.41671 | 0.41709 | 0.42237 | 0.42032 | 0.42002 | 0.42002 | ComCollege Office (summer) ILit all | ComCollege Office (summer) ILit all | 3611 | 10 | 67.5 | ComCollege Office (summer) ILit2 all | ComCollege Office (summer) ILit2 all | ComCollege Office (summer) ILit2 All | 3841 | 10 | 56.25 | 3611 | 7.6828 | 0.51927 | 0.1 | 0.1 | 0.1 | 0.1 | 0.1 | 0.24375 | 0.24375 | 0.3875 | 0.675 | 0.675 | 0.675 | 0.675 | 0.675 | 0.675 | 0.675 | 0.675 | 0.20781 | 0.1 | 0.1 | 0.1 | 0.1 | 0.1 | 0.1 | 0.1 | 6.5882 | 0.43403 | 0.1 | 0.1 | 0.1 | 0.1 | 0.1 | 0.20278 | 0.20278 | 0.30556 | 0.5625 | 0.5625 | 0.5625 | 0.5625 | 0.5625 | 0.5625 | 0.5625 | 0.5625 | 0.17708 | 0.1 | 0.1 | 0.1 | 0.1 | 0.1 | 0.1 | 0.1 | 0 | 0 | 0 | 0 | 0 | 0.25 | 0.25 | 0.5 | 1 | 1 | 1 | 1 | 1 | 1 | 1 | 1 | 0.1875 | 0 | 0 | 0 | 0 | 0 | 0 | 0 | 0 | 0 | 0 | 0 | 0 | 0.22222 | 0.22222 | 0.44444 | 1 | 1 | 1 | 1 | 1 | 1 | 1 | 1 | 0.16667 | 0 | 0 | 0 | 0 | 0 | 0 | 0 | 16 | 0.66337 | 0.20792 | 0.079208 | 0.049505 | 0.76136 | 0.073003 | 0.019646 | 0.019646 | 0.019646 | 0.019646 | 0.019646 | 0.015868 | 0.015868 | Education - Community College (summer) | 0.057234 | 0.057234 | 0.05679 | 0.058591 | 0.058583 | 0.057841 | 0.057841 | Education - Community College - Office (General) - (summer) - all | 16 | 7 | 21 | 287.7187 | 50.325 | 287.7187 | 50.325 | 0 | 0 | 6.5391 | 1.1437 | 0 | 0 | 0 | 0 | 0 | 0 | 0 | 0 | 0.24375 | 0.3875 | 0.675 | 0.675 | 0.675 | 0.675 | 0.675 | 0.675 | 0.675 | 0.675 | 0.20781 | 0.1 | 0.1 | 0.1 | 0 | 0 | 0 | 0 |  | 241.3583 | 48.5222 | 241.3583 | 48.5222 | 0 | 0 | 5.4854 | 1.1028 | 0 | 0 | 0 | 0 | 0 | 0 | 0 | 0 | 0.20278 | 0.30556 | 0.5625 | 0.5625 | 0.5625 | 0.5625 | 0.5625 | 0.5625 | 0.5625 | 0.5625 | 0.17708 | 0.1 | 0.1 | 0.1 | 0 | 0 | 0 | 0
601 | 6 | 1 | 5 | 1 |  |  |  |  | Education - University | Classroom/Lecture | Education - University - Classroom/Lecture |  | Education - University | Education - University - Classroom/Lecture | University Class (in session) | Sat | Open | 32 | 32 | 0.40465 | 1.4546 | 1.4546 | 1.4546 | 1.091 | 1.091 | 1.091 | 1.091 | 0 | 0 | 0 | 0 | 0 | 0 | 0 | 59.0855 | 59.0855 | 59.0855 | 44.3142 | 44.3142 | 44.3142 | 44.3142 | 0 | 0 | 0 | 0 | 0 | 0 | 0 | 0 | 0 | 0 | 0 | 0 | 0 | 0 | 0 | 0 | 0 | 0 | 0 | 0 | 0 | 0 | 0 | 0 | 0 | 0 | 0 | 0 | 0 | 0 | 0 | 0 | 0 | 0 | 0 | 0.12721 | 0.12721 | 0.12721 | 0.095408 | 0.095408 | 0.095408 | 0.095408 | 0 | 0 | 0 | 0 | 0 | 0 | 0 | 8.7113 | 8.7113 | 8.7113 | 6.5335 | 6.5335 | 6.5335 | 6.5335 | 0 | 0 | 0 | 0 | 0 | 0 | 0 | 0 | 0 | 0 | 0 | 0 | 0 | 0 | 0 | 0 | 0 | 0 | 0 | 0 | 0 | 0 | 0 | 0 | 0 | 0 | 0 | 0 | 0 | 0 | 0 | 0 | 0 | 0 | 0 | University Class (in session) ILit Sat | University Class (in session) ILit all | 3092 | 5 | 25 | University Class (in session) ILit2 Sat | University Class (in session) ILit Sat | University Class (in session) ILit all | 3092 | 6.5 | 45 | 3092 | 3.1368 | 0.22895 | 0.05 | 0.05 | 0.05 | 0.05 | 0.05 | 0.05 | 0.05 | 0.20789 | 0.25 | 0.25 | 0.25 | 0.22895 | 0.22895 | 0.22895 | 0.25 | 0.25 | 0.18684 | 0.12368 | 0.081579 | 0.05 | 0.05 | 0.05 | 0.05 | 0.05 | 5.2884 | 0.40947 | 0.065 | 0.065 | 0.065 | 0.065 | 0.065 | 0.065 | 0.065 | 0.36895 | 0.45 | 0.45 | 0.45 | 0.40947 | 0.40947 | 0.40947 | 0.45 | 0.45 | 0.32842 | 0.20684 | 0.12579 | 0.065 | 0.065 | 0.065 | 0.065 | 0.065 | 0 | 0 | 0 | 0 | 0 | 0 | 0 | 0.78947 | 1 | 1 | 1 | 0.89474 | 0.89474 | 0.89474 | 1 | 1 | 0.68421 | 0.36842 | 0.15789 | 0 | 0 | 0 | 0 | 0 | 0 | 0 | 0 | 0 | 0 | 0 | 0 | 0.78947 | 1 | 1 | 1 | 0.89474 | 0.89474 | 0.89474 | 1 | 1 | 0.68421 | 0.36842 | 0.15789 | 0 | 0 | 0 | 0 | 0 | 20 | 0.4 | 0.36 | 0.13 | 0.11 | 0.52632 | 0 | 0 | 0 | 0 | 0 | 0 | 0 | 0 |  | 0.087073 | 0.087073 | 0.08631 | 0.087843 | 0.087899 | 0.085753 | 0.085753 | Education - University - Classroom/Lecture - Sat | 10 | 9 | 18 | 67.9579 | 32.4211 | 0 | 0 | 67.9579 | 32.4211 | 0 | 0 | 2.1237 | 1.0132 | 0 | 0 | 0 | 0 | 0 | 0 | 0 | 0 | 0.25 | 0.25 | 0.25 | 0.22895 | 0.22895 | 0.22895 | 0.25 | 0.25 | 0.18684 | 0 | 0 | 0 | 0 | 0 | 0 | 0 |  | 121.8189 | 47.4105 | 0 | 0 | 121.8189 | 47.4105 | 0 | 0 | 3.8068 | 1.4816 | 0 | 0 | 0 | 0 | 0 | 0 | 0 | 0 | 0.45 | 0.45 | 0.45 | 0.40947 | 0.40947 | 0.40947 | 0.45 | 0.45 | 0.32842 | 0 | 0 | 0 | 0 | 0 | 0 | 0
602 | 6 | 2 | 6 | 2 |  |  |  |  | Education - University | Classroom/Lecture | Education - University - Classroom/Lecture |  | Education - University | Education - University - Classroom/Lecture | University Class (in session) | Sun | Open | 32 | 32 | 0.40465 | 1.4546 | 1.4546 | 1.4546 | 1.091 | 1.091 | 1.091 | 1.091 | 0 | 0 | 0 | 0 | 0 | 0 | 0 | 30.1376 | 30.1376 | 30.1376 | 22.6032 | 22.6032 | 22.6032 | 22.6032 | 0 | 0 | 0 | 0 | 0 | 0 | 0 | 0 | 0 | 0 | 0 | 0 | 0 | 0 | 0 | 0 | 0 | 0 | 0 | 0 | 0 | 0 | 0 | 0 | 0 | 0 | 0 | 0 | 0 | 0 | 0 | 0 | 0 | 0 | 0 | 0.12721 | 0.12721 | 0.12721 | 0.095408 | 0.095408 | 0.095408 | 0.095408 | 0 | 0 | 0 | 0 | 0 | 0 | 0 | 3.8381 | 3.8381 | 3.8381 | 2.8785 | 2.8785 | 2.8785 | 2.8785 | 0 | 0 | 0 | 0 | 0 | 0 | 0 | 0 | 0 | 0 | 0 | 0 | 0 | 0 | 0 | 0 | 0 | 0 | 0 | 0 | 0 | 0 | 0 | 0 | 0 | 0 | 0 | 0 | 0 | 0 | 0 | 0 | 0 | 0 | 0 | University Class (in session) ILit Sun | University Class (in session) ILit all | 3093 | 5 | 25 | University Class (in session) ILit2 Sun | University Class (in session) ILit Sun | University Class (in session) ILit all | 3093 | 6.5 | 45 | 3093 | 1.6 | 0.05 | 0.05 | 0.05 | 0.05 | 0.05 | 0.05 | 0.05 | 0.05 | 0.05 | 0.05 | 0.05 | 0.25 | 0.25 | 0.05 | 0.05 | 0.05 | 0.05 | 0.05 | 0.05 | 0.05 | 0.05 | 0.05 | 0.05 | 0.05 | 0.05 | 2.33 | 0.065 | 0.065 | 0.065 | 0.065 | 0.065 | 0.065 | 0.065 | 0.065 | 0.065 | 0.065 | 0.065 | 0.45 | 0.45 | 0.065 | 0.065 | 0.065 | 0.065 | 0.065 | 0.065 | 0.065 | 0.065 | 0.065 | 0.065 | 0.065 | 0.065 | 0 | 0 | 0 | 0 | 0 | 0 | 0 | 0 | 0 | 0 | 1 | 1 | 0 | 0 | 0 | 0 | 0 | 0 | 0 | 0 | 0 | 0 | 0 | 0 | 0 | 0 | 0 | 0 | 0 | 0 | 0 | 0 | 0 | 0 | 1 | 1 | 0 | 0 | 0 | 0 | 0 | 0 | 0 | 0 | 0 | 0 | 0 | 0 | 20 | 0.4 | 0.36 | 0.13 | 0.11 | 0.52632 | 0 | 0 | 0 | 0 | 0 | 0 | 0 | 0 |  | 0.087073 | 0.087073 | 0.08631 | 0.087843 | 0.087899 | 0.085753 | 0.085753 | Education - University - Classroom/Lecture - Sun | 12 | 9 | 18 | 27.2 | 24 | 0 | 0 | 27.2 | 24 | 0 | 0 | 0.85 | 0.75 | 0 | 0 | 0 | 0 | 0 | 0 | 0 | 0 | 0.05 | 0.05 | 0.25 | 0.25 | 0.05 | 0.05 | 0.05 | 0.05 | 0.05 | 0 | 0 | 0 | 0 | 0 | 0 | 0 |  | 43.36 | 31.2 | 0 | 0 | 43.36 | 31.2 | 0 | 0 | 1.355 | 0.975 | 0 | 0 | 0 | 0 | 0 | 0 | 0 | 0 | 0.065 | 0.065 | 0.45 | 0.45 | 0.065 | 0.065 | 0.065 | 0.065 | 0.065 | 0 | 0 | 0 | 0 | 0 | 0 | 0
603 | 6 | 3 | 7 | 3 |  |  |  |  | Education - University | Classroom/Lecture | Education - University - Classroom/Lecture |  | Education - University | Education - University - Classroom/Lecture | University Class (in session) | Hol | Open | 6 | 6 | 0.40465 | 1.4546 | 1.4546 | 1.4546 | 1.091 | 1.091 | 1.091 | 1.091 | 0 | 0 | 0 | 0 | 0 | 0 | 0 | 5.6508 | 5.6508 | 5.6508 | 4.2381 | 4.2381 | 4.2381 | 4.2381 | 0 | 0 | 0 | 0 | 0 | 0 | 0 | 0 | 0 | 0 | 0 | 0 | 0 | 0 | 0 | 0 | 0 | 0 | 0 | 0 | 0 | 0 | 0 | 0 | 0 | 0 | 0 | 0 | 0 | 0 | 0 | 0 | 0 | 0 | 0 | 0.12721 | 0.12721 | 0.12721 | 0.095408 | 0.095408 | 0.095408 | 0.095408 | 0 | 0 | 0 | 0 | 0 | 0 | 0 | 0.71964 | 0.71964 | 0.71964 | 0.53973 | 0.53973 | 0.53973 | 0.53973 | 0 | 0 | 0 | 0 | 0 | 0 | 0 | 0 | 0 | 0 | 0 | 0 | 0 | 0 | 0 | 0 | 0 | 0 | 0 | 0 | 0 | 0 | 0 | 0 | 0 | 0 | 0 | 0 | 0 | 0 | 0 | 0 | 0 | 0 | 0 | University Class (in session) ILit Hol | University Class (in session) ILit all | 3093 | 5 | 25 | University Class (in session) ILit2 Hol | University Class (in session) ILit Hol | University Class (in session) ILit all | 3093 | 6.5 | 45 | 3093 | 1.6 | 0.05 | 0.05 | 0.05 | 0.05 | 0.05 | 0.05 | 0.05 | 0.05 | 0.05 | 0.05 | 0.05 | 0.25 | 0.25 | 0.05 | 0.05 | 0.05 | 0.05 | 0.05 | 0.05 | 0.05 | 0.05 | 0.05 | 0.05 | 0.05 | 0.05 | 2.33 | 0.065 | 0.065 | 0.065 | 0.065 | 0.065 | 0.065 | 0.065 | 0.065 | 0.065 | 0.065 | 0.065 | 0.45 | 0.45 | 0.065 | 0.065 | 0.065 | 0.065 | 0.065 | 0.065 | 0.065 | 0.065 | 0.065 | 0.065 | 0.065 | 0.065 | 0 | 0 | 0 | 0 | 0 | 0 | 0 | 0 | 0 | 0 | 1 | 1 | 0 | 0 | 0 | 0 | 0 | 0 | 0 | 0 | 0 | 0 | 0 | 0 | 0 | 0 | 0 | 0 | 0 | 0 | 0 | 0 | 0 | 0 | 1 | 1 | 0 | 0 | 0 | 0 | 0 | 0 | 0 | 0 | 0 | 0 | 0 | 0 | 20 | 0.4 | 0.36 | 0.13 | 0.11 | 0.52632 | 0 | 0 | 0 | 0 | 0 | 0 | 0 | 0 |  | 0.087073 | 0.087073 | 0.08631 | 0.087843 | 0.087899 | 0.085753 | 0.085753 | Education - University - Classroom/Lecture - Hol | 14 | 9 | 18 | 5.1 | 4.5 | 0 | 0 | 5.1 | 4.5 | 0 | 0 | 0.85 | 0.75 | 0 | 0 | 0 | 0 | 0 | 0 | 0 | 0 | 0.05 | 0.05 | 0.25 | 0.25 | 0.05 | 0.05 | 0.05 | 0.05 | 0.05 | 0 | 0 | 0 | 0 | 0 | 0 | 0 |  | 8.13 | 5.85 | 0 | 0 | 8.13 | 5.85 | 0 | 0 | 1.355 | 0.975 | 0 | 0 | 0 | 0 | 0 | 0 | 0 | 0 | 0.065 | 0.065 | 0.45 | 0.45 | 0.065 | 0.065 | 0.065 | 0.065 | 0.065 | 0 | 0 | 0 | 0 | 0 | 0 | 0
604 | 6 | 4 | 8 | 4 |  | Education - University |  | Education - University - Classroom/Lecture | Education - University | Classroom/Lecture | Education - University - Classroom/Lecture |  | Education - University | Education - University - Classroom/Lecture | University Class (in session) | all | Open | 169 | 169 | 0.40465 | 1.4546 | 1.4546 | 1.4546 | 1.091 | 1.091 | 1.091 | 1.091 | 0 | 0 | 0 | 0 | 0 | 0 | 0 | 1072.2638 | 1072.2638 | 1072.2638 | 804.1978 | 804.1978 | 804.1978 | 804.1978 | 0.41204 | 0.41204 | 0.41204 | 0.30903 | 0.30903 | 0.30903 | 0.30903 | 0 | 0 | 0 | 0 | 0 | 0 | 0 | 0 | 0 | 0 | 0 | 0 | 0 | 0 | 0.7 | 0.7 | 0.7 | 0.7 | 0.7 | 0.7 | 0.7 | 0.71962 | 0.71962 | 0.71875 | 0.72136 | 0.72153 | 0.70796 | 0.70796 | 0.12721 | 0.12721 | 0.12721 | 0.095408 | 0.095408 | 0.095408 | 0.095408 | 0 | 0 | 0 | 0 | 0 | 0 | 0 | 96.1886 | 96.1886 | 96.1886 | 72.1415 | 72.1415 | 72.1415 | 72.1415 | 0.036033 | 0.036033 | 0.036033 | 0.027025 | 0.027025 | 0.027025 | 0.027025 | 0 | 0 | 0 | 0 | 0 | 0 | 0 | 0 | 0 | 0 | 0 | 0 | 0 | 0 | 0.7 | 0.7 | 0.7 | 0.7 | 0.7 | 0.7 | 0.7 | 0.67745 | 0.67745 | 0.67593 | 0.67257 | 0.66948 | 0.6634 | 0.6634 | University Class (in session) ILit all | University Class (in session) ILit all | 3091 | 5 | 70 | University Class (in session) ILit2 all | University Class (in session) ILit all | University Class (in session) ILit all | 3091 | 8 | 70 | 3091 | 10.7789 | 0.7 | 0.05 | 0.05 | 0.05 | 0.05 | 0.05 | 0.05 | 0.35789 | 0.56316 | 0.7 | 0.7 | 0.7 | 0.63158 | 0.63158 | 0.63158 | 0.7 | 0.7 | 0.7 | 0.63158 | 0.63158 | 0.63158 | 0.56316 | 0.49474 | 0.35789 | 0.15263 | 11.0568 | 0.7 | 0.08 | 0.08 | 0.08 | 0.08 | 0.08 | 0.08 | 0.37368 | 0.56947 | 0.7 | 0.7 | 0.7 | 0.63474 | 0.63474 | 0.63474 | 0.7 | 0.7 | 0.7 | 0.63474 | 0.63474 | 0.63474 | 0.56947 | 0.50421 | 0.37368 | 0.17789 | 0 | 0 | 0 | 0 | 0 | 0 | 0.47368 | 0.78947 | 1 | 1 | 1 | 0.89474 | 0.89474 | 0.89474 | 1 | 1 | 1 | 0.89474 | 0.89474 | 0.89474 | 0.78947 | 0.68421 | 0.47368 | 0.15789 | 0 | 0 | 0 | 0 | 0 | 0 | 0.47368 | 0.78947 | 1 | 1 | 1 | 0.89474 | 0.89474 | 0.89474 | 1 | 1 | 1 | 0.89474 | 0.89474 | 0.89474 | 0.78947 | 0.68421 | 0.47368 | 0.15789 | 20 | 0.4 | 0.36 | 0.13 | 0.11 | 0.52632 | 0.075308 | 0.044328 | 0.044328 | 0.044328 | 0.033246 | 0.033246 | 0.033246 | 0.033246 | Education - University | 0.087073 | 0.087073 | 0.08631 | 0.087843 | 0.087899 | 0.085753 | 0.085753 | Education - University - Classroom/Lecture - all | 16 | 7 | 21 | 1505.8789 | 315.7632 | 1505.8789 | 315.7632 | 0 | 0 | 8.9105 | 1.8684 | 0 | 0 | 0 | 0 | 0 | 0 | 0 | 0 | 0.35789 | 0.56316 | 0.7 | 0.7 | 0.7 | 0.63158 | 0.63158 | 0.63158 | 0.7 | 0.7 | 0.7 | 0.63158 | 0.63158 | 0.63158 | 0 | 0 | 0 | 0 |  | 1512.8168 | 355.7895 | 1512.8168 | 355.7895 | 0 | 0 | 8.9516 | 2.1053 | 0 | 0 | 0 | 0 | 0 | 0 | 0 | 0 | 0.37368 | 0.56947 | 0.7 | 0.7 | 0.7 | 0.63474 | 0.63474 | 0.63474 | 0.7 | 0.7 | 0.7 | 0.63474 | 0.63474 | 0.63474 | 0 | 0 | 0 | 0
605 | 6 | 5 | 5 | 5 |  |  |  |  | Education - University | Classroom/Lecture | Education - University - Classroom/Lecture | (break) | Education - University (break) | Education - University - Classroom/Lecture (break) | University Class (break) | Sat | Closed | 12 | 12 | 0.40465 | 1.4546 | 1.4546 | 1.4546 | 1.091 | 1.091 | 1.091 | 1.091 | 0 | 0 | 0 | 0 | 0 | 0 | 0 | 5.9333 | 5.9333 | 5.9333 | 4.45 | 4.45 | 4.45 | 4.45 | 0 | 0 | 0 | 0 | 0 | 0 | 0 | 0 | 0 | 0 | 0 | 0 | 0 | 0 | 0 | 0 | 0 | 0 | 0 | 0 | 0 | 0 | 0 | 0 | 0 | 0 | 0 | 0 | 0 | 0 | 0 | 0 | 0 | 0 | 0 | 0.12721 | 0.12721 | 0.12721 | 0.095408 | 0.095408 | 0.095408 | 0.095408 | 0 | 0 | 0 | 0 | 0 | 0 | 0 | 0.51888 | 0.51888 | 0.51888 | 0.38916 | 0.38916 | 0.38916 | 0.38916 | 0 | 0 | 0 | 0 | 0 | 0 | 0 | 0 | 0 | 0 | 0 | 0 | 0 | 0 | 0 | 0 | 0 | 0 | 0 | 0 | 0 | 0 | 0 | 0 | 0 | 0 | 0 | 0 | 0 | 0 | 0 | 0 | 0 | 0 | 0 | University Class (break) ILit Cls | University Class (break) ILit Cls | 2 | 3.5 | 3.5 | University Class (break) ILit2 Cls | University Class (break) ILit Cls | University Class (break) ILit Cls | 2 | 3.5 | 3.5 | 2 | 0.84 | 0.035 | 0.035 | 0.035 | 0.035 | 0.035 | 0.035 | 0.035 | 0.035 | 0.035 | 0.035 | 0.035 | 0.035 | 0.035 | 0.035 | 0.035 | 0.035 | 0.035 | 0.035 | 0.035 | 0.035 | 0.035 | 0.035 | 0.035 | 0.035 | 0.035 | 0.84 | 0.035 | 0.035 | 0.035 | 0.035 | 0.035 | 0.035 | 0.035 | 0.035 | 0.035 | 0.035 | 0.035 | 0.035 | 0.035 | 0.035 | 0.035 | 0.035 | 0.035 | 0.035 | 0.035 | 0.035 | 0.035 | 0.035 | 0.035 | 0.035 | 0.035 | 0 | 0 | 0 | 0 | 0 | 0 | 0 | 0 | 0 | 0 | 0 | 0 | 0 | 0 | 0 | 0 | 0 | 0 | 0 | 0 | 0 | 0 | 0 | 0 | 0 | 0 | 0 | 0 | 0 | 0 | 0 | 0 | 0 | 0 | 0 | 0 | 0 | 0 | 0 | 0 | 0 | 0 | 0 | 0 | 0 | 0 | 0 | 0 | 20 | 0.4 | 0.36 | 0.13 | 0.11 | 0.52632 | 0 | 0 | 0 | 0 | 0 | 0 | 0 | 0 |  | 0.004128 | 0.004128 | 0.0040915 | 0.0041369 | 0.0041138 | 0.0040849 | 0.0040849 | Education - University - Classroom/Lecture - (break) - Sat | 10 | 9 | 14 | 0 | 10.08 | 0 | 0 | 0 | 10.08 | 0 | 0 | 0 | 0.84 | 0 | 0 | 0 | 0 | 0 | 0 | 0 | 0 | 0 | 0 | 0 | 0 | 0 | 0 | 0 | 0 | 0 | 0 | 0 | 0 | 0 | 0 | 0 | 0 |  | 0 | 10.08 | 0 | 0 | 0 | 10.08 | 0 | 0 | 0 | 0.84 | 0 | 0 | 0 | 0 | 0 | 0 | 0 | 0 | 0 | 0 | 0 | 0 | 0 | 0 | 0 | 0 | 0 | 0 | 0 | 0 | 0 | 0 | 0 | 0
606 | 6 | 6 | 6 | 6 |  |  |  |  | Education - University | Classroom/Lecture | Education - University - Classroom/Lecture | (break) | Education - University (break) | Education - University - Classroom/Lecture (break) | University Class (break) | Sun | Closed | 12 | 12 | 0.40465 | 1.4546 | 1.4546 | 1.4546 | 1.091 | 1.091 | 1.091 | 1.091 | 0 | 0 | 0 | 0 | 0 | 0 | 0 | 5.9333 | 5.9333 | 5.9333 | 4.45 | 4.45 | 4.45 | 4.45 | 0 | 0 | 0 | 0 | 0 | 0 | 0 | 0 | 0 | 0 | 0 | 0 | 0 | 0 | 0 | 0 | 0 | 0 | 0 | 0 | 0 | 0 | 0 | 0 | 0 | 0 | 0 | 0 | 0 | 0 | 0 | 0 | 0 | 0 | 0 | 0.12721 | 0.12721 | 0.12721 | 0.095408 | 0.095408 | 0.095408 | 0.095408 | 0 | 0 | 0 | 0 | 0 | 0 | 0 | 0.51888 | 0.51888 | 0.51888 | 0.38916 | 0.38916 | 0.38916 | 0.38916 | 0 | 0 | 0 | 0 | 0 | 0 | 0 | 0 | 0 | 0 | 0 | 0 | 0 | 0 | 0 | 0 | 0 | 0 | 0 | 0 | 0 | 0 | 0 | 0 | 0 | 0 | 0 | 0 | 0 | 0 | 0 | 0 | 0 | 0 | 0 | University Class (break) ILit Cls | University Class (break) ILit Cls | 2 | 3.5 | 3.5 | University Class (break) ILit2 Cls | University Class (break) ILit Cls | University Class (break) ILit Cls | 2 | 3.5 | 3.5 | 2 | 0.84 | 0.035 | 0.035 | 0.035 | 0.035 | 0.035 | 0.035 | 0.035 | 0.035 | 0.035 | 0.035 | 0.035 | 0.035 | 0.035 | 0.035 | 0.035 | 0.035 | 0.035 | 0.035 | 0.035 | 0.035 | 0.035 | 0.035 | 0.035 | 0.035 | 0.035 | 0.84 | 0.035 | 0.035 | 0.035 | 0.035 | 0.035 | 0.035 | 0.035 | 0.035 | 0.035 | 0.035 | 0.035 | 0.035 | 0.035 | 0.035 | 0.035 | 0.035 | 0.035 | 0.035 | 0.035 | 0.035 | 0.035 | 0.035 | 0.035 | 0.035 | 0.035 | 0 | 0 | 0 | 0 | 0 | 0 | 0 | 0 | 0 | 0 | 0 | 0 | 0 | 0 | 0 | 0 | 0 | 0 | 0 | 0 | 0 | 0 | 0 | 0 | 0 | 0 | 0 | 0 | 0 | 0 | 0 | 0 | 0 | 0 | 0 | 0 | 0 | 0 | 0 | 0 | 0 | 0 | 0 | 0 | 0 | 0 | 0 | 0 | 20 | 0.4 | 0.36 | 0.13 | 0.11 | 0.52632 | 0 | 0 | 0 | 0 | 0 | 0 | 0 | 0 |  | 0.004128 | 0.004128 | 0.0040915 | 0.0041369 | 0.0041138 | 0.0040849 | 0.0040849 | Education - University - Classroom/Lecture - (break) - Sun | 12 | 9 | 14 | 0 | 10.08 | 0 | 0 | 0 | 10.08 | 0 | 0 | 0 | 0.84 | 0 | 0 | 0 | 0 | 0 | 0 | 0 | 0 | 0 | 0 | 0 | 0 | 0 | 0 | 0 | 0 | 0 | 0 | 0 | 0 | 0 | 0 | 0 | 0 |  | 0 | 10.08 | 0 | 0 | 0 | 10.08 | 0 | 0 | 0 | 0.84 | 0 | 0 | 0 | 0 | 0 | 0 | 0 | 0 | 0 | 0 | 0 | 0 | 0 | 0 | 0 | 0 | 0 | 0 | 0 | 0 | 0 | 0 | 0 | 0
607 | 6 | 7 | 7 | 7 |  |  |  |  | Education - University | Classroom/Lecture | Education - University - Classroom/Lecture | (break) | Education - University (break) | Education - University - Classroom/Lecture (break) | University Class (break) | Hol | Closed | 3 | 3 | 0.40465 | 1.4546 | 1.4546 | 1.4546 | 1.091 | 1.091 | 1.091 | 1.091 | 0 | 0 | 0 | 0 | 0 | 0 | 0 | 1.4833 | 1.4833 | 1.4833 | 1.1125 | 1.1125 | 1.1125 | 1.1125 | 0 | 0 | 0 | 0 | 0 | 0 | 0 | 0 | 0 | 0 | 0 | 0 | 0 | 0 | 0 | 0 | 0 | 0 | 0 | 0 | 0 | 0 | 0 | 0 | 0 | 0 | 0 | 0 | 0 | 0 | 0 | 0 | 0 | 0 | 0 | 0.12721 | 0.12721 | 0.12721 | 0.095408 | 0.095408 | 0.095408 | 0.095408 | 0 | 0 | 0 | 0 | 0 | 0 | 0 | 0.12972 | 0.12972 | 0.12972 | 0.09729 | 0.09729 | 0.09729 | 0.09729 | 0 | 0 | 0 | 0 | 0 | 0 | 0 | 0 | 0 | 0 | 0 | 0 | 0 | 0 | 0 | 0 | 0 | 0 | 0 | 0 | 0 | 0 | 0 | 0 | 0 | 0 | 0 | 0 | 0 | 0 | 0 | 0 | 0 | 0 | 0 | University Class (break) ILit Cls | University Class (break) ILit Cls | 2 | 3.5 | 3.5 | University Class (break) ILit2 Cls | University Class (break) ILit Cls | University Class (break) ILit Cls | 2 | 3.5 | 3.5 | 2 | 0.84 | 0.035 | 0.035 | 0.035 | 0.035 | 0.035 | 0.035 | 0.035 | 0.035 | 0.035 | 0.035 | 0.035 | 0.035 | 0.035 | 0.035 | 0.035 | 0.035 | 0.035 | 0.035 | 0.035 | 0.035 | 0.035 | 0.035 | 0.035 | 0.035 | 0.035 | 0.84 | 0.035 | 0.035 | 0.035 | 0.035 | 0.035 | 0.035 | 0.035 | 0.035 | 0.035 | 0.035 | 0.035 | 0.035 | 0.035 | 0.035 | 0.035 | 0.035 | 0.035 | 0.035 | 0.035 | 0.035 | 0.035 | 0.035 | 0.035 | 0.035 | 0.035 | 0 | 0 | 0 | 0 | 0 | 0 | 0 | 0 | 0 | 0 | 0 | 0 | 0 | 0 | 0 | 0 | 0 | 0 | 0 | 0 | 0 | 0 | 0 | 0 | 0 | 0 | 0 | 0 | 0 | 0 | 0 | 0 | 0 | 0 | 0 | 0 | 0 | 0 | 0 | 0 | 0 | 0 | 0 | 0 | 0 | 0 | 0 | 0 | 20 | 0.4 | 0.36 | 0.13 | 0.11 | 0.52632 | 0 | 0 | 0 | 0 | 0 | 0 | 0 | 0 |  | 0.004128 | 0.004128 | 0.0040915 | 0.0041369 | 0.0041138 | 0.0040849 | 0.0040849 | Education - University - Classroom/Lecture - (break) - Hol | 14 | 9 | 14 | 0 | 2.52 | 0 | 0 | 0 | 2.52 | 0 | 0 | 0 | 0.84 | 0 | 0 | 0 | 0 | 0 | 0 | 0 | 0 | 0 | 0 | 0 | 0 | 0 | 0 | 0 | 0 | 0 | 0 | 0 | 0 | 0 | 0 | 0 | 0 |  | 0 | 2.52 | 0 | 0 | 0 | 2.52 | 0 | 0 | 0 | 0.84 | 0 | 0 | 0 | 0 | 0 | 0 | 0 | 0 | 0 | 0 | 0 | 0 | 0 | 0 | 0 | 0 | 0 | 0 | 0 | 0 | 0 | 0 | 0 | 0
608 | 6 | 8 | 8 | 8 |  | Education - University (break) |  | Education - University - Classroom/Lecture (break) | Education - University | Classroom/Lecture | Education - University - Classroom/Lecture | (break) | Education - University (break) | Education - University - Classroom/Lecture (break) | University Class (break) | all | Closed | 38 | 38 | 0.40465 | 1.4546 | 1.4546 | 1.4546 | 1.091 | 1.091 | 1.091 | 1.091 | 0 | 0 | 0 | 0 | 0 | 0 | 0 | 18.7889 | 18.7889 | 18.7889 | 14.0917 | 14.0917 | 14.0917 | 14.0917 | 0.020602 | 0.020602 | 0.020602 | 0.015451 | 0.015451 | 0.015451 | 0.015451 | 0 | 0 | 0 | 0 | 0 | 0 | 0 | 0 | 0 | 0 | 0 | 0 | 0 | 0 | 0.035 | 0.035 | 0.035 | 0.035 | 0.035 | 0.035 | 0.035 | 0.034185 | 0.034185 | 0.034148 | 0.03403 | 0.033817 | 0.033741 | 0.033741 | 0.12721 | 0.12721 | 0.12721 | 0.095408 | 0.095408 | 0.095408 | 0.095408 | 0 | 0 | 0 | 0 | 0 | 0 | 0 | 1.6431 | 1.6431 | 1.6431 | 1.2323 | 1.2323 | 1.2323 | 1.2323 | 0.0018017 | 0.0018017 | 0.0018017 | 0.0013512 | 0.0013512 | 0.0013512 | 0.0013512 | 0 | 0 | 0 | 0 | 0 | 0 | 0 | 0 | 0 | 0 | 0 | 0 | 0 | 0 | 0.035 | 0.035 | 0.035 | 0.035 | 0.035 | 0.035 | 0.035 | 0.034185 | 0.034185 | 0.034148 | 0.03403 | 0.033817 | 0.033741 | 0.033741 | University Class (break) ILit Cls | University Class (break) ILit Cls | 2 | 3.5 | 3.5 | University Class (break) ILit2 Cls | University Class (break) ILit Cls | University Class (break) ILit Cls | 2 | 3.5 | 3.5 | 2 | 0.84 | 0.035 | 0.035 | 0.035 | 0.035 | 0.035 | 0.035 | 0.035 | 0.035 | 0.035 | 0.035 | 0.035 | 0.035 | 0.035 | 0.035 | 0.035 | 0.035 | 0.035 | 0.035 | 0.035 | 0.035 | 0.035 | 0.035 | 0.035 | 0.035 | 0.035 | 0.84 | 0.035 | 0.035 | 0.035 | 0.035 | 0.035 | 0.035 | 0.035 | 0.035 | 0.035 | 0.035 | 0.035 | 0.035 | 0.035 | 0.035 | 0.035 | 0.035 | 0.035 | 0.035 | 0.035 | 0.035 | 0.035 | 0.035 | 0.035 | 0.035 | 0.035 | 0 | 0 | 0 | 0 | 0 | 0 | 0 | 0 | 0 | 0 | 0 | 0 | 0 | 0 | 0 | 0 | 0 | 0 | 0 | 0 | 0 | 0 | 0 | 0 | 0 | 0 | 0 | 0 | 0 | 0 | 0 | 0 | 0 | 0 | 0 | 0 | 0 | 0 | 0 | 0 | 0 | 0 | 0 | 0 | 0 | 0 | 0 | 0 | 20 | 0.4 | 0.36 | 0.13 | 0.11 | 0.52632 | 0.0037654 | 0.0022164 | 0.0022164 | 0.0022164 | 0.0016623 | 0.0016623 | 0.0016623 | 0.0016623 | Education - University (break) | 0.004128 | 0.004128 | 0.0040915 | 0.0041369 | 0.0041138 | 0.0040849 | 0.0040849 | Education - University - Classroom/Lecture - (break) - all | 16 | 7 | 17 | 0 | 31.92 | 0 | 31.92 | 0 | 0 | 0 | 0.84 | 0 | 0 | 0 | 0 | 0 | 0 | 0 | 0 | 0 | 0 | 0 | 0 | 0 | 0 | 0 | 0 | 0 | 0 | 0 | 0 | 0 | 0 | 0 | 0 | 0 | 0 |  | 0 | 31.92 | 0 | 31.92 | 0 | 0 | 0 | 0.84 | 0 | 0 | 0 | 0 | 0 | 0 | 0 | 0 | 0 | 0 | 0 | 0 | 0 | 0 | 0 | 0 | 0 | 0 | 0 | 0 | 0 | 0 | 0 | 0 | 0 | 0
609 | 6 | 9 | 5 | 9 |  |  |  |  | Education - University | Classroom/Lecture | Education - University - Classroom/Lecture | (summer) | Education - University (summer) | Education - University - Classroom/Lecture (summer) | University Class (summer) | Sat | Open | 8 | 8 | 0.40465 | 1.4546 | 1.4546 | 1.4546 | 1.091 | 1.091 | 1.091 | 1.091 | 0 | 0 | 0 | 0 | 0 | 0 | 0 | 9.7402 | 9.7402 | 9.7402 | 7.3051 | 7.3051 | 7.3051 | 7.3051 | 0 | 0 | 0 | 0 | 0 | 0 | 0 | 0 | 0 | 0 | 0 | 0 | 0 | 0 | 0 | 0 | 0 | 0 | 0 | 0 | 0 | 0 | 0 | 0 | 0 | 0 | 0 | 0 | 0 | 0 | 0 | 0 | 0 | 0 | 0 | 0.12721 | 0.12721 | 0.12721 | 0.095408 | 0.095408 | 0.095408 | 0.095408 | 0 | 0 | 0 | 0 | 0 | 0 | 0 | 1.2146 | 1.2146 | 1.2146 | 0.91096 | 0.91096 | 0.91096 | 0.91096 | 0 | 0 | 0 | 0 | 0 | 0 | 0 | 0 | 0 | 0 | 0 | 0 | 0 | 0 | 0 | 0 | 0 | 0 | 0 | 0 | 0 | 0 | 0 | 0 | 0 | 0 | 0 | 0 | 0 | 0 | 0 | 0 | 0 | 0 | 0 | University Class (summer) ILit Sat | University Class (summer) ILit all | 3661 | 5 | 15 | University Class (summer) ILit2 Sat | University Class (summer) ILit Sat | University Class (summer) ILit all | 3661 | 6.5 | 22.5 | 3661 | 2.0684 | 0.11842 | 0.05 | 0.05 | 0.05 | 0.05 | 0.05 | 0.05 | 0.05 | 0.12895 | 0.15 | 0.15 | 0.15 | 0.13947 | 0.13947 | 0.13947 | 0.15 | 0.11842 | 0.086842 | 0.065789 | 0.05 | 0.05 | 0.05 | 0.05 | 0.05 | 0.05 | 2.9495 | 0.17447 | 0.065 | 0.065 | 0.065 | 0.065 | 0.065 | 0.065 | 0.065 | 0.19132 | 0.225 | 0.225 | 0.225 | 0.20816 | 0.20816 | 0.20816 | 0.225 | 0.17447 | 0.12395 | 0.090263 | 0.065 | 0.065 | 0.065 | 0.065 | 0.065 | 0.065 | 0 | 0 | 0 | 0 | 0 | 0 | 0 | 0.78947 | 1 | 1 | 1 | 0.89474 | 0.89474 | 0.89474 | 1 | 0.68421 | 0.36842 | 0.15789 | 0 | 0 | 0 | 0 | 0 | 0 | 0 | 0 | 0 | 0 | 0 | 0 | 0 | 0.78947 | 1 | 1 | 1 | 0.89474 | 0.89474 | 0.89474 | 1 | 0.68421 | 0.36842 | 0.15789 | 0 | 0 | 0 | 0 | 0 | 0 | 20 | 0.4 | 0.36 | 0.13 | 0.11 | 0.52632 | 0 | 0 | 0 | 0 | 0 | 0 | 0 | 0 |  | 0.052163 | 0.052163 | 0.051855 | 0.052335 | 0.0523 | 0.051211 | 0.051211 | Education - University - Classroom/Lecture - (summer) - Sat | 10 | 9 | 18 | 9.7895 | 6.7579 | 0 | 0 | 9.7895 | 6.7579 | 0 | 0 | 1.2237 | 0.84474 | 0 | 0 | 0 | 0 | 0 | 0 | 0 | 0 | 0.15 | 0.15 | 0.15 | 0.13947 | 0.13947 | 0.13947 | 0.15 | 0.11842 | 0.086842 | 0 | 0 | 0 | 0 | 0 | 0 | 0 |  | 14.5832 | 9.0126 | 0 | 0 | 14.5832 | 9.0126 | 0 | 0 | 1.8229 | 1.1266 | 0 | 0 | 0 | 0 | 0 | 0 | 0 | 0 | 0.225 | 0.225 | 0.225 | 0.20816 | 0.20816 | 0.20816 | 0.225 | 0.17447 | 0.12395 | 0 | 0 | 0 | 0 | 0 | 0 | 0
610 | 6 | 10 | 6 | 10 |  |  |  |  | Education - University | Classroom/Lecture | Education - University - Classroom/Lecture | (summer) | Education - University (summer) | Education - University - Classroom/Lecture (summer) | University Class (summer) | Sun | Open | 8 | 8 | 0.40465 | 1.4546 | 1.4546 | 1.4546 | 1.091 | 1.091 | 1.091 | 1.091 | 0 | 0 | 0 | 0 | 0 | 0 | 0 | 6.5926 | 6.5926 | 6.5926 | 4.9444 | 4.9444 | 4.9444 | 4.9444 | 0 | 0 | 0 | 0 | 0 | 0 | 0 | 0 | 0 | 0 | 0 | 0 | 0 | 0 | 0 | 0 | 0 | 0 | 0 | 0 | 0 | 0 | 0 | 0 | 0 | 0 | 0 | 0 | 0 | 0 | 0 | 0 | 0 | 0 | 0 | 0.12721 | 0.12721 | 0.12721 | 0.095408 | 0.095408 | 0.095408 | 0.095408 | 0 | 0 | 0 | 0 | 0 | 0 | 0 | 0.7742 | 0.7742 | 0.7742 | 0.58065 | 0.58065 | 0.58065 | 0.58065 | 0 | 0 | 0 | 0 | 0 | 0 | 0 | 0 | 0 | 0 | 0 | 0 | 0 | 0 | 0 | 0 | 0 | 0 | 0 | 0 | 0 | 0 | 0 | 0 | 0 | 0 | 0 | 0 | 0 | 0 | 0 | 0 | 0 | 0 | 0 | University Class (summer) ILit Sun | University Class (summer) ILit all | 3093 | 5 | 15 | University Class (summer) ILit2 Sun | University Class (summer) ILit Sun | University Class (summer) ILit all | 3093 | 6.5 | 22.5 | 3093 | 1.4 | 0.05 | 0.05 | 0.05 | 0.05 | 0.05 | 0.05 | 0.05 | 0.05 | 0.05 | 0.05 | 0.05 | 0.15 | 0.15 | 0.05 | 0.05 | 0.05 | 0.05 | 0.05 | 0.05 | 0.05 | 0.05 | 0.05 | 0.05 | 0.05 | 0.05 | 1.88 | 0.065 | 0.065 | 0.065 | 0.065 | 0.065 | 0.065 | 0.065 | 0.065 | 0.065 | 0.065 | 0.065 | 0.225 | 0.225 | 0.065 | 0.065 | 0.065 | 0.065 | 0.065 | 0.065 | 0.065 | 0.065 | 0.065 | 0.065 | 0.065 | 0.065 | 0 | 0 | 0 | 0 | 0 | 0 | 0 | 0 | 0 | 0 | 1 | 1 | 0 | 0 | 0 | 0 | 0 | 0 | 0 | 0 | 0 | 0 | 0 | 0 | 0 | 0 | 0 | 0 | 0 | 0 | 0 | 0 | 0 | 0 | 1 | 1 | 0 | 0 | 0 | 0 | 0 | 0 | 0 | 0 | 0 | 0 | 0 | 0 | 20 | 0.4 | 0.36 | 0.13 | 0.11 | 0.52632 | 0 | 0 | 0 | 0 | 0 | 0 | 0 | 0 |  | 0.052163 | 0.052163 | 0.051855 | 0.052335 | 0.0523 | 0.051211 | 0.051211 | Education - University - Classroom/Lecture - (summer) - Sun | 12 | 9 | 18 | 5.2 | 6 | 0 | 0 | 5.2 | 6 | 0 | 0 | 0.65 | 0.75 | 0 | 0 | 0 | 0 | 0 | 0 | 0 | 0 | 0.05 | 0.05 | 0.15 | 0.15 | 0.05 | 0.05 | 0.05 | 0.05 | 0.05 | 0 | 0 | 0 | 0 | 0 | 0 | 0 |  | 7.24 | 7.8 | 0 | 0 | 7.24 | 7.8 | 0 | 0 | 0.905 | 0.975 | 0 | 0 | 0 | 0 | 0 | 0 | 0 | 0 | 0.065 | 0.065 | 0.225 | 0.225 | 0.065 | 0.065 | 0.065 | 0.065 | 0.065 | 0 | 0 | 0 | 0 | 0 | 0 | 0
611 | 6 | 11 | 7 | 11 |  |  |  |  | Education - University | Classroom/Lecture | Education - University - Classroom/Lecture | (summer) | Education - University (summer) | Education - University - Classroom/Lecture (summer) | University Class (summer) | Hol | Open | 1 | 1 | 0.40465 | 1.4546 | 1.4546 | 1.4546 | 1.091 | 1.091 | 1.091 | 1.091 | 0 | 0 | 0 | 0 | 0 | 0 | 0 | 0.82407 | 0.82407 | 0.82407 | 0.61806 | 0.61806 | 0.61806 | 0.61806 | 0 | 0 | 0 | 0 | 0 | 0 | 0 | 0 | 0 | 0 | 0 | 0 | 0 | 0 | 0 | 0 | 0 | 0 | 0 | 0 | 0 | 0 | 0 | 0 | 0 | 0 | 0 | 0 | 0 | 0 | 0 | 0 | 0 | 0 | 0 | 0.12721 | 0.12721 | 0.12721 | 0.095408 | 0.095408 | 0.095408 | 0.095408 | 0 | 0 | 0 | 0 | 0 | 0 | 0 | 0.096775 | 0.096775 | 0.096775 | 0.072581 | 0.072581 | 0.072581 | 0.072581 | 0 | 0 | 0 | 0 | 0 | 0 | 0 | 0 | 0 | 0 | 0 | 0 | 0 | 0 | 0 | 0 | 0 | 0 | 0 | 0 | 0 | 0 | 0 | 0 | 0 | 0 | 0 | 0 | 0 | 0 | 0 | 0 | 0 | 0 | 0 | University Class (summer) ILit Hol | University Class (summer) ILit all | 3093 | 5 | 15 | University Class (summer) ILit2 Hol | University Class (summer) ILit Hol | University Class (summer) ILit all | 3093 | 6.5 | 22.5 | 3093 | 1.4 | 0.05 | 0.05 | 0.05 | 0.05 | 0.05 | 0.05 | 0.05 | 0.05 | 0.05 | 0.05 | 0.05 | 0.15 | 0.15 | 0.05 | 0.05 | 0.05 | 0.05 | 0.05 | 0.05 | 0.05 | 0.05 | 0.05 | 0.05 | 0.05 | 0.05 | 1.88 | 0.065 | 0.065 | 0.065 | 0.065 | 0.065 | 0.065 | 0.065 | 0.065 | 0.065 | 0.065 | 0.065 | 0.225 | 0.225 | 0.065 | 0.065 | 0.065 | 0.065 | 0.065 | 0.065 | 0.065 | 0.065 | 0.065 | 0.065 | 0.065 | 0.065 | 0 | 0 | 0 | 0 | 0 | 0 | 0 | 0 | 0 | 0 | 1 | 1 | 0 | 0 | 0 | 0 | 0 | 0 | 0 | 0 | 0 | 0 | 0 | 0 | 0 | 0 | 0 | 0 | 0 | 0 | 0 | 0 | 0 | 0 | 1 | 1 | 0 | 0 | 0 | 0 | 0 | 0 | 0 | 0 | 0 | 0 | 0 | 0 | 20 | 0.4 | 0.36 | 0.13 | 0.11 | 0.52632 | 0 | 0 | 0 | 0 | 0 | 0 | 0 | 0 |  | 0.052163 | 0.052163 | 0.051855 | 0.052335 | 0.0523 | 0.051211 | 0.051211 | Education - University - Classroom/Lecture - (summer) - Hol | 14 | 9 | 18 | 0.65 | 0.75 | 0 | 0 | 0.65 | 0.75 | 0 | 0 | 0.65 | 0.75 | 0 | 0 | 0 | 0 | 0 | 0 | 0 | 0 | 0.05 | 0.05 | 0.15 | 0.15 | 0.05 | 0.05 | 0.05 | 0.05 | 0.05 | 0 | 0 | 0 | 0 | 0 | 0 | 0 |  | 0.905 | 0.975 | 0 | 0 | 0.905 | 0.975 | 0 | 0 | 0.905 | 0.975 | 0 | 0 | 0 | 0 | 0 | 0 | 0 | 0 | 0.065 | 0.065 | 0.225 | 0.225 | 0.065 | 0.065 | 0.065 | 0.065 | 0.065 | 0 | 0 | 0 | 0 | 0 | 0 | 0
612 | 6 | 12 | 8 | 12 |  | Education - University (summer) | Education - University - Classroom/Lecture | Education - University - Classroom/Lecture (summer) | Education - University | Classroom/Lecture | Education - University - Classroom/Lecture | (summer) | Education - University (summer) | Education - University - Classroom/Lecture (summer) | University Class (summer) | all | Open | 44 | 44 | 0.40465 | 1.4546 | 1.4546 | 1.4546 | 1.091 | 1.091 | 1.091 | 1.091 | 0.58862 | 0.58862 | 0.58862 | 0.44147 | 0.44147 | 0.44147 | 0.44147 | 174.4808 | 174.4808 | 174.4808 | 130.8606 | 130.8606 | 130.8606 | 130.8606 | 0.26488 | 0.26488 | 0.26488 | 0.19866 | 0.19866 | 0.19866 | 0.19866 | 2362.9895 | 2362.9895 | 2362.9895 | 2362.9895 | 2362.9895 | 2362.9895 | 2362.9895 | 0 | 0 | 0 | 0 | 0 | 0 | 0 | 0.45 | 0.45 | 0.45 | 0.45 | 0.45 | 0.45 | 0.45 | 0.43353 | 0.43353 | 0.43434 | 0.43215 | 0.43173 | 0.42528 | 0.42528 | 0.12721 | 0.12721 | 0.12721 | 0.095408 | 0.095408 | 0.095408 | 0.095408 | 0.051476 | 0.051476 | 0.051476 | 0.038607 | 0.038607 | 0.038607 | 0.038607 | 15.9488 | 15.9488 | 15.9488 | 11.9616 | 11.9616 | 11.9616 | 11.9616 | 0.023164 | 0.023164 | 0.023164 | 0.017373 | 0.017373 | 0.017373 | 0.017373 | 2531.3211 | 2531.3211 | 2531.3211 | 2531.3211 | 2531.3211 | 2531.3211 | 2531.3211 | 0 | 0 | 0 | 0 | 0 | 0 | 0 | 0.45 | 0.45 | 0.45 | 0.45 | 0.45 | 0.45 | 0.45 | 0.43416 | 0.43416 | 0.43527 | 0.43321 | 0.43188 | 0.42538 | 0.42538 | University Class (summer) ILit all | University Class (summer) ILit all | 3660 | 5 | 45 | University Class (summer) ILit2 all | University Class (summer) ILit all | University Class (summer) ILit all | 3660 | 8 | 45 | 3660 | 6.7368 | 0.45 | 0.05 | 0.05 | 0.05 | 0.05 | 0.05 | 0.05 | 0.23947 | 0.36579 | 0.45 | 0.45 | 0.45 | 0.40789 | 0.40789 | 0.40789 | 0.45 | 0.45 | 0.45 | 0.40789 | 0.40789 | 0.36579 | 0.32368 | 0.23947 | 0.11316 | 0.05 | 7.0416 | 0.45 | 0.08 | 0.08 | 0.08 | 0.08 | 0.08 | 0.08 | 0.25526 | 0.37211 | 0.45 | 0.45 | 0.45 | 0.41105 | 0.41105 | 0.41105 | 0.45 | 0.45 | 0.45 | 0.41105 | 0.41105 | 0.37211 | 0.33316 | 0.25526 | 0.13842 | 0.08 | 0 | 0 | 0 | 0 | 0 | 0 | 0.47368 | 0.78947 | 1 | 1 | 1 | 0.89474 | 0.89474 | 0.89474 | 1 | 1 | 1 | 0.89474 | 0.89474 | 0.78947 | 0.68421 | 0.47368 | 0.15789 | 0 | 0 | 0 | 0 | 0 | 0 | 0 | 0.47368 | 0.78947 | 1 | 1 | 1 | 0.89474 | 0.89474 | 0.89474 | 1 | 1 | 1 | 0.89474 | 0.89474 | 0.78947 | 0.68421 | 0.47368 | 0.15789 | 0 | 20 | 0.4 | 0.36 | 0.13 | 0.11 | 0.52632 | 0.048412 | 0.028497 | 0.028497 | 0.028497 | 0.021373 | 0.021373 | 0.021373 | 0.021373 | Education - University (summer) | 0.052163 | 0.052163 | 0.051855 | 0.052335 | 0.0523 | 0.051211 | 0.051211 | Education - University - Classroom/Lecture - (summer) - all | 16 | 7 | 21 | 251.2632 | 45.1579 | 251.2632 | 45.1579 | 0 | 0 | 5.7105 | 1.0263 | 0 | 0 | 0 | 0 | 0 | 0 | 0 | 0 | 0.23947 | 0.36579 | 0.45 | 0.45 | 0.45 | 0.40789 | 0.40789 | 0.40789 | 0.45 | 0.45 | 0.45 | 0.40789 | 0.40789 | 0.36579 | 0 | 0 | 0 | 0 |  | 253.2084 | 56.6211 | 253.2084 | 56.6211 | 0 | 0 | 5.7547 | 1.2868 | 0 | 0 | 0 | 0 | 0 | 0 | 0 | 0 | 0.25526 | 0.37211 | 0.45 | 0.45 | 0.45 | 0.41105 | 0.41105 | 0.41105 | 0.45 | 0.45 | 0.45 | 0.41105 | 0.41105 | 0.37211 | 0 | 0 | 0 | 0
613 | 6 | 13 | 5 | 1 |  |  |  |  | Education - University | Comm/Ind Work (General, Low Bay) | Education - University - Comm/Ind Work (General, Low Bay) |  | Education - University | Education - University - Comm/Ind Work (General, Low Bay) | University Class (in session) | Sat | Open | 32 | 32 | 0.080017 | 1.6365 | 1.6365 | 1.091 | 1.091 | 1.091 | 1.0001 | 1.0001 | 0 | 0 | 0 | 0 | 0 | 0 | 0 | 13.1441 | 13.1441 | 8.7627 | 8.7627 | 8.7627 | 8.0325 | 8.0325 | 0 | 0 | 0 | 0 | 0 | 0 | 0 | 0 | 0 | 0 | 0 | 0 | 0 | 0 | 0 | 0 | 0 | 0 | 0 | 0 | 0 | 0 | 0 | 0 | 0 | 0 | 0 | 0 | 0 | 0 | 0 | 0 | 0 | 0 | 0 | 0.14311 | 0.14311 | 0.095408 | 0.095408 | 0.095408 | 0.087457 | 0.087457 | 0 | 0 | 0 | 0 | 0 | 0 | 0 | 1.9379 | 1.9379 | 1.2919 | 1.2919 | 1.2919 | 1.1843 | 1.1843 | 0 | 0 | 0 | 0 | 0 | 0 | 0 | 0 | 0 | 0 | 0 | 0 | 0 | 0 | 0 | 0 | 0 | 0 | 0 | 0 | 0 | 0 | 0 | 0 | 0 | 0 | 0 | 0 | 0 | 0 | 0 | 0 | 0 | 0 | 0 | University Class (in session) ILit Sat | University Class (in session) ILit all | 3092 | 5 | 25 | University Class (in session) ILit2 Sat | University Class (in session) ILit Sat | University Class (in session) ILit all | 3092 | 6.5 | 45 | 3092 | 3.1368 | 0.22895 | 0.05 | 0.05 | 0.05 | 0.05 | 0.05 | 0.05 | 0.05 | 0.20789 | 0.25 | 0.25 | 0.25 | 0.22895 | 0.22895 | 0.22895 | 0.25 | 0.25 | 0.18684 | 0.12368 | 0.081579 | 0.05 | 0.05 | 0.05 | 0.05 | 0.05 | 5.2884 | 0.40947 | 0.065 | 0.065 | 0.065 | 0.065 | 0.065 | 0.065 | 0.065 | 0.36895 | 0.45 | 0.45 | 0.45 | 0.40947 | 0.40947 | 0.40947 | 0.45 | 0.45 | 0.32842 | 0.20684 | 0.12579 | 0.065 | 0.065 | 0.065 | 0.065 | 0.065 | 0 | 0 | 0 | 0 | 0 | 0 | 0 | 0.78947 | 1 | 1 | 1 | 0.89474 | 0.89474 | 0.89474 | 1 | 1 | 0.68421 | 0.36842 | 0.15789 | 0 | 0 | 0 | 0 | 0 | 0 | 0 | 0 | 0 | 0 | 0 | 0 | 0.78947 | 1 | 1 | 1 | 0.89474 | 0.89474 | 0.89474 | 1 | 1 | 0.68421 | 0.36842 | 0.15789 | 0 | 0 | 0 | 0 | 0 | 16 | 0.66337 | 0.20792 | 0.079208 | 0.049505 | 0.76136 | 0 | 0 | 0 | 0 | 0 | 0 | 0 | 0 |  | 0.087073 | 0.087073 | 0.08631 | 0.087843 | 0.087899 | 0.085753 | 0.085753 | Education - University - Comm/Ind Work (General, Low Bay) - Sat | 10 | 9 | 18 | 67.9579 | 32.4211 | 0 | 0 | 67.9579 | 32.4211 | 0 | 0 | 2.1237 | 1.0132 | 0 | 0 | 0 | 0 | 0 | 0 | 0 | 0 | 0.25 | 0.25 | 0.25 | 0.22895 | 0.22895 | 0.22895 | 0.25 | 0.25 | 0.18684 | 0 | 0 | 0 | 0 | 0 | 0 | 0 |  | 121.8189 | 47.4105 | 0 | 0 | 121.8189 | 47.4105 | 0 | 0 | 3.8068 | 1.4816 | 0 | 0 | 0 | 0 | 0 | 0 | 0 | 0 | 0.45 | 0.45 | 0.45 | 0.40947 | 0.40947 | 0.40947 | 0.45 | 0.45 | 0.32842 | 0 | 0 | 0 | 0 | 0 | 0 | 0
614 | 6 | 14 | 6 | 2 |  |  |  |  | Education - University | Comm/Ind Work (General, Low Bay) | Education - University - Comm/Ind Work (General, Low Bay) |  | Education - University | Education - University - Comm/Ind Work (General, Low Bay) | University Class (in session) | Sun | Open | 32 | 32 | 0.080017 | 1.6365 | 1.6365 | 1.091 | 1.091 | 1.091 | 1.0001 | 1.0001 | 0 | 0 | 0 | 0 | 0 | 0 | 0 | 6.7044 | 6.7044 | 4.4696 | 4.4696 | 4.4696 | 4.0971 | 4.0971 | 0 | 0 | 0 | 0 | 0 | 0 | 0 | 0 | 0 | 0 | 0 | 0 | 0 | 0 | 0 | 0 | 0 | 0 | 0 | 0 | 0 | 0 | 0 | 0 | 0 | 0 | 0 | 0 | 0 | 0 | 0 | 0 | 0 | 0 | 0 | 0.14311 | 0.14311 | 0.095408 | 0.095408 | 0.095408 | 0.087457 | 0.087457 | 0 | 0 | 0 | 0 | 0 | 0 | 0 | 0.85381 | 0.85381 | 0.56921 | 0.56921 | 0.56921 | 0.52177 | 0.52177 | 0 | 0 | 0 | 0 | 0 | 0 | 0 | 0 | 0 | 0 | 0 | 0 | 0 | 0 | 0 | 0 | 0 | 0 | 0 | 0 | 0 | 0 | 0 | 0 | 0 | 0 | 0 | 0 | 0 | 0 | 0 | 0 | 0 | 0 | 0 | University Class (in session) ILit Sun | University Class (in session) ILit all | 3093 | 5 | 25 | University Class (in session) ILit2 Sun | University Class (in session) ILit Sun | University Class (in session) ILit all | 3093 | 6.5 | 45 | 3093 | 1.6 | 0.05 | 0.05 | 0.05 | 0.05 | 0.05 | 0.05 | 0.05 | 0.05 | 0.05 | 0.05 | 0.05 | 0.25 | 0.25 | 0.05 | 0.05 | 0.05 | 0.05 | 0.05 | 0.05 | 0.05 | 0.05 | 0.05 | 0.05 | 0.05 | 0.05 | 2.33 | 0.065 | 0.065 | 0.065 | 0.065 | 0.065 | 0.065 | 0.065 | 0.065 | 0.065 | 0.065 | 0.065 | 0.45 | 0.45 | 0.065 | 0.065 | 0.065 | 0.065 | 0.065 | 0.065 | 0.065 | 0.065 | 0.065 | 0.065 | 0.065 | 0.065 | 0 | 0 | 0 | 0 | 0 | 0 | 0 | 0 | 0 | 0 | 1 | 1 | 0 | 0 | 0 | 0 | 0 | 0 | 0 | 0 | 0 | 0 | 0 | 0 | 0 | 0 | 0 | 0 | 0 | 0 | 0 | 0 | 0 | 0 | 1 | 1 | 0 | 0 | 0 | 0 | 0 | 0 | 0 | 0 | 0 | 0 | 0 | 0 | 16 | 0.66337 | 0.20792 | 0.079208 | 0.049505 | 0.76136 | 0 | 0 | 0 | 0 | 0 | 0 | 0 | 0 |  | 0.087073 | 0.087073 | 0.08631 | 0.087843 | 0.087899 | 0.085753 | 0.085753 | Education - University - Comm/Ind Work (General, Low Bay) - Sun | 12 | 9 | 18 | 27.2 | 24 | 0 | 0 | 27.2 | 24 | 0 | 0 | 0.85 | 0.75 | 0 | 0 | 0 | 0 | 0 | 0 | 0 | 0 | 0.05 | 0.05 | 0.25 | 0.25 | 0.05 | 0.05 | 0.05 | 0.05 | 0.05 | 0 | 0 | 0 | 0 | 0 | 0 | 0 |  | 43.36 | 31.2 | 0 | 0 | 43.36 | 31.2 | 0 | 0 | 1.355 | 0.975 | 0 | 0 | 0 | 0 | 0 | 0 | 0 | 0 | 0.065 | 0.065 | 0.45 | 0.45 | 0.065 | 0.065 | 0.065 | 0.065 | 0.065 | 0 | 0 | 0 | 0 | 0 | 0 | 0
615 | 6 | 15 | 7 | 3 |  |  |  |  | Education - University | Comm/Ind Work (General, Low Bay) | Education - University - Comm/Ind Work (General, Low Bay) |  | Education - University | Education - University - Comm/Ind Work (General, Low Bay) | University Class (in session) | Hol | Open | 6 | 6 | 0.080017 | 1.6365 | 1.6365 | 1.091 | 1.091 | 1.091 | 1.0001 | 1.0001 | 0 | 0 | 0 | 0 | 0 | 0 | 0 | 1.2571 | 1.2571 | 0.83805 | 0.83805 | 0.83805 | 0.76821 | 0.76821 | 0 | 0 | 0 | 0 | 0 | 0 | 0 | 0 | 0 | 0 | 0 | 0 | 0 | 0 | 0 | 0 | 0 | 0 | 0 | 0 | 0 | 0 | 0 | 0 | 0 | 0 | 0 | 0 | 0 | 0 | 0 | 0 | 0 | 0 | 0 | 0.14311 | 0.14311 | 0.095408 | 0.095408 | 0.095408 | 0.087457 | 0.087457 | 0 | 0 | 0 | 0 | 0 | 0 | 0 | 0.16009 | 0.16009 | 0.10673 | 0.10673 | 0.10673 | 0.097833 | 0.097833 | 0 | 0 | 0 | 0 | 0 | 0 | 0 | 0 | 0 | 0 | 0 | 0 | 0 | 0 | 0 | 0 | 0 | 0 | 0 | 0 | 0 | 0 | 0 | 0 | 0 | 0 | 0 | 0 | 0 | 0 | 0 | 0 | 0 | 0 | 0 | University Class (in session) ILit Hol | University Class (in session) ILit all | 3093 | 5 | 25 | University Class (in session) ILit2 Hol | University Class (in session) ILit Hol | University Class (in session) ILit all | 3093 | 6.5 | 45 | 3093 | 1.6 | 0.05 | 0.05 | 0.05 | 0.05 | 0.05 | 0.05 | 0.05 | 0.05 | 0.05 | 0.05 | 0.05 | 0.25 | 0.25 | 0.05 | 0.05 | 0.05 | 0.05 | 0.05 | 0.05 | 0.05 | 0.05 | 0.05 | 0.05 | 0.05 | 0.05 | 2.33 | 0.065 | 0.065 | 0.065 | 0.065 | 0.065 | 0.065 | 0.065 | 0.065 | 0.065 | 0.065 | 0.065 | 0.45 | 0.45 | 0.065 | 0.065 | 0.065 | 0.065 | 0.065 | 0.065 | 0.065 | 0.065 | 0.065 | 0.065 | 0.065 | 0.065 | 0 | 0 | 0 | 0 | 0 | 0 | 0 | 0 | 0 | 0 | 1 | 1 | 0 | 0 | 0 | 0 | 0 | 0 | 0 | 0 | 0 | 0 | 0 | 0 | 0 | 0 | 0 | 0 | 0 | 0 | 0 | 0 | 0 | 0 | 1 | 1 | 0 | 0 | 0 | 0 | 0 | 0 | 0 | 0 | 0 | 0 | 0 | 0 | 16 | 0.66337 | 0.20792 | 0.079208 | 0.049505 | 0.76136 | 0 | 0 | 0 | 0 | 0 | 0 | 0 | 0 |  | 0.087073 | 0.087073 | 0.08631 | 0.087843 | 0.087899 | 0.085753 | 0.085753 | Education - University - Comm/Ind Work (General, Low Bay) - Hol | 14 | 9 | 18 | 5.1 | 4.5 | 0 | 0 | 5.1 | 4.5 | 0 | 0 | 0.85 | 0.75 | 0 | 0 | 0 | 0 | 0 | 0 | 0 | 0 | 0.05 | 0.05 | 0.25 | 0.25 | 0.05 | 0.05 | 0.05 | 0.05 | 0.05 | 0 | 0 | 0 | 0 | 0 | 0 | 0 |  | 8.13 | 5.85 | 0 | 0 | 8.13 | 5.85 | 0 | 0 | 1.355 | 0.975 | 0 | 0 | 0 | 0 | 0 | 0 | 0 | 0 | 0.065 | 0.065 | 0.45 | 0.45 | 0.065 | 0.065 | 0.065 | 0.065 | 0.065 | 0 | 0 | 0 | 0 | 0 | 0 | 0
616 | 6 | 16 | 8 | 4 |  | Education - University |  | Education - University - Comm/Ind Work (General, Low Bay) | Education - University | Comm/Ind Work (General, Low Bay) | Education - University - Comm/Ind Work (General, Low Bay) |  | Education - University | Education - University - Comm/Ind Work (General, Low Bay) | University Class (in session) | all | Open | 169 | 169 | 0.080017 | 1.6365 | 1.6365 | 1.091 | 1.091 | 1.091 | 1.0001 | 1.0001 | 0 | 0 | 0 | 0 | 0 | 0 | 0 | 238.5348 | 238.5348 | 159.0232 | 159.0232 | 159.0232 | 145.7713 | 145.7713 | 0.091661 | 0.091661 | 0.061108 | 0.061108 | 0.061108 | 0.056015 | 0.056015 | 0 | 0 | 0 | 0 | 0 | 0 | 0 | 0 | 0 | 0 | 0 | 0 | 0 | 0 | 0.7 | 0.7 | 0.7 | 0.7 | 0.7 | 0.7 | 0.7 | 0.71962 | 0.71962 | 0.71875 | 0.72136 | 0.72153 | 0.70796 | 0.70796 | 0.14311 | 0.14311 | 0.095408 | 0.095408 | 0.095408 | 0.087457 | 0.087457 | 0 | 0 | 0 | 0 | 0 | 0 | 0 | 21.398 | 21.398 | 14.2654 | 14.2654 | 14.2654 | 13.0766 | 13.0766 | 0.0080159 | 0.0080159 | 0.005344 | 0.005344 | 0.005344 | 0.0048986 | 0.0048986 | 0 | 0 | 0 | 0 | 0 | 0 | 0 | 0 | 0 | 0 | 0 | 0 | 0 | 0 | 0.7 | 0.7 | 0.7 | 0.7 | 0.7 | 0.7 | 0.7 | 0.67745 | 0.67745 | 0.67593 | 0.67257 | 0.66948 | 0.6634 | 0.6634 | University Class (in session) ILit all | University Class (in session) ILit all | 3091 | 5 | 70 | University Class (in session) ILit2 all | University Class (in session) ILit all | University Class (in session) ILit all | 3091 | 8 | 70 | 3091 | 10.7789 | 0.7 | 0.05 | 0.05 | 0.05 | 0.05 | 0.05 | 0.05 | 0.35789 | 0.56316 | 0.7 | 0.7 | 0.7 | 0.63158 | 0.63158 | 0.63158 | 0.7 | 0.7 | 0.7 | 0.63158 | 0.63158 | 0.63158 | 0.56316 | 0.49474 | 0.35789 | 0.15263 | 11.0568 | 0.7 | 0.08 | 0.08 | 0.08 | 0.08 | 0.08 | 0.08 | 0.37368 | 0.56947 | 0.7 | 0.7 | 0.7 | 0.63474 | 0.63474 | 0.63474 | 0.7 | 0.7 | 0.7 | 0.63474 | 0.63474 | 0.63474 | 0.56947 | 0.50421 | 0.37368 | 0.17789 | 0 | 0 | 0 | 0 | 0 | 0 | 0.47368 | 0.78947 | 1 | 1 | 1 | 0.89474 | 0.89474 | 0.89474 | 1 | 1 | 1 | 0.89474 | 0.89474 | 0.89474 | 0.78947 | 0.68421 | 0.47368 | 0.15789 | 0 | 0 | 0 | 0 | 0 | 0 | 0.47368 | 0.78947 | 1 | 1 | 1 | 0.89474 | 0.89474 | 0.89474 | 1 | 1 | 1 | 0.89474 | 0.89474 | 0.89474 | 0.78947 | 0.68421 | 0.47368 | 0.15789 | 16 | 0.66337 | 0.20792 | 0.079208 | 0.049505 | 0.76136 | 0.099914 | 0.013083 | 0.013083 | 0.0087222 | 0.0087222 | 0.0087222 | 0.0079953 | 0.0079953 | Education - University | 0.087073 | 0.087073 | 0.08631 | 0.087843 | 0.087899 | 0.085753 | 0.085753 | Education - University - Comm/Ind Work (General, Low Bay) - all | 16 | 7 | 21 | 1505.8789 | 315.7632 | 1505.8789 | 315.7632 | 0 | 0 | 8.9105 | 1.8684 | 0 | 0 | 0 | 0 | 0 | 0 | 0 | 0 | 0.35789 | 0.56316 | 0.7 | 0.7 | 0.7 | 0.63158 | 0.63158 | 0.63158 | 0.7 | 0.7 | 0.7 | 0.63158 | 0.63158 | 0.63158 | 0 | 0 | 0 | 0 |  | 1512.8168 | 355.7895 | 1512.8168 | 355.7895 | 0 | 0 | 8.9516 | 2.1053 | 0 | 0 | 0 | 0 | 0 | 0 | 0 | 0 | 0.37368 | 0.56947 | 0.7 | 0.7 | 0.7 | 0.63474 | 0.63474 | 0.63474 | 0.7 | 0.7 | 0.7 | 0.63474 | 0.63474 | 0.63474 | 0 | 0 | 0 | 0
617 | 6 | 17 | 5 | 5 |  |  |  |  | Education - University | Comm/Ind Work (General, Low Bay) | Education - University - Comm/Ind Work (General, Low Bay) | (break) | Education - University (break) | Education - University - Comm/Ind Work (General, Low Bay) (break) | University Class (break) | Sat | Closed | 12 | 12 | 0.080017 | 1.6365 | 1.6365 | 1.091 | 1.091 | 1.091 | 1.0001 | 1.0001 | 0 | 0 | 0 | 0 | 0 | 0 | 0 | 1.3199 | 1.3199 | 0.87995 | 0.87995 | 0.87995 | 0.80662 | 0.80662 | 0 | 0 | 0 | 0 | 0 | 0 | 0 | 0 | 0 | 0 | 0 | 0 | 0 | 0 | 0 | 0 | 0 | 0 | 0 | 0 | 0 | 0 | 0 | 0 | 0 | 0 | 0 | 0 | 0 | 0 | 0 | 0 | 0 | 0 | 0 | 0.14311 | 0.14311 | 0.095408 | 0.095408 | 0.095408 | 0.087457 | 0.087457 | 0 | 0 | 0 | 0 | 0 | 0 | 0 | 0.11543 | 0.11543 | 0.076953 | 0.076953 | 0.076953 | 0.07054 | 0.07054 | 0 | 0 | 0 | 0 | 0 | 0 | 0 | 0 | 0 | 0 | 0 | 0 | 0 | 0 | 0 | 0 | 0 | 0 | 0 | 0 | 0 | 0 | 0 | 0 | 0 | 0 | 0 | 0 | 0 | 0 | 0 | 0 | 0 | 0 | 0 | University Class (break) ILit Cls | University Class (break) ILit Cls | 2 | 3.5 | 3.5 | University Class (break) ILit2 Cls | University Class (break) ILit Cls | University Class (break) ILit Cls | 2 | 3.5 | 3.5 | 2 | 0.84 | 0.035 | 0.035 | 0.035 | 0.035 | 0.035 | 0.035 | 0.035 | 0.035 | 0.035 | 0.035 | 0.035 | 0.035 | 0.035 | 0.035 | 0.035 | 0.035 | 0.035 | 0.035 | 0.035 | 0.035 | 0.035 | 0.035 | 0.035 | 0.035 | 0.035 | 0.84 | 0.035 | 0.035 | 0.035 | 0.035 | 0.035 | 0.035 | 0.035 | 0.035 | 0.035 | 0.035 | 0.035 | 0.035 | 0.035 | 0.035 | 0.035 | 0.035 | 0.035 | 0.035 | 0.035 | 0.035 | 0.035 | 0.035 | 0.035 | 0.035 | 0.035 | 0 | 0 | 0 | 0 | 0 | 0 | 0 | 0 | 0 | 0 | 0 | 0 | 0 | 0 | 0 | 0 | 0 | 0 | 0 | 0 | 0 | 0 | 0 | 0 | 0 | 0 | 0 | 0 | 0 | 0 | 0 | 0 | 0 | 0 | 0 | 0 | 0 | 0 | 0 | 0 | 0 | 0 | 0 | 0 | 0 | 0 | 0 | 0 | 16 | 0.66337 | 0.20792 | 0.079208 | 0.049505 | 0.76136 | 0 | 0 | 0 | 0 | 0 | 0 | 0 | 0 |  | 0.004128 | 0.004128 | 0.0040915 | 0.0041369 | 0.0041138 | 0.0040849 | 0.0040849 | Education - University - Comm/Ind Work (General, Low Bay) - (break) - Sat | 10 | 9 | 14 | 0 | 10.08 | 0 | 0 | 0 | 10.08 | 0 | 0 | 0 | 0.84 | 0 | 0 | 0 | 0 | 0 | 0 | 0 | 0 | 0 | 0 | 0 | 0 | 0 | 0 | 0 | 0 | 0 | 0 | 0 | 0 | 0 | 0 | 0 | 0 |  | 0 | 10.08 | 0 | 0 | 0 | 10.08 | 0 | 0 | 0 | 0.84 | 0 | 0 | 0 | 0 | 0 | 0 | 0 | 0 | 0 | 0 | 0 | 0 | 0 | 0 | 0 | 0 | 0 | 0 | 0 | 0 | 0 | 0 | 0 | 0
618 | 6 | 18 | 6 | 6 |  |  |  |  | Education - University | Comm/Ind Work (General, Low Bay) | Education - University - Comm/Ind Work (General, Low Bay) | (break) | Education - University (break) | Education - University - Comm/Ind Work (General, Low Bay) (break) | University Class (break) | Sun | Closed | 12 | 12 | 0.080017 | 1.6365 | 1.6365 | 1.091 | 1.091 | 1.091 | 1.0001 | 1.0001 | 0 | 0 | 0 | 0 | 0 | 0 | 0 | 1.3199 | 1.3199 | 0.87995 | 0.87995 | 0.87995 | 0.80662 | 0.80662 | 0 | 0 | 0 | 0 | 0 | 0 | 0 | 0 | 0 | 0 | 0 | 0 | 0 | 0 | 0 | 0 | 0 | 0 | 0 | 0 | 0 | 0 | 0 | 0 | 0 | 0 | 0 | 0 | 0 | 0 | 0 | 0 | 0 | 0 | 0 | 0.14311 | 0.14311 | 0.095408 | 0.095408 | 0.095408 | 0.087457 | 0.087457 | 0 | 0 | 0 | 0 | 0 | 0 | 0 | 0.11543 | 0.11543 | 0.076953 | 0.076953 | 0.076953 | 0.07054 | 0.07054 | 0 | 0 | 0 | 0 | 0 | 0 | 0 | 0 | 0 | 0 | 0 | 0 | 0 | 0 | 0 | 0 | 0 | 0 | 0 | 0 | 0 | 0 | 0 | 0 | 0 | 0 | 0 | 0 | 0 | 0 | 0 | 0 | 0 | 0 | 0 | University Class (break) ILit Cls | University Class (break) ILit Cls | 2 | 3.5 | 3.5 | University Class (break) ILit2 Cls | University Class (break) ILit Cls | University Class (break) ILit Cls | 2 | 3.5 | 3.5 | 2 | 0.84 | 0.035 | 0.035 | 0.035 | 0.035 | 0.035 | 0.035 | 0.035 | 0.035 | 0.035 | 0.035 | 0.035 | 0.035 | 0.035 | 0.035 | 0.035 | 0.035 | 0.035 | 0.035 | 0.035 | 0.035 | 0.035 | 0.035 | 0.035 | 0.035 | 0.035 | 0.84 | 0.035 | 0.035 | 0.035 | 0.035 | 0.035 | 0.035 | 0.035 | 0.035 | 0.035 | 0.035 | 0.035 | 0.035 | 0.035 | 0.035 | 0.035 | 0.035 | 0.035 | 0.035 | 0.035 | 0.035 | 0.035 | 0.035 | 0.035 | 0.035 | 0.035 | 0 | 0 | 0 | 0 | 0 | 0 | 0 | 0 | 0 | 0 | 0 | 0 | 0 | 0 | 0 | 0 | 0 | 0 | 0 | 0 | 0 | 0 | 0 | 0 | 0 | 0 | 0 | 0 | 0 | 0 | 0 | 0 | 0 | 0 | 0 | 0 | 0 | 0 | 0 | 0 | 0 | 0 | 0 | 0 | 0 | 0 | 0 | 0 | 16 | 0.66337 | 0.20792 | 0.079208 | 0.049505 | 0.76136 | 0 | 0 | 0 | 0 | 0 | 0 | 0 | 0 |  | 0.004128 | 0.004128 | 0.0040915 | 0.0041369 | 0.0041138 | 0.0040849 | 0.0040849 | Education - University - Comm/Ind Work (General, Low Bay) - (break) - Sun | 12 | 9 | 14 | 0 | 10.08 | 0 | 0 | 0 | 10.08 | 0 | 0 | 0 | 0.84 | 0 | 0 | 0 | 0 | 0 | 0 | 0 | 0 | 0 | 0 | 0 | 0 | 0 | 0 | 0 | 0 | 0 | 0 | 0 | 0 | 0 | 0 | 0 | 0 |  | 0 | 10.08 | 0 | 0 | 0 | 10.08 | 0 | 0 | 0 | 0.84 | 0 | 0 | 0 | 0 | 0 | 0 | 0 | 0 | 0 | 0 | 0 | 0 | 0 | 0 | 0 | 0 | 0 | 0 | 0 | 0 | 0 | 0 | 0 | 0
619 | 6 | 19 | 7 | 7 |  |  |  |  | Education - University | Comm/Ind Work (General, Low Bay) | Education - University - Comm/Ind Work (General, Low Bay) | (break) | Education - University (break) | Education - University - Comm/Ind Work (General, Low Bay) (break) | University Class (break) | Hol | Closed | 3 | 3 | 0.080017 | 1.6365 | 1.6365 | 1.091 | 1.091 | 1.091 | 1.0001 | 1.0001 | 0 | 0 | 0 | 0 | 0 | 0 | 0 | 0.32998 | 0.32998 | 0.21999 | 0.21999 | 0.21999 | 0.20166 | 0.20166 | 0 | 0 | 0 | 0 | 0 | 0 | 0 | 0 | 0 | 0 | 0 | 0 | 0 | 0 | 0 | 0 | 0 | 0 | 0 | 0 | 0 | 0 | 0 | 0 | 0 | 0 | 0 | 0 | 0 | 0 | 0 | 0 | 0 | 0 | 0 | 0.14311 | 0.14311 | 0.095408 | 0.095408 | 0.095408 | 0.087457 | 0.087457 | 0 | 0 | 0 | 0 | 0 | 0 | 0 | 0.028857 | 0.028857 | 0.019238 | 0.019238 | 0.019238 | 0.017635 | 0.017635 | 0 | 0 | 0 | 0 | 0 | 0 | 0 | 0 | 0 | 0 | 0 | 0 | 0 | 0 | 0 | 0 | 0 | 0 | 0 | 0 | 0 | 0 | 0 | 0 | 0 | 0 | 0 | 0 | 0 | 0 | 0 | 0 | 0 | 0 | 0 | University Class (break) ILit Cls | University Class (break) ILit Cls | 2 | 3.5 | 3.5 | University Class (break) ILit2 Cls | University Class (break) ILit Cls | University Class (break) ILit Cls | 2 | 3.5 | 3.5 | 2 | 0.84 | 0.035 | 0.035 | 0.035 | 0.035 | 0.035 | 0.035 | 0.035 | 0.035 | 0.035 | 0.035 | 0.035 | 0.035 | 0.035 | 0.035 | 0.035 | 0.035 | 0.035 | 0.035 | 0.035 | 0.035 | 0.035 | 0.035 | 0.035 | 0.035 | 0.035 | 0.84 | 0.035 | 0.035 | 0.035 | 0.035 | 0.035 | 0.035 | 0.035 | 0.035 | 0.035 | 0.035 | 0.035 | 0.035 | 0.035 | 0.035 | 0.035 | 0.035 | 0.035 | 0.035 | 0.035 | 0.035 | 0.035 | 0.035 | 0.035 | 0.035 | 0.035 | 0 | 0 | 0 | 0 | 0 | 0 | 0 | 0 | 0 | 0 | 0 | 0 | 0 | 0 | 0 | 0 | 0 | 0 | 0 | 0 | 0 | 0 | 0 | 0 | 0 | 0 | 0 | 0 | 0 | 0 | 0 | 0 | 0 | 0 | 0 | 0 | 0 | 0 | 0 | 0 | 0 | 0 | 0 | 0 | 0 | 0 | 0 | 0 | 16 | 0.66337 | 0.20792 | 0.079208 | 0.049505 | 0.76136 | 0 | 0 | 0 | 0 | 0 | 0 | 0 | 0 |  | 0.004128 | 0.004128 | 0.0040915 | 0.0041369 | 0.0041138 | 0.0040849 | 0.0040849 | Education - University - Comm/Ind Work (General, Low Bay) - (break) - Hol | 14 | 9 | 14 | 0 | 2.52 | 0 | 0 | 0 | 2.52 | 0 | 0 | 0 | 0.84 | 0 | 0 | 0 | 0 | 0 | 0 | 0 | 0 | 0 | 0 | 0 | 0 | 0 | 0 | 0 | 0 | 0 | 0 | 0 | 0 | 0 | 0 | 0 | 0 |  | 0 | 2.52 | 0 | 0 | 0 | 2.52 | 0 | 0 | 0 | 0.84 | 0 | 0 | 0 | 0 | 0 | 0 | 0 | 0 | 0 | 0 | 0 | 0 | 0 | 0 | 0 | 0 | 0 | 0 | 0 | 0 | 0 | 0 | 0 | 0
620 | 6 | 20 | 8 | 8 |  | Education - University (break) |  | Education - University - Comm/Ind Work (General, Low Bay) (break) | Education - University | Comm/Ind Work (General, Low Bay) | Education - University - Comm/Ind Work (General, Low Bay) | (break) | Education - University (break) | Education - University - Comm/Ind Work (General, Low Bay) (break) | University Class (break) | all | Closed | 38 | 38 | 0.080017 | 1.6365 | 1.6365 | 1.091 | 1.091 | 1.091 | 1.0001 | 1.0001 | 0 | 0 | 0 | 0 | 0 | 0 | 0 | 4.1798 | 4.1798 | 2.7865 | 2.7865 | 2.7865 | 2.5543 | 2.5543 | 0.0045831 | 0.0045831 | 0.0030554 | 0.0030554 | 0.0030554 | 0.0028008 | 0.0028008 | 0 | 0 | 0 | 0 | 0 | 0 | 0 | 0 | 0 | 0 | 0 | 0 | 0 | 0 | 0.035 | 0.035 | 0.035 | 0.035 | 0.035 | 0.035 | 0.035 | 0.034185 | 0.034185 | 0.034148 | 0.03403 | 0.033817 | 0.033741 | 0.033741 | 0.14311 | 0.14311 | 0.095408 | 0.095408 | 0.095408 | 0.087457 | 0.087457 | 0 | 0 | 0 | 0 | 0 | 0 | 0 | 0.36553 | 0.36553 | 0.24368 | 0.24368 | 0.24368 | 0.22338 | 0.22338 | 0.0004008 | 0.0004008 | 0.0002672 | 0.0002672 | 0.0002672 | 0.00024493 | 0.00024493 | 0 | 0 | 0 | 0 | 0 | 0 | 0 | 0 | 0 | 0 | 0 | 0 | 0 | 0 | 0.035 | 0.035 | 0.035 | 0.035 | 0.035 | 0.035 | 0.035 | 0.034185 | 0.034185 | 0.034148 | 0.03403 | 0.033817 | 0.033741 | 0.033741 | University Class (break) ILit Cls | University Class (break) ILit Cls | 2 | 3.5 | 3.5 | University Class (break) ILit2 Cls | University Class (break) ILit Cls | University Class (break) ILit Cls | 2 | 3.5 | 3.5 | 2 | 0.84 | 0.035 | 0.035 | 0.035 | 0.035 | 0.035 | 0.035 | 0.035 | 0.035 | 0.035 | 0.035 | 0.035 | 0.035 | 0.035 | 0.035 | 0.035 | 0.035 | 0.035 | 0.035 | 0.035 | 0.035 | 0.035 | 0.035 | 0.035 | 0.035 | 0.035 | 0.84 | 0.035 | 0.035 | 0.035 | 0.035 | 0.035 | 0.035 | 0.035 | 0.035 | 0.035 | 0.035 | 0.035 | 0.035 | 0.035 | 0.035 | 0.035 | 0.035 | 0.035 | 0.035 | 0.035 | 0.035 | 0.035 | 0.035 | 0.035 | 0.035 | 0.035 | 0 | 0 | 0 | 0 | 0 | 0 | 0 | 0 | 0 | 0 | 0 | 0 | 0 | 0 | 0 | 0 | 0 | 0 | 0 | 0 | 0 | 0 | 0 | 0 | 0 | 0 | 0 | 0 | 0 | 0 | 0 | 0 | 0 | 0 | 0 | 0 | 0 | 0 | 0 | 0 | 0 | 0 | 0 | 0 | 0 | 0 | 0 | 0 | 16 | 0.66337 | 0.20792 | 0.079208 | 0.049505 | 0.76136 | 0.0049957 | 0.00065416 | 0.00065416 | 0.00043611 | 0.00043611 | 0.00043611 | 0.00039977 | 0.00039977 | Education - University (break) | 0.004128 | 0.004128 | 0.0040915 | 0.0041369 | 0.0041138 | 0.0040849 | 0.0040849 | Education - University - Comm/Ind Work (General, Low Bay) - (break) - all | 16 | 7 | 17 | 0 | 31.92 | 0 | 31.92 | 0 | 0 | 0 | 0.84 | 0 | 0 | 0 | 0 | 0 | 0 | 0 | 0 | 0 | 0 | 0 | 0 | 0 | 0 | 0 | 0 | 0 | 0 | 0 | 0 | 0 | 0 | 0 | 0 | 0 | 0 |  | 0 | 31.92 | 0 | 31.92 | 0 | 0 | 0 | 0.84 | 0 | 0 | 0 | 0 | 0 | 0 | 0 | 0 | 0 | 0 | 0 | 0 | 0 | 0 | 0 | 0 | 0 | 0 | 0 | 0 | 0 | 0 | 0 | 0 | 0 | 0
621 | 6 | 21 | 5 | 9 |  |  |  |  | Education - University | Comm/Ind Work (General, Low Bay) | Education - University - Comm/Ind Work (General, Low Bay) | (summer) | Education - University (summer) | Education - University - Comm/Ind Work (General, Low Bay) (summer) | University Class (summer) | Sat | Open | 8 | 8 | 0.080017 | 1.6365 | 1.6365 | 1.091 | 1.091 | 1.091 | 1.0001 | 1.0001 | 0 | 0 | 0 | 0 | 0 | 0 | 0 | 2.1668 | 2.1668 | 1.4445 | 1.4445 | 1.4445 | 1.3242 | 1.3242 | 0 | 0 | 0 | 0 | 0 | 0 | 0 | 0 | 0 | 0 | 0 | 0 | 0 | 0 | 0 | 0 | 0 | 0 | 0 | 0 | 0 | 0 | 0 | 0 | 0 | 0 | 0 | 0 | 0 | 0 | 0 | 0 | 0 | 0 | 0 | 0.14311 | 0.14311 | 0.095408 | 0.095408 | 0.095408 | 0.087457 | 0.087457 | 0 | 0 | 0 | 0 | 0 | 0 | 0 | 0.2702 | 0.2702 | 0.18014 | 0.18014 | 0.18014 | 0.16512 | 0.16512 | 0 | 0 | 0 | 0 | 0 | 0 | 0 | 0 | 0 | 0 | 0 | 0 | 0 | 0 | 0 | 0 | 0 | 0 | 0 | 0 | 0 | 0 | 0 | 0 | 0 | 0 | 0 | 0 | 0 | 0 | 0 | 0 | 0 | 0 | 0 | University Class (summer) ILit Sat | University Class (summer) ILit all | 3661 | 5 | 15 | University Class (summer) ILit2 Sat | University Class (summer) ILit Sat | University Class (summer) ILit all | 3661 | 6.5 | 22.5 | 3661 | 2.0684 | 0.11842 | 0.05 | 0.05 | 0.05 | 0.05 | 0.05 | 0.05 | 0.05 | 0.12895 | 0.15 | 0.15 | 0.15 | 0.13947 | 0.13947 | 0.13947 | 0.15 | 0.11842 | 0.086842 | 0.065789 | 0.05 | 0.05 | 0.05 | 0.05 | 0.05 | 0.05 | 2.9495 | 0.17447 | 0.065 | 0.065 | 0.065 | 0.065 | 0.065 | 0.065 | 0.065 | 0.19132 | 0.225 | 0.225 | 0.225 | 0.20816 | 0.20816 | 0.20816 | 0.225 | 0.17447 | 0.12395 | 0.090263 | 0.065 | 0.065 | 0.065 | 0.065 | 0.065 | 0.065 | 0 | 0 | 0 | 0 | 0 | 0 | 0 | 0.78947 | 1 | 1 | 1 | 0.89474 | 0.89474 | 0.89474 | 1 | 0.68421 | 0.36842 | 0.15789 | 0 | 0 | 0 | 0 | 0 | 0 | 0 | 0 | 0 | 0 | 0 | 0 | 0 | 0.78947 | 1 | 1 | 1 | 0.89474 | 0.89474 | 0.89474 | 1 | 0.68421 | 0.36842 | 0.15789 | 0 | 0 | 0 | 0 | 0 | 0 | 16 | 0.66337 | 0.20792 | 0.079208 | 0.049505 | 0.76136 | 0 | 0 | 0 | 0 | 0 | 0 | 0 | 0 |  | 0.052163 | 0.052163 | 0.051855 | 0.052335 | 0.0523 | 0.051211 | 0.051211 | Education - University - Comm/Ind Work (General, Low Bay) - (summer) - Sat | 10 | 9 | 18 | 9.7895 | 6.7579 | 0 | 0 | 9.7895 | 6.7579 | 0 | 0 | 1.2237 | 0.84474 | 0 | 0 | 0 | 0 | 0 | 0 | 0 | 0 | 0.15 | 0.15 | 0.15 | 0.13947 | 0.13947 | 0.13947 | 0.15 | 0.11842 | 0.086842 | 0 | 0 | 0 | 0 | 0 | 0 | 0 |  | 14.5832 | 9.0126 | 0 | 0 | 14.5832 | 9.0126 | 0 | 0 | 1.8229 | 1.1266 | 0 | 0 | 0 | 0 | 0 | 0 | 0 | 0 | 0.225 | 0.225 | 0.225 | 0.20816 | 0.20816 | 0.20816 | 0.225 | 0.17447 | 0.12395 | 0 | 0 | 0 | 0 | 0 | 0 | 0
622 | 6 | 22 | 6 | 10 |  |  |  |  | Education - University | Comm/Ind Work (General, Low Bay) | Education - University - Comm/Ind Work (General, Low Bay) | (summer) | Education - University (summer) | Education - University - Comm/Ind Work (General, Low Bay) (summer) | University Class (summer) | Sun | Open | 8 | 8 | 0.080017 | 1.6365 | 1.6365 | 1.091 | 1.091 | 1.091 | 1.0001 | 1.0001 | 0 | 0 | 0 | 0 | 0 | 0 | 0 | 1.4666 | 1.4666 | 0.97772 | 0.97772 | 0.97772 | 0.89625 | 0.89625 | 0 | 0 | 0 | 0 | 0 | 0 | 0 | 0 | 0 | 0 | 0 | 0 | 0 | 0 | 0 | 0 | 0 | 0 | 0 | 0 | 0 | 0 | 0 | 0 | 0 | 0 | 0 | 0 | 0 | 0 | 0 | 0 | 0 | 0 | 0 | 0.14311 | 0.14311 | 0.095408 | 0.095408 | 0.095408 | 0.087457 | 0.087457 | 0 | 0 | 0 | 0 | 0 | 0 | 0 | 0.17223 | 0.17223 | 0.11482 | 0.11482 | 0.11482 | 0.10525 | 0.10525 | 0 | 0 | 0 | 0 | 0 | 0 | 0 | 0 | 0 | 0 | 0 | 0 | 0 | 0 | 0 | 0 | 0 | 0 | 0 | 0 | 0 | 0 | 0 | 0 | 0 | 0 | 0 | 0 | 0 | 0 | 0 | 0 | 0 | 0 | 0 | University Class (summer) ILit Sun | University Class (summer) ILit all | 3093 | 5 | 15 | University Class (summer) ILit2 Sun | University Class (summer) ILit Sun | University Class (summer) ILit all | 3093 | 6.5 | 22.5 | 3093 | 1.4 | 0.05 | 0.05 | 0.05 | 0.05 | 0.05 | 0.05 | 0.05 | 0.05 | 0.05 | 0.05 | 0.05 | 0.15 | 0.15 | 0.05 | 0.05 | 0.05 | 0.05 | 0.05 | 0.05 | 0.05 | 0.05 | 0.05 | 0.05 | 0.05 | 0.05 | 1.88 | 0.065 | 0.065 | 0.065 | 0.065 | 0.065 | 0.065 | 0.065 | 0.065 | 0.065 | 0.065 | 0.065 | 0.225 | 0.225 | 0.065 | 0.065 | 0.065 | 0.065 | 0.065 | 0.065 | 0.065 | 0.065 | 0.065 | 0.065 | 0.065 | 0.065 | 0 | 0 | 0 | 0 | 0 | 0 | 0 | 0 | 0 | 0 | 1 | 1 | 0 | 0 | 0 | 0 | 0 | 0 | 0 | 0 | 0 | 0 | 0 | 0 | 0 | 0 | 0 | 0 | 0 | 0 | 0 | 0 | 0 | 0 | 1 | 1 | 0 | 0 | 0 | 0 | 0 | 0 | 0 | 0 | 0 | 0 | 0 | 0 | 16 | 0.66337 | 0.20792 | 0.079208 | 0.049505 | 0.76136 | 0 | 0 | 0 | 0 | 0 | 0 | 0 | 0 |  | 0.052163 | 0.052163 | 0.051855 | 0.052335 | 0.0523 | 0.051211 | 0.051211 | Education - University - Comm/Ind Work (General, Low Bay) - (summer) - Sun | 12 | 9 | 18 | 5.2 | 6 | 0 | 0 | 5.2 | 6 | 0 | 0 | 0.65 | 0.75 | 0 | 0 | 0 | 0 | 0 | 0 | 0 | 0 | 0.05 | 0.05 | 0.15 | 0.15 | 0.05 | 0.05 | 0.05 | 0.05 | 0.05 | 0 | 0 | 0 | 0 | 0 | 0 | 0 |  | 7.24 | 7.8 | 0 | 0 | 7.24 | 7.8 | 0 | 0 | 0.905 | 0.975 | 0 | 0 | 0 | 0 | 0 | 0 | 0 | 0 | 0.065 | 0.065 | 0.225 | 0.225 | 0.065 | 0.065 | 0.065 | 0.065 | 0.065 | 0 | 0 | 0 | 0 | 0 | 0 | 0
623 | 6 | 23 | 7 | 11 |  |  |  |  | Education - University | Comm/Ind Work (General, Low Bay) | Education - University - Comm/Ind Work (General, Low Bay) | (summer) | Education - University (summer) | Education - University - Comm/Ind Work (General, Low Bay) (summer) | University Class (summer) | Hol | Open | 1 | 1 | 0.080017 | 1.6365 | 1.6365 | 1.091 | 1.091 | 1.091 | 1.0001 | 1.0001 | 0 | 0 | 0 | 0 | 0 | 0 | 0 | 0.18332 | 0.18332 | 0.12222 | 0.12222 | 0.12222 | 0.11203 | 0.11203 | 0 | 0 | 0 | 0 | 0 | 0 | 0 | 0 | 0 | 0 | 0 | 0 | 0 | 0 | 0 | 0 | 0 | 0 | 0 | 0 | 0 | 0 | 0 | 0 | 0 | 0 | 0 | 0 | 0 | 0 | 0 | 0 | 0 | 0 | 0 | 0.14311 | 0.14311 | 0.095408 | 0.095408 | 0.095408 | 0.087457 | 0.087457 | 0 | 0 | 0 | 0 | 0 | 0 | 0 | 0.021529 | 0.021529 | 0.014352 | 0.014352 | 0.014352 | 0.013156 | 0.013156 | 0 | 0 | 0 | 0 | 0 | 0 | 0 | 0 | 0 | 0 | 0 | 0 | 0 | 0 | 0 | 0 | 0 | 0 | 0 | 0 | 0 | 0 | 0 | 0 | 0 | 0 | 0 | 0 | 0 | 0 | 0 | 0 | 0 | 0 | 0 | University Class (summer) ILit Hol | University Class (summer) ILit all | 3093 | 5 | 15 | University Class (summer) ILit2 Hol | University Class (summer) ILit Hol | University Class (summer) ILit all | 3093 | 6.5 | 22.5 | 3093 | 1.4 | 0.05 | 0.05 | 0.05 | 0.05 | 0.05 | 0.05 | 0.05 | 0.05 | 0.05 | 0.05 | 0.05 | 0.15 | 0.15 | 0.05 | 0.05 | 0.05 | 0.05 | 0.05 | 0.05 | 0.05 | 0.05 | 0.05 | 0.05 | 0.05 | 0.05 | 1.88 | 0.065 | 0.065 | 0.065 | 0.065 | 0.065 | 0.065 | 0.065 | 0.065 | 0.065 | 0.065 | 0.065 | 0.225 | 0.225 | 0.065 | 0.065 | 0.065 | 0.065 | 0.065 | 0.065 | 0.065 | 0.065 | 0.065 | 0.065 | 0.065 | 0.065 | 0 | 0 | 0 | 0 | 0 | 0 | 0 | 0 | 0 | 0 | 1 | 1 | 0 | 0 | 0 | 0 | 0 | 0 | 0 | 0 | 0 | 0 | 0 | 0 | 0 | 0 | 0 | 0 | 0 | 0 | 0 | 0 | 0 | 0 | 1 | 1 | 0 | 0 | 0 | 0 | 0 | 0 | 0 | 0 | 0 | 0 | 0 | 0 | 16 | 0.66337 | 0.20792 | 0.079208 | 0.049505 | 0.76136 | 0 | 0 | 0 | 0 | 0 | 0 | 0 | 0 |  | 0.052163 | 0.052163 | 0.051855 | 0.052335 | 0.0523 | 0.051211 | 0.051211 | Education - University - Comm/Ind Work (General, Low Bay) - (summer) - Hol | 14 | 9 | 18 | 0.65 | 0.75 | 0 | 0 | 0.65 | 0.75 | 0 | 0 | 0.65 | 0.75 | 0 | 0 | 0 | 0 | 0 | 0 | 0 | 0 | 0.05 | 0.05 | 0.15 | 0.15 | 0.05 | 0.05 | 0.05 | 0.05 | 0.05 | 0 | 0 | 0 | 0 | 0 | 0 | 0 |  | 0.905 | 0.975 | 0 | 0 | 0.905 | 0.975 | 0 | 0 | 0.905 | 0.975 | 0 | 0 | 0 | 0 | 0 | 0 | 0 | 0 | 0.065 | 0.065 | 0.225 | 0.225 | 0.065 | 0.065 | 0.065 | 0.065 | 0.065 | 0 | 0 | 0 | 0 | 0 | 0 | 0
624 | 6 | 24 | 8 | 12 |  | Education - University (summer) | Education - University - Comm/Ind Work (General, Low Bay) | Education - University - Comm/Ind Work (General, Low Bay) (summer) | Education - University | Comm/Ind Work (General, Low Bay) | Education - University - Comm/Ind Work (General, Low Bay) | (summer) | Education - University (summer) | Education - University - Comm/Ind Work (General, Low Bay) (summer) | University Class (summer) | all | Open | 44 | 44 | 0.080017 | 1.6365 | 1.6365 | 1.091 | 1.091 | 1.091 | 1.0001 | 1.0001 | 0.13094 | 0.13094 | 0.087297 | 0.087297 | 0.087297 | 0.080022 | 0.080022 | 38.8148 | 38.8148 | 25.8766 | 25.8766 | 25.8766 | 23.7202 | 23.7202 | 0.058925 | 0.058925 | 0.039283 | 0.039283 | 0.039283 | 0.03601 | 0.03601 | 2362.9895 | 2362.9895 | 2362.9895 | 2362.9895 | 2362.9895 | 2362.9895 | 2362.9895 | 0 | 0 | 0 | 0 | 0 | 0 | 0 | 0.45 | 0.45 | 0.45 | 0.45 | 0.45 | 0.45 | 0.45 | 0.43353 | 0.43353 | 0.43434 | 0.43215 | 0.43173 | 0.42528 | 0.42528 | 0.14311 | 0.14311 | 0.095408 | 0.095408 | 0.095408 | 0.087457 | 0.087457 | 0.011451 | 0.011451 | 0.0076342 | 0.0076342 | 0.0076342 | 0.006998 | 0.006998 | 3.548 | 3.548 | 2.3653 | 2.3653 | 2.3653 | 2.1682 | 2.1682 | 0.0051531 | 0.0051531 | 0.0034354 | 0.0034354 | 0.0034354 | 0.0031491 | 0.0031491 | 2531.3211 | 2531.3211 | 2531.3211 | 2531.3211 | 2531.3211 | 2531.3211 | 2531.3211 | 0 | 0 | 0 | 0 | 0 | 0 | 0 | 0.45 | 0.45 | 0.45 | 0.45 | 0.45 | 0.45 | 0.45 | 0.43416 | 0.43416 | 0.43527 | 0.43321 | 0.43188 | 0.42538 | 0.42538 | University Class (summer) ILit all | University Class (summer) ILit all | 3660 | 5 | 45 | University Class (summer) ILit2 all | University Class (summer) ILit all | University Class (summer) ILit all | 3660 | 8 | 45 | 3660 | 6.7368 | 0.45 | 0.05 | 0.05 | 0.05 | 0.05 | 0.05 | 0.05 | 0.23947 | 0.36579 | 0.45 | 0.45 | 0.45 | 0.40789 | 0.40789 | 0.40789 | 0.45 | 0.45 | 0.45 | 0.40789 | 0.40789 | 0.36579 | 0.32368 | 0.23947 | 0.11316 | 0.05 | 7.0416 | 0.45 | 0.08 | 0.08 | 0.08 | 0.08 | 0.08 | 0.08 | 0.25526 | 0.37211 | 0.45 | 0.45 | 0.45 | 0.41105 | 0.41105 | 0.41105 | 0.45 | 0.45 | 0.45 | 0.41105 | 0.41105 | 0.37211 | 0.33316 | 0.25526 | 0.13842 | 0.08 | 0 | 0 | 0 | 0 | 0 | 0 | 0.47368 | 0.78947 | 1 | 1 | 1 | 0.89474 | 0.89474 | 0.89474 | 1 | 1 | 1 | 0.89474 | 0.89474 | 0.78947 | 0.68421 | 0.47368 | 0.15789 | 0 | 0 | 0 | 0 | 0 | 0 | 0 | 0.47368 | 0.78947 | 1 | 1 | 1 | 0.89474 | 0.89474 | 0.89474 | 1 | 1 | 1 | 0.89474 | 0.89474 | 0.78947 | 0.68421 | 0.47368 | 0.15789 | 0 | 16 | 0.66337 | 0.20792 | 0.079208 | 0.049505 | 0.76136 | 0.06423 | 0.0084106 | 0.0084106 | 0.0056071 | 0.0056071 | 0.0056071 | 0.0051398 | 0.0051398 | Education - University (summer) | 0.052163 | 0.052163 | 0.051855 | 0.052335 | 0.0523 | 0.051211 | 0.051211 | Education - University - Comm/Ind Work (General, Low Bay) - (summer) - all | 16 | 7 | 21 | 251.2632 | 45.1579 | 251.2632 | 45.1579 | 0 | 0 | 5.7105 | 1.0263 | 0 | 0 | 0 | 0 | 0 | 0 | 0 | 0 | 0.23947 | 0.36579 | 0.45 | 0.45 | 0.45 | 0.40789 | 0.40789 | 0.40789 | 0.45 | 0.45 | 0.45 | 0.40789 | 0.40789 | 0.36579 | 0 | 0 | 0 | 0 |  | 253.2084 | 56.6211 | 253.2084 | 56.6211 | 0 | 0 | 5.7547 | 1.2868 | 0 | 0 | 0 | 0 | 0 | 0 | 0 | 0 | 0.25526 | 0.37211 | 0.45 | 0.45 | 0.45 | 0.41105 | 0.41105 | 0.41105 | 0.45 | 0.45 | 0.45 | 0.41105 | 0.41105 | 0.37211 | 0 | 0 | 0 | 0
625 | 6 | 25 | 5 | 1 |  |  |  |  | Education - University | Computer Room (Instructional/PC Lab) | Education - University - Computer Room (Instructional/PC Lab) |  | Education - University | Education - University - Computer Room (Instructional/PC Lab) | University ComputerRm (in session) | Sat | Open | 32 | 32 | 0.038014 | 1.4546 | 1.4546 | 1.4546 | 1.4546 | 1.091 | 1.091 | 1.091 | 0 | 0 | 0 | 0 | 0 | 0 | 0 | 8.9236 | 8.9236 | 8.9236 | 8.9236 | 6.6927 | 6.6927 | 6.6927 | 0 | 0 | 0 | 0 | 0 | 0 | 0 | 0 | 0 | 0 | 0 | 0 | 0 | 0 | 0 | 0 | 0 | 0 | 0 | 0 | 0 | 0 | 0 | 0 | 0 | 0 | 0 | 0 | 0 | 0 | 0 | 0 | 0 | 0 | 0 | 0.12721 | 0.12721 | 0.12721 | 0.12721 | 0.095408 | 0.095408 | 0.095408 | 0 | 0 | 0 | 0 | 0 | 0 | 0 | 0.89192 | 0.89192 | 0.89192 | 0.89192 | 0.66894 | 0.66894 | 0.66894 | 0 | 0 | 0 | 0 | 0 | 0 | 0 | 0 | 0 | 0 | 0 | 0 | 0 | 0 | 0 | 0 | 0 | 0 | 0 | 0 | 0 | 0 | 0 | 0 | 0 | 0 | 0 | 0 | 0 | 0 | 0 | 0 | 0 | 0 | 0 | University ComputerRm (in session) ILit Sat | University ComputerRm (in session) ILit all | 3655 | 10 | 37.5 | University ComputerRm (in session) ILit2 Sat | University ComputerRm (in session) ILit Sat | University ComputerRm (in session) ILit all | 3655 | 10 | 45 | 3655 | 5.0431 | 0.375 | 0.1 | 0.1 | 0.1 | 0.1 | 0.1 | 0.1 | 0.1 | 0.22222 | 0.375 | 0.375 | 0.375 | 0.375 | 0.375 | 0.375 | 0.375 | 0.375 | 0.375 | 0.14583 | 0.1 | 0.1 | 0.1 | 0.1 | 0.1 | 0.1 | 5.7639 | 0.45 | 0.1 | 0.1 | 0.1 | 0.1 | 0.1 | 0.1 | 0.1 | 0.25556 | 0.45 | 0.45 | 0.45 | 0.45 | 0.45 | 0.45 | 0.45 | 0.45 | 0.45 | 0.15833 | 0.1 | 0.1 | 0.1 | 0.1 | 0.1 | 0.1 | 0 | 0 | 0 | 0 | 0 | 0 | 0 | 0.44444 | 1 | 1 | 1 | 1 | 1 | 1 | 1 | 1 | 1 | 0.16667 | 0 | 0 | 0 | 0 | 0 | 0 | 0 | 0 | 0 | 0 | 0 | 0 | 0 | 0.44444 | 1 | 1 | 1 | 1 | 1 | 1 | 1 | 1 | 1 | 0.16667 | 0 | 0 | 0 | 0 | 0 | 0 | 20 | 0.4 | 0.36 | 0.13 | 0.11 | 0.52632 | 0 | 0 | 0 | 0 | 0 | 0 | 0 | 0 |  | 0.087073 | 0.087073 | 0.08631 | 0.087843 | 0.087899 | 0.085753 | 0.085753 | Education - University - Computer Room (Instructional/PC Lab) - Sat | 10 | 9 | 18 | 108 | 53.3778 | 0 | 0 | 108 | 53.3778 | 0 | 0 | 3.375 | 1.6681 | 0 | 0 | 0 | 0 | 0 | 0 | 0 | 0 | 0.375 | 0.375 | 0.375 | 0.375 | 0.375 | 0.375 | 0.375 | 0.375 | 0.375 | 0 | 0 | 0 | 0 | 0 | 0 | 0 |  | 129.6 | 54.8444 | 0 | 0 | 129.6 | 54.8444 | 0 | 0 | 4.05 | 1.7139 | 0 | 0 | 0 | 0 | 0 | 0 | 0 | 0 | 0.45 | 0.45 | 0.45 | 0.45 | 0.45 | 0.45 | 0.45 | 0.45 | 0.45 | 0 | 0 | 0 | 0 | 0 | 0 | 0
626 | 6 | 26 | 6 | 2 |  |  |  |  | Education - University | Computer Room (Instructional/PC Lab) | Education - University - Computer Room (Instructional/PC Lab) |  | Education - University | Education - University - Computer Room (Instructional/PC Lab) | University ComputerRm (in session) | Sun | Open | 32 | 32 | 0.038014 | 1.4546 | 1.4546 | 1.4546 | 1.4546 | 1.091 | 1.091 | 1.091 | 0 | 0 | 0 | 0 | 0 | 0 | 0 | 8.9236 | 8.9236 | 8.9236 | 8.9236 | 6.6927 | 6.6927 | 6.6927 | 0 | 0 | 0 | 0 | 0 | 0 | 0 | 0 | 0 | 0 | 0 | 0 | 0 | 0 | 0 | 0 | 0 | 0 | 0 | 0 | 0 | 0 | 0 | 0 | 0 | 0 | 0 | 0 | 0 | 0 | 0 | 0 | 0 | 0 | 0 | 0.12721 | 0.12721 | 0.12721 | 0.12721 | 0.095408 | 0.095408 | 0.095408 | 0 | 0 | 0 | 0 | 0 | 0 | 0 | 0.89192 | 0.89192 | 0.89192 | 0.89192 | 0.66894 | 0.66894 | 0.66894 | 0 | 0 | 0 | 0 | 0 | 0 | 0 | 0 | 0 | 0 | 0 | 0 | 0 | 0 | 0 | 0 | 0 | 0 | 0 | 0 | 0 | 0 | 0 | 0 | 0 | 0 | 0 | 0 | 0 | 0 | 0 | 0 | 0 | 0 | 0 | University ComputerRm (in session) ILit Sun | University ComputerRm (in session) ILit all | 3655 | 10 | 37.5 | University ComputerRm (in session) ILit2 Sun | University ComputerRm (in session) ILit Sun | University ComputerRm (in session) ILit all | 3655 | 10 | 45 | 3655 | 5.0431 | 0.375 | 0.1 | 0.1 | 0.1 | 0.1 | 0.1 | 0.1 | 0.1 | 0.22222 | 0.375 | 0.375 | 0.375 | 0.375 | 0.375 | 0.375 | 0.375 | 0.375 | 0.375 | 0.14583 | 0.1 | 0.1 | 0.1 | 0.1 | 0.1 | 0.1 | 5.7639 | 0.45 | 0.1 | 0.1 | 0.1 | 0.1 | 0.1 | 0.1 | 0.1 | 0.25556 | 0.45 | 0.45 | 0.45 | 0.45 | 0.45 | 0.45 | 0.45 | 0.45 | 0.45 | 0.15833 | 0.1 | 0.1 | 0.1 | 0.1 | 0.1 | 0.1 | 0 | 0 | 0 | 0 | 0 | 0 | 0 | 0.44444 | 1 | 1 | 1 | 1 | 1 | 1 | 1 | 1 | 1 | 0.16667 | 0 | 0 | 0 | 0 | 0 | 0 | 0 | 0 | 0 | 0 | 0 | 0 | 0 | 0.44444 | 1 | 1 | 1 | 1 | 1 | 1 | 1 | 1 | 1 | 0.16667 | 0 | 0 | 0 | 0 | 0 | 0 | 20 | 0.4 | 0.36 | 0.13 | 0.11 | 0.52632 | 0 | 0 | 0 | 0 | 0 | 0 | 0 | 0 |  | 0.087073 | 0.087073 | 0.08631 | 0.087843 | 0.087899 | 0.085753 | 0.085753 | Education - University - Computer Room (Instructional/PC Lab) - Sun | 12 | 9 | 18 | 108 | 53.3778 | 0 | 0 | 108 | 53.3778 | 0 | 0 | 3.375 | 1.6681 | 0 | 0 | 0 | 0 | 0 | 0 | 0 | 0 | 0.375 | 0.375 | 0.375 | 0.375 | 0.375 | 0.375 | 0.375 | 0.375 | 0.375 | 0 | 0 | 0 | 0 | 0 | 0 | 0 |  | 129.6 | 54.8444 | 0 | 0 | 129.6 | 54.8444 | 0 | 0 | 4.05 | 1.7139 | 0 | 0 | 0 | 0 | 0 | 0 | 0 | 0 | 0.45 | 0.45 | 0.45 | 0.45 | 0.45 | 0.45 | 0.45 | 0.45 | 0.45 | 0 | 0 | 0 | 0 | 0 | 0 | 0
627 | 6 | 27 | 7 | 3 |  |  |  |  | Education - University | Computer Room (Instructional/PC Lab) | Education - University - Computer Room (Instructional/PC Lab) |  | Education - University | Education - University - Computer Room (Instructional/PC Lab) | University ComputerRm (in session) | Hol | Open | 6 | 6 | 0.038014 | 1.4546 | 1.4546 | 1.4546 | 1.4546 | 1.091 | 1.091 | 1.091 | 0 | 0 | 0 | 0 | 0 | 0 | 0 | 1.6732 | 1.6732 | 1.6732 | 1.6732 | 1.2549 | 1.2549 | 1.2549 | 0 | 0 | 0 | 0 | 0 | 0 | 0 | 0 | 0 | 0 | 0 | 0 | 0 | 0 | 0 | 0 | 0 | 0 | 0 | 0 | 0 | 0 | 0 | 0 | 0 | 0 | 0 | 0 | 0 | 0 | 0 | 0 | 0 | 0 | 0 | 0.12721 | 0.12721 | 0.12721 | 0.12721 | 0.095408 | 0.095408 | 0.095408 | 0 | 0 | 0 | 0 | 0 | 0 | 0 | 0.16724 | 0.16724 | 0.16724 | 0.16724 | 0.12543 | 0.12543 | 0.12543 | 0 | 0 | 0 | 0 | 0 | 0 | 0 | 0 | 0 | 0 | 0 | 0 | 0 | 0 | 0 | 0 | 0 | 0 | 0 | 0 | 0 | 0 | 0 | 0 | 0 | 0 | 0 | 0 | 0 | 0 | 0 | 0 | 0 | 0 | 0 | University ComputerRm (in session) ILit Hol | University ComputerRm (in session) ILit all | 3655 | 10 | 37.5 | University ComputerRm (in session) ILit2 Hol | University ComputerRm (in session) ILit Hol | University ComputerRm (in session) ILit all | 3655 | 10 | 45 | 3655 | 5.0431 | 0.375 | 0.1 | 0.1 | 0.1 | 0.1 | 0.1 | 0.1 | 0.1 | 0.22222 | 0.375 | 0.375 | 0.375 | 0.375 | 0.375 | 0.375 | 0.375 | 0.375 | 0.375 | 0.14583 | 0.1 | 0.1 | 0.1 | 0.1 | 0.1 | 0.1 | 5.7639 | 0.45 | 0.1 | 0.1 | 0.1 | 0.1 | 0.1 | 0.1 | 0.1 | 0.25556 | 0.45 | 0.45 | 0.45 | 0.45 | 0.45 | 0.45 | 0.45 | 0.45 | 0.45 | 0.15833 | 0.1 | 0.1 | 0.1 | 0.1 | 0.1 | 0.1 | 0 | 0 | 0 | 0 | 0 | 0 | 0 | 0.44444 | 1 | 1 | 1 | 1 | 1 | 1 | 1 | 1 | 1 | 0.16667 | 0 | 0 | 0 | 0 | 0 | 0 | 0 | 0 | 0 | 0 | 0 | 0 | 0 | 0.44444 | 1 | 1 | 1 | 1 | 1 | 1 | 1 | 1 | 1 | 0.16667 | 0 | 0 | 0 | 0 | 0 | 0 | 20 | 0.4 | 0.36 | 0.13 | 0.11 | 0.52632 | 0 | 0 | 0 | 0 | 0 | 0 | 0 | 0 |  | 0.087073 | 0.087073 | 0.08631 | 0.087843 | 0.087899 | 0.085753 | 0.085753 | Education - University - Computer Room (Instructional/PC Lab) - Hol | 14 | 9 | 18 | 20.25 | 10.0083 | 0 | 0 | 20.25 | 10.0083 | 0 | 0 | 3.375 | 1.6681 | 0 | 0 | 0 | 0 | 0 | 0 | 0 | 0 | 0.375 | 0.375 | 0.375 | 0.375 | 0.375 | 0.375 | 0.375 | 0.375 | 0.375 | 0 | 0 | 0 | 0 | 0 | 0 | 0 |  | 24.3 | 10.2833 | 0 | 0 | 24.3 | 10.2833 | 0 | 0 | 4.05 | 1.7139 | 0 | 0 | 0 | 0 | 0 | 0 | 0 | 0 | 0.45 | 0.45 | 0.45 | 0.45 | 0.45 | 0.45 | 0.45 | 0.45 | 0.45 | 0 | 0 | 0 | 0 | 0 | 0 | 0
628 | 6 | 28 | 8 | 4 |  | Education - University |  | Education - University - Computer Room (Instructional/PC Lab) | Education - University | Computer Room (Instructional/PC Lab) | Education - University - Computer Room (Instructional/PC Lab) |  | Education - University | Education - University - Computer Room (Instructional/PC Lab) | University ComputerRm (in session) | all | Open | 169 | 169 | 0.038014 | 1.4546 | 1.4546 | 1.4546 | 1.4546 | 1.091 | 1.091 | 1.091 | 0 | 0 | 0 | 0 | 0 | 0 | 0 | 79.4329 | 79.4329 | 79.4329 | 79.4329 | 59.5747 | 59.5747 | 59.5747 | 0.038707 | 0.038707 | 0.038707 | 0.038707 | 0.02903 | 0.02903 | 0.02903 | 0 | 0 | 0 | 0 | 0 | 0 | 0 | 0 | 0 | 0 | 0 | 0 | 0 | 0 | 0.7 | 0.7 | 0.7 | 0.7 | 0.7 | 0.7 | 0.7 | 0.71962 | 0.71962 | 0.71875 | 0.72136 | 0.72153 | 0.70796 | 0.70796 | 0.12721 | 0.12721 | 0.12721 | 0.12721 | 0.095408 | 0.095408 | 0.095408 | 0 | 0 | 0 | 0 | 0 | 0 | 0 | 8.6082 | 8.6082 | 8.6082 | 8.6082 | 6.4562 | 6.4562 | 6.4562 | 0.0043522 | 0.0043522 | 0.0043522 | 0.0043522 | 0.0032641 | 0.0032641 | 0.0032641 | 0 | 0 | 0 | 0 | 0 | 0 | 0 | 0 | 0 | 0 | 0 | 0 | 0 | 0 | 0.9 | 0.9 | 0.9 | 0.9 | 0.9 | 0.9 | 0.9 | 0.67745 | 0.67745 | 0.67593 | 0.67257 | 0.66948 | 0.6634 | 0.6634 | University ComputerRm (in session) ILit all | University ComputerRm (in session) ILit all | 3654 | 10 | 70 | University ComputerRm (in session) ILit2 all | University ComputerRm (in session) ILit all | University ComputerRm (in session) ILit all | 3654 | 10 | 90 | 3654 | 8.5 | 0.7 | 0.1 | 0.1 | 0.1 | 0.1 | 0.1 | 0.1 | 0.23333 | 0.56667 | 0.7 | 0.7 | 0.7 | 0.7 | 0.7 | 0.7 | 0.7 | 0.7 | 0.7 | 0.2 | 0.1 | 0.1 | 0.1 | 0.1 | 0.1 | 0.1 | 10.5333 | 0.9 | 0.1 | 0.1 | 0.1 | 0.1 | 0.1 | 0.1 | 0.27778 | 0.72222 | 0.9 | 0.9 | 0.9 | 0.9 | 0.9 | 0.9 | 0.9 | 0.9 | 0.9 | 0.23333 | 0.1 | 0.1 | 0.1 | 0.1 | 0.1 | 0.1 | 0 | 0 | 0 | 0 | 0 | 0 | 0.22222 | 0.77778 | 1 | 1 | 1 | 1 | 1 | 1 | 1 | 1 | 1 | 0.16667 | 0 | 0 | 0 | 0 | 0 | 0 | 0 | 0 | 0 | 0 | 0 | 0 | 0.22222 | 0.77778 | 1 | 1 | 1 | 1 | 1 | 1 | 1 | 1 | 1 | 0.16667 | 0 | 0 | 0 | 0 | 0 | 0 | 20 | 0.4 | 0.36 | 0.13 | 0.11 | 0.52632 | 0.081582 | 0.0045112 | 0.0045112 | 0.0045112 | 0.0045112 | 0.0033834 | 0.0033834 | 0.0033834 | Education - University | 0.087073 | 0.087073 | 0.08631 | 0.087843 | 0.087899 | 0.085753 | 0.085753 | Education - University - Computer Room (Instructional/PC Lab) - all | 16 | 7 | 21 | 1267.5 | 169 | 1267.5 | 169 | 0 | 0 | 7.5 | 1 | 0 | 0 | 0 | 0 | 0 | 0 | 0 | 0 | 0.23333 | 0.56667 | 0.7 | 0.7 | 0.7 | 0.7 | 0.7 | 0.7 | 0.7 | 0.7 | 0.7 | 0.2 | 0.1 | 0.1 | 0 | 0 | 0 | 0 |  | 1611.1333 | 169 | 1611.1333 | 169 | 0 | 0 | 9.5333 | 1 | 0 | 0 | 0 | 0 | 0 | 0 | 0 | 0 | 0.27778 | 0.72222 | 0.9 | 0.9 | 0.9 | 0.9 | 0.9 | 0.9 | 0.9 | 0.9 | 0.9 | 0.23333 | 0.1 | 0.1 | 0 | 0 | 0 | 0
629 | 6 | 29 | 5 | 5 |  |  |  |  | Education - University | Computer Room (Instructional/PC Lab) | Education - University - Computer Room (Instructional/PC Lab) | (break) | Education - University (break) | Education - University - Computer Room (Instructional/PC Lab) (break) | University ComputerRm (break) | Sat | Closed | 12 | 12 | 0.038014 | 1.4546 | 1.4546 | 1.4546 | 1.4546 | 1.091 | 1.091 | 1.091 | 0 | 0 | 0 | 0 | 0 | 0 | 0 | 0.79626 | 0.79626 | 0.79626 | 0.79626 | 0.5972 | 0.5972 | 0.5972 | 0 | 0 | 0 | 0 | 0 | 0 | 0 | 0 | 0 | 0 | 0 | 0 | 0 | 0 | 0 | 0 | 0 | 0 | 0 | 0 | 0 | 0 | 0 | 0 | 0 | 0 | 0 | 0 | 0 | 0 | 0 | 0 | 0 | 0 | 0 | 0.12721 | 0.12721 | 0.12721 | 0.12721 | 0.095408 | 0.095408 | 0.095408 | 0 | 0 | 0 | 0 | 0 | 0 | 0 | 0.069635 | 0.069635 | 0.069635 | 0.069635 | 0.052226 | 0.052226 | 0.052226 | 0 | 0 | 0 | 0 | 0 | 0 | 0 | 0 | 0 | 0 | 0 | 0 | 0 | 0 | 0 | 0 | 0 | 0 | 0 | 0 | 0 | 0 | 0 | 0 | 0 | 0 | 0 | 0 | 0 | 0 | 0 | 0 | 0 | 0 | 0 | University ComputerRm (break) ILit Cls | University ComputerRm (break) ILit Cls | 2 | 5 | 5 | University ComputerRm (break) ILit2 Cls | University ComputerRm (break) ILit Cls | University ComputerRm (break) ILit Cls | 2 | 5 | 5 | 2 | 1.2 | 0.05 | 0.05 | 0.05 | 0.05 | 0.05 | 0.05 | 0.05 | 0.05 | 0.05 | 0.05 | 0.05 | 0.05 | 0.05 | 0.05 | 0.05 | 0.05 | 0.05 | 0.05 | 0.05 | 0.05 | 0.05 | 0.05 | 0.05 | 0.05 | 0.05 | 1.2 | 0.05 | 0.05 | 0.05 | 0.05 | 0.05 | 0.05 | 0.05 | 0.05 | 0.05 | 0.05 | 0.05 | 0.05 | 0.05 | 0.05 | 0.05 | 0.05 | 0.05 | 0.05 | 0.05 | 0.05 | 0.05 | 0.05 | 0.05 | 0.05 | 0.05 | 0 | 0 | 0 | 0 | 0 | 0 | 0 | 0 | 0 | 0 | 0 | 0 | 0 | 0 | 0 | 0 | 0 | 0 | 0 | 0 | 0 | 0 | 0 | 0 | 0 | 0 | 0 | 0 | 0 | 0 | 0 | 0 | 0 | 0 | 0 | 0 | 0 | 0 | 0 | 0 | 0 | 0 | 0 | 0 | 0 | 0 | 0 | 0 | 20 | 0.4 | 0.36 | 0.13 | 0.11 | 0.52632 | 0 | 0 | 0 | 0 | 0 | 0 | 0 | 0 |  | 0.004128 | 0.004128 | 0.0040915 | 0.0041369 | 0.0041138 | 0.0040849 | 0.0040849 | Education - University - Computer Room (Instructional/PC Lab) - (break) - Sat | 10 | 9 | 14 | 0 | 14.4 | 0 | 0 | 0 | 14.4 | 0 | 0 | 0 | 1.2 | 0 | 0 | 0 | 0 | 0 | 0 | 0 | 0 | 0 | 0 | 0 | 0 | 0 | 0 | 0 | 0 | 0 | 0 | 0 | 0 | 0 | 0 | 0 | 0 |  | 0 | 14.4 | 0 | 0 | 0 | 14.4 | 0 | 0 | 0 | 1.2 | 0 | 0 | 0 | 0 | 0 | 0 | 0 | 0 | 0 | 0 | 0 | 0 | 0 | 0 | 0 | 0 | 0 | 0 | 0 | 0 | 0 | 0 | 0 | 0
630 | 6 | 30 | 6 | 6 |  |  |  |  | Education - University | Computer Room (Instructional/PC Lab) | Education - University - Computer Room (Instructional/PC Lab) | (break) | Education - University (break) | Education - University - Computer Room (Instructional/PC Lab) (break) | University ComputerRm (break) | Sun | Closed | 12 | 12 | 0.038014 | 1.4546 | 1.4546 | 1.4546 | 1.4546 | 1.091 | 1.091 | 1.091 | 0 | 0 | 0 | 0 | 0 | 0 | 0 | 0.79626 | 0.79626 | 0.79626 | 0.79626 | 0.5972 | 0.5972 | 0.5972 | 0 | 0 | 0 | 0 | 0 | 0 | 0 | 0 | 0 | 0 | 0 | 0 | 0 | 0 | 0 | 0 | 0 | 0 | 0 | 0 | 0 | 0 | 0 | 0 | 0 | 0 | 0 | 0 | 0 | 0 | 0 | 0 | 0 | 0 | 0 | 0.12721 | 0.12721 | 0.12721 | 0.12721 | 0.095408 | 0.095408 | 0.095408 | 0 | 0 | 0 | 0 | 0 | 0 | 0 | 0.069635 | 0.069635 | 0.069635 | 0.069635 | 0.052226 | 0.052226 | 0.052226 | 0 | 0 | 0 | 0 | 0 | 0 | 0 | 0 | 0 | 0 | 0 | 0 | 0 | 0 | 0 | 0 | 0 | 0 | 0 | 0 | 0 | 0 | 0 | 0 | 0 | 0 | 0 | 0 | 0 | 0 | 0 | 0 | 0 | 0 | 0 | University ComputerRm (break) ILit Cls | University ComputerRm (break) ILit Cls | 2 | 5 | 5 | University ComputerRm (break) ILit2 Cls | University ComputerRm (break) ILit Cls | University ComputerRm (break) ILit Cls | 2 | 5 | 5 | 2 | 1.2 | 0.05 | 0.05 | 0.05 | 0.05 | 0.05 | 0.05 | 0.05 | 0.05 | 0.05 | 0.05 | 0.05 | 0.05 | 0.05 | 0.05 | 0.05 | 0.05 | 0.05 | 0.05 | 0.05 | 0.05 | 0.05 | 0.05 | 0.05 | 0.05 | 0.05 | 1.2 | 0.05 | 0.05 | 0.05 | 0.05 | 0.05 | 0.05 | 0.05 | 0.05 | 0.05 | 0.05 | 0.05 | 0.05 | 0.05 | 0.05 | 0.05 | 0.05 | 0.05 | 0.05 | 0.05 | 0.05 | 0.05 | 0.05 | 0.05 | 0.05 | 0.05 | 0 | 0 | 0 | 0 | 0 | 0 | 0 | 0 | 0 | 0 | 0 | 0 | 0 | 0 | 0 | 0 | 0 | 0 | 0 | 0 | 0 | 0 | 0 | 0 | 0 | 0 | 0 | 0 | 0 | 0 | 0 | 0 | 0 | 0 | 0 | 0 | 0 | 0 | 0 | 0 | 0 | 0 | 0 | 0 | 0 | 0 | 0 | 0 | 20 | 0.4 | 0.36 | 0.13 | 0.11 | 0.52632 | 0 | 0 | 0 | 0 | 0 | 0 | 0 | 0 |  | 0.004128 | 0.004128 | 0.0040915 | 0.0041369 | 0.0041138 | 0.0040849 | 0.0040849 | Education - University - Computer Room (Instructional/PC Lab) - (break) - Sun | 12 | 9 | 14 | 0 | 14.4 | 0 | 0 | 0 | 14.4 | 0 | 0 | 0 | 1.2 | 0 | 0 | 0 | 0 | 0 | 0 | 0 | 0 | 0 | 0 | 0 | 0 | 0 | 0 | 0 | 0 | 0 | 0 | 0 | 0 | 0 | 0 | 0 | 0 |  | 0 | 14.4 | 0 | 0 | 0 | 14.4 | 0 | 0 | 0 | 1.2 | 0 | 0 | 0 | 0 | 0 | 0 | 0 | 0 | 0 | 0 | 0 | 0 | 0 | 0 | 0 | 0 | 0 | 0 | 0 | 0 | 0 | 0 | 0 | 0
631 | 6 | 31 | 7 | 7 |  |  |  |  | Education - University | Computer Room (Instructional/PC Lab) | Education - University - Computer Room (Instructional/PC Lab) | (break) | Education - University (break) | Education - University - Computer Room (Instructional/PC Lab) (break) | University ComputerRm (break) | Hol | Closed | 3 | 3 | 0.038014 | 1.4546 | 1.4546 | 1.4546 | 1.4546 | 1.091 | 1.091 | 1.091 | 0 | 0 | 0 | 0 | 0 | 0 | 0 | 0.19907 | 0.19907 | 0.19907 | 0.19907 | 0.1493 | 0.1493 | 0.1493 | 0 | 0 | 0 | 0 | 0 | 0 | 0 | 0 | 0 | 0 | 0 | 0 | 0 | 0 | 0 | 0 | 0 | 0 | 0 | 0 | 0 | 0 | 0 | 0 | 0 | 0 | 0 | 0 | 0 | 0 | 0 | 0 | 0 | 0 | 0 | 0.12721 | 0.12721 | 0.12721 | 0.12721 | 0.095408 | 0.095408 | 0.095408 | 0 | 0 | 0 | 0 | 0 | 0 | 0 | 0.017409 | 0.017409 | 0.017409 | 0.017409 | 0.013056 | 0.013056 | 0.013056 | 0 | 0 | 0 | 0 | 0 | 0 | 0 | 0 | 0 | 0 | 0 | 0 | 0 | 0 | 0 | 0 | 0 | 0 | 0 | 0 | 0 | 0 | 0 | 0 | 0 | 0 | 0 | 0 | 0 | 0 | 0 | 0 | 0 | 0 | 0 | University ComputerRm (break) ILit Cls | University ComputerRm (break) ILit Cls | 2 | 5 | 5 | University ComputerRm (break) ILit2 Cls | University ComputerRm (break) ILit Cls | University ComputerRm (break) ILit Cls | 2 | 5 | 5 | 2 | 1.2 | 0.05 | 0.05 | 0.05 | 0.05 | 0.05 | 0.05 | 0.05 | 0.05 | 0.05 | 0.05 | 0.05 | 0.05 | 0.05 | 0.05 | 0.05 | 0.05 | 0.05 | 0.05 | 0.05 | 0.05 | 0.05 | 0.05 | 0.05 | 0.05 | 0.05 | 1.2 | 0.05 | 0.05 | 0.05 | 0.05 | 0.05 | 0.05 | 0.05 | 0.05 | 0.05 | 0.05 | 0.05 | 0.05 | 0.05 | 0.05 | 0.05 | 0.05 | 0.05 | 0.05 | 0.05 | 0.05 | 0.05 | 0.05 | 0.05 | 0.05 | 0.05 | 0 | 0 | 0 | 0 | 0 | 0 | 0 | 0 | 0 | 0 | 0 | 0 | 0 | 0 | 0 | 0 | 0 | 0 | 0 | 0 | 0 | 0 | 0 | 0 | 0 | 0 | 0 | 0 | 0 | 0 | 0 | 0 | 0 | 0 | 0 | 0 | 0 | 0 | 0 | 0 | 0 | 0 | 0 | 0 | 0 | 0 | 0 | 0 | 20 | 0.4 | 0.36 | 0.13 | 0.11 | 0.52632 | 0 | 0 | 0 | 0 | 0 | 0 | 0 | 0 |  | 0.004128 | 0.004128 | 0.0040915 | 0.0041369 | 0.0041138 | 0.0040849 | 0.0040849 | Education - University - Computer Room (Instructional/PC Lab) - (break) - Hol | 14 | 9 | 14 | 0 | 3.6 | 0 | 0 | 0 | 3.6 | 0 | 0 | 0 | 1.2 | 0 | 0 | 0 | 0 | 0 | 0 | 0 | 0 | 0 | 0 | 0 | 0 | 0 | 0 | 0 | 0 | 0 | 0 | 0 | 0 | 0 | 0 | 0 | 0 |  | 0 | 3.6 | 0 | 0 | 0 | 3.6 | 0 | 0 | 0 | 1.2 | 0 | 0 | 0 | 0 | 0 | 0 | 0 | 0 | 0 | 0 | 0 | 0 | 0 | 0 | 0 | 0 | 0 | 0 | 0 | 0 | 0 | 0 | 0 | 0
632 | 6 | 32 | 8 | 8 |  | Education - University (break) |  | Education - University - Computer Room (Instructional/PC Lab) (break) | Education - University | Computer Room (Instructional/PC Lab) | Education - University - Computer Room (Instructional/PC Lab) | (break) | Education - University (break) | Education - University - Computer Room (Instructional/PC Lab) (break) | University ComputerRm (break) | all | Closed | 38 | 38 | 0.038014 | 1.4546 | 1.4546 | 1.4546 | 1.4546 | 1.091 | 1.091 | 1.091 | 0 | 0 | 0 | 0 | 0 | 0 | 0 | 2.5215 | 2.5215 | 2.5215 | 2.5215 | 1.8911 | 1.8911 | 1.8911 | 0.0027648 | 0.0027648 | 0.0027648 | 0.0027648 | 0.0020736 | 0.0020736 | 0.0020736 | 0 | 0 | 0 | 0 | 0 | 0 | 0 | 0 | 0 | 0 | 0 | 0 | 0 | 0 | 0.05 | 0.05 | 0.05 | 0.05 | 0.05 | 0.05 | 0.05 | 0.034185 | 0.034185 | 0.034148 | 0.03403 | 0.033817 | 0.033741 | 0.033741 | 0.12721 | 0.12721 | 0.12721 | 0.12721 | 0.095408 | 0.095408 | 0.095408 | 0 | 0 | 0 | 0 | 0 | 0 | 0 | 0.22051 | 0.22051 | 0.22051 | 0.22051 | 0.16538 | 0.16538 | 0.16538 | 0.00024179 | 0.00024179 | 0.00024179 | 0.00024179 | 0.00018134 | 0.00018134 | 0.00018134 | 0 | 0 | 0 | 0 | 0 | 0 | 0 | 0 | 0 | 0 | 0 | 0 | 0 | 0 | 0.05 | 0.05 | 0.05 | 0.05 | 0.05 | 0.05 | 0.05 | 0.034185 | 0.034185 | 0.034148 | 0.03403 | 0.033817 | 0.033741 | 0.033741 | University ComputerRm (break) ILit Cls | University ComputerRm (break) ILit Cls | 2 | 5 | 5 | University ComputerRm (break) ILit2 Cls | University ComputerRm (break) ILit Cls | University ComputerRm (break) ILit Cls | 2 | 5 | 5 | 2 | 1.2 | 0.05 | 0.05 | 0.05 | 0.05 | 0.05 | 0.05 | 0.05 | 0.05 | 0.05 | 0.05 | 0.05 | 0.05 | 0.05 | 0.05 | 0.05 | 0.05 | 0.05 | 0.05 | 0.05 | 0.05 | 0.05 | 0.05 | 0.05 | 0.05 | 0.05 | 1.2 | 0.05 | 0.05 | 0.05 | 0.05 | 0.05 | 0.05 | 0.05 | 0.05 | 0.05 | 0.05 | 0.05 | 0.05 | 0.05 | 0.05 | 0.05 | 0.05 | 0.05 | 0.05 | 0.05 | 0.05 | 0.05 | 0.05 | 0.05 | 0.05 | 0.05 | 0 | 0 | 0 | 0 | 0 | 0 | 0 | 0 | 0 | 0 | 0 | 0 | 0 | 0 | 0 | 0 | 0 | 0 | 0 | 0 | 0 | 0 | 0 | 0 | 0 | 0 | 0 | 0 | 0 | 0 | 0 | 0 | 0 | 0 | 0 | 0 | 0 | 0 | 0 | 0 | 0 | 0 | 0 | 0 | 0 | 0 | 0 | 0 | 20 | 0.4 | 0.36 | 0.13 | 0.11 | 0.52632 | 0.0058273 | 0.00032223 | 0.00032223 | 0.00032223 | 0.00032223 | 0.00024167 | 0.00024167 | 0.00024167 | Education - University (break) | 0.004128 | 0.004128 | 0.0040915 | 0.0041369 | 0.0041138 | 0.0040849 | 0.0040849 | Education - University - Computer Room (Instructional/PC Lab) - (break) - all | 16 | 7 | 17 | 0 | 45.6 | 0 | 45.6 | 0 | 0 | 0 | 1.2 | 0 | 0 | 0 | 0 | 0 | 0 | 0 | 0 | 0 | 0 | 0 | 0 | 0 | 0 | 0 | 0 | 0 | 0 | 0 | 0 | 0 | 0 | 0 | 0 | 0 | 0 |  | 0 | 45.6 | 0 | 45.6 | 0 | 0 | 0 | 1.2 | 0 | 0 | 0 | 0 | 0 | 0 | 0 | 0 | 0 | 0 | 0 | 0 | 0 | 0 | 0 | 0 | 0 | 0 | 0 | 0 | 0 | 0 | 0 | 0 | 0 | 0
633 | 6 | 33 | 5 | 9 |  |  |  |  | Education - University | Computer Room (Instructional/PC Lab) | Education - University - Computer Room (Instructional/PC Lab) | (summer) | Education - University (summer) | Education - University - Computer Room (Instructional/PC Lab) (summer) | University ComputerRm (summer) | Sat | Open | 8 | 8 | 0.038014 | 1.4546 | 1.4546 | 1.4546 | 1.4546 | 1.091 | 1.091 | 1.091 | 0 | 0 | 0 | 0 | 0 | 0 | 0 | 1.3155 | 1.3155 | 1.3155 | 1.3155 | 0.98664 | 0.98664 | 0.98664 | 0 | 0 | 0 | 0 | 0 | 0 | 0 | 0 | 0 | 0 | 0 | 0 | 0 | 0 | 0 | 0 | 0 | 0 | 0 | 0 | 0 | 0 | 0 | 0 | 0 | 0 | 0 | 0 | 0 | 0 | 0 | 0 | 0 | 0 | 0 | 0.12721 | 0.12721 | 0.12721 | 0.12721 | 0.095408 | 0.095408 | 0.095408 | 0 | 0 | 0 | 0 | 0 | 0 | 0 | 0.11504 | 0.11504 | 0.11504 | 0.11504 | 0.086283 | 0.086283 | 0.086283 | 0 | 0 | 0 | 0 | 0 | 0 | 0 | 0 | 0 | 0 | 0 | 0 | 0 | 0 | 0 | 0 | 0 | 0 | 0 | 0 | 0 | 0 | 0 | 0 | 0 | 0 | 0 | 0 | 0 | 0 | 0 | 0 | 0 | 0 | 0 | University ComputerRm (summer) ILit Sat | University ComputerRm (summer) ILit all | 3655 | 5.625 | 22.52 | University ComputerRm (summer) ILit2 Sat | University ComputerRm (summer) ILit Sat | University ComputerRm (summer) ILit all | 3655 | 5.625 | 22.52 | 3655 | 2.9738 | 0.2252 | 0.05625 | 0.05625 | 0.05625 | 0.05625 | 0.05625 | 0.05625 | 0.05625 | 0.13134 | 0.2252 | 0.2252 | 0.2252 | 0.2252 | 0.2252 | 0.2252 | 0.2252 | 0.2252 | 0.2252 | 0.084408 | 0.05625 | 0.05625 | 0.05625 | 0.05625 | 0.05625 | 0.05625 | 2.9738 | 0.2252 | 0.05625 | 0.05625 | 0.05625 | 0.05625 | 0.05625 | 0.05625 | 0.05625 | 0.13134 | 0.2252 | 0.2252 | 0.2252 | 0.2252 | 0.2252 | 0.2252 | 0.2252 | 0.2252 | 0.2252 | 0.084408 | 0.05625 | 0.05625 | 0.05625 | 0.05625 | 0.05625 | 0.05625 | 0 | 0 | 0 | 0 | 0 | 0 | 0 | 0.44444 | 1 | 1 | 1 | 1 | 1 | 1 | 1 | 1 | 1 | 0.16667 | 0 | 0 | 0 | 0 | 0 | 0 | 0 | 0 | 0 | 0 | 0 | 0 | 0 | 0.44444 | 1 | 1 | 1 | 1 | 1 | 1 | 1 | 1 | 1 | 0.16667 | 0 | 0 | 0 | 0 | 0 | 0 | 20 | 0.4 | 0.36 | 0.13 | 0.11 | 0.52632 | 0 | 0 | 0 | 0 | 0 | 0 | 0 | 0 |  | 0.052163 | 0.052163 | 0.051855 | 0.052335 | 0.0523 | 0.051211 | 0.051211 | Education - University - Computer Room (Instructional/PC Lab) - (summer) - Sat | 10 | 9 | 18 | 16.2144 | 7.576 | 0 | 0 | 16.2144 | 7.576 | 0 | 0 | 2.0268 | 0.947 | 0 | 0 | 0 | 0 | 0 | 0 | 0 | 0 | 0.2252 | 0.2252 | 0.2252 | 0.2252 | 0.2252 | 0.2252 | 0.2252 | 0.2252 | 0.2252 | 0 | 0 | 0 | 0 | 0 | 0 | 0 |  | 16.2144 | 7.576 | 0 | 0 | 16.2144 | 7.576 | 0 | 0 | 2.0268 | 0.947 | 0 | 0 | 0 | 0 | 0 | 0 | 0 | 0 | 0.2252 | 0.2252 | 0.2252 | 0.2252 | 0.2252 | 0.2252 | 0.2252 | 0.2252 | 0.2252 | 0 | 0 | 0 | 0 | 0 | 0 | 0
634 | 6 | 34 | 6 | 10 |  |  |  |  | Education - University | Computer Room (Instructional/PC Lab) | Education - University - Computer Room (Instructional/PC Lab) | (summer) | Education - University (summer) | Education - University - Computer Room (Instructional/PC Lab) (summer) | University ComputerRm (summer) | Sun | Open | 8 | 8 | 0.038014 | 1.4546 | 1.4546 | 1.4546 | 1.4546 | 1.091 | 1.091 | 1.091 | 0 | 0 | 0 | 0 | 0 | 0 | 0 | 1.3155 | 1.3155 | 1.3155 | 1.3155 | 0.98664 | 0.98664 | 0.98664 | 0 | 0 | 0 | 0 | 0 | 0 | 0 | 0 | 0 | 0 | 0 | 0 | 0 | 0 | 0 | 0 | 0 | 0 | 0 | 0 | 0 | 0 | 0 | 0 | 0 | 0 | 0 | 0 | 0 | 0 | 0 | 0 | 0 | 0 | 0 | 0.12721 | 0.12721 | 0.12721 | 0.12721 | 0.095408 | 0.095408 | 0.095408 | 0 | 0 | 0 | 0 | 0 | 0 | 0 | 0.11504 | 0.11504 | 0.11504 | 0.11504 | 0.086283 | 0.086283 | 0.086283 | 0 | 0 | 0 | 0 | 0 | 0 | 0 | 0 | 0 | 0 | 0 | 0 | 0 | 0 | 0 | 0 | 0 | 0 | 0 | 0 | 0 | 0 | 0 | 0 | 0 | 0 | 0 | 0 | 0 | 0 | 0 | 0 | 0 | 0 | 0 | University ComputerRm (summer) ILit Sun | University ComputerRm (summer) ILit all | 3655 | 5.625 | 22.52 | University ComputerRm (summer) ILit2 Sun | University ComputerRm (summer) ILit Sun | University ComputerRm (summer) ILit all | 3655 | 5.625 | 22.52 | 3655 | 2.9738 | 0.2252 | 0.05625 | 0.05625 | 0.05625 | 0.05625 | 0.05625 | 0.05625 | 0.05625 | 0.13134 | 0.2252 | 0.2252 | 0.2252 | 0.2252 | 0.2252 | 0.2252 | 0.2252 | 0.2252 | 0.2252 | 0.084408 | 0.05625 | 0.05625 | 0.05625 | 0.05625 | 0.05625 | 0.05625 | 2.9738 | 0.2252 | 0.05625 | 0.05625 | 0.05625 | 0.05625 | 0.05625 | 0.05625 | 0.05625 | 0.13134 | 0.2252 | 0.2252 | 0.2252 | 0.2252 | 0.2252 | 0.2252 | 0.2252 | 0.2252 | 0.2252 | 0.084408 | 0.05625 | 0.05625 | 0.05625 | 0.05625 | 0.05625 | 0.05625 | 0 | 0 | 0 | 0 | 0 | 0 | 0 | 0.44444 | 1 | 1 | 1 | 1 | 1 | 1 | 1 | 1 | 1 | 0.16667 | 0 | 0 | 0 | 0 | 0 | 0 | 0 | 0 | 0 | 0 | 0 | 0 | 0 | 0.44444 | 1 | 1 | 1 | 1 | 1 | 1 | 1 | 1 | 1 | 0.16667 | 0 | 0 | 0 | 0 | 0 | 0 | 20 | 0.4 | 0.36 | 0.13 | 0.11 | 0.52632 | 0 | 0 | 0 | 0 | 0 | 0 | 0 | 0 |  | 0.052163 | 0.052163 | 0.051855 | 0.052335 | 0.0523 | 0.051211 | 0.051211 | Education - University - Computer Room (Instructional/PC Lab) - (summer) - Sun | 12 | 9 | 18 | 16.2144 | 7.576 | 0 | 0 | 16.2144 | 7.576 | 0 | 0 | 2.0268 | 0.947 | 0 | 0 | 0 | 0 | 0 | 0 | 0 | 0 | 0.2252 | 0.2252 | 0.2252 | 0.2252 | 0.2252 | 0.2252 | 0.2252 | 0.2252 | 0.2252 | 0 | 0 | 0 | 0 | 0 | 0 | 0 |  | 16.2144 | 7.576 | 0 | 0 | 16.2144 | 7.576 | 0 | 0 | 2.0268 | 0.947 | 0 | 0 | 0 | 0 | 0 | 0 | 0 | 0 | 0.2252 | 0.2252 | 0.2252 | 0.2252 | 0.2252 | 0.2252 | 0.2252 | 0.2252 | 0.2252 | 0 | 0 | 0 | 0 | 0 | 0 | 0
635 | 6 | 35 | 7 | 11 |  |  |  |  | Education - University | Computer Room (Instructional/PC Lab) | Education - University - Computer Room (Instructional/PC Lab) | (summer) | Education - University (summer) | Education - University - Computer Room (Instructional/PC Lab) (summer) | University ComputerRm (summer) | Hol | Open | 1 | 1 | 0.038014 | 1.4546 | 1.4546 | 1.4546 | 1.4546 | 1.091 | 1.091 | 1.091 | 0 | 0 | 0 | 0 | 0 | 0 | 0 | 0.16444 | 0.16444 | 0.16444 | 0.16444 | 0.12333 | 0.12333 | 0.12333 | 0 | 0 | 0 | 0 | 0 | 0 | 0 | 0 | 0 | 0 | 0 | 0 | 0 | 0 | 0 | 0 | 0 | 0 | 0 | 0 | 0 | 0 | 0 | 0 | 0 | 0 | 0 | 0 | 0 | 0 | 0 | 0 | 0 | 0 | 0 | 0.12721 | 0.12721 | 0.12721 | 0.12721 | 0.095408 | 0.095408 | 0.095408 | 0 | 0 | 0 | 0 | 0 | 0 | 0 | 0.01438 | 0.01438 | 0.01438 | 0.01438 | 0.010785 | 0.010785 | 0.010785 | 0 | 0 | 0 | 0 | 0 | 0 | 0 | 0 | 0 | 0 | 0 | 0 | 0 | 0 | 0 | 0 | 0 | 0 | 0 | 0 | 0 | 0 | 0 | 0 | 0 | 0 | 0 | 0 | 0 | 0 | 0 | 0 | 0 | 0 | 0 | University ComputerRm (summer) ILit Hol | University ComputerRm (summer) ILit all | 3655 | 5.625 | 22.52 | University ComputerRm (summer) ILit2 Hol | University ComputerRm (summer) ILit Hol | University ComputerRm (summer) ILit all | 3655 | 5.625 | 22.52 | 3655 | 2.9738 | 0.2252 | 0.05625 | 0.05625 | 0.05625 | 0.05625 | 0.05625 | 0.05625 | 0.05625 | 0.13134 | 0.2252 | 0.2252 | 0.2252 | 0.2252 | 0.2252 | 0.2252 | 0.2252 | 0.2252 | 0.2252 | 0.084408 | 0.05625 | 0.05625 | 0.05625 | 0.05625 | 0.05625 | 0.05625 | 2.9738 | 0.2252 | 0.05625 | 0.05625 | 0.05625 | 0.05625 | 0.05625 | 0.05625 | 0.05625 | 0.13134 | 0.2252 | 0.2252 | 0.2252 | 0.2252 | 0.2252 | 0.2252 | 0.2252 | 0.2252 | 0.2252 | 0.084408 | 0.05625 | 0.05625 | 0.05625 | 0.05625 | 0.05625 | 0.05625 | 0 | 0 | 0 | 0 | 0 | 0 | 0 | 0.44444 | 1 | 1 | 1 | 1 | 1 | 1 | 1 | 1 | 1 | 0.16667 | 0 | 0 | 0 | 0 | 0 | 0 | 0 | 0 | 0 | 0 | 0 | 0 | 0 | 0.44444 | 1 | 1 | 1 | 1 | 1 | 1 | 1 | 1 | 1 | 0.16667 | 0 | 0 | 0 | 0 | 0 | 0 | 20 | 0.4 | 0.36 | 0.13 | 0.11 | 0.52632 | 0 | 0 | 0 | 0 | 0 | 0 | 0 | 0 |  | 0.052163 | 0.052163 | 0.051855 | 0.052335 | 0.0523 | 0.051211 | 0.051211 | Education - University - Computer Room (Instructional/PC Lab) - (summer) - Hol | 14 | 9 | 18 | 2.0268 | 0.947 | 0 | 0 | 2.0268 | 0.947 | 0 | 0 | 2.0268 | 0.947 | 0 | 0 | 0 | 0 | 0 | 0 | 0 | 0 | 0.2252 | 0.2252 | 0.2252 | 0.2252 | 0.2252 | 0.2252 | 0.2252 | 0.2252 | 0.2252 | 0 | 0 | 0 | 0 | 0 | 0 | 0 |  | 2.0268 | 0.947 | 0 | 0 | 2.0268 | 0.947 | 0 | 0 | 2.0268 | 0.947 | 0 | 0 | 0 | 0 | 0 | 0 | 0 | 0 | 0.2252 | 0.2252 | 0.2252 | 0.2252 | 0.2252 | 0.2252 | 0.2252 | 0.2252 | 0.2252 | 0 | 0 | 0 | 0 | 0 | 0 | 0
636 | 6 | 36 | 8 | 12 |  | Education - University (summer) | Education - University - Computer Room (Instructional/PC Lab) | Education - University - Computer Room (Instructional/PC Lab) (summer) | Education - University | Computer Room (Instructional/PC Lab) | Education - University - Computer Room (Instructional/PC Lab) | (summer) | Education - University (summer) | Education - University - Computer Room (Instructional/PC Lab) (summer) | University ComputerRm (summer) | all | Open | 44 | 44 | 0.038014 | 1.4546 | 1.4546 | 1.4546 | 1.4546 | 1.091 | 1.091 | 1.091 | 0.055296 | 0.055296 | 0.055296 | 0.055296 | 0.041472 | 0.041472 | 0.041472 | 13.0243 | 13.0243 | 13.0243 | 13.0243 | 9.7682 | 9.7682 | 9.7682 | 0.024883 | 0.024883 | 0.024883 | 0.024883 | 0.018662 | 0.018662 | 0.018662 | 2153.6059 | 2153.6059 | 2153.6059 | 2153.6059 | 2153.6059 | 2153.6059 | 2153.6059 | 0 | 0 | 0 | 0 | 0 | 0 | 0 | 0.45 | 0.45 | 0.45 | 0.45 | 0.45 | 0.45 | 0.45 | 0.43353 | 0.43353 | 0.43434 | 0.43215 | 0.43173 | 0.42528 | 0.42528 | 0.12721 | 0.12721 | 0.12721 | 0.12721 | 0.095408 | 0.095408 | 0.095408 | 0.0048357 | 0.0048357 | 0.0048357 | 0.0048357 | 0.0036268 | 0.0036268 | 0.0036268 | 1.3012 | 1.3012 | 1.3012 | 1.3012 | 0.97593 | 0.97593 | 0.97593 | 0.0025388 | 0.0025388 | 0.0025388 | 0.0025388 | 0.0019041 | 0.0019041 | 0.0019041 | 2581.2476 | 2581.2476 | 2581.2476 | 2581.2476 | 2581.2476 | 2581.2476 | 2581.2476 | 0 | 0 | 0 | 0 | 0 | 0 | 0 | 0.525 | 0.525 | 0.525 | 0.525 | 0.525 | 0.525 | 0.525 | 0.43416 | 0.43416 | 0.43527 | 0.43321 | 0.43188 | 0.42538 | 0.42538 | University ComputerRm (summer) ILit all | University ComputerRm (summer) ILit all | 3654 | 5.625 | 45 | University ComputerRm (summer) ILit2 all | University ComputerRm (summer) ILit all | University ComputerRm (summer) ILit all | 3654 | 5.625 | 52.5 | 3654 | 5.3531 | 0.45 | 0.05625 | 0.05625 | 0.05625 | 0.05625 | 0.05625 | 0.05625 | 0.14375 | 0.3625 | 0.45 | 0.45 | 0.45 | 0.45 | 0.45 | 0.45 | 0.45 | 0.45 | 0.45 | 0.12187 | 0.05625 | 0.05625 | 0.05625 | 0.05625 | 0.05625 | 0.05625 | 6.1156 | 0.525 | 0.05625 | 0.05625 | 0.05625 | 0.05625 | 0.05625 | 0.05625 | 0.16042 | 0.42083 | 0.525 | 0.525 | 0.525 | 0.525 | 0.525 | 0.525 | 0.525 | 0.525 | 0.525 | 0.13437 | 0.05625 | 0.05625 | 0.05625 | 0.05625 | 0.05625 | 0.05625 | 0 | 0 | 0 | 0 | 0 | 0 | 0.22222 | 0.77778 | 1 | 1 | 1 | 1 | 1 | 1 | 1 | 1 | 1 | 0.16667 | 0 | 0 | 0 | 0 | 0 | 0 | 0 | 0 | 0 | 0 | 0 | 0 | 0.22222 | 0.77778 | 1 | 1 | 1 | 1 | 1 | 1 | 1 | 1 | 1 | 0.16667 | 0 | 0 | 0 | 0 | 0 | 0 | 20 | 0.4 | 0.36 | 0.13 | 0.11 | 0.52632 | 0.052446 | 0.0029 | 0.0029 | 0.0029 | 0.0029 | 0.002175 | 0.002175 | 0.002175 | Education - University (summer) | 0.052163 | 0.052163 | 0.051855 | 0.052335 | 0.0523 | 0.051211 | 0.051211 | Education - University - Computer Room (Instructional/PC Lab) - (summer) - all | 16 | 7 | 21 | 210.7875 | 24.75 | 210.7875 | 24.75 | 0 | 0 | 4.7906 | 0.5625 | 0 | 0 | 0 | 0 | 0 | 0 | 0 | 0 | 0.14375 | 0.3625 | 0.45 | 0.45 | 0.45 | 0.45 | 0.45 | 0.45 | 0.45 | 0.45 | 0.45 | 0.12187 | 0.05625 | 0.05625 | 0 | 0 | 0 | 0 |  | 244.3375 | 24.75 | 244.3375 | 24.75 | 0 | 0 | 5.5531 | 0.5625 | 0 | 0 | 0 | 0 | 0 | 0 | 0 | 0 | 0.16042 | 0.42083 | 0.525 | 0.525 | 0.525 | 0.525 | 0.525 | 0.525 | 0.525 | 0.525 | 0.525 | 0.13437 | 0.05625 | 0.05625 | 0 | 0 | 0 | 0
637 | 6 | 37 | 5 | 1 |  |  |  |  | Education - University | Corridor | Education - University - Corridor |  | Education - University | Education - University - Corridor | University Office (in session) | Sat | Open | 32 | 32 | 0.029986 | 0.72732 | 0.72732 | 0.54549 | 0.54549 | 0.54549 | 0.54549 | 0.54549 | 0 | 0 | 0 | 0 | 0 | 0 | 0 | 3.315 | 3.315 | 2.4862 | 2.4862 | 2.4862 | 2.4862 | 2.4862 | 0 | 0 | 0 | 0 | 0 | 0 | 0 | 0 | 0 | 0 | 0 | 0 | 0 | 0 | 0 | 0 | 0 | 0 | 0 | 0 | 0 | 0 | 0 | 0 | 0 | 0 | 0 | 0 | 0 | 0 | 0 | 0 | 0 | 0 | 0 | 0.063605 | 0.063605 | 0.047704 | 0.047704 | 0.047704 | 0.047704 | 0.047704 | 0 | 0 | 0 | 0 | 0 | 0 | 0 | 0.33354 | 0.33354 | 0.25015 | 0.25015 | 0.25015 | 0.25015 | 0.25015 | 0 | 0 | 0 | 0 | 0 | 0 | 0 | 0 | 0 | 0 | 0 | 0 | 0 | 0 | 0 | 0 | 0 | 0 | 0 | 0 | 0 | 0 | 0 | 0 | 0 | 0 | 0 | 0 | 0 | 0 | 0 | 0 | 0 | 0 | 0 | University Office (in session) ILit Sat | University Office (in session) ILit all | 3636 | 5 | 40 | University Office (in session) ILit2 Sat | University Office (in session) ILit Sat | University Office (in session) ILit all | 3636 | 6.5 | 45 | 3636 | 4.75 | 0.38333 | 0.05 | 0.05 | 0.05 | 0.05 | 0.05 | 0.05 | 0.05 | 0.2 | 0.4 | 0.4 | 0.4 | 0.35 | 0.35 | 0.4 | 0.4 | 0.4 | 0.35 | 0.2 | 0.2 | 0.15 | 0.05 | 0.05 | 0.05 | 0.05 | 5.465 | 0.43167 | 0.065 | 0.065 | 0.065 | 0.065 | 0.065 | 0.065 | 0.065 | 0.23 | 0.45 | 0.45 | 0.45 | 0.395 | 0.395 | 0.45 | 0.45 | 0.45 | 0.395 | 0.23 | 0.23 | 0.175 | 0.065 | 0.065 | 0.065 | 0.065 | 0 | 0 | 0 | 0 | 0 | 0 | 0 | 0.42857 | 1 | 1 | 1 | 0.85714 | 0.85714 | 1 | 1 | 1 | 0.85714 | 0.42857 | 0.42857 | 0.28571 | 0 | 0 | 0 | 0 | 0 | 0 | 0 | 0 | 0 | 0 | 0 | 0.42857 | 1 | 1 | 1 | 0.85714 | 0.85714 | 1 | 1 | 1 | 0.85714 | 0.42857 | 0.42857 | 0.28571 | 0 | 0 | 0 | 0 | 16 | 0.66337 | 0.20792 | 0.079208 | 0.049505 | 0.76136 | 0 | 0 | 0 | 0 | 0 | 0 | 0 | 0 |  | 0.087073 | 0.087073 | 0.08631 | 0.087843 | 0.087899 | 0.085753 | 0.085753 | Education - University - Corridor - Sat | 10 | 9 | 18 | 110.4 | 41.6 | 0 | 0 | 110.4 | 41.6 | 0 | 0 | 3.45 | 1.3 | 0 | 0 | 0 | 0 | 0 | 0 | 0 | 0 | 0.4 | 0.4 | 0.4 | 0.35 | 0.35 | 0.4 | 0.4 | 0.4 | 0.35 | 0 | 0 | 0 | 0 | 0 | 0 | 0 |  | 124.32 | 50.56 | 0 | 0 | 124.32 | 50.56 | 0 | 0 | 3.885 | 1.58 | 0 | 0 | 0 | 0 | 0 | 0 | 0 | 0 | 0.45 | 0.45 | 0.45 | 0.395 | 0.395 | 0.45 | 0.45 | 0.45 | 0.395 | 0 | 0 | 0 | 0 | 0 | 0 | 0
638 | 6 | 38 | 6 | 2 |  |  |  |  | Education - University | Corridor | Education - University - Corridor |  | Education - University | Education - University - Corridor | University Office (in session) | Sun | Open | 32 | 32 | 0.029986 | 0.72732 | 0.72732 | 0.54549 | 0.54549 | 0.54549 | 0.54549 | 0.54549 | 0 | 0 | 0 | 0 | 0 | 0 | 0 | 0.83747 | 0.83747 | 0.6281 | 0.6281 | 0.6281 | 0.6281 | 0.6281 | 0 | 0 | 0 | 0 | 0 | 0 | 0 | 0 | 0 | 0 | 0 | 0 | 0 | 0 | 0 | 0 | 0 | 0 | 0 | 0 | 0 | 0 | 0 | 0 | 0 | 0 | 0 | 0 | 0 | 0 | 0 | 0 | 0 | 0 | 0 | 0.063605 | 0.063605 | 0.047704 | 0.047704 | 0.047704 | 0.047704 | 0.047704 | 0 | 0 | 0 | 0 | 0 | 0 | 0 | 0.095209 | 0.095209 | 0.071407 | 0.071407 | 0.071407 | 0.071407 | 0.071407 | 0 | 0 | 0 | 0 | 0 | 0 | 0 | 0 | 0 | 0 | 0 | 0 | 0 | 0 | 0 | 0 | 0 | 0 | 0 | 0 | 0 | 0 | 0 | 0 | 0 | 0 | 0 | 0 | 0 | 0 | 0 | 0 | 0 | 0 | 0 | University Office (in session) ILit Sun | University Office (in session) ILit all | 3636 | 5 | 5 | University Office (in session) ILit2 Sun | University Office (in session) ILit Sun | University Office (in session) ILit all | 3636 | 6.5 | 6.5 | 3636 | 1.2 | 0.05 | 0.05 | 0.05 | 0.05 | 0.05 | 0.05 | 0.05 | 0.05 | 0.05 | 0.05 | 0.05 | 0.05 | 0.05 | 0.05 | 0.05 | 0.05 | 0.05 | 0.05 | 0.05 | 0.05 | 0.05 | 0.05 | 0.05 | 0.05 | 0.05 | 1.56 | 0.065 | 0.065 | 0.065 | 0.065 | 0.065 | 0.065 | 0.065 | 0.065 | 0.065 | 0.065 | 0.065 | 0.065 | 0.065 | 0.065 | 0.065 | 0.065 | 0.065 | 0.065 | 0.065 | 0.065 | 0.065 | 0.065 | 0.065 | 0.065 | 0.065 | 0 | 0 | 0 | 0 | 0 | 0 | 0 | 0.42857 | 1 | 1 | 1 | 0.85714 | 0.85714 | 1 | 1 | 1 | 0.85714 | 0.42857 | 0.42857 | 0.28571 | 0 | 0 | 0 | 0 | 0 | 0 | 0 | 0 | 0 | 0 | 0 | 0.42857 | 1 | 1 | 1 | 0.85714 | 0.85714 | 1 | 1 | 1 | 0.85714 | 0.42857 | 0.42857 | 0.28571 | 0 | 0 | 0 | 0 | 16 | 0.66337 | 0.20792 | 0.079208 | 0.049505 | 0.76136 | 0 | 0 | 0 | 0 | 0 | 0 | 0 | 0 |  | 0.087073 | 0.087073 | 0.08631 | 0.087843 | 0.087899 | 0.085753 | 0.085753 | Education - University - Corridor - Sun | 12 | 9 | 18 | 14.4 | 24 | 0 | 0 | 14.4 | 24 | 0 | 0 | 0.45 | 0.75 | 0 | 0 | 0 | 0 | 0 | 0 | 0 | 0 | 0.05 | 0.05 | 0.05 | 0.05 | 0.05 | 0.05 | 0.05 | 0.05 | 0.05 | 0 | 0 | 0 | 0 | 0 | 0 | 0 |  | 18.72 | 31.2 | 0 | 0 | 18.72 | 31.2 | 0 | 0 | 0.585 | 0.975 | 0 | 0 | 0 | 0 | 0 | 0 | 0 | 0 | 0.065 | 0.065 | 0.065 | 0.065 | 0.065 | 0.065 | 0.065 | 0.065 | 0.065 | 0 | 0 | 0 | 0 | 0 | 0 | 0
639 | 6 | 39 | 7 | 3 |  |  |  |  | Education - University | Corridor | Education - University - Corridor |  | Education - University | Education - University - Corridor | University Office (in session) | Hol | Open | 6 | 6 | 0.029986 | 0.72732 | 0.72732 | 0.54549 | 0.54549 | 0.54549 | 0.54549 | 0.54549 | 0 | 0 | 0 | 0 | 0 | 0 | 0 | 0.15703 | 0.15703 | 0.11777 | 0.11777 | 0.11777 | 0.11777 | 0.11777 | 0 | 0 | 0 | 0 | 0 | 0 | 0 | 0 | 0 | 0 | 0 | 0 | 0 | 0 | 0 | 0 | 0 | 0 | 0 | 0 | 0 | 0 | 0 | 0 | 0 | 0 | 0 | 0 | 0 | 0 | 0 | 0 | 0 | 0 | 0 | 0.063605 | 0.063605 | 0.047704 | 0.047704 | 0.047704 | 0.047704 | 0.047704 | 0 | 0 | 0 | 0 | 0 | 0 | 0 | 0.017852 | 0.017852 | 0.013389 | 0.013389 | 0.013389 | 0.013389 | 0.013389 | 0 | 0 | 0 | 0 | 0 | 0 | 0 | 0 | 0 | 0 | 0 | 0 | 0 | 0 | 0 | 0 | 0 | 0 | 0 | 0 | 0 | 0 | 0 | 0 | 0 | 0 | 0 | 0 | 0 | 0 | 0 | 0 | 0 | 0 | 0 | University Office (in session) ILit Hol | University Office (in session) ILit all | 3636 | 5 | 5 | University Office (in session) ILit2 Hol | University Office (in session) ILit Hol | University Office (in session) ILit all | 3636 | 6.5 | 6.5 | 3636 | 1.2 | 0.05 | 0.05 | 0.05 | 0.05 | 0.05 | 0.05 | 0.05 | 0.05 | 0.05 | 0.05 | 0.05 | 0.05 | 0.05 | 0.05 | 0.05 | 0.05 | 0.05 | 0.05 | 0.05 | 0.05 | 0.05 | 0.05 | 0.05 | 0.05 | 0.05 | 1.56 | 0.065 | 0.065 | 0.065 | 0.065 | 0.065 | 0.065 | 0.065 | 0.065 | 0.065 | 0.065 | 0.065 | 0.065 | 0.065 | 0.065 | 0.065 | 0.065 | 0.065 | 0.065 | 0.065 | 0.065 | 0.065 | 0.065 | 0.065 | 0.065 | 0.065 | 0 | 0 | 0 | 0 | 0 | 0 | 0 | 0.42857 | 1 | 1 | 1 | 0.85714 | 0.85714 | 1 | 1 | 1 | 0.85714 | 0.42857 | 0.42857 | 0.28571 | 0 | 0 | 0 | 0 | 0 | 0 | 0 | 0 | 0 | 0 | 0 | 0.42857 | 1 | 1 | 1 | 0.85714 | 0.85714 | 1 | 1 | 1 | 0.85714 | 0.42857 | 0.42857 | 0.28571 | 0 | 0 | 0 | 0 | 16 | 0.66337 | 0.20792 | 0.079208 | 0.049505 | 0.76136 | 0 | 0 | 0 | 0 | 0 | 0 | 0 | 0 |  | 0.087073 | 0.087073 | 0.08631 | 0.087843 | 0.087899 | 0.085753 | 0.085753 | Education - University - Corridor - Hol | 14 | 9 | 18 | 2.7 | 4.5 | 0 | 0 | 2.7 | 4.5 | 0 | 0 | 0.45 | 0.75 | 0 | 0 | 0 | 0 | 0 | 0 | 0 | 0 | 0.05 | 0.05 | 0.05 | 0.05 | 0.05 | 0.05 | 0.05 | 0.05 | 0.05 | 0 | 0 | 0 | 0 | 0 | 0 | 0 |  | 3.51 | 5.85 | 0 | 0 | 3.51 | 5.85 | 0 | 0 | 0.585 | 0.975 | 0 | 0 | 0 | 0 | 0 | 0 | 0 | 0 | 0.065 | 0.065 | 0.065 | 0.065 | 0.065 | 0.065 | 0.065 | 0.065 | 0.065 | 0 | 0 | 0 | 0 | 0 | 0 | 0
640 | 6 | 40 | 8 | 4 |  | Education - University |  | Education - University - Corridor | Education - University | Corridor | Education - University - Corridor |  | Education - University | Education - University - Corridor | University Office (in session) | all | Open | 169 | 169 | 0.029986 | 0.72732 | 0.72732 | 0.54549 | 0.54549 | 0.54549 | 0.54549 | 0.54549 | 0 | 0 | 0 | 0 | 0 | 0 | 0 | 46.0512 | 46.0512 | 34.5384 | 34.5384 | 34.5384 | 34.5384 | 34.5384 | 0.021042 | 0.021042 | 0.015781 | 0.015781 | 0.015781 | 0.015781 | 0.015781 | 0 | 0 | 0 | 0 | 0 | 0 | 0 | 0 | 0 | 0 | 0 | 0 | 0 | 0 | 0.96481 | 0.96481 | 0.96481 | 0.96481 | 0.96481 | 0.96481 | 0.96481 | 0.71962 | 0.71962 | 0.71875 | 0.72136 | 0.72153 | 0.70796 | 0.70796 | 0.063605 | 0.063605 | 0.047704 | 0.047704 | 0.047704 | 0.047704 | 0.047704 | 0 | 0 | 0 | 0 | 0 | 0 | 0 | 3.3779 | 3.3779 | 2.5335 | 2.5335 | 2.5335 | 2.5335 | 2.5335 | 0.0014749 | 0.0014749 | 0.0011062 | 0.0011062 | 0.0011062 | 0.0011062 | 0.0011062 | 0 | 0 | 0 | 0 | 0 | 0 | 0 | 0 | 0 | 0 | 0 | 0 | 0 | 0 | 0.77333 | 0.77333 | 0.77333 | 0.77333 | 0.77333 | 0.77333 | 0.77333 | 0.67745 | 0.67745 | 0.67593 | 0.67257 | 0.66948 | 0.6634 | 0.6634 | University Office (in session) ILit all | University Office (in session) ILit all | 3099 | 5 | 100 | University Office (in session) ILit2 all | University Office (in session) ILit all | University Office (in session) ILit all | 3099 | 8 | 80 | 3099 | 12.4944 | 0.96481 | 0.05 | 0.05 | 0.05 | 0.05 | 0.05 | 0.05 | 0.05 | 0.84167 | 0.94722 | 0.94722 | 1 | 1 | 0.84167 | 0.84167 | 0.94722 | 0.94722 | 1 | 0.84167 | 0.73611 | 0.63056 | 0.41944 | 0.10278 | 0.05 | 0.05 | 10.48 | 0.77333 | 0.08 | 0.08 | 0.08 | 0.08 | 0.08 | 0.08 | 0.08 | 0.68 | 0.76 | 0.76 | 0.8 | 0.8 | 0.68 | 0.68 | 0.76 | 0.76 | 0.8 | 0.68 | 0.6 | 0.52 | 0.36 | 0.12 | 0.08 | 0.08 | 0 | 0 | 0 | 0 | 0 | 0 | 0 | 0.83333 | 0.94444 | 0.94444 | 1 | 1 | 0.83333 | 0.83333 | 0.94444 | 0.94444 | 1 | 0.83333 | 0.72222 | 0.61111 | 0.38889 | 0.055556 | 0 | 0 | 0 | 0 | 0 | 0 | 0 | 0 | 0 | 0.83333 | 0.94444 | 0.94444 | 1 | 1 | 0.83333 | 0.83333 | 0.94444 | 0.94444 | 1 | 0.83333 | 0.72222 | 0.61111 | 0.38889 | 0.055556 | 0 | 0 | 16 | 0.66337 | 0.20792 | 0.079208 | 0.049505 | 0.76136 | 0.1276 | 0.0027829 | 0.0027829 | 0.0020872 | 0.0020872 | 0.0020872 | 0.0020872 | 0.0020872 | Education - University | 0.087073 | 0.087073 | 0.08631 | 0.087843 | 0.087899 | 0.085753 | 0.085753 | Education - University - Corridor - all | 16 | 7 | 21 | 1955.7056 | 155.8556 | 1955.7056 | 155.8556 | 0 | 0 | 11.5722 | 0.92222 | 0 | 0 | 0 | 0 | 0 | 0 | 0 | 0 | 0.05 | 0.84167 | 0.94722 | 0.94722 | 1 | 1 | 0.84167 | 0.84167 | 0.94722 | 0.94722 | 1 | 0.84167 | 0.73611 | 0.63056 | 0 | 0 | 0 | 0 |  | 1581.84 | 189.28 | 1581.84 | 189.28 | 0 | 0 | 9.36 | 1.12 | 0 | 0 | 0 | 0 | 0 | 0 | 0 | 0 | 0.08 | 0.68 | 0.76 | 0.76 | 0.8 | 0.8 | 0.68 | 0.68 | 0.76 | 0.76 | 0.8 | 0.68 | 0.6 | 0.52 | 0 | 0 | 0 | 0
641 | 6 | 41 | 5 | 5 |  |  |  |  | Education - University | Corridor | Education - University - Corridor | (break) | Education - University (break) | Education - University - Corridor (break) | University Office (break) | Sat | Closed | 12 | 12 | 0.029986 | 0.72732 | 0.72732 | 0.54549 | 0.54549 | 0.54549 | 0.54549 | 0.54549 | 0 | 0 | 0 | 0 | 0 | 0 | 0 | 0.21984 | 0.21984 | 0.16488 | 0.16488 | 0.16488 | 0.16488 | 0.16488 | 0 | 0 | 0 | 0 | 0 | 0 | 0 | 0 | 0 | 0 | 0 | 0 | 0 | 0 | 0 | 0 | 0 | 0 | 0 | 0 | 0 | 0 | 0 | 0 | 0 | 0 | 0 | 0 | 0 | 0 | 0 | 0 | 0 | 0 | 0 | 0.063605 | 0.063605 | 0.047704 | 0.047704 | 0.047704 | 0.047704 | 0.047704 | 0 | 0 | 0 | 0 | 0 | 0 | 0 | 0.019225 | 0.019225 | 0.014419 | 0.014419 | 0.014419 | 0.014419 | 0.014419 | 0 | 0 | 0 | 0 | 0 | 0 | 0 | 0 | 0 | 0 | 0 | 0 | 0 | 0 | 0 | 0 | 0 | 0 | 0 | 0 | 0 | 0 | 0 | 0 | 0 | 0 | 0 | 0 | 0 | 0 | 0 | 0 | 0 | 0 | 0 | University Office (break) ILit Cls | University Office (break) ILit Cls | 2 | 3.5 | 3.5 | University Office (break) ILit2 Cls | University Office (break) ILit Cls | University Office (break) ILit Cls | 2 | 3.5 | 3.5 | 2 | 0.84 | 0.035 | 0.035 | 0.035 | 0.035 | 0.035 | 0.035 | 0.035 | 0.035 | 0.035 | 0.035 | 0.035 | 0.035 | 0.035 | 0.035 | 0.035 | 0.035 | 0.035 | 0.035 | 0.035 | 0.035 | 0.035 | 0.035 | 0.035 | 0.035 | 0.035 | 0.84 | 0.035 | 0.035 | 0.035 | 0.035 | 0.035 | 0.035 | 0.035 | 0.035 | 0.035 | 0.035 | 0.035 | 0.035 | 0.035 | 0.035 | 0.035 | 0.035 | 0.035 | 0.035 | 0.035 | 0.035 | 0.035 | 0.035 | 0.035 | 0.035 | 0.035 | 0 | 0 | 0 | 0 | 0 | 0 | 0 | 0 | 0 | 0 | 0 | 0 | 0 | 0 | 0 | 0 | 0 | 0 | 0 | 0 | 0 | 0 | 0 | 0 | 0 | 0 | 0 | 0 | 0 | 0 | 0 | 0 | 0 | 0 | 0 | 0 | 0 | 0 | 0 | 0 | 0 | 0 | 0 | 0 | 0 | 0 | 0 | 0 | 16 | 0.66337 | 0.20792 | 0.079208 | 0.049505 | 0.76136 | 0 | 0 | 0 | 0 | 0 | 0 | 0 | 0 |  | 0.004128 | 0.004128 | 0.0040915 | 0.0041369 | 0.0041138 | 0.0040849 | 0.0040849 | Education - University - Corridor - (break) - Sat | 10 | 9 | 14 | 0 | 10.08 | 0 | 0 | 0 | 10.08 | 0 | 0 | 0 | 0.84 | 0 | 0 | 0 | 0 | 0 | 0 | 0 | 0 | 0 | 0 | 0 | 0 | 0 | 0 | 0 | 0 | 0 | 0 | 0 | 0 | 0 | 0 | 0 | 0 |  | 0 | 10.08 | 0 | 0 | 0 | 10.08 | 0 | 0 | 0 | 0.84 | 0 | 0 | 0 | 0 | 0 | 0 | 0 | 0 | 0 | 0 | 0 | 0 | 0 | 0 | 0 | 0 | 0 | 0 | 0 | 0 | 0 | 0 | 0 | 0
642 | 6 | 42 | 6 | 6 |  |  |  |  | Education - University | Corridor | Education - University - Corridor | (break) | Education - University (break) | Education - University - Corridor (break) | University Office (break) | Sun | Closed | 12 | 12 | 0.029986 | 0.72732 | 0.72732 | 0.54549 | 0.54549 | 0.54549 | 0.54549 | 0.54549 | 0 | 0 | 0 | 0 | 0 | 0 | 0 | 0.21984 | 0.21984 | 0.16488 | 0.16488 | 0.16488 | 0.16488 | 0.16488 | 0 | 0 | 0 | 0 | 0 | 0 | 0 | 0 | 0 | 0 | 0 | 0 | 0 | 0 | 0 | 0 | 0 | 0 | 0 | 0 | 0 | 0 | 0 | 0 | 0 | 0 | 0 | 0 | 0 | 0 | 0 | 0 | 0 | 0 | 0 | 0.063605 | 0.063605 | 0.047704 | 0.047704 | 0.047704 | 0.047704 | 0.047704 | 0 | 0 | 0 | 0 | 0 | 0 | 0 | 0.019225 | 0.019225 | 0.014419 | 0.014419 | 0.014419 | 0.014419 | 0.014419 | 0 | 0 | 0 | 0 | 0 | 0 | 0 | 0 | 0 | 0 | 0 | 0 | 0 | 0 | 0 | 0 | 0 | 0 | 0 | 0 | 0 | 0 | 0 | 0 | 0 | 0 | 0 | 0 | 0 | 0 | 0 | 0 | 0 | 0 | 0 | University Office (break) ILit Cls | University Office (break) ILit Cls | 2 | 3.5 | 3.5 | University Office (break) ILit2 Cls | University Office (break) ILit Cls | University Office (break) ILit Cls | 2 | 3.5 | 3.5 | 2 | 0.84 | 0.035 | 0.035 | 0.035 | 0.035 | 0.035 | 0.035 | 0.035 | 0.035 | 0.035 | 0.035 | 0.035 | 0.035 | 0.035 | 0.035 | 0.035 | 0.035 | 0.035 | 0.035 | 0.035 | 0.035 | 0.035 | 0.035 | 0.035 | 0.035 | 0.035 | 0.84 | 0.035 | 0.035 | 0.035 | 0.035 | 0.035 | 0.035 | 0.035 | 0.035 | 0.035 | 0.035 | 0.035 | 0.035 | 0.035 | 0.035 | 0.035 | 0.035 | 0.035 | 0.035 | 0.035 | 0.035 | 0.035 | 0.035 | 0.035 | 0.035 | 0.035 | 0 | 0 | 0 | 0 | 0 | 0 | 0 | 0 | 0 | 0 | 0 | 0 | 0 | 0 | 0 | 0 | 0 | 0 | 0 | 0 | 0 | 0 | 0 | 0 | 0 | 0 | 0 | 0 | 0 | 0 | 0 | 0 | 0 | 0 | 0 | 0 | 0 | 0 | 0 | 0 | 0 | 0 | 0 | 0 | 0 | 0 | 0 | 0 | 16 | 0.66337 | 0.20792 | 0.079208 | 0.049505 | 0.76136 | 0 | 0 | 0 | 0 | 0 | 0 | 0 | 0 |  | 0.004128 | 0.004128 | 0.0040915 | 0.0041369 | 0.0041138 | 0.0040849 | 0.0040849 | Education - University - Corridor - (break) - Sun | 12 | 9 | 14 | 0 | 10.08 | 0 | 0 | 0 | 10.08 | 0 | 0 | 0 | 0.84 | 0 | 0 | 0 | 0 | 0 | 0 | 0 | 0 | 0 | 0 | 0 | 0 | 0 | 0 | 0 | 0 | 0 | 0 | 0 | 0 | 0 | 0 | 0 | 0 |  | 0 | 10.08 | 0 | 0 | 0 | 10.08 | 0 | 0 | 0 | 0.84 | 0 | 0 | 0 | 0 | 0 | 0 | 0 | 0 | 0 | 0 | 0 | 0 | 0 | 0 | 0 | 0 | 0 | 0 | 0 | 0 | 0 | 0 | 0 | 0
643 | 6 | 43 | 7 | 7 |  |  |  |  | Education - University | Corridor | Education - University - Corridor | (break) | Education - University (break) | Education - University - Corridor (break) | University Office (break) | Hol | Closed | 3 | 3 | 0.029986 | 0.72732 | 0.72732 | 0.54549 | 0.54549 | 0.54549 | 0.54549 | 0.54549 | 0 | 0 | 0 | 0 | 0 | 0 | 0 | 0.054959 | 0.054959 | 0.041219 | 0.041219 | 0.041219 | 0.041219 | 0.041219 | 0 | 0 | 0 | 0 | 0 | 0 | 0 | 0 | 0 | 0 | 0 | 0 | 0 | 0 | 0 | 0 | 0 | 0 | 0 | 0 | 0 | 0 | 0 | 0 | 0 | 0 | 0 | 0 | 0 | 0 | 0 | 0 | 0 | 0 | 0 | 0.063605 | 0.063605 | 0.047704 | 0.047704 | 0.047704 | 0.047704 | 0.047704 | 0 | 0 | 0 | 0 | 0 | 0 | 0 | 0.0048062 | 0.0048062 | 0.0036047 | 0.0036047 | 0.0036047 | 0.0036047 | 0.0036047 | 0 | 0 | 0 | 0 | 0 | 0 | 0 | 0 | 0 | 0 | 0 | 0 | 0 | 0 | 0 | 0 | 0 | 0 | 0 | 0 | 0 | 0 | 0 | 0 | 0 | 0 | 0 | 0 | 0 | 0 | 0 | 0 | 0 | 0 | 0 | University Office (break) ILit Cls | University Office (break) ILit Cls | 2 | 3.5 | 3.5 | University Office (break) ILit2 Cls | University Office (break) ILit Cls | University Office (break) ILit Cls | 2 | 3.5 | 3.5 | 2 | 0.84 | 0.035 | 0.035 | 0.035 | 0.035 | 0.035 | 0.035 | 0.035 | 0.035 | 0.035 | 0.035 | 0.035 | 0.035 | 0.035 | 0.035 | 0.035 | 0.035 | 0.035 | 0.035 | 0.035 | 0.035 | 0.035 | 0.035 | 0.035 | 0.035 | 0.035 | 0.84 | 0.035 | 0.035 | 0.035 | 0.035 | 0.035 | 0.035 | 0.035 | 0.035 | 0.035 | 0.035 | 0.035 | 0.035 | 0.035 | 0.035 | 0.035 | 0.035 | 0.035 | 0.035 | 0.035 | 0.035 | 0.035 | 0.035 | 0.035 | 0.035 | 0.035 | 0 | 0 | 0 | 0 | 0 | 0 | 0 | 0 | 0 | 0 | 0 | 0 | 0 | 0 | 0 | 0 | 0 | 0 | 0 | 0 | 0 | 0 | 0 | 0 | 0 | 0 | 0 | 0 | 0 | 0 | 0 | 0 | 0 | 0 | 0 | 0 | 0 | 0 | 0 | 0 | 0 | 0 | 0 | 0 | 0 | 0 | 0 | 0 | 16 | 0.66337 | 0.20792 | 0.079208 | 0.049505 | 0.76136 | 0 | 0 | 0 | 0 | 0 | 0 | 0 | 0 |  | 0.004128 | 0.004128 | 0.0040915 | 0.0041369 | 0.0041138 | 0.0040849 | 0.0040849 | Education - University - Corridor - (break) - Hol | 14 | 9 | 14 | 0 | 2.52 | 0 | 0 | 0 | 2.52 | 0 | 0 | 0 | 0.84 | 0 | 0 | 0 | 0 | 0 | 0 | 0 | 0 | 0 | 0 | 0 | 0 | 0 | 0 | 0 | 0 | 0 | 0 | 0 | 0 | 0 | 0 | 0 | 0 |  | 0 | 2.52 | 0 | 0 | 0 | 2.52 | 0 | 0 | 0 | 0.84 | 0 | 0 | 0 | 0 | 0 | 0 | 0 | 0 | 0 | 0 | 0 | 0 | 0 | 0 | 0 | 0 | 0 | 0 | 0 | 0 | 0 | 0 | 0 | 0
644 | 6 | 44 | 8 | 8 |  | Education - University (break) |  | Education - University - Corridor (break) | Education - University | Corridor | Education - University - Corridor | (break) | Education - University (break) | Education - University - Corridor (break) | University Office (break) | all | Closed | 38 | 38 | 0.029986 | 0.72732 | 0.72732 | 0.54549 | 0.54549 | 0.54549 | 0.54549 | 0.54549 | 0 | 0 | 0 | 0 | 0 | 0 | 0 | 0.69615 | 0.69615 | 0.52211 | 0.52211 | 0.52211 | 0.52211 | 0.52211 | 0.00076332 | 0.00076332 | 0.00057249 | 0.00057249 | 0.00057249 | 0.00057249 | 0.00057249 | 0 | 0 | 0 | 0 | 0 | 0 | 0 | 0 | 0 | 0 | 0 | 0 | 0 | 0 | 0.035 | 0.035 | 0.035 | 0.035 | 0.035 | 0.035 | 0.035 | 0.034185 | 0.034185 | 0.034148 | 0.03403 | 0.033817 | 0.033741 | 0.033741 | 0.063605 | 0.063605 | 0.047704 | 0.047704 | 0.047704 | 0.047704 | 0.047704 | 0 | 0 | 0 | 0 | 0 | 0 | 0 | 0.060879 | 0.060879 | 0.045659 | 0.045659 | 0.045659 | 0.045659 | 0.045659 | 6.6753e-05 | 6.6753e-05 | 5.0065e-05 | 5.0065e-05 | 5.0065e-05 | 5.0065e-05 | 5.0065e-05 | 0 | 0 | 0 | 0 | 0 | 0 | 0 | 0 | 0 | 0 | 0 | 0 | 0 | 0 | 0.035 | 0.035 | 0.035 | 0.035 | 0.035 | 0.035 | 0.035 | 0.034185 | 0.034185 | 0.034148 | 0.03403 | 0.033817 | 0.033741 | 0.033741 | University Office (break) ILit Cls | University Office (break) ILit Cls | 2 | 3.5 | 3.5 | University Office (break) ILit2 Cls | University Office (break) ILit Cls | University Office (break) ILit Cls | 2 | 3.5 | 3.5 | 2 | 0.84 | 0.035 | 0.035 | 0.035 | 0.035 | 0.035 | 0.035 | 0.035 | 0.035 | 0.035 | 0.035 | 0.035 | 0.035 | 0.035 | 0.035 | 0.035 | 0.035 | 0.035 | 0.035 | 0.035 | 0.035 | 0.035 | 0.035 | 0.035 | 0.035 | 0.035 | 0.84 | 0.035 | 0.035 | 0.035 | 0.035 | 0.035 | 0.035 | 0.035 | 0.035 | 0.035 | 0.035 | 0.035 | 0.035 | 0.035 | 0.035 | 0.035 | 0.035 | 0.035 | 0.035 | 0.035 | 0.035 | 0.035 | 0.035 | 0.035 | 0.035 | 0.035 | 0 | 0 | 0 | 0 | 0 | 0 | 0 | 0 | 0 | 0 | 0 | 0 | 0 | 0 | 0 | 0 | 0 | 0 | 0 | 0 | 0 | 0 | 0 | 0 | 0 | 0 | 0 | 0 | 0 | 0 | 0 | 0 | 0 | 0 | 0 | 0 | 0 | 0 | 0 | 0 | 0 | 0 | 0 | 0 | 0 | 0 | 0 | 0 | 16 | 0.66337 | 0.20792 | 0.079208 | 0.049505 | 0.76136 | 0.004629 | 0.00010095 | 0.00010095 | 7.5716e-05 | 7.5716e-05 | 7.5716e-05 | 7.5716e-05 | 7.5716e-05 | Education - University (break) | 0.004128 | 0.004128 | 0.0040915 | 0.0041369 | 0.0041138 | 0.0040849 | 0.0040849 | Education - University - Corridor - (break) - all | 16 | 7 | 17 | 0 | 31.92 | 0 | 31.92 | 0 | 0 | 0 | 0.84 | 0 | 0 | 0 | 0 | 0 | 0 | 0 | 0 | 0 | 0 | 0 | 0 | 0 | 0 | 0 | 0 | 0 | 0 | 0 | 0 | 0 | 0 | 0 | 0 | 0 | 0 |  | 0 | 31.92 | 0 | 31.92 | 0 | 0 | 0 | 0.84 | 0 | 0 | 0 | 0 | 0 | 0 | 0 | 0 | 0 | 0 | 0 | 0 | 0 | 0 | 0 | 0 | 0 | 0 | 0 | 0 | 0 | 0 | 0 | 0 | 0 | 0
645 | 6 | 45 | 5 | 9 |  |  |  |  | Education - University | Corridor | Education - University - Corridor | (summer) | Education - University (summer) | Education - University - Corridor (summer) | University Office (summer) | Sat | Closed | 8 | 8 | 0.029986 | 0.72732 | 0.72732 | 0.54549 | 0.54549 | 0.54549 | 0.54549 | 0.54549 | 0 | 0 | 0 | 0 | 0 | 0 | 0 | 0.20937 | 0.20937 | 0.15703 | 0.15703 | 0.15703 | 0.15703 | 0.15703 | 0 | 0 | 0 | 0 | 0 | 0 | 0 | 0 | 0 | 0 | 0 | 0 | 0 | 0 | 0 | 0 | 0 | 0 | 0 | 0 | 0 | 0 | 0 | 0 | 0 | 0 | 0 | 0 | 0 | 0 | 0 | 0 | 0 | 0 | 0 | 0.063605 | 0.063605 | 0.047704 | 0.047704 | 0.047704 | 0.047704 | 0.047704 | 0 | 0 | 0 | 0 | 0 | 0 | 0 | 0.018309 | 0.018309 | 0.013732 | 0.013732 | 0.013732 | 0.013732 | 0.013732 | 0 | 0 | 0 | 0 | 0 | 0 | 0 | 0 | 0 | 0 | 0 | 0 | 0 | 0 | 0 | 0 | 0 | 0 | 0 | 0 | 0 | 0 | 0 | 0 | 0 | 0 | 0 | 0 | 0 | 0 | 0 | 0 | 0 | 0 | 0 | University Office (summer) ILit Cls | University Office (summer) ILit Cls | 2 | 5 | 5 | University Office (summer) ILit2 Cls | University Office (summer) ILit Cls | University Office (summer) ILit Cls | 2 | 5 | 5 | 2 | 1.2 | 0.05 | 0.05 | 0.05 | 0.05 | 0.05 | 0.05 | 0.05 | 0.05 | 0.05 | 0.05 | 0.05 | 0.05 | 0.05 | 0.05 | 0.05 | 0.05 | 0.05 | 0.05 | 0.05 | 0.05 | 0.05 | 0.05 | 0.05 | 0.05 | 0.05 | 1.2 | 0.05 | 0.05 | 0.05 | 0.05 | 0.05 | 0.05 | 0.05 | 0.05 | 0.05 | 0.05 | 0.05 | 0.05 | 0.05 | 0.05 | 0.05 | 0.05 | 0.05 | 0.05 | 0.05 | 0.05 | 0.05 | 0.05 | 0.05 | 0.05 | 0.05 | 0 | 0 | 0 | 0 | 0 | 0 | 0 | 0 | 0 | 0 | 0 | 0 | 0 | 0 | 0 | 0 | 0 | 0 | 0 | 0 | 0 | 0 | 0 | 0 | 0 | 0 | 0 | 0 | 0 | 0 | 0 | 0 | 0 | 0 | 0 | 0 | 0 | 0 | 0 | 0 | 0 | 0 | 0 | 0 | 0 | 0 | 0 | 0 | 16 | 0.66337 | 0.20792 | 0.079208 | 0.049505 | 0.76136 | 0 | 0 | 0 | 0 | 0 | 0 | 0 | 0 |  | 0.052163 | 0.052163 | 0.051855 | 0.052335 | 0.0523 | 0.051211 | 0.051211 | Education - University - Corridor - (summer) - Sat | 10 | 9 | 18 | 0 | 9.6 | 0 | 0 | 0 | 9.6 | 0 | 0 | 0 | 1.2 | 0 | 0 | 0 | 0 | 0 | 0 | 0 | 0 | 0 | 0 | 0 | 0 | 0 | 0 | 0 | 0 | 0 | 0 | 0 | 0 | 0 | 0 | 0 | 0 |  | 0 | 9.6 | 0 | 0 | 0 | 9.6 | 0 | 0 | 0 | 1.2 | 0 | 0 | 0 | 0 | 0 | 0 | 0 | 0 | 0 | 0 | 0 | 0 | 0 | 0 | 0 | 0 | 0 | 0 | 0 | 0 | 0 | 0 | 0 | 0
646 | 6 | 46 | 6 | 10 |  |  |  |  | Education - University | Corridor | Education - University - Corridor | (summer) | Education - University (summer) | Education - University - Corridor (summer) | University Office (summer) | Sun | Closed | 8 | 8 | 0.029986 | 0.72732 | 0.72732 | 0.54549 | 0.54549 | 0.54549 | 0.54549 | 0.54549 | 0 | 0 | 0 | 0 | 0 | 0 | 0 | 0.20937 | 0.20937 | 0.15703 | 0.15703 | 0.15703 | 0.15703 | 0.15703 | 0 | 0 | 0 | 0 | 0 | 0 | 0 | 0 | 0 | 0 | 0 | 0 | 0 | 0 | 0 | 0 | 0 | 0 | 0 | 0 | 0 | 0 | 0 | 0 | 0 | 0 | 0 | 0 | 0 | 0 | 0 | 0 | 0 | 0 | 0 | 0.063605 | 0.063605 | 0.047704 | 0.047704 | 0.047704 | 0.047704 | 0.047704 | 0 | 0 | 0 | 0 | 0 | 0 | 0 | 0.018309 | 0.018309 | 0.013732 | 0.013732 | 0.013732 | 0.013732 | 0.013732 | 0 | 0 | 0 | 0 | 0 | 0 | 0 | 0 | 0 | 0 | 0 | 0 | 0 | 0 | 0 | 0 | 0 | 0 | 0 | 0 | 0 | 0 | 0 | 0 | 0 | 0 | 0 | 0 | 0 | 0 | 0 | 0 | 0 | 0 | 0 | University Office (summer) ILit Cls | University Office (summer) ILit Cls | 2 | 5 | 5 | University Office (summer) ILit2 Cls | University Office (summer) ILit Cls | University Office (summer) ILit Cls | 2 | 5 | 5 | 2 | 1.2 | 0.05 | 0.05 | 0.05 | 0.05 | 0.05 | 0.05 | 0.05 | 0.05 | 0.05 | 0.05 | 0.05 | 0.05 | 0.05 | 0.05 | 0.05 | 0.05 | 0.05 | 0.05 | 0.05 | 0.05 | 0.05 | 0.05 | 0.05 | 0.05 | 0.05 | 1.2 | 0.05 | 0.05 | 0.05 | 0.05 | 0.05 | 0.05 | 0.05 | 0.05 | 0.05 | 0.05 | 0.05 | 0.05 | 0.05 | 0.05 | 0.05 | 0.05 | 0.05 | 0.05 | 0.05 | 0.05 | 0.05 | 0.05 | 0.05 | 0.05 | 0.05 | 0 | 0 | 0 | 0 | 0 | 0 | 0 | 0 | 0 | 0 | 0 | 0 | 0 | 0 | 0 | 0 | 0 | 0 | 0 | 0 | 0 | 0 | 0 | 0 | 0 | 0 | 0 | 0 | 0 | 0 | 0 | 0 | 0 | 0 | 0 | 0 | 0 | 0 | 0 | 0 | 0 | 0 | 0 | 0 | 0 | 0 | 0 | 0 | 16 | 0.66337 | 0.20792 | 0.079208 | 0.049505 | 0.76136 | 0 | 0 | 0 | 0 | 0 | 0 | 0 | 0 |  | 0.052163 | 0.052163 | 0.051855 | 0.052335 | 0.0523 | 0.051211 | 0.051211 | Education - University - Corridor - (summer) - Sun | 12 | 9 | 18 | 0 | 9.6 | 0 | 0 | 0 | 9.6 | 0 | 0 | 0 | 1.2 | 0 | 0 | 0 | 0 | 0 | 0 | 0 | 0 | 0 | 0 | 0 | 0 | 0 | 0 | 0 | 0 | 0 | 0 | 0 | 0 | 0 | 0 | 0 | 0 |  | 0 | 9.6 | 0 | 0 | 0 | 9.6 | 0 | 0 | 0 | 1.2 | 0 | 0 | 0 | 0 | 0 | 0 | 0 | 0 | 0 | 0 | 0 | 0 | 0 | 0 | 0 | 0 | 0 | 0 | 0 | 0 | 0 | 0 | 0 | 0
647 | 6 | 47 | 7 | 11 |  |  |  |  | Education - University | Corridor | Education - University - Corridor | (summer) | Education - University (summer) | Education - University - Corridor (summer) | University Office (summer) | Hol | Closed | 1 | 1 | 0.029986 | 0.72732 | 0.72732 | 0.54549 | 0.54549 | 0.54549 | 0.54549 | 0.54549 | 0 | 0 | 0 | 0 | 0 | 0 | 0 | 0.026171 | 0.026171 | 0.019628 | 0.019628 | 0.019628 | 0.019628 | 0.019628 | 0 | 0 | 0 | 0 | 0 | 0 | 0 | 0 | 0 | 0 | 0 | 0 | 0 | 0 | 0 | 0 | 0 | 0 | 0 | 0 | 0 | 0 | 0 | 0 | 0 | 0 | 0 | 0 | 0 | 0 | 0 | 0 | 0 | 0 | 0 | 0.063605 | 0.063605 | 0.047704 | 0.047704 | 0.047704 | 0.047704 | 0.047704 | 0 | 0 | 0 | 0 | 0 | 0 | 0 | 0.0022887 | 0.0022887 | 0.0017165 | 0.0017165 | 0.0017165 | 0.0017165 | 0.0017165 | 0 | 0 | 0 | 0 | 0 | 0 | 0 | 0 | 0 | 0 | 0 | 0 | 0 | 0 | 0 | 0 | 0 | 0 | 0 | 0 | 0 | 0 | 0 | 0 | 0 | 0 | 0 | 0 | 0 | 0 | 0 | 0 | 0 | 0 | 0 | University Office (summer) ILit Cls | University Office (summer) ILit Cls | 2 | 5 | 5 | University Office (summer) ILit2 Cls | University Office (summer) ILit Cls | University Office (summer) ILit Cls | 2 | 5 | 5 | 2 | 1.2 | 0.05 | 0.05 | 0.05 | 0.05 | 0.05 | 0.05 | 0.05 | 0.05 | 0.05 | 0.05 | 0.05 | 0.05 | 0.05 | 0.05 | 0.05 | 0.05 | 0.05 | 0.05 | 0.05 | 0.05 | 0.05 | 0.05 | 0.05 | 0.05 | 0.05 | 1.2 | 0.05 | 0.05 | 0.05 | 0.05 | 0.05 | 0.05 | 0.05 | 0.05 | 0.05 | 0.05 | 0.05 | 0.05 | 0.05 | 0.05 | 0.05 | 0.05 | 0.05 | 0.05 | 0.05 | 0.05 | 0.05 | 0.05 | 0.05 | 0.05 | 0.05 | 0 | 0 | 0 | 0 | 0 | 0 | 0 | 0 | 0 | 0 | 0 | 0 | 0 | 0 | 0 | 0 | 0 | 0 | 0 | 0 | 0 | 0 | 0 | 0 | 0 | 0 | 0 | 0 | 0 | 0 | 0 | 0 | 0 | 0 | 0 | 0 | 0 | 0 | 0 | 0 | 0 | 0 | 0 | 0 | 0 | 0 | 0 | 0 | 16 | 0.66337 | 0.20792 | 0.079208 | 0.049505 | 0.76136 | 0 | 0 | 0 | 0 | 0 | 0 | 0 | 0 |  | 0.052163 | 0.052163 | 0.051855 | 0.052335 | 0.0523 | 0.051211 | 0.051211 | Education - University - Corridor - (summer) - Hol | 14 | 9 | 18 | 0 | 1.2 | 0 | 0 | 0 | 1.2 | 0 | 0 | 0 | 1.2 | 0 | 0 | 0 | 0 | 0 | 0 | 0 | 0 | 0 | 0 | 0 | 0 | 0 | 0 | 0 | 0 | 0 | 0 | 0 | 0 | 0 | 0 | 0 | 0 |  | 0 | 1.2 | 0 | 0 | 0 | 1.2 | 0 | 0 | 0 | 1.2 | 0 | 0 | 0 | 0 | 0 | 0 | 0 | 0 | 0 | 0 | 0 | 0 | 0 | 0 | 0 | 0 | 0 | 0 | 0 | 0 | 0 | 0 | 0 | 0
648 | 6 | 48 | 8 | 12 |  | Education - University (summer) | Education - University - Corridor | Education - University - Corridor (summer) | Education - University | Corridor | Education - University - Corridor | (summer) | Education - University (summer) | Education - University - Corridor (summer) | University Office (summer) | all | Closed | 44 | 44 | 0.029986 | 0.72732 | 0.72732 | 0.54549 | 0.54549 | 0.54549 | 0.54549 | 0.54549 | 0.021809 | 0.021809 | 0.016357 | 0.016357 | 0.016357 | 0.016357 | 0.016357 | 1.1515 | 1.1515 | 0.86364 | 0.86364 | 0.86364 | 0.86364 | 0.86364 | 0.0010905 | 0.0010905 | 0.00081784 | 0.00081784 | 0.00081784 | 0.00081784 | 0.00081784 | 2436.9611 | 2436.9611 | 2436.9611 | 2436.9611 | 2436.9611 | 2436.9611 | 2436.9611 | 0 | 0 | 0 | 0 | 0 | 0 | 0 | 0.05 | 0.05 | 0.05 | 0.05 | 0.05 | 0.05 | 0.05 | 0.43353 | 0.43353 | 0.43434 | 0.43215 | 0.43173 | 0.42528 | 0.42528 | 0.063605 | 0.063605 | 0.047704 | 0.047704 | 0.047704 | 0.047704 | 0.047704 | 0.0019072 | 0.0019072 | 0.0014304 | 0.0014304 | 0.0014304 | 0.0014304 | 0.0014304 | 0.1007 | 0.1007 | 0.075527 | 0.075527 | 0.075527 | 0.075527 | 0.075527 | 9.5362e-05 | 9.5362e-05 | 7.1521e-05 | 7.1521e-05 | 7.1521e-05 | 7.1521e-05 | 7.1521e-05 | 2133.08 | 2133.08 | 2133.08 | 2133.08 | 2133.08 | 2133.08 | 2133.08 | 0 | 0 | 0 | 0 | 0 | 0 | 0 | 0.05 | 0.05 | 0.05 | 0.05 | 0.05 | 0.05 | 0.05 | 0.43416 | 0.43416 | 0.43527 | 0.43321 | 0.43188 | 0.42538 | 0.42538 | University Office (summer) ILit Cls | University Office (summer) ILit Cls | 2 | 5 | 5 | University Office (summer) ILit2 Cls | University Office (summer) ILit Cls | University Office (summer) ILit Cls | 2 | 5 | 5 | 2 | 1.2 | 0.05 | 0.05 | 0.05 | 0.05 | 0.05 | 0.05 | 0.05 | 0.05 | 0.05 | 0.05 | 0.05 | 0.05 | 0.05 | 0.05 | 0.05 | 0.05 | 0.05 | 0.05 | 0.05 | 0.05 | 0.05 | 0.05 | 0.05 | 0.05 | 0.05 | 1.2 | 0.05 | 0.05 | 0.05 | 0.05 | 0.05 | 0.05 | 0.05 | 0.05 | 0.05 | 0.05 | 0.05 | 0.05 | 0.05 | 0.05 | 0.05 | 0.05 | 0.05 | 0.05 | 0.05 | 0.05 | 0.05 | 0.05 | 0.05 | 0.05 | 0.05 | 0 | 0 | 0 | 0 | 0 | 0 | 0 | 0 | 0 | 0 | 0 | 0 | 0 | 0 | 0 | 0 | 0 | 0 | 0 | 0 | 0 | 0 | 0 | 0 | 0 | 0 | 0 | 0 | 0 | 0 | 0 | 0 | 0 | 0 | 0 | 0 | 0 | 0 | 0 | 0 | 0 | 0 | 0 | 0 | 0 | 0 | 0 | 0 | 16 | 0.66337 | 0.20792 | 0.079208 | 0.049505 | 0.76136 | 0.0066128 | 0.00014422 | 0.00014422 | 0.00010817 | 0.00010817 | 0.00010817 | 0.00010817 | 0.00010817 | Education - University (summer) | 0.052163 | 0.052163 | 0.051855 | 0.052335 | 0.0523 | 0.051211 | 0.051211 | Education - University - Corridor - (summer) - all | 16 | 7 | 21 | 0 | 52.8 | 0 | 52.8 | 0 | 0 | 0 | 1.2 | 0 | 0 | 0 | 0 | 0 | 0 | 0 | 0 | 0 | 0 | 0 | 0 | 0 | 0 | 0 | 0 | 0 | 0 | 0 | 0 | 0 | 0 | 0 | 0 | 0 | 0 |  | 0 | 52.8 | 0 | 52.8 | 0 | 0 | 0 | 1.2 | 0 | 0 | 0 | 0 | 0 | 0 | 0 | 0 | 0 | 0 | 0 | 0 | 0 | 0 | 0 | 0 | 0 | 0 | 0 | 0 | 0 | 0 | 0 | 0 | 0 | 0
649 | 6 | 49 | 5 | 1 |  |  |  |  | Education - University | Dining Area | Education - University - Dining Area |  | Education - University | Education - University - Dining Area | University Cafeteria (in session) | Sat | Open | 32 | 32 | 0.024015 | 1.3637 | 1.3637 | 1.1819 | 1.1819 | 1.1819 | 1.1819 | 1.1819 | 0 | 0 | 0 | 0 | 0 | 0 | 0 | 4.9692 | 4.9692 | 4.3066 | 4.3066 | 4.3066 | 4.3066 | 4.3066 | 0 | 0 | 0 | 0 | 0 | 0 | 0 | 0 | 0 | 0 | 0 | 0 | 0 | 0 | 0 | 0 | 0 | 0 | 0 | 0 | 0 | 0 | 0 | 0 | 0 | 0 | 0 | 0 | 0 | 0 | 0 | 0 | 0 | 0 | 0 | 0.11926 | 0.11926 | 0.10336 | 0.10336 | 0.10336 | 0.10336 | 0.10336 | 0 | 0 | 0 | 0 | 0 | 0 | 0 | 0.40226 | 0.40226 | 0.34862 | 0.34862 | 0.34862 | 0.34862 | 0.34862 | 0 | 0 | 0 | 0 | 0 | 0 | 0 | 0 | 0 | 0 | 0 | 0 | 0 | 0 | 0 | 0 | 0 | 0 | 0 | 0 | 0 | 0 | 0 | 0 | 0 | 0 | 0 | 0 | 0 | 0 | 0 | 0 | 0 | 0 | 0 | University Cafeteria (in session) ILit Sat | University Cafeteria (in session) ILit all | 3641 | 2.5 | 37.5 | University Cafeteria (in session) ILit2 Sat | University Cafeteria (in session) ILit Sat | University Cafeteria (in session) ILit all | 3641 | 3.25 | 33.75 | 3641 | 4.7417 | 0.375 | 0.025 | 0.025 | 0.025 | 0.025 | 0.025 | 0.025 | 0.10278 | 0.18056 | 0.375 | 0.375 | 0.375 | 0.375 | 0.375 | 0.375 | 0.375 | 0.375 | 0.375 | 0.375 | 0.375 | 0.083333 | 0.025 | 0.025 | 0.025 | 0.025 | 4.3892 | 0.3375 | 0.0325 | 0.0325 | 0.0325 | 0.0325 | 0.0325 | 0.0325 | 0.10028 | 0.16806 | 0.3375 | 0.3375 | 0.3375 | 0.3375 | 0.3375 | 0.3375 | 0.3375 | 0.3375 | 0.3375 | 0.3375 | 0.3375 | 0.083333 | 0.0325 | 0.0325 | 0.0325 | 0.0325 | 0 | 0 | 0 | 0 | 0 | 0 | 0.22222 | 0.44444 | 1 | 1 | 1 | 1 | 1 | 1 | 1 | 1 | 1 | 1 | 1 | 0.16667 | 0 | 0 | 0 | 0 | 0 | 0 | 0 | 0 | 0 | 0 | 0.22222 | 0.44444 | 1 | 1 | 1 | 1 | 1 | 1 | 1 | 1 | 1 | 1 | 1 | 0.16667 | 0 | 0 | 0 | 0 | 16 | 0.66337 | 0.20792 | 0.079208 | 0.049505 | 0.76136 | 0 | 0 | 0 | 0 | 0 | 0 | 0 | 0 |  | 0.087073 | 0.087073 | 0.08631 | 0.087843 | 0.087899 | 0.085753 | 0.085753 | Education - University - Dining Area - Sat | 10 | 9 | 18 | 108 | 43.7333 | 0 | 0 | 108 | 43.7333 | 0 | 0 | 3.375 | 1.3667 | 0 | 0 | 0 | 0 | 0 | 0 | 0 | 0 | 0.375 | 0.375 | 0.375 | 0.375 | 0.375 | 0.375 | 0.375 | 0.375 | 0.375 | 0 | 0 | 0 | 0 | 0 | 0 | 0 |  | 97.2 | 43.2533 | 0 | 0 | 97.2 | 43.2533 | 0 | 0 | 3.0375 | 1.3517 | 0 | 0 | 0 | 0 | 0 | 0 | 0 | 0 | 0.3375 | 0.3375 | 0.3375 | 0.3375 | 0.3375 | 0.3375 | 0.3375 | 0.3375 | 0.3375 | 0 | 0 | 0 | 0 | 0 | 0 | 0
650 | 6 | 50 | 6 | 2 |  |  |  |  | Education - University | Dining Area | Education - University - Dining Area |  | Education - University | Education - University - Dining Area | University Cafeteria (in session) | Sun | Open | 32 | 32 | 0.024015 | 1.3637 | 1.3637 | 1.1819 | 1.1819 | 1.1819 | 1.1819 | 1.1819 | 0 | 0 | 0 | 0 | 0 | 0 | 0 | 4.9692 | 4.9692 | 4.3066 | 4.3066 | 4.3066 | 4.3066 | 4.3066 | 0 | 0 | 0 | 0 | 0 | 0 | 0 | 0 | 0 | 0 | 0 | 0 | 0 | 0 | 0 | 0 | 0 | 0 | 0 | 0 | 0 | 0 | 0 | 0 | 0 | 0 | 0 | 0 | 0 | 0 | 0 | 0 | 0 | 0 | 0 | 0.11926 | 0.11926 | 0.10336 | 0.10336 | 0.10336 | 0.10336 | 0.10336 | 0 | 0 | 0 | 0 | 0 | 0 | 0 | 0.40226 | 0.40226 | 0.34862 | 0.34862 | 0.34862 | 0.34862 | 0.34862 | 0 | 0 | 0 | 0 | 0 | 0 | 0 | 0 | 0 | 0 | 0 | 0 | 0 | 0 | 0 | 0 | 0 | 0 | 0 | 0 | 0 | 0 | 0 | 0 | 0 | 0 | 0 | 0 | 0 | 0 | 0 | 0 | 0 | 0 | 0 | University Cafeteria (in session) ILit Sun | University Cafeteria (in session) ILit all | 3641 | 2.5 | 37.5 | University Cafeteria (in session) ILit2 Sun | University Cafeteria (in session) ILit Sun | University Cafeteria (in session) ILit all | 3641 | 3.25 | 33.75 | 3641 | 4.7417 | 0.375 | 0.025 | 0.025 | 0.025 | 0.025 | 0.025 | 0.025 | 0.10278 | 0.18056 | 0.375 | 0.375 | 0.375 | 0.375 | 0.375 | 0.375 | 0.375 | 0.375 | 0.375 | 0.375 | 0.375 | 0.083333 | 0.025 | 0.025 | 0.025 | 0.025 | 4.3892 | 0.3375 | 0.0325 | 0.0325 | 0.0325 | 0.0325 | 0.0325 | 0.0325 | 0.10028 | 0.16806 | 0.3375 | 0.3375 | 0.3375 | 0.3375 | 0.3375 | 0.3375 | 0.3375 | 0.3375 | 0.3375 | 0.3375 | 0.3375 | 0.083333 | 0.0325 | 0.0325 | 0.0325 | 0.0325 | 0 | 0 | 0 | 0 | 0 | 0 | 0.22222 | 0.44444 | 1 | 1 | 1 | 1 | 1 | 1 | 1 | 1 | 1 | 1 | 1 | 0.16667 | 0 | 0 | 0 | 0 | 0 | 0 | 0 | 0 | 0 | 0 | 0.22222 | 0.44444 | 1 | 1 | 1 | 1 | 1 | 1 | 1 | 1 | 1 | 1 | 1 | 0.16667 | 0 | 0 | 0 | 0 | 16 | 0.66337 | 0.20792 | 0.079208 | 0.049505 | 0.76136 | 0 | 0 | 0 | 0 | 0 | 0 | 0 | 0 |  | 0.087073 | 0.087073 | 0.08631 | 0.087843 | 0.087899 | 0.085753 | 0.085753 | Education - University - Dining Area - Sun | 12 | 9 | 18 | 108 | 43.7333 | 0 | 0 | 108 | 43.7333 | 0 | 0 | 3.375 | 1.3667 | 0 | 0 | 0 | 0 | 0 | 0 | 0 | 0 | 0.375 | 0.375 | 0.375 | 0.375 | 0.375 | 0.375 | 0.375 | 0.375 | 0.375 | 0 | 0 | 0 | 0 | 0 | 0 | 0 |  | 97.2 | 43.2533 | 0 | 0 | 97.2 | 43.2533 | 0 | 0 | 3.0375 | 1.3517 | 0 | 0 | 0 | 0 | 0 | 0 | 0 | 0 | 0.3375 | 0.3375 | 0.3375 | 0.3375 | 0.3375 | 0.3375 | 0.3375 | 0.3375 | 0.3375 | 0 | 0 | 0 | 0 | 0 | 0 | 0
651 | 6 | 51 | 7 | 3 |  |  |  |  | Education - University | Dining Area | Education - University - Dining Area |  | Education - University | Education - University - Dining Area | University Cafeteria (in session) | Hol | Open | 6 | 6 | 0.024015 | 1.3637 | 1.3637 | 1.1819 | 1.1819 | 1.1819 | 1.1819 | 1.1819 | 0 | 0 | 0 | 0 | 0 | 0 | 0 | 0.93172 | 0.93172 | 0.80749 | 0.80749 | 0.80749 | 0.80749 | 0.80749 | 0 | 0 | 0 | 0 | 0 | 0 | 0 | 0 | 0 | 0 | 0 | 0 | 0 | 0 | 0 | 0 | 0 | 0 | 0 | 0 | 0 | 0 | 0 | 0 | 0 | 0 | 0 | 0 | 0 | 0 | 0 | 0 | 0 | 0 | 0 | 0.11926 | 0.11926 | 0.10336 | 0.10336 | 0.10336 | 0.10336 | 0.10336 | 0 | 0 | 0 | 0 | 0 | 0 | 0 | 0.075423 | 0.075423 | 0.065366 | 0.065366 | 0.065366 | 0.065366 | 0.065366 | 0 | 0 | 0 | 0 | 0 | 0 | 0 | 0 | 0 | 0 | 0 | 0 | 0 | 0 | 0 | 0 | 0 | 0 | 0 | 0 | 0 | 0 | 0 | 0 | 0 | 0 | 0 | 0 | 0 | 0 | 0 | 0 | 0 | 0 | 0 | University Cafeteria (in session) ILit Hol | University Cafeteria (in session) ILit all | 3641 | 2.5 | 37.5 | University Cafeteria (in session) ILit2 Hol | University Cafeteria (in session) ILit Hol | University Cafeteria (in session) ILit all | 3641 | 3.25 | 33.75 | 3641 | 4.7417 | 0.375 | 0.025 | 0.025 | 0.025 | 0.025 | 0.025 | 0.025 | 0.10278 | 0.18056 | 0.375 | 0.375 | 0.375 | 0.375 | 0.375 | 0.375 | 0.375 | 0.375 | 0.375 | 0.375 | 0.375 | 0.083333 | 0.025 | 0.025 | 0.025 | 0.025 | 4.3892 | 0.3375 | 0.0325 | 0.0325 | 0.0325 | 0.0325 | 0.0325 | 0.0325 | 0.10028 | 0.16806 | 0.3375 | 0.3375 | 0.3375 | 0.3375 | 0.3375 | 0.3375 | 0.3375 | 0.3375 | 0.3375 | 0.3375 | 0.3375 | 0.083333 | 0.0325 | 0.0325 | 0.0325 | 0.0325 | 0 | 0 | 0 | 0 | 0 | 0 | 0.22222 | 0.44444 | 1 | 1 | 1 | 1 | 1 | 1 | 1 | 1 | 1 | 1 | 1 | 0.16667 | 0 | 0 | 0 | 0 | 0 | 0 | 0 | 0 | 0 | 0 | 0.22222 | 0.44444 | 1 | 1 | 1 | 1 | 1 | 1 | 1 | 1 | 1 | 1 | 1 | 0.16667 | 0 | 0 | 0 | 0 | 16 | 0.66337 | 0.20792 | 0.079208 | 0.049505 | 0.76136 | 0 | 0 | 0 | 0 | 0 | 0 | 0 | 0 |  | 0.087073 | 0.087073 | 0.08631 | 0.087843 | 0.087899 | 0.085753 | 0.085753 | Education - University - Dining Area - Hol | 14 | 9 | 18 | 20.25 | 8.2 | 0 | 0 | 20.25 | 8.2 | 0 | 0 | 3.375 | 1.3667 | 0 | 0 | 0 | 0 | 0 | 0 | 0 | 0 | 0.375 | 0.375 | 0.375 | 0.375 | 0.375 | 0.375 | 0.375 | 0.375 | 0.375 | 0 | 0 | 0 | 0 | 0 | 0 | 0 |  | 18.225 | 8.11 | 0 | 0 | 18.225 | 8.11 | 0 | 0 | 3.0375 | 1.3517 | 0 | 0 | 0 | 0 | 0 | 0 | 0 | 0 | 0.3375 | 0.3375 | 0.3375 | 0.3375 | 0.3375 | 0.3375 | 0.3375 | 0.3375 | 0.3375 | 0 | 0 | 0 | 0 | 0 | 0 | 0
652 | 6 | 52 | 8 | 4 |  | Education - University |  | Education - University - Dining Area | Education - University | Dining Area | Education - University - Dining Area |  | Education - University | Education - University - Dining Area | University Cafeteria (in session) | all | Open | 169 | 169 | 0.024015 | 1.3637 | 1.3637 | 1.1819 | 1.1819 | 1.1819 | 1.1819 | 1.1819 | 0 | 0 | 0 | 0 | 0 | 0 | 0 | 62.403 | 62.403 | 54.0826 | 54.0826 | 54.0826 | 54.0826 | 54.0826 | 0.027837 | 0.027837 | 0.024125 | 0.024125 | 0.024125 | 0.024125 | 0.024125 | 0 | 0 | 0 | 0 | 0 | 0 | 0 | 0 | 0 | 0 | 0 | 0 | 0 | 0 | 0.85 | 0.85 | 0.85 | 0.85 | 0.85 | 0.85 | 0.85 | 0.71962 | 0.71962 | 0.71875 | 0.72136 | 0.72153 | 0.70796 | 0.70796 | 0.11926 | 0.11926 | 0.10336 | 0.10336 | 0.10336 | 0.10336 | 0.10336 | 0 | 0 | 0 | 0 | 0 | 0 | 0 | 4.8845 | 4.8845 | 4.2332 | 4.2332 | 4.2332 | 4.2332 | 4.2332 | 0.002148 | 0.002148 | 0.0018616 | 0.0018616 | 0.0018616 | 0.0018616 | 0.0018616 | 0 | 0 | 0 | 0 | 0 | 0 | 0 | 0 | 0 | 0 | 0 | 0 | 0 | 0 | 0.75 | 0.75 | 0.75 | 0.75 | 0.75 | 0.75 | 0.75 | 0.67745 | 0.67745 | 0.67593 | 0.67257 | 0.66948 | 0.6634 | 0.6634 | University Cafeteria (in session) ILit all | University Cafeteria (in session) ILit all | 3640 | 10 | 85 | University Cafeteria (in session) ILit2 all | University Cafeteria (in session) ILit all | University Cafeteria (in session) ILit all | 3640 | 10 | 75 | 3640 | 11.275 | 0.85 | 0.1 | 0.1 | 0.1 | 0.1 | 0.1 | 0.1 | 0.26667 | 0.43333 | 0.85 | 0.85 | 0.85 | 0.85 | 0.85 | 0.85 | 0.85 | 0.85 | 0.85 | 0.85 | 0.85 | 0.225 | 0.1 | 0.1 | 0.1 | 0.1 | 10.0917 | 0.75 | 0.1 | 0.1 | 0.1 | 0.1 | 0.1 | 0.1 | 0.24444 | 0.38889 | 0.75 | 0.75 | 0.75 | 0.75 | 0.75 | 0.75 | 0.75 | 0.75 | 0.75 | 0.75 | 0.75 | 0.20833 | 0.1 | 0.1 | 0.1 | 0.1 | 0 | 0 | 0 | 0 | 0 | 0 | 0.22222 | 0.44444 | 1 | 1 | 1 | 1 | 1 | 1 | 1 | 1 | 1 | 1 | 1 | 0.16667 | 0 | 0 | 0 | 0 | 0 | 0 | 0 | 0 | 0 | 0 | 0.22222 | 0.44444 | 1 | 1 | 1 | 1 | 1 | 1 | 1 | 1 | 1 | 1 | 1 | 0.16667 | 0 | 0 | 0 | 0 | 16 | 0.66337 | 0.20792 | 0.079208 | 0.049505 | 0.76136 | 0.11846 | 0.0038793 | 0.0038793 | 0.0033621 | 0.0033621 | 0.0033621 | 0.0033621 | 0.0033621 | Education - University | 0.087073 | 0.087073 | 0.08631 | 0.087843 | 0.087899 | 0.085753 | 0.085753 | Education - University - Dining Area - all | 16 | 7 | 21 | 1736.475 | 169 | 1736.475 | 169 | 0 | 0 | 10.275 | 1 | 0 | 0 | 0 | 0 | 0 | 0 | 0 | 0 | 0.26667 | 0.43333 | 0.85 | 0.85 | 0.85 | 0.85 | 0.85 | 0.85 | 0.85 | 0.85 | 0.85 | 0.85 | 0.85 | 0.225 | 0 | 0 | 0 | 0 |  | 1536.4917 | 169 | 1536.4917 | 169 | 0 | 0 | 9.0917 | 1 | 0 | 0 | 0 | 0 | 0 | 0 | 0 | 0 | 0.24444 | 0.38889 | 0.75 | 0.75 | 0.75 | 0.75 | 0.75 | 0.75 | 0.75 | 0.75 | 0.75 | 0.75 | 0.75 | 0.20833 | 0 | 0 | 0 | 0
653 | 6 | 53 | 5 | 5 |  |  |  |  | Education - University | Dining Area | Education - University - Dining Area | (break) | Education - University (break) | Education - University - Dining Area (break) | University Cafeteria (break) | Sat | Closed | 12 | 12 | 0.024015 | 1.3637 | 1.3637 | 1.1819 | 1.1819 | 1.1819 | 1.1819 | 1.1819 | 0 | 0 | 0 | 0 | 0 | 0 | 0 | 0.33011 | 0.33011 | 0.2861 | 0.2861 | 0.2861 | 0.2861 | 0.2861 | 0 | 0 | 0 | 0 | 0 | 0 | 0 | 0 | 0 | 0 | 0 | 0 | 0 | 0 | 0 | 0 | 0 | 0 | 0 | 0 | 0 | 0 | 0 | 0 | 0 | 0 | 0 | 0 | 0 | 0 | 0 | 0 | 0 | 0 | 0 | 0.11926 | 0.11926 | 0.10336 | 0.10336 | 0.10336 | 0.10336 | 0.10336 | 0 | 0 | 0 | 0 | 0 | 0 | 0 | 0.028869 | 0.028869 | 0.02502 | 0.02502 | 0.02502 | 0.02502 | 0.02502 | 0 | 0 | 0 | 0 | 0 | 0 | 0 | 0 | 0 | 0 | 0 | 0 | 0 | 0 | 0 | 0 | 0 | 0 | 0 | 0 | 0 | 0 | 0 | 0 | 0 | 0 | 0 | 0 | 0 | 0 | 0 | 0 | 0 | 0 | 0 | University Cafeteria (break) ILit Cls | University Cafeteria (break) ILit Cls | 2 | 3.5 | 3.5 | University Cafeteria (break) ILit2 Cls | University Cafeteria (break) ILit Cls | University Cafeteria (break) ILit Cls | 2 | 3.5 | 3.5 | 2 | 0.84 | 0.035 | 0.035 | 0.035 | 0.035 | 0.035 | 0.035 | 0.035 | 0.035 | 0.035 | 0.035 | 0.035 | 0.035 | 0.035 | 0.035 | 0.035 | 0.035 | 0.035 | 0.035 | 0.035 | 0.035 | 0.035 | 0.035 | 0.035 | 0.035 | 0.035 | 0.84 | 0.035 | 0.035 | 0.035 | 0.035 | 0.035 | 0.035 | 0.035 | 0.035 | 0.035 | 0.035 | 0.035 | 0.035 | 0.035 | 0.035 | 0.035 | 0.035 | 0.035 | 0.035 | 0.035 | 0.035 | 0.035 | 0.035 | 0.035 | 0.035 | 0.035 | 0 | 0 | 0 | 0 | 0 | 0 | 0 | 0 | 0 | 0 | 0 | 0 | 0 | 0 | 0 | 0 | 0 | 0 | 0 | 0 | 0 | 0 | 0 | 0 | 0 | 0 | 0 | 0 | 0 | 0 | 0 | 0 | 0 | 0 | 0 | 0 | 0 | 0 | 0 | 0 | 0 | 0 | 0 | 0 | 0 | 0 | 0 | 0 | 16 | 0.66337 | 0.20792 | 0.079208 | 0.049505 | 0.76136 | 0 | 0 | 0 | 0 | 0 | 0 | 0 | 0 |  | 0.004128 | 0.004128 | 0.0040915 | 0.0041369 | 0.0041138 | 0.0040849 | 0.0040849 | Education - University - Dining Area - (break) - Sat | 10 | 9 | 14 | 0 | 10.08 | 0 | 0 | 0 | 10.08 | 0 | 0 | 0 | 0.84 | 0 | 0 | 0 | 0 | 0 | 0 | 0 | 0 | 0 | 0 | 0 | 0 | 0 | 0 | 0 | 0 | 0 | 0 | 0 | 0 | 0 | 0 | 0 | 0 |  | 0 | 10.08 | 0 | 0 | 0 | 10.08 | 0 | 0 | 0 | 0.84 | 0 | 0 | 0 | 0 | 0 | 0 | 0 | 0 | 0 | 0 | 0 | 0 | 0 | 0 | 0 | 0 | 0 | 0 | 0 | 0 | 0 | 0 | 0 | 0
654 | 6 | 54 | 6 | 6 |  |  |  |  | Education - University | Dining Area | Education - University - Dining Area | (break) | Education - University (break) | Education - University - Dining Area (break) | University Cafeteria (break) | Sun | Closed | 12 | 12 | 0.024015 | 1.3637 | 1.3637 | 1.1819 | 1.1819 | 1.1819 | 1.1819 | 1.1819 | 0 | 0 | 0 | 0 | 0 | 0 | 0 | 0.33011 | 0.33011 | 0.2861 | 0.2861 | 0.2861 | 0.2861 | 0.2861 | 0 | 0 | 0 | 0 | 0 | 0 | 0 | 0 | 0 | 0 | 0 | 0 | 0 | 0 | 0 | 0 | 0 | 0 | 0 | 0 | 0 | 0 | 0 | 0 | 0 | 0 | 0 | 0 | 0 | 0 | 0 | 0 | 0 | 0 | 0 | 0.11926 | 0.11926 | 0.10336 | 0.10336 | 0.10336 | 0.10336 | 0.10336 | 0 | 0 | 0 | 0 | 0 | 0 | 0 | 0.028869 | 0.028869 | 0.02502 | 0.02502 | 0.02502 | 0.02502 | 0.02502 | 0 | 0 | 0 | 0 | 0 | 0 | 0 | 0 | 0 | 0 | 0 | 0 | 0 | 0 | 0 | 0 | 0 | 0 | 0 | 0 | 0 | 0 | 0 | 0 | 0 | 0 | 0 | 0 | 0 | 0 | 0 | 0 | 0 | 0 | 0 | University Cafeteria (break) ILit Cls | University Cafeteria (break) ILit Cls | 2 | 3.5 | 3.5 | University Cafeteria (break) ILit2 Cls | University Cafeteria (break) ILit Cls | University Cafeteria (break) ILit Cls | 2 | 3.5 | 3.5 | 2 | 0.84 | 0.035 | 0.035 | 0.035 | 0.035 | 0.035 | 0.035 | 0.035 | 0.035 | 0.035 | 0.035 | 0.035 | 0.035 | 0.035 | 0.035 | 0.035 | 0.035 | 0.035 | 0.035 | 0.035 | 0.035 | 0.035 | 0.035 | 0.035 | 0.035 | 0.035 | 0.84 | 0.035 | 0.035 | 0.035 | 0.035 | 0.035 | 0.035 | 0.035 | 0.035 | 0.035 | 0.035 | 0.035 | 0.035 | 0.035 | 0.035 | 0.035 | 0.035 | 0.035 | 0.035 | 0.035 | 0.035 | 0.035 | 0.035 | 0.035 | 0.035 | 0.035 | 0 | 0 | 0 | 0 | 0 | 0 | 0 | 0 | 0 | 0 | 0 | 0 | 0 | 0 | 0 | 0 | 0 | 0 | 0 | 0 | 0 | 0 | 0 | 0 | 0 | 0 | 0 | 0 | 0 | 0 | 0 | 0 | 0 | 0 | 0 | 0 | 0 | 0 | 0 | 0 | 0 | 0 | 0 | 0 | 0 | 0 | 0 | 0 | 16 | 0.66337 | 0.20792 | 0.079208 | 0.049505 | 0.76136 | 0 | 0 | 0 | 0 | 0 | 0 | 0 | 0 |  | 0.004128 | 0.004128 | 0.0040915 | 0.0041369 | 0.0041138 | 0.0040849 | 0.0040849 | Education - University - Dining Area - (break) - Sun | 12 | 9 | 14 | 0 | 10.08 | 0 | 0 | 0 | 10.08 | 0 | 0 | 0 | 0.84 | 0 | 0 | 0 | 0 | 0 | 0 | 0 | 0 | 0 | 0 | 0 | 0 | 0 | 0 | 0 | 0 | 0 | 0 | 0 | 0 | 0 | 0 | 0 | 0 |  | 0 | 10.08 | 0 | 0 | 0 | 10.08 | 0 | 0 | 0 | 0.84 | 0 | 0 | 0 | 0 | 0 | 0 | 0 | 0 | 0 | 0 | 0 | 0 | 0 | 0 | 0 | 0 | 0 | 0 | 0 | 0 | 0 | 0 | 0 | 0
655 | 6 | 55 | 7 | 7 |  |  |  |  | Education - University | Dining Area | Education - University - Dining Area | (break) | Education - University (break) | Education - University - Dining Area (break) | University Cafeteria (break) | Hol | Closed | 3 | 3 | 0.024015 | 1.3637 | 1.3637 | 1.1819 | 1.1819 | 1.1819 | 1.1819 | 1.1819 | 0 | 0 | 0 | 0 | 0 | 0 | 0 | 0.082528 | 0.082528 | 0.071525 | 0.071525 | 0.071525 | 0.071525 | 0.071525 | 0 | 0 | 0 | 0 | 0 | 0 | 0 | 0 | 0 | 0 | 0 | 0 | 0 | 0 | 0 | 0 | 0 | 0 | 0 | 0 | 0 | 0 | 0 | 0 | 0 | 0 | 0 | 0 | 0 | 0 | 0 | 0 | 0 | 0 | 0 | 0.11926 | 0.11926 | 0.10336 | 0.10336 | 0.10336 | 0.10336 | 0.10336 | 0 | 0 | 0 | 0 | 0 | 0 | 0 | 0.0072172 | 0.0072172 | 0.0062549 | 0.0062549 | 0.0062549 | 0.0062549 | 0.0062549 | 0 | 0 | 0 | 0 | 0 | 0 | 0 | 0 | 0 | 0 | 0 | 0 | 0 | 0 | 0 | 0 | 0 | 0 | 0 | 0 | 0 | 0 | 0 | 0 | 0 | 0 | 0 | 0 | 0 | 0 | 0 | 0 | 0 | 0 | 0 | University Cafeteria (break) ILit Cls | University Cafeteria (break) ILit Cls | 2 | 3.5 | 3.5 | University Cafeteria (break) ILit2 Cls | University Cafeteria (break) ILit Cls | University Cafeteria (break) ILit Cls | 2 | 3.5 | 3.5 | 2 | 0.84 | 0.035 | 0.035 | 0.035 | 0.035 | 0.035 | 0.035 | 0.035 | 0.035 | 0.035 | 0.035 | 0.035 | 0.035 | 0.035 | 0.035 | 0.035 | 0.035 | 0.035 | 0.035 | 0.035 | 0.035 | 0.035 | 0.035 | 0.035 | 0.035 | 0.035 | 0.84 | 0.035 | 0.035 | 0.035 | 0.035 | 0.035 | 0.035 | 0.035 | 0.035 | 0.035 | 0.035 | 0.035 | 0.035 | 0.035 | 0.035 | 0.035 | 0.035 | 0.035 | 0.035 | 0.035 | 0.035 | 0.035 | 0.035 | 0.035 | 0.035 | 0.035 | 0 | 0 | 0 | 0 | 0 | 0 | 0 | 0 | 0 | 0 | 0 | 0 | 0 | 0 | 0 | 0 | 0 | 0 | 0 | 0 | 0 | 0 | 0 | 0 | 0 | 0 | 0 | 0 | 0 | 0 | 0 | 0 | 0 | 0 | 0 | 0 | 0 | 0 | 0 | 0 | 0 | 0 | 0 | 0 | 0 | 0 | 0 | 0 | 16 | 0.66337 | 0.20792 | 0.079208 | 0.049505 | 0.76136 | 0 | 0 | 0 | 0 | 0 | 0 | 0 | 0 |  | 0.004128 | 0.004128 | 0.0040915 | 0.0041369 | 0.0041138 | 0.0040849 | 0.0040849 | Education - University - Dining Area - (break) - Hol | 14 | 9 | 14 | 0 | 2.52 | 0 | 0 | 0 | 2.52 | 0 | 0 | 0 | 0.84 | 0 | 0 | 0 | 0 | 0 | 0 | 0 | 0 | 0 | 0 | 0 | 0 | 0 | 0 | 0 | 0 | 0 | 0 | 0 | 0 | 0 | 0 | 0 | 0 |  | 0 | 2.52 | 0 | 0 | 0 | 2.52 | 0 | 0 | 0 | 0.84 | 0 | 0 | 0 | 0 | 0 | 0 | 0 | 0 | 0 | 0 | 0 | 0 | 0 | 0 | 0 | 0 | 0 | 0 | 0 | 0 | 0 | 0 | 0 | 0
656 | 6 | 56 | 8 | 8 |  | Education - University (break) |  | Education - University - Dining Area (break) | Education - University | Dining Area | Education - University - Dining Area | (break) | Education - University (break) | Education - University - Dining Area (break) | University Cafeteria (break) | all | Closed | 38 | 38 | 0.024015 | 1.3637 | 1.3637 | 1.1819 | 1.1819 | 1.1819 | 1.1819 | 1.1819 | 0 | 0 | 0 | 0 | 0 | 0 | 0 | 1.0454 | 1.0454 | 0.90598 | 0.90598 | 0.90598 | 0.90598 | 0.90598 | 0.0011462 | 0.0011462 | 0.0009934 | 0.0009934 | 0.0009934 | 0.0009934 | 0.0009934 | 0 | 0 | 0 | 0 | 0 | 0 | 0 | 0 | 0 | 0 | 0 | 0 | 0 | 0 | 0.035 | 0.035 | 0.035 | 0.035 | 0.035 | 0.035 | 0.035 | 0.034185 | 0.034185 | 0.034148 | 0.03403 | 0.033817 | 0.033741 | 0.033741 | 0.11926 | 0.11926 | 0.10336 | 0.10336 | 0.10336 | 0.10336 | 0.10336 | 0 | 0 | 0 | 0 | 0 | 0 | 0 | 0.091418 | 0.091418 | 0.079229 | 0.079229 | 0.079229 | 0.079229 | 0.079229 | 0.00010024 | 0.00010024 | 8.6874e-05 | 8.6874e-05 | 8.6874e-05 | 8.6874e-05 | 8.6874e-05 | 0 | 0 | 0 | 0 | 0 | 0 | 0 | 0 | 0 | 0 | 0 | 0 | 0 | 0 | 0.035 | 0.035 | 0.035 | 0.035 | 0.035 | 0.035 | 0.035 | 0.034185 | 0.034185 | 0.034148 | 0.03403 | 0.033817 | 0.033741 | 0.033741 | University Cafeteria (break) ILit Cls | University Cafeteria (break) ILit Cls | 2 | 3.5 | 3.5 | University Cafeteria (break) ILit2 Cls | University Cafeteria (break) ILit Cls | University Cafeteria (break) ILit Cls | 2 | 3.5 | 3.5 | 2 | 0.84 | 0.035 | 0.035 | 0.035 | 0.035 | 0.035 | 0.035 | 0.035 | 0.035 | 0.035 | 0.035 | 0.035 | 0.035 | 0.035 | 0.035 | 0.035 | 0.035 | 0.035 | 0.035 | 0.035 | 0.035 | 0.035 | 0.035 | 0.035 | 0.035 | 0.035 | 0.84 | 0.035 | 0.035 | 0.035 | 0.035 | 0.035 | 0.035 | 0.035 | 0.035 | 0.035 | 0.035 | 0.035 | 0.035 | 0.035 | 0.035 | 0.035 | 0.035 | 0.035 | 0.035 | 0.035 | 0.035 | 0.035 | 0.035 | 0.035 | 0.035 | 0.035 | 0 | 0 | 0 | 0 | 0 | 0 | 0 | 0 | 0 | 0 | 0 | 0 | 0 | 0 | 0 | 0 | 0 | 0 | 0 | 0 | 0 | 0 | 0 | 0 | 0 | 0 | 0 | 0 | 0 | 0 | 0 | 0 | 0 | 0 | 0 | 0 | 0 | 0 | 0 | 0 | 0 | 0 | 0 | 0 | 0 | 0 | 0 | 0 | 16 | 0.66337 | 0.20792 | 0.079208 | 0.049505 | 0.76136 | 0.0048776 | 0.00015974 | 0.00015974 | 0.00013844 | 0.00013844 | 0.00013844 | 0.00013844 | 0.00013844 | Education - University (break) | 0.004128 | 0.004128 | 0.0040915 | 0.0041369 | 0.0041138 | 0.0040849 | 0.0040849 | Education - University - Dining Area - (break) - all | 16 | 7 | 17 | 0 | 31.92 | 0 | 31.92 | 0 | 0 | 0 | 0.84 | 0 | 0 | 0 | 0 | 0 | 0 | 0 | 0 | 0 | 0 | 0 | 0 | 0 | 0 | 0 | 0 | 0 | 0 | 0 | 0 | 0 | 0 | 0 | 0 | 0 | 0 |  | 0 | 31.92 | 0 | 31.92 | 0 | 0 | 0 | 0.84 | 0 | 0 | 0 | 0 | 0 | 0 | 0 | 0 | 0 | 0 | 0 | 0 | 0 | 0 | 0 | 0 | 0 | 0 | 0 | 0 | 0 | 0 | 0 | 0 | 0 | 0
657 | 6 | 57 | 5 | 9 |  |  |  |  | Education - University | Dining Area | Education - University - Dining Area | (summer) | Education - University (summer) | Education - University - Dining Area (summer) | University Cafeteria (summer) | Sat | Open | 8 | 8 | 0.024015 | 1.3637 | 1.3637 | 1.1819 | 1.1819 | 1.1819 | 1.1819 | 1.1819 | 0 | 0 | 0 | 0 | 0 | 0 | 0 | 0.77787 | 0.77787 | 0.67415 | 0.67415 | 0.67415 | 0.67415 | 0.67415 | 0 | 0 | 0 | 0 | 0 | 0 | 0 | 0 | 0 | 0 | 0 | 0 | 0 | 0 | 0 | 0 | 0 | 0 | 0 | 0 | 0 | 0 | 0 | 0 | 0 | 0 | 0 | 0 | 0 | 0 | 0 | 0 | 0 | 0 | 0 | 0.11926 | 0.11926 | 0.10336 | 0.10336 | 0.10336 | 0.10336 | 0.10336 | 0 | 0 | 0 | 0 | 0 | 0 | 0 | 0.062485 | 0.062485 | 0.054153 | 0.054153 | 0.054153 | 0.054153 | 0.054153 | 0 | 0 | 0 | 0 | 0 | 0 | 0 | 0 | 0 | 0 | 0 | 0 | 0 | 0 | 0 | 0 | 0 | 0 | 0 | 0 | 0 | 0 | 0 | 0 | 0 | 0 | 0 | 0 | 0 | 0 | 0 | 0 | 0 | 0 | 0 | University Cafeteria (summer) ILit Sat | University Cafeteria (summer) ILit all | 3641 | 2.5 | 22.52 | University Cafeteria (summer) ILit2 Sat | University Cafeteria (summer) ILit Sat | University Cafeteria (summer) ILit all | 3641 | 3.25 | 19.705 | 3641 | 2.969 | 0.2252 | 0.025 | 0.025 | 0.025 | 0.025 | 0.025 | 0.025 | 0.069489 | 0.11398 | 0.2252 | 0.2252 | 0.2252 | 0.2252 | 0.2252 | 0.2252 | 0.2252 | 0.2252 | 0.2252 | 0.2252 | 0.2252 | 0.058367 | 0.025 | 0.025 | 0.025 | 0.025 | 2.7272 | 0.19705 | 0.0325 | 0.0325 | 0.0325 | 0.0325 | 0.0325 | 0.0325 | 0.069067 | 0.10563 | 0.19705 | 0.19705 | 0.19705 | 0.19705 | 0.19705 | 0.19705 | 0.19705 | 0.19705 | 0.19705 | 0.19705 | 0.19705 | 0.059925 | 0.0325 | 0.0325 | 0.0325 | 0.0325 | 0 | 0 | 0 | 0 | 0 | 0 | 0.22222 | 0.44444 | 1 | 1 | 1 | 1 | 1 | 1 | 1 | 1 | 1 | 1 | 1 | 0.16667 | 0 | 0 | 0 | 0 | 0 | 0 | 0 | 0 | 0 | 0 | 0.22222 | 0.44444 | 1 | 1 | 1 | 1 | 1 | 1 | 1 | 1 | 1 | 1 | 1 | 0.16667 | 0 | 0 | 0 | 0 | 16 | 0.66337 | 0.20792 | 0.079208 | 0.049505 | 0.76136 | 0 | 0 | 0 | 0 | 0 | 0 | 0 | 0 |  | 0.052163 | 0.052163 | 0.051855 | 0.052335 | 0.0523 | 0.051211 | 0.051211 | Education - University - Dining Area - (summer) - Sat | 10 | 9 | 18 | 16.2144 | 7.5379 | 0 | 0 | 16.2144 | 7.5379 | 0 | 0 | 2.0268 | 0.94223 | 0 | 0 | 0 | 0 | 0 | 0 | 0 | 0 | 0.2252 | 0.2252 | 0.2252 | 0.2252 | 0.2252 | 0.2252 | 0.2252 | 0.2252 | 0.2252 | 0 | 0 | 0 | 0 | 0 | 0 | 0 |  | 14.1876 | 7.6298 | 0 | 0 | 14.1876 | 7.6298 | 0 | 0 | 1.7734 | 0.95373 | 0 | 0 | 0 | 0 | 0 | 0 | 0 | 0 | 0.19705 | 0.19705 | 0.19705 | 0.19705 | 0.19705 | 0.19705 | 0.19705 | 0.19705 | 0.19705 | 0 | 0 | 0 | 0 | 0 | 0 | 0
658 | 6 | 58 | 6 | 10 |  |  |  |  | Education - University | Dining Area | Education - University - Dining Area | (summer) | Education - University (summer) | Education - University - Dining Area (summer) | University Cafeteria (summer) | Sun | Open | 8 | 8 | 0.024015 | 1.3637 | 1.3637 | 1.1819 | 1.1819 | 1.1819 | 1.1819 | 1.1819 | 0 | 0 | 0 | 0 | 0 | 0 | 0 | 0.77787 | 0.77787 | 0.67415 | 0.67415 | 0.67415 | 0.67415 | 0.67415 | 0 | 0 | 0 | 0 | 0 | 0 | 0 | 0 | 0 | 0 | 0 | 0 | 0 | 0 | 0 | 0 | 0 | 0 | 0 | 0 | 0 | 0 | 0 | 0 | 0 | 0 | 0 | 0 | 0 | 0 | 0 | 0 | 0 | 0 | 0 | 0.11926 | 0.11926 | 0.10336 | 0.10336 | 0.10336 | 0.10336 | 0.10336 | 0 | 0 | 0 | 0 | 0 | 0 | 0 | 0.062485 | 0.062485 | 0.054153 | 0.054153 | 0.054153 | 0.054153 | 0.054153 | 0 | 0 | 0 | 0 | 0 | 0 | 0 | 0 | 0 | 0 | 0 | 0 | 0 | 0 | 0 | 0 | 0 | 0 | 0 | 0 | 0 | 0 | 0 | 0 | 0 | 0 | 0 | 0 | 0 | 0 | 0 | 0 | 0 | 0 | 0 | University Cafeteria (summer) ILit Sun | University Cafeteria (summer) ILit all | 3641 | 2.5 | 22.52 | University Cafeteria (summer) ILit2 Sun | University Cafeteria (summer) ILit Sun | University Cafeteria (summer) ILit all | 3641 | 3.25 | 19.705 | 3641 | 2.969 | 0.2252 | 0.025 | 0.025 | 0.025 | 0.025 | 0.025 | 0.025 | 0.069489 | 0.11398 | 0.2252 | 0.2252 | 0.2252 | 0.2252 | 0.2252 | 0.2252 | 0.2252 | 0.2252 | 0.2252 | 0.2252 | 0.2252 | 0.058367 | 0.025 | 0.025 | 0.025 | 0.025 | 2.7272 | 0.19705 | 0.0325 | 0.0325 | 0.0325 | 0.0325 | 0.0325 | 0.0325 | 0.069067 | 0.10563 | 0.19705 | 0.19705 | 0.19705 | 0.19705 | 0.19705 | 0.19705 | 0.19705 | 0.19705 | 0.19705 | 0.19705 | 0.19705 | 0.059925 | 0.0325 | 0.0325 | 0.0325 | 0.0325 | 0 | 0 | 0 | 0 | 0 | 0 | 0.22222 | 0.44444 | 1 | 1 | 1 | 1 | 1 | 1 | 1 | 1 | 1 | 1 | 1 | 0.16667 | 0 | 0 | 0 | 0 | 0 | 0 | 0 | 0 | 0 | 0 | 0.22222 | 0.44444 | 1 | 1 | 1 | 1 | 1 | 1 | 1 | 1 | 1 | 1 | 1 | 0.16667 | 0 | 0 | 0 | 0 | 16 | 0.66337 | 0.20792 | 0.079208 | 0.049505 | 0.76136 | 0 | 0 | 0 | 0 | 0 | 0 | 0 | 0 |  | 0.052163 | 0.052163 | 0.051855 | 0.052335 | 0.0523 | 0.051211 | 0.051211 | Education - University - Dining Area - (summer) - Sun | 12 | 9 | 18 | 16.2144 | 7.5379 | 0 | 0 | 16.2144 | 7.5379 | 0 | 0 | 2.0268 | 0.94223 | 0 | 0 | 0 | 0 | 0 | 0 | 0 | 0 | 0.2252 | 0.2252 | 0.2252 | 0.2252 | 0.2252 | 0.2252 | 0.2252 | 0.2252 | 0.2252 | 0 | 0 | 0 | 0 | 0 | 0 | 0 |  | 14.1876 | 7.6298 | 0 | 0 | 14.1876 | 7.6298 | 0 | 0 | 1.7734 | 0.95373 | 0 | 0 | 0 | 0 | 0 | 0 | 0 | 0 | 0.19705 | 0.19705 | 0.19705 | 0.19705 | 0.19705 | 0.19705 | 0.19705 | 0.19705 | 0.19705 | 0 | 0 | 0 | 0 | 0 | 0 | 0
659 | 6 | 59 | 7 | 11 |  |  |  |  | Education - University | Dining Area | Education - University - Dining Area | (summer) | Education - University (summer) | Education - University - Dining Area (summer) | University Cafeteria (summer) | Hol | Open | 1 | 1 | 0.024015 | 1.3637 | 1.3637 | 1.1819 | 1.1819 | 1.1819 | 1.1819 | 1.1819 | 0 | 0 | 0 | 0 | 0 | 0 | 0 | 0.097234 | 0.097234 | 0.084269 | 0.084269 | 0.084269 | 0.084269 | 0.084269 | 0 | 0 | 0 | 0 | 0 | 0 | 0 | 0 | 0 | 0 | 0 | 0 | 0 | 0 | 0 | 0 | 0 | 0 | 0 | 0 | 0 | 0 | 0 | 0 | 0 | 0 | 0 | 0 | 0 | 0 | 0 | 0 | 0 | 0 | 0 | 0.11926 | 0.11926 | 0.10336 | 0.10336 | 0.10336 | 0.10336 | 0.10336 | 0 | 0 | 0 | 0 | 0 | 0 | 0 | 0.0078106 | 0.0078106 | 0.0067692 | 0.0067692 | 0.0067692 | 0.0067692 | 0.0067692 | 0 | 0 | 0 | 0 | 0 | 0 | 0 | 0 | 0 | 0 | 0 | 0 | 0 | 0 | 0 | 0 | 0 | 0 | 0 | 0 | 0 | 0 | 0 | 0 | 0 | 0 | 0 | 0 | 0 | 0 | 0 | 0 | 0 | 0 | 0 | University Cafeteria (summer) ILit Hol | University Cafeteria (summer) ILit all | 3641 | 2.5 | 22.52 | University Cafeteria (summer) ILit2 Hol | University Cafeteria (summer) ILit Hol | University Cafeteria (summer) ILit all | 3641 | 3.25 | 19.705 | 3641 | 2.969 | 0.2252 | 0.025 | 0.025 | 0.025 | 0.025 | 0.025 | 0.025 | 0.069489 | 0.11398 | 0.2252 | 0.2252 | 0.2252 | 0.2252 | 0.2252 | 0.2252 | 0.2252 | 0.2252 | 0.2252 | 0.2252 | 0.2252 | 0.058367 | 0.025 | 0.025 | 0.025 | 0.025 | 2.7272 | 0.19705 | 0.0325 | 0.0325 | 0.0325 | 0.0325 | 0.0325 | 0.0325 | 0.069067 | 0.10563 | 0.19705 | 0.19705 | 0.19705 | 0.19705 | 0.19705 | 0.19705 | 0.19705 | 0.19705 | 0.19705 | 0.19705 | 0.19705 | 0.059925 | 0.0325 | 0.0325 | 0.0325 | 0.0325 | 0 | 0 | 0 | 0 | 0 | 0 | 0.22222 | 0.44444 | 1 | 1 | 1 | 1 | 1 | 1 | 1 | 1 | 1 | 1 | 1 | 0.16667 | 0 | 0 | 0 | 0 | 0 | 0 | 0 | 0 | 0 | 0 | 0.22222 | 0.44444 | 1 | 1 | 1 | 1 | 1 | 1 | 1 | 1 | 1 | 1 | 1 | 0.16667 | 0 | 0 | 0 | 0 | 16 | 0.66337 | 0.20792 | 0.079208 | 0.049505 | 0.76136 | 0 | 0 | 0 | 0 | 0 | 0 | 0 | 0 |  | 0.052163 | 0.052163 | 0.051855 | 0.052335 | 0.0523 | 0.051211 | 0.051211 | Education - University - Dining Area - (summer) - Hol | 14 | 9 | 18 | 2.0268 | 0.94223 | 0 | 0 | 2.0268 | 0.94223 | 0 | 0 | 2.0268 | 0.94223 | 0 | 0 | 0 | 0 | 0 | 0 | 0 | 0 | 0.2252 | 0.2252 | 0.2252 | 0.2252 | 0.2252 | 0.2252 | 0.2252 | 0.2252 | 0.2252 | 0 | 0 | 0 | 0 | 0 | 0 | 0 |  | 1.7734 | 0.95373 | 0 | 0 | 1.7734 | 0.95373 | 0 | 0 | 1.7734 | 0.95373 | 0 | 0 | 0 | 0 | 0 | 0 | 0 | 0 | 0.19705 | 0.19705 | 0.19705 | 0.19705 | 0.19705 | 0.19705 | 0.19705 | 0.19705 | 0.19705 | 0 | 0 | 0 | 0 | 0 | 0 | 0
660 | 6 | 60 | 8 | 12 |  | Education - University (summer) | Education - University - Dining Area | Education - University - Dining Area (summer) | Education - University | Dining Area | Education - University - Dining Area | (summer) | Education - University (summer) | Education - University - Dining Area (summer) | University Cafeteria (summer) | all | Open | 44 | 44 | 0.024015 | 1.3637 | 1.3637 | 1.1819 | 1.1819 | 1.1819 | 1.1819 | 1.1819 | 0.032749 | 0.032749 | 0.028383 | 0.028383 | 0.028383 | 0.028383 | 0.028383 | 9.9382 | 9.9382 | 8.6131 | 8.6131 | 8.6131 | 8.6131 | 8.6131 | 0.017193 | 0.017193 | 0.014901 | 0.014901 | 0.014901 | 0.014901 | 0.014901 | 2645.9277 | 2645.9277 | 2645.9277 | 2645.9277 | 2645.9277 | 2645.9277 | 2645.9277 | 0 | 0 | 0 | 0 | 0 | 0 | 0 | 0.525 | 0.525 | 0.525 | 0.525 | 0.525 | 0.525 | 0.525 | 0.43353 | 0.43353 | 0.43434 | 0.43215 | 0.43173 | 0.42528 | 0.42528 | 0.11926 | 0.11926 | 0.10336 | 0.10336 | 0.10336 | 0.10336 | 0.10336 | 0.002864 | 0.002864 | 0.0024821 | 0.0024821 | 0.0024821 | 0.0024821 | 0.0024821 | 0.76302 | 0.76302 | 0.66128 | 0.66128 | 0.66128 | 0.66128 | 0.66128 | 0.0012888 | 0.0012888 | 0.001117 | 0.001117 | 0.001117 | 0.001117 | 0.001117 | 2380.1153 | 2380.1153 | 2380.1153 | 2380.1153 | 2380.1153 | 2380.1153 | 2380.1153 | 0 | 0 | 0 | 0 | 0 | 0 | 0 | 0.45 | 0.45 | 0.45 | 0.45 | 0.45 | 0.45 | 0.45 | 0.43416 | 0.43416 | 0.43527 | 0.43321 | 0.43188 | 0.42538 | 0.42538 | University Cafeteria (summer) ILit all | University Cafeteria (summer) ILit all | 3640 | 5.625 | 52.5 | University Cafeteria (summer) ILit2 all | University Cafeteria (summer) ILit all | University Cafeteria (summer) ILit all | 3640 | 6 | 45 | 3640 | 6.8969 | 0.525 | 0.05625 | 0.05625 | 0.05625 | 0.05625 | 0.05625 | 0.05625 | 0.16042 | 0.26458 | 0.525 | 0.525 | 0.525 | 0.525 | 0.525 | 0.525 | 0.525 | 0.525 | 0.525 | 0.525 | 0.525 | 0.13437 | 0.05625 | 0.05625 | 0.05625 | 0.05625 | 6.055 | 0.45 | 0.06 | 0.06 | 0.06 | 0.06 | 0.06 | 0.06 | 0.14667 | 0.23333 | 0.45 | 0.45 | 0.45 | 0.45 | 0.45 | 0.45 | 0.45 | 0.45 | 0.45 | 0.45 | 0.45 | 0.125 | 0.06 | 0.06 | 0.06 | 0.06 | 0 | 0 | 0 | 0 | 0 | 0 | 0.22222 | 0.44444 | 1 | 1 | 1 | 1 | 1 | 1 | 1 | 1 | 1 | 1 | 1 | 0.16667 | 0 | 0 | 0 | 0 | 0 | 0 | 0 | 0 | 0 | 0 | 0.22222 | 0.44444 | 1 | 1 | 1 | 1 | 1 | 1 | 1 | 1 | 1 | 1 | 1 | 0.16667 | 0 | 0 | 0 | 0 | 16 | 0.66337 | 0.20792 | 0.079208 | 0.049505 | 0.76136 | 0.073164 | 0.0023961 | 0.0023961 | 0.0020766 | 0.0020766 | 0.0020766 | 0.0020766 | 0.0020766 | Education - University (summer) | 0.052163 | 0.052163 | 0.051855 | 0.052335 | 0.0523 | 0.051211 | 0.051211 | Education - University - Dining Area - (summer) - all | 16 | 7 | 21 | 278.7125 | 24.75 | 278.7125 | 24.75 | 0 | 0 | 6.3344 | 0.5625 | 0 | 0 | 0 | 0 | 0 | 0 | 0 | 0 | 0.16042 | 0.26458 | 0.525 | 0.525 | 0.525 | 0.525 | 0.525 | 0.525 | 0.525 | 0.525 | 0.525 | 0.525 | 0.525 | 0.13437 | 0 | 0 | 0 | 0 |  | 240.02 | 26.4 | 240.02 | 26.4 | 0 | 0 | 5.455 | 0.6 | 0 | 0 | 0 | 0 | 0 | 0 | 0 | 0 | 0.14667 | 0.23333 | 0.45 | 0.45 | 0.45 | 0.45 | 0.45 | 0.45 | 0.45 | 0.45 | 0.45 | 0.45 | 0.45 | 0.125 | 0 | 0 | 0 | 0
661 | 6 | 61 | 5 | 1 |  |  |  |  | Education - University | Hotel/Motel Guest Room (incl. toilets) | Education - University - Hotel/Motel Guest Room (incl. toilets) |  | Education - University | Education - University - Hotel/Motel Guest Room (incl. toilets) | University Dorm (in session) | Sat | Open | 32 | 32 | 0.16992 | 0.72732 | 0.72732 | 0.72732 | 0.72732 | 0.72732 | 0.72732 | 0.72732 | 0 | 0 | 0 | 0 | 0 | 0 | 0 | 17.6082 | 17.6082 | 17.6082 | 17.6082 | 17.6082 | 17.6082 | 17.6082 | 0 | 0 | 0 | 0 | 0 | 0 | 0 | 0 | 0 | 0 | 0 | 0 | 0 | 0 | 0 | 0 | 0 | 0 | 0 | 0 | 0 | 0 | 0 | 0 | 0 | 0 | 0 | 0 | 0 | 0 | 0 | 0 | 0 | 0 | 0 | 0.063605 | 0.063605 | 0.063605 | 0.063605 | 0.063605 | 0.063605 | 0.063605 | 0 | 0 | 0 | 0 | 0 | 0 | 0 | 1.5399 | 1.5399 | 1.5399 | 1.5399 | 1.5399 | 1.5399 | 1.5399 | 0 | 0 | 0 | 0 | 0 | 0 | 0 | 0 | 0 | 0 | 0 | 0 | 0 | 0 | 0 | 0 | 0 | 0 | 0 | 0 | 0 | 0 | 0 | 0 | 0 | 0 | 0 | 0 | 0 | 0 | 0 | 0 | 0 | 0 | 0 | University Dorm (in session) ILit Sat | University Dorm (in session) ILit all | 3117 | 4.5 | 40 | University Dorm (in session) ILit2 Sat | University Dorm (in session) ILit Sat | University Dorm (in session) ILit all | 3117 | 4.5 | 40 | 3117 | 4.4525 | 0.26687 | 0.045 | 0.045 | 0.045 | 0.045 | 0.045 | 0.045 | 0.045 | 0.045 | 0.045 | 0.045 | 0.26687 | 0.26687 | 0.26687 | 0.26687 | 0.26687 | 0.26687 | 0.26687 | 0.26687 | 0.26687 | 0.26687 | 0.26687 | 0.26687 | 0.4 | 0.4 | 4.4525 | 0.26687 | 0.045 | 0.045 | 0.045 | 0.045 | 0.045 | 0.045 | 0.045 | 0.045 | 0.045 | 0.045 | 0.26687 | 0.26687 | 0.26687 | 0.26687 | 0.26687 | 0.26687 | 0.26687 | 0.26687 | 0.26687 | 0.26687 | 0.26687 | 0.26687 | 0.4 | 0.4 | 0 | 0 | 0 | 0 | 0 | 0 | 0 | 0 | 0 | 0 | 0.625 | 0.625 | 0.625 | 0.625 | 0.625 | 0.625 | 0.625 | 0.625 | 0.625 | 0.625 | 0.625 | 0.625 | 1 | 1 | 0 | 0 | 0 | 0 | 0 | 0 | 0 | 0 | 0 | 0 | 0.625 | 0.625 | 0.625 | 0.625 | 0.625 | 0.625 | 0.625 | 0.625 | 0.625 | 0.625 | 0.625 | 0.625 | 1 | 1 | 10 | 0.66337 | 0.20792 | 0.079208 | 0.049505 | 0.76136 | 0 | 0 | 0 | 0 | 0 | 0 | 0 | 0 |  | 0.087073 | 0.087073 | 0.08631 | 0.087843 | 0.087899 | 0.085753 | 0.085753 | Education - University - Hotel/Motel Guest Room (incl. toilets) - Sat | 10 | 9 | 18 | 62.66 | 79.82 | 0 | 0 | 62.66 | 79.82 | 0 | 0 | 1.9581 | 2.4944 | 0 | 0 | 0 | 0 | 0 | 0 | 0 | 0 | 0.045 | 0.045 | 0.26687 | 0.26687 | 0.26687 | 0.26687 | 0.26687 | 0.26687 | 0.26687 | 0 | 0 | 0 | 0 | 0 | 0 | 0 |  | 62.66 | 79.82 | 0 | 0 | 62.66 | 79.82 | 0 | 0 | 1.9581 | 2.4944 | 0 | 0 | 0 | 0 | 0 | 0 | 0 | 0 | 0.045 | 0.045 | 0.26687 | 0.26687 | 0.26687 | 0.26687 | 0.26687 | 0.26687 | 0.26687 | 0 | 0 | 0 | 0 | 0 | 0 | 0
662 | 6 | 62 | 6 | 2 |  |  |  |  | Education - University | Hotel/Motel Guest Room (incl. toilets) | Education - University - Hotel/Motel Guest Room (incl. toilets) |  | Education - University | Education - University - Hotel/Motel Guest Room (incl. toilets) | University Dorm (in session) | Sun | Open | 32 | 32 | 0.16992 | 0.72732 | 0.72732 | 0.72732 | 0.72732 | 0.72732 | 0.72732 | 0.72732 | 0 | 0 | 0 | 0 | 0 | 0 | 0 | 15.5023 | 15.5023 | 15.5023 | 15.5023 | 15.5023 | 15.5023 | 15.5023 | 0 | 0 | 0 | 0 | 0 | 0 | 0 | 0 | 0 | 0 | 0 | 0 | 0 | 0 | 0 | 0 | 0 | 0 | 0 | 0 | 0 | 0 | 0 | 0 | 0 | 0 | 0 | 0 | 0 | 0 | 0 | 0 | 0 | 0 | 0 | 0.063605 | 0.063605 | 0.063605 | 0.063605 | 0.063605 | 0.063605 | 0.063605 | 0 | 0 | 0 | 0 | 0 | 0 | 0 | 1.3557 | 1.3557 | 1.3557 | 1.3557 | 1.3557 | 1.3557 | 1.3557 | 0 | 0 | 0 | 0 | 0 | 0 | 0 | 0 | 0 | 0 | 0 | 0 | 0 | 0 | 0 | 0 | 0 | 0 | 0 | 0 | 0 | 0 | 0 | 0 | 0 | 0 | 0 | 0 | 0 | 0 | 0 | 0 | 0 | 0 | 0 | University Dorm (in session) ILit Sun | University Dorm (in session) ILit all | 3118 | 4.5 | 40 | University Dorm (in session) ILit2 Sun | University Dorm (in session) ILit Sun | University Dorm (in session) ILit all | 3118 | 4.5 | 40 | 3118 | 3.92 | 0.2225 | 0.045 | 0.045 | 0.045 | 0.045 | 0.045 | 0.045 | 0.045 | 0.045 | 0.045 | 0.045 | 0.2225 | 0.2225 | 0.2225 | 0.2225 | 0.2225 | 0.2225 | 0.2225 | 0.2225 | 0.2225 | 0.2225 | 0.2225 | 0.2225 | 0.4 | 0.4 | 3.92 | 0.2225 | 0.045 | 0.045 | 0.045 | 0.045 | 0.045 | 0.045 | 0.045 | 0.045 | 0.045 | 0.045 | 0.2225 | 0.2225 | 0.2225 | 0.2225 | 0.2225 | 0.2225 | 0.2225 | 0.2225 | 0.2225 | 0.2225 | 0.2225 | 0.2225 | 0.4 | 0.4 | 0 | 0 | 0 | 0 | 0 | 0 | 0 | 0 | 0 | 0 | 0.5 | 0.5 | 0.5 | 0.5 | 0.5 | 0.5 | 0.5 | 0.5 | 0.5 | 0.5 | 0.5 | 0.5 | 1 | 1 | 0 | 0 | 0 | 0 | 0 | 0 | 0 | 0 | 0 | 0 | 0.5 | 0.5 | 0.5 | 0.5 | 0.5 | 0.5 | 0.5 | 0.5 | 0.5 | 0.5 | 0.5 | 0.5 | 1 | 1 | 10 | 0.66337 | 0.20792 | 0.079208 | 0.049505 | 0.76136 | 0 | 0 | 0 | 0 | 0 | 0 | 0 | 0 |  | 0.087073 | 0.087073 | 0.08631 | 0.087843 | 0.087899 | 0.085753 | 0.085753 | Education - University - Hotel/Motel Guest Room (incl. toilets) - Sun | 12 | 9 | 18 | 52.72 | 72.72 | 0 | 0 | 52.72 | 72.72 | 0 | 0 | 1.6475 | 2.2725 | 0 | 0 | 0 | 0 | 0 | 0 | 0 | 0 | 0.045 | 0.045 | 0.2225 | 0.2225 | 0.2225 | 0.2225 | 0.2225 | 0.2225 | 0.2225 | 0 | 0 | 0 | 0 | 0 | 0 | 0 |  | 52.72 | 72.72 | 0 | 0 | 52.72 | 72.72 | 0 | 0 | 1.6475 | 2.2725 | 0 | 0 | 0 | 0 | 0 | 0 | 0 | 0 | 0.045 | 0.045 | 0.2225 | 0.2225 | 0.2225 | 0.2225 | 0.2225 | 0.2225 | 0.2225 | 0 | 0 | 0 | 0 | 0 | 0 | 0
663 | 6 | 63 | 7 | 3 |  |  |  |  | Education - University | Hotel/Motel Guest Room (incl. toilets) | Education - University - Hotel/Motel Guest Room (incl. toilets) |  | Education - University | Education - University - Hotel/Motel Guest Room (incl. toilets) | University Dorm (in session) | Hol | Open | 6 | 6 | 0.16992 | 0.72732 | 0.72732 | 0.72732 | 0.72732 | 0.72732 | 0.72732 | 0.72732 | 0 | 0 | 0 | 0 | 0 | 0 | 0 | 2.9067 | 2.9067 | 2.9067 | 2.9067 | 2.9067 | 2.9067 | 2.9067 | 0 | 0 | 0 | 0 | 0 | 0 | 0 | 0 | 0 | 0 | 0 | 0 | 0 | 0 | 0 | 0 | 0 | 0 | 0 | 0 | 0 | 0 | 0 | 0 | 0 | 0 | 0 | 0 | 0 | 0 | 0 | 0 | 0 | 0 | 0 | 0.063605 | 0.063605 | 0.063605 | 0.063605 | 0.063605 | 0.063605 | 0.063605 | 0 | 0 | 0 | 0 | 0 | 0 | 0 | 0.25419 | 0.25419 | 0.25419 | 0.25419 | 0.25419 | 0.25419 | 0.25419 | 0 | 0 | 0 | 0 | 0 | 0 | 0 | 0 | 0 | 0 | 0 | 0 | 0 | 0 | 0 | 0 | 0 | 0 | 0 | 0 | 0 | 0 | 0 | 0 | 0 | 0 | 0 | 0 | 0 | 0 | 0 | 0 | 0 | 0 | 0 | University Dorm (in session) ILit Hol | University Dorm (in session) ILit all | 3118 | 4.5 | 40 | University Dorm (in session) ILit2 Hol | University Dorm (in session) ILit Hol | University Dorm (in session) ILit all | 3118 | 4.5 | 40 | 3118 | 3.92 | 0.2225 | 0.045 | 0.045 | 0.045 | 0.045 | 0.045 | 0.045 | 0.045 | 0.045 | 0.045 | 0.045 | 0.2225 | 0.2225 | 0.2225 | 0.2225 | 0.2225 | 0.2225 | 0.2225 | 0.2225 | 0.2225 | 0.2225 | 0.2225 | 0.2225 | 0.4 | 0.4 | 3.92 | 0.2225 | 0.045 | 0.045 | 0.045 | 0.045 | 0.045 | 0.045 | 0.045 | 0.045 | 0.045 | 0.045 | 0.2225 | 0.2225 | 0.2225 | 0.2225 | 0.2225 | 0.2225 | 0.2225 | 0.2225 | 0.2225 | 0.2225 | 0.2225 | 0.2225 | 0.4 | 0.4 | 0 | 0 | 0 | 0 | 0 | 0 | 0 | 0 | 0 | 0 | 0.5 | 0.5 | 0.5 | 0.5 | 0.5 | 0.5 | 0.5 | 0.5 | 0.5 | 0.5 | 0.5 | 0.5 | 1 | 1 | 0 | 0 | 0 | 0 | 0 | 0 | 0 | 0 | 0 | 0 | 0.5 | 0.5 | 0.5 | 0.5 | 0.5 | 0.5 | 0.5 | 0.5 | 0.5 | 0.5 | 0.5 | 0.5 | 1 | 1 | 10 | 0.66337 | 0.20792 | 0.079208 | 0.049505 | 0.76136 | 0 | 0 | 0 | 0 | 0 | 0 | 0 | 0 |  | 0.087073 | 0.087073 | 0.08631 | 0.087843 | 0.087899 | 0.085753 | 0.085753 | Education - University - Hotel/Motel Guest Room (incl. toilets) - Hol | 14 | 9 | 18 | 9.885 | 13.635 | 0 | 0 | 9.885 | 13.635 | 0 | 0 | 1.6475 | 2.2725 | 0 | 0 | 0 | 0 | 0 | 0 | 0 | 0 | 0.045 | 0.045 | 0.2225 | 0.2225 | 0.2225 | 0.2225 | 0.2225 | 0.2225 | 0.2225 | 0 | 0 | 0 | 0 | 0 | 0 | 0 |  | 9.885 | 13.635 | 0 | 0 | 9.885 | 13.635 | 0 | 0 | 1.6475 | 2.2725 | 0 | 0 | 0 | 0 | 0 | 0 | 0 | 0 | 0.045 | 0.045 | 0.2225 | 0.2225 | 0.2225 | 0.2225 | 0.2225 | 0.2225 | 0.2225 | 0 | 0 | 0 | 0 | 0 | 0 | 0
664 | 6 | 64 | 8 | 4 |  | Education - University |  | Education - University - Hotel/Motel Guest Room (incl. toilets) | Education - University | Hotel/Motel Guest Room (incl. toilets) | Education - University - Hotel/Motel Guest Room (incl. toilets) |  | Education - University | Education - University - Hotel/Motel Guest Room (incl. toilets) | University Dorm (in session) | all | Open | 169 | 169 | 0.16992 | 0.72732 | 0.72732 | 0.72732 | 0.72732 | 0.72732 | 0.72732 | 0.72732 | 0 | 0 | 0 | 0 | 0 | 0 | 0 | 84.6521 | 84.6521 | 84.6521 | 84.6521 | 84.6521 | 84.6521 | 84.6521 | 0.022013 | 0.022013 | 0.022013 | 0.022013 | 0.022013 | 0.022013 | 0.022013 | 0 | 0 | 0 | 0 | 0 | 0 | 0 | 0 | 0 | 0 | 0 | 0 | 0 | 0 | 0.17813 | 0.17813 | 0.17813 | 0.17813 | 0.17813 | 0.17813 | 0.17813 | 0.71962 | 0.71962 | 0.71875 | 0.72136 | 0.72153 | 0.70796 | 0.70796 | 0.063605 | 0.063605 | 0.063605 | 0.063605 | 0.063605 | 0.063605 | 0.063605 | 0 | 0 | 0 | 0 | 0 | 0 | 0 | 7.403 | 7.403 | 7.403 | 7.403 | 7.403 | 7.403 | 7.403 | 0.0019251 | 0.0019251 | 0.0019251 | 0.0019251 | 0.0019251 | 0.0019251 | 0.0019251 | 0 | 0 | 0 | 0 | 0 | 0 | 0 | 0 | 0 | 0 | 0 | 0 | 0 | 0 | 0.17813 | 0.17813 | 0.17813 | 0.17813 | 0.17813 | 0.17813 | 0.17813 | 0.67745 | 0.67745 | 0.67593 | 0.67257 | 0.66948 | 0.6634 | 0.6634 | University Dorm (in session) ILit all | University Dorm (in session) ILit all | 3116 | 4.5 | 40 | University Dorm (in session) ILit2 all | University Dorm (in session) ILit all | University Dorm (in session) ILit all | 3116 | 4.5 | 40 | 3116 | 4.0531 | 0.17813 | 0.045 | 0.045 | 0.045 | 0.045 | 0.045 | 0.045 | 0.045 | 0.045 | 0.17813 | 0.17813 | 0.17813 | 0.17813 | 0.17813 | 0.17813 | 0.17813 | 0.17813 | 0.17813 | 0.31125 | 0.31125 | 0.4 | 0.4 | 0.4 | 0.13375 | 0.13375 | 4.0531 | 0.17813 | 0.045 | 0.045 | 0.045 | 0.045 | 0.045 | 0.045 | 0.045 | 0.045 | 0.17813 | 0.17813 | 0.17813 | 0.17813 | 0.17813 | 0.17813 | 0.17813 | 0.17813 | 0.17813 | 0.31125 | 0.31125 | 0.4 | 0.4 | 0.4 | 0.13375 | 0.13375 | 0 | 0 | 0 | 0 | 0 | 0 | 0 | 0 | 0.375 | 0.375 | 0.375 | 0.375 | 0.375 | 0.375 | 0.375 | 0.375 | 0.375 | 0.75 | 0.75 | 1 | 1 | 1 | 0.25 | 0.25 | 0 | 0 | 0 | 0 | 0 | 0 | 0 | 0 | 0.375 | 0.375 | 0.375 | 0.375 | 0.375 | 0.375 | 0.375 | 0.375 | 0.375 | 0.75 | 0.75 | 1 | 1 | 1 | 0.25 | 0.25 | 10 | 0.66337 | 0.20792 | 0.079208 | 0.049505 | 0.76136 | 0.02585 | 0.0031946 | 0.0031946 | 0.0031946 | 0.0031946 | 0.0031946 | 0.0031946 | 0.0031946 | Education - University | 0.087073 | 0.087073 | 0.08631 | 0.087843 | 0.087899 | 0.085753 | 0.085753 | Education - University - Hotel/Motel Guest Room (incl. toilets) - all | 16 | 7 | 21 | 458.9406 | 226.0375 | 458.9406 | 226.0375 | 0 | 0 | 2.7156 | 1.3375 | 0 | 0 | 0 | 0 | 0 | 0 | 0 | 0 | 0.045 | 0.045 | 0.17813 | 0.17813 | 0.17813 | 0.17813 | 0.17813 | 0.17813 | 0.17813 | 0.17813 | 0.17813 | 0.31125 | 0.31125 | 0.4 | 0 | 0 | 0 | 0 |  | 458.9406 | 226.0375 | 458.9406 | 226.0375 | 0 | 0 | 2.7156 | 1.3375 | 0 | 0 | 0 | 0 | 0 | 0 | 0 | 0 | 0.045 | 0.045 | 0.17813 | 0.17813 | 0.17813 | 0.17813 | 0.17813 | 0.17813 | 0.17813 | 0.17813 | 0.17813 | 0.31125 | 0.31125 | 0.4 | 0 | 0 | 0 | 0
665 | 6 | 65 | 5 | 5 |  |  |  |  | Education - University | Hotel/Motel Guest Room (incl. toilets) | Education - University - Hotel/Motel Guest Room (incl. toilets) | (break) | Education - University (break) | Education - University - Hotel/Motel Guest Room (incl. toilets) (break) | University Dorm (break) | Sat | Closed | 12 | 12 | 0.16992 | 0.72732 | 0.72732 | 0.72732 | 0.72732 | 0.72732 | 0.72732 | 0.72732 | 0 | 0 | 0 | 0 | 0 | 0 | 0 | 0.71184 | 0.71184 | 0.71184 | 0.71184 | 0.71184 | 0.71184 | 0.71184 | 0 | 0 | 0 | 0 | 0 | 0 | 0 | 0 | 0 | 0 | 0 | 0 | 0 | 0 | 0 | 0 | 0 | 0 | 0 | 0 | 0 | 0 | 0 | 0 | 0 | 0 | 0 | 0 | 0 | 0 | 0 | 0 | 0 | 0 | 0 | 0.063605 | 0.063605 | 0.063605 | 0.063605 | 0.063605 | 0.063605 | 0.063605 | 0 | 0 | 0 | 0 | 0 | 0 | 0 | 0.062252 | 0.062252 | 0.062252 | 0.062252 | 0.062252 | 0.062252 | 0.062252 | 0 | 0 | 0 | 0 | 0 | 0 | 0 | 0 | 0 | 0 | 0 | 0 | 0 | 0 | 0 | 0 | 0 | 0 | 0 | 0 | 0 | 0 | 0 | 0 | 0 | 0 | 0 | 0 | 0 | 0 | 0 | 0 | 0 | 0 | 0 | University Dorm (break) ILit Cls | University Dorm (break) ILit Cls | 2 | 2 | 2 | University Dorm (break) ILit2 Cls | University Dorm (break) ILit Cls | University Dorm (break) ILit Cls | 2 | 2 | 2 | 2 | 0.48 | 0.02 | 0.02 | 0.02 | 0.02 | 0.02 | 0.02 | 0.02 | 0.02 | 0.02 | 0.02 | 0.02 | 0.02 | 0.02 | 0.02 | 0.02 | 0.02 | 0.02 | 0.02 | 0.02 | 0.02 | 0.02 | 0.02 | 0.02 | 0.02 | 0.02 | 0.48 | 0.02 | 0.02 | 0.02 | 0.02 | 0.02 | 0.02 | 0.02 | 0.02 | 0.02 | 0.02 | 0.02 | 0.02 | 0.02 | 0.02 | 0.02 | 0.02 | 0.02 | 0.02 | 0.02 | 0.02 | 0.02 | 0.02 | 0.02 | 0.02 | 0.02 | 0 | 0 | 0 | 0 | 0 | 0 | 0 | 0 | 0 | 0 | 0 | 0 | 0 | 0 | 0 | 0 | 0 | 0 | 0 | 0 | 0 | 0 | 0 | 0 | 0 | 0 | 0 | 0 | 0 | 0 | 0 | 0 | 0 | 0 | 0 | 0 | 0 | 0 | 0 | 0 | 0 | 0 | 0 | 0 | 0 | 0 | 0 | 0 | 10 | 0.66337 | 0.20792 | 0.079208 | 0.049505 | 0.76136 | 0 | 0 | 0 | 0 | 0 | 0 | 0 | 0 |  | 0.004128 | 0.004128 | 0.0040915 | 0.0041369 | 0.0041138 | 0.0040849 | 0.0040849 | Education - University - Hotel/Motel Guest Room (incl. toilets) - (break) - Sat | 10 | 9 | 14 | 0 | 5.76 | 0 | 0 | 0 | 5.76 | 0 | 0 | 0 | 0.48 | 0 | 0 | 0 | 0 | 0 | 0 | 0 | 0 | 0 | 0 | 0 | 0 | 0 | 0 | 0 | 0 | 0 | 0 | 0 | 0 | 0 | 0 | 0 | 0 |  | 0 | 5.76 | 0 | 0 | 0 | 5.76 | 0 | 0 | 0 | 0.48 | 0 | 0 | 0 | 0 | 0 | 0 | 0 | 0 | 0 | 0 | 0 | 0 | 0 | 0 | 0 | 0 | 0 | 0 | 0 | 0 | 0 | 0 | 0 | 0
666 | 6 | 66 | 6 | 6 |  |  |  |  | Education - University | Hotel/Motel Guest Room (incl. toilets) | Education - University - Hotel/Motel Guest Room (incl. toilets) | (break) | Education - University (break) | Education - University - Hotel/Motel Guest Room (incl. toilets) (break) | University Dorm (break) | Sun | Closed | 12 | 12 | 0.16992 | 0.72732 | 0.72732 | 0.72732 | 0.72732 | 0.72732 | 0.72732 | 0.72732 | 0 | 0 | 0 | 0 | 0 | 0 | 0 | 0.71184 | 0.71184 | 0.71184 | 0.71184 | 0.71184 | 0.71184 | 0.71184 | 0 | 0 | 0 | 0 | 0 | 0 | 0 | 0 | 0 | 0 | 0 | 0 | 0 | 0 | 0 | 0 | 0 | 0 | 0 | 0 | 0 | 0 | 0 | 0 | 0 | 0 | 0 | 0 | 0 | 0 | 0 | 0 | 0 | 0 | 0 | 0.063605 | 0.063605 | 0.063605 | 0.063605 | 0.063605 | 0.063605 | 0.063605 | 0 | 0 | 0 | 0 | 0 | 0 | 0 | 0.062252 | 0.062252 | 0.062252 | 0.062252 | 0.062252 | 0.062252 | 0.062252 | 0 | 0 | 0 | 0 | 0 | 0 | 0 | 0 | 0 | 0 | 0 | 0 | 0 | 0 | 0 | 0 | 0 | 0 | 0 | 0 | 0 | 0 | 0 | 0 | 0 | 0 | 0 | 0 | 0 | 0 | 0 | 0 | 0 | 0 | 0 | University Dorm (break) ILit Cls | University Dorm (break) ILit Cls | 2 | 2 | 2 | University Dorm (break) ILit2 Cls | University Dorm (break) ILit Cls | University Dorm (break) ILit Cls | 2 | 2 | 2 | 2 | 0.48 | 0.02 | 0.02 | 0.02 | 0.02 | 0.02 | 0.02 | 0.02 | 0.02 | 0.02 | 0.02 | 0.02 | 0.02 | 0.02 | 0.02 | 0.02 | 0.02 | 0.02 | 0.02 | 0.02 | 0.02 | 0.02 | 0.02 | 0.02 | 0.02 | 0.02 | 0.48 | 0.02 | 0.02 | 0.02 | 0.02 | 0.02 | 0.02 | 0.02 | 0.02 | 0.02 | 0.02 | 0.02 | 0.02 | 0.02 | 0.02 | 0.02 | 0.02 | 0.02 | 0.02 | 0.02 | 0.02 | 0.02 | 0.02 | 0.02 | 0.02 | 0.02 | 0 | 0 | 0 | 0 | 0 | 0 | 0 | 0 | 0 | 0 | 0 | 0 | 0 | 0 | 0 | 0 | 0 | 0 | 0 | 0 | 0 | 0 | 0 | 0 | 0 | 0 | 0 | 0 | 0 | 0 | 0 | 0 | 0 | 0 | 0 | 0 | 0 | 0 | 0 | 0 | 0 | 0 | 0 | 0 | 0 | 0 | 0 | 0 | 10 | 0.66337 | 0.20792 | 0.079208 | 0.049505 | 0.76136 | 0 | 0 | 0 | 0 | 0 | 0 | 0 | 0 |  | 0.004128 | 0.004128 | 0.0040915 | 0.0041369 | 0.0041138 | 0.0040849 | 0.0040849 | Education - University - Hotel/Motel Guest Room (incl. toilets) - (break) - Sun | 12 | 9 | 14 | 0 | 5.76 | 0 | 0 | 0 | 5.76 | 0 | 0 | 0 | 0.48 | 0 | 0 | 0 | 0 | 0 | 0 | 0 | 0 | 0 | 0 | 0 | 0 | 0 | 0 | 0 | 0 | 0 | 0 | 0 | 0 | 0 | 0 | 0 | 0 |  | 0 | 5.76 | 0 | 0 | 0 | 5.76 | 0 | 0 | 0 | 0.48 | 0 | 0 | 0 | 0 | 0 | 0 | 0 | 0 | 0 | 0 | 0 | 0 | 0 | 0 | 0 | 0 | 0 | 0 | 0 | 0 | 0 | 0 | 0 | 0
667 | 6 | 67 | 7 | 7 |  |  |  |  | Education - University | Hotel/Motel Guest Room (incl. toilets) | Education - University - Hotel/Motel Guest Room (incl. toilets) | (break) | Education - University (break) | Education - University - Hotel/Motel Guest Room (incl. toilets) (break) | University Dorm (break) | Hol | Closed | 3 | 3 | 0.16992 | 0.72732 | 0.72732 | 0.72732 | 0.72732 | 0.72732 | 0.72732 | 0.72732 | 0 | 0 | 0 | 0 | 0 | 0 | 0 | 0.17796 | 0.17796 | 0.17796 | 0.17796 | 0.17796 | 0.17796 | 0.17796 | 0 | 0 | 0 | 0 | 0 | 0 | 0 | 0 | 0 | 0 | 0 | 0 | 0 | 0 | 0 | 0 | 0 | 0 | 0 | 0 | 0 | 0 | 0 | 0 | 0 | 0 | 0 | 0 | 0 | 0 | 0 | 0 | 0 | 0 | 0 | 0.063605 | 0.063605 | 0.063605 | 0.063605 | 0.063605 | 0.063605 | 0.063605 | 0 | 0 | 0 | 0 | 0 | 0 | 0 | 0.015563 | 0.015563 | 0.015563 | 0.015563 | 0.015563 | 0.015563 | 0.015563 | 0 | 0 | 0 | 0 | 0 | 0 | 0 | 0 | 0 | 0 | 0 | 0 | 0 | 0 | 0 | 0 | 0 | 0 | 0 | 0 | 0 | 0 | 0 | 0 | 0 | 0 | 0 | 0 | 0 | 0 | 0 | 0 | 0 | 0 | 0 | University Dorm (break) ILit Cls | University Dorm (break) ILit Cls | 2 | 2 | 2 | University Dorm (break) ILit2 Cls | University Dorm (break) ILit Cls | University Dorm (break) ILit Cls | 2 | 2 | 2 | 2 | 0.48 | 0.02 | 0.02 | 0.02 | 0.02 | 0.02 | 0.02 | 0.02 | 0.02 | 0.02 | 0.02 | 0.02 | 0.02 | 0.02 | 0.02 | 0.02 | 0.02 | 0.02 | 0.02 | 0.02 | 0.02 | 0.02 | 0.02 | 0.02 | 0.02 | 0.02 | 0.48 | 0.02 | 0.02 | 0.02 | 0.02 | 0.02 | 0.02 | 0.02 | 0.02 | 0.02 | 0.02 | 0.02 | 0.02 | 0.02 | 0.02 | 0.02 | 0.02 | 0.02 | 0.02 | 0.02 | 0.02 | 0.02 | 0.02 | 0.02 | 0.02 | 0.02 | 0 | 0 | 0 | 0 | 0 | 0 | 0 | 0 | 0 | 0 | 0 | 0 | 0 | 0 | 0 | 0 | 0 | 0 | 0 | 0 | 0 | 0 | 0 | 0 | 0 | 0 | 0 | 0 | 0 | 0 | 0 | 0 | 0 | 0 | 0 | 0 | 0 | 0 | 0 | 0 | 0 | 0 | 0 | 0 | 0 | 0 | 0 | 0 | 10 | 0.66337 | 0.20792 | 0.079208 | 0.049505 | 0.76136 | 0 | 0 | 0 | 0 | 0 | 0 | 0 | 0 |  | 0.004128 | 0.004128 | 0.0040915 | 0.0041369 | 0.0041138 | 0.0040849 | 0.0040849 | Education - University - Hotel/Motel Guest Room (incl. toilets) - (break) - Hol | 14 | 9 | 14 | 0 | 1.44 | 0 | 0 | 0 | 1.44 | 0 | 0 | 0 | 0.48 | 0 | 0 | 0 | 0 | 0 | 0 | 0 | 0 | 0 | 0 | 0 | 0 | 0 | 0 | 0 | 0 | 0 | 0 | 0 | 0 | 0 | 0 | 0 | 0 |  | 0 | 1.44 | 0 | 0 | 0 | 1.44 | 0 | 0 | 0 | 0.48 | 0 | 0 | 0 | 0 | 0 | 0 | 0 | 0 | 0 | 0 | 0 | 0 | 0 | 0 | 0 | 0 | 0 | 0 | 0 | 0 | 0 | 0 | 0 | 0
668 | 6 | 68 | 8 | 8 |  | Education - University (break) |  | Education - University - Hotel/Motel Guest Room (incl. toilets) (break) | Education - University | Hotel/Motel Guest Room (incl. toilets) | Education - University - Hotel/Motel Guest Room (incl. toilets) | (break) | Education - University (break) | Education - University - Hotel/Motel Guest Room (incl. toilets) (break) | University Dorm (break) | all | Closed | 38 | 38 | 0.16992 | 0.72732 | 0.72732 | 0.72732 | 0.72732 | 0.72732 | 0.72732 | 0.72732 | 0 | 0 | 0 | 0 | 0 | 0 | 0 | 2.2542 | 2.2542 | 2.2542 | 2.2542 | 2.2542 | 2.2542 | 2.2542 | 0.0024717 | 0.0024717 | 0.0024717 | 0.0024717 | 0.0024717 | 0.0024717 | 0.0024717 | 0 | 0 | 0 | 0 | 0 | 0 | 0 | 0 | 0 | 0 | 0 | 0 | 0 | 0 | 0.02 | 0.02 | 0.02 | 0.02 | 0.02 | 0.02 | 0.02 | 0.034185 | 0.034185 | 0.034148 | 0.03403 | 0.033817 | 0.033741 | 0.033741 | 0.063605 | 0.063605 | 0.063605 | 0.063605 | 0.063605 | 0.063605 | 0.063605 | 0 | 0 | 0 | 0 | 0 | 0 | 0 | 0.19713 | 0.19713 | 0.19713 | 0.19713 | 0.19713 | 0.19713 | 0.19713 | 0.00021615 | 0.00021615 | 0.00021615 | 0.00021615 | 0.00021615 | 0.00021615 | 0.00021615 | 0 | 0 | 0 | 0 | 0 | 0 | 0 | 0 | 0 | 0 | 0 | 0 | 0 | 0 | 0.02 | 0.02 | 0.02 | 0.02 | 0.02 | 0.02 | 0.02 | 0.034185 | 0.034185 | 0.034148 | 0.03403 | 0.033817 | 0.033741 | 0.033741 | University Dorm (break) ILit Cls | University Dorm (break) ILit Cls | 2 | 2 | 2 | University Dorm (break) ILit2 Cls | University Dorm (break) ILit Cls | University Dorm (break) ILit Cls | 2 | 2 | 2 | 2 | 0.48 | 0.02 | 0.02 | 0.02 | 0.02 | 0.02 | 0.02 | 0.02 | 0.02 | 0.02 | 0.02 | 0.02 | 0.02 | 0.02 | 0.02 | 0.02 | 0.02 | 0.02 | 0.02 | 0.02 | 0.02 | 0.02 | 0.02 | 0.02 | 0.02 | 0.02 | 0.48 | 0.02 | 0.02 | 0.02 | 0.02 | 0.02 | 0.02 | 0.02 | 0.02 | 0.02 | 0.02 | 0.02 | 0.02 | 0.02 | 0.02 | 0.02 | 0.02 | 0.02 | 0.02 | 0.02 | 0.02 | 0.02 | 0.02 | 0.02 | 0.02 | 0.02 | 0 | 0 | 0 | 0 | 0 | 0 | 0 | 0 | 0 | 0 | 0 | 0 | 0 | 0 | 0 | 0 | 0 | 0 | 0 | 0 | 0 | 0 | 0 | 0 | 0 | 0 | 0 | 0 | 0 | 0 | 0 | 0 | 0 | 0 | 0 | 0 | 0 | 0 | 0 | 0 | 0 | 0 | 0 | 0 | 0 | 0 | 0 | 0 | 10 | 0.66337 | 0.20792 | 0.079208 | 0.049505 | 0.76136 | 0.0029025 | 0.0003587 | 0.0003587 | 0.0003587 | 0.0003587 | 0.0003587 | 0.0003587 | 0.0003587 | Education - University (break) | 0.004128 | 0.004128 | 0.0040915 | 0.0041369 | 0.0041138 | 0.0040849 | 0.0040849 | Education - University - Hotel/Motel Guest Room (incl. toilets) - (break) - all | 16 | 7 | 17 | 0 | 18.24 | 0 | 18.24 | 0 | 0 | 0 | 0.48 | 0 | 0 | 0 | 0 | 0 | 0 | 0 | 0 | 0 | 0 | 0 | 0 | 0 | 0 | 0 | 0 | 0 | 0 | 0 | 0 | 0 | 0 | 0 | 0 | 0 | 0 |  | 0 | 18.24 | 0 | 18.24 | 0 | 0 | 0 | 0.48 | 0 | 0 | 0 | 0 | 0 | 0 | 0 | 0 | 0 | 0 | 0 | 0 | 0 | 0 | 0 | 0 | 0 | 0 | 0 | 0 | 0 | 0 | 0 | 0 | 0 | 0
669 | 6 | 69 | 5 | 9 |  |  |  |  | Education - University | Hotel/Motel Guest Room (incl. toilets) | Education - University - Hotel/Motel Guest Room (incl. toilets) | (summer) | Education - University (summer) | Education - University - Hotel/Motel Guest Room (incl. toilets) (summer) | University Dorm (summer) | Sat | Open | 8 | 8 | 0.16992 | 0.72732 | 0.72732 | 0.72732 | 0.72732 | 0.72732 | 0.72732 | 0.72732 | 0 | 0 | 0 | 0 | 0 | 0 | 0 | 2.2449 | 2.2449 | 2.2449 | 2.2449 | 2.2449 | 2.2449 | 2.2449 | 0 | 0 | 0 | 0 | 0 | 0 | 0 | 0 | 0 | 0 | 0 | 0 | 0 | 0 | 0 | 0 | 0 | 0 | 0 | 0 | 0 | 0 | 0 | 0 | 0 | 0 | 0 | 0 | 0 | 0 | 0 | 0 | 0 | 0 | 0 | 0.063605 | 0.063605 | 0.063605 | 0.063605 | 0.063605 | 0.063605 | 0.063605 | 0 | 0 | 0 | 0 | 0 | 0 | 0 | 0.19632 | 0.19632 | 0.19632 | 0.19632 | 0.19632 | 0.19632 | 0.19632 | 0 | 0 | 0 | 0 | 0 | 0 | 0 | 0 | 0 | 0 | 0 | 0 | 0 | 0 | 0 | 0 | 0 | 0 | 0 | 0 | 0 | 0 | 0 | 0 | 0 | 0 | 0 | 0 | 0 | 0 | 0 | 0 | 0 | 0 | 0 | University Dorm (summer) ILit Sat | University Dorm (summer) ILit all | 3117 | 3.375 | 18.75 | University Dorm (summer) ILit2 Sat | University Dorm (summer) ILit Sat | University Dorm (summer) ILit all | 3117 | 3.375 | 18.75 | 3117 | 2.2706 | 0.12984 | 0.03375 | 0.03375 | 0.03375 | 0.03375 | 0.03375 | 0.03375 | 0.03375 | 0.03375 | 0.03375 | 0.03375 | 0.12984 | 0.12984 | 0.12984 | 0.12984 | 0.12984 | 0.12984 | 0.12984 | 0.12984 | 0.12984 | 0.12984 | 0.12984 | 0.12984 | 0.1875 | 0.1875 | 2.2706 | 0.12984 | 0.03375 | 0.03375 | 0.03375 | 0.03375 | 0.03375 | 0.03375 | 0.03375 | 0.03375 | 0.03375 | 0.03375 | 0.12984 | 0.12984 | 0.12984 | 0.12984 | 0.12984 | 0.12984 | 0.12984 | 0.12984 | 0.12984 | 0.12984 | 0.12984 | 0.12984 | 0.1875 | 0.1875 | 0 | 0 | 0 | 0 | 0 | 0 | 0 | 0 | 0 | 0 | 0.625 | 0.625 | 0.625 | 0.625 | 0.625 | 0.625 | 0.625 | 0.625 | 0.625 | 0.625 | 0.625 | 0.625 | 1 | 1 | 0 | 0 | 0 | 0 | 0 | 0 | 0 | 0 | 0 | 0 | 0.625 | 0.625 | 0.625 | 0.625 | 0.625 | 0.625 | 0.625 | 0.625 | 0.625 | 0.625 | 0.625 | 0.625 | 1 | 1 | 10 | 0.66337 | 0.20792 | 0.079208 | 0.049505 | 0.76136 | 0 | 0 | 0 | 0 | 0 | 0 | 0 | 0 |  | 0.052163 | 0.052163 | 0.051855 | 0.052335 | 0.0523 | 0.051211 | 0.051211 | Education - University - Hotel/Motel Guest Room (incl. toilets) - (summer) - Sat | 10 | 9 | 18 | 7.8113 | 10.3538 | 0 | 0 | 7.8113 | 10.3538 | 0 | 0 | 0.97641 | 1.2942 | 0 | 0 | 0 | 0 | 0 | 0 | 0 | 0 | 0.03375 | 0.03375 | 0.12984 | 0.12984 | 0.12984 | 0.12984 | 0.12984 | 0.12984 | 0.12984 | 0 | 0 | 0 | 0 | 0 | 0 | 0 |  | 7.8113 | 10.3538 | 0 | 0 | 7.8113 | 10.3538 | 0 | 0 | 0.97641 | 1.2942 | 0 | 0 | 0 | 0 | 0 | 0 | 0 | 0 | 0.03375 | 0.03375 | 0.12984 | 0.12984 | 0.12984 | 0.12984 | 0.12984 | 0.12984 | 0.12984 | 0 | 0 | 0 | 0 | 0 | 0 | 0
670 | 6 | 70 | 6 | 10 |  |  |  |  | Education - University | Hotel/Motel Guest Room (incl. toilets) | Education - University - Hotel/Motel Guest Room (incl. toilets) | (summer) | Education - University (summer) | Education - University - Hotel/Motel Guest Room (incl. toilets) (summer) | University Dorm (summer) | Sun | Open | 8 | 8 | 0.16992 | 0.72732 | 0.72732 | 0.72732 | 0.72732 | 0.72732 | 0.72732 | 0.72732 | 0 | 0 | 0 | 0 | 0 | 0 | 0 | 2.0169 | 2.0169 | 2.0169 | 2.0169 | 2.0169 | 2.0169 | 2.0169 | 0 | 0 | 0 | 0 | 0 | 0 | 0 | 0 | 0 | 0 | 0 | 0 | 0 | 0 | 0 | 0 | 0 | 0 | 0 | 0 | 0 | 0 | 0 | 0 | 0 | 0 | 0 | 0 | 0 | 0 | 0 | 0 | 0 | 0 | 0 | 0.063605 | 0.063605 | 0.063605 | 0.063605 | 0.063605 | 0.063605 | 0.063605 | 0 | 0 | 0 | 0 | 0 | 0 | 0 | 0.17638 | 0.17638 | 0.17638 | 0.17638 | 0.17638 | 0.17638 | 0.17638 | 0 | 0 | 0 | 0 | 0 | 0 | 0 | 0 | 0 | 0 | 0 | 0 | 0 | 0 | 0 | 0 | 0 | 0 | 0 | 0 | 0 | 0 | 0 | 0 | 0 | 0 | 0 | 0 | 0 | 0 | 0 | 0 | 0 | 0 | 0 | University Dorm (summer) ILit Sun | University Dorm (summer) ILit all | 3118 | 3.375 | 18.75 | University Dorm (summer) ILit2 Sun | University Dorm (summer) ILit Sun | University Dorm (summer) ILit all | 3118 | 3.375 | 18.75 | 3118 | 2.04 | 0.11063 | 0.03375 | 0.03375 | 0.03375 | 0.03375 | 0.03375 | 0.03375 | 0.03375 | 0.03375 | 0.03375 | 0.03375 | 0.11063 | 0.11063 | 0.11063 | 0.11063 | 0.11063 | 0.11063 | 0.11063 | 0.11063 | 0.11063 | 0.11063 | 0.11063 | 0.11063 | 0.1875 | 0.1875 | 2.04 | 0.11063 | 0.03375 | 0.03375 | 0.03375 | 0.03375 | 0.03375 | 0.03375 | 0.03375 | 0.03375 | 0.03375 | 0.03375 | 0.11063 | 0.11063 | 0.11063 | 0.11063 | 0.11063 | 0.11063 | 0.11063 | 0.11063 | 0.11063 | 0.11063 | 0.11063 | 0.11063 | 0.1875 | 0.1875 | 0 | 0 | 0 | 0 | 0 | 0 | 0 | 0 | 0 | 0 | 0.5 | 0.5 | 0.5 | 0.5 | 0.5 | 0.5 | 0.5 | 0.5 | 0.5 | 0.5 | 0.5 | 0.5 | 1 | 1 | 0 | 0 | 0 | 0 | 0 | 0 | 0 | 0 | 0 | 0 | 0.5 | 0.5 | 0.5 | 0.5 | 0.5 | 0.5 | 0.5 | 0.5 | 0.5 | 0.5 | 0.5 | 0.5 | 1 | 1 | 10 | 0.66337 | 0.20792 | 0.079208 | 0.049505 | 0.76136 | 0 | 0 | 0 | 0 | 0 | 0 | 0 | 0 |  | 0.052163 | 0.052163 | 0.051855 | 0.052335 | 0.0523 | 0.051211 | 0.051211 | Education - University - Hotel/Motel Guest Room (incl. toilets) - (summer) - Sun | 12 | 9 | 18 | 6.735 | 9.585 | 0 | 0 | 6.735 | 9.585 | 0 | 0 | 0.84187 | 1.1981 | 0 | 0 | 0 | 0 | 0 | 0 | 0 | 0 | 0.03375 | 0.03375 | 0.11063 | 0.11063 | 0.11063 | 0.11063 | 0.11063 | 0.11063 | 0.11063 | 0 | 0 | 0 | 0 | 0 | 0 | 0 |  | 6.735 | 9.585 | 0 | 0 | 6.735 | 9.585 | 0 | 0 | 0.84187 | 1.1981 | 0 | 0 | 0 | 0 | 0 | 0 | 0 | 0 | 0.03375 | 0.03375 | 0.11063 | 0.11063 | 0.11063 | 0.11063 | 0.11063 | 0.11063 | 0.11063 | 0 | 0 | 0 | 0 | 0 | 0 | 0
671 | 6 | 71 | 7 | 11 |  |  |  |  | Education - University | Hotel/Motel Guest Room (incl. toilets) | Education - University - Hotel/Motel Guest Room (incl. toilets) | (summer) | Education - University (summer) | Education - University - Hotel/Motel Guest Room (incl. toilets) (summer) | University Dorm (summer) | Hol | Open | 1 | 1 | 0.16992 | 0.72732 | 0.72732 | 0.72732 | 0.72732 | 0.72732 | 0.72732 | 0.72732 | 0 | 0 | 0 | 0 | 0 | 0 | 0 | 0.25211 | 0.25211 | 0.25211 | 0.25211 | 0.25211 | 0.25211 | 0.25211 | 0 | 0 | 0 | 0 | 0 | 0 | 0 | 0 | 0 | 0 | 0 | 0 | 0 | 0 | 0 | 0 | 0 | 0 | 0 | 0 | 0 | 0 | 0 | 0 | 0 | 0 | 0 | 0 | 0 | 0 | 0 | 0 | 0 | 0 | 0 | 0.063605 | 0.063605 | 0.063605 | 0.063605 | 0.063605 | 0.063605 | 0.063605 | 0 | 0 | 0 | 0 | 0 | 0 | 0 | 0.022047 | 0.022047 | 0.022047 | 0.022047 | 0.022047 | 0.022047 | 0.022047 | 0 | 0 | 0 | 0 | 0 | 0 | 0 | 0 | 0 | 0 | 0 | 0 | 0 | 0 | 0 | 0 | 0 | 0 | 0 | 0 | 0 | 0 | 0 | 0 | 0 | 0 | 0 | 0 | 0 | 0 | 0 | 0 | 0 | 0 | 0 | University Dorm (summer) ILit Hol | University Dorm (summer) ILit all | 3118 | 3.375 | 18.75 | University Dorm (summer) ILit2 Hol | University Dorm (summer) ILit Hol | University Dorm (summer) ILit all | 3118 | 3.375 | 18.75 | 3118 | 2.04 | 0.11063 | 0.03375 | 0.03375 | 0.03375 | 0.03375 | 0.03375 | 0.03375 | 0.03375 | 0.03375 | 0.03375 | 0.03375 | 0.11063 | 0.11063 | 0.11063 | 0.11063 | 0.11063 | 0.11063 | 0.11063 | 0.11063 | 0.11063 | 0.11063 | 0.11063 | 0.11063 | 0.1875 | 0.1875 | 2.04 | 0.11063 | 0.03375 | 0.03375 | 0.03375 | 0.03375 | 0.03375 | 0.03375 | 0.03375 | 0.03375 | 0.03375 | 0.03375 | 0.11063 | 0.11063 | 0.11063 | 0.11063 | 0.11063 | 0.11063 | 0.11063 | 0.11063 | 0.11063 | 0.11063 | 0.11063 | 0.11063 | 0.1875 | 0.1875 | 0 | 0 | 0 | 0 | 0 | 0 | 0 | 0 | 0 | 0 | 0.5 | 0.5 | 0.5 | 0.5 | 0.5 | 0.5 | 0.5 | 0.5 | 0.5 | 0.5 | 0.5 | 0.5 | 1 | 1 | 0 | 0 | 0 | 0 | 0 | 0 | 0 | 0 | 0 | 0 | 0.5 | 0.5 | 0.5 | 0.5 | 0.5 | 0.5 | 0.5 | 0.5 | 0.5 | 0.5 | 0.5 | 0.5 | 1 | 1 | 10 | 0.66337 | 0.20792 | 0.079208 | 0.049505 | 0.76136 | 0 | 0 | 0 | 0 | 0 | 0 | 0 | 0 |  | 0.052163 | 0.052163 | 0.051855 | 0.052335 | 0.0523 | 0.051211 | 0.051211 | Education - University - Hotel/Motel Guest Room (incl. toilets) - (summer) - Hol | 14 | 9 | 18 | 0.84187 | 1.1981 | 0 | 0 | 0.84187 | 1.1981 | 0 | 0 | 0.84187 | 1.1981 | 0 | 0 | 0 | 0 | 0 | 0 | 0 | 0 | 0.03375 | 0.03375 | 0.11063 | 0.11063 | 0.11063 | 0.11063 | 0.11063 | 0.11063 | 0.11063 | 0 | 0 | 0 | 0 | 0 | 0 | 0 |  | 0.84187 | 1.1981 | 0 | 0 | 0.84187 | 1.1981 | 0 | 0 | 0.84187 | 1.1981 | 0 | 0 | 0 | 0 | 0 | 0 | 0 | 0 | 0.03375 | 0.03375 | 0.11063 | 0.11063 | 0.11063 | 0.11063 | 0.11063 | 0.11063 | 0.11063 | 0 | 0 | 0 | 0 | 0 | 0 | 0
672 | 6 | 72 | 8 | 12 |  | Education - University (summer) | Education - University - Hotel/Motel Guest Room (incl. toilets) | Education - University - Hotel/Motel Guest Room (incl. toilets) (summer) | Education - University | Hotel/Motel Guest Room (incl. toilets) | Education - University - Hotel/Motel Guest Room (incl. toilets) | (summer) | Education - University (summer) | Education - University - Hotel/Motel Guest Room (incl. toilets) (summer) | University Dorm (summer) | all | Open | 44 | 44 | 0.16992 | 0.72732 | 0.72732 | 0.72732 | 0.72732 | 0.72732 | 0.72732 | 0.72732 | 0.12358 | 0.12358 | 0.12358 | 0.12358 | 0.12358 | 0.12358 | 0.12358 | 11.4064 | 11.4064 | 11.4064 | 11.4064 | 11.4064 | 11.4064 | 11.4064 | 0.011296 | 0.011296 | 0.011296 | 0.011296 | 0.011296 | 0.011296 | 0.011296 | 1136.44 | 1136.44 | 1136.44 | 1136.44 | 1136.44 | 1136.44 | 1136.44 | 0 | 0 | 0 | 0 | 0 | 0 | 0 | 0.091406 | 0.091406 | 0.091406 | 0.091406 | 0.091406 | 0.091406 | 0.091406 | 0.43353 | 0.43353 | 0.43434 | 0.43215 | 0.43173 | 0.42528 | 0.42528 | 0.063605 | 0.063605 | 0.063605 | 0.063605 | 0.063605 | 0.063605 | 0.063605 | 0.010808 | 0.010808 | 0.010808 | 0.010808 | 0.010808 | 0.010808 | 0.010808 | 0.99751 | 0.99751 | 0.99751 | 0.99751 | 0.99751 | 0.99751 | 0.99751 | 0.00098788 | 0.00098788 | 0.00098788 | 0.00098788 | 0.00098788 | 0.00098788 | 0.00098788 | 1136.44 | 1136.44 | 1136.44 | 1136.44 | 1136.44 | 1136.44 | 1136.44 | 0 | 0 | 0 | 0 | 0 | 0 | 0 | 0.091406 | 0.091406 | 0.091406 | 0.091406 | 0.091406 | 0.091406 | 0.091406 | 0.43416 | 0.43416 | 0.43527 | 0.43321 | 0.43188 | 0.42538 | 0.42538 | University Dorm (summer) ILit all | University Dorm (summer) ILit all | 3116 | 3.375 | 18.75 | University Dorm (summer) ILit2 all | University Dorm (summer) ILit all | University Dorm (summer) ILit all | 3116 | 3.375 | 18.75 | 3116 | 2.0977 | 0.091406 | 0.03375 | 0.03375 | 0.03375 | 0.03375 | 0.03375 | 0.03375 | 0.03375 | 0.03375 | 0.091406 | 0.091406 | 0.091406 | 0.091406 | 0.091406 | 0.091406 | 0.091406 | 0.091406 | 0.091406 | 0.14906 | 0.14906 | 0.1875 | 0.1875 | 0.1875 | 0.072188 | 0.072188 | 2.0977 | 0.091406 | 0.03375 | 0.03375 | 0.03375 | 0.03375 | 0.03375 | 0.03375 | 0.03375 | 0.03375 | 0.091406 | 0.091406 | 0.091406 | 0.091406 | 0.091406 | 0.091406 | 0.091406 | 0.091406 | 0.091406 | 0.14906 | 0.14906 | 0.1875 | 0.1875 | 0.1875 | 0.072188 | 0.072188 | 0 | 0 | 0 | 0 | 0 | 0 | 0 | 0 | 0.375 | 0.375 | 0.375 | 0.375 | 0.375 | 0.375 | 0.375 | 0.375 | 0.375 | 0.75 | 0.75 | 1 | 1 | 1 | 0.25 | 0.25 | 0 | 0 | 0 | 0 | 0 | 0 | 0 | 0 | 0.375 | 0.375 | 0.375 | 0.375 | 0.375 | 0.375 | 0.375 | 0.375 | 0.375 | 0.75 | 0.75 | 1 | 1 | 1 | 0.25 | 0.25 | 10 | 0.66337 | 0.20792 | 0.079208 | 0.049505 | 0.76136 | 0.013265 | 0.0016394 | 0.0016394 | 0.0016394 | 0.0016394 | 0.0016394 | 0.0016394 | 0.0016394 | Education - University (summer) | 0.052163 | 0.052163 | 0.051855 | 0.052335 | 0.0523 | 0.051211 | 0.051211 | Education - University - Hotel/Motel Guest Room (incl. toilets) - (summer) - all | 16 | 7 | 21 | 60.5344 | 31.7625 | 60.5344 | 31.7625 | 0 | 0 | 1.3758 | 0.72187 | 0 | 0 | 0 | 0 | 0 | 0 | 0 | 0 | 0.03375 | 0.03375 | 0.091406 | 0.091406 | 0.091406 | 0.091406 | 0.091406 | 0.091406 | 0.091406 | 0.091406 | 0.091406 | 0.14906 | 0.14906 | 0.1875 | 0 | 0 | 0 | 0 |  | 60.5344 | 31.7625 | 60.5344 | 31.7625 | 0 | 0 | 1.3758 | 0.72187 | 0 | 0 | 0 | 0 | 0 | 0 | 0 | 0 | 0.03375 | 0.03375 | 0.091406 | 0.091406 | 0.091406 | 0.091406 | 0.091406 | 0.091406 | 0.091406 | 0.091406 | 0.091406 | 0.14906 | 0.14906 | 0.1875 | 0 | 0 | 0 | 0
673 | 6 | 73 | 5 | 1 |  |  |  |  | Education - University | Kitchen and Food Preparation | Education - University - Kitchen and Food Preparation |  | Education - University | Education - University - Kitchen and Food Preparation | University Kitchen (in session) | Sat | Open | 32 | 32 | 0.01049 | 1.5455 | 1.5455 | 1.5455 | 1.5455 | 1.4546 | 1.4546 | 1.4546 | 0 | 0 | 0 | 0 | 0 | 0 | 0 | 2.46 | 2.46 | 2.46 | 2.46 | 2.3153 | 2.3153 | 2.3153 | 0 | 0 | 0 | 0 | 0 | 0 | 0 | 0 | 0 | 0 | 0 | 0 | 0 | 0 | 0 | 0 | 0 | 0 | 0 | 0 | 0 | 0 | 0 | 0 | 0 | 0 | 0 | 0 | 0 | 0 | 0 | 0 | 0 | 0 | 0 | 0.13516 | 0.13516 | 0.13516 | 0.13516 | 0.12721 | 0.12721 | 0.12721 | 0 | 0 | 0 | 0 | 0 | 0 | 0 | 0.19913 | 0.19913 | 0.19913 | 0.19913 | 0.18742 | 0.18742 | 0.18742 | 0 | 0 | 0 | 0 | 0 | 0 | 0 | 0 | 0 | 0 | 0 | 0 | 0 | 0 | 0 | 0 | 0 | 0 | 0 | 0 | 0 | 0 | 0 | 0 | 0 | 0 | 0 | 0 | 0 | 0 | 0 | 0 | 0 | 0 | 0 | University Kitchen (in session) ILit Sat | University Kitchen (in session) ILit all | 3647 | 2.5 | 37.5 | University Kitchen (in session) ILit2 Sat | University Kitchen (in session) ILit Sat | University Kitchen (in session) ILit all | 3647 | 3.25 | 33.75 | 3647 | 4.7417 | 0.375 | 0.025 | 0.025 | 0.025 | 0.025 | 0.025 | 0.025 | 0.10278 | 0.18056 | 0.375 | 0.375 | 0.375 | 0.375 | 0.375 | 0.375 | 0.375 | 0.375 | 0.375 | 0.375 | 0.375 | 0.083333 | 0.025 | 0.025 | 0.025 | 0.025 | 4.3892 | 0.3375 | 0.0325 | 0.0325 | 0.0325 | 0.0325 | 0.0325 | 0.0325 | 0.10028 | 0.16806 | 0.3375 | 0.3375 | 0.3375 | 0.3375 | 0.3375 | 0.3375 | 0.3375 | 0.3375 | 0.3375 | 0.3375 | 0.3375 | 0.083333 | 0.0325 | 0.0325 | 0.0325 | 0.0325 | 0 | 0 | 0 | 0 | 0 | 0 | 0.22222 | 0.44444 | 1 | 1 | 1 | 1 | 1 | 1 | 1 | 1 | 1 | 1 | 1 | 0.16667 | 0 | 0 | 0 | 0 | 0 | 0 | 0 | 0 | 0 | 0 | 0.22222 | 0.44444 | 1 | 1 | 1 | 1 | 1 | 1 | 1 | 1 | 1 | 1 | 1 | 0.16667 | 0 | 0 | 0 | 0 | 16 | 0.66337 | 0.20792 | 0.079208 | 0.049505 | 0.76136 | 0 | 0 | 0 | 0 | 0 | 0 | 0 | 0 |  | 0.087073 | 0.087073 | 0.08631 | 0.087843 | 0.087899 | 0.085753 | 0.085753 | Education - University - Kitchen and Food Preparation - Sat | 10 | 9 | 18 | 108 | 43.7333 | 0 | 0 | 108 | 43.7333 | 0 | 0 | 3.375 | 1.3667 | 0 | 0 | 0 | 0 | 0 | 0 | 0 | 0 | 0.375 | 0.375 | 0.375 | 0.375 | 0.375 | 0.375 | 0.375 | 0.375 | 0.375 | 0 | 0 | 0 | 0 | 0 | 0 | 0 |  | 97.2 | 43.2533 | 0 | 0 | 97.2 | 43.2533 | 0 | 0 | 3.0375 | 1.3517 | 0 | 0 | 0 | 0 | 0 | 0 | 0 | 0 | 0.3375 | 0.3375 | 0.3375 | 0.3375 | 0.3375 | 0.3375 | 0.3375 | 0.3375 | 0.3375 | 0 | 0 | 0 | 0 | 0 | 0 | 0
674 | 6 | 74 | 6 | 2 |  |  |  |  | Education - University | Kitchen and Food Preparation | Education - University - Kitchen and Food Preparation |  | Education - University | Education - University - Kitchen and Food Preparation | University Kitchen (in session) | Sun | Open | 32 | 32 | 0.01049 | 1.5455 | 1.5455 | 1.5455 | 1.5455 | 1.4546 | 1.4546 | 1.4546 | 0 | 0 | 0 | 0 | 0 | 0 | 0 | 2.46 | 2.46 | 2.46 | 2.46 | 2.3153 | 2.3153 | 2.3153 | 0 | 0 | 0 | 0 | 0 | 0 | 0 | 0 | 0 | 0 | 0 | 0 | 0 | 0 | 0 | 0 | 0 | 0 | 0 | 0 | 0 | 0 | 0 | 0 | 0 | 0 | 0 | 0 | 0 | 0 | 0 | 0 | 0 | 0 | 0 | 0.13516 | 0.13516 | 0.13516 | 0.13516 | 0.12721 | 0.12721 | 0.12721 | 0 | 0 | 0 | 0 | 0 | 0 | 0 | 0.19913 | 0.19913 | 0.19913 | 0.19913 | 0.18742 | 0.18742 | 0.18742 | 0 | 0 | 0 | 0 | 0 | 0 | 0 | 0 | 0 | 0 | 0 | 0 | 0 | 0 | 0 | 0 | 0 | 0 | 0 | 0 | 0 | 0 | 0 | 0 | 0 | 0 | 0 | 0 | 0 | 0 | 0 | 0 | 0 | 0 | 0 | University Kitchen (in session) ILit Sun | University Kitchen (in session) ILit all | 3647 | 2.5 | 37.5 | University Kitchen (in session) ILit2 Sun | University Kitchen (in session) ILit Sun | University Kitchen (in session) ILit all | 3647 | 3.25 | 33.75 | 3647 | 4.7417 | 0.375 | 0.025 | 0.025 | 0.025 | 0.025 | 0.025 | 0.025 | 0.10278 | 0.18056 | 0.375 | 0.375 | 0.375 | 0.375 | 0.375 | 0.375 | 0.375 | 0.375 | 0.375 | 0.375 | 0.375 | 0.083333 | 0.025 | 0.025 | 0.025 | 0.025 | 4.3892 | 0.3375 | 0.0325 | 0.0325 | 0.0325 | 0.0325 | 0.0325 | 0.0325 | 0.10028 | 0.16806 | 0.3375 | 0.3375 | 0.3375 | 0.3375 | 0.3375 | 0.3375 | 0.3375 | 0.3375 | 0.3375 | 0.3375 | 0.3375 | 0.083333 | 0.0325 | 0.0325 | 0.0325 | 0.0325 | 0 | 0 | 0 | 0 | 0 | 0 | 0.22222 | 0.44444 | 1 | 1 | 1 | 1 | 1 | 1 | 1 | 1 | 1 | 1 | 1 | 0.16667 | 0 | 0 | 0 | 0 | 0 | 0 | 0 | 0 | 0 | 0 | 0.22222 | 0.44444 | 1 | 1 | 1 | 1 | 1 | 1 | 1 | 1 | 1 | 1 | 1 | 0.16667 | 0 | 0 | 0 | 0 | 16 | 0.66337 | 0.20792 | 0.079208 | 0.049505 | 0.76136 | 0 | 0 | 0 | 0 | 0 | 0 | 0 | 0 |  | 0.087073 | 0.087073 | 0.08631 | 0.087843 | 0.087899 | 0.085753 | 0.085753 | Education - University - Kitchen and Food Preparation - Sun | 12 | 9 | 18 | 108 | 43.7333 | 0 | 0 | 108 | 43.7333 | 0 | 0 | 3.375 | 1.3667 | 0 | 0 | 0 | 0 | 0 | 0 | 0 | 0 | 0.375 | 0.375 | 0.375 | 0.375 | 0.375 | 0.375 | 0.375 | 0.375 | 0.375 | 0 | 0 | 0 | 0 | 0 | 0 | 0 |  | 97.2 | 43.2533 | 0 | 0 | 97.2 | 43.2533 | 0 | 0 | 3.0375 | 1.3517 | 0 | 0 | 0 | 0 | 0 | 0 | 0 | 0 | 0.3375 | 0.3375 | 0.3375 | 0.3375 | 0.3375 | 0.3375 | 0.3375 | 0.3375 | 0.3375 | 0 | 0 | 0 | 0 | 0 | 0 | 0
675 | 6 | 75 | 7 | 3 |  |  |  |  | Education - University | Kitchen and Food Preparation | Education - University - Kitchen and Food Preparation |  | Education - University | Education - University - Kitchen and Food Preparation | University Kitchen (in session) | Hol | Open | 6 | 6 | 0.01049 | 1.5455 | 1.5455 | 1.5455 | 1.5455 | 1.4546 | 1.4546 | 1.4546 | 0 | 0 | 0 | 0 | 0 | 0 | 0 | 0.46124 | 0.46124 | 0.46124 | 0.46124 | 0.43411 | 0.43411 | 0.43411 | 0 | 0 | 0 | 0 | 0 | 0 | 0 | 0 | 0 | 0 | 0 | 0 | 0 | 0 | 0 | 0 | 0 | 0 | 0 | 0 | 0 | 0 | 0 | 0 | 0 | 0 | 0 | 0 | 0 | 0 | 0 | 0 | 0 | 0 | 0 | 0.13516 | 0.13516 | 0.13516 | 0.13516 | 0.12721 | 0.12721 | 0.12721 | 0 | 0 | 0 | 0 | 0 | 0 | 0 | 0.037338 | 0.037338 | 0.037338 | 0.037338 | 0.035141 | 0.035141 | 0.035141 | 0 | 0 | 0 | 0 | 0 | 0 | 0 | 0 | 0 | 0 | 0 | 0 | 0 | 0 | 0 | 0 | 0 | 0 | 0 | 0 | 0 | 0 | 0 | 0 | 0 | 0 | 0 | 0 | 0 | 0 | 0 | 0 | 0 | 0 | 0 | University Kitchen (in session) ILit Hol | University Kitchen (in session) ILit all | 3647 | 2.5 | 37.5 | University Kitchen (in session) ILit2 Hol | University Kitchen (in session) ILit Hol | University Kitchen (in session) ILit all | 3647 | 3.25 | 33.75 | 3647 | 4.7417 | 0.375 | 0.025 | 0.025 | 0.025 | 0.025 | 0.025 | 0.025 | 0.10278 | 0.18056 | 0.375 | 0.375 | 0.375 | 0.375 | 0.375 | 0.375 | 0.375 | 0.375 | 0.375 | 0.375 | 0.375 | 0.083333 | 0.025 | 0.025 | 0.025 | 0.025 | 4.3892 | 0.3375 | 0.0325 | 0.0325 | 0.0325 | 0.0325 | 0.0325 | 0.0325 | 0.10028 | 0.16806 | 0.3375 | 0.3375 | 0.3375 | 0.3375 | 0.3375 | 0.3375 | 0.3375 | 0.3375 | 0.3375 | 0.3375 | 0.3375 | 0.083333 | 0.0325 | 0.0325 | 0.0325 | 0.0325 | 0 | 0 | 0 | 0 | 0 | 0 | 0.22222 | 0.44444 | 1 | 1 | 1 | 1 | 1 | 1 | 1 | 1 | 1 | 1 | 1 | 0.16667 | 0 | 0 | 0 | 0 | 0 | 0 | 0 | 0 | 0 | 0 | 0.22222 | 0.44444 | 1 | 1 | 1 | 1 | 1 | 1 | 1 | 1 | 1 | 1 | 1 | 0.16667 | 0 | 0 | 0 | 0 | 16 | 0.66337 | 0.20792 | 0.079208 | 0.049505 | 0.76136 | 0 | 0 | 0 | 0 | 0 | 0 | 0 | 0 |  | 0.087073 | 0.087073 | 0.08631 | 0.087843 | 0.087899 | 0.085753 | 0.085753 | Education - University - Kitchen and Food Preparation - Hol | 14 | 9 | 18 | 20.25 | 8.2 | 0 | 0 | 20.25 | 8.2 | 0 | 0 | 3.375 | 1.3667 | 0 | 0 | 0 | 0 | 0 | 0 | 0 | 0 | 0.375 | 0.375 | 0.375 | 0.375 | 0.375 | 0.375 | 0.375 | 0.375 | 0.375 | 0 | 0 | 0 | 0 | 0 | 0 | 0 |  | 18.225 | 8.11 | 0 | 0 | 18.225 | 8.11 | 0 | 0 | 3.0375 | 1.3517 | 0 | 0 | 0 | 0 | 0 | 0 | 0 | 0 | 0.3375 | 0.3375 | 0.3375 | 0.3375 | 0.3375 | 0.3375 | 0.3375 | 0.3375 | 0.3375 | 0 | 0 | 0 | 0 | 0 | 0 | 0
676 | 6 | 76 | 8 | 4 |  | Education - University |  | Education - University - Kitchen and Food Preparation | Education - University | Kitchen and Food Preparation | Education - University - Kitchen and Food Preparation |  | Education - University | Education - University - Kitchen and Food Preparation | University Kitchen (in session) | all | Open | 169 | 169 | 0.01049 | 1.5455 | 1.5455 | 1.5455 | 1.5455 | 1.4546 | 1.4546 | 1.4546 | 0 | 0 | 0 | 0 | 0 | 0 | 0 | 30.8922 | 30.8922 | 30.8922 | 30.8922 | 29.075 | 29.075 | 29.075 | 0.013781 | 0.013781 | 0.013781 | 0.013781 | 0.01297 | 0.01297 | 0.01297 | 0 | 0 | 0 | 0 | 0 | 0 | 0 | 0 | 0 | 0 | 0 | 0 | 0 | 0 | 0.85 | 0.85 | 0.85 | 0.85 | 0.85 | 0.85 | 0.85 | 0.71962 | 0.71962 | 0.71875 | 0.72136 | 0.72153 | 0.70796 | 0.70796 | 0.13516 | 0.13516 | 0.13516 | 0.13516 | 0.12721 | 0.12721 | 0.12721 | 0 | 0 | 0 | 0 | 0 | 0 | 0 | 2.418 | 2.418 | 2.418 | 2.418 | 2.2758 | 2.2758 | 2.2758 | 0.0010633 | 0.0010633 | 0.0010633 | 0.0010633 | 0.0010008 | 0.0010008 | 0.0010008 | 0 | 0 | 0 | 0 | 0 | 0 | 0 | 0 | 0 | 0 | 0 | 0 | 0 | 0 | 0.75 | 0.75 | 0.75 | 0.75 | 0.75 | 0.75 | 0.75 | 0.67745 | 0.67745 | 0.67593 | 0.67257 | 0.66948 | 0.6634 | 0.6634 | University Kitchen (in session) ILit all | University Kitchen (in session) ILit all | 3646 | 10 | 85 | University Kitchen (in session) ILit2 all | University Kitchen (in session) ILit all | University Kitchen (in session) ILit all | 3646 | 10 | 75 | 3646 | 11.275 | 0.85 | 0.1 | 0.1 | 0.1 | 0.1 | 0.1 | 0.1 | 0.26667 | 0.43333 | 0.85 | 0.85 | 0.85 | 0.85 | 0.85 | 0.85 | 0.85 | 0.85 | 0.85 | 0.85 | 0.85 | 0.225 | 0.1 | 0.1 | 0.1 | 0.1 | 10.0917 | 0.75 | 0.1 | 0.1 | 0.1 | 0.1 | 0.1 | 0.1 | 0.24444 | 0.38889 | 0.75 | 0.75 | 0.75 | 0.75 | 0.75 | 0.75 | 0.75 | 0.75 | 0.75 | 0.75 | 0.75 | 0.20833 | 0.1 | 0.1 | 0.1 | 0.1 | 0 | 0 | 0 | 0 | 0 | 0 | 0.22222 | 0.44444 | 1 | 1 | 1 | 1 | 1 | 1 | 1 | 1 | 1 | 1 | 1 | 0.16667 | 0 | 0 | 0 | 0 | 0 | 0 | 0 | 0 | 0 | 0 | 0.22222 | 0.44444 | 1 | 1 | 1 | 1 | 1 | 1 | 1 | 1 | 1 | 1 | 1 | 0.16667 | 0 | 0 | 0 | 0 | 16 | 0.66337 | 0.20792 | 0.079208 | 0.049505 | 0.76136 | 0.11815 | 0.0019155 | 0.0019155 | 0.0019155 | 0.0019155 | 0.0018028 | 0.0018028 | 0.0018028 | Education - University | 0.087073 | 0.087073 | 0.08631 | 0.087843 | 0.087899 | 0.085753 | 0.085753 | Education - University - Kitchen and Food Preparation - all | 16 | 7 | 21 | 1736.475 | 169 | 1736.475 | 169 | 0 | 0 | 10.275 | 1 | 0 | 0 | 0 | 0 | 0 | 0 | 0 | 0 | 0.26667 | 0.43333 | 0.85 | 0.85 | 0.85 | 0.85 | 0.85 | 0.85 | 0.85 | 0.85 | 0.85 | 0.85 | 0.85 | 0.225 | 0 | 0 | 0 | 0 |  | 1536.4917 | 169 | 1536.4917 | 169 | 0 | 0 | 9.0917 | 1 | 0 | 0 | 0 | 0 | 0 | 0 | 0 | 0 | 0.24444 | 0.38889 | 0.75 | 0.75 | 0.75 | 0.75 | 0.75 | 0.75 | 0.75 | 0.75 | 0.75 | 0.75 | 0.75 | 0.20833 | 0 | 0 | 0 | 0
677 | 6 | 77 | 5 | 5 |  |  |  |  | Education - University | Kitchen and Food Preparation | Education - University - Kitchen and Food Preparation | (break) | Education - University (break) | Education - University - Kitchen and Food Preparation (break) | University Kitchen (break) | Sat | Closed | 12 | 12 | 0.01049 | 1.5455 | 1.5455 | 1.5455 | 1.5455 | 1.4546 | 1.4546 | 1.4546 | 0 | 0 | 0 | 0 | 0 | 0 | 0 | 0.16342 | 0.16342 | 0.16342 | 0.16342 | 0.15381 | 0.15381 | 0.15381 | 0 | 0 | 0 | 0 | 0 | 0 | 0 | 0 | 0 | 0 | 0 | 0 | 0 | 0 | 0 | 0 | 0 | 0 | 0 | 0 | 0 | 0 | 0 | 0 | 0 | 0 | 0 | 0 | 0 | 0 | 0 | 0 | 0 | 0 | 0 | 0.13516 | 0.13516 | 0.13516 | 0.13516 | 0.12721 | 0.12721 | 0.12721 | 0 | 0 | 0 | 0 | 0 | 0 | 0 | 0.014291 | 0.014291 | 0.014291 | 0.014291 | 0.013451 | 0.013451 | 0.013451 | 0 | 0 | 0 | 0 | 0 | 0 | 0 | 0 | 0 | 0 | 0 | 0 | 0 | 0 | 0 | 0 | 0 | 0 | 0 | 0 | 0 | 0 | 0 | 0 | 0 | 0 | 0 | 0 | 0 | 0 | 0 | 0 | 0 | 0 | 0 | University Kitchen (break) ILit Cls | University Kitchen (break) ILit Cls | 2 | 3.5 | 3.5 | University Kitchen (break) ILit2 Cls | University Kitchen (break) ILit Cls | University Kitchen (break) ILit Cls | 2 | 3.5 | 3.5 | 2 | 0.84 | 0.035 | 0.035 | 0.035 | 0.035 | 0.035 | 0.035 | 0.035 | 0.035 | 0.035 | 0.035 | 0.035 | 0.035 | 0.035 | 0.035 | 0.035 | 0.035 | 0.035 | 0.035 | 0.035 | 0.035 | 0.035 | 0.035 | 0.035 | 0.035 | 0.035 | 0.84 | 0.035 | 0.035 | 0.035 | 0.035 | 0.035 | 0.035 | 0.035 | 0.035 | 0.035 | 0.035 | 0.035 | 0.035 | 0.035 | 0.035 | 0.035 | 0.035 | 0.035 | 0.035 | 0.035 | 0.035 | 0.035 | 0.035 | 0.035 | 0.035 | 0.035 | 0 | 0 | 0 | 0 | 0 | 0 | 0 | 0 | 0 | 0 | 0 | 0 | 0 | 0 | 0 | 0 | 0 | 0 | 0 | 0 | 0 | 0 | 0 | 0 | 0 | 0 | 0 | 0 | 0 | 0 | 0 | 0 | 0 | 0 | 0 | 0 | 0 | 0 | 0 | 0 | 0 | 0 | 0 | 0 | 0 | 0 | 0 | 0 | 16 | 0.66337 | 0.20792 | 0.079208 | 0.049505 | 0.76136 | 0 | 0 | 0 | 0 | 0 | 0 | 0 | 0 |  | 0.004128 | 0.004128 | 0.0040915 | 0.0041369 | 0.0041138 | 0.0040849 | 0.0040849 | Education - University - Kitchen and Food Preparation - (break) - Sat | 10 | 9 | 14 | 0 | 10.08 | 0 | 0 | 0 | 10.08 | 0 | 0 | 0 | 0.84 | 0 | 0 | 0 | 0 | 0 | 0 | 0 | 0 | 0 | 0 | 0 | 0 | 0 | 0 | 0 | 0 | 0 | 0 | 0 | 0 | 0 | 0 | 0 | 0 |  | 0 | 10.08 | 0 | 0 | 0 | 10.08 | 0 | 0 | 0 | 0.84 | 0 | 0 | 0 | 0 | 0 | 0 | 0 | 0 | 0 | 0 | 0 | 0 | 0 | 0 | 0 | 0 | 0 | 0 | 0 | 0 | 0 | 0 | 0 | 0
678 | 6 | 78 | 6 | 6 |  |  |  |  | Education - University | Kitchen and Food Preparation | Education - University - Kitchen and Food Preparation | (break) | Education - University (break) | Education - University - Kitchen and Food Preparation (break) | University Kitchen (break) | Sun | Closed | 12 | 12 | 0.01049 | 1.5455 | 1.5455 | 1.5455 | 1.5455 | 1.4546 | 1.4546 | 1.4546 | 0 | 0 | 0 | 0 | 0 | 0 | 0 | 0.16342 | 0.16342 | 0.16342 | 0.16342 | 0.15381 | 0.15381 | 0.15381 | 0 | 0 | 0 | 0 | 0 | 0 | 0 | 0 | 0 | 0 | 0 | 0 | 0 | 0 | 0 | 0 | 0 | 0 | 0 | 0 | 0 | 0 | 0 | 0 | 0 | 0 | 0 | 0 | 0 | 0 | 0 | 0 | 0 | 0 | 0 | 0.13516 | 0.13516 | 0.13516 | 0.13516 | 0.12721 | 0.12721 | 0.12721 | 0 | 0 | 0 | 0 | 0 | 0 | 0 | 0.014291 | 0.014291 | 0.014291 | 0.014291 | 0.013451 | 0.013451 | 0.013451 | 0 | 0 | 0 | 0 | 0 | 0 | 0 | 0 | 0 | 0 | 0 | 0 | 0 | 0 | 0 | 0 | 0 | 0 | 0 | 0 | 0 | 0 | 0 | 0 | 0 | 0 | 0 | 0 | 0 | 0 | 0 | 0 | 0 | 0 | 0 | University Kitchen (break) ILit Cls | University Kitchen (break) ILit Cls | 2 | 3.5 | 3.5 | University Kitchen (break) ILit2 Cls | University Kitchen (break) ILit Cls | University Kitchen (break) ILit Cls | 2 | 3.5 | 3.5 | 2 | 0.84 | 0.035 | 0.035 | 0.035 | 0.035 | 0.035 | 0.035 | 0.035 | 0.035 | 0.035 | 0.035 | 0.035 | 0.035 | 0.035 | 0.035 | 0.035 | 0.035 | 0.035 | 0.035 | 0.035 | 0.035 | 0.035 | 0.035 | 0.035 | 0.035 | 0.035 | 0.84 | 0.035 | 0.035 | 0.035 | 0.035 | 0.035 | 0.035 | 0.035 | 0.035 | 0.035 | 0.035 | 0.035 | 0.035 | 0.035 | 0.035 | 0.035 | 0.035 | 0.035 | 0.035 | 0.035 | 0.035 | 0.035 | 0.035 | 0.035 | 0.035 | 0.035 | 0 | 0 | 0 | 0 | 0 | 0 | 0 | 0 | 0 | 0 | 0 | 0 | 0 | 0 | 0 | 0 | 0 | 0 | 0 | 0 | 0 | 0 | 0 | 0 | 0 | 0 | 0 | 0 | 0 | 0 | 0 | 0 | 0 | 0 | 0 | 0 | 0 | 0 | 0 | 0 | 0 | 0 | 0 | 0 | 0 | 0 | 0 | 0 | 16 | 0.66337 | 0.20792 | 0.079208 | 0.049505 | 0.76136 | 0 | 0 | 0 | 0 | 0 | 0 | 0 | 0 |  | 0.004128 | 0.004128 | 0.0040915 | 0.0041369 | 0.0041138 | 0.0040849 | 0.0040849 | Education - University - Kitchen and Food Preparation - (break) - Sun | 12 | 9 | 14 | 0 | 10.08 | 0 | 0 | 0 | 10.08 | 0 | 0 | 0 | 0.84 | 0 | 0 | 0 | 0 | 0 | 0 | 0 | 0 | 0 | 0 | 0 | 0 | 0 | 0 | 0 | 0 | 0 | 0 | 0 | 0 | 0 | 0 | 0 | 0 |  | 0 | 10.08 | 0 | 0 | 0 | 10.08 | 0 | 0 | 0 | 0.84 | 0 | 0 | 0 | 0 | 0 | 0 | 0 | 0 | 0 | 0 | 0 | 0 | 0 | 0 | 0 | 0 | 0 | 0 | 0 | 0 | 0 | 0 | 0 | 0
679 | 6 | 79 | 7 | 7 |  |  |  |  | Education - University | Kitchen and Food Preparation | Education - University - Kitchen and Food Preparation | (break) | Education - University (break) | Education - University - Kitchen and Food Preparation (break) | University Kitchen (break) | Hol | Closed | 3 | 3 | 0.01049 | 1.5455 | 1.5455 | 1.5455 | 1.5455 | 1.4546 | 1.4546 | 1.4546 | 0 | 0 | 0 | 0 | 0 | 0 | 0 | 0.040855 | 0.040855 | 0.040855 | 0.040855 | 0.038452 | 0.038452 | 0.038452 | 0 | 0 | 0 | 0 | 0 | 0 | 0 | 0 | 0 | 0 | 0 | 0 | 0 | 0 | 0 | 0 | 0 | 0 | 0 | 0 | 0 | 0 | 0 | 0 | 0 | 0 | 0 | 0 | 0 | 0 | 0 | 0 | 0 | 0 | 0 | 0.13516 | 0.13516 | 0.13516 | 0.13516 | 0.12721 | 0.12721 | 0.12721 | 0 | 0 | 0 | 0 | 0 | 0 | 0 | 0.0035728 | 0.0035728 | 0.0035728 | 0.0035728 | 0.0033627 | 0.0033627 | 0.0033627 | 0 | 0 | 0 | 0 | 0 | 0 | 0 | 0 | 0 | 0 | 0 | 0 | 0 | 0 | 0 | 0 | 0 | 0 | 0 | 0 | 0 | 0 | 0 | 0 | 0 | 0 | 0 | 0 | 0 | 0 | 0 | 0 | 0 | 0 | 0 | University Kitchen (break) ILit Cls | University Kitchen (break) ILit Cls | 2 | 3.5 | 3.5 | University Kitchen (break) ILit2 Cls | University Kitchen (break) ILit Cls | University Kitchen (break) ILit Cls | 2 | 3.5 | 3.5 | 2 | 0.84 | 0.035 | 0.035 | 0.035 | 0.035 | 0.035 | 0.035 | 0.035 | 0.035 | 0.035 | 0.035 | 0.035 | 0.035 | 0.035 | 0.035 | 0.035 | 0.035 | 0.035 | 0.035 | 0.035 | 0.035 | 0.035 | 0.035 | 0.035 | 0.035 | 0.035 | 0.84 | 0.035 | 0.035 | 0.035 | 0.035 | 0.035 | 0.035 | 0.035 | 0.035 | 0.035 | 0.035 | 0.035 | 0.035 | 0.035 | 0.035 | 0.035 | 0.035 | 0.035 | 0.035 | 0.035 | 0.035 | 0.035 | 0.035 | 0.035 | 0.035 | 0.035 | 0 | 0 | 0 | 0 | 0 | 0 | 0 | 0 | 0 | 0 | 0 | 0 | 0 | 0 | 0 | 0 | 0 | 0 | 0 | 0 | 0 | 0 | 0 | 0 | 0 | 0 | 0 | 0 | 0 | 0 | 0 | 0 | 0 | 0 | 0 | 0 | 0 | 0 | 0 | 0 | 0 | 0 | 0 | 0 | 0 | 0 | 0 | 0 | 16 | 0.66337 | 0.20792 | 0.079208 | 0.049505 | 0.76136 | 0 | 0 | 0 | 0 | 0 | 0 | 0 | 0 |  | 0.004128 | 0.004128 | 0.0040915 | 0.0041369 | 0.0041138 | 0.0040849 | 0.0040849 | Education - University - Kitchen and Food Preparation - (break) - Hol | 14 | 9 | 14 | 0 | 2.52 | 0 | 0 | 0 | 2.52 | 0 | 0 | 0 | 0.84 | 0 | 0 | 0 | 0 | 0 | 0 | 0 | 0 | 0 | 0 | 0 | 0 | 0 | 0 | 0 | 0 | 0 | 0 | 0 | 0 | 0 | 0 | 0 | 0 |  | 0 | 2.52 | 0 | 0 | 0 | 2.52 | 0 | 0 | 0 | 0.84 | 0 | 0 | 0 | 0 | 0 | 0 | 0 | 0 | 0 | 0 | 0 | 0 | 0 | 0 | 0 | 0 | 0 | 0 | 0 | 0 | 0 | 0 | 0 | 0
680 | 6 | 80 | 8 | 8 |  | Education - University (break) |  | Education - University - Kitchen and Food Preparation (break) | Education - University | Kitchen and Food Preparation | Education - University - Kitchen and Food Preparation | (break) | Education - University (break) | Education - University - Kitchen and Food Preparation (break) | University Kitchen (break) | all | Closed | 38 | 38 | 0.01049 | 1.5455 | 1.5455 | 1.5455 | 1.5455 | 1.4546 | 1.4546 | 1.4546 | 0 | 0 | 0 | 0 | 0 | 0 | 0 | 0.5175 | 0.5175 | 0.5175 | 0.5175 | 0.48706 | 0.48706 | 0.48706 | 0.00056743 | 0.00056743 | 0.00056743 | 0.00056743 | 0.00053405 | 0.00053405 | 0.00053405 | 0 | 0 | 0 | 0 | 0 | 0 | 0 | 0 | 0 | 0 | 0 | 0 | 0 | 0 | 0.035 | 0.035 | 0.035 | 0.035 | 0.035 | 0.035 | 0.035 | 0.034185 | 0.034185 | 0.034148 | 0.03403 | 0.033817 | 0.033741 | 0.033741 | 0.13516 | 0.13516 | 0.13516 | 0.13516 | 0.12721 | 0.12721 | 0.12721 | 0 | 0 | 0 | 0 | 0 | 0 | 0 | 0.045256 | 0.045256 | 0.045256 | 0.045256 | 0.042594 | 0.042594 | 0.042594 | 4.9623e-05 | 4.9623e-05 | 4.9623e-05 | 4.9623e-05 | 4.6704e-05 | 4.6704e-05 | 4.6704e-05 | 0 | 0 | 0 | 0 | 0 | 0 | 0 | 0 | 0 | 0 | 0 | 0 | 0 | 0 | 0.035 | 0.035 | 0.035 | 0.035 | 0.035 | 0.035 | 0.035 | 0.034185 | 0.034185 | 0.034148 | 0.03403 | 0.033817 | 0.033741 | 0.033741 | University Kitchen (break) ILit Cls | University Kitchen (break) ILit Cls | 2 | 3.5 | 3.5 | University Kitchen (break) ILit2 Cls | University Kitchen (break) ILit Cls | University Kitchen (break) ILit Cls | 2 | 3.5 | 3.5 | 2 | 0.84 | 0.035 | 0.035 | 0.035 | 0.035 | 0.035 | 0.035 | 0.035 | 0.035 | 0.035 | 0.035 | 0.035 | 0.035 | 0.035 | 0.035 | 0.035 | 0.035 | 0.035 | 0.035 | 0.035 | 0.035 | 0.035 | 0.035 | 0.035 | 0.035 | 0.035 | 0.84 | 0.035 | 0.035 | 0.035 | 0.035 | 0.035 | 0.035 | 0.035 | 0.035 | 0.035 | 0.035 | 0.035 | 0.035 | 0.035 | 0.035 | 0.035 | 0.035 | 0.035 | 0.035 | 0.035 | 0.035 | 0.035 | 0.035 | 0.035 | 0.035 | 0.035 | 0 | 0 | 0 | 0 | 0 | 0 | 0 | 0 | 0 | 0 | 0 | 0 | 0 | 0 | 0 | 0 | 0 | 0 | 0 | 0 | 0 | 0 | 0 | 0 | 0 | 0 | 0 | 0 | 0 | 0 | 0 | 0 | 0 | 0 | 0 | 0 | 0 | 0 | 0 | 0 | 0 | 0 | 0 | 0 | 0 | 0 | 0 | 0 | 16 | 0.66337 | 0.20792 | 0.079208 | 0.049505 | 0.76136 | 0.004865 | 7.8873e-05 | 7.8873e-05 | 7.8873e-05 | 7.8873e-05 | 7.4234e-05 | 7.4234e-05 | 7.4234e-05 | Education - University (break) | 0.004128 | 0.004128 | 0.0040915 | 0.0041369 | 0.0041138 | 0.0040849 | 0.0040849 | Education - University - Kitchen and Food Preparation - (break) - all | 16 | 7 | 17 | 0 | 31.92 | 0 | 31.92 | 0 | 0 | 0 | 0.84 | 0 | 0 | 0 | 0 | 0 | 0 | 0 | 0 | 0 | 0 | 0 | 0 | 0 | 0 | 0 | 0 | 0 | 0 | 0 | 0 | 0 | 0 | 0 | 0 | 0 | 0 |  | 0 | 31.92 | 0 | 31.92 | 0 | 0 | 0 | 0.84 | 0 | 0 | 0 | 0 | 0 | 0 | 0 | 0 | 0 | 0 | 0 | 0 | 0 | 0 | 0 | 0 | 0 | 0 | 0 | 0 | 0 | 0 | 0 | 0 | 0 | 0
681 | 6 | 81 | 5 | 9 |  |  |  |  | Education - University | Kitchen and Food Preparation | Education - University - Kitchen and Food Preparation | (summer) | Education - University (summer) | Education - University - Kitchen and Food Preparation (summer) | University Kitchen (summer) | Sat | Open | 8 | 8 | 0.01049 | 1.5455 | 1.5455 | 1.5455 | 1.5455 | 1.4546 | 1.4546 | 1.4546 | 0 | 0 | 0 | 0 | 0 | 0 | 0 | 0.47149 | 0.47149 | 0.47149 | 0.47149 | 0.44375 | 0.44375 | 0.44375 | 0 | 0 | 0 | 0 | 0 | 0 | 0 | 0 | 0 | 0 | 0 | 0 | 0 | 0 | 0 | 0 | 0 | 0 | 0 | 0 | 0 | 0 | 0 | 0 | 0 | 0 | 0 | 0 | 0 | 0 | 0 | 0 | 0 | 0 | 0 | 0.13516 | 0.13516 | 0.13516 | 0.13516 | 0.12721 | 0.12721 | 0.12721 | 0 | 0 | 0 | 0 | 0 | 0 | 0 | 0.038489 | 0.038489 | 0.038489 | 0.038489 | 0.036225 | 0.036225 | 0.036225 | 0 | 0 | 0 | 0 | 0 | 0 | 0 | 0 | 0 | 0 | 0 | 0 | 0 | 0 | 0 | 0 | 0 | 0 | 0 | 0 | 0 | 0 | 0 | 0 | 0 | 0 | 0 | 0 | 0 | 0 | 0 | 0 | 0 | 0 | 0 | University Kitchen (summer) ILit Sat | University Kitchen (summer) ILit all | 3647 | 2.5 | 28.15 | University Kitchen (summer) ILit2 Sat | University Kitchen (summer) ILit Sat | University Kitchen (summer) ILit all | 3647 | 3.25 | 25.335 | 3647 | 3.6352 | 0.2815 | 0.025 | 0.025 | 0.025 | 0.025 | 0.025 | 0.025 | 0.082 | 0.139 | 0.2815 | 0.2815 | 0.2815 | 0.2815 | 0.2815 | 0.2815 | 0.2815 | 0.2815 | 0.2815 | 0.2815 | 0.2815 | 0.06775 | 0.025 | 0.025 | 0.025 | 0.025 | 3.3934 | 0.25335 | 0.0325 | 0.0325 | 0.0325 | 0.0325 | 0.0325 | 0.0325 | 0.081578 | 0.13066 | 0.25335 | 0.25335 | 0.25335 | 0.25335 | 0.25335 | 0.25335 | 0.25335 | 0.25335 | 0.25335 | 0.25335 | 0.25335 | 0.069308 | 0.0325 | 0.0325 | 0.0325 | 0.0325 | 0 | 0 | 0 | 0 | 0 | 0 | 0.22222 | 0.44444 | 1 | 1 | 1 | 1 | 1 | 1 | 1 | 1 | 1 | 1 | 1 | 0.16667 | 0 | 0 | 0 | 0 | 0 | 0 | 0 | 0 | 0 | 0 | 0.22222 | 0.44444 | 1 | 1 | 1 | 1 | 1 | 1 | 1 | 1 | 1 | 1 | 1 | 0.16667 | 0 | 0 | 0 | 0 | 16 | 0.66337 | 0.20792 | 0.079208 | 0.049505 | 0.76136 | 0 | 0 | 0 | 0 | 0 | 0 | 0 | 0 |  | 0.052163 | 0.052163 | 0.051855 | 0.052335 | 0.0523 | 0.051211 | 0.051211 | Education - University - Kitchen and Food Preparation - (summer) - Sat | 10 | 9 | 18 | 20.268 | 8.814 | 0 | 0 | 20.268 | 8.814 | 0 | 0 | 2.5335 | 1.1017 | 0 | 0 | 0 | 0 | 0 | 0 | 0 | 0 | 0.2815 | 0.2815 | 0.2815 | 0.2815 | 0.2815 | 0.2815 | 0.2815 | 0.2815 | 0.2815 | 0 | 0 | 0 | 0 | 0 | 0 | 0 |  | 18.2412 | 8.9059 | 0 | 0 | 18.2412 | 8.9059 | 0 | 0 | 2.2801 | 1.1132 | 0 | 0 | 0 | 0 | 0 | 0 | 0 | 0 | 0.25335 | 0.25335 | 0.25335 | 0.25335 | 0.25335 | 0.25335 | 0.25335 | 0.25335 | 0.25335 | 0 | 0 | 0 | 0 | 0 | 0 | 0
682 | 6 | 82 | 6 | 10 |  |  |  |  | Education - University | Kitchen and Food Preparation | Education - University - Kitchen and Food Preparation | (summer) | Education - University (summer) | Education - University - Kitchen and Food Preparation (summer) | University Kitchen (summer) | Sun | Open | 8 | 8 | 0.01049 | 1.5455 | 1.5455 | 1.5455 | 1.5455 | 1.4546 | 1.4546 | 1.4546 | 0 | 0 | 0 | 0 | 0 | 0 | 0 | 0.47149 | 0.47149 | 0.47149 | 0.47149 | 0.44375 | 0.44375 | 0.44375 | 0 | 0 | 0 | 0 | 0 | 0 | 0 | 0 | 0 | 0 | 0 | 0 | 0 | 0 | 0 | 0 | 0 | 0 | 0 | 0 | 0 | 0 | 0 | 0 | 0 | 0 | 0 | 0 | 0 | 0 | 0 | 0 | 0 | 0 | 0 | 0.13516 | 0.13516 | 0.13516 | 0.13516 | 0.12721 | 0.12721 | 0.12721 | 0 | 0 | 0 | 0 | 0 | 0 | 0 | 0.038489 | 0.038489 | 0.038489 | 0.038489 | 0.036225 | 0.036225 | 0.036225 | 0 | 0 | 0 | 0 | 0 | 0 | 0 | 0 | 0 | 0 | 0 | 0 | 0 | 0 | 0 | 0 | 0 | 0 | 0 | 0 | 0 | 0 | 0 | 0 | 0 | 0 | 0 | 0 | 0 | 0 | 0 | 0 | 0 | 0 | 0 | University Kitchen (summer) ILit Sun | University Kitchen (summer) ILit all | 3647 | 2.5 | 28.15 | University Kitchen (summer) ILit2 Sun | University Kitchen (summer) ILit Sun | University Kitchen (summer) ILit all | 3647 | 3.25 | 25.335 | 3647 | 3.6352 | 0.2815 | 0.025 | 0.025 | 0.025 | 0.025 | 0.025 | 0.025 | 0.082 | 0.139 | 0.2815 | 0.2815 | 0.2815 | 0.2815 | 0.2815 | 0.2815 | 0.2815 | 0.2815 | 0.2815 | 0.2815 | 0.2815 | 0.06775 | 0.025 | 0.025 | 0.025 | 0.025 | 3.3934 | 0.25335 | 0.0325 | 0.0325 | 0.0325 | 0.0325 | 0.0325 | 0.0325 | 0.081578 | 0.13066 | 0.25335 | 0.25335 | 0.25335 | 0.25335 | 0.25335 | 0.25335 | 0.25335 | 0.25335 | 0.25335 | 0.25335 | 0.25335 | 0.069308 | 0.0325 | 0.0325 | 0.0325 | 0.0325 | 0 | 0 | 0 | 0 | 0 | 0 | 0.22222 | 0.44444 | 1 | 1 | 1 | 1 | 1 | 1 | 1 | 1 | 1 | 1 | 1 | 0.16667 | 0 | 0 | 0 | 0 | 0 | 0 | 0 | 0 | 0 | 0 | 0.22222 | 0.44444 | 1 | 1 | 1 | 1 | 1 | 1 | 1 | 1 | 1 | 1 | 1 | 0.16667 | 0 | 0 | 0 | 0 | 16 | 0.66337 | 0.20792 | 0.079208 | 0.049505 | 0.76136 | 0 | 0 | 0 | 0 | 0 | 0 | 0 | 0 |  | 0.052163 | 0.052163 | 0.051855 | 0.052335 | 0.0523 | 0.051211 | 0.051211 | Education - University - Kitchen and Food Preparation - (summer) - Sun | 12 | 9 | 18 | 20.268 | 8.814 | 0 | 0 | 20.268 | 8.814 | 0 | 0 | 2.5335 | 1.1017 | 0 | 0 | 0 | 0 | 0 | 0 | 0 | 0 | 0.2815 | 0.2815 | 0.2815 | 0.2815 | 0.2815 | 0.2815 | 0.2815 | 0.2815 | 0.2815 | 0 | 0 | 0 | 0 | 0 | 0 | 0 |  | 18.2412 | 8.9059 | 0 | 0 | 18.2412 | 8.9059 | 0 | 0 | 2.2801 | 1.1132 | 0 | 0 | 0 | 0 | 0 | 0 | 0 | 0 | 0.25335 | 0.25335 | 0.25335 | 0.25335 | 0.25335 | 0.25335 | 0.25335 | 0.25335 | 0.25335 | 0 | 0 | 0 | 0 | 0 | 0 | 0
683 | 6 | 83 | 7 | 11 |  |  |  |  | Education - University | Kitchen and Food Preparation | Education - University - Kitchen and Food Preparation | (summer) | Education - University (summer) | Education - University - Kitchen and Food Preparation (summer) | University Kitchen (summer) | Hol | Open | 1 | 1 | 0.01049 | 1.5455 | 1.5455 | 1.5455 | 1.5455 | 1.4546 | 1.4546 | 1.4546 | 0 | 0 | 0 | 0 | 0 | 0 | 0 | 0.058936 | 0.058936 | 0.058936 | 0.058936 | 0.055469 | 0.055469 | 0.055469 | 0 | 0 | 0 | 0 | 0 | 0 | 0 | 0 | 0 | 0 | 0 | 0 | 0 | 0 | 0 | 0 | 0 | 0 | 0 | 0 | 0 | 0 | 0 | 0 | 0 | 0 | 0 | 0 | 0 | 0 | 0 | 0 | 0 | 0 | 0 | 0.13516 | 0.13516 | 0.13516 | 0.13516 | 0.12721 | 0.12721 | 0.12721 | 0 | 0 | 0 | 0 | 0 | 0 | 0 | 0.0048111 | 0.0048111 | 0.0048111 | 0.0048111 | 0.0045281 | 0.0045281 | 0.0045281 | 0 | 0 | 0 | 0 | 0 | 0 | 0 | 0 | 0 | 0 | 0 | 0 | 0 | 0 | 0 | 0 | 0 | 0 | 0 | 0 | 0 | 0 | 0 | 0 | 0 | 0 | 0 | 0 | 0 | 0 | 0 | 0 | 0 | 0 | 0 | University Kitchen (summer) ILit Hol | University Kitchen (summer) ILit all | 3647 | 2.5 | 28.15 | University Kitchen (summer) ILit2 Hol | University Kitchen (summer) ILit Hol | University Kitchen (summer) ILit all | 3647 | 3.25 | 25.335 | 3647 | 3.6352 | 0.2815 | 0.025 | 0.025 | 0.025 | 0.025 | 0.025 | 0.025 | 0.082 | 0.139 | 0.2815 | 0.2815 | 0.2815 | 0.2815 | 0.2815 | 0.2815 | 0.2815 | 0.2815 | 0.2815 | 0.2815 | 0.2815 | 0.06775 | 0.025 | 0.025 | 0.025 | 0.025 | 3.3934 | 0.25335 | 0.0325 | 0.0325 | 0.0325 | 0.0325 | 0.0325 | 0.0325 | 0.081578 | 0.13066 | 0.25335 | 0.25335 | 0.25335 | 0.25335 | 0.25335 | 0.25335 | 0.25335 | 0.25335 | 0.25335 | 0.25335 | 0.25335 | 0.069308 | 0.0325 | 0.0325 | 0.0325 | 0.0325 | 0 | 0 | 0 | 0 | 0 | 0 | 0.22222 | 0.44444 | 1 | 1 | 1 | 1 | 1 | 1 | 1 | 1 | 1 | 1 | 1 | 0.16667 | 0 | 0 | 0 | 0 | 0 | 0 | 0 | 0 | 0 | 0 | 0.22222 | 0.44444 | 1 | 1 | 1 | 1 | 1 | 1 | 1 | 1 | 1 | 1 | 1 | 0.16667 | 0 | 0 | 0 | 0 | 16 | 0.66337 | 0.20792 | 0.079208 | 0.049505 | 0.76136 | 0 | 0 | 0 | 0 | 0 | 0 | 0 | 0 |  | 0.052163 | 0.052163 | 0.051855 | 0.052335 | 0.0523 | 0.051211 | 0.051211 | Education - University - Kitchen and Food Preparation - (summer) - Hol | 14 | 9 | 18 | 2.5335 | 1.1017 | 0 | 0 | 2.5335 | 1.1017 | 0 | 0 | 2.5335 | 1.1017 | 0 | 0 | 0 | 0 | 0 | 0 | 0 | 0 | 0.2815 | 0.2815 | 0.2815 | 0.2815 | 0.2815 | 0.2815 | 0.2815 | 0.2815 | 0.2815 | 0 | 0 | 0 | 0 | 0 | 0 | 0 |  | 2.2801 | 1.1132 | 0 | 0 | 2.2801 | 1.1132 | 0 | 0 | 2.2801 | 1.1132 | 0 | 0 | 0 | 0 | 0 | 0 | 0 | 0 | 0.25335 | 0.25335 | 0.25335 | 0.25335 | 0.25335 | 0.25335 | 0.25335 | 0.25335 | 0.25335 | 0 | 0 | 0 | 0 | 0 | 0 | 0
684 | 6 | 84 | 8 | 12 |  | Education - University (summer) | Education - University - Kitchen and Food Preparation | Education - University - Kitchen and Food Preparation (summer) | Education - University | Kitchen and Food Preparation | Education - University - Kitchen and Food Preparation | (summer) | Education - University (summer) | Education - University - Kitchen and Food Preparation (summer) | University Kitchen (summer) | all | Open | 44 | 44 | 0.01049 | 1.5455 | 1.5455 | 1.5455 | 1.5455 | 1.4546 | 1.4546 | 1.4546 | 0.016212 | 0.016212 | 0.016212 | 0.016212 | 0.015259 | 0.015259 | 0.015259 | 5.8695 | 5.8695 | 5.8695 | 5.8695 | 5.5242 | 5.5242 | 5.5242 | 0.010335 | 0.010335 | 0.010335 | 0.010335 | 0.0097274 | 0.0097274 | 0.0097274 | 2715.8284 | 2715.8284 | 2715.8284 | 2715.8284 | 2715.8284 | 2715.8284 | 2715.8284 | 0 | 0 | 0 | 0 | 0 | 0 | 0 | 0.6375 | 0.6375 | 0.6375 | 0.6375 | 0.6375 | 0.6375 | 0.6375 | 0.43353 | 0.43353 | 0.43434 | 0.43215 | 0.43173 | 0.42528 | 0.42528 | 0.13516 | 0.13516 | 0.13516 | 0.13516 | 0.12721 | 0.12721 | 0.12721 | 0.0014178 | 0.0014178 | 0.0014178 | 0.0014178 | 0.0013344 | 0.0013344 | 0.0013344 | 0.46078 | 0.46078 | 0.46078 | 0.46078 | 0.43367 | 0.43367 | 0.43367 | 0.00079751 | 0.00079751 | 0.00079751 | 0.00079751 | 0.0007506 | 0.0007506 | 0.0007506 | 2450.016 | 2450.016 | 2450.016 | 2450.016 | 2450.016 | 2450.016 | 2450.016 | 0 | 0 | 0 | 0 | 0 | 0 | 0 | 0.5625 | 0.5625 | 0.5625 | 0.5625 | 0.5625 | 0.5625 | 0.5625 | 0.43416 | 0.43416 | 0.43527 | 0.43321 | 0.43188 | 0.42538 | 0.42538 | University Kitchen (summer) ILit all | University Kitchen (summer) ILit all | 3646 | 5.625 | 63.75 | University Kitchen (summer) ILit2 all | University Kitchen (summer) ILit all | University Kitchen (summer) ILit all | 3646 | 6 | 56.25 | 3646 | 8.2281 | 0.6375 | 0.05625 | 0.05625 | 0.05625 | 0.05625 | 0.05625 | 0.05625 | 0.18542 | 0.31458 | 0.6375 | 0.6375 | 0.6375 | 0.6375 | 0.6375 | 0.6375 | 0.6375 | 0.6375 | 0.6375 | 0.6375 | 0.6375 | 0.15313 | 0.05625 | 0.05625 | 0.05625 | 0.05625 | 7.3862 | 0.5625 | 0.06 | 0.06 | 0.06 | 0.06 | 0.06 | 0.06 | 0.17167 | 0.28333 | 0.5625 | 0.5625 | 0.5625 | 0.5625 | 0.5625 | 0.5625 | 0.5625 | 0.5625 | 0.5625 | 0.5625 | 0.5625 | 0.14375 | 0.06 | 0.06 | 0.06 | 0.06 | 0 | 0 | 0 | 0 | 0 | 0 | 0.22222 | 0.44444 | 1 | 1 | 1 | 1 | 1 | 1 | 1 | 1 | 1 | 1 | 1 | 0.16667 | 0 | 0 | 0 | 0 | 0 | 0 | 0 | 0 | 0 | 0 | 0.22222 | 0.44444 | 1 | 1 | 1 | 1 | 1 | 1 | 1 | 1 | 1 | 1 | 1 | 0.16667 | 0 | 0 | 0 | 0 | 16 | 0.66337 | 0.20792 | 0.079208 | 0.049505 | 0.76136 | 0.088613 | 0.0014366 | 0.0014366 | 0.0014366 | 0.0014366 | 0.0013521 | 0.0013521 | 0.0013521 | Education - University (summer) | 0.052163 | 0.052163 | 0.051855 | 0.052335 | 0.0523 | 0.051211 | 0.051211 | Education - University - Kitchen and Food Preparation - (summer) - all | 16 | 7 | 21 | 337.2875 | 24.75 | 337.2875 | 24.75 | 0 | 0 | 7.6656 | 0.5625 | 0 | 0 | 0 | 0 | 0 | 0 | 0 | 0 | 0.18542 | 0.31458 | 0.6375 | 0.6375 | 0.6375 | 0.6375 | 0.6375 | 0.6375 | 0.6375 | 0.6375 | 0.6375 | 0.6375 | 0.6375 | 0.15313 | 0 | 0 | 0 | 0 |  | 298.595 | 26.4 | 298.595 | 26.4 | 0 | 0 | 6.7862 | 0.6 | 0 | 0 | 0 | 0 | 0 | 0 | 0 | 0 | 0.17167 | 0.28333 | 0.5625 | 0.5625 | 0.5625 | 0.5625 | 0.5625 | 0.5625 | 0.5625 | 0.5625 | 0.5625 | 0.5625 | 0.5625 | 0.14375 | 0 | 0 | 0 | 0
685 | 6 | 85 | 5 | 1 |  |  |  |  | Education - University | Office (General) | Education - University - Office (General) |  | Education - University | Education - University - Office (General) | University Office (in session) | Sat | Open | 32 | 32 | 0.24291 | 1.1819 | 1.1819 | 1.1819 | 1.1819 | 1.1819 | 0.9546 | 0.9546 | 0 | 0 | 0 | 0 | 0 | 0 | 0 | 43.6377 | 43.6377 | 43.6377 | 43.6377 | 43.6377 | 35.2458 | 35.2458 | 0 | 0 | 0 | 0 | 0 | 0 | 0 | 0 | 0 | 0 | 0 | 0 | 0 | 0 | 0 | 0 | 0 | 0 | 0 | 0 | 0 | 0 | 0 | 0 | 0 | 0 | 0 | 0 | 0 | 0 | 0 | 0 | 0 | 0 | 0 | 0.10336 | 0.10336 | 0.10336 | 0.10336 | 0.10336 | 0.083482 | 0.083482 | 0 | 0 | 0 | 0 | 0 | 0 | 0 | 4.3906 | 4.3906 | 4.3906 | 4.3906 | 4.3906 | 3.5463 | 3.5463 | 0 | 0 | 0 | 0 | 0 | 0 | 0 | 0 | 0 | 0 | 0 | 0 | 0 | 0 | 0 | 0 | 0 | 0 | 0 | 0 | 0 | 0 | 0 | 0 | 0 | 0 | 0 | 0 | 0 | 0 | 0 | 0 | 0 | 0 | 0 | University Office (in session) ILit Sat | University Office (in session) ILit all | 3636 | 5 | 40 | University Office (in session) ILit2 Sat | University Office (in session) ILit Sat | University Office (in session) ILit all | 3636 | 6.5 | 45 | 3636 | 4.75 | 0.38333 | 0.05 | 0.05 | 0.05 | 0.05 | 0.05 | 0.05 | 0.05 | 0.2 | 0.4 | 0.4 | 0.4 | 0.35 | 0.35 | 0.4 | 0.4 | 0.4 | 0.35 | 0.2 | 0.2 | 0.15 | 0.05 | 0.05 | 0.05 | 0.05 | 5.465 | 0.43167 | 0.065 | 0.065 | 0.065 | 0.065 | 0.065 | 0.065 | 0.065 | 0.23 | 0.45 | 0.45 | 0.45 | 0.395 | 0.395 | 0.45 | 0.45 | 0.45 | 0.395 | 0.23 | 0.23 | 0.175 | 0.065 | 0.065 | 0.065 | 0.065 | 0 | 0 | 0 | 0 | 0 | 0 | 0 | 0.42857 | 1 | 1 | 1 | 0.85714 | 0.85714 | 1 | 1 | 1 | 0.85714 | 0.42857 | 0.42857 | 0.28571 | 0 | 0 | 0 | 0 | 0 | 0 | 0 | 0 | 0 | 0 | 0 | 0.42857 | 1 | 1 | 1 | 0.85714 | 0.85714 | 1 | 1 | 1 | 0.85714 | 0.42857 | 0.42857 | 0.28571 | 0 | 0 | 0 | 0 | 16 | 0.66337 | 0.20792 | 0.079208 | 0.049505 | 0.76136 | 0 | 0 | 0 | 0 | 0 | 0 | 0 | 0 |  | 0.087073 | 0.087073 | 0.08631 | 0.087843 | 0.087899 | 0.085753 | 0.085753 | Education - University - Office (General) - Sat | 10 | 9 | 18 | 110.4 | 41.6 | 0 | 0 | 110.4 | 41.6 | 0 | 0 | 3.45 | 1.3 | 0 | 0 | 0 | 0 | 0 | 0 | 0 | 0 | 0.4 | 0.4 | 0.4 | 0.35 | 0.35 | 0.4 | 0.4 | 0.4 | 0.35 | 0 | 0 | 0 | 0 | 0 | 0 | 0 |  | 124.32 | 50.56 | 0 | 0 | 124.32 | 50.56 | 0 | 0 | 3.885 | 1.58 | 0 | 0 | 0 | 0 | 0 | 0 | 0 | 0 | 0.45 | 0.45 | 0.45 | 0.395 | 0.395 | 0.45 | 0.45 | 0.45 | 0.395 | 0 | 0 | 0 | 0 | 0 | 0 | 0
686 | 6 | 86 | 6 | 2 |  |  |  |  | Education - University | Office (General) | Education - University - Office (General) |  | Education - University | Education - University - Office (General) | University Office (in session) | Sun | Open | 32 | 32 | 0.24291 | 1.1819 | 1.1819 | 1.1819 | 1.1819 | 1.1819 | 0.9546 | 0.9546 | 0 | 0 | 0 | 0 | 0 | 0 | 0 | 11.0243 | 11.0243 | 11.0243 | 11.0243 | 11.0243 | 8.9042 | 8.9042 | 0 | 0 | 0 | 0 | 0 | 0 | 0 | 0 | 0 | 0 | 0 | 0 | 0 | 0 | 0 | 0 | 0 | 0 | 0 | 0 | 0 | 0 | 0 | 0 | 0 | 0 | 0 | 0 | 0 | 0 | 0 | 0 | 0 | 0 | 0 | 0.10336 | 0.10336 | 0.10336 | 0.10336 | 0.10336 | 0.083482 | 0.083482 | 0 | 0 | 0 | 0 | 0 | 0 | 0 | 1.2533 | 1.2533 | 1.2533 | 1.2533 | 1.2533 | 1.0123 | 1.0123 | 0 | 0 | 0 | 0 | 0 | 0 | 0 | 0 | 0 | 0 | 0 | 0 | 0 | 0 | 0 | 0 | 0 | 0 | 0 | 0 | 0 | 0 | 0 | 0 | 0 | 0 | 0 | 0 | 0 | 0 | 0 | 0 | 0 | 0 | 0 | University Office (in session) ILit Sun | University Office (in session) ILit all | 3636 | 5 | 5 | University Office (in session) ILit2 Sun | University Office (in session) ILit Sun | University Office (in session) ILit all | 3636 | 6.5 | 6.5 | 3636 | 1.2 | 0.05 | 0.05 | 0.05 | 0.05 | 0.05 | 0.05 | 0.05 | 0.05 | 0.05 | 0.05 | 0.05 | 0.05 | 0.05 | 0.05 | 0.05 | 0.05 | 0.05 | 0.05 | 0.05 | 0.05 | 0.05 | 0.05 | 0.05 | 0.05 | 0.05 | 1.56 | 0.065 | 0.065 | 0.065 | 0.065 | 0.065 | 0.065 | 0.065 | 0.065 | 0.065 | 0.065 | 0.065 | 0.065 | 0.065 | 0.065 | 0.065 | 0.065 | 0.065 | 0.065 | 0.065 | 0.065 | 0.065 | 0.065 | 0.065 | 0.065 | 0.065 | 0 | 0 | 0 | 0 | 0 | 0 | 0 | 0.42857 | 1 | 1 | 1 | 0.85714 | 0.85714 | 1 | 1 | 1 | 0.85714 | 0.42857 | 0.42857 | 0.28571 | 0 | 0 | 0 | 0 | 0 | 0 | 0 | 0 | 0 | 0 | 0 | 0.42857 | 1 | 1 | 1 | 0.85714 | 0.85714 | 1 | 1 | 1 | 0.85714 | 0.42857 | 0.42857 | 0.28571 | 0 | 0 | 0 | 0 | 16 | 0.66337 | 0.20792 | 0.079208 | 0.049505 | 0.76136 | 0 | 0 | 0 | 0 | 0 | 0 | 0 | 0 |  | 0.087073 | 0.087073 | 0.08631 | 0.087843 | 0.087899 | 0.085753 | 0.085753 | Education - University - Office (General) - Sun | 12 | 9 | 18 | 14.4 | 24 | 0 | 0 | 14.4 | 24 | 0 | 0 | 0.45 | 0.75 | 0 | 0 | 0 | 0 | 0 | 0 | 0 | 0 | 0.05 | 0.05 | 0.05 | 0.05 | 0.05 | 0.05 | 0.05 | 0.05 | 0.05 | 0 | 0 | 0 | 0 | 0 | 0 | 0 |  | 18.72 | 31.2 | 0 | 0 | 18.72 | 31.2 | 0 | 0 | 0.585 | 0.975 | 0 | 0 | 0 | 0 | 0 | 0 | 0 | 0 | 0.065 | 0.065 | 0.065 | 0.065 | 0.065 | 0.065 | 0.065 | 0.065 | 0.065 | 0 | 0 | 0 | 0 | 0 | 0 | 0
687 | 6 | 87 | 7 | 3 |  |  |  |  | Education - University | Office (General) | Education - University - Office (General) |  | Education - University | Education - University - Office (General) | University Office (in session) | Hol | Open | 6 | 6 | 0.24291 | 1.1819 | 1.1819 | 1.1819 | 1.1819 | 1.1819 | 0.9546 | 0.9546 | 0 | 0 | 0 | 0 | 0 | 0 | 0 | 2.067 | 2.067 | 2.067 | 2.067 | 2.067 | 1.6695 | 1.6695 | 0 | 0 | 0 | 0 | 0 | 0 | 0 | 0 | 0 | 0 | 0 | 0 | 0 | 0 | 0 | 0 | 0 | 0 | 0 | 0 | 0 | 0 | 0 | 0 | 0 | 0 | 0 | 0 | 0 | 0 | 0 | 0 | 0 | 0 | 0 | 0.10336 | 0.10336 | 0.10336 | 0.10336 | 0.10336 | 0.083482 | 0.083482 | 0 | 0 | 0 | 0 | 0 | 0 | 0 | 0.235 | 0.235 | 0.235 | 0.235 | 0.235 | 0.1898 | 0.1898 | 0 | 0 | 0 | 0 | 0 | 0 | 0 | 0 | 0 | 0 | 0 | 0 | 0 | 0 | 0 | 0 | 0 | 0 | 0 | 0 | 0 | 0 | 0 | 0 | 0 | 0 | 0 | 0 | 0 | 0 | 0 | 0 | 0 | 0 | 0 | University Office (in session) ILit Hol | University Office (in session) ILit all | 3636 | 5 | 5 | University Office (in session) ILit2 Hol | University Office (in session) ILit Hol | University Office (in session) ILit all | 3636 | 6.5 | 6.5 | 3636 | 1.2 | 0.05 | 0.05 | 0.05 | 0.05 | 0.05 | 0.05 | 0.05 | 0.05 | 0.05 | 0.05 | 0.05 | 0.05 | 0.05 | 0.05 | 0.05 | 0.05 | 0.05 | 0.05 | 0.05 | 0.05 | 0.05 | 0.05 | 0.05 | 0.05 | 0.05 | 1.56 | 0.065 | 0.065 | 0.065 | 0.065 | 0.065 | 0.065 | 0.065 | 0.065 | 0.065 | 0.065 | 0.065 | 0.065 | 0.065 | 0.065 | 0.065 | 0.065 | 0.065 | 0.065 | 0.065 | 0.065 | 0.065 | 0.065 | 0.065 | 0.065 | 0.065 | 0 | 0 | 0 | 0 | 0 | 0 | 0 | 0.42857 | 1 | 1 | 1 | 0.85714 | 0.85714 | 1 | 1 | 1 | 0.85714 | 0.42857 | 0.42857 | 0.28571 | 0 | 0 | 0 | 0 | 0 | 0 | 0 | 0 | 0 | 0 | 0 | 0.42857 | 1 | 1 | 1 | 0.85714 | 0.85714 | 1 | 1 | 1 | 0.85714 | 0.42857 | 0.42857 | 0.28571 | 0 | 0 | 0 | 0 | 16 | 0.66337 | 0.20792 | 0.079208 | 0.049505 | 0.76136 | 0 | 0 | 0 | 0 | 0 | 0 | 0 | 0 |  | 0.087073 | 0.087073 | 0.08631 | 0.087843 | 0.087899 | 0.085753 | 0.085753 | Education - University - Office (General) - Hol | 14 | 9 | 18 | 2.7 | 4.5 | 0 | 0 | 2.7 | 4.5 | 0 | 0 | 0.45 | 0.75 | 0 | 0 | 0 | 0 | 0 | 0 | 0 | 0 | 0.05 | 0.05 | 0.05 | 0.05 | 0.05 | 0.05 | 0.05 | 0.05 | 0.05 | 0 | 0 | 0 | 0 | 0 | 0 | 0 |  | 3.51 | 5.85 | 0 | 0 | 3.51 | 5.85 | 0 | 0 | 0.585 | 0.975 | 0 | 0 | 0 | 0 | 0 | 0 | 0 | 0 | 0.065 | 0.065 | 0.065 | 0.065 | 0.065 | 0.065 | 0.065 | 0.065 | 0.065 | 0 | 0 | 0 | 0 | 0 | 0 | 0
688 | 6 | 88 | 8 | 4 |  | Education - University |  | Education - University - Office (General) | Education - University | Office (General) | Education - University - Office (General) |  | Education - University | Education - University - Office (General) | University Office (in session) | all | Open | 169 | 169 | 0.24291 | 1.1819 | 1.1819 | 1.1819 | 1.1819 | 1.1819 | 0.9546 | 0.9546 | 0 | 0 | 0 | 0 | 0 | 0 | 0 | 606.2085 | 606.2085 | 606.2085 | 606.2085 | 606.2085 | 489.6299 | 489.6299 | 0.27699 | 0.27699 | 0.27699 | 0.27699 | 0.27699 | 0.22372 | 0.22372 | 0 | 0 | 0 | 0 | 0 | 0 | 0 | 0 | 0 | 0 | 0 | 0 | 0 | 0 | 0.96481 | 0.96481 | 0.96481 | 0.96481 | 0.96481 | 0.96481 | 0.96481 | 0.71962 | 0.71962 | 0.71875 | 0.72136 | 0.72153 | 0.70796 | 0.70796 | 0.10336 | 0.10336 | 0.10336 | 0.10336 | 0.10336 | 0.083482 | 0.083482 | 0 | 0 | 0 | 0 | 0 | 0 | 0 | 44.4666 | 44.4666 | 44.4666 | 44.4666 | 44.4666 | 35.9153 | 35.9153 | 0.019416 | 0.019416 | 0.019416 | 0.019416 | 0.019416 | 0.015682 | 0.015682 | 0 | 0 | 0 | 0 | 0 | 0 | 0 | 0 | 0 | 0 | 0 | 0 | 0 | 0 | 0.77333 | 0.77333 | 0.77333 | 0.77333 | 0.77333 | 0.77333 | 0.77333 | 0.67745 | 0.67745 | 0.67593 | 0.67257 | 0.66948 | 0.6634 | 0.6634 | University Office (in session) ILit all | University Office (in session) ILit all | 3099 | 5 | 100 | University Office (in session) ILit2 all | University Office (in session) ILit all | University Office (in session) ILit all | 3099 | 8 | 80 | 3099 | 12.4944 | 0.96481 | 0.05 | 0.05 | 0.05 | 0.05 | 0.05 | 0.05 | 0.05 | 0.84167 | 0.94722 | 0.94722 | 1 | 1 | 0.84167 | 0.84167 | 0.94722 | 0.94722 | 1 | 0.84167 | 0.73611 | 0.63056 | 0.41944 | 0.10278 | 0.05 | 0.05 | 10.48 | 0.77333 | 0.08 | 0.08 | 0.08 | 0.08 | 0.08 | 0.08 | 0.08 | 0.68 | 0.76 | 0.76 | 0.8 | 0.8 | 0.68 | 0.68 | 0.76 | 0.76 | 0.8 | 0.68 | 0.6 | 0.52 | 0.36 | 0.12 | 0.08 | 0.08 | 0 | 0 | 0 | 0 | 0 | 0 | 0 | 0.83333 | 0.94444 | 0.94444 | 1 | 1 | 0.83333 | 0.83333 | 0.94444 | 0.94444 | 1 | 0.83333 | 0.72222 | 0.61111 | 0.38889 | 0.055556 | 0 | 0 | 0 | 0 | 0 | 0 | 0 | 0 | 0 | 0.83333 | 0.94444 | 0.94444 | 1 | 1 | 0.83333 | 0.83333 | 0.94444 | 0.94444 | 1 | 0.83333 | 0.72222 | 0.61111 | 0.38889 | 0.055556 | 0 | 0 | 16 | 0.66337 | 0.20792 | 0.079208 | 0.049505 | 0.76136 | 0.12434 | 0.035696 | 0.035696 | 0.035696 | 0.035696 | 0.035696 | 0.028832 | 0.028832 | Education - University | 0.087073 | 0.087073 | 0.08631 | 0.087843 | 0.087899 | 0.085753 | 0.085753 | Education - University - Office (General) - all | 16 | 7 | 21 | 1955.7056 | 155.8556 | 1955.7056 | 155.8556 | 0 | 0 | 11.5722 | 0.92222 | 0 | 0 | 0 | 0 | 0 | 0 | 0 | 0 | 0.05 | 0.84167 | 0.94722 | 0.94722 | 1 | 1 | 0.84167 | 0.84167 | 0.94722 | 0.94722 | 1 | 0.84167 | 0.73611 | 0.63056 | 0 | 0 | 0 | 0 |  | 1581.84 | 189.28 | 1581.84 | 189.28 | 0 | 0 | 9.36 | 1.12 | 0 | 0 | 0 | 0 | 0 | 0 | 0 | 0 | 0.08 | 0.68 | 0.76 | 0.76 | 0.8 | 0.8 | 0.68 | 0.68 | 0.76 | 0.76 | 0.8 | 0.68 | 0.6 | 0.52 | 0 | 0 | 0 | 0
689 | 6 | 89 | 5 | 5 |  |  |  |  | Education - University | Office (General) | Education - University - Office (General) | (break) | Education - University (break) | Education - University - Office (General) (break) | University Office (break) | Sat | Closed | 12 | 12 | 0.24291 | 1.1819 | 1.1819 | 1.1819 | 1.1819 | 1.1819 | 0.9546 | 0.9546 | 0 | 0 | 0 | 0 | 0 | 0 | 0 | 2.8939 | 2.8939 | 2.8939 | 2.8939 | 2.8939 | 2.3374 | 2.3374 | 0 | 0 | 0 | 0 | 0 | 0 | 0 | 0 | 0 | 0 | 0 | 0 | 0 | 0 | 0 | 0 | 0 | 0 | 0 | 0 | 0 | 0 | 0 | 0 | 0 | 0 | 0 | 0 | 0 | 0 | 0 | 0 | 0 | 0 | 0 | 0.10336 | 0.10336 | 0.10336 | 0.10336 | 0.10336 | 0.083482 | 0.083482 | 0 | 0 | 0 | 0 | 0 | 0 | 0 | 0.25307 | 0.25307 | 0.25307 | 0.25307 | 0.25307 | 0.20441 | 0.20441 | 0 | 0 | 0 | 0 | 0 | 0 | 0 | 0 | 0 | 0 | 0 | 0 | 0 | 0 | 0 | 0 | 0 | 0 | 0 | 0 | 0 | 0 | 0 | 0 | 0 | 0 | 0 | 0 | 0 | 0 | 0 | 0 | 0 | 0 | 0 | University Office (break) ILit Cls | University Office (break) ILit Cls | 2 | 3.5 | 3.5 | University Office (break) ILit2 Cls | University Office (break) ILit Cls | University Office (break) ILit Cls | 2 | 3.5 | 3.5 | 2 | 0.84 | 0.035 | 0.035 | 0.035 | 0.035 | 0.035 | 0.035 | 0.035 | 0.035 | 0.035 | 0.035 | 0.035 | 0.035 | 0.035 | 0.035 | 0.035 | 0.035 | 0.035 | 0.035 | 0.035 | 0.035 | 0.035 | 0.035 | 0.035 | 0.035 | 0.035 | 0.84 | 0.035 | 0.035 | 0.035 | 0.035 | 0.035 | 0.035 | 0.035 | 0.035 | 0.035 | 0.035 | 0.035 | 0.035 | 0.035 | 0.035 | 0.035 | 0.035 | 0.035 | 0.035 | 0.035 | 0.035 | 0.035 | 0.035 | 0.035 | 0.035 | 0.035 | 0 | 0 | 0 | 0 | 0 | 0 | 0 | 0 | 0 | 0 | 0 | 0 | 0 | 0 | 0 | 0 | 0 | 0 | 0 | 0 | 0 | 0 | 0 | 0 | 0 | 0 | 0 | 0 | 0 | 0 | 0 | 0 | 0 | 0 | 0 | 0 | 0 | 0 | 0 | 0 | 0 | 0 | 0 | 0 | 0 | 0 | 0 | 0 | 16 | 0.66337 | 0.20792 | 0.079208 | 0.049505 | 0.76136 | 0 | 0 | 0 | 0 | 0 | 0 | 0 | 0 |  | 0.004128 | 0.004128 | 0.0040915 | 0.0041369 | 0.0041138 | 0.0040849 | 0.0040849 | Education - University - Office (General) - (break) - Sat | 10 | 9 | 14 | 0 | 10.08 | 0 | 0 | 0 | 10.08 | 0 | 0 | 0 | 0.84 | 0 | 0 | 0 | 0 | 0 | 0 | 0 | 0 | 0 | 0 | 0 | 0 | 0 | 0 | 0 | 0 | 0 | 0 | 0 | 0 | 0 | 0 | 0 | 0 |  | 0 | 10.08 | 0 | 0 | 0 | 10.08 | 0 | 0 | 0 | 0.84 | 0 | 0 | 0 | 0 | 0 | 0 | 0 | 0 | 0 | 0 | 0 | 0 | 0 | 0 | 0 | 0 | 0 | 0 | 0 | 0 | 0 | 0 | 0 | 0
690 | 6 | 90 | 6 | 6 |  |  |  |  | Education - University | Office (General) | Education - University - Office (General) | (break) | Education - University (break) | Education - University - Office (General) (break) | University Office (break) | Sun | Closed | 12 | 12 | 0.24291 | 1.1819 | 1.1819 | 1.1819 | 1.1819 | 1.1819 | 0.9546 | 0.9546 | 0 | 0 | 0 | 0 | 0 | 0 | 0 | 2.8939 | 2.8939 | 2.8939 | 2.8939 | 2.8939 | 2.3374 | 2.3374 | 0 | 0 | 0 | 0 | 0 | 0 | 0 | 0 | 0 | 0 | 0 | 0 | 0 | 0 | 0 | 0 | 0 | 0 | 0 | 0 | 0 | 0 | 0 | 0 | 0 | 0 | 0 | 0 | 0 | 0 | 0 | 0 | 0 | 0 | 0 | 0.10336 | 0.10336 | 0.10336 | 0.10336 | 0.10336 | 0.083482 | 0.083482 | 0 | 0 | 0 | 0 | 0 | 0 | 0 | 0.25307 | 0.25307 | 0.25307 | 0.25307 | 0.25307 | 0.20441 | 0.20441 | 0 | 0 | 0 | 0 | 0 | 0 | 0 | 0 | 0 | 0 | 0 | 0 | 0 | 0 | 0 | 0 | 0 | 0 | 0 | 0 | 0 | 0 | 0 | 0 | 0 | 0 | 0 | 0 | 0 | 0 | 0 | 0 | 0 | 0 | 0 | University Office (break) ILit Cls | University Office (break) ILit Cls | 2 | 3.5 | 3.5 | University Office (break) ILit2 Cls | University Office (break) ILit Cls | University Office (break) ILit Cls | 2 | 3.5 | 3.5 | 2 | 0.84 | 0.035 | 0.035 | 0.035 | 0.035 | 0.035 | 0.035 | 0.035 | 0.035 | 0.035 | 0.035 | 0.035 | 0.035 | 0.035 | 0.035 | 0.035 | 0.035 | 0.035 | 0.035 | 0.035 | 0.035 | 0.035 | 0.035 | 0.035 | 0.035 | 0.035 | 0.84 | 0.035 | 0.035 | 0.035 | 0.035 | 0.035 | 0.035 | 0.035 | 0.035 | 0.035 | 0.035 | 0.035 | 0.035 | 0.035 | 0.035 | 0.035 | 0.035 | 0.035 | 0.035 | 0.035 | 0.035 | 0.035 | 0.035 | 0.035 | 0.035 | 0.035 | 0 | 0 | 0 | 0 | 0 | 0 | 0 | 0 | 0 | 0 | 0 | 0 | 0 | 0 | 0 | 0 | 0 | 0 | 0 | 0 | 0 | 0 | 0 | 0 | 0 | 0 | 0 | 0 | 0 | 0 | 0 | 0 | 0 | 0 | 0 | 0 | 0 | 0 | 0 | 0 | 0 | 0 | 0 | 0 | 0 | 0 | 0 | 0 | 16 | 0.66337 | 0.20792 | 0.079208 | 0.049505 | 0.76136 | 0 | 0 | 0 | 0 | 0 | 0 | 0 | 0 |  | 0.004128 | 0.004128 | 0.0040915 | 0.0041369 | 0.0041138 | 0.0040849 | 0.0040849 | Education - University - Office (General) - (break) - Sun | 12 | 9 | 14 | 0 | 10.08 | 0 | 0 | 0 | 10.08 | 0 | 0 | 0 | 0.84 | 0 | 0 | 0 | 0 | 0 | 0 | 0 | 0 | 0 | 0 | 0 | 0 | 0 | 0 | 0 | 0 | 0 | 0 | 0 | 0 | 0 | 0 | 0 | 0 |  | 0 | 10.08 | 0 | 0 | 0 | 10.08 | 0 | 0 | 0 | 0.84 | 0 | 0 | 0 | 0 | 0 | 0 | 0 | 0 | 0 | 0 | 0 | 0 | 0 | 0 | 0 | 0 | 0 | 0 | 0 | 0 | 0 | 0 | 0 | 0
691 | 6 | 91 | 7 | 7 |  |  |  |  | Education - University | Office (General) | Education - University - Office (General) | (break) | Education - University (break) | Education - University - Office (General) (break) | University Office (break) | Hol | Closed | 3 | 3 | 0.24291 | 1.1819 | 1.1819 | 1.1819 | 1.1819 | 1.1819 | 0.9546 | 0.9546 | 0 | 0 | 0 | 0 | 0 | 0 | 0 | 0.72347 | 0.72347 | 0.72347 | 0.72347 | 0.72347 | 0.58434 | 0.58434 | 0 | 0 | 0 | 0 | 0 | 0 | 0 | 0 | 0 | 0 | 0 | 0 | 0 | 0 | 0 | 0 | 0 | 0 | 0 | 0 | 0 | 0 | 0 | 0 | 0 | 0 | 0 | 0 | 0 | 0 | 0 | 0 | 0 | 0 | 0 | 0.10336 | 0.10336 | 0.10336 | 0.10336 | 0.10336 | 0.083482 | 0.083482 | 0 | 0 | 0 | 0 | 0 | 0 | 0 | 0.063268 | 0.063268 | 0.063268 | 0.063268 | 0.063268 | 0.051101 | 0.051101 | 0 | 0 | 0 | 0 | 0 | 0 | 0 | 0 | 0 | 0 | 0 | 0 | 0 | 0 | 0 | 0 | 0 | 0 | 0 | 0 | 0 | 0 | 0 | 0 | 0 | 0 | 0 | 0 | 0 | 0 | 0 | 0 | 0 | 0 | 0 | University Office (break) ILit Cls | University Office (break) ILit Cls | 2 | 3.5 | 3.5 | University Office (break) ILit2 Cls | University Office (break) ILit Cls | University Office (break) ILit Cls | 2 | 3.5 | 3.5 | 2 | 0.84 | 0.035 | 0.035 | 0.035 | 0.035 | 0.035 | 0.035 | 0.035 | 0.035 | 0.035 | 0.035 | 0.035 | 0.035 | 0.035 | 0.035 | 0.035 | 0.035 | 0.035 | 0.035 | 0.035 | 0.035 | 0.035 | 0.035 | 0.035 | 0.035 | 0.035 | 0.84 | 0.035 | 0.035 | 0.035 | 0.035 | 0.035 | 0.035 | 0.035 | 0.035 | 0.035 | 0.035 | 0.035 | 0.035 | 0.035 | 0.035 | 0.035 | 0.035 | 0.035 | 0.035 | 0.035 | 0.035 | 0.035 | 0.035 | 0.035 | 0.035 | 0.035 | 0 | 0 | 0 | 0 | 0 | 0 | 0 | 0 | 0 | 0 | 0 | 0 | 0 | 0 | 0 | 0 | 0 | 0 | 0 | 0 | 0 | 0 | 0 | 0 | 0 | 0 | 0 | 0 | 0 | 0 | 0 | 0 | 0 | 0 | 0 | 0 | 0 | 0 | 0 | 0 | 0 | 0 | 0 | 0 | 0 | 0 | 0 | 0 | 16 | 0.66337 | 0.20792 | 0.079208 | 0.049505 | 0.76136 | 0 | 0 | 0 | 0 | 0 | 0 | 0 | 0 |  | 0.004128 | 0.004128 | 0.0040915 | 0.0041369 | 0.0041138 | 0.0040849 | 0.0040849 | Education - University - Office (General) - (break) - Hol | 14 | 9 | 14 | 0 | 2.52 | 0 | 0 | 0 | 2.52 | 0 | 0 | 0 | 0.84 | 0 | 0 | 0 | 0 | 0 | 0 | 0 | 0 | 0 | 0 | 0 | 0 | 0 | 0 | 0 | 0 | 0 | 0 | 0 | 0 | 0 | 0 | 0 | 0 |  | 0 | 2.52 | 0 | 0 | 0 | 2.52 | 0 | 0 | 0 | 0.84 | 0 | 0 | 0 | 0 | 0 | 0 | 0 | 0 | 0 | 0 | 0 | 0 | 0 | 0 | 0 | 0 | 0 | 0 | 0 | 0 | 0 | 0 | 0 | 0
692 | 6 | 92 | 8 | 8 |  | Education - University (break) |  | Education - University - Office (General) (break) | Education - University | Office (General) | Education - University - Office (General) | (break) | Education - University (break) | Education - University - Office (General) (break) | University Office (break) | all | Closed | 38 | 38 | 0.24291 | 1.1819 | 1.1819 | 1.1819 | 1.1819 | 1.1819 | 0.9546 | 0.9546 | 0 | 0 | 0 | 0 | 0 | 0 | 0 | 9.1639 | 9.1639 | 9.1639 | 9.1639 | 9.1639 | 7.4016 | 7.4016 | 0.010048 | 0.010048 | 0.010048 | 0.010048 | 0.010048 | 0.0081158 | 0.0081158 | 0 | 0 | 0 | 0 | 0 | 0 | 0 | 0 | 0 | 0 | 0 | 0 | 0 | 0 | 0.035 | 0.035 | 0.035 | 0.035 | 0.035 | 0.035 | 0.035 | 0.034185 | 0.034185 | 0.034148 | 0.03403 | 0.033817 | 0.033741 | 0.033741 | 0.10336 | 0.10336 | 0.10336 | 0.10336 | 0.10336 | 0.083482 | 0.083482 | 0 | 0 | 0 | 0 | 0 | 0 | 0 | 0.8014 | 0.8014 | 0.8014 | 0.8014 | 0.8014 | 0.64728 | 0.64728 | 0.00087873 | 0.00087873 | 0.00087873 | 0.00087873 | 0.00087873 | 0.00070974 | 0.00070974 | 0 | 0 | 0 | 0 | 0 | 0 | 0 | 0 | 0 | 0 | 0 | 0 | 0 | 0 | 0.035 | 0.035 | 0.035 | 0.035 | 0.035 | 0.035 | 0.035 | 0.034185 | 0.034185 | 0.034148 | 0.03403 | 0.033817 | 0.033741 | 0.033741 | University Office (break) ILit Cls | University Office (break) ILit Cls | 2 | 3.5 | 3.5 | University Office (break) ILit2 Cls | University Office (break) ILit Cls | University Office (break) ILit Cls | 2 | 3.5 | 3.5 | 2 | 0.84 | 0.035 | 0.035 | 0.035 | 0.035 | 0.035 | 0.035 | 0.035 | 0.035 | 0.035 | 0.035 | 0.035 | 0.035 | 0.035 | 0.035 | 0.035 | 0.035 | 0.035 | 0.035 | 0.035 | 0.035 | 0.035 | 0.035 | 0.035 | 0.035 | 0.035 | 0.84 | 0.035 | 0.035 | 0.035 | 0.035 | 0.035 | 0.035 | 0.035 | 0.035 | 0.035 | 0.035 | 0.035 | 0.035 | 0.035 | 0.035 | 0.035 | 0.035 | 0.035 | 0.035 | 0.035 | 0.035 | 0.035 | 0.035 | 0.035 | 0.035 | 0.035 | 0 | 0 | 0 | 0 | 0 | 0 | 0 | 0 | 0 | 0 | 0 | 0 | 0 | 0 | 0 | 0 | 0 | 0 | 0 | 0 | 0 | 0 | 0 | 0 | 0 | 0 | 0 | 0 | 0 | 0 | 0 | 0 | 0 | 0 | 0 | 0 | 0 | 0 | 0 | 0 | 0 | 0 | 0 | 0 | 0 | 0 | 0 | 0 | 16 | 0.66337 | 0.20792 | 0.079208 | 0.049505 | 0.76136 | 0.0045105 | 0.0012949 | 0.0012949 | 0.0012949 | 0.0012949 | 0.0012949 | 0.0010459 | 0.0010459 | Education - University (break) | 0.004128 | 0.004128 | 0.0040915 | 0.0041369 | 0.0041138 | 0.0040849 | 0.0040849 | Education - University - Office (General) - (break) - all | 16 | 7 | 17 | 0 | 31.92 | 0 | 31.92 | 0 | 0 | 0 | 0.84 | 0 | 0 | 0 | 0 | 0 | 0 | 0 | 0 | 0 | 0 | 0 | 0 | 0 | 0 | 0 | 0 | 0 | 0 | 0 | 0 | 0 | 0 | 0 | 0 | 0 | 0 |  | 0 | 31.92 | 0 | 31.92 | 0 | 0 | 0 | 0.84 | 0 | 0 | 0 | 0 | 0 | 0 | 0 | 0 | 0 | 0 | 0 | 0 | 0 | 0 | 0 | 0 | 0 | 0 | 0 | 0 | 0 | 0 | 0 | 0 | 0 | 0
693 | 6 | 93 | 5 | 9 |  |  |  |  | Education - University | Office (General) | Education - University - Office (General) | (summer) | Education - University (summer) | Education - University - Office (General) (summer) | University Office (summer) | Sat | Open | 8 | 8 | 0.24291 | 1.1819 | 1.1819 | 1.1819 | 1.1819 | 1.1819 | 0.9546 | 0.9546 | 0 | 0 | 0 | 0 | 0 | 0 | 0 | 8.5799 | 8.5799 | 8.5799 | 8.5799 | 8.5799 | 6.9299 | 6.9299 | 0 | 0 | 0 | 0 | 0 | 0 | 0 | 0 | 0 | 0 | 0 | 0 | 0 | 0 | 0 | 0 | 0 | 0 | 0 | 0 | 0 | 0 | 0 | 0 | 0 | 0 | 0 | 0 | 0 | 0 | 0 | 0 | 0 | 0 | 0 | 0.10336 | 0.10336 | 0.10336 | 0.10336 | 0.10336 | 0.083482 | 0.083482 | 0 | 0 | 0 | 0 | 0 | 0 | 0 | 0.86847 | 0.86847 | 0.86847 | 0.86847 | 0.86847 | 0.70146 | 0.70146 | 0 | 0 | 0 | 0 | 0 | 0 | 0 | 0 | 0 | 0 | 0 | 0 | 0 | 0 | 0 | 0 | 0 | 0 | 0 | 0 | 0 | 0 | 0 | 0 | 0 | 0 | 0 | 0 | 0 | 0 | 0 | 0 | 0 | 0 | 0 | University Office (summer) ILit Sat | University Office (summer) ILit all | 3636 | 5 | 30 | University Office (summer) ILit2 Sat | University Office (summer) ILit Sat | University Office (summer) ILit all | 3636 | 6.5 | 33.75 | 3636 | 3.7357 | 0.2881 | 0.05 | 0.05 | 0.05 | 0.05 | 0.05 | 0.05 | 0.05 | 0.15714 | 0.3 | 0.3 | 0.3 | 0.26429 | 0.26429 | 0.3 | 0.3 | 0.3 | 0.26429 | 0.15714 | 0.15714 | 0.12143 | 0.05 | 0.05 | 0.05 | 0.05 | 4.3239 | 0.32452 | 0.065 | 0.065 | 0.065 | 0.065 | 0.065 | 0.065 | 0.065 | 0.18179 | 0.3375 | 0.3375 | 0.3375 | 0.29857 | 0.29857 | 0.3375 | 0.3375 | 0.3375 | 0.29857 | 0.18179 | 0.18179 | 0.14286 | 0.065 | 0.065 | 0.065 | 0.065 | 0 | 0 | 0 | 0 | 0 | 0 | 0 | 0.42857 | 1 | 1 | 1 | 0.85714 | 0.85714 | 1 | 1 | 1 | 0.85714 | 0.42857 | 0.42857 | 0.28571 | 0 | 0 | 0 | 0 | 0 | 0 | 0 | 0 | 0 | 0 | 0 | 0.42857 | 1 | 1 | 1 | 0.85714 | 0.85714 | 1 | 1 | 1 | 0.85714 | 0.42857 | 0.42857 | 0.28571 | 0 | 0 | 0 | 0 | 16 | 0.66337 | 0.20792 | 0.079208 | 0.049505 | 0.76136 | 0 | 0 | 0 | 0 | 0 | 0 | 0 | 0 |  | 0.052163 | 0.052163 | 0.051855 | 0.052335 | 0.0523 | 0.051211 | 0.051211 | Education - University - Office (General) - (summer) - Sat | 10 | 9 | 18 | 20.7429 | 9.1429 | 0 | 0 | 20.7429 | 9.1429 | 0 | 0 | 2.5929 | 1.1429 | 0 | 0 | 0 | 0 | 0 | 0 | 0 | 0 | 0.3 | 0.3 | 0.3 | 0.26429 | 0.26429 | 0.3 | 0.3 | 0.3 | 0.26429 | 0 | 0 | 0 | 0 | 0 | 0 | 0 |  | 23.3657 | 11.2257 | 0 | 0 | 23.3657 | 11.2257 | 0 | 0 | 2.9207 | 1.4032 | 0 | 0 | 0 | 0 | 0 | 0 | 0 | 0 | 0.3375 | 0.3375 | 0.3375 | 0.29857 | 0.29857 | 0.3375 | 0.3375 | 0.3375 | 0.29857 | 0 | 0 | 0 | 0 | 0 | 0 | 0
694 | 6 | 94 | 6 | 10 |  |  |  |  | Education - University | Office (General) | Education - University - Office (General) | (summer) | Education - University (summer) | Education - University - Office (General) (summer) | University Office (summer) | Sun | Open | 8 | 8 | 0.24291 | 1.1819 | 1.1819 | 1.1819 | 1.1819 | 1.1819 | 0.9546 | 0.9546 | 0 | 0 | 0 | 0 | 0 | 0 | 0 | 2.7561 | 2.7561 | 2.7561 | 2.7561 | 2.7561 | 2.2261 | 2.2261 | 0 | 0 | 0 | 0 | 0 | 0 | 0 | 0 | 0 | 0 | 0 | 0 | 0 | 0 | 0 | 0 | 0 | 0 | 0 | 0 | 0 | 0 | 0 | 0 | 0 | 0 | 0 | 0 | 0 | 0 | 0 | 0 | 0 | 0 | 0 | 0.10336 | 0.10336 | 0.10336 | 0.10336 | 0.10336 | 0.083482 | 0.083482 | 0 | 0 | 0 | 0 | 0 | 0 | 0 | 0.31333 | 0.31333 | 0.31333 | 0.31333 | 0.31333 | 0.25307 | 0.25307 | 0 | 0 | 0 | 0 | 0 | 0 | 0 | 0 | 0 | 0 | 0 | 0 | 0 | 0 | 0 | 0 | 0 | 0 | 0 | 0 | 0 | 0 | 0 | 0 | 0 | 0 | 0 | 0 | 0 | 0 | 0 | 0 | 0 | 0 | 0 | University Office (summer) ILit Sun | University Office (summer) ILit all | 3636 | 5 | 5 | University Office (summer) ILit2 Sun | University Office (summer) ILit Sun | University Office (summer) ILit all | 3636 | 6.5 | 6.5 | 3636 | 1.2 | 0.05 | 0.05 | 0.05 | 0.05 | 0.05 | 0.05 | 0.05 | 0.05 | 0.05 | 0.05 | 0.05 | 0.05 | 0.05 | 0.05 | 0.05 | 0.05 | 0.05 | 0.05 | 0.05 | 0.05 | 0.05 | 0.05 | 0.05 | 0.05 | 0.05 | 1.56 | 0.065 | 0.065 | 0.065 | 0.065 | 0.065 | 0.065 | 0.065 | 0.065 | 0.065 | 0.065 | 0.065 | 0.065 | 0.065 | 0.065 | 0.065 | 0.065 | 0.065 | 0.065 | 0.065 | 0.065 | 0.065 | 0.065 | 0.065 | 0.065 | 0.065 | 0 | 0 | 0 | 0 | 0 | 0 | 0 | 0.42857 | 1 | 1 | 1 | 0.85714 | 0.85714 | 1 | 1 | 1 | 0.85714 | 0.42857 | 0.42857 | 0.28571 | 0 | 0 | 0 | 0 | 0 | 0 | 0 | 0 | 0 | 0 | 0 | 0.42857 | 1 | 1 | 1 | 0.85714 | 0.85714 | 1 | 1 | 1 | 0.85714 | 0.42857 | 0.42857 | 0.28571 | 0 | 0 | 0 | 0 | 16 | 0.66337 | 0.20792 | 0.079208 | 0.049505 | 0.76136 | 0 | 0 | 0 | 0 | 0 | 0 | 0 | 0 |  | 0.052163 | 0.052163 | 0.051855 | 0.052335 | 0.0523 | 0.051211 | 0.051211 | Education - University - Office (General) - (summer) - Sun | 12 | 9 | 18 | 3.6 | 6 | 0 | 0 | 3.6 | 6 | 0 | 0 | 0.45 | 0.75 | 0 | 0 | 0 | 0 | 0 | 0 | 0 | 0 | 0.05 | 0.05 | 0.05 | 0.05 | 0.05 | 0.05 | 0.05 | 0.05 | 0.05 | 0 | 0 | 0 | 0 | 0 | 0 | 0 |  | 4.68 | 7.8 | 0 | 0 | 4.68 | 7.8 | 0 | 0 | 0.585 | 0.975 | 0 | 0 | 0 | 0 | 0 | 0 | 0 | 0 | 0.065 | 0.065 | 0.065 | 0.065 | 0.065 | 0.065 | 0.065 | 0.065 | 0.065 | 0 | 0 | 0 | 0 | 0 | 0 | 0
695 | 6 | 95 | 7 | 11 |  |  |  |  | Education - University | Office (General) | Education - University - Office (General) | (summer) | Education - University (summer) | Education - University - Office (General) (summer) | University Office (summer) | Hol | Open | 1 | 1 | 0.24291 | 1.1819 | 1.1819 | 1.1819 | 1.1819 | 1.1819 | 0.9546 | 0.9546 | 0 | 0 | 0 | 0 | 0 | 0 | 0 | 0.34451 | 0.34451 | 0.34451 | 0.34451 | 0.34451 | 0.27826 | 0.27826 | 0 | 0 | 0 | 0 | 0 | 0 | 0 | 0 | 0 | 0 | 0 | 0 | 0 | 0 | 0 | 0 | 0 | 0 | 0 | 0 | 0 | 0 | 0 | 0 | 0 | 0 | 0 | 0 | 0 | 0 | 0 | 0 | 0 | 0 | 0 | 0.10336 | 0.10336 | 0.10336 | 0.10336 | 0.10336 | 0.083482 | 0.083482 | 0 | 0 | 0 | 0 | 0 | 0 | 0 | 0.039166 | 0.039166 | 0.039166 | 0.039166 | 0.039166 | 0.031634 | 0.031634 | 0 | 0 | 0 | 0 | 0 | 0 | 0 | 0 | 0 | 0 | 0 | 0 | 0 | 0 | 0 | 0 | 0 | 0 | 0 | 0 | 0 | 0 | 0 | 0 | 0 | 0 | 0 | 0 | 0 | 0 | 0 | 0 | 0 | 0 | 0 | University Office (summer) ILit Hol | University Office (summer) ILit all | 3636 | 5 | 5 | University Office (summer) ILit2 Hol | University Office (summer) ILit Hol | University Office (summer) ILit all | 3636 | 6.5 | 6.5 | 3636 | 1.2 | 0.05 | 0.05 | 0.05 | 0.05 | 0.05 | 0.05 | 0.05 | 0.05 | 0.05 | 0.05 | 0.05 | 0.05 | 0.05 | 0.05 | 0.05 | 0.05 | 0.05 | 0.05 | 0.05 | 0.05 | 0.05 | 0.05 | 0.05 | 0.05 | 0.05 | 1.56 | 0.065 | 0.065 | 0.065 | 0.065 | 0.065 | 0.065 | 0.065 | 0.065 | 0.065 | 0.065 | 0.065 | 0.065 | 0.065 | 0.065 | 0.065 | 0.065 | 0.065 | 0.065 | 0.065 | 0.065 | 0.065 | 0.065 | 0.065 | 0.065 | 0.065 | 0 | 0 | 0 | 0 | 0 | 0 | 0 | 0.42857 | 1 | 1 | 1 | 0.85714 | 0.85714 | 1 | 1 | 1 | 0.85714 | 0.42857 | 0.42857 | 0.28571 | 0 | 0 | 0 | 0 | 0 | 0 | 0 | 0 | 0 | 0 | 0 | 0.42857 | 1 | 1 | 1 | 0.85714 | 0.85714 | 1 | 1 | 1 | 0.85714 | 0.42857 | 0.42857 | 0.28571 | 0 | 0 | 0 | 0 | 16 | 0.66337 | 0.20792 | 0.079208 | 0.049505 | 0.76136 | 0 | 0 | 0 | 0 | 0 | 0 | 0 | 0 |  | 0.052163 | 0.052163 | 0.051855 | 0.052335 | 0.0523 | 0.051211 | 0.051211 | Education - University - Office (General) - (summer) - Hol | 14 | 9 | 18 | 0.45 | 0.75 | 0 | 0 | 0.45 | 0.75 | 0 | 0 | 0.45 | 0.75 | 0 | 0 | 0 | 0 | 0 | 0 | 0 | 0 | 0.05 | 0.05 | 0.05 | 0.05 | 0.05 | 0.05 | 0.05 | 0.05 | 0.05 | 0 | 0 | 0 | 0 | 0 | 0 | 0 |  | 0.585 | 0.975 | 0 | 0 | 0.585 | 0.975 | 0 | 0 | 0.585 | 0.975 | 0 | 0 | 0 | 0 | 0 | 0 | 0 | 0 | 0.065 | 0.065 | 0.065 | 0.065 | 0.065 | 0.065 | 0.065 | 0.065 | 0.065 | 0 | 0 | 0 | 0 | 0 | 0 | 0
696 | 6 | 96 | 8 | 12 | Education - University | Education - University (summer) | Education - University - Office (General) | Education - University - Office (General) (summer) | Education - University | Office (General) | Education - University - Office (General) | (summer) | Education - University (summer) | Education - University - Office (General) (summer) | University Office (summer) | all | Open | 44 | 44 | 0.24291 | 1.1819 | 1.1819 | 1.1819 | 1.1819 | 1.1819 | 0.9546 | 0.9546 | 0.28709 | 0.28709 | 0.28709 | 0.28709 | 0.28709 | 0.23188 | 0.23188 | 92.1256 | 92.1256 | 92.1256 | 92.1256 | 92.1256 | 74.4092 | 74.4092 | 0.15604 | 0.15604 | 0.15604 | 0.15604 | 0.15604 | 0.12603 | 0.12603 | 2725.3413 | 2725.3413 | 2725.3413 | 2725.3413 | 2725.3413 | 2725.3413 | 2725.3413 | 2329.1345 | 2329.1345 | 2326.2672 | 2321.1484 | 2323.0118 | 2300.0123 | 2300.0123 | 0.54352 | 0.54352 | 0.54352 | 0.54352 | 0.54352 | 0.54352 | 0.54352 | 0.43353 | 0.43353 | 0.43434 | 0.43215 | 0.43173 | 0.42528 | 0.42528 | 0.10336 | 0.10336 | 0.10336 | 0.10336 | 0.10336 | 0.083482 | 0.083482 | 0.025106 | 0.025106 | 0.025106 | 0.025106 | 0.025106 | 0.020278 | 0.020278 | 8.4579 | 8.4579 | 8.4579 | 8.4579 | 8.4579 | 6.8314 | 6.8314 | 0.013674 | 0.013674 | 0.013674 | 0.013674 | 0.013674 | 0.011044 | 0.011044 | 2445.3925 | 2445.3925 | 2445.3925 | 2445.3925 | 2445.3925 | 2445.3925 | 2445.3925 | 2364.7632 | 2364.7632 | 2359.7137 | 2335.7927 | 2332.4282 | 2324.5752 | 2324.5752 | 0.54463 | 0.54463 | 0.54463 | 0.54463 | 0.54463 | 0.54463 | 0.54463 | 0.43416 | 0.43416 | 0.43527 | 0.43321 | 0.43188 | 0.42538 | 0.42538 | University Office (summer) ILit all | University Office (summer) ILit all | 3099 | 5 | 56.25 | University Office (summer) ILit2 all | University Office (summer) ILit all | University Office (summer) ILit all | 3099 | 8 | 56.25 | 3099 | 7.2931 | 0.54352 | 0.05 | 0.05 | 0.05 | 0.05 | 0.05 | 0.05 | 0.05 | 0.47708 | 0.53403 | 0.53403 | 0.5625 | 0.5625 | 0.47708 | 0.47708 | 0.53403 | 0.53403 | 0.5625 | 0.47708 | 0.42014 | 0.36319 | 0.24931 | 0.078472 | 0.05 | 0.05 | 7.6564 | 0.54463 | 0.08 | 0.08 | 0.08 | 0.08 | 0.08 | 0.08 | 0.08 | 0.48208 | 0.53569 | 0.53569 | 0.5625 | 0.5625 | 0.48208 | 0.48208 | 0.53569 | 0.53569 | 0.5625 | 0.48208 | 0.42847 | 0.37486 | 0.26764 | 0.10681 | 0.08 | 0.08 | 0 | 0 | 0 | 0 | 0 | 0 | 0 | 0.83333 | 0.94444 | 0.94444 | 1 | 1 | 0.83333 | 0.83333 | 0.94444 | 0.94444 | 1 | 0.83333 | 0.72222 | 0.61111 | 0.38889 | 0.055556 | 0 | 0 | 0 | 0 | 0 | 0 | 0 | 0 | 0 | 0.83333 | 0.94444 | 0.94444 | 1 | 1 | 0.83333 | 0.83333 | 0.94444 | 0.94444 | 1 | 0.83333 | 0.72222 | 0.61111 | 0.38889 | 0.055556 | 0 | 0 | 16 | 0.66337 | 0.20792 | 0.079208 | 0.049505 | 0.76136 | 0.070044 | 0.020109 | 0.020109 | 0.020109 | 0.020109 | 0.020109 | 0.016242 | 0.016242 | Education - University (summer) | 0.052163 | 0.052163 | 0.051855 | 0.052335 | 0.0523 | 0.051211 | 0.051211 | Education - University - Office (General) - (summer) - all | 16 | 7 | 21 | 288.8722 | 32.0222 | 288.8722 | 32.0222 | 0 | 0 | 6.5653 | 0.72778 | 0 | 0 | 0 | 0 | 0 | 0 | 0 | 0 | 0.05 | 0.47708 | 0.53403 | 0.53403 | 0.5625 | 0.5625 | 0.47708 | 0.47708 | 0.53403 | 0.53403 | 0.5625 | 0.47708 | 0.42014 | 0.36319 | 0 | 0 | 0 | 0 |  | 292.2456 | 44.6356 | 292.2456 | 44.6356 | 0 | 0 | 6.6419 | 1.0144 | 0 | 0 | 0 | 0 | 0 | 0 | 0 | 0 | 0.08 | 0.48208 | 0.53569 | 0.53569 | 0.5625 | 0.5625 | 0.48208 | 0.48208 | 0.53569 | 0.53569 | 0.5625 | 0.48208 | 0.42847 | 0.37486 | 0 | 0 | 0 | 0
701 | 7 | 1 | 5 | 1 |  |  |  |  | Health/Medical - Hospital | Dining Area | Health/Medical - Hospital - Dining Area |  | Health/Medical - Hospital | Health/Medical - Hospital - Dining Area | Hospital Kitchen | Sat | Open | 52 | 52 | 0.017486 | 1.3088 | 1.3088 | 1.1343 | 1.1343 | 1.1343 | 1.1343 | 1.1343 | 0 | 0 | 0 | 0 | 0 | 0 | 0 | 17.137 | 17.137 | 14.8521 | 14.8521 | 14.8521 | 14.8521 | 14.8521 | 0 | 0 | 0 | 0 | 0 | 0 | 0 | 0 | 0 | 0 | 0 | 0 | 0 | 0 | 0 | 0 | 0 | 0 | 0 | 0 | 0 | 0 | 0 | 0 | 0 | 0 | 0 | 0 | 0 | 0 | 0 | 0 | 0 | 0 | 0 | 0.14094 | 0.14094 | 0.12215 | 0.12215 | 0.12215 | 0.12215 | 0.12215 | 0 | 0 | 0 | 0 | 0 | 0 | 0 | 0.61515 | 0.61515 | 0.53313 | 0.53313 | 0.53313 | 0.53313 | 0.53313 | 0 | 0 | 0 | 0 | 0 | 0 | 0 | 0 | 0 | 0 | 0 | 0 | 0 | 0 | 0 | 0 | 0 | 0 | 0 | 0 | 0 | 0 | 0 | 0 | 0 | 0 | 0 | 0 | 0 | 0 | 0 | 0 | 0 | 0 | 0 | Hospital Kitchen ILit Sat | Hospital Kitchen ILit all | 3770 | 60 | 60 | Hospital Kitchen ILit2 Sat | Hospital Kitchen ILit2 Sat | Hospital Kitchen ILit2 All | 3854 | 20 | 20 | 3770 | 14.4 | 0.6 | 0.6 | 0.6 | 0.6 | 0.6 | 0.6 | 0.6 | 0.6 | 0.6 | 0.6 | 0.6 | 0.6 | 0.6 | 0.6 | 0.6 | 0.6 | 0.6 | 0.6 | 0.6 | 0.6 | 0.6 | 0.6 | 0.6 | 0.6 | 0.6 | 4.8 | 0.2 | 0.2 | 0.2 | 0.2 | 0.2 | 0.2 | 0.2 | 0.2 | 0.2 | 0.2 | 0.2 | 0.2 | 0.2 | 0.2 | 0.2 | 0.2 | 0.2 | 0.2 | 0.2 | 0.2 | 0.2 | 0.2 | 0.2 | 0.2 | 0.2 | 0 | 0 | 0 | 0 | 0 | 0 | 0 | 0 | 0 | 0 | 0 | 0 | 0 | 0 | 0 | 0 | 0 | 0 | 0 | 0 | 0 | 0 | 0 | 0 | 0 | 0 | 0 | 0 | 0 | 0 | 0 | 0 | 0 | 0 | 0 | 0 | 0 | 0 | 0 | 0 | 0 | 0 | 0 | 0 | 0 | 0 | 0 | 0 | 16 | 0.66337 | 0.20792 | 0.079208 | 0.049505 | 0.76136 | 0 | 0 | 0 | 0 | 0 | 0 | 0 | 0 |  | 0.062 | 0.062 | 0.061896 | 0.061896 | 0.060889 | 0.062607 | 0.062607 | Health/Medical - Hospital - Dining Area - Sat | 10 | 25 | 20 | 748.8 | 0 | 0 | 0 | 748.8 | 0 | 0 | 0 | 14.4 | 0 | 0 | 0 | 0 | 0 | 0 | 0 | 0 | 0 | 0 | 0 | 0 | 0 | 0 | 0 | 0 | 0 | 0 | 0 | 0 | 0 | 0 | 0 | 0 | 0 |  | 10.4 | 239.2 | 0 | 0 | 10.4 | 239.2 | 0 | 0 | 0.2 | 4.6 | 0 | 0 | 0 | 0 | 0 | 0 | 0 | 0 | 0 | 0 | 0 | 0 | 0 | 0 | 0 | 0 | 0 | 0 | 0 | 0 | 0 | 0 | 0 | 0
702 | 7 | 2 | 6 | 2 |  |  |  |  | Health/Medical - Hospital | Dining Area | Health/Medical - Hospital - Dining Area |  | Health/Medical - Hospital | Health/Medical - Hospital - Dining Area | Hospital Kitchen | Sun | Open | 52 | 52 | 0.017486 | 1.3088 | 1.3088 | 1.1343 | 1.1343 | 1.1343 | 1.1343 | 1.1343 | 0 | 0 | 0 | 0 | 0 | 0 | 0 | 17.137 | 17.137 | 14.8521 | 14.8521 | 14.8521 | 14.8521 | 14.8521 | 0 | 0 | 0 | 0 | 0 | 0 | 0 | 0 | 0 | 0 | 0 | 0 | 0 | 0 | 0 | 0 | 0 | 0 | 0 | 0 | 0 | 0 | 0 | 0 | 0 | 0 | 0 | 0 | 0 | 0 | 0 | 0 | 0 | 0 | 0 | 0.14094 | 0.14094 | 0.12215 | 0.12215 | 0.12215 | 0.12215 | 0.12215 | 0 | 0 | 0 | 0 | 0 | 0 | 0 | 0.61515 | 0.61515 | 0.53313 | 0.53313 | 0.53313 | 0.53313 | 0.53313 | 0 | 0 | 0 | 0 | 0 | 0 | 0 | 0 | 0 | 0 | 0 | 0 | 0 | 0 | 0 | 0 | 0 | 0 | 0 | 0 | 0 | 0 | 0 | 0 | 0 | 0 | 0 | 0 | 0 | 0 | 0 | 0 | 0 | 0 | 0 | Hospital Kitchen ILit Sun | Hospital Kitchen ILit all | 3770 | 60 | 60 | Hospital Kitchen ILit2 Sun | Hospital Kitchen ILit2 Sun | Hospital Kitchen ILit2 All | 3854 | 20 | 20 | 3770 | 14.4 | 0.6 | 0.6 | 0.6 | 0.6 | 0.6 | 0.6 | 0.6 | 0.6 | 0.6 | 0.6 | 0.6 | 0.6 | 0.6 | 0.6 | 0.6 | 0.6 | 0.6 | 0.6 | 0.6 | 0.6 | 0.6 | 0.6 | 0.6 | 0.6 | 0.6 | 4.8 | 0.2 | 0.2 | 0.2 | 0.2 | 0.2 | 0.2 | 0.2 | 0.2 | 0.2 | 0.2 | 0.2 | 0.2 | 0.2 | 0.2 | 0.2 | 0.2 | 0.2 | 0.2 | 0.2 | 0.2 | 0.2 | 0.2 | 0.2 | 0.2 | 0.2 | 0 | 0 | 0 | 0 | 0 | 0 | 0 | 0 | 0 | 0 | 0 | 0 | 0 | 0 | 0 | 0 | 0 | 0 | 0 | 0 | 0 | 0 | 0 | 0 | 0 | 0 | 0 | 0 | 0 | 0 | 0 | 0 | 0 | 0 | 0 | 0 | 0 | 0 | 0 | 0 | 0 | 0 | 0 | 0 | 0 | 0 | 0 | 0 | 16 | 0.66337 | 0.20792 | 0.079208 | 0.049505 | 0.76136 | 0 | 0 | 0 | 0 | 0 | 0 | 0 | 0 |  | 0.062 | 0.062 | 0.061896 | 0.061896 | 0.060889 | 0.062607 | 0.062607 | Health/Medical - Hospital - Dining Area - Sun | 12 | 25 | 20 | 748.8 | 0 | 0 | 0 | 748.8 | 0 | 0 | 0 | 14.4 | 0 | 0 | 0 | 0 | 0 | 0 | 0 | 0 | 0 | 0 | 0 | 0 | 0 | 0 | 0 | 0 | 0 | 0 | 0 | 0 | 0 | 0 | 0 | 0 | 0 |  | 10.4 | 239.2 | 0 | 0 | 10.4 | 239.2 | 0 | 0 | 0.2 | 4.6 | 0 | 0 | 0 | 0 | 0 | 0 | 0 | 0 | 0 | 0 | 0 | 0 | 0 | 0 | 0 | 0 | 0 | 0 | 0 | 0 | 0 | 0 | 0 | 0
703 | 7 | 3 | 7 | 3 |  |  |  |  | Health/Medical - Hospital | Dining Area | Health/Medical - Hospital - Dining Area |  | Health/Medical - Hospital | Health/Medical - Hospital - Dining Area | Hospital Kitchen | Hol | Open | 10 | 10 | 0.017486 | 1.3088 | 1.3088 | 1.1343 | 1.1343 | 1.1343 | 1.1343 | 1.1343 | 0 | 0 | 0 | 0 | 0 | 0 | 0 | 3.2956 | 3.2956 | 2.8562 | 2.8562 | 2.8562 | 2.8562 | 2.8562 | 0 | 0 | 0 | 0 | 0 | 0 | 0 | 0 | 0 | 0 | 0 | 0 | 0 | 0 | 0 | 0 | 0 | 0 | 0 | 0 | 0 | 0 | 0 | 0 | 0 | 0 | 0 | 0 | 0 | 0 | 0 | 0 | 0 | 0 | 0 | 0.14094 | 0.14094 | 0.12215 | 0.12215 | 0.12215 | 0.12215 | 0.12215 | 0 | 0 | 0 | 0 | 0 | 0 | 0 | 0.1183 | 0.1183 | 0.10253 | 0.10253 | 0.10253 | 0.10253 | 0.10253 | 0 | 0 | 0 | 0 | 0 | 0 | 0 | 0 | 0 | 0 | 0 | 0 | 0 | 0 | 0 | 0 | 0 | 0 | 0 | 0 | 0 | 0 | 0 | 0 | 0 | 0 | 0 | 0 | 0 | 0 | 0 | 0 | 0 | 0 | 0 | Hospital Kitchen ILit Hol | Hospital Kitchen ILit all | 3770 | 60 | 60 | Hospital Kitchen ILit2 Hol | Hospital Kitchen ILit2 Hol | Hospital Kitchen ILit2 All | 3854 | 20 | 20 | 3770 | 14.4 | 0.6 | 0.6 | 0.6 | 0.6 | 0.6 | 0.6 | 0.6 | 0.6 | 0.6 | 0.6 | 0.6 | 0.6 | 0.6 | 0.6 | 0.6 | 0.6 | 0.6 | 0.6 | 0.6 | 0.6 | 0.6 | 0.6 | 0.6 | 0.6 | 0.6 | 4.8 | 0.2 | 0.2 | 0.2 | 0.2 | 0.2 | 0.2 | 0.2 | 0.2 | 0.2 | 0.2 | 0.2 | 0.2 | 0.2 | 0.2 | 0.2 | 0.2 | 0.2 | 0.2 | 0.2 | 0.2 | 0.2 | 0.2 | 0.2 | 0.2 | 0.2 | 0 | 0 | 0 | 0 | 0 | 0 | 0 | 0 | 0 | 0 | 0 | 0 | 0 | 0 | 0 | 0 | 0 | 0 | 0 | 0 | 0 | 0 | 0 | 0 | 0 | 0 | 0 | 0 | 0 | 0 | 0 | 0 | 0 | 0 | 0 | 0 | 0 | 0 | 0 | 0 | 0 | 0 | 0 | 0 | 0 | 0 | 0 | 0 | 16 | 0.66337 | 0.20792 | 0.079208 | 0.049505 | 0.76136 | 0 | 0 | 0 | 0 | 0 | 0 | 0 | 0 |  | 0.062 | 0.062 | 0.061896 | 0.061896 | 0.060889 | 0.062607 | 0.062607 | Health/Medical - Hospital - Dining Area - Hol | 14 | 25 | 20 | 144 | 0 | 0 | 0 | 144 | 0 | 0 | 0 | 14.4 | 0 | 0 | 0 | 0 | 0 | 0 | 0 | 0 | 0 | 0 | 0 | 0 | 0 | 0 | 0 | 0 | 0 | 0 | 0 | 0 | 0 | 0 | 0 | 0 | 0 |  | 2 | 46 | 0 | 0 | 2 | 46 | 0 | 0 | 0.2 | 4.6 | 0 | 0 | 0 | 0 | 0 | 0 | 0 | 0 | 0 | 0 | 0 | 0 | 0 | 0 | 0 | 0 | 0 | 0 | 0 | 0 | 0 | 0 | 0 | 0
704 | 7 | 4 | 8 | 4 |  |  | Health/Medical - Hospital - Dining Area | Health/Medical - Hospital - Dining Area | Health/Medical - Hospital | Dining Area | Health/Medical - Hospital - Dining Area |  | Health/Medical - Hospital | Health/Medical - Hospital - Dining Area | Hospital Kitchen | all | Open | 251 | 251 | 0.017486 | 1.3088 | 1.3088 | 1.1343 | 1.1343 | 1.1343 | 1.1343 | 1.1343 | 0.022886 | 0.022886 | 0.019834 | 0.019834 | 0.019834 | 0.019834 | 0.019834 | 96.5055 | 96.5055 | 83.6381 | 83.6381 | 83.6381 | 83.6381 | 83.6381 | 0.01602 | 0.01602 | 0.013884 | 0.013884 | 0.013884 | 0.013884 | 0.013884 | 5858.4 | 5858.4 | 5858.4 | 5858.4 | 5858.4 | 5858.4 | 5858.4 | 0 | 0 | 0 | 0 | 0 | 0 | 0 | 0.7 | 0.7 | 0.7 | 0.7 | 0.7 | 0.7 | 0.7 | 0 | 0 | 0 | 0 | 0 | 0 | 0 | 0.14094 | 0.14094 | 0.12215 | 0.12215 | 0.12215 | 0.12215 | 0.12215 | 0.0024646 | 0.0024646 | 0.0021359 | 0.0021359 | 0.0021359 | 0.0021359 | 0.0021359 | 9.6502 | 9.6502 | 8.3635 | 8.3635 | 8.3635 | 8.3635 | 8.3635 | 0.001602 | 0.001602 | 0.0013884 | 0.0013884 | 0.0013884 | 0.0013884 | 0.0013884 | 4462.8 | 4462.8 | 4462.8 | 4462.8 | 4462.8 | 4462.8 | 4462.8 | 0 | 0 | 0 | 0 | 0 | 0 | 0 | 0.65 | 0.65 | 0.65 | 0.65 | 0.65 | 0.65 | 0.65 | 0 | 0 | 0 | 0 | 0 | 0 | 0 | Hospital Kitchen ILit all | Hospital Kitchen ILit all | 3769 | 70 | 70 | Hospital Kitchen ILit2 all | Hospital Kitchen ILit2 all | Hospital Kitchen ILit2 All | 3853 | 65 | 65 | 3769 | 16.8 | 0.7 | 0.7 | 0.7 | 0.7 | 0.7 | 0.7 | 0.7 | 0.7 | 0.7 | 0.7 | 0.7 | 0.7 | 0.7 | 0.7 | 0.7 | 0.7 | 0.7 | 0.7 | 0.7 | 0.7 | 0.7 | 0.7 | 0.7 | 0.7 | 0.7 | 15.6 | 0.65 | 0.65 | 0.65 | 0.65 | 0.65 | 0.65 | 0.65 | 0.65 | 0.65 | 0.65 | 0.65 | 0.65 | 0.65 | 0.65 | 0.65 | 0.65 | 0.65 | 0.65 | 0.65 | 0.65 | 0.65 | 0.65 | 0.65 | 0.65 | 0.65 | 0 | 0 | 0 | 0 | 0 | 0 | 0 | 0 | 0 | 0 | 0 | 0 | 0 | 0 | 0 | 0 | 0 | 0 | 0 | 0 | 0 | 0 | 0 | 0 | 0 | 0 | 0 | 0 | 0 | 0 | 0 | 0 | 0 | 0 | 0 | 0 | 0 | 0 | 0 | 0 | 0 | 0 | 0 | 0 | 0 | 0 | 0 | 0 | 16 | 0.66337 | 0.20792 | 0.079208 | 0.049505 | 0.76136 | 0.10322 | 0.0023623 | 0.0023623 | 0.0020473 | 0.0020473 | 0.0020473 | 0.0020473 | 0.0020473 |  | 0.062 | 0.062 | 0.061896 | 0.061896 | 0.060889 | 0.062607 | 0.062607 | Health/Medical - Hospital - Dining Area - all | 16 | 25 | 20 | 4216.8 | 0 | 4216.8 | 0 | 0 | 0 | 16.8 | 0 | 0 | 0 | 0 | 0 | 0 | 0 | 0 | 0 | 0 | 0 | 0 | 0 | 0 | 0 | 0 | 0 | 0 | 0 | 0 | 0 | 0 | 0 | 0 | 0 | 0 | 0 |  | 3915.6 | 0 | 3915.6 | 0 | 0 | 0 | 15.6 | 0 | 0 | 0 | 0 | 0 | 0 | 0 | 0 | 0 | 0 | 0 | 0 | 0 | 0 | 0 | 0 | 0 | 0 | 0 | 0 | 0 | 0 | 0 | 0 | 0 | 0 | 0
705 | 7 | 5 | 5 | 1 |  |  |  |  | Health/Medical - Hospital | Kitchen and Food Preparation | Health/Medical - Hospital - Kitchen and Food Preparation |  | Health/Medical - Hospital | Health/Medical - Hospital - Kitchen and Food Preparation | Hospital Kitchen | Sat | Open | 52 | 52 | 0.0074932 | 1.4833 | 1.4833 | 1.4833 | 1.4833 | 1.3961 | 1.3961 | 1.3961 | 0 | 0 | 0 | 0 | 0 | 0 | 0 | 8.3228 | 8.3228 | 8.3228 | 8.3228 | 7.8332 | 7.8332 | 7.8332 | 0 | 0 | 0 | 0 | 0 | 0 | 0 | 0 | 0 | 0 | 0 | 0 | 0 | 0 | 0 | 0 | 0 | 0 | 0 | 0 | 0 | 0 | 0 | 0 | 0 | 0 | 0 | 0 | 0 | 0 | 0 | 0 | 0 | 0 | 0 | 0.15974 | 0.15974 | 0.15974 | 0.15974 | 0.15034 | 0.15034 | 0.15034 | 0 | 0 | 0 | 0 | 0 | 0 | 0 | 0.29876 | 0.29876 | 0.29876 | 0.29876 | 0.28118 | 0.28118 | 0.28118 | 0 | 0 | 0 | 0 | 0 | 0 | 0 | 0 | 0 | 0 | 0 | 0 | 0 | 0 | 0 | 0 | 0 | 0 | 0 | 0 | 0 | 0 | 0 | 0 | 0 | 0 | 0 | 0 | 0 | 0 | 0 | 0 | 0 | 0 | 0 | Hospital Kitchen ILit Sat | Hospital Kitchen ILit all | 3770 | 60 | 60 | Hospital Kitchen ILit2 Sat | Hospital Kitchen ILit2 Sat | Hospital Kitchen ILit2 All | 3854 | 20 | 20 | 3770 | 14.4 | 0.6 | 0.6 | 0.6 | 0.6 | 0.6 | 0.6 | 0.6 | 0.6 | 0.6 | 0.6 | 0.6 | 0.6 | 0.6 | 0.6 | 0.6 | 0.6 | 0.6 | 0.6 | 0.6 | 0.6 | 0.6 | 0.6 | 0.6 | 0.6 | 0.6 | 4.8 | 0.2 | 0.2 | 0.2 | 0.2 | 0.2 | 0.2 | 0.2 | 0.2 | 0.2 | 0.2 | 0.2 | 0.2 | 0.2 | 0.2 | 0.2 | 0.2 | 0.2 | 0.2 | 0.2 | 0.2 | 0.2 | 0.2 | 0.2 | 0.2 | 0.2 | 0 | 0 | 0 | 0 | 0 | 0 | 0 | 0 | 0 | 0 | 0 | 0 | 0 | 0 | 0 | 0 | 0 | 0 | 0 | 0 | 0 | 0 | 0 | 0 | 0 | 0 | 0 | 0 | 0 | 0 | 0 | 0 | 0 | 0 | 0 | 0 | 0 | 0 | 0 | 0 | 0 | 0 | 0 | 0 | 0 | 0 | 0 | 0 | 16 | 0.66337 | 0.20792 | 0.079208 | 0.049505 | 0.76136 | 0 | 0 | 0 | 0 | 0 | 0 | 0 | 0 |  | 0.062 | 0.062 | 0.061896 | 0.061896 | 0.060889 | 0.062607 | 0.062607 | Health/Medical - Hospital - Kitchen and Food Preparation - Sat | 10 | 25 | 20 | 748.8 | 0 | 0 | 0 | 748.8 | 0 | 0 | 0 | 14.4 | 0 | 0 | 0 | 0 | 0 | 0 | 0 | 0 | 0 | 0 | 0 | 0 | 0 | 0 | 0 | 0 | 0 | 0 | 0 | 0 | 0 | 0 | 0 | 0 | 0 |  | 10.4 | 239.2 | 0 | 0 | 10.4 | 239.2 | 0 | 0 | 0.2 | 4.6 | 0 | 0 | 0 | 0 | 0 | 0 | 0 | 0 | 0 | 0 | 0 | 0 | 0 | 0 | 0 | 0 | 0 | 0 | 0 | 0 | 0 | 0 | 0 | 0
706 | 7 | 6 | 6 | 2 |  |  |  |  | Health/Medical - Hospital | Kitchen and Food Preparation | Health/Medical - Hospital - Kitchen and Food Preparation |  | Health/Medical - Hospital | Health/Medical - Hospital - Kitchen and Food Preparation | Hospital Kitchen | Sun | Open | 52 | 52 | 0.0074932 | 1.4833 | 1.4833 | 1.4833 | 1.4833 | 1.3961 | 1.3961 | 1.3961 | 0 | 0 | 0 | 0 | 0 | 0 | 0 | 8.3228 | 8.3228 | 8.3228 | 8.3228 | 7.8332 | 7.8332 | 7.8332 | 0 | 0 | 0 | 0 | 0 | 0 | 0 | 0 | 0 | 0 | 0 | 0 | 0 | 0 | 0 | 0 | 0 | 0 | 0 | 0 | 0 | 0 | 0 | 0 | 0 | 0 | 0 | 0 | 0 | 0 | 0 | 0 | 0 | 0 | 0 | 0.15974 | 0.15974 | 0.15974 | 0.15974 | 0.15034 | 0.15034 | 0.15034 | 0 | 0 | 0 | 0 | 0 | 0 | 0 | 0.29876 | 0.29876 | 0.29876 | 0.29876 | 0.28118 | 0.28118 | 0.28118 | 0 | 0 | 0 | 0 | 0 | 0 | 0 | 0 | 0 | 0 | 0 | 0 | 0 | 0 | 0 | 0 | 0 | 0 | 0 | 0 | 0 | 0 | 0 | 0 | 0 | 0 | 0 | 0 | 0 | 0 | 0 | 0 | 0 | 0 | 0 | Hospital Kitchen ILit Sun | Hospital Kitchen ILit all | 3770 | 60 | 60 | Hospital Kitchen ILit2 Sun | Hospital Kitchen ILit2 Sun | Hospital Kitchen ILit2 All | 3854 | 20 | 20 | 3770 | 14.4 | 0.6 | 0.6 | 0.6 | 0.6 | 0.6 | 0.6 | 0.6 | 0.6 | 0.6 | 0.6 | 0.6 | 0.6 | 0.6 | 0.6 | 0.6 | 0.6 | 0.6 | 0.6 | 0.6 | 0.6 | 0.6 | 0.6 | 0.6 | 0.6 | 0.6 | 4.8 | 0.2 | 0.2 | 0.2 | 0.2 | 0.2 | 0.2 | 0.2 | 0.2 | 0.2 | 0.2 | 0.2 | 0.2 | 0.2 | 0.2 | 0.2 | 0.2 | 0.2 | 0.2 | 0.2 | 0.2 | 0.2 | 0.2 | 0.2 | 0.2 | 0.2 | 0 | 0 | 0 | 0 | 0 | 0 | 0 | 0 | 0 | 0 | 0 | 0 | 0 | 0 | 0 | 0 | 0 | 0 | 0 | 0 | 0 | 0 | 0 | 0 | 0 | 0 | 0 | 0 | 0 | 0 | 0 | 0 | 0 | 0 | 0 | 0 | 0 | 0 | 0 | 0 | 0 | 0 | 0 | 0 | 0 | 0 | 0 | 0 | 16 | 0.66337 | 0.20792 | 0.079208 | 0.049505 | 0.76136 | 0 | 0 | 0 | 0 | 0 | 0 | 0 | 0 |  | 0.062 | 0.062 | 0.061896 | 0.061896 | 0.060889 | 0.062607 | 0.062607 | Health/Medical - Hospital - Kitchen and Food Preparation - Sun | 12 | 25 | 20 | 748.8 | 0 | 0 | 0 | 748.8 | 0 | 0 | 0 | 14.4 | 0 | 0 | 0 | 0 | 0 | 0 | 0 | 0 | 0 | 0 | 0 | 0 | 0 | 0 | 0 | 0 | 0 | 0 | 0 | 0 | 0 | 0 | 0 | 0 | 0 |  | 10.4 | 239.2 | 0 | 0 | 10.4 | 239.2 | 0 | 0 | 0.2 | 4.6 | 0 | 0 | 0 | 0 | 0 | 0 | 0 | 0 | 0 | 0 | 0 | 0 | 0 | 0 | 0 | 0 | 0 | 0 | 0 | 0 | 0 | 0 | 0 | 0
707 | 7 | 7 | 7 | 3 |  |  |  |  | Health/Medical - Hospital | Kitchen and Food Preparation | Health/Medical - Hospital - Kitchen and Food Preparation |  | Health/Medical - Hospital | Health/Medical - Hospital - Kitchen and Food Preparation | Hospital Kitchen | Hol | Open | 10 | 10 | 0.0074932 | 1.4833 | 1.4833 | 1.4833 | 1.4833 | 1.3961 | 1.3961 | 1.3961 | 0 | 0 | 0 | 0 | 0 | 0 | 0 | 1.6005 | 1.6005 | 1.6005 | 1.6005 | 1.5064 | 1.5064 | 1.5064 | 0 | 0 | 0 | 0 | 0 | 0 | 0 | 0 | 0 | 0 | 0 | 0 | 0 | 0 | 0 | 0 | 0 | 0 | 0 | 0 | 0 | 0 | 0 | 0 | 0 | 0 | 0 | 0 | 0 | 0 | 0 | 0 | 0 | 0 | 0 | 0.15974 | 0.15974 | 0.15974 | 0.15974 | 0.15034 | 0.15034 | 0.15034 | 0 | 0 | 0 | 0 | 0 | 0 | 0 | 0.057453 | 0.057453 | 0.057453 | 0.057453 | 0.054074 | 0.054074 | 0.054074 | 0 | 0 | 0 | 0 | 0 | 0 | 0 | 0 | 0 | 0 | 0 | 0 | 0 | 0 | 0 | 0 | 0 | 0 | 0 | 0 | 0 | 0 | 0 | 0 | 0 | 0 | 0 | 0 | 0 | 0 | 0 | 0 | 0 | 0 | 0 | Hospital Kitchen ILit Hol | Hospital Kitchen ILit all | 3770 | 60 | 60 | Hospital Kitchen ILit2 Hol | Hospital Kitchen ILit2 Hol | Hospital Kitchen ILit2 All | 3854 | 20 | 20 | 3770 | 14.4 | 0.6 | 0.6 | 0.6 | 0.6 | 0.6 | 0.6 | 0.6 | 0.6 | 0.6 | 0.6 | 0.6 | 0.6 | 0.6 | 0.6 | 0.6 | 0.6 | 0.6 | 0.6 | 0.6 | 0.6 | 0.6 | 0.6 | 0.6 | 0.6 | 0.6 | 4.8 | 0.2 | 0.2 | 0.2 | 0.2 | 0.2 | 0.2 | 0.2 | 0.2 | 0.2 | 0.2 | 0.2 | 0.2 | 0.2 | 0.2 | 0.2 | 0.2 | 0.2 | 0.2 | 0.2 | 0.2 | 0.2 | 0.2 | 0.2 | 0.2 | 0.2 | 0 | 0 | 0 | 0 | 0 | 0 | 0 | 0 | 0 | 0 | 0 | 0 | 0 | 0 | 0 | 0 | 0 | 0 | 0 | 0 | 0 | 0 | 0 | 0 | 0 | 0 | 0 | 0 | 0 | 0 | 0 | 0 | 0 | 0 | 0 | 0 | 0 | 0 | 0 | 0 | 0 | 0 | 0 | 0 | 0 | 0 | 0 | 0 | 16 | 0.66337 | 0.20792 | 0.079208 | 0.049505 | 0.76136 | 0 | 0 | 0 | 0 | 0 | 0 | 0 | 0 |  | 0.062 | 0.062 | 0.061896 | 0.061896 | 0.060889 | 0.062607 | 0.062607 | Health/Medical - Hospital - Kitchen and Food Preparation - Hol | 14 | 25 | 20 | 144 | 0 | 0 | 0 | 144 | 0 | 0 | 0 | 14.4 | 0 | 0 | 0 | 0 | 0 | 0 | 0 | 0 | 0 | 0 | 0 | 0 | 0 | 0 | 0 | 0 | 0 | 0 | 0 | 0 | 0 | 0 | 0 | 0 | 0 |  | 2 | 46 | 0 | 0 | 2 | 46 | 0 | 0 | 0.2 | 4.6 | 0 | 0 | 0 | 0 | 0 | 0 | 0 | 0 | 0 | 0 | 0 | 0 | 0 | 0 | 0 | 0 | 0 | 0 | 0 | 0 | 0 | 0 | 0 | 0
708 | 7 | 8 | 8 | 4 |  |  | Health/Medical - Hospital - Kitchen and Food Preparation | Health/Medical - Hospital - Kitchen and Food Preparation | Health/Medical - Hospital | Kitchen and Food Preparation | Health/Medical - Hospital - Kitchen and Food Preparation |  | Health/Medical - Hospital | Health/Medical - Hospital - Kitchen and Food Preparation | Hospital Kitchen | all | Open | 251 | 251 | 0.0074932 | 1.4833 | 1.4833 | 1.4833 | 1.4833 | 1.3961 | 1.3961 | 1.3961 | 0.011115 | 0.011115 | 0.011115 | 0.011115 | 0.010461 | 0.010461 | 0.010461 | 46.8691 | 46.8691 | 46.8691 | 46.8691 | 44.1121 | 44.1121 | 44.1121 | 0.0077804 | 0.0077804 | 0.0077804 | 0.0077804 | 0.0073227 | 0.0073227 | 0.0073227 | 5858.4 | 5858.4 | 5858.4 | 5858.4 | 5858.4 | 5858.4 | 5858.4 | 0 | 0 | 0 | 0 | 0 | 0 | 0 | 0.7 | 0.7 | 0.7 | 0.7 | 0.7 | 0.7 | 0.7 | 0 | 0 | 0 | 0 | 0 | 0 | 0 | 0.15974 | 0.15974 | 0.15974 | 0.15974 | 0.15034 | 0.15034 | 0.15034 | 0.0011969 | 0.0011969 | 0.0011969 | 0.0011969 | 0.0011265 | 0.0011265 | 0.0011265 | 4.6867 | 4.6867 | 4.6867 | 4.6867 | 4.4111 | 4.4111 | 4.4111 | 0.00077801 | 0.00077801 | 0.00077801 | 0.00077801 | 0.00073225 | 0.00073225 | 0.00073225 | 4462.8 | 4462.8 | 4462.8 | 4462.8 | 4462.8 | 4462.8 | 4462.8 | 0 | 0 | 0 | 0 | 0 | 0 | 0 | 0.65 | 0.65 | 0.65 | 0.65 | 0.65 | 0.65 | 0.65 | 0 | 0 | 0 | 0 | 0 | 0 | 0 | Hospital Kitchen ILit all | Hospital Kitchen ILit all | 3769 | 70 | 70 | Hospital Kitchen ILit2 all | Hospital Kitchen ILit2 all | Hospital Kitchen ILit2 All | 3853 | 65 | 65 | 3769 | 16.8 | 0.7 | 0.7 | 0.7 | 0.7 | 0.7 | 0.7 | 0.7 | 0.7 | 0.7 | 0.7 | 0.7 | 0.7 | 0.7 | 0.7 | 0.7 | 0.7 | 0.7 | 0.7 | 0.7 | 0.7 | 0.7 | 0.7 | 0.7 | 0.7 | 0.7 | 15.6 | 0.65 | 0.65 | 0.65 | 0.65 | 0.65 | 0.65 | 0.65 | 0.65 | 0.65 | 0.65 | 0.65 | 0.65 | 0.65 | 0.65 | 0.65 | 0.65 | 0.65 | 0.65 | 0.65 | 0.65 | 0.65 | 0.65 | 0.65 | 0.65 | 0.65 | 0 | 0 | 0 | 0 | 0 | 0 | 0 | 0 | 0 | 0 | 0 | 0 | 0 | 0 | 0 | 0 | 0 | 0 | 0 | 0 | 0 | 0 | 0 | 0 | 0 | 0 | 0 | 0 | 0 | 0 | 0 | 0 | 0 | 0 | 0 | 0 | 0 | 0 | 0 | 0 | 0 | 0 | 0 | 0 | 0 | 0 | 0 | 0 | 16 | 0.66337 | 0.20792 | 0.079208 | 0.049505 | 0.76136 | 0.10322 | 0.0011473 | 0.0011473 | 0.0011473 | 0.0011473 | 0.0010798 | 0.0010798 | 0.0010798 |  | 0.062 | 0.062 | 0.061896 | 0.061896 | 0.060889 | 0.062607 | 0.062607 | Health/Medical - Hospital - Kitchen and Food Preparation - all | 16 | 25 | 20 | 4216.8 | 0 | 4216.8 | 0 | 0 | 0 | 16.8 | 0 | 0 | 0 | 0 | 0 | 0 | 0 | 0 | 0 | 0 | 0 | 0 | 0 | 0 | 0 | 0 | 0 | 0 | 0 | 0 | 0 | 0 | 0 | 0 | 0 | 0 | 0 |  | 3915.6 | 0 | 3915.6 | 0 | 0 | 0 | 15.6 | 0 | 0 | 0 | 0 | 0 | 0 | 0 | 0 | 0 | 0 | 0 | 0 | 0 | 0 | 0 | 0 | 0 | 0 | 0 | 0 | 0 | 0 | 0 | 0 | 0 | 0 | 0
709 | 7 | 9 | 5 | 1 |  |  |  |  | Health/Medical - Hospital | Laboratory, Medical 12hr Treatment | Health/Medical - Hospital - Laboratory, Medical 12hr Treatment |  | Health/Medical - Hospital | Health/Medical - Hospital - Laboratory, Medical 12hr Treatment | Hospital Lab/Surgery/Out (12 hour) | Sat | Open | 52 | 52 | 0.17333 | 1.3088 | 1.3088 | 1.3088 | 1.3088 | 1.1343 | 1.1343 | 1.1343 | 0 | 0 | 0 | 0 | 0 | 0 | 0 | 113.2497 | 113.2497 | 113.2497 | 113.2497 | 98.1497 | 98.1497 | 98.1497 | 0 | 0 | 0 | 0 | 0 | 0 | 0 | 0 | 0 | 0 | 0 | 0 | 0 | 0 | 0 | 0 | 0 | 0 | 0 | 0 | 0 | 0 | 0 | 0 | 0 | 0 | 0 | 0 | 0 | 0 | 0 | 0 | 0 | 0 | 0 | 0.14094 | 0.14094 | 0.14094 | 0.14094 | 0.12215 | 0.12215 | 0.12215 | 0 | 0 | 0 | 0 | 0 | 0 | 0 | 9.909 | 9.909 | 9.909 | 9.909 | 8.5878 | 8.5878 | 8.5878 | 0 | 0 | 0 | 0 | 0 | 0 | 0 | 0 | 0 | 0 | 0 | 0 | 0 | 0 | 0 | 0 | 0 | 0 | 0 | 0 | 0 | 0 | 0 | 0 | 0 | 0 | 0 | 0 | 0 | 0 | 0 | 0 | 0 | 0 | 0 | Hospital Lab/Surgery/Out (12 hour) ILit Sat | Hospital Lab/Surgery/Out (12 hour) ILit all | 3775 | 30 | 50 | Hospital Lab/Surgery/Out (12 hour) ILit2 Sat | Hospital Lab/Surgery/Out (12 hour) ILit2 Sat | Hospital Lab/Surgery/Out (12 hour) ILit2 All | 3859 | 20 | 45 | 3775 | 9.6 | 0.5 | 0.3 | 0.3 | 0.3 | 0.3 | 0.3 | 0.3 | 0.3 | 0.3 | 0.5 | 0.5 | 0.5 | 0.5 | 0.5 | 0.5 | 0.5 | 0.5 | 0.5 | 0.5 | 0.5 | 0.5 | 0.3 | 0.3 | 0.3 | 0.3 | 7.8 | 0.45 | 0.2 | 0.2 | 0.2 | 0.2 | 0.2 | 0.2 | 0.2 | 0.2 | 0.45 | 0.45 | 0.45 | 0.45 | 0.45 | 0.45 | 0.45 | 0.45 | 0.45 | 0.45 | 0.45 | 0.45 | 0.2 | 0.2 | 0.2 | 0.2 | 0 | 0 | 0 | 0 | 0 | 0 | 0 | 0 | 1 | 1 | 1 | 1 | 1 | 1 | 1 | 1 | 1 | 1 | 1 | 1 | 0 | 0 | 0 | 0 | 0 | 0 | 0 | 0 | 0 | 0 | 0 | 0 | 1 | 1 | 1 | 1 | 1 | 1 | 1 | 1 | 1 | 1 | 1 | 1 | 0 | 0 | 0 | 0 | 16 | 0.66337 | 0.20792 | 0.079208 | 0.049505 | 0.76136 | 0 | 0 | 0 | 0 | 0 | 0 | 0 | 0 |  | 0.062 | 0.062 | 0.061896 | 0.061896 | 0.060889 | 0.062607 | 0.062607 | Health/Medical - Hospital - Laboratory, Medical 12hr Treatment - Sat | 10 | 25 | 20 | 499.2 | 0 | 0 | 0 | 499.2 | 0 | 0 | 0 | 9.6 | 0 | 0 | 0 | 0 | 0 | 0 | 0 | 0 | 0 | 0 | 0 | 0 | 0 | 0 | 0 | 0 | 0 | 0 | 0 | 0 | 0 | 0 | 0 | 0 | 0 |  | 10.4 | 395.2 | 0 | 0 | 10.4 | 395.2 | 0 | 0 | 0.2 | 7.6 | 0 | 0 | 0 | 0 | 0 | 0 | 0 | 0 | 0 | 0 | 0 | 0 | 0 | 0 | 0 | 0 | 0 | 0 | 0 | 0 | 0 | 0 | 0 | 0
710 | 7 | 10 | 6 | 2 |  |  |  |  | Health/Medical - Hospital | Laboratory, Medical 12hr Treatment | Health/Medical - Hospital - Laboratory, Medical 12hr Treatment |  | Health/Medical - Hospital | Health/Medical - Hospital - Laboratory, Medical 12hr Treatment | Hospital Lab/Surgery/Out (12 hour) | Sun | Open | 52 | 52 | 0.17333 | 1.3088 | 1.3088 | 1.3088 | 1.3088 | 1.1343 | 1.1343 | 1.1343 | 0 | 0 | 0 | 0 | 0 | 0 | 0 | 113.2497 | 113.2497 | 113.2497 | 113.2497 | 98.1497 | 98.1497 | 98.1497 | 0 | 0 | 0 | 0 | 0 | 0 | 0 | 0 | 0 | 0 | 0 | 0 | 0 | 0 | 0 | 0 | 0 | 0 | 0 | 0 | 0 | 0 | 0 | 0 | 0 | 0 | 0 | 0 | 0 | 0 | 0 | 0 | 0 | 0 | 0 | 0.14094 | 0.14094 | 0.14094 | 0.14094 | 0.12215 | 0.12215 | 0.12215 | 0 | 0 | 0 | 0 | 0 | 0 | 0 | 9.909 | 9.909 | 9.909 | 9.909 | 8.5878 | 8.5878 | 8.5878 | 0 | 0 | 0 | 0 | 0 | 0 | 0 | 0 | 0 | 0 | 0 | 0 | 0 | 0 | 0 | 0 | 0 | 0 | 0 | 0 | 0 | 0 | 0 | 0 | 0 | 0 | 0 | 0 | 0 | 0 | 0 | 0 | 0 | 0 | 0 | Hospital Lab/Surgery/Out (12 hour) ILit Sun | Hospital Lab/Surgery/Out (12 hour) ILit all | 3775 | 30 | 50 | Hospital Lab/Surgery/Out (12 hour) ILit2 Sun | Hospital Lab/Surgery/Out (12 hour) ILit2 Sun | Hospital Lab/Surgery/Out (12 hour) ILit2 All | 3859 | 20 | 45 | 3775 | 9.6 | 0.5 | 0.3 | 0.3 | 0.3 | 0.3 | 0.3 | 0.3 | 0.3 | 0.3 | 0.5 | 0.5 | 0.5 | 0.5 | 0.5 | 0.5 | 0.5 | 0.5 | 0.5 | 0.5 | 0.5 | 0.5 | 0.3 | 0.3 | 0.3 | 0.3 | 7.8 | 0.45 | 0.2 | 0.2 | 0.2 | 0.2 | 0.2 | 0.2 | 0.2 | 0.2 | 0.45 | 0.45 | 0.45 | 0.45 | 0.45 | 0.45 | 0.45 | 0.45 | 0.45 | 0.45 | 0.45 | 0.45 | 0.2 | 0.2 | 0.2 | 0.2 | 0 | 0 | 0 | 0 | 0 | 0 | 0 | 0 | 1 | 1 | 1 | 1 | 1 | 1 | 1 | 1 | 1 | 1 | 1 | 1 | 0 | 0 | 0 | 0 | 0 | 0 | 0 | 0 | 0 | 0 | 0 | 0 | 1 | 1 | 1 | 1 | 1 | 1 | 1 | 1 | 1 | 1 | 1 | 1 | 0 | 0 | 0 | 0 | 16 | 0.66337 | 0.20792 | 0.079208 | 0.049505 | 0.76136 | 0 | 0 | 0 | 0 | 0 | 0 | 0 | 0 |  | 0.062 | 0.062 | 0.061896 | 0.061896 | 0.060889 | 0.062607 | 0.062607 | Health/Medical - Hospital - Laboratory, Medical 12hr Treatment - Sun | 12 | 25 | 20 | 499.2 | 0 | 0 | 0 | 499.2 | 0 | 0 | 0 | 9.6 | 0 | 0 | 0 | 0 | 0 | 0 | 0 | 0 | 0 | 0 | 0 | 0 | 0 | 0 | 0 | 0 | 0 | 0 | 0 | 0 | 0 | 0 | 0 | 0 | 0 |  | 10.4 | 395.2 | 0 | 0 | 10.4 | 395.2 | 0 | 0 | 0.2 | 7.6 | 0 | 0 | 0 | 0 | 0 | 0 | 0 | 0 | 0 | 0 | 0 | 0 | 0 | 0 | 0 | 0 | 0 | 0 | 0 | 0 | 0 | 0 | 0 | 0
711 | 7 | 11 | 7 | 3 |  |  |  |  | Health/Medical - Hospital | Laboratory, Medical 12hr Treatment | Health/Medical - Hospital - Laboratory, Medical 12hr Treatment |  | Health/Medical - Hospital | Health/Medical - Hospital - Laboratory, Medical 12hr Treatment | Hospital Lab/Surgery/Out (12 hour) | Hol | Open | 10 | 10 | 0.17333 | 1.3088 | 1.3088 | 1.3088 | 1.3088 | 1.1343 | 1.1343 | 1.1343 | 0 | 0 | 0 | 0 | 0 | 0 | 0 | 21.7788 | 21.7788 | 21.7788 | 21.7788 | 18.8749 | 18.8749 | 18.8749 | 0 | 0 | 0 | 0 | 0 | 0 | 0 | 0 | 0 | 0 | 0 | 0 | 0 | 0 | 0 | 0 | 0 | 0 | 0 | 0 | 0 | 0 | 0 | 0 | 0 | 0 | 0 | 0 | 0 | 0 | 0 | 0 | 0 | 0 | 0 | 0.14094 | 0.14094 | 0.14094 | 0.14094 | 0.12215 | 0.12215 | 0.12215 | 0 | 0 | 0 | 0 | 0 | 0 | 0 | 1.9056 | 1.9056 | 1.9056 | 1.9056 | 1.6515 | 1.6515 | 1.6515 | 0 | 0 | 0 | 0 | 0 | 0 | 0 | 0 | 0 | 0 | 0 | 0 | 0 | 0 | 0 | 0 | 0 | 0 | 0 | 0 | 0 | 0 | 0 | 0 | 0 | 0 | 0 | 0 | 0 | 0 | 0 | 0 | 0 | 0 | 0 | Hospital Lab/Surgery/Out (12 hour) ILit Hol | Hospital Lab/Surgery/Out (12 hour) ILit all | 3775 | 30 | 50 | Hospital Lab/Surgery/Out (12 hour) ILit2 Hol | Hospital Lab/Surgery/Out (12 hour) ILit2 Hol | Hospital Lab/Surgery/Out (12 hour) ILit2 All | 3859 | 20 | 45 | 3775 | 9.6 | 0.5 | 0.3 | 0.3 | 0.3 | 0.3 | 0.3 | 0.3 | 0.3 | 0.3 | 0.5 | 0.5 | 0.5 | 0.5 | 0.5 | 0.5 | 0.5 | 0.5 | 0.5 | 0.5 | 0.5 | 0.5 | 0.3 | 0.3 | 0.3 | 0.3 | 7.8 | 0.45 | 0.2 | 0.2 | 0.2 | 0.2 | 0.2 | 0.2 | 0.2 | 0.2 | 0.45 | 0.45 | 0.45 | 0.45 | 0.45 | 0.45 | 0.45 | 0.45 | 0.45 | 0.45 | 0.45 | 0.45 | 0.2 | 0.2 | 0.2 | 0.2 | 0 | 0 | 0 | 0 | 0 | 0 | 0 | 0 | 1 | 1 | 1 | 1 | 1 | 1 | 1 | 1 | 1 | 1 | 1 | 1 | 0 | 0 | 0 | 0 | 0 | 0 | 0 | 0 | 0 | 0 | 0 | 0 | 1 | 1 | 1 | 1 | 1 | 1 | 1 | 1 | 1 | 1 | 1 | 1 | 0 | 0 | 0 | 0 | 16 | 0.66337 | 0.20792 | 0.079208 | 0.049505 | 0.76136 | 0 | 0 | 0 | 0 | 0 | 0 | 0 | 0 |  | 0.062 | 0.062 | 0.061896 | 0.061896 | 0.060889 | 0.062607 | 0.062607 | Health/Medical - Hospital - Laboratory, Medical 12hr Treatment - Hol | 14 | 25 | 20 | 96 | 0 | 0 | 0 | 96 | 0 | 0 | 0 | 9.6 | 0 | 0 | 0 | 0 | 0 | 0 | 0 | 0 | 0 | 0 | 0 | 0 | 0 | 0 | 0 | 0 | 0 | 0 | 0 | 0 | 0 | 0 | 0 | 0 | 0 |  | 2 | 76 | 0 | 0 | 2 | 76 | 0 | 0 | 0.2 | 7.6 | 0 | 0 | 0 | 0 | 0 | 0 | 0 | 0 | 0 | 0 | 0 | 0 | 0 | 0 | 0 | 0 | 0 | 0 | 0 | 0 | 0 | 0 | 0 | 0
712 | 7 | 12 | 8 | 4 |  |  | Health/Medical - Hospital - Laboratory, Medical 12hr Treatment | Health/Medical - Hospital - Laboratory, Medical 12hr Treatment | Health/Medical - Hospital | Laboratory, Medical 12hr Treatment | Health/Medical - Hospital - Laboratory, Medical 12hr Treatment |  | Health/Medical - Hospital | Health/Medical - Hospital - Laboratory, Medical 12hr Treatment | Hospital Lab/Surgery/Out (12 hour) | all | Open | 251 | 251 | 0.17333 | 1.3088 | 1.3088 | 1.3088 | 1.3088 | 1.1343 | 1.1343 | 1.1343 | 0.22686 | 0.22686 | 0.22686 | 0.22686 | 0.19661 | 0.19661 | 0.19661 | 717.4749 | 717.4749 | 717.4749 | 717.4749 | 621.8116 | 621.8116 | 621.8116 | 0.17015 | 0.17015 | 0.17015 | 0.17015 | 0.14746 | 0.14746 | 0.14746 | 4257 | 4257 | 4257 | 4257 | 4257 | 4257 | 4257 | 0 | 0 | 0 | 0 | 0 | 0 | 0 | 0.75 | 0.75 | 0.75 | 0.75 | 0.75 | 0.75 | 0.75 | 0 | 0 | 0 | 0 | 0 | 0 | 0 | 0.14094 | 0.14094 | 0.14094 | 0.14094 | 0.12215 | 0.12215 | 0.12215 | 0.02443 | 0.02443 | 0.02443 | 0.02443 | 0.021173 | 0.021173 | 0.021173 | 62.5469 | 62.5469 | 62.5469 | 62.5469 | 54.2074 | 54.2074 | 54.2074 | 0.01588 | 0.01588 | 0.01588 | 0.01588 | 0.013763 | 0.013763 | 0.013763 | 3449.4 | 3449.4 | 3449.4 | 3449.4 | 3449.4 | 3449.4 | 3449.4 | 0 | 0 | 0 | 0 | 0 | 0 | 0 | 0.65 | 0.65 | 0.65 | 0.65 | 0.65 | 0.65 | 0.65 | 0 | 0 | 0 | 0 | 0 | 0 | 0 | Hospital Lab/Surgery/Out (12 hour) ILit all | Hospital Lab/Surgery/Out (12 hour) ILit all | 3774 | 30 | 75 | Hospital Lab/Surgery/Out (12 hour) ILit2 all | Hospital Lab/Surgery/Out (12 hour) ILit2 all | Hospital Lab/Surgery/Out (12 hour) ILit2 All | 3858 | 20 | 65 | 3774 | 12.6 | 0.75 | 0.3 | 0.3 | 0.3 | 0.3 | 0.3 | 0.3 | 0.3 | 0.3 | 0.75 | 0.75 | 0.75 | 0.75 | 0.75 | 0.75 | 0.75 | 0.75 | 0.75 | 0.75 | 0.75 | 0.75 | 0.3 | 0.3 | 0.3 | 0.3 | 10.2 | 0.65 | 0.2 | 0.2 | 0.2 | 0.2 | 0.2 | 0.2 | 0.2 | 0.2 | 0.65 | 0.65 | 0.65 | 0.65 | 0.65 | 0.65 | 0.65 | 0.65 | 0.65 | 0.65 | 0.65 | 0.65 | 0.2 | 0.2 | 0.2 | 0.2 | 0 | 0 | 0 | 0 | 0 | 0 | 0 | 0 | 1 | 1 | 1 | 1 | 1 | 1 | 1 | 1 | 1 | 1 | 1 | 1 | 0 | 0 | 0 | 0 | 0 | 0 | 0 | 0 | 0 | 0 | 0 | 0 | 1 | 1 | 1 | 1 | 1 | 1 | 1 | 1 | 1 | 1 | 1 | 1 | 0 | 0 | 0 | 0 | 16 | 0.66337 | 0.20792 | 0.079208 | 0.049505 | 0.76136 | 0.10715 | 0.024308 | 0.024308 | 0.024308 | 0.024308 | 0.021067 | 0.021067 | 0.021067 |  | 0.062 | 0.062 | 0.061896 | 0.061896 | 0.060889 | 0.062607 | 0.062607 | Health/Medical - Hospital - Laboratory, Medical 12hr Treatment - all | 16 | 25 | 20 | 3162.6 | 0 | 3162.6 | 0 | 0 | 0 | 12.6 | 0 | 0 | 0 | 0 | 0 | 0 | 0 | 0 | 0 | 0 | 0 | 0 | 0 | 0 | 0 | 0 | 0 | 0 | 0 | 0 | 0 | 0 | 0 | 0 | 0 | 0 | 0 |  | 2560.2 | 0 | 2560.2 | 0 | 0 | 0 | 10.2 | 0 | 0 | 0 | 0 | 0 | 0 | 0 | 0 | 0 | 0 | 0 | 0 | 0 | 0 | 0 | 0 | 0 | 0 | 0 | 0 | 0 | 0 | 0 | 0 | 0 | 0 | 0
713 | 7 | 13 | 5 | 1 |  |  |  |  | Health/Medical - Hospital | Medical and Clinical Care - 24hr ICU | Health/Medical - Hospital - Medical and Clinical Care - 24hr ICU |  | Health/Medical - Hospital | Health/Medical - Hospital - Medical and Clinical Care - 24hr ICU | Hospital Intensive Care (24 hour) | Sat | Open | 52 | 52 | 0.058282 | 1.2216 | 1.2216 | 1.2216 | 1.2216 | 1.047 | 1.047 | 1.047 | 0 | 0 | 0 | 0 | 0 | 0 | 0 | 35.5403 | 35.5403 | 35.5403 | 35.5403 | 30.4631 | 30.4631 | 30.4631 | 0 | 0 | 0 | 0 | 0 | 0 | 0 | 0 | 0 | 0 | 0 | 0 | 0 | 0 | 0 | 0 | 0 | 0 | 0 | 0 | 0 | 0 | 0 | 0 | 0 | 0 | 0 | 0 | 0 | 0 | 0 | 0 | 0 | 0 | 0 | 0.13155 | 0.13155 | 0.13155 | 0.13155 | 0.11276 | 0.11276 | 0.11276 | 0 | 0 | 0 | 0 | 0 | 0 | 0 | 3.1097 | 3.1097 | 3.1097 | 3.1097 | 2.6654 | 2.6654 | 2.6654 | 0 | 0 | 0 | 0 | 0 | 0 | 0 | 0 | 0 | 0 | 0 | 0 | 0 | 0 | 0 | 0 | 0 | 0 | 0 | 0 | 0 | 0 | 0 | 0 | 0 | 0 | 0 | 0 | 0 | 0 | 0 | 0 | 0 | 0 | 0 | Hospital Intensive Care (24 hour) ILit Sat | Hospital Intensive Care (24 hour) ILit all | 3773 | 30 | 50 | Hospital Intensive Care (24 hour) ILit2 Sat | Hospital Intensive Care (24 hour) ILit2 Sat | Hospital Intensive Care (24 hour) ILit2 All | 3857 | 20 | 45 | 3773 | 9.6 | 0.5 | 0.3 | 0.3 | 0.3 | 0.3 | 0.3 | 0.3 | 0.3 | 0.3 | 0.5 | 0.5 | 0.5 | 0.5 | 0.5 | 0.5 | 0.5 | 0.5 | 0.5 | 0.5 | 0.5 | 0.5 | 0.3 | 0.3 | 0.3 | 0.3 | 7.8 | 0.45 | 0.2 | 0.2 | 0.2 | 0.2 | 0.2 | 0.2 | 0.2 | 0.2 | 0.45 | 0.45 | 0.45 | 0.45 | 0.45 | 0.45 | 0.45 | 0.45 | 0.45 | 0.45 | 0.45 | 0.45 | 0.2 | 0.2 | 0.2 | 0.2 | 0 | 0 | 0 | 0 | 0 | 0 | 0 | 0 | 1 | 1 | 1 | 1 | 1 | 1 | 1 | 1 | 1 | 1 | 1 | 1 | 0 | 0 | 0 | 0 | 0 | 0 | 0 | 0 | 0 | 0 | 0 | 0 | 1 | 1 | 1 | 1 | 1 | 1 | 1 | 1 | 1 | 1 | 1 | 1 | 0 | 0 | 0 | 0 | 0 | 0 | 0 | 0 | 0 | 0 | 0 | 0 | 0 | 0 | 0 | 0 | 0 | 0 |  | 0.062 | 0.062 | 0.061896 | 0.061896 | 0.060889 | 0.062607 | 0.062607 | Health/Medical - Hospital - Medical and Clinical Care - 24hr ICU - Sat | 10 | 25 | 20 | 499.2 | 0 | 0 | 0 | 499.2 | 0 | 0 | 0 | 9.6 | 0 | 0 | 0 | 0 | 0 | 0 | 0 | 0 | 0 | 0 | 0 | 0 | 0 | 0 | 0 | 0 | 0 | 0 | 0 | 0 | 0 | 0 | 0 | 0 | 0 |  | 10.4 | 395.2 | 0 | 0 | 10.4 | 395.2 | 0 | 0 | 0.2 | 7.6 | 0 | 0 | 0 | 0 | 0 | 0 | 0 | 0 | 0 | 0 | 0 | 0 | 0 | 0 | 0 | 0 | 0 | 0 | 0 | 0 | 0 | 0 | 0 | 0
714 | 7 | 14 | 6 | 2 |  |  |  |  | Health/Medical - Hospital | Medical and Clinical Care - 24hr ICU | Health/Medical - Hospital - Medical and Clinical Care - 24hr ICU |  | Health/Medical - Hospital | Health/Medical - Hospital - Medical and Clinical Care - 24hr ICU | Hospital Intensive Care (24 hour) | Sun | Open | 52 | 52 | 0.058282 | 1.2216 | 1.2216 | 1.2216 | 1.2216 | 1.047 | 1.047 | 1.047 | 0 | 0 | 0 | 0 | 0 | 0 | 0 | 35.5403 | 35.5403 | 35.5403 | 35.5403 | 30.4631 | 30.4631 | 30.4631 | 0 | 0 | 0 | 0 | 0 | 0 | 0 | 0 | 0 | 0 | 0 | 0 | 0 | 0 | 0 | 0 | 0 | 0 | 0 | 0 | 0 | 0 | 0 | 0 | 0 | 0 | 0 | 0 | 0 | 0 | 0 | 0 | 0 | 0 | 0 | 0.13155 | 0.13155 | 0.13155 | 0.13155 | 0.11276 | 0.11276 | 0.11276 | 0 | 0 | 0 | 0 | 0 | 0 | 0 | 3.1097 | 3.1097 | 3.1097 | 3.1097 | 2.6654 | 2.6654 | 2.6654 | 0 | 0 | 0 | 0 | 0 | 0 | 0 | 0 | 0 | 0 | 0 | 0 | 0 | 0 | 0 | 0 | 0 | 0 | 0 | 0 | 0 | 0 | 0 | 0 | 0 | 0 | 0 | 0 | 0 | 0 | 0 | 0 | 0 | 0 | 0 | Hospital Intensive Care (24 hour) ILit Sun | Hospital Intensive Care (24 hour) ILit all | 3773 | 30 | 50 | Hospital Intensive Care (24 hour) ILit2 Sun | Hospital Intensive Care (24 hour) ILit2 Sun | Hospital Intensive Care (24 hour) ILit2 All | 3857 | 20 | 45 | 3773 | 9.6 | 0.5 | 0.3 | 0.3 | 0.3 | 0.3 | 0.3 | 0.3 | 0.3 | 0.3 | 0.5 | 0.5 | 0.5 | 0.5 | 0.5 | 0.5 | 0.5 | 0.5 | 0.5 | 0.5 | 0.5 | 0.5 | 0.3 | 0.3 | 0.3 | 0.3 | 7.8 | 0.45 | 0.2 | 0.2 | 0.2 | 0.2 | 0.2 | 0.2 | 0.2 | 0.2 | 0.45 | 0.45 | 0.45 | 0.45 | 0.45 | 0.45 | 0.45 | 0.45 | 0.45 | 0.45 | 0.45 | 0.45 | 0.2 | 0.2 | 0.2 | 0.2 | 0 | 0 | 0 | 0 | 0 | 0 | 0 | 0 | 1 | 1 | 1 | 1 | 1 | 1 | 1 | 1 | 1 | 1 | 1 | 1 | 0 | 0 | 0 | 0 | 0 | 0 | 0 | 0 | 0 | 0 | 0 | 0 | 1 | 1 | 1 | 1 | 1 | 1 | 1 | 1 | 1 | 1 | 1 | 1 | 0 | 0 | 0 | 0 | 0 | 0 | 0 | 0 | 0 | 0 | 0 | 0 | 0 | 0 | 0 | 0 | 0 | 0 |  | 0.062 | 0.062 | 0.061896 | 0.061896 | 0.060889 | 0.062607 | 0.062607 | Health/Medical - Hospital - Medical and Clinical Care - 24hr ICU - Sun | 12 | 25 | 20 | 499.2 | 0 | 0 | 0 | 499.2 | 0 | 0 | 0 | 9.6 | 0 | 0 | 0 | 0 | 0 | 0 | 0 | 0 | 0 | 0 | 0 | 0 | 0 | 0 | 0 | 0 | 0 | 0 | 0 | 0 | 0 | 0 | 0 | 0 | 0 |  | 10.4 | 395.2 | 0 | 0 | 10.4 | 395.2 | 0 | 0 | 0.2 | 7.6 | 0 | 0 | 0 | 0 | 0 | 0 | 0 | 0 | 0 | 0 | 0 | 0 | 0 | 0 | 0 | 0 | 0 | 0 | 0 | 0 | 0 | 0 | 0 | 0
715 | 7 | 15 | 7 | 3 |  |  |  |  | Health/Medical - Hospital | Medical and Clinical Care - 24hr ICU | Health/Medical - Hospital - Medical and Clinical Care - 24hr ICU |  | Health/Medical - Hospital | Health/Medical - Hospital - Medical and Clinical Care - 24hr ICU | Hospital Intensive Care (24 hour) | Hol | Open | 10 | 10 | 0.058282 | 1.2216 | 1.2216 | 1.2216 | 1.2216 | 1.047 | 1.047 | 1.047 | 0 | 0 | 0 | 0 | 0 | 0 | 0 | 6.8347 | 6.8347 | 6.8347 | 6.8347 | 5.8583 | 5.8583 | 5.8583 | 0 | 0 | 0 | 0 | 0 | 0 | 0 | 0 | 0 | 0 | 0 | 0 | 0 | 0 | 0 | 0 | 0 | 0 | 0 | 0 | 0 | 0 | 0 | 0 | 0 | 0 | 0 | 0 | 0 | 0 | 0 | 0 | 0 | 0 | 0 | 0.13155 | 0.13155 | 0.13155 | 0.13155 | 0.11276 | 0.11276 | 0.11276 | 0 | 0 | 0 | 0 | 0 | 0 | 0 | 0.59801 | 0.59801 | 0.59801 | 0.59801 | 0.51258 | 0.51258 | 0.51258 | 0 | 0 | 0 | 0 | 0 | 0 | 0 | 0 | 0 | 0 | 0 | 0 | 0 | 0 | 0 | 0 | 0 | 0 | 0 | 0 | 0 | 0 | 0 | 0 | 0 | 0 | 0 | 0 | 0 | 0 | 0 | 0 | 0 | 0 | 0 | Hospital Intensive Care (24 hour) ILit Hol | Hospital Intensive Care (24 hour) ILit all | 3773 | 30 | 50 | Hospital Intensive Care (24 hour) ILit2 Hol | Hospital Intensive Care (24 hour) ILit2 Hol | Hospital Intensive Care (24 hour) ILit2 All | 3857 | 20 | 45 | 3773 | 9.6 | 0.5 | 0.3 | 0.3 | 0.3 | 0.3 | 0.3 | 0.3 | 0.3 | 0.3 | 0.5 | 0.5 | 0.5 | 0.5 | 0.5 | 0.5 | 0.5 | 0.5 | 0.5 | 0.5 | 0.5 | 0.5 | 0.3 | 0.3 | 0.3 | 0.3 | 7.8 | 0.45 | 0.2 | 0.2 | 0.2 | 0.2 | 0.2 | 0.2 | 0.2 | 0.2 | 0.45 | 0.45 | 0.45 | 0.45 | 0.45 | 0.45 | 0.45 | 0.45 | 0.45 | 0.45 | 0.45 | 0.45 | 0.2 | 0.2 | 0.2 | 0.2 | 0 | 0 | 0 | 0 | 0 | 0 | 0 | 0 | 1 | 1 | 1 | 1 | 1 | 1 | 1 | 1 | 1 | 1 | 1 | 1 | 0 | 0 | 0 | 0 | 0 | 0 | 0 | 0 | 0 | 0 | 0 | 0 | 1 | 1 | 1 | 1 | 1 | 1 | 1 | 1 | 1 | 1 | 1 | 1 | 0 | 0 | 0 | 0 | 0 | 0 | 0 | 0 | 0 | 0 | 0 | 0 | 0 | 0 | 0 | 0 | 0 | 0 |  | 0.062 | 0.062 | 0.061896 | 0.061896 | 0.060889 | 0.062607 | 0.062607 | Health/Medical - Hospital - Medical and Clinical Care - 24hr ICU - Hol | 14 | 25 | 20 | 96 | 0 | 0 | 0 | 96 | 0 | 0 | 0 | 9.6 | 0 | 0 | 0 | 0 | 0 | 0 | 0 | 0 | 0 | 0 | 0 | 0 | 0 | 0 | 0 | 0 | 0 | 0 | 0 | 0 | 0 | 0 | 0 | 0 | 0 |  | 2 | 76 | 0 | 0 | 2 | 76 | 0 | 0 | 0.2 | 7.6 | 0 | 0 | 0 | 0 | 0 | 0 | 0 | 0 | 0 | 0 | 0 | 0 | 0 | 0 | 0 | 0 | 0 | 0 | 0 | 0 | 0 | 0 | 0 | 0
716 | 7 | 16 | 8 | 4 |  |  | Health/Medical - Hospital - Medical and Clinical Care - 24hr ICU | Health/Medical - Hospital - Medical and Clinical Care - 24hr ICU | Health/Medical - Hospital | Medical and Clinical Care - 24hr ICU | Health/Medical - Hospital - Medical and Clinical Care - 24hr ICU |  | Health/Medical - Hospital | Health/Medical - Hospital - Medical and Clinical Care - 24hr ICU | Hospital Intensive Care (24 hour) | all | Open | 251 | 251 | 0.058282 | 1.2216 | 1.2216 | 1.2216 | 1.2216 | 1.047 | 1.047 | 1.047 | 0.071195 | 0.071195 | 0.071195 | 0.071195 | 0.061024 | 0.061024 | 0.061024 | 225.16 | 225.16 | 225.16 | 225.16 | 192.9943 | 192.9943 | 192.9943 | 0.053396 | 0.053396 | 0.053396 | 0.053396 | 0.045768 | 0.045768 | 0.045768 | 4257 | 4257 | 4257 | 4257 | 4257 | 4257 | 4257 | 0 | 0 | 0 | 0 | 0 | 0 | 0 | 0.75 | 0.75 | 0.75 | 0.75 | 0.75 | 0.75 | 0.75 | 0 | 0 | 0 | 0 | 0 | 0 | 0 | 0.13155 | 0.13155 | 0.13155 | 0.13155 | 0.11276 | 0.11276 | 0.11276 | 0.0076668 | 0.0076668 | 0.0076668 | 0.0076668 | 0.0065716 | 0.0065716 | 0.0065716 | 19.6287 | 19.6287 | 19.6287 | 19.6287 | 16.8246 | 16.8246 | 16.8246 | 0.0049834 | 0.0049834 | 0.0049834 | 0.0049834 | 0.0042715 | 0.0042715 | 0.0042715 | 3449.4 | 3449.4 | 3449.4 | 3449.4 | 3449.4 | 3449.4 | 3449.4 | 0 | 0 | 0 | 0 | 0 | 0 | 0 | 0.65 | 0.65 | 0.65 | 0.65 | 0.65 | 0.65 | 0.65 | 0 | 0 | 0 | 0 | 0 | 0 | 0 | Hospital Intensive Care (24 hour) ILit all | Hospital Intensive Care (24 hour) ILit all | 3772 | 30 | 75 | Hospital Intensive Care (24 hour) ILit2 all | Hospital Intensive Care (24 hour) ILit2 all | Hospital Intensive Care (24 hour) ILit2 All | 3856 | 20 | 65 | 3772 | 12.6 | 0.75 | 0.3 | 0.3 | 0.3 | 0.3 | 0.3 | 0.3 | 0.3 | 0.3 | 0.75 | 0.75 | 0.75 | 0.75 | 0.75 | 0.75 | 0.75 | 0.75 | 0.75 | 0.75 | 0.75 | 0.75 | 0.3 | 0.3 | 0.3 | 0.3 | 10.2 | 0.65 | 0.2 | 0.2 | 0.2 | 0.2 | 0.2 | 0.2 | 0.2 | 0.2 | 0.65 | 0.65 | 0.65 | 0.65 | 0.65 | 0.65 | 0.65 | 0.65 | 0.65 | 0.65 | 0.65 | 0.65 | 0.2 | 0.2 | 0.2 | 0.2 | 0 | 0 | 0 | 0 | 0 | 0 | 0 | 0 | 1 | 1 | 1 | 1 | 1 | 1 | 1 | 1 | 1 | 1 | 1 | 1 | 0 | 0 | 0 | 0 | 0 | 0 | 0 | 0 | 0 | 0 | 0 | 0 | 1 | 1 | 1 | 1 | 1 | 1 | 1 | 1 | 1 | 1 | 1 | 1 | 0 | 0 | 0 | 0 | 0 | 0 | 0 | 0 | 0 | 0 | 0 | 0 | 0 | 0 | 0 | 0 | 0 | 0 |  | 0.062 | 0.062 | 0.061896 | 0.061896 | 0.060889 | 0.062607 | 0.062607 | Health/Medical - Hospital - Medical and Clinical Care - 24hr ICU - all | 16 | 25 | 20 | 3162.6 | 0 | 3162.6 | 0 | 0 | 0 | 12.6 | 0 | 0 | 0 | 0 | 0 | 0 | 0 | 0 | 0 | 0 | 0 | 0 | 0 | 0 | 0 | 0 | 0 | 0 | 0 | 0 | 0 | 0 | 0 | 0 | 0 | 0 | 0 |  | 2560.2 | 0 | 2560.2 | 0 | 0 | 0 | 10.2 | 0 | 0 | 0 | 0 | 0 | 0 | 0 | 0 | 0 | 0 | 0 | 0 | 0 | 0 | 0 | 0 | 0 | 0 | 0 | 0 | 0 | 0 | 0 | 0 | 0 | 0 | 0
717 | 7 | 17 | 5 | 1 |  |  |  |  | Health/Medical - Hospital | Medical and Clinical Care - 24hr Support | Health/Medical - Hospital - Medical and Clinical Care - 24hr Support |  | Health/Medical - Hospital | Health/Medical - Hospital - Medical and Clinical Care - 24hr Support | Hospital Nursing Suprt (24 hour) | Sat | Open | 52 | 52 | 0.15999 | 1.2216 | 1.2216 | 1.2216 | 1.2216 | 1.047 | 1.047 | 1.047 | 0 | 0 | 0 | 0 | 0 | 0 | 0 | 219.52 | 219.52 | 219.52 | 219.52 | 188.16 | 188.16 | 188.16 | 0 | 0 | 0 | 0 | 0 | 0 | 0 | 0 | 0 | 0 | 0 | 0 | 0 | 0 | 0 | 0 | 0 | 0 | 0 | 0 | 0 | 0 | 0 | 0 | 0 | 0 | 0 | 0 | 0 | 0 | 0 | 0 | 0 | 0 | 0 | 0.13155 | 0.13155 | 0.13155 | 0.13155 | 0.11276 | 0.11276 | 0.11276 | 0 | 0 | 0 | 0 | 0 | 0 | 0 | 23.6398 | 23.6398 | 23.6398 | 23.6398 | 20.2627 | 20.2627 | 20.2627 | 0 | 0 | 0 | 0 | 0 | 0 | 0 | 0 | 0 | 0 | 0 | 0 | 0 | 0 | 0 | 0 | 0 | 0 | 0 | 0 | 0 | 0 | 0 | 0 | 0 | 0 | 0 | 0 | 0 | 0 | 0 | 0 | 0 | 0 | 0 | Hospital Nursing Suprt (24 hour) ILit Sat | Hospital Nursing Suprt (24 hour) ILit all | 3776 | 90 | 90 | Hospital Nursing Suprt (24 hour) ILit2 Sat | Hospital Nursing Suprt (24 hour) ILit Sat | Hospital Nursing Suprt (24 hour) ILit all | 3776 | 90 | 90 | 3776 | 21.6 | 0.9 | 0.9 | 0.9 | 0.9 | 0.9 | 0.9 | 0.9 | 0.9 | 0.9 | 0.9 | 0.9 | 0.9 | 0.9 | 0.9 | 0.9 | 0.9 | 0.9 | 0.9 | 0.9 | 0.9 | 0.9 | 0.9 | 0.9 | 0.9 | 0.9 | 21.6 | 0.9 | 0.9 | 0.9 | 0.9 | 0.9 | 0.9 | 0.9 | 0.9 | 0.9 | 0.9 | 0.9 | 0.9 | 0.9 | 0.9 | 0.9 | 0.9 | 0.9 | 0.9 | 0.9 | 0.9 | 0.9 | 0.9 | 0.9 | 0.9 | 0.9 | 0 | 0 | 0 | 0 | 0 | 0 | 0 | 0 | 0 | 0 | 0 | 0 | 0 | 0 | 0 | 0 | 0 | 0 | 0 | 0 | 0 | 0 | 0 | 0 | 0 | 0 | 0 | 0 | 0 | 0 | 0 | 0 | 0 | 0 | 0 | 0 | 0 | 0 | 0 | 0 | 0 | 0 | 0 | 0 | 0 | 0 | 0 | 0 | 0 | 0 | 0 | 0 | 0 | 0 | 0 | 0 | 0 | 0 | 0 | 0 | 0 | 0 |  | 0.062 | 0.062 | 0.061896 | 0.061896 | 0.060889 | 0.062607 | 0.062607 | Health/Medical - Hospital - Medical and Clinical Care - 24hr Support - Sat | 10 | 25 | 20 | 1123.2 | 0 | 0 | 0 | 1123.2 | 0 | 0 | 0 | 21.6 | 0 | 0 | 0 | 0 | 0 | 0 | 0 | 0 | 0 | 0 | 0 | 0 | 0 | 0 | 0 | 0 | 0 | 0 | 0 | 0 | 0 | 0 | 0 | 0 | 0 |  | 46.8 | 1076.4 | 0 | 0 | 46.8 | 1076.4 | 0 | 0 | 0.9 | 20.7 | 0 | 0 | 0 | 0 | 0 | 0 | 0 | 0 | 0 | 0 | 0 | 0 | 0 | 0 | 0 | 0 | 0 | 0 | 0 | 0 | 0 | 0 | 0 | 0
718 | 7 | 18 | 6 | 2 |  |  |  |  | Health/Medical - Hospital | Medical and Clinical Care - 24hr Support | Health/Medical - Hospital - Medical and Clinical Care - 24hr Support |  | Health/Medical - Hospital | Health/Medical - Hospital - Medical and Clinical Care - 24hr Support | Hospital Nursing Suprt (24 hour) | Sun | Open | 52 | 52 | 0.15999 | 1.2216 | 1.2216 | 1.2216 | 1.2216 | 1.047 | 1.047 | 1.047 | 0 | 0 | 0 | 0 | 0 | 0 | 0 | 219.52 | 219.52 | 219.52 | 219.52 | 188.16 | 188.16 | 188.16 | 0 | 0 | 0 | 0 | 0 | 0 | 0 | 0 | 0 | 0 | 0 | 0 | 0 | 0 | 0 | 0 | 0 | 0 | 0 | 0 | 0 | 0 | 0 | 0 | 0 | 0 | 0 | 0 | 0 | 0 | 0 | 0 | 0 | 0 | 0 | 0.13155 | 0.13155 | 0.13155 | 0.13155 | 0.11276 | 0.11276 | 0.11276 | 0 | 0 | 0 | 0 | 0 | 0 | 0 | 23.6398 | 23.6398 | 23.6398 | 23.6398 | 20.2627 | 20.2627 | 20.2627 | 0 | 0 | 0 | 0 | 0 | 0 | 0 | 0 | 0 | 0 | 0 | 0 | 0 | 0 | 0 | 0 | 0 | 0 | 0 | 0 | 0 | 0 | 0 | 0 | 0 | 0 | 0 | 0 | 0 | 0 | 0 | 0 | 0 | 0 | 0 | Hospital Nursing Suprt (24 hour) ILit Sun | Hospital Nursing Suprt (24 hour) ILit all | 3776 | 90 | 90 | Hospital Nursing Suprt (24 hour) ILit2 Sun | Hospital Nursing Suprt (24 hour) ILit Sun | Hospital Nursing Suprt (24 hour) ILit all | 3776 | 90 | 90 | 3776 | 21.6 | 0.9 | 0.9 | 0.9 | 0.9 | 0.9 | 0.9 | 0.9 | 0.9 | 0.9 | 0.9 | 0.9 | 0.9 | 0.9 | 0.9 | 0.9 | 0.9 | 0.9 | 0.9 | 0.9 | 0.9 | 0.9 | 0.9 | 0.9 | 0.9 | 0.9 | 21.6 | 0.9 | 0.9 | 0.9 | 0.9 | 0.9 | 0.9 | 0.9 | 0.9 | 0.9 | 0.9 | 0.9 | 0.9 | 0.9 | 0.9 | 0.9 | 0.9 | 0.9 | 0.9 | 0.9 | 0.9 | 0.9 | 0.9 | 0.9 | 0.9 | 0.9 | 0 | 0 | 0 | 0 | 0 | 0 | 0 | 0 | 0 | 0 | 0 | 0 | 0 | 0 | 0 | 0 | 0 | 0 | 0 | 0 | 0 | 0 | 0 | 0 | 0 | 0 | 0 | 0 | 0 | 0 | 0 | 0 | 0 | 0 | 0 | 0 | 0 | 0 | 0 | 0 | 0 | 0 | 0 | 0 | 0 | 0 | 0 | 0 | 0 | 0 | 0 | 0 | 0 | 0 | 0 | 0 | 0 | 0 | 0 | 0 | 0 | 0 |  | 0.062 | 0.062 | 0.061896 | 0.061896 | 0.060889 | 0.062607 | 0.062607 | Health/Medical - Hospital - Medical and Clinical Care - 24hr Support - Sun | 12 | 25 | 20 | 1123.2 | 0 | 0 | 0 | 1123.2 | 0 | 0 | 0 | 21.6 | 0 | 0 | 0 | 0 | 0 | 0 | 0 | 0 | 0 | 0 | 0 | 0 | 0 | 0 | 0 | 0 | 0 | 0 | 0 | 0 | 0 | 0 | 0 | 0 | 0 |  | 46.8 | 1076.4 | 0 | 0 | 46.8 | 1076.4 | 0 | 0 | 0.9 | 20.7 | 0 | 0 | 0 | 0 | 0 | 0 | 0 | 0 | 0 | 0 | 0 | 0 | 0 | 0 | 0 | 0 | 0 | 0 | 0 | 0 | 0 | 0 | 0 | 0
719 | 7 | 19 | 7 | 3 |  |  |  |  | Health/Medical - Hospital | Medical and Clinical Care - 24hr Support | Health/Medical - Hospital - Medical and Clinical Care - 24hr Support |  | Health/Medical - Hospital | Health/Medical - Hospital - Medical and Clinical Care - 24hr Support | Hospital Nursing Suprt (24 hour) | Hol | Open | 10 | 10 | 0.15999 | 1.2216 | 1.2216 | 1.2216 | 1.2216 | 1.047 | 1.047 | 1.047 | 0 | 0 | 0 | 0 | 0 | 0 | 0 | 42.2154 | 42.2154 | 42.2154 | 42.2154 | 36.1846 | 36.1846 | 36.1846 | 0 | 0 | 0 | 0 | 0 | 0 | 0 | 0 | 0 | 0 | 0 | 0 | 0 | 0 | 0 | 0 | 0 | 0 | 0 | 0 | 0 | 0 | 0 | 0 | 0 | 0 | 0 | 0 | 0 | 0 | 0 | 0 | 0 | 0 | 0 | 0.13155 | 0.13155 | 0.13155 | 0.13155 | 0.11276 | 0.11276 | 0.11276 | 0 | 0 | 0 | 0 | 0 | 0 | 0 | 4.5461 | 4.5461 | 4.5461 | 4.5461 | 3.8967 | 3.8967 | 3.8967 | 0 | 0 | 0 | 0 | 0 | 0 | 0 | 0 | 0 | 0 | 0 | 0 | 0 | 0 | 0 | 0 | 0 | 0 | 0 | 0 | 0 | 0 | 0 | 0 | 0 | 0 | 0 | 0 | 0 | 0 | 0 | 0 | 0 | 0 | 0 | Hospital Nursing Suprt (24 hour) ILit Hol | Hospital Nursing Suprt (24 hour) ILit all | 3776 | 90 | 90 | Hospital Nursing Suprt (24 hour) ILit2 Hol | Hospital Nursing Suprt (24 hour) ILit Hol | Hospital Nursing Suprt (24 hour) ILit all | 3776 | 90 | 90 | 3776 | 21.6 | 0.9 | 0.9 | 0.9 | 0.9 | 0.9 | 0.9 | 0.9 | 0.9 | 0.9 | 0.9 | 0.9 | 0.9 | 0.9 | 0.9 | 0.9 | 0.9 | 0.9 | 0.9 | 0.9 | 0.9 | 0.9 | 0.9 | 0.9 | 0.9 | 0.9 | 21.6 | 0.9 | 0.9 | 0.9 | 0.9 | 0.9 | 0.9 | 0.9 | 0.9 | 0.9 | 0.9 | 0.9 | 0.9 | 0.9 | 0.9 | 0.9 | 0.9 | 0.9 | 0.9 | 0.9 | 0.9 | 0.9 | 0.9 | 0.9 | 0.9 | 0.9 | 0 | 0 | 0 | 0 | 0 | 0 | 0 | 0 | 0 | 0 | 0 | 0 | 0 | 0 | 0 | 0 | 0 | 0 | 0 | 0 | 0 | 0 | 0 | 0 | 0 | 0 | 0 | 0 | 0 | 0 | 0 | 0 | 0 | 0 | 0 | 0 | 0 | 0 | 0 | 0 | 0 | 0 | 0 | 0 | 0 | 0 | 0 | 0 | 0 | 0 | 0 | 0 | 0 | 0 | 0 | 0 | 0 | 0 | 0 | 0 | 0 | 0 |  | 0.062 | 0.062 | 0.061896 | 0.061896 | 0.060889 | 0.062607 | 0.062607 | Health/Medical - Hospital - Medical and Clinical Care - 24hr Support - Hol | 14 | 25 | 20 | 216 | 0 | 0 | 0 | 216 | 0 | 0 | 0 | 21.6 | 0 | 0 | 0 | 0 | 0 | 0 | 0 | 0 | 0 | 0 | 0 | 0 | 0 | 0 | 0 | 0 | 0 | 0 | 0 | 0 | 0 | 0 | 0 | 0 | 0 |  | 9 | 207 | 0 | 0 | 9 | 207 | 0 | 0 | 0.9 | 20.7 | 0 | 0 | 0 | 0 | 0 | 0 | 0 | 0 | 0 | 0 | 0 | 0 | 0 | 0 | 0 | 0 | 0 | 0 | 0 | 0 | 0 | 0 | 0 | 0
720 | 7 | 20 | 8 | 4 |  |  | Health/Medical - Hospital - Medical and Clinical Care - 24hr Support | Health/Medical - Hospital - Medical and Clinical Care - 24hr Support | Health/Medical - Hospital | Medical and Clinical Care - 24hr Support | Health/Medical - Hospital - Medical and Clinical Care - 24hr Support |  | Health/Medical - Hospital | Health/Medical - Hospital - Medical and Clinical Care - 24hr Support | Hospital Nursing Suprt (24 hour) | all | Open | 251 | 251 | 0.15999 | 1.2216 | 1.2216 | 1.2216 | 1.2216 | 1.047 | 1.047 | 1.047 | 0.19544 | 0.19544 | 0.19544 | 0.19544 | 0.16752 | 0.16752 | 0.16752 | 1059.6061 | 1059.6061 | 1059.6061 | 1059.6061 | 908.2338 | 908.2338 | 908.2338 | 0.1759 | 0.1759 | 0.1759 | 0.1759 | 0.15077 | 0.15077 | 0.15077 | 7884 | 7884 | 7884 | 7884 | 7884 | 7884 | 7884 | 0 | 0 | 0 | 0 | 0 | 0 | 0 | 0.9 | 0.9 | 0.9 | 0.9 | 0.9 | 0.9 | 0.9 | 0 | 0 | 0 | 0 | 0 | 0 | 0 | 0.13155 | 0.13155 | 0.13155 | 0.13155 | 0.11276 | 0.11276 | 0.11276 | 0.021047 | 0.021047 | 0.021047 | 0.021047 | 0.01804 | 0.01804 | 0.01804 | 76.0717 | 76.0717 | 76.0717 | 76.0717 | 65.2043 | 65.2043 | 65.2043 | 0.012628 | 0.012628 | 0.012628 | 0.012628 | 0.010824 | 0.010824 | 0.010824 | 6076.8 | 6076.8 | 6076.8 | 6076.8 | 6076.8 | 6076.8 | 6076.8 | 0 | 0 | 0 | 0 | 0 | 0 | 0 | 0.6 | 0.6 | 0.6 | 0.6 | 0.6 | 0.6 | 0.6 | 0 | 0 | 0 | 0 | 0 | 0 | 0 | Hospital Nursing Suprt (24 hour) ILit all | Hospital Nursing Suprt (24 hour) ILit all | 3776 | 90 | 90 | Hospital Nursing Suprt (24 hour) ILit2 all | Hospital Nursing Suprt (24 hour) ILit2 all | Hospital Nursing Suprt (24 hour) ILit2 All | 3860 | 60 | 60 | 3776 | 21.6 | 0.9 | 0.9 | 0.9 | 0.9 | 0.9 | 0.9 | 0.9 | 0.9 | 0.9 | 0.9 | 0.9 | 0.9 | 0.9 | 0.9 | 0.9 | 0.9 | 0.9 | 0.9 | 0.9 | 0.9 | 0.9 | 0.9 | 0.9 | 0.9 | 0.9 | 14.4 | 0.6 | 0.6 | 0.6 | 0.6 | 0.6 | 0.6 | 0.6 | 0.6 | 0.6 | 0.6 | 0.6 | 0.6 | 0.6 | 0.6 | 0.6 | 0.6 | 0.6 | 0.6 | 0.6 | 0.6 | 0.6 | 0.6 | 0.6 | 0.6 | 0.6 | 0 | 0 | 0 | 0 | 0 | 0 | 0 | 0 | 0 | 0 | 0 | 0 | 0 | 0 | 0 | 0 | 0 | 0 | 0 | 0 | 0 | 0 | 0 | 0 | 0 | 0 | 0 | 0 | 0 | 0 | 0 | 0 | 0 | 0 | 0 | 0 | 0 | 0 | 0 | 0 | 0 | 0 | 0 | 0 | 0 | 0 | 0 | 0 | 0 | 0 | 0 | 0 | 0 | 0 | 0 | 0 | 0 | 0 | 0 | 0 | 0 | 0 |  | 0.062 | 0.062 | 0.061896 | 0.061896 | 0.060889 | 0.062607 | 0.062607 | Health/Medical - Hospital - Medical and Clinical Care - 24hr Support - all | 16 | 25 | 20 | 5421.6 | 0 | 5421.6 | 0 | 0 | 0 | 21.6 | 0 | 0 | 0 | 0 | 0 | 0 | 0 | 0 | 0 | 0 | 0 | 0 | 0 | 0 | 0 | 0 | 0 | 0 | 0 | 0 | 0 | 0 | 0 | 0 | 0 | 0 | 0 |  | 3614.4 | 0 | 3614.4 | 0 | 0 | 0 | 14.4 | 0 | 0 | 0 | 0 | 0 | 0 | 0 | 0 | 0 | 0 | 0 | 0 | 0 | 0 | 0 | 0 | 0 | 0 | 0 | 0 | 0 | 0 | 0 | 0 | 0 | 0 | 0
721 | 7 | 21 | 5 | 1 |  |  |  |  | Health/Medical - Hospital | Medical and Clinical Care - 24hr Wards/Isolation | Health/Medical - Hospital - Medical and Clinical Care - 24hr Wards/Isolation |  | Health/Medical - Hospital | Health/Medical - Hospital - Medical and Clinical Care - 24hr Wards/Isolation | Hospital Wards/Isolation (24 hour) | Sat | Open | 52 | 52 | 0.21999 | 1.2216 | 1.2216 | 1.2216 | 1.2216 | 1.047 | 1.047 | 1.047 | 0 | 0 | 0 | 0 | 0 | 0 | 0 | 198.81 | 198.81 | 198.81 | 198.81 | 170.4086 | 170.4086 | 170.4086 | 0 | 0 | 0 | 0 | 0 | 0 | 0 | 0 | 0 | 0 | 0 | 0 | 0 | 0 | 0 | 0 | 0 | 0 | 0 | 0 | 0 | 0 | 0 | 0 | 0 | 0 | 0 | 0 | 0 | 0 | 0 | 0 | 0 | 0 | 0 | 0.13155 | 0.13155 | 0.13155 | 0.13155 | 0.11276 | 0.11276 | 0.11276 | 0 | 0 | 0 | 0 | 0 | 0 | 0 | 21.4096 | 21.4096 | 21.4096 | 21.4096 | 18.3511 | 18.3511 | 18.3511 | 0 | 0 | 0 | 0 | 0 | 0 | 0 | 0 | 0 | 0 | 0 | 0 | 0 | 0 | 0 | 0 | 0 | 0 | 0 | 0 | 0 | 0 | 0 | 0 | 0 | 0 | 0 | 0 | 0 | 0 | 0 | 0 | 0 | 0 | 0 | Hospital Wards/Isolation (24 hour) ILit Sat | Hospital Wards/Isolation (24 hour) ILit all | 3771 | 30 | 75 | Hospital Wards/Isolation (24 hour) ILit2 Sat | Hospital Wards/Isolation (24 hour) ILit Sat | Hospital Wards/Isolation (24 hour) ILit all | 3771 | 30 | 75 | 3771 | 14.2269 | 0.75 | 0.3 | 0.3 | 0.3 | 0.3 | 0.3 | 0.47308 | 0.68077 | 0.75 | 0.75 | 0.75 | 0.75 | 0.75 | 0.75 | 0.75 | 0.75 | 0.75 | 0.75 | 0.75 | 0.75 | 0.75 | 0.75 | 0.47308 | 0.3 | 0.3 | 14.2269 | 0.75 | 0.3 | 0.3 | 0.3 | 0.3 | 0.3 | 0.47308 | 0.68077 | 0.75 | 0.75 | 0.75 | 0.75 | 0.75 | 0.75 | 0.75 | 0.75 | 0.75 | 0.75 | 0.75 | 0.75 | 0.75 | 0.75 | 0.47308 | 0.3 | 0.3 | 0 | 0 | 0 | 0 | 0 | 0.38462 | 0.84615 | 1 | 1 | 1 | 1 | 1 | 1 | 1 | 1 | 1 | 1 | 1 | 1 | 1 | 1 | 0.38462 | 0 | 0 | 0 | 0 | 0 | 0 | 0 | 0.38462 | 0.84615 | 1 | 1 | 1 | 1 | 1 | 1 | 1 | 1 | 1 | 1 | 1 | 1 | 1 | 1 | 0.38462 | 0 | 0 | 16 | 0.66337 | 0.20792 | 0.079208 | 0.049505 | 0.76136 | 0 | 0 | 0 | 0 | 0 | 0 | 0 | 0 |  | 0.062 | 0.062 | 0.061896 | 0.061896 | 0.060889 | 0.062607 | 0.062607 | Health/Medical - Hospital - Medical and Clinical Care - 24hr Wards/Isolation - Sat | 10 | 25 | 20 | 739.8 | 0 | 0 | 0 | 739.8 | 0 | 0 | 0 | 14.2269 | 0 | 0 | 0 | 0 | 0 | 0 | 0 | 0 | 0 | 0 | 0 | 0 | 0 | 0 | 0 | 0 | 0 | 0 | 0 | 0 | 0 | 0 | 0 | 0 | 0 |  | 35.4 | 704.4 | 0 | 0 | 35.4 | 704.4 | 0 | 0 | 0.68077 | 13.5462 | 0 | 0 | 0 | 0 | 0 | 0 | 0 | 0 | 0 | 0 | 0 | 0 | 0 | 0 | 0 | 0 | 0 | 0 | 0 | 0 | 0 | 0 | 0 | 0
722 | 7 | 22 | 6 | 2 |  |  |  |  | Health/Medical - Hospital | Medical and Clinical Care - 24hr Wards/Isolation | Health/Medical - Hospital - Medical and Clinical Care - 24hr Wards/Isolation |  | Health/Medical - Hospital | Health/Medical - Hospital - Medical and Clinical Care - 24hr Wards/Isolation | Hospital Wards/Isolation (24 hour) | Sun | Open | 52 | 52 | 0.21999 | 1.2216 | 1.2216 | 1.2216 | 1.2216 | 1.047 | 1.047 | 1.047 | 0 | 0 | 0 | 0 | 0 | 0 | 0 | 198.81 | 198.81 | 198.81 | 198.81 | 170.4086 | 170.4086 | 170.4086 | 0 | 0 | 0 | 0 | 0 | 0 | 0 | 0 | 0 | 0 | 0 | 0 | 0 | 0 | 0 | 0 | 0 | 0 | 0 | 0 | 0 | 0 | 0 | 0 | 0 | 0 | 0 | 0 | 0 | 0 | 0 | 0 | 0 | 0 | 0 | 0.13155 | 0.13155 | 0.13155 | 0.13155 | 0.11276 | 0.11276 | 0.11276 | 0 | 0 | 0 | 0 | 0 | 0 | 0 | 21.4096 | 21.4096 | 21.4096 | 21.4096 | 18.3511 | 18.3511 | 18.3511 | 0 | 0 | 0 | 0 | 0 | 0 | 0 | 0 | 0 | 0 | 0 | 0 | 0 | 0 | 0 | 0 | 0 | 0 | 0 | 0 | 0 | 0 | 0 | 0 | 0 | 0 | 0 | 0 | 0 | 0 | 0 | 0 | 0 | 0 | 0 | Hospital Wards/Isolation (24 hour) ILit Sun | Hospital Wards/Isolation (24 hour) ILit all | 3771 | 30 | 75 | Hospital Wards/Isolation (24 hour) ILit2 Sun | Hospital Wards/Isolation (24 hour) ILit Sun | Hospital Wards/Isolation (24 hour) ILit all | 3771 | 30 | 75 | 3771 | 14.2269 | 0.75 | 0.3 | 0.3 | 0.3 | 0.3 | 0.3 | 0.47308 | 0.68077 | 0.75 | 0.75 | 0.75 | 0.75 | 0.75 | 0.75 | 0.75 | 0.75 | 0.75 | 0.75 | 0.75 | 0.75 | 0.75 | 0.75 | 0.47308 | 0.3 | 0.3 | 14.2269 | 0.75 | 0.3 | 0.3 | 0.3 | 0.3 | 0.3 | 0.47308 | 0.68077 | 0.75 | 0.75 | 0.75 | 0.75 | 0.75 | 0.75 | 0.75 | 0.75 | 0.75 | 0.75 | 0.75 | 0.75 | 0.75 | 0.75 | 0.47308 | 0.3 | 0.3 | 0 | 0 | 0 | 0 | 0 | 0.38462 | 0.84615 | 1 | 1 | 1 | 1 | 1 | 1 | 1 | 1 | 1 | 1 | 1 | 1 | 1 | 1 | 0.38462 | 0 | 0 | 0 | 0 | 0 | 0 | 0 | 0.38462 | 0.84615 | 1 | 1 | 1 | 1 | 1 | 1 | 1 | 1 | 1 | 1 | 1 | 1 | 1 | 1 | 0.38462 | 0 | 0 | 16 | 0.66337 | 0.20792 | 0.079208 | 0.049505 | 0.76136 | 0 | 0 | 0 | 0 | 0 | 0 | 0 | 0 |  | 0.062 | 0.062 | 0.061896 | 0.061896 | 0.060889 | 0.062607 | 0.062607 | Health/Medical - Hospital - Medical and Clinical Care - 24hr Wards/Isolation - Sun | 12 | 25 | 20 | 739.8 | 0 | 0 | 0 | 739.8 | 0 | 0 | 0 | 14.2269 | 0 | 0 | 0 | 0 | 0 | 0 | 0 | 0 | 0 | 0 | 0 | 0 | 0 | 0 | 0 | 0 | 0 | 0 | 0 | 0 | 0 | 0 | 0 | 0 | 0 |  | 35.4 | 704.4 | 0 | 0 | 35.4 | 704.4 | 0 | 0 | 0.68077 | 13.5462 | 0 | 0 | 0 | 0 | 0 | 0 | 0 | 0 | 0 | 0 | 0 | 0 | 0 | 0 | 0 | 0 | 0 | 0 | 0 | 0 | 0 | 0 | 0 | 0
723 | 7 | 23 | 7 | 3 |  |  |  |  | Health/Medical - Hospital | Medical and Clinical Care - 24hr Wards/Isolation | Health/Medical - Hospital - Medical and Clinical Care - 24hr Wards/Isolation |  | Health/Medical - Hospital | Health/Medical - Hospital - Medical and Clinical Care - 24hr Wards/Isolation | Hospital Wards/Isolation (24 hour) | Hol | Open | 10 | 10 | 0.21999 | 1.2216 | 1.2216 | 1.2216 | 1.2216 | 1.047 | 1.047 | 1.047 | 0 | 0 | 0 | 0 | 0 | 0 | 0 | 38.2327 | 38.2327 | 38.2327 | 38.2327 | 32.7709 | 32.7709 | 32.7709 | 0 | 0 | 0 | 0 | 0 | 0 | 0 | 0 | 0 | 0 | 0 | 0 | 0 | 0 | 0 | 0 | 0 | 0 | 0 | 0 | 0 | 0 | 0 | 0 | 0 | 0 | 0 | 0 | 0 | 0 | 0 | 0 | 0 | 0 | 0 | 0.13155 | 0.13155 | 0.13155 | 0.13155 | 0.11276 | 0.11276 | 0.11276 | 0 | 0 | 0 | 0 | 0 | 0 | 0 | 4.1172 | 4.1172 | 4.1172 | 4.1172 | 3.5291 | 3.5291 | 3.5291 | 0 | 0 | 0 | 0 | 0 | 0 | 0 | 0 | 0 | 0 | 0 | 0 | 0 | 0 | 0 | 0 | 0 | 0 | 0 | 0 | 0 | 0 | 0 | 0 | 0 | 0 | 0 | 0 | 0 | 0 | 0 | 0 | 0 | 0 | 0 | Hospital Wards/Isolation (24 hour) ILit Hol | Hospital Wards/Isolation (24 hour) ILit all | 3771 | 30 | 75 | Hospital Wards/Isolation (24 hour) ILit2 Hol | Hospital Wards/Isolation (24 hour) ILit Hol | Hospital Wards/Isolation (24 hour) ILit all | 3771 | 30 | 75 | 3771 | 14.2269 | 0.75 | 0.3 | 0.3 | 0.3 | 0.3 | 0.3 | 0.47308 | 0.68077 | 0.75 | 0.75 | 0.75 | 0.75 | 0.75 | 0.75 | 0.75 | 0.75 | 0.75 | 0.75 | 0.75 | 0.75 | 0.75 | 0.75 | 0.47308 | 0.3 | 0.3 | 14.2269 | 0.75 | 0.3 | 0.3 | 0.3 | 0.3 | 0.3 | 0.47308 | 0.68077 | 0.75 | 0.75 | 0.75 | 0.75 | 0.75 | 0.75 | 0.75 | 0.75 | 0.75 | 0.75 | 0.75 | 0.75 | 0.75 | 0.75 | 0.47308 | 0.3 | 0.3 | 0 | 0 | 0 | 0 | 0 | 0.38462 | 0.84615 | 1 | 1 | 1 | 1 | 1 | 1 | 1 | 1 | 1 | 1 | 1 | 1 | 1 | 1 | 0.38462 | 0 | 0 | 0 | 0 | 0 | 0 | 0 | 0.38462 | 0.84615 | 1 | 1 | 1 | 1 | 1 | 1 | 1 | 1 | 1 | 1 | 1 | 1 | 1 | 1 | 0.38462 | 0 | 0 | 16 | 0.66337 | 0.20792 | 0.079208 | 0.049505 | 0.76136 | 0 | 0 | 0 | 0 | 0 | 0 | 0 | 0 |  | 0.062 | 0.062 | 0.061896 | 0.061896 | 0.060889 | 0.062607 | 0.062607 | Health/Medical - Hospital - Medical and Clinical Care - 24hr Wards/Isolation - Hol | 14 | 25 | 20 | 142.2692 | 0 | 0 | 0 | 142.2692 | 0 | 0 | 0 | 14.2269 | 0 | 0 | 0 | 0 | 0 | 0 | 0 | 0 | 0 | 0 | 0 | 0 | 0 | 0 | 0 | 0 | 0 | 0 | 0 | 0 | 0 | 0 | 0 | 0 | 0 |  | 6.8077 | 135.4615 | 0 | 0 | 6.8077 | 135.4615 | 0 | 0 | 0.68077 | 13.5462 | 0 | 0 | 0 | 0 | 0 | 0 | 0 | 0 | 0 | 0 | 0 | 0 | 0 | 0 | 0 | 0 | 0 | 0 | 0 | 0 | 0 | 0 | 0 | 0
724 | 7 | 24 | 8 | 4 |  |  | Health/Medical - Hospital - Medical and Clinical Care - 24hr Wards/Isolation | Health/Medical - Hospital - Medical and Clinical Care - 24hr Wards/Isolation | Health/Medical - Hospital | Medical and Clinical Care - 24hr Wards/Isolation | Health/Medical - Hospital - Medical and Clinical Care - 24hr Wards/Isolation |  | Health/Medical - Hospital | Health/Medical - Hospital - Medical and Clinical Care - 24hr Wards/Isolation | Hospital Wards/Isolation (24 hour) | all | Open | 251 | 251 | 0.21999 | 1.2216 | 1.2216 | 1.2216 | 1.2216 | 1.047 | 1.047 | 1.047 | 0.26873 | 0.26873 | 0.26873 | 0.26873 | 0.23034 | 0.23034 | 0.23034 | 959.6406 | 959.6406 | 959.6406 | 959.6406 | 822.5491 | 822.5491 | 822.5491 | 0.20155 | 0.20155 | 0.20155 | 0.20155 | 0.17276 | 0.17276 | 0.17276 | 5192.8269 | 5192.8269 | 5192.8269 | 5192.8269 | 5192.8269 | 5192.8269 | 5192.8269 | 0 | 0 | 0 | 0 | 0 | 0 | 0 | 0.75 | 0.75 | 0.75 | 0.75 | 0.75 | 0.75 | 0.75 | 0 | 0 | 0 | 0 | 0 | 0 | 0 | 0.13155 | 0.13155 | 0.13155 | 0.13155 | 0.11276 | 0.11276 | 0.11276 | 0.02894 | 0.02894 | 0.02894 | 0.02894 | 0.024805 | 0.024805 | 0.024805 | 85.9091 | 85.9091 | 85.9091 | 85.9091 | 73.6364 | 73.6364 | 73.6364 | 0.018811 | 0.018811 | 0.018811 | 0.018811 | 0.016124 | 0.016124 | 0.016124 | 4590.4269 | 4590.4269 | 4590.4269 | 4590.4269 | 4590.4269 | 4590.4269 | 4590.4269 | 0 | 0 | 0 | 0 | 0 | 0 | 0 | 0.65 | 0.65 | 0.65 | 0.65 | 0.65 | 0.65 | 0.65 | 0 | 0 | 0 | 0 | 0 | 0 | 0 | Hospital Wards/Isolation (24 hour) ILit all | Hospital Wards/Isolation (24 hour) ILit all | 3771 | 30 | 75 | Hospital Wards/Isolation (24 hour) ILit2 all | Hospital Wards/Isolation (24 hour) ILit2 all | Hospital Wards/Isolation (24 hour) ILit2 All | 3855 | 20 | 65 | 3771 | 14.2269 | 0.75 | 0.3 | 0.3 | 0.3 | 0.3 | 0.3 | 0.47308 | 0.68077 | 0.75 | 0.75 | 0.75 | 0.75 | 0.75 | 0.75 | 0.75 | 0.75 | 0.75 | 0.75 | 0.75 | 0.75 | 0.75 | 0.75 | 0.47308 | 0.3 | 0.3 | 11.8269 | 0.65 | 0.2 | 0.2 | 0.2 | 0.2 | 0.2 | 0.37308 | 0.58077 | 0.65 | 0.65 | 0.65 | 0.65 | 0.65 | 0.65 | 0.65 | 0.65 | 0.65 | 0.65 | 0.65 | 0.65 | 0.65 | 0.65 | 0.37308 | 0.2 | 0.2 | 0 | 0 | 0 | 0 | 0 | 0.38462 | 0.84615 | 1 | 1 | 1 | 1 | 1 | 1 | 1 | 1 | 1 | 1 | 1 | 1 | 1 | 1 | 0.38462 | 0 | 0 | 0 | 0 | 0 | 0 | 0 | 0.38462 | 0.84615 | 1 | 1 | 1 | 1 | 1 | 1 | 1 | 1 | 1 | 1 | 1 | 1 | 1 | 1 | 0.38462 | 0 | 0 | 16 | 0.66337 | 0.20792 | 0.079208 | 0.049505 | 0.76136 | 0.11576 | 0.031108 | 0.031108 | 0.031108 | 0.031108 | 0.026664 | 0.026664 | 0.026664 |  | 0.062 | 0.062 | 0.061896 | 0.061896 | 0.060889 | 0.062607 | 0.062607 | Health/Medical - Hospital - Medical and Clinical Care - 24hr Wards/Isolation - all | 16 | 25 | 20 | 3570.9577 | 0 | 3570.9577 | 0 | 0 | 0 | 14.2269 | 0 | 0 | 0 | 0 | 0 | 0 | 0 | 0 | 0 | 0 | 0 | 0 | 0 | 0 | 0 | 0 | 0 | 0 | 0 | 0 | 0 | 0 | 0 | 0 | 0 | 0 | 0 |  | 2968.5577 | 0 | 2968.5577 | 0 | 0 | 0 | 11.8269 | 0 | 0 | 0 | 0 | 0 | 0 | 0 | 0 | 0 | 0 | 0 | 0 | 0 | 0 | 0 | 0 | 0 | 0 | 0 | 0 | 0 | 0 | 0 | 0 | 0 | 0 | 0
725 | 7 | 25 | 5 | 1 |  |  |  |  | Health/Medical - Hospital | Office (General) - 12hr Admin | Health/Medical - Hospital - Office (General) - 12hr Admin |  | Health/Medical - Hospital | Health/Medical - Hospital - Office (General) - 12hr Admin | Hospital Admin/Office (12 hour) | Sat | Open | 52 | 52 | 0.11333 | 1.1343 | 1.1343 | 1.1343 | 1.1343 | 1.1343 | 0.91617 | 0.91617 | 0 | 0 | 0 | 0 | 0 | 0 | 0 | 64.1747 | 64.1747 | 64.1747 | 64.1747 | 64.1747 | 51.8334 | 51.8334 | 0 | 0 | 0 | 0 | 0 | 0 | 0 | 0 | 0 | 0 | 0 | 0 | 0 | 0 | 0 | 0 | 0 | 0 | 0 | 0 | 0 | 0 | 0 | 0 | 0 | 0 | 0 | 0 | 0 | 0 | 0 | 0 | 0 | 0 | 0 | 0.12215 | 0.12215 | 0.12215 | 0.12215 | 0.12215 | 0.098661 | 0.098661 | 0 | 0 | 0 | 0 | 0 | 0 | 0 | 5.6151 | 5.6151 | 5.6151 | 5.6151 | 5.6151 | 4.5353 | 4.5353 | 0 | 0 | 0 | 0 | 0 | 0 | 0 | 0 | 0 | 0 | 0 | 0 | 0 | 0 | 0 | 0 | 0 | 0 | 0 | 0 | 0 | 0 | 0 | 0 | 0 | 0 | 0 | 0 | 0 | 0 | 0 | 0 | 0 | 0 | 0 | Hospital Admin/Office (12 hour) ILit Sat | Hospital Admin/Office (12 hour) ILit all | 3768 | 30 | 50 | Hospital Admin/Office (12 hour) ILit2 Sat | Hospital Admin/Office (12 hour) ILit2 Sat | Hospital Admin/Office (12 hour) ILit2 All | 3852 | 20 | 45 | 3768 | 9.6 | 0.5 | 0.3 | 0.3 | 0.3 | 0.3 | 0.3 | 0.3 | 0.3 | 0.3 | 0.5 | 0.5 | 0.5 | 0.5 | 0.5 | 0.5 | 0.5 | 0.5 | 0.5 | 0.5 | 0.5 | 0.5 | 0.3 | 0.3 | 0.3 | 0.3 | 7.8 | 0.45 | 0.2 | 0.2 | 0.2 | 0.2 | 0.2 | 0.2 | 0.2 | 0.2 | 0.45 | 0.45 | 0.45 | 0.45 | 0.45 | 0.45 | 0.45 | 0.45 | 0.45 | 0.45 | 0.45 | 0.45 | 0.2 | 0.2 | 0.2 | 0.2 | 0 | 0 | 0 | 0 | 0 | 0 | 0 | 0 | 1 | 1 | 1 | 1 | 1 | 1 | 1 | 1 | 1 | 1 | 1 | 1 | 0 | 0 | 0 | 0 | 0 | 0 | 0 | 0 | 0 | 0 | 0 | 0 | 1 | 1 | 1 | 1 | 1 | 1 | 1 | 1 | 1 | 1 | 1 | 1 | 0 | 0 | 0 | 0 | 16 | 0.66337 | 0.20792 | 0.079208 | 0.049505 | 0.76136 | 0 | 0 | 0 | 0 | 0 | 0 | 0 | 0 |  | 0.062 | 0.062 | 0.061896 | 0.061896 | 0.060889 | 0.062607 | 0.062607 | Health/Medical - Hospital - Office (General) - 12hr Admin - Sat | 10 | 25 | 20 | 499.2 | 0 | 0 | 0 | 499.2 | 0 | 0 | 0 | 9.6 | 0 | 0 | 0 | 0 | 0 | 0 | 0 | 0 | 0 | 0 | 0 | 0 | 0 | 0 | 0 | 0 | 0 | 0 | 0 | 0 | 0 | 0 | 0 | 0 | 0 |  | 10.4 | 395.2 | 0 | 0 | 10.4 | 395.2 | 0 | 0 | 0.2 | 7.6 | 0 | 0 | 0 | 0 | 0 | 0 | 0 | 0 | 0 | 0 | 0 | 0 | 0 | 0 | 0 | 0 | 0 | 0 | 0 | 0 | 0 | 0 | 0 | 0
726 | 7 | 26 | 6 | 2 |  |  |  |  | Health/Medical - Hospital | Office (General) - 12hr Admin | Health/Medical - Hospital - Office (General) - 12hr Admin |  | Health/Medical - Hospital | Health/Medical - Hospital - Office (General) - 12hr Admin | Hospital Admin/Office (12 hour) | Sun | Open | 52 | 52 | 0.11333 | 1.1343 | 1.1343 | 1.1343 | 1.1343 | 1.1343 | 0.91617 | 0.91617 | 0 | 0 | 0 | 0 | 0 | 0 | 0 | 64.1747 | 64.1747 | 64.1747 | 64.1747 | 64.1747 | 51.8334 | 51.8334 | 0 | 0 | 0 | 0 | 0 | 0 | 0 | 0 | 0 | 0 | 0 | 0 | 0 | 0 | 0 | 0 | 0 | 0 | 0 | 0 | 0 | 0 | 0 | 0 | 0 | 0 | 0 | 0 | 0 | 0 | 0 | 0 | 0 | 0 | 0 | 0.12215 | 0.12215 | 0.12215 | 0.12215 | 0.12215 | 0.098661 | 0.098661 | 0 | 0 | 0 | 0 | 0 | 0 | 0 | 5.6151 | 5.6151 | 5.6151 | 5.6151 | 5.6151 | 4.5353 | 4.5353 | 0 | 0 | 0 | 0 | 0 | 0 | 0 | 0 | 0 | 0 | 0 | 0 | 0 | 0 | 0 | 0 | 0 | 0 | 0 | 0 | 0 | 0 | 0 | 0 | 0 | 0 | 0 | 0 | 0 | 0 | 0 | 0 | 0 | 0 | 0 | Hospital Admin/Office (12 hour) ILit Sun | Hospital Admin/Office (12 hour) ILit all | 3768 | 30 | 50 | Hospital Admin/Office (12 hour) ILit2 Sun | Hospital Admin/Office (12 hour) ILit2 Sun | Hospital Admin/Office (12 hour) ILit2 All | 3852 | 20 | 45 | 3768 | 9.6 | 0.5 | 0.3 | 0.3 | 0.3 | 0.3 | 0.3 | 0.3 | 0.3 | 0.3 | 0.5 | 0.5 | 0.5 | 0.5 | 0.5 | 0.5 | 0.5 | 0.5 | 0.5 | 0.5 | 0.5 | 0.5 | 0.3 | 0.3 | 0.3 | 0.3 | 7.8 | 0.45 | 0.2 | 0.2 | 0.2 | 0.2 | 0.2 | 0.2 | 0.2 | 0.2 | 0.45 | 0.45 | 0.45 | 0.45 | 0.45 | 0.45 | 0.45 | 0.45 | 0.45 | 0.45 | 0.45 | 0.45 | 0.2 | 0.2 | 0.2 | 0.2 | 0 | 0 | 0 | 0 | 0 | 0 | 0 | 0 | 1 | 1 | 1 | 1 | 1 | 1 | 1 | 1 | 1 | 1 | 1 | 1 | 0 | 0 | 0 | 0 | 0 | 0 | 0 | 0 | 0 | 0 | 0 | 0 | 1 | 1 | 1 | 1 | 1 | 1 | 1 | 1 | 1 | 1 | 1 | 1 | 0 | 0 | 0 | 0 | 16 | 0.66337 | 0.20792 | 0.079208 | 0.049505 | 0.76136 | 0 | 0 | 0 | 0 | 0 | 0 | 0 | 0 |  | 0.062 | 0.062 | 0.061896 | 0.061896 | 0.060889 | 0.062607 | 0.062607 | Health/Medical - Hospital - Office (General) - 12hr Admin - Sun | 12 | 25 | 20 | 499.2 | 0 | 0 | 0 | 499.2 | 0 | 0 | 0 | 9.6 | 0 | 0 | 0 | 0 | 0 | 0 | 0 | 0 | 0 | 0 | 0 | 0 | 0 | 0 | 0 | 0 | 0 | 0 | 0 | 0 | 0 | 0 | 0 | 0 | 0 |  | 10.4 | 395.2 | 0 | 0 | 10.4 | 395.2 | 0 | 0 | 0.2 | 7.6 | 0 | 0 | 0 | 0 | 0 | 0 | 0 | 0 | 0 | 0 | 0 | 0 | 0 | 0 | 0 | 0 | 0 | 0 | 0 | 0 | 0 | 0 | 0 | 0
727 | 7 | 27 | 7 | 3 |  |  |  |  | Health/Medical - Hospital | Office (General) - 12hr Admin | Health/Medical - Hospital - Office (General) - 12hr Admin |  | Health/Medical - Hospital | Health/Medical - Hospital - Office (General) - 12hr Admin | Hospital Admin/Office (12 hour) | Hol | Open | 10 | 10 | 0.11333 | 1.1343 | 1.1343 | 1.1343 | 1.1343 | 1.1343 | 0.91617 | 0.91617 | 0 | 0 | 0 | 0 | 0 | 0 | 0 | 12.3413 | 12.3413 | 12.3413 | 12.3413 | 12.3413 | 9.968 | 9.968 | 0 | 0 | 0 | 0 | 0 | 0 | 0 | 0 | 0 | 0 | 0 | 0 | 0 | 0 | 0 | 0 | 0 | 0 | 0 | 0 | 0 | 0 | 0 | 0 | 0 | 0 | 0 | 0 | 0 | 0 | 0 | 0 | 0 | 0 | 0 | 0.12215 | 0.12215 | 0.12215 | 0.12215 | 0.12215 | 0.098661 | 0.098661 | 0 | 0 | 0 | 0 | 0 | 0 | 0 | 1.0798 | 1.0798 | 1.0798 | 1.0798 | 1.0798 | 0.87217 | 0.87217 | 0 | 0 | 0 | 0 | 0 | 0 | 0 | 0 | 0 | 0 | 0 | 0 | 0 | 0 | 0 | 0 | 0 | 0 | 0 | 0 | 0 | 0 | 0 | 0 | 0 | 0 | 0 | 0 | 0 | 0 | 0 | 0 | 0 | 0 | 0 | Hospital Admin/Office (12 hour) ILit Hol | Hospital Admin/Office (12 hour) ILit all | 3768 | 30 | 50 | Hospital Admin/Office (12 hour) ILit2 Hol | Hospital Admin/Office (12 hour) ILit2 Hol | Hospital Admin/Office (12 hour) ILit2 All | 3852 | 20 | 45 | 3768 | 9.6 | 0.5 | 0.3 | 0.3 | 0.3 | 0.3 | 0.3 | 0.3 | 0.3 | 0.3 | 0.5 | 0.5 | 0.5 | 0.5 | 0.5 | 0.5 | 0.5 | 0.5 | 0.5 | 0.5 | 0.5 | 0.5 | 0.3 | 0.3 | 0.3 | 0.3 | 7.8 | 0.45 | 0.2 | 0.2 | 0.2 | 0.2 | 0.2 | 0.2 | 0.2 | 0.2 | 0.45 | 0.45 | 0.45 | 0.45 | 0.45 | 0.45 | 0.45 | 0.45 | 0.45 | 0.45 | 0.45 | 0.45 | 0.2 | 0.2 | 0.2 | 0.2 | 0 | 0 | 0 | 0 | 0 | 0 | 0 | 0 | 1 | 1 | 1 | 1 | 1 | 1 | 1 | 1 | 1 | 1 | 1 | 1 | 0 | 0 | 0 | 0 | 0 | 0 | 0 | 0 | 0 | 0 | 0 | 0 | 1 | 1 | 1 | 1 | 1 | 1 | 1 | 1 | 1 | 1 | 1 | 1 | 0 | 0 | 0 | 0 | 16 | 0.66337 | 0.20792 | 0.079208 | 0.049505 | 0.76136 | 0 | 0 | 0 | 0 | 0 | 0 | 0 | 0 |  | 0.062 | 0.062 | 0.061896 | 0.061896 | 0.060889 | 0.062607 | 0.062607 | Health/Medical - Hospital - Office (General) - 12hr Admin - Hol | 14 | 25 | 20 | 96 | 0 | 0 | 0 | 96 | 0 | 0 | 0 | 9.6 | 0 | 0 | 0 | 0 | 0 | 0 | 0 | 0 | 0 | 0 | 0 | 0 | 0 | 0 | 0 | 0 | 0 | 0 | 0 | 0 | 0 | 0 | 0 | 0 | 0 |  | 2 | 76 | 0 | 0 | 2 | 76 | 0 | 0 | 0.2 | 7.6 | 0 | 0 | 0 | 0 | 0 | 0 | 0 | 0 | 0 | 0 | 0 | 0 | 0 | 0 | 0 | 0 | 0 | 0 | 0 | 0 | 0 | 0 | 0 | 0
728 | 7 | 28 | 8 | 4 |  |  | Health/Medical - Hospital - Office (General) - 12hr Admin | Health/Medical - Hospital - Office (General) - 12hr Admin | Health/Medical - Hospital | Office (General) - 12hr Admin | Health/Medical - Hospital - Office (General) - 12hr Admin |  | Health/Medical - Hospital | Health/Medical - Hospital - Office (General) - 12hr Admin | Hospital Admin/Office (12 hour) | all | Open | 251 | 251 | 0.11333 | 1.1343 | 1.1343 | 1.1343 | 1.1343 | 1.1343 | 0.91617 | 0.91617 | 0.12856 | 0.12856 | 0.12856 | 0.12856 | 0.12856 | 0.10383 | 0.10383 | 464.6497 | 464.6497 | 464.6497 | 464.6497 | 464.6497 | 375.294 | 375.294 | 0.1157 | 0.1157 | 0.1157 | 0.1157 | 0.1157 | 0.09345 | 0.09345 | 4708.8 | 4708.8 | 4708.8 | 4708.8 | 4708.8 | 4708.8 | 4708.8 | 0 | 0 | 0 | 0 | 0 | 0 | 0 | 0.9 | 0.9 | 0.9 | 0.9 | 0.9 | 0.9 | 0.9 | 0 | 0 | 0 | 0 | 0 | 0 | 0 | 0.12215 | 0.12215 | 0.12215 | 0.12215 | 0.12215 | 0.098661 | 0.098661 | 0.013844 | 0.013844 | 0.013844 | 0.013844 | 0.013844 | 0.011182 | 0.011182 | 43.7828 | 43.7828 | 43.7828 | 43.7828 | 43.7828 | 35.363 | 35.363 | 0.011767 | 0.011767 | 0.011767 | 0.011767 | 0.011767 | 0.0095044 | 0.0095044 | 4051.8 | 4051.8 | 4051.8 | 4051.8 | 4051.8 | 4051.8 | 4051.8 | 0 | 0 | 0 | 0 | 0 | 0 | 0 | 0.85 | 0.85 | 0.85 | 0.85 | 0.85 | 0.85 | 0.85 | 0 | 0 | 0 | 0 | 0 | 0 | 0 | Hospital Admin/Office (12 hour) ILit all | Hospital Admin/Office (12 hour) ILit all | 3767 | 30 | 90 | Hospital Admin/Office (12 hour) ILit2 all | Hospital Admin/Office (12 hour) ILit2 all | Hospital Admin/Office (12 hour) ILit2 All | 3851 | 20 | 85 | 3767 | 14.4 | 0.9 | 0.3 | 0.3 | 0.3 | 0.3 | 0.3 | 0.3 | 0.3 | 0.3 | 0.9 | 0.9 | 0.9 | 0.9 | 0.9 | 0.9 | 0.9 | 0.9 | 0.9 | 0.9 | 0.9 | 0.9 | 0.3 | 0.3 | 0.3 | 0.3 | 12.6 | 0.85 | 0.2 | 0.2 | 0.2 | 0.2 | 0.2 | 0.2 | 0.2 | 0.2 | 0.85 | 0.85 | 0.85 | 0.85 | 0.85 | 0.85 | 0.85 | 0.85 | 0.85 | 0.85 | 0.85 | 0.85 | 0.2 | 0.2 | 0.2 | 0.2 | 0 | 0 | 0 | 0 | 0 | 0 | 0 | 0 | 1 | 1 | 1 | 1 | 1 | 1 | 1 | 1 | 1 | 1 | 1 | 1 | 0 | 0 | 0 | 0 | 0 | 0 | 0 | 0 | 0 | 0 | 0 | 0 | 1 | 1 | 1 | 1 | 1 | 1 | 1 | 1 | 1 | 1 | 1 | 1 | 0 | 0 | 0 | 0 | 16 | 0.66337 | 0.20792 | 0.079208 | 0.049505 | 0.76136 | 0.12445 | 0.015999 | 0.015999 | 0.015999 | 0.015999 | 0.015999 | 0.012922 | 0.012922 |  | 0.062 | 0.062 | 0.061896 | 0.061896 | 0.060889 | 0.062607 | 0.062607 | Health/Medical - Hospital - Office (General) - 12hr Admin - all | 16 | 25 | 20 | 3614.4 | 0 | 3614.4 | 0 | 0 | 0 | 14.4 | 0 | 0 | 0 | 0 | 0 | 0 | 0 | 0 | 0 | 0 | 0 | 0 | 0 | 0 | 0 | 0 | 0 | 0 | 0 | 0 | 0 | 0 | 0 | 0 | 0 | 0 | 0 |  | 3162.6 | 0 | 3162.6 | 0 | 0 | 0 | 12.6 | 0 | 0 | 0 | 0 | 0 | 0 | 0 | 0 | 0 | 0 | 0 | 0 | 0 | 0 | 0 | 0 | 0 | 0 | 0 | 0 | 0 | 0 | 0 | 0 | 0 | 0 | 0
729 | 7 | 29 | 5 | 1 |  |  |  |  | Health/Medical - Hospital | Office (General) - 24hr Facilities | Health/Medical - Hospital - Office (General) - 24hr Facilities |  | Health/Medical - Hospital | Health/Medical - Hospital - Office (General) - 24hr Facilities | Hospital Fac/Maint (24 hour) | Sat | Open | 52 | 52 | 0.25008 | 1.1343 | 1.1343 | 1.1343 | 1.1343 | 1.1343 | 0.91617 | 0.91617 | 0 | 0 | 0 | 0 | 0 | 0 | 0 | 123.907 | 123.907 | 123.907 | 123.907 | 123.907 | 100.0787 | 100.0787 | 0 | 0 | 0 | 0 | 0 | 0 | 0 | 0 | 0 | 0 | 0 | 0 | 0 | 0 | 0 | 0 | 0 | 0 | 0 | 0 | 0 | 0 | 0 | 0 | 0 | 0 | 0 | 0 | 0 | 0 | 0 | 0 | 0 | 0 | 0 | 0.12215 | 0.12215 | 0.12215 | 0.12215 | 0.12215 | 0.098661 | 0.098661 | 0 | 0 | 0 | 0 | 0 | 0 | 0 | 10.4841 | 10.4841 | 10.4841 | 10.4841 | 10.4841 | 8.4679 | 8.4679 | 0 | 0 | 0 | 0 | 0 | 0 | 0 | 0 | 0 | 0 | 0 | 0 | 0 | 0 | 0 | 0 | 0 | 0 | 0 | 0 | 0 | 0 | 0 | 0 | 0 | 0 | 0 | 0 | 0 | 0 | 0 | 0 | 0 | 0 | 0 | Hospital Fac/Maint (24 hour) ILit Sat | Hospital Fac/Maint (24 hour) ILit all | 3766 | 30 | 40 | Hospital Fac/Maint (24 hour) ILit2 Sat | Hospital Fac/Maint (24 hour) ILit2 Sat | Hospital Fac/Maint (24 hour) ILit2 All | 3850 | 20 | 35 | 3766 | 8.4 | 0.4 | 0.3 | 0.3 | 0.3 | 0.3 | 0.3 | 0.3 | 0.3 | 0.3 | 0.4 | 0.4 | 0.4 | 0.4 | 0.4 | 0.4 | 0.4 | 0.4 | 0.4 | 0.4 | 0.4 | 0.4 | 0.3 | 0.3 | 0.3 | 0.3 | 6.6 | 0.35 | 0.2 | 0.2 | 0.2 | 0.2 | 0.2 | 0.2 | 0.2 | 0.2 | 0.35 | 0.35 | 0.35 | 0.35 | 0.35 | 0.35 | 0.35 | 0.35 | 0.35 | 0.35 | 0.35 | 0.35 | 0.2 | 0.2 | 0.2 | 0.2 | 0 | 0 | 0 | 0 | 0 | 0 | 0 | 0 | 1 | 1 | 1 | 1 | 1 | 1 | 1 | 1 | 1 | 1 | 1 | 1 | 0 | 0 | 0 | 0 | 0 | 0 | 0 | 0 | 0 | 0 | 0 | 0 | 1 | 1 | 1 | 1 | 1 | 1 | 1 | 1 | 1 | 1 | 1 | 1 | 0 | 0 | 0 | 0 | 0 | 0 | 0 | 0 | 0 | 0 | 0 | 0 | 0 | 0 | 0 | 0 | 0 | 0 |  | 0.062 | 0.062 | 0.061896 | 0.061896 | 0.060889 | 0.062607 | 0.062607 | Health/Medical - Hospital - Office (General) - 24hr Facilities - Sat | 10 | 25 | 20 | 436.8 | 0 | 0 | 0 | 436.8 | 0 | 0 | 0 | 8.4 | 0 | 0 | 0 | 0 | 0 | 0 | 0 | 0 | 0 | 0 | 0 | 0 | 0 | 0 | 0 | 0 | 0 | 0 | 0 | 0 | 0 | 0 | 0 | 0 | 0 |  | 10.4 | 332.8 | 0 | 0 | 10.4 | 332.8 | 0 | 0 | 0.2 | 6.4 | 0 | 0 | 0 | 0 | 0 | 0 | 0 | 0 | 0 | 0 | 0 | 0 | 0 | 0 | 0 | 0 | 0 | 0 | 0 | 0 | 0 | 0 | 0 | 0
730 | 7 | 30 | 6 | 2 |  |  |  |  | Health/Medical - Hospital | Office (General) - 24hr Facilities | Health/Medical - Hospital - Office (General) - 24hr Facilities |  | Health/Medical - Hospital | Health/Medical - Hospital - Office (General) - 24hr Facilities | Hospital Fac/Maint (24 hour) | Sun | Open | 52 | 52 | 0.25008 | 1.1343 | 1.1343 | 1.1343 | 1.1343 | 1.1343 | 0.91617 | 0.91617 | 0 | 0 | 0 | 0 | 0 | 0 | 0 | 123.907 | 123.907 | 123.907 | 123.907 | 123.907 | 100.0787 | 100.0787 | 0 | 0 | 0 | 0 | 0 | 0 | 0 | 0 | 0 | 0 | 0 | 0 | 0 | 0 | 0 | 0 | 0 | 0 | 0 | 0 | 0 | 0 | 0 | 0 | 0 | 0 | 0 | 0 | 0 | 0 | 0 | 0 | 0 | 0 | 0 | 0.12215 | 0.12215 | 0.12215 | 0.12215 | 0.12215 | 0.098661 | 0.098661 | 0 | 0 | 0 | 0 | 0 | 0 | 0 | 10.4841 | 10.4841 | 10.4841 | 10.4841 | 10.4841 | 8.4679 | 8.4679 | 0 | 0 | 0 | 0 | 0 | 0 | 0 | 0 | 0 | 0 | 0 | 0 | 0 | 0 | 0 | 0 | 0 | 0 | 0 | 0 | 0 | 0 | 0 | 0 | 0 | 0 | 0 | 0 | 0 | 0 | 0 | 0 | 0 | 0 | 0 | Hospital Fac/Maint (24 hour) ILit Sun | Hospital Fac/Maint (24 hour) ILit all | 3766 | 30 | 40 | Hospital Fac/Maint (24 hour) ILit2 Sun | Hospital Fac/Maint (24 hour) ILit2 Sun | Hospital Fac/Maint (24 hour) ILit2 All | 3850 | 20 | 35 | 3766 | 8.4 | 0.4 | 0.3 | 0.3 | 0.3 | 0.3 | 0.3 | 0.3 | 0.3 | 0.3 | 0.4 | 0.4 | 0.4 | 0.4 | 0.4 | 0.4 | 0.4 | 0.4 | 0.4 | 0.4 | 0.4 | 0.4 | 0.3 | 0.3 | 0.3 | 0.3 | 6.6 | 0.35 | 0.2 | 0.2 | 0.2 | 0.2 | 0.2 | 0.2 | 0.2 | 0.2 | 0.35 | 0.35 | 0.35 | 0.35 | 0.35 | 0.35 | 0.35 | 0.35 | 0.35 | 0.35 | 0.35 | 0.35 | 0.2 | 0.2 | 0.2 | 0.2 | 0 | 0 | 0 | 0 | 0 | 0 | 0 | 0 | 1 | 1 | 1 | 1 | 1 | 1 | 1 | 1 | 1 | 1 | 1 | 1 | 0 | 0 | 0 | 0 | 0 | 0 | 0 | 0 | 0 | 0 | 0 | 0 | 1 | 1 | 1 | 1 | 1 | 1 | 1 | 1 | 1 | 1 | 1 | 1 | 0 | 0 | 0 | 0 | 0 | 0 | 0 | 0 | 0 | 0 | 0 | 0 | 0 | 0 | 0 | 0 | 0 | 0 |  | 0.062 | 0.062 | 0.061896 | 0.061896 | 0.060889 | 0.062607 | 0.062607 | Health/Medical - Hospital - Office (General) - 24hr Facilities - Sun | 12 | 25 | 20 | 436.8 | 0 | 0 | 0 | 436.8 | 0 | 0 | 0 | 8.4 | 0 | 0 | 0 | 0 | 0 | 0 | 0 | 0 | 0 | 0 | 0 | 0 | 0 | 0 | 0 | 0 | 0 | 0 | 0 | 0 | 0 | 0 | 0 | 0 | 0 |  | 10.4 | 332.8 | 0 | 0 | 10.4 | 332.8 | 0 | 0 | 0.2 | 6.4 | 0 | 0 | 0 | 0 | 0 | 0 | 0 | 0 | 0 | 0 | 0 | 0 | 0 | 0 | 0 | 0 | 0 | 0 | 0 | 0 | 0 | 0 | 0 | 0
731 | 7 | 31 | 7 | 3 |  |  |  |  | Health/Medical - Hospital | Office (General) - 24hr Facilities | Health/Medical - Hospital - Office (General) - 24hr Facilities |  | Health/Medical - Hospital | Health/Medical - Hospital - Office (General) - 24hr Facilities | Hospital Fac/Maint (24 hour) | Hol | Open | 10 | 10 | 0.25008 | 1.1343 | 1.1343 | 1.1343 | 1.1343 | 1.1343 | 0.91617 | 0.91617 | 0 | 0 | 0 | 0 | 0 | 0 | 0 | 23.8283 | 23.8283 | 23.8283 | 23.8283 | 23.8283 | 19.2459 | 19.2459 | 0 | 0 | 0 | 0 | 0 | 0 | 0 | 0 | 0 | 0 | 0 | 0 | 0 | 0 | 0 | 0 | 0 | 0 | 0 | 0 | 0 | 0 | 0 | 0 | 0 | 0 | 0 | 0 | 0 | 0 | 0 | 0 | 0 | 0 | 0 | 0.12215 | 0.12215 | 0.12215 | 0.12215 | 0.12215 | 0.098661 | 0.098661 | 0 | 0 | 0 | 0 | 0 | 0 | 0 | 2.0162 | 2.0162 | 2.0162 | 2.0162 | 2.0162 | 1.6284 | 1.6284 | 0 | 0 | 0 | 0 | 0 | 0 | 0 | 0 | 0 | 0 | 0 | 0 | 0 | 0 | 0 | 0 | 0 | 0 | 0 | 0 | 0 | 0 | 0 | 0 | 0 | 0 | 0 | 0 | 0 | 0 | 0 | 0 | 0 | 0 | 0 | Hospital Fac/Maint (24 hour) ILit Hol | Hospital Fac/Maint (24 hour) ILit all | 3766 | 30 | 40 | Hospital Fac/Maint (24 hour) ILit2 Hol | Hospital Fac/Maint (24 hour) ILit2 Hol | Hospital Fac/Maint (24 hour) ILit2 All | 3850 | 20 | 35 | 3766 | 8.4 | 0.4 | 0.3 | 0.3 | 0.3 | 0.3 | 0.3 | 0.3 | 0.3 | 0.3 | 0.4 | 0.4 | 0.4 | 0.4 | 0.4 | 0.4 | 0.4 | 0.4 | 0.4 | 0.4 | 0.4 | 0.4 | 0.3 | 0.3 | 0.3 | 0.3 | 6.6 | 0.35 | 0.2 | 0.2 | 0.2 | 0.2 | 0.2 | 0.2 | 0.2 | 0.2 | 0.35 | 0.35 | 0.35 | 0.35 | 0.35 | 0.35 | 0.35 | 0.35 | 0.35 | 0.35 | 0.35 | 0.35 | 0.2 | 0.2 | 0.2 | 0.2 | 0 | 0 | 0 | 0 | 0 | 0 | 0 | 0 | 1 | 1 | 1 | 1 | 1 | 1 | 1 | 1 | 1 | 1 | 1 | 1 | 0 | 0 | 0 | 0 | 0 | 0 | 0 | 0 | 0 | 0 | 0 | 0 | 1 | 1 | 1 | 1 | 1 | 1 | 1 | 1 | 1 | 1 | 1 | 1 | 0 | 0 | 0 | 0 | 0 | 0 | 0 | 0 | 0 | 0 | 0 | 0 | 0 | 0 | 0 | 0 | 0 | 0 |  | 0.062 | 0.062 | 0.061896 | 0.061896 | 0.060889 | 0.062607 | 0.062607 | Health/Medical - Hospital - Office (General) - 24hr Facilities - Hol | 14 | 25 | 20 | 84 | 0 | 0 | 0 | 84 | 0 | 0 | 0 | 8.4 | 0 | 0 | 0 | 0 | 0 | 0 | 0 | 0 | 0 | 0 | 0 | 0 | 0 | 0 | 0 | 0 | 0 | 0 | 0 | 0 | 0 | 0 | 0 | 0 | 0 |  | 2 | 64 | 0 | 0 | 2 | 64 | 0 | 0 | 0.2 | 6.4 | 0 | 0 | 0 | 0 | 0 | 0 | 0 | 0 | 0 | 0 | 0 | 0 | 0 | 0 | 0 | 0 | 0 | 0 | 0 | 0 | 0 | 0 | 0 | 0
732 | 7 | 32 | 8 | 4 | Health/Medical - Hospital | Health/Medical - Hospital | Health/Medical - Hospital - Office (General) - 24hr Facilities | Health/Medical - Hospital - Office (General) - 24hr Facilities | Health/Medical - Hospital | Office (General) - 24hr Facilities | Health/Medical - Hospital - Office (General) - 24hr Facilities |  | Health/Medical - Hospital | Health/Medical - Hospital - Office (General) - 24hr Facilities | Hospital Fac/Maint (24 hour) | all | Open | 251 | 251 | 0.25008 | 1.1343 | 1.1343 | 1.1343 | 1.1343 | 1.1343 | 0.91617 | 0.91617 | 0.28367 | 0.28367 | 0.28367 | 0.28367 | 0.28367 | 0.22912 | 0.22912 | 1110.7377 | 1110.7377 | 1110.7377 | 1110.7377 | 1110.7377 | 897.1343 | 897.1343 | 0.2553 | 0.2553 | 0.2553 | 0.2553 | 0.2553 | 0.20621 | 0.20621 | 4873.2 | 4873.2 | 4873.2 | 4873.2 | 4873.2 | 4873.2 | 4873.2 | 5289.4581 | 5289.4581 | 5288.0178 | 5288.0178 | 5262.9489 | 5297.2668 | 5297.2668 | 0.9 | 0.9 | 0.9 | 0.9 | 0.9 | 0.9 | 0.9 | 0.82402 | 0.82402 | 0.82433 | 0.82433 | 0.82782 | 0.8222 | 0.8222 | 0.12215 | 0.12215 | 0.12215 | 0.12215 | 0.12215 | 0.098661 | 0.098661 | 0.030548 | 0.030548 | 0.030548 | 0.030548 | 0.030548 | 0.024673 | 0.024673 | 105.8122 | 105.8122 | 105.8122 | 105.8122 | 105.8122 | 85.4637 | 85.4637 | 0.025966 | 0.025966 | 0.025966 | 0.025966 | 0.025966 | 0.020972 | 0.020972 | 4216.2 | 4216.2 | 4216.2 | 4216.2 | 4216.2 | 4216.2 | 4216.2 | 4400.6551 | 4400.6551 | 4400.4978 | 4400.4978 | 4386.2062 | 4403.4247 | 4403.4247 | 0.85 | 0.85 | 0.85 | 0.85 | 0.85 | 0.85 | 0.85 | 0.71014 | 0.71014 | 0.71029 | 0.71029 | 0.71746 | 0.70714 | 0.70714 | Hospital Fac/Maint (24 hour) ILit all | Hospital Fac/Maint (24 hour) ILit all | 3765 | 40 | 90 | Hospital Fac/Maint (24 hour) ILit2 all | Hospital Fac/Maint (24 hour) ILit2 all | Hospital Fac/Maint (24 hour) ILit2 All | 3849 | 30 | 85 | 3765 | 15.6 | 0.9 | 0.4 | 0.4 | 0.4 | 0.4 | 0.4 | 0.4 | 0.4 | 0.4 | 0.9 | 0.9 | 0.9 | 0.9 | 0.9 | 0.9 | 0.9 | 0.9 | 0.9 | 0.9 | 0.9 | 0.9 | 0.4 | 0.4 | 0.4 | 0.4 | 13.8 | 0.85 | 0.3 | 0.3 | 0.3 | 0.3 | 0.3 | 0.3 | 0.3 | 0.3 | 0.85 | 0.85 | 0.85 | 0.85 | 0.85 | 0.85 | 0.85 | 0.85 | 0.85 | 0.85 | 0.85 | 0.85 | 0.3 | 0.3 | 0.3 | 0.3 | 0 | 0 | 0 | 0 | 0 | 0 | 0 | 0 | 1 | 1 | 1 | 1 | 1 | 1 | 1 | 1 | 1 | 1 | 1 | 1 | 0 | 0 | 0 | 0 | 0 | 0 | 0 | 0 | 0 | 0 | 0 | 0 | 1 | 1 | 1 | 1 | 1 | 1 | 1 | 1 | 1 | 1 | 1 | 1 | 0 | 0 | 0 | 0 | 0 | 0 | 0 | 0 | 0 | 0 | 0 | 0 | 0 | 0 | 0 | 0 | 0 | 0 | Health/Medical - Hospital | 0.062 | 0.062 | 0.061896 | 0.061896 | 0.060889 | 0.062607 | 0.062607 | Health/Medical - Hospital - Office (General) - 24hr Facilities - all | 16 | 25 | 20 | 3915.6 | 0 | 3915.6 | 0 | 0 | 0 | 15.6 | 0 | 0 | 0 | 0 | 0 | 0 | 0 | 0 | 0 | 0 | 0 | 0 | 0 | 0 | 0 | 0 | 0 | 0 | 0 | 0 | 0 | 0 | 0 | 0 | 0 | 0 | 0 |  | 3463.8 | 0 | 3463.8 | 0 | 0 | 0 | 13.8 | 0 | 0 | 0 | 0 | 0 | 0 | 0 | 0 | 0 | 0 | 0 | 0 | 0 | 0 | 0 | 0 | 0 | 0 | 0 | 0 | 0 | 0 | 0 | 0 | 0 | 0 | 0
801 | 8 | 1 | 5 | 1 |  |  |  |  | Health/Medical - Nursing Home | Corridor | Health/Medical - Nursing Home - Corridor |  | Health/Medical - Nursing Home | Health/Medical - Nursing Home - Corridor | NursingHome Corridor | Sat | Open | 52 | 52 | 0.055475 | 0.33237 | 0.33237 | 0.24928 | 0.24928 | 0.24928 | 0.24928 | 0.24928 | 0 | 0 | 0 | 0 | 0 | 0 | 0 | 20.7098 | 20.7098 | 15.5323 | 15.5323 | 15.5323 | 15.5323 | 15.5323 | 0 | 0 | 0 | 0 | 0 | 0 | 0 | 0 | 0 | 0 | 0 | 0 | 0 | 0 | 0 | 0 | 0 | 0 | 0 | 0 | 0 | 0 | 0 | 0 | 0 | 0 | 0 | 0 | 0 | 0 | 0 | 0 | 0 | 0 | 0 | 0.42547 | 0.42547 | 0.3191 | 0.3191 | 0.3191 | 0.3191 | 0.3191 | 0 | 0 | 0 | 0 | 0 | 0 | 0 | 17.6737 | 17.6737 | 13.2553 | 13.2553 | 13.2553 | 13.2553 | 13.2553 | 0 | 0 | 0 | 0 | 0 | 0 | 0 | 0 | 0 | 0 | 0 | 0 | 0 | 0 | 0 | 0 | 0 | 0 | 0 | 0 | 0 | 0 | 0 | 0 | 0 | 0 | 0 | 0 | 0 | 0 | 0 | 0 | 0 | 0 | 0 | NursingHome Corridor ILit Sat | NursingHome Corridor ILit all | 2 | 90 | 90 | NursingHome Corridor ILit2 Sat | NursingHome Corridor ILit Sat | NursingHome Corridor ILit all | 2 | 60 | 60 | 2 | 21.6 | 0.9 | 0.9 | 0.9 | 0.9 | 0.9 | 0.9 | 0.9 | 0.9 | 0.9 | 0.9 | 0.9 | 0.9 | 0.9 | 0.9 | 0.9 | 0.9 | 0.9 | 0.9 | 0.9 | 0.9 | 0.9 | 0.9 | 0.9 | 0.9 | 0.9 | 14.4 | 0.6 | 0.6 | 0.6 | 0.6 | 0.6 | 0.6 | 0.6 | 0.6 | 0.6 | 0.6 | 0.6 | 0.6 | 0.6 | 0.6 | 0.6 | 0.6 | 0.6 | 0.6 | 0.6 | 0.6 | 0.6 | 0.6 | 0.6 | 0.6 | 0.6 | 0 | 0 | 0 | 0 | 0 | 0 | 0 | 0 | 0 | 0 | 0 | 0 | 0 | 0 | 0 | 0 | 0 | 0 | 0 | 0 | 0 | 0 | 0 | 0 | 0 | 0 | 0 | 0 | 0 | 0 | 0 | 0 | 0 | 0 | 0 | 0 | 0 | 0 | 0 | 0 | 0 | 0 | 0 | 0 | 0 | 0 | 0 | 0 | 16 | 0.66337 | 0.20792 | 0.079208 | 0.049505 | 0.76136 | 0 | 0 | 0 | 0 | 0 | 0 | 0 | 0 |  | 0.092925 | 0.092925 | 0.092218 | 0.092218 | 0.092167 | 0.090728 | 0.090728 | Health/Medical - Nursing Home - Corridor - Sat | 10 | 25 | 19 | 1123.2 | 0 | 0 | 0 | 1123.2 | 0 | 0 | 0 | 21.6 | 0 | 0 | 0 | 0 | 0 | 0 | 0 | 0 | 0 | 0 | 0 | 0 | 0 | 0 | 0 | 0 | 0 | 0 | 0 | 0 | 0 | 0 | 0 | 0 | 0 |  | 31.2 | 717.6 | 0 | 0 | 31.2 | 717.6 | 0 | 0 | 0.6 | 13.8 | 0 | 0 | 0 | 0 | 0 | 0 | 0 | 0 | 0 | 0 | 0 | 0 | 0 | 0 | 0 | 0 | 0 | 0 | 0 | 0 | 0 | 0 | 0 | 0
802 | 8 | 2 | 6 | 2 |  |  |  |  | Health/Medical - Nursing Home | Corridor | Health/Medical - Nursing Home - Corridor |  | Health/Medical - Nursing Home | Health/Medical - Nursing Home - Corridor | NursingHome Corridor | Sun | Open | 52 | 52 | 0.055475 | 0.33237 | 0.33237 | 0.24928 | 0.24928 | 0.24928 | 0.24928 | 0.24928 | 0 | 0 | 0 | 0 | 0 | 0 | 0 | 20.7098 | 20.7098 | 15.5323 | 15.5323 | 15.5323 | 15.5323 | 15.5323 | 0 | 0 | 0 | 0 | 0 | 0 | 0 | 0 | 0 | 0 | 0 | 0 | 0 | 0 | 0 | 0 | 0 | 0 | 0 | 0 | 0 | 0 | 0 | 0 | 0 | 0 | 0 | 0 | 0 | 0 | 0 | 0 | 0 | 0 | 0 | 0.42547 | 0.42547 | 0.3191 | 0.3191 | 0.3191 | 0.3191 | 0.3191 | 0 | 0 | 0 | 0 | 0 | 0 | 0 | 17.6737 | 17.6737 | 13.2553 | 13.2553 | 13.2553 | 13.2553 | 13.2553 | 0 | 0 | 0 | 0 | 0 | 0 | 0 | 0 | 0 | 0 | 0 | 0 | 0 | 0 | 0 | 0 | 0 | 0 | 0 | 0 | 0 | 0 | 0 | 0 | 0 | 0 | 0 | 0 | 0 | 0 | 0 | 0 | 0 | 0 | 0 | NursingHome Corridor ILit Sun | NursingHome Corridor ILit all | 2 | 90 | 90 | NursingHome Corridor ILit2 Sun | NursingHome Corridor ILit Sun | NursingHome Corridor ILit all | 2 | 60 | 60 | 2 | 21.6 | 0.9 | 0.9 | 0.9 | 0.9 | 0.9 | 0.9 | 0.9 | 0.9 | 0.9 | 0.9 | 0.9 | 0.9 | 0.9 | 0.9 | 0.9 | 0.9 | 0.9 | 0.9 | 0.9 | 0.9 | 0.9 | 0.9 | 0.9 | 0.9 | 0.9 | 14.4 | 0.6 | 0.6 | 0.6 | 0.6 | 0.6 | 0.6 | 0.6 | 0.6 | 0.6 | 0.6 | 0.6 | 0.6 | 0.6 | 0.6 | 0.6 | 0.6 | 0.6 | 0.6 | 0.6 | 0.6 | 0.6 | 0.6 | 0.6 | 0.6 | 0.6 | 0 | 0 | 0 | 0 | 0 | 0 | 0 | 0 | 0 | 0 | 0 | 0 | 0 | 0 | 0 | 0 | 0 | 0 | 0 | 0 | 0 | 0 | 0 | 0 | 0 | 0 | 0 | 0 | 0 | 0 | 0 | 0 | 0 | 0 | 0 | 0 | 0 | 0 | 0 | 0 | 0 | 0 | 0 | 0 | 0 | 0 | 0 | 0 | 16 | 0.66337 | 0.20792 | 0.079208 | 0.049505 | 0.76136 | 0 | 0 | 0 | 0 | 0 | 0 | 0 | 0 |  | 0.092925 | 0.092925 | 0.092218 | 0.092218 | 0.092167 | 0.090728 | 0.090728 | Health/Medical - Nursing Home - Corridor - Sun | 12 | 25 | 19 | 1123.2 | 0 | 0 | 0 | 1123.2 | 0 | 0 | 0 | 21.6 | 0 | 0 | 0 | 0 | 0 | 0 | 0 | 0 | 0 | 0 | 0 | 0 | 0 | 0 | 0 | 0 | 0 | 0 | 0 | 0 | 0 | 0 | 0 | 0 | 0 |  | 31.2 | 717.6 | 0 | 0 | 31.2 | 717.6 | 0 | 0 | 0.6 | 13.8 | 0 | 0 | 0 | 0 | 0 | 0 | 0 | 0 | 0 | 0 | 0 | 0 | 0 | 0 | 0 | 0 | 0 | 0 | 0 | 0 | 0 | 0 | 0 | 0
803 | 8 | 3 | 7 | 3 |  |  |  |  | Health/Medical - Nursing Home | Corridor | Health/Medical - Nursing Home - Corridor |  | Health/Medical - Nursing Home | Health/Medical - Nursing Home - Corridor | NursingHome Corridor | Hol | Open | 10 | 10 | 0.055475 | 0.33237 | 0.33237 | 0.24928 | 0.24928 | 0.24928 | 0.24928 | 0.24928 | 0 | 0 | 0 | 0 | 0 | 0 | 0 | 3.9827 | 3.9827 | 2.987 | 2.987 | 2.987 | 2.987 | 2.987 | 0 | 0 | 0 | 0 | 0 | 0 | 0 | 0 | 0 | 0 | 0 | 0 | 0 | 0 | 0 | 0 | 0 | 0 | 0 | 0 | 0 | 0 | 0 | 0 | 0 | 0 | 0 | 0 | 0 | 0 | 0 | 0 | 0 | 0 | 0 | 0.42547 | 0.42547 | 0.3191 | 0.3191 | 0.3191 | 0.3191 | 0.3191 | 0 | 0 | 0 | 0 | 0 | 0 | 0 | 3.3988 | 3.3988 | 2.5491 | 2.5491 | 2.5491 | 2.5491 | 2.5491 | 0 | 0 | 0 | 0 | 0 | 0 | 0 | 0 | 0 | 0 | 0 | 0 | 0 | 0 | 0 | 0 | 0 | 0 | 0 | 0 | 0 | 0 | 0 | 0 | 0 | 0 | 0 | 0 | 0 | 0 | 0 | 0 | 0 | 0 | 0 | NursingHome Corridor ILit Hol | NursingHome Corridor ILit all | 2 | 90 | 90 | NursingHome Corridor ILit2 Hol | NursingHome Corridor ILit Hol | NursingHome Corridor ILit all | 2 | 60 | 60 | 2 | 21.6 | 0.9 | 0.9 | 0.9 | 0.9 | 0.9 | 0.9 | 0.9 | 0.9 | 0.9 | 0.9 | 0.9 | 0.9 | 0.9 | 0.9 | 0.9 | 0.9 | 0.9 | 0.9 | 0.9 | 0.9 | 0.9 | 0.9 | 0.9 | 0.9 | 0.9 | 14.4 | 0.6 | 0.6 | 0.6 | 0.6 | 0.6 | 0.6 | 0.6 | 0.6 | 0.6 | 0.6 | 0.6 | 0.6 | 0.6 | 0.6 | 0.6 | 0.6 | 0.6 | 0.6 | 0.6 | 0.6 | 0.6 | 0.6 | 0.6 | 0.6 | 0.6 | 0 | 0 | 0 | 0 | 0 | 0 | 0 | 0 | 0 | 0 | 0 | 0 | 0 | 0 | 0 | 0 | 0 | 0 | 0 | 0 | 0 | 0 | 0 | 0 | 0 | 0 | 0 | 0 | 0 | 0 | 0 | 0 | 0 | 0 | 0 | 0 | 0 | 0 | 0 | 0 | 0 | 0 | 0 | 0 | 0 | 0 | 0 | 0 | 16 | 0.66337 | 0.20792 | 0.079208 | 0.049505 | 0.76136 | 0 | 0 | 0 | 0 | 0 | 0 | 0 | 0 |  | 0.092925 | 0.092925 | 0.092218 | 0.092218 | 0.092167 | 0.090728 | 0.090728 | Health/Medical - Nursing Home - Corridor - Hol | 14 | 25 | 19 | 216 | 0 | 0 | 0 | 216 | 0 | 0 | 0 | 21.6 | 0 | 0 | 0 | 0 | 0 | 0 | 0 | 0 | 0 | 0 | 0 | 0 | 0 | 0 | 0 | 0 | 0 | 0 | 0 | 0 | 0 | 0 | 0 | 0 | 0 |  | 6 | 138 | 0 | 0 | 6 | 138 | 0 | 0 | 0.6 | 13.8 | 0 | 0 | 0 | 0 | 0 | 0 | 0 | 0 | 0 | 0 | 0 | 0 | 0 | 0 | 0 | 0 | 0 | 0 | 0 | 0 | 0 | 0 | 0 | 0
804 | 8 | 4 | 8 | 4 |  |  | Health/Medical - Nursing Home - Corridor | Health/Medical - Nursing Home - Corridor | Health/Medical - Nursing Home | Corridor | Health/Medical - Nursing Home - Corridor |  | Health/Medical - Nursing Home | Health/Medical - Nursing Home - Corridor | NursingHome Corridor | all | Open | 251 | 251 | 0.055475 | 0.33237 | 0.33237 | 0.24928 | 0.24928 | 0.24928 | 0.24928 | 0.24928 | 0.018438 | 0.018438 | 0.013829 | 0.013829 | 0.013829 | 0.013829 | 0.013829 | 99.9646 | 99.9646 | 74.9734 | 74.9734 | 74.9734 | 74.9734 | 74.9734 | 0.016594 | 0.016594 | 0.012446 | 0.012446 | 0.012446 | 0.012446 | 0.012446 | 7884 | 7884 | 7884 | 7884 | 7884 | 7884 | 7884 | 0 | 0 | 0 | 0 | 0 | 0 | 0 | 0.9 | 0.9 | 0.9 | 0.9 | 0.9 | 0.9 | 0.9 | 0 | 0 | 0 | 0 | 0 | 0 | 0 | 0.42547 | 0.42547 | 0.3191 | 0.3191 | 0.3191 | 0.3191 | 0.3191 | 0.023603 | 0.023603 | 0.017702 | 0.017702 | 0.017702 | 0.017702 | 0.017702 | 85.3098 | 85.3098 | 63.9823 | 63.9823 | 63.9823 | 63.9823 | 63.9823 | 0.014162 | 0.014162 | 0.010621 | 0.010621 | 0.010621 | 0.010621 | 0.010621 | 5256 | 5256 | 5256 | 5256 | 5256 | 5256 | 5256 | 0 | 0 | 0 | 0 | 0 | 0 | 0 | 0.6 | 0.6 | 0.6 | 0.6 | 0.6 | 0.6 | 0.6 | 0 | 0 | 0 | 0 | 0 | 0 | 0 | NursingHome Corridor ILit all | NursingHome Corridor ILit all | 2 | 90 | 90 | NursingHome Corridor ILit2 all | NursingHome Corridor ILit all | NursingHome Corridor ILit all | 2 | 60 | 60 | 2 | 21.6 | 0.9 | 0.9 | 0.9 | 0.9 | 0.9 | 0.9 | 0.9 | 0.9 | 0.9 | 0.9 | 0.9 | 0.9 | 0.9 | 0.9 | 0.9 | 0.9 | 0.9 | 0.9 | 0.9 | 0.9 | 0.9 | 0.9 | 0.9 | 0.9 | 0.9 | 14.4 | 0.6 | 0.6 | 0.6 | 0.6 | 0.6 | 0.6 | 0.6 | 0.6 | 0.6 | 0.6 | 0.6 | 0.6 | 0.6 | 0.6 | 0.6 | 0.6 | 0.6 | 0.6 | 0.6 | 0.6 | 0.6 | 0.6 | 0.6 | 0.6 | 0.6 | 0 | 0 | 0 | 0 | 0 | 0 | 0 | 0 | 0 | 0 | 0 | 0 | 0 | 0 | 0 | 0 | 0 | 0 | 0 | 0 | 0 | 0 | 0 | 0 | 0 | 0 | 0 | 0 | 0 | 0 | 0 | 0 | 0 | 0 | 0 | 0 | 0 | 0 | 0 | 0 | 0 | 0 | 0 | 0 | 0 | 0 | 0 | 0 | 16 | 0.66337 | 0.20792 | 0.079208 | 0.049505 | 0.76136 | 0.13891 | 0.0025613 | 0.0025613 | 0.0019209 | 0.0019209 | 0.0019209 | 0.0019209 | 0.0019209 |  | 0.092925 | 0.092925 | 0.092218 | 0.092218 | 0.092167 | 0.090728 | 0.090728 | Health/Medical - Nursing Home - Corridor - all | 16 | 25 | 19 | 5421.6 | 0 | 5421.6 | 0 | 0 | 0 | 21.6 | 0 | 0 | 0 | 0 | 0 | 0 | 0 | 0 | 0 | 0 | 0 | 0 | 0 | 0 | 0 | 0 | 0 | 0 | 0 | 0 | 0 | 0 | 0 | 0 | 0 | 0 | 0 |  | 3614.4 | 0 | 3614.4 | 0 | 0 | 0 | 14.4 | 0 | 0 | 0 | 0 | 0 | 0 | 0 | 0 | 0 | 0 | 0 | 0 | 0 | 0 | 0 | 0 | 0 | 0 | 0 | 0 | 0 | 0 | 0 | 0 | 0 | 0 | 0
805 | 8 | 5 | 5 | 1 |  |  |  |  | Health/Medical - Nursing Home | Dining Area | Health/Medical - Nursing Home - Dining Area |  | Health/Medical - Nursing Home | Health/Medical - Nursing Home - Dining Area | NursingHome Kitchen | Sat | Open | 52 | 52 | 0.10497 | 0.62319 | 0.62319 | 0.5401 | 0.5401 | 0.5401 | 0.5401 | 0.5401 | 0 | 0 | 0 | 0 | 0 | 0 | 0 | 35.5459 | 35.5459 | 30.8065 | 30.8065 | 30.8065 | 30.8065 | 30.8065 | 0 | 0 | 0 | 0 | 0 | 0 | 0 | 0 | 0 | 0 | 0 | 0 | 0 | 0 | 0 | 0 | 0 | 0 | 0 | 0 | 0 | 0 | 0 | 0 | 0 | 0 | 0 | 0 | 0 | 0 | 0 | 0 | 0 | 0 | 0 | 0.79775 | 0.79775 | 0.69138 | 0.69138 | 0.69138 | 0.69138 | 0.69138 | 0 | 0 | 0 | 0 | 0 | 0 | 0 | 42.0189 | 42.0189 | 36.4164 | 36.4164 | 36.4164 | 36.4164 | 36.4164 | 0 | 0 | 0 | 0 | 0 | 0 | 0 | 0 | 0 | 0 | 0 | 0 | 0 | 0 | 0 | 0 | 0 | 0 | 0 | 0 | 0 | 0 | 0 | 0 | 0 | 0 | 0 | 0 | 0 | 0 | 0 | 0 | 0 | 0 | 0 | NursingHome Kitchen ILit Sat | NursingHome Kitchen ILit all | 3782 | 10 | 67.5 | NursingHome Kitchen ILit2 Sat | NursingHome Kitchen ILit2 Sat | NursingHome Kitchen ILit2 All | 3866 | 12.5 | 60 | 3782 | 10.45 | 0.675 | 0.1 | 0.1 | 0.1 | 0.1 | 0.1 | 0.1 | 0.1 | 0.675 | 0.675 | 0.675 | 0.675 | 0.675 | 0.675 | 0.675 | 0.675 | 0.675 | 0.675 | 0.675 | 0.675 | 0.675 | 0.675 | 0.1 | 0.1 | 0.1 | 9.65 | 0.6 | 0.125 | 0.125 | 0.125 | 0.125 | 0.125 | 0.125 | 0.125 | 0.6 | 0.6 | 0.6 | 0.6 | 0.6 | 0.6 | 0.6 | 0.6 | 0.6 | 0.6 | 0.6 | 0.6 | 0.6 | 0.6 | 0.125 | 0.125 | 0.125 | 0 | 0 | 0 | 0 | 0 | 0 | 0 | 1 | 1 | 1 | 1 | 1 | 1 | 1 | 1 | 1 | 1 | 1 | 1 | 1 | 1 | 0 | 0 | 0 | 0 | 0 | 0 | 0 | 0 | 0 | 0 | 1 | 1 | 1 | 1 | 1 | 1 | 1 | 1 | 1 | 1 | 1 | 1 | 1 | 1 | 0 | 0 | 0 | 16 | 0.66337 | 0.20792 | 0.079208 | 0.049505 | 0.76136 | 0 | 0 | 0 | 0 | 0 | 0 | 0 | 0 |  | 0.092925 | 0.092925 | 0.092218 | 0.092218 | 0.092167 | 0.090728 | 0.090728 | Health/Medical - Nursing Home - Dining Area - Sat | 10 | 25 | 19 | 543.4 | 0 | 0 | 0 | 543.4 | 0 | 0 | 0 | 10.45 | 0 | 0 | 0 | 0 | 0 | 0 | 0 | 0 | 0 | 0 | 0 | 0 | 0 | 0 | 0 | 0 | 0 | 0 | 0 | 0 | 0 | 0 | 0 | 0 | 0 |  | 6.5 | 495.3 | 0 | 0 | 6.5 | 495.3 | 0 | 0 | 0.125 | 9.525 | 0 | 0 | 0 | 0 | 0 | 0 | 0 | 0 | 0 | 0 | 0 | 0 | 0 | 0 | 0 | 0 | 0 | 0 | 0 | 0 | 0 | 0 | 0 | 0
806 | 8 | 6 | 6 | 2 |  |  |  |  | Health/Medical - Nursing Home | Dining Area | Health/Medical - Nursing Home - Dining Area |  | Health/Medical - Nursing Home | Health/Medical - Nursing Home - Dining Area | NursingHome Kitchen | Sun | Open | 52 | 52 | 0.10497 | 0.62319 | 0.62319 | 0.5401 | 0.5401 | 0.5401 | 0.5401 | 0.5401 | 0 | 0 | 0 | 0 | 0 | 0 | 0 | 35.5459 | 35.5459 | 30.8065 | 30.8065 | 30.8065 | 30.8065 | 30.8065 | 0 | 0 | 0 | 0 | 0 | 0 | 0 | 0 | 0 | 0 | 0 | 0 | 0 | 0 | 0 | 0 | 0 | 0 | 0 | 0 | 0 | 0 | 0 | 0 | 0 | 0 | 0 | 0 | 0 | 0 | 0 | 0 | 0 | 0 | 0 | 0.79775 | 0.79775 | 0.69138 | 0.69138 | 0.69138 | 0.69138 | 0.69138 | 0 | 0 | 0 | 0 | 0 | 0 | 0 | 42.0189 | 42.0189 | 36.4164 | 36.4164 | 36.4164 | 36.4164 | 36.4164 | 0 | 0 | 0 | 0 | 0 | 0 | 0 | 0 | 0 | 0 | 0 | 0 | 0 | 0 | 0 | 0 | 0 | 0 | 0 | 0 | 0 | 0 | 0 | 0 | 0 | 0 | 0 | 0 | 0 | 0 | 0 | 0 | 0 | 0 | 0 | NursingHome Kitchen ILit Sun | NursingHome Kitchen ILit all | 3782 | 10 | 67.5 | NursingHome Kitchen ILit2 Sun | NursingHome Kitchen ILit2 Sun | NursingHome Kitchen ILit2 All | 3866 | 12.5 | 60 | 3782 | 10.45 | 0.675 | 0.1 | 0.1 | 0.1 | 0.1 | 0.1 | 0.1 | 0.1 | 0.675 | 0.675 | 0.675 | 0.675 | 0.675 | 0.675 | 0.675 | 0.675 | 0.675 | 0.675 | 0.675 | 0.675 | 0.675 | 0.675 | 0.1 | 0.1 | 0.1 | 9.65 | 0.6 | 0.125 | 0.125 | 0.125 | 0.125 | 0.125 | 0.125 | 0.125 | 0.6 | 0.6 | 0.6 | 0.6 | 0.6 | 0.6 | 0.6 | 0.6 | 0.6 | 0.6 | 0.6 | 0.6 | 0.6 | 0.6 | 0.125 | 0.125 | 0.125 | 0 | 0 | 0 | 0 | 0 | 0 | 0 | 1 | 1 | 1 | 1 | 1 | 1 | 1 | 1 | 1 | 1 | 1 | 1 | 1 | 1 | 0 | 0 | 0 | 0 | 0 | 0 | 0 | 0 | 0 | 0 | 1 | 1 | 1 | 1 | 1 | 1 | 1 | 1 | 1 | 1 | 1 | 1 | 1 | 1 | 0 | 0 | 0 | 16 | 0.66337 | 0.20792 | 0.079208 | 0.049505 | 0.76136 | 0 | 0 | 0 | 0 | 0 | 0 | 0 | 0 |  | 0.092925 | 0.092925 | 0.092218 | 0.092218 | 0.092167 | 0.090728 | 0.090728 | Health/Medical - Nursing Home - Dining Area - Sun | 12 | 25 | 19 | 543.4 | 0 | 0 | 0 | 543.4 | 0 | 0 | 0 | 10.45 | 0 | 0 | 0 | 0 | 0 | 0 | 0 | 0 | 0 | 0 | 0 | 0 | 0 | 0 | 0 | 0 | 0 | 0 | 0 | 0 | 0 | 0 | 0 | 0 | 0 |  | 6.5 | 495.3 | 0 | 0 | 6.5 | 495.3 | 0 | 0 | 0.125 | 9.525 | 0 | 0 | 0 | 0 | 0 | 0 | 0 | 0 | 0 | 0 | 0 | 0 | 0 | 0 | 0 | 0 | 0 | 0 | 0 | 0 | 0 | 0 | 0 | 0
807 | 8 | 7 | 7 | 3 |  |  |  |  | Health/Medical - Nursing Home | Dining Area | Health/Medical - Nursing Home - Dining Area |  | Health/Medical - Nursing Home | Health/Medical - Nursing Home - Dining Area | NursingHome Kitchen | Hol | Open | 10 | 10 | 0.10497 | 0.62319 | 0.62319 | 0.5401 | 0.5401 | 0.5401 | 0.5401 | 0.5401 | 0 | 0 | 0 | 0 | 0 | 0 | 0 | 6.8358 | 6.8358 | 5.9243 | 5.9243 | 5.9243 | 5.9243 | 5.9243 | 0 | 0 | 0 | 0 | 0 | 0 | 0 | 0 | 0 | 0 | 0 | 0 | 0 | 0 | 0 | 0 | 0 | 0 | 0 | 0 | 0 | 0 | 0 | 0 | 0 | 0 | 0 | 0 | 0 | 0 | 0 | 0 | 0 | 0 | 0 | 0.79775 | 0.79775 | 0.69138 | 0.69138 | 0.69138 | 0.69138 | 0.69138 | 0 | 0 | 0 | 0 | 0 | 0 | 0 | 8.0806 | 8.0806 | 7.0032 | 7.0032 | 7.0032 | 7.0032 | 7.0032 | 0 | 0 | 0 | 0 | 0 | 0 | 0 | 0 | 0 | 0 | 0 | 0 | 0 | 0 | 0 | 0 | 0 | 0 | 0 | 0 | 0 | 0 | 0 | 0 | 0 | 0 | 0 | 0 | 0 | 0 | 0 | 0 | 0 | 0 | 0 | NursingHome Kitchen ILit Hol | NursingHome Kitchen ILit all | 3782 | 10 | 67.5 | NursingHome Kitchen ILit2 Hol | NursingHome Kitchen ILit2 Hol | NursingHome Kitchen ILit2 All | 3866 | 12.5 | 60 | 3782 | 10.45 | 0.675 | 0.1 | 0.1 | 0.1 | 0.1 | 0.1 | 0.1 | 0.1 | 0.675 | 0.675 | 0.675 | 0.675 | 0.675 | 0.675 | 0.675 | 0.675 | 0.675 | 0.675 | 0.675 | 0.675 | 0.675 | 0.675 | 0.1 | 0.1 | 0.1 | 9.65 | 0.6 | 0.125 | 0.125 | 0.125 | 0.125 | 0.125 | 0.125 | 0.125 | 0.6 | 0.6 | 0.6 | 0.6 | 0.6 | 0.6 | 0.6 | 0.6 | 0.6 | 0.6 | 0.6 | 0.6 | 0.6 | 0.6 | 0.125 | 0.125 | 0.125 | 0 | 0 | 0 | 0 | 0 | 0 | 0 | 1 | 1 | 1 | 1 | 1 | 1 | 1 | 1 | 1 | 1 | 1 | 1 | 1 | 1 | 0 | 0 | 0 | 0 | 0 | 0 | 0 | 0 | 0 | 0 | 1 | 1 | 1 | 1 | 1 | 1 | 1 | 1 | 1 | 1 | 1 | 1 | 1 | 1 | 0 | 0 | 0 | 16 | 0.66337 | 0.20792 | 0.079208 | 0.049505 | 0.76136 | 0 | 0 | 0 | 0 | 0 | 0 | 0 | 0 |  | 0.092925 | 0.092925 | 0.092218 | 0.092218 | 0.092167 | 0.090728 | 0.090728 | Health/Medical - Nursing Home - Dining Area - Hol | 14 | 25 | 19 | 104.5 | 0 | 0 | 0 | 104.5 | 0 | 0 | 0 | 10.45 | 0 | 0 | 0 | 0 | 0 | 0 | 0 | 0 | 0 | 0 | 0 | 0 | 0 | 0 | 0 | 0 | 0 | 0 | 0 | 0 | 0 | 0 | 0 | 0 | 0 |  | 1.25 | 95.25 | 0 | 0 | 1.25 | 95.25 | 0 | 0 | 0.125 | 9.525 | 0 | 0 | 0 | 0 | 0 | 0 | 0 | 0 | 0 | 0 | 0 | 0 | 0 | 0 | 0 | 0 | 0 | 0 | 0 | 0 | 0 | 0 | 0 | 0
808 | 8 | 8 | 8 | 4 |  |  | Health/Medical - Nursing Home - Dining Area | Health/Medical - Nursing Home - Dining Area | Health/Medical - Nursing Home | Dining Area | Health/Medical - Nursing Home - Dining Area |  | Health/Medical - Nursing Home | Health/Medical - Nursing Home - Dining Area | NursingHome Kitchen | all | Open | 251 | 251 | 0.10497 | 0.62319 | 0.62319 | 0.5401 | 0.5401 | 0.5401 | 0.5401 | 0.5401 | 0.065414 | 0.065414 | 0.056692 | 0.056692 | 0.056692 | 0.056692 | 0.056692 | 171.5775 | 171.5775 | 148.7005 | 148.7005 | 148.7005 | 148.7005 | 148.7005 | 0.044154 | 0.044154 | 0.038267 | 0.038267 | 0.038267 | 0.038267 | 0.038267 | 3814.25 | 3814.25 | 3814.25 | 3814.25 | 3814.25 | 3814.25 | 3814.25 | 0 | 0 | 0 | 0 | 0 | 0 | 0 | 0.675 | 0.675 | 0.675 | 0.675 | 0.675 | 0.675 | 0.675 | 0 | 0 | 0 | 0 | 0 | 0 | 0 | 0.79775 | 0.79775 | 0.69138 | 0.69138 | 0.69138 | 0.69138 | 0.69138 | 0.083736 | 0.083736 | 0.072572 | 0.072572 | 0.072572 | 0.072572 | 0.072572 | 202.8221 | 202.8221 | 175.7791 | 175.7791 | 175.7791 | 175.7791 | 175.7791 | 0.050242 | 0.050242 | 0.043543 | 0.043543 | 0.043543 | 0.043543 | 0.043543 | 3522.25 | 3522.25 | 3522.25 | 3522.25 | 3522.25 | 3522.25 | 3522.25 | 0 | 0 | 0 | 0 | 0 | 0 | 0 | 0.6 | 0.6 | 0.6 | 0.6 | 0.6 | 0.6 | 0.6 | 0 | 0 | 0 | 0 | 0 | 0 | 0 | NursingHome Kitchen ILit all | NursingHome Kitchen ILit all | 3781 | 10 | 67.5 | NursingHome Kitchen ILit2 all | NursingHome Kitchen ILit2 all | NursingHome Kitchen ILit2 All | 3865 | 12.5 | 60 | 3781 | 10.45 | 0.675 | 0.1 | 0.1 | 0.1 | 0.1 | 0.1 | 0.1 | 0.1 | 0.675 | 0.675 | 0.675 | 0.675 | 0.675 | 0.675 | 0.675 | 0.675 | 0.675 | 0.675 | 0.675 | 0.675 | 0.675 | 0.675 | 0.1 | 0.1 | 0.1 | 9.65 | 0.6 | 0.125 | 0.125 | 0.125 | 0.125 | 0.125 | 0.125 | 0.125 | 0.6 | 0.6 | 0.6 | 0.6 | 0.6 | 0.6 | 0.6 | 0.6 | 0.6 | 0.6 | 0.6 | 0.6 | 0.6 | 0.6 | 0.125 | 0.125 | 0.125 | 0 | 0 | 0 | 0 | 0 | 0 | 0 | 1 | 1 | 1 | 1 | 1 | 1 | 1 | 1 | 1 | 1 | 1 | 1 | 1 | 1 | 0 | 0 | 0 | 0 | 0 | 0 | 0 | 0 | 0 | 0 | 1 | 1 | 1 | 1 | 1 | 1 | 1 | 1 | 1 | 1 | 1 | 1 | 1 | 1 | 0 | 0 | 0 | 16 | 0.66337 | 0.20792 | 0.079208 | 0.049505 | 0.76136 | 0.10418 | 0.006815 | 0.006815 | 0.0059063 | 0.0059063 | 0.0059063 | 0.0059063 | 0.0059063 |  | 0.092925 | 0.092925 | 0.092218 | 0.092218 | 0.092167 | 0.090728 | 0.090728 | Health/Medical - Nursing Home - Dining Area - all | 16 | 25 | 19 | 2622.95 | 0 | 2622.95 | 0 | 0 | 0 | 10.45 | 0 | 0 | 0 | 0 | 0 | 0 | 0 | 0 | 0 | 0 | 0 | 0 | 0 | 0 | 0 | 0 | 0 | 0 | 0 | 0 | 0 | 0 | 0 | 0 | 0 | 0 | 0 |  | 2422.15 | 0 | 2422.15 | 0 | 0 | 0 | 9.65 | 0 | 0 | 0 | 0 | 0 | 0 | 0 | 0 | 0 | 0 | 0 | 0 | 0 | 0 | 0 | 0 | 0 | 0 | 0 | 0 | 0 | 0 | 0 | 0 | 0 | 0 | 0
809 | 8 | 9 | 5 | 1 |  |  |  |  | Health/Medical - Nursing Home | Hotel/Motel Guest Room (incl. toilets) | Health/Medical - Nursing Home - Hotel/Motel Guest Room (incl. toilets) |  | Health/Medical - Nursing Home | Health/Medical - Nursing Home - Hotel/Motel Guest Room (incl. toilets) | NursingHome Rooms | Sat | Open | 52 | 52 | 0.44464 | 0.33237 | 0.33237 | 0.33237 | 0.33237 | 0.33237 | 0.33237 | 0.33237 | 0 | 0 | 0 | 0 | 0 | 0 | 0 | 91.936 | 91.936 | 91.936 | 91.936 | 91.936 | 91.936 | 91.936 | 0 | 0 | 0 | 0 | 0 | 0 | 0 | 0 | 0 | 0 | 0 | 0 | 0 | 0 | 0 | 0 | 0 | 0 | 0 | 0 | 0 | 0 | 0 | 0 | 0 | 0 | 0 | 0 | 0 | 0 | 0 | 0 | 0 | 0 | 0 | 0.42547 | 0.42547 | 0.42547 | 0.42547 | 0.42547 | 0.42547 | 0.42547 | 0 | 0 | 0 | 0 | 0 | 0 | 0 | 117.6873 | 117.6873 | 117.6873 | 117.6873 | 117.6873 | 117.6873 | 117.6873 | 0 | 0 | 0 | 0 | 0 | 0 | 0 | 0 | 0 | 0 | 0 | 0 | 0 | 0 | 0 | 0 | 0 | 0 | 0 | 0 | 0 | 0 | 0 | 0 | 0 | 0 | 0 | 0 | 0 | 0 | 0 | 0 | 0 | 0 | 0 | NursingHome Rooms ILit Sat | NursingHome Rooms ILit all | 3783 | 15 | 80 | NursingHome Rooms ILit2 Sat | NursingHome Rooms ILit Sat | NursingHome Rooms ILit all | 3783 | 15 | 80 | 3783 | 11.9633 | 0.62667 | 0.15 | 0.15 | 0.15 | 0.15 | 0.15 | 0.54 | 0.8 | 0.62667 | 0.62667 | 0.62667 | 0.62667 | 0.62667 | 0.62667 | 0.62667 | 0.62667 | 0.62667 | 0.62667 | 0.62667 | 0.62667 | 0.62667 | 0.62667 | 0.54 | 0.28 | 0.28 | 11.9633 | 0.62667 | 0.15 | 0.15 | 0.15 | 0.15 | 0.15 | 0.54 | 0.8 | 0.62667 | 0.62667 | 0.62667 | 0.62667 | 0.62667 | 0.62667 | 0.62667 | 0.62667 | 0.62667 | 0.62667 | 0.62667 | 0.62667 | 0.62667 | 0.62667 | 0.54 | 0.28 | 0.28 | 0 | 0 | 0 | 0 | 0 | 0.6 | 1 | 0.73333 | 0.73333 | 0.73333 | 0.73333 | 0.73333 | 0.73333 | 0.73333 | 0.73333 | 0.73333 | 0.73333 | 0.73333 | 0.73333 | 0.73333 | 0.73333 | 0.6 | 0.2 | 0.2 | 0 | 0 | 0 | 0 | 0 | 0.6 | 1 | 0.73333 | 0.73333 | 0.73333 | 0.73333 | 0.73333 | 0.73333 | 0.73333 | 0.73333 | 0.73333 | 0.73333 | 0.73333 | 0.73333 | 0.73333 | 0.73333 | 0.6 | 0.2 | 0.2 | 10 | 0.66337 | 0.20792 | 0.079208 | 0.049505 | 0.76136 | 0 | 0 | 0 | 0 | 0 | 0 | 0 | 0 |  | 0.092925 | 0.092925 | 0.092218 | 0.092218 | 0.092167 | 0.090728 | 0.090728 | Health/Medical - Nursing Home - Hotel/Motel Guest Room (incl. toilets) - Sat | 10 | 25 | 19 | 622.0933 | 0 | 0 | 0 | 622.0933 | 0 | 0 | 0 | 11.9633 | 0 | 0 | 0 | 0 | 0 | 0 | 0 | 0 | 0 | 0 | 0 | 0 | 0 | 0 | 0 | 0 | 0 | 0 | 0 | 0 | 0 | 0 | 0 | 0 | 0 |  | 41.6 | 580.4933 | 0 | 0 | 41.6 | 580.4933 | 0 | 0 | 0.8 | 11.1633 | 0 | 0 | 0 | 0 | 0 | 0 | 0 | 0 | 0 | 0 | 0 | 0 | 0 | 0 | 0 | 0 | 0 | 0 | 0 | 0 | 0 | 0 | 0 | 0
810 | 8 | 10 | 6 | 2 |  |  |  |  | Health/Medical - Nursing Home | Hotel/Motel Guest Room (incl. toilets) | Health/Medical - Nursing Home - Hotel/Motel Guest Room (incl. toilets) |  | Health/Medical - Nursing Home | Health/Medical - Nursing Home - Hotel/Motel Guest Room (incl. toilets) | NursingHome Rooms | Sun | Open | 52 | 52 | 0.44464 | 0.33237 | 0.33237 | 0.33237 | 0.33237 | 0.33237 | 0.33237 | 0.33237 | 0 | 0 | 0 | 0 | 0 | 0 | 0 | 91.936 | 91.936 | 91.936 | 91.936 | 91.936 | 91.936 | 91.936 | 0 | 0 | 0 | 0 | 0 | 0 | 0 | 0 | 0 | 0 | 0 | 0 | 0 | 0 | 0 | 0 | 0 | 0 | 0 | 0 | 0 | 0 | 0 | 0 | 0 | 0 | 0 | 0 | 0 | 0 | 0 | 0 | 0 | 0 | 0 | 0.42547 | 0.42547 | 0.42547 | 0.42547 | 0.42547 | 0.42547 | 0.42547 | 0 | 0 | 0 | 0 | 0 | 0 | 0 | 117.6873 | 117.6873 | 117.6873 | 117.6873 | 117.6873 | 117.6873 | 117.6873 | 0 | 0 | 0 | 0 | 0 | 0 | 0 | 0 | 0 | 0 | 0 | 0 | 0 | 0 | 0 | 0 | 0 | 0 | 0 | 0 | 0 | 0 | 0 | 0 | 0 | 0 | 0 | 0 | 0 | 0 | 0 | 0 | 0 | 0 | 0 | NursingHome Rooms ILit Sun | NursingHome Rooms ILit all | 3783 | 15 | 80 | NursingHome Rooms ILit2 Sun | NursingHome Rooms ILit Sun | NursingHome Rooms ILit all | 3783 | 15 | 80 | 3783 | 11.9633 | 0.62667 | 0.15 | 0.15 | 0.15 | 0.15 | 0.15 | 0.54 | 0.8 | 0.62667 | 0.62667 | 0.62667 | 0.62667 | 0.62667 | 0.62667 | 0.62667 | 0.62667 | 0.62667 | 0.62667 | 0.62667 | 0.62667 | 0.62667 | 0.62667 | 0.54 | 0.28 | 0.28 | 11.9633 | 0.62667 | 0.15 | 0.15 | 0.15 | 0.15 | 0.15 | 0.54 | 0.8 | 0.62667 | 0.62667 | 0.62667 | 0.62667 | 0.62667 | 0.62667 | 0.62667 | 0.62667 | 0.62667 | 0.62667 | 0.62667 | 0.62667 | 0.62667 | 0.62667 | 0.54 | 0.28 | 0.28 | 0 | 0 | 0 | 0 | 0 | 0.6 | 1 | 0.73333 | 0.73333 | 0.73333 | 0.73333 | 0.73333 | 0.73333 | 0.73333 | 0.73333 | 0.73333 | 0.73333 | 0.73333 | 0.73333 | 0.73333 | 0.73333 | 0.6 | 0.2 | 0.2 | 0 | 0 | 0 | 0 | 0 | 0.6 | 1 | 0.73333 | 0.73333 | 0.73333 | 0.73333 | 0.73333 | 0.73333 | 0.73333 | 0.73333 | 0.73333 | 0.73333 | 0.73333 | 0.73333 | 0.73333 | 0.73333 | 0.6 | 0.2 | 0.2 | 10 | 0.66337 | 0.20792 | 0.079208 | 0.049505 | 0.76136 | 0 | 0 | 0 | 0 | 0 | 0 | 0 | 0 |  | 0.092925 | 0.092925 | 0.092218 | 0.092218 | 0.092167 | 0.090728 | 0.090728 | Health/Medical - Nursing Home - Hotel/Motel Guest Room (incl. toilets) - Sun | 12 | 25 | 19 | 622.0933 | 0 | 0 | 0 | 622.0933 | 0 | 0 | 0 | 11.9633 | 0 | 0 | 0 | 0 | 0 | 0 | 0 | 0 | 0 | 0 | 0 | 0 | 0 | 0 | 0 | 0 | 0 | 0 | 0 | 0 | 0 | 0 | 0 | 0 | 0 |  | 41.6 | 580.4933 | 0 | 0 | 41.6 | 580.4933 | 0 | 0 | 0.8 | 11.1633 | 0 | 0 | 0 | 0 | 0 | 0 | 0 | 0 | 0 | 0 | 0 | 0 | 0 | 0 | 0 | 0 | 0 | 0 | 0 | 0 | 0 | 0 | 0 | 0
811 | 8 | 11 | 7 | 3 |  |  |  |  | Health/Medical - Nursing Home | Hotel/Motel Guest Room (incl. toilets) | Health/Medical - Nursing Home - Hotel/Motel Guest Room (incl. toilets) |  | Health/Medical - Nursing Home | Health/Medical - Nursing Home - Hotel/Motel Guest Room (incl. toilets) | NursingHome Rooms | Hol | Open | 10 | 10 | 0.44464 | 0.33237 | 0.33237 | 0.33237 | 0.33237 | 0.33237 | 0.33237 | 0.33237 | 0 | 0 | 0 | 0 | 0 | 0 | 0 | 17.68 | 17.68 | 17.68 | 17.68 | 17.68 | 17.68 | 17.68 | 0 | 0 | 0 | 0 | 0 | 0 | 0 | 0 | 0 | 0 | 0 | 0 | 0 | 0 | 0 | 0 | 0 | 0 | 0 | 0 | 0 | 0 | 0 | 0 | 0 | 0 | 0 | 0 | 0 | 0 | 0 | 0 | 0 | 0 | 0 | 0.42547 | 0.42547 | 0.42547 | 0.42547 | 0.42547 | 0.42547 | 0.42547 | 0 | 0 | 0 | 0 | 0 | 0 | 0 | 22.6322 | 22.6322 | 22.6322 | 22.6322 | 22.6322 | 22.6322 | 22.6322 | 0 | 0 | 0 | 0 | 0 | 0 | 0 | 0 | 0 | 0 | 0 | 0 | 0 | 0 | 0 | 0 | 0 | 0 | 0 | 0 | 0 | 0 | 0 | 0 | 0 | 0 | 0 | 0 | 0 | 0 | 0 | 0 | 0 | 0 | 0 | NursingHome Rooms ILit Hol | NursingHome Rooms ILit all | 3783 | 15 | 80 | NursingHome Rooms ILit2 Hol | NursingHome Rooms ILit Hol | NursingHome Rooms ILit all | 3783 | 15 | 80 | 3783 | 11.9633 | 0.62667 | 0.15 | 0.15 | 0.15 | 0.15 | 0.15 | 0.54 | 0.8 | 0.62667 | 0.62667 | 0.62667 | 0.62667 | 0.62667 | 0.62667 | 0.62667 | 0.62667 | 0.62667 | 0.62667 | 0.62667 | 0.62667 | 0.62667 | 0.62667 | 0.54 | 0.28 | 0.28 | 11.9633 | 0.62667 | 0.15 | 0.15 | 0.15 | 0.15 | 0.15 | 0.54 | 0.8 | 0.62667 | 0.62667 | 0.62667 | 0.62667 | 0.62667 | 0.62667 | 0.62667 | 0.62667 | 0.62667 | 0.62667 | 0.62667 | 0.62667 | 0.62667 | 0.62667 | 0.54 | 0.28 | 0.28 | 0 | 0 | 0 | 0 | 0 | 0.6 | 1 | 0.73333 | 0.73333 | 0.73333 | 0.73333 | 0.73333 | 0.73333 | 0.73333 | 0.73333 | 0.73333 | 0.73333 | 0.73333 | 0.73333 | 0.73333 | 0.73333 | 0.6 | 0.2 | 0.2 | 0 | 0 | 0 | 0 | 0 | 0.6 | 1 | 0.73333 | 0.73333 | 0.73333 | 0.73333 | 0.73333 | 0.73333 | 0.73333 | 0.73333 | 0.73333 | 0.73333 | 0.73333 | 0.73333 | 0.73333 | 0.73333 | 0.6 | 0.2 | 0.2 | 10 | 0.66337 | 0.20792 | 0.079208 | 0.049505 | 0.76136 | 0 | 0 | 0 | 0 | 0 | 0 | 0 | 0 |  | 0.092925 | 0.092925 | 0.092218 | 0.092218 | 0.092167 | 0.090728 | 0.090728 | Health/Medical - Nursing Home - Hotel/Motel Guest Room (incl. toilets) - Hol | 14 | 25 | 19 | 119.6333 | 0 | 0 | 0 | 119.6333 | 0 | 0 | 0 | 11.9633 | 0 | 0 | 0 | 0 | 0 | 0 | 0 | 0 | 0 | 0 | 0 | 0 | 0 | 0 | 0 | 0 | 0 | 0 | 0 | 0 | 0 | 0 | 0 | 0 | 0 |  | 8 | 111.6333 | 0 | 0 | 8 | 111.6333 | 0 | 0 | 0.8 | 11.1633 | 0 | 0 | 0 | 0 | 0 | 0 | 0 | 0 | 0 | 0 | 0 | 0 | 0 | 0 | 0 | 0 | 0 | 0 | 0 | 0 | 0 | 0 | 0 | 0
812 | 8 | 12 | 8 | 4 |  |  | Health/Medical - Nursing Home - Hotel/Motel Guest Room (incl. toilets) | Health/Medical - Nursing Home - Hotel/Motel Guest Room (incl. toilets) | Health/Medical - Nursing Home | Hotel/Motel Guest Room (incl. toilets) | Health/Medical - Nursing Home - Hotel/Motel Guest Room (incl. toilets) |  | Health/Medical - Nursing Home | Health/Medical - Nursing Home - Hotel/Motel Guest Room (incl. toilets) | NursingHome Rooms | all | Open | 251 | 251 | 0.44464 | 0.33237 | 0.33237 | 0.33237 | 0.33237 | 0.33237 | 0.33237 | 0.33237 | 0.14778 | 0.14778 | 0.14778 | 0.14778 | 0.14778 | 0.14778 | 0.14778 | 443.7679 | 443.7679 | 443.7679 | 443.7679 | 443.7679 | 443.7679 | 443.7679 | 0.092612 | 0.092612 | 0.092612 | 0.092612 | 0.092612 | 0.092612 | 0.092612 | 4366.6167 | 4366.6167 | 4366.6167 | 4366.6167 | 4366.6167 | 4366.6167 | 4366.6167 | 0 | 0 | 0 | 0 | 0 | 0 | 0 | 0.62667 | 0.62667 | 0.62667 | 0.62667 | 0.62667 | 0.62667 | 0.62667 | 0 | 0 | 0 | 0 | 0 | 0 | 0 | 0.42547 | 0.42547 | 0.42547 | 0.42547 | 0.42547 | 0.42547 | 0.42547 | 0.18918 | 0.18918 | 0.18918 | 0.18918 | 0.18918 | 0.18918 | 0.18918 | 459.0915 | 459.0915 | 459.0915 | 459.0915 | 459.0915 | 459.0915 | 459.0915 | 0.092067 | 0.092067 | 0.092067 | 0.092067 | 0.092067 | 0.092067 | 0.092067 | 3790.5717 | 3790.5717 | 3790.5717 | 3790.5717 | 3790.5717 | 3790.5717 | 3790.5717 | 0 | 0 | 0 | 0 | 0 | 0 | 0 | 0.48667 | 0.48667 | 0.48667 | 0.48667 | 0.48667 | 0.48667 | 0.48667 | 0 | 0 | 0 | 0 | 0 | 0 | 0 | NursingHome Rooms ILit all | NursingHome Rooms ILit all | 3783 | 15 | 80 | NursingHome Rooms ILit2 all | NursingHome Rooms ILit2 all | NursingHome Rooms ILit2 All | 3867 | 17.5 | 60 | 3783 | 11.9633 | 0.62667 | 0.15 | 0.15 | 0.15 | 0.15 | 0.15 | 0.54 | 0.8 | 0.62667 | 0.62667 | 0.62667 | 0.62667 | 0.62667 | 0.62667 | 0.62667 | 0.62667 | 0.62667 | 0.62667 | 0.62667 | 0.62667 | 0.62667 | 0.62667 | 0.54 | 0.28 | 0.28 | 9.6683 | 0.48667 | 0.175 | 0.175 | 0.175 | 0.175 | 0.175 | 0.43 | 0.6 | 0.48667 | 0.48667 | 0.48667 | 0.48667 | 0.48667 | 0.48667 | 0.48667 | 0.48667 | 0.48667 | 0.48667 | 0.48667 | 0.48667 | 0.48667 | 0.48667 | 0.43 | 0.26 | 0.26 | 0 | 0 | 0 | 0 | 0 | 0.6 | 1 | 0.73333 | 0.73333 | 0.73333 | 0.73333 | 0.73333 | 0.73333 | 0.73333 | 0.73333 | 0.73333 | 0.73333 | 0.73333 | 0.73333 | 0.73333 | 0.73333 | 0.6 | 0.2 | 0.2 | 0 | 0 | 0 | 0 | 0 | 0.6 | 1 | 0.73333 | 0.73333 | 0.73333 | 0.73333 | 0.73333 | 0.73333 | 0.73333 | 0.73333 | 0.73333 | 0.73333 | 0.73333 | 0.73333 | 0.73333 | 0.73333 | 0.6 | 0.2 | 0.2 | 10 | 0.66337 | 0.20792 | 0.079208 | 0.049505 | 0.76136 | 0.060452 | 0.0089339 | 0.0089339 | 0.0089339 | 0.0089339 | 0.0089339 | 0.0089339 | 0.0089339 |  | 0.092925 | 0.092925 | 0.092218 | 0.092218 | 0.092167 | 0.090728 | 0.090728 | Health/Medical - Nursing Home - Hotel/Motel Guest Room (incl. toilets) - all | 16 | 25 | 19 | 3002.7967 | 0 | 3002.7967 | 0 | 0 | 0 | 11.9633 | 0 | 0 | 0 | 0 | 0 | 0 | 0 | 0 | 0 | 0 | 0 | 0 | 0 | 0 | 0 | 0 | 0 | 0 | 0 | 0 | 0 | 0 | 0 | 0 | 0 | 0 | 0 |  | 2426.7517 | 0 | 2426.7517 | 0 | 0 | 0 | 9.6683 | 0 | 0 | 0 | 0 | 0 | 0 | 0 | 0 | 0 | 0 | 0 | 0 | 0 | 0 | 0 | 0 | 0 | 0 | 0 | 0 | 0 | 0 | 0 | 0 | 0 | 0 | 0
813 | 8 | 13 | 5 | 1 |  |  |  |  | Health/Medical - Nursing Home | Kitchen and Food Preparation | Health/Medical - Nursing Home - Kitchen and Food Preparation |  | Health/Medical - Nursing Home | Health/Medical - Nursing Home - Kitchen and Food Preparation | NursingHome Kitchen | Sat | Open | 52 | 52 | 0.044992 | 0.70628 | 0.70628 | 0.70628 | 0.70628 | 0.66474 | 0.66474 | 0.66474 | 0 | 0 | 0 | 0 | 0 | 0 | 0 | 17.2676 | 17.2676 | 17.2676 | 17.2676 | 16.2519 | 16.2519 | 16.2519 | 0 | 0 | 0 | 0 | 0 | 0 | 0 | 0 | 0 | 0 | 0 | 0 | 0 | 0 | 0 | 0 | 0 | 0 | 0 | 0 | 0 | 0 | 0 | 0 | 0 | 0 | 0 | 0 | 0 | 0 | 0 | 0 | 0 | 0 | 0 | 0.90411 | 0.90411 | 0.90411 | 0.90411 | 0.85093 | 0.85093 | 0.85093 | 0 | 0 | 0 | 0 | 0 | 0 | 0 | 20.4121 | 20.4121 | 20.4121 | 20.4121 | 19.2114 | 19.2114 | 19.2114 | 0 | 0 | 0 | 0 | 0 | 0 | 0 | 0 | 0 | 0 | 0 | 0 | 0 | 0 | 0 | 0 | 0 | 0 | 0 | 0 | 0 | 0 | 0 | 0 | 0 | 0 | 0 | 0 | 0 | 0 | 0 | 0 | 0 | 0 | 0 | NursingHome Kitchen ILit Sat | NursingHome Kitchen ILit all | 3782 | 10 | 67.5 | NursingHome Kitchen ILit2 Sat | NursingHome Kitchen ILit2 Sat | NursingHome Kitchen ILit2 All | 3866 | 12.5 | 60 | 3782 | 10.45 | 0.675 | 0.1 | 0.1 | 0.1 | 0.1 | 0.1 | 0.1 | 0.1 | 0.675 | 0.675 | 0.675 | 0.675 | 0.675 | 0.675 | 0.675 | 0.675 | 0.675 | 0.675 | 0.675 | 0.675 | 0.675 | 0.675 | 0.1 | 0.1 | 0.1 | 9.65 | 0.6 | 0.125 | 0.125 | 0.125 | 0.125 | 0.125 | 0.125 | 0.125 | 0.6 | 0.6 | 0.6 | 0.6 | 0.6 | 0.6 | 0.6 | 0.6 | 0.6 | 0.6 | 0.6 | 0.6 | 0.6 | 0.6 | 0.125 | 0.125 | 0.125 | 0 | 0 | 0 | 0 | 0 | 0 | 0 | 1 | 1 | 1 | 1 | 1 | 1 | 1 | 1 | 1 | 1 | 1 | 1 | 1 | 1 | 0 | 0 | 0 | 0 | 0 | 0 | 0 | 0 | 0 | 0 | 1 | 1 | 1 | 1 | 1 | 1 | 1 | 1 | 1 | 1 | 1 | 1 | 1 | 1 | 0 | 0 | 0 | 16 | 0.66337 | 0.20792 | 0.079208 | 0.049505 | 0.76136 | 0 | 0 | 0 | 0 | 0 | 0 | 0 | 0 |  | 0.092925 | 0.092925 | 0.092218 | 0.092218 | 0.092167 | 0.090728 | 0.090728 | Health/Medical - Nursing Home - Kitchen and Food Preparation - Sat | 10 | 25 | 19 | 543.4 | 0 | 0 | 0 | 543.4 | 0 | 0 | 0 | 10.45 | 0 | 0 | 0 | 0 | 0 | 0 | 0 | 0 | 0 | 0 | 0 | 0 | 0 | 0 | 0 | 0 | 0 | 0 | 0 | 0 | 0 | 0 | 0 | 0 | 0 |  | 6.5 | 495.3 | 0 | 0 | 6.5 | 495.3 | 0 | 0 | 0.125 | 9.525 | 0 | 0 | 0 | 0 | 0 | 0 | 0 | 0 | 0 | 0 | 0 | 0 | 0 | 0 | 0 | 0 | 0 | 0 | 0 | 0 | 0 | 0 | 0 | 0
814 | 8 | 14 | 6 | 2 |  |  |  |  | Health/Medical - Nursing Home | Kitchen and Food Preparation | Health/Medical - Nursing Home - Kitchen and Food Preparation |  | Health/Medical - Nursing Home | Health/Medical - Nursing Home - Kitchen and Food Preparation | NursingHome Kitchen | Sun | Open | 52 | 52 | 0.044992 | 0.70628 | 0.70628 | 0.70628 | 0.70628 | 0.66474 | 0.66474 | 0.66474 | 0 | 0 | 0 | 0 | 0 | 0 | 0 | 17.2676 | 17.2676 | 17.2676 | 17.2676 | 16.2519 | 16.2519 | 16.2519 | 0 | 0 | 0 | 0 | 0 | 0 | 0 | 0 | 0 | 0 | 0 | 0 | 0 | 0 | 0 | 0 | 0 | 0 | 0 | 0 | 0 | 0 | 0 | 0 | 0 | 0 | 0 | 0 | 0 | 0 | 0 | 0 | 0 | 0 | 0 | 0.90411 | 0.90411 | 0.90411 | 0.90411 | 0.85093 | 0.85093 | 0.85093 | 0 | 0 | 0 | 0 | 0 | 0 | 0 | 20.4121 | 20.4121 | 20.4121 | 20.4121 | 19.2114 | 19.2114 | 19.2114 | 0 | 0 | 0 | 0 | 0 | 0 | 0 | 0 | 0 | 0 | 0 | 0 | 0 | 0 | 0 | 0 | 0 | 0 | 0 | 0 | 0 | 0 | 0 | 0 | 0 | 0 | 0 | 0 | 0 | 0 | 0 | 0 | 0 | 0 | 0 | NursingHome Kitchen ILit Sun | NursingHome Kitchen ILit all | 3782 | 10 | 67.5 | NursingHome Kitchen ILit2 Sun | NursingHome Kitchen ILit2 Sun | NursingHome Kitchen ILit2 All | 3866 | 12.5 | 60 | 3782 | 10.45 | 0.675 | 0.1 | 0.1 | 0.1 | 0.1 | 0.1 | 0.1 | 0.1 | 0.675 | 0.675 | 0.675 | 0.675 | 0.675 | 0.675 | 0.675 | 0.675 | 0.675 | 0.675 | 0.675 | 0.675 | 0.675 | 0.675 | 0.1 | 0.1 | 0.1 | 9.65 | 0.6 | 0.125 | 0.125 | 0.125 | 0.125 | 0.125 | 0.125 | 0.125 | 0.6 | 0.6 | 0.6 | 0.6 | 0.6 | 0.6 | 0.6 | 0.6 | 0.6 | 0.6 | 0.6 | 0.6 | 0.6 | 0.6 | 0.125 | 0.125 | 0.125 | 0 | 0 | 0 | 0 | 0 | 0 | 0 | 1 | 1 | 1 | 1 | 1 | 1 | 1 | 1 | 1 | 1 | 1 | 1 | 1 | 1 | 0 | 0 | 0 | 0 | 0 | 0 | 0 | 0 | 0 | 0 | 1 | 1 | 1 | 1 | 1 | 1 | 1 | 1 | 1 | 1 | 1 | 1 | 1 | 1 | 0 | 0 | 0 | 16 | 0.66337 | 0.20792 | 0.079208 | 0.049505 | 0.76136 | 0 | 0 | 0 | 0 | 0 | 0 | 0 | 0 |  | 0.092925 | 0.092925 | 0.092218 | 0.092218 | 0.092167 | 0.090728 | 0.090728 | Health/Medical - Nursing Home - Kitchen and Food Preparation - Sun | 12 | 25 | 19 | 543.4 | 0 | 0 | 0 | 543.4 | 0 | 0 | 0 | 10.45 | 0 | 0 | 0 | 0 | 0 | 0 | 0 | 0 | 0 | 0 | 0 | 0 | 0 | 0 | 0 | 0 | 0 | 0 | 0 | 0 | 0 | 0 | 0 | 0 | 0 |  | 6.5 | 495.3 | 0 | 0 | 6.5 | 495.3 | 0 | 0 | 0.125 | 9.525 | 0 | 0 | 0 | 0 | 0 | 0 | 0 | 0 | 0 | 0 | 0 | 0 | 0 | 0 | 0 | 0 | 0 | 0 | 0 | 0 | 0 | 0 | 0 | 0
815 | 8 | 15 | 7 | 3 |  |  |  |  | Health/Medical - Nursing Home | Kitchen and Food Preparation | Health/Medical - Nursing Home - Kitchen and Food Preparation |  | Health/Medical - Nursing Home | Health/Medical - Nursing Home - Kitchen and Food Preparation | NursingHome Kitchen | Hol | Open | 10 | 10 | 0.044992 | 0.70628 | 0.70628 | 0.70628 | 0.70628 | 0.66474 | 0.66474 | 0.66474 | 0 | 0 | 0 | 0 | 0 | 0 | 0 | 3.3207 | 3.3207 | 3.3207 | 3.3207 | 3.1254 | 3.1254 | 3.1254 | 0 | 0 | 0 | 0 | 0 | 0 | 0 | 0 | 0 | 0 | 0 | 0 | 0 | 0 | 0 | 0 | 0 | 0 | 0 | 0 | 0 | 0 | 0 | 0 | 0 | 0 | 0 | 0 | 0 | 0 | 0 | 0 | 0 | 0 | 0 | 0.90411 | 0.90411 | 0.90411 | 0.90411 | 0.85093 | 0.85093 | 0.85093 | 0 | 0 | 0 | 0 | 0 | 0 | 0 | 3.9254 | 3.9254 | 3.9254 | 3.9254 | 3.6945 | 3.6945 | 3.6945 | 0 | 0 | 0 | 0 | 0 | 0 | 0 | 0 | 0 | 0 | 0 | 0 | 0 | 0 | 0 | 0 | 0 | 0 | 0 | 0 | 0 | 0 | 0 | 0 | 0 | 0 | 0 | 0 | 0 | 0 | 0 | 0 | 0 | 0 | 0 | NursingHome Kitchen ILit Hol | NursingHome Kitchen ILit all | 3782 | 10 | 67.5 | NursingHome Kitchen ILit2 Hol | NursingHome Kitchen ILit2 Hol | NursingHome Kitchen ILit2 All | 3866 | 12.5 | 60 | 3782 | 10.45 | 0.675 | 0.1 | 0.1 | 0.1 | 0.1 | 0.1 | 0.1 | 0.1 | 0.675 | 0.675 | 0.675 | 0.675 | 0.675 | 0.675 | 0.675 | 0.675 | 0.675 | 0.675 | 0.675 | 0.675 | 0.675 | 0.675 | 0.1 | 0.1 | 0.1 | 9.65 | 0.6 | 0.125 | 0.125 | 0.125 | 0.125 | 0.125 | 0.125 | 0.125 | 0.6 | 0.6 | 0.6 | 0.6 | 0.6 | 0.6 | 0.6 | 0.6 | 0.6 | 0.6 | 0.6 | 0.6 | 0.6 | 0.6 | 0.125 | 0.125 | 0.125 | 0 | 0 | 0 | 0 | 0 | 0 | 0 | 1 | 1 | 1 | 1 | 1 | 1 | 1 | 1 | 1 | 1 | 1 | 1 | 1 | 1 | 0 | 0 | 0 | 0 | 0 | 0 | 0 | 0 | 0 | 0 | 1 | 1 | 1 | 1 | 1 | 1 | 1 | 1 | 1 | 1 | 1 | 1 | 1 | 1 | 0 | 0 | 0 | 16 | 0.66337 | 0.20792 | 0.079208 | 0.049505 | 0.76136 | 0 | 0 | 0 | 0 | 0 | 0 | 0 | 0 |  | 0.092925 | 0.092925 | 0.092218 | 0.092218 | 0.092167 | 0.090728 | 0.090728 | Health/Medical - Nursing Home - Kitchen and Food Preparation - Hol | 14 | 25 | 19 | 104.5 | 0 | 0 | 0 | 104.5 | 0 | 0 | 0 | 10.45 | 0 | 0 | 0 | 0 | 0 | 0 | 0 | 0 | 0 | 0 | 0 | 0 | 0 | 0 | 0 | 0 | 0 | 0 | 0 | 0 | 0 | 0 | 0 | 0 | 0 |  | 1.25 | 95.25 | 0 | 0 | 1.25 | 95.25 | 0 | 0 | 0.125 | 9.525 | 0 | 0 | 0 | 0 | 0 | 0 | 0 | 0 | 0 | 0 | 0 | 0 | 0 | 0 | 0 | 0 | 0 | 0 | 0 | 0 | 0 | 0 | 0 | 0
816 | 8 | 16 | 8 | 4 |  |  | Health/Medical - Nursing Home - Kitchen and Food Preparation | Health/Medical - Nursing Home - Kitchen and Food Preparation | Health/Medical - Nursing Home | Kitchen and Food Preparation | Health/Medical - Nursing Home - Kitchen and Food Preparation |  | Health/Medical - Nursing Home | Health/Medical - Nursing Home - Kitchen and Food Preparation | NursingHome Kitchen | all | Open | 251 | 251 | 0.044992 | 0.70628 | 0.70628 | 0.70628 | 0.70628 | 0.66474 | 0.66474 | 0.66474 | 0.031777 | 0.031777 | 0.031777 | 0.031777 | 0.029908 | 0.029908 | 0.029908 | 83.3495 | 83.3495 | 83.3495 | 83.3495 | 78.4466 | 78.4466 | 78.4466 | 0.021449 | 0.021449 | 0.021449 | 0.021449 | 0.020188 | 0.020188 | 0.020188 | 3814.25 | 3814.25 | 3814.25 | 3814.25 | 3814.25 | 3814.25 | 3814.25 | 0 | 0 | 0 | 0 | 0 | 0 | 0 | 0.675 | 0.675 | 0.675 | 0.675 | 0.675 | 0.675 | 0.675 | 0 | 0 | 0 | 0 | 0 | 0 | 0 | 0.90411 | 0.90411 | 0.90411 | 0.90411 | 0.85093 | 0.85093 | 0.85093 | 0.040678 | 0.040678 | 0.040678 | 0.040678 | 0.038285 | 0.038285 | 0.038285 | 98.5277 | 98.5277 | 98.5277 | 98.5277 | 92.7319 | 92.7319 | 92.7319 | 0.024407 | 0.024407 | 0.024407 | 0.024407 | 0.022971 | 0.022971 | 0.022971 | 3522.25 | 3522.25 | 3522.25 | 3522.25 | 3522.25 | 3522.25 | 3522.25 | 0 | 0 | 0 | 0 | 0 | 0 | 0 | 0.6 | 0.6 | 0.6 | 0.6 | 0.6 | 0.6 | 0.6 | 0 | 0 | 0 | 0 | 0 | 0 | 0 | NursingHome Kitchen ILit all | NursingHome Kitchen ILit all | 3781 | 10 | 67.5 | NursingHome Kitchen ILit2 all | NursingHome Kitchen ILit2 all | NursingHome Kitchen ILit2 All | 3865 | 12.5 | 60 | 3781 | 10.45 | 0.675 | 0.1 | 0.1 | 0.1 | 0.1 | 0.1 | 0.1 | 0.1 | 0.675 | 0.675 | 0.675 | 0.675 | 0.675 | 0.675 | 0.675 | 0.675 | 0.675 | 0.675 | 0.675 | 0.675 | 0.675 | 0.675 | 0.1 | 0.1 | 0.1 | 9.65 | 0.6 | 0.125 | 0.125 | 0.125 | 0.125 | 0.125 | 0.125 | 0.125 | 0.6 | 0.6 | 0.6 | 0.6 | 0.6 | 0.6 | 0.6 | 0.6 | 0.6 | 0.6 | 0.6 | 0.6 | 0.6 | 0.6 | 0.125 | 0.125 | 0.125 | 0 | 0 | 0 | 0 | 0 | 0 | 0 | 1 | 1 | 1 | 1 | 1 | 1 | 1 | 1 | 1 | 1 | 1 | 1 | 1 | 1 | 0 | 0 | 0 | 0 | 0 | 0 | 0 | 0 | 0 | 0 | 1 | 1 | 1 | 1 | 1 | 1 | 1 | 1 | 1 | 1 | 1 | 1 | 1 | 1 | 0 | 0 | 0 | 16 | 0.66337 | 0.20792 | 0.079208 | 0.049505 | 0.76136 | 0.10418 | 0.0033106 | 0.0033106 | 0.0033106 | 0.0033106 | 0.0031159 | 0.0031159 | 0.0031159 |  | 0.092925 | 0.092925 | 0.092218 | 0.092218 | 0.092167 | 0.090728 | 0.090728 | Health/Medical - Nursing Home - Kitchen and Food Preparation - all | 16 | 25 | 19 | 2622.95 | 0 | 2622.95 | 0 | 0 | 0 | 10.45 | 0 | 0 | 0 | 0 | 0 | 0 | 0 | 0 | 0 | 0 | 0 | 0 | 0 | 0 | 0 | 0 | 0 | 0 | 0 | 0 | 0 | 0 | 0 | 0 | 0 | 0 | 0 |  | 2422.15 | 0 | 2422.15 | 0 | 0 | 0 | 9.65 | 0 | 0 | 0 | 0 | 0 | 0 | 0 | 0 | 0 | 0 | 0 | 0 | 0 | 0 | 0 | 0 | 0 | 0 | 0 | 0 | 0 | 0 | 0 | 0 | 0 | 0 | 0
817 | 8 | 17 | 5 | 1 |  |  |  |  | Health/Medical - Nursing Home | Office (General) - Admin | Health/Medical - Nursing Home - Office (General) - Admin |  | Health/Medical - Nursing Home | Health/Medical - Nursing Home - Office (General) - Admin | NursingHome Admin | Sat | Open | 52 | 52 | 0.24992 | 0.5401 | 0.5401 | 0.5401 | 0.5401 | 0.5401 | 0.43623 | 0.43623 | 0 | 0 | 0 | 0 | 0 | 0 | 0 | 75.8061 | 75.8061 | 75.8061 | 75.8061 | 75.8061 | 61.228 | 61.228 | 0 | 0 | 0 | 0 | 0 | 0 | 0 | 0 | 0 | 0 | 0 | 0 | 0 | 0 | 0 | 0 | 0 | 0 | 0 | 0 | 0 | 0 | 0 | 0 | 0 | 0 | 0 | 0 | 0 | 0 | 0 | 0 | 0 | 0 | 0 | 0.69138 | 0.69138 | 0.69138 | 0.69138 | 0.69138 | 0.55842 | 0.55842 | 0 | 0 | 0 | 0 | 0 | 0 | 0 | 86.7065 | 86.7065 | 86.7065 | 86.7065 | 86.7065 | 70.0322 | 70.0322 | 0 | 0 | 0 | 0 | 0 | 0 | 0 | 0 | 0 | 0 | 0 | 0 | 0 | 0 | 0 | 0 | 0 | 0 | 0 | 0 | 0 | 0 | 0 | 0 | 0 | 0 | 0 | 0 | 0 | 0 | 0 | 0 | 0 | 0 | 0 | NursingHome Admin ILit Sat | NursingHome Admin ILit all | 3780 | 10 | 70 | NursingHome Admin ILit2 Sat | NursingHome Admin ILit2 Sat | NursingHome Admin ILit2 All | 3864 | 12.5 | 60 | 3780 | 10.8 | 0.7 | 0.1 | 0.1 | 0.1 | 0.1 | 0.1 | 0.1 | 0.1 | 0.7 | 0.7 | 0.7 | 0.7 | 0.7 | 0.7 | 0.7 | 0.7 | 0.7 | 0.7 | 0.7 | 0.7 | 0.7 | 0.7 | 0.1 | 0.1 | 0.1 | 9.65 | 0.6 | 0.125 | 0.125 | 0.125 | 0.125 | 0.125 | 0.125 | 0.125 | 0.6 | 0.6 | 0.6 | 0.6 | 0.6 | 0.6 | 0.6 | 0.6 | 0.6 | 0.6 | 0.6 | 0.6 | 0.6 | 0.6 | 0.125 | 0.125 | 0.125 | 0 | 0 | 0 | 0 | 0 | 0 | 0 | 1 | 1 | 1 | 1 | 1 | 1 | 1 | 1 | 1 | 1 | 1 | 1 | 1 | 1 | 0 | 0 | 0 | 0 | 0 | 0 | 0 | 0 | 0 | 0 | 1 | 1 | 1 | 1 | 1 | 1 | 1 | 1 | 1 | 1 | 1 | 1 | 1 | 1 | 0 | 0 | 0 | 16 | 0.66337 | 0.20792 | 0.079208 | 0.049505 | 0.76136 | 0 | 0 | 0 | 0 | 0 | 0 | 0 | 0 |  | 0.092925 | 0.092925 | 0.092218 | 0.092218 | 0.092167 | 0.090728 | 0.090728 | Health/Medical - Nursing Home - Office (General) - Admin - Sat | 10 | 25 | 19 | 561.6 | 0 | 0 | 0 | 561.6 | 0 | 0 | 0 | 10.8 | 0 | 0 | 0 | 0 | 0 | 0 | 0 | 0 | 0 | 0 | 0 | 0 | 0 | 0 | 0 | 0 | 0 | 0 | 0 | 0 | 0 | 0 | 0 | 0 | 0 |  | 6.5 | 495.3 | 0 | 0 | 6.5 | 495.3 | 0 | 0 | 0.125 | 9.525 | 0 | 0 | 0 | 0 | 0 | 0 | 0 | 0 | 0 | 0 | 0 | 0 | 0 | 0 | 0 | 0 | 0 | 0 | 0 | 0 | 0 | 0 | 0 | 0
818 | 8 | 18 | 6 | 2 |  |  |  |  | Health/Medical - Nursing Home | Office (General) - Admin | Health/Medical - Nursing Home - Office (General) - Admin |  | Health/Medical - Nursing Home | Health/Medical - Nursing Home - Office (General) - Admin | NursingHome Admin | Sun | Open | 52 | 52 | 0.24992 | 0.5401 | 0.5401 | 0.5401 | 0.5401 | 0.5401 | 0.43623 | 0.43623 | 0 | 0 | 0 | 0 | 0 | 0 | 0 | 75.8061 | 75.8061 | 75.8061 | 75.8061 | 75.8061 | 61.228 | 61.228 | 0 | 0 | 0 | 0 | 0 | 0 | 0 | 0 | 0 | 0 | 0 | 0 | 0 | 0 | 0 | 0 | 0 | 0 | 0 | 0 | 0 | 0 | 0 | 0 | 0 | 0 | 0 | 0 | 0 | 0 | 0 | 0 | 0 | 0 | 0 | 0.69138 | 0.69138 | 0.69138 | 0.69138 | 0.69138 | 0.55842 | 0.55842 | 0 | 0 | 0 | 0 | 0 | 0 | 0 | 86.7065 | 86.7065 | 86.7065 | 86.7065 | 86.7065 | 70.0322 | 70.0322 | 0 | 0 | 0 | 0 | 0 | 0 | 0 | 0 | 0 | 0 | 0 | 0 | 0 | 0 | 0 | 0 | 0 | 0 | 0 | 0 | 0 | 0 | 0 | 0 | 0 | 0 | 0 | 0 | 0 | 0 | 0 | 0 | 0 | 0 | 0 | NursingHome Admin ILit Sun | NursingHome Admin ILit all | 3780 | 10 | 70 | NursingHome Admin ILit2 Sun | NursingHome Admin ILit2 Sun | NursingHome Admin ILit2 All | 3864 | 12.5 | 60 | 3780 | 10.8 | 0.7 | 0.1 | 0.1 | 0.1 | 0.1 | 0.1 | 0.1 | 0.1 | 0.7 | 0.7 | 0.7 | 0.7 | 0.7 | 0.7 | 0.7 | 0.7 | 0.7 | 0.7 | 0.7 | 0.7 | 0.7 | 0.7 | 0.1 | 0.1 | 0.1 | 9.65 | 0.6 | 0.125 | 0.125 | 0.125 | 0.125 | 0.125 | 0.125 | 0.125 | 0.6 | 0.6 | 0.6 | 0.6 | 0.6 | 0.6 | 0.6 | 0.6 | 0.6 | 0.6 | 0.6 | 0.6 | 0.6 | 0.6 | 0.125 | 0.125 | 0.125 | 0 | 0 | 0 | 0 | 0 | 0 | 0 | 1 | 1 | 1 | 1 | 1 | 1 | 1 | 1 | 1 | 1 | 1 | 1 | 1 | 1 | 0 | 0 | 0 | 0 | 0 | 0 | 0 | 0 | 0 | 0 | 1 | 1 | 1 | 1 | 1 | 1 | 1 | 1 | 1 | 1 | 1 | 1 | 1 | 1 | 0 | 0 | 0 | 16 | 0.66337 | 0.20792 | 0.079208 | 0.049505 | 0.76136 | 0 | 0 | 0 | 0 | 0 | 0 | 0 | 0 |  | 0.092925 | 0.092925 | 0.092218 | 0.092218 | 0.092167 | 0.090728 | 0.090728 | Health/Medical - Nursing Home - Office (General) - Admin - Sun | 12 | 25 | 19 | 561.6 | 0 | 0 | 0 | 561.6 | 0 | 0 | 0 | 10.8 | 0 | 0 | 0 | 0 | 0 | 0 | 0 | 0 | 0 | 0 | 0 | 0 | 0 | 0 | 0 | 0 | 0 | 0 | 0 | 0 | 0 | 0 | 0 | 0 | 0 |  | 6.5 | 495.3 | 0 | 0 | 6.5 | 495.3 | 0 | 0 | 0.125 | 9.525 | 0 | 0 | 0 | 0 | 0 | 0 | 0 | 0 | 0 | 0 | 0 | 0 | 0 | 0 | 0 | 0 | 0 | 0 | 0 | 0 | 0 | 0 | 0 | 0
819 | 8 | 19 | 7 | 3 |  |  |  |  | Health/Medical - Nursing Home | Office (General) - Admin | Health/Medical - Nursing Home - Office (General) - Admin |  | Health/Medical - Nursing Home | Health/Medical - Nursing Home - Office (General) - Admin | NursingHome Admin | Hol | Open | 10 | 10 | 0.24992 | 0.5401 | 0.5401 | 0.5401 | 0.5401 | 0.5401 | 0.43623 | 0.43623 | 0 | 0 | 0 | 0 | 0 | 0 | 0 | 14.5781 | 14.5781 | 14.5781 | 14.5781 | 14.5781 | 11.7746 | 11.7746 | 0 | 0 | 0 | 0 | 0 | 0 | 0 | 0 | 0 | 0 | 0 | 0 | 0 | 0 | 0 | 0 | 0 | 0 | 0 | 0 | 0 | 0 | 0 | 0 | 0 | 0 | 0 | 0 | 0 | 0 | 0 | 0 | 0 | 0 | 0 | 0.69138 | 0.69138 | 0.69138 | 0.69138 | 0.69138 | 0.55842 | 0.55842 | 0 | 0 | 0 | 0 | 0 | 0 | 0 | 16.6743 | 16.6743 | 16.6743 | 16.6743 | 16.6743 | 13.4677 | 13.4677 | 0 | 0 | 0 | 0 | 0 | 0 | 0 | 0 | 0 | 0 | 0 | 0 | 0 | 0 | 0 | 0 | 0 | 0 | 0 | 0 | 0 | 0 | 0 | 0 | 0 | 0 | 0 | 0 | 0 | 0 | 0 | 0 | 0 | 0 | 0 | NursingHome Admin ILit Hol | NursingHome Admin ILit all | 3780 | 10 | 70 | NursingHome Admin ILit2 Hol | NursingHome Admin ILit2 Hol | NursingHome Admin ILit2 All | 3864 | 12.5 | 60 | 3780 | 10.8 | 0.7 | 0.1 | 0.1 | 0.1 | 0.1 | 0.1 | 0.1 | 0.1 | 0.7 | 0.7 | 0.7 | 0.7 | 0.7 | 0.7 | 0.7 | 0.7 | 0.7 | 0.7 | 0.7 | 0.7 | 0.7 | 0.7 | 0.1 | 0.1 | 0.1 | 9.65 | 0.6 | 0.125 | 0.125 | 0.125 | 0.125 | 0.125 | 0.125 | 0.125 | 0.6 | 0.6 | 0.6 | 0.6 | 0.6 | 0.6 | 0.6 | 0.6 | 0.6 | 0.6 | 0.6 | 0.6 | 0.6 | 0.6 | 0.125 | 0.125 | 0.125 | 0 | 0 | 0 | 0 | 0 | 0 | 0 | 1 | 1 | 1 | 1 | 1 | 1 | 1 | 1 | 1 | 1 | 1 | 1 | 1 | 1 | 0 | 0 | 0 | 0 | 0 | 0 | 0 | 0 | 0 | 0 | 1 | 1 | 1 | 1 | 1 | 1 | 1 | 1 | 1 | 1 | 1 | 1 | 1 | 1 | 0 | 0 | 0 | 16 | 0.66337 | 0.20792 | 0.079208 | 0.049505 | 0.76136 | 0 | 0 | 0 | 0 | 0 | 0 | 0 | 0 |  | 0.092925 | 0.092925 | 0.092218 | 0.092218 | 0.092167 | 0.090728 | 0.090728 | Health/Medical - Nursing Home - Office (General) - Admin - Hol | 14 | 25 | 19 | 108 | 0 | 0 | 0 | 108 | 0 | 0 | 0 | 10.8 | 0 | 0 | 0 | 0 | 0 | 0 | 0 | 0 | 0 | 0 | 0 | 0 | 0 | 0 | 0 | 0 | 0 | 0 | 0 | 0 | 0 | 0 | 0 | 0 | 0 |  | 1.25 | 95.25 | 0 | 0 | 1.25 | 95.25 | 0 | 0 | 0.125 | 9.525 | 0 | 0 | 0 | 0 | 0 | 0 | 0 | 0 | 0 | 0 | 0 | 0 | 0 | 0 | 0 | 0 | 0 | 0 | 0 | 0 | 0 | 0 | 0 | 0
820 | 8 | 20 | 8 | 4 |  |  | Health/Medical - Nursing Home - Office (General) - Admin | Health/Medical - Nursing Home - Office (General) - Admin | Health/Medical - Nursing Home | Office (General) - Admin | Health/Medical - Nursing Home - Office (General) - Admin |  | Health/Medical - Nursing Home | Health/Medical - Nursing Home - Office (General) - Admin | NursingHome Admin | all | Open | 251 | 251 | 0.24992 | 0.5401 | 0.5401 | 0.5401 | 0.5401 | 0.5401 | 0.43623 | 0.43623 | 0.13498 | 0.13498 | 0.13498 | 0.13498 | 0.13498 | 0.10902 | 0.10902 | 365.9103 | 365.9103 | 365.9103 | 365.9103 | 365.9103 | 295.5429 | 295.5429 | 0.094488 | 0.094488 | 0.094488 | 0.094488 | 0.094488 | 0.076317 | 0.076317 | 3942 | 3942 | 3942 | 3942 | 3942 | 3942 | 3942 | 0 | 0 | 0 | 0 | 0 | 0 | 0 | 0.7 | 0.7 | 0.7 | 0.7 | 0.7 | 0.7 | 0.7 | 0 | 0 | 0 | 0 | 0 | 0 | 0 | 0.69138 | 0.69138 | 0.69138 | 0.69138 | 0.69138 | 0.55842 | 0.55842 | 0.17279 | 0.17279 | 0.17279 | 0.17279 | 0.17279 | 0.13956 | 0.13956 | 418.5257 | 418.5257 | 418.5257 | 418.5257 | 418.5257 | 338.04 | 338.04 | 0.10367 | 0.10367 | 0.10367 | 0.10367 | 0.10367 | 0.083737 | 0.083737 | 3522.25 | 3522.25 | 3522.25 | 3522.25 | 3522.25 | 3522.25 | 3522.25 | 0 | 0 | 0 | 0 | 0 | 0 | 0 | 0.6 | 0.6 | 0.6 | 0.6 | 0.6 | 0.6 | 0.6 | 0 | 0 | 0 | 0 | 0 | 0 | 0 | NursingHome Admin ILit all | NursingHome Admin ILit all | 3779 | 10 | 70 | NursingHome Admin ILit2 all | NursingHome Admin ILit2 all | NursingHome Admin ILit2 All | 3863 | 12.5 | 60 | 3779 | 10.8 | 0.7 | 0.1 | 0.1 | 0.1 | 0.1 | 0.1 | 0.1 | 0.1 | 0.7 | 0.7 | 0.7 | 0.7 | 0.7 | 0.7 | 0.7 | 0.7 | 0.7 | 0.7 | 0.7 | 0.7 | 0.7 | 0.7 | 0.1 | 0.1 | 0.1 | 9.65 | 0.6 | 0.125 | 0.125 | 0.125 | 0.125 | 0.125 | 0.125 | 0.125 | 0.6 | 0.6 | 0.6 | 0.6 | 0.6 | 0.6 | 0.6 | 0.6 | 0.6 | 0.6 | 0.6 | 0.6 | 0.6 | 0.6 | 0.125 | 0.125 | 0.125 | 0 | 0 | 0 | 0 | 0 | 0 | 0 | 1 | 1 | 1 | 1 | 1 | 1 | 1 | 1 | 1 | 1 | 1 | 1 | 1 | 1 | 0 | 0 | 0 | 0 | 0 | 0 | 0 | 0 | 0 | 0 | 1 | 1 | 1 | 1 | 1 | 1 | 1 | 1 | 1 | 1 | 1 | 1 | 1 | 1 | 0 | 0 | 0 | 16 | 0.66337 | 0.20792 | 0.079208 | 0.049505 | 0.76136 | 0.10804 | 0.014584 | 0.014584 | 0.014584 | 0.014584 | 0.014584 | 0.011779 | 0.011779 |  | 0.092925 | 0.092925 | 0.092218 | 0.092218 | 0.092167 | 0.090728 | 0.090728 | Health/Medical - Nursing Home - Office (General) - Admin - all | 16 | 25 | 19 | 2710.8 | 0 | 2710.8 | 0 | 0 | 0 | 10.8 | 0 | 0 | 0 | 0 | 0 | 0 | 0 | 0 | 0 | 0 | 0 | 0 | 0 | 0 | 0 | 0 | 0 | 0 | 0 | 0 | 0 | 0 | 0 | 0 | 0 | 0 | 0 |  | 2422.15 | 0 | 2422.15 | 0 | 0 | 0 | 9.65 | 0 | 0 | 0 | 0 | 0 | 0 | 0 | 0 | 0 | 0 | 0 | 0 | 0 | 0 | 0 | 0 | 0 | 0 | 0 | 0 | 0 | 0 | 0 | 0 | 0 | 0 | 0
821 | 8 | 21 | 5 | 1 |  |  |  |  | Health/Medical - Nursing Home | Office (General) - Facilities | Health/Medical - Nursing Home - Office (General) - Facilities |  | Health/Medical - Nursing Home | Health/Medical - Nursing Home - Office (General) - Facilities | NursingHome Facilities | Sat | Open | 52 | 52 | 0.1 | 0.5401 | 0.5401 | 0.5401 | 0.5401 | 0.5401 | 0.43623 | 0.43623 | 0 | 0 | 0 | 0 | 0 | 0 | 0 | 28.6479 | 28.6479 | 28.6479 | 28.6479 | 28.6479 | 23.1387 | 23.1387 | 0 | 0 | 0 | 0 | 0 | 0 | 0 | 0 | 0 | 0 | 0 | 0 | 0 | 0 | 0 | 0 | 0 | 0 | 0 | 0 | 0 | 0 | 0 | 0 | 0 | 0 | 0 | 0 | 0 | 0 | 0 | 0 | 0 | 0 | 0 | 0.69138 | 0.69138 | 0.69138 | 0.69138 | 0.69138 | 0.55842 | 0.55842 | 0 | 0 | 0 | 0 | 0 | 0 | 0 | 34.1555 | 34.1555 | 34.1555 | 34.1555 | 34.1555 | 27.5871 | 27.5871 | 0 | 0 | 0 | 0 | 0 | 0 | 0 | 0 | 0 | 0 | 0 | 0 | 0 | 0 | 0 | 0 | 0 | 0 | 0 | 0 | 0 | 0 | 0 | 0 | 0 | 0 | 0 | 0 | 0 | 0 | 0 | 0 | 0 | 0 | 0 | NursingHome Facilities ILit Sat | NursingHome Facilities ILit all | 3778 | 10 | 70 | NursingHome Facilities ILit2 Sat | NursingHome Facilities ILit2 Sat | NursingHome Facilities ILit2 All | 3862 | 12.5 | 62.5 | 3778 | 10.2 | 0.7 | 0.1 | 0.1 | 0.1 | 0.1 | 0.1 | 0.1 | 0.1 | 0.1 | 0.7 | 0.7 | 0.7 | 0.7 | 0.7 | 0.7 | 0.7 | 0.7 | 0.7 | 0.7 | 0.7 | 0.7 | 0.7 | 0.1 | 0.1 | 0.1 | 9.5 | 0.625 | 0.125 | 0.125 | 0.125 | 0.125 | 0.125 | 0.125 | 0.125 | 0.125 | 0.625 | 0.625 | 0.625 | 0.625 | 0.625 | 0.625 | 0.625 | 0.625 | 0.625 | 0.625 | 0.625 | 0.625 | 0.625 | 0.125 | 0.125 | 0.125 | 0 | 0 | 0 | 0 | 0 | 0 | 0 | 0 | 1 | 1 | 1 | 1 | 1 | 1 | 1 | 1 | 1 | 1 | 1 | 1 | 1 | 0 | 0 | 0 | 0 | 0 | 0 | 0 | 0 | 0 | 0 | 0 | 1 | 1 | 1 | 1 | 1 | 1 | 1 | 1 | 1 | 1 | 1 | 1 | 1 | 0 | 0 | 0 | 16 | 0.66337 | 0.20792 | 0.079208 | 0.049505 | 0.76136 | 0 | 0 | 0 | 0 | 0 | 0 | 0 | 0 |  | 0.092925 | 0.092925 | 0.092218 | 0.092218 | 0.092167 | 0.090728 | 0.090728 | Health/Medical - Nursing Home - Office (General) - Facilities - Sat | 10 | 25 | 19 | 530.4 | 0 | 0 | 0 | 530.4 | 0 | 0 | 0 | 10.2 | 0 | 0 | 0 | 0 | 0 | 0 | 0 | 0 | 0 | 0 | 0 | 0 | 0 | 0 | 0 | 0 | 0 | 0 | 0 | 0 | 0 | 0 | 0 | 0 | 0 |  | 6.5 | 487.5 | 0 | 0 | 6.5 | 487.5 | 0 | 0 | 0.125 | 9.375 | 0 | 0 | 0 | 0 | 0 | 0 | 0 | 0 | 0 | 0 | 0 | 0 | 0 | 0 | 0 | 0 | 0 | 0 | 0 | 0 | 0 | 0 | 0 | 0
822 | 8 | 22 | 6 | 2 |  |  |  |  | Health/Medical - Nursing Home | Office (General) - Facilities | Health/Medical - Nursing Home - Office (General) - Facilities |  | Health/Medical - Nursing Home | Health/Medical - Nursing Home - Office (General) - Facilities | NursingHome Facilities | Sun | Open | 52 | 52 | 0.1 | 0.5401 | 0.5401 | 0.5401 | 0.5401 | 0.5401 | 0.43623 | 0.43623 | 0 | 0 | 0 | 0 | 0 | 0 | 0 | 28.6479 | 28.6479 | 28.6479 | 28.6479 | 28.6479 | 23.1387 | 23.1387 | 0 | 0 | 0 | 0 | 0 | 0 | 0 | 0 | 0 | 0 | 0 | 0 | 0 | 0 | 0 | 0 | 0 | 0 | 0 | 0 | 0 | 0 | 0 | 0 | 0 | 0 | 0 | 0 | 0 | 0 | 0 | 0 | 0 | 0 | 0 | 0.69138 | 0.69138 | 0.69138 | 0.69138 | 0.69138 | 0.55842 | 0.55842 | 0 | 0 | 0 | 0 | 0 | 0 | 0 | 34.1555 | 34.1555 | 34.1555 | 34.1555 | 34.1555 | 27.5871 | 27.5871 | 0 | 0 | 0 | 0 | 0 | 0 | 0 | 0 | 0 | 0 | 0 | 0 | 0 | 0 | 0 | 0 | 0 | 0 | 0 | 0 | 0 | 0 | 0 | 0 | 0 | 0 | 0 | 0 | 0 | 0 | 0 | 0 | 0 | 0 | 0 | NursingHome Facilities ILit Sun | NursingHome Facilities ILit all | 3778 | 10 | 70 | NursingHome Facilities ILit2 Sun | NursingHome Facilities ILit2 Sun | NursingHome Facilities ILit2 All | 3862 | 12.5 | 62.5 | 3778 | 10.2 | 0.7 | 0.1 | 0.1 | 0.1 | 0.1 | 0.1 | 0.1 | 0.1 | 0.1 | 0.7 | 0.7 | 0.7 | 0.7 | 0.7 | 0.7 | 0.7 | 0.7 | 0.7 | 0.7 | 0.7 | 0.7 | 0.7 | 0.1 | 0.1 | 0.1 | 9.5 | 0.625 | 0.125 | 0.125 | 0.125 | 0.125 | 0.125 | 0.125 | 0.125 | 0.125 | 0.625 | 0.625 | 0.625 | 0.625 | 0.625 | 0.625 | 0.625 | 0.625 | 0.625 | 0.625 | 0.625 | 0.625 | 0.625 | 0.125 | 0.125 | 0.125 | 0 | 0 | 0 | 0 | 0 | 0 | 0 | 0 | 1 | 1 | 1 | 1 | 1 | 1 | 1 | 1 | 1 | 1 | 1 | 1 | 1 | 0 | 0 | 0 | 0 | 0 | 0 | 0 | 0 | 0 | 0 | 0 | 1 | 1 | 1 | 1 | 1 | 1 | 1 | 1 | 1 | 1 | 1 | 1 | 1 | 0 | 0 | 0 | 16 | 0.66337 | 0.20792 | 0.079208 | 0.049505 | 0.76136 | 0 | 0 | 0 | 0 | 0 | 0 | 0 | 0 |  | 0.092925 | 0.092925 | 0.092218 | 0.092218 | 0.092167 | 0.090728 | 0.090728 | Health/Medical - Nursing Home - Office (General) - Facilities - Sun | 12 | 25 | 19 | 530.4 | 0 | 0 | 0 | 530.4 | 0 | 0 | 0 | 10.2 | 0 | 0 | 0 | 0 | 0 | 0 | 0 | 0 | 0 | 0 | 0 | 0 | 0 | 0 | 0 | 0 | 0 | 0 | 0 | 0 | 0 | 0 | 0 | 0 | 0 |  | 6.5 | 487.5 | 0 | 0 | 6.5 | 487.5 | 0 | 0 | 0.125 | 9.375 | 0 | 0 | 0 | 0 | 0 | 0 | 0 | 0 | 0 | 0 | 0 | 0 | 0 | 0 | 0 | 0 | 0 | 0 | 0 | 0 | 0 | 0 | 0 | 0
823 | 8 | 23 | 7 | 3 |  |  |  |  | Health/Medical - Nursing Home | Office (General) - Facilities | Health/Medical - Nursing Home - Office (General) - Facilities |  | Health/Medical - Nursing Home | Health/Medical - Nursing Home - Office (General) - Facilities | NursingHome Facilities | Hol | Open | 10 | 10 | 0.1 | 0.5401 | 0.5401 | 0.5401 | 0.5401 | 0.5401 | 0.43623 | 0.43623 | 0 | 0 | 0 | 0 | 0 | 0 | 0 | 5.5092 | 5.5092 | 5.5092 | 5.5092 | 5.5092 | 4.4497 | 4.4497 | 0 | 0 | 0 | 0 | 0 | 0 | 0 | 0 | 0 | 0 | 0 | 0 | 0 | 0 | 0 | 0 | 0 | 0 | 0 | 0 | 0 | 0 | 0 | 0 | 0 | 0 | 0 | 0 | 0 | 0 | 0 | 0 | 0 | 0 | 0 | 0.69138 | 0.69138 | 0.69138 | 0.69138 | 0.69138 | 0.55842 | 0.55842 | 0 | 0 | 0 | 0 | 0 | 0 | 0 | 6.5684 | 6.5684 | 6.5684 | 6.5684 | 6.5684 | 5.3052 | 5.3052 | 0 | 0 | 0 | 0 | 0 | 0 | 0 | 0 | 0 | 0 | 0 | 0 | 0 | 0 | 0 | 0 | 0 | 0 | 0 | 0 | 0 | 0 | 0 | 0 | 0 | 0 | 0 | 0 | 0 | 0 | 0 | 0 | 0 | 0 | 0 | NursingHome Facilities ILit Hol | NursingHome Facilities ILit all | 3778 | 10 | 70 | NursingHome Facilities ILit2 Hol | NursingHome Facilities ILit2 Hol | NursingHome Facilities ILit2 All | 3862 | 12.5 | 62.5 | 3778 | 10.2 | 0.7 | 0.1 | 0.1 | 0.1 | 0.1 | 0.1 | 0.1 | 0.1 | 0.1 | 0.7 | 0.7 | 0.7 | 0.7 | 0.7 | 0.7 | 0.7 | 0.7 | 0.7 | 0.7 | 0.7 | 0.7 | 0.7 | 0.1 | 0.1 | 0.1 | 9.5 | 0.625 | 0.125 | 0.125 | 0.125 | 0.125 | 0.125 | 0.125 | 0.125 | 0.125 | 0.625 | 0.625 | 0.625 | 0.625 | 0.625 | 0.625 | 0.625 | 0.625 | 0.625 | 0.625 | 0.625 | 0.625 | 0.625 | 0.125 | 0.125 | 0.125 | 0 | 0 | 0 | 0 | 0 | 0 | 0 | 0 | 1 | 1 | 1 | 1 | 1 | 1 | 1 | 1 | 1 | 1 | 1 | 1 | 1 | 0 | 0 | 0 | 0 | 0 | 0 | 0 | 0 | 0 | 0 | 0 | 1 | 1 | 1 | 1 | 1 | 1 | 1 | 1 | 1 | 1 | 1 | 1 | 1 | 0 | 0 | 0 | 16 | 0.66337 | 0.20792 | 0.079208 | 0.049505 | 0.76136 | 0 | 0 | 0 | 0 | 0 | 0 | 0 | 0 |  | 0.092925 | 0.092925 | 0.092218 | 0.092218 | 0.092167 | 0.090728 | 0.090728 | Health/Medical - Nursing Home - Office (General) - Facilities - Hol | 14 | 25 | 19 | 102 | 0 | 0 | 0 | 102 | 0 | 0 | 0 | 10.2 | 0 | 0 | 0 | 0 | 0 | 0 | 0 | 0 | 0 | 0 | 0 | 0 | 0 | 0 | 0 | 0 | 0 | 0 | 0 | 0 | 0 | 0 | 0 | 0 | 0 |  | 1.25 | 93.75 | 0 | 0 | 1.25 | 93.75 | 0 | 0 | 0.125 | 9.375 | 0 | 0 | 0 | 0 | 0 | 0 | 0 | 0 | 0 | 0 | 0 | 0 | 0 | 0 | 0 | 0 | 0 | 0 | 0 | 0 | 0 | 0 | 0 | 0
824 | 8 | 24 | 8 | 4 | Health/Medical - Nursing Home | Health/Medical - Nursing Home | Health/Medical - Nursing Home - Office (General) - Facilities | Health/Medical - Nursing Home - Office (General) - Facilities | Health/Medical - Nursing Home | Office (General) - Facilities | Health/Medical - Nursing Home - Office (General) - Facilities |  | Health/Medical - Nursing Home | Health/Medical - Nursing Home - Office (General) - Facilities | NursingHome Facilities | all | Open | 251 | 251 | 0.1 | 0.5401 | 0.5401 | 0.5401 | 0.5401 | 0.5401 | 0.43623 | 0.43623 | 0.054012 | 0.054012 | 0.054012 | 0.054012 | 0.054012 | 0.043625 | 0.043625 | 138.2812 | 138.2812 | 138.2812 | 138.2812 | 138.2812 | 111.6887 | 111.6887 | 0.037808 | 0.037808 | 0.037808 | 0.037808 | 0.037808 | 0.030537 | 0.030537 | 3723 | 3723 | 3723 | 3723 | 3723 | 3723 | 3723 | 4187.7748 | 4187.7748 | 4156.3905 | 4156.3905 | 4157.8533 | 4183.0987 | 4183.0987 | 0.7 | 0.7 | 0.7 | 0.7 | 0.7 | 0.7 | 0.7 | 0.67883 | 0.67883 | 0.67658 | 0.67658 | 0.67659 | 0.67446 | 0.67446 | 0.69138 | 0.69138 | 0.69138 | 0.69138 | 0.69138 | 0.55842 | 0.55842 | 0.069141 | 0.069141 | 0.069141 | 0.069141 | 0.069141 | 0.055844 | 0.055844 | 164.8658 | 164.8658 | 164.8658 | 164.8658 | 164.8658 | 133.1608 | 133.1608 | 0.043213 | 0.043213 | 0.043213 | 0.043213 | 0.043213 | 0.034903 | 0.034903 | 3467.5 | 3467.5 | 3467.5 | 3467.5 | 3467.5 | 3467.5 | 3467.5 | 3674.0243 | 3674.0243 | 3660.4312 | 3660.4312 | 3661.0219 | 3675.0226 | 3675.0226 | 0.625 | 0.625 | 0.625 | 0.625 | 0.625 | 0.625 | 0.625 | 0.56596 | 0.56596 | 0.56493 | 0.56493 | 0.56478 | 0.56094 | 0.56094 | NursingHome Facilities ILit all | NursingHome Facilities ILit all | 3777 | 10 | 70 | NursingHome Facilities ILit2 all | NursingHome Facilities ILit2 all | NursingHome Facilities ILit2 All | 3861 | 12.5 | 62.5 | 3777 | 10.2 | 0.7 | 0.1 | 0.1 | 0.1 | 0.1 | 0.1 | 0.1 | 0.1 | 0.1 | 0.7 | 0.7 | 0.7 | 0.7 | 0.7 | 0.7 | 0.7 | 0.7 | 0.7 | 0.7 | 0.7 | 0.7 | 0.7 | 0.1 | 0.1 | 0.1 | 9.5 | 0.625 | 0.125 | 0.125 | 0.125 | 0.125 | 0.125 | 0.125 | 0.125 | 0.125 | 0.625 | 0.625 | 0.625 | 0.625 | 0.625 | 0.625 | 0.625 | 0.625 | 0.625 | 0.625 | 0.625 | 0.625 | 0.625 | 0.125 | 0.125 | 0.125 | 0 | 0 | 0 | 0 | 0 | 0 | 0 | 0 | 1 | 1 | 1 | 1 | 1 | 1 | 1 | 1 | 1 | 1 | 1 | 1 | 1 | 0 | 0 | 0 | 0 | 0 | 0 | 0 | 0 | 0 | 0 | 0 | 1 | 1 | 1 | 1 | 1 | 1 | 1 | 1 | 1 | 1 | 1 | 1 | 1 | 0 | 0 | 0 | 16 | 0.66337 | 0.20792 | 0.079208 | 0.049505 | 0.76136 | 0.10804 | 0.0058355 | 0.0058355 | 0.0058355 | 0.0058355 | 0.0058355 | 0.0047133 | 0.0047133 | Health/Medical - Nursing Home | 0.092925 | 0.092925 | 0.092218 | 0.092218 | 0.092167 | 0.090728 | 0.090728 | Health/Medical - Nursing Home - Office (General) - Facilities - all | 16 | 25 | 19 | 2560.2 | 0 | 2560.2 | 0 | 0 | 0 | 10.2 | 0 | 0 | 0 | 0 | 0 | 0 | 0 | 0 | 0 | 0 | 0 | 0 | 0 | 0 | 0 | 0 | 0 | 0 | 0 | 0 | 0 | 0 | 0 | 0 | 0 | 0 | 0 |  | 2384.5 | 0 | 2384.5 | 0 | 0 | 0 | 9.5 | 0 | 0 | 0 | 0 | 0 | 0 | 0 | 0 | 0 | 0 | 0 | 0 | 0 | 0 | 0 | 0 | 0 | 0 | 0 | 0 | 0 | 0 | 0 | 0 | 0 | 0 | 0
901 | 9 | 1 | 5 | 1 |  |  |  |  | Lodging - Hotel | Bar, Cocktail Lounge | Lodging - Hotel - Bar, Cocktail Lounge |  | Lodging - Hotel | Lodging - Hotel - Bar, Cocktail Lounge | Hotel (public) Lounge | Sat | Open | 52 | 52 | 0.0049915 | 0.27063 | 0.27063 | 0.27063 | 0.27063 | 0.27063 | 0.27063 | 0.27063 | 0 | 0 | 0 | 0 | 0 | 0 | 0 | 0.38568 | 0.38568 | 0.38568 | 0.38568 | 0.38568 | 0.38568 | 0.38568 | 0 | 0 | 0 | 0 | 0 | 0 | 0 | 0 | 0 | 0 | 0 | 0 | 0 | 0 | 0 | 0 | 0 | 0 | 0 | 0 | 0 | 0 | 0 | 0 | 0 | 0 | 0 | 0 | 0 | 0 | 0 | 0 | 0 | 0 | 0 | 0.75787 | 0.75787 | 0.75787 | 0.75787 | 0.75787 | 0.75787 | 0.75787 | 0 | 0 | 0 | 0 | 0 | 0 | 0 | 1.2594 | 1.2594 | 1.2594 | 1.2594 | 1.2594 | 1.2594 | 1.2594 | 0 | 0 | 0 | 0 | 0 | 0 | 0 | 0 | 0 | 0 | 0 | 0 | 0 | 0 | 0 | 0 | 0 | 0 | 0 | 0 | 0 | 0 | 0 | 0 | 0 | 0 | 0 | 0 | 0 | 0 | 0 | 0 | 0 | 0 | 0 | Hotel (public) Lounge ILit Sat | Hotel (public) Lounge ILit all | 3791 | 6 | 45 | Hotel (public) Lounge ILit2 Sat | Hotel (public) Lounge ILit2 Sat | Hotel (public) Lounge ILit2 All | 3875 | 25 | 33.75 | 3791 | 5.4905 | 0.41123 | 0.073684 | 0.066842 | 0.06 | 0.06 | 0.066842 | 0.080526 | 0.12842 | 0.18316 | 0.24474 | 0.31316 | 0.38158 | 0.38842 | 0.41579 | 0.45 | 0.43632 | 0.41579 | 0.38158 | 0.32 | 0.24474 | 0.21737 | 0.17632 | 0.16947 | 0.11474 | 0.10105 | 6.4021 | 0.30842 | 0.25 | 0.25 | 0.25 | 0.25 | 0.25 | 0.25 | 0.25 | 0.25 | 0.25 | 0.25 | 0.28618 | 0.29132 | 0.31184 | 0.3375 | 0.32724 | 0.31184 | 0.28618 | 0.25 | 0.25 | 0.25 | 0.25 | 0.25 | 0.25 | 0.25 | 0.035088 | 0.017544 | 0 | 0 | 0.017544 | 0.052632 | 0.17544 | 0.31579 | 0.47368 | 0.64912 | 0.82456 | 0.84211 | 0.91228 | 1 | 0.96491 | 0.91228 | 0.82456 | 0.66667 | 0.47368 | 0.40351 | 0.29825 | 0.2807 | 0.14035 | 0.10526 | 0 | 0 | 0 | 0 | 0 | 0 | 0 | 0 | 0 | 0 | 0.41353 | 0.47218 | 0.70677 | 1 | 0.88271 | 0.70677 | 0.41353 | 0 | 0 | 0 | 0 | 0 | 0 | 0 | 16 | 0.66337 | 0.20792 | 0.079208 | 0.049505 | 0.76136 | 0 | 0 | 0 | 0 | 0 | 0 | 0 | 0 |  | 0.047347 | 0.047347 | 0.043791 | 0.043791 | 0.037937 | 0.037469 | 0.037469 | Lodging - Hotel - Bar, Cocktail Lounge - Sat | 10 | 6 | 22 | 248.4505 | 37.0568 | 0 | 0 | 248.4505 | 37.0568 | 0 | 0 | 4.7779 | 0.71263 | 0 | 0 | 0 | 0 | 0 | 0.080526 | 0.12842 | 0.18316 | 0.24474 | 0.31316 | 0.38158 | 0.38842 | 0.41579 | 0.45 | 0.43632 | 0.41579 | 0.38158 | 0.32 | 0.24474 | 0.21737 | 0.17632 | 0 | 0 | 0 |  | 228.9095 | 104 | 0 | 0 | 228.9095 | 104 | 0 | 0 | 4.4021 | 2 | 0 | 0 | 0 | 0 | 0 | 0.25 | 0.25 | 0.25 | 0.25 | 0.25 | 0.28618 | 0.29132 | 0.31184 | 0.3375 | 0.32724 | 0.31184 | 0.28618 | 0.25 | 0.25 | 0.25 | 0.25 | 0 | 0 | 0
902 | 9 | 2 | 6 | 2 |  |  |  |  | Lodging - Hotel | Bar, Cocktail Lounge | Lodging - Hotel - Bar, Cocktail Lounge |  | Lodging - Hotel | Lodging - Hotel - Bar, Cocktail Lounge | Hotel (public) Lounge | Sun | Open | 52 | 52 | 0.0049915 | 0.27063 | 0.27063 | 0.27063 | 0.27063 | 0.27063 | 0.27063 | 0.27063 | 0 | 0 | 0 | 0 | 0 | 0 | 0 | 0.38568 | 0.38568 | 0.38568 | 0.38568 | 0.38568 | 0.38568 | 0.38568 | 0 | 0 | 0 | 0 | 0 | 0 | 0 | 0 | 0 | 0 | 0 | 0 | 0 | 0 | 0 | 0 | 0 | 0 | 0 | 0 | 0 | 0 | 0 | 0 | 0 | 0 | 0 | 0 | 0 | 0 | 0 | 0 | 0 | 0 | 0 | 0.75787 | 0.75787 | 0.75787 | 0.75787 | 0.75787 | 0.75787 | 0.75787 | 0 | 0 | 0 | 0 | 0 | 0 | 0 | 1.2594 | 1.2594 | 1.2594 | 1.2594 | 1.2594 | 1.2594 | 1.2594 | 0 | 0 | 0 | 0 | 0 | 0 | 0 | 0 | 0 | 0 | 0 | 0 | 0 | 0 | 0 | 0 | 0 | 0 | 0 | 0 | 0 | 0 | 0 | 0 | 0 | 0 | 0 | 0 | 0 | 0 | 0 | 0 | 0 | 0 | 0 | Hotel (public) Lounge ILit Sun | Hotel (public) Lounge ILit all | 3791 | 6 | 45 | Hotel (public) Lounge ILit2 Sun | Hotel (public) Lounge ILit2 Sun | Hotel (public) Lounge ILit2 All | 3875 | 25 | 33.75 | 3791 | 5.4905 | 0.41123 | 0.073684 | 0.066842 | 0.06 | 0.06 | 0.066842 | 0.080526 | 0.12842 | 0.18316 | 0.24474 | 0.31316 | 0.38158 | 0.38842 | 0.41579 | 0.45 | 0.43632 | 0.41579 | 0.38158 | 0.32 | 0.24474 | 0.21737 | 0.17632 | 0.16947 | 0.11474 | 0.10105 | 6.4021 | 0.30842 | 0.25 | 0.25 | 0.25 | 0.25 | 0.25 | 0.25 | 0.25 | 0.25 | 0.25 | 0.25 | 0.28618 | 0.29132 | 0.31184 | 0.3375 | 0.32724 | 0.31184 | 0.28618 | 0.25 | 0.25 | 0.25 | 0.25 | 0.25 | 0.25 | 0.25 | 0.035088 | 0.017544 | 0 | 0 | 0.017544 | 0.052632 | 0.17544 | 0.31579 | 0.47368 | 0.64912 | 0.82456 | 0.84211 | 0.91228 | 1 | 0.96491 | 0.91228 | 0.82456 | 0.66667 | 0.47368 | 0.40351 | 0.29825 | 0.2807 | 0.14035 | 0.10526 | 0 | 0 | 0 | 0 | 0 | 0 | 0 | 0 | 0 | 0 | 0.41353 | 0.47218 | 0.70677 | 1 | 0.88271 | 0.70677 | 0.41353 | 0 | 0 | 0 | 0 | 0 | 0 | 0 | 16 | 0.66337 | 0.20792 | 0.079208 | 0.049505 | 0.76136 | 0 | 0 | 0 | 0 | 0 | 0 | 0 | 0 |  | 0.047347 | 0.047347 | 0.043791 | 0.043791 | 0.037937 | 0.037469 | 0.037469 | Lodging - Hotel - Bar, Cocktail Lounge - Sun | 12 | 6 | 22 | 248.4505 | 37.0568 | 0 | 0 | 248.4505 | 37.0568 | 0 | 0 | 4.7779 | 0.71263 | 0 | 0 | 0 | 0 | 0 | 0.080526 | 0.12842 | 0.18316 | 0.24474 | 0.31316 | 0.38158 | 0.38842 | 0.41579 | 0.45 | 0.43632 | 0.41579 | 0.38158 | 0.32 | 0.24474 | 0.21737 | 0.17632 | 0 | 0 | 0 |  | 228.9095 | 104 | 0 | 0 | 228.9095 | 104 | 0 | 0 | 4.4021 | 2 | 0 | 0 | 0 | 0 | 0 | 0.25 | 0.25 | 0.25 | 0.25 | 0.25 | 0.28618 | 0.29132 | 0.31184 | 0.3375 | 0.32724 | 0.31184 | 0.28618 | 0.25 | 0.25 | 0.25 | 0.25 | 0 | 0 | 0
903 | 9 | 3 | 7 | 3 |  |  |  |  | Lodging - Hotel | Bar, Cocktail Lounge | Lodging - Hotel - Bar, Cocktail Lounge |  | Lodging - Hotel | Lodging - Hotel - Bar, Cocktail Lounge | Hotel (public) Lounge | Hol | Open | 10 | 10 | 0.0049915 | 0.27063 | 0.27063 | 0.27063 | 0.27063 | 0.27063 | 0.27063 | 0.27063 | 0 | 0 | 0 | 0 | 0 | 0 | 0 | 0.074169 | 0.074169 | 0.074169 | 0.074169 | 0.074169 | 0.074169 | 0.074169 | 0 | 0 | 0 | 0 | 0 | 0 | 0 | 0 | 0 | 0 | 0 | 0 | 0 | 0 | 0 | 0 | 0 | 0 | 0 | 0 | 0 | 0 | 0 | 0 | 0 | 0 | 0 | 0 | 0 | 0 | 0 | 0 | 0 | 0 | 0 | 0.75787 | 0.75787 | 0.75787 | 0.75787 | 0.75787 | 0.75787 | 0.75787 | 0 | 0 | 0 | 0 | 0 | 0 | 0 | 0.24219 | 0.24219 | 0.24219 | 0.24219 | 0.24219 | 0.24219 | 0.24219 | 0 | 0 | 0 | 0 | 0 | 0 | 0 | 0 | 0 | 0 | 0 | 0 | 0 | 0 | 0 | 0 | 0 | 0 | 0 | 0 | 0 | 0 | 0 | 0 | 0 | 0 | 0 | 0 | 0 | 0 | 0 | 0 | 0 | 0 | 0 | Hotel (public) Lounge ILit Hol | Hotel (public) Lounge ILit all | 3791 | 6 | 45 | Hotel (public) Lounge ILit2 Hol | Hotel (public) Lounge ILit2 Hol | Hotel (public) Lounge ILit2 All | 3875 | 25 | 33.75 | 3791 | 5.4905 | 0.41123 | 0.073684 | 0.066842 | 0.06 | 0.06 | 0.066842 | 0.080526 | 0.12842 | 0.18316 | 0.24474 | 0.31316 | 0.38158 | 0.38842 | 0.41579 | 0.45 | 0.43632 | 0.41579 | 0.38158 | 0.32 | 0.24474 | 0.21737 | 0.17632 | 0.16947 | 0.11474 | 0.10105 | 6.4021 | 0.30842 | 0.25 | 0.25 | 0.25 | 0.25 | 0.25 | 0.25 | 0.25 | 0.25 | 0.25 | 0.25 | 0.28618 | 0.29132 | 0.31184 | 0.3375 | 0.32724 | 0.31184 | 0.28618 | 0.25 | 0.25 | 0.25 | 0.25 | 0.25 | 0.25 | 0.25 | 0.035088 | 0.017544 | 0 | 0 | 0.017544 | 0.052632 | 0.17544 | 0.31579 | 0.47368 | 0.64912 | 0.82456 | 0.84211 | 0.91228 | 1 | 0.96491 | 0.91228 | 0.82456 | 0.66667 | 0.47368 | 0.40351 | 0.29825 | 0.2807 | 0.14035 | 0.10526 | 0 | 0 | 0 | 0 | 0 | 0 | 0 | 0 | 0 | 0 | 0.41353 | 0.47218 | 0.70677 | 1 | 0.88271 | 0.70677 | 0.41353 | 0 | 0 | 0 | 0 | 0 | 0 | 0 | 16 | 0.66337 | 0.20792 | 0.079208 | 0.049505 | 0.76136 | 0 | 0 | 0 | 0 | 0 | 0 | 0 | 0 |  | 0.047347 | 0.047347 | 0.043791 | 0.043791 | 0.037937 | 0.037469 | 0.037469 | Lodging - Hotel - Bar, Cocktail Lounge - Hol | 14 | 6 | 22 | 47.7789 | 7.1263 | 0 | 0 | 47.7789 | 7.1263 | 0 | 0 | 4.7779 | 0.71263 | 0 | 0 | 0 | 0 | 0 | 0.080526 | 0.12842 | 0.18316 | 0.24474 | 0.31316 | 0.38158 | 0.38842 | 0.41579 | 0.45 | 0.43632 | 0.41579 | 0.38158 | 0.32 | 0.24474 | 0.21737 | 0.17632 | 0 | 0 | 0 |  | 44.0211 | 20 | 0 | 0 | 44.0211 | 20 | 0 | 0 | 4.4021 | 2 | 0 | 0 | 0 | 0 | 0 | 0.25 | 0.25 | 0.25 | 0.25 | 0.25 | 0.28618 | 0.29132 | 0.31184 | 0.3375 | 0.32724 | 0.31184 | 0.28618 | 0.25 | 0.25 | 0.25 | 0.25 | 0 | 0 | 0
904 | 9 | 4 | 8 | 4 |  |  | Lodging - Hotel - Bar, Cocktail Lounge | Lodging - Hotel - Bar, Cocktail Lounge | Lodging - Hotel | Bar, Cocktail Lounge | Lodging - Hotel - Bar, Cocktail Lounge |  | Lodging - Hotel | Lodging - Hotel - Bar, Cocktail Lounge | Hotel (public) Lounge | all | Open | 251 | 251 | 0.0049915 | 0.27063 | 0.27063 | 0.27063 | 0.27063 | 0.27063 | 0.27063 | 0.27063 | 0.0013509 | 0.0013509 | 0.0013509 | 0.0013509 | 0.0013509 | 0.0013509 | 0.0013509 | 3.8618 | 3.8618 | 3.8618 | 3.8618 | 3.8618 | 3.8618 | 3.8618 | 0.001115 | 0.001115 | 0.001115 | 0.001115 | 0.001115 | 0.001115 | 0.001115 | 3484.6779 | 3484.6779 | 3484.6779 | 3484.6779 | 3484.6779 | 3484.6779 | 3484.6779 | 0 | 0 | 0 | 0 | 0 | 0 | 0 | 0.82544 | 0.82544 | 0.82544 | 0.82544 | 0.82544 | 0.82544 | 0.82544 | 0 | 0 | 0 | 0 | 0 | 0 | 0 | 0.75787 | 0.75787 | 0.75787 | 0.75787 | 0.75787 | 0.75787 | 0.75787 | 0.0037829 | 0.0037829 | 0.0037829 | 0.0037829 | 0.0037829 | 0.0037829 | 0.0037829 | 8.9954 | 8.9954 | 8.9954 | 8.9954 | 8.9954 | 8.9954 | 8.9954 | 0.0023419 | 0.0023419 | 0.0023419 | 0.0023419 | 0.0023419 | 0.0023419 | 0.0023419 | 3107.7347 | 3107.7347 | 3107.7347 | 3107.7347 | 3107.7347 | 3107.7347 | 3107.7347 | 0 | 0 | 0 | 0 | 0 | 0 | 0 | 0.61908 | 0.61908 | 0.61908 | 0.61908 | 0.61908 | 0.61908 | 0.61908 | 0 | 0 | 0 | 0 | 0 | 0 | 0 | Hotel (public) Lounge ILit all | Hotel (public) Lounge ILit all | 3790 | 15 | 90 | Hotel (public) Lounge ILit2 all | Hotel (public) Lounge ILit2 all | Hotel (public) Lounge ILit2 All | 3874 | 25 | 67.5 | 3790 | 11.3895 | 0.82544 | 0.17632 | 0.16316 | 0.15 | 0.15 | 0.16316 | 0.18947 | 0.28158 | 0.38684 | 0.50526 | 0.63684 | 0.76842 | 0.78158 | 0.83421 | 0.9 | 0.87368 | 0.83421 | 0.76842 | 0.65 | 0.50526 | 0.45263 | 0.37368 | 0.36053 | 0.25526 | 0.22895 | 9.4737 | 0.61908 | 0.25 | 0.25 | 0.25 | 0.25 | 0.25 | 0.25 | 0.25 | 0.29013 | 0.37895 | 0.47763 | 0.57632 | 0.58618 | 0.62566 | 0.675 | 0.65526 | 0.62566 | 0.57632 | 0.4875 | 0.37895 | 0.33947 | 0.28026 | 0.27039 | 0.25 | 0.25 | 0.035088 | 0.017544 | 0 | 0 | 0.017544 | 0.052632 | 0.17544 | 0.31579 | 0.47368 | 0.64912 | 0.82456 | 0.84211 | 0.91228 | 1 | 0.96491 | 0.91228 | 0.82456 | 0.66667 | 0.47368 | 0.40351 | 0.29825 | 0.2807 | 0.14035 | 0.10526 | 0 | 0 | 0 | 0 | 0 | 0 | 0 | 0.094427 | 0.30341 | 0.5356 | 0.7678 | 0.79102 | 0.8839 | 1 | 0.95356 | 0.8839 | 0.7678 | 0.55882 | 0.30341 | 0.21053 | 0.071207 | 0.047988 | 0 | 0 | 16 | 0.66337 | 0.20792 | 0.079208 | 0.049505 | 0.76136 | 0.12485 | 0.00016866 | 0.00016866 | 0.00016866 | 0.00016866 | 0.00016866 | 0.00016866 | 0.00016866 |  | 0.047347 | 0.047347 | 0.043791 | 0.043791 | 0.037937 | 0.037469 | 0.037469 | Lodging - Hotel - Bar, Cocktail Lounge - all | 16 | 6 | 22 | 2445.2684 | 413.4895 | 2445.2684 | 413.4895 | 0 | 0 | 9.7421 | 1.6474 | 0 | 0 | 0 | 0 | 0 | 0 | 0 | 0.18947 | 0.28158 | 0.38684 | 0.50526 | 0.63684 | 0.76842 | 0.78158 | 0.83421 | 0.9 | 0.87368 | 0.83421 | 0.76842 | 0.65 | 0.50526 | 0.45263 | 0.37368 | 0 | 0 | 0 |  | 1870.7757 | 507.1191 | 1870.7757 | 507.1191 | 0 | 0 | 7.4533 | 2.0204 | 0 | 0 | 0 | 0 | 0 | 0 | 0 | 0.25 | 0.25 | 0.29013 | 0.37895 | 0.47763 | 0.57632 | 0.58618 | 0.62566 | 0.675 | 0.65526 | 0.62566 | 0.57632 | 0.4875 | 0.37895 | 0.33947 | 0.28026 | 0 | 0 | 0
905 | 9 | 5 | 5 | 1 |  |  |  |  | Lodging - Hotel | Corridor | Lodging - Hotel - Corridor |  | Lodging - Hotel | Lodging - Hotel - Corridor | Hotel (public) Corridor | Sat | Open | 52 | 52 | 0.1011 | 0.19682 | 0.19682 | 0.14762 | 0.14762 | 0.14762 | 0.14762 | 0.14762 | 0 | 0 | 0 | 0 | 0 | 0 | 0 | 22.35 | 22.35 | 16.7625 | 16.7625 | 16.7625 | 16.7625 | 16.7625 | 0 | 0 | 0 | 0 | 0 | 0 | 0 | 0 | 0 | 0 | 0 | 0 | 0 | 0 | 0 | 0 | 0 | 0 | 0 | 0 | 0 | 0 | 0 | 0 | 0 | 0 | 0 | 0 | 0 | 0 | 0 | 0 | 0 | 0 | 0 | 0.55118 | 0.55118 | 0.41338 | 0.41338 | 0.41338 | 0.41338 | 0.41338 | 0 | 0 | 0 | 0 | 0 | 0 | 0 | 46.9415 | 46.9415 | 35.2062 | 35.2062 | 35.2062 | 35.2062 | 35.2062 | 0 | 0 | 0 | 0 | 0 | 0 | 0 | 0 | 0 | 0 | 0 | 0 | 0 | 0 | 0 | 0 | 0 | 0 | 0 | 0 | 0 | 0 | 0 | 0 | 0 | 0 | 0 | 0 | 0 | 0 | 0 | 0 | 0 | 0 | 0 | Hotel (public) Corridor ILit Sat | Hotel (public) Corridor ILit all | 2 | 90 | 90 | Hotel (public) Corridor ILit2 Sat | Hotel (public) Corridor ILit Sat | Hotel (public) Corridor ILit all | 2 | 67.5 | 67.5 | 2 | 21.6 | 0.9 | 0.9 | 0.9 | 0.9 | 0.9 | 0.9 | 0.9 | 0.9 | 0.9 | 0.9 | 0.9 | 0.9 | 0.9 | 0.9 | 0.9 | 0.9 | 0.9 | 0.9 | 0.9 | 0.9 | 0.9 | 0.9 | 0.9 | 0.9 | 0.9 | 16.2 | 0.675 | 0.675 | 0.675 | 0.675 | 0.675 | 0.675 | 0.675 | 0.675 | 0.675 | 0.675 | 0.675 | 0.675 | 0.675 | 0.675 | 0.675 | 0.675 | 0.675 | 0.675 | 0.675 | 0.675 | 0.675 | 0.675 | 0.675 | 0.675 | 0.675 | 0 | 0 | 0 | 0 | 0 | 0 | 0 | 0 | 0 | 0 | 0 | 0 | 0 | 0 | 0 | 0 | 0 | 0 | 0 | 0 | 0 | 0 | 0 | 0 | 0 | 0 | 0 | 0 | 0 | 0 | 0 | 0 | 0 | 0 | 0 | 0 | 0 | 0 | 0 | 0 | 0 | 0 | 0 | 0 | 0 | 0 | 0 | 0 | 16 | 0.66337 | 0.20792 | 0.079208 | 0.049505 | 0.76136 | 0 | 0 | 0 | 0 | 0 | 0 | 0 | 0 |  | 0.047347 | 0.047347 | 0.043791 | 0.043791 | 0.037937 | 0.037469 | 0.037469 | Lodging - Hotel - Corridor - Sat | 10 | 25 | 16 | 1123.2 | 0 | 0 | 0 | 1123.2 | 0 | 0 | 0 | 21.6 | 0 | 0 | 0 | 0 | 0 | 0 | 0 | 0 | 0 | 0 | 0 | 0 | 0 | 0 | 0 | 0 | 0 | 0 | 0 | 0 | 0 | 0 | 0 | 0 | 0 |  | 35.1 | 807.3 | 0 | 0 | 35.1 | 807.3 | 0 | 0 | 0.675 | 15.525 | 0 | 0 | 0 | 0 | 0 | 0 | 0 | 0 | 0 | 0 | 0 | 0 | 0 | 0 | 0 | 0 | 0 | 0 | 0 | 0 | 0 | 0 | 0 | 0
906 | 9 | 6 | 6 | 2 |  |  |  |  | Lodging - Hotel | Corridor | Lodging - Hotel - Corridor |  | Lodging - Hotel | Lodging - Hotel - Corridor | Hotel (public) Corridor | Sun | Open | 52 | 52 | 0.1011 | 0.19682 | 0.19682 | 0.14762 | 0.14762 | 0.14762 | 0.14762 | 0.14762 | 0 | 0 | 0 | 0 | 0 | 0 | 0 | 22.35 | 22.35 | 16.7625 | 16.7625 | 16.7625 | 16.7625 | 16.7625 | 0 | 0 | 0 | 0 | 0 | 0 | 0 | 0 | 0 | 0 | 0 | 0 | 0 | 0 | 0 | 0 | 0 | 0 | 0 | 0 | 0 | 0 | 0 | 0 | 0 | 0 | 0 | 0 | 0 | 0 | 0 | 0 | 0 | 0 | 0 | 0.55118 | 0.55118 | 0.41338 | 0.41338 | 0.41338 | 0.41338 | 0.41338 | 0 | 0 | 0 | 0 | 0 | 0 | 0 | 46.9415 | 46.9415 | 35.2062 | 35.2062 | 35.2062 | 35.2062 | 35.2062 | 0 | 0 | 0 | 0 | 0 | 0 | 0 | 0 | 0 | 0 | 0 | 0 | 0 | 0 | 0 | 0 | 0 | 0 | 0 | 0 | 0 | 0 | 0 | 0 | 0 | 0 | 0 | 0 | 0 | 0 | 0 | 0 | 0 | 0 | 0 | Hotel (public) Corridor ILit Sun | Hotel (public) Corridor ILit all | 2 | 90 | 90 | Hotel (public) Corridor ILit2 Sun | Hotel (public) Corridor ILit Sun | Hotel (public) Corridor ILit all | 2 | 67.5 | 67.5 | 2 | 21.6 | 0.9 | 0.9 | 0.9 | 0.9 | 0.9 | 0.9 | 0.9 | 0.9 | 0.9 | 0.9 | 0.9 | 0.9 | 0.9 | 0.9 | 0.9 | 0.9 | 0.9 | 0.9 | 0.9 | 0.9 | 0.9 | 0.9 | 0.9 | 0.9 | 0.9 | 16.2 | 0.675 | 0.675 | 0.675 | 0.675 | 0.675 | 0.675 | 0.675 | 0.675 | 0.675 | 0.675 | 0.675 | 0.675 | 0.675 | 0.675 | 0.675 | 0.675 | 0.675 | 0.675 | 0.675 | 0.675 | 0.675 | 0.675 | 0.675 | 0.675 | 0.675 | 0 | 0 | 0 | 0 | 0 | 0 | 0 | 0 | 0 | 0 | 0 | 0 | 0 | 0 | 0 | 0 | 0 | 0 | 0 | 0 | 0 | 0 | 0 | 0 | 0 | 0 | 0 | 0 | 0 | 0 | 0 | 0 | 0 | 0 | 0 | 0 | 0 | 0 | 0 | 0 | 0 | 0 | 0 | 0 | 0 | 0 | 0 | 0 | 16 | 0.66337 | 0.20792 | 0.079208 | 0.049505 | 0.76136 | 0 | 0 | 0 | 0 | 0 | 0 | 0 | 0 |  | 0.047347 | 0.047347 | 0.043791 | 0.043791 | 0.037937 | 0.037469 | 0.037469 | Lodging - Hotel - Corridor - Sun | 12 | 25 | 16 | 1123.2 | 0 | 0 | 0 | 1123.2 | 0 | 0 | 0 | 21.6 | 0 | 0 | 0 | 0 | 0 | 0 | 0 | 0 | 0 | 0 | 0 | 0 | 0 | 0 | 0 | 0 | 0 | 0 | 0 | 0 | 0 | 0 | 0 | 0 | 0 |  | 35.1 | 807.3 | 0 | 0 | 35.1 | 807.3 | 0 | 0 | 0.675 | 15.525 | 0 | 0 | 0 | 0 | 0 | 0 | 0 | 0 | 0 | 0 | 0 | 0 | 0 | 0 | 0 | 0 | 0 | 0 | 0 | 0 | 0 | 0 | 0 | 0
907 | 9 | 7 | 7 | 3 |  |  |  |  | Lodging - Hotel | Corridor | Lodging - Hotel - Corridor |  | Lodging - Hotel | Lodging - Hotel - Corridor | Hotel (public) Corridor | Hol | Open | 10 | 10 | 0.1011 | 0.19682 | 0.19682 | 0.14762 | 0.14762 | 0.14762 | 0.14762 | 0.14762 | 0 | 0 | 0 | 0 | 0 | 0 | 0 | 4.2981 | 4.2981 | 3.2236 | 3.2236 | 3.2236 | 3.2236 | 3.2236 | 0 | 0 | 0 | 0 | 0 | 0 | 0 | 0 | 0 | 0 | 0 | 0 | 0 | 0 | 0 | 0 | 0 | 0 | 0 | 0 | 0 | 0 | 0 | 0 | 0 | 0 | 0 | 0 | 0 | 0 | 0 | 0 | 0 | 0 | 0 | 0.55118 | 0.55118 | 0.41338 | 0.41338 | 0.41338 | 0.41338 | 0.41338 | 0 | 0 | 0 | 0 | 0 | 0 | 0 | 9.0272 | 9.0272 | 6.7704 | 6.7704 | 6.7704 | 6.7704 | 6.7704 | 0 | 0 | 0 | 0 | 0 | 0 | 0 | 0 | 0 | 0 | 0 | 0 | 0 | 0 | 0 | 0 | 0 | 0 | 0 | 0 | 0 | 0 | 0 | 0 | 0 | 0 | 0 | 0 | 0 | 0 | 0 | 0 | 0 | 0 | 0 | Hotel (public) Corridor ILit Hol | Hotel (public) Corridor ILit all | 2 | 90 | 90 | Hotel (public) Corridor ILit2 Hol | Hotel (public) Corridor ILit Hol | Hotel (public) Corridor ILit all | 2 | 67.5 | 67.5 | 2 | 21.6 | 0.9 | 0.9 | 0.9 | 0.9 | 0.9 | 0.9 | 0.9 | 0.9 | 0.9 | 0.9 | 0.9 | 0.9 | 0.9 | 0.9 | 0.9 | 0.9 | 0.9 | 0.9 | 0.9 | 0.9 | 0.9 | 0.9 | 0.9 | 0.9 | 0.9 | 16.2 | 0.675 | 0.675 | 0.675 | 0.675 | 0.675 | 0.675 | 0.675 | 0.675 | 0.675 | 0.675 | 0.675 | 0.675 | 0.675 | 0.675 | 0.675 | 0.675 | 0.675 | 0.675 | 0.675 | 0.675 | 0.675 | 0.675 | 0.675 | 0.675 | 0.675 | 0 | 0 | 0 | 0 | 0 | 0 | 0 | 0 | 0 | 0 | 0 | 0 | 0 | 0 | 0 | 0 | 0 | 0 | 0 | 0 | 0 | 0 | 0 | 0 | 0 | 0 | 0 | 0 | 0 | 0 | 0 | 0 | 0 | 0 | 0 | 0 | 0 | 0 | 0 | 0 | 0 | 0 | 0 | 0 | 0 | 0 | 0 | 0 | 16 | 0.66337 | 0.20792 | 0.079208 | 0.049505 | 0.76136 | 0 | 0 | 0 | 0 | 0 | 0 | 0 | 0 |  | 0.047347 | 0.047347 | 0.043791 | 0.043791 | 0.037937 | 0.037469 | 0.037469 | Lodging - Hotel - Corridor - Hol | 14 | 25 | 16 | 216 | 0 | 0 | 0 | 216 | 0 | 0 | 0 | 21.6 | 0 | 0 | 0 | 0 | 0 | 0 | 0 | 0 | 0 | 0 | 0 | 0 | 0 | 0 | 0 | 0 | 0 | 0 | 0 | 0 | 0 | 0 | 0 | 0 | 0 |  | 6.75 | 155.25 | 0 | 0 | 6.75 | 155.25 | 0 | 0 | 0.675 | 15.525 | 0 | 0 | 0 | 0 | 0 | 0 | 0 | 0 | 0 | 0 | 0 | 0 | 0 | 0 | 0 | 0 | 0 | 0 | 0 | 0 | 0 | 0 | 0 | 0
908 | 9 | 8 | 8 | 4 |  |  | Lodging - Hotel - Corridor | Lodging - Hotel - Corridor | Lodging - Hotel | Corridor | Lodging - Hotel - Corridor |  | Lodging - Hotel | Lodging - Hotel - Corridor | Hotel (public) Corridor | all | Open | 251 | 251 | 0.1011 | 0.19682 | 0.19682 | 0.14762 | 0.14762 | 0.14762 | 0.14762 | 0.14762 | 0.019899 | 0.019899 | 0.014924 | 0.014924 | 0.014924 | 0.014924 | 0.014924 | 107.8818 | 107.8818 | 80.9113 | 80.9113 | 80.9113 | 80.9113 | 80.9113 | 0.017909 | 0.017909 | 0.013431 | 0.013431 | 0.013431 | 0.013431 | 0.013431 | 7884 | 7884 | 7884 | 7884 | 7884 | 7884 | 7884 | 0 | 0 | 0 | 0 | 0 | 0 | 0 | 0.9 | 0.9 | 0.9 | 0.9 | 0.9 | 0.9 | 0.9 | 0 | 0 | 0 | 0 | 0 | 0 | 0 | 0.55118 | 0.55118 | 0.41338 | 0.41338 | 0.41338 | 0.41338 | 0.41338 | 0.055724 | 0.055724 | 0.041793 | 0.041793 | 0.041793 | 0.041793 | 0.041793 | 226.5832 | 226.5832 | 169.9374 | 169.9374 | 169.9374 | 169.9374 | 169.9374 | 0.037613 | 0.037613 | 0.02821 | 0.02821 | 0.02821 | 0.02821 | 0.02821 | 5913 | 5913 | 5913 | 5913 | 5913 | 5913 | 5913 | 0 | 0 | 0 | 0 | 0 | 0 | 0 | 0.675 | 0.675 | 0.675 | 0.675 | 0.675 | 0.675 | 0.675 | 0 | 0 | 0 | 0 | 0 | 0 | 0 | Hotel (public) Corridor ILit all | Hotel (public) Corridor ILit all | 2 | 90 | 90 | Hotel (public) Corridor ILit2 all | Hotel (public) Corridor ILit all | Hotel (public) Corridor ILit all | 2 | 67.5 | 67.5 | 2 | 21.6 | 0.9 | 0.9 | 0.9 | 0.9 | 0.9 | 0.9 | 0.9 | 0.9 | 0.9 | 0.9 | 0.9 | 0.9 | 0.9 | 0.9 | 0.9 | 0.9 | 0.9 | 0.9 | 0.9 | 0.9 | 0.9 | 0.9 | 0.9 | 0.9 | 0.9 | 16.2 | 0.675 | 0.675 | 0.675 | 0.675 | 0.675 | 0.675 | 0.675 | 0.675 | 0.675 | 0.675 | 0.675 | 0.675 | 0.675 | 0.675 | 0.675 | 0.675 | 0.675 | 0.675 | 0.675 | 0.675 | 0.675 | 0.675 | 0.675 | 0.675 | 0.675 | 0 | 0 | 0 | 0 | 0 | 0 | 0 | 0 | 0 | 0 | 0 | 0 | 0 | 0 | 0 | 0 | 0 | 0 | 0 | 0 | 0 | 0 | 0 | 0 | 0 | 0 | 0 | 0 | 0 | 0 | 0 | 0 | 0 | 0 | 0 | 0 | 0 | 0 | 0 | 0 | 0 | 0 | 0 | 0 | 0 | 0 | 0 | 0 | 16 | 0.66337 | 0.20792 | 0.079208 | 0.049505 | 0.76136 | 0.13891 | 0.0027641 | 0.0027641 | 0.0020731 | 0.0020731 | 0.0020731 | 0.0020731 | 0.0020731 |  | 0.047347 | 0.047347 | 0.043791 | 0.043791 | 0.037937 | 0.037469 | 0.037469 | Lodging - Hotel - Corridor - all | 16 | 25 | 16 | 5421.6 | 0 | 5421.6 | 0 | 0 | 0 | 21.6 | 0 | 0 | 0 | 0 | 0 | 0 | 0 | 0 | 0 | 0 | 0 | 0 | 0 | 0 | 0 | 0 | 0 | 0 | 0 | 0 | 0 | 0 | 0 | 0 | 0 | 0 | 0 |  | 4066.2 | 0 | 4066.2 | 0 | 0 | 0 | 16.2 | 0 | 0 | 0 | 0 | 0 | 0 | 0 | 0 | 0 | 0 | 0 | 0 | 0 | 0 | 0 | 0 | 0 | 0 | 0 | 0 | 0 | 0 | 0 | 0 | 0 | 0 | 0
909 | 9 | 9 | 5 | 1 |  |  |  |  | Lodging - Hotel | Dining Area | Lodging - Hotel - Dining Area |  | Lodging - Hotel | Lodging - Hotel - Dining Area | Hotel (public) Restaurant | Sat | Open | 52 | 52 | 0.0039974 | 0.36904 | 0.36904 | 0.31984 | 0.31984 | 0.31984 | 0.31984 | 0.31984 | 0 | 0 | 0 | 0 | 0 | 0 | 0 | 0.42118 | 0.42118 | 0.36502 | 0.36502 | 0.36502 | 0.36502 | 0.36502 | 0 | 0 | 0 | 0 | 0 | 0 | 0 | 0 | 0 | 0 | 0 | 0 | 0 | 0 | 0 | 0 | 0 | 0 | 0 | 0 | 0 | 0 | 0 | 0 | 0 | 0 | 0 | 0 | 0 | 0 | 0 | 0 | 0 | 0 | 0 | 1.0335 | 1.0335 | 0.89567 | 0.89567 | 0.89567 | 0.89567 | 0.89567 | 0 | 0 | 0 | 0 | 0 | 0 | 0 | 1.3753 | 1.3753 | 1.1919 | 1.1919 | 1.1919 | 1.1919 | 1.1919 | 0 | 0 | 0 | 0 | 0 | 0 | 0 | 0 | 0 | 0 | 0 | 0 | 0 | 0 | 0 | 0 | 0 | 0 | 0 | 0 | 0 | 0 | 0 | 0 | 0 | 0 | 0 | 0 | 0 | 0 | 0 | 0 | 0 | 0 | 0 | Hotel (public) Restaurant ILit Sat | Hotel (public) Restaurant ILit all | 3791 | 6 | 45 | Hotel (public) Restaurant ILit2 Sat | Hotel (public) Restaurant ILit2 Sat | Hotel (public) Restaurant ILit2 All | 3875 | 25 | 33.75 | 3791 | 5.4905 | 0.41123 | 0.073684 | 0.066842 | 0.06 | 0.06 | 0.066842 | 0.080526 | 0.12842 | 0.18316 | 0.24474 | 0.31316 | 0.38158 | 0.38842 | 0.41579 | 0.45 | 0.43632 | 0.41579 | 0.38158 | 0.32 | 0.24474 | 0.21737 | 0.17632 | 0.16947 | 0.11474 | 0.10105 | 6.4021 | 0.30842 | 0.25 | 0.25 | 0.25 | 0.25 | 0.25 | 0.25 | 0.25 | 0.25 | 0.25 | 0.25 | 0.28618 | 0.29132 | 0.31184 | 0.3375 | 0.32724 | 0.31184 | 0.28618 | 0.25 | 0.25 | 0.25 | 0.25 | 0.25 | 0.25 | 0.25 | 0.035088 | 0.017544 | 0 | 0 | 0.017544 | 0.052632 | 0.17544 | 0.31579 | 0.47368 | 0.64912 | 0.82456 | 0.84211 | 0.91228 | 1 | 0.96491 | 0.91228 | 0.82456 | 0.66667 | 0.47368 | 0.40351 | 0.29825 | 0.2807 | 0.14035 | 0.10526 | 0 | 0 | 0 | 0 | 0 | 0 | 0 | 0 | 0 | 0 | 0.41353 | 0.47218 | 0.70677 | 1 | 0.88271 | 0.70677 | 0.41353 | 0 | 0 | 0 | 0 | 0 | 0 | 0 | 16 | 0.66337 | 0.20792 | 0.079208 | 0.049505 | 0.76136 | 0 | 0 | 0 | 0 | 0 | 0 | 0 | 0 |  | 0.047347 | 0.047347 | 0.043791 | 0.043791 | 0.037937 | 0.037469 | 0.037469 | Lodging - Hotel - Dining Area - Sat | 10 | 6 | 22 | 248.4505 | 37.0568 | 0 | 0 | 248.4505 | 37.0568 | 0 | 0 | 4.7779 | 0.71263 | 0 | 0 | 0 | 0 | 0 | 0.080526 | 0.12842 | 0.18316 | 0.24474 | 0.31316 | 0.38158 | 0.38842 | 0.41579 | 0.45 | 0.43632 | 0.41579 | 0.38158 | 0.32 | 0.24474 | 0.21737 | 0.17632 | 0 | 0 | 0 |  | 228.9095 | 104 | 0 | 0 | 228.9095 | 104 | 0 | 0 | 4.4021 | 2 | 0 | 0 | 0 | 0 | 0 | 0.25 | 0.25 | 0.25 | 0.25 | 0.25 | 0.28618 | 0.29132 | 0.31184 | 0.3375 | 0.32724 | 0.31184 | 0.28618 | 0.25 | 0.25 | 0.25 | 0.25 | 0 | 0 | 0
910 | 9 | 10 | 6 | 2 |  |  |  |  | Lodging - Hotel | Dining Area | Lodging - Hotel - Dining Area |  | Lodging - Hotel | Lodging - Hotel - Dining Area | Hotel (public) Restaurant | Sun | Open | 52 | 52 | 0.0039974 | 0.36904 | 0.36904 | 0.31984 | 0.31984 | 0.31984 | 0.31984 | 0.31984 | 0 | 0 | 0 | 0 | 0 | 0 | 0 | 0.42118 | 0.42118 | 0.36502 | 0.36502 | 0.36502 | 0.36502 | 0.36502 | 0 | 0 | 0 | 0 | 0 | 0 | 0 | 0 | 0 | 0 | 0 | 0 | 0 | 0 | 0 | 0 | 0 | 0 | 0 | 0 | 0 | 0 | 0 | 0 | 0 | 0 | 0 | 0 | 0 | 0 | 0 | 0 | 0 | 0 | 0 | 1.0335 | 1.0335 | 0.89567 | 0.89567 | 0.89567 | 0.89567 | 0.89567 | 0 | 0 | 0 | 0 | 0 | 0 | 0 | 1.3753 | 1.3753 | 1.1919 | 1.1919 | 1.1919 | 1.1919 | 1.1919 | 0 | 0 | 0 | 0 | 0 | 0 | 0 | 0 | 0 | 0 | 0 | 0 | 0 | 0 | 0 | 0 | 0 | 0 | 0 | 0 | 0 | 0 | 0 | 0 | 0 | 0 | 0 | 0 | 0 | 0 | 0 | 0 | 0 | 0 | 0 | Hotel (public) Restaurant ILit Sun | Hotel (public) Restaurant ILit all | 3791 | 6 | 45 | Hotel (public) Restaurant ILit2 Sun | Hotel (public) Restaurant ILit2 Sun | Hotel (public) Restaurant ILit2 All | 3875 | 25 | 33.75 | 3791 | 5.4905 | 0.41123 | 0.073684 | 0.066842 | 0.06 | 0.06 | 0.066842 | 0.080526 | 0.12842 | 0.18316 | 0.24474 | 0.31316 | 0.38158 | 0.38842 | 0.41579 | 0.45 | 0.43632 | 0.41579 | 0.38158 | 0.32 | 0.24474 | 0.21737 | 0.17632 | 0.16947 | 0.11474 | 0.10105 | 6.4021 | 0.30842 | 0.25 | 0.25 | 0.25 | 0.25 | 0.25 | 0.25 | 0.25 | 0.25 | 0.25 | 0.25 | 0.28618 | 0.29132 | 0.31184 | 0.3375 | 0.32724 | 0.31184 | 0.28618 | 0.25 | 0.25 | 0.25 | 0.25 | 0.25 | 0.25 | 0.25 | 0.035088 | 0.017544 | 0 | 0 | 0.017544 | 0.052632 | 0.17544 | 0.31579 | 0.47368 | 0.64912 | 0.82456 | 0.84211 | 0.91228 | 1 | 0.96491 | 0.91228 | 0.82456 | 0.66667 | 0.47368 | 0.40351 | 0.29825 | 0.2807 | 0.14035 | 0.10526 | 0 | 0 | 0 | 0 | 0 | 0 | 0 | 0 | 0 | 0 | 0.41353 | 0.47218 | 0.70677 | 1 | 0.88271 | 0.70677 | 0.41353 | 0 | 0 | 0 | 0 | 0 | 0 | 0 | 16 | 0.66337 | 0.20792 | 0.079208 | 0.049505 | 0.76136 | 0 | 0 | 0 | 0 | 0 | 0 | 0 | 0 |  | 0.047347 | 0.047347 | 0.043791 | 0.043791 | 0.037937 | 0.037469 | 0.037469 | Lodging - Hotel - Dining Area - Sun | 12 | 6 | 22 | 248.4505 | 37.0568 | 0 | 0 | 248.4505 | 37.0568 | 0 | 0 | 4.7779 | 0.71263 | 0 | 0 | 0 | 0 | 0 | 0.080526 | 0.12842 | 0.18316 | 0.24474 | 0.31316 | 0.38158 | 0.38842 | 0.41579 | 0.45 | 0.43632 | 0.41579 | 0.38158 | 0.32 | 0.24474 | 0.21737 | 0.17632 | 0 | 0 | 0 |  | 228.9095 | 104 | 0 | 0 | 228.9095 | 104 | 0 | 0 | 4.4021 | 2 | 0 | 0 | 0 | 0 | 0 | 0.25 | 0.25 | 0.25 | 0.25 | 0.25 | 0.28618 | 0.29132 | 0.31184 | 0.3375 | 0.32724 | 0.31184 | 0.28618 | 0.25 | 0.25 | 0.25 | 0.25 | 0 | 0 | 0
911 | 9 | 11 | 7 | 3 |  |  |  |  | Lodging - Hotel | Dining Area | Lodging - Hotel - Dining Area |  | Lodging - Hotel | Lodging - Hotel - Dining Area | Hotel (public) Restaurant | Hol | Open | 10 | 10 | 0.0039974 | 0.36904 | 0.36904 | 0.31984 | 0.31984 | 0.31984 | 0.31984 | 0.31984 | 0 | 0 | 0 | 0 | 0 | 0 | 0 | 0.080997 | 0.080997 | 0.070197 | 0.070197 | 0.070197 | 0.070197 | 0.070197 | 0 | 0 | 0 | 0 | 0 | 0 | 0 | 0 | 0 | 0 | 0 | 0 | 0 | 0 | 0 | 0 | 0 | 0 | 0 | 0 | 0 | 0 | 0 | 0 | 0 | 0 | 0 | 0 | 0 | 0 | 0 | 0 | 0 | 0 | 0 | 1.0335 | 1.0335 | 0.89567 | 0.89567 | 0.89567 | 0.89567 | 0.89567 | 0 | 0 | 0 | 0 | 0 | 0 | 0 | 0.26448 | 0.26448 | 0.22922 | 0.22922 | 0.22922 | 0.22922 | 0.22922 | 0 | 0 | 0 | 0 | 0 | 0 | 0 | 0 | 0 | 0 | 0 | 0 | 0 | 0 | 0 | 0 | 0 | 0 | 0 | 0 | 0 | 0 | 0 | 0 | 0 | 0 | 0 | 0 | 0 | 0 | 0 | 0 | 0 | 0 | 0 | Hotel (public) Restaurant ILit Hol | Hotel (public) Restaurant ILit all | 3791 | 6 | 45 | Hotel (public) Restaurant ILit2 Hol | Hotel (public) Restaurant ILit2 Hol | Hotel (public) Restaurant ILit2 All | 3875 | 25 | 33.75 | 3791 | 5.4905 | 0.41123 | 0.073684 | 0.066842 | 0.06 | 0.06 | 0.066842 | 0.080526 | 0.12842 | 0.18316 | 0.24474 | 0.31316 | 0.38158 | 0.38842 | 0.41579 | 0.45 | 0.43632 | 0.41579 | 0.38158 | 0.32 | 0.24474 | 0.21737 | 0.17632 | 0.16947 | 0.11474 | 0.10105 | 6.4021 | 0.30842 | 0.25 | 0.25 | 0.25 | 0.25 | 0.25 | 0.25 | 0.25 | 0.25 | 0.25 | 0.25 | 0.28618 | 0.29132 | 0.31184 | 0.3375 | 0.32724 | 0.31184 | 0.28618 | 0.25 | 0.25 | 0.25 | 0.25 | 0.25 | 0.25 | 0.25 | 0.035088 | 0.017544 | 0 | 0 | 0.017544 | 0.052632 | 0.17544 | 0.31579 | 0.47368 | 0.64912 | 0.82456 | 0.84211 | 0.91228 | 1 | 0.96491 | 0.91228 | 0.82456 | 0.66667 | 0.47368 | 0.40351 | 0.29825 | 0.2807 | 0.14035 | 0.10526 | 0 | 0 | 0 | 0 | 0 | 0 | 0 | 0 | 0 | 0 | 0.41353 | 0.47218 | 0.70677 | 1 | 0.88271 | 0.70677 | 0.41353 | 0 | 0 | 0 | 0 | 0 | 0 | 0 | 16 | 0.66337 | 0.20792 | 0.079208 | 0.049505 | 0.76136 | 0 | 0 | 0 | 0 | 0 | 0 | 0 | 0 |  | 0.047347 | 0.047347 | 0.043791 | 0.043791 | 0.037937 | 0.037469 | 0.037469 | Lodging - Hotel - Dining Area - Hol | 14 | 6 | 22 | 47.7789 | 7.1263 | 0 | 0 | 47.7789 | 7.1263 | 0 | 0 | 4.7779 | 0.71263 | 0 | 0 | 0 | 0 | 0 | 0.080526 | 0.12842 | 0.18316 | 0.24474 | 0.31316 | 0.38158 | 0.38842 | 0.41579 | 0.45 | 0.43632 | 0.41579 | 0.38158 | 0.32 | 0.24474 | 0.21737 | 0.17632 | 0 | 0 | 0 |  | 44.0211 | 20 | 0 | 0 | 44.0211 | 20 | 0 | 0 | 4.4021 | 2 | 0 | 0 | 0 | 0 | 0 | 0.25 | 0.25 | 0.25 | 0.25 | 0.25 | 0.28618 | 0.29132 | 0.31184 | 0.3375 | 0.32724 | 0.31184 | 0.28618 | 0.25 | 0.25 | 0.25 | 0.25 | 0 | 0 | 0
912 | 9 | 12 | 8 | 4 |  |  | Lodging - Hotel - Dining Area | Lodging - Hotel - Dining Area | Lodging - Hotel | Dining Area | Lodging - Hotel - Dining Area |  | Lodging - Hotel | Lodging - Hotel - Dining Area | Hotel (public) Restaurant | all | Open | 251 | 251 | 0.0039974 | 0.36904 | 0.36904 | 0.31984 | 0.31984 | 0.31984 | 0.31984 | 0.31984 | 0.0014752 | 0.0014752 | 0.0012785 | 0.0012785 | 0.0012785 | 0.0012785 | 0.0012785 | 4.2173 | 4.2173 | 3.655 | 3.655 | 3.655 | 3.655 | 3.655 | 0.0012177 | 0.0012177 | 0.0010553 | 0.0010553 | 0.0010553 | 0.0010553 | 0.0010553 | 3484.6779 | 3484.6779 | 3484.6779 | 3484.6779 | 3484.6779 | 3484.6779 | 3484.6779 | 0 | 0 | 0 | 0 | 0 | 0 | 0 | 0.82544 | 0.82544 | 0.82544 | 0.82544 | 0.82544 | 0.82544 | 0.82544 | 0 | 0 | 0 | 0 | 0 | 0 | 0 | 1.0335 | 1.0335 | 0.89567 | 0.89567 | 0.89567 | 0.89567 | 0.89567 | 0.0041311 | 0.0041311 | 0.0035803 | 0.0035803 | 0.0035803 | 0.0035803 | 0.0035803 | 9.8234 | 9.8234 | 8.5136 | 8.5136 | 8.5136 | 8.5136 | 8.5136 | 0.0025575 | 0.0025575 | 0.0022165 | 0.0022165 | 0.0022165 | 0.0022165 | 0.0022165 | 3107.7347 | 3107.7347 | 3107.7347 | 3107.7347 | 3107.7347 | 3107.7347 | 3107.7347 | 0 | 0 | 0 | 0 | 0 | 0 | 0 | 0.61908 | 0.61908 | 0.61908 | 0.61908 | 0.61908 | 0.61908 | 0.61908 | 0 | 0 | 0 | 0 | 0 | 0 | 0 | Hotel (public) Restaurant ILit all | Hotel (public) Restaurant ILit all | 3790 | 15 | 90 | Hotel (public) Restaurant ILit2 all | Hotel (public) Restaurant ILit2 all | Hotel (public) Restaurant ILit2 All | 3874 | 25 | 67.5 | 3790 | 11.3895 | 0.82544 | 0.17632 | 0.16316 | 0.15 | 0.15 | 0.16316 | 0.18947 | 0.28158 | 0.38684 | 0.50526 | 0.63684 | 0.76842 | 0.78158 | 0.83421 | 0.9 | 0.87368 | 0.83421 | 0.76842 | 0.65 | 0.50526 | 0.45263 | 0.37368 | 0.36053 | 0.25526 | 0.22895 | 9.4737 | 0.61908 | 0.25 | 0.25 | 0.25 | 0.25 | 0.25 | 0.25 | 0.25 | 0.29013 | 0.37895 | 0.47763 | 0.57632 | 0.58618 | 0.62566 | 0.675 | 0.65526 | 0.62566 | 0.57632 | 0.4875 | 0.37895 | 0.33947 | 0.28026 | 0.27039 | 0.25 | 0.25 | 0.035088 | 0.017544 | 0 | 0 | 0.017544 | 0.052632 | 0.17544 | 0.31579 | 0.47368 | 0.64912 | 0.82456 | 0.84211 | 0.91228 | 1 | 0.96491 | 0.91228 | 0.82456 | 0.66667 | 0.47368 | 0.40351 | 0.29825 | 0.2807 | 0.14035 | 0.10526 | 0 | 0 | 0 | 0 | 0 | 0 | 0 | 0.094427 | 0.30341 | 0.5356 | 0.7678 | 0.79102 | 0.8839 | 1 | 0.95356 | 0.8839 | 0.7678 | 0.55882 | 0.30341 | 0.21053 | 0.071207 | 0.047988 | 0 | 0 | 16 | 0.66337 | 0.20792 | 0.079208 | 0.049505 | 0.76136 | 0.12485 | 0.00018418 | 0.00018418 | 0.00015962 | 0.00015962 | 0.00015962 | 0.00015962 | 0.00015962 |  | 0.047347 | 0.047347 | 0.043791 | 0.043791 | 0.037937 | 0.037469 | 0.037469 | Lodging - Hotel - Dining Area - all | 16 | 6 | 22 | 2445.2684 | 413.4895 | 2445.2684 | 413.4895 | 0 | 0 | 9.7421 | 1.6474 | 0 | 0 | 0 | 0 | 0 | 0 | 0 | 0.18947 | 0.28158 | 0.38684 | 0.50526 | 0.63684 | 0.76842 | 0.78158 | 0.83421 | 0.9 | 0.87368 | 0.83421 | 0.76842 | 0.65 | 0.50526 | 0.45263 | 0.37368 | 0 | 0 | 0 |  | 1870.7757 | 507.1191 | 1870.7757 | 507.1191 | 0 | 0 | 7.4533 | 2.0204 | 0 | 0 | 0 | 0 | 0 | 0 | 0 | 0.25 | 0.25 | 0.29013 | 0.37895 | 0.47763 | 0.57632 | 0.58618 | 0.62566 | 0.675 | 0.65526 | 0.62566 | 0.57632 | 0.4875 | 0.37895 | 0.33947 | 0.28026 | 0 | 0 | 0
913 | 9 | 13 | 5 | 1 |  |  |  |  | Lodging - Hotel | Hotel/Motel Guest Room (incl. toilets) - occ | Lodging - Hotel - Hotel/Motel Guest Room (incl. toilets) - occ |  | Lodging - Hotel | Lodging - Hotel - Hotel/Motel Guest Room (incl. toilets) - occ | Hotel Rooms (occupied) | Sat | Open | 52 | 52 | 0.60207 | 0.19866 | 0.19866 | 0.19866 | 0.19866 | 0.19866 | 0.19866 | 0.19866 | 0 | 0 | 0 | 0 | 0 | 0 | 0 | 18.1447 | 18.1447 | 18.1447 | 18.1447 | 18.1447 | 18.1447 | 18.1447 | 0 | 0 | 0 | 0 | 0 | 0 | 0 | 0 | 0 | 0 | 0 | 0 | 0 | 0 | 0 | 0 | 0 | 0 | 0 | 0 | 0 | 0 | 0 | 0 | 0 | 0 | 0 | 0 | 0 | 0 | 0 | 0 | 0 | 0 | 0 | 0.55632 | 0.55632 | 0.55632 | 0.55632 | 0.55632 | 0.55632 | 0.55632 | 0 | 0 | 0 | 0 | 0 | 0 | 0 | 50.8123 | 50.8123 | 50.8123 | 50.8123 | 50.8123 | 50.8123 | 50.8123 | 0 | 0 | 0 | 0 | 0 | 0 | 0 | 0 | 0 | 0 | 0 | 0 | 0 | 0 | 0 | 0 | 0 | 0 | 0 | 0 | 0 | 0 | 0 | 0 | 0 | 0 | 0 | 0 | 0 | 0 | 0 | 0 | 0 | 0 | 0 | Hotel Rooms (occupied) ILit Sat | Hotel Rooms (occupied) ILit all | 3793 | 4.6771 | 19.3774 | Hotel Rooms (occupied) ILit2 Sat | Hotel Rooms (occupied) ILit2 Sat | Hotel Rooms (occupied) ILit2 All | 3877 | 4.6771 | 19.3774 | 3793 | 2.9174 | 0.1089 | 0.095222 | 0.069449 | 0.056237 | 0.048683 | 0.046771 | 0.066949 | 0.089926 | 0.11237 | 0.14509 | 0.14922 | 0.1552 | 0.13409 | 0.12299 | 0.12128 | 0.11096 | 0.0972 | 0.11854 | 0.14147 | 0.17541 | 0.18894 | 0.19377 | 0.19116 | 0.16874 | 0.11769 | 2.9174 | 0.1089 | 0.095222 | 0.069449 | 0.056237 | 0.048683 | 0.046771 | 0.066949 | 0.089926 | 0.11237 | 0.14509 | 0.14922 | 0.1552 | 0.13409 | 0.12299 | 0.12128 | 0.11096 | 0.0972 | 0.11854 | 0.14147 | 0.17541 | 0.18894 | 0.19377 | 0.19116 | 0.16874 | 0.11769 | 0.32959 | 0.15427 | 0.064392 | 0.013007 | 0 | 0.13726 | 0.29356 | 0.44627 | 0.66881 | 0.69692 | 0.7376 | 0.59399 | 0.51847 | 0.50688 | 0.43668 | 0.34305 | 0.48823 | 0.64418 | 0.87508 | 0.96711 | 1 | 0.98221 | 0.82971 | 0.48241 | 0.32959 | 0.15427 | 0.064392 | 0.013007 | 0 | 0.13726 | 0.29356 | 0.44627 | 0.66881 | 0.69692 | 0.7376 | 0.59399 | 0.51847 | 0.50688 | 0.43668 | 0.34305 | 0.48823 | 0.64418 | 0.87508 | 0.96711 | 1 | 0.98221 | 0.82971 | 0.48241 | 10 | 0.66337 | 0.20792 | 0.079208 | 0.049505 | 0.76136 | 0 | 0 | 0 | 0 | 0 | 0 | 0 | 0 |  | 0.047347 | 0.047347 | 0.043791 | 0.043791 | 0.037937 | 0.037469 | 0.037469 | Lodging - Hotel - Hotel/Motel Guest Room (incl. toilets) - occ - Sat | 10 | 25 | 16 | 151.7029 | 0 | 0 | 0 | 151.7029 | 0 | 0 | 0 | 2.9174 | 0 | 0 | 0 | 0 | 0 | 0 | 0 | 0 | 0 | 0 | 0 | 0 | 0 | 0 | 0 | 0 | 0 | 0 | 0 | 0 | 0 | 0 | 0 | 0 | 0 |  | 4.6761 | 147.0267 | 0 | 0 | 4.6761 | 147.0267 | 0 | 0 | 0.089926 | 2.8274 | 0 | 0 | 0 | 0 | 0 | 0 | 0 | 0 | 0 | 0 | 0 | 0 | 0 | 0 | 0 | 0 | 0 | 0 | 0 | 0 | 0 | 0 | 0 | 0
914 | 9 | 14 | 6 | 2 |  |  |  |  | Lodging - Hotel | Hotel/Motel Guest Room (incl. toilets) - occ | Lodging - Hotel - Hotel/Motel Guest Room (incl. toilets) - occ |  | Lodging - Hotel | Lodging - Hotel - Hotel/Motel Guest Room (incl. toilets) - occ | Hotel Rooms (occupied) | Sun | Open | 52 | 52 | 0.60207 | 0.19866 | 0.19866 | 0.19866 | 0.19866 | 0.19866 | 0.19866 | 0.19866 | 0 | 0 | 0 | 0 | 0 | 0 | 0 | 18.1447 | 18.1447 | 18.1447 | 18.1447 | 18.1447 | 18.1447 | 18.1447 | 0 | 0 | 0 | 0 | 0 | 0 | 0 | 0 | 0 | 0 | 0 | 0 | 0 | 0 | 0 | 0 | 0 | 0 | 0 | 0 | 0 | 0 | 0 | 0 | 0 | 0 | 0 | 0 | 0 | 0 | 0 | 0 | 0 | 0 | 0 | 0.55632 | 0.55632 | 0.55632 | 0.55632 | 0.55632 | 0.55632 | 0.55632 | 0 | 0 | 0 | 0 | 0 | 0 | 0 | 50.8123 | 50.8123 | 50.8123 | 50.8123 | 50.8123 | 50.8123 | 50.8123 | 0 | 0 | 0 | 0 | 0 | 0 | 0 | 0 | 0 | 0 | 0 | 0 | 0 | 0 | 0 | 0 | 0 | 0 | 0 | 0 | 0 | 0 | 0 | 0 | 0 | 0 | 0 | 0 | 0 | 0 | 0 | 0 | 0 | 0 | 0 | Hotel Rooms (occupied) ILit Sun | Hotel Rooms (occupied) ILit all | 3793 | 4.6771 | 19.3774 | Hotel Rooms (occupied) ILit2 Sun | Hotel Rooms (occupied) ILit2 Sun | Hotel Rooms (occupied) ILit2 All | 3877 | 4.6771 | 19.3774 | 3793 | 2.9174 | 0.1089 | 0.095222 | 0.069449 | 0.056237 | 0.048683 | 0.046771 | 0.066949 | 0.089926 | 0.11237 | 0.14509 | 0.14922 | 0.1552 | 0.13409 | 0.12299 | 0.12128 | 0.11096 | 0.0972 | 0.11854 | 0.14147 | 0.17541 | 0.18894 | 0.19377 | 0.19116 | 0.16874 | 0.11769 | 2.9174 | 0.1089 | 0.095222 | 0.069449 | 0.056237 | 0.048683 | 0.046771 | 0.066949 | 0.089926 | 0.11237 | 0.14509 | 0.14922 | 0.1552 | 0.13409 | 0.12299 | 0.12128 | 0.11096 | 0.0972 | 0.11854 | 0.14147 | 0.17541 | 0.18894 | 0.19377 | 0.19116 | 0.16874 | 0.11769 | 0.32959 | 0.15427 | 0.064392 | 0.013007 | 0 | 0.13726 | 0.29356 | 0.44627 | 0.66881 | 0.69692 | 0.7376 | 0.59399 | 0.51847 | 0.50688 | 0.43668 | 0.34305 | 0.48823 | 0.64418 | 0.87508 | 0.96711 | 1 | 0.98221 | 0.82971 | 0.48241 | 0.32959 | 0.15427 | 0.064392 | 0.013007 | 0 | 0.13726 | 0.29356 | 0.44627 | 0.66881 | 0.69692 | 0.7376 | 0.59399 | 0.51847 | 0.50688 | 0.43668 | 0.34305 | 0.48823 | 0.64418 | 0.87508 | 0.96711 | 1 | 0.98221 | 0.82971 | 0.48241 | 10 | 0.66337 | 0.20792 | 0.079208 | 0.049505 | 0.76136 | 0 | 0 | 0 | 0 | 0 | 0 | 0 | 0 |  | 0.047347 | 0.047347 | 0.043791 | 0.043791 | 0.037937 | 0.037469 | 0.037469 | Lodging - Hotel - Hotel/Motel Guest Room (incl. toilets) - occ - Sun | 12 | 25 | 16 | 151.7029 | 0 | 0 | 0 | 151.7029 | 0 | 0 | 0 | 2.9174 | 0 | 0 | 0 | 0 | 0 | 0 | 0 | 0 | 0 | 0 | 0 | 0 | 0 | 0 | 0 | 0 | 0 | 0 | 0 | 0 | 0 | 0 | 0 | 0 | 0 |  | 4.6761 | 147.0267 | 0 | 0 | 4.6761 | 147.0267 | 0 | 0 | 0.089926 | 2.8274 | 0 | 0 | 0 | 0 | 0 | 0 | 0 | 0 | 0 | 0 | 0 | 0 | 0 | 0 | 0 | 0 | 0 | 0 | 0 | 0 | 0 | 0 | 0 | 0
915 | 9 | 15 | 7 | 3 |  |  |  |  | Lodging - Hotel | Hotel/Motel Guest Room (incl. toilets) - occ | Lodging - Hotel - Hotel/Motel Guest Room (incl. toilets) - occ |  | Lodging - Hotel | Lodging - Hotel - Hotel/Motel Guest Room (incl. toilets) - occ | Hotel Rooms (occupied) | Hol | Open | 10 | 10 | 0.60207 | 0.19866 | 0.19866 | 0.19866 | 0.19866 | 0.19866 | 0.19866 | 0.19866 | 0 | 0 | 0 | 0 | 0 | 0 | 0 | 3.4894 | 3.4894 | 3.4894 | 3.4894 | 3.4894 | 3.4894 | 3.4894 | 0 | 0 | 0 | 0 | 0 | 0 | 0 | 0 | 0 | 0 | 0 | 0 | 0 | 0 | 0 | 0 | 0 | 0 | 0 | 0 | 0 | 0 | 0 | 0 | 0 | 0 | 0 | 0 | 0 | 0 | 0 | 0 | 0 | 0 | 0 | 0.55632 | 0.55632 | 0.55632 | 0.55632 | 0.55632 | 0.55632 | 0.55632 | 0 | 0 | 0 | 0 | 0 | 0 | 0 | 9.7716 | 9.7716 | 9.7716 | 9.7716 | 9.7716 | 9.7716 | 9.7716 | 0 | 0 | 0 | 0 | 0 | 0 | 0 | 0 | 0 | 0 | 0 | 0 | 0 | 0 | 0 | 0 | 0 | 0 | 0 | 0 | 0 | 0 | 0 | 0 | 0 | 0 | 0 | 0 | 0 | 0 | 0 | 0 | 0 | 0 | 0 | Hotel Rooms (occupied) ILit Hol | Hotel Rooms (occupied) ILit all | 3793 | 4.6771 | 19.3774 | Hotel Rooms (occupied) ILit2 Hol | Hotel Rooms (occupied) ILit2 Hol | Hotel Rooms (occupied) ILit2 All | 3877 | 4.6771 | 19.3774 | 3793 | 2.9174 | 0.1089 | 0.095222 | 0.069449 | 0.056237 | 0.048683 | 0.046771 | 0.066949 | 0.089926 | 0.11237 | 0.14509 | 0.14922 | 0.1552 | 0.13409 | 0.12299 | 0.12128 | 0.11096 | 0.0972 | 0.11854 | 0.14147 | 0.17541 | 0.18894 | 0.19377 | 0.19116 | 0.16874 | 0.11769 | 2.9174 | 0.1089 | 0.095222 | 0.069449 | 0.056237 | 0.048683 | 0.046771 | 0.066949 | 0.089926 | 0.11237 | 0.14509 | 0.14922 | 0.1552 | 0.13409 | 0.12299 | 0.12128 | 0.11096 | 0.0972 | 0.11854 | 0.14147 | 0.17541 | 0.18894 | 0.19377 | 0.19116 | 0.16874 | 0.11769 | 0.32959 | 0.15427 | 0.064392 | 0.013007 | 0 | 0.13726 | 0.29356 | 0.44627 | 0.66881 | 0.69692 | 0.7376 | 0.59399 | 0.51847 | 0.50688 | 0.43668 | 0.34305 | 0.48823 | 0.64418 | 0.87508 | 0.96711 | 1 | 0.98221 | 0.82971 | 0.48241 | 0.32959 | 0.15427 | 0.064392 | 0.013007 | 0 | 0.13726 | 0.29356 | 0.44627 | 0.66881 | 0.69692 | 0.7376 | 0.59399 | 0.51847 | 0.50688 | 0.43668 | 0.34305 | 0.48823 | 0.64418 | 0.87508 | 0.96711 | 1 | 0.98221 | 0.82971 | 0.48241 | 10 | 0.66337 | 0.20792 | 0.079208 | 0.049505 | 0.76136 | 0 | 0 | 0 | 0 | 0 | 0 | 0 | 0 |  | 0.047347 | 0.047347 | 0.043791 | 0.043791 | 0.037937 | 0.037469 | 0.037469 | Lodging - Hotel - Hotel/Motel Guest Room (incl. toilets) - occ - Hol | 14 | 25 | 16 | 29.1736 | 0 | 0 | 0 | 29.1736 | 0 | 0 | 0 | 2.9174 | 0 | 0 | 0 | 0 | 0 | 0 | 0 | 0 | 0 | 0 | 0 | 0 | 0 | 0 | 0 | 0 | 0 | 0 | 0 | 0 | 0 | 0 | 0 | 0 | 0 |  | 0.89926 | 28.2744 | 0 | 0 | 0.89926 | 28.2744 | 0 | 0 | 0.089926 | 2.8274 | 0 | 0 | 0 | 0 | 0 | 0 | 0 | 0 | 0 | 0 | 0 | 0 | 0 | 0 | 0 | 0 | 0 | 0 | 0 | 0 | 0 | 0 | 0 | 0
916 | 9 | 16 | 8 | 4 |  |  | Lodging - Hotel - Hotel/Motel Guest Room (incl. toilets) - occ | Lodging - Hotel - Hotel/Motel Guest Room (incl. toilets) - occ | Lodging - Hotel | Hotel/Motel Guest Room (incl. toilets) - occ | Lodging - Hotel - Hotel/Motel Guest Room (incl. toilets) - occ |  | Lodging - Hotel | Lodging - Hotel - Hotel/Motel Guest Room (incl. toilets) - occ | Hotel Rooms (occupied) | all | Open | 251 | 251 | 0.60207 | 0.19866 | 0.19866 | 0.19866 | 0.19866 | 0.19866 | 0.19866 | 0.19866 | 0.11961 | 0.11961 | 0.11961 | 0.11961 | 0.11961 | 0.11961 | 0.11961 | 87.5832 | 87.5832 | 87.5832 | 87.5832 | 87.5832 | 87.5832 | 87.5832 | 0.013025 | 0.013025 | 0.013025 | 0.013025 | 0.013025 | 0.013025 | 0.013025 | 1064.8374 | 1064.8374 | 1064.8374 | 1064.8374 | 1064.8374 | 1064.8374 | 1064.8374 | 0 | 0 | 0 | 0 | 0 | 0 | 0 | 0.1089 | 0.1089 | 0.1089 | 0.1089 | 0.1089 | 0.1089 | 0.1089 | 0 | 0 | 0 | 0 | 0 | 0 | 0 | 0.55632 | 0.55632 | 0.55632 | 0.55632 | 0.55632 | 0.55632 | 0.55632 | 0.33495 | 0.33495 | 0.33495 | 0.33495 | 0.33495 | 0.33495 | 0.33495 | 245.2671 | 245.2671 | 245.2671 | 245.2671 | 245.2671 | 245.2671 | 245.2671 | 0.036476 | 0.036476 | 0.036476 | 0.036476 | 0.036476 | 0.036476 | 0.036476 | 1064.8374 | 1064.8374 | 1064.8374 | 1064.8374 | 1064.8374 | 1064.8374 | 1064.8374 | 0 | 0 | 0 | 0 | 0 | 0 | 0 | 0.1089 | 0.1089 | 0.1089 | 0.1089 | 0.1089 | 0.1089 | 0.1089 | 0 | 0 | 0 | 0 | 0 | 0 | 0 | Hotel Rooms (occupied) ILit all | Hotel Rooms (occupied) ILit all | 3792 | 4.6771 | 19.3774 | Hotel Rooms (occupied) ILit2 all | Hotel Rooms (occupied) ILit2 all | Hotel Rooms (occupied) ILit2 All | 3876 | 4.6771 | 19.3774 | 3792 | 2.9174 | 0.1089 | 0.095222 | 0.069449 | 0.056237 | 0.048683 | 0.046771 | 0.066949 | 0.089926 | 0.11237 | 0.14509 | 0.14922 | 0.1552 | 0.13409 | 0.12299 | 0.12128 | 0.11096 | 0.0972 | 0.11854 | 0.14147 | 0.17541 | 0.18894 | 0.19377 | 0.19116 | 0.16874 | 0.11769 | 2.9174 | 0.1089 | 0.095222 | 0.069449 | 0.056237 | 0.048683 | 0.046771 | 0.066949 | 0.089926 | 0.11237 | 0.14509 | 0.14922 | 0.1552 | 0.13409 | 0.12299 | 0.12128 | 0.11096 | 0.0972 | 0.11854 | 0.14147 | 0.17541 | 0.18894 | 0.19377 | 0.19116 | 0.16874 | 0.11769 | 0.32959 | 0.15427 | 0.064392 | 0.013007 | 0 | 0.13726 | 0.29356 | 0.44627 | 0.66881 | 0.69692 | 0.7376 | 0.59399 | 0.51847 | 0.50688 | 0.43668 | 0.34305 | 0.48823 | 0.64418 | 0.87508 | 0.96711 | 1 | 0.98221 | 0.82971 | 0.48241 | 0.32959 | 0.15427 | 0.064392 | 0.013007 | 0 | 0.13726 | 0.29356 | 0.44627 | 0.66881 | 0.69692 | 0.7376 | 0.59399 | 0.51847 | 0.50688 | 0.43668 | 0.34305 | 0.48823 | 0.64418 | 0.87508 | 0.96711 | 1 | 0.98221 | 0.82971 | 0.48241 | 10 | 0.66337 | 0.20792 | 0.079208 | 0.049505 | 0.76136 | 0.010505 | 0.0012565 | 0.0012565 | 0.0012565 | 0.0012565 | 0.0012565 | 0.0012565 | 0.0012565 |  | 0.047347 | 0.047347 | 0.043791 | 0.043791 | 0.037937 | 0.037469 | 0.037469 | Lodging - Hotel - Hotel/Motel Guest Room (incl. toilets) - occ - all | 16 | 25 | 16 | 732.2581 | 0 | 732.2581 | 0 | 0 | 0 | 2.9174 | 0 | 0 | 0 | 0 | 0 | 0 | 0 | 0 | 0 | 0 | 0 | 0 | 0 | 0 | 0 | 0 | 0 | 0 | 0 | 0 | 0 | 0 | 0 | 0 | 0 | 0 | 0 |  | 732.2581 | 0 | 732.2581 | 0 | 0 | 0 | 2.9174 | 0 | 0 | 0 | 0 | 0 | 0 | 0 | 0 | 0 | 0 | 0 | 0 | 0 | 0 | 0 | 0 | 0 | 0 | 0 | 0 | 0 | 0 | 0 | 0 | 0 | 0 | 0
917 | 9 | 17 | 5 | 1 |  |  |  |  | Lodging - Hotel | Hotel/Motel Guest Room (incl. toilets) - unocc | Lodging - Hotel - Hotel/Motel Guest Room (incl. toilets) - unocc |  | Lodging - Hotel | Lodging - Hotel - Hotel/Motel Guest Room (incl. toilets) - unocc | Hotel Rooms (unoccup) | Sat | Open | 52 | 52 | 0.20068 | 0.19866 | 0.19866 | 0.19866 | 0.19866 | 0.19866 | 0.19866 | 0.19866 | 0 | 0 | 0 | 0 | 0 | 0 | 0 | 0 | 0 | 0 | 0 | 0 | 0 | 0 | 0 | 0 | 0 | 0 | 0 | 0 | 0 | 0 | 0 | 0 | 0 | 0 | 0 | 0 | 0 | 0 | 0 | 0 | 0 | 0 | 0 | 0 | 0 | 0 | 0 | 0 | 0 | 0 | 0 | 0 | 0 | 0 | 0 | 0 | 0 | 0.55632 | 0.55632 | 0.55632 | 0.55632 | 0.55632 | 0.55632 | 0.55632 | 0 | 0 | 0 | 0 | 0 | 0 | 0 | 0 | 0 | 0 | 0 | 0 | 0 | 0 | 0 | 0 | 0 | 0 | 0 | 0 | 0 | 0 | 0 | 0 | 0 | 0 | 0 | 0 | 0 | 0 | 0 | 0 | 0 | 0 | 0 | 0 | 0 | 0 | 0 | 0 | 0 | 0 | 0 | 0 | 0 | 0 | 0 | 0 | 0 | Hotel Rooms (unoccup) ILit Sat | Hotel Rooms (unoccup) ILit all | 1 | 0 | 0 | Hotel Rooms (unoccup) ILit2 Sat | Hotel Rooms (unoccup) ILit Sat | Hotel Rooms (unoccup) ILit all | 1 | 0 | 0 | 1 | 0 | 0 | 0 | 0 | 0 | 0 | 0 | 0 | 0 | 0 | 0 | 0 | 0 | 0 | 0 | 0 | 0 | 0 | 0 | 0 | 0 | 0 | 0 | 0 | 0 | 0 | 0 | 0 | 0 | 0 | 0 | 0 | 0 | 0 | 0 | 0 | 0 | 0 | 0 | 0 | 0 | 0 | 0 | 0 | 0 | 0 | 0 | 0 | 0 | 0 | 0 | 0 | 0 | 0 | 0 | 0 | 0 | 0 | 0 | 0 | 0 | 0 | 0 | 0 | 0 | 0 | 0 | 0 | 0 | 0 | 0 | 0 | 0 | 0 | 0 | 0 | 0 | 0 | 0 | 0 | 0 | 0 | 0 | 0 | 0 | 0 | 0 | 0 | 0 | 0 | 0 | 0 | 0 | 0 | 0 | 0 | 0 | 0 | 0 | 0 | 10 | 0.66337 | 0.20792 | 0.079208 | 0.049505 | 0.76136 | 0 | 0 | 0 | 0 | 0 | 0 | 0 | 0 |  | 0.047347 | 0.047347 | 0.043791 | 0.043791 | 0.037937 | 0.037469 | 0.037469 | Lodging - Hotel - Hotel/Motel Guest Room (incl. toilets) - unocc - Sat | 10 | 25 | 16 | 0 | 0 | 0 | 0 | 0 | 0 | 0 | 0 | 0 | 0 | 0 | 0 | 0 | 0 | 0 | 0 | 0 | 0 | 0 | 0 | 0 | 0 | 0 | 0 | 0 | 0 | 0 | 0 | 0 | 0 | 0 | 0 | 0 | 0 |  | 0 | 0 | 0 | 0 | 0 | 0 | 0 | 0 | 0 | 0 | 0 | 0 | 0 | 0 | 0 | 0 | 0 | 0 | 0 | 0 | 0 | 0 | 0 | 0 | 0 | 0 | 0 | 0 | 0 | 0 | 0 | 0 | 0 | 0
918 | 9 | 18 | 6 | 2 |  |  |  |  | Lodging - Hotel | Hotel/Motel Guest Room (incl. toilets) - unocc | Lodging - Hotel - Hotel/Motel Guest Room (incl. toilets) - unocc |  | Lodging - Hotel | Lodging - Hotel - Hotel/Motel Guest Room (incl. toilets) - unocc | Hotel Rooms (unoccup) | Sun | Open | 52 | 52 | 0.20068 | 0.19866 | 0.19866 | 0.19866 | 0.19866 | 0.19866 | 0.19866 | 0.19866 | 0 | 0 | 0 | 0 | 0 | 0 | 0 | 0 | 0 | 0 | 0 | 0 | 0 | 0 | 0 | 0 | 0 | 0 | 0 | 0 | 0 | 0 | 0 | 0 | 0 | 0 | 0 | 0 | 0 | 0 | 0 | 0 | 0 | 0 | 0 | 0 | 0 | 0 | 0 | 0 | 0 | 0 | 0 | 0 | 0 | 0 | 0 | 0 | 0 | 0.55632 | 0.55632 | 0.55632 | 0.55632 | 0.55632 | 0.55632 | 0.55632 | 0 | 0 | 0 | 0 | 0 | 0 | 0 | 0 | 0 | 0 | 0 | 0 | 0 | 0 | 0 | 0 | 0 | 0 | 0 | 0 | 0 | 0 | 0 | 0 | 0 | 0 | 0 | 0 | 0 | 0 | 0 | 0 | 0 | 0 | 0 | 0 | 0 | 0 | 0 | 0 | 0 | 0 | 0 | 0 | 0 | 0 | 0 | 0 | 0 | Hotel Rooms (unoccup) ILit Sun | Hotel Rooms (unoccup) ILit all | 1 | 0 | 0 | Hotel Rooms (unoccup) ILit2 Sun | Hotel Rooms (unoccup) ILit Sun | Hotel Rooms (unoccup) ILit all | 1 | 0 | 0 | 1 | 0 | 0 | 0 | 0 | 0 | 0 | 0 | 0 | 0 | 0 | 0 | 0 | 0 | 0 | 0 | 0 | 0 | 0 | 0 | 0 | 0 | 0 | 0 | 0 | 0 | 0 | 0 | 0 | 0 | 0 | 0 | 0 | 0 | 0 | 0 | 0 | 0 | 0 | 0 | 0 | 0 | 0 | 0 | 0 | 0 | 0 | 0 | 0 | 0 | 0 | 0 | 0 | 0 | 0 | 0 | 0 | 0 | 0 | 0 | 0 | 0 | 0 | 0 | 0 | 0 | 0 | 0 | 0 | 0 | 0 | 0 | 0 | 0 | 0 | 0 | 0 | 0 | 0 | 0 | 0 | 0 | 0 | 0 | 0 | 0 | 0 | 0 | 0 | 0 | 0 | 0 | 0 | 0 | 0 | 0 | 0 | 0 | 0 | 0 | 0 | 10 | 0.66337 | 0.20792 | 0.079208 | 0.049505 | 0.76136 | 0 | 0 | 0 | 0 | 0 | 0 | 0 | 0 |  | 0.047347 | 0.047347 | 0.043791 | 0.043791 | 0.037937 | 0.037469 | 0.037469 | Lodging - Hotel - Hotel/Motel Guest Room (incl. toilets) - unocc - Sun | 12 | 25 | 16 | 0 | 0 | 0 | 0 | 0 | 0 | 0 | 0 | 0 | 0 | 0 | 0 | 0 | 0 | 0 | 0 | 0 | 0 | 0 | 0 | 0 | 0 | 0 | 0 | 0 | 0 | 0 | 0 | 0 | 0 | 0 | 0 | 0 | 0 |  | 0 | 0 | 0 | 0 | 0 | 0 | 0 | 0 | 0 | 0 | 0 | 0 | 0 | 0 | 0 | 0 | 0 | 0 | 0 | 0 | 0 | 0 | 0 | 0 | 0 | 0 | 0 | 0 | 0 | 0 | 0 | 0 | 0 | 0
919 | 9 | 19 | 7 | 3 |  |  |  |  | Lodging - Hotel | Hotel/Motel Guest Room (incl. toilets) - unocc | Lodging - Hotel - Hotel/Motel Guest Room (incl. toilets) - unocc |  | Lodging - Hotel | Lodging - Hotel - Hotel/Motel Guest Room (incl. toilets) - unocc | Hotel Rooms (unoccup) | Hol | Open | 10 | 10 | 0.20068 | 0.19866 | 0.19866 | 0.19866 | 0.19866 | 0.19866 | 0.19866 | 0.19866 | 0 | 0 | 0 | 0 | 0 | 0 | 0 | 0 | 0 | 0 | 0 | 0 | 0 | 0 | 0 | 0 | 0 | 0 | 0 | 0 | 0 | 0 | 0 | 0 | 0 | 0 | 0 | 0 | 0 | 0 | 0 | 0 | 0 | 0 | 0 | 0 | 0 | 0 | 0 | 0 | 0 | 0 | 0 | 0 | 0 | 0 | 0 | 0 | 0 | 0.55632 | 0.55632 | 0.55632 | 0.55632 | 0.55632 | 0.55632 | 0.55632 | 0 | 0 | 0 | 0 | 0 | 0 | 0 | 0 | 0 | 0 | 0 | 0 | 0 | 0 | 0 | 0 | 0 | 0 | 0 | 0 | 0 | 0 | 0 | 0 | 0 | 0 | 0 | 0 | 0 | 0 | 0 | 0 | 0 | 0 | 0 | 0 | 0 | 0 | 0 | 0 | 0 | 0 | 0 | 0 | 0 | 0 | 0 | 0 | 0 | Hotel Rooms (unoccup) ILit Hol | Hotel Rooms (unoccup) ILit all | 1 | 0 | 0 | Hotel Rooms (unoccup) ILit2 Hol | Hotel Rooms (unoccup) ILit Hol | Hotel Rooms (unoccup) ILit all | 1 | 0 | 0 | 1 | 0 | 0 | 0 | 0 | 0 | 0 | 0 | 0 | 0 | 0 | 0 | 0 | 0 | 0 | 0 | 0 | 0 | 0 | 0 | 0 | 0 | 0 | 0 | 0 | 0 | 0 | 0 | 0 | 0 | 0 | 0 | 0 | 0 | 0 | 0 | 0 | 0 | 0 | 0 | 0 | 0 | 0 | 0 | 0 | 0 | 0 | 0 | 0 | 0 | 0 | 0 | 0 | 0 | 0 | 0 | 0 | 0 | 0 | 0 | 0 | 0 | 0 | 0 | 0 | 0 | 0 | 0 | 0 | 0 | 0 | 0 | 0 | 0 | 0 | 0 | 0 | 0 | 0 | 0 | 0 | 0 | 0 | 0 | 0 | 0 | 0 | 0 | 0 | 0 | 0 | 0 | 0 | 0 | 0 | 0 | 0 | 0 | 0 | 0 | 0 | 10 | 0.66337 | 0.20792 | 0.079208 | 0.049505 | 0.76136 | 0 | 0 | 0 | 0 | 0 | 0 | 0 | 0 |  | 0.047347 | 0.047347 | 0.043791 | 0.043791 | 0.037937 | 0.037469 | 0.037469 | Lodging - Hotel - Hotel/Motel Guest Room (incl. toilets) - unocc - Hol | 14 | 25 | 16 | 0 | 0 | 0 | 0 | 0 | 0 | 0 | 0 | 0 | 0 | 0 | 0 | 0 | 0 | 0 | 0 | 0 | 0 | 0 | 0 | 0 | 0 | 0 | 0 | 0 | 0 | 0 | 0 | 0 | 0 | 0 | 0 | 0 | 0 |  | 0 | 0 | 0 | 0 | 0 | 0 | 0 | 0 | 0 | 0 | 0 | 0 | 0 | 0 | 0 | 0 | 0 | 0 | 0 | 0 | 0 | 0 | 0 | 0 | 0 | 0 | 0 | 0 | 0 | 0 | 0 | 0 | 0 | 0
920 | 9 | 20 | 8 | 4 |  |  | Lodging - Hotel - Hotel/Motel Guest Room (incl. toilets) - unocc | Lodging - Hotel - Hotel/Motel Guest Room (incl. toilets) - unocc | Lodging - Hotel | Hotel/Motel Guest Room (incl. toilets) - unocc | Lodging - Hotel - Hotel/Motel Guest Room (incl. toilets) - unocc |  | Lodging - Hotel | Lodging - Hotel - Hotel/Motel Guest Room (incl. toilets) - unocc | Hotel Rooms (unoccup) | all | Open | 251 | 251 | 0.20068 | 0.19866 | 0.19866 | 0.19866 | 0.19866 | 0.19866 | 0.19866 | 0.19866 | 0.039867 | 0.039867 | 0.039867 | 0.039867 | 0.039867 | 0.039867 | 0.039867 | 0 | 0 | 0 | 0 | 0 | 0 | 0 | 0 | 0 | 0 | 0 | 0 | 0 | 0 | 0 | 0 | 0 | 0 | 0 | 0 | 0 | 0 | 0 | 0 | 0 | 0 | 0 | 0 | 0 | 0 | 0 | 0 | 0 | 0 | 0 | 0 | 0 | 0 | 0 | 0 | 0 | 0 | 0.55632 | 0.55632 | 0.55632 | 0.55632 | 0.55632 | 0.55632 | 0.55632 | 0.11164 | 0.11164 | 0.11164 | 0.11164 | 0.11164 | 0.11164 | 0.11164 | 0 | 0 | 0 | 0 | 0 | 0 | 0 | 0 | 0 | 0 | 0 | 0 | 0 | 0 | 0 | 0 | 0 | 0 | 0 | 0 | 0 | 0 | 0 | 0 | 0 | 0 | 0 | 0 | 0 | 0 | 0 | 0 | 0 | 0 | 0 | 0 | 0 | 0 | 0 | 0 | 0 | 0 | Hotel Rooms (unoccup) ILit all | Hotel Rooms (unoccup) ILit all | 1 | 0 | 0 | Hotel Rooms (unoccup) ILit2 all | Hotel Rooms (unoccup) ILit all | Hotel Rooms (unoccup) ILit all | 1 | 0 | 0 | 1 | 0 | 0 | 0 | 0 | 0 | 0 | 0 | 0 | 0 | 0 | 0 | 0 | 0 | 0 | 0 | 0 | 0 | 0 | 0 | 0 | 0 | 0 | 0 | 0 | 0 | 0 | 0 | 0 | 0 | 0 | 0 | 0 | 0 | 0 | 0 | 0 | 0 | 0 | 0 | 0 | 0 | 0 | 0 | 0 | 0 | 0 | 0 | 0 | 0 | 0 | 0 | 0 | 0 | 0 | 0 | 0 | 0 | 0 | 0 | 0 | 0 | 0 | 0 | 0 | 0 | 0 | 0 | 0 | 0 | 0 | 0 | 0 | 0 | 0 | 0 | 0 | 0 | 0 | 0 | 0 | 0 | 0 | 0 | 0 | 0 | 0 | 0 | 0 | 0 | 0 | 0 | 0 | 0 | 0 | 0 | 0 | 0 | 0 | 0 | 0 | 10 | 0.66337 | 0.20792 | 0.079208 | 0.049505 | 0.76136 | 0 | 0 | 0 | 0 | 0 | 0 | 0 | 0 |  | 0.047347 | 0.047347 | 0.043791 | 0.043791 | 0.037937 | 0.037469 | 0.037469 | Lodging - Hotel - Hotel/Motel Guest Room (incl. toilets) - unocc - all | 16 | 25 | 16 | 0 | 0 | 0 | 0 | 0 | 0 | 0 | 0 | 0 | 0 | 0 | 0 | 0 | 0 | 0 | 0 | 0 | 0 | 0 | 0 | 0 | 0 | 0 | 0 | 0 | 0 | 0 | 0 | 0 | 0 | 0 | 0 | 0 | 0 |  | 0 | 0 | 0 | 0 | 0 | 0 | 0 | 0 | 0 | 0 | 0 | 0 | 0 | 0 | 0 | 0 | 0 | 0 | 0 | 0 | 0 | 0 | 0 | 0 | 0 | 0 | 0 | 0 | 0 | 0 | 0 | 0 | 0 | 0
921 | 9 | 21 | 5 | 1 |  |  |  |  | Lodging - Hotel | Kitchen and Food Preparation | Lodging - Hotel - Kitchen and Food Preparation |  | Lodging - Hotel | Lodging - Hotel - Kitchen and Food Preparation | Hotel (public) Kitchen | Sat | Open | 52 | 52 | 0.0049915 | 0.41825 | 0.41825 | 0.41825 | 0.41825 | 0.39365 | 0.39365 | 0.39365 | 0 | 0 | 0 | 0 | 0 | 0 | 0 | 1.2121 | 1.2121 | 1.2121 | 1.2121 | 1.1408 | 1.1408 | 1.1408 | 0 | 0 | 0 | 0 | 0 | 0 | 0 | 0 | 0 | 0 | 0 | 0 | 0 | 0 | 0 | 0 | 0 | 0 | 0 | 0 | 0 | 0 | 0 | 0 | 0 | 0 | 0 | 0 | 0 | 0 | 0 | 0 | 0 | 0 | 0 | 1.1713 | 1.1713 | 1.1713 | 1.1713 | 1.1024 | 1.1024 | 1.1024 | 0 | 0 | 0 | 0 | 0 | 0 | 0 | 2.7781 | 2.7781 | 2.7781 | 2.7781 | 2.6147 | 2.6147 | 2.6147 | 0 | 0 | 0 | 0 | 0 | 0 | 0 | 0 | 0 | 0 | 0 | 0 | 0 | 0 | 0 | 0 | 0 | 0 | 0 | 0 | 0 | 0 | 0 | 0 | 0 | 0 | 0 | 0 | 0 | 0 | 0 | 0 | 0 | 0 | 0 | Hotel (public) Kitchen ILit Sat | Hotel (public) Kitchen ILit all | 3789 | 20 | 74.8 | Hotel (public) Kitchen ILit2 Sat | Hotel (public) Kitchen ILit2 Sat | Hotel (public) Kitchen ILit2 All | 3873 | 25 | 56.1 | 3789 | 11.1656 | 0.748 | 0.2 | 0.2 | 0.2 | 0.2 | 0.2 | 0.2 | 0.28721 | 0.39458 | 0.51537 | 0.64958 | 0.748 | 0.748 | 0.748 | 0.748 | 0.748 | 0.748 | 0.748 | 0.663 | 0.51537 | 0.46168 | 0.38116 | 0.36774 | 0.26037 | 0.23353 | 9.1384 | 0.561 | 0.25 | 0.25 | 0.25 | 0.25 | 0.25 | 0.25 | 0.25 | 0.29593 | 0.38653 | 0.48718 | 0.561 | 0.561 | 0.561 | 0.561 | 0.561 | 0.561 | 0.561 | 0.49725 | 0.38653 | 0.34626 | 0.28587 | 0.2758 | 0.25 | 0.25 | 0 | 0 | 0 | 0 | 0 | 0 | 0.15914 | 0.35507 | 0.57549 | 0.8204 | 1 | 1 | 1 | 1 | 1 | 1 | 1 | 0.84489 | 0.57549 | 0.47753 | 0.33058 | 0.30609 | 0.11016 | 0.061179 | 0 | 0 | 0 | 0 | 0 | 0 | 0 | 0.1477 | 0.43899 | 0.76265 | 1 | 1 | 1 | 1 | 1 | 1 | 1 | 0.79502 | 0.43899 | 0.30953 | 0.11533 | 0.082967 | 0 | 0 | 16 | 0.66337 | 0.20792 | 0.079208 | 0.049505 | 0.76136 | 0 | 0 | 0 | 0 | 0 | 0 | 0 | 0 |  | 0.047347 | 0.047347 | 0.043791 | 0.043791 | 0.037937 | 0.037469 | 0.037469 | Lodging - Hotel - Kitchen and Food Preparation - Sat | 10 | 6 | 22 | 483.8053 | 96.8048 | 0 | 0 | 483.8053 | 96.8048 | 0 | 0 | 9.3039 | 1.8616 | 0 | 0 | 0 | 0 | 0 | 0.2 | 0.28721 | 0.39458 | 0.51537 | 0.64958 | 0.748 | 0.748 | 0.748 | 0.748 | 0.748 | 0.748 | 0.748 | 0.663 | 0.51537 | 0.46168 | 0.38116 | 0 | 0 | 0 |  | 369.8527 | 105.3417 | 0 | 0 | 369.8527 | 105.3417 | 0 | 0 | 7.1126 | 2.0258 | 0 | 0 | 0 | 0 | 0 | 0.25 | 0.25 | 0.29593 | 0.38653 | 0.48718 | 0.561 | 0.561 | 0.561 | 0.561 | 0.561 | 0.561 | 0.561 | 0.49725 | 0.38653 | 0.34626 | 0.28587 | 0 | 0 | 0
922 | 9 | 22 | 6 | 2 |  |  |  |  | Lodging - Hotel | Kitchen and Food Preparation | Lodging - Hotel - Kitchen and Food Preparation |  | Lodging - Hotel | Lodging - Hotel - Kitchen and Food Preparation | Hotel (public) Kitchen | Sun | Open | 52 | 52 | 0.0049915 | 0.41825 | 0.41825 | 0.41825 | 0.41825 | 0.39365 | 0.39365 | 0.39365 | 0 | 0 | 0 | 0 | 0 | 0 | 0 | 1.2121 | 1.2121 | 1.2121 | 1.2121 | 1.1408 | 1.1408 | 1.1408 | 0 | 0 | 0 | 0 | 0 | 0 | 0 | 0 | 0 | 0 | 0 | 0 | 0 | 0 | 0 | 0 | 0 | 0 | 0 | 0 | 0 | 0 | 0 | 0 | 0 | 0 | 0 | 0 | 0 | 0 | 0 | 0 | 0 | 0 | 0 | 1.1713 | 1.1713 | 1.1713 | 1.1713 | 1.1024 | 1.1024 | 1.1024 | 0 | 0 | 0 | 0 | 0 | 0 | 0 | 2.7781 | 2.7781 | 2.7781 | 2.7781 | 2.6147 | 2.6147 | 2.6147 | 0 | 0 | 0 | 0 | 0 | 0 | 0 | 0 | 0 | 0 | 0 | 0 | 0 | 0 | 0 | 0 | 0 | 0 | 0 | 0 | 0 | 0 | 0 | 0 | 0 | 0 | 0 | 0 | 0 | 0 | 0 | 0 | 0 | 0 | 0 | Hotel (public) Kitchen ILit Sun | Hotel (public) Kitchen ILit all | 3789 | 20 | 74.8 | Hotel (public) Kitchen ILit2 Sun | Hotel (public) Kitchen ILit2 Sun | Hotel (public) Kitchen ILit2 All | 3873 | 25 | 56.1 | 3789 | 11.1656 | 0.748 | 0.2 | 0.2 | 0.2 | 0.2 | 0.2 | 0.2 | 0.28721 | 0.39458 | 0.51537 | 0.64958 | 0.748 | 0.748 | 0.748 | 0.748 | 0.748 | 0.748 | 0.748 | 0.663 | 0.51537 | 0.46168 | 0.38116 | 0.36774 | 0.26037 | 0.23353 | 9.1384 | 0.561 | 0.25 | 0.25 | 0.25 | 0.25 | 0.25 | 0.25 | 0.25 | 0.29593 | 0.38653 | 0.48718 | 0.561 | 0.561 | 0.561 | 0.561 | 0.561 | 0.561 | 0.561 | 0.49725 | 0.38653 | 0.34626 | 0.28587 | 0.2758 | 0.25 | 0.25 | 0 | 0 | 0 | 0 | 0 | 0 | 0.15914 | 0.35507 | 0.57549 | 0.8204 | 1 | 1 | 1 | 1 | 1 | 1 | 1 | 0.84489 | 0.57549 | 0.47753 | 0.33058 | 0.30609 | 0.11016 | 0.061179 | 0 | 0 | 0 | 0 | 0 | 0 | 0 | 0.1477 | 0.43899 | 0.76265 | 1 | 1 | 1 | 1 | 1 | 1 | 1 | 0.79502 | 0.43899 | 0.30953 | 0.11533 | 0.082967 | 0 | 0 | 16 | 0.66337 | 0.20792 | 0.079208 | 0.049505 | 0.76136 | 0 | 0 | 0 | 0 | 0 | 0 | 0 | 0 |  | 0.047347 | 0.047347 | 0.043791 | 0.043791 | 0.037937 | 0.037469 | 0.037469 | Lodging - Hotel - Kitchen and Food Preparation - Sun | 12 | 6 | 22 | 483.8053 | 96.8048 | 0 | 0 | 483.8053 | 96.8048 | 0 | 0 | 9.3039 | 1.8616 | 0 | 0 | 0 | 0 | 0 | 0.2 | 0.28721 | 0.39458 | 0.51537 | 0.64958 | 0.748 | 0.748 | 0.748 | 0.748 | 0.748 | 0.748 | 0.748 | 0.663 | 0.51537 | 0.46168 | 0.38116 | 0 | 0 | 0 |  | 369.8527 | 105.3417 | 0 | 0 | 369.8527 | 105.3417 | 0 | 0 | 7.1126 | 2.0258 | 0 | 0 | 0 | 0 | 0 | 0.25 | 0.25 | 0.29593 | 0.38653 | 0.48718 | 0.561 | 0.561 | 0.561 | 0.561 | 0.561 | 0.561 | 0.561 | 0.49725 | 0.38653 | 0.34626 | 0.28587 | 0 | 0 | 0
923 | 9 | 23 | 7 | 3 |  |  |  |  | Lodging - Hotel | Kitchen and Food Preparation | Lodging - Hotel - Kitchen and Food Preparation |  | Lodging - Hotel | Lodging - Hotel - Kitchen and Food Preparation | Hotel (public) Kitchen | Hol | Open | 10 | 10 | 0.0049915 | 0.41825 | 0.41825 | 0.41825 | 0.41825 | 0.39365 | 0.39365 | 0.39365 | 0 | 0 | 0 | 0 | 0 | 0 | 0 | 0.2331 | 0.2331 | 0.2331 | 0.2331 | 0.21939 | 0.21939 | 0.21939 | 0 | 0 | 0 | 0 | 0 | 0 | 0 | 0 | 0 | 0 | 0 | 0 | 0 | 0 | 0 | 0 | 0 | 0 | 0 | 0 | 0 | 0 | 0 | 0 | 0 | 0 | 0 | 0 | 0 | 0 | 0 | 0 | 0 | 0 | 0 | 1.1713 | 1.1713 | 1.1713 | 1.1713 | 1.1024 | 1.1024 | 1.1024 | 0 | 0 | 0 | 0 | 0 | 0 | 0 | 0.53426 | 0.53426 | 0.53426 | 0.53426 | 0.50283 | 0.50283 | 0.50283 | 0 | 0 | 0 | 0 | 0 | 0 | 0 | 0 | 0 | 0 | 0 | 0 | 0 | 0 | 0 | 0 | 0 | 0 | 0 | 0 | 0 | 0 | 0 | 0 | 0 | 0 | 0 | 0 | 0 | 0 | 0 | 0 | 0 | 0 | 0 | Hotel (public) Kitchen ILit Hol | Hotel (public) Kitchen ILit all | 3789 | 20 | 74.8 | Hotel (public) Kitchen ILit2 Hol | Hotel (public) Kitchen ILit2 Hol | Hotel (public) Kitchen ILit2 All | 3873 | 25 | 56.1 | 3789 | 11.1656 | 0.748 | 0.2 | 0.2 | 0.2 | 0.2 | 0.2 | 0.2 | 0.28721 | 0.39458 | 0.51537 | 0.64958 | 0.748 | 0.748 | 0.748 | 0.748 | 0.748 | 0.748 | 0.748 | 0.663 | 0.51537 | 0.46168 | 0.38116 | 0.36774 | 0.26037 | 0.23353 | 9.1384 | 0.561 | 0.25 | 0.25 | 0.25 | 0.25 | 0.25 | 0.25 | 0.25 | 0.29593 | 0.38653 | 0.48718 | 0.561 | 0.561 | 0.561 | 0.561 | 0.561 | 0.561 | 0.561 | 0.49725 | 0.38653 | 0.34626 | 0.28587 | 0.2758 | 0.25 | 0.25 | 0 | 0 | 0 | 0 | 0 | 0 | 0.15914 | 0.35507 | 0.57549 | 0.8204 | 1 | 1 | 1 | 1 | 1 | 1 | 1 | 0.84489 | 0.57549 | 0.47753 | 0.33058 | 0.30609 | 0.11016 | 0.061179 | 0 | 0 | 0 | 0 | 0 | 0 | 0 | 0.1477 | 0.43899 | 0.76265 | 1 | 1 | 1 | 1 | 1 | 1 | 1 | 0.79502 | 0.43899 | 0.30953 | 0.11533 | 0.082967 | 0 | 0 | 16 | 0.66337 | 0.20792 | 0.079208 | 0.049505 | 0.76136 | 0 | 0 | 0 | 0 | 0 | 0 | 0 | 0 |  | 0.047347 | 0.047347 | 0.043791 | 0.043791 | 0.037937 | 0.037469 | 0.037469 | Lodging - Hotel - Kitchen and Food Preparation - Hol | 14 | 6 | 22 | 93.0395 | 18.6163 | 0 | 0 | 93.0395 | 18.6163 | 0 | 0 | 9.3039 | 1.8616 | 0 | 0 | 0 | 0 | 0 | 0.2 | 0.28721 | 0.39458 | 0.51537 | 0.64958 | 0.748 | 0.748 | 0.748 | 0.748 | 0.748 | 0.748 | 0.748 | 0.663 | 0.51537 | 0.46168 | 0.38116 | 0 | 0 | 0 |  | 71.1255 | 20.258 | 0 | 0 | 71.1255 | 20.258 | 0 | 0 | 7.1126 | 2.0258 | 0 | 0 | 0 | 0 | 0 | 0.25 | 0.25 | 0.29593 | 0.38653 | 0.48718 | 0.561 | 0.561 | 0.561 | 0.561 | 0.561 | 0.561 | 0.561 | 0.49725 | 0.38653 | 0.34626 | 0.28587 | 0 | 0 | 0
924 | 9 | 24 | 8 | 4 |  |  | Lodging - Hotel - Kitchen and Food Preparation | Lodging - Hotel - Kitchen and Food Preparation | Lodging - Hotel | Kitchen and Food Preparation | Lodging - Hotel - Kitchen and Food Preparation |  | Lodging - Hotel | Lodging - Hotel - Kitchen and Food Preparation | Hotel (public) Kitchen | all | Open | 251 | 251 | 0.0049915 | 0.41825 | 0.41825 | 0.41825 | 0.41825 | 0.39365 | 0.39365 | 0.39365 | 0.0020877 | 0.0020877 | 0.0020877 | 0.0020877 | 0.0019649 | 0.0019649 | 0.0019649 | 6.7867 | 6.7867 | 6.7867 | 6.7867 | 6.3875 | 6.3875 | 6.3875 | 0.0018372 | 0.0018372 | 0.0018372 | 0.0018372 | 0.0017291 | 0.0017291 | 0.0017291 | 4523.7223 | 4523.7223 | 4523.7223 | 4523.7223 | 4523.7223 | 4523.7223 | 4523.7223 | 0 | 0 | 0 | 0 | 0 | 0 | 0 | 0.88 | 0.88 | 0.88 | 0.88 | 0.88 | 0.88 | 0.88 | 0 | 0 | 0 | 0 | 0 | 0 | 0 | 1.1713 | 1.1713 | 1.1713 | 1.1713 | 1.1024 | 1.1024 | 1.1024 | 0.0058463 | 0.0058463 | 0.0058463 | 0.0058463 | 0.0055024 | 0.0055024 | 0.0055024 | 15.1987 | 15.1987 | 15.1987 | 15.1987 | 14.3046 | 14.3046 | 14.3046 | 0.0038586 | 0.0038586 | 0.0038586 | 0.0038586 | 0.0036316 | 0.0036316 | 0.0036316 | 3641.472 | 3641.472 | 3641.472 | 3641.472 | 3641.472 | 3641.472 | 3641.472 | 0 | 0 | 0 | 0 | 0 | 0 | 0 | 0.66 | 0.66 | 0.66 | 0.66 | 0.66 | 0.66 | 0.66 | 0 | 0 | 0 | 0 | 0 | 0 | 0 | Hotel (public) Kitchen ILit all | Hotel (public) Kitchen ILit all | 3788 | 20 | 88 | Hotel (public) Kitchen ILit2 all | Hotel (public) Kitchen ILit2 all | Hotel (public) Kitchen ILit2 All | 3872 | 25 | 66 | 3788 | 12.9516 | 0.88 | 0.2 | 0.2 | 0.2 | 0.2 | 0.2 | 0.22737 | 0.33789 | 0.46421 | 0.60632 | 0.76421 | 0.88 | 0.88 | 0.88 | 0.88 | 0.88 | 0.88 | 0.88 | 0.78 | 0.60632 | 0.54316 | 0.44842 | 0.43263 | 0.30632 | 0.27474 | 10.3574 | 0.66 | 0.25 | 0.25 | 0.25 | 0.25 | 0.25 | 0.25 | 0.25342 | 0.34816 | 0.45474 | 0.57316 | 0.66 | 0.66 | 0.66 | 0.66 | 0.66 | 0.66 | 0.66 | 0.585 | 0.45474 | 0.40737 | 0.33632 | 0.32447 | 0.25 | 0.25 | 0 | 0 | 0 | 0 | 0 | 0.040248 | 0.20279 | 0.38854 | 0.59752 | 0.82972 | 1 | 1 | 1 | 1 | 1 | 1 | 1 | 0.85294 | 0.59752 | 0.50464 | 0.36533 | 0.34211 | 0.15635 | 0.10991 | 0 | 0 | 0 | 0 | 0 | 0 | 0.008344 | 0.23941 | 0.49936 | 0.78819 | 1 | 1 | 1 | 1 | 1 | 1 | 1 | 0.81707 | 0.49936 | 0.38383 | 0.21053 | 0.18164 | 0 | 0 | 16 | 0.66337 | 0.20792 | 0.079208 | 0.049505 | 0.76136 | 0.1539 | 0.0003213 | 0.0003213 | 0.0003213 | 0.0003213 | 0.0003024 | 0.0003024 | 0.0003024 |  | 0.047347 | 0.047347 | 0.043791 | 0.043791 | 0.037937 | 0.037469 | 0.037469 | Lodging - Hotel - Kitchen and Food Preparation - all | 16 | 6 | 22 | 2745.4116 | 505.4347 | 2745.4116 | 505.4347 | 0 | 0 | 10.9379 | 2.0137 | 0 | 0 | 0 | 0 | 0 | 0 | 0 | 0.22737 | 0.33789 | 0.46421 | 0.60632 | 0.76421 | 0.88 | 0.88 | 0.88 | 0.88 | 0.88 | 0.88 | 0.88 | 0.78 | 0.60632 | 0.54316 | 0.44842 | 0 | 0 | 0 |  | 2079.0066 | 520.6929 | 2079.0066 | 520.6929 | 0 | 0 | 8.2829 | 2.0745 | 0 | 0 | 0 | 0 | 0 | 0 | 0 | 0.25 | 0.25342 | 0.34816 | 0.45474 | 0.57316 | 0.66 | 0.66 | 0.66 | 0.66 | 0.66 | 0.66 | 0.66 | 0.585 | 0.45474 | 0.40737 | 0.33632 | 0 | 0 | 0
925 | 9 | 25 | 5 | 1 |  |  |  |  | Lodging - Hotel | Laundry | Lodging - Hotel - Laundry |  | Lodging - Hotel | Lodging - Hotel - Laundry | Hotel (public) Facilities | Sat | Open | 52 | 52 | 0.020541 | 0.36904 | 0.36904 | 0.22143 | 0.22143 | 0.22143 | 0.22143 | 0.22143 | 0 | 0 | 0 | 0 | 0 | 0 | 0 | 4.4859 | 4.4859 | 2.6915 | 2.6915 | 2.6915 | 2.6915 | 2.6915 | 0 | 0 | 0 | 0 | 0 | 0 | 0 | 0 | 0 | 0 | 0 | 0 | 0 | 0 | 0 | 0 | 0 | 0 | 0 | 0 | 0 | 0 | 0 | 0 | 0 | 0 | 0 | 0 | 0 | 0 | 0 | 0 | 0 | 0 | 0 | 1.0335 | 1.0335 | 0.62008 | 0.62008 | 0.62008 | 0.62008 | 0.62008 | 0 | 0 | 0 | 0 | 0 | 0 | 0 | 10.8457 | 10.8457 | 6.5074 | 6.5074 | 6.5074 | 6.5074 | 6.5074 | 0 | 0 | 0 | 0 | 0 | 0 | 0 | 0 | 0 | 0 | 0 | 0 | 0 | 0 | 0 | 0 | 0 | 0 | 0 | 0 | 0 | 0 | 0 | 0 | 0 | 0 | 0 | 0 | 0 | 0 | 0 | 0 | 0 | 0 | 0 | Hotel (public) Facilities ILit Sat | Hotel (public) Facilities ILit all | 3785 | 15 | 83 | Hotel (public) Facilities ILit2 Sat | Hotel (public) Facilities ILit2 Sat | Hotel (public) Facilities ILit2 All | 3869 | 25 | 62.25 | 3785 | 11.38 | 0.78667 | 0.15 | 0.15 | 0.15 | 0.15 | 0.21 | 0.33 | 0.53 | 0.73 | 0.8 | 0.83 | 0.83 | 0.83 | 0.83 | 0.83 | 0.83 | 0.8 | 0.73 | 0.53 | 0.33 | 0.21 | 0.15 | 0.15 | 0.15 | 0.15 | 9.825 | 0.59 | 0.25 | 0.25 | 0.25 | 0.25 | 0.25 | 0.25 | 0.3975 | 0.5475 | 0.6 | 0.6225 | 0.6225 | 0.6225 | 0.6225 | 0.6225 | 0.6225 | 0.6 | 0.5475 | 0.3975 | 0.25 | 0.25 | 0.25 | 0.25 | 0.25 | 0.25 | 0 | 0 | 0 | 0 | 0.088235 | 0.26471 | 0.55882 | 0.85294 | 0.95588 | 1 | 1 | 1 | 1 | 1 | 1 | 0.95588 | 0.85294 | 0.55882 | 0.26471 | 0.088235 | 0 | 0 | 0 | 0 | 0 | 0 | 0 | 0 | 0 | 0 | 0.39597 | 0.79866 | 0.9396 | 1 | 1 | 1 | 1 | 1 | 1 | 0.9396 | 0.79866 | 0.39597 | 0 | 0 | 0 | 0 | 0 | 0 | 16 | 0.66337 | 0.20792 | 0.079208 | 0.049505 | 0.76136 | 0 | 0 | 0 | 0 | 0 | 0 | 0 | 0 |  | 0.047347 | 0.047347 | 0.043791 | 0.043791 | 0.037937 | 0.037469 | 0.037469 | Lodging - Hotel - Laundry - Sat | 10 | 6 | 22 | 526.24 | 65.52 | 0 | 0 | 526.24 | 65.52 | 0 | 0 | 10.12 | 1.26 | 0 | 0 | 0 | 0 | 0 | 0.33 | 0.53 | 0.73 | 0.8 | 0.83 | 0.83 | 0.83 | 0.83 | 0.83 | 0.83 | 0.8 | 0.73 | 0.53 | 0.33 | 0.21 | 0.15 | 0 | 0 | 0 |  | 406.9 | 104 | 0 | 0 | 406.9 | 104 | 0 | 0 | 7.825 | 2 | 0 | 0 | 0 | 0 | 0 | 0.25 | 0.3975 | 0.5475 | 0.6 | 0.6225 | 0.6225 | 0.6225 | 0.6225 | 0.6225 | 0.6225 | 0.6 | 0.5475 | 0.3975 | 0.25 | 0.25 | 0.25 | 0 | 0 | 0
926 | 9 | 26 | 6 | 2 |  |  |  |  | Lodging - Hotel | Laundry | Lodging - Hotel - Laundry |  | Lodging - Hotel | Lodging - Hotel - Laundry | Hotel (public) Facilities | Sun | Open | 52 | 52 | 0.020541 | 0.36904 | 0.36904 | 0.22143 | 0.22143 | 0.22143 | 0.22143 | 0.22143 | 0 | 0 | 0 | 0 | 0 | 0 | 0 | 4.4859 | 4.4859 | 2.6915 | 2.6915 | 2.6915 | 2.6915 | 2.6915 | 0 | 0 | 0 | 0 | 0 | 0 | 0 | 0 | 0 | 0 | 0 | 0 | 0 | 0 | 0 | 0 | 0 | 0 | 0 | 0 | 0 | 0 | 0 | 0 | 0 | 0 | 0 | 0 | 0 | 0 | 0 | 0 | 0 | 0 | 0 | 1.0335 | 1.0335 | 0.62008 | 0.62008 | 0.62008 | 0.62008 | 0.62008 | 0 | 0 | 0 | 0 | 0 | 0 | 0 | 10.8457 | 10.8457 | 6.5074 | 6.5074 | 6.5074 | 6.5074 | 6.5074 | 0 | 0 | 0 | 0 | 0 | 0 | 0 | 0 | 0 | 0 | 0 | 0 | 0 | 0 | 0 | 0 | 0 | 0 | 0 | 0 | 0 | 0 | 0 | 0 | 0 | 0 | 0 | 0 | 0 | 0 | 0 | 0 | 0 | 0 | 0 | Hotel (public) Facilities ILit Sun | Hotel (public) Facilities ILit all | 3785 | 15 | 83 | Hotel (public) Facilities ILit2 Sun | Hotel (public) Facilities ILit2 Sun | Hotel (public) Facilities ILit2 All | 3869 | 25 | 62.25 | 3785 | 11.38 | 0.78667 | 0.15 | 0.15 | 0.15 | 0.15 | 0.21 | 0.33 | 0.53 | 0.73 | 0.8 | 0.83 | 0.83 | 0.83 | 0.83 | 0.83 | 0.83 | 0.8 | 0.73 | 0.53 | 0.33 | 0.21 | 0.15 | 0.15 | 0.15 | 0.15 | 9.825 | 0.59 | 0.25 | 0.25 | 0.25 | 0.25 | 0.25 | 0.25 | 0.3975 | 0.5475 | 0.6 | 0.6225 | 0.6225 | 0.6225 | 0.6225 | 0.6225 | 0.6225 | 0.6 | 0.5475 | 0.3975 | 0.25 | 0.25 | 0.25 | 0.25 | 0.25 | 0.25 | 0 | 0 | 0 | 0 | 0.088235 | 0.26471 | 0.55882 | 0.85294 | 0.95588 | 1 | 1 | 1 | 1 | 1 | 1 | 0.95588 | 0.85294 | 0.55882 | 0.26471 | 0.088235 | 0 | 0 | 0 | 0 | 0 | 0 | 0 | 0 | 0 | 0 | 0.39597 | 0.79866 | 0.9396 | 1 | 1 | 1 | 1 | 1 | 1 | 0.9396 | 0.79866 | 0.39597 | 0 | 0 | 0 | 0 | 0 | 0 | 16 | 0.66337 | 0.20792 | 0.079208 | 0.049505 | 0.76136 | 0 | 0 | 0 | 0 | 0 | 0 | 0 | 0 |  | 0.047347 | 0.047347 | 0.043791 | 0.043791 | 0.037937 | 0.037469 | 0.037469 | Lodging - Hotel - Laundry - Sun | 12 | 6 | 22 | 526.24 | 65.52 | 0 | 0 | 526.24 | 65.52 | 0 | 0 | 10.12 | 1.26 | 0 | 0 | 0 | 0 | 0 | 0.33 | 0.53 | 0.73 | 0.8 | 0.83 | 0.83 | 0.83 | 0.83 | 0.83 | 0.83 | 0.8 | 0.73 | 0.53 | 0.33 | 0.21 | 0.15 | 0 | 0 | 0 |  | 406.9 | 104 | 0 | 0 | 406.9 | 104 | 0 | 0 | 7.825 | 2 | 0 | 0 | 0 | 0 | 0 | 0.25 | 0.3975 | 0.5475 | 0.6 | 0.6225 | 0.6225 | 0.6225 | 0.6225 | 0.6225 | 0.6225 | 0.6 | 0.5475 | 0.3975 | 0.25 | 0.25 | 0.25 | 0 | 0 | 0
927 | 9 | 27 | 7 | 3 |  |  |  |  | Lodging - Hotel | Laundry | Lodging - Hotel - Laundry |  | Lodging - Hotel | Lodging - Hotel - Laundry | Hotel (public) Facilities | Hol | Open | 10 | 10 | 0.020541 | 0.36904 | 0.36904 | 0.22143 | 0.22143 | 0.22143 | 0.22143 | 0.22143 | 0 | 0 | 0 | 0 | 0 | 0 | 0 | 0.86267 | 0.86267 | 0.5176 | 0.5176 | 0.5176 | 0.5176 | 0.5176 | 0 | 0 | 0 | 0 | 0 | 0 | 0 | 0 | 0 | 0 | 0 | 0 | 0 | 0 | 0 | 0 | 0 | 0 | 0 | 0 | 0 | 0 | 0 | 0 | 0 | 0 | 0 | 0 | 0 | 0 | 0 | 0 | 0 | 0 | 0 | 1.0335 | 1.0335 | 0.62008 | 0.62008 | 0.62008 | 0.62008 | 0.62008 | 0 | 0 | 0 | 0 | 0 | 0 | 0 | 2.0857 | 2.0857 | 1.2514 | 1.2514 | 1.2514 | 1.2514 | 1.2514 | 0 | 0 | 0 | 0 | 0 | 0 | 0 | 0 | 0 | 0 | 0 | 0 | 0 | 0 | 0 | 0 | 0 | 0 | 0 | 0 | 0 | 0 | 0 | 0 | 0 | 0 | 0 | 0 | 0 | 0 | 0 | 0 | 0 | 0 | 0 | Hotel (public) Facilities ILit Hol | Hotel (public) Facilities ILit all | 3785 | 15 | 83 | Hotel (public) Facilities ILit2 Hol | Hotel (public) Facilities ILit2 Hol | Hotel (public) Facilities ILit2 All | 3869 | 25 | 62.25 | 3785 | 11.38 | 0.78667 | 0.15 | 0.15 | 0.15 | 0.15 | 0.21 | 0.33 | 0.53 | 0.73 | 0.8 | 0.83 | 0.83 | 0.83 | 0.83 | 0.83 | 0.83 | 0.8 | 0.73 | 0.53 | 0.33 | 0.21 | 0.15 | 0.15 | 0.15 | 0.15 | 9.825 | 0.59 | 0.25 | 0.25 | 0.25 | 0.25 | 0.25 | 0.25 | 0.3975 | 0.5475 | 0.6 | 0.6225 | 0.6225 | 0.6225 | 0.6225 | 0.6225 | 0.6225 | 0.6 | 0.5475 | 0.3975 | 0.25 | 0.25 | 0.25 | 0.25 | 0.25 | 0.25 | 0 | 0 | 0 | 0 | 0.088235 | 0.26471 | 0.55882 | 0.85294 | 0.95588 | 1 | 1 | 1 | 1 | 1 | 1 | 0.95588 | 0.85294 | 0.55882 | 0.26471 | 0.088235 | 0 | 0 | 0 | 0 | 0 | 0 | 0 | 0 | 0 | 0 | 0.39597 | 0.79866 | 0.9396 | 1 | 1 | 1 | 1 | 1 | 1 | 0.9396 | 0.79866 | 0.39597 | 0 | 0 | 0 | 0 | 0 | 0 | 16 | 0.66337 | 0.20792 | 0.079208 | 0.049505 | 0.76136 | 0 | 0 | 0 | 0 | 0 | 0 | 0 | 0 |  | 0.047347 | 0.047347 | 0.043791 | 0.043791 | 0.037937 | 0.037469 | 0.037469 | Lodging - Hotel - Laundry - Hol | 14 | 6 | 22 | 101.2 | 12.6 | 0 | 0 | 101.2 | 12.6 | 0 | 0 | 10.12 | 1.26 | 0 | 0 | 0 | 0 | 0 | 0.33 | 0.53 | 0.73 | 0.8 | 0.83 | 0.83 | 0.83 | 0.83 | 0.83 | 0.83 | 0.8 | 0.73 | 0.53 | 0.33 | 0.21 | 0.15 | 0 | 0 | 0 |  | 78.25 | 20 | 0 | 0 | 78.25 | 20 | 0 | 0 | 7.825 | 2 | 0 | 0 | 0 | 0 | 0 | 0.25 | 0.3975 | 0.5475 | 0.6 | 0.6225 | 0.6225 | 0.6225 | 0.6225 | 0.6225 | 0.6225 | 0.6 | 0.5475 | 0.3975 | 0.25 | 0.25 | 0.25 | 0 | 0 | 0
928 | 9 | 28 | 8 | 4 |  |  | Lodging - Hotel - Laundry | Lodging - Hotel - Laundry | Lodging - Hotel | Laundry | Lodging - Hotel - Laundry |  | Lodging - Hotel | Lodging - Hotel - Laundry | Hotel (public) Facilities | all | Open | 251 | 251 | 0.020541 | 0.36904 | 0.36904 | 0.22143 | 0.22143 | 0.22143 | 0.22143 | 0.22143 | 0.0075806 | 0.0075806 | 0.0045483 | 0.0045483 | 0.0045483 | 0.0045483 | 0.0045483 | 21.653 | 21.653 | 12.9918 | 12.9918 | 12.9918 | 12.9918 | 12.9918 | 0.0059634 | 0.0059634 | 0.003578 | 0.003578 | 0.003578 | 0.003578 | 0.003578 | 4153.7 | 4153.7 | 4153.7 | 4153.7 | 4153.7 | 4153.7 | 4153.7 | 0 | 0 | 0 | 0 | 0 | 0 | 0 | 0.78667 | 0.78667 | 0.78667 | 0.78667 | 0.78667 | 0.78667 | 0.78667 | 0 | 0 | 0 | 0 | 0 | 0 | 0 | 1.0335 | 1.0335 | 0.62008 | 0.62008 | 0.62008 | 0.62008 | 0.62008 | 0.021229 | 0.021229 | 0.012737 | 0.012737 | 0.012737 | 0.012737 | 0.012737 | 52.3512 | 52.3512 | 31.4107 | 31.4107 | 31.4107 | 31.4107 | 31.4107 | 0.012525 | 0.012525 | 0.0075149 | 0.0075149 | 0.0075149 | 0.0075149 | 0.0075149 | 3586.125 | 3586.125 | 3586.125 | 3586.125 | 3586.125 | 3586.125 | 3586.125 | 0 | 0 | 0 | 0 | 0 | 0 | 0 | 0.59 | 0.59 | 0.59 | 0.59 | 0.59 | 0.59 | 0.59 | 0 | 0 | 0 | 0 | 0 | 0 | 0 | Hotel (public) Facilities ILit all | Hotel (public) Facilities ILit all | 3784 | 15 | 83 | Hotel (public) Facilities ILit2 all | Hotel (public) Facilities ILit2 all | Hotel (public) Facilities ILit2 All | 3868 | 25 | 62.25 | 3784 | 11.38 | 0.78667 | 0.15 | 0.15 | 0.15 | 0.15 | 0.21 | 0.33 | 0.53 | 0.73 | 0.8 | 0.83 | 0.83 | 0.83 | 0.83 | 0.83 | 0.83 | 0.8 | 0.73 | 0.53 | 0.33 | 0.21 | 0.15 | 0.15 | 0.15 | 0.15 | 9.825 | 0.59 | 0.25 | 0.25 | 0.25 | 0.25 | 0.25 | 0.25 | 0.3975 | 0.5475 | 0.6 | 0.6225 | 0.6225 | 0.6225 | 0.6225 | 0.6225 | 0.6225 | 0.6 | 0.5475 | 0.3975 | 0.25 | 0.25 | 0.25 | 0.25 | 0.25 | 0.25 | 0 | 0 | 0 | 0 | 0.088235 | 0.26471 | 0.55882 | 0.85294 | 0.95588 | 1 | 1 | 1 | 1 | 1 | 1 | 0.95588 | 0.85294 | 0.55882 | 0.26471 | 0.088235 | 0 | 0 | 0 | 0 | 0 | 0 | 0 | 0 | 0 | 0 | 0.39597 | 0.79866 | 0.9396 | 1 | 1 | 1 | 1 | 1 | 1 | 0.9396 | 0.79866 | 0.39597 | 0 | 0 | 0 | 0 | 0 | 0 | 16 | 0.66337 | 0.20792 | 0.079208 | 0.049505 | 0.76136 | 0.13654 | 0.001035 | 0.001035 | 0.00062101 | 0.00062101 | 0.00062101 | 0.00062101 | 0.00062101 |  | 0.047347 | 0.047347 | 0.043791 | 0.043791 | 0.037937 | 0.037469 | 0.037469 | Lodging - Hotel - Laundry - all | 16 | 6 | 22 | 2540.12 | 316.26 | 2540.12 | 316.26 | 0 | 0 | 10.12 | 1.26 | 0 | 0 | 0 | 0 | 0 | 0 | 0 | 0.33 | 0.53 | 0.73 | 0.8 | 0.83 | 0.83 | 0.83 | 0.83 | 0.83 | 0.83 | 0.8 | 0.73 | 0.53 | 0.33 | 0.21 | 0.15 | 0 | 0 | 0 |  | 1964.075 | 502 | 1964.075 | 502 | 0 | 0 | 7.825 | 2 | 0 | 0 | 0 | 0 | 0 | 0 | 0 | 0.25 | 0.3975 | 0.5475 | 0.6 | 0.6225 | 0.6225 | 0.6225 | 0.6225 | 0.6225 | 0.6225 | 0.6 | 0.5475 | 0.3975 | 0.25 | 0.25 | 0.25 | 0 | 0 | 0
929 | 9 | 29 | 5 | 1 |  |  |  |  | Lodging - Hotel | Lobby (Hotel) | Lodging - Hotel - Lobby (Hotel) |  | Lodging - Hotel | Lodging - Hotel - Lobby (Hotel) | Hotel (public) Lobby | Sat | Open | 52 | 52 | 0.041085 | 0.44285 | 0.44285 | 0.44285 | 0.44285 | 0.27063 | 0.27063 | 0.27063 | 0 | 0 | 0 | 0 | 0 | 0 | 0 | 20.4363 | 20.4363 | 20.4363 | 20.4363 | 12.4889 | 12.4889 | 12.4889 | 0 | 0 | 0 | 0 | 0 | 0 | 0 | 0 | 0 | 0 | 0 | 0 | 0 | 0 | 0 | 0 | 0 | 0 | 0 | 0 | 0 | 0 | 0 | 0 | 0 | 0 | 0 | 0 | 0 | 0 | 0 | 0 | 0 | 0 | 0 | 1.2402 | 1.2402 | 1.2402 | 1.2402 | 0.75787 | 0.75787 | 0.75787 | 0 | 0 | 0 | 0 | 0 | 0 | 0 | 42.9222 | 42.9222 | 42.9222 | 42.9222 | 26.2302 | 26.2302 | 26.2302 | 0 | 0 | 0 | 0 | 0 | 0 | 0 | 0 | 0 | 0 | 0 | 0 | 0 | 0 | 0 | 0 | 0 | 0 | 0 | 0 | 0 | 0 | 0 | 0 | 0 | 0 | 0 | 0 | 0 | 0 | 0 | 0 | 0 | 0 | 0 | Hotel (public) Lobby ILit Sat | Hotel (public) Lobby ILit all | 2 | 90 | 90 | Hotel (public) Lobby ILit2 Sat | Hotel (public) Lobby ILit Sat | Hotel (public) Lobby ILit all | 2 | 67.5 | 67.5 | 2 | 21.6 | 0.9 | 0.9 | 0.9 | 0.9 | 0.9 | 0.9 | 0.9 | 0.9 | 0.9 | 0.9 | 0.9 | 0.9 | 0.9 | 0.9 | 0.9 | 0.9 | 0.9 | 0.9 | 0.9 | 0.9 | 0.9 | 0.9 | 0.9 | 0.9 | 0.9 | 16.2 | 0.675 | 0.675 | 0.675 | 0.675 | 0.675 | 0.675 | 0.675 | 0.675 | 0.675 | 0.675 | 0.675 | 0.675 | 0.675 | 0.675 | 0.675 | 0.675 | 0.675 | 0.675 | 0.675 | 0.675 | 0.675 | 0.675 | 0.675 | 0.675 | 0.675 | 0 | 0 | 0 | 0 | 0 | 0 | 0 | 0 | 0 | 0 | 0 | 0 | 0 | 0 | 0 | 0 | 0 | 0 | 0 | 0 | 0 | 0 | 0 | 0 | 0 | 0 | 0 | 0 | 0 | 0 | 0 | 0 | 0 | 0 | 0 | 0 | 0 | 0 | 0 | 0 | 0 | 0 | 0 | 0 | 0 | 0 | 0 | 0 | 16 | 0.66337 | 0.20792 | 0.079208 | 0.049505 | 0.76136 | 0 | 0 | 0 | 0 | 0 | 0 | 0 | 0 |  | 0.047347 | 0.047347 | 0.043791 | 0.043791 | 0.037937 | 0.037469 | 0.037469 | Lodging - Hotel - Lobby (Hotel) - Sat | 10 | 6 | 22 | 748.8 | 374.4 | 0 | 0 | 748.8 | 374.4 | 0 | 0 | 14.4 | 7.2 | 0 | 0 | 0 | 0 | 0 | 0.9 | 0.9 | 0.9 | 0.9 | 0.9 | 0.9 | 0.9 | 0.9 | 0.9 | 0.9 | 0.9 | 0.9 | 0.9 | 0.9 | 0.9 | 0.9 | 0 | 0 | 0 |  | 561.6 | 280.8 | 0 | 0 | 561.6 | 280.8 | 0 | 0 | 10.8 | 5.4 | 0 | 0 | 0 | 0 | 0 | 0.675 | 0.675 | 0.675 | 0.675 | 0.675 | 0.675 | 0.675 | 0.675 | 0.675 | 0.675 | 0.675 | 0.675 | 0.675 | 0.675 | 0.675 | 0.675 | 0 | 0 | 0
930 | 9 | 30 | 6 | 2 |  |  |  |  | Lodging - Hotel | Lobby (Hotel) | Lodging - Hotel - Lobby (Hotel) |  | Lodging - Hotel | Lodging - Hotel - Lobby (Hotel) | Hotel (public) Lobby | Sun | Open | 52 | 52 | 0.041085 | 0.44285 | 0.44285 | 0.44285 | 0.44285 | 0.27063 | 0.27063 | 0.27063 | 0 | 0 | 0 | 0 | 0 | 0 | 0 | 20.4363 | 20.4363 | 20.4363 | 20.4363 | 12.4889 | 12.4889 | 12.4889 | 0 | 0 | 0 | 0 | 0 | 0 | 0 | 0 | 0 | 0 | 0 | 0 | 0 | 0 | 0 | 0 | 0 | 0 | 0 | 0 | 0 | 0 | 0 | 0 | 0 | 0 | 0 | 0 | 0 | 0 | 0 | 0 | 0 | 0 | 0 | 1.2402 | 1.2402 | 1.2402 | 1.2402 | 0.75787 | 0.75787 | 0.75787 | 0 | 0 | 0 | 0 | 0 | 0 | 0 | 42.9222 | 42.9222 | 42.9222 | 42.9222 | 26.2302 | 26.2302 | 26.2302 | 0 | 0 | 0 | 0 | 0 | 0 | 0 | 0 | 0 | 0 | 0 | 0 | 0 | 0 | 0 | 0 | 0 | 0 | 0 | 0 | 0 | 0 | 0 | 0 | 0 | 0 | 0 | 0 | 0 | 0 | 0 | 0 | 0 | 0 | 0 | Hotel (public) Lobby ILit Sun | Hotel (public) Lobby ILit all | 2 | 90 | 90 | Hotel (public) Lobby ILit2 Sun | Hotel (public) Lobby ILit Sun | Hotel (public) Lobby ILit all | 2 | 67.5 | 67.5 | 2 | 21.6 | 0.9 | 0.9 | 0.9 | 0.9 | 0.9 | 0.9 | 0.9 | 0.9 | 0.9 | 0.9 | 0.9 | 0.9 | 0.9 | 0.9 | 0.9 | 0.9 | 0.9 | 0.9 | 0.9 | 0.9 | 0.9 | 0.9 | 0.9 | 0.9 | 0.9 | 16.2 | 0.675 | 0.675 | 0.675 | 0.675 | 0.675 | 0.675 | 0.675 | 0.675 | 0.675 | 0.675 | 0.675 | 0.675 | 0.675 | 0.675 | 0.675 | 0.675 | 0.675 | 0.675 | 0.675 | 0.675 | 0.675 | 0.675 | 0.675 | 0.675 | 0.675 | 0 | 0 | 0 | 0 | 0 | 0 | 0 | 0 | 0 | 0 | 0 | 0 | 0 | 0 | 0 | 0 | 0 | 0 | 0 | 0 | 0 | 0 | 0 | 0 | 0 | 0 | 0 | 0 | 0 | 0 | 0 | 0 | 0 | 0 | 0 | 0 | 0 | 0 | 0 | 0 | 0 | 0 | 0 | 0 | 0 | 0 | 0 | 0 | 16 | 0.66337 | 0.20792 | 0.079208 | 0.049505 | 0.76136 | 0 | 0 | 0 | 0 | 0 | 0 | 0 | 0 |  | 0.047347 | 0.047347 | 0.043791 | 0.043791 | 0.037937 | 0.037469 | 0.037469 | Lodging - Hotel - Lobby (Hotel) - Sun | 12 | 6 | 22 | 748.8 | 374.4 | 0 | 0 | 748.8 | 374.4 | 0 | 0 | 14.4 | 7.2 | 0 | 0 | 0 | 0 | 0 | 0.9 | 0.9 | 0.9 | 0.9 | 0.9 | 0.9 | 0.9 | 0.9 | 0.9 | 0.9 | 0.9 | 0.9 | 0.9 | 0.9 | 0.9 | 0.9 | 0 | 0 | 0 |  | 561.6 | 280.8 | 0 | 0 | 561.6 | 280.8 | 0 | 0 | 10.8 | 5.4 | 0 | 0 | 0 | 0 | 0 | 0.675 | 0.675 | 0.675 | 0.675 | 0.675 | 0.675 | 0.675 | 0.675 | 0.675 | 0.675 | 0.675 | 0.675 | 0.675 | 0.675 | 0.675 | 0.675 | 0 | 0 | 0
931 | 9 | 31 | 7 | 3 |  |  |  |  | Lodging - Hotel | Lobby (Hotel) | Lodging - Hotel - Lobby (Hotel) |  | Lodging - Hotel | Lodging - Hotel - Lobby (Hotel) | Hotel (public) Lobby | Hol | Open | 10 | 10 | 0.041085 | 0.44285 | 0.44285 | 0.44285 | 0.44285 | 0.27063 | 0.27063 | 0.27063 | 0 | 0 | 0 | 0 | 0 | 0 | 0 | 3.9301 | 3.9301 | 3.9301 | 3.9301 | 2.4017 | 2.4017 | 2.4017 | 0 | 0 | 0 | 0 | 0 | 0 | 0 | 0 | 0 | 0 | 0 | 0 | 0 | 0 | 0 | 0 | 0 | 0 | 0 | 0 | 0 | 0 | 0 | 0 | 0 | 0 | 0 | 0 | 0 | 0 | 0 | 0 | 0 | 0 | 0 | 1.2402 | 1.2402 | 1.2402 | 1.2402 | 0.75787 | 0.75787 | 0.75787 | 0 | 0 | 0 | 0 | 0 | 0 | 0 | 8.2543 | 8.2543 | 8.2543 | 8.2543 | 5.0443 | 5.0443 | 5.0443 | 0 | 0 | 0 | 0 | 0 | 0 | 0 | 0 | 0 | 0 | 0 | 0 | 0 | 0 | 0 | 0 | 0 | 0 | 0 | 0 | 0 | 0 | 0 | 0 | 0 | 0 | 0 | 0 | 0 | 0 | 0 | 0 | 0 | 0 | 0 | Hotel (public) Lobby ILit Hol | Hotel (public) Lobby ILit all | 2 | 90 | 90 | Hotel (public) Lobby ILit2 Hol | Hotel (public) Lobby ILit Hol | Hotel (public) Lobby ILit all | 2 | 67.5 | 67.5 | 2 | 21.6 | 0.9 | 0.9 | 0.9 | 0.9 | 0.9 | 0.9 | 0.9 | 0.9 | 0.9 | 0.9 | 0.9 | 0.9 | 0.9 | 0.9 | 0.9 | 0.9 | 0.9 | 0.9 | 0.9 | 0.9 | 0.9 | 0.9 | 0.9 | 0.9 | 0.9 | 16.2 | 0.675 | 0.675 | 0.675 | 0.675 | 0.675 | 0.675 | 0.675 | 0.675 | 0.675 | 0.675 | 0.675 | 0.675 | 0.675 | 0.675 | 0.675 | 0.675 | 0.675 | 0.675 | 0.675 | 0.675 | 0.675 | 0.675 | 0.675 | 0.675 | 0.675 | 0 | 0 | 0 | 0 | 0 | 0 | 0 | 0 | 0 | 0 | 0 | 0 | 0 | 0 | 0 | 0 | 0 | 0 | 0 | 0 | 0 | 0 | 0 | 0 | 0 | 0 | 0 | 0 | 0 | 0 | 0 | 0 | 0 | 0 | 0 | 0 | 0 | 0 | 0 | 0 | 0 | 0 | 0 | 0 | 0 | 0 | 0 | 0 | 16 | 0.66337 | 0.20792 | 0.079208 | 0.049505 | 0.76136 | 0 | 0 | 0 | 0 | 0 | 0 | 0 | 0 |  | 0.047347 | 0.047347 | 0.043791 | 0.043791 | 0.037937 | 0.037469 | 0.037469 | Lodging - Hotel - Lobby (Hotel) - Hol | 14 | 6 | 22 | 144 | 72 | 0 | 0 | 144 | 72 | 0 | 0 | 14.4 | 7.2 | 0 | 0 | 0 | 0 | 0 | 0.9 | 0.9 | 0.9 | 0.9 | 0.9 | 0.9 | 0.9 | 0.9 | 0.9 | 0.9 | 0.9 | 0.9 | 0.9 | 0.9 | 0.9 | 0.9 | 0 | 0 | 0 |  | 108 | 54 | 0 | 0 | 108 | 54 | 0 | 0 | 10.8 | 5.4 | 0 | 0 | 0 | 0 | 0 | 0.675 | 0.675 | 0.675 | 0.675 | 0.675 | 0.675 | 0.675 | 0.675 | 0.675 | 0.675 | 0.675 | 0.675 | 0.675 | 0.675 | 0.675 | 0.675 | 0 | 0 | 0
932 | 9 | 32 | 8 | 4 |  |  | Lodging - Hotel - Lobby (Hotel) | Lodging - Hotel - Lobby (Hotel) | Lodging - Hotel | Lobby (Hotel) | Lodging - Hotel - Lobby (Hotel) |  | Lodging - Hotel | Lodging - Hotel - Lobby (Hotel) | Hotel (public) Lobby | all | Open | 251 | 251 | 0.041085 | 0.44285 | 0.44285 | 0.44285 | 0.44285 | 0.27063 | 0.27063 | 0.27063 | 0.018195 | 0.018195 | 0.018195 | 0.018195 | 0.011119 | 0.011119 | 0.011119 | 98.6445 | 98.6445 | 98.6445 | 98.6445 | 60.2827 | 60.2827 | 60.2827 | 0.016375 | 0.016375 | 0.016375 | 0.016375 | 0.010007 | 0.010007 | 0.010007 | 7884 | 7884 | 7884 | 7884 | 7884 | 7884 | 7884 | 0 | 0 | 0 | 0 | 0 | 0 | 0 | 0.9 | 0.9 | 0.9 | 0.9 | 0.9 | 0.9 | 0.9 | 0 | 0 | 0 | 0 | 0 | 0 | 0 | 1.2402 | 1.2402 | 1.2402 | 1.2402 | 0.75787 | 0.75787 | 0.75787 | 0.050952 | 0.050952 | 0.050952 | 0.050952 | 0.031138 | 0.031138 | 0.031138 | 207.1821 | 207.1821 | 207.1821 | 207.1821 | 126.6113 | 126.6113 | 126.6113 | 0.034393 | 0.034393 | 0.034393 | 0.034393 | 0.021018 | 0.021018 | 0.021018 | 5913 | 5913 | 5913 | 5913 | 5913 | 5913 | 5913 | 0 | 0 | 0 | 0 | 0 | 0 | 0 | 0.675 | 0.675 | 0.675 | 0.675 | 0.675 | 0.675 | 0.675 | 0 | 0 | 0 | 0 | 0 | 0 | 0 | Hotel (public) Lobby ILit all | Hotel (public) Lobby ILit all | 2 | 90 | 90 | Hotel (public) Lobby ILit2 all | Hotel (public) Lobby ILit all | Hotel (public) Lobby ILit all | 2 | 67.5 | 67.5 | 2 | 21.6 | 0.9 | 0.9 | 0.9 | 0.9 | 0.9 | 0.9 | 0.9 | 0.9 | 0.9 | 0.9 | 0.9 | 0.9 | 0.9 | 0.9 | 0.9 | 0.9 | 0.9 | 0.9 | 0.9 | 0.9 | 0.9 | 0.9 | 0.9 | 0.9 | 0.9 | 16.2 | 0.675 | 0.675 | 0.675 | 0.675 | 0.675 | 0.675 | 0.675 | 0.675 | 0.675 | 0.675 | 0.675 | 0.675 | 0.675 | 0.675 | 0.675 | 0.675 | 0.675 | 0.675 | 0.675 | 0.675 | 0.675 | 0.675 | 0.675 | 0.675 | 0.675 | 0 | 0 | 0 | 0 | 0 | 0 | 0 | 0 | 0 | 0 | 0 | 0 | 0 | 0 | 0 | 0 | 0 | 0 | 0 | 0 | 0 | 0 | 0 | 0 | 0 | 0 | 0 | 0 | 0 | 0 | 0 | 0 | 0 | 0 | 0 | 0 | 0 | 0 | 0 | 0 | 0 | 0 | 0 | 0 | 0 | 0 | 0 | 0 | 16 | 0.66337 | 0.20792 | 0.079208 | 0.049505 | 0.76136 | 0.20837 | 0.0037912 | 0.0037912 | 0.0037912 | 0.0037912 | 0.0023168 | 0.0023168 | 0.0023168 |  | 0.047347 | 0.047347 | 0.043791 | 0.043791 | 0.037937 | 0.037469 | 0.037469 | Lodging - Hotel - Lobby (Hotel) - all | 16 | 6 | 22 | 3614.4 | 1807.2 | 3614.4 | 1807.2 | 0 | 0 | 14.4 | 7.2 | 0 | 0 | 0 | 0 | 0 | 0 | 0 | 0.9 | 0.9 | 0.9 | 0.9 | 0.9 | 0.9 | 0.9 | 0.9 | 0.9 | 0.9 | 0.9 | 0.9 | 0.9 | 0.9 | 0.9 | 0.9 | 0 | 0 | 0 |  | 2710.8 | 1355.4 | 2710.8 | 1355.4 | 0 | 0 | 10.8 | 5.4 | 0 | 0 | 0 | 0 | 0 | 0 | 0 | 0.675 | 0.675 | 0.675 | 0.675 | 0.675 | 0.675 | 0.675 | 0.675 | 0.675 | 0.675 | 0.675 | 0.675 | 0.675 | 0.675 | 0.675 | 0.675 | 0 | 0 | 0
933 | 9 | 33 | 5 | 1 |  |  |  |  | Lodging - Hotel | Office (General) | Lodging - Hotel - Office (General) |  | Lodging - Hotel | Lodging - Hotel - Office (General) | Hotel (public) Admin | Sat | Open | 52 | 52 | 0.020541 | 0.31984 | 0.31984 | 0.31984 | 0.31984 | 0.31984 | 0.25833 | 0.25833 | 0 | 0 | 0 | 0 | 0 | 0 | 0 | 2.291 | 2.291 | 2.291 | 2.291 | 2.291 | 1.8504 | 1.8504 | 0 | 0 | 0 | 0 | 0 | 0 | 0 | 0 | 0 | 0 | 0 | 0 | 0 | 0 | 0 | 0 | 0 | 0 | 0 | 0 | 0 | 0 | 0 | 0 | 0 | 0 | 0 | 0 | 0 | 0 | 0 | 0 | 0 | 0 | 0 | 0.89567 | 0.89567 | 0.89567 | 0.89567 | 0.89567 | 0.72342 | 0.72342 | 0 | 0 | 0 | 0 | 0 | 0 | 0 | 6.3836 | 6.3836 | 6.3836 | 6.3836 | 6.3836 | 5.156 | 5.156 | 0 | 0 | 0 | 0 | 0 | 0 | 0 | 0 | 0 | 0 | 0 | 0 | 0 | 0 | 0 | 0 | 0 | 0 | 0 | 0 | 0 | 0 | 0 | 0 | 0 | 0 | 0 | 0 | 0 | 0 | 0 | 0 | 0 | 0 | 0 | Hotel (public) Admin ILit Sat | Hotel (public) Admin ILit all | 3787 | 16 | 43.8 | Hotel (public) Admin ILit2 Sat | Hotel (public) Admin ILit2 Sat | Hotel (public) Admin ILit2 All | 3871 | 25 | 32.85 | 3787 | 6.706 | 0.426 | 0.16 | 0.16 | 0.16 | 0.16 | 0.16 | 0.16 | 0.168 | 0.27 | 0.42 | 0.438 | 0.438 | 0.438 | 0.438 | 0.438 | 0.438 | 0.438 | 0.402 | 0.342 | 0.258 | 0.18 | 0.16 | 0.16 | 0.16 | 0.16 | 6.6725 | 0.3195 | 0.25 | 0.25 | 0.25 | 0.25 | 0.25 | 0.25 | 0.25 | 0.25 | 0.315 | 0.3285 | 0.3285 | 0.3285 | 0.3285 | 0.3285 | 0.3285 | 0.3285 | 0.3015 | 0.2565 | 0.25 | 0.25 | 0.25 | 0.25 | 0.25 | 0.25 | 0 | 0 | 0 | 0 | 0 | 0 | 0.028777 | 0.39568 | 0.93525 | 1 | 1 | 1 | 1 | 1 | 1 | 1 | 0.8705 | 0.65468 | 0.35252 | 0.071942 | 0 | 0 | 0 | 0 | 0 | 0 | 0 | 0 | 0 | 0 | 0 | 0 | 0.82803 | 1 | 1 | 1 | 1 | 1 | 1 | 1 | 0.65605 | 0.082803 | 0 | 0 | 0 | 0 | 0 | 0 | 16 | 0.66337 | 0.20792 | 0.079208 | 0.049505 | 0.76136 | 0 | 0 | 0 | 0 | 0 | 0 | 0 | 0 |  | 0.047347 | 0.047347 | 0.043791 | 0.043791 | 0.037937 | 0.037469 | 0.037469 | Lodging - Hotel - Office (General) - Sat | 10 | 6 | 22 | 282.152 | 66.56 | 0 | 0 | 282.152 | 66.56 | 0 | 0 | 5.426 | 1.28 | 0 | 0 | 0 | 0 | 0 | 0.16 | 0.168 | 0.27 | 0.42 | 0.438 | 0.438 | 0.438 | 0.438 | 0.438 | 0.438 | 0.438 | 0.402 | 0.342 | 0.258 | 0.18 | 0.16 | 0 | 0 | 0 |  | 242.97 | 104 | 0 | 0 | 242.97 | 104 | 0 | 0 | 4.6725 | 2 | 0 | 0 | 0 | 0 | 0 | 0.25 | 0.25 | 0.25 | 0.315 | 0.3285 | 0.3285 | 0.3285 | 0.3285 | 0.3285 | 0.3285 | 0.3285 | 0.3015 | 0.2565 | 0.25 | 0.25 | 0.25 | 0 | 0 | 0
934 | 9 | 34 | 6 | 2 |  |  |  |  | Lodging - Hotel | Office (General) | Lodging - Hotel - Office (General) |  | Lodging - Hotel | Lodging - Hotel - Office (General) | Hotel (public) Admin | Sun | Open | 52 | 52 | 0.020541 | 0.31984 | 0.31984 | 0.31984 | 0.31984 | 0.31984 | 0.25833 | 0.25833 | 0 | 0 | 0 | 0 | 0 | 0 | 0 | 2.291 | 2.291 | 2.291 | 2.291 | 2.291 | 1.8504 | 1.8504 | 0 | 0 | 0 | 0 | 0 | 0 | 0 | 0 | 0 | 0 | 0 | 0 | 0 | 0 | 0 | 0 | 0 | 0 | 0 | 0 | 0 | 0 | 0 | 0 | 0 | 0 | 0 | 0 | 0 | 0 | 0 | 0 | 0 | 0 | 0 | 0.89567 | 0.89567 | 0.89567 | 0.89567 | 0.89567 | 0.72342 | 0.72342 | 0 | 0 | 0 | 0 | 0 | 0 | 0 | 6.3836 | 6.3836 | 6.3836 | 6.3836 | 6.3836 | 5.156 | 5.156 | 0 | 0 | 0 | 0 | 0 | 0 | 0 | 0 | 0 | 0 | 0 | 0 | 0 | 0 | 0 | 0 | 0 | 0 | 0 | 0 | 0 | 0 | 0 | 0 | 0 | 0 | 0 | 0 | 0 | 0 | 0 | 0 | 0 | 0 | 0 | Hotel (public) Admin ILit Sun | Hotel (public) Admin ILit all | 3787 | 16 | 43.8 | Hotel (public) Admin ILit2 Sun | Hotel (public) Admin ILit2 Sun | Hotel (public) Admin ILit2 All | 3871 | 25 | 32.85 | 3787 | 6.706 | 0.426 | 0.16 | 0.16 | 0.16 | 0.16 | 0.16 | 0.16 | 0.168 | 0.27 | 0.42 | 0.438 | 0.438 | 0.438 | 0.438 | 0.438 | 0.438 | 0.438 | 0.402 | 0.342 | 0.258 | 0.18 | 0.16 | 0.16 | 0.16 | 0.16 | 6.6725 | 0.3195 | 0.25 | 0.25 | 0.25 | 0.25 | 0.25 | 0.25 | 0.25 | 0.25 | 0.315 | 0.3285 | 0.3285 | 0.3285 | 0.3285 | 0.3285 | 0.3285 | 0.3285 | 0.3015 | 0.2565 | 0.25 | 0.25 | 0.25 | 0.25 | 0.25 | 0.25 | 0 | 0 | 0 | 0 | 0 | 0 | 0.028777 | 0.39568 | 0.93525 | 1 | 1 | 1 | 1 | 1 | 1 | 1 | 0.8705 | 0.65468 | 0.35252 | 0.071942 | 0 | 0 | 0 | 0 | 0 | 0 | 0 | 0 | 0 | 0 | 0 | 0 | 0.82803 | 1 | 1 | 1 | 1 | 1 | 1 | 1 | 0.65605 | 0.082803 | 0 | 0 | 0 | 0 | 0 | 0 | 16 | 0.66337 | 0.20792 | 0.079208 | 0.049505 | 0.76136 | 0 | 0 | 0 | 0 | 0 | 0 | 0 | 0 |  | 0.047347 | 0.047347 | 0.043791 | 0.043791 | 0.037937 | 0.037469 | 0.037469 | Lodging - Hotel - Office (General) - Sun | 12 | 6 | 22 | 282.152 | 66.56 | 0 | 0 | 282.152 | 66.56 | 0 | 0 | 5.426 | 1.28 | 0 | 0 | 0 | 0 | 0 | 0.16 | 0.168 | 0.27 | 0.42 | 0.438 | 0.438 | 0.438 | 0.438 | 0.438 | 0.438 | 0.438 | 0.402 | 0.342 | 0.258 | 0.18 | 0.16 | 0 | 0 | 0 |  | 242.97 | 104 | 0 | 0 | 242.97 | 104 | 0 | 0 | 4.6725 | 2 | 0 | 0 | 0 | 0 | 0 | 0.25 | 0.25 | 0.25 | 0.315 | 0.3285 | 0.3285 | 0.3285 | 0.3285 | 0.3285 | 0.3285 | 0.3285 | 0.3015 | 0.2565 | 0.25 | 0.25 | 0.25 | 0 | 0 | 0
935 | 9 | 35 | 7 | 3 |  |  |  |  | Lodging - Hotel | Office (General) | Lodging - Hotel - Office (General) |  | Lodging - Hotel | Lodging - Hotel - Office (General) | Hotel (public) Admin | Hol | Open | 10 | 10 | 0.020541 | 0.31984 | 0.31984 | 0.31984 | 0.31984 | 0.31984 | 0.25833 | 0.25833 | 0 | 0 | 0 | 0 | 0 | 0 | 0 | 0.44057 | 0.44057 | 0.44057 | 0.44057 | 0.44057 | 0.35585 | 0.35585 | 0 | 0 | 0 | 0 | 0 | 0 | 0 | 0 | 0 | 0 | 0 | 0 | 0 | 0 | 0 | 0 | 0 | 0 | 0 | 0 | 0 | 0 | 0 | 0 | 0 | 0 | 0 | 0 | 0 | 0 | 0 | 0 | 0 | 0 | 0 | 0.89567 | 0.89567 | 0.89567 | 0.89567 | 0.89567 | 0.72342 | 0.72342 | 0 | 0 | 0 | 0 | 0 | 0 | 0 | 1.2276 | 1.2276 | 1.2276 | 1.2276 | 1.2276 | 0.99153 | 0.99153 | 0 | 0 | 0 | 0 | 0 | 0 | 0 | 0 | 0 | 0 | 0 | 0 | 0 | 0 | 0 | 0 | 0 | 0 | 0 | 0 | 0 | 0 | 0 | 0 | 0 | 0 | 0 | 0 | 0 | 0 | 0 | 0 | 0 | 0 | 0 | Hotel (public) Admin ILit Hol | Hotel (public) Admin ILit all | 3787 | 16 | 43.8 | Hotel (public) Admin ILit2 Hol | Hotel (public) Admin ILit2 Hol | Hotel (public) Admin ILit2 All | 3871 | 25 | 32.85 | 3787 | 6.706 | 0.426 | 0.16 | 0.16 | 0.16 | 0.16 | 0.16 | 0.16 | 0.168 | 0.27 | 0.42 | 0.438 | 0.438 | 0.438 | 0.438 | 0.438 | 0.438 | 0.438 | 0.402 | 0.342 | 0.258 | 0.18 | 0.16 | 0.16 | 0.16 | 0.16 | 6.6725 | 0.3195 | 0.25 | 0.25 | 0.25 | 0.25 | 0.25 | 0.25 | 0.25 | 0.25 | 0.315 | 0.3285 | 0.3285 | 0.3285 | 0.3285 | 0.3285 | 0.3285 | 0.3285 | 0.3015 | 0.2565 | 0.25 | 0.25 | 0.25 | 0.25 | 0.25 | 0.25 | 0 | 0 | 0 | 0 | 0 | 0 | 0.028777 | 0.39568 | 0.93525 | 1 | 1 | 1 | 1 | 1 | 1 | 1 | 0.8705 | 0.65468 | 0.35252 | 0.071942 | 0 | 0 | 0 | 0 | 0 | 0 | 0 | 0 | 0 | 0 | 0 | 0 | 0.82803 | 1 | 1 | 1 | 1 | 1 | 1 | 1 | 0.65605 | 0.082803 | 0 | 0 | 0 | 0 | 0 | 0 | 16 | 0.66337 | 0.20792 | 0.079208 | 0.049505 | 0.76136 | 0 | 0 | 0 | 0 | 0 | 0 | 0 | 0 |  | 0.047347 | 0.047347 | 0.043791 | 0.043791 | 0.037937 | 0.037469 | 0.037469 | Lodging - Hotel - Office (General) - Hol | 14 | 6 | 22 | 54.26 | 12.8 | 0 | 0 | 54.26 | 12.8 | 0 | 0 | 5.426 | 1.28 | 0 | 0 | 0 | 0 | 0 | 0.16 | 0.168 | 0.27 | 0.42 | 0.438 | 0.438 | 0.438 | 0.438 | 0.438 | 0.438 | 0.438 | 0.402 | 0.342 | 0.258 | 0.18 | 0.16 | 0 | 0 | 0 |  | 46.725 | 20 | 0 | 0 | 46.725 | 20 | 0 | 0 | 4.6725 | 2 | 0 | 0 | 0 | 0 | 0 | 0.25 | 0.25 | 0.25 | 0.315 | 0.3285 | 0.3285 | 0.3285 | 0.3285 | 0.3285 | 0.3285 | 0.3285 | 0.3015 | 0.2565 | 0.25 | 0.25 | 0.25 | 0 | 0 | 0
936 | 9 | 36 | 8 | 4 | Lodging - Hotel | Lodging - Hotel | Lodging - Hotel - Office (General) | Lodging - Hotel - Office (General) | Lodging - Hotel | Office (General) | Lodging - Hotel - Office (General) |  | Lodging - Hotel | Lodging - Hotel - Office (General) | Hotel (public) Admin | all | Open | 251 | 251 | 0.020541 | 0.31984 | 0.31984 | 0.31984 | 0.31984 | 0.31984 | 0.25833 | 0.25833 | 0.0065698 | 0.0065698 | 0.0065698 | 0.0065698 | 0.0065698 | 0.0053064 | 0.0053064 | 16.7706 | 16.7706 | 16.7706 | 16.7706 | 16.7706 | 13.5455 | 13.5455 | 0.0046646 | 0.0046646 | 0.0046646 | 0.0046646 | 0.0046646 | 0.0037675 | 0.0037675 | 3317.154 | 3317.154 | 3317.154 | 3317.154 | 3317.154 | 3317.154 | 3317.154 | 2309.2771 | 2309.2771 | 2148.2808 | 2148.2808 | 1945.1489 | 1936.4803 | 1936.4803 | 0.71 | 0.71 | 0.71 | 0.71 | 0.71 | 0.71 | 0.71 | 0.2867 | 0.2867 | 0.26428 | 0.26428 | 0.24155 | 0.23859 | 0.23859 | 0.89567 | 0.89567 | 0.89567 | 0.89567 | 0.89567 | 0.72342 | 0.72342 | 0.018398 | 0.018398 | 0.018398 | 0.018398 | 0.018398 | 0.01486 | 0.01486 | 41.3188 | 41.3188 | 41.3188 | 41.3188 | 41.3188 | 33.3729 | 33.3729 | 0.009797 | 0.009797 | 0.009797 | 0.009797 | 0.009797 | 0.0079129 | 0.0079129 | 3006.4875 | 3006.4875 | 3006.4875 | 3006.4875 | 3006.4875 | 3006.4875 | 3006.4875 | 1919.9869 | 1919.9869 | 1799.324 | 1799.324 | 1653.5526 | 1645.0044 | 1645.0044 | 0.5325 | 0.5325 | 0.5325 | 0.5325 | 0.5325 | 0.5325 | 0.5325 | 0.23005 | 0.23005 | 0.21383 | 0.21383 | 0.19734 | 0.19522 | 0.19522 | Hotel (public) Admin ILit all | Hotel (public) Admin ILit all | 3786 | 16 | 73 | Hotel (public) Admin ILit2 all | Hotel (public) Admin ILit2 all | Hotel (public) Admin ILit2 All | 3870 | 25 | 54.75 | 3786 | 10.17 | 0.71 | 0.16 | 0.16 | 0.16 | 0.16 | 0.16 | 0.18 | 0.28 | 0.45 | 0.7 | 0.73 | 0.73 | 0.73 | 0.73 | 0.73 | 0.73 | 0.73 | 0.67 | 0.57 | 0.43 | 0.3 | 0.2 | 0.16 | 0.16 | 0.16 | 8.9475 | 0.5325 | 0.25 | 0.25 | 0.25 | 0.25 | 0.25 | 0.25 | 0.25 | 0.3375 | 0.525 | 0.5475 | 0.5475 | 0.5475 | 0.5475 | 0.5475 | 0.5475 | 0.5475 | 0.5025 | 0.4275 | 0.3225 | 0.25 | 0.25 | 0.25 | 0.25 | 0.25 | 0 | 0 | 0 | 0 | 0 | 0.035088 | 0.21053 | 0.50877 | 0.94737 | 1 | 1 | 1 | 1 | 1 | 1 | 1 | 0.89474 | 0.7193 | 0.47368 | 0.24561 | 0.070175 | 0 | 0 | 0 | 0 | 0 | 0 | 0 | 0 | 0 | 0 | 0.29412 | 0.92437 | 1 | 1 | 1 | 1 | 1 | 1 | 1 | 0.84874 | 0.59664 | 0.2437 | 0 | 0 | 0 | 0 | 0 | 16 | 0.66337 | 0.20792 | 0.079208 | 0.049505 | 0.76136 | 0.11203 | 0.000736 | 0.000736 | 0.000736 | 0.000736 | 0.000736 | 0.00059446 | 0.00059446 | Lodging - Hotel | 0.047347 | 0.047347 | 0.043791 | 0.043791 | 0.037937 | 0.037469 | 0.037469 | Lodging - Hotel - Office (General) - all | 16 | 6 | 22 | 2231.39 | 321.28 | 2231.39 | 321.28 | 0 | 0 | 8.89 | 1.28 | 0 | 0 | 0 | 0 | 0 | 0 | 0 | 0.18 | 0.28 | 0.45 | 0.7 | 0.73 | 0.73 | 0.73 | 0.73 | 0.73 | 0.73 | 0.73 | 0.67 | 0.57 | 0.43 | 0.3 | 0.2 | 0 | 0 | 0 |  | 1743.8225 | 502 | 1743.8225 | 502 | 0 | 0 | 6.9475 | 2 | 0 | 0 | 0 | 0 | 0 | 0 | 0 | 0.25 | 0.25 | 0.3375 | 0.525 | 0.5475 | 0.5475 | 0.5475 | 0.5475 | 0.5475 | 0.5475 | 0.5475 | 0.5025 | 0.4275 | 0.3225 | 0.25 | 0.25 | 0 | 0 | 0
1001 | 10 | 1 | 5 | 1 |  |  |  |  | Lodging - Motel | Corridor | Lodging - Motel - Corridor |  | Lodging - Motel | Lodging - Motel - Corridor | Motel Corridor | Sat | Open | 52 | 52 | 0.11185 | 0.23409 | 0.23409 | 0.17557 | 0.17557 | 0.17557 | 0.17557 | 0.17557 | 0 | 0 | 0 | 0 | 0 | 0 | 0 | 29.4086 | 29.4086 | 22.0564 | 22.0564 | 22.0564 | 22.0564 | 22.0564 | 0 | 0 | 0 | 0 | 0 | 0 | 0 | 0 | 0 | 0 | 0 | 0 | 0 | 0 | 0 | 0 | 0 | 0 | 0 | 0 | 0 | 0 | 0 | 0 | 0 | 0 | 0 | 0 | 0 | 0 | 0 | 0 | 0 | 0 | 0 | 0.51264 | 0.51264 | 0.38448 | 0.38448 | 0.38448 | 0.38448 | 0.38448 | 0 | 0 | 0 | 0 | 0 | 0 | 0 | 64.4026 | 64.4026 | 48.3019 | 48.3019 | 48.3019 | 48.3019 | 48.3019 | 0 | 0 | 0 | 0 | 0 | 0 | 0 | 0 | 0 | 0 | 0 | 0 | 0 | 0 | 0 | 0 | 0 | 0 | 0 | 0 | 0 | 0 | 0 | 0 | 0 | 0 | 0 | 0 | 0 | 0 | 0 | 0 | 0 | 0 | 0 | Motel Corridor ILit Sat | Motel Corridor ILit all | 3802 | 90 | 90 | Motel Corridor ILit2 Sat | Motel Corridor ILit Sat | Motel Corridor ILit all | 3802 | 90 | 90 | 3802 | 21.6 | 0.9 | 0.9 | 0.9 | 0.9 | 0.9 | 0.9 | 0.9 | 0.9 | 0.9 | 0.9 | 0.9 | 0.9 | 0.9 | 0.9 | 0.9 | 0.9 | 0.9 | 0.9 | 0.9 | 0.9 | 0.9 | 0.9 | 0.9 | 0.9 | 0.9 | 21.6 | 0.9 | 0.9 | 0.9 | 0.9 | 0.9 | 0.9 | 0.9 | 0.9 | 0.9 | 0.9 | 0.9 | 0.9 | 0.9 | 0.9 | 0.9 | 0.9 | 0.9 | 0.9 | 0.9 | 0.9 | 0.9 | 0.9 | 0.9 | 0.9 | 0.9 | 0 | 0 | 0 | 0 | 0 | 0 | 0 | 0 | 0 | 0 | 0 | 0 | 0 | 0 | 0 | 0 | 0 | 0 | 0 | 0 | 0 | 0 | 0 | 0 | 0 | 0 | 0 | 0 | 0 | 0 | 0 | 0 | 0 | 0 | 0 | 0 | 0 | 0 | 0 | 0 | 0 | 0 | 0 | 0 | 0 | 0 | 0 | 0 | 16 | 0.66337 | 0.20792 | 0.079208 | 0.049505 | 0.76136 | 0 | 0 | 0 | 0 | 0 | 0 | 0 | 0 |  | 0.026524 | 0.026524 | 0.022614 | 0.022614 | 0.022614 | 0.022081 | 0.022081 | Lodging - Motel - Corridor - Sat | 10 | 25 | 16 | 1123.2 | 0 | 0 | 0 | 1123.2 | 0 | 0 | 0 | 21.6 | 0 | 0 | 0 | 0 | 0 | 0 | 0 | 0 | 0 | 0 | 0 | 0 | 0 | 0 | 0 | 0 | 0 | 0 | 0 | 0 | 0 | 0 | 0 | 0 | 0 |  | 46.8 | 1076.4 | 0 | 0 | 46.8 | 1076.4 | 0 | 0 | 0.9 | 20.7 | 0 | 0 | 0 | 0 | 0 | 0 | 0 | 0 | 0 | 0 | 0 | 0 | 0 | 0 | 0 | 0 | 0 | 0 | 0 | 0 | 0 | 0 | 0 | 0
1002 | 10 | 2 | 6 | 2 |  |  |  |  | Lodging - Motel | Corridor | Lodging - Motel - Corridor |  | Lodging - Motel | Lodging - Motel - Corridor | Motel Corridor | Sun | Open | 52 | 52 | 0.11185 | 0.23409 | 0.23409 | 0.17557 | 0.17557 | 0.17557 | 0.17557 | 0.17557 | 0 | 0 | 0 | 0 | 0 | 0 | 0 | 29.4086 | 29.4086 | 22.0564 | 22.0564 | 22.0564 | 22.0564 | 22.0564 | 0 | 0 | 0 | 0 | 0 | 0 | 0 | 0 | 0 | 0 | 0 | 0 | 0 | 0 | 0 | 0 | 0 | 0 | 0 | 0 | 0 | 0 | 0 | 0 | 0 | 0 | 0 | 0 | 0 | 0 | 0 | 0 | 0 | 0 | 0 | 0.51264 | 0.51264 | 0.38448 | 0.38448 | 0.38448 | 0.38448 | 0.38448 | 0 | 0 | 0 | 0 | 0 | 0 | 0 | 64.4026 | 64.4026 | 48.3019 | 48.3019 | 48.3019 | 48.3019 | 48.3019 | 0 | 0 | 0 | 0 | 0 | 0 | 0 | 0 | 0 | 0 | 0 | 0 | 0 | 0 | 0 | 0 | 0 | 0 | 0 | 0 | 0 | 0 | 0 | 0 | 0 | 0 | 0 | 0 | 0 | 0 | 0 | 0 | 0 | 0 | 0 | Motel Corridor ILit Sun | Motel Corridor ILit all | 3802 | 90 | 90 | Motel Corridor ILit2 Sun | Motel Corridor ILit Sun | Motel Corridor ILit all | 3802 | 90 | 90 | 3802 | 21.6 | 0.9 | 0.9 | 0.9 | 0.9 | 0.9 | 0.9 | 0.9 | 0.9 | 0.9 | 0.9 | 0.9 | 0.9 | 0.9 | 0.9 | 0.9 | 0.9 | 0.9 | 0.9 | 0.9 | 0.9 | 0.9 | 0.9 | 0.9 | 0.9 | 0.9 | 21.6 | 0.9 | 0.9 | 0.9 | 0.9 | 0.9 | 0.9 | 0.9 | 0.9 | 0.9 | 0.9 | 0.9 | 0.9 | 0.9 | 0.9 | 0.9 | 0.9 | 0.9 | 0.9 | 0.9 | 0.9 | 0.9 | 0.9 | 0.9 | 0.9 | 0.9 | 0 | 0 | 0 | 0 | 0 | 0 | 0 | 0 | 0 | 0 | 0 | 0 | 0 | 0 | 0 | 0 | 0 | 0 | 0 | 0 | 0 | 0 | 0 | 0 | 0 | 0 | 0 | 0 | 0 | 0 | 0 | 0 | 0 | 0 | 0 | 0 | 0 | 0 | 0 | 0 | 0 | 0 | 0 | 0 | 0 | 0 | 0 | 0 | 16 | 0.66337 | 0.20792 | 0.079208 | 0.049505 | 0.76136 | 0 | 0 | 0 | 0 | 0 | 0 | 0 | 0 |  | 0.026524 | 0.026524 | 0.022614 | 0.022614 | 0.022614 | 0.022081 | 0.022081 | Lodging - Motel - Corridor - Sun | 12 | 25 | 16 | 1123.2 | 0 | 0 | 0 | 1123.2 | 0 | 0 | 0 | 21.6 | 0 | 0 | 0 | 0 | 0 | 0 | 0 | 0 | 0 | 0 | 0 | 0 | 0 | 0 | 0 | 0 | 0 | 0 | 0 | 0 | 0 | 0 | 0 | 0 | 0 |  | 46.8 | 1076.4 | 0 | 0 | 46.8 | 1076.4 | 0 | 0 | 0.9 | 20.7 | 0 | 0 | 0 | 0 | 0 | 0 | 0 | 0 | 0 | 0 | 0 | 0 | 0 | 0 | 0 | 0 | 0 | 0 | 0 | 0 | 0 | 0 | 0 | 0
1003 | 10 | 3 | 7 | 3 |  |  |  |  | Lodging - Motel | Corridor | Lodging - Motel - Corridor |  | Lodging - Motel | Lodging - Motel - Corridor | Motel Corridor | Hol | Open | 10 | 10 | 0.11185 | 0.23409 | 0.23409 | 0.17557 | 0.17557 | 0.17557 | 0.17557 | 0.17557 | 0 | 0 | 0 | 0 | 0 | 0 | 0 | 5.6555 | 5.6555 | 4.2416 | 4.2416 | 4.2416 | 4.2416 | 4.2416 | 0 | 0 | 0 | 0 | 0 | 0 | 0 | 0 | 0 | 0 | 0 | 0 | 0 | 0 | 0 | 0 | 0 | 0 | 0 | 0 | 0 | 0 | 0 | 0 | 0 | 0 | 0 | 0 | 0 | 0 | 0 | 0 | 0 | 0 | 0 | 0.51264 | 0.51264 | 0.38448 | 0.38448 | 0.38448 | 0.38448 | 0.38448 | 0 | 0 | 0 | 0 | 0 | 0 | 0 | 12.3851 | 12.3851 | 9.2888 | 9.2888 | 9.2888 | 9.2888 | 9.2888 | 0 | 0 | 0 | 0 | 0 | 0 | 0 | 0 | 0 | 0 | 0 | 0 | 0 | 0 | 0 | 0 | 0 | 0 | 0 | 0 | 0 | 0 | 0 | 0 | 0 | 0 | 0 | 0 | 0 | 0 | 0 | 0 | 0 | 0 | 0 | Motel Corridor ILit Hol | Motel Corridor ILit all | 3802 | 90 | 90 | Motel Corridor ILit2 Hol | Motel Corridor ILit Hol | Motel Corridor ILit all | 3802 | 90 | 90 | 3802 | 21.6 | 0.9 | 0.9 | 0.9 | 0.9 | 0.9 | 0.9 | 0.9 | 0.9 | 0.9 | 0.9 | 0.9 | 0.9 | 0.9 | 0.9 | 0.9 | 0.9 | 0.9 | 0.9 | 0.9 | 0.9 | 0.9 | 0.9 | 0.9 | 0.9 | 0.9 | 21.6 | 0.9 | 0.9 | 0.9 | 0.9 | 0.9 | 0.9 | 0.9 | 0.9 | 0.9 | 0.9 | 0.9 | 0.9 | 0.9 | 0.9 | 0.9 | 0.9 | 0.9 | 0.9 | 0.9 | 0.9 | 0.9 | 0.9 | 0.9 | 0.9 | 0.9 | 0 | 0 | 0 | 0 | 0 | 0 | 0 | 0 | 0 | 0 | 0 | 0 | 0 | 0 | 0 | 0 | 0 | 0 | 0 | 0 | 0 | 0 | 0 | 0 | 0 | 0 | 0 | 0 | 0 | 0 | 0 | 0 | 0 | 0 | 0 | 0 | 0 | 0 | 0 | 0 | 0 | 0 | 0 | 0 | 0 | 0 | 0 | 0 | 16 | 0.66337 | 0.20792 | 0.079208 | 0.049505 | 0.76136 | 0 | 0 | 0 | 0 | 0 | 0 | 0 | 0 |  | 0.026524 | 0.026524 | 0.022614 | 0.022614 | 0.022614 | 0.022081 | 0.022081 | Lodging - Motel - Corridor - Hol | 14 | 25 | 16 | 216 | 0 | 0 | 0 | 216 | 0 | 0 | 0 | 21.6 | 0 | 0 | 0 | 0 | 0 | 0 | 0 | 0 | 0 | 0 | 0 | 0 | 0 | 0 | 0 | 0 | 0 | 0 | 0 | 0 | 0 | 0 | 0 | 0 | 0 |  | 9 | 207 | 0 | 0 | 9 | 207 | 0 | 0 | 0.9 | 20.7 | 0 | 0 | 0 | 0 | 0 | 0 | 0 | 0 | 0 | 0 | 0 | 0 | 0 | 0 | 0 | 0 | 0 | 0 | 0 | 0 | 0 | 0 | 0 | 0
1004 | 10 | 4 | 8 | 4 |  |  | Lodging - Motel - Corridor | Lodging - Motel - Corridor | Lodging - Motel | Corridor | Lodging - Motel - Corridor |  | Lodging - Motel | Lodging - Motel - Corridor | Motel Corridor | all | Open | 251 | 251 | 0.11185 | 0.23409 | 0.23409 | 0.17557 | 0.17557 | 0.17557 | 0.17557 | 0.17557 | 0.026183 | 0.026183 | 0.019637 | 0.019637 | 0.019637 | 0.019637 | 0.019637 | 141.9528 | 141.9528 | 106.4646 | 106.4646 | 106.4646 | 106.4646 | 106.4646 | 0.023565 | 0.023565 | 0.017673 | 0.017673 | 0.017673 | 0.017673 | 0.017673 | 7884 | 7884 | 7884 | 7884 | 7884 | 7884 | 7884 | 0 | 0 | 0 | 0 | 0 | 0 | 0 | 0.9 | 0.9 | 0.9 | 0.9 | 0.9 | 0.9 | 0.9 | 0 | 0 | 0 | 0 | 0 | 0 | 0 | 0.51264 | 0.51264 | 0.38448 | 0.38448 | 0.38448 | 0.38448 | 0.38448 | 0.057338 | 0.057338 | 0.043004 | 0.043004 | 0.043004 | 0.043004 | 0.043004 | 241.7849 | 241.7849 | 181.3387 | 181.3387 | 181.3387 | 181.3387 | 181.3387 | 0.040137 | 0.040137 | 0.030103 | 0.030103 | 0.030103 | 0.030103 | 0.030103 | 6679.2 | 6679.2 | 6679.2 | 6679.2 | 6679.2 | 6679.2 | 6679.2 | 0 | 0 | 0 | 0 | 0 | 0 | 0 | 0.7 | 0.7 | 0.7 | 0.7 | 0.7 | 0.7 | 0.7 | 0 | 0 | 0 | 0 | 0 | 0 | 0 | Motel Corridor ILit all | Motel Corridor ILit all | 3802 | 90 | 90 | Motel Corridor ILit2 all | Motel Corridor ILit2 all | Motel Corridor ILit2 All | 3886 | 70 | 70 | 3802 | 21.6 | 0.9 | 0.9 | 0.9 | 0.9 | 0.9 | 0.9 | 0.9 | 0.9 | 0.9 | 0.9 | 0.9 | 0.9 | 0.9 | 0.9 | 0.9 | 0.9 | 0.9 | 0.9 | 0.9 | 0.9 | 0.9 | 0.9 | 0.9 | 0.9 | 0.9 | 16.8 | 0.7 | 0.7 | 0.7 | 0.7 | 0.7 | 0.7 | 0.7 | 0.7 | 0.7 | 0.7 | 0.7 | 0.7 | 0.7 | 0.7 | 0.7 | 0.7 | 0.7 | 0.7 | 0.7 | 0.7 | 0.7 | 0.7 | 0.7 | 0.7 | 0.7 | 0 | 0 | 0 | 0 | 0 | 0 | 0 | 0 | 0 | 0 | 0 | 0 | 0 | 0 | 0 | 0 | 0 | 0 | 0 | 0 | 0 | 0 | 0 | 0 | 0 | 0 | 0 | 0 | 0 | 0 | 0 | 0 | 0 | 0 | 0 | 0 | 0 | 0 | 0 | 0 | 0 | 0 | 0 | 0 | 0 | 0 | 0 | 0 | 16 | 0.66337 | 0.20792 | 0.079208 | 0.049505 | 0.76136 | 0.13891 | 0.0036371 | 0.0036371 | 0.0027278 | 0.0027278 | 0.0027278 | 0.0027278 | 0.0027278 |  | 0.026524 | 0.026524 | 0.022614 | 0.022614 | 0.022614 | 0.022081 | 0.022081 | Lodging - Motel - Corridor - all | 16 | 25 | 16 | 5421.6 | 0 | 5421.6 | 0 | 0 | 0 | 21.6 | 0 | 0 | 0 | 0 | 0 | 0 | 0 | 0 | 0 | 0 | 0 | 0 | 0 | 0 | 0 | 0 | 0 | 0 | 0 | 0 | 0 | 0 | 0 | 0 | 0 | 0 | 0 |  | 4216.8 | 0 | 4216.8 | 0 | 0 | 0 | 16.8 | 0 | 0 | 0 | 0 | 0 | 0 | 0 | 0 | 0 | 0 | 0 | 0 | 0 | 0 | 0 | 0 | 0 | 0 | 0 | 0 | 0 | 0 | 0 | 0 | 0 | 0 | 0
1005 | 10 | 5 | 5 | 1 |  |  |  |  | Lodging - Motel | Hotel/Motel Guest Room (incl. toilets) - 12hr occ | Lodging - Motel - Hotel/Motel Guest Room (incl. toilets) - 12hr occ |  | Lodging - Motel | Lodging - Motel - Hotel/Motel Guest Room (incl. toilets) - 12hr occ | Motel Rooms (12 hour occup) | Sat | Open | 52 | 52 | 0.43163 | 0.23956 | 0.23956 | 0.23956 | 0.23956 | 0.23956 | 0.23956 | 0.23956 | 0 | 0 | 0 | 0 | 0 | 0 | 0 | 11.1688 | 11.1688 | 11.1688 | 11.1688 | 11.1688 | 11.1688 | 11.1688 | 0 | 0 | 0 | 0 | 0 | 0 | 0 | 0 | 0 | 0 | 0 | 0 | 0 | 0 | 0 | 0 | 0 | 0 | 0 | 0 | 0 | 0 | 0 | 0 | 0 | 0 | 0 | 0 | 0 | 0 | 0 | 0 | 0 | 0 | 0 | 0.52462 | 0.52462 | 0.52462 | 0.52462 | 0.52462 | 0.52462 | 0.52462 | 0 | 0 | 0 | 0 | 0 | 0 | 0 | 24.4588 | 24.4588 | 24.4588 | 24.4588 | 24.4588 | 24.4588 | 24.4588 | 0 | 0 | 0 | 0 | 0 | 0 | 0 | 0 | 0 | 0 | 0 | 0 | 0 | 0 | 0 | 0 | 0 | 0 | 0 | 0 | 0 | 0 | 0 | 0 | 0 | 0 | 0 | 0 | 0 | 0 | 0 | 0 | 0 | 0 | 0 | Motel Rooms (12 hour occup) ILit Sat | Motel Rooms (12 hour occup) ILit all | 3797 | 2.8522 | 14.18 | Motel Rooms (12 hour occup) ILit2 Sat | Motel Rooms (12 hour occup) ILit2 Sat | Motel Rooms (12 hour occup) ILit2 All | 3881 | 2.8522 | 14.18 | 3797 | 2.0772 | 0.079693 | 0.058068 | 0.042351 | 0.034294 | 0.029688 | 0.028522 | 0.040827 | 0.054839 | 0.082234 | 0.10617 | 0.1092 | 0.11357 | 0.098124 | 0.09 | 0.088753 | 0.081202 | 0.071129 | 0.086747 | 0.10352 | 0.12836 | 0.13826 | 0.1418 | 0.13989 | 0.12348 | 0.086121 | 2.0772 | 0.079693 | 0.058068 | 0.042351 | 0.034294 | 0.029688 | 0.028522 | 0.040827 | 0.054839 | 0.082234 | 0.10617 | 0.1092 | 0.11357 | 0.098124 | 0.09 | 0.088753 | 0.081202 | 0.071129 | 0.086747 | 0.10352 | 0.12836 | 0.13826 | 0.1418 | 0.13989 | 0.12348 | 0.086121 | 0.26083 | 0.12208 | 0.050958 | 0.010293 | 0 | 0.10863 | 0.23232 | 0.47416 | 0.68549 | 0.71219 | 0.75081 | 0.61444 | 0.54272 | 0.53171 | 0.46505 | 0.37613 | 0.514 | 0.6621 | 0.88137 | 0.96877 | 1 | 0.98311 | 0.83829 | 0.50847 | 0.26083 | 0.12208 | 0.050958 | 0.010293 | 0 | 0.10863 | 0.23232 | 0.47416 | 0.68549 | 0.71219 | 0.75081 | 0.61444 | 0.54272 | 0.53171 | 0.46505 | 0.37613 | 0.514 | 0.6621 | 0.88137 | 0.96877 | 1 | 0.98311 | 0.83829 | 0.50847 | 10 | 0.66337 | 0.20792 | 0.079208 | 0.049505 | 0.76136 | 0 | 0 | 0 | 0 | 0 | 0 | 0 | 0 |  | 0.026524 | 0.026524 | 0.022614 | 0.022614 | 0.022614 | 0.022081 | 0.022081 | Lodging - Motel - Hotel/Motel Guest Room (incl. toilets) - 12hr occ - Sat | 10 | 25 | 16 | 108.0122 | 0 | 0 | 0 | 108.0122 | 0 | 0 | 0 | 2.0772 | 0 | 0 | 0 | 0 | 0 | 0 | 0 | 0 | 0 | 0 | 0 | 0 | 0 | 0 | 0 | 0 | 0 | 0 | 0 | 0 | 0 | 0 | 0 | 0 | 0 |  | 2.8516 | 105.1606 | 0 | 0 | 2.8516 | 105.1606 | 0 | 0 | 0.054839 | 2.0223 | 0 | 0 | 0 | 0 | 0 | 0 | 0 | 0 | 0 | 0 | 0 | 0 | 0 | 0 | 0 | 0 | 0 | 0 | 0 | 0 | 0 | 0 | 0 | 0
1006 | 10 | 6 | 6 | 2 |  |  |  |  | Lodging - Motel | Hotel/Motel Guest Room (incl. toilets) - 12hr occ | Lodging - Motel - Hotel/Motel Guest Room (incl. toilets) - 12hr occ |  | Lodging - Motel | Lodging - Motel - Hotel/Motel Guest Room (incl. toilets) - 12hr occ | Motel Rooms (12 hour occup) | Sun | Open | 52 | 52 | 0.43163 | 0.23956 | 0.23956 | 0.23956 | 0.23956 | 0.23956 | 0.23956 | 0.23956 | 0 | 0 | 0 | 0 | 0 | 0 | 0 | 11.1688 | 11.1688 | 11.1688 | 11.1688 | 11.1688 | 11.1688 | 11.1688 | 0 | 0 | 0 | 0 | 0 | 0 | 0 | 0 | 0 | 0 | 0 | 0 | 0 | 0 | 0 | 0 | 0 | 0 | 0 | 0 | 0 | 0 | 0 | 0 | 0 | 0 | 0 | 0 | 0 | 0 | 0 | 0 | 0 | 0 | 0 | 0.52462 | 0.52462 | 0.52462 | 0.52462 | 0.52462 | 0.52462 | 0.52462 | 0 | 0 | 0 | 0 | 0 | 0 | 0 | 24.4588 | 24.4588 | 24.4588 | 24.4588 | 24.4588 | 24.4588 | 24.4588 | 0 | 0 | 0 | 0 | 0 | 0 | 0 | 0 | 0 | 0 | 0 | 0 | 0 | 0 | 0 | 0 | 0 | 0 | 0 | 0 | 0 | 0 | 0 | 0 | 0 | 0 | 0 | 0 | 0 | 0 | 0 | 0 | 0 | 0 | 0 | Motel Rooms (12 hour occup) ILit Sun | Motel Rooms (12 hour occup) ILit all | 3797 | 2.8522 | 14.18 | Motel Rooms (12 hour occup) ILit2 Sun | Motel Rooms (12 hour occup) ILit2 Sun | Motel Rooms (12 hour occup) ILit2 All | 3881 | 2.8522 | 14.18 | 3797 | 2.0772 | 0.079693 | 0.058068 | 0.042351 | 0.034294 | 0.029688 | 0.028522 | 0.040827 | 0.054839 | 0.082234 | 0.10617 | 0.1092 | 0.11357 | 0.098124 | 0.09 | 0.088753 | 0.081202 | 0.071129 | 0.086747 | 0.10352 | 0.12836 | 0.13826 | 0.1418 | 0.13989 | 0.12348 | 0.086121 | 2.0772 | 0.079693 | 0.058068 | 0.042351 | 0.034294 | 0.029688 | 0.028522 | 0.040827 | 0.054839 | 0.082234 | 0.10617 | 0.1092 | 0.11357 | 0.098124 | 0.09 | 0.088753 | 0.081202 | 0.071129 | 0.086747 | 0.10352 | 0.12836 | 0.13826 | 0.1418 | 0.13989 | 0.12348 | 0.086121 | 0.26083 | 0.12208 | 0.050958 | 0.010293 | 0 | 0.10863 | 0.23232 | 0.47416 | 0.68549 | 0.71219 | 0.75081 | 0.61444 | 0.54272 | 0.53171 | 0.46505 | 0.37613 | 0.514 | 0.6621 | 0.88137 | 0.96877 | 1 | 0.98311 | 0.83829 | 0.50847 | 0.26083 | 0.12208 | 0.050958 | 0.010293 | 0 | 0.10863 | 0.23232 | 0.47416 | 0.68549 | 0.71219 | 0.75081 | 0.61444 | 0.54272 | 0.53171 | 0.46505 | 0.37613 | 0.514 | 0.6621 | 0.88137 | 0.96877 | 1 | 0.98311 | 0.83829 | 0.50847 | 10 | 0.66337 | 0.20792 | 0.079208 | 0.049505 | 0.76136 | 0 | 0 | 0 | 0 | 0 | 0 | 0 | 0 |  | 0.026524 | 0.026524 | 0.022614 | 0.022614 | 0.022614 | 0.022081 | 0.022081 | Lodging - Motel - Hotel/Motel Guest Room (incl. toilets) - 12hr occ - Sun | 12 | 25 | 16 | 108.0122 | 0 | 0 | 0 | 108.0122 | 0 | 0 | 0 | 2.0772 | 0 | 0 | 0 | 0 | 0 | 0 | 0 | 0 | 0 | 0 | 0 | 0 | 0 | 0 | 0 | 0 | 0 | 0 | 0 | 0 | 0 | 0 | 0 | 0 | 0 |  | 2.8516 | 105.1606 | 0 | 0 | 2.8516 | 105.1606 | 0 | 0 | 0.054839 | 2.0223 | 0 | 0 | 0 | 0 | 0 | 0 | 0 | 0 | 0 | 0 | 0 | 0 | 0 | 0 | 0 | 0 | 0 | 0 | 0 | 0 | 0 | 0 | 0 | 0
1007 | 10 | 7 | 7 | 3 |  |  |  |  | Lodging - Motel | Hotel/Motel Guest Room (incl. toilets) - 12hr occ | Lodging - Motel - Hotel/Motel Guest Room (incl. toilets) - 12hr occ |  | Lodging - Motel | Lodging - Motel - Hotel/Motel Guest Room (incl. toilets) - 12hr occ | Motel Rooms (12 hour occup) | Hol | Open | 10 | 10 | 0.43163 | 0.23956 | 0.23956 | 0.23956 | 0.23956 | 0.23956 | 0.23956 | 0.23956 | 0 | 0 | 0 | 0 | 0 | 0 | 0 | 2.1478 | 2.1478 | 2.1478 | 2.1478 | 2.1478 | 2.1478 | 2.1478 | 0 | 0 | 0 | 0 | 0 | 0 | 0 | 0 | 0 | 0 | 0 | 0 | 0 | 0 | 0 | 0 | 0 | 0 | 0 | 0 | 0 | 0 | 0 | 0 | 0 | 0 | 0 | 0 | 0 | 0 | 0 | 0 | 0 | 0 | 0 | 0.52462 | 0.52462 | 0.52462 | 0.52462 | 0.52462 | 0.52462 | 0.52462 | 0 | 0 | 0 | 0 | 0 | 0 | 0 | 4.7036 | 4.7036 | 4.7036 | 4.7036 | 4.7036 | 4.7036 | 4.7036 | 0 | 0 | 0 | 0 | 0 | 0 | 0 | 0 | 0 | 0 | 0 | 0 | 0 | 0 | 0 | 0 | 0 | 0 | 0 | 0 | 0 | 0 | 0 | 0 | 0 | 0 | 0 | 0 | 0 | 0 | 0 | 0 | 0 | 0 | 0 | Motel Rooms (12 hour occup) ILit Hol | Motel Rooms (12 hour occup) ILit all | 3797 | 2.8522 | 14.18 | Motel Rooms (12 hour occup) ILit2 Hol | Motel Rooms (12 hour occup) ILit2 Hol | Motel Rooms (12 hour occup) ILit2 All | 3881 | 2.8522 | 14.18 | 3797 | 2.0772 | 0.079693 | 0.058068 | 0.042351 | 0.034294 | 0.029688 | 0.028522 | 0.040827 | 0.054839 | 0.082234 | 0.10617 | 0.1092 | 0.11357 | 0.098124 | 0.09 | 0.088753 | 0.081202 | 0.071129 | 0.086747 | 0.10352 | 0.12836 | 0.13826 | 0.1418 | 0.13989 | 0.12348 | 0.086121 | 2.0772 | 0.079693 | 0.058068 | 0.042351 | 0.034294 | 0.029688 | 0.028522 | 0.040827 | 0.054839 | 0.082234 | 0.10617 | 0.1092 | 0.11357 | 0.098124 | 0.09 | 0.088753 | 0.081202 | 0.071129 | 0.086747 | 0.10352 | 0.12836 | 0.13826 | 0.1418 | 0.13989 | 0.12348 | 0.086121 | 0.26083 | 0.12208 | 0.050958 | 0.010293 | 0 | 0.10863 | 0.23232 | 0.47416 | 0.68549 | 0.71219 | 0.75081 | 0.61444 | 0.54272 | 0.53171 | 0.46505 | 0.37613 | 0.514 | 0.6621 | 0.88137 | 0.96877 | 1 | 0.98311 | 0.83829 | 0.50847 | 0.26083 | 0.12208 | 0.050958 | 0.010293 | 0 | 0.10863 | 0.23232 | 0.47416 | 0.68549 | 0.71219 | 0.75081 | 0.61444 | 0.54272 | 0.53171 | 0.46505 | 0.37613 | 0.514 | 0.6621 | 0.88137 | 0.96877 | 1 | 0.98311 | 0.83829 | 0.50847 | 10 | 0.66337 | 0.20792 | 0.079208 | 0.049505 | 0.76136 | 0 | 0 | 0 | 0 | 0 | 0 | 0 | 0 |  | 0.026524 | 0.026524 | 0.022614 | 0.022614 | 0.022614 | 0.022081 | 0.022081 | Lodging - Motel - Hotel/Motel Guest Room (incl. toilets) - 12hr occ - Hol | 14 | 25 | 16 | 20.7716 | 0 | 0 | 0 | 20.7716 | 0 | 0 | 0 | 2.0772 | 0 | 0 | 0 | 0 | 0 | 0 | 0 | 0 | 0 | 0 | 0 | 0 | 0 | 0 | 0 | 0 | 0 | 0 | 0 | 0 | 0 | 0 | 0 | 0 | 0 |  | 0.54839 | 20.2232 | 0 | 0 | 0.54839 | 20.2232 | 0 | 0 | 0.054839 | 2.0223 | 0 | 0 | 0 | 0 | 0 | 0 | 0 | 0 | 0 | 0 | 0 | 0 | 0 | 0 | 0 | 0 | 0 | 0 | 0 | 0 | 0 | 0 | 0 | 0
1008 | 10 | 8 | 8 | 4 |  |  | Lodging - Motel - Hotel/Motel Guest Room (incl. toilets) - 12hr occ | Lodging - Motel - Hotel/Motel Guest Room (incl. toilets) - 12hr occ | Lodging - Motel | Hotel/Motel Guest Room (incl. toilets) - 12hr occ | Lodging - Motel - Hotel/Motel Guest Room (incl. toilets) - 12hr occ |  | Lodging - Motel | Lodging - Motel - Hotel/Motel Guest Room (incl. toilets) - 12hr occ | Motel Rooms (12 hour occup) | all | Open | 251 | 251 | 0.43163 | 0.23956 | 0.23956 | 0.23956 | 0.23956 | 0.23956 | 0.23956 | 0.23956 | 0.1034 | 0.1034 | 0.1034 | 0.1034 | 0.1034 | 0.1034 | 0.1034 | 53.9109 | 53.9109 | 53.9109 | 53.9109 | 53.9109 | 53.9109 | 53.9109 | 0.0082405 | 0.0082405 | 0.0082405 | 0.0082405 | 0.0082405 | 0.0082405 | 0.0082405 | 758.1627 | 758.1627 | 758.1627 | 758.1627 | 758.1627 | 758.1627 | 758.1627 | 0 | 0 | 0 | 0 | 0 | 0 | 0 | 0.079693 | 0.079693 | 0.079693 | 0.079693 | 0.079693 | 0.079693 | 0.079693 | 0 | 0 | 0 | 0 | 0 | 0 | 0 | 0.52462 | 0.52462 | 0.52462 | 0.52462 | 0.52462 | 0.52462 | 0.52462 | 0.22645 | 0.22645 | 0.22645 | 0.22645 | 0.22645 | 0.22645 | 0.22645 | 118.0609 | 118.0609 | 118.0609 | 118.0609 | 118.0609 | 118.0609 | 118.0609 | 0.018046 | 0.018046 | 0.018046 | 0.018046 | 0.018046 | 0.018046 | 0.018046 | 758.1627 | 758.1627 | 758.1627 | 758.1627 | 758.1627 | 758.1627 | 758.1627 | 0 | 0 | 0 | 0 | 0 | 0 | 0 | 0.079693 | 0.079693 | 0.079693 | 0.079693 | 0.079693 | 0.079693 | 0.079693 | 0 | 0 | 0 | 0 | 0 | 0 | 0 | Motel Rooms (12 hour occup) ILit all | Motel Rooms (12 hour occup) ILit all | 3796 | 2.8522 | 14.18 | Motel Rooms (12 hour occup) ILit2 all | Motel Rooms (12 hour occup) ILit2 all | Motel Rooms (12 hour occup) ILit2 All | 3880 | 2.8522 | 14.18 | 3796 | 2.0772 | 0.079693 | 0.058068 | 0.042351 | 0.034294 | 0.029688 | 0.028522 | 0.040827 | 0.054839 | 0.082234 | 0.10617 | 0.1092 | 0.11357 | 0.098124 | 0.09 | 0.088753 | 0.081202 | 0.071129 | 0.086747 | 0.10352 | 0.12836 | 0.13826 | 0.1418 | 0.13989 | 0.12348 | 0.086121 | 2.0772 | 0.079693 | 0.058068 | 0.042351 | 0.034294 | 0.029688 | 0.028522 | 0.040827 | 0.054839 | 0.082234 | 0.10617 | 0.1092 | 0.11357 | 0.098124 | 0.09 | 0.088753 | 0.081202 | 0.071129 | 0.086747 | 0.10352 | 0.12836 | 0.13826 | 0.1418 | 0.13989 | 0.12348 | 0.086121 | 0.26083 | 0.12208 | 0.050958 | 0.010293 | 0 | 0.10863 | 0.23232 | 0.47416 | 0.68549 | 0.71219 | 0.75081 | 0.61444 | 0.54272 | 0.53171 | 0.46505 | 0.37613 | 0.514 | 0.6621 | 0.88137 | 0.96877 | 1 | 0.98311 | 0.83829 | 0.50847 | 0.26083 | 0.12208 | 0.050958 | 0.010293 | 0 | 0.10863 | 0.23232 | 0.47416 | 0.68549 | 0.71219 | 0.75081 | 0.61444 | 0.54272 | 0.53171 | 0.46505 | 0.37613 | 0.514 | 0.6621 | 0.88137 | 0.96877 | 1 | 0.98311 | 0.83829 | 0.50847 | 10 | 0.66337 | 0.20792 | 0.079208 | 0.049505 | 0.76136 | 0.0076876 | 0.00079492 | 0.00079492 | 0.00079492 | 0.00079492 | 0.00079492 | 0.00079492 | 0.00079492 |  | 0.026524 | 0.026524 | 0.022614 | 0.022614 | 0.022614 | 0.022081 | 0.022081 | Lodging - Motel - Hotel/Motel Guest Room (incl. toilets) - 12hr occ - all | 16 | 25 | 16 | 521.3667 | 0 | 521.3667 | 0 | 0 | 0 | 2.0772 | 0 | 0 | 0 | 0 | 0 | 0 | 0 | 0 | 0 | 0 | 0 | 0 | 0 | 0 | 0 | 0 | 0 | 0 | 0 | 0 | 0 | 0 | 0 | 0 | 0 | 0 | 0 |  | 521.3667 | 0 | 521.3667 | 0 | 0 | 0 | 2.0772 | 0 | 0 | 0 | 0 | 0 | 0 | 0 | 0 | 0 | 0 | 0 | 0 | 0 | 0 | 0 | 0 | 0 | 0 | 0 | 0 | 0 | 0 | 0 | 0 | 0 | 0 | 0
1009 | 10 | 9 | 5 | 1 |  |  |  |  | Lodging - Motel | Hotel/Motel Guest Room (incl. toilets) - 24hr occ | Lodging - Motel - Hotel/Motel Guest Room (incl. toilets) - 24hr occ |  | Lodging - Motel | Lodging - Motel - Hotel/Motel Guest Room (incl. toilets) - 24hr occ | Motel Rooms (24 hour occup) | Sat | Open | 52 | 52 | 0.21604 | 0.23956 | 0.23956 | 0.23956 | 0.23956 | 0.23956 | 0.23956 | 0.23956 | 0 | 0 | 0 | 0 | 0 | 0 | 0 | 8.3435 | 8.3435 | 8.3435 | 8.3435 | 8.3435 | 8.3435 | 8.3435 | 0 | 0 | 0 | 0 | 0 | 0 | 0 | 0 | 0 | 0 | 0 | 0 | 0 | 0 | 0 | 0 | 0 | 0 | 0 | 0 | 0 | 0 | 0 | 0 | 0 | 0 | 0 | 0 | 0 | 0 | 0 | 0 | 0 | 0 | 0 | 0.52462 | 0.52462 | 0.52462 | 0.52462 | 0.52462 | 0.52462 | 0.52462 | 0 | 0 | 0 | 0 | 0 | 0 | 0 | 18.2718 | 18.2718 | 18.2718 | 18.2718 | 18.2718 | 18.2718 | 18.2718 | 0 | 0 | 0 | 0 | 0 | 0 | 0 | 0 | 0 | 0 | 0 | 0 | 0 | 0 | 0 | 0 | 0 | 0 | 0 | 0 | 0 | 0 | 0 | 0 | 0 | 0 | 0 | 0 | 0 | 0 | 0 | 0 | 0 | 0 | 0 | Motel Rooms (24 hour occup) ILit Sat | Motel Rooms (24 hour occup) ILit all | 3799 | 4.257 | 21.1642 | Motel Rooms (24 hour occup) ILit2 Sat | Motel Rooms (24 hour occup) ILit2 Sat | Motel Rooms (24 hour occup) ILit2 All | 3883 | 4.257 | 21.1642 | 3799 | 3.1002 | 0.11894 | 0.086668 | 0.063211 | 0.051186 | 0.04431 | 0.04257 | 0.060936 | 0.081849 | 0.12274 | 0.15847 | 0.16298 | 0.16951 | 0.14645 | 0.13433 | 0.13247 | 0.1212 | 0.10616 | 0.12947 | 0.15451 | 0.19159 | 0.20636 | 0.21164 | 0.20879 | 0.1843 | 0.12854 | 3.1002 | 0.11894 | 0.086668 | 0.063211 | 0.051186 | 0.04431 | 0.04257 | 0.060936 | 0.081849 | 0.12274 | 0.15847 | 0.16298 | 0.16951 | 0.14645 | 0.13433 | 0.13247 | 0.1212 | 0.10616 | 0.12947 | 0.15451 | 0.19159 | 0.20636 | 0.21164 | 0.20879 | 0.1843 | 0.12854 | 0.26083 | 0.12208 | 0.050958 | 0.010293 | 0 | 0.10863 | 0.23232 | 0.47416 | 0.68549 | 0.71219 | 0.75081 | 0.61444 | 0.54272 | 0.53171 | 0.46505 | 0.37613 | 0.514 | 0.6621 | 0.88137 | 0.96877 | 1 | 0.98311 | 0.83829 | 0.50847 | 0.26083 | 0.12208 | 0.050958 | 0.010293 | 0 | 0.10863 | 0.23232 | 0.47416 | 0.68549 | 0.71219 | 0.75081 | 0.61444 | 0.54272 | 0.53171 | 0.46505 | 0.37613 | 0.514 | 0.6621 | 0.88137 | 0.96877 | 1 | 0.98311 | 0.83829 | 0.50847 | 10 | 0.66337 | 0.20792 | 0.079208 | 0.049505 | 0.76136 | 0 | 0 | 0 | 0 | 0 | 0 | 0 | 0 |  | 0.026524 | 0.026524 | 0.022614 | 0.022614 | 0.022614 | 0.022081 | 0.022081 | Lodging - Motel - Hotel/Motel Guest Room (incl. toilets) - 24hr occ - Sat | 10 | 25 | 16 | 161.2123 | 0 | 0 | 0 | 161.2123 | 0 | 0 | 0 | 3.1002 | 0 | 0 | 0 | 0 | 0 | 0 | 0 | 0 | 0 | 0 | 0 | 0 | 0 | 0 | 0 | 0 | 0 | 0 | 0 | 0 | 0 | 0 | 0 | 0 | 0 |  | 4.2561 | 156.9562 | 0 | 0 | 4.2561 | 156.9562 | 0 | 0 | 0.081849 | 3.0184 | 0 | 0 | 0 | 0 | 0 | 0 | 0 | 0 | 0 | 0 | 0 | 0 | 0 | 0 | 0 | 0 | 0 | 0 | 0 | 0 | 0 | 0 | 0 | 0
1010 | 10 | 10 | 6 | 2 |  |  |  |  | Lodging - Motel | Hotel/Motel Guest Room (incl. toilets) - 24hr occ | Lodging - Motel - Hotel/Motel Guest Room (incl. toilets) - 24hr occ |  | Lodging - Motel | Lodging - Motel - Hotel/Motel Guest Room (incl. toilets) - 24hr occ | Motel Rooms (24 hour occup) | Sun | Open | 52 | 52 | 0.21604 | 0.23956 | 0.23956 | 0.23956 | 0.23956 | 0.23956 | 0.23956 | 0.23956 | 0 | 0 | 0 | 0 | 0 | 0 | 0 | 8.3435 | 8.3435 | 8.3435 | 8.3435 | 8.3435 | 8.3435 | 8.3435 | 0 | 0 | 0 | 0 | 0 | 0 | 0 | 0 | 0 | 0 | 0 | 0 | 0 | 0 | 0 | 0 | 0 | 0 | 0 | 0 | 0 | 0 | 0 | 0 | 0 | 0 | 0 | 0 | 0 | 0 | 0 | 0 | 0 | 0 | 0 | 0.52462 | 0.52462 | 0.52462 | 0.52462 | 0.52462 | 0.52462 | 0.52462 | 0 | 0 | 0 | 0 | 0 | 0 | 0 | 18.2718 | 18.2718 | 18.2718 | 18.2718 | 18.2718 | 18.2718 | 18.2718 | 0 | 0 | 0 | 0 | 0 | 0 | 0 | 0 | 0 | 0 | 0 | 0 | 0 | 0 | 0 | 0 | 0 | 0 | 0 | 0 | 0 | 0 | 0 | 0 | 0 | 0 | 0 | 0 | 0 | 0 | 0 | 0 | 0 | 0 | 0 | Motel Rooms (24 hour occup) ILit Sun | Motel Rooms (24 hour occup) ILit all | 3799 | 4.257 | 21.1642 | Motel Rooms (24 hour occup) ILit2 Sun | Motel Rooms (24 hour occup) ILit2 Sun | Motel Rooms (24 hour occup) ILit2 All | 3883 | 4.257 | 21.1642 | 3799 | 3.1002 | 0.11894 | 0.086668 | 0.063211 | 0.051186 | 0.04431 | 0.04257 | 0.060936 | 0.081849 | 0.12274 | 0.15847 | 0.16298 | 0.16951 | 0.14645 | 0.13433 | 0.13247 | 0.1212 | 0.10616 | 0.12947 | 0.15451 | 0.19159 | 0.20636 | 0.21164 | 0.20879 | 0.1843 | 0.12854 | 3.1002 | 0.11894 | 0.086668 | 0.063211 | 0.051186 | 0.04431 | 0.04257 | 0.060936 | 0.081849 | 0.12274 | 0.15847 | 0.16298 | 0.16951 | 0.14645 | 0.13433 | 0.13247 | 0.1212 | 0.10616 | 0.12947 | 0.15451 | 0.19159 | 0.20636 | 0.21164 | 0.20879 | 0.1843 | 0.12854 | 0.26083 | 0.12208 | 0.050958 | 0.010293 | 0 | 0.10863 | 0.23232 | 0.47416 | 0.68549 | 0.71219 | 0.75081 | 0.61444 | 0.54272 | 0.53171 | 0.46505 | 0.37613 | 0.514 | 0.6621 | 0.88137 | 0.96877 | 1 | 0.98311 | 0.83829 | 0.50847 | 0.26083 | 0.12208 | 0.050958 | 0.010293 | 0 | 0.10863 | 0.23232 | 0.47416 | 0.68549 | 0.71219 | 0.75081 | 0.61444 | 0.54272 | 0.53171 | 0.46505 | 0.37613 | 0.514 | 0.6621 | 0.88137 | 0.96877 | 1 | 0.98311 | 0.83829 | 0.50847 | 10 | 0.66337 | 0.20792 | 0.079208 | 0.049505 | 0.76136 | 0 | 0 | 0 | 0 | 0 | 0 | 0 | 0 |  | 0.026524 | 0.026524 | 0.022614 | 0.022614 | 0.022614 | 0.022081 | 0.022081 | Lodging - Motel - Hotel/Motel Guest Room (incl. toilets) - 24hr occ - Sun | 12 | 25 | 16 | 161.2123 | 0 | 0 | 0 | 161.2123 | 0 | 0 | 0 | 3.1002 | 0 | 0 | 0 | 0 | 0 | 0 | 0 | 0 | 0 | 0 | 0 | 0 | 0 | 0 | 0 | 0 | 0 | 0 | 0 | 0 | 0 | 0 | 0 | 0 | 0 |  | 4.2561 | 156.9562 | 0 | 0 | 4.2561 | 156.9562 | 0 | 0 | 0.081849 | 3.0184 | 0 | 0 | 0 | 0 | 0 | 0 | 0 | 0 | 0 | 0 | 0 | 0 | 0 | 0 | 0 | 0 | 0 | 0 | 0 | 0 | 0 | 0 | 0 | 0
1011 | 10 | 11 | 7 | 3 |  |  |  |  | Lodging - Motel | Hotel/Motel Guest Room (incl. toilets) - 24hr occ | Lodging - Motel - Hotel/Motel Guest Room (incl. toilets) - 24hr occ |  | Lodging - Motel | Lodging - Motel - Hotel/Motel Guest Room (incl. toilets) - 24hr occ | Motel Rooms (24 hour occup) | Hol | Open | 10 | 10 | 0.21604 | 0.23956 | 0.23956 | 0.23956 | 0.23956 | 0.23956 | 0.23956 | 0.23956 | 0 | 0 | 0 | 0 | 0 | 0 | 0 | 1.6045 | 1.6045 | 1.6045 | 1.6045 | 1.6045 | 1.6045 | 1.6045 | 0 | 0 | 0 | 0 | 0 | 0 | 0 | 0 | 0 | 0 | 0 | 0 | 0 | 0 | 0 | 0 | 0 | 0 | 0 | 0 | 0 | 0 | 0 | 0 | 0 | 0 | 0 | 0 | 0 | 0 | 0 | 0 | 0 | 0 | 0 | 0.52462 | 0.52462 | 0.52462 | 0.52462 | 0.52462 | 0.52462 | 0.52462 | 0 | 0 | 0 | 0 | 0 | 0 | 0 | 3.5138 | 3.5138 | 3.5138 | 3.5138 | 3.5138 | 3.5138 | 3.5138 | 0 | 0 | 0 | 0 | 0 | 0 | 0 | 0 | 0 | 0 | 0 | 0 | 0 | 0 | 0 | 0 | 0 | 0 | 0 | 0 | 0 | 0 | 0 | 0 | 0 | 0 | 0 | 0 | 0 | 0 | 0 | 0 | 0 | 0 | 0 | Motel Rooms (24 hour occup) ILit Hol | Motel Rooms (24 hour occup) ILit all | 3799 | 4.257 | 21.1642 | Motel Rooms (24 hour occup) ILit2 Hol | Motel Rooms (24 hour occup) ILit2 Hol | Motel Rooms (24 hour occup) ILit2 All | 3883 | 4.257 | 21.1642 | 3799 | 3.1002 | 0.11894 | 0.086668 | 0.063211 | 0.051186 | 0.04431 | 0.04257 | 0.060936 | 0.081849 | 0.12274 | 0.15847 | 0.16298 | 0.16951 | 0.14645 | 0.13433 | 0.13247 | 0.1212 | 0.10616 | 0.12947 | 0.15451 | 0.19159 | 0.20636 | 0.21164 | 0.20879 | 0.1843 | 0.12854 | 3.1002 | 0.11894 | 0.086668 | 0.063211 | 0.051186 | 0.04431 | 0.04257 | 0.060936 | 0.081849 | 0.12274 | 0.15847 | 0.16298 | 0.16951 | 0.14645 | 0.13433 | 0.13247 | 0.1212 | 0.10616 | 0.12947 | 0.15451 | 0.19159 | 0.20636 | 0.21164 | 0.20879 | 0.1843 | 0.12854 | 0.26083 | 0.12208 | 0.050958 | 0.010293 | 0 | 0.10863 | 0.23232 | 0.47416 | 0.68549 | 0.71219 | 0.75081 | 0.61444 | 0.54272 | 0.53171 | 0.46505 | 0.37613 | 0.514 | 0.6621 | 0.88137 | 0.96877 | 1 | 0.98311 | 0.83829 | 0.50847 | 0.26083 | 0.12208 | 0.050958 | 0.010293 | 0 | 0.10863 | 0.23232 | 0.47416 | 0.68549 | 0.71219 | 0.75081 | 0.61444 | 0.54272 | 0.53171 | 0.46505 | 0.37613 | 0.514 | 0.6621 | 0.88137 | 0.96877 | 1 | 0.98311 | 0.83829 | 0.50847 | 10 | 0.66337 | 0.20792 | 0.079208 | 0.049505 | 0.76136 | 0 | 0 | 0 | 0 | 0 | 0 | 0 | 0 |  | 0.026524 | 0.026524 | 0.022614 | 0.022614 | 0.022614 | 0.022081 | 0.022081 | Lodging - Motel - Hotel/Motel Guest Room (incl. toilets) - 24hr occ - Hol | 14 | 25 | 16 | 31.0024 | 0 | 0 | 0 | 31.0024 | 0 | 0 | 0 | 3.1002 | 0 | 0 | 0 | 0 | 0 | 0 | 0 | 0 | 0 | 0 | 0 | 0 | 0 | 0 | 0 | 0 | 0 | 0 | 0 | 0 | 0 | 0 | 0 | 0 | 0 |  | 0.81849 | 30.1839 | 0 | 0 | 0.81849 | 30.1839 | 0 | 0 | 0.081849 | 3.0184 | 0 | 0 | 0 | 0 | 0 | 0 | 0 | 0 | 0 | 0 | 0 | 0 | 0 | 0 | 0 | 0 | 0 | 0 | 0 | 0 | 0 | 0 | 0 | 0
1012 | 10 | 12 | 8 | 4 |  |  | Lodging - Motel - Hotel/Motel Guest Room (incl. toilets) - 24hr occ | Lodging - Motel - Hotel/Motel Guest Room (incl. toilets) - 24hr occ | Lodging - Motel | Hotel/Motel Guest Room (incl. toilets) - 24hr occ | Lodging - Motel - Hotel/Motel Guest Room (incl. toilets) - 24hr occ |  | Lodging - Motel | Lodging - Motel - Hotel/Motel Guest Room (incl. toilets) - 24hr occ | Motel Rooms (24 hour occup) | all | Open | 251 | 251 | 0.21604 | 0.23956 | 0.23956 | 0.23956 | 0.23956 | 0.23956 | 0.23956 | 0.23956 | 0.051755 | 0.051755 | 0.051755 | 0.051755 | 0.051755 | 0.051755 | 0.051755 | 40.2737 | 40.2737 | 40.2737 | 40.2737 | 40.2737 | 40.2737 | 40.2737 | 0.006156 | 0.006156 | 0.006156 | 0.006156 | 0.006156 | 0.006156 | 0.006156 | 1131.5862 | 1131.5862 | 1131.5862 | 1131.5862 | 1131.5862 | 1131.5862 | 1131.5862 | 0 | 0 | 0 | 0 | 0 | 0 | 0 | 0.11894 | 0.11894 | 0.11894 | 0.11894 | 0.11894 | 0.11894 | 0.11894 | 0 | 0 | 0 | 0 | 0 | 0 | 0 | 0.52462 | 0.52462 | 0.52462 | 0.52462 | 0.52462 | 0.52462 | 0.52462 | 0.11334 | 0.11334 | 0.11334 | 0.11334 | 0.11334 | 0.11334 | 0.11334 | 88.1964 | 88.1964 | 88.1964 | 88.1964 | 88.1964 | 88.1964 | 88.1964 | 0.013481 | 0.013481 | 0.013481 | 0.013481 | 0.013481 | 0.013481 | 0.013481 | 1131.5862 | 1131.5862 | 1131.5862 | 1131.5862 | 1131.5862 | 1131.5862 | 1131.5862 | 0 | 0 | 0 | 0 | 0 | 0 | 0 | 0.11894 | 0.11894 | 0.11894 | 0.11894 | 0.11894 | 0.11894 | 0.11894 | 0 | 0 | 0 | 0 | 0 | 0 | 0 | Motel Rooms (24 hour occup) ILit all | Motel Rooms (24 hour occup) ILit all | 3798 | 4.257 | 21.1642 | Motel Rooms (24 hour occup) ILit2 all | Motel Rooms (24 hour occup) ILit2 all | Motel Rooms (24 hour occup) ILit2 All | 3882 | 4.257 | 21.1642 | 3798 | 3.1002 | 0.11894 | 0.086668 | 0.063211 | 0.051186 | 0.04431 | 0.04257 | 0.060936 | 0.081849 | 0.12274 | 0.15847 | 0.16298 | 0.16951 | 0.14645 | 0.13433 | 0.13247 | 0.1212 | 0.10616 | 0.12947 | 0.15451 | 0.19159 | 0.20636 | 0.21164 | 0.20879 | 0.1843 | 0.12854 | 3.1002 | 0.11894 | 0.086668 | 0.063211 | 0.051186 | 0.04431 | 0.04257 | 0.060936 | 0.081849 | 0.12274 | 0.15847 | 0.16298 | 0.16951 | 0.14645 | 0.13433 | 0.13247 | 0.1212 | 0.10616 | 0.12947 | 0.15451 | 0.19159 | 0.20636 | 0.21164 | 0.20879 | 0.1843 | 0.12854 | 0.26083 | 0.12208 | 0.050958 | 0.010293 | 0 | 0.10863 | 0.23232 | 0.47416 | 0.68549 | 0.71219 | 0.75081 | 0.61444 | 0.54272 | 0.53171 | 0.46505 | 0.37613 | 0.514 | 0.6621 | 0.88137 | 0.96877 | 1 | 0.98311 | 0.83829 | 0.50847 | 0.26083 | 0.12208 | 0.050958 | 0.010293 | 0 | 0.10863 | 0.23232 | 0.47416 | 0.68549 | 0.71219 | 0.75081 | 0.61444 | 0.54272 | 0.53171 | 0.46505 | 0.37613 | 0.514 | 0.6621 | 0.88137 | 0.96877 | 1 | 0.98311 | 0.83829 | 0.50847 | 10 | 0.66337 | 0.20792 | 0.079208 | 0.049505 | 0.76136 | 0.011474 | 0.00059384 | 0.00059384 | 0.00059384 | 0.00059384 | 0.00059384 | 0.00059384 | 0.00059384 |  | 0.026524 | 0.026524 | 0.022614 | 0.022614 | 0.022614 | 0.022081 | 0.022081 | Lodging - Motel - Hotel/Motel Guest Room (incl. toilets) - 24hr occ - all | 16 | 25 | 16 | 778.1593 | 0 | 778.1593 | 0 | 0 | 0 | 3.1002 | 0 | 0 | 0 | 0 | 0 | 0 | 0 | 0 | 0 | 0 | 0 | 0 | 0 | 0 | 0 | 0 | 0 | 0 | 0 | 0 | 0 | 0 | 0 | 0 | 0 | 0 | 0 |  | 778.1593 | 0 | 778.1593 | 0 | 0 | 0 | 3.1002 | 0 | 0 | 0 | 0 | 0 | 0 | 0 | 0 | 0 | 0 | 0 | 0 | 0 | 0 | 0 | 0 | 0 | 0 | 0 | 0 | 0 | 0 | 0 | 0 | 0 | 0 | 0
1013 | 10 | 13 | 5 | 1 |  |  |  |  | Lodging - Motel | Hotel/Motel Guest Room (incl. toilets) - unocc | Lodging - Motel - Hotel/Motel Guest Room (incl. toilets) - unocc |  | Lodging - Motel | Lodging - Motel - Hotel/Motel Guest Room (incl. toilets) - unocc | Motel Rooms (unoccup) | Sat | Open | 52 | 52 | 0.2045 | 0.23956 | 0.23956 | 0.23956 | 0.23956 | 0.23956 | 0.23956 | 0.23956 | 0 | 0 | 0 | 0 | 0 | 0 | 0 | 0 | 0 | 0 | 0 | 0 | 0 | 0 | 0 | 0 | 0 | 0 | 0 | 0 | 0 | 0 | 0 | 0 | 0 | 0 | 0 | 0 | 0 | 0 | 0 | 0 | 0 | 0 | 0 | 0 | 0 | 0 | 0 | 0 | 0 | 0 | 0 | 0 | 0 | 0 | 0 | 0 | 0 | 0.52462 | 0.52462 | 0.52462 | 0.52462 | 0.52462 | 0.52462 | 0.52462 | 0 | 0 | 0 | 0 | 0 | 0 | 0 | 0 | 0 | 0 | 0 | 0 | 0 | 0 | 0 | 0 | 0 | 0 | 0 | 0 | 0 | 0 | 0 | 0 | 0 | 0 | 0 | 0 | 0 | 0 | 0 | 0 | 0 | 0 | 0 | 0 | 0 | 0 | 0 | 0 | 0 | 0 | 0 | 0 | 0 | 0 | 0 | 0 | 0 | Motel Rooms (unoccup) ILit Sat | Motel Rooms (unoccup) ILit all | 3257 | 0 | 0 | Motel Rooms (unoccup) ILit2 Sat | Motel Rooms (unoccup) ILit Sat | Motel Rooms (unoccup) ILit all | 3257 | 0 | 0 | 3257 | 0 | 0 | 0 | 0 | 0 | 0 | 0 | 0 | 0 | 0 | 0 | 0 | 0 | 0 | 0 | 0 | 0 | 0 | 0 | 0 | 0 | 0 | 0 | 0 | 0 | 0 | 0 | 0 | 0 | 0 | 0 | 0 | 0 | 0 | 0 | 0 | 0 | 0 | 0 | 0 | 0 | 0 | 0 | 0 | 0 | 0 | 0 | 0 | 0 | 0 | 0 | 0 | 0 | 0 | 0 | 0 | 0 | 0 | 0 | 0 | 0 | 0 | 0 | 0 | 0 | 0 | 0 | 0 | 0 | 0 | 0 | 0 | 0 | 0 | 0 | 0 | 0 | 0 | 0 | 0 | 0 | 0 | 0 | 0 | 0 | 0 | 0 | 0 | 0 | 0 | 0 | 0 | 0 | 0 | 0 | 0 | 0 | 0 | 0 | 0 | 10 | 0.66337 | 0.20792 | 0.079208 | 0.049505 | 0.76136 | 0 | 0 | 0 | 0 | 0 | 0 | 0 | 0 |  | 0.026524 | 0.026524 | 0.022614 | 0.022614 | 0.022614 | 0.022081 | 0.022081 | Lodging - Motel - Hotel/Motel Guest Room (incl. toilets) - unocc - Sat | 10 | 25 | 16 | 0 | 0 | 0 | 0 | 0 | 0 | 0 | 0 | 0 | 0 | 0 | 0 | 0 | 0 | 0 | 0 | 0 | 0 | 0 | 0 | 0 | 0 | 0 | 0 | 0 | 0 | 0 | 0 | 0 | 0 | 0 | 0 | 0 | 0 |  | 0 | 0 | 0 | 0 | 0 | 0 | 0 | 0 | 0 | 0 | 0 | 0 | 0 | 0 | 0 | 0 | 0 | 0 | 0 | 0 | 0 | 0 | 0 | 0 | 0 | 0 | 0 | 0 | 0 | 0 | 0 | 0 | 0 | 0
1014 | 10 | 14 | 6 | 2 |  |  |  |  | Lodging - Motel | Hotel/Motel Guest Room (incl. toilets) - unocc | Lodging - Motel - Hotel/Motel Guest Room (incl. toilets) - unocc |  | Lodging - Motel | Lodging - Motel - Hotel/Motel Guest Room (incl. toilets) - unocc | Motel Rooms (unoccup) | Sun | Open | 52 | 52 | 0.2045 | 0.23956 | 0.23956 | 0.23956 | 0.23956 | 0.23956 | 0.23956 | 0.23956 | 0 | 0 | 0 | 0 | 0 | 0 | 0 | 0 | 0 | 0 | 0 | 0 | 0 | 0 | 0 | 0 | 0 | 0 | 0 | 0 | 0 | 0 | 0 | 0 | 0 | 0 | 0 | 0 | 0 | 0 | 0 | 0 | 0 | 0 | 0 | 0 | 0 | 0 | 0 | 0 | 0 | 0 | 0 | 0 | 0 | 0 | 0 | 0 | 0 | 0.52462 | 0.52462 | 0.52462 | 0.52462 | 0.52462 | 0.52462 | 0.52462 | 0 | 0 | 0 | 0 | 0 | 0 | 0 | 0 | 0 | 0 | 0 | 0 | 0 | 0 | 0 | 0 | 0 | 0 | 0 | 0 | 0 | 0 | 0 | 0 | 0 | 0 | 0 | 0 | 0 | 0 | 0 | 0 | 0 | 0 | 0 | 0 | 0 | 0 | 0 | 0 | 0 | 0 | 0 | 0 | 0 | 0 | 0 | 0 | 0 | Motel Rooms (unoccup) ILit Sun | Motel Rooms (unoccup) ILit all | 3257 | 0 | 0 | Motel Rooms (unoccup) ILit2 Sun | Motel Rooms (unoccup) ILit Sun | Motel Rooms (unoccup) ILit all | 3257 | 0 | 0 | 3257 | 0 | 0 | 0 | 0 | 0 | 0 | 0 | 0 | 0 | 0 | 0 | 0 | 0 | 0 | 0 | 0 | 0 | 0 | 0 | 0 | 0 | 0 | 0 | 0 | 0 | 0 | 0 | 0 | 0 | 0 | 0 | 0 | 0 | 0 | 0 | 0 | 0 | 0 | 0 | 0 | 0 | 0 | 0 | 0 | 0 | 0 | 0 | 0 | 0 | 0 | 0 | 0 | 0 | 0 | 0 | 0 | 0 | 0 | 0 | 0 | 0 | 0 | 0 | 0 | 0 | 0 | 0 | 0 | 0 | 0 | 0 | 0 | 0 | 0 | 0 | 0 | 0 | 0 | 0 | 0 | 0 | 0 | 0 | 0 | 0 | 0 | 0 | 0 | 0 | 0 | 0 | 0 | 0 | 0 | 0 | 0 | 0 | 0 | 0 | 0 | 10 | 0.66337 | 0.20792 | 0.079208 | 0.049505 | 0.76136 | 0 | 0 | 0 | 0 | 0 | 0 | 0 | 0 |  | 0.026524 | 0.026524 | 0.022614 | 0.022614 | 0.022614 | 0.022081 | 0.022081 | Lodging - Motel - Hotel/Motel Guest Room (incl. toilets) - unocc - Sun | 12 | 25 | 16 | 0 | 0 | 0 | 0 | 0 | 0 | 0 | 0 | 0 | 0 | 0 | 0 | 0 | 0 | 0 | 0 | 0 | 0 | 0 | 0 | 0 | 0 | 0 | 0 | 0 | 0 | 0 | 0 | 0 | 0 | 0 | 0 | 0 | 0 |  | 0 | 0 | 0 | 0 | 0 | 0 | 0 | 0 | 0 | 0 | 0 | 0 | 0 | 0 | 0 | 0 | 0 | 0 | 0 | 0 | 0 | 0 | 0 | 0 | 0 | 0 | 0 | 0 | 0 | 0 | 0 | 0 | 0 | 0
1015 | 10 | 15 | 7 | 3 |  |  |  |  | Lodging - Motel | Hotel/Motel Guest Room (incl. toilets) - unocc | Lodging - Motel - Hotel/Motel Guest Room (incl. toilets) - unocc |  | Lodging - Motel | Lodging - Motel - Hotel/Motel Guest Room (incl. toilets) - unocc | Motel Rooms (unoccup) | Hol | Open | 10 | 10 | 0.2045 | 0.23956 | 0.23956 | 0.23956 | 0.23956 | 0.23956 | 0.23956 | 0.23956 | 0 | 0 | 0 | 0 | 0 | 0 | 0 | 0 | 0 | 0 | 0 | 0 | 0 | 0 | 0 | 0 | 0 | 0 | 0 | 0 | 0 | 0 | 0 | 0 | 0 | 0 | 0 | 0 | 0 | 0 | 0 | 0 | 0 | 0 | 0 | 0 | 0 | 0 | 0 | 0 | 0 | 0 | 0 | 0 | 0 | 0 | 0 | 0 | 0 | 0.52462 | 0.52462 | 0.52462 | 0.52462 | 0.52462 | 0.52462 | 0.52462 | 0 | 0 | 0 | 0 | 0 | 0 | 0 | 0 | 0 | 0 | 0 | 0 | 0 | 0 | 0 | 0 | 0 | 0 | 0 | 0 | 0 | 0 | 0 | 0 | 0 | 0 | 0 | 0 | 0 | 0 | 0 | 0 | 0 | 0 | 0 | 0 | 0 | 0 | 0 | 0 | 0 | 0 | 0 | 0 | 0 | 0 | 0 | 0 | 0 | Motel Rooms (unoccup) ILit Hol | Motel Rooms (unoccup) ILit all | 3257 | 0 | 0 | Motel Rooms (unoccup) ILit2 Hol | Motel Rooms (unoccup) ILit Hol | Motel Rooms (unoccup) ILit all | 3257 | 0 | 0 | 3257 | 0 | 0 | 0 | 0 | 0 | 0 | 0 | 0 | 0 | 0 | 0 | 0 | 0 | 0 | 0 | 0 | 0 | 0 | 0 | 0 | 0 | 0 | 0 | 0 | 0 | 0 | 0 | 0 | 0 | 0 | 0 | 0 | 0 | 0 | 0 | 0 | 0 | 0 | 0 | 0 | 0 | 0 | 0 | 0 | 0 | 0 | 0 | 0 | 0 | 0 | 0 | 0 | 0 | 0 | 0 | 0 | 0 | 0 | 0 | 0 | 0 | 0 | 0 | 0 | 0 | 0 | 0 | 0 | 0 | 0 | 0 | 0 | 0 | 0 | 0 | 0 | 0 | 0 | 0 | 0 | 0 | 0 | 0 | 0 | 0 | 0 | 0 | 0 | 0 | 0 | 0 | 0 | 0 | 0 | 0 | 0 | 0 | 0 | 0 | 0 | 10 | 0.66337 | 0.20792 | 0.079208 | 0.049505 | 0.76136 | 0 | 0 | 0 | 0 | 0 | 0 | 0 | 0 |  | 0.026524 | 0.026524 | 0.022614 | 0.022614 | 0.022614 | 0.022081 | 0.022081 | Lodging - Motel - Hotel/Motel Guest Room (incl. toilets) - unocc - Hol | 14 | 25 | 16 | 0 | 0 | 0 | 0 | 0 | 0 | 0 | 0 | 0 | 0 | 0 | 0 | 0 | 0 | 0 | 0 | 0 | 0 | 0 | 0 | 0 | 0 | 0 | 0 | 0 | 0 | 0 | 0 | 0 | 0 | 0 | 0 | 0 | 0 |  | 0 | 0 | 0 | 0 | 0 | 0 | 0 | 0 | 0 | 0 | 0 | 0 | 0 | 0 | 0 | 0 | 0 | 0 | 0 | 0 | 0 | 0 | 0 | 0 | 0 | 0 | 0 | 0 | 0 | 0 | 0 | 0 | 0 | 0
1016 | 10 | 16 | 8 | 4 |  |  | Lodging - Motel - Hotel/Motel Guest Room (incl. toilets) - unocc | Lodging - Motel - Hotel/Motel Guest Room (incl. toilets) - unocc | Lodging - Motel | Hotel/Motel Guest Room (incl. toilets) - unocc | Lodging - Motel - Hotel/Motel Guest Room (incl. toilets) - unocc |  | Lodging - Motel | Lodging - Motel - Hotel/Motel Guest Room (incl. toilets) - unocc | Motel Rooms (unoccup) | all | Open | 251 | 251 | 0.2045 | 0.23956 | 0.23956 | 0.23956 | 0.23956 | 0.23956 | 0.23956 | 0.23956 | 0.048991 | 0.048991 | 0.048991 | 0.048991 | 0.048991 | 0.048991 | 0.048991 | 0 | 0 | 0 | 0 | 0 | 0 | 0 | 0 | 0 | 0 | 0 | 0 | 0 | 0 | 0 | 0 | 0 | 0 | 0 | 0 | 0 | 0 | 0 | 0 | 0 | 0 | 0 | 0 | 0 | 0 | 0 | 0 | 0 | 0 | 0 | 0 | 0 | 0 | 0 | 0 | 0 | 0 | 0.52462 | 0.52462 | 0.52462 | 0.52462 | 0.52462 | 0.52462 | 0.52462 | 0.10729 | 0.10729 | 0.10729 | 0.10729 | 0.10729 | 0.10729 | 0.10729 | 0 | 0 | 0 | 0 | 0 | 0 | 0 | 0 | 0 | 0 | 0 | 0 | 0 | 0 | 0 | 0 | 0 | 0 | 0 | 0 | 0 | 0 | 0 | 0 | 0 | 0 | 0 | 0 | 0 | 0 | 0 | 0 | 0 | 0 | 0 | 0 | 0 | 0 | 0 | 0 | 0 | 0 | Motel Rooms (unoccup) ILit all | Motel Rooms (unoccup) ILit all | 3256 | 0 | 0 | Motel Rooms (unoccup) ILit2 all | Motel Rooms (unoccup) ILit all | Motel Rooms (unoccup) ILit all | 3256 | 0 | 0 | 3256 | 0 | 0 | 0 | 0 | 0 | 0 | 0 | 0 | 0 | 0 | 0 | 0 | 0 | 0 | 0 | 0 | 0 | 0 | 0 | 0 | 0 | 0 | 0 | 0 | 0 | 0 | 0 | 0 | 0 | 0 | 0 | 0 | 0 | 0 | 0 | 0 | 0 | 0 | 0 | 0 | 0 | 0 | 0 | 0 | 0 | 0 | 0 | 0 | 0 | 0 | 0 | 0 | 0 | 0 | 0 | 0 | 0 | 0 | 0 | 0 | 0 | 0 | 0 | 0 | 0 | 0 | 0 | 0 | 0 | 0 | 0 | 0 | 0 | 0 | 0 | 0 | 0 | 0 | 0 | 0 | 0 | 0 | 0 | 0 | 0 | 0 | 0 | 0 | 0 | 0 | 0 | 0 | 0 | 0 | 0 | 0 | 0 | 0 | 0 | 0 | 10 | 0.66337 | 0.20792 | 0.079208 | 0.049505 | 0.76136 | 0 | 0 | 0 | 0 | 0 | 0 | 0 | 0 |  | 0.026524 | 0.026524 | 0.022614 | 0.022614 | 0.022614 | 0.022081 | 0.022081 | Lodging - Motel - Hotel/Motel Guest Room (incl. toilets) - unocc - all | 16 | 25 | 16 | 0 | 0 | 0 | 0 | 0 | 0 | 0 | 0 | 0 | 0 | 0 | 0 | 0 | 0 | 0 | 0 | 0 | 0 | 0 | 0 | 0 | 0 | 0 | 0 | 0 | 0 | 0 | 0 | 0 | 0 | 0 | 0 | 0 | 0 |  | 0 | 0 | 0 | 0 | 0 | 0 | 0 | 0 | 0 | 0 | 0 | 0 | 0 | 0 | 0 | 0 | 0 | 0 | 0 | 0 | 0 | 0 | 0 | 0 | 0 | 0 | 0 | 0 | 0 | 0 | 0 | 0 | 0 | 0
1017 | 10 | 17 | 5 | 1 |  |  |  |  | Lodging - Motel | Laundry | Lodging - Motel - Laundry |  | Lodging - Motel | Lodging - Motel - Laundry | Motel Facilities | Sat | Open | 52 | 52 | 0.015987 | 0.43892 | 0.43892 | 0.26335 | 0.26335 | 0.26335 | 0.26335 | 0.26335 | 0 | 0 | 0 | 0 | 0 | 0 | 0 | 5.2543 | 5.2543 | 3.1526 | 3.1526 | 3.1526 | 3.1526 | 3.1526 | 0 | 0 | 0 | 0 | 0 | 0 | 0 | 0 | 0 | 0 | 0 | 0 | 0 | 0 | 0 | 0 | 0 | 0 | 0 | 0 | 0 | 0 | 0 | 0 | 0 | 0 | 0 | 0 | 0 | 0 | 0 | 0 | 0 | 0 | 0 | 0.96119 | 0.96119 | 0.57672 | 0.57672 | 0.57672 | 0.57672 | 0.57672 | 0 | 0 | 0 | 0 | 0 | 0 | 0 | 11.5066 | 11.5066 | 6.904 | 6.904 | 6.904 | 6.904 | 6.904 | 0 | 0 | 0 | 0 | 0 | 0 | 0 | 0 | 0 | 0 | 0 | 0 | 0 | 0 | 0 | 0 | 0 | 0 | 0 | 0 | 0 | 0 | 0 | 0 | 0 | 0 | 0 | 0 | 0 | 0 | 0 | 0 | 0 | 0 | 0 | Motel Facilities ILit Sat | Motel Facilities ILit all | 3801 | 60 | 60 | Motel Facilities ILit2 Sat | Motel Facilities ILit Sat | Motel Facilities ILit all | 3801 | 60 | 60 | 3801 | 14.4 | 0.6 | 0.6 | 0.6 | 0.6 | 0.6 | 0.6 | 0.6 | 0.6 | 0.6 | 0.6 | 0.6 | 0.6 | 0.6 | 0.6 | 0.6 | 0.6 | 0.6 | 0.6 | 0.6 | 0.6 | 0.6 | 0.6 | 0.6 | 0.6 | 0.6 | 14.4 | 0.6 | 0.6 | 0.6 | 0.6 | 0.6 | 0.6 | 0.6 | 0.6 | 0.6 | 0.6 | 0.6 | 0.6 | 0.6 | 0.6 | 0.6 | 0.6 | 0.6 | 0.6 | 0.6 | 0.6 | 0.6 | 0.6 | 0.6 | 0.6 | 0.6 | 0 | 0 | 0 | 0 | 0 | 0 | 0 | 0 | 0 | 0 | 0 | 0 | 0 | 0 | 0 | 0 | 0 | 0 | 0 | 0 | 0 | 0 | 0 | 0 | 0 | 0 | 0 | 0 | 0 | 0 | 0 | 0 | 0 | 0 | 0 | 0 | 0 | 0 | 0 | 0 | 0 | 0 | 0 | 0 | 0 | 0 | 0 | 0 | 16 | 0.66337 | 0.20792 | 0.079208 | 0.049505 | 0.76136 | 0 | 0 | 0 | 0 | 0 | 0 | 0 | 0 |  | 0.026524 | 0.026524 | 0.022614 | 0.022614 | 0.022614 | 0.022081 | 0.022081 | Lodging - Motel - Laundry - Sat | 10 | 25 | 16 | 748.8 | 0 | 0 | 0 | 748.8 | 0 | 0 | 0 | 14.4 | 0 | 0 | 0 | 0 | 0 | 0 | 0 | 0 | 0 | 0 | 0 | 0 | 0 | 0 | 0 | 0 | 0 | 0 | 0 | 0 | 0 | 0 | 0 | 0 | 0 |  | 31.2 | 717.6 | 0 | 0 | 31.2 | 717.6 | 0 | 0 | 0.6 | 13.8 | 0 | 0 | 0 | 0 | 0 | 0 | 0 | 0 | 0 | 0 | 0 | 0 | 0 | 0 | 0 | 0 | 0 | 0 | 0 | 0 | 0 | 0 | 0 | 0
1018 | 10 | 18 | 6 | 2 |  |  |  |  | Lodging - Motel | Laundry | Lodging - Motel - Laundry |  | Lodging - Motel | Lodging - Motel - Laundry | Motel Facilities | Sun | Open | 52 | 52 | 0.015987 | 0.43892 | 0.43892 | 0.26335 | 0.26335 | 0.26335 | 0.26335 | 0.26335 | 0 | 0 | 0 | 0 | 0 | 0 | 0 | 5.2543 | 5.2543 | 3.1526 | 3.1526 | 3.1526 | 3.1526 | 3.1526 | 0 | 0 | 0 | 0 | 0 | 0 | 0 | 0 | 0 | 0 | 0 | 0 | 0 | 0 | 0 | 0 | 0 | 0 | 0 | 0 | 0 | 0 | 0 | 0 | 0 | 0 | 0 | 0 | 0 | 0 | 0 | 0 | 0 | 0 | 0 | 0.96119 | 0.96119 | 0.57672 | 0.57672 | 0.57672 | 0.57672 | 0.57672 | 0 | 0 | 0 | 0 | 0 | 0 | 0 | 11.5066 | 11.5066 | 6.904 | 6.904 | 6.904 | 6.904 | 6.904 | 0 | 0 | 0 | 0 | 0 | 0 | 0 | 0 | 0 | 0 | 0 | 0 | 0 | 0 | 0 | 0 | 0 | 0 | 0 | 0 | 0 | 0 | 0 | 0 | 0 | 0 | 0 | 0 | 0 | 0 | 0 | 0 | 0 | 0 | 0 | Motel Facilities ILit Sun | Motel Facilities ILit all | 3801 | 60 | 60 | Motel Facilities ILit2 Sun | Motel Facilities ILit Sun | Motel Facilities ILit all | 3801 | 60 | 60 | 3801 | 14.4 | 0.6 | 0.6 | 0.6 | 0.6 | 0.6 | 0.6 | 0.6 | 0.6 | 0.6 | 0.6 | 0.6 | 0.6 | 0.6 | 0.6 | 0.6 | 0.6 | 0.6 | 0.6 | 0.6 | 0.6 | 0.6 | 0.6 | 0.6 | 0.6 | 0.6 | 14.4 | 0.6 | 0.6 | 0.6 | 0.6 | 0.6 | 0.6 | 0.6 | 0.6 | 0.6 | 0.6 | 0.6 | 0.6 | 0.6 | 0.6 | 0.6 | 0.6 | 0.6 | 0.6 | 0.6 | 0.6 | 0.6 | 0.6 | 0.6 | 0.6 | 0.6 | 0 | 0 | 0 | 0 | 0 | 0 | 0 | 0 | 0 | 0 | 0 | 0 | 0 | 0 | 0 | 0 | 0 | 0 | 0 | 0 | 0 | 0 | 0 | 0 | 0 | 0 | 0 | 0 | 0 | 0 | 0 | 0 | 0 | 0 | 0 | 0 | 0 | 0 | 0 | 0 | 0 | 0 | 0 | 0 | 0 | 0 | 0 | 0 | 16 | 0.66337 | 0.20792 | 0.079208 | 0.049505 | 0.76136 | 0 | 0 | 0 | 0 | 0 | 0 | 0 | 0 |  | 0.026524 | 0.026524 | 0.022614 | 0.022614 | 0.022614 | 0.022081 | 0.022081 | Lodging - Motel - Laundry - Sun | 12 | 25 | 16 | 748.8 | 0 | 0 | 0 | 748.8 | 0 | 0 | 0 | 14.4 | 0 | 0 | 0 | 0 | 0 | 0 | 0 | 0 | 0 | 0 | 0 | 0 | 0 | 0 | 0 | 0 | 0 | 0 | 0 | 0 | 0 | 0 | 0 | 0 | 0 |  | 31.2 | 717.6 | 0 | 0 | 31.2 | 717.6 | 0 | 0 | 0.6 | 13.8 | 0 | 0 | 0 | 0 | 0 | 0 | 0 | 0 | 0 | 0 | 0 | 0 | 0 | 0 | 0 | 0 | 0 | 0 | 0 | 0 | 0 | 0 | 0 | 0
1019 | 10 | 19 | 7 | 3 |  |  |  |  | Lodging - Motel | Laundry | Lodging - Motel - Laundry |  | Lodging - Motel | Lodging - Motel - Laundry | Motel Facilities | Hol | Open | 10 | 10 | 0.015987 | 0.43892 | 0.43892 | 0.26335 | 0.26335 | 0.26335 | 0.26335 | 0.26335 | 0 | 0 | 0 | 0 | 0 | 0 | 0 | 1.0105 | 1.0105 | 0.60627 | 0.60627 | 0.60627 | 0.60627 | 0.60627 | 0 | 0 | 0 | 0 | 0 | 0 | 0 | 0 | 0 | 0 | 0 | 0 | 0 | 0 | 0 | 0 | 0 | 0 | 0 | 0 | 0 | 0 | 0 | 0 | 0 | 0 | 0 | 0 | 0 | 0 | 0 | 0 | 0 | 0 | 0 | 0.96119 | 0.96119 | 0.57672 | 0.57672 | 0.57672 | 0.57672 | 0.57672 | 0 | 0 | 0 | 0 | 0 | 0 | 0 | 2.2128 | 2.2128 | 1.3277 | 1.3277 | 1.3277 | 1.3277 | 1.3277 | 0 | 0 | 0 | 0 | 0 | 0 | 0 | 0 | 0 | 0 | 0 | 0 | 0 | 0 | 0 | 0 | 0 | 0 | 0 | 0 | 0 | 0 | 0 | 0 | 0 | 0 | 0 | 0 | 0 | 0 | 0 | 0 | 0 | 0 | 0 | Motel Facilities ILit Hol | Motel Facilities ILit all | 3801 | 60 | 60 | Motel Facilities ILit2 Hol | Motel Facilities ILit Hol | Motel Facilities ILit all | 3801 | 60 | 60 | 3801 | 14.4 | 0.6 | 0.6 | 0.6 | 0.6 | 0.6 | 0.6 | 0.6 | 0.6 | 0.6 | 0.6 | 0.6 | 0.6 | 0.6 | 0.6 | 0.6 | 0.6 | 0.6 | 0.6 | 0.6 | 0.6 | 0.6 | 0.6 | 0.6 | 0.6 | 0.6 | 14.4 | 0.6 | 0.6 | 0.6 | 0.6 | 0.6 | 0.6 | 0.6 | 0.6 | 0.6 | 0.6 | 0.6 | 0.6 | 0.6 | 0.6 | 0.6 | 0.6 | 0.6 | 0.6 | 0.6 | 0.6 | 0.6 | 0.6 | 0.6 | 0.6 | 0.6 | 0 | 0 | 0 | 0 | 0 | 0 | 0 | 0 | 0 | 0 | 0 | 0 | 0 | 0 | 0 | 0 | 0 | 0 | 0 | 0 | 0 | 0 | 0 | 0 | 0 | 0 | 0 | 0 | 0 | 0 | 0 | 0 | 0 | 0 | 0 | 0 | 0 | 0 | 0 | 0 | 0 | 0 | 0 | 0 | 0 | 0 | 0 | 0 | 16 | 0.66337 | 0.20792 | 0.079208 | 0.049505 | 0.76136 | 0 | 0 | 0 | 0 | 0 | 0 | 0 | 0 |  | 0.026524 | 0.026524 | 0.022614 | 0.022614 | 0.022614 | 0.022081 | 0.022081 | Lodging - Motel - Laundry - Hol | 14 | 25 | 16 | 144 | 0 | 0 | 0 | 144 | 0 | 0 | 0 | 14.4 | 0 | 0 | 0 | 0 | 0 | 0 | 0 | 0 | 0 | 0 | 0 | 0 | 0 | 0 | 0 | 0 | 0 | 0 | 0 | 0 | 0 | 0 | 0 | 0 | 0 |  | 6 | 138 | 0 | 0 | 6 | 138 | 0 | 0 | 0.6 | 13.8 | 0 | 0 | 0 | 0 | 0 | 0 | 0 | 0 | 0 | 0 | 0 | 0 | 0 | 0 | 0 | 0 | 0 | 0 | 0 | 0 | 0 | 0 | 0 | 0
1020 | 10 | 20 | 8 | 4 |  |  | Lodging - Motel - Laundry | Lodging - Motel - Laundry | Lodging - Motel | Laundry | Lodging - Motel - Laundry |  | Lodging - Motel | Lodging - Motel - Laundry | Motel Facilities | all | Open | 251 | 251 | 0.015987 | 0.43892 | 0.43892 | 0.26335 | 0.26335 | 0.26335 | 0.26335 | 0.26335 | 0.007017 | 0.007017 | 0.0042102 | 0.0042102 | 0.0042102 | 0.0042102 | 0.0042102 | 25.3623 | 25.3623 | 15.2174 | 15.2174 | 15.2174 | 15.2174 | 15.2174 | 0.0042102 | 0.0042102 | 0.0025261 | 0.0025261 | 0.0025261 | 0.0025261 | 0.0025261 | 5256 | 5256 | 5256 | 5256 | 5256 | 5256 | 5256 | 0 | 0 | 0 | 0 | 0 | 0 | 0 | 0.6 | 0.6 | 0.6 | 0.6 | 0.6 | 0.6 | 0.6 | 0 | 0 | 0 | 0 | 0 | 0 | 0 | 0.96119 | 0.96119 | 0.57672 | 0.57672 | 0.57672 | 0.57672 | 0.57672 | 0.015367 | 0.015367 | 0.0092201 | 0.0092201 | 0.0092201 | 0.0092201 | 0.0092201 | 37.0278 | 37.0278 | 22.2167 | 22.2167 | 22.2167 | 22.2167 | 22.2167 | 0.0061467 | 0.0061467 | 0.003688 | 0.003688 | 0.003688 | 0.003688 | 0.003688 | 4051.2 | 4051.2 | 4051.2 | 4051.2 | 4051.2 | 4051.2 | 4051.2 | 0 | 0 | 0 | 0 | 0 | 0 | 0 | 0.4 | 0.4 | 0.4 | 0.4 | 0.4 | 0.4 | 0.4 | 0 | 0 | 0 | 0 | 0 | 0 | 0 | Motel Facilities ILit all | Motel Facilities ILit all | 3801 | 60 | 60 | Motel Facilities ILit2 all | Motel Facilities ILit2 all | Motel Facilities ILit2 All | 3885 | 40 | 40 | 3801 | 14.4 | 0.6 | 0.6 | 0.6 | 0.6 | 0.6 | 0.6 | 0.6 | 0.6 | 0.6 | 0.6 | 0.6 | 0.6 | 0.6 | 0.6 | 0.6 | 0.6 | 0.6 | 0.6 | 0.6 | 0.6 | 0.6 | 0.6 | 0.6 | 0.6 | 0.6 | 9.6 | 0.4 | 0.4 | 0.4 | 0.4 | 0.4 | 0.4 | 0.4 | 0.4 | 0.4 | 0.4 | 0.4 | 0.4 | 0.4 | 0.4 | 0.4 | 0.4 | 0.4 | 0.4 | 0.4 | 0.4 | 0.4 | 0.4 | 0.4 | 0.4 | 0.4 | 0 | 0 | 0 | 0 | 0 | 0 | 0 | 0 | 0 | 0 | 0 | 0 | 0 | 0 | 0 | 0 | 0 | 0 | 0 | 0 | 0 | 0 | 0 | 0 | 0 | 0 | 0 | 0 | 0 | 0 | 0 | 0 | 0 | 0 | 0 | 0 | 0 | 0 | 0 | 0 | 0 | 0 | 0 | 0 | 0 | 0 | 0 | 0 | 16 | 0.66337 | 0.20792 | 0.079208 | 0.049505 | 0.76136 | 0.092607 | 0.00064983 | 0.00064983 | 0.0003899 | 0.0003899 | 0.0003899 | 0.0003899 | 0.0003899 |  | 0.026524 | 0.026524 | 0.022614 | 0.022614 | 0.022614 | 0.022081 | 0.022081 | Lodging - Motel - Laundry - all | 16 | 25 | 16 | 3614.4 | 0 | 3614.4 | 0 | 0 | 0 | 14.4 | 0 | 0 | 0 | 0 | 0 | 0 | 0 | 0 | 0 | 0 | 0 | 0 | 0 | 0 | 0 | 0 | 0 | 0 | 0 | 0 | 0 | 0 | 0 | 0 | 0 | 0 | 0 |  | 2409.6 | 0 | 2409.6 | 0 | 0 | 0 | 9.6 | 0 | 0 | 0 | 0 | 0 | 0 | 0 | 0 | 0 | 0 | 0 | 0 | 0 | 0 | 0 | 0 | 0 | 0 | 0 | 0 | 0 | 0 | 0 | 0 | 0 | 0 | 0
1021 | 10 | 21 | 5 | 1 |  |  |  |  | Lodging - Motel | Office (General) | Lodging - Motel - Office (General) |  | Lodging - Motel | Lodging - Motel - Office (General) | Motel Office | Sat | Open | 52 | 52 | 0.019986 | 0.38039 | 0.38039 | 0.38039 | 0.38039 | 0.38039 | 0.30724 | 0.30724 | 0 | 0 | 0 | 0 | 0 | 0 | 0 | 6.6415 | 6.6415 | 6.6415 | 6.6415 | 6.6415 | 5.3643 | 5.3643 | 0 | 0 | 0 | 0 | 0 | 0 | 0 | 0 | 0 | 0 | 0 | 0 | 0 | 0 | 0 | 0 | 0 | 0 | 0 | 0 | 0 | 0 | 0 | 0 | 0 | 0 | 0 | 0 | 0 | 0 | 0 | 0 | 0 | 0 | 0 | 0.83303 | 0.83303 | 0.83303 | 0.83303 | 0.83303 | 0.67283 | 0.67283 | 0 | 0 | 0 | 0 | 0 | 0 | 0 | 14.5443 | 14.5443 | 14.5443 | 14.5443 | 14.5443 | 11.7473 | 11.7473 | 0 | 0 | 0 | 0 | 0 | 0 | 0 | 0 | 0 | 0 | 0 | 0 | 0 | 0 | 0 | 0 | 0 | 0 | 0 | 0 | 0 | 0 | 0 | 0 | 0 | 0 | 0 | 0 | 0 | 0 | 0 | 0 | 0 | 0 | 0 | Motel Office ILit Sat | Motel Office ILit all | 3800 | 70 | 70 | Motel Office ILit2 Sat | Motel Office ILit Sat | Motel Office ILit all | 3800 | 70 | 70 | 3800 | 16.8 | 0.7 | 0.7 | 0.7 | 0.7 | 0.7 | 0.7 | 0.7 | 0.7 | 0.7 | 0.7 | 0.7 | 0.7 | 0.7 | 0.7 | 0.7 | 0.7 | 0.7 | 0.7 | 0.7 | 0.7 | 0.7 | 0.7 | 0.7 | 0.7 | 0.7 | 16.8 | 0.7 | 0.7 | 0.7 | 0.7 | 0.7 | 0.7 | 0.7 | 0.7 | 0.7 | 0.7 | 0.7 | 0.7 | 0.7 | 0.7 | 0.7 | 0.7 | 0.7 | 0.7 | 0.7 | 0.7 | 0.7 | 0.7 | 0.7 | 0.7 | 0.7 | 0 | 0 | 0 | 0 | 0 | 0 | 0 | 0 | 0 | 0 | 0 | 0 | 0 | 0 | 0 | 0 | 0 | 0 | 0 | 0 | 0 | 0 | 0 | 0 | 0 | 0 | 0 | 0 | 0 | 0 | 0 | 0 | 0 | 0 | 0 | 0 | 0 | 0 | 0 | 0 | 0 | 0 | 0 | 0 | 0 | 0 | 0 | 0 | 16 | 0.66337 | 0.20792 | 0.079208 | 0.049505 | 0.76136 | 0 | 0 | 0 | 0 | 0 | 0 | 0 | 0 |  | 0.026524 | 0.026524 | 0.022614 | 0.022614 | 0.022614 | 0.022081 | 0.022081 | Lodging - Motel - Office (General) - Sat | 10 | 25 | 16 | 873.6 | 0 | 0 | 0 | 873.6 | 0 | 0 | 0 | 16.8 | 0 | 0 | 0 | 0 | 0 | 0 | 0 | 0 | 0 | 0 | 0 | 0 | 0 | 0 | 0 | 0 | 0 | 0 | 0 | 0 | 0 | 0 | 0 | 0 | 0 |  | 36.4 | 837.2 | 0 | 0 | 36.4 | 837.2 | 0 | 0 | 0.7 | 16.1 | 0 | 0 | 0 | 0 | 0 | 0 | 0 | 0 | 0 | 0 | 0 | 0 | 0 | 0 | 0 | 0 | 0 | 0 | 0 | 0 | 0 | 0 | 0 | 0
1022 | 10 | 22 | 6 | 2 |  |  |  |  | Lodging - Motel | Office (General) | Lodging - Motel - Office (General) |  | Lodging - Motel | Lodging - Motel - Office (General) | Motel Office | Sun | Open | 52 | 52 | 0.019986 | 0.38039 | 0.38039 | 0.38039 | 0.38039 | 0.38039 | 0.30724 | 0.30724 | 0 | 0 | 0 | 0 | 0 | 0 | 0 | 6.6415 | 6.6415 | 6.6415 | 6.6415 | 6.6415 | 5.3643 | 5.3643 | 0 | 0 | 0 | 0 | 0 | 0 | 0 | 0 | 0 | 0 | 0 | 0 | 0 | 0 | 0 | 0 | 0 | 0 | 0 | 0 | 0 | 0 | 0 | 0 | 0 | 0 | 0 | 0 | 0 | 0 | 0 | 0 | 0 | 0 | 0 | 0.83303 | 0.83303 | 0.83303 | 0.83303 | 0.83303 | 0.67283 | 0.67283 | 0 | 0 | 0 | 0 | 0 | 0 | 0 | 14.5443 | 14.5443 | 14.5443 | 14.5443 | 14.5443 | 11.7473 | 11.7473 | 0 | 0 | 0 | 0 | 0 | 0 | 0 | 0 | 0 | 0 | 0 | 0 | 0 | 0 | 0 | 0 | 0 | 0 | 0 | 0 | 0 | 0 | 0 | 0 | 0 | 0 | 0 | 0 | 0 | 0 | 0 | 0 | 0 | 0 | 0 | Motel Office ILit Sun | Motel Office ILit all | 3800 | 70 | 70 | Motel Office ILit2 Sun | Motel Office ILit Sun | Motel Office ILit all | 3800 | 70 | 70 | 3800 | 16.8 | 0.7 | 0.7 | 0.7 | 0.7 | 0.7 | 0.7 | 0.7 | 0.7 | 0.7 | 0.7 | 0.7 | 0.7 | 0.7 | 0.7 | 0.7 | 0.7 | 0.7 | 0.7 | 0.7 | 0.7 | 0.7 | 0.7 | 0.7 | 0.7 | 0.7 | 16.8 | 0.7 | 0.7 | 0.7 | 0.7 | 0.7 | 0.7 | 0.7 | 0.7 | 0.7 | 0.7 | 0.7 | 0.7 | 0.7 | 0.7 | 0.7 | 0.7 | 0.7 | 0.7 | 0.7 | 0.7 | 0.7 | 0.7 | 0.7 | 0.7 | 0.7 | 0 | 0 | 0 | 0 | 0 | 0 | 0 | 0 | 0 | 0 | 0 | 0 | 0 | 0 | 0 | 0 | 0 | 0 | 0 | 0 | 0 | 0 | 0 | 0 | 0 | 0 | 0 | 0 | 0 | 0 | 0 | 0 | 0 | 0 | 0 | 0 | 0 | 0 | 0 | 0 | 0 | 0 | 0 | 0 | 0 | 0 | 0 | 0 | 16 | 0.66337 | 0.20792 | 0.079208 | 0.049505 | 0.76136 | 0 | 0 | 0 | 0 | 0 | 0 | 0 | 0 |  | 0.026524 | 0.026524 | 0.022614 | 0.022614 | 0.022614 | 0.022081 | 0.022081 | Lodging - Motel - Office (General) - Sun | 12 | 25 | 16 | 873.6 | 0 | 0 | 0 | 873.6 | 0 | 0 | 0 | 16.8 | 0 | 0 | 0 | 0 | 0 | 0 | 0 | 0 | 0 | 0 | 0 | 0 | 0 | 0 | 0 | 0 | 0 | 0 | 0 | 0 | 0 | 0 | 0 | 0 | 0 |  | 36.4 | 837.2 | 0 | 0 | 36.4 | 837.2 | 0 | 0 | 0.7 | 16.1 | 0 | 0 | 0 | 0 | 0 | 0 | 0 | 0 | 0 | 0 | 0 | 0 | 0 | 0 | 0 | 0 | 0 | 0 | 0 | 0 | 0 | 0 | 0 | 0
1023 | 10 | 23 | 7 | 3 |  |  |  |  | Lodging - Motel | Office (General) | Lodging - Motel - Office (General) |  | Lodging - Motel | Lodging - Motel - Office (General) | Motel Office | Hol | Open | 10 | 10 | 0.019986 | 0.38039 | 0.38039 | 0.38039 | 0.38039 | 0.38039 | 0.30724 | 0.30724 | 0 | 0 | 0 | 0 | 0 | 0 | 0 | 1.2772 | 1.2772 | 1.2772 | 1.2772 | 1.2772 | 1.0316 | 1.0316 | 0 | 0 | 0 | 0 | 0 | 0 | 0 | 0 | 0 | 0 | 0 | 0 | 0 | 0 | 0 | 0 | 0 | 0 | 0 | 0 | 0 | 0 | 0 | 0 | 0 | 0 | 0 | 0 | 0 | 0 | 0 | 0 | 0 | 0 | 0 | 0.83303 | 0.83303 | 0.83303 | 0.83303 | 0.83303 | 0.67283 | 0.67283 | 0 | 0 | 0 | 0 | 0 | 0 | 0 | 2.797 | 2.797 | 2.797 | 2.797 | 2.797 | 2.2591 | 2.2591 | 0 | 0 | 0 | 0 | 0 | 0 | 0 | 0 | 0 | 0 | 0 | 0 | 0 | 0 | 0 | 0 | 0 | 0 | 0 | 0 | 0 | 0 | 0 | 0 | 0 | 0 | 0 | 0 | 0 | 0 | 0 | 0 | 0 | 0 | 0 | Motel Office ILit Hol | Motel Office ILit all | 3800 | 70 | 70 | Motel Office ILit2 Hol | Motel Office ILit Hol | Motel Office ILit all | 3800 | 70 | 70 | 3800 | 16.8 | 0.7 | 0.7 | 0.7 | 0.7 | 0.7 | 0.7 | 0.7 | 0.7 | 0.7 | 0.7 | 0.7 | 0.7 | 0.7 | 0.7 | 0.7 | 0.7 | 0.7 | 0.7 | 0.7 | 0.7 | 0.7 | 0.7 | 0.7 | 0.7 | 0.7 | 16.8 | 0.7 | 0.7 | 0.7 | 0.7 | 0.7 | 0.7 | 0.7 | 0.7 | 0.7 | 0.7 | 0.7 | 0.7 | 0.7 | 0.7 | 0.7 | 0.7 | 0.7 | 0.7 | 0.7 | 0.7 | 0.7 | 0.7 | 0.7 | 0.7 | 0.7 | 0 | 0 | 0 | 0 | 0 | 0 | 0 | 0 | 0 | 0 | 0 | 0 | 0 | 0 | 0 | 0 | 0 | 0 | 0 | 0 | 0 | 0 | 0 | 0 | 0 | 0 | 0 | 0 | 0 | 0 | 0 | 0 | 0 | 0 | 0 | 0 | 0 | 0 | 0 | 0 | 0 | 0 | 0 | 0 | 0 | 0 | 0 | 0 | 16 | 0.66337 | 0.20792 | 0.079208 | 0.049505 | 0.76136 | 0 | 0 | 0 | 0 | 0 | 0 | 0 | 0 |  | 0.026524 | 0.026524 | 0.022614 | 0.022614 | 0.022614 | 0.022081 | 0.022081 | Lodging - Motel - Office (General) - Hol | 14 | 25 | 16 | 168 | 0 | 0 | 0 | 168 | 0 | 0 | 0 | 16.8 | 0 | 0 | 0 | 0 | 0 | 0 | 0 | 0 | 0 | 0 | 0 | 0 | 0 | 0 | 0 | 0 | 0 | 0 | 0 | 0 | 0 | 0 | 0 | 0 | 0 |  | 7 | 161 | 0 | 0 | 7 | 161 | 0 | 0 | 0.7 | 16.1 | 0 | 0 | 0 | 0 | 0 | 0 | 0 | 0 | 0 | 0 | 0 | 0 | 0 | 0 | 0 | 0 | 0 | 0 | 0 | 0 | 0 | 0 | 0 | 0
1024 | 10 | 24 | 8 | 4 | Lodging - Motel | Lodging - Motel | Lodging - Motel - Office (General) | Lodging - Motel - Office (General) | Lodging - Motel | Office (General) | Lodging - Motel - Office (General) |  | Lodging - Motel | Lodging - Motel - Office (General) | Motel Office | all | Open | 251 | 251 | 0.019986 | 0.38039 | 0.38039 | 0.38039 | 0.38039 | 0.38039 | 0.30724 | 0.30724 | 0.0076024 | 0.0076024 | 0.0076024 | 0.0076024 | 0.0076024 | 0.0061404 | 0.0061404 | 32.0578 | 32.0578 | 32.0578 | 32.0578 | 32.0578 | 25.8929 | 25.8929 | 0.0053217 | 0.0053217 | 0.0053217 | 0.0053217 | 0.0053217 | 0.0042983 | 0.0042983 | 6132 | 6132 | 6132 | 6132 | 6132 | 6132 | 6132 | 1742.741 | 1742.741 | 1530.2614 | 1530.2614 | 1530.2614 | 1501.5271 | 1501.5271 | 0.7 | 0.7 | 0.7 | 0.7 | 0.7 | 0.7 | 0.7 | 0.19389 | 0.19389 | 0.16943 | 0.16943 | 0.16943 | 0.16612 | 0.16612 | 0.83303 | 0.83303 | 0.83303 | 0.83303 | 0.83303 | 0.67283 | 0.67283 | 0.016649 | 0.016649 | 0.016649 | 0.016649 | 0.016649 | 0.013447 | 0.013447 | 70.2043 | 70.2043 | 70.2043 | 70.2043 | 70.2043 | 56.7035 | 56.7035 | 0.011654 | 0.011654 | 0.011654 | 0.011654 | 0.011654 | 0.0094129 | 0.0094129 | 6132 | 6132 | 6132 | 6132 | 6132 | 6132 | 6132 | 1579.4465 | 1579.4465 | 1408.3113 | 1408.3113 | 1408.3113 | 1378.8155 | 1378.8155 | 0.7 | 0.7 | 0.7 | 0.7 | 0.7 | 0.7 | 0.7 | 0.16678 | 0.16678 | 0.14919 | 0.14919 | 0.14919 | 0.14575 | 0.14575 | Motel Office ILit all | Motel Office ILit all | 3800 | 70 | 70 | Motel Office ILit2 all | Motel Office ILit2 all | Motel Office ILit2 All | 3884 | 70 | 70 | 3800 | 16.8 | 0.7 | 0.7 | 0.7 | 0.7 | 0.7 | 0.7 | 0.7 | 0.7 | 0.7 | 0.7 | 0.7 | 0.7 | 0.7 | 0.7 | 0.7 | 0.7 | 0.7 | 0.7 | 0.7 | 0.7 | 0.7 | 0.7 | 0.7 | 0.7 | 0.7 | 16.8 | 0.7 | 0.7 | 0.7 | 0.7 | 0.7 | 0.7 | 0.7 | 0.7 | 0.7 | 0.7 | 0.7 | 0.7 | 0.7 | 0.7 | 0.7 | 0.7 | 0.7 | 0.7 | 0.7 | 0.7 | 0.7 | 0.7 | 0.7 | 0.7 | 0.7 | 0 | 0 | 0 | 0 | 0 | 0 | 0 | 0 | 0 | 0 | 0 | 0 | 0 | 0 | 0 | 0 | 0 | 0 | 0 | 0 | 0 | 0 | 0 | 0 | 0 | 0 | 0 | 0 | 0 | 0 | 0 | 0 | 0 | 0 | 0 | 0 | 0 | 0 | 0 | 0 | 0 | 0 | 0 | 0 | 0 | 0 | 0 | 0 | 16 | 0.66337 | 0.20792 | 0.079208 | 0.049505 | 0.76136 | 0.10804 | 0.00082138 | 0.00082138 | 0.00082138 | 0.00082138 | 0.00082138 | 0.00066342 | 0.00066342 | Lodging - Motel | 0.026524 | 0.026524 | 0.022614 | 0.022614 | 0.022614 | 0.022081 | 0.022081 | Lodging - Motel - Office (General) - all | 16 | 25 | 16 | 4216.8 | 0 | 4216.8 | 0 | 0 | 0 | 16.8 | 0 | 0 | 0 | 0 | 0 | 0 | 0 | 0 | 0 | 0 | 0 | 0 | 0 | 0 | 0 | 0 | 0 | 0 | 0 | 0 | 0 | 0 | 0 | 0 | 0 | 0 | 0 |  | 4216.8 | 0 | 4216.8 | 0 | 0 | 0 | 16.8 | 0 | 0 | 0 | 0 | 0 | 0 | 0 | 0 | 0 | 0 | 0 | 0 | 0 | 0 | 0 | 0 | 0 | 0 | 0 | 0 | 0 | 0 | 0 | 0 | 0 | 0 | 0
1101 | 11 | 1 | 5 | 1 |  |  |  |  | Manufacturing - Bio/Tech | Comm/Ind Work (High Tech, Bio Tech, Lab) | Manufacturing - Bio/Tech - Comm/Ind Work (High Tech, Bio Tech, Lab) |  | Manufacturing - Bio/Tech | Manufacturing - Bio/Tech - Comm/Ind Work (High Tech, Bio Tech, Lab) | Manufac (biotech) Lab | Sat | Closed | 52 | 52 | 0.45336 | 1.1538 | 1.1538 | 1.1538 | 1.1538 | 0.99995 | 0.99995 | 0.99995 | 0 | 0 | 0 | 0 | 0 | 0 | 0 | 32.6407 | 32.6407 | 32.6407 | 32.6407 | 28.2886 | 28.2886 | 28.2886 | 0 | 0 | 0 | 0 | 0 | 0 | 0 | 0 | 0 | 0 | 0 | 0 | 0 | 0 | 0 | 0 | 0 | 0 | 0 | 0 | 0 | 0 | 0 | 0 | 0 | 0 | 0 | 0 | 0 | 0 | 0 | 0 | 0 | 0 | 0 | 0.31187 | 0.31187 | 0.31187 | 0.31187 | 0.27029 | 0.27029 | 0.27029 | 0 | 0 | 0 | 0 | 0 | 0 | 0 | 8.8228 | 8.8228 | 8.8228 | 8.8228 | 7.6464 | 7.6464 | 7.6464 | 0 | 0 | 0 | 0 | 0 | 0 | 0 | 0 | 0 | 0 | 0 | 0 | 0 | 0 | 0 | 0 | 0 | 0 | 0 | 0 | 0 | 0 | 0 | 0 | 0 | 0 | 0 | 0 | 0 | 0 | 0 | 0 | 0 | 0 | 0 | Manufac (biotech) Lab ILit Cls | Manufac (biotech) Lab ILit Cls | 2 | 5 | 5 | Manufac (biotech) Lab ILit2 Cls | Manufac (biotech) Lab ILit Cls | Manufac (biotech) Lab ILit Cls | 2 | 5 | 5 | 2 | 1.2 | 0.05 | 0.05 | 0.05 | 0.05 | 0.05 | 0.05 | 0.05 | 0.05 | 0.05 | 0.05 | 0.05 | 0.05 | 0.05 | 0.05 | 0.05 | 0.05 | 0.05 | 0.05 | 0.05 | 0.05 | 0.05 | 0.05 | 0.05 | 0.05 | 0.05 | 1.2 | 0.05 | 0.05 | 0.05 | 0.05 | 0.05 | 0.05 | 0.05 | 0.05 | 0.05 | 0.05 | 0.05 | 0.05 | 0.05 | 0.05 | 0.05 | 0.05 | 0.05 | 0.05 | 0.05 | 0.05 | 0.05 | 0.05 | 0.05 | 0.05 | 0.05 | 0 | 0 | 0 | 0 | 0 | 0 | 0 | 0 | 0 | 0 | 0 | 0 | 0 | 0 | 0 | 0 | 0 | 0 | 0 | 0 | 0 | 0 | 0 | 0 | 0 | 0 | 0 | 0 | 0 | 0 | 0 | 0 | 0 | 0 | 0 | 0 | 0 | 0 | 0 | 0 | 0 | 0 | 0 | 0 | 0 | 0 | 0 | 0 | 15 | 0.66337 | 0.20792 | 0.079208 | 0.049505 | 0.76136 | 0 | 0 | 0 | 0 | 0 | 0 | 0 | 0 |  | 0.1145 | 0.1145 | 0.11293 | 0.11294 | 0.11343 | 0.11377 | 0.11377 | Manufacturing - Bio/Tech - Comm/Ind Work (High Tech, Bio Tech, Lab) - Sat | 10 | 7 | 19 | 0 | 62.4 | 0 | 0 | 0 | 62.4 | 0 | 0 | 0 | 1.2 | 0 | 0 | 0 | 0 | 0 | 0 | 0 | 0 | 0 | 0 | 0 | 0 | 0 | 0 | 0 | 0 | 0 | 0 | 0 | 0 | 0 | 0 | 0 | 0 |  | 0 | 62.4 | 0 | 0 | 0 | 62.4 | 0 | 0 | 0 | 1.2 | 0 | 0 | 0 | 0 | 0 | 0 | 0 | 0 | 0 | 0 | 0 | 0 | 0 | 0 | 0 | 0 | 0 | 0 | 0 | 0 | 0 | 0 | 0 | 0
1102 | 11 | 2 | 6 | 2 |  |  |  |  | Manufacturing - Bio/Tech | Comm/Ind Work (High Tech, Bio Tech, Lab) | Manufacturing - Bio/Tech - Comm/Ind Work (High Tech, Bio Tech, Lab) |  | Manufacturing - Bio/Tech | Manufacturing - Bio/Tech - Comm/Ind Work (High Tech, Bio Tech, Lab) | Manufac (biotech) Lab | Sun | Closed | 52 | 52 | 0.45336 | 1.1538 | 1.1538 | 1.1538 | 1.1538 | 0.99995 | 0.99995 | 0.99995 | 0 | 0 | 0 | 0 | 0 | 0 | 0 | 32.6407 | 32.6407 | 32.6407 | 32.6407 | 28.2886 | 28.2886 | 28.2886 | 0 | 0 | 0 | 0 | 0 | 0 | 0 | 0 | 0 | 0 | 0 | 0 | 0 | 0 | 0 | 0 | 0 | 0 | 0 | 0 | 0 | 0 | 0 | 0 | 0 | 0 | 0 | 0 | 0 | 0 | 0 | 0 | 0 | 0 | 0 | 0.31187 | 0.31187 | 0.31187 | 0.31187 | 0.27029 | 0.27029 | 0.27029 | 0 | 0 | 0 | 0 | 0 | 0 | 0 | 8.8228 | 8.8228 | 8.8228 | 8.8228 | 7.6464 | 7.6464 | 7.6464 | 0 | 0 | 0 | 0 | 0 | 0 | 0 | 0 | 0 | 0 | 0 | 0 | 0 | 0 | 0 | 0 | 0 | 0 | 0 | 0 | 0 | 0 | 0 | 0 | 0 | 0 | 0 | 0 | 0 | 0 | 0 | 0 | 0 | 0 | 0 | Manufac (biotech) Lab ILit Cls | Manufac (biotech) Lab ILit Cls | 2 | 5 | 5 | Manufac (biotech) Lab ILit2 Cls | Manufac (biotech) Lab ILit Cls | Manufac (biotech) Lab ILit Cls | 2 | 5 | 5 | 2 | 1.2 | 0.05 | 0.05 | 0.05 | 0.05 | 0.05 | 0.05 | 0.05 | 0.05 | 0.05 | 0.05 | 0.05 | 0.05 | 0.05 | 0.05 | 0.05 | 0.05 | 0.05 | 0.05 | 0.05 | 0.05 | 0.05 | 0.05 | 0.05 | 0.05 | 0.05 | 1.2 | 0.05 | 0.05 | 0.05 | 0.05 | 0.05 | 0.05 | 0.05 | 0.05 | 0.05 | 0.05 | 0.05 | 0.05 | 0.05 | 0.05 | 0.05 | 0.05 | 0.05 | 0.05 | 0.05 | 0.05 | 0.05 | 0.05 | 0.05 | 0.05 | 0.05 | 0 | 0 | 0 | 0 | 0 | 0 | 0 | 0 | 0 | 0 | 0 | 0 | 0 | 0 | 0 | 0 | 0 | 0 | 0 | 0 | 0 | 0 | 0 | 0 | 0 | 0 | 0 | 0 | 0 | 0 | 0 | 0 | 0 | 0 | 0 | 0 | 0 | 0 | 0 | 0 | 0 | 0 | 0 | 0 | 0 | 0 | 0 | 0 | 15 | 0.66337 | 0.20792 | 0.079208 | 0.049505 | 0.76136 | 0 | 0 | 0 | 0 | 0 | 0 | 0 | 0 |  | 0.1145 | 0.1145 | 0.11293 | 0.11294 | 0.11343 | 0.11377 | 0.11377 | Manufacturing - Bio/Tech - Comm/Ind Work (High Tech, Bio Tech, Lab) - Sun | 12 | 7 | 19 | 0 | 62.4 | 0 | 0 | 0 | 62.4 | 0 | 0 | 0 | 1.2 | 0 | 0 | 0 | 0 | 0 | 0 | 0 | 0 | 0 | 0 | 0 | 0 | 0 | 0 | 0 | 0 | 0 | 0 | 0 | 0 | 0 | 0 | 0 | 0 |  | 0 | 62.4 | 0 | 0 | 0 | 62.4 | 0 | 0 | 0 | 1.2 | 0 | 0 | 0 | 0 | 0 | 0 | 0 | 0 | 0 | 0 | 0 | 0 | 0 | 0 | 0 | 0 | 0 | 0 | 0 | 0 | 0 | 0 | 0 | 0
1103 | 11 | 3 | 7 | 3 |  |  |  |  | Manufacturing - Bio/Tech | Comm/Ind Work (High Tech, Bio Tech, Lab) | Manufacturing - Bio/Tech - Comm/Ind Work (High Tech, Bio Tech, Lab) |  | Manufacturing - Bio/Tech | Manufacturing - Bio/Tech - Comm/Ind Work (High Tech, Bio Tech, Lab) | Manufac (biotech) Lab | Hol | Closed | 10 | 10 | 0.45336 | 1.1538 | 1.1538 | 1.1538 | 1.1538 | 0.99995 | 0.99995 | 0.99995 | 0 | 0 | 0 | 0 | 0 | 0 | 0 | 6.2771 | 6.2771 | 6.2771 | 6.2771 | 5.4401 | 5.4401 | 5.4401 | 0 | 0 | 0 | 0 | 0 | 0 | 0 | 0 | 0 | 0 | 0 | 0 | 0 | 0 | 0 | 0 | 0 | 0 | 0 | 0 | 0 | 0 | 0 | 0 | 0 | 0 | 0 | 0 | 0 | 0 | 0 | 0 | 0 | 0 | 0 | 0.31187 | 0.31187 | 0.31187 | 0.31187 | 0.27029 | 0.27029 | 0.27029 | 0 | 0 | 0 | 0 | 0 | 0 | 0 | 1.6967 | 1.6967 | 1.6967 | 1.6967 | 1.4705 | 1.4705 | 1.4705 | 0 | 0 | 0 | 0 | 0 | 0 | 0 | 0 | 0 | 0 | 0 | 0 | 0 | 0 | 0 | 0 | 0 | 0 | 0 | 0 | 0 | 0 | 0 | 0 | 0 | 0 | 0 | 0 | 0 | 0 | 0 | 0 | 0 | 0 | 0 | Manufac (biotech) Lab ILit Cls | Manufac (biotech) Lab ILit Cls | 2 | 5 | 5 | Manufac (biotech) Lab ILit2 Cls | Manufac (biotech) Lab ILit Cls | Manufac (biotech) Lab ILit Cls | 2 | 5 | 5 | 2 | 1.2 | 0.05 | 0.05 | 0.05 | 0.05 | 0.05 | 0.05 | 0.05 | 0.05 | 0.05 | 0.05 | 0.05 | 0.05 | 0.05 | 0.05 | 0.05 | 0.05 | 0.05 | 0.05 | 0.05 | 0.05 | 0.05 | 0.05 | 0.05 | 0.05 | 0.05 | 1.2 | 0.05 | 0.05 | 0.05 | 0.05 | 0.05 | 0.05 | 0.05 | 0.05 | 0.05 | 0.05 | 0.05 | 0.05 | 0.05 | 0.05 | 0.05 | 0.05 | 0.05 | 0.05 | 0.05 | 0.05 | 0.05 | 0.05 | 0.05 | 0.05 | 0.05 | 0 | 0 | 0 | 0 | 0 | 0 | 0 | 0 | 0 | 0 | 0 | 0 | 0 | 0 | 0 | 0 | 0 | 0 | 0 | 0 | 0 | 0 | 0 | 0 | 0 | 0 | 0 | 0 | 0 | 0 | 0 | 0 | 0 | 0 | 0 | 0 | 0 | 0 | 0 | 0 | 0 | 0 | 0 | 0 | 0 | 0 | 0 | 0 | 15 | 0.66337 | 0.20792 | 0.079208 | 0.049505 | 0.76136 | 0 | 0 | 0 | 0 | 0 | 0 | 0 | 0 |  | 0.1145 | 0.1145 | 0.11293 | 0.11294 | 0.11343 | 0.11377 | 0.11377 | Manufacturing - Bio/Tech - Comm/Ind Work (High Tech, Bio Tech, Lab) - Hol | 14 | 7 | 19 | 0 | 12 | 0 | 0 | 0 | 12 | 0 | 0 | 0 | 1.2 | 0 | 0 | 0 | 0 | 0 | 0 | 0 | 0 | 0 | 0 | 0 | 0 | 0 | 0 | 0 | 0 | 0 | 0 | 0 | 0 | 0 | 0 | 0 | 0 |  | 0 | 12 | 0 | 0 | 0 | 12 | 0 | 0 | 0 | 1.2 | 0 | 0 | 0 | 0 | 0 | 0 | 0 | 0 | 0 | 0 | 0 | 0 | 0 | 0 | 0 | 0 | 0 | 0 | 0 | 0 | 0 | 0 | 0 | 0
1104 | 11 | 4 | 8 | 4 |  |  | Manufacturing - Bio/Tech - Comm/Ind Work (High Tech, Bio Tech, Lab) | Manufacturing - Bio/Tech - Comm/Ind Work (High Tech, Bio Tech, Lab) | Manufacturing - Bio/Tech | Comm/Ind Work (High Tech, Bio Tech, Lab) | Manufacturing - Bio/Tech - Comm/Ind Work (High Tech, Bio Tech, Lab) |  | Manufacturing - Bio/Tech | Manufacturing - Bio/Tech - Comm/Ind Work (High Tech, Bio Tech, Lab) | Manufac (biotech) Lab | all | Open | 251 | 251 | 0.45336 | 1.1538 | 1.1538 | 1.1538 | 1.1538 | 0.99995 | 0.99995 | 0.99995 | 0.52309 | 0.52309 | 0.52309 | 0.52309 | 0.45334 | 0.45334 | 0.45334 | 1518.8764 | 1518.8764 | 1518.8764 | 1518.8764 | 1316.3596 | 1316.3596 | 1316.3596 | 0.44921 | 0.44921 | 0.44921 | 0.44921 | 0.38932 | 0.38932 | 0.38932 | 3040.4737 | 3040.4737 | 3040.4737 | 3040.4737 | 3040.4737 | 3040.4737 | 3040.4737 | 0 | 0 | 0 | 0 | 0 | 0 | 0 | 0.85877 | 0.85877 | 0.85877 | 0.85877 | 0.85877 | 0.85877 | 0.85877 | 0 | 0 | 0 | 0 | 0 | 0 | 0 | 0.31187 | 0.31187 | 0.31187 | 0.31187 | 0.27029 | 0.27029 | 0.27029 | 0.14139 | 0.14139 | 0.14139 | 0.14139 | 0.12254 | 0.12254 | 0.12254 | 344.2828 | 344.2828 | 344.2828 | 344.2828 | 298.3784 | 298.3784 | 298.3784 | 0.11063 | 0.11063 | 0.11063 | 0.11063 | 0.095882 | 0.095882 | 0.095882 | 2571.7642 | 2571.7642 | 2571.7642 | 2571.7642 | 2571.7642 | 2571.7642 | 2571.7642 | 0 | 0 | 0 | 0 | 0 | 0 | 0 | 0.78246 | 0.78246 | 0.78246 | 0.78246 | 0.78246 | 0.78246 | 0.78246 | 0 | 0 | 0 | 0 | 0 | 0 | 0 | Manufac (biotech) Lab ILit all | Manufac (biotech) Lab ILit all | 3814 | 15 | 90 | Manufac (biotech) Lab ILit2 all | Manufac (biotech) Lab ILit2 all | Manufac (biotech) Lab ILit2 All | 3898 | 8 | 85 | 3814 | 11.5684 | 0.85877 | 0.15 | 0.15 | 0.15 | 0.15 | 0.15 | 0.15 | 0.28421 | 0.82105 | 0.9 | 0.9 | 0.9 | 0.9 | 0.9 | 0.9 | 0.9 | 0.9 | 0.77632 | 0.59737 | 0.23947 | 0.15 | 0.15 | 0.15 | 0.15 | 0.15 | 9.7011 | 0.78246 | 0.08 | 0.08 | 0.08 | 0.08 | 0.08 | 0.08 | 0.20158 | 0.68789 | 0.85 | 0.85 | 0.85 | 0.85 | 0.68789 | 0.85 | 0.85 | 0.85 | 0.64737 | 0.48526 | 0.16105 | 0.08 | 0.08 | 0.08 | 0.08 | 0.08 | 0 | 0 | 0 | 0 | 0 | 0 | 0.17895 | 0.89474 | 1 | 1 | 1 | 1 | 1 | 1 | 1 | 1 | 0.83509 | 0.59649 | 0.1193 | 0 | 0 | 0 | 0 | 0 | 0 | 0 | 0 | 0 | 0 | 0 | 0.15789 | 0.78947 | 1 | 1 | 1 | 1 | 0.78947 | 1 | 1 | 1 | 0.73684 | 0.52632 | 0.10526 | 0 | 0 | 0 | 0 | 0 | 15 | 0.66337 | 0.20792 | 0.079208 | 0.049505 | 0.76136 | 0.10695 | 0.055942 | 0.055942 | 0.055942 | 0.055942 | 0.048483 | 0.048483 | 0.048483 |  | 0.1145 | 0.1145 | 0.11293 | 0.11294 | 0.11343 | 0.11377 | 0.11377 | Manufacturing - Bio/Tech - Comm/Ind Work (High Tech, Bio Tech, Lab) - all | 16 | 7 | 19 | 2429.4158 | 474.2579 | 2429.4158 | 474.2579 | 0 | 0 | 9.6789 | 1.8895 | 0 | 0 | 0 | 0 | 0 | 0 | 0 | 0 | 0.28421 | 0.82105 | 0.9 | 0.9 | 0.9 | 0.9 | 0.9 | 0.9 | 0.9 | 0.9 | 0.77632 | 0.59737 | 0 | 0 | 0 | 0 | 0 | 0 |  | 2173.66 | 261.3042 | 2173.66 | 261.3042 | 0 | 0 | 8.66 | 1.0411 | 0 | 0 | 0 | 0 | 0 | 0 | 0 | 0 | 0.20158 | 0.68789 | 0.85 | 0.85 | 0.85 | 0.85 | 0.68789 | 0.85 | 0.85 | 0.85 | 0.64737 | 0.48526 | 0 | 0 | 0 | 0 | 0 | 0
1105 | 11 | 5 | 5 | 1 |  |  |  |  | Manufacturing - Bio/Tech | Computer Room (Mainframe/Server) | Manufacturing - Bio/Tech - Computer Room (Mainframe/Server) |  | Manufacturing - Bio/Tech | Manufacturing - Bio/Tech - Computer Room (Mainframe/Server) | Manufac (biotech) ComptrRm | Sat | Closed | 52 | 52 | 0.019994 | 1.1538 | 1.1538 | 0.99995 | 0.99995 | 0.92303 | 0.84611 | 0.84611 | 0 | 0 | 0 | 0 | 0 | 0 | 0 | 1.4395 | 1.4395 | 1.2476 | 1.2476 | 1.1516 | 1.0556 | 1.0556 | 0 | 0 | 0 | 0 | 0 | 0 | 0 | 0 | 0 | 0 | 0 | 0 | 0 | 0 | 0 | 0 | 0 | 0 | 0 | 0 | 0 | 0 | 0 | 0 | 0 | 0 | 0 | 0 | 0 | 0 | 0 | 0 | 0 | 0 | 0 | 0.31187 | 0.31187 | 0.27029 | 0.27029 | 0.2495 | 0.22871 | 0.22871 | 0 | 0 | 0 | 0 | 0 | 0 | 0 | 0.3891 | 0.3891 | 0.33722 | 0.33722 | 0.31128 | 0.28534 | 0.28534 | 0 | 0 | 0 | 0 | 0 | 0 | 0 | 0 | 0 | 0 | 0 | 0 | 0 | 0 | 0 | 0 | 0 | 0 | 0 | 0 | 0 | 0 | 0 | 0 | 0 | 0 | 0 | 0 | 0 | 0 | 0 | 0 | 0 | 0 | 0 | Manufac (biotech) ComptrRm ILit Cls | Manufac (biotech) ComptrRm ILit Cls | 2 | 5 | 5 | Manufac (biotech) ComptrRm ILit2 Cls | Manufac (biotech) ComptrRm ILit Cls | Manufac (biotech) ComptrRm ILit Cls | 2 | 5 | 5 | 2 | 1.2 | 0.05 | 0.05 | 0.05 | 0.05 | 0.05 | 0.05 | 0.05 | 0.05 | 0.05 | 0.05 | 0.05 | 0.05 | 0.05 | 0.05 | 0.05 | 0.05 | 0.05 | 0.05 | 0.05 | 0.05 | 0.05 | 0.05 | 0.05 | 0.05 | 0.05 | 1.2 | 0.05 | 0.05 | 0.05 | 0.05 | 0.05 | 0.05 | 0.05 | 0.05 | 0.05 | 0.05 | 0.05 | 0.05 | 0.05 | 0.05 | 0.05 | 0.05 | 0.05 | 0.05 | 0.05 | 0.05 | 0.05 | 0.05 | 0.05 | 0.05 | 0.05 | 0 | 0 | 0 | 0 | 0 | 0 | 0 | 0 | 0 | 0 | 0 | 0 | 0 | 0 | 0 | 0 | 0 | 0 | 0 | 0 | 0 | 0 | 0 | 0 | 0 | 0 | 0 | 0 | 0 | 0 | 0 | 0 | 0 | 0 | 0 | 0 | 0 | 0 | 0 | 0 | 0 | 0 | 0 | 0 | 0 | 0 | 0 | 0 | 15 | 0.66337 | 0.20792 | 0.079208 | 0.049505 | 0.76136 | 0 | 0 | 0 | 0 | 0 | 0 | 0 | 0 |  | 0.1145 | 0.1145 | 0.11293 | 0.11294 | 0.11343 | 0.11377 | 0.11377 | Manufacturing - Bio/Tech - Computer Room (Mainframe/Server) - Sat | 10 | 7 | 19 | 0 | 62.4 | 0 | 0 | 0 | 62.4 | 0 | 0 | 0 | 1.2 | 0 | 0 | 0 | 0 | 0 | 0 | 0 | 0 | 0 | 0 | 0 | 0 | 0 | 0 | 0 | 0 | 0 | 0 | 0 | 0 | 0 | 0 | 0 | 0 |  | 0 | 62.4 | 0 | 0 | 0 | 62.4 | 0 | 0 | 0 | 1.2 | 0 | 0 | 0 | 0 | 0 | 0 | 0 | 0 | 0 | 0 | 0 | 0 | 0 | 0 | 0 | 0 | 0 | 0 | 0 | 0 | 0 | 0 | 0 | 0
1106 | 11 | 6 | 6 | 2 |  |  |  |  | Manufacturing - Bio/Tech | Computer Room (Mainframe/Server) | Manufacturing - Bio/Tech - Computer Room (Mainframe/Server) |  | Manufacturing - Bio/Tech | Manufacturing - Bio/Tech - Computer Room (Mainframe/Server) | Manufac (biotech) ComptrRm | Sun | Closed | 52 | 52 | 0.019994 | 1.1538 | 1.1538 | 0.99995 | 0.99995 | 0.92303 | 0.84611 | 0.84611 | 0 | 0 | 0 | 0 | 0 | 0 | 0 | 1.4395 | 1.4395 | 1.2476 | 1.2476 | 1.1516 | 1.0556 | 1.0556 | 0 | 0 | 0 | 0 | 0 | 0 | 0 | 0 | 0 | 0 | 0 | 0 | 0 | 0 | 0 | 0 | 0 | 0 | 0 | 0 | 0 | 0 | 0 | 0 | 0 | 0 | 0 | 0 | 0 | 0 | 0 | 0 | 0 | 0 | 0 | 0.31187 | 0.31187 | 0.27029 | 0.27029 | 0.2495 | 0.22871 | 0.22871 | 0 | 0 | 0 | 0 | 0 | 0 | 0 | 0.3891 | 0.3891 | 0.33722 | 0.33722 | 0.31128 | 0.28534 | 0.28534 | 0 | 0 | 0 | 0 | 0 | 0 | 0 | 0 | 0 | 0 | 0 | 0 | 0 | 0 | 0 | 0 | 0 | 0 | 0 | 0 | 0 | 0 | 0 | 0 | 0 | 0 | 0 | 0 | 0 | 0 | 0 | 0 | 0 | 0 | 0 | Manufac (biotech) ComptrRm ILit Cls | Manufac (biotech) ComptrRm ILit Cls | 2 | 5 | 5 | Manufac (biotech) ComptrRm ILit2 Cls | Manufac (biotech) ComptrRm ILit Cls | Manufac (biotech) ComptrRm ILit Cls | 2 | 5 | 5 | 2 | 1.2 | 0.05 | 0.05 | 0.05 | 0.05 | 0.05 | 0.05 | 0.05 | 0.05 | 0.05 | 0.05 | 0.05 | 0.05 | 0.05 | 0.05 | 0.05 | 0.05 | 0.05 | 0.05 | 0.05 | 0.05 | 0.05 | 0.05 | 0.05 | 0.05 | 0.05 | 1.2 | 0.05 | 0.05 | 0.05 | 0.05 | 0.05 | 0.05 | 0.05 | 0.05 | 0.05 | 0.05 | 0.05 | 0.05 | 0.05 | 0.05 | 0.05 | 0.05 | 0.05 | 0.05 | 0.05 | 0.05 | 0.05 | 0.05 | 0.05 | 0.05 | 0.05 | 0 | 0 | 0 | 0 | 0 | 0 | 0 | 0 | 0 | 0 | 0 | 0 | 0 | 0 | 0 | 0 | 0 | 0 | 0 | 0 | 0 | 0 | 0 | 0 | 0 | 0 | 0 | 0 | 0 | 0 | 0 | 0 | 0 | 0 | 0 | 0 | 0 | 0 | 0 | 0 | 0 | 0 | 0 | 0 | 0 | 0 | 0 | 0 | 15 | 0.66337 | 0.20792 | 0.079208 | 0.049505 | 0.76136 | 0 | 0 | 0 | 0 | 0 | 0 | 0 | 0 |  | 0.1145 | 0.1145 | 0.11293 | 0.11294 | 0.11343 | 0.11377 | 0.11377 | Manufacturing - Bio/Tech - Computer Room (Mainframe/Server) - Sun | 12 | 7 | 19 | 0 | 62.4 | 0 | 0 | 0 | 62.4 | 0 | 0 | 0 | 1.2 | 0 | 0 | 0 | 0 | 0 | 0 | 0 | 0 | 0 | 0 | 0 | 0 | 0 | 0 | 0 | 0 | 0 | 0 | 0 | 0 | 0 | 0 | 0 | 0 |  | 0 | 62.4 | 0 | 0 | 0 | 62.4 | 0 | 0 | 0 | 1.2 | 0 | 0 | 0 | 0 | 0 | 0 | 0 | 0 | 0 | 0 | 0 | 0 | 0 | 0 | 0 | 0 | 0 | 0 | 0 | 0 | 0 | 0 | 0 | 0
1107 | 11 | 7 | 7 | 3 |  |  |  |  | Manufacturing - Bio/Tech | Computer Room (Mainframe/Server) | Manufacturing - Bio/Tech - Computer Room (Mainframe/Server) |  | Manufacturing - Bio/Tech | Manufacturing - Bio/Tech - Computer Room (Mainframe/Server) | Manufac (biotech) ComptrRm | Hol | Closed | 10 | 10 | 0.019994 | 1.1538 | 1.1538 | 0.99995 | 0.99995 | 0.92303 | 0.84611 | 0.84611 | 0 | 0 | 0 | 0 | 0 | 0 | 0 | 0.27683 | 0.27683 | 0.23992 | 0.23992 | 0.22146 | 0.20301 | 0.20301 | 0 | 0 | 0 | 0 | 0 | 0 | 0 | 0 | 0 | 0 | 0 | 0 | 0 | 0 | 0 | 0 | 0 | 0 | 0 | 0 | 0 | 0 | 0 | 0 | 0 | 0 | 0 | 0 | 0 | 0 | 0 | 0 | 0 | 0 | 0 | 0.31187 | 0.31187 | 0.27029 | 0.27029 | 0.2495 | 0.22871 | 0.22871 | 0 | 0 | 0 | 0 | 0 | 0 | 0 | 0.074826 | 0.074826 | 0.064849 | 0.064849 | 0.059861 | 0.054873 | 0.054873 | 0 | 0 | 0 | 0 | 0 | 0 | 0 | 0 | 0 | 0 | 0 | 0 | 0 | 0 | 0 | 0 | 0 | 0 | 0 | 0 | 0 | 0 | 0 | 0 | 0 | 0 | 0 | 0 | 0 | 0 | 0 | 0 | 0 | 0 | 0 | Manufac (biotech) ComptrRm ILit Cls | Manufac (biotech) ComptrRm ILit Cls | 2 | 5 | 5 | Manufac (biotech) ComptrRm ILit2 Cls | Manufac (biotech) ComptrRm ILit Cls | Manufac (biotech) ComptrRm ILit Cls | 2 | 5 | 5 | 2 | 1.2 | 0.05 | 0.05 | 0.05 | 0.05 | 0.05 | 0.05 | 0.05 | 0.05 | 0.05 | 0.05 | 0.05 | 0.05 | 0.05 | 0.05 | 0.05 | 0.05 | 0.05 | 0.05 | 0.05 | 0.05 | 0.05 | 0.05 | 0.05 | 0.05 | 0.05 | 1.2 | 0.05 | 0.05 | 0.05 | 0.05 | 0.05 | 0.05 | 0.05 | 0.05 | 0.05 | 0.05 | 0.05 | 0.05 | 0.05 | 0.05 | 0.05 | 0.05 | 0.05 | 0.05 | 0.05 | 0.05 | 0.05 | 0.05 | 0.05 | 0.05 | 0.05 | 0 | 0 | 0 | 0 | 0 | 0 | 0 | 0 | 0 | 0 | 0 | 0 | 0 | 0 | 0 | 0 | 0 | 0 | 0 | 0 | 0 | 0 | 0 | 0 | 0 | 0 | 0 | 0 | 0 | 0 | 0 | 0 | 0 | 0 | 0 | 0 | 0 | 0 | 0 | 0 | 0 | 0 | 0 | 0 | 0 | 0 | 0 | 0 | 15 | 0.66337 | 0.20792 | 0.079208 | 0.049505 | 0.76136 | 0 | 0 | 0 | 0 | 0 | 0 | 0 | 0 |  | 0.1145 | 0.1145 | 0.11293 | 0.11294 | 0.11343 | 0.11377 | 0.11377 | Manufacturing - Bio/Tech - Computer Room (Mainframe/Server) - Hol | 14 | 7 | 19 | 0 | 12 | 0 | 0 | 0 | 12 | 0 | 0 | 0 | 1.2 | 0 | 0 | 0 | 0 | 0 | 0 | 0 | 0 | 0 | 0 | 0 | 0 | 0 | 0 | 0 | 0 | 0 | 0 | 0 | 0 | 0 | 0 | 0 | 0 |  | 0 | 12 | 0 | 0 | 0 | 12 | 0 | 0 | 0 | 1.2 | 0 | 0 | 0 | 0 | 0 | 0 | 0 | 0 | 0 | 0 | 0 | 0 | 0 | 0 | 0 | 0 | 0 | 0 | 0 | 0 | 0 | 0 | 0 | 0
1108 | 11 | 8 | 8 | 4 |  |  | Manufacturing - Bio/Tech - Computer Room (Mainframe/Server) | Manufacturing - Bio/Tech - Computer Room (Mainframe/Server) | Manufacturing - Bio/Tech | Computer Room (Mainframe/Server) | Manufacturing - Bio/Tech - Computer Room (Mainframe/Server) |  | Manufacturing - Bio/Tech | Manufacturing - Bio/Tech - Computer Room (Mainframe/Server) | Manufac (biotech) ComptrRm | all | Open | 251 | 251 | 0.019994 | 1.1538 | 1.1538 | 0.99995 | 0.99995 | 0.92303 | 0.84611 | 0.84611 | 0.023069 | 0.023069 | 0.019993 | 0.019993 | 0.018455 | 0.016917 | 0.016917 | 66.9842 | 66.9842 | 58.053 | 58.053 | 53.5874 | 49.1218 | 49.1218 | 0.019811 | 0.019811 | 0.017169 | 0.017169 | 0.015849 | 0.014528 | 0.014528 | 3040.4737 | 3040.4737 | 3040.4737 | 3040.4737 | 3040.4737 | 3040.4737 | 3040.4737 | 0 | 0 | 0 | 0 | 0 | 0 | 0 | 0.85877 | 0.85877 | 0.85877 | 0.85877 | 0.85877 | 0.85877 | 0.85877 | 0 | 0 | 0 | 0 | 0 | 0 | 0 | 0.31187 | 0.31187 | 0.27029 | 0.27029 | 0.2495 | 0.22871 | 0.22871 | 0.0062355 | 0.0062355 | 0.0054041 | 0.0054041 | 0.0049884 | 0.0045727 | 0.0045727 | 15.1833 | 15.1833 | 13.1588 | 13.1588 | 12.1466 | 11.1344 | 11.1344 | 0.004879 | 0.004879 | 0.0042285 | 0.0042285 | 0.0039032 | 0.0035779 | 0.0035779 | 2571.7642 | 2571.7642 | 2571.7642 | 2571.7642 | 2571.7642 | 2571.7642 | 2571.7642 | 0 | 0 | 0 | 0 | 0 | 0 | 0 | 0.78246 | 0.78246 | 0.78246 | 0.78246 | 0.78246 | 0.78246 | 0.78246 | 0 | 0 | 0 | 0 | 0 | 0 | 0 | Manufac (biotech) ComptrRm ILit all | Manufac (biotech) ComptrRm ILit all | 3809 | 15 | 90 | Manufac (biotech) ComptrRm ILit2 all | Manufac (biotech) ComptrRm ILit2 all | Manufac (biotech) ComptrRm ILit2 All | 3893 | 8 | 85 | 3809 | 11.5684 | 0.85877 | 0.15 | 0.15 | 0.15 | 0.15 | 0.15 | 0.15 | 0.28421 | 0.82105 | 0.9 | 0.9 | 0.9 | 0.9 | 0.9 | 0.9 | 0.9 | 0.9 | 0.77632 | 0.59737 | 0.23947 | 0.15 | 0.15 | 0.15 | 0.15 | 0.15 | 9.7011 | 0.78246 | 0.08 | 0.08 | 0.08 | 0.08 | 0.08 | 0.08 | 0.20158 | 0.68789 | 0.85 | 0.85 | 0.85 | 0.85 | 0.68789 | 0.85 | 0.85 | 0.85 | 0.64737 | 0.48526 | 0.16105 | 0.08 | 0.08 | 0.08 | 0.08 | 0.08 | 0 | 0 | 0 | 0 | 0 | 0 | 0.17895 | 0.89474 | 1 | 1 | 1 | 1 | 1 | 1 | 1 | 1 | 0.83509 | 0.59649 | 0.1193 | 0 | 0 | 0 | 0 | 0 | 0 | 0 | 0 | 0 | 0 | 0 | 0.15789 | 0.78947 | 1 | 1 | 1 | 1 | 0.78947 | 1 | 1 | 1 | 0.73684 | 0.52632 | 0.10526 | 0 | 0 | 0 | 0 | 0 | 15 | 0.66337 | 0.20792 | 0.079208 | 0.049505 | 0.76136 | 0.10695 | 0.0024671 | 0.0024671 | 0.0021382 | 0.0021382 | 0.0019737 | 0.0018092 | 0.0018092 |  | 0.1145 | 0.1145 | 0.11293 | 0.11294 | 0.11343 | 0.11377 | 0.11377 | Manufacturing - Bio/Tech - Computer Room (Mainframe/Server) - all | 16 | 7 | 19 | 2429.4158 | 474.2579 | 2429.4158 | 474.2579 | 0 | 0 | 9.6789 | 1.8895 | 0 | 0 | 0 | 0 | 0 | 0 | 0 | 0 | 0.28421 | 0.82105 | 0.9 | 0.9 | 0.9 | 0.9 | 0.9 | 0.9 | 0.9 | 0.9 | 0.77632 | 0.59737 | 0 | 0 | 0 | 0 | 0 | 0 |  | 2173.66 | 261.3042 | 2173.66 | 261.3042 | 0 | 0 | 8.66 | 1.0411 | 0 | 0 | 0 | 0 | 0 | 0 | 0 | 0 | 0.20158 | 0.68789 | 0.85 | 0.85 | 0.85 | 0.85 | 0.68789 | 0.85 | 0.85 | 0.85 | 0.64737 | 0.48526 | 0 | 0 | 0 | 0 | 0 | 0
1109 | 11 | 9 | 5 | 1 |  |  |  |  | Manufacturing - Bio/Tech | Conference Room | Manufacturing - Bio/Tech - Conference Room |  | Manufacturing - Bio/Tech | Manufacturing - Bio/Tech - Conference Room | Manufac (biotech) Conference | Sat | Closed | 52 | 52 | 0.019994 | 1.3845 | 1.3845 | 1.2307 | 1.1538 | 1.0769 | 1.0769 | 1.0769 | 0 | 0 | 0 | 0 | 0 | 0 | 0 | 0 | 0 | 0 | 0 | 0 | 0 | 0 | 0 | 0 | 0 | 0 | 0 | 0 | 0 | 0 | 0 | 0 | 0 | 0 | 0 | 0 | 0 | 0 | 0 | 0 | 0 | 0 | 0 | 0 | 0 | 0 | 0 | 0 | 0 | 0 | 0 | 0 | 0 | 0 | 0 | 0 | 0 | 0.37425 | 0.37425 | 0.33266 | 0.31187 | 0.29108 | 0.29108 | 0.29108 | 0 | 0 | 0 | 0 | 0 | 0 | 0 | 0 | 0 | 0 | 0 | 0 | 0 | 0 | 0 | 0 | 0 | 0 | 0 | 0 | 0 | 0 | 0 | 0 | 0 | 0 | 0 | 0 | 0 | 0 | 0 | 0 | 0 | 0 | 0 | 0 | 0 | 0 | 0 | 0 | 0 | 0 | 0 | 0 | 0 | 0 | 0 | 0 | 0 | Manufac (biotech) Conference ILit Cls | Manufac (biotech) Conference ILit Cls | 1 | 0 | 0 | Manufac (biotech) Conference ILit2 Cls | Manufac (biotech) Conference ILit Cls | Manufac (biotech) Conference ILit Cls | 1 | 0 | 0 | 1 | 0 | 0 | 0 | 0 | 0 | 0 | 0 | 0 | 0 | 0 | 0 | 0 | 0 | 0 | 0 | 0 | 0 | 0 | 0 | 0 | 0 | 0 | 0 | 0 | 0 | 0 | 0 | 0 | 0 | 0 | 0 | 0 | 0 | 0 | 0 | 0 | 0 | 0 | 0 | 0 | 0 | 0 | 0 | 0 | 0 | 0 | 0 | 0 | 0 | 0 | 0 | 0 | 0 | 0 | 0 | 0 | 0 | 0 | 0 | 0 | 0 | 0 | 0 | 0 | 0 | 0 | 0 | 0 | 0 | 0 | 0 | 0 | 0 | 0 | 0 | 0 | 0 | 0 | 0 | 0 | 0 | 0 | 0 | 0 | 0 | 0 | 0 | 0 | 0 | 0 | 0 | 0 | 0 | 0 | 0 | 0 | 0 | 0 | 0 | 0 | 16 | 0.55 | 0.24 | 0.12 | 0.09 | 0.6962 | 0 | 0 | 0 | 0 | 0 | 0 | 0 | 0 |  | 0.1145 | 0.1145 | 0.11293 | 0.11294 | 0.11343 | 0.11377 | 0.11377 | Manufacturing - Bio/Tech - Conference Room - Sat | 10 | 7 | 19 | 0 | 0 | 0 | 0 | 0 | 0 | 0 | 0 | 0 | 0 | 0 | 0 | 0 | 0 | 0 | 0 | 0 | 0 | 0 | 0 | 0 | 0 | 0 | 0 | 0 | 0 | 0 | 0 | 0 | 0 | 0 | 0 | 0 | 0 |  | 0 | 0 | 0 | 0 | 0 | 0 | 0 | 0 | 0 | 0 | 0 | 0 | 0 | 0 | 0 | 0 | 0 | 0 | 0 | 0 | 0 | 0 | 0 | 0 | 0 | 0 | 0 | 0 | 0 | 0 | 0 | 0 | 0 | 0
1110 | 11 | 10 | 6 | 2 |  |  |  |  | Manufacturing - Bio/Tech | Conference Room | Manufacturing - Bio/Tech - Conference Room |  | Manufacturing - Bio/Tech | Manufacturing - Bio/Tech - Conference Room | Manufac (biotech) Conference | Sun | Closed | 52 | 52 | 0.019994 | 1.3845 | 1.3845 | 1.2307 | 1.1538 | 1.0769 | 1.0769 | 1.0769 | 0 | 0 | 0 | 0 | 0 | 0 | 0 | 0 | 0 | 0 | 0 | 0 | 0 | 0 | 0 | 0 | 0 | 0 | 0 | 0 | 0 | 0 | 0 | 0 | 0 | 0 | 0 | 0 | 0 | 0 | 0 | 0 | 0 | 0 | 0 | 0 | 0 | 0 | 0 | 0 | 0 | 0 | 0 | 0 | 0 | 0 | 0 | 0 | 0 | 0.37425 | 0.37425 | 0.33266 | 0.31187 | 0.29108 | 0.29108 | 0.29108 | 0 | 0 | 0 | 0 | 0 | 0 | 0 | 0 | 0 | 0 | 0 | 0 | 0 | 0 | 0 | 0 | 0 | 0 | 0 | 0 | 0 | 0 | 0 | 0 | 0 | 0 | 0 | 0 | 0 | 0 | 0 | 0 | 0 | 0 | 0 | 0 | 0 | 0 | 0 | 0 | 0 | 0 | 0 | 0 | 0 | 0 | 0 | 0 | 0 | Manufac (biotech) Conference ILit Cls | Manufac (biotech) Conference ILit Cls | 1 | 0 | 0 | Manufac (biotech) Conference ILit2 Cls | Manufac (biotech) Conference ILit Cls | Manufac (biotech) Conference ILit Cls | 1 | 0 | 0 | 1 | 0 | 0 | 0 | 0 | 0 | 0 | 0 | 0 | 0 | 0 | 0 | 0 | 0 | 0 | 0 | 0 | 0 | 0 | 0 | 0 | 0 | 0 | 0 | 0 | 0 | 0 | 0 | 0 | 0 | 0 | 0 | 0 | 0 | 0 | 0 | 0 | 0 | 0 | 0 | 0 | 0 | 0 | 0 | 0 | 0 | 0 | 0 | 0 | 0 | 0 | 0 | 0 | 0 | 0 | 0 | 0 | 0 | 0 | 0 | 0 | 0 | 0 | 0 | 0 | 0 | 0 | 0 | 0 | 0 | 0 | 0 | 0 | 0 | 0 | 0 | 0 | 0 | 0 | 0 | 0 | 0 | 0 | 0 | 0 | 0 | 0 | 0 | 0 | 0 | 0 | 0 | 0 | 0 | 0 | 0 | 0 | 0 | 0 | 0 | 0 | 16 | 0.55 | 0.24 | 0.12 | 0.09 | 0.6962 | 0 | 0 | 0 | 0 | 0 | 0 | 0 | 0 |  | 0.1145 | 0.1145 | 0.11293 | 0.11294 | 0.11343 | 0.11377 | 0.11377 | Manufacturing - Bio/Tech - Conference Room - Sun | 12 | 7 | 19 | 0 | 0 | 0 | 0 | 0 | 0 | 0 | 0 | 0 | 0 | 0 | 0 | 0 | 0 | 0 | 0 | 0 | 0 | 0 | 0 | 0 | 0 | 0 | 0 | 0 | 0 | 0 | 0 | 0 | 0 | 0 | 0 | 0 | 0 |  | 0 | 0 | 0 | 0 | 0 | 0 | 0 | 0 | 0 | 0 | 0 | 0 | 0 | 0 | 0 | 0 | 0 | 0 | 0 | 0 | 0 | 0 | 0 | 0 | 0 | 0 | 0 | 0 | 0 | 0 | 0 | 0 | 0 | 0
1111 | 11 | 11 | 7 | 3 |  |  |  |  | Manufacturing - Bio/Tech | Conference Room | Manufacturing - Bio/Tech - Conference Room |  | Manufacturing - Bio/Tech | Manufacturing - Bio/Tech - Conference Room | Manufac (biotech) Conference | Hol | Closed | 10 | 10 | 0.019994 | 1.3845 | 1.3845 | 1.2307 | 1.1538 | 1.0769 | 1.0769 | 1.0769 | 0 | 0 | 0 | 0 | 0 | 0 | 0 | 0 | 0 | 0 | 0 | 0 | 0 | 0 | 0 | 0 | 0 | 0 | 0 | 0 | 0 | 0 | 0 | 0 | 0 | 0 | 0 | 0 | 0 | 0 | 0 | 0 | 0 | 0 | 0 | 0 | 0 | 0 | 0 | 0 | 0 | 0 | 0 | 0 | 0 | 0 | 0 | 0 | 0 | 0.37425 | 0.37425 | 0.33266 | 0.31187 | 0.29108 | 0.29108 | 0.29108 | 0 | 0 | 0 | 0 | 0 | 0 | 0 | 0 | 0 | 0 | 0 | 0 | 0 | 0 | 0 | 0 | 0 | 0 | 0 | 0 | 0 | 0 | 0 | 0 | 0 | 0 | 0 | 0 | 0 | 0 | 0 | 0 | 0 | 0 | 0 | 0 | 0 | 0 | 0 | 0 | 0 | 0 | 0 | 0 | 0 | 0 | 0 | 0 | 0 | Manufac (biotech) Conference ILit Cls | Manufac (biotech) Conference ILit Cls | 1 | 0 | 0 | Manufac (biotech) Conference ILit2 Cls | Manufac (biotech) Conference ILit Cls | Manufac (biotech) Conference ILit Cls | 1 | 0 | 0 | 1 | 0 | 0 | 0 | 0 | 0 | 0 | 0 | 0 | 0 | 0 | 0 | 0 | 0 | 0 | 0 | 0 | 0 | 0 | 0 | 0 | 0 | 0 | 0 | 0 | 0 | 0 | 0 | 0 | 0 | 0 | 0 | 0 | 0 | 0 | 0 | 0 | 0 | 0 | 0 | 0 | 0 | 0 | 0 | 0 | 0 | 0 | 0 | 0 | 0 | 0 | 0 | 0 | 0 | 0 | 0 | 0 | 0 | 0 | 0 | 0 | 0 | 0 | 0 | 0 | 0 | 0 | 0 | 0 | 0 | 0 | 0 | 0 | 0 | 0 | 0 | 0 | 0 | 0 | 0 | 0 | 0 | 0 | 0 | 0 | 0 | 0 | 0 | 0 | 0 | 0 | 0 | 0 | 0 | 0 | 0 | 0 | 0 | 0 | 0 | 0 | 16 | 0.55 | 0.24 | 0.12 | 0.09 | 0.6962 | 0 | 0 | 0 | 0 | 0 | 0 | 0 | 0 |  | 0.1145 | 0.1145 | 0.11293 | 0.11294 | 0.11343 | 0.11377 | 0.11377 | Manufacturing - Bio/Tech - Conference Room - Hol | 14 | 7 | 19 | 0 | 0 | 0 | 0 | 0 | 0 | 0 | 0 | 0 | 0 | 0 | 0 | 0 | 0 | 0 | 0 | 0 | 0 | 0 | 0 | 0 | 0 | 0 | 0 | 0 | 0 | 0 | 0 | 0 | 0 | 0 | 0 | 0 | 0 |  | 0 | 0 | 0 | 0 | 0 | 0 | 0 | 0 | 0 | 0 | 0 | 0 | 0 | 0 | 0 | 0 | 0 | 0 | 0 | 0 | 0 | 0 | 0 | 0 | 0 | 0 | 0 | 0 | 0 | 0 | 0 | 0 | 0 | 0
1112 | 11 | 12 | 8 | 4 |  |  | Manufacturing - Bio/Tech - Conference Room | Manufacturing - Bio/Tech - Conference Room | Manufacturing - Bio/Tech | Conference Room | Manufacturing - Bio/Tech - Conference Room |  | Manufacturing - Bio/Tech | Manufacturing - Bio/Tech - Conference Room | Manufac (biotech) Conference | all | Open | 251 | 251 | 0.019994 | 1.3845 | 1.3845 | 1.2307 | 1.1538 | 1.0769 | 1.0769 | 1.0769 | 0.027683 | 0.027683 | 0.024607 | 0.023069 | 0.021531 | 0.021531 | 0.021531 | 97.9713 | 97.9713 | 87.0856 | 81.6427 | 76.1999 | 76.1999 | 76.1999 | 0.021454 | 0.021454 | 0.01907 | 0.017878 | 0.016686 | 0.016686 | 0.016686 | 3539.1 | 3539.1 | 3539.1 | 3539.1 | 3539.1 | 3539.1 | 3539.1 | 0 | 0 | 0 | 0 | 0 | 0 | 0 | 0.775 | 0.775 | 0.775 | 0.775 | 0.775 | 0.775 | 0.775 | 0 | 0 | 0 | 0 | 0 | 0 | 0 | 0.37425 | 0.37425 | 0.33266 | 0.31187 | 0.29108 | 0.29108 | 0.29108 | 0.0074826 | 0.0074826 | 0.0066512 | 0.0062355 | 0.0058198 | 0.0058198 | 0.0058198 | 18.6922 | 18.6922 | 16.6153 | 15.5768 | 14.5384 | 14.5384 | 14.5384 | 0.0043087 | 0.0043087 | 0.00383 | 0.0035906 | 0.0033512 | 0.0033512 | 0.0033512 | 2498.0775 | 2498.0775 | 2498.0775 | 2498.0775 | 2498.0775 | 2498.0775 | 2498.0775 | 0 | 0 | 0 | 0 | 0 | 0 | 0 | 0.57583 | 0.57583 | 0.57583 | 0.57583 | 0.57583 | 0.57583 | 0.57583 | 0 | 0 | 0 | 0 | 0 | 0 | 0 | Manufac (biotech) Conference ILit all | Manufac (biotech) Conference ILit all | 3811 | 15 | 90 | Manufac (biotech) Conference ILit2 all | Manufac (biotech) Conference ILit2 all | Manufac (biotech) Conference ILit2 All | 3895 | 8 | 67.5 | 3811 | 14.1 | 0.775 | 0.15 | 0.15 | 0.15 | 0.15 | 0.15 | 0.15 | 0.15 | 0.9 | 0.9 | 0.9 | 0.9 | 0.9 | 0.9 | 0.9 | 0.9 | 0.9 | 0.525 | 0.15 | 0.9 | 0.9 | 0.9 | 0.525 | 0.525 | 0.525 | 9.9525 | 0.57583 | 0.08 | 0.08 | 0.08 | 0.08 | 0.08 | 0.08 | 0.08 | 0.675 | 0.675 | 0.3775 | 0.675 | 0.675 | 0.675 | 0.675 | 0.675 | 0.675 | 0.3775 | 0.08 | 0.675 | 0.675 | 0.675 | 0.3775 | 0.3775 | 0.3775 | 0 | 0 | 0 | 0 | 0 | 0 | 0 | 1 | 1 | 1 | 1 | 1 | 1 | 1 | 1 | 1 | 0.5 | 0 | 1 | 1 | 1 | 0.5 | 0.5 | 0.5 | 0 | 0 | 0 | 0 | 0 | 0 | 0 | 1 | 1 | 0.5 | 1 | 1 | 1 | 1 | 1 | 1 | 0.5 | 0 | 1 | 1 | 1 | 0.5 | 0.5 | 0.5 | 16 | 0.55 | 0.24 | 0.12 | 0.09 | 0.6962 | 0.10774 | 0.0029826 | 0.0029826 | 0.0026512 | 0.0024855 | 0.0023198 | 0.0023198 | 0.0023198 |  | 0.1145 | 0.1145 | 0.11293 | 0.11294 | 0.11343 | 0.11377 | 0.11377 | Manufacturing - Bio/Tech - Conference Room - all | 16 | 7 | 19 | 2240.175 | 1298.925 | 2240.175 | 1298.925 | 0 | 0 | 8.925 | 5.175 | 0 | 0 | 0 | 0 | 0 | 0 | 0 | 0 | 0.15 | 0.9 | 0.9 | 0.9 | 0.9 | 0.9 | 0.9 | 0.9 | 0.9 | 0.9 | 0.525 | 0.15 | 0 | 0 | 0 | 0 | 0 | 0 |  | 1585.065 | 913.0125 | 1585.065 | 913.0125 | 0 | 0 | 6.315 | 3.6375 | 0 | 0 | 0 | 0 | 0 | 0 | 0 | 0 | 0.08 | 0.675 | 0.675 | 0.3775 | 0.675 | 0.675 | 0.675 | 0.675 | 0.675 | 0.675 | 0.3775 | 0.08 | 0 | 0 | 0 | 0 | 0 | 0
1113 | 11 | 13 | 5 | 1 |  |  |  |  | Manufacturing - Bio/Tech | Corridor | Manufacturing - Bio/Tech - Corridor |  | Manufacturing - Bio/Tech | Manufacturing - Bio/Tech - Corridor | Manufac (biotech) Circulation | Sat | Closed | 52 | 52 | 0.20002 | 0.61536 | 0.61536 | 0.46152 | 0.46152 | 0.46152 | 0.46152 | 0.46152 | 0 | 0 | 0 | 0 | 0 | 0 | 0 | 153.6115 | 153.6115 | 115.2086 | 115.2086 | 115.2086 | 115.2086 | 115.2086 | 0 | 0 | 0 | 0 | 0 | 0 | 0 | 0 | 0 | 0 | 0 | 0 | 0 | 0 | 0 | 0 | 0 | 0 | 0 | 0 | 0 | 0 | 0 | 0 | 0 | 0 | 0 | 0 | 0 | 0 | 0 | 0 | 0 | 0 | 0 | 0.16633 | 0.16633 | 0.12475 | 0.12475 | 0.12475 | 0.12475 | 0.12475 | 0 | 0 | 0 | 0 | 0 | 0 | 0 | 41.5214 | 41.5214 | 31.141 | 31.141 | 31.141 | 31.141 | 31.141 | 0 | 0 | 0 | 0 | 0 | 0 | 0 | 0 | 0 | 0 | 0 | 0 | 0 | 0 | 0 | 0 | 0 | 0 | 0 | 0 | 0 | 0 | 0 | 0 | 0 | 0 | 0 | 0 | 0 | 0 | 0 | 0 | 0 | 0 | 0 | Manufac (biotech) Circulation ILit Cls | Manufac (biotech) Circulation ILit Cls | 2 | 100 | 100 | Manufac (biotech) Circulation ILit2 Cls | Manufac (biotech) Circulation ILit Cls | Manufac (biotech) Circulation ILit Cls | 2 | 100 | 100 | 2 | 24 | 1 | [24 empty] | 24 | 1 | 1 | 1 | 1 | 1 | 1 | 1 | 1 | 1 | 1 | 1 | 1 | 1 | 1 | 1 | 1 | 1 | 1 | 1 | 1 | 1 | 1 | 1 | 1 | 1 | 0 | 0 | 0 | 0 | 0 | 0 | 0 | 0 | 0 | 0 | 0 | 0 | 0 | 0 | 0 | 0 | 0 | 0 | 0 | 0 | 0 | 0 | 0 | 0 | 0 | 0 | 0 | 0 | 0 | 0 | 0 | 0 | 0 | 0 | 0 | 0 | 0 | 0 | 0 | 0 | 0 | 0 | 0 | 0 | 0 | 0 | 0 | 0 | 10 | 0.66337 | 0.20792 | 0.079208 | 0.049505 | 0.76136 | 0 | 0 | 0 | 0 | 0 | 0 | 0 | 0 |  | 0.1145 | 0.1145 | 0.11293 | 0.11294 | 0.11343 | 0.11377 | 0.11377 | Manufacturing - Bio/Tech - Corridor - Sat | 10 | 7 | 19 | 0 | 1248 | 0 | 0 | 0 | 1248 | 0 | 0 | 0 | 24 | 0 | 0 | 0 | 0 | 0 | 0 | 0 | 0 | 0 | 0 | 0 | 0 | 0 | 0 | 0 | 0 | 0 | 0 | 0 | 0 | 0 | 0 | 0 | 0 |  | 0 | 1248 | 0 | 0 | 0 | 1248 | 0 | 0 | 0 | 24 | 0 | 0 | 0 | 0 | 0 | 0 | 0 | 0 | 0 | 0 | 0 | 0 | 0 | 0 | 0 | 0 | 0 | 0 | 0 | 0 | 0 | 0 | 0 | 0 | bar: 1 to 24
1114 | 11 | 14 | 6 | 2 |  |  |  |  | Manufacturing - Bio/Tech | Corridor | Manufacturing - Bio/Tech - Corridor |  | Manufacturing - Bio/Tech | Manufacturing - Bio/Tech - Corridor | Manufac (biotech) Circulation | Sun | Closed | 52 | 52 | 0.20002 | 0.61536 | 0.61536 | 0.46152 | 0.46152 | 0.46152 | 0.46152 | 0.46152 | 0 | 0 | 0 | 0 | 0 | 0 | 0 | 153.6115 | 153.6115 | 115.2086 | 115.2086 | 115.2086 | 115.2086 | 115.2086 | 0 | 0 | 0 | 0 | 0 | 0 | 0 | 0 | 0 | 0 | 0 | 0 | 0 | 0 | 0 | 0 | 0 | 0 | 0 | 0 | 0 | 0 | 0 | 0 | 0 | 0 | 0 | 0 | 0 | 0 | 0 | 0 | 0 | 0 | 0 | 0.16633 | 0.16633 | 0.12475 | 0.12475 | 0.12475 | 0.12475 | 0.12475 | 0 | 0 | 0 | 0 | 0 | 0 | 0 | 41.5214 | 41.5214 | 31.141 | 31.141 | 31.141 | 31.141 | 31.141 | 0 | 0 | 0 | 0 | 0 | 0 | 0 | 0 | 0 | 0 | 0 | 0 | 0 | 0 | 0 | 0 | 0 | 0 | 0 | 0 | 0 | 0 | 0 | 0 | 0 | 0 | 0 | 0 | 0 | 0 | 0 | 0 | 0 | 0 | 0 | Manufac (biotech) Circulation ILit Cls | Manufac (biotech) Circulation ILit Cls | 2 | 100 | 100 | Manufac (biotech) Circulation ILit2 Cls | Manufac (biotech) Circulation ILit Cls | Manufac (biotech) Circulation ILit Cls | 2 | 100 | 100 | 2 | 24 | 1 | [24 empty] | 24 | 1 | 1 | 1 | 1 | 1 | 1 | 1 | 1 | 1 | 1 | 1 | 1 | 1 | 1 | 1 | 1 | 1 | 1 | 1 | 1 | 1 | 1 | 1 | 1 | 1 | 0 | 0 | 0 | 0 | 0 | 0 | 0 | 0 | 0 | 0 | 0 | 0 | 0 | 0 | 0 | 0 | 0 | 0 | 0 | 0 | 0 | 0 | 0 | 0 | 0 | 0 | 0 | 0 | 0 | 0 | 0 | 0 | 0 | 0 | 0 | 0 | 0 | 0 | 0 | 0 | 0 | 0 | 0 | 0 | 0 | 0 | 0 | 0 | 10 | 0.66337 | 0.20792 | 0.079208 | 0.049505 | 0.76136 | 0 | 0 | 0 | 0 | 0 | 0 | 0 | 0 |  | 0.1145 | 0.1145 | 0.11293 | 0.11294 | 0.11343 | 0.11377 | 0.11377 | Manufacturing - Bio/Tech - Corridor - Sun | 12 | 7 | 19 | 0 | 1248 | 0 | 0 | 0 | 1248 | 0 | 0 | 0 | 24 | 0 | 0 | 0 | 0 | 0 | 0 | 0 | 0 | 0 | 0 | 0 | 0 | 0 | 0 | 0 | 0 | 0 | 0 | 0 | 0 | 0 | 0 | 0 | 0 |  | 0 | 1248 | 0 | 0 | 0 | 1248 | 0 | 0 | 0 | 24 | 0 | 0 | 0 | 0 | 0 | 0 | 0 | 0 | 0 | 0 | 0 | 0 | 0 | 0 | 0 | 0 | 0 | 0 | 0 | 0 | 0 | 0 | 0 | 0 | bar: 1 to 24
1115 | 11 | 15 | 7 | 3 |  |  |  |  | Manufacturing - Bio/Tech | Corridor | Manufacturing - Bio/Tech - Corridor |  | Manufacturing - Bio/Tech | Manufacturing - Bio/Tech - Corridor | Manufac (biotech) Circulation | Hol | Closed | 10 | 10 | 0.20002 | 0.61536 | 0.61536 | 0.46152 | 0.46152 | 0.46152 | 0.46152 | 0.46152 | 0 | 0 | 0 | 0 | 0 | 0 | 0 | 29.5407 | 29.5407 | 22.1555 | 22.1555 | 22.1555 | 22.1555 | 22.1555 | 0 | 0 | 0 | 0 | 0 | 0 | 0 | 0 | 0 | 0 | 0 | 0 | 0 | 0 | 0 | 0 | 0 | 0 | 0 | 0 | 0 | 0 | 0 | 0 | 0 | 0 | 0 | 0 | 0 | 0 | 0 | 0 | 0 | 0 | 0 | 0.16633 | 0.16633 | 0.12475 | 0.12475 | 0.12475 | 0.12475 | 0.12475 | 0 | 0 | 0 | 0 | 0 | 0 | 0 | 7.9849 | 7.9849 | 5.9887 | 5.9887 | 5.9887 | 5.9887 | 5.9887 | 0 | 0 | 0 | 0 | 0 | 0 | 0 | 0 | 0 | 0 | 0 | 0 | 0 | 0 | 0 | 0 | 0 | 0 | 0 | 0 | 0 | 0 | 0 | 0 | 0 | 0 | 0 | 0 | 0 | 0 | 0 | 0 | 0 | 0 | 0 | Manufac (biotech) Circulation ILit Cls | Manufac (biotech) Circulation ILit Cls | 2 | 100 | 100 | Manufac (biotech) Circulation ILit2 Cls | Manufac (biotech) Circulation ILit Cls | Manufac (biotech) Circulation ILit Cls | 2 | 100 | 100 | 2 | 24 | 1 | [24 empty] | 24 | 1 | 1 | 1 | 1 | 1 | 1 | 1 | 1 | 1 | 1 | 1 | 1 | 1 | 1 | 1 | 1 | 1 | 1 | 1 | 1 | 1 | 1 | 1 | 1 | 1 | 0 | 0 | 0 | 0 | 0 | 0 | 0 | 0 | 0 | 0 | 0 | 0 | 0 | 0 | 0 | 0 | 0 | 0 | 0 | 0 | 0 | 0 | 0 | 0 | 0 | 0 | 0 | 0 | 0 | 0 | 0 | 0 | 0 | 0 | 0 | 0 | 0 | 0 | 0 | 0 | 0 | 0 | 0 | 0 | 0 | 0 | 0 | 0 | 10 | 0.66337 | 0.20792 | 0.079208 | 0.049505 | 0.76136 | 0 | 0 | 0 | 0 | 0 | 0 | 0 | 0 |  | 0.1145 | 0.1145 | 0.11293 | 0.11294 | 0.11343 | 0.11377 | 0.11377 | Manufacturing - Bio/Tech - Corridor - Hol | 14 | 7 | 19 | 0 | 240 | 0 | 0 | 0 | 240 | 0 | 0 | 0 | 24 | 0 | 0 | 0 | 0 | 0 | 0 | 0 | 0 | 0 | 0 | 0 | 0 | 0 | 0 | 0 | 0 | 0 | 0 | 0 | 0 | 0 | 0 | 0 | 0 |  | 0 | 240 | 0 | 0 | 0 | 240 | 0 | 0 | 0 | 24 | 0 | 0 | 0 | 0 | 0 | 0 | 0 | 0 | 0 | 0 | 0 | 0 | 0 | 0 | 0 | 0 | 0 | 0 | 0 | 0 | 0 | 0 | 0 | 0 | bar: 1 to 24
1116 | 11 | 16 | 8 | 4 |  |  | Manufacturing - Bio/Tech - Corridor | Manufacturing - Bio/Tech - Corridor | Manufacturing - Bio/Tech | Corridor | Manufacturing - Bio/Tech - Corridor |  | Manufacturing - Bio/Tech | Manufacturing - Bio/Tech - Corridor | Manufac (biotech) Circulation | all | Open | 251 | 251 | 0.20002 | 0.61536 | 0.61536 | 0.46152 | 0.46152 | 0.46152 | 0.46152 | 0.46152 | 0.12309 | 0.12309 | 0.092315 | 0.092315 | 0.092315 | 0.092315 | 0.092315 | 593.1767 | 593.1767 | 444.8825 | 444.8825 | 444.8825 | 444.8825 | 444.8825 | 0.098469 | 0.098469 | 0.073852 | 0.073852 | 0.073852 | 0.073852 | 0.073852 | 7555.2 | 7555.2 | 7555.2 | 7555.2 | 7555.2 | 7555.2 | 7555.2 | 0 | 0 | 0 | 0 | 0 | 0 | 0 | 0.8 | 0.8 | 0.8 | 0.8 | 0.8 | 0.8 | 0.8 | 0 | 0 | 0 | 0 | 0 | 0 | 0 | 0.16633 | 0.16633 | 0.12475 | 0.12475 | 0.12475 | 0.12475 | 0.12475 | 0.03327 | 0.03327 | 0.024953 | 0.024953 | 0.024953 | 0.024953 | 0.024953 | 160.3364 | 160.3364 | 120.2523 | 120.2523 | 120.2523 | 120.2523 | 120.2523 | 0.026616 | 0.026616 | 0.019962 | 0.019962 | 0.019962 | 0.019962 | 0.019962 | 7555.2 | 7555.2 | 7555.2 | 7555.2 | 7555.2 | 7555.2 | 7555.2 | 0 | 0 | 0 | 0 | 0 | 0 | 0 | 0.8 | 0.8 | 0.8 | 0.8 | 0.8 | 0.8 | 0.8 | 0 | 0 | 0 | 0 | 0 | 0 | 0 | Manufac (biotech) Circulation ILit all | Manufac (biotech) Circulation ILit all | 3816 | 80 | 80 | Manufac (biotech) Circulation ILit2 all | Manufac (biotech) Circulation ILit2 all | Manufac (biotech) Circulation ILit2 All | 3900 | 80 | 80 | 3816 | 19.2 | 0.8 | 0.8 | 0.8 | 0.8 | 0.8 | 0.8 | 0.8 | 0.8 | 0.8 | 0.8 | 0.8 | 0.8 | 0.8 | 0.8 | 0.8 | 0.8 | 0.8 | 0.8 | 0.8 | 0.8 | 0.8 | 0.8 | 0.8 | 0.8 | 0.8 | 19.2 | 0.8 | 0.8 | 0.8 | 0.8 | 0.8 | 0.8 | 0.8 | 0.8 | 0.8 | 0.8 | 0.8 | 0.8 | 0.8 | 0.8 | 0.8 | 0.8 | 0.8 | 0.8 | 0.8 | 0.8 | 0.8 | 0.8 | 0.8 | 0.8 | 0.8 | 0 | 0 | 0 | 0 | 0 | 0 | 0 | 0 | 0 | 0 | 0 | 0 | 0 | 0 | 0 | 0 | 0 | 0 | 0 | 0 | 0 | 0 | 0 | 0 | 0 | 0 | 0 | 0 | 0 | 0 | 0 | 0 | 0 | 0 | 0 | 0 | 0 | 0 | 0 | 0 | 0 | 0 | 0 | 0 | 0 | 0 | 0 | 0 | 10 | 0.66337 | 0.20792 | 0.079208 | 0.049505 | 0.76136 | 0.1664 | 0.020481 | 0.020481 | 0.015361 | 0.015361 | 0.015361 | 0.015361 | 0.015361 |  | 0.1145 | 0.1145 | 0.11293 | 0.11294 | 0.11343 | 0.11377 | 0.11377 | Manufacturing - Bio/Tech - Corridor - all | 16 | 7 | 19 | 2409.6 | 2409.6 | 2409.6 | 2409.6 | 0 | 0 | 9.6 | 9.6 | 0 | 0 | 0 | 0 | 0 | 0 | 0 | 0 | 0.8 | 0.8 | 0.8 | 0.8 | 0.8 | 0.8 | 0.8 | 0.8 | 0.8 | 0.8 | 0.8 | 0.8 | 0 | 0 | 0 | 0 | 0 | 0 |  | 2409.6 | 2409.6 | 2409.6 | 2409.6 | 0 | 0 | 9.6 | 9.6 | 0 | 0 | 0 | 0 | 0 | 0 | 0 | 0 | 0.8 | 0.8 | 0.8 | 0.8 | 0.8 | 0.8 | 0.8 | 0.8 | 0.8 | 0.8 | 0.8 | 0.8 | 0 | 0 | 0 | 0 | 0 | 0
1117 | 11 | 17 | 5 | 1 |  |  |  |  | Manufacturing - Bio/Tech | Dining Area | Manufacturing - Bio/Tech - Dining Area |  | Manufacturing - Bio/Tech | Manufacturing - Bio/Tech - Dining Area | Manufac (biotech) Cafeteria | Sat | Closed | 52 | 52 | 0.029995 | 1.1538 | 1.1538 | 0.99995 | 0.99995 | 0.99995 | 0.99995 | 0.99995 | 0 | 0 | 0 | 0 | 0 | 0 | 0 | 2.1595 | 2.1595 | 1.8716 | 1.8716 | 1.8716 | 1.8716 | 1.8716 | 0 | 0 | 0 | 0 | 0 | 0 | 0 | 0 | 0 | 0 | 0 | 0 | 0 | 0 | 0 | 0 | 0 | 0 | 0 | 0 | 0 | 0 | 0 | 0 | 0 | 0 | 0 | 0 | 0 | 0 | 0 | 0 | 0 | 0 | 0 | 0.31187 | 0.31187 | 0.27029 | 0.27029 | 0.27029 | 0.27029 | 0.27029 | 0 | 0 | 0 | 0 | 0 | 0 | 0 | 0.58373 | 0.58373 | 0.5059 | 0.5059 | 0.5059 | 0.5059 | 0.5059 | 0 | 0 | 0 | 0 | 0 | 0 | 0 | 0 | 0 | 0 | 0 | 0 | 0 | 0 | 0 | 0 | 0 | 0 | 0 | 0 | 0 | 0 | 0 | 0 | 0 | 0 | 0 | 0 | 0 | 0 | 0 | 0 | 0 | 0 | 0 | Manufac (biotech) Cafeteria ILit Cls | Manufac (biotech) Cafeteria ILit Cls | 2 | 5 | 5 | Manufac (biotech) Cafeteria ILit2 Cls | Manufac (biotech) Cafeteria ILit Cls | Manufac (biotech) Cafeteria ILit Cls | 2 | 5 | 5 | 2 | 1.2 | 0.05 | 0.05 | 0.05 | 0.05 | 0.05 | 0.05 | 0.05 | 0.05 | 0.05 | 0.05 | 0.05 | 0.05 | 0.05 | 0.05 | 0.05 | 0.05 | 0.05 | 0.05 | 0.05 | 0.05 | 0.05 | 0.05 | 0.05 | 0.05 | 0.05 | 1.2 | 0.05 | 0.05 | 0.05 | 0.05 | 0.05 | 0.05 | 0.05 | 0.05 | 0.05 | 0.05 | 0.05 | 0.05 | 0.05 | 0.05 | 0.05 | 0.05 | 0.05 | 0.05 | 0.05 | 0.05 | 0.05 | 0.05 | 0.05 | 0.05 | 0.05 | 0 | 0 | 0 | 0 | 0 | 0 | 0 | 0 | 0 | 0 | 0 | 0 | 0 | 0 | 0 | 0 | 0 | 0 | 0 | 0 | 0 | 0 | 0 | 0 | 0 | 0 | 0 | 0 | 0 | 0 | 0 | 0 | 0 | 0 | 0 | 0 | 0 | 0 | 0 | 0 | 0 | 0 | 0 | 0 | 0 | 0 | 0 | 0 | 15 | 0.66337 | 0.20792 | 0.079208 | 0.049505 | 0.76136 | 0 | 0 | 0 | 0 | 0 | 0 | 0 | 0 |  | 0.1145 | 0.1145 | 0.11293 | 0.11294 | 0.11343 | 0.11377 | 0.11377 | Manufacturing - Bio/Tech - Dining Area - Sat | 10 | 7 | 19 | 0 | 62.4 | 0 | 0 | 0 | 62.4 | 0 | 0 | 0 | 1.2 | 0 | 0 | 0 | 0 | 0 | 0 | 0 | 0 | 0 | 0 | 0 | 0 | 0 | 0 | 0 | 0 | 0 | 0 | 0 | 0 | 0 | 0 | 0 | 0 |  | 0 | 62.4 | 0 | 0 | 0 | 62.4 | 0 | 0 | 0 | 1.2 | 0 | 0 | 0 | 0 | 0 | 0 | 0 | 0 | 0 | 0 | 0 | 0 | 0 | 0 | 0 | 0 | 0 | 0 | 0 | 0 | 0 | 0 | 0 | 0
1118 | 11 | 18 | 6 | 2 |  |  |  |  | Manufacturing - Bio/Tech | Dining Area | Manufacturing - Bio/Tech - Dining Area |  | Manufacturing - Bio/Tech | Manufacturing - Bio/Tech - Dining Area | Manufac (biotech) Cafeteria | Sun | Closed | 52 | 52 | 0.029995 | 1.1538 | 1.1538 | 0.99995 | 0.99995 | 0.99995 | 0.99995 | 0.99995 | 0 | 0 | 0 | 0 | 0 | 0 | 0 | 2.1595 | 2.1595 | 1.8716 | 1.8716 | 1.8716 | 1.8716 | 1.8716 | 0 | 0 | 0 | 0 | 0 | 0 | 0 | 0 | 0 | 0 | 0 | 0 | 0 | 0 | 0 | 0 | 0 | 0 | 0 | 0 | 0 | 0 | 0 | 0 | 0 | 0 | 0 | 0 | 0 | 0 | 0 | 0 | 0 | 0 | 0 | 0.31187 | 0.31187 | 0.27029 | 0.27029 | 0.27029 | 0.27029 | 0.27029 | 0 | 0 | 0 | 0 | 0 | 0 | 0 | 0.58373 | 0.58373 | 0.5059 | 0.5059 | 0.5059 | 0.5059 | 0.5059 | 0 | 0 | 0 | 0 | 0 | 0 | 0 | 0 | 0 | 0 | 0 | 0 | 0 | 0 | 0 | 0 | 0 | 0 | 0 | 0 | 0 | 0 | 0 | 0 | 0 | 0 | 0 | 0 | 0 | 0 | 0 | 0 | 0 | 0 | 0 | Manufac (biotech) Cafeteria ILit Cls | Manufac (biotech) Cafeteria ILit Cls | 2 | 5 | 5 | Manufac (biotech) Cafeteria ILit2 Cls | Manufac (biotech) Cafeteria ILit Cls | Manufac (biotech) Cafeteria ILit Cls | 2 | 5 | 5 | 2 | 1.2 | 0.05 | 0.05 | 0.05 | 0.05 | 0.05 | 0.05 | 0.05 | 0.05 | 0.05 | 0.05 | 0.05 | 0.05 | 0.05 | 0.05 | 0.05 | 0.05 | 0.05 | 0.05 | 0.05 | 0.05 | 0.05 | 0.05 | 0.05 | 0.05 | 0.05 | 1.2 | 0.05 | 0.05 | 0.05 | 0.05 | 0.05 | 0.05 | 0.05 | 0.05 | 0.05 | 0.05 | 0.05 | 0.05 | 0.05 | 0.05 | 0.05 | 0.05 | 0.05 | 0.05 | 0.05 | 0.05 | 0.05 | 0.05 | 0.05 | 0.05 | 0.05 | 0 | 0 | 0 | 0 | 0 | 0 | 0 | 0 | 0 | 0 | 0 | 0 | 0 | 0 | 0 | 0 | 0 | 0 | 0 | 0 | 0 | 0 | 0 | 0 | 0 | 0 | 0 | 0 | 0 | 0 | 0 | 0 | 0 | 0 | 0 | 0 | 0 | 0 | 0 | 0 | 0 | 0 | 0 | 0 | 0 | 0 | 0 | 0 | 15 | 0.66337 | 0.20792 | 0.079208 | 0.049505 | 0.76136 | 0 | 0 | 0 | 0 | 0 | 0 | 0 | 0 |  | 0.1145 | 0.1145 | 0.11293 | 0.11294 | 0.11343 | 0.11377 | 0.11377 | Manufacturing - Bio/Tech - Dining Area - Sun | 12 | 7 | 19 | 0 | 62.4 | 0 | 0 | 0 | 62.4 | 0 | 0 | 0 | 1.2 | 0 | 0 | 0 | 0 | 0 | 0 | 0 | 0 | 0 | 0 | 0 | 0 | 0 | 0 | 0 | 0 | 0 | 0 | 0 | 0 | 0 | 0 | 0 | 0 |  | 0 | 62.4 | 0 | 0 | 0 | 62.4 | 0 | 0 | 0 | 1.2 | 0 | 0 | 0 | 0 | 0 | 0 | 0 | 0 | 0 | 0 | 0 | 0 | 0 | 0 | 0 | 0 | 0 | 0 | 0 | 0 | 0 | 0 | 0 | 0
1119 | 11 | 19 | 7 | 3 |  |  |  |  | Manufacturing - Bio/Tech | Dining Area | Manufacturing - Bio/Tech - Dining Area |  | Manufacturing - Bio/Tech | Manufacturing - Bio/Tech - Dining Area | Manufac (biotech) Cafeteria | Hol | Closed | 10 | 10 | 0.029995 | 1.1538 | 1.1538 | 0.99995 | 0.99995 | 0.99995 | 0.99995 | 0.99995 | 0 | 0 | 0 | 0 | 0 | 0 | 0 | 0.4153 | 0.4153 | 0.35992 | 0.35992 | 0.35992 | 0.35992 | 0.35992 | 0 | 0 | 0 | 0 | 0 | 0 | 0 | 0 | 0 | 0 | 0 | 0 | 0 | 0 | 0 | 0 | 0 | 0 | 0 | 0 | 0 | 0 | 0 | 0 | 0 | 0 | 0 | 0 | 0 | 0 | 0 | 0 | 0 | 0 | 0 | 0.31187 | 0.31187 | 0.27029 | 0.27029 | 0.27029 | 0.27029 | 0.27029 | 0 | 0 | 0 | 0 | 0 | 0 | 0 | 0.11226 | 0.11226 | 0.097288 | 0.097288 | 0.097288 | 0.097288 | 0.097288 | 0 | 0 | 0 | 0 | 0 | 0 | 0 | 0 | 0 | 0 | 0 | 0 | 0 | 0 | 0 | 0 | 0 | 0 | 0 | 0 | 0 | 0 | 0 | 0 | 0 | 0 | 0 | 0 | 0 | 0 | 0 | 0 | 0 | 0 | 0 | Manufac (biotech) Cafeteria ILit Cls | Manufac (biotech) Cafeteria ILit Cls | 2 | 5 | 5 | Manufac (biotech) Cafeteria ILit2 Cls | Manufac (biotech) Cafeteria ILit Cls | Manufac (biotech) Cafeteria ILit Cls | 2 | 5 | 5 | 2 | 1.2 | 0.05 | 0.05 | 0.05 | 0.05 | 0.05 | 0.05 | 0.05 | 0.05 | 0.05 | 0.05 | 0.05 | 0.05 | 0.05 | 0.05 | 0.05 | 0.05 | 0.05 | 0.05 | 0.05 | 0.05 | 0.05 | 0.05 | 0.05 | 0.05 | 0.05 | 1.2 | 0.05 | 0.05 | 0.05 | 0.05 | 0.05 | 0.05 | 0.05 | 0.05 | 0.05 | 0.05 | 0.05 | 0.05 | 0.05 | 0.05 | 0.05 | 0.05 | 0.05 | 0.05 | 0.05 | 0.05 | 0.05 | 0.05 | 0.05 | 0.05 | 0.05 | 0 | 0 | 0 | 0 | 0 | 0 | 0 | 0 | 0 | 0 | 0 | 0 | 0 | 0 | 0 | 0 | 0 | 0 | 0 | 0 | 0 | 0 | 0 | 0 | 0 | 0 | 0 | 0 | 0 | 0 | 0 | 0 | 0 | 0 | 0 | 0 | 0 | 0 | 0 | 0 | 0 | 0 | 0 | 0 | 0 | 0 | 0 | 0 | 15 | 0.66337 | 0.20792 | 0.079208 | 0.049505 | 0.76136 | 0 | 0 | 0 | 0 | 0 | 0 | 0 | 0 |  | 0.1145 | 0.1145 | 0.11293 | 0.11294 | 0.11343 | 0.11377 | 0.11377 | Manufacturing - Bio/Tech - Dining Area - Hol | 14 | 7 | 19 | 0 | 12 | 0 | 0 | 0 | 12 | 0 | 0 | 0 | 1.2 | 0 | 0 | 0 | 0 | 0 | 0 | 0 | 0 | 0 | 0 | 0 | 0 | 0 | 0 | 0 | 0 | 0 | 0 | 0 | 0 | 0 | 0 | 0 | 0 |  | 0 | 12 | 0 | 0 | 0 | 12 | 0 | 0 | 0 | 1.2 | 0 | 0 | 0 | 0 | 0 | 0 | 0 | 0 | 0 | 0 | 0 | 0 | 0 | 0 | 0 | 0 | 0 | 0 | 0 | 0 | 0 | 0 | 0 | 0
1120 | 11 | 20 | 8 | 4 |  |  | Manufacturing - Bio/Tech - Dining Area | Manufacturing - Bio/Tech - Dining Area | Manufacturing - Bio/Tech | Dining Area | Manufacturing - Bio/Tech - Dining Area |  | Manufacturing - Bio/Tech | Manufacturing - Bio/Tech - Dining Area | Manufac (biotech) Cafeteria | all | Open | 251 | 251 | 0.029995 | 1.1538 | 1.1538 | 0.99995 | 0.99995 | 0.99995 | 0.99995 | 0.99995 | 0.034608 | 0.034608 | 0.029994 | 0.029994 | 0.029994 | 0.029994 | 0.029994 | 100.4906 | 100.4906 | 87.0918 | 87.0918 | 87.0918 | 87.0918 | 87.0918 | 0.02972 | 0.02972 | 0.025758 | 0.025758 | 0.025758 | 0.025758 | 0.025758 | 3040.4737 | 3040.4737 | 3040.4737 | 3040.4737 | 3040.4737 | 3040.4737 | 3040.4737 | 0 | 0 | 0 | 0 | 0 | 0 | 0 | 0.85877 | 0.85877 | 0.85877 | 0.85877 | 0.85877 | 0.85877 | 0.85877 | 0 | 0 | 0 | 0 | 0 | 0 | 0 | 0.31187 | 0.31187 | 0.27029 | 0.27029 | 0.27029 | 0.27029 | 0.27029 | 0.0093546 | 0.0093546 | 0.0081073 | 0.0081073 | 0.0081073 | 0.0081073 | 0.0081073 | 24.0732 | 24.0732 | 20.8635 | 20.8635 | 20.8635 | 20.8635 | 20.8635 | 0.0074509 | 0.0074509 | 0.0064574 | 0.0064574 | 0.0064574 | 0.0064574 | 0.0064574 | 2710.2105 | 2710.2105 | 2710.2105 | 2710.2105 | 2710.2105 | 2710.2105 | 2710.2105 | 0 | 0 | 0 | 0 | 0 | 0 | 0 | 0.79649 | 0.79649 | 0.79649 | 0.79649 | 0.79649 | 0.79649 | 0.79649 | 0 | 0 | 0 | 0 | 0 | 0 | 0 | Manufac (biotech) Cafeteria ILit all | Manufac (biotech) Cafeteria ILit all | 3812 | 15 | 90 | Manufac (biotech) Cafeteria ILit2 all | Manufac (biotech) Cafeteria ILit2 all | Manufac (biotech) Cafeteria ILit2 All | 3896 | 10 | 85 | 3812 | 11.5684 | 0.85877 | 0.15 | 0.15 | 0.15 | 0.15 | 0.15 | 0.15 | 0.28421 | 0.82105 | 0.9 | 0.9 | 0.9 | 0.9 | 0.9 | 0.9 | 0.9 | 0.9 | 0.77632 | 0.59737 | 0.23947 | 0.15 | 0.15 | 0.15 | 0.15 | 0.15 | 10.2526 | 0.79649 | 0.1 | 0.1 | 0.1 | 0.1 | 0.1 | 0.1 | 0.22632 | 0.73158 | 0.85 | 0.85 | 0.85 | 0.85 | 0.85 | 0.85 | 0.85 | 0.85 | 0.68947 | 0.52105 | 0.18421 | 0.1 | 0.1 | 0.1 | 0.1 | 0.1 | 0 | 0 | 0 | 0 | 0 | 0 | 0.17895 | 0.89474 | 1 | 1 | 1 | 1 | 1 | 1 | 1 | 1 | 0.83509 | 0.59649 | 0.1193 | 0 | 0 | 0 | 0 | 0 | 0 | 0 | 0 | 0 | 0 | 0 | 0.16842 | 0.84211 | 1 | 1 | 1 | 1 | 1 | 1 | 1 | 1 | 0.78596 | 0.5614 | 0.11228 | 0 | 0 | 0 | 0 | 0 | 15 | 0.66337 | 0.20792 | 0.079208 | 0.049505 | 0.76136 | 0.10695 | 0.0037012 | 0.0037012 | 0.0032077 | 0.0032077 | 0.0032077 | 0.0032077 | 0.0032077 |  | 0.1145 | 0.1145 | 0.11293 | 0.11294 | 0.11343 | 0.11377 | 0.11377 | Manufacturing - Bio/Tech - Dining Area - all | 16 | 7 | 19 | 2429.4158 | 474.2579 | 2429.4158 | 474.2579 | 0 | 0 | 9.6789 | 1.8895 | 0 | 0 | 0 | 0 | 0 | 0 | 0 | 0 | 0.28421 | 0.82105 | 0.9 | 0.9 | 0.9 | 0.9 | 0.9 | 0.9 | 0.9 | 0.9 | 0.77632 | 0.59737 | 0 | 0 | 0 | 0 | 0 | 0 |  | 2251.0737 | 322.3368 | 2251.0737 | 322.3368 | 0 | 0 | 8.9684 | 1.2842 | 0 | 0 | 0 | 0 | 0 | 0 | 0 | 0 | 0.22632 | 0.73158 | 0.85 | 0.85 | 0.85 | 0.85 | 0.85 | 0.85 | 0.85 | 0.85 | 0.68947 | 0.52105 | 0 | 0 | 0 | 0 | 0 | 0
1121 | 11 | 21 | 5 | 1 |  |  |  |  | Manufacturing - Bio/Tech | Kitchen and Food Preparation | Manufacturing - Bio/Tech - Kitchen and Food Preparation |  | Manufacturing - Bio/Tech | Manufacturing - Bio/Tech - Kitchen and Food Preparation | Manufac (biotech) Kitchen | Sat | Closed | 52 | 52 | 0.010001 | 1.3076 | 1.3076 | 1.3076 | 1.3076 | 1.2307 | 1.2307 | 1.2307 | 0 | 0 | 0 | 0 | 0 | 0 | 0 | 0.81602 | 0.81602 | 0.81602 | 0.81602 | 0.76802 | 0.76802 | 0.76802 | 0 | 0 | 0 | 0 | 0 | 0 | 0 | 0 | 0 | 0 | 0 | 0 | 0 | 0 | 0 | 0 | 0 | 0 | 0 | 0 | 0 | 0 | 0 | 0 | 0 | 0 | 0 | 0 | 0 | 0 | 0 | 0 | 0 | 0 | 0 | 0.35345 | 0.35345 | 0.35345 | 0.35345 | 0.33266 | 0.33266 | 0.33266 | 0 | 0 | 0 | 0 | 0 | 0 | 0 | 0.22057 | 0.22057 | 0.22057 | 0.22057 | 0.2076 | 0.2076 | 0.2076 | 0 | 0 | 0 | 0 | 0 | 0 | 0 | 0 | 0 | 0 | 0 | 0 | 0 | 0 | 0 | 0 | 0 | 0 | 0 | 0 | 0 | 0 | 0 | 0 | 0 | 0 | 0 | 0 | 0 | 0 | 0 | 0 | 0 | 0 | 0 | Manufac (biotech) Kitchen ILit Cls | Manufac (biotech) Kitchen ILit Cls | 2 | 5 | 5 | Manufac (biotech) Kitchen ILit2 Cls | Manufac (biotech) Kitchen ILit Cls | Manufac (biotech) Kitchen ILit Cls | 2 | 5 | 5 | 2 | 1.2 | 0.05 | 0.05 | 0.05 | 0.05 | 0.05 | 0.05 | 0.05 | 0.05 | 0.05 | 0.05 | 0.05 | 0.05 | 0.05 | 0.05 | 0.05 | 0.05 | 0.05 | 0.05 | 0.05 | 0.05 | 0.05 | 0.05 | 0.05 | 0.05 | 0.05 | 1.2 | 0.05 | 0.05 | 0.05 | 0.05 | 0.05 | 0.05 | 0.05 | 0.05 | 0.05 | 0.05 | 0.05 | 0.05 | 0.05 | 0.05 | 0.05 | 0.05 | 0.05 | 0.05 | 0.05 | 0.05 | 0.05 | 0.05 | 0.05 | 0.05 | 0.05 | 0 | 0 | 0 | 0 | 0 | 0 | 0 | 0 | 0 | 0 | 0 | 0 | 0 | 0 | 0 | 0 | 0 | 0 | 0 | 0 | 0 | 0 | 0 | 0 | 0 | 0 | 0 | 0 | 0 | 0 | 0 | 0 | 0 | 0 | 0 | 0 | 0 | 0 | 0 | 0 | 0 | 0 | 0 | 0 | 0 | 0 | 0 | 0 | 15 | 0.66337 | 0.20792 | 0.079208 | 0.049505 | 0.76136 | 0 | 0 | 0 | 0 | 0 | 0 | 0 | 0 |  | 0.1145 | 0.1145 | 0.11293 | 0.11294 | 0.11343 | 0.11377 | 0.11377 | Manufacturing - Bio/Tech - Kitchen and Food Preparation - Sat | 10 | 7 | 19 | 0 | 62.4 | 0 | 0 | 0 | 62.4 | 0 | 0 | 0 | 1.2 | 0 | 0 | 0 | 0 | 0 | 0 | 0 | 0 | 0 | 0 | 0 | 0 | 0 | 0 | 0 | 0 | 0 | 0 | 0 | 0 | 0 | 0 | 0 | 0 |  | 0 | 62.4 | 0 | 0 | 0 | 62.4 | 0 | 0 | 0 | 1.2 | 0 | 0 | 0 | 0 | 0 | 0 | 0 | 0 | 0 | 0 | 0 | 0 | 0 | 0 | 0 | 0 | 0 | 0 | 0 | 0 | 0 | 0 | 0 | 0
1122 | 11 | 22 | 6 | 2 |  |  |  |  | Manufacturing - Bio/Tech | Kitchen and Food Preparation | Manufacturing - Bio/Tech - Kitchen and Food Preparation |  | Manufacturing - Bio/Tech | Manufacturing - Bio/Tech - Kitchen and Food Preparation | Manufac (biotech) Kitchen | Sun | Closed | 52 | 52 | 0.010001 | 1.3076 | 1.3076 | 1.3076 | 1.3076 | 1.2307 | 1.2307 | 1.2307 | 0 | 0 | 0 | 0 | 0 | 0 | 0 | 0.81602 | 0.81602 | 0.81602 | 0.81602 | 0.76802 | 0.76802 | 0.76802 | 0 | 0 | 0 | 0 | 0 | 0 | 0 | 0 | 0 | 0 | 0 | 0 | 0 | 0 | 0 | 0 | 0 | 0 | 0 | 0 | 0 | 0 | 0 | 0 | 0 | 0 | 0 | 0 | 0 | 0 | 0 | 0 | 0 | 0 | 0 | 0.35345 | 0.35345 | 0.35345 | 0.35345 | 0.33266 | 0.33266 | 0.33266 | 0 | 0 | 0 | 0 | 0 | 0 | 0 | 0.22057 | 0.22057 | 0.22057 | 0.22057 | 0.2076 | 0.2076 | 0.2076 | 0 | 0 | 0 | 0 | 0 | 0 | 0 | 0 | 0 | 0 | 0 | 0 | 0 | 0 | 0 | 0 | 0 | 0 | 0 | 0 | 0 | 0 | 0 | 0 | 0 | 0 | 0 | 0 | 0 | 0 | 0 | 0 | 0 | 0 | 0 | Manufac (biotech) Kitchen ILit Cls | Manufac (biotech) Kitchen ILit Cls | 2 | 5 | 5 | Manufac (biotech) Kitchen ILit2 Cls | Manufac (biotech) Kitchen ILit Cls | Manufac (biotech) Kitchen ILit Cls | 2 | 5 | 5 | 2 | 1.2 | 0.05 | 0.05 | 0.05 | 0.05 | 0.05 | 0.05 | 0.05 | 0.05 | 0.05 | 0.05 | 0.05 | 0.05 | 0.05 | 0.05 | 0.05 | 0.05 | 0.05 | 0.05 | 0.05 | 0.05 | 0.05 | 0.05 | 0.05 | 0.05 | 0.05 | 1.2 | 0.05 | 0.05 | 0.05 | 0.05 | 0.05 | 0.05 | 0.05 | 0.05 | 0.05 | 0.05 | 0.05 | 0.05 | 0.05 | 0.05 | 0.05 | 0.05 | 0.05 | 0.05 | 0.05 | 0.05 | 0.05 | 0.05 | 0.05 | 0.05 | 0.05 | 0 | 0 | 0 | 0 | 0 | 0 | 0 | 0 | 0 | 0 | 0 | 0 | 0 | 0 | 0 | 0 | 0 | 0 | 0 | 0 | 0 | 0 | 0 | 0 | 0 | 0 | 0 | 0 | 0 | 0 | 0 | 0 | 0 | 0 | 0 | 0 | 0 | 0 | 0 | 0 | 0 | 0 | 0 | 0 | 0 | 0 | 0 | 0 | 15 | 0.66337 | 0.20792 | 0.079208 | 0.049505 | 0.76136 | 0 | 0 | 0 | 0 | 0 | 0 | 0 | 0 |  | 0.1145 | 0.1145 | 0.11293 | 0.11294 | 0.11343 | 0.11377 | 0.11377 | Manufacturing - Bio/Tech - Kitchen and Food Preparation - Sun | 12 | 7 | 19 | 0 | 62.4 | 0 | 0 | 0 | 62.4 | 0 | 0 | 0 | 1.2 | 0 | 0 | 0 | 0 | 0 | 0 | 0 | 0 | 0 | 0 | 0 | 0 | 0 | 0 | 0 | 0 | 0 | 0 | 0 | 0 | 0 | 0 | 0 | 0 |  | 0 | 62.4 | 0 | 0 | 0 | 62.4 | 0 | 0 | 0 | 1.2 | 0 | 0 | 0 | 0 | 0 | 0 | 0 | 0 | 0 | 0 | 0 | 0 | 0 | 0 | 0 | 0 | 0 | 0 | 0 | 0 | 0 | 0 | 0 | 0
1123 | 11 | 23 | 7 | 3 |  |  |  |  | Manufacturing - Bio/Tech | Kitchen and Food Preparation | Manufacturing - Bio/Tech - Kitchen and Food Preparation |  | Manufacturing - Bio/Tech | Manufacturing - Bio/Tech - Kitchen and Food Preparation | Manufac (biotech) Kitchen | Hol | Closed | 10 | 10 | 0.010001 | 1.3076 | 1.3076 | 1.3076 | 1.3076 | 1.2307 | 1.2307 | 1.2307 | 0 | 0 | 0 | 0 | 0 | 0 | 0 | 0.15693 | 0.15693 | 0.15693 | 0.15693 | 0.1477 | 0.1477 | 0.1477 | 0 | 0 | 0 | 0 | 0 | 0 | 0 | 0 | 0 | 0 | 0 | 0 | 0 | 0 | 0 | 0 | 0 | 0 | 0 | 0 | 0 | 0 | 0 | 0 | 0 | 0 | 0 | 0 | 0 | 0 | 0 | 0 | 0 | 0 | 0 | 0.35345 | 0.35345 | 0.35345 | 0.35345 | 0.33266 | 0.33266 | 0.33266 | 0 | 0 | 0 | 0 | 0 | 0 | 0 | 0.042417 | 0.042417 | 0.042417 | 0.042417 | 0.039922 | 0.039922 | 0.039922 | 0 | 0 | 0 | 0 | 0 | 0 | 0 | 0 | 0 | 0 | 0 | 0 | 0 | 0 | 0 | 0 | 0 | 0 | 0 | 0 | 0 | 0 | 0 | 0 | 0 | 0 | 0 | 0 | 0 | 0 | 0 | 0 | 0 | 0 | 0 | Manufac (biotech) Kitchen ILit Cls | Manufac (biotech) Kitchen ILit Cls | 2 | 5 | 5 | Manufac (biotech) Kitchen ILit2 Cls | Manufac (biotech) Kitchen ILit Cls | Manufac (biotech) Kitchen ILit Cls | 2 | 5 | 5 | 2 | 1.2 | 0.05 | 0.05 | 0.05 | 0.05 | 0.05 | 0.05 | 0.05 | 0.05 | 0.05 | 0.05 | 0.05 | 0.05 | 0.05 | 0.05 | 0.05 | 0.05 | 0.05 | 0.05 | 0.05 | 0.05 | 0.05 | 0.05 | 0.05 | 0.05 | 0.05 | 1.2 | 0.05 | 0.05 | 0.05 | 0.05 | 0.05 | 0.05 | 0.05 | 0.05 | 0.05 | 0.05 | 0.05 | 0.05 | 0.05 | 0.05 | 0.05 | 0.05 | 0.05 | 0.05 | 0.05 | 0.05 | 0.05 | 0.05 | 0.05 | 0.05 | 0.05 | 0 | 0 | 0 | 0 | 0 | 0 | 0 | 0 | 0 | 0 | 0 | 0 | 0 | 0 | 0 | 0 | 0 | 0 | 0 | 0 | 0 | 0 | 0 | 0 | 0 | 0 | 0 | 0 | 0 | 0 | 0 | 0 | 0 | 0 | 0 | 0 | 0 | 0 | 0 | 0 | 0 | 0 | 0 | 0 | 0 | 0 | 0 | 0 | 15 | 0.66337 | 0.20792 | 0.079208 | 0.049505 | 0.76136 | 0 | 0 | 0 | 0 | 0 | 0 | 0 | 0 |  | 0.1145 | 0.1145 | 0.11293 | 0.11294 | 0.11343 | 0.11377 | 0.11377 | Manufacturing - Bio/Tech - Kitchen and Food Preparation - Hol | 14 | 7 | 19 | 0 | 12 | 0 | 0 | 0 | 12 | 0 | 0 | 0 | 1.2 | 0 | 0 | 0 | 0 | 0 | 0 | 0 | 0 | 0 | 0 | 0 | 0 | 0 | 0 | 0 | 0 | 0 | 0 | 0 | 0 | 0 | 0 | 0 | 0 |  | 0 | 12 | 0 | 0 | 0 | 12 | 0 | 0 | 0 | 1.2 | 0 | 0 | 0 | 0 | 0 | 0 | 0 | 0 | 0 | 0 | 0 | 0 | 0 | 0 | 0 | 0 | 0 | 0 | 0 | 0 | 0 | 0 | 0 | 0
1124 | 11 | 24 | 8 | 4 |  |  | Manufacturing - Bio/Tech - Kitchen and Food Preparation | Manufacturing - Bio/Tech - Kitchen and Food Preparation | Manufacturing - Bio/Tech | Kitchen and Food Preparation | Manufacturing - Bio/Tech - Kitchen and Food Preparation |  | Manufacturing - Bio/Tech | Manufacturing - Bio/Tech - Kitchen and Food Preparation | Manufac (biotech) Kitchen | all | Open | 251 | 251 | 0.010001 | 1.3076 | 1.3076 | 1.3076 | 1.3076 | 1.2307 | 1.2307 | 1.2307 | 0.013077 | 0.013077 | 0.013077 | 0.013077 | 0.012308 | 0.012308 | 0.012308 | 37.972 | 37.972 | 37.972 | 37.972 | 35.7383 | 35.7383 | 35.7383 | 0.01123 | 0.01123 | 0.01123 | 0.01123 | 0.01057 | 0.01057 | 0.01057 | 3040.4737 | 3040.4737 | 3040.4737 | 3040.4737 | 3040.4737 | 3040.4737 | 3040.4737 | 0 | 0 | 0 | 0 | 0 | 0 | 0 | 0.85877 | 0.85877 | 0.85877 | 0.85877 | 0.85877 | 0.85877 | 0.85877 | 0 | 0 | 0 | 0 | 0 | 0 | 0 | 0.35345 | 0.35345 | 0.35345 | 0.35345 | 0.33266 | 0.33266 | 0.33266 | 0.0035348 | 0.0035348 | 0.0035348 | 0.0035348 | 0.0033269 | 0.0033269 | 0.0033269 | 8.7509 | 8.7509 | 8.7509 | 8.7509 | 8.2361 | 8.2361 | 8.2361 | 0.0027658 | 0.0027658 | 0.0027658 | 0.0027658 | 0.0026031 | 0.0026031 | 0.0026031 | 2612.4526 | 2612.4526 | 2612.4526 | 2612.4526 | 2612.4526 | 2612.4526 | 2612.4526 | 0 | 0 | 0 | 0 | 0 | 0 | 0 | 0.78246 | 0.78246 | 0.78246 | 0.78246 | 0.78246 | 0.78246 | 0.78246 | 0 | 0 | 0 | 0 | 0 | 0 | 0 | Manufac (biotech) Kitchen ILit all | Manufac (biotech) Kitchen ILit all | 3807 | 15 | 90 | Manufac (biotech) Kitchen ILit2 all | Manufac (biotech) Kitchen ILit2 all | Manufac (biotech) Kitchen ILit2 All | 3891 | 8 | 85 | 3807 | 11.5684 | 0.85877 | 0.15 | 0.15 | 0.15 | 0.15 | 0.15 | 0.15 | 0.28421 | 0.82105 | 0.9 | 0.9 | 0.9 | 0.9 | 0.9 | 0.9 | 0.9 | 0.9 | 0.77632 | 0.59737 | 0.23947 | 0.15 | 0.15 | 0.15 | 0.15 | 0.15 | 9.8632 | 0.78246 | 0.08 | 0.08 | 0.08 | 0.08 | 0.08 | 0.08 | 0.20158 | 0.68789 | 0.85 | 0.85 | 0.85 | 0.85 | 0.85 | 0.85 | 0.85 | 0.85 | 0.64737 | 0.48526 | 0.16105 | 0.08 | 0.08 | 0.08 | 0.08 | 0.08 | 0 | 0 | 0 | 0 | 0 | 0 | 0.17895 | 0.89474 | 1 | 1 | 1 | 1 | 1 | 1 | 1 | 1 | 0.83509 | 0.59649 | 0.1193 | 0 | 0 | 0 | 0 | 0 | 0 | 0 | 0 | 0 | 0 | 0 | 0.15789 | 0.78947 | 1 | 1 | 1 | 1 | 1 | 1 | 1 | 1 | 0.73684 | 0.52632 | 0.10526 | 0 | 0 | 0 | 0 | 0 | 15 | 0.66337 | 0.20792 | 0.079208 | 0.049505 | 0.76136 | 0.10695 | 0.0013985 | 0.0013985 | 0.0013985 | 0.0013985 | 0.0013163 | 0.0013163 | 0.0013163 |  | 0.1145 | 0.1145 | 0.11293 | 0.11294 | 0.11343 | 0.11377 | 0.11377 | Manufacturing - Bio/Tech - Kitchen and Food Preparation - all | 16 | 7 | 19 | 2429.4158 | 474.2579 | 2429.4158 | 474.2579 | 0 | 0 | 9.6789 | 1.8895 | 0 | 0 | 0 | 0 | 0 | 0 | 0 | 0 | 0.28421 | 0.82105 | 0.9 | 0.9 | 0.9 | 0.9 | 0.9 | 0.9 | 0.9 | 0.9 | 0.77632 | 0.59737 | 0 | 0 | 0 | 0 | 0 | 0 |  | 2214.3484 | 261.3042 | 2214.3484 | 261.3042 | 0 | 0 | 8.8221 | 1.0411 | 0 | 0 | 0 | 0 | 0 | 0 | 0 | 0 | 0.20158 | 0.68789 | 0.85 | 0.85 | 0.85 | 0.85 | 0.85 | 0.85 | 0.85 | 0.85 | 0.64737 | 0.48526 | 0 | 0 | 0 | 0 | 0 | 0
1125 | 11 | 25 | 5 | 1 |  |  |  |  | Manufacturing - Bio/Tech | Office (General) | Manufacturing - Bio/Tech - Office (General) |  | Manufacturing - Bio/Tech | Manufacturing - Bio/Tech - Office (General) | Manufac (biotech) Admin | Sat | Closed | 52 | 52 | 0.26663 | 0.99995 | 0.99995 | 0.99995 | 0.99995 | 0.99995 | 0.80765 | 0.80765 | 0 | 0 | 0 | 0 | 0 | 0 | 0 | 16.6368 | 16.6368 | 16.6368 | 16.6368 | 16.6368 | 13.4374 | 13.4374 | 0 | 0 | 0 | 0 | 0 | 0 | 0 | 0 | 0 | 0 | 0 | 0 | 0 | 0 | 0 | 0 | 0 | 0 | 0 | 0 | 0 | 0 | 0 | 0 | 0 | 0 | 0 | 0 | 0 | 0 | 0 | 0 | 0 | 0 | 0 | 0.27029 | 0.27029 | 0.27029 | 0.27029 | 0.27029 | 0.21831 | 0.21831 | 0 | 0 | 0 | 0 | 0 | 0 | 0 | 4.4969 | 4.4969 | 4.4969 | 4.4969 | 4.4969 | 3.6321 | 3.6321 | 0 | 0 | 0 | 0 | 0 | 0 | 0 | 0 | 0 | 0 | 0 | 0 | 0 | 0 | 0 | 0 | 0 | 0 | 0 | 0 | 0 | 0 | 0 | 0 | 0 | 0 | 0 | 0 | 0 | 0 | 0 | 0 | 0 | 0 | 0 | Manufac (biotech) Admin ILit Cls | Manufac (biotech) Admin ILit Cls | 2 | 5 | 5 | Manufac (biotech) Admin ILit2 Cls | Manufac (biotech) Admin ILit Cls | Manufac (biotech) Admin ILit Cls | 2 | 5 | 5 | 2 | 1.2 | 0.05 | 0.05 | 0.05 | 0.05 | 0.05 | 0.05 | 0.05 | 0.05 | 0.05 | 0.05 | 0.05 | 0.05 | 0.05 | 0.05 | 0.05 | 0.05 | 0.05 | 0.05 | 0.05 | 0.05 | 0.05 | 0.05 | 0.05 | 0.05 | 0.05 | 1.2 | 0.05 | 0.05 | 0.05 | 0.05 | 0.05 | 0.05 | 0.05 | 0.05 | 0.05 | 0.05 | 0.05 | 0.05 | 0.05 | 0.05 | 0.05 | 0.05 | 0.05 | 0.05 | 0.05 | 0.05 | 0.05 | 0.05 | 0.05 | 0.05 | 0.05 | 0 | 0 | 0 | 0 | 0 | 0 | 0 | 0 | 0 | 0 | 0 | 0 | 0 | 0 | 0 | 0 | 0 | 0 | 0 | 0 | 0 | 0 | 0 | 0 | 0 | 0 | 0 | 0 | 0 | 0 | 0 | 0 | 0 | 0 | 0 | 0 | 0 | 0 | 0 | 0 | 0 | 0 | 0 | 0 | 0 | 0 | 0 | 0 | 15 | 0.66337 | 0.20792 | 0.079208 | 0.049505 | 0.76136 | 0 | 0 | 0 | 0 | 0 | 0 | 0 | 0 |  | 0.1145 | 0.1145 | 0.11293 | 0.11294 | 0.11343 | 0.11377 | 0.11377 | Manufacturing - Bio/Tech - Office (General) - Sat | 10 | 7 | 19 | 0 | 62.4 | 0 | 0 | 0 | 62.4 | 0 | 0 | 0 | 1.2 | 0 | 0 | 0 | 0 | 0 | 0 | 0 | 0 | 0 | 0 | 0 | 0 | 0 | 0 | 0 | 0 | 0 | 0 | 0 | 0 | 0 | 0 | 0 | 0 |  | 0 | 62.4 | 0 | 0 | 0 | 62.4 | 0 | 0 | 0 | 1.2 | 0 | 0 | 0 | 0 | 0 | 0 | 0 | 0 | 0 | 0 | 0 | 0 | 0 | 0 | 0 | 0 | 0 | 0 | 0 | 0 | 0 | 0 | 0 | 0
1126 | 11 | 26 | 6 | 2 |  |  |  |  | Manufacturing - Bio/Tech | Office (General) | Manufacturing - Bio/Tech - Office (General) |  | Manufacturing - Bio/Tech | Manufacturing - Bio/Tech - Office (General) | Manufac (biotech) Admin | Sun | Closed | 52 | 52 | 0.26663 | 0.99995 | 0.99995 | 0.99995 | 0.99995 | 0.99995 | 0.80765 | 0.80765 | 0 | 0 | 0 | 0 | 0 | 0 | 0 | 16.6368 | 16.6368 | 16.6368 | 16.6368 | 16.6368 | 13.4374 | 13.4374 | 0 | 0 | 0 | 0 | 0 | 0 | 0 | 0 | 0 | 0 | 0 | 0 | 0 | 0 | 0 | 0 | 0 | 0 | 0 | 0 | 0 | 0 | 0 | 0 | 0 | 0 | 0 | 0 | 0 | 0 | 0 | 0 | 0 | 0 | 0 | 0.27029 | 0.27029 | 0.27029 | 0.27029 | 0.27029 | 0.21831 | 0.21831 | 0 | 0 | 0 | 0 | 0 | 0 | 0 | 4.4969 | 4.4969 | 4.4969 | 4.4969 | 4.4969 | 3.6321 | 3.6321 | 0 | 0 | 0 | 0 | 0 | 0 | 0 | 0 | 0 | 0 | 0 | 0 | 0 | 0 | 0 | 0 | 0 | 0 | 0 | 0 | 0 | 0 | 0 | 0 | 0 | 0 | 0 | 0 | 0 | 0 | 0 | 0 | 0 | 0 | 0 | Manufac (biotech) Admin ILit Cls | Manufac (biotech) Admin ILit Cls | 2 | 5 | 5 | Manufac (biotech) Admin ILit2 Cls | Manufac (biotech) Admin ILit Cls | Manufac (biotech) Admin ILit Cls | 2 | 5 | 5 | 2 | 1.2 | 0.05 | 0.05 | 0.05 | 0.05 | 0.05 | 0.05 | 0.05 | 0.05 | 0.05 | 0.05 | 0.05 | 0.05 | 0.05 | 0.05 | 0.05 | 0.05 | 0.05 | 0.05 | 0.05 | 0.05 | 0.05 | 0.05 | 0.05 | 0.05 | 0.05 | 1.2 | 0.05 | 0.05 | 0.05 | 0.05 | 0.05 | 0.05 | 0.05 | 0.05 | 0.05 | 0.05 | 0.05 | 0.05 | 0.05 | 0.05 | 0.05 | 0.05 | 0.05 | 0.05 | 0.05 | 0.05 | 0.05 | 0.05 | 0.05 | 0.05 | 0.05 | 0 | 0 | 0 | 0 | 0 | 0 | 0 | 0 | 0 | 0 | 0 | 0 | 0 | 0 | 0 | 0 | 0 | 0 | 0 | 0 | 0 | 0 | 0 | 0 | 0 | 0 | 0 | 0 | 0 | 0 | 0 | 0 | 0 | 0 | 0 | 0 | 0 | 0 | 0 | 0 | 0 | 0 | 0 | 0 | 0 | 0 | 0 | 0 | 15 | 0.66337 | 0.20792 | 0.079208 | 0.049505 | 0.76136 | 0 | 0 | 0 | 0 | 0 | 0 | 0 | 0 |  | 0.1145 | 0.1145 | 0.11293 | 0.11294 | 0.11343 | 0.11377 | 0.11377 | Manufacturing - Bio/Tech - Office (General) - Sun | 12 | 7 | 19 | 0 | 62.4 | 0 | 0 | 0 | 62.4 | 0 | 0 | 0 | 1.2 | 0 | 0 | 0 | 0 | 0 | 0 | 0 | 0 | 0 | 0 | 0 | 0 | 0 | 0 | 0 | 0 | 0 | 0 | 0 | 0 | 0 | 0 | 0 | 0 |  | 0 | 62.4 | 0 | 0 | 0 | 62.4 | 0 | 0 | 0 | 1.2 | 0 | 0 | 0 | 0 | 0 | 0 | 0 | 0 | 0 | 0 | 0 | 0 | 0 | 0 | 0 | 0 | 0 | 0 | 0 | 0 | 0 | 0 | 0 | 0
1127 | 11 | 27 | 7 | 3 |  |  |  |  | Manufacturing - Bio/Tech | Office (General) | Manufacturing - Bio/Tech - Office (General) |  | Manufacturing - Bio/Tech | Manufacturing - Bio/Tech - Office (General) | Manufac (biotech) Admin | Hol | Closed | 10 | 10 | 0.26663 | 0.99995 | 0.99995 | 0.99995 | 0.99995 | 0.99995 | 0.80765 | 0.80765 | 0 | 0 | 0 | 0 | 0 | 0 | 0 | 3.1994 | 3.1994 | 3.1994 | 3.1994 | 3.1994 | 2.5841 | 2.5841 | 0 | 0 | 0 | 0 | 0 | 0 | 0 | 0 | 0 | 0 | 0 | 0 | 0 | 0 | 0 | 0 | 0 | 0 | 0 | 0 | 0 | 0 | 0 | 0 | 0 | 0 | 0 | 0 | 0 | 0 | 0 | 0 | 0 | 0 | 0 | 0.27029 | 0.27029 | 0.27029 | 0.27029 | 0.27029 | 0.21831 | 0.21831 | 0 | 0 | 0 | 0 | 0 | 0 | 0 | 0.8648 | 0.8648 | 0.8648 | 0.8648 | 0.8648 | 0.69849 | 0.69849 | 0 | 0 | 0 | 0 | 0 | 0 | 0 | 0 | 0 | 0 | 0 | 0 | 0 | 0 | 0 | 0 | 0 | 0 | 0 | 0 | 0 | 0 | 0 | 0 | 0 | 0 | 0 | 0 | 0 | 0 | 0 | 0 | 0 | 0 | 0 | Manufac (biotech) Admin ILit Cls | Manufac (biotech) Admin ILit Cls | 2 | 5 | 5 | Manufac (biotech) Admin ILit2 Cls | Manufac (biotech) Admin ILit Cls | Manufac (biotech) Admin ILit Cls | 2 | 5 | 5 | 2 | 1.2 | 0.05 | 0.05 | 0.05 | 0.05 | 0.05 | 0.05 | 0.05 | 0.05 | 0.05 | 0.05 | 0.05 | 0.05 | 0.05 | 0.05 | 0.05 | 0.05 | 0.05 | 0.05 | 0.05 | 0.05 | 0.05 | 0.05 | 0.05 | 0.05 | 0.05 | 1.2 | 0.05 | 0.05 | 0.05 | 0.05 | 0.05 | 0.05 | 0.05 | 0.05 | 0.05 | 0.05 | 0.05 | 0.05 | 0.05 | 0.05 | 0.05 | 0.05 | 0.05 | 0.05 | 0.05 | 0.05 | 0.05 | 0.05 | 0.05 | 0.05 | 0.05 | 0 | 0 | 0 | 0 | 0 | 0 | 0 | 0 | 0 | 0 | 0 | 0 | 0 | 0 | 0 | 0 | 0 | 0 | 0 | 0 | 0 | 0 | 0 | 0 | 0 | 0 | 0 | 0 | 0 | 0 | 0 | 0 | 0 | 0 | 0 | 0 | 0 | 0 | 0 | 0 | 0 | 0 | 0 | 0 | 0 | 0 | 0 | 0 | 15 | 0.66337 | 0.20792 | 0.079208 | 0.049505 | 0.76136 | 0 | 0 | 0 | 0 | 0 | 0 | 0 | 0 |  | 0.1145 | 0.1145 | 0.11293 | 0.11294 | 0.11343 | 0.11377 | 0.11377 | Manufacturing - Bio/Tech - Office (General) - Hol | 14 | 7 | 19 | 0 | 12 | 0 | 0 | 0 | 12 | 0 | 0 | 0 | 1.2 | 0 | 0 | 0 | 0 | 0 | 0 | 0 | 0 | 0 | 0 | 0 | 0 | 0 | 0 | 0 | 0 | 0 | 0 | 0 | 0 | 0 | 0 | 0 | 0 |  | 0 | 12 | 0 | 0 | 0 | 12 | 0 | 0 | 0 | 1.2 | 0 | 0 | 0 | 0 | 0 | 0 | 0 | 0 | 0 | 0 | 0 | 0 | 0 | 0 | 0 | 0 | 0 | 0 | 0 | 0 | 0 | 0 | 0 | 0
1128 | 11 | 28 | 8 | 4 | Manufacturing - Bio/Tech | Manufacturing - Bio/Tech | Manufacturing - Bio/Tech - Office (General) | Manufacturing - Bio/Tech - Office (General) | Manufacturing - Bio/Tech | Office (General) | Manufacturing - Bio/Tech - Office (General) |  | Manufacturing - Bio/Tech | Manufacturing - Bio/Tech - Office (General) | Manufac (biotech) Admin | all | Open | 251 | 251 | 0.26663 | 0.99995 | 0.99995 | 0.99995 | 0.99995 | 0.99995 | 0.80765 | 0.80765 | 0.26661 | 0.26661 | 0.26661 | 0.26661 | 0.26661 | 0.21534 | 0.21534 | 783.3199 | 783.3199 | 783.3199 | 783.3199 | 783.3199 | 632.6814 | 632.6814 | 0.2292 | 0.2292 | 0.2292 | 0.2292 | 0.2292 | 0.18512 | 0.18512 | 3074.8211 | 3074.8211 | 3074.8211 | 3074.8211 | 3074.8211 | 3074.8211 | 3074.8211 | 3612.7111 | 3612.7111 | 3492.374 | 3492.2998 | 3528.6116 | 3557.1444 | 3557.1444 | 0.85965 | 0.85965 | 0.85965 | 0.85965 | 0.85965 | 0.85965 | 0.85965 | 0.84956 | 0.84956 | 0.85129 | 0.85141 | 0.85095 | 0.85041 | 0.85041 | 0.27029 | 0.27029 | 0.27029 | 0.27029 | 0.27029 | 0.21831 | 0.21831 | 0.072066 | 0.072066 | 0.072066 | 0.072066 | 0.072066 | 0.058207 | 0.058207 | 175.4789 | 175.4789 | 175.4789 | 175.4789 | 175.4789 | 141.733 | 141.733 | 0.056389 | 0.056389 | 0.056389 | 0.056389 | 0.056389 | 0.045545 | 0.045545 | 2571.7642 | 2571.7642 | 2571.7642 | 2571.7642 | 2571.7642 | 2571.7642 | 2571.7642 | 3181.5941 | 3181.5941 | 3049.1502 | 3050.0255 | 3089.461 | 3121.9404 | 3121.9404 | 0.78246 | 0.78246 | 0.78246 | 0.78246 | 0.78246 | 0.78246 | 0.78246 | 0.77942 | 0.77942 | 0.77932 | 0.77964 | 0.77976 | 0.7796 | 0.7796 | Manufac (biotech) Admin ILit all | Manufac (biotech) Admin ILit all | 3805 | 16 | 90 | Manufac (biotech) Admin ILit2 all | Manufac (biotech) Admin ILit2 all | Manufac (biotech) Admin ILit2 All | 3889 | 8 | 85 | 3805 | 11.7053 | 0.85965 | 0.16 | 0.16 | 0.16 | 0.16 | 0.16 | 0.16 | 0.29263 | 0.82316 | 0.9 | 0.9 | 0.9 | 0.9 | 0.9 | 0.9 | 0.9 | 0.9 | 0.77895 | 0.60211 | 0.24842 | 0.16 | 0.16 | 0.16 | 0.16 | 0.16 | 9.7011 | 0.78246 | 0.08 | 0.08 | 0.08 | 0.08 | 0.08 | 0.08 | 0.20158 | 0.68789 | 0.85 | 0.85 | 0.85 | 0.85 | 0.68789 | 0.85 | 0.85 | 0.85 | 0.64737 | 0.48526 | 0.16105 | 0.08 | 0.08 | 0.08 | 0.08 | 0.08 | 0 | 0 | 0 | 0 | 0 | 0 | 0.17923 | 0.89616 | 1 | 1 | 1 | 1 | 1 | 1 | 1 | 1 | 0.83642 | 0.59744 | 0.11949 | 0 | 0 | 0 | 0 | 0 | 0 | 0 | 0 | 0 | 0 | 0 | 0.15789 | 0.78947 | 1 | 1 | 1 | 1 | 0.78947 | 1 | 1 | 1 | 0.73684 | 0.52632 | 0.10526 | 0 | 0 | 0 | 0 | 0 | 15 | 0.66337 | 0.20792 | 0.079208 | 0.049505 | 0.76136 | 0.10806 | 0.028812 | 0.028812 | 0.028812 | 0.028812 | 0.028812 | 0.023271 | 0.023271 | Manufacturing - Bio/Tech | 0.1145 | 0.1145 | 0.11293 | 0.11294 | 0.11343 | 0.11377 | 0.11377 | Manufacturing - Bio/Tech - Office (General) - all | 16 | 7 | 19 | 2433.9074 | 504.1137 | 2433.9074 | 504.1137 | 0 | 0 | 9.6968 | 2.0084 | 0 | 0 | 0 | 0 | 0 | 0 | 0 | 0 | 0.29263 | 0.82316 | 0.9 | 0.9 | 0.9 | 0.9 | 0.9 | 0.9 | 0.9 | 0.9 | 0.77895 | 0.60211 | 0 | 0 | 0 | 0 | 0 | 0 |  | 2173.66 | 261.3042 | 2173.66 | 261.3042 | 0 | 0 | 8.66 | 1.0411 | 0 | 0 | 0 | 0 | 0 | 0 | 0 | 0 | 0.20158 | 0.68789 | 0.85 | 0.85 | 0.85 | 0.85 | 0.68789 | 0.85 | 0.85 | 0.85 | 0.64737 | 0.48526 | 0 | 0 | 0 | 0 | 0 | 0
1201 | 12 | 1 | 5 | 1 |  |  |  |  | Manufacturing - Light Industrial | Comm/Ind Work (General, High Bay) | Manufacturing - Light Industrial - Comm/Ind Work (General, High Bay) |  | Manufacturing - Light Industrial | Manufacturing - Light Industrial - Comm/Ind Work (General, High Bay) | Manufac (light) Mfg | Sat | Closed | 52 | 52 | 0.8 | 1.5543 | 1.5543 | 1.0635 | 1.0635 | 0.98169 | 0.89988 | 0.89988 | 0 | 0 | 0 | 0 | 0 | 0 | 0 | 77.5925 | 77.5925 | 53.0896 | 53.0896 | 49.0058 | 44.922 | 44.922 | 0 | 0 | 0 | 0 | 0 | 0 | 0 | 0 | 0 | 0 | 0 | 0 | 0 | 0 | 0 | 0 | 0 | 0 | 0 | 0 | 0 | 0 | 0 | 0 | 0 | 0 | 0 | 0 | 0 | 0 | 0 | 0 | 0 | 0 | 0 | 0.19735 | 0.19735 | 0.13503 | 0.13503 | 0.12464 | 0.11426 | 0.11426 | 0 | 0 | 0 | 0 | 0 | 0 | 0 | 9.8519 | 9.8519 | 6.7408 | 6.7408 | 6.2222 | 5.7037 | 5.7037 | 0 | 0 | 0 | 0 | 0 | 0 | 0 | 0 | 0 | 0 | 0 | 0 | 0 | 0 | 0 | 0 | 0 | 0 | 0 | 0 | 0 | 0 | 0 | 0 | 0 | 0 | 0 | 0 | 0 | 0 | 0 | 0 | 0 | 0 | 0 | Manufac (light) Mfg ILit Cls | Manufac (light) Mfg ILit Cls | 2 | 5 | 5 | Manufac (light) Mfg ILit2 Cls | Manufac (light) Mfg ILit Cls | Manufac (light) Mfg ILit Cls | 2 | 5 | 5 | 2 | 1.2 | 0.05 | 0.05 | 0.05 | 0.05 | 0.05 | 0.05 | 0.05 | 0.05 | 0.05 | 0.05 | 0.05 | 0.05 | 0.05 | 0.05 | 0.05 | 0.05 | 0.05 | 0.05 | 0.05 | 0.05 | 0.05 | 0.05 | 0.05 | 0.05 | 0.05 | 1.2 | 0.05 | 0.05 | 0.05 | 0.05 | 0.05 | 0.05 | 0.05 | 0.05 | 0.05 | 0.05 | 0.05 | 0.05 | 0.05 | 0.05 | 0.05 | 0.05 | 0.05 | 0.05 | 0.05 | 0.05 | 0.05 | 0.05 | 0.05 | 0.05 | 0.05 | 0 | 0 | 0 | 0 | 0 | 0 | 0 | 0 | 0 | 0 | 0 | 0 | 0 | 0 | 0 | 0 | 0 | 0 | 0 | 0 | 0 | 0 | 0 | 0 | 0 | 0 | 0 | 0 | 0 | 0 | 0 | 0 | 0 | 0 | 0 | 0 | 0 | 0 | 0 | 0 | 0 | 0 | 0 | 0 | 0 | 0 | 0 | 0 | 15 | 0.66337 | 0.20792 | 0.079208 | 0.049505 | 0.76136 | 0 | 0 | 0 | 0 | 0 | 0 | 0 | 0 |  | 0.11267 | 0.11267 | 0.11212 | 0.11212 | 0.11161 | 0.11102 | 0.11102 | Manufacturing - Light Industrial - Comm/Ind Work (General, High Bay) - Sat | 10 | 6 | 18 | 0 | 62.4 | 0 | 0 | 0 | 62.4 | 0 | 0 | 0 | 1.2 | 0 | 0 | 0 | 0 | 0 | 0 | 0 | 0 | 0 | 0 | 0 | 0 | 0 | 0 | 0 | 0 | 0 | 0 | 0 | 0 | 0 | 0 | 0 | 0 |  | 0 | 62.4 | 0 | 0 | 0 | 62.4 | 0 | 0 | 0 | 1.2 | 0 | 0 | 0 | 0 | 0 | 0 | 0 | 0 | 0 | 0 | 0 | 0 | 0 | 0 | 0 | 0 | 0 | 0 | 0 | 0 | 0 | 0 | 0 | 0
1202 | 12 | 2 | 6 | 2 |  |  |  |  | Manufacturing - Light Industrial | Comm/Ind Work (General, High Bay) | Manufacturing - Light Industrial - Comm/Ind Work (General, High Bay) |  | Manufacturing - Light Industrial | Manufacturing - Light Industrial - Comm/Ind Work (General, High Bay) | Manufac (light) Mfg | Sun | Closed | 52 | 52 | 0.8 | 1.5543 | 1.5543 | 1.0635 | 1.0635 | 0.98169 | 0.89988 | 0.89988 | 0 | 0 | 0 | 0 | 0 | 0 | 0 | 77.5925 | 77.5925 | 53.0896 | 53.0896 | 49.0058 | 44.922 | 44.922 | 0 | 0 | 0 | 0 | 0 | 0 | 0 | 0 | 0 | 0 | 0 | 0 | 0 | 0 | 0 | 0 | 0 | 0 | 0 | 0 | 0 | 0 | 0 | 0 | 0 | 0 | 0 | 0 | 0 | 0 | 0 | 0 | 0 | 0 | 0 | 0.19735 | 0.19735 | 0.13503 | 0.13503 | 0.12464 | 0.11426 | 0.11426 | 0 | 0 | 0 | 0 | 0 | 0 | 0 | 9.8519 | 9.8519 | 6.7408 | 6.7408 | 6.2222 | 5.7037 | 5.7037 | 0 | 0 | 0 | 0 | 0 | 0 | 0 | 0 | 0 | 0 | 0 | 0 | 0 | 0 | 0 | 0 | 0 | 0 | 0 | 0 | 0 | 0 | 0 | 0 | 0 | 0 | 0 | 0 | 0 | 0 | 0 | 0 | 0 | 0 | 0 | Manufac (light) Mfg ILit Cls | Manufac (light) Mfg ILit Cls | 2 | 5 | 5 | Manufac (light) Mfg ILit2 Cls | Manufac (light) Mfg ILit Cls | Manufac (light) Mfg ILit Cls | 2 | 5 | 5 | 2 | 1.2 | 0.05 | 0.05 | 0.05 | 0.05 | 0.05 | 0.05 | 0.05 | 0.05 | 0.05 | 0.05 | 0.05 | 0.05 | 0.05 | 0.05 | 0.05 | 0.05 | 0.05 | 0.05 | 0.05 | 0.05 | 0.05 | 0.05 | 0.05 | 0.05 | 0.05 | 1.2 | 0.05 | 0.05 | 0.05 | 0.05 | 0.05 | 0.05 | 0.05 | 0.05 | 0.05 | 0.05 | 0.05 | 0.05 | 0.05 | 0.05 | 0.05 | 0.05 | 0.05 | 0.05 | 0.05 | 0.05 | 0.05 | 0.05 | 0.05 | 0.05 | 0.05 | 0 | 0 | 0 | 0 | 0 | 0 | 0 | 0 | 0 | 0 | 0 | 0 | 0 | 0 | 0 | 0 | 0 | 0 | 0 | 0 | 0 | 0 | 0 | 0 | 0 | 0 | 0 | 0 | 0 | 0 | 0 | 0 | 0 | 0 | 0 | 0 | 0 | 0 | 0 | 0 | 0 | 0 | 0 | 0 | 0 | 0 | 0 | 0 | 15 | 0.66337 | 0.20792 | 0.079208 | 0.049505 | 0.76136 | 0 | 0 | 0 | 0 | 0 | 0 | 0 | 0 |  | 0.11267 | 0.11267 | 0.11212 | 0.11212 | 0.11161 | 0.11102 | 0.11102 | Manufacturing - Light Industrial - Comm/Ind Work (General, High Bay) - Sun | 12 | 6 | 18 | 0 | 62.4 | 0 | 0 | 0 | 62.4 | 0 | 0 | 0 | 1.2 | 0 | 0 | 0 | 0 | 0 | 0 | 0 | 0 | 0 | 0 | 0 | 0 | 0 | 0 | 0 | 0 | 0 | 0 | 0 | 0 | 0 | 0 | 0 | 0 |  | 0 | 62.4 | 0 | 0 | 0 | 62.4 | 0 | 0 | 0 | 1.2 | 0 | 0 | 0 | 0 | 0 | 0 | 0 | 0 | 0 | 0 | 0 | 0 | 0 | 0 | 0 | 0 | 0 | 0 | 0 | 0 | 0 | 0 | 0 | 0
1203 | 12 | 3 | 7 | 3 |  |  |  |  | Manufacturing - Light Industrial | Comm/Ind Work (General, High Bay) | Manufacturing - Light Industrial - Comm/Ind Work (General, High Bay) |  | Manufacturing - Light Industrial | Manufacturing - Light Industrial - Comm/Ind Work (General, High Bay) | Manufac (light) Mfg | Hol | Closed | 10 | 10 | 0.8 | 1.5543 | 1.5543 | 1.0635 | 1.0635 | 0.98169 | 0.89988 | 0.89988 | 0 | 0 | 0 | 0 | 0 | 0 | 0 | 14.9216 | 14.9216 | 10.2095 | 10.2095 | 9.4242 | 8.6388 | 8.6388 | 0 | 0 | 0 | 0 | 0 | 0 | 0 | 0 | 0 | 0 | 0 | 0 | 0 | 0 | 0 | 0 | 0 | 0 | 0 | 0 | 0 | 0 | 0 | 0 | 0 | 0 | 0 | 0 | 0 | 0 | 0 | 0 | 0 | 0 | 0 | 0.19735 | 0.19735 | 0.13503 | 0.13503 | 0.12464 | 0.11426 | 0.11426 | 0 | 0 | 0 | 0 | 0 | 0 | 0 | 1.8946 | 1.8946 | 1.2963 | 1.2963 | 1.1966 | 1.0969 | 1.0969 | 0 | 0 | 0 | 0 | 0 | 0 | 0 | 0 | 0 | 0 | 0 | 0 | 0 | 0 | 0 | 0 | 0 | 0 | 0 | 0 | 0 | 0 | 0 | 0 | 0 | 0 | 0 | 0 | 0 | 0 | 0 | 0 | 0 | 0 | 0 | Manufac (light) Mfg ILit Cls | Manufac (light) Mfg ILit Cls | 2 | 5 | 5 | Manufac (light) Mfg ILit2 Cls | Manufac (light) Mfg ILit Cls | Manufac (light) Mfg ILit Cls | 2 | 5 | 5 | 2 | 1.2 | 0.05 | 0.05 | 0.05 | 0.05 | 0.05 | 0.05 | 0.05 | 0.05 | 0.05 | 0.05 | 0.05 | 0.05 | 0.05 | 0.05 | 0.05 | 0.05 | 0.05 | 0.05 | 0.05 | 0.05 | 0.05 | 0.05 | 0.05 | 0.05 | 0.05 | 1.2 | 0.05 | 0.05 | 0.05 | 0.05 | 0.05 | 0.05 | 0.05 | 0.05 | 0.05 | 0.05 | 0.05 | 0.05 | 0.05 | 0.05 | 0.05 | 0.05 | 0.05 | 0.05 | 0.05 | 0.05 | 0.05 | 0.05 | 0.05 | 0.05 | 0.05 | 0 | 0 | 0 | 0 | 0 | 0 | 0 | 0 | 0 | 0 | 0 | 0 | 0 | 0 | 0 | 0 | 0 | 0 | 0 | 0 | 0 | 0 | 0 | 0 | 0 | 0 | 0 | 0 | 0 | 0 | 0 | 0 | 0 | 0 | 0 | 0 | 0 | 0 | 0 | 0 | 0 | 0 | 0 | 0 | 0 | 0 | 0 | 0 | 15 | 0.66337 | 0.20792 | 0.079208 | 0.049505 | 0.76136 | 0 | 0 | 0 | 0 | 0 | 0 | 0 | 0 |  | 0.11267 | 0.11267 | 0.11212 | 0.11212 | 0.11161 | 0.11102 | 0.11102 | Manufacturing - Light Industrial - Comm/Ind Work (General, High Bay) - Hol | 14 | 6 | 18 | 0 | 12 | 0 | 0 | 0 | 12 | 0 | 0 | 0 | 1.2 | 0 | 0 | 0 | 0 | 0 | 0 | 0 | 0 | 0 | 0 | 0 | 0 | 0 | 0 | 0 | 0 | 0 | 0 | 0 | 0 | 0 | 0 | 0 | 0 |  | 0 | 12 | 0 | 0 | 0 | 12 | 0 | 0 | 0 | 1.2 | 0 | 0 | 0 | 0 | 0 | 0 | 0 | 0 | 0 | 0 | 0 | 0 | 0 | 0 | 0 | 0 | 0 | 0 | 0 | 0 | 0 | 0 | 0 | 0
1204 | 12 | 4 | 8 | 4 |  |  | Manufacturing - Light Industrial - Comm/Ind Work (General, High Bay) | Manufacturing - Light Industrial - Comm/Ind Work (General, High Bay) | Manufacturing - Light Industrial | Comm/Ind Work (General, High Bay) | Manufacturing - Light Industrial - Comm/Ind Work (General, High Bay) |  | Manufacturing - Light Industrial | Manufacturing - Light Industrial - Comm/Ind Work (General, High Bay) | Manufac (light) Mfg | all | Open | 251 | 251 | 0.8 | 1.5543 | 1.5543 | 1.0635 | 1.0635 | 0.98169 | 0.89988 | 0.89988 | 1.2435 | 1.2435 | 0.85079 | 0.85079 | 0.78535 | 0.7199 | 0.7199 | 3804.4661 | 3804.4661 | 2603.0557 | 2603.0557 | 2402.8207 | 2202.5856 | 2202.5856 | 1.1508 | 1.1508 | 0.78736 | 0.78736 | 0.72679 | 0.66623 | 0.66623 | 3196.3579 | 3196.3579 | 3196.3579 | 3196.3579 | 3196.3579 | 3196.3579 | 3196.3579 | 0 | 0 | 0 | 0 | 0 | 0 | 0 | 0.92544 | 0.92544 | 0.92544 | 0.92544 | 0.92544 | 0.92544 | 0.92544 | 0 | 0 | 0 | 0 | 0 | 0 | 0 | 0.19735 | 0.19735 | 0.13503 | 0.13503 | 0.12464 | 0.11426 | 0.11426 | 0.15788 | 0.15788 | 0.10803 | 0.10803 | 0.099715 | 0.091406 | 0.091406 | 384.439 | 384.439 | 263.0372 | 263.0372 | 242.8036 | 222.5699 | 222.5699 | 0.12354 | 0.12354 | 0.084525 | 0.084525 | 0.078023 | 0.071521 | 0.071521 | 2571.7642 | 2571.7642 | 2571.7642 | 2571.7642 | 2571.7642 | 2571.7642 | 2571.7642 | 0 | 0 | 0 | 0 | 0 | 0 | 0 | 0.78246 | 0.78246 | 0.78246 | 0.78246 | 0.78246 | 0.78246 | 0.78246 | 0 | 0 | 0 | 0 | 0 | 0 | 0 | Manufac (light) Mfg ILit all | Manufac (light) Mfg ILit all | 3331 | 15 | 100 | Manufac (light) Mfg ILit2 all | Manufac (light) Mfg ILit all | Manufac (light) Mfg ILit all | 3331 | 8 | 85 | 3331 | 12.1895 | 0.92544 | 0.15 | 0.15 | 0.15 | 0.15 | 0.15 | 0.15 | 0.28421 | 0.82105 | 1 | 1 | 1 | 1 | 0.82105 | 1 | 1 | 1 | 0.77632 | 0.59737 | 0.23947 | 0.15 | 0.15 | 0.15 | 0.15 | 0.15 | 9.7011 | 0.78246 | 0.08 | 0.08 | 0.08 | 0.08 | 0.08 | 0.08 | 0.20158 | 0.68789 | 0.85 | 0.85 | 0.85 | 0.85 | 0.68789 | 0.85 | 0.85 | 0.85 | 0.64737 | 0.48526 | 0.16105 | 0.08 | 0.08 | 0.08 | 0.08 | 0.08 | 0 | 0 | 0 | 0 | 0 | 0 | 0.15789 | 0.78947 | 1 | 1 | 1 | 1 | 0.78947 | 1 | 1 | 1 | 0.73684 | 0.52632 | 0.10526 | 0 | 0 | 0 | 0 | 0 | 0 | 0 | 0 | 0 | 0 | 0 | 0.15789 | 0.78947 | 1 | 1 | 1 | 1 | 0.78947 | 1 | 1 | 1 | 0.73684 | 0.52632 | 0.10526 | 0 | 0 | 0 | 0 | 0 | 15 | 0.66337 | 0.20792 | 0.079208 | 0.049505 | 0.76136 | 0.11902 | 0.148 | 0.148 | 0.10126 | 0.10126 | 0.093473 | 0.085683 | 0.085683 |  | 0.11267 | 0.11267 | 0.11212 | 0.11212 | 0.11161 | 0.11102 | 0.11102 | Manufacturing - Light Industrial - Comm/Ind Work (General, High Bay) - all | 16 | 6 | 18 | 2473.0105 | 586.5474 | 2473.0105 | 586.5474 | 0 | 0 | 9.8526 | 2.3368 | 0 | 0 | 0 | 0 | 0 | 0 | 0 | 0.15 | 0.28421 | 0.82105 | 1 | 1 | 1 | 1 | 0.82105 | 1 | 1 | 1 | 0.77632 | 0 | 0 | 0 | 0 | 0 | 0 | 0 |  | 2071.9389 | 363.0253 | 2071.9389 | 363.0253 | 0 | 0 | 8.2547 | 1.4463 | 0 | 0 | 0 | 0 | 0 | 0 | 0 | 0.08 | 0.20158 | 0.68789 | 0.85 | 0.85 | 0.85 | 0.85 | 0.68789 | 0.85 | 0.85 | 0.85 | 0.64737 | 0 | 0 | 0 | 0 | 0 | 0 | 0
1205 | 12 | 5 | 5 | 1 |  |  |  |  | Manufacturing - Light Industrial | Storage (Unconditioned) | Manufacturing - Light Industrial - Storage (Unconditioned) |  | Manufacturing - Light Industrial | Manufacturing - Light Industrial - Storage (Unconditioned) | Manufac (light) Storage | Sat | Closed | 52 | 52 | 0.2 | 0.65446 | 0.65446 | 0.49084 | 0.49084 | 0.49084 | 0.49084 | 0.49084 | 0 | 0 | 0 | 0 | 0 | 0 | 0 | 8.1676 | 8.1676 | 6.1257 | 6.1257 | 6.1257 | 6.1257 | 6.1257 | 0 | 0 | 0 | 0 | 0 | 0 | 0 | 0 | 0 | 0 | 0 | 0 | 0 | 0 | 0 | 0 | 0 | 0 | 0 | 0 | 0 | 0 | 0 | 0 | 0 | 0 | 0 | 0 | 0 | 0 | 0 | 0 | 0 | 0 | 0 | 0.083096 | 0.083096 | 0.062322 | 0.062322 | 0.062322 | 0.062322 | 0.062322 | 0 | 0 | 0 | 0 | 0 | 0 | 0 | 1.037 | 1.037 | 0.77778 | 0.77778 | 0.77778 | 0.77778 | 0.77778 | 0 | 0 | 0 | 0 | 0 | 0 | 0 | 0 | 0 | 0 | 0 | 0 | 0 | 0 | 0 | 0 | 0 | 0 | 0 | 0 | 0 | 0 | 0 | 0 | 0 | 0 | 0 | 0 | 0 | 0 | 0 | 0 | 0 | 0 | 0 | Manufac (light) Storage ILit Cls | Manufac (light) Storage ILit Cls | 2 | 5 | 5 | Manufac (light) Storage ILit2 Cls | Manufac (light) Storage ILit Cls | Manufac (light) Storage ILit Cls | 2 | 5 | 5 | 2 | 1.2 | 0.05 | 0.05 | 0.05 | 0.05 | 0.05 | 0.05 | 0.05 | 0.05 | 0.05 | 0.05 | 0.05 | 0.05 | 0.05 | 0.05 | 0.05 | 0.05 | 0.05 | 0.05 | 0.05 | 0.05 | 0.05 | 0.05 | 0.05 | 0.05 | 0.05 | 1.2 | 0.05 | 0.05 | 0.05 | 0.05 | 0.05 | 0.05 | 0.05 | 0.05 | 0.05 | 0.05 | 0.05 | 0.05 | 0.05 | 0.05 | 0.05 | 0.05 | 0.05 | 0.05 | 0.05 | 0.05 | 0.05 | 0.05 | 0.05 | 0.05 | 0.05 | 0 | 0 | 0 | 0 | 0 | 0 | 0 | 0 | 0 | 0 | 0 | 0 | 0 | 0 | 0 | 0 | 0 | 0 | 0 | 0 | 0 | 0 | 0 | 0 | 0 | 0 | 0 | 0 | 0 | 0 | 0 | 0 | 0 | 0 | 0 | 0 | 0 | 0 | 0 | 0 | 0 | 0 | 0 | 0 | 0 | 0 | 0 | 0 | 16 | 0.29 | 0.41 | 0.14 | 0.16 | 0.41429 | 0 | 0 | 0 | 0 | 0 | 0 | 0 | 0 |  | 0.11267 | 0.11267 | 0.11212 | 0.11212 | 0.11161 | 0.11102 | 0.11102 | Manufacturing - Light Industrial - Storage (Unconditioned) - Sat | 10 | 6 | 18 | 0 | 62.4 | 0 | 0 | 0 | 62.4 | 0 | 0 | 0 | 1.2 | 0 | 0 | 0 | 0 | 0 | 0 | 0 | 0 | 0 | 0 | 0 | 0 | 0 | 0 | 0 | 0 | 0 | 0 | 0 | 0 | 0 | 0 | 0 | 0 |  | 0 | 62.4 | 0 | 0 | 0 | 62.4 | 0 | 0 | 0 | 1.2 | 0 | 0 | 0 | 0 | 0 | 0 | 0 | 0 | 0 | 0 | 0 | 0 | 0 | 0 | 0 | 0 | 0 | 0 | 0 | 0 | 0 | 0 | 0 | 0
1206 | 12 | 6 | 6 | 2 |  |  |  |  | Manufacturing - Light Industrial | Storage (Unconditioned) | Manufacturing - Light Industrial - Storage (Unconditioned) |  | Manufacturing - Light Industrial | Manufacturing - Light Industrial - Storage (Unconditioned) | Manufac (light) Storage | Sun | Closed | 52 | 52 | 0.2 | 0.65446 | 0.65446 | 0.49084 | 0.49084 | 0.49084 | 0.49084 | 0.49084 | 0 | 0 | 0 | 0 | 0 | 0 | 0 | 8.1676 | 8.1676 | 6.1257 | 6.1257 | 6.1257 | 6.1257 | 6.1257 | 0 | 0 | 0 | 0 | 0 | 0 | 0 | 0 | 0 | 0 | 0 | 0 | 0 | 0 | 0 | 0 | 0 | 0 | 0 | 0 | 0 | 0 | 0 | 0 | 0 | 0 | 0 | 0 | 0 | 0 | 0 | 0 | 0 | 0 | 0 | 0.083096 | 0.083096 | 0.062322 | 0.062322 | 0.062322 | 0.062322 | 0.062322 | 0 | 0 | 0 | 0 | 0 | 0 | 0 | 1.037 | 1.037 | 0.77778 | 0.77778 | 0.77778 | 0.77778 | 0.77778 | 0 | 0 | 0 | 0 | 0 | 0 | 0 | 0 | 0 | 0 | 0 | 0 | 0 | 0 | 0 | 0 | 0 | 0 | 0 | 0 | 0 | 0 | 0 | 0 | 0 | 0 | 0 | 0 | 0 | 0 | 0 | 0 | 0 | 0 | 0 | Manufac (light) Storage ILit Cls | Manufac (light) Storage ILit Cls | 2 | 5 | 5 | Manufac (light) Storage ILit2 Cls | Manufac (light) Storage ILit Cls | Manufac (light) Storage ILit Cls | 2 | 5 | 5 | 2 | 1.2 | 0.05 | 0.05 | 0.05 | 0.05 | 0.05 | 0.05 | 0.05 | 0.05 | 0.05 | 0.05 | 0.05 | 0.05 | 0.05 | 0.05 | 0.05 | 0.05 | 0.05 | 0.05 | 0.05 | 0.05 | 0.05 | 0.05 | 0.05 | 0.05 | 0.05 | 1.2 | 0.05 | 0.05 | 0.05 | 0.05 | 0.05 | 0.05 | 0.05 | 0.05 | 0.05 | 0.05 | 0.05 | 0.05 | 0.05 | 0.05 | 0.05 | 0.05 | 0.05 | 0.05 | 0.05 | 0.05 | 0.05 | 0.05 | 0.05 | 0.05 | 0.05 | 0 | 0 | 0 | 0 | 0 | 0 | 0 | 0 | 0 | 0 | 0 | 0 | 0 | 0 | 0 | 0 | 0 | 0 | 0 | 0 | 0 | 0 | 0 | 0 | 0 | 0 | 0 | 0 | 0 | 0 | 0 | 0 | 0 | 0 | 0 | 0 | 0 | 0 | 0 | 0 | 0 | 0 | 0 | 0 | 0 | 0 | 0 | 0 | 16 | 0.29 | 0.41 | 0.14 | 0.16 | 0.41429 | 0 | 0 | 0 | 0 | 0 | 0 | 0 | 0 |  | 0.11267 | 0.11267 | 0.11212 | 0.11212 | 0.11161 | 0.11102 | 0.11102 | Manufacturing - Light Industrial - Storage (Unconditioned) - Sun | 12 | 6 | 18 | 0 | 62.4 | 0 | 0 | 0 | 62.4 | 0 | 0 | 0 | 1.2 | 0 | 0 | 0 | 0 | 0 | 0 | 0 | 0 | 0 | 0 | 0 | 0 | 0 | 0 | 0 | 0 | 0 | 0 | 0 | 0 | 0 | 0 | 0 | 0 |  | 0 | 62.4 | 0 | 0 | 0 | 62.4 | 0 | 0 | 0 | 1.2 | 0 | 0 | 0 | 0 | 0 | 0 | 0 | 0 | 0 | 0 | 0 | 0 | 0 | 0 | 0 | 0 | 0 | 0 | 0 | 0 | 0 | 0 | 0 | 0
1207 | 12 | 7 | 7 | 3 |  |  |  |  | Manufacturing - Light Industrial | Storage (Unconditioned) | Manufacturing - Light Industrial - Storage (Unconditioned) |  | Manufacturing - Light Industrial | Manufacturing - Light Industrial - Storage (Unconditioned) | Manufac (light) Storage | Hol | Closed | 10 | 10 | 0.2 | 0.65446 | 0.65446 | 0.49084 | 0.49084 | 0.49084 | 0.49084 | 0.49084 | 0 | 0 | 0 | 0 | 0 | 0 | 0 | 1.5707 | 1.5707 | 1.178 | 1.178 | 1.178 | 1.178 | 1.178 | 0 | 0 | 0 | 0 | 0 | 0 | 0 | 0 | 0 | 0 | 0 | 0 | 0 | 0 | 0 | 0 | 0 | 0 | 0 | 0 | 0 | 0 | 0 | 0 | 0 | 0 | 0 | 0 | 0 | 0 | 0 | 0 | 0 | 0 | 0 | 0.083096 | 0.083096 | 0.062322 | 0.062322 | 0.062322 | 0.062322 | 0.062322 | 0 | 0 | 0 | 0 | 0 | 0 | 0 | 0.19943 | 0.19943 | 0.14957 | 0.14957 | 0.14957 | 0.14957 | 0.14957 | 0 | 0 | 0 | 0 | 0 | 0 | 0 | 0 | 0 | 0 | 0 | 0 | 0 | 0 | 0 | 0 | 0 | 0 | 0 | 0 | 0 | 0 | 0 | 0 | 0 | 0 | 0 | 0 | 0 | 0 | 0 | 0 | 0 | 0 | 0 | Manufac (light) Storage ILit Cls | Manufac (light) Storage ILit Cls | 2 | 5 | 5 | Manufac (light) Storage ILit2 Cls | Manufac (light) Storage ILit Cls | Manufac (light) Storage ILit Cls | 2 | 5 | 5 | 2 | 1.2 | 0.05 | 0.05 | 0.05 | 0.05 | 0.05 | 0.05 | 0.05 | 0.05 | 0.05 | 0.05 | 0.05 | 0.05 | 0.05 | 0.05 | 0.05 | 0.05 | 0.05 | 0.05 | 0.05 | 0.05 | 0.05 | 0.05 | 0.05 | 0.05 | 0.05 | 1.2 | 0.05 | 0.05 | 0.05 | 0.05 | 0.05 | 0.05 | 0.05 | 0.05 | 0.05 | 0.05 | 0.05 | 0.05 | 0.05 | 0.05 | 0.05 | 0.05 | 0.05 | 0.05 | 0.05 | 0.05 | 0.05 | 0.05 | 0.05 | 0.05 | 0.05 | 0 | 0 | 0 | 0 | 0 | 0 | 0 | 0 | 0 | 0 | 0 | 0 | 0 | 0 | 0 | 0 | 0 | 0 | 0 | 0 | 0 | 0 | 0 | 0 | 0 | 0 | 0 | 0 | 0 | 0 | 0 | 0 | 0 | 0 | 0 | 0 | 0 | 0 | 0 | 0 | 0 | 0 | 0 | 0 | 0 | 0 | 0 | 0 | 16 | 0.29 | 0.41 | 0.14 | 0.16 | 0.41429 | 0 | 0 | 0 | 0 | 0 | 0 | 0 | 0 |  | 0.11267 | 0.11267 | 0.11212 | 0.11212 | 0.11161 | 0.11102 | 0.11102 | Manufacturing - Light Industrial - Storage (Unconditioned) - Hol | 14 | 6 | 18 | 0 | 12 | 0 | 0 | 0 | 12 | 0 | 0 | 0 | 1.2 | 0 | 0 | 0 | 0 | 0 | 0 | 0 | 0 | 0 | 0 | 0 | 0 | 0 | 0 | 0 | 0 | 0 | 0 | 0 | 0 | 0 | 0 | 0 | 0 |  | 0 | 12 | 0 | 0 | 0 | 12 | 0 | 0 | 0 | 1.2 | 0 | 0 | 0 | 0 | 0 | 0 | 0 | 0 | 0 | 0 | 0 | 0 | 0 | 0 | 0 | 0 | 0 | 0 | 0 | 0 | 0 | 0 | 0 | 0
1208 | 12 | 8 | 8 | 4 | Manufacturing - Light Industrial | Manufacturing - Light Industrial | Manufacturing - Light Industrial - Storage (Unconditioned) | Manufacturing - Light Industrial - Storage (Unconditioned) | Manufacturing - Light Industrial | Storage (Unconditioned) | Manufacturing - Light Industrial - Storage (Unconditioned) |  | Manufacturing - Light Industrial | Manufacturing - Light Industrial - Storage (Unconditioned) | Manufac (light) Storage | all | Open | 251 | 251 | 0.2 | 0.65446 | 0.65446 | 0.49084 | 0.49084 | 0.49084 | 0.49084 | 0.49084 | 0.13089 | 0.13089 | 0.098169 | 0.098169 | 0.098169 | 0.098169 | 0.098169 | 420.4417 | 420.4417 | 315.3313 | 315.3313 | 315.3313 | 315.3313 | 315.3313 | 0.1178 | 0.1178 | 0.088352 | 0.088352 | 0.088352 | 0.088352 | 0.088352 | 3348.9395 | 3348.9395 | 3348.9395 | 3348.9395 | 3348.9395 | 3348.9395 | 3348.9395 | 3210.8895 | 3210.8895 | 3212.1422 | 3212.1422 | 3213.3114 | 3214.6677 | 3214.6677 | 0.9 | 0.9 | 0.9 | 0.9 | 0.9 | 0.9 | 0.9 | 0.92302 | 0.92302 | 0.92281 | 0.92281 | 0.92261 | 0.92239 | 0.92239 | 0.083096 | 0.083096 | 0.062322 | 0.062322 | 0.062322 | 0.062322 | 0.062322 | 0.016619 | 0.016619 | 0.012464 | 0.012464 | 0.012464 | 0.012464 | 0.012464 | 41.0041 | 41.0041 | 30.753 | 30.753 | 30.753 | 30.753 | 30.753 | 0.012049 | 0.012049 | 0.0090367 | 0.0090367 | 0.0090367 | 0.0090367 | 0.0090367 | 2604.0639 | 2604.0639 | 2604.0639 | 2604.0639 | 2604.0639 | 2604.0639 | 2604.0639 | 2574.8404 | 2574.8404 | 2575.1056 | 2575.1056 | 2575.3531 | 2575.6402 | 2575.6402 | 0.725 | 0.725 | 0.725 | 0.725 | 0.725 | 0.725 | 0.725 | 0.77698 | 0.77698 | 0.77651 | 0.77651 | 0.77607 | 0.77556 | 0.77556 | Manufac (light) Storage ILit all | Manufac (light) Storage ILit all | 3337 | 15 | 90 | Manufac (light) Storage ILit2 all | Manufac (light) Storage ILit all | Manufac (light) Storage ILit all | 3337 | 8 | 72.5 | 3337 | 12.7974 | 0.9 | 0.15 | 0.15 | 0.15 | 0.15 | 0.15 | 0.82105 | 0.82105 | 0.9 | 0.9 | 0.9 | 0.9 | 0.9 | 0.9 | 0.9 | 0.9 | 0.9 | 0.9 | 0.42632 | 0.22895 | 0.15 | 0.15 | 0.15 | 0.15 | 0.15 | 9.8297 | 0.725 | 0.08 | 0.08 | 0.08 | 0.08 | 0.08 | 0.65711 | 0.65711 | 0.725 | 0.725 | 0.725 | 0.725 | 0.725 | 0.725 | 0.725 | 0.725 | 0.725 | 0.725 | 0.31763 | 0.14789 | 0.08 | 0.08 | 0.08 | 0.08 | 0.08 | 0 | 0 | 0 | 0 | 0 | 0.89474 | 0.89474 | 1 | 1 | 1 | 1 | 1 | 1 | 1 | 1 | 1 | 1 | 0.36842 | 0.10526 | 0 | 0 | 0 | 0 | 0 | 0 | 0 | 0 | 0 | 0 | 0.89474 | 0.89474 | 1 | 1 | 1 | 1 | 1 | 1 | 1 | 1 | 1 | 1 | 0.36842 | 0.10526 | 0 | 0 | 0 | 0 | 0 | 16 | 0.29 | 0.41 | 0.14 | 0.16 | 0.41429 | 0.052356 | 0.006853 | 0.006853 | 0.0051397 | 0.0051397 | 0.0051397 | 0.0051397 | 0.0051397 | Manufacturing - Light Industrial | 0.11267 | 0.11267 | 0.11212 | 0.11212 | 0.11161 | 0.11102 | 0.11102 | Manufacturing - Light Industrial - Storage (Unconditioned) - all | 16 | 6 | 18 | 2671.1684 | 540.9711 | 2671.1684 | 540.9711 | 0 | 0 | 10.6421 | 2.1553 | 0 | 0 | 0 | 0 | 0 | 0 | 0 | 0.82105 | 0.82105 | 0.9 | 0.9 | 0.9 | 0.9 | 0.9 | 0.9 | 0.9 | 0.9 | 0.9 | 0.9 | 0 | 0 | 0 | 0 | 0 | 0 | 0 |  | 2149.6168 | 317.6471 | 2149.6168 | 317.6471 | 0 | 0 | 8.5642 | 1.2655 | 0 | 0 | 0 | 0 | 0 | 0 | 0 | 0.65711 | 0.65711 | 0.725 | 0.725 | 0.725 | 0.725 | 0.725 | 0.725 | 0.725 | 0.725 | 0.725 | 0.725 | 0 | 0 | 0 | 0 | 0 | 0 | 0
1301 | 13 | 1 | 5 | 1 |  |  |  |  | Office - Large | Conference Room | Office - Large - Conference Room |  | Office - Large | Office - Large - Conference Room | Office (large) All | Sat | Open | 52 | 52 | 0.04 | 1.6184 | 1.6184 | 1.4386 | 1.3487 | 1.2587 | 1.2587 | 1.2587 | 0 | 0 | 0 | 0 | 0 | 0 | 0 | 10.6532 | 10.6532 | 9.4695 | 8.8776 | 8.2858 | 8.2858 | 8.2858 | 0 | 0 | 0 | 0 | 0 | 0 | 0 | 0 | 0 | 0 | 0 | 0 | 0 | 0 | 0 | 0 | 0 | 0 | 0 | 0 | 0 | 0 | 0 | 0 | 0 | 0 | 0 | 0 | 0 | 0 | 0 | 0 | 0 | 0 | 0 | 0.12947 | 0.12947 | 0.11509 | 0.10789 | 0.1007 | 0.1007 | 0.1007 | 0 | 0 | 0 | 0 | 0 | 0 | 0 | 1.1735 | 1.1735 | 1.0431 | 0.97793 | 0.91273 | 0.91273 | 0.91273 | 0 | 0 | 0 | 0 | 0 | 0 | 0 | 0 | 0 | 0 | 0 | 0 | 0 | 0 | 0 | 0 | 0 | 0 | 0 | 0 | 0 | 0 | 0 | 0 | 0 | 0 | 0 | 0 | 0 | 0 | 0 | 0 | 0 | 0 | 0 | Office (large) All ILit Sat | Office (large) All ILit all | 3818 | 5 | 25 | Office (large) All ILit2 Sat | Office (large) All ILit2 Sat | Office (large) All ILit2 All | 3902 | 12 | 28 | 3818 | 3.1647 | 0.25 | 0.05 | 0.05 | 0.05 | 0.05 | 0.05 | 0.05 | 0.05 | 0.21471 | 0.25 | 0.25 | 0.25 | 0.25 | 0.25 | 0.25 | 0.25 | 0.25 | 0.25 | 0.05 | 0.05 | 0.05 | 0.05 | 0.05 | 0.05 | 0.05 | 4.3576 | 0.27373 | 0.12 | 0.12 | 0.12 | 0.12 | 0.12 | 0.12 | 0.12 | 0.25176 | 0.27059 | 0.27059 | 0.28 | 0.28 | 0.25176 | 0.25176 | 0.27059 | 0.27059 | 0.28 | 0.12 | 0.12 | 0.12 | 0.12 | 0.12 | 0.12 | 0.12 | 0 | 0 | 0 | 0 | 0 | 0 | 0 | 0.82353 | 1 | 1 | 1 | 1 | 1 | 1 | 1 | 1 | 1 | 0 | 0 | 0 | 0 | 0 | 0 | 0 | 0 | 0 | 0 | 0 | 0 | 0 | 0 | 0.82353 | 0.94118 | 0.94118 | 1 | 1 | 0.82353 | 0.82353 | 0.94118 | 0.94118 | 1 | 0 | 0 | 0 | 0 | 0 | 0 | 0 | 16 | 0.55 | 0.24 | 0.12 | 0.09 | 0.6962 | 0 | 0 | 0 | 0 | 0 | 0 | 0 | 0 |  | 0.13711 | 0.13711 | 0.14319 | 0.14332 | 0.14246 | 0.14347 | 0.14347 | Office - Large - Conference Room - Sat | 10 | 8 | 17 | 115.1647 | 49.4 | 0 | 0 | 115.1647 | 49.4 | 0 | 0 | 2.2147 | 0.95 | 0 | 0 | 0 | 0 | 0 | 0 | 0 | 0.21471 | 0.25 | 0.25 | 0.25 | 0.25 | 0.25 | 0.25 | 0.25 | 0.25 | 0 | 0 | 0 | 0 | 0 | 0 | 0 | 0 |  | 124.6776 | 101.92 | 0 | 0 | 124.6776 | 101.92 | 0 | 0 | 2.3976 | 1.96 | 0 | 0 | 0 | 0 | 0 | 0 | 0 | 0.25176 | 0.27059 | 0.27059 | 0.28 | 0.28 | 0.25176 | 0.25176 | 0.27059 | 0.27059 | 0 | 0 | 0 | 0 | 0 | 0 | 0 | 0
1302 | 13 | 2 | 6 | 2 |  |  |  |  | Office - Large | Conference Room | Office - Large - Conference Room |  | Office - Large | Office - Large - Conference Room | Office (large) All | Sun | Closed | 52 | 52 | 0.04 | 1.6184 | 1.6184 | 1.4386 | 1.3487 | 1.2587 | 1.2587 | 1.2587 | 0 | 0 | 0 | 0 | 0 | 0 | 0 | 4.0395 | 4.0395 | 3.5907 | 3.3662 | 3.1418 | 3.1418 | 3.1418 | 0 | 0 | 0 | 0 | 0 | 0 | 0 | 0 | 0 | 0 | 0 | 0 | 0 | 0 | 0 | 0 | 0 | 0 | 0 | 0 | 0 | 0 | 0 | 0 | 0 | 0 | 0 | 0 | 0 | 0 | 0 | 0 | 0 | 0 | 0 | 0.12947 | 0.12947 | 0.11509 | 0.10789 | 0.1007 | 0.1007 | 0.1007 | 0 | 0 | 0 | 0 | 0 | 0 | 0 | 0.32316 | 0.32316 | 0.28725 | 0.2693 | 0.25135 | 0.25135 | 0.25135 | 0 | 0 | 0 | 0 | 0 | 0 | 0 | 0 | 0 | 0 | 0 | 0 | 0 | 0 | 0 | 0 | 0 | 0 | 0 | 0 | 0 | 0 | 0 | 0 | 0 | 0 | 0 | 0 | 0 | 0 | 0 | 0 | 0 | 0 | 0 | Office (large) All ILit Cls | Office (large) All ILit Cls | 2 | 5 | 5 | Office (large) All ILit2 Cls | Office (large) All ILit Cls | Office (large) All ILit Cls | 2 | 5 | 5 | 2 | 1.2 | 0.05 | 0.05 | 0.05 | 0.05 | 0.05 | 0.05 | 0.05 | 0.05 | 0.05 | 0.05 | 0.05 | 0.05 | 0.05 | 0.05 | 0.05 | 0.05 | 0.05 | 0.05 | 0.05 | 0.05 | 0.05 | 0.05 | 0.05 | 0.05 | 0.05 | 1.2 | 0.05 | 0.05 | 0.05 | 0.05 | 0.05 | 0.05 | 0.05 | 0.05 | 0.05 | 0.05 | 0.05 | 0.05 | 0.05 | 0.05 | 0.05 | 0.05 | 0.05 | 0.05 | 0.05 | 0.05 | 0.05 | 0.05 | 0.05 | 0.05 | 0.05 | 0 | 0 | 0 | 0 | 0 | 0 | 0 | 0 | 0 | 0 | 0 | 0 | 0 | 0 | 0 | 0 | 0 | 0 | 0 | 0 | 0 | 0 | 0 | 0 | 0 | 0 | 0 | 0 | 0 | 0 | 0 | 0 | 0 | 0 | 0 | 0 | 0 | 0 | 0 | 0 | 0 | 0 | 0 | 0 | 0 | 0 | 0 | 0 | 16 | 0.55 | 0.24 | 0.12 | 0.09 | 0.6962 | 0 | 0 | 0 | 0 | 0 | 0 | 0 | 0 |  | 0.13711 | 0.13711 | 0.14319 | 0.14332 | 0.14246 | 0.14347 | 0.14347 | Office - Large - Conference Room - Sun | 12 | 8 | 17 | 0 | 62.4 | 0 | 0 | 0 | 62.4 | 0 | 0 | 0 | 1.2 | 0 | 0 | 0 | 0 | 0 | 0 | 0 | 0 | 0 | 0 | 0 | 0 | 0 | 0 | 0 | 0 | 0 | 0 | 0 | 0 | 0 | 0 | 0 | 0 |  | 0 | 62.4 | 0 | 0 | 0 | 62.4 | 0 | 0 | 0 | 1.2 | 0 | 0 | 0 | 0 | 0 | 0 | 0 | 0 | 0 | 0 | 0 | 0 | 0 | 0 | 0 | 0 | 0 | 0 | 0 | 0 | 0 | 0 | 0 | 0
1303 | 13 | 3 | 7 | 3 |  |  |  |  | Office - Large | Conference Room | Office - Large - Conference Room |  | Office - Large | Office - Large - Conference Room | Office (large) All | Hol | Closed | 10 | 10 | 0.04 | 1.6184 | 1.6184 | 1.4386 | 1.3487 | 1.2587 | 1.2587 | 1.2587 | 0 | 0 | 0 | 0 | 0 | 0 | 0 | 0.77682 | 0.77682 | 0.69051 | 0.64735 | 0.6042 | 0.6042 | 0.6042 | 0 | 0 | 0 | 0 | 0 | 0 | 0 | 0 | 0 | 0 | 0 | 0 | 0 | 0 | 0 | 0 | 0 | 0 | 0 | 0 | 0 | 0 | 0 | 0 | 0 | 0 | 0 | 0 | 0 | 0 | 0 | 0 | 0 | 0 | 0 | 0.12947 | 0.12947 | 0.11509 | 0.10789 | 0.1007 | 0.1007 | 0.1007 | 0 | 0 | 0 | 0 | 0 | 0 | 0 | 0.062146 | 0.062146 | 0.055241 | 0.051789 | 0.048336 | 0.048336 | 0.048336 | 0 | 0 | 0 | 0 | 0 | 0 | 0 | 0 | 0 | 0 | 0 | 0 | 0 | 0 | 0 | 0 | 0 | 0 | 0 | 0 | 0 | 0 | 0 | 0 | 0 | 0 | 0 | 0 | 0 | 0 | 0 | 0 | 0 | 0 | 0 | Office (large) All ILit Cls | Office (large) All ILit Cls | 2 | 5 | 5 | Office (large) All ILit2 Cls | Office (large) All ILit Cls | Office (large) All ILit Cls | 2 | 5 | 5 | 2 | 1.2 | 0.05 | 0.05 | 0.05 | 0.05 | 0.05 | 0.05 | 0.05 | 0.05 | 0.05 | 0.05 | 0.05 | 0.05 | 0.05 | 0.05 | 0.05 | 0.05 | 0.05 | 0.05 | 0.05 | 0.05 | 0.05 | 0.05 | 0.05 | 0.05 | 0.05 | 1.2 | 0.05 | 0.05 | 0.05 | 0.05 | 0.05 | 0.05 | 0.05 | 0.05 | 0.05 | 0.05 | 0.05 | 0.05 | 0.05 | 0.05 | 0.05 | 0.05 | 0.05 | 0.05 | 0.05 | 0.05 | 0.05 | 0.05 | 0.05 | 0.05 | 0.05 | 0 | 0 | 0 | 0 | 0 | 0 | 0 | 0 | 0 | 0 | 0 | 0 | 0 | 0 | 0 | 0 | 0 | 0 | 0 | 0 | 0 | 0 | 0 | 0 | 0 | 0 | 0 | 0 | 0 | 0 | 0 | 0 | 0 | 0 | 0 | 0 | 0 | 0 | 0 | 0 | 0 | 0 | 0 | 0 | 0 | 0 | 0 | 0 | 16 | 0.55 | 0.24 | 0.12 | 0.09 | 0.6962 | 0 | 0 | 0 | 0 | 0 | 0 | 0 | 0 |  | 0.13711 | 0.13711 | 0.14319 | 0.14332 | 0.14246 | 0.14347 | 0.14347 | Office - Large - Conference Room - Hol | 14 | 8 | 17 | 0 | 12 | 0 | 0 | 0 | 12 | 0 | 0 | 0 | 1.2 | 0 | 0 | 0 | 0 | 0 | 0 | 0 | 0 | 0 | 0 | 0 | 0 | 0 | 0 | 0 | 0 | 0 | 0 | 0 | 0 | 0 | 0 | 0 | 0 |  | 0 | 12 | 0 | 0 | 0 | 12 | 0 | 0 | 0 | 1.2 | 0 | 0 | 0 | 0 | 0 | 0 | 0 | 0 | 0 | 0 | 0 | 0 | 0 | 0 | 0 | 0 | 0 | 0 | 0 | 0 | 0 | 0 | 0 | 0
1304 | 13 | 4 | 8 | 4 |  |  | Office - Large - Conference Room | Office - Large - Conference Room | Office - Large | Conference Room | Office - Large - Conference Room |  | Office - Large | Office - Large - Conference Room | Office (large) All | all | Open | 251 | 251 | 0.04 | 1.6184 | 1.6184 | 1.4386 | 1.3487 | 1.2587 | 1.2587 | 1.2587 | 0.064735 | 0.064735 | 0.057543 | 0.053946 | 0.05035 | 0.05035 | 0.05035 | 155.4988 | 155.4988 | 138.2212 | 129.5823 | 120.9435 | 120.9435 | 120.9435 | 0.045962 | 0.045962 | 0.040855 | 0.038302 | 0.035748 | 0.035748 | 0.035748 | 2641.0347 | 2641.0347 | 2641.0347 | 2641.0347 | 2641.0347 | 2641.0347 | 2641.0347 | 0 | 0 | 0 | 0 | 0 | 0 | 0 | 0.71 | 0.71 | 0.71 | 0.71 | 0.71 | 0.71 | 0.71 | 0 | 0 | 0 | 0 | 0 | 0 | 0 | 0.12947 | 0.12947 | 0.11509 | 0.10789 | 0.1007 | 0.1007 | 0.1007 | 0.0051789 | 0.0051789 | 0.0046034 | 0.0043157 | 0.004028 | 0.004028 | 0.004028 | 13.958 | 13.958 | 12.4071 | 11.6316 | 10.8562 | 10.8562 | 10.8562 | 0.0032377 | 0.0032377 | 0.002878 | 0.0026981 | 0.0025182 | 0.0025182 | 0.0025182 | 2996.1799 | 2996.1799 | 2996.1799 | 2996.1799 | 2996.1799 | 2996.1799 | 2996.1799 | 0 | 0 | 0 | 0 | 0 | 0 | 0 | 0.62519 | 0.62519 | 0.62519 | 0.62519 | 0.62519 | 0.62519 | 0.62519 | 0 | 0 | 0 | 0 | 0 | 0 | 0 | Office (large) All ILit all | Office (large) All ILit all | 3817 | 5.5 | 73 | Office (large) All ILit2 all | Office (large) All ILit2 all | Office (large) All ILit2 All | 3901 | 24 | 64 | 3817 | 9.57 | 0.71 | 0.055 | 0.055 | 0.055 | 0.055 | 0.11 | 0.18 | 0.28 | 0.45 | 0.7 | 0.73 | 0.73 | 0.73 | 0.73 | 0.73 | 0.73 | 0.73 | 0.67 | 0.57 | 0.43 | 0.3 | 0.2 | 0.15 | 0.1 | 0.1 | 10.7378 | 0.62519 | 0.24 | 0.24 | 0.24 | 0.24 | 0.24 | 0.24 | 0.24 | 0.57333 | 0.61778 | 0.61778 | 0.64 | 0.64 | 0.57333 | 0.57333 | 0.61778 | 0.61778 | 0.64 | 0.57333 | 0.52889 | 0.48444 | 0.39556 | 0.35111 | 0.30667 | 0.30667 | 0 | 0 | 0 | 0 | 0.081481 | 0.18519 | 0.33333 | 0.58519 | 0.95556 | 1 | 1 | 1 | 1 | 1 | 1 | 1 | 0.91111 | 0.76296 | 0.55556 | 0.36296 | 0.21481 | 0.14074 | 0.066667 | 0.066667 | 0 | 0 | 0 | 0 | 0 | 0 | 0 | 0.83333 | 0.94444 | 0.94444 | 1 | 1 | 0.83333 | 0.83333 | 0.94444 | 0.94444 | 1 | 0.83333 | 0.72222 | 0.61111 | 0.38889 | 0.27778 | 0.16667 | 0.16667 | 16 | 0.55 | 0.24 | 0.12 | 0.09 | 0.6962 | 0.10502 | 0.0067984 | 0.0067984 | 0.006043 | 0.0056654 | 0.0052877 | 0.0052877 | 0.0052877 |  | 0.13711 | 0.13711 | 0.14319 | 0.14332 | 0.14246 | 0.14347 | 0.14347 | Office - Large - Conference Room - all | 16 | 8 | 17 | 1571.26 | 830.81 | 1571.26 | 830.81 | 0 | 0 | 6.26 | 3.31 | 0 | 0 | 0 | 0 | 0 | 0 | 0 | 0 | 0 | 0.45 | 0.7 | 0.73 | 0.73 | 0.73 | 0.73 | 0.73 | 0.73 | 0.73 | 0 | 0 | 0 | 0 | 0 | 0 | 0 | 0 |  | 1373.2489 | 1321.9333 | 1373.2489 | 1321.9333 | 0 | 0 | 5.4711 | 5.2667 | 0 | 0 | 0 | 0 | 0 | 0 | 0 | 0 | 0 | 0.57333 | 0.61778 | 0.61778 | 0.64 | 0.64 | 0.57333 | 0.57333 | 0.61778 | 0.61778 | 0 | 0 | 0 | 0 | 0 | 0 | 0 | 0
1305 | 13 | 5 | 5 | 1 |  |  |  |  | Office - Large | Copy Room (photocopying equipment) | Office - Large - Copy Room (photocopying equipment) |  | Office - Large | Office - Large - Copy Room (photocopying equipment) | Office (large) All | Sat | Open | 52 | 52 | 0.02 | 1.1688 | 1.1688 | 1.1688 | 1.1688 | 1.0789 | 1.0789 | 1.0789 | 0 | 0 | 0 | 0 | 0 | 0 | 0 | 3.847 | 3.847 | 3.847 | 3.847 | 3.5511 | 3.5511 | 3.5511 | 0 | 0 | 0 | 0 | 0 | 0 | 0 | 0 | 0 | 0 | 0 | 0 | 0 | 0 | 0 | 0 | 0 | 0 | 0 | 0 | 0 | 0 | 0 | 0 | 0 | 0 | 0 | 0 | 0 | 0 | 0 | 0 | 0 | 0 | 0 | 0.093507 | 0.093507 | 0.093507 | 0.093507 | 0.086314 | 0.086314 | 0.086314 | 0 | 0 | 0 | 0 | 0 | 0 | 0 | 0.42377 | 0.42377 | 0.42377 | 0.42377 | 0.39117 | 0.39117 | 0.39117 | 0 | 0 | 0 | 0 | 0 | 0 | 0 | 0 | 0 | 0 | 0 | 0 | 0 | 0 | 0 | 0 | 0 | 0 | 0 | 0 | 0 | 0 | 0 | 0 | 0 | 0 | 0 | 0 | 0 | 0 | 0 | 0 | 0 | 0 | 0 | Office (large) All ILit Sat | Office (large) All ILit all | 3818 | 5 | 25 | Office (large) All ILit2 Sat | Office (large) All ILit2 Sat | Office (large) All ILit2 All | 3902 | 12 | 28 | 3818 | 3.1647 | 0.25 | 0.05 | 0.05 | 0.05 | 0.05 | 0.05 | 0.05 | 0.05 | 0.21471 | 0.25 | 0.25 | 0.25 | 0.25 | 0.25 | 0.25 | 0.25 | 0.25 | 0.25 | 0.05 | 0.05 | 0.05 | 0.05 | 0.05 | 0.05 | 0.05 | 4.3576 | 0.27373 | 0.12 | 0.12 | 0.12 | 0.12 | 0.12 | 0.12 | 0.12 | 0.25176 | 0.27059 | 0.27059 | 0.28 | 0.28 | 0.25176 | 0.25176 | 0.27059 | 0.27059 | 0.28 | 0.12 | 0.12 | 0.12 | 0.12 | 0.12 | 0.12 | 0.12 | 0 | 0 | 0 | 0 | 0 | 0 | 0 | 0.82353 | 1 | 1 | 1 | 1 | 1 | 1 | 1 | 1 | 1 | 0 | 0 | 0 | 0 | 0 | 0 | 0 | 0 | 0 | 0 | 0 | 0 | 0 | 0 | 0.82353 | 0.94118 | 0.94118 | 1 | 1 | 0.82353 | 0.82353 | 0.94118 | 0.94118 | 1 | 0 | 0 | 0 | 0 | 0 | 0 | 0 | 10 | 0.55 | 0.24 | 0.12 | 0.09 | 0.6962 | 0 | 0 | 0 | 0 | 0 | 0 | 0 | 0 |  | 0.13711 | 0.13711 | 0.14319 | 0.14332 | 0.14246 | 0.14347 | 0.14347 | Office - Large - Copy Room (photocopying equipment) - Sat | 10 | 8 | 17 | 115.1647 | 49.4 | 0 | 0 | 115.1647 | 49.4 | 0 | 0 | 2.2147 | 0.95 | 0 | 0 | 0 | 0 | 0 | 0 | 0 | 0.21471 | 0.25 | 0.25 | 0.25 | 0.25 | 0.25 | 0.25 | 0.25 | 0.25 | 0 | 0 | 0 | 0 | 0 | 0 | 0 | 0 |  | 124.6776 | 101.92 | 0 | 0 | 124.6776 | 101.92 | 0 | 0 | 2.3976 | 1.96 | 0 | 0 | 0 | 0 | 0 | 0 | 0 | 0.25176 | 0.27059 | 0.27059 | 0.28 | 0.28 | 0.25176 | 0.25176 | 0.27059 | 0.27059 | 0 | 0 | 0 | 0 | 0 | 0 | 0 | 0
1306 | 13 | 6 | 6 | 2 |  |  |  |  | Office - Large | Copy Room (photocopying equipment) | Office - Large - Copy Room (photocopying equipment) |  | Office - Large | Office - Large - Copy Room (photocopying equipment) | Office (large) All | Sun | Closed | 52 | 52 | 0.02 | 1.1688 | 1.1688 | 1.1688 | 1.1688 | 1.0789 | 1.0789 | 1.0789 | 0 | 0 | 0 | 0 | 0 | 0 | 0 | 1.4587 | 1.4587 | 1.4587 | 1.4587 | 1.3465 | 1.3465 | 1.3465 | 0 | 0 | 0 | 0 | 0 | 0 | 0 | 0 | 0 | 0 | 0 | 0 | 0 | 0 | 0 | 0 | 0 | 0 | 0 | 0 | 0 | 0 | 0 | 0 | 0 | 0 | 0 | 0 | 0 | 0 | 0 | 0 | 0 | 0 | 0 | 0.093507 | 0.093507 | 0.093507 | 0.093507 | 0.086314 | 0.086314 | 0.086314 | 0 | 0 | 0 | 0 | 0 | 0 | 0 | 0.1167 | 0.1167 | 0.1167 | 0.1167 | 0.10772 | 0.10772 | 0.10772 | 0 | 0 | 0 | 0 | 0 | 0 | 0 | 0 | 0 | 0 | 0 | 0 | 0 | 0 | 0 | 0 | 0 | 0 | 0 | 0 | 0 | 0 | 0 | 0 | 0 | 0 | 0 | 0 | 0 | 0 | 0 | 0 | 0 | 0 | 0 | Office (large) All ILit Cls | Office (large) All ILit Cls | 2 | 5 | 5 | Office (large) All ILit2 Cls | Office (large) All ILit Cls | Office (large) All ILit Cls | 2 | 5 | 5 | 2 | 1.2 | 0.05 | 0.05 | 0.05 | 0.05 | 0.05 | 0.05 | 0.05 | 0.05 | 0.05 | 0.05 | 0.05 | 0.05 | 0.05 | 0.05 | 0.05 | 0.05 | 0.05 | 0.05 | 0.05 | 0.05 | 0.05 | 0.05 | 0.05 | 0.05 | 0.05 | 1.2 | 0.05 | 0.05 | 0.05 | 0.05 | 0.05 | 0.05 | 0.05 | 0.05 | 0.05 | 0.05 | 0.05 | 0.05 | 0.05 | 0.05 | 0.05 | 0.05 | 0.05 | 0.05 | 0.05 | 0.05 | 0.05 | 0.05 | 0.05 | 0.05 | 0.05 | 0 | 0 | 0 | 0 | 0 | 0 | 0 | 0 | 0 | 0 | 0 | 0 | 0 | 0 | 0 | 0 | 0 | 0 | 0 | 0 | 0 | 0 | 0 | 0 | 0 | 0 | 0 | 0 | 0 | 0 | 0 | 0 | 0 | 0 | 0 | 0 | 0 | 0 | 0 | 0 | 0 | 0 | 0 | 0 | 0 | 0 | 0 | 0 | 10 | 0.55 | 0.24 | 0.12 | 0.09 | 0.6962 | 0 | 0 | 0 | 0 | 0 | 0 | 0 | 0 |  | 0.13711 | 0.13711 | 0.14319 | 0.14332 | 0.14246 | 0.14347 | 0.14347 | Office - Large - Copy Room (photocopying equipment) - Sun | 12 | 8 | 17 | 0 | 62.4 | 0 | 0 | 0 | 62.4 | 0 | 0 | 0 | 1.2 | 0 | 0 | 0 | 0 | 0 | 0 | 0 | 0 | 0 | 0 | 0 | 0 | 0 | 0 | 0 | 0 | 0 | 0 | 0 | 0 | 0 | 0 | 0 | 0 |  | 0 | 62.4 | 0 | 0 | 0 | 62.4 | 0 | 0 | 0 | 1.2 | 0 | 0 | 0 | 0 | 0 | 0 | 0 | 0 | 0 | 0 | 0 | 0 | 0 | 0 | 0 | 0 | 0 | 0 | 0 | 0 | 0 | 0 | 0 | 0
1307 | 13 | 7 | 7 | 3 |  |  |  |  | Office - Large | Copy Room (photocopying equipment) | Office - Large - Copy Room (photocopying equipment) |  | Office - Large | Office - Large - Copy Room (photocopying equipment) | Office (large) All | Hol | Closed | 10 | 10 | 0.02 | 1.1688 | 1.1688 | 1.1688 | 1.1688 | 1.0789 | 1.0789 | 1.0789 | 0 | 0 | 0 | 0 | 0 | 0 | 0 | 0.28052 | 0.28052 | 0.28052 | 0.28052 | 0.25894 | 0.25894 | 0.25894 | 0 | 0 | 0 | 0 | 0 | 0 | 0 | 0 | 0 | 0 | 0 | 0 | 0 | 0 | 0 | 0 | 0 | 0 | 0 | 0 | 0 | 0 | 0 | 0 | 0 | 0 | 0 | 0 | 0 | 0 | 0 | 0 | 0 | 0 | 0 | 0.093507 | 0.093507 | 0.093507 | 0.093507 | 0.086314 | 0.086314 | 0.086314 | 0 | 0 | 0 | 0 | 0 | 0 | 0 | 0.022442 | 0.022442 | 0.022442 | 0.022442 | 0.020715 | 0.020715 | 0.020715 | 0 | 0 | 0 | 0 | 0 | 0 | 0 | 0 | 0 | 0 | 0 | 0 | 0 | 0 | 0 | 0 | 0 | 0 | 0 | 0 | 0 | 0 | 0 | 0 | 0 | 0 | 0 | 0 | 0 | 0 | 0 | 0 | 0 | 0 | 0 | Office (large) All ILit Cls | Office (large) All ILit Cls | 2 | 5 | 5 | Office (large) All ILit2 Cls | Office (large) All ILit Cls | Office (large) All ILit Cls | 2 | 5 | 5 | 2 | 1.2 | 0.05 | 0.05 | 0.05 | 0.05 | 0.05 | 0.05 | 0.05 | 0.05 | 0.05 | 0.05 | 0.05 | 0.05 | 0.05 | 0.05 | 0.05 | 0.05 | 0.05 | 0.05 | 0.05 | 0.05 | 0.05 | 0.05 | 0.05 | 0.05 | 0.05 | 1.2 | 0.05 | 0.05 | 0.05 | 0.05 | 0.05 | 0.05 | 0.05 | 0.05 | 0.05 | 0.05 | 0.05 | 0.05 | 0.05 | 0.05 | 0.05 | 0.05 | 0.05 | 0.05 | 0.05 | 0.05 | 0.05 | 0.05 | 0.05 | 0.05 | 0.05 | 0 | 0 | 0 | 0 | 0 | 0 | 0 | 0 | 0 | 0 | 0 | 0 | 0 | 0 | 0 | 0 | 0 | 0 | 0 | 0 | 0 | 0 | 0 | 0 | 0 | 0 | 0 | 0 | 0 | 0 | 0 | 0 | 0 | 0 | 0 | 0 | 0 | 0 | 0 | 0 | 0 | 0 | 0 | 0 | 0 | 0 | 0 | 0 | 10 | 0.55 | 0.24 | 0.12 | 0.09 | 0.6962 | 0 | 0 | 0 | 0 | 0 | 0 | 0 | 0 |  | 0.13711 | 0.13711 | 0.14319 | 0.14332 | 0.14246 | 0.14347 | 0.14347 | Office - Large - Copy Room (photocopying equipment) - Hol | 14 | 8 | 17 | 0 | 12 | 0 | 0 | 0 | 12 | 0 | 0 | 0 | 1.2 | 0 | 0 | 0 | 0 | 0 | 0 | 0 | 0 | 0 | 0 | 0 | 0 | 0 | 0 | 0 | 0 | 0 | 0 | 0 | 0 | 0 | 0 | 0 | 0 |  | 0 | 12 | 0 | 0 | 0 | 12 | 0 | 0 | 0 | 1.2 | 0 | 0 | 0 | 0 | 0 | 0 | 0 | 0 | 0 | 0 | 0 | 0 | 0 | 0 | 0 | 0 | 0 | 0 | 0 | 0 | 0 | 0 | 0 | 0
1308 | 13 | 8 | 8 | 4 |  |  | Office - Large - Copy Room (photocopying equipment) | Office - Large - Copy Room (photocopying equipment) | Office - Large | Copy Room (photocopying equipment) | Office - Large - Copy Room (photocopying equipment) |  | Office - Large | Office - Large - Copy Room (photocopying equipment) | Office (large) All | all | Open | 251 | 251 | 0.02 | 1.1688 | 1.1688 | 1.1688 | 1.1688 | 1.0789 | 1.0789 | 1.0789 | 0.023377 | 0.023377 | 0.023377 | 0.023377 | 0.021578 | 0.021578 | 0.021578 | 56.1523 | 56.1523 | 56.1523 | 56.1523 | 51.8329 | 51.8329 | 51.8329 | 0.016597 | 0.016597 | 0.016597 | 0.016597 | 0.015321 | 0.015321 | 0.015321 | 2641.0347 | 2641.0347 | 2641.0347 | 2641.0347 | 2641.0347 | 2641.0347 | 2641.0347 | 0 | 0 | 0 | 0 | 0 | 0 | 0 | 0.71 | 0.71 | 0.71 | 0.71 | 0.71 | 0.71 | 0.71 | 0 | 0 | 0 | 0 | 0 | 0 | 0 | 0.093507 | 0.093507 | 0.093507 | 0.093507 | 0.086314 | 0.086314 | 0.086314 | 0.0018701 | 0.0018701 | 0.0018701 | 0.0018701 | 0.0017263 | 0.0017263 | 0.0017263 | 5.0404 | 5.0404 | 5.0404 | 5.0404 | 4.6527 | 4.6527 | 4.6527 | 0.0011692 | 0.0011692 | 0.0011692 | 0.0011692 | 0.0010792 | 0.0010792 | 0.0010792 | 2996.1799 | 2996.1799 | 2996.1799 | 2996.1799 | 2996.1799 | 2996.1799 | 2996.1799 | 0 | 0 | 0 | 0 | 0 | 0 | 0 | 0.62519 | 0.62519 | 0.62519 | 0.62519 | 0.62519 | 0.62519 | 0.62519 | 0 | 0 | 0 | 0 | 0 | 0 | 0 | Office (large) All ILit all | Office (large) All ILit all | 3817 | 5.5 | 73 | Office (large) All ILit2 all | Office (large) All ILit2 all | Office (large) All ILit2 All | 3901 | 24 | 64 | 3817 | 9.57 | 0.71 | 0.055 | 0.055 | 0.055 | 0.055 | 0.11 | 0.18 | 0.28 | 0.45 | 0.7 | 0.73 | 0.73 | 0.73 | 0.73 | 0.73 | 0.73 | 0.73 | 0.67 | 0.57 | 0.43 | 0.3 | 0.2 | 0.15 | 0.1 | 0.1 | 10.7378 | 0.62519 | 0.24 | 0.24 | 0.24 | 0.24 | 0.24 | 0.24 | 0.24 | 0.57333 | 0.61778 | 0.61778 | 0.64 | 0.64 | 0.57333 | 0.57333 | 0.61778 | 0.61778 | 0.64 | 0.57333 | 0.52889 | 0.48444 | 0.39556 | 0.35111 | 0.30667 | 0.30667 | 0 | 0 | 0 | 0 | 0.081481 | 0.18519 | 0.33333 | 0.58519 | 0.95556 | 1 | 1 | 1 | 1 | 1 | 1 | 1 | 0.91111 | 0.76296 | 0.55556 | 0.36296 | 0.21481 | 0.14074 | 0.066667 | 0.066667 | 0 | 0 | 0 | 0 | 0 | 0 | 0 | 0.83333 | 0.94444 | 0.94444 | 1 | 1 | 0.83333 | 0.83333 | 0.94444 | 0.94444 | 1 | 0.83333 | 0.72222 | 0.61111 | 0.38889 | 0.27778 | 0.16667 | 0.16667 | 10 | 0.55 | 0.24 | 0.12 | 0.09 | 0.6962 | 0.065637 | 0.0015344 | 0.0015344 | 0.0015344 | 0.0015344 | 0.0014163 | 0.0014163 | 0.0014163 |  | 0.13711 | 0.13711 | 0.14319 | 0.14332 | 0.14246 | 0.14347 | 0.14347 | Office - Large - Copy Room (photocopying equipment) - all | 16 | 8 | 17 | 1571.26 | 830.81 | 1571.26 | 830.81 | 0 | 0 | 6.26 | 3.31 | 0 | 0 | 0 | 0 | 0 | 0 | 0 | 0 | 0 | 0.45 | 0.7 | 0.73 | 0.73 | 0.73 | 0.73 | 0.73 | 0.73 | 0.73 | 0 | 0 | 0 | 0 | 0 | 0 | 0 | 0 |  | 1373.2489 | 1321.9333 | 1373.2489 | 1321.9333 | 0 | 0 | 5.4711 | 5.2667 | 0 | 0 | 0 | 0 | 0 | 0 | 0 | 0 | 0 | 0.57333 | 0.61778 | 0.61778 | 0.64 | 0.64 | 0.57333 | 0.57333 | 0.61778 | 0.61778 | 0 | 0 | 0 | 0 | 0 | 0 | 0 | 0
1309 | 13 | 9 | 5 | 1 |  |  |  |  | Office - Large | Corridor | Office - Large - Corridor |  | Office - Large | Office - Large - Corridor | Office (large) All | Sat | Open | 52 | 52 | 0.1 | 0.71928 | 0.71928 | 0.53946 | 0.53946 | 0.53946 | 0.53946 | 0.53946 | 0 | 0 | 0 | 0 | 0 | 0 | 0 | 11.8368 | 11.8368 | 8.8776 | 8.8776 | 8.8776 | 8.8776 | 8.8776 | 0 | 0 | 0 | 0 | 0 | 0 | 0 | 0 | 0 | 0 | 0 | 0 | 0 | 0 | 0 | 0 | 0 | 0 | 0 | 0 | 0 | 0 | 0 | 0 | 0 | 0 | 0 | 0 | 0 | 0 | 0 | 0 | 0 | 0 | 0 | 0.057543 | 0.057543 | 0.043157 | 0.043157 | 0.043157 | 0.043157 | 0.043157 | 0 | 0 | 0 | 0 | 0 | 0 | 0 | 1.3039 | 1.3039 | 0.97793 | 0.97793 | 0.97793 | 0.97793 | 0.97793 | 0 | 0 | 0 | 0 | 0 | 0 | 0 | 0 | 0 | 0 | 0 | 0 | 0 | 0 | 0 | 0 | 0 | 0 | 0 | 0 | 0 | 0 | 0 | 0 | 0 | 0 | 0 | 0 | 0 | 0 | 0 | 0 | 0 | 0 | 0 | Office (large) All ILit Sat | Office (large) All ILit all | 3818 | 5 | 25 | Office (large) All ILit2 Sat | Office (large) All ILit2 Sat | Office (large) All ILit2 All | 3902 | 12 | 28 | 3818 | 3.1647 | 0.25 | 0.05 | 0.05 | 0.05 | 0.05 | 0.05 | 0.05 | 0.05 | 0.21471 | 0.25 | 0.25 | 0.25 | 0.25 | 0.25 | 0.25 | 0.25 | 0.25 | 0.25 | 0.05 | 0.05 | 0.05 | 0.05 | 0.05 | 0.05 | 0.05 | 4.3576 | 0.27373 | 0.12 | 0.12 | 0.12 | 0.12 | 0.12 | 0.12 | 0.12 | 0.25176 | 0.27059 | 0.27059 | 0.28 | 0.28 | 0.25176 | 0.25176 | 0.27059 | 0.27059 | 0.28 | 0.12 | 0.12 | 0.12 | 0.12 | 0.12 | 0.12 | 0.12 | 0 | 0 | 0 | 0 | 0 | 0 | 0 | 0.82353 | 1 | 1 | 1 | 1 | 1 | 1 | 1 | 1 | 1 | 0 | 0 | 0 | 0 | 0 | 0 | 0 | 0 | 0 | 0 | 0 | 0 | 0 | 0 | 0.82353 | 0.94118 | 0.94118 | 1 | 1 | 0.82353 | 0.82353 | 0.94118 | 0.94118 | 1 | 0 | 0 | 0 | 0 | 0 | 0 | 0 | 10 | 0.66337 | 0.20792 | 0.079208 | 0.049505 | 0.76136 | 0 | 0 | 0 | 0 | 0 | 0 | 0 | 0 |  | 0.13711 | 0.13711 | 0.14319 | 0.14332 | 0.14246 | 0.14347 | 0.14347 | Office - Large - Corridor - Sat | 10 | 8 | 17 | 115.1647 | 49.4 | 0 | 0 | 115.1647 | 49.4 | 0 | 0 | 2.2147 | 0.95 | 0 | 0 | 0 | 0 | 0 | 0 | 0 | 0.21471 | 0.25 | 0.25 | 0.25 | 0.25 | 0.25 | 0.25 | 0.25 | 0.25 | 0 | 0 | 0 | 0 | 0 | 0 | 0 | 0 |  | 124.6776 | 101.92 | 0 | 0 | 124.6776 | 101.92 | 0 | 0 | 2.3976 | 1.96 | 0 | 0 | 0 | 0 | 0 | 0 | 0 | 0.25176 | 0.27059 | 0.27059 | 0.28 | 0.28 | 0.25176 | 0.25176 | 0.27059 | 0.27059 | 0 | 0 | 0 | 0 | 0 | 0 | 0 | 0
1310 | 13 | 10 | 6 | 2 |  |  |  |  | Office - Large | Corridor | Office - Large - Corridor |  | Office - Large | Office - Large - Corridor | Office (large) All | Sun | Closed | 52 | 52 | 0.1 | 0.71928 | 0.71928 | 0.53946 | 0.53946 | 0.53946 | 0.53946 | 0.53946 | 0 | 0 | 0 | 0 | 0 | 0 | 0 | 4.4883 | 4.4883 | 3.3662 | 3.3662 | 3.3662 | 3.3662 | 3.3662 | 0 | 0 | 0 | 0 | 0 | 0 | 0 | 0 | 0 | 0 | 0 | 0 | 0 | 0 | 0 | 0 | 0 | 0 | 0 | 0 | 0 | 0 | 0 | 0 | 0 | 0 | 0 | 0 | 0 | 0 | 0 | 0 | 0 | 0 | 0 | 0.057543 | 0.057543 | 0.043157 | 0.043157 | 0.043157 | 0.043157 | 0.043157 | 0 | 0 | 0 | 0 | 0 | 0 | 0 | 0.35907 | 0.35907 | 0.2693 | 0.2693 | 0.2693 | 0.2693 | 0.2693 | 0 | 0 | 0 | 0 | 0 | 0 | 0 | 0 | 0 | 0 | 0 | 0 | 0 | 0 | 0 | 0 | 0 | 0 | 0 | 0 | 0 | 0 | 0 | 0 | 0 | 0 | 0 | 0 | 0 | 0 | 0 | 0 | 0 | 0 | 0 | Office (large) All ILit Cls | Office (large) All ILit Cls | 2 | 5 | 5 | Office (large) All ILit2 Cls | Office (large) All ILit Cls | Office (large) All ILit Cls | 2 | 5 | 5 | 2 | 1.2 | 0.05 | 0.05 | 0.05 | 0.05 | 0.05 | 0.05 | 0.05 | 0.05 | 0.05 | 0.05 | 0.05 | 0.05 | 0.05 | 0.05 | 0.05 | 0.05 | 0.05 | 0.05 | 0.05 | 0.05 | 0.05 | 0.05 | 0.05 | 0.05 | 0.05 | 1.2 | 0.05 | 0.05 | 0.05 | 0.05 | 0.05 | 0.05 | 0.05 | 0.05 | 0.05 | 0.05 | 0.05 | 0.05 | 0.05 | 0.05 | 0.05 | 0.05 | 0.05 | 0.05 | 0.05 | 0.05 | 0.05 | 0.05 | 0.05 | 0.05 | 0.05 | 0 | 0 | 0 | 0 | 0 | 0 | 0 | 0 | 0 | 0 | 0 | 0 | 0 | 0 | 0 | 0 | 0 | 0 | 0 | 0 | 0 | 0 | 0 | 0 | 0 | 0 | 0 | 0 | 0 | 0 | 0 | 0 | 0 | 0 | 0 | 0 | 0 | 0 | 0 | 0 | 0 | 0 | 0 | 0 | 0 | 0 | 0 | 0 | 10 | 0.66337 | 0.20792 | 0.079208 | 0.049505 | 0.76136 | 0 | 0 | 0 | 0 | 0 | 0 | 0 | 0 |  | 0.13711 | 0.13711 | 0.14319 | 0.14332 | 0.14246 | 0.14347 | 0.14347 | Office - Large - Corridor - Sun | 12 | 8 | 17 | 0 | 62.4 | 0 | 0 | 0 | 62.4 | 0 | 0 | 0 | 1.2 | 0 | 0 | 0 | 0 | 0 | 0 | 0 | 0 | 0 | 0 | 0 | 0 | 0 | 0 | 0 | 0 | 0 | 0 | 0 | 0 | 0 | 0 | 0 | 0 |  | 0 | 62.4 | 0 | 0 | 0 | 62.4 | 0 | 0 | 0 | 1.2 | 0 | 0 | 0 | 0 | 0 | 0 | 0 | 0 | 0 | 0 | 0 | 0 | 0 | 0 | 0 | 0 | 0 | 0 | 0 | 0 | 0 | 0 | 0 | 0
1311 | 13 | 11 | 7 | 3 |  |  |  |  | Office - Large | Corridor | Office - Large - Corridor |  | Office - Large | Office - Large - Corridor | Office (large) All | Hol | Closed | 10 | 10 | 0.1 | 0.71928 | 0.71928 | 0.53946 | 0.53946 | 0.53946 | 0.53946 | 0.53946 | 0 | 0 | 0 | 0 | 0 | 0 | 0 | 0.86314 | 0.86314 | 0.64735 | 0.64735 | 0.64735 | 0.64735 | 0.64735 | 0 | 0 | 0 | 0 | 0 | 0 | 0 | 0 | 0 | 0 | 0 | 0 | 0 | 0 | 0 | 0 | 0 | 0 | 0 | 0 | 0 | 0 | 0 | 0 | 0 | 0 | 0 | 0 | 0 | 0 | 0 | 0 | 0 | 0 | 0 | 0.057543 | 0.057543 | 0.043157 | 0.043157 | 0.043157 | 0.043157 | 0.043157 | 0 | 0 | 0 | 0 | 0 | 0 | 0 | 0.069051 | 0.069051 | 0.051789 | 0.051789 | 0.051789 | 0.051789 | 0.051789 | 0 | 0 | 0 | 0 | 0 | 0 | 0 | 0 | 0 | 0 | 0 | 0 | 0 | 0 | 0 | 0 | 0 | 0 | 0 | 0 | 0 | 0 | 0 | 0 | 0 | 0 | 0 | 0 | 0 | 0 | 0 | 0 | 0 | 0 | 0 | Office (large) All ILit Cls | Office (large) All ILit Cls | 2 | 5 | 5 | Office (large) All ILit2 Cls | Office (large) All ILit Cls | Office (large) All ILit Cls | 2 | 5 | 5 | 2 | 1.2 | 0.05 | 0.05 | 0.05 | 0.05 | 0.05 | 0.05 | 0.05 | 0.05 | 0.05 | 0.05 | 0.05 | 0.05 | 0.05 | 0.05 | 0.05 | 0.05 | 0.05 | 0.05 | 0.05 | 0.05 | 0.05 | 0.05 | 0.05 | 0.05 | 0.05 | 1.2 | 0.05 | 0.05 | 0.05 | 0.05 | 0.05 | 0.05 | 0.05 | 0.05 | 0.05 | 0.05 | 0.05 | 0.05 | 0.05 | 0.05 | 0.05 | 0.05 | 0.05 | 0.05 | 0.05 | 0.05 | 0.05 | 0.05 | 0.05 | 0.05 | 0.05 | 0 | 0 | 0 | 0 | 0 | 0 | 0 | 0 | 0 | 0 | 0 | 0 | 0 | 0 | 0 | 0 | 0 | 0 | 0 | 0 | 0 | 0 | 0 | 0 | 0 | 0 | 0 | 0 | 0 | 0 | 0 | 0 | 0 | 0 | 0 | 0 | 0 | 0 | 0 | 0 | 0 | 0 | 0 | 0 | 0 | 0 | 0 | 0 | 10 | 0.66337 | 0.20792 | 0.079208 | 0.049505 | 0.76136 | 0 | 0 | 0 | 0 | 0 | 0 | 0 | 0 |  | 0.13711 | 0.13711 | 0.14319 | 0.14332 | 0.14246 | 0.14347 | 0.14347 | Office - Large - Corridor - Hol | 14 | 8 | 17 | 0 | 12 | 0 | 0 | 0 | 12 | 0 | 0 | 0 | 1.2 | 0 | 0 | 0 | 0 | 0 | 0 | 0 | 0 | 0 | 0 | 0 | 0 | 0 | 0 | 0 | 0 | 0 | 0 | 0 | 0 | 0 | 0 | 0 | 0 |  | 0 | 12 | 0 | 0 | 0 | 12 | 0 | 0 | 0 | 1.2 | 0 | 0 | 0 | 0 | 0 | 0 | 0 | 0 | 0 | 0 | 0 | 0 | 0 | 0 | 0 | 0 | 0 | 0 | 0 | 0 | 0 | 0 | 0 | 0
1312 | 13 | 12 | 8 | 4 |  |  | Office - Large - Corridor | Office - Large - Corridor | Office - Large | Corridor | Office - Large - Corridor |  | Office - Large | Office - Large - Corridor | Office (large) All | all | Open | 251 | 251 | 0.1 | 0.71928 | 0.71928 | 0.53946 | 0.53946 | 0.53946 | 0.53946 | 0.53946 | 0.071928 | 0.071928 | 0.053946 | 0.053946 | 0.053946 | 0.053946 | 0.053946 | 172.7764 | 172.7764 | 129.5823 | 129.5823 | 129.5823 | 129.5823 | 129.5823 | 0.051069 | 0.051069 | 0.038302 | 0.038302 | 0.038302 | 0.038302 | 0.038302 | 2641.0347 | 2641.0347 | 2641.0347 | 2641.0347 | 2641.0347 | 2641.0347 | 2641.0347 | 0 | 0 | 0 | 0 | 0 | 0 | 0 | 0.71 | 0.71 | 0.71 | 0.71 | 0.71 | 0.71 | 0.71 | 0 | 0 | 0 | 0 | 0 | 0 | 0 | 0.057543 | 0.057543 | 0.043157 | 0.043157 | 0.043157 | 0.043157 | 0.043157 | 0.0057543 | 0.0057543 | 0.0043157 | 0.0043157 | 0.0043157 | 0.0043157 | 0.0043157 | 15.5088 | 15.5088 | 11.6316 | 11.6316 | 11.6316 | 11.6316 | 11.6316 | 0.0035975 | 0.0035975 | 0.0026981 | 0.0026981 | 0.0026981 | 0.0026981 | 0.0026981 | 2996.1799 | 2996.1799 | 2996.1799 | 2996.1799 | 2996.1799 | 2996.1799 | 2996.1799 | 0 | 0 | 0 | 0 | 0 | 0 | 0 | 0.62519 | 0.62519 | 0.62519 | 0.62519 | 0.62519 | 0.62519 | 0.62519 | 0 | 0 | 0 | 0 | 0 | 0 | 0 | Office (large) All ILit all | Office (large) All ILit all | 3817 | 5.5 | 73 | Office (large) All ILit2 all | Office (large) All ILit2 all | Office (large) All ILit2 All | 3901 | 24 | 64 | 3817 | 9.57 | 0.71 | 0.055 | 0.055 | 0.055 | 0.055 | 0.11 | 0.18 | 0.28 | 0.45 | 0.7 | 0.73 | 0.73 | 0.73 | 0.73 | 0.73 | 0.73 | 0.73 | 0.67 | 0.57 | 0.43 | 0.3 | 0.2 | 0.15 | 0.1 | 0.1 | 10.7378 | 0.62519 | 0.24 | 0.24 | 0.24 | 0.24 | 0.24 | 0.24 | 0.24 | 0.57333 | 0.61778 | 0.61778 | 0.64 | 0.64 | 0.57333 | 0.57333 | 0.61778 | 0.61778 | 0.64 | 0.57333 | 0.52889 | 0.48444 | 0.39556 | 0.35111 | 0.30667 | 0.30667 | 0 | 0 | 0 | 0 | 0.081481 | 0.18519 | 0.33333 | 0.58519 | 0.95556 | 1 | 1 | 1 | 1 | 1 | 1 | 1 | 0.91111 | 0.76296 | 0.55556 | 0.36296 | 0.21481 | 0.14074 | 0.066667 | 0.066667 | 0 | 0 | 0 | 0 | 0 | 0 | 0 | 0.83333 | 0.94444 | 0.94444 | 1 | 1 | 0.83333 | 0.83333 | 0.94444 | 0.94444 | 1 | 0.83333 | 0.72222 | 0.61111 | 0.38889 | 0.27778 | 0.16667 | 0.16667 | 10 | 0.66337 | 0.20792 | 0.079208 | 0.049505 | 0.76136 | 0.079166 | 0.0056943 | 0.0056943 | 0.0042707 | 0.0042707 | 0.0042707 | 0.0042707 | 0.0042707 |  | 0.13711 | 0.13711 | 0.14319 | 0.14332 | 0.14246 | 0.14347 | 0.14347 | Office - Large - Corridor - all | 16 | 8 | 17 | 1571.26 | 830.81 | 1571.26 | 830.81 | 0 | 0 | 6.26 | 3.31 | 0 | 0 | 0 | 0 | 0 | 0 | 0 | 0 | 0 | 0.45 | 0.7 | 0.73 | 0.73 | 0.73 | 0.73 | 0.73 | 0.73 | 0.73 | 0 | 0 | 0 | 0 | 0 | 0 | 0 | 0 |  | 1373.2489 | 1321.9333 | 1373.2489 | 1321.9333 | 0 | 0 | 5.4711 | 5.2667 | 0 | 0 | 0 | 0 | 0 | 0 | 0 | 0 | 0 | 0.57333 | 0.61778 | 0.61778 | 0.64 | 0.64 | 0.57333 | 0.57333 | 0.61778 | 0.61778 | 0 | 0 | 0 | 0 | 0 | 0 | 0 | 0
1313 | 13 | 13 | 5 | 1 |  |  |  |  | Office - Large | Lobby (Office Reception/Waiting) | Office - Large - Lobby (Office Reception/Waiting) |  | Office - Large | Office - Large - Lobby (Office Reception/Waiting) | Office (large) All | Sat | Open | 52 | 52 | 0.05 | 1.4386 | 1.4386 | 1.1239 | 1.1239 | 1.1239 | 1.1239 | 1.1239 | 0 | 0 | 0 | 0 | 0 | 0 | 0 | 11.8368 | 11.8368 | 9.2475 | 9.2475 | 9.2475 | 9.2475 | 9.2475 | 0 | 0 | 0 | 0 | 0 | 0 | 0 | 0 | 0 | 0 | 0 | 0 | 0 | 0 | 0 | 0 | 0 | 0 | 0 | 0 | 0 | 0 | 0 | 0 | 0 | 0 | 0 | 0 | 0 | 0 | 0 | 0 | 0 | 0 | 0 | 0.11509 | 0.11509 | 0.089911 | 0.089911 | 0.089911 | 0.089911 | 0.089911 | 0 | 0 | 0 | 0 | 0 | 0 | 0 | 1.3039 | 1.3039 | 1.0187 | 1.0187 | 1.0187 | 1.0187 | 1.0187 | 0 | 0 | 0 | 0 | 0 | 0 | 0 | 0 | 0 | 0 | 0 | 0 | 0 | 0 | 0 | 0 | 0 | 0 | 0 | 0 | 0 | 0 | 0 | 0 | 0 | 0 | 0 | 0 | 0 | 0 | 0 | 0 | 0 | 0 | 0 | Office (large) All ILit Sat | Office (large) All ILit all | 3818 | 5 | 25 | Office (large) All ILit2 Sat | Office (large) All ILit2 Sat | Office (large) All ILit2 All | 3902 | 12 | 28 | 3818 | 3.1647 | 0.25 | 0.05 | 0.05 | 0.05 | 0.05 | 0.05 | 0.05 | 0.05 | 0.21471 | 0.25 | 0.25 | 0.25 | 0.25 | 0.25 | 0.25 | 0.25 | 0.25 | 0.25 | 0.05 | 0.05 | 0.05 | 0.05 | 0.05 | 0.05 | 0.05 | 4.3576 | 0.27373 | 0.12 | 0.12 | 0.12 | 0.12 | 0.12 | 0.12 | 0.12 | 0.25176 | 0.27059 | 0.27059 | 0.28 | 0.28 | 0.25176 | 0.25176 | 0.27059 | 0.27059 | 0.28 | 0.12 | 0.12 | 0.12 | 0.12 | 0.12 | 0.12 | 0.12 | 0 | 0 | 0 | 0 | 0 | 0 | 0 | 0.82353 | 1 | 1 | 1 | 1 | 1 | 1 | 1 | 1 | 1 | 0 | 0 | 0 | 0 | 0 | 0 | 0 | 0 | 0 | 0 | 0 | 0 | 0 | 0 | 0.82353 | 0.94118 | 0.94118 | 1 | 1 | 0.82353 | 0.82353 | 0.94118 | 0.94118 | 1 | 0 | 0 | 0 | 0 | 0 | 0 | 0 | 10 | 0.66337 | 0.20792 | 0.079208 | 0.049505 | 0.76136 | 0 | 0 | 0 | 0 | 0 | 0 | 0 | 0 |  | 0.13711 | 0.13711 | 0.14319 | 0.14332 | 0.14246 | 0.14347 | 0.14347 | Office - Large - Lobby (Office Reception/Waiting) - Sat | 10 | 8 | 17 | 115.1647 | 49.4 | 0 | 0 | 115.1647 | 49.4 | 0 | 0 | 2.2147 | 0.95 | 0 | 0 | 0 | 0 | 0 | 0 | 0 | 0.21471 | 0.25 | 0.25 | 0.25 | 0.25 | 0.25 | 0.25 | 0.25 | 0.25 | 0 | 0 | 0 | 0 | 0 | 0 | 0 | 0 |  | 124.6776 | 101.92 | 0 | 0 | 124.6776 | 101.92 | 0 | 0 | 2.3976 | 1.96 | 0 | 0 | 0 | 0 | 0 | 0 | 0 | 0.25176 | 0.27059 | 0.27059 | 0.28 | 0.28 | 0.25176 | 0.25176 | 0.27059 | 0.27059 | 0 | 0 | 0 | 0 | 0 | 0 | 0 | 0
1314 | 13 | 14 | 6 | 2 |  |  |  |  | Office - Large | Lobby (Office Reception/Waiting) | Office - Large - Lobby (Office Reception/Waiting) |  | Office - Large | Office - Large - Lobby (Office Reception/Waiting) | Office (large) All | Sun | Closed | 52 | 52 | 0.05 | 1.4386 | 1.4386 | 1.1239 | 1.1239 | 1.1239 | 1.1239 | 1.1239 | 0 | 0 | 0 | 0 | 0 | 0 | 0 | 4.4883 | 4.4883 | 3.5065 | 3.5065 | 3.5065 | 3.5065 | 3.5065 | 0 | 0 | 0 | 0 | 0 | 0 | 0 | 0 | 0 | 0 | 0 | 0 | 0 | 0 | 0 | 0 | 0 | 0 | 0 | 0 | 0 | 0 | 0 | 0 | 0 | 0 | 0 | 0 | 0 | 0 | 0 | 0 | 0 | 0 | 0 | 0.11509 | 0.11509 | 0.089911 | 0.089911 | 0.089911 | 0.089911 | 0.089911 | 0 | 0 | 0 | 0 | 0 | 0 | 0 | 0.35907 | 0.35907 | 0.28052 | 0.28052 | 0.28052 | 0.28052 | 0.28052 | 0 | 0 | 0 | 0 | 0 | 0 | 0 | 0 | 0 | 0 | 0 | 0 | 0 | 0 | 0 | 0 | 0 | 0 | 0 | 0 | 0 | 0 | 0 | 0 | 0 | 0 | 0 | 0 | 0 | 0 | 0 | 0 | 0 | 0 | 0 | Office (large) All ILit Cls | Office (large) All ILit Cls | 2 | 5 | 5 | Office (large) All ILit2 Cls | Office (large) All ILit Cls | Office (large) All ILit Cls | 2 | 5 | 5 | 2 | 1.2 | 0.05 | 0.05 | 0.05 | 0.05 | 0.05 | 0.05 | 0.05 | 0.05 | 0.05 | 0.05 | 0.05 | 0.05 | 0.05 | 0.05 | 0.05 | 0.05 | 0.05 | 0.05 | 0.05 | 0.05 | 0.05 | 0.05 | 0.05 | 0.05 | 0.05 | 1.2 | 0.05 | 0.05 | 0.05 | 0.05 | 0.05 | 0.05 | 0.05 | 0.05 | 0.05 | 0.05 | 0.05 | 0.05 | 0.05 | 0.05 | 0.05 | 0.05 | 0.05 | 0.05 | 0.05 | 0.05 | 0.05 | 0.05 | 0.05 | 0.05 | 0.05 | 0 | 0 | 0 | 0 | 0 | 0 | 0 | 0 | 0 | 0 | 0 | 0 | 0 | 0 | 0 | 0 | 0 | 0 | 0 | 0 | 0 | 0 | 0 | 0 | 0 | 0 | 0 | 0 | 0 | 0 | 0 | 0 | 0 | 0 | 0 | 0 | 0 | 0 | 0 | 0 | 0 | 0 | 0 | 0 | 0 | 0 | 0 | 0 | 10 | 0.66337 | 0.20792 | 0.079208 | 0.049505 | 0.76136 | 0 | 0 | 0 | 0 | 0 | 0 | 0 | 0 |  | 0.13711 | 0.13711 | 0.14319 | 0.14332 | 0.14246 | 0.14347 | 0.14347 | Office - Large - Lobby (Office Reception/Waiting) - Sun | 12 | 8 | 17 | 0 | 62.4 | 0 | 0 | 0 | 62.4 | 0 | 0 | 0 | 1.2 | 0 | 0 | 0 | 0 | 0 | 0 | 0 | 0 | 0 | 0 | 0 | 0 | 0 | 0 | 0 | 0 | 0 | 0 | 0 | 0 | 0 | 0 | 0 | 0 |  | 0 | 62.4 | 0 | 0 | 0 | 62.4 | 0 | 0 | 0 | 1.2 | 0 | 0 | 0 | 0 | 0 | 0 | 0 | 0 | 0 | 0 | 0 | 0 | 0 | 0 | 0 | 0 | 0 | 0 | 0 | 0 | 0 | 0 | 0 | 0
1315 | 13 | 15 | 7 | 3 |  |  |  |  | Office - Large | Lobby (Office Reception/Waiting) | Office - Large - Lobby (Office Reception/Waiting) |  | Office - Large | Office - Large - Lobby (Office Reception/Waiting) | Office (large) All | Hol | Closed | 10 | 10 | 0.05 | 1.4386 | 1.4386 | 1.1239 | 1.1239 | 1.1239 | 1.1239 | 1.1239 | 0 | 0 | 0 | 0 | 0 | 0 | 0 | 0.86314 | 0.86314 | 0.67433 | 0.67433 | 0.67433 | 0.67433 | 0.67433 | 0 | 0 | 0 | 0 | 0 | 0 | 0 | 0 | 0 | 0 | 0 | 0 | 0 | 0 | 0 | 0 | 0 | 0 | 0 | 0 | 0 | 0 | 0 | 0 | 0 | 0 | 0 | 0 | 0 | 0 | 0 | 0 | 0 | 0 | 0 | 0.11509 | 0.11509 | 0.089911 | 0.089911 | 0.089911 | 0.089911 | 0.089911 | 0 | 0 | 0 | 0 | 0 | 0 | 0 | 0.069051 | 0.069051 | 0.053946 | 0.053946 | 0.053946 | 0.053946 | 0.053946 | 0 | 0 | 0 | 0 | 0 | 0 | 0 | 0 | 0 | 0 | 0 | 0 | 0 | 0 | 0 | 0 | 0 | 0 | 0 | 0 | 0 | 0 | 0 | 0 | 0 | 0 | 0 | 0 | 0 | 0 | 0 | 0 | 0 | 0 | 0 | Office (large) All ILit Cls | Office (large) All ILit Cls | 2 | 5 | 5 | Office (large) All ILit2 Cls | Office (large) All ILit Cls | Office (large) All ILit Cls | 2 | 5 | 5 | 2 | 1.2 | 0.05 | 0.05 | 0.05 | 0.05 | 0.05 | 0.05 | 0.05 | 0.05 | 0.05 | 0.05 | 0.05 | 0.05 | 0.05 | 0.05 | 0.05 | 0.05 | 0.05 | 0.05 | 0.05 | 0.05 | 0.05 | 0.05 | 0.05 | 0.05 | 0.05 | 1.2 | 0.05 | 0.05 | 0.05 | 0.05 | 0.05 | 0.05 | 0.05 | 0.05 | 0.05 | 0.05 | 0.05 | 0.05 | 0.05 | 0.05 | 0.05 | 0.05 | 0.05 | 0.05 | 0.05 | 0.05 | 0.05 | 0.05 | 0.05 | 0.05 | 0.05 | 0 | 0 | 0 | 0 | 0 | 0 | 0 | 0 | 0 | 0 | 0 | 0 | 0 | 0 | 0 | 0 | 0 | 0 | 0 | 0 | 0 | 0 | 0 | 0 | 0 | 0 | 0 | 0 | 0 | 0 | 0 | 0 | 0 | 0 | 0 | 0 | 0 | 0 | 0 | 0 | 0 | 0 | 0 | 0 | 0 | 0 | 0 | 0 | 10 | 0.66337 | 0.20792 | 0.079208 | 0.049505 | 0.76136 | 0 | 0 | 0 | 0 | 0 | 0 | 0 | 0 |  | 0.13711 | 0.13711 | 0.14319 | 0.14332 | 0.14246 | 0.14347 | 0.14347 | Office - Large - Lobby (Office Reception/Waiting) - Hol | 14 | 8 | 17 | 0 | 12 | 0 | 0 | 0 | 12 | 0 | 0 | 0 | 1.2 | 0 | 0 | 0 | 0 | 0 | 0 | 0 | 0 | 0 | 0 | 0 | 0 | 0 | 0 | 0 | 0 | 0 | 0 | 0 | 0 | 0 | 0 | 0 | 0 |  | 0 | 12 | 0 | 0 | 0 | 12 | 0 | 0 | 0 | 1.2 | 0 | 0 | 0 | 0 | 0 | 0 | 0 | 0 | 0 | 0 | 0 | 0 | 0 | 0 | 0 | 0 | 0 | 0 | 0 | 0 | 0 | 0 | 0 | 0
1316 | 13 | 16 | 8 | 4 |  |  | Office - Large - Lobby (Office Reception/Waiting) | Office - Large - Lobby (Office Reception/Waiting) | Office - Large | Lobby (Office Reception/Waiting) | Office - Large - Lobby (Office Reception/Waiting) |  | Office - Large | Office - Large - Lobby (Office Reception/Waiting) | Office (large) All | all | Open | 251 | 251 | 0.05 | 1.4386 | 1.4386 | 1.1239 | 1.1239 | 1.1239 | 1.1239 | 1.1239 | 0.071928 | 0.071928 | 0.056194 | 0.056194 | 0.056194 | 0.056194 | 0.056194 | 172.7764 | 172.7764 | 134.9816 | 134.9816 | 134.9816 | 134.9816 | 134.9816 | 0.051069 | 0.051069 | 0.039898 | 0.039898 | 0.039898 | 0.039898 | 0.039898 | 2641.0347 | 2641.0347 | 2641.0347 | 2641.0347 | 2641.0347 | 2641.0347 | 2641.0347 | 0 | 0 | 0 | 0 | 0 | 0 | 0 | 0.71 | 0.71 | 0.71 | 0.71 | 0.71 | 0.71 | 0.71 | 0 | 0 | 0 | 0 | 0 | 0 | 0 | 0.11509 | 0.11509 | 0.089911 | 0.089911 | 0.089911 | 0.089911 | 0.089911 | 0.0057543 | 0.0057543 | 0.0044955 | 0.0044955 | 0.0044955 | 0.0044955 | 0.0044955 | 15.5088 | 15.5088 | 12.1163 | 12.1163 | 12.1163 | 12.1163 | 12.1163 | 0.0035975 | 0.0035975 | 0.0028105 | 0.0028105 | 0.0028105 | 0.0028105 | 0.0028105 | 2996.1799 | 2996.1799 | 2996.1799 | 2996.1799 | 2996.1799 | 2996.1799 | 2996.1799 | 0 | 0 | 0 | 0 | 0 | 0 | 0 | 0.62519 | 0.62519 | 0.62519 | 0.62519 | 0.62519 | 0.62519 | 0.62519 | 0 | 0 | 0 | 0 | 0 | 0 | 0 | Office (large) All ILit all | Office (large) All ILit all | 3817 | 5.5 | 73 | Office (large) All ILit2 all | Office (large) All ILit2 all | Office (large) All ILit2 All | 3901 | 24 | 64 | 3817 | 9.57 | 0.71 | 0.055 | 0.055 | 0.055 | 0.055 | 0.11 | 0.18 | 0.28 | 0.45 | 0.7 | 0.73 | 0.73 | 0.73 | 0.73 | 0.73 | 0.73 | 0.73 | 0.67 | 0.57 | 0.43 | 0.3 | 0.2 | 0.15 | 0.1 | 0.1 | 10.7378 | 0.62519 | 0.24 | 0.24 | 0.24 | 0.24 | 0.24 | 0.24 | 0.24 | 0.57333 | 0.61778 | 0.61778 | 0.64 | 0.64 | 0.57333 | 0.57333 | 0.61778 | 0.61778 | 0.64 | 0.57333 | 0.52889 | 0.48444 | 0.39556 | 0.35111 | 0.30667 | 0.30667 | 0 | 0 | 0 | 0 | 0.081481 | 0.18519 | 0.33333 | 0.58519 | 0.95556 | 1 | 1 | 1 | 1 | 1 | 1 | 1 | 0.91111 | 0.76296 | 0.55556 | 0.36296 | 0.21481 | 0.14074 | 0.066667 | 0.066667 | 0 | 0 | 0 | 0 | 0 | 0 | 0 | 0.83333 | 0.94444 | 0.94444 | 1 | 1 | 0.83333 | 0.83333 | 0.94444 | 0.94444 | 1 | 0.83333 | 0.72222 | 0.61111 | 0.38889 | 0.27778 | 0.16667 | 0.16667 | 10 | 0.66337 | 0.20792 | 0.079208 | 0.049505 | 0.76136 | 0.079166 | 0.0056943 | 0.0056943 | 0.0044486 | 0.0044486 | 0.0044486 | 0.0044486 | 0.0044486 |  | 0.13711 | 0.13711 | 0.14319 | 0.14332 | 0.14246 | 0.14347 | 0.14347 | Office - Large - Lobby (Office Reception/Waiting) - all | 16 | 8 | 17 | 1571.26 | 830.81 | 1571.26 | 830.81 | 0 | 0 | 6.26 | 3.31 | 0 | 0 | 0 | 0 | 0 | 0 | 0 | 0 | 0 | 0.45 | 0.7 | 0.73 | 0.73 | 0.73 | 0.73 | 0.73 | 0.73 | 0.73 | 0 | 0 | 0 | 0 | 0 | 0 | 0 | 0 |  | 1373.2489 | 1321.9333 | 1373.2489 | 1321.9333 | 0 | 0 | 5.4711 | 5.2667 | 0 | 0 | 0 | 0 | 0 | 0 | 0 | 0 | 0 | 0.57333 | 0.61778 | 0.61778 | 0.64 | 0.64 | 0.57333 | 0.57333 | 0.61778 | 0.61778 | 0 | 0 | 0 | 0 | 0 | 0 | 0 | 0
1317 | 13 | 17 | 5 | 1 |  |  |  |  | Office - Large | Mechanical/Electrical Room | Office - Large - Mechanical/Electrical Room |  | Office - Large | Office - Large - Mechanical/Electrical Room | Office (large) All | Sat | Open | 52 | 52 | 0.04 | 1.3487 | 1.3487 | 0.62937 | 0.62937 | 0.62937 | 0.62937 | 0.62937 | 0 | 0 | 0 | 0 | 0 | 0 | 0 | 8.8776 | 8.8776 | 4.1429 | 4.1429 | 4.1429 | 4.1429 | 4.1429 | 0 | 0 | 0 | 0 | 0 | 0 | 0 | 0 | 0 | 0 | 0 | 0 | 0 | 0 | 0 | 0 | 0 | 0 | 0 | 0 | 0 | 0 | 0 | 0 | 0 | 0 | 0 | 0 | 0 | 0 | 0 | 0 | 0 | 0 | 0 | 0.10789 | 0.10789 | 0.05035 | 0.05035 | 0.05035 | 0.05035 | 0.05035 | 0 | 0 | 0 | 0 | 0 | 0 | 0 | 0.97793 | 0.97793 | 0.45637 | 0.45637 | 0.45637 | 0.45637 | 0.45637 | 0 | 0 | 0 | 0 | 0 | 0 | 0 | 0 | 0 | 0 | 0 | 0 | 0 | 0 | 0 | 0 | 0 | 0 | 0 | 0 | 0 | 0 | 0 | 0 | 0 | 0 | 0 | 0 | 0 | 0 | 0 | 0 | 0 | 0 | 0 | Office (large) All ILit Sat | Office (large) All ILit all | 3818 | 5 | 25 | Office (large) All ILit2 Sat | Office (large) All ILit2 Sat | Office (large) All ILit2 All | 3902 | 12 | 28 | 3818 | 3.1647 | 0.25 | 0.05 | 0.05 | 0.05 | 0.05 | 0.05 | 0.05 | 0.05 | 0.21471 | 0.25 | 0.25 | 0.25 | 0.25 | 0.25 | 0.25 | 0.25 | 0.25 | 0.25 | 0.05 | 0.05 | 0.05 | 0.05 | 0.05 | 0.05 | 0.05 | 4.3576 | 0.27373 | 0.12 | 0.12 | 0.12 | 0.12 | 0.12 | 0.12 | 0.12 | 0.25176 | 0.27059 | 0.27059 | 0.28 | 0.28 | 0.25176 | 0.25176 | 0.27059 | 0.27059 | 0.28 | 0.12 | 0.12 | 0.12 | 0.12 | 0.12 | 0.12 | 0.12 | 0 | 0 | 0 | 0 | 0 | 0 | 0 | 0.82353 | 1 | 1 | 1 | 1 | 1 | 1 | 1 | 1 | 1 | 0 | 0 | 0 | 0 | 0 | 0 | 0 | 0 | 0 | 0 | 0 | 0 | 0 | 0 | 0.82353 | 0.94118 | 0.94118 | 1 | 1 | 0.82353 | 0.82353 | 0.94118 | 0.94118 | 1 | 0 | 0 | 0 | 0 | 0 | 0 | 0 | 16 | 0.29 | 0.41 | 0.14 | 0.16 | 0.41429 | 0 | 0 | 0 | 0 | 0 | 0 | 0 | 0 |  | 0.13711 | 0.13711 | 0.14319 | 0.14332 | 0.14246 | 0.14347 | 0.14347 | Office - Large - Mechanical/Electrical Room - Sat | 10 | 8 | 17 | 115.1647 | 49.4 | 0 | 0 | 115.1647 | 49.4 | 0 | 0 | 2.2147 | 0.95 | 0 | 0 | 0 | 0 | 0 | 0 | 0 | 0.21471 | 0.25 | 0.25 | 0.25 | 0.25 | 0.25 | 0.25 | 0.25 | 0.25 | 0 | 0 | 0 | 0 | 0 | 0 | 0 | 0 |  | 124.6776 | 101.92 | 0 | 0 | 124.6776 | 101.92 | 0 | 0 | 2.3976 | 1.96 | 0 | 0 | 0 | 0 | 0 | 0 | 0 | 0.25176 | 0.27059 | 0.27059 | 0.28 | 0.28 | 0.25176 | 0.25176 | 0.27059 | 0.27059 | 0 | 0 | 0 | 0 | 0 | 0 | 0 | 0
1318 | 13 | 18 | 6 | 2 |  |  |  |  | Office - Large | Mechanical/Electrical Room | Office - Large - Mechanical/Electrical Room |  | Office - Large | Office - Large - Mechanical/Electrical Room | Office (large) All | Sun | Closed | 52 | 52 | 0.04 | 1.3487 | 1.3487 | 0.62937 | 0.62937 | 0.62937 | 0.62937 | 0.62937 | 0 | 0 | 0 | 0 | 0 | 0 | 0 | 3.3662 | 3.3662 | 1.5709 | 1.5709 | 1.5709 | 1.5709 | 1.5709 | 0 | 0 | 0 | 0 | 0 | 0 | 0 | 0 | 0 | 0 | 0 | 0 | 0 | 0 | 0 | 0 | 0 | 0 | 0 | 0 | 0 | 0 | 0 | 0 | 0 | 0 | 0 | 0 | 0 | 0 | 0 | 0 | 0 | 0 | 0 | 0.10789 | 0.10789 | 0.05035 | 0.05035 | 0.05035 | 0.05035 | 0.05035 | 0 | 0 | 0 | 0 | 0 | 0 | 0 | 0.2693 | 0.2693 | 0.12567 | 0.12567 | 0.12567 | 0.12567 | 0.12567 | 0 | 0 | 0 | 0 | 0 | 0 | 0 | 0 | 0 | 0 | 0 | 0 | 0 | 0 | 0 | 0 | 0 | 0 | 0 | 0 | 0 | 0 | 0 | 0 | 0 | 0 | 0 | 0 | 0 | 0 | 0 | 0 | 0 | 0 | 0 | Office (large) All ILit Cls | Office (large) All ILit Cls | 2 | 5 | 5 | Office (large) All ILit2 Cls | Office (large) All ILit Cls | Office (large) All ILit Cls | 2 | 5 | 5 | 2 | 1.2 | 0.05 | 0.05 | 0.05 | 0.05 | 0.05 | 0.05 | 0.05 | 0.05 | 0.05 | 0.05 | 0.05 | 0.05 | 0.05 | 0.05 | 0.05 | 0.05 | 0.05 | 0.05 | 0.05 | 0.05 | 0.05 | 0.05 | 0.05 | 0.05 | 0.05 | 1.2 | 0.05 | 0.05 | 0.05 | 0.05 | 0.05 | 0.05 | 0.05 | 0.05 | 0.05 | 0.05 | 0.05 | 0.05 | 0.05 | 0.05 | 0.05 | 0.05 | 0.05 | 0.05 | 0.05 | 0.05 | 0.05 | 0.05 | 0.05 | 0.05 | 0.05 | 0 | 0 | 0 | 0 | 0 | 0 | 0 | 0 | 0 | 0 | 0 | 0 | 0 | 0 | 0 | 0 | 0 | 0 | 0 | 0 | 0 | 0 | 0 | 0 | 0 | 0 | 0 | 0 | 0 | 0 | 0 | 0 | 0 | 0 | 0 | 0 | 0 | 0 | 0 | 0 | 0 | 0 | 0 | 0 | 0 | 0 | 0 | 0 | 16 | 0.29 | 0.41 | 0.14 | 0.16 | 0.41429 | 0 | 0 | 0 | 0 | 0 | 0 | 0 | 0 |  | 0.13711 | 0.13711 | 0.14319 | 0.14332 | 0.14246 | 0.14347 | 0.14347 | Office - Large - Mechanical/Electrical Room - Sun | 12 | 8 | 17 | 0 | 62.4 | 0 | 0 | 0 | 62.4 | 0 | 0 | 0 | 1.2 | 0 | 0 | 0 | 0 | 0 | 0 | 0 | 0 | 0 | 0 | 0 | 0 | 0 | 0 | 0 | 0 | 0 | 0 | 0 | 0 | 0 | 0 | 0 | 0 |  | 0 | 62.4 | 0 | 0 | 0 | 62.4 | 0 | 0 | 0 | 1.2 | 0 | 0 | 0 | 0 | 0 | 0 | 0 | 0 | 0 | 0 | 0 | 0 | 0 | 0 | 0 | 0 | 0 | 0 | 0 | 0 | 0 | 0 | 0 | 0
1319 | 13 | 19 | 7 | 3 |  |  |  |  | Office - Large | Mechanical/Electrical Room | Office - Large - Mechanical/Electrical Room |  | Office - Large | Office - Large - Mechanical/Electrical Room | Office (large) All | Hol | Closed | 10 | 10 | 0.04 | 1.3487 | 1.3487 | 0.62937 | 0.62937 | 0.62937 | 0.62937 | 0.62937 | 0 | 0 | 0 | 0 | 0 | 0 | 0 | 0.64735 | 0.64735 | 0.3021 | 0.3021 | 0.3021 | 0.3021 | 0.3021 | 0 | 0 | 0 | 0 | 0 | 0 | 0 | 0 | 0 | 0 | 0 | 0 | 0 | 0 | 0 | 0 | 0 | 0 | 0 | 0 | 0 | 0 | 0 | 0 | 0 | 0 | 0 | 0 | 0 | 0 | 0 | 0 | 0 | 0 | 0 | 0.10789 | 0.10789 | 0.05035 | 0.05035 | 0.05035 | 0.05035 | 0.05035 | 0 | 0 | 0 | 0 | 0 | 0 | 0 | 0.051789 | 0.051789 | 0.024168 | 0.024168 | 0.024168 | 0.024168 | 0.024168 | 0 | 0 | 0 | 0 | 0 | 0 | 0 | 0 | 0 | 0 | 0 | 0 | 0 | 0 | 0 | 0 | 0 | 0 | 0 | 0 | 0 | 0 | 0 | 0 | 0 | 0 | 0 | 0 | 0 | 0 | 0 | 0 | 0 | 0 | 0 | Office (large) All ILit Cls | Office (large) All ILit Cls | 2 | 5 | 5 | Office (large) All ILit2 Cls | Office (large) All ILit Cls | Office (large) All ILit Cls | 2 | 5 | 5 | 2 | 1.2 | 0.05 | 0.05 | 0.05 | 0.05 | 0.05 | 0.05 | 0.05 | 0.05 | 0.05 | 0.05 | 0.05 | 0.05 | 0.05 | 0.05 | 0.05 | 0.05 | 0.05 | 0.05 | 0.05 | 0.05 | 0.05 | 0.05 | 0.05 | 0.05 | 0.05 | 1.2 | 0.05 | 0.05 | 0.05 | 0.05 | 0.05 | 0.05 | 0.05 | 0.05 | 0.05 | 0.05 | 0.05 | 0.05 | 0.05 | 0.05 | 0.05 | 0.05 | 0.05 | 0.05 | 0.05 | 0.05 | 0.05 | 0.05 | 0.05 | 0.05 | 0.05 | 0 | 0 | 0 | 0 | 0 | 0 | 0 | 0 | 0 | 0 | 0 | 0 | 0 | 0 | 0 | 0 | 0 | 0 | 0 | 0 | 0 | 0 | 0 | 0 | 0 | 0 | 0 | 0 | 0 | 0 | 0 | 0 | 0 | 0 | 0 | 0 | 0 | 0 | 0 | 0 | 0 | 0 | 0 | 0 | 0 | 0 | 0 | 0 | 16 | 0.29 | 0.41 | 0.14 | 0.16 | 0.41429 | 0 | 0 | 0 | 0 | 0 | 0 | 0 | 0 |  | 0.13711 | 0.13711 | 0.14319 | 0.14332 | 0.14246 | 0.14347 | 0.14347 | Office - Large - Mechanical/Electrical Room - Hol | 14 | 8 | 17 | 0 | 12 | 0 | 0 | 0 | 12 | 0 | 0 | 0 | 1.2 | 0 | 0 | 0 | 0 | 0 | 0 | 0 | 0 | 0 | 0 | 0 | 0 | 0 | 0 | 0 | 0 | 0 | 0 | 0 | 0 | 0 | 0 | 0 | 0 |  | 0 | 12 | 0 | 0 | 0 | 12 | 0 | 0 | 0 | 1.2 | 0 | 0 | 0 | 0 | 0 | 0 | 0 | 0 | 0 | 0 | 0 | 0 | 0 | 0 | 0 | 0 | 0 | 0 | 0 | 0 | 0 | 0 | 0 | 0
1320 | 13 | 20 | 8 | 4 |  |  | Office - Large - Mechanical/Electrical Room | Office - Large - Mechanical/Electrical Room | Office - Large | Mechanical/Electrical Room | Office - Large - Mechanical/Electrical Room |  | Office - Large | Office - Large - Mechanical/Electrical Room | Office (large) All | all | Open | 251 | 251 | 0.04 | 1.3487 | 1.3487 | 0.62937 | 0.62937 | 0.62937 | 0.62937 | 0.62937 | 0.053946 | 0.053946 | 0.025175 | 0.025175 | 0.025175 | 0.025175 | 0.025175 | 129.5823 | 129.5823 | 60.4718 | 60.4718 | 60.4718 | 60.4718 | 60.4718 | 0.038302 | 0.038302 | 0.017874 | 0.017874 | 0.017874 | 0.017874 | 0.017874 | 2641.0347 | 2641.0347 | 2641.0347 | 2641.0347 | 2641.0347 | 2641.0347 | 2641.0347 | 0 | 0 | 0 | 0 | 0 | 0 | 0 | 0.71 | 0.71 | 0.71 | 0.71 | 0.71 | 0.71 | 0.71 | 0 | 0 | 0 | 0 | 0 | 0 | 0 | 0.10789 | 0.10789 | 0.05035 | 0.05035 | 0.05035 | 0.05035 | 0.05035 | 0.0043157 | 0.0043157 | 0.002014 | 0.002014 | 0.002014 | 0.002014 | 0.002014 | 11.6316 | 11.6316 | 5.4281 | 5.4281 | 5.4281 | 5.4281 | 5.4281 | 0.0026981 | 0.0026981 | 0.0012591 | 0.0012591 | 0.0012591 | 0.0012591 | 0.0012591 | 2996.1799 | 2996.1799 | 2996.1799 | 2996.1799 | 2996.1799 | 2996.1799 | 2996.1799 | 0 | 0 | 0 | 0 | 0 | 0 | 0 | 0.62519 | 0.62519 | 0.62519 | 0.62519 | 0.62519 | 0.62519 | 0.62519 | 0 | 0 | 0 | 0 | 0 | 0 | 0 | Office (large) All ILit all | Office (large) All ILit all | 3817 | 5.5 | 73 | Office (large) All ILit2 all | Office (large) All ILit2 all | Office (large) All ILit2 All | 3901 | 24 | 64 | 3817 | 9.57 | 0.71 | 0.055 | 0.055 | 0.055 | 0.055 | 0.11 | 0.18 | 0.28 | 0.45 | 0.7 | 0.73 | 0.73 | 0.73 | 0.73 | 0.73 | 0.73 | 0.73 | 0.67 | 0.57 | 0.43 | 0.3 | 0.2 | 0.15 | 0.1 | 0.1 | 10.7378 | 0.62519 | 0.24 | 0.24 | 0.24 | 0.24 | 0.24 | 0.24 | 0.24 | 0.57333 | 0.61778 | 0.61778 | 0.64 | 0.64 | 0.57333 | 0.57333 | 0.61778 | 0.61778 | 0.64 | 0.57333 | 0.52889 | 0.48444 | 0.39556 | 0.35111 | 0.30667 | 0.30667 | 0 | 0 | 0 | 0 | 0.081481 | 0.18519 | 0.33333 | 0.58519 | 0.95556 | 1 | 1 | 1 | 1 | 1 | 1 | 1 | 0.91111 | 0.76296 | 0.55556 | 0.36296 | 0.21481 | 0.14074 | 0.066667 | 0.066667 | 0 | 0 | 0 | 0 | 0 | 0 | 0 | 0.83333 | 0.94444 | 0.94444 | 1 | 1 | 0.83333 | 0.83333 | 0.94444 | 0.94444 | 1 | 0.83333 | 0.72222 | 0.61111 | 0.38889 | 0.27778 | 0.16667 | 0.16667 | 16 | 0.29 | 0.41 | 0.14 | 0.16 | 0.41429 | 0.055374 | 0.0029872 | 0.0029872 | 0.001394 | 0.001394 | 0.001394 | 0.001394 | 0.001394 |  | 0.13711 | 0.13711 | 0.14319 | 0.14332 | 0.14246 | 0.14347 | 0.14347 | Office - Large - Mechanical/Electrical Room - all | 16 | 8 | 17 | 1571.26 | 830.81 | 1571.26 | 830.81 | 0 | 0 | 6.26 | 3.31 | 0 | 0 | 0 | 0 | 0 | 0 | 0 | 0 | 0 | 0.45 | 0.7 | 0.73 | 0.73 | 0.73 | 0.73 | 0.73 | 0.73 | 0.73 | 0 | 0 | 0 | 0 | 0 | 0 | 0 | 0 |  | 1373.2489 | 1321.9333 | 1373.2489 | 1321.9333 | 0 | 0 | 5.4711 | 5.2667 | 0 | 0 | 0 | 0 | 0 | 0 | 0 | 0 | 0 | 0.57333 | 0.61778 | 0.61778 | 0.64 | 0.64 | 0.57333 | 0.57333 | 0.61778 | 0.61778 | 0 | 0 | 0 | 0 | 0 | 0 | 0 | 0
1321 | 13 | 21 | 5 | 1 |  |  |  |  | Office - Large | Office (Executive/Private) | Office - Large - Office (Executive/Private) |  | Office - Large | Office - Large - Office (Executive/Private) | Office (large) All | Sat | Open | 52 | 52 | 0.25 | 1.1688 | 1.1688 | 1.1688 | 1.1688 | 1.0789 | 1.0789 | 1.0789 | 0 | 0 | 0 | 0 | 0 | 0 | 0 | 48.0871 | 48.0871 | 48.0871 | 48.0871 | 44.3881 | 44.3881 | 44.3881 | 0 | 0 | 0 | 0 | 0 | 0 | 0 | 0 | 0 | 0 | 0 | 0 | 0 | 0 | 0 | 0 | 0 | 0 | 0 | 0 | 0 | 0 | 0 | 0 | 0 | 0 | 0 | 0 | 0 | 0 | 0 | 0 | 0 | 0 | 0 | 0.093507 | 0.093507 | 0.093507 | 0.093507 | 0.086314 | 0.086314 | 0.086314 | 0 | 0 | 0 | 0 | 0 | 0 | 0 | 5.2971 | 5.2971 | 5.2971 | 5.2971 | 4.8897 | 4.8897 | 4.8897 | 0 | 0 | 0 | 0 | 0 | 0 | 0 | 0 | 0 | 0 | 0 | 0 | 0 | 0 | 0 | 0 | 0 | 0 | 0 | 0 | 0 | 0 | 0 | 0 | 0 | 0 | 0 | 0 | 0 | 0 | 0 | 0 | 0 | 0 | 0 | Office (large) All ILit Sat | Office (large) All ILit all | 3818 | 5 | 25 | Office (large) All ILit2 Sat | Office (large) All ILit2 Sat | Office (large) All ILit2 All | 3902 | 12 | 28 | 3818 | 3.1647 | 0.25 | 0.05 | 0.05 | 0.05 | 0.05 | 0.05 | 0.05 | 0.05 | 0.21471 | 0.25 | 0.25 | 0.25 | 0.25 | 0.25 | 0.25 | 0.25 | 0.25 | 0.25 | 0.05 | 0.05 | 0.05 | 0.05 | 0.05 | 0.05 | 0.05 | 4.3576 | 0.27373 | 0.12 | 0.12 | 0.12 | 0.12 | 0.12 | 0.12 | 0.12 | 0.25176 | 0.27059 | 0.27059 | 0.28 | 0.28 | 0.25176 | 0.25176 | 0.27059 | 0.27059 | 0.28 | 0.12 | 0.12 | 0.12 | 0.12 | 0.12 | 0.12 | 0.12 | 0 | 0 | 0 | 0 | 0 | 0 | 0 | 0.82353 | 1 | 1 | 1 | 1 | 1 | 1 | 1 | 1 | 1 | 0 | 0 | 0 | 0 | 0 | 0 | 0 | 0 | 0 | 0 | 0 | 0 | 0 | 0 | 0.82353 | 0.94118 | 0.94118 | 1 | 1 | 0.82353 | 0.82353 | 0.94118 | 0.94118 | 1 | 0 | 0 | 0 | 0 | 0 | 0 | 0 | 30 | 0.66337 | 0.20792 | 0.079208 | 0.049505 | 0.76136 | 0 | 0 | 0 | 0 | 0 | 0 | 0 | 0 |  | 0.13711 | 0.13711 | 0.14319 | 0.14332 | 0.14246 | 0.14347 | 0.14347 | Office - Large - Office (Executive/Private) - Sat | 10 | 8 | 17 | 115.1647 | 49.4 | 0 | 0 | 115.1647 | 49.4 | 0 | 0 | 2.2147 | 0.95 | 0 | 0 | 0 | 0 | 0 | 0 | 0 | 0.21471 | 0.25 | 0.25 | 0.25 | 0.25 | 0.25 | 0.25 | 0.25 | 0.25 | 0 | 0 | 0 | 0 | 0 | 0 | 0 | 0 |  | 124.6776 | 101.92 | 0 | 0 | 124.6776 | 101.92 | 0 | 0 | 2.3976 | 1.96 | 0 | 0 | 0 | 0 | 0 | 0 | 0 | 0.25176 | 0.27059 | 0.27059 | 0.28 | 0.28 | 0.25176 | 0.25176 | 0.27059 | 0.27059 | 0 | 0 | 0 | 0 | 0 | 0 | 0 | 0
1322 | 13 | 22 | 6 | 2 |  |  |  |  | Office - Large | Office (Executive/Private) | Office - Large - Office (Executive/Private) |  | Office - Large | Office - Large - Office (Executive/Private) | Office (large) All | Sun | Closed | 52 | 52 | 0.25 | 1.1688 | 1.1688 | 1.1688 | 1.1688 | 1.0789 | 1.0789 | 1.0789 | 0 | 0 | 0 | 0 | 0 | 0 | 0 | 18.2338 | 18.2338 | 18.2338 | 18.2338 | 16.8312 | 16.8312 | 16.8312 | 0 | 0 | 0 | 0 | 0 | 0 | 0 | 0 | 0 | 0 | 0 | 0 | 0 | 0 | 0 | 0 | 0 | 0 | 0 | 0 | 0 | 0 | 0 | 0 | 0 | 0 | 0 | 0 | 0 | 0 | 0 | 0 | 0 | 0 | 0 | 0.093507 | 0.093507 | 0.093507 | 0.093507 | 0.086314 | 0.086314 | 0.086314 | 0 | 0 | 0 | 0 | 0 | 0 | 0 | 1.4587 | 1.4587 | 1.4587 | 1.4587 | 1.3465 | 1.3465 | 1.3465 | 0 | 0 | 0 | 0 | 0 | 0 | 0 | 0 | 0 | 0 | 0 | 0 | 0 | 0 | 0 | 0 | 0 | 0 | 0 | 0 | 0 | 0 | 0 | 0 | 0 | 0 | 0 | 0 | 0 | 0 | 0 | 0 | 0 | 0 | 0 | Office (large) All ILit Cls | Office (large) All ILit Cls | 2 | 5 | 5 | Office (large) All ILit2 Cls | Office (large) All ILit Cls | Office (large) All ILit Cls | 2 | 5 | 5 | 2 | 1.2 | 0.05 | 0.05 | 0.05 | 0.05 | 0.05 | 0.05 | 0.05 | 0.05 | 0.05 | 0.05 | 0.05 | 0.05 | 0.05 | 0.05 | 0.05 | 0.05 | 0.05 | 0.05 | 0.05 | 0.05 | 0.05 | 0.05 | 0.05 | 0.05 | 0.05 | 1.2 | 0.05 | 0.05 | 0.05 | 0.05 | 0.05 | 0.05 | 0.05 | 0.05 | 0.05 | 0.05 | 0.05 | 0.05 | 0.05 | 0.05 | 0.05 | 0.05 | 0.05 | 0.05 | 0.05 | 0.05 | 0.05 | 0.05 | 0.05 | 0.05 | 0.05 | 0 | 0 | 0 | 0 | 0 | 0 | 0 | 0 | 0 | 0 | 0 | 0 | 0 | 0 | 0 | 0 | 0 | 0 | 0 | 0 | 0 | 0 | 0 | 0 | 0 | 0 | 0 | 0 | 0 | 0 | 0 | 0 | 0 | 0 | 0 | 0 | 0 | 0 | 0 | 0 | 0 | 0 | 0 | 0 | 0 | 0 | 0 | 0 | 30 | 0.66337 | 0.20792 | 0.079208 | 0.049505 | 0.76136 | 0 | 0 | 0 | 0 | 0 | 0 | 0 | 0 |  | 0.13711 | 0.13711 | 0.14319 | 0.14332 | 0.14246 | 0.14347 | 0.14347 | Office - Large - Office (Executive/Private) - Sun | 12 | 8 | 17 | 0 | 62.4 | 0 | 0 | 0 | 62.4 | 0 | 0 | 0 | 1.2 | 0 | 0 | 0 | 0 | 0 | 0 | 0 | 0 | 0 | 0 | 0 | 0 | 0 | 0 | 0 | 0 | 0 | 0 | 0 | 0 | 0 | 0 | 0 | 0 |  | 0 | 62.4 | 0 | 0 | 0 | 62.4 | 0 | 0 | 0 | 1.2 | 0 | 0 | 0 | 0 | 0 | 0 | 0 | 0 | 0 | 0 | 0 | 0 | 0 | 0 | 0 | 0 | 0 | 0 | 0 | 0 | 0 | 0 | 0 | 0
1323 | 13 | 23 | 7 | 3 |  |  |  |  | Office - Large | Office (Executive/Private) | Office - Large - Office (Executive/Private) |  | Office - Large | Office - Large - Office (Executive/Private) | Office (large) All | Hol | Closed | 10 | 10 | 0.25 | 1.1688 | 1.1688 | 1.1688 | 1.1688 | 1.0789 | 1.0789 | 1.0789 | 0 | 0 | 0 | 0 | 0 | 0 | 0 | 3.5065 | 3.5065 | 3.5065 | 3.5065 | 3.2368 | 3.2368 | 3.2368 | 0 | 0 | 0 | 0 | 0 | 0 | 0 | 0 | 0 | 0 | 0 | 0 | 0 | 0 | 0 | 0 | 0 | 0 | 0 | 0 | 0 | 0 | 0 | 0 | 0 | 0 | 0 | 0 | 0 | 0 | 0 | 0 | 0 | 0 | 0 | 0.093507 | 0.093507 | 0.093507 | 0.093507 | 0.086314 | 0.086314 | 0.086314 | 0 | 0 | 0 | 0 | 0 | 0 | 0 | 0.28052 | 0.28052 | 0.28052 | 0.28052 | 0.25894 | 0.25894 | 0.25894 | 0 | 0 | 0 | 0 | 0 | 0 | 0 | 0 | 0 | 0 | 0 | 0 | 0 | 0 | 0 | 0 | 0 | 0 | 0 | 0 | 0 | 0 | 0 | 0 | 0 | 0 | 0 | 0 | 0 | 0 | 0 | 0 | 0 | 0 | 0 | Office (large) All ILit Cls | Office (large) All ILit Cls | 2 | 5 | 5 | Office (large) All ILit2 Cls | Office (large) All ILit Cls | Office (large) All ILit Cls | 2 | 5 | 5 | 2 | 1.2 | 0.05 | 0.05 | 0.05 | 0.05 | 0.05 | 0.05 | 0.05 | 0.05 | 0.05 | 0.05 | 0.05 | 0.05 | 0.05 | 0.05 | 0.05 | 0.05 | 0.05 | 0.05 | 0.05 | 0.05 | 0.05 | 0.05 | 0.05 | 0.05 | 0.05 | 1.2 | 0.05 | 0.05 | 0.05 | 0.05 | 0.05 | 0.05 | 0.05 | 0.05 | 0.05 | 0.05 | 0.05 | 0.05 | 0.05 | 0.05 | 0.05 | 0.05 | 0.05 | 0.05 | 0.05 | 0.05 | 0.05 | 0.05 | 0.05 | 0.05 | 0.05 | 0 | 0 | 0 | 0 | 0 | 0 | 0 | 0 | 0 | 0 | 0 | 0 | 0 | 0 | 0 | 0 | 0 | 0 | 0 | 0 | 0 | 0 | 0 | 0 | 0 | 0 | 0 | 0 | 0 | 0 | 0 | 0 | 0 | 0 | 0 | 0 | 0 | 0 | 0 | 0 | 0 | 0 | 0 | 0 | 0 | 0 | 0 | 0 | 30 | 0.66337 | 0.20792 | 0.079208 | 0.049505 | 0.76136 | 0 | 0 | 0 | 0 | 0 | 0 | 0 | 0 |  | 0.13711 | 0.13711 | 0.14319 | 0.14332 | 0.14246 | 0.14347 | 0.14347 | Office - Large - Office (Executive/Private) - Hol | 14 | 8 | 17 | 0 | 12 | 0 | 0 | 0 | 12 | 0 | 0 | 0 | 1.2 | 0 | 0 | 0 | 0 | 0 | 0 | 0 | 0 | 0 | 0 | 0 | 0 | 0 | 0 | 0 | 0 | 0 | 0 | 0 | 0 | 0 | 0 | 0 | 0 |  | 0 | 12 | 0 | 0 | 0 | 12 | 0 | 0 | 0 | 1.2 | 0 | 0 | 0 | 0 | 0 | 0 | 0 | 0 | 0 | 0 | 0 | 0 | 0 | 0 | 0 | 0 | 0 | 0 | 0 | 0 | 0 | 0 | 0 | 0
1324 | 13 | 24 | 8 | 4 |  |  | Office - Large - Office (Executive/Private) | Office - Large - Office (Executive/Private) | Office - Large | Office (Executive/Private) | Office - Large - Office (Executive/Private) |  | Office - Large | Office - Large - Office (Executive/Private) | Office (large) All | all | Open | 251 | 251 | 0.25 | 1.1688 | 1.1688 | 1.1688 | 1.1688 | 1.0789 | 1.0789 | 1.0789 | 0.29221 | 0.29221 | 0.29221 | 0.29221 | 0.26973 | 0.26973 | 0.26973 | 701.9043 | 701.9043 | 701.9043 | 701.9043 | 647.9117 | 647.9117 | 647.9117 | 0.20747 | 0.20747 | 0.20747 | 0.20747 | 0.19151 | 0.19151 | 0.19151 | 2641.0347 | 2641.0347 | 2641.0347 | 2641.0347 | 2641.0347 | 2641.0347 | 2641.0347 | 0 | 0 | 0 | 0 | 0 | 0 | 0 | 0.71 | 0.71 | 0.71 | 0.71 | 0.71 | 0.71 | 0.71 | 0 | 0 | 0 | 0 | 0 | 0 | 0 | 0.093507 | 0.093507 | 0.093507 | 0.093507 | 0.086314 | 0.086314 | 0.086314 | 0.023377 | 0.023377 | 0.023377 | 0.023377 | 0.021579 | 0.021579 | 0.021579 | 63.0047 | 63.0047 | 63.0047 | 63.0047 | 58.1582 | 58.1582 | 58.1582 | 0.014615 | 0.014615 | 0.014615 | 0.014615 | 0.013491 | 0.013491 | 0.013491 | 2996.1799 | 2996.1799 | 2996.1799 | 2996.1799 | 2996.1799 | 2996.1799 | 2996.1799 | 0 | 0 | 0 | 0 | 0 | 0 | 0 | 0.62519 | 0.62519 | 0.62519 | 0.62519 | 0.62519 | 0.62519 | 0.62519 | 0 | 0 | 0 | 0 | 0 | 0 | 0 | Office (large) All ILit all | Office (large) All ILit all | 3817 | 5.5 | 73 | Office (large) All ILit2 all | Office (large) All ILit2 all | Office (large) All ILit2 All | 3901 | 24 | 64 | 3817 | 9.57 | 0.71 | 0.055 | 0.055 | 0.055 | 0.055 | 0.11 | 0.18 | 0.28 | 0.45 | 0.7 | 0.73 | 0.73 | 0.73 | 0.73 | 0.73 | 0.73 | 0.73 | 0.67 | 0.57 | 0.43 | 0.3 | 0.2 | 0.15 | 0.1 | 0.1 | 10.7378 | 0.62519 | 0.24 | 0.24 | 0.24 | 0.24 | 0.24 | 0.24 | 0.24 | 0.57333 | 0.61778 | 0.61778 | 0.64 | 0.64 | 0.57333 | 0.57333 | 0.61778 | 0.61778 | 0.64 | 0.57333 | 0.52889 | 0.48444 | 0.39556 | 0.35111 | 0.30667 | 0.30667 | 0 | 0 | 0 | 0 | 0.081481 | 0.18519 | 0.33333 | 0.58519 | 0.95556 | 1 | 1 | 1 | 1 | 1 | 1 | 1 | 0.91111 | 0.76296 | 0.55556 | 0.36296 | 0.21481 | 0.14074 | 0.066667 | 0.066667 | 0 | 0 | 0 | 0 | 0 | 0 | 0 | 0.83333 | 0.94444 | 0.94444 | 1 | 1 | 0.83333 | 0.83333 | 0.94444 | 0.94444 | 1 | 0.83333 | 0.72222 | 0.61111 | 0.38889 | 0.27778 | 0.16667 | 0.16667 | 30 | 0.66337 | 0.20792 | 0.079208 | 0.049505 | 0.76136 | 0.2375 | 0.069399 | 0.069399 | 0.069399 | 0.069399 | 0.06406 | 0.06406 | 0.06406 |  | 0.13711 | 0.13711 | 0.14319 | 0.14332 | 0.14246 | 0.14347 | 0.14347 | Office - Large - Office (Executive/Private) - all | 16 | 8 | 17 | 1571.26 | 830.81 | 1571.26 | 830.81 | 0 | 0 | 6.26 | 3.31 | 0 | 0 | 0 | 0 | 0 | 0 | 0 | 0 | 0 | 0.45 | 0.7 | 0.73 | 0.73 | 0.73 | 0.73 | 0.73 | 0.73 | 0.73 | 0 | 0 | 0 | 0 | 0 | 0 | 0 | 0 |  | 1373.2489 | 1321.9333 | 1373.2489 | 1321.9333 | 0 | 0 | 5.4711 | 5.2667 | 0 | 0 | 0 | 0 | 0 | 0 | 0 | 0 | 0 | 0.57333 | 0.61778 | 0.61778 | 0.64 | 0.64 | 0.57333 | 0.57333 | 0.61778 | 0.61778 | 0 | 0 | 0 | 0 | 0 | 0 | 0 | 0
1325 | 13 | 25 | 5 | 1 |  |  |  |  | Office - Large | Office (Open Plan) | Office - Large - Office (Open Plan) |  | Office - Large | Office - Large - Office (Open Plan) | Office (large) All | Sat | Open | 52 | 52 | 0.45 | 1.3487 | 1.3487 | 1.1688 | 1.1688 | 1.0789 | 0.98901 | 0.98901 | 0 | 0 | 0 | 0 | 0 | 0 | 0 | 99.8733 | 99.8733 | 86.5569 | 86.5569 | 79.8986 | 73.2404 | 73.2404 | 0 | 0 | 0 | 0 | 0 | 0 | 0 | 0 | 0 | 0 | 0 | 0 | 0 | 0 | 0 | 0 | 0 | 0 | 0 | 0 | 0 | 0 | 0 | 0 | 0 | 0 | 0 | 0 | 0 | 0 | 0 | 0 | 0 | 0 | 0 | 0.10789 | 0.10789 | 0.093507 | 0.093507 | 0.086314 | 0.079121 | 0.079121 | 0 | 0 | 0 | 0 | 0 | 0 | 0 | 11.0017 | 11.0017 | 9.5348 | 9.5348 | 8.8014 | 8.0679 | 8.0679 | 0 | 0 | 0 | 0 | 0 | 0 | 0 | 0 | 0 | 0 | 0 | 0 | 0 | 0 | 0 | 0 | 0 | 0 | 0 | 0 | 0 | 0 | 0 | 0 | 0 | 0 | 0 | 0 | 0 | 0 | 0 | 0 | 0 | 0 | 0 | Office (large) All ILit Sat | Office (large) All ILit all | 3818 | 5 | 25 | Office (large) All ILit2 Sat | Office (large) All ILit2 Sat | Office (large) All ILit2 All | 3902 | 12 | 28 | 3818 | 3.1647 | 0.25 | 0.05 | 0.05 | 0.05 | 0.05 | 0.05 | 0.05 | 0.05 | 0.21471 | 0.25 | 0.25 | 0.25 | 0.25 | 0.25 | 0.25 | 0.25 | 0.25 | 0.25 | 0.05 | 0.05 | 0.05 | 0.05 | 0.05 | 0.05 | 0.05 | 4.3576 | 0.27373 | 0.12 | 0.12 | 0.12 | 0.12 | 0.12 | 0.12 | 0.12 | 0.25176 | 0.27059 | 0.27059 | 0.28 | 0.28 | 0.25176 | 0.25176 | 0.27059 | 0.27059 | 0.28 | 0.12 | 0.12 | 0.12 | 0.12 | 0.12 | 0.12 | 0.12 | 0 | 0 | 0 | 0 | 0 | 0 | 0 | 0.82353 | 1 | 1 | 1 | 1 | 1 | 1 | 1 | 1 | 1 | 0 | 0 | 0 | 0 | 0 | 0 | 0 | 0 | 0 | 0 | 0 | 0 | 0 | 0 | 0.82353 | 0.94118 | 0.94118 | 1 | 1 | 0.82353 | 0.82353 | 0.94118 | 0.94118 | 1 | 0 | 0 | 0 | 0 | 0 | 0 | 0 | 15 | 0.66337 | 0.20792 | 0.079208 | 0.049505 | 0.76136 | 0 | 0 | 0 | 0 | 0 | 0 | 0 | 0 |  | 0.13711 | 0.13711 | 0.14319 | 0.14332 | 0.14246 | 0.14347 | 0.14347 | Office - Large - Office (Open Plan) - Sat | 10 | 8 | 17 | 115.1647 | 49.4 | 0 | 0 | 115.1647 | 49.4 | 0 | 0 | 2.2147 | 0.95 | 0 | 0 | 0 | 0 | 0 | 0 | 0 | 0.21471 | 0.25 | 0.25 | 0.25 | 0.25 | 0.25 | 0.25 | 0.25 | 0.25 | 0 | 0 | 0 | 0 | 0 | 0 | 0 | 0 |  | 124.6776 | 101.92 | 0 | 0 | 124.6776 | 101.92 | 0 | 0 | 2.3976 | 1.96 | 0 | 0 | 0 | 0 | 0 | 0 | 0 | 0.25176 | 0.27059 | 0.27059 | 0.28 | 0.28 | 0.25176 | 0.25176 | 0.27059 | 0.27059 | 0 | 0 | 0 | 0 | 0 | 0 | 0 | 0
1326 | 13 | 26 | 6 | 2 |  |  |  |  | Office - Large | Office (Open Plan) | Office - Large - Office (Open Plan) |  | Office - Large | Office - Large - Office (Open Plan) | Office (large) All | Sun | Closed | 52 | 52 | 0.45 | 1.3487 | 1.3487 | 1.1688 | 1.1688 | 1.0789 | 0.98901 | 0.98901 | 0 | 0 | 0 | 0 | 0 | 0 | 0 | 37.8702 | 37.8702 | 32.8208 | 32.8208 | 30.2961 | 27.7715 | 27.7715 | 0 | 0 | 0 | 0 | 0 | 0 | 0 | 0 | 0 | 0 | 0 | 0 | 0 | 0 | 0 | 0 | 0 | 0 | 0 | 0 | 0 | 0 | 0 | 0 | 0 | 0 | 0 | 0 | 0 | 0 | 0 | 0 | 0 | 0 | 0 | 0.10789 | 0.10789 | 0.093507 | 0.093507 | 0.086314 | 0.079121 | 0.079121 | 0 | 0 | 0 | 0 | 0 | 0 | 0 | 3.0296 | 3.0296 | 2.6257 | 2.6257 | 2.4237 | 2.2217 | 2.2217 | 0 | 0 | 0 | 0 | 0 | 0 | 0 | 0 | 0 | 0 | 0 | 0 | 0 | 0 | 0 | 0 | 0 | 0 | 0 | 0 | 0 | 0 | 0 | 0 | 0 | 0 | 0 | 0 | 0 | 0 | 0 | 0 | 0 | 0 | 0 | Office (large) All ILit Cls | Office (large) All ILit Cls | 2 | 5 | 5 | Office (large) All ILit2 Cls | Office (large) All ILit Cls | Office (large) All ILit Cls | 2 | 5 | 5 | 2 | 1.2 | 0.05 | 0.05 | 0.05 | 0.05 | 0.05 | 0.05 | 0.05 | 0.05 | 0.05 | 0.05 | 0.05 | 0.05 | 0.05 | 0.05 | 0.05 | 0.05 | 0.05 | 0.05 | 0.05 | 0.05 | 0.05 | 0.05 | 0.05 | 0.05 | 0.05 | 1.2 | 0.05 | 0.05 | 0.05 | 0.05 | 0.05 | 0.05 | 0.05 | 0.05 | 0.05 | 0.05 | 0.05 | 0.05 | 0.05 | 0.05 | 0.05 | 0.05 | 0.05 | 0.05 | 0.05 | 0.05 | 0.05 | 0.05 | 0.05 | 0.05 | 0.05 | 0 | 0 | 0 | 0 | 0 | 0 | 0 | 0 | 0 | 0 | 0 | 0 | 0 | 0 | 0 | 0 | 0 | 0 | 0 | 0 | 0 | 0 | 0 | 0 | 0 | 0 | 0 | 0 | 0 | 0 | 0 | 0 | 0 | 0 | 0 | 0 | 0 | 0 | 0 | 0 | 0 | 0 | 0 | 0 | 0 | 0 | 0 | 0 | 15 | 0.66337 | 0.20792 | 0.079208 | 0.049505 | 0.76136 | 0 | 0 | 0 | 0 | 0 | 0 | 0 | 0 |  | 0.13711 | 0.13711 | 0.14319 | 0.14332 | 0.14246 | 0.14347 | 0.14347 | Office - Large - Office (Open Plan) - Sun | 12 | 8 | 17 | 0 | 62.4 | 0 | 0 | 0 | 62.4 | 0 | 0 | 0 | 1.2 | 0 | 0 | 0 | 0 | 0 | 0 | 0 | 0 | 0 | 0 | 0 | 0 | 0 | 0 | 0 | 0 | 0 | 0 | 0 | 0 | 0 | 0 | 0 | 0 |  | 0 | 62.4 | 0 | 0 | 0 | 62.4 | 0 | 0 | 0 | 1.2 | 0 | 0 | 0 | 0 | 0 | 0 | 0 | 0 | 0 | 0 | 0 | 0 | 0 | 0 | 0 | 0 | 0 | 0 | 0 | 0 | 0 | 0 | 0 | 0
1327 | 13 | 27 | 7 | 3 |  |  |  |  | Office - Large | Office (Open Plan) | Office - Large - Office (Open Plan) |  | Office - Large | Office - Large - Office (Open Plan) | Office (large) All | Hol | Closed | 10 | 10 | 0.45 | 1.3487 | 1.3487 | 1.1688 | 1.1688 | 1.0789 | 0.98901 | 0.98901 | 0 | 0 | 0 | 0 | 0 | 0 | 0 | 7.2827 | 7.2827 | 6.3117 | 6.3117 | 5.8262 | 5.3407 | 5.3407 | 0 | 0 | 0 | 0 | 0 | 0 | 0 | 0 | 0 | 0 | 0 | 0 | 0 | 0 | 0 | 0 | 0 | 0 | 0 | 0 | 0 | 0 | 0 | 0 | 0 | 0 | 0 | 0 | 0 | 0 | 0 | 0 | 0 | 0 | 0 | 0.10789 | 0.10789 | 0.093507 | 0.093507 | 0.086314 | 0.079121 | 0.079121 | 0 | 0 | 0 | 0 | 0 | 0 | 0 | 0.58262 | 0.58262 | 0.50494 | 0.50494 | 0.4661 | 0.42726 | 0.42726 | 0 | 0 | 0 | 0 | 0 | 0 | 0 | 0 | 0 | 0 | 0 | 0 | 0 | 0 | 0 | 0 | 0 | 0 | 0 | 0 | 0 | 0 | 0 | 0 | 0 | 0 | 0 | 0 | 0 | 0 | 0 | 0 | 0 | 0 | 0 | Office (large) All ILit Cls | Office (large) All ILit Cls | 2 | 5 | 5 | Office (large) All ILit2 Cls | Office (large) All ILit Cls | Office (large) All ILit Cls | 2 | 5 | 5 | 2 | 1.2 | 0.05 | 0.05 | 0.05 | 0.05 | 0.05 | 0.05 | 0.05 | 0.05 | 0.05 | 0.05 | 0.05 | 0.05 | 0.05 | 0.05 | 0.05 | 0.05 | 0.05 | 0.05 | 0.05 | 0.05 | 0.05 | 0.05 | 0.05 | 0.05 | 0.05 | 1.2 | 0.05 | 0.05 | 0.05 | 0.05 | 0.05 | 0.05 | 0.05 | 0.05 | 0.05 | 0.05 | 0.05 | 0.05 | 0.05 | 0.05 | 0.05 | 0.05 | 0.05 | 0.05 | 0.05 | 0.05 | 0.05 | 0.05 | 0.05 | 0.05 | 0.05 | 0 | 0 | 0 | 0 | 0 | 0 | 0 | 0 | 0 | 0 | 0 | 0 | 0 | 0 | 0 | 0 | 0 | 0 | 0 | 0 | 0 | 0 | 0 | 0 | 0 | 0 | 0 | 0 | 0 | 0 | 0 | 0 | 0 | 0 | 0 | 0 | 0 | 0 | 0 | 0 | 0 | 0 | 0 | 0 | 0 | 0 | 0 | 0 | 15 | 0.66337 | 0.20792 | 0.079208 | 0.049505 | 0.76136 | 0 | 0 | 0 | 0 | 0 | 0 | 0 | 0 |  | 0.13711 | 0.13711 | 0.14319 | 0.14332 | 0.14246 | 0.14347 | 0.14347 | Office - Large - Office (Open Plan) - Hol | 14 | 8 | 17 | 0 | 12 | 0 | 0 | 0 | 12 | 0 | 0 | 0 | 1.2 | 0 | 0 | 0 | 0 | 0 | 0 | 0 | 0 | 0 | 0 | 0 | 0 | 0 | 0 | 0 | 0 | 0 | 0 | 0 | 0 | 0 | 0 | 0 | 0 |  | 0 | 12 | 0 | 0 | 0 | 12 | 0 | 0 | 0 | 1.2 | 0 | 0 | 0 | 0 | 0 | 0 | 0 | 0 | 0 | 0 | 0 | 0 | 0 | 0 | 0 | 0 | 0 | 0 | 0 | 0 | 0 | 0 | 0 | 0
1328 | 13 | 28 | 8 | 4 |  |  | Office - Large - Office (Open Plan) | Office - Large - Office (Open Plan) | Office - Large | Office (Open Plan) | Office - Large - Office (Open Plan) |  | Office - Large | Office - Large - Office (Open Plan) | Office (large) All | all | Open | 251 | 251 | 0.45 | 1.3487 | 1.3487 | 1.1688 | 1.1688 | 1.0789 | 0.98901 | 0.98901 | 0.60689 | 0.60689 | 0.52597 | 0.52597 | 0.48552 | 0.44506 | 0.44506 | 1457.8013 | 1457.8013 | 1263.4278 | 1263.4278 | 1166.241 | 1069.0543 | 1069.0543 | 0.43089 | 0.43089 | 0.37344 | 0.37344 | 0.34472 | 0.31599 | 0.31599 | 2641.0347 | 2641.0347 | 2641.0347 | 2641.0347 | 2641.0347 | 2641.0347 | 2641.0347 | 0 | 0 | 0 | 0 | 0 | 0 | 0 | 0.71 | 0.71 | 0.71 | 0.71 | 0.71 | 0.71 | 0.71 | 0 | 0 | 0 | 0 | 0 | 0 | 0 | 0.10789 | 0.10789 | 0.093507 | 0.093507 | 0.086314 | 0.079121 | 0.079121 | 0.048552 | 0.048552 | 0.042078 | 0.042078 | 0.038841 | 0.035605 | 0.035605 | 130.8559 | 130.8559 | 113.4084 | 113.4084 | 104.6847 | 95.961 | 95.961 | 0.030354 | 0.030354 | 0.026307 | 0.026307 | 0.024283 | 0.022259 | 0.022259 | 2996.1799 | 2996.1799 | 2996.1799 | 2996.1799 | 2996.1799 | 2996.1799 | 2996.1799 | 0 | 0 | 0 | 0 | 0 | 0 | 0 | 0.62519 | 0.62519 | 0.62519 | 0.62519 | 0.62519 | 0.62519 | 0.62519 | 0 | 0 | 0 | 0 | 0 | 0 | 0 | Office (large) All ILit all | Office (large) All ILit all | 3817 | 5.5 | 73 | Office (large) All ILit2 all | Office (large) All ILit2 all | Office (large) All ILit2 All | 3901 | 24 | 64 | 3817 | 9.57 | 0.71 | 0.055 | 0.055 | 0.055 | 0.055 | 0.11 | 0.18 | 0.28 | 0.45 | 0.7 | 0.73 | 0.73 | 0.73 | 0.73 | 0.73 | 0.73 | 0.73 | 0.67 | 0.57 | 0.43 | 0.3 | 0.2 | 0.15 | 0.1 | 0.1 | 10.7378 | 0.62519 | 0.24 | 0.24 | 0.24 | 0.24 | 0.24 | 0.24 | 0.24 | 0.57333 | 0.61778 | 0.61778 | 0.64 | 0.64 | 0.57333 | 0.57333 | 0.61778 | 0.61778 | 0.64 | 0.57333 | 0.52889 | 0.48444 | 0.39556 | 0.35111 | 0.30667 | 0.30667 | 0 | 0 | 0 | 0 | 0.081481 | 0.18519 | 0.33333 | 0.58519 | 0.95556 | 1 | 1 | 1 | 1 | 1 | 1 | 1 | 0.91111 | 0.76296 | 0.55556 | 0.36296 | 0.21481 | 0.14074 | 0.066667 | 0.066667 | 0 | 0 | 0 | 0 | 0 | 0 | 0 | 0.83333 | 0.94444 | 0.94444 | 1 | 1 | 0.83333 | 0.83333 | 0.94444 | 0.94444 | 1 | 0.83333 | 0.72222 | 0.61111 | 0.38889 | 0.27778 | 0.16667 | 0.16667 | 15 | 0.66337 | 0.20792 | 0.079208 | 0.049505 | 0.76136 | 0.11875 | 0.072068 | 0.072068 | 0.062459 | 0.062459 | 0.057654 | 0.05285 | 0.05285 |  | 0.13711 | 0.13711 | 0.14319 | 0.14332 | 0.14246 | 0.14347 | 0.14347 | Office - Large - Office (Open Plan) - all | 16 | 8 | 17 | 1571.26 | 830.81 | 1571.26 | 830.81 | 0 | 0 | 6.26 | 3.31 | 0 | 0 | 0 | 0 | 0 | 0 | 0 | 0 | 0 | 0.45 | 0.7 | 0.73 | 0.73 | 0.73 | 0.73 | 0.73 | 0.73 | 0.73 | 0 | 0 | 0 | 0 | 0 | 0 | 0 | 0 |  | 1373.2489 | 1321.9333 | 1373.2489 | 1321.9333 | 0 | 0 | 5.4711 | 5.2667 | 0 | 0 | 0 | 0 | 0 | 0 | 0 | 0 | 0 | 0.57333 | 0.61778 | 0.61778 | 0.64 | 0.64 | 0.57333 | 0.57333 | 0.61778 | 0.61778 | 0 | 0 | 0 | 0 | 0 | 0 | 0 | 0
1329 | 13 | 29 | 5 | 1 |  |  |  |  | Office - Large | Restrooms | Office - Large - Restrooms |  | Office - Large | Office - Large - Restrooms | Office (large) All | Sat | Open | 52 | 52 | 0.05 | 0.71928 | 0.71928 | 0.53946 | 0.53946 | 0.53946 | 0.53946 | 0.53946 | 0 | 0 | 0 | 0 | 0 | 0 | 0 | 5.9184 | 5.9184 | 4.4388 | 4.4388 | 4.4388 | 4.4388 | 4.4388 | 0 | 0 | 0 | 0 | 0 | 0 | 0 | 0 | 0 | 0 | 0 | 0 | 0 | 0 | 0 | 0 | 0 | 0 | 0 | 0 | 0 | 0 | 0 | 0 | 0 | 0 | 0 | 0 | 0 | 0 | 0 | 0 | 0 | 0 | 0 | 0.057543 | 0.057543 | 0.043157 | 0.043157 | 0.043157 | 0.043157 | 0.043157 | 0 | 0 | 0 | 0 | 0 | 0 | 0 | 0.65195 | 0.65195 | 0.48897 | 0.48897 | 0.48897 | 0.48897 | 0.48897 | 0 | 0 | 0 | 0 | 0 | 0 | 0 | 0 | 0 | 0 | 0 | 0 | 0 | 0 | 0 | 0 | 0 | 0 | 0 | 0 | 0 | 0 | 0 | 0 | 0 | 0 | 0 | 0 | 0 | 0 | 0 | 0 | 0 | 0 | 0 | Office (large) All ILit Sat | Office (large) All ILit all | 3818 | 5 | 25 | Office (large) All ILit2 Sat | Office (large) All ILit2 Sat | Office (large) All ILit2 All | 3902 | 12 | 28 | 3818 | 3.1647 | 0.25 | 0.05 | 0.05 | 0.05 | 0.05 | 0.05 | 0.05 | 0.05 | 0.21471 | 0.25 | 0.25 | 0.25 | 0.25 | 0.25 | 0.25 | 0.25 | 0.25 | 0.25 | 0.05 | 0.05 | 0.05 | 0.05 | 0.05 | 0.05 | 0.05 | 4.3576 | 0.27373 | 0.12 | 0.12 | 0.12 | 0.12 | 0.12 | 0.12 | 0.12 | 0.25176 | 0.27059 | 0.27059 | 0.28 | 0.28 | 0.25176 | 0.25176 | 0.27059 | 0.27059 | 0.28 | 0.12 | 0.12 | 0.12 | 0.12 | 0.12 | 0.12 | 0.12 | 0 | 0 | 0 | 0 | 0 | 0 | 0 | 0.82353 | 1 | 1 | 1 | 1 | 1 | 1 | 1 | 1 | 1 | 0 | 0 | 0 | 0 | 0 | 0 | 0 | 0 | 0 | 0 | 0 | 0 | 0 | 0 | 0.82353 | 0.94118 | 0.94118 | 1 | 1 | 0.82353 | 0.82353 | 0.94118 | 0.94118 | 1 | 0 | 0 | 0 | 0 | 0 | 0 | 0 | 26 | 0.29 | 0.41 | 0.14 | 0.16 | 0.41429 | 0 | 0 | 0 | 0 | 0 | 0 | 0 | 0 |  | 0.13711 | 0.13711 | 0.14319 | 0.14332 | 0.14246 | 0.14347 | 0.14347 | Office - Large - Restrooms - Sat | 10 | 8 | 17 | 115.1647 | 49.4 | 0 | 0 | 115.1647 | 49.4 | 0 | 0 | 2.2147 | 0.95 | 0 | 0 | 0 | 0 | 0 | 0 | 0 | 0.21471 | 0.25 | 0.25 | 0.25 | 0.25 | 0.25 | 0.25 | 0.25 | 0.25 | 0 | 0 | 0 | 0 | 0 | 0 | 0 | 0 |  | 124.6776 | 101.92 | 0 | 0 | 124.6776 | 101.92 | 0 | 0 | 2.3976 | 1.96 | 0 | 0 | 0 | 0 | 0 | 0 | 0 | 0.25176 | 0.27059 | 0.27059 | 0.28 | 0.28 | 0.25176 | 0.25176 | 0.27059 | 0.27059 | 0 | 0 | 0 | 0 | 0 | 0 | 0 | 0
1330 | 13 | 30 | 6 | 2 |  |  |  |  | Office - Large | Restrooms | Office - Large - Restrooms |  | Office - Large | Office - Large - Restrooms | Office (large) All | Sun | Closed | 52 | 52 | 0.05 | 0.71928 | 0.71928 | 0.53946 | 0.53946 | 0.53946 | 0.53946 | 0.53946 | 0 | 0 | 0 | 0 | 0 | 0 | 0 | 2.2442 | 2.2442 | 1.6831 | 1.6831 | 1.6831 | 1.6831 | 1.6831 | 0 | 0 | 0 | 0 | 0 | 0 | 0 | 0 | 0 | 0 | 0 | 0 | 0 | 0 | 0 | 0 | 0 | 0 | 0 | 0 | 0 | 0 | 0 | 0 | 0 | 0 | 0 | 0 | 0 | 0 | 0 | 0 | 0 | 0 | 0 | 0.057543 | 0.057543 | 0.043157 | 0.043157 | 0.043157 | 0.043157 | 0.043157 | 0 | 0 | 0 | 0 | 0 | 0 | 0 | 0.17953 | 0.17953 | 0.13465 | 0.13465 | 0.13465 | 0.13465 | 0.13465 | 0 | 0 | 0 | 0 | 0 | 0 | 0 | 0 | 0 | 0 | 0 | 0 | 0 | 0 | 0 | 0 | 0 | 0 | 0 | 0 | 0 | 0 | 0 | 0 | 0 | 0 | 0 | 0 | 0 | 0 | 0 | 0 | 0 | 0 | 0 | Office (large) All ILit Cls | Office (large) All ILit Cls | 2 | 5 | 5 | Office (large) All ILit2 Cls | Office (large) All ILit Cls | Office (large) All ILit Cls | 2 | 5 | 5 | 2 | 1.2 | 0.05 | 0.05 | 0.05 | 0.05 | 0.05 | 0.05 | 0.05 | 0.05 | 0.05 | 0.05 | 0.05 | 0.05 | 0.05 | 0.05 | 0.05 | 0.05 | 0.05 | 0.05 | 0.05 | 0.05 | 0.05 | 0.05 | 0.05 | 0.05 | 0.05 | 1.2 | 0.05 | 0.05 | 0.05 | 0.05 | 0.05 | 0.05 | 0.05 | 0.05 | 0.05 | 0.05 | 0.05 | 0.05 | 0.05 | 0.05 | 0.05 | 0.05 | 0.05 | 0.05 | 0.05 | 0.05 | 0.05 | 0.05 | 0.05 | 0.05 | 0.05 | 0 | 0 | 0 | 0 | 0 | 0 | 0 | 0 | 0 | 0 | 0 | 0 | 0 | 0 | 0 | 0 | 0 | 0 | 0 | 0 | 0 | 0 | 0 | 0 | 0 | 0 | 0 | 0 | 0 | 0 | 0 | 0 | 0 | 0 | 0 | 0 | 0 | 0 | 0 | 0 | 0 | 0 | 0 | 0 | 0 | 0 | 0 | 0 | 26 | 0.29 | 0.41 | 0.14 | 0.16 | 0.41429 | 0 | 0 | 0 | 0 | 0 | 0 | 0 | 0 |  | 0.13711 | 0.13711 | 0.14319 | 0.14332 | 0.14246 | 0.14347 | 0.14347 | Office - Large - Restrooms - Sun | 12 | 8 | 17 | 0 | 62.4 | 0 | 0 | 0 | 62.4 | 0 | 0 | 0 | 1.2 | 0 | 0 | 0 | 0 | 0 | 0 | 0 | 0 | 0 | 0 | 0 | 0 | 0 | 0 | 0 | 0 | 0 | 0 | 0 | 0 | 0 | 0 | 0 | 0 |  | 0 | 62.4 | 0 | 0 | 0 | 62.4 | 0 | 0 | 0 | 1.2 | 0 | 0 | 0 | 0 | 0 | 0 | 0 | 0 | 0 | 0 | 0 | 0 | 0 | 0 | 0 | 0 | 0 | 0 | 0 | 0 | 0 | 0 | 0 | 0
1331 | 13 | 31 | 7 | 3 |  |  |  |  | Office - Large | Restrooms | Office - Large - Restrooms |  | Office - Large | Office - Large - Restrooms | Office (large) All | Hol | Closed | 10 | 10 | 0.05 | 0.71928 | 0.71928 | 0.53946 | 0.53946 | 0.53946 | 0.53946 | 0.53946 | 0 | 0 | 0 | 0 | 0 | 0 | 0 | 0.43157 | 0.43157 | 0.32368 | 0.32368 | 0.32368 | 0.32368 | 0.32368 | 0 | 0 | 0 | 0 | 0 | 0 | 0 | 0 | 0 | 0 | 0 | 0 | 0 | 0 | 0 | 0 | 0 | 0 | 0 | 0 | 0 | 0 | 0 | 0 | 0 | 0 | 0 | 0 | 0 | 0 | 0 | 0 | 0 | 0 | 0 | 0.057543 | 0.057543 | 0.043157 | 0.043157 | 0.043157 | 0.043157 | 0.043157 | 0 | 0 | 0 | 0 | 0 | 0 | 0 | 0.034526 | 0.034526 | 0.025894 | 0.025894 | 0.025894 | 0.025894 | 0.025894 | 0 | 0 | 0 | 0 | 0 | 0 | 0 | 0 | 0 | 0 | 0 | 0 | 0 | 0 | 0 | 0 | 0 | 0 | 0 | 0 | 0 | 0 | 0 | 0 | 0 | 0 | 0 | 0 | 0 | 0 | 0 | 0 | 0 | 0 | 0 | Office (large) All ILit Cls | Office (large) All ILit Cls | 2 | 5 | 5 | Office (large) All ILit2 Cls | Office (large) All ILit Cls | Office (large) All ILit Cls | 2 | 5 | 5 | 2 | 1.2 | 0.05 | 0.05 | 0.05 | 0.05 | 0.05 | 0.05 | 0.05 | 0.05 | 0.05 | 0.05 | 0.05 | 0.05 | 0.05 | 0.05 | 0.05 | 0.05 | 0.05 | 0.05 | 0.05 | 0.05 | 0.05 | 0.05 | 0.05 | 0.05 | 0.05 | 1.2 | 0.05 | 0.05 | 0.05 | 0.05 | 0.05 | 0.05 | 0.05 | 0.05 | 0.05 | 0.05 | 0.05 | 0.05 | 0.05 | 0.05 | 0.05 | 0.05 | 0.05 | 0.05 | 0.05 | 0.05 | 0.05 | 0.05 | 0.05 | 0.05 | 0.05 | 0 | 0 | 0 | 0 | 0 | 0 | 0 | 0 | 0 | 0 | 0 | 0 | 0 | 0 | 0 | 0 | 0 | 0 | 0 | 0 | 0 | 0 | 0 | 0 | 0 | 0 | 0 | 0 | 0 | 0 | 0 | 0 | 0 | 0 | 0 | 0 | 0 | 0 | 0 | 0 | 0 | 0 | 0 | 0 | 0 | 0 | 0 | 0 | 26 | 0.29 | 0.41 | 0.14 | 0.16 | 0.41429 | 0 | 0 | 0 | 0 | 0 | 0 | 0 | 0 |  | 0.13711 | 0.13711 | 0.14319 | 0.14332 | 0.14246 | 0.14347 | 0.14347 | Office - Large - Restrooms - Hol | 14 | 8 | 17 | 0 | 12 | 0 | 0 | 0 | 12 | 0 | 0 | 0 | 1.2 | 0 | 0 | 0 | 0 | 0 | 0 | 0 | 0 | 0 | 0 | 0 | 0 | 0 | 0 | 0 | 0 | 0 | 0 | 0 | 0 | 0 | 0 | 0 | 0 |  | 0 | 12 | 0 | 0 | 0 | 12 | 0 | 0 | 0 | 1.2 | 0 | 0 | 0 | 0 | 0 | 0 | 0 | 0 | 0 | 0 | 0 | 0 | 0 | 0 | 0 | 0 | 0 | 0 | 0 | 0 | 0 | 0 | 0 | 0
1332 | 13 | 32 | 8 | 4 | Office - Large | Office - Large | Office - Large - Restrooms | Office - Large - Restrooms | Office - Large | Restrooms | Office - Large - Restrooms |  | Office - Large | Office - Large - Restrooms | Office (large) All | all | Open | 251 | 251 | 0.05 | 0.71928 | 0.71928 | 0.53946 | 0.53946 | 0.53946 | 0.53946 | 0.53946 | 0.035964 | 0.035964 | 0.026973 | 0.026973 | 0.026973 | 0.026973 | 0.026973 | 86.3882 | 86.3882 | 64.7912 | 64.7912 | 64.7912 | 64.7912 | 64.7912 | 0.025534 | 0.025534 | 0.019151 | 0.019151 | 0.019151 | 0.019151 | 0.019151 | 2641.0347 | 2641.0347 | 2641.0347 | 2641.0347 | 2641.0347 | 2641.0347 | 2641.0347 | 2641.0347 | 2641.0347 | 2641.0347 | 2641.0347 | 2641.0347 | 2641.0347 | 2641.0347 | 0.71 | 0.71 | 0.71 | 0.71 | 0.71 | 0.71 | 0.71 | 0.71 | 0.71 | 0.71 | 0.71 | 0.71 | 0.71 | 0.71 | 0.057543 | 0.057543 | 0.043157 | 0.043157 | 0.043157 | 0.043157 | 0.043157 | 0.0028771 | 0.0028771 | 0.0021579 | 0.0021579 | 0.0021579 | 0.0021579 | 0.0021579 | 7.7544 | 7.7544 | 5.8158 | 5.8158 | 5.8158 | 5.8158 | 5.8158 | 0.0017987 | 0.0017987 | 0.0013491 | 0.0013491 | 0.0013491 | 0.0013491 | 0.0013491 | 2996.1799 | 2996.1799 | 2996.1799 | 2996.1799 | 2996.1799 | 2996.1799 | 2996.1799 | 2996.1799 | 2996.1799 | 2996.1799 | 2996.1799 | 2996.1799 | 2996.1799 | 2996.1799 | 0.62519 | 0.62519 | 0.62519 | 0.62519 | 0.62519 | 0.62519 | 0.62519 | 0.62519 | 0.62519 | 0.62519 | 0.62519 | 0.62519 | 0.62519 | 0.62519 | Office (large) All ILit all | Office (large) All ILit all | 3817 | 5.5 | 73 | Office (large) All ILit2 all | Office (large) All ILit2 all | Office (large) All ILit2 All | 3901 | 24 | 64 | 3817 | 9.57 | 0.71 | 0.055 | 0.055 | 0.055 | 0.055 | 0.11 | 0.18 | 0.28 | 0.45 | 0.7 | 0.73 | 0.73 | 0.73 | 0.73 | 0.73 | 0.73 | 0.73 | 0.67 | 0.57 | 0.43 | 0.3 | 0.2 | 0.15 | 0.1 | 0.1 | 10.7378 | 0.62519 | 0.24 | 0.24 | 0.24 | 0.24 | 0.24 | 0.24 | 0.24 | 0.57333 | 0.61778 | 0.61778 | 0.64 | 0.64 | 0.57333 | 0.57333 | 0.61778 | 0.61778 | 0.64 | 0.57333 | 0.52889 | 0.48444 | 0.39556 | 0.35111 | 0.30667 | 0.30667 | 0 | 0 | 0 | 0 | 0.081481 | 0.18519 | 0.33333 | 0.58519 | 0.95556 | 1 | 1 | 1 | 1 | 1 | 1 | 1 | 0.91111 | 0.76296 | 0.55556 | 0.36296 | 0.21481 | 0.14074 | 0.066667 | 0.066667 | 0 | 0 | 0 | 0 | 0 | 0 | 0 | 0.83333 | 0.94444 | 0.94444 | 1 | 1 | 0.83333 | 0.83333 | 0.94444 | 0.94444 | 1 | 0.83333 | 0.72222 | 0.61111 | 0.38889 | 0.27778 | 0.16667 | 0.16667 | 26 | 0.29 | 0.41 | 0.14 | 0.16 | 0.41429 | 0.089982 | 0.0032361 | 0.0032361 | 0.0024271 | 0.0024271 | 0.0024271 | 0.0024271 | 0.0024271 | Office - Large | 0.13711 | 0.13711 | 0.14319 | 0.14332 | 0.14246 | 0.14347 | 0.14347 | Office - Large - Restrooms - all | 16 | 8 | 17 | 1571.26 | 830.81 | 1571.26 | 830.81 | 0 | 0 | 6.26 | 3.31 | 0 | 0 | 0 | 0 | 0 | 0 | 0 | 0 | 0 | 0.45 | 0.7 | 0.73 | 0.73 | 0.73 | 0.73 | 0.73 | 0.73 | 0.73 | 0 | 0 | 0 | 0 | 0 | 0 | 0 | 0 |  | 1373.2489 | 1321.9333 | 1373.2489 | 1321.9333 | 0 | 0 | 5.4711 | 5.2667 | 0 | 0 | 0 | 0 | 0 | 0 | 0 | 0 | 0 | 0.57333 | 0.61778 | 0.61778 | 0.64 | 0.64 | 0.57333 | 0.57333 | 0.61778 | 0.61778 | 0 | 0 | 0 | 0 | 0 | 0 | 0 | 0
1401 | 14 | 1 | 5 | 1 |  |  |  |  | Office - Small | Conference Room | Office - Small - Conference Room |  | Office - Small | Office - Small - Conference Room | Office (small) All | Sat | Open | 52 | 52 | 0.04 | 1.4035 | 1.4035 | 1.2476 | 1.1696 | 1.0916 | 1.0916 | 1.0916 | 0 | 0 | 0 | 0 | 0 | 0 | 0 | 11.0835 | 11.0835 | 9.852 | 9.2363 | 8.6205 | 8.6205 | 8.6205 | 0 | 0 | 0 | 0 | 0 | 0 | 0 | 0 | 0 | 0 | 0 | 0 | 0 | 0 | 0 | 0 | 0 | 0 | 0 | 0 | 0 | 0 | 0 | 0 | 0 | 0 | 0 | 0 | 0 | 0 | 0 | 0 | 0 | 0 | 0 | 0.28955 | 0.28955 | 0.25738 | 0.24129 | 0.2252 | 0.2252 | 0.2252 | 0 | 0 | 0 | 0 | 0 | 0 | 0 | 3.0273 | 3.0273 | 2.691 | 2.5228 | 2.3546 | 2.3546 | 2.3546 | 0 | 0 | 0 | 0 | 0 | 0 | 0 | 0 | 0 | 0 | 0 | 0 | 0 | 0 | 0 | 0 | 0 | 0 | 0 | 0 | 0 | 0 | 0 | 0 | 0 | 0 | 0 | 0 | 0 | 0 | 0 | 0 | 0 | 0 | 0 | Office (small) All ILit Sat | Office (small) All ILit all | 3820 | 5 | 32 | Office (small) All ILit2 Sat | Office (small) All ILit2 Sat | Office (small) All ILit2 All | 3904 | 12 | 35 | 3820 | 3.7967 | 0.32 | 0.05 | 0.05 | 0.05 | 0.05 | 0.05 | 0.05 | 0.05 | 0.21667 | 0.32 | 0.32 | 0.32 | 0.32 | 0.32 | 0.32 | 0.32 | 0.32 | 0.32 | 0.05 | 0.05 | 0.05 | 0.05 | 0.05 | 0.05 | 0.05 | 5.0267 | 0.35 | 0.12 | 0.12 | 0.12 | 0.12 | 0.12 | 0.12 | 0.12 | 0.24778 | 0.35 | 0.35 | 0.35 | 0.35 | 0.29889 | 0.35 | 0.35 | 0.35 | 0.35 | 0.12 | 0.12 | 0.12 | 0.12 | 0.12 | 0.12 | 0.12 | 0 | 0 | 0 | 0 | 0 | 0 | 0 | 0.61728 | 1 | 1 | 1 | 1 | 1 | 1 | 1 | 1 | 1 | 0 | 0 | 0 | 0 | 0 | 0 | 0 | 0 | 0 | 0 | 0 | 0 | 0 | 0 | 0.55556 | 1 | 1 | 1 | 1 | 0.77778 | 1 | 1 | 1 | 1 | 0 | 0 | 0 | 0 | 0 | 0 | 0 | 16 | 0.55 | 0.24 | 0.12 | 0.09 | 0.6962 | 0 | 0 | 0 | 0 | 0 | 0 | 0 | 0 |  | 0.18348 | 0.18348 | 0.19195 | 0.19226 | 0.19069 | 0.19069 | 0.19069 | Office - Small - Conference Room - Sat | 10 | 8 | 17 | 144.3867 | 53.04 | 0 | 0 | 144.3867 | 53.04 | 0 | 0 | 2.7767 | 1.02 | 0 | 0 | 0 | 0 | 0 | 0 | 0 | 0.21667 | 0.32 | 0.32 | 0.32 | 0.32 | 0.32 | 0.32 | 0.32 | 0.32 | 0 | 0 | 0 | 0 | 0 | 0 | 0 | 0 |  | 155.8267 | 105.56 | 0 | 0 | 155.8267 | 105.56 | 0 | 0 | 2.9967 | 2.03 | 0 | 0 | 0 | 0 | 0 | 0 | 0 | 0.24778 | 0.35 | 0.35 | 0.35 | 0.35 | 0.29889 | 0.35 | 0.35 | 0.35 | 0 | 0 | 0 | 0 | 0 | 0 | 0 | 0
1402 | 14 | 2 | 6 | 2 |  |  |  |  | Office - Small | Conference Room | Office - Small - Conference Room |  | Office - Small | Office - Small - Conference Room | Office (small) All | Sun | Closed | 52 | 52 | 0.04 | 1.4035 | 1.4035 | 1.2476 | 1.1696 | 1.0916 | 1.0916 | 1.0916 | 0 | 0 | 0 | 0 | 0 | 0 | 0 | 3.5031 | 3.5031 | 3.1139 | 2.9193 | 2.7247 | 2.7247 | 2.7247 | 0 | 0 | 0 | 0 | 0 | 0 | 0 | 0 | 0 | 0 | 0 | 0 | 0 | 0 | 0 | 0 | 0 | 0 | 0 | 0 | 0 | 0 | 0 | 0 | 0 | 0 | 0 | 0 | 0 | 0 | 0 | 0 | 0 | 0 | 0 | 0.28955 | 0.28955 | 0.25738 | 0.24129 | 0.2252 | 0.2252 | 0.2252 | 0 | 0 | 0 | 0 | 0 | 0 | 0 | 0.72271 | 0.72271 | 0.64241 | 0.60226 | 0.56211 | 0.56211 | 0.56211 | 0 | 0 | 0 | 0 | 0 | 0 | 0 | 0 | 0 | 0 | 0 | 0 | 0 | 0 | 0 | 0 | 0 | 0 | 0 | 0 | 0 | 0 | 0 | 0 | 0 | 0 | 0 | 0 | 0 | 0 | 0 | 0 | 0 | 0 | 0 | Office (small) All ILit Cls | Office (small) All ILit Cls | 2 | 5 | 5 | Office (small) All ILit2 Cls | Office (small) All ILit Cls | Office (small) All ILit Cls | 2 | 5 | 5 | 2 | 1.2 | 0.05 | 0.05 | 0.05 | 0.05 | 0.05 | 0.05 | 0.05 | 0.05 | 0.05 | 0.05 | 0.05 | 0.05 | 0.05 | 0.05 | 0.05 | 0.05 | 0.05 | 0.05 | 0.05 | 0.05 | 0.05 | 0.05 | 0.05 | 0.05 | 0.05 | 1.2 | 0.05 | 0.05 | 0.05 | 0.05 | 0.05 | 0.05 | 0.05 | 0.05 | 0.05 | 0.05 | 0.05 | 0.05 | 0.05 | 0.05 | 0.05 | 0.05 | 0.05 | 0.05 | 0.05 | 0.05 | 0.05 | 0.05 | 0.05 | 0.05 | 0.05 | 0 | 0 | 0 | 0 | 0 | 0 | 0 | 0 | 0 | 0 | 0 | 0 | 0 | 0 | 0 | 0 | 0 | 0 | 0 | 0 | 0 | 0 | 0 | 0 | 0 | 0 | 0 | 0 | 0 | 0 | 0 | 0 | 0 | 0 | 0 | 0 | 0 | 0 | 0 | 0 | 0 | 0 | 0 | 0 | 0 | 0 | 0 | 0 | 16 | 0.55 | 0.24 | 0.12 | 0.09 | 0.6962 | 0 | 0 | 0 | 0 | 0 | 0 | 0 | 0 |  | 0.18348 | 0.18348 | 0.19195 | 0.19226 | 0.19069 | 0.19069 | 0.19069 | Office - Small - Conference Room - Sun | 12 | 8 | 17 | 0 | 62.4 | 0 | 0 | 0 | 62.4 | 0 | 0 | 0 | 1.2 | 0 | 0 | 0 | 0 | 0 | 0 | 0 | 0 | 0 | 0 | 0 | 0 | 0 | 0 | 0 | 0 | 0 | 0 | 0 | 0 | 0 | 0 | 0 | 0 |  | 0 | 62.4 | 0 | 0 | 0 | 62.4 | 0 | 0 | 0 | 1.2 | 0 | 0 | 0 | 0 | 0 | 0 | 0 | 0 | 0 | 0 | 0 | 0 | 0 | 0 | 0 | 0 | 0 | 0 | 0 | 0 | 0 | 0 | 0 | 0
1403 | 14 | 3 | 7 | 3 |  |  |  |  | Office - Small | Conference Room | Office - Small - Conference Room |  | Office - Small | Office - Small - Conference Room | Office (small) All | Hol | Closed | 10 | 10 | 0.04 | 1.4035 | 1.4035 | 1.2476 | 1.1696 | 1.0916 | 1.0916 | 1.0916 | 0 | 0 | 0 | 0 | 0 | 0 | 0 | 0.67368 | 0.67368 | 0.59883 | 0.5614 | 0.52397 | 0.52397 | 0.52397 | 0 | 0 | 0 | 0 | 0 | 0 | 0 | 0 | 0 | 0 | 0 | 0 | 0 | 0 | 0 | 0 | 0 | 0 | 0 | 0 | 0 | 0 | 0 | 0 | 0 | 0 | 0 | 0 | 0 | 0 | 0 | 0 | 0 | 0 | 0 | 0.28955 | 0.28955 | 0.25738 | 0.24129 | 0.2252 | 0.2252 | 0.2252 | 0 | 0 | 0 | 0 | 0 | 0 | 0 | 0.13898 | 0.13898 | 0.12354 | 0.11582 | 0.1081 | 0.1081 | 0.1081 | 0 | 0 | 0 | 0 | 0 | 0 | 0 | 0 | 0 | 0 | 0 | 0 | 0 | 0 | 0 | 0 | 0 | 0 | 0 | 0 | 0 | 0 | 0 | 0 | 0 | 0 | 0 | 0 | 0 | 0 | 0 | 0 | 0 | 0 | 0 | Office (small) All ILit Cls | Office (small) All ILit Cls | 2 | 5 | 5 | Office (small) All ILit2 Cls | Office (small) All ILit Cls | Office (small) All ILit Cls | 2 | 5 | 5 | 2 | 1.2 | 0.05 | 0.05 | 0.05 | 0.05 | 0.05 | 0.05 | 0.05 | 0.05 | 0.05 | 0.05 | 0.05 | 0.05 | 0.05 | 0.05 | 0.05 | 0.05 | 0.05 | 0.05 | 0.05 | 0.05 | 0.05 | 0.05 | 0.05 | 0.05 | 0.05 | 1.2 | 0.05 | 0.05 | 0.05 | 0.05 | 0.05 | 0.05 | 0.05 | 0.05 | 0.05 | 0.05 | 0.05 | 0.05 | 0.05 | 0.05 | 0.05 | 0.05 | 0.05 | 0.05 | 0.05 | 0.05 | 0.05 | 0.05 | 0.05 | 0.05 | 0.05 | 0 | 0 | 0 | 0 | 0 | 0 | 0 | 0 | 0 | 0 | 0 | 0 | 0 | 0 | 0 | 0 | 0 | 0 | 0 | 0 | 0 | 0 | 0 | 0 | 0 | 0 | 0 | 0 | 0 | 0 | 0 | 0 | 0 | 0 | 0 | 0 | 0 | 0 | 0 | 0 | 0 | 0 | 0 | 0 | 0 | 0 | 0 | 0 | 16 | 0.55 | 0.24 | 0.12 | 0.09 | 0.6962 | 0 | 0 | 0 | 0 | 0 | 0 | 0 | 0 |  | 0.18348 | 0.18348 | 0.19195 | 0.19226 | 0.19069 | 0.19069 | 0.19069 | Office - Small - Conference Room - Hol | 14 | 8 | 17 | 0 | 12 | 0 | 0 | 0 | 12 | 0 | 0 | 0 | 1.2 | 0 | 0 | 0 | 0 | 0 | 0 | 0 | 0 | 0 | 0 | 0 | 0 | 0 | 0 | 0 | 0 | 0 | 0 | 0 | 0 | 0 | 0 | 0 | 0 |  | 0 | 12 | 0 | 0 | 0 | 12 | 0 | 0 | 0 | 1.2 | 0 | 0 | 0 | 0 | 0 | 0 | 0 | 0 | 0 | 0 | 0 | 0 | 0 | 0 | 0 | 0 | 0 | 0 | 0 | 0 | 0 | 0 | 0 | 0
1404 | 14 | 4 | 8 | 4 |  |  | Office - Small - Conference Room | Office - Small - Conference Room | Office - Small | Conference Room | Office - Small - Conference Room |  | Office - Small | Office - Small - Conference Room | Office (small) All | all | Open | 251 | 251 | 0.04 | 1.4035 | 1.4035 | 1.2476 | 1.1696 | 1.0916 | 1.0916 | 1.0916 | 0.05614 | 0.05614 | 0.049902 | 0.046783 | 0.043664 | 0.043664 | 0.043664 | 130.343 | 130.343 | 115.8604 | 108.6192 | 101.3779 | 101.3779 | 101.3779 | 0.038924 | 0.038924 | 0.034599 | 0.032436 | 0.030274 | 0.030274 | 0.030274 | 2593.5767 | 2593.5767 | 2593.5767 | 2593.5767 | 2593.5767 | 2593.5767 | 2593.5767 | 0 | 0 | 0 | 0 | 0 | 0 | 0 | 0.69333 | 0.69333 | 0.69333 | 0.69333 | 0.69333 | 0.69333 | 0.69333 | 0 | 0 | 0 | 0 | 0 | 0 | 0 | 0.28955 | 0.28955 | 0.25738 | 0.24129 | 0.2252 | 0.2252 | 0.2252 | 0.011582 | 0.011582 | 0.010295 | 0.0096516 | 0.0090081 | 0.0090081 | 0.0090081 | 30.4142 | 30.4142 | 27.0349 | 25.3452 | 23.6555 | 23.6555 | 23.6555 | 0.0078113 | 0.0078113 | 0.0069434 | 0.0065094 | 0.0060755 | 0.0060755 | 0.0060755 | 2961.8044 | 2961.8044 | 2961.8044 | 2961.8044 | 2961.8044 | 2961.8044 | 2961.8044 | 0 | 0 | 0 | 0 | 0 | 0 | 0 | 0.67444 | 0.67444 | 0.67444 | 0.67444 | 0.67444 | 0.67444 | 0.67444 | 0 | 0 | 0 | 0 | 0 | 0 | 0 | Office (small) All ILit all | Office (small) All ILit all | 3819 | 5.5 | 74 | Office (small) All ILit2 all | Office (small) All ILit2 all | Office (small) All ILit2 All | 3903 | 24 | 70 | 3819 | 9.25 | 0.69333 | 0.055 | 0.055 | 0.055 | 0.055 | 0.11 | 0.16 | 0.26 | 0.5 | 0.67 | 0.74 | 0.74 | 0.74 | 0.74 | 0.74 | 0.74 | 0.7 | 0.64 | 0.5 | 0.31 | 0.22 | 0.18 | 0.14 | 0.1 | 0.1 | 10.4622 | 0.67444 | 0.24 | 0.24 | 0.24 | 0.24 | 0.24 | 0.24 | 0.24 | 0.62333 | 0.67444 | 0.67444 | 0.7 | 0.7 | 0.62333 | 0.62333 | 0.67444 | 0.67444 | 0.67444 | 0.57222 | 0.36778 | 0.24 | 0.24 | 0.24 | 0.24 | 0.24 | 0 | 0 | 0 | 0 | 0.080292 | 0.15328 | 0.29927 | 0.64964 | 0.89781 | 1 | 1 | 1 | 1 | 1 | 1 | 0.94161 | 0.85401 | 0.64964 | 0.37226 | 0.24088 | 0.18248 | 0.12409 | 0.065693 | 0.065693 | 0 | 0 | 0 | 0 | 0 | 0 | 0 | 0.83333 | 0.94444 | 0.94444 | 1 | 1 | 0.83333 | 0.83333 | 0.94444 | 0.94444 | 0.94444 | 0.72222 | 0.27778 | 0 | 0 | 0 | 0 | 0 | 16 | 0.55 | 0.24 | 0.12 | 0.09 | 0.6962 | 0.099913 | 0.0056091 | 0.0056091 | 0.0049859 | 0.0046742 | 0.0043626 | 0.0043626 | 0.0043626 |  | 0.18348 | 0.18348 | 0.19195 | 0.19226 | 0.19069 | 0.19069 | 0.19069 | Office - Small - Conference Room - all | 16 | 8 | 17 | 1583.81 | 737.94 | 1583.81 | 737.94 | 0 | 0 | 6.31 | 2.94 | 0 | 0 | 0 | 0 | 0 | 0 | 0 | 0 | 0 | 0.5 | 0.67 | 0.74 | 0.74 | 0.74 | 0.74 | 0.74 | 0.74 | 0.7 | 0 | 0 | 0 | 0 | 0 | 0 | 0 | 0 |  | 1497.9122 | 1128.1056 | 1497.9122 | 1128.1056 | 0 | 0 | 5.9678 | 4.4944 | 0 | 0 | 0 | 0 | 0 | 0 | 0 | 0 | 0 | 0.62333 | 0.67444 | 0.67444 | 0.7 | 0.7 | 0.62333 | 0.62333 | 0.67444 | 0.67444 | 0 | 0 | 0 | 0 | 0 | 0 | 0 | 0
1405 | 14 | 5 | 5 | 1 |  |  |  |  | Office - Small | Copy Room (photocopying equipment) | Office - Small - Copy Room (photocopying equipment) |  | Office - Small | Office - Small - Copy Room (photocopying equipment) | Office (small) All | Sat | Open | 52 | 52 | 0.02 | 1.0136 | 1.0136 | 1.0136 | 1.0136 | 0.93567 | 0.93567 | 0.93567 | 0 | 0 | 0 | 0 | 0 | 0 | 0 | 4.0024 | 4.0024 | 4.0024 | 4.0024 | 3.6945 | 3.6945 | 3.6945 | 0 | 0 | 0 | 0 | 0 | 0 | 0 | 0 | 0 | 0 | 0 | 0 | 0 | 0 | 0 | 0 | 0 | 0 | 0 | 0 | 0 | 0 | 0 | 0 | 0 | 0 | 0 | 0 | 0 | 0 | 0 | 0 | 0 | 0 | 0 | 0.20912 | 0.20912 | 0.20912 | 0.20912 | 0.19303 | 0.19303 | 0.19303 | 0 | 0 | 0 | 0 | 0 | 0 | 0 | 1.0932 | 1.0932 | 1.0932 | 1.0932 | 1.0091 | 1.0091 | 1.0091 | 0 | 0 | 0 | 0 | 0 | 0 | 0 | 0 | 0 | 0 | 0 | 0 | 0 | 0 | 0 | 0 | 0 | 0 | 0 | 0 | 0 | 0 | 0 | 0 | 0 | 0 | 0 | 0 | 0 | 0 | 0 | 0 | 0 | 0 | 0 | Office (small) All ILit Sat | Office (small) All ILit all | 3820 | 5 | 32 | Office (small) All ILit2 Sat | Office (small) All ILit2 Sat | Office (small) All ILit2 All | 3904 | 12 | 35 | 3820 | 3.7967 | 0.32 | 0.05 | 0.05 | 0.05 | 0.05 | 0.05 | 0.05 | 0.05 | 0.21667 | 0.32 | 0.32 | 0.32 | 0.32 | 0.32 | 0.32 | 0.32 | 0.32 | 0.32 | 0.05 | 0.05 | 0.05 | 0.05 | 0.05 | 0.05 | 0.05 | 5.0267 | 0.35 | 0.12 | 0.12 | 0.12 | 0.12 | 0.12 | 0.12 | 0.12 | 0.24778 | 0.35 | 0.35 | 0.35 | 0.35 | 0.29889 | 0.35 | 0.35 | 0.35 | 0.35 | 0.12 | 0.12 | 0.12 | 0.12 | 0.12 | 0.12 | 0.12 | 0 | 0 | 0 | 0 | 0 | 0 | 0 | 0.61728 | 1 | 1 | 1 | 1 | 1 | 1 | 1 | 1 | 1 | 0 | 0 | 0 | 0 | 0 | 0 | 0 | 0 | 0 | 0 | 0 | 0 | 0 | 0 | 0.55556 | 1 | 1 | 1 | 1 | 0.77778 | 1 | 1 | 1 | 1 | 0 | 0 | 0 | 0 | 0 | 0 | 0 | 10 | 0.55 | 0.24 | 0.12 | 0.09 | 0.6962 | 0 | 0 | 0 | 0 | 0 | 0 | 0 | 0 |  | 0.18348 | 0.18348 | 0.19195 | 0.19226 | 0.19069 | 0.19069 | 0.19069 | Office - Small - Copy Room (photocopying equipment) - Sat | 10 | 8 | 17 | 144.3867 | 53.04 | 0 | 0 | 144.3867 | 53.04 | 0 | 0 | 2.7767 | 1.02 | 0 | 0 | 0 | 0 | 0 | 0 | 0 | 0.21667 | 0.32 | 0.32 | 0.32 | 0.32 | 0.32 | 0.32 | 0.32 | 0.32 | 0 | 0 | 0 | 0 | 0 | 0 | 0 | 0 |  | 155.8267 | 105.56 | 0 | 0 | 155.8267 | 105.56 | 0 | 0 | 2.9967 | 2.03 | 0 | 0 | 0 | 0 | 0 | 0 | 0 | 0.24778 | 0.35 | 0.35 | 0.35 | 0.35 | 0.29889 | 0.35 | 0.35 | 0.35 | 0 | 0 | 0 | 0 | 0 | 0 | 0 | 0
1406 | 14 | 6 | 6 | 2 |  |  |  |  | Office - Small | Copy Room (photocopying equipment) | Office - Small - Copy Room (photocopying equipment) |  | Office - Small | Office - Small - Copy Room (photocopying equipment) | Office (small) All | Sun | Closed | 52 | 52 | 0.02 | 1.0136 | 1.0136 | 1.0136 | 1.0136 | 0.93567 | 0.93567 | 0.93567 | 0 | 0 | 0 | 0 | 0 | 0 | 0 | 1.265 | 1.265 | 1.265 | 1.265 | 1.1677 | 1.1677 | 1.1677 | 0 | 0 | 0 | 0 | 0 | 0 | 0 | 0 | 0 | 0 | 0 | 0 | 0 | 0 | 0 | 0 | 0 | 0 | 0 | 0 | 0 | 0 | 0 | 0 | 0 | 0 | 0 | 0 | 0 | 0 | 0 | 0 | 0 | 0 | 0 | 0.20912 | 0.20912 | 0.20912 | 0.20912 | 0.19303 | 0.19303 | 0.19303 | 0 | 0 | 0 | 0 | 0 | 0 | 0 | 0.26098 | 0.26098 | 0.26098 | 0.26098 | 0.2409 | 0.2409 | 0.2409 | 0 | 0 | 0 | 0 | 0 | 0 | 0 | 0 | 0 | 0 | 0 | 0 | 0 | 0 | 0 | 0 | 0 | 0 | 0 | 0 | 0 | 0 | 0 | 0 | 0 | 0 | 0 | 0 | 0 | 0 | 0 | 0 | 0 | 0 | 0 | Office (small) All ILit Cls | Office (small) All ILit Cls | 2 | 5 | 5 | Office (small) All ILit2 Cls | Office (small) All ILit Cls | Office (small) All ILit Cls | 2 | 5 | 5 | 2 | 1.2 | 0.05 | 0.05 | 0.05 | 0.05 | 0.05 | 0.05 | 0.05 | 0.05 | 0.05 | 0.05 | 0.05 | 0.05 | 0.05 | 0.05 | 0.05 | 0.05 | 0.05 | 0.05 | 0.05 | 0.05 | 0.05 | 0.05 | 0.05 | 0.05 | 0.05 | 1.2 | 0.05 | 0.05 | 0.05 | 0.05 | 0.05 | 0.05 | 0.05 | 0.05 | 0.05 | 0.05 | 0.05 | 0.05 | 0.05 | 0.05 | 0.05 | 0.05 | 0.05 | 0.05 | 0.05 | 0.05 | 0.05 | 0.05 | 0.05 | 0.05 | 0.05 | 0 | 0 | 0 | 0 | 0 | 0 | 0 | 0 | 0 | 0 | 0 | 0 | 0 | 0 | 0 | 0 | 0 | 0 | 0 | 0 | 0 | 0 | 0 | 0 | 0 | 0 | 0 | 0 | 0 | 0 | 0 | 0 | 0 | 0 | 0 | 0 | 0 | 0 | 0 | 0 | 0 | 0 | 0 | 0 | 0 | 0 | 0 | 0 | 10 | 0.55 | 0.24 | 0.12 | 0.09 | 0.6962 | 0 | 0 | 0 | 0 | 0 | 0 | 0 | 0 |  | 0.18348 | 0.18348 | 0.19195 | 0.19226 | 0.19069 | 0.19069 | 0.19069 | Office - Small - Copy Room (photocopying equipment) - Sun | 12 | 8 | 17 | 0 | 62.4 | 0 | 0 | 0 | 62.4 | 0 | 0 | 0 | 1.2 | 0 | 0 | 0 | 0 | 0 | 0 | 0 | 0 | 0 | 0 | 0 | 0 | 0 | 0 | 0 | 0 | 0 | 0 | 0 | 0 | 0 | 0 | 0 | 0 |  | 0 | 62.4 | 0 | 0 | 0 | 62.4 | 0 | 0 | 0 | 1.2 | 0 | 0 | 0 | 0 | 0 | 0 | 0 | 0 | 0 | 0 | 0 | 0 | 0 | 0 | 0 | 0 | 0 | 0 | 0 | 0 | 0 | 0 | 0 | 0
1407 | 14 | 7 | 7 | 3 |  |  |  |  | Office - Small | Copy Room (photocopying equipment) | Office - Small - Copy Room (photocopying equipment) |  | Office - Small | Office - Small - Copy Room (photocopying equipment) | Office (small) All | Hol | Closed | 10 | 10 | 0.02 | 1.0136 | 1.0136 | 1.0136 | 1.0136 | 0.93567 | 0.93567 | 0.93567 | 0 | 0 | 0 | 0 | 0 | 0 | 0 | 0.24327 | 0.24327 | 0.24327 | 0.24327 | 0.22456 | 0.22456 | 0.22456 | 0 | 0 | 0 | 0 | 0 | 0 | 0 | 0 | 0 | 0 | 0 | 0 | 0 | 0 | 0 | 0 | 0 | 0 | 0 | 0 | 0 | 0 | 0 | 0 | 0 | 0 | 0 | 0 | 0 | 0 | 0 | 0 | 0 | 0 | 0 | 0.20912 | 0.20912 | 0.20912 | 0.20912 | 0.19303 | 0.19303 | 0.19303 | 0 | 0 | 0 | 0 | 0 | 0 | 0 | 0.050188 | 0.050188 | 0.050188 | 0.050188 | 0.046328 | 0.046328 | 0.046328 | 0 | 0 | 0 | 0 | 0 | 0 | 0 | 0 | 0 | 0 | 0 | 0 | 0 | 0 | 0 | 0 | 0 | 0 | 0 | 0 | 0 | 0 | 0 | 0 | 0 | 0 | 0 | 0 | 0 | 0 | 0 | 0 | 0 | 0 | 0 | Office (small) All ILit Cls | Office (small) All ILit Cls | 2 | 5 | 5 | Office (small) All ILit2 Cls | Office (small) All ILit Cls | Office (small) All ILit Cls | 2 | 5 | 5 | 2 | 1.2 | 0.05 | 0.05 | 0.05 | 0.05 | 0.05 | 0.05 | 0.05 | 0.05 | 0.05 | 0.05 | 0.05 | 0.05 | 0.05 | 0.05 | 0.05 | 0.05 | 0.05 | 0.05 | 0.05 | 0.05 | 0.05 | 0.05 | 0.05 | 0.05 | 0.05 | 1.2 | 0.05 | 0.05 | 0.05 | 0.05 | 0.05 | 0.05 | 0.05 | 0.05 | 0.05 | 0.05 | 0.05 | 0.05 | 0.05 | 0.05 | 0.05 | 0.05 | 0.05 | 0.05 | 0.05 | 0.05 | 0.05 | 0.05 | 0.05 | 0.05 | 0.05 | 0 | 0 | 0 | 0 | 0 | 0 | 0 | 0 | 0 | 0 | 0 | 0 | 0 | 0 | 0 | 0 | 0 | 0 | 0 | 0 | 0 | 0 | 0 | 0 | 0 | 0 | 0 | 0 | 0 | 0 | 0 | 0 | 0 | 0 | 0 | 0 | 0 | 0 | 0 | 0 | 0 | 0 | 0 | 0 | 0 | 0 | 0 | 0 | 10 | 0.55 | 0.24 | 0.12 | 0.09 | 0.6962 | 0 | 0 | 0 | 0 | 0 | 0 | 0 | 0 |  | 0.18348 | 0.18348 | 0.19195 | 0.19226 | 0.19069 | 0.19069 | 0.19069 | Office - Small - Copy Room (photocopying equipment) - Hol | 14 | 8 | 17 | 0 | 12 | 0 | 0 | 0 | 12 | 0 | 0 | 0 | 1.2 | 0 | 0 | 0 | 0 | 0 | 0 | 0 | 0 | 0 | 0 | 0 | 0 | 0 | 0 | 0 | 0 | 0 | 0 | 0 | 0 | 0 | 0 | 0 | 0 |  | 0 | 12 | 0 | 0 | 0 | 12 | 0 | 0 | 0 | 1.2 | 0 | 0 | 0 | 0 | 0 | 0 | 0 | 0 | 0 | 0 | 0 | 0 | 0 | 0 | 0 | 0 | 0 | 0 | 0 | 0 | 0 | 0 | 0 | 0
1408 | 14 | 8 | 8 | 4 |  |  | Office - Small - Copy Room (photocopying equipment) | Office - Small - Copy Room (photocopying equipment) | Office - Small | Copy Room (photocopying equipment) | Office - Small - Copy Room (photocopying equipment) |  | Office - Small | Office - Small - Copy Room (photocopying equipment) | Office (small) All | all | Open | 251 | 251 | 0.02 | 1.0136 | 1.0136 | 1.0136 | 1.0136 | 0.93567 | 0.93567 | 0.93567 | 0.020273 | 0.020273 | 0.020273 | 0.020273 | 0.018713 | 0.018713 | 0.018713 | 47.0683 | 47.0683 | 47.0683 | 47.0683 | 43.4477 | 43.4477 | 43.4477 | 0.014056 | 0.014056 | 0.014056 | 0.014056 | 0.012975 | 0.012975 | 0.012975 | 2593.5767 | 2593.5767 | 2593.5767 | 2593.5767 | 2593.5767 | 2593.5767 | 2593.5767 | 0 | 0 | 0 | 0 | 0 | 0 | 0 | 0.69333 | 0.69333 | 0.69333 | 0.69333 | 0.69333 | 0.69333 | 0.69333 | 0 | 0 | 0 | 0 | 0 | 0 | 0 | 0.20912 | 0.20912 | 0.20912 | 0.20912 | 0.19303 | 0.19303 | 0.19303 | 0.0041823 | 0.0041823 | 0.0041823 | 0.0041823 | 0.0038606 | 0.0038606 | 0.0038606 | 10.9829 | 10.9829 | 10.9829 | 10.9829 | 10.1381 | 10.1381 | 10.1381 | 0.0028208 | 0.0028208 | 0.0028208 | 0.0028208 | 0.0026038 | 0.0026038 | 0.0026038 | 2961.8044 | 2961.8044 | 2961.8044 | 2961.8044 | 2961.8044 | 2961.8044 | 2961.8044 | 0 | 0 | 0 | 0 | 0 | 0 | 0 | 0.67444 | 0.67444 | 0.67444 | 0.67444 | 0.67444 | 0.67444 | 0.67444 | 0 | 0 | 0 | 0 | 0 | 0 | 0 | Office (small) All ILit all | Office (small) All ILit all | 3819 | 5.5 | 74 | Office (small) All ILit2 all | Office (small) All ILit2 all | Office (small) All ILit2 All | 3903 | 24 | 70 | 3819 | 9.25 | 0.69333 | 0.055 | 0.055 | 0.055 | 0.055 | 0.11 | 0.16 | 0.26 | 0.5 | 0.67 | 0.74 | 0.74 | 0.74 | 0.74 | 0.74 | 0.74 | 0.7 | 0.64 | 0.5 | 0.31 | 0.22 | 0.18 | 0.14 | 0.1 | 0.1 | 10.4622 | 0.67444 | 0.24 | 0.24 | 0.24 | 0.24 | 0.24 | 0.24 | 0.24 | 0.62333 | 0.67444 | 0.67444 | 0.7 | 0.7 | 0.62333 | 0.62333 | 0.67444 | 0.67444 | 0.67444 | 0.57222 | 0.36778 | 0.24 | 0.24 | 0.24 | 0.24 | 0.24 | 0 | 0 | 0 | 0 | 0.080292 | 0.15328 | 0.29927 | 0.64964 | 0.89781 | 1 | 1 | 1 | 1 | 1 | 1 | 0.94161 | 0.85401 | 0.64964 | 0.37226 | 0.24088 | 0.18248 | 0.12409 | 0.065693 | 0.065693 | 0 | 0 | 0 | 0 | 0 | 0 | 0 | 0.83333 | 0.94444 | 0.94444 | 1 | 1 | 0.83333 | 0.83333 | 0.94444 | 0.94444 | 0.94444 | 0.72222 | 0.27778 | 0 | 0 | 0 | 0 | 0 | 10 | 0.55 | 0.24 | 0.12 | 0.09 | 0.6962 | 0.062445 | 0.0012659 | 0.0012659 | 0.0012659 | 0.0012659 | 0.0011686 | 0.0011686 | 0.0011686 |  | 0.18348 | 0.18348 | 0.19195 | 0.19226 | 0.19069 | 0.19069 | 0.19069 | Office - Small - Copy Room (photocopying equipment) - all | 16 | 8 | 17 | 1583.81 | 737.94 | 1583.81 | 737.94 | 0 | 0 | 6.31 | 2.94 | 0 | 0 | 0 | 0 | 0 | 0 | 0 | 0 | 0 | 0.5 | 0.67 | 0.74 | 0.74 | 0.74 | 0.74 | 0.74 | 0.74 | 0.7 | 0 | 0 | 0 | 0 | 0 | 0 | 0 | 0 |  | 1497.9122 | 1128.1056 | 1497.9122 | 1128.1056 | 0 | 0 | 5.9678 | 4.4944 | 0 | 0 | 0 | 0 | 0 | 0 | 0 | 0 | 0 | 0.62333 | 0.67444 | 0.67444 | 0.7 | 0.7 | 0.62333 | 0.62333 | 0.67444 | 0.67444 | 0 | 0 | 0 | 0 | 0 | 0 | 0 | 0
1409 | 14 | 9 | 5 | 1 |  |  |  |  | Office - Small | Corridor | Office - Small - Corridor |  | Office - Small | Office - Small - Corridor | Office (small) All | Sat | Open | 52 | 52 | 0.1 | 0.62378 | 0.62378 | 0.46783 | 0.46783 | 0.46783 | 0.46783 | 0.46783 | 0 | 0 | 0 | 0 | 0 | 0 | 0 | 12.315 | 12.315 | 9.2363 | 9.2363 | 9.2363 | 9.2363 | 9.2363 | 0 | 0 | 0 | 0 | 0 | 0 | 0 | 0 | 0 | 0 | 0 | 0 | 0 | 0 | 0 | 0 | 0 | 0 | 0 | 0 | 0 | 0 | 0 | 0 | 0 | 0 | 0 | 0 | 0 | 0 | 0 | 0 | 0 | 0 | 0 | 0.12869 | 0.12869 | 0.096516 | 0.096516 | 0.096516 | 0.096516 | 0.096516 | 0 | 0 | 0 | 0 | 0 | 0 | 0 | 3.3637 | 3.3637 | 2.5228 | 2.5228 | 2.5228 | 2.5228 | 2.5228 | 0 | 0 | 0 | 0 | 0 | 0 | 0 | 0 | 0 | 0 | 0 | 0 | 0 | 0 | 0 | 0 | 0 | 0 | 0 | 0 | 0 | 0 | 0 | 0 | 0 | 0 | 0 | 0 | 0 | 0 | 0 | 0 | 0 | 0 | 0 | Office (small) All ILit Sat | Office (small) All ILit all | 3820 | 5 | 32 | Office (small) All ILit2 Sat | Office (small) All ILit2 Sat | Office (small) All ILit2 All | 3904 | 12 | 35 | 3820 | 3.7967 | 0.32 | 0.05 | 0.05 | 0.05 | 0.05 | 0.05 | 0.05 | 0.05 | 0.21667 | 0.32 | 0.32 | 0.32 | 0.32 | 0.32 | 0.32 | 0.32 | 0.32 | 0.32 | 0.05 | 0.05 | 0.05 | 0.05 | 0.05 | 0.05 | 0.05 | 5.0267 | 0.35 | 0.12 | 0.12 | 0.12 | 0.12 | 0.12 | 0.12 | 0.12 | 0.24778 | 0.35 | 0.35 | 0.35 | 0.35 | 0.29889 | 0.35 | 0.35 | 0.35 | 0.35 | 0.12 | 0.12 | 0.12 | 0.12 | 0.12 | 0.12 | 0.12 | 0 | 0 | 0 | 0 | 0 | 0 | 0 | 0.61728 | 1 | 1 | 1 | 1 | 1 | 1 | 1 | 1 | 1 | 0 | 0 | 0 | 0 | 0 | 0 | 0 | 0 | 0 | 0 | 0 | 0 | 0 | 0 | 0.55556 | 1 | 1 | 1 | 1 | 0.77778 | 1 | 1 | 1 | 1 | 0 | 0 | 0 | 0 | 0 | 0 | 0 | 10 | 0.66337 | 0.20792 | 0.079208 | 0.049505 | 0.76136 | 0 | 0 | 0 | 0 | 0 | 0 | 0 | 0 |  | 0.18348 | 0.18348 | 0.19195 | 0.19226 | 0.19069 | 0.19069 | 0.19069 | Office - Small - Corridor - Sat | 10 | 8 | 17 | 144.3867 | 53.04 | 0 | 0 | 144.3867 | 53.04 | 0 | 0 | 2.7767 | 1.02 | 0 | 0 | 0 | 0 | 0 | 0 | 0 | 0.21667 | 0.32 | 0.32 | 0.32 | 0.32 | 0.32 | 0.32 | 0.32 | 0.32 | 0 | 0 | 0 | 0 | 0 | 0 | 0 | 0 |  | 155.8267 | 105.56 | 0 | 0 | 155.8267 | 105.56 | 0 | 0 | 2.9967 | 2.03 | 0 | 0 | 0 | 0 | 0 | 0 | 0 | 0.24778 | 0.35 | 0.35 | 0.35 | 0.35 | 0.29889 | 0.35 | 0.35 | 0.35 | 0 | 0 | 0 | 0 | 0 | 0 | 0 | 0
1410 | 14 | 10 | 6 | 2 |  |  |  |  | Office - Small | Corridor | Office - Small - Corridor |  | Office - Small | Office - Small - Corridor | Office (small) All | Sun | Closed | 52 | 52 | 0.1 | 0.62378 | 0.62378 | 0.46783 | 0.46783 | 0.46783 | 0.46783 | 0.46783 | 0 | 0 | 0 | 0 | 0 | 0 | 0 | 3.8924 | 3.8924 | 2.9193 | 2.9193 | 2.9193 | 2.9193 | 2.9193 | 0 | 0 | 0 | 0 | 0 | 0 | 0 | 0 | 0 | 0 | 0 | 0 | 0 | 0 | 0 | 0 | 0 | 0 | 0 | 0 | 0 | 0 | 0 | 0 | 0 | 0 | 0 | 0 | 0 | 0 | 0 | 0 | 0 | 0 | 0 | 0.12869 | 0.12869 | 0.096516 | 0.096516 | 0.096516 | 0.096516 | 0.096516 | 0 | 0 | 0 | 0 | 0 | 0 | 0 | 0.80301 | 0.80301 | 0.60226 | 0.60226 | 0.60226 | 0.60226 | 0.60226 | 0 | 0 | 0 | 0 | 0 | 0 | 0 | 0 | 0 | 0 | 0 | 0 | 0 | 0 | 0 | 0 | 0 | 0 | 0 | 0 | 0 | 0 | 0 | 0 | 0 | 0 | 0 | 0 | 0 | 0 | 0 | 0 | 0 | 0 | 0 | Office (small) All ILit Cls | Office (small) All ILit Cls | 2 | 5 | 5 | Office (small) All ILit2 Cls | Office (small) All ILit Cls | Office (small) All ILit Cls | 2 | 5 | 5 | 2 | 1.2 | 0.05 | 0.05 | 0.05 | 0.05 | 0.05 | 0.05 | 0.05 | 0.05 | 0.05 | 0.05 | 0.05 | 0.05 | 0.05 | 0.05 | 0.05 | 0.05 | 0.05 | 0.05 | 0.05 | 0.05 | 0.05 | 0.05 | 0.05 | 0.05 | 0.05 | 1.2 | 0.05 | 0.05 | 0.05 | 0.05 | 0.05 | 0.05 | 0.05 | 0.05 | 0.05 | 0.05 | 0.05 | 0.05 | 0.05 | 0.05 | 0.05 | 0.05 | 0.05 | 0.05 | 0.05 | 0.05 | 0.05 | 0.05 | 0.05 | 0.05 | 0.05 | 0 | 0 | 0 | 0 | 0 | 0 | 0 | 0 | 0 | 0 | 0 | 0 | 0 | 0 | 0 | 0 | 0 | 0 | 0 | 0 | 0 | 0 | 0 | 0 | 0 | 0 | 0 | 0 | 0 | 0 | 0 | 0 | 0 | 0 | 0 | 0 | 0 | 0 | 0 | 0 | 0 | 0 | 0 | 0 | 0 | 0 | 0 | 0 | 10 | 0.66337 | 0.20792 | 0.079208 | 0.049505 | 0.76136 | 0 | 0 | 0 | 0 | 0 | 0 | 0 | 0 |  | 0.18348 | 0.18348 | 0.19195 | 0.19226 | 0.19069 | 0.19069 | 0.19069 | Office - Small - Corridor - Sun | 12 | 8 | 17 | 0 | 62.4 | 0 | 0 | 0 | 62.4 | 0 | 0 | 0 | 1.2 | 0 | 0 | 0 | 0 | 0 | 0 | 0 | 0 | 0 | 0 | 0 | 0 | 0 | 0 | 0 | 0 | 0 | 0 | 0 | 0 | 0 | 0 | 0 | 0 |  | 0 | 62.4 | 0 | 0 | 0 | 62.4 | 0 | 0 | 0 | 1.2 | 0 | 0 | 0 | 0 | 0 | 0 | 0 | 0 | 0 | 0 | 0 | 0 | 0 | 0 | 0 | 0 | 0 | 0 | 0 | 0 | 0 | 0 | 0 | 0
1411 | 14 | 11 | 7 | 3 |  |  |  |  | Office - Small | Corridor | Office - Small - Corridor |  | Office - Small | Office - Small - Corridor | Office (small) All | Hol | Closed | 10 | 10 | 0.1 | 0.62378 | 0.62378 | 0.46783 | 0.46783 | 0.46783 | 0.46783 | 0.46783 | 0 | 0 | 0 | 0 | 0 | 0 | 0 | 0.74853 | 0.74853 | 0.5614 | 0.5614 | 0.5614 | 0.5614 | 0.5614 | 0 | 0 | 0 | 0 | 0 | 0 | 0 | 0 | 0 | 0 | 0 | 0 | 0 | 0 | 0 | 0 | 0 | 0 | 0 | 0 | 0 | 0 | 0 | 0 | 0 | 0 | 0 | 0 | 0 | 0 | 0 | 0 | 0 | 0 | 0 | 0.12869 | 0.12869 | 0.096516 | 0.096516 | 0.096516 | 0.096516 | 0.096516 | 0 | 0 | 0 | 0 | 0 | 0 | 0 | 0.15443 | 0.15443 | 0.11582 | 0.11582 | 0.11582 | 0.11582 | 0.11582 | 0 | 0 | 0 | 0 | 0 | 0 | 0 | 0 | 0 | 0 | 0 | 0 | 0 | 0 | 0 | 0 | 0 | 0 | 0 | 0 | 0 | 0 | 0 | 0 | 0 | 0 | 0 | 0 | 0 | 0 | 0 | 0 | 0 | 0 | 0 | Office (small) All ILit Cls | Office (small) All ILit Cls | 2 | 5 | 5 | Office (small) All ILit2 Cls | Office (small) All ILit Cls | Office (small) All ILit Cls | 2 | 5 | 5 | 2 | 1.2 | 0.05 | 0.05 | 0.05 | 0.05 | 0.05 | 0.05 | 0.05 | 0.05 | 0.05 | 0.05 | 0.05 | 0.05 | 0.05 | 0.05 | 0.05 | 0.05 | 0.05 | 0.05 | 0.05 | 0.05 | 0.05 | 0.05 | 0.05 | 0.05 | 0.05 | 1.2 | 0.05 | 0.05 | 0.05 | 0.05 | 0.05 | 0.05 | 0.05 | 0.05 | 0.05 | 0.05 | 0.05 | 0.05 | 0.05 | 0.05 | 0.05 | 0.05 | 0.05 | 0.05 | 0.05 | 0.05 | 0.05 | 0.05 | 0.05 | 0.05 | 0.05 | 0 | 0 | 0 | 0 | 0 | 0 | 0 | 0 | 0 | 0 | 0 | 0 | 0 | 0 | 0 | 0 | 0 | 0 | 0 | 0 | 0 | 0 | 0 | 0 | 0 | 0 | 0 | 0 | 0 | 0 | 0 | 0 | 0 | 0 | 0 | 0 | 0 | 0 | 0 | 0 | 0 | 0 | 0 | 0 | 0 | 0 | 0 | 0 | 10 | 0.66337 | 0.20792 | 0.079208 | 0.049505 | 0.76136 | 0 | 0 | 0 | 0 | 0 | 0 | 0 | 0 |  | 0.18348 | 0.18348 | 0.19195 | 0.19226 | 0.19069 | 0.19069 | 0.19069 | Office - Small - Corridor - Hol | 14 | 8 | 17 | 0 | 12 | 0 | 0 | 0 | 12 | 0 | 0 | 0 | 1.2 | 0 | 0 | 0 | 0 | 0 | 0 | 0 | 0 | 0 | 0 | 0 | 0 | 0 | 0 | 0 | 0 | 0 | 0 | 0 | 0 | 0 | 0 | 0 | 0 |  | 0 | 12 | 0 | 0 | 0 | 12 | 0 | 0 | 0 | 1.2 | 0 | 0 | 0 | 0 | 0 | 0 | 0 | 0 | 0 | 0 | 0 | 0 | 0 | 0 | 0 | 0 | 0 | 0 | 0 | 0 | 0 | 0 | 0 | 0
1412 | 14 | 12 | 8 | 4 |  |  | Office - Small - Corridor | Office - Small - Corridor | Office - Small | Corridor | Office - Small - Corridor |  | Office - Small | Office - Small - Corridor | Office (small) All | all | Open | 251 | 251 | 0.1 | 0.62378 | 0.62378 | 0.46783 | 0.46783 | 0.46783 | 0.46783 | 0.46783 | 0.062378 | 0.062378 | 0.046783 | 0.046783 | 0.046783 | 0.046783 | 0.046783 | 144.8255 | 144.8255 | 108.6192 | 108.6192 | 108.6192 | 108.6192 | 108.6192 | 0.043249 | 0.043249 | 0.032436 | 0.032436 | 0.032436 | 0.032436 | 0.032436 | 2593.5767 | 2593.5767 | 2593.5767 | 2593.5767 | 2593.5767 | 2593.5767 | 2593.5767 | 0 | 0 | 0 | 0 | 0 | 0 | 0 | 0.69333 | 0.69333 | 0.69333 | 0.69333 | 0.69333 | 0.69333 | 0.69333 | 0 | 0 | 0 | 0 | 0 | 0 | 0 | 0.12869 | 0.12869 | 0.096516 | 0.096516 | 0.096516 | 0.096516 | 0.096516 | 0.012869 | 0.012869 | 0.0096516 | 0.0096516 | 0.0096516 | 0.0096516 | 0.0096516 | 33.7936 | 33.7936 | 25.3452 | 25.3452 | 25.3452 | 25.3452 | 25.3452 | 0.0086793 | 0.0086793 | 0.0065094 | 0.0065094 | 0.0065094 | 0.0065094 | 0.0065094 | 2961.8044 | 2961.8044 | 2961.8044 | 2961.8044 | 2961.8044 | 2961.8044 | 2961.8044 | 0 | 0 | 0 | 0 | 0 | 0 | 0 | 0.67444 | 0.67444 | 0.67444 | 0.67444 | 0.67444 | 0.67444 | 0.67444 | 0 | 0 | 0 | 0 | 0 | 0 | 0 | Office (small) All ILit all | Office (small) All ILit all | 3819 | 5.5 | 74 | Office (small) All ILit2 all | Office (small) All ILit2 all | Office (small) All ILit2 All | 3903 | 24 | 70 | 3819 | 9.25 | 0.69333 | 0.055 | 0.055 | 0.055 | 0.055 | 0.11 | 0.16 | 0.26 | 0.5 | 0.67 | 0.74 | 0.74 | 0.74 | 0.74 | 0.74 | 0.74 | 0.7 | 0.64 | 0.5 | 0.31 | 0.22 | 0.18 | 0.14 | 0.1 | 0.1 | 10.4622 | 0.67444 | 0.24 | 0.24 | 0.24 | 0.24 | 0.24 | 0.24 | 0.24 | 0.62333 | 0.67444 | 0.67444 | 0.7 | 0.7 | 0.62333 | 0.62333 | 0.67444 | 0.67444 | 0.67444 | 0.57222 | 0.36778 | 0.24 | 0.24 | 0.24 | 0.24 | 0.24 | 0 | 0 | 0 | 0 | 0.080292 | 0.15328 | 0.29927 | 0.64964 | 0.89781 | 1 | 1 | 1 | 1 | 1 | 1 | 0.94161 | 0.85401 | 0.64964 | 0.37226 | 0.24088 | 0.18248 | 0.12409 | 0.065693 | 0.065693 | 0 | 0 | 0 | 0 | 0 | 0 | 0 | 0.83333 | 0.94444 | 0.94444 | 1 | 1 | 0.83333 | 0.83333 | 0.94444 | 0.94444 | 0.94444 | 0.72222 | 0.27778 | 0 | 0 | 0 | 0 | 0 | 10 | 0.66337 | 0.20792 | 0.079208 | 0.049505 | 0.76136 | 0.075317 | 0.0046981 | 0.0046981 | 0.0035236 | 0.0035236 | 0.0035236 | 0.0035236 | 0.0035236 |  | 0.18348 | 0.18348 | 0.19195 | 0.19226 | 0.19069 | 0.19069 | 0.19069 | Office - Small - Corridor - all | 16 | 8 | 17 | 1583.81 | 737.94 | 1583.81 | 737.94 | 0 | 0 | 6.31 | 2.94 | 0 | 0 | 0 | 0 | 0 | 0 | 0 | 0 | 0 | 0.5 | 0.67 | 0.74 | 0.74 | 0.74 | 0.74 | 0.74 | 0.74 | 0.7 | 0 | 0 | 0 | 0 | 0 | 0 | 0 | 0 |  | 1497.9122 | 1128.1056 | 1497.9122 | 1128.1056 | 0 | 0 | 5.9678 | 4.4944 | 0 | 0 | 0 | 0 | 0 | 0 | 0 | 0 | 0 | 0.62333 | 0.67444 | 0.67444 | 0.7 | 0.7 | 0.62333 | 0.62333 | 0.67444 | 0.67444 | 0 | 0 | 0 | 0 | 0 | 0 | 0 | 0
1413 | 14 | 13 | 5 | 1 |  |  |  |  | Office - Small | Lobby (Office Reception/Waiting) | Office - Small - Lobby (Office Reception/Waiting) |  | Office - Small | Office - Small - Lobby (Office Reception/Waiting) | Office (small) All | Sat | Open | 52 | 52 | 0.05 | 1.2476 | 1.2476 | 0.97465 | 0.97465 | 0.97465 | 0.97465 | 0.97465 | 0 | 0 | 0 | 0 | 0 | 0 | 0 | 12.315 | 12.315 | 9.6211 | 9.6211 | 9.6211 | 9.6211 | 9.6211 | 0 | 0 | 0 | 0 | 0 | 0 | 0 | 0 | 0 | 0 | 0 | 0 | 0 | 0 | 0 | 0 | 0 | 0 | 0 | 0 | 0 | 0 | 0 | 0 | 0 | 0 | 0 | 0 | 0 | 0 | 0 | 0 | 0 | 0 | 0 | 0.25738 | 0.25738 | 0.20107 | 0.20107 | 0.20107 | 0.20107 | 0.20107 | 0 | 0 | 0 | 0 | 0 | 0 | 0 | 3.3637 | 3.3637 | 2.6279 | 2.6279 | 2.6279 | 2.6279 | 2.6279 | 0 | 0 | 0 | 0 | 0 | 0 | 0 | 0 | 0 | 0 | 0 | 0 | 0 | 0 | 0 | 0 | 0 | 0 | 0 | 0 | 0 | 0 | 0 | 0 | 0 | 0 | 0 | 0 | 0 | 0 | 0 | 0 | 0 | 0 | 0 | Office (small) All ILit Sat | Office (small) All ILit all | 3820 | 5 | 32 | Office (small) All ILit2 Sat | Office (small) All ILit2 Sat | Office (small) All ILit2 All | 3904 | 12 | 35 | 3820 | 3.7967 | 0.32 | 0.05 | 0.05 | 0.05 | 0.05 | 0.05 | 0.05 | 0.05 | 0.21667 | 0.32 | 0.32 | 0.32 | 0.32 | 0.32 | 0.32 | 0.32 | 0.32 | 0.32 | 0.05 | 0.05 | 0.05 | 0.05 | 0.05 | 0.05 | 0.05 | 5.0267 | 0.35 | 0.12 | 0.12 | 0.12 | 0.12 | 0.12 | 0.12 | 0.12 | 0.24778 | 0.35 | 0.35 | 0.35 | 0.35 | 0.29889 | 0.35 | 0.35 | 0.35 | 0.35 | 0.12 | 0.12 | 0.12 | 0.12 | 0.12 | 0.12 | 0.12 | 0 | 0 | 0 | 0 | 0 | 0 | 0 | 0.61728 | 1 | 1 | 1 | 1 | 1 | 1 | 1 | 1 | 1 | 0 | 0 | 0 | 0 | 0 | 0 | 0 | 0 | 0 | 0 | 0 | 0 | 0 | 0 | 0.55556 | 1 | 1 | 1 | 1 | 0.77778 | 1 | 1 | 1 | 1 | 0 | 0 | 0 | 0 | 0 | 0 | 0 | 10 | 0.66337 | 0.20792 | 0.079208 | 0.049505 | 0.76136 | 0 | 0 | 0 | 0 | 0 | 0 | 0 | 0 |  | 0.18348 | 0.18348 | 0.19195 | 0.19226 | 0.19069 | 0.19069 | 0.19069 | Office - Small - Lobby (Office Reception/Waiting) - Sat | 10 | 8 | 17 | 144.3867 | 53.04 | 0 | 0 | 144.3867 | 53.04 | 0 | 0 | 2.7767 | 1.02 | 0 | 0 | 0 | 0 | 0 | 0 | 0 | 0.21667 | 0.32 | 0.32 | 0.32 | 0.32 | 0.32 | 0.32 | 0.32 | 0.32 | 0 | 0 | 0 | 0 | 0 | 0 | 0 | 0 |  | 155.8267 | 105.56 | 0 | 0 | 155.8267 | 105.56 | 0 | 0 | 2.9967 | 2.03 | 0 | 0 | 0 | 0 | 0 | 0 | 0 | 0.24778 | 0.35 | 0.35 | 0.35 | 0.35 | 0.29889 | 0.35 | 0.35 | 0.35 | 0 | 0 | 0 | 0 | 0 | 0 | 0 | 0
1414 | 14 | 14 | 6 | 2 |  |  |  |  | Office - Small | Lobby (Office Reception/Waiting) | Office - Small - Lobby (Office Reception/Waiting) |  | Office - Small | Office - Small - Lobby (Office Reception/Waiting) | Office (small) All | Sun | Closed | 52 | 52 | 0.05 | 1.2476 | 1.2476 | 0.97465 | 0.97465 | 0.97465 | 0.97465 | 0.97465 | 0 | 0 | 0 | 0 | 0 | 0 | 0 | 3.8924 | 3.8924 | 3.0409 | 3.0409 | 3.0409 | 3.0409 | 3.0409 | 0 | 0 | 0 | 0 | 0 | 0 | 0 | 0 | 0 | 0 | 0 | 0 | 0 | 0 | 0 | 0 | 0 | 0 | 0 | 0 | 0 | 0 | 0 | 0 | 0 | 0 | 0 | 0 | 0 | 0 | 0 | 0 | 0 | 0 | 0 | 0.25738 | 0.25738 | 0.20107 | 0.20107 | 0.20107 | 0.20107 | 0.20107 | 0 | 0 | 0 | 0 | 0 | 0 | 0 | 0.80301 | 0.80301 | 0.62735 | 0.62735 | 0.62735 | 0.62735 | 0.62735 | 0 | 0 | 0 | 0 | 0 | 0 | 0 | 0 | 0 | 0 | 0 | 0 | 0 | 0 | 0 | 0 | 0 | 0 | 0 | 0 | 0 | 0 | 0 | 0 | 0 | 0 | 0 | 0 | 0 | 0 | 0 | 0 | 0 | 0 | 0 | Office (small) All ILit Cls | Office (small) All ILit Cls | 2 | 5 | 5 | Office (small) All ILit2 Cls | Office (small) All ILit Cls | Office (small) All ILit Cls | 2 | 5 | 5 | 2 | 1.2 | 0.05 | 0.05 | 0.05 | 0.05 | 0.05 | 0.05 | 0.05 | 0.05 | 0.05 | 0.05 | 0.05 | 0.05 | 0.05 | 0.05 | 0.05 | 0.05 | 0.05 | 0.05 | 0.05 | 0.05 | 0.05 | 0.05 | 0.05 | 0.05 | 0.05 | 1.2 | 0.05 | 0.05 | 0.05 | 0.05 | 0.05 | 0.05 | 0.05 | 0.05 | 0.05 | 0.05 | 0.05 | 0.05 | 0.05 | 0.05 | 0.05 | 0.05 | 0.05 | 0.05 | 0.05 | 0.05 | 0.05 | 0.05 | 0.05 | 0.05 | 0.05 | 0 | 0 | 0 | 0 | 0 | 0 | 0 | 0 | 0 | 0 | 0 | 0 | 0 | 0 | 0 | 0 | 0 | 0 | 0 | 0 | 0 | 0 | 0 | 0 | 0 | 0 | 0 | 0 | 0 | 0 | 0 | 0 | 0 | 0 | 0 | 0 | 0 | 0 | 0 | 0 | 0 | 0 | 0 | 0 | 0 | 0 | 0 | 0 | 10 | 0.66337 | 0.20792 | 0.079208 | 0.049505 | 0.76136 | 0 | 0 | 0 | 0 | 0 | 0 | 0 | 0 |  | 0.18348 | 0.18348 | 0.19195 | 0.19226 | 0.19069 | 0.19069 | 0.19069 | Office - Small - Lobby (Office Reception/Waiting) - Sun | 12 | 8 | 17 | 0 | 62.4 | 0 | 0 | 0 | 62.4 | 0 | 0 | 0 | 1.2 | 0 | 0 | 0 | 0 | 0 | 0 | 0 | 0 | 0 | 0 | 0 | 0 | 0 | 0 | 0 | 0 | 0 | 0 | 0 | 0 | 0 | 0 | 0 | 0 |  | 0 | 62.4 | 0 | 0 | 0 | 62.4 | 0 | 0 | 0 | 1.2 | 0 | 0 | 0 | 0 | 0 | 0 | 0 | 0 | 0 | 0 | 0 | 0 | 0 | 0 | 0 | 0 | 0 | 0 | 0 | 0 | 0 | 0 | 0 | 0
1415 | 14 | 15 | 7 | 3 |  |  |  |  | Office - Small | Lobby (Office Reception/Waiting) | Office - Small - Lobby (Office Reception/Waiting) |  | Office - Small | Office - Small - Lobby (Office Reception/Waiting) | Office (small) All | Hol | Closed | 10 | 10 | 0.05 | 1.2476 | 1.2476 | 0.97465 | 0.97465 | 0.97465 | 0.97465 | 0.97465 | 0 | 0 | 0 | 0 | 0 | 0 | 0 | 0.74853 | 0.74853 | 0.58479 | 0.58479 | 0.58479 | 0.58479 | 0.58479 | 0 | 0 | 0 | 0 | 0 | 0 | 0 | 0 | 0 | 0 | 0 | 0 | 0 | 0 | 0 | 0 | 0 | 0 | 0 | 0 | 0 | 0 | 0 | 0 | 0 | 0 | 0 | 0 | 0 | 0 | 0 | 0 | 0 | 0 | 0 | 0.25738 | 0.25738 | 0.20107 | 0.20107 | 0.20107 | 0.20107 | 0.20107 | 0 | 0 | 0 | 0 | 0 | 0 | 0 | 0.15443 | 0.15443 | 0.12064 | 0.12064 | 0.12064 | 0.12064 | 0.12064 | 0 | 0 | 0 | 0 | 0 | 0 | 0 | 0 | 0 | 0 | 0 | 0 | 0 | 0 | 0 | 0 | 0 | 0 | 0 | 0 | 0 | 0 | 0 | 0 | 0 | 0 | 0 | 0 | 0 | 0 | 0 | 0 | 0 | 0 | 0 | Office (small) All ILit Cls | Office (small) All ILit Cls | 2 | 5 | 5 | Office (small) All ILit2 Cls | Office (small) All ILit Cls | Office (small) All ILit Cls | 2 | 5 | 5 | 2 | 1.2 | 0.05 | 0.05 | 0.05 | 0.05 | 0.05 | 0.05 | 0.05 | 0.05 | 0.05 | 0.05 | 0.05 | 0.05 | 0.05 | 0.05 | 0.05 | 0.05 | 0.05 | 0.05 | 0.05 | 0.05 | 0.05 | 0.05 | 0.05 | 0.05 | 0.05 | 1.2 | 0.05 | 0.05 | 0.05 | 0.05 | 0.05 | 0.05 | 0.05 | 0.05 | 0.05 | 0.05 | 0.05 | 0.05 | 0.05 | 0.05 | 0.05 | 0.05 | 0.05 | 0.05 | 0.05 | 0.05 | 0.05 | 0.05 | 0.05 | 0.05 | 0.05 | 0 | 0 | 0 | 0 | 0 | 0 | 0 | 0 | 0 | 0 | 0 | 0 | 0 | 0 | 0 | 0 | 0 | 0 | 0 | 0 | 0 | 0 | 0 | 0 | 0 | 0 | 0 | 0 | 0 | 0 | 0 | 0 | 0 | 0 | 0 | 0 | 0 | 0 | 0 | 0 | 0 | 0 | 0 | 0 | 0 | 0 | 0 | 0 | 10 | 0.66337 | 0.20792 | 0.079208 | 0.049505 | 0.76136 | 0 | 0 | 0 | 0 | 0 | 0 | 0 | 0 |  | 0.18348 | 0.18348 | 0.19195 | 0.19226 | 0.19069 | 0.19069 | 0.19069 | Office - Small - Lobby (Office Reception/Waiting) - Hol | 14 | 8 | 17 | 0 | 12 | 0 | 0 | 0 | 12 | 0 | 0 | 0 | 1.2 | 0 | 0 | 0 | 0 | 0 | 0 | 0 | 0 | 0 | 0 | 0 | 0 | 0 | 0 | 0 | 0 | 0 | 0 | 0 | 0 | 0 | 0 | 0 | 0 |  | 0 | 12 | 0 | 0 | 0 | 12 | 0 | 0 | 0 | 1.2 | 0 | 0 | 0 | 0 | 0 | 0 | 0 | 0 | 0 | 0 | 0 | 0 | 0 | 0 | 0 | 0 | 0 | 0 | 0 | 0 | 0 | 0 | 0 | 0
1416 | 14 | 16 | 8 | 4 |  |  | Office - Small - Lobby (Office Reception/Waiting) | Office - Small - Lobby (Office Reception/Waiting) | Office - Small | Lobby (Office Reception/Waiting) | Office - Small - Lobby (Office Reception/Waiting) |  | Office - Small | Office - Small - Lobby (Office Reception/Waiting) | Office (small) All | all | Open | 251 | 251 | 0.05 | 1.2476 | 1.2476 | 0.97465 | 0.97465 | 0.97465 | 0.97465 | 0.97465 | 0.062378 | 0.062378 | 0.048733 | 0.048733 | 0.048733 | 0.048733 | 0.048733 | 144.8255 | 144.8255 | 113.145 | 113.145 | 113.145 | 113.145 | 113.145 | 0.043249 | 0.043249 | 0.033788 | 0.033788 | 0.033788 | 0.033788 | 0.033788 | 2593.5767 | 2593.5767 | 2593.5767 | 2593.5767 | 2593.5767 | 2593.5767 | 2593.5767 | 0 | 0 | 0 | 0 | 0 | 0 | 0 | 0.69333 | 0.69333 | 0.69333 | 0.69333 | 0.69333 | 0.69333 | 0.69333 | 0 | 0 | 0 | 0 | 0 | 0 | 0 | 0.25738 | 0.25738 | 0.20107 | 0.20107 | 0.20107 | 0.20107 | 0.20107 | 0.012869 | 0.012869 | 0.010054 | 0.010054 | 0.010054 | 0.010054 | 0.010054 | 33.7936 | 33.7936 | 26.4012 | 26.4012 | 26.4012 | 26.4012 | 26.4012 | 0.0086793 | 0.0086793 | 0.0067807 | 0.0067807 | 0.0067807 | 0.0067807 | 0.0067807 | 2961.8044 | 2961.8044 | 2961.8044 | 2961.8044 | 2961.8044 | 2961.8044 | 2961.8044 | 0 | 0 | 0 | 0 | 0 | 0 | 0 | 0.67444 | 0.67444 | 0.67444 | 0.67444 | 0.67444 | 0.67444 | 0.67444 | 0 | 0 | 0 | 0 | 0 | 0 | 0 | Office (small) All ILit all | Office (small) All ILit all | 3819 | 5.5 | 74 | Office (small) All ILit2 all | Office (small) All ILit2 all | Office (small) All ILit2 All | 3903 | 24 | 70 | 3819 | 9.25 | 0.69333 | 0.055 | 0.055 | 0.055 | 0.055 | 0.11 | 0.16 | 0.26 | 0.5 | 0.67 | 0.74 | 0.74 | 0.74 | 0.74 | 0.74 | 0.74 | 0.7 | 0.64 | 0.5 | 0.31 | 0.22 | 0.18 | 0.14 | 0.1 | 0.1 | 10.4622 | 0.67444 | 0.24 | 0.24 | 0.24 | 0.24 | 0.24 | 0.24 | 0.24 | 0.62333 | 0.67444 | 0.67444 | 0.7 | 0.7 | 0.62333 | 0.62333 | 0.67444 | 0.67444 | 0.67444 | 0.57222 | 0.36778 | 0.24 | 0.24 | 0.24 | 0.24 | 0.24 | 0 | 0 | 0 | 0 | 0.080292 | 0.15328 | 0.29927 | 0.64964 | 0.89781 | 1 | 1 | 1 | 1 | 1 | 1 | 0.94161 | 0.85401 | 0.64964 | 0.37226 | 0.24088 | 0.18248 | 0.12409 | 0.065693 | 0.065693 | 0 | 0 | 0 | 0 | 0 | 0 | 0 | 0.83333 | 0.94444 | 0.94444 | 1 | 1 | 0.83333 | 0.83333 | 0.94444 | 0.94444 | 0.94444 | 0.72222 | 0.27778 | 0 | 0 | 0 | 0 | 0 | 10 | 0.66337 | 0.20792 | 0.079208 | 0.049505 | 0.76136 | 0.075317 | 0.0046981 | 0.0046981 | 0.0036704 | 0.0036704 | 0.0036704 | 0.0036704 | 0.0036704 |  | 0.18348 | 0.18348 | 0.19195 | 0.19226 | 0.19069 | 0.19069 | 0.19069 | Office - Small - Lobby (Office Reception/Waiting) - all | 16 | 8 | 17 | 1583.81 | 737.94 | 1583.81 | 737.94 | 0 | 0 | 6.31 | 2.94 | 0 | 0 | 0 | 0 | 0 | 0 | 0 | 0 | 0 | 0.5 | 0.67 | 0.74 | 0.74 | 0.74 | 0.74 | 0.74 | 0.74 | 0.7 | 0 | 0 | 0 | 0 | 0 | 0 | 0 | 0 |  | 1497.9122 | 1128.1056 | 1497.9122 | 1128.1056 | 0 | 0 | 5.9678 | 4.4944 | 0 | 0 | 0 | 0 | 0 | 0 | 0 | 0 | 0 | 0.62333 | 0.67444 | 0.67444 | 0.7 | 0.7 | 0.62333 | 0.62333 | 0.67444 | 0.67444 | 0 | 0 | 0 | 0 | 0 | 0 | 0 | 0
1417 | 14 | 17 | 5 | 1 |  |  |  |  | Office - Small | Mechanical/Electrical Room | Office - Small - Mechanical/Electrical Room |  | Office - Small | Office - Small - Mechanical/Electrical Room | Office (small) All | Sat | Open | 52 | 52 | 0.04 | 1.1696 | 1.1696 | 0.54581 | 0.54581 | 0.54581 | 0.54581 | 0.54581 | 0 | 0 | 0 | 0 | 0 | 0 | 0 | 9.2363 | 9.2363 | 4.3103 | 4.3103 | 4.3103 | 4.3103 | 4.3103 | 0 | 0 | 0 | 0 | 0 | 0 | 0 | 0 | 0 | 0 | 0 | 0 | 0 | 0 | 0 | 0 | 0 | 0 | 0 | 0 | 0 | 0 | 0 | 0 | 0 | 0 | 0 | 0 | 0 | 0 | 0 | 0 | 0 | 0 | 0 | 0.24129 | 0.24129 | 0.1126 | 0.1126 | 0.1126 | 0.1126 | 0.1126 | 0 | 0 | 0 | 0 | 0 | 0 | 0 | 2.5228 | 2.5228 | 1.1773 | 1.1773 | 1.1773 | 1.1773 | 1.1773 | 0 | 0 | 0 | 0 | 0 | 0 | 0 | 0 | 0 | 0 | 0 | 0 | 0 | 0 | 0 | 0 | 0 | 0 | 0 | 0 | 0 | 0 | 0 | 0 | 0 | 0 | 0 | 0 | 0 | 0 | 0 | 0 | 0 | 0 | 0 | Office (small) All ILit Sat | Office (small) All ILit all | 3820 | 5 | 32 | Office (small) All ILit2 Sat | Office (small) All ILit2 Sat | Office (small) All ILit2 All | 3904 | 12 | 35 | 3820 | 3.7967 | 0.32 | 0.05 | 0.05 | 0.05 | 0.05 | 0.05 | 0.05 | 0.05 | 0.21667 | 0.32 | 0.32 | 0.32 | 0.32 | 0.32 | 0.32 | 0.32 | 0.32 | 0.32 | 0.05 | 0.05 | 0.05 | 0.05 | 0.05 | 0.05 | 0.05 | 5.0267 | 0.35 | 0.12 | 0.12 | 0.12 | 0.12 | 0.12 | 0.12 | 0.12 | 0.24778 | 0.35 | 0.35 | 0.35 | 0.35 | 0.29889 | 0.35 | 0.35 | 0.35 | 0.35 | 0.12 | 0.12 | 0.12 | 0.12 | 0.12 | 0.12 | 0.12 | 0 | 0 | 0 | 0 | 0 | 0 | 0 | 0.61728 | 1 | 1 | 1 | 1 | 1 | 1 | 1 | 1 | 1 | 0 | 0 | 0 | 0 | 0 | 0 | 0 | 0 | 0 | 0 | 0 | 0 | 0 | 0 | 0.55556 | 1 | 1 | 1 | 1 | 0.77778 | 1 | 1 | 1 | 1 | 0 | 0 | 0 | 0 | 0 | 0 | 0 | 16 | 0.29 | 0.41 | 0.14 | 0.16 | 0.41429 | 0 | 0 | 0 | 0 | 0 | 0 | 0 | 0 |  | 0.18348 | 0.18348 | 0.19195 | 0.19226 | 0.19069 | 0.19069 | 0.19069 | Office - Small - Mechanical/Electrical Room - Sat | 10 | 8 | 17 | 144.3867 | 53.04 | 0 | 0 | 144.3867 | 53.04 | 0 | 0 | 2.7767 | 1.02 | 0 | 0 | 0 | 0 | 0 | 0 | 0 | 0.21667 | 0.32 | 0.32 | 0.32 | 0.32 | 0.32 | 0.32 | 0.32 | 0.32 | 0 | 0 | 0 | 0 | 0 | 0 | 0 | 0 |  | 155.8267 | 105.56 | 0 | 0 | 155.8267 | 105.56 | 0 | 0 | 2.9967 | 2.03 | 0 | 0 | 0 | 0 | 0 | 0 | 0 | 0.24778 | 0.35 | 0.35 | 0.35 | 0.35 | 0.29889 | 0.35 | 0.35 | 0.35 | 0 | 0 | 0 | 0 | 0 | 0 | 0 | 0
1418 | 14 | 18 | 6 | 2 |  |  |  |  | Office - Small | Mechanical/Electrical Room | Office - Small - Mechanical/Electrical Room |  | Office - Small | Office - Small - Mechanical/Electrical Room | Office (small) All | Sun | Closed | 52 | 52 | 0.04 | 1.1696 | 1.1696 | 0.54581 | 0.54581 | 0.54581 | 0.54581 | 0.54581 | 0 | 0 | 0 | 0 | 0 | 0 | 0 | 2.9193 | 2.9193 | 1.3623 | 1.3623 | 1.3623 | 1.3623 | 1.3623 | 0 | 0 | 0 | 0 | 0 | 0 | 0 | 0 | 0 | 0 | 0 | 0 | 0 | 0 | 0 | 0 | 0 | 0 | 0 | 0 | 0 | 0 | 0 | 0 | 0 | 0 | 0 | 0 | 0 | 0 | 0 | 0 | 0 | 0 | 0 | 0.24129 | 0.24129 | 0.1126 | 0.1126 | 0.1126 | 0.1126 | 0.1126 | 0 | 0 | 0 | 0 | 0 | 0 | 0 | 0.60226 | 0.60226 | 0.28105 | 0.28105 | 0.28105 | 0.28105 | 0.28105 | 0 | 0 | 0 | 0 | 0 | 0 | 0 | 0 | 0 | 0 | 0 | 0 | 0 | 0 | 0 | 0 | 0 | 0 | 0 | 0 | 0 | 0 | 0 | 0 | 0 | 0 | 0 | 0 | 0 | 0 | 0 | 0 | 0 | 0 | 0 | Office (small) All ILit Cls | Office (small) All ILit Cls | 2 | 5 | 5 | Office (small) All ILit2 Cls | Office (small) All ILit Cls | Office (small) All ILit Cls | 2 | 5 | 5 | 2 | 1.2 | 0.05 | 0.05 | 0.05 | 0.05 | 0.05 | 0.05 | 0.05 | 0.05 | 0.05 | 0.05 | 0.05 | 0.05 | 0.05 | 0.05 | 0.05 | 0.05 | 0.05 | 0.05 | 0.05 | 0.05 | 0.05 | 0.05 | 0.05 | 0.05 | 0.05 | 1.2 | 0.05 | 0.05 | 0.05 | 0.05 | 0.05 | 0.05 | 0.05 | 0.05 | 0.05 | 0.05 | 0.05 | 0.05 | 0.05 | 0.05 | 0.05 | 0.05 | 0.05 | 0.05 | 0.05 | 0.05 | 0.05 | 0.05 | 0.05 | 0.05 | 0.05 | 0 | 0 | 0 | 0 | 0 | 0 | 0 | 0 | 0 | 0 | 0 | 0 | 0 | 0 | 0 | 0 | 0 | 0 | 0 | 0 | 0 | 0 | 0 | 0 | 0 | 0 | 0 | 0 | 0 | 0 | 0 | 0 | 0 | 0 | 0 | 0 | 0 | 0 | 0 | 0 | 0 | 0 | 0 | 0 | 0 | 0 | 0 | 0 | 16 | 0.29 | 0.41 | 0.14 | 0.16 | 0.41429 | 0 | 0 | 0 | 0 | 0 | 0 | 0 | 0 |  | 0.18348 | 0.18348 | 0.19195 | 0.19226 | 0.19069 | 0.19069 | 0.19069 | Office - Small - Mechanical/Electrical Room - Sun | 12 | 8 | 17 | 0 | 62.4 | 0 | 0 | 0 | 62.4 | 0 | 0 | 0 | 1.2 | 0 | 0 | 0 | 0 | 0 | 0 | 0 | 0 | 0 | 0 | 0 | 0 | 0 | 0 | 0 | 0 | 0 | 0 | 0 | 0 | 0 | 0 | 0 | 0 |  | 0 | 62.4 | 0 | 0 | 0 | 62.4 | 0 | 0 | 0 | 1.2 | 0 | 0 | 0 | 0 | 0 | 0 | 0 | 0 | 0 | 0 | 0 | 0 | 0 | 0 | 0 | 0 | 0 | 0 | 0 | 0 | 0 | 0 | 0 | 0
1419 | 14 | 19 | 7 | 3 |  |  |  |  | Office - Small | Mechanical/Electrical Room | Office - Small - Mechanical/Electrical Room |  | Office - Small | Office - Small - Mechanical/Electrical Room | Office (small) All | Hol | Closed | 10 | 10 | 0.04 | 1.1696 | 1.1696 | 0.54581 | 0.54581 | 0.54581 | 0.54581 | 0.54581 | 0 | 0 | 0 | 0 | 0 | 0 | 0 | 0.5614 | 0.5614 | 0.26199 | 0.26199 | 0.26199 | 0.26199 | 0.26199 | 0 | 0 | 0 | 0 | 0 | 0 | 0 | 0 | 0 | 0 | 0 | 0 | 0 | 0 | 0 | 0 | 0 | 0 | 0 | 0 | 0 | 0 | 0 | 0 | 0 | 0 | 0 | 0 | 0 | 0 | 0 | 0 | 0 | 0 | 0 | 0.24129 | 0.24129 | 0.1126 | 0.1126 | 0.1126 | 0.1126 | 0.1126 | 0 | 0 | 0 | 0 | 0 | 0 | 0 | 0.11582 | 0.11582 | 0.054049 | 0.054049 | 0.054049 | 0.054049 | 0.054049 | 0 | 0 | 0 | 0 | 0 | 0 | 0 | 0 | 0 | 0 | 0 | 0 | 0 | 0 | 0 | 0 | 0 | 0 | 0 | 0 | 0 | 0 | 0 | 0 | 0 | 0 | 0 | 0 | 0 | 0 | 0 | 0 | 0 | 0 | 0 | Office (small) All ILit Cls | Office (small) All ILit Cls | 2 | 5 | 5 | Office (small) All ILit2 Cls | Office (small) All ILit Cls | Office (small) All ILit Cls | 2 | 5 | 5 | 2 | 1.2 | 0.05 | 0.05 | 0.05 | 0.05 | 0.05 | 0.05 | 0.05 | 0.05 | 0.05 | 0.05 | 0.05 | 0.05 | 0.05 | 0.05 | 0.05 | 0.05 | 0.05 | 0.05 | 0.05 | 0.05 | 0.05 | 0.05 | 0.05 | 0.05 | 0.05 | 1.2 | 0.05 | 0.05 | 0.05 | 0.05 | 0.05 | 0.05 | 0.05 | 0.05 | 0.05 | 0.05 | 0.05 | 0.05 | 0.05 | 0.05 | 0.05 | 0.05 | 0.05 | 0.05 | 0.05 | 0.05 | 0.05 | 0.05 | 0.05 | 0.05 | 0.05 | 0 | 0 | 0 | 0 | 0 | 0 | 0 | 0 | 0 | 0 | 0 | 0 | 0 | 0 | 0 | 0 | 0 | 0 | 0 | 0 | 0 | 0 | 0 | 0 | 0 | 0 | 0 | 0 | 0 | 0 | 0 | 0 | 0 | 0 | 0 | 0 | 0 | 0 | 0 | 0 | 0 | 0 | 0 | 0 | 0 | 0 | 0 | 0 | 16 | 0.29 | 0.41 | 0.14 | 0.16 | 0.41429 | 0 | 0 | 0 | 0 | 0 | 0 | 0 | 0 |  | 0.18348 | 0.18348 | 0.19195 | 0.19226 | 0.19069 | 0.19069 | 0.19069 | Office - Small - Mechanical/Electrical Room - Hol | 14 | 8 | 17 | 0 | 12 | 0 | 0 | 0 | 12 | 0 | 0 | 0 | 1.2 | 0 | 0 | 0 | 0 | 0 | 0 | 0 | 0 | 0 | 0 | 0 | 0 | 0 | 0 | 0 | 0 | 0 | 0 | 0 | 0 | 0 | 0 | 0 | 0 |  | 0 | 12 | 0 | 0 | 0 | 12 | 0 | 0 | 0 | 1.2 | 0 | 0 | 0 | 0 | 0 | 0 | 0 | 0 | 0 | 0 | 0 | 0 | 0 | 0 | 0 | 0 | 0 | 0 | 0 | 0 | 0 | 0 | 0 | 0
1420 | 14 | 20 | 8 | 4 |  |  | Office - Small - Mechanical/Electrical Room | Office - Small - Mechanical/Electrical Room | Office - Small | Mechanical/Electrical Room | Office - Small - Mechanical/Electrical Room |  | Office - Small | Office - Small - Mechanical/Electrical Room | Office (small) All | all | Open | 251 | 251 | 0.04 | 1.1696 | 1.1696 | 0.54581 | 0.54581 | 0.54581 | 0.54581 | 0.54581 | 0.046783 | 0.046783 | 0.021832 | 0.021832 | 0.021832 | 0.021832 | 0.021832 | 108.6192 | 108.6192 | 50.6889 | 50.6889 | 50.6889 | 50.6889 | 50.6889 | 0.032436 | 0.032436 | 0.015137 | 0.015137 | 0.015137 | 0.015137 | 0.015137 | 2593.5767 | 2593.5767 | 2593.5767 | 2593.5767 | 2593.5767 | 2593.5767 | 2593.5767 | 0 | 0 | 0 | 0 | 0 | 0 | 0 | 0.69333 | 0.69333 | 0.69333 | 0.69333 | 0.69333 | 0.69333 | 0.69333 | 0 | 0 | 0 | 0 | 0 | 0 | 0 | 0.24129 | 0.24129 | 0.1126 | 0.1126 | 0.1126 | 0.1126 | 0.1126 | 0.0096516 | 0.0096516 | 0.0045041 | 0.0045041 | 0.0045041 | 0.0045041 | 0.0045041 | 25.3452 | 25.3452 | 11.8277 | 11.8277 | 11.8277 | 11.8277 | 11.8277 | 0.0065094 | 0.0065094 | 0.0030377 | 0.0030377 | 0.0030377 | 0.0030377 | 0.0030377 | 2961.8044 | 2961.8044 | 2961.8044 | 2961.8044 | 2961.8044 | 2961.8044 | 2961.8044 | 0 | 0 | 0 | 0 | 0 | 0 | 0 | 0.67444 | 0.67444 | 0.67444 | 0.67444 | 0.67444 | 0.67444 | 0.67444 | 0 | 0 | 0 | 0 | 0 | 0 | 0 | Office (small) All ILit all | Office (small) All ILit all | 3819 | 5.5 | 74 | Office (small) All ILit2 all | Office (small) All ILit2 all | Office (small) All ILit2 All | 3903 | 24 | 70 | 3819 | 9.25 | 0.69333 | 0.055 | 0.055 | 0.055 | 0.055 | 0.11 | 0.16 | 0.26 | 0.5 | 0.67 | 0.74 | 0.74 | 0.74 | 0.74 | 0.74 | 0.74 | 0.7 | 0.64 | 0.5 | 0.31 | 0.22 | 0.18 | 0.14 | 0.1 | 0.1 | 10.4622 | 0.67444 | 0.24 | 0.24 | 0.24 | 0.24 | 0.24 | 0.24 | 0.24 | 0.62333 | 0.67444 | 0.67444 | 0.7 | 0.7 | 0.62333 | 0.62333 | 0.67444 | 0.67444 | 0.67444 | 0.57222 | 0.36778 | 0.24 | 0.24 | 0.24 | 0.24 | 0.24 | 0 | 0 | 0 | 0 | 0.080292 | 0.15328 | 0.29927 | 0.64964 | 0.89781 | 1 | 1 | 1 | 1 | 1 | 1 | 0.94161 | 0.85401 | 0.64964 | 0.37226 | 0.24088 | 0.18248 | 0.12409 | 0.065693 | 0.065693 | 0 | 0 | 0 | 0 | 0 | 0 | 0 | 0.83333 | 0.94444 | 0.94444 | 1 | 1 | 0.83333 | 0.83333 | 0.94444 | 0.94444 | 0.94444 | 0.72222 | 0.27778 | 0 | 0 | 0 | 0 | 0 | 16 | 0.29 | 0.41 | 0.14 | 0.16 | 0.41429 | 0.052681 | 0.0024646 | 0.0024646 | 0.0011501 | 0.0011501 | 0.0011501 | 0.0011501 | 0.0011501 |  | 0.18348 | 0.18348 | 0.19195 | 0.19226 | 0.19069 | 0.19069 | 0.19069 | Office - Small - Mechanical/Electrical Room - all | 16 | 8 | 17 | 1583.81 | 737.94 | 1583.81 | 737.94 | 0 | 0 | 6.31 | 2.94 | 0 | 0 | 0 | 0 | 0 | 0 | 0 | 0 | 0 | 0.5 | 0.67 | 0.74 | 0.74 | 0.74 | 0.74 | 0.74 | 0.74 | 0.7 | 0 | 0 | 0 | 0 | 0 | 0 | 0 | 0 |  | 1497.9122 | 1128.1056 | 1497.9122 | 1128.1056 | 0 | 0 | 5.9678 | 4.4944 | 0 | 0 | 0 | 0 | 0 | 0 | 0 | 0 | 0 | 0.62333 | 0.67444 | 0.67444 | 0.7 | 0.7 | 0.62333 | 0.62333 | 0.67444 | 0.67444 | 0 | 0 | 0 | 0 | 0 | 0 | 0 | 0
1421 | 14 | 21 | 5 | 1 |  |  |  |  | Office - Small | Office (Executive/Private) | Office - Small - Office (Executive/Private) |  | Office - Small | Office - Small - Office (Executive/Private) | Office (small) All | Sat | Open | 52 | 52 | 0.7 | 1.0136 | 1.0136 | 1.0136 | 1.0136 | 0.93567 | 0.93567 | 0.93567 | 0 | 0 | 0 | 0 | 0 | 0 | 0 | 140.0835 | 140.0835 | 140.0835 | 140.0835 | 129.3078 | 129.3078 | 129.3078 | 0 | 0 | 0 | 0 | 0 | 0 | 0 | 0 | 0 | 0 | 0 | 0 | 0 | 0 | 0 | 0 | 0 | 0 | 0 | 0 | 0 | 0 | 0 | 0 | 0 | 0 | 0 | 0 | 0 | 0 | 0 | 0 | 0 | 0 | 0 | 0.20912 | 0.20912 | 0.20912 | 0.20912 | 0.19303 | 0.19303 | 0.19303 | 0 | 0 | 0 | 0 | 0 | 0 | 0 | 38.2623 | 38.2623 | 38.2623 | 38.2623 | 35.3191 | 35.3191 | 35.3191 | 0 | 0 | 0 | 0 | 0 | 0 | 0 | 0 | 0 | 0 | 0 | 0 | 0 | 0 | 0 | 0 | 0 | 0 | 0 | 0 | 0 | 0 | 0 | 0 | 0 | 0 | 0 | 0 | 0 | 0 | 0 | 0 | 0 | 0 | 0 | Office (small) All ILit Sat | Office (small) All ILit all | 3820 | 5 | 32 | Office (small) All ILit2 Sat | Office (small) All ILit2 Sat | Office (small) All ILit2 All | 3904 | 12 | 35 | 3820 | 3.7967 | 0.32 | 0.05 | 0.05 | 0.05 | 0.05 | 0.05 | 0.05 | 0.05 | 0.21667 | 0.32 | 0.32 | 0.32 | 0.32 | 0.32 | 0.32 | 0.32 | 0.32 | 0.32 | 0.05 | 0.05 | 0.05 | 0.05 | 0.05 | 0.05 | 0.05 | 5.0267 | 0.35 | 0.12 | 0.12 | 0.12 | 0.12 | 0.12 | 0.12 | 0.12 | 0.24778 | 0.35 | 0.35 | 0.35 | 0.35 | 0.29889 | 0.35 | 0.35 | 0.35 | 0.35 | 0.12 | 0.12 | 0.12 | 0.12 | 0.12 | 0.12 | 0.12 | 0 | 0 | 0 | 0 | 0 | 0 | 0 | 0.61728 | 1 | 1 | 1 | 1 | 1 | 1 | 1 | 1 | 1 | 0 | 0 | 0 | 0 | 0 | 0 | 0 | 0 | 0 | 0 | 0 | 0 | 0 | 0 | 0.55556 | 1 | 1 | 1 | 1 | 0.77778 | 1 | 1 | 1 | 1 | 0 | 0 | 0 | 0 | 0 | 0 | 0 | 30 | 0.66337 | 0.20792 | 0.079208 | 0.049505 | 0.76136 | 0 | 0 | 0 | 0 | 0 | 0 | 0 | 0 |  | 0.18348 | 0.18348 | 0.19195 | 0.19226 | 0.19069 | 0.19069 | 0.19069 | Office - Small - Office (Executive/Private) - Sat | 10 | 8 | 17 | 144.3867 | 53.04 | 0 | 0 | 144.3867 | 53.04 | 0 | 0 | 2.7767 | 1.02 | 0 | 0 | 0 | 0 | 0 | 0 | 0 | 0.21667 | 0.32 | 0.32 | 0.32 | 0.32 | 0.32 | 0.32 | 0.32 | 0.32 | 0 | 0 | 0 | 0 | 0 | 0 | 0 | 0 |  | 155.8267 | 105.56 | 0 | 0 | 155.8267 | 105.56 | 0 | 0 | 2.9967 | 2.03 | 0 | 0 | 0 | 0 | 0 | 0 | 0 | 0.24778 | 0.35 | 0.35 | 0.35 | 0.35 | 0.29889 | 0.35 | 0.35 | 0.35 | 0 | 0 | 0 | 0 | 0 | 0 | 0 | 0
1422 | 14 | 22 | 6 | 2 |  |  |  |  | Office - Small | Office (Executive/Private) | Office - Small - Office (Executive/Private) |  | Office - Small | Office - Small - Office (Executive/Private) | Office (small) All | Sun | Closed | 52 | 52 | 0.7 | 1.0136 | 1.0136 | 1.0136 | 1.0136 | 0.93567 | 0.93567 | 0.93567 | 0 | 0 | 0 | 0 | 0 | 0 | 0 | 44.2757 | 44.2757 | 44.2757 | 44.2757 | 40.8699 | 40.8699 | 40.8699 | 0 | 0 | 0 | 0 | 0 | 0 | 0 | 0 | 0 | 0 | 0 | 0 | 0 | 0 | 0 | 0 | 0 | 0 | 0 | 0 | 0 | 0 | 0 | 0 | 0 | 0 | 0 | 0 | 0 | 0 | 0 | 0 | 0 | 0 | 0 | 0.20912 | 0.20912 | 0.20912 | 0.20912 | 0.19303 | 0.19303 | 0.19303 | 0 | 0 | 0 | 0 | 0 | 0 | 0 | 9.1342 | 9.1342 | 9.1342 | 9.1342 | 8.4316 | 8.4316 | 8.4316 | 0 | 0 | 0 | 0 | 0 | 0 | 0 | 0 | 0 | 0 | 0 | 0 | 0 | 0 | 0 | 0 | 0 | 0 | 0 | 0 | 0 | 0 | 0 | 0 | 0 | 0 | 0 | 0 | 0 | 0 | 0 | 0 | 0 | 0 | 0 | Office (small) All ILit Cls | Office (small) All ILit Cls | 2 | 5 | 5 | Office (small) All ILit2 Cls | Office (small) All ILit Cls | Office (small) All ILit Cls | 2 | 5 | 5 | 2 | 1.2 | 0.05 | 0.05 | 0.05 | 0.05 | 0.05 | 0.05 | 0.05 | 0.05 | 0.05 | 0.05 | 0.05 | 0.05 | 0.05 | 0.05 | 0.05 | 0.05 | 0.05 | 0.05 | 0.05 | 0.05 | 0.05 | 0.05 | 0.05 | 0.05 | 0.05 | 1.2 | 0.05 | 0.05 | 0.05 | 0.05 | 0.05 | 0.05 | 0.05 | 0.05 | 0.05 | 0.05 | 0.05 | 0.05 | 0.05 | 0.05 | 0.05 | 0.05 | 0.05 | 0.05 | 0.05 | 0.05 | 0.05 | 0.05 | 0.05 | 0.05 | 0.05 | 0 | 0 | 0 | 0 | 0 | 0 | 0 | 0 | 0 | 0 | 0 | 0 | 0 | 0 | 0 | 0 | 0 | 0 | 0 | 0 | 0 | 0 | 0 | 0 | 0 | 0 | 0 | 0 | 0 | 0 | 0 | 0 | 0 | 0 | 0 | 0 | 0 | 0 | 0 | 0 | 0 | 0 | 0 | 0 | 0 | 0 | 0 | 0 | 30 | 0.66337 | 0.20792 | 0.079208 | 0.049505 | 0.76136 | 0 | 0 | 0 | 0 | 0 | 0 | 0 | 0 |  | 0.18348 | 0.18348 | 0.19195 | 0.19226 | 0.19069 | 0.19069 | 0.19069 | Office - Small - Office (Executive/Private) - Sun | 12 | 8 | 17 | 0 | 62.4 | 0 | 0 | 0 | 62.4 | 0 | 0 | 0 | 1.2 | 0 | 0 | 0 | 0 | 0 | 0 | 0 | 0 | 0 | 0 | 0 | 0 | 0 | 0 | 0 | 0 | 0 | 0 | 0 | 0 | 0 | 0 | 0 | 0 |  | 0 | 62.4 | 0 | 0 | 0 | 62.4 | 0 | 0 | 0 | 1.2 | 0 | 0 | 0 | 0 | 0 | 0 | 0 | 0 | 0 | 0 | 0 | 0 | 0 | 0 | 0 | 0 | 0 | 0 | 0 | 0 | 0 | 0 | 0 | 0
1423 | 14 | 23 | 7 | 3 |  |  |  |  | Office - Small | Office (Executive/Private) | Office - Small - Office (Executive/Private) |  | Office - Small | Office - Small - Office (Executive/Private) | Office (small) All | Hol | Closed | 10 | 10 | 0.7 | 1.0136 | 1.0136 | 1.0136 | 1.0136 | 0.93567 | 0.93567 | 0.93567 | 0 | 0 | 0 | 0 | 0 | 0 | 0 | 8.5146 | 8.5146 | 8.5146 | 8.5146 | 7.8596 | 7.8596 | 7.8596 | 0 | 0 | 0 | 0 | 0 | 0 | 0 | 0 | 0 | 0 | 0 | 0 | 0 | 0 | 0 | 0 | 0 | 0 | 0 | 0 | 0 | 0 | 0 | 0 | 0 | 0 | 0 | 0 | 0 | 0 | 0 | 0 | 0 | 0 | 0 | 0.20912 | 0.20912 | 0.20912 | 0.20912 | 0.19303 | 0.19303 | 0.19303 | 0 | 0 | 0 | 0 | 0 | 0 | 0 | 1.7566 | 1.7566 | 1.7566 | 1.7566 | 1.6215 | 1.6215 | 1.6215 | 0 | 0 | 0 | 0 | 0 | 0 | 0 | 0 | 0 | 0 | 0 | 0 | 0 | 0 | 0 | 0 | 0 | 0 | 0 | 0 | 0 | 0 | 0 | 0 | 0 | 0 | 0 | 0 | 0 | 0 | 0 | 0 | 0 | 0 | 0 | Office (small) All ILit Cls | Office (small) All ILit Cls | 2 | 5 | 5 | Office (small) All ILit2 Cls | Office (small) All ILit Cls | Office (small) All ILit Cls | 2 | 5 | 5 | 2 | 1.2 | 0.05 | 0.05 | 0.05 | 0.05 | 0.05 | 0.05 | 0.05 | 0.05 | 0.05 | 0.05 | 0.05 | 0.05 | 0.05 | 0.05 | 0.05 | 0.05 | 0.05 | 0.05 | 0.05 | 0.05 | 0.05 | 0.05 | 0.05 | 0.05 | 0.05 | 1.2 | 0.05 | 0.05 | 0.05 | 0.05 | 0.05 | 0.05 | 0.05 | 0.05 | 0.05 | 0.05 | 0.05 | 0.05 | 0.05 | 0.05 | 0.05 | 0.05 | 0.05 | 0.05 | 0.05 | 0.05 | 0.05 | 0.05 | 0.05 | 0.05 | 0.05 | 0 | 0 | 0 | 0 | 0 | 0 | 0 | 0 | 0 | 0 | 0 | 0 | 0 | 0 | 0 | 0 | 0 | 0 | 0 | 0 | 0 | 0 | 0 | 0 | 0 | 0 | 0 | 0 | 0 | 0 | 0 | 0 | 0 | 0 | 0 | 0 | 0 | 0 | 0 | 0 | 0 | 0 | 0 | 0 | 0 | 0 | 0 | 0 | 30 | 0.66337 | 0.20792 | 0.079208 | 0.049505 | 0.76136 | 0 | 0 | 0 | 0 | 0 | 0 | 0 | 0 |  | 0.18348 | 0.18348 | 0.19195 | 0.19226 | 0.19069 | 0.19069 | 0.19069 | Office - Small - Office (Executive/Private) - Hol | 14 | 8 | 17 | 0 | 12 | 0 | 0 | 0 | 12 | 0 | 0 | 0 | 1.2 | 0 | 0 | 0 | 0 | 0 | 0 | 0 | 0 | 0 | 0 | 0 | 0 | 0 | 0 | 0 | 0 | 0 | 0 | 0 | 0 | 0 | 0 | 0 | 0 |  | 0 | 12 | 0 | 0 | 0 | 12 | 0 | 0 | 0 | 1.2 | 0 | 0 | 0 | 0 | 0 | 0 | 0 | 0 | 0 | 0 | 0 | 0 | 0 | 0 | 0 | 0 | 0 | 0 | 0 | 0 | 0 | 0 | 0 | 0
1424 | 14 | 24 | 8 | 4 |  |  | Office - Small - Office (Executive/Private) | Office - Small - Office (Executive/Private) | Office - Small | Office (Executive/Private) | Office - Small - Office (Executive/Private) |  | Office - Small | Office - Small - Office (Executive/Private) | Office (small) All | all | Open | 251 | 251 | 0.7 | 1.0136 | 1.0136 | 1.0136 | 1.0136 | 0.93567 | 0.93567 | 0.93567 | 0.70955 | 0.70955 | 0.70955 | 0.70955 | 0.65497 | 0.65497 | 0.65497 | 1647.3905 | 1647.3905 | 1647.3905 | 1647.3905 | 1520.6682 | 1520.6682 | 1520.6682 | 0.49195 | 0.49195 | 0.49195 | 0.49195 | 0.45411 | 0.45411 | 0.45411 | 2593.5767 | 2593.5767 | 2593.5767 | 2593.5767 | 2593.5767 | 2593.5767 | 2593.5767 | 0 | 0 | 0 | 0 | 0 | 0 | 0 | 0.69333 | 0.69333 | 0.69333 | 0.69333 | 0.69333 | 0.69333 | 0.69333 | 0 | 0 | 0 | 0 | 0 | 0 | 0 | 0.20912 | 0.20912 | 0.20912 | 0.20912 | 0.19303 | 0.19303 | 0.19303 | 0.14638 | 0.14638 | 0.14638 | 0.14638 | 0.13512 | 0.13512 | 0.13512 | 384.4019 | 384.4019 | 384.4019 | 384.4019 | 354.8325 | 354.8325 | 354.8325 | 0.098727 | 0.098727 | 0.098727 | 0.098727 | 0.091132 | 0.091132 | 0.091132 | 2961.8044 | 2961.8044 | 2961.8044 | 2961.8044 | 2961.8044 | 2961.8044 | 2961.8044 | 0 | 0 | 0 | 0 | 0 | 0 | 0 | 0.67444 | 0.67444 | 0.67444 | 0.67444 | 0.67444 | 0.67444 | 0.67444 | 0 | 0 | 0 | 0 | 0 | 0 | 0 | Office (small) All ILit all | Office (small) All ILit all | 3819 | 5.5 | 74 | Office (small) All ILit2 all | Office (small) All ILit2 all | Office (small) All ILit2 All | 3903 | 24 | 70 | 3819 | 9.25 | 0.69333 | 0.055 | 0.055 | 0.055 | 0.055 | 0.11 | 0.16 | 0.26 | 0.5 | 0.67 | 0.74 | 0.74 | 0.74 | 0.74 | 0.74 | 0.74 | 0.7 | 0.64 | 0.5 | 0.31 | 0.22 | 0.18 | 0.14 | 0.1 | 0.1 | 10.4622 | 0.67444 | 0.24 | 0.24 | 0.24 | 0.24 | 0.24 | 0.24 | 0.24 | 0.62333 | 0.67444 | 0.67444 | 0.7 | 0.7 | 0.62333 | 0.62333 | 0.67444 | 0.67444 | 0.67444 | 0.57222 | 0.36778 | 0.24 | 0.24 | 0.24 | 0.24 | 0.24 | 0 | 0 | 0 | 0 | 0.080292 | 0.15328 | 0.29927 | 0.64964 | 0.89781 | 1 | 1 | 1 | 1 | 1 | 1 | 0.94161 | 0.85401 | 0.64964 | 0.37226 | 0.24088 | 0.18248 | 0.12409 | 0.065693 | 0.065693 | 0 | 0 | 0 | 0 | 0 | 0 | 0 | 0.83333 | 0.94444 | 0.94444 | 1 | 1 | 0.83333 | 0.83333 | 0.94444 | 0.94444 | 0.94444 | 0.72222 | 0.27778 | 0 | 0 | 0 | 0 | 0 | 30 | 0.66337 | 0.20792 | 0.079208 | 0.049505 | 0.76136 | 0.22595 | 0.16032 | 0.16032 | 0.16032 | 0.16032 | 0.14799 | 0.14799 | 0.14799 |  | 0.18348 | 0.18348 | 0.19195 | 0.19226 | 0.19069 | 0.19069 | 0.19069 | Office - Small - Office (Executive/Private) - all | 16 | 8 | 17 | 1583.81 | 737.94 | 1583.81 | 737.94 | 0 | 0 | 6.31 | 2.94 | 0 | 0 | 0 | 0 | 0 | 0 | 0 | 0 | 0 | 0.5 | 0.67 | 0.74 | 0.74 | 0.74 | 0.74 | 0.74 | 0.74 | 0.7 | 0 | 0 | 0 | 0 | 0 | 0 | 0 | 0 |  | 1497.9122 | 1128.1056 | 1497.9122 | 1128.1056 | 0 | 0 | 5.9678 | 4.4944 | 0 | 0 | 0 | 0 | 0 | 0 | 0 | 0 | 0 | 0.62333 | 0.67444 | 0.67444 | 0.7 | 0.7 | 0.62333 | 0.62333 | 0.67444 | 0.67444 | 0 | 0 | 0 | 0 | 0 | 0 | 0 | 0
1425 | 14 | 25 | 5 | 1 |  |  |  |  | Office - Small | Restrooms | Office - Small - Restrooms |  | Office - Small | Office - Small - Restrooms | Office (small) All | Sat | Open | 52 | 52 | 0.05 | 0.62378 | 0.62378 | 0.46783 | 0.46783 | 0.46783 | 0.46783 | 0.46783 | 0 | 0 | 0 | 0 | 0 | 0 | 0 | 6.1575 | 6.1575 | 4.6181 | 4.6181 | 4.6181 | 4.6181 | 4.6181 | 0 | 0 | 0 | 0 | 0 | 0 | 0 | 0 | 0 | 0 | 0 | 0 | 0 | 0 | 0 | 0 | 0 | 0 | 0 | 0 | 0 | 0 | 0 | 0 | 0 | 0 | 0 | 0 | 0 | 0 | 0 | 0 | 0 | 0 | 0 | 0.12869 | 0.12869 | 0.096516 | 0.096516 | 0.096516 | 0.096516 | 0.096516 | 0 | 0 | 0 | 0 | 0 | 0 | 0 | 1.6819 | 1.6819 | 1.2614 | 1.2614 | 1.2614 | 1.2614 | 1.2614 | 0 | 0 | 0 | 0 | 0 | 0 | 0 | 0 | 0 | 0 | 0 | 0 | 0 | 0 | 0 | 0 | 0 | 0 | 0 | 0 | 0 | 0 | 0 | 0 | 0 | 0 | 0 | 0 | 0 | 0 | 0 | 0 | 0 | 0 | 0 | Office (small) All ILit Sat | Office (small) All ILit all | 3820 | 5 | 32 | Office (small) All ILit2 Sat | Office (small) All ILit2 Sat | Office (small) All ILit2 All | 3904 | 12 | 35 | 3820 | 3.7967 | 0.32 | 0.05 | 0.05 | 0.05 | 0.05 | 0.05 | 0.05 | 0.05 | 0.21667 | 0.32 | 0.32 | 0.32 | 0.32 | 0.32 | 0.32 | 0.32 | 0.32 | 0.32 | 0.05 | 0.05 | 0.05 | 0.05 | 0.05 | 0.05 | 0.05 | 5.0267 | 0.35 | 0.12 | 0.12 | 0.12 | 0.12 | 0.12 | 0.12 | 0.12 | 0.24778 | 0.35 | 0.35 | 0.35 | 0.35 | 0.29889 | 0.35 | 0.35 | 0.35 | 0.35 | 0.12 | 0.12 | 0.12 | 0.12 | 0.12 | 0.12 | 0.12 | 0 | 0 | 0 | 0 | 0 | 0 | 0 | 0.61728 | 1 | 1 | 1 | 1 | 1 | 1 | 1 | 1 | 1 | 0 | 0 | 0 | 0 | 0 | 0 | 0 | 0 | 0 | 0 | 0 | 0 | 0 | 0 | 0.55556 | 1 | 1 | 1 | 1 | 0.77778 | 1 | 1 | 1 | 1 | 0 | 0 | 0 | 0 | 0 | 0 | 0 | 10 | 0.66337 | 0.20792 | 0.079208 | 0.049505 | 0.76136 | 0 | 0 | 0 | 0 | 0 | 0 | 0 | 0 |  | 0.18348 | 0.18348 | 0.19195 | 0.19226 | 0.19069 | 0.19069 | 0.19069 | Office - Small - Restrooms - Sat | 10 | 8 | 17 | 144.3867 | 53.04 | 0 | 0 | 144.3867 | 53.04 | 0 | 0 | 2.7767 | 1.02 | 0 | 0 | 0 | 0 | 0 | 0 | 0 | 0.21667 | 0.32 | 0.32 | 0.32 | 0.32 | 0.32 | 0.32 | 0.32 | 0.32 | 0 | 0 | 0 | 0 | 0 | 0 | 0 | 0 |  | 155.8267 | 105.56 | 0 | 0 | 155.8267 | 105.56 | 0 | 0 | 2.9967 | 2.03 | 0 | 0 | 0 | 0 | 0 | 0 | 0 | 0.24778 | 0.35 | 0.35 | 0.35 | 0.35 | 0.29889 | 0.35 | 0.35 | 0.35 | 0 | 0 | 0 | 0 | 0 | 0 | 0 | 0
1426 | 14 | 26 | 6 | 2 |  |  |  |  | Office - Small | Restrooms | Office - Small - Restrooms |  | Office - Small | Office - Small - Restrooms | Office (small) All | Sun | Closed | 52 | 52 | 0.05 | 0.62378 | 0.62378 | 0.46783 | 0.46783 | 0.46783 | 0.46783 | 0.46783 | 0 | 0 | 0 | 0 | 0 | 0 | 0 | 1.9462 | 1.9462 | 1.4596 | 1.4596 | 1.4596 | 1.4596 | 1.4596 | 0 | 0 | 0 | 0 | 0 | 0 | 0 | 0 | 0 | 0 | 0 | 0 | 0 | 0 | 0 | 0 | 0 | 0 | 0 | 0 | 0 | 0 | 0 | 0 | 0 | 0 | 0 | 0 | 0 | 0 | 0 | 0 | 0 | 0 | 0 | 0.12869 | 0.12869 | 0.096516 | 0.096516 | 0.096516 | 0.096516 | 0.096516 | 0 | 0 | 0 | 0 | 0 | 0 | 0 | 0.40151 | 0.40151 | 0.30113 | 0.30113 | 0.30113 | 0.30113 | 0.30113 | 0 | 0 | 0 | 0 | 0 | 0 | 0 | 0 | 0 | 0 | 0 | 0 | 0 | 0 | 0 | 0 | 0 | 0 | 0 | 0 | 0 | 0 | 0 | 0 | 0 | 0 | 0 | 0 | 0 | 0 | 0 | 0 | 0 | 0 | 0 | Office (small) All ILit Cls | Office (small) All ILit Cls | 2 | 5 | 5 | Office (small) All ILit2 Cls | Office (small) All ILit Cls | Office (small) All ILit Cls | 2 | 5 | 5 | 2 | 1.2 | 0.05 | 0.05 | 0.05 | 0.05 | 0.05 | 0.05 | 0.05 | 0.05 | 0.05 | 0.05 | 0.05 | 0.05 | 0.05 | 0.05 | 0.05 | 0.05 | 0.05 | 0.05 | 0.05 | 0.05 | 0.05 | 0.05 | 0.05 | 0.05 | 0.05 | 1.2 | 0.05 | 0.05 | 0.05 | 0.05 | 0.05 | 0.05 | 0.05 | 0.05 | 0.05 | 0.05 | 0.05 | 0.05 | 0.05 | 0.05 | 0.05 | 0.05 | 0.05 | 0.05 | 0.05 | 0.05 | 0.05 | 0.05 | 0.05 | 0.05 | 0.05 | 0 | 0 | 0 | 0 | 0 | 0 | 0 | 0 | 0 | 0 | 0 | 0 | 0 | 0 | 0 | 0 | 0 | 0 | 0 | 0 | 0 | 0 | 0 | 0 | 0 | 0 | 0 | 0 | 0 | 0 | 0 | 0 | 0 | 0 | 0 | 0 | 0 | 0 | 0 | 0 | 0 | 0 | 0 | 0 | 0 | 0 | 0 | 0 | 10 | 0.66337 | 0.20792 | 0.079208 | 0.049505 | 0.76136 | 0 | 0 | 0 | 0 | 0 | 0 | 0 | 0 |  | 0.18348 | 0.18348 | 0.19195 | 0.19226 | 0.19069 | 0.19069 | 0.19069 | Office - Small - Restrooms - Sun | 12 | 8 | 17 | 0 | 62.4 | 0 | 0 | 0 | 62.4 | 0 | 0 | 0 | 1.2 | 0 | 0 | 0 | 0 | 0 | 0 | 0 | 0 | 0 | 0 | 0 | 0 | 0 | 0 | 0 | 0 | 0 | 0 | 0 | 0 | 0 | 0 | 0 | 0 |  | 0 | 62.4 | 0 | 0 | 0 | 62.4 | 0 | 0 | 0 | 1.2 | 0 | 0 | 0 | 0 | 0 | 0 | 0 | 0 | 0 | 0 | 0 | 0 | 0 | 0 | 0 | 0 | 0 | 0 | 0 | 0 | 0 | 0 | 0 | 0
1427 | 14 | 27 | 7 | 3 |  |  |  |  | Office - Small | Restrooms | Office - Small - Restrooms |  | Office - Small | Office - Small - Restrooms | Office (small) All | Hol | Closed | 10 | 10 | 0.05 | 0.62378 | 0.62378 | 0.46783 | 0.46783 | 0.46783 | 0.46783 | 0.46783 | 0 | 0 | 0 | 0 | 0 | 0 | 0 | 0.37427 | 0.37427 | 0.2807 | 0.2807 | 0.2807 | 0.2807 | 0.2807 | 0 | 0 | 0 | 0 | 0 | 0 | 0 | 0 | 0 | 0 | 0 | 0 | 0 | 0 | 0 | 0 | 0 | 0 | 0 | 0 | 0 | 0 | 0 | 0 | 0 | 0 | 0 | 0 | 0 | 0 | 0 | 0 | 0 | 0 | 0 | 0.12869 | 0.12869 | 0.096516 | 0.096516 | 0.096516 | 0.096516 | 0.096516 | 0 | 0 | 0 | 0 | 0 | 0 | 0 | 0.077213 | 0.077213 | 0.057909 | 0.057909 | 0.057909 | 0.057909 | 0.057909 | 0 | 0 | 0 | 0 | 0 | 0 | 0 | 0 | 0 | 0 | 0 | 0 | 0 | 0 | 0 | 0 | 0 | 0 | 0 | 0 | 0 | 0 | 0 | 0 | 0 | 0 | 0 | 0 | 0 | 0 | 0 | 0 | 0 | 0 | 0 | Office (small) All ILit Cls | Office (small) All ILit Cls | 2 | 5 | 5 | Office (small) All ILit2 Cls | Office (small) All ILit Cls | Office (small) All ILit Cls | 2 | 5 | 5 | 2 | 1.2 | 0.05 | 0.05 | 0.05 | 0.05 | 0.05 | 0.05 | 0.05 | 0.05 | 0.05 | 0.05 | 0.05 | 0.05 | 0.05 | 0.05 | 0.05 | 0.05 | 0.05 | 0.05 | 0.05 | 0.05 | 0.05 | 0.05 | 0.05 | 0.05 | 0.05 | 1.2 | 0.05 | 0.05 | 0.05 | 0.05 | 0.05 | 0.05 | 0.05 | 0.05 | 0.05 | 0.05 | 0.05 | 0.05 | 0.05 | 0.05 | 0.05 | 0.05 | 0.05 | 0.05 | 0.05 | 0.05 | 0.05 | 0.05 | 0.05 | 0.05 | 0.05 | 0 | 0 | 0 | 0 | 0 | 0 | 0 | 0 | 0 | 0 | 0 | 0 | 0 | 0 | 0 | 0 | 0 | 0 | 0 | 0 | 0 | 0 | 0 | 0 | 0 | 0 | 0 | 0 | 0 | 0 | 0 | 0 | 0 | 0 | 0 | 0 | 0 | 0 | 0 | 0 | 0 | 0 | 0 | 0 | 0 | 0 | 0 | 0 | 10 | 0.66337 | 0.20792 | 0.079208 | 0.049505 | 0.76136 | 0 | 0 | 0 | 0 | 0 | 0 | 0 | 0 |  | 0.18348 | 0.18348 | 0.19195 | 0.19226 | 0.19069 | 0.19069 | 0.19069 | Office - Small - Restrooms - Hol | 14 | 8 | 17 | 0 | 12 | 0 | 0 | 0 | 12 | 0 | 0 | 0 | 1.2 | 0 | 0 | 0 | 0 | 0 | 0 | 0 | 0 | 0 | 0 | 0 | 0 | 0 | 0 | 0 | 0 | 0 | 0 | 0 | 0 | 0 | 0 | 0 | 0 |  | 0 | 12 | 0 | 0 | 0 | 12 | 0 | 0 | 0 | 1.2 | 0 | 0 | 0 | 0 | 0 | 0 | 0 | 0 | 0 | 0 | 0 | 0 | 0 | 0 | 0 | 0 | 0 | 0 | 0 | 0 | 0 | 0 | 0 | 0
1428 | 14 | 28 | 8 | 4 | Office - Small | Office - Small | Office - Small - Restrooms | Office - Small - Restrooms | Office - Small | Restrooms | Office - Small - Restrooms |  | Office - Small | Office - Small - Restrooms | Office (small) All | all | Open | 251 | 251 | 0.05 | 0.62378 | 0.62378 | 0.46783 | 0.46783 | 0.46783 | 0.46783 | 0.46783 | 0.031189 | 0.031189 | 0.023392 | 0.023392 | 0.023392 | 0.023392 | 0.023392 | 72.4128 | 72.4128 | 54.3096 | 54.3096 | 54.3096 | 54.3096 | 54.3096 | 0.021624 | 0.021624 | 0.016218 | 0.016218 | 0.016218 | 0.016218 | 0.016218 | 2593.5767 | 2593.5767 | 2593.5767 | 2593.5767 | 2593.5767 | 2593.5767 | 2593.5767 | 2593.5767 | 2593.5767 | 2593.5767 | 2593.5767 | 2593.5767 | 2593.5767 | 2593.5767 | 0.69333 | 0.69333 | 0.69333 | 0.69333 | 0.69333 | 0.69333 | 0.69333 | 0.69333 | 0.69333 | 0.69333 | 0.69333 | 0.69333 | 0.69333 | 0.69333 | 0.12869 | 0.12869 | 0.096516 | 0.096516 | 0.096516 | 0.096516 | 0.096516 | 0.0064344 | 0.0064344 | 0.0048258 | 0.0048258 | 0.0048258 | 0.0048258 | 0.0048258 | 16.8968 | 16.8968 | 12.6726 | 12.6726 | 12.6726 | 12.6726 | 12.6726 | 0.0043396 | 0.0043396 | 0.0032547 | 0.0032547 | 0.0032547 | 0.0032547 | 0.0032547 | 2961.8044 | 2961.8044 | 2961.8044 | 2961.8044 | 2961.8044 | 2961.8044 | 2961.8044 | 2961.8044 | 2961.8044 | 2961.8044 | 2961.8044 | 2961.8044 | 2961.8044 | 2961.8044 | 0.67444 | 0.67444 | 0.67444 | 0.67444 | 0.67444 | 0.67444 | 0.67444 | 0.67444 | 0.67444 | 0.67444 | 0.67444 | 0.67444 | 0.67444 | 0.67444 | Office (small) All ILit all | Office (small) All ILit all | 3819 | 5.5 | 74 | Office (small) All ILit2 all | Office (small) All ILit2 all | Office (small) All ILit2 All | 3903 | 24 | 70 | 3819 | 9.25 | 0.69333 | 0.055 | 0.055 | 0.055 | 0.055 | 0.11 | 0.16 | 0.26 | 0.5 | 0.67 | 0.74 | 0.74 | 0.74 | 0.74 | 0.74 | 0.74 | 0.7 | 0.64 | 0.5 | 0.31 | 0.22 | 0.18 | 0.14 | 0.1 | 0.1 | 10.4622 | 0.67444 | 0.24 | 0.24 | 0.24 | 0.24 | 0.24 | 0.24 | 0.24 | 0.62333 | 0.67444 | 0.67444 | 0.7 | 0.7 | 0.62333 | 0.62333 | 0.67444 | 0.67444 | 0.67444 | 0.57222 | 0.36778 | 0.24 | 0.24 | 0.24 | 0.24 | 0.24 | 0 | 0 | 0 | 0 | 0.080292 | 0.15328 | 0.29927 | 0.64964 | 0.89781 | 1 | 1 | 1 | 1 | 1 | 1 | 0.94161 | 0.85401 | 0.64964 | 0.37226 | 0.24088 | 0.18248 | 0.12409 | 0.065693 | 0.065693 | 0 | 0 | 0 | 0 | 0 | 0 | 0 | 0.83333 | 0.94444 | 0.94444 | 1 | 1 | 0.83333 | 0.83333 | 0.94444 | 0.94444 | 0.94444 | 0.72222 | 0.27778 | 0 | 0 | 0 | 0 | 0 | 10 | 0.66337 | 0.20792 | 0.079208 | 0.049505 | 0.76136 | 0.075317 | 0.002349 | 0.002349 | 0.0017618 | 0.0017618 | 0.0017618 | 0.0017618 | 0.0017618 | Office - Small | 0.18348 | 0.18348 | 0.19195 | 0.19226 | 0.19069 | 0.19069 | 0.19069 | Office - Small - Restrooms - all | 16 | 8 | 17 | 1583.81 | 737.94 | 1583.81 | 737.94 | 0 | 0 | 6.31 | 2.94 | 0 | 0 | 0 | 0 | 0 | 0 | 0 | 0 | 0 | 0.5 | 0.67 | 0.74 | 0.74 | 0.74 | 0.74 | 0.74 | 0.74 | 0.7 | 0 | 0 | 0 | 0 | 0 | 0 | 0 | 0 |  | 1497.9122 | 1128.1056 | 1497.9122 | 1128.1056 | 0 | 0 | 5.9678 | 4.4944 | 0 | 0 | 0 | 0 | 0 | 0 | 0 | 0 | 0 | 0.62333 | 0.67444 | 0.67444 | 0.7 | 0.7 | 0.62333 | 0.62333 | 0.67444 | 0.67444 | 0 | 0 | 0 | 0 | 0 | 0 | 0 | 0
1501 | 15 | 1 | 5 | 1 |  |  |  |  | Restaurant - Fast-Food | Dining Area | Restaurant - Fast-Food - Dining Area |  | Restaurant - Fast-Food | Restaurant - Fast-Food - Dining Area | Restaurant (fast food) Dining | Sat | Open | 52 | 52 | 0.5 | 0.98012 | 0.98012 | 0.84943 | 0.84943 | 0.84943 | 0.84943 | 0.84943 | 0 | 0 | 0 | 0 | 0 | 0 | 0 | 339.8799 | 339.8799 | 294.5625 | 294.5625 | 294.5625 | 294.5625 | 294.5625 | 0 | 0 | 0 | 0 | 0 | 0 | 0 | 0 | 0 | 0 | 0 | 0 | 0 | 0 | 0 | 0 | 0 | 0 | 0 | 0 | 0 | 0 | 0 | 0 | 0 | 0 | 0 | 0 | 0 | 0 | 0 | 0 | 0 | 0 | 0 | 0.38206 | 0.38206 | 0.33112 | 0.33112 | 0.33112 | 0.33112 | 0.33112 | 0 | 0 | 0 | 0 | 0 | 0 | 0 | 132.4904 | 132.4904 | 114.825 | 114.825 | 114.825 | 114.825 | 114.825 | 0 | 0 | 0 | 0 | 0 | 0 | 0 | 0 | 0 | 0 | 0 | 0 | 0 | 0 | 0 | 0 | 0 | 0 | 0 | 0 | 0 | 0 | 0 | 0 | 0 | 0 | 0 | 0 | 0 | 0 | 0 | 0 | 0 | 0 | 0 | Restaurant (fast food) Dining ILit Sat | Restaurant (fast food) Dining ILit all | 3826 | 14 | 81.25 | Restaurant (fast food) Dining ILit2 Sat | Restaurant (fast food) Dining ILit2 Sat | Restaurant (fast food) Dining ILit2 All | 3910 | 14 | 81.25 | 3826 | 13.3375 | 0.8125 | 0.14 | 0.14 | 0.14 | 0.14 | 0.14 | 0.265 | 0.37 | 0.405 | 0.405 | 0.405 | 0.65 | 0.8125 | 0.8125 | 0.8125 | 0.8125 | 0.8125 | 0.8125 | 0.8125 | 0.8125 | 0.8125 | 0.8125 | 0.8125 | 0.6 | 0.6 | 13.3375 | 0.8125 | 0.14 | 0.14 | 0.14 | 0.14 | 0.14 | 0.265 | 0.37 | 0.405 | 0.405 | 0.405 | 0.65 | 0.8125 | 0.8125 | 0.8125 | 0.8125 | 0.8125 | 0.8125 | 0.8125 | 0.8125 | 0.8125 | 0.8125 | 0.8125 | 0.6 | 0.6 | 0 | 0 | 0 | 0 | 0 | 0.18587 | 0.34201 | 0.39405 | 0.39405 | 0.39405 | 0.75836 | 1 | 1 | 1 | 1 | 1 | 1 | 1 | 1 | 1 | 1 | 1 | 0.68401 | 0.68401 | 0 | 0 | 0 | 0 | 0 | 0.18587 | 0.34201 | 0.39405 | 0.39405 | 0.39405 | 0.75836 | 1 | 1 | 1 | 1 | 1 | 1 | 1 | 1 | 1 | 1 | 1 | 0.68401 | 0.68401 | 15 | 0.66337 | 0.20792 | 0.079208 | 0.049505 | 0.76136 | 0 | 0 | 0 | 0 | 0 | 0 | 0 | 0 |  | 0.13744 | 0.13744 | 0.13744 | 0.13744 | 0.13744 | 0.13744 | 0.13744 | Restaurant - Fast-Food - Dining Area - Sat | 10 | 6 | 23 | 594.75 | 98.8 | 0 | 0 | 594.75 | 98.8 | 0 | 0 | 11.4375 | 1.9 | 0 | 0 | 0 | 0 | 0 | 0.265 | 0.37 | 0.405 | 0.405 | 0.405 | 0.65 | 0.8125 | 0.8125 | 0.8125 | 0.8125 | 0.8125 | 0.8125 | 0.8125 | 0.8125 | 0.8125 | 0.8125 | 0.8125 | 0 | 0 |  | 594.75 | 98.8 | 0 | 0 | 594.75 | 98.8 | 0 | 0 | 11.4375 | 1.9 | 0 | 0 | 0 | 0 | 0 | 0.265 | 0.37 | 0.405 | 0.405 | 0.405 | 0.65 | 0.8125 | 0.8125 | 0.8125 | 0.8125 | 0.8125 | 0.8125 | 0.8125 | 0.8125 | 0.8125 | 0.8125 | 0.8125 | 0 | 0
1502 | 15 | 2 | 6 | 2 |  |  |  |  | Restaurant - Fast-Food | Dining Area | Restaurant - Fast-Food - Dining Area |  | Restaurant - Fast-Food | Restaurant - Fast-Food - Dining Area | Restaurant (fast food) Dining | Sun | Open | 52 | 52 | 0.5 | 0.98012 | 0.98012 | 0.84943 | 0.84943 | 0.84943 | 0.84943 | 0.84943 | 0 | 0 | 0 | 0 | 0 | 0 | 0 | 339.8799 | 339.8799 | 294.5625 | 294.5625 | 294.5625 | 294.5625 | 294.5625 | 0 | 0 | 0 | 0 | 0 | 0 | 0 | 0 | 0 | 0 | 0 | 0 | 0 | 0 | 0 | 0 | 0 | 0 | 0 | 0 | 0 | 0 | 0 | 0 | 0 | 0 | 0 | 0 | 0 | 0 | 0 | 0 | 0 | 0 | 0 | 0.38206 | 0.38206 | 0.33112 | 0.33112 | 0.33112 | 0.33112 | 0.33112 | 0 | 0 | 0 | 0 | 0 | 0 | 0 | 132.4904 | 132.4904 | 114.825 | 114.825 | 114.825 | 114.825 | 114.825 | 0 | 0 | 0 | 0 | 0 | 0 | 0 | 0 | 0 | 0 | 0 | 0 | 0 | 0 | 0 | 0 | 0 | 0 | 0 | 0 | 0 | 0 | 0 | 0 | 0 | 0 | 0 | 0 | 0 | 0 | 0 | 0 | 0 | 0 | 0 | Restaurant (fast food) Dining ILit Sun | Restaurant (fast food) Dining ILit all | 3826 | 14 | 81.25 | Restaurant (fast food) Dining ILit2 Sun | Restaurant (fast food) Dining ILit2 Sun | Restaurant (fast food) Dining ILit2 All | 3910 | 14 | 81.25 | 3826 | 13.3375 | 0.8125 | 0.14 | 0.14 | 0.14 | 0.14 | 0.14 | 0.265 | 0.37 | 0.405 | 0.405 | 0.405 | 0.65 | 0.8125 | 0.8125 | 0.8125 | 0.8125 | 0.8125 | 0.8125 | 0.8125 | 0.8125 | 0.8125 | 0.8125 | 0.8125 | 0.6 | 0.6 | 13.3375 | 0.8125 | 0.14 | 0.14 | 0.14 | 0.14 | 0.14 | 0.265 | 0.37 | 0.405 | 0.405 | 0.405 | 0.65 | 0.8125 | 0.8125 | 0.8125 | 0.8125 | 0.8125 | 0.8125 | 0.8125 | 0.8125 | 0.8125 | 0.8125 | 0.8125 | 0.6 | 0.6 | 0 | 0 | 0 | 0 | 0 | 0.18587 | 0.34201 | 0.39405 | 0.39405 | 0.39405 | 0.75836 | 1 | 1 | 1 | 1 | 1 | 1 | 1 | 1 | 1 | 1 | 1 | 0.68401 | 0.68401 | 0 | 0 | 0 | 0 | 0 | 0.18587 | 0.34201 | 0.39405 | 0.39405 | 0.39405 | 0.75836 | 1 | 1 | 1 | 1 | 1 | 1 | 1 | 1 | 1 | 1 | 1 | 0.68401 | 0.68401 | 15 | 0.66337 | 0.20792 | 0.079208 | 0.049505 | 0.76136 | 0 | 0 | 0 | 0 | 0 | 0 | 0 | 0 |  | 0.13744 | 0.13744 | 0.13744 | 0.13744 | 0.13744 | 0.13744 | 0.13744 | Restaurant - Fast-Food - Dining Area - Sun | 12 | 6 | 23 | 594.75 | 98.8 | 0 | 0 | 594.75 | 98.8 | 0 | 0 | 11.4375 | 1.9 | 0 | 0 | 0 | 0 | 0 | 0.265 | 0.37 | 0.405 | 0.405 | 0.405 | 0.65 | 0.8125 | 0.8125 | 0.8125 | 0.8125 | 0.8125 | 0.8125 | 0.8125 | 0.8125 | 0.8125 | 0.8125 | 0.8125 | 0 | 0 |  | 594.75 | 98.8 | 0 | 0 | 594.75 | 98.8 | 0 | 0 | 11.4375 | 1.9 | 0 | 0 | 0 | 0 | 0 | 0.265 | 0.37 | 0.405 | 0.405 | 0.405 | 0.65 | 0.8125 | 0.8125 | 0.8125 | 0.8125 | 0.8125 | 0.8125 | 0.8125 | 0.8125 | 0.8125 | 0.8125 | 0.8125 | 0 | 0
1503 | 15 | 3 | 7 | 3 |  |  |  |  | Restaurant - Fast-Food | Dining Area | Restaurant - Fast-Food - Dining Area |  | Restaurant - Fast-Food | Restaurant - Fast-Food - Dining Area | Restaurant (fast food) Dining | Hol | Open | 10 | 10 | 0.5 | 0.98012 | 0.98012 | 0.84943 | 0.84943 | 0.84943 | 0.84943 | 0.84943 | 0 | 0 | 0 | 0 | 0 | 0 | 0 | 65.3615 | 65.3615 | 56.6466 | 56.6466 | 56.6466 | 56.6466 | 56.6466 | 0 | 0 | 0 | 0 | 0 | 0 | 0 | 0 | 0 | 0 | 0 | 0 | 0 | 0 | 0 | 0 | 0 | 0 | 0 | 0 | 0 | 0 | 0 | 0 | 0 | 0 | 0 | 0 | 0 | 0 | 0 | 0 | 0 | 0 | 0 | 0.38206 | 0.38206 | 0.33112 | 0.33112 | 0.33112 | 0.33112 | 0.33112 | 0 | 0 | 0 | 0 | 0 | 0 | 0 | 25.4789 | 25.4789 | 22.0817 | 22.0817 | 22.0817 | 22.0817 | 22.0817 | 0 | 0 | 0 | 0 | 0 | 0 | 0 | 0 | 0 | 0 | 0 | 0 | 0 | 0 | 0 | 0 | 0 | 0 | 0 | 0 | 0 | 0 | 0 | 0 | 0 | 0 | 0 | 0 | 0 | 0 | 0 | 0 | 0 | 0 | 0 | Restaurant (fast food) Dining ILit Hol | Restaurant (fast food) Dining ILit all | 3826 | 14 | 81.25 | Restaurant (fast food) Dining ILit2 Hol | Restaurant (fast food) Dining ILit2 Hol | Restaurant (fast food) Dining ILit2 All | 3910 | 14 | 81.25 | 3826 | 13.3375 | 0.8125 | 0.14 | 0.14 | 0.14 | 0.14 | 0.14 | 0.265 | 0.37 | 0.405 | 0.405 | 0.405 | 0.65 | 0.8125 | 0.8125 | 0.8125 | 0.8125 | 0.8125 | 0.8125 | 0.8125 | 0.8125 | 0.8125 | 0.8125 | 0.8125 | 0.6 | 0.6 | 13.3375 | 0.8125 | 0.14 | 0.14 | 0.14 | 0.14 | 0.14 | 0.265 | 0.37 | 0.405 | 0.405 | 0.405 | 0.65 | 0.8125 | 0.8125 | 0.8125 | 0.8125 | 0.8125 | 0.8125 | 0.8125 | 0.8125 | 0.8125 | 0.8125 | 0.8125 | 0.6 | 0.6 | 0 | 0 | 0 | 0 | 0 | 0.18587 | 0.34201 | 0.39405 | 0.39405 | 0.39405 | 0.75836 | 1 | 1 | 1 | 1 | 1 | 1 | 1 | 1 | 1 | 1 | 1 | 0.68401 | 0.68401 | 0 | 0 | 0 | 0 | 0 | 0.18587 | 0.34201 | 0.39405 | 0.39405 | 0.39405 | 0.75836 | 1 | 1 | 1 | 1 | 1 | 1 | 1 | 1 | 1 | 1 | 1 | 0.68401 | 0.68401 | 15 | 0.66337 | 0.20792 | 0.079208 | 0.049505 | 0.76136 | 0 | 0 | 0 | 0 | 0 | 0 | 0 | 0 |  | 0.13744 | 0.13744 | 0.13744 | 0.13744 | 0.13744 | 0.13744 | 0.13744 | Restaurant - Fast-Food - Dining Area - Hol | 14 | 6 | 23 | 114.375 | 19 | 0 | 0 | 114.375 | 19 | 0 | 0 | 11.4375 | 1.9 | 0 | 0 | 0 | 0 | 0 | 0.265 | 0.37 | 0.405 | 0.405 | 0.405 | 0.65 | 0.8125 | 0.8125 | 0.8125 | 0.8125 | 0.8125 | 0.8125 | 0.8125 | 0.8125 | 0.8125 | 0.8125 | 0.8125 | 0 | 0 |  | 114.375 | 19 | 0 | 0 | 114.375 | 19 | 0 | 0 | 11.4375 | 1.9 | 0 | 0 | 0 | 0 | 0 | 0.265 | 0.37 | 0.405 | 0.405 | 0.405 | 0.65 | 0.8125 | 0.8125 | 0.8125 | 0.8125 | 0.8125 | 0.8125 | 0.8125 | 0.8125 | 0.8125 | 0.8125 | 0.8125 | 0 | 0
1504 | 15 | 4 | 8 | 4 |  |  | Restaurant - Fast-Food - Dining Area | Restaurant - Fast-Food - Dining Area | Restaurant - Fast-Food | Dining Area | Restaurant - Fast-Food - Dining Area |  | Restaurant - Fast-Food | Restaurant - Fast-Food - Dining Area | Restaurant (fast food) Dining | all | Open | 251 | 251 | 0.5 | 0.98012 | 0.98012 | 0.84943 | 0.84943 | 0.84943 | 0.84943 | 0.84943 | 0.49006 | 0.49006 | 0.42472 | 0.42472 | 0.42472 | 0.42472 | 0.42472 | 1631.5104 | 1631.5104 | 1413.9757 | 1413.9757 | 1413.9757 | 1413.9757 | 1413.9757 | 0.39817 | 0.39817 | 0.34508 | 0.34508 | 0.34508 | 0.34508 | 0.34508 | 4849.6928 | 4849.6928 | 4849.6928 | 4849.6928 | 4849.6928 | 4849.6928 | 4849.6928 | 0 | 0 | 0 | 0 | 0 | 0 | 0 | 0.8125 | 0.8125 | 0.8125 | 0.8125 | 0.8125 | 0.8125 | 0.8125 | 0 | 0 | 0 | 0 | 0 | 0 | 0 | 0.38206 | 0.38206 | 0.33112 | 0.33112 | 0.33112 | 0.33112 | 0.33112 | 0.19103 | 0.19103 | 0.16556 | 0.16556 | 0.16556 | 0.16556 | 0.16556 | 635.9878 | 635.9878 | 551.1894 | 551.1894 | 551.1894 | 551.1894 | 551.1894 | 0.15521 | 0.15521 | 0.13452 | 0.13452 | 0.13452 | 0.13452 | 0.13452 | 4849.6928 | 4849.6928 | 4849.6928 | 4849.6928 | 4849.6928 | 4849.6928 | 4849.6928 | 0 | 0 | 0 | 0 | 0 | 0 | 0 | 0.8125 | 0.8125 | 0.8125 | 0.8125 | 0.8125 | 0.8125 | 0.8125 | 0 | 0 | 0 | 0 | 0 | 0 | 0 | Restaurant (fast food) Dining ILit all | Restaurant (fast food) Dining ILit all | 3825 | 14 | 81.25 | Restaurant (fast food) Dining ILit2 all | Restaurant (fast food) Dining ILit2 all | Restaurant (fast food) Dining ILit2 All | 3909 | 14 | 81.25 | 3825 | 13.2638 | 0.8125 | 0.14 | 0.14 | 0.14 | 0.14 | 0.14 | 0.24816 | 0.35632 | 0.39237 | 0.39237 | 0.39237 | 0.64474 | 0.8125 | 0.8125 | 0.8125 | 0.8125 | 0.8125 | 0.8125 | 0.8125 | 0.8125 | 0.8125 | 0.8125 | 0.8125 | 0.6 | 0.6 | 13.2638 | 0.8125 | 0.14 | 0.14 | 0.14 | 0.14 | 0.14 | 0.24816 | 0.35632 | 0.39237 | 0.39237 | 0.39237 | 0.64474 | 0.8125 | 0.8125 | 0.8125 | 0.8125 | 0.8125 | 0.8125 | 0.8125 | 0.8125 | 0.8125 | 0.8125 | 0.8125 | 0.6 | 0.6 | 0 | 0 | 0 | 0 | 0 | 0.16083 | 0.32166 | 0.37527 | 0.37527 | 0.37527 | 0.75054 | 1 | 1 | 1 | 1 | 1 | 1 | 1 | 1 | 1 | 1 | 1 | 0.68401 | 0.68401 | 0 | 0 | 0 | 0 | 0 | 0.16083 | 0.32166 | 0.37527 | 0.37527 | 0.37527 | 0.75054 | 1 | 1 | 1 | 1 | 1 | 1 | 1 | 1 | 1 | 1 | 1 | 0.68401 | 0.68401 | 15 | 0.66337 | 0.20792 | 0.079208 | 0.049505 | 0.76136 | 0.13746 | 0.067365 | 0.067365 | 0.058383 | 0.058383 | 0.058383 | 0.058383 | 0.058383 |  | 0.13744 | 0.13744 | 0.13744 | 0.13744 | 0.13744 | 0.13744 | 0.13744 | Restaurant - Fast-Food - Dining Area - all | 16 | 6 | 23 | 2852.3178 | 476.9 | 2852.3178 | 476.9 | 0 | 0 | 11.3638 | 1.9 | 0 | 0 | 0 | 0 | 0 | 0 | 0 | 0.24816 | 0.35632 | 0.39237 | 0.39237 | 0.39237 | 0.64474 | 0.8125 | 0.8125 | 0.8125 | 0.8125 | 0.8125 | 0.8125 | 0.8125 | 0.8125 | 0.8125 | 0.8125 | 0.8125 | 0 | 0 |  | 2852.3178 | 476.9 | 2852.3178 | 476.9 | 0 | 0 | 11.3638 | 1.9 | 0 | 0 | 0 | 0 | 0 | 0 | 0 | 0.24816 | 0.35632 | 0.39237 | 0.39237 | 0.39237 | 0.64474 | 0.8125 | 0.8125 | 0.8125 | 0.8125 | 0.8125 | 0.8125 | 0.8125 | 0.8125 | 0.8125 | 0.8125 | 0.8125 | 0 | 0
1505 | 15 | 5 | 5 | 1 |  |  |  |  | Restaurant - Fast-Food | Kitchen and Food Preparation | Restaurant - Fast-Food - Kitchen and Food Preparation |  | Restaurant - Fast-Food | Restaurant - Fast-Food - Kitchen and Food Preparation | Restaurant (fast food) Kitchen | Sat | Open | 52 | 52 | 0.15 | 1.275 | 1.275 | 1.275 | 1.275 | 1.2 | 1.2 | 1.2 | 0 | 0 | 0 | 0 | 0 | 0 | 0 | 131.0973 | 131.0973 | 131.0973 | 131.0973 | 123.3857 | 123.3857 | 123.3857 | 0 | 0 | 0 | 0 | 0 | 0 | 0 | 0 | 0 | 0 | 0 | 0 | 0 | 0 | 0 | 0 | 0 | 0 | 0 | 0 | 0 | 0 | 0 | 0 | 0 | 0 | 0 | 0 | 0 | 0 | 0 | 0 | 0 | 0 | 0 | 0.2125 | 0.2125 | 0.2125 | 0.2125 | 0.2 | 0.2 | 0.2 | 0 | 0 | 0 | 0 | 0 | 0 | 0 | 21.8496 | 21.8496 | 21.8496 | 21.8496 | 20.5643 | 20.5643 | 20.5643 | 0 | 0 | 0 | 0 | 0 | 0 | 0 | 0 | 0 | 0 | 0 | 0 | 0 | 0 | 0 | 0 | 0 | 0 | 0 | 0 | 0 | 0 | 0 | 0 | 0 | 0 | 0 | 0 | 0 | 0 | 0 | 0 | 0 | 0 | 0 | Restaurant (fast food) Kitchen ILit Sat | Restaurant (fast food) Kitchen ILit all | 3828 | 5 | 81.25 | Restaurant (fast food) Kitchen ILit2 Sat | Restaurant (fast food) Kitchen ILit2 Sat | Restaurant (fast food) Kitchen ILit2 All | 3912 | 5 | 81.25 | 3828 | 13.1822 | 0.8125 | 0.05 | 0.05 | 0.05 | 0.05 | 0.3 | 0.3 | 0.33947 | 0.37105 | 0.37105 | 0.37105 | 0.59211 | 0.8125 | 0.8125 | 0.8125 | 0.8125 | 0.8125 | 0.8125 | 0.8125 | 0.8125 | 0.8125 | 0.8125 | 0.8125 | 0.7 | 0.7 | 13.1822 | 0.8125 | 0.05 | 0.05 | 0.05 | 0.05 | 0.3 | 0.3 | 0.33947 | 0.37105 | 0.37105 | 0.37105 | 0.59211 | 0.8125 | 0.8125 | 0.8125 | 0.8125 | 0.8125 | 0.8125 | 0.8125 | 0.8125 | 0.8125 | 0.8125 | 0.8125 | 0.7 | 0.7 | 0 | 0 | 0 | 0 | 0.32787 | 0.32787 | 0.37964 | 0.42105 | 0.42105 | 0.42105 | 0.71096 | 1 | 1 | 1 | 1 | 1 | 1 | 1 | 1 | 1 | 1 | 1 | 0.85246 | 0.85246 | 0 | 0 | 0 | 0 | 0.32787 | 0.32787 | 0.37964 | 0.42105 | 0.42105 | 0.42105 | 0.71096 | 1 | 1 | 1 | 1 | 1 | 1 | 1 | 1 | 1 | 1 | 1 | 0.85246 | 0.85246 | 15 | 0.66337 | 0.20792 | 0.079208 | 0.049505 | 0.76136 | 0 | 0 | 0 | 0 | 0 | 0 | 0 | 0 |  | 0.13744 | 0.13744 | 0.13744 | 0.13744 | 0.13744 | 0.13744 | 0.13744 | Restaurant - Fast-Food - Kitchen and Food Preparation - Sat | 10 | 6 | 23 | 586.6763 | 98.8 | 0 | 0 | 586.6763 | 98.8 | 0 | 0 | 11.2822 | 1.9 | 0 | 0 | 0 | 0 | 0 | 0.3 | 0.33947 | 0.37105 | 0.37105 | 0.37105 | 0.59211 | 0.8125 | 0.8125 | 0.8125 | 0.8125 | 0.8125 | 0.8125 | 0.8125 | 0.8125 | 0.8125 | 0.8125 | 0.8125 | 0 | 0 |  | 586.6763 | 98.8 | 0 | 0 | 586.6763 | 98.8 | 0 | 0 | 11.2822 | 1.9 | 0 | 0 | 0 | 0 | 0 | 0.3 | 0.33947 | 0.37105 | 0.37105 | 0.37105 | 0.59211 | 0.8125 | 0.8125 | 0.8125 | 0.8125 | 0.8125 | 0.8125 | 0.8125 | 0.8125 | 0.8125 | 0.8125 | 0.8125 | 0 | 0
1506 | 15 | 6 | 6 | 2 |  |  |  |  | Restaurant - Fast-Food | Kitchen and Food Preparation | Restaurant - Fast-Food - Kitchen and Food Preparation |  | Restaurant - Fast-Food | Restaurant - Fast-Food - Kitchen and Food Preparation | Restaurant (fast food) Kitchen | Sun | Open | 52 | 52 | 0.15 | 1.275 | 1.275 | 1.275 | 1.275 | 1.2 | 1.2 | 1.2 | 0 | 0 | 0 | 0 | 0 | 0 | 0 | 131.0973 | 131.0973 | 131.0973 | 131.0973 | 123.3857 | 123.3857 | 123.3857 | 0 | 0 | 0 | 0 | 0 | 0 | 0 | 0 | 0 | 0 | 0 | 0 | 0 | 0 | 0 | 0 | 0 | 0 | 0 | 0 | 0 | 0 | 0 | 0 | 0 | 0 | 0 | 0 | 0 | 0 | 0 | 0 | 0 | 0 | 0 | 0.2125 | 0.2125 | 0.2125 | 0.2125 | 0.2 | 0.2 | 0.2 | 0 | 0 | 0 | 0 | 0 | 0 | 0 | 21.8496 | 21.8496 | 21.8496 | 21.8496 | 20.5643 | 20.5643 | 20.5643 | 0 | 0 | 0 | 0 | 0 | 0 | 0 | 0 | 0 | 0 | 0 | 0 | 0 | 0 | 0 | 0 | 0 | 0 | 0 | 0 | 0 | 0 | 0 | 0 | 0 | 0 | 0 | 0 | 0 | 0 | 0 | 0 | 0 | 0 | 0 | Restaurant (fast food) Kitchen ILit Sun | Restaurant (fast food) Kitchen ILit all | 3828 | 5 | 81.25 | Restaurant (fast food) Kitchen ILit2 Sun | Restaurant (fast food) Kitchen ILit2 Sun | Restaurant (fast food) Kitchen ILit2 All | 3912 | 5 | 81.25 | 3828 | 13.1822 | 0.8125 | 0.05 | 0.05 | 0.05 | 0.05 | 0.3 | 0.3 | 0.33947 | 0.37105 | 0.37105 | 0.37105 | 0.59211 | 0.8125 | 0.8125 | 0.8125 | 0.8125 | 0.8125 | 0.8125 | 0.8125 | 0.8125 | 0.8125 | 0.8125 | 0.8125 | 0.7 | 0.7 | 13.1822 | 0.8125 | 0.05 | 0.05 | 0.05 | 0.05 | 0.3 | 0.3 | 0.33947 | 0.37105 | 0.37105 | 0.37105 | 0.59211 | 0.8125 | 0.8125 | 0.8125 | 0.8125 | 0.8125 | 0.8125 | 0.8125 | 0.8125 | 0.8125 | 0.8125 | 0.8125 | 0.7 | 0.7 | 0 | 0 | 0 | 0 | 0.32787 | 0.32787 | 0.37964 | 0.42105 | 0.42105 | 0.42105 | 0.71096 | 1 | 1 | 1 | 1 | 1 | 1 | 1 | 1 | 1 | 1 | 1 | 0.85246 | 0.85246 | 0 | 0 | 0 | 0 | 0.32787 | 0.32787 | 0.37964 | 0.42105 | 0.42105 | 0.42105 | 0.71096 | 1 | 1 | 1 | 1 | 1 | 1 | 1 | 1 | 1 | 1 | 1 | 0.85246 | 0.85246 | 15 | 0.66337 | 0.20792 | 0.079208 | 0.049505 | 0.76136 | 0 | 0 | 0 | 0 | 0 | 0 | 0 | 0 |  | 0.13744 | 0.13744 | 0.13744 | 0.13744 | 0.13744 | 0.13744 | 0.13744 | Restaurant - Fast-Food - Kitchen and Food Preparation - Sun | 12 | 6 | 23 | 586.6763 | 98.8 | 0 | 0 | 586.6763 | 98.8 | 0 | 0 | 11.2822 | 1.9 | 0 | 0 | 0 | 0 | 0 | 0.3 | 0.33947 | 0.37105 | 0.37105 | 0.37105 | 0.59211 | 0.8125 | 0.8125 | 0.8125 | 0.8125 | 0.8125 | 0.8125 | 0.8125 | 0.8125 | 0.8125 | 0.8125 | 0.8125 | 0 | 0 |  | 586.6763 | 98.8 | 0 | 0 | 586.6763 | 98.8 | 0 | 0 | 11.2822 | 1.9 | 0 | 0 | 0 | 0 | 0 | 0.3 | 0.33947 | 0.37105 | 0.37105 | 0.37105 | 0.59211 | 0.8125 | 0.8125 | 0.8125 | 0.8125 | 0.8125 | 0.8125 | 0.8125 | 0.8125 | 0.8125 | 0.8125 | 0.8125 | 0 | 0
1507 | 15 | 7 | 7 | 3 |  |  |  |  | Restaurant - Fast-Food | Kitchen and Food Preparation | Restaurant - Fast-Food - Kitchen and Food Preparation |  | Restaurant - Fast-Food | Restaurant - Fast-Food - Kitchen and Food Preparation | Restaurant (fast food) Kitchen | Hol | Open | 10 | 10 | 0.15 | 1.275 | 1.275 | 1.275 | 1.275 | 1.2 | 1.2 | 1.2 | 0 | 0 | 0 | 0 | 0 | 0 | 0 | 25.211 | 25.211 | 25.211 | 25.211 | 23.728 | 23.728 | 23.728 | 0 | 0 | 0 | 0 | 0 | 0 | 0 | 0 | 0 | 0 | 0 | 0 | 0 | 0 | 0 | 0 | 0 | 0 | 0 | 0 | 0 | 0 | 0 | 0 | 0 | 0 | 0 | 0 | 0 | 0 | 0 | 0 | 0 | 0 | 0 | 0.2125 | 0.2125 | 0.2125 | 0.2125 | 0.2 | 0.2 | 0.2 | 0 | 0 | 0 | 0 | 0 | 0 | 0 | 4.2018 | 4.2018 | 4.2018 | 4.2018 | 3.9547 | 3.9547 | 3.9547 | 0 | 0 | 0 | 0 | 0 | 0 | 0 | 0 | 0 | 0 | 0 | 0 | 0 | 0 | 0 | 0 | 0 | 0 | 0 | 0 | 0 | 0 | 0 | 0 | 0 | 0 | 0 | 0 | 0 | 0 | 0 | 0 | 0 | 0 | 0 | Restaurant (fast food) Kitchen ILit Hol | Restaurant (fast food) Kitchen ILit all | 3828 | 5 | 81.25 | Restaurant (fast food) Kitchen ILit2 Hol | Restaurant (fast food) Kitchen ILit2 Hol | Restaurant (fast food) Kitchen ILit2 All | 3912 | 5 | 81.25 | 3828 | 13.1822 | 0.8125 | 0.05 | 0.05 | 0.05 | 0.05 | 0.3 | 0.3 | 0.33947 | 0.37105 | 0.37105 | 0.37105 | 0.59211 | 0.8125 | 0.8125 | 0.8125 | 0.8125 | 0.8125 | 0.8125 | 0.8125 | 0.8125 | 0.8125 | 0.8125 | 0.8125 | 0.7 | 0.7 | 13.1822 | 0.8125 | 0.05 | 0.05 | 0.05 | 0.05 | 0.3 | 0.3 | 0.33947 | 0.37105 | 0.37105 | 0.37105 | 0.59211 | 0.8125 | 0.8125 | 0.8125 | 0.8125 | 0.8125 | 0.8125 | 0.8125 | 0.8125 | 0.8125 | 0.8125 | 0.8125 | 0.7 | 0.7 | 0 | 0 | 0 | 0 | 0.32787 | 0.32787 | 0.37964 | 0.42105 | 0.42105 | 0.42105 | 0.71096 | 1 | 1 | 1 | 1 | 1 | 1 | 1 | 1 | 1 | 1 | 1 | 0.85246 | 0.85246 | 0 | 0 | 0 | 0 | 0.32787 | 0.32787 | 0.37964 | 0.42105 | 0.42105 | 0.42105 | 0.71096 | 1 | 1 | 1 | 1 | 1 | 1 | 1 | 1 | 1 | 1 | 1 | 0.85246 | 0.85246 | 15 | 0.66337 | 0.20792 | 0.079208 | 0.049505 | 0.76136 | 0 | 0 | 0 | 0 | 0 | 0 | 0 | 0 |  | 0.13744 | 0.13744 | 0.13744 | 0.13744 | 0.13744 | 0.13744 | 0.13744 | Restaurant - Fast-Food - Kitchen and Food Preparation - Hol | 14 | 6 | 23 | 112.8224 | 19 | 0 | 0 | 112.8224 | 19 | 0 | 0 | 11.2822 | 1.9 | 0 | 0 | 0 | 0 | 0 | 0.3 | 0.33947 | 0.37105 | 0.37105 | 0.37105 | 0.59211 | 0.8125 | 0.8125 | 0.8125 | 0.8125 | 0.8125 | 0.8125 | 0.8125 | 0.8125 | 0.8125 | 0.8125 | 0.8125 | 0 | 0 |  | 112.8224 | 19 | 0 | 0 | 112.8224 | 19 | 0 | 0 | 11.2822 | 1.9 | 0 | 0 | 0 | 0 | 0 | 0.3 | 0.33947 | 0.37105 | 0.37105 | 0.37105 | 0.59211 | 0.8125 | 0.8125 | 0.8125 | 0.8125 | 0.8125 | 0.8125 | 0.8125 | 0.8125 | 0.8125 | 0.8125 | 0.8125 | 0 | 0
1508 | 15 | 8 | 8 | 4 |  |  | Restaurant - Fast-Food - Kitchen and Food Preparation | Restaurant - Fast-Food - Kitchen and Food Preparation | Restaurant - Fast-Food | Kitchen and Food Preparation | Restaurant - Fast-Food - Kitchen and Food Preparation |  | Restaurant - Fast-Food | Restaurant - Fast-Food - Kitchen and Food Preparation | Restaurant (fast food) Kitchen | all | Open | 251 | 251 | 0.15 | 1.275 | 1.275 | 1.275 | 1.275 | 1.2 | 1.2 | 1.2 | 0.19125 | 0.19125 | 0.19125 | 0.19125 | 0.18 | 0.18 | 0.18 | 632.7968 | 632.7968 | 632.7968 | 632.7968 | 595.5735 | 595.5735 | 595.5735 | 0.15539 | 0.15539 | 0.15539 | 0.15539 | 0.14625 | 0.14625 | 0.14625 | 4811.5164 | 4811.5164 | 4811.5164 | 4811.5164 | 4811.5164 | 4811.5164 | 4811.5164 | 0 | 0 | 0 | 0 | 0 | 0 | 0 | 0.8125 | 0.8125 | 0.8125 | 0.8125 | 0.8125 | 0.8125 | 0.8125 | 0 | 0 | 0 | 0 | 0 | 0 | 0 | 0.2125 | 0.2125 | 0.2125 | 0.2125 | 0.2 | 0.2 | 0.2 | 0.031875 | 0.031875 | 0.031875 | 0.031875 | 0.03 | 0.03 | 0.03 | 105.4661 | 105.4661 | 105.4661 | 105.4661 | 99.2622 | 99.2622 | 99.2622 | 0.025898 | 0.025898 | 0.025898 | 0.025898 | 0.024375 | 0.024375 | 0.024375 | 4811.5164 | 4811.5164 | 4811.5164 | 4811.5164 | 4811.5164 | 4811.5164 | 4811.5164 | 0 | 0 | 0 | 0 | 0 | 0 | 0 | 0.8125 | 0.8125 | 0.8125 | 0.8125 | 0.8125 | 0.8125 | 0.8125 | 0 | 0 | 0 | 0 | 0 | 0 | 0 | Restaurant (fast food) Kitchen ILit all | Restaurant (fast food) Kitchen ILit all | 3827 | 5 | 81.25 | Restaurant (fast food) Kitchen ILit2 all | Restaurant (fast food) Kitchen ILit2 all | Restaurant (fast food) Kitchen ILit2 All | 3911 | 5 | 81.25 | 3827 | 13.1822 | 0.8125 | 0.05 | 0.05 | 0.05 | 0.05 | 0.3 | 0.3 | 0.33947 | 0.37105 | 0.37105 | 0.37105 | 0.59211 | 0.8125 | 0.8125 | 0.8125 | 0.8125 | 0.8125 | 0.8125 | 0.8125 | 0.8125 | 0.8125 | 0.8125 | 0.8125 | 0.7 | 0.7 | 13.1822 | 0.8125 | 0.05 | 0.05 | 0.05 | 0.05 | 0.3 | 0.3 | 0.33947 | 0.37105 | 0.37105 | 0.37105 | 0.59211 | 0.8125 | 0.8125 | 0.8125 | 0.8125 | 0.8125 | 0.8125 | 0.8125 | 0.8125 | 0.8125 | 0.8125 | 0.8125 | 0.7 | 0.7 | 0 | 0 | 0 | 0 | 0.32787 | 0.32787 | 0.37964 | 0.42105 | 0.42105 | 0.42105 | 0.71096 | 1 | 1 | 1 | 1 | 1 | 1 | 1 | 1 | 1 | 1 | 1 | 0.85246 | 0.85246 | 0 | 0 | 0 | 0 | 0.32787 | 0.32787 | 0.37964 | 0.42105 | 0.42105 | 0.42105 | 0.71096 | 1 | 1 | 1 | 1 | 1 | 1 | 1 | 1 | 1 | 1 | 1 | 0.85246 | 0.85246 | 15 | 0.66337 | 0.20792 | 0.079208 | 0.049505 | 0.76136 | 0.13737 | 0.026271 | 0.026271 | 0.026271 | 0.026271 | 0.024726 | 0.024726 | 0.024726 |  | 0.13744 | 0.13744 | 0.13744 | 0.13744 | 0.13744 | 0.13744 | 0.13744 | Restaurant - Fast-Food - Kitchen and Food Preparation - all | 16 | 6 | 23 | 2831.8414 | 476.9 | 2831.8414 | 476.9 | 0 | 0 | 11.2822 | 1.9 | 0 | 0 | 0 | 0 | 0 | 0 | 0 | 0.3 | 0.33947 | 0.37105 | 0.37105 | 0.37105 | 0.59211 | 0.8125 | 0.8125 | 0.8125 | 0.8125 | 0.8125 | 0.8125 | 0.8125 | 0.8125 | 0.8125 | 0.8125 | 0.8125 | 0 | 0 |  | 2831.8414 | 476.9 | 2831.8414 | 476.9 | 0 | 0 | 11.2822 | 1.9 | 0 | 0 | 0 | 0 | 0 | 0 | 0 | 0.3 | 0.33947 | 0.37105 | 0.37105 | 0.37105 | 0.59211 | 0.8125 | 0.8125 | 0.8125 | 0.8125 | 0.8125 | 0.8125 | 0.8125 | 0.8125 | 0.8125 | 0.8125 | 0.8125 | 0 | 0
1509 | 15 | 9 | 5 | 1 |  |  |  |  | Restaurant - Fast-Food | Lobby (Main Entry and Assembly) | Restaurant - Fast-Food - Lobby (Main Entry and Assembly) |  | Restaurant - Fast-Food | Restaurant - Fast-Food - Lobby (Main Entry and Assembly) | Restaurant (fast food) Dining | Sat | Open | 52 | 52 | 0.3 | 0.98012 | 0.98012 | 0.98012 | 0.98012 | 0.98012 | 0.98012 | 0.98012 | 0 | 0 | 0 | 0 | 0 | 0 | 0 | 203.9279 | 203.9279 | 203.9279 | 203.9279 | 203.9279 | 203.9279 | 203.9279 | 0 | 0 | 0 | 0 | 0 | 0 | 0 | 0 | 0 | 0 | 0 | 0 | 0 | 0 | 0 | 0 | 0 | 0 | 0 | 0 | 0 | 0 | 0 | 0 | 0 | 0 | 0 | 0 | 0 | 0 | 0 | 0 | 0 | 0 | 0 | 0.38206 | 0.38206 | 0.38206 | 0.38206 | 0.38206 | 0.38206 | 0.38206 | 0 | 0 | 0 | 0 | 0 | 0 | 0 | 79.4942 | 79.4942 | 79.4942 | 79.4942 | 79.4942 | 79.4942 | 79.4942 | 0 | 0 | 0 | 0 | 0 | 0 | 0 | 0 | 0 | 0 | 0 | 0 | 0 | 0 | 0 | 0 | 0 | 0 | 0 | 0 | 0 | 0 | 0 | 0 | 0 | 0 | 0 | 0 | 0 | 0 | 0 | 0 | 0 | 0 | 0 | Restaurant (fast food) Dining ILit Sat | Restaurant (fast food) Dining ILit all | 3826 | 14 | 81.25 | Restaurant (fast food) Dining ILit2 Sat | Restaurant (fast food) Dining ILit2 Sat | Restaurant (fast food) Dining ILit2 All | 3910 | 14 | 81.25 | 3826 | 13.3375 | 0.8125 | 0.14 | 0.14 | 0.14 | 0.14 | 0.14 | 0.265 | 0.37 | 0.405 | 0.405 | 0.405 | 0.65 | 0.8125 | 0.8125 | 0.8125 | 0.8125 | 0.8125 | 0.8125 | 0.8125 | 0.8125 | 0.8125 | 0.8125 | 0.8125 | 0.6 | 0.6 | 13.3375 | 0.8125 | 0.14 | 0.14 | 0.14 | 0.14 | 0.14 | 0.265 | 0.37 | 0.405 | 0.405 | 0.405 | 0.65 | 0.8125 | 0.8125 | 0.8125 | 0.8125 | 0.8125 | 0.8125 | 0.8125 | 0.8125 | 0.8125 | 0.8125 | 0.8125 | 0.6 | 0.6 | 0 | 0 | 0 | 0 | 0 | 0.18587 | 0.34201 | 0.39405 | 0.39405 | 0.39405 | 0.75836 | 1 | 1 | 1 | 1 | 1 | 1 | 1 | 1 | 1 | 1 | 1 | 0.68401 | 0.68401 | 0 | 0 | 0 | 0 | 0 | 0.18587 | 0.34201 | 0.39405 | 0.39405 | 0.39405 | 0.75836 | 1 | 1 | 1 | 1 | 1 | 1 | 1 | 1 | 1 | 1 | 1 | 0.68401 | 0.68401 | 15 | 0.66337 | 0.20792 | 0.079208 | 0.049505 | 0.76136 | 0 | 0 | 0 | 0 | 0 | 0 | 0 | 0 |  | 0.13744 | 0.13744 | 0.13744 | 0.13744 | 0.13744 | 0.13744 | 0.13744 | Restaurant - Fast-Food - Lobby (Main Entry and Assembly) - Sat | 10 | 6 | 23 | 594.75 | 98.8 | 0 | 0 | 594.75 | 98.8 | 0 | 0 | 11.4375 | 1.9 | 0 | 0 | 0 | 0 | 0 | 0.265 | 0.37 | 0.405 | 0.405 | 0.405 | 0.65 | 0.8125 | 0.8125 | 0.8125 | 0.8125 | 0.8125 | 0.8125 | 0.8125 | 0.8125 | 0.8125 | 0.8125 | 0.8125 | 0 | 0 |  | 594.75 | 98.8 | 0 | 0 | 594.75 | 98.8 | 0 | 0 | 11.4375 | 1.9 | 0 | 0 | 0 | 0 | 0 | 0.265 | 0.37 | 0.405 | 0.405 | 0.405 | 0.65 | 0.8125 | 0.8125 | 0.8125 | 0.8125 | 0.8125 | 0.8125 | 0.8125 | 0.8125 | 0.8125 | 0.8125 | 0.8125 | 0 | 0
1510 | 15 | 10 | 6 | 2 |  |  |  |  | Restaurant - Fast-Food | Lobby (Main Entry and Assembly) | Restaurant - Fast-Food - Lobby (Main Entry and Assembly) |  | Restaurant - Fast-Food | Restaurant - Fast-Food - Lobby (Main Entry and Assembly) | Restaurant (fast food) Dining | Sun | Open | 52 | 52 | 0.3 | 0.98012 | 0.98012 | 0.98012 | 0.98012 | 0.98012 | 0.98012 | 0.98012 | 0 | 0 | 0 | 0 | 0 | 0 | 0 | 203.9279 | 203.9279 | 203.9279 | 203.9279 | 203.9279 | 203.9279 | 203.9279 | 0 | 0 | 0 | 0 | 0 | 0 | 0 | 0 | 0 | 0 | 0 | 0 | 0 | 0 | 0 | 0 | 0 | 0 | 0 | 0 | 0 | 0 | 0 | 0 | 0 | 0 | 0 | 0 | 0 | 0 | 0 | 0 | 0 | 0 | 0 | 0.38206 | 0.38206 | 0.38206 | 0.38206 | 0.38206 | 0.38206 | 0.38206 | 0 | 0 | 0 | 0 | 0 | 0 | 0 | 79.4942 | 79.4942 | 79.4942 | 79.4942 | 79.4942 | 79.4942 | 79.4942 | 0 | 0 | 0 | 0 | 0 | 0 | 0 | 0 | 0 | 0 | 0 | 0 | 0 | 0 | 0 | 0 | 0 | 0 | 0 | 0 | 0 | 0 | 0 | 0 | 0 | 0 | 0 | 0 | 0 | 0 | 0 | 0 | 0 | 0 | 0 | Restaurant (fast food) Dining ILit Sun | Restaurant (fast food) Dining ILit all | 3826 | 14 | 81.25 | Restaurant (fast food) Dining ILit2 Sun | Restaurant (fast food) Dining ILit2 Sun | Restaurant (fast food) Dining ILit2 All | 3910 | 14 | 81.25 | 3826 | 13.3375 | 0.8125 | 0.14 | 0.14 | 0.14 | 0.14 | 0.14 | 0.265 | 0.37 | 0.405 | 0.405 | 0.405 | 0.65 | 0.8125 | 0.8125 | 0.8125 | 0.8125 | 0.8125 | 0.8125 | 0.8125 | 0.8125 | 0.8125 | 0.8125 | 0.8125 | 0.6 | 0.6 | 13.3375 | 0.8125 | 0.14 | 0.14 | 0.14 | 0.14 | 0.14 | 0.265 | 0.37 | 0.405 | 0.405 | 0.405 | 0.65 | 0.8125 | 0.8125 | 0.8125 | 0.8125 | 0.8125 | 0.8125 | 0.8125 | 0.8125 | 0.8125 | 0.8125 | 0.8125 | 0.6 | 0.6 | 0 | 0 | 0 | 0 | 0 | 0.18587 | 0.34201 | 0.39405 | 0.39405 | 0.39405 | 0.75836 | 1 | 1 | 1 | 1 | 1 | 1 | 1 | 1 | 1 | 1 | 1 | 0.68401 | 0.68401 | 0 | 0 | 0 | 0 | 0 | 0.18587 | 0.34201 | 0.39405 | 0.39405 | 0.39405 | 0.75836 | 1 | 1 | 1 | 1 | 1 | 1 | 1 | 1 | 1 | 1 | 1 | 0.68401 | 0.68401 | 15 | 0.66337 | 0.20792 | 0.079208 | 0.049505 | 0.76136 | 0 | 0 | 0 | 0 | 0 | 0 | 0 | 0 |  | 0.13744 | 0.13744 | 0.13744 | 0.13744 | 0.13744 | 0.13744 | 0.13744 | Restaurant - Fast-Food - Lobby (Main Entry and Assembly) - Sun | 12 | 6 | 23 | 594.75 | 98.8 | 0 | 0 | 594.75 | 98.8 | 0 | 0 | 11.4375 | 1.9 | 0 | 0 | 0 | 0 | 0 | 0.265 | 0.37 | 0.405 | 0.405 | 0.405 | 0.65 | 0.8125 | 0.8125 | 0.8125 | 0.8125 | 0.8125 | 0.8125 | 0.8125 | 0.8125 | 0.8125 | 0.8125 | 0.8125 | 0 | 0 |  | 594.75 | 98.8 | 0 | 0 | 594.75 | 98.8 | 0 | 0 | 11.4375 | 1.9 | 0 | 0 | 0 | 0 | 0 | 0.265 | 0.37 | 0.405 | 0.405 | 0.405 | 0.65 | 0.8125 | 0.8125 | 0.8125 | 0.8125 | 0.8125 | 0.8125 | 0.8125 | 0.8125 | 0.8125 | 0.8125 | 0.8125 | 0 | 0
1511 | 15 | 11 | 7 | 3 |  |  |  |  | Restaurant - Fast-Food | Lobby (Main Entry and Assembly) | Restaurant - Fast-Food - Lobby (Main Entry and Assembly) |  | Restaurant - Fast-Food | Restaurant - Fast-Food - Lobby (Main Entry and Assembly) | Restaurant (fast food) Dining | Hol | Open | 10 | 10 | 0.3 | 0.98012 | 0.98012 | 0.98012 | 0.98012 | 0.98012 | 0.98012 | 0.98012 | 0 | 0 | 0 | 0 | 0 | 0 | 0 | 39.2169 | 39.2169 | 39.2169 | 39.2169 | 39.2169 | 39.2169 | 39.2169 | 0 | 0 | 0 | 0 | 0 | 0 | 0 | 0 | 0 | 0 | 0 | 0 | 0 | 0 | 0 | 0 | 0 | 0 | 0 | 0 | 0 | 0 | 0 | 0 | 0 | 0 | 0 | 0 | 0 | 0 | 0 | 0 | 0 | 0 | 0 | 0.38206 | 0.38206 | 0.38206 | 0.38206 | 0.38206 | 0.38206 | 0.38206 | 0 | 0 | 0 | 0 | 0 | 0 | 0 | 15.2874 | 15.2874 | 15.2874 | 15.2874 | 15.2874 | 15.2874 | 15.2874 | 0 | 0 | 0 | 0 | 0 | 0 | 0 | 0 | 0 | 0 | 0 | 0 | 0 | 0 | 0 | 0 | 0 | 0 | 0 | 0 | 0 | 0 | 0 | 0 | 0 | 0 | 0 | 0 | 0 | 0 | 0 | 0 | 0 | 0 | 0 | Restaurant (fast food) Dining ILit Hol | Restaurant (fast food) Dining ILit all | 3826 | 14 | 81.25 | Restaurant (fast food) Dining ILit2 Hol | Restaurant (fast food) Dining ILit2 Hol | Restaurant (fast food) Dining ILit2 All | 3910 | 14 | 81.25 | 3826 | 13.3375 | 0.8125 | 0.14 | 0.14 | 0.14 | 0.14 | 0.14 | 0.265 | 0.37 | 0.405 | 0.405 | 0.405 | 0.65 | 0.8125 | 0.8125 | 0.8125 | 0.8125 | 0.8125 | 0.8125 | 0.8125 | 0.8125 | 0.8125 | 0.8125 | 0.8125 | 0.6 | 0.6 | 13.3375 | 0.8125 | 0.14 | 0.14 | 0.14 | 0.14 | 0.14 | 0.265 | 0.37 | 0.405 | 0.405 | 0.405 | 0.65 | 0.8125 | 0.8125 | 0.8125 | 0.8125 | 0.8125 | 0.8125 | 0.8125 | 0.8125 | 0.8125 | 0.8125 | 0.8125 | 0.6 | 0.6 | 0 | 0 | 0 | 0 | 0 | 0.18587 | 0.34201 | 0.39405 | 0.39405 | 0.39405 | 0.75836 | 1 | 1 | 1 | 1 | 1 | 1 | 1 | 1 | 1 | 1 | 1 | 0.68401 | 0.68401 | 0 | 0 | 0 | 0 | 0 | 0.18587 | 0.34201 | 0.39405 | 0.39405 | 0.39405 | 0.75836 | 1 | 1 | 1 | 1 | 1 | 1 | 1 | 1 | 1 | 1 | 1 | 0.68401 | 0.68401 | 15 | 0.66337 | 0.20792 | 0.079208 | 0.049505 | 0.76136 | 0 | 0 | 0 | 0 | 0 | 0 | 0 | 0 |  | 0.13744 | 0.13744 | 0.13744 | 0.13744 | 0.13744 | 0.13744 | 0.13744 | Restaurant - Fast-Food - Lobby (Main Entry and Assembly) - Hol | 14 | 6 | 23 | 114.375 | 19 | 0 | 0 | 114.375 | 19 | 0 | 0 | 11.4375 | 1.9 | 0 | 0 | 0 | 0 | 0 | 0.265 | 0.37 | 0.405 | 0.405 | 0.405 | 0.65 | 0.8125 | 0.8125 | 0.8125 | 0.8125 | 0.8125 | 0.8125 | 0.8125 | 0.8125 | 0.8125 | 0.8125 | 0.8125 | 0 | 0 |  | 114.375 | 19 | 0 | 0 | 114.375 | 19 | 0 | 0 | 11.4375 | 1.9 | 0 | 0 | 0 | 0 | 0 | 0.265 | 0.37 | 0.405 | 0.405 | 0.405 | 0.65 | 0.8125 | 0.8125 | 0.8125 | 0.8125 | 0.8125 | 0.8125 | 0.8125 | 0.8125 | 0.8125 | 0.8125 | 0.8125 | 0 | 0
1512 | 15 | 12 | 8 | 4 |  |  | Restaurant - Fast-Food - Lobby (Main Entry and Assembly) | Restaurant - Fast-Food - Lobby (Main Entry and Assembly) | Restaurant - Fast-Food | Lobby (Main Entry and Assembly) | Restaurant - Fast-Food - Lobby (Main Entry and Assembly) |  | Restaurant - Fast-Food | Restaurant - Fast-Food - Lobby (Main Entry and Assembly) | Restaurant (fast food) Dining | all | Open | 251 | 251 | 0.3 | 0.98012 | 0.98012 | 0.98012 | 0.98012 | 0.98012 | 0.98012 | 0.98012 | 0.29403 | 0.29403 | 0.29403 | 0.29403 | 0.29403 | 0.29403 | 0.29403 | 978.9062 | 978.9062 | 978.9062 | 978.9062 | 978.9062 | 978.9062 | 978.9062 | 0.2389 | 0.2389 | 0.2389 | 0.2389 | 0.2389 | 0.2389 | 0.2389 | 4849.6928 | 4849.6928 | 4849.6928 | 4849.6928 | 4849.6928 | 4849.6928 | 4849.6928 | 0 | 0 | 0 | 0 | 0 | 0 | 0 | 0.8125 | 0.8125 | 0.8125 | 0.8125 | 0.8125 | 0.8125 | 0.8125 | 0 | 0 | 0 | 0 | 0 | 0 | 0 | 0.38206 | 0.38206 | 0.38206 | 0.38206 | 0.38206 | 0.38206 | 0.38206 | 0.11462 | 0.11462 | 0.11462 | 0.11462 | 0.11462 | 0.11462 | 0.11462 | 381.5927 | 381.5927 | 381.5927 | 381.5927 | 381.5927 | 381.5927 | 381.5927 | 0.093128 | 0.093128 | 0.093128 | 0.093128 | 0.093128 | 0.093128 | 0.093128 | 4849.6928 | 4849.6928 | 4849.6928 | 4849.6928 | 4849.6928 | 4849.6928 | 4849.6928 | 0 | 0 | 0 | 0 | 0 | 0 | 0 | 0.8125 | 0.8125 | 0.8125 | 0.8125 | 0.8125 | 0.8125 | 0.8125 | 0 | 0 | 0 | 0 | 0 | 0 | 0 | Restaurant (fast food) Dining ILit all | Restaurant (fast food) Dining ILit all | 3825 | 14 | 81.25 | Restaurant (fast food) Dining ILit2 all | Restaurant (fast food) Dining ILit2 all | Restaurant (fast food) Dining ILit2 All | 3909 | 14 | 81.25 | 3825 | 13.2638 | 0.8125 | 0.14 | 0.14 | 0.14 | 0.14 | 0.14 | 0.24816 | 0.35632 | 0.39237 | 0.39237 | 0.39237 | 0.64474 | 0.8125 | 0.8125 | 0.8125 | 0.8125 | 0.8125 | 0.8125 | 0.8125 | 0.8125 | 0.8125 | 0.8125 | 0.8125 | 0.6 | 0.6 | 13.2638 | 0.8125 | 0.14 | 0.14 | 0.14 | 0.14 | 0.14 | 0.24816 | 0.35632 | 0.39237 | 0.39237 | 0.39237 | 0.64474 | 0.8125 | 0.8125 | 0.8125 | 0.8125 | 0.8125 | 0.8125 | 0.8125 | 0.8125 | 0.8125 | 0.8125 | 0.8125 | 0.6 | 0.6 | 0 | 0 | 0 | 0 | 0 | 0.16083 | 0.32166 | 0.37527 | 0.37527 | 0.37527 | 0.75054 | 1 | 1 | 1 | 1 | 1 | 1 | 1 | 1 | 1 | 1 | 1 | 0.68401 | 0.68401 | 0 | 0 | 0 | 0 | 0 | 0.16083 | 0.32166 | 0.37527 | 0.37527 | 0.37527 | 0.75054 | 1 | 1 | 1 | 1 | 1 | 1 | 1 | 1 | 1 | 1 | 1 | 0.68401 | 0.68401 | 15 | 0.66337 | 0.20792 | 0.079208 | 0.049505 | 0.76136 | 0.13746 | 0.040419 | 0.040419 | 0.040419 | 0.040419 | 0.040419 | 0.040419 | 0.040419 |  | 0.13744 | 0.13744 | 0.13744 | 0.13744 | 0.13744 | 0.13744 | 0.13744 | Restaurant - Fast-Food - Lobby (Main Entry and Assembly) - all | 16 | 6 | 23 | 2852.3178 | 476.9 | 2852.3178 | 476.9 | 0 | 0 | 11.3638 | 1.9 | 0 | 0 | 0 | 0 | 0 | 0 | 0 | 0.24816 | 0.35632 | 0.39237 | 0.39237 | 0.39237 | 0.64474 | 0.8125 | 0.8125 | 0.8125 | 0.8125 | 0.8125 | 0.8125 | 0.8125 | 0.8125 | 0.8125 | 0.8125 | 0.8125 | 0 | 0 |  | 2852.3178 | 476.9 | 2852.3178 | 476.9 | 0 | 0 | 11.3638 | 1.9 | 0 | 0 | 0 | 0 | 0 | 0 | 0 | 0.24816 | 0.35632 | 0.39237 | 0.39237 | 0.39237 | 0.64474 | 0.8125 | 0.8125 | 0.8125 | 0.8125 | 0.8125 | 0.8125 | 0.8125 | 0.8125 | 0.8125 | 0.8125 | 0.8125 | 0 | 0
1513 | 15 | 13 | 5 | 1 |  |  |  |  | Restaurant - Fast-Food | Restrooms | Restaurant - Fast-Food - Restrooms |  | Restaurant - Fast-Food | Restaurant - Fast-Food - Restrooms | Restaurant (fast food) Dining | Sat | Open | 52 | 52 | 0.05 | 0.52273 | 0.52273 | 0.39205 | 0.39205 | 0.39205 | 0.39205 | 0.39205 | 0 | 0 | 0 | 0 | 0 | 0 | 0 | 18.1269 | 18.1269 | 13.5952 | 13.5952 | 13.5952 | 13.5952 | 13.5952 | 0 | 0 | 0 | 0 | 0 | 0 | 0 | 0 | 0 | 0 | 0 | 0 | 0 | 0 | 0 | 0 | 0 | 0 | 0 | 0 | 0 | 0 | 0 | 0 | 0 | 0 | 0 | 0 | 0 | 0 | 0 | 0 | 0 | 0 | 0 | 0.20377 | 0.20377 | 0.15283 | 0.15283 | 0.15283 | 0.15283 | 0.15283 | 0 | 0 | 0 | 0 | 0 | 0 | 0 | 7.0662 | 7.0662 | 5.2996 | 5.2996 | 5.2996 | 5.2996 | 5.2996 | 0 | 0 | 0 | 0 | 0 | 0 | 0 | 0 | 0 | 0 | 0 | 0 | 0 | 0 | 0 | 0 | 0 | 0 | 0 | 0 | 0 | 0 | 0 | 0 | 0 | 0 | 0 | 0 | 0 | 0 | 0 | 0 | 0 | 0 | 0 | Restaurant (fast food) Dining ILit Sat | Restaurant (fast food) Dining ILit all | 3826 | 14 | 81.25 | Restaurant (fast food) Dining ILit2 Sat | Restaurant (fast food) Dining ILit2 Sat | Restaurant (fast food) Dining ILit2 All | 3910 | 14 | 81.25 | 3826 | 13.3375 | 0.8125 | 0.14 | 0.14 | 0.14 | 0.14 | 0.14 | 0.265 | 0.37 | 0.405 | 0.405 | 0.405 | 0.65 | 0.8125 | 0.8125 | 0.8125 | 0.8125 | 0.8125 | 0.8125 | 0.8125 | 0.8125 | 0.8125 | 0.8125 | 0.8125 | 0.6 | 0.6 | 13.3375 | 0.8125 | 0.14 | 0.14 | 0.14 | 0.14 | 0.14 | 0.265 | 0.37 | 0.405 | 0.405 | 0.405 | 0.65 | 0.8125 | 0.8125 | 0.8125 | 0.8125 | 0.8125 | 0.8125 | 0.8125 | 0.8125 | 0.8125 | 0.8125 | 0.8125 | 0.6 | 0.6 | 0 | 0 | 0 | 0 | 0 | 0.18587 | 0.34201 | 0.39405 | 0.39405 | 0.39405 | 0.75836 | 1 | 1 | 1 | 1 | 1 | 1 | 1 | 1 | 1 | 1 | 1 | 0.68401 | 0.68401 | 0 | 0 | 0 | 0 | 0 | 0.18587 | 0.34201 | 0.39405 | 0.39405 | 0.39405 | 0.75836 | 1 | 1 | 1 | 1 | 1 | 1 | 1 | 1 | 1 | 1 | 1 | 0.68401 | 0.68401 | 15 | 0.66337 | 0.20792 | 0.079208 | 0.049505 | 0.76136 | 0 | 0 | 0 | 0 | 0 | 0 | 0 | 0 |  | 0.13744 | 0.13744 | 0.13744 | 0.13744 | 0.13744 | 0.13744 | 0.13744 | Restaurant - Fast-Food - Restrooms - Sat | 10 | 6 | 23 | 594.75 | 98.8 | 0 | 0 | 594.75 | 98.8 | 0 | 0 | 11.4375 | 1.9 | 0 | 0 | 0 | 0 | 0 | 0.265 | 0.37 | 0.405 | 0.405 | 0.405 | 0.65 | 0.8125 | 0.8125 | 0.8125 | 0.8125 | 0.8125 | 0.8125 | 0.8125 | 0.8125 | 0.8125 | 0.8125 | 0.8125 | 0 | 0 |  | 594.75 | 98.8 | 0 | 0 | 594.75 | 98.8 | 0 | 0 | 11.4375 | 1.9 | 0 | 0 | 0 | 0 | 0 | 0.265 | 0.37 | 0.405 | 0.405 | 0.405 | 0.65 | 0.8125 | 0.8125 | 0.8125 | 0.8125 | 0.8125 | 0.8125 | 0.8125 | 0.8125 | 0.8125 | 0.8125 | 0.8125 | 0 | 0
1514 | 15 | 14 | 6 | 2 |  |  |  |  | Restaurant - Fast-Food | Restrooms | Restaurant - Fast-Food - Restrooms |  | Restaurant - Fast-Food | Restaurant - Fast-Food - Restrooms | Restaurant (fast food) Dining | Sun | Open | 52 | 52 | 0.05 | 0.52273 | 0.52273 | 0.39205 | 0.39205 | 0.39205 | 0.39205 | 0.39205 | 0 | 0 | 0 | 0 | 0 | 0 | 0 | 18.1269 | 18.1269 | 13.5952 | 13.5952 | 13.5952 | 13.5952 | 13.5952 | 0 | 0 | 0 | 0 | 0 | 0 | 0 | 0 | 0 | 0 | 0 | 0 | 0 | 0 | 0 | 0 | 0 | 0 | 0 | 0 | 0 | 0 | 0 | 0 | 0 | 0 | 0 | 0 | 0 | 0 | 0 | 0 | 0 | 0 | 0 | 0.20377 | 0.20377 | 0.15283 | 0.15283 | 0.15283 | 0.15283 | 0.15283 | 0 | 0 | 0 | 0 | 0 | 0 | 0 | 7.0662 | 7.0662 | 5.2996 | 5.2996 | 5.2996 | 5.2996 | 5.2996 | 0 | 0 | 0 | 0 | 0 | 0 | 0 | 0 | 0 | 0 | 0 | 0 | 0 | 0 | 0 | 0 | 0 | 0 | 0 | 0 | 0 | 0 | 0 | 0 | 0 | 0 | 0 | 0 | 0 | 0 | 0 | 0 | 0 | 0 | 0 | Restaurant (fast food) Dining ILit Sun | Restaurant (fast food) Dining ILit all | 3826 | 14 | 81.25 | Restaurant (fast food) Dining ILit2 Sun | Restaurant (fast food) Dining ILit2 Sun | Restaurant (fast food) Dining ILit2 All | 3910 | 14 | 81.25 | 3826 | 13.3375 | 0.8125 | 0.14 | 0.14 | 0.14 | 0.14 | 0.14 | 0.265 | 0.37 | 0.405 | 0.405 | 0.405 | 0.65 | 0.8125 | 0.8125 | 0.8125 | 0.8125 | 0.8125 | 0.8125 | 0.8125 | 0.8125 | 0.8125 | 0.8125 | 0.8125 | 0.6 | 0.6 | 13.3375 | 0.8125 | 0.14 | 0.14 | 0.14 | 0.14 | 0.14 | 0.265 | 0.37 | 0.405 | 0.405 | 0.405 | 0.65 | 0.8125 | 0.8125 | 0.8125 | 0.8125 | 0.8125 | 0.8125 | 0.8125 | 0.8125 | 0.8125 | 0.8125 | 0.8125 | 0.6 | 0.6 | 0 | 0 | 0 | 0 | 0 | 0.18587 | 0.34201 | 0.39405 | 0.39405 | 0.39405 | 0.75836 | 1 | 1 | 1 | 1 | 1 | 1 | 1 | 1 | 1 | 1 | 1 | 0.68401 | 0.68401 | 0 | 0 | 0 | 0 | 0 | 0.18587 | 0.34201 | 0.39405 | 0.39405 | 0.39405 | 0.75836 | 1 | 1 | 1 | 1 | 1 | 1 | 1 | 1 | 1 | 1 | 1 | 0.68401 | 0.68401 | 15 | 0.66337 | 0.20792 | 0.079208 | 0.049505 | 0.76136 | 0 | 0 | 0 | 0 | 0 | 0 | 0 | 0 |  | 0.13744 | 0.13744 | 0.13744 | 0.13744 | 0.13744 | 0.13744 | 0.13744 | Restaurant - Fast-Food - Restrooms - Sun | 12 | 6 | 23 | 594.75 | 98.8 | 0 | 0 | 594.75 | 98.8 | 0 | 0 | 11.4375 | 1.9 | 0 | 0 | 0 | 0 | 0 | 0.265 | 0.37 | 0.405 | 0.405 | 0.405 | 0.65 | 0.8125 | 0.8125 | 0.8125 | 0.8125 | 0.8125 | 0.8125 | 0.8125 | 0.8125 | 0.8125 | 0.8125 | 0.8125 | 0 | 0 |  | 594.75 | 98.8 | 0 | 0 | 594.75 | 98.8 | 0 | 0 | 11.4375 | 1.9 | 0 | 0 | 0 | 0 | 0 | 0.265 | 0.37 | 0.405 | 0.405 | 0.405 | 0.65 | 0.8125 | 0.8125 | 0.8125 | 0.8125 | 0.8125 | 0.8125 | 0.8125 | 0.8125 | 0.8125 | 0.8125 | 0.8125 | 0 | 0
1515 | 15 | 15 | 7 | 3 |  |  |  |  | Restaurant - Fast-Food | Restrooms | Restaurant - Fast-Food - Restrooms |  | Restaurant - Fast-Food | Restaurant - Fast-Food - Restrooms | Restaurant (fast food) Dining | Hol | Open | 10 | 10 | 0.05 | 0.52273 | 0.52273 | 0.39205 | 0.39205 | 0.39205 | 0.39205 | 0.39205 | 0 | 0 | 0 | 0 | 0 | 0 | 0 | 3.4859 | 3.4859 | 2.6145 | 2.6145 | 2.6145 | 2.6145 | 2.6145 | 0 | 0 | 0 | 0 | 0 | 0 | 0 | 0 | 0 | 0 | 0 | 0 | 0 | 0 | 0 | 0 | 0 | 0 | 0 | 0 | 0 | 0 | 0 | 0 | 0 | 0 | 0 | 0 | 0 | 0 | 0 | 0 | 0 | 0 | 0 | 0.20377 | 0.20377 | 0.15283 | 0.15283 | 0.15283 | 0.15283 | 0.15283 | 0 | 0 | 0 | 0 | 0 | 0 | 0 | 1.3589 | 1.3589 | 1.0192 | 1.0192 | 1.0192 | 1.0192 | 1.0192 | 0 | 0 | 0 | 0 | 0 | 0 | 0 | 0 | 0 | 0 | 0 | 0 | 0 | 0 | 0 | 0 | 0 | 0 | 0 | 0 | 0 | 0 | 0 | 0 | 0 | 0 | 0 | 0 | 0 | 0 | 0 | 0 | 0 | 0 | 0 | Restaurant (fast food) Dining ILit Hol | Restaurant (fast food) Dining ILit all | 3826 | 14 | 81.25 | Restaurant (fast food) Dining ILit2 Hol | Restaurant (fast food) Dining ILit2 Hol | Restaurant (fast food) Dining ILit2 All | 3910 | 14 | 81.25 | 3826 | 13.3375 | 0.8125 | 0.14 | 0.14 | 0.14 | 0.14 | 0.14 | 0.265 | 0.37 | 0.405 | 0.405 | 0.405 | 0.65 | 0.8125 | 0.8125 | 0.8125 | 0.8125 | 0.8125 | 0.8125 | 0.8125 | 0.8125 | 0.8125 | 0.8125 | 0.8125 | 0.6 | 0.6 | 13.3375 | 0.8125 | 0.14 | 0.14 | 0.14 | 0.14 | 0.14 | 0.265 | 0.37 | 0.405 | 0.405 | 0.405 | 0.65 | 0.8125 | 0.8125 | 0.8125 | 0.8125 | 0.8125 | 0.8125 | 0.8125 | 0.8125 | 0.8125 | 0.8125 | 0.8125 | 0.6 | 0.6 | 0 | 0 | 0 | 0 | 0 | 0.18587 | 0.34201 | 0.39405 | 0.39405 | 0.39405 | 0.75836 | 1 | 1 | 1 | 1 | 1 | 1 | 1 | 1 | 1 | 1 | 1 | 0.68401 | 0.68401 | 0 | 0 | 0 | 0 | 0 | 0.18587 | 0.34201 | 0.39405 | 0.39405 | 0.39405 | 0.75836 | 1 | 1 | 1 | 1 | 1 | 1 | 1 | 1 | 1 | 1 | 1 | 0.68401 | 0.68401 | 15 | 0.66337 | 0.20792 | 0.079208 | 0.049505 | 0.76136 | 0 | 0 | 0 | 0 | 0 | 0 | 0 | 0 |  | 0.13744 | 0.13744 | 0.13744 | 0.13744 | 0.13744 | 0.13744 | 0.13744 | Restaurant - Fast-Food - Restrooms - Hol | 14 | 6 | 23 | 114.375 | 19 | 0 | 0 | 114.375 | 19 | 0 | 0 | 11.4375 | 1.9 | 0 | 0 | 0 | 0 | 0 | 0.265 | 0.37 | 0.405 | 0.405 | 0.405 | 0.65 | 0.8125 | 0.8125 | 0.8125 | 0.8125 | 0.8125 | 0.8125 | 0.8125 | 0.8125 | 0.8125 | 0.8125 | 0.8125 | 0 | 0 |  | 114.375 | 19 | 0 | 0 | 114.375 | 19 | 0 | 0 | 11.4375 | 1.9 | 0 | 0 | 0 | 0 | 0 | 0.265 | 0.37 | 0.405 | 0.405 | 0.405 | 0.65 | 0.8125 | 0.8125 | 0.8125 | 0.8125 | 0.8125 | 0.8125 | 0.8125 | 0.8125 | 0.8125 | 0.8125 | 0.8125 | 0 | 0
1516 | 15 | 16 | 8 | 4 | Restaurant - Fast-Food | Restaurant - Fast-Food | Restaurant - Fast-Food - Restrooms | Restaurant - Fast-Food - Restrooms | Restaurant - Fast-Food | Restrooms | Restaurant - Fast-Food - Restrooms |  | Restaurant - Fast-Food | Restaurant - Fast-Food - Restrooms | Restaurant (fast food) Dining | all | Open | 251 | 251 | 0.05 | 0.52273 | 0.52273 | 0.39205 | 0.39205 | 0.39205 | 0.39205 | 0.39205 | 0.026136 | 0.026136 | 0.019602 | 0.019602 | 0.019602 | 0.019602 | 0.019602 | 87.0139 | 87.0139 | 65.2604 | 65.2604 | 65.2604 | 65.2604 | 65.2604 | 0.021236 | 0.021236 | 0.015927 | 0.015927 | 0.015927 | 0.015927 | 0.015927 | 4849.6928 | 4849.6928 | 4849.6928 | 4849.6928 | 4849.6928 | 4849.6928 | 4849.6928 | 4842.4023 | 4842.4023 | 4841.8386 | 4841.8386 | 4842.2101 | 4842.2101 | 4842.2101 | 0.8125 | 0.8125 | 0.8125 | 0.8125 | 0.8125 | 0.8125 | 0.8125 | 0.8125 | 0.8125 | 0.8125 | 0.8125 | 0.8125 | 0.8125 | 0.8125 | 0.20377 | 0.20377 | 0.15283 | 0.15283 | 0.15283 | 0.15283 | 0.15283 | 0.010188 | 0.010188 | 0.0076413 | 0.0076413 | 0.0076413 | 0.0076413 | 0.0076413 | 33.9194 | 33.9194 | 25.4395 | 25.4395 | 25.4395 | 25.4395 | 25.4395 | 0.0082781 | 0.0082781 | 0.0062085 | 0.0062085 | 0.0062085 | 0.0062085 | 0.0062085 | 4849.6928 | 4849.6928 | 4849.6928 | 4849.6928 | 4849.6928 | 4849.6928 | 4849.6928 | 4846.1931 | 4846.1931 | 4845.8864 | 4845.8864 | 4846.0892 | 4846.0892 | 4846.0892 | 0.8125 | 0.8125 | 0.8125 | 0.8125 | 0.8125 | 0.8125 | 0.8125 | 0.8125 | 0.8125 | 0.8125 | 0.8125 | 0.8125 | 0.8125 | 0.8125 | Restaurant (fast food) Dining ILit all | Restaurant (fast food) Dining ILit all | 3825 | 14 | 81.25 | Restaurant (fast food) Dining ILit2 all | Restaurant (fast food) Dining ILit2 all | Restaurant (fast food) Dining ILit2 All | 3909 | 14 | 81.25 | 3825 | 13.2638 | 0.8125 | 0.14 | 0.14 | 0.14 | 0.14 | 0.14 | 0.24816 | 0.35632 | 0.39237 | 0.39237 | 0.39237 | 0.64474 | 0.8125 | 0.8125 | 0.8125 | 0.8125 | 0.8125 | 0.8125 | 0.8125 | 0.8125 | 0.8125 | 0.8125 | 0.8125 | 0.6 | 0.6 | 13.2638 | 0.8125 | 0.14 | 0.14 | 0.14 | 0.14 | 0.14 | 0.24816 | 0.35632 | 0.39237 | 0.39237 | 0.39237 | 0.64474 | 0.8125 | 0.8125 | 0.8125 | 0.8125 | 0.8125 | 0.8125 | 0.8125 | 0.8125 | 0.8125 | 0.8125 | 0.8125 | 0.6 | 0.6 | 0 | 0 | 0 | 0 | 0 | 0.16083 | 0.32166 | 0.37527 | 0.37527 | 0.37527 | 0.75054 | 1 | 1 | 1 | 1 | 1 | 1 | 1 | 1 | 1 | 1 | 1 | 0.68401 | 0.68401 | 0 | 0 | 0 | 0 | 0 | 0.16083 | 0.32166 | 0.37527 | 0.37527 | 0.37527 | 0.75054 | 1 | 1 | 1 | 1 | 1 | 1 | 1 | 1 | 1 | 1 | 1 | 0.68401 | 0.68401 | 15 | 0.66337 | 0.20792 | 0.079208 | 0.049505 | 0.76136 | 0.13746 | 0.0035928 | 0.0035928 | 0.0026946 | 0.0026946 | 0.0026946 | 0.0026946 | 0.0026946 | Restaurant - Fast-Food | 0.13744 | 0.13744 | 0.13744 | 0.13744 | 0.13744 | 0.13744 | 0.13744 | Restaurant - Fast-Food - Restrooms - all | 16 | 6 | 23 | 2852.3178 | 476.9 | 2852.3178 | 476.9 | 0 | 0 | 11.3638 | 1.9 | 0 | 0 | 0 | 0 | 0 | 0 | 0 | 0.24816 | 0.35632 | 0.39237 | 0.39237 | 0.39237 | 0.64474 | 0.8125 | 0.8125 | 0.8125 | 0.8125 | 0.8125 | 0.8125 | 0.8125 | 0.8125 | 0.8125 | 0.8125 | 0.8125 | 0 | 0 |  | 2852.3178 | 476.9 | 2852.3178 | 476.9 | 0 | 0 | 11.3638 | 1.9 | 0 | 0 | 0 | 0 | 0 | 0 | 0 | 0.24816 | 0.35632 | 0.39237 | 0.39237 | 0.39237 | 0.64474 | 0.8125 | 0.8125 | 0.8125 | 0.8125 | 0.8125 | 0.8125 | 0.8125 | 0.8125 | 0.8125 | 0.8125 | 0.8125 | 0 | 0
1601 | 16 | 1 | 5 | 1 |  |  |  |  | Restaurant - Sit-Down | Dining Area | Restaurant - Sit-Down - Dining Area |  | Restaurant - Sit-Down | Restaurant - Sit-Down - Dining Area | Restaurant (sit-down) Dining | Sat | Open | 52 | 52 | 0.5 | 0.57893 | 0.57893 | 0.50174 | 0.50174 | 0.50174 | 0.50174 | 0.50174 | 0 | 0 | 0 | 0 | 0 | 0 | 0 | 204.625 | 204.625 | 177.3416 | 177.3416 | 177.3416 | 177.3416 | 177.3416 | 0 | 0 | 0 | 0 | 0 | 0 | 0 | 0 | 0 | 0 | 0 | 0 | 0 | 0 | 0 | 0 | 0 | 0 | 0 | 0 | 0 | 0 | 0 | 0 | 0 | 0 | 0 | 0 | 0 | 0 | 0 | 0 | 0 | 0 | 0 | 0.73922 | 0.73922 | 0.64065 | 0.64065 | 0.64065 | 0.64065 | 0.64065 | 0 | 0 | 0 | 0 | 0 | 0 | 0 | 261.2806 | 261.2806 | 226.4432 | 226.4432 | 226.4432 | 226.4432 | 226.4432 | 0 | 0 | 0 | 0 | 0 | 0 | 0 | 0 | 0 | 0 | 0 | 0 | 0 | 0 | 0 | 0 | 0 | 0 | 0 | 0 | 0 | 0 | 0 | 0 | 0 | 0 | 0 | 0 | 0 | 0 | 0 | 0 | 0 | 0 | 0 | Restaurant (sit-down) Dining ILit Sat | Restaurant (sit-down) Dining ILit all | 3822 | 14 | 80 | Restaurant (sit-down) Dining ILit2 Sat | Restaurant (sit-down) Dining ILit2 Sat | Restaurant (sit-down) Dining ILit2 All | 3906 | 14 | 80 | 3822 | 13.5945 | 0.8 | 0.14 | 0.14 | 0.14 | 0.14 | 0.14 | 0.14 | 0.14 | 0.46447 | 0.8 | 0.8 | 0.8 | 0.8 | 0.8 | 0.8 | 0.8 | 0.8 | 0.8 | 0.8 | 0.8 | 0.8 | 0.8 | 0.8 | 0.475 | 0.475 | 13.5945 | 0.8 | 0.14 | 0.14 | 0.14 | 0.14 | 0.14 | 0.14 | 0.14 | 0.46447 | 0.8 | 0.8 | 0.8 | 0.8 | 0.8 | 0.8 | 0.8 | 0.8 | 0.8 | 0.8 | 0.8 | 0.8 | 0.8 | 0.8 | 0.475 | 0.475 | 0 | 0 | 0 | 0 | 0 | 0 | 0 | 0.49163 | 1 | 1 | 1 | 1 | 1 | 1 | 1 | 1 | 1 | 1 | 1 | 1 | 1 | 1 | 0.50758 | 0.50758 | 0 | 0 | 0 | 0 | 0 | 0 | 0 | 0.49163 | 1 | 1 | 1 | 1 | 1 | 1 | 1 | 1 | 1 | 1 | 1 | 1 | 1 | 1 | 0.50758 | 0.50758 | 15 | 0.66337 | 0.20792 | 0.079208 | 0.049505 | 0.76136 | 0 | 0 | 0 | 0 | 0 | 0 | 0 | 0 |  | 0.15848 | 0.15848 | 0.15861 | 0.15861 | 0.1586 | 0.1586 | 0.1586 | Restaurant - Sit-Down - Dining Area - Sat | 10 | 10 | 22 | 499.2 | 207.7126 | 0 | 0 | 499.2 | 207.7126 | 0 | 0 | 9.6 | 3.9945 | 0 | 0 | 0 | 0 | 0 | 0 | 0 | 0 | 0 | 0.8 | 0.8 | 0.8 | 0.8 | 0.8 | 0.8 | 0.8 | 0.8 | 0.8 | 0.8 | 0.8 | 0.8 | 0 | 0 | 0 |  | 499.2 | 207.7126 | 0 | 0 | 499.2 | 207.7126 | 0 | 0 | 9.6 | 3.9945 | 0 | 0 | 0 | 0 | 0 | 0 | 0 | 0 | 0 | 0.8 | 0.8 | 0.8 | 0.8 | 0.8 | 0.8 | 0.8 | 0.8 | 0.8 | 0.8 | 0.8 | 0.8 | 0 | 0 | 0
1602 | 16 | 2 | 6 | 2 |  |  |  |  | Restaurant - Sit-Down | Dining Area | Restaurant - Sit-Down - Dining Area |  | Restaurant - Sit-Down | Restaurant - Sit-Down - Dining Area | Restaurant (sit-down) Dining | Sun | Open | 52 | 52 | 0.5 | 0.57893 | 0.57893 | 0.50174 | 0.50174 | 0.50174 | 0.50174 | 0.50174 | 0 | 0 | 0 | 0 | 0 | 0 | 0 | 204.625 | 204.625 | 177.3416 | 177.3416 | 177.3416 | 177.3416 | 177.3416 | 0 | 0 | 0 | 0 | 0 | 0 | 0 | 0 | 0 | 0 | 0 | 0 | 0 | 0 | 0 | 0 | 0 | 0 | 0 | 0 | 0 | 0 | 0 | 0 | 0 | 0 | 0 | 0 | 0 | 0 | 0 | 0 | 0 | 0 | 0 | 0.73922 | 0.73922 | 0.64065 | 0.64065 | 0.64065 | 0.64065 | 0.64065 | 0 | 0 | 0 | 0 | 0 | 0 | 0 | 261.2806 | 261.2806 | 226.4432 | 226.4432 | 226.4432 | 226.4432 | 226.4432 | 0 | 0 | 0 | 0 | 0 | 0 | 0 | 0 | 0 | 0 | 0 | 0 | 0 | 0 | 0 | 0 | 0 | 0 | 0 | 0 | 0 | 0 | 0 | 0 | 0 | 0 | 0 | 0 | 0 | 0 | 0 | 0 | 0 | 0 | 0 | Restaurant (sit-down) Dining ILit Sun | Restaurant (sit-down) Dining ILit all | 3822 | 14 | 80 | Restaurant (sit-down) Dining ILit2 Sun | Restaurant (sit-down) Dining ILit2 Sun | Restaurant (sit-down) Dining ILit2 All | 3906 | 14 | 80 | 3822 | 13.5945 | 0.8 | 0.14 | 0.14 | 0.14 | 0.14 | 0.14 | 0.14 | 0.14 | 0.46447 | 0.8 | 0.8 | 0.8 | 0.8 | 0.8 | 0.8 | 0.8 | 0.8 | 0.8 | 0.8 | 0.8 | 0.8 | 0.8 | 0.8 | 0.475 | 0.475 | 13.5945 | 0.8 | 0.14 | 0.14 | 0.14 | 0.14 | 0.14 | 0.14 | 0.14 | 0.46447 | 0.8 | 0.8 | 0.8 | 0.8 | 0.8 | 0.8 | 0.8 | 0.8 | 0.8 | 0.8 | 0.8 | 0.8 | 0.8 | 0.8 | 0.475 | 0.475 | 0 | 0 | 0 | 0 | 0 | 0 | 0 | 0.49163 | 1 | 1 | 1 | 1 | 1 | 1 | 1 | 1 | 1 | 1 | 1 | 1 | 1 | 1 | 0.50758 | 0.50758 | 0 | 0 | 0 | 0 | 0 | 0 | 0 | 0.49163 | 1 | 1 | 1 | 1 | 1 | 1 | 1 | 1 | 1 | 1 | 1 | 1 | 1 | 1 | 0.50758 | 0.50758 | 15 | 0.66337 | 0.20792 | 0.079208 | 0.049505 | 0.76136 | 0 | 0 | 0 | 0 | 0 | 0 | 0 | 0 |  | 0.15848 | 0.15848 | 0.15861 | 0.15861 | 0.1586 | 0.1586 | 0.1586 | Restaurant - Sit-Down - Dining Area - Sun | 12 | 10 | 22 | 499.2 | 207.7126 | 0 | 0 | 499.2 | 207.7126 | 0 | 0 | 9.6 | 3.9945 | 0 | 0 | 0 | 0 | 0 | 0 | 0 | 0 | 0 | 0.8 | 0.8 | 0.8 | 0.8 | 0.8 | 0.8 | 0.8 | 0.8 | 0.8 | 0.8 | 0.8 | 0.8 | 0 | 0 | 0 |  | 499.2 | 207.7126 | 0 | 0 | 499.2 | 207.7126 | 0 | 0 | 9.6 | 3.9945 | 0 | 0 | 0 | 0 | 0 | 0 | 0 | 0 | 0 | 0.8 | 0.8 | 0.8 | 0.8 | 0.8 | 0.8 | 0.8 | 0.8 | 0.8 | 0.8 | 0.8 | 0.8 | 0 | 0 | 0
1603 | 16 | 3 | 7 | 3 |  |  |  |  | Restaurant - Sit-Down | Dining Area | Restaurant - Sit-Down - Dining Area |  | Restaurant - Sit-Down | Restaurant - Sit-Down - Dining Area | Restaurant (sit-down) Dining | Hol | Open | 10 | 10 | 0.5 | 0.57893 | 0.57893 | 0.50174 | 0.50174 | 0.50174 | 0.50174 | 0.50174 | 0 | 0 | 0 | 0 | 0 | 0 | 0 | 39.351 | 39.351 | 34.1042 | 34.1042 | 34.1042 | 34.1042 | 34.1042 | 0 | 0 | 0 | 0 | 0 | 0 | 0 | 0 | 0 | 0 | 0 | 0 | 0 | 0 | 0 | 0 | 0 | 0 | 0 | 0 | 0 | 0 | 0 | 0 | 0 | 0 | 0 | 0 | 0 | 0 | 0 | 0 | 0 | 0 | 0 | 0.73922 | 0.73922 | 0.64065 | 0.64065 | 0.64065 | 0.64065 | 0.64065 | 0 | 0 | 0 | 0 | 0 | 0 | 0 | 50.2463 | 50.2463 | 43.5468 | 43.5468 | 43.5468 | 43.5468 | 43.5468 | 0 | 0 | 0 | 0 | 0 | 0 | 0 | 0 | 0 | 0 | 0 | 0 | 0 | 0 | 0 | 0 | 0 | 0 | 0 | 0 | 0 | 0 | 0 | 0 | 0 | 0 | 0 | 0 | 0 | 0 | 0 | 0 | 0 | 0 | 0 | Restaurant (sit-down) Dining ILit Hol | Restaurant (sit-down) Dining ILit all | 3822 | 14 | 80 | Restaurant (sit-down) Dining ILit2 Hol | Restaurant (sit-down) Dining ILit2 Hol | Restaurant (sit-down) Dining ILit2 All | 3906 | 14 | 80 | 3822 | 13.5945 | 0.8 | 0.14 | 0.14 | 0.14 | 0.14 | 0.14 | 0.14 | 0.14 | 0.46447 | 0.8 | 0.8 | 0.8 | 0.8 | 0.8 | 0.8 | 0.8 | 0.8 | 0.8 | 0.8 | 0.8 | 0.8 | 0.8 | 0.8 | 0.475 | 0.475 | 13.5945 | 0.8 | 0.14 | 0.14 | 0.14 | 0.14 | 0.14 | 0.14 | 0.14 | 0.46447 | 0.8 | 0.8 | 0.8 | 0.8 | 0.8 | 0.8 | 0.8 | 0.8 | 0.8 | 0.8 | 0.8 | 0.8 | 0.8 | 0.8 | 0.475 | 0.475 | 0 | 0 | 0 | 0 | 0 | 0 | 0 | 0.49163 | 1 | 1 | 1 | 1 | 1 | 1 | 1 | 1 | 1 | 1 | 1 | 1 | 1 | 1 | 0.50758 | 0.50758 | 0 | 0 | 0 | 0 | 0 | 0 | 0 | 0.49163 | 1 | 1 | 1 | 1 | 1 | 1 | 1 | 1 | 1 | 1 | 1 | 1 | 1 | 1 | 0.50758 | 0.50758 | 15 | 0.66337 | 0.20792 | 0.079208 | 0.049505 | 0.76136 | 0 | 0 | 0 | 0 | 0 | 0 | 0 | 0 |  | 0.15848 | 0.15848 | 0.15861 | 0.15861 | 0.1586 | 0.1586 | 0.1586 | Restaurant - Sit-Down - Dining Area - Hol | 14 | 10 | 22 | 96 | 39.9447 | 0 | 0 | 96 | 39.9447 | 0 | 0 | 9.6 | 3.9945 | 0 | 0 | 0 | 0 | 0 | 0 | 0 | 0 | 0 | 0.8 | 0.8 | 0.8 | 0.8 | 0.8 | 0.8 | 0.8 | 0.8 | 0.8 | 0.8 | 0.8 | 0.8 | 0 | 0 | 0 |  | 96 | 39.9447 | 0 | 0 | 96 | 39.9447 | 0 | 0 | 9.6 | 3.9945 | 0 | 0 | 0 | 0 | 0 | 0 | 0 | 0 | 0 | 0.8 | 0.8 | 0.8 | 0.8 | 0.8 | 0.8 | 0.8 | 0.8 | 0.8 | 0.8 | 0.8 | 0.8 | 0 | 0 | 0
1604 | 16 | 4 | 8 | 4 |  |  | Restaurant - Sit-Down - Dining Area | Restaurant - Sit-Down - Dining Area | Restaurant - Sit-Down | Dining Area | Restaurant - Sit-Down - Dining Area |  | Restaurant - Sit-Down | Restaurant - Sit-Down - Dining Area | Restaurant (sit-down) Dining | all | Open | 251 | 251 | 0.5 | 0.57893 | 0.57893 | 0.50174 | 0.50174 | 0.50174 | 0.50174 | 0.50174 | 0.28946 | 0.28946 | 0.25087 | 0.25087 | 0.25087 | 0.25087 | 0.25087 | 951.324 | 951.324 | 824.4808 | 824.4808 | 824.4808 | 824.4808 | 824.4808 | 0.23157 | 0.23157 | 0.20069 | 0.20069 | 0.20069 | 0.20069 | 0.20069 | 4836.2847 | 4836.2847 | 4836.2847 | 4836.2847 | 4836.2847 | 4836.2847 | 4836.2847 | 0 | 0 | 0 | 0 | 0 | 0 | 0 | 0.8 | 0.8 | 0.8 | 0.8 | 0.8 | 0.8 | 0.8 | 0 | 0 | 0 | 0 | 0 | 0 | 0 | 0.73922 | 0.73922 | 0.64065 | 0.64065 | 0.64065 | 0.64065 | 0.64065 | 0.36961 | 0.36961 | 0.32033 | 0.32033 | 0.32033 | 0.32033 | 0.32033 | 1214.7222 | 1214.7222 | 1052.7593 | 1052.7593 | 1052.7593 | 1052.7593 | 1052.7593 | 0.29569 | 0.29569 | 0.25626 | 0.25626 | 0.25626 | 0.25626 | 0.25626 | 4836.2847 | 4836.2847 | 4836.2847 | 4836.2847 | 4836.2847 | 4836.2847 | 4836.2847 | 0 | 0 | 0 | 0 | 0 | 0 | 0 | 0.8 | 0.8 | 0.8 | 0.8 | 0.8 | 0.8 | 0.8 | 0 | 0 | 0 | 0 | 0 | 0 | 0 | Restaurant (sit-down) Dining ILit all | Restaurant (sit-down) Dining ILit all | 3821 | 14 | 80 | Restaurant (sit-down) Dining ILit2 all | Restaurant (sit-down) Dining ILit2 all | Restaurant (sit-down) Dining ILit2 All | 3905 | 14 | 80 | 3821 | 13.0937 | 0.8 | 0.14 | 0.14 | 0.14 | 0.14 | 0.14 | 0.14 | 0.14 | 0.46447 | 0.8 | 0.8 | 0.8 | 0.8 | 0.8 | 0.8 | 0.8 | 0.8 | 0.8 | 0.8 | 0.8 | 0.8 | 0.8 | 0.60868 | 0.46447 | 0.17605 | 13.0937 | 0.8 | 0.14 | 0.14 | 0.14 | 0.14 | 0.14 | 0.14 | 0.14 | 0.46447 | 0.8 | 0.8 | 0.8 | 0.8 | 0.8 | 0.8 | 0.8 | 0.8 | 0.8 | 0.8 | 0.8 | 0.8 | 0.8 | 0.60868 | 0.46447 | 0.17605 | 0 | 0 | 0 | 0 | 0 | 0 | 0 | 0.49163 | 1 | 1 | 1 | 1 | 1 | 1 | 1 | 1 | 1 | 1 | 1 | 1 | 1 | 0.71013 | 0.49163 | 0.054625 | 0 | 0 | 0 | 0 | 0 | 0 | 0 | 0.49163 | 1 | 1 | 1 | 1 | 1 | 1 | 1 | 1 | 1 | 1 | 1 | 1 | 1 | 0.71013 | 0.49163 | 0.054625 | 15 | 0.66337 | 0.20792 | 0.079208 | 0.049505 | 0.76136 | 0.15977 | 0.046248 | 0.046248 | 0.040082 | 0.040082 | 0.040082 | 0.040082 | 0.040082 |  | 0.15848 | 0.15848 | 0.15861 | 0.15861 | 0.1586 | 0.1586 | 0.1586 | Restaurant - Sit-Down - Dining Area - all | 16 | 10 | 22 | 2409.6 | 876.9147 | 2409.6 | 876.9147 | 0 | 0 | 9.6 | 3.4937 | 0 | 0 | 0 | 0 | 0 | 0 | 0 | 0 | 0 | 0 | 0 | 0.8 | 0.8 | 0.8 | 0.8 | 0.8 | 0.8 | 0.8 | 0.8 | 0.8 | 0.8 | 0.8 | 0.8 | 0 | 0 | 0 |  | 2409.6 | 876.9147 | 2409.6 | 876.9147 | 0 | 0 | 9.6 | 3.4937 | 0 | 0 | 0 | 0 | 0 | 0 | 0 | 0 | 0 | 0 | 0 | 0.8 | 0.8 | 0.8 | 0.8 | 0.8 | 0.8 | 0.8 | 0.8 | 0.8 | 0.8 | 0.8 | 0.8 | 0 | 0 | 0
1605 | 16 | 5 | 5 | 1 |  |  |  |  | Restaurant - Sit-Down | Kitchen and Food Preparation | Restaurant - Sit-Down - Kitchen and Food Preparation |  | Restaurant - Sit-Down | Restaurant - Sit-Down - Kitchen and Food Preparation | Restaurant (sit-down) Kitchen | Sat | Open | 52 | 52 | 0.3 | 1.275 | 1.275 | 1.275 | 1.275 | 1.2 | 1.2 | 1.2 | 0 | 0 | 0 | 0 | 0 | 0 | 0 | 268.515 | 268.515 | 268.515 | 268.515 | 252.72 | 252.72 | 252.72 | 0 | 0 | 0 | 0 | 0 | 0 | 0 | 0 | 0 | 0 | 0 | 0 | 0 | 0 | 0 | 0 | 0 | 0 | 0 | 0 | 0 | 0 | 0 | 0 | 0 | 0 | 0 | 0 | 0 | 0 | 0 | 0 | 0 | 0 | 0 | 0.2125 | 0.2125 | 0.2125 | 0.2125 | 0.2 | 0.2 | 0.2 | 0 | 0 | 0 | 0 | 0 | 0 | 0 | 44.7525 | 44.7525 | 44.7525 | 44.7525 | 42.12 | 42.12 | 42.12 | 0 | 0 | 0 | 0 | 0 | 0 | 0 | 0 | 0 | 0 | 0 | 0 | 0 | 0 | 0 | 0 | 0 | 0 | 0 | 0 | 0 | 0 | 0 | 0 | 0 | 0 | 0 | 0 | 0 | 0 | 0 | 0 | 0 | 0 | 0 | Restaurant (sit-down) Kitchen ILit Sat | Restaurant (sit-down) Kitchen ILit all | 3824 | 5 | 80 | Restaurant (sit-down) Kitchen ILit2 Sat | Restaurant (sit-down) Kitchen ILit2 Sat | Restaurant (sit-down) Kitchen ILit2 All | 3908 | 5 | 80 | 3824 | 13.5 | 0.8 | 0.05 | 0.05 | 0.05 | 0.05 | 0.05 | 0.05 | 0.5 | 0.5 | 0.8 | 0.8 | 0.8 | 0.8 | 0.8 | 0.8 | 0.8 | 0.8 | 0.8 | 0.8 | 0.8 | 0.8 | 0.8 | 0.8 | 0.5 | 0.5 | 13.5 | 0.8 | 0.05 | 0.05 | 0.05 | 0.05 | 0.05 | 0.05 | 0.5 | 0.5 | 0.8 | 0.8 | 0.8 | 0.8 | 0.8 | 0.8 | 0.8 | 0.8 | 0.8 | 0.8 | 0.8 | 0.8 | 0.8 | 0.8 | 0.5 | 0.5 | 0 | 0 | 0 | 0 | 0 | 0 | 0.6 | 0.6 | 1 | 1 | 1 | 1 | 1 | 1 | 1 | 1 | 1 | 1 | 1 | 1 | 1 | 1 | 0.6 | 0.6 | 0 | 0 | 0 | 0 | 0 | 0 | 0.6 | 0.6 | 1 | 1 | 1 | 1 | 1 | 1 | 1 | 1 | 1 | 1 | 1 | 1 | 1 | 1 | 0.6 | 0.6 | 15 | 0.66337 | 0.20792 | 0.079208 | 0.049505 | 0.76136 | 0 | 0 | 0 | 0 | 0 | 0 | 0 | 0 |  | 0.15848 | 0.15848 | 0.15861 | 0.15861 | 0.1586 | 0.1586 | 0.1586 | Restaurant - Sit-Down - Kitchen and Food Preparation - Sat | 10 | 10 | 22 | 499.2 | 202.8 | 0 | 0 | 499.2 | 202.8 | 0 | 0 | 9.6 | 3.9 | 0 | 0 | 0 | 0 | 0 | 0 | 0 | 0 | 0 | 0.8 | 0.8 | 0.8 | 0.8 | 0.8 | 0.8 | 0.8 | 0.8 | 0.8 | 0.8 | 0.8 | 0.8 | 0 | 0 | 0 |  | 499.2 | 202.8 | 0 | 0 | 499.2 | 202.8 | 0 | 0 | 9.6 | 3.9 | 0 | 0 | 0 | 0 | 0 | 0 | 0 | 0 | 0 | 0.8 | 0.8 | 0.8 | 0.8 | 0.8 | 0.8 | 0.8 | 0.8 | 0.8 | 0.8 | 0.8 | 0.8 | 0 | 0 | 0
1606 | 16 | 6 | 6 | 2 |  |  |  |  | Restaurant - Sit-Down | Kitchen and Food Preparation | Restaurant - Sit-Down - Kitchen and Food Preparation |  | Restaurant - Sit-Down | Restaurant - Sit-Down - Kitchen and Food Preparation | Restaurant (sit-down) Kitchen | Sun | Open | 52 | 52 | 0.3 | 1.275 | 1.275 | 1.275 | 1.275 | 1.2 | 1.2 | 1.2 | 0 | 0 | 0 | 0 | 0 | 0 | 0 | 268.515 | 268.515 | 268.515 | 268.515 | 252.72 | 252.72 | 252.72 | 0 | 0 | 0 | 0 | 0 | 0 | 0 | 0 | 0 | 0 | 0 | 0 | 0 | 0 | 0 | 0 | 0 | 0 | 0 | 0 | 0 | 0 | 0 | 0 | 0 | 0 | 0 | 0 | 0 | 0 | 0 | 0 | 0 | 0 | 0 | 0.2125 | 0.2125 | 0.2125 | 0.2125 | 0.2 | 0.2 | 0.2 | 0 | 0 | 0 | 0 | 0 | 0 | 0 | 44.7525 | 44.7525 | 44.7525 | 44.7525 | 42.12 | 42.12 | 42.12 | 0 | 0 | 0 | 0 | 0 | 0 | 0 | 0 | 0 | 0 | 0 | 0 | 0 | 0 | 0 | 0 | 0 | 0 | 0 | 0 | 0 | 0 | 0 | 0 | 0 | 0 | 0 | 0 | 0 | 0 | 0 | 0 | 0 | 0 | 0 | Restaurant (sit-down) Kitchen ILit Sun | Restaurant (sit-down) Kitchen ILit all | 3824 | 5 | 80 | Restaurant (sit-down) Kitchen ILit2 Sun | Restaurant (sit-down) Kitchen ILit2 Sun | Restaurant (sit-down) Kitchen ILit2 All | 3908 | 5 | 80 | 3824 | 13.5 | 0.8 | 0.05 | 0.05 | 0.05 | 0.05 | 0.05 | 0.05 | 0.5 | 0.5 | 0.8 | 0.8 | 0.8 | 0.8 | 0.8 | 0.8 | 0.8 | 0.8 | 0.8 | 0.8 | 0.8 | 0.8 | 0.8 | 0.8 | 0.5 | 0.5 | 13.5 | 0.8 | 0.05 | 0.05 | 0.05 | 0.05 | 0.05 | 0.05 | 0.5 | 0.5 | 0.8 | 0.8 | 0.8 | 0.8 | 0.8 | 0.8 | 0.8 | 0.8 | 0.8 | 0.8 | 0.8 | 0.8 | 0.8 | 0.8 | 0.5 | 0.5 | 0 | 0 | 0 | 0 | 0 | 0 | 0.6 | 0.6 | 1 | 1 | 1 | 1 | 1 | 1 | 1 | 1 | 1 | 1 | 1 | 1 | 1 | 1 | 0.6 | 0.6 | 0 | 0 | 0 | 0 | 0 | 0 | 0.6 | 0.6 | 1 | 1 | 1 | 1 | 1 | 1 | 1 | 1 | 1 | 1 | 1 | 1 | 1 | 1 | 0.6 | 0.6 | 15 | 0.66337 | 0.20792 | 0.079208 | 0.049505 | 0.76136 | 0 | 0 | 0 | 0 | 0 | 0 | 0 | 0 |  | 0.15848 | 0.15848 | 0.15861 | 0.15861 | 0.1586 | 0.1586 | 0.1586 | Restaurant - Sit-Down - Kitchen and Food Preparation - Sun | 12 | 10 | 22 | 499.2 | 202.8 | 0 | 0 | 499.2 | 202.8 | 0 | 0 | 9.6 | 3.9 | 0 | 0 | 0 | 0 | 0 | 0 | 0 | 0 | 0 | 0.8 | 0.8 | 0.8 | 0.8 | 0.8 | 0.8 | 0.8 | 0.8 | 0.8 | 0.8 | 0.8 | 0.8 | 0 | 0 | 0 |  | 499.2 | 202.8 | 0 | 0 | 499.2 | 202.8 | 0 | 0 | 9.6 | 3.9 | 0 | 0 | 0 | 0 | 0 | 0 | 0 | 0 | 0 | 0.8 | 0.8 | 0.8 | 0.8 | 0.8 | 0.8 | 0.8 | 0.8 | 0.8 | 0.8 | 0.8 | 0.8 | 0 | 0 | 0
1607 | 16 | 7 | 7 | 3 |  |  |  |  | Restaurant - Sit-Down | Kitchen and Food Preparation | Restaurant - Sit-Down - Kitchen and Food Preparation |  | Restaurant - Sit-Down | Restaurant - Sit-Down - Kitchen and Food Preparation | Restaurant (sit-down) Kitchen | Hol | Open | 10 | 10 | 0.3 | 1.275 | 1.275 | 1.275 | 1.275 | 1.2 | 1.2 | 1.2 | 0 | 0 | 0 | 0 | 0 | 0 | 0 | 51.6375 | 51.6375 | 51.6375 | 51.6375 | 48.6 | 48.6 | 48.6 | 0 | 0 | 0 | 0 | 0 | 0 | 0 | 0 | 0 | 0 | 0 | 0 | 0 | 0 | 0 | 0 | 0 | 0 | 0 | 0 | 0 | 0 | 0 | 0 | 0 | 0 | 0 | 0 | 0 | 0 | 0 | 0 | 0 | 0 | 0 | 0.2125 | 0.2125 | 0.2125 | 0.2125 | 0.2 | 0.2 | 0.2 | 0 | 0 | 0 | 0 | 0 | 0 | 0 | 8.6063 | 8.6063 | 8.6063 | 8.6063 | 8.1 | 8.1 | 8.1 | 0 | 0 | 0 | 0 | 0 | 0 | 0 | 0 | 0 | 0 | 0 | 0 | 0 | 0 | 0 | 0 | 0 | 0 | 0 | 0 | 0 | 0 | 0 | 0 | 0 | 0 | 0 | 0 | 0 | 0 | 0 | 0 | 0 | 0 | 0 | Restaurant (sit-down) Kitchen ILit Hol | Restaurant (sit-down) Kitchen ILit all | 3824 | 5 | 80 | Restaurant (sit-down) Kitchen ILit2 Hol | Restaurant (sit-down) Kitchen ILit2 Hol | Restaurant (sit-down) Kitchen ILit2 All | 3908 | 5 | 80 | 3824 | 13.5 | 0.8 | 0.05 | 0.05 | 0.05 | 0.05 | 0.05 | 0.05 | 0.5 | 0.5 | 0.8 | 0.8 | 0.8 | 0.8 | 0.8 | 0.8 | 0.8 | 0.8 | 0.8 | 0.8 | 0.8 | 0.8 | 0.8 | 0.8 | 0.5 | 0.5 | 13.5 | 0.8 | 0.05 | 0.05 | 0.05 | 0.05 | 0.05 | 0.05 | 0.5 | 0.5 | 0.8 | 0.8 | 0.8 | 0.8 | 0.8 | 0.8 | 0.8 | 0.8 | 0.8 | 0.8 | 0.8 | 0.8 | 0.8 | 0.8 | 0.5 | 0.5 | 0 | 0 | 0 | 0 | 0 | 0 | 0.6 | 0.6 | 1 | 1 | 1 | 1 | 1 | 1 | 1 | 1 | 1 | 1 | 1 | 1 | 1 | 1 | 0.6 | 0.6 | 0 | 0 | 0 | 0 | 0 | 0 | 0.6 | 0.6 | 1 | 1 | 1 | 1 | 1 | 1 | 1 | 1 | 1 | 1 | 1 | 1 | 1 | 1 | 0.6 | 0.6 | 15 | 0.66337 | 0.20792 | 0.079208 | 0.049505 | 0.76136 | 0 | 0 | 0 | 0 | 0 | 0 | 0 | 0 |  | 0.15848 | 0.15848 | 0.15861 | 0.15861 | 0.1586 | 0.1586 | 0.1586 | Restaurant - Sit-Down - Kitchen and Food Preparation - Hol | 14 | 10 | 22 | 96 | 39 | 0 | 0 | 96 | 39 | 0 | 0 | 9.6 | 3.9 | 0 | 0 | 0 | 0 | 0 | 0 | 0 | 0 | 0 | 0.8 | 0.8 | 0.8 | 0.8 | 0.8 | 0.8 | 0.8 | 0.8 | 0.8 | 0.8 | 0.8 | 0.8 | 0 | 0 | 0 |  | 96 | 39 | 0 | 0 | 96 | 39 | 0 | 0 | 9.6 | 3.9 | 0 | 0 | 0 | 0 | 0 | 0 | 0 | 0 | 0 | 0.8 | 0.8 | 0.8 | 0.8 | 0.8 | 0.8 | 0.8 | 0.8 | 0.8 | 0.8 | 0.8 | 0.8 | 0 | 0 | 0
1608 | 16 | 8 | 8 | 4 |  |  | Restaurant - Sit-Down - Kitchen and Food Preparation | Restaurant - Sit-Down - Kitchen and Food Preparation | Restaurant - Sit-Down | Kitchen and Food Preparation | Restaurant - Sit-Down - Kitchen and Food Preparation |  | Restaurant - Sit-Down | Restaurant - Sit-Down - Kitchen and Food Preparation | Restaurant (sit-down) Kitchen | all | Open | 251 | 251 | 0.3 | 1.275 | 1.275 | 1.275 | 1.275 | 1.2 | 1.2 | 1.2 | 0.3825 | 0.3825 | 0.3825 | 0.3825 | 0.36 | 0.36 | 0.36 | 1248.9312 | 1248.9312 | 1248.9312 | 1248.9312 | 1175.4647 | 1175.4647 | 1175.4647 | 0.306 | 0.306 | 0.306 | 0.306 | 0.288 | 0.288 | 0.288 | 4804.1797 | 4804.1797 | 4804.1797 | 4804.1797 | 4804.1797 | 4804.1797 | 4804.1797 | 0 | 0 | 0 | 0 | 0 | 0 | 0 | 0.8 | 0.8 | 0.8 | 0.8 | 0.8 | 0.8 | 0.8 | 0 | 0 | 0 | 0 | 0 | 0 | 0 | 0.2125 | 0.2125 | 0.2125 | 0.2125 | 0.2 | 0.2 | 0.2 | 0.06375 | 0.06375 | 0.06375 | 0.06375 | 0.06 | 0.06 | 0.06 | 208.1552 | 208.1552 | 208.1552 | 208.1552 | 195.9108 | 195.9108 | 195.9108 | 0.051 | 0.051 | 0.051 | 0.051 | 0.048 | 0.048 | 0.048 | 4804.1797 | 4804.1797 | 4804.1797 | 4804.1797 | 4804.1797 | 4804.1797 | 4804.1797 | 0 | 0 | 0 | 0 | 0 | 0 | 0 | 0.8 | 0.8 | 0.8 | 0.8 | 0.8 | 0.8 | 0.8 | 0 | 0 | 0 | 0 | 0 | 0 | 0 | Restaurant (sit-down) Kitchen ILit all | Restaurant (sit-down) Kitchen ILit all | 3823 | 5 | 80 | Restaurant (sit-down) Kitchen ILit2 all | Restaurant (sit-down) Kitchen ILit2 all | Restaurant (sit-down) Kitchen ILit2 All | 3907 | 5 | 80 | 3823 | 13.0087 | 0.8 | 0.05 | 0.05 | 0.05 | 0.05 | 0.05 | 0.05 | 0.5 | 0.5 | 0.8 | 0.8 | 0.8 | 0.8 | 0.8 | 0.8 | 0.8 | 0.8 | 0.8 | 0.8 | 0.8 | 0.8 | 0.8 | 0.60868 | 0.5 | 0.2 | 13.0087 | 0.8 | 0.05 | 0.05 | 0.05 | 0.05 | 0.05 | 0.05 | 0.5 | 0.5 | 0.8 | 0.8 | 0.8 | 0.8 | 0.8 | 0.8 | 0.8 | 0.8 | 0.8 | 0.8 | 0.8 | 0.8 | 0.8 | 0.60868 | 0.5 | 0.2 | 0 | 0 | 0 | 0 | 0 | 0 | 0.6 | 0.6 | 1 | 1 | 1 | 1 | 1 | 1 | 1 | 1 | 1 | 1 | 1 | 1 | 1 | 0.74491 | 0.6 | 0.2 | 0 | 0 | 0 | 0 | 0 | 0 | 0.6 | 0.6 | 1 | 1 | 1 | 1 | 1 | 1 | 1 | 1 | 1 | 1 | 1 | 1 | 1 | 0.74491 | 0.6 | 0.2 | 15 | 0.66337 | 0.20792 | 0.079208 | 0.049505 | 0.76136 | 0.15871 | 0.060707 | 0.060707 | 0.060707 | 0.060707 | 0.057136 | 0.057136 | 0.057136 |  | 0.15848 | 0.15848 | 0.15861 | 0.15861 | 0.1586 | 0.1586 | 0.1586 | Restaurant - Sit-Down - Kitchen and Food Preparation - all | 16 | 10 | 22 | 2409.6 | 855.5797 | 2409.6 | 855.5797 | 0 | 0 | 9.6 | 3.4087 | 0 | 0 | 0 | 0 | 0 | 0 | 0 | 0 | 0 | 0 | 0 | 0.8 | 0.8 | 0.8 | 0.8 | 0.8 | 0.8 | 0.8 | 0.8 | 0.8 | 0.8 | 0.8 | 0.8 | 0 | 0 | 0 |  | 2409.6 | 855.5797 | 2409.6 | 855.5797 | 0 | 0 | 9.6 | 3.4087 | 0 | 0 | 0 | 0 | 0 | 0 | 0 | 0 | 0 | 0 | 0 | 0.8 | 0.8 | 0.8 | 0.8 | 0.8 | 0.8 | 0.8 | 0.8 | 0.8 | 0.8 | 0.8 | 0.8 | 0 | 0 | 0
1609 | 16 | 9 | 5 | 1 |  |  |  |  | Restaurant - Sit-Down | Lobby (Main Entry and Assembly) | Restaurant - Sit-Down - Lobby (Main Entry and Assembly) |  | Restaurant - Sit-Down | Restaurant - Sit-Down - Lobby (Main Entry and Assembly) | Restaurant (sit-down) Dining | Sat | Open | 52 | 52 | 0.15 | 0.57893 | 0.57893 | 0.57893 | 0.57893 | 0.57893 | 0.57893 | 0.57893 | 0 | 0 | 0 | 0 | 0 | 0 | 0 | 61.3875 | 61.3875 | 61.3875 | 61.3875 | 61.3875 | 61.3875 | 61.3875 | 0 | 0 | 0 | 0 | 0 | 0 | 0 | 0 | 0 | 0 | 0 | 0 | 0 | 0 | 0 | 0 | 0 | 0 | 0 | 0 | 0 | 0 | 0 | 0 | 0 | 0 | 0 | 0 | 0 | 0 | 0 | 0 | 0 | 0 | 0 | 0.73922 | 0.73922 | 0.73922 | 0.73922 | 0.73922 | 0.73922 | 0.73922 | 0 | 0 | 0 | 0 | 0 | 0 | 0 | 78.3842 | 78.3842 | 78.3842 | 78.3842 | 78.3842 | 78.3842 | 78.3842 | 0 | 0 | 0 | 0 | 0 | 0 | 0 | 0 | 0 | 0 | 0 | 0 | 0 | 0 | 0 | 0 | 0 | 0 | 0 | 0 | 0 | 0 | 0 | 0 | 0 | 0 | 0 | 0 | 0 | 0 | 0 | 0 | 0 | 0 | 0 | Restaurant (sit-down) Dining ILit Sat | Restaurant (sit-down) Dining ILit all | 3822 | 14 | 80 | Restaurant (sit-down) Dining ILit2 Sat | Restaurant (sit-down) Dining ILit2 Sat | Restaurant (sit-down) Dining ILit2 All | 3906 | 14 | 80 | 3822 | 13.5945 | 0.8 | 0.14 | 0.14 | 0.14 | 0.14 | 0.14 | 0.14 | 0.14 | 0.46447 | 0.8 | 0.8 | 0.8 | 0.8 | 0.8 | 0.8 | 0.8 | 0.8 | 0.8 | 0.8 | 0.8 | 0.8 | 0.8 | 0.8 | 0.475 | 0.475 | 13.5945 | 0.8 | 0.14 | 0.14 | 0.14 | 0.14 | 0.14 | 0.14 | 0.14 | 0.46447 | 0.8 | 0.8 | 0.8 | 0.8 | 0.8 | 0.8 | 0.8 | 0.8 | 0.8 | 0.8 | 0.8 | 0.8 | 0.8 | 0.8 | 0.475 | 0.475 | 0 | 0 | 0 | 0 | 0 | 0 | 0 | 0.49163 | 1 | 1 | 1 | 1 | 1 | 1 | 1 | 1 | 1 | 1 | 1 | 1 | 1 | 1 | 0.50758 | 0.50758 | 0 | 0 | 0 | 0 | 0 | 0 | 0 | 0.49163 | 1 | 1 | 1 | 1 | 1 | 1 | 1 | 1 | 1 | 1 | 1 | 1 | 1 | 1 | 0.50758 | 0.50758 | 15 | 0.66337 | 0.20792 | 0.079208 | 0.049505 | 0.76136 | 0 | 0 | 0 | 0 | 0 | 0 | 0 | 0 |  | 0.15848 | 0.15848 | 0.15861 | 0.15861 | 0.1586 | 0.1586 | 0.1586 | Restaurant - Sit-Down - Lobby (Main Entry and Assembly) - Sat | 10 | 10 | 22 | 499.2 | 207.7126 | 0 | 0 | 499.2 | 207.7126 | 0 | 0 | 9.6 | 3.9945 | 0 | 0 | 0 | 0 | 0 | 0 | 0 | 0 | 0 | 0.8 | 0.8 | 0.8 | 0.8 | 0.8 | 0.8 | 0.8 | 0.8 | 0.8 | 0.8 | 0.8 | 0.8 | 0 | 0 | 0 |  | 499.2 | 207.7126 | 0 | 0 | 499.2 | 207.7126 | 0 | 0 | 9.6 | 3.9945 | 0 | 0 | 0 | 0 | 0 | 0 | 0 | 0 | 0 | 0.8 | 0.8 | 0.8 | 0.8 | 0.8 | 0.8 | 0.8 | 0.8 | 0.8 | 0.8 | 0.8 | 0.8 | 0 | 0 | 0
1610 | 16 | 10 | 6 | 2 |  |  |  |  | Restaurant - Sit-Down | Lobby (Main Entry and Assembly) | Restaurant - Sit-Down - Lobby (Main Entry and Assembly) |  | Restaurant - Sit-Down | Restaurant - Sit-Down - Lobby (Main Entry and Assembly) | Restaurant (sit-down) Dining | Sun | Open | 52 | 52 | 0.15 | 0.57893 | 0.57893 | 0.57893 | 0.57893 | 0.57893 | 0.57893 | 0.57893 | 0 | 0 | 0 | 0 | 0 | 0 | 0 | 61.3875 | 61.3875 | 61.3875 | 61.3875 | 61.3875 | 61.3875 | 61.3875 | 0 | 0 | 0 | 0 | 0 | 0 | 0 | 0 | 0 | 0 | 0 | 0 | 0 | 0 | 0 | 0 | 0 | 0 | 0 | 0 | 0 | 0 | 0 | 0 | 0 | 0 | 0 | 0 | 0 | 0 | 0 | 0 | 0 | 0 | 0 | 0.73922 | 0.73922 | 0.73922 | 0.73922 | 0.73922 | 0.73922 | 0.73922 | 0 | 0 | 0 | 0 | 0 | 0 | 0 | 78.3842 | 78.3842 | 78.3842 | 78.3842 | 78.3842 | 78.3842 | 78.3842 | 0 | 0 | 0 | 0 | 0 | 0 | 0 | 0 | 0 | 0 | 0 | 0 | 0 | 0 | 0 | 0 | 0 | 0 | 0 | 0 | 0 | 0 | 0 | 0 | 0 | 0 | 0 | 0 | 0 | 0 | 0 | 0 | 0 | 0 | 0 | Restaurant (sit-down) Dining ILit Sun | Restaurant (sit-down) Dining ILit all | 3822 | 14 | 80 | Restaurant (sit-down) Dining ILit2 Sun | Restaurant (sit-down) Dining ILit2 Sun | Restaurant (sit-down) Dining ILit2 All | 3906 | 14 | 80 | 3822 | 13.5945 | 0.8 | 0.14 | 0.14 | 0.14 | 0.14 | 0.14 | 0.14 | 0.14 | 0.46447 | 0.8 | 0.8 | 0.8 | 0.8 | 0.8 | 0.8 | 0.8 | 0.8 | 0.8 | 0.8 | 0.8 | 0.8 | 0.8 | 0.8 | 0.475 | 0.475 | 13.5945 | 0.8 | 0.14 | 0.14 | 0.14 | 0.14 | 0.14 | 0.14 | 0.14 | 0.46447 | 0.8 | 0.8 | 0.8 | 0.8 | 0.8 | 0.8 | 0.8 | 0.8 | 0.8 | 0.8 | 0.8 | 0.8 | 0.8 | 0.8 | 0.475 | 0.475 | 0 | 0 | 0 | 0 | 0 | 0 | 0 | 0.49163 | 1 | 1 | 1 | 1 | 1 | 1 | 1 | 1 | 1 | 1 | 1 | 1 | 1 | 1 | 0.50758 | 0.50758 | 0 | 0 | 0 | 0 | 0 | 0 | 0 | 0.49163 | 1 | 1 | 1 | 1 | 1 | 1 | 1 | 1 | 1 | 1 | 1 | 1 | 1 | 1 | 0.50758 | 0.50758 | 15 | 0.66337 | 0.20792 | 0.079208 | 0.049505 | 0.76136 | 0 | 0 | 0 | 0 | 0 | 0 | 0 | 0 |  | 0.15848 | 0.15848 | 0.15861 | 0.15861 | 0.1586 | 0.1586 | 0.1586 | Restaurant - Sit-Down - Lobby (Main Entry and Assembly) - Sun | 12 | 10 | 22 | 499.2 | 207.7126 | 0 | 0 | 499.2 | 207.7126 | 0 | 0 | 9.6 | 3.9945 | 0 | 0 | 0 | 0 | 0 | 0 | 0 | 0 | 0 | 0.8 | 0.8 | 0.8 | 0.8 | 0.8 | 0.8 | 0.8 | 0.8 | 0.8 | 0.8 | 0.8 | 0.8 | 0 | 0 | 0 |  | 499.2 | 207.7126 | 0 | 0 | 499.2 | 207.7126 | 0 | 0 | 9.6 | 3.9945 | 0 | 0 | 0 | 0 | 0 | 0 | 0 | 0 | 0 | 0.8 | 0.8 | 0.8 | 0.8 | 0.8 | 0.8 | 0.8 | 0.8 | 0.8 | 0.8 | 0.8 | 0.8 | 0 | 0 | 0
1611 | 16 | 11 | 7 | 3 |  |  |  |  | Restaurant - Sit-Down | Lobby (Main Entry and Assembly) | Restaurant - Sit-Down - Lobby (Main Entry and Assembly) |  | Restaurant - Sit-Down | Restaurant - Sit-Down - Lobby (Main Entry and Assembly) | Restaurant (sit-down) Dining | Hol | Open | 10 | 10 | 0.15 | 0.57893 | 0.57893 | 0.57893 | 0.57893 | 0.57893 | 0.57893 | 0.57893 | 0 | 0 | 0 | 0 | 0 | 0 | 0 | 11.8053 | 11.8053 | 11.8053 | 11.8053 | 11.8053 | 11.8053 | 11.8053 | 0 | 0 | 0 | 0 | 0 | 0 | 0 | 0 | 0 | 0 | 0 | 0 | 0 | 0 | 0 | 0 | 0 | 0 | 0 | 0 | 0 | 0 | 0 | 0 | 0 | 0 | 0 | 0 | 0 | 0 | 0 | 0 | 0 | 0 | 0 | 0.73922 | 0.73922 | 0.73922 | 0.73922 | 0.73922 | 0.73922 | 0.73922 | 0 | 0 | 0 | 0 | 0 | 0 | 0 | 15.0739 | 15.0739 | 15.0739 | 15.0739 | 15.0739 | 15.0739 | 15.0739 | 0 | 0 | 0 | 0 | 0 | 0 | 0 | 0 | 0 | 0 | 0 | 0 | 0 | 0 | 0 | 0 | 0 | 0 | 0 | 0 | 0 | 0 | 0 | 0 | 0 | 0 | 0 | 0 | 0 | 0 | 0 | 0 | 0 | 0 | 0 | Restaurant (sit-down) Dining ILit Hol | Restaurant (sit-down) Dining ILit all | 3822 | 14 | 80 | Restaurant (sit-down) Dining ILit2 Hol | Restaurant (sit-down) Dining ILit2 Hol | Restaurant (sit-down) Dining ILit2 All | 3906 | 14 | 80 | 3822 | 13.5945 | 0.8 | 0.14 | 0.14 | 0.14 | 0.14 | 0.14 | 0.14 | 0.14 | 0.46447 | 0.8 | 0.8 | 0.8 | 0.8 | 0.8 | 0.8 | 0.8 | 0.8 | 0.8 | 0.8 | 0.8 | 0.8 | 0.8 | 0.8 | 0.475 | 0.475 | 13.5945 | 0.8 | 0.14 | 0.14 | 0.14 | 0.14 | 0.14 | 0.14 | 0.14 | 0.46447 | 0.8 | 0.8 | 0.8 | 0.8 | 0.8 | 0.8 | 0.8 | 0.8 | 0.8 | 0.8 | 0.8 | 0.8 | 0.8 | 0.8 | 0.475 | 0.475 | 0 | 0 | 0 | 0 | 0 | 0 | 0 | 0.49163 | 1 | 1 | 1 | 1 | 1 | 1 | 1 | 1 | 1 | 1 | 1 | 1 | 1 | 1 | 0.50758 | 0.50758 | 0 | 0 | 0 | 0 | 0 | 0 | 0 | 0.49163 | 1 | 1 | 1 | 1 | 1 | 1 | 1 | 1 | 1 | 1 | 1 | 1 | 1 | 1 | 0.50758 | 0.50758 | 15 | 0.66337 | 0.20792 | 0.079208 | 0.049505 | 0.76136 | 0 | 0 | 0 | 0 | 0 | 0 | 0 | 0 |  | 0.15848 | 0.15848 | 0.15861 | 0.15861 | 0.1586 | 0.1586 | 0.1586 | Restaurant - Sit-Down - Lobby (Main Entry and Assembly) - Hol | 14 | 10 | 22 | 96 | 39.9447 | 0 | 0 | 96 | 39.9447 | 0 | 0 | 9.6 | 3.9945 | 0 | 0 | 0 | 0 | 0 | 0 | 0 | 0 | 0 | 0.8 | 0.8 | 0.8 | 0.8 | 0.8 | 0.8 | 0.8 | 0.8 | 0.8 | 0.8 | 0.8 | 0.8 | 0 | 0 | 0 |  | 96 | 39.9447 | 0 | 0 | 96 | 39.9447 | 0 | 0 | 9.6 | 3.9945 | 0 | 0 | 0 | 0 | 0 | 0 | 0 | 0 | 0 | 0.8 | 0.8 | 0.8 | 0.8 | 0.8 | 0.8 | 0.8 | 0.8 | 0.8 | 0.8 | 0.8 | 0.8 | 0 | 0 | 0
1612 | 16 | 12 | 8 | 4 |  |  | Restaurant - Sit-Down - Lobby (Main Entry and Assembly) | Restaurant - Sit-Down - Lobby (Main Entry and Assembly) | Restaurant - Sit-Down | Lobby (Main Entry and Assembly) | Restaurant - Sit-Down - Lobby (Main Entry and Assembly) |  | Restaurant - Sit-Down | Restaurant - Sit-Down - Lobby (Main Entry and Assembly) | Restaurant (sit-down) Dining | all | Open | 251 | 251 | 0.15 | 0.57893 | 0.57893 | 0.57893 | 0.57893 | 0.57893 | 0.57893 | 0.57893 | 0.086839 | 0.086839 | 0.086839 | 0.086839 | 0.086839 | 0.086839 | 0.086839 | 285.3972 | 285.3972 | 285.3972 | 285.3972 | 285.3972 | 285.3972 | 285.3972 | 0.069471 | 0.069471 | 0.069471 | 0.069471 | 0.069471 | 0.069471 | 0.069471 | 4836.2847 | 4836.2847 | 4836.2847 | 4836.2847 | 4836.2847 | 4836.2847 | 4836.2847 | 0 | 0 | 0 | 0 | 0 | 0 | 0 | 0.8 | 0.8 | 0.8 | 0.8 | 0.8 | 0.8 | 0.8 | 0 | 0 | 0 | 0 | 0 | 0 | 0 | 0.73922 | 0.73922 | 0.73922 | 0.73922 | 0.73922 | 0.73922 | 0.73922 | 0.11088 | 0.11088 | 0.11088 | 0.11088 | 0.11088 | 0.11088 | 0.11088 | 364.4167 | 364.4167 | 364.4167 | 364.4167 | 364.4167 | 364.4167 | 364.4167 | 0.088706 | 0.088706 | 0.088706 | 0.088706 | 0.088706 | 0.088706 | 0.088706 | 4836.2847 | 4836.2847 | 4836.2847 | 4836.2847 | 4836.2847 | 4836.2847 | 4836.2847 | 0 | 0 | 0 | 0 | 0 | 0 | 0 | 0.8 | 0.8 | 0.8 | 0.8 | 0.8 | 0.8 | 0.8 | 0 | 0 | 0 | 0 | 0 | 0 | 0 | Restaurant (sit-down) Dining ILit all | Restaurant (sit-down) Dining ILit all | 3821 | 14 | 80 | Restaurant (sit-down) Dining ILit2 all | Restaurant (sit-down) Dining ILit2 all | Restaurant (sit-down) Dining ILit2 All | 3905 | 14 | 80 | 3821 | 13.0937 | 0.8 | 0.14 | 0.14 | 0.14 | 0.14 | 0.14 | 0.14 | 0.14 | 0.46447 | 0.8 | 0.8 | 0.8 | 0.8 | 0.8 | 0.8 | 0.8 | 0.8 | 0.8 | 0.8 | 0.8 | 0.8 | 0.8 | 0.60868 | 0.46447 | 0.17605 | 13.0937 | 0.8 | 0.14 | 0.14 | 0.14 | 0.14 | 0.14 | 0.14 | 0.14 | 0.46447 | 0.8 | 0.8 | 0.8 | 0.8 | 0.8 | 0.8 | 0.8 | 0.8 | 0.8 | 0.8 | 0.8 | 0.8 | 0.8 | 0.60868 | 0.46447 | 0.17605 | 0 | 0 | 0 | 0 | 0 | 0 | 0 | 0.49163 | 1 | 1 | 1 | 1 | 1 | 1 | 1 | 1 | 1 | 1 | 1 | 1 | 1 | 0.71013 | 0.49163 | 0.054625 | 0 | 0 | 0 | 0 | 0 | 0 | 0 | 0.49163 | 1 | 1 | 1 | 1 | 1 | 1 | 1 | 1 | 1 | 1 | 1 | 1 | 1 | 0.71013 | 0.49163 | 0.054625 | 15 | 0.66337 | 0.20792 | 0.079208 | 0.049505 | 0.76136 | 0.15977 | 0.013874 | 0.013874 | 0.013874 | 0.013874 | 0.013874 | 0.013874 | 0.013874 |  | 0.15848 | 0.15848 | 0.15861 | 0.15861 | 0.1586 | 0.1586 | 0.1586 | Restaurant - Sit-Down - Lobby (Main Entry and Assembly) - all | 16 | 10 | 22 | 2409.6 | 876.9147 | 2409.6 | 876.9147 | 0 | 0 | 9.6 | 3.4937 | 0 | 0 | 0 | 0 | 0 | 0 | 0 | 0 | 0 | 0 | 0 | 0.8 | 0.8 | 0.8 | 0.8 | 0.8 | 0.8 | 0.8 | 0.8 | 0.8 | 0.8 | 0.8 | 0.8 | 0 | 0 | 0 |  | 2409.6 | 876.9147 | 2409.6 | 876.9147 | 0 | 0 | 9.6 | 3.4937 | 0 | 0 | 0 | 0 | 0 | 0 | 0 | 0 | 0 | 0 | 0 | 0.8 | 0.8 | 0.8 | 0.8 | 0.8 | 0.8 | 0.8 | 0.8 | 0.8 | 0.8 | 0.8 | 0.8 | 0 | 0 | 0
1613 | 16 | 13 | 5 | 1 |  |  |  |  | Restaurant - Sit-Down | Restrooms | Restaurant - Sit-Down - Restrooms |  | Restaurant - Sit-Down | Restaurant - Sit-Down - Restrooms | Restaurant (sit-down) Dining | Sat | Open | 52 | 52 | 0.05 | 0.30876 | 0.30876 | 0.23157 | 0.23157 | 0.23157 | 0.23157 | 0.23157 | 0 | 0 | 0 | 0 | 0 | 0 | 0 | 10.9133 | 10.9133 | 8.185 | 8.185 | 8.185 | 8.185 | 8.185 | 0 | 0 | 0 | 0 | 0 | 0 | 0 | 0 | 0 | 0 | 0 | 0 | 0 | 0 | 0 | 0 | 0 | 0 | 0 | 0 | 0 | 0 | 0 | 0 | 0 | 0 | 0 | 0 | 0 | 0 | 0 | 0 | 0 | 0 | 0 | 0.39425 | 0.39425 | 0.29569 | 0.29569 | 0.29569 | 0.29569 | 0.29569 | 0 | 0 | 0 | 0 | 0 | 0 | 0 | 13.935 | 13.935 | 10.4512 | 10.4512 | 10.4512 | 10.4512 | 10.4512 | 0 | 0 | 0 | 0 | 0 | 0 | 0 | 0 | 0 | 0 | 0 | 0 | 0 | 0 | 0 | 0 | 0 | 0 | 0 | 0 | 0 | 0 | 0 | 0 | 0 | 0 | 0 | 0 | 0 | 0 | 0 | 0 | 0 | 0 | 0 | Restaurant (sit-down) Dining ILit Sat | Restaurant (sit-down) Dining ILit all | 3822 | 14 | 80 | Restaurant (sit-down) Dining ILit2 Sat | Restaurant (sit-down) Dining ILit2 Sat | Restaurant (sit-down) Dining ILit2 All | 3906 | 14 | 80 | 3822 | 13.5945 | 0.8 | 0.14 | 0.14 | 0.14 | 0.14 | 0.14 | 0.14 | 0.14 | 0.46447 | 0.8 | 0.8 | 0.8 | 0.8 | 0.8 | 0.8 | 0.8 | 0.8 | 0.8 | 0.8 | 0.8 | 0.8 | 0.8 | 0.8 | 0.475 | 0.475 | 13.5945 | 0.8 | 0.14 | 0.14 | 0.14 | 0.14 | 0.14 | 0.14 | 0.14 | 0.46447 | 0.8 | 0.8 | 0.8 | 0.8 | 0.8 | 0.8 | 0.8 | 0.8 | 0.8 | 0.8 | 0.8 | 0.8 | 0.8 | 0.8 | 0.475 | 0.475 | 0 | 0 | 0 | 0 | 0 | 0 | 0 | 0.49163 | 1 | 1 | 1 | 1 | 1 | 1 | 1 | 1 | 1 | 1 | 1 | 1 | 1 | 1 | 0.50758 | 0.50758 | 0 | 0 | 0 | 0 | 0 | 0 | 0 | 0.49163 | 1 | 1 | 1 | 1 | 1 | 1 | 1 | 1 | 1 | 1 | 1 | 1 | 1 | 1 | 0.50758 | 0.50758 | 26 | 0.29 | 0.41 | 0.14 | 0.16 | 0.41429 | 0 | 0 | 0 | 0 | 0 | 0 | 0 | 0 |  | 0.15848 | 0.15848 | 0.15861 | 0.15861 | 0.1586 | 0.1586 | 0.1586 | Restaurant - Sit-Down - Restrooms - Sat | 10 | 10 | 22 | 499.2 | 207.7126 | 0 | 0 | 499.2 | 207.7126 | 0 | 0 | 9.6 | 3.9945 | 0 | 0 | 0 | 0 | 0 | 0 | 0 | 0 | 0 | 0.8 | 0.8 | 0.8 | 0.8 | 0.8 | 0.8 | 0.8 | 0.8 | 0.8 | 0.8 | 0.8 | 0.8 | 0 | 0 | 0 |  | 499.2 | 207.7126 | 0 | 0 | 499.2 | 207.7126 | 0 | 0 | 9.6 | 3.9945 | 0 | 0 | 0 | 0 | 0 | 0 | 0 | 0 | 0 | 0.8 | 0.8 | 0.8 | 0.8 | 0.8 | 0.8 | 0.8 | 0.8 | 0.8 | 0.8 | 0.8 | 0.8 | 0 | 0 | 0
1614 | 16 | 14 | 6 | 2 |  |  |  |  | Restaurant - Sit-Down | Restrooms | Restaurant - Sit-Down - Restrooms |  | Restaurant - Sit-Down | Restaurant - Sit-Down - Restrooms | Restaurant (sit-down) Dining | Sun | Open | 52 | 52 | 0.05 | 0.30876 | 0.30876 | 0.23157 | 0.23157 | 0.23157 | 0.23157 | 0.23157 | 0 | 0 | 0 | 0 | 0 | 0 | 0 | 10.9133 | 10.9133 | 8.185 | 8.185 | 8.185 | 8.185 | 8.185 | 0 | 0 | 0 | 0 | 0 | 0 | 0 | 0 | 0 | 0 | 0 | 0 | 0 | 0 | 0 | 0 | 0 | 0 | 0 | 0 | 0 | 0 | 0 | 0 | 0 | 0 | 0 | 0 | 0 | 0 | 0 | 0 | 0 | 0 | 0 | 0.39425 | 0.39425 | 0.29569 | 0.29569 | 0.29569 | 0.29569 | 0.29569 | 0 | 0 | 0 | 0 | 0 | 0 | 0 | 13.935 | 13.935 | 10.4512 | 10.4512 | 10.4512 | 10.4512 | 10.4512 | 0 | 0 | 0 | 0 | 0 | 0 | 0 | 0 | 0 | 0 | 0 | 0 | 0 | 0 | 0 | 0 | 0 | 0 | 0 | 0 | 0 | 0 | 0 | 0 | 0 | 0 | 0 | 0 | 0 | 0 | 0 | 0 | 0 | 0 | 0 | Restaurant (sit-down) Dining ILit Sun | Restaurant (sit-down) Dining ILit all | 3822 | 14 | 80 | Restaurant (sit-down) Dining ILit2 Sun | Restaurant (sit-down) Dining ILit2 Sun | Restaurant (sit-down) Dining ILit2 All | 3906 | 14 | 80 | 3822 | 13.5945 | 0.8 | 0.14 | 0.14 | 0.14 | 0.14 | 0.14 | 0.14 | 0.14 | 0.46447 | 0.8 | 0.8 | 0.8 | 0.8 | 0.8 | 0.8 | 0.8 | 0.8 | 0.8 | 0.8 | 0.8 | 0.8 | 0.8 | 0.8 | 0.475 | 0.475 | 13.5945 | 0.8 | 0.14 | 0.14 | 0.14 | 0.14 | 0.14 | 0.14 | 0.14 | 0.46447 | 0.8 | 0.8 | 0.8 | 0.8 | 0.8 | 0.8 | 0.8 | 0.8 | 0.8 | 0.8 | 0.8 | 0.8 | 0.8 | 0.8 | 0.475 | 0.475 | 0 | 0 | 0 | 0 | 0 | 0 | 0 | 0.49163 | 1 | 1 | 1 | 1 | 1 | 1 | 1 | 1 | 1 | 1 | 1 | 1 | 1 | 1 | 0.50758 | 0.50758 | 0 | 0 | 0 | 0 | 0 | 0 | 0 | 0.49163 | 1 | 1 | 1 | 1 | 1 | 1 | 1 | 1 | 1 | 1 | 1 | 1 | 1 | 1 | 0.50758 | 0.50758 | 26 | 0.29 | 0.41 | 0.14 | 0.16 | 0.41429 | 0 | 0 | 0 | 0 | 0 | 0 | 0 | 0 |  | 0.15848 | 0.15848 | 0.15861 | 0.15861 | 0.1586 | 0.1586 | 0.1586 | Restaurant - Sit-Down - Restrooms - Sun | 12 | 10 | 22 | 499.2 | 207.7126 | 0 | 0 | 499.2 | 207.7126 | 0 | 0 | 9.6 | 3.9945 | 0 | 0 | 0 | 0 | 0 | 0 | 0 | 0 | 0 | 0.8 | 0.8 | 0.8 | 0.8 | 0.8 | 0.8 | 0.8 | 0.8 | 0.8 | 0.8 | 0.8 | 0.8 | 0 | 0 | 0 |  | 499.2 | 207.7126 | 0 | 0 | 499.2 | 207.7126 | 0 | 0 | 9.6 | 3.9945 | 0 | 0 | 0 | 0 | 0 | 0 | 0 | 0 | 0 | 0.8 | 0.8 | 0.8 | 0.8 | 0.8 | 0.8 | 0.8 | 0.8 | 0.8 | 0.8 | 0.8 | 0.8 | 0 | 0 | 0
1615 | 16 | 15 | 7 | 3 |  |  |  |  | Restaurant - Sit-Down | Restrooms | Restaurant - Sit-Down - Restrooms |  | Restaurant - Sit-Down | Restaurant - Sit-Down - Restrooms | Restaurant (sit-down) Dining | Hol | Open | 10 | 10 | 0.05 | 0.30876 | 0.30876 | 0.23157 | 0.23157 | 0.23157 | 0.23157 | 0.23157 | 0 | 0 | 0 | 0 | 0 | 0 | 0 | 2.0987 | 2.0987 | 1.574 | 1.574 | 1.574 | 1.574 | 1.574 | 0 | 0 | 0 | 0 | 0 | 0 | 0 | 0 | 0 | 0 | 0 | 0 | 0 | 0 | 0 | 0 | 0 | 0 | 0 | 0 | 0 | 0 | 0 | 0 | 0 | 0 | 0 | 0 | 0 | 0 | 0 | 0 | 0 | 0 | 0 | 0.39425 | 0.39425 | 0.29569 | 0.29569 | 0.29569 | 0.29569 | 0.29569 | 0 | 0 | 0 | 0 | 0 | 0 | 0 | 2.6798 | 2.6798 | 2.0099 | 2.0099 | 2.0099 | 2.0099 | 2.0099 | 0 | 0 | 0 | 0 | 0 | 0 | 0 | 0 | 0 | 0 | 0 | 0 | 0 | 0 | 0 | 0 | 0 | 0 | 0 | 0 | 0 | 0 | 0 | 0 | 0 | 0 | 0 | 0 | 0 | 0 | 0 | 0 | 0 | 0 | 0 | Restaurant (sit-down) Dining ILit Hol | Restaurant (sit-down) Dining ILit all | 3822 | 14 | 80 | Restaurant (sit-down) Dining ILit2 Hol | Restaurant (sit-down) Dining ILit2 Hol | Restaurant (sit-down) Dining ILit2 All | 3906 | 14 | 80 | 3822 | 13.5945 | 0.8 | 0.14 | 0.14 | 0.14 | 0.14 | 0.14 | 0.14 | 0.14 | 0.46447 | 0.8 | 0.8 | 0.8 | 0.8 | 0.8 | 0.8 | 0.8 | 0.8 | 0.8 | 0.8 | 0.8 | 0.8 | 0.8 | 0.8 | 0.475 | 0.475 | 13.5945 | 0.8 | 0.14 | 0.14 | 0.14 | 0.14 | 0.14 | 0.14 | 0.14 | 0.46447 | 0.8 | 0.8 | 0.8 | 0.8 | 0.8 | 0.8 | 0.8 | 0.8 | 0.8 | 0.8 | 0.8 | 0.8 | 0.8 | 0.8 | 0.475 | 0.475 | 0 | 0 | 0 | 0 | 0 | 0 | 0 | 0.49163 | 1 | 1 | 1 | 1 | 1 | 1 | 1 | 1 | 1 | 1 | 1 | 1 | 1 | 1 | 0.50758 | 0.50758 | 0 | 0 | 0 | 0 | 0 | 0 | 0 | 0.49163 | 1 | 1 | 1 | 1 | 1 | 1 | 1 | 1 | 1 | 1 | 1 | 1 | 1 | 1 | 0.50758 | 0.50758 | 26 | 0.29 | 0.41 | 0.14 | 0.16 | 0.41429 | 0 | 0 | 0 | 0 | 0 | 0 | 0 | 0 |  | 0.15848 | 0.15848 | 0.15861 | 0.15861 | 0.1586 | 0.1586 | 0.1586 | Restaurant - Sit-Down - Restrooms - Hol | 14 | 10 | 22 | 96 | 39.9447 | 0 | 0 | 96 | 39.9447 | 0 | 0 | 9.6 | 3.9945 | 0 | 0 | 0 | 0 | 0 | 0 | 0 | 0 | 0 | 0.8 | 0.8 | 0.8 | 0.8 | 0.8 | 0.8 | 0.8 | 0.8 | 0.8 | 0.8 | 0.8 | 0.8 | 0 | 0 | 0 |  | 96 | 39.9447 | 0 | 0 | 96 | 39.9447 | 0 | 0 | 9.6 | 3.9945 | 0 | 0 | 0 | 0 | 0 | 0 | 0 | 0 | 0 | 0.8 | 0.8 | 0.8 | 0.8 | 0.8 | 0.8 | 0.8 | 0.8 | 0.8 | 0.8 | 0.8 | 0.8 | 0 | 0 | 0
1616 | 16 | 16 | 8 | 4 | Restaurant - Sit-Down | Restaurant - Sit-Down | Restaurant - Sit-Down - Restrooms | Restaurant - Sit-Down - Restrooms | Restaurant - Sit-Down | Restrooms | Restaurant - Sit-Down - Restrooms |  | Restaurant - Sit-Down | Restaurant - Sit-Down - Restrooms | Restaurant (sit-down) Dining | all | Open | 251 | 251 | 0.05 | 0.30876 | 0.30876 | 0.23157 | 0.23157 | 0.23157 | 0.23157 | 0.23157 | 0.015438 | 0.015438 | 0.011579 | 0.011579 | 0.011579 | 0.011579 | 0.011579 | 50.7373 | 50.7373 | 38.053 | 38.053 | 38.053 | 38.053 | 38.053 | 0.01235 | 0.01235 | 0.0092628 | 0.0092628 | 0.0092628 | 0.0092628 | 0.0092628 | 4836.2847 | 4836.2847 | 4836.2847 | 4836.2847 | 4836.2847 | 4836.2847 | 4836.2847 | 4820.4238 | 4820.4238 | 4819.5036 | 4819.5036 | 4819.9897 | 4819.9897 | 4819.9897 | 0.8 | 0.8 | 0.8 | 0.8 | 0.8 | 0.8 | 0.8 | 0.8 | 0.8 | 0.8 | 0.8 | 0.8 | 0.8 | 0.8 | 0.39425 | 0.39425 | 0.29569 | 0.29569 | 0.29569 | 0.29569 | 0.29569 | 0.019712 | 0.019712 | 0.014784 | 0.014784 | 0.014784 | 0.014784 | 0.014784 | 64.7852 | 64.7852 | 48.5889 | 48.5889 | 48.5889 | 48.5889 | 48.5889 | 0.01577 | 0.01577 | 0.011827 | 0.011827 | 0.011827 | 0.011827 | 0.011827 | 4836.2847 | 4836.2847 | 4836.2847 | 4836.2847 | 4836.2847 | 4836.2847 | 4836.2847 | 4832.6555 | 4832.6555 | 4832.2696 | 4832.2696 | 4832.4778 | 4832.4778 | 4832.4778 | 0.8 | 0.8 | 0.8 | 0.8 | 0.8 | 0.8 | 0.8 | 0.8 | 0.8 | 0.8 | 0.8 | 0.8 | 0.8 | 0.8 | Restaurant (sit-down) Dining ILit all | Restaurant (sit-down) Dining ILit all | 3821 | 14 | 80 | Restaurant (sit-down) Dining ILit2 all | Restaurant (sit-down) Dining ILit2 all | Restaurant (sit-down) Dining ILit2 All | 3905 | 14 | 80 | 3821 | 13.0937 | 0.8 | 0.14 | 0.14 | 0.14 | 0.14 | 0.14 | 0.14 | 0.14 | 0.46447 | 0.8 | 0.8 | 0.8 | 0.8 | 0.8 | 0.8 | 0.8 | 0.8 | 0.8 | 0.8 | 0.8 | 0.8 | 0.8 | 0.60868 | 0.46447 | 0.17605 | 13.0937 | 0.8 | 0.14 | 0.14 | 0.14 | 0.14 | 0.14 | 0.14 | 0.14 | 0.46447 | 0.8 | 0.8 | 0.8 | 0.8 | 0.8 | 0.8 | 0.8 | 0.8 | 0.8 | 0.8 | 0.8 | 0.8 | 0.8 | 0.60868 | 0.46447 | 0.17605 | 0 | 0 | 0 | 0 | 0 | 0 | 0 | 0.49163 | 1 | 1 | 1 | 1 | 1 | 1 | 1 | 1 | 1 | 1 | 1 | 1 | 1 | 0.71013 | 0.49163 | 0.054625 | 0 | 0 | 0 | 0 | 0 | 0 | 0 | 0.49163 | 1 | 1 | 1 | 1 | 1 | 1 | 1 | 1 | 1 | 1 | 1 | 1 | 1 | 0.71013 | 0.49163 | 0.054625 | 26 | 0.29 | 0.41 | 0.14 | 0.16 | 0.41429 | 0.12107 | 0.001869 | 0.001869 | 0.0014018 | 0.0014018 | 0.0014018 | 0.0014018 | 0.0014018 | Restaurant - Sit-Down | 0.15848 | 0.15848 | 0.15861 | 0.15861 | 0.1586 | 0.1586 | 0.1586 | Restaurant - Sit-Down - Restrooms - all | 16 | 10 | 22 | 2409.6 | 876.9147 | 2409.6 | 876.9147 | 0 | 0 | 9.6 | 3.4937 | 0 | 0 | 0 | 0 | 0 | 0 | 0 | 0 | 0 | 0 | 0 | 0.8 | 0.8 | 0.8 | 0.8 | 0.8 | 0.8 | 0.8 | 0.8 | 0.8 | 0.8 | 0.8 | 0.8 | 0 | 0 | 0 |  | 2409.6 | 876.9147 | 2409.6 | 876.9147 | 0 | 0 | 9.6 | 3.4937 | 0 | 0 | 0 | 0 | 0 | 0 | 0 | 0 | 0 | 0 | 0 | 0.8 | 0.8 | 0.8 | 0.8 | 0.8 | 0.8 | 0.8 | 0.8 | 0.8 | 0.8 | 0.8 | 0.8 | 0 | 0 | 0
1701 | 17 | 1 | 5 | 1 |  |  |  |  | Retail - 3-Story Large | Office (General) | Retail - 3-Story Large - Office (General) |  | Retail - 3-Story Large | Retail - 3-Story Large - Office (General) | Retail (lrg, 3-story) Office | Sat | Open | 52 | 52 | 0.05 | 1.0967 | 1.0967 | 1.0967 | 1.0967 | 1.0967 | 0.88583 | 0.88583 | 0 | 0 | 0 | 0 | 0 | 0 | 0 | 18.321 | 18.321 | 18.321 | 18.321 | 18.321 | 14.7977 | 14.7977 | 0 | 0 | 0 | 0 | 0 | 0 | 0 | 0 | 0 | 0 | 0 | 0 | 0 | 0 | 0 | 0 | 0 | 0 | 0 | 0 | 0 | 0 | 0 | 0 | 0 | 0 | 0 | 0 | 0 | 0 | 0 | 0 | 0 | 0 | 0 | 0.074909 | 0.074909 | 0.074909 | 0.074909 | 0.074909 | 0.060503 | 0.060503 | 0 | 0 | 0 | 0 | 0 | 0 | 0 | 1.2358 | 1.2358 | 1.2358 | 1.2358 | 1.2358 | 0.99812 | 0.99812 | 0 | 0 | 0 | 0 | 0 | 0 | 0 | 0 | 0 | 0 | 0 | 0 | 0 | 0 | 0 | 0 | 0 | 0 | 0 | 0 | 0 | 0 | 0 | 0 | 0 | 0 | 0 | 0 | 0 | 0 | 0 | 0 | 0 | 0 | 0 | Retail (lrg, 3-story) Office ILit Sat | Retail (lrg, 3-story) Office ILit all | 3395 | 5 | 52.5 | Retail (lrg, 3-story) Office ILit2 Sat | Retail (lrg, 3-story) Office ILit Sat | Retail (lrg, 3-story) Office ILit all | 3395 | 6.5 | 50 | 3395 | 6.425 | 0.525 | 0.05 | 0.05 | 0.05 | 0.05 | 0.05 | 0.05 | 0.05 | 0.05 | 0.18194 | 0.525 | 0.525 | 0.525 | 0.525 | 0.525 | 0.525 | 0.525 | 0.525 | 0.525 | 0.44583 | 0.34028 | 0.18194 | 0.05 | 0.05 | 0.05 | 6.345 | 0.5 | 0.065 | 0.065 | 0.065 | 0.065 | 0.065 | 0.065 | 0.065 | 0.065 | 0.18583 | 0.5 | 0.5 | 0.5 | 0.5 | 0.5 | 0.5 | 0.5 | 0.5 | 0.5 | 0.4275 | 0.33083 | 0.18583 | 0.065 | 0.065 | 0.065 | 0 | 0 | 0 | 0 | 0 | 0 | 0 | 0 | 0.27778 | 1 | 1 | 1 | 1 | 1 | 1 | 1 | 1 | 1 | 0.83333 | 0.61111 | 0.27778 | 0 | 0 | 0 | 0 | 0 | 0 | 0 | 0 | 0 | 0 | 0 | 0.27778 | 1 | 1 | 1 | 1 | 1 | 1 | 1 | 1 | 1 | 0.83333 | 0.61111 | 0.27778 | 0 | 0 | 0 | 15 | 0.66337 | 0.20792 | 0.079208 | 0.049505 | 0.76136 | 0 | 0 | 0 | 0 | 0 | 0 | 0 | 0 |  | 0.0076344 | 0.0076344 | 0.0068732 | 0.0072789 | 0.0072789 | 0.0065018 | 0.0079171 | Retail - 3-Story Large - Office (General) - Sat | 10 | 9 | 19 | 255.1611 | 78.9389 | 0 | 0 | 255.1611 | 78.9389 | 0 | 0 | 4.9069 | 1.5181 | 0 | 0 | 0 | 0 | 0 | 0 | 0 | 0 | 0.18194 | 0.525 | 0.525 | 0.525 | 0.525 | 0.525 | 0.525 | 0.525 | 0.525 | 0.525 | 0 | 0 | 0 | 0 | 0 | 0 |  | 243.6633 | 86.2767 | 0 | 0 | 243.6633 | 86.2767 | 0 | 0 | 4.6858 | 1.6592 | 0 | 0 | 0 | 0 | 0 | 0 | 0 | 0 | 0.18583 | 0.5 | 0.5 | 0.5 | 0.5 | 0.5 | 0.5 | 0.5 | 0.5 | 0.5 | 0 | 0 | 0 | 0 | 0 | 0
1702 | 17 | 2 | 6 | 2 |  |  |  |  | Retail - 3-Story Large | Office (General) | Retail - 3-Story Large - Office (General) |  | Retail - 3-Story Large | Retail - 3-Story Large - Office (General) | Retail (lrg, 3-story) Office | Sun | Open | 52 | 52 | 0.05 | 1.0967 | 1.0967 | 1.0967 | 1.0967 | 1.0967 | 0.88583 | 0.88583 | 0 | 0 | 0 | 0 | 0 | 0 | 0 | 16.4398 | 16.4398 | 16.4398 | 16.4398 | 16.4398 | 13.2783 | 13.2783 | 0 | 0 | 0 | 0 | 0 | 0 | 0 | 0 | 0 | 0 | 0 | 0 | 0 | 0 | 0 | 0 | 0 | 0 | 0 | 0 | 0 | 0 | 0 | 0 | 0 | 0 | 0 | 0 | 0 | 0 | 0 | 0 | 0 | 0 | 0 | 0.074909 | 0.074909 | 0.074909 | 0.074909 | 0.074909 | 0.060503 | 0.060503 | 0 | 0 | 0 | 0 | 0 | 0 | 0 | 1.1181 | 1.1181 | 1.1181 | 1.1181 | 1.1181 | 0.90308 | 0.90308 | 0 | 0 | 0 | 0 | 0 | 0 | 0 | 0 | 0 | 0 | 0 | 0 | 0 | 0 | 0 | 0 | 0 | 0 | 0 | 0 | 0 | 0 | 0 | 0 | 0 | 0 | 0 | 0 | 0 | 0 | 0 | 0 | 0 | 0 | 0 | Retail (lrg, 3-story) Office ILit Sun | Retail (lrg, 3-story) Office ILit all | 3396 | 5 | 52.5 | Retail (lrg, 3-story) Office ILit2 Sun | Retail (lrg, 3-story) Office ILit Sun | Retail (lrg, 3-story) Office ILit all | 3396 | 6.5 | 50 | 3396 | 5.7653 | 0.525 | 0.05 | 0.05 | 0.05 | 0.05 | 0.05 | 0.05 | 0.05 | 0.05 | 0.18194 | 0.39306 | 0.525 | 0.525 | 0.525 | 0.525 | 0.525 | 0.525 | 0.525 | 0.525 | 0.34028 | 0.05 | 0.05 | 0.05 | 0.05 | 0.05 | 5.7408 | 0.5 | 0.065 | 0.065 | 0.065 | 0.065 | 0.065 | 0.065 | 0.065 | 0.065 | 0.18583 | 0.37917 | 0.5 | 0.5 | 0.5 | 0.5 | 0.5 | 0.5 | 0.5 | 0.5 | 0.33083 | 0.065 | 0.065 | 0.065 | 0.065 | 0.065 | 0 | 0 | 0 | 0 | 0 | 0 | 0 | 0 | 0.27778 | 0.72222 | 1 | 1 | 1 | 1 | 1 | 1 | 1 | 1 | 0.61111 | 0 | 0 | 0 | 0 | 0 | 0 | 0 | 0 | 0 | 0 | 0 | 0 | 0 | 0.27778 | 0.72222 | 1 | 1 | 1 | 1 | 1 | 1 | 1 | 1 | 0.61111 | 0 | 0 | 0 | 0 | 0 | 15 | 0.66337 | 0.20792 | 0.079208 | 0.049505 | 0.76136 | 0 | 0 | 0 | 0 | 0 | 0 | 0 | 0 |  | 0.0076344 | 0.0076344 | 0.0068732 | 0.0072789 | 0.0072789 | 0.0065018 | 0.0079171 | Retail - 3-Story Large - Office (General) - Sun | 12 | 9 | 19 | 248.3 | 51.4944 | 0 | 0 | 248.3 | 51.4944 | 0 | 0 | 4.775 | 0.99028 | 0 | 0 | 0 | 0 | 0 | 0 | 0 | 0 | 0.18194 | 0.39306 | 0.525 | 0.525 | 0.525 | 0.525 | 0.525 | 0.525 | 0.525 | 0.525 | 0 | 0 | 0 | 0 | 0 | 0 |  | 237.38 | 61.1433 | 0 | 0 | 237.38 | 61.1433 | 0 | 0 | 4.565 | 1.1758 | 0 | 0 | 0 | 0 | 0 | 0 | 0 | 0 | 0.18583 | 0.37917 | 0.5 | 0.5 | 0.5 | 0.5 | 0.5 | 0.5 | 0.5 | 0.5 | 0 | 0 | 0 | 0 | 0 | 0
1703 | 17 | 3 | 7 | 3 |  |  |  |  | Retail - 3-Story Large | Office (General) | Retail - 3-Story Large - Office (General) |  | Retail - 3-Story Large | Retail - 3-Story Large - Office (General) | Retail (lrg, 3-story) Office | Hol | Open | 10 | 10 | 0.05 | 1.0967 | 1.0967 | 1.0967 | 1.0967 | 1.0967 | 0.88583 | 0.88583 | 0 | 0 | 0 | 0 | 0 | 0 | 0 | 3.1615 | 3.1615 | 3.1615 | 3.1615 | 3.1615 | 2.5535 | 2.5535 | 0 | 0 | 0 | 0 | 0 | 0 | 0 | 0 | 0 | 0 | 0 | 0 | 0 | 0 | 0 | 0 | 0 | 0 | 0 | 0 | 0 | 0 | 0 | 0 | 0 | 0 | 0 | 0 | 0 | 0 | 0 | 0 | 0 | 0 | 0 | 0.074909 | 0.074909 | 0.074909 | 0.074909 | 0.074909 | 0.060503 | 0.060503 | 0 | 0 | 0 | 0 | 0 | 0 | 0 | 0.21502 | 0.21502 | 0.21502 | 0.21502 | 0.21502 | 0.17367 | 0.17367 | 0 | 0 | 0 | 0 | 0 | 0 | 0 | 0 | 0 | 0 | 0 | 0 | 0 | 0 | 0 | 0 | 0 | 0 | 0 | 0 | 0 | 0 | 0 | 0 | 0 | 0 | 0 | 0 | 0 | 0 | 0 | 0 | 0 | 0 | 0 | Retail (lrg, 3-story) Office ILit Hol | Retail (lrg, 3-story) Office ILit all | 3396 | 5 | 52.5 | Retail (lrg, 3-story) Office ILit2 Hol | Retail (lrg, 3-story) Office ILit Hol | Retail (lrg, 3-story) Office ILit all | 3396 | 6.5 | 50 | 3396 | 5.7653 | 0.525 | 0.05 | 0.05 | 0.05 | 0.05 | 0.05 | 0.05 | 0.05 | 0.05 | 0.18194 | 0.39306 | 0.525 | 0.525 | 0.525 | 0.525 | 0.525 | 0.525 | 0.525 | 0.525 | 0.34028 | 0.05 | 0.05 | 0.05 | 0.05 | 0.05 | 5.7408 | 0.5 | 0.065 | 0.065 | 0.065 | 0.065 | 0.065 | 0.065 | 0.065 | 0.065 | 0.18583 | 0.37917 | 0.5 | 0.5 | 0.5 | 0.5 | 0.5 | 0.5 | 0.5 | 0.5 | 0.33083 | 0.065 | 0.065 | 0.065 | 0.065 | 0.065 | 0 | 0 | 0 | 0 | 0 | 0 | 0 | 0 | 0.27778 | 0.72222 | 1 | 1 | 1 | 1 | 1 | 1 | 1 | 1 | 0.61111 | 0 | 0 | 0 | 0 | 0 | 0 | 0 | 0 | 0 | 0 | 0 | 0 | 0 | 0.27778 | 0.72222 | 1 | 1 | 1 | 1 | 1 | 1 | 1 | 1 | 0.61111 | 0 | 0 | 0 | 0 | 0 | 15 | 0.66337 | 0.20792 | 0.079208 | 0.049505 | 0.76136 | 0 | 0 | 0 | 0 | 0 | 0 | 0 | 0 |  | 0.0076344 | 0.0076344 | 0.0068732 | 0.0072789 | 0.0072789 | 0.0065018 | 0.0079171 | Retail - 3-Story Large - Office (General) - Hol | 14 | 9 | 19 | 47.75 | 9.9028 | 0 | 0 | 47.75 | 9.9028 | 0 | 0 | 4.775 | 0.99028 | 0 | 0 | 0 | 0 | 0 | 0 | 0 | 0 | 0.18194 | 0.39306 | 0.525 | 0.525 | 0.525 | 0.525 | 0.525 | 0.525 | 0.525 | 0.525 | 0 | 0 | 0 | 0 | 0 | 0 |  | 45.65 | 11.7583 | 0 | 0 | 45.65 | 11.7583 | 0 | 0 | 4.565 | 1.1758 | 0 | 0 | 0 | 0 | 0 | 0 | 0 | 0 | 0.18583 | 0.37917 | 0.5 | 0.5 | 0.5 | 0.5 | 0.5 | 0.5 | 0.5 | 0.5 | 0 | 0 | 0 | 0 | 0 | 0
1704 | 17 | 4 | 8 | 4 |  |  | Retail - 3-Story Large - Office (General) | Retail - 3-Story Large - Office (General) | Retail - 3-Story Large | Office (General) | Retail - 3-Story Large - Office (General) |  | Retail - 3-Story Large | Retail - 3-Story Large - Office (General) | Retail (lrg, 3-story) Office | all | Open | 251 | 251 | 0.05 | 1.0967 | 1.0967 | 1.0967 | 1.0967 | 1.0967 | 0.88583 | 0.88583 | 0.054837 | 0.054837 | 0.054837 | 0.054837 | 0.054837 | 0.044291 | 0.044291 | 104.4349 | 104.4349 | 104.4349 | 104.4349 | 104.4349 | 84.3512 | 84.3512 | 0.031531 | 0.031531 | 0.031531 | 0.031531 | 0.031531 | 0.025468 | 0.025468 | 2596.0097 | 2596.0097 | 2596.0097 | 2596.0097 | 2596.0097 | 2596.0097 | 2596.0097 | 0 | 0 | 0 | 0 | 0 | 0 | 0 | 0.575 | 0.575 | 0.575 | 0.575 | 0.575 | 0.575 | 0.575 | 0 | 0 | 0 | 0 | 0 | 0 | 0 | 0.074909 | 0.074909 | 0.074909 | 0.074909 | 0.074909 | 0.060503 | 0.060503 | 0.0037454 | 0.0037454 | 0.0037454 | 0.0037454 | 0.0037454 | 0.0030252 | 0.0030252 | 7.014 | 7.014 | 7.014 | 7.014 | 7.014 | 5.6651 | 5.6651 | 0.00206 | 0.00206 | 0.00206 | 0.00206 | 0.00206 | 0.0016638 | 0.0016638 | 2558.5408 | 2558.5408 | 2558.5408 | 2558.5408 | 2558.5408 | 2558.5408 | 2558.5408 | 0 | 0 | 0 | 0 | 0 | 0 | 0 | 0.55 | 0.55 | 0.55 | 0.55 | 0.55 | 0.55 | 0.55 | 0 | 0 | 0 | 0 | 0 | 0 | 0 | Retail (lrg, 3-story) Office ILit all | Retail (lrg, 3-story) Office ILit all | 3394 | 5 | 57.5 | Retail (lrg, 3-story) Office ILit2 all | Retail (lrg, 3-story) Office ILit all | Retail (lrg, 3-story) Office ILit all | 3394 | 6.5 | 55 | 3394 | 7.5875 | 0.575 | 0.05 | 0.05 | 0.05 | 0.05 | 0.05 | 0.05 | 0.05 | 0.05 | 0.19583 | 0.575 | 0.575 | 0.575 | 0.575 | 0.575 | 0.575 | 0.575 | 0.575 | 0.575 | 0.575 | 0.575 | 0.3125 | 0.25417 | 0.05 | 0.05 | 7.4608 | 0.55 | 0.065 | 0.065 | 0.065 | 0.065 | 0.065 | 0.065 | 0.065 | 0.065 | 0.19972 | 0.55 | 0.55 | 0.55 | 0.55 | 0.55 | 0.55 | 0.55 | 0.55 | 0.55 | 0.55 | 0.55 | 0.3075 | 0.25361 | 0.065 | 0.065 | 0 | 0 | 0 | 0 | 0 | 0 | 0 | 0 | 0.27778 | 1 | 1 | 1 | 1 | 1 | 1 | 1 | 1 | 1 | 1 | 1 | 0.5 | 0.38889 | 0 | 0 | 0 | 0 | 0 | 0 | 0 | 0 | 0 | 0 | 0.27778 | 1 | 1 | 1 | 1 | 1 | 1 | 1 | 1 | 1 | 1 | 1 | 0.5 | 0.38889 | 0 | 0 | 15 | 0.66337 | 0.20792 | 0.079208 | 0.049505 | 0.76136 | 0.090749 | 0.0049764 | 0.0049764 | 0.0049764 | 0.0049764 | 0.0049764 | 0.0040194 | 0.0040194 |  | 0.0076344 | 0.0076344 | 0.0068732 | 0.0072789 | 0.0072789 | 0.0065018 | 0.0079171 | Retail - 3-Story Large - Office (General) - all | 16 | 9 | 21 | 1636.7292 | 267.7333 | 1636.7292 | 267.7333 | 0 | 0 | 6.5208 | 1.0667 | 0 | 0 | 0 | 0 | 0 | 0 | 0 | 0 | 0 | 0 | 0.19583 | 0.575 | 0.575 | 0.575 | 0.575 | 0.575 | 0.575 | 0.575 | 0.575 | 0.575 | 0.575 | 0.575 | 0 | 0 | 0 | 0 |  | 1568.6803 | 303.9889 | 1568.6803 | 303.9889 | 0 | 0 | 6.2497 | 1.2111 | 0 | 0 | 0 | 0 | 0 | 0 | 0 | 0 | 0 | 0 | 0.19972 | 0.55 | 0.55 | 0.55 | 0.55 | 0.55 | 0.55 | 0.55 | 0.55 | 0.55 | 0.55 | 0.55 | 0 | 0 | 0 | 0
1705 | 17 | 5 | 5 | 1 |  |  |  |  | Retail - 3-Story Large | Retail Sales and Wholesale Showroom | Retail - 3-Story Large - Retail Sales and Wholesale Showroom |  | Retail - 3-Story Large | Retail - 3-Story Large - Retail Sales and Wholesale Showroom | Retail (lrg, 3-story) Showroom | Sat | Open | 52 | 52 | 0.8 | 1.3498 | 1.3498 | 1.3498 | 1.2655 | 1.2655 | 1.2655 | 1.0124 | 0 | 0 | 0 | 0 | 0 | 0 | 0 | 499.7618 | 499.7618 | 499.7618 | 468.5267 | 468.5267 | 468.5267 | 374.8214 | 0 | 0 | 0 | 0 | 0 | 0 | 0 | 0 | 0 | 0 | 0 | 0 | 0 | 0 | 0 | 0 | 0 | 0 | 0 | 0 | 0 | 0 | 0 | 0 | 0 | 0 | 0 | 0 | 0 | 0 | 0 | 0 | 0 | 0 | 0 | 0.092196 | 0.092196 | 0.092196 | 0.086433 | 0.086433 | 0.086433 | 0.069147 | 0 | 0 | 0 | 0 | 0 | 0 | 0 | 38.1616 | 38.1616 | 38.1616 | 35.7765 | 35.7765 | 35.7765 | 28.6212 | 0 | 0 | 0 | 0 | 0 | 0 | 0 | 0 | 0 | 0 | 0 | 0 | 0 | 0 | 0 | 0 | 0 | 0 | 0 | 0 | 0 | 0 | 0 | 0 | 0 | 0 | 0 | 0 | 0 | 0 | 0 | 0 | 0 | 0 | 0 | Retail (lrg, 3-story) Showroom ILit Sat | Retail (lrg, 3-story) Showroom ILit all | 3404 | 5 | 75 | Retail (lrg, 3-story) Showroom ILit2 Sat | Retail (lrg, 3-story) Showroom ILit Sat | Retail (lrg, 3-story) Showroom ILit all | 3404 | 30 | 55 | 3404 | 8.9 | 0.75 | 0.05 | 0.05 | 0.05 | 0.05 | 0.05 | 0.05 | 0.05 | 0.05 | 0.24444 | 0.75 | 0.75 | 0.75 | 0.75 | 0.75 | 0.75 | 0.75 | 0.75 | 0.75 | 0.63333 | 0.47778 | 0.24444 | 0.05 | 0.05 | 0.05 | 9.95 | 0.55 | 0.3 | 0.3 | 0.3 | 0.3 | 0.3 | 0.3 | 0.3 | 0.3 | 0.36944 | 0.55 | 0.55 | 0.55 | 0.55 | 0.55 | 0.55 | 0.55 | 0.55 | 0.55 | 0.50833 | 0.45278 | 0.36944 | 0.3 | 0.3 | 0.3 | 0 | 0 | 0 | 0 | 0 | 0 | 0 | 0 | 0.27778 | 1 | 1 | 1 | 1 | 1 | 1 | 1 | 1 | 1 | 0.83333 | 0.61111 | 0.27778 | 0 | 0 | 0 | 0 | 0 | 0 | 0 | 0 | 0 | 0 | 0 | 0.27778 | 1 | 1 | 1 | 1 | 1 | 1 | 1 | 1 | 1 | 0.83333 | 0.61111 | 0.27778 | 0 | 0 | 0 | 0 | 0 | 0 | 0 | 0 | 0 | 0 | 0 | 0 | 0 | 0 | 0 | 0 | 0 |  | 0.0076344 | 0.0076344 | 0.0068732 | 0.0072789 | 0.0072789 | 0.0065018 | 0.0079171 | Retail - 3-Story Large - Retail Sales and Wholesale Showroom - Sat | 10 | 9 | 19 | 363.7111 | 99.0889 | 0 | 0 | 363.7111 | 99.0889 | 0 | 0 | 6.9944 | 1.9056 | 0 | 0 | 0 | 0 | 0 | 0 | 0 | 0 | 0.24444 | 0.75 | 0.75 | 0.75 | 0.75 | 0.75 | 0.75 | 0.75 | 0.75 | 0.75 | 0 | 0 | 0 | 0 | 0 | 0 |  | 276.6111 | 240.7889 | 0 | 0 | 276.6111 | 240.7889 | 0 | 0 | 5.3194 | 4.6306 | 0 | 0 | 0 | 0 | 0 | 0 | 0 | 0 | 0.36944 | 0.55 | 0.55 | 0.55 | 0.55 | 0.55 | 0.55 | 0.55 | 0.55 | 0.55 | 0 | 0 | 0 | 0 | 0 | 0
1706 | 17 | 6 | 6 | 2 |  |  |  |  | Retail - 3-Story Large | Retail Sales and Wholesale Showroom | Retail - 3-Story Large - Retail Sales and Wholesale Showroom |  | Retail - 3-Story Large | Retail - 3-Story Large - Retail Sales and Wholesale Showroom | Retail (lrg, 3-story) Showroom | Sun | Open | 52 | 52 | 0.8 | 1.3498 | 1.3498 | 1.3498 | 1.2655 | 1.2655 | 1.2655 | 1.0124 | 0 | 0 | 0 | 0 | 0 | 0 | 0 | 445.1686 | 445.1686 | 445.1686 | 417.3456 | 417.3456 | 417.3456 | 333.8765 | 0 | 0 | 0 | 0 | 0 | 0 | 0 | 0 | 0 | 0 | 0 | 0 | 0 | 0 | 0 | 0 | 0 | 0 | 0 | 0 | 0 | 0 | 0 | 0 | 0 | 0 | 0 | 0 | 0 | 0 | 0 | 0 | 0 | 0 | 0 | 0.092196 | 0.092196 | 0.092196 | 0.086433 | 0.086433 | 0.086433 | 0.069147 | 0 | 0 | 0 | 0 | 0 | 0 | 0 | 36.8299 | 36.8299 | 36.8299 | 34.528 | 34.528 | 34.528 | 27.6224 | 0 | 0 | 0 | 0 | 0 | 0 | 0 | 0 | 0 | 0 | 0 | 0 | 0 | 0 | 0 | 0 | 0 | 0 | 0 | 0 | 0 | 0 | 0 | 0 | 0 | 0 | 0 | 0 | 0 | 0 | 0 | 0 | 0 | 0 | 0 | Retail (lrg, 3-story) Showroom ILit Sun | Retail (lrg, 3-story) Showroom ILit all | 3405 | 5 | 75 | Retail (lrg, 3-story) Showroom ILit2 Sun | Retail (lrg, 3-story) Showroom ILit Sun | Retail (lrg, 3-story) Showroom ILit all | 3405 | 30 | 55 | 3405 | 7.9278 | 0.75 | 0.05 | 0.05 | 0.05 | 0.05 | 0.05 | 0.05 | 0.05 | 0.05 | 0.24444 | 0.55556 | 0.75 | 0.75 | 0.75 | 0.75 | 0.75 | 0.75 | 0.75 | 0.75 | 0.47778 | 0.05 | 0.05 | 0.05 | 0.05 | 0.05 | 9.6028 | 0.55 | 0.3 | 0.3 | 0.3 | 0.3 | 0.3 | 0.3 | 0.3 | 0.3 | 0.36944 | 0.48056 | 0.55 | 0.55 | 0.55 | 0.55 | 0.55 | 0.55 | 0.55 | 0.55 | 0.45278 | 0.3 | 0.3 | 0.3 | 0.3 | 0.3 | 0 | 0 | 0 | 0 | 0 | 0 | 0 | 0 | 0.27778 | 0.72222 | 1 | 1 | 1 | 1 | 1 | 1 | 1 | 1 | 0.61111 | 0 | 0 | 0 | 0 | 0 | 0 | 0 | 0 | 0 | 0 | 0 | 0 | 0 | 0.27778 | 0.72222 | 1 | 1 | 1 | 1 | 1 | 1 | 1 | 1 | 0.61111 | 0 | 0 | 0 | 0 | 0 | 0 | 0 | 0 | 0 | 0 | 0 | 0 | 0 | 0 | 0 | 0 | 0 | 0 | 0 |  | 0.0076344 | 0.0076344 | 0.0068732 | 0.0072789 | 0.0072789 | 0.0065018 | 0.0079171 | Retail - 3-Story Large - Retail Sales and Wholesale Showroom - Sun | 12 | 9 | 19 | 353.6 | 58.6444 | 0 | 0 | 353.6 | 58.6444 | 0 | 0 | 6.8 | 1.1278 | 0 | 0 | 0 | 0 | 0 | 0 | 0 | 0 | 0.24444 | 0.55556 | 0.75 | 0.75 | 0.75 | 0.75 | 0.75 | 0.75 | 0.75 | 0.75 | 0 | 0 | 0 | 0 | 0 | 0 |  | 273 | 226.3444 | 0 | 0 | 273 | 226.3444 | 0 | 0 | 5.25 | 4.3528 | 0 | 0 | 0 | 0 | 0 | 0 | 0 | 0 | 0.36944 | 0.48056 | 0.55 | 0.55 | 0.55 | 0.55 | 0.55 | 0.55 | 0.55 | 0.55 | 0 | 0 | 0 | 0 | 0 | 0
1707 | 17 | 7 | 7 | 3 |  |  |  |  | Retail - 3-Story Large | Retail Sales and Wholesale Showroom | Retail - 3-Story Large - Retail Sales and Wholesale Showroom |  | Retail - 3-Story Large | Retail - 3-Story Large - Retail Sales and Wholesale Showroom | Retail (lrg, 3-story) Showroom | Hol | Open | 10 | 10 | 0.8 | 1.3498 | 1.3498 | 1.3498 | 1.2655 | 1.2655 | 1.2655 | 1.0124 | 0 | 0 | 0 | 0 | 0 | 0 | 0 | 85.6094 | 85.6094 | 85.6094 | 80.2588 | 80.2588 | 80.2588 | 64.207 | 0 | 0 | 0 | 0 | 0 | 0 | 0 | 0 | 0 | 0 | 0 | 0 | 0 | 0 | 0 | 0 | 0 | 0 | 0 | 0 | 0 | 0 | 0 | 0 | 0 | 0 | 0 | 0 | 0 | 0 | 0 | 0 | 0 | 0 | 0 | 0.092196 | 0.092196 | 0.092196 | 0.086433 | 0.086433 | 0.086433 | 0.069147 | 0 | 0 | 0 | 0 | 0 | 0 | 0 | 7.0827 | 7.0827 | 7.0827 | 6.64 | 6.64 | 6.64 | 5.312 | 0 | 0 | 0 | 0 | 0 | 0 | 0 | 0 | 0 | 0 | 0 | 0 | 0 | 0 | 0 | 0 | 0 | 0 | 0 | 0 | 0 | 0 | 0 | 0 | 0 | 0 | 0 | 0 | 0 | 0 | 0 | 0 | 0 | 0 | 0 | Retail (lrg, 3-story) Showroom ILit Hol | Retail (lrg, 3-story) Showroom ILit all | 3405 | 5 | 75 | Retail (lrg, 3-story) Showroom ILit2 Hol | Retail (lrg, 3-story) Showroom ILit Hol | Retail (lrg, 3-story) Showroom ILit all | 3405 | 30 | 55 | 3405 | 7.9278 | 0.75 | 0.05 | 0.05 | 0.05 | 0.05 | 0.05 | 0.05 | 0.05 | 0.05 | 0.24444 | 0.55556 | 0.75 | 0.75 | 0.75 | 0.75 | 0.75 | 0.75 | 0.75 | 0.75 | 0.47778 | 0.05 | 0.05 | 0.05 | 0.05 | 0.05 | 9.6028 | 0.55 | 0.3 | 0.3 | 0.3 | 0.3 | 0.3 | 0.3 | 0.3 | 0.3 | 0.36944 | 0.48056 | 0.55 | 0.55 | 0.55 | 0.55 | 0.55 | 0.55 | 0.55 | 0.55 | 0.45278 | 0.3 | 0.3 | 0.3 | 0.3 | 0.3 | 0 | 0 | 0 | 0 | 0 | 0 | 0 | 0 | 0.27778 | 0.72222 | 1 | 1 | 1 | 1 | 1 | 1 | 1 | 1 | 0.61111 | 0 | 0 | 0 | 0 | 0 | 0 | 0 | 0 | 0 | 0 | 0 | 0 | 0 | 0.27778 | 0.72222 | 1 | 1 | 1 | 1 | 1 | 1 | 1 | 1 | 0.61111 | 0 | 0 | 0 | 0 | 0 | 0 | 0 | 0 | 0 | 0 | 0 | 0 | 0 | 0 | 0 | 0 | 0 | 0 | 0 |  | 0.0076344 | 0.0076344 | 0.0068732 | 0.0072789 | 0.0072789 | 0.0065018 | 0.0079171 | Retail - 3-Story Large - Retail Sales and Wholesale Showroom - Hol | 14 | 9 | 19 | 68 | 11.2778 | 0 | 0 | 68 | 11.2778 | 0 | 0 | 6.8 | 1.1278 | 0 | 0 | 0 | 0 | 0 | 0 | 0 | 0 | 0.24444 | 0.55556 | 0.75 | 0.75 | 0.75 | 0.75 | 0.75 | 0.75 | 0.75 | 0.75 | 0 | 0 | 0 | 0 | 0 | 0 |  | 52.5 | 43.5278 | 0 | 0 | 52.5 | 43.5278 | 0 | 0 | 5.25 | 4.3528 | 0 | 0 | 0 | 0 | 0 | 0 | 0 | 0 | 0.36944 | 0.48056 | 0.55 | 0.55 | 0.55 | 0.55 | 0.55 | 0.55 | 0.55 | 0.55 | 0 | 0 | 0 | 0 | 0 | 0
1708 | 17 | 8 | 8 | 4 |  |  | Retail - 3-Story Large - Retail Sales and Wholesale Showroom | Retail - 3-Story Large - Retail Sales and Wholesale Showroom | Retail - 3-Story Large | Retail Sales and Wholesale Showroom | Retail - 3-Story Large - Retail Sales and Wholesale Showroom |  | Retail - 3-Story Large | Retail - 3-Story Large - Retail Sales and Wholesale Showroom | Retail (lrg, 3-story) Showroom | all | Open | 251 | 251 | 0.8 | 1.3498 | 1.3498 | 1.3498 | 1.2655 | 1.2655 | 1.2655 | 1.0124 | 1.0799 | 1.0799 | 1.0799 | 1.0124 | 1.0124 | 1.0124 | 0.8099 | 2798.553 | 2798.553 | 2798.553 | 2623.6434 | 2623.6434 | 2623.6434 | 2098.9147 | 0.86389 | 0.86389 | 0.86389 | 0.8099 | 0.8099 | 0.8099 | 0.64792 | 3545.8972 | 3545.8972 | 3545.8972 | 3545.8972 | 3545.8972 | 3545.8972 | 3545.8972 | 0 | 0 | 0 | 0 | 0 | 0 | 0 | 0.8 | 0.8 | 0.8 | 0.8 | 0.8 | 0.8 | 0.8 | 0 | 0 | 0 | 0 | 0 | 0 | 0 | 0.092196 | 0.092196 | 0.092196 | 0.086433 | 0.086433 | 0.086433 | 0.069147 | 0.073756 | 0.073756 | 0.073756 | 0.069147 | 0.069147 | 0.069147 | 0.055317 | 212.1267 | 212.1267 | 212.1267 | 198.8688 | 198.8688 | 198.8688 | 159.0951 | 0.047942 | 0.047942 | 0.047942 | 0.044945 | 0.044945 | 0.044945 | 0.035956 | 3988.8139 | 3988.8139 | 3988.8139 | 3988.8139 | 3988.8139 | 3988.8139 | 3988.8139 | 0 | 0 | 0 | 0 | 0 | 0 | 0 | 0.65 | 0.65 | 0.65 | 0.65 | 0.65 | 0.65 | 0.65 | 0 | 0 | 0 | 0 | 0 | 0 | 0 | Retail (lrg, 3-story) Showroom ILit all | Retail (lrg, 3-story) Showroom ILit all | 3403 | 5 | 80 | Retail (lrg, 3-story) Showroom ILit2 all | Retail (lrg, 3-story) Showroom ILit all | Retail (lrg, 3-story) Showroom ILit all | 3403 | 30 | 65 | 3403 | 10.325 | 0.8 | 0.05 | 0.05 | 0.05 | 0.05 | 0.05 | 0.05 | 0.05 | 0.05 | 0.25833 | 0.8 | 0.8 | 0.8 | 0.8 | 0.8 | 0.8 | 0.8 | 0.8 | 0.8 | 0.8 | 0.8 | 0.425 | 0.34167 | 0.05 | 0.05 | 11.4583 | 0.65 | 0.3 | 0.3 | 0.3 | 0.3 | 0.3 | 0.3 | 0.3 | 0.3 | 0.39722 | 0.65 | 0.65 | 0.65 | 0.65 | 0.65 | 0.65 | 0.65 | 0.65 | 0.65 | 0.65 | 0.65 | 0.475 | 0.43611 | 0.3 | 0.3 | 0 | 0 | 0 | 0 | 0 | 0 | 0 | 0 | 0.27778 | 1 | 1 | 1 | 1 | 1 | 1 | 1 | 1 | 1 | 1 | 1 | 0.5 | 0.38889 | 0 | 0 | 0 | 0 | 0 | 0 | 0 | 0 | 0 | 0 | 0.27778 | 1 | 1 | 1 | 1 | 1 | 1 | 1 | 1 | 1 | 1 | 1 | 0.5 | 0.38889 | 0 | 0 | 0 | 0 | 0 | 0 | 0 | 0 | 0 | 0 | 0 | 0 | 0 | 0 | 0 | 0 |  | 0.0076344 | 0.0076344 | 0.0068732 | 0.0072789 | 0.0072789 | 0.0065018 | 0.0079171 | Retail - 3-Story Large - Retail Sales and Wholesale Showroom - all | 16 | 9 | 21 | 2273.6417 | 317.9333 | 2273.6417 | 317.9333 | 0 | 0 | 9.0583 | 1.2667 | 0 | 0 | 0 | 0 | 0 | 0 | 0 | 0 | 0 | 0 | 0.25833 | 0.8 | 0.8 | 0.8 | 0.8 | 0.8 | 0.8 | 0.8 | 0.8 | 0.8 | 0.8 | 0.8 | 0 | 0 | 0 | 0 |  | 1894.3528 | 981.6889 | 1894.3528 | 981.6889 | 0 | 0 | 7.5472 | 3.9111 | 0 | 0 | 0 | 0 | 0 | 0 | 0 | 0 | 0 | 0 | 0.39722 | 0.65 | 0.65 | 0.65 | 0.65 | 0.65 | 0.65 | 0.65 | 0.65 | 0.65 | 0.65 | 0.65 | 0 | 0 | 0 | 0
1709 | 17 | 9 | 5 | 1 |  |  |  |  | Retail - 3-Story Large | Storage (Conditioned) | Retail - 3-Story Large - Storage (Conditioned) |  | Retail - 3-Story Large | Retail - 3-Story Large - Storage (Conditioned) | Retail (lrg, 3-story) Storage | Sat | Open | 52 | 52 | 0.15 | 0.67492 | 0.67492 | 0.50619 | 0.50619 | 0.50619 | 0.50619 | 0.50619 | 0 | 0 | 0 | 0 | 0 | 0 | 0 | 35.2711 | 35.2711 | 26.4533 | 26.4533 | 26.4533 | 26.4533 | 26.4533 | 0 | 0 | 0 | 0 | 0 | 0 | 0 | 0 | 0 | 0 | 0 | 0 | 0 | 0 | 0 | 0 | 0 | 0 | 0 | 0 | 0 | 0 | 0 | 0 | 0 | 0 | 0 | 0 | 0 | 0 | 0 | 0 | 0 | 0 | 0 | 0.046098 | 0.046098 | 0.034573 | 0.034573 | 0.034573 | 0.034573 | 0.034573 | 0 | 0 | 0 | 0 | 0 | 0 | 0 | 2.2814 | 2.2814 | 1.7111 | 1.7111 | 1.7111 | 1.7111 | 1.7111 | 0 | 0 | 0 | 0 | 0 | 0 | 0 | 0 | 0 | 0 | 0 | 0 | 0 | 0 | 0 | 0 | 0 | 0 | 0 | 0 | 0 | 0 | 0 | 0 | 0 | 0 | 0 | 0 | 0 | 0 | 0 | 0 | 0 | 0 | 0 | Retail (lrg, 3-story) Storage ILit Sat | Retail (lrg, 3-story) Storage ILit all | 3413 | 5 | 55 | Retail (lrg, 3-story) Storage ILit2 Sat | Retail (lrg, 3-story) Storage ILit Sat | Retail (lrg, 3-story) Storage ILit all | 3413 | 6.5 | 50 | 3413 | 6.7 | 0.55 | 0.05 | 0.05 | 0.05 | 0.05 | 0.05 | 0.05 | 0.05 | 0.05 | 0.18889 | 0.55 | 0.55 | 0.55 | 0.55 | 0.55 | 0.55 | 0.55 | 0.55 | 0.55 | 0.46667 | 0.35556 | 0.18889 | 0.05 | 0.05 | 0.05 | 6.345 | 0.5 | 0.065 | 0.065 | 0.065 | 0.065 | 0.065 | 0.065 | 0.065 | 0.065 | 0.18583 | 0.5 | 0.5 | 0.5 | 0.5 | 0.5 | 0.5 | 0.5 | 0.5 | 0.5 | 0.4275 | 0.33083 | 0.18583 | 0.065 | 0.065 | 0.065 | 0 | 0 | 0 | 0 | 0 | 0 | 0 | 0 | 0.27778 | 1 | 1 | 1 | 1 | 1 | 1 | 1 | 1 | 1 | 0.83333 | 0.61111 | 0.27778 | 0 | 0 | 0 | 0 | 0 | 0 | 0 | 0 | 0 | 0 | 0 | 0.27778 | 1 | 1 | 1 | 1 | 1 | 1 | 1 | 1 | 1 | 0.83333 | 0.61111 | 0.27778 | 0 | 0 | 0 | 16 | 0.29 | 0.41 | 0.14 | 0.16 | 0.41429 | 0 | 0 | 0 | 0 | 0 | 0 | 0 | 0 |  | 0.0076344 | 0.0076344 | 0.0068732 | 0.0072789 | 0.0072789 | 0.0065018 | 0.0079171 | Retail - 3-Story Large - Storage (Conditioned) - Sat | 10 | 9 | 19 | 267.2222 | 81.1778 | 0 | 0 | 267.2222 | 81.1778 | 0 | 0 | 5.1389 | 1.5611 | 0 | 0 | 0 | 0 | 0 | 0 | 0 | 0 | 0.18889 | 0.55 | 0.55 | 0.55 | 0.55 | 0.55 | 0.55 | 0.55 | 0.55 | 0.55 | 0 | 0 | 0 | 0 | 0 | 0 |  | 243.6633 | 86.2767 | 0 | 0 | 243.6633 | 86.2767 | 0 | 0 | 4.6858 | 1.6592 | 0 | 0 | 0 | 0 | 0 | 0 | 0 | 0 | 0.18583 | 0.5 | 0.5 | 0.5 | 0.5 | 0.5 | 0.5 | 0.5 | 0.5 | 0.5 | 0 | 0 | 0 | 0 | 0 | 0
1710 | 17 | 10 | 6 | 2 |  |  |  |  | Retail - 3-Story Large | Storage (Conditioned) | Retail - 3-Story Large - Storage (Conditioned) |  | Retail - 3-Story Large | Retail - 3-Story Large - Storage (Conditioned) | Retail (lrg, 3-story) Storage | Sun | Open | 52 | 52 | 0.15 | 0.67492 | 0.67492 | 0.50619 | 0.50619 | 0.50619 | 0.50619 | 0.50619 | 0 | 0 | 0 | 0 | 0 | 0 | 0 | 31.6153 | 31.6153 | 23.7115 | 23.7115 | 23.7115 | 23.7115 | 23.7115 | 0 | 0 | 0 | 0 | 0 | 0 | 0 | 0 | 0 | 0 | 0 | 0 | 0 | 0 | 0 | 0 | 0 | 0 | 0 | 0 | 0 | 0 | 0 | 0 | 0 | 0 | 0 | 0 | 0 | 0 | 0 | 0 | 0 | 0 | 0 | 0.046098 | 0.046098 | 0.034573 | 0.034573 | 0.034573 | 0.034573 | 0.034573 | 0 | 0 | 0 | 0 | 0 | 0 | 0 | 2.0642 | 2.0642 | 1.5481 | 1.5481 | 1.5481 | 1.5481 | 1.5481 | 0 | 0 | 0 | 0 | 0 | 0 | 0 | 0 | 0 | 0 | 0 | 0 | 0 | 0 | 0 | 0 | 0 | 0 | 0 | 0 | 0 | 0 | 0 | 0 | 0 | 0 | 0 | 0 | 0 | 0 | 0 | 0 | 0 | 0 | 0 | Retail (lrg, 3-story) Storage ILit Sun | Retail (lrg, 3-story) Storage ILit all | 3414 | 5 | 55 | Retail (lrg, 3-story) Storage ILit2 Sun | Retail (lrg, 3-story) Storage ILit Sun | Retail (lrg, 3-story) Storage ILit all | 3414 | 6.5 | 50 | 3414 | 6.0056 | 0.55 | 0.05 | 0.05 | 0.05 | 0.05 | 0.05 | 0.05 | 0.05 | 0.05 | 0.18889 | 0.41111 | 0.55 | 0.55 | 0.55 | 0.55 | 0.55 | 0.55 | 0.55 | 0.55 | 0.35556 | 0.05 | 0.05 | 0.05 | 0.05 | 0.05 | 5.7408 | 0.5 | 0.065 | 0.065 | 0.065 | 0.065 | 0.065 | 0.065 | 0.065 | 0.065 | 0.18583 | 0.37917 | 0.5 | 0.5 | 0.5 | 0.5 | 0.5 | 0.5 | 0.5 | 0.5 | 0.33083 | 0.065 | 0.065 | 0.065 | 0.065 | 0.065 | 0 | 0 | 0 | 0 | 0 | 0 | 0 | 0 | 0.27778 | 0.72222 | 1 | 1 | 1 | 1 | 1 | 1 | 1 | 1 | 0.61111 | 0 | 0 | 0 | 0 | 0 | 0 | 0 | 0 | 0 | 0 | 0 | 0 | 0 | 0.27778 | 0.72222 | 1 | 1 | 1 | 1 | 1 | 1 | 1 | 1 | 0.61111 | 0 | 0 | 0 | 0 | 0 | 16 | 0.29 | 0.41 | 0.14 | 0.16 | 0.41429 | 0 | 0 | 0 | 0 | 0 | 0 | 0 | 0 |  | 0.0076344 | 0.0076344 | 0.0068732 | 0.0072789 | 0.0072789 | 0.0065018 | 0.0079171 | Retail - 3-Story Large - Storage (Conditioned) - Sun | 12 | 9 | 19 | 260 | 52.2889 | 0 | 0 | 260 | 52.2889 | 0 | 0 | 5 | 1.0056 | 0 | 0 | 0 | 0 | 0 | 0 | 0 | 0 | 0.18889 | 0.41111 | 0.55 | 0.55 | 0.55 | 0.55 | 0.55 | 0.55 | 0.55 | 0.55 | 0 | 0 | 0 | 0 | 0 | 0 |  | 237.38 | 61.1433 | 0 | 0 | 237.38 | 61.1433 | 0 | 0 | 4.565 | 1.1758 | 0 | 0 | 0 | 0 | 0 | 0 | 0 | 0 | 0.18583 | 0.37917 | 0.5 | 0.5 | 0.5 | 0.5 | 0.5 | 0.5 | 0.5 | 0.5 | 0 | 0 | 0 | 0 | 0 | 0
1711 | 17 | 11 | 7 | 3 |  |  |  |  | Retail - 3-Story Large | Storage (Conditioned) | Retail - 3-Story Large - Storage (Conditioned) |  | Retail - 3-Story Large | Retail - 3-Story Large - Storage (Conditioned) | Retail (lrg, 3-story) Storage | Hol | Open | 10 | 10 | 0.15 | 0.67492 | 0.67492 | 0.50619 | 0.50619 | 0.50619 | 0.50619 | 0.50619 | 0 | 0 | 0 | 0 | 0 | 0 | 0 | 6.0799 | 6.0799 | 4.5599 | 4.5599 | 4.5599 | 4.5599 | 4.5599 | 0 | 0 | 0 | 0 | 0 | 0 | 0 | 0 | 0 | 0 | 0 | 0 | 0 | 0 | 0 | 0 | 0 | 0 | 0 | 0 | 0 | 0 | 0 | 0 | 0 | 0 | 0 | 0 | 0 | 0 | 0 | 0 | 0 | 0 | 0 | 0.046098 | 0.046098 | 0.034573 | 0.034573 | 0.034573 | 0.034573 | 0.034573 | 0 | 0 | 0 | 0 | 0 | 0 | 0 | 0.39696 | 0.39696 | 0.29772 | 0.29772 | 0.29772 | 0.29772 | 0.29772 | 0 | 0 | 0 | 0 | 0 | 0 | 0 | 0 | 0 | 0 | 0 | 0 | 0 | 0 | 0 | 0 | 0 | 0 | 0 | 0 | 0 | 0 | 0 | 0 | 0 | 0 | 0 | 0 | 0 | 0 | 0 | 0 | 0 | 0 | 0 | Retail (lrg, 3-story) Storage ILit Hol | Retail (lrg, 3-story) Storage ILit all | 3414 | 5 | 55 | Retail (lrg, 3-story) Storage ILit2 Hol | Retail (lrg, 3-story) Storage ILit Hol | Retail (lrg, 3-story) Storage ILit all | 3414 | 6.5 | 50 | 3414 | 6.0056 | 0.55 | 0.05 | 0.05 | 0.05 | 0.05 | 0.05 | 0.05 | 0.05 | 0.05 | 0.18889 | 0.41111 | 0.55 | 0.55 | 0.55 | 0.55 | 0.55 | 0.55 | 0.55 | 0.55 | 0.35556 | 0.05 | 0.05 | 0.05 | 0.05 | 0.05 | 5.7408 | 0.5 | 0.065 | 0.065 | 0.065 | 0.065 | 0.065 | 0.065 | 0.065 | 0.065 | 0.18583 | 0.37917 | 0.5 | 0.5 | 0.5 | 0.5 | 0.5 | 0.5 | 0.5 | 0.5 | 0.33083 | 0.065 | 0.065 | 0.065 | 0.065 | 0.065 | 0 | 0 | 0 | 0 | 0 | 0 | 0 | 0 | 0.27778 | 0.72222 | 1 | 1 | 1 | 1 | 1 | 1 | 1 | 1 | 0.61111 | 0 | 0 | 0 | 0 | 0 | 0 | 0 | 0 | 0 | 0 | 0 | 0 | 0 | 0.27778 | 0.72222 | 1 | 1 | 1 | 1 | 1 | 1 | 1 | 1 | 0.61111 | 0 | 0 | 0 | 0 | 0 | 16 | 0.29 | 0.41 | 0.14 | 0.16 | 0.41429 | 0 | 0 | 0 | 0 | 0 | 0 | 0 | 0 |  | 0.0076344 | 0.0076344 | 0.0068732 | 0.0072789 | 0.0072789 | 0.0065018 | 0.0079171 | Retail - 3-Story Large - Storage (Conditioned) - Hol | 14 | 9 | 19 | 50 | 10.0556 | 0 | 0 | 50 | 10.0556 | 0 | 0 | 5 | 1.0056 | 0 | 0 | 0 | 0 | 0 | 0 | 0 | 0 | 0.18889 | 0.41111 | 0.55 | 0.55 | 0.55 | 0.55 | 0.55 | 0.55 | 0.55 | 0.55 | 0 | 0 | 0 | 0 | 0 | 0 |  | 45.65 | 11.7583 | 0 | 0 | 45.65 | 11.7583 | 0 | 0 | 4.565 | 1.1758 | 0 | 0 | 0 | 0 | 0 | 0 | 0 | 0 | 0.18583 | 0.37917 | 0.5 | 0.5 | 0.5 | 0.5 | 0.5 | 0.5 | 0.5 | 0.5 | 0 | 0 | 0 | 0 | 0 | 0
1712 | 17 | 12 | 8 | 4 | Retail - 3-Story Large | Retail - 3-Story Large | Retail - 3-Story Large - Storage (Conditioned) | Retail - 3-Story Large - Storage (Conditioned) | Retail - 3-Story Large | Storage (Conditioned) | Retail - 3-Story Large - Storage (Conditioned) |  | Retail - 3-Story Large | Retail - 3-Story Large - Storage (Conditioned) | Retail (lrg, 3-story) Storage | all | Open | 251 | 251 | 0.15 | 0.67492 | 0.67492 | 0.50619 | 0.50619 | 0.50619 | 0.50619 | 0.50619 | 0.10124 | 0.10124 | 0.075928 | 0.075928 | 0.075928 | 0.075928 | 0.075928 | 200.5319 | 200.5319 | 150.3989 | 150.3989 | 150.3989 | 150.3989 | 150.3989 | 0.060742 | 0.060742 | 0.045557 | 0.045557 | 0.045557 | 0.045557 | 0.045557 | 2701.5528 | 2701.5528 | 2701.5528 | 2701.5528 | 2701.5528 | 2701.5528 | 2701.5528 | 3434.5907 | 3434.5907 | 3449.9156 | 3444.2487 | 3444.2487 | 3452.1467 | 3431.7384 | 0.6 | 0.6 | 0.6 | 0.6 | 0.6 | 0.6 | 0.6 | 0.77363 | 0.77363 | 0.77726 | 0.77592 | 0.77592 | 0.77779 | 0.77296 | 0.046098 | 0.046098 | 0.034573 | 0.034573 | 0.034573 | 0.034573 | 0.034573 | 0.0069147 | 0.0069147 | 0.005186 | 0.005186 | 0.005186 | 0.005186 | 0.005186 | 12.9489 | 12.9489 | 9.7117 | 9.7117 | 9.7117 | 9.7117 | 9.7117 | 0.0038031 | 0.0038031 | 0.0028523 | 0.0028523 | 0.0028523 | 0.0028523 | 0.0028523 | 2558.5408 | 2558.5408 | 2558.5408 | 2558.5408 | 2558.5408 | 2558.5408 | 2558.5408 | 3808.1992 | 3808.1992 | 3834.3245 | 3825.2033 | 3825.2033 | 3836.9972 | 3803.9487 | 0.55 | 0.55 | 0.55 | 0.55 | 0.55 | 0.55 | 0.55 | 0.63737 | 0.63737 | 0.6392 | 0.63856 | 0.63856 | 0.63939 | 0.63707 | Retail (lrg, 3-story) Storage ILit all | Retail (lrg, 3-story) Storage ILit all | 3412 | 5 | 60 | Retail (lrg, 3-story) Storage ILit2 all | Retail (lrg, 3-story) Storage ILit all | Retail (lrg, 3-story) Storage ILit all | 3412 | 6.5 | 55 | 3412 | 7.8917 | 0.6 | 0.05 | 0.05 | 0.05 | 0.05 | 0.05 | 0.05 | 0.05 | 0.05 | 0.20278 | 0.6 | 0.6 | 0.6 | 0.6 | 0.6 | 0.6 | 0.6 | 0.6 | 0.6 | 0.6 | 0.6 | 0.325 | 0.26389 | 0.05 | 0.05 | 7.4608 | 0.55 | 0.065 | 0.065 | 0.065 | 0.065 | 0.065 | 0.065 | 0.065 | 0.065 | 0.19972 | 0.55 | 0.55 | 0.55 | 0.55 | 0.55 | 0.55 | 0.55 | 0.55 | 0.55 | 0.55 | 0.55 | 0.3075 | 0.25361 | 0.065 | 0.065 | 0 | 0 | 0 | 0 | 0 | 0 | 0 | 0 | 0.27778 | 1 | 1 | 1 | 1 | 1 | 1 | 1 | 1 | 1 | 1 | 1 | 0.5 | 0.38889 | 0 | 0 | 0 | 0 | 0 | 0 | 0 | 0 | 0 | 0 | 0.27778 | 1 | 1 | 1 | 1 | 1 | 1 | 1 | 1 | 1 | 1 | 1 | 0.5 | 0.38889 | 0 | 0 | 16 | 0.29 | 0.41 | 0.14 | 0.16 | 0.41429 | 0.044048 | 0.0044593 | 0.0044593 | 0.0033445 | 0.0033445 | 0.0033445 | 0.0033445 | 0.0033445 | Retail - 3-Story Large | 0.0076344 | 0.0076344 | 0.0068732 | 0.0072789 | 0.0072789 | 0.0065018 | 0.0079171 | Retail - 3-Story Large - Storage (Conditioned) - all | 16 | 9 | 21 | 1707.4972 | 273.3111 | 1707.4972 | 273.3111 | 0 | 0 | 6.8028 | 1.0889 | 0 | 0 | 0 | 0 | 0 | 0 | 0 | 0 | 0 | 0 | 0.20278 | 0.6 | 0.6 | 0.6 | 0.6 | 0.6 | 0.6 | 0.6 | 0.6 | 0.6 | 0.6 | 0.6 | 0 | 0 | 0 | 0 |  | 1568.6803 | 303.9889 | 1568.6803 | 303.9889 | 0 | 0 | 6.2497 | 1.2111 | 0 | 0 | 0 | 0 | 0 | 0 | 0 | 0 | 0 | 0 | 0.19972 | 0.55 | 0.55 | 0.55 | 0.55 | 0.55 | 0.55 | 0.55 | 0.55 | 0.55 | 0.55 | 0.55 | 0 | 0 | 0 | 0
1801 | 18 | 1 | 5 | 1 |  |  |  |  | Retail - Single-Story Large | Auto Repair Workshop | Retail - Single-Story Large - Auto Repair Workshop |  | Retail - Single-Story Large | Retail - Single-Story Large - Auto Repair Workshop | Retail (lrg, 1-story) AutoShop | Sat | Open | 52 | 52 | 0.039473 | 0.89768 | 0.89768 | 0.89768 | 0.89768 | 0.82287 | 0.67326 | 0.67326 | 0 | 0 | 0 | 0 | 0 | 0 | 0 | 15.9577 | 15.9577 | 15.9577 | 15.9577 | 14.6279 | 11.9683 | 11.9683 | 0 | 0 | 0 | 0 | 0 | 0 | 0 | 0 | 0 | 0 | 0 | 0 | 0 | 0 | 0 | 0 | 0 | 0 | 0 | 0 | 0 | 0 | 0 | 0 | 0 | 0 | 0 | 0 | 0 | 0 | 0 | 0 | 0 | 0 | 0 | 0.26979 | 0.26979 | 0.26979 | 0.26979 | 0.24731 | 0.20234 | 0.20234 | 0 | 0 | 0 | 0 | 0 | 0 | 0 | 5.561 | 5.561 | 5.561 | 5.561 | 5.0976 | 4.1708 | 4.1708 | 0 | 0 | 0 | 0 | 0 | 0 | 0 | 0 | 0 | 0 | 0 | 0 | 0 | 0 | 0 | 0 | 0 | 0 | 0 | 0 | 0 | 0 | 0 | 0 | 0 | 0 | 0 | 0 | 0 | 0 | 0 | 0 | 0 | 0 | 0 | Retail (lrg, 1-story) AutoShop ILit Sat | Retail (lrg, 1-story) AutoShop ILit all | 3442 | 5 | 57.5 | Retail (lrg, 1-story) AutoShop ILit2 Sat | Retail (lrg, 1-story) AutoShop ILit Sat | Retail (lrg, 1-story) AutoShop ILit all | 3442 | 30 | 50 | 3442 | 8.6605 | 0.575 | 0.05 | 0.05 | 0.05 | 0.05 | 0.05 | 0.05 | 0.05 | 0.05 | 0.575 | 0.575 | 0.575 | 0.575 | 0.575 | 0.575 | 0.575 | 0.575 | 0.575 | 0.575 | 0.575 | 0.575 | 0.575 | 0.575 | 0.16053 | 0.05 | 10.0421 | 0.5 | 0.3 | 0.3 | 0.3 | 0.3 | 0.3 | 0.3 | 0.3 | 0.3 | 0.5 | 0.5 | 0.5 | 0.5 | 0.5 | 0.5 | 0.5 | 0.5 | 0.5 | 0.5 | 0.5 | 0.5 | 0.5 | 0.5 | 0.34211 | 0.3 | 0 | 0 | 0 | 0 | 0 | 0 | 0 | 0 | 1 | 1 | 1 | 1 | 1 | 1 | 1 | 1 | 1 | 1 | 1 | 1 | 1 | 1 | 0.21053 | 0 | 0 | 0 | 0 | 0 | 0 | 0 | 0 | 0 | 1 | 1 | 1 | 1 | 1 | 1 | 1 | 1 | 1 | 1 | 1 | 1 | 1 | 1 | 0.21053 | 0 | 0 | 0 | 0 | 0 | 0 | 0 | 0 | 0 | 0 | 0 | 0 | 0 | 0 | 0 |  | 0.0087307 | 0.0087307 | 0.0078142 | 0.0082729 | 0.0082142 | 0.007627 | 0.0092886 | Retail - Single-Story Large - Auto Repair Workshop - Sat | 10 | 9 | 22 | 388.7 | 61.6474 | 0 | 0 | 388.7 | 61.6474 | 0 | 0 | 7.475 | 1.1855 | 0 | 0 | 0 | 0 | 0 | 0 | 0 | 0 | 0.575 | 0.575 | 0.575 | 0.575 | 0.575 | 0.575 | 0.575 | 0.575 | 0.575 | 0.575 | 0.575 | 0.575 | 0.575 | 0 | 0 | 0 |  | 338 | 184.1895 | 0 | 0 | 338 | 184.1895 | 0 | 0 | 6.5 | 3.5421 | 0 | 0 | 0 | 0 | 0 | 0 | 0 | 0 | 0.5 | 0.5 | 0.5 | 0.5 | 0.5 | 0.5 | 0.5 | 0.5 | 0.5 | 0.5 | 0.5 | 0.5 | 0.5 | 0 | 0 | 0
1802 | 18 | 2 | 6 | 2 |  |  |  |  | Retail - Single-Story Large | Auto Repair Workshop | Retail - Single-Story Large - Auto Repair Workshop |  | Retail - Single-Story Large | Retail - Single-Story Large - Auto Repair Workshop | Retail (lrg, 1-story) AutoShop | Sun | Open | 52 | 52 | 0.039473 | 0.89768 | 0.89768 | 0.89768 | 0.89768 | 0.82287 | 0.67326 | 0.67326 | 0 | 0 | 0 | 0 | 0 | 0 | 0 | 15.9577 | 15.9577 | 15.9577 | 15.9577 | 14.6279 | 11.9683 | 11.9683 | 0 | 0 | 0 | 0 | 0 | 0 | 0 | 0 | 0 | 0 | 0 | 0 | 0 | 0 | 0 | 0 | 0 | 0 | 0 | 0 | 0 | 0 | 0 | 0 | 0 | 0 | 0 | 0 | 0 | 0 | 0 | 0 | 0 | 0 | 0 | 0.26979 | 0.26979 | 0.26979 | 0.26979 | 0.24731 | 0.20234 | 0.20234 | 0 | 0 | 0 | 0 | 0 | 0 | 0 | 5.561 | 5.561 | 5.561 | 5.561 | 5.0976 | 4.1708 | 4.1708 | 0 | 0 | 0 | 0 | 0 | 0 | 0 | 0 | 0 | 0 | 0 | 0 | 0 | 0 | 0 | 0 | 0 | 0 | 0 | 0 | 0 | 0 | 0 | 0 | 0 | 0 | 0 | 0 | 0 | 0 | 0 | 0 | 0 | 0 | 0 | Retail (lrg, 1-story) AutoShop ILit Sun | Retail (lrg, 1-story) AutoShop ILit all | 3442 | 5 | 57.5 | Retail (lrg, 1-story) AutoShop ILit2 Sun | Retail (lrg, 1-story) AutoShop ILit Sun | Retail (lrg, 1-story) AutoShop ILit all | 3442 | 30 | 50 | 3442 | 8.6605 | 0.575 | 0.05 | 0.05 | 0.05 | 0.05 | 0.05 | 0.05 | 0.05 | 0.05 | 0.575 | 0.575 | 0.575 | 0.575 | 0.575 | 0.575 | 0.575 | 0.575 | 0.575 | 0.575 | 0.575 | 0.575 | 0.575 | 0.575 | 0.16053 | 0.05 | 10.0421 | 0.5 | 0.3 | 0.3 | 0.3 | 0.3 | 0.3 | 0.3 | 0.3 | 0.3 | 0.5 | 0.5 | 0.5 | 0.5 | 0.5 | 0.5 | 0.5 | 0.5 | 0.5 | 0.5 | 0.5 | 0.5 | 0.5 | 0.5 | 0.34211 | 0.3 | 0 | 0 | 0 | 0 | 0 | 0 | 0 | 0 | 1 | 1 | 1 | 1 | 1 | 1 | 1 | 1 | 1 | 1 | 1 | 1 | 1 | 1 | 0.21053 | 0 | 0 | 0 | 0 | 0 | 0 | 0 | 0 | 0 | 1 | 1 | 1 | 1 | 1 | 1 | 1 | 1 | 1 | 1 | 1 | 1 | 1 | 1 | 0.21053 | 0 | 0 | 0 | 0 | 0 | 0 | 0 | 0 | 0 | 0 | 0 | 0 | 0 | 0 | 0 |  | 0.0087307 | 0.0087307 | 0.0078142 | 0.0082729 | 0.0082142 | 0.007627 | 0.0092886 | Retail - Single-Story Large - Auto Repair Workshop - Sun | 12 | 9 | 22 | 388.7 | 61.6474 | 0 | 0 | 388.7 | 61.6474 | 0 | 0 | 7.475 | 1.1855 | 0 | 0 | 0 | 0 | 0 | 0 | 0 | 0 | 0.575 | 0.575 | 0.575 | 0.575 | 0.575 | 0.575 | 0.575 | 0.575 | 0.575 | 0.575 | 0.575 | 0.575 | 0.575 | 0 | 0 | 0 |  | 338 | 184.1895 | 0 | 0 | 338 | 184.1895 | 0 | 0 | 6.5 | 3.5421 | 0 | 0 | 0 | 0 | 0 | 0 | 0 | 0 | 0.5 | 0.5 | 0.5 | 0.5 | 0.5 | 0.5 | 0.5 | 0.5 | 0.5 | 0.5 | 0.5 | 0.5 | 0.5 | 0 | 0 | 0
1803 | 18 | 3 | 7 | 3 |  |  |  |  | Retail - Single-Story Large | Auto Repair Workshop | Retail - Single-Story Large - Auto Repair Workshop |  | Retail - Single-Story Large | Retail - Single-Story Large - Auto Repair Workshop | Retail (lrg, 1-story) AutoShop | Hol | Open | 10 | 10 | 0.039473 | 0.89768 | 0.89768 | 0.89768 | 0.89768 | 0.82287 | 0.67326 | 0.67326 | 0 | 0 | 0 | 0 | 0 | 0 | 0 | 3.0688 | 3.0688 | 3.0688 | 3.0688 | 2.8131 | 2.3016 | 2.3016 | 0 | 0 | 0 | 0 | 0 | 0 | 0 | 0 | 0 | 0 | 0 | 0 | 0 | 0 | 0 | 0 | 0 | 0 | 0 | 0 | 0 | 0 | 0 | 0 | 0 | 0 | 0 | 0 | 0 | 0 | 0 | 0 | 0 | 0 | 0 | 0.26979 | 0.26979 | 0.26979 | 0.26979 | 0.24731 | 0.20234 | 0.20234 | 0 | 0 | 0 | 0 | 0 | 0 | 0 | 1.0694 | 1.0694 | 1.0694 | 1.0694 | 0.98031 | 0.80207 | 0.80207 | 0 | 0 | 0 | 0 | 0 | 0 | 0 | 0 | 0 | 0 | 0 | 0 | 0 | 0 | 0 | 0 | 0 | 0 | 0 | 0 | 0 | 0 | 0 | 0 | 0 | 0 | 0 | 0 | 0 | 0 | 0 | 0 | 0 | 0 | 0 | Retail (lrg, 1-story) AutoShop ILit Hol | Retail (lrg, 1-story) AutoShop ILit all | 3442 | 5 | 57.5 | Retail (lrg, 1-story) AutoShop ILit2 Hol | Retail (lrg, 1-story) AutoShop ILit Hol | Retail (lrg, 1-story) AutoShop ILit all | 3442 | 30 | 50 | 3442 | 8.6605 | 0.575 | 0.05 | 0.05 | 0.05 | 0.05 | 0.05 | 0.05 | 0.05 | 0.05 | 0.575 | 0.575 | 0.575 | 0.575 | 0.575 | 0.575 | 0.575 | 0.575 | 0.575 | 0.575 | 0.575 | 0.575 | 0.575 | 0.575 | 0.16053 | 0.05 | 10.0421 | 0.5 | 0.3 | 0.3 | 0.3 | 0.3 | 0.3 | 0.3 | 0.3 | 0.3 | 0.5 | 0.5 | 0.5 | 0.5 | 0.5 | 0.5 | 0.5 | 0.5 | 0.5 | 0.5 | 0.5 | 0.5 | 0.5 | 0.5 | 0.34211 | 0.3 | 0 | 0 | 0 | 0 | 0 | 0 | 0 | 0 | 1 | 1 | 1 | 1 | 1 | 1 | 1 | 1 | 1 | 1 | 1 | 1 | 1 | 1 | 0.21053 | 0 | 0 | 0 | 0 | 0 | 0 | 0 | 0 | 0 | 1 | 1 | 1 | 1 | 1 | 1 | 1 | 1 | 1 | 1 | 1 | 1 | 1 | 1 | 0.21053 | 0 | 0 | 0 | 0 | 0 | 0 | 0 | 0 | 0 | 0 | 0 | 0 | 0 | 0 | 0 |  | 0.0087307 | 0.0087307 | 0.0078142 | 0.0082729 | 0.0082142 | 0.007627 | 0.0092886 | Retail - Single-Story Large - Auto Repair Workshop - Hol | 14 | 9 | 22 | 74.75 | 11.8553 | 0 | 0 | 74.75 | 11.8553 | 0 | 0 | 7.475 | 1.1855 | 0 | 0 | 0 | 0 | 0 | 0 | 0 | 0 | 0.575 | 0.575 | 0.575 | 0.575 | 0.575 | 0.575 | 0.575 | 0.575 | 0.575 | 0.575 | 0.575 | 0.575 | 0.575 | 0 | 0 | 0 |  | 65 | 35.4211 | 0 | 0 | 65 | 35.4211 | 0 | 0 | 6.5 | 3.5421 | 0 | 0 | 0 | 0 | 0 | 0 | 0 | 0 | 0.5 | 0.5 | 0.5 | 0.5 | 0.5 | 0.5 | 0.5 | 0.5 | 0.5 | 0.5 | 0.5 | 0.5 | 0.5 | 0 | 0 | 0
1804 | 18 | 4 | 8 | 4 |  |  | Retail - Single-Story Large - Auto Repair Workshop | Retail - Single-Story Large - Auto Repair Workshop | Retail - Single-Story Large | Auto Repair Workshop | Retail - Single-Story Large - Auto Repair Workshop |  | Retail - Single-Story Large | Retail - Single-Story Large - Auto Repair Workshop | Retail (lrg, 1-story) AutoShop | all | Open | 251 | 251 | 0.039473 | 0.89768 | 0.89768 | 0.89768 | 0.89768 | 0.82287 | 0.67326 | 0.67326 | 0.035434 | 0.035434 | 0.035434 | 0.035434 | 0.032481 | 0.026576 | 0.026576 | 86.5055 | 86.5055 | 86.5055 | 86.5055 | 79.2967 | 64.8792 | 64.8792 | 0.023032 | 0.023032 | 0.023032 | 0.023032 | 0.021113 | 0.017274 | 0.017274 | 3428.6053 | 3428.6053 | 3428.6053 | 3428.6053 | 3428.6053 | 3428.6053 | 3428.6053 | 0 | 0 | 0 | 0 | 0 | 0 | 0 | 0.65 | 0.65 | 0.65 | 0.65 | 0.65 | 0.65 | 0.65 | 0 | 0 | 0 | 0 | 0 | 0 | 0 | 0.26979 | 0.26979 | 0.26979 | 0.26979 | 0.24731 | 0.20234 | 0.20234 | 0.010649 | 0.010649 | 0.010649 | 0.010649 | 0.009762 | 0.0079871 | 0.0079871 | 30.6412 | 30.6412 | 30.6412 | 30.6412 | 28.0877 | 22.9809 | 22.9809 | 0.0063897 | 0.0063897 | 0.0063897 | 0.0063897 | 0.0058572 | 0.0047923 | 0.0047923 | 4022.0526 | 4022.0526 | 4022.0526 | 4022.0526 | 4022.0526 | 4022.0526 | 4022.0526 | 0 | 0 | 0 | 0 | 0 | 0 | 0 | 0.6 | 0.6 | 0.6 | 0.6 | 0.6 | 0.6 | 0.6 | 0 | 0 | 0 | 0 | 0 | 0 | 0 | Retail (lrg, 1-story) AutoShop ILit all | Retail (lrg, 1-story) AutoShop ILit all | 3441 | 5 | 65 | Retail (lrg, 1-story) AutoShop ILit2 all | Retail (lrg, 1-story) AutoShop ILit all | Retail (lrg, 1-story) AutoShop ILit all | 3441 | 30 | 60 | 3441 | 9.7263 | 0.65 | 0.05 | 0.05 | 0.05 | 0.05 | 0.05 | 0.05 | 0.05 | 0.05 | 0.65 | 0.65 | 0.65 | 0.65 | 0.65 | 0.65 | 0.65 | 0.65 | 0.65 | 0.65 | 0.65 | 0.65 | 0.65 | 0.65 | 0.17632 | 0.05 | 11.4632 | 0.6 | 0.3 | 0.3 | 0.3 | 0.3 | 0.3 | 0.3 | 0.3 | 0.3 | 0.6 | 0.6 | 0.6 | 0.6 | 0.6 | 0.6 | 0.6 | 0.6 | 0.6 | 0.6 | 0.6 | 0.6 | 0.6 | 0.6 | 0.36316 | 0.3 | 0 | 0 | 0 | 0 | 0 | 0 | 0 | 0 | 1 | 1 | 1 | 1 | 1 | 1 | 1 | 1 | 1 | 1 | 1 | 1 | 1 | 1 | 0.21053 | 0 | 0 | 0 | 0 | 0 | 0 | 0 | 0 | 0 | 1 | 1 | 1 | 1 | 1 | 1 | 1 | 1 | 1 | 1 | 1 | 1 | 1 | 1 | 0.21053 | 0 | 0 | 0 | 0 | 0 | 0 | 0 | 0 | 0 | 0 | 0 | 0 | 0 | 0 | 0 |  | 0.0087307 | 0.0087307 | 0.0078142 | 0.0082729 | 0.0082142 | 0.007627 | 0.0092886 | Retail - Single-Story Large - Auto Repair Workshop - all | 16 | 9 | 22 | 2120.95 | 320.3553 | 2120.95 | 320.3553 | 0 | 0 | 8.45 | 1.2763 | 0 | 0 | 0 | 0 | 0 | 0 | 0 | 0 | 0 | 0 | 0.65 | 0.65 | 0.65 | 0.65 | 0.65 | 0.65 | 0.65 | 0.65 | 0.65 | 0.65 | 0.65 | 0.65 | 0.65 | 0 | 0 | 0 |  | 1957.8 | 919.4526 | 1957.8 | 919.4526 | 0 | 0 | 7.8 | 3.6632 | 0 | 0 | 0 | 0 | 0 | 0 | 0 | 0 | 0 | 0 | 0.6 | 0.6 | 0.6 | 0.6 | 0.6 | 0.6 | 0.6 | 0.6 | 0.6 | 0.6 | 0.6 | 0.6 | 0.6 | 0 | 0 | 0
1805 | 18 | 5 | 5 | 1 |  |  |  |  | Retail - Single-Story Large | Kitchen and Food Preparation | Retail - Single-Story Large - Kitchen and Food Preparation |  | Retail - Single-Story Large | Retail - Single-Story Large - Kitchen and Food Preparation | Retail (lrg, 1-story) Dining | Sat | Open | 52 | 52 | 0.011179 | 1.2717 | 1.2717 | 1.2717 | 1.2717 | 1.1969 | 1.1969 | 1.1969 | 0 | 0 | 0 | 0 | 0 | 0 | 0 | 5.9659 | 5.9659 | 5.9659 | 5.9659 | 5.615 | 5.615 | 5.615 | 0 | 0 | 0 | 0 | 0 | 0 | 0 | 0 | 0 | 0 | 0 | 0 | 0 | 0 | 0 | 0 | 0 | 0 | 0 | 0 | 0 | 0 | 0 | 0 | 0 | 0 | 0 | 0 | 0 | 0 | 0 | 0 | 0 | 0 | 0 | 0.3822 | 0.3822 | 0.3822 | 0.3822 | 0.35972 | 0.35972 | 0.35972 | 0 | 0 | 0 | 0 | 0 | 0 | 0 | 2.1974 | 2.1974 | 2.1974 | 2.1974 | 2.0681 | 2.0681 | 2.0681 | 0 | 0 | 0 | 0 | 0 | 0 | 0 | 0 | 0 | 0 | 0 | 0 | 0 | 0 | 0 | 0 | 0 | 0 | 0 | 0 | 0 | 0 | 0 | 0 | 0 | 0 | 0 | 0 | 0 | 0 | 0 | 0 | 0 | 0 | 0 | Retail (lrg, 1-story) Dining ILit Sat | Retail (lrg, 1-story) Dining ILit all | 3436 | 0 | 60 | Retail (lrg, 1-story) Dining ILit2 Sat | Retail (lrg, 1-story) Dining ILit Sat | Retail (lrg, 1-story) Dining ILit all | 3436 | 30 | 50 | 3436 | 8.07 | 0.6 | 0.03 | 0.03 | 0.03 | 0.03 | 0.03 | 0.03 | 0.03 | 0.03 | 0.03 | 0.6 | 0.6 | 0.6 | 0.6 | 0.6 | 0.6 | 0.6 | 0.6 | 0.6 | 0.6 | 0.6 | 0.6 | 0.6 | 0 | 0 | 9.89 | 0.5 | 0.31 | 0.31 | 0.31 | 0.31 | 0.31 | 0.31 | 0.31 | 0.31 | 0.31 | 0.5 | 0.5 | 0.5 | 0.5 | 0.5 | 0.5 | 0.5 | 0.5 | 0.5 | 0.5 | 0.5 | 0.5 | 0.5 | 0.3 | 0.3 | 0.05 | 0.05 | 0.05 | 0.05 | 0.05 | 0.05 | 0.05 | 0.05 | 0.05 | 1 | 1 | 1 | 1 | 1 | 1 | 1 | 1 | 1 | 1 | 1 | 1 | 1 | 0 | 0 | 0.05 | 0.05 | 0.05 | 0.05 | 0.05 | 0.05 | 0.05 | 0.05 | 0.05 | 1 | 1 | 1 | 1 | 1 | 1 | 1 | 1 | 1 | 1 | 1 | 1 | 1 | 0 | 0 | 15 | 0.66337 | 0.20792 | 0.079208 | 0.049505 | 0.76136 | 0 | 0 | 0 | 0 | 0 | 0 | 0 | 0 |  | 0.0087307 | 0.0087307 | 0.0078142 | 0.0082729 | 0.0082142 | 0.007627 | 0.0092886 | Retail - Single-Story Large - Kitchen and Food Preparation - Sat | 10 | 9 | 22 | 375.96 | 43.68 | 0 | 0 | 375.96 | 43.68 | 0 | 0 | 7.23 | 0.84 | 0 | 0 | 0 | 0 | 0 | 0 | 0 | 0 | 0.03 | 0.6 | 0.6 | 0.6 | 0.6 | 0.6 | 0.6 | 0.6 | 0.6 | 0.6 | 0.6 | 0.6 | 0.6 | 0 | 0 | 0 |  | 328.12 | 186.16 | 0 | 0 | 328.12 | 186.16 | 0 | 0 | 6.31 | 3.58 | 0 | 0 | 0 | 0 | 0 | 0 | 0 | 0 | 0.31 | 0.5 | 0.5 | 0.5 | 0.5 | 0.5 | 0.5 | 0.5 | 0.5 | 0.5 | 0.5 | 0.5 | 0.5 | 0 | 0 | 0
1806 | 18 | 6 | 6 | 2 |  |  |  |  | Retail - Single-Story Large | Kitchen and Food Preparation | Retail - Single-Story Large - Kitchen and Food Preparation |  | Retail - Single-Story Large | Retail - Single-Story Large - Kitchen and Food Preparation | Retail (lrg, 1-story) Dining | Sun | Open | 52 | 52 | 0.011179 | 1.2717 | 1.2717 | 1.2717 | 1.2717 | 1.1969 | 1.1969 | 1.1969 | 0 | 0 | 0 | 0 | 0 | 0 | 0 | 5.9659 | 5.9659 | 5.9659 | 5.9659 | 5.615 | 5.615 | 5.615 | 0 | 0 | 0 | 0 | 0 | 0 | 0 | 0 | 0 | 0 | 0 | 0 | 0 | 0 | 0 | 0 | 0 | 0 | 0 | 0 | 0 | 0 | 0 | 0 | 0 | 0 | 0 | 0 | 0 | 0 | 0 | 0 | 0 | 0 | 0 | 0.3822 | 0.3822 | 0.3822 | 0.3822 | 0.35972 | 0.35972 | 0.35972 | 0 | 0 | 0 | 0 | 0 | 0 | 0 | 2.1974 | 2.1974 | 2.1974 | 2.1974 | 2.0681 | 2.0681 | 2.0681 | 0 | 0 | 0 | 0 | 0 | 0 | 0 | 0 | 0 | 0 | 0 | 0 | 0 | 0 | 0 | 0 | 0 | 0 | 0 | 0 | 0 | 0 | 0 | 0 | 0 | 0 | 0 | 0 | 0 | 0 | 0 | 0 | 0 | 0 | 0 | Retail (lrg, 1-story) Dining ILit Sun | Retail (lrg, 1-story) Dining ILit all | 3436 | 0 | 60 | Retail (lrg, 1-story) Dining ILit2 Sun | Retail (lrg, 1-story) Dining ILit Sun | Retail (lrg, 1-story) Dining ILit all | 3436 | 30 | 50 | 3436 | 8.07 | 0.6 | 0.03 | 0.03 | 0.03 | 0.03 | 0.03 | 0.03 | 0.03 | 0.03 | 0.03 | 0.6 | 0.6 | 0.6 | 0.6 | 0.6 | 0.6 | 0.6 | 0.6 | 0.6 | 0.6 | 0.6 | 0.6 | 0.6 | 0 | 0 | 9.89 | 0.5 | 0.31 | 0.31 | 0.31 | 0.31 | 0.31 | 0.31 | 0.31 | 0.31 | 0.31 | 0.5 | 0.5 | 0.5 | 0.5 | 0.5 | 0.5 | 0.5 | 0.5 | 0.5 | 0.5 | 0.5 | 0.5 | 0.5 | 0.3 | 0.3 | 0.05 | 0.05 | 0.05 | 0.05 | 0.05 | 0.05 | 0.05 | 0.05 | 0.05 | 1 | 1 | 1 | 1 | 1 | 1 | 1 | 1 | 1 | 1 | 1 | 1 | 1 | 0 | 0 | 0.05 | 0.05 | 0.05 | 0.05 | 0.05 | 0.05 | 0.05 | 0.05 | 0.05 | 1 | 1 | 1 | 1 | 1 | 1 | 1 | 1 | 1 | 1 | 1 | 1 | 1 | 0 | 0 | 15 | 0.66337 | 0.20792 | 0.079208 | 0.049505 | 0.76136 | 0 | 0 | 0 | 0 | 0 | 0 | 0 | 0 |  | 0.0087307 | 0.0087307 | 0.0078142 | 0.0082729 | 0.0082142 | 0.007627 | 0.0092886 | Retail - Single-Story Large - Kitchen and Food Preparation - Sun | 12 | 9 | 22 | 375.96 | 43.68 | 0 | 0 | 375.96 | 43.68 | 0 | 0 | 7.23 | 0.84 | 0 | 0 | 0 | 0 | 0 | 0 | 0 | 0 | 0.03 | 0.6 | 0.6 | 0.6 | 0.6 | 0.6 | 0.6 | 0.6 | 0.6 | 0.6 | 0.6 | 0.6 | 0.6 | 0 | 0 | 0 |  | 328.12 | 186.16 | 0 | 0 | 328.12 | 186.16 | 0 | 0 | 6.31 | 3.58 | 0 | 0 | 0 | 0 | 0 | 0 | 0 | 0 | 0.31 | 0.5 | 0.5 | 0.5 | 0.5 | 0.5 | 0.5 | 0.5 | 0.5 | 0.5 | 0.5 | 0.5 | 0.5 | 0 | 0 | 0
1807 | 18 | 7 | 7 | 3 |  |  |  |  | Retail - Single-Story Large | Kitchen and Food Preparation | Retail - Single-Story Large - Kitchen and Food Preparation |  | Retail - Single-Story Large | Retail - Single-Story Large - Kitchen and Food Preparation | Retail (lrg, 1-story) Dining | Hol | Open | 10 | 10 | 0.011179 | 1.2717 | 1.2717 | 1.2717 | 1.2717 | 1.1969 | 1.1969 | 1.1969 | 0 | 0 | 0 | 0 | 0 | 0 | 0 | 1.1473 | 1.1473 | 1.1473 | 1.1473 | 1.0798 | 1.0798 | 1.0798 | 0 | 0 | 0 | 0 | 0 | 0 | 0 | 0 | 0 | 0 | 0 | 0 | 0 | 0 | 0 | 0 | 0 | 0 | 0 | 0 | 0 | 0 | 0 | 0 | 0 | 0 | 0 | 0 | 0 | 0 | 0 | 0 | 0 | 0 | 0 | 0.3822 | 0.3822 | 0.3822 | 0.3822 | 0.35972 | 0.35972 | 0.35972 | 0 | 0 | 0 | 0 | 0 | 0 | 0 | 0.42257 | 0.42257 | 0.42257 | 0.42257 | 0.39771 | 0.39771 | 0.39771 | 0 | 0 | 0 | 0 | 0 | 0 | 0 | 0 | 0 | 0 | 0 | 0 | 0 | 0 | 0 | 0 | 0 | 0 | 0 | 0 | 0 | 0 | 0 | 0 | 0 | 0 | 0 | 0 | 0 | 0 | 0 | 0 | 0 | 0 | 0 | Retail (lrg, 1-story) Dining ILit Hol | Retail (lrg, 1-story) Dining ILit all | 3436 | 0 | 60 | Retail (lrg, 1-story) Dining ILit2 Hol | Retail (lrg, 1-story) Dining ILit Hol | Retail (lrg, 1-story) Dining ILit all | 3436 | 30 | 50 | 3436 | 8.07 | 0.6 | 0.03 | 0.03 | 0.03 | 0.03 | 0.03 | 0.03 | 0.03 | 0.03 | 0.03 | 0.6 | 0.6 | 0.6 | 0.6 | 0.6 | 0.6 | 0.6 | 0.6 | 0.6 | 0.6 | 0.6 | 0.6 | 0.6 | 0 | 0 | 9.89 | 0.5 | 0.31 | 0.31 | 0.31 | 0.31 | 0.31 | 0.31 | 0.31 | 0.31 | 0.31 | 0.5 | 0.5 | 0.5 | 0.5 | 0.5 | 0.5 | 0.5 | 0.5 | 0.5 | 0.5 | 0.5 | 0.5 | 0.5 | 0.3 | 0.3 | 0.05 | 0.05 | 0.05 | 0.05 | 0.05 | 0.05 | 0.05 | 0.05 | 0.05 | 1 | 1 | 1 | 1 | 1 | 1 | 1 | 1 | 1 | 1 | 1 | 1 | 1 | 0 | 0 | 0.05 | 0.05 | 0.05 | 0.05 | 0.05 | 0.05 | 0.05 | 0.05 | 0.05 | 1 | 1 | 1 | 1 | 1 | 1 | 1 | 1 | 1 | 1 | 1 | 1 | 1 | 0 | 0 | 15 | 0.66337 | 0.20792 | 0.079208 | 0.049505 | 0.76136 | 0 | 0 | 0 | 0 | 0 | 0 | 0 | 0 |  | 0.0087307 | 0.0087307 | 0.0078142 | 0.0082729 | 0.0082142 | 0.007627 | 0.0092886 | Retail - Single-Story Large - Kitchen and Food Preparation - Hol | 14 | 9 | 22 | 72.3 | 8.4 | 0 | 0 | 72.3 | 8.4 | 0 | 0 | 7.23 | 0.84 | 0 | 0 | 0 | 0 | 0 | 0 | 0 | 0 | 0.03 | 0.6 | 0.6 | 0.6 | 0.6 | 0.6 | 0.6 | 0.6 | 0.6 | 0.6 | 0.6 | 0.6 | 0.6 | 0 | 0 | 0 |  | 63.1 | 35.8 | 0 | 0 | 63.1 | 35.8 | 0 | 0 | 6.31 | 3.58 | 0 | 0 | 0 | 0 | 0 | 0 | 0 | 0 | 0.31 | 0.5 | 0.5 | 0.5 | 0.5 | 0.5 | 0.5 | 0.5 | 0.5 | 0.5 | 0.5 | 0.5 | 0.5 | 0 | 0 | 0
1808 | 18 | 8 | 8 | 4 |  |  | Retail - Single-Story Large - Kitchen and Food Preparation | Retail - Single-Story Large - Kitchen and Food Preparation | Retail - Single-Story Large | Kitchen and Food Preparation | Retail - Single-Story Large - Kitchen and Food Preparation |  | Retail - Single-Story Large | Retail - Single-Story Large - Kitchen and Food Preparation | Retail (lrg, 1-story) Dining | all | Open | 251 | 251 | 0.011179 | 1.2717 | 1.2717 | 1.2717 | 1.2717 | 1.1969 | 1.1969 | 1.1969 | 0.014217 | 0.014217 | 0.014217 | 0.014217 | 0.01338 | 0.01338 | 0.01338 | 34.7962 | 34.7962 | 34.7962 | 34.7962 | 32.7494 | 32.7494 | 32.7494 | 0.010307 | 0.010307 | 0.010307 | 0.010307 | 0.0097008 | 0.0097008 | 0.0097008 | 3367.5437 | 3367.5437 | 3367.5437 | 3367.5437 | 3367.5437 | 3367.5437 | 3367.5437 | 0 | 0 | 0 | 0 | 0 | 0 | 0 | 0.725 | 0.725 | 0.725 | 0.725 | 0.725 | 0.725 | 0.725 | 0 | 0 | 0 | 0 | 0 | 0 | 0 | 0.3822 | 0.3822 | 0.3822 | 0.3822 | 0.35972 | 0.35972 | 0.35972 | 0.0042727 | 0.0042727 | 0.0042727 | 0.0042727 | 0.0040214 | 0.0040214 | 0.0040214 | 12.049 | 12.049 | 12.049 | 12.049 | 11.3402 | 11.3402 | 11.3402 | 0.0025636 | 0.0025636 | 0.0025636 | 0.0025636 | 0.0024128 | 0.0024128 | 0.0024128 | 3947.445 | 3947.445 | 3947.445 | 3947.445 | 3947.445 | 3947.445 | 3947.445 | 0 | 0 | 0 | 0 | 0 | 0 | 0 | 0.6 | 0.6 | 0.6 | 0.6 | 0.6 | 0.6 | 0.6 | 0 | 0 | 0 | 0 | 0 | 0 | 0 | Retail (lrg, 1-story) Dining ILit all | Retail (lrg, 1-story) Dining ILit all | 3435 | 0 | 72.5 | Retail (lrg, 1-story) Dining ILit2 all | Retail (lrg, 1-story) Dining ILit all | Retail (lrg, 1-story) Dining ILit all | 3435 | 30 | 60 | 3435 | 9.7512 | 0.725 | 0.03625 | 0.03625 | 0.03625 | 0.03625 | 0.03625 | 0.03625 | 0.03625 | 0.03625 | 0.03625 | 0.725 | 0.725 | 0.725 | 0.725 | 0.725 | 0.725 | 0.725 | 0.725 | 0.725 | 0.725 | 0.725 | 0.725 | 0.725 | 0 | 0 | 11.235 | 0.6 | 0.315 | 0.315 | 0.315 | 0.315 | 0.315 | 0.315 | 0.315 | 0.315 | 0.315 | 0.6 | 0.6 | 0.6 | 0.6 | 0.6 | 0.6 | 0.6 | 0.6 | 0.6 | 0.6 | 0.6 | 0.6 | 0.6 | 0.3 | 0.3 | 0.05 | 0.05 | 0.05 | 0.05 | 0.05 | 0.05 | 0.05 | 0.05 | 0.05 | 1 | 1 | 1 | 1 | 1 | 1 | 1 | 1 | 1 | 1 | 1 | 1 | 1 | 0 | 0 | 0.05 | 0.05 | 0.05 | 0.05 | 0.05 | 0.05 | 0.05 | 0.05 | 0.05 | 1 | 1 | 1 | 1 | 1 | 1 | 1 | 1 | 1 | 1 | 1 | 1 | 1 | 0 | 0 | 15 | 0.66337 | 0.20792 | 0.079208 | 0.049505 | 0.76136 | 0.11079 | 0.0015751 | 0.0015751 | 0.0015751 | 0.0015751 | 0.0014824 | 0.0014824 | 0.0014824 |  | 0.0087307 | 0.0087307 | 0.0078142 | 0.0082729 | 0.0082142 | 0.007627 | 0.0092886 | Retail - Single-Story Large - Kitchen and Food Preparation - all | 16 | 9 | 22 | 2192.7987 | 254.765 | 2192.7987 | 254.765 | 0 | 0 | 8.7362 | 1.015 | 0 | 0 | 0 | 0 | 0 | 0 | 0 | 0 | 0 | 0 | 0.03625 | 0.725 | 0.725 | 0.725 | 0.725 | 0.725 | 0.725 | 0.725 | 0.725 | 0.725 | 0.725 | 0.725 | 0.725 | 0 | 0 | 0 |  | 1886.265 | 933.72 | 1886.265 | 933.72 | 0 | 0 | 7.515 | 3.72 | 0 | 0 | 0 | 0 | 0 | 0 | 0 | 0 | 0 | 0 | 0.315 | 0.6 | 0.6 | 0.6 | 0.6 | 0.6 | 0.6 | 0.6 | 0.6 | 0.6 | 0.6 | 0.6 | 0.6 | 0 | 0 | 0
1809 | 18 | 9 | 5 | 1 |  |  |  |  | Retail - Single-Story Large | Office (General) | Retail - Single-Story Large - Office (General) |  | Retail - Single-Story Large | Retail - Single-Story Large - Office (General) | Retail (lrg, 1-story) Office | Sat | Open | 52 | 52 | 0.035885 | 0.97249 | 0.97249 | 0.97249 | 0.97249 | 0.97249 | 0.78547 | 0.78547 | 0 | 0 | 0 | 0 | 0 | 0 | 0 | 9.1375 | 9.1375 | 9.1375 | 9.1375 | 9.1375 | 7.3803 | 7.3803 | 0 | 0 | 0 | 0 | 0 | 0 | 0 | 0 | 0 | 0 | 0 | 0 | 0 | 0 | 0 | 0 | 0 | 0 | 0 | 0 | 0 | 0 | 0 | 0 | 0 | 0 | 0 | 0 | 0 | 0 | 0 | 0 | 0 | 0 | 0 | 0.29227 | 0.29227 | 0.29227 | 0.29227 | 0.29227 | 0.23607 | 0.23607 | 0 | 0 | 0 | 0 | 0 | 0 | 0 | 3.91 | 3.91 | 3.91 | 3.91 | 3.91 | 3.1581 | 3.1581 | 0 | 0 | 0 | 0 | 0 | 0 | 0 | 0 | 0 | 0 | 0 | 0 | 0 | 0 | 0 | 0 | 0 | 0 | 0 | 0 | 0 | 0 | 0 | 0 | 0 | 0 | 0 | 0 | 0 | 0 | 0 | 0 | 0 | 0 | 0 | Retail (lrg, 1-story) Office ILit Sat | Retail (lrg, 1-story) Office ILit all | 3664 | 5 | 45 | Retail (lrg, 1-story) Office ILit2 Sat | Retail (lrg, 1-story) Office ILit Sat | Retail (lrg, 1-story) Office ILit all | 3664 | 6.5 | 65 | 3664 | 5.0353 | 0.45 | 0.05 | 0.05 | 0.05 | 0.05 | 0.05 | 0.05 | 0.05 | 0.05 | 0.26176 | 0.45 | 0.45 | 0.45 | 0.45 | 0.45 | 0.45 | 0.45 | 0.45 | 0.45 | 0.073529 | 0.05 | 0.05 | 0.05 | 0.05 | 0.05 | 7.1691 | 0.65 | 0.065 | 0.065 | 0.065 | 0.065 | 0.065 | 0.065 | 0.065 | 0.065 | 0.37471 | 0.65 | 0.65 | 0.65 | 0.65 | 0.65 | 0.65 | 0.65 | 0.65 | 0.65 | 0.099412 | 0.065 | 0.065 | 0.065 | 0.065 | 0.065 | 0 | 0 | 0 | 0 | 0 | 0 | 0 | 0 | 0.52941 | 1 | 1 | 1 | 1 | 1 | 1 | 1 | 1 | 1 | 0.058824 | 0 | 0 | 0 | 0 | 0 | 0 | 0 | 0 | 0 | 0 | 0 | 0 | 0 | 0.52941 | 1 | 1 | 1 | 1 | 1 | 1 | 1 | 1 | 1 | 0.058824 | 0 | 0 | 0 | 0 | 0 | 15 | 0.66337 | 0.20792 | 0.079208 | 0.049505 | 0.76136 | 0 | 0 | 0 | 0 | 0 | 0 | 0 | 0 |  | 0.0087307 | 0.0087307 | 0.0078142 | 0.0082729 | 0.0082142 | 0.007627 | 0.0092886 | Retail - Single-Story Large - Office (General) - Sat | 10 | 9 | 22 | 233.2353 | 28.6 | 0 | 0 | 233.2353 | 28.6 | 0 | 0 | 4.4853 | 0.55 | 0 | 0 | 0 | 0 | 0 | 0 | 0 | 0 | 0.26176 | 0.45 | 0.45 | 0.45 | 0.45 | 0.45 | 0.45 | 0.45 | 0.45 | 0.45 | 0.073529 | 0.05 | 0.05 | 0 | 0 | 0 |  | 335.6141 | 37.18 | 0 | 0 | 335.6141 | 37.18 | 0 | 0 | 6.4541 | 0.715 | 0 | 0 | 0 | 0 | 0 | 0 | 0 | 0 | 0.37471 | 0.65 | 0.65 | 0.65 | 0.65 | 0.65 | 0.65 | 0.65 | 0.65 | 0.65 | 0.099412 | 0.065 | 0.065 | 0 | 0 | 0
1810 | 18 | 10 | 6 | 2 |  |  |  |  | Retail - Single-Story Large | Office (General) | Retail - Single-Story Large - Office (General) |  | Retail - Single-Story Large | Retail - Single-Story Large - Office (General) | Retail (lrg, 1-story) Office | Sun | Open | 52 | 52 | 0.035885 | 0.97249 | 0.97249 | 0.97249 | 0.97249 | 0.97249 | 0.78547 | 0.78547 | 0 | 0 | 0 | 0 | 0 | 0 | 0 | 3.8714 | 3.8714 | 3.8714 | 3.8714 | 3.8714 | 3.1269 | 3.1269 | 0 | 0 | 0 | 0 | 0 | 0 | 0 | 0 | 0 | 0 | 0 | 0 | 0 | 0 | 0 | 0 | 0 | 0 | 0 | 0 | 0 | 0 | 0 | 0 | 0 | 0 | 0 | 0 | 0 | 0 | 0 | 0 | 0 | 0 | 0 | 0.29227 | 0.29227 | 0.29227 | 0.29227 | 0.29227 | 0.23607 | 0.23607 | 0 | 0 | 0 | 0 | 0 | 0 | 0 | 1.5953 | 1.5953 | 1.5953 | 1.5953 | 1.5953 | 1.2885 | 1.2885 | 0 | 0 | 0 | 0 | 0 | 0 | 0 | 0 | 0 | 0 | 0 | 0 | 0 | 0 | 0 | 0 | 0 | 0 | 0 | 0 | 0 | 0 | 0 | 0 | 0 | 0 | 0 | 0 | 0 | 0 | 0 | 0 | 0 | 0 | 0 | Retail (lrg, 1-story) Office ILit Sun | Retail (lrg, 1-story) Office ILit all | 3450 | 5 | 45 | Retail (lrg, 1-story) Office ILit2 Sun | Retail (lrg, 1-story) Office ILit Sun | Retail (lrg, 1-story) Office ILit all | 3450 | 6.5 | 65 | 3450 | 2.1333 | 0.05 | 0.05 | 0.05 | 0.05 | 0.05 | 0.05 | 0.05 | 0.05 | 0.05 | 0.094444 | 0.45 | 0.45 | 0.094444 | 0.094444 | 0.05 | 0.05 | 0.05 | 0.05 | 0.05 | 0.05 | 0.05 | 0.05 | 0.05 | 0.05 | 0.05 | 2.925 | 0.065 | 0.065 | 0.065 | 0.065 | 0.065 | 0.065 | 0.065 | 0.065 | 0.065 | 0.13 | 0.65 | 0.65 | 0.13 | 0.13 | 0.065 | 0.065 | 0.065 | 0.065 | 0.065 | 0.065 | 0.065 | 0.065 | 0.065 | 0.065 | 0.065 | 0 | 0 | 0 | 0 | 0 | 0 | 0 | 0 | 0.11111 | 1 | 1 | 0.11111 | 0.11111 | 0 | 0 | 0 | 0 | 0 | 0 | 0 | 0 | 0 | 0 | 0 | 0 | 0 | 0 | 0 | 0 | 0 | 0 | 0 | 0.11111 | 1 | 1 | 0.11111 | 0.11111 | 0 | 0 | 0 | 0 | 0 | 0 | 0 | 0 | 0 | 0 | 0 | 15 | 0.66337 | 0.20792 | 0.079208 | 0.049505 | 0.76136 | 0 | 0 | 0 | 0 | 0 | 0 | 0 | 0 |  | 0.0087307 | 0.0087307 | 0.0078142 | 0.0082729 | 0.0082142 | 0.007627 | 0.0092886 | Retail - Single-Story Large - Office (General) - Sun | 12 | 9 | 22 | 82.3333 | 28.6 | 0 | 0 | 82.3333 | 28.6 | 0 | 0 | 1.5833 | 0.55 | 0 | 0 | 0 | 0 | 0 | 0 | 0 | 0 | 0.094444 | 0.45 | 0.45 | 0.094444 | 0.094444 | 0.05 | 0.05 | 0.05 | 0.05 | 0.05 | 0.05 | 0.05 | 0.05 | 0 | 0 | 0 |  | 114.92 | 37.18 | 0 | 0 | 114.92 | 37.18 | 0 | 0 | 2.21 | 0.715 | 0 | 0 | 0 | 0 | 0 | 0 | 0 | 0 | 0.13 | 0.65 | 0.65 | 0.13 | 0.13 | 0.065 | 0.065 | 0.065 | 0.065 | 0.065 | 0.065 | 0.065 | 0.065 | 0 | 0 | 0
1811 | 18 | 11 | 7 | 3 |  |  |  |  | Retail - Single-Story Large | Office (General) | Retail - Single-Story Large - Office (General) |  | Retail - Single-Story Large | Retail - Single-Story Large - Office (General) | Retail (lrg, 1-story) Office | Hol | Open | 10 | 10 | 0.035885 | 0.97249 | 0.97249 | 0.97249 | 0.97249 | 0.97249 | 0.78547 | 0.78547 | 0 | 0 | 0 | 0 | 0 | 0 | 0 | 0.74449 | 0.74449 | 0.74449 | 0.74449 | 0.74449 | 0.60132 | 0.60132 | 0 | 0 | 0 | 0 | 0 | 0 | 0 | 0 | 0 | 0 | 0 | 0 | 0 | 0 | 0 | 0 | 0 | 0 | 0 | 0 | 0 | 0 | 0 | 0 | 0 | 0 | 0 | 0 | 0 | 0 | 0 | 0 | 0 | 0 | 0 | 0.29227 | 0.29227 | 0.29227 | 0.29227 | 0.29227 | 0.23607 | 0.23607 | 0 | 0 | 0 | 0 | 0 | 0 | 0 | 0.30678 | 0.30678 | 0.30678 | 0.30678 | 0.30678 | 0.24779 | 0.24779 | 0 | 0 | 0 | 0 | 0 | 0 | 0 | 0 | 0 | 0 | 0 | 0 | 0 | 0 | 0 | 0 | 0 | 0 | 0 | 0 | 0 | 0 | 0 | 0 | 0 | 0 | 0 | 0 | 0 | 0 | 0 | 0 | 0 | 0 | 0 | Retail (lrg, 1-story) Office ILit Hol | Retail (lrg, 1-story) Office ILit all | 3450 | 5 | 45 | Retail (lrg, 1-story) Office ILit2 Hol | Retail (lrg, 1-story) Office ILit Hol | Retail (lrg, 1-story) Office ILit all | 3450 | 6.5 | 65 | 3450 | 2.1333 | 0.05 | 0.05 | 0.05 | 0.05 | 0.05 | 0.05 | 0.05 | 0.05 | 0.05 | 0.094444 | 0.45 | 0.45 | 0.094444 | 0.094444 | 0.05 | 0.05 | 0.05 | 0.05 | 0.05 | 0.05 | 0.05 | 0.05 | 0.05 | 0.05 | 0.05 | 2.925 | 0.065 | 0.065 | 0.065 | 0.065 | 0.065 | 0.065 | 0.065 | 0.065 | 0.065 | 0.13 | 0.65 | 0.65 | 0.13 | 0.13 | 0.065 | 0.065 | 0.065 | 0.065 | 0.065 | 0.065 | 0.065 | 0.065 | 0.065 | 0.065 | 0.065 | 0 | 0 | 0 | 0 | 0 | 0 | 0 | 0 | 0.11111 | 1 | 1 | 0.11111 | 0.11111 | 0 | 0 | 0 | 0 | 0 | 0 | 0 | 0 | 0 | 0 | 0 | 0 | 0 | 0 | 0 | 0 | 0 | 0 | 0 | 0.11111 | 1 | 1 | 0.11111 | 0.11111 | 0 | 0 | 0 | 0 | 0 | 0 | 0 | 0 | 0 | 0 | 0 | 15 | 0.66337 | 0.20792 | 0.079208 | 0.049505 | 0.76136 | 0 | 0 | 0 | 0 | 0 | 0 | 0 | 0 |  | 0.0087307 | 0.0087307 | 0.0078142 | 0.0082729 | 0.0082142 | 0.007627 | 0.0092886 | Retail - Single-Story Large - Office (General) - Hol | 14 | 9 | 22 | 15.8333 | 5.5 | 0 | 0 | 15.8333 | 5.5 | 0 | 0 | 1.5833 | 0.55 | 0 | 0 | 0 | 0 | 0 | 0 | 0 | 0 | 0.094444 | 0.45 | 0.45 | 0.094444 | 0.094444 | 0.05 | 0.05 | 0.05 | 0.05 | 0.05 | 0.05 | 0.05 | 0.05 | 0 | 0 | 0 |  | 22.1 | 7.15 | 0 | 0 | 22.1 | 7.15 | 0 | 0 | 2.21 | 0.715 | 0 | 0 | 0 | 0 | 0 | 0 | 0 | 0 | 0.13 | 0.65 | 0.65 | 0.13 | 0.13 | 0.065 | 0.065 | 0.065 | 0.065 | 0.065 | 0.065 | 0.065 | 0.065 | 0 | 0 | 0
1812 | 18 | 12 | 8 | 4 |  |  | Retail - Single-Story Large - Office (General) | Retail - Single-Story Large - Office (General) | Retail - Single-Story Large | Office (General) | Retail - Single-Story Large - Office (General) |  | Retail - Single-Story Large | Retail - Single-Story Large - Office (General) | Retail (lrg, 1-story) Office | all | Open | 251 | 251 | 0.035885 | 0.97249 | 0.97249 | 0.97249 | 0.97249 | 0.97249 | 0.78547 | 0.78547 | 0.034898 | 0.034898 | 0.034898 | 0.034898 | 0.034898 | 0.028187 | 0.028187 | 80.9553 | 80.9553 | 80.9553 | 80.9553 | 80.9553 | 65.387 | 65.387 | 0.029663 | 0.029663 | 0.029663 | 0.029663 | 0.029663 | 0.023959 | 0.023959 | 2713.8704 | 2713.8704 | 2713.8704 | 2713.8704 | 2713.8704 | 2713.8704 | 2713.8704 | 0 | 0 | 0 | 0 | 0 | 0 | 0 | 0.85 | 0.85 | 0.85 | 0.85 | 0.85 | 0.85 | 0.85 | 0 | 0 | 0 | 0 | 0 | 0 | 0 | 0.29227 | 0.29227 | 0.29227 | 0.29227 | 0.29227 | 0.23607 | 0.23607 | 0.010488 | 0.010488 | 0.010488 | 0.010488 | 0.010488 | 0.0084713 | 0.0084713 | 22.8964 | 22.8964 | 22.8964 | 22.8964 | 22.8964 | 18.4933 | 18.4933 | 0.0081284 | 0.0081284 | 0.0081284 | 0.0081284 | 0.0081284 | 0.0065653 | 0.0065653 | 2737.1836 | 2737.1836 | 2737.1836 | 2737.1836 | 2737.1836 | 2737.1836 | 2737.1836 | 0 | 0 | 0 | 0 | 0 | 0 | 0 | 0.775 | 0.775 | 0.775 | 0.775 | 0.775 | 0.775 | 0.775 | 0 | 0 | 0 | 0 | 0 | 0 | 0 | Retail (lrg, 1-story) Office ILit all | Retail (lrg, 1-story) Office ILit all | 3448 | 5 | 85 | Retail (lrg, 1-story) Office ILit2 all | Retail (lrg, 1-story) Office ILit all | Retail (lrg, 1-story) Office ILit all | 3448 | 6.5 | 77.5 | 3448 | 9.2421 | 0.85 | 0.05 | 0.05 | 0.05 | 0.05 | 0.05 | 0.05 | 0.05 | 0.092105 | 0.85 | 0.85 | 0.85 | 0.85 | 0.85 | 0.85 | 0.85 | 0.85 | 0.85 | 0.85 | 0.05 | 0.05 | 0.05 | 0.05 | 0.05 | 0.05 | 8.6974 | 0.775 | 0.065 | 0.065 | 0.065 | 0.065 | 0.065 | 0.065 | 0.065 | 0.10237 | 0.775 | 0.775 | 0.775 | 0.775 | 0.775 | 0.775 | 0.775 | 0.775 | 0.775 | 0.775 | 0.065 | 0.065 | 0.065 | 0.065 | 0.065 | 0.065 | 0 | 0 | 0 | 0 | 0 | 0 | 0 | 0.052632 | 1 | 1 | 1 | 1 | 1 | 1 | 1 | 1 | 1 | 1 | 0 | 0 | 0 | 0 | 0 | 0 | 0 | 0 | 0 | 0 | 0 | 0 | 0 | 0.052632 | 1 | 1 | 1 | 1 | 1 | 1 | 1 | 1 | 1 | 1 | 0 | 0 | 0 | 0 | 0 | 0 | 15 | 0.66337 | 0.20792 | 0.079208 | 0.049505 | 0.76136 | 0.10572 | 0.0036895 | 0.0036895 | 0.0036895 | 0.0036895 | 0.0036895 | 0.00298 | 0.00298 |  | 0.0087307 | 0.0087307 | 0.0078142 | 0.0082729 | 0.0082142 | 0.007627 | 0.0092886 | Retail - Single-Story Large - Office (General) - all | 16 | 9 | 22 | 2171.15 | 148.6184 | 2171.15 | 148.6184 | 0 | 0 | 8.65 | 0.59211 | 0 | 0 | 0 | 0 | 0 | 0 | 0 | 0 | 0 | 0 | 0.85 | 0.85 | 0.85 | 0.85 | 0.85 | 0.85 | 0.85 | 0.85 | 0.85 | 0.85 | 0.05 | 0.05 | 0.05 | 0 | 0 | 0 |  | 1994.195 | 188.8445 | 1994.195 | 188.8445 | 0 | 0 | 7.945 | 0.75237 | 0 | 0 | 0 | 0 | 0 | 0 | 0 | 0 | 0 | 0 | 0.775 | 0.775 | 0.775 | 0.775 | 0.775 | 0.775 | 0.775 | 0.775 | 0.775 | 0.775 | 0.065 | 0.065 | 0.065 | 0 | 0 | 0
1813 | 18 | 13 | 5 | 1 |  |  |  |  | Retail - Single-Story Large | Pharmacy | Retail - Single-Story Large - Pharmacy |  | Retail - Single-Story Large | Retail - Single-Story Large - Pharmacy | Retail (lrg, 1-story) Pharmacy | Sat | Open | 52 | 52 | 0.012837 | 1.1969 | 1.1969 | 1.1969 | 1.1221 | 1.1221 | 1.1221 | 0.89768 | 0 | 0 | 0 | 0 | 0 | 0 | 0 | 6.8313 | 6.8313 | 6.8313 | 6.4044 | 6.4044 | 6.4044 | 5.1235 | 0 | 0 | 0 | 0 | 0 | 0 | 0 | 0 | 0 | 0 | 0 | 0 | 0 | 0 | 0 | 0 | 0 | 0 | 0 | 0 | 0 | 0 | 0 | 0 | 0 | 0 | 0 | 0 | 0 | 0 | 0 | 0 | 0 | 0 | 0 | 0.35972 | 0.35972 | 0.35972 | 0.33724 | 0.33724 | 0.33724 | 0.26979 | 0 | 0 | 0 | 0 | 0 | 0 | 0 | 2.4013 | 2.4013 | 2.4013 | 2.2512 | 2.2512 | 2.2512 | 1.801 | 0 | 0 | 0 | 0 | 0 | 0 | 0 | 0 | 0 | 0 | 0 | 0 | 0 | 0 | 0 | 0 | 0 | 0 | 0 | 0 | 0 | 0 | 0 | 0 | 0 | 0 | 0 | 0 | 0 | 0 | 0 | 0 | 0 | 0 | 0 | Retail (lrg, 1-story) Pharmacy ILit Sat | Retail (lrg, 1-story) Pharmacy ILit all | 3430 | 5 | 57.5 | Retail (lrg, 1-story) Pharmacy ILit2 Sat | Retail (lrg, 1-story) Pharmacy ILit Sat | Retail (lrg, 1-story) Pharmacy ILit all | 3430 | 30 | 50 | 3430 | 8.55 | 0.575 | 0.05 | 0.05 | 0.05 | 0.05 | 0.05 | 0.05 | 0.05 | 0.05 | 0.575 | 0.575 | 0.575 | 0.575 | 0.575 | 0.575 | 0.575 | 0.575 | 0.575 | 0.575 | 0.575 | 0.575 | 0.575 | 0.575 | 0.05 | 0.05 | 10 | 0.5 | 0.3 | 0.3 | 0.3 | 0.3 | 0.3 | 0.3 | 0.3 | 0.3 | 0.5 | 0.5 | 0.5 | 0.5 | 0.5 | 0.5 | 0.5 | 0.5 | 0.5 | 0.5 | 0.5 | 0.5 | 0.5 | 0.5 | 0.3 | 0.3 | 0 | 0 | 0 | 0 | 0 | 0 | 0 | 0 | 1 | 1 | 1 | 1 | 1 | 1 | 1 | 1 | 1 | 1 | 1 | 1 | 1 | 1 | 0 | 0 | 0 | 0 | 0 | 0 | 0 | 0 | 0 | 0 | 1 | 1 | 1 | 1 | 1 | 1 | 1 | 1 | 1 | 1 | 1 | 1 | 1 | 1 | 0 | 0 | 0 | 0 | 0 | 0 | 0 | 0 | 0 | 0 | 0 | 0 | 0 | 0 | 0 | 0 |  | 0.0087307 | 0.0087307 | 0.0078142 | 0.0082729 | 0.0082142 | 0.007627 | 0.0092886 | Retail - Single-Story Large - Pharmacy - Sat | 10 | 9 | 22 | 388.7 | 55.9 | 0 | 0 | 388.7 | 55.9 | 0 | 0 | 7.475 | 1.075 | 0 | 0 | 0 | 0 | 0 | 0 | 0 | 0 | 0.575 | 0.575 | 0.575 | 0.575 | 0.575 | 0.575 | 0.575 | 0.575 | 0.575 | 0.575 | 0.575 | 0.575 | 0.575 | 0 | 0 | 0 |  | 338 | 182 | 0 | 0 | 338 | 182 | 0 | 0 | 6.5 | 3.5 | 0 | 0 | 0 | 0 | 0 | 0 | 0 | 0 | 0.5 | 0.5 | 0.5 | 0.5 | 0.5 | 0.5 | 0.5 | 0.5 | 0.5 | 0.5 | 0.5 | 0.5 | 0.5 | 0 | 0 | 0
1814 | 18 | 14 | 6 | 2 |  |  |  |  | Retail - Single-Story Large | Pharmacy | Retail - Single-Story Large - Pharmacy |  | Retail - Single-Story Large | Retail - Single-Story Large - Pharmacy | Retail (lrg, 1-story) Pharmacy | Sun | Open | 52 | 52 | 0.012837 | 1.1969 | 1.1969 | 1.1969 | 1.1221 | 1.1221 | 1.1221 | 0.89768 | 0 | 0 | 0 | 0 | 0 | 0 | 0 | 6.8313 | 6.8313 | 6.8313 | 6.4044 | 6.4044 | 6.4044 | 5.1235 | 0 | 0 | 0 | 0 | 0 | 0 | 0 | 0 | 0 | 0 | 0 | 0 | 0 | 0 | 0 | 0 | 0 | 0 | 0 | 0 | 0 | 0 | 0 | 0 | 0 | 0 | 0 | 0 | 0 | 0 | 0 | 0 | 0 | 0 | 0 | 0.35972 | 0.35972 | 0.35972 | 0.33724 | 0.33724 | 0.33724 | 0.26979 | 0 | 0 | 0 | 0 | 0 | 0 | 0 | 2.4013 | 2.4013 | 2.4013 | 2.2512 | 2.2512 | 2.2512 | 1.801 | 0 | 0 | 0 | 0 | 0 | 0 | 0 | 0 | 0 | 0 | 0 | 0 | 0 | 0 | 0 | 0 | 0 | 0 | 0 | 0 | 0 | 0 | 0 | 0 | 0 | 0 | 0 | 0 | 0 | 0 | 0 | 0 | 0 | 0 | 0 | Retail (lrg, 1-story) Pharmacy ILit Sun | Retail (lrg, 1-story) Pharmacy ILit all | 3430 | 5 | 57.5 | Retail (lrg, 1-story) Pharmacy ILit2 Sun | Retail (lrg, 1-story) Pharmacy ILit Sun | Retail (lrg, 1-story) Pharmacy ILit all | 3430 | 30 | 50 | 3430 | 8.55 | 0.575 | 0.05 | 0.05 | 0.05 | 0.05 | 0.05 | 0.05 | 0.05 | 0.05 | 0.575 | 0.575 | 0.575 | 0.575 | 0.575 | 0.575 | 0.575 | 0.575 | 0.575 | 0.575 | 0.575 | 0.575 | 0.575 | 0.575 | 0.05 | 0.05 | 10 | 0.5 | 0.3 | 0.3 | 0.3 | 0.3 | 0.3 | 0.3 | 0.3 | 0.3 | 0.5 | 0.5 | 0.5 | 0.5 | 0.5 | 0.5 | 0.5 | 0.5 | 0.5 | 0.5 | 0.5 | 0.5 | 0.5 | 0.5 | 0.3 | 0.3 | 0 | 0 | 0 | 0 | 0 | 0 | 0 | 0 | 1 | 1 | 1 | 1 | 1 | 1 | 1 | 1 | 1 | 1 | 1 | 1 | 1 | 1 | 0 | 0 | 0 | 0 | 0 | 0 | 0 | 0 | 0 | 0 | 1 | 1 | 1 | 1 | 1 | 1 | 1 | 1 | 1 | 1 | 1 | 1 | 1 | 1 | 0 | 0 | 0 | 0 | 0 | 0 | 0 | 0 | 0 | 0 | 0 | 0 | 0 | 0 | 0 | 0 |  | 0.0087307 | 0.0087307 | 0.0078142 | 0.0082729 | 0.0082142 | 0.007627 | 0.0092886 | Retail - Single-Story Large - Pharmacy - Sun | 12 | 9 | 22 | 388.7 | 55.9 | 0 | 0 | 388.7 | 55.9 | 0 | 0 | 7.475 | 1.075 | 0 | 0 | 0 | 0 | 0 | 0 | 0 | 0 | 0.575 | 0.575 | 0.575 | 0.575 | 0.575 | 0.575 | 0.575 | 0.575 | 0.575 | 0.575 | 0.575 | 0.575 | 0.575 | 0 | 0 | 0 |  | 338 | 182 | 0 | 0 | 338 | 182 | 0 | 0 | 6.5 | 3.5 | 0 | 0 | 0 | 0 | 0 | 0 | 0 | 0 | 0.5 | 0.5 | 0.5 | 0.5 | 0.5 | 0.5 | 0.5 | 0.5 | 0.5 | 0.5 | 0.5 | 0.5 | 0.5 | 0 | 0 | 0
1815 | 18 | 15 | 7 | 3 |  |  |  |  | Retail - Single-Story Large | Pharmacy | Retail - Single-Story Large - Pharmacy |  | Retail - Single-Story Large | Retail - Single-Story Large - Pharmacy | Retail (lrg, 1-story) Pharmacy | Hol | Open | 10 | 10 | 0.012837 | 1.1969 | 1.1969 | 1.1969 | 1.1221 | 1.1221 | 1.1221 | 0.89768 | 0 | 0 | 0 | 0 | 0 | 0 | 0 | 1.3137 | 1.3137 | 1.3137 | 1.2316 | 1.2316 | 1.2316 | 0.98529 | 0 | 0 | 0 | 0 | 0 | 0 | 0 | 0 | 0 | 0 | 0 | 0 | 0 | 0 | 0 | 0 | 0 | 0 | 0 | 0 | 0 | 0 | 0 | 0 | 0 | 0 | 0 | 0 | 0 | 0 | 0 | 0 | 0 | 0 | 0 | 0.35972 | 0.35972 | 0.35972 | 0.33724 | 0.33724 | 0.33724 | 0.26979 | 0 | 0 | 0 | 0 | 0 | 0 | 0 | 0.46179 | 0.46179 | 0.46179 | 0.43293 | 0.43293 | 0.43293 | 0.34634 | 0 | 0 | 0 | 0 | 0 | 0 | 0 | 0 | 0 | 0 | 0 | 0 | 0 | 0 | 0 | 0 | 0 | 0 | 0 | 0 | 0 | 0 | 0 | 0 | 0 | 0 | 0 | 0 | 0 | 0 | 0 | 0 | 0 | 0 | 0 | Retail (lrg, 1-story) Pharmacy ILit Hol | Retail (lrg, 1-story) Pharmacy ILit all | 3430 | 5 | 57.5 | Retail (lrg, 1-story) Pharmacy ILit2 Hol | Retail (lrg, 1-story) Pharmacy ILit Hol | Retail (lrg, 1-story) Pharmacy ILit all | 3430 | 30 | 50 | 3430 | 8.55 | 0.575 | 0.05 | 0.05 | 0.05 | 0.05 | 0.05 | 0.05 | 0.05 | 0.05 | 0.575 | 0.575 | 0.575 | 0.575 | 0.575 | 0.575 | 0.575 | 0.575 | 0.575 | 0.575 | 0.575 | 0.575 | 0.575 | 0.575 | 0.05 | 0.05 | 10 | 0.5 | 0.3 | 0.3 | 0.3 | 0.3 | 0.3 | 0.3 | 0.3 | 0.3 | 0.5 | 0.5 | 0.5 | 0.5 | 0.5 | 0.5 | 0.5 | 0.5 | 0.5 | 0.5 | 0.5 | 0.5 | 0.5 | 0.5 | 0.3 | 0.3 | 0 | 0 | 0 | 0 | 0 | 0 | 0 | 0 | 1 | 1 | 1 | 1 | 1 | 1 | 1 | 1 | 1 | 1 | 1 | 1 | 1 | 1 | 0 | 0 | 0 | 0 | 0 | 0 | 0 | 0 | 0 | 0 | 1 | 1 | 1 | 1 | 1 | 1 | 1 | 1 | 1 | 1 | 1 | 1 | 1 | 1 | 0 | 0 | 0 | 0 | 0 | 0 | 0 | 0 | 0 | 0 | 0 | 0 | 0 | 0 | 0 | 0 |  | 0.0087307 | 0.0087307 | 0.0078142 | 0.0082729 | 0.0082142 | 0.007627 | 0.0092886 | Retail - Single-Story Large - Pharmacy - Hol | 14 | 9 | 22 | 74.75 | 10.75 | 0 | 0 | 74.75 | 10.75 | 0 | 0 | 7.475 | 1.075 | 0 | 0 | 0 | 0 | 0 | 0 | 0 | 0 | 0.575 | 0.575 | 0.575 | 0.575 | 0.575 | 0.575 | 0.575 | 0.575 | 0.575 | 0.575 | 0.575 | 0.575 | 0.575 | 0 | 0 | 0 |  | 65 | 35 | 0 | 0 | 65 | 35 | 0 | 0 | 6.5 | 3.5 | 0 | 0 | 0 | 0 | 0 | 0 | 0 | 0 | 0.5 | 0.5 | 0.5 | 0.5 | 0.5 | 0.5 | 0.5 | 0.5 | 0.5 | 0.5 | 0.5 | 0.5 | 0.5 | 0 | 0 | 0
1816 | 18 | 16 | 8 | 4 |  |  | Retail - Single-Story Large - Pharmacy | Retail - Single-Story Large - Pharmacy | Retail - Single-Story Large | Pharmacy | Retail - Single-Story Large - Pharmacy |  | Retail - Single-Story Large | Retail - Single-Story Large - Pharmacy | Retail (lrg, 1-story) Pharmacy | all | Open | 251 | 251 | 0.012837 | 1.1969 | 1.1969 | 1.1969 | 1.1221 | 1.1221 | 1.1221 | 0.89768 | 0.015365 | 0.015365 | 0.015365 | 0.014405 | 0.014405 | 0.014405 | 0.011524 | 38.3736 | 38.3736 | 38.3736 | 35.9753 | 35.9753 | 35.9753 | 28.7802 | 0.010371 | 0.010371 | 0.010371 | 0.0097232 | 0.0097232 | 0.0097232 | 0.0077786 | 3472.15 | 3472.15 | 3472.15 | 3472.15 | 3472.15 | 3472.15 | 3472.15 | 0 | 0 | 0 | 0 | 0 | 0 | 0 | 0.675 | 0.675 | 0.675 | 0.675 | 0.675 | 0.675 | 0.675 | 0 | 0 | 0 | 0 | 0 | 0 | 0 | 0.35972 | 0.35972 | 0.35972 | 0.33724 | 0.33724 | 0.33724 | 0.26979 | 0.0046179 | 0.0046179 | 0.0046179 | 0.0043293 | 0.0043293 | 0.0043293 | 0.0034634 | 13.2136 | 13.2136 | 13.2136 | 12.3877 | 12.3877 | 12.3877 | 9.9102 | 0.0027707 | 0.0027707 | 0.0027707 | 0.0025976 | 0.0025976 | 0.0025976 | 0.002078 | 4001.4 | 4001.4 | 4001.4 | 4001.4 | 4001.4 | 4001.4 | 4001.4 | 0 | 0 | 0 | 0 | 0 | 0 | 0 | 0.6 | 0.6 | 0.6 | 0.6 | 0.6 | 0.6 | 0.6 | 0 | 0 | 0 | 0 | 0 | 0 | 0 | Retail (lrg, 1-story) Pharmacy ILit all | Retail (lrg, 1-story) Pharmacy ILit all | 3429 | 5 | 67.5 | Retail (lrg, 1-story) Pharmacy ILit2 all | Retail (lrg, 1-story) Pharmacy ILit all | Retail (lrg, 1-story) Pharmacy ILit all | 3429 | 30 | 60 | 3429 | 9.95 | 0.675 | 0.05 | 0.05 | 0.05 | 0.05 | 0.05 | 0.05 | 0.05 | 0.05 | 0.675 | 0.675 | 0.675 | 0.675 | 0.675 | 0.675 | 0.675 | 0.675 | 0.675 | 0.675 | 0.675 | 0.675 | 0.675 | 0.675 | 0.05 | 0.05 | 11.4 | 0.6 | 0.3 | 0.3 | 0.3 | 0.3 | 0.3 | 0.3 | 0.3 | 0.3 | 0.6 | 0.6 | 0.6 | 0.6 | 0.6 | 0.6 | 0.6 | 0.6 | 0.6 | 0.6 | 0.6 | 0.6 | 0.6 | 0.6 | 0.3 | 0.3 | 0 | 0 | 0 | 0 | 0 | 0 | 0 | 0 | 1 | 1 | 1 | 1 | 1 | 1 | 1 | 1 | 1 | 1 | 1 | 1 | 1 | 1 | 0 | 0 | 0 | 0 | 0 | 0 | 0 | 0 | 0 | 0 | 1 | 1 | 1 | 1 | 1 | 1 | 1 | 1 | 1 | 1 | 1 | 1 | 1 | 1 | 0 | 0 | 0 | 0 | 0 | 0 | 0 | 0 | 0 | 0 | 0 | 0 | 0 | 0 | 0 | 0 |  | 0.0087307 | 0.0087307 | 0.0078142 | 0.0082729 | 0.0082142 | 0.007627 | 0.0092886 | Retail - Single-Story Large - Pharmacy - all | 16 | 9 | 22 | 2202.525 | 294.925 | 2202.525 | 294.925 | 0 | 0 | 8.775 | 1.175 | 0 | 0 | 0 | 0 | 0 | 0 | 0 | 0 | 0 | 0 | 0.675 | 0.675 | 0.675 | 0.675 | 0.675 | 0.675 | 0.675 | 0.675 | 0.675 | 0.675 | 0.675 | 0.675 | 0.675 | 0 | 0 | 0 |  | 1957.8 | 903.6 | 1957.8 | 903.6 | 0 | 0 | 7.8 | 3.6 | 0 | 0 | 0 | 0 | 0 | 0 | 0 | 0 | 0 | 0 | 0.6 | 0.6 | 0.6 | 0.6 | 0.6 | 0.6 | 0.6 | 0.6 | 0.6 | 0.6 | 0.6 | 0.6 | 0.6 | 0 | 0 | 0
1817 | 18 | 17 | 5 | 1 |  |  |  |  | Retail - Single-Story Large | Retail Sales and Wholesale Showroom | Retail - Single-Story Large - Retail Sales and Wholesale Showroom |  | Retail - Single-Story Large | Retail - Single-Story Large - Retail Sales and Wholesale Showroom | Retail (lrg, 1-story) Sales | Sat | Open | 52 | 52 | 0.80967 | 1.1969 | 1.1969 | 1.1969 | 1.1221 | 1.1221 | 1.1221 | 0.89768 | 0 | 0 | 0 | 0 | 0 | 0 | 0 | 554.3243 | 554.3243 | 554.3243 | 519.679 | 519.679 | 519.679 | 415.7432 | 0 | 0 | 0 | 0 | 0 | 0 | 0 | 0 | 0 | 0 | 0 | 0 | 0 | 0 | 0 | 0 | 0 | 0 | 0 | 0 | 0 | 0 | 0 | 0 | 0 | 0 | 0 | 0 | 0 | 0 | 0 | 0 | 0 | 0 | 0 | 0.35972 | 0.35972 | 0.35972 | 0.33724 | 0.33724 | 0.33724 | 0.26979 | 0 | 0 | 0 | 0 | 0 | 0 | 0 | 172.6559 | 172.6559 | 172.6559 | 161.8649 | 161.8649 | 161.8649 | 129.4919 | 0 | 0 | 0 | 0 | 0 | 0 | 0 | 0 | 0 | 0 | 0 | 0 | 0 | 0 | 0 | 0 | 0 | 0 | 0 | 0 | 0 | 0 | 0 | 0 | 0 | 0 | 0 | 0 | 0 | 0 | 0 | 0 | 0 | 0 | 0 | Retail (lrg, 1-story) Sales ILit Sat | Retail (lrg, 1-story) Sales ILit all | 3424 | 5 | 75 | Retail (lrg, 1-story) Sales ILit2 Sat | Retail (lrg, 1-story) Sales ILit Sat | Retail (lrg, 1-story) Sales ILit all | 3424 | 30 | 60 | 3424 | 11 | 0.75 | 0.05 | 0.05 | 0.05 | 0.05 | 0.05 | 0.05 | 0.05 | 0.05 | 0.75 | 0.75 | 0.75 | 0.75 | 0.75 | 0.75 | 0.75 | 0.75 | 0.75 | 0.75 | 0.75 | 0.75 | 0.75 | 0.75 | 0.05 | 0.05 | 11.4 | 0.6 | 0.3 | 0.3 | 0.3 | 0.3 | 0.3 | 0.3 | 0.3 | 0.3 | 0.6 | 0.6 | 0.6 | 0.6 | 0.6 | 0.6 | 0.6 | 0.6 | 0.6 | 0.6 | 0.6 | 0.6 | 0.6 | 0.6 | 0.3 | 0.3 | 0 | 0 | 0 | 0 | 0 | 0 | 0 | 0 | 1 | 1 | 1 | 1 | 1 | 1 | 1 | 1 | 1 | 1 | 1 | 1 | 1 | 1 | 0 | 0 | 0 | 0 | 0 | 0 | 0 | 0 | 0 | 0 | 1 | 1 | 1 | 1 | 1 | 1 | 1 | 1 | 1 | 1 | 1 | 1 | 1 | 1 | 0 | 0 | 0 | 0 | 0 | 0 | 0 | 0 | 0 | 0 | 0 | 0 | 0 | 0 | 0 | 0 |  | 0.0087307 | 0.0087307 | 0.0078142 | 0.0082729 | 0.0082142 | 0.007627 | 0.0092886 | Retail - Single-Story Large - Retail Sales and Wholesale Showroom - Sat | 10 | 9 | 22 | 507 | 65 | 0 | 0 | 507 | 65 | 0 | 0 | 9.75 | 1.25 | 0 | 0 | 0 | 0 | 0 | 0 | 0 | 0 | 0.75 | 0.75 | 0.75 | 0.75 | 0.75 | 0.75 | 0.75 | 0.75 | 0.75 | 0.75 | 0.75 | 0.75 | 0.75 | 0 | 0 | 0 |  | 405.6 | 187.2 | 0 | 0 | 405.6 | 187.2 | 0 | 0 | 7.8 | 3.6 | 0 | 0 | 0 | 0 | 0 | 0 | 0 | 0 | 0.6 | 0.6 | 0.6 | 0.6 | 0.6 | 0.6 | 0.6 | 0.6 | 0.6 | 0.6 | 0.6 | 0.6 | 0.6 | 0 | 0 | 0
1818 | 18 | 18 | 6 | 2 |  |  |  |  | Retail - Single-Story Large | Retail Sales and Wholesale Showroom | Retail - Single-Story Large - Retail Sales and Wholesale Showroom |  | Retail - Single-Story Large | Retail - Single-Story Large - Retail Sales and Wholesale Showroom | Retail (lrg, 1-story) Sales | Sun | Open | 52 | 52 | 0.80967 | 1.1969 | 1.1969 | 1.1969 | 1.1221 | 1.1221 | 1.1221 | 0.89768 | 0 | 0 | 0 | 0 | 0 | 0 | 0 | 554.3243 | 554.3243 | 554.3243 | 519.679 | 519.679 | 519.679 | 415.7432 | 0 | 0 | 0 | 0 | 0 | 0 | 0 | 0 | 0 | 0 | 0 | 0 | 0 | 0 | 0 | 0 | 0 | 0 | 0 | 0 | 0 | 0 | 0 | 0 | 0 | 0 | 0 | 0 | 0 | 0 | 0 | 0 | 0 | 0 | 0 | 0.35972 | 0.35972 | 0.35972 | 0.33724 | 0.33724 | 0.33724 | 0.26979 | 0 | 0 | 0 | 0 | 0 | 0 | 0 | 172.6559 | 172.6559 | 172.6559 | 161.8649 | 161.8649 | 161.8649 | 129.4919 | 0 | 0 | 0 | 0 | 0 | 0 | 0 | 0 | 0 | 0 | 0 | 0 | 0 | 0 | 0 | 0 | 0 | 0 | 0 | 0 | 0 | 0 | 0 | 0 | 0 | 0 | 0 | 0 | 0 | 0 | 0 | 0 | 0 | 0 | 0 | Retail (lrg, 1-story) Sales ILit Sun | Retail (lrg, 1-story) Sales ILit all | 3424 | 5 | 75 | Retail (lrg, 1-story) Sales ILit2 Sun | Retail (lrg, 1-story) Sales ILit Sun | Retail (lrg, 1-story) Sales ILit all | 3424 | 30 | 60 | 3424 | 11 | 0.75 | 0.05 | 0.05 | 0.05 | 0.05 | 0.05 | 0.05 | 0.05 | 0.05 | 0.75 | 0.75 | 0.75 | 0.75 | 0.75 | 0.75 | 0.75 | 0.75 | 0.75 | 0.75 | 0.75 | 0.75 | 0.75 | 0.75 | 0.05 | 0.05 | 11.4 | 0.6 | 0.3 | 0.3 | 0.3 | 0.3 | 0.3 | 0.3 | 0.3 | 0.3 | 0.6 | 0.6 | 0.6 | 0.6 | 0.6 | 0.6 | 0.6 | 0.6 | 0.6 | 0.6 | 0.6 | 0.6 | 0.6 | 0.6 | 0.3 | 0.3 | 0 | 0 | 0 | 0 | 0 | 0 | 0 | 0 | 1 | 1 | 1 | 1 | 1 | 1 | 1 | 1 | 1 | 1 | 1 | 1 | 1 | 1 | 0 | 0 | 0 | 0 | 0 | 0 | 0 | 0 | 0 | 0 | 1 | 1 | 1 | 1 | 1 | 1 | 1 | 1 | 1 | 1 | 1 | 1 | 1 | 1 | 0 | 0 | 0 | 0 | 0 | 0 | 0 | 0 | 0 | 0 | 0 | 0 | 0 | 0 | 0 | 0 |  | 0.0087307 | 0.0087307 | 0.0078142 | 0.0082729 | 0.0082142 | 0.007627 | 0.0092886 | Retail - Single-Story Large - Retail Sales and Wholesale Showroom - Sun | 12 | 9 | 22 | 507 | 65 | 0 | 0 | 507 | 65 | 0 | 0 | 9.75 | 1.25 | 0 | 0 | 0 | 0 | 0 | 0 | 0 | 0 | 0.75 | 0.75 | 0.75 | 0.75 | 0.75 | 0.75 | 0.75 | 0.75 | 0.75 | 0.75 | 0.75 | 0.75 | 0.75 | 0 | 0 | 0 |  | 405.6 | 187.2 | 0 | 0 | 405.6 | 187.2 | 0 | 0 | 7.8 | 3.6 | 0 | 0 | 0 | 0 | 0 | 0 | 0 | 0 | 0.6 | 0.6 | 0.6 | 0.6 | 0.6 | 0.6 | 0.6 | 0.6 | 0.6 | 0.6 | 0.6 | 0.6 | 0.6 | 0 | 0 | 0
1819 | 18 | 19 | 7 | 3 |  |  |  |  | Retail - Single-Story Large | Retail Sales and Wholesale Showroom | Retail - Single-Story Large - Retail Sales and Wholesale Showroom |  | Retail - Single-Story Large | Retail - Single-Story Large - Retail Sales and Wholesale Showroom | Retail (lrg, 1-story) Sales | Hol | Open | 10 | 10 | 0.80967 | 1.1969 | 1.1969 | 1.1969 | 1.1221 | 1.1221 | 1.1221 | 0.89768 | 0 | 0 | 0 | 0 | 0 | 0 | 0 | 106.6008 | 106.6008 | 106.6008 | 99.9383 | 99.9383 | 99.9383 | 79.9506 | 0 | 0 | 0 | 0 | 0 | 0 | 0 | 0 | 0 | 0 | 0 | 0 | 0 | 0 | 0 | 0 | 0 | 0 | 0 | 0 | 0 | 0 | 0 | 0 | 0 | 0 | 0 | 0 | 0 | 0 | 0 | 0 | 0 | 0 | 0 | 0.35972 | 0.35972 | 0.35972 | 0.33724 | 0.33724 | 0.33724 | 0.26979 | 0 | 0 | 0 | 0 | 0 | 0 | 0 | 33.2031 | 33.2031 | 33.2031 | 31.1279 | 31.1279 | 31.1279 | 24.9023 | 0 | 0 | 0 | 0 | 0 | 0 | 0 | 0 | 0 | 0 | 0 | 0 | 0 | 0 | 0 | 0 | 0 | 0 | 0 | 0 | 0 | 0 | 0 | 0 | 0 | 0 | 0 | 0 | 0 | 0 | 0 | 0 | 0 | 0 | 0 | Retail (lrg, 1-story) Sales ILit Hol | Retail (lrg, 1-story) Sales ILit all | 3424 | 5 | 75 | Retail (lrg, 1-story) Sales ILit2 Hol | Retail (lrg, 1-story) Sales ILit Hol | Retail (lrg, 1-story) Sales ILit all | 3424 | 30 | 60 | 3424 | 11 | 0.75 | 0.05 | 0.05 | 0.05 | 0.05 | 0.05 | 0.05 | 0.05 | 0.05 | 0.75 | 0.75 | 0.75 | 0.75 | 0.75 | 0.75 | 0.75 | 0.75 | 0.75 | 0.75 | 0.75 | 0.75 | 0.75 | 0.75 | 0.05 | 0.05 | 11.4 | 0.6 | 0.3 | 0.3 | 0.3 | 0.3 | 0.3 | 0.3 | 0.3 | 0.3 | 0.6 | 0.6 | 0.6 | 0.6 | 0.6 | 0.6 | 0.6 | 0.6 | 0.6 | 0.6 | 0.6 | 0.6 | 0.6 | 0.6 | 0.3 | 0.3 | 0 | 0 | 0 | 0 | 0 | 0 | 0 | 0 | 1 | 1 | 1 | 1 | 1 | 1 | 1 | 1 | 1 | 1 | 1 | 1 | 1 | 1 | 0 | 0 | 0 | 0 | 0 | 0 | 0 | 0 | 0 | 0 | 1 | 1 | 1 | 1 | 1 | 1 | 1 | 1 | 1 | 1 | 1 | 1 | 1 | 1 | 0 | 0 | 0 | 0 | 0 | 0 | 0 | 0 | 0 | 0 | 0 | 0 | 0 | 0 | 0 | 0 |  | 0.0087307 | 0.0087307 | 0.0078142 | 0.0082729 | 0.0082142 | 0.007627 | 0.0092886 | Retail - Single-Story Large - Retail Sales and Wholesale Showroom - Hol | 14 | 9 | 22 | 97.5 | 12.5 | 0 | 0 | 97.5 | 12.5 | 0 | 0 | 9.75 | 1.25 | 0 | 0 | 0 | 0 | 0 | 0 | 0 | 0 | 0.75 | 0.75 | 0.75 | 0.75 | 0.75 | 0.75 | 0.75 | 0.75 | 0.75 | 0.75 | 0.75 | 0.75 | 0.75 | 0 | 0 | 0 |  | 78 | 36 | 0 | 0 | 78 | 36 | 0 | 0 | 7.8 | 3.6 | 0 | 0 | 0 | 0 | 0 | 0 | 0 | 0 | 0.6 | 0.6 | 0.6 | 0.6 | 0.6 | 0.6 | 0.6 | 0.6 | 0.6 | 0.6 | 0.6 | 0.6 | 0.6 | 0 | 0 | 0
1820 | 18 | 20 | 8 | 4 |  |  | Retail - Single-Story Large - Retail Sales and Wholesale Showroom | Retail - Single-Story Large - Retail Sales and Wholesale Showroom | Retail - Single-Story Large | Retail Sales and Wholesale Showroom | Retail - Single-Story Large - Retail Sales and Wholesale Showroom |  | Retail - Single-Story Large | Retail - Single-Story Large - Retail Sales and Wholesale Showroom | Retail (lrg, 1-story) Sales | all | Open | 251 | 251 | 0.80967 | 1.1969 | 1.1969 | 1.1969 | 1.1221 | 1.1221 | 1.1221 | 0.89768 | 0.9691 | 0.9691 | 0.9691 | 0.90853 | 0.90853 | 0.90853 | 0.72682 | 3101.3572 | 3101.3572 | 3101.3572 | 2907.5223 | 2907.5223 | 2907.5223 | 2326.0179 | 0.84796 | 0.84796 | 0.84796 | 0.79496 | 0.79496 | 0.79496 | 0.63597 | 4454.25 | 4454.25 | 4454.25 | 4454.25 | 4454.25 | 4454.25 | 4454.25 | 0 | 0 | 0 | 0 | 0 | 0 | 0 | 0.875 | 0.875 | 0.875 | 0.875 | 0.875 | 0.875 | 0.875 | 0 | 0 | 0 | 0 | 0 | 0 | 0 | 0.35972 | 0.35972 | 0.35972 | 0.33724 | 0.33724 | 0.33724 | 0.26979 | 0.29125 | 0.29125 | 0.29125 | 0.27305 | 0.27305 | 0.27305 | 0.21844 | 935.7439 | 935.7439 | 935.7439 | 877.2599 | 877.2599 | 877.2599 | 701.8079 | 0.20388 | 0.20388 | 0.20388 | 0.19114 | 0.19114 | 0.19114 | 0.15291 | 4512.4 | 4512.4 | 4512.4 | 4512.4 | 4512.4 | 4512.4 | 4512.4 | 0 | 0 | 0 | 0 | 0 | 0 | 0 | 0.7 | 0.7 | 0.7 | 0.7 | 0.7 | 0.7 | 0.7 | 0 | 0 | 0 | 0 | 0 | 0 | 0 | Retail (lrg, 1-story) Sales ILit all | Retail (lrg, 1-story) Sales ILit all | 3423 | 5 | 87.5 | Retail (lrg, 1-story) Sales ILit2 all | Retail (lrg, 1-story) Sales ILit all | Retail (lrg, 1-story) Sales ILit all | 3423 | 30 | 70 | 3423 | 12.75 | 0.875 | 0.05 | 0.05 | 0.05 | 0.05 | 0.05 | 0.05 | 0.05 | 0.05 | 0.875 | 0.875 | 0.875 | 0.875 | 0.875 | 0.875 | 0.875 | 0.875 | 0.875 | 0.875 | 0.875 | 0.875 | 0.875 | 0.875 | 0.05 | 0.05 | 12.8 | 0.7 | 0.3 | 0.3 | 0.3 | 0.3 | 0.3 | 0.3 | 0.3 | 0.3 | 0.7 | 0.7 | 0.7 | 0.7 | 0.7 | 0.7 | 0.7 | 0.7 | 0.7 | 0.7 | 0.7 | 0.7 | 0.7 | 0.7 | 0.3 | 0.3 | 0 | 0 | 0 | 0 | 0 | 0 | 0 | 0 | 1 | 1 | 1 | 1 | 1 | 1 | 1 | 1 | 1 | 1 | 1 | 1 | 1 | 1 | 0 | 0 | 0 | 0 | 0 | 0 | 0 | 0 | 0 | 0 | 1 | 1 | 1 | 1 | 1 | 1 | 1 | 1 | 1 | 1 | 1 | 1 | 1 | 1 | 0 | 0 | 0 | 0 | 0 | 0 | 0 | 0 | 0 | 0 | 0 | 0 | 0 | 0 | 0 | 0 |  | 0.0087307 | 0.0087307 | 0.0078142 | 0.0082729 | 0.0082142 | 0.007627 | 0.0092886 | Retail - Single-Story Large - Retail Sales and Wholesale Showroom - all | 16 | 9 | 22 | 2855.125 | 345.125 | 2855.125 | 345.125 | 0 | 0 | 11.375 | 1.375 | 0 | 0 | 0 | 0 | 0 | 0 | 0 | 0 | 0 | 0 | 0.875 | 0.875 | 0.875 | 0.875 | 0.875 | 0.875 | 0.875 | 0.875 | 0.875 | 0.875 | 0.875 | 0.875 | 0.875 | 0 | 0 | 0 |  | 2284.1 | 928.7 | 2284.1 | 928.7 | 0 | 0 | 9.1 | 3.7 | 0 | 0 | 0 | 0 | 0 | 0 | 0 | 0 | 0 | 0 | 0.7 | 0.7 | 0.7 | 0.7 | 0.7 | 0.7 | 0.7 | 0.7 | 0.7 | 0.7 | 0.7 | 0.7 | 0.7 | 0 | 0 | 0
1821 | 18 | 21 | 5 | 1 |  |  |  |  | Retail - Single-Story Large | Storage (Conditioned) | Retail - Single-Story Large - Storage (Conditioned) |  | Retail - Single-Story Large | Retail - Single-Story Large - Storage (Conditioned) | Retail (lrg, 1-story) Stockrm | Sat | Open | 52 | 52 | 0.090954 | 0.59845 | 0.59845 | 0.44884 | 0.44884 | 0.44884 | 0.44884 | 0.44884 | 0 | 0 | 0 | 0 | 0 | 0 | 0 | 21.2284 | 21.2284 | 15.9213 | 15.9213 | 15.9213 | 15.9213 | 15.9213 | 0 | 0 | 0 | 0 | 0 | 0 | 0 | 0 | 0 | 0 | 0 | 0 | 0 | 0 | 0 | 0 | 0 | 0 | 0 | 0 | 0 | 0 | 0 | 0 | 0 | 0 | 0 | 0 | 0 | 0 | 0 | 0 | 0 | 0 | 0 | 0.17986 | 0.17986 | 0.1349 | 0.1349 | 0.1349 | 0.1349 | 0.1349 | 0 | 0 | 0 | 0 | 0 | 0 | 0 | 5.3167 | 5.3167 | 3.9875 | 3.9875 | 3.9875 | 3.9875 | 3.9875 | 0 | 0 | 0 | 0 | 0 | 0 | 0 | 0 | 0 | 0 | 0 | 0 | 0 | 0 | 0 | 0 | 0 | 0 | 0 | 0 | 0 | 0 | 0 | 0 | 0 | 0 | 0 | 0 | 0 | 0 | 0 | 0 | 0 | 0 | 0 | Retail (lrg, 1-story) Stockrm ILit Sat | Retail (lrg, 1-story) Stockrm ILit all | 3457 | 5 | 50 | Retail (lrg, 1-story) Stockrm ILit2 Sat | Retail (lrg, 1-story) Stockrm ILit Sat | Retail (lrg, 1-story) Stockrm ILit all | 3457 | 6.5 | 40 | 3457 | 7.5 | 0.5 | 0.05 | 0.05 | 0.05 | 0.05 | 0.05 | 0.05 | 0.05 | 0.05 | 0.5 | 0.5 | 0.5 | 0.5 | 0.5 | 0.5 | 0.5 | 0.5 | 0.5 | 0.5 | 0.5 | 0.5 | 0.5 | 0.5 | 0.05 | 0.05 | 6.25 | 0.4 | 0.065 | 0.065 | 0.065 | 0.065 | 0.065 | 0.065 | 0.065 | 0.065 | 0.4 | 0.4 | 0.4 | 0.4 | 0.4 | 0.4 | 0.4 | 0.4 | 0.4 | 0.4 | 0.4 | 0.4 | 0.4 | 0.4 | 0.065 | 0.065 | 0 | 0 | 0 | 0 | 0 | 0 | 0 | 0 | 1 | 1 | 1 | 1 | 1 | 1 | 1 | 1 | 1 | 1 | 1 | 1 | 1 | 1 | 0 | 0 | 0 | 0 | 0 | 0 | 0 | 0 | 0 | 0 | 1 | 1 | 1 | 1 | 1 | 1 | 1 | 1 | 1 | 1 | 1 | 1 | 1 | 1 | 0 | 0 | 15 | 0.66337 | 0.20792 | 0.079208 | 0.049505 | 0.76136 | 0 | 0 | 0 | 0 | 0 | 0 | 0 | 0 |  | 0.0087307 | 0.0087307 | 0.0078142 | 0.0082729 | 0.0082142 | 0.007627 | 0.0092886 | Retail - Single-Story Large - Storage (Conditioned) - Sat | 10 | 9 | 22 | 338 | 52 | 0 | 0 | 338 | 52 | 0 | 0 | 6.5 | 1 | 0 | 0 | 0 | 0 | 0 | 0 | 0 | 0 | 0.5 | 0.5 | 0.5 | 0.5 | 0.5 | 0.5 | 0.5 | 0.5 | 0.5 | 0.5 | 0.5 | 0.5 | 0.5 | 0 | 0 | 0 |  | 270.4 | 54.6 | 0 | 0 | 270.4 | 54.6 | 0 | 0 | 5.2 | 1.05 | 0 | 0 | 0 | 0 | 0 | 0 | 0 | 0 | 0.4 | 0.4 | 0.4 | 0.4 | 0.4 | 0.4 | 0.4 | 0.4 | 0.4 | 0.4 | 0.4 | 0.4 | 0.4 | 0 | 0 | 0
1822 | 18 | 22 | 6 | 2 |  |  |  |  | Retail - Single-Story Large | Storage (Conditioned) | Retail - Single-Story Large - Storage (Conditioned) |  | Retail - Single-Story Large | Retail - Single-Story Large - Storage (Conditioned) | Retail (lrg, 1-story) Stockrm | Sun | Open | 52 | 52 | 0.090954 | 0.59845 | 0.59845 | 0.44884 | 0.44884 | 0.44884 | 0.44884 | 0.44884 | 0 | 0 | 0 | 0 | 0 | 0 | 0 | 21.2284 | 21.2284 | 15.9213 | 15.9213 | 15.9213 | 15.9213 | 15.9213 | 0 | 0 | 0 | 0 | 0 | 0 | 0 | 0 | 0 | 0 | 0 | 0 | 0 | 0 | 0 | 0 | 0 | 0 | 0 | 0 | 0 | 0 | 0 | 0 | 0 | 0 | 0 | 0 | 0 | 0 | 0 | 0 | 0 | 0 | 0 | 0.17986 | 0.17986 | 0.1349 | 0.1349 | 0.1349 | 0.1349 | 0.1349 | 0 | 0 | 0 | 0 | 0 | 0 | 0 | 5.3167 | 5.3167 | 3.9875 | 3.9875 | 3.9875 | 3.9875 | 3.9875 | 0 | 0 | 0 | 0 | 0 | 0 | 0 | 0 | 0 | 0 | 0 | 0 | 0 | 0 | 0 | 0 | 0 | 0 | 0 | 0 | 0 | 0 | 0 | 0 | 0 | 0 | 0 | 0 | 0 | 0 | 0 | 0 | 0 | 0 | 0 | Retail (lrg, 1-story) Stockrm ILit Sun | Retail (lrg, 1-story) Stockrm ILit all | 3457 | 5 | 50 | Retail (lrg, 1-story) Stockrm ILit2 Sun | Retail (lrg, 1-story) Stockrm ILit Sun | Retail (lrg, 1-story) Stockrm ILit all | 3457 | 6.5 | 40 | 3457 | 7.5 | 0.5 | 0.05 | 0.05 | 0.05 | 0.05 | 0.05 | 0.05 | 0.05 | 0.05 | 0.5 | 0.5 | 0.5 | 0.5 | 0.5 | 0.5 | 0.5 | 0.5 | 0.5 | 0.5 | 0.5 | 0.5 | 0.5 | 0.5 | 0.05 | 0.05 | 6.25 | 0.4 | 0.065 | 0.065 | 0.065 | 0.065 | 0.065 | 0.065 | 0.065 | 0.065 | 0.4 | 0.4 | 0.4 | 0.4 | 0.4 | 0.4 | 0.4 | 0.4 | 0.4 | 0.4 | 0.4 | 0.4 | 0.4 | 0.4 | 0.065 | 0.065 | 0 | 0 | 0 | 0 | 0 | 0 | 0 | 0 | 1 | 1 | 1 | 1 | 1 | 1 | 1 | 1 | 1 | 1 | 1 | 1 | 1 | 1 | 0 | 0 | 0 | 0 | 0 | 0 | 0 | 0 | 0 | 0 | 1 | 1 | 1 | 1 | 1 | 1 | 1 | 1 | 1 | 1 | 1 | 1 | 1 | 1 | 0 | 0 | 15 | 0.66337 | 0.20792 | 0.079208 | 0.049505 | 0.76136 | 0 | 0 | 0 | 0 | 0 | 0 | 0 | 0 |  | 0.0087307 | 0.0087307 | 0.0078142 | 0.0082729 | 0.0082142 | 0.007627 | 0.0092886 | Retail - Single-Story Large - Storage (Conditioned) - Sun | 12 | 9 | 22 | 338 | 52 | 0 | 0 | 338 | 52 | 0 | 0 | 6.5 | 1 | 0 | 0 | 0 | 0 | 0 | 0 | 0 | 0 | 0.5 | 0.5 | 0.5 | 0.5 | 0.5 | 0.5 | 0.5 | 0.5 | 0.5 | 0.5 | 0.5 | 0.5 | 0.5 | 0 | 0 | 0 |  | 270.4 | 54.6 | 0 | 0 | 270.4 | 54.6 | 0 | 0 | 5.2 | 1.05 | 0 | 0 | 0 | 0 | 0 | 0 | 0 | 0 | 0.4 | 0.4 | 0.4 | 0.4 | 0.4 | 0.4 | 0.4 | 0.4 | 0.4 | 0.4 | 0.4 | 0.4 | 0.4 | 0 | 0 | 0
1823 | 18 | 23 | 7 | 3 |  |  |  |  | Retail - Single-Story Large | Storage (Conditioned) | Retail - Single-Story Large - Storage (Conditioned) |  | Retail - Single-Story Large | Retail - Single-Story Large - Storage (Conditioned) | Retail (lrg, 1-story) Stockrm | Hol | Open | 10 | 10 | 0.090954 | 0.59845 | 0.59845 | 0.44884 | 0.44884 | 0.44884 | 0.44884 | 0.44884 | 0 | 0 | 0 | 0 | 0 | 0 | 0 | 4.0824 | 4.0824 | 3.0618 | 3.0618 | 3.0618 | 3.0618 | 3.0618 | 0 | 0 | 0 | 0 | 0 | 0 | 0 | 0 | 0 | 0 | 0 | 0 | 0 | 0 | 0 | 0 | 0 | 0 | 0 | 0 | 0 | 0 | 0 | 0 | 0 | 0 | 0 | 0 | 0 | 0 | 0 | 0 | 0 | 0 | 0 | 0.17986 | 0.17986 | 0.1349 | 0.1349 | 0.1349 | 0.1349 | 0.1349 | 0 | 0 | 0 | 0 | 0 | 0 | 0 | 1.0224 | 1.0224 | 0.76683 | 0.76683 | 0.76683 | 0.76683 | 0.76683 | 0 | 0 | 0 | 0 | 0 | 0 | 0 | 0 | 0 | 0 | 0 | 0 | 0 | 0 | 0 | 0 | 0 | 0 | 0 | 0 | 0 | 0 | 0 | 0 | 0 | 0 | 0 | 0 | 0 | 0 | 0 | 0 | 0 | 0 | 0 | Retail (lrg, 1-story) Stockrm ILit Hol | Retail (lrg, 1-story) Stockrm ILit all | 3457 | 5 | 50 | Retail (lrg, 1-story) Stockrm ILit2 Hol | Retail (lrg, 1-story) Stockrm ILit Hol | Retail (lrg, 1-story) Stockrm ILit all | 3457 | 6.5 | 40 | 3457 | 7.5 | 0.5 | 0.05 | 0.05 | 0.05 | 0.05 | 0.05 | 0.05 | 0.05 | 0.05 | 0.5 | 0.5 | 0.5 | 0.5 | 0.5 | 0.5 | 0.5 | 0.5 | 0.5 | 0.5 | 0.5 | 0.5 | 0.5 | 0.5 | 0.05 | 0.05 | 6.25 | 0.4 | 0.065 | 0.065 | 0.065 | 0.065 | 0.065 | 0.065 | 0.065 | 0.065 | 0.4 | 0.4 | 0.4 | 0.4 | 0.4 | 0.4 | 0.4 | 0.4 | 0.4 | 0.4 | 0.4 | 0.4 | 0.4 | 0.4 | 0.065 | 0.065 | 0 | 0 | 0 | 0 | 0 | 0 | 0 | 0 | 1 | 1 | 1 | 1 | 1 | 1 | 1 | 1 | 1 | 1 | 1 | 1 | 1 | 1 | 0 | 0 | 0 | 0 | 0 | 0 | 0 | 0 | 0 | 0 | 1 | 1 | 1 | 1 | 1 | 1 | 1 | 1 | 1 | 1 | 1 | 1 | 1 | 1 | 0 | 0 | 15 | 0.66337 | 0.20792 | 0.079208 | 0.049505 | 0.76136 | 0 | 0 | 0 | 0 | 0 | 0 | 0 | 0 |  | 0.0087307 | 0.0087307 | 0.0078142 | 0.0082729 | 0.0082142 | 0.007627 | 0.0092886 | Retail - Single-Story Large - Storage (Conditioned) - Hol | 14 | 9 | 22 | 65 | 10 | 0 | 0 | 65 | 10 | 0 | 0 | 6.5 | 1 | 0 | 0 | 0 | 0 | 0 | 0 | 0 | 0 | 0.5 | 0.5 | 0.5 | 0.5 | 0.5 | 0.5 | 0.5 | 0.5 | 0.5 | 0.5 | 0.5 | 0.5 | 0.5 | 0 | 0 | 0 |  | 52 | 10.5 | 0 | 0 | 52 | 10.5 | 0 | 0 | 5.2 | 1.05 | 0 | 0 | 0 | 0 | 0 | 0 | 0 | 0 | 0.4 | 0.4 | 0.4 | 0.4 | 0.4 | 0.4 | 0.4 | 0.4 | 0.4 | 0.4 | 0.4 | 0.4 | 0.4 | 0 | 0 | 0
1824 | 18 | 24 | 8 | 4 | Retail - Single-Story Large | Retail - Single-Story Large | Retail - Single-Story Large - Storage (Conditioned) | Retail - Single-Story Large - Storage (Conditioned) | Retail - Single-Story Large | Storage (Conditioned) | Retail - Single-Story Large - Storage (Conditioned) |  | Retail - Single-Story Large | Retail - Single-Story Large - Storage (Conditioned) | Retail (lrg, 1-story) Stockrm | all | Open | 251 | 251 | 0.090954 | 0.59845 | 0.59845 | 0.44884 | 0.44884 | 0.44884 | 0.44884 | 0.44884 | 0.054432 | 0.054432 | 0.040824 | 0.040824 | 0.040824 | 0.040824 | 0.040824 | 102.468 | 102.468 | 76.851 | 76.851 | 76.851 | 76.851 | 76.851 | 0.027216 | 0.027216 | 0.020412 | 0.020412 | 0.020412 | 0.020412 | 0.020412 | 2737.5 | 2737.5 | 2737.5 | 2737.5 | 2737.5 | 2737.5 | 2737.5 | 4257.4765 | 4257.4765 | 4276.1134 | 4266.5575 | 4269.6462 | 4284.5778 | 4250.9541 | 0.5 | 0.5 | 0.5 | 0.5 | 0.5 | 0.5 | 0.5 | 0.84432 | 0.84432 | 0.84855 | 0.84718 | 0.84783 | 0.84895 | 0.84395 | 0.17986 | 0.17986 | 0.1349 | 0.1349 | 0.1349 | 0.1349 | 0.1349 | 0.016359 | 0.016359 | 0.012269 | 0.012269 | 0.012269 | 0.012269 | 0.012269 | 31.4119 | 31.4119 | 23.5589 | 23.5589 | 23.5589 | 23.5589 | 23.5589 | 0.0081795 | 0.0081795 | 0.0061347 | 0.0061347 | 0.0061347 | 0.0061347 | 0.0061347 | 2632.65 | 2632.65 | 2632.65 | 2632.65 | 2632.65 | 2632.65 | 2632.65 | 4336.5762 | 4336.5762 | 4357.4684 | 4348.8431 | 4350.0883 | 4362.4555 | 4331.5276 | 0.5 | 0.5 | 0.5 | 0.5 | 0.5 | 0.5 | 0.5 | 0.68685 | 0.68685 | 0.68914 | 0.6886 | 0.68892 | 0.68887 | 0.68678 | Retail (lrg, 1-story) Stockrm ILit all | Retail (lrg, 1-story) Stockrm ILit all | 3456 | 5 | 50 | Retail (lrg, 1-story) Stockrm ILit2 all | Retail (lrg, 1-story) Stockrm ILit all | Retail (lrg, 1-story) Stockrm ILit all | 3456 | 6.5 | 50 | 3456 | 7.5 | 0.5 | 0.05 | 0.05 | 0.05 | 0.05 | 0.05 | 0.05 | 0.05 | 0.05 | 0.5 | 0.5 | 0.5 | 0.5 | 0.5 | 0.5 | 0.5 | 0.5 | 0.5 | 0.5 | 0.5 | 0.5 | 0.5 | 0.5 | 0.05 | 0.05 | 7.65 | 0.5 | 0.065 | 0.065 | 0.065 | 0.065 | 0.065 | 0.065 | 0.065 | 0.065 | 0.5 | 0.5 | 0.5 | 0.5 | 0.5 | 0.5 | 0.5 | 0.5 | 0.5 | 0.5 | 0.5 | 0.5 | 0.5 | 0.5 | 0.065 | 0.065 | 0 | 0 | 0 | 0 | 0 | 0 | 0 | 0 | 1 | 1 | 1 | 1 | 1 | 1 | 1 | 1 | 1 | 1 | 1 | 1 | 1 | 1 | 0 | 0 | 0 | 0 | 0 | 0 | 0 | 0 | 0 | 0 | 1 | 1 | 1 | 1 | 1 | 1 | 1 | 1 | 1 | 1 | 1 | 1 | 1 | 1 | 0 | 0 | 15 | 0.66337 | 0.20792 | 0.079208 | 0.049505 | 0.76136 | 0.08348 | 0.004544 | 0.004544 | 0.003408 | 0.003408 | 0.003408 | 0.003408 | 0.003408 | Retail - Single-Story Large | 0.0087307 | 0.0087307 | 0.0078142 | 0.0082729 | 0.0082142 | 0.007627 | 0.0092886 | Retail - Single-Story Large - Storage (Conditioned) - all | 16 | 9 | 22 | 1631.5 | 251 | 1631.5 | 251 | 0 | 0 | 6.5 | 1 | 0 | 0 | 0 | 0 | 0 | 0 | 0 | 0 | 0 | 0 | 0.5 | 0.5 | 0.5 | 0.5 | 0.5 | 0.5 | 0.5 | 0.5 | 0.5 | 0.5 | 0.5 | 0.5 | 0.5 | 0 | 0 | 0 |  | 1631.5 | 288.65 | 1631.5 | 288.65 | 0 | 0 | 6.5 | 1.15 | 0 | 0 | 0 | 0 | 0 | 0 | 0 | 0 | 0 | 0 | 0.5 | 0.5 | 0.5 | 0.5 | 0.5 | 0.5 | 0.5 | 0.5 | 0.5 | 0.5 | 0.5 | 0.5 | 0.5 | 0 | 0 | 0
1901 | 19 | 1 | 5 | 1 |  |  |  |  | Retail - Small | Retail Sales and Wholesale Showroom | Retail - Small - Retail Sales and Wholesale Showroom |  | Retail - Small | Retail - Small - Retail Sales and Wholesale Showroom | Retail (small) All | Sat | Open | 52 | 52 | 0.8 | 0.99213 | 0.99213 | 0.99213 | 0.93012 | 0.93012 | 0.93012 | 0.7441 | 0 | 0 | 0 | 0 | 0 | 0 | 0 | 340.1338 | 340.1338 | 340.1338 | 318.8754 | 318.8754 | 318.8754 | 255.1003 | 0 | 0 | 0 | 0 | 0 | 0 | 0 | 0 | 0 | 0 | 0 | 0 | 0 | 0 | 0 | 0 | 0 | 0 | 0 | 0 | 0 | 0 | 0 | 0 | 0 | 0 | 0 | 0 | 0 | 0 | 0 | 0 | 0 | 0 | 0 | 0.27234 | 0.27234 | 0.27234 | 0.25532 | 0.25532 | 0.25532 | 0.20425 | 0 | 0 | 0 | 0 | 0 | 0 | 0 | 115.7587 | 115.7587 | 115.7587 | 108.5238 | 108.5238 | 108.5238 | 86.819 | 0 | 0 | 0 | 0 | 0 | 0 | 0 | 0 | 0 | 0 | 0 | 0 | 0 | 0 | 0 | 0 | 0 | 0 | 0 | 0 | 0 | 0 | 0 | 0 | 0 | 0 | 0 | 0 | 0 | 0 | 0 | 0 | 0 | 0 | 0 | Retail (small) All ILit Sat | Retail (small) All ILit all | 3466 | 5 | 75 | Retail (small) All ILit2 Sat | Retail (small) All ILit Sat | Retail (small) All ILit all | 3466 | 30 | 60 | 3466 | 8.2412 | 0.75 | 0.05 | 0.05 | 0.05 | 0.05 | 0.05 | 0.05 | 0.05 | 0.05 | 0.17353 | 0.75 | 0.75 | 0.75 | 0.75 | 0.75 | 0.75 | 0.75 | 0.75 | 0.58529 | 0.42059 | 0.46176 | 0.05 | 0.05 | 0.05 | 0.05 | 10.2176 | 0.6 | 0.3 | 0.3 | 0.3 | 0.3 | 0.3 | 0.3 | 0.3 | 0.3 | 0.35294 | 0.6 | 0.6 | 0.6 | 0.6 | 0.6 | 0.6 | 0.6 | 0.6 | 0.52941 | 0.45882 | 0.47647 | 0.3 | 0.3 | 0.3 | 0.3 | 0 | 0 | 0 | 0 | 0 | 0 | 0 | 0 | 0.17647 | 1 | 1 | 1 | 1 | 1 | 1 | 1 | 1 | 0.76471 | 0.52941 | 0.58824 | 0 | 0 | 0 | 0 | 0 | 0 | 0 | 0 | 0 | 0 | 0 | 0 | 0.17647 | 1 | 1 | 1 | 1 | 1 | 1 | 1 | 1 | 0.76471 | 0.52941 | 0.58824 | 0 | 0 | 0 | 0 | 0 | 0 | 0 | 0 | 0 | 0 | 0 | 0 | 0 | 0 | 0 | 0 | 0 | 0 |  | 0.015043 | 0.015043 | 0.011605 | 0.012308 | 0.012308 | 0.012308 | 0.015043 | Retail - Small - Retail Sales and Wholesale Showroom - Sat | 10 | 9 | 20 | 373.3294 | 55.2118 | 0 | 0 | 373.3294 | 55.2118 | 0 | 0 | 7.1794 | 1.0618 | 0 | 0 | 0 | 0 | 0 | 0 | 0 | 0 | 0.17353 | 0.75 | 0.75 | 0.75 | 0.75 | 0.75 | 0.75 | 0.75 | 0.75 | 0.58529 | 0.42059 | 0 | 0 | 0 | 0 | 0 |  | 319.3412 | 211.9765 | 0 | 0 | 319.3412 | 211.9765 | 0 | 0 | 6.1412 | 4.0765 | 0 | 0 | 0 | 0 | 0 | 0 | 0 | 0 | 0.35294 | 0.6 | 0.6 | 0.6 | 0.6 | 0.6 | 0.6 | 0.6 | 0.6 | 0.52941 | 0.45882 | 0 | 0 | 0 | 0 | 0
1902 | 19 | 2 | 6 | 2 |  |  |  |  | Retail - Small | Retail Sales and Wholesale Showroom | Retail - Small - Retail Sales and Wholesale Showroom |  | Retail - Small | Retail - Small - Retail Sales and Wholesale Showroom | Retail (small) All | Sun | Open | 52 | 52 | 0.8 | 0.99213 | 0.99213 | 0.99213 | 0.93012 | 0.93012 | 0.93012 | 0.7441 | 0 | 0 | 0 | 0 | 0 | 0 | 0 | 278.9534 | 278.9534 | 278.9534 | 261.5188 | 261.5188 | 261.5188 | 209.215 | 0 | 0 | 0 | 0 | 0 | 0 | 0 | 0 | 0 | 0 | 0 | 0 | 0 | 0 | 0 | 0 | 0 | 0 | 0 | 0 | 0 | 0 | 0 | 0 | 0 | 0 | 0 | 0 | 0 | 0 | 0 | 0 | 0 | 0 | 0 | 0.27234 | 0.27234 | 0.27234 | 0.25532 | 0.25532 | 0.25532 | 0.20425 | 0 | 0 | 0 | 0 | 0 | 0 | 0 | 108.5613 | 108.5613 | 108.5613 | 101.7762 | 101.7762 | 101.7762 | 81.421 | 0 | 0 | 0 | 0 | 0 | 0 | 0 | 0 | 0 | 0 | 0 | 0 | 0 | 0 | 0 | 0 | 0 | 0 | 0 | 0 | 0 | 0 | 0 | 0 | 0 | 0 | 0 | 0 | 0 | 0 | 0 | 0 | 0 | 0 | 0 | Retail (small) All ILit Sun | Retail (small) All ILit all | 3467 | 5 | 75 | Retail (small) All ILit2 Sun | Retail (small) All ILit Sun | Retail (small) All ILit all | 3467 | 30 | 60 | 3467 | 6.7588 | 0.72255 | 0.05 | 0.05 | 0.05 | 0.05 | 0.05 | 0.05 | 0.05 | 0.05 | 0.05 | 0.25588 | 0.58529 | 0.75 | 0.75 | 0.75 | 0.75 | 0.75 | 0.66765 | 0.42059 | 0.25588 | 0.17353 | 0.05 | 0.05 | 0.05 | 0.05 | 9.5824 | 0.58824 | 0.3 | 0.3 | 0.3 | 0.3 | 0.3 | 0.3 | 0.3 | 0.3 | 0.3 | 0.38824 | 0.52941 | 0.6 | 0.6 | 0.6 | 0.6 | 0.6 | 0.56471 | 0.45882 | 0.38824 | 0.35294 | 0.3 | 0.3 | 0.3 | 0.3 | 0 | 0 | 0 | 0 | 0 | 0 | 0 | 0 | 0 | 0.29412 | 0.76471 | 1 | 1 | 1 | 1 | 1 | 0.88235 | 0.52941 | 0.29412 | 0.17647 | 0 | 0 | 0 | 0 | 0 | 0 | 0 | 0 | 0 | 0 | 0 | 0 | 0 | 0.29412 | 0.76471 | 1 | 1 | 1 | 1 | 1 | 0.88235 | 0.52941 | 0.29412 | 0.17647 | 0 | 0 | 0 | 0 | 0 | 0 | 0 | 0 | 0 | 0 | 0 | 0 | 0 | 0 | 0 | 0 | 0 | 0 |  | 0.015043 | 0.015043 | 0.011605 | 0.012308 | 0.012308 | 0.012308 | 0.015043 | Retail - Small - Retail Sales and Wholesale Showroom - Sun | 12 | 9 | 20 | 311.2353 | 40.2235 | 0 | 0 | 311.2353 | 40.2235 | 0 | 0 | 5.9853 | 0.77353 | 0 | 0 | 0 | 0 | 0 | 0 | 0 | 0 | 0.05 | 0.25588 | 0.58529 | 0.75 | 0.75 | 0.75 | 0.75 | 0.75 | 0.66765 | 0.42059 | 0.25588 | 0 | 0 | 0 | 0 | 0 |  | 292.7294 | 205.5529 | 0 | 0 | 292.7294 | 205.5529 | 0 | 0 | 5.6294 | 3.9529 | 0 | 0 | 0 | 0 | 0 | 0 | 0 | 0 | 0.3 | 0.38824 | 0.52941 | 0.6 | 0.6 | 0.6 | 0.6 | 0.6 | 0.56471 | 0.45882 | 0.38824 | 0 | 0 | 0 | 0 | 0
1903 | 19 | 3 | 7 | 3 |  |  |  |  | Retail - Small | Retail Sales and Wholesale Showroom | Retail - Small - Retail Sales and Wholesale Showroom |  | Retail - Small | Retail - Small - Retail Sales and Wholesale Showroom | Retail (small) All | Hol | Open | 10 | 10 | 0.8 | 0.99213 | 0.99213 | 0.99213 | 0.93012 | 0.93012 | 0.93012 | 0.7441 | 0 | 0 | 0 | 0 | 0 | 0 | 0 | 53.6449 | 53.6449 | 53.6449 | 50.2921 | 50.2921 | 50.2921 | 40.2337 | 0 | 0 | 0 | 0 | 0 | 0 | 0 | 0 | 0 | 0 | 0 | 0 | 0 | 0 | 0 | 0 | 0 | 0 | 0 | 0 | 0 | 0 | 0 | 0 | 0 | 0 | 0 | 0 | 0 | 0 | 0 | 0 | 0 | 0 | 0 | 0.27234 | 0.27234 | 0.27234 | 0.25532 | 0.25532 | 0.25532 | 0.20425 | 0 | 0 | 0 | 0 | 0 | 0 | 0 | 20.8772 | 20.8772 | 20.8772 | 19.5723 | 19.5723 | 19.5723 | 15.6579 | 0 | 0 | 0 | 0 | 0 | 0 | 0 | 0 | 0 | 0 | 0 | 0 | 0 | 0 | 0 | 0 | 0 | 0 | 0 | 0 | 0 | 0 | 0 | 0 | 0 | 0 | 0 | 0 | 0 | 0 | 0 | 0 | 0 | 0 | 0 | Retail (small) All ILit Hol | Retail (small) All ILit all | 3467 | 5 | 75 | Retail (small) All ILit2 Hol | Retail (small) All ILit Hol | Retail (small) All ILit all | 3467 | 30 | 60 | 3467 | 6.7588 | 0.72255 | 0.05 | 0.05 | 0.05 | 0.05 | 0.05 | 0.05 | 0.05 | 0.05 | 0.05 | 0.25588 | 0.58529 | 0.75 | 0.75 | 0.75 | 0.75 | 0.75 | 0.66765 | 0.42059 | 0.25588 | 0.17353 | 0.05 | 0.05 | 0.05 | 0.05 | 9.5824 | 0.58824 | 0.3 | 0.3 | 0.3 | 0.3 | 0.3 | 0.3 | 0.3 | 0.3 | 0.3 | 0.38824 | 0.52941 | 0.6 | 0.6 | 0.6 | 0.6 | 0.6 | 0.56471 | 0.45882 | 0.38824 | 0.35294 | 0.3 | 0.3 | 0.3 | 0.3 | 0 | 0 | 0 | 0 | 0 | 0 | 0 | 0 | 0 | 0.29412 | 0.76471 | 1 | 1 | 1 | 1 | 1 | 0.88235 | 0.52941 | 0.29412 | 0.17647 | 0 | 0 | 0 | 0 | 0 | 0 | 0 | 0 | 0 | 0 | 0 | 0 | 0 | 0.29412 | 0.76471 | 1 | 1 | 1 | 1 | 1 | 0.88235 | 0.52941 | 0.29412 | 0.17647 | 0 | 0 | 0 | 0 | 0 | 0 | 0 | 0 | 0 | 0 | 0 | 0 | 0 | 0 | 0 | 0 | 0 | 0 |  | 0.015043 | 0.015043 | 0.011605 | 0.012308 | 0.012308 | 0.012308 | 0.015043 | Retail - Small - Retail Sales and Wholesale Showroom - Hol | 14 | 9 | 20 | 59.8529 | 7.7353 | 0 | 0 | 59.8529 | 7.7353 | 0 | 0 | 5.9853 | 0.77353 | 0 | 0 | 0 | 0 | 0 | 0 | 0 | 0 | 0.05 | 0.25588 | 0.58529 | 0.75 | 0.75 | 0.75 | 0.75 | 0.75 | 0.66765 | 0.42059 | 0.25588 | 0 | 0 | 0 | 0 | 0 |  | 56.2941 | 39.5294 | 0 | 0 | 56.2941 | 39.5294 | 0 | 0 | 5.6294 | 3.9529 | 0 | 0 | 0 | 0 | 0 | 0 | 0 | 0 | 0.3 | 0.38824 | 0.52941 | 0.6 | 0.6 | 0.6 | 0.6 | 0.6 | 0.56471 | 0.45882 | 0.38824 | 0 | 0 | 0 | 0 | 0
1904 | 19 | 4 | 8 | 4 |  |  | Retail - Small - Retail Sales and Wholesale Showroom | Retail - Small - Retail Sales and Wholesale Showroom | Retail - Small | Retail Sales and Wholesale Showroom | Retail - Small - Retail Sales and Wholesale Showroom |  | Retail - Small | Retail - Small - Retail Sales and Wholesale Showroom | Retail (small) All | all | Open | 251 | 251 | 0.8 | 0.99213 | 0.99213 | 0.99213 | 0.93012 | 0.93012 | 0.93012 | 0.7441 | 0.7937 | 0.7937 | 0.7937 | 0.7441 | 0.7441 | 0.7441 | 0.59528 | 2008.3039 | 2008.3039 | 2008.3039 | 1882.7849 | 1882.7849 | 1882.7849 | 1506.228 | 0.69449 | 0.69449 | 0.69449 | 0.65108 | 0.65108 | 0.65108 | 0.52087 | 3377.8897 | 3377.8897 | 3377.8897 | 3377.8897 | 3377.8897 | 3377.8897 | 3377.8897 | 0 | 0 | 0 | 0 | 0 | 0 | 0 | 0.875 | 0.875 | 0.875 | 0.875 | 0.875 | 0.875 | 0.875 | 0 | 0 | 0 | 0 | 0 | 0 | 0 | 0.27234 | 0.27234 | 0.27234 | 0.25532 | 0.25532 | 0.25532 | 0.20425 | 0.21787 | 0.21787 | 0.21787 | 0.20425 | 0.20425 | 0.20425 | 0.1634 | 629.2064 | 629.2064 | 629.2064 | 589.881 | 589.881 | 589.881 | 471.9048 | 0.15251 | 0.15251 | 0.15251 | 0.14298 | 0.14298 | 0.14298 | 0.11438 | 4013.4 | 4013.4 | 4013.4 | 4013.4 | 4013.4 | 4013.4 | 4013.4 | 0 | 0 | 0 | 0 | 0 | 0 | 0 | 0.7 | 0.7 | 0.7 | 0.7 | 0.7 | 0.7 | 0.7 | 0 | 0 | 0 | 0 | 0 | 0 | 0 | Retail (small) All ILit all | Retail (small) All ILit all | 3465 | 5 | 87.5 | Retail (small) All ILit2 all | Retail (small) All ILit all | Retail (small) All ILit all | 3465 | 30 | 70 | 3465 | 10.0809 | 0.875 | 0.05 | 0.05 | 0.05 | 0.05 | 0.05 | 0.05 | 0.05 | 0.05 | 0.19559 | 0.875 | 0.875 | 0.875 | 0.875 | 0.875 | 0.875 | 0.875 | 0.875 | 0.77794 | 0.68088 | 0.68088 | 0.19559 | 0.05 | 0.05 | 0.05 | 11.5059 | 0.7 | 0.3 | 0.3 | 0.3 | 0.3 | 0.3 | 0.3 | 0.3 | 0.3 | 0.37059 | 0.7 | 0.7 | 0.7 | 0.7 | 0.7 | 0.7 | 0.7 | 0.7 | 0.65294 | 0.60588 | 0.60588 | 0.37059 | 0.3 | 0.3 | 0.3 | 0 | 0 | 0 | 0 | 0 | 0 | 0 | 0 | 0.17647 | 1 | 1 | 1 | 1 | 1 | 1 | 1 | 1 | 0.88235 | 0.76471 | 0.76471 | 0.17647 | 0 | 0 | 0 | 0 | 0 | 0 | 0 | 0 | 0 | 0 | 0 | 0.17647 | 1 | 1 | 1 | 1 | 1 | 1 | 1 | 1 | 0.88235 | 0.76471 | 0.76471 | 0.17647 | 0 | 0 | 0 | 0 | 0 | 0 | 0 | 0 | 0 | 0 | 0 | 0 | 0 | 0 | 0 | 0 | 0 |  | 0.015043 | 0.015043 | 0.011605 | 0.012308 | 0.012308 | 0.012308 | 0.015043 | Retail - Small - Retail Sales and Wholesale Showroom - all | 16 | 9 | 20 | 2172.2574 | 358.0441 | 2172.2574 | 358.0441 | 0 | 0 | 8.6544 | 1.4265 | 0 | 0 | 0 | 0 | 0 | 0 | 0 | 0 | 0 | 0 | 0.19559 | 0.875 | 0.875 | 0.875 | 0.875 | 0.875 | 0.875 | 0.875 | 0.875 | 0.77794 | 0.68088 | 0 | 0 | 0 | 0 | 0 |  | 1814.5824 | 1073.3941 | 1814.5824 | 1073.3941 | 0 | 0 | 7.2294 | 4.2765 | 0 | 0 | 0 | 0 | 0 | 0 | 0 | 0 | 0 | 0 | 0.37059 | 0.7 | 0.7 | 0.7 | 0.7 | 0.7 | 0.7 | 0.7 | 0.7 | 0.65294 | 0.60588 | 0 | 0 | 0 | 0 | 0
1905 | 19 | 5 | 5 | 1 |  |  |  |  | Retail - Small | Storage (Conditioned) | Retail - Small - Storage (Conditioned) |  | Retail - Small | Retail - Small - Storage (Conditioned) | Retail (small) All | Sat | Open | 52 | 52 | 0.2 | 0.49606 | 0.49606 | 0.37205 | 0.37205 | 0.37205 | 0.37205 | 0.37205 | 0 | 0 | 0 | 0 | 0 | 0 | 0 | 42.5167 | 42.5167 | 31.8875 | 31.8875 | 31.8875 | 31.8875 | 31.8875 | 0 | 0 | 0 | 0 | 0 | 0 | 0 | 0 | 0 | 0 | 0 | 0 | 0 | 0 | 0 | 0 | 0 | 0 | 0 | 0 | 0 | 0 | 0 | 0 | 0 | 0 | 0 | 0 | 0 | 0 | 0 | 0 | 0 | 0 | 0 | 0.13617 | 0.13617 | 0.10213 | 0.10213 | 0.10213 | 0.10213 | 0.10213 | 0 | 0 | 0 | 0 | 0 | 0 | 0 | 14.4698 | 14.4698 | 10.8524 | 10.8524 | 10.8524 | 10.8524 | 10.8524 | 0 | 0 | 0 | 0 | 0 | 0 | 0 | 0 | 0 | 0 | 0 | 0 | 0 | 0 | 0 | 0 | 0 | 0 | 0 | 0 | 0 | 0 | 0 | 0 | 0 | 0 | 0 | 0 | 0 | 0 | 0 | 0 | 0 | 0 | 0 | Retail (small) All ILit Sat | Retail (small) All ILit all | 3466 | 5 | 75 | Retail (small) All ILit2 Sat | Retail (small) All ILit Sat | Retail (small) All ILit all | 3466 | 30 | 60 | 3466 | 8.2412 | 0.75 | 0.05 | 0.05 | 0.05 | 0.05 | 0.05 | 0.05 | 0.05 | 0.05 | 0.17353 | 0.75 | 0.75 | 0.75 | 0.75 | 0.75 | 0.75 | 0.75 | 0.75 | 0.58529 | 0.42059 | 0.46176 | 0.05 | 0.05 | 0.05 | 0.05 | 10.2176 | 0.6 | 0.3 | 0.3 | 0.3 | 0.3 | 0.3 | 0.3 | 0.3 | 0.3 | 0.35294 | 0.6 | 0.6 | 0.6 | 0.6 | 0.6 | 0.6 | 0.6 | 0.6 | 0.52941 | 0.45882 | 0.47647 | 0.3 | 0.3 | 0.3 | 0.3 | 0 | 0 | 0 | 0 | 0 | 0 | 0 | 0 | 0.17647 | 1 | 1 | 1 | 1 | 1 | 1 | 1 | 1 | 0.76471 | 0.52941 | 0.58824 | 0 | 0 | 0 | 0 | 0 | 0 | 0 | 0 | 0 | 0 | 0 | 0 | 0.17647 | 1 | 1 | 1 | 1 | 1 | 1 | 1 | 1 | 0.76471 | 0.52941 | 0.58824 | 0 | 0 | 0 | 0 | 15 | 0.66337 | 0.20792 | 0.079208 | 0.049505 | 0.76136 | 0 | 0 | 0 | 0 | 0 | 0 | 0 | 0 |  | 0.015043 | 0.015043 | 0.011605 | 0.012308 | 0.012308 | 0.012308 | 0.015043 | Retail - Small - Storage (Conditioned) - Sat | 10 | 9 | 20 | 373.3294 | 55.2118 | 0 | 0 | 373.3294 | 55.2118 | 0 | 0 | 7.1794 | 1.0618 | 0 | 0 | 0 | 0 | 0 | 0 | 0 | 0 | 0.17353 | 0.75 | 0.75 | 0.75 | 0.75 | 0.75 | 0.75 | 0.75 | 0.75 | 0.58529 | 0.42059 | 0 | 0 | 0 | 0 | 0 |  | 319.3412 | 211.9765 | 0 | 0 | 319.3412 | 211.9765 | 0 | 0 | 6.1412 | 4.0765 | 0 | 0 | 0 | 0 | 0 | 0 | 0 | 0 | 0.35294 | 0.6 | 0.6 | 0.6 | 0.6 | 0.6 | 0.6 | 0.6 | 0.6 | 0.52941 | 0.45882 | 0 | 0 | 0 | 0 | 0
1906 | 19 | 6 | 6 | 2 |  |  |  |  | Retail - Small | Storage (Conditioned) | Retail - Small - Storage (Conditioned) |  | Retail - Small | Retail - Small - Storage (Conditioned) | Retail (small) All | Sun | Open | 52 | 52 | 0.2 | 0.49606 | 0.49606 | 0.37205 | 0.37205 | 0.37205 | 0.37205 | 0.37205 | 0 | 0 | 0 | 0 | 0 | 0 | 0 | 34.8692 | 34.8692 | 26.1519 | 26.1519 | 26.1519 | 26.1519 | 26.1519 | 0 | 0 | 0 | 0 | 0 | 0 | 0 | 0 | 0 | 0 | 0 | 0 | 0 | 0 | 0 | 0 | 0 | 0 | 0 | 0 | 0 | 0 | 0 | 0 | 0 | 0 | 0 | 0 | 0 | 0 | 0 | 0 | 0 | 0 | 0 | 0.13617 | 0.13617 | 0.10213 | 0.10213 | 0.10213 | 0.10213 | 0.10213 | 0 | 0 | 0 | 0 | 0 | 0 | 0 | 13.5702 | 13.5702 | 10.1776 | 10.1776 | 10.1776 | 10.1776 | 10.1776 | 0 | 0 | 0 | 0 | 0 | 0 | 0 | 0 | 0 | 0 | 0 | 0 | 0 | 0 | 0 | 0 | 0 | 0 | 0 | 0 | 0 | 0 | 0 | 0 | 0 | 0 | 0 | 0 | 0 | 0 | 0 | 0 | 0 | 0 | 0 | Retail (small) All ILit Sun | Retail (small) All ILit all | 3467 | 5 | 75 | Retail (small) All ILit2 Sun | Retail (small) All ILit Sun | Retail (small) All ILit all | 3467 | 30 | 60 | 3467 | 6.7588 | 0.72255 | 0.05 | 0.05 | 0.05 | 0.05 | 0.05 | 0.05 | 0.05 | 0.05 | 0.05 | 0.25588 | 0.58529 | 0.75 | 0.75 | 0.75 | 0.75 | 0.75 | 0.66765 | 0.42059 | 0.25588 | 0.17353 | 0.05 | 0.05 | 0.05 | 0.05 | 9.5824 | 0.58824 | 0.3 | 0.3 | 0.3 | 0.3 | 0.3 | 0.3 | 0.3 | 0.3 | 0.3 | 0.38824 | 0.52941 | 0.6 | 0.6 | 0.6 | 0.6 | 0.6 | 0.56471 | 0.45882 | 0.38824 | 0.35294 | 0.3 | 0.3 | 0.3 | 0.3 | 0 | 0 | 0 | 0 | 0 | 0 | 0 | 0 | 0 | 0.29412 | 0.76471 | 1 | 1 | 1 | 1 | 1 | 0.88235 | 0.52941 | 0.29412 | 0.17647 | 0 | 0 | 0 | 0 | 0 | 0 | 0 | 0 | 0 | 0 | 0 | 0 | 0 | 0.29412 | 0.76471 | 1 | 1 | 1 | 1 | 1 | 0.88235 | 0.52941 | 0.29412 | 0.17647 | 0 | 0 | 0 | 0 | 15 | 0.66337 | 0.20792 | 0.079208 | 0.049505 | 0.76136 | 0 | 0 | 0 | 0 | 0 | 0 | 0 | 0 |  | 0.015043 | 0.015043 | 0.011605 | 0.012308 | 0.012308 | 0.012308 | 0.015043 | Retail - Small - Storage (Conditioned) - Sun | 12 | 9 | 20 | 311.2353 | 40.2235 | 0 | 0 | 311.2353 | 40.2235 | 0 | 0 | 5.9853 | 0.77353 | 0 | 0 | 0 | 0 | 0 | 0 | 0 | 0 | 0.05 | 0.25588 | 0.58529 | 0.75 | 0.75 | 0.75 | 0.75 | 0.75 | 0.66765 | 0.42059 | 0.25588 | 0 | 0 | 0 | 0 | 0 |  | 292.7294 | 205.5529 | 0 | 0 | 292.7294 | 205.5529 | 0 | 0 | 5.6294 | 3.9529 | 0 | 0 | 0 | 0 | 0 | 0 | 0 | 0 | 0.3 | 0.38824 | 0.52941 | 0.6 | 0.6 | 0.6 | 0.6 | 0.6 | 0.56471 | 0.45882 | 0.38824 | 0 | 0 | 0 | 0 | 0
1907 | 19 | 7 | 7 | 3 |  |  |  |  | Retail - Small | Storage (Conditioned) | Retail - Small - Storage (Conditioned) |  | Retail - Small | Retail - Small - Storage (Conditioned) | Retail (small) All | Hol | Open | 10 | 10 | 0.2 | 0.49606 | 0.49606 | 0.37205 | 0.37205 | 0.37205 | 0.37205 | 0.37205 | 0 | 0 | 0 | 0 | 0 | 0 | 0 | 6.7056 | 6.7056 | 5.0292 | 5.0292 | 5.0292 | 5.0292 | 5.0292 | 0 | 0 | 0 | 0 | 0 | 0 | 0 | 0 | 0 | 0 | 0 | 0 | 0 | 0 | 0 | 0 | 0 | 0 | 0 | 0 | 0 | 0 | 0 | 0 | 0 | 0 | 0 | 0 | 0 | 0 | 0 | 0 | 0 | 0 | 0 | 0.13617 | 0.13617 | 0.10213 | 0.10213 | 0.10213 | 0.10213 | 0.10213 | 0 | 0 | 0 | 0 | 0 | 0 | 0 | 2.6096 | 2.6096 | 1.9572 | 1.9572 | 1.9572 | 1.9572 | 1.9572 | 0 | 0 | 0 | 0 | 0 | 0 | 0 | 0 | 0 | 0 | 0 | 0 | 0 | 0 | 0 | 0 | 0 | 0 | 0 | 0 | 0 | 0 | 0 | 0 | 0 | 0 | 0 | 0 | 0 | 0 | 0 | 0 | 0 | 0 | 0 | Retail (small) All ILit Hol | Retail (small) All ILit all | 3467 | 5 | 75 | Retail (small) All ILit2 Hol | Retail (small) All ILit Hol | Retail (small) All ILit all | 3467 | 30 | 60 | 3467 | 6.7588 | 0.72255 | 0.05 | 0.05 | 0.05 | 0.05 | 0.05 | 0.05 | 0.05 | 0.05 | 0.05 | 0.25588 | 0.58529 | 0.75 | 0.75 | 0.75 | 0.75 | 0.75 | 0.66765 | 0.42059 | 0.25588 | 0.17353 | 0.05 | 0.05 | 0.05 | 0.05 | 9.5824 | 0.58824 | 0.3 | 0.3 | 0.3 | 0.3 | 0.3 | 0.3 | 0.3 | 0.3 | 0.3 | 0.38824 | 0.52941 | 0.6 | 0.6 | 0.6 | 0.6 | 0.6 | 0.56471 | 0.45882 | 0.38824 | 0.35294 | 0.3 | 0.3 | 0.3 | 0.3 | 0 | 0 | 0 | 0 | 0 | 0 | 0 | 0 | 0 | 0.29412 | 0.76471 | 1 | 1 | 1 | 1 | 1 | 0.88235 | 0.52941 | 0.29412 | 0.17647 | 0 | 0 | 0 | 0 | 0 | 0 | 0 | 0 | 0 | 0 | 0 | 0 | 0 | 0.29412 | 0.76471 | 1 | 1 | 1 | 1 | 1 | 0.88235 | 0.52941 | 0.29412 | 0.17647 | 0 | 0 | 0 | 0 | 15 | 0.66337 | 0.20792 | 0.079208 | 0.049505 | 0.76136 | 0 | 0 | 0 | 0 | 0 | 0 | 0 | 0 |  | 0.015043 | 0.015043 | 0.011605 | 0.012308 | 0.012308 | 0.012308 | 0.015043 | Retail - Small - Storage (Conditioned) - Hol | 14 | 9 | 20 | 59.8529 | 7.7353 | 0 | 0 | 59.8529 | 7.7353 | 0 | 0 | 5.9853 | 0.77353 | 0 | 0 | 0 | 0 | 0 | 0 | 0 | 0 | 0.05 | 0.25588 | 0.58529 | 0.75 | 0.75 | 0.75 | 0.75 | 0.75 | 0.66765 | 0.42059 | 0.25588 | 0 | 0 | 0 | 0 | 0 |  | 56.2941 | 39.5294 | 0 | 0 | 56.2941 | 39.5294 | 0 | 0 | 5.6294 | 3.9529 | 0 | 0 | 0 | 0 | 0 | 0 | 0 | 0 | 0.3 | 0.38824 | 0.52941 | 0.6 | 0.6 | 0.6 | 0.6 | 0.6 | 0.56471 | 0.45882 | 0.38824 | 0 | 0 | 0 | 0 | 0
1908 | 19 | 8 | 8 | 4 | Retail - Small | Retail - Small | Retail - Small - Storage (Conditioned) | Retail - Small - Storage (Conditioned) | Retail - Small | Storage (Conditioned) | Retail - Small - Storage (Conditioned) |  | Retail - Small | Retail - Small - Storage (Conditioned) | Retail (small) All | all | Open | 251 | 251 | 0.2 | 0.49606 | 0.49606 | 0.37205 | 0.37205 | 0.37205 | 0.37205 | 0.37205 | 0.099213 | 0.099213 | 0.07441 | 0.07441 | 0.07441 | 0.07441 | 0.07441 | 251.038 | 251.038 | 188.2785 | 188.2785 | 188.2785 | 188.2785 | 188.2785 | 0.086811 | 0.086811 | 0.065108 | 0.065108 | 0.065108 | 0.065108 | 0.065108 | 3377.8897 | 3377.8897 | 3377.8897 | 3377.8897 | 3377.8897 | 3377.8897 | 3377.8897 | 3377.8897 | 3377.8897 | 3377.8897 | 3377.8897 | 3377.8897 | 3377.8897 | 3377.8897 | 0.875 | 0.875 | 0.875 | 0.875 | 0.875 | 0.875 | 0.875 | 0.875 | 0.875 | 0.875 | 0.875 | 0.875 | 0.875 | 0.875 | 0.13617 | 0.13617 | 0.10213 | 0.10213 | 0.10213 | 0.10213 | 0.10213 | 0.027234 | 0.027234 | 0.020425 | 0.020425 | 0.020425 | 0.020425 | 0.020425 | 78.6508 | 78.6508 | 58.9881 | 58.9881 | 58.9881 | 58.9881 | 58.9881 | 0.019064 | 0.019064 | 0.014298 | 0.014298 | 0.014298 | 0.014298 | 0.014298 | 4013.4 | 4013.4 | 4013.4 | 4013.4 | 4013.4 | 4013.4 | 4013.4 | 4013.4 | 4013.4 | 4013.4 | 4013.4 | 4013.4 | 4013.4 | 4013.4 | 0.7 | 0.7 | 0.7 | 0.7 | 0.7 | 0.7 | 0.7 | 0.7 | 0.7 | 0.7 | 0.7 | 0.7 | 0.7 | 0.7 | Retail (small) All ILit all | Retail (small) All ILit all | 3465 | 5 | 87.5 | Retail (small) All ILit2 all | Retail (small) All ILit all | Retail (small) All ILit all | 3465 | 30 | 70 | 3465 | 10.0809 | 0.875 | 0.05 | 0.05 | 0.05 | 0.05 | 0.05 | 0.05 | 0.05 | 0.05 | 0.19559 | 0.875 | 0.875 | 0.875 | 0.875 | 0.875 | 0.875 | 0.875 | 0.875 | 0.77794 | 0.68088 | 0.68088 | 0.19559 | 0.05 | 0.05 | 0.05 | 11.5059 | 0.7 | 0.3 | 0.3 | 0.3 | 0.3 | 0.3 | 0.3 | 0.3 | 0.3 | 0.37059 | 0.7 | 0.7 | 0.7 | 0.7 | 0.7 | 0.7 | 0.7 | 0.7 | 0.65294 | 0.60588 | 0.60588 | 0.37059 | 0.3 | 0.3 | 0.3 | 0 | 0 | 0 | 0 | 0 | 0 | 0 | 0 | 0.17647 | 1 | 1 | 1 | 1 | 1 | 1 | 1 | 1 | 0.88235 | 0.76471 | 0.76471 | 0.17647 | 0 | 0 | 0 | 0 | 0 | 0 | 0 | 0 | 0 | 0 | 0 | 0.17647 | 1 | 1 | 1 | 1 | 1 | 1 | 1 | 1 | 0.88235 | 0.76471 | 0.76471 | 0.17647 | 0 | 0 | 0 | 15 | 0.66337 | 0.20792 | 0.079208 | 0.049505 | 0.76136 | 0.13539 | 0.013432 | 0.013432 | 0.010074 | 0.010074 | 0.010074 | 0.010074 | 0.010074 | Retail - Small | 0.015043 | 0.015043 | 0.011605 | 0.012308 | 0.012308 | 0.012308 | 0.015043 | Retail - Small - Storage (Conditioned) - all | 16 | 9 | 20 | 2172.2574 | 358.0441 | 2172.2574 | 358.0441 | 0 | 0 | 8.6544 | 1.4265 | 0 | 0 | 0 | 0 | 0 | 0 | 0 | 0 | 0 | 0 | 0.19559 | 0.875 | 0.875 | 0.875 | 0.875 | 0.875 | 0.875 | 0.875 | 0.875 | 0.77794 | 0.68088 | 0 | 0 | 0 | 0 | 0 |  | 1814.5824 | 1073.3941 | 1814.5824 | 1073.3941 | 0 | 0 | 7.2294 | 4.2765 | 0 | 0 | 0 | 0 | 0 | 0 | 0 | 0 | 0 | 0 | 0.37059 | 0.7 | 0.7 | 0.7 | 0.7 | 0.7 | 0.7 | 0.7 | 0.7 | 0.65294 | 0.60588 | 0 | 0 | 0 | 0 | 0
2001 | 20 | 1 | 5 | 1 |  |  |  |  | Grocery | Comm/Ind Work (Loading Dock) | Grocery - Comm/Ind Work (Loading Dock) |  | Grocery | Grocery - Comm/Ind Work (Loading Dock) | Grocery Stock | Sat | Open | 52 | 52 | 0.0572 | 1.2466 | 1.2466 | 0.83108 | 0.83108 | 0.83108 | 0.83108 | 0.83108 | 0 | 0 | 0 | 0 | 0 | 0 | 0 | 50.428 | 50.428 | 33.6187 | 33.6187 | 33.6187 | 33.6187 | 33.6187 | 0 | 0 | 0 | 0 | 0 | 0 | 0 | 0 | 0 | 0 | 0 | 0 | 0 | 0 | 0 | 0 | 0 | 0 | 0 | 0 | 0 | 0 | 0 | 0 | 0 | 0 | 0 | 0 | 0 | 0 | 0 | 0 | 0 | 0 | 0 | 0.07283 | 0.07283 | 0.048553 | 0.048553 | 0.048553 | 0.048553 | 0.048553 | 0 | 0 | 0 | 0 | 0 | 0 | 0 | 2.3396 | 2.3396 | 1.5597 | 1.5597 | 1.5597 | 1.5597 | 1.5597 | 0 | 0 | 0 | 0 | 0 | 0 | 0 | 0 | 0 | 0 | 0 | 0 | 0 | 0 | 0 | 0 | 0 | 0 | 0 | 0 | 0 | 0 | 0 | 0 | 0 | 0 | 0 | 0 | 0 | 0 | 0 | 0 | 0 | 0 | 0 | Grocery Stock ILit Sat | Grocery Stock ILit all | 3492 | 30 | 70 | Grocery Stock ILit2 Sat | Grocery Stock ILit Sat | Grocery Stock ILit all | 3492 | 35 | 50 | 3492 | 13.6 | 0.7 | 0.3 | 0.3 | 0.3 | 0.3 | 0.3 | 0.3 | 0.7 | 0.7 | 0.7 | 0.7 | 0.7 | 0.7 | 0.7 | 0.7 | 0.7 | 0.7 | 0.7 | 0.7 | 0.7 | 0.7 | 0.7 | 0.7 | 0.3 | 0.3 | 10.8 | 0.5 | 0.35 | 0.35 | 0.35 | 0.35 | 0.35 | 0.35 | 0.5 | 0.5 | 0.5 | 0.5 | 0.5 | 0.5 | 0.5 | 0.5 | 0.5 | 0.5 | 0.5 | 0.5 | 0.5 | 0.5 | 0.5 | 0.5 | 0.35 | 0.35 | 0 | 0 | 0 | 0 | 0 | 0 | 1 | 1 | 1 | 1 | 1 | 1 | 1 | 1 | 1 | 1 | 1 | 1 | 1 | 1 | 1 | 1 | 0 | 0 | 0 | 0 | 0 | 0 | 0 | 0 | 1 | 1 | 1 | 1 | 1 | 1 | 1 | 1 | 1 | 1 | 1 | 1 | 1 | 1 | 1 | 1 | 0 | 0 | 16 | 0.29 | 0.41 | 0.14 | 0.16 | 0.41429 | 0 | 0 | 0 | 0 | 0 | 0 | 0 | 0 |  | 0.020874 | 0.020874 | 0.018995 | 0.020065 | 0.02001 | 0.017312 | 0.021015 | Grocery - Comm/Ind Work (Loading Dock) - Sat | 10 | 6 | 22 | 561.6 | 145.6 | 0 | 0 | 561.6 | 145.6 | 0 | 0 | 10.8 | 2.8 | 0 | 0 | 0 | 0 | 0 | 0.3 | 0.7 | 0.7 | 0.7 | 0.7 | 0.7 | 0.7 | 0.7 | 0.7 | 0.7 | 0.7 | 0.7 | 0.7 | 0.7 | 0.7 | 0.7 | 0 | 0 | 0 |  | 408.2 | 153.4 | 0 | 0 | 408.2 | 153.4 | 0 | 0 | 7.85 | 2.95 | 0 | 0 | 0 | 0 | 0 | 0.35 | 0.5 | 0.5 | 0.5 | 0.5 | 0.5 | 0.5 | 0.5 | 0.5 | 0.5 | 0.5 | 0.5 | 0.5 | 0.5 | 0.5 | 0.5 | 0 | 0 | 0
2002 | 20 | 2 | 6 | 2 |  |  |  |  | Grocery | Comm/Ind Work (Loading Dock) | Grocery - Comm/Ind Work (Loading Dock) |  | Grocery | Grocery - Comm/Ind Work (Loading Dock) | Grocery Stock | Sun | Open | 52 | 52 | 0.0572 | 1.2466 | 1.2466 | 0.83108 | 0.83108 | 0.83108 | 0.83108 | 0.83108 | 0 | 0 | 0 | 0 | 0 | 0 | 0 | 50.428 | 50.428 | 33.6187 | 33.6187 | 33.6187 | 33.6187 | 33.6187 | 0 | 0 | 0 | 0 | 0 | 0 | 0 | 0 | 0 | 0 | 0 | 0 | 0 | 0 | 0 | 0 | 0 | 0 | 0 | 0 | 0 | 0 | 0 | 0 | 0 | 0 | 0 | 0 | 0 | 0 | 0 | 0 | 0 | 0 | 0 | 0.07283 | 0.07283 | 0.048553 | 0.048553 | 0.048553 | 0.048553 | 0.048553 | 0 | 0 | 0 | 0 | 0 | 0 | 0 | 2.3396 | 2.3396 | 1.5597 | 1.5597 | 1.5597 | 1.5597 | 1.5597 | 0 | 0 | 0 | 0 | 0 | 0 | 0 | 0 | 0 | 0 | 0 | 0 | 0 | 0 | 0 | 0 | 0 | 0 | 0 | 0 | 0 | 0 | 0 | 0 | 0 | 0 | 0 | 0 | 0 | 0 | 0 | 0 | 0 | 0 | 0 | Grocery Stock ILit Sun | Grocery Stock ILit all | 3492 | 30 | 70 | Grocery Stock ILit2 Sun | Grocery Stock ILit Sun | Grocery Stock ILit all | 3492 | 35 | 50 | 3492 | 13.6 | 0.7 | 0.3 | 0.3 | 0.3 | 0.3 | 0.3 | 0.3 | 0.7 | 0.7 | 0.7 | 0.7 | 0.7 | 0.7 | 0.7 | 0.7 | 0.7 | 0.7 | 0.7 | 0.7 | 0.7 | 0.7 | 0.7 | 0.7 | 0.3 | 0.3 | 10.8 | 0.5 | 0.35 | 0.35 | 0.35 | 0.35 | 0.35 | 0.35 | 0.5 | 0.5 | 0.5 | 0.5 | 0.5 | 0.5 | 0.5 | 0.5 | 0.5 | 0.5 | 0.5 | 0.5 | 0.5 | 0.5 | 0.5 | 0.5 | 0.35 | 0.35 | 0 | 0 | 0 | 0 | 0 | 0 | 1 | 1 | 1 | 1 | 1 | 1 | 1 | 1 | 1 | 1 | 1 | 1 | 1 | 1 | 1 | 1 | 0 | 0 | 0 | 0 | 0 | 0 | 0 | 0 | 1 | 1 | 1 | 1 | 1 | 1 | 1 | 1 | 1 | 1 | 1 | 1 | 1 | 1 | 1 | 1 | 0 | 0 | 16 | 0.29 | 0.41 | 0.14 | 0.16 | 0.41429 | 0 | 0 | 0 | 0 | 0 | 0 | 0 | 0 |  | 0.020874 | 0.020874 | 0.018995 | 0.020065 | 0.02001 | 0.017312 | 0.021015 | Grocery - Comm/Ind Work (Loading Dock) - Sun | 12 | 6 | 22 | 561.6 | 145.6 | 0 | 0 | 561.6 | 145.6 | 0 | 0 | 10.8 | 2.8 | 0 | 0 | 0 | 0 | 0 | 0.3 | 0.7 | 0.7 | 0.7 | 0.7 | 0.7 | 0.7 | 0.7 | 0.7 | 0.7 | 0.7 | 0.7 | 0.7 | 0.7 | 0.7 | 0.7 | 0 | 0 | 0 |  | 408.2 | 153.4 | 0 | 0 | 408.2 | 153.4 | 0 | 0 | 7.85 | 2.95 | 0 | 0 | 0 | 0 | 0 | 0.35 | 0.5 | 0.5 | 0.5 | 0.5 | 0.5 | 0.5 | 0.5 | 0.5 | 0.5 | 0.5 | 0.5 | 0.5 | 0.5 | 0.5 | 0.5 | 0 | 0 | 0
2003 | 20 | 3 | 7 | 3 |  |  |  |  | Grocery | Comm/Ind Work (Loading Dock) | Grocery - Comm/Ind Work (Loading Dock) |  | Grocery | Grocery - Comm/Ind Work (Loading Dock) | Grocery Stock | Hol | Open | 10 | 10 | 0.0572 | 1.2466 | 1.2466 | 0.83108 | 0.83108 | 0.83108 | 0.83108 | 0.83108 | 0 | 0 | 0 | 0 | 0 | 0 | 0 | 9.6977 | 9.6977 | 6.4651 | 6.4651 | 6.4651 | 6.4651 | 6.4651 | 0 | 0 | 0 | 0 | 0 | 0 | 0 | 0 | 0 | 0 | 0 | 0 | 0 | 0 | 0 | 0 | 0 | 0 | 0 | 0 | 0 | 0 | 0 | 0 | 0 | 0 | 0 | 0 | 0 | 0 | 0 | 0 | 0 | 0 | 0 | 0.07283 | 0.07283 | 0.048553 | 0.048553 | 0.048553 | 0.048553 | 0.048553 | 0 | 0 | 0 | 0 | 0 | 0 | 0 | 0.44992 | 0.44992 | 0.29994 | 0.29994 | 0.29994 | 0.29994 | 0.29994 | 0 | 0 | 0 | 0 | 0 | 0 | 0 | 0 | 0 | 0 | 0 | 0 | 0 | 0 | 0 | 0 | 0 | 0 | 0 | 0 | 0 | 0 | 0 | 0 | 0 | 0 | 0 | 0 | 0 | 0 | 0 | 0 | 0 | 0 | 0 | Grocery Stock ILit Hol | Grocery Stock ILit all | 3492 | 30 | 70 | Grocery Stock ILit2 Hol | Grocery Stock ILit Hol | Grocery Stock ILit all | 3492 | 35 | 50 | 3492 | 13.6 | 0.7 | 0.3 | 0.3 | 0.3 | 0.3 | 0.3 | 0.3 | 0.7 | 0.7 | 0.7 | 0.7 | 0.7 | 0.7 | 0.7 | 0.7 | 0.7 | 0.7 | 0.7 | 0.7 | 0.7 | 0.7 | 0.7 | 0.7 | 0.3 | 0.3 | 10.8 | 0.5 | 0.35 | 0.35 | 0.35 | 0.35 | 0.35 | 0.35 | 0.5 | 0.5 | 0.5 | 0.5 | 0.5 | 0.5 | 0.5 | 0.5 | 0.5 | 0.5 | 0.5 | 0.5 | 0.5 | 0.5 | 0.5 | 0.5 | 0.35 | 0.35 | 0 | 0 | 0 | 0 | 0 | 0 | 1 | 1 | 1 | 1 | 1 | 1 | 1 | 1 | 1 | 1 | 1 | 1 | 1 | 1 | 1 | 1 | 0 | 0 | 0 | 0 | 0 | 0 | 0 | 0 | 1 | 1 | 1 | 1 | 1 | 1 | 1 | 1 | 1 | 1 | 1 | 1 | 1 | 1 | 1 | 1 | 0 | 0 | 16 | 0.29 | 0.41 | 0.14 | 0.16 | 0.41429 | 0 | 0 | 0 | 0 | 0 | 0 | 0 | 0 |  | 0.020874 | 0.020874 | 0.018995 | 0.020065 | 0.02001 | 0.017312 | 0.021015 | Grocery - Comm/Ind Work (Loading Dock) - Hol | 14 | 6 | 22 | 108 | 28 | 0 | 0 | 108 | 28 | 0 | 0 | 10.8 | 2.8 | 0 | 0 | 0 | 0 | 0 | 0.3 | 0.7 | 0.7 | 0.7 | 0.7 | 0.7 | 0.7 | 0.7 | 0.7 | 0.7 | 0.7 | 0.7 | 0.7 | 0.7 | 0.7 | 0.7 | 0 | 0 | 0 |  | 78.5 | 29.5 | 0 | 0 | 78.5 | 29.5 | 0 | 0 | 7.85 | 2.95 | 0 | 0 | 0 | 0 | 0 | 0.35 | 0.5 | 0.5 | 0.5 | 0.5 | 0.5 | 0.5 | 0.5 | 0.5 | 0.5 | 0.5 | 0.5 | 0.5 | 0.5 | 0.5 | 0.5 | 0 | 0 | 0
2004 | 20 | 4 | 8 | 4 |  |  | Grocery - Comm/Ind Work (Loading Dock) | Grocery - Comm/Ind Work (Loading Dock) | Grocery | Comm/Ind Work (Loading Dock) | Grocery - Comm/Ind Work (Loading Dock) |  | Grocery | Grocery - Comm/Ind Work (Loading Dock) | Grocery Stock | all | Open | 251 | 251 | 0.0572 | 1.2466 | 1.2466 | 0.83108 | 0.83108 | 0.83108 | 0.83108 | 0.83108 | 0.071307 | 0.071307 | 0.047538 | 0.047538 | 0.047538 | 0.047538 | 0.047538 | 243.412 | 243.412 | 162.2746 | 162.2746 | 162.2746 | 162.2746 | 162.2746 | 0.049915 | 0.049915 | 0.033276 | 0.033276 | 0.033276 | 0.033276 | 0.033276 | 4964 | 4964 | 4964 | 4964 | 4964 | 4964 | 4964 | 0 | 0 | 0 | 0 | 0 | 0 | 0 | 0.7 | 0.7 | 0.7 | 0.7 | 0.7 | 0.7 | 0.7 | 0 | 0 | 0 | 0 | 0 | 0 | 0 | 0.07283 | 0.07283 | 0.048553 | 0.048553 | 0.048553 | 0.048553 | 0.048553 | 0.0041659 | 0.0041659 | 0.0027773 | 0.0027773 | 0.0027773 | 0.0027773 | 0.0027773 | 11.2929 | 11.2929 | 7.5286 | 7.5286 | 7.5286 | 7.5286 | 7.5286 | 0.0020829 | 0.0020829 | 0.0013886 | 0.0013886 | 0.0013886 | 0.0013886 | 0.0013886 | 3942 | 3942 | 3942 | 3942 | 3942 | 3942 | 3942 | 0 | 0 | 0 | 0 | 0 | 0 | 0 | 0.5 | 0.5 | 0.5 | 0.5 | 0.5 | 0.5 | 0.5 | 0 | 0 | 0 | 0 | 0 | 0 | 0 | Grocery Stock ILit all | Grocery Stock ILit all | 3491 | 30 | 70 | Grocery Stock ILit2 all | Grocery Stock ILit all | Grocery Stock ILit all | 3491 | 35 | 50 | 3491 | 13.6 | 0.7 | 0.3 | 0.3 | 0.3 | 0.3 | 0.3 | 0.3 | 0.7 | 0.7 | 0.7 | 0.7 | 0.7 | 0.7 | 0.7 | 0.7 | 0.7 | 0.7 | 0.7 | 0.7 | 0.7 | 0.7 | 0.7 | 0.7 | 0.3 | 0.3 | 10.8 | 0.5 | 0.35 | 0.35 | 0.35 | 0.35 | 0.35 | 0.35 | 0.5 | 0.5 | 0.5 | 0.5 | 0.5 | 0.5 | 0.5 | 0.5 | 0.5 | 0.5 | 0.5 | 0.5 | 0.5 | 0.5 | 0.5 | 0.5 | 0.35 | 0.35 | 0 | 0 | 0 | 0 | 0 | 0 | 1 | 1 | 1 | 1 | 1 | 1 | 1 | 1 | 1 | 1 | 1 | 1 | 1 | 1 | 1 | 1 | 0 | 0 | 0 | 0 | 0 | 0 | 0 | 0 | 1 | 1 | 1 | 1 | 1 | 1 | 1 | 1 | 1 | 1 | 1 | 1 | 1 | 1 | 1 | 1 | 0 | 0 | 16 | 0.29 | 0.41 | 0.14 | 0.16 | 0.41429 | 0.059477 | 0.0042411 | 0.0042411 | 0.0028274 | 0.0028274 | 0.0028274 | 0.0028274 | 0.0028274 |  | 0.020874 | 0.020874 | 0.018995 | 0.020065 | 0.02001 | 0.017312 | 0.021015 | Grocery - Comm/Ind Work (Loading Dock) - all | 16 | 6 | 22 | 2710.8 | 702.8 | 2710.8 | 702.8 | 0 | 0 | 10.8 | 2.8 | 0 | 0 | 0 | 0 | 0 | 0 | 0 | 0.3 | 0.7 | 0.7 | 0.7 | 0.7 | 0.7 | 0.7 | 0.7 | 0.7 | 0.7 | 0.7 | 0.7 | 0.7 | 0.7 | 0.7 | 0.7 | 0 | 0 | 0 |  | 1970.35 | 740.45 | 1970.35 | 740.45 | 0 | 0 | 7.85 | 2.95 | 0 | 0 | 0 | 0 | 0 | 0 | 0 | 0.35 | 0.5 | 0.5 | 0.5 | 0.5 | 0.5 | 0.5 | 0.5 | 0.5 | 0.5 | 0.5 | 0.5 | 0.5 | 0.5 | 0.5 | 0.5 | 0 | 0 | 0
2005 | 20 | 5 | 5 | 1 |  |  |  |  | Grocery | Office (General) | Grocery - Office (General) |  | Grocery | Grocery - Office (General) | Grocery Admin | Sat | Open | 52 | 52 | 0.07 | 1.0804 | 1.0804 | 1.0804 | 1.0804 | 1.0804 | 0.87263 | 0.87263 | 0 | 0 | 0 | 0 | 0 | 0 | 0 | 48.765 | 48.765 | 48.765 | 48.765 | 48.765 | 39.3871 | 39.3871 | 0 | 0 | 0 | 0 | 0 | 0 | 0 | 0 | 0 | 0 | 0 | 0 | 0 | 0 | 0 | 0 | 0 | 0 | 0 | 0 | 0 | 0 | 0 | 0 | 0 | 0 | 0 | 0 | 0 | 0 | 0 | 0 | 0 | 0 | 0 | 0.063119 | 0.063119 | 0.063119 | 0.063119 | 0.063119 | 0.050981 | 0.050981 | 0 | 0 | 0 | 0 | 0 | 0 | 0 | 2.2056 | 2.2056 | 2.2056 | 2.2056 | 2.2056 | 1.7815 | 1.7815 | 0 | 0 | 0 | 0 | 0 | 0 | 0 | 0 | 0 | 0 | 0 | 0 | 0 | 0 | 0 | 0 | 0 | 0 | 0 | 0 | 0 | 0 | 0 | 0 | 0 | 0 | 0 | 0 | 0 | 0 | 0 | 0 | 0 | 0 | 0 | Grocery Admin ILit Sat | Grocery Admin ILit all | 3499 | 15 | 70 | Grocery Admin ILit2 Sat | Grocery Admin ILit Sat | Grocery Admin ILit all | 3499 | 20 | 50 | 3499 | 12.4 | 0.7 | 0.15 | 0.15 | 0.15 | 0.15 | 0.15 | 0.15 | 0.7 | 0.7 | 0.7 | 0.7 | 0.7 | 0.7 | 0.7 | 0.7 | 0.7 | 0.7 | 0.7 | 0.7 | 0.7 | 0.7 | 0.7 | 0.7 | 0.15 | 0.15 | 9.6 | 0.5 | 0.2 | 0.2 | 0.2 | 0.2 | 0.2 | 0.2 | 0.5 | 0.5 | 0.5 | 0.5 | 0.5 | 0.5 | 0.5 | 0.5 | 0.5 | 0.5 | 0.5 | 0.5 | 0.5 | 0.5 | 0.5 | 0.5 | 0.2 | 0.2 | 0 | 0 | 0 | 0 | 0 | 0 | 1 | 1 | 1 | 1 | 1 | 1 | 1 | 1 | 1 | 1 | 1 | 1 | 1 | 1 | 1 | 1 | 0 | 0 | 0 | 0 | 0 | 0 | 0 | 0 | 1 | 1 | 1 | 1 | 1 | 1 | 1 | 1 | 1 | 1 | 1 | 1 | 1 | 1 | 1 | 1 | 0 | 0 | 30 | 0.66337 | 0.20792 | 0.079208 | 0.049505 | 0.76136 | 0 | 0 | 0 | 0 | 0 | 0 | 0 | 0 |  | 0.020874 | 0.020874 | 0.018995 | 0.020065 | 0.02001 | 0.017312 | 0.021015 | Grocery - Office (General) - Sat | 10 | 6 | 22 | 553.8 | 91 | 0 | 0 | 553.8 | 91 | 0 | 0 | 10.65 | 1.75 | 0 | 0 | 0 | 0 | 0 | 0.15 | 0.7 | 0.7 | 0.7 | 0.7 | 0.7 | 0.7 | 0.7 | 0.7 | 0.7 | 0.7 | 0.7 | 0.7 | 0.7 | 0.7 | 0.7 | 0 | 0 | 0 |  | 400.4 | 98.8 | 0 | 0 | 400.4 | 98.8 | 0 | 0 | 7.7 | 1.9 | 0 | 0 | 0 | 0 | 0 | 0.2 | 0.5 | 0.5 | 0.5 | 0.5 | 0.5 | 0.5 | 0.5 | 0.5 | 0.5 | 0.5 | 0.5 | 0.5 | 0.5 | 0.5 | 0.5 | 0 | 0 | 0
2006 | 20 | 6 | 6 | 2 |  |  |  |  | Grocery | Office (General) | Grocery - Office (General) |  | Grocery | Grocery - Office (General) | Grocery Admin | Sun | Open | 52 | 52 | 0.07 | 1.0804 | 1.0804 | 1.0804 | 1.0804 | 1.0804 | 0.87263 | 0.87263 | 0 | 0 | 0 | 0 | 0 | 0 | 0 | 48.765 | 48.765 | 48.765 | 48.765 | 48.765 | 39.3871 | 39.3871 | 0 | 0 | 0 | 0 | 0 | 0 | 0 | 0 | 0 | 0 | 0 | 0 | 0 | 0 | 0 | 0 | 0 | 0 | 0 | 0 | 0 | 0 | 0 | 0 | 0 | 0 | 0 | 0 | 0 | 0 | 0 | 0 | 0 | 0 | 0 | 0.063119 | 0.063119 | 0.063119 | 0.063119 | 0.063119 | 0.050981 | 0.050981 | 0 | 0 | 0 | 0 | 0 | 0 | 0 | 2.2056 | 2.2056 | 2.2056 | 2.2056 | 2.2056 | 1.7815 | 1.7815 | 0 | 0 | 0 | 0 | 0 | 0 | 0 | 0 | 0 | 0 | 0 | 0 | 0 | 0 | 0 | 0 | 0 | 0 | 0 | 0 | 0 | 0 | 0 | 0 | 0 | 0 | 0 | 0 | 0 | 0 | 0 | 0 | 0 | 0 | 0 | Grocery Admin ILit Sun | Grocery Admin ILit all | 3499 | 15 | 70 | Grocery Admin ILit2 Sun | Grocery Admin ILit Sun | Grocery Admin ILit all | 3499 | 20 | 50 | 3499 | 12.4 | 0.7 | 0.15 | 0.15 | 0.15 | 0.15 | 0.15 | 0.15 | 0.7 | 0.7 | 0.7 | 0.7 | 0.7 | 0.7 | 0.7 | 0.7 | 0.7 | 0.7 | 0.7 | 0.7 | 0.7 | 0.7 | 0.7 | 0.7 | 0.15 | 0.15 | 9.6 | 0.5 | 0.2 | 0.2 | 0.2 | 0.2 | 0.2 | 0.2 | 0.5 | 0.5 | 0.5 | 0.5 | 0.5 | 0.5 | 0.5 | 0.5 | 0.5 | 0.5 | 0.5 | 0.5 | 0.5 | 0.5 | 0.5 | 0.5 | 0.2 | 0.2 | 0 | 0 | 0 | 0 | 0 | 0 | 1 | 1 | 1 | 1 | 1 | 1 | 1 | 1 | 1 | 1 | 1 | 1 | 1 | 1 | 1 | 1 | 0 | 0 | 0 | 0 | 0 | 0 | 0 | 0 | 1 | 1 | 1 | 1 | 1 | 1 | 1 | 1 | 1 | 1 | 1 | 1 | 1 | 1 | 1 | 1 | 0 | 0 | 30 | 0.66337 | 0.20792 | 0.079208 | 0.049505 | 0.76136 | 0 | 0 | 0 | 0 | 0 | 0 | 0 | 0 |  | 0.020874 | 0.020874 | 0.018995 | 0.020065 | 0.02001 | 0.017312 | 0.021015 | Grocery - Office (General) - Sun | 12 | 6 | 22 | 553.8 | 91 | 0 | 0 | 553.8 | 91 | 0 | 0 | 10.65 | 1.75 | 0 | 0 | 0 | 0 | 0 | 0.15 | 0.7 | 0.7 | 0.7 | 0.7 | 0.7 | 0.7 | 0.7 | 0.7 | 0.7 | 0.7 | 0.7 | 0.7 | 0.7 | 0.7 | 0.7 | 0 | 0 | 0 |  | 400.4 | 98.8 | 0 | 0 | 400.4 | 98.8 | 0 | 0 | 7.7 | 1.9 | 0 | 0 | 0 | 0 | 0 | 0.2 | 0.5 | 0.5 | 0.5 | 0.5 | 0.5 | 0.5 | 0.5 | 0.5 | 0.5 | 0.5 | 0.5 | 0.5 | 0.5 | 0.5 | 0.5 | 0 | 0 | 0
2007 | 20 | 7 | 7 | 3 |  |  |  |  | Grocery | Office (General) | Grocery - Office (General) |  | Grocery | Grocery - Office (General) | Grocery Admin | Hol | Open | 10 | 10 | 0.07 | 1.0804 | 1.0804 | 1.0804 | 1.0804 | 1.0804 | 0.87263 | 0.87263 | 0 | 0 | 0 | 0 | 0 | 0 | 0 | 9.3779 | 9.3779 | 9.3779 | 9.3779 | 9.3779 | 7.5744 | 7.5744 | 0 | 0 | 0 | 0 | 0 | 0 | 0 | 0 | 0 | 0 | 0 | 0 | 0 | 0 | 0 | 0 | 0 | 0 | 0 | 0 | 0 | 0 | 0 | 0 | 0 | 0 | 0 | 0 | 0 | 0 | 0 | 0 | 0 | 0 | 0 | 0.063119 | 0.063119 | 0.063119 | 0.063119 | 0.063119 | 0.050981 | 0.050981 | 0 | 0 | 0 | 0 | 0 | 0 | 0 | 0.42416 | 0.42416 | 0.42416 | 0.42416 | 0.42416 | 0.34259 | 0.34259 | 0 | 0 | 0 | 0 | 0 | 0 | 0 | 0 | 0 | 0 | 0 | 0 | 0 | 0 | 0 | 0 | 0 | 0 | 0 | 0 | 0 | 0 | 0 | 0 | 0 | 0 | 0 | 0 | 0 | 0 | 0 | 0 | 0 | 0 | 0 | Grocery Admin ILit Hol | Grocery Admin ILit all | 3499 | 15 | 70 | Grocery Admin ILit2 Hol | Grocery Admin ILit Hol | Grocery Admin ILit all | 3499 | 20 | 50 | 3499 | 12.4 | 0.7 | 0.15 | 0.15 | 0.15 | 0.15 | 0.15 | 0.15 | 0.7 | 0.7 | 0.7 | 0.7 | 0.7 | 0.7 | 0.7 | 0.7 | 0.7 | 0.7 | 0.7 | 0.7 | 0.7 | 0.7 | 0.7 | 0.7 | 0.15 | 0.15 | 9.6 | 0.5 | 0.2 | 0.2 | 0.2 | 0.2 | 0.2 | 0.2 | 0.5 | 0.5 | 0.5 | 0.5 | 0.5 | 0.5 | 0.5 | 0.5 | 0.5 | 0.5 | 0.5 | 0.5 | 0.5 | 0.5 | 0.5 | 0.5 | 0.2 | 0.2 | 0 | 0 | 0 | 0 | 0 | 0 | 1 | 1 | 1 | 1 | 1 | 1 | 1 | 1 | 1 | 1 | 1 | 1 | 1 | 1 | 1 | 1 | 0 | 0 | 0 | 0 | 0 | 0 | 0 | 0 | 1 | 1 | 1 | 1 | 1 | 1 | 1 | 1 | 1 | 1 | 1 | 1 | 1 | 1 | 1 | 1 | 0 | 0 | 30 | 0.66337 | 0.20792 | 0.079208 | 0.049505 | 0.76136 | 0 | 0 | 0 | 0 | 0 | 0 | 0 | 0 |  | 0.020874 | 0.020874 | 0.018995 | 0.020065 | 0.02001 | 0.017312 | 0.021015 | Grocery - Office (General) - Hol | 14 | 6 | 22 | 106.5 | 17.5 | 0 | 0 | 106.5 | 17.5 | 0 | 0 | 10.65 | 1.75 | 0 | 0 | 0 | 0 | 0 | 0.15 | 0.7 | 0.7 | 0.7 | 0.7 | 0.7 | 0.7 | 0.7 | 0.7 | 0.7 | 0.7 | 0.7 | 0.7 | 0.7 | 0.7 | 0.7 | 0 | 0 | 0 |  | 77 | 19 | 0 | 0 | 77 | 19 | 0 | 0 | 7.7 | 1.9 | 0 | 0 | 0 | 0 | 0 | 0.2 | 0.5 | 0.5 | 0.5 | 0.5 | 0.5 | 0.5 | 0.5 | 0.5 | 0.5 | 0.5 | 0.5 | 0.5 | 0.5 | 0.5 | 0.5 | 0 | 0 | 0
2008 | 20 | 8 | 8 | 4 |  |  | Grocery - Office (General) | Grocery - Office (General) | Grocery | Office (General) | Grocery - Office (General) |  | Grocery | Grocery - Office (General) | Grocery Admin | all | Open | 251 | 251 | 0.07 | 1.0804 | 1.0804 | 1.0804 | 1.0804 | 1.0804 | 0.87263 | 0.87263 | 0.075628 | 0.075628 | 0.075628 | 0.075628 | 0.075628 | 0.061084 | 0.061084 | 235.385 | 235.385 | 235.385 | 235.385 | 235.385 | 190.1187 | 190.1187 | 0.05294 | 0.05294 | 0.05294 | 0.05294 | 0.05294 | 0.042759 | 0.042759 | 4526 | 4526 | 4526 | 4526 | 4526 | 4526 | 4526 | 0 | 0 | 0 | 0 | 0 | 0 | 0 | 0.7 | 0.7 | 0.7 | 0.7 | 0.7 | 0.7 | 0.7 | 0 | 0 | 0 | 0 | 0 | 0 | 0 | 0.063119 | 0.063119 | 0.063119 | 0.063119 | 0.063119 | 0.050981 | 0.050981 | 0.0044184 | 0.0044184 | 0.0044184 | 0.0044184 | 0.0044184 | 0.0035687 | 0.0035687 | 10.6465 | 10.6465 | 10.6465 | 10.6465 | 10.6465 | 8.5991 | 8.5991 | 0.0022092 | 0.0022092 | 0.0022092 | 0.0022092 | 0.0022092 | 0.0017843 | 0.0017843 | 3504 | 3504 | 3504 | 3504 | 3504 | 3504 | 3504 | 0 | 0 | 0 | 0 | 0 | 0 | 0 | 0.5 | 0.5 | 0.5 | 0.5 | 0.5 | 0.5 | 0.5 | 0 | 0 | 0 | 0 | 0 | 0 | 0 | Grocery Admin ILit all | Grocery Admin ILit all | 3498 | 15 | 70 | Grocery Admin ILit2 all | Grocery Admin ILit all | Grocery Admin ILit all | 3498 | 20 | 50 | 3498 | 12.4 | 0.7 | 0.15 | 0.15 | 0.15 | 0.15 | 0.15 | 0.15 | 0.7 | 0.7 | 0.7 | 0.7 | 0.7 | 0.7 | 0.7 | 0.7 | 0.7 | 0.7 | 0.7 | 0.7 | 0.7 | 0.7 | 0.7 | 0.7 | 0.15 | 0.15 | 9.6 | 0.5 | 0.2 | 0.2 | 0.2 | 0.2 | 0.2 | 0.2 | 0.5 | 0.5 | 0.5 | 0.5 | 0.5 | 0.5 | 0.5 | 0.5 | 0.5 | 0.5 | 0.5 | 0.5 | 0.5 | 0.5 | 0.5 | 0.5 | 0.2 | 0.2 | 0 | 0 | 0 | 0 | 0 | 0 | 1 | 1 | 1 | 1 | 1 | 1 | 1 | 1 | 1 | 1 | 1 | 1 | 1 | 1 | 1 | 1 | 0 | 0 | 0 | 0 | 0 | 0 | 0 | 0 | 1 | 1 | 1 | 1 | 1 | 1 | 1 | 1 | 1 | 1 | 1 | 1 | 1 | 1 | 1 | 1 | 0 | 0 | 30 | 0.66337 | 0.20792 | 0.079208 | 0.049505 | 0.76136 | 0.23587 | 0.017838 | 0.017838 | 0.017838 | 0.017838 | 0.017838 | 0.014408 | 0.014408 |  | 0.020874 | 0.020874 | 0.018995 | 0.020065 | 0.02001 | 0.017312 | 0.021015 | Grocery - Office (General) - all | 16 | 6 | 22 | 2673.15 | 439.25 | 2673.15 | 439.25 | 0 | 0 | 10.65 | 1.75 | 0 | 0 | 0 | 0 | 0 | 0 | 0 | 0.15 | 0.7 | 0.7 | 0.7 | 0.7 | 0.7 | 0.7 | 0.7 | 0.7 | 0.7 | 0.7 | 0.7 | 0.7 | 0.7 | 0.7 | 0.7 | 0 | 0 | 0 |  | 1932.7 | 476.9 | 1932.7 | 476.9 | 0 | 0 | 7.7 | 1.9 | 0 | 0 | 0 | 0 | 0 | 0 | 0 | 0.2 | 0.5 | 0.5 | 0.5 | 0.5 | 0.5 | 0.5 | 0.5 | 0.5 | 0.5 | 0.5 | 0.5 | 0.5 | 0.5 | 0.5 | 0.5 | 0 | 0 | 0
2009 | 20 | 9 | 5 | 1 |  |  |  |  | Grocery | Refrigerated (Food Preparation) | Grocery - Refrigerated (Food Preparation) |  | Grocery | Grocery - Refrigerated (Food Preparation) | Grocery Prep | Sat | Open | 52 | 52 | 0.02536 | 2.9919 | 2.9919 | 1.4128 | 1.4128 | 1.3297 | 1.3297 | 1.3297 | 0 | 0 | 0 | 0 | 0 | 0 | 0 | 47.3455 | 47.3455 | 22.3576 | 22.3576 | 21.0424 | 21.0424 | 21.0424 | 0 | 0 | 0 | 0 | 0 | 0 | 0 | 0 | 0 | 0 | 0 | 0 | 0 | 0 | 0 | 0 | 0 | 0 | 0 | 0 | 0 | 0 | 0 | 0 | 0 | 0 | 0 | 0 | 0 | 0 | 0 | 0 | 0 | 0 | 0 | 0.17479 | 0.17479 | 0.082541 | 0.082541 | 0.077685 | 0.077685 | 0.077685 | 0 | 0 | 0 | 0 | 0 | 0 | 0 | 2.2128 | 2.2128 | 1.0449 | 1.0449 | 0.98348 | 0.98348 | 0.98348 | 0 | 0 | 0 | 0 | 0 | 0 | 0 | 0 | 0 | 0 | 0 | 0 | 0 | 0 | 0 | 0 | 0 | 0 | 0 | 0 | 0 | 0 | 0 | 0 | 0 | 0 | 0 | 0 | 0 | 0 | 0 | 0 | 0 | 0 | 0 | Grocery Prep ILit Sat | Grocery Prep ILit all | 3513 | 50 | 50 | Grocery Prep ILit2 Sat | Grocery Prep ILit Sat | Grocery Prep ILit all | 3513 | 40 | 40 | 3513 | 12 | 0.5 | 0.5 | 0.5 | 0.5 | 0.5 | 0.5 | 0.5 | 0.5 | 0.5 | 0.5 | 0.5 | 0.5 | 0.5 | 0.5 | 0.5 | 0.5 | 0.5 | 0.5 | 0.5 | 0.5 | 0.5 | 0.5 | 0.5 | 0.5 | 0.5 | 9.6 | 0.4 | 0.4 | 0.4 | 0.4 | 0.4 | 0.4 | 0.4 | 0.4 | 0.4 | 0.4 | 0.4 | 0.4 | 0.4 | 0.4 | 0.4 | 0.4 | 0.4 | 0.4 | 0.4 | 0.4 | 0.4 | 0.4 | 0.4 | 0.4 | 0.4 | 0 | 0 | 0 | 0 | 0 | 0 | 0 | 0 | 0 | 0 | 0 | 0 | 0 | 0 | 0 | 0 | 0 | 0 | 0 | 0 | 0 | 0 | 0 | 0 | 0 | 0 | 0 | 0 | 0 | 0 | 0 | 0 | 0 | 0 | 0 | 0 | 0 | 0 | 0 | 0 | 0 | 0 | 0 | 0 | 0 | 0 | 0 | 0 | 16 | 0.29 | 0.41 | 0.14 | 0.16 | 0.41429 | 0 | 0 | 0 | 0 | 0 | 0 | 0 | 0 |  | 0.020874 | 0.020874 | 0.018995 | 0.020065 | 0.02001 | 0.017312 | 0.021015 | Grocery - Refrigerated (Food Preparation) - Sat | 10 | 6 | 22 | 416 | 208 | 0 | 0 | 416 | 208 | 0 | 0 | 8 | 4 | 0 | 0 | 0 | 0 | 0 | 0.5 | 0.5 | 0.5 | 0.5 | 0.5 | 0.5 | 0.5 | 0.5 | 0.5 | 0.5 | 0.5 | 0.5 | 0.5 | 0.5 | 0.5 | 0.5 | 0 | 0 | 0 |  | 332.8 | 166.4 | 0 | 0 | 332.8 | 166.4 | 0 | 0 | 6.4 | 3.2 | 0 | 0 | 0 | 0 | 0 | 0.4 | 0.4 | 0.4 | 0.4 | 0.4 | 0.4 | 0.4 | 0.4 | 0.4 | 0.4 | 0.4 | 0.4 | 0.4 | 0.4 | 0.4 | 0.4 | 0 | 0 | 0
2010 | 20 | 10 | 6 | 2 |  |  |  |  | Grocery | Refrigerated (Food Preparation) | Grocery - Refrigerated (Food Preparation) |  | Grocery | Grocery - Refrigerated (Food Preparation) | Grocery Prep | Sun | Open | 52 | 52 | 0.02536 | 2.9919 | 2.9919 | 1.4128 | 1.4128 | 1.3297 | 1.3297 | 1.3297 | 0 | 0 | 0 | 0 | 0 | 0 | 0 | 47.3455 | 47.3455 | 22.3576 | 22.3576 | 21.0424 | 21.0424 | 21.0424 | 0 | 0 | 0 | 0 | 0 | 0 | 0 | 0 | 0 | 0 | 0 | 0 | 0 | 0 | 0 | 0 | 0 | 0 | 0 | 0 | 0 | 0 | 0 | 0 | 0 | 0 | 0 | 0 | 0 | 0 | 0 | 0 | 0 | 0 | 0 | 0.17479 | 0.17479 | 0.082541 | 0.082541 | 0.077685 | 0.077685 | 0.077685 | 0 | 0 | 0 | 0 | 0 | 0 | 0 | 2.2128 | 2.2128 | 1.0449 | 1.0449 | 0.98348 | 0.98348 | 0.98348 | 0 | 0 | 0 | 0 | 0 | 0 | 0 | 0 | 0 | 0 | 0 | 0 | 0 | 0 | 0 | 0 | 0 | 0 | 0 | 0 | 0 | 0 | 0 | 0 | 0 | 0 | 0 | 0 | 0 | 0 | 0 | 0 | 0 | 0 | 0 | Grocery Prep ILit Sun | Grocery Prep ILit all | 3513 | 50 | 50 | Grocery Prep ILit2 Sun | Grocery Prep ILit Sun | Grocery Prep ILit all | 3513 | 40 | 40 | 3513 | 12 | 0.5 | 0.5 | 0.5 | 0.5 | 0.5 | 0.5 | 0.5 | 0.5 | 0.5 | 0.5 | 0.5 | 0.5 | 0.5 | 0.5 | 0.5 | 0.5 | 0.5 | 0.5 | 0.5 | 0.5 | 0.5 | 0.5 | 0.5 | 0.5 | 0.5 | 9.6 | 0.4 | 0.4 | 0.4 | 0.4 | 0.4 | 0.4 | 0.4 | 0.4 | 0.4 | 0.4 | 0.4 | 0.4 | 0.4 | 0.4 | 0.4 | 0.4 | 0.4 | 0.4 | 0.4 | 0.4 | 0.4 | 0.4 | 0.4 | 0.4 | 0.4 | 0 | 0 | 0 | 0 | 0 | 0 | 0 | 0 | 0 | 0 | 0 | 0 | 0 | 0 | 0 | 0 | 0 | 0 | 0 | 0 | 0 | 0 | 0 | 0 | 0 | 0 | 0 | 0 | 0 | 0 | 0 | 0 | 0 | 0 | 0 | 0 | 0 | 0 | 0 | 0 | 0 | 0 | 0 | 0 | 0 | 0 | 0 | 0 | 16 | 0.29 | 0.41 | 0.14 | 0.16 | 0.41429 | 0 | 0 | 0 | 0 | 0 | 0 | 0 | 0 |  | 0.020874 | 0.020874 | 0.018995 | 0.020065 | 0.02001 | 0.017312 | 0.021015 | Grocery - Refrigerated (Food Preparation) - Sun | 12 | 6 | 22 | 416 | 208 | 0 | 0 | 416 | 208 | 0 | 0 | 8 | 4 | 0 | 0 | 0 | 0 | 0 | 0.5 | 0.5 | 0.5 | 0.5 | 0.5 | 0.5 | 0.5 | 0.5 | 0.5 | 0.5 | 0.5 | 0.5 | 0.5 | 0.5 | 0.5 | 0.5 | 0 | 0 | 0 |  | 332.8 | 166.4 | 0 | 0 | 332.8 | 166.4 | 0 | 0 | 6.4 | 3.2 | 0 | 0 | 0 | 0 | 0 | 0.4 | 0.4 | 0.4 | 0.4 | 0.4 | 0.4 | 0.4 | 0.4 | 0.4 | 0.4 | 0.4 | 0.4 | 0.4 | 0.4 | 0.4 | 0.4 | 0 | 0 | 0
2011 | 20 | 11 | 7 | 3 |  |  |  |  | Grocery | Refrigerated (Food Preparation) | Grocery - Refrigerated (Food Preparation) |  | Grocery | Grocery - Refrigerated (Food Preparation) | Grocery Prep | Hol | Open | 10 | 10 | 0.02536 | 2.9919 | 2.9919 | 1.4128 | 1.4128 | 1.3297 | 1.3297 | 1.3297 | 0 | 0 | 0 | 0 | 0 | 0 | 0 | 9.1049 | 9.1049 | 4.2995 | 4.2995 | 4.0466 | 4.0466 | 4.0466 | 0 | 0 | 0 | 0 | 0 | 0 | 0 | 0 | 0 | 0 | 0 | 0 | 0 | 0 | 0 | 0 | 0 | 0 | 0 | 0 | 0 | 0 | 0 | 0 | 0 | 0 | 0 | 0 | 0 | 0 | 0 | 0 | 0 | 0 | 0 | 0.17479 | 0.17479 | 0.082541 | 0.082541 | 0.077685 | 0.077685 | 0.077685 | 0 | 0 | 0 | 0 | 0 | 0 | 0 | 0.42554 | 0.42554 | 0.20095 | 0.20095 | 0.18913 | 0.18913 | 0.18913 | 0 | 0 | 0 | 0 | 0 | 0 | 0 | 0 | 0 | 0 | 0 | 0 | 0 | 0 | 0 | 0 | 0 | 0 | 0 | 0 | 0 | 0 | 0 | 0 | 0 | 0 | 0 | 0 | 0 | 0 | 0 | 0 | 0 | 0 | 0 | Grocery Prep ILit Hol | Grocery Prep ILit all | 3513 | 50 | 50 | Grocery Prep ILit2 Hol | Grocery Prep ILit Hol | Grocery Prep ILit all | 3513 | 40 | 40 | 3513 | 12 | 0.5 | 0.5 | 0.5 | 0.5 | 0.5 | 0.5 | 0.5 | 0.5 | 0.5 | 0.5 | 0.5 | 0.5 | 0.5 | 0.5 | 0.5 | 0.5 | 0.5 | 0.5 | 0.5 | 0.5 | 0.5 | 0.5 | 0.5 | 0.5 | 0.5 | 9.6 | 0.4 | 0.4 | 0.4 | 0.4 | 0.4 | 0.4 | 0.4 | 0.4 | 0.4 | 0.4 | 0.4 | 0.4 | 0.4 | 0.4 | 0.4 | 0.4 | 0.4 | 0.4 | 0.4 | 0.4 | 0.4 | 0.4 | 0.4 | 0.4 | 0.4 | 0 | 0 | 0 | 0 | 0 | 0 | 0 | 0 | 0 | 0 | 0 | 0 | 0 | 0 | 0 | 0 | 0 | 0 | 0 | 0 | 0 | 0 | 0 | 0 | 0 | 0 | 0 | 0 | 0 | 0 | 0 | 0 | 0 | 0 | 0 | 0 | 0 | 0 | 0 | 0 | 0 | 0 | 0 | 0 | 0 | 0 | 0 | 0 | 16 | 0.29 | 0.41 | 0.14 | 0.16 | 0.41429 | 0 | 0 | 0 | 0 | 0 | 0 | 0 | 0 |  | 0.020874 | 0.020874 | 0.018995 | 0.020065 | 0.02001 | 0.017312 | 0.021015 | Grocery - Refrigerated (Food Preparation) - Hol | 14 | 6 | 22 | 80 | 40 | 0 | 0 | 80 | 40 | 0 | 0 | 8 | 4 | 0 | 0 | 0 | 0 | 0 | 0.5 | 0.5 | 0.5 | 0.5 | 0.5 | 0.5 | 0.5 | 0.5 | 0.5 | 0.5 | 0.5 | 0.5 | 0.5 | 0.5 | 0.5 | 0.5 | 0 | 0 | 0 |  | 64 | 32 | 0 | 0 | 64 | 32 | 0 | 0 | 6.4 | 3.2 | 0 | 0 | 0 | 0 | 0 | 0.4 | 0.4 | 0.4 | 0.4 | 0.4 | 0.4 | 0.4 | 0.4 | 0.4 | 0.4 | 0.4 | 0.4 | 0.4 | 0.4 | 0.4 | 0.4 | 0 | 0 | 0
2012 | 20 | 12 | 8 | 4 |  |  | Grocery - Refrigerated (Food Preparation) | Grocery - Refrigerated (Food Preparation) | Grocery | Refrigerated (Food Preparation) | Grocery - Refrigerated (Food Preparation) |  | Grocery | Grocery - Refrigerated (Food Preparation) | Grocery Prep | all | Open | 251 | 251 | 0.02536 | 2.9919 | 2.9919 | 1.4128 | 1.4128 | 1.3297 | 1.3297 | 1.3297 | 0.075874 | 0.075874 | 0.035829 | 0.035829 | 0.033722 | 0.033722 | 0.033722 | 228.5329 | 228.5329 | 107.9183 | 107.9183 | 101.5702 | 101.5702 | 101.5702 | 0.037937 | 0.037937 | 0.017915 | 0.017915 | 0.016861 | 0.016861 | 0.016861 | 4380 | 4380 | 4380 | 4380 | 4380 | 4380 | 4380 | 0 | 0 | 0 | 0 | 0 | 0 | 0 | 0.5 | 0.5 | 0.5 | 0.5 | 0.5 | 0.5 | 0.5 | 0 | 0 | 0 | 0 | 0 | 0 | 0 | 0.17479 | 0.17479 | 0.082541 | 0.082541 | 0.077685 | 0.077685 | 0.077685 | 0.0044327 | 0.0044327 | 0.0020932 | 0.0020932 | 0.0019701 | 0.0019701 | 0.0019701 | 10.6811 | 10.6811 | 5.0439 | 5.0439 | 4.7472 | 4.7472 | 4.7472 | 0.0017731 | 0.0017731 | 0.00083729 | 0.00083729 | 0.00078804 | 0.00078804 | 0.00078804 | 3504 | 3504 | 3504 | 3504 | 3504 | 3504 | 3504 | 0 | 0 | 0 | 0 | 0 | 0 | 0 | 0.4 | 0.4 | 0.4 | 0.4 | 0.4 | 0.4 | 0.4 | 0 | 0 | 0 | 0 | 0 | 0 | 0 | Grocery Prep ILit all | Grocery Prep ILit all | 3512 | 50 | 50 | Grocery Prep ILit2 all | Grocery Prep ILit all | Grocery Prep ILit all | 3512 | 40 | 40 | 3512 | 12 | 0.5 | 0.5 | 0.5 | 0.5 | 0.5 | 0.5 | 0.5 | 0.5 | 0.5 | 0.5 | 0.5 | 0.5 | 0.5 | 0.5 | 0.5 | 0.5 | 0.5 | 0.5 | 0.5 | 0.5 | 0.5 | 0.5 | 0.5 | 0.5 | 0.5 | 9.6 | 0.4 | 0.4 | 0.4 | 0.4 | 0.4 | 0.4 | 0.4 | 0.4 | 0.4 | 0.4 | 0.4 | 0.4 | 0.4 | 0.4 | 0.4 | 0.4 | 0.4 | 0.4 | 0.4 | 0.4 | 0.4 | 0.4 | 0.4 | 0.4 | 0.4 | 0 | 0 | 0 | 0 | 0 | 0 | 0 | 0 | 0 | 0 | 0 | 0 | 0 | 0 | 0 | 0 | 0 | 0 | 0 | 0 | 0 | 0 | 0 | 0 | 0 | 0 | 0 | 0 | 0 | 0 | 0 | 0 | 0 | 0 | 0 | 0 | 0 | 0 | 0 | 0 | 0 | 0 | 0 | 0 | 0 | 0 | 0 | 0 | 16 | 0.29 | 0.41 | 0.14 | 0.16 | 0.41429 | 0.050606 | 0.0038397 | 0.0038397 | 0.0018132 | 0.0018132 | 0.0017065 | 0.0017065 | 0.0017065 |  | 0.020874 | 0.020874 | 0.018995 | 0.020065 | 0.02001 | 0.017312 | 0.021015 | Grocery - Refrigerated (Food Preparation) - all | 16 | 6 | 22 | 2008 | 1004 | 2008 | 1004 | 0 | 0 | 8 | 4 | 0 | 0 | 0 | 0 | 0 | 0 | 0 | 0.5 | 0.5 | 0.5 | 0.5 | 0.5 | 0.5 | 0.5 | 0.5 | 0.5 | 0.5 | 0.5 | 0.5 | 0.5 | 0.5 | 0.5 | 0.5 | 0 | 0 | 0 |  | 1606.4 | 803.2 | 1606.4 | 803.2 | 0 | 0 | 6.4 | 3.2 | 0 | 0 | 0 | 0 | 0 | 0 | 0 | 0.4 | 0.4 | 0.4 | 0.4 | 0.4 | 0.4 | 0.4 | 0.4 | 0.4 | 0.4 | 0.4 | 0.4 | 0.4 | 0.4 | 0.4 | 0.4 | 0 | 0 | 0
2013 | 20 | 13 | 5 | 1 |  |  |  |  | Grocery | Refrigerated (Walk-in Cooler) | Grocery - Refrigerated (Walk-in Cooler) |  | Grocery | Grocery - Refrigerated (Walk-in Cooler) | Grocery Refrig | Sat | Open | 52 | 52 | 0.0312 | 0.66486 | 0.66486 | 0.49865 | 0.49865 | 0.49865 | 0.49865 | 0.58175 | 0 | 0 | 0 | 0 | 0 | 0 | 0 | 12.9441 | 12.9441 | 9.7081 | 9.7081 | 9.7081 | 9.7081 | 11.3261 | 0 | 0 | 0 | 0 | 0 | 0 | 0 | 0 | 0 | 0 | 0 | 0 | 0 | 0 | 0 | 0 | 0 | 0 | 0 | 0 | 0 | 0 | 0 | 0 | 0 | 0 | 0 | 0 | 0 | 0 | 0 | 0 | 0 | 0 | 0 | 0.038843 | 0.038843 | 0.029132 | 0.029132 | 0.029132 | 0.029132 | 0.033987 | 0 | 0 | 0 | 0 | 0 | 0 | 0 | 0.60498 | 0.60498 | 0.45373 | 0.45373 | 0.45373 | 0.45373 | 0.52935 | 0 | 0 | 0 | 0 | 0 | 0 | 0 | 0 | 0 | 0 | 0 | 0 | 0 | 0 | 0 | 0 | 0 | 0 | 0 | 0 | 0 | 0 | 0 | 0 | 0 | 0 | 0 | 0 | 0 | 0 | 0 | 0 | 0 | 0 | 0 | Grocery Refrig ILit Sat | Grocery Refrig ILit all | 3506 | 50 | 50 | Grocery Refrig ILit2 Sat | Grocery Refrig ILit Sat | Grocery Refrig ILit all | 3506 | 40 | 40 | 3506 | 12 | 0.5 | 0.5 | 0.5 | 0.5 | 0.5 | 0.5 | 0.5 | 0.5 | 0.5 | 0.5 | 0.5 | 0.5 | 0.5 | 0.5 | 0.5 | 0.5 | 0.5 | 0.5 | 0.5 | 0.5 | 0.5 | 0.5 | 0.5 | 0.5 | 0.5 | 9.6 | 0.4 | 0.4 | 0.4 | 0.4 | 0.4 | 0.4 | 0.4 | 0.4 | 0.4 | 0.4 | 0.4 | 0.4 | 0.4 | 0.4 | 0.4 | 0.4 | 0.4 | 0.4 | 0.4 | 0.4 | 0.4 | 0.4 | 0.4 | 0.4 | 0.4 | 0 | 0 | 0 | 0 | 0 | 0 | 0 | 0 | 0 | 0 | 0 | 0 | 0 | 0 | 0 | 0 | 0 | 0 | 0 | 0 | 0 | 0 | 0 | 0 | 0 | 0 | 0 | 0 | 0 | 0 | 0 | 0 | 0 | 0 | 0 | 0 | 0 | 0 | 0 | 0 | 0 | 0 | 0 | 0 | 0 | 0 | 0 | 0 | 16 | 0.29 | 0.41 | 0.14 | 0.16 | 0.41429 | 0 | 0 | 0 | 0 | 0 | 0 | 0 | 0 |  | 0.020874 | 0.020874 | 0.018995 | 0.020065 | 0.02001 | 0.017312 | 0.021015 | Grocery - Refrigerated (Walk-in Cooler) - Sat | 10 | 6 | 22 | 416 | 208 | 0 | 0 | 416 | 208 | 0 | 0 | 8 | 4 | 0 | 0 | 0 | 0 | 0 | 0.5 | 0.5 | 0.5 | 0.5 | 0.5 | 0.5 | 0.5 | 0.5 | 0.5 | 0.5 | 0.5 | 0.5 | 0.5 | 0.5 | 0.5 | 0.5 | 0 | 0 | 0 |  | 332.8 | 166.4 | 0 | 0 | 332.8 | 166.4 | 0 | 0 | 6.4 | 3.2 | 0 | 0 | 0 | 0 | 0 | 0.4 | 0.4 | 0.4 | 0.4 | 0.4 | 0.4 | 0.4 | 0.4 | 0.4 | 0.4 | 0.4 | 0.4 | 0.4 | 0.4 | 0.4 | 0.4 | 0 | 0 | 0
2014 | 20 | 14 | 6 | 2 |  |  |  |  | Grocery | Refrigerated (Walk-in Cooler) | Grocery - Refrigerated (Walk-in Cooler) |  | Grocery | Grocery - Refrigerated (Walk-in Cooler) | Grocery Refrig | Sun | Open | 52 | 52 | 0.0312 | 0.66486 | 0.66486 | 0.49865 | 0.49865 | 0.49865 | 0.49865 | 0.58175 | 0 | 0 | 0 | 0 | 0 | 0 | 0 | 12.9441 | 12.9441 | 9.7081 | 9.7081 | 9.7081 | 9.7081 | 11.3261 | 0 | 0 | 0 | 0 | 0 | 0 | 0 | 0 | 0 | 0 | 0 | 0 | 0 | 0 | 0 | 0 | 0 | 0 | 0 | 0 | 0 | 0 | 0 | 0 | 0 | 0 | 0 | 0 | 0 | 0 | 0 | 0 | 0 | 0 | 0 | 0.038843 | 0.038843 | 0.029132 | 0.029132 | 0.029132 | 0.029132 | 0.033987 | 0 | 0 | 0 | 0 | 0 | 0 | 0 | 0.60498 | 0.60498 | 0.45373 | 0.45373 | 0.45373 | 0.45373 | 0.52935 | 0 | 0 | 0 | 0 | 0 | 0 | 0 | 0 | 0 | 0 | 0 | 0 | 0 | 0 | 0 | 0 | 0 | 0 | 0 | 0 | 0 | 0 | 0 | 0 | 0 | 0 | 0 | 0 | 0 | 0 | 0 | 0 | 0 | 0 | 0 | Grocery Refrig ILit Sun | Grocery Refrig ILit all | 3506 | 50 | 50 | Grocery Refrig ILit2 Sun | Grocery Refrig ILit Sun | Grocery Refrig ILit all | 3506 | 40 | 40 | 3506 | 12 | 0.5 | 0.5 | 0.5 | 0.5 | 0.5 | 0.5 | 0.5 | 0.5 | 0.5 | 0.5 | 0.5 | 0.5 | 0.5 | 0.5 | 0.5 | 0.5 | 0.5 | 0.5 | 0.5 | 0.5 | 0.5 | 0.5 | 0.5 | 0.5 | 0.5 | 9.6 | 0.4 | 0.4 | 0.4 | 0.4 | 0.4 | 0.4 | 0.4 | 0.4 | 0.4 | 0.4 | 0.4 | 0.4 | 0.4 | 0.4 | 0.4 | 0.4 | 0.4 | 0.4 | 0.4 | 0.4 | 0.4 | 0.4 | 0.4 | 0.4 | 0.4 | 0 | 0 | 0 | 0 | 0 | 0 | 0 | 0 | 0 | 0 | 0 | 0 | 0 | 0 | 0 | 0 | 0 | 0 | 0 | 0 | 0 | 0 | 0 | 0 | 0 | 0 | 0 | 0 | 0 | 0 | 0 | 0 | 0 | 0 | 0 | 0 | 0 | 0 | 0 | 0 | 0 | 0 | 0 | 0 | 0 | 0 | 0 | 0 | 16 | 0.29 | 0.41 | 0.14 | 0.16 | 0.41429 | 0 | 0 | 0 | 0 | 0 | 0 | 0 | 0 |  | 0.020874 | 0.020874 | 0.018995 | 0.020065 | 0.02001 | 0.017312 | 0.021015 | Grocery - Refrigerated (Walk-in Cooler) - Sun | 12 | 6 | 22 | 416 | 208 | 0 | 0 | 416 | 208 | 0 | 0 | 8 | 4 | 0 | 0 | 0 | 0 | 0 | 0.5 | 0.5 | 0.5 | 0.5 | 0.5 | 0.5 | 0.5 | 0.5 | 0.5 | 0.5 | 0.5 | 0.5 | 0.5 | 0.5 | 0.5 | 0.5 | 0 | 0 | 0 |  | 332.8 | 166.4 | 0 | 0 | 332.8 | 166.4 | 0 | 0 | 6.4 | 3.2 | 0 | 0 | 0 | 0 | 0 | 0.4 | 0.4 | 0.4 | 0.4 | 0.4 | 0.4 | 0.4 | 0.4 | 0.4 | 0.4 | 0.4 | 0.4 | 0.4 | 0.4 | 0.4 | 0.4 | 0 | 0 | 0
2015 | 20 | 15 | 7 | 3 |  |  |  |  | Grocery | Refrigerated (Walk-in Cooler) | Grocery - Refrigerated (Walk-in Cooler) |  | Grocery | Grocery - Refrigerated (Walk-in Cooler) | Grocery Refrig | Hol | Open | 10 | 10 | 0.0312 | 0.66486 | 0.66486 | 0.49865 | 0.49865 | 0.49865 | 0.49865 | 0.58175 | 0 | 0 | 0 | 0 | 0 | 0 | 0 | 2.4892 | 2.4892 | 1.8669 | 1.8669 | 1.8669 | 1.8669 | 2.1781 | 0 | 0 | 0 | 0 | 0 | 0 | 0 | 0 | 0 | 0 | 0 | 0 | 0 | 0 | 0 | 0 | 0 | 0 | 0 | 0 | 0 | 0 | 0 | 0 | 0 | 0 | 0 | 0 | 0 | 0 | 0 | 0 | 0 | 0 | 0 | 0.038843 | 0.038843 | 0.029132 | 0.029132 | 0.029132 | 0.029132 | 0.033987 | 0 | 0 | 0 | 0 | 0 | 0 | 0 | 0.11634 | 0.11634 | 0.087256 | 0.087256 | 0.087256 | 0.087256 | 0.1018 | 0 | 0 | 0 | 0 | 0 | 0 | 0 | 0 | 0 | 0 | 0 | 0 | 0 | 0 | 0 | 0 | 0 | 0 | 0 | 0 | 0 | 0 | 0 | 0 | 0 | 0 | 0 | 0 | 0 | 0 | 0 | 0 | 0 | 0 | 0 | Grocery Refrig ILit Hol | Grocery Refrig ILit all | 3506 | 50 | 50 | Grocery Refrig ILit2 Hol | Grocery Refrig ILit Hol | Grocery Refrig ILit all | 3506 | 40 | 40 | 3506 | 12 | 0.5 | 0.5 | 0.5 | 0.5 | 0.5 | 0.5 | 0.5 | 0.5 | 0.5 | 0.5 | 0.5 | 0.5 | 0.5 | 0.5 | 0.5 | 0.5 | 0.5 | 0.5 | 0.5 | 0.5 | 0.5 | 0.5 | 0.5 | 0.5 | 0.5 | 9.6 | 0.4 | 0.4 | 0.4 | 0.4 | 0.4 | 0.4 | 0.4 | 0.4 | 0.4 | 0.4 | 0.4 | 0.4 | 0.4 | 0.4 | 0.4 | 0.4 | 0.4 | 0.4 | 0.4 | 0.4 | 0.4 | 0.4 | 0.4 | 0.4 | 0.4 | 0 | 0 | 0 | 0 | 0 | 0 | 0 | 0 | 0 | 0 | 0 | 0 | 0 | 0 | 0 | 0 | 0 | 0 | 0 | 0 | 0 | 0 | 0 | 0 | 0 | 0 | 0 | 0 | 0 | 0 | 0 | 0 | 0 | 0 | 0 | 0 | 0 | 0 | 0 | 0 | 0 | 0 | 0 | 0 | 0 | 0 | 0 | 0 | 16 | 0.29 | 0.41 | 0.14 | 0.16 | 0.41429 | 0 | 0 | 0 | 0 | 0 | 0 | 0 | 0 |  | 0.020874 | 0.020874 | 0.018995 | 0.020065 | 0.02001 | 0.017312 | 0.021015 | Grocery - Refrigerated (Walk-in Cooler) - Hol | 14 | 6 | 22 | 80 | 40 | 0 | 0 | 80 | 40 | 0 | 0 | 8 | 4 | 0 | 0 | 0 | 0 | 0 | 0.5 | 0.5 | 0.5 | 0.5 | 0.5 | 0.5 | 0.5 | 0.5 | 0.5 | 0.5 | 0.5 | 0.5 | 0.5 | 0.5 | 0.5 | 0.5 | 0 | 0 | 0 |  | 64 | 32 | 0 | 0 | 64 | 32 | 0 | 0 | 6.4 | 3.2 | 0 | 0 | 0 | 0 | 0 | 0.4 | 0.4 | 0.4 | 0.4 | 0.4 | 0.4 | 0.4 | 0.4 | 0.4 | 0.4 | 0.4 | 0.4 | 0.4 | 0.4 | 0.4 | 0.4 | 0 | 0 | 0
2016 | 20 | 16 | 8 | 4 |  |  | Grocery - Refrigerated (Walk-in Cooler) | Grocery - Refrigerated (Walk-in Cooler) | Grocery | Refrigerated (Walk-in Cooler) | Grocery - Refrigerated (Walk-in Cooler) |  | Grocery | Grocery - Refrigerated (Walk-in Cooler) | Grocery Refrig | all | Open | 251 | 251 | 0.0312 | 0.66486 | 0.66486 | 0.49865 | 0.49865 | 0.49865 | 0.49865 | 0.58175 | 0.020744 | 0.020744 | 0.015558 | 0.015558 | 0.015558 | 0.015558 | 0.018151 | 62.4801 | 62.4801 | 46.8601 | 46.8601 | 46.8601 | 46.8601 | 54.6701 | 0.010372 | 0.010372 | 0.0077789 | 0.0077789 | 0.0077789 | 0.0077789 | 0.0090754 | 4380 | 4380 | 4380 | 4380 | 4380 | 4380 | 4380 | 0 | 0 | 0 | 0 | 0 | 0 | 0 | 0.5 | 0.5 | 0.5 | 0.5 | 0.5 | 0.5 | 0.5 | 0 | 0 | 0 | 0 | 0 | 0 | 0 | 0.038843 | 0.038843 | 0.029132 | 0.029132 | 0.029132 | 0.029132 | 0.033987 | 0.0012119 | 0.0012119 | 0.00090892 | 0.00090892 | 0.00090892 | 0.00090892 | 0.0010604 | 2.9202 | 2.9202 | 2.1901 | 2.1901 | 2.1901 | 2.1901 | 2.5552 | 0.00048476 | 0.00048476 | 0.00036357 | 0.00036357 | 0.00036357 | 0.00036357 | 0.00042416 | 3504 | 3504 | 3504 | 3504 | 3504 | 3504 | 3504 | 0 | 0 | 0 | 0 | 0 | 0 | 0 | 0.4 | 0.4 | 0.4 | 0.4 | 0.4 | 0.4 | 0.4 | 0 | 0 | 0 | 0 | 0 | 0 | 0 | Grocery Refrig ILit all | Grocery Refrig ILit all | 3505 | 50 | 50 | Grocery Refrig ILit2 all | Grocery Refrig ILit all | Grocery Refrig ILit all | 3505 | 40 | 40 | 3505 | 12 | 0.5 | 0.5 | 0.5 | 0.5 | 0.5 | 0.5 | 0.5 | 0.5 | 0.5 | 0.5 | 0.5 | 0.5 | 0.5 | 0.5 | 0.5 | 0.5 | 0.5 | 0.5 | 0.5 | 0.5 | 0.5 | 0.5 | 0.5 | 0.5 | 0.5 | 9.6 | 0.4 | 0.4 | 0.4 | 0.4 | 0.4 | 0.4 | 0.4 | 0.4 | 0.4 | 0.4 | 0.4 | 0.4 | 0.4 | 0.4 | 0.4 | 0.4 | 0.4 | 0.4 | 0.4 | 0.4 | 0.4 | 0.4 | 0.4 | 0.4 | 0.4 | 0 | 0 | 0 | 0 | 0 | 0 | 0 | 0 | 0 | 0 | 0 | 0 | 0 | 0 | 0 | 0 | 0 | 0 | 0 | 0 | 0 | 0 | 0 | 0 | 0 | 0 | 0 | 0 | 0 | 0 | 0 | 0 | 0 | 0 | 0 | 0 | 0 | 0 | 0 | 0 | 0 | 0 | 0 | 0 | 0 | 0 | 0 | 0 | 16 | 0.29 | 0.41 | 0.14 | 0.16 | 0.41429 | 0.050606 | 0.0010497 | 0.0010497 | 0.00078731 | 0.00078731 | 0.00078731 | 0.00078731 | 0.00091853 |  | 0.020874 | 0.020874 | 0.018995 | 0.020065 | 0.02001 | 0.017312 | 0.021015 | Grocery - Refrigerated (Walk-in Cooler) - all | 16 | 6 | 22 | 2008 | 1004 | 2008 | 1004 | 0 | 0 | 8 | 4 | 0 | 0 | 0 | 0 | 0 | 0 | 0 | 0.5 | 0.5 | 0.5 | 0.5 | 0.5 | 0.5 | 0.5 | 0.5 | 0.5 | 0.5 | 0.5 | 0.5 | 0.5 | 0.5 | 0.5 | 0.5 | 0 | 0 | 0 |  | 1606.4 | 803.2 | 1606.4 | 803.2 | 0 | 0 | 6.4 | 3.2 | 0 | 0 | 0 | 0 | 0 | 0 | 0 | 0.4 | 0.4 | 0.4 | 0.4 | 0.4 | 0.4 | 0.4 | 0.4 | 0.4 | 0.4 | 0.4 | 0.4 | 0.4 | 0.4 | 0.4 | 0.4 | 0 | 0 | 0
2017 | 20 | 17 | 5 | 1 |  |  |  |  | Grocery | Refrigerated (Walk-in Freezer) | Grocery - Refrigerated (Walk-in Freezer) |  | Grocery | Grocery - Refrigerated (Walk-in Freezer) | Grocery Refrig | Sat | Open | 52 | 52 | 0.01624 | 0.66486 | 0.66486 | 0.49865 | 0.49865 | 0.49865 | 0.49865 | 0.58175 | 0 | 0 | 0 | 0 | 0 | 0 | 0 | 6.7376 | 6.7376 | 5.0532 | 5.0532 | 5.0532 | 5.0532 | 5.8954 | 0 | 0 | 0 | 0 | 0 | 0 | 0 | 0 | 0 | 0 | 0 | 0 | 0 | 0 | 0 | 0 | 0 | 0 | 0 | 0 | 0 | 0 | 0 | 0 | 0 | 0 | 0 | 0 | 0 | 0 | 0 | 0 | 0 | 0 | 0 | 0.038843 | 0.038843 | 0.029132 | 0.029132 | 0.029132 | 0.029132 | 0.033987 | 0 | 0 | 0 | 0 | 0 | 0 | 0 | 0.3149 | 0.3149 | 0.23617 | 0.23617 | 0.23617 | 0.23617 | 0.27554 | 0 | 0 | 0 | 0 | 0 | 0 | 0 | 0 | 0 | 0 | 0 | 0 | 0 | 0 | 0 | 0 | 0 | 0 | 0 | 0 | 0 | 0 | 0 | 0 | 0 | 0 | 0 | 0 | 0 | 0 | 0 | 0 | 0 | 0 | 0 | Grocery Refrig ILit Sat | Grocery Refrig ILit all | 3506 | 50 | 50 | Grocery Refrig ILit2 Sat | Grocery Refrig ILit Sat | Grocery Refrig ILit all | 3506 | 40 | 40 | 3506 | 12 | 0.5 | 0.5 | 0.5 | 0.5 | 0.5 | 0.5 | 0.5 | 0.5 | 0.5 | 0.5 | 0.5 | 0.5 | 0.5 | 0.5 | 0.5 | 0.5 | 0.5 | 0.5 | 0.5 | 0.5 | 0.5 | 0.5 | 0.5 | 0.5 | 0.5 | 9.6 | 0.4 | 0.4 | 0.4 | 0.4 | 0.4 | 0.4 | 0.4 | 0.4 | 0.4 | 0.4 | 0.4 | 0.4 | 0.4 | 0.4 | 0.4 | 0.4 | 0.4 | 0.4 | 0.4 | 0.4 | 0.4 | 0.4 | 0.4 | 0.4 | 0.4 | 0 | 0 | 0 | 0 | 0 | 0 | 0 | 0 | 0 | 0 | 0 | 0 | 0 | 0 | 0 | 0 | 0 | 0 | 0 | 0 | 0 | 0 | 0 | 0 | 0 | 0 | 0 | 0 | 0 | 0 | 0 | 0 | 0 | 0 | 0 | 0 | 0 | 0 | 0 | 0 | 0 | 0 | 0 | 0 | 0 | 0 | 0 | 0 | 16 | 0.29 | 0.41 | 0.14 | 0.16 | 0.41429 | 0 | 0 | 0 | 0 | 0 | 0 | 0 | 0 |  | 0.020874 | 0.020874 | 0.018995 | 0.020065 | 0.02001 | 0.017312 | 0.021015 | Grocery - Refrigerated (Walk-in Freezer) - Sat | 10 | 6 | 22 | 416 | 208 | 0 | 0 | 416 | 208 | 0 | 0 | 8 | 4 | 0 | 0 | 0 | 0 | 0 | 0.5 | 0.5 | 0.5 | 0.5 | 0.5 | 0.5 | 0.5 | 0.5 | 0.5 | 0.5 | 0.5 | 0.5 | 0.5 | 0.5 | 0.5 | 0.5 | 0 | 0 | 0 |  | 332.8 | 166.4 | 0 | 0 | 332.8 | 166.4 | 0 | 0 | 6.4 | 3.2 | 0 | 0 | 0 | 0 | 0 | 0.4 | 0.4 | 0.4 | 0.4 | 0.4 | 0.4 | 0.4 | 0.4 | 0.4 | 0.4 | 0.4 | 0.4 | 0.4 | 0.4 | 0.4 | 0.4 | 0 | 0 | 0
2018 | 20 | 18 | 6 | 2 |  |  |  |  | Grocery | Refrigerated (Walk-in Freezer) | Grocery - Refrigerated (Walk-in Freezer) |  | Grocery | Grocery - Refrigerated (Walk-in Freezer) | Grocery Refrig | Sun | Open | 52 | 52 | 0.01624 | 0.66486 | 0.66486 | 0.49865 | 0.49865 | 0.49865 | 0.49865 | 0.58175 | 0 | 0 | 0 | 0 | 0 | 0 | 0 | 6.7376 | 6.7376 | 5.0532 | 5.0532 | 5.0532 | 5.0532 | 5.8954 | 0 | 0 | 0 | 0 | 0 | 0 | 0 | 0 | 0 | 0 | 0 | 0 | 0 | 0 | 0 | 0 | 0 | 0 | 0 | 0 | 0 | 0 | 0 | 0 | 0 | 0 | 0 | 0 | 0 | 0 | 0 | 0 | 0 | 0 | 0 | 0.038843 | 0.038843 | 0.029132 | 0.029132 | 0.029132 | 0.029132 | 0.033987 | 0 | 0 | 0 | 0 | 0 | 0 | 0 | 0.3149 | 0.3149 | 0.23617 | 0.23617 | 0.23617 | 0.23617 | 0.27554 | 0 | 0 | 0 | 0 | 0 | 0 | 0 | 0 | 0 | 0 | 0 | 0 | 0 | 0 | 0 | 0 | 0 | 0 | 0 | 0 | 0 | 0 | 0 | 0 | 0 | 0 | 0 | 0 | 0 | 0 | 0 | 0 | 0 | 0 | 0 | Grocery Refrig ILit Sun | Grocery Refrig ILit all | 3506 | 50 | 50 | Grocery Refrig ILit2 Sun | Grocery Refrig ILit Sun | Grocery Refrig ILit all | 3506 | 40 | 40 | 3506 | 12 | 0.5 | 0.5 | 0.5 | 0.5 | 0.5 | 0.5 | 0.5 | 0.5 | 0.5 | 0.5 | 0.5 | 0.5 | 0.5 | 0.5 | 0.5 | 0.5 | 0.5 | 0.5 | 0.5 | 0.5 | 0.5 | 0.5 | 0.5 | 0.5 | 0.5 | 9.6 | 0.4 | 0.4 | 0.4 | 0.4 | 0.4 | 0.4 | 0.4 | 0.4 | 0.4 | 0.4 | 0.4 | 0.4 | 0.4 | 0.4 | 0.4 | 0.4 | 0.4 | 0.4 | 0.4 | 0.4 | 0.4 | 0.4 | 0.4 | 0.4 | 0.4 | 0 | 0 | 0 | 0 | 0 | 0 | 0 | 0 | 0 | 0 | 0 | 0 | 0 | 0 | 0 | 0 | 0 | 0 | 0 | 0 | 0 | 0 | 0 | 0 | 0 | 0 | 0 | 0 | 0 | 0 | 0 | 0 | 0 | 0 | 0 | 0 | 0 | 0 | 0 | 0 | 0 | 0 | 0 | 0 | 0 | 0 | 0 | 0 | 16 | 0.29 | 0.41 | 0.14 | 0.16 | 0.41429 | 0 | 0 | 0 | 0 | 0 | 0 | 0 | 0 |  | 0.020874 | 0.020874 | 0.018995 | 0.020065 | 0.02001 | 0.017312 | 0.021015 | Grocery - Refrigerated (Walk-in Freezer) - Sun | 12 | 6 | 22 | 416 | 208 | 0 | 0 | 416 | 208 | 0 | 0 | 8 | 4 | 0 | 0 | 0 | 0 | 0 | 0.5 | 0.5 | 0.5 | 0.5 | 0.5 | 0.5 | 0.5 | 0.5 | 0.5 | 0.5 | 0.5 | 0.5 | 0.5 | 0.5 | 0.5 | 0.5 | 0 | 0 | 0 |  | 332.8 | 166.4 | 0 | 0 | 332.8 | 166.4 | 0 | 0 | 6.4 | 3.2 | 0 | 0 | 0 | 0 | 0 | 0.4 | 0.4 | 0.4 | 0.4 | 0.4 | 0.4 | 0.4 | 0.4 | 0.4 | 0.4 | 0.4 | 0.4 | 0.4 | 0.4 | 0.4 | 0.4 | 0 | 0 | 0
2019 | 20 | 19 | 7 | 3 |  |  |  |  | Grocery | Refrigerated (Walk-in Freezer) | Grocery - Refrigerated (Walk-in Freezer) |  | Grocery | Grocery - Refrigerated (Walk-in Freezer) | Grocery Refrig | Hol | Open | 10 | 10 | 0.01624 | 0.66486 | 0.66486 | 0.49865 | 0.49865 | 0.49865 | 0.49865 | 0.58175 | 0 | 0 | 0 | 0 | 0 | 0 | 0 | 1.2957 | 1.2957 | 0.97176 | 0.97176 | 0.97176 | 0.97176 | 1.1337 | 0 | 0 | 0 | 0 | 0 | 0 | 0 | 0 | 0 | 0 | 0 | 0 | 0 | 0 | 0 | 0 | 0 | 0 | 0 | 0 | 0 | 0 | 0 | 0 | 0 | 0 | 0 | 0 | 0 | 0 | 0 | 0 | 0 | 0 | 0 | 0.038843 | 0.038843 | 0.029132 | 0.029132 | 0.029132 | 0.029132 | 0.033987 | 0 | 0 | 0 | 0 | 0 | 0 | 0 | 0.060557 | 0.060557 | 0.045418 | 0.045418 | 0.045418 | 0.045418 | 0.052988 | 0 | 0 | 0 | 0 | 0 | 0 | 0 | 0 | 0 | 0 | 0 | 0 | 0 | 0 | 0 | 0 | 0 | 0 | 0 | 0 | 0 | 0 | 0 | 0 | 0 | 0 | 0 | 0 | 0 | 0 | 0 | 0 | 0 | 0 | 0 | Grocery Refrig ILit Hol | Grocery Refrig ILit all | 3506 | 50 | 50 | Grocery Refrig ILit2 Hol | Grocery Refrig ILit Hol | Grocery Refrig ILit all | 3506 | 40 | 40 | 3506 | 12 | 0.5 | 0.5 | 0.5 | 0.5 | 0.5 | 0.5 | 0.5 | 0.5 | 0.5 | 0.5 | 0.5 | 0.5 | 0.5 | 0.5 | 0.5 | 0.5 | 0.5 | 0.5 | 0.5 | 0.5 | 0.5 | 0.5 | 0.5 | 0.5 | 0.5 | 9.6 | 0.4 | 0.4 | 0.4 | 0.4 | 0.4 | 0.4 | 0.4 | 0.4 | 0.4 | 0.4 | 0.4 | 0.4 | 0.4 | 0.4 | 0.4 | 0.4 | 0.4 | 0.4 | 0.4 | 0.4 | 0.4 | 0.4 | 0.4 | 0.4 | 0.4 | 0 | 0 | 0 | 0 | 0 | 0 | 0 | 0 | 0 | 0 | 0 | 0 | 0 | 0 | 0 | 0 | 0 | 0 | 0 | 0 | 0 | 0 | 0 | 0 | 0 | 0 | 0 | 0 | 0 | 0 | 0 | 0 | 0 | 0 | 0 | 0 | 0 | 0 | 0 | 0 | 0 | 0 | 0 | 0 | 0 | 0 | 0 | 0 | 16 | 0.29 | 0.41 | 0.14 | 0.16 | 0.41429 | 0 | 0 | 0 | 0 | 0 | 0 | 0 | 0 |  | 0.020874 | 0.020874 | 0.018995 | 0.020065 | 0.02001 | 0.017312 | 0.021015 | Grocery - Refrigerated (Walk-in Freezer) - Hol | 14 | 6 | 22 | 80 | 40 | 0 | 0 | 80 | 40 | 0 | 0 | 8 | 4 | 0 | 0 | 0 | 0 | 0 | 0.5 | 0.5 | 0.5 | 0.5 | 0.5 | 0.5 | 0.5 | 0.5 | 0.5 | 0.5 | 0.5 | 0.5 | 0.5 | 0.5 | 0.5 | 0.5 | 0 | 0 | 0 |  | 64 | 32 | 0 | 0 | 64 | 32 | 0 | 0 | 6.4 | 3.2 | 0 | 0 | 0 | 0 | 0 | 0.4 | 0.4 | 0.4 | 0.4 | 0.4 | 0.4 | 0.4 | 0.4 | 0.4 | 0.4 | 0.4 | 0.4 | 0.4 | 0.4 | 0.4 | 0.4 | 0 | 0 | 0
2020 | 20 | 20 | 8 | 4 |  |  | Grocery - Refrigerated (Walk-in Freezer) | Grocery - Refrigerated (Walk-in Freezer) | Grocery | Refrigerated (Walk-in Freezer) | Grocery - Refrigerated (Walk-in Freezer) |  | Grocery | Grocery - Refrigerated (Walk-in Freezer) | Grocery Refrig | all | Open | 251 | 251 | 0.01624 | 0.66486 | 0.66486 | 0.49865 | 0.49865 | 0.49865 | 0.49865 | 0.58175 | 0.010797 | 0.010797 | 0.008098 | 0.008098 | 0.008098 | 0.008098 | 0.0094477 | 32.5217 | 32.5217 | 24.3913 | 24.3913 | 24.3913 | 24.3913 | 28.4565 | 0.0053987 | 0.0053987 | 0.004049 | 0.004049 | 0.004049 | 0.004049 | 0.0047238 | 4380 | 4380 | 4380 | 4380 | 4380 | 4380 | 4380 | 0 | 0 | 0 | 0 | 0 | 0 | 0 | 0.5 | 0.5 | 0.5 | 0.5 | 0.5 | 0.5 | 0.5 | 0 | 0 | 0 | 0 | 0 | 0 | 0 | 0.038843 | 0.038843 | 0.029132 | 0.029132 | 0.029132 | 0.029132 | 0.033987 | 0.00063081 | 0.00063081 | 0.0004731 | 0.0004731 | 0.0004731 | 0.0004731 | 0.00055196 | 1.52 | 1.52 | 1.14 | 1.14 | 1.14 | 1.14 | 1.33 | 0.00025232 | 0.00025232 | 0.00018924 | 0.00018924 | 0.00018924 | 0.00018924 | 0.00022078 | 3504 | 3504 | 3504 | 3504 | 3504 | 3504 | 3504 | 0 | 0 | 0 | 0 | 0 | 0 | 0 | 0.4 | 0.4 | 0.4 | 0.4 | 0.4 | 0.4 | 0.4 | 0 | 0 | 0 | 0 | 0 | 0 | 0 | Grocery Refrig ILit all | Grocery Refrig ILit all | 3505 | 50 | 50 | Grocery Refrig ILit2 all | Grocery Refrig ILit all | Grocery Refrig ILit all | 3505 | 40 | 40 | 3505 | 12 | 0.5 | 0.5 | 0.5 | 0.5 | 0.5 | 0.5 | 0.5 | 0.5 | 0.5 | 0.5 | 0.5 | 0.5 | 0.5 | 0.5 | 0.5 | 0.5 | 0.5 | 0.5 | 0.5 | 0.5 | 0.5 | 0.5 | 0.5 | 0.5 | 0.5 | 9.6 | 0.4 | 0.4 | 0.4 | 0.4 | 0.4 | 0.4 | 0.4 | 0.4 | 0.4 | 0.4 | 0.4 | 0.4 | 0.4 | 0.4 | 0.4 | 0.4 | 0.4 | 0.4 | 0.4 | 0.4 | 0.4 | 0.4 | 0.4 | 0.4 | 0.4 | 0 | 0 | 0 | 0 | 0 | 0 | 0 | 0 | 0 | 0 | 0 | 0 | 0 | 0 | 0 | 0 | 0 | 0 | 0 | 0 | 0 | 0 | 0 | 0 | 0 | 0 | 0 | 0 | 0 | 0 | 0 | 0 | 0 | 0 | 0 | 0 | 0 | 0 | 0 | 0 | 0 | 0 | 0 | 0 | 0 | 0 | 0 | 0 | 16 | 0.29 | 0.41 | 0.14 | 0.16 | 0.41429 | 0.050606 | 0.00054641 | 0.00054641 | 0.00040981 | 0.00040981 | 0.00040981 | 0.00040981 | 0.00047811 |  | 0.020874 | 0.020874 | 0.018995 | 0.020065 | 0.02001 | 0.017312 | 0.021015 | Grocery - Refrigerated (Walk-in Freezer) - all | 16 | 6 | 22 | 2008 | 1004 | 2008 | 1004 | 0 | 0 | 8 | 4 | 0 | 0 | 0 | 0 | 0 | 0 | 0 | 0.5 | 0.5 | 0.5 | 0.5 | 0.5 | 0.5 | 0.5 | 0.5 | 0.5 | 0.5 | 0.5 | 0.5 | 0.5 | 0.5 | 0.5 | 0.5 | 0 | 0 | 0 |  | 1606.4 | 803.2 | 1606.4 | 803.2 | 0 | 0 | 6.4 | 3.2 | 0 | 0 | 0 | 0 | 0 | 0 | 0 | 0.4 | 0.4 | 0.4 | 0.4 | 0.4 | 0.4 | 0.4 | 0.4 | 0.4 | 0.4 | 0.4 | 0.4 | 0.4 | 0.4 | 0.4 | 0.4 | 0 | 0 | 0
2021 | 20 | 21 | 5 | 1 |  |  |  |  | Grocery | Retail Sales, Grocery | Grocery - Retail Sales, Grocery |  | Grocery | Grocery - Retail Sales, Grocery | Grocery Sales | Sat | Open | 52 | 52 | 0.8 | 1.3297 | 1.3297 | 1.3297 | 1.2466 | 1.2466 | 1.2466 | 0.99729 | 0 | 0 | 0 | 0 | 0 | 0 | 0 | 752.3055 | 752.3055 | 752.3055 | 705.2864 | 705.2864 | 705.2864 | 564.2291 | 0 | 0 | 0 | 0 | 0 | 0 | 0 | 0 | 0 | 0 | 0 | 0 | 0 | 0 | 0 | 0 | 0 | 0 | 0 | 0 | 0 | 0 | 0 | 0 | 0 | 0 | 0 | 0 | 0 | 0 | 0 | 0 | 0 | 0 | 0 | 0.077685 | 0.077685 | 0.077685 | 0.07283 | 0.07283 | 0.07283 | 0.058264 | 0 | 0 | 0 | 0 | 0 | 0 | 0 | 34.9025 | 34.9025 | 34.9025 | 32.7211 | 32.7211 | 32.7211 | 26.1769 | 0 | 0 | 0 | 0 | 0 | 0 | 0 | 0 | 0 | 0 | 0 | 0 | 0 | 0 | 0 | 0 | 0 | 0 | 0 | 0 | 0 | 0 | 0 | 0 | 0 | 0 | 0 | 0 | 0 | 0 | 0 | 0 | 0 | 0 | 0 | Grocery Sales ILit Sat | Grocery Sales ILit all | 3485 | 30 | 70 | Grocery Sales ILit2 Sat | Grocery Sales ILit Sat | Grocery Sales ILit all | 3485 | 35 | 50 | 3485 | 13.6 | 0.7 | 0.3 | 0.3 | 0.3 | 0.3 | 0.3 | 0.3 | 0.7 | 0.7 | 0.7 | 0.7 | 0.7 | 0.7 | 0.7 | 0.7 | 0.7 | 0.7 | 0.7 | 0.7 | 0.7 | 0.7 | 0.7 | 0.7 | 0.3 | 0.3 | 10.8 | 0.5 | 0.35 | 0.35 | 0.35 | 0.35 | 0.35 | 0.35 | 0.5 | 0.5 | 0.5 | 0.5 | 0.5 | 0.5 | 0.5 | 0.5 | 0.5 | 0.5 | 0.5 | 0.5 | 0.5 | 0.5 | 0.5 | 0.5 | 0.35 | 0.35 | 0 | 0 | 0 | 0 | 0 | 0 | 1 | 1 | 1 | 1 | 1 | 1 | 1 | 1 | 1 | 1 | 1 | 1 | 1 | 1 | 1 | 1 | 0 | 0 | 0 | 0 | 0 | 0 | 0 | 0 | 1 | 1 | 1 | 1 | 1 | 1 | 1 | 1 | 1 | 1 | 1 | 1 | 1 | 1 | 1 | 1 | 0 | 0 | 0 | 0 | 0 | 0 | 0 | 0 | 0 | 0 | 0 | 0 | 0 | 0 | 0 | 0 |  | 0.020874 | 0.020874 | 0.018995 | 0.020065 | 0.02001 | 0.017312 | 0.021015 | Grocery - Retail Sales, Grocery - Sat | 10 | 6 | 22 | 561.6 | 145.6 | 0 | 0 | 561.6 | 145.6 | 0 | 0 | 10.8 | 2.8 | 0 | 0 | 0 | 0 | 0 | 0.3 | 0.7 | 0.7 | 0.7 | 0.7 | 0.7 | 0.7 | 0.7 | 0.7 | 0.7 | 0.7 | 0.7 | 0.7 | 0.7 | 0.7 | 0.7 | 0 | 0 | 0 |  | 408.2 | 153.4 | 0 | 0 | 408.2 | 153.4 | 0 | 0 | 7.85 | 2.95 | 0 | 0 | 0 | 0 | 0 | 0.35 | 0.5 | 0.5 | 0.5 | 0.5 | 0.5 | 0.5 | 0.5 | 0.5 | 0.5 | 0.5 | 0.5 | 0.5 | 0.5 | 0.5 | 0.5 | 0 | 0 | 0
2022 | 20 | 22 | 6 | 2 |  |  |  |  | Grocery | Retail Sales, Grocery | Grocery - Retail Sales, Grocery |  | Grocery | Grocery - Retail Sales, Grocery | Grocery Sales | Sun | Open | 52 | 52 | 0.8 | 1.3297 | 1.3297 | 1.3297 | 1.2466 | 1.2466 | 1.2466 | 0.99729 | 0 | 0 | 0 | 0 | 0 | 0 | 0 | 752.3055 | 752.3055 | 752.3055 | 705.2864 | 705.2864 | 705.2864 | 564.2291 | 0 | 0 | 0 | 0 | 0 | 0 | 0 | 0 | 0 | 0 | 0 | 0 | 0 | 0 | 0 | 0 | 0 | 0 | 0 | 0 | 0 | 0 | 0 | 0 | 0 | 0 | 0 | 0 | 0 | 0 | 0 | 0 | 0 | 0 | 0 | 0.077685 | 0.077685 | 0.077685 | 0.07283 | 0.07283 | 0.07283 | 0.058264 | 0 | 0 | 0 | 0 | 0 | 0 | 0 | 34.9025 | 34.9025 | 34.9025 | 32.7211 | 32.7211 | 32.7211 | 26.1769 | 0 | 0 | 0 | 0 | 0 | 0 | 0 | 0 | 0 | 0 | 0 | 0 | 0 | 0 | 0 | 0 | 0 | 0 | 0 | 0 | 0 | 0 | 0 | 0 | 0 | 0 | 0 | 0 | 0 | 0 | 0 | 0 | 0 | 0 | 0 | Grocery Sales ILit Sun | Grocery Sales ILit all | 3485 | 30 | 70 | Grocery Sales ILit2 Sun | Grocery Sales ILit Sun | Grocery Sales ILit all | 3485 | 35 | 50 | 3485 | 13.6 | 0.7 | 0.3 | 0.3 | 0.3 | 0.3 | 0.3 | 0.3 | 0.7 | 0.7 | 0.7 | 0.7 | 0.7 | 0.7 | 0.7 | 0.7 | 0.7 | 0.7 | 0.7 | 0.7 | 0.7 | 0.7 | 0.7 | 0.7 | 0.3 | 0.3 | 10.8 | 0.5 | 0.35 | 0.35 | 0.35 | 0.35 | 0.35 | 0.35 | 0.5 | 0.5 | 0.5 | 0.5 | 0.5 | 0.5 | 0.5 | 0.5 | 0.5 | 0.5 | 0.5 | 0.5 | 0.5 | 0.5 | 0.5 | 0.5 | 0.35 | 0.35 | 0 | 0 | 0 | 0 | 0 | 0 | 1 | 1 | 1 | 1 | 1 | 1 | 1 | 1 | 1 | 1 | 1 | 1 | 1 | 1 | 1 | 1 | 0 | 0 | 0 | 0 | 0 | 0 | 0 | 0 | 1 | 1 | 1 | 1 | 1 | 1 | 1 | 1 | 1 | 1 | 1 | 1 | 1 | 1 | 1 | 1 | 0 | 0 | 0 | 0 | 0 | 0 | 0 | 0 | 0 | 0 | 0 | 0 | 0 | 0 | 0 | 0 |  | 0.020874 | 0.020874 | 0.018995 | 0.020065 | 0.02001 | 0.017312 | 0.021015 | Grocery - Retail Sales, Grocery - Sun | 12 | 6 | 22 | 561.6 | 145.6 | 0 | 0 | 561.6 | 145.6 | 0 | 0 | 10.8 | 2.8 | 0 | 0 | 0 | 0 | 0 | 0.3 | 0.7 | 0.7 | 0.7 | 0.7 | 0.7 | 0.7 | 0.7 | 0.7 | 0.7 | 0.7 | 0.7 | 0.7 | 0.7 | 0.7 | 0.7 | 0 | 0 | 0 |  | 408.2 | 153.4 | 0 | 0 | 408.2 | 153.4 | 0 | 0 | 7.85 | 2.95 | 0 | 0 | 0 | 0 | 0 | 0.35 | 0.5 | 0.5 | 0.5 | 0.5 | 0.5 | 0.5 | 0.5 | 0.5 | 0.5 | 0.5 | 0.5 | 0.5 | 0.5 | 0.5 | 0.5 | 0 | 0 | 0
2023 | 20 | 23 | 7 | 3 |  |  |  |  | Grocery | Retail Sales, Grocery | Grocery - Retail Sales, Grocery |  | Grocery | Grocery - Retail Sales, Grocery | Grocery Sales | Hol | Open | 10 | 10 | 0.8 | 1.3297 | 1.3297 | 1.3297 | 1.2466 | 1.2466 | 1.2466 | 0.99729 | 0 | 0 | 0 | 0 | 0 | 0 | 0 | 144.6741 | 144.6741 | 144.6741 | 135.632 | 135.632 | 135.632 | 108.5056 | 0 | 0 | 0 | 0 | 0 | 0 | 0 | 0 | 0 | 0 | 0 | 0 | 0 | 0 | 0 | 0 | 0 | 0 | 0 | 0 | 0 | 0 | 0 | 0 | 0 | 0 | 0 | 0 | 0 | 0 | 0 | 0 | 0 | 0 | 0 | 0.077685 | 0.077685 | 0.077685 | 0.07283 | 0.07283 | 0.07283 | 0.058264 | 0 | 0 | 0 | 0 | 0 | 0 | 0 | 6.712 | 6.712 | 6.712 | 6.2925 | 6.2925 | 6.2925 | 5.034 | 0 | 0 | 0 | 0 | 0 | 0 | 0 | 0 | 0 | 0 | 0 | 0 | 0 | 0 | 0 | 0 | 0 | 0 | 0 | 0 | 0 | 0 | 0 | 0 | 0 | 0 | 0 | 0 | 0 | 0 | 0 | 0 | 0 | 0 | 0 | Grocery Sales ILit Hol | Grocery Sales ILit all | 3485 | 30 | 70 | Grocery Sales ILit2 Hol | Grocery Sales ILit Hol | Grocery Sales ILit all | 3485 | 35 | 50 | 3485 | 13.6 | 0.7 | 0.3 | 0.3 | 0.3 | 0.3 | 0.3 | 0.3 | 0.7 | 0.7 | 0.7 | 0.7 | 0.7 | 0.7 | 0.7 | 0.7 | 0.7 | 0.7 | 0.7 | 0.7 | 0.7 | 0.7 | 0.7 | 0.7 | 0.3 | 0.3 | 10.8 | 0.5 | 0.35 | 0.35 | 0.35 | 0.35 | 0.35 | 0.35 | 0.5 | 0.5 | 0.5 | 0.5 | 0.5 | 0.5 | 0.5 | 0.5 | 0.5 | 0.5 | 0.5 | 0.5 | 0.5 | 0.5 | 0.5 | 0.5 | 0.35 | 0.35 | 0 | 0 | 0 | 0 | 0 | 0 | 1 | 1 | 1 | 1 | 1 | 1 | 1 | 1 | 1 | 1 | 1 | 1 | 1 | 1 | 1 | 1 | 0 | 0 | 0 | 0 | 0 | 0 | 0 | 0 | 1 | 1 | 1 | 1 | 1 | 1 | 1 | 1 | 1 | 1 | 1 | 1 | 1 | 1 | 1 | 1 | 0 | 0 | 0 | 0 | 0 | 0 | 0 | 0 | 0 | 0 | 0 | 0 | 0 | 0 | 0 | 0 |  | 0.020874 | 0.020874 | 0.018995 | 0.020065 | 0.02001 | 0.017312 | 0.021015 | Grocery - Retail Sales, Grocery - Hol | 14 | 6 | 22 | 108 | 28 | 0 | 0 | 108 | 28 | 0 | 0 | 10.8 | 2.8 | 0 | 0 | 0 | 0 | 0 | 0.3 | 0.7 | 0.7 | 0.7 | 0.7 | 0.7 | 0.7 | 0.7 | 0.7 | 0.7 | 0.7 | 0.7 | 0.7 | 0.7 | 0.7 | 0.7 | 0 | 0 | 0 |  | 78.5 | 29.5 | 0 | 0 | 78.5 | 29.5 | 0 | 0 | 7.85 | 2.95 | 0 | 0 | 0 | 0 | 0 | 0.35 | 0.5 | 0.5 | 0.5 | 0.5 | 0.5 | 0.5 | 0.5 | 0.5 | 0.5 | 0.5 | 0.5 | 0.5 | 0.5 | 0.5 | 0.5 | 0 | 0 | 0
2024 | 20 | 24 | 8 | 4 | Grocery | Grocery | Grocery - Retail Sales, Grocery | Grocery - Retail Sales, Grocery | Grocery | Retail Sales, Grocery | Grocery - Retail Sales, Grocery |  | Grocery | Grocery - Retail Sales, Grocery | Grocery Sales | all | Open | 251 | 251 | 0.8 | 1.3297 | 1.3297 | 1.3297 | 1.2466 | 1.2466 | 1.2466 | 0.99729 | 1.0638 | 1.0638 | 1.0638 | 0.99729 | 0.99729 | 0.99729 | 0.79784 | 3631.3206 | 3631.3206 | 3631.3206 | 3404.3631 | 3404.3631 | 3404.3631 | 2723.4904 | 0.74465 | 0.74465 | 0.74465 | 0.69811 | 0.69811 | 0.69811 | 0.55848 | 4964 | 4964 | 4964 | 4964 | 4964 | 4964 | 4964 | 4891.2791 | 4891.2791 | 4909.5529 | 4906.485 | 4907.4271 | 4912.1958 | 4899.3509 | 0.7 | 0.7 | 0.7 | 0.7 | 0.7 | 0.7 | 0.7 | 0.6837 | 0.6837 | 0.69046 | 0.68992 | 0.69026 | 0.69014 | 0.68733 | 0.077685 | 0.077685 | 0.077685 | 0.07283 | 0.07283 | 0.07283 | 0.058264 | 0.062148 | 0.062148 | 0.062148 | 0.058264 | 0.058264 | 0.058264 | 0.046611 | 168.4718 | 168.4718 | 168.4718 | 157.9423 | 157.9423 | 157.9423 | 126.3538 | 0.031074 | 0.031074 | 0.031074 | 0.029132 | 0.029132 | 0.029132 | 0.023306 | 3942 | 3942 | 3942 | 3942 | 3942 | 3942 | 3942 | 3881.1767 | 3881.1767 | 3894.5207 | 3891.8454 | 3892.5394 | 3897.3971 | 3886.6017 | 0.5 | 0.5 | 0.5 | 0.5 | 0.5 | 0.5 | 0.5 | 0.49185 | 0.49185 | 0.49523 | 0.49496 | 0.49513 | 0.49507 | 0.49366 | Grocery Sales ILit all | Grocery Sales ILit all | 3484 | 30 | 70 | Grocery Sales ILit2 all | Grocery Sales ILit all | Grocery Sales ILit all | 3484 | 35 | 50 | 3484 | 13.6 | 0.7 | 0.3 | 0.3 | 0.3 | 0.3 | 0.3 | 0.3 | 0.7 | 0.7 | 0.7 | 0.7 | 0.7 | 0.7 | 0.7 | 0.7 | 0.7 | 0.7 | 0.7 | 0.7 | 0.7 | 0.7 | 0.7 | 0.7 | 0.3 | 0.3 | 10.8 | 0.5 | 0.35 | 0.35 | 0.35 | 0.35 | 0.35 | 0.35 | 0.5 | 0.5 | 0.5 | 0.5 | 0.5 | 0.5 | 0.5 | 0.5 | 0.5 | 0.5 | 0.5 | 0.5 | 0.5 | 0.5 | 0.5 | 0.5 | 0.35 | 0.35 | 0 | 0 | 0 | 0 | 0 | 0 | 1 | 1 | 1 | 1 | 1 | 1 | 1 | 1 | 1 | 1 | 1 | 1 | 1 | 1 | 1 | 1 | 0 | 0 | 0 | 0 | 0 | 0 | 0 | 0 | 1 | 1 | 1 | 1 | 1 | 1 | 1 | 1 | 1 | 1 | 1 | 1 | 1 | 1 | 1 | 1 | 0 | 0 | 0 | 0 | 0 | 0 | 0 | 0 | 0 | 0 | 0 | 0 | 0 | 0 | 0 | 0 | Grocery | 0.020874 | 0.020874 | 0.018995 | 0.020065 | 0.02001 | 0.017312 | 0.021015 | Grocery - Retail Sales, Grocery - all | 16 | 6 | 22 | 2710.8 | 702.8 | 2710.8 | 702.8 | 0 | 0 | 10.8 | 2.8 | 0 | 0 | 0 | 0 | 0 | 0 | 0 | 0.3 | 0.7 | 0.7 | 0.7 | 0.7 | 0.7 | 0.7 | 0.7 | 0.7 | 0.7 | 0.7 | 0.7 | 0.7 | 0.7 | 0.7 | 0.7 | 0 | 0 | 0 |  | 1970.35 | 740.45 | 1970.35 | 740.45 | 0 | 0 | 7.85 | 2.95 | 0 | 0 | 0 | 0 | 0 | 0 | 0 | 0.35 | 0.5 | 0.5 | 0.5 | 0.5 | 0.5 | 0.5 | 0.5 | 0.5 | 0.5 | 0.5 | 0.5 | 0.5 | 0.5 | 0.5 | 0.5 | 0 | 0 | 0
2105 | 21 | 5 | 5 | 1 |  |  |  |  | Storage - Conditioned | Storage (Conditioned) | Storage - Conditioned - Storage (Conditioned) |  | Storage - Conditioned | Storage - Conditioned - Storage (Conditioned) | Storage (cond) All | Sat | Open | 52 | 52 | 1 | 0.58555 | 0.58555 | 0.43916 | 0.43916 | 0.43916 | 0.43916 | 0.43916 | 0 | 0 | 0 | 0 | 0 | 0 | 0 | 239.325 | 239.325 | 179.4937 | 179.4937 | 179.4937 | 179.4937 | 179.4937 | 0 | 0 | 0 | 0 | 0 | 0 | 0 | 0 | 0 | 0 | 0 | 0 | 0 | 0 | 0 | 0 | 0 | 0 | 0 | 0 | 0 | 0 | 0 | 0 | 0 | 0 | 0 | 0 | 0 | 0 | 0 | 0 | 0 | 0 | 0 | 0.20583 | 0.20583 | 0.15438 | 0.15438 | 0.15438 | 0.15438 | 0.15438 | 0 | 0 | 0 | 0 | 0 | 0 | 0 | 75.7796 | 75.7796 | 56.8347 | 56.8347 | 56.8347 | 56.8347 | 56.8347 | 0 | 0 | 0 | 0 | 0 | 0 | 0 | 0 | 0 | 0 | 0 | 0 | 0 | 0 | 0 | 0 | 0 | 0 | 0 | 0 | 0 | 0 | 0 | 0 | 0 | 0 | 0 | 0 | 0 | 0 | 0 | 0 | 0 | 0 | 0 | Storage (cond) All ILit Sat | Storage (cond) All ILit all | 3475 | 5.5 | 60 | Storage (cond) All ILit2 Sat | Storage (cond) All ILit Sat | Storage (cond) All ILit all | 3475 | 6.5 | 52.5 | 3475 | 7.86 | 0.6 | 0.055 | 0.055 | 0.055 | 0.055 | 0.055 | 0.055 | 0.6 | 0.6 | 0.6 | 0.6 | 0.6 | 0.6 | 0.6 | 0.6 | 0.6 | 0.6 | 0.6 | 0.6 | 0.055 | 0.055 | 0.055 | 0.055 | 0.055 | 0.055 | 7.08 | 0.525 | 0.065 | 0.065 | 0.065 | 0.065 | 0.065 | 0.065 | 0.525 | 0.525 | 0.525 | 0.525 | 0.525 | 0.525 | 0.525 | 0.525 | 0.525 | 0.525 | 0.525 | 0.525 | 0.065 | 0.065 | 0.065 | 0.065 | 0.065 | 0.065 | 0 | 0 | 0 | 0 | 0 | 0 | 1 | 1 | 1 | 1 | 1 | 1 | 1 | 1 | 1 | 1 | 1 | 1 | 0 | 0 | 0 | 0 | 0 | 0 | 0 | 0 | 0 | 0 | 0 | 0 | 1 | 1 | 1 | 1 | 1 | 1 | 1 | 1 | 1 | 1 | 1 | 1 | 0 | 0 | 0 | 0 | 0 | 0 | 16 | 0.29 | 0.41 | 0.14 | 0.16 | 0.41429 | 0 | 0 | 0 | 0 | 0 | 0 | 0 | 0 |  | 0.057831 | 0.057831 | 0.057831 | 0.057831 | 0.057831 | 0.057831 | 0.057831 | Storage - Conditioned - Storage (Conditioned) - Sat | 10 | 7 | 18 | 343.2 | 65.52 | 0 | 0 | 343.2 | 65.52 | 0 | 0 | 6.6 | 1.26 | 0 | 0 | 0 | 0 | 0 | 0 | 0.6 | 0.6 | 0.6 | 0.6 | 0.6 | 0.6 | 0.6 | 0.6 | 0.6 | 0.6 | 0.6 | 0 | 0 | 0 | 0 | 0 | 0 | 0 |  | 300.3 | 67.86 | 0 | 0 | 300.3 | 67.86 | 0 | 0 | 5.775 | 1.305 | 0 | 0 | 0 | 0 | 0 | 0 | 0.525 | 0.525 | 0.525 | 0.525 | 0.525 | 0.525 | 0.525 | 0.525 | 0.525 | 0.525 | 0.525 | 0 | 0 | 0 | 0 | 0 | 0 | 0
2106 | 21 | 6 | 6 | 2 |  |  |  |  | Storage - Conditioned | Storage (Conditioned) | Storage - Conditioned - Storage (Conditioned) |  | Storage - Conditioned | Storage - Conditioned - Storage (Conditioned) | Storage (cond) All | Sun | Open | 52 | 52 | 1 | 0.58555 | 0.58555 | 0.43916 | 0.43916 | 0.43916 | 0.43916 | 0.43916 | 0 | 0 | 0 | 0 | 0 | 0 | 0 | 239.325 | 239.325 | 179.4937 | 179.4937 | 179.4937 | 179.4937 | 179.4937 | 0 | 0 | 0 | 0 | 0 | 0 | 0 | 0 | 0 | 0 | 0 | 0 | 0 | 0 | 0 | 0 | 0 | 0 | 0 | 0 | 0 | 0 | 0 | 0 | 0 | 0 | 0 | 0 | 0 | 0 | 0 | 0 | 0 | 0 | 0 | 0.20583 | 0.20583 | 0.15438 | 0.15438 | 0.15438 | 0.15438 | 0.15438 | 0 | 0 | 0 | 0 | 0 | 0 | 0 | 75.7796 | 75.7796 | 56.8347 | 56.8347 | 56.8347 | 56.8347 | 56.8347 | 0 | 0 | 0 | 0 | 0 | 0 | 0 | 0 | 0 | 0 | 0 | 0 | 0 | 0 | 0 | 0 | 0 | 0 | 0 | 0 | 0 | 0 | 0 | 0 | 0 | 0 | 0 | 0 | 0 | 0 | 0 | 0 | 0 | 0 | 0 | Storage (cond) All ILit Sun | Storage (cond) All ILit all | 3475 | 5.5 | 60 | Storage (cond) All ILit2 Sun | Storage (cond) All ILit Sun | Storage (cond) All ILit all | 3475 | 6.5 | 52.5 | 3475 | 7.86 | 0.6 | 0.055 | 0.055 | 0.055 | 0.055 | 0.055 | 0.055 | 0.6 | 0.6 | 0.6 | 0.6 | 0.6 | 0.6 | 0.6 | 0.6 | 0.6 | 0.6 | 0.6 | 0.6 | 0.055 | 0.055 | 0.055 | 0.055 | 0.055 | 0.055 | 7.08 | 0.525 | 0.065 | 0.065 | 0.065 | 0.065 | 0.065 | 0.065 | 0.525 | 0.525 | 0.525 | 0.525 | 0.525 | 0.525 | 0.525 | 0.525 | 0.525 | 0.525 | 0.525 | 0.525 | 0.065 | 0.065 | 0.065 | 0.065 | 0.065 | 0.065 | 0 | 0 | 0 | 0 | 0 | 0 | 1 | 1 | 1 | 1 | 1 | 1 | 1 | 1 | 1 | 1 | 1 | 1 | 0 | 0 | 0 | 0 | 0 | 0 | 0 | 0 | 0 | 0 | 0 | 0 | 1 | 1 | 1 | 1 | 1 | 1 | 1 | 1 | 1 | 1 | 1 | 1 | 0 | 0 | 0 | 0 | 0 | 0 | 16 | 0.29 | 0.41 | 0.14 | 0.16 | 0.41429 | 0 | 0 | 0 | 0 | 0 | 0 | 0 | 0 |  | 0.057831 | 0.057831 | 0.057831 | 0.057831 | 0.057831 | 0.057831 | 0.057831 | Storage - Conditioned - Storage (Conditioned) - Sun | 12 | 7 | 18 | 343.2 | 65.52 | 0 | 0 | 343.2 | 65.52 | 0 | 0 | 6.6 | 1.26 | 0 | 0 | 0 | 0 | 0 | 0 | 0.6 | 0.6 | 0.6 | 0.6 | 0.6 | 0.6 | 0.6 | 0.6 | 0.6 | 0.6 | 0.6 | 0 | 0 | 0 | 0 | 0 | 0 | 0 |  | 300.3 | 67.86 | 0 | 0 | 300.3 | 67.86 | 0 | 0 | 5.775 | 1.305 | 0 | 0 | 0 | 0 | 0 | 0 | 0.525 | 0.525 | 0.525 | 0.525 | 0.525 | 0.525 | 0.525 | 0.525 | 0.525 | 0.525 | 0.525 | 0 | 0 | 0 | 0 | 0 | 0 | 0
2107 | 21 | 7 | 7 | 3 |  |  |  |  | Storage - Conditioned | Storage (Conditioned) | Storage - Conditioned - Storage (Conditioned) |  | Storage - Conditioned | Storage - Conditioned - Storage (Conditioned) | Storage (cond) All | Hol | Open | 10 | 10 | 1 | 0.58555 | 0.58555 | 0.43916 | 0.43916 | 0.43916 | 0.43916 | 0.43916 | 0 | 0 | 0 | 0 | 0 | 0 | 0 | 46.024 | 46.024 | 34.518 | 34.518 | 34.518 | 34.518 | 34.518 | 0 | 0 | 0 | 0 | 0 | 0 | 0 | 0 | 0 | 0 | 0 | 0 | 0 | 0 | 0 | 0 | 0 | 0 | 0 | 0 | 0 | 0 | 0 | 0 | 0 | 0 | 0 | 0 | 0 | 0 | 0 | 0 | 0 | 0 | 0 | 0.20583 | 0.20583 | 0.15438 | 0.15438 | 0.15438 | 0.15438 | 0.15438 | 0 | 0 | 0 | 0 | 0 | 0 | 0 | 14.573 | 14.573 | 10.9298 | 10.9298 | 10.9298 | 10.9298 | 10.9298 | 0 | 0 | 0 | 0 | 0 | 0 | 0 | 0 | 0 | 0 | 0 | 0 | 0 | 0 | 0 | 0 | 0 | 0 | 0 | 0 | 0 | 0 | 0 | 0 | 0 | 0 | 0 | 0 | 0 | 0 | 0 | 0 | 0 | 0 | 0 | Storage (cond) All ILit Hol | Storage (cond) All ILit all | 3475 | 5.5 | 60 | Storage (cond) All ILit2 Hol | Storage (cond) All ILit Hol | Storage (cond) All ILit all | 3475 | 6.5 | 52.5 | 3475 | 7.86 | 0.6 | 0.055 | 0.055 | 0.055 | 0.055 | 0.055 | 0.055 | 0.6 | 0.6 | 0.6 | 0.6 | 0.6 | 0.6 | 0.6 | 0.6 | 0.6 | 0.6 | 0.6 | 0.6 | 0.055 | 0.055 | 0.055 | 0.055 | 0.055 | 0.055 | 7.08 | 0.525 | 0.065 | 0.065 | 0.065 | 0.065 | 0.065 | 0.065 | 0.525 | 0.525 | 0.525 | 0.525 | 0.525 | 0.525 | 0.525 | 0.525 | 0.525 | 0.525 | 0.525 | 0.525 | 0.065 | 0.065 | 0.065 | 0.065 | 0.065 | 0.065 | 0 | 0 | 0 | 0 | 0 | 0 | 1 | 1 | 1 | 1 | 1 | 1 | 1 | 1 | 1 | 1 | 1 | 1 | 0 | 0 | 0 | 0 | 0 | 0 | 0 | 0 | 0 | 0 | 0 | 0 | 1 | 1 | 1 | 1 | 1 | 1 | 1 | 1 | 1 | 1 | 1 | 1 | 0 | 0 | 0 | 0 | 0 | 0 | 16 | 0.29 | 0.41 | 0.14 | 0.16 | 0.41429 | 0 | 0 | 0 | 0 | 0 | 0 | 0 | 0 |  | 0.057831 | 0.057831 | 0.057831 | 0.057831 | 0.057831 | 0.057831 | 0.057831 | Storage - Conditioned - Storage (Conditioned) - Hol | 14 | 9 | 16 | 42 | 36.6 | 0 | 0 | 42 | 36.6 | 0 | 0 | 4.2 | 3.66 | 0 | 0 | 0 | 0 | 0 | 0 | 0 | 0 | 0.6 | 0.6 | 0.6 | 0.6 | 0.6 | 0.6 | 0.6 | 0 | 0 | 0 | 0 | 0 | 0 | 0 | 0 | 0 |  | 36.75 | 34.05 | 0 | 0 | 36.75 | 34.05 | 0 | 0 | 3.675 | 3.405 | 0 | 0 | 0 | 0 | 0 | 0 | 0 | 0 | 0.525 | 0.525 | 0.525 | 0.525 | 0.525 | 0.525 | 0.525 | 0 | 0 | 0 | 0 | 0 | 0 | 0 | 0 | 0
2108 | 21 | 8 | 8 | 4 | Storage - Conditioned | Storage - Conditioned | Storage - Conditioned - Storage (Conditioned) | Storage - Conditioned - Storage (Conditioned) | Storage - Conditioned | Storage (Conditioned) | Storage - Conditioned - Storage (Conditioned) |  | Storage - Conditioned | Storage - Conditioned - Storage (Conditioned) | Storage (cond) All | all | Open | 251 | 251 | 1 | 0.58555 | 0.58555 | 0.43916 | 0.43916 | 0.43916 | 0.43916 | 0.43916 | 0.58555 | 0.58555 | 0.43916 | 0.43916 | 0.43916 | 0.43916 | 0.43916 | 1490.3003 | 1490.3003 | 1117.7252 | 1117.7252 | 1117.7252 | 1117.7252 | 1117.7252 | 0.40988 | 0.40988 | 0.30741 | 0.30741 | 0.30741 | 0.30741 | 0.30741 | 3441.18 | 3441.18 | 3441.18 | 3441.18 | 3441.18 | 3441.18 | 3441.18 | 3441.18 | 3441.18 | 3441.18 | 3441.18 | 3441.18 | 3441.18 | 3441.18 | 0.7 | 0.7 | 0.7 | 0.7 | 0.7 | 0.7 | 0.7 | 0.7 | 0.7 | 0.7 | 0.7 | 0.7 | 0.7 | 0.7 | 0.20583 | 0.20583 | 0.15438 | 0.15438 | 0.15438 | 0.15438 | 0.15438 | 0.20583 | 0.20583 | 0.15438 | 0.15438 | 0.15438 | 0.15438 | 0.15438 | 406.0805 | 406.0805 | 304.5604 | 304.5604 | 304.5604 | 304.5604 | 304.5604 | 0.11835 | 0.11835 | 0.088766 | 0.088766 | 0.088766 | 0.088766 | 0.088766 | 2779.98 | 2779.98 | 2779.98 | 2779.98 | 2779.98 | 2779.98 | 2779.98 | 2779.98 | 2779.98 | 2779.98 | 2779.98 | 2779.98 | 2779.98 | 2779.98 | 0.575 | 0.575 | 0.575 | 0.575 | 0.575 | 0.575 | 0.575 | 0.575 | 0.575 | 0.575 | 0.575 | 0.575 | 0.575 | 0.575 | Storage (cond) All ILit all | Storage (cond) All ILit all | 3475 | 14.5 | 70 | Storage (cond) All ILit2 all | Storage (cond) All ILit all | Storage (cond) All ILit all | 3475 | 8 | 57.5 | 3475 | 10.14 | 0.7 | 0.145 | 0.145 | 0.145 | 0.145 | 0.145 | 0.145 | 0.7 | 0.7 | 0.7 | 0.7 | 0.7 | 0.7 | 0.7 | 0.7 | 0.7 | 0.7 | 0.7 | 0.7 | 0.145 | 0.145 | 0.145 | 0.145 | 0.145 | 0.145 | 7.86 | 0.575 | 0.08 | 0.08 | 0.08 | 0.08 | 0.08 | 0.08 | 0.575 | 0.575 | 0.575 | 0.575 | 0.575 | 0.575 | 0.575 | 0.575 | 0.575 | 0.575 | 0.575 | 0.575 | 0.08 | 0.08 | 0.08 | 0.08 | 0.08 | 0.08 | 0 | 0 | 0 | 0 | 0 | 0 | 1 | 1 | 1 | 1 | 1 | 1 | 1 | 1 | 1 | 1 | 1 | 1 | 0 | 0 | 0 | 0 | 0 | 0 | 0 | 0 | 0 | 0 | 0 | 0 | 1 | 1 | 1 | 1 | 1 | 1 | 1 | 1 | 1 | 1 | 1 | 1 | 0 | 0 | 0 | 0 | 0 | 0 | 16 | 0.29 | 0.41 | 0.14 | 0.16 | 0.41429 | 0.057831 | 0.033863 | 0.033863 | 0.025397 | 0.025397 | 0.025397 | 0.025397 | 0.025397 | Storage - Conditioned | 0.057831 | 0.057831 | 0.057831 | 0.057831 | 0.057831 | 0.057831 | 0.057831 | Storage - Conditioned - Storage (Conditioned) - all | 16 | 7 | 18 | 1932.7 | 612.44 | 1932.7 | 612.44 | 0 | 0 | 7.7 | 2.44 | 0 | 0 | 0 | 0 | 0 | 0 | 0 | 0 | 0.7 | 0.7 | 0.7 | 0.7 | 0.7 | 0.7 | 0.7 | 0.7 | 0.7 | 0.7 | 0.7 | 0 | 0 | 0 | 0 | 0 | 0 | 0 |  | 1587.575 | 385.285 | 1587.575 | 385.285 | 0 | 0 | 6.325 | 1.535 | 0 | 0 | 0 | 0 | 0 | 0 | 0 | 0 | 0.575 | 0.575 | 0.575 | 0.575 | 0.575 | 0.575 | 0.575 | 0.575 | 0.575 | 0.575 | 0.575 | 0 | 0 | 0 | 0 | 0 | 0 | 0
2205 | 22 | 5 | 5 | 1 |  |  |  |  | Storage - Unconditioned | Storage (Unconditioned) | Storage - Unconditioned - Storage (Unconditioned) |  | Storage - Unconditioned | Storage - Unconditioned - Storage (Unconditioned) | Storage (uncond) All | Sat | Open | 52 | 52 | 1 | 0.67555 | 0.67555 | 0.50666 | 0.50666 | 0.50666 | 0.50666 | 0.50666 | 0 | 0 | 0 | 0 | 0 | 0 | 0 | 276.1098 | 276.1098 | 207.0824 | 207.0824 | 207.0824 | 207.0824 | 207.0824 | 0 | 0 | 0 | 0 | 0 | 0 | 0 | 0 | 0 | 0 | 0 | 0 | 0 | 0 | 0 | 0 | 0 | 0 | 0 | 0 | 0 | 0 | 0 | 0 | 0 | 0 | 0 | 0 | 0 | 0 | 0 | 0 | 0 | 0 | 0 | 0.12109 | 0.12109 | 0.090816 | 0.090816 | 0.090816 | 0.090816 | 0.090816 | 0 | 0 | 0 | 0 | 0 | 0 | 0 | 44.5796 | 44.5796 | 33.4347 | 33.4347 | 33.4347 | 33.4347 | 33.4347 | 0 | 0 | 0 | 0 | 0 | 0 | 0 | 0 | 0 | 0 | 0 | 0 | 0 | 0 | 0 | 0 | 0 | 0 | 0 | 0 | 0 | 0 | 0 | 0 | 0 | 0 | 0 | 0 | 0 | 0 | 0 | 0 | 0 | 0 | 0 | Storage (uncond) All ILit Sat | Storage (uncond) All ILit all | 3479 | 5.5 | 60 | Storage (uncond) All ILit2 Sat | Storage (uncond) All ILit Sat | Storage (uncond) All ILit all | 3479 | 6.5 | 52.5 | 3479 | 7.86 | 0.6 | 0.055 | 0.055 | 0.055 | 0.055 | 0.055 | 0.055 | 0.6 | 0.6 | 0.6 | 0.6 | 0.6 | 0.6 | 0.6 | 0.6 | 0.6 | 0.6 | 0.6 | 0.6 | 0.055 | 0.055 | 0.055 | 0.055 | 0.055 | 0.055 | 7.08 | 0.525 | 0.065 | 0.065 | 0.065 | 0.065 | 0.065 | 0.065 | 0.525 | 0.525 | 0.525 | 0.525 | 0.525 | 0.525 | 0.525 | 0.525 | 0.525 | 0.525 | 0.525 | 0.525 | 0.065 | 0.065 | 0.065 | 0.065 | 0.065 | 0.065 | 0 | 0 | 0 | 0 | 0 | 0 | 1 | 1 | 1 | 1 | 1 | 1 | 1 | 1 | 1 | 1 | 1 | 1 | 0 | 0 | 0 | 0 | 0 | 0 | 0 | 0 | 0 | 0 | 0 | 0 | 1 | 1 | 1 | 1 | 1 | 1 | 1 | 1 | 1 | 1 | 1 | 1 | 0 | 0 | 0 | 0 | 0 | 0 | 16 | 0.29 | 0.41 | 0.14 | 0.16 | 0.41429 | 0 | 0 | 0 | 0 | 0 | 0 | 0 | 0 |  | 0.057831 | 0.057831 | 0.057831 | 0.057831 | 0.057831 | 0.057831 | 0.057831 | Storage - Unconditioned - Storage (Unconditioned) - Sat | 10 | 7 | 18 | 343.2 | 65.52 | 0 | 0 | 343.2 | 65.52 | 0 | 0 | 6.6 | 1.26 | 0 | 0 | 0 | 0 | 0 | 0 | 0.6 | 0.6 | 0.6 | 0.6 | 0.6 | 0.6 | 0.6 | 0.6 | 0.6 | 0.6 | 0.6 | 0 | 0 | 0 | 0 | 0 | 0 | 0 |  | 300.3 | 67.86 | 0 | 0 | 300.3 | 67.86 | 0 | 0 | 5.775 | 1.305 | 0 | 0 | 0 | 0 | 0 | 0 | 0.525 | 0.525 | 0.525 | 0.525 | 0.525 | 0.525 | 0.525 | 0.525 | 0.525 | 0.525 | 0.525 | 0 | 0 | 0 | 0 | 0 | 0 | 0
2206 | 22 | 6 | 6 | 2 |  |  |  |  | Storage - Unconditioned | Storage (Unconditioned) | Storage - Unconditioned - Storage (Unconditioned) |  | Storage - Unconditioned | Storage - Unconditioned - Storage (Unconditioned) | Storage (uncond) All | Sun | Open | 52 | 52 | 1 | 0.67555 | 0.67555 | 0.50666 | 0.50666 | 0.50666 | 0.50666 | 0.50666 | 0 | 0 | 0 | 0 | 0 | 0 | 0 | 276.1098 | 276.1098 | 207.0824 | 207.0824 | 207.0824 | 207.0824 | 207.0824 | 0 | 0 | 0 | 0 | 0 | 0 | 0 | 0 | 0 | 0 | 0 | 0 | 0 | 0 | 0 | 0 | 0 | 0 | 0 | 0 | 0 | 0 | 0 | 0 | 0 | 0 | 0 | 0 | 0 | 0 | 0 | 0 | 0 | 0 | 0 | 0.12109 | 0.12109 | 0.090816 | 0.090816 | 0.090816 | 0.090816 | 0.090816 | 0 | 0 | 0 | 0 | 0 | 0 | 0 | 44.5796 | 44.5796 | 33.4347 | 33.4347 | 33.4347 | 33.4347 | 33.4347 | 0 | 0 | 0 | 0 | 0 | 0 | 0 | 0 | 0 | 0 | 0 | 0 | 0 | 0 | 0 | 0 | 0 | 0 | 0 | 0 | 0 | 0 | 0 | 0 | 0 | 0 | 0 | 0 | 0 | 0 | 0 | 0 | 0 | 0 | 0 | Storage (uncond) All ILit Sun | Storage (uncond) All ILit all | 3479 | 5.5 | 60 | Storage (uncond) All ILit2 Sun | Storage (uncond) All ILit Sun | Storage (uncond) All ILit all | 3479 | 6.5 | 52.5 | 3479 | 7.86 | 0.6 | 0.055 | 0.055 | 0.055 | 0.055 | 0.055 | 0.055 | 0.6 | 0.6 | 0.6 | 0.6 | 0.6 | 0.6 | 0.6 | 0.6 | 0.6 | 0.6 | 0.6 | 0.6 | 0.055 | 0.055 | 0.055 | 0.055 | 0.055 | 0.055 | 7.08 | 0.525 | 0.065 | 0.065 | 0.065 | 0.065 | 0.065 | 0.065 | 0.525 | 0.525 | 0.525 | 0.525 | 0.525 | 0.525 | 0.525 | 0.525 | 0.525 | 0.525 | 0.525 | 0.525 | 0.065 | 0.065 | 0.065 | 0.065 | 0.065 | 0.065 | 0 | 0 | 0 | 0 | 0 | 0 | 1 | 1 | 1 | 1 | 1 | 1 | 1 | 1 | 1 | 1 | 1 | 1 | 0 | 0 | 0 | 0 | 0 | 0 | 0 | 0 | 0 | 0 | 0 | 0 | 1 | 1 | 1 | 1 | 1 | 1 | 1 | 1 | 1 | 1 | 1 | 1 | 0 | 0 | 0 | 0 | 0 | 0 | 16 | 0.29 | 0.41 | 0.14 | 0.16 | 0.41429 | 0 | 0 | 0 | 0 | 0 | 0 | 0 | 0 |  | 0.057831 | 0.057831 | 0.057831 | 0.057831 | 0.057831 | 0.057831 | 0.057831 | Storage - Unconditioned - Storage (Unconditioned) - Sun | 12 | 7 | 18 | 343.2 | 65.52 | 0 | 0 | 343.2 | 65.52 | 0 | 0 | 6.6 | 1.26 | 0 | 0 | 0 | 0 | 0 | 0 | 0.6 | 0.6 | 0.6 | 0.6 | 0.6 | 0.6 | 0.6 | 0.6 | 0.6 | 0.6 | 0.6 | 0 | 0 | 0 | 0 | 0 | 0 | 0 |  | 300.3 | 67.86 | 0 | 0 | 300.3 | 67.86 | 0 | 0 | 5.775 | 1.305 | 0 | 0 | 0 | 0 | 0 | 0 | 0.525 | 0.525 | 0.525 | 0.525 | 0.525 | 0.525 | 0.525 | 0.525 | 0.525 | 0.525 | 0.525 | 0 | 0 | 0 | 0 | 0 | 0 | 0
2207 | 22 | 7 | 7 | 3 |  |  |  |  | Storage - Unconditioned | Storage (Unconditioned) | Storage - Unconditioned - Storage (Unconditioned) |  | Storage - Unconditioned | Storage - Unconditioned - Storage (Unconditioned) | Storage (uncond) All | Hol | Open | 10 | 10 | 1 | 0.67555 | 0.67555 | 0.50666 | 0.50666 | 0.50666 | 0.50666 | 0.50666 | 0 | 0 | 0 | 0 | 0 | 0 | 0 | 53.098 | 53.098 | 39.8235 | 39.8235 | 39.8235 | 39.8235 | 39.8235 | 0 | 0 | 0 | 0 | 0 | 0 | 0 | 0 | 0 | 0 | 0 | 0 | 0 | 0 | 0 | 0 | 0 | 0 | 0 | 0 | 0 | 0 | 0 | 0 | 0 | 0 | 0 | 0 | 0 | 0 | 0 | 0 | 0 | 0 | 0 | 0.12109 | 0.12109 | 0.090816 | 0.090816 | 0.090816 | 0.090816 | 0.090816 | 0 | 0 | 0 | 0 | 0 | 0 | 0 | 8.573 | 8.573 | 6.4297 | 6.4297 | 6.4297 | 6.4297 | 6.4297 | 0 | 0 | 0 | 0 | 0 | 0 | 0 | 0 | 0 | 0 | 0 | 0 | 0 | 0 | 0 | 0 | 0 | 0 | 0 | 0 | 0 | 0 | 0 | 0 | 0 | 0 | 0 | 0 | 0 | 0 | 0 | 0 | 0 | 0 | 0 | Storage (uncond) All ILit Hol | Storage (uncond) All ILit all | 3479 | 5.5 | 60 | Storage (uncond) All ILit2 Hol | Storage (uncond) All ILit Hol | Storage (uncond) All ILit all | 3479 | 6.5 | 52.5 | 3479 | 7.86 | 0.6 | 0.055 | 0.055 | 0.055 | 0.055 | 0.055 | 0.055 | 0.6 | 0.6 | 0.6 | 0.6 | 0.6 | 0.6 | 0.6 | 0.6 | 0.6 | 0.6 | 0.6 | 0.6 | 0.055 | 0.055 | 0.055 | 0.055 | 0.055 | 0.055 | 7.08 | 0.525 | 0.065 | 0.065 | 0.065 | 0.065 | 0.065 | 0.065 | 0.525 | 0.525 | 0.525 | 0.525 | 0.525 | 0.525 | 0.525 | 0.525 | 0.525 | 0.525 | 0.525 | 0.525 | 0.065 | 0.065 | 0.065 | 0.065 | 0.065 | 0.065 | 0 | 0 | 0 | 0 | 0 | 0 | 1 | 1 | 1 | 1 | 1 | 1 | 1 | 1 | 1 | 1 | 1 | 1 | 0 | 0 | 0 | 0 | 0 | 0 | 0 | 0 | 0 | 0 | 0 | 0 | 1 | 1 | 1 | 1 | 1 | 1 | 1 | 1 | 1 | 1 | 1 | 1 | 0 | 0 | 0 | 0 | 0 | 0 | 16 | 0.29 | 0.41 | 0.14 | 0.16 | 0.41429 | 0 | 0 | 0 | 0 | 0 | 0 | 0 | 0 |  | 0.057831 | 0.057831 | 0.057831 | 0.057831 | 0.057831 | 0.057831 | 0.057831 | Storage - Unconditioned - Storage (Unconditioned) - Hol | 14 | 9 | 16 | 42 | 36.6 | 0 | 0 | 42 | 36.6 | 0 | 0 | 4.2 | 3.66 | 0 | 0 | 0 | 0 | 0 | 0 | 0 | 0 | 0.6 | 0.6 | 0.6 | 0.6 | 0.6 | 0.6 | 0.6 | 0 | 0 | 0 | 0 | 0 | 0 | 0 | 0 | 0 |  | 36.75 | 34.05 | 0 | 0 | 36.75 | 34.05 | 0 | 0 | 3.675 | 3.405 | 0 | 0 | 0 | 0 | 0 | 0 | 0 | 0 | 0.525 | 0.525 | 0.525 | 0.525 | 0.525 | 0.525 | 0.525 | 0 | 0 | 0 | 0 | 0 | 0 | 0 | 0 | 0
2208 | 22 | 8 | 8 | 4 | Storage - Unconditioned | Storage - Unconditioned | Storage - Unconditioned - Storage (Unconditioned) | Storage - Unconditioned - Storage (Unconditioned) | Storage - Unconditioned | Storage (Unconditioned) | Storage - Unconditioned - Storage (Unconditioned) |  | Storage - Unconditioned | Storage - Unconditioned - Storage (Unconditioned) | Storage (uncond) All | all | Open | 251 | 251 | 1 | 0.67555 | 0.67555 | 0.50666 | 0.50666 | 0.50666 | 0.50666 | 0.50666 | 0.67555 | 0.67555 | 0.50666 | 0.50666 | 0.50666 | 0.50666 | 0.50666 | 1719.3633 | 1719.3633 | 1289.5225 | 1289.5225 | 1289.5225 | 1289.5225 | 1289.5225 | 0.47288 | 0.47288 | 0.35466 | 0.35466 | 0.35466 | 0.35466 | 0.35466 | 3441.18 | 3441.18 | 3441.18 | 3441.18 | 3441.18 | 3441.18 | 3441.18 | 3441.18 | 3441.18 | 3441.18 | 3441.18 | 3441.18 | 3441.18 | 3441.18 | 0.7 | 0.7 | 0.7 | 0.7 | 0.7 | 0.7 | 0.7 | 0.7 | 0.7 | 0.7 | 0.7 | 0.7 | 0.7 | 0.7 | 0.12109 | 0.12109 | 0.090816 | 0.090816 | 0.090816 | 0.090816 | 0.090816 | 0.12109 | 0.12109 | 0.090816 | 0.090816 | 0.090816 | 0.090816 | 0.090816 | 238.8887 | 238.8887 | 179.1665 | 179.1665 | 179.1665 | 179.1665 | 179.1665 | 0.069625 | 0.069625 | 0.052219 | 0.052219 | 0.052219 | 0.052219 | 0.052219 | 2779.98 | 2779.98 | 2779.98 | 2779.98 | 2779.98 | 2779.98 | 2779.98 | 2779.98 | 2779.98 | 2779.98 | 2779.98 | 2779.98 | 2779.98 | 2779.98 | 0.575 | 0.575 | 0.575 | 0.575 | 0.575 | 0.575 | 0.575 | 0.575 | 0.575 | 0.575 | 0.575 | 0.575 | 0.575 | 0.575 | Storage (uncond) All ILit all | Storage (uncond) All ILit all | 3479 | 14.5 | 70 | Storage (uncond) All ILit2 all | Storage (uncond) All ILit all | Storage (uncond) All ILit all | 3479 | 8 | 57.5 | 3479 | 10.14 | 0.7 | 0.145 | 0.145 | 0.145 | 0.145 | 0.145 | 0.145 | 0.7 | 0.7 | 0.7 | 0.7 | 0.7 | 0.7 | 0.7 | 0.7 | 0.7 | 0.7 | 0.7 | 0.7 | 0.145 | 0.145 | 0.145 | 0.145 | 0.145 | 0.145 | 7.86 | 0.575 | 0.08 | 0.08 | 0.08 | 0.08 | 0.08 | 0.08 | 0.575 | 0.575 | 0.575 | 0.575 | 0.575 | 0.575 | 0.575 | 0.575 | 0.575 | 0.575 | 0.575 | 0.575 | 0.08 | 0.08 | 0.08 | 0.08 | 0.08 | 0.08 | 0 | 0 | 0 | 0 | 0 | 0 | 1 | 1 | 1 | 1 | 1 | 1 | 1 | 1 | 1 | 1 | 1 | 1 | 0 | 0 | 0 | 0 | 0 | 0 | 0 | 0 | 0 | 0 | 0 | 0 | 1 | 1 | 1 | 1 | 1 | 1 | 1 | 1 | 1 | 1 | 1 | 1 | 0 | 0 | 0 | 0 | 0 | 0 | 16 | 0.29 | 0.41 | 0.14 | 0.16 | 0.41429 | 0.057831 | 0.039067 | 0.039067 | 0.029301 | 0.029301 | 0.029301 | 0.029301 | 0.029301 | Storage - Unconditioned | 0.057831 | 0.057831 | 0.057831 | 0.057831 | 0.057831 | 0.057831 | 0.057831 | Storage - Unconditioned - Storage (Unconditioned) - all | 16 | 7 | 18 | 1932.7 | 612.44 | 1932.7 | 612.44 | 0 | 0 | 7.7 | 2.44 | 0 | 0 | 0 | 0 | 0 | 0 | 0 | 0 | 0.7 | 0.7 | 0.7 | 0.7 | 0.7 | 0.7 | 0.7 | 0.7 | 0.7 | 0.7 | 0.7 | 0 | 0 | 0 | 0 | 0 | 0 | 0 |  | 1587.575 | 385.285 | 1587.575 | 385.285 | 0 | 0 | 6.325 | 1.535 | 0 | 0 | 0 | 0 | 0 | 0 | 0 | 0 | 0.575 | 0.575 | 0.575 | 0.575 | 0.575 | 0.575 | 0.575 | 0.575 | 0.575 | 0.575 | 0.575 | 0 | 0 | 0 | 0 | 0 | 0 | 0
2301 | 23 | 1 | 5 | 1 |  |  |  |  | Warehouse - Refrigerated | Comm/Ind Work (Loading Dock) | Warehouse - Refrigerated - Comm/Ind Work (Loading Dock) |  | Warehouse - Refrigerated | Warehouse - Refrigerated - Comm/Ind Work (Loading Dock) | Refg Whs Stock | Sat | Open | 52 | 52 | 0.08 | 0.76558 | 0.76558 | 0.51038 | 0.51038 | 0.51038 | 0.51038 | 0.51038 | 0 | 0 | 0 | 0 | 0 | 0 | 0 | 42.0393 | 42.0393 | 28.0262 | 28.0262 | 28.0262 | 28.0262 | 28.0262 | 0 | 0 | 0 | 0 | 0 | 0 | 0 | 0 | 0 | 0 | 0 | 0 | 0 | 0 | 0 | 0 | 0 | 0 | 0 | 0 | 0 | 0 | 0 | 0 | 0 | 0 | 0 | 0 | 0 | 0 | 0 | 0 | 0 | 0 | 0 | 0.72653 | 0.72653 | 0.48435 | 0.48435 | 0.48435 | 0.48435 | 0.48435 | 0 | 0 | 0 | 0 | 0 | 0 | 0 | 39.8953 | 39.8953 | 26.5969 | 26.5969 | 26.5969 | 26.5969 | 26.5969 | 0 | 0 | 0 | 0 | 0 | 0 | 0 | 0 | 0 | 0 | 0 | 0 | 0 | 0 | 0 | 0 | 0 | 0 | 0 | 0 | 0 | 0 | 0 | 0 | 0 | 0 | 0 | 0 | 0 | 0 | 0 | 0 | 0 | 0 | 0 | Refg Whs Stock ILit Sat | Refg Whs Stock ILit all | 3529 | 55 | 55 | Refg Whs Stock ILit2 Sat | Refg Whs Stock ILit Sat | Refg Whs Stock ILit all | 3529 | 55 | 55 | 3529 | 13.2 | 0.55 | 0.55 | 0.55 | 0.55 | 0.55 | 0.55 | 0.55 | 0.55 | 0.55 | 0.55 | 0.55 | 0.55 | 0.55 | 0.55 | 0.55 | 0.55 | 0.55 | 0.55 | 0.55 | 0.55 | 0.55 | 0.55 | 0.55 | 0.55 | 0.55 | 13.2 | 0.55 | 0.55 | 0.55 | 0.55 | 0.55 | 0.55 | 0.55 | 0.55 | 0.55 | 0.55 | 0.55 | 0.55 | 0.55 | 0.55 | 0.55 | 0.55 | 0.55 | 0.55 | 0.55 | 0.55 | 0.55 | 0.55 | 0.55 | 0.55 | 0.55 | 0 | 0 | 0 | 0 | 0 | 0 | 0 | 0 | 0 | 0 | 0 | 0 | 0 | 0 | 0 | 0 | 0 | 0 | 0 | 0 | 0 | 0 | 0 | 0 | 0 | 0 | 0 | 0 | 0 | 0 | 0 | 0 | 0 | 0 | 0 | 0 | 0 | 0 | 0 | 0 | 0 | 0 | 0 | 0 | 0 | 0 | 0 | 0 | 15 | 0.66337 | 0.20792 | 0.079208 | 0.049505 | 0.76136 | 0 | 0 | 0 | 0 | 0 | 0 | 0 | 0 |  | 0.18946 | 0.18946 | 0.18893 | 0.18893 | 0.18893 | 0.18932 | 0.18953 | Warehouse - Refrigerated - Comm/Ind Work (Loading Dock) - Sat | 10 | 9 | 16 | 200.2 | 486.2 | 0 | 0 | 200.2 | 486.2 | 0 | 0 | 3.85 | 9.35 | 0 | 0 | 0 | 0 | 0 | 0 | 0 | 0 | 0.55 | 0.55 | 0.55 | 0.55 | 0.55 | 0.55 | 0.55 | 0 | 0 | 0 | 0 | 0 | 0 | 0 | 0 | 0 |  | 200.2 | 486.2 | 0 | 0 | 200.2 | 486.2 | 0 | 0 | 3.85 | 9.35 | 0 | 0 | 0 | 0 | 0 | 0 | 0 | 0 | 0.55 | 0.55 | 0.55 | 0.55 | 0.55 | 0.55 | 0.55 | 0 | 0 | 0 | 0 | 0 | 0 | 0 | 0 | 0
2302 | 23 | 2 | 6 | 2 |  |  |  |  | Warehouse - Refrigerated | Comm/Ind Work (Loading Dock) | Warehouse - Refrigerated - Comm/Ind Work (Loading Dock) |  | Warehouse - Refrigerated | Warehouse - Refrigerated - Comm/Ind Work (Loading Dock) | Refg Whs Stock | Sun | Open | 52 | 52 | 0.08 | 0.76558 | 0.76558 | 0.51038 | 0.51038 | 0.51038 | 0.51038 | 0.51038 | 0 | 0 | 0 | 0 | 0 | 0 | 0 | 42.0393 | 42.0393 | 28.0262 | 28.0262 | 28.0262 | 28.0262 | 28.0262 | 0 | 0 | 0 | 0 | 0 | 0 | 0 | 0 | 0 | 0 | 0 | 0 | 0 | 0 | 0 | 0 | 0 | 0 | 0 | 0 | 0 | 0 | 0 | 0 | 0 | 0 | 0 | 0 | 0 | 0 | 0 | 0 | 0 | 0 | 0 | 0.72653 | 0.72653 | 0.48435 | 0.48435 | 0.48435 | 0.48435 | 0.48435 | 0 | 0 | 0 | 0 | 0 | 0 | 0 | 39.8953 | 39.8953 | 26.5969 | 26.5969 | 26.5969 | 26.5969 | 26.5969 | 0 | 0 | 0 | 0 | 0 | 0 | 0 | 0 | 0 | 0 | 0 | 0 | 0 | 0 | 0 | 0 | 0 | 0 | 0 | 0 | 0 | 0 | 0 | 0 | 0 | 0 | 0 | 0 | 0 | 0 | 0 | 0 | 0 | 0 | 0 | Refg Whs Stock ILit Sun | Refg Whs Stock ILit all | 3529 | 55 | 55 | Refg Whs Stock ILit2 Sun | Refg Whs Stock ILit Sun | Refg Whs Stock ILit all | 3529 | 55 | 55 | 3529 | 13.2 | 0.55 | 0.55 | 0.55 | 0.55 | 0.55 | 0.55 | 0.55 | 0.55 | 0.55 | 0.55 | 0.55 | 0.55 | 0.55 | 0.55 | 0.55 | 0.55 | 0.55 | 0.55 | 0.55 | 0.55 | 0.55 | 0.55 | 0.55 | 0.55 | 0.55 | 13.2 | 0.55 | 0.55 | 0.55 | 0.55 | 0.55 | 0.55 | 0.55 | 0.55 | 0.55 | 0.55 | 0.55 | 0.55 | 0.55 | 0.55 | 0.55 | 0.55 | 0.55 | 0.55 | 0.55 | 0.55 | 0.55 | 0.55 | 0.55 | 0.55 | 0.55 | 0 | 0 | 0 | 0 | 0 | 0 | 0 | 0 | 0 | 0 | 0 | 0 | 0 | 0 | 0 | 0 | 0 | 0 | 0 | 0 | 0 | 0 | 0 | 0 | 0 | 0 | 0 | 0 | 0 | 0 | 0 | 0 | 0 | 0 | 0 | 0 | 0 | 0 | 0 | 0 | 0 | 0 | 0 | 0 | 0 | 0 | 0 | 0 | 15 | 0.66337 | 0.20792 | 0.079208 | 0.049505 | 0.76136 | 0 | 0 | 0 | 0 | 0 | 0 | 0 | 0 |  | 0.18946 | 0.18946 | 0.18893 | 0.18893 | 0.18893 | 0.18932 | 0.18953 | Warehouse - Refrigerated - Comm/Ind Work (Loading Dock) - Sun | 12 | 9 | 16 | 200.2 | 486.2 | 0 | 0 | 200.2 | 486.2 | 0 | 0 | 3.85 | 9.35 | 0 | 0 | 0 | 0 | 0 | 0 | 0 | 0 | 0.55 | 0.55 | 0.55 | 0.55 | 0.55 | 0.55 | 0.55 | 0 | 0 | 0 | 0 | 0 | 0 | 0 | 0 | 0 |  | 200.2 | 486.2 | 0 | 0 | 200.2 | 486.2 | 0 | 0 | 3.85 | 9.35 | 0 | 0 | 0 | 0 | 0 | 0 | 0 | 0 | 0.55 | 0.55 | 0.55 | 0.55 | 0.55 | 0.55 | 0.55 | 0 | 0 | 0 | 0 | 0 | 0 | 0 | 0 | 0
2303 | 23 | 3 | 7 | 3 |  |  |  |  | Warehouse - Refrigerated | Comm/Ind Work (Loading Dock) | Warehouse - Refrigerated - Comm/Ind Work (Loading Dock) |  | Warehouse - Refrigerated | Warehouse - Refrigerated - Comm/Ind Work (Loading Dock) | Refg Whs Stock | Hol | Open | 10 | 10 | 0.08 | 0.76558 | 0.76558 | 0.51038 | 0.51038 | 0.51038 | 0.51038 | 0.51038 | 0 | 0 | 0 | 0 | 0 | 0 | 0 | 8.0845 | 8.0845 | 5.3897 | 5.3897 | 5.3897 | 5.3897 | 5.3897 | 0 | 0 | 0 | 0 | 0 | 0 | 0 | 0 | 0 | 0 | 0 | 0 | 0 | 0 | 0 | 0 | 0 | 0 | 0 | 0 | 0 | 0 | 0 | 0 | 0 | 0 | 0 | 0 | 0 | 0 | 0 | 0 | 0 | 0 | 0 | 0.72653 | 0.72653 | 0.48435 | 0.48435 | 0.48435 | 0.48435 | 0.48435 | 0 | 0 | 0 | 0 | 0 | 0 | 0 | 7.6722 | 7.6722 | 5.1148 | 5.1148 | 5.1148 | 5.1148 | 5.1148 | 0 | 0 | 0 | 0 | 0 | 0 | 0 | 0 | 0 | 0 | 0 | 0 | 0 | 0 | 0 | 0 | 0 | 0 | 0 | 0 | 0 | 0 | 0 | 0 | 0 | 0 | 0 | 0 | 0 | 0 | 0 | 0 | 0 | 0 | 0 | Refg Whs Stock ILit Hol | Refg Whs Stock ILit all | 3529 | 55 | 55 | Refg Whs Stock ILit2 Hol | Refg Whs Stock ILit Hol | Refg Whs Stock ILit all | 3529 | 55 | 55 | 3529 | 13.2 | 0.55 | 0.55 | 0.55 | 0.55 | 0.55 | 0.55 | 0.55 | 0.55 | 0.55 | 0.55 | 0.55 | 0.55 | 0.55 | 0.55 | 0.55 | 0.55 | 0.55 | 0.55 | 0.55 | 0.55 | 0.55 | 0.55 | 0.55 | 0.55 | 0.55 | 13.2 | 0.55 | 0.55 | 0.55 | 0.55 | 0.55 | 0.55 | 0.55 | 0.55 | 0.55 | 0.55 | 0.55 | 0.55 | 0.55 | 0.55 | 0.55 | 0.55 | 0.55 | 0.55 | 0.55 | 0.55 | 0.55 | 0.55 | 0.55 | 0.55 | 0.55 | 0 | 0 | 0 | 0 | 0 | 0 | 0 | 0 | 0 | 0 | 0 | 0 | 0 | 0 | 0 | 0 | 0 | 0 | 0 | 0 | 0 | 0 | 0 | 0 | 0 | 0 | 0 | 0 | 0 | 0 | 0 | 0 | 0 | 0 | 0 | 0 | 0 | 0 | 0 | 0 | 0 | 0 | 0 | 0 | 0 | 0 | 0 | 0 | 15 | 0.66337 | 0.20792 | 0.079208 | 0.049505 | 0.76136 | 0 | 0 | 0 | 0 | 0 | 0 | 0 | 0 |  | 0.18946 | 0.18946 | 0.18893 | 0.18893 | 0.18893 | 0.18932 | 0.18953 | Warehouse - Refrigerated - Comm/Ind Work (Loading Dock) - Hol | 14 | 9 | 16 | 38.5 | 93.5 | 0 | 0 | 38.5 | 93.5 | 0 | 0 | 3.85 | 9.35 | 0 | 0 | 0 | 0 | 0 | 0 | 0 | 0 | 0.55 | 0.55 | 0.55 | 0.55 | 0.55 | 0.55 | 0.55 | 0 | 0 | 0 | 0 | 0 | 0 | 0 | 0 | 0 |  | 38.5 | 93.5 | 0 | 0 | 38.5 | 93.5 | 0 | 0 | 3.85 | 9.35 | 0 | 0 | 0 | 0 | 0 | 0 | 0 | 0 | 0.55 | 0.55 | 0.55 | 0.55 | 0.55 | 0.55 | 0.55 | 0 | 0 | 0 | 0 | 0 | 0 | 0 | 0 | 0
2304 | 23 | 4 | 8 | 4 |  |  | Warehouse - Refrigerated - Comm/Ind Work (Loading Dock) | Warehouse - Refrigerated - Comm/Ind Work (Loading Dock) | Warehouse - Refrigerated | Comm/Ind Work (Loading Dock) | Warehouse - Refrigerated - Comm/Ind Work (Loading Dock) |  | Warehouse - Refrigerated | Warehouse - Refrigerated - Comm/Ind Work (Loading Dock) | Refg Whs Stock | all | Open | 251 | 251 | 0.08 | 0.76558 | 0.76558 | 0.51038 | 0.51038 | 0.51038 | 0.51038 | 0.51038 | 0.061246 | 0.061246 | 0.040831 | 0.040831 | 0.040831 | 0.040831 | 0.040831 | 202.9205 | 202.9205 | 135.2804 | 135.2804 | 135.2804 | 135.2804 | 135.2804 | 0.033685 | 0.033685 | 0.022457 | 0.022457 | 0.022457 | 0.022457 | 0.022457 | 4818 | 4818 | 4818 | 4818 | 4818 | 4818 | 4818 | 0 | 0 | 0 | 0 | 0 | 0 | 0 | 0.55 | 0.55 | 0.55 | 0.55 | 0.55 | 0.55 | 0.55 | 0 | 0 | 0 | 0 | 0 | 0 | 0 | 0.72653 | 0.72653 | 0.48435 | 0.48435 | 0.48435 | 0.48435 | 0.48435 | 0.058122 | 0.058122 | 0.038748 | 0.038748 | 0.038748 | 0.038748 | 0.038748 | 192.5714 | 192.5714 | 128.381 | 128.381 | 128.381 | 128.381 | 128.381 | 0.031967 | 0.031967 | 0.021312 | 0.021312 | 0.021312 | 0.021312 | 0.021312 | 4818 | 4818 | 4818 | 4818 | 4818 | 4818 | 4818 | 0 | 0 | 0 | 0 | 0 | 0 | 0 | 0.55 | 0.55 | 0.55 | 0.55 | 0.55 | 0.55 | 0.55 | 0 | 0 | 0 | 0 | 0 | 0 | 0 | Refg Whs Stock ILit all | Refg Whs Stock ILit all | 3528 | 55 | 55 | Refg Whs Stock ILit2 all | Refg Whs Stock ILit all | Refg Whs Stock ILit all | 3528 | 55 | 55 | 3528 | 13.2 | 0.55 | 0.55 | 0.55 | 0.55 | 0.55 | 0.55 | 0.55 | 0.55 | 0.55 | 0.55 | 0.55 | 0.55 | 0.55 | 0.55 | 0.55 | 0.55 | 0.55 | 0.55 | 0.55 | 0.55 | 0.55 | 0.55 | 0.55 | 0.55 | 0.55 | 13.2 | 0.55 | 0.55 | 0.55 | 0.55 | 0.55 | 0.55 | 0.55 | 0.55 | 0.55 | 0.55 | 0.55 | 0.55 | 0.55 | 0.55 | 0.55 | 0.55 | 0.55 | 0.55 | 0.55 | 0.55 | 0.55 | 0.55 | 0.55 | 0.55 | 0.55 | 0 | 0 | 0 | 0 | 0 | 0 | 0 | 0 | 0 | 0 | 0 | 0 | 0 | 0 | 0 | 0 | 0 | 0 | 0 | 0 | 0 | 0 | 0 | 0 | 0 | 0 | 0 | 0 | 0 | 0 | 0 | 0 | 0 | 0 | 0 | 0 | 0 | 0 | 0 | 0 | 0 | 0 | 0 | 0 | 0 | 0 | 0 | 0 | 15 | 0.66337 | 0.20792 | 0.079208 | 0.049505 | 0.76136 | 0.191 | 0.011698 | 0.011698 | 0.0077987 | 0.0077987 | 0.0077987 | 0.0077987 | 0.0077987 |  | 0.18946 | 0.18946 | 0.18893 | 0.18893 | 0.18893 | 0.18932 | 0.18953 | Warehouse - Refrigerated - Comm/Ind Work (Loading Dock) - all | 16 | 8 | 18 | 1380.5 | 1932.7 | 1380.5 | 1932.7 | 0 | 0 | 5.5 | 7.7 | 0 | 0 | 0 | 0 | 0 | 0 | 0 | 0 | 0 | 0.55 | 0.55 | 0.55 | 0.55 | 0.55 | 0.55 | 0.55 | 0.55 | 0.55 | 0.55 | 0 | 0 | 0 | 0 | 0 | 0 | 0 |  | 1380.5 | 1932.7 | 1380.5 | 1932.7 | 0 | 0 | 5.5 | 7.7 | 0 | 0 | 0 | 0 | 0 | 0 | 0 | 0 | 0 | 0.55 | 0.55 | 0.55 | 0.55 | 0.55 | 0.55 | 0.55 | 0.55 | 0.55 | 0.55 | 0 | 0 | 0 | 0 | 0 | 0 | 0
2305 | 23 | 5 | 5 | 1 |  |  |  |  | Warehouse - Refrigerated | Office (General) | Warehouse - Refrigerated - Office (General) |  | Warehouse - Refrigerated | Warehouse - Refrigerated - Office (General) | Refg Whs Admin | Sat | Open | 52 | 52 | 0.02 | 0.6635 | 0.6635 | 0.6635 | 0.6635 | 0.6635 | 0.5359 | 0.5359 | 0 | 0 | 0 | 0 | 0 | 0 | 0 | 6.6589 | 6.6589 | 6.6589 | 6.6589 | 6.6589 | 5.3783 | 5.3783 | 0 | 0 | 0 | 0 | 0 | 0 | 0 | 0 | 0 | 0 | 0 | 0 | 0 | 0 | 0 | 0 | 0 | 0 | 0 | 0 | 0 | 0 | 0 | 0 | 0 | 0 | 0 | 0 | 0 | 0 | 0 | 0 | 0 | 0 | 0 | 0.62966 | 0.62966 | 0.62966 | 0.62966 | 0.62966 | 0.50857 | 0.50857 | 0 | 0 | 0 | 0 | 0 | 0 | 0 | 4.8786 | 4.8786 | 4.8786 | 4.8786 | 4.8786 | 3.9404 | 3.9404 | 0 | 0 | 0 | 0 | 0 | 0 | 0 | 0 | 0 | 0 | 0 | 0 | 0 | 0 | 0 | 0 | 0 | 0 | 0 | 0 | 0 | 0 | 0 | 0 | 0 | 0 | 0 | 0 | 0 | 0 | 0 | 0 | 0 | 0 | 0 | Refg Whs Admin ILit Sat | Refg Whs Admin ILit all | 3522 | 15 | 70 | Refg Whs Admin ILit2 Sat | Refg Whs Admin ILit Sat | Refg Whs Admin ILit all | 3522 | 15 | 50 | 3522 | 9.65 | 0.7 | 0.15 | 0.15 | 0.15 | 0.15 | 0.15 | 0.15 | 0.15 | 0.7 | 0.7 | 0.7 | 0.7 | 0.7 | 0.7 | 0.7 | 0.7 | 0.7 | 0.7 | 0.7 | 0.15 | 0.15 | 0.15 | 0.15 | 0.15 | 0.15 | 7.45 | 0.5 | 0.15 | 0.15 | 0.15 | 0.15 | 0.15 | 0.15 | 0.15 | 0.5 | 0.5 | 0.5 | 0.5 | 0.5 | 0.5 | 0.5 | 0.5 | 0.5 | 0.5 | 0.5 | 0.15 | 0.15 | 0.15 | 0.15 | 0.15 | 0.15 | 0 | 0 | 0 | 0 | 0 | 0 | 0 | 1 | 1 | 1 | 1 | 1 | 1 | 1 | 1 | 1 | 1 | 1 | 0 | 0 | 0 | 0 | 0 | 0 | 0 | 0 | 0 | 0 | 0 | 0 | 0 | 1 | 1 | 1 | 1 | 1 | 1 | 1 | 1 | 1 | 1 | 1 | 0 | 0 | 0 | 0 | 0 | 0 | 15 | 0.66337 | 0.20792 | 0.079208 | 0.049505 | 0.76136 | 0 | 0 | 0 | 0 | 0 | 0 | 0 | 0 |  | 0.18946 | 0.18946 | 0.18893 | 0.18893 | 0.18893 | 0.18932 | 0.18953 | Warehouse - Refrigerated - Office (General) - Sat | 10 | 9 | 16 | 254.8 | 247 | 0 | 0 | 254.8 | 247 | 0 | 0 | 4.9 | 4.75 | 0 | 0 | 0 | 0 | 0 | 0 | 0 | 0 | 0.7 | 0.7 | 0.7 | 0.7 | 0.7 | 0.7 | 0.7 | 0 | 0 | 0 | 0 | 0 | 0 | 0 | 0 | 0 |  | 182 | 205.4 | 0 | 0 | 182 | 205.4 | 0 | 0 | 3.5 | 3.95 | 0 | 0 | 0 | 0 | 0 | 0 | 0 | 0 | 0.5 | 0.5 | 0.5 | 0.5 | 0.5 | 0.5 | 0.5 | 0 | 0 | 0 | 0 | 0 | 0 | 0 | 0 | 0
2306 | 23 | 6 | 6 | 2 |  |  |  |  | Warehouse - Refrigerated | Office (General) | Warehouse - Refrigerated - Office (General) |  | Warehouse - Refrigerated | Warehouse - Refrigerated - Office (General) | Refg Whs Admin | Sun | Open | 52 | 52 | 0.02 | 0.6635 | 0.6635 | 0.6635 | 0.6635 | 0.6635 | 0.5359 | 0.5359 | 0 | 0 | 0 | 0 | 0 | 0 | 0 | 6.6589 | 6.6589 | 6.6589 | 6.6589 | 6.6589 | 5.3783 | 5.3783 | 0 | 0 | 0 | 0 | 0 | 0 | 0 | 0 | 0 | 0 | 0 | 0 | 0 | 0 | 0 | 0 | 0 | 0 | 0 | 0 | 0 | 0 | 0 | 0 | 0 | 0 | 0 | 0 | 0 | 0 | 0 | 0 | 0 | 0 | 0 | 0.62966 | 0.62966 | 0.62966 | 0.62966 | 0.62966 | 0.50857 | 0.50857 | 0 | 0 | 0 | 0 | 0 | 0 | 0 | 4.8786 | 4.8786 | 4.8786 | 4.8786 | 4.8786 | 3.9404 | 3.9404 | 0 | 0 | 0 | 0 | 0 | 0 | 0 | 0 | 0 | 0 | 0 | 0 | 0 | 0 | 0 | 0 | 0 | 0 | 0 | 0 | 0 | 0 | 0 | 0 | 0 | 0 | 0 | 0 | 0 | 0 | 0 | 0 | 0 | 0 | 0 | Refg Whs Admin ILit Sun | Refg Whs Admin ILit all | 3522 | 15 | 70 | Refg Whs Admin ILit2 Sun | Refg Whs Admin ILit Sun | Refg Whs Admin ILit all | 3522 | 15 | 50 | 3522 | 9.65 | 0.7 | 0.15 | 0.15 | 0.15 | 0.15 | 0.15 | 0.15 | 0.15 | 0.7 | 0.7 | 0.7 | 0.7 | 0.7 | 0.7 | 0.7 | 0.7 | 0.7 | 0.7 | 0.7 | 0.15 | 0.15 | 0.15 | 0.15 | 0.15 | 0.15 | 7.45 | 0.5 | 0.15 | 0.15 | 0.15 | 0.15 | 0.15 | 0.15 | 0.15 | 0.5 | 0.5 | 0.5 | 0.5 | 0.5 | 0.5 | 0.5 | 0.5 | 0.5 | 0.5 | 0.5 | 0.15 | 0.15 | 0.15 | 0.15 | 0.15 | 0.15 | 0 | 0 | 0 | 0 | 0 | 0 | 0 | 1 | 1 | 1 | 1 | 1 | 1 | 1 | 1 | 1 | 1 | 1 | 0 | 0 | 0 | 0 | 0 | 0 | 0 | 0 | 0 | 0 | 0 | 0 | 0 | 1 | 1 | 1 | 1 | 1 | 1 | 1 | 1 | 1 | 1 | 1 | 0 | 0 | 0 | 0 | 0 | 0 | 15 | 0.66337 | 0.20792 | 0.079208 | 0.049505 | 0.76136 | 0 | 0 | 0 | 0 | 0 | 0 | 0 | 0 |  | 0.18946 | 0.18946 | 0.18893 | 0.18893 | 0.18893 | 0.18932 | 0.18953 | Warehouse - Refrigerated - Office (General) - Sun | 12 | 9 | 16 | 254.8 | 247 | 0 | 0 | 254.8 | 247 | 0 | 0 | 4.9 | 4.75 | 0 | 0 | 0 | 0 | 0 | 0 | 0 | 0 | 0.7 | 0.7 | 0.7 | 0.7 | 0.7 | 0.7 | 0.7 | 0 | 0 | 0 | 0 | 0 | 0 | 0 | 0 | 0 |  | 182 | 205.4 | 0 | 0 | 182 | 205.4 | 0 | 0 | 3.5 | 3.95 | 0 | 0 | 0 | 0 | 0 | 0 | 0 | 0 | 0.5 | 0.5 | 0.5 | 0.5 | 0.5 | 0.5 | 0.5 | 0 | 0 | 0 | 0 | 0 | 0 | 0 | 0 | 0
2307 | 23 | 7 | 7 | 3 |  |  |  |  | Warehouse - Refrigerated | Office (General) | Warehouse - Refrigerated - Office (General) |  | Warehouse - Refrigerated | Warehouse - Refrigerated - Office (General) | Refg Whs Admin | Hol | Open | 10 | 10 | 0.02 | 0.6635 | 0.6635 | 0.6635 | 0.6635 | 0.6635 | 0.5359 | 0.5359 | 0 | 0 | 0 | 0 | 0 | 0 | 0 | 1.2806 | 1.2806 | 1.2806 | 1.2806 | 1.2806 | 1.0343 | 1.0343 | 0 | 0 | 0 | 0 | 0 | 0 | 0 | 0 | 0 | 0 | 0 | 0 | 0 | 0 | 0 | 0 | 0 | 0 | 0 | 0 | 0 | 0 | 0 | 0 | 0 | 0 | 0 | 0 | 0 | 0 | 0 | 0 | 0 | 0 | 0 | 0.62966 | 0.62966 | 0.62966 | 0.62966 | 0.62966 | 0.50857 | 0.50857 | 0 | 0 | 0 | 0 | 0 | 0 | 0 | 0.93819 | 0.93819 | 0.93819 | 0.93819 | 0.93819 | 0.75777 | 0.75777 | 0 | 0 | 0 | 0 | 0 | 0 | 0 | 0 | 0 | 0 | 0 | 0 | 0 | 0 | 0 | 0 | 0 | 0 | 0 | 0 | 0 | 0 | 0 | 0 | 0 | 0 | 0 | 0 | 0 | 0 | 0 | 0 | 0 | 0 | 0 | Refg Whs Admin ILit Hol | Refg Whs Admin ILit all | 3522 | 15 | 70 | Refg Whs Admin ILit2 Hol | Refg Whs Admin ILit Hol | Refg Whs Admin ILit all | 3522 | 15 | 50 | 3522 | 9.65 | 0.7 | 0.15 | 0.15 | 0.15 | 0.15 | 0.15 | 0.15 | 0.15 | 0.7 | 0.7 | 0.7 | 0.7 | 0.7 | 0.7 | 0.7 | 0.7 | 0.7 | 0.7 | 0.7 | 0.15 | 0.15 | 0.15 | 0.15 | 0.15 | 0.15 | 7.45 | 0.5 | 0.15 | 0.15 | 0.15 | 0.15 | 0.15 | 0.15 | 0.15 | 0.5 | 0.5 | 0.5 | 0.5 | 0.5 | 0.5 | 0.5 | 0.5 | 0.5 | 0.5 | 0.5 | 0.15 | 0.15 | 0.15 | 0.15 | 0.15 | 0.15 | 0 | 0 | 0 | 0 | 0 | 0 | 0 | 1 | 1 | 1 | 1 | 1 | 1 | 1 | 1 | 1 | 1 | 1 | 0 | 0 | 0 | 0 | 0 | 0 | 0 | 0 | 0 | 0 | 0 | 0 | 0 | 1 | 1 | 1 | 1 | 1 | 1 | 1 | 1 | 1 | 1 | 1 | 0 | 0 | 0 | 0 | 0 | 0 | 15 | 0.66337 | 0.20792 | 0.079208 | 0.049505 | 0.76136 | 0 | 0 | 0 | 0 | 0 | 0 | 0 | 0 |  | 0.18946 | 0.18946 | 0.18893 | 0.18893 | 0.18893 | 0.18932 | 0.18953 | Warehouse - Refrigerated - Office (General) - Hol | 14 | 9 | 16 | 49 | 47.5 | 0 | 0 | 49 | 47.5 | 0 | 0 | 4.9 | 4.75 | 0 | 0 | 0 | 0 | 0 | 0 | 0 | 0 | 0.7 | 0.7 | 0.7 | 0.7 | 0.7 | 0.7 | 0.7 | 0 | 0 | 0 | 0 | 0 | 0 | 0 | 0 | 0 |  | 35 | 39.5 | 0 | 0 | 35 | 39.5 | 0 | 0 | 3.5 | 3.95 | 0 | 0 | 0 | 0 | 0 | 0 | 0 | 0 | 0.5 | 0.5 | 0.5 | 0.5 | 0.5 | 0.5 | 0.5 | 0 | 0 | 0 | 0 | 0 | 0 | 0 | 0 | 0
2308 | 23 | 8 | 8 | 4 |  |  | Warehouse - Refrigerated - Office (General) | Warehouse - Refrigerated - Office (General) | Warehouse - Refrigerated | Office (General) | Warehouse - Refrigerated - Office (General) |  | Warehouse - Refrigerated | Warehouse - Refrigerated - Office (General) | Refg Whs Admin | all | Open | 251 | 251 | 0.02 | 0.6635 | 0.6635 | 0.6635 | 0.6635 | 0.6635 | 0.5359 | 0.5359 | 0.01327 | 0.01327 | 0.01327 | 0.01327 | 0.01327 | 0.010718 | 0.010718 | 32.1419 | 32.1419 | 32.1419 | 32.1419 | 32.1419 | 25.9608 | 25.9608 | 0.009289 | 0.009289 | 0.009289 | 0.009289 | 0.009289 | 0.0075026 | 0.0075026 | 3522.25 | 3522.25 | 3522.25 | 3522.25 | 3522.25 | 3522.25 | 3522.25 | 0 | 0 | 0 | 0 | 0 | 0 | 0 | 0.7 | 0.7 | 0.7 | 0.7 | 0.7 | 0.7 | 0.7 | 0 | 0 | 0 | 0 | 0 | 0 | 0 | 0.62966 | 0.62966 | 0.62966 | 0.62966 | 0.62966 | 0.50857 | 0.50857 | 0.012593 | 0.012593 | 0.012593 | 0.012593 | 0.012593 | 0.010171 | 0.010171 | 23.5487 | 23.5487 | 23.5487 | 23.5487 | 23.5487 | 19.0201 | 19.0201 | 0.0062966 | 0.0062966 | 0.0062966 | 0.0062966 | 0.0062966 | 0.0050857 | 0.0050857 | 2719.25 | 2719.25 | 2719.25 | 2719.25 | 2719.25 | 2719.25 | 2719.25 | 0 | 0 | 0 | 0 | 0 | 0 | 0 | 0.5 | 0.5 | 0.5 | 0.5 | 0.5 | 0.5 | 0.5 | 0 | 0 | 0 | 0 | 0 | 0 | 0 | Refg Whs Admin ILit all | Refg Whs Admin ILit all | 3521 | 15 | 70 | Refg Whs Admin ILit2 all | Refg Whs Admin ILit all | Refg Whs Admin ILit all | 3521 | 15 | 50 | 3521 | 9.65 | 0.7 | 0.15 | 0.15 | 0.15 | 0.15 | 0.15 | 0.15 | 0.15 | 0.7 | 0.7 | 0.7 | 0.7 | 0.7 | 0.7 | 0.7 | 0.7 | 0.7 | 0.7 | 0.7 | 0.15 | 0.15 | 0.15 | 0.15 | 0.15 | 0.15 | 7.45 | 0.5 | 0.15 | 0.15 | 0.15 | 0.15 | 0.15 | 0.15 | 0.15 | 0.5 | 0.5 | 0.5 | 0.5 | 0.5 | 0.5 | 0.5 | 0.5 | 0.5 | 0.5 | 0.5 | 0.15 | 0.15 | 0.15 | 0.15 | 0.15 | 0.15 | 0 | 0 | 0 | 0 | 0 | 0 | 0 | 1 | 1 | 1 | 1 | 1 | 1 | 1 | 1 | 1 | 1 | 1 | 0 | 0 | 0 | 0 | 0 | 0 | 0 | 0 | 0 | 0 | 0 | 0 | 0 | 1 | 1 | 1 | 1 | 1 | 1 | 1 | 1 | 1 | 1 | 1 | 0 | 0 | 0 | 0 | 0 | 0 | 15 | 0.66337 | 0.20792 | 0.079208 | 0.049505 | 0.76136 | 0.13963 | 0.0018529 | 0.0018529 | 0.0018529 | 0.0018529 | 0.0018529 | 0.0014966 | 0.0014966 |  | 0.18946 | 0.18946 | 0.18893 | 0.18893 | 0.18893 | 0.18932 | 0.18953 | Warehouse - Refrigerated - Office (General) - all | 16 | 8 | 18 | 1757 | 665.15 | 1757 | 665.15 | 0 | 0 | 7 | 2.65 | 0 | 0 | 0 | 0 | 0 | 0 | 0 | 0 | 0 | 0.7 | 0.7 | 0.7 | 0.7 | 0.7 | 0.7 | 0.7 | 0.7 | 0.7 | 0.7 | 0 | 0 | 0 | 0 | 0 | 0 | 0 |  | 1255 | 614.95 | 1255 | 614.95 | 0 | 0 | 5 | 2.45 | 0 | 0 | 0 | 0 | 0 | 0 | 0 | 0 | 0 | 0.5 | 0.5 | 0.5 | 0.5 | 0.5 | 0.5 | 0.5 | 0.5 | 0.5 | 0.5 | 0 | 0 | 0 | 0 | 0 | 0 | 0
2309 | 23 | 9 | 5 | 1 |  |  |  |  | Warehouse - Refrigerated | Refrigerated (Cooled Storage) | Warehouse - Refrigerated - Refrigerated (Cooled Storage) |  | Warehouse - Refrigerated | Warehouse - Refrigerated - Refrigerated (Cooled Storage) | Refg Whs Cool | Sat | Open | 52 | 52 | 0.4995 | 0.40831 | 0.40831 | 0.30623 | 0.30623 | 0.30623 | 0.30623 | 0.35727 | 0 | 0 | 0 | 0 | 0 | 0 | 0 | 139.9909 | 139.9909 | 104.9932 | 104.9932 | 104.9932 | 104.9932 | 122.4921 | 0 | 0 | 0 | 0 | 0 | 0 | 0 | 0 | 0 | 0 | 0 | 0 | 0 | 0 | 0 | 0 | 0 | 0 | 0 | 0 | 0 | 0 | 0 | 0 | 0 | 0 | 0 | 0 | 0 | 0 | 0 | 0 | 0 | 0 | 0 | 0.38748 | 0.38748 | 0.29061 | 0.29061 | 0.29061 | 0.29061 | 0.33905 | 0 | 0 | 0 | 0 | 0 | 0 | 0 | 132.8513 | 132.8513 | 99.6385 | 99.6385 | 99.6385 | 99.6385 | 116.2449 | 0 | 0 | 0 | 0 | 0 | 0 | 0 | 0 | 0 | 0 | 0 | 0 | 0 | 0 | 0 | 0 | 0 | 0 | 0 | 0 | 0 | 0 | 0 | 0 | 0 | 0 | 0 | 0 | 0 | 0 | 0 | 0 | 0 | 0 | 0 | Refg Whs Cool ILit Sat | Refg Whs Cool ILit all | 3536 | 55 | 55 | Refg Whs Cool ILit2 Sat | Refg Whs Cool ILit Sat | Refg Whs Cool ILit all | 3536 | 55 | 55 | 3536 | 13.2 | 0.55 | 0.55 | 0.55 | 0.55 | 0.55 | 0.55 | 0.55 | 0.55 | 0.55 | 0.55 | 0.55 | 0.55 | 0.55 | 0.55 | 0.55 | 0.55 | 0.55 | 0.55 | 0.55 | 0.55 | 0.55 | 0.55 | 0.55 | 0.55 | 0.55 | 13.2 | 0.55 | 0.55 | 0.55 | 0.55 | 0.55 | 0.55 | 0.55 | 0.55 | 0.55 | 0.55 | 0.55 | 0.55 | 0.55 | 0.55 | 0.55 | 0.55 | 0.55 | 0.55 | 0.55 | 0.55 | 0.55 | 0.55 | 0.55 | 0.55 | 0.55 | 0 | 0 | 0 | 0 | 0 | 0 | 0 | 0 | 0 | 0 | 0 | 0 | 0 | 0 | 0 | 0 | 0 | 0 | 0 | 0 | 0 | 0 | 0 | 0 | 0 | 0 | 0 | 0 | 0 | 0 | 0 | 0 | 0 | 0 | 0 | 0 | 0 | 0 | 0 | 0 | 0 | 0 | 0 | 0 | 0 | 0 | 0 | 0 | 15 | 0.66337 | 0.20792 | 0.079208 | 0.049505 | 0.76136 | 0 | 0 | 0 | 0 | 0 | 0 | 0 | 0 |  | 0.18946 | 0.18946 | 0.18893 | 0.18893 | 0.18893 | 0.18932 | 0.18953 | Warehouse - Refrigerated - Refrigerated (Cooled Storage) - Sat | 10 | 9 | 16 | 200.2 | 486.2 | 0 | 0 | 200.2 | 486.2 | 0 | 0 | 3.85 | 9.35 | 0 | 0 | 0 | 0 | 0 | 0 | 0 | 0 | 0.55 | 0.55 | 0.55 | 0.55 | 0.55 | 0.55 | 0.55 | 0 | 0 | 0 | 0 | 0 | 0 | 0 | 0 | 0 |  | 200.2 | 486.2 | 0 | 0 | 200.2 | 486.2 | 0 | 0 | 3.85 | 9.35 | 0 | 0 | 0 | 0 | 0 | 0 | 0 | 0 | 0.55 | 0.55 | 0.55 | 0.55 | 0.55 | 0.55 | 0.55 | 0 | 0 | 0 | 0 | 0 | 0 | 0 | 0 | 0
2310 | 23 | 10 | 6 | 2 |  |  |  |  | Warehouse - Refrigerated | Refrigerated (Cooled Storage) | Warehouse - Refrigerated - Refrigerated (Cooled Storage) |  | Warehouse - Refrigerated | Warehouse - Refrigerated - Refrigerated (Cooled Storage) | Refg Whs Cool | Sun | Open | 52 | 52 | 0.4995 | 0.40831 | 0.40831 | 0.30623 | 0.30623 | 0.30623 | 0.30623 | 0.35727 | 0 | 0 | 0 | 0 | 0 | 0 | 0 | 139.9909 | 139.9909 | 104.9932 | 104.9932 | 104.9932 | 104.9932 | 122.4921 | 0 | 0 | 0 | 0 | 0 | 0 | 0 | 0 | 0 | 0 | 0 | 0 | 0 | 0 | 0 | 0 | 0 | 0 | 0 | 0 | 0 | 0 | 0 | 0 | 0 | 0 | 0 | 0 | 0 | 0 | 0 | 0 | 0 | 0 | 0 | 0.38748 | 0.38748 | 0.29061 | 0.29061 | 0.29061 | 0.29061 | 0.33905 | 0 | 0 | 0 | 0 | 0 | 0 | 0 | 132.8513 | 132.8513 | 99.6385 | 99.6385 | 99.6385 | 99.6385 | 116.2449 | 0 | 0 | 0 | 0 | 0 | 0 | 0 | 0 | 0 | 0 | 0 | 0 | 0 | 0 | 0 | 0 | 0 | 0 | 0 | 0 | 0 | 0 | 0 | 0 | 0 | 0 | 0 | 0 | 0 | 0 | 0 | 0 | 0 | 0 | 0 | Refg Whs Cool ILit Sun | Refg Whs Cool ILit all | 3536 | 55 | 55 | Refg Whs Cool ILit2 Sun | Refg Whs Cool ILit Sun | Refg Whs Cool ILit all | 3536 | 55 | 55 | 3536 | 13.2 | 0.55 | 0.55 | 0.55 | 0.55 | 0.55 | 0.55 | 0.55 | 0.55 | 0.55 | 0.55 | 0.55 | 0.55 | 0.55 | 0.55 | 0.55 | 0.55 | 0.55 | 0.55 | 0.55 | 0.55 | 0.55 | 0.55 | 0.55 | 0.55 | 0.55 | 13.2 | 0.55 | 0.55 | 0.55 | 0.55 | 0.55 | 0.55 | 0.55 | 0.55 | 0.55 | 0.55 | 0.55 | 0.55 | 0.55 | 0.55 | 0.55 | 0.55 | 0.55 | 0.55 | 0.55 | 0.55 | 0.55 | 0.55 | 0.55 | 0.55 | 0.55 | 0 | 0 | 0 | 0 | 0 | 0 | 0 | 0 | 0 | 0 | 0 | 0 | 0 | 0 | 0 | 0 | 0 | 0 | 0 | 0 | 0 | 0 | 0 | 0 | 0 | 0 | 0 | 0 | 0 | 0 | 0 | 0 | 0 | 0 | 0 | 0 | 0 | 0 | 0 | 0 | 0 | 0 | 0 | 0 | 0 | 0 | 0 | 0 | 15 | 0.66337 | 0.20792 | 0.079208 | 0.049505 | 0.76136 | 0 | 0 | 0 | 0 | 0 | 0 | 0 | 0 |  | 0.18946 | 0.18946 | 0.18893 | 0.18893 | 0.18893 | 0.18932 | 0.18953 | Warehouse - Refrigerated - Refrigerated (Cooled Storage) - Sun | 12 | 9 | 16 | 200.2 | 486.2 | 0 | 0 | 200.2 | 486.2 | 0 | 0 | 3.85 | 9.35 | 0 | 0 | 0 | 0 | 0 | 0 | 0 | 0 | 0.55 | 0.55 | 0.55 | 0.55 | 0.55 | 0.55 | 0.55 | 0 | 0 | 0 | 0 | 0 | 0 | 0 | 0 | 0 |  | 200.2 | 486.2 | 0 | 0 | 200.2 | 486.2 | 0 | 0 | 3.85 | 9.35 | 0 | 0 | 0 | 0 | 0 | 0 | 0 | 0 | 0.55 | 0.55 | 0.55 | 0.55 | 0.55 | 0.55 | 0.55 | 0 | 0 | 0 | 0 | 0 | 0 | 0 | 0 | 0
2311 | 23 | 11 | 7 | 3 |  |  |  |  | Warehouse - Refrigerated | Refrigerated (Cooled Storage) | Warehouse - Refrigerated - Refrigerated (Cooled Storage) |  | Warehouse - Refrigerated | Warehouse - Refrigerated - Refrigerated (Cooled Storage) | Refg Whs Cool | Hol | Open | 10 | 10 | 0.4995 | 0.40831 | 0.40831 | 0.30623 | 0.30623 | 0.30623 | 0.30623 | 0.35727 | 0 | 0 | 0 | 0 | 0 | 0 | 0 | 26.9213 | 26.9213 | 20.191 | 20.191 | 20.191 | 20.191 | 23.5562 | 0 | 0 | 0 | 0 | 0 | 0 | 0 | 0 | 0 | 0 | 0 | 0 | 0 | 0 | 0 | 0 | 0 | 0 | 0 | 0 | 0 | 0 | 0 | 0 | 0 | 0 | 0 | 0 | 0 | 0 | 0 | 0 | 0 | 0 | 0 | 0.38748 | 0.38748 | 0.29061 | 0.29061 | 0.29061 | 0.29061 | 0.33905 | 0 | 0 | 0 | 0 | 0 | 0 | 0 | 25.5483 | 25.5483 | 19.1612 | 19.1612 | 19.1612 | 19.1612 | 22.3548 | 0 | 0 | 0 | 0 | 0 | 0 | 0 | 0 | 0 | 0 | 0 | 0 | 0 | 0 | 0 | 0 | 0 | 0 | 0 | 0 | 0 | 0 | 0 | 0 | 0 | 0 | 0 | 0 | 0 | 0 | 0 | 0 | 0 | 0 | 0 | Refg Whs Cool ILit Hol | Refg Whs Cool ILit all | 3536 | 55 | 55 | Refg Whs Cool ILit2 Hol | Refg Whs Cool ILit Hol | Refg Whs Cool ILit all | 3536 | 55 | 55 | 3536 | 13.2 | 0.55 | 0.55 | 0.55 | 0.55 | 0.55 | 0.55 | 0.55 | 0.55 | 0.55 | 0.55 | 0.55 | 0.55 | 0.55 | 0.55 | 0.55 | 0.55 | 0.55 | 0.55 | 0.55 | 0.55 | 0.55 | 0.55 | 0.55 | 0.55 | 0.55 | 13.2 | 0.55 | 0.55 | 0.55 | 0.55 | 0.55 | 0.55 | 0.55 | 0.55 | 0.55 | 0.55 | 0.55 | 0.55 | 0.55 | 0.55 | 0.55 | 0.55 | 0.55 | 0.55 | 0.55 | 0.55 | 0.55 | 0.55 | 0.55 | 0.55 | 0.55 | 0 | 0 | 0 | 0 | 0 | 0 | 0 | 0 | 0 | 0 | 0 | 0 | 0 | 0 | 0 | 0 | 0 | 0 | 0 | 0 | 0 | 0 | 0 | 0 | 0 | 0 | 0 | 0 | 0 | 0 | 0 | 0 | 0 | 0 | 0 | 0 | 0 | 0 | 0 | 0 | 0 | 0 | 0 | 0 | 0 | 0 | 0 | 0 | 15 | 0.66337 | 0.20792 | 0.079208 | 0.049505 | 0.76136 | 0 | 0 | 0 | 0 | 0 | 0 | 0 | 0 |  | 0.18946 | 0.18946 | 0.18893 | 0.18893 | 0.18893 | 0.18932 | 0.18953 | Warehouse - Refrigerated - Refrigerated (Cooled Storage) - Hol | 14 | 9 | 16 | 38.5 | 93.5 | 0 | 0 | 38.5 | 93.5 | 0 | 0 | 3.85 | 9.35 | 0 | 0 | 0 | 0 | 0 | 0 | 0 | 0 | 0.55 | 0.55 | 0.55 | 0.55 | 0.55 | 0.55 | 0.55 | 0 | 0 | 0 | 0 | 0 | 0 | 0 | 0 | 0 |  | 38.5 | 93.5 | 0 | 0 | 38.5 | 93.5 | 0 | 0 | 3.85 | 9.35 | 0 | 0 | 0 | 0 | 0 | 0 | 0 | 0 | 0.55 | 0.55 | 0.55 | 0.55 | 0.55 | 0.55 | 0.55 | 0 | 0 | 0 | 0 | 0 | 0 | 0 | 0 | 0
2312 | 23 | 12 | 8 | 4 |  |  | Warehouse - Refrigerated - Refrigerated (Cooled Storage) | Warehouse - Refrigerated - Refrigerated (Cooled Storage) | Warehouse - Refrigerated | Refrigerated (Cooled Storage) | Warehouse - Refrigerated - Refrigerated (Cooled Storage) |  | Warehouse - Refrigerated | Warehouse - Refrigerated - Refrigerated (Cooled Storage) | Refg Whs Cool | all | Open | 251 | 251 | 0.4995 | 0.40831 | 0.40831 | 0.30623 | 0.30623 | 0.30623 | 0.30623 | 0.35727 | 0.20395 | 0.20395 | 0.15296 | 0.15296 | 0.15296 | 0.15296 | 0.17846 | 675.7254 | 675.7254 | 506.794 | 506.794 | 506.794 | 506.794 | 591.2597 | 0.11217 | 0.11217 | 0.084129 | 0.084129 | 0.084129 | 0.084129 | 0.098151 | 4818 | 4818 | 4818 | 4818 | 4818 | 4818 | 4818 | 0 | 0 | 0 | 0 | 0 | 0 | 0 | 0.55 | 0.55 | 0.55 | 0.55 | 0.55 | 0.55 | 0.55 | 0 | 0 | 0 | 0 | 0 | 0 | 0 | 0.38748 | 0.38748 | 0.29061 | 0.29061 | 0.29061 | 0.29061 | 0.33905 | 0.19355 | 0.19355 | 0.14516 | 0.14516 | 0.14516 | 0.14516 | 0.16935 | 641.2629 | 641.2629 | 480.9472 | 480.9472 | 480.9472 | 480.9472 | 561.105 | 0.10645 | 0.10645 | 0.079839 | 0.079839 | 0.079839 | 0.079839 | 0.093145 | 4818 | 4818 | 4818 | 4818 | 4818 | 4818 | 4818 | 0 | 0 | 0 | 0 | 0 | 0 | 0 | 0.55 | 0.55 | 0.55 | 0.55 | 0.55 | 0.55 | 0.55 | 0 | 0 | 0 | 0 | 0 | 0 | 0 | Refg Whs Cool ILit all | Refg Whs Cool ILit all | 3535 | 55 | 55 | Refg Whs Cool ILit2 all | Refg Whs Cool ILit all | Refg Whs Cool ILit all | 3535 | 55 | 55 | 3535 | 13.2 | 0.55 | 0.55 | 0.55 | 0.55 | 0.55 | 0.55 | 0.55 | 0.55 | 0.55 | 0.55 | 0.55 | 0.55 | 0.55 | 0.55 | 0.55 | 0.55 | 0.55 | 0.55 | 0.55 | 0.55 | 0.55 | 0.55 | 0.55 | 0.55 | 0.55 | 13.2 | 0.55 | 0.55 | 0.55 | 0.55 | 0.55 | 0.55 | 0.55 | 0.55 | 0.55 | 0.55 | 0.55 | 0.55 | 0.55 | 0.55 | 0.55 | 0.55 | 0.55 | 0.55 | 0.55 | 0.55 | 0.55 | 0.55 | 0.55 | 0.55 | 0.55 | 0 | 0 | 0 | 0 | 0 | 0 | 0 | 0 | 0 | 0 | 0 | 0 | 0 | 0 | 0 | 0 | 0 | 0 | 0 | 0 | 0 | 0 | 0 | 0 | 0 | 0 | 0 | 0 | 0 | 0 | 0 | 0 | 0 | 0 | 0 | 0 | 0 | 0 | 0 | 0 | 0 | 0 | 0 | 0 | 0 | 0 | 0 | 0 | 15 | 0.66337 | 0.20792 | 0.079208 | 0.049505 | 0.76136 | 0.191 | 0.038955 | 0.038955 | 0.029216 | 0.029216 | 0.029216 | 0.029216 | 0.034085 |  | 0.18946 | 0.18946 | 0.18893 | 0.18893 | 0.18893 | 0.18932 | 0.18953 | Warehouse - Refrigerated - Refrigerated (Cooled Storage) - all | 16 | 8 | 18 | 1380.5 | 1932.7 | 1380.5 | 1932.7 | 0 | 0 | 5.5 | 7.7 | 0 | 0 | 0 | 0 | 0 | 0 | 0 | 0 | 0 | 0.55 | 0.55 | 0.55 | 0.55 | 0.55 | 0.55 | 0.55 | 0.55 | 0.55 | 0.55 | 0 | 0 | 0 | 0 | 0 | 0 | 0 |  | 1380.5 | 1932.7 | 1380.5 | 1932.7 | 0 | 0 | 5.5 | 7.7 | 0 | 0 | 0 | 0 | 0 | 0 | 0 | 0 | 0 | 0.55 | 0.55 | 0.55 | 0.55 | 0.55 | 0.55 | 0.55 | 0.55 | 0.55 | 0.55 | 0 | 0 | 0 | 0 | 0 | 0 | 0
2313 | 23 | 13 | 5 | 1 |  |  |  |  | Warehouse - Refrigerated | Refrigerated (Frozen Storage) | Warehouse - Refrigerated - Refrigerated (Frozen Storage) |  | Warehouse - Refrigerated | Warehouse - Refrigerated - Refrigerated (Frozen Storage) | Refg Whs Cold | Sat | Open | 52 | 52 | 0.4005 | 0.40831 | 0.40831 | 0.30623 | 0.30623 | 0.30623 | 0.30623 | 0.35727 | 0 | 0 | 0 | 0 | 0 | 0 | 0 | 112.245 | 112.245 | 84.1837 | 84.1837 | 84.1837 | 84.1837 | 98.2143 | 0 | 0 | 0 | 0 | 0 | 0 | 0 | 0 | 0 | 0 | 0 | 0 | 0 | 0 | 0 | 0 | 0 | 0 | 0 | 0 | 0 | 0 | 0 | 0 | 0 | 0 | 0 | 0 | 0 | 0 | 0 | 0 | 0 | 0 | 0 | 0.38748 | 0.38748 | 0.29061 | 0.29061 | 0.29061 | 0.29061 | 0.33905 | 0 | 0 | 0 | 0 | 0 | 0 | 0 | 106.5204 | 106.5204 | 79.8903 | 79.8903 | 79.8903 | 79.8903 | 93.2053 | 0 | 0 | 0 | 0 | 0 | 0 | 0 | 0 | 0 | 0 | 0 | 0 | 0 | 0 | 0 | 0 | 0 | 0 | 0 | 0 | 0 | 0 | 0 | 0 | 0 | 0 | 0 | 0 | 0 | 0 | 0 | 0 | 0 | 0 | 0 | Refg Whs Cold ILit Sat | Refg Whs Cold ILit all | 3536 | 55 | 55 | Refg Whs Cold ILit2 Sat | Refg Whs Cold ILit Sat | Refg Whs Cold ILit all | 3536 | 55 | 55 | 3536 | 13.2 | 0.55 | 0.55 | 0.55 | 0.55 | 0.55 | 0.55 | 0.55 | 0.55 | 0.55 | 0.55 | 0.55 | 0.55 | 0.55 | 0.55 | 0.55 | 0.55 | 0.55 | 0.55 | 0.55 | 0.55 | 0.55 | 0.55 | 0.55 | 0.55 | 0.55 | 13.2 | 0.55 | 0.55 | 0.55 | 0.55 | 0.55 | 0.55 | 0.55 | 0.55 | 0.55 | 0.55 | 0.55 | 0.55 | 0.55 | 0.55 | 0.55 | 0.55 | 0.55 | 0.55 | 0.55 | 0.55 | 0.55 | 0.55 | 0.55 | 0.55 | 0.55 | 0 | 0 | 0 | 0 | 0 | 0 | 0 | 0 | 0 | 0 | 0 | 0 | 0 | 0 | 0 | 0 | 0 | 0 | 0 | 0 | 0 | 0 | 0 | 0 | 0 | 0 | 0 | 0 | 0 | 0 | 0 | 0 | 0 | 0 | 0 | 0 | 0 | 0 | 0 | 0 | 0 | 0 | 0 | 0 | 0 | 0 | 0 | 0 | 15 | 0.66337 | 0.20792 | 0.079208 | 0.049505 | 0.76136 | 0 | 0 | 0 | 0 | 0 | 0 | 0 | 0 |  | 0.18946 | 0.18946 | 0.18893 | 0.18893 | 0.18893 | 0.18932 | 0.18953 | Warehouse - Refrigerated - Refrigerated (Frozen Storage) - Sat | 10 | 9 | 16 | 200.2 | 486.2 | 0 | 0 | 200.2 | 486.2 | 0 | 0 | 3.85 | 9.35 | 0 | 0 | 0 | 0 | 0 | 0 | 0 | 0 | 0.55 | 0.55 | 0.55 | 0.55 | 0.55 | 0.55 | 0.55 | 0 | 0 | 0 | 0 | 0 | 0 | 0 | 0 | 0 |  | 200.2 | 486.2 | 0 | 0 | 200.2 | 486.2 | 0 | 0 | 3.85 | 9.35 | 0 | 0 | 0 | 0 | 0 | 0 | 0 | 0 | 0.55 | 0.55 | 0.55 | 0.55 | 0.55 | 0.55 | 0.55 | 0 | 0 | 0 | 0 | 0 | 0 | 0 | 0 | 0
2314 | 23 | 14 | 6 | 2 |  |  |  |  | Warehouse - Refrigerated | Refrigerated (Frozen Storage) | Warehouse - Refrigerated - Refrigerated (Frozen Storage) |  | Warehouse - Refrigerated | Warehouse - Refrigerated - Refrigerated (Frozen Storage) | Refg Whs Cold | Sun | Open | 52 | 52 | 0.4005 | 0.40831 | 0.40831 | 0.30623 | 0.30623 | 0.30623 | 0.30623 | 0.35727 | 0 | 0 | 0 | 0 | 0 | 0 | 0 | 112.245 | 112.245 | 84.1837 | 84.1837 | 84.1837 | 84.1837 | 98.2143 | 0 | 0 | 0 | 0 | 0 | 0 | 0 | 0 | 0 | 0 | 0 | 0 | 0 | 0 | 0 | 0 | 0 | 0 | 0 | 0 | 0 | 0 | 0 | 0 | 0 | 0 | 0 | 0 | 0 | 0 | 0 | 0 | 0 | 0 | 0 | 0.38748 | 0.38748 | 0.29061 | 0.29061 | 0.29061 | 0.29061 | 0.33905 | 0 | 0 | 0 | 0 | 0 | 0 | 0 | 106.5204 | 106.5204 | 79.8903 | 79.8903 | 79.8903 | 79.8903 | 93.2053 | 0 | 0 | 0 | 0 | 0 | 0 | 0 | 0 | 0 | 0 | 0 | 0 | 0 | 0 | 0 | 0 | 0 | 0 | 0 | 0 | 0 | 0 | 0 | 0 | 0 | 0 | 0 | 0 | 0 | 0 | 0 | 0 | 0 | 0 | 0 | Refg Whs Cold ILit Sun | Refg Whs Cold ILit all | 3536 | 55 | 55 | Refg Whs Cold ILit2 Sun | Refg Whs Cold ILit Sun | Refg Whs Cold ILit all | 3536 | 55 | 55 | 3536 | 13.2 | 0.55 | 0.55 | 0.55 | 0.55 | 0.55 | 0.55 | 0.55 | 0.55 | 0.55 | 0.55 | 0.55 | 0.55 | 0.55 | 0.55 | 0.55 | 0.55 | 0.55 | 0.55 | 0.55 | 0.55 | 0.55 | 0.55 | 0.55 | 0.55 | 0.55 | 13.2 | 0.55 | 0.55 | 0.55 | 0.55 | 0.55 | 0.55 | 0.55 | 0.55 | 0.55 | 0.55 | 0.55 | 0.55 | 0.55 | 0.55 | 0.55 | 0.55 | 0.55 | 0.55 | 0.55 | 0.55 | 0.55 | 0.55 | 0.55 | 0.55 | 0.55 | 0 | 0 | 0 | 0 | 0 | 0 | 0 | 0 | 0 | 0 | 0 | 0 | 0 | 0 | 0 | 0 | 0 | 0 | 0 | 0 | 0 | 0 | 0 | 0 | 0 | 0 | 0 | 0 | 0 | 0 | 0 | 0 | 0 | 0 | 0 | 0 | 0 | 0 | 0 | 0 | 0 | 0 | 0 | 0 | 0 | 0 | 0 | 0 | 15 | 0.66337 | 0.20792 | 0.079208 | 0.049505 | 0.76136 | 0 | 0 | 0 | 0 | 0 | 0 | 0 | 0 |  | 0.18946 | 0.18946 | 0.18893 | 0.18893 | 0.18893 | 0.18932 | 0.18953 | Warehouse - Refrigerated - Refrigerated (Frozen Storage) - Sun | 12 | 9 | 16 | 200.2 | 486.2 | 0 | 0 | 200.2 | 486.2 | 0 | 0 | 3.85 | 9.35 | 0 | 0 | 0 | 0 | 0 | 0 | 0 | 0 | 0.55 | 0.55 | 0.55 | 0.55 | 0.55 | 0.55 | 0.55 | 0 | 0 | 0 | 0 | 0 | 0 | 0 | 0 | 0 |  | 200.2 | 486.2 | 0 | 0 | 200.2 | 486.2 | 0 | 0 | 3.85 | 9.35 | 0 | 0 | 0 | 0 | 0 | 0 | 0 | 0 | 0.55 | 0.55 | 0.55 | 0.55 | 0.55 | 0.55 | 0.55 | 0 | 0 | 0 | 0 | 0 | 0 | 0 | 0 | 0
2315 | 23 | 15 | 7 | 3 |  |  |  |  | Warehouse - Refrigerated | Refrigerated (Frozen Storage) | Warehouse - Refrigerated - Refrigerated (Frozen Storage) |  | Warehouse - Refrigerated | Warehouse - Refrigerated - Refrigerated (Frozen Storage) | Refg Whs Cold | Hol | Open | 10 | 10 | 0.4005 | 0.40831 | 0.40831 | 0.30623 | 0.30623 | 0.30623 | 0.30623 | 0.35727 | 0 | 0 | 0 | 0 | 0 | 0 | 0 | 21.5856 | 21.5856 | 16.1892 | 16.1892 | 16.1892 | 16.1892 | 18.8874 | 0 | 0 | 0 | 0 | 0 | 0 | 0 | 0 | 0 | 0 | 0 | 0 | 0 | 0 | 0 | 0 | 0 | 0 | 0 | 0 | 0 | 0 | 0 | 0 | 0 | 0 | 0 | 0 | 0 | 0 | 0 | 0 | 0 | 0 | 0 | 0.38748 | 0.38748 | 0.29061 | 0.29061 | 0.29061 | 0.29061 | 0.33905 | 0 | 0 | 0 | 0 | 0 | 0 | 0 | 20.4847 | 20.4847 | 15.3635 | 15.3635 | 15.3635 | 15.3635 | 17.9241 | 0 | 0 | 0 | 0 | 0 | 0 | 0 | 0 | 0 | 0 | 0 | 0 | 0 | 0 | 0 | 0 | 0 | 0 | 0 | 0 | 0 | 0 | 0 | 0 | 0 | 0 | 0 | 0 | 0 | 0 | 0 | 0 | 0 | 0 | 0 | Refg Whs Cold ILit Hol | Refg Whs Cold ILit all | 3536 | 55 | 55 | Refg Whs Cold ILit2 Hol | Refg Whs Cold ILit Hol | Refg Whs Cold ILit all | 3536 | 55 | 55 | 3536 | 13.2 | 0.55 | 0.55 | 0.55 | 0.55 | 0.55 | 0.55 | 0.55 | 0.55 | 0.55 | 0.55 | 0.55 | 0.55 | 0.55 | 0.55 | 0.55 | 0.55 | 0.55 | 0.55 | 0.55 | 0.55 | 0.55 | 0.55 | 0.55 | 0.55 | 0.55 | 13.2 | 0.55 | 0.55 | 0.55 | 0.55 | 0.55 | 0.55 | 0.55 | 0.55 | 0.55 | 0.55 | 0.55 | 0.55 | 0.55 | 0.55 | 0.55 | 0.55 | 0.55 | 0.55 | 0.55 | 0.55 | 0.55 | 0.55 | 0.55 | 0.55 | 0.55 | 0 | 0 | 0 | 0 | 0 | 0 | 0 | 0 | 0 | 0 | 0 | 0 | 0 | 0 | 0 | 0 | 0 | 0 | 0 | 0 | 0 | 0 | 0 | 0 | 0 | 0 | 0 | 0 | 0 | 0 | 0 | 0 | 0 | 0 | 0 | 0 | 0 | 0 | 0 | 0 | 0 | 0 | 0 | 0 | 0 | 0 | 0 | 0 | 15 | 0.66337 | 0.20792 | 0.079208 | 0.049505 | 0.76136 | 0 | 0 | 0 | 0 | 0 | 0 | 0 | 0 |  | 0.18946 | 0.18946 | 0.18893 | 0.18893 | 0.18893 | 0.18932 | 0.18953 | Warehouse - Refrigerated - Refrigerated (Frozen Storage) - Hol | 14 | 9 | 16 | 38.5 | 93.5 | 0 | 0 | 38.5 | 93.5 | 0 | 0 | 3.85 | 9.35 | 0 | 0 | 0 | 0 | 0 | 0 | 0 | 0 | 0.55 | 0.55 | 0.55 | 0.55 | 0.55 | 0.55 | 0.55 | 0 | 0 | 0 | 0 | 0 | 0 | 0 | 0 | 0 |  | 38.5 | 93.5 | 0 | 0 | 38.5 | 93.5 | 0 | 0 | 3.85 | 9.35 | 0 | 0 | 0 | 0 | 0 | 0 | 0 | 0 | 0.55 | 0.55 | 0.55 | 0.55 | 0.55 | 0.55 | 0.55 | 0 | 0 | 0 | 0 | 0 | 0 | 0 | 0 | 0
2316 | 23 | 16 | 8 | 4 | Warehouse - Refrigerated | Warehouse - Refrigerated | Warehouse - Refrigerated - Refrigerated (Frozen Storage) | Warehouse - Refrigerated - Refrigerated (Frozen Storage) | Warehouse - Refrigerated | Refrigerated (Frozen Storage) | Warehouse - Refrigerated - Refrigerated (Frozen Storage) |  | Warehouse - Refrigerated | Warehouse - Refrigerated - Refrigerated (Frozen Storage) | Refg Whs Cold | all | Open | 251 | 251 | 0.4005 | 0.40831 | 0.40831 | 0.30623 | 0.30623 | 0.30623 | 0.30623 | 0.35727 | 0.16353 | 0.16353 | 0.12265 | 0.12265 | 0.12265 | 0.12265 | 0.14309 | 541.7978 | 541.7978 | 406.3484 | 406.3484 | 406.3484 | 406.3484 | 474.0731 | 0.08994 | 0.08994 | 0.067455 | 0.067455 | 0.067455 | 0.067455 | 0.078697 | 4818 | 4818 | 4818 | 4818 | 4818 | 4818 | 4818 | 4779.0976 | 4779.0976 | 4765.8491 | 4765.8491 | 4765.8491 | 4775.5495 | 4780.776 | 0.55 | 0.55 | 0.55 | 0.55 | 0.55 | 0.55 | 0.55 | 0.5545 | 0.5545 | 0.55604 | 0.55604 | 0.55604 | 0.55491 | 0.55431 | 0.38748 | 0.38748 | 0.29061 | 0.29061 | 0.29061 | 0.29061 | 0.33905 | 0.15519 | 0.15519 | 0.11639 | 0.11639 | 0.11639 | 0.11639 | 0.13579 | 514.1657 | 514.1657 | 385.6243 | 385.6243 | 385.6243 | 385.6243 | 449.895 | 0.085353 | 0.085353 | 0.064015 | 0.064015 | 0.064015 | 0.064015 | 0.074684 | 4818 | 4818 | 4818 | 4818 | 4818 | 4818 | 4818 | 4754.989 | 4754.989 | 4733.5302 | 4733.5302 | 4733.5302 | 4749.2422 | 4757.7076 | 0.55 | 0.55 | 0.55 | 0.55 | 0.55 | 0.55 | 0.55 | 0.5485 | 0.5485 | 0.54799 | 0.54799 | 0.54799 | 0.54836 | 0.54856 | Refg Whs Cold ILit all | Refg Whs Cold ILit all | 3535 | 55 | 55 | Refg Whs Cold ILit2 all | Refg Whs Cold ILit all | Refg Whs Cold ILit all | 3535 | 55 | 55 | 3535 | 13.2 | 0.55 | 0.55 | 0.55 | 0.55 | 0.55 | 0.55 | 0.55 | 0.55 | 0.55 | 0.55 | 0.55 | 0.55 | 0.55 | 0.55 | 0.55 | 0.55 | 0.55 | 0.55 | 0.55 | 0.55 | 0.55 | 0.55 | 0.55 | 0.55 | 0.55 | 13.2 | 0.55 | 0.55 | 0.55 | 0.55 | 0.55 | 0.55 | 0.55 | 0.55 | 0.55 | 0.55 | 0.55 | 0.55 | 0.55 | 0.55 | 0.55 | 0.55 | 0.55 | 0.55 | 0.55 | 0.55 | 0.55 | 0.55 | 0.55 | 0.55 | 0.55 | 0 | 0 | 0 | 0 | 0 | 0 | 0 | 0 | 0 | 0 | 0 | 0 | 0 | 0 | 0 | 0 | 0 | 0 | 0 | 0 | 0 | 0 | 0 | 0 | 0 | 0 | 0 | 0 | 0 | 0 | 0 | 0 | 0 | 0 | 0 | 0 | 0 | 0 | 0 | 0 | 0 | 0 | 0 | 0 | 0 | 0 | 0 | 0 | 15 | 0.66337 | 0.20792 | 0.079208 | 0.049505 | 0.76136 | 0.191 | 0.031234 | 0.031234 | 0.023425 | 0.023425 | 0.023425 | 0.023425 | 0.02733 | Warehouse - Refrigerated | 0.18946 | 0.18946 | 0.18893 | 0.18893 | 0.18893 | 0.18932 | 0.18953 | Warehouse - Refrigerated - Refrigerated (Frozen Storage) - all | 16 | 8 | 18 | 1380.5 | 1932.7 | 1380.5 | 1932.7 | 0 | 0 | 5.5 | 7.7 | 0 | 0 | 0 | 0 | 0 | 0 | 0 | 0 | 0 | 0.55 | 0.55 | 0.55 | 0.55 | 0.55 | 0.55 | 0.55 | 0.55 | 0.55 | 0.55 | 0 | 0 | 0 | 0 | 0 | 0 | 0 |  | 1380.5 | 1932.7 | 1380.5 | 1932.7 | 0 | 0 | 5.5 | 7.7 | 0 | 0 | 0 | 0 | 0 | 0 | 0 | 0 | 0 | 0.55 | 0.55 | 0.55 | 0.55 | 0.55 | 0.55 | 0.55 | 0.55 | 0.55 | 0.55 | 0 | 0 | 0 | 0 | 0 | 0 | 0

## 2013LtgProfilesByBldg
[8 empty] | 1 | 2 | 3 | 4 | 5 | 6 | 7 | 8 | 9 | 10 | 11 | 12 | 13 | 14 | 15 | 16 | 17 | 18 | 19 | 20 | 21 | 22 | 23 | 24 | 25 | 26 | 27 | 28 | 29 | 30 | 31 | 32 | 33 | 34 | 35 | 36 | 37 | 38 | 39 | 40 | 41 | 42 | 43 | 44 | 45 | 46 | 47 | 48 | 49 | 50 | 51 | 52 | 53 | 54 | 55 | 56 | 57 | 58 | 59 | 60 | 61 | 62 | 63 | 64 | 65 | 66 | 67 | 68 | 69 | 70 | 71 | 72 | 73 | 74 | 75 | 76 | 77 | 78 | 79 | 80 | 81 | 82 | 83 | 84 | 85 | 86 | 87 | 88 | 89 | 90 | 91 | 92 | 93 | 94 | 95 | 96 | 97 | 98 | 99 | 100 | 101 | 102 | 103 | 104 | 105 | 106 | 107 | 108 | 109 | 110 | 111 | 112 | 113 | 114 | 115 | 116 | 117 | 118 | 119 | 120 | 121 | 122 | 123 | 124 | 125 | [173 empty] | CFL
[21 empty] | LF/HID LPD | [55 empty] | CFL LPD | [167 empty] | 6 | 7 | 8 | 9 | 10 |  |  | LFHID | [7 empty] | LF/HID | [6 empty] | 1 | 2 | 3 | 4 | 5 | 6 | 7 | 8 | 9 | 10 | 11 | 12 | 13 | 14 | 15 | 16 | 17 | 18 | 19 | 20 | 21 | 22 | 23 | 24 | 25 | 26 | 27 | 28 | 29 | 30 | 31 | 32 | 33 | 34 | 35 | 36 | 37 | 38 | 39 | 40 | 41 | 42 | 43 | 44 | 45 | 46 | 47 | 48 | 49
[21 empty] | 8 | 9 | 10 | 11 | 12 | 13 | 14 | LF/HID Wattage x Area | [6 empty] | LF/HID Wattage x Area x Total Hours | [6 empty] | LF/HID Wattage x Area x CDF | [6 empty] | LF/HID EFLH by Area | [6 empty] | LF/HID EFLH by Building | [6 empty] | LF/HID CDF by Area | [6 empty] | LF/HID CDF by Building | [6 empty] | 8 | 9 | 10 | 11 | 12 | 13 | 14 | CFL Wattage x Area | [6 empty] | CFL Wattage x Area x Total Hours | [6 empty] | CFL Wattage x Area x CDF | [6 empty] | CFL EFLH by Area | [6 empty] | CFL EFLH by Building | [6 empty] | CFL CDF by Area | [6 empty] | CFL CDF by Building | [6 empty] | LF Profile |  |  |  |  | CFL Profile | [5 empty] | General Lighting Profile | [52 empty] | Normalized Linear Fluorscent Profile | [23 empty] | Normalized Compact Fluorescent Profiles | [23 empty] | Occ Sensor Usage Reduction | [6 empty] | Demand Reduction * LPD by Act Area Option 4 | [7 empty] | Demand Reduction by Building Type Option 4 | [10 empty] | Total |  | WD |  | WE |  | WD |  | WE | [26 empty] | Total |  | WD |  | WE |  | WD |  | WE | [25 empty] | LF/HID Reductions |  | CFL Reductions
|  |  |  | Days Column | Building EFLH Lookup | Building CDF Lookup | Activity Area EFLH Lookup | Activity Area CDF Lookup | Building Type | Activity Area | Building Type + Activity Area | Period | Building Type + Period | Building Type + Activity Area + Period | Schedule Group | Day Type | Open or Closed | # of Days | Days | Area Frac | <1978 | 1978 - 1992 | 1993 - 2001 | 2002 - 2005 | 2006 - 2009 | 2010-2013 | >2013 | <1978 | 1978 - 1992 | 1993 - 2001 | 2002 - 2005 | 2006 - 2009 | 2010-2013 | >2013 | <1978 | 1978 - 1992 | 1993 - 2001 | 2002 - 2005 | 2006 - 2009 | 2010-2013 | >2013 | <1978 | 1978 - 1992 | 1993 - 2001 | 2002 - 2005 | 2006 - 2009 | 2010-2013 | >2013 | <1978 | 1978 - 1992 | 1993 - 2001 | 2002 - 2005 | 2006 - 2009 | 2010-2013 | >2013 | <1978 | 1978 - 1992 | 1993 - 2001 | 2002 - 2005 | 2006 - 2009 | 2010-2013 | >2013 | <1978 | 1978 - 1992 | 1993 - 2001 | 2002 - 2005 | 2006 - 2009 | 2010-2013 | >2013 | <1978 | 1978 - 1992 | 1993 - 2001 | 2002 - 2005 | 2006 - 2009 | 2010-2013 | >2013 | <1978 | 1978 - 1992 | 1993 - 2001 | 2002 - 2005 | 2006 - 2009 | 2010-2013 | >2013 | <1978 | 1978 - 1992 | 1993 - 2001 | 2002 - 2005 | 2006 - 2009 | 2010-2013 | >2013 | <1978 | 1978 - 1992 | 1993 - 2001 | 2002 - 2005 | 2006 - 2009 | 2010-2013 | >2013 | <1978 | 1978 - 1992 | 1993 - 2001 | 2002 - 2005 | 2006 - 2009 | 2010-2013 | >2013 | <1978 | 1978 - 1992 | 1993 - 2001 | 2002 - 2005 | 2006 - 2009 | 2010-2013 | >2013 | <1978 | 1978 - 1992 | 1993 - 2001 | 2002 - 2005 | 2006 - 2009 | 2010-2013 | >2013 | <1978 | 1978 - 1992 | 1993 - 2001 | 2002 - 2005 | 2006 - 2009 | 2010-2013 | >2013 | <1978 | 1978 - 1992 | 1993 - 2001 | 2002 - 2005 | 2006 - 2009 | 2010-2013 | >2013 | Profile Description Pass 1 | Profile Description Pass 2 | Profile ID | Min | Max |  | Profile Description Pass 1 | Profile Description Pass 2 | Profile ID | Min | Max | Profile ID | LF EFLH | LF CDF | 1 | 2 | 3 | 4 | 5 | 6 | 7 | 8 | 9 | 10 | 11 | 12 | 13 | 14 | 15 | 16 | 17 | 18 | 19 | 20 | 21 | 22 | 23 | 24 | CFL EFLH | CFL CDF | 1 | 2 | 3 | 4 | 5 | 6 | 7 | 8 | 9 | 10 | 11 | 12 | 13 | 14 | 15 | 16 | 17 | 18 | 19 | 20 | 21 | 22 | 23 | 24 | 1 | 2 | 3 | 4 | 5 | 6 | 7 | 8 | 9 | 10 | 11 | 12 | 13 | 14 | 15 | 16 | 17 | 18 | 19 | 20 | 21 | 22 | 23 | 24 | 1 | 2 | 3 | 4 | 5 | 6 | 7 | 8 | 9 | 10 | 11 | 12 | 13 | 14 | 15 | 16 | 17 | 18 | 19 | 20 | 21 | 22 | 23 | 24 | Reduction | Weekday Open | Weekday Closed | Weekend Open | Weekend Closed | Fraction of Weekday Open | Demand Reduction | < 1978 | 1978 - 1992 | 1993 - 2001 | 2002 - 2005 | 2006-2009 | 2010-2013 | >2013 | Building Type | < 1978 | 1978 - 1992 | 1993 - 2001 | 2002 - 2005 | 2006-2009 | 2010-2013 | >2013 |  |  | Open | Closed | Open | Closed | Open | Closed | Open | Closed | Open | Closed | Open | Closed | 1 | 2 | 3 | 4 | 5 | 6 | 7 | 8 | 9 | 10 | 11 | 12 | 13 | 14 | 15 | 16 | 17 | 18 | 19 | 20 | 21 | 22 | 23 | 24 |  | Open | Closed | Open | Closed | Open | Closed | Open | Closed | Open | Closed | 1 | 2 | 3 | 4 | 5 | 6 | 7 | 8 | 9 | 10 | 11 | 12 | 13 | 14 | 15 | 16 | 17 | 18 | 19 | 20 | 21 | 22 | 23 | 24 | EFLH | Demand | EFLH | Demand
101 | 1 | 1 | 5 | 1 |  |  |  |  | Assembly | Auditorium | Assembly - Auditorium |  | Assembly | Assembly - Auditorium | Assembly Auditorium | Sat | Open | 52 | 52 | 0.7658 | 0.8475 | 0.8475 | 0.8475 | 0.678 | 0.678 | 0.678 | 0.678 | 0 | 0 | 0 | 0 | 0 | 0 | 0 | 224.7661 | 224.7661 | 224.7661 | 179.8128 | 179.8128 | 179.8128 | 179.8128 | 0 | 0 | 0 | 0 | 0 | 0 | 0 | 0 | 0 | 0 | 0 | 0 | 0 | 0 | 0 | 0 | 0 | 0 | 0 | 0 | 0 | 0 | 0 | 0 | 0 | 0 | 0 | 0 | 0 | 0 | 0 | 0 | 0 | 0 | 0 | 0.57695 | 0.57695 | 0.57695 | 0.46156 | 0.46156 | 0.46156 | 0.46156 | 0 | 0 | 0 | 0 | 0 | 0 | 0 | 144.2207 | 144.2207 | 144.2207 | 115.3765 | 115.3765 | 115.3765 | 115.3765 | 0 | 0 | 0 | 0 | 0 | 0 | 0 | 0 | 0 | 0 | 0 | 0 | 0 | 0 | 0 | 0 | 0 | 0 | 0 | 0 | 0 | 0 | 0 | 0 | 0 | 0 | 0 | 0 | 0 | 0 | 0 | 0 | 0 | 0 | 0 | Assembly Auditorium ILit Sat | Assembly Auditorium ILit all | 3006 | 5 | 50 | Assembly Auditorium ILit2 Sat | Assembly Auditorium ILit Sat | Assembly Auditorium ILit all | 3006 | 12 | 40 | 3006 | 6.66 | 0.5 | 0.05 | 0.05 | 0.05 | 0.05 | 0.05 | 0.05 | 0.05 | 0.2 | 0.41 | 0.5 | 0.5 | 0.5 | 0.5 | 0.5 | 0.5 | 0.5 | 0.5 | 0.5 | 0.5 | 0.5 | 0.05 | 0.05 | 0.05 | 0.05 | 6.2773 | 0.4 | 0.12 | 0.12 | 0.12 | 0.12 | 0.12 | 0.12 | 0.12 | 0.21333 | 0.344 | 0.4 | 0.4 | 0.4 | 0.4 | 0.4 | 0.4 | 0.4 | 0.4 | 0.4 | 0.4 | 0.4 | 0.12 | 0.12 | 0.12 | 0.12 | 0 | 0 | 0 | 0 | 0 | 0 | 0 | 0.33333 | 0.8 | 1 | 1 | 1 | 1 | 1 | 1 | 1 | 1 | 1 | 1 | 1 | 0 | 0 | 0 | 0 | 0 | 0 | 0 | 0 | 0 | 0 | 0 | 0.33333 | 0.8 | 1 | 1 | 1 | 1 | 1 | 1 | 1 | 1 | 1 | 1 | 1 | 0 | 0 | 0 | 0 | 20 | 0.4 | 0.36 | 0.13 | 0.11 | 0.52632 | 0 | 0 | 0 | 0 | 0 | 0 | 0 | 0 |  | 0.074962 | 0.074962 | 0.074962 | 0.07673 | 0.07673 | 0.075034 | 0.075034 | Assembly - Auditorium - Sat | 10 | 9 | 21 | 307.32 | 39 | 0 | 0 | 307.32 | 39 | 0 | 0 | 5.91 | 0.75 | 0 | 0 | 0 | 0 | 0 | 0 | 0 | 0 | 0.41 | 0.5 | 0.5 | 0.5 | 0.5 | 0.5 | 0.5 | 0.5 | 0.5 | 0.5 | 0.5 | 0.5 | 0 | 0 | 0 | 0 |  | 246.688 | 79.7333 | 0 | 0 | 246.688 | 79.7333 | 0 | 0 | 4.744 | 1.5333 | 0 | 0 | 0 | 0 | 0 | 0 | 0 | 0 | 0.344 | 0.4 | 0.4 | 0.4 | 0.4 | 0.4 | 0.4 | 0.4 | 0.4 | 0.4 | 0.4 | 0.4 | 0 | 0 | 0 | 0 | 1 | 1 | 1 | 1
102 | 1 | 2 | 6 | 2 |  |  |  |  | Assembly | Auditorium | Assembly - Auditorium |  | Assembly | Assembly - Auditorium | Assembly Auditorium | Sun | Open | 52 | 52 | 0.7658 | 0.8475 | 0.8475 | 0.8475 | 0.678 | 0.678 | 0.678 | 0.678 | 0 | 0 | 0 | 0 | 0 | 0 | 0 | 224.7661 | 224.7661 | 224.7661 | 179.8128 | 179.8128 | 179.8128 | 179.8128 | 0 | 0 | 0 | 0 | 0 | 0 | 0 | 0 | 0 | 0 | 0 | 0 | 0 | 0 | 0 | 0 | 0 | 0 | 0 | 0 | 0 | 0 | 0 | 0 | 0 | 0 | 0 | 0 | 0 | 0 | 0 | 0 | 0 | 0 | 0 | 0.57695 | 0.57695 | 0.57695 | 0.46156 | 0.46156 | 0.46156 | 0.46156 | 0 | 0 | 0 | 0 | 0 | 0 | 0 | 144.2207 | 144.2207 | 144.2207 | 115.3765 | 115.3765 | 115.3765 | 115.3765 | 0 | 0 | 0 | 0 | 0 | 0 | 0 | 0 | 0 | 0 | 0 | 0 | 0 | 0 | 0 | 0 | 0 | 0 | 0 | 0 | 0 | 0 | 0 | 0 | 0 | 0 | 0 | 0 | 0 | 0 | 0 | 0 | 0 | 0 | 0 | Assembly Auditorium ILit Sun | Assembly Auditorium ILit all | 3006 | 5 | 50 | Assembly Auditorium ILit2 Sun | Assembly Auditorium ILit Sun | Assembly Auditorium ILit all | 3006 | 12 | 40 | 3006 | 6.66 | 0.5 | 0.05 | 0.05 | 0.05 | 0.05 | 0.05 | 0.05 | 0.05 | 0.2 | 0.41 | 0.5 | 0.5 | 0.5 | 0.5 | 0.5 | 0.5 | 0.5 | 0.5 | 0.5 | 0.5 | 0.5 | 0.05 | 0.05 | 0.05 | 0.05 | 6.2773 | 0.4 | 0.12 | 0.12 | 0.12 | 0.12 | 0.12 | 0.12 | 0.12 | 0.21333 | 0.344 | 0.4 | 0.4 | 0.4 | 0.4 | 0.4 | 0.4 | 0.4 | 0.4 | 0.4 | 0.4 | 0.4 | 0.12 | 0.12 | 0.12 | 0.12 | 0 | 0 | 0 | 0 | 0 | 0 | 0 | 0.33333 | 0.8 | 1 | 1 | 1 | 1 | 1 | 1 | 1 | 1 | 1 | 1 | 1 | 0 | 0 | 0 | 0 | 0 | 0 | 0 | 0 | 0 | 0 | 0 | 0.33333 | 0.8 | 1 | 1 | 1 | 1 | 1 | 1 | 1 | 1 | 1 | 1 | 1 | 0 | 0 | 0 | 0 | 20 | 0.4 | 0.36 | 0.13 | 0.11 | 0.52632 | 0 | 0 | 0 | 0 | 0 | 0 | 0 | 0 |  | 0.074962 | 0.074962 | 0.074962 | 0.07673 | 0.07673 | 0.075034 | 0.075034 | Assembly - Auditorium - Sun | 12 | 9 | 21 | 307.32 | 39 | 0 | 0 | 307.32 | 39 | 0 | 0 | 5.91 | 0.75 | 0 | 0 | 0 | 0 | 0 | 0 | 0 | 0 | 0.41 | 0.5 | 0.5 | 0.5 | 0.5 | 0.5 | 0.5 | 0.5 | 0.5 | 0.5 | 0.5 | 0.5 | 0 | 0 | 0 | 0 |  | 246.688 | 79.7333 | 0 | 0 | 246.688 | 79.7333 | 0 | 0 | 4.744 | 1.5333 | 0 | 0 | 0 | 0 | 0 | 0 | 0 | 0 | 0.344 | 0.4 | 0.4 | 0.4 | 0.4 | 0.4 | 0.4 | 0.4 | 0.4 | 0.4 | 0.4 | 0.4 | 0 | 0 | 0 | 0 | 1 | 1 | 1 | 1
103 | 1 | 3 | 7 | 3 |  |  |  |  | Assembly | Auditorium | Assembly - Auditorium |  | Assembly | Assembly - Auditorium | Assembly Auditorium | Hol | Open | 10 | 10 | 0.7658 | 0.8475 | 0.8475 | 0.8475 | 0.678 | 0.678 | 0.678 | 0.678 | 0 | 0 | 0 | 0 | 0 | 0 | 0 | 43.2242 | 43.2242 | 43.2242 | 34.5794 | 34.5794 | 34.5794 | 34.5794 | 0 | 0 | 0 | 0 | 0 | 0 | 0 | 0 | 0 | 0 | 0 | 0 | 0 | 0 | 0 | 0 | 0 | 0 | 0 | 0 | 0 | 0 | 0 | 0 | 0 | 0 | 0 | 0 | 0 | 0 | 0 | 0 | 0 | 0 | 0 | 0.57695 | 0.57695 | 0.57695 | 0.46156 | 0.46156 | 0.46156 | 0.46156 | 0 | 0 | 0 | 0 | 0 | 0 | 0 | 27.7347 | 27.7347 | 27.7347 | 22.1878 | 22.1878 | 22.1878 | 22.1878 | 0 | 0 | 0 | 0 | 0 | 0 | 0 | 0 | 0 | 0 | 0 | 0 | 0 | 0 | 0 | 0 | 0 | 0 | 0 | 0 | 0 | 0 | 0 | 0 | 0 | 0 | 0 | 0 | 0 | 0 | 0 | 0 | 0 | 0 | 0 | Assembly Auditorium ILit Hol | Assembly Auditorium ILit all | 3006 | 5 | 50 | Assembly Auditorium ILit2 Hol | Assembly Auditorium ILit Hol | Assembly Auditorium ILit all | 3006 | 12 | 40 | 3006 | 6.66 | 0.5 | 0.05 | 0.05 | 0.05 | 0.05 | 0.05 | 0.05 | 0.05 | 0.2 | 0.41 | 0.5 | 0.5 | 0.5 | 0.5 | 0.5 | 0.5 | 0.5 | 0.5 | 0.5 | 0.5 | 0.5 | 0.05 | 0.05 | 0.05 | 0.05 | 6.2773 | 0.4 | 0.12 | 0.12 | 0.12 | 0.12 | 0.12 | 0.12 | 0.12 | 0.21333 | 0.344 | 0.4 | 0.4 | 0.4 | 0.4 | 0.4 | 0.4 | 0.4 | 0.4 | 0.4 | 0.4 | 0.4 | 0.12 | 0.12 | 0.12 | 0.12 | 0 | 0 | 0 | 0 | 0 | 0 | 0 | 0.33333 | 0.8 | 1 | 1 | 1 | 1 | 1 | 1 | 1 | 1 | 1 | 1 | 1 | 0 | 0 | 0 | 0 | 0 | 0 | 0 | 0 | 0 | 0 | 0 | 0.33333 | 0.8 | 1 | 1 | 1 | 1 | 1 | 1 | 1 | 1 | 1 | 1 | 1 | 0 | 0 | 0 | 0 | 20 | 0.4 | 0.36 | 0.13 | 0.11 | 0.52632 | 0 | 0 | 0 | 0 | 0 | 0 | 0 | 0 |  | 0.074962 | 0.074962 | 0.074962 | 0.07673 | 0.07673 | 0.075034 | 0.075034 | Assembly - Auditorium - Hol | 14 | 9 | 21 | 59.1 | 7.5 | 0 | 0 | 59.1 | 7.5 | 0 | 0 | 5.91 | 0.75 | 0 | 0 | 0 | 0 | 0 | 0 | 0 | 0 | 0.41 | 0.5 | 0.5 | 0.5 | 0.5 | 0.5 | 0.5 | 0.5 | 0.5 | 0.5 | 0.5 | 0.5 | 0 | 0 | 0 | 0 |  | 47.44 | 15.3333 | 0 | 0 | 47.44 | 15.3333 | 0 | 0 | 4.744 | 1.5333 | 0 | 0 | 0 | 0 | 0 | 0 | 0 | 0 | 0.344 | 0.4 | 0.4 | 0.4 | 0.4 | 0.4 | 0.4 | 0.4 | 0.4 | 0.4 | 0.4 | 0.4 | 0 | 0 | 0 | 0 | 1 | 1 | 1 | 1
104 | 1 | 4 | 8 | 4 |  |  | Assembly - Auditorium | Assembly - Auditorium | Assembly | Auditorium | Assembly - Auditorium |  | Assembly | Assembly - Auditorium | Assembly Auditorium | all | Open | 251 | 251 | 0.7658 | 0.8475 | 0.8475 | 0.8475 | 0.678 | 0.678 | 0.678 | 0.678 | 0.64901 | 0.64901 | 0.64901 | 0.51921 | 0.51921 | 0.51921 | 0.51921 | 1084.9285 | 1084.9285 | 1084.9285 | 867.9428 | 867.9428 | 867.9428 | 867.9428 | 0.32451 | 0.32451 | 0.32451 | 0.25961 | 0.25961 | 0.25961 | 0.25961 | 2430.9 | 2430.9 | 2430.9 | 2430.9 | 2430.9 | 2430.9 | 2430.9 | 0 | 0 | 0 | 0 | 0 | 0 | 0 | 0.5 | 0.5 | 0.5 | 0.5 | 0.5 | 0.5 | 0.5 | 0 | 0 | 0 | 0 | 0 | 0 | 0 | 0.57695 | 0.57695 | 0.57695 | 0.46156 | 0.46156 | 0.46156 | 0.46156 | 0.44182 | 0.44182 | 0.44182 | 0.35346 | 0.35346 | 0.35346 | 0.35346 | 696.1422 | 696.1422 | 696.1422 | 556.9137 | 556.9137 | 556.9137 | 556.9137 | 0.17673 | 0.17673 | 0.17673 | 0.14138 | 0.14138 | 0.14138 | 0.14138 | 2291.2267 | 2291.2267 | 2291.2267 | 2291.2267 | 2291.2267 | 2291.2267 | 2291.2267 | 0 | 0 | 0 | 0 | 0 | 0 | 0 | 0.4 | 0.4 | 0.4 | 0.4 | 0.4 | 0.4 | 0.4 | 0 | 0 | 0 | 0 | 0 | 0 | 0 | Assembly Auditorium ILit all | Assembly Auditorium ILit all | 3006 | 5 | 50 | Assembly Auditorium ILit2 all | Assembly Auditorium ILit all | Assembly Auditorium ILit all | 3006 | 12 | 40 | 3006 | 6.66 | 0.5 | 0.05 | 0.05 | 0.05 | 0.05 | 0.05 | 0.05 | 0.05 | 0.2 | 0.41 | 0.5 | 0.5 | 0.5 | 0.5 | 0.5 | 0.5 | 0.5 | 0.5 | 0.5 | 0.5 | 0.5 | 0.05 | 0.05 | 0.05 | 0.05 | 6.2773 | 0.4 | 0.12 | 0.12 | 0.12 | 0.12 | 0.12 | 0.12 | 0.12 | 0.21333 | 0.344 | 0.4 | 0.4 | 0.4 | 0.4 | 0.4 | 0.4 | 0.4 | 0.4 | 0.4 | 0.4 | 0.4 | 0.12 | 0.12 | 0.12 | 0.12 | 0 | 0 | 0 | 0 | 0 | 0 | 0 | 0.33333 | 0.8 | 1 | 1 | 1 | 1 | 1 | 1 | 1 | 1 | 1 | 1 | 1 | 0 | 0 | 0 | 0 | 0 | 0 | 0 | 0 | 0 | 0 | 0 | 0.33333 | 0.8 | 1 | 1 | 1 | 1 | 1 | 1 | 1 | 1 | 1 | 1 | 1 | 0 | 0 | 0 | 0 | 20 | 0.4 | 0.36 | 0.13 | 0.11 | 0.52632 | 0.065549 | 0.042542 | 0.042542 | 0.042542 | 0.034034 | 0.034034 | 0.034034 | 0.034034 |  | 0.074962 | 0.074962 | 0.074962 | 0.07673 | 0.07673 | 0.075034 | 0.075034 | Assembly - Auditorium - all | 16 | 9 | 21 | 1483.41 | 188.25 | 1483.41 | 188.25 | 0 | 0 | 5.91 | 0.75 | 0 | 0 | 0 | 0 | 0 | 0 | 0 | 0 | 0 | 0 | 0.41 | 0.5 | 0.5 | 0.5 | 0.5 | 0.5 | 0.5 | 0.5 | 0.5 | 0.5 | 0.5 | 0.5 | 0 | 0 | 0 | 0 |  | 1190.744 | 384.8667 | 1190.744 | 384.8667 | 0 | 0 | 4.744 | 1.5333 | 0 | 0 | 0 | 0 | 0 | 0 | 0 | 0 | 0 | 0 | 0.344 | 0.4 | 0.4 | 0.4 | 0.4 | 0.4 | 0.4 | 0.4 | 0.4 | 0.4 | 0.4 | 0.4 | 0 | 0 | 0 | 0 | 1 | 1 | 1 | 1
105 | 1 | 5 | 5 | 1 |  |  |  |  | Assembly | Office (General) | Assembly - Office (General) |  | Assembly | Assembly - Office (General) | Assembly Admin | Sat | Open | 52 | 52 | 0.2342 | 0.7345 | 0.7345 | 0.7345 | 0.7345 | 0.7345 | 0.59325 | 0.59325 | 0 | 0 | 0 | 0 | 0 | 0 | 0 | 70.3559 | 70.3559 | 70.3559 | 70.3559 | 70.3559 | 56.826 | 56.826 | 0 | 0 | 0 | 0 | 0 | 0 | 0 | 0 | 0 | 0 | 0 | 0 | 0 | 0 | 0 | 0 | 0 | 0 | 0 | 0 | 0 | 0 | 0 | 0 | 0 | 0 | 0 | 0 | 0 | 0 | 0 | 0 | 0 | 0 | 0 | 0.50002 | 0.50002 | 0.50002 | 0.50002 | 0.50002 | 0.40386 | 0.40386 | 0 | 0 | 0 | 0 | 0 | 0 | 0 | 35.9243 | 35.9243 | 35.9243 | 35.9243 | 35.9243 | 29.0158 | 29.0158 | 0 | 0 | 0 | 0 | 0 | 0 | 0 | 0 | 0 | 0 | 0 | 0 | 0 | 0 | 0 | 0 | 0 | 0 | 0 | 0 | 0 | 0 | 0 | 0 | 0 | 0 | 0 | 0 | 0 | 0 | 0 | 0 | 0 | 0 | 0 | Assembly Admin ILit Sat | Assembly Admin ILit all | 3002 | 10 | 65 | Assembly Admin ILit2 Sat | Assembly Admin ILit Sat | Assembly Admin ILit all | 3002 | 10 | 45 | 3002 | 7.8653 | 0.57926 | 0.1 | 0.1 | 0.1 | 0.1 | 0.1 | 0.1 | 0.1 | 0.55833 | 0.61944 | 0.61944 | 0.65 | 0.65 | 0.55833 | 0.55833 | 0.61944 | 0.61944 | 0.65 | 0.55833 | 0.49722 | 0.43611 | 0.1 | 0.1 | 0.1 | 0.1 | 5.8994 | 0.40207 | 0.1 | 0.1 | 0.1 | 0.1 | 0.1 | 0.1 | 0.1 | 0.39167 | 0.43056 | 0.43056 | 0.45 | 0.45 | 0.39167 | 0.39167 | 0.43056 | 0.43056 | 0.45 | 0.39167 | 0.35278 | 0.31389 | 0.1 | 0.1 | 0.1 | 0.1 | 0 | 0 | 0 | 0 | 0 | 0 | 0 | 0.83333 | 0.94444 | 0.94444 | 1 | 1 | 0.83333 | 0.83333 | 0.94444 | 0.94444 | 1 | 0.83333 | 0.72222 | 0.61111 | 0 | 0 | 0 | 0 | 0 | 0 | 0 | 0 | 0 | 0 | 0 | 0.83333 | 0.94444 | 0.94444 | 1 | 1 | 0.83333 | 0.83333 | 0.94444 | 0.94444 | 1 | 0.83333 | 0.72222 | 0.61111 | 0 | 0 | 0 | 0 | 16 | 0.66337 | 0.20792 | 0.079208 | 0.049505 | 0.76136 | 0 | 0 | 0 | 0 | 0 | 0 | 0 | 0 |  | 0.074962 | 0.074962 | 0.074962 | 0.07673 | 0.07673 | 0.075034 | 0.075034 | Assembly - Office (General) - Sat | 10 | 9 | 21 | 365.8778 | 43.1195 | 0 | 0 | 365.8778 | 43.1195 | 0 | 0 | 7.0361 | 0.82922 | 0 | 0 | 0 | 0 | 0 | 0 | 0 | 0 | 0.61944 | 0.61944 | 0.65 | 0.65 | 0.55833 | 0.55833 | 0.61944 | 0.61944 | 0.65 | 0.55833 | 0.49722 | 0.43611 | 0 | 0 | 0 | 0 |  | 255.5222 | 51.2472 | 0 | 0 | 255.5222 | 51.2472 | 0 | 0 | 4.9139 | 0.98552 | 0 | 0 | 0 | 0 | 0 | 0 | 0 | 0 | 0.43056 | 0.43056 | 0.45 | 0.45 | 0.39167 | 0.39167 | 0.43056 | 0.43056 | 0.45 | 0.39167 | 0.35278 | 0.31389 | 0 | 0 | 0 | 0 | 0.90464 | 0.92 | 0.92098 | 0.92
106 | 1 | 6 | 6 | 2 |  |  |  |  | Assembly | Office (General) | Assembly - Office (General) |  | Assembly | Assembly - Office (General) | Assembly Admin | Sun | Open | 52 | 52 | 0.2342 | 0.7345 | 0.7345 | 0.7345 | 0.7345 | 0.7345 | 0.59325 | 0.59325 | 0 | 0 | 0 | 0 | 0 | 0 | 0 | 70.3559 | 70.3559 | 70.3559 | 70.3559 | 70.3559 | 56.826 | 56.826 | 0 | 0 | 0 | 0 | 0 | 0 | 0 | 0 | 0 | 0 | 0 | 0 | 0 | 0 | 0 | 0 | 0 | 0 | 0 | 0 | 0 | 0 | 0 | 0 | 0 | 0 | 0 | 0 | 0 | 0 | 0 | 0 | 0 | 0 | 0 | 0.50002 | 0.50002 | 0.50002 | 0.50002 | 0.50002 | 0.40386 | 0.40386 | 0 | 0 | 0 | 0 | 0 | 0 | 0 | 35.9243 | 35.9243 | 35.9243 | 35.9243 | 35.9243 | 29.0158 | 29.0158 | 0 | 0 | 0 | 0 | 0 | 0 | 0 | 0 | 0 | 0 | 0 | 0 | 0 | 0 | 0 | 0 | 0 | 0 | 0 | 0 | 0 | 0 | 0 | 0 | 0 | 0 | 0 | 0 | 0 | 0 | 0 | 0 | 0 | 0 | 0 | Assembly Admin ILit Sun | Assembly Admin ILit all | 3002 | 10 | 65 | Assembly Admin ILit2 Sun | Assembly Admin ILit Sun | Assembly Admin ILit all | 3002 | 10 | 45 | 3002 | 7.8653 | 0.57926 | 0.1 | 0.1 | 0.1 | 0.1 | 0.1 | 0.1 | 0.1 | 0.55833 | 0.61944 | 0.61944 | 0.65 | 0.65 | 0.55833 | 0.55833 | 0.61944 | 0.61944 | 0.65 | 0.55833 | 0.49722 | 0.43611 | 0.1 | 0.1 | 0.1 | 0.1 | 5.8994 | 0.40207 | 0.1 | 0.1 | 0.1 | 0.1 | 0.1 | 0.1 | 0.1 | 0.39167 | 0.43056 | 0.43056 | 0.45 | 0.45 | 0.39167 | 0.39167 | 0.43056 | 0.43056 | 0.45 | 0.39167 | 0.35278 | 0.31389 | 0.1 | 0.1 | 0.1 | 0.1 | 0 | 0 | 0 | 0 | 0 | 0 | 0 | 0.83333 | 0.94444 | 0.94444 | 1 | 1 | 0.83333 | 0.83333 | 0.94444 | 0.94444 | 1 | 0.83333 | 0.72222 | 0.61111 | 0 | 0 | 0 | 0 | 0 | 0 | 0 | 0 | 0 | 0 | 0 | 0.83333 | 0.94444 | 0.94444 | 1 | 1 | 0.83333 | 0.83333 | 0.94444 | 0.94444 | 1 | 0.83333 | 0.72222 | 0.61111 | 0 | 0 | 0 | 0 | 16 | 0.66337 | 0.20792 | 0.079208 | 0.049505 | 0.76136 | 0 | 0 | 0 | 0 | 0 | 0 | 0 | 0 |  | 0.074962 | 0.074962 | 0.074962 | 0.07673 | 0.07673 | 0.075034 | 0.075034 | Assembly - Office (General) - Sun | 12 | 9 | 21 | 365.8778 | 43.1195 | 0 | 0 | 365.8778 | 43.1195 | 0 | 0 | 7.0361 | 0.82922 | 0 | 0 | 0 | 0 | 0 | 0 | 0 | 0 | 0.61944 | 0.61944 | 0.65 | 0.65 | 0.55833 | 0.55833 | 0.61944 | 0.61944 | 0.65 | 0.55833 | 0.49722 | 0.43611 | 0 | 0 | 0 | 0 |  | 255.5222 | 51.2472 | 0 | 0 | 255.5222 | 51.2472 | 0 | 0 | 4.9139 | 0.98552 | 0 | 0 | 0 | 0 | 0 | 0 | 0 | 0 | 0.43056 | 0.43056 | 0.45 | 0.45 | 0.39167 | 0.39167 | 0.43056 | 0.43056 | 0.45 | 0.39167 | 0.35278 | 0.31389 | 0 | 0 | 0 | 0 | 0.90464 | 0.92 | 0.92098 | 0.92
107 | 1 | 7 | 7 | 3 |  |  |  |  | Assembly | Office (General) | Assembly - Office (General) |  | Assembly | Assembly - Office (General) | Assembly Admin | Hol | Open | 10 | 10 | 0.2342 | 0.7345 | 0.7345 | 0.7345 | 0.7345 | 0.7345 | 0.59325 | 0.59325 | 0 | 0 | 0 | 0 | 0 | 0 | 0 | 13.53 | 13.53 | 13.53 | 13.53 | 13.53 | 10.9281 | 10.9281 | 0 | 0 | 0 | 0 | 0 | 0 | 0 | 0 | 0 | 0 | 0 | 0 | 0 | 0 | 0 | 0 | 0 | 0 | 0 | 0 | 0 | 0 | 0 | 0 | 0 | 0 | 0 | 0 | 0 | 0 | 0 | 0 | 0 | 0 | 0 | 0.50002 | 0.50002 | 0.50002 | 0.50002 | 0.50002 | 0.40386 | 0.40386 | 0 | 0 | 0 | 0 | 0 | 0 | 0 | 6.9085 | 6.9085 | 6.9085 | 6.9085 | 6.9085 | 5.58 | 5.58 | 0 | 0 | 0 | 0 | 0 | 0 | 0 | 0 | 0 | 0 | 0 | 0 | 0 | 0 | 0 | 0 | 0 | 0 | 0 | 0 | 0 | 0 | 0 | 0 | 0 | 0 | 0 | 0 | 0 | 0 | 0 | 0 | 0 | 0 | 0 | Assembly Admin ILit Hol | Assembly Admin ILit all | 3002 | 10 | 65 | Assembly Admin ILit2 Hol | Assembly Admin ILit Hol | Assembly Admin ILit all | 3002 | 10 | 45 | 3002 | 7.8653 | 0.57926 | 0.1 | 0.1 | 0.1 | 0.1 | 0.1 | 0.1 | 0.1 | 0.55833 | 0.61944 | 0.61944 | 0.65 | 0.65 | 0.55833 | 0.55833 | 0.61944 | 0.61944 | 0.65 | 0.55833 | 0.49722 | 0.43611 | 0.1 | 0.1 | 0.1 | 0.1 | 5.8994 | 0.40207 | 0.1 | 0.1 | 0.1 | 0.1 | 0.1 | 0.1 | 0.1 | 0.39167 | 0.43056 | 0.43056 | 0.45 | 0.45 | 0.39167 | 0.39167 | 0.43056 | 0.43056 | 0.45 | 0.39167 | 0.35278 | 0.31389 | 0.1 | 0.1 | 0.1 | 0.1 | 0 | 0 | 0 | 0 | 0 | 0 | 0 | 0.83333 | 0.94444 | 0.94444 | 1 | 1 | 0.83333 | 0.83333 | 0.94444 | 0.94444 | 1 | 0.83333 | 0.72222 | 0.61111 | 0 | 0 | 0 | 0 | 0 | 0 | 0 | 0 | 0 | 0 | 0 | 0.83333 | 0.94444 | 0.94444 | 1 | 1 | 0.83333 | 0.83333 | 0.94444 | 0.94444 | 1 | 0.83333 | 0.72222 | 0.61111 | 0 | 0 | 0 | 0 | 16 | 0.66337 | 0.20792 | 0.079208 | 0.049505 | 0.76136 | 0 | 0 | 0 | 0 | 0 | 0 | 0 | 0 |  | 0.074962 | 0.074962 | 0.074962 | 0.07673 | 0.07673 | 0.075034 | 0.075034 | Assembly - Office (General) - Hol | 14 | 9 | 21 | 70.3611 | 8.2922 | 0 | 0 | 70.3611 | 8.2922 | 0 | 0 | 7.0361 | 0.82922 | 0 | 0 | 0 | 0 | 0 | 0 | 0 | 0 | 0.61944 | 0.61944 | 0.65 | 0.65 | 0.55833 | 0.55833 | 0.61944 | 0.61944 | 0.65 | 0.55833 | 0.49722 | 0.43611 | 0 | 0 | 0 | 0 |  | 49.1389 | 9.8552 | 0 | 0 | 49.1389 | 9.8552 | 0 | 0 | 4.9139 | 0.98552 | 0 | 0 | 0 | 0 | 0 | 0 | 0 | 0 | 0.43056 | 0.43056 | 0.45 | 0.45 | 0.39167 | 0.39167 | 0.43056 | 0.43056 | 0.45 | 0.39167 | 0.35278 | 0.31389 | 0 | 0 | 0 | 0 | 0.90464 | 0.92 | 0.92098 | 0.92
108 | 1 | 8 | 8 | 4 | Assembly | Assembly | Assembly - Office (General) | Assembly - Office (General) | Assembly | Office (General) | Assembly - Office (General) |  | Assembly | Assembly - Office (General) | Assembly Admin | all | Open | 251 | 251 | 0.2342 | 0.7345 | 0.7345 | 0.7345 | 0.7345 | 0.7345 | 0.59325 | 0.59325 | 0.17202 | 0.17202 | 0.17202 | 0.17202 | 0.17202 | 0.13894 | 0.13894 | 339.6027 | 339.6027 | 339.6027 | 339.6027 | 339.6027 | 274.2945 | 274.2945 | 0.099645 | 0.099645 | 0.099645 | 0.099645 | 0.099645 | 0.080482 | 0.080482 | 2870.8461 | 2870.8461 | 2870.8461 | 2870.8461 | 2870.8461 | 2870.8461 | 2870.8461 | 2523.0763 | 2523.0763 | 2523.0763 | 2540.3856 | 2540.3856 | 2523.7755 | 2523.7755 | 0.57926 | 0.57926 | 0.57926 | 0.57926 | 0.57926 | 0.57926 | 0.57926 | 0.51661 | 0.51661 | 0.51661 | 0.51972 | 0.51972 | 0.51673 | 0.51673 | 0.50002 | 0.50002 | 0.50002 | 0.50002 | 0.50002 | 0.40386 | 0.40386 | 0.11711 | 0.11711 | 0.11711 | 0.11711 | 0.11711 | 0.094585 | 0.094585 | 173.4038 | 173.4038 | 173.4038 | 173.4038 | 173.4038 | 140.0569 | 140.0569 | 0.047085 | 0.047085 | 0.047085 | 0.047085 | 0.047085 | 0.03803 | 0.03803 | 2153.2851 | 2153.2851 | 2153.2851 | 2153.2851 | 2153.2851 | 2153.2851 | 2153.2851 | 2262.3255 | 2262.3255 | 2262.3255 | 2256.8983 | 2256.8983 | 2262.1063 | 2262.1063 | 0.40207 | 0.40207 | 0.40207 | 0.40207 | 0.40207 | 0.40207 | 0.40207 | 0.40043 | 0.40043 | 0.40043 | 0.40052 | 0.40052 | 0.40044 | 0.40044 | Assembly Admin ILit all | Assembly Admin ILit all | 3002 | 10 | 65 | Assembly Admin ILit2 all | Assembly Admin ILit all | Assembly Admin ILit all | 3002 | 10 | 45 | 3002 | 7.8653 | 0.57926 | 0.1 | 0.1 | 0.1 | 0.1 | 0.1 | 0.1 | 0.1 | 0.55833 | 0.61944 | 0.61944 | 0.65 | 0.65 | 0.55833 | 0.55833 | 0.61944 | 0.61944 | 0.65 | 0.55833 | 0.49722 | 0.43611 | 0.1 | 0.1 | 0.1 | 0.1 | 5.8994 | 0.40207 | 0.1 | 0.1 | 0.1 | 0.1 | 0.1 | 0.1 | 0.1 | 0.39167 | 0.43056 | 0.43056 | 0.45 | 0.45 | 0.39167 | 0.39167 | 0.43056 | 0.43056 | 0.45 | 0.39167 | 0.35278 | 0.31389 | 0.1 | 0.1 | 0.1 | 0.1 | 0 | 0 | 0 | 0 | 0 | 0 | 0 | 0.83333 | 0.94444 | 0.94444 | 1 | 1 | 0.83333 | 0.83333 | 0.94444 | 0.94444 | 1 | 0.83333 | 0.72222 | 0.61111 | 0 | 0 | 0 | 0 | 0 | 0 | 0 | 0 | 0 | 0 | 0 | 0.83333 | 0.94444 | 0.94444 | 1 | 1 | 0.83333 | 0.83333 | 0.94444 | 0.94444 | 1 | 0.83333 | 0.72222 | 0.61111 | 0 | 0 | 0 | 0 | 16 | 0.66337 | 0.20792 | 0.079208 | 0.049505 | 0.76136 | 0.11048 | 0.019004 | 0.019004 | 0.019004 | 0.019004 | 0.019004 | 0.01535 | 0.01535 | Assembly | 0.074962 | 0.074962 | 0.074962 | 0.07673 | 0.07673 | 0.075034 | 0.075034 | Assembly - Office (General) - all | 16 | 9 | 21 | 1766.0639 | 208.1344 | 1766.0639 | 208.1344 | 0 | 0 | 7.0361 | 0.82922 | 0 | 0 | 0 | 0 | 0 | 0 | 0 | 0 | 0 | 0 | 0.61944 | 0.61944 | 0.65 | 0.65 | 0.55833 | 0.55833 | 0.61944 | 0.61944 | 0.65 | 0.55833 | 0.49722 | 0.43611 | 0 | 0 | 0 | 0 |  | 1233.3861 | 247.3661 | 1233.3861 | 247.3661 | 0 | 0 | 4.9139 | 0.98552 | 0 | 0 | 0 | 0 | 0 | 0 | 0 | 0 | 0 | 0 | 0.43056 | 0.43056 | 0.45 | 0.45 | 0.39167 | 0.39167 | 0.43056 | 0.43056 | 0.45 | 0.39167 | 0.35278 | 0.31389 | 0 | 0 | 0 | 0 | 0.90464 | 0.92 | 0.92098 | 0.92
201 | 2 | 1 | 5 | 1 |  |  |  |  | Education - Primary School | Classroom/Lecture | Education - Primary School - Classroom/Lecture |  | Education - Primary School | Education - Primary School - Classroom/Lecture | PrimSchool Class/Office (in session) | Sat | Open | 36 | 36 | 0.65286 | 1.4745 | 1.4745 | 1.4745 | 1.1059 | 1.1059 | 1.1059 | 1.1059 | 0 | 0 | 0 | 0 | 0 | 0 | 0 | 131.9209 | 131.9209 | 131.9209 | 98.9407 | 98.9407 | 98.9407 | 98.9407 | 0 | 0 | 0 | 0 | 0 | 0 | 0 | 0 | 0 | 0 | 0 | 0 | 0 | 0 | 0 | 0 | 0 | 0 | 0 | 0 | 0 | 0 | 0 | 0 | 0 | 0 | 0 | 0 | 0 | 0 | 0 | 0 | 0 | 0 | 0 | 0.10688 | 0.10688 | 0.10688 | 0.080158 | 0.080158 | 0.080158 | 0.080158 | 0 | 0 | 0 | 0 | 0 | 0 | 0 | 13.6965 | 13.6965 | 13.6965 | 10.2723 | 10.2723 | 10.2723 | 10.2723 | 0 | 0 | 0 | 0 | 0 | 0 | 0 | 0 | 0 | 0 | 0 | 0 | 0 | 0 | 0 | 0 | 0 | 0 | 0 | 0 | 0 | 0 | 0 | 0 | 0 | 0 | 0 | 0 | 0 | 0 | 0 | 0 | 0 | 0 | 0 | PrimSchool Class/Office (in session) ILit Sat | PrimSchool Class/Office (in session) ILit all | 3013 | 5 | 40 | PrimSchool Class/Office (in session) ILit2 Sat | PrimSchool Class/Office (in session) ILit Sat | PrimSchool Class/Office (in session) ILit all | 3013 | 6.5 | 55 | 3013 | 3.8067 | 0.22667 | 0.05 | 0.05 | 0.05 | 0.05 | 0.05 | 0.05 | 0.05 | 0.4 | 0.4 | 0.4 | 0.4 | 0.4 | 0.4 | 0.4 | 0.4 | 0.4 | 0.05 | 0.05 | 0.05 | 0.05 | 0.05 | 0.05 | 0.05 | 0.05 | 5.4525 | 0.31067 | 0.065 | 0.065 | 0.065 | 0.065 | 0.065 | 0.065 | 0.065 | 0.55 | 0.55 | 0.55 | 0.55 | 0.55 | 0.55 | 0.55 | 0.55 | 0.55 | 0.065 | 0.065 | 0.065 | 0.065 | 0.065 | 0.065 | 0.065 | 0.065 | 0 | 0 | 0 | 0 | 0 | 0 | 0 | 1 | 1 | 1 | 1 | 1 | 1 | 1 | 1 | 1 | 0 | 0 | 0 | 0 | 0 | 0 | 0 | 0 | 0 | 0 | 0 | 0 | 0 | 0 | 0 | 1 | 1 | 1 | 1 | 1 | 1 | 1 | 1 | 1 | 0 | 0 | 0 | 0 | 0 | 0 | 0 | 0 | 20 | 0.4 | 0.36 | 0.13 | 0.11 | 0.52632 | 0 | 0 | 0 | 0 | 0 | 0 | 0 | 0 |  | 0.066509 | 0.066509 | 0.066461 | 0.06574 | 0.065892 | 0.065892 | 0.065892 | Education - Primary School - Classroom/Lecture - Sat | 10 | 8 | 16 | 115.2 | 21.8417 | 0 | 0 | 115.2 | 21.8417 | 0 | 0 | 3.2 | 0.60671 | 0 | 0 | 0 | 0 | 0 | 0 | 0 | 0.4 | 0.4 | 0.4 | 0.4 | 0.4 | 0.4 | 0.4 | 0.4 | 0 | 0 | 0 | 0 | 0 | 0 | 0 | 0 | 0 |  | 158.4 | 37.891 | 0 | 0 | 158.4 | 37.891 | 0 | 0 | 4.4 | 1.0525 | 0 | 0 | 0 | 0 | 0 | 0 | 0 | 0.55 | 0.55 | 0.55 | 0.55 | 0.55 | 0.55 | 0.55 | 0.55 | 0 | 0 | 0 | 0 | 0 | 0 | 0 | 0 | 0 | 0.87511 | 0.8 | 0.92026 | 0.8
202 | 2 | 2 | 6 | 2 |  |  |  |  | Education - Primary School | Classroom/Lecture | Education - Primary School - Classroom/Lecture |  | Education - Primary School | Education - Primary School - Classroom/Lecture | PrimSchool Class/Office (in session) | Sun | Closed | 36 | 36 | 0.65286 | 1.4745 | 1.4745 | 1.4745 | 1.1059 | 1.1059 | 1.1059 | 1.1059 | 0 | 0 | 0 | 0 | 0 | 0 | 0 | 36.392 | 36.392 | 36.392 | 27.294 | 27.294 | 27.294 | 27.294 | 0 | 0 | 0 | 0 | 0 | 0 | 0 | 0 | 0 | 0 | 0 | 0 | 0 | 0 | 0 | 0 | 0 | 0 | 0 | 0 | 0 | 0 | 0 | 0 | 0 | 0 | 0 | 0 | 0 | 0 | 0 | 0 | 0 | 0 | 0 | 0.10688 | 0.10688 | 0.10688 | 0.080158 | 0.080158 | 0.080158 | 0.080158 | 0 | 0 | 0 | 0 | 0 | 0 | 0 | 2.774 | 2.774 | 2.774 | 2.0805 | 2.0805 | 2.0805 | 2.0805 | 0 | 0 | 0 | 0 | 0 | 0 | 0 | 0 | 0 | 0 | 0 | 0 | 0 | 0 | 0 | 0 | 0 | 0 | 0 | 0 | 0 | 0 | 0 | 0 | 0 | 0 | 0 | 0 | 0 | 0 | 0 | 0 | 0 | 0 | 0 | PrimSchool Class/Office (in session) ILit Cls | PrimSchool Class/Office (in session) ILit Cls | 2 | 5 | 5 | PrimSchool Class/Office (in session) ILit2 Cls | PrimSchool Class/Office (in session) ILit Cls | PrimSchool Class/Office (in session) ILit Cls | 2 | 5 | 5 | 2 | 1.0501 | 0.04 | 0.05 | 0.05 | 0.05 | 0.05 | 0.05 | 0.05 | 0.05 | 0.05 | 0.05 | 0.05 | 0.05 | 0.05 | 0.05 | 0.05 | 0.05 | 0.05 | 0.05 | 0.05 | 0.05 | 0.05 | 0.05 | 0.05 | 0.05 | 0.05 | 1.1043 | 0.04 | 0.05 | 0.05 | 0.05 | 0.05 | 0.05 | 0.05 | 0.05 | 0.05 | 0.05 | 0.05 | 0.05 | 0.05 | 0.05 | 0.05 | 0.05 | 0.05 | 0.05 | 0.05 | 0.05 | 0.05 | 0.05 | 0.05 | 0.05 | 0.05 | 0 | 0 | 0 | 0 | 0 | 0 | 0 | 0 | 0 | 0 | 0 | 0 | 0 | 0 | 0 | 0 | 0 | 0 | 0 | 0 | 0 | 0 | 0 | 0 | 0 | 0 | 0 | 0 | 0 | 0 | 0 | 0 | 0 | 0 | 0 | 0 | 0 | 0 | 0 | 0 | 0 | 0 | 0 | 0 | 0 | 0 | 0 | 0 | 20 | 0.4 | 0.36 | 0.13 | 0.11 | 0.52632 | 0 | 0 | 0 | 0 | 0 | 0 | 0 | 0 |  | 0.066509 | 0.066509 | 0.066461 | 0.06574 | 0.065892 | 0.065892 | 0.065892 | Education - Primary School - Classroom/Lecture - Sun | 12 | 8 | 16 | 0 | 37.8046 | 0 | 0 | 0 | 37.8046 | 0 | 0 | 0 | 1.0501 | 0 | 0 | 0 | 0 | 0 | 0 | 0 | 0 | 0 | 0 | 0 | 0 | 0 | 0 | 0 | 0 | 0 | 0 | 0 | 0 | 0 | 0 | 0 | 0 |  | 0 | 39.7551 | 0 | 0 | 0 | 39.7551 | 0 | 0 | 0 | 1.1043 | 0 | 0 | 0 | 0 | 0 | 0 | 0 | 0 | 0 | 0 | 0 | 0 | 0 | 0 | 0 | 0 | 0 | 0 | 0 | 0 | 0 | 0 | 0 | 0 | 0.87511 | 0.8 | 0.92026 | 0.8
203 | 2 | 3 | 7 | 3 |  |  |  |  | Education - Primary School | Classroom/Lecture | Education - Primary School - Classroom/Lecture |  | Education - Primary School | Education - Primary School - Classroom/Lecture | PrimSchool Class/Office (in session) | Hol | Closed | 7 | 7 | 0.65286 | 1.4745 | 1.4745 | 1.4745 | 1.1059 | 1.1059 | 1.1059 | 1.1059 | 0 | 0 | 0 | 0 | 0 | 0 | 0 | 7.0762 | 7.0762 | 7.0762 | 5.3072 | 5.3072 | 5.3072 | 5.3072 | 0 | 0 | 0 | 0 | 0 | 0 | 0 | 0 | 0 | 0 | 0 | 0 | 0 | 0 | 0 | 0 | 0 | 0 | 0 | 0 | 0 | 0 | 0 | 0 | 0 | 0 | 0 | 0 | 0 | 0 | 0 | 0 | 0 | 0 | 0 | 0.10688 | 0.10688 | 0.10688 | 0.080158 | 0.080158 | 0.080158 | 0.080158 | 0 | 0 | 0 | 0 | 0 | 0 | 0 | 0.53938 | 0.53938 | 0.53938 | 0.40454 | 0.40454 | 0.40454 | 0.40454 | 0 | 0 | 0 | 0 | 0 | 0 | 0 | 0 | 0 | 0 | 0 | 0 | 0 | 0 | 0 | 0 | 0 | 0 | 0 | 0 | 0 | 0 | 0 | 0 | 0 | 0 | 0 | 0 | 0 | 0 | 0 | 0 | 0 | 0 | 0 | PrimSchool Class/Office (in session) ILit Cls | PrimSchool Class/Office (in session) ILit Cls | 2 | 5 | 5 | PrimSchool Class/Office (in session) ILit2 Cls | PrimSchool Class/Office (in session) ILit Cls | PrimSchool Class/Office (in session) ILit Cls | 2 | 5 | 5 | 2 | 1.0501 | 0.04 | 0.05 | 0.05 | 0.05 | 0.05 | 0.05 | 0.05 | 0.05 | 0.05 | 0.05 | 0.05 | 0.05 | 0.05 | 0.05 | 0.05 | 0.05 | 0.05 | 0.05 | 0.05 | 0.05 | 0.05 | 0.05 | 0.05 | 0.05 | 0.05 | 1.1043 | 0.04 | 0.05 | 0.05 | 0.05 | 0.05 | 0.05 | 0.05 | 0.05 | 0.05 | 0.05 | 0.05 | 0.05 | 0.05 | 0.05 | 0.05 | 0.05 | 0.05 | 0.05 | 0.05 | 0.05 | 0.05 | 0.05 | 0.05 | 0.05 | 0.05 | 0 | 0 | 0 | 0 | 0 | 0 | 0 | 0 | 0 | 0 | 0 | 0 | 0 | 0 | 0 | 0 | 0 | 0 | 0 | 0 | 0 | 0 | 0 | 0 | 0 | 0 | 0 | 0 | 0 | 0 | 0 | 0 | 0 | 0 | 0 | 0 | 0 | 0 | 0 | 0 | 0 | 0 | 0 | 0 | 0 | 0 | 0 | 0 | 20 | 0.4 | 0.36 | 0.13 | 0.11 | 0.52632 | 0 | 0 | 0 | 0 | 0 | 0 | 0 | 0 |  | 0.066509 | 0.066509 | 0.066461 | 0.06574 | 0.065892 | 0.065892 | 0.065892 | Education - Primary School - Classroom/Lecture - Hol | 14 | 8 | 16 | 0 | 7.3509 | 0 | 0 | 0 | 7.3509 | 0 | 0 | 0 | 1.0501 | 0 | 0 | 0 | 0 | 0 | 0 | 0 | 0 | 0 | 0 | 0 | 0 | 0 | 0 | 0 | 0 | 0 | 0 | 0 | 0 | 0 | 0 | 0 | 0 |  | 0 | 7.7302 | 0 | 0 | 0 | 7.7302 | 0 | 0 | 0 | 1.1043 | 0 | 0 | 0 | 0 | 0 | 0 | 0 | 0 | 0 | 0 | 0 | 0 | 0 | 0 | 0 | 0 | 0 | 0 | 0 | 0 | 0 | 0 | 0 | 0 | 0.87511 | 0.8 | 0.92026 | 0.8
204 | 2 | 4 | 8 | 4 |  | Education - Primary School |  | Education - Primary School - Classroom/Lecture | Education - Primary School | Classroom/Lecture | Education - Primary School - Classroom/Lecture |  | Education - Primary School | Education - Primary School - Classroom/Lecture | PrimSchool Class/Office (in session) | all | Open | 188 | 188 | 0.65286 | 1.4745 | 1.4745 | 1.4745 | 1.1059 | 1.1059 | 1.1059 | 1.1059 | 0 | 0 | 0 | 0 | 0 | 0 | 0 | 1837.1204 | 1837.1204 | 1837.1204 | 1377.8403 | 1377.8403 | 1377.8403 | 1377.8403 | 0.53907 | 0.53907 | 0.53907 | 0.40431 | 0.40431 | 0.40431 | 0.40431 | 0 | 0 | 0 | 0 | 0 | 0 | 0 | 0 | 0 | 0 | 0 | 0 | 0 | 0 | 0.56 | 0.56 | 0.56 | 0.56 | 0.56 | 0.56 | 0.56 | 0.51391 | 0.51391 | 0.51516 | 0.50587 | 0.5072 | 0.5072 | 0.5072 | 0.10688 | 0.10688 | 0.10688 | 0.080158 | 0.080158 | 0.080158 | 0.080158 | 0 | 0 | 0 | 0 | 0 | 0 | 0 | 142.3974 | 142.3974 | 142.3974 | 106.7981 | 106.7981 | 106.7981 | 106.7981 | 0.039339 | 0.039339 | 0.039339 | 0.029504 | 0.029504 | 0.029504 | 0.029504 | 0 | 0 | 0 | 0 | 0 | 0 | 0 | 0 | 0 | 0 | 0 | 0 | 0 | 0 | 0.56379 | 0.56379 | 0.56379 | 0.56379 | 0.56379 | 0.56379 | 0.56379 | 0.52364 | 0.52364 | 0.52422 | 0.51603 | 0.51736 | 0.51736 | 0.51736 | PrimSchool Class/Office (in session) ILit all | PrimSchool Class/Office (in session) ILit all | 3012 | 5 | 100 | PrimSchool Class/Office (in session) ILit2 all | PrimSchool Class/Office (in session) ILit all | PrimSchool Class/Office (in session) ILit all | 3012 | 6.5 | 100 | 3012 | 10.1512 | 0.56 | 0.05 | 0.05 | 0.05 | 0.05 | 0.05 | 0.6 | 0.6 | 0.6 | 0.6 | 1 | 1 | 1 | 1 | 1 | 1 | 0.55 | 0.55 | 0.55 | 0.55 | 0.35 | 0.1 | 0.1 | 0.1 | 0.1 | 10.8552 | 0.56379 | 0.065 | 0.065 | 0.065 | 0.065 | 0.065 | 0.60632 | 0.60632 | 0.60632 | 0.60632 | 1 | 1 | 1 | 1 | 1 | 1 | 0.55711 | 0.55711 | 0.55711 | 0.55711 | 0.36026 | 0.11421 | 0.11421 | 0.11421 | 0.11421 | 0 | 0 | 0 | 0 | 0 | 0.57895 | 0.57895 | 0.57895 | 0.57895 | 1 | 1 | 1 | 1 | 1 | 1 | 0.52632 | 0.52632 | 0.52632 | 0.52632 | 0.31579 | 0.052632 | 0.052632 | 0.052632 | 0.052632 | 0 | 0 | 0 | 0 | 0 | 0.57895 | 0.57895 | 0.57895 | 0.57895 | 1 | 1 | 1 | 1 | 1 | 1 | 0.52632 | 0.52632 | 0.52632 | 0.52632 | 0.31579 | 0.052632 | 0.052632 | 0.052632 | 0.052632 | 20 | 0.4 | 0.36 | 0.13 | 0.11 | 0.52632 | 0.06994 | 0.067327 | 0.067327 | 0.067327 | 0.050495 | 0.050495 | 0.050495 | 0.050495 | Education - Primary School | 0.066509 | 0.066509 | 0.066461 | 0.06574 | 0.065892 | 0.065892 | 0.065892 | Education - Primary School - Classroom/Lecture - all | 16 | 8 | 18 | 1560.4 | 348.0331 | 1560.4 | 348.0331 | 0 | 0 | 8.3 | 1.8512 | 0 | 0 | 0 | 0 | 0 | 0 | 0 | 0 | 0 | 0.6 | 0.6 | 1 | 1 | 1 | 1 | 1 | 1 | 0.55 | 0.55 | 0 | 0 | 0 | 0 | 0 | 0 | 0 |  | 1565.4463 | 475.3253 | 1565.4463 | 475.3253 | 0 | 0 | 8.3268 | 2.5283 | 0 | 0 | 0 | 0 | 0 | 0 | 0 | 0 | 0 | 0.60632 | 0.60632 | 1 | 1 | 1 | 1 | 1 | 1 | 0.55711 | 0.55711 | 0 | 0 | 0 | 0 | 0 | 0 | 0 | 0.87511 | 0.8 | 0.92026 | 0.8
205 | 2 | 5 | 5 | 5 |  |  |  |  | Education - Primary School | Classroom/Lecture | Education - Primary School - Classroom/Lecture | (break) | Education - Primary School (break) | Education - Primary School - Classroom/Lecture (break) | PrimSchool Class/Office (break) | Sat | Closed | 16 | 16 | 0.65286 | 1.4745 | 1.4745 | 1.4745 | 1.1059 | 1.1059 | 1.1059 | 1.1059 | 0 | 0 | 0 | 0 | 0 | 0 | 0 | 6.4697 | 6.4697 | 6.4697 | 4.8523 | 4.8523 | 4.8523 | 4.8523 | 0 | 0 | 0 | 0 | 0 | 0 | 0 | 0 | 0 | 0 | 0 | 0 | 0 | 0 | 0 | 0 | 0 | 0 | 0 | 0 | 0 | 0 | 0 | 0 | 0 | 0 | 0 | 0 | 0 | 0 | 0 | 0 | 0 | 0 | 0 | 0.10688 | 0.10688 | 0.10688 | 0.080158 | 0.080158 | 0.080158 | 0.080158 | 0 | 0 | 0 | 0 | 0 | 0 | 0 | 0.49315 | 0.49315 | 0.49315 | 0.36986 | 0.36986 | 0.36986 | 0.36986 | 0 | 0 | 0 | 0 | 0 | 0 | 0 | 0 | 0 | 0 | 0 | 0 | 0 | 0 | 0 | 0 | 0 | 0 | 0 | 0 | 0 | 0 | 0 | 0 | 0 | 0 | 0 | 0 | 0 | 0 | 0 | 0 | 0 | 0 | 0 | PrimSchool Class/Office (break) ILit Cls | PrimSchool Class/Office (break) ILit Cls | 2 | 2 | 2 | PrimSchool Class/Office (break) ILit2 Cls | PrimSchool Class/Office (break) ILit Cls | PrimSchool Class/Office (break) ILit Cls | 2 | 2 | 2 | 2 | 0.42005 | 0.02 | 0.02 | 0.02 | 0.02 | 0.02 | 0.02 | 0.02 | 0.02 | 0.02 | 0.02 | 0.02 | 0.02 | 0.02 | 0.02 | 0.02 | 0.02 | 0.02 | 0.02 | 0.02 | 0.02 | 0.02 | 0.02 | 0.02 | 0.02 | 0.02 | 0.44172 | 0.02 | 0.02 | 0.02 | 0.02 | 0.02 | 0.02 | 0.02 | 0.02 | 0.02 | 0.02 | 0.02 | 0.02 | 0.02 | 0.02 | 0.02 | 0.02 | 0.02 | 0.02 | 0.02 | 0.02 | 0.02 | 0.02 | 0.02 | 0.02 | 0.02 | 0 | 0 | 0 | 0 | 0 | 0 | 0 | 0 | 0 | 0 | 0 | 0 | 0 | 0 | 0 | 0 | 0 | 0 | 0 | 0 | 0 | 0 | 0 | 0 | 0 | 0 | 0 | 0 | 0 | 0 | 0 | 0 | 0 | 0 | 0 | 0 | 0 | 0 | 0 | 0 | 0 | 0 | 0 | 0 | 0 | 0 | 0 | 0 | 20 | 0.4 | 0.36 | 0.13 | 0.11 | 0.52632 | 0 | 0 | 0 | 0 | 0 | 0 | 0 | 0 |  | 0.0026051 | 0.0026051 | 0.0025967 | 0.0026172 | 0.0026162 | 0.0026162 | 0.0026162 | Education - Primary School - Classroom/Lecture - (break) - Sat | 10 | 9 | 15 | 0 | 6.7208 | 0 | 0 | 0 | 6.7208 | 0 | 0 | 0 | 0.42005 | 0 | 0 | 0 | 0 | 0 | 0 | 0 | 0 | 0 | 0 | 0 | 0 | 0 | 0 | 0 | 0 | 0 | 0 | 0 | 0 | 0 | 0 | 0 | 0 |  | 0 | 7.0676 | 0 | 0 | 0 | 7.0676 | 0 | 0 | 0 | 0.44172 | 0 | 0 | 0 | 0 | 0 | 0 | 0 | 0 | 0 | 0 | 0 | 0 | 0 | 0 | 0 | 0 | 0 | 0 | 0 | 0 | 0 | 0 | 0 | 0 | 0.87511 | 0.8 | 0.92026 | 0.8
206 | 2 | 6 | 6 | 6 |  |  |  |  | Education - Primary School | Classroom/Lecture | Education - Primary School - Classroom/Lecture | (break) | Education - Primary School (break) | Education - Primary School - Classroom/Lecture (break) | PrimSchool Class/Office (break) | Sun | Closed | 16 | 16 | 0.65286 | 1.4745 | 1.4745 | 1.4745 | 1.1059 | 1.1059 | 1.1059 | 1.1059 | 0 | 0 | 0 | 0 | 0 | 0 | 0 | 6.4697 | 6.4697 | 6.4697 | 4.8523 | 4.8523 | 4.8523 | 4.8523 | 0 | 0 | 0 | 0 | 0 | 0 | 0 | 0 | 0 | 0 | 0 | 0 | 0 | 0 | 0 | 0 | 0 | 0 | 0 | 0 | 0 | 0 | 0 | 0 | 0 | 0 | 0 | 0 | 0 | 0 | 0 | 0 | 0 | 0 | 0 | 0.10688 | 0.10688 | 0.10688 | 0.080158 | 0.080158 | 0.080158 | 0.080158 | 0 | 0 | 0 | 0 | 0 | 0 | 0 | 0.49315 | 0.49315 | 0.49315 | 0.36986 | 0.36986 | 0.36986 | 0.36986 | 0 | 0 | 0 | 0 | 0 | 0 | 0 | 0 | 0 | 0 | 0 | 0 | 0 | 0 | 0 | 0 | 0 | 0 | 0 | 0 | 0 | 0 | 0 | 0 | 0 | 0 | 0 | 0 | 0 | 0 | 0 | 0 | 0 | 0 | 0 | PrimSchool Class/Office (break) ILit Cls | PrimSchool Class/Office (break) ILit Cls | 2 | 2 | 2 | PrimSchool Class/Office (break) ILit2 Cls | PrimSchool Class/Office (break) ILit Cls | PrimSchool Class/Office (break) ILit Cls | 2 | 2 | 2 | 2 | 0.42005 | 0.02 | 0.02 | 0.02 | 0.02 | 0.02 | 0.02 | 0.02 | 0.02 | 0.02 | 0.02 | 0.02 | 0.02 | 0.02 | 0.02 | 0.02 | 0.02 | 0.02 | 0.02 | 0.02 | 0.02 | 0.02 | 0.02 | 0.02 | 0.02 | 0.02 | 0.44172 | 0.02 | 0.02 | 0.02 | 0.02 | 0.02 | 0.02 | 0.02 | 0.02 | 0.02 | 0.02 | 0.02 | 0.02 | 0.02 | 0.02 | 0.02 | 0.02 | 0.02 | 0.02 | 0.02 | 0.02 | 0.02 | 0.02 | 0.02 | 0.02 | 0.02 | 0 | 0 | 0 | 0 | 0 | 0 | 0 | 0 | 0 | 0 | 0 | 0 | 0 | 0 | 0 | 0 | 0 | 0 | 0 | 0 | 0 | 0 | 0 | 0 | 0 | 0 | 0 | 0 | 0 | 0 | 0 | 0 | 0 | 0 | 0 | 0 | 0 | 0 | 0 | 0 | 0 | 0 | 0 | 0 | 0 | 0 | 0 | 0 | 20 | 0.4 | 0.36 | 0.13 | 0.11 | 0.52632 | 0 | 0 | 0 | 0 | 0 | 0 | 0 | 0 |  | 0.0026051 | 0.0026051 | 0.0025967 | 0.0026172 | 0.0026162 | 0.0026162 | 0.0026162 | Education - Primary School - Classroom/Lecture - (break) - Sun | 12 | 9 | 15 | 0 | 6.7208 | 0 | 0 | 0 | 6.7208 | 0 | 0 | 0 | 0.42005 | 0 | 0 | 0 | 0 | 0 | 0 | 0 | 0 | 0 | 0 | 0 | 0 | 0 | 0 | 0 | 0 | 0 | 0 | 0 | 0 | 0 | 0 | 0 | 0 |  | 0 | 7.0676 | 0 | 0 | 0 | 7.0676 | 0 | 0 | 0 | 0.44172 | 0 | 0 | 0 | 0 | 0 | 0 | 0 | 0 | 0 | 0 | 0 | 0 | 0 | 0 | 0 | 0 | 0 | 0 | 0 | 0 | 0 | 0 | 0 | 0 | 0.87511 | 0.8 | 0.92026 | 0.8
207 | 2 | 7 | 7 | 7 |  |  |  |  | Education - Primary School | Classroom/Lecture | Education - Primary School - Classroom/Lecture | (break) | Education - Primary School (break) | Education - Primary School - Classroom/Lecture (break) | PrimSchool Class/Office (break) | Hol | Closed | 3 | 3 | 0.65286 | 1.4745 | 1.4745 | 1.4745 | 1.1059 | 1.1059 | 1.1059 | 1.1059 | 0 | 0 | 0 | 0 | 0 | 0 | 0 | 1.2131 | 1.2131 | 1.2131 | 0.9098 | 0.9098 | 0.9098 | 0.9098 | 0 | 0 | 0 | 0 | 0 | 0 | 0 | 0 | 0 | 0 | 0 | 0 | 0 | 0 | 0 | 0 | 0 | 0 | 0 | 0 | 0 | 0 | 0 | 0 | 0 | 0 | 0 | 0 | 0 | 0 | 0 | 0 | 0 | 0 | 0 | 0.10688 | 0.10688 | 0.10688 | 0.080158 | 0.080158 | 0.080158 | 0.080158 | 0 | 0 | 0 | 0 | 0 | 0 | 0 | 0.092466 | 0.092466 | 0.092466 | 0.069349 | 0.069349 | 0.069349 | 0.069349 | 0 | 0 | 0 | 0 | 0 | 0 | 0 | 0 | 0 | 0 | 0 | 0 | 0 | 0 | 0 | 0 | 0 | 0 | 0 | 0 | 0 | 0 | 0 | 0 | 0 | 0 | 0 | 0 | 0 | 0 | 0 | 0 | 0 | 0 | 0 | PrimSchool Class/Office (break) ILit Cls | PrimSchool Class/Office (break) ILit Cls | 2 | 2 | 2 | PrimSchool Class/Office (break) ILit2 Cls | PrimSchool Class/Office (break) ILit Cls | PrimSchool Class/Office (break) ILit Cls | 2 | 2 | 2 | 2 | 0.42005 | 0.02 | 0.02 | 0.02 | 0.02 | 0.02 | 0.02 | 0.02 | 0.02 | 0.02 | 0.02 | 0.02 | 0.02 | 0.02 | 0.02 | 0.02 | 0.02 | 0.02 | 0.02 | 0.02 | 0.02 | 0.02 | 0.02 | 0.02 | 0.02 | 0.02 | 0.44172 | 0.02 | 0.02 | 0.02 | 0.02 | 0.02 | 0.02 | 0.02 | 0.02 | 0.02 | 0.02 | 0.02 | 0.02 | 0.02 | 0.02 | 0.02 | 0.02 | 0.02 | 0.02 | 0.02 | 0.02 | 0.02 | 0.02 | 0.02 | 0.02 | 0.02 | 0 | 0 | 0 | 0 | 0 | 0 | 0 | 0 | 0 | 0 | 0 | 0 | 0 | 0 | 0 | 0 | 0 | 0 | 0 | 0 | 0 | 0 | 0 | 0 | 0 | 0 | 0 | 0 | 0 | 0 | 0 | 0 | 0 | 0 | 0 | 0 | 0 | 0 | 0 | 0 | 0 | 0 | 0 | 0 | 0 | 0 | 0 | 0 | 20 | 0.4 | 0.36 | 0.13 | 0.11 | 0.52632 | 0 | 0 | 0 | 0 | 0 | 0 | 0 | 0 |  | 0.0026051 | 0.0026051 | 0.0025967 | 0.0026172 | 0.0026162 | 0.0026162 | 0.0026162 | Education - Primary School - Classroom/Lecture - (break) - Hol | 14 | 9 | 15 | 0 | 1.2602 | 0 | 0 | 0 | 1.2602 | 0 | 0 | 0 | 0.42005 | 0 | 0 | 0 | 0 | 0 | 0 | 0 | 0 | 0 | 0 | 0 | 0 | 0 | 0 | 0 | 0 | 0 | 0 | 0 | 0 | 0 | 0 | 0 | 0 |  | 0 | 1.3252 | 0 | 0 | 0 | 1.3252 | 0 | 0 | 0 | 0.44172 | 0 | 0 | 0 | 0 | 0 | 0 | 0 | 0 | 0 | 0 | 0 | 0 | 0 | 0 | 0 | 0 | 0 | 0 | 0 | 0 | 0 | 0 | 0 | 0 | 0.87511 | 0.8 | 0.92026 | 0.8
208 | 2 | 8 | 8 | 8 |  | Education - Primary School (break) | Education - Primary School - Classroom/Lecture | Education - Primary School - Classroom/Lecture (break) | Education - Primary School | Classroom/Lecture | Education - Primary School - Classroom/Lecture | (break) | Education - Primary School (break) | Education - Primary School - Classroom/Lecture (break) | PrimSchool Class/Office (break) | all | Closed | 63 | 63 | 0.65286 | 1.4745 | 1.4745 | 1.4745 | 1.1059 | 1.1059 | 1.1059 | 1.1059 | 0.96263 | 0.96263 | 0.96263 | 0.72197 | 0.72197 | 0.72197 | 0.72197 | 25.4744 | 25.4744 | 25.4744 | 19.1058 | 19.1058 | 19.1058 | 19.1058 | 0.019253 | 0.019253 | 0.019253 | 0.014439 | 0.014439 | 0.014439 | 0.014439 | 2131.7954 | 2131.7954 | 2131.7954 | 2131.7954 | 2131.7954 | 2131.7954 | 2131.7954 | 0 | 0 | 0 | 0 | 0 | 0 | 0 | 0.02 | 0.02 | 0.02 | 0.02 | 0.02 | 0.02 | 0.02 | 0.02 | 0.02 | 0.02 | 0.02 | 0.02 | 0.02 | 0.02 | 0.10688 | 0.10688 | 0.10688 | 0.080158 | 0.080158 | 0.080158 | 0.080158 | 0.069776 | 0.069776 | 0.069776 | 0.052332 | 0.052332 | 0.052332 | 0.052332 | 1.9418 | 1.9418 | 1.9418 | 1.4563 | 1.4563 | 1.4563 | 1.4563 | 0.0013955 | 0.0013955 | 0.0013955 | 0.0010466 | 0.0010466 | 0.0010466 | 0.0010466 | 2327.8369 | 2327.8369 | 2327.8369 | 2327.8369 | 2327.8369 | 2327.8369 | 2327.8369 | 0 | 0 | 0 | 0 | 0 | 0 | 0 | 0.02 | 0.02 | 0.02 | 0.02 | 0.02 | 0.02 | 0.02 | 0.02 | 0.02 | 0.02 | 0.02 | 0.02 | 0.02 | 0.02 | PrimSchool Class/Office (break) ILit Cls | PrimSchool Class/Office (break) ILit Cls | 2 | 2 | 2 | PrimSchool Class/Office (break) ILit2 Cls | PrimSchool Class/Office (break) ILit Cls | PrimSchool Class/Office (break) ILit Cls | 2 | 2 | 2 | 2 | 0.42005 | 0.02 | 0.02 | 0.02 | 0.02 | 0.02 | 0.02 | 0.02 | 0.02 | 0.02 | 0.02 | 0.02 | 0.02 | 0.02 | 0.02 | 0.02 | 0.02 | 0.02 | 0.02 | 0.02 | 0.02 | 0.02 | 0.02 | 0.02 | 0.02 | 0.02 | 0.44172 | 0.02 | 0.02 | 0.02 | 0.02 | 0.02 | 0.02 | 0.02 | 0.02 | 0.02 | 0.02 | 0.02 | 0.02 | 0.02 | 0.02 | 0.02 | 0.02 | 0.02 | 0.02 | 0.02 | 0.02 | 0.02 | 0.02 | 0.02 | 0.02 | 0.02 | 0 | 0 | 0 | 0 | 0 | 0 | 0 | 0 | 0 | 0 | 0 | 0 | 0 | 0 | 0 | 0 | 0 | 0 | 0 | 0 | 0 | 0 | 0 | 0 | 0 | 0 | 0 | 0 | 0 | 0 | 0 | 0 | 0 | 0 | 0 | 0 | 0 | 0 | 0 | 0 | 0 | 0 | 0 | 0 | 0 | 0 | 0 | 0 | 20 | 0.4 | 0.36 | 0.13 | 0.11 | 0.52632 | 0.0024979 | 0.0024045 | 0.0024045 | 0.0024045 | 0.0018034 | 0.0018034 | 0.0018034 | 0.0018034 | Education - Primary School (break) | 0.0026051 | 0.0026051 | 0.0025967 | 0.0026172 | 0.0026162 | 0.0026162 | 0.0026162 | Education - Primary School - Classroom/Lecture - (break) - all | 16 | 9 | 16 | 0 | 26.4632 | 0 | 26.4632 | 0 | 0 | 0 | 0.42005 | 0 | 0 | 0 | 0 | 0 | 0 | 0 | 0 | 0 | 0 | 0 | 0 | 0 | 0 | 0 | 0 | 0 | 0 | 0 | 0 | 0 | 0 | 0 | 0 | 0 | 0 |  | 0 | 27.8286 | 0 | 27.8286 | 0 | 0 | 0 | 0.44172 | 0 | 0 | 0 | 0 | 0 | 0 | 0 | 0 | 0 | 0 | 0 | 0 | 0 | 0 | 0 | 0 | 0 | 0 | 0 | 0 | 0 | 0 | 0 | 0 | 0 | 0 | 0.87511 | 0.8 | 0.92026 | 0.8
209 | 2 | 9 | 5 | 1 |  |  |  |  | Education - Primary School | Dining Area | Education - Primary School - Dining Area |  | Education - Primary School | Education - Primary School - Dining Area | PrimSchool Cafeteria (in session) | Sat | Open | 36 | 36 | 0.15534 | 1.3823 | 1.3823 | 1.198 | 1.198 | 1.198 | 1.198 | 1.198 | 0 | 0 | 0 | 0 | 0 | 0 | 0 | 26.2836 | 26.2836 | 22.7791 | 22.7791 | 22.7791 | 22.7791 | 22.7791 | 0 | 0 | 0 | 0 | 0 | 0 | 0 | 0 | 0 | 0 | 0 | 0 | 0 | 0 | 0 | 0 | 0 | 0 | 0 | 0 | 0 | 0 | 0 | 0 | 0 | 0 | 0 | 0 | 0 | 0 | 0 | 0 | 0 | 0 | 0 | 0.1002 | 0.1002 | 0.086838 | 0.086838 | 0.086838 | 0.086838 | 0.086838 | 0 | 0 | 0 | 0 | 0 | 0 | 0 | 2.0733 | 2.0733 | 1.7968 | 1.7968 | 1.7968 | 1.7968 | 1.7968 | 0 | 0 | 0 | 0 | 0 | 0 | 0 | 0 | 0 | 0 | 0 | 0 | 0 | 0 | 0 | 0 | 0 | 0 | 0 | 0 | 0 | 0 | 0 | 0 | 0 | 0 | 0 | 0 | 0 | 0 | 0 | 0 | 0 | 0 | 0 | PrimSchool Cafeteria (in session) ILit Sat | PrimSchool Cafeteria (in session) ILit all | 3568 | 5 | 60 | PrimSchool Cafeteria (in session) ILit2 Sat | PrimSchool Cafeteria (in session) ILit Sat | PrimSchool Cafeteria (in session) ILit all | 3568 | 6.5 | 60 | 3568 | 3.4 | 0.05 | 0.05 | 0.05 | 0.05 | 0.05 | 0.05 | 0.05 | 0.05 | 0.05 | 0.05 | 0.05 | 0.6 | 0.6 | 0.6 | 0.6 | 0.05 | 0.05 | 0.05 | 0.05 | 0.05 | 0.05 | 0.05 | 0.05 | 0.05 | 0.05 | 3.7 | 0.065 | 0.065 | 0.065 | 0.065 | 0.065 | 0.065 | 0.065 | 0.065 | 0.065 | 0.065 | 0.065 | 0.6 | 0.6 | 0.6 | 0.6 | 0.065 | 0.065 | 0.065 | 0.065 | 0.065 | 0.065 | 0.065 | 0.065 | 0.065 | 0.065 | 0 | 0 | 0 | 0 | 0 | 0 | 0 | 0 | 0 | 0 | 1 | 1 | 1 | 1 | 0 | 0 | 0 | 0 | 0 | 0 | 0 | 0 | 0 | 0 | 0 | 0 | 0 | 0 | 0 | 0 | 0 | 0 | 0 | 0 | 1 | 1 | 1 | 1 | 0 | 0 | 0 | 0 | 0 | 0 | 0 | 0 | 0 | 0 | 16 | 0.66337 | 0.20792 | 0.079208 | 0.049505 | 0.76136 | 0 | 0 | 0 | 0 | 0 | 0 | 0 | 0 |  | 0.066509 | 0.066509 | 0.066461 | 0.06574 | 0.065892 | 0.065892 | 0.065892 | Education - Primary School - Dining Area - Sat | 10 | 8 | 16 | 93.6 | 28.8 | 0 | 0 | 93.6 | 28.8 | 0 | 0 | 2.6 | 0.8 | 0 | 0 | 0 | 0 | 0 | 0 | 0 | 0.05 | 0.05 | 0.05 | 0.6 | 0.6 | 0.6 | 0.6 | 0.05 | 0 | 0 | 0 | 0 | 0 | 0 | 0 | 0 | 0 |  | 95.76 | 37.44 | 0 | 0 | 95.76 | 37.44 | 0 | 0 | 2.66 | 1.04 | 0 | 0 | 0 | 0 | 0 | 0 | 0 | 0.065 | 0.065 | 0.065 | 0.6 | 0.6 | 0.6 | 0.6 | 0.065 | 0 | 0 | 0 | 0 | 0 | 0 | 0 | 0 | 0 | 1 | 1 | 1 | 1
210 | 2 | 10 | 6 | 2 |  |  |  |  | Education - Primary School | Dining Area | Education - Primary School - Dining Area |  | Education - Primary School | Education - Primary School - Dining Area | PrimSchool Cafeteria (in session) | Sun | Closed | 36 | 36 | 0.15534 | 1.3823 | 1.3823 | 1.198 | 1.198 | 1.198 | 1.198 | 1.198 | 0 | 0 | 0 | 0 | 0 | 0 | 0 | 9.2766 | 9.2766 | 8.0397 | 8.0397 | 8.0397 | 8.0397 | 8.0397 | 0 | 0 | 0 | 0 | 0 | 0 | 0 | 0 | 0 | 0 | 0 | 0 | 0 | 0 | 0 | 0 | 0 | 0 | 0 | 0 | 0 | 0 | 0 | 0 | 0 | 0 | 0 | 0 | 0 | 0 | 0 | 0 | 0 | 0 | 0 | 0.1002 | 0.1002 | 0.086838 | 0.086838 | 0.086838 | 0.086838 | 0.086838 | 0 | 0 | 0 | 0 | 0 | 0 | 0 | 0.67241 | 0.67241 | 0.58276 | 0.58276 | 0.58276 | 0.58276 | 0.58276 | 0 | 0 | 0 | 0 | 0 | 0 | 0 | 0 | 0 | 0 | 0 | 0 | 0 | 0 | 0 | 0 | 0 | 0 | 0 | 0 | 0 | 0 | 0 | 0 | 0 | 0 | 0 | 0 | 0 | 0 | 0 | 0 | 0 | 0 | 0 | PrimSchool Cafeteria (in session) ILit Cls | PrimSchool Cafeteria (in session) ILit Cls | 2 | 5 | 5 | PrimSchool Cafeteria (in session) ILit2 Cls | PrimSchool Cafeteria (in session) ILit Cls | PrimSchool Cafeteria (in session) ILit Cls | 2 | 5 | 5 | 2 | 1.2 | 0.05 | 0.05 | 0.05 | 0.05 | 0.05 | 0.05 | 0.05 | 0.05 | 0.05 | 0.05 | 0.05 | 0.05 | 0.05 | 0.05 | 0.05 | 0.05 | 0.05 | 0.05 | 0.05 | 0.05 | 0.05 | 0.05 | 0.05 | 0.05 | 0.05 | 1.2 | 0.05 | 0.05 | 0.05 | 0.05 | 0.05 | 0.05 | 0.05 | 0.05 | 0.05 | 0.05 | 0.05 | 0.05 | 0.05 | 0.05 | 0.05 | 0.05 | 0.05 | 0.05 | 0.05 | 0.05 | 0.05 | 0.05 | 0.05 | 0.05 | 0.05 | 0 | 0 | 0 | 0 | 0 | 0 | 0 | 0 | 0 | 0 | 0 | 0 | 0 | 0 | 0 | 0 | 0 | 0 | 0 | 0 | 0 | 0 | 0 | 0 | 0 | 0 | 0 | 0 | 0 | 0 | 0 | 0 | 0 | 0 | 0 | 0 | 0 | 0 | 0 | 0 | 0 | 0 | 0 | 0 | 0 | 0 | 0 | 0 | 16 | 0.66337 | 0.20792 | 0.079208 | 0.049505 | 0.76136 | 0 | 0 | 0 | 0 | 0 | 0 | 0 | 0 |  | 0.066509 | 0.066509 | 0.066461 | 0.06574 | 0.065892 | 0.065892 | 0.065892 | Education - Primary School - Dining Area - Sun | 12 | 8 | 16 | 0 | 43.2 | 0 | 0 | 0 | 43.2 | 0 | 0 | 0 | 1.2 | 0 | 0 | 0 | 0 | 0 | 0 | 0 | 0 | 0 | 0 | 0 | 0 | 0 | 0 | 0 | 0 | 0 | 0 | 0 | 0 | 0 | 0 | 0 | 0 |  | 0 | 43.2 | 0 | 0 | 0 | 43.2 | 0 | 0 | 0 | 1.2 | 0 | 0 | 0 | 0 | 0 | 0 | 0 | 0 | 0 | 0 | 0 | 0 | 0 | 0 | 0 | 0 | 0 | 0 | 0 | 0 | 0 | 0 | 0 | 0 | 1 | 1 | 1 | 1
211 | 2 | 11 | 7 | 3 |  |  |  |  | Education - Primary School | Dining Area | Education - Primary School - Dining Area |  | Education - Primary School | Education - Primary School - Dining Area | PrimSchool Cafeteria (in session) | Hol | Closed | 7 | 7 | 0.15534 | 1.3823 | 1.3823 | 1.198 | 1.198 | 1.198 | 1.198 | 1.198 | 0 | 0 | 0 | 0 | 0 | 0 | 0 | 1.8038 | 1.8038 | 1.5633 | 1.5633 | 1.5633 | 1.5633 | 1.5633 | 0 | 0 | 0 | 0 | 0 | 0 | 0 | 0 | 0 | 0 | 0 | 0 | 0 | 0 | 0 | 0 | 0 | 0 | 0 | 0 | 0 | 0 | 0 | 0 | 0 | 0 | 0 | 0 | 0 | 0 | 0 | 0 | 0 | 0 | 0 | 0.1002 | 0.1002 | 0.086838 | 0.086838 | 0.086838 | 0.086838 | 0.086838 | 0 | 0 | 0 | 0 | 0 | 0 | 0 | 0.13075 | 0.13075 | 0.11331 | 0.11331 | 0.11331 | 0.11331 | 0.11331 | 0 | 0 | 0 | 0 | 0 | 0 | 0 | 0 | 0 | 0 | 0 | 0 | 0 | 0 | 0 | 0 | 0 | 0 | 0 | 0 | 0 | 0 | 0 | 0 | 0 | 0 | 0 | 0 | 0 | 0 | 0 | 0 | 0 | 0 | 0 | PrimSchool Cafeteria (in session) ILit Cls | PrimSchool Cafeteria (in session) ILit Cls | 2 | 5 | 5 | PrimSchool Cafeteria (in session) ILit2 Cls | PrimSchool Cafeteria (in session) ILit Cls | PrimSchool Cafeteria (in session) ILit Cls | 2 | 5 | 5 | 2 | 1.2 | 0.05 | 0.05 | 0.05 | 0.05 | 0.05 | 0.05 | 0.05 | 0.05 | 0.05 | 0.05 | 0.05 | 0.05 | 0.05 | 0.05 | 0.05 | 0.05 | 0.05 | 0.05 | 0.05 | 0.05 | 0.05 | 0.05 | 0.05 | 0.05 | 0.05 | 1.2 | 0.05 | 0.05 | 0.05 | 0.05 | 0.05 | 0.05 | 0.05 | 0.05 | 0.05 | 0.05 | 0.05 | 0.05 | 0.05 | 0.05 | 0.05 | 0.05 | 0.05 | 0.05 | 0.05 | 0.05 | 0.05 | 0.05 | 0.05 | 0.05 | 0.05 | 0 | 0 | 0 | 0 | 0 | 0 | 0 | 0 | 0 | 0 | 0 | 0 | 0 | 0 | 0 | 0 | 0 | 0 | 0 | 0 | 0 | 0 | 0 | 0 | 0 | 0 | 0 | 0 | 0 | 0 | 0 | 0 | 0 | 0 | 0 | 0 | 0 | 0 | 0 | 0 | 0 | 0 | 0 | 0 | 0 | 0 | 0 | 0 | 16 | 0.66337 | 0.20792 | 0.079208 | 0.049505 | 0.76136 | 0 | 0 | 0 | 0 | 0 | 0 | 0 | 0 |  | 0.066509 | 0.066509 | 0.066461 | 0.06574 | 0.065892 | 0.065892 | 0.065892 | Education - Primary School - Dining Area - Hol | 14 | 8 | 16 | 0 | 8.4 | 0 | 0 | 0 | 8.4 | 0 | 0 | 0 | 1.2 | 0 | 0 | 0 | 0 | 0 | 0 | 0 | 0 | 0 | 0 | 0 | 0 | 0 | 0 | 0 | 0 | 0 | 0 | 0 | 0 | 0 | 0 | 0 | 0 |  | 0 | 8.4 | 0 | 0 | 0 | 8.4 | 0 | 0 | 0 | 1.2 | 0 | 0 | 0 | 0 | 0 | 0 | 0 | 0 | 0 | 0 | 0 | 0 | 0 | 0 | 0 | 0 | 0 | 0 | 0 | 0 | 0 | 0 | 0 | 0 | 1 | 1 | 1 | 1
212 | 2 | 12 | 8 | 4 |  | Education - Primary School |  | Education - Primary School - Dining Area | Education - Primary School | Dining Area | Education - Primary School - Dining Area |  | Education - Primary School | Education - Primary School - Dining Area | PrimSchool Cafeteria (in session) | all | Open | 188 | 188 | 0.15534 | 1.3823 | 1.3823 | 1.198 | 1.198 | 1.198 | 1.198 | 1.198 | 0 | 0 | 0 | 0 | 0 | 0 | 0 | 240.2029 | 240.2029 | 208.1759 | 208.1759 | 208.1759 | 208.1759 | 208.1759 | 0.078736 | 0.078736 | 0.068238 | 0.068238 | 0.068238 | 0.068238 | 0.068238 | 0 | 0 | 0 | 0 | 0 | 0 | 0 | 0 | 0 | 0 | 0 | 0 | 0 | 0 | 0.36667 | 0.36667 | 0.36667 | 0.36667 | 0.36667 | 0.36667 | 0.36667 | 0.51391 | 0.51391 | 0.51516 | 0.50587 | 0.5072 | 0.5072 | 0.5072 | 0.1002 | 0.1002 | 0.086838 | 0.086838 | 0.086838 | 0.086838 | 0.086838 | 0 | 0 | 0 | 0 | 0 | 0 | 0 | 18.245 | 18.245 | 15.8124 | 15.8124 | 15.8124 | 15.8124 | 15.8124 | 0.0058628 | 0.0058628 | 0.0050811 | 0.0050811 | 0.0050811 | 0.0050811 | 0.0050811 | 0 | 0 | 0 | 0 | 0 | 0 | 0 | 0 | 0 | 0 | 0 | 0 | 0 | 0 | 0.37667 | 0.37667 | 0.37667 | 0.37667 | 0.37667 | 0.37667 | 0.37667 | 0.52364 | 0.52364 | 0.52422 | 0.51603 | 0.51736 | 0.51736 | 0.51736 | PrimSchool Cafeteria (in session) ILit all | PrimSchool Cafeteria (in session) ILit all | 3023 | 5 | 100 | PrimSchool Cafeteria (in session) ILit2 all | PrimSchool Cafeteria (in session) ILit all | PrimSchool Cafeteria (in session) ILit all | 3023 | 6.5 | 100 | 3023 | 5.95 | 0.36667 | 0.05 | 0.05 | 0.05 | 0.05 | 0.05 | 0.05 | 0.05 | 0.05 | 0.05 | 0.05 | 1 | 1 | 1 | 1 | 1 | 0.05 | 0.05 | 0.05 | 0.05 | 0.05 | 0.05 | 0.05 | 0.05 | 0.05 | 6.235 | 0.37667 | 0.065 | 0.065 | 0.065 | 0.065 | 0.065 | 0.065 | 0.065 | 0.065 | 0.065 | 0.065 | 1 | 1 | 1 | 1 | 1 | 0.065 | 0.065 | 0.065 | 0.065 | 0.065 | 0.065 | 0.065 | 0.065 | 0.065 | 0 | 0 | 0 | 0 | 0 | 0 | 0 | 0 | 0 | 0 | 1 | 1 | 1 | 1 | 1 | 0 | 0 | 0 | 0 | 0 | 0 | 0 | 0 | 0 | 0 | 0 | 0 | 0 | 0 | 0 | 0 | 0 | 0 | 0 | 1 | 1 | 1 | 1 | 1 | 0 | 0 | 0 | 0 | 0 | 0 | 0 | 0 | 0 | 16 | 0.66337 | 0.20792 | 0.079208 | 0.049505 | 0.76136 | 0.052822 | 0.011343 | 0.011343 | 0.0098304 | 0.0098304 | 0.0098304 | 0.0098304 | 0.0098304 | Education - Primary School | 0.066509 | 0.066509 | 0.066461 | 0.06574 | 0.065892 | 0.065892 | 0.065892 | Education - Primary School - Dining Area - all | 16 | 8 | 18 | 987 | 131.6 | 987 | 131.6 | 0 | 0 | 5.25 | 0.7 | 0 | 0 | 0 | 0 | 0 | 0 | 0 | 0 | 0 | 0.05 | 0.05 | 0.05 | 1 | 1 | 1 | 1 | 1 | 0.05 | 0.05 | 0 | 0 | 0 | 0 | 0 | 0 | 0 |  | 1001.1 | 171.08 | 1001.1 | 171.08 | 0 | 0 | 5.325 | 0.91 | 0 | 0 | 0 | 0 | 0 | 0 | 0 | 0 | 0 | 0.065 | 0.065 | 0.065 | 1 | 1 | 1 | 1 | 1 | 0.065 | 0.065 | 0 | 0 | 0 | 0 | 0 | 0 | 0 | 1 | 1 | 1 | 1
213 | 2 | 13 | 5 | 5 |  |  |  |  | Education - Primary School | Dining Area | Education - Primary School - Dining Area | (break) | Education - Primary School (break) | Education - Primary School - Dining Area (break) | PrimSchool Cafeteria (break) | Sat | Closed | 16 | 16 | 0.15534 | 1.3823 | 1.3823 | 1.198 | 1.198 | 1.198 | 1.198 | 1.198 | 0 | 0 | 0 | 0 | 0 | 0 | 0 | 1.6492 | 1.6492 | 1.4293 | 1.4293 | 1.4293 | 1.4293 | 1.4293 | 0 | 0 | 0 | 0 | 0 | 0 | 0 | 0 | 0 | 0 | 0 | 0 | 0 | 0 | 0 | 0 | 0 | 0 | 0 | 0 | 0 | 0 | 0 | 0 | 0 | 0 | 0 | 0 | 0 | 0 | 0 | 0 | 0 | 0 | 0 | 0.1002 | 0.1002 | 0.086838 | 0.086838 | 0.086838 | 0.086838 | 0.086838 | 0 | 0 | 0 | 0 | 0 | 0 | 0 | 0.11954 | 0.11954 | 0.1036 | 0.1036 | 0.1036 | 0.1036 | 0.1036 | 0 | 0 | 0 | 0 | 0 | 0 | 0 | 0 | 0 | 0 | 0 | 0 | 0 | 0 | 0 | 0 | 0 | 0 | 0 | 0 | 0 | 0 | 0 | 0 | 0 | 0 | 0 | 0 | 0 | 0 | 0 | 0 | 0 | 0 | 0 | PrimSchool Cafeteria (break) ILit Cls | PrimSchool Cafeteria (break) ILit Cls | 2 | 2 | 2 | PrimSchool Cafeteria (break) ILit2 Cls | PrimSchool Cafeteria (break) ILit Cls | PrimSchool Cafeteria (break) ILit Cls | 2 | 2 | 2 | 2 | 0.48 | 0.02 | 0.02 | 0.02 | 0.02 | 0.02 | 0.02 | 0.02 | 0.02 | 0.02 | 0.02 | 0.02 | 0.02 | 0.02 | 0.02 | 0.02 | 0.02 | 0.02 | 0.02 | 0.02 | 0.02 | 0.02 | 0.02 | 0.02 | 0.02 | 0.02 | 0.48 | 0.02 | 0.02 | 0.02 | 0.02 | 0.02 | 0.02 | 0.02 | 0.02 | 0.02 | 0.02 | 0.02 | 0.02 | 0.02 | 0.02 | 0.02 | 0.02 | 0.02 | 0.02 | 0.02 | 0.02 | 0.02 | 0.02 | 0.02 | 0.02 | 0.02 | 0 | 0 | 0 | 0 | 0 | 0 | 0 | 0 | 0 | 0 | 0 | 0 | 0 | 0 | 0 | 0 | 0 | 0 | 0 | 0 | 0 | 0 | 0 | 0 | 0 | 0 | 0 | 0 | 0 | 0 | 0 | 0 | 0 | 0 | 0 | 0 | 0 | 0 | 0 | 0 | 0 | 0 | 0 | 0 | 0 | 0 | 0 | 0 | 16 | 0.66337 | 0.20792 | 0.079208 | 0.049505 | 0.76136 | 0 | 0 | 0 | 0 | 0 | 0 | 0 | 0 |  | 0.0026051 | 0.0026051 | 0.0025967 | 0.0026172 | 0.0026162 | 0.0026162 | 0.0026162 | Education - Primary School - Dining Area - (break) - Sat | 10 | 9 | 15 | 0 | 7.68 | 0 | 0 | 0 | 7.68 | 0 | 0 | 0 | 0.48 | 0 | 0 | 0 | 0 | 0 | 0 | 0 | 0 | 0 | 0 | 0 | 0 | 0 | 0 | 0 | 0 | 0 | 0 | 0 | 0 | 0 | 0 | 0 | 0 |  | 0 | 7.68 | 0 | 0 | 0 | 7.68 | 0 | 0 | 0 | 0.48 | 0 | 0 | 0 | 0 | 0 | 0 | 0 | 0 | 0 | 0 | 0 | 0 | 0 | 0 | 0 | 0 | 0 | 0 | 0 | 0 | 0 | 0 | 0 | 0 | 1 | 1 | 1 | 1
214 | 2 | 14 | 6 | 6 |  |  |  |  | Education - Primary School | Dining Area | Education - Primary School - Dining Area | (break) | Education - Primary School (break) | Education - Primary School - Dining Area (break) | PrimSchool Cafeteria (break) | Sun | Closed | 16 | 16 | 0.15534 | 1.3823 | 1.3823 | 1.198 | 1.198 | 1.198 | 1.198 | 1.198 | 0 | 0 | 0 | 0 | 0 | 0 | 0 | 1.6492 | 1.6492 | 1.4293 | 1.4293 | 1.4293 | 1.4293 | 1.4293 | 0 | 0 | 0 | 0 | 0 | 0 | 0 | 0 | 0 | 0 | 0 | 0 | 0 | 0 | 0 | 0 | 0 | 0 | 0 | 0 | 0 | 0 | 0 | 0 | 0 | 0 | 0 | 0 | 0 | 0 | 0 | 0 | 0 | 0 | 0 | 0.1002 | 0.1002 | 0.086838 | 0.086838 | 0.086838 | 0.086838 | 0.086838 | 0 | 0 | 0 | 0 | 0 | 0 | 0 | 0.11954 | 0.11954 | 0.1036 | 0.1036 | 0.1036 | 0.1036 | 0.1036 | 0 | 0 | 0 | 0 | 0 | 0 | 0 | 0 | 0 | 0 | 0 | 0 | 0 | 0 | 0 | 0 | 0 | 0 | 0 | 0 | 0 | 0 | 0 | 0 | 0 | 0 | 0 | 0 | 0 | 0 | 0 | 0 | 0 | 0 | 0 | PrimSchool Cafeteria (break) ILit Cls | PrimSchool Cafeteria (break) ILit Cls | 2 | 2 | 2 | PrimSchool Cafeteria (break) ILit2 Cls | PrimSchool Cafeteria (break) ILit Cls | PrimSchool Cafeteria (break) ILit Cls | 2 | 2 | 2 | 2 | 0.48 | 0.02 | 0.02 | 0.02 | 0.02 | 0.02 | 0.02 | 0.02 | 0.02 | 0.02 | 0.02 | 0.02 | 0.02 | 0.02 | 0.02 | 0.02 | 0.02 | 0.02 | 0.02 | 0.02 | 0.02 | 0.02 | 0.02 | 0.02 | 0.02 | 0.02 | 0.48 | 0.02 | 0.02 | 0.02 | 0.02 | 0.02 | 0.02 | 0.02 | 0.02 | 0.02 | 0.02 | 0.02 | 0.02 | 0.02 | 0.02 | 0.02 | 0.02 | 0.02 | 0.02 | 0.02 | 0.02 | 0.02 | 0.02 | 0.02 | 0.02 | 0.02 | 0 | 0 | 0 | 0 | 0 | 0 | 0 | 0 | 0 | 0 | 0 | 0 | 0 | 0 | 0 | 0 | 0 | 0 | 0 | 0 | 0 | 0 | 0 | 0 | 0 | 0 | 0 | 0 | 0 | 0 | 0 | 0 | 0 | 0 | 0 | 0 | 0 | 0 | 0 | 0 | 0 | 0 | 0 | 0 | 0 | 0 | 0 | 0 | 16 | 0.66337 | 0.20792 | 0.079208 | 0.049505 | 0.76136 | 0 | 0 | 0 | 0 | 0 | 0 | 0 | 0 |  | 0.0026051 | 0.0026051 | 0.0025967 | 0.0026172 | 0.0026162 | 0.0026162 | 0.0026162 | Education - Primary School - Dining Area - (break) - Sun | 12 | 9 | 15 | 0 | 7.68 | 0 | 0 | 0 | 7.68 | 0 | 0 | 0 | 0.48 | 0 | 0 | 0 | 0 | 0 | 0 | 0 | 0 | 0 | 0 | 0 | 0 | 0 | 0 | 0 | 0 | 0 | 0 | 0 | 0 | 0 | 0 | 0 | 0 |  | 0 | 7.68 | 0 | 0 | 0 | 7.68 | 0 | 0 | 0 | 0.48 | 0 | 0 | 0 | 0 | 0 | 0 | 0 | 0 | 0 | 0 | 0 | 0 | 0 | 0 | 0 | 0 | 0 | 0 | 0 | 0 | 0 | 0 | 0 | 0 | 1 | 1 | 1 | 1
215 | 2 | 15 | 7 | 7 |  |  |  |  | Education - Primary School | Dining Area | Education - Primary School - Dining Area | (break) | Education - Primary School (break) | Education - Primary School - Dining Area (break) | PrimSchool Cafeteria (break) | Hol | Closed | 3 | 3 | 0.15534 | 1.3823 | 1.3823 | 1.198 | 1.198 | 1.198 | 1.198 | 1.198 | 0 | 0 | 0 | 0 | 0 | 0 | 0 | 0.30922 | 0.30922 | 0.26799 | 0.26799 | 0.26799 | 0.26799 | 0.26799 | 0 | 0 | 0 | 0 | 0 | 0 | 0 | 0 | 0 | 0 | 0 | 0 | 0 | 0 | 0 | 0 | 0 | 0 | 0 | 0 | 0 | 0 | 0 | 0 | 0 | 0 | 0 | 0 | 0 | 0 | 0 | 0 | 0 | 0 | 0 | 0.1002 | 0.1002 | 0.086838 | 0.086838 | 0.086838 | 0.086838 | 0.086838 | 0 | 0 | 0 | 0 | 0 | 0 | 0 | 0.022414 | 0.022414 | 0.019425 | 0.019425 | 0.019425 | 0.019425 | 0.019425 | 0 | 0 | 0 | 0 | 0 | 0 | 0 | 0 | 0 | 0 | 0 | 0 | 0 | 0 | 0 | 0 | 0 | 0 | 0 | 0 | 0 | 0 | 0 | 0 | 0 | 0 | 0 | 0 | 0 | 0 | 0 | 0 | 0 | 0 | 0 | PrimSchool Cafeteria (break) ILit Cls | PrimSchool Cafeteria (break) ILit Cls | 2 | 2 | 2 | PrimSchool Cafeteria (break) ILit2 Cls | PrimSchool Cafeteria (break) ILit Cls | PrimSchool Cafeteria (break) ILit Cls | 2 | 2 | 2 | 2 | 0.48 | 0.02 | 0.02 | 0.02 | 0.02 | 0.02 | 0.02 | 0.02 | 0.02 | 0.02 | 0.02 | 0.02 | 0.02 | 0.02 | 0.02 | 0.02 | 0.02 | 0.02 | 0.02 | 0.02 | 0.02 | 0.02 | 0.02 | 0.02 | 0.02 | 0.02 | 0.48 | 0.02 | 0.02 | 0.02 | 0.02 | 0.02 | 0.02 | 0.02 | 0.02 | 0.02 | 0.02 | 0.02 | 0.02 | 0.02 | 0.02 | 0.02 | 0.02 | 0.02 | 0.02 | 0.02 | 0.02 | 0.02 | 0.02 | 0.02 | 0.02 | 0.02 | 0 | 0 | 0 | 0 | 0 | 0 | 0 | 0 | 0 | 0 | 0 | 0 | 0 | 0 | 0 | 0 | 0 | 0 | 0 | 0 | 0 | 0 | 0 | 0 | 0 | 0 | 0 | 0 | 0 | 0 | 0 | 0 | 0 | 0 | 0 | 0 | 0 | 0 | 0 | 0 | 0 | 0 | 0 | 0 | 0 | 0 | 0 | 0 | 16 | 0.66337 | 0.20792 | 0.079208 | 0.049505 | 0.76136 | 0 | 0 | 0 | 0 | 0 | 0 | 0 | 0 |  | 0.0026051 | 0.0026051 | 0.0025967 | 0.0026172 | 0.0026162 | 0.0026162 | 0.0026162 | Education - Primary School - Dining Area - (break) - Hol | 14 | 9 | 15 | 0 | 1.44 | 0 | 0 | 0 | 1.44 | 0 | 0 | 0 | 0.48 | 0 | 0 | 0 | 0 | 0 | 0 | 0 | 0 | 0 | 0 | 0 | 0 | 0 | 0 | 0 | 0 | 0 | 0 | 0 | 0 | 0 | 0 | 0 | 0 |  | 0 | 1.44 | 0 | 0 | 0 | 1.44 | 0 | 0 | 0 | 0.48 | 0 | 0 | 0 | 0 | 0 | 0 | 0 | 0 | 0 | 0 | 0 | 0 | 0 | 0 | 0 | 0 | 0 | 0 | 0 | 0 | 0 | 0 | 0 | 0 | 1 | 1 | 1 | 1
216 | 2 | 16 | 8 | 8 |  | Education - Primary School (break) | Education - Primary School - Dining Area | Education - Primary School - Dining Area (break) | Education - Primary School | Dining Area | Education - Primary School - Dining Area | (break) | Education - Primary School (break) | Education - Primary School - Dining Area (break) | PrimSchool Cafeteria (break) | all | Closed | 63 | 63 | 0.15534 | 1.3823 | 1.3823 | 1.198 | 1.198 | 1.198 | 1.198 | 1.198 | 0.21474 | 0.21474 | 0.1861 | 0.1861 | 0.1861 | 0.1861 | 0.1861 | 6.4936 | 6.4936 | 5.6278 | 5.6278 | 5.6278 | 5.6278 | 5.6278 | 0.0042947 | 0.0042947 | 0.0037221 | 0.0037221 | 0.0037221 | 0.0037221 | 0.0037221 | 1339.64 | 1339.64 | 1339.64 | 1339.64 | 1339.64 | 1339.64 | 1339.64 | 0 | 0 | 0 | 0 | 0 | 0 | 0 | 0.02 | 0.02 | 0.02 | 0.02 | 0.02 | 0.02 | 0.02 | 0.02 | 0.02 | 0.02 | 0.02 | 0.02 | 0.02 | 0.02 | 0.1002 | 0.1002 | 0.086838 | 0.086838 | 0.086838 | 0.086838 | 0.086838 | 0.015565 | 0.015565 | 0.01349 | 0.01349 | 0.01349 | 0.01349 | 0.01349 | 0.47069 | 0.47069 | 0.40793 | 0.40793 | 0.40793 | 0.40793 | 0.40793 | 0.0003113 | 0.0003113 | 0.00026979 | 0.00026979 | 0.00026979 | 0.00026979 | 0.00026979 | 1404.02 | 1404.02 | 1404.02 | 1404.02 | 1404.02 | 1404.02 | 1404.02 | 0 | 0 | 0 | 0 | 0 | 0 | 0 | 0.02 | 0.02 | 0.02 | 0.02 | 0.02 | 0.02 | 0.02 | 0.02 | 0.02 | 0.02 | 0.02 | 0.02 | 0.02 | 0.02 | PrimSchool Cafeteria (break) ILit Cls | PrimSchool Cafeteria (break) ILit Cls | 2 | 2 | 2 | PrimSchool Cafeteria (break) ILit2 Cls | PrimSchool Cafeteria (break) ILit Cls | PrimSchool Cafeteria (break) ILit Cls | 2 | 2 | 2 | 2 | 0.48 | 0.02 | 0.02 | 0.02 | 0.02 | 0.02 | 0.02 | 0.02 | 0.02 | 0.02 | 0.02 | 0.02 | 0.02 | 0.02 | 0.02 | 0.02 | 0.02 | 0.02 | 0.02 | 0.02 | 0.02 | 0.02 | 0.02 | 0.02 | 0.02 | 0.02 | 0.48 | 0.02 | 0.02 | 0.02 | 0.02 | 0.02 | 0.02 | 0.02 | 0.02 | 0.02 | 0.02 | 0.02 | 0.02 | 0.02 | 0.02 | 0.02 | 0.02 | 0.02 | 0.02 | 0.02 | 0.02 | 0.02 | 0.02 | 0.02 | 0.02 | 0.02 | 0 | 0 | 0 | 0 | 0 | 0 | 0 | 0 | 0 | 0 | 0 | 0 | 0 | 0 | 0 | 0 | 0 | 0 | 0 | 0 | 0 | 0 | 0 | 0 | 0 | 0 | 0 | 0 | 0 | 0 | 0 | 0 | 0 | 0 | 0 | 0 | 0 | 0 | 0 | 0 | 0 | 0 | 0 | 0 | 0 | 0 | 0 | 0 | 16 | 0.66337 | 0.20792 | 0.079208 | 0.049505 | 0.76136 | 0.0028812 | 0.0006187 | 0.0006187 | 0.0005362 | 0.0005362 | 0.0005362 | 0.0005362 | 0.0005362 | Education - Primary School (break) | 0.0026051 | 0.0026051 | 0.0025967 | 0.0026172 | 0.0026162 | 0.0026162 | 0.0026162 | Education - Primary School - Dining Area - (break) - all | 16 | 9 | 16 | 0 | 30.24 | 0 | 30.24 | 0 | 0 | 0 | 0.48 | 0 | 0 | 0 | 0 | 0 | 0 | 0 | 0 | 0 | 0 | 0 | 0 | 0 | 0 | 0 | 0 | 0 | 0 | 0 | 0 | 0 | 0 | 0 | 0 | 0 | 0 |  | 0 | 30.24 | 0 | 30.24 | 0 | 0 | 0 | 0.48 | 0 | 0 | 0 | 0 | 0 | 0 | 0 | 0 | 0 | 0 | 0 | 0 | 0 | 0 | 0 | 0 | 0 | 0 | 0 | 0 | 0 | 0 | 0 | 0 | 0 | 0 | 1 | 1 | 1 | 1
217 | 2 | 17 | 5 | 1 |  |  |  |  | Education - Primary School | Exercising Centers and Gymnasium | Education - Primary School - Exercising Centers and Gymnasium |  | Education - Primary School | Education - Primary School - Exercising Centers and Gymnasium | PrimSchool Gym (in session) | Sat | Open | 36 | 36 | 0.072579 | 1.1059 | 1.1059 | 0.92155 | 0.92155 | 0.92155 | 0.92155 | 0.92155 | 0 | 0 | 0 | 0 | 0 | 0 | 0 | 16.6972 | 16.6972 | 13.9144 | 13.9144 | 13.9144 | 13.9144 | 13.9144 | 0 | 0 | 0 | 0 | 0 | 0 | 0 | 0 | 0 | 0 | 0 | 0 | 0 | 0 | 0 | 0 | 0 | 0 | 0 | 0 | 0 | 0 | 0 | 0 | 0 | 0 | 0 | 0 | 0 | 0 | 0 | 0 | 0 | 0 | 0 | 0.080158 | 0.080158 | 0.066798 | 0.066798 | 0.066798 | 0.066798 | 0.066798 | 0 | 0 | 0 | 0 | 0 | 0 | 0 | 1.4668 | 1.4668 | 1.2224 | 1.2224 | 1.2224 | 1.2224 | 1.2224 | 0 | 0 | 0 | 0 | 0 | 0 | 0 | 0 | 0 | 0 | 0 | 0 | 0 | 0 | 0 | 0 | 0 | 0 | 0 | 0 | 0 | 0 | 0 | 0 | 0 | 0 | 0 | 0 | 0 | 0 | 0 | 0 | 0 | 0 | 0 | PrimSchool Gym (in session) ILit Sat | PrimSchool Gym (in session) ILit all | 3019 | 5 | 50 | PrimSchool Gym (in session) ILit2 Sat | PrimSchool Gym (in session) ILit Sat | PrimSchool Gym (in session) ILit all | 3019 | 6.5 | 60 | 3019 | 5.7787 | 0.5 | 0.05 | 0.05 | 0.05 | 0.05 | 0.05 | 0.05 | 0.05 | 0.12875 | 0.5 | 0.5 | 0.5 | 0.5 | 0.5 | 0.5 | 0.5 | 0.5 | 0.5 | 0.5 | 0.05 | 0.05 | 0.05 | 0.05 | 0.05 | 0.05 | 7.0036 | 0.6 | 0.065 | 0.065 | 0.065 | 0.065 | 0.065 | 0.065 | 0.065 | 0.15862 | 0.6 | 0.6 | 0.6 | 0.6 | 0.6 | 0.6 | 0.6 | 0.6 | 0.6 | 0.6 | 0.065 | 0.065 | 0.065 | 0.065 | 0.065 | 0.065 | 0 | 0 | 0 | 0 | 0 | 0 | 0 | 0.175 | 1 | 1 | 1 | 1 | 1 | 1 | 1 | 1 | 1 | 1 | 0 | 0 | 0 | 0 | 0 | 0 | 0 | 0 | 0 | 0 | 0 | 0 | 0 | 0.175 | 1 | 1 | 1 | 1 | 1 | 1 | 1 | 1 | 1 | 1 | 0 | 0 | 0 | 0 | 0 | 0 | 16 | 0.66337 | 0.20792 | 0.079208 | 0.049505 | 0.76136 | 0 | 0 | 0 | 0 | 0 | 0 | 0 | 0 |  | 0.066509 | 0.066509 | 0.066461 | 0.06574 | 0.065892 | 0.065892 | 0.065892 | Education - Primary School - Exercising Centers and Gymnasium - Sat | 10 | 8 | 16 | 130.635 | 77.4 | 0 | 0 | 130.635 | 77.4 | 0 | 0 | 3.6288 | 2.15 | 0 | 0 | 0 | 0 | 0 | 0 | 0 | 0.12875 | 0.5 | 0.5 | 0.5 | 0.5 | 0.5 | 0.5 | 0.5 | 0 | 0 | 0 | 0 | 0 | 0 | 0 | 0 | 0 |  | 156.9105 | 95.22 | 0 | 0 | 156.9105 | 95.22 | 0 | 0 | 4.3586 | 2.645 | 0 | 0 | 0 | 0 | 0 | 0 | 0 | 0.15862 | 0.6 | 0.6 | 0.6 | 0.6 | 0.6 | 0.6 | 0.6 | 0 | 0 | 0 | 0 | 0 | 0 | 0 | 0 | 0 | 1 | 1 | 1 | 1
218 | 2 | 18 | 6 | 2 |  |  |  |  | Education - Primary School | Exercising Centers and Gymnasium | Education - Primary School - Exercising Centers and Gymnasium |  | Education - Primary School | Education - Primary School - Exercising Centers and Gymnasium | PrimSchool Gym (in session) | Sun | Closed | 36 | 36 | 0.072579 | 1.1059 | 1.1059 | 0.92155 | 0.92155 | 0.92155 | 0.92155 | 0.92155 | 0 | 0 | 0 | 0 | 0 | 0 | 0 | 3.4673 | 3.4673 | 2.8894 | 2.8894 | 2.8894 | 2.8894 | 2.8894 | 0 | 0 | 0 | 0 | 0 | 0 | 0 | 0 | 0 | 0 | 0 | 0 | 0 | 0 | 0 | 0 | 0 | 0 | 0 | 0 | 0 | 0 | 0 | 0 | 0 | 0 | 0 | 0 | 0 | 0 | 0 | 0 | 0 | 0 | 0 | 0.080158 | 0.080158 | 0.066798 | 0.066798 | 0.066798 | 0.066798 | 0.066798 | 0 | 0 | 0 | 0 | 0 | 0 | 0 | 0.25133 | 0.25133 | 0.20944 | 0.20944 | 0.20944 | 0.20944 | 0.20944 | 0 | 0 | 0 | 0 | 0 | 0 | 0 | 0 | 0 | 0 | 0 | 0 | 0 | 0 | 0 | 0 | 0 | 0 | 0 | 0 | 0 | 0 | 0 | 0 | 0 | 0 | 0 | 0 | 0 | 0 | 0 | 0 | 0 | 0 | 0 | PrimSchool Gym (in session) ILit Cls | PrimSchool Gym (in session) ILit Cls | 2 | 5 | 5 | PrimSchool Gym (in session) ILit2 Cls | PrimSchool Gym (in session) ILit Cls | PrimSchool Gym (in session) ILit Cls | 2 | 5 | 5 | 2 | 1.2 | 0.05 | 0.05 | 0.05 | 0.05 | 0.05 | 0.05 | 0.05 | 0.05 | 0.05 | 0.05 | 0.05 | 0.05 | 0.05 | 0.05 | 0.05 | 0.05 | 0.05 | 0.05 | 0.05 | 0.05 | 0.05 | 0.05 | 0.05 | 0.05 | 0.05 | 1.2 | 0.05 | 0.05 | 0.05 | 0.05 | 0.05 | 0.05 | 0.05 | 0.05 | 0.05 | 0.05 | 0.05 | 0.05 | 0.05 | 0.05 | 0.05 | 0.05 | 0.05 | 0.05 | 0.05 | 0.05 | 0.05 | 0.05 | 0.05 | 0.05 | 0.05 | 0 | 0 | 0 | 0 | 0 | 0 | 0 | 0 | 0 | 0 | 0 | 0 | 0 | 0 | 0 | 0 | 0 | 0 | 0 | 0 | 0 | 0 | 0 | 0 | 0 | 0 | 0 | 0 | 0 | 0 | 0 | 0 | 0 | 0 | 0 | 0 | 0 | 0 | 0 | 0 | 0 | 0 | 0 | 0 | 0 | 0 | 0 | 0 | 16 | 0.66337 | 0.20792 | 0.079208 | 0.049505 | 0.76136 | 0 | 0 | 0 | 0 | 0 | 0 | 0 | 0 |  | 0.066509 | 0.066509 | 0.066461 | 0.06574 | 0.065892 | 0.065892 | 0.065892 | Education - Primary School - Exercising Centers and Gymnasium - Sun | 12 | 8 | 16 | 0 | 43.2 | 0 | 0 | 0 | 43.2 | 0 | 0 | 0 | 1.2 | 0 | 0 | 0 | 0 | 0 | 0 | 0 | 0 | 0 | 0 | 0 | 0 | 0 | 0 | 0 | 0 | 0 | 0 | 0 | 0 | 0 | 0 | 0 | 0 |  | 0 | 43.2 | 0 | 0 | 0 | 43.2 | 0 | 0 | 0 | 1.2 | 0 | 0 | 0 | 0 | 0 | 0 | 0 | 0 | 0 | 0 | 0 | 0 | 0 | 0 | 0 | 0 | 0 | 0 | 0 | 0 | 0 | 0 | 0 | 0 | 1 | 1 | 1 | 1
219 | 2 | 19 | 7 | 3 |  |  |  |  | Education - Primary School | Exercising Centers and Gymnasium | Education - Primary School - Exercising Centers and Gymnasium |  | Education - Primary School | Education - Primary School - Exercising Centers and Gymnasium | PrimSchool Gym (in session) | Hol | Closed | 7 | 7 | 0.072579 | 1.1059 | 1.1059 | 0.92155 | 0.92155 | 0.92155 | 0.92155 | 0.92155 | 0 | 0 | 0 | 0 | 0 | 0 | 0 | 0.6742 | 0.6742 | 0.56183 | 0.56183 | 0.56183 | 0.56183 | 0.56183 | 0 | 0 | 0 | 0 | 0 | 0 | 0 | 0 | 0 | 0 | 0 | 0 | 0 | 0 | 0 | 0 | 0 | 0 | 0 | 0 | 0 | 0 | 0 | 0 | 0 | 0 | 0 | 0 | 0 | 0 | 0 | 0 | 0 | 0 | 0 | 0.080158 | 0.080158 | 0.066798 | 0.066798 | 0.066798 | 0.066798 | 0.066798 | 0 | 0 | 0 | 0 | 0 | 0 | 0 | 0.048869 | 0.048869 | 0.040724 | 0.040724 | 0.040724 | 0.040724 | 0.040724 | 0 | 0 | 0 | 0 | 0 | 0 | 0 | 0 | 0 | 0 | 0 | 0 | 0 | 0 | 0 | 0 | 0 | 0 | 0 | 0 | 0 | 0 | 0 | 0 | 0 | 0 | 0 | 0 | 0 | 0 | 0 | 0 | 0 | 0 | 0 | PrimSchool Gym (in session) ILit Cls | PrimSchool Gym (in session) ILit Cls | 2 | 5 | 5 | PrimSchool Gym (in session) ILit2 Cls | PrimSchool Gym (in session) ILit Cls | PrimSchool Gym (in session) ILit Cls | 2 | 5 | 5 | 2 | 1.2 | 0.05 | 0.05 | 0.05 | 0.05 | 0.05 | 0.05 | 0.05 | 0.05 | 0.05 | 0.05 | 0.05 | 0.05 | 0.05 | 0.05 | 0.05 | 0.05 | 0.05 | 0.05 | 0.05 | 0.05 | 0.05 | 0.05 | 0.05 | 0.05 | 0.05 | 1.2 | 0.05 | 0.05 | 0.05 | 0.05 | 0.05 | 0.05 | 0.05 | 0.05 | 0.05 | 0.05 | 0.05 | 0.05 | 0.05 | 0.05 | 0.05 | 0.05 | 0.05 | 0.05 | 0.05 | 0.05 | 0.05 | 0.05 | 0.05 | 0.05 | 0.05 | 0 | 0 | 0 | 0 | 0 | 0 | 0 | 0 | 0 | 0 | 0 | 0 | 0 | 0 | 0 | 0 | 0 | 0 | 0 | 0 | 0 | 0 | 0 | 0 | 0 | 0 | 0 | 0 | 0 | 0 | 0 | 0 | 0 | 0 | 0 | 0 | 0 | 0 | 0 | 0 | 0 | 0 | 0 | 0 | 0 | 0 | 0 | 0 | 16 | 0.66337 | 0.20792 | 0.079208 | 0.049505 | 0.76136 | 0 | 0 | 0 | 0 | 0 | 0 | 0 | 0 |  | 0.066509 | 0.066509 | 0.066461 | 0.06574 | 0.065892 | 0.065892 | 0.065892 | Education - Primary School - Exercising Centers and Gymnasium - Hol | 14 | 8 | 16 | 0 | 8.4 | 0 | 0 | 0 | 8.4 | 0 | 0 | 0 | 1.2 | 0 | 0 | 0 | 0 | 0 | 0 | 0 | 0 | 0 | 0 | 0 | 0 | 0 | 0 | 0 | 0 | 0 | 0 | 0 | 0 | 0 | 0 | 0 | 0 |  | 0 | 8.4 | 0 | 0 | 0 | 8.4 | 0 | 0 | 0 | 1.2 | 0 | 0 | 0 | 0 | 0 | 0 | 0 | 0 | 0 | 0 | 0 | 0 | 0 | 0 | 0 | 0 | 0 | 0 | 0 | 0 | 0 | 0 | 0 | 0 | 1 | 1 | 1 | 1
220 | 2 | 20 | 8 | 4 |  | Education - Primary School |  | Education - Primary School - Exercising Centers and Gymnasium | Education - Primary School | Exercising Centers and Gymnasium | Education - Primary School - Exercising Centers and Gymnasium |  | Education - Primary School | Education - Primary School - Exercising Centers and Gymnasium | PrimSchool Gym (in session) | all | Open | 188 | 188 | 0.072579 | 1.1059 | 1.1059 | 0.92155 | 0.92155 | 0.92155 | 0.92155 | 0.92155 | 0 | 0 | 0 | 0 | 0 | 0 | 0 | 139.0362 | 139.0362 | 115.8635 | 115.8635 | 115.8635 | 115.8635 | 115.8635 | 0.055992 | 0.055992 | 0.04666 | 0.04666 | 0.04666 | 0.04666 | 0.04666 | 0 | 0 | 0 | 0 | 0 | 0 | 0 | 0 | 0 | 0 | 0 | 0 | 0 | 0 | 0.69762 | 0.69762 | 0.69762 | 0.69762 | 0.69762 | 0.69762 | 0.69762 | 0.51391 | 0.51391 | 0.51516 | 0.50587 | 0.5072 | 0.5072 | 0.5072 | 0.080158 | 0.080158 | 0.066798 | 0.066798 | 0.066798 | 0.066798 | 0.066798 | 0 | 0 | 0 | 0 | 0 | 0 | 0 | 11.3483 | 11.3483 | 9.4569 | 9.4569 | 9.4569 | 9.4569 | 9.4569 | 0.0045226 | 0.0045226 | 0.0037688 | 0.0037688 | 0.0037688 | 0.0037688 | 0.0037688 | 0 | 0 | 0 | 0 | 0 | 0 | 0 | 0 | 0 | 0 | 0 | 0 | 0 | 0 | 0.77738 | 0.77738 | 0.77738 | 0.77738 | 0.77738 | 0.77738 | 0.77738 | 0.52364 | 0.52364 | 0.52422 | 0.51603 | 0.51736 | 0.51736 | 0.51736 | PrimSchool Gym (in session) ILit all | PrimSchool Gym (in session) ILit all | 3018 | 5 | 90 | PrimSchool Gym (in session) ILit2 all | PrimSchool Gym (in session) ILit all | PrimSchool Gym (in session) ILit all | 3018 | 6.5 | 100 | 3018 | 9.2143 | 0.69762 | 0.05 | 0.05 | 0.05 | 0.05 | 0.05 | 0.05 | 0.05 | 0.59643 | 0.9 | 0.9 | 0.9 | 0.9 | 0.77857 | 0.9 | 0.9 | 0.59643 | 0.59643 | 0.59643 | 0.05 | 0.05 | 0.05 | 0.05 | 0.05 | 0.05 | 10.3757 | 0.77738 | 0.065 | 0.065 | 0.065 | 0.065 | 0.065 | 0.065 | 0.065 | 0.66607 | 1 | 1 | 1 | 1 | 0.86643 | 1 | 1 | 0.66607 | 0.66607 | 0.66607 | 0.065 | 0.065 | 0.065 | 0.065 | 0.065 | 0.065 | 0 | 0 | 0 | 0 | 0 | 0 | 0 | 0.64286 | 1 | 1 | 1 | 1 | 0.85714 | 1 | 1 | 0.64286 | 0.64286 | 0.64286 | 0 | 0 | 0 | 0 | 0 | 0 | 0 | 0 | 0 | 0 | 0 | 0 | 0 | 0.64286 | 1 | 1 | 1 | 1 | 0.85714 | 1 | 1 | 0.64286 | 0.64286 | 0.64286 | 0 | 0 | 0 | 0 | 0 | 0 | 16 | 0.66337 | 0.20792 | 0.079208 | 0.049505 | 0.76136 | 0.10079 | 0.0080893 | 0.0080893 | 0.0067411 | 0.0067411 | 0.0067411 | 0.0067411 | 0.0067411 | Education - Primary School | 0.066509 | 0.066509 | 0.066461 | 0.06574 | 0.065892 | 0.065892 | 0.065892 | Education - Primary School - Exercising Centers and Gymnasium - all | 16 | 8 | 18 | 1497.9571 | 234.3286 | 1497.9571 | 234.3286 | 0 | 0 | 7.9679 | 1.2464 | 0 | 0 | 0 | 0 | 0 | 0 | 0 | 0 | 0 | 0.59643 | 0.9 | 0.9 | 0.9 | 0.9 | 0.77857 | 0.9 | 0.9 | 0.59643 | 0.59643 | 0 | 0 | 0 | 0 | 0 | 0 | 0 |  | 1666.5529 | 284.0814 | 1666.5529 | 284.0814 | 0 | 0 | 8.8646 | 1.5111 | 0 | 0 | 0 | 0 | 0 | 0 | 0 | 0 | 0 | 0.66607 | 1 | 1 | 1 | 1 | 0.86643 | 1 | 1 | 0.66607 | 0.66607 | 0 | 0 | 0 | 0 | 0 | 0 | 0 | 1 | 1 | 1 | 1
221 | 2 | 21 | 5 | 5 |  |  |  |  | Education - Primary School | Exercising Centers and Gymnasium | Education - Primary School - Exercising Centers and Gymnasium | (break) | Education - Primary School (break) | Education - Primary School - Exercising Centers and Gymnasium (break) | PrimSchool Gym (break) | Sat | Closed | 16 | 16 | 0.072579 | 1.1059 | 1.1059 | 0.92155 | 0.92155 | 0.92155 | 0.92155 | 0.92155 | 0 | 0 | 0 | 0 | 0 | 0 | 0 | 0.61641 | 0.61641 | 0.51367 | 0.51367 | 0.51367 | 0.51367 | 0.51367 | 0 | 0 | 0 | 0 | 0 | 0 | 0 | 0 | 0 | 0 | 0 | 0 | 0 | 0 | 0 | 0 | 0 | 0 | 0 | 0 | 0 | 0 | 0 | 0 | 0 | 0 | 0 | 0 | 0 | 0 | 0 | 0 | 0 | 0 | 0 | 0.080158 | 0.080158 | 0.066798 | 0.066798 | 0.066798 | 0.066798 | 0.066798 | 0 | 0 | 0 | 0 | 0 | 0 | 0 | 0.04468 | 0.04468 | 0.037234 | 0.037234 | 0.037234 | 0.037234 | 0.037234 | 0 | 0 | 0 | 0 | 0 | 0 | 0 | 0 | 0 | 0 | 0 | 0 | 0 | 0 | 0 | 0 | 0 | 0 | 0 | 0 | 0 | 0 | 0 | 0 | 0 | 0 | 0 | 0 | 0 | 0 | 0 | 0 | 0 | 0 | 0 | PrimSchool Gym (break) ILit Cls | PrimSchool Gym (break) ILit Cls | 2 | 2 | 2 | PrimSchool Gym (break) ILit2 Cls | PrimSchool Gym (break) ILit Cls | PrimSchool Gym (break) ILit Cls | 2 | 2 | 2 | 2 | 0.48 | 0.02 | 0.02 | 0.02 | 0.02 | 0.02 | 0.02 | 0.02 | 0.02 | 0.02 | 0.02 | 0.02 | 0.02 | 0.02 | 0.02 | 0.02 | 0.02 | 0.02 | 0.02 | 0.02 | 0.02 | 0.02 | 0.02 | 0.02 | 0.02 | 0.02 | 0.48 | 0.02 | 0.02 | 0.02 | 0.02 | 0.02 | 0.02 | 0.02 | 0.02 | 0.02 | 0.02 | 0.02 | 0.02 | 0.02 | 0.02 | 0.02 | 0.02 | 0.02 | 0.02 | 0.02 | 0.02 | 0.02 | 0.02 | 0.02 | 0.02 | 0.02 | 0 | 0 | 0 | 0 | 0 | 0 | 0 | 0 | 0 | 0 | 0 | 0 | 0 | 0 | 0 | 0 | 0 | 0 | 0 | 0 | 0 | 0 | 0 | 0 | 0 | 0 | 0 | 0 | 0 | 0 | 0 | 0 | 0 | 0 | 0 | 0 | 0 | 0 | 0 | 0 | 0 | 0 | 0 | 0 | 0 | 0 | 0 | 0 | 16 | 0.66337 | 0.20792 | 0.079208 | 0.049505 | 0.76136 | 0 | 0 | 0 | 0 | 0 | 0 | 0 | 0 |  | 0.0026051 | 0.0026051 | 0.0025967 | 0.0026172 | 0.0026162 | 0.0026162 | 0.0026162 | Education - Primary School - Exercising Centers and Gymnasium - (break) - Sat | 10 | 9 | 15 | 0 | 7.68 | 0 | 0 | 0 | 7.68 | 0 | 0 | 0 | 0.48 | 0 | 0 | 0 | 0 | 0 | 0 | 0 | 0 | 0 | 0 | 0 | 0 | 0 | 0 | 0 | 0 | 0 | 0 | 0 | 0 | 0 | 0 | 0 | 0 |  | 0 | 7.68 | 0 | 0 | 0 | 7.68 | 0 | 0 | 0 | 0.48 | 0 | 0 | 0 | 0 | 0 | 0 | 0 | 0 | 0 | 0 | 0 | 0 | 0 | 0 | 0 | 0 | 0 | 0 | 0 | 0 | 0 | 0 | 0 | 0 | 1 | 1 | 1 | 1
222 | 2 | 22 | 6 | 6 |  |  |  |  | Education - Primary School | Exercising Centers and Gymnasium | Education - Primary School - Exercising Centers and Gymnasium | (break) | Education - Primary School (break) | Education - Primary School - Exercising Centers and Gymnasium (break) | PrimSchool Gym (break) | Sun | Closed | 16 | 16 | 0.072579 | 1.1059 | 1.1059 | 0.92155 | 0.92155 | 0.92155 | 0.92155 | 0.92155 | 0 | 0 | 0 | 0 | 0 | 0 | 0 | 0.61641 | 0.61641 | 0.51367 | 0.51367 | 0.51367 | 0.51367 | 0.51367 | 0 | 0 | 0 | 0 | 0 | 0 | 0 | 0 | 0 | 0 | 0 | 0 | 0 | 0 | 0 | 0 | 0 | 0 | 0 | 0 | 0 | 0 | 0 | 0 | 0 | 0 | 0 | 0 | 0 | 0 | 0 | 0 | 0 | 0 | 0 | 0.080158 | 0.080158 | 0.066798 | 0.066798 | 0.066798 | 0.066798 | 0.066798 | 0 | 0 | 0 | 0 | 0 | 0 | 0 | 0.04468 | 0.04468 | 0.037234 | 0.037234 | 0.037234 | 0.037234 | 0.037234 | 0 | 0 | 0 | 0 | 0 | 0 | 0 | 0 | 0 | 0 | 0 | 0 | 0 | 0 | 0 | 0 | 0 | 0 | 0 | 0 | 0 | 0 | 0 | 0 | 0 | 0 | 0 | 0 | 0 | 0 | 0 | 0 | 0 | 0 | 0 | PrimSchool Gym (break) ILit Cls | PrimSchool Gym (break) ILit Cls | 2 | 2 | 2 | PrimSchool Gym (break) ILit2 Cls | PrimSchool Gym (break) ILit Cls | PrimSchool Gym (break) ILit Cls | 2 | 2 | 2 | 2 | 0.48 | 0.02 | 0.02 | 0.02 | 0.02 | 0.02 | 0.02 | 0.02 | 0.02 | 0.02 | 0.02 | 0.02 | 0.02 | 0.02 | 0.02 | 0.02 | 0.02 | 0.02 | 0.02 | 0.02 | 0.02 | 0.02 | 0.02 | 0.02 | 0.02 | 0.02 | 0.48 | 0.02 | 0.02 | 0.02 | 0.02 | 0.02 | 0.02 | 0.02 | 0.02 | 0.02 | 0.02 | 0.02 | 0.02 | 0.02 | 0.02 | 0.02 | 0.02 | 0.02 | 0.02 | 0.02 | 0.02 | 0.02 | 0.02 | 0.02 | 0.02 | 0.02 | 0 | 0 | 0 | 0 | 0 | 0 | 0 | 0 | 0 | 0 | 0 | 0 | 0 | 0 | 0 | 0 | 0 | 0 | 0 | 0 | 0 | 0 | 0 | 0 | 0 | 0 | 0 | 0 | 0 | 0 | 0 | 0 | 0 | 0 | 0 | 0 | 0 | 0 | 0 | 0 | 0 | 0 | 0 | 0 | 0 | 0 | 0 | 0 | 16 | 0.66337 | 0.20792 | 0.079208 | 0.049505 | 0.76136 | 0 | 0 | 0 | 0 | 0 | 0 | 0 | 0 |  | 0.0026051 | 0.0026051 | 0.0025967 | 0.0026172 | 0.0026162 | 0.0026162 | 0.0026162 | Education - Primary School - Exercising Centers and Gymnasium - (break) - Sun | 12 | 9 | 15 | 0 | 7.68 | 0 | 0 | 0 | 7.68 | 0 | 0 | 0 | 0.48 | 0 | 0 | 0 | 0 | 0 | 0 | 0 | 0 | 0 | 0 | 0 | 0 | 0 | 0 | 0 | 0 | 0 | 0 | 0 | 0 | 0 | 0 | 0 | 0 |  | 0 | 7.68 | 0 | 0 | 0 | 7.68 | 0 | 0 | 0 | 0.48 | 0 | 0 | 0 | 0 | 0 | 0 | 0 | 0 | 0 | 0 | 0 | 0 | 0 | 0 | 0 | 0 | 0 | 0 | 0 | 0 | 0 | 0 | 0 | 0 | 1 | 1 | 1 | 1
223 | 2 | 23 | 7 | 7 |  |  |  |  | Education - Primary School | Exercising Centers and Gymnasium | Education - Primary School - Exercising Centers and Gymnasium | (break) | Education - Primary School (break) | Education - Primary School - Exercising Centers and Gymnasium (break) | PrimSchool Gym (break) | Hol | Closed | 3 | 3 | 0.072579 | 1.1059 | 1.1059 | 0.92155 | 0.92155 | 0.92155 | 0.92155 | 0.92155 | 0 | 0 | 0 | 0 | 0 | 0 | 0 | 0.11558 | 0.11558 | 0.096314 | 0.096314 | 0.096314 | 0.096314 | 0.096314 | 0 | 0 | 0 | 0 | 0 | 0 | 0 | 0 | 0 | 0 | 0 | 0 | 0 | 0 | 0 | 0 | 0 | 0 | 0 | 0 | 0 | 0 | 0 | 0 | 0 | 0 | 0 | 0 | 0 | 0 | 0 | 0 | 0 | 0 | 0 | 0.080158 | 0.080158 | 0.066798 | 0.066798 | 0.066798 | 0.066798 | 0.066798 | 0 | 0 | 0 | 0 | 0 | 0 | 0 | 0.0083776 | 0.0083776 | 0.0069813 | 0.0069813 | 0.0069813 | 0.0069813 | 0.0069813 | 0 | 0 | 0 | 0 | 0 | 0 | 0 | 0 | 0 | 0 | 0 | 0 | 0 | 0 | 0 | 0 | 0 | 0 | 0 | 0 | 0 | 0 | 0 | 0 | 0 | 0 | 0 | 0 | 0 | 0 | 0 | 0 | 0 | 0 | 0 | PrimSchool Gym (break) ILit Cls | PrimSchool Gym (break) ILit Cls | 2 | 2 | 2 | PrimSchool Gym (break) ILit2 Cls | PrimSchool Gym (break) ILit Cls | PrimSchool Gym (break) ILit Cls | 2 | 2 | 2 | 2 | 0.48 | 0.02 | 0.02 | 0.02 | 0.02 | 0.02 | 0.02 | 0.02 | 0.02 | 0.02 | 0.02 | 0.02 | 0.02 | 0.02 | 0.02 | 0.02 | 0.02 | 0.02 | 0.02 | 0.02 | 0.02 | 0.02 | 0.02 | 0.02 | 0.02 | 0.02 | 0.48 | 0.02 | 0.02 | 0.02 | 0.02 | 0.02 | 0.02 | 0.02 | 0.02 | 0.02 | 0.02 | 0.02 | 0.02 | 0.02 | 0.02 | 0.02 | 0.02 | 0.02 | 0.02 | 0.02 | 0.02 | 0.02 | 0.02 | 0.02 | 0.02 | 0.02 | 0 | 0 | 0 | 0 | 0 | 0 | 0 | 0 | 0 | 0 | 0 | 0 | 0 | 0 | 0 | 0 | 0 | 0 | 0 | 0 | 0 | 0 | 0 | 0 | 0 | 0 | 0 | 0 | 0 | 0 | 0 | 0 | 0 | 0 | 0 | 0 | 0 | 0 | 0 | 0 | 0 | 0 | 0 | 0 | 0 | 0 | 0 | 0 | 16 | 0.66337 | 0.20792 | 0.079208 | 0.049505 | 0.76136 | 0 | 0 | 0 | 0 | 0 | 0 | 0 | 0 |  | 0.0026051 | 0.0026051 | 0.0025967 | 0.0026172 | 0.0026162 | 0.0026162 | 0.0026162 | Education - Primary School - Exercising Centers and Gymnasium - (break) - Hol | 14 | 9 | 15 | 0 | 1.44 | 0 | 0 | 0 | 1.44 | 0 | 0 | 0 | 0.48 | 0 | 0 | 0 | 0 | 0 | 0 | 0 | 0 | 0 | 0 | 0 | 0 | 0 | 0 | 0 | 0 | 0 | 0 | 0 | 0 | 0 | 0 | 0 | 0 |  | 0 | 1.44 | 0 | 0 | 0 | 1.44 | 0 | 0 | 0 | 0.48 | 0 | 0 | 0 | 0 | 0 | 0 | 0 | 0 | 0 | 0 | 0 | 0 | 0 | 0 | 0 | 0 | 0 | 0 | 0 | 0 | 0 | 0 | 0 | 0 | 1 | 1 | 1 | 1
224 | 2 | 24 | 8 | 8 |  | Education - Primary School (break) | Education - Primary School - Exercising Centers and Gymnasium | Education - Primary School - Exercising Centers and Gymnasium (break) | Education - Primary School | Exercising Centers and Gymnasium | Education - Primary School - Exercising Centers and Gymnasium | (break) | Education - Primary School (break) | Education - Primary School - Exercising Centers and Gymnasium (break) | PrimSchool Gym (break) | all | Closed | 63 | 63 | 0.072579 | 1.1059 | 1.1059 | 0.92155 | 0.92155 | 0.92155 | 0.92155 | 0.92155 | 0.080262 | 0.080262 | 0.066885 | 0.066885 | 0.066885 | 0.066885 | 0.066885 | 2.4271 | 2.4271 | 2.0226 | 2.0226 | 2.0226 | 2.0226 | 2.0226 | 0.0016052 | 0.0016052 | 0.0013377 | 0.0013377 | 0.0013377 | 0.0013377 | 0.0013377 | 2038.9607 | 2038.9607 | 2038.9607 | 2038.9607 | 2038.9607 | 2038.9607 | 2038.9607 | 0 | 0 | 0 | 0 | 0 | 0 | 0 | 0.02 | 0.02 | 0.02 | 0.02 | 0.02 | 0.02 | 0.02 | 0.02 | 0.02 | 0.02 | 0.02 | 0.02 | 0.02 | 0.02 | 0.080158 | 0.080158 | 0.066798 | 0.066798 | 0.066798 | 0.066798 | 0.066798 | 0.0058178 | 0.0058178 | 0.0048481 | 0.0048481 | 0.0048481 | 0.0048481 | 0.0048481 | 0.17593 | 0.17593 | 0.14661 | 0.14661 | 0.14661 | 0.14661 | 0.14661 | 0.00011636 | 0.00011636 | 9.6963e-05 | 9.6963e-05 | 9.6963e-05 | 9.6963e-05 | 9.6963e-05 | 2301.4048 | 2301.4048 | 2301.4048 | 2301.4048 | 2301.4048 | 2301.4048 | 2301.4048 | 0 | 0 | 0 | 0 | 0 | 0 | 0 | 0.02 | 0.02 | 0.02 | 0.02 | 0.02 | 0.02 | 0.02 | 0.02 | 0.02 | 0.02 | 0.02 | 0.02 | 0.02 | 0.02 | PrimSchool Gym (break) ILit Cls | PrimSchool Gym (break) ILit Cls | 2 | 2 | 2 | PrimSchool Gym (break) ILit2 Cls | PrimSchool Gym (break) ILit Cls | PrimSchool Gym (break) ILit Cls | 2 | 2 | 2 | 2 | 0.48 | 0.02 | 0.02 | 0.02 | 0.02 | 0.02 | 0.02 | 0.02 | 0.02 | 0.02 | 0.02 | 0.02 | 0.02 | 0.02 | 0.02 | 0.02 | 0.02 | 0.02 | 0.02 | 0.02 | 0.02 | 0.02 | 0.02 | 0.02 | 0.02 | 0.02 | 0.48 | 0.02 | 0.02 | 0.02 | 0.02 | 0.02 | 0.02 | 0.02 | 0.02 | 0.02 | 0.02 | 0.02 | 0.02 | 0.02 | 0.02 | 0.02 | 0.02 | 0.02 | 0.02 | 0.02 | 0.02 | 0.02 | 0.02 | 0.02 | 0.02 | 0.02 | 0 | 0 | 0 | 0 | 0 | 0 | 0 | 0 | 0 | 0 | 0 | 0 | 0 | 0 | 0 | 0 | 0 | 0 | 0 | 0 | 0 | 0 | 0 | 0 | 0 | 0 | 0 | 0 | 0 | 0 | 0 | 0 | 0 | 0 | 0 | 0 | 0 | 0 | 0 | 0 | 0 | 0 | 0 | 0 | 0 | 0 | 0 | 0 | 16 | 0.66337 | 0.20792 | 0.079208 | 0.049505 | 0.76136 | 0.0028894 | 0.00023191 | 0.00023191 | 0.00019326 | 0.00019326 | 0.00019326 | 0.00019326 | 0.00019326 | Education - Primary School (break) | 0.0026051 | 0.0026051 | 0.0025967 | 0.0026172 | 0.0026162 | 0.0026162 | 0.0026162 | Education - Primary School - Exercising Centers and Gymnasium - (break) - all | 16 | 9 | 16 | 0 | 30.24 | 0 | 30.24 | 0 | 0 | 0 | 0.48 | 0 | 0 | 0 | 0 | 0 | 0 | 0 | 0 | 0 | 0 | 0 | 0 | 0 | 0 | 0 | 0 | 0 | 0 | 0 | 0 | 0 | 0 | 0 | 0 | 0 | 0 |  | 0 | 30.24 | 0 | 30.24 | 0 | 0 | 0 | 0.48 | 0 | 0 | 0 | 0 | 0 | 0 | 0 | 0 | 0 | 0 | 0 | 0 | 0 | 0 | 0 | 0 | 0 | 0 | 0 | 0 | 0 | 0 | 0 | 0 | 0 | 0 | 1 | 1 | 1 | 1
225 | 2 | 25 | 5 | 1 |  |  |  |  | Education - Primary School | Kitchen and Food Preparation | Education - Primary School - Kitchen and Food Preparation |  | Education - Primary School | Education - Primary School - Kitchen and Food Preparation | PrimSchool Kitchen (in session) | Sat | Open | 36 | 36 | 0.11921 | 1.5666 | 1.5666 | 1.5666 | 1.5666 | 1.4745 | 1.4745 | 1.4745 | 0 | 0 | 0 | 0 | 0 | 0 | 0 | 24.9144 | 24.9144 | 24.9144 | 24.9144 | 23.4489 | 23.4489 | 23.4489 | 0 | 0 | 0 | 0 | 0 | 0 | 0 | 0 | 0 | 0 | 0 | 0 | 0 | 0 | 0 | 0 | 0 | 0 | 0 | 0 | 0 | 0 | 0 | 0 | 0 | 0 | 0 | 0 | 0 | 0 | 0 | 0 | 0 | 0 | 0 | 0.11356 | 0.11356 | 0.11356 | 0.11356 | 0.10688 | 0.10688 | 0.10688 | 0 | 0 | 0 | 0 | 0 | 0 | 0 | 1.9481 | 1.9481 | 1.9481 | 1.9481 | 1.8335 | 1.8335 | 1.8335 | 0 | 0 | 0 | 0 | 0 | 0 | 0 | 0 | 0 | 0 | 0 | 0 | 0 | 0 | 0 | 0 | 0 | 0 | 0 | 0 | 0 | 0 | 0 | 0 | 0 | 0 | 0 | 0 | 0 | 0 | 0 | 0 | 0 | 0 | 0 | PrimSchool Kitchen (in session) ILit Sat | PrimSchool Kitchen (in session) ILit all | 3573 | 5 | 60 | PrimSchool Kitchen (in session) ILit2 Sat | PrimSchool Kitchen (in session) ILit Sat | PrimSchool Kitchen (in session) ILit all | 3573 | 6.5 | 60 | 3573 | 3.7056 | 0.05 | 0.05 | 0.05 | 0.05 | 0.05 | 0.05 | 0.05 | 0.05 | 0.05 | 0.05 | 0.35556 | 0.6 | 0.6 | 0.6 | 0.6 | 0.05 | 0.05 | 0.05 | 0.05 | 0.05 | 0.05 | 0.05 | 0.05 | 0.05 | 0.05 | 3.9972 | 0.065 | 0.065 | 0.065 | 0.065 | 0.065 | 0.065 | 0.065 | 0.065 | 0.065 | 0.065 | 0.36222 | 0.6 | 0.6 | 0.6 | 0.6 | 0.065 | 0.065 | 0.065 | 0.065 | 0.065 | 0.065 | 0.065 | 0.065 | 0.065 | 0.065 | 0 | 0 | 0 | 0 | 0 | 0 | 0 | 0 | 0 | 0.55556 | 1 | 1 | 1 | 1 | 0 | 0 | 0 | 0 | 0 | 0 | 0 | 0 | 0 | 0 | 0 | 0 | 0 | 0 | 0 | 0 | 0 | 0 | 0 | 0.55556 | 1 | 1 | 1 | 1 | 0 | 0 | 0 | 0 | 0 | 0 | 0 | 0 | 0 | 0 | 16 | 0.66337 | 0.20792 | 0.079208 | 0.049505 | 0.76136 | 0 | 0 | 0 | 0 | 0 | 0 | 0 | 0 |  | 0.066509 | 0.066509 | 0.066461 | 0.06574 | 0.065892 | 0.065892 | 0.065892 | Education - Primary School - Kitchen and Food Preparation - Sat | 10 | 8 | 16 | 104.6 | 28.8 | 0 | 0 | 104.6 | 28.8 | 0 | 0 | 2.9056 | 0.8 | 0 | 0 | 0 | 0 | 0 | 0 | 0 | 0.05 | 0.05 | 0.35556 | 0.6 | 0.6 | 0.6 | 0.6 | 0.05 | 0 | 0 | 0 | 0 | 0 | 0 | 0 | 0 | 0 |  | 106.46 | 37.44 | 0 | 0 | 106.46 | 37.44 | 0 | 0 | 2.9572 | 1.04 | 0 | 0 | 0 | 0 | 0 | 0 | 0 | 0.065 | 0.065 | 0.36222 | 0.6 | 0.6 | 0.6 | 0.6 | 0.065 | 0 | 0 | 0 | 0 | 0 | 0 | 0 | 0 | 0 | 1 | 1 | 1 | 1
226 | 2 | 26 | 6 | 2 |  |  |  |  | Education - Primary School | Kitchen and Food Preparation | Education - Primary School - Kitchen and Food Preparation |  | Education - Primary School | Education - Primary School - Kitchen and Food Preparation | PrimSchool Kitchen (in session) | Sun | Closed | 36 | 36 | 0.11921 | 1.5666 | 1.5666 | 1.5666 | 1.5666 | 1.4745 | 1.4745 | 1.4745 | 0 | 0 | 0 | 0 | 0 | 0 | 0 | 8.0682 | 8.0682 | 8.0682 | 8.0682 | 7.5936 | 7.5936 | 7.5936 | 0 | 0 | 0 | 0 | 0 | 0 | 0 | 0 | 0 | 0 | 0 | 0 | 0 | 0 | 0 | 0 | 0 | 0 | 0 | 0 | 0 | 0 | 0 | 0 | 0 | 0 | 0 | 0 | 0 | 0 | 0 | 0 | 0 | 0 | 0 | 0.11356 | 0.11356 | 0.11356 | 0.11356 | 0.10688 | 0.10688 | 0.10688 | 0 | 0 | 0 | 0 | 0 | 0 | 0 | 0.58482 | 0.58482 | 0.58482 | 0.58482 | 0.55042 | 0.55042 | 0.55042 | 0 | 0 | 0 | 0 | 0 | 0 | 0 | 0 | 0 | 0 | 0 | 0 | 0 | 0 | 0 | 0 | 0 | 0 | 0 | 0 | 0 | 0 | 0 | 0 | 0 | 0 | 0 | 0 | 0 | 0 | 0 | 0 | 0 | 0 | 0 | PrimSchool Kitchen (in session) ILit Cls | PrimSchool Kitchen (in session) ILit Cls | 2 | 5 | 5 | PrimSchool Kitchen (in session) ILit2 Cls | PrimSchool Kitchen (in session) ILit Cls | PrimSchool Kitchen (in session) ILit Cls | 2 | 5 | 5 | 2 | 1.2 | 0.05 | 0.05 | 0.05 | 0.05 | 0.05 | 0.05 | 0.05 | 0.05 | 0.05 | 0.05 | 0.05 | 0.05 | 0.05 | 0.05 | 0.05 | 0.05 | 0.05 | 0.05 | 0.05 | 0.05 | 0.05 | 0.05 | 0.05 | 0.05 | 0.05 | 1.2 | 0.05 | 0.05 | 0.05 | 0.05 | 0.05 | 0.05 | 0.05 | 0.05 | 0.05 | 0.05 | 0.05 | 0.05 | 0.05 | 0.05 | 0.05 | 0.05 | 0.05 | 0.05 | 0.05 | 0.05 | 0.05 | 0.05 | 0.05 | 0.05 | 0.05 | 0 | 0 | 0 | 0 | 0 | 0 | 0 | 0 | 0 | 0 | 0 | 0 | 0 | 0 | 0 | 0 | 0 | 0 | 0 | 0 | 0 | 0 | 0 | 0 | 0 | 0 | 0 | 0 | 0 | 0 | 0 | 0 | 0 | 0 | 0 | 0 | 0 | 0 | 0 | 0 | 0 | 0 | 0 | 0 | 0 | 0 | 0 | 0 | 16 | 0.66337 | 0.20792 | 0.079208 | 0.049505 | 0.76136 | 0 | 0 | 0 | 0 | 0 | 0 | 0 | 0 |  | 0.066509 | 0.066509 | 0.066461 | 0.06574 | 0.065892 | 0.065892 | 0.065892 | Education - Primary School - Kitchen and Food Preparation - Sun | 12 | 8 | 16 | 0 | 43.2 | 0 | 0 | 0 | 43.2 | 0 | 0 | 0 | 1.2 | 0 | 0 | 0 | 0 | 0 | 0 | 0 | 0 | 0 | 0 | 0 | 0 | 0 | 0 | 0 | 0 | 0 | 0 | 0 | 0 | 0 | 0 | 0 | 0 |  | 0 | 43.2 | 0 | 0 | 0 | 43.2 | 0 | 0 | 0 | 1.2 | 0 | 0 | 0 | 0 | 0 | 0 | 0 | 0 | 0 | 0 | 0 | 0 | 0 | 0 | 0 | 0 | 0 | 0 | 0 | 0 | 0 | 0 | 0 | 0 | 1 | 1 | 1 | 1
227 | 2 | 27 | 7 | 3 |  |  |  |  | Education - Primary School | Kitchen and Food Preparation | Education - Primary School - Kitchen and Food Preparation |  | Education - Primary School | Education - Primary School - Kitchen and Food Preparation | PrimSchool Kitchen (in session) | Hol | Closed | 7 | 7 | 0.11921 | 1.5666 | 1.5666 | 1.5666 | 1.5666 | 1.4745 | 1.4745 | 1.4745 | 0 | 0 | 0 | 0 | 0 | 0 | 0 | 1.5688 | 1.5688 | 1.5688 | 1.5688 | 1.4765 | 1.4765 | 1.4765 | 0 | 0 | 0 | 0 | 0 | 0 | 0 | 0 | 0 | 0 | 0 | 0 | 0 | 0 | 0 | 0 | 0 | 0 | 0 | 0 | 0 | 0 | 0 | 0 | 0 | 0 | 0 | 0 | 0 | 0 | 0 | 0 | 0 | 0 | 0 | 0.11356 | 0.11356 | 0.11356 | 0.11356 | 0.10688 | 0.10688 | 0.10688 | 0 | 0 | 0 | 0 | 0 | 0 | 0 | 0.11372 | 0.11372 | 0.11372 | 0.11372 | 0.10703 | 0.10703 | 0.10703 | 0 | 0 | 0 | 0 | 0 | 0 | 0 | 0 | 0 | 0 | 0 | 0 | 0 | 0 | 0 | 0 | 0 | 0 | 0 | 0 | 0 | 0 | 0 | 0 | 0 | 0 | 0 | 0 | 0 | 0 | 0 | 0 | 0 | 0 | 0 | PrimSchool Kitchen (in session) ILit Cls | PrimSchool Kitchen (in session) ILit Cls | 2 | 5 | 5 | PrimSchool Kitchen (in session) ILit2 Cls | PrimSchool Kitchen (in session) ILit Cls | PrimSchool Kitchen (in session) ILit Cls | 2 | 5 | 5 | 2 | 1.2 | 0.05 | 0.05 | 0.05 | 0.05 | 0.05 | 0.05 | 0.05 | 0.05 | 0.05 | 0.05 | 0.05 | 0.05 | 0.05 | 0.05 | 0.05 | 0.05 | 0.05 | 0.05 | 0.05 | 0.05 | 0.05 | 0.05 | 0.05 | 0.05 | 0.05 | 1.2 | 0.05 | 0.05 | 0.05 | 0.05 | 0.05 | 0.05 | 0.05 | 0.05 | 0.05 | 0.05 | 0.05 | 0.05 | 0.05 | 0.05 | 0.05 | 0.05 | 0.05 | 0.05 | 0.05 | 0.05 | 0.05 | 0.05 | 0.05 | 0.05 | 0.05 | 0 | 0 | 0 | 0 | 0 | 0 | 0 | 0 | 0 | 0 | 0 | 0 | 0 | 0 | 0 | 0 | 0 | 0 | 0 | 0 | 0 | 0 | 0 | 0 | 0 | 0 | 0 | 0 | 0 | 0 | 0 | 0 | 0 | 0 | 0 | 0 | 0 | 0 | 0 | 0 | 0 | 0 | 0 | 0 | 0 | 0 | 0 | 0 | 16 | 0.66337 | 0.20792 | 0.079208 | 0.049505 | 0.76136 | 0 | 0 | 0 | 0 | 0 | 0 | 0 | 0 |  | 0.066509 | 0.066509 | 0.066461 | 0.06574 | 0.065892 | 0.065892 | 0.065892 | Education - Primary School - Kitchen and Food Preparation - Hol | 14 | 8 | 16 | 0 | 8.4 | 0 | 0 | 0 | 8.4 | 0 | 0 | 0 | 1.2 | 0 | 0 | 0 | 0 | 0 | 0 | 0 | 0 | 0 | 0 | 0 | 0 | 0 | 0 | 0 | 0 | 0 | 0 | 0 | 0 | 0 | 0 | 0 | 0 |  | 0 | 8.4 | 0 | 0 | 0 | 8.4 | 0 | 0 | 0 | 1.2 | 0 | 0 | 0 | 0 | 0 | 0 | 0 | 0 | 0 | 0 | 0 | 0 | 0 | 0 | 0 | 0 | 0 | 0 | 0 | 0 | 0 | 0 | 0 | 0 | 1 | 1 | 1 | 1
228 | 2 | 28 | 8 | 4 |  | Education - Primary School |  | Education - Primary School - Kitchen and Food Preparation | Education - Primary School | Kitchen and Food Preparation | Education - Primary School - Kitchen and Food Preparation |  | Education - Primary School | Education - Primary School - Kitchen and Food Preparation | PrimSchool Kitchen (in session) | all | Open | 188 | 188 | 0.11921 | 1.5666 | 1.5666 | 1.5666 | 1.5666 | 1.4745 | 1.4745 | 1.4745 | 0 | 0 | 0 | 0 | 0 | 0 | 0 | 266.8494 | 266.8494 | 266.8494 | 266.8494 | 251.1524 | 251.1524 | 251.1524 | 0.06848 | 0.06848 | 0.06848 | 0.06848 | 0.064452 | 0.064452 | 0.064452 | 0 | 0 | 0 | 0 | 0 | 0 | 0 | 0 | 0 | 0 | 0 | 0 | 0 | 0 | 0.36667 | 0.36667 | 0.36667 | 0.36667 | 0.36667 | 0.36667 | 0.36667 | 0.51391 | 0.51391 | 0.51516 | 0.50587 | 0.5072 | 0.5072 | 0.5072 | 0.11356 | 0.11356 | 0.11356 | 0.11356 | 0.10688 | 0.10688 | 0.10688 | 0 | 0 | 0 | 0 | 0 | 0 | 0 | 20.0016 | 20.0016 | 20.0016 | 20.0016 | 18.825 | 18.825 | 18.825 | 0.0050992 | 0.0050992 | 0.0050992 | 0.0050992 | 0.0047992 | 0.0047992 | 0.0047992 | 0 | 0 | 0 | 0 | 0 | 0 | 0 | 0 | 0 | 0 | 0 | 0 | 0 | 0 | 0.37667 | 0.37667 | 0.37667 | 0.37667 | 0.37667 | 0.37667 | 0.37667 | 0.52364 | 0.52364 | 0.52422 | 0.51603 | 0.51736 | 0.51736 | 0.51736 | PrimSchool Kitchen (in session) ILit all | PrimSchool Kitchen (in session) ILit all | 3572 | 5 | 100 | PrimSchool Kitchen (in session) ILit2 all | PrimSchool Kitchen (in session) ILit all | PrimSchool Kitchen (in session) ILit all | 3572 | 6.5 | 100 | 3572 | 7.6 | 0.36667 | 0.05 | 0.05 | 0.05 | 0.05 | 0.05 | 0.05 | 0.05 | 0.05 | 0.75 | 1 | 1 | 1 | 1 | 1 | 1 | 0.05 | 0.05 | 0.05 | 0.05 | 0.05 | 0.05 | 0.05 | 0.05 | 0.05 | 7.8589 | 0.37667 | 0.065 | 0.065 | 0.065 | 0.065 | 0.065 | 0.065 | 0.065 | 0.065 | 0.75395 | 1 | 1 | 1 | 1 | 1 | 1 | 0.065 | 0.065 | 0.065 | 0.065 | 0.065 | 0.065 | 0.065 | 0.065 | 0.065 | 0 | 0 | 0 | 0 | 0 | 0 | 0 | 0 | 0.73684 | 1 | 1 | 1 | 1 | 1 | 1 | 0 | 0 | 0 | 0 | 0 | 0 | 0 | 0 | 0 | 0 | 0 | 0 | 0 | 0 | 0 | 0 | 0 | 0.73684 | 1 | 1 | 1 | 1 | 1 | 1 | 0 | 0 | 0 | 0 | 0 | 0 | 0 | 0 | 0 | 16 | 0.66337 | 0.20792 | 0.079208 | 0.049505 | 0.76136 | 0.049827 | 0.0093059 | 0.0093059 | 0.0093059 | 0.0093059 | 0.0087585 | 0.0087585 | 0.0087585 | Education - Primary School | 0.066509 | 0.066509 | 0.066461 | 0.06574 | 0.065892 | 0.065892 | 0.065892 | Education - Primary School - Kitchen and Food Preparation - all | 16 | 8 | 18 | 1297.2 | 131.6 | 1297.2 | 131.6 | 0 | 0 | 6.9 | 0.7 | 0 | 0 | 0 | 0 | 0 | 0 | 0 | 0 | 0 | 0.05 | 0.75 | 1 | 1 | 1 | 1 | 1 | 1 | 0.05 | 0.05 | 0 | 0 | 0 | 0 | 0 | 0 | 0 |  | 1306.4021 | 171.08 | 1306.4021 | 171.08 | 0 | 0 | 6.9489 | 0.91 | 0 | 0 | 0 | 0 | 0 | 0 | 0 | 0 | 0 | 0.065 | 0.75395 | 1 | 1 | 1 | 1 | 1 | 1 | 0.065 | 0.065 | 0 | 0 | 0 | 0 | 0 | 0 | 0 | 1 | 1 | 1 | 1
229 | 2 | 29 | 5 | 5 |  |  |  |  | Education - Primary School | Kitchen and Food Preparation | Education - Primary School - Kitchen and Food Preparation | (break) | Education - Primary School (break) | Education - Primary School - Kitchen and Food Preparation (break) | PrimSchool Kitchen (break) | Sat | Closed | 16 | 16 | 0.11921 | 1.5666 | 1.5666 | 1.5666 | 1.5666 | 1.4745 | 1.4745 | 1.4745 | 0 | 0 | 0 | 0 | 0 | 0 | 0 | 1.4344 | 1.4344 | 1.4344 | 1.4344 | 1.35 | 1.35 | 1.35 | 0 | 0 | 0 | 0 | 0 | 0 | 0 | 0 | 0 | 0 | 0 | 0 | 0 | 0 | 0 | 0 | 0 | 0 | 0 | 0 | 0 | 0 | 0 | 0 | 0 | 0 | 0 | 0 | 0 | 0 | 0 | 0 | 0 | 0 | 0 | 0.11356 | 0.11356 | 0.11356 | 0.11356 | 0.10688 | 0.10688 | 0.10688 | 0 | 0 | 0 | 0 | 0 | 0 | 0 | 0.10397 | 0.10397 | 0.10397 | 0.10397 | 0.097853 | 0.097853 | 0.097853 | 0 | 0 | 0 | 0 | 0 | 0 | 0 | 0 | 0 | 0 | 0 | 0 | 0 | 0 | 0 | 0 | 0 | 0 | 0 | 0 | 0 | 0 | 0 | 0 | 0 | 0 | 0 | 0 | 0 | 0 | 0 | 0 | 0 | 0 | 0 | PrimSchool Kitchen (break) ILit Cls | PrimSchool Kitchen (break) ILit Cls | 2 | 2 | 2 | PrimSchool Kitchen (break) ILit2 Cls | PrimSchool Kitchen (break) ILit Cls | PrimSchool Kitchen (break) ILit Cls | 2 | 2 | 2 | 2 | 0.48 | 0.02 | 0.02 | 0.02 | 0.02 | 0.02 | 0.02 | 0.02 | 0.02 | 0.02 | 0.02 | 0.02 | 0.02 | 0.02 | 0.02 | 0.02 | 0.02 | 0.02 | 0.02 | 0.02 | 0.02 | 0.02 | 0.02 | 0.02 | 0.02 | 0.02 | 0.48 | 0.02 | 0.02 | 0.02 | 0.02 | 0.02 | 0.02 | 0.02 | 0.02 | 0.02 | 0.02 | 0.02 | 0.02 | 0.02 | 0.02 | 0.02 | 0.02 | 0.02 | 0.02 | 0.02 | 0.02 | 0.02 | 0.02 | 0.02 | 0.02 | 0.02 | 0 | 0 | 0 | 0 | 0 | 0 | 0 | 0 | 0 | 0 | 0 | 0 | 0 | 0 | 0 | 0 | 0 | 0 | 0 | 0 | 0 | 0 | 0 | 0 | 0 | 0 | 0 | 0 | 0 | 0 | 0 | 0 | 0 | 0 | 0 | 0 | 0 | 0 | 0 | 0 | 0 | 0 | 0 | 0 | 0 | 0 | 0 | 0 | 16 | 0.66337 | 0.20792 | 0.079208 | 0.049505 | 0.76136 | 0 | 0 | 0 | 0 | 0 | 0 | 0 | 0 |  | 0.0026051 | 0.0026051 | 0.0025967 | 0.0026172 | 0.0026162 | 0.0026162 | 0.0026162 | Education - Primary School - Kitchen and Food Preparation - (break) - Sat | 10 | 9 | 15 | 0 | 7.68 | 0 | 0 | 0 | 7.68 | 0 | 0 | 0 | 0.48 | 0 | 0 | 0 | 0 | 0 | 0 | 0 | 0 | 0 | 0 | 0 | 0 | 0 | 0 | 0 | 0 | 0 | 0 | 0 | 0 | 0 | 0 | 0 | 0 |  | 0 | 7.68 | 0 | 0 | 0 | 7.68 | 0 | 0 | 0 | 0.48 | 0 | 0 | 0 | 0 | 0 | 0 | 0 | 0 | 0 | 0 | 0 | 0 | 0 | 0 | 0 | 0 | 0 | 0 | 0 | 0 | 0 | 0 | 0 | 0 | 1 | 1 | 1 | 1
230 | 2 | 30 | 6 | 6 |  |  |  |  | Education - Primary School | Kitchen and Food Preparation | Education - Primary School - Kitchen and Food Preparation | (break) | Education - Primary School (break) | Education - Primary School - Kitchen and Food Preparation (break) | PrimSchool Kitchen (break) | Sun | Closed | 16 | 16 | 0.11921 | 1.5666 | 1.5666 | 1.5666 | 1.5666 | 1.4745 | 1.4745 | 1.4745 | 0 | 0 | 0 | 0 | 0 | 0 | 0 | 1.4344 | 1.4344 | 1.4344 | 1.4344 | 1.35 | 1.35 | 1.35 | 0 | 0 | 0 | 0 | 0 | 0 | 0 | 0 | 0 | 0 | 0 | 0 | 0 | 0 | 0 | 0 | 0 | 0 | 0 | 0 | 0 | 0 | 0 | 0 | 0 | 0 | 0 | 0 | 0 | 0 | 0 | 0 | 0 | 0 | 0 | 0.11356 | 0.11356 | 0.11356 | 0.11356 | 0.10688 | 0.10688 | 0.10688 | 0 | 0 | 0 | 0 | 0 | 0 | 0 | 0.10397 | 0.10397 | 0.10397 | 0.10397 | 0.097853 | 0.097853 | 0.097853 | 0 | 0 | 0 | 0 | 0 | 0 | 0 | 0 | 0 | 0 | 0 | 0 | 0 | 0 | 0 | 0 | 0 | 0 | 0 | 0 | 0 | 0 | 0 | 0 | 0 | 0 | 0 | 0 | 0 | 0 | 0 | 0 | 0 | 0 | 0 | PrimSchool Kitchen (break) ILit Cls | PrimSchool Kitchen (break) ILit Cls | 2 | 2 | 2 | PrimSchool Kitchen (break) ILit2 Cls | PrimSchool Kitchen (break) ILit Cls | PrimSchool Kitchen (break) ILit Cls | 2 | 2 | 2 | 2 | 0.48 | 0.02 | 0.02 | 0.02 | 0.02 | 0.02 | 0.02 | 0.02 | 0.02 | 0.02 | 0.02 | 0.02 | 0.02 | 0.02 | 0.02 | 0.02 | 0.02 | 0.02 | 0.02 | 0.02 | 0.02 | 0.02 | 0.02 | 0.02 | 0.02 | 0.02 | 0.48 | 0.02 | 0.02 | 0.02 | 0.02 | 0.02 | 0.02 | 0.02 | 0.02 | 0.02 | 0.02 | 0.02 | 0.02 | 0.02 | 0.02 | 0.02 | 0.02 | 0.02 | 0.02 | 0.02 | 0.02 | 0.02 | 0.02 | 0.02 | 0.02 | 0.02 | 0 | 0 | 0 | 0 | 0 | 0 | 0 | 0 | 0 | 0 | 0 | 0 | 0 | 0 | 0 | 0 | 0 | 0 | 0 | 0 | 0 | 0 | 0 | 0 | 0 | 0 | 0 | 0 | 0 | 0 | 0 | 0 | 0 | 0 | 0 | 0 | 0 | 0 | 0 | 0 | 0 | 0 | 0 | 0 | 0 | 0 | 0 | 0 | 16 | 0.66337 | 0.20792 | 0.079208 | 0.049505 | 0.76136 | 0 | 0 | 0 | 0 | 0 | 0 | 0 | 0 |  | 0.0026051 | 0.0026051 | 0.0025967 | 0.0026172 | 0.0026162 | 0.0026162 | 0.0026162 | Education - Primary School - Kitchen and Food Preparation - (break) - Sun | 12 | 9 | 15 | 0 | 7.68 | 0 | 0 | 0 | 7.68 | 0 | 0 | 0 | 0.48 | 0 | 0 | 0 | 0 | 0 | 0 | 0 | 0 | 0 | 0 | 0 | 0 | 0 | 0 | 0 | 0 | 0 | 0 | 0 | 0 | 0 | 0 | 0 | 0 |  | 0 | 7.68 | 0 | 0 | 0 | 7.68 | 0 | 0 | 0 | 0.48 | 0 | 0 | 0 | 0 | 0 | 0 | 0 | 0 | 0 | 0 | 0 | 0 | 0 | 0 | 0 | 0 | 0 | 0 | 0 | 0 | 0 | 0 | 0 | 0 | 1 | 1 | 1 | 1
231 | 2 | 31 | 7 | 7 |  |  |  |  | Education - Primary School | Kitchen and Food Preparation | Education - Primary School - Kitchen and Food Preparation | (break) | Education - Primary School (break) | Education - Primary School - Kitchen and Food Preparation (break) | PrimSchool Kitchen (break) | Hol | Closed | 3 | 3 | 0.11921 | 1.5666 | 1.5666 | 1.5666 | 1.5666 | 1.4745 | 1.4745 | 1.4745 | 0 | 0 | 0 | 0 | 0 | 0 | 0 | 0.26894 | 0.26894 | 0.26894 | 0.26894 | 0.25312 | 0.25312 | 0.25312 | 0 | 0 | 0 | 0 | 0 | 0 | 0 | 0 | 0 | 0 | 0 | 0 | 0 | 0 | 0 | 0 | 0 | 0 | 0 | 0 | 0 | 0 | 0 | 0 | 0 | 0 | 0 | 0 | 0 | 0 | 0 | 0 | 0 | 0 | 0 | 0.11356 | 0.11356 | 0.11356 | 0.11356 | 0.10688 | 0.10688 | 0.10688 | 0 | 0 | 0 | 0 | 0 | 0 | 0 | 0.019494 | 0.019494 | 0.019494 | 0.019494 | 0.018347 | 0.018347 | 0.018347 | 0 | 0 | 0 | 0 | 0 | 0 | 0 | 0 | 0 | 0 | 0 | 0 | 0 | 0 | 0 | 0 | 0 | 0 | 0 | 0 | 0 | 0 | 0 | 0 | 0 | 0 | 0 | 0 | 0 | 0 | 0 | 0 | 0 | 0 | 0 | PrimSchool Kitchen (break) ILit Cls | PrimSchool Kitchen (break) ILit Cls | 2 | 2 | 2 | PrimSchool Kitchen (break) ILit2 Cls | PrimSchool Kitchen (break) ILit Cls | PrimSchool Kitchen (break) ILit Cls | 2 | 2 | 2 | 2 | 0.48 | 0.02 | 0.02 | 0.02 | 0.02 | 0.02 | 0.02 | 0.02 | 0.02 | 0.02 | 0.02 | 0.02 | 0.02 | 0.02 | 0.02 | 0.02 | 0.02 | 0.02 | 0.02 | 0.02 | 0.02 | 0.02 | 0.02 | 0.02 | 0.02 | 0.02 | 0.48 | 0.02 | 0.02 | 0.02 | 0.02 | 0.02 | 0.02 | 0.02 | 0.02 | 0.02 | 0.02 | 0.02 | 0.02 | 0.02 | 0.02 | 0.02 | 0.02 | 0.02 | 0.02 | 0.02 | 0.02 | 0.02 | 0.02 | 0.02 | 0.02 | 0.02 | 0 | 0 | 0 | 0 | 0 | 0 | 0 | 0 | 0 | 0 | 0 | 0 | 0 | 0 | 0 | 0 | 0 | 0 | 0 | 0 | 0 | 0 | 0 | 0 | 0 | 0 | 0 | 0 | 0 | 0 | 0 | 0 | 0 | 0 | 0 | 0 | 0 | 0 | 0 | 0 | 0 | 0 | 0 | 0 | 0 | 0 | 0 | 0 | 16 | 0.66337 | 0.20792 | 0.079208 | 0.049505 | 0.76136 | 0 | 0 | 0 | 0 | 0 | 0 | 0 | 0 |  | 0.0026051 | 0.0026051 | 0.0025967 | 0.0026172 | 0.0026162 | 0.0026162 | 0.0026162 | Education - Primary School - Kitchen and Food Preparation - (break) - Hol | 14 | 9 | 15 | 0 | 1.44 | 0 | 0 | 0 | 1.44 | 0 | 0 | 0 | 0.48 | 0 | 0 | 0 | 0 | 0 | 0 | 0 | 0 | 0 | 0 | 0 | 0 | 0 | 0 | 0 | 0 | 0 | 0 | 0 | 0 | 0 | 0 | 0 | 0 |  | 0 | 1.44 | 0 | 0 | 0 | 1.44 | 0 | 0 | 0 | 0.48 | 0 | 0 | 0 | 0 | 0 | 0 | 0 | 0 | 0 | 0 | 0 | 0 | 0 | 0 | 0 | 0 | 0 | 0 | 0 | 0 | 0 | 0 | 0 | 0 | 1 | 1 | 1 | 1
232 | 2 | 32 | 8 | 8 | Education - Primary School | Education - Primary School (break) | Education - Primary School - Kitchen and Food Preparation | Education - Primary School - Kitchen and Food Preparation (break) | Education - Primary School | Kitchen and Food Preparation | Education - Primary School - Kitchen and Food Preparation | (break) | Education - Primary School (break) | Education - Primary School - Kitchen and Food Preparation (break) | PrimSchool Kitchen (break) | all | Closed | 63 | 63 | 0.11921 | 1.5666 | 1.5666 | 1.5666 | 1.5666 | 1.4745 | 1.4745 | 1.4745 | 0.18676 | 0.18676 | 0.18676 | 0.18676 | 0.17578 | 0.17578 | 0.17578 | 5.6478 | 5.6478 | 5.6478 | 5.6478 | 5.3155 | 5.3155 | 5.3155 | 0.0037353 | 0.0037353 | 0.0037353 | 0.0037353 | 0.0035156 | 0.0035156 | 0.0035156 | 1660.84 | 1660.84 | 1660.84 | 1660.84 | 1660.84 | 1660.84 | 1660.84 | 1947.9726 | 1947.9726 | 1959.5245 | 1923.8377 | 1926.3485 | 1926.3485 | 1926.3485 | 0.02 | 0.02 | 0.02 | 0.02 | 0.02 | 0.02 | 0.02 | 0.02 | 0.02 | 0.02 | 0.02 | 0.02 | 0.02 | 0.02 | 0.11356 | 0.11356 | 0.11356 | 0.11356 | 0.10688 | 0.10688 | 0.10688 | 0.013538 | 0.013538 | 0.013538 | 0.013538 | 0.012741 | 0.012741 | 0.012741 | 0.40938 | 0.40938 | 0.40938 | 0.40938 | 0.3853 | 0.3853 | 0.3853 | 0.00027075 | 0.00027075 | 0.00027075 | 0.00027075 | 0.00025483 | 0.00025483 | 0.00025483 | 1720.0221 | 1720.0221 | 1720.0221 | 1720.0221 | 1720.0221 | 1720.0221 | 1720.0221 | 2110.4337 | 2110.4337 | 2123.0344 | 2080.6084 | 2084.051 | 2084.051 | 2084.051 | 0.02 | 0.02 | 0.02 | 0.02 | 0.02 | 0.02 | 0.02 | 0.02 | 0.02 | 0.02 | 0.02 | 0.02 | 0.02 | 0.02 | PrimSchool Kitchen (break) ILit Cls | PrimSchool Kitchen (break) ILit Cls | 2 | 2 | 2 | PrimSchool Kitchen (break) ILit2 Cls | PrimSchool Kitchen (break) ILit Cls | PrimSchool Kitchen (break) ILit Cls | 2 | 2 | 2 | 2 | 0.48 | 0.02 | 0.02 | 0.02 | 0.02 | 0.02 | 0.02 | 0.02 | 0.02 | 0.02 | 0.02 | 0.02 | 0.02 | 0.02 | 0.02 | 0.02 | 0.02 | 0.02 | 0.02 | 0.02 | 0.02 | 0.02 | 0.02 | 0.02 | 0.02 | 0.02 | 0.48 | 0.02 | 0.02 | 0.02 | 0.02 | 0.02 | 0.02 | 0.02 | 0.02 | 0.02 | 0.02 | 0.02 | 0.02 | 0.02 | 0.02 | 0.02 | 0.02 | 0.02 | 0.02 | 0.02 | 0.02 | 0.02 | 0.02 | 0.02 | 0.02 | 0.02 | 0 | 0 | 0 | 0 | 0 | 0 | 0 | 0 | 0 | 0 | 0 | 0 | 0 | 0 | 0 | 0 | 0 | 0 | 0 | 0 | 0 | 0 | 0 | 0 | 0 | 0 | 0 | 0 | 0 | 0 | 0 | 0 | 0 | 0 | 0 | 0 | 0 | 0 | 0 | 0 | 0 | 0 | 0 | 0 | 0 | 0 | 0 | 0 | 16 | 0.66337 | 0.20792 | 0.079208 | 0.049505 | 0.76136 | 0.0027178 | 0.0005076 | 0.0005076 | 0.0005076 | 0.0005076 | 0.00047774 | 0.00047774 | 0.00047774 | Education - Primary School (break) | 0.0026051 | 0.0026051 | 0.0025967 | 0.0026172 | 0.0026162 | 0.0026162 | 0.0026162 | Education - Primary School - Kitchen and Food Preparation - (break) - all | 16 | 9 | 16 | 0 | 30.24 | 0 | 30.24 | 0 | 0 | 0 | 0.48 | 0 | 0 | 0 | 0 | 0 | 0 | 0 | 0 | 0 | 0 | 0 | 0 | 0 | 0 | 0 | 0 | 0 | 0 | 0 | 0 | 0 | 0 | 0 | 0 | 0 | 0 |  | 0 | 30.24 | 0 | 30.24 | 0 | 0 | 0 | 0.48 | 0 | 0 | 0 | 0 | 0 | 0 | 0 | 0 | 0 | 0 | 0 | 0 | 0 | 0 | 0 | 0 | 0 | 0 | 0 | 0 | 0 | 0 | 0 | 0 | 0 | 0 | 1 | 1 | 1 | 1
301 | 3 | 1 | 5 | 1 |  |  |  |  | Education - Relocatable Classroom | Classroom/Lecture | Education - Relocatable Classroom - Classroom/Lecture |  | Education - Relocatable Classroom | Education - Relocatable Classroom - Classroom/Lecture | HighSchool Class (in session) | Sat | Open | 36 | 36 | 1 | 1.4745 | 1.4745 | 1.4745 | 1.1059 | 1.1059 | 1.1059 | 1.1059 | 0 | 0 | 0 | 0 | 0 | 0 | 0 | 203.6038 | 203.6038 | 203.6038 | 152.7028 | 152.7028 | 152.7028 | 152.7028 | 0 | 0 | 0 | 0 | 0 | 0 | 0 | 0 | 0 | 0 | 0 | 0 | 0 | 0 | 0 | 0 | 0 | 0 | 0 | 0 | 0 | 0 | 0 | 0 | 0 | 0 | 0 | 0 | 0 | 0 | 0 | 0 | 0 | 0 | 0 | 0.10688 | 0.10688 | 0.10688 | 0.080158 | 0.080158 | 0.080158 | 0.080158 | 0 | 0 | 0 | 0 | 0 | 0 | 0 | 16.1749 | 16.1749 | 16.1749 | 12.1312 | 12.1312 | 12.1312 | 12.1312 | 0 | 0 | 0 | 0 | 0 | 0 | 0 | 0 | 0 | 0 | 0 | 0 | 0 | 0 | 0 | 0 | 0 | 0 | 0 | 0 | 0 | 0 | 0 | 0 | 0 | 0 | 0 | 0 | 0 | 0 | 0 | 0 | 0 | 0 | 0 | HighSchool Class (in session) ILit Sat | HighSchool Class (in session) ILit all | 3034 | 5 | 40 | HighSchool Class (in session) ILit2 Sat | HighSchool Class (in session) ILit Sat | HighSchool Class (in session) ILit all | 3034 | 6.5 | 40 | 3034 | 3.8357 | 0.22667 | 0.05 | 0.05 | 0.05 | 0.05 | 0.05 | 0.05 | 0.05 | 0.4 | 0.4 | 0.4 | 0.4 | 0.4 | 0.4 | 0.4 | 0.4 | 0.4 | 0.05 | 0.05 | 0.05 | 0.05 | 0.05 | 0.05 | 0.05 | 0.05 | 4.2039 | 0.23067 | 0.065 | 0.065 | 0.065 | 0.065 | 0.065 | 0.065 | 0.065 | 0.4 | 0.4 | 0.4 | 0.4 | 0.4 | 0.4 | 0.4 | 0.4 | 0.4 | 0.065 | 0.065 | 0.065 | 0.065 | 0.065 | 0.065 | 0.065 | 0.065 | 0 | 0 | 0 | 0 | 0 | 0 | 0 | 1 | 1 | 1 | 1 | 1 | 1 | 1 | 1 | 1 | 0 | 0 | 0 | 0 | 0 | 0 | 0 | 0 | 0 | 0 | 0 | 0 | 0 | 0 | 0 | 1 | 1 | 1 | 1 | 1 | 1 | 1 | 1 | 1 | 0 | 0 | 0 | 0 | 0 | 0 | 0 | 0 | 20 | 0.4 | 0.36 | 0.13 | 0.11 | 0.52632 | 0 | 0 | 0 | 0 | 0 | 0 | 0 | 0 |  | 0.066208 | 0.066208 | 0.066208 | 0.066208 | 0.066208 | 0.066208 | 0.066208 | Education - Relocatable Classroom - Classroom/Lecture - Sat | 10 | 7 | 16 | 117 | 21.0853 | 0 | 0 | 117 | 21.0853 | 0 | 0 | 3.25 | 0.5857 | 0 | 0 | 0 | 0 | 0 | 0 | 0.05 | 0.4 | 0.4 | 0.4 | 0.4 | 0.4 | 0.4 | 0.4 | 0.4 | 0 | 0 | 0 | 0 | 0 | 0 | 0 | 0 | 0 |  | 117.54 | 33.8007 | 0 | 0 | 117.54 | 33.8007 | 0 | 0 | 3.265 | 0.93891 | 0 | 0 | 0 | 0 | 0 | 0 | 0.065 | 0.4 | 0.4 | 0.4 | 0.4 | 0.4 | 0.4 | 0.4 | 0.4 | 0 | 0 | 0 | 0 | 0 | 0 | 0 | 0 | 0 | 0.88177 | 0.8 | 0.91889 | 0.8
302 | 3 | 2 | 6 | 2 |  |  |  |  | Education - Relocatable Classroom | Classroom/Lecture | Education - Relocatable Classroom - Classroom/Lecture |  | Education - Relocatable Classroom | Education - Relocatable Classroom - Classroom/Lecture | HighSchool Class (in session) | Sun | Closed | 36 | 36 | 1 | 1.4745 | 1.4745 | 1.4745 | 1.1059 | 1.1059 | 1.1059 | 1.1059 | 0 | 0 | 0 | 0 | 0 | 0 | 0 | 56.1666 | 56.1666 | 56.1666 | 42.1249 | 42.1249 | 42.1249 | 42.1249 | 0 | 0 | 0 | 0 | 0 | 0 | 0 | 0 | 0 | 0 | 0 | 0 | 0 | 0 | 0 | 0 | 0 | 0 | 0 | 0 | 0 | 0 | 0 | 0 | 0 | 0 | 0 | 0 | 0 | 0 | 0 | 0 | 0 | 0 | 0 | 0.10688 | 0.10688 | 0.10688 | 0.080158 | 0.080158 | 0.080158 | 0.080158 | 0 | 0 | 0 | 0 | 0 | 0 | 0 | 4.2426 | 4.2426 | 4.2426 | 3.1819 | 3.1819 | 3.1819 | 3.1819 | 0 | 0 | 0 | 0 | 0 | 0 | 0 | 0 | 0 | 0 | 0 | 0 | 0 | 0 | 0 | 0 | 0 | 0 | 0 | 0 | 0 | 0 | 0 | 0 | 0 | 0 | 0 | 0 | 0 | 0 | 0 | 0 | 0 | 0 | 0 | HighSchool Class (in session) ILit Cls | HighSchool Class (in session) ILit Cls | 2 | 5 | 5 | HighSchool Class (in session) ILit2 Cls | HighSchool Class (in session) ILit Cls | HighSchool Class (in session) ILit Cls | 2 | 5 | 5 | 2 | 1.0581 | 0.04 | 0.05 | 0.05 | 0.05 | 0.05 | 0.05 | 0.05 | 0.05 | 0.05 | 0.05 | 0.05 | 0.05 | 0.05 | 0.05 | 0.05 | 0.05 | 0.05 | 0.05 | 0.05 | 0.05 | 0.05 | 0.05 | 0.05 | 0.05 | 0.05 | 1.1027 | 0.04 | 0.05 | 0.05 | 0.05 | 0.05 | 0.05 | 0.05 | 0.05 | 0.05 | 0.05 | 0.05 | 0.05 | 0.05 | 0.05 | 0.05 | 0.05 | 0.05 | 0.05 | 0.05 | 0.05 | 0.05 | 0.05 | 0.05 | 0.05 | 0.05 | 0 | 0 | 0 | 0 | 0 | 0 | 0 | 0 | 0 | 0 | 0 | 0 | 0 | 0 | 0 | 0 | 0 | 0 | 0 | 0 | 0 | 0 | 0 | 0 | 0 | 0 | 0 | 0 | 0 | 0 | 0 | 0 | 0 | 0 | 0 | 0 | 0 | 0 | 0 | 0 | 0 | 0 | 0 | 0 | 0 | 0 | 0 | 0 | 20 | 0.4 | 0.36 | 0.13 | 0.11 | 0.52632 | 0 | 0 | 0 | 0 | 0 | 0 | 0 | 0 |  | 0.066208 | 0.066208 | 0.066208 | 0.066208 | 0.066208 | 0.066208 | 0.066208 | Education - Relocatable Classroom - Classroom/Lecture - Sun | 12 | 7 | 16 | 0 | 38.0925 | 0 | 0 | 0 | 38.0925 | 0 | 0 | 0 | 1.0581 | 0 | 0 | 0 | 0 | 0 | 0 | 0 | 0 | 0 | 0 | 0 | 0 | 0 | 0 | 0 | 0 | 0 | 0 | 0 | 0 | 0 | 0 | 0 | 0 |  | 0 | 39.6959 | 0 | 0 | 0 | 39.6959 | 0 | 0 | 0 | 1.1027 | 0 | 0 | 0 | 0 | 0 | 0 | 0 | 0 | 0 | 0 | 0 | 0 | 0 | 0 | 0 | 0 | 0 | 0 | 0 | 0 | 0 | 0 | 0 | 0 | 0.88177 | 0.8 | 0.91889 | 0.8
303 | 3 | 3 | 7 | 3 |  |  |  |  | Education - Relocatable Classroom | Classroom/Lecture | Education - Relocatable Classroom - Classroom/Lecture |  | Education - Relocatable Classroom | Education - Relocatable Classroom - Classroom/Lecture | HighSchool Class (in session) | Hol | Closed | 7 | 7 | 1 | 1.4745 | 1.4745 | 1.4745 | 1.1059 | 1.1059 | 1.1059 | 1.1059 | 0 | 0 | 0 | 0 | 0 | 0 | 0 | 10.9213 | 10.9213 | 10.9213 | 8.191 | 8.191 | 8.191 | 8.191 | 0 | 0 | 0 | 0 | 0 | 0 | 0 | 0 | 0 | 0 | 0 | 0 | 0 | 0 | 0 | 0 | 0 | 0 | 0 | 0 | 0 | 0 | 0 | 0 | 0 | 0 | 0 | 0 | 0 | 0 | 0 | 0 | 0 | 0 | 0 | 0.10688 | 0.10688 | 0.10688 | 0.080158 | 0.080158 | 0.080158 | 0.080158 | 0 | 0 | 0 | 0 | 0 | 0 | 0 | 0.82495 | 0.82495 | 0.82495 | 0.61871 | 0.61871 | 0.61871 | 0.61871 | 0 | 0 | 0 | 0 | 0 | 0 | 0 | 0 | 0 | 0 | 0 | 0 | 0 | 0 | 0 | 0 | 0 | 0 | 0 | 0 | 0 | 0 | 0 | 0 | 0 | 0 | 0 | 0 | 0 | 0 | 0 | 0 | 0 | 0 | 0 | HighSchool Class (in session) ILit Cls | HighSchool Class (in session) ILit Cls | 2 | 5 | 5 | HighSchool Class (in session) ILit2 Cls | HighSchool Class (in session) ILit Cls | HighSchool Class (in session) ILit Cls | 2 | 5 | 5 | 2 | 1.0581 | 0.04 | 0.05 | 0.05 | 0.05 | 0.05 | 0.05 | 0.05 | 0.05 | 0.05 | 0.05 | 0.05 | 0.05 | 0.05 | 0.05 | 0.05 | 0.05 | 0.05 | 0.05 | 0.05 | 0.05 | 0.05 | 0.05 | 0.05 | 0.05 | 0.05 | 1.1027 | 0.04 | 0.05 | 0.05 | 0.05 | 0.05 | 0.05 | 0.05 | 0.05 | 0.05 | 0.05 | 0.05 | 0.05 | 0.05 | 0.05 | 0.05 | 0.05 | 0.05 | 0.05 | 0.05 | 0.05 | 0.05 | 0.05 | 0.05 | 0.05 | 0.05 | 0 | 0 | 0 | 0 | 0 | 0 | 0 | 0 | 0 | 0 | 0 | 0 | 0 | 0 | 0 | 0 | 0 | 0 | 0 | 0 | 0 | 0 | 0 | 0 | 0 | 0 | 0 | 0 | 0 | 0 | 0 | 0 | 0 | 0 | 0 | 0 | 0 | 0 | 0 | 0 | 0 | 0 | 0 | 0 | 0 | 0 | 0 | 0 | 20 | 0.4 | 0.36 | 0.13 | 0.11 | 0.52632 | 0 | 0 | 0 | 0 | 0 | 0 | 0 | 0 |  | 0.066208 | 0.066208 | 0.066208 | 0.066208 | 0.066208 | 0.066208 | 0.066208 | Education - Relocatable Classroom - Classroom/Lecture - Hol | 14 | 7 | 16 | 0 | 7.4069 | 0 | 0 | 0 | 7.4069 | 0 | 0 | 0 | 1.0581 | 0 | 0 | 0 | 0 | 0 | 0 | 0 | 0 | 0 | 0 | 0 | 0 | 0 | 0 | 0 | 0 | 0 | 0 | 0 | 0 | 0 | 0 | 0 | 0 |  | 0 | 7.7187 | 0 | 0 | 0 | 7.7187 | 0 | 0 | 0 | 1.1027 | 0 | 0 | 0 | 0 | 0 | 0 | 0 | 0 | 0 | 0 | 0 | 0 | 0 | 0 | 0 | 0 | 0 | 0 | 0 | 0 | 0 | 0 | 0 | 0 | 0.88177 | 0.8 | 0.91889 | 0.8
304 | 3 | 4 | 8 | 4 |  | Education - Relocatable Classroom |  | Education - Relocatable Classroom - Classroom/Lecture | Education - Relocatable Classroom | Classroom/Lecture | Education - Relocatable Classroom - Classroom/Lecture |  | Education - Relocatable Classroom | Education - Relocatable Classroom - Classroom/Lecture | HighSchool Class (in session) | all | Open | 188 | 188 | 1 | 1.4745 | 1.4745 | 1.4745 | 1.1059 | 1.1059 | 1.1059 | 1.1059 | 0 | 0 | 0 | 0 | 0 | 0 | 0 | 2835.3713 | 2835.3713 | 2835.3713 | 2126.5285 | 2126.5285 | 2126.5285 | 2126.5285 | 0.82571 | 0.82571 | 0.82571 | 0.61928 | 0.61928 | 0.61928 | 0.61928 | 0 | 0 | 0 | 0 | 0 | 0 | 0 | 0 | 0 | 0 | 0 | 0 | 0 | 0 | 0.56 | 0.56 | 0.56 | 0.56 | 0.56 | 0.56 | 0.56 | 0.56 | 0.56 | 0.56 | 0.56 | 0.56 | 0.56 | 0.56 | 0.10688 | 0.10688 | 0.10688 | 0.080158 | 0.080158 | 0.080158 | 0.080158 | 0 | 0 | 0 | 0 | 0 | 0 | 0 | 217.7872 | 217.7872 | 217.7872 | 163.3404 | 163.3404 | 163.3404 | 163.3404 | 0.060256 | 0.060256 | 0.060256 | 0.045192 | 0.045192 | 0.045192 | 0.045192 | 0 | 0 | 0 | 0 | 0 | 0 | 0 | 0 | 0 | 0 | 0 | 0 | 0 | 0 | 0.56379 | 0.56379 | 0.56379 | 0.56379 | 0.56379 | 0.56379 | 0.56379 | 0.56379 | 0.56379 | 0.56379 | 0.56379 | 0.56379 | 0.56379 | 0.56379 | HighSchool Class (in session) ILit all | HighSchool Class (in session) ILit all | 3033 | 5 | 100 | HighSchool Class (in session) ILit2 all | HighSchool Class (in session) ILit all | HighSchool Class (in session) ILit all | 3033 | 6.5 | 100 | 3033 | 10.2285 | 0.56 | 0.05 | 0.05 | 0.05 | 0.05 | 0.05 | 0.6 | 0.6 | 0.6 | 0.6 | 1 | 1 | 1 | 1 | 1 | 1 | 0.55 | 0.55 | 0.55 | 0.55 | 0.35 | 0.1 | 0.1 | 0.1 | 0.1 | 10.839 | 0.56379 | 0.065 | 0.065 | 0.065 | 0.065 | 0.065 | 0.60632 | 0.60632 | 0.60632 | 0.60632 | 1 | 1 | 1 | 1 | 1 | 1 | 0.55711 | 0.55711 | 0.55711 | 0.55711 | 0.36026 | 0.11421 | 0.11421 | 0.11421 | 0.11421 | 0 | 0 | 0 | 0 | 0 | 0.57895 | 0.57895 | 0.57895 | 0.57895 | 1 | 1 | 1 | 1 | 1 | 1 | 0.52632 | 0.52632 | 0.52632 | 0.52632 | 0.31579 | 0.052632 | 0.052632 | 0.052632 | 0.052632 | 0 | 0 | 0 | 0 | 0 | 0.57895 | 0.57895 | 0.57895 | 0.57895 | 1 | 1 | 1 | 1 | 1 | 1 | 0.52632 | 0.52632 | 0.52632 | 0.52632 | 0.31579 | 0.052632 | 0.052632 | 0.052632 | 0.052632 | 20 | 0.4 | 0.36 | 0.13 | 0.11 | 0.52632 | 0.066208 | 0.097623 | 0.097623 | 0.097623 | 0.073217 | 0.073217 | 0.073217 | 0.073217 | Education - Relocatable Classroom | 0.066208 | 0.066208 | 0.066208 | 0.066208 | 0.066208 | 0.066208 | 0.066208 | Education - Relocatable Classroom - Classroom/Lecture - all | 16 | 7 | 18 | 1673.2 | 249.7661 | 1673.2 | 249.7661 | 0 | 0 | 8.9 | 1.3285 | 0 | 0 | 0 | 0 | 0 | 0 | 0 | 0 | 0.6 | 0.6 | 0.6 | 1 | 1 | 1 | 1 | 1 | 1 | 0.55 | 0.55 | 0 | 0 | 0 | 0 | 0 | 0 | 0 |  | 1679.4337 | 358.2977 | 1679.4337 | 358.2977 | 0 | 0 | 8.9332 | 1.9058 | 0 | 0 | 0 | 0 | 0 | 0 | 0 | 0 | 0.60632 | 0.60632 | 0.60632 | 1 | 1 | 1 | 1 | 1 | 1 | 0.55711 | 0.55711 | 0 | 0 | 0 | 0 | 0 | 0 | 0 | 0.88177 | 0.8 | 0.91889 | 0.8
305 | 3 | 5 | 5 | 5 |  |  |  |  | Education - Relocatable Classroom | Classroom/Lecture | Education - Relocatable Classroom - Classroom/Lecture | (break) | Education - Relocatable Classroom (break) | Education - Relocatable Classroom - Classroom/Lecture (break) | HighSchool Class (break) | Sat | Open | 16 | 16 | 1 | 1.4745 | 1.4745 | 1.4745 | 1.1059 | 1.1059 | 1.1059 | 1.1059 | 0 | 0 | 0 | 0 | 0 | 0 | 0 | 57.7267 | 57.7267 | 57.7267 | 43.2951 | 43.2951 | 43.2951 | 43.2951 | 0 | 0 | 0 | 0 | 0 | 0 | 0 | 0 | 0 | 0 | 0 | 0 | 0 | 0 | 0 | 0 | 0 | 0 | 0 | 0 | 0 | 0 | 0 | 0 | 0 | 0 | 0 | 0 | 0 | 0 | 0 | 0 | 0 | 0 | 0 | 0.10688 | 0.10688 | 0.10688 | 0.080158 | 0.080158 | 0.080158 | 0.080158 | 0 | 0 | 0 | 0 | 0 | 0 | 0 | 4.3604 | 4.3604 | 4.3604 | 3.2703 | 3.2703 | 3.2703 | 3.2703 | 0 | 0 | 0 | 0 | 0 | 0 | 0 | 0 | 0 | 0 | 0 | 0 | 0 | 0 | 0 | 0 | 0 | 0 | 0 | 0 | 0 | 0 | 0 | 0 | 0 | 0 | 0 | 0 | 0 | 0 | 0 | 0 | 0 | 0 | 0 | HighSchool Class (break) ILit Sat | HighSchool Class (break) ILit all | 3034 | 5 | 22.5 | HighSchool Class (break) ILit2 Sat | HighSchool Class (break) ILit Sat | HighSchool Class (break) ILit all | 3034 | 5 | 22.5 | 3034 | 2.4469 | 0.16667 | 0.05 | 0.05 | 0.05 | 0.05 | 0.05 | 0.05 | 0.05 | 0.225 | 0.225 | 0.225 | 0.225 | 0.225 | 0.225 | 0.225 | 0.225 | 0.225 | 0.05 | 0.05 | 0.05 | 0.05 | 0.05 | 0.05 | 0.05 | 0.05 | 2.5499 | 0.16667 | 0.05 | 0.05 | 0.05 | 0.05 | 0.05 | 0.05 | 0.05 | 0.225 | 0.225 | 0.225 | 0.225 | 0.225 | 0.225 | 0.225 | 0.225 | 0.225 | 0.05 | 0.05 | 0.05 | 0.05 | 0.05 | 0.05 | 0.05 | 0.05 | 0 | 0 | 0 | 0 | 0 | 0 | 0 | 1 | 1 | 1 | 1 | 1 | 1 | 1 | 1 | 1 | 0 | 0 | 0 | 0 | 0 | 0 | 0 | 0 | 0 | 0 | 0 | 0 | 0 | 0 | 0 | 1 | 1 | 1 | 1 | 1 | 1 | 1 | 1 | 1 | 0 | 0 | 0 | 0 | 0 | 0 | 0 | 0 | 20 | 0.4 | 0.36 | 0.13 | 0.11 | 0.52632 | 0 | 0 | 0 | 0 | 0 | 0 | 0 | 0 |  | 0.0023646 | 0.0023646 | 0.0023646 | 0.0023646 | 0.0023646 | 0.0023646 | 0.0023646 | Education - Relocatable Classroom - Classroom/Lecture - (break) - Sat | 10 | 7 | 16 | 29.6 | 9.5506 | 0 | 0 | 29.6 | 9.5506 | 0 | 0 | 1.85 | 0.59691 | 0 | 0 | 0 | 0 | 0 | 0 | 0.05 | 0.225 | 0.225 | 0.225 | 0.225 | 0.225 | 0.225 | 0.225 | 0.225 | 0 | 0 | 0 | 0 | 0 | 0 | 0 | 0 | 0 |  | 29.6 | 11.1986 | 0 | 0 | 29.6 | 11.1986 | 0 | 0 | 1.85 | 0.69991 | 0 | 0 | 0 | 0 | 0 | 0 | 0.05 | 0.225 | 0.225 | 0.225 | 0.225 | 0.225 | 0.225 | 0.225 | 0.225 | 0 | 0 | 0 | 0 | 0 | 0 | 0 | 0 | 0 | 0.88177 | 0.8 | 0.91889 | 0.8
306 | 3 | 6 | 6 | 6 |  |  |  |  | Education - Relocatable Classroom | Classroom/Lecture | Education - Relocatable Classroom - Classroom/Lecture | (break) | Education - Relocatable Classroom (break) | Education - Relocatable Classroom - Classroom/Lecture (break) | HighSchool Class (break) | Sun | Closed | 16 | 16 | 1 | 1.4745 | 1.4745 | 1.4745 | 1.1059 | 1.1059 | 1.1059 | 1.1059 | 0 | 0 | 0 | 0 | 0 | 0 | 0 | 9.9852 | 9.9852 | 9.9852 | 7.4889 | 7.4889 | 7.4889 | 7.4889 | 0 | 0 | 0 | 0 | 0 | 0 | 0 | 0 | 0 | 0 | 0 | 0 | 0 | 0 | 0 | 0 | 0 | 0 | 0 | 0 | 0 | 0 | 0 | 0 | 0 | 0 | 0 | 0 | 0 | 0 | 0 | 0 | 0 | 0 | 0 | 0.10688 | 0.10688 | 0.10688 | 0.080158 | 0.080158 | 0.080158 | 0.080158 | 0 | 0 | 0 | 0 | 0 | 0 | 0 | 0.75424 | 0.75424 | 0.75424 | 0.56568 | 0.56568 | 0.56568 | 0.56568 | 0 | 0 | 0 | 0 | 0 | 0 | 0 | 0 | 0 | 0 | 0 | 0 | 0 | 0 | 0 | 0 | 0 | 0 | 0 | 0 | 0 | 0 | 0 | 0 | 0 | 0 | 0 | 0 | 0 | 0 | 0 | 0 | 0 | 0 | 0 | HighSchool Class (break) ILit Cls | HighSchool Class (break) ILit Cls | 2 | 2 | 2 | HighSchool Class (break) ILit2 Cls | HighSchool Class (break) ILit Cls | HighSchool Class (break) ILit Cls | 2 | 2 | 2 | 2 | 0.42325 | 0.02 | 0.02 | 0.02 | 0.02 | 0.02 | 0.02 | 0.02 | 0.02 | 0.02 | 0.02 | 0.02 | 0.02 | 0.02 | 0.02 | 0.02 | 0.02 | 0.02 | 0.02 | 0.02 | 0.02 | 0.02 | 0.02 | 0.02 | 0.02 | 0.02 | 0.44107 | 0.02 | 0.02 | 0.02 | 0.02 | 0.02 | 0.02 | 0.02 | 0.02 | 0.02 | 0.02 | 0.02 | 0.02 | 0.02 | 0.02 | 0.02 | 0.02 | 0.02 | 0.02 | 0.02 | 0.02 | 0.02 | 0.02 | 0.02 | 0.02 | 0.02 | 0 | 0 | 0 | 0 | 0 | 0 | 0 | 0 | 0 | 0 | 0 | 0 | 0 | 0 | 0 | 0 | 0 | 0 | 0 | 0 | 0 | 0 | 0 | 0 | 0 | 0 | 0 | 0 | 0 | 0 | 0 | 0 | 0 | 0 | 0 | 0 | 0 | 0 | 0 | 0 | 0 | 0 | 0 | 0 | 0 | 0 | 0 | 0 | 20 | 0.4 | 0.36 | 0.13 | 0.11 | 0.52632 | 0 | 0 | 0 | 0 | 0 | 0 | 0 | 0 |  | 0.0023646 | 0.0023646 | 0.0023646 | 0.0023646 | 0.0023646 | 0.0023646 | 0.0023646 | Education - Relocatable Classroom - Classroom/Lecture - (break) - Sun | 12 | 7 | 16 | 0 | 6.772 | 0 | 0 | 0 | 6.772 | 0 | 0 | 0 | 0.42325 | 0 | 0 | 0 | 0 | 0 | 0 | 0 | 0 | 0 | 0 | 0 | 0 | 0 | 0 | 0 | 0 | 0 | 0 | 0 | 0 | 0 | 0 | 0 | 0 |  | 0 | 7.0571 | 0 | 0 | 0 | 7.0571 | 0 | 0 | 0 | 0.44107 | 0 | 0 | 0 | 0 | 0 | 0 | 0 | 0 | 0 | 0 | 0 | 0 | 0 | 0 | 0 | 0 | 0 | 0 | 0 | 0 | 0 | 0 | 0 | 0 | 0.88177 | 0.8 | 0.91889 | 0.8
307 | 3 | 7 | 7 | 7 |  |  |  |  | Education - Relocatable Classroom | Classroom/Lecture | Education - Relocatable Classroom - Classroom/Lecture | (break) | Education - Relocatable Classroom (break) | Education - Relocatable Classroom - Classroom/Lecture (break) | HighSchool Class (break) | Hol | Closed | 3 | 3 | 1 | 1.4745 | 1.4745 | 1.4745 | 1.1059 | 1.1059 | 1.1059 | 1.1059 | 0 | 0 | 0 | 0 | 0 | 0 | 0 | 1.8722 | 1.8722 | 1.8722 | 1.4042 | 1.4042 | 1.4042 | 1.4042 | 0 | 0 | 0 | 0 | 0 | 0 | 0 | 0 | 0 | 0 | 0 | 0 | 0 | 0 | 0 | 0 | 0 | 0 | 0 | 0 | 0 | 0 | 0 | 0 | 0 | 0 | 0 | 0 | 0 | 0 | 0 | 0 | 0 | 0 | 0 | 0.10688 | 0.10688 | 0.10688 | 0.080158 | 0.080158 | 0.080158 | 0.080158 | 0 | 0 | 0 | 0 | 0 | 0 | 0 | 0.14142 | 0.14142 | 0.14142 | 0.10606 | 0.10606 | 0.10606 | 0.10606 | 0 | 0 | 0 | 0 | 0 | 0 | 0 | 0 | 0 | 0 | 0 | 0 | 0 | 0 | 0 | 0 | 0 | 0 | 0 | 0 | 0 | 0 | 0 | 0 | 0 | 0 | 0 | 0 | 0 | 0 | 0 | 0 | 0 | 0 | 0 | HighSchool Class (break) ILit Cls | HighSchool Class (break) ILit Cls | 2 | 2 | 2 | HighSchool Class (break) ILit2 Cls | HighSchool Class (break) ILit Cls | HighSchool Class (break) ILit Cls | 2 | 2 | 2 | 2 | 0.42325 | 0.02 | 0.02 | 0.02 | 0.02 | 0.02 | 0.02 | 0.02 | 0.02 | 0.02 | 0.02 | 0.02 | 0.02 | 0.02 | 0.02 | 0.02 | 0.02 | 0.02 | 0.02 | 0.02 | 0.02 | 0.02 | 0.02 | 0.02 | 0.02 | 0.02 | 0.44107 | 0.02 | 0.02 | 0.02 | 0.02 | 0.02 | 0.02 | 0.02 | 0.02 | 0.02 | 0.02 | 0.02 | 0.02 | 0.02 | 0.02 | 0.02 | 0.02 | 0.02 | 0.02 | 0.02 | 0.02 | 0.02 | 0.02 | 0.02 | 0.02 | 0.02 | 0 | 0 | 0 | 0 | 0 | 0 | 0 | 0 | 0 | 0 | 0 | 0 | 0 | 0 | 0 | 0 | 0 | 0 | 0 | 0 | 0 | 0 | 0 | 0 | 0 | 0 | 0 | 0 | 0 | 0 | 0 | 0 | 0 | 0 | 0 | 0 | 0 | 0 | 0 | 0 | 0 | 0 | 0 | 0 | 0 | 0 | 0 | 0 | 20 | 0.4 | 0.36 | 0.13 | 0.11 | 0.52632 | 0 | 0 | 0 | 0 | 0 | 0 | 0 | 0 |  | 0.0023646 | 0.0023646 | 0.0023646 | 0.0023646 | 0.0023646 | 0.0023646 | 0.0023646 | Education - Relocatable Classroom - Classroom/Lecture - (break) - Hol | 14 | 7 | 16 | 0 | 1.2698 | 0 | 0 | 0 | 1.2698 | 0 | 0 | 0 | 0.42325 | 0 | 0 | 0 | 0 | 0 | 0 | 0 | 0 | 0 | 0 | 0 | 0 | 0 | 0 | 0 | 0 | 0 | 0 | 0 | 0 | 0 | 0 | 0 | 0 |  | 0 | 1.3232 | 0 | 0 | 0 | 1.3232 | 0 | 0 | 0 | 0.44107 | 0 | 0 | 0 | 0 | 0 | 0 | 0 | 0 | 0 | 0 | 0 | 0 | 0 | 0 | 0 | 0 | 0 | 0 | 0 | 0 | 0 | 0 | 0 | 0 | 0.88177 | 0.8 | 0.91889 | 0.8
308 | 3 | 8 | 8 | 8 | Education - Relocatable Classroom | Education - Relocatable Classroom (break) | Education - Relocatable Classroom - Classroom/Lecture | Education - Relocatable Classroom - Classroom/Lecture (break) | Education - Relocatable Classroom | Classroom/Lecture | Education - Relocatable Classroom - Classroom/Lecture | (break) | Education - Relocatable Classroom (break) | Education - Relocatable Classroom - Classroom/Lecture (break) | HighSchool Class (break) | all | Closed | 63 | 63 | 1 | 1.4745 | 1.4745 | 1.4745 | 1.1059 | 1.1059 | 1.1059 | 1.1059 | 1.4745 | 1.4745 | 1.4745 | 1.1059 | 1.1059 | 1.1059 | 1.1059 | 39.3166 | 39.3166 | 39.3166 | 29.4874 | 29.4874 | 29.4874 | 29.4874 | 0.02949 | 0.02949 | 0.02949 | 0.022117 | 0.022117 | 0.022117 | 0.022117 | 2180.408 | 2180.408 | 2180.408 | 2180.408 | 2180.408 | 2180.408 | 2180.408 | 2180.408 | 2180.408 | 2180.408 | 2180.408 | 2180.408 | 2180.408 | 2180.408 | 0.02 | 0.02 | 0.02 | 0.02 | 0.02 | 0.02 | 0.02 | 0.02 | 0.02 | 0.02 | 0.02 | 0.02 | 0.02 | 0.02 | 0.10688 | 0.10688 | 0.10688 | 0.080158 | 0.080158 | 0.080158 | 0.080158 | 0.10688 | 0.10688 | 0.10688 | 0.080158 | 0.080158 | 0.080158 | 0.080158 | 2.9698 | 2.9698 | 2.9698 | 2.2274 | 2.2274 | 2.2274 | 2.2274 | 0.0021375 | 0.0021375 | 0.0021375 | 0.0016032 | 0.0016032 | 0.0016032 | 0.0016032 | 2313.4526 | 2313.4526 | 2313.4526 | 2313.4526 | 2313.4526 | 2313.4526 | 2313.4526 | 2313.4526 | 2313.4526 | 2313.4526 | 2313.4526 | 2313.4526 | 2313.4526 | 2313.4526 | 0.02 | 0.02 | 0.02 | 0.02 | 0.02 | 0.02 | 0.02 | 0.02 | 0.02 | 0.02 | 0.02 | 0.02 | 0.02 | 0.02 | HighSchool Class (break) ILit Cls | HighSchool Class (break) ILit Cls | 2 | 2 | 2 | HighSchool Class (break) ILit2 Cls | HighSchool Class (break) ILit Cls | HighSchool Class (break) ILit Cls | 2 | 2 | 2 | 2 | 0.42325 | 0.02 | 0.02 | 0.02 | 0.02 | 0.02 | 0.02 | 0.02 | 0.02 | 0.02 | 0.02 | 0.02 | 0.02 | 0.02 | 0.02 | 0.02 | 0.02 | 0.02 | 0.02 | 0.02 | 0.02 | 0.02 | 0.02 | 0.02 | 0.02 | 0.02 | 0.44107 | 0.02 | 0.02 | 0.02 | 0.02 | 0.02 | 0.02 | 0.02 | 0.02 | 0.02 | 0.02 | 0.02 | 0.02 | 0.02 | 0.02 | 0.02 | 0.02 | 0.02 | 0.02 | 0.02 | 0.02 | 0.02 | 0.02 | 0.02 | 0.02 | 0.02 | 0 | 0 | 0 | 0 | 0 | 0 | 0 | 0 | 0 | 0 | 0 | 0 | 0 | 0 | 0 | 0 | 0 | 0 | 0 | 0 | 0 | 0 | 0 | 0 | 0 | 0 | 0 | 0 | 0 | 0 | 0 | 0 | 0 | 0 | 0 | 0 | 0 | 0 | 0 | 0 | 0 | 0 | 0 | 0 | 0 | 0 | 0 | 0 | 20 | 0.4 | 0.36 | 0.13 | 0.11 | 0.52632 | 0.0023646 | 0.0034865 | 0.0034865 | 0.0034865 | 0.0026149 | 0.0026149 | 0.0026149 | 0.0026149 | Education - Relocatable Classroom (break) | 0.0023646 | 0.0023646 | 0.0023646 | 0.0023646 | 0.0023646 | 0.0023646 | 0.0023646 | Education - Relocatable Classroom - Classroom/Lecture - (break) - all | 16 | 7 | 18 | 0 | 26.6648 | 0 | 26.6648 | 0 | 0 | 0 | 0.42325 | 0 | 0 | 0 | 0 | 0 | 0 | 0 | 0 | 0 | 0 | 0 | 0 | 0 | 0 | 0 | 0 | 0 | 0 | 0 | 0 | 0 | 0 | 0 | 0 | 0 | 0 |  | 0 | 27.7871 | 0 | 27.7871 | 0 | 0 | 0 | 0.44107 | 0 | 0 | 0 | 0 | 0 | 0 | 0 | 0 | 0 | 0 | 0 | 0 | 0 | 0 | 0 | 0 | 0 | 0 | 0 | 0 | 0 | 0 | 0 | 0 | 0 | 0 | 0.88177 | 0.8 | 0.91889 | 0.8
401 | 4 | 1 | 5 | 1 |  |  |  |  | Education - Secondary School | Classroom/Lecture | Education - Secondary School - Classroom/Lecture |  | Education - Secondary School | Education - Secondary School - Classroom/Lecture | HighSchool Class (in session) | Sat | Open | 36 | 36 | 0.58856 | 1.4007 | 1.4007 | 1.4007 | 1.0505 | 1.0505 | 1.0505 | 1.0505 | 0 | 0 | 0 | 0 | 0 | 0 | 0 | 114.0625 | 114.0625 | 114.0625 | 85.5469 | 85.5469 | 85.5469 | 85.5469 | 0 | 0 | 0 | 0 | 0 | 0 | 0 | 0 | 0 | 0 | 0 | 0 | 0 | 0 | 0 | 0 | 0 | 0 | 0 | 0 | 0 | 0 | 0 | 0 | 0 | 0 | 0 | 0 | 0 | 0 | 0 | 0 | 0 | 0 | 0 | 0.13324 | 0.13324 | 0.13324 | 0.099926 | 0.099926 | 0.099926 | 0.099926 | 0 | 0 | 0 | 0 | 0 | 0 | 0 | 11.886 | 11.886 | 11.886 | 8.9145 | 8.9145 | 8.9145 | 8.9145 | 0 | 0 | 0 | 0 | 0 | 0 | 0 | 0 | 0 | 0 | 0 | 0 | 0 | 0 | 0 | 0 | 0 | 0 | 0 | 0 | 0 | 0 | 0 | 0 | 0 | 0 | 0 | 0 | 0 | 0 | 0 | 0 | 0 | 0 | 0 | HighSchool Class (in session) ILit Sat | HighSchool Class (in session) ILit all | 3034 | 5 | 40 | HighSchool Class (in session) ILit2 Sat | HighSchool Class (in session) ILit Sat | HighSchool Class (in session) ILit all | 3034 | 6.5 | 40 | 3034 | 3.8433 | 0.22667 | 0.05 | 0.05 | 0.05 | 0.05 | 0.05 | 0.05 | 0.05 | 0.4 | 0.4 | 0.4 | 0.4 | 0.4 | 0.4 | 0.4 | 0.4 | 0.4 | 0.05 | 0.05 | 0.05 | 0.05 | 0.05 | 0.05 | 0.05 | 0.05 | 4.2104 | 0.23067 | 0.065 | 0.065 | 0.065 | 0.065 | 0.065 | 0.065 | 0.065 | 0.4 | 0.4 | 0.4 | 0.4 | 0.4 | 0.4 | 0.4 | 0.4 | 0.4 | 0.065 | 0.065 | 0.065 | 0.065 | 0.065 | 0.065 | 0.065 | 0.065 | 0 | 0 | 0 | 0 | 0 | 0 | 0 | 1 | 1 | 1 | 1 | 1 | 1 | 1 | 1 | 1 | 0 | 0 | 0 | 0 | 0 | 0 | 0 | 0 | 0 | 0 | 0 | 0 | 0 | 0 | 0 | 1 | 1 | 1 | 1 | 1 | 1 | 1 | 1 | 1 | 0 | 0 | 0 | 0 | 0 | 0 | 0 | 0 | 20 | 0.4 | 0.36 | 0.13 | 0.11 | 0.52632 | 0 | 0 | 0 | 0 | 0 | 0 | 0 | 0 |  | 0.080171 | 0.080171 | 0.077975 | 0.080414 | 0.080994 | 0.080801 | 0.080801 | Education - Secondary School - Classroom/Lecture - Sat | 10 | 7 | 16 | 117 | 21.3603 | 0 | 0 | 117 | 21.3603 | 0 | 0 | 3.25 | 0.59334 | 0 | 0 | 0 | 0 | 0 | 0 | 0.05 | 0.4 | 0.4 | 0.4 | 0.4 | 0.4 | 0.4 | 0.4 | 0.4 | 0 | 0 | 0 | 0 | 0 | 0 | 0 | 0 | 0 |  | 117.54 | 34.0329 | 0 | 0 | 117.54 | 34.0329 | 0 | 0 | 3.265 | 0.94536 | 0 | 0 | 0 | 0 | 0 | 0 | 0.065 | 0.4 | 0.4 | 0.4 | 0.4 | 0.4 | 0.4 | 0.4 | 0.4 | 0 | 0 | 0 | 0 | 0 | 0 | 0 | 0 | 0 | 0.88353 | 0.8 | 0.9203 | 0.8
402 | 4 | 2 | 6 | 2 |  |  |  |  | Education - Secondary School | Classroom/Lecture | Education - Secondary School - Classroom/Lecture |  | Education - Secondary School | Education - Secondary School - Classroom/Lecture | HighSchool Class (in session) | Sun | Closed | 36 | 36 | 0.58856 | 1.4007 | 1.4007 | 1.4007 | 1.0505 | 1.0505 | 1.0505 | 1.0505 | 0 | 0 | 0 | 0 | 0 | 0 | 0 | 31.4655 | 31.4655 | 31.4655 | 23.5991 | 23.5991 | 23.5991 | 23.5991 | 0 | 0 | 0 | 0 | 0 | 0 | 0 | 0 | 0 | 0 | 0 | 0 | 0 | 0 | 0 | 0 | 0 | 0 | 0 | 0 | 0 | 0 | 0 | 0 | 0 | 0 | 0 | 0 | 0 | 0 | 0 | 0 | 0 | 0 | 0 | 0.13324 | 0.13324 | 0.13324 | 0.099926 | 0.099926 | 0.099926 | 0.099926 | 0 | 0 | 0 | 0 | 0 | 0 | 0 | 3.1176 | 3.1176 | 3.1176 | 2.3382 | 2.3382 | 2.3382 | 2.3382 | 0 | 0 | 0 | 0 | 0 | 0 | 0 | 0 | 0 | 0 | 0 | 0 | 0 | 0 | 0 | 0 | 0 | 0 | 0 | 0 | 0 | 0 | 0 | 0 | 0 | 0 | 0 | 0 | 0 | 0 | 0 | 0 | 0 | 0 | 0 | HighSchool Class (in session) ILit Cls | HighSchool Class (in session) ILit Cls | 2 | 5 | 5 | HighSchool Class (in session) ILit2 Cls | HighSchool Class (in session) ILit Cls | HighSchool Class (in session) ILit Cls | 2 | 5 | 5 | 2 | 1.0602 | 0.04 | 0.05 | 0.05 | 0.05 | 0.05 | 0.05 | 0.05 | 0.05 | 0.05 | 0.05 | 0.05 | 0.05 | 0.05 | 0.05 | 0.05 | 0.05 | 0.05 | 0.05 | 0.05 | 0.05 | 0.05 | 0.05 | 0.05 | 0.05 | 0.05 | 1.1044 | 0.04 | 0.05 | 0.05 | 0.05 | 0.05 | 0.05 | 0.05 | 0.05 | 0.05 | 0.05 | 0.05 | 0.05 | 0.05 | 0.05 | 0.05 | 0.05 | 0.05 | 0.05 | 0.05 | 0.05 | 0.05 | 0.05 | 0.05 | 0.05 | 0.05 | 0 | 0 | 0 | 0 | 0 | 0 | 0 | 0 | 0 | 0 | 0 | 0 | 0 | 0 | 0 | 0 | 0 | 0 | 0 | 0 | 0 | 0 | 0 | 0 | 0 | 0 | 0 | 0 | 0 | 0 | 0 | 0 | 0 | 0 | 0 | 0 | 0 | 0 | 0 | 0 | 0 | 0 | 0 | 0 | 0 | 0 | 0 | 0 | 20 | 0.4 | 0.36 | 0.13 | 0.11 | 0.52632 | 0 | 0 | 0 | 0 | 0 | 0 | 0 | 0 |  | 0.080171 | 0.080171 | 0.077975 | 0.080414 | 0.080994 | 0.080801 | 0.080801 | Education - Secondary School - Classroom/Lecture - Sun | 12 | 7 | 16 | 0 | 38.1684 | 0 | 0 | 0 | 38.1684 | 0 | 0 | 0 | 1.0602 | 0 | 0 | 0 | 0 | 0 | 0 | 0 | 0 | 0 | 0 | 0 | 0 | 0 | 0 | 0 | 0 | 0 | 0 | 0 | 0 | 0 | 0 | 0 | 0 |  | 0 | 39.7568 | 0 | 0 | 0 | 39.7568 | 0 | 0 | 0 | 1.1044 | 0 | 0 | 0 | 0 | 0 | 0 | 0 | 0 | 0 | 0 | 0 | 0 | 0 | 0 | 0 | 0 | 0 | 0 | 0 | 0 | 0 | 0 | 0 | 0 | 0.88353 | 0.8 | 0.9203 | 0.8
403 | 4 | 3 | 7 | 3 |  |  |  |  | Education - Secondary School | Classroom/Lecture | Education - Secondary School - Classroom/Lecture |  | Education - Secondary School | Education - Secondary School - Classroom/Lecture | HighSchool Class (in session) | Hol | Closed | 7 | 7 | 0.58856 | 1.4007 | 1.4007 | 1.4007 | 1.0505 | 1.0505 | 1.0505 | 1.0505 | 0 | 0 | 0 | 0 | 0 | 0 | 0 | 6.1183 | 6.1183 | 6.1183 | 4.5887 | 4.5887 | 4.5887 | 4.5887 | 0 | 0 | 0 | 0 | 0 | 0 | 0 | 0 | 0 | 0 | 0 | 0 | 0 | 0 | 0 | 0 | 0 | 0 | 0 | 0 | 0 | 0 | 0 | 0 | 0 | 0 | 0 | 0 | 0 | 0 | 0 | 0 | 0 | 0 | 0 | 0.13324 | 0.13324 | 0.13324 | 0.099926 | 0.099926 | 0.099926 | 0.099926 | 0 | 0 | 0 | 0 | 0 | 0 | 0 | 0.60621 | 0.60621 | 0.60621 | 0.45465 | 0.45465 | 0.45465 | 0.45465 | 0 | 0 | 0 | 0 | 0 | 0 | 0 | 0 | 0 | 0 | 0 | 0 | 0 | 0 | 0 | 0 | 0 | 0 | 0 | 0 | 0 | 0 | 0 | 0 | 0 | 0 | 0 | 0 | 0 | 0 | 0 | 0 | 0 | 0 | 0 | HighSchool Class (in session) ILit Cls | HighSchool Class (in session) ILit Cls | 2 | 5 | 5 | HighSchool Class (in session) ILit2 Cls | HighSchool Class (in session) ILit Cls | HighSchool Class (in session) ILit Cls | 2 | 5 | 5 | 2 | 1.0602 | 0.04 | 0.05 | 0.05 | 0.05 | 0.05 | 0.05 | 0.05 | 0.05 | 0.05 | 0.05 | 0.05 | 0.05 | 0.05 | 0.05 | 0.05 | 0.05 | 0.05 | 0.05 | 0.05 | 0.05 | 0.05 | 0.05 | 0.05 | 0.05 | 0.05 | 1.1044 | 0.04 | 0.05 | 0.05 | 0.05 | 0.05 | 0.05 | 0.05 | 0.05 | 0.05 | 0.05 | 0.05 | 0.05 | 0.05 | 0.05 | 0.05 | 0.05 | 0.05 | 0.05 | 0.05 | 0.05 | 0.05 | 0.05 | 0.05 | 0.05 | 0.05 | 0 | 0 | 0 | 0 | 0 | 0 | 0 | 0 | 0 | 0 | 0 | 0 | 0 | 0 | 0 | 0 | 0 | 0 | 0 | 0 | 0 | 0 | 0 | 0 | 0 | 0 | 0 | 0 | 0 | 0 | 0 | 0 | 0 | 0 | 0 | 0 | 0 | 0 | 0 | 0 | 0 | 0 | 0 | 0 | 0 | 0 | 0 | 0 | 20 | 0.4 | 0.36 | 0.13 | 0.11 | 0.52632 | 0 | 0 | 0 | 0 | 0 | 0 | 0 | 0 |  | 0.080171 | 0.080171 | 0.077975 | 0.080414 | 0.080994 | 0.080801 | 0.080801 | Education - Secondary School - Classroom/Lecture - Hol | 14 | 7 | 16 | 0 | 7.4216 | 0 | 0 | 0 | 7.4216 | 0 | 0 | 0 | 1.0602 | 0 | 0 | 0 | 0 | 0 | 0 | 0 | 0 | 0 | 0 | 0 | 0 | 0 | 0 | 0 | 0 | 0 | 0 | 0 | 0 | 0 | 0 | 0 | 0 |  | 0 | 7.7305 | 0 | 0 | 0 | 7.7305 | 0 | 0 | 0 | 1.1044 | 0 | 0 | 0 | 0 | 0 | 0 | 0 | 0 | 0 | 0 | 0 | 0 | 0 | 0 | 0 | 0 | 0 | 0 | 0 | 0 | 0 | 0 | 0 | 0 | 0.88353 | 0.8 | 0.9203 | 0.8
404 | 4 | 4 | 8 | 4 |  | Education - Secondary School |  | Education - Secondary School - Classroom/Lecture | Education - Secondary School | Classroom/Lecture | Education - Secondary School - Classroom/Lecture |  | Education - Secondary School | Education - Secondary School - Classroom/Lecture | HighSchool Class (in session) | all | Open | 188 | 188 | 0.58856 | 1.4007 | 1.4007 | 1.4007 | 1.0505 | 1.0505 | 1.0505 | 1.0505 | 0 | 0 | 0 | 0 | 0 | 0 | 0 | 1588.4263 | 1588.4263 | 1588.4263 | 1191.3197 | 1191.3197 | 1191.3197 | 1191.3197 | 0.46166 | 0.46166 | 0.46166 | 0.34624 | 0.34624 | 0.34624 | 0.34624 | 0 | 0 | 0 | 0 | 0 | 0 | 0 | 0 | 0 | 0 | 0 | 0 | 0 | 0 | 0.56 | 0.56 | 0.56 | 0.56 | 0.56 | 0.56 | 0.56 | 0.62112 | 0.62112 | 0.60925 | 0.61867 | 0.6229 | 0.62151 | 0.62151 | 0.13324 | 0.13324 | 0.13324 | 0.099926 | 0.099926 | 0.099926 | 0.099926 | 0 | 0 | 0 | 0 | 0 | 0 | 0 | 160.039 | 160.039 | 160.039 | 120.0292 | 120.0292 | 120.0292 | 120.0292 | 0.044211 | 0.044211 | 0.044211 | 0.033158 | 0.033158 | 0.033158 | 0.033158 | 0 | 0 | 0 | 0 | 0 | 0 | 0 | 0 | 0 | 0 | 0 | 0 | 0 | 0 | 0.56379 | 0.56379 | 0.56379 | 0.56379 | 0.56379 | 0.56379 | 0.56379 | 0.62622 | 0.62622 | 0.6145 | 0.62421 | 0.62803 | 0.62665 | 0.62665 | HighSchool Class (in session) ILit all | HighSchool Class (in session) ILit all | 3033 | 5 | 100 | HighSchool Class (in session) ILit2 all | HighSchool Class (in session) ILit all | HighSchool Class (in session) ILit all | 3033 | 6.5 | 100 | 3033 | 10.2489 | 0.56 | 0.05 | 0.05 | 0.05 | 0.05 | 0.05 | 0.6 | 0.6 | 0.6 | 0.6 | 1 | 1 | 1 | 1 | 1 | 1 | 0.55 | 0.55 | 0.55 | 0.55 | 0.35 | 0.1 | 0.1 | 0.1 | 0.1 | 10.8556 | 0.56379 | 0.065 | 0.065 | 0.065 | 0.065 | 0.065 | 0.60632 | 0.60632 | 0.60632 | 0.60632 | 1 | 1 | 1 | 1 | 1 | 1 | 0.55711 | 0.55711 | 0.55711 | 0.55711 | 0.36026 | 0.11421 | 0.11421 | 0.11421 | 0.11421 | 0 | 0 | 0 | 0 | 0 | 0.57895 | 0.57895 | 0.57895 | 0.57895 | 1 | 1 | 1 | 1 | 1 | 1 | 0.52632 | 0.52632 | 0.52632 | 0.52632 | 0.31579 | 0.052632 | 0.052632 | 0.052632 | 0.052632 | 0 | 0 | 0 | 0 | 0 | 0.57895 | 0.57895 | 0.57895 | 0.57895 | 1 | 1 | 1 | 1 | 1 | 1 | 0.52632 | 0.52632 | 0.52632 | 0.52632 | 0.31579 | 0.052632 | 0.052632 | 0.052632 | 0.052632 | 20 | 0.4 | 0.36 | 0.13 | 0.11 | 0.52632 | 0.065225 | 0.053771 | 0.053771 | 0.053771 | 0.040328 | 0.040328 | 0.040328 | 0.040328 | Education - Secondary School | 0.080171 | 0.080171 | 0.077975 | 0.080414 | 0.080994 | 0.080801 | 0.080801 | Education - Secondary School - Classroom/Lecture - all | 16 | 7 | 18 | 1673.2 | 253.5949 | 1673.2 | 253.5949 | 0 | 0 | 8.9 | 1.3489 | 0 | 0 | 0 | 0 | 0 | 0 | 0 | 0 | 0.6 | 0.6 | 0.6 | 1 | 1 | 1 | 1 | 1 | 1 | 0.55 | 0.55 | 0 | 0 | 0 | 0 | 0 | 0 | 0 |  | 1679.4337 | 361.4246 | 1679.4337 | 361.4246 | 0 | 0 | 8.9332 | 1.9225 | 0 | 0 | 0 | 0 | 0 | 0 | 0 | 0 | 0.60632 | 0.60632 | 0.60632 | 1 | 1 | 1 | 1 | 1 | 1 | 0.55711 | 0.55711 | 0 | 0 | 0 | 0 | 0 | 0 | 0 | 0.88353 | 0.8 | 0.9203 | 0.8
405 | 4 | 5 | 5 | 5 |  |  |  |  | Education - Secondary School | Classroom/Lecture | Education - Secondary School - Classroom/Lecture | (break) | Education - Secondary School (break) | Education - Secondary School - Classroom/Lecture (break) | HighSchool Class (break) | Sat | Closed | 16 | 16 | 0.58856 | 1.4007 | 1.4007 | 1.4007 | 1.0505 | 1.0505 | 1.0505 | 1.0505 | 0 | 0 | 0 | 0 | 0 | 0 | 0 | 5.5939 | 5.5939 | 5.5939 | 4.1954 | 4.1954 | 4.1954 | 4.1954 | 0 | 0 | 0 | 0 | 0 | 0 | 0 | 0 | 0 | 0 | 0 | 0 | 0 | 0 | 0 | 0 | 0 | 0 | 0 | 0 | 0 | 0 | 0 | 0 | 0 | 0 | 0 | 0 | 0 | 0 | 0 | 0 | 0 | 0 | 0 | 0.13324 | 0.13324 | 0.13324 | 0.099926 | 0.099926 | 0.099926 | 0.099926 | 0 | 0 | 0 | 0 | 0 | 0 | 0 | 0.55425 | 0.55425 | 0.55425 | 0.41568 | 0.41568 | 0.41568 | 0.41568 | 0 | 0 | 0 | 0 | 0 | 0 | 0 | 0 | 0 | 0 | 0 | 0 | 0 | 0 | 0 | 0 | 0 | 0 | 0 | 0 | 0 | 0 | 0 | 0 | 0 | 0 | 0 | 0 | 0 | 0 | 0 | 0 | 0 | 0 | 0 | HighSchool Class (break) ILit Cls | HighSchool Class (break) ILit Cls | 2 | 2 | 2 | HighSchool Class (break) ILit2 Cls | HighSchool Class (break) ILit Cls | HighSchool Class (break) ILit Cls | 2 | 2 | 2 | 2 | 0.42409 | 0.02 | 0.02 | 0.02 | 0.02 | 0.02 | 0.02 | 0.02 | 0.02 | 0.02 | 0.02 | 0.02 | 0.02 | 0.02 | 0.02 | 0.02 | 0.02 | 0.02 | 0.02 | 0.02 | 0.02 | 0.02 | 0.02 | 0.02 | 0.02 | 0.02 | 0.44174 | 0.02 | 0.02 | 0.02 | 0.02 | 0.02 | 0.02 | 0.02 | 0.02 | 0.02 | 0.02 | 0.02 | 0.02 | 0.02 | 0.02 | 0.02 | 0.02 | 0.02 | 0.02 | 0.02 | 0.02 | 0.02 | 0.02 | 0.02 | 0.02 | 0.02 | 0 | 0 | 0 | 0 | 0 | 0 | 0 | 0 | 0 | 0 | 0 | 0 | 0 | 0 | 0 | 0 | 0 | 0 | 0 | 0 | 0 | 0 | 0 | 0 | 0 | 0 | 0 | 0 | 0 | 0 | 0 | 0 | 0 | 0 | 0 | 0 | 0 | 0 | 0 | 0 | 0 | 0 | 0 | 0 | 0 | 0 | 0 | 0 | 20 | 0.4 | 0.36 | 0.13 | 0.11 | 0.52632 | 0 | 0 | 0 | 0 | 0 | 0 | 0 | 0 |  | 0.0025468 | 0.0025468 | 0.0025307 | 0.0025692 | 0.0025682 | 0.0025679 | 0.0025679 | Education - Secondary School - Classroom/Lecture - (break) - Sat | 10 | 7 | 16 | 0 | 6.7855 | 0 | 0 | 0 | 6.7855 | 0 | 0 | 0 | 0.42409 | 0 | 0 | 0 | 0 | 0 | 0 | 0 | 0 | 0 | 0 | 0 | 0 | 0 | 0 | 0 | 0 | 0 | 0 | 0 | 0 | 0 | 0 | 0 | 0 |  | 0 | 7.0679 | 0 | 0 | 0 | 7.0679 | 0 | 0 | 0 | 0.44174 | 0 | 0 | 0 | 0 | 0 | 0 | 0 | 0 | 0 | 0 | 0 | 0 | 0 | 0 | 0 | 0 | 0 | 0 | 0 | 0 | 0 | 0 | 0 | 0 | 0.88353 | 0.8 | 0.9203 | 0.8
406 | 4 | 6 | 6 | 6 |  |  |  |  | Education - Secondary School | Classroom/Lecture | Education - Secondary School - Classroom/Lecture | (break) | Education - Secondary School (break) | Education - Secondary School - Classroom/Lecture (break) | HighSchool Class (break) | Sun | Closed | 16 | 16 | 0.58856 | 1.4007 | 1.4007 | 1.4007 | 1.0505 | 1.0505 | 1.0505 | 1.0505 | 0 | 0 | 0 | 0 | 0 | 0 | 0 | 5.5939 | 5.5939 | 5.5939 | 4.1954 | 4.1954 | 4.1954 | 4.1954 | 0 | 0 | 0 | 0 | 0 | 0 | 0 | 0 | 0 | 0 | 0 | 0 | 0 | 0 | 0 | 0 | 0 | 0 | 0 | 0 | 0 | 0 | 0 | 0 | 0 | 0 | 0 | 0 | 0 | 0 | 0 | 0 | 0 | 0 | 0 | 0.13324 | 0.13324 | 0.13324 | 0.099926 | 0.099926 | 0.099926 | 0.099926 | 0 | 0 | 0 | 0 | 0 | 0 | 0 | 0.55425 | 0.55425 | 0.55425 | 0.41568 | 0.41568 | 0.41568 | 0.41568 | 0 | 0 | 0 | 0 | 0 | 0 | 0 | 0 | 0 | 0 | 0 | 0 | 0 | 0 | 0 | 0 | 0 | 0 | 0 | 0 | 0 | 0 | 0 | 0 | 0 | 0 | 0 | 0 | 0 | 0 | 0 | 0 | 0 | 0 | 0 | HighSchool Class (break) ILit Cls | HighSchool Class (break) ILit Cls | 2 | 2 | 2 | HighSchool Class (break) ILit2 Cls | HighSchool Class (break) ILit Cls | HighSchool Class (break) ILit Cls | 2 | 2 | 2 | 2 | 0.42409 | 0.02 | 0.02 | 0.02 | 0.02 | 0.02 | 0.02 | 0.02 | 0.02 | 0.02 | 0.02 | 0.02 | 0.02 | 0.02 | 0.02 | 0.02 | 0.02 | 0.02 | 0.02 | 0.02 | 0.02 | 0.02 | 0.02 | 0.02 | 0.02 | 0.02 | 0.44174 | 0.02 | 0.02 | 0.02 | 0.02 | 0.02 | 0.02 | 0.02 | 0.02 | 0.02 | 0.02 | 0.02 | 0.02 | 0.02 | 0.02 | 0.02 | 0.02 | 0.02 | 0.02 | 0.02 | 0.02 | 0.02 | 0.02 | 0.02 | 0.02 | 0.02 | 0 | 0 | 0 | 0 | 0 | 0 | 0 | 0 | 0 | 0 | 0 | 0 | 0 | 0 | 0 | 0 | 0 | 0 | 0 | 0 | 0 | 0 | 0 | 0 | 0 | 0 | 0 | 0 | 0 | 0 | 0 | 0 | 0 | 0 | 0 | 0 | 0 | 0 | 0 | 0 | 0 | 0 | 0 | 0 | 0 | 0 | 0 | 0 | 20 | 0.4 | 0.36 | 0.13 | 0.11 | 0.52632 | 0 | 0 | 0 | 0 | 0 | 0 | 0 | 0 |  | 0.0025468 | 0.0025468 | 0.0025307 | 0.0025692 | 0.0025682 | 0.0025679 | 0.0025679 | Education - Secondary School - Classroom/Lecture - (break) - Sun | 12 | 7 | 16 | 0 | 6.7855 | 0 | 0 | 0 | 6.7855 | 0 | 0 | 0 | 0.42409 | 0 | 0 | 0 | 0 | 0 | 0 | 0 | 0 | 0 | 0 | 0 | 0 | 0 | 0 | 0 | 0 | 0 | 0 | 0 | 0 | 0 | 0 | 0 | 0 |  | 0 | 7.0679 | 0 | 0 | 0 | 7.0679 | 0 | 0 | 0 | 0.44174 | 0 | 0 | 0 | 0 | 0 | 0 | 0 | 0 | 0 | 0 | 0 | 0 | 0 | 0 | 0 | 0 | 0 | 0 | 0 | 0 | 0 | 0 | 0 | 0 | 0.88353 | 0.8 | 0.9203 | 0.8
407 | 4 | 7 | 7 | 7 |  |  |  |  | Education - Secondary School | Classroom/Lecture | Education - Secondary School - Classroom/Lecture | (break) | Education - Secondary School (break) | Education - Secondary School - Classroom/Lecture (break) | HighSchool Class (break) | Hol | Closed | 3 | 3 | 0.58856 | 1.4007 | 1.4007 | 1.4007 | 1.0505 | 1.0505 | 1.0505 | 1.0505 | 0 | 0 | 0 | 0 | 0 | 0 | 0 | 1.0489 | 1.0489 | 1.0489 | 0.78664 | 0.78664 | 0.78664 | 0.78664 | 0 | 0 | 0 | 0 | 0 | 0 | 0 | 0 | 0 | 0 | 0 | 0 | 0 | 0 | 0 | 0 | 0 | 0 | 0 | 0 | 0 | 0 | 0 | 0 | 0 | 0 | 0 | 0 | 0 | 0 | 0 | 0 | 0 | 0 | 0 | 0.13324 | 0.13324 | 0.13324 | 0.099926 | 0.099926 | 0.099926 | 0.099926 | 0 | 0 | 0 | 0 | 0 | 0 | 0 | 0.10392 | 0.10392 | 0.10392 | 0.077941 | 0.077941 | 0.077941 | 0.077941 | 0 | 0 | 0 | 0 | 0 | 0 | 0 | 0 | 0 | 0 | 0 | 0 | 0 | 0 | 0 | 0 | 0 | 0 | 0 | 0 | 0 | 0 | 0 | 0 | 0 | 0 | 0 | 0 | 0 | 0 | 0 | 0 | 0 | 0 | 0 | HighSchool Class (break) ILit Cls | HighSchool Class (break) ILit Cls | 2 | 2 | 2 | HighSchool Class (break) ILit2 Cls | HighSchool Class (break) ILit Cls | HighSchool Class (break) ILit Cls | 2 | 2 | 2 | 2 | 0.42409 | 0.02 | 0.02 | 0.02 | 0.02 | 0.02 | 0.02 | 0.02 | 0.02 | 0.02 | 0.02 | 0.02 | 0.02 | 0.02 | 0.02 | 0.02 | 0.02 | 0.02 | 0.02 | 0.02 | 0.02 | 0.02 | 0.02 | 0.02 | 0.02 | 0.02 | 0.44174 | 0.02 | 0.02 | 0.02 | 0.02 | 0.02 | 0.02 | 0.02 | 0.02 | 0.02 | 0.02 | 0.02 | 0.02 | 0.02 | 0.02 | 0.02 | 0.02 | 0.02 | 0.02 | 0.02 | 0.02 | 0.02 | 0.02 | 0.02 | 0.02 | 0.02 | 0 | 0 | 0 | 0 | 0 | 0 | 0 | 0 | 0 | 0 | 0 | 0 | 0 | 0 | 0 | 0 | 0 | 0 | 0 | 0 | 0 | 0 | 0 | 0 | 0 | 0 | 0 | 0 | 0 | 0 | 0 | 0 | 0 | 0 | 0 | 0 | 0 | 0 | 0 | 0 | 0 | 0 | 0 | 0 | 0 | 0 | 0 | 0 | 20 | 0.4 | 0.36 | 0.13 | 0.11 | 0.52632 | 0 | 0 | 0 | 0 | 0 | 0 | 0 | 0 |  | 0.0025468 | 0.0025468 | 0.0025307 | 0.0025692 | 0.0025682 | 0.0025679 | 0.0025679 | Education - Secondary School - Classroom/Lecture - (break) - Hol | 14 | 7 | 16 | 0 | 1.2723 | 0 | 0 | 0 | 1.2723 | 0 | 0 | 0 | 0.42409 | 0 | 0 | 0 | 0 | 0 | 0 | 0 | 0 | 0 | 0 | 0 | 0 | 0 | 0 | 0 | 0 | 0 | 0 | 0 | 0 | 0 | 0 | 0 | 0 |  | 0 | 1.3252 | 0 | 0 | 0 | 1.3252 | 0 | 0 | 0 | 0.44174 | 0 | 0 | 0 | 0 | 0 | 0 | 0 | 0 | 0 | 0 | 0 | 0 | 0 | 0 | 0 | 0 | 0 | 0 | 0 | 0 | 0 | 0 | 0 | 0 | 0.88353 | 0.8 | 0.9203 | 0.8
408 | 4 | 8 | 8 | 8 |  | Education - Secondary School (break) | Education - Secondary School - Classroom/Lecture | Education - Secondary School - Classroom/Lecture (break) | Education - Secondary School | Classroom/Lecture | Education - Secondary School - Classroom/Lecture | (break) | Education - Secondary School (break) | Education - Secondary School - Classroom/Lecture (break) | HighSchool Class (break) | all | Closed | 63 | 63 | 0.58856 | 1.4007 | 1.4007 | 1.4007 | 1.0505 | 1.0505 | 1.0505 | 1.0505 | 0.82439 | 0.82439 | 0.82439 | 0.61829 | 0.61829 | 0.61829 | 0.61829 | 22.0259 | 22.0259 | 22.0259 | 16.5194 | 16.5194 | 16.5194 | 16.5194 | 0.016488 | 0.016488 | 0.016488 | 0.012366 | 0.012366 | 0.012366 | 0.012366 | 2152.3063 | 2152.3063 | 2152.3063 | 2152.3063 | 2152.3063 | 2152.3063 | 2152.3063 | 0 | 0 | 0 | 0 | 0 | 0 | 0 | 0.02 | 0.02 | 0.02 | 0.02 | 0.02 | 0.02 | 0.02 | 0.02 | 0.02 | 0.02 | 0.02 | 0.02 | 0.02 | 0.02 | 0.13324 | 0.13324 | 0.13324 | 0.099926 | 0.099926 | 0.099926 | 0.099926 | 0.078417 | 0.078417 | 0.078417 | 0.058813 | 0.058813 | 0.058813 | 0.058813 | 2.1823 | 2.1823 | 2.1823 | 1.6368 | 1.6368 | 1.6368 | 1.6368 | 0.0015683 | 0.0015683 | 0.0015683 | 0.0011763 | 0.0011763 | 0.0011763 | 0.0011763 | 2283.2092 | 2283.2092 | 2283.2092 | 2283.2092 | 2283.2092 | 2283.2092 | 2283.2092 | 0 | 0 | 0 | 0 | 0 | 0 | 0 | 0.02 | 0.02 | 0.02 | 0.02 | 0.02 | 0.02 | 0.02 | 0.02 | 0.02 | 0.02 | 0.02 | 0.02 | 0.02 | 0.02 | HighSchool Class (break) ILit Cls | HighSchool Class (break) ILit Cls | 2 | 2 | 2 | HighSchool Class (break) ILit2 Cls | HighSchool Class (break) ILit Cls | HighSchool Class (break) ILit Cls | 2 | 2 | 2 | 2 | 0.42409 | 0.02 | 0.02 | 0.02 | 0.02 | 0.02 | 0.02 | 0.02 | 0.02 | 0.02 | 0.02 | 0.02 | 0.02 | 0.02 | 0.02 | 0.02 | 0.02 | 0.02 | 0.02 | 0.02 | 0.02 | 0.02 | 0.02 | 0.02 | 0.02 | 0.02 | 0.44174 | 0.02 | 0.02 | 0.02 | 0.02 | 0.02 | 0.02 | 0.02 | 0.02 | 0.02 | 0.02 | 0.02 | 0.02 | 0.02 | 0.02 | 0.02 | 0.02 | 0.02 | 0.02 | 0.02 | 0.02 | 0.02 | 0.02 | 0.02 | 0.02 | 0.02 | 0 | 0 | 0 | 0 | 0 | 0 | 0 | 0 | 0 | 0 | 0 | 0 | 0 | 0 | 0 | 0 | 0 | 0 | 0 | 0 | 0 | 0 | 0 | 0 | 0 | 0 | 0 | 0 | 0 | 0 | 0 | 0 | 0 | 0 | 0 | 0 | 0 | 0 | 0 | 0 | 0 | 0 | 0 | 0 | 0 | 0 | 0 | 0 | 20 | 0.4 | 0.36 | 0.13 | 0.11 | 0.52632 | 0.0023295 | 0.0019204 | 0.0019204 | 0.0019204 | 0.0014403 | 0.0014403 | 0.0014403 | 0.0014403 | Education - Secondary School (break) | 0.0025468 | 0.0025468 | 0.0025307 | 0.0025692 | 0.0025682 | 0.0025679 | 0.0025679 | Education - Secondary School - Classroom/Lecture - (break) - all | 16 | 7 | 18 | 0 | 26.7178 | 0 | 26.7178 | 0 | 0 | 0 | 0.42409 | 0 | 0 | 0 | 0 | 0 | 0 | 0 | 0 | 0 | 0 | 0 | 0 | 0 | 0 | 0 | 0 | 0 | 0 | 0 | 0 | 0 | 0 | 0 | 0 | 0 | 0 |  | 0 | 27.8298 | 0 | 27.8298 | 0 | 0 | 0 | 0.44174 | 0 | 0 | 0 | 0 | 0 | 0 | 0 | 0 | 0 | 0 | 0 | 0 | 0 | 0 | 0 | 0 | 0 | 0 | 0 | 0 | 0 | 0 | 0 | 0 | 0 | 0 | 0.88353 | 0.8 | 0.9203 | 0.8
409 | 4 | 9 | 5 | 1 |  |  |  |  | Education - Secondary School | Computer Room (Instructional/PC Lab) | Education - Secondary School - Computer Room (Instructional/PC Lab) |  | Education - Secondary School | Education - Secondary School - Computer Room (Instructional/PC Lab) | HighSchool ComputerRm (in session) | Sat | Open | 36 | 36 | 0.020569 | 1.4007 | 1.4007 | 1.4007 | 1.4007 | 1.0505 | 1.0505 | 1.0505 | 0 | 0 | 0 | 0 | 0 | 0 | 0 | 3.973 | 3.973 | 3.973 | 3.973 | 2.9797 | 2.9797 | 2.9797 | 0 | 0 | 0 | 0 | 0 | 0 | 0 | 0 | 0 | 0 | 0 | 0 | 0 | 0 | 0 | 0 | 0 | 0 | 0 | 0 | 0 | 0 | 0 | 0 | 0 | 0 | 0 | 0 | 0 | 0 | 0 | 0 | 0 | 0 | 0 | 0.13324 | 0.13324 | 0.13324 | 0.13324 | 0.099926 | 0.099926 | 0.099926 | 0 | 0 | 0 | 0 | 0 | 0 | 0 | 0.46035 | 0.46035 | 0.46035 | 0.46035 | 0.34526 | 0.34526 | 0.34526 | 0 | 0 | 0 | 0 | 0 | 0 | 0 | 0 | 0 | 0 | 0 | 0 | 0 | 0 | 0 | 0 | 0 | 0 | 0 | 0 | 0 | 0 | 0 | 0 | 0 | 0 | 0 | 0 | 0 | 0 | 0 | 0 | 0 | 0 | 0 | HighSchool ComputerRm (in session) ILit Sat | HighSchool ComputerRm (in session) ILit all | 3061 | 5 | 40 | HighSchool ComputerRm (in session) ILit2 Sat | HighSchool ComputerRm (in session) ILit Sat | HighSchool ComputerRm (in session) ILit all | 3061 | 6.5 | 45 | 3061 | 3.8306 | 0.22667 | 0.05 | 0.05 | 0.05 | 0.05 | 0.05 | 0.05 | 0.05 | 0.4 | 0.4 | 0.4 | 0.4 | 0.4 | 0.4 | 0.4 | 0.4 | 0.4 | 0.05 | 0.05 | 0.05 | 0.05 | 0.05 | 0.05 | 0.05 | 0.05 | 4.6662 | 0.25733 | 0.065 | 0.065 | 0.065 | 0.065 | 0.065 | 0.065 | 0.065 | 0.45 | 0.45 | 0.45 | 0.45 | 0.45 | 0.45 | 0.45 | 0.45 | 0.45 | 0.065 | 0.065 | 0.065 | 0.065 | 0.065 | 0.065 | 0.065 | 0.065 | 0 | 0 | 0 | 0 | 0 | 0 | 0 | 1 | 1 | 1 | 1 | 1 | 1 | 1 | 1 | 1 | 0 | 0 | 0 | 0 | 0 | 0 | 0 | 0 | 0 | 0 | 0 | 0 | 0 | 0 | 0 | 1 | 1 | 1 | 1 | 1 | 1 | 1 | 1 | 1 | 0 | 0 | 0 | 0 | 0 | 0 | 0 | 0 | 20 | 0.4 | 0.36 | 0.13 | 0.11 | 0.52632 | 0 | 0 | 0 | 0 | 0 | 0 | 0 | 0 |  | 0.080171 | 0.080171 | 0.077975 | 0.080414 | 0.080994 | 0.080801 | 0.080801 | Education - Secondary School - Computer Room (Instructional/PC Lab) - Sat | 10 | 7 | 16 | 117 | 20.9019 | 0 | 0 | 117 | 20.9019 | 0 | 0 | 3.25 | 0.58061 | 0 | 0 | 0 | 0 | 0 | 0 | 0.05 | 0.4 | 0.4 | 0.4 | 0.4 | 0.4 | 0.4 | 0.4 | 0.4 | 0 | 0 | 0 | 0 | 0 | 0 | 0 | 0 | 0 |  | 131.94 | 36.0421 | 0 | 0 | 131.94 | 36.0421 | 0 | 0 | 3.665 | 1.0012 | 0 | 0 | 0 | 0 | 0 | 0 | 0.065 | 0.45 | 0.45 | 0.45 | 0.45 | 0.45 | 0.45 | 0.45 | 0.45 | 0 | 0 | 0 | 0 | 0 | 0 | 0 | 0 | 0 | 0.8806 | 0.8 | 0.92859 | 0.8
410 | 4 | 10 | 6 | 2 |  |  |  |  | Education - Secondary School | Computer Room (Instructional/PC Lab) | Education - Secondary School - Computer Room (Instructional/PC Lab) |  | Education - Secondary School | Education - Secondary School - Computer Room (Instructional/PC Lab) | HighSchool ComputerRm (in session) | Sun | Closed | 36 | 36 | 0.020569 | 1.4007 | 1.4007 | 1.4007 | 1.4007 | 1.0505 | 1.0505 | 1.0505 | 0 | 0 | 0 | 0 | 0 | 0 | 0 | 1.096 | 1.096 | 1.096 | 1.096 | 0.82199 | 0.82199 | 0.82199 | 0 | 0 | 0 | 0 | 0 | 0 | 0 | 0 | 0 | 0 | 0 | 0 | 0 | 0 | 0 | 0 | 0 | 0 | 0 | 0 | 0 | 0 | 0 | 0 | 0 | 0 | 0 | 0 | 0 | 0 | 0 | 0 | 0 | 0 | 0 | 0.13324 | 0.13324 | 0.13324 | 0.13324 | 0.099926 | 0.099926 | 0.099926 | 0 | 0 | 0 | 0 | 0 | 0 | 0 | 0.10993 | 0.10993 | 0.10993 | 0.10993 | 0.082451 | 0.082451 | 0.082451 | 0 | 0 | 0 | 0 | 0 | 0 | 0 | 0 | 0 | 0 | 0 | 0 | 0 | 0 | 0 | 0 | 0 | 0 | 0 | 0 | 0 | 0 | 0 | 0 | 0 | 0 | 0 | 0 | 0 | 0 | 0 | 0 | 0 | 0 | 0 | HighSchool ComputerRm (in session) ILit Cls | HighSchool ComputerRm (in session) ILit Cls | 2 | 5 | 5 | HighSchool ComputerRm (in session) ILit2 Cls | HighSchool ComputerRm (in session) ILit Cls | HighSchool ComputerRm (in session) ILit Cls | 2 | 5 | 5 | 2 | 1.0567 | 0.04 | 0.05 | 0.05 | 0.05 | 0.05 | 0.05 | 0.05 | 0.05 | 0.05 | 0.05 | 0.05 | 0.05 | 0.05 | 0.05 | 0.05 | 0.05 | 0.05 | 0.05 | 0.05 | 0.05 | 0.05 | 0.05 | 0.05 | 0.05 | 0.05 | 1.1143 | 0.04 | 0.05 | 0.05 | 0.05 | 0.05 | 0.05 | 0.05 | 0.05 | 0.05 | 0.05 | 0.05 | 0.05 | 0.05 | 0.05 | 0.05 | 0.05 | 0.05 | 0.05 | 0.05 | 0.05 | 0.05 | 0.05 | 0.05 | 0.05 | 0.05 | 0 | 0 | 0 | 0 | 0 | 0 | 0 | 0 | 0 | 0 | 0 | 0 | 0 | 0 | 0 | 0 | 0 | 0 | 0 | 0 | 0 | 0 | 0 | 0 | 0 | 0 | 0 | 0 | 0 | 0 | 0 | 0 | 0 | 0 | 0 | 0 | 0 | 0 | 0 | 0 | 0 | 0 | 0 | 0 | 0 | 0 | 0 | 0 | 20 | 0.4 | 0.36 | 0.13 | 0.11 | 0.52632 | 0 | 0 | 0 | 0 | 0 | 0 | 0 | 0 |  | 0.080171 | 0.080171 | 0.077975 | 0.080414 | 0.080994 | 0.080801 | 0.080801 | Education - Secondary School - Computer Room (Instructional/PC Lab) - Sun | 12 | 7 | 16 | 0 | 38.0419 | 0 | 0 | 0 | 38.0419 | 0 | 0 | 0 | 1.0567 | 0 | 0 | 0 | 0 | 0 | 0 | 0 | 0 | 0 | 0 | 0 | 0 | 0 | 0 | 0 | 0 | 0 | 0 | 0 | 0 | 0 | 0 | 0 | 0 |  | 0 | 40.1151 | 0 | 0 | 0 | 40.1151 | 0 | 0 | 0 | 1.1143 | 0 | 0 | 0 | 0 | 0 | 0 | 0 | 0 | 0 | 0 | 0 | 0 | 0 | 0 | 0 | 0 | 0 | 0 | 0 | 0 | 0 | 0 | 0 | 0 | 0.8806 | 0.8 | 0.92859 | 0.8
411 | 4 | 11 | 7 | 3 |  |  |  |  | Education - Secondary School | Computer Room (Instructional/PC Lab) | Education - Secondary School - Computer Room (Instructional/PC Lab) |  | Education - Secondary School | Education - Secondary School - Computer Room (Instructional/PC Lab) | HighSchool ComputerRm (in session) | Hol | Closed | 7 | 7 | 0.020569 | 1.4007 | 1.4007 | 1.4007 | 1.4007 | 1.0505 | 1.0505 | 1.0505 | 0 | 0 | 0 | 0 | 0 | 0 | 0 | 0.21311 | 0.21311 | 0.21311 | 0.21311 | 0.15983 | 0.15983 | 0.15983 | 0 | 0 | 0 | 0 | 0 | 0 | 0 | 0 | 0 | 0 | 0 | 0 | 0 | 0 | 0 | 0 | 0 | 0 | 0 | 0 | 0 | 0 | 0 | 0 | 0 | 0 | 0 | 0 | 0 | 0 | 0 | 0 | 0 | 0 | 0 | 0.13324 | 0.13324 | 0.13324 | 0.13324 | 0.099926 | 0.099926 | 0.099926 | 0 | 0 | 0 | 0 | 0 | 0 | 0 | 0.021376 | 0.021376 | 0.021376 | 0.021376 | 0.016032 | 0.016032 | 0.016032 | 0 | 0 | 0 | 0 | 0 | 0 | 0 | 0 | 0 | 0 | 0 | 0 | 0 | 0 | 0 | 0 | 0 | 0 | 0 | 0 | 0 | 0 | 0 | 0 | 0 | 0 | 0 | 0 | 0 | 0 | 0 | 0 | 0 | 0 | 0 | HighSchool ComputerRm (in session) ILit Cls | HighSchool ComputerRm (in session) ILit Cls | 2 | 5 | 5 | HighSchool ComputerRm (in session) ILit2 Cls | HighSchool ComputerRm (in session) ILit Cls | HighSchool ComputerRm (in session) ILit Cls | 2 | 5 | 5 | 2 | 1.0567 | 0.04 | 0.05 | 0.05 | 0.05 | 0.05 | 0.05 | 0.05 | 0.05 | 0.05 | 0.05 | 0.05 | 0.05 | 0.05 | 0.05 | 0.05 | 0.05 | 0.05 | 0.05 | 0.05 | 0.05 | 0.05 | 0.05 | 0.05 | 0.05 | 0.05 | 1.1143 | 0.04 | 0.05 | 0.05 | 0.05 | 0.05 | 0.05 | 0.05 | 0.05 | 0.05 | 0.05 | 0.05 | 0.05 | 0.05 | 0.05 | 0.05 | 0.05 | 0.05 | 0.05 | 0.05 | 0.05 | 0.05 | 0.05 | 0.05 | 0.05 | 0.05 | 0 | 0 | 0 | 0 | 0 | 0 | 0 | 0 | 0 | 0 | 0 | 0 | 0 | 0 | 0 | 0 | 0 | 0 | 0 | 0 | 0 | 0 | 0 | 0 | 0 | 0 | 0 | 0 | 0 | 0 | 0 | 0 | 0 | 0 | 0 | 0 | 0 | 0 | 0 | 0 | 0 | 0 | 0 | 0 | 0 | 0 | 0 | 0 | 20 | 0.4 | 0.36 | 0.13 | 0.11 | 0.52632 | 0 | 0 | 0 | 0 | 0 | 0 | 0 | 0 |  | 0.080171 | 0.080171 | 0.077975 | 0.080414 | 0.080994 | 0.080801 | 0.080801 | Education - Secondary School - Computer Room (Instructional/PC Lab) - Hol | 14 | 7 | 16 | 0 | 7.397 | 0 | 0 | 0 | 7.397 | 0 | 0 | 0 | 1.0567 | 0 | 0 | 0 | 0 | 0 | 0 | 0 | 0 | 0 | 0 | 0 | 0 | 0 | 0 | 0 | 0 | 0 | 0 | 0 | 0 | 0 | 0 | 0 | 0 |  | 0 | 7.8002 | 0 | 0 | 0 | 7.8002 | 0 | 0 | 0 | 1.1143 | 0 | 0 | 0 | 0 | 0 | 0 | 0 | 0 | 0 | 0 | 0 | 0 | 0 | 0 | 0 | 0 | 0 | 0 | 0 | 0 | 0 | 0 | 0 | 0 | 0.8806 | 0.8 | 0.92859 | 0.8
412 | 4 | 12 | 8 | 4 |  | Education - Secondary School |  | Education - Secondary School - Computer Room (Instructional/PC Lab) | Education - Secondary School | Computer Room (Instructional/PC Lab) | Education - Secondary School - Computer Room (Instructional/PC Lab) |  | Education - Secondary School | Education - Secondary School - Computer Room (Instructional/PC Lab) | HighSchool ComputerRm (in session) | all | Open | 188 | 188 | 0.020569 | 1.4007 | 1.4007 | 1.4007 | 1.4007 | 1.0505 | 1.0505 | 1.0505 | 0 | 0 | 0 | 0 | 0 | 0 | 0 | 47.495 | 47.495 | 47.495 | 47.495 | 35.6213 | 35.6213 | 35.6213 | 0.013768 | 0.013768 | 0.013768 | 0.013768 | 0.010326 | 0.010326 | 0.010326 | 0 | 0 | 0 | 0 | 0 | 0 | 0 | 0 | 0 | 0 | 0 | 0 | 0 | 0 | 0.47789 | 0.47789 | 0.47789 | 0.47789 | 0.47789 | 0.47789 | 0.47789 | 0.62112 | 0.62112 | 0.60925 | 0.61867 | 0.6229 | 0.62151 | 0.62151 | 0.13324 | 0.13324 | 0.13324 | 0.13324 | 0.099926 | 0.099926 | 0.099926 | 0 | 0 | 0 | 0 | 0 | 0 | 0 | 5.3815 | 5.3815 | 5.3815 | 5.3815 | 4.0361 | 4.0361 | 4.0361 | 0.00147 | 0.00147 | 0.00147 | 0.00147 | 0.0011025 | 0.0011025 | 0.0011025 | 0 | 0 | 0 | 0 | 0 | 0 | 0 | 0 | 0 | 0 | 0 | 0 | 0 | 0 | 0.53642 | 0.53642 | 0.53642 | 0.53642 | 0.53642 | 0.53642 | 0.53642 | 0.62622 | 0.62622 | 0.6145 | 0.62421 | 0.62803 | 0.62665 | 0.62665 | HighSchool ComputerRm (in session) ILit all | HighSchool ComputerRm (in session) ILit all | 3060 | 5 | 85 | HighSchool ComputerRm (in session) ILit2 all | HighSchool ComputerRm (in session) ILit all | HighSchool ComputerRm (in session) ILit all | 3060 | 6.5 | 95 | 3060 | 8.7689 | 0.47789 | 0.05 | 0.05 | 0.05 | 0.05 | 0.05 | 0.51316 | 0.51316 | 0.51316 | 0.51316 | 0.85 | 0.85 | 0.85 | 0.85 | 0.85 | 0.85 | 0.47105 | 0.47105 | 0.47105 | 0.47105 | 0.30263 | 0.092105 | 0.092105 | 0.092105 | 0.092105 | 10.4452 | 0.53642 | 0.065 | 0.065 | 0.065 | 0.065 | 0.065 | 0.57737 | 0.57737 | 0.57737 | 0.57737 | 0.95 | 0.95 | 0.95 | 0.95 | 0.95 | 0.95 | 0.53079 | 0.53079 | 0.53079 | 0.53079 | 0.34447 | 0.11158 | 0.11158 | 0.11158 | 0.11158 | 0 | 0 | 0 | 0 | 0 | 0.57895 | 0.57895 | 0.57895 | 0.57895 | 1 | 1 | 1 | 1 | 1 | 1 | 0.52632 | 0.52632 | 0.52632 | 0.52632 | 0.31579 | 0.052632 | 0.052632 | 0.052632 | 0.052632 | 0 | 0 | 0 | 0 | 0 | 0.57895 | 0.57895 | 0.57895 | 0.57895 | 1 | 1 | 1 | 1 | 1 | 1 | 0.52632 | 0.52632 | 0.52632 | 0.52632 | 0.31579 | 0.052632 | 0.052632 | 0.052632 | 0.052632 | 20 | 0.4 | 0.36 | 0.13 | 0.11 | 0.52632 | 0.057061 | 0.0016439 | 0.0016439 | 0.0016439 | 0.0016439 | 0.0012329 | 0.0012329 | 0.0012329 | Education - Secondary School | 0.080171 | 0.080171 | 0.077975 | 0.080414 | 0.080994 | 0.080801 | 0.080801 | Education - Secondary School - Computer Room (Instructional/PC Lab) - all | 16 | 7 | 18 | 1425.3368 | 223.2196 | 1425.3368 | 223.2196 | 0 | 0 | 7.5816 | 1.1873 | 0 | 0 | 0 | 0 | 0 | 0 | 0 | 0 | 0.51316 | 0.51316 | 0.51316 | 0.85 | 0.85 | 0.85 | 0.85 | 0.85 | 0.85 | 0.47105 | 0.47105 | 0 | 0 | 0 | 0 | 0 | 0 | 0 |  | 1596.8126 | 366.8815 | 1596.8126 | 366.8815 | 0 | 0 | 8.4937 | 1.9515 | 0 | 0 | 0 | 0 | 0 | 0 | 0 | 0 | 0.57737 | 0.57737 | 0.57737 | 0.95 | 0.95 | 0.95 | 0.95 | 0.95 | 0.95 | 0.53079 | 0.53079 | 0 | 0 | 0 | 0 | 0 | 0 | 0 | 0.8806 | 0.8 | 0.92859 | 0.8
413 | 4 | 13 | 5 | 5 |  |  |  |  | Education - Secondary School | Computer Room (Instructional/PC Lab) | Education - Secondary School - Computer Room (Instructional/PC Lab) | (break) | Education - Secondary School (break) | Education - Secondary School - Computer Room (Instructional/PC Lab) (break) | HighSchool ComputerRm (break) | Sat | Closed | 16 | 16 | 0.020569 | 1.4007 | 1.4007 | 1.4007 | 1.4007 | 1.0505 | 1.0505 | 1.0505 | 0 | 0 | 0 | 0 | 0 | 0 | 0 | 0.19484 | 0.19484 | 0.19484 | 0.19484 | 0.14613 | 0.14613 | 0.14613 | 0 | 0 | 0 | 0 | 0 | 0 | 0 | 0 | 0 | 0 | 0 | 0 | 0 | 0 | 0 | 0 | 0 | 0 | 0 | 0 | 0 | 0 | 0 | 0 | 0 | 0 | 0 | 0 | 0 | 0 | 0 | 0 | 0 | 0 | 0 | 0.13324 | 0.13324 | 0.13324 | 0.13324 | 0.099926 | 0.099926 | 0.099926 | 0 | 0 | 0 | 0 | 0 | 0 | 0 | 0.019544 | 0.019544 | 0.019544 | 0.019544 | 0.014658 | 0.014658 | 0.014658 | 0 | 0 | 0 | 0 | 0 | 0 | 0 | 0 | 0 | 0 | 0 | 0 | 0 | 0 | 0 | 0 | 0 | 0 | 0 | 0 | 0 | 0 | 0 | 0 | 0 | 0 | 0 | 0 | 0 | 0 | 0 | 0 | 0 | 0 | 0 | HighSchool ComputerRm (break) ILit Cls | HighSchool ComputerRm (break) ILit Cls | 2 | 2 | 2 | HighSchool ComputerRm (break) ILit2 Cls | HighSchool ComputerRm (break) ILit Cls | HighSchool ComputerRm (break) ILit Cls | 2 | 2 | 2 | 2 | 0.42269 | 0.02 | 0.02 | 0.02 | 0.02 | 0.02 | 0.02 | 0.02 | 0.02 | 0.02 | 0.02 | 0.02 | 0.02 | 0.02 | 0.02 | 0.02 | 0.02 | 0.02 | 0.02 | 0.02 | 0.02 | 0.02 | 0.02 | 0.02 | 0.02 | 0.02 | 0.44572 | 0.02 | 0.02 | 0.02 | 0.02 | 0.02 | 0.02 | 0.02 | 0.02 | 0.02 | 0.02 | 0.02 | 0.02 | 0.02 | 0.02 | 0.02 | 0.02 | 0.02 | 0.02 | 0.02 | 0.02 | 0.02 | 0.02 | 0.02 | 0.02 | 0.02 | 0 | 0 | 0 | 0 | 0 | 0 | 0 | 0 | 0 | 0 | 0 | 0 | 0 | 0 | 0 | 0 | 0 | 0 | 0 | 0 | 0 | 0 | 0 | 0 | 0 | 0 | 0 | 0 | 0 | 0 | 0 | 0 | 0 | 0 | 0 | 0 | 0 | 0 | 0 | 0 | 0 | 0 | 0 | 0 | 0 | 0 | 0 | 0 | 20 | 0.4 | 0.36 | 0.13 | 0.11 | 0.52632 | 0 | 0 | 0 | 0 | 0 | 0 | 0 | 0 |  | 0.0025468 | 0.0025468 | 0.0025307 | 0.0025692 | 0.0025682 | 0.0025679 | 0.0025679 | Education - Secondary School - Computer Room (Instructional/PC Lab) - (break) - Sat | 10 | 7 | 16 | 0 | 6.763 | 0 | 0 | 0 | 6.763 | 0 | 0 | 0 | 0.42269 | 0 | 0 | 0 | 0 | 0 | 0 | 0 | 0 | 0 | 0 | 0 | 0 | 0 | 0 | 0 | 0 | 0 | 0 | 0 | 0 | 0 | 0 | 0 | 0 |  | 0 | 7.1316 | 0 | 0 | 0 | 7.1316 | 0 | 0 | 0 | 0.44572 | 0 | 0 | 0 | 0 | 0 | 0 | 0 | 0 | 0 | 0 | 0 | 0 | 0 | 0 | 0 | 0 | 0 | 0 | 0 | 0 | 0 | 0 | 0 | 0 | 0.8806 | 0.8 | 0.92859 | 0.8
414 | 4 | 14 | 6 | 6 |  |  |  |  | Education - Secondary School | Computer Room (Instructional/PC Lab) | Education - Secondary School - Computer Room (Instructional/PC Lab) | (break) | Education - Secondary School (break) | Education - Secondary School - Computer Room (Instructional/PC Lab) (break) | HighSchool ComputerRm (break) | Sun | Closed | 16 | 16 | 0.020569 | 1.4007 | 1.4007 | 1.4007 | 1.4007 | 1.0505 | 1.0505 | 1.0505 | 0 | 0 | 0 | 0 | 0 | 0 | 0 | 0.19484 | 0.19484 | 0.19484 | 0.19484 | 0.14613 | 0.14613 | 0.14613 | 0 | 0 | 0 | 0 | 0 | 0 | 0 | 0 | 0 | 0 | 0 | 0 | 0 | 0 | 0 | 0 | 0 | 0 | 0 | 0 | 0 | 0 | 0 | 0 | 0 | 0 | 0 | 0 | 0 | 0 | 0 | 0 | 0 | 0 | 0 | 0.13324 | 0.13324 | 0.13324 | 0.13324 | 0.099926 | 0.099926 | 0.099926 | 0 | 0 | 0 | 0 | 0 | 0 | 0 | 0.019544 | 0.019544 | 0.019544 | 0.019544 | 0.014658 | 0.014658 | 0.014658 | 0 | 0 | 0 | 0 | 0 | 0 | 0 | 0 | 0 | 0 | 0 | 0 | 0 | 0 | 0 | 0 | 0 | 0 | 0 | 0 | 0 | 0 | 0 | 0 | 0 | 0 | 0 | 0 | 0 | 0 | 0 | 0 | 0 | 0 | 0 | HighSchool ComputerRm (break) ILit Cls | HighSchool ComputerRm (break) ILit Cls | 2 | 2 | 2 | HighSchool ComputerRm (break) ILit2 Cls | HighSchool ComputerRm (break) ILit Cls | HighSchool ComputerRm (break) ILit Cls | 2 | 2 | 2 | 2 | 0.42269 | 0.02 | 0.02 | 0.02 | 0.02 | 0.02 | 0.02 | 0.02 | 0.02 | 0.02 | 0.02 | 0.02 | 0.02 | 0.02 | 0.02 | 0.02 | 0.02 | 0.02 | 0.02 | 0.02 | 0.02 | 0.02 | 0.02 | 0.02 | 0.02 | 0.02 | 0.44572 | 0.02 | 0.02 | 0.02 | 0.02 | 0.02 | 0.02 | 0.02 | 0.02 | 0.02 | 0.02 | 0.02 | 0.02 | 0.02 | 0.02 | 0.02 | 0.02 | 0.02 | 0.02 | 0.02 | 0.02 | 0.02 | 0.02 | 0.02 | 0.02 | 0.02 | 0 | 0 | 0 | 0 | 0 | 0 | 0 | 0 | 0 | 0 | 0 | 0 | 0 | 0 | 0 | 0 | 0 | 0 | 0 | 0 | 0 | 0 | 0 | 0 | 0 | 0 | 0 | 0 | 0 | 0 | 0 | 0 | 0 | 0 | 0 | 0 | 0 | 0 | 0 | 0 | 0 | 0 | 0 | 0 | 0 | 0 | 0 | 0 | 20 | 0.4 | 0.36 | 0.13 | 0.11 | 0.52632 | 0 | 0 | 0 | 0 | 0 | 0 | 0 | 0 |  | 0.0025468 | 0.0025468 | 0.0025307 | 0.0025692 | 0.0025682 | 0.0025679 | 0.0025679 | Education - Secondary School - Computer Room (Instructional/PC Lab) - (break) - Sun | 12 | 7 | 16 | 0 | 6.763 | 0 | 0 | 0 | 6.763 | 0 | 0 | 0 | 0.42269 | 0 | 0 | 0 | 0 | 0 | 0 | 0 | 0 | 0 | 0 | 0 | 0 | 0 | 0 | 0 | 0 | 0 | 0 | 0 | 0 | 0 | 0 | 0 | 0 |  | 0 | 7.1316 | 0 | 0 | 0 | 7.1316 | 0 | 0 | 0 | 0.44572 | 0 | 0 | 0 | 0 | 0 | 0 | 0 | 0 | 0 | 0 | 0 | 0 | 0 | 0 | 0 | 0 | 0 | 0 | 0 | 0 | 0 | 0 | 0 | 0 | 0.8806 | 0.8 | 0.92859 | 0.8
415 | 4 | 15 | 7 | 7 |  |  |  |  | Education - Secondary School | Computer Room (Instructional/PC Lab) | Education - Secondary School - Computer Room (Instructional/PC Lab) | (break) | Education - Secondary School (break) | Education - Secondary School - Computer Room (Instructional/PC Lab) (break) | HighSchool ComputerRm (break) | Hol | Closed | 3 | 3 | 0.020569 | 1.4007 | 1.4007 | 1.4007 | 1.4007 | 1.0505 | 1.0505 | 1.0505 | 0 | 0 | 0 | 0 | 0 | 0 | 0 | 0.036533 | 0.036533 | 0.036533 | 0.036533 | 0.0274 | 0.0274 | 0.0274 | 0 | 0 | 0 | 0 | 0 | 0 | 0 | 0 | 0 | 0 | 0 | 0 | 0 | 0 | 0 | 0 | 0 | 0 | 0 | 0 | 0 | 0 | 0 | 0 | 0 | 0 | 0 | 0 | 0 | 0 | 0 | 0 | 0 | 0 | 0 | 0.13324 | 0.13324 | 0.13324 | 0.13324 | 0.099926 | 0.099926 | 0.099926 | 0 | 0 | 0 | 0 | 0 | 0 | 0 | 0.0036645 | 0.0036645 | 0.0036645 | 0.0036645 | 0.0027484 | 0.0027484 | 0.0027484 | 0 | 0 | 0 | 0 | 0 | 0 | 0 | 0 | 0 | 0 | 0 | 0 | 0 | 0 | 0 | 0 | 0 | 0 | 0 | 0 | 0 | 0 | 0 | 0 | 0 | 0 | 0 | 0 | 0 | 0 | 0 | 0 | 0 | 0 | 0 | HighSchool ComputerRm (break) ILit Cls | HighSchool ComputerRm (break) ILit Cls | 2 | 2 | 2 | HighSchool ComputerRm (break) ILit2 Cls | HighSchool ComputerRm (break) ILit Cls | HighSchool ComputerRm (break) ILit Cls | 2 | 2 | 2 | 2 | 0.42269 | 0.02 | 0.02 | 0.02 | 0.02 | 0.02 | 0.02 | 0.02 | 0.02 | 0.02 | 0.02 | 0.02 | 0.02 | 0.02 | 0.02 | 0.02 | 0.02 | 0.02 | 0.02 | 0.02 | 0.02 | 0.02 | 0.02 | 0.02 | 0.02 | 0.02 | 0.44572 | 0.02 | 0.02 | 0.02 | 0.02 | 0.02 | 0.02 | 0.02 | 0.02 | 0.02 | 0.02 | 0.02 | 0.02 | 0.02 | 0.02 | 0.02 | 0.02 | 0.02 | 0.02 | 0.02 | 0.02 | 0.02 | 0.02 | 0.02 | 0.02 | 0.02 | 0 | 0 | 0 | 0 | 0 | 0 | 0 | 0 | 0 | 0 | 0 | 0 | 0 | 0 | 0 | 0 | 0 | 0 | 0 | 0 | 0 | 0 | 0 | 0 | 0 | 0 | 0 | 0 | 0 | 0 | 0 | 0 | 0 | 0 | 0 | 0 | 0 | 0 | 0 | 0 | 0 | 0 | 0 | 0 | 0 | 0 | 0 | 0 | 20 | 0.4 | 0.36 | 0.13 | 0.11 | 0.52632 | 0 | 0 | 0 | 0 | 0 | 0 | 0 | 0 |  | 0.0025468 | 0.0025468 | 0.0025307 | 0.0025692 | 0.0025682 | 0.0025679 | 0.0025679 | Education - Secondary School - Computer Room (Instructional/PC Lab) - (break) - Hol | 14 | 7 | 16 | 0 | 1.2681 | 0 | 0 | 0 | 1.2681 | 0 | 0 | 0 | 0.42269 | 0 | 0 | 0 | 0 | 0 | 0 | 0 | 0 | 0 | 0 | 0 | 0 | 0 | 0 | 0 | 0 | 0 | 0 | 0 | 0 | 0 | 0 | 0 | 0 |  | 0 | 1.3372 | 0 | 0 | 0 | 1.3372 | 0 | 0 | 0 | 0.44572 | 0 | 0 | 0 | 0 | 0 | 0 | 0 | 0 | 0 | 0 | 0 | 0 | 0 | 0 | 0 | 0 | 0 | 0 | 0 | 0 | 0 | 0 | 0 | 0 | 0.8806 | 0.8 | 0.92859 | 0.8
416 | 4 | 16 | 8 | 8 |  | Education - Secondary School (break) | Education - Secondary School - Computer Room (Instructional/PC Lab) | Education - Secondary School - Computer Room (Instructional/PC Lab) (break) | Education - Secondary School | Computer Room (Instructional/PC Lab) | Education - Secondary School - Computer Room (Instructional/PC Lab) | (break) | Education - Secondary School (break) | Education - Secondary School - Computer Room (Instructional/PC Lab) (break) | HighSchool ComputerRm (break) | all | Closed | 63 | 63 | 0.020569 | 1.4007 | 1.4007 | 1.4007 | 1.4007 | 1.0505 | 1.0505 | 1.0505 | 0.02881 | 0.02881 | 0.02881 | 0.02881 | 0.021608 | 0.021608 | 0.021608 | 0.76719 | 0.76719 | 0.76719 | 0.76719 | 0.57539 | 0.57539 | 0.57539 | 0.0005762 | 0.0005762 | 0.0005762 | 0.0005762 | 0.00043215 | 0.00043215 | 0.00043215 | 1873.3206 | 1873.3206 | 1873.3206 | 1873.3206 | 1873.3206 | 1873.3206 | 1873.3206 | 0 | 0 | 0 | 0 | 0 | 0 | 0 | 0.02 | 0.02 | 0.02 | 0.02 | 0.02 | 0.02 | 0.02 | 0.02 | 0.02 | 0.02 | 0.02 | 0.02 | 0.02 | 0.02 | 0.13324 | 0.13324 | 0.13324 | 0.13324 | 0.099926 | 0.099926 | 0.099926 | 0.0027405 | 0.0027405 | 0.0027405 | 0.0027405 | 0.0020554 | 0.0020554 | 0.0020554 | 0.076954 | 0.076954 | 0.076954 | 0.076954 | 0.057716 | 0.057716 | 0.057716 | 5.4809e-05 | 5.4809e-05 | 5.4809e-05 | 5.4809e-05 | 4.1107e-05 | 4.1107e-05 | 4.1107e-05 | 2223.2724 | 2223.2724 | 2223.2724 | 2223.2724 | 2223.2724 | 2223.2724 | 2223.2724 | 0 | 0 | 0 | 0 | 0 | 0 | 0 | 0.02 | 0.02 | 0.02 | 0.02 | 0.02 | 0.02 | 0.02 | 0.02 | 0.02 | 0.02 | 0.02 | 0.02 | 0.02 | 0.02 | HighSchool ComputerRm (break) ILit Cls | HighSchool ComputerRm (break) ILit Cls | 2 | 2 | 2 | HighSchool ComputerRm (break) ILit2 Cls | HighSchool ComputerRm (break) ILit Cls | HighSchool ComputerRm (break) ILit Cls | 2 | 2 | 2 | 2 | 0.42269 | 0.02 | 0.02 | 0.02 | 0.02 | 0.02 | 0.02 | 0.02 | 0.02 | 0.02 | 0.02 | 0.02 | 0.02 | 0.02 | 0.02 | 0.02 | 0.02 | 0.02 | 0.02 | 0.02 | 0.02 | 0.02 | 0.02 | 0.02 | 0.02 | 0.02 | 0.44572 | 0.02 | 0.02 | 0.02 | 0.02 | 0.02 | 0.02 | 0.02 | 0.02 | 0.02 | 0.02 | 0.02 | 0.02 | 0.02 | 0.02 | 0.02 | 0.02 | 0.02 | 0.02 | 0.02 | 0.02 | 0.02 | 0.02 | 0.02 | 0.02 | 0.02 | 0 | 0 | 0 | 0 | 0 | 0 | 0 | 0 | 0 | 0 | 0 | 0 | 0 | 0 | 0 | 0 | 0 | 0 | 0 | 0 | 0 | 0 | 0 | 0 | 0 | 0 | 0 | 0 | 0 | 0 | 0 | 0 | 0 | 0 | 0 | 0 | 0 | 0 | 0 | 0 | 0 | 0 | 0 | 0 | 0 | 0 | 0 | 0 | 20 | 0.4 | 0.36 | 0.13 | 0.11 | 0.52632 | 0.002388 | 6.8799e-05 | 6.8799e-05 | 6.8799e-05 | 6.8799e-05 | 5.1599e-05 | 5.1599e-05 | 5.1599e-05 | Education - Secondary School (break) | 0.0025468 | 0.0025468 | 0.0025307 | 0.0025692 | 0.0025682 | 0.0025679 | 0.0025679 | Education - Secondary School - Computer Room (Instructional/PC Lab) - (break) - all | 16 | 7 | 18 | 0 | 26.6293 | 0 | 26.6293 | 0 | 0 | 0 | 0.42269 | 0 | 0 | 0 | 0 | 0 | 0 | 0 | 0 | 0 | 0 | 0 | 0 | 0 | 0 | 0 | 0 | 0 | 0 | 0 | 0 | 0 | 0 | 0 | 0 | 0 | 0 |  | 0 | 28.0806 | 0 | 28.0806 | 0 | 0 | 0 | 0.44572 | 0 | 0 | 0 | 0 | 0 | 0 | 0 | 0 | 0 | 0 | 0 | 0 | 0 | 0 | 0 | 0 | 0 | 0 | 0 | 0 | 0 | 0 | 0 | 0 | 0 | 0 | 0.8806 | 0.8 | 0.92859 | 0.8
417 | 4 | 17 | 5 | 1 |  |  |  |  | Education - Secondary School | Dining Area | Education - Secondary School - Dining Area |  | Education - Secondary School | Education - Secondary School - Dining Area | HighSchool Cafeteria (in session) | Sat | Open | 36 | 36 | 0.15008 | 1.3131 | 1.3131 | 1.138 | 1.138 | 1.138 | 1.138 | 1.138 | 0 | 0 | 0 | 0 | 0 | 0 | 0 | 47.5336 | 47.5336 | 41.1958 | 41.1958 | 41.1958 | 41.1958 | 41.1958 | 0 | 0 | 0 | 0 | 0 | 0 | 0 | 0 | 0 | 0 | 0 | 0 | 0 | 0 | 0 | 0 | 0 | 0 | 0 | 0 | 0 | 0 | 0 | 0 | 0 | 0 | 0 | 0 | 0 | 0 | 0 | 0 | 0 | 0 | 0 | 0.12491 | 0.12491 | 0.10825 | 0.10825 | 0.10825 | 0.10825 | 0.10825 | 0 | 0 | 0 | 0 | 0 | 0 | 0 | 3.9884 | 3.9884 | 3.4566 | 3.4566 | 3.4566 | 3.4566 | 3.4566 | 0 | 0 | 0 | 0 | 0 | 0 | 0 | 0 | 0 | 0 | 0 | 0 | 0 | 0 | 0 | 0 | 0 | 0 | 0 | 0 | 0 | 0 | 0 | 0 | 0 | 0 | 0 | 0 | 0 | 0 | 0 | 0 | 0 | 0 | 0 | HighSchool Cafeteria (in session) ILit Sat | HighSchool Cafeteria (in session) ILit all | 3051 | 5 | 60 | HighSchool Cafeteria (in session) ILit2 Sat | HighSchool Cafeteria (in session) ILit Sat | HighSchool Cafeteria (in session) ILit all | 3051 | 6.5 | 50 | 3051 | 6.7 | 0.6 | 0.05 | 0.05 | 0.05 | 0.05 | 0.05 | 0.05 | 0.05 | 0.05 | 0.6 | 0.6 | 0.6 | 0.6 | 0.6 | 0.6 | 0.6 | 0.6 | 0.6 | 0.6 | 0.05 | 0.05 | 0.05 | 0.05 | 0.05 | 0.05 | 5.91 | 0.5 | 0.065 | 0.065 | 0.065 | 0.065 | 0.065 | 0.065 | 0.065 | 0.065 | 0.5 | 0.5 | 0.5 | 0.5 | 0.5 | 0.5 | 0.5 | 0.5 | 0.5 | 0.5 | 0.065 | 0.065 | 0.065 | 0.065 | 0.065 | 0.065 | 0 | 0 | 0 | 0 | 0 | 0 | 0 | 0 | 1 | 1 | 1 | 1 | 1 | 1 | 1 | 1 | 1 | 1 | 0 | 0 | 0 | 0 | 0 | 0 | 0 | 0 | 0 | 0 | 0 | 0 | 0 | 0 | 1 | 1 | 1 | 1 | 1 | 1 | 1 | 1 | 1 | 1 | 0 | 0 | 0 | 0 | 0 | 0 | 16 | 0.66337 | 0.20792 | 0.079208 | 0.049505 | 0.76136 | 0 | 0 | 0 | 0 | 0 | 0 | 0 | 0 |  | 0.080171 | 0.080171 | 0.077975 | 0.080414 | 0.080994 | 0.080801 | 0.080801 | Education - Secondary School - Dining Area - Sat | 10 | 7 | 16 | 154.8 | 86.4 | 0 | 0 | 154.8 | 86.4 | 0 | 0 | 4.3 | 2.4 | 0 | 0 | 0 | 0 | 0 | 0 | 0.05 | 0.05 | 0.6 | 0.6 | 0.6 | 0.6 | 0.6 | 0.6 | 0.6 | 0 | 0 | 0 | 0 | 0 | 0 | 0 | 0 | 0 |  | 130.68 | 82.08 | 0 | 0 | 130.68 | 82.08 | 0 | 0 | 3.63 | 2.28 | 0 | 0 | 0 | 0 | 0 | 0 | 0.065 | 0.065 | 0.5 | 0.5 | 0.5 | 0.5 | 0.5 | 0.5 | 0.5 | 0 | 0 | 0 | 0 | 0 | 0 | 0 | 0 | 0 | 1 | 1 | 1 | 1
418 | 4 | 18 | 6 | 2 |  |  |  |  | Education - Secondary School | Dining Area | Education - Secondary School - Dining Area |  | Education - Secondary School | Education - Secondary School - Dining Area | HighSchool Cafeteria (in session) | Sun | Closed | 36 | 36 | 0.15008 | 1.3131 | 1.3131 | 1.138 | 1.138 | 1.138 | 1.138 | 1.138 | 0 | 0 | 0 | 0 | 0 | 0 | 0 | 8.5135 | 8.5135 | 7.3784 | 7.3784 | 7.3784 | 7.3784 | 7.3784 | 0 | 0 | 0 | 0 | 0 | 0 | 0 | 0 | 0 | 0 | 0 | 0 | 0 | 0 | 0 | 0 | 0 | 0 | 0 | 0 | 0 | 0 | 0 | 0 | 0 | 0 | 0 | 0 | 0 | 0 | 0 | 0 | 0 | 0 | 0 | 0.12491 | 0.12491 | 0.10825 | 0.10825 | 0.10825 | 0.10825 | 0.10825 | 0 | 0 | 0 | 0 | 0 | 0 | 0 | 0.80982 | 0.80982 | 0.70184 | 0.70184 | 0.70184 | 0.70184 | 0.70184 | 0 | 0 | 0 | 0 | 0 | 0 | 0 | 0 | 0 | 0 | 0 | 0 | 0 | 0 | 0 | 0 | 0 | 0 | 0 | 0 | 0 | 0 | 0 | 0 | 0 | 0 | 0 | 0 | 0 | 0 | 0 | 0 | 0 | 0 | 0 | HighSchool Cafeteria (in session) ILit Cls | HighSchool Cafeteria (in session) ILit Cls | 2 | 5 | 5 | HighSchool Cafeteria (in session) ILit2 Cls | HighSchool Cafeteria (in session) ILit Cls | HighSchool Cafeteria (in session) ILit Cls | 2 | 5 | 5 | 2 | 1.2 | 0.05 | 0.05 | 0.05 | 0.05 | 0.05 | 0.05 | 0.05 | 0.05 | 0.05 | 0.05 | 0.05 | 0.05 | 0.05 | 0.05 | 0.05 | 0.05 | 0.05 | 0.05 | 0.05 | 0.05 | 0.05 | 0.05 | 0.05 | 0.05 | 0.05 | 1.2 | 0.05 | 0.05 | 0.05 | 0.05 | 0.05 | 0.05 | 0.05 | 0.05 | 0.05 | 0.05 | 0.05 | 0.05 | 0.05 | 0.05 | 0.05 | 0.05 | 0.05 | 0.05 | 0.05 | 0.05 | 0.05 | 0.05 | 0.05 | 0.05 | 0.05 | 0 | 0 | 0 | 0 | 0 | 0 | 0 | 0 | 0 | 0 | 0 | 0 | 0 | 0 | 0 | 0 | 0 | 0 | 0 | 0 | 0 | 0 | 0 | 0 | 0 | 0 | 0 | 0 | 0 | 0 | 0 | 0 | 0 | 0 | 0 | 0 | 0 | 0 | 0 | 0 | 0 | 0 | 0 | 0 | 0 | 0 | 0 | 0 | 16 | 0.66337 | 0.20792 | 0.079208 | 0.049505 | 0.76136 | 0 | 0 | 0 | 0 | 0 | 0 | 0 | 0 |  | 0.080171 | 0.080171 | 0.077975 | 0.080414 | 0.080994 | 0.080801 | 0.080801 | Education - Secondary School - Dining Area - Sun | 12 | 7 | 16 | 0 | 43.2 | 0 | 0 | 0 | 43.2 | 0 | 0 | 0 | 1.2 | 0 | 0 | 0 | 0 | 0 | 0 | 0 | 0 | 0 | 0 | 0 | 0 | 0 | 0 | 0 | 0 | 0 | 0 | 0 | 0 | 0 | 0 | 0 | 0 |  | 0 | 43.2 | 0 | 0 | 0 | 43.2 | 0 | 0 | 0 | 1.2 | 0 | 0 | 0 | 0 | 0 | 0 | 0 | 0 | 0 | 0 | 0 | 0 | 0 | 0 | 0 | 0 | 0 | 0 | 0 | 0 | 0 | 0 | 0 | 0 | 1 | 1 | 1 | 1
419 | 4 | 19 | 7 | 3 |  |  |  |  | Education - Secondary School | Dining Area | Education - Secondary School - Dining Area |  | Education - Secondary School | Education - Secondary School - Dining Area | HighSchool Cafeteria (in session) | Hol | Closed | 7 | 7 | 0.15008 | 1.3131 | 1.3131 | 1.138 | 1.138 | 1.138 | 1.138 | 1.138 | 0 | 0 | 0 | 0 | 0 | 0 | 0 | 1.6554 | 1.6554 | 1.4347 | 1.4347 | 1.4347 | 1.4347 | 1.4347 | 0 | 0 | 0 | 0 | 0 | 0 | 0 | 0 | 0 | 0 | 0 | 0 | 0 | 0 | 0 | 0 | 0 | 0 | 0 | 0 | 0 | 0 | 0 | 0 | 0 | 0 | 0 | 0 | 0 | 0 | 0 | 0 | 0 | 0 | 0 | 0.12491 | 0.12491 | 0.10825 | 0.10825 | 0.10825 | 0.10825 | 0.10825 | 0 | 0 | 0 | 0 | 0 | 0 | 0 | 0.15747 | 0.15747 | 0.13647 | 0.13647 | 0.13647 | 0.13647 | 0.13647 | 0 | 0 | 0 | 0 | 0 | 0 | 0 | 0 | 0 | 0 | 0 | 0 | 0 | 0 | 0 | 0 | 0 | 0 | 0 | 0 | 0 | 0 | 0 | 0 | 0 | 0 | 0 | 0 | 0 | 0 | 0 | 0 | 0 | 0 | 0 | HighSchool Cafeteria (in session) ILit Cls | HighSchool Cafeteria (in session) ILit Cls | 2 | 5 | 5 | HighSchool Cafeteria (in session) ILit2 Cls | HighSchool Cafeteria (in session) ILit Cls | HighSchool Cafeteria (in session) ILit Cls | 2 | 5 | 5 | 2 | 1.2 | 0.05 | 0.05 | 0.05 | 0.05 | 0.05 | 0.05 | 0.05 | 0.05 | 0.05 | 0.05 | 0.05 | 0.05 | 0.05 | 0.05 | 0.05 | 0.05 | 0.05 | 0.05 | 0.05 | 0.05 | 0.05 | 0.05 | 0.05 | 0.05 | 0.05 | 1.2 | 0.05 | 0.05 | 0.05 | 0.05 | 0.05 | 0.05 | 0.05 | 0.05 | 0.05 | 0.05 | 0.05 | 0.05 | 0.05 | 0.05 | 0.05 | 0.05 | 0.05 | 0.05 | 0.05 | 0.05 | 0.05 | 0.05 | 0.05 | 0.05 | 0.05 | 0 | 0 | 0 | 0 | 0 | 0 | 0 | 0 | 0 | 0 | 0 | 0 | 0 | 0 | 0 | 0 | 0 | 0 | 0 | 0 | 0 | 0 | 0 | 0 | 0 | 0 | 0 | 0 | 0 | 0 | 0 | 0 | 0 | 0 | 0 | 0 | 0 | 0 | 0 | 0 | 0 | 0 | 0 | 0 | 0 | 0 | 0 | 0 | 16 | 0.66337 | 0.20792 | 0.079208 | 0.049505 | 0.76136 | 0 | 0 | 0 | 0 | 0 | 0 | 0 | 0 |  | 0.080171 | 0.080171 | 0.077975 | 0.080414 | 0.080994 | 0.080801 | 0.080801 | Education - Secondary School - Dining Area - Hol | 14 | 7 | 16 | 0 | 8.4 | 0 | 0 | 0 | 8.4 | 0 | 0 | 0 | 1.2 | 0 | 0 | 0 | 0 | 0 | 0 | 0 | 0 | 0 | 0 | 0 | 0 | 0 | 0 | 0 | 0 | 0 | 0 | 0 | 0 | 0 | 0 | 0 | 0 |  | 0 | 8.4 | 0 | 0 | 0 | 8.4 | 0 | 0 | 0 | 1.2 | 0 | 0 | 0 | 0 | 0 | 0 | 0 | 0 | 0 | 0 | 0 | 0 | 0 | 0 | 0 | 0 | 0 | 0 | 0 | 0 | 0 | 0 | 0 | 0 | 1 | 1 | 1 | 1
420 | 4 | 20 | 8 | 4 |  | Education - Secondary School |  | Education - Secondary School - Dining Area | Education - Secondary School | Dining Area | Education - Secondary School - Dining Area |  | Education - Secondary School | Education - Secondary School - Dining Area | HighSchool Cafeteria (in session) | all | Open | 188 | 188 | 0.15008 | 1.3131 | 1.3131 | 1.138 | 1.138 | 1.138 | 1.138 | 1.138 | 0 | 0 | 0 | 0 | 0 | 0 | 0 | 396.429 | 396.429 | 343.5718 | 343.5718 | 343.5718 | 343.5718 | 343.5718 | 0.19707 | 0.19707 | 0.1708 | 0.1708 | 0.1708 | 0.1708 | 0.1708 | 0 | 0 | 0 | 0 | 0 | 0 | 0 | 0 | 0 | 0 | 0 | 0 | 0 | 0 | 1 | 1 | 1 | 1 | 1 | 1 | 1 | 0.62112 | 0.62112 | 0.60925 | 0.61867 | 0.6229 | 0.62151 | 0.62151 | 0.12491 | 0.12491 | 0.10825 | 0.10825 | 0.10825 | 0.10825 | 0.10825 | 0 | 0 | 0 | 0 | 0 | 0 | 0 | 38.4492 | 38.4492 | 33.3227 | 33.3227 | 33.3227 | 33.3227 | 33.3227 | 0.018746 | 0.018746 | 0.016246 | 0.016246 | 0.016246 | 0.016246 | 0.016246 | 0 | 0 | 0 | 0 | 0 | 0 | 0 | 0 | 0 | 0 | 0 | 0 | 0 | 0 | 1 | 1 | 1 | 1 | 1 | 1 | 1 | 0.62622 | 0.62622 | 0.6145 | 0.62421 | 0.62803 | 0.62665 | 0.62665 | HighSchool Cafeteria (in session) ILit all | HighSchool Cafeteria (in session) ILit all | 3050 | 5 | 100 | HighSchool Cafeteria (in session) ILit2 all | HighSchool Cafeteria (in session) ILit all | HighSchool Cafeteria (in session) ILit all | 3050 | 6.5 | 100 | 3050 | 10.7 | 1 | 0.05 | 0.05 | 0.05 | 0.05 | 0.05 | 0.05 | 0.05 | 0.05 | 1 | 1 | 1 | 1 | 1 | 1 | 1 | 1 | 1 | 1 | 0.05 | 0.05 | 0.05 | 0.05 | 0.05 | 0.05 | 10.91 | 1 | 0.065 | 0.065 | 0.065 | 0.065 | 0.065 | 0.065 | 0.065 | 0.065 | 1 | 1 | 1 | 1 | 1 | 1 | 1 | 1 | 1 | 1 | 0.065 | 0.065 | 0.065 | 0.065 | 0.065 | 0.065 | 0 | 0 | 0 | 0 | 0 | 0 | 0 | 0 | 1 | 1 | 1 | 1 | 1 | 1 | 1 | 1 | 1 | 1 | 0 | 0 | 0 | 0 | 0 | 0 | 0 | 0 | 0 | 0 | 0 | 0 | 0 | 0 | 1 | 1 | 1 | 1 | 1 | 1 | 1 | 1 | 1 | 1 | 0 | 0 | 0 | 0 | 0 | 0 | 16 | 0.66337 | 0.20792 | 0.079208 | 0.049505 | 0.76136 | 0.14588 | 0.02875 | 0.02875 | 0.024916 | 0.024916 | 0.024916 | 0.024916 | 0.024916 | Education - Secondary School | 0.080171 | 0.080171 | 0.077975 | 0.080414 | 0.080994 | 0.080801 | 0.080801 | Education - Secondary School - Dining Area - all | 16 | 7 | 18 | 1710.8 | 300.8 | 1710.8 | 300.8 | 0 | 0 | 9.1 | 1.6 | 0 | 0 | 0 | 0 | 0 | 0 | 0 | 0 | 0.05 | 0.05 | 1 | 1 | 1 | 1 | 1 | 1 | 1 | 1 | 1 | 0 | 0 | 0 | 0 | 0 | 0 | 0 |  | 1716.44 | 334.64 | 1716.44 | 334.64 | 0 | 0 | 9.13 | 1.78 | 0 | 0 | 0 | 0 | 0 | 0 | 0 | 0 | 0.065 | 0.065 | 1 | 1 | 1 | 1 | 1 | 1 | 1 | 1 | 1 | 0 | 0 | 0 | 0 | 0 | 0 | 0 | 1 | 1 | 1 | 1
421 | 4 | 21 | 5 | 5 |  |  |  |  | Education - Secondary School | Dining Area | Education - Secondary School - Dining Area | (break) | Education - Secondary School (break) | Education - Secondary School - Dining Area (break) | HighSchool Cafeteria (break) | Sat | Closed | 16 | 16 | 0.15008 | 1.3131 | 1.3131 | 1.138 | 1.138 | 1.138 | 1.138 | 1.138 | 0 | 0 | 0 | 0 | 0 | 0 | 0 | 1.5135 | 1.5135 | 1.3117 | 1.3117 | 1.3117 | 1.3117 | 1.3117 | 0 | 0 | 0 | 0 | 0 | 0 | 0 | 0 | 0 | 0 | 0 | 0 | 0 | 0 | 0 | 0 | 0 | 0 | 0 | 0 | 0 | 0 | 0 | 0 | 0 | 0 | 0 | 0 | 0 | 0 | 0 | 0 | 0 | 0 | 0 | 0.12491 | 0.12491 | 0.10825 | 0.10825 | 0.10825 | 0.10825 | 0.10825 | 0 | 0 | 0 | 0 | 0 | 0 | 0 | 0.14397 | 0.14397 | 0.12477 | 0.12477 | 0.12477 | 0.12477 | 0.12477 | 0 | 0 | 0 | 0 | 0 | 0 | 0 | 0 | 0 | 0 | 0 | 0 | 0 | 0 | 0 | 0 | 0 | 0 | 0 | 0 | 0 | 0 | 0 | 0 | 0 | 0 | 0 | 0 | 0 | 0 | 0 | 0 | 0 | 0 | 0 | HighSchool Cafeteria (break) ILit Cls | HighSchool Cafeteria (break) ILit Cls | 2 | 2 | 2 | HighSchool Cafeteria (break) ILit2 Cls | HighSchool Cafeteria (break) ILit Cls | HighSchool Cafeteria (break) ILit Cls | 2 | 2 | 2 | 2 | 0.48 | 0.02 | 0.02 | 0.02 | 0.02 | 0.02 | 0.02 | 0.02 | 0.02 | 0.02 | 0.02 | 0.02 | 0.02 | 0.02 | 0.02 | 0.02 | 0.02 | 0.02 | 0.02 | 0.02 | 0.02 | 0.02 | 0.02 | 0.02 | 0.02 | 0.02 | 0.48 | 0.02 | 0.02 | 0.02 | 0.02 | 0.02 | 0.02 | 0.02 | 0.02 | 0.02 | 0.02 | 0.02 | 0.02 | 0.02 | 0.02 | 0.02 | 0.02 | 0.02 | 0.02 | 0.02 | 0.02 | 0.02 | 0.02 | 0.02 | 0.02 | 0.02 | 0 | 0 | 0 | 0 | 0 | 0 | 0 | 0 | 0 | 0 | 0 | 0 | 0 | 0 | 0 | 0 | 0 | 0 | 0 | 0 | 0 | 0 | 0 | 0 | 0 | 0 | 0 | 0 | 0 | 0 | 0 | 0 | 0 | 0 | 0 | 0 | 0 | 0 | 0 | 0 | 0 | 0 | 0 | 0 | 0 | 0 | 0 | 0 | 16 | 0.66337 | 0.20792 | 0.079208 | 0.049505 | 0.76136 | 0 | 0 | 0 | 0 | 0 | 0 | 0 | 0 |  | 0.0025468 | 0.0025468 | 0.0025307 | 0.0025692 | 0.0025682 | 0.0025679 | 0.0025679 | Education - Secondary School - Dining Area - (break) - Sat | 10 | 7 | 16 | 0 | 7.68 | 0 | 0 | 0 | 7.68 | 0 | 0 | 0 | 0.48 | 0 | 0 | 0 | 0 | 0 | 0 | 0 | 0 | 0 | 0 | 0 | 0 | 0 | 0 | 0 | 0 | 0 | 0 | 0 | 0 | 0 | 0 | 0 | 0 |  | 0 | 7.68 | 0 | 0 | 0 | 7.68 | 0 | 0 | 0 | 0.48 | 0 | 0 | 0 | 0 | 0 | 0 | 0 | 0 | 0 | 0 | 0 | 0 | 0 | 0 | 0 | 0 | 0 | 0 | 0 | 0 | 0 | 0 | 0 | 0 | 1 | 1 | 1 | 1
422 | 4 | 22 | 6 | 6 |  |  |  |  | Education - Secondary School | Dining Area | Education - Secondary School - Dining Area | (break) | Education - Secondary School (break) | Education - Secondary School - Dining Area (break) | HighSchool Cafeteria (break) | Sun | Closed | 16 | 16 | 0.15008 | 1.3131 | 1.3131 | 1.138 | 1.138 | 1.138 | 1.138 | 1.138 | 0 | 0 | 0 | 0 | 0 | 0 | 0 | 1.5135 | 1.5135 | 1.3117 | 1.3117 | 1.3117 | 1.3117 | 1.3117 | 0 | 0 | 0 | 0 | 0 | 0 | 0 | 0 | 0 | 0 | 0 | 0 | 0 | 0 | 0 | 0 | 0 | 0 | 0 | 0 | 0 | 0 | 0 | 0 | 0 | 0 | 0 | 0 | 0 | 0 | 0 | 0 | 0 | 0 | 0 | 0.12491 | 0.12491 | 0.10825 | 0.10825 | 0.10825 | 0.10825 | 0.10825 | 0 | 0 | 0 | 0 | 0 | 0 | 0 | 0.14397 | 0.14397 | 0.12477 | 0.12477 | 0.12477 | 0.12477 | 0.12477 | 0 | 0 | 0 | 0 | 0 | 0 | 0 | 0 | 0 | 0 | 0 | 0 | 0 | 0 | 0 | 0 | 0 | 0 | 0 | 0 | 0 | 0 | 0 | 0 | 0 | 0 | 0 | 0 | 0 | 0 | 0 | 0 | 0 | 0 | 0 | HighSchool Cafeteria (break) ILit Cls | HighSchool Cafeteria (break) ILit Cls | 2 | 2 | 2 | HighSchool Cafeteria (break) ILit2 Cls | HighSchool Cafeteria (break) ILit Cls | HighSchool Cafeteria (break) ILit Cls | 2 | 2 | 2 | 2 | 0.48 | 0.02 | 0.02 | 0.02 | 0.02 | 0.02 | 0.02 | 0.02 | 0.02 | 0.02 | 0.02 | 0.02 | 0.02 | 0.02 | 0.02 | 0.02 | 0.02 | 0.02 | 0.02 | 0.02 | 0.02 | 0.02 | 0.02 | 0.02 | 0.02 | 0.02 | 0.48 | 0.02 | 0.02 | 0.02 | 0.02 | 0.02 | 0.02 | 0.02 | 0.02 | 0.02 | 0.02 | 0.02 | 0.02 | 0.02 | 0.02 | 0.02 | 0.02 | 0.02 | 0.02 | 0.02 | 0.02 | 0.02 | 0.02 | 0.02 | 0.02 | 0.02 | 0 | 0 | 0 | 0 | 0 | 0 | 0 | 0 | 0 | 0 | 0 | 0 | 0 | 0 | 0 | 0 | 0 | 0 | 0 | 0 | 0 | 0 | 0 | 0 | 0 | 0 | 0 | 0 | 0 | 0 | 0 | 0 | 0 | 0 | 0 | 0 | 0 | 0 | 0 | 0 | 0 | 0 | 0 | 0 | 0 | 0 | 0 | 0 | 16 | 0.66337 | 0.20792 | 0.079208 | 0.049505 | 0.76136 | 0 | 0 | 0 | 0 | 0 | 0 | 0 | 0 |  | 0.0025468 | 0.0025468 | 0.0025307 | 0.0025692 | 0.0025682 | 0.0025679 | 0.0025679 | Education - Secondary School - Dining Area - (break) - Sun | 12 | 7 | 16 | 0 | 7.68 | 0 | 0 | 0 | 7.68 | 0 | 0 | 0 | 0.48 | 0 | 0 | 0 | 0 | 0 | 0 | 0 | 0 | 0 | 0 | 0 | 0 | 0 | 0 | 0 | 0 | 0 | 0 | 0 | 0 | 0 | 0 | 0 | 0 |  | 0 | 7.68 | 0 | 0 | 0 | 7.68 | 0 | 0 | 0 | 0.48 | 0 | 0 | 0 | 0 | 0 | 0 | 0 | 0 | 0 | 0 | 0 | 0 | 0 | 0 | 0 | 0 | 0 | 0 | 0 | 0 | 0 | 0 | 0 | 0 | 1 | 1 | 1 | 1
423 | 4 | 23 | 7 | 7 |  |  |  |  | Education - Secondary School | Dining Area | Education - Secondary School - Dining Area | (break) | Education - Secondary School (break) | Education - Secondary School - Dining Area (break) | HighSchool Cafeteria (break) | Hol | Closed | 3 | 3 | 0.15008 | 1.3131 | 1.3131 | 1.138 | 1.138 | 1.138 | 1.138 | 1.138 | 0 | 0 | 0 | 0 | 0 | 0 | 0 | 0.28378 | 0.28378 | 0.24595 | 0.24595 | 0.24595 | 0.24595 | 0.24595 | 0 | 0 | 0 | 0 | 0 | 0 | 0 | 0 | 0 | 0 | 0 | 0 | 0 | 0 | 0 | 0 | 0 | 0 | 0 | 0 | 0 | 0 | 0 | 0 | 0 | 0 | 0 | 0 | 0 | 0 | 0 | 0 | 0 | 0 | 0 | 0.12491 | 0.12491 | 0.10825 | 0.10825 | 0.10825 | 0.10825 | 0.10825 | 0 | 0 | 0 | 0 | 0 | 0 | 0 | 0.026994 | 0.026994 | 0.023395 | 0.023395 | 0.023395 | 0.023395 | 0.023395 | 0 | 0 | 0 | 0 | 0 | 0 | 0 | 0 | 0 | 0 | 0 | 0 | 0 | 0 | 0 | 0 | 0 | 0 | 0 | 0 | 0 | 0 | 0 | 0 | 0 | 0 | 0 | 0 | 0 | 0 | 0 | 0 | 0 | 0 | 0 | HighSchool Cafeteria (break) ILit Cls | HighSchool Cafeteria (break) ILit Cls | 2 | 2 | 2 | HighSchool Cafeteria (break) ILit2 Cls | HighSchool Cafeteria (break) ILit Cls | HighSchool Cafeteria (break) ILit Cls | 2 | 2 | 2 | 2 | 0.48 | 0.02 | 0.02 | 0.02 | 0.02 | 0.02 | 0.02 | 0.02 | 0.02 | 0.02 | 0.02 | 0.02 | 0.02 | 0.02 | 0.02 | 0.02 | 0.02 | 0.02 | 0.02 | 0.02 | 0.02 | 0.02 | 0.02 | 0.02 | 0.02 | 0.02 | 0.48 | 0.02 | 0.02 | 0.02 | 0.02 | 0.02 | 0.02 | 0.02 | 0.02 | 0.02 | 0.02 | 0.02 | 0.02 | 0.02 | 0.02 | 0.02 | 0.02 | 0.02 | 0.02 | 0.02 | 0.02 | 0.02 | 0.02 | 0.02 | 0.02 | 0.02 | 0 | 0 | 0 | 0 | 0 | 0 | 0 | 0 | 0 | 0 | 0 | 0 | 0 | 0 | 0 | 0 | 0 | 0 | 0 | 0 | 0 | 0 | 0 | 0 | 0 | 0 | 0 | 0 | 0 | 0 | 0 | 0 | 0 | 0 | 0 | 0 | 0 | 0 | 0 | 0 | 0 | 0 | 0 | 0 | 0 | 0 | 0 | 0 | 16 | 0.66337 | 0.20792 | 0.079208 | 0.049505 | 0.76136 | 0 | 0 | 0 | 0 | 0 | 0 | 0 | 0 |  | 0.0025468 | 0.0025468 | 0.0025307 | 0.0025692 | 0.0025682 | 0.0025679 | 0.0025679 | Education - Secondary School - Dining Area - (break) - Hol | 14 | 7 | 16 | 0 | 1.44 | 0 | 0 | 0 | 1.44 | 0 | 0 | 0 | 0.48 | 0 | 0 | 0 | 0 | 0 | 0 | 0 | 0 | 0 | 0 | 0 | 0 | 0 | 0 | 0 | 0 | 0 | 0 | 0 | 0 | 0 | 0 | 0 | 0 |  | 0 | 1.44 | 0 | 0 | 0 | 1.44 | 0 | 0 | 0 | 0.48 | 0 | 0 | 0 | 0 | 0 | 0 | 0 | 0 | 0 | 0 | 0 | 0 | 0 | 0 | 0 | 0 | 0 | 0 | 0 | 0 | 0 | 0 | 0 | 0 | 1 | 1 | 1 | 1
424 | 4 | 24 | 8 | 8 |  | Education - Secondary School (break) | Education - Secondary School - Dining Area | Education - Secondary School - Dining Area (break) | Education - Secondary School | Dining Area | Education - Secondary School - Dining Area | (break) | Education - Secondary School (break) | Education - Secondary School - Dining Area (break) | HighSchool Cafeteria (break) | all | Closed | 63 | 63 | 0.15008 | 1.3131 | 1.3131 | 1.138 | 1.138 | 1.138 | 1.138 | 1.138 | 0.19707 | 0.19707 | 0.1708 | 0.1708 | 0.1708 | 0.1708 | 0.1708 | 5.9594 | 5.9594 | 5.1648 | 5.1648 | 5.1648 | 5.1648 | 5.1648 | 0.0039414 | 0.0039414 | 0.0034159 | 0.0034159 | 0.0034159 | 0.0034159 | 0.0034159 | 2351.44 | 2351.44 | 2351.44 | 2351.44 | 2351.44 | 2351.44 | 2351.44 | 0 | 0 | 0 | 0 | 0 | 0 | 0 | 0.02 | 0.02 | 0.02 | 0.02 | 0.02 | 0.02 | 0.02 | 0.02 | 0.02 | 0.02 | 0.02 | 0.02 | 0.02 | 0.02 | 0.12491 | 0.12491 | 0.10825 | 0.10825 | 0.10825 | 0.10825 | 0.10825 | 0.018746 | 0.018746 | 0.016246 | 0.016246 | 0.016246 | 0.016246 | 0.016246 | 0.56687 | 0.56687 | 0.49129 | 0.49129 | 0.49129 | 0.49129 | 0.49129 | 0.00037492 | 0.00037492 | 0.00032493 | 0.00032493 | 0.00032493 | 0.00032493 | 0.00032493 | 2362.48 | 2362.48 | 2362.48 | 2362.48 | 2362.48 | 2362.48 | 2362.48 | 0 | 0 | 0 | 0 | 0 | 0 | 0 | 0.02 | 0.02 | 0.02 | 0.02 | 0.02 | 0.02 | 0.02 | 0.02 | 0.02 | 0.02 | 0.02 | 0.02 | 0.02 | 0.02 | HighSchool Cafeteria (break) ILit Cls | HighSchool Cafeteria (break) ILit Cls | 2 | 2 | 2 | HighSchool Cafeteria (break) ILit2 Cls | HighSchool Cafeteria (break) ILit Cls | HighSchool Cafeteria (break) ILit Cls | 2 | 2 | 2 | 2 | 0.48 | 0.02 | 0.02 | 0.02 | 0.02 | 0.02 | 0.02 | 0.02 | 0.02 | 0.02 | 0.02 | 0.02 | 0.02 | 0.02 | 0.02 | 0.02 | 0.02 | 0.02 | 0.02 | 0.02 | 0.02 | 0.02 | 0.02 | 0.02 | 0.02 | 0.02 | 0.48 | 0.02 | 0.02 | 0.02 | 0.02 | 0.02 | 0.02 | 0.02 | 0.02 | 0.02 | 0.02 | 0.02 | 0.02 | 0.02 | 0.02 | 0.02 | 0.02 | 0.02 | 0.02 | 0.02 | 0.02 | 0.02 | 0.02 | 0.02 | 0.02 | 0.02 | 0 | 0 | 0 | 0 | 0 | 0 | 0 | 0 | 0 | 0 | 0 | 0 | 0 | 0 | 0 | 0 | 0 | 0 | 0 | 0 | 0 | 0 | 0 | 0 | 0 | 0 | 0 | 0 | 0 | 0 | 0 | 0 | 0 | 0 | 0 | 0 | 0 | 0 | 0 | 0 | 0 | 0 | 0 | 0 | 0 | 0 | 0 | 0 | 16 | 0.66337 | 0.20792 | 0.079208 | 0.049505 | 0.76136 | 0.0029177 | 0.00057499 | 0.00057499 | 0.00049833 | 0.00049833 | 0.00049833 | 0.00049833 | 0.00049833 | Education - Secondary School (break) | 0.0025468 | 0.0025468 | 0.0025307 | 0.0025692 | 0.0025682 | 0.0025679 | 0.0025679 | Education - Secondary School - Dining Area - (break) - all | 16 | 7 | 18 | 0 | 30.24 | 0 | 30.24 | 0 | 0 | 0 | 0.48 | 0 | 0 | 0 | 0 | 0 | 0 | 0 | 0 | 0 | 0 | 0 | 0 | 0 | 0 | 0 | 0 | 0 | 0 | 0 | 0 | 0 | 0 | 0 | 0 | 0 | 0 |  | 0 | 30.24 | 0 | 30.24 | 0 | 0 | 0 | 0.48 | 0 | 0 | 0 | 0 | 0 | 0 | 0 | 0 | 0 | 0 | 0 | 0 | 0 | 0 | 0 | 0 | 0 | 0 | 0 | 0 | 0 | 0 | 0 | 0 | 0 | 0 | 1 | 1 | 1 | 1
425 | 4 | 25 | 5 | 1 |  |  |  |  | Education - Secondary School | Exercising Centers and Gymnasium | Education - Secondary School - Exercising Centers and Gymnasium |  | Education - Secondary School | Education - Secondary School - Exercising Centers and Gymnasium | HighSchool Gym (in session) | Sat | Open | 36 | 36 | 0.15014 | 1.0505 | 1.0505 | 0.87542 | 0.87542 | 0.87542 | 0.87542 | 0.87542 | 0 | 0 | 0 | 0 | 0 | 0 | 0 | 29.8099 | 29.8099 | 24.8416 | 24.8416 | 24.8416 | 24.8416 | 24.8416 | 0 | 0 | 0 | 0 | 0 | 0 | 0 | 0 | 0 | 0 | 0 | 0 | 0 | 0 | 0 | 0 | 0 | 0 | 0 | 0 | 0 | 0 | 0 | 0 | 0 | 0 | 0 | 0 | 0 | 0 | 0 | 0 | 0 | 0 | 0 | 0.099926 | 0.099926 | 0.083272 | 0.083272 | 0.083272 | 0.083272 | 0.083272 | 0 | 0 | 0 | 0 | 0 | 0 | 0 | 2.9704 | 2.9704 | 2.4753 | 2.4753 | 2.4753 | 2.4753 | 2.4753 | 0 | 0 | 0 | 0 | 0 | 0 | 0 | 0 | 0 | 0 | 0 | 0 | 0 | 0 | 0 | 0 | 0 | 0 | 0 | 0 | 0 | 0 | 0 | 0 | 0 | 0 | 0 | 0 | 0 | 0 | 0 | 0 | 0 | 0 | 0 | HighSchool Gym (in session) ILit Sat | HighSchool Gym (in session) ILit all | 3043 | 5 | 60 | HighSchool Gym (in session) ILit2 Sat | HighSchool Gym (in session) ILit Sat | HighSchool Gym (in session) ILit all | 3043 | 6.5 | 60 | 3043 | 5.25 | 0.4 | 0.05 | 0.05 | 0.05 | 0.05 | 0.05 | 0.05 | 0.05 | 0.05 | 0.25 | 0.6 | 0.6 | 0.6 | 0.5 | 0.4 | 0.4 | 0.4 | 0.4 | 0.4 | 0.05 | 0.05 | 0.05 | 0.05 | 0.05 | 0.05 | 5.4995 | 0.40545 | 0.065 | 0.065 | 0.065 | 0.065 | 0.065 | 0.065 | 0.065 | 0.065 | 0.25955 | 0.6 | 0.6 | 0.6 | 0.50273 | 0.40545 | 0.40545 | 0.40545 | 0.40545 | 0.40545 | 0.065 | 0.065 | 0.065 | 0.065 | 0.065 | 0.065 | 0 | 0 | 0 | 0 | 0 | 0 | 0 | 0 | 0.36364 | 1 | 1 | 1 | 0.81818 | 0.63636 | 0.63636 | 0.63636 | 0.63636 | 0.63636 | 0 | 0 | 0 | 0 | 0 | 0 | 0 | 0 | 0 | 0 | 0 | 0 | 0 | 0 | 0.36364 | 1 | 1 | 1 | 0.81818 | 0.63636 | 0.63636 | 0.63636 | 0.63636 | 0.63636 | 0 | 0 | 0 | 0 | 0 | 0 | 16 | 0.66337 | 0.20792 | 0.079208 | 0.049505 | 0.76136 | 0 | 0 | 0 | 0 | 0 | 0 | 0 | 0 |  | 0.080171 | 0.080171 | 0.077975 | 0.080414 | 0.080994 | 0.080801 | 0.080801 | Education - Secondary School - Exercising Centers and Gymnasium - Sat | 10 | 7 | 16 | 124.2 | 64.8 | 0 | 0 | 124.2 | 64.8 | 0 | 0 | 3.45 | 1.8 | 0 | 0 | 0 | 0 | 0 | 0 | 0.05 | 0.05 | 0.25 | 0.6 | 0.6 | 0.6 | 0.5 | 0.4 | 0.4 | 0 | 0 | 0 | 0 | 0 | 0 | 0 | 0 | 0 |  | 126.1145 | 71.8691 | 0 | 0 | 126.1145 | 71.8691 | 0 | 0 | 3.5032 | 1.9964 | 0 | 0 | 0 | 0 | 0 | 0 | 0.065 | 0.065 | 0.25955 | 0.6 | 0.6 | 0.6 | 0.50273 | 0.40545 | 0.40545 | 0 | 0 | 0 | 0 | 0 | 0 | 0 | 0 | 0 | 1 | 1 | 1 | 1
426 | 4 | 26 | 6 | 2 |  |  |  |  | Education - Secondary School | Exercising Centers and Gymnasium | Education - Secondary School - Exercising Centers and Gymnasium |  | Education - Secondary School | Education - Secondary School - Exercising Centers and Gymnasium | HighSchool Gym (in session) | Sun | Closed | 36 | 36 | 0.15014 | 1.0505 | 1.0505 | 0.87542 | 0.87542 | 0.87542 | 0.87542 | 0.87542 | 0 | 0 | 0 | 0 | 0 | 0 | 0 | 6.8137 | 6.8137 | 5.6781 | 5.6781 | 5.6781 | 5.6781 | 5.6781 | 0 | 0 | 0 | 0 | 0 | 0 | 0 | 0 | 0 | 0 | 0 | 0 | 0 | 0 | 0 | 0 | 0 | 0 | 0 | 0 | 0 | 0 | 0 | 0 | 0 | 0 | 0 | 0 | 0 | 0 | 0 | 0 | 0 | 0 | 0 | 0.099926 | 0.099926 | 0.083272 | 0.083272 | 0.083272 | 0.083272 | 0.083272 | 0 | 0 | 0 | 0 | 0 | 0 | 0 | 0.64813 | 0.64813 | 0.54011 | 0.54011 | 0.54011 | 0.54011 | 0.54011 | 0 | 0 | 0 | 0 | 0 | 0 | 0 | 0 | 0 | 0 | 0 | 0 | 0 | 0 | 0 | 0 | 0 | 0 | 0 | 0 | 0 | 0 | 0 | 0 | 0 | 0 | 0 | 0 | 0 | 0 | 0 | 0 | 0 | 0 | 0 | HighSchool Gym (in session) ILit Cls | HighSchool Gym (in session) ILit Cls | 2 | 5 | 5 | HighSchool Gym (in session) ILit2 Cls | HighSchool Gym (in session) ILit Cls | HighSchool Gym (in session) ILit Cls | 2 | 5 | 5 | 2 | 1.2 | 0.05 | 0.05 | 0.05 | 0.05 | 0.05 | 0.05 | 0.05 | 0.05 | 0.05 | 0.05 | 0.05 | 0.05 | 0.05 | 0.05 | 0.05 | 0.05 | 0.05 | 0.05 | 0.05 | 0.05 | 0.05 | 0.05 | 0.05 | 0.05 | 0.05 | 1.2 | 0.05 | 0.05 | 0.05 | 0.05 | 0.05 | 0.05 | 0.05 | 0.05 | 0.05 | 0.05 | 0.05 | 0.05 | 0.05 | 0.05 | 0.05 | 0.05 | 0.05 | 0.05 | 0.05 | 0.05 | 0.05 | 0.05 | 0.05 | 0.05 | 0.05 | 0 | 0 | 0 | 0 | 0 | 0 | 0 | 0 | 0 | 0 | 0 | 0 | 0 | 0 | 0 | 0 | 0 | 0 | 0 | 0 | 0 | 0 | 0 | 0 | 0 | 0 | 0 | 0 | 0 | 0 | 0 | 0 | 0 | 0 | 0 | 0 | 0 | 0 | 0 | 0 | 0 | 0 | 0 | 0 | 0 | 0 | 0 | 0 | 16 | 0.66337 | 0.20792 | 0.079208 | 0.049505 | 0.76136 | 0 | 0 | 0 | 0 | 0 | 0 | 0 | 0 |  | 0.080171 | 0.080171 | 0.077975 | 0.080414 | 0.080994 | 0.080801 | 0.080801 | Education - Secondary School - Exercising Centers and Gymnasium - Sun | 12 | 7 | 16 | 0 | 43.2 | 0 | 0 | 0 | 43.2 | 0 | 0 | 0 | 1.2 | 0 | 0 | 0 | 0 | 0 | 0 | 0 | 0 | 0 | 0 | 0 | 0 | 0 | 0 | 0 | 0 | 0 | 0 | 0 | 0 | 0 | 0 | 0 | 0 |  | 0 | 43.2 | 0 | 0 | 0 | 43.2 | 0 | 0 | 0 | 1.2 | 0 | 0 | 0 | 0 | 0 | 0 | 0 | 0 | 0 | 0 | 0 | 0 | 0 | 0 | 0 | 0 | 0 | 0 | 0 | 0 | 0 | 0 | 0 | 0 | 1 | 1 | 1 | 1
427 | 4 | 27 | 7 | 3 |  |  |  |  | Education - Secondary School | Exercising Centers and Gymnasium | Education - Secondary School - Exercising Centers and Gymnasium |  | Education - Secondary School | Education - Secondary School - Exercising Centers and Gymnasium | HighSchool Gym (in session) | Hol | Closed | 7 | 7 | 0.15014 | 1.0505 | 1.0505 | 0.87542 | 0.87542 | 0.87542 | 0.87542 | 0.87542 | 0 | 0 | 0 | 0 | 0 | 0 | 0 | 1.3249 | 1.3249 | 1.1041 | 1.1041 | 1.1041 | 1.1041 | 1.1041 | 0 | 0 | 0 | 0 | 0 | 0 | 0 | 0 | 0 | 0 | 0 | 0 | 0 | 0 | 0 | 0 | 0 | 0 | 0 | 0 | 0 | 0 | 0 | 0 | 0 | 0 | 0 | 0 | 0 | 0 | 0 | 0 | 0 | 0 | 0 | 0.099926 | 0.099926 | 0.083272 | 0.083272 | 0.083272 | 0.083272 | 0.083272 | 0 | 0 | 0 | 0 | 0 | 0 | 0 | 0.12603 | 0.12603 | 0.10502 | 0.10502 | 0.10502 | 0.10502 | 0.10502 | 0 | 0 | 0 | 0 | 0 | 0 | 0 | 0 | 0 | 0 | 0 | 0 | 0 | 0 | 0 | 0 | 0 | 0 | 0 | 0 | 0 | 0 | 0 | 0 | 0 | 0 | 0 | 0 | 0 | 0 | 0 | 0 | 0 | 0 | 0 | HighSchool Gym (in session) ILit Cls | HighSchool Gym (in session) ILit Cls | 2 | 5 | 5 | HighSchool Gym (in session) ILit2 Cls | HighSchool Gym (in session) ILit Cls | HighSchool Gym (in session) ILit Cls | 2 | 5 | 5 | 2 | 1.2 | 0.05 | 0.05 | 0.05 | 0.05 | 0.05 | 0.05 | 0.05 | 0.05 | 0.05 | 0.05 | 0.05 | 0.05 | 0.05 | 0.05 | 0.05 | 0.05 | 0.05 | 0.05 | 0.05 | 0.05 | 0.05 | 0.05 | 0.05 | 0.05 | 0.05 | 1.2 | 0.05 | 0.05 | 0.05 | 0.05 | 0.05 | 0.05 | 0.05 | 0.05 | 0.05 | 0.05 | 0.05 | 0.05 | 0.05 | 0.05 | 0.05 | 0.05 | 0.05 | 0.05 | 0.05 | 0.05 | 0.05 | 0.05 | 0.05 | 0.05 | 0.05 | 0 | 0 | 0 | 0 | 0 | 0 | 0 | 0 | 0 | 0 | 0 | 0 | 0 | 0 | 0 | 0 | 0 | 0 | 0 | 0 | 0 | 0 | 0 | 0 | 0 | 0 | 0 | 0 | 0 | 0 | 0 | 0 | 0 | 0 | 0 | 0 | 0 | 0 | 0 | 0 | 0 | 0 | 0 | 0 | 0 | 0 | 0 | 0 | 16 | 0.66337 | 0.20792 | 0.079208 | 0.049505 | 0.76136 | 0 | 0 | 0 | 0 | 0 | 0 | 0 | 0 |  | 0.080171 | 0.080171 | 0.077975 | 0.080414 | 0.080994 | 0.080801 | 0.080801 | Education - Secondary School - Exercising Centers and Gymnasium - Hol | 14 | 7 | 16 | 0 | 8.4 | 0 | 0 | 0 | 8.4 | 0 | 0 | 0 | 1.2 | 0 | 0 | 0 | 0 | 0 | 0 | 0 | 0 | 0 | 0 | 0 | 0 | 0 | 0 | 0 | 0 | 0 | 0 | 0 | 0 | 0 | 0 | 0 | 0 |  | 0 | 8.4 | 0 | 0 | 0 | 8.4 | 0 | 0 | 0 | 1.2 | 0 | 0 | 0 | 0 | 0 | 0 | 0 | 0 | 0 | 0 | 0 | 0 | 0 | 0 | 0 | 0 | 0 | 0 | 0 | 0 | 0 | 0 | 0 | 0 | 1 | 1 | 1 | 1
428 | 4 | 28 | 8 | 4 |  | Education - Secondary School |  | Education - Secondary School - Exercising Centers and Gymnasium | Education - Secondary School | Exercising Centers and Gymnasium | Education - Secondary School - Exercising Centers and Gymnasium |  | Education - Secondary School | Education - Secondary School - Exercising Centers and Gymnasium | HighSchool Gym (in session) | all | Open | 188 | 188 | 0.15014 | 1.0505 | 1.0505 | 0.87542 | 0.87542 | 0.87542 | 0.87542 | 0.87542 | 0 | 0 | 0 | 0 | 0 | 0 | 0 | 326.0815 | 326.0815 | 271.7346 | 271.7346 | 271.7346 | 271.7346 | 271.7346 | 0.12963 | 0.12963 | 0.10802 | 0.10802 | 0.10802 | 0.10802 | 0.10802 | 0 | 0 | 0 | 0 | 0 | 0 | 0 | 0 | 0 | 0 | 0 | 0 | 0 | 0 | 0.82188 | 0.82188 | 0.82188 | 0.82188 | 0.82188 | 0.82188 | 0.82188 | 0.62112 | 0.62112 | 0.60925 | 0.61867 | 0.6229 | 0.62151 | 0.62151 | 0.099926 | 0.099926 | 0.083272 | 0.083272 | 0.083272 | 0.083272 | 0.083272 | 0 | 0 | 0 | 0 | 0 | 0 | 0 | 31.5967 | 31.5967 | 26.3305 | 26.3305 | 26.3305 | 26.3305 | 26.3305 | 0.012373 | 0.012373 | 0.010311 | 0.010311 | 0.010311 | 0.010311 | 0.010311 | 0 | 0 | 0 | 0 | 0 | 0 | 0 | 0 | 0 | 0 | 0 | 0 | 0 | 0 | 0.82469 | 0.82469 | 0.82469 | 0.82469 | 0.82469 | 0.82469 | 0.82469 | 0.62622 | 0.62622 | 0.6145 | 0.62421 | 0.62803 | 0.62665 | 0.62665 | HighSchool Gym (in session) ILit all | HighSchool Gym (in session) ILit all | 3042 | 5 | 100 | HighSchool Gym (in session) ILit2 all | HighSchool Gym (in session) ILit all | HighSchool Gym (in session) ILit all | 3042 | 6.5 | 100 | 3042 | 10.9969 | 0.82188 | 0.05 | 0.05 | 0.05 | 0.05 | 0.05 | 0.05 | 0.05 | 0.58437 | 1 | 1 | 1 | 1 | 0.88125 | 1 | 1 | 1 | 0.46563 | 0.46563 | 0.46563 | 0.22812 | 0.22812 | 0.22812 | 0.05 | 0.05 | 11.2022 | 0.82469 | 0.065 | 0.065 | 0.065 | 0.065 | 0.065 | 0.065 | 0.065 | 0.59094 | 1 | 1 | 1 | 1 | 0.88313 | 1 | 1 | 1 | 0.47406 | 0.47406 | 0.47406 | 0.24031 | 0.24031 | 0.24031 | 0.065 | 0.065 | 0 | 0 | 0 | 0 | 0 | 0 | 0 | 0.5625 | 1 | 1 | 1 | 1 | 0.875 | 1 | 1 | 1 | 0.4375 | 0.4375 | 0.4375 | 0.1875 | 0.1875 | 0.1875 | 0 | 0 | 0 | 0 | 0 | 0 | 0 | 0 | 0 | 0.5625 | 1 | 1 | 1 | 1 | 0.875 | 1 | 1 | 1 | 0.4375 | 0.4375 | 0.4375 | 0.1875 | 0.1875 | 0.1875 | 0 | 0 | 16 | 0.66337 | 0.20792 | 0.079208 | 0.049505 | 0.76136 | 0.12167 | 0.01919 | 0.01919 | 0.015992 | 0.015992 | 0.015992 | 0.015992 | 0.015992 | Education - Secondary School | 0.080171 | 0.080171 | 0.077975 | 0.080414 | 0.080994 | 0.080801 | 0.080801 | Education - Secondary School - Exercising Centers and Gymnasium - all | 16 | 7 | 18 | 1688.475 | 378.9375 | 1688.475 | 378.9375 | 0 | 0 | 8.9812 | 2.0156 | 0 | 0 | 0 | 0 | 0 | 0 | 0 | 0 | 0.05 | 0.58437 | 1 | 1 | 1 | 1 | 0.88125 | 1 | 1 | 1 | 0.46563 | 0 | 0 | 0 | 0 | 0 | 0 | 0 |  | 1694.4675 | 411.5438 | 1694.4675 | 411.5438 | 0 | 0 | 9.0131 | 2.1891 | 0 | 0 | 0 | 0 | 0 | 0 | 0 | 0 | 0.065 | 0.59094 | 1 | 1 | 1 | 1 | 0.88313 | 1 | 1 | 1 | 0.47406 | 0 | 0 | 0 | 0 | 0 | 0 | 0 | 1 | 1 | 1 | 1
429 | 4 | 29 | 5 | 5 |  |  |  |  | Education - Secondary School | Exercising Centers and Gymnasium | Education - Secondary School - Exercising Centers and Gymnasium | (break) | Education - Secondary School (break) | Education - Secondary School - Exercising Centers and Gymnasium (break) | HighSchool Gym (break) | Sat | Closed | 16 | 16 | 0.15014 | 1.0505 | 1.0505 | 0.87542 | 0.87542 | 0.87542 | 0.87542 | 0.87542 | 0 | 0 | 0 | 0 | 0 | 0 | 0 | 1.2113 | 1.2113 | 1.0094 | 1.0094 | 1.0094 | 1.0094 | 1.0094 | 0 | 0 | 0 | 0 | 0 | 0 | 0 | 0 | 0 | 0 | 0 | 0 | 0 | 0 | 0 | 0 | 0 | 0 | 0 | 0 | 0 | 0 | 0 | 0 | 0 | 0 | 0 | 0 | 0 | 0 | 0 | 0 | 0 | 0 | 0 | 0.099926 | 0.099926 | 0.083272 | 0.083272 | 0.083272 | 0.083272 | 0.083272 | 0 | 0 | 0 | 0 | 0 | 0 | 0 | 0.11522 | 0.11522 | 0.09602 | 0.09602 | 0.09602 | 0.09602 | 0.09602 | 0 | 0 | 0 | 0 | 0 | 0 | 0 | 0 | 0 | 0 | 0 | 0 | 0 | 0 | 0 | 0 | 0 | 0 | 0 | 0 | 0 | 0 | 0 | 0 | 0 | 0 | 0 | 0 | 0 | 0 | 0 | 0 | 0 | 0 | 0 | HighSchool Gym (break) ILit Cls | HighSchool Gym (break) ILit Cls | 2 | 2 | 2 | HighSchool Gym (break) ILit2 Cls | HighSchool Gym (break) ILit Cls | HighSchool Gym (break) ILit Cls | 2 | 2 | 2 | 2 | 0.48 | 0.02 | 0.02 | 0.02 | 0.02 | 0.02 | 0.02 | 0.02 | 0.02 | 0.02 | 0.02 | 0.02 | 0.02 | 0.02 | 0.02 | 0.02 | 0.02 | 0.02 | 0.02 | 0.02 | 0.02 | 0.02 | 0.02 | 0.02 | 0.02 | 0.02 | 0.48 | 0.02 | 0.02 | 0.02 | 0.02 | 0.02 | 0.02 | 0.02 | 0.02 | 0.02 | 0.02 | 0.02 | 0.02 | 0.02 | 0.02 | 0.02 | 0.02 | 0.02 | 0.02 | 0.02 | 0.02 | 0.02 | 0.02 | 0.02 | 0.02 | 0.02 | 0 | 0 | 0 | 0 | 0 | 0 | 0 | 0 | 0 | 0 | 0 | 0 | 0 | 0 | 0 | 0 | 0 | 0 | 0 | 0 | 0 | 0 | 0 | 0 | 0 | 0 | 0 | 0 | 0 | 0 | 0 | 0 | 0 | 0 | 0 | 0 | 0 | 0 | 0 | 0 | 0 | 0 | 0 | 0 | 0 | 0 | 0 | 0 | 16 | 0.66337 | 0.20792 | 0.079208 | 0.049505 | 0.76136 | 0 | 0 | 0 | 0 | 0 | 0 | 0 | 0 |  | 0.0025468 | 0.0025468 | 0.0025307 | 0.0025692 | 0.0025682 | 0.0025679 | 0.0025679 | Education - Secondary School - Exercising Centers and Gymnasium - (break) - Sat | 10 | 7 | 16 | 0 | 7.68 | 0 | 0 | 0 | 7.68 | 0 | 0 | 0 | 0.48 | 0 | 0 | 0 | 0 | 0 | 0 | 0 | 0 | 0 | 0 | 0 | 0 | 0 | 0 | 0 | 0 | 0 | 0 | 0 | 0 | 0 | 0 | 0 | 0 |  | 0 | 7.68 | 0 | 0 | 0 | 7.68 | 0 | 0 | 0 | 0.48 | 0 | 0 | 0 | 0 | 0 | 0 | 0 | 0 | 0 | 0 | 0 | 0 | 0 | 0 | 0 | 0 | 0 | 0 | 0 | 0 | 0 | 0 | 0 | 0 | 1 | 1 | 1 | 1
430 | 4 | 30 | 6 | 6 |  |  |  |  | Education - Secondary School | Exercising Centers and Gymnasium | Education - Secondary School - Exercising Centers and Gymnasium | (break) | Education - Secondary School (break) | Education - Secondary School - Exercising Centers and Gymnasium (break) | HighSchool Gym (break) | Sun | Closed | 16 | 16 | 0.15014 | 1.0505 | 1.0505 | 0.87542 | 0.87542 | 0.87542 | 0.87542 | 0.87542 | 0 | 0 | 0 | 0 | 0 | 0 | 0 | 1.2113 | 1.2113 | 1.0094 | 1.0094 | 1.0094 | 1.0094 | 1.0094 | 0 | 0 | 0 | 0 | 0 | 0 | 0 | 0 | 0 | 0 | 0 | 0 | 0 | 0 | 0 | 0 | 0 | 0 | 0 | 0 | 0 | 0 | 0 | 0 | 0 | 0 | 0 | 0 | 0 | 0 | 0 | 0 | 0 | 0 | 0 | 0.099926 | 0.099926 | 0.083272 | 0.083272 | 0.083272 | 0.083272 | 0.083272 | 0 | 0 | 0 | 0 | 0 | 0 | 0 | 0.11522 | 0.11522 | 0.09602 | 0.09602 | 0.09602 | 0.09602 | 0.09602 | 0 | 0 | 0 | 0 | 0 | 0 | 0 | 0 | 0 | 0 | 0 | 0 | 0 | 0 | 0 | 0 | 0 | 0 | 0 | 0 | 0 | 0 | 0 | 0 | 0 | 0 | 0 | 0 | 0 | 0 | 0 | 0 | 0 | 0 | 0 | HighSchool Gym (break) ILit Cls | HighSchool Gym (break) ILit Cls | 2 | 2 | 2 | HighSchool Gym (break) ILit2 Cls | HighSchool Gym (break) ILit Cls | HighSchool Gym (break) ILit Cls | 2 | 2 | 2 | 2 | 0.48 | 0.02 | 0.02 | 0.02 | 0.02 | 0.02 | 0.02 | 0.02 | 0.02 | 0.02 | 0.02 | 0.02 | 0.02 | 0.02 | 0.02 | 0.02 | 0.02 | 0.02 | 0.02 | 0.02 | 0.02 | 0.02 | 0.02 | 0.02 | 0.02 | 0.02 | 0.48 | 0.02 | 0.02 | 0.02 | 0.02 | 0.02 | 0.02 | 0.02 | 0.02 | 0.02 | 0.02 | 0.02 | 0.02 | 0.02 | 0.02 | 0.02 | 0.02 | 0.02 | 0.02 | 0.02 | 0.02 | 0.02 | 0.02 | 0.02 | 0.02 | 0.02 | 0 | 0 | 0 | 0 | 0 | 0 | 0 | 0 | 0 | 0 | 0 | 0 | 0 | 0 | 0 | 0 | 0 | 0 | 0 | 0 | 0 | 0 | 0 | 0 | 0 | 0 | 0 | 0 | 0 | 0 | 0 | 0 | 0 | 0 | 0 | 0 | 0 | 0 | 0 | 0 | 0 | 0 | 0 | 0 | 0 | 0 | 0 | 0 | 16 | 0.66337 | 0.20792 | 0.079208 | 0.049505 | 0.76136 | 0 | 0 | 0 | 0 | 0 | 0 | 0 | 0 |  | 0.0025468 | 0.0025468 | 0.0025307 | 0.0025692 | 0.0025682 | 0.0025679 | 0.0025679 | Education - Secondary School - Exercising Centers and Gymnasium - (break) - Sun | 12 | 7 | 16 | 0 | 7.68 | 0 | 0 | 0 | 7.68 | 0 | 0 | 0 | 0.48 | 0 | 0 | 0 | 0 | 0 | 0 | 0 | 0 | 0 | 0 | 0 | 0 | 0 | 0 | 0 | 0 | 0 | 0 | 0 | 0 | 0 | 0 | 0 | 0 |  | 0 | 7.68 | 0 | 0 | 0 | 7.68 | 0 | 0 | 0 | 0.48 | 0 | 0 | 0 | 0 | 0 | 0 | 0 | 0 | 0 | 0 | 0 | 0 | 0 | 0 | 0 | 0 | 0 | 0 | 0 | 0 | 0 | 0 | 0 | 0 | 1 | 1 | 1 | 1
431 | 4 | 31 | 7 | 7 |  |  |  |  | Education - Secondary School | Exercising Centers and Gymnasium | Education - Secondary School - Exercising Centers and Gymnasium | (break) | Education - Secondary School (break) | Education - Secondary School - Exercising Centers and Gymnasium (break) | HighSchool Gym (break) | Hol | Closed | 3 | 3 | 0.15014 | 1.0505 | 1.0505 | 0.87542 | 0.87542 | 0.87542 | 0.87542 | 0.87542 | 0 | 0 | 0 | 0 | 0 | 0 | 0 | 0.22712 | 0.22712 | 0.18927 | 0.18927 | 0.18927 | 0.18927 | 0.18927 | 0 | 0 | 0 | 0 | 0 | 0 | 0 | 0 | 0 | 0 | 0 | 0 | 0 | 0 | 0 | 0 | 0 | 0 | 0 | 0 | 0 | 0 | 0 | 0 | 0 | 0 | 0 | 0 | 0 | 0 | 0 | 0 | 0 | 0 | 0 | 0.099926 | 0.099926 | 0.083272 | 0.083272 | 0.083272 | 0.083272 | 0.083272 | 0 | 0 | 0 | 0 | 0 | 0 | 0 | 0.021604 | 0.021604 | 0.018004 | 0.018004 | 0.018004 | 0.018004 | 0.018004 | 0 | 0 | 0 | 0 | 0 | 0 | 0 | 0 | 0 | 0 | 0 | 0 | 0 | 0 | 0 | 0 | 0 | 0 | 0 | 0 | 0 | 0 | 0 | 0 | 0 | 0 | 0 | 0 | 0 | 0 | 0 | 0 | 0 | 0 | 0 | HighSchool Gym (break) ILit Cls | HighSchool Gym (break) ILit Cls | 2 | 2 | 2 | HighSchool Gym (break) ILit2 Cls | HighSchool Gym (break) ILit Cls | HighSchool Gym (break) ILit Cls | 2 | 2 | 2 | 2 | 0.48 | 0.02 | 0.02 | 0.02 | 0.02 | 0.02 | 0.02 | 0.02 | 0.02 | 0.02 | 0.02 | 0.02 | 0.02 | 0.02 | 0.02 | 0.02 | 0.02 | 0.02 | 0.02 | 0.02 | 0.02 | 0.02 | 0.02 | 0.02 | 0.02 | 0.02 | 0.48 | 0.02 | 0.02 | 0.02 | 0.02 | 0.02 | 0.02 | 0.02 | 0.02 | 0.02 | 0.02 | 0.02 | 0.02 | 0.02 | 0.02 | 0.02 | 0.02 | 0.02 | 0.02 | 0.02 | 0.02 | 0.02 | 0.02 | 0.02 | 0.02 | 0.02 | 0 | 0 | 0 | 0 | 0 | 0 | 0 | 0 | 0 | 0 | 0 | 0 | 0 | 0 | 0 | 0 | 0 | 0 | 0 | 0 | 0 | 0 | 0 | 0 | 0 | 0 | 0 | 0 | 0 | 0 | 0 | 0 | 0 | 0 | 0 | 0 | 0 | 0 | 0 | 0 | 0 | 0 | 0 | 0 | 0 | 0 | 0 | 0 | 16 | 0.66337 | 0.20792 | 0.079208 | 0.049505 | 0.76136 | 0 | 0 | 0 | 0 | 0 | 0 | 0 | 0 |  | 0.0025468 | 0.0025468 | 0.0025307 | 0.0025692 | 0.0025682 | 0.0025679 | 0.0025679 | Education - Secondary School - Exercising Centers and Gymnasium - (break) - Hol | 14 | 7 | 16 | 0 | 1.44 | 0 | 0 | 0 | 1.44 | 0 | 0 | 0 | 0.48 | 0 | 0 | 0 | 0 | 0 | 0 | 0 | 0 | 0 | 0 | 0 | 0 | 0 | 0 | 0 | 0 | 0 | 0 | 0 | 0 | 0 | 0 | 0 | 0 |  | 0 | 1.44 | 0 | 0 | 0 | 1.44 | 0 | 0 | 0 | 0.48 | 0 | 0 | 0 | 0 | 0 | 0 | 0 | 0 | 0 | 0 | 0 | 0 | 0 | 0 | 0 | 0 | 0 | 0 | 0 | 0 | 0 | 0 | 0 | 0 | 1 | 1 | 1 | 1
432 | 4 | 32 | 8 | 8 |  | Education - Secondary School (break) | Education - Secondary School - Exercising Centers and Gymnasium | Education - Secondary School - Exercising Centers and Gymnasium (break) | Education - Secondary School | Exercising Centers and Gymnasium | Education - Secondary School - Exercising Centers and Gymnasium | (break) | Education - Secondary School (break) | Education - Secondary School - Exercising Centers and Gymnasium (break) | HighSchool Gym (break) | all | Closed | 63 | 63 | 0.15014 | 1.0505 | 1.0505 | 0.87542 | 0.87542 | 0.87542 | 0.87542 | 0.87542 | 0.15772 | 0.15772 | 0.13144 | 0.13144 | 0.13144 | 0.13144 | 0.13144 | 4.7696 | 4.7696 | 3.9747 | 3.9747 | 3.9747 | 3.9747 | 3.9747 | 0.0031545 | 0.0031545 | 0.0026287 | 0.0026287 | 0.0026287 | 0.0026287 | 0.0026287 | 2355.0525 | 2355.0525 | 2355.0525 | 2355.0525 | 2355.0525 | 2355.0525 | 2355.0525 | 0 | 0 | 0 | 0 | 0 | 0 | 0 | 0.02 | 0.02 | 0.02 | 0.02 | 0.02 | 0.02 | 0.02 | 0.02 | 0.02 | 0.02 | 0.02 | 0.02 | 0.02 | 0.02 | 0.099926 | 0.099926 | 0.083272 | 0.083272 | 0.083272 | 0.083272 | 0.083272 | 0.015003 | 0.015003 | 0.012503 | 0.012503 | 0.012503 | 0.012503 | 0.012503 | 0.45369 | 0.45369 | 0.37808 | 0.37808 | 0.37808 | 0.37808 | 0.37808 | 0.00030006 | 0.00030006 | 0.00025005 | 0.00025005 | 0.00025005 | 0.00025005 | 0.00025005 | 2402.6349 | 2402.6349 | 2402.6349 | 2402.6349 | 2402.6349 | 2402.6349 | 2402.6349 | 0 | 0 | 0 | 0 | 0 | 0 | 0 | 0.02 | 0.02 | 0.02 | 0.02 | 0.02 | 0.02 | 0.02 | 0.02 | 0.02 | 0.02 | 0.02 | 0.02 | 0.02 | 0.02 | HighSchool Gym (break) ILit Cls | HighSchool Gym (break) ILit Cls | 2 | 2 | 2 | HighSchool Gym (break) ILit2 Cls | HighSchool Gym (break) ILit Cls | HighSchool Gym (break) ILit Cls | 2 | 2 | 2 | 2 | 0.48 | 0.02 | 0.02 | 0.02 | 0.02 | 0.02 | 0.02 | 0.02 | 0.02 | 0.02 | 0.02 | 0.02 | 0.02 | 0.02 | 0.02 | 0.02 | 0.02 | 0.02 | 0.02 | 0.02 | 0.02 | 0.02 | 0.02 | 0.02 | 0.02 | 0.02 | 0.48 | 0.02 | 0.02 | 0.02 | 0.02 | 0.02 | 0.02 | 0.02 | 0.02 | 0.02 | 0.02 | 0.02 | 0.02 | 0.02 | 0.02 | 0.02 | 0.02 | 0.02 | 0.02 | 0.02 | 0.02 | 0.02 | 0.02 | 0.02 | 0.02 | 0.02 | 0 | 0 | 0 | 0 | 0 | 0 | 0 | 0 | 0 | 0 | 0 | 0 | 0 | 0 | 0 | 0 | 0 | 0 | 0 | 0 | 0 | 0 | 0 | 0 | 0 | 0 | 0 | 0 | 0 | 0 | 0 | 0 | 0 | 0 | 0 | 0 | 0 | 0 | 0 | 0 | 0 | 0 | 0 | 0 | 0 | 0 | 0 | 0 | 16 | 0.66337 | 0.20792 | 0.079208 | 0.049505 | 0.76136 | 0.0029608 | 0.00046699 | 0.00046699 | 0.00038916 | 0.00038916 | 0.00038916 | 0.00038916 | 0.00038916 | Education - Secondary School (break) | 0.0025468 | 0.0025468 | 0.0025307 | 0.0025692 | 0.0025682 | 0.0025679 | 0.0025679 | Education - Secondary School - Exercising Centers and Gymnasium - (break) - all | 16 | 7 | 18 | 0 | 30.24 | 0 | 30.24 | 0 | 0 | 0 | 0.48 | 0 | 0 | 0 | 0 | 0 | 0 | 0 | 0 | 0 | 0 | 0 | 0 | 0 | 0 | 0 | 0 | 0 | 0 | 0 | 0 | 0 | 0 | 0 | 0 | 0 | 0 |  | 0 | 30.24 | 0 | 30.24 | 0 | 0 | 0 | 0.48 | 0 | 0 | 0 | 0 | 0 | 0 | 0 | 0 | 0 | 0 | 0 | 0 | 0 | 0 | 0 | 0 | 0 | 0 | 0 | 0 | 0 | 0 | 0 | 0 | 0 | 0 | 1 | 1 | 1 | 1
433 | 4 | 33 | 5 | 1 |  |  |  |  | Education - Secondary School | Kitchen and Food Preparation | Education - Secondary School - Kitchen and Food Preparation |  | Education - Secondary School | Education - Secondary School - Kitchen and Food Preparation | HighSchool Kitchen (in session) | Sat | Open | 36 | 36 | 0.070079 | 1.4882 | 1.4882 | 1.4882 | 1.4882 | 1.4007 | 1.4007 | 1.4007 | 0 | 0 | 0 | 0 | 0 | 0 | 0 | 10.5128 | 10.5128 | 10.5128 | 10.5128 | 9.8944 | 9.8944 | 9.8944 | 0 | 0 | 0 | 0 | 0 | 0 | 0 | 0 | 0 | 0 | 0 | 0 | 0 | 0 | 0 | 0 | 0 | 0 | 0 | 0 | 0 | 0 | 0 | 0 | 0 | 0 | 0 | 0 | 0 | 0 | 0 | 0 | 0 | 0 | 0 | 0.14156 | 0.14156 | 0.14156 | 0.14156 | 0.13324 | 0.13324 | 0.13324 | 0 | 0 | 0 | 0 | 0 | 0 | 0 | 1.1071 | 1.1071 | 1.1071 | 1.1071 | 1.042 | 1.042 | 1.042 | 0 | 0 | 0 | 0 | 0 | 0 | 0 | 0 | 0 | 0 | 0 | 0 | 0 | 0 | 0 | 0 | 0 | 0 | 0 | 0 | 0 | 0 | 0 | 0 | 0 | 0 | 0 | 0 | 0 | 0 | 0 | 0 | 0 | 0 | 0 | HighSchool Kitchen (in session) ILit Sat | HighSchool Kitchen (in session) ILit all | 3055 | 5 | 45 | HighSchool Kitchen (in session) ILit2 Sat | HighSchool Kitchen (in session) ILit Sat | HighSchool Kitchen (in session) ILit all | 3055 | 6.5 | 45 | 3055 | 2.8 | 0.05 | 0.05 | 0.05 | 0.05 | 0.05 | 0.05 | 0.05 | 0.05 | 0.05 | 0.05 | 0.05 | 0.45 | 0.45 | 0.45 | 0.45 | 0.05 | 0.05 | 0.05 | 0.05 | 0.05 | 0.05 | 0.05 | 0.05 | 0.05 | 0.05 | 3.1 | 0.065 | 0.065 | 0.065 | 0.065 | 0.065 | 0.065 | 0.065 | 0.065 | 0.065 | 0.065 | 0.065 | 0.45 | 0.45 | 0.45 | 0.45 | 0.065 | 0.065 | 0.065 | 0.065 | 0.065 | 0.065 | 0.065 | 0.065 | 0.065 | 0.065 | 0 | 0 | 0 | 0 | 0 | 0 | 0 | 0 | 0 | 0 | 1 | 1 | 1 | 1 | 0 | 0 | 0 | 0 | 0 | 0 | 0 | 0 | 0 | 0 | 0 | 0 | 0 | 0 | 0 | 0 | 0 | 0 | 0 | 0 | 1 | 1 | 1 | 1 | 0 | 0 | 0 | 0 | 0 | 0 | 0 | 0 | 0 | 0 | 16 | 0.66337 | 0.20792 | 0.079208 | 0.049505 | 0.76136 | 0 | 0 | 0 | 0 | 0 | 0 | 0 | 0 |  | 0.080171 | 0.080171 | 0.077975 | 0.080414 | 0.080994 | 0.080801 | 0.080801 | Education - Secondary School - Kitchen and Food Preparation - Sat | 10 | 7 | 16 | 73.8 | 27 | 0 | 0 | 73.8 | 27 | 0 | 0 | 2.05 | 0.75 | 0 | 0 | 0 | 0 | 0 | 0 | 0.05 | 0.05 | 0.05 | 0.05 | 0.45 | 0.45 | 0.45 | 0.45 | 0.05 | 0 | 0 | 0 | 0 | 0 | 0 | 0 | 0 | 0 |  | 76.5 | 35.1 | 0 | 0 | 76.5 | 35.1 | 0 | 0 | 2.125 | 0.975 | 0 | 0 | 0 | 0 | 0 | 0 | 0.065 | 0.065 | 0.065 | 0.065 | 0.45 | 0.45 | 0.45 | 0.45 | 0.065 | 0 | 0 | 0 | 0 | 0 | 0 | 0 | 0 | 0 | 1 | 1 | 1 | 1
434 | 4 | 34 | 6 | 2 |  |  |  |  | Education - Secondary School | Kitchen and Food Preparation | Education - Secondary School - Kitchen and Food Preparation |  | Education - Secondary School | Education - Secondary School - Kitchen and Food Preparation | HighSchool Kitchen (in session) | Sun | Closed | 36 | 36 | 0.070079 | 1.4882 | 1.4882 | 1.4882 | 1.4882 | 1.4007 | 1.4007 | 1.4007 | 0 | 0 | 0 | 0 | 0 | 0 | 0 | 4.5055 | 4.5055 | 4.5055 | 4.5055 | 4.2404 | 4.2404 | 4.2404 | 0 | 0 | 0 | 0 | 0 | 0 | 0 | 0 | 0 | 0 | 0 | 0 | 0 | 0 | 0 | 0 | 0 | 0 | 0 | 0 | 0 | 0 | 0 | 0 | 0 | 0 | 0 | 0 | 0 | 0 | 0 | 0 | 0 | 0 | 0 | 0.14156 | 0.14156 | 0.14156 | 0.14156 | 0.13324 | 0.13324 | 0.13324 | 0 | 0 | 0 | 0 | 0 | 0 | 0 | 0.42857 | 0.42857 | 0.42857 | 0.42857 | 0.40336 | 0.40336 | 0.40336 | 0 | 0 | 0 | 0 | 0 | 0 | 0 | 0 | 0 | 0 | 0 | 0 | 0 | 0 | 0 | 0 | 0 | 0 | 0 | 0 | 0 | 0 | 0 | 0 | 0 | 0 | 0 | 0 | 0 | 0 | 0 | 0 | 0 | 0 | 0 | HighSchool Kitchen (in session) ILit Cls | HighSchool Kitchen (in session) ILit Cls | 2 | 5 | 5 | HighSchool Kitchen (in session) ILit2 Cls | HighSchool Kitchen (in session) ILit Cls | HighSchool Kitchen (in session) ILit Cls | 2 | 5 | 5 | 2 | 1.2 | 0.05 | 0.05 | 0.05 | 0.05 | 0.05 | 0.05 | 0.05 | 0.05 | 0.05 | 0.05 | 0.05 | 0.05 | 0.05 | 0.05 | 0.05 | 0.05 | 0.05 | 0.05 | 0.05 | 0.05 | 0.05 | 0.05 | 0.05 | 0.05 | 0.05 | 1.2 | 0.05 | 0.05 | 0.05 | 0.05 | 0.05 | 0.05 | 0.05 | 0.05 | 0.05 | 0.05 | 0.05 | 0.05 | 0.05 | 0.05 | 0.05 | 0.05 | 0.05 | 0.05 | 0.05 | 0.05 | 0.05 | 0.05 | 0.05 | 0.05 | 0.05 | 0 | 0 | 0 | 0 | 0 | 0 | 0 | 0 | 0 | 0 | 0 | 0 | 0 | 0 | 0 | 0 | 0 | 0 | 0 | 0 | 0 | 0 | 0 | 0 | 0 | 0 | 0 | 0 | 0 | 0 | 0 | 0 | 0 | 0 | 0 | 0 | 0 | 0 | 0 | 0 | 0 | 0 | 0 | 0 | 0 | 0 | 0 | 0 | 16 | 0.66337 | 0.20792 | 0.079208 | 0.049505 | 0.76136 | 0 | 0 | 0 | 0 | 0 | 0 | 0 | 0 |  | 0.080171 | 0.080171 | 0.077975 | 0.080414 | 0.080994 | 0.080801 | 0.080801 | Education - Secondary School - Kitchen and Food Preparation - Sun | 12 | 7 | 16 | 0 | 43.2 | 0 | 0 | 0 | 43.2 | 0 | 0 | 0 | 1.2 | 0 | 0 | 0 | 0 | 0 | 0 | 0 | 0 | 0 | 0 | 0 | 0 | 0 | 0 | 0 | 0 | 0 | 0 | 0 | 0 | 0 | 0 | 0 | 0 |  | 0 | 43.2 | 0 | 0 | 0 | 43.2 | 0 | 0 | 0 | 1.2 | 0 | 0 | 0 | 0 | 0 | 0 | 0 | 0 | 0 | 0 | 0 | 0 | 0 | 0 | 0 | 0 | 0 | 0 | 0 | 0 | 0 | 0 | 0 | 0 | 1 | 1 | 1 | 1
435 | 4 | 35 | 7 | 3 |  |  |  |  | Education - Secondary School | Kitchen and Food Preparation | Education - Secondary School - Kitchen and Food Preparation |  | Education - Secondary School | Education - Secondary School - Kitchen and Food Preparation | HighSchool Kitchen (in session) | Hol | Closed | 7 | 7 | 0.070079 | 1.4882 | 1.4882 | 1.4882 | 1.4882 | 1.4007 | 1.4007 | 1.4007 | 0 | 0 | 0 | 0 | 0 | 0 | 0 | 0.87606 | 0.87606 | 0.87606 | 0.87606 | 0.82453 | 0.82453 | 0.82453 | 0 | 0 | 0 | 0 | 0 | 0 | 0 | 0 | 0 | 0 | 0 | 0 | 0 | 0 | 0 | 0 | 0 | 0 | 0 | 0 | 0 | 0 | 0 | 0 | 0 | 0 | 0 | 0 | 0 | 0 | 0 | 0 | 0 | 0 | 0 | 0.14156 | 0.14156 | 0.14156 | 0.14156 | 0.13324 | 0.13324 | 0.13324 | 0 | 0 | 0 | 0 | 0 | 0 | 0 | 0.083333 | 0.083333 | 0.083333 | 0.083333 | 0.078431 | 0.078431 | 0.078431 | 0 | 0 | 0 | 0 | 0 | 0 | 0 | 0 | 0 | 0 | 0 | 0 | 0 | 0 | 0 | 0 | 0 | 0 | 0 | 0 | 0 | 0 | 0 | 0 | 0 | 0 | 0 | 0 | 0 | 0 | 0 | 0 | 0 | 0 | 0 | HighSchool Kitchen (in session) ILit Cls | HighSchool Kitchen (in session) ILit Cls | 2 | 5 | 5 | HighSchool Kitchen (in session) ILit2 Cls | HighSchool Kitchen (in session) ILit Cls | HighSchool Kitchen (in session) ILit Cls | 2 | 5 | 5 | 2 | 1.2 | 0.05 | 0.05 | 0.05 | 0.05 | 0.05 | 0.05 | 0.05 | 0.05 | 0.05 | 0.05 | 0.05 | 0.05 | 0.05 | 0.05 | 0.05 | 0.05 | 0.05 | 0.05 | 0.05 | 0.05 | 0.05 | 0.05 | 0.05 | 0.05 | 0.05 | 1.2 | 0.05 | 0.05 | 0.05 | 0.05 | 0.05 | 0.05 | 0.05 | 0.05 | 0.05 | 0.05 | 0.05 | 0.05 | 0.05 | 0.05 | 0.05 | 0.05 | 0.05 | 0.05 | 0.05 | 0.05 | 0.05 | 0.05 | 0.05 | 0.05 | 0.05 | 0 | 0 | 0 | 0 | 0 | 0 | 0 | 0 | 0 | 0 | 0 | 0 | 0 | 0 | 0 | 0 | 0 | 0 | 0 | 0 | 0 | 0 | 0 | 0 | 0 | 0 | 0 | 0 | 0 | 0 | 0 | 0 | 0 | 0 | 0 | 0 | 0 | 0 | 0 | 0 | 0 | 0 | 0 | 0 | 0 | 0 | 0 | 0 | 16 | 0.66337 | 0.20792 | 0.079208 | 0.049505 | 0.76136 | 0 | 0 | 0 | 0 | 0 | 0 | 0 | 0 |  | 0.080171 | 0.080171 | 0.077975 | 0.080414 | 0.080994 | 0.080801 | 0.080801 | Education - Secondary School - Kitchen and Food Preparation - Hol | 14 | 7 | 16 | 0 | 8.4 | 0 | 0 | 0 | 8.4 | 0 | 0 | 0 | 1.2 | 0 | 0 | 0 | 0 | 0 | 0 | 0 | 0 | 0 | 0 | 0 | 0 | 0 | 0 | 0 | 0 | 0 | 0 | 0 | 0 | 0 | 0 | 0 | 0 |  | 0 | 8.4 | 0 | 0 | 0 | 8.4 | 0 | 0 | 0 | 1.2 | 0 | 0 | 0 | 0 | 0 | 0 | 0 | 0 | 0 | 0 | 0 | 0 | 0 | 0 | 0 | 0 | 0 | 0 | 0 | 0 | 0 | 0 | 0 | 0 | 1 | 1 | 1 | 1
436 | 4 | 36 | 8 | 4 |  | Education - Secondary School |  | Education - Secondary School - Kitchen and Food Preparation | Education - Secondary School | Kitchen and Food Preparation | Education - Secondary School - Kitchen and Food Preparation |  | Education - Secondary School | Education - Secondary School - Kitchen and Food Preparation | HighSchool Kitchen (in session) | all | Open | 188 | 188 | 0.070079 | 1.4882 | 1.4882 | 1.4882 | 1.4882 | 1.4007 | 1.4007 | 1.4007 | 0 | 0 | 0 | 0 | 0 | 0 | 0 | 98.0357 | 98.0357 | 98.0357 | 98.0357 | 92.2689 | 92.2689 | 92.2689 | 0.0052147 | 0.0052147 | 0.0052147 | 0.0052147 | 0.0049079 | 0.0049079 | 0.0049079 | 0 | 0 | 0 | 0 | 0 | 0 | 0 | 0 | 0 | 0 | 0 | 0 | 0 | 0 | 0.05 | 0.05 | 0.05 | 0.05 | 0.05 | 0.05 | 0.05 | 0.62112 | 0.62112 | 0.60925 | 0.61867 | 0.6229 | 0.62151 | 0.62151 | 0.14156 | 0.14156 | 0.14156 | 0.14156 | 0.13324 | 0.13324 | 0.13324 | 0 | 0 | 0 | 0 | 0 | 0 | 0 | 9.8849 | 9.8849 | 9.8849 | 9.8849 | 9.3034 | 9.3034 | 9.3034 | 0.00064484 | 0.00064484 | 0.00064484 | 0.00064484 | 0.00060691 | 0.00060691 | 0.00060691 | 0 | 0 | 0 | 0 | 0 | 0 | 0 | 0 | 0 | 0 | 0 | 0 | 0 | 0 | 0.065 | 0.065 | 0.065 | 0.065 | 0.065 | 0.065 | 0.065 | 0.62622 | 0.62622 | 0.6145 | 0.62421 | 0.62803 | 0.62665 | 0.62665 | HighSchool Kitchen (in session) ILit all | HighSchool Kitchen (in session) ILit all | 3055 | 5 | 100 | HighSchool Kitchen (in session) ILit2 all | HighSchool Kitchen (in session) ILit all | HighSchool Kitchen (in session) ILit all | 3055 | 6.5 | 100 | 3055 | 5 | 0.05 | 0.05 | 0.05 | 0.05 | 0.05 | 0.05 | 0.05 | 0.05 | 0.05 | 0.05 | 0.05 | 1 | 1 | 1 | 1 | 0.05 | 0.05 | 0.05 | 0.05 | 0.05 | 0.05 | 0.05 | 0.05 | 0.05 | 0.05 | 5.3 | 0.065 | 0.065 | 0.065 | 0.065 | 0.065 | 0.065 | 0.065 | 0.065 | 0.065 | 0.065 | 0.065 | 1 | 1 | 1 | 1 | 0.065 | 0.065 | 0.065 | 0.065 | 0.065 | 0.065 | 0.065 | 0.065 | 0.065 | 0.065 | 0 | 0 | 0 | 0 | 0 | 0 | 0 | 0 | 0 | 0 | 1 | 1 | 1 | 1 | 0 | 0 | 0 | 0 | 0 | 0 | 0 | 0 | 0 | 0 | 0 | 0 | 0 | 0 | 0 | 0 | 0 | 0 | 0 | 0 | 1 | 1 | 1 | 1 | 0 | 0 | 0 | 0 | 0 | 0 | 0 | 0 | 0 | 0 | 16 | 0.66337 | 0.20792 | 0.079208 | 0.049505 | 0.76136 | 0.0073941 | 0.00077116 | 0.00077116 | 0.00077116 | 0.00077116 | 0.0007258 | 0.0007258 | 0.0007258 | Education - Secondary School | 0.080171 | 0.080171 | 0.077975 | 0.080414 | 0.080994 | 0.080801 | 0.080801 | Education - Secondary School - Kitchen and Food Preparation - all | 16 | 7 | 18 | 817.8 | 122.2 | 817.8 | 122.2 | 0 | 0 | 4.35 | 0.65 | 0 | 0 | 0 | 0 | 0 | 0 | 0 | 0 | 0.05 | 0.05 | 0.05 | 0.05 | 1 | 1 | 1 | 1 | 0.05 | 0.05 | 0.05 | 0 | 0 | 0 | 0 | 0 | 0 | 0 |  | 837.54 | 158.86 | 837.54 | 158.86 | 0 | 0 | 4.455 | 0.845 | 0 | 0 | 0 | 0 | 0 | 0 | 0 | 0 | 0.065 | 0.065 | 0.065 | 0.065 | 1 | 1 | 1 | 1 | 0.065 | 0.065 | 0.065 | 0 | 0 | 0 | 0 | 0 | 0 | 0 | 1 | 1 | 1 | 1
437 | 4 | 37 | 5 | 5 |  |  |  |  | Education - Secondary School | Kitchen and Food Preparation | Education - Secondary School - Kitchen and Food Preparation | (break) | Education - Secondary School (break) | Education - Secondary School - Kitchen and Food Preparation (break) | HighSchool Kitchen (break) | Sat | Closed | 16 | 16 | 0.070079 | 1.4882 | 1.4882 | 1.4882 | 1.4882 | 1.4007 | 1.4007 | 1.4007 | 0 | 0 | 0 | 0 | 0 | 0 | 0 | 0.80097 | 0.80097 | 0.80097 | 0.80097 | 0.75386 | 0.75386 | 0.75386 | 0 | 0 | 0 | 0 | 0 | 0 | 0 | 0 | 0 | 0 | 0 | 0 | 0 | 0 | 0 | 0 | 0 | 0 | 0 | 0 | 0 | 0 | 0 | 0 | 0 | 0 | 0 | 0 | 0 | 0 | 0 | 0 | 0 | 0 | 0 | 0.14156 | 0.14156 | 0.14156 | 0.14156 | 0.13324 | 0.13324 | 0.13324 | 0 | 0 | 0 | 0 | 0 | 0 | 0 | 0.07619 | 0.07619 | 0.07619 | 0.07619 | 0.071708 | 0.071708 | 0.071708 | 0 | 0 | 0 | 0 | 0 | 0 | 0 | 0 | 0 | 0 | 0 | 0 | 0 | 0 | 0 | 0 | 0 | 0 | 0 | 0 | 0 | 0 | 0 | 0 | 0 | 0 | 0 | 0 | 0 | 0 | 0 | 0 | 0 | 0 | 0 | HighSchool Kitchen (break) ILit Cls | HighSchool Kitchen (break) ILit Cls | 2 | 2 | 2 | HighSchool Kitchen (break) ILit2 Cls | HighSchool Kitchen (break) ILit Cls | HighSchool Kitchen (break) ILit Cls | 2 | 2 | 2 | 2 | 0.48 | 0.02 | 0.02 | 0.02 | 0.02 | 0.02 | 0.02 | 0.02 | 0.02 | 0.02 | 0.02 | 0.02 | 0.02 | 0.02 | 0.02 | 0.02 | 0.02 | 0.02 | 0.02 | 0.02 | 0.02 | 0.02 | 0.02 | 0.02 | 0.02 | 0.02 | 0.48 | 0.02 | 0.02 | 0.02 | 0.02 | 0.02 | 0.02 | 0.02 | 0.02 | 0.02 | 0.02 | 0.02 | 0.02 | 0.02 | 0.02 | 0.02 | 0.02 | 0.02 | 0.02 | 0.02 | 0.02 | 0.02 | 0.02 | 0.02 | 0.02 | 0.02 | 0 | 0 | 0 | 0 | 0 | 0 | 0 | 0 | 0 | 0 | 0 | 0 | 0 | 0 | 0 | 0 | 0 | 0 | 0 | 0 | 0 | 0 | 0 | 0 | 0 | 0 | 0 | 0 | 0 | 0 | 0 | 0 | 0 | 0 | 0 | 0 | 0 | 0 | 0 | 0 | 0 | 0 | 0 | 0 | 0 | 0 | 0 | 0 | 16 | 0.66337 | 0.20792 | 0.079208 | 0.049505 | 0.76136 | 0 | 0 | 0 | 0 | 0 | 0 | 0 | 0 |  | 0.0025468 | 0.0025468 | 0.0025307 | 0.0025692 | 0.0025682 | 0.0025679 | 0.0025679 | Education - Secondary School - Kitchen and Food Preparation - (break) - Sat | 10 | 7 | 16 | 0 | 7.68 | 0 | 0 | 0 | 7.68 | 0 | 0 | 0 | 0.48 | 0 | 0 | 0 | 0 | 0 | 0 | 0 | 0 | 0 | 0 | 0 | 0 | 0 | 0 | 0 | 0 | 0 | 0 | 0 | 0 | 0 | 0 | 0 | 0 |  | 0 | 7.68 | 0 | 0 | 0 | 7.68 | 0 | 0 | 0 | 0.48 | 0 | 0 | 0 | 0 | 0 | 0 | 0 | 0 | 0 | 0 | 0 | 0 | 0 | 0 | 0 | 0 | 0 | 0 | 0 | 0 | 0 | 0 | 0 | 0 | 1 | 1 | 1 | 1
438 | 4 | 38 | 6 | 6 |  |  |  |  | Education - Secondary School | Kitchen and Food Preparation | Education - Secondary School - Kitchen and Food Preparation | (break) | Education - Secondary School (break) | Education - Secondary School - Kitchen and Food Preparation (break) | HighSchool Kitchen (break) | Sun | Closed | 16 | 16 | 0.070079 | 1.4882 | 1.4882 | 1.4882 | 1.4882 | 1.4007 | 1.4007 | 1.4007 | 0 | 0 | 0 | 0 | 0 | 0 | 0 | 0.80097 | 0.80097 | 0.80097 | 0.80097 | 0.75386 | 0.75386 | 0.75386 | 0 | 0 | 0 | 0 | 0 | 0 | 0 | 0 | 0 | 0 | 0 | 0 | 0 | 0 | 0 | 0 | 0 | 0 | 0 | 0 | 0 | 0 | 0 | 0 | 0 | 0 | 0 | 0 | 0 | 0 | 0 | 0 | 0 | 0 | 0 | 0.14156 | 0.14156 | 0.14156 | 0.14156 | 0.13324 | 0.13324 | 0.13324 | 0 | 0 | 0 | 0 | 0 | 0 | 0 | 0.07619 | 0.07619 | 0.07619 | 0.07619 | 0.071708 | 0.071708 | 0.071708 | 0 | 0 | 0 | 0 | 0 | 0 | 0 | 0 | 0 | 0 | 0 | 0 | 0 | 0 | 0 | 0 | 0 | 0 | 0 | 0 | 0 | 0 | 0 | 0 | 0 | 0 | 0 | 0 | 0 | 0 | 0 | 0 | 0 | 0 | 0 | HighSchool Kitchen (break) ILit Cls | HighSchool Kitchen (break) ILit Cls | 2 | 2 | 2 | HighSchool Kitchen (break) ILit2 Cls | HighSchool Kitchen (break) ILit Cls | HighSchool Kitchen (break) ILit Cls | 2 | 2 | 2 | 2 | 0.48 | 0.02 | 0.02 | 0.02 | 0.02 | 0.02 | 0.02 | 0.02 | 0.02 | 0.02 | 0.02 | 0.02 | 0.02 | 0.02 | 0.02 | 0.02 | 0.02 | 0.02 | 0.02 | 0.02 | 0.02 | 0.02 | 0.02 | 0.02 | 0.02 | 0.02 | 0.48 | 0.02 | 0.02 | 0.02 | 0.02 | 0.02 | 0.02 | 0.02 | 0.02 | 0.02 | 0.02 | 0.02 | 0.02 | 0.02 | 0.02 | 0.02 | 0.02 | 0.02 | 0.02 | 0.02 | 0.02 | 0.02 | 0.02 | 0.02 | 0.02 | 0.02 | 0 | 0 | 0 | 0 | 0 | 0 | 0 | 0 | 0 | 0 | 0 | 0 | 0 | 0 | 0 | 0 | 0 | 0 | 0 | 0 | 0 | 0 | 0 | 0 | 0 | 0 | 0 | 0 | 0 | 0 | 0 | 0 | 0 | 0 | 0 | 0 | 0 | 0 | 0 | 0 | 0 | 0 | 0 | 0 | 0 | 0 | 0 | 0 | 16 | 0.66337 | 0.20792 | 0.079208 | 0.049505 | 0.76136 | 0 | 0 | 0 | 0 | 0 | 0 | 0 | 0 |  | 0.0025468 | 0.0025468 | 0.0025307 | 0.0025692 | 0.0025682 | 0.0025679 | 0.0025679 | Education - Secondary School - Kitchen and Food Preparation - (break) - Sun | 12 | 7 | 16 | 0 | 7.68 | 0 | 0 | 0 | 7.68 | 0 | 0 | 0 | 0.48 | 0 | 0 | 0 | 0 | 0 | 0 | 0 | 0 | 0 | 0 | 0 | 0 | 0 | 0 | 0 | 0 | 0 | 0 | 0 | 0 | 0 | 0 | 0 | 0 |  | 0 | 7.68 | 0 | 0 | 0 | 7.68 | 0 | 0 | 0 | 0.48 | 0 | 0 | 0 | 0 | 0 | 0 | 0 | 0 | 0 | 0 | 0 | 0 | 0 | 0 | 0 | 0 | 0 | 0 | 0 | 0 | 0 | 0 | 0 | 0 | 1 | 1 | 1 | 1
439 | 4 | 39 | 7 | 7 |  |  |  |  | Education - Secondary School | Kitchen and Food Preparation | Education - Secondary School - Kitchen and Food Preparation | (break) | Education - Secondary School (break) | Education - Secondary School - Kitchen and Food Preparation (break) | HighSchool Kitchen (break) | Hol | Closed | 3 | 3 | 0.070079 | 1.4882 | 1.4882 | 1.4882 | 1.4882 | 1.4007 | 1.4007 | 1.4007 | 0 | 0 | 0 | 0 | 0 | 0 | 0 | 0.15018 | 0.15018 | 0.15018 | 0.15018 | 0.14135 | 0.14135 | 0.14135 | 0 | 0 | 0 | 0 | 0 | 0 | 0 | 0 | 0 | 0 | 0 | 0 | 0 | 0 | 0 | 0 | 0 | 0 | 0 | 0 | 0 | 0 | 0 | 0 | 0 | 0 | 0 | 0 | 0 | 0 | 0 | 0 | 0 | 0 | 0 | 0.14156 | 0.14156 | 0.14156 | 0.14156 | 0.13324 | 0.13324 | 0.13324 | 0 | 0 | 0 | 0 | 0 | 0 | 0 | 0.014286 | 0.014286 | 0.014286 | 0.014286 | 0.013445 | 0.013445 | 0.013445 | 0 | 0 | 0 | 0 | 0 | 0 | 0 | 0 | 0 | 0 | 0 | 0 | 0 | 0 | 0 | 0 | 0 | 0 | 0 | 0 | 0 | 0 | 0 | 0 | 0 | 0 | 0 | 0 | 0 | 0 | 0 | 0 | 0 | 0 | 0 | HighSchool Kitchen (break) ILit Cls | HighSchool Kitchen (break) ILit Cls | 2 | 2 | 2 | HighSchool Kitchen (break) ILit2 Cls | HighSchool Kitchen (break) ILit Cls | HighSchool Kitchen (break) ILit Cls | 2 | 2 | 2 | 2 | 0.48 | 0.02 | 0.02 | 0.02 | 0.02 | 0.02 | 0.02 | 0.02 | 0.02 | 0.02 | 0.02 | 0.02 | 0.02 | 0.02 | 0.02 | 0.02 | 0.02 | 0.02 | 0.02 | 0.02 | 0.02 | 0.02 | 0.02 | 0.02 | 0.02 | 0.02 | 0.48 | 0.02 | 0.02 | 0.02 | 0.02 | 0.02 | 0.02 | 0.02 | 0.02 | 0.02 | 0.02 | 0.02 | 0.02 | 0.02 | 0.02 | 0.02 | 0.02 | 0.02 | 0.02 | 0.02 | 0.02 | 0.02 | 0.02 | 0.02 | 0.02 | 0.02 | 0 | 0 | 0 | 0 | 0 | 0 | 0 | 0 | 0 | 0 | 0 | 0 | 0 | 0 | 0 | 0 | 0 | 0 | 0 | 0 | 0 | 0 | 0 | 0 | 0 | 0 | 0 | 0 | 0 | 0 | 0 | 0 | 0 | 0 | 0 | 0 | 0 | 0 | 0 | 0 | 0 | 0 | 0 | 0 | 0 | 0 | 0 | 0 | 16 | 0.66337 | 0.20792 | 0.079208 | 0.049505 | 0.76136 | 0 | 0 | 0 | 0 | 0 | 0 | 0 | 0 |  | 0.0025468 | 0.0025468 | 0.0025307 | 0.0025692 | 0.0025682 | 0.0025679 | 0.0025679 | Education - Secondary School - Kitchen and Food Preparation - (break) - Hol | 14 | 7 | 16 | 0 | 1.44 | 0 | 0 | 0 | 1.44 | 0 | 0 | 0 | 0.48 | 0 | 0 | 0 | 0 | 0 | 0 | 0 | 0 | 0 | 0 | 0 | 0 | 0 | 0 | 0 | 0 | 0 | 0 | 0 | 0 | 0 | 0 | 0 | 0 |  | 0 | 1.44 | 0 | 0 | 0 | 1.44 | 0 | 0 | 0 | 0.48 | 0 | 0 | 0 | 0 | 0 | 0 | 0 | 0 | 0 | 0 | 0 | 0 | 0 | 0 | 0 | 0 | 0 | 0 | 0 | 0 | 0 | 0 | 0 | 0 | 1 | 1 | 1 | 1
440 | 4 | 40 | 8 | 8 |  | Education - Secondary School (break) | Education - Secondary School - Kitchen and Food Preparation | Education - Secondary School - Kitchen and Food Preparation (break) | Education - Secondary School | Kitchen and Food Preparation | Education - Secondary School - Kitchen and Food Preparation | (break) | Education - Secondary School (break) | Education - Secondary School - Kitchen and Food Preparation (break) | HighSchool Kitchen (break) | all | Closed | 63 | 63 | 0.070079 | 1.4882 | 1.4882 | 1.4882 | 1.4882 | 1.4007 | 1.4007 | 1.4007 | 0.10429 | 0.10429 | 0.10429 | 0.10429 | 0.098158 | 0.098158 | 0.098158 | 3.1538 | 3.1538 | 3.1538 | 3.1538 | 2.9683 | 2.9683 | 2.9683 | 0.0020859 | 0.0020859 | 0.0020859 | 0.0020859 | 0.0019632 | 0.0019632 | 0.0019632 | 1139.44 | 1139.44 | 1139.44 | 1139.44 | 1139.44 | 1139.44 | 1139.44 | 0 | 0 | 0 | 0 | 0 | 0 | 0 | 0.02 | 0.02 | 0.02 | 0.02 | 0.02 | 0.02 | 0.02 | 0.02 | 0.02 | 0.02 | 0.02 | 0.02 | 0.02 | 0.02 | 0.14156 | 0.14156 | 0.14156 | 0.14156 | 0.13324 | 0.13324 | 0.13324 | 0.0099206 | 0.0099206 | 0.0099206 | 0.0099206 | 0.009337 | 0.009337 | 0.009337 | 0.3 | 0.3 | 0.3 | 0.3 | 0.28235 | 0.28235 | 0.28235 | 0.00019841 | 0.00019841 | 0.00019841 | 0.00019841 | 0.00018674 | 0.00018674 | 0.00018674 | 1206.64 | 1206.64 | 1206.64 | 1206.64 | 1206.64 | 1206.64 | 1206.64 | 0 | 0 | 0 | 0 | 0 | 0 | 0 | 0.02 | 0.02 | 0.02 | 0.02 | 0.02 | 0.02 | 0.02 | 0.02 | 0.02 | 0.02 | 0.02 | 0.02 | 0.02 | 0.02 | HighSchool Kitchen (break) ILit Cls | HighSchool Kitchen (break) ILit Cls | 2 | 2 | 2 | HighSchool Kitchen (break) ILit2 Cls | HighSchool Kitchen (break) ILit Cls | HighSchool Kitchen (break) ILit Cls | 2 | 2 | 2 | 2 | 0.48 | 0.02 | 0.02 | 0.02 | 0.02 | 0.02 | 0.02 | 0.02 | 0.02 | 0.02 | 0.02 | 0.02 | 0.02 | 0.02 | 0.02 | 0.02 | 0.02 | 0.02 | 0.02 | 0.02 | 0.02 | 0.02 | 0.02 | 0.02 | 0.02 | 0.02 | 0.48 | 0.02 | 0.02 | 0.02 | 0.02 | 0.02 | 0.02 | 0.02 | 0.02 | 0.02 | 0.02 | 0.02 | 0.02 | 0.02 | 0.02 | 0.02 | 0.02 | 0.02 | 0.02 | 0.02 | 0.02 | 0.02 | 0.02 | 0.02 | 0.02 | 0.02 | 0 | 0 | 0 | 0 | 0 | 0 | 0 | 0 | 0 | 0 | 0 | 0 | 0 | 0 | 0 | 0 | 0 | 0 | 0 | 0 | 0 | 0 | 0 | 0 | 0 | 0 | 0 | 0 | 0 | 0 | 0 | 0 | 0 | 0 | 0 | 0 | 0 | 0 | 0 | 0 | 0 | 0 | 0 | 0 | 0 | 0 | 0 | 0 | 16 | 0.66337 | 0.20792 | 0.079208 | 0.049505 | 0.76136 | 0.0029577 | 0.00030846 | 0.00030846 | 0.00030846 | 0.00030846 | 0.00029032 | 0.00029032 | 0.00029032 | Education - Secondary School (break) | 0.0025468 | 0.0025468 | 0.0025307 | 0.0025692 | 0.0025682 | 0.0025679 | 0.0025679 | Education - Secondary School - Kitchen and Food Preparation - (break) - all | 16 | 7 | 18 | 0 | 30.24 | 0 | 30.24 | 0 | 0 | 0 | 0.48 | 0 | 0 | 0 | 0 | 0 | 0 | 0 | 0 | 0 | 0 | 0 | 0 | 0 | 0 | 0 | 0 | 0 | 0 | 0 | 0 | 0 | 0 | 0 | 0 | 0 | 0 |  | 0 | 30.24 | 0 | 30.24 | 0 | 0 | 0 | 0.48 | 0 | 0 | 0 | 0 | 0 | 0 | 0 | 0 | 0 | 0 | 0 | 0 | 0 | 0 | 0 | 0 | 0 | 0 | 0 | 0 | 0 | 0 | 0 | 0 | 0 | 0 | 1 | 1 | 1 | 1
441 | 4 | 41 | 5 | 1 |  |  |  |  | Education - Secondary School | Office (General) | Education - Secondary School - Office (General) |  | Education - Secondary School | Education - Secondary School - Office (General) | HighSchool Office (in session) | Sat | Open | 36 | 36 | 0.020569 | 1.138 | 1.138 | 1.138 | 1.138 | 1.138 | 0.91919 | 0.91919 | 0 | 0 | 0 | 0 | 0 | 0 | 0 | 4.1394 | 4.1394 | 4.1394 | 4.1394 | 4.1394 | 3.3434 | 3.3434 | 0 | 0 | 0 | 0 | 0 | 0 | 0 | 0 | 0 | 0 | 0 | 0 | 0 | 0 | 0 | 0 | 0 | 0 | 0 | 0 | 0 | 0 | 0 | 0 | 0 | 0 | 0 | 0 | 0 | 0 | 0 | 0 | 0 | 0 | 0 | 0.10825 | 0.10825 | 0.10825 | 0.10825 | 0.10825 | 0.087436 | 0.087436 | 0 | 0 | 0 | 0 | 0 | 0 | 0 | 0.35661 | 0.35661 | 0.35661 | 0.35661 | 0.35661 | 0.28803 | 0.28803 | 0 | 0 | 0 | 0 | 0 | 0 | 0 | 0 | 0 | 0 | 0 | 0 | 0 | 0 | 0 | 0 | 0 | 0 | 0 | 0 | 0 | 0 | 0 | 0 | 0 | 0 | 0 | 0 | 0 | 0 | 0 | 0 | 0 | 0 | 0 | HighSchool Office (in session) ILit Sat | HighSchool Office (in session) ILit all | 3038 | 5 | 45 | HighSchool Office (in session) ILit2 Sat | HighSchool Office (in session) ILit Sat | HighSchool Office (in session) ILit all | 3038 | 6.5 | 37.5 | 3038 | 4.9121 | 0.4284 | 0.05 | 0.05 | 0.05 | 0.05 | 0.05 | 0.15526 | 0.15526 | 0.15526 | 0.45 | 0.45 | 0.45 | 0.45 | 0.45 | 0.45 | 0.45 | 0.45 | 0.45 | 0.05 | 0.05 | 0.05 | 0.05 | 0.05 | 0.05 | 0.05 | 4.4488 | 0.357 | 0.065 | 0.065 | 0.065 | 0.065 | 0.065 | 0.14658 | 0.14658 | 0.14658 | 0.375 | 0.375 | 0.375 | 0.375 | 0.375 | 0.375 | 0.375 | 0.375 | 0.375 | 0.065 | 0.065 | 0.065 | 0.065 | 0.065 | 0.065 | 0.065 | 0 | 0 | 0 | 0 | 0 | 0.26316 | 0.26316 | 0.26316 | 1 | 1 | 1 | 1 | 1 | 1 | 1 | 1 | 1 | 0 | 0 | 0 | 0 | 0 | 0 | 0 | 0 | 0 | 0 | 0 | 0 | 0.26316 | 0.26316 | 0.26316 | 1 | 1 | 1 | 1 | 1 | 1 | 1 | 1 | 1 | 0 | 0 | 0 | 0 | 0 | 0 | 0 | 16 | 0.66337 | 0.20792 | 0.079208 | 0.049505 | 0.76136 | 0 | 0 | 0 | 0 | 0 | 0 | 0 | 0 |  | 0.080171 | 0.080171 | 0.077975 | 0.080414 | 0.080994 | 0.080801 | 0.080801 | Education - Secondary School - Office (General) - Sat | 10 | 7 | 16 | 124.5789 | 52.2566 | 0 | 0 | 124.5789 | 52.2566 | 0 | 0 | 3.4605 | 1.4516 | 0 | 0 | 0 | 0 | 0 | 0 | 0.15526 | 0.15526 | 0.45 | 0.45 | 0.45 | 0.45 | 0.45 | 0.45 | 0.45 | 0 | 0 | 0 | 0 | 0 | 0 | 0 | 0 | 0 |  | 105.0537 | 55.102 | 0 | 0 | 105.0537 | 55.102 | 0 | 0 | 2.9182 | 1.5306 | 0 | 0 | 0 | 0 | 0 | 0 | 0.14658 | 0.14658 | 0.375 | 0.375 | 0.375 | 0.375 | 0.375 | 0.375 | 0.375 | 0 | 0 | 0 | 0 | 0 | 0 | 0 | 0 | 0 | 0.96018 | 0.952 | 0.96823 | 0.952
442 | 4 | 42 | 6 | 2 |  |  |  |  | Education - Secondary School | Office (General) | Education - Secondary School - Office (General) |  | Education - Secondary School | Education - Secondary School - Office (General) | HighSchool Office (in session) | Sun | Closed | 36 | 36 | 0.020569 | 1.138 | 1.138 | 1.138 | 1.138 | 1.138 | 0.91919 | 0.91919 | 0 | 0 | 0 | 0 | 0 | 0 | 0 | 0.97097 | 0.97097 | 0.97097 | 0.97097 | 0.97097 | 0.78424 | 0.78424 | 0 | 0 | 0 | 0 | 0 | 0 | 0 | 0 | 0 | 0 | 0 | 0 | 0 | 0 | 0 | 0 | 0 | 0 | 0 | 0 | 0 | 0 | 0 | 0 | 0 | 0 | 0 | 0 | 0 | 0 | 0 | 0 | 0 | 0 | 0 | 0.10825 | 0.10825 | 0.10825 | 0.10825 | 0.10825 | 0.087436 | 0.087436 | 0 | 0 | 0 | 0 | 0 | 0 | 0 | 0.093135 | 0.093135 | 0.093135 | 0.093135 | 0.093135 | 0.075224 | 0.075224 | 0 | 0 | 0 | 0 | 0 | 0 | 0 | 0 | 0 | 0 | 0 | 0 | 0 | 0 | 0 | 0 | 0 | 0 | 0 | 0 | 0 | 0 | 0 | 0 | 0 | 0 | 0 | 0 | 0 | 0 | 0 | 0 | 0 | 0 | 0 | HighSchool Office (in session) ILit Cls | HighSchool Office (in session) ILit Cls | 2 | 5 | 5 | HighSchool Office (in session) ILit2 Cls | HighSchool Office (in session) ILit Cls | HighSchool Office (in session) ILit Cls | 2 | 5 | 5 | 2 | 1.1522 | 0.0476 | 0.05 | 0.05 | 0.05 | 0.05 | 0.05 | 0.05 | 0.05 | 0.05 | 0.05 | 0.05 | 0.05 | 0.05 | 0.05 | 0.05 | 0.05 | 0.05 | 0.05 | 0.05 | 0.05 | 0.05 | 0.05 | 0.05 | 0.05 | 0.05 | 1.1619 | 0.0476 | 0.05 | 0.05 | 0.05 | 0.05 | 0.05 | 0.05 | 0.05 | 0.05 | 0.05 | 0.05 | 0.05 | 0.05 | 0.05 | 0.05 | 0.05 | 0.05 | 0.05 | 0.05 | 0.05 | 0.05 | 0.05 | 0.05 | 0.05 | 0.05 | 0 | 0 | 0 | 0 | 0 | 0 | 0 | 0 | 0 | 0 | 0 | 0 | 0 | 0 | 0 | 0 | 0 | 0 | 0 | 0 | 0 | 0 | 0 | 0 | 0 | 0 | 0 | 0 | 0 | 0 | 0 | 0 | 0 | 0 | 0 | 0 | 0 | 0 | 0 | 0 | 0 | 0 | 0 | 0 | 0 | 0 | 0 | 0 | 16 | 0.66337 | 0.20792 | 0.079208 | 0.049505 | 0.76136 | 0 | 0 | 0 | 0 | 0 | 0 | 0 | 0 |  | 0.080171 | 0.080171 | 0.077975 | 0.080414 | 0.080994 | 0.080801 | 0.080801 | Education - Secondary School - Office (General) - Sun | 12 | 7 | 16 | 0 | 41.4799 | 0 | 0 | 0 | 41.4799 | 0 | 0 | 0 | 1.1522 | 0 | 0 | 0 | 0 | 0 | 0 | 0 | 0 | 0 | 0 | 0 | 0 | 0 | 0 | 0 | 0 | 0 | 0 | 0 | 0 | 0 | 0 | 0 | 0 |  | 0 | 41.8276 | 0 | 0 | 0 | 41.8276 | 0 | 0 | 0 | 1.1619 | 0 | 0 | 0 | 0 | 0 | 0 | 0 | 0 | 0 | 0 | 0 | 0 | 0 | 0 | 0 | 0 | 0 | 0 | 0 | 0 | 0 | 0 | 0 | 0 | 0.96018 | 0.952 | 0.96823 | 0.952
443 | 4 | 43 | 7 | 3 |  |  |  |  | Education - Secondary School | Office (General) | Education - Secondary School - Office (General) |  | Education - Secondary School | Education - Secondary School - Office (General) | HighSchool Office (in session) | Hol | Closed | 7 | 7 | 0.020569 | 1.138 | 1.138 | 1.138 | 1.138 | 1.138 | 0.91919 | 0.91919 | 0 | 0 | 0 | 0 | 0 | 0 | 0 | 0.1888 | 0.1888 | 0.1888 | 0.1888 | 0.1888 | 0.15249 | 0.15249 | 0 | 0 | 0 | 0 | 0 | 0 | 0 | 0 | 0 | 0 | 0 | 0 | 0 | 0 | 0 | 0 | 0 | 0 | 0 | 0 | 0 | 0 | 0 | 0 | 0 | 0 | 0 | 0 | 0 | 0 | 0 | 0 | 0 | 0 | 0 | 0.10825 | 0.10825 | 0.10825 | 0.10825 | 0.10825 | 0.087436 | 0.087436 | 0 | 0 | 0 | 0 | 0 | 0 | 0 | 0.01811 | 0.01811 | 0.01811 | 0.01811 | 0.01811 | 0.014627 | 0.014627 | 0 | 0 | 0 | 0 | 0 | 0 | 0 | 0 | 0 | 0 | 0 | 0 | 0 | 0 | 0 | 0 | 0 | 0 | 0 | 0 | 0 | 0 | 0 | 0 | 0 | 0 | 0 | 0 | 0 | 0 | 0 | 0 | 0 | 0 | 0 | HighSchool Office (in session) ILit Cls | HighSchool Office (in session) ILit Cls | 2 | 5 | 5 | HighSchool Office (in session) ILit2 Cls | HighSchool Office (in session) ILit Cls | HighSchool Office (in session) ILit Cls | 2 | 5 | 5 | 2 | 1.1522 | 0.0476 | 0.05 | 0.05 | 0.05 | 0.05 | 0.05 | 0.05 | 0.05 | 0.05 | 0.05 | 0.05 | 0.05 | 0.05 | 0.05 | 0.05 | 0.05 | 0.05 | 0.05 | 0.05 | 0.05 | 0.05 | 0.05 | 0.05 | 0.05 | 0.05 | 1.1619 | 0.0476 | 0.05 | 0.05 | 0.05 | 0.05 | 0.05 | 0.05 | 0.05 | 0.05 | 0.05 | 0.05 | 0.05 | 0.05 | 0.05 | 0.05 | 0.05 | 0.05 | 0.05 | 0.05 | 0.05 | 0.05 | 0.05 | 0.05 | 0.05 | 0.05 | 0 | 0 | 0 | 0 | 0 | 0 | 0 | 0 | 0 | 0 | 0 | 0 | 0 | 0 | 0 | 0 | 0 | 0 | 0 | 0 | 0 | 0 | 0 | 0 | 0 | 0 | 0 | 0 | 0 | 0 | 0 | 0 | 0 | 0 | 0 | 0 | 0 | 0 | 0 | 0 | 0 | 0 | 0 | 0 | 0 | 0 | 0 | 0 | 16 | 0.66337 | 0.20792 | 0.079208 | 0.049505 | 0.76136 | 0 | 0 | 0 | 0 | 0 | 0 | 0 | 0 |  | 0.080171 | 0.080171 | 0.077975 | 0.080414 | 0.080994 | 0.080801 | 0.080801 | Education - Secondary School - Office (General) - Hol | 14 | 7 | 16 | 0 | 8.0655 | 0 | 0 | 0 | 8.0655 | 0 | 0 | 0 | 1.1522 | 0 | 0 | 0 | 0 | 0 | 0 | 0 | 0 | 0 | 0 | 0 | 0 | 0 | 0 | 0 | 0 | 0 | 0 | 0 | 0 | 0 | 0 | 0 | 0 |  | 0 | 8.1331 | 0 | 0 | 0 | 8.1331 | 0 | 0 | 0 | 1.1619 | 0 | 0 | 0 | 0 | 0 | 0 | 0 | 0 | 0 | 0 | 0 | 0 | 0 | 0 | 0 | 0 | 0 | 0 | 0 | 0 | 0 | 0 | 0 | 0 | 0.96018 | 0.952 | 0.96823 | 0.952
444 | 4 | 44 | 8 | 4 |  | Education - Secondary School |  | Education - Secondary School - Office (General) | Education - Secondary School | Office (General) | Education - Secondary School - Office (General) |  | Education - Secondary School | Education - Secondary School - Office (General) | HighSchool Office (in session) | all | Open | 188 | 188 | 0.020569 | 1.138 | 1.138 | 1.138 | 1.138 | 1.138 | 0.91919 | 0.91919 | 0 | 0 | 0 | 0 | 0 | 0 | 0 | 44.3679 | 44.3679 | 44.3679 | 44.3679 | 44.3679 | 35.8356 | 35.8356 | 0.022285 | 0.022285 | 0.022285 | 0.022285 | 0.022285 | 0.017999 | 0.017999 | 0 | 0 | 0 | 0 | 0 | 0 | 0 | 0 | 0 | 0 | 0 | 0 | 0 | 0 | 0.952 | 0.952 | 0.952 | 0.952 | 0.952 | 0.952 | 0.952 | 0.62112 | 0.62112 | 0.60925 | 0.61867 | 0.6229 | 0.62151 | 0.62151 | 0.10825 | 0.10825 | 0.10825 | 0.10825 | 0.10825 | 0.087436 | 0.087436 | 0 | 0 | 0 | 0 | 0 | 0 | 0 | 4.3421 | 4.3421 | 4.3421 | 4.3421 | 4.3421 | 3.5071 | 3.5071 | 0.0021198 | 0.0021198 | 0.0021198 | 0.0021198 | 0.0021198 | 0.0017121 | 0.0017121 | 0 | 0 | 0 | 0 | 0 | 0 | 0 | 0 | 0 | 0 | 0 | 0 | 0 | 0 | 0.952 | 0.952 | 0.952 | 0.952 | 0.952 | 0.952 | 0.952 | 0.62622 | 0.62622 | 0.6145 | 0.62421 | 0.62803 | 0.62665 | 0.62665 | HighSchool Office (in session) ILit all | HighSchool Office (in session) ILit all | 3038 | 5 | 100 | HighSchool Office (in session) ILit2 all | HighSchool Office (in session) ILit all | HighSchool Office (in session) ILit all | 3038 | 6.5 | 100 | 3038 | 10.0819 | 0.952 | 0.05 | 0.05 | 0.05 | 0.05 | 0.05 | 0.3 | 0.3 | 0.3 | 1 | 1 | 1 | 1 | 1 | 1 | 1 | 1 | 1 | 0.05 | 0.05 | 0.05 | 0.05 | 0.05 | 0.05 | 0.05 | 10.3728 | 0.952 | 0.065 | 0.065 | 0.065 | 0.065 | 0.065 | 0.31105 | 0.31105 | 0.31105 | 1 | 1 | 1 | 1 | 1 | 1 | 1 | 1 | 1 | 0.065 | 0.065 | 0.065 | 0.065 | 0.065 | 0.065 | 0.065 | 0 | 0 | 0 | 0 | 0 | 0.26316 | 0.26316 | 0.26316 | 1 | 1 | 1 | 1 | 1 | 1 | 1 | 1 | 1 | 0 | 0 | 0 | 0 | 0 | 0 | 0 | 0 | 0 | 0 | 0 | 0 | 0.26316 | 0.26316 | 0.26316 | 1 | 1 | 1 | 1 | 1 | 1 | 1 | 1 | 1 | 0 | 0 | 0 | 0 | 0 | 0 | 0 | 16 | 0.66337 | 0.20792 | 0.079208 | 0.049505 | 0.76136 | 0.12635 | 0.0029576 | 0.0029576 | 0.0029576 | 0.0029576 | 0.0029576 | 0.0023889 | 0.0023889 | Education - Secondary School | 0.080171 | 0.080171 | 0.077975 | 0.080414 | 0.080994 | 0.080801 | 0.080801 | Education - Secondary School - Office (General) - all | 16 | 7 | 18 | 1804.8 | 90.6027 | 1804.8 | 90.6027 | 0 | 0 | 9.6 | 0.48193 | 0 | 0 | 0 | 0 | 0 | 0 | 0 | 0 | 0.3 | 0.3 | 1 | 1 | 1 | 1 | 1 | 1 | 1 | 1 | 1 | 0 | 0 | 0 | 0 | 0 | 0 | 0 |  | 1808.9558 | 141.1339 | 1808.9558 | 141.1339 | 0 | 0 | 9.6221 | 0.75071 | 0 | 0 | 0 | 0 | 0 | 0 | 0 | 0 | 0.31105 | 0.31105 | 1 | 1 | 1 | 1 | 1 | 1 | 1 | 1 | 1 | 0 | 0 | 0 | 0 | 0 | 0 | 0 | 0.96018 | 0.952 | 0.96823 | 0.952
445 | 4 | 45 | 5 | 5 |  |  |  |  | Education - Secondary School | Office (General) | Education - Secondary School - Office (General) | (break) | Education - Secondary School (break) | Education - Secondary School - Office (General) (break) | HighSchool Office (break) | Sat | Closed | 16 | 16 | 0.020569 | 1.138 | 1.138 | 1.138 | 1.138 | 1.138 | 0.91919 | 0.91919 | 0 | 0 | 0 | 0 | 0 | 0 | 0 | 0.17262 | 0.17262 | 0.17262 | 0.17262 | 0.17262 | 0.13942 | 0.13942 | 0 | 0 | 0 | 0 | 0 | 0 | 0 | 0 | 0 | 0 | 0 | 0 | 0 | 0 | 0 | 0 | 0 | 0 | 0 | 0 | 0 | 0 | 0 | 0 | 0 | 0 | 0 | 0 | 0 | 0 | 0 | 0 | 0 | 0 | 0 | 0.10825 | 0.10825 | 0.10825 | 0.10825 | 0.10825 | 0.087436 | 0.087436 | 0 | 0 | 0 | 0 | 0 | 0 | 0 | 0.016557 | 0.016557 | 0.016557 | 0.016557 | 0.016557 | 0.013373 | 0.013373 | 0 | 0 | 0 | 0 | 0 | 0 | 0 | 0 | 0 | 0 | 0 | 0 | 0 | 0 | 0 | 0 | 0 | 0 | 0 | 0 | 0 | 0 | 0 | 0 | 0 | 0 | 0 | 0 | 0 | 0 | 0 | 0 | 0 | 0 | 0 | HighSchool Office (break) ILit Cls | HighSchool Office (break) ILit Cls | 2 | 2 | 2 | HighSchool Office (break) ILit2 Cls | HighSchool Office (break) ILit Cls | HighSchool Office (break) ILit Cls | 2 | 2 | 2 | 2 | 0.46089 | 0.02 | 0.02 | 0.02 | 0.02 | 0.02 | 0.02 | 0.02 | 0.02 | 0.02 | 0.02 | 0.02 | 0.02 | 0.02 | 0.02 | 0.02 | 0.02 | 0.02 | 0.02 | 0.02 | 0.02 | 0.02 | 0.02 | 0.02 | 0.02 | 0.02 | 0.46475 | 0.02 | 0.02 | 0.02 | 0.02 | 0.02 | 0.02 | 0.02 | 0.02 | 0.02 | 0.02 | 0.02 | 0.02 | 0.02 | 0.02 | 0.02 | 0.02 | 0.02 | 0.02 | 0.02 | 0.02 | 0.02 | 0.02 | 0.02 | 0.02 | 0.02 | 0 | 0 | 0 | 0 | 0 | 0 | 0 | 0 | 0 | 0 | 0 | 0 | 0 | 0 | 0 | 0 | 0 | 0 | 0 | 0 | 0 | 0 | 0 | 0 | 0 | 0 | 0 | 0 | 0 | 0 | 0 | 0 | 0 | 0 | 0 | 0 | 0 | 0 | 0 | 0 | 0 | 0 | 0 | 0 | 0 | 0 | 0 | 0 | 16 | 0.66337 | 0.20792 | 0.079208 | 0.049505 | 0.76136 | 0 | 0 | 0 | 0 | 0 | 0 | 0 | 0 |  | 0.0025468 | 0.0025468 | 0.0025307 | 0.0025692 | 0.0025682 | 0.0025679 | 0.0025679 | Education - Secondary School - Office (General) - (break) - Sat | 10 | 7 | 16 | 0 | 7.3742 | 0 | 0 | 0 | 7.3742 | 0 | 0 | 0 | 0.46089 | 0 | 0 | 0 | 0 | 0 | 0 | 0 | 0 | 0 | 0 | 0 | 0 | 0 | 0 | 0 | 0 | 0 | 0 | 0 | 0 | 0 | 0 | 0 | 0 |  | 0 | 7.436 | 0 | 0 | 0 | 7.436 | 0 | 0 | 0 | 0.46475 | 0 | 0 | 0 | 0 | 0 | 0 | 0 | 0 | 0 | 0 | 0 | 0 | 0 | 0 | 0 | 0 | 0 | 0 | 0 | 0 | 0 | 0 | 0 | 0 | 0.96018 | 0.952 | 0.96823 | 0.952
446 | 4 | 46 | 6 | 6 |  |  |  |  | Education - Secondary School | Office (General) | Education - Secondary School - Office (General) | (break) | Education - Secondary School (break) | Education - Secondary School - Office (General) (break) | HighSchool Office (break) | Sun | Closed | 16 | 16 | 0.020569 | 1.138 | 1.138 | 1.138 | 1.138 | 1.138 | 0.91919 | 0.91919 | 0 | 0 | 0 | 0 | 0 | 0 | 0 | 0.17262 | 0.17262 | 0.17262 | 0.17262 | 0.17262 | 0.13942 | 0.13942 | 0 | 0 | 0 | 0 | 0 | 0 | 0 | 0 | 0 | 0 | 0 | 0 | 0 | 0 | 0 | 0 | 0 | 0 | 0 | 0 | 0 | 0 | 0 | 0 | 0 | 0 | 0 | 0 | 0 | 0 | 0 | 0 | 0 | 0 | 0 | 0.10825 | 0.10825 | 0.10825 | 0.10825 | 0.10825 | 0.087436 | 0.087436 | 0 | 0 | 0 | 0 | 0 | 0 | 0 | 0.016557 | 0.016557 | 0.016557 | 0.016557 | 0.016557 | 0.013373 | 0.013373 | 0 | 0 | 0 | 0 | 0 | 0 | 0 | 0 | 0 | 0 | 0 | 0 | 0 | 0 | 0 | 0 | 0 | 0 | 0 | 0 | 0 | 0 | 0 | 0 | 0 | 0 | 0 | 0 | 0 | 0 | 0 | 0 | 0 | 0 | 0 | HighSchool Office (break) ILit Cls | HighSchool Office (break) ILit Cls | 2 | 2 | 2 | HighSchool Office (break) ILit2 Cls | HighSchool Office (break) ILit Cls | HighSchool Office (break) ILit Cls | 2 | 2 | 2 | 2 | 0.46089 | 0.02 | 0.02 | 0.02 | 0.02 | 0.02 | 0.02 | 0.02 | 0.02 | 0.02 | 0.02 | 0.02 | 0.02 | 0.02 | 0.02 | 0.02 | 0.02 | 0.02 | 0.02 | 0.02 | 0.02 | 0.02 | 0.02 | 0.02 | 0.02 | 0.02 | 0.46475 | 0.02 | 0.02 | 0.02 | 0.02 | 0.02 | 0.02 | 0.02 | 0.02 | 0.02 | 0.02 | 0.02 | 0.02 | 0.02 | 0.02 | 0.02 | 0.02 | 0.02 | 0.02 | 0.02 | 0.02 | 0.02 | 0.02 | 0.02 | 0.02 | 0.02 | 0 | 0 | 0 | 0 | 0 | 0 | 0 | 0 | 0 | 0 | 0 | 0 | 0 | 0 | 0 | 0 | 0 | 0 | 0 | 0 | 0 | 0 | 0 | 0 | 0 | 0 | 0 | 0 | 0 | 0 | 0 | 0 | 0 | 0 | 0 | 0 | 0 | 0 | 0 | 0 | 0 | 0 | 0 | 0 | 0 | 0 | 0 | 0 | 16 | 0.66337 | 0.20792 | 0.079208 | 0.049505 | 0.76136 | 0 | 0 | 0 | 0 | 0 | 0 | 0 | 0 |  | 0.0025468 | 0.0025468 | 0.0025307 | 0.0025692 | 0.0025682 | 0.0025679 | 0.0025679 | Education - Secondary School - Office (General) - (break) - Sun | 12 | 7 | 16 | 0 | 7.3742 | 0 | 0 | 0 | 7.3742 | 0 | 0 | 0 | 0.46089 | 0 | 0 | 0 | 0 | 0 | 0 | 0 | 0 | 0 | 0 | 0 | 0 | 0 | 0 | 0 | 0 | 0 | 0 | 0 | 0 | 0 | 0 | 0 | 0 |  | 0 | 7.436 | 0 | 0 | 0 | 7.436 | 0 | 0 | 0 | 0.46475 | 0 | 0 | 0 | 0 | 0 | 0 | 0 | 0 | 0 | 0 | 0 | 0 | 0 | 0 | 0 | 0 | 0 | 0 | 0 | 0 | 0 | 0 | 0 | 0 | 0.96018 | 0.952 | 0.96823 | 0.952
447 | 4 | 47 | 7 | 7 |  |  |  |  | Education - Secondary School | Office (General) | Education - Secondary School - Office (General) | (break) | Education - Secondary School (break) | Education - Secondary School - Office (General) (break) | HighSchool Office (break) | Hol | Closed | 3 | 3 | 0.020569 | 1.138 | 1.138 | 1.138 | 1.138 | 1.138 | 0.91919 | 0.91919 | 0 | 0 | 0 | 0 | 0 | 0 | 0 | 0.032366 | 0.032366 | 0.032366 | 0.032366 | 0.032366 | 0.026141 | 0.026141 | 0 | 0 | 0 | 0 | 0 | 0 | 0 | 0 | 0 | 0 | 0 | 0 | 0 | 0 | 0 | 0 | 0 | 0 | 0 | 0 | 0 | 0 | 0 | 0 | 0 | 0 | 0 | 0 | 0 | 0 | 0 | 0 | 0 | 0 | 0 | 0.10825 | 0.10825 | 0.10825 | 0.10825 | 0.10825 | 0.087436 | 0.087436 | 0 | 0 | 0 | 0 | 0 | 0 | 0 | 0.0031045 | 0.0031045 | 0.0031045 | 0.0031045 | 0.0031045 | 0.0025075 | 0.0025075 | 0 | 0 | 0 | 0 | 0 | 0 | 0 | 0 | 0 | 0 | 0 | 0 | 0 | 0 | 0 | 0 | 0 | 0 | 0 | 0 | 0 | 0 | 0 | 0 | 0 | 0 | 0 | 0 | 0 | 0 | 0 | 0 | 0 | 0 | 0 | HighSchool Office (break) ILit Cls | HighSchool Office (break) ILit Cls | 2 | 2 | 2 | HighSchool Office (break) ILit2 Cls | HighSchool Office (break) ILit Cls | HighSchool Office (break) ILit Cls | 2 | 2 | 2 | 2 | 0.46089 | 0.02 | 0.02 | 0.02 | 0.02 | 0.02 | 0.02 | 0.02 | 0.02 | 0.02 | 0.02 | 0.02 | 0.02 | 0.02 | 0.02 | 0.02 | 0.02 | 0.02 | 0.02 | 0.02 | 0.02 | 0.02 | 0.02 | 0.02 | 0.02 | 0.02 | 0.46475 | 0.02 | 0.02 | 0.02 | 0.02 | 0.02 | 0.02 | 0.02 | 0.02 | 0.02 | 0.02 | 0.02 | 0.02 | 0.02 | 0.02 | 0.02 | 0.02 | 0.02 | 0.02 | 0.02 | 0.02 | 0.02 | 0.02 | 0.02 | 0.02 | 0.02 | 0 | 0 | 0 | 0 | 0 | 0 | 0 | 0 | 0 | 0 | 0 | 0 | 0 | 0 | 0 | 0 | 0 | 0 | 0 | 0 | 0 | 0 | 0 | 0 | 0 | 0 | 0 | 0 | 0 | 0 | 0 | 0 | 0 | 0 | 0 | 0 | 0 | 0 | 0 | 0 | 0 | 0 | 0 | 0 | 0 | 0 | 0 | 0 | 16 | 0.66337 | 0.20792 | 0.079208 | 0.049505 | 0.76136 | 0 | 0 | 0 | 0 | 0 | 0 | 0 | 0 |  | 0.0025468 | 0.0025468 | 0.0025307 | 0.0025692 | 0.0025682 | 0.0025679 | 0.0025679 | Education - Secondary School - Office (General) - (break) - Hol | 14 | 7 | 16 | 0 | 1.3827 | 0 | 0 | 0 | 1.3827 | 0 | 0 | 0 | 0.46089 | 0 | 0 | 0 | 0 | 0 | 0 | 0 | 0 | 0 | 0 | 0 | 0 | 0 | 0 | 0 | 0 | 0 | 0 | 0 | 0 | 0 | 0 | 0 | 0 |  | 0 | 1.3943 | 0 | 0 | 0 | 1.3943 | 0 | 0 | 0 | 0.46475 | 0 | 0 | 0 | 0 | 0 | 0 | 0 | 0 | 0 | 0 | 0 | 0 | 0 | 0 | 0 | 0 | 0 | 0 | 0 | 0 | 0 | 0 | 0 | 0 | 0.96018 | 0.952 | 0.96823 | 0.952
448 | 4 | 48 | 8 | 8 | Education - Secondary School | Education - Secondary School (break) | Education - Secondary School - Office (General) | Education - Secondary School - Office (General) (break) | Education - Secondary School | Office (General) | Education - Secondary School - Office (General) | (break) | Education - Secondary School (break) | Education - Secondary School - Office (General) (break) | HighSchool Office (break) | all | Closed | 63 | 63 | 0.020569 | 1.138 | 1.138 | 1.138 | 1.138 | 1.138 | 0.91919 | 0.91919 | 0.023408 | 0.023408 | 0.023408 | 0.023408 | 0.023408 | 0.018907 | 0.018907 | 0.67968 | 0.67968 | 0.67968 | 0.67968 | 0.67968 | 0.54897 | 0.54897 | 0.00046816 | 0.00046816 | 0.00046816 | 0.00046816 | 0.00046816 | 0.00037813 | 0.00037813 | 2166.9508 | 2166.9508 | 2166.9508 | 2166.9508 | 2166.9508 | 2166.9508 | 2166.9508 | 2120.7809 | 2120.7809 | 2111.2579 | 2103.4031 | 2110.5207 | 2110.2809 | 2110.2809 | 0.02 | 0.02 | 0.02 | 0.02 | 0.02 | 0.02 | 0.02 | 0.02 | 0.02 | 0.02 | 0.02 | 0.02 | 0.02 | 0.02 | 0.10825 | 0.10825 | 0.10825 | 0.10825 | 0.10825 | 0.087436 | 0.087436 | 0.0022266 | 0.0022266 | 0.0022266 | 0.0022266 | 0.0022266 | 0.0017984 | 0.0017984 | 0.065194 | 0.065194 | 0.065194 | 0.065194 | 0.065194 | 0.052657 | 0.052657 | 4.4533e-05 | 4.4533e-05 | 4.4533e-05 | 4.4533e-05 | 4.4533e-05 | 3.5969e-05 | 3.5969e-05 | 2205.7518 | 2205.7518 | 2205.7518 | 2205.7518 | 2205.7518 | 2205.7518 | 2205.7518 | 2222.2968 | 2222.2968 | 2215.7315 | 2202.8192 | 2208.4262 | 2208.4376 | 2208.4376 | 0.02 | 0.02 | 0.02 | 0.02 | 0.02 | 0.02 | 0.02 | 0.02 | 0.02 | 0.02 | 0.02 | 0.02 | 0.02 | 0.02 | HighSchool Office (break) ILit Cls | HighSchool Office (break) ILit Cls | 2 | 2 | 2 | HighSchool Office (break) ILit2 Cls | HighSchool Office (break) ILit Cls | HighSchool Office (break) ILit Cls | 2 | 2 | 2 | 2 | 0.46089 | 0.02 | 0.02 | 0.02 | 0.02 | 0.02 | 0.02 | 0.02 | 0.02 | 0.02 | 0.02 | 0.02 | 0.02 | 0.02 | 0.02 | 0.02 | 0.02 | 0.02 | 0.02 | 0.02 | 0.02 | 0.02 | 0.02 | 0.02 | 0.02 | 0.02 | 0.46475 | 0.02 | 0.02 | 0.02 | 0.02 | 0.02 | 0.02 | 0.02 | 0.02 | 0.02 | 0.02 | 0.02 | 0.02 | 0.02 | 0.02 | 0.02 | 0.02 | 0.02 | 0.02 | 0.02 | 0.02 | 0.02 | 0.02 | 0.02 | 0.02 | 0.02 | 0 | 0 | 0 | 0 | 0 | 0 | 0 | 0 | 0 | 0 | 0 | 0 | 0 | 0 | 0 | 0 | 0 | 0 | 0 | 0 | 0 | 0 | 0 | 0 | 0 | 0 | 0 | 0 | 0 | 0 | 0 | 0 | 0 | 0 | 0 | 0 | 0 | 0 | 0 | 0 | 0 | 0 | 0 | 0 | 0 | 0 | 0 | 0 | 16 | 0.66337 | 0.20792 | 0.079208 | 0.049505 | 0.76136 | 0.0026544 | 6.2135e-05 | 6.2135e-05 | 6.2135e-05 | 6.2135e-05 | 6.2135e-05 | 5.0186e-05 | 5.0186e-05 | Education - Secondary School (break) | 0.0025468 | 0.0025468 | 0.0025307 | 0.0025692 | 0.0025682 | 0.0025679 | 0.0025679 | Education - Secondary School - Office (General) - (break) - all | 16 | 7 | 18 | 0 | 29.036 | 0 | 29.036 | 0 | 0 | 0 | 0.46089 | 0 | 0 | 0 | 0 | 0 | 0 | 0 | 0 | 0 | 0 | 0 | 0 | 0 | 0 | 0 | 0 | 0 | 0 | 0 | 0 | 0 | 0 | 0 | 0 | 0 | 0 |  | 0 | 29.2793 | 0 | 29.2793 | 0 | 0 | 0 | 0.46475 | 0 | 0 | 0 | 0 | 0 | 0 | 0 | 0 | 0 | 0 | 0 | 0 | 0 | 0 | 0 | 0 | 0 | 0 | 0 | 0 | 0 | 0 | 0 | 0 | 0 | 0 | 0.96018 | 0.952 | 0.96823 | 0.952
501 | 5 | 1 | 5 | 1 |  |  |  |  | Education - Community College | Classroom/Lecture | Education - Community College - Classroom/Lecture |  | Education - Community College | Education - Community College - Classroom/Lecture | ComCollege Class (in session) | Sat | Open | 32 | 32 | 0.50276 | 1.4151 | 1.4151 | 1.4151 | 1.0613 | 1.0613 | 1.0613 | 1.0613 | 0 | 0 | 0 | 0 | 0 | 0 | 0 | 61.4662 | 61.4662 | 61.4662 | 46.0996 | 46.0996 | 46.0996 | 46.0996 | 0 | 0 | 0 | 0 | 0 | 0 | 0 | 0 | 0 | 0 | 0 | 0 | 0 | 0 | 0 | 0 | 0 | 0 | 0 | 0 | 0 | 0 | 0 | 0 | 0 | 0 | 0 | 0 | 0 | 0 | 0 | 0 | 0 | 0 | 0 | 0.1339 | 0.1339 | 0.1339 | 0.10042 | 0.10042 | 0.10042 | 0.10042 | 0 | 0 | 0 | 0 | 0 | 0 | 0 | 8.2289 | 8.2289 | 8.2289 | 6.1717 | 6.1717 | 6.1717 | 6.1717 | 0 | 0 | 0 | 0 | 0 | 0 | 0 | 0 | 0 | 0 | 0 | 0 | 0 | 0 | 0 | 0 | 0 | 0 | 0 | 0 | 0 | 0 | 0 | 0 | 0 | 0 | 0 | 0 | 0 | 0 | 0 | 0 | 0 | 0 | 0 | ComCollege Class (in session) ILit Sat | ComCollege Class (in session) ILit all | 3579 | 5 | 25 | ComCollege Class (in session) ILit2 Sat | ComCollege Class (in session) ILit2 Sat | ComCollege Class (in session) ILit2 All | 3830 | 6.5 | 35 | 3579 | 2.6998 | 0.14667 | 0.05 | 0.05 | 0.05 | 0.05 | 0.05 | 0.05 | 0.05 | 0.25 | 0.25 | 0.25 | 0.25 | 0.25 | 0.25 | 0.25 | 0.25 | 0.25 | 0.05 | 0.05 | 0.05 | 0.05 | 0.05 | 0.05 | 0.05 | 0.05 | 3.8199 | 0.204 | 0.065 | 0.065 | 0.065 | 0.065 | 0.065 | 0.065 | 0.065 | 0.35 | 0.35 | 0.35 | 0.35 | 0.35 | 0.35 | 0.35 | 0.35 | 0.35 | 0.065 | 0.065 | 0.065 | 0.065 | 0.065 | 0.065 | 0.065 | 0.065 | 0 | 0 | 0 | 0 | 0 | 0 | 0 | 1 | 1 | 1 | 1 | 1 | 1 | 1 | 1 | 1 | 0 | 0 | 0 | 0 | 0 | 0 | 0 | 0 | 0 | 0 | 0 | 0 | 0 | 0 | 0 | 1 | 1 | 1 | 1 | 1 | 1 | 1 | 1 | 1 | 0 | 0 | 0 | 0 | 0 | 0 | 0 | 0 | 20 | 0.4 | 0.36 | 0.13 | 0.11 | 0.52632 | 0 | 0 | 0 | 0 | 0 | 0 | 0 | 0 |  | 0.085127 | 0.085127 | 0.083848 | 0.087537 | 0.08773 | 0.085951 | 0.085951 | Education - Community College - Classroom/Lecture - Sat | 10 | 7 | 16 | 65.6 | 20.7928 | 0 | 0 | 65.6 | 20.7928 | 0 | 0 | 2.05 | 0.64978 | 0 | 0 | 0 | 0 | 0 | 0 | 0.05 | 0.25 | 0.25 | 0.25 | 0.25 | 0.25 | 0.25 | 0.25 | 0.25 | 0 | 0 | 0 | 0 | 0 | 0 | 0 | 0 | 0 |  | 91.68 | 30.5572 | 0 | 0 | 91.68 | 30.5572 | 0 | 0 | 2.865 | 0.95491 | 0 | 0 | 0 | 0 | 0 | 0 | 0.065 | 0.35 | 0.35 | 0.35 | 0.35 | 0.35 | 0.35 | 0.35 | 0.35 | 0 | 0 | 0 | 0 | 0 | 0 | 0 | 0 | 0 | 0.89993 | 0.8 | 0.92604 | 0.8
502 | 5 | 2 | 6 | 2 |  |  |  |  | Education - Community College | Classroom/Lecture | Education - Community College - Classroom/Lecture |  | Education - Community College | Education - Community College - Classroom/Lecture | ComCollege Class (in session) | Sun | Closed | 32 | 32 | 0.50276 | 1.4151 | 1.4151 | 1.4151 | 1.0613 | 1.0613 | 1.0613 | 1.0613 | 0 | 0 | 0 | 0 | 0 | 0 | 0 | 24.5865 | 24.5865 | 24.5865 | 18.4399 | 18.4399 | 18.4399 | 18.4399 | 0 | 0 | 0 | 0 | 0 | 0 | 0 | 0 | 0 | 0 | 0 | 0 | 0 | 0 | 0 | 0 | 0 | 0 | 0 | 0 | 0 | 0 | 0 | 0 | 0 | 0 | 0 | 0 | 0 | 0 | 0 | 0 | 0 | 0 | 0 | 0.1339 | 0.1339 | 0.1339 | 0.10042 | 0.10042 | 0.10042 | 0.10042 | 0 | 0 | 0 | 0 | 0 | 0 | 0 | 2.3939 | 2.3939 | 2.3939 | 1.7954 | 1.7954 | 1.7954 | 1.7954 | 0 | 0 | 0 | 0 | 0 | 0 | 0 | 0 | 0 | 0 | 0 | 0 | 0 | 0 | 0 | 0 | 0 | 0 | 0 | 0 | 0 | 0 | 0 | 0 | 0 | 0 | 0 | 0 | 0 | 0 | 0 | 0 | 0 | 0 | 0 | ComCollege Class (in session) ILit Cls | ComCollege Class (in session) ILit Cls | 2 | 5 | 5 | ComCollege Class (in session) ILit2 Cls | ComCollege Class (in session) ILit Cls | ComCollege Class (in session) ILit Cls | 2 | 5 | 5 | 2 | 1.0799 | 0.04 | 0.05 | 0.05 | 0.05 | 0.05 | 0.05 | 0.05 | 0.05 | 0.05 | 0.05 | 0.05 | 0.05 | 0.05 | 0.05 | 0.05 | 0.05 | 0.05 | 0.05 | 0.05 | 0.05 | 0.05 | 0.05 | 0.05 | 0.05 | 0.05 | 1.1112 | 0.04 | 0.05 | 0.05 | 0.05 | 0.05 | 0.05 | 0.05 | 0.05 | 0.05 | 0.05 | 0.05 | 0.05 | 0.05 | 0.05 | 0.05 | 0.05 | 0.05 | 0.05 | 0.05 | 0.05 | 0.05 | 0.05 | 0.05 | 0.05 | 0.05 | 0 | 0 | 0 | 0 | 0 | 0 | 0 | 0 | 0 | 0 | 0 | 0 | 0 | 0 | 0 | 0 | 0 | 0 | 0 | 0 | 0 | 0 | 0 | 0 | 0 | 0 | 0 | 0 | 0 | 0 | 0 | 0 | 0 | 0 | 0 | 0 | 0 | 0 | 0 | 0 | 0 | 0 | 0 | 0 | 0 | 0 | 0 | 0 | 20 | 0.4 | 0.36 | 0.13 | 0.11 | 0.52632 | 0 | 0 | 0 | 0 | 0 | 0 | 0 | 0 |  | 0.085127 | 0.085127 | 0.083848 | 0.087537 | 0.08773 | 0.085951 | 0.085951 | Education - Community College - Classroom/Lecture - Sun | 12 | 8 | 15 | 0 | 34.5571 | 0 | 0 | 0 | 34.5571 | 0 | 0 | 0 | 1.0799 | 0 | 0 | 0 | 0 | 0 | 0 | 0 | 0 | 0 | 0 | 0 | 0 | 0 | 0 | 0 | 0 | 0 | 0 | 0 | 0 | 0 | 0 | 0 | 0 |  | 0 | 35.5599 | 0 | 0 | 0 | 35.5599 | 0 | 0 | 0 | 1.1112 | 0 | 0 | 0 | 0 | 0 | 0 | 0 | 0 | 0 | 0 | 0 | 0 | 0 | 0 | 0 | 0 | 0 | 0 | 0 | 0 | 0 | 0 | 0 | 0 | 0.89993 | 0.8 | 0.92604 | 0.8
503 | 5 | 3 | 7 | 3 |  |  |  |  | Education - Community College | Classroom/Lecture | Education - Community College - Classroom/Lecture |  | Education - Community College | Education - Community College - Classroom/Lecture | ComCollege Class (in session) | Hol | Closed | 6 | 6 | 0.50276 | 1.4151 | 1.4151 | 1.4151 | 1.0613 | 1.0613 | 1.0613 | 1.0613 | 0 | 0 | 0 | 0 | 0 | 0 | 0 | 4.61 | 4.61 | 4.61 | 3.4575 | 3.4575 | 3.4575 | 3.4575 | 0 | 0 | 0 | 0 | 0 | 0 | 0 | 0 | 0 | 0 | 0 | 0 | 0 | 0 | 0 | 0 | 0 | 0 | 0 | 0 | 0 | 0 | 0 | 0 | 0 | 0 | 0 | 0 | 0 | 0 | 0 | 0 | 0 | 0 | 0 | 0.1339 | 0.1339 | 0.1339 | 0.10042 | 0.10042 | 0.10042 | 0.10042 | 0 | 0 | 0 | 0 | 0 | 0 | 0 | 0.44885 | 0.44885 | 0.44885 | 0.33664 | 0.33664 | 0.33664 | 0.33664 | 0 | 0 | 0 | 0 | 0 | 0 | 0 | 0 | 0 | 0 | 0 | 0 | 0 | 0 | 0 | 0 | 0 | 0 | 0 | 0 | 0 | 0 | 0 | 0 | 0 | 0 | 0 | 0 | 0 | 0 | 0 | 0 | 0 | 0 | 0 | ComCollege Class (in session) ILit Cls | ComCollege Class (in session) ILit Cls | 2 | 5 | 5 | ComCollege Class (in session) ILit2 Cls | ComCollege Class (in session) ILit Cls | ComCollege Class (in session) ILit Cls | 2 | 5 | 5 | 2 | 1.0799 | 0.04 | 0.05 | 0.05 | 0.05 | 0.05 | 0.05 | 0.05 | 0.05 | 0.05 | 0.05 | 0.05 | 0.05 | 0.05 | 0.05 | 0.05 | 0.05 | 0.05 | 0.05 | 0.05 | 0.05 | 0.05 | 0.05 | 0.05 | 0.05 | 0.05 | 1.1112 | 0.04 | 0.05 | 0.05 | 0.05 | 0.05 | 0.05 | 0.05 | 0.05 | 0.05 | 0.05 | 0.05 | 0.05 | 0.05 | 0.05 | 0.05 | 0.05 | 0.05 | 0.05 | 0.05 | 0.05 | 0.05 | 0.05 | 0.05 | 0.05 | 0.05 | 0 | 0 | 0 | 0 | 0 | 0 | 0 | 0 | 0 | 0 | 0 | 0 | 0 | 0 | 0 | 0 | 0 | 0 | 0 | 0 | 0 | 0 | 0 | 0 | 0 | 0 | 0 | 0 | 0 | 0 | 0 | 0 | 0 | 0 | 0 | 0 | 0 | 0 | 0 | 0 | 0 | 0 | 0 | 0 | 0 | 0 | 0 | 0 | 20 | 0.4 | 0.36 | 0.13 | 0.11 | 0.52632 | 0 | 0 | 0 | 0 | 0 | 0 | 0 | 0 |  | 0.085127 | 0.085127 | 0.083848 | 0.087537 | 0.08773 | 0.085951 | 0.085951 | Education - Community College - Classroom/Lecture - Hol | 14 | 8 | 15 | 0 | 6.4795 | 0 | 0 | 0 | 6.4795 | 0 | 0 | 0 | 1.0799 | 0 | 0 | 0 | 0 | 0 | 0 | 0 | 0 | 0 | 0 | 0 | 0 | 0 | 0 | 0 | 0 | 0 | 0 | 0 | 0 | 0 | 0 | 0 | 0 |  | 0 | 6.6675 | 0 | 0 | 0 | 6.6675 | 0 | 0 | 0 | 1.1112 | 0 | 0 | 0 | 0 | 0 | 0 | 0 | 0 | 0 | 0 | 0 | 0 | 0 | 0 | 0 | 0 | 0 | 0 | 0 | 0 | 0 | 0 | 0 | 0 | 0.89993 | 0.8 | 0.92604 | 0.8
504 | 5 | 4 | 8 | 4 |  | Education - Community College |  | Education - Community College - Classroom/Lecture | Education - Community College | Classroom/Lecture | Education - Community College - Classroom/Lecture |  | Education - Community College | Education - Community College - Classroom/Lecture | ComCollege Class (in session) | all | Open | 169 | 169 | 0.50276 | 1.4151 | 1.4151 | 1.4151 | 1.0613 | 1.0613 | 1.0613 | 1.0613 | 0 | 0 | 0 | 0 | 0 | 0 | 0 | 1188.1027 | 1188.1027 | 1188.1027 | 891.077 | 891.077 | 891.077 | 891.077 | 0.43258 | 0.43258 | 0.43258 | 0.32443 | 0.32443 | 0.32443 | 0.32443 | 0 | 0 | 0 | 0 | 0 | 0 | 0 | 0 | 0 | 0 | 0 | 0 | 0 | 0 | 0.608 | 0.608 | 0.608 | 0.608 | 0.608 | 0.608 | 0.608 | 0.70599 | 0.70599 | 0.70128 | 0.71623 | 0.7172 | 0.70976 | 0.70976 | 0.1339 | 0.1339 | 0.1339 | 0.10042 | 0.10042 | 0.10042 | 0.10042 | 0 | 0 | 0 | 0 | 0 | 0 | 0 | 113.7832 | 113.7832 | 113.7832 | 85.3374 | 85.3374 | 85.3374 | 85.3374 | 0.027197 | 0.027197 | 0.027197 | 0.020398 | 0.020398 | 0.020398 | 0.020398 | 0 | 0 | 0 | 0 | 0 | 0 | 0 | 0 | 0 | 0 | 0 | 0 | 0 | 0 | 0.404 | 0.404 | 0.404 | 0.404 | 0.404 | 0.404 | 0.404 | 0.56019 | 0.56019 | 0.55895 | 0.58379 | 0.58497 | 0.57222 | 0.57222 | ComCollege Class (in session) ILit all | ComCollege Class (in session) ILit all | 3578 | 10 | 76 | ComCollege Class (in session) ILit2 all | ComCollege Class (in session) ILit2 all | ComCollege Class (in session) ILit2 All | 3829 | 6.5 | 72.5 | 3578 | 9.8812 | 0.608 | 0.1 | 0.1 | 0.1 | 0.1 | 0.1 | 0.265 | 0.43 | 0.595 | 0.76 | 0.76 | 0.76 | 0.76 | 0.76 | 0.76 | 0.76 | 0.76 | 0.76 | 0.76 | 0.595 | 0.43 | 0.265 | 0.1 | 0.1 | 0.1 | 10.0012 | 0.404 | 0.065 | 0.065 | 0.065 | 0.065 | 0.065 | 0.725 | 0.725 | 0.725 | 0.725 | 0.725 | 0.725 | 0.505 | 0.505 | 0.505 | 0.505 | 0.505 | 0.505 | 0.725 | 0.725 | 0.725 | 0.725 | 0.065 | 0.065 | 0.065 | 0 | 0 | 0 | 0 | 0 | 0.25 | 0.5 | 0.75 | 1 | 1 | 1 | 1 | 1 | 1 | 1 | 1 | 1 | 1 | 0.75 | 0.5 | 0.25 | 0 | 0 | 0 | 0 | 0 | 0 | 0 | 0 | 1 | 1 | 1 | 1 | 1 | 1 | 0.66667 | 0.66667 | 0.66667 | 0.66667 | 0.66667 | 0.66667 | 1 | 1 | 1 | 1 | 0 | 0 | 0 | 20 | 0.4 | 0.36 | 0.13 | 0.11 | 0.52632 | 0.060846 | 0.04329 | 0.04329 | 0.04329 | 0.032468 | 0.032468 | 0.032468 | 0.032468 | Education - Community College | 0.085127 | 0.085127 | 0.083848 | 0.087537 | 0.08773 | 0.085951 | 0.085951 | Education - Community College - Classroom/Lecture - all | 16 | 7 | 21 | 1630.85 | 39.0689 | 1630.85 | 39.0689 | 0 | 0 | 9.65 | 0.23118 | 0 | 0 | 0 | 0 | 0 | 0 | 0 | 0 | 0.43 | 0.595 | 0.76 | 0.76 | 0.76 | 0.76 | 0.76 | 0.76 | 0.76 | 0.76 | 0.76 | 0.76 | 0.595 | 0.43 | 0 | 0 | 0 | 0 |  | 1492.27 | 197.9375 | 1492.27 | 197.9375 | 0 | 0 | 8.83 | 1.1712 | 0 | 0 | 0 | 0 | 0 | 0 | 0 | 0 | 0.725 | 0.725 | 0.725 | 0.725 | 0.725 | 0.505 | 0.505 | 0.505 | 0.505 | 0.505 | 0.505 | 0.725 | 0.725 | 0.725 | 0 | 0 | 0 | 0 | 0.89993 | 0.8 | 0.92604 | 0.8
505 | 5 | 5 | 5 | 5 |  |  |  |  | Education - Community College | Classroom/Lecture | Education - Community College - Classroom/Lecture | (break) | Education - Community College (break) | Education - Community College - Classroom/Lecture (break) | ComCollege Class (break) | Sat | Closed | 12 | 12 | 0.50276 | 1.4151 | 1.4151 | 1.4151 | 1.0613 | 1.0613 | 1.0613 | 1.0613 | 0 | 0 | 0 | 0 | 0 | 0 | 0 | 3.688 | 3.688 | 3.688 | 2.766 | 2.766 | 2.766 | 2.766 | 0 | 0 | 0 | 0 | 0 | 0 | 0 | 0 | 0 | 0 | 0 | 0 | 0 | 0 | 0 | 0 | 0 | 0 | 0 | 0 | 0 | 0 | 0 | 0 | 0 | 0 | 0 | 0 | 0 | 0 | 0 | 0 | 0 | 0 | 0 | 0.1339 | 0.1339 | 0.1339 | 0.10042 | 0.10042 | 0.10042 | 0.10042 | 0 | 0 | 0 | 0 | 0 | 0 | 0 | 0.35908 | 0.35908 | 0.35908 | 0.26931 | 0.26931 | 0.26931 | 0.26931 | 0 | 0 | 0 | 0 | 0 | 0 | 0 | 0 | 0 | 0 | 0 | 0 | 0 | 0 | 0 | 0 | 0 | 0 | 0 | 0 | 0 | 0 | 0 | 0 | 0 | 0 | 0 | 0 | 0 | 0 | 0 | 0 | 0 | 0 | 0 | ComCollege Class (break) ILit Cls | ComCollege Class (break) ILit Cls | 2 | 2 | 2 | ComCollege Class (break) ILit2 Cls | ComCollege Class (break) ILit Cls | ComCollege Class (break) ILit Cls | 2 | 2 | 2 | 2 | 0.43196 | 0.02 | 0.02 | 0.02 | 0.02 | 0.02 | 0.02 | 0.02 | 0.02 | 0.02 | 0.02 | 0.02 | 0.02 | 0.02 | 0.02 | 0.02 | 0.02 | 0.02 | 0.02 | 0.02 | 0.02 | 0.02 | 0.02 | 0.02 | 0.02 | 0.02 | 0.4445 | 0.02 | 0.02 | 0.02 | 0.02 | 0.02 | 0.02 | 0.02 | 0.02 | 0.02 | 0.02 | 0.02 | 0.02 | 0.02 | 0.02 | 0.02 | 0.02 | 0.02 | 0.02 | 0.02 | 0.02 | 0.02 | 0.02 | 0.02 | 0.02 | 0.02 | 0 | 0 | 0 | 0 | 0 | 0 | 0 | 0 | 0 | 0 | 0 | 0 | 0 | 0 | 0 | 0 | 0 | 0 | 0 | 0 | 0 | 0 | 0 | 0 | 0 | 0 | 0 | 0 | 0 | 0 | 0 | 0 | 0 | 0 | 0 | 0 | 0 | 0 | 0 | 0 | 0 | 0 | 0 | 0 | 0 | 0 | 0 | 0 | 20 | 0.4 | 0.36 | 0.13 | 0.11 | 0.52632 | 0 | 0 | 0 | 0 | 0 | 0 | 0 | 0 |  | 0.0025764 | 0.0025764 | 0.0025432 | 0.0026301 | 0.0026318 | 0.0026225 | 0.0026225 | Education - Community College - Classroom/Lecture - (break) - Sat | 10 | 9 | 14 | 0 | 5.1836 | 0 | 0 | 0 | 5.1836 | 0 | 0 | 0 | 0.43196 | 0 | 0 | 0 | 0 | 0 | 0 | 0 | 0 | 0 | 0 | 0 | 0 | 0 | 0 | 0 | 0 | 0 | 0 | 0 | 0 | 0 | 0 | 0 | 0 |  | 0 | 5.334 | 0 | 0 | 0 | 5.334 | 0 | 0 | 0 | 0.4445 | 0 | 0 | 0 | 0 | 0 | 0 | 0 | 0 | 0 | 0 | 0 | 0 | 0 | 0 | 0 | 0 | 0 | 0 | 0 | 0 | 0 | 0 | 0 | 0 | 0.89993 | 0.8 | 0.92604 | 0.8
506 | 5 | 6 | 6 | 6 |  |  |  |  | Education - Community College | Classroom/Lecture | Education - Community College - Classroom/Lecture | (break) | Education - Community College (break) | Education - Community College - Classroom/Lecture (break) | ComCollege Class (break) | Sun | Closed | 12 | 12 | 0.50276 | 1.4151 | 1.4151 | 1.4151 | 1.0613 | 1.0613 | 1.0613 | 1.0613 | 0 | 0 | 0 | 0 | 0 | 0 | 0 | 3.688 | 3.688 | 3.688 | 2.766 | 2.766 | 2.766 | 2.766 | 0 | 0 | 0 | 0 | 0 | 0 | 0 | 0 | 0 | 0 | 0 | 0 | 0 | 0 | 0 | 0 | 0 | 0 | 0 | 0 | 0 | 0 | 0 | 0 | 0 | 0 | 0 | 0 | 0 | 0 | 0 | 0 | 0 | 0 | 0 | 0.1339 | 0.1339 | 0.1339 | 0.10042 | 0.10042 | 0.10042 | 0.10042 | 0 | 0 | 0 | 0 | 0 | 0 | 0 | 0.35908 | 0.35908 | 0.35908 | 0.26931 | 0.26931 | 0.26931 | 0.26931 | 0 | 0 | 0 | 0 | 0 | 0 | 0 | 0 | 0 | 0 | 0 | 0 | 0 | 0 | 0 | 0 | 0 | 0 | 0 | 0 | 0 | 0 | 0 | 0 | 0 | 0 | 0 | 0 | 0 | 0 | 0 | 0 | 0 | 0 | 0 | ComCollege Class (break) ILit Cls | ComCollege Class (break) ILit Cls | 2 | 2 | 2 | ComCollege Class (break) ILit2 Cls | ComCollege Class (break) ILit Cls | ComCollege Class (break) ILit Cls | 2 | 2 | 2 | 2 | 0.43196 | 0.02 | 0.02 | 0.02 | 0.02 | 0.02 | 0.02 | 0.02 | 0.02 | 0.02 | 0.02 | 0.02 | 0.02 | 0.02 | 0.02 | 0.02 | 0.02 | 0.02 | 0.02 | 0.02 | 0.02 | 0.02 | 0.02 | 0.02 | 0.02 | 0.02 | 0.4445 | 0.02 | 0.02 | 0.02 | 0.02 | 0.02 | 0.02 | 0.02 | 0.02 | 0.02 | 0.02 | 0.02 | 0.02 | 0.02 | 0.02 | 0.02 | 0.02 | 0.02 | 0.02 | 0.02 | 0.02 | 0.02 | 0.02 | 0.02 | 0.02 | 0.02 | 0 | 0 | 0 | 0 | 0 | 0 | 0 | 0 | 0 | 0 | 0 | 0 | 0 | 0 | 0 | 0 | 0 | 0 | 0 | 0 | 0 | 0 | 0 | 0 | 0 | 0 | 0 | 0 | 0 | 0 | 0 | 0 | 0 | 0 | 0 | 0 | 0 | 0 | 0 | 0 | 0 | 0 | 0 | 0 | 0 | 0 | 0 | 0 | 20 | 0.4 | 0.36 | 0.13 | 0.11 | 0.52632 | 0 | 0 | 0 | 0 | 0 | 0 | 0 | 0 |  | 0.0025764 | 0.0025764 | 0.0025432 | 0.0026301 | 0.0026318 | 0.0026225 | 0.0026225 | Education - Community College - Classroom/Lecture - (break) - Sun | 12 | 9 | 14 | 0 | 5.1836 | 0 | 0 | 0 | 5.1836 | 0 | 0 | 0 | 0.43196 | 0 | 0 | 0 | 0 | 0 | 0 | 0 | 0 | 0 | 0 | 0 | 0 | 0 | 0 | 0 | 0 | 0 | 0 | 0 | 0 | 0 | 0 | 0 | 0 |  | 0 | 5.334 | 0 | 0 | 0 | 5.334 | 0 | 0 | 0 | 0.4445 | 0 | 0 | 0 | 0 | 0 | 0 | 0 | 0 | 0 | 0 | 0 | 0 | 0 | 0 | 0 | 0 | 0 | 0 | 0 | 0 | 0 | 0 | 0 | 0 | 0.89993 | 0.8 | 0.92604 | 0.8
507 | 5 | 7 | 7 | 7 |  |  |  |  | Education - Community College | Classroom/Lecture | Education - Community College - Classroom/Lecture | (break) | Education - Community College (break) | Education - Community College - Classroom/Lecture (break) | ComCollege Class (break) | Hol | Closed | 3 | 3 | 0.50276 | 1.4151 | 1.4151 | 1.4151 | 1.0613 | 1.0613 | 1.0613 | 1.0613 | 0 | 0 | 0 | 0 | 0 | 0 | 0 | 0.92199 | 0.92199 | 0.92199 | 0.69149 | 0.69149 | 0.69149 | 0.69149 | 0 | 0 | 0 | 0 | 0 | 0 | 0 | 0 | 0 | 0 | 0 | 0 | 0 | 0 | 0 | 0 | 0 | 0 | 0 | 0 | 0 | 0 | 0 | 0 | 0 | 0 | 0 | 0 | 0 | 0 | 0 | 0 | 0 | 0 | 0 | 0.1339 | 0.1339 | 0.1339 | 0.10042 | 0.10042 | 0.10042 | 0.10042 | 0 | 0 | 0 | 0 | 0 | 0 | 0 | 0.08977 | 0.08977 | 0.08977 | 0.067327 | 0.067327 | 0.067327 | 0.067327 | 0 | 0 | 0 | 0 | 0 | 0 | 0 | 0 | 0 | 0 | 0 | 0 | 0 | 0 | 0 | 0 | 0 | 0 | 0 | 0 | 0 | 0 | 0 | 0 | 0 | 0 | 0 | 0 | 0 | 0 | 0 | 0 | 0 | 0 | 0 | ComCollege Class (break) ILit Cls | ComCollege Class (break) ILit Cls | 2 | 2 | 2 | ComCollege Class (break) ILit2 Cls | ComCollege Class (break) ILit Cls | ComCollege Class (break) ILit Cls | 2 | 2 | 2 | 2 | 0.43196 | 0.02 | 0.02 | 0.02 | 0.02 | 0.02 | 0.02 | 0.02 | 0.02 | 0.02 | 0.02 | 0.02 | 0.02 | 0.02 | 0.02 | 0.02 | 0.02 | 0.02 | 0.02 | 0.02 | 0.02 | 0.02 | 0.02 | 0.02 | 0.02 | 0.02 | 0.4445 | 0.02 | 0.02 | 0.02 | 0.02 | 0.02 | 0.02 | 0.02 | 0.02 | 0.02 | 0.02 | 0.02 | 0.02 | 0.02 | 0.02 | 0.02 | 0.02 | 0.02 | 0.02 | 0.02 | 0.02 | 0.02 | 0.02 | 0.02 | 0.02 | 0.02 | 0 | 0 | 0 | 0 | 0 | 0 | 0 | 0 | 0 | 0 | 0 | 0 | 0 | 0 | 0 | 0 | 0 | 0 | 0 | 0 | 0 | 0 | 0 | 0 | 0 | 0 | 0 | 0 | 0 | 0 | 0 | 0 | 0 | 0 | 0 | 0 | 0 | 0 | 0 | 0 | 0 | 0 | 0 | 0 | 0 | 0 | 0 | 0 | 20 | 0.4 | 0.36 | 0.13 | 0.11 | 0.52632 | 0 | 0 | 0 | 0 | 0 | 0 | 0 | 0 |  | 0.0025764 | 0.0025764 | 0.0025432 | 0.0026301 | 0.0026318 | 0.0026225 | 0.0026225 | Education - Community College - Classroom/Lecture - (break) - Hol | 14 | 9 | 14 | 0 | 1.2959 | 0 | 0 | 0 | 1.2959 | 0 | 0 | 0 | 0.43196 | 0 | 0 | 0 | 0 | 0 | 0 | 0 | 0 | 0 | 0 | 0 | 0 | 0 | 0 | 0 | 0 | 0 | 0 | 0 | 0 | 0 | 0 | 0 | 0 |  | 0 | 1.3335 | 0 | 0 | 0 | 1.3335 | 0 | 0 | 0 | 0.4445 | 0 | 0 | 0 | 0 | 0 | 0 | 0 | 0 | 0 | 0 | 0 | 0 | 0 | 0 | 0 | 0 | 0 | 0 | 0 | 0 | 0 | 0 | 0 | 0 | 0.89993 | 0.8 | 0.92604 | 0.8
508 | 5 | 8 | 8 | 8 |  | Education - Community College (break) |  | Education - Community College - Classroom/Lecture (break) | Education - Community College | Classroom/Lecture | Education - Community College - Classroom/Lecture | (break) | Education - Community College (break) | Education - Community College - Classroom/Lecture (break) | ComCollege Class (break) | all | Closed | 38 | 38 | 0.50276 | 1.4151 | 1.4151 | 1.4151 | 1.0613 | 1.0613 | 1.0613 | 1.0613 | 0 | 0 | 0 | 0 | 0 | 0 | 0 | 11.6786 | 11.6786 | 11.6786 | 8.7589 | 8.7589 | 8.7589 | 8.7589 | 0.014229 | 0.014229 | 0.014229 | 0.010672 | 0.010672 | 0.010672 | 0.010672 | 0 | 0 | 0 | 0 | 0 | 0 | 0 | 0 | 0 | 0 | 0 | 0 | 0 | 0 | 0.02 | 0.02 | 0.02 | 0.02 | 0.02 | 0.02 | 0.02 | 0.021581 | 0.021581 | 0.021501 | 0.021742 | 0.02174 | 0.021845 | 0.021845 | 0.1339 | 0.1339 | 0.1339 | 0.10042 | 0.10042 | 0.10042 | 0.10042 | 0 | 0 | 0 | 0 | 0 | 0 | 0 | 1.1371 | 1.1371 | 1.1371 | 0.85281 | 0.85281 | 0.85281 | 0.85281 | 0.0013464 | 0.0013464 | 0.0013464 | 0.0010098 | 0.0010098 | 0.0010098 | 0.0010098 | 0 | 0 | 0 | 0 | 0 | 0 | 0 | 0 | 0 | 0 | 0 | 0 | 0 | 0 | 0.02 | 0.02 | 0.02 | 0.02 | 0.02 | 0.02 | 0.02 | 0.021581 | 0.021581 | 0.021501 | 0.021742 | 0.02174 | 0.021845 | 0.021845 | ComCollege Class (break) ILit Cls | ComCollege Class (break) ILit Cls | 2 | 2 | 2 | ComCollege Class (break) ILit2 Cls | ComCollege Class (break) ILit Cls | ComCollege Class (break) ILit Cls | 2 | 2 | 2 | 2 | 0.43196 | 0.02 | 0.02 | 0.02 | 0.02 | 0.02 | 0.02 | 0.02 | 0.02 | 0.02 | 0.02 | 0.02 | 0.02 | 0.02 | 0.02 | 0.02 | 0.02 | 0.02 | 0.02 | 0.02 | 0.02 | 0.02 | 0.02 | 0.02 | 0.02 | 0.02 | 0.4445 | 0.02 | 0.02 | 0.02 | 0.02 | 0.02 | 0.02 | 0.02 | 0.02 | 0.02 | 0.02 | 0.02 | 0.02 | 0.02 | 0.02 | 0.02 | 0.02 | 0.02 | 0.02 | 0.02 | 0.02 | 0.02 | 0.02 | 0.02 | 0.02 | 0.02 | 0 | 0 | 0 | 0 | 0 | 0 | 0 | 0 | 0 | 0 | 0 | 0 | 0 | 0 | 0 | 0 | 0 | 0 | 0 | 0 | 0 | 0 | 0 | 0 | 0 | 0 | 0 | 0 | 0 | 0 | 0 | 0 | 0 | 0 | 0 | 0 | 0 | 0 | 0 | 0 | 0 | 0 | 0 | 0 | 0 | 0 | 0 | 0 | 20 | 0.4 | 0.36 | 0.13 | 0.11 | 0.52632 | 0.0020015 | 0.001424 | 0.001424 | 0.001424 | 0.001068 | 0.001068 | 0.001068 | 0.001068 | Education - Community College (break) | 0.0025764 | 0.0025764 | 0.0025432 | 0.0026301 | 0.0026318 | 0.0026225 | 0.0026225 | Education - Community College - Classroom/Lecture - (break) - all | 16 | 9 | 17 | 0 | 16.4146 | 0 | 16.4146 | 0 | 0 | 0 | 0.43196 | 0 | 0 | 0 | 0 | 0 | 0 | 0 | 0 | 0 | 0 | 0 | 0 | 0 | 0 | 0 | 0 | 0 | 0 | 0 | 0 | 0 | 0 | 0 | 0 | 0 | 0 |  | 0 | 16.891 | 0 | 16.891 | 0 | 0 | 0 | 0.4445 | 0 | 0 | 0 | 0 | 0 | 0 | 0 | 0 | 0 | 0 | 0 | 0 | 0 | 0 | 0 | 0 | 0 | 0 | 0 | 0 | 0 | 0 | 0 | 0 | 0 | 0 | 0.89993 | 0.8 | 0.92604 | 0.8
509 | 5 | 9 | 5 | 9 |  |  |  |  | Education - Community College | Classroom/Lecture | Education - Community College - Classroom/Lecture | (summer) | Education - Community College (summer) | Education - Community College - Classroom/Lecture (summer) | ComCollege Class (summer) | Sat | Open | 8 | 8 | 0.50276 | 1.4151 | 1.4151 | 1.4151 | 1.0613 | 1.0613 | 1.0613 | 1.0613 | 0 | 0 | 0 | 0 | 0 | 0 | 0 | 11.0767 | 11.0767 | 11.0767 | 8.3075 | 8.3075 | 8.3075 | 8.3075 | 0 | 0 | 0 | 0 | 0 | 0 | 0 | 0 | 0 | 0 | 0 | 0 | 0 | 0 | 0 | 0 | 0 | 0 | 0 | 0 | 0 | 0 | 0 | 0 | 0 | 0 | 0 | 0 | 0 | 0 | 0 | 0 | 0 | 0 | 0 | 0.1339 | 0.1339 | 0.1339 | 0.10042 | 0.10042 | 0.10042 | 0.10042 | 0 | 0 | 0 | 0 | 0 | 0 | 0 | 1.4675 | 1.4675 | 1.4675 | 1.1006 | 1.1006 | 1.1006 | 1.1006 | 0 | 0 | 0 | 0 | 0 | 0 | 0 | 0 | 0 | 0 | 0 | 0 | 0 | 0 | 0 | 0 | 0 | 0 | 0 | 0 | 0 | 0 | 0 | 0 | 0 | 0 | 0 | 0 | 0 | 0 | 0 | 0 | 0 | 0 | 0 | ComCollege Class (summer) ILit Sat | ComCollege Class (summer) ILit all | 3606 | 5 | 18.75 | ComCollege Class (summer) ILit2 Sat | ComCollege Class (summer) ILit2 Sat | ComCollege Class (summer) ILit2 All | 3840 | 6.5 | 26.25 | 3606 | 1.9461 | 0.04 | 0.05 | 0.05 | 0.05 | 0.05 | 0.05 | 0.05 | 0.05 | 0.1875 | 0.1875 | 0.1875 | 0.1875 | 0.1875 | 0.1875 | 0.1875 | 0.05 | 0.05 | 0.05 | 0.05 | 0.05 | 0.05 | 0.05 | 0.05 | 0.05 | 0.05 | 2.7249 | 0.052 | 0.065 | 0.065 | 0.065 | 0.065 | 0.065 | 0.065 | 0.065 | 0.2625 | 0.2625 | 0.2625 | 0.2625 | 0.2625 | 0.2625 | 0.2625 | 0.065 | 0.065 | 0.065 | 0.065 | 0.065 | 0.065 | 0.065 | 0.065 | 0.065 | 0.065 | 0 | 0 | 0 | 0 | 0 | 0 | 0 | 1 | 1 | 1 | 1 | 1 | 1 | 1 | 0 | 0 | 0 | 0 | 0 | 0 | 0 | 0 | 0 | 0 | 0 | 0 | 0 | 0 | 0 | 0 | 0 | 1 | 1 | 1 | 1 | 1 | 1 | 1 | 0 | 0 | 0 | 0 | 0 | 0 | 0 | 0 | 0 | 0 | 20 | 0.4 | 0.36 | 0.13 | 0.11 | 0.52632 | 0 | 0 | 0 | 0 | 0 | 0 | 0 | 0 |  | 0.051444 | 0.051444 | 0.050633 | 0.052908 | 0.052946 | 0.052037 | 0.052037 | Education - Community College - Classroom/Lecture - (summer) - Sat | 10 | 7 | 16 | 11.3 | 4.2687 | 0 | 0 | 11.3 | 4.2687 | 0 | 0 | 1.4125 | 0.53359 | 0 | 0 | 0 | 0 | 0 | 0 | 0.05 | 0.1875 | 0.1875 | 0.1875 | 0.1875 | 0.1875 | 0.1875 | 0.1875 | 0.05 | 0 | 0 | 0 | 0 | 0 | 0 | 0 | 0 | 0 |  | 15.74 | 6.059 | 0 | 0 | 15.74 | 6.059 | 0 | 0 | 1.9675 | 0.75737 | 0 | 0 | 0 | 0 | 0 | 0 | 0.065 | 0.2625 | 0.2625 | 0.2625 | 0.2625 | 0.2625 | 0.2625 | 0.2625 | 0.065 | 0 | 0 | 0 | 0 | 0 | 0 | 0 | 0 | 0 | 0.89993 | 0.8 | 0.92604 | 0.8
510 | 5 | 10 | 6 | 10 |  |  |  |  | Education - Community College | Classroom/Lecture | Education - Community College - Classroom/Lecture | (summer) | Education - Community College (summer) | Education - Community College - Classroom/Lecture (summer) | ComCollege Class (summer) | Sun | Closed | 8 | 8 | 0.50276 | 1.4151 | 1.4151 | 1.4151 | 1.0613 | 1.0613 | 1.0613 | 1.0613 | 0 | 0 | 0 | 0 | 0 | 0 | 0 | 4.3026 | 4.3026 | 4.3026 | 3.227 | 3.227 | 3.227 | 3.227 | 0 | 0 | 0 | 0 | 0 | 0 | 0 | 0 | 0 | 0 | 0 | 0 | 0 | 0 | 0 | 0 | 0 | 0 | 0 | 0 | 0 | 0 | 0 | 0 | 0 | 0 | 0 | 0 | 0 | 0 | 0 | 0 | 0 | 0 | 0 | 0.1339 | 0.1339 | 0.1339 | 0.10042 | 0.10042 | 0.10042 | 0.10042 | 0 | 0 | 0 | 0 | 0 | 0 | 0 | 0.41893 | 0.41893 | 0.41893 | 0.31419 | 0.31419 | 0.31419 | 0.31419 | 0 | 0 | 0 | 0 | 0 | 0 | 0 | 0 | 0 | 0 | 0 | 0 | 0 | 0 | 0 | 0 | 0 | 0 | 0 | 0 | 0 | 0 | 0 | 0 | 0 | 0 | 0 | 0 | 0 | 0 | 0 | 0 | 0 | 0 | 0 | ComCollege Class (summer) ILit Cls | ComCollege Class (summer) ILit Cls | 2 | 3.5 | 3.5 | ComCollege Class (summer) ILit2 Cls | ComCollege Class (summer) ILit Cls | ComCollege Class (summer) ILit Cls | 2 | 3.5 | 3.5 | 2 | 0.75594 | 0.028 | 0.035 | 0.035 | 0.035 | 0.035 | 0.035 | 0.035 | 0.035 | 0.035 | 0.035 | 0.035 | 0.035 | 0.035 | 0.035 | 0.035 | 0.035 | 0.035 | 0.035 | 0.035 | 0.035 | 0.035 | 0.035 | 0.035 | 0.035 | 0.035 | 0.77787 | 0.028 | 0.035 | 0.035 | 0.035 | 0.035 | 0.035 | 0.035 | 0.035 | 0.035 | 0.035 | 0.035 | 0.035 | 0.035 | 0.035 | 0.035 | 0.035 | 0.035 | 0.035 | 0.035 | 0.035 | 0.035 | 0.035 | 0.035 | 0.035 | 0.035 | 0 | 0 | 0 | 0 | 0 | 0 | 0 | 0 | 0 | 0 | 0 | 0 | 0 | 0 | 0 | 0 | 0 | 0 | 0 | 0 | 0 | 0 | 0 | 0 | 0 | 0 | 0 | 0 | 0 | 0 | 0 | 0 | 0 | 0 | 0 | 0 | 0 | 0 | 0 | 0 | 0 | 0 | 0 | 0 | 0 | 0 | 0 | 0 | 20 | 0.4 | 0.36 | 0.13 | 0.11 | 0.52632 | 0 | 0 | 0 | 0 | 0 | 0 | 0 | 0 |  | 0.051444 | 0.051444 | 0.050633 | 0.052908 | 0.052946 | 0.052037 | 0.052037 | Education - Community College - Classroom/Lecture - (summer) - Sun | 12 | 8 | 15 | 0 | 6.0475 | 0 | 0 | 0 | 6.0475 | 0 | 0 | 0 | 0.75594 | 0 | 0 | 0 | 0 | 0 | 0 | 0 | 0 | 0 | 0 | 0 | 0 | 0 | 0 | 0 | 0 | 0 | 0 | 0 | 0 | 0 | 0 | 0 | 0 |  | 0 | 6.223 | 0 | 0 | 0 | 6.223 | 0 | 0 | 0 | 0.77787 | 0 | 0 | 0 | 0 | 0 | 0 | 0 | 0 | 0 | 0 | 0 | 0 | 0 | 0 | 0 | 0 | 0 | 0 | 0 | 0 | 0 | 0 | 0 | 0 | 0.89993 | 0.8 | 0.92604 | 0.8
511 | 5 | 11 | 7 | 11 |  |  |  |  | Education - Community College | Classroom/Lecture | Education - Community College - Classroom/Lecture | (summer) | Education - Community College (summer) | Education - Community College - Classroom/Lecture (summer) | ComCollege Class (summer) | Hol | Closed | 1 | 1 | 0.50276 | 1.4151 | 1.4151 | 1.4151 | 1.0613 | 1.0613 | 1.0613 | 1.0613 | 0 | 0 | 0 | 0 | 0 | 0 | 0 | 0.53783 | 0.53783 | 0.53783 | 0.40337 | 0.40337 | 0.40337 | 0.40337 | 0 | 0 | 0 | 0 | 0 | 0 | 0 | 0 | 0 | 0 | 0 | 0 | 0 | 0 | 0 | 0 | 0 | 0 | 0 | 0 | 0 | 0 | 0 | 0 | 0 | 0 | 0 | 0 | 0 | 0 | 0 | 0 | 0 | 0 | 0 | 0.1339 | 0.1339 | 0.1339 | 0.10042 | 0.10042 | 0.10042 | 0.10042 | 0 | 0 | 0 | 0 | 0 | 0 | 0 | 0.052366 | 0.052366 | 0.052366 | 0.039274 | 0.039274 | 0.039274 | 0.039274 | 0 | 0 | 0 | 0 | 0 | 0 | 0 | 0 | 0 | 0 | 0 | 0 | 0 | 0 | 0 | 0 | 0 | 0 | 0 | 0 | 0 | 0 | 0 | 0 | 0 | 0 | 0 | 0 | 0 | 0 | 0 | 0 | 0 | 0 | 0 | ComCollege Class (summer) ILit Cls | ComCollege Class (summer) ILit Cls | 2 | 3.5 | 3.5 | ComCollege Class (summer) ILit2 Cls | ComCollege Class (summer) ILit Cls | ComCollege Class (summer) ILit Cls | 2 | 3.5 | 3.5 | 2 | 0.75594 | 0.028 | 0.035 | 0.035 | 0.035 | 0.035 | 0.035 | 0.035 | 0.035 | 0.035 | 0.035 | 0.035 | 0.035 | 0.035 | 0.035 | 0.035 | 0.035 | 0.035 | 0.035 | 0.035 | 0.035 | 0.035 | 0.035 | 0.035 | 0.035 | 0.035 | 0.77787 | 0.028 | 0.035 | 0.035 | 0.035 | 0.035 | 0.035 | 0.035 | 0.035 | 0.035 | 0.035 | 0.035 | 0.035 | 0.035 | 0.035 | 0.035 | 0.035 | 0.035 | 0.035 | 0.035 | 0.035 | 0.035 | 0.035 | 0.035 | 0.035 | 0.035 | 0 | 0 | 0 | 0 | 0 | 0 | 0 | 0 | 0 | 0 | 0 | 0 | 0 | 0 | 0 | 0 | 0 | 0 | 0 | 0 | 0 | 0 | 0 | 0 | 0 | 0 | 0 | 0 | 0 | 0 | 0 | 0 | 0 | 0 | 0 | 0 | 0 | 0 | 0 | 0 | 0 | 0 | 0 | 0 | 0 | 0 | 0 | 0 | 20 | 0.4 | 0.36 | 0.13 | 0.11 | 0.52632 | 0 | 0 | 0 | 0 | 0 | 0 | 0 | 0 |  | 0.051444 | 0.051444 | 0.050633 | 0.052908 | 0.052946 | 0.052037 | 0.052037 | Education - Community College - Classroom/Lecture - (summer) - Hol | 14 | 8 | 15 | 0 | 0.75594 | 0 | 0 | 0 | 0.75594 | 0 | 0 | 0 | 0.75594 | 0 | 0 | 0 | 0 | 0 | 0 | 0 | 0 | 0 | 0 | 0 | 0 | 0 | 0 | 0 | 0 | 0 | 0 | 0 | 0 | 0 | 0 | 0 | 0 |  | 0 | 0.77787 | 0 | 0 | 0 | 0.77787 | 0 | 0 | 0 | 0.77787 | 0 | 0 | 0 | 0 | 0 | 0 | 0 | 0 | 0 | 0 | 0 | 0 | 0 | 0 | 0 | 0 | 0 | 0 | 0 | 0 | 0 | 0 | 0 | 0 | 0.89993 | 0.8 | 0.92604 | 0.8
512 | 5 | 12 | 8 | 12 |  | Education - Community College (summer) | Education - Community College - Classroom/Lecture | Education - Community College - Classroom/Lecture (summer) | Education - Community College | Classroom/Lecture | Education - Community College - Classroom/Lecture | (summer) | Education - Community College (summer) | Education - Community College - Classroom/Lecture (summer) | ComCollege Class (summer) | all | Open | 44 | 44 | 0.50276 | 1.4151 | 1.4151 | 1.4151 | 1.0613 | 1.0613 | 1.0613 | 1.0613 | 0.71147 | 0.71147 | 0.71147 | 0.5336 | 0.5336 | 0.5336 | 0.5336 | 187.6959 | 187.6959 | 187.6959 | 140.7719 | 140.7719 | 140.7719 | 140.7719 | 0.25909 | 0.25909 | 0.25909 | 0.19432 | 0.19432 | 0.19432 | 0.19432 | 2111.6111 | 2111.6111 | 2111.6111 | 2111.6111 | 2111.6111 | 2111.6111 | 2111.6111 | 0 | 0 | 0 | 0 | 0 | 0 | 0 | 0.36417 | 0.36417 | 0.36417 | 0.36417 | 0.36417 | 0.36417 | 0.36417 | 0.42651 | 0.42651 | 0.42339 | 0.43289 | 0.43277 | 0.42944 | 0.42944 | 0.1339 | 0.1339 | 0.1339 | 0.10042 | 0.10042 | 0.10042 | 0.10042 | 0.067319 | 0.067319 | 0.067319 | 0.050489 | 0.050489 | 0.050489 | 0.050489 | 20.0374 | 20.0374 | 20.0374 | 15.028 | 15.028 | 15.028 | 15.028 | 0.020689 | 0.020689 | 0.020689 | 0.015517 | 0.015517 | 0.015517 | 0.015517 | 2210.012 | 2210.012 | 2210.012 | 2210.012 | 2210.012 | 2210.012 | 2210.012 | 0 | 0 | 0 | 0 | 0 | 0 | 0 | 0.30733 | 0.30733 | 0.30733 | 0.30733 | 0.30733 | 0.30733 | 0.30733 | 0.36872 | 0.36872 | 0.36605 | 0.37546 | 0.3741 | 0.37204 | 0.37204 | ComCollege Class (summer) ILit all | ComCollege Class (summer) ILit all | 3605 | 10 | 48.75 | ComCollege Class (summer) ILit2 all | ComCollege Class (summer) ILit2 all | ComCollege Class (summer) ILit2 All | 3839 | 6.5 | 54.375 | 3605 | 5.9958 | 0.36417 | 0.1 | 0.1 | 0.1 | 0.1 | 0.1 | 0.19687 | 0.29375 | 0.39062 | 0.4875 | 0.4875 | 0.4875 | 0.4875 | 0.4875 | 0.4875 | 0.4875 | 0.4875 | 0.39062 | 0.29375 | 0.19687 | 0.1 | 0.1 | 0.1 | 0.1 | 0.1 | 6.7647 | 0.30733 | 0.065 | 0.065 | 0.065 | 0.065 | 0.065 | 0.54375 | 0.54375 | 0.54375 | 0.54375 | 0.54375 | 0.54375 | 0.38417 | 0.38417 | 0.38417 | 0.38417 | 0.38417 | 0.38417 | 0.54375 | 0.54375 | 0.065 | 0.065 | 0.065 | 0.065 | 0.065 | 0 | 0 | 0 | 0 | 0 | 0.25 | 0.5 | 0.75 | 1 | 1 | 1 | 1 | 1 | 1 | 1 | 1 | 0.75 | 0.5 | 0.25 | 0 | 0 | 0 | 0 | 0 | 0 | 0 | 0 | 0 | 0 | 1 | 1 | 1 | 1 | 1 | 1 | 0.66667 | 0.66667 | 0.66667 | 0.66667 | 0.66667 | 0.66667 | 1 | 1 | 0 | 0 | 0 | 0 | 0 | 20 | 0.4 | 0.36 | 0.13 | 0.11 | 0.52632 | 0.036444 | 0.025929 | 0.025929 | 0.025929 | 0.019447 | 0.019447 | 0.019447 | 0.019447 | Education - Community College (summer) | 0.051444 | 0.051444 | 0.050633 | 0.052908 | 0.052946 | 0.052037 | 0.052037 | Education - Community College - Classroom/Lecture - (summer) - all | 16 | 7 | 21 | 244.8875 | 18.9255 | 244.8875 | 18.9255 | 0 | 0 | 5.5656 | 0.43013 | 0 | 0 | 0 | 0 | 0 | 0 | 0 | 0 | 0.29375 | 0.39062 | 0.4875 | 0.4875 | 0.4875 | 0.4875 | 0.4875 | 0.4875 | 0.4875 | 0.4875 | 0.39062 | 0.29375 | 0.19687 | 0.1 | 0 | 0 | 0 | 0 |  | 271.755 | 25.8926 | 271.755 | 25.8926 | 0 | 0 | 6.1763 | 0.58847 | 0 | 0 | 0 | 0 | 0 | 0 | 0 | 0 | 0.54375 | 0.54375 | 0.54375 | 0.54375 | 0.54375 | 0.38417 | 0.38417 | 0.38417 | 0.38417 | 0.38417 | 0.38417 | 0.54375 | 0.54375 | 0.065 | 0 | 0 | 0 | 0 | 0.89993 | 0.8 | 0.92604 | 0.8
513 | 5 | 13 | 5 | 1 |  |  |  |  | Education - Community College | Comm/Ind Work (General, Low Bay) | Education - Community College - Comm/Ind Work (General, Low Bay) |  | Education - Community College | Education - Community College - Comm/Ind Work (General, Low Bay) | ComCollege Class (in session) | Sat | Open | 32 | 32 | 0.12496 | 1.592 | 1.592 | 1.0613 | 1.0613 | 1.0613 | 0.9729 | 0.9729 | 0 | 0 | 0 | 0 | 0 | 0 | 0 | 19.0978 | 19.0978 | 12.7318 | 12.7318 | 12.7318 | 11.6709 | 11.6709 | 0 | 0 | 0 | 0 | 0 | 0 | 0 | 0 | 0 | 0 | 0 | 0 | 0 | 0 | 0 | 0 | 0 | 0 | 0 | 0 | 0 | 0 | 0 | 0 | 0 | 0 | 0 | 0 | 0 | 0 | 0 | 0 | 0 | 0 | 0 | 0.15063 | 0.15063 | 0.10042 | 0.10042 | 0.10042 | 0.092055 | 0.092055 | 0 | 0 | 0 | 0 | 0 | 0 | 0 | 2.4846 | 2.4846 | 1.6564 | 1.6564 | 1.6564 | 1.5184 | 1.5184 | 0 | 0 | 0 | 0 | 0 | 0 | 0 | 0 | 0 | 0 | 0 | 0 | 0 | 0 | 0 | 0 | 0 | 0 | 0 | 0 | 0 | 0 | 0 | 0 | 0 | 0 | 0 | 0 | 0 | 0 | 0 | 0 | 0 | 0 | 0 | ComCollege Class (in session) ILit Sat | ComCollege Class (in session) ILit all | 3579 | 5 | 25 | ComCollege Class (in session) ILit2 Sat | ComCollege Class (in session) ILit2 Sat | ComCollege Class (in session) ILit2 All | 3830 | 6.5 | 35 | 3579 | 3 | 0.18333 | 0.05 | 0.05 | 0.05 | 0.05 | 0.05 | 0.05 | 0.05 | 0.25 | 0.25 | 0.25 | 0.25 | 0.25 | 0.25 | 0.25 | 0.25 | 0.25 | 0.05 | 0.05 | 0.05 | 0.05 | 0.05 | 0.05 | 0.05 | 0.05 | 4.125 | 0.255 | 0.065 | 0.065 | 0.065 | 0.065 | 0.065 | 0.065 | 0.065 | 0.35 | 0.35 | 0.35 | 0.35 | 0.35 | 0.35 | 0.35 | 0.35 | 0.35 | 0.065 | 0.065 | 0.065 | 0.065 | 0.065 | 0.065 | 0.065 | 0.065 | 0 | 0 | 0 | 0 | 0 | 0 | 0 | 1 | 1 | 1 | 1 | 1 | 1 | 1 | 1 | 1 | 0 | 0 | 0 | 0 | 0 | 0 | 0 | 0 | 0 | 0 | 0 | 0 | 0 | 0 | 0 | 1 | 1 | 1 | 1 | 1 | 1 | 1 | 1 | 1 | 0 | 0 | 0 | 0 | 0 | 0 | 0 | 0 | 16 | 0.66337 | 0.20792 | 0.079208 | 0.049505 | 0.76136 | 0 | 0 | 0 | 0 | 0 | 0 | 0 | 0 |  | 0.085127 | 0.085127 | 0.083848 | 0.087537 | 0.08773 | 0.085951 | 0.085951 | Education - Community College - Comm/Ind Work (General, Low Bay) - Sat | 10 | 7 | 16 | 65.6 | 30.4 | 0 | 0 | 65.6 | 30.4 | 0 | 0 | 2.05 | 0.95 | 0 | 0 | 0 | 0 | 0 | 0 | 0.05 | 0.25 | 0.25 | 0.25 | 0.25 | 0.25 | 0.25 | 0.25 | 0.25 | 0 | 0 | 0 | 0 | 0 | 0 | 0 | 0 | 0 |  | 91.68 | 40.32 | 0 | 0 | 91.68 | 40.32 | 0 | 0 | 2.865 | 1.26 | 0 | 0 | 0 | 0 | 0 | 0 | 0.065 | 0.35 | 0.35 | 0.35 | 0.35 | 0.35 | 0.35 | 0.35 | 0.35 | 0 | 0 | 0 | 0 | 0 | 0 | 0 | 0 | 0 | 1 | 1 | 1 | 1
514 | 5 | 14 | 6 | 2 |  |  |  |  | Education - Community College | Comm/Ind Work (General, Low Bay) | Education - Community College - Comm/Ind Work (General, Low Bay) |  | Education - Community College | Education - Community College - Comm/Ind Work (General, Low Bay) | ComCollege Class (in session) | Sun | Closed | 32 | 32 | 0.12496 | 1.592 | 1.592 | 1.0613 | 1.0613 | 1.0613 | 0.9729 | 0.9729 | 0 | 0 | 0 | 0 | 0 | 0 | 0 | 7.6391 | 7.6391 | 5.0927 | 5.0927 | 5.0927 | 4.6683 | 4.6683 | 0 | 0 | 0 | 0 | 0 | 0 | 0 | 0 | 0 | 0 | 0 | 0 | 0 | 0 | 0 | 0 | 0 | 0 | 0 | 0 | 0 | 0 | 0 | 0 | 0 | 0 | 0 | 0 | 0 | 0 | 0 | 0 | 0 | 0 | 0 | 0.15063 | 0.15063 | 0.10042 | 0.10042 | 0.10042 | 0.092055 | 0.092055 | 0 | 0 | 0 | 0 | 0 | 0 | 0 | 0.72281 | 0.72281 | 0.48187 | 0.48187 | 0.48187 | 0.44172 | 0.44172 | 0 | 0 | 0 | 0 | 0 | 0 | 0 | 0 | 0 | 0 | 0 | 0 | 0 | 0 | 0 | 0 | 0 | 0 | 0 | 0 | 0 | 0 | 0 | 0 | 0 | 0 | 0 | 0 | 0 | 0 | 0 | 0 | 0 | 0 | 0 | ComCollege Class (in session) ILit Cls | ComCollege Class (in session) ILit Cls | 2 | 5 | 5 | ComCollege Class (in session) ILit2 Cls | ComCollege Class (in session) ILit Cls | ComCollege Class (in session) ILit Cls | 2 | 5 | 5 | 2 | 1.2 | 0.05 | 0.05 | 0.05 | 0.05 | 0.05 | 0.05 | 0.05 | 0.05 | 0.05 | 0.05 | 0.05 | 0.05 | 0.05 | 0.05 | 0.05 | 0.05 | 0.05 | 0.05 | 0.05 | 0.05 | 0.05 | 0.05 | 0.05 | 0.05 | 0.05 | 1.2 | 0.05 | 0.05 | 0.05 | 0.05 | 0.05 | 0.05 | 0.05 | 0.05 | 0.05 | 0.05 | 0.05 | 0.05 | 0.05 | 0.05 | 0.05 | 0.05 | 0.05 | 0.05 | 0.05 | 0.05 | 0.05 | 0.05 | 0.05 | 0.05 | 0.05 | 0 | 0 | 0 | 0 | 0 | 0 | 0 | 0 | 0 | 0 | 0 | 0 | 0 | 0 | 0 | 0 | 0 | 0 | 0 | 0 | 0 | 0 | 0 | 0 | 0 | 0 | 0 | 0 | 0 | 0 | 0 | 0 | 0 | 0 | 0 | 0 | 0 | 0 | 0 | 0 | 0 | 0 | 0 | 0 | 0 | 0 | 0 | 0 | 16 | 0.66337 | 0.20792 | 0.079208 | 0.049505 | 0.76136 | 0 | 0 | 0 | 0 | 0 | 0 | 0 | 0 |  | 0.085127 | 0.085127 | 0.083848 | 0.087537 | 0.08773 | 0.085951 | 0.085951 | Education - Community College - Comm/Ind Work (General, Low Bay) - Sun | 12 | 8 | 15 | 0 | 38.4 | 0 | 0 | 0 | 38.4 | 0 | 0 | 0 | 1.2 | 0 | 0 | 0 | 0 | 0 | 0 | 0 | 0 | 0 | 0 | 0 | 0 | 0 | 0 | 0 | 0 | 0 | 0 | 0 | 0 | 0 | 0 | 0 | 0 |  | 0 | 38.4 | 0 | 0 | 0 | 38.4 | 0 | 0 | 0 | 1.2 | 0 | 0 | 0 | 0 | 0 | 0 | 0 | 0 | 0 | 0 | 0 | 0 | 0 | 0 | 0 | 0 | 0 | 0 | 0 | 0 | 0 | 0 | 0 | 0 | 1 | 1 | 1 | 1
515 | 5 | 15 | 7 | 3 |  |  |  |  | Education - Community College | Comm/Ind Work (General, Low Bay) | Education - Community College - Comm/Ind Work (General, Low Bay) |  | Education - Community College | Education - Community College - Comm/Ind Work (General, Low Bay) | ComCollege Class (in session) | Hol | Closed | 6 | 6 | 0.12496 | 1.592 | 1.592 | 1.0613 | 1.0613 | 1.0613 | 0.9729 | 0.9729 | 0 | 0 | 0 | 0 | 0 | 0 | 0 | 1.4323 | 1.4323 | 0.95489 | 0.95489 | 0.95489 | 0.87531 | 0.87531 | 0 | 0 | 0 | 0 | 0 | 0 | 0 | 0 | 0 | 0 | 0 | 0 | 0 | 0 | 0 | 0 | 0 | 0 | 0 | 0 | 0 | 0 | 0 | 0 | 0 | 0 | 0 | 0 | 0 | 0 | 0 | 0 | 0 | 0 | 0 | 0.15063 | 0.15063 | 0.10042 | 0.10042 | 0.10042 | 0.092055 | 0.092055 | 0 | 0 | 0 | 0 | 0 | 0 | 0 | 0.13553 | 0.13553 | 0.090351 | 0.090351 | 0.090351 | 0.082822 | 0.082822 | 0 | 0 | 0 | 0 | 0 | 0 | 0 | 0 | 0 | 0 | 0 | 0 | 0 | 0 | 0 | 0 | 0 | 0 | 0 | 0 | 0 | 0 | 0 | 0 | 0 | 0 | 0 | 0 | 0 | 0 | 0 | 0 | 0 | 0 | 0 | ComCollege Class (in session) ILit Cls | ComCollege Class (in session) ILit Cls | 2 | 5 | 5 | ComCollege Class (in session) ILit2 Cls | ComCollege Class (in session) ILit Cls | ComCollege Class (in session) ILit Cls | 2 | 5 | 5 | 2 | 1.2 | 0.05 | 0.05 | 0.05 | 0.05 | 0.05 | 0.05 | 0.05 | 0.05 | 0.05 | 0.05 | 0.05 | 0.05 | 0.05 | 0.05 | 0.05 | 0.05 | 0.05 | 0.05 | 0.05 | 0.05 | 0.05 | 0.05 | 0.05 | 0.05 | 0.05 | 1.2 | 0.05 | 0.05 | 0.05 | 0.05 | 0.05 | 0.05 | 0.05 | 0.05 | 0.05 | 0.05 | 0.05 | 0.05 | 0.05 | 0.05 | 0.05 | 0.05 | 0.05 | 0.05 | 0.05 | 0.05 | 0.05 | 0.05 | 0.05 | 0.05 | 0.05 | 0 | 0 | 0 | 0 | 0 | 0 | 0 | 0 | 0 | 0 | 0 | 0 | 0 | 0 | 0 | 0 | 0 | 0 | 0 | 0 | 0 | 0 | 0 | 0 | 0 | 0 | 0 | 0 | 0 | 0 | 0 | 0 | 0 | 0 | 0 | 0 | 0 | 0 | 0 | 0 | 0 | 0 | 0 | 0 | 0 | 0 | 0 | 0 | 16 | 0.66337 | 0.20792 | 0.079208 | 0.049505 | 0.76136 | 0 | 0 | 0 | 0 | 0 | 0 | 0 | 0 |  | 0.085127 | 0.085127 | 0.083848 | 0.087537 | 0.08773 | 0.085951 | 0.085951 | Education - Community College - Comm/Ind Work (General, Low Bay) - Hol | 14 | 8 | 15 | 0 | 7.2 | 0 | 0 | 0 | 7.2 | 0 | 0 | 0 | 1.2 | 0 | 0 | 0 | 0 | 0 | 0 | 0 | 0 | 0 | 0 | 0 | 0 | 0 | 0 | 0 | 0 | 0 | 0 | 0 | 0 | 0 | 0 | 0 | 0 |  | 0 | 7.2 | 0 | 0 | 0 | 7.2 | 0 | 0 | 0 | 1.2 | 0 | 0 | 0 | 0 | 0 | 0 | 0 | 0 | 0 | 0 | 0 | 0 | 0 | 0 | 0 | 0 | 0 | 0 | 0 | 0 | 0 | 0 | 0 | 0 | 1 | 1 | 1 | 1
516 | 5 | 16 | 8 | 4 |  | Education - Community College |  | Education - Community College - Comm/Ind Work (General, Low Bay) | Education - Community College | Comm/Ind Work (General, Low Bay) | Education - Community College - Comm/Ind Work (General, Low Bay) |  | Education - Community College | Education - Community College - Comm/Ind Work (General, Low Bay) | ComCollege Class (in session) | all | Open | 169 | 169 | 0.12496 | 1.592 | 1.592 | 1.0613 | 1.0613 | 1.0613 | 0.9729 | 0.9729 | 0 | 0 | 0 | 0 | 0 | 0 | 0 | 369.1479 | 369.1479 | 246.0986 | 246.0986 | 246.0986 | 225.5904 | 225.5904 | 0.15119 | 0.15119 | 0.10079 | 0.10079 | 0.10079 | 0.092394 | 0.092394 | 0 | 0 | 0 | 0 | 0 | 0 | 0 | 0 | 0 | 0 | 0 | 0 | 0 | 0 | 0.76 | 0.76 | 0.76 | 0.76 | 0.76 | 0.76 | 0.76 | 0.70599 | 0.70599 | 0.70128 | 0.71623 | 0.7172 | 0.70976 | 0.70976 | 0.15063 | 0.15063 | 0.10042 | 0.10042 | 0.10042 | 0.092055 | 0.092055 | 0 | 0 | 0 | 0 | 0 | 0 | 0 | 34.3559 | 34.3559 | 22.9039 | 22.9039 | 22.9039 | 20.9953 | 20.9953 | 0.0095057 | 0.0095057 | 0.0063371 | 0.0063371 | 0.0063371 | 0.005809 | 0.005809 | 0 | 0 | 0 | 0 | 0 | 0 | 0 | 0 | 0 | 0 | 0 | 0 | 0 | 0 | 0.505 | 0.505 | 0.505 | 0.505 | 0.505 | 0.505 | 0.505 | 0.56019 | 0.56019 | 0.55895 | 0.58379 | 0.58497 | 0.57222 | 0.57222 | ComCollege Class (in session) ILit all | ComCollege Class (in session) ILit all | 3578 | 10 | 76 | ComCollege Class (in session) ILit2 all | ComCollege Class (in session) ILit2 all | ComCollege Class (in session) ILit2 All | 3829 | 6.5 | 72.5 | 3578 | 10.98 | 0.76 | 0.1 | 0.1 | 0.1 | 0.1 | 0.1 | 0.265 | 0.43 | 0.595 | 0.76 | 0.76 | 0.76 | 0.76 | 0.76 | 0.76 | 0.76 | 0.76 | 0.76 | 0.76 | 0.595 | 0.43 | 0.265 | 0.1 | 0.1 | 0.1 | 10.8 | 0.505 | 0.065 | 0.065 | 0.065 | 0.065 | 0.065 | 0.725 | 0.725 | 0.725 | 0.725 | 0.725 | 0.725 | 0.505 | 0.505 | 0.505 | 0.505 | 0.505 | 0.505 | 0.725 | 0.725 | 0.725 | 0.725 | 0.065 | 0.065 | 0.065 | 0 | 0 | 0 | 0 | 0 | 0.25 | 0.5 | 0.75 | 1 | 1 | 1 | 1 | 1 | 1 | 1 | 1 | 1 | 1 | 0.75 | 0.5 | 0.25 | 0 | 0 | 0 | 0 | 0 | 0 | 0 | 0 | 1 | 1 | 1 | 1 | 1 | 1 | 0.66667 | 0.66667 | 0.66667 | 0.66667 | 0.66667 | 0.66667 | 1 | 1 | 1 | 1 | 0 | 0 | 0 | 16 | 0.66337 | 0.20792 | 0.079208 | 0.049505 | 0.76136 | 0.10091 | 0.020074 | 0.020074 | 0.013383 | 0.013383 | 0.013383 | 0.012267 | 0.012267 | Education - Community College | 0.085127 | 0.085127 | 0.083848 | 0.087537 | 0.08773 | 0.085951 | 0.085951 | Education - Community College - Comm/Ind Work (General, Low Bay) - all | 16 | 7 | 21 | 1630.85 | 224.77 | 1630.85 | 224.77 | 0 | 0 | 9.65 | 1.33 | 0 | 0 | 0 | 0 | 0 | 0 | 0 | 0 | 0.43 | 0.595 | 0.76 | 0.76 | 0.76 | 0.76 | 0.76 | 0.76 | 0.76 | 0.76 | 0.76 | 0.76 | 0.595 | 0.43 | 0 | 0 | 0 | 0 |  | 1492.27 | 332.93 | 1492.27 | 332.93 | 0 | 0 | 8.83 | 1.97 | 0 | 0 | 0 | 0 | 0 | 0 | 0 | 0 | 0.725 | 0.725 | 0.725 | 0.725 | 0.725 | 0.505 | 0.505 | 0.505 | 0.505 | 0.505 | 0.505 | 0.725 | 0.725 | 0.725 | 0 | 0 | 0 | 0 | 1 | 1 | 1 | 1
517 | 5 | 17 | 5 | 5 |  |  |  |  | Education - Community College | Comm/Ind Work (General, Low Bay) | Education - Community College - Comm/Ind Work (General, Low Bay) | (break) | Education - Community College (break) | Education - Community College - Comm/Ind Work (General, Low Bay) (break) | ComCollege Class (break) | Sat | Closed | 12 | 12 | 0.12496 | 1.592 | 1.592 | 1.0613 | 1.0613 | 1.0613 | 0.9729 | 0.9729 | 0 | 0 | 0 | 0 | 0 | 0 | 0 | 1.1459 | 1.1459 | 0.76391 | 0.76391 | 0.76391 | 0.70025 | 0.70025 | 0 | 0 | 0 | 0 | 0 | 0 | 0 | 0 | 0 | 0 | 0 | 0 | 0 | 0 | 0 | 0 | 0 | 0 | 0 | 0 | 0 | 0 | 0 | 0 | 0 | 0 | 0 | 0 | 0 | 0 | 0 | 0 | 0 | 0 | 0 | 0.15063 | 0.15063 | 0.10042 | 0.10042 | 0.10042 | 0.092055 | 0.092055 | 0 | 0 | 0 | 0 | 0 | 0 | 0 | 0.10842 | 0.10842 | 0.072281 | 0.072281 | 0.072281 | 0.066257 | 0.066257 | 0 | 0 | 0 | 0 | 0 | 0 | 0 | 0 | 0 | 0 | 0 | 0 | 0 | 0 | 0 | 0 | 0 | 0 | 0 | 0 | 0 | 0 | 0 | 0 | 0 | 0 | 0 | 0 | 0 | 0 | 0 | 0 | 0 | 0 | 0 | ComCollege Class (break) ILit Cls | ComCollege Class (break) ILit Cls | 2 | 2 | 2 | ComCollege Class (break) ILit2 Cls | ComCollege Class (break) ILit Cls | ComCollege Class (break) ILit Cls | 2 | 2 | 2 | 2 | 0.48 | 0.02 | 0.02 | 0.02 | 0.02 | 0.02 | 0.02 | 0.02 | 0.02 | 0.02 | 0.02 | 0.02 | 0.02 | 0.02 | 0.02 | 0.02 | 0.02 | 0.02 | 0.02 | 0.02 | 0.02 | 0.02 | 0.02 | 0.02 | 0.02 | 0.02 | 0.48 | 0.02 | 0.02 | 0.02 | 0.02 | 0.02 | 0.02 | 0.02 | 0.02 | 0.02 | 0.02 | 0.02 | 0.02 | 0.02 | 0.02 | 0.02 | 0.02 | 0.02 | 0.02 | 0.02 | 0.02 | 0.02 | 0.02 | 0.02 | 0.02 | 0.02 | 0 | 0 | 0 | 0 | 0 | 0 | 0 | 0 | 0 | 0 | 0 | 0 | 0 | 0 | 0 | 0 | 0 | 0 | 0 | 0 | 0 | 0 | 0 | 0 | 0 | 0 | 0 | 0 | 0 | 0 | 0 | 0 | 0 | 0 | 0 | 0 | 0 | 0 | 0 | 0 | 0 | 0 | 0 | 0 | 0 | 0 | 0 | 0 | 16 | 0.66337 | 0.20792 | 0.079208 | 0.049505 | 0.76136 | 0 | 0 | 0 | 0 | 0 | 0 | 0 | 0 |  | 0.0025764 | 0.0025764 | 0.0025432 | 0.0026301 | 0.0026318 | 0.0026225 | 0.0026225 | Education - Community College - Comm/Ind Work (General, Low Bay) - (break) - Sat | 10 | 9 | 14 | 0 | 5.76 | 0 | 0 | 0 | 5.76 | 0 | 0 | 0 | 0.48 | 0 | 0 | 0 | 0 | 0 | 0 | 0 | 0 | 0 | 0 | 0 | 0 | 0 | 0 | 0 | 0 | 0 | 0 | 0 | 0 | 0 | 0 | 0 | 0 |  | 0 | 5.76 | 0 | 0 | 0 | 5.76 | 0 | 0 | 0 | 0.48 | 0 | 0 | 0 | 0 | 0 | 0 | 0 | 0 | 0 | 0 | 0 | 0 | 0 | 0 | 0 | 0 | 0 | 0 | 0 | 0 | 0 | 0 | 0 | 0 | 1 | 1 | 1 | 1
518 | 5 | 18 | 6 | 6 |  |  |  |  | Education - Community College | Comm/Ind Work (General, Low Bay) | Education - Community College - Comm/Ind Work (General, Low Bay) | (break) | Education - Community College (break) | Education - Community College - Comm/Ind Work (General, Low Bay) (break) | ComCollege Class (break) | Sun | Closed | 12 | 12 | 0.12496 | 1.592 | 1.592 | 1.0613 | 1.0613 | 1.0613 | 0.9729 | 0.9729 | 0 | 0 | 0 | 0 | 0 | 0 | 0 | 1.1459 | 1.1459 | 0.76391 | 0.76391 | 0.76391 | 0.70025 | 0.70025 | 0 | 0 | 0 | 0 | 0 | 0 | 0 | 0 | 0 | 0 | 0 | 0 | 0 | 0 | 0 | 0 | 0 | 0 | 0 | 0 | 0 | 0 | 0 | 0 | 0 | 0 | 0 | 0 | 0 | 0 | 0 | 0 | 0 | 0 | 0 | 0.15063 | 0.15063 | 0.10042 | 0.10042 | 0.10042 | 0.092055 | 0.092055 | 0 | 0 | 0 | 0 | 0 | 0 | 0 | 0.10842 | 0.10842 | 0.072281 | 0.072281 | 0.072281 | 0.066257 | 0.066257 | 0 | 0 | 0 | 0 | 0 | 0 | 0 | 0 | 0 | 0 | 0 | 0 | 0 | 0 | 0 | 0 | 0 | 0 | 0 | 0 | 0 | 0 | 0 | 0 | 0 | 0 | 0 | 0 | 0 | 0 | 0 | 0 | 0 | 0 | 0 | ComCollege Class (break) ILit Cls | ComCollege Class (break) ILit Cls | 2 | 2 | 2 | ComCollege Class (break) ILit2 Cls | ComCollege Class (break) ILit Cls | ComCollege Class (break) ILit Cls | 2 | 2 | 2 | 2 | 0.48 | 0.02 | 0.02 | 0.02 | 0.02 | 0.02 | 0.02 | 0.02 | 0.02 | 0.02 | 0.02 | 0.02 | 0.02 | 0.02 | 0.02 | 0.02 | 0.02 | 0.02 | 0.02 | 0.02 | 0.02 | 0.02 | 0.02 | 0.02 | 0.02 | 0.02 | 0.48 | 0.02 | 0.02 | 0.02 | 0.02 | 0.02 | 0.02 | 0.02 | 0.02 | 0.02 | 0.02 | 0.02 | 0.02 | 0.02 | 0.02 | 0.02 | 0.02 | 0.02 | 0.02 | 0.02 | 0.02 | 0.02 | 0.02 | 0.02 | 0.02 | 0.02 | 0 | 0 | 0 | 0 | 0 | 0 | 0 | 0 | 0 | 0 | 0 | 0 | 0 | 0 | 0 | 0 | 0 | 0 | 0 | 0 | 0 | 0 | 0 | 0 | 0 | 0 | 0 | 0 | 0 | 0 | 0 | 0 | 0 | 0 | 0 | 0 | 0 | 0 | 0 | 0 | 0 | 0 | 0 | 0 | 0 | 0 | 0 | 0 | 16 | 0.66337 | 0.20792 | 0.079208 | 0.049505 | 0.76136 | 0 | 0 | 0 | 0 | 0 | 0 | 0 | 0 |  | 0.0025764 | 0.0025764 | 0.0025432 | 0.0026301 | 0.0026318 | 0.0026225 | 0.0026225 | Education - Community College - Comm/Ind Work (General, Low Bay) - (break) - Sun | 12 | 9 | 14 | 0 | 5.76 | 0 | 0 | 0 | 5.76 | 0 | 0 | 0 | 0.48 | 0 | 0 | 0 | 0 | 0 | 0 | 0 | 0 | 0 | 0 | 0 | 0 | 0 | 0 | 0 | 0 | 0 | 0 | 0 | 0 | 0 | 0 | 0 | 0 |  | 0 | 5.76 | 0 | 0 | 0 | 5.76 | 0 | 0 | 0 | 0.48 | 0 | 0 | 0 | 0 | 0 | 0 | 0 | 0 | 0 | 0 | 0 | 0 | 0 | 0 | 0 | 0 | 0 | 0 | 0 | 0 | 0 | 0 | 0 | 0 | 1 | 1 | 1 | 1
519 | 5 | 19 | 7 | 7 |  |  |  |  | Education - Community College | Comm/Ind Work (General, Low Bay) | Education - Community College - Comm/Ind Work (General, Low Bay) | (break) | Education - Community College (break) | Education - Community College - Comm/Ind Work (General, Low Bay) (break) | ComCollege Class (break) | Hol | Closed | 3 | 3 | 0.12496 | 1.592 | 1.592 | 1.0613 | 1.0613 | 1.0613 | 0.9729 | 0.9729 | 0 | 0 | 0 | 0 | 0 | 0 | 0 | 0.28647 | 0.28647 | 0.19098 | 0.19098 | 0.19098 | 0.17506 | 0.17506 | 0 | 0 | 0 | 0 | 0 | 0 | 0 | 0 | 0 | 0 | 0 | 0 | 0 | 0 | 0 | 0 | 0 | 0 | 0 | 0 | 0 | 0 | 0 | 0 | 0 | 0 | 0 | 0 | 0 | 0 | 0 | 0 | 0 | 0 | 0 | 0.15063 | 0.15063 | 0.10042 | 0.10042 | 0.10042 | 0.092055 | 0.092055 | 0 | 0 | 0 | 0 | 0 | 0 | 0 | 0.027105 | 0.027105 | 0.01807 | 0.01807 | 0.01807 | 0.016564 | 0.016564 | 0 | 0 | 0 | 0 | 0 | 0 | 0 | 0 | 0 | 0 | 0 | 0 | 0 | 0 | 0 | 0 | 0 | 0 | 0 | 0 | 0 | 0 | 0 | 0 | 0 | 0 | 0 | 0 | 0 | 0 | 0 | 0 | 0 | 0 | 0 | ComCollege Class (break) ILit Cls | ComCollege Class (break) ILit Cls | 2 | 2 | 2 | ComCollege Class (break) ILit2 Cls | ComCollege Class (break) ILit Cls | ComCollege Class (break) ILit Cls | 2 | 2 | 2 | 2 | 0.48 | 0.02 | 0.02 | 0.02 | 0.02 | 0.02 | 0.02 | 0.02 | 0.02 | 0.02 | 0.02 | 0.02 | 0.02 | 0.02 | 0.02 | 0.02 | 0.02 | 0.02 | 0.02 | 0.02 | 0.02 | 0.02 | 0.02 | 0.02 | 0.02 | 0.02 | 0.48 | 0.02 | 0.02 | 0.02 | 0.02 | 0.02 | 0.02 | 0.02 | 0.02 | 0.02 | 0.02 | 0.02 | 0.02 | 0.02 | 0.02 | 0.02 | 0.02 | 0.02 | 0.02 | 0.02 | 0.02 | 0.02 | 0.02 | 0.02 | 0.02 | 0.02 | 0 | 0 | 0 | 0 | 0 | 0 | 0 | 0 | 0 | 0 | 0 | 0 | 0 | 0 | 0 | 0 | 0 | 0 | 0 | 0 | 0 | 0 | 0 | 0 | 0 | 0 | 0 | 0 | 0 | 0 | 0 | 0 | 0 | 0 | 0 | 0 | 0 | 0 | 0 | 0 | 0 | 0 | 0 | 0 | 0 | 0 | 0 | 0 | 16 | 0.66337 | 0.20792 | 0.079208 | 0.049505 | 0.76136 | 0 | 0 | 0 | 0 | 0 | 0 | 0 | 0 |  | 0.0025764 | 0.0025764 | 0.0025432 | 0.0026301 | 0.0026318 | 0.0026225 | 0.0026225 | Education - Community College - Comm/Ind Work (General, Low Bay) - (break) - Hol | 14 | 9 | 14 | 0 | 1.44 | 0 | 0 | 0 | 1.44 | 0 | 0 | 0 | 0.48 | 0 | 0 | 0 | 0 | 0 | 0 | 0 | 0 | 0 | 0 | 0 | 0 | 0 | 0 | 0 | 0 | 0 | 0 | 0 | 0 | 0 | 0 | 0 | 0 |  | 0 | 1.44 | 0 | 0 | 0 | 1.44 | 0 | 0 | 0 | 0.48 | 0 | 0 | 0 | 0 | 0 | 0 | 0 | 0 | 0 | 0 | 0 | 0 | 0 | 0 | 0 | 0 | 0 | 0 | 0 | 0 | 0 | 0 | 0 | 0 | 1 | 1 | 1 | 1
520 | 5 | 20 | 8 | 8 |  | Education - Community College (break) |  | Education - Community College - Comm/Ind Work (General, Low Bay) (break) | Education - Community College | Comm/Ind Work (General, Low Bay) | Education - Community College - Comm/Ind Work (General, Low Bay) | (break) | Education - Community College (break) | Education - Community College - Comm/Ind Work (General, Low Bay) (break) | ComCollege Class (break) | all | Closed | 38 | 38 | 0.12496 | 1.592 | 1.592 | 1.0613 | 1.0613 | 1.0613 | 0.9729 | 0.9729 | 0 | 0 | 0 | 0 | 0 | 0 | 0 | 3.6286 | 3.6286 | 2.4191 | 2.4191 | 2.4191 | 2.2175 | 2.2175 | 0.0039787 | 0.0039787 | 0.0026525 | 0.0026525 | 0.0026525 | 0.0024314 | 0.0024314 | 0 | 0 | 0 | 0 | 0 | 0 | 0 | 0 | 0 | 0 | 0 | 0 | 0 | 0 | 0.02 | 0.02 | 0.02 | 0.02 | 0.02 | 0.02 | 0.02 | 0.021581 | 0.021581 | 0.021501 | 0.021742 | 0.02174 | 0.021845 | 0.021845 | 0.15063 | 0.15063 | 0.10042 | 0.10042 | 0.10042 | 0.092055 | 0.092055 | 0 | 0 | 0 | 0 | 0 | 0 | 0 | 0.34333 | 0.34333 | 0.22889 | 0.22889 | 0.22889 | 0.20981 | 0.20981 | 0.00037646 | 0.00037646 | 0.00025097 | 0.00025097 | 0.00025097 | 0.00023006 | 0.00023006 | 0 | 0 | 0 | 0 | 0 | 0 | 0 | 0 | 0 | 0 | 0 | 0 | 0 | 0 | 0.02 | 0.02 | 0.02 | 0.02 | 0.02 | 0.02 | 0.02 | 0.021581 | 0.021581 | 0.021501 | 0.021742 | 0.02174 | 0.021845 | 0.021845 | ComCollege Class (break) ILit Cls | ComCollege Class (break) ILit Cls | 2 | 2 | 2 | ComCollege Class (break) ILit2 Cls | ComCollege Class (break) ILit Cls | ComCollege Class (break) ILit Cls | 2 | 2 | 2 | 2 | 0.48 | 0.02 | 0.02 | 0.02 | 0.02 | 0.02 | 0.02 | 0.02 | 0.02 | 0.02 | 0.02 | 0.02 | 0.02 | 0.02 | 0.02 | 0.02 | 0.02 | 0.02 | 0.02 | 0.02 | 0.02 | 0.02 | 0.02 | 0.02 | 0.02 | 0.02 | 0.48 | 0.02 | 0.02 | 0.02 | 0.02 | 0.02 | 0.02 | 0.02 | 0.02 | 0.02 | 0.02 | 0.02 | 0.02 | 0.02 | 0.02 | 0.02 | 0.02 | 0.02 | 0.02 | 0.02 | 0.02 | 0.02 | 0.02 | 0.02 | 0.02 | 0.02 | 0 | 0 | 0 | 0 | 0 | 0 | 0 | 0 | 0 | 0 | 0 | 0 | 0 | 0 | 0 | 0 | 0 | 0 | 0 | 0 | 0 | 0 | 0 | 0 | 0 | 0 | 0 | 0 | 0 | 0 | 0 | 0 | 0 | 0 | 0 | 0 | 0 | 0 | 0 | 0 | 0 | 0 | 0 | 0 | 0 | 0 | 0 | 0 | 16 | 0.66337 | 0.20792 | 0.079208 | 0.049505 | 0.76136 | 0.0026555 | 0.00052826 | 0.00052826 | 0.00035218 | 0.00035218 | 0.00035218 | 0.00032283 | 0.00032283 | Education - Community College (break) | 0.0025764 | 0.0025764 | 0.0025432 | 0.0026301 | 0.0026318 | 0.0026225 | 0.0026225 | Education - Community College - Comm/Ind Work (General, Low Bay) - (break) - all | 16 | 9 | 17 | 0 | 18.24 | 0 | 18.24 | 0 | 0 | 0 | 0.48 | 0 | 0 | 0 | 0 | 0 | 0 | 0 | 0 | 0 | 0 | 0 | 0 | 0 | 0 | 0 | 0 | 0 | 0 | 0 | 0 | 0 | 0 | 0 | 0 | 0 | 0 |  | 0 | 18.24 | 0 | 18.24 | 0 | 0 | 0 | 0.48 | 0 | 0 | 0 | 0 | 0 | 0 | 0 | 0 | 0 | 0 | 0 | 0 | 0 | 0 | 0 | 0 | 0 | 0 | 0 | 0 | 0 | 0 | 0 | 0 | 0 | 0 | 1 | 1 | 1 | 1
521 | 5 | 21 | 5 | 9 |  |  |  |  | Education - Community College | Comm/Ind Work (General, Low Bay) | Education - Community College - Comm/Ind Work (General, Low Bay) | (summer) | Education - Community College (summer) | Education - Community College - Comm/Ind Work (General, Low Bay) (summer) | ComCollege Class (summer) | Sat | Open | 8 | 8 | 0.12496 | 1.592 | 1.592 | 1.0613 | 1.0613 | 1.0613 | 0.9729 | 0.9729 | 0 | 0 | 0 | 0 | 0 | 0 | 0 | 3.4416 | 3.4416 | 2.2944 | 2.2944 | 2.2944 | 2.1032 | 2.1032 | 0 | 0 | 0 | 0 | 0 | 0 | 0 | 0 | 0 | 0 | 0 | 0 | 0 | 0 | 0 | 0 | 0 | 0 | 0 | 0 | 0 | 0 | 0 | 0 | 0 | 0 | 0 | 0 | 0 | 0 | 0 | 0 | 0 | 0 | 0 | 0.15063 | 0.15063 | 0.10042 | 0.10042 | 0.10042 | 0.092055 | 0.092055 | 0 | 0 | 0 | 0 | 0 | 0 | 0 | 0.4431 | 0.4431 | 0.2954 | 0.2954 | 0.2954 | 0.27078 | 0.27078 | 0 | 0 | 0 | 0 | 0 | 0 | 0 | 0 | 0 | 0 | 0 | 0 | 0 | 0 | 0 | 0 | 0 | 0 | 0 | 0 | 0 | 0 | 0 | 0 | 0 | 0 | 0 | 0 | 0 | 0 | 0 | 0 | 0 | 0 | 0 | ComCollege Class (summer) ILit Sat | ComCollege Class (summer) ILit all | 3606 | 5 | 18.75 | ComCollege Class (summer) ILit2 Sat | ComCollege Class (summer) ILit2 Sat | ComCollege Class (summer) ILit2 All | 3840 | 6.5 | 26.25 | 3606 | 2.1625 | 0.05 | 0.05 | 0.05 | 0.05 | 0.05 | 0.05 | 0.05 | 0.05 | 0.1875 | 0.1875 | 0.1875 | 0.1875 | 0.1875 | 0.1875 | 0.1875 | 0.05 | 0.05 | 0.05 | 0.05 | 0.05 | 0.05 | 0.05 | 0.05 | 0.05 | 0.05 | 2.9425 | 0.065 | 0.065 | 0.065 | 0.065 | 0.065 | 0.065 | 0.065 | 0.065 | 0.2625 | 0.2625 | 0.2625 | 0.2625 | 0.2625 | 0.2625 | 0.2625 | 0.065 | 0.065 | 0.065 | 0.065 | 0.065 | 0.065 | 0.065 | 0.065 | 0.065 | 0.065 | 0 | 0 | 0 | 0 | 0 | 0 | 0 | 1 | 1 | 1 | 1 | 1 | 1 | 1 | 0 | 0 | 0 | 0 | 0 | 0 | 0 | 0 | 0 | 0 | 0 | 0 | 0 | 0 | 0 | 0 | 0 | 1 | 1 | 1 | 1 | 1 | 1 | 1 | 0 | 0 | 0 | 0 | 0 | 0 | 0 | 0 | 0 | 0 | 16 | 0.66337 | 0.20792 | 0.079208 | 0.049505 | 0.76136 | 0 | 0 | 0 | 0 | 0 | 0 | 0 | 0 |  | 0.051444 | 0.051444 | 0.050633 | 0.052908 | 0.052946 | 0.052037 | 0.052037 | Education - Community College - Comm/Ind Work (General, Low Bay) - (summer) - Sat | 10 | 7 | 16 | 11.3 | 6 | 0 | 0 | 11.3 | 6 | 0 | 0 | 1.4125 | 0.75 | 0 | 0 | 0 | 0 | 0 | 0 | 0.05 | 0.1875 | 0.1875 | 0.1875 | 0.1875 | 0.1875 | 0.1875 | 0.1875 | 0.05 | 0 | 0 | 0 | 0 | 0 | 0 | 0 | 0 | 0 |  | 15.74 | 7.8 | 0 | 0 | 15.74 | 7.8 | 0 | 0 | 1.9675 | 0.975 | 0 | 0 | 0 | 0 | 0 | 0 | 0.065 | 0.2625 | 0.2625 | 0.2625 | 0.2625 | 0.2625 | 0.2625 | 0.2625 | 0.065 | 0 | 0 | 0 | 0 | 0 | 0 | 0 | 0 | 0 | 1 | 1 | 1 | 1
522 | 5 | 22 | 6 | 10 |  |  |  |  | Education - Community College | Comm/Ind Work (General, Low Bay) | Education - Community College - Comm/Ind Work (General, Low Bay) | (summer) | Education - Community College (summer) | Education - Community College - Comm/Ind Work (General, Low Bay) (summer) | ComCollege Class (summer) | Sun | Closed | 8 | 8 | 0.12496 | 1.592 | 1.592 | 1.0613 | 1.0613 | 1.0613 | 0.9729 | 0.9729 | 0 | 0 | 0 | 0 | 0 | 0 | 0 | 1.3368 | 1.3368 | 0.89123 | 0.89123 | 0.89123 | 0.81696 | 0.81696 | 0 | 0 | 0 | 0 | 0 | 0 | 0 | 0 | 0 | 0 | 0 | 0 | 0 | 0 | 0 | 0 | 0 | 0 | 0 | 0 | 0 | 0 | 0 | 0 | 0 | 0 | 0 | 0 | 0 | 0 | 0 | 0 | 0 | 0 | 0 | 0.15063 | 0.15063 | 0.10042 | 0.10042 | 0.10042 | 0.092055 | 0.092055 | 0 | 0 | 0 | 0 | 0 | 0 | 0 | 0.12649 | 0.12649 | 0.084327 | 0.084327 | 0.084327 | 0.0773 | 0.0773 | 0 | 0 | 0 | 0 | 0 | 0 | 0 | 0 | 0 | 0 | 0 | 0 | 0 | 0 | 0 | 0 | 0 | 0 | 0 | 0 | 0 | 0 | 0 | 0 | 0 | 0 | 0 | 0 | 0 | 0 | 0 | 0 | 0 | 0 | 0 | ComCollege Class (summer) ILit Cls | ComCollege Class (summer) ILit Cls | 2 | 3.5 | 3.5 | ComCollege Class (summer) ILit2 Cls | ComCollege Class (summer) ILit Cls | ComCollege Class (summer) ILit Cls | 2 | 3.5 | 3.5 | 2 | 0.84 | 0.035 | 0.035 | 0.035 | 0.035 | 0.035 | 0.035 | 0.035 | 0.035 | 0.035 | 0.035 | 0.035 | 0.035 | 0.035 | 0.035 | 0.035 | 0.035 | 0.035 | 0.035 | 0.035 | 0.035 | 0.035 | 0.035 | 0.035 | 0.035 | 0.035 | 0.84 | 0.035 | 0.035 | 0.035 | 0.035 | 0.035 | 0.035 | 0.035 | 0.035 | 0.035 | 0.035 | 0.035 | 0.035 | 0.035 | 0.035 | 0.035 | 0.035 | 0.035 | 0.035 | 0.035 | 0.035 | 0.035 | 0.035 | 0.035 | 0.035 | 0.035 | 0 | 0 | 0 | 0 | 0 | 0 | 0 | 0 | 0 | 0 | 0 | 0 | 0 | 0 | 0 | 0 | 0 | 0 | 0 | 0 | 0 | 0 | 0 | 0 | 0 | 0 | 0 | 0 | 0 | 0 | 0 | 0 | 0 | 0 | 0 | 0 | 0 | 0 | 0 | 0 | 0 | 0 | 0 | 0 | 0 | 0 | 0 | 0 | 16 | 0.66337 | 0.20792 | 0.079208 | 0.049505 | 0.76136 | 0 | 0 | 0 | 0 | 0 | 0 | 0 | 0 |  | 0.051444 | 0.051444 | 0.050633 | 0.052908 | 0.052946 | 0.052037 | 0.052037 | Education - Community College - Comm/Ind Work (General, Low Bay) - (summer) - Sun | 12 | 8 | 15 | 0 | 6.72 | 0 | 0 | 0 | 6.72 | 0 | 0 | 0 | 0.84 | 0 | 0 | 0 | 0 | 0 | 0 | 0 | 0 | 0 | 0 | 0 | 0 | 0 | 0 | 0 | 0 | 0 | 0 | 0 | 0 | 0 | 0 | 0 | 0 |  | 0 | 6.72 | 0 | 0 | 0 | 6.72 | 0 | 0 | 0 | 0.84 | 0 | 0 | 0 | 0 | 0 | 0 | 0 | 0 | 0 | 0 | 0 | 0 | 0 | 0 | 0 | 0 | 0 | 0 | 0 | 0 | 0 | 0 | 0 | 0 | 1 | 1 | 1 | 1
523 | 5 | 23 | 7 | 11 |  |  |  |  | Education - Community College | Comm/Ind Work (General, Low Bay) | Education - Community College - Comm/Ind Work (General, Low Bay) | (summer) | Education - Community College (summer) | Education - Community College - Comm/Ind Work (General, Low Bay) (summer) | ComCollege Class (summer) | Hol | Closed | 1 | 1 | 0.12496 | 1.592 | 1.592 | 1.0613 | 1.0613 | 1.0613 | 0.9729 | 0.9729 | 0 | 0 | 0 | 0 | 0 | 0 | 0 | 0.16711 | 0.16711 | 0.1114 | 0.1114 | 0.1114 | 0.10212 | 0.10212 | 0 | 0 | 0 | 0 | 0 | 0 | 0 | 0 | 0 | 0 | 0 | 0 | 0 | 0 | 0 | 0 | 0 | 0 | 0 | 0 | 0 | 0 | 0 | 0 | 0 | 0 | 0 | 0 | 0 | 0 | 0 | 0 | 0 | 0 | 0 | 0.15063 | 0.15063 | 0.10042 | 0.10042 | 0.10042 | 0.092055 | 0.092055 | 0 | 0 | 0 | 0 | 0 | 0 | 0 | 0.015811 | 0.015811 | 0.010541 | 0.010541 | 0.010541 | 0.0096625 | 0.0096625 | 0 | 0 | 0 | 0 | 0 | 0 | 0 | 0 | 0 | 0 | 0 | 0 | 0 | 0 | 0 | 0 | 0 | 0 | 0 | 0 | 0 | 0 | 0 | 0 | 0 | 0 | 0 | 0 | 0 | 0 | 0 | 0 | 0 | 0 | 0 | ComCollege Class (summer) ILit Cls | ComCollege Class (summer) ILit Cls | 2 | 3.5 | 3.5 | ComCollege Class (summer) ILit2 Cls | ComCollege Class (summer) ILit Cls | ComCollege Class (summer) ILit Cls | 2 | 3.5 | 3.5 | 2 | 0.84 | 0.035 | 0.035 | 0.035 | 0.035 | 0.035 | 0.035 | 0.035 | 0.035 | 0.035 | 0.035 | 0.035 | 0.035 | 0.035 | 0.035 | 0.035 | 0.035 | 0.035 | 0.035 | 0.035 | 0.035 | 0.035 | 0.035 | 0.035 | 0.035 | 0.035 | 0.84 | 0.035 | 0.035 | 0.035 | 0.035 | 0.035 | 0.035 | 0.035 | 0.035 | 0.035 | 0.035 | 0.035 | 0.035 | 0.035 | 0.035 | 0.035 | 0.035 | 0.035 | 0.035 | 0.035 | 0.035 | 0.035 | 0.035 | 0.035 | 0.035 | 0.035 | 0 | 0 | 0 | 0 | 0 | 0 | 0 | 0 | 0 | 0 | 0 | 0 | 0 | 0 | 0 | 0 | 0 | 0 | 0 | 0 | 0 | 0 | 0 | 0 | 0 | 0 | 0 | 0 | 0 | 0 | 0 | 0 | 0 | 0 | 0 | 0 | 0 | 0 | 0 | 0 | 0 | 0 | 0 | 0 | 0 | 0 | 0 | 0 | 16 | 0.66337 | 0.20792 | 0.079208 | 0.049505 | 0.76136 | 0 | 0 | 0 | 0 | 0 | 0 | 0 | 0 |  | 0.051444 | 0.051444 | 0.050633 | 0.052908 | 0.052946 | 0.052037 | 0.052037 | Education - Community College - Comm/Ind Work (General, Low Bay) - (summer) - Hol | 14 | 8 | 15 | 0 | 0.84 | 0 | 0 | 0 | 0.84 | 0 | 0 | 0 | 0.84 | 0 | 0 | 0 | 0 | 0 | 0 | 0 | 0 | 0 | 0 | 0 | 0 | 0 | 0 | 0 | 0 | 0 | 0 | 0 | 0 | 0 | 0 | 0 | 0 |  | 0 | 0.84 | 0 | 0 | 0 | 0.84 | 0 | 0 | 0 | 0.84 | 0 | 0 | 0 | 0 | 0 | 0 | 0 | 0 | 0 | 0 | 0 | 0 | 0 | 0 | 0 | 0 | 0 | 0 | 0 | 0 | 0 | 0 | 0 | 0 | 1 | 1 | 1 | 1
524 | 5 | 24 | 8 | 12 |  | Education - Community College (summer) | Education - Community College - Comm/Ind Work (General, Low Bay) | Education - Community College - Comm/Ind Work (General, Low Bay) (summer) | Education - Community College | Comm/Ind Work (General, Low Bay) | Education - Community College - Comm/Ind Work (General, Low Bay) | (summer) | Education - Community College (summer) | Education - Community College - Comm/Ind Work (General, Low Bay) (summer) | ComCollege Class (summer) | all | Open | 44 | 44 | 0.12496 | 1.592 | 1.592 | 1.0613 | 1.0613 | 1.0613 | 0.9729 | 0.9729 | 0.19894 | 0.19894 | 0.13262 | 0.13262 | 0.13262 | 0.12157 | 0.12157 | 58.3178 | 58.3178 | 38.8785 | 38.8785 | 38.8785 | 35.6387 | 35.6387 | 0.090557 | 0.090557 | 0.060371 | 0.060371 | 0.060371 | 0.05534 | 0.05534 | 2346.43 | 2346.43 | 2346.43 | 2346.43 | 2346.43 | 2346.43 | 2346.43 | 0 | 0 | 0 | 0 | 0 | 0 | 0 | 0.45521 | 0.45521 | 0.45521 | 0.45521 | 0.45521 | 0.45521 | 0.45521 | 0.42651 | 0.42651 | 0.42339 | 0.43289 | 0.43277 | 0.42944 | 0.42944 | 0.15063 | 0.15063 | 0.10042 | 0.10042 | 0.10042 | 0.092055 | 0.092055 | 0.018823 | 0.018823 | 0.012549 | 0.012549 | 0.012549 | 0.011503 | 0.011503 | 6.0501 | 6.0501 | 4.0334 | 4.0334 | 4.0334 | 3.6973 | 3.6973 | 0.0072312 | 0.0072312 | 0.0048208 | 0.0048208 | 0.0048208 | 0.0044191 | 0.0044191 | 2386.52 | 2386.52 | 2386.52 | 2386.52 | 2386.52 | 2386.52 | 2386.52 | 0 | 0 | 0 | 0 | 0 | 0 | 0 | 0.38417 | 0.38417 | 0.38417 | 0.38417 | 0.38417 | 0.38417 | 0.38417 | 0.36872 | 0.36872 | 0.36605 | 0.37546 | 0.3741 | 0.37204 | 0.37204 | ComCollege Class (summer) ILit all | ComCollege Class (summer) ILit all | 3605 | 10 | 48.75 | ComCollege Class (summer) ILit2 all | ComCollege Class (summer) ILit2 all | ComCollege Class (summer) ILit2 All | 3839 | 6.5 | 54.375 | 3605 | 6.6625 | 0.45521 | 0.1 | 0.1 | 0.1 | 0.1 | 0.1 | 0.19687 | 0.29375 | 0.39062 | 0.4875 | 0.4875 | 0.4875 | 0.4875 | 0.4875 | 0.4875 | 0.4875 | 0.4875 | 0.39062 | 0.29375 | 0.19687 | 0.1 | 0.1 | 0.1 | 0.1 | 0.1 | 7.305 | 0.38417 | 0.065 | 0.065 | 0.065 | 0.065 | 0.065 | 0.54375 | 0.54375 | 0.54375 | 0.54375 | 0.54375 | 0.54375 | 0.38417 | 0.38417 | 0.38417 | 0.38417 | 0.38417 | 0.38417 | 0.54375 | 0.54375 | 0.065 | 0.065 | 0.065 | 0.065 | 0.065 | 0 | 0 | 0 | 0 | 0 | 0.25 | 0.5 | 0.75 | 1 | 1 | 1 | 1 | 1 | 1 | 1 | 1 | 0.75 | 0.5 | 0.25 | 0 | 0 | 0 | 0 | 0 | 0 | 0 | 0 | 0 | 0 | 1 | 1 | 1 | 1 | 1 | 1 | 0.66667 | 0.66667 | 0.66667 | 0.66667 | 0.66667 | 0.66667 | 1 | 1 | 0 | 0 | 0 | 0 | 0 | 16 | 0.66337 | 0.20792 | 0.079208 | 0.049505 | 0.76136 | 0.060439 | 0.012023 | 0.012023 | 0.0080157 | 0.0080157 | 0.0080157 | 0.0073477 | 0.0073477 | Education - Community College (summer) | 0.051444 | 0.051444 | 0.050633 | 0.052908 | 0.052946 | 0.052037 | 0.052037 | Education - Community College - Comm/Ind Work (General, Low Bay) - (summer) - all | 16 | 7 | 21 | 244.8875 | 48.2625 | 244.8875 | 48.2625 | 0 | 0 | 5.5656 | 1.0969 | 0 | 0 | 0 | 0 | 0 | 0 | 0 | 0 | 0.29375 | 0.39062 | 0.4875 | 0.4875 | 0.4875 | 0.4875 | 0.4875 | 0.4875 | 0.4875 | 0.4875 | 0.39062 | 0.29375 | 0.19687 | 0.1 | 0 | 0 | 0 | 0 |  | 271.755 | 49.665 | 271.755 | 49.665 | 0 | 0 | 6.1763 | 1.1288 | 0 | 0 | 0 | 0 | 0 | 0 | 0 | 0 | 0.54375 | 0.54375 | 0.54375 | 0.54375 | 0.54375 | 0.38417 | 0.38417 | 0.38417 | 0.38417 | 0.38417 | 0.38417 | 0.54375 | 0.54375 | 0.065 | 0 | 0 | 0 | 0 | 1 | 1 | 1 | 1
525 | 5 | 25 | 5 | 1 |  |  |  |  | Education - Community College | Computer Room (Instructional/PC Lab) | Education - Community College - Computer Room (Instructional/PC Lab) |  | Education - Community College | Education - Community College - Computer Room (Instructional/PC Lab) | ComCollege ComputerRm (in session) | Sat | Open | 32 | 32 | 0.031959 | 1.4151 | 1.4151 | 1.4151 | 1.4151 | 1.0613 | 1.0613 | 1.0613 | 0 | 0 | 0 | 0 | 0 | 0 | 0 | 5.8223 | 5.8223 | 5.8223 | 5.8223 | 4.3667 | 4.3667 | 4.3667 | 0 | 0 | 0 | 0 | 0 | 0 | 0 | 0 | 0 | 0 | 0 | 0 | 0 | 0 | 0 | 0 | 0 | 0 | 0 | 0 | 0 | 0 | 0 | 0 | 0 | 0 | 0 | 0 | 0 | 0 | 0 | 0 | 0 | 0 | 0 | 0.1339 | 0.1339 | 0.1339 | 0.1339 | 0.10042 | 0.10042 | 0.10042 | 0 | 0 | 0 | 0 | 0 | 0 | 0 | 0.5324 | 0.5324 | 0.5324 | 0.5324 | 0.3993 | 0.3993 | 0.3993 | 0 | 0 | 0 | 0 | 0 | 0 | 0 | 0 | 0 | 0 | 0 | 0 | 0 | 0 | 0 | 0 | 0 | 0 | 0 | 0 | 0 | 0 | 0 | 0 | 0 | 0 | 0 | 0 | 0 | 0 | 0 | 0 | 0 | 0 | 0 | ComCollege ComputerRm (in session) ILit Sat | ComCollege ComputerRm (in session) ILit all | 3600 | 10 | 35 | ComCollege ComputerRm (in session) ILit2 Sat | ComCollege ComputerRm (in session) ILit2 Sat | ComCollege ComputerRm (in session) ILit2 All | 3838 | 6.5 | 35 | 3600 | 4.023 | 0.26148 | 0.1 | 0.1 | 0.1 | 0.1 | 0.1 | 0.1 | 0.1 | 0.15556 | 0.21111 | 0.35 | 0.35 | 0.35 | 0.35 | 0.35 | 0.35 | 0.35 | 0.28056 | 0.1 | 0.1 | 0.1 | 0.1 | 0.1 | 0.1 | 0.1 | 3.8879 | 0.204 | 0.065 | 0.065 | 0.065 | 0.065 | 0.065 | 0.065 | 0.065 | 0.35 | 0.35 | 0.35 | 0.35 | 0.35 | 0.35 | 0.35 | 0.35 | 0.35 | 0.065 | 0.065 | 0.065 | 0.065 | 0.065 | 0.065 | 0.065 | 0.065 | 0 | 0 | 0 | 0 | 0 | 0 | 0 | 0.22222 | 0.44444 | 1 | 1 | 1 | 1 | 1 | 1 | 1 | 0.72222 | 0 | 0 | 0 | 0 | 0 | 0 | 0 | 0 | 0 | 0 | 0 | 0 | 0 | 0 | 1 | 1 | 1 | 1 | 1 | 1 | 1 | 1 | 1 | 0 | 0 | 0 | 0 | 0 | 0 | 0 | 0 | 20 | 0.4 | 0.36 | 0.13 | 0.11 | 0.52632 | 0 | 0 | 0 | 0 | 0 | 0 | 0 | 0 |  | 0.085127 | 0.085127 | 0.083848 | 0.087537 | 0.08773 | 0.085951 | 0.085951 | Education - Community College - Computer Room (Instructional/PC Lab) - Sat | 10 | 7 | 16 | 82.1333 | 46.6031 | 0 | 0 | 82.1333 | 46.6031 | 0 | 0 | 2.5667 | 1.4563 | 0 | 0 | 0 | 0 | 0 | 0 | 0.1 | 0.15556 | 0.21111 | 0.35 | 0.35 | 0.35 | 0.35 | 0.35 | 0.35 | 0 | 0 | 0 | 0 | 0 | 0 | 0 | 0 | 0 |  | 91.68 | 32.7328 | 0 | 0 | 91.68 | 32.7328 | 0 | 0 | 2.865 | 1.0229 | 0 | 0 | 0 | 0 | 0 | 0 | 0.065 | 0.35 | 0.35 | 0.35 | 0.35 | 0.35 | 0.35 | 0.35 | 0.35 | 0 | 0 | 0 | 0 | 0 | 0 | 0 | 0 | 0 | 0.89456 | 0.8 | 0.94252 | 0.8
526 | 5 | 26 | 6 | 2 |  |  |  |  | Education - Community College | Computer Room (Instructional/PC Lab) | Education - Community College - Computer Room (Instructional/PC Lab) |  | Education - Community College | Education - Community College - Computer Room (Instructional/PC Lab) | ComCollege ComputerRm (in session) | Sun | Closed | 32 | 32 | 0.031959 | 1.4151 | 1.4151 | 1.4151 | 1.4151 | 1.0613 | 1.0613 | 1.0613 | 0 | 0 | 0 | 0 | 0 | 0 | 0 | 1.5536 | 1.5536 | 1.5536 | 1.5536 | 1.1652 | 1.1652 | 1.1652 | 0 | 0 | 0 | 0 | 0 | 0 | 0 | 0 | 0 | 0 | 0 | 0 | 0 | 0 | 0 | 0 | 0 | 0 | 0 | 0 | 0 | 0 | 0 | 0 | 0 | 0 | 0 | 0 | 0 | 0 | 0 | 0 | 0 | 0 | 0 | 0.1339 | 0.1339 | 0.1339 | 0.1339 | 0.10042 | 0.10042 | 0.10042 | 0 | 0 | 0 | 0 | 0 | 0 | 0 | 0.15488 | 0.15488 | 0.15488 | 0.15488 | 0.11616 | 0.11616 | 0.11616 | 0 | 0 | 0 | 0 | 0 | 0 | 0 | 0 | 0 | 0 | 0 | 0 | 0 | 0 | 0 | 0 | 0 | 0 | 0 | 0 | 0 | 0 | 0 | 0 | 0 | 0 | 0 | 0 | 0 | 0 | 0 | 0 | 0 | 0 | 0 | ComCollege ComputerRm (in session) ILit Cls | ComCollege ComputerRm (in session) ILit Cls | 2 | 5 | 5 | ComCollege ComputerRm (in session) ILit2 Cls | ComCollege ComputerRm (in session) ILit Cls | ComCollege ComputerRm (in session) ILit Cls | 2 | 5 | 5 | 2 | 1.0735 | 0.04 | 0.05 | 0.05 | 0.05 | 0.05 | 0.05 | 0.05 | 0.05 | 0.05 | 0.05 | 0.05 | 0.05 | 0.05 | 0.05 | 0.05 | 0.05 | 0.05 | 0.05 | 0.05 | 0.05 | 0.05 | 0.05 | 0.05 | 0.05 | 0.05 | 1.131 | 0.04 | 0.05 | 0.05 | 0.05 | 0.05 | 0.05 | 0.05 | 0.05 | 0.05 | 0.05 | 0.05 | 0.05 | 0.05 | 0.05 | 0.05 | 0.05 | 0.05 | 0.05 | 0.05 | 0.05 | 0.05 | 0.05 | 0.05 | 0.05 | 0.05 | 0 | 0 | 0 | 0 | 0 | 0 | 0 | 0 | 0 | 0 | 0 | 0 | 0 | 0 | 0 | 0 | 0 | 0 | 0 | 0 | 0 | 0 | 0 | 0 | 0 | 0 | 0 | 0 | 0 | 0 | 0 | 0 | 0 | 0 | 0 | 0 | 0 | 0 | 0 | 0 | 0 | 0 | 0 | 0 | 0 | 0 | 0 | 0 | 20 | 0.4 | 0.36 | 0.13 | 0.11 | 0.52632 | 0 | 0 | 0 | 0 | 0 | 0 | 0 | 0 |  | 0.085127 | 0.085127 | 0.083848 | 0.087537 | 0.08773 | 0.085951 | 0.085951 | Education - Community College - Computer Room (Instructional/PC Lab) - Sun | 12 | 8 | 15 | 0 | 34.3509 | 0 | 0 | 0 | 34.3509 | 0 | 0 | 0 | 1.0735 | 0 | 0 | 0 | 0 | 0 | 0 | 0 | 0 | 0 | 0 | 0 | 0 | 0 | 0 | 0 | 0 | 0 | 0 | 0 | 0 | 0 | 0 | 0 | 0 |  | 0 | 36.1928 | 0 | 0 | 0 | 36.1928 | 0 | 0 | 0 | 1.131 | 0 | 0 | 0 | 0 | 0 | 0 | 0 | 0 | 0 | 0 | 0 | 0 | 0 | 0 | 0 | 0 | 0 | 0 | 0 | 0 | 0 | 0 | 0 | 0 | 0.89456 | 0.8 | 0.94252 | 0.8
527 | 5 | 27 | 7 | 3 |  |  |  |  | Education - Community College | Computer Room (Instructional/PC Lab) | Education - Community College - Computer Room (Instructional/PC Lab) |  | Education - Community College | Education - Community College - Computer Room (Instructional/PC Lab) | ComCollege ComputerRm (in session) | Hol | Closed | 6 | 6 | 0.031959 | 1.4151 | 1.4151 | 1.4151 | 1.4151 | 1.0613 | 1.0613 | 1.0613 | 0 | 0 | 0 | 0 | 0 | 0 | 0 | 0.29129 | 0.29129 | 0.29129 | 0.29129 | 0.21847 | 0.21847 | 0.21847 | 0 | 0 | 0 | 0 | 0 | 0 | 0 | 0 | 0 | 0 | 0 | 0 | 0 | 0 | 0 | 0 | 0 | 0 | 0 | 0 | 0 | 0 | 0 | 0 | 0 | 0 | 0 | 0 | 0 | 0 | 0 | 0 | 0 | 0 | 0 | 0.1339 | 0.1339 | 0.1339 | 0.1339 | 0.10042 | 0.10042 | 0.10042 | 0 | 0 | 0 | 0 | 0 | 0 | 0 | 0.02904 | 0.02904 | 0.02904 | 0.02904 | 0.02178 | 0.02178 | 0.02178 | 0 | 0 | 0 | 0 | 0 | 0 | 0 | 0 | 0 | 0 | 0 | 0 | 0 | 0 | 0 | 0 | 0 | 0 | 0 | 0 | 0 | 0 | 0 | 0 | 0 | 0 | 0 | 0 | 0 | 0 | 0 | 0 | 0 | 0 | 0 | ComCollege ComputerRm (in session) ILit Cls | ComCollege ComputerRm (in session) ILit Cls | 2 | 5 | 5 | ComCollege ComputerRm (in session) ILit2 Cls | ComCollege ComputerRm (in session) ILit Cls | ComCollege ComputerRm (in session) ILit Cls | 2 | 5 | 5 | 2 | 1.0735 | 0.04 | 0.05 | 0.05 | 0.05 | 0.05 | 0.05 | 0.05 | 0.05 | 0.05 | 0.05 | 0.05 | 0.05 | 0.05 | 0.05 | 0.05 | 0.05 | 0.05 | 0.05 | 0.05 | 0.05 | 0.05 | 0.05 | 0.05 | 0.05 | 0.05 | 1.131 | 0.04 | 0.05 | 0.05 | 0.05 | 0.05 | 0.05 | 0.05 | 0.05 | 0.05 | 0.05 | 0.05 | 0.05 | 0.05 | 0.05 | 0.05 | 0.05 | 0.05 | 0.05 | 0.05 | 0.05 | 0.05 | 0.05 | 0.05 | 0.05 | 0.05 | 0 | 0 | 0 | 0 | 0 | 0 | 0 | 0 | 0 | 0 | 0 | 0 | 0 | 0 | 0 | 0 | 0 | 0 | 0 | 0 | 0 | 0 | 0 | 0 | 0 | 0 | 0 | 0 | 0 | 0 | 0 | 0 | 0 | 0 | 0 | 0 | 0 | 0 | 0 | 0 | 0 | 0 | 0 | 0 | 0 | 0 | 0 | 0 | 20 | 0.4 | 0.36 | 0.13 | 0.11 | 0.52632 | 0 | 0 | 0 | 0 | 0 | 0 | 0 | 0 |  | 0.085127 | 0.085127 | 0.083848 | 0.087537 | 0.08773 | 0.085951 | 0.085951 | Education - Community College - Computer Room (Instructional/PC Lab) - Hol | 14 | 8 | 15 | 0 | 6.4408 | 0 | 0 | 0 | 6.4408 | 0 | 0 | 0 | 1.0735 | 0 | 0 | 0 | 0 | 0 | 0 | 0 | 0 | 0 | 0 | 0 | 0 | 0 | 0 | 0 | 0 | 0 | 0 | 0 | 0 | 0 | 0 | 0 | 0 |  | 0 | 6.7862 | 0 | 0 | 0 | 6.7862 | 0 | 0 | 0 | 1.131 | 0 | 0 | 0 | 0 | 0 | 0 | 0 | 0 | 0 | 0 | 0 | 0 | 0 | 0 | 0 | 0 | 0 | 0 | 0 | 0 | 0 | 0 | 0 | 0 | 0.89456 | 0.8 | 0.94252 | 0.8
528 | 5 | 28 | 8 | 4 |  | Education - Community College |  | Education - Community College - Computer Room (Instructional/PC Lab) | Education - Community College | Computer Room (Instructional/PC Lab) | Education - Community College - Computer Room (Instructional/PC Lab) |  | Education - Community College | Education - Community College - Computer Room (Instructional/PC Lab) | ComCollege ComputerRm (in session) | all | Open | 169 | 169 | 0.031959 | 1.4151 | 1.4151 | 1.4151 | 1.4151 | 1.0613 | 1.0613 | 1.0613 | 0 | 0 | 0 | 0 | 0 | 0 | 0 | 61.0989 | 61.0989 | 61.0989 | 61.0989 | 45.8242 | 45.8242 | 45.8242 | 0.027136 | 0.027136 | 0.027136 | 0.027136 | 0.020352 | 0.020352 | 0.020352 | 0 | 0 | 0 | 0 | 0 | 0 | 0 | 0 | 0 | 0 | 0 | 0 | 0 | 0 | 0.6 | 0.6 | 0.6 | 0.6 | 0.6 | 0.6 | 0.6 | 0.70599 | 0.70599 | 0.70128 | 0.71623 | 0.7172 | 0.70976 | 0.70976 | 0.1339 | 0.1339 | 0.1339 | 0.1339 | 0.10042 | 0.10042 | 0.10042 | 0 | 0 | 0 | 0 | 0 | 0 | 0 | 7.8387 | 7.8387 | 7.8387 | 7.8387 | 5.8791 | 5.8791 | 5.8791 | 0.0018258 | 0.0018258 | 0.0018258 | 0.0018258 | 0.0013694 | 0.0013694 | 0.0013694 | 0 | 0 | 0 | 0 | 0 | 0 | 0 | 0 | 0 | 0 | 0 | 0 | 0 | 0 | 0.42667 | 0.42667 | 0.42667 | 0.42667 | 0.42667 | 0.42667 | 0.42667 | 0.56019 | 0.56019 | 0.55895 | 0.58379 | 0.58497 | 0.57222 | 0.57222 | ComCollege ComputerRm (in session) ILit all | ComCollege ComputerRm (in session) ILit all | 3599 | 10 | 75 | ComCollege ComputerRm (in session) ILit2 all | ComCollege ComputerRm (in session) ILit2 all | ComCollege ComputerRm (in session) ILit2 All | 3837 | 10 | 75 | 3599 | 7.9938 | 0.6 | 0.1 | 0.1 | 0.1 | 0.1 | 0.1 | 0.24444 | 0.24444 | 0.38889 | 0.75 | 0.75 | 0.75 | 0.75 | 0.75 | 0.75 | 0.75 | 0.75 | 0.75 | 0.20833 | 0.1 | 0.1 | 0.1 | 0.1 | 0.1 | 0.1 | 10.839 | 0.42667 | 0.1 | 0.1 | 0.1 | 0.1 | 0.1 | 0.75 | 0.75 | 0.75 | 0.75 | 0.75 | 0.75 | 0.53333 | 0.53333 | 0.53333 | 0.53333 | 0.53333 | 0.53333 | 0.75 | 0.75 | 0.75 | 0.75 | 0.1 | 0.1 | 0.1 | 0 | 0 | 0 | 0 | 0 | 0.22222 | 0.22222 | 0.44444 | 1 | 1 | 1 | 1 | 1 | 1 | 1 | 1 | 1 | 0.16667 | 0 | 0 | 0 | 0 | 0 | 0 | 0 | 0 | 0 | 0 | 0 | 1 | 1 | 1 | 1 | 1 | 1 | 0.66667 | 0.66667 | 0.66667 | 0.66667 | 0.66667 | 0.66667 | 1 | 1 | 1 | 1 | 0 | 0 | 0 | 20 | 0.4 | 0.36 | 0.13 | 0.11 | 0.52632 | 0.063267 | 0.0028613 | 0.0028613 | 0.0028613 | 0.0028613 | 0.002146 | 0.002146 | 0.002146 | Education - Community College | 0.085127 | 0.085127 | 0.083848 | 0.087537 | 0.08773 | 0.085951 | 0.085951 | Education - Community College - Computer Room (Instructional/PC Lab) - all | 16 | 7 | 21 | 1316.7917 | 34.1685 | 1316.7917 | 34.1685 | 0 | 0 | 7.7917 | 0.20218 | 0 | 0 | 0 | 0 | 0 | 0 | 0 | 0 | 0.24444 | 0.38889 | 0.75 | 0.75 | 0.75 | 0.75 | 0.75 | 0.75 | 0.75 | 0.75 | 0.75 | 0.20833 | 0.1 | 0.1 | 0 | 0 | 0 | 0 |  | 1554.8 | 276.9899 | 1554.8 | 276.9899 | 0 | 0 | 9.2 | 1.639 | 0 | 0 | 0 | 0 | 0 | 0 | 0 | 0 | 0.75 | 0.75 | 0.75 | 0.75 | 0.75 | 0.53333 | 0.53333 | 0.53333 | 0.53333 | 0.53333 | 0.53333 | 0.75 | 0.75 | 0.75 | 0 | 0 | 0 | 0 | 0.89456 | 0.8 | 0.94252 | 0.8
529 | 5 | 29 | 5 | 5 |  |  |  |  | Education - Community College | Computer Room (Instructional/PC Lab) | Education - Community College - Computer Room (Instructional/PC Lab) | (break) | Education - Community College (break) | Education - Community College - Computer Room (Instructional/PC Lab) (break) | ComCollege ComputerRm (break) | Sat | Closed | 12 | 12 | 0.031959 | 1.4151 | 1.4151 | 1.4151 | 1.4151 | 1.0613 | 1.0613 | 1.0613 | 0 | 0 | 0 | 0 | 0 | 0 | 0 | 0.23303 | 0.23303 | 0.23303 | 0.23303 | 0.17478 | 0.17478 | 0.17478 | 0 | 0 | 0 | 0 | 0 | 0 | 0 | 0 | 0 | 0 | 0 | 0 | 0 | 0 | 0 | 0 | 0 | 0 | 0 | 0 | 0 | 0 | 0 | 0 | 0 | 0 | 0 | 0 | 0 | 0 | 0 | 0 | 0 | 0 | 0 | 0.1339 | 0.1339 | 0.1339 | 0.1339 | 0.10042 | 0.10042 | 0.10042 | 0 | 0 | 0 | 0 | 0 | 0 | 0 | 0.023232 | 0.023232 | 0.023232 | 0.023232 | 0.017424 | 0.017424 | 0.017424 | 0 | 0 | 0 | 0 | 0 | 0 | 0 | 0 | 0 | 0 | 0 | 0 | 0 | 0 | 0 | 0 | 0 | 0 | 0 | 0 | 0 | 0 | 0 | 0 | 0 | 0 | 0 | 0 | 0 | 0 | 0 | 0 | 0 | 0 | 0 | ComCollege ComputerRm (break) ILit Cls | ComCollege ComputerRm (break) ILit Cls | 2 | 2 | 2 | ComCollege ComputerRm (break) ILit2 Cls | ComCollege ComputerRm (break) ILit Cls | ComCollege ComputerRm (break) ILit Cls | 2 | 2 | 2 | 2 | 0.42939 | 0.02 | 0.02 | 0.02 | 0.02 | 0.02 | 0.02 | 0.02 | 0.02 | 0.02 | 0.02 | 0.02 | 0.02 | 0.02 | 0.02 | 0.02 | 0.02 | 0.02 | 0.02 | 0.02 | 0.02 | 0.02 | 0.02 | 0.02 | 0.02 | 0.02 | 0.45241 | 0.02 | 0.02 | 0.02 | 0.02 | 0.02 | 0.02 | 0.02 | 0.02 | 0.02 | 0.02 | 0.02 | 0.02 | 0.02 | 0.02 | 0.02 | 0.02 | 0.02 | 0.02 | 0.02 | 0.02 | 0.02 | 0.02 | 0.02 | 0.02 | 0.02 | 0 | 0 | 0 | 0 | 0 | 0 | 0 | 0 | 0 | 0 | 0 | 0 | 0 | 0 | 0 | 0 | 0 | 0 | 0 | 0 | 0 | 0 | 0 | 0 | 0 | 0 | 0 | 0 | 0 | 0 | 0 | 0 | 0 | 0 | 0 | 0 | 0 | 0 | 0 | 0 | 0 | 0 | 0 | 0 | 0 | 0 | 0 | 0 | 20 | 0.4 | 0.36 | 0.13 | 0.11 | 0.52632 | 0 | 0 | 0 | 0 | 0 | 0 | 0 | 0 |  | 0.0025764 | 0.0025764 | 0.0025432 | 0.0026301 | 0.0026318 | 0.0026225 | 0.0026225 | Education - Community College - Computer Room (Instructional/PC Lab) - (break) - Sat | 10 | 9 | 14 | 0 | 5.1526 | 0 | 0 | 0 | 5.1526 | 0 | 0 | 0 | 0.42939 | 0 | 0 | 0 | 0 | 0 | 0 | 0 | 0 | 0 | 0 | 0 | 0 | 0 | 0 | 0 | 0 | 0 | 0 | 0 | 0 | 0 | 0 | 0 | 0 |  | 0 | 5.4289 | 0 | 0 | 0 | 5.4289 | 0 | 0 | 0 | 0.45241 | 0 | 0 | 0 | 0 | 0 | 0 | 0 | 0 | 0 | 0 | 0 | 0 | 0 | 0 | 0 | 0 | 0 | 0 | 0 | 0 | 0 | 0 | 0 | 0 | 0.89456 | 0.8 | 0.94252 | 0.8
530 | 5 | 30 | 6 | 6 |  |  |  |  | Education - Community College | Computer Room (Instructional/PC Lab) | Education - Community College - Computer Room (Instructional/PC Lab) | (break) | Education - Community College (break) | Education - Community College - Computer Room (Instructional/PC Lab) (break) | ComCollege ComputerRm (break) | Sun | Closed | 12 | 12 | 0.031959 | 1.4151 | 1.4151 | 1.4151 | 1.4151 | 1.0613 | 1.0613 | 1.0613 | 0 | 0 | 0 | 0 | 0 | 0 | 0 | 0.23303 | 0.23303 | 0.23303 | 0.23303 | 0.17478 | 0.17478 | 0.17478 | 0 | 0 | 0 | 0 | 0 | 0 | 0 | 0 | 0 | 0 | 0 | 0 | 0 | 0 | 0 | 0 | 0 | 0 | 0 | 0 | 0 | 0 | 0 | 0 | 0 | 0 | 0 | 0 | 0 | 0 | 0 | 0 | 0 | 0 | 0 | 0.1339 | 0.1339 | 0.1339 | 0.1339 | 0.10042 | 0.10042 | 0.10042 | 0 | 0 | 0 | 0 | 0 | 0 | 0 | 0.023232 | 0.023232 | 0.023232 | 0.023232 | 0.017424 | 0.017424 | 0.017424 | 0 | 0 | 0 | 0 | 0 | 0 | 0 | 0 | 0 | 0 | 0 | 0 | 0 | 0 | 0 | 0 | 0 | 0 | 0 | 0 | 0 | 0 | 0 | 0 | 0 | 0 | 0 | 0 | 0 | 0 | 0 | 0 | 0 | 0 | 0 | ComCollege ComputerRm (break) ILit Cls | ComCollege ComputerRm (break) ILit Cls | 2 | 2 | 2 | ComCollege ComputerRm (break) ILit2 Cls | ComCollege ComputerRm (break) ILit Cls | ComCollege ComputerRm (break) ILit Cls | 2 | 2 | 2 | 2 | 0.42939 | 0.02 | 0.02 | 0.02 | 0.02 | 0.02 | 0.02 | 0.02 | 0.02 | 0.02 | 0.02 | 0.02 | 0.02 | 0.02 | 0.02 | 0.02 | 0.02 | 0.02 | 0.02 | 0.02 | 0.02 | 0.02 | 0.02 | 0.02 | 0.02 | 0.02 | 0.45241 | 0.02 | 0.02 | 0.02 | 0.02 | 0.02 | 0.02 | 0.02 | 0.02 | 0.02 | 0.02 | 0.02 | 0.02 | 0.02 | 0.02 | 0.02 | 0.02 | 0.02 | 0.02 | 0.02 | 0.02 | 0.02 | 0.02 | 0.02 | 0.02 | 0.02 | 0 | 0 | 0 | 0 | 0 | 0 | 0 | 0 | 0 | 0 | 0 | 0 | 0 | 0 | 0 | 0 | 0 | 0 | 0 | 0 | 0 | 0 | 0 | 0 | 0 | 0 | 0 | 0 | 0 | 0 | 0 | 0 | 0 | 0 | 0 | 0 | 0 | 0 | 0 | 0 | 0 | 0 | 0 | 0 | 0 | 0 | 0 | 0 | 20 | 0.4 | 0.36 | 0.13 | 0.11 | 0.52632 | 0 | 0 | 0 | 0 | 0 | 0 | 0 | 0 |  | 0.0025764 | 0.0025764 | 0.0025432 | 0.0026301 | 0.0026318 | 0.0026225 | 0.0026225 | Education - Community College - Computer Room (Instructional/PC Lab) - (break) - Sun | 12 | 9 | 14 | 0 | 5.1526 | 0 | 0 | 0 | 5.1526 | 0 | 0 | 0 | 0.42939 | 0 | 0 | 0 | 0 | 0 | 0 | 0 | 0 | 0 | 0 | 0 | 0 | 0 | 0 | 0 | 0 | 0 | 0 | 0 | 0 | 0 | 0 | 0 | 0 |  | 0 | 5.4289 | 0 | 0 | 0 | 5.4289 | 0 | 0 | 0 | 0.45241 | 0 | 0 | 0 | 0 | 0 | 0 | 0 | 0 | 0 | 0 | 0 | 0 | 0 | 0 | 0 | 0 | 0 | 0 | 0 | 0 | 0 | 0 | 0 | 0 | 0.89456 | 0.8 | 0.94252 | 0.8
531 | 5 | 31 | 7 | 7 |  |  |  |  | Education - Community College | Computer Room (Instructional/PC Lab) | Education - Community College - Computer Room (Instructional/PC Lab) | (break) | Education - Community College (break) | Education - Community College - Computer Room (Instructional/PC Lab) (break) | ComCollege ComputerRm (break) | Hol | Closed | 3 | 3 | 0.031959 | 1.4151 | 1.4151 | 1.4151 | 1.4151 | 1.0613 | 1.0613 | 1.0613 | 0 | 0 | 0 | 0 | 0 | 0 | 0 | 0.058259 | 0.058259 | 0.058259 | 0.058259 | 0.043694 | 0.043694 | 0.043694 | 0 | 0 | 0 | 0 | 0 | 0 | 0 | 0 | 0 | 0 | 0 | 0 | 0 | 0 | 0 | 0 | 0 | 0 | 0 | 0 | 0 | 0 | 0 | 0 | 0 | 0 | 0 | 0 | 0 | 0 | 0 | 0 | 0 | 0 | 0 | 0.1339 | 0.1339 | 0.1339 | 0.1339 | 0.10042 | 0.10042 | 0.10042 | 0 | 0 | 0 | 0 | 0 | 0 | 0 | 0.005808 | 0.005808 | 0.005808 | 0.005808 | 0.004356 | 0.004356 | 0.004356 | 0 | 0 | 0 | 0 | 0 | 0 | 0 | 0 | 0 | 0 | 0 | 0 | 0 | 0 | 0 | 0 | 0 | 0 | 0 | 0 | 0 | 0 | 0 | 0 | 0 | 0 | 0 | 0 | 0 | 0 | 0 | 0 | 0 | 0 | 0 | ComCollege ComputerRm (break) ILit Cls | ComCollege ComputerRm (break) ILit Cls | 2 | 2 | 2 | ComCollege ComputerRm (break) ILit2 Cls | ComCollege ComputerRm (break) ILit Cls | ComCollege ComputerRm (break) ILit Cls | 2 | 2 | 2 | 2 | 0.42939 | 0.02 | 0.02 | 0.02 | 0.02 | 0.02 | 0.02 | 0.02 | 0.02 | 0.02 | 0.02 | 0.02 | 0.02 | 0.02 | 0.02 | 0.02 | 0.02 | 0.02 | 0.02 | 0.02 | 0.02 | 0.02 | 0.02 | 0.02 | 0.02 | 0.02 | 0.45241 | 0.02 | 0.02 | 0.02 | 0.02 | 0.02 | 0.02 | 0.02 | 0.02 | 0.02 | 0.02 | 0.02 | 0.02 | 0.02 | 0.02 | 0.02 | 0.02 | 0.02 | 0.02 | 0.02 | 0.02 | 0.02 | 0.02 | 0.02 | 0.02 | 0.02 | 0 | 0 | 0 | 0 | 0 | 0 | 0 | 0 | 0 | 0 | 0 | 0 | 0 | 0 | 0 | 0 | 0 | 0 | 0 | 0 | 0 | 0 | 0 | 0 | 0 | 0 | 0 | 0 | 0 | 0 | 0 | 0 | 0 | 0 | 0 | 0 | 0 | 0 | 0 | 0 | 0 | 0 | 0 | 0 | 0 | 0 | 0 | 0 | 20 | 0.4 | 0.36 | 0.13 | 0.11 | 0.52632 | 0 | 0 | 0 | 0 | 0 | 0 | 0 | 0 |  | 0.0025764 | 0.0025764 | 0.0025432 | 0.0026301 | 0.0026318 | 0.0026225 | 0.0026225 | Education - Community College - Computer Room (Instructional/PC Lab) - (break) - Hol | 14 | 9 | 14 | 0 | 1.2882 | 0 | 0 | 0 | 1.2882 | 0 | 0 | 0 | 0.42939 | 0 | 0 | 0 | 0 | 0 | 0 | 0 | 0 | 0 | 0 | 0 | 0 | 0 | 0 | 0 | 0 | 0 | 0 | 0 | 0 | 0 | 0 | 0 | 0 |  | 0 | 1.3572 | 0 | 0 | 0 | 1.3572 | 0 | 0 | 0 | 0.45241 | 0 | 0 | 0 | 0 | 0 | 0 | 0 | 0 | 0 | 0 | 0 | 0 | 0 | 0 | 0 | 0 | 0 | 0 | 0 | 0 | 0 | 0 | 0 | 0 | 0.89456 | 0.8 | 0.94252 | 0.8
532 | 5 | 32 | 8 | 8 |  | Education - Community College (break) |  | Education - Community College - Computer Room (Instructional/PC Lab) (break) | Education - Community College | Computer Room (Instructional/PC Lab) | Education - Community College - Computer Room (Instructional/PC Lab) | (break) | Education - Community College (break) | Education - Community College - Computer Room (Instructional/PC Lab) (break) | ComCollege ComputerRm (break) | all | Closed | 38 | 38 | 0.031959 | 1.4151 | 1.4151 | 1.4151 | 1.4151 | 1.0613 | 1.0613 | 1.0613 | 0 | 0 | 0 | 0 | 0 | 0 | 0 | 0.73794 | 0.73794 | 0.73794 | 0.73794 | 0.55346 | 0.55346 | 0.55346 | 0.00090453 | 0.00090453 | 0.00090453 | 0.00090453 | 0.00067839 | 0.00067839 | 0.00067839 | 0 | 0 | 0 | 0 | 0 | 0 | 0 | 0 | 0 | 0 | 0 | 0 | 0 | 0 | 0.02 | 0.02 | 0.02 | 0.02 | 0.02 | 0.02 | 0.02 | 0.021581 | 0.021581 | 0.021501 | 0.021742 | 0.02174 | 0.021845 | 0.021845 | 0.1339 | 0.1339 | 0.1339 | 0.1339 | 0.10042 | 0.10042 | 0.10042 | 0 | 0 | 0 | 0 | 0 | 0 | 0 | 0.073568 | 0.073568 | 0.073568 | 0.073568 | 0.055176 | 0.055176 | 0.055176 | 8.5586e-05 | 8.5586e-05 | 8.5586e-05 | 8.5586e-05 | 6.4189e-05 | 6.4189e-05 | 6.4189e-05 | 0 | 0 | 0 | 0 | 0 | 0 | 0 | 0 | 0 | 0 | 0 | 0 | 0 | 0 | 0.02 | 0.02 | 0.02 | 0.02 | 0.02 | 0.02 | 0.02 | 0.021581 | 0.021581 | 0.021501 | 0.021742 | 0.02174 | 0.021845 | 0.021845 | ComCollege ComputerRm (break) ILit Cls | ComCollege ComputerRm (break) ILit Cls | 2 | 2 | 2 | ComCollege ComputerRm (break) ILit2 Cls | ComCollege ComputerRm (break) ILit Cls | ComCollege ComputerRm (break) ILit Cls | 2 | 2 | 2 | 2 | 0.42939 | 0.02 | 0.02 | 0.02 | 0.02 | 0.02 | 0.02 | 0.02 | 0.02 | 0.02 | 0.02 | 0.02 | 0.02 | 0.02 | 0.02 | 0.02 | 0.02 | 0.02 | 0.02 | 0.02 | 0.02 | 0.02 | 0.02 | 0.02 | 0.02 | 0.02 | 0.45241 | 0.02 | 0.02 | 0.02 | 0.02 | 0.02 | 0.02 | 0.02 | 0.02 | 0.02 | 0.02 | 0.02 | 0.02 | 0.02 | 0.02 | 0.02 | 0.02 | 0.02 | 0.02 | 0.02 | 0.02 | 0.02 | 0.02 | 0.02 | 0.02 | 0.02 | 0 | 0 | 0 | 0 | 0 | 0 | 0 | 0 | 0 | 0 | 0 | 0 | 0 | 0 | 0 | 0 | 0 | 0 | 0 | 0 | 0 | 0 | 0 | 0 | 0 | 0 | 0 | 0 | 0 | 0 | 0 | 0 | 0 | 0 | 0 | 0 | 0 | 0 | 0 | 0 | 0 | 0 | 0 | 0 | 0 | 0 | 0 | 0 | 20 | 0.4 | 0.36 | 0.13 | 0.11 | 0.52632 | 0.0021089 | 9.5377e-05 | 9.5377e-05 | 9.5377e-05 | 9.5377e-05 | 7.1533e-05 | 7.1533e-05 | 7.1533e-05 | Education - Community College (break) | 0.0025764 | 0.0025764 | 0.0025432 | 0.0026301 | 0.0026318 | 0.0026225 | 0.0026225 | Education - Community College - Computer Room (Instructional/PC Lab) - (break) - all | 16 | 9 | 17 | 0 | 16.3167 | 0 | 16.3167 | 0 | 0 | 0 | 0.42939 | 0 | 0 | 0 | 0 | 0 | 0 | 0 | 0 | 0 | 0 | 0 | 0 | 0 | 0 | 0 | 0 | 0 | 0 | 0 | 0 | 0 | 0 | 0 | 0 | 0 | 0 |  | 0 | 17.1916 | 0 | 17.1916 | 0 | 0 | 0 | 0.45241 | 0 | 0 | 0 | 0 | 0 | 0 | 0 | 0 | 0 | 0 | 0 | 0 | 0 | 0 | 0 | 0 | 0 | 0 | 0 | 0 | 0 | 0 | 0 | 0 | 0 | 0 | 0.89456 | 0.8 | 0.94252 | 0.8
533 | 5 | 33 | 5 | 9 |  |  |  |  | Education - Community College | Computer Room (Instructional/PC Lab) | Education - Community College - Computer Room (Instructional/PC Lab) | (summer) | Education - Community College (summer) | Education - Community College - Computer Room (Instructional/PC Lab) (summer) | ComCollege ComputerRm (summer) | Sat | Open | 8 | 8 | 0.031959 | 1.4151 | 1.4151 | 1.4151 | 1.4151 | 1.0613 | 1.0613 | 1.0613 | 0 | 0 | 0 | 0 | 0 | 0 | 0 | 0.96345 | 0.96345 | 0.96345 | 0.96345 | 0.72259 | 0.72259 | 0.72259 | 0 | 0 | 0 | 0 | 0 | 0 | 0 | 0 | 0 | 0 | 0 | 0 | 0 | 0 | 0 | 0 | 0 | 0 | 0 | 0 | 0 | 0 | 0 | 0 | 0 | 0 | 0 | 0 | 0 | 0 | 0 | 0 | 0 | 0 | 0 | 0.1339 | 0.1339 | 0.1339 | 0.1339 | 0.10042 | 0.10042 | 0.10042 | 0 | 0 | 0 | 0 | 0 | 0 | 0 | 0.1265 | 0.1265 | 0.1265 | 0.1265 | 0.094875 | 0.094875 | 0.094875 | 0 | 0 | 0 | 0 | 0 | 0 | 0 | 0 | 0 | 0 | 0 | 0 | 0 | 0 | 0 | 0 | 0 | 0 | 0 | 0 | 0 | 0 | 0 | 0 | 0 | 0 | 0 | 0 | 0 | 0 | 0 | 0 | 0 | 0 | 0 | ComCollege ComputerRm (summer) ILit Sat | ComCollege ComputerRm (summer) ILit all | 3632 | 10 | 16.875 | ComCollege ComputerRm (summer) ILit2 Sat | ComCollege ComputerRm (summer) ILit2 Sat | ComCollege ComputerRm (summer) ILit2 All | 3848 | 10 | 28.125 | 3632 | 2.6629 | 0.12991 | 0.1 | 0.1 | 0.1 | 0.1 | 0.1 | 0.1 | 0.1 | 0.11528 | 0.13056 | 0.16875 | 0.16875 | 0.16875 | 0.16875 | 0.16875 | 0.16875 | 0.16875 | 0.14965 | 0.1 | 0.1 | 0.1 | 0.1 | 0.1 | 0.1 | 0.1 | 3.6951 | 0.21157 | 0.1 | 0.1 | 0.1 | 0.1 | 0.1 | 0.1 | 0.1 | 0.14028 | 0.18056 | 0.28125 | 0.28125 | 0.28125 | 0.28125 | 0.28125 | 0.28125 | 0.28125 | 0.2309 | 0.1 | 0.1 | 0.1 | 0.1 | 0.1 | 0.1 | 0.1 | 0 | 0 | 0 | 0 | 0 | 0 | 0 | 0.22222 | 0.44444 | 1 | 1 | 1 | 1 | 1 | 1 | 1 | 0.72222 | 0 | 0 | 0 | 0 | 0 | 0 | 0 | 0 | 0 | 0 | 0 | 0 | 0 | 0 | 0.22222 | 0.44444 | 1 | 1 | 1 | 1 | 1 | 1 | 1 | 0.72222 | 0 | 0 | 0 | 0 | 0 | 0 | 0 | 20 | 0.4 | 0.36 | 0.13 | 0.11 | 0.52632 | 0 | 0 | 0 | 0 | 0 | 0 | 0 | 0 |  | 0.051444 | 0.051444 | 0.050633 | 0.052908 | 0.052946 | 0.052037 | 0.052037 | Education - Community College - Computer Room (Instructional/PC Lab) - (summer) - Sat | 10 | 7 | 16 | 10.8667 | 10.4362 | 0 | 0 | 10.8667 | 10.4362 | 0 | 0 | 1.3583 | 1.3045 | 0 | 0 | 0 | 0 | 0 | 0 | 0.1 | 0.11528 | 0.13056 | 0.16875 | 0.16875 | 0.16875 | 0.16875 | 0.16875 | 0.16875 | 0 | 0 | 0 | 0 | 0 | 0 | 0 | 0 | 0 |  | 16.8667 | 12.6945 | 0 | 0 | 16.8667 | 12.6945 | 0 | 0 | 2.1083 | 1.5868 | 0 | 0 | 0 | 0 | 0 | 0 | 0.1 | 0.14028 | 0.18056 | 0.28125 | 0.28125 | 0.28125 | 0.28125 | 0.28125 | 0.28125 | 0 | 0 | 0 | 0 | 0 | 0 | 0 | 0 | 0 | 0.89456 | 0.8 | 0.94252 | 0.8
534 | 5 | 34 | 6 | 10 |  |  |  |  | Education - Community College | Computer Room (Instructional/PC Lab) | Education - Community College - Computer Room (Instructional/PC Lab) | (summer) | Education - Community College (summer) | Education - Community College - Computer Room (Instructional/PC Lab) (summer) | ComCollege ComputerRm (summer) | Sun | Closed | 8 | 8 | 0.031959 | 1.4151 | 1.4151 | 1.4151 | 1.4151 | 1.0613 | 1.0613 | 1.0613 | 0 | 0 | 0 | 0 | 0 | 0 | 0 | 0.38839 | 0.38839 | 0.38839 | 0.38839 | 0.29129 | 0.29129 | 0.29129 | 0 | 0 | 0 | 0 | 0 | 0 | 0 | 0 | 0 | 0 | 0 | 0 | 0 | 0 | 0 | 0 | 0 | 0 | 0 | 0 | 0 | 0 | 0 | 0 | 0 | 0 | 0 | 0 | 0 | 0 | 0 | 0 | 0 | 0 | 0 | 0.1339 | 0.1339 | 0.1339 | 0.1339 | 0.10042 | 0.10042 | 0.10042 | 0 | 0 | 0 | 0 | 0 | 0 | 0 | 0.03872 | 0.03872 | 0.03872 | 0.03872 | 0.02904 | 0.02904 | 0.02904 | 0 | 0 | 0 | 0 | 0 | 0 | 0 | 0 | 0 | 0 | 0 | 0 | 0 | 0 | 0 | 0 | 0 | 0 | 0 | 0 | 0 | 0 | 0 | 0 | 0 | 0 | 0 | 0 | 0 | 0 | 0 | 0 | 0 | 0 | 0 | ComCollege ComputerRm (summer) ILit Cls | ComCollege ComputerRm (summer) ILit Cls | 2 | 5 | 5 | ComCollege ComputerRm (summer) ILit2 Cls | ComCollege ComputerRm (summer) ILit Cls | ComCollege ComputerRm (summer) ILit Cls | 2 | 5 | 5 | 2 | 1.0735 | 0.04 | 0.05 | 0.05 | 0.05 | 0.05 | 0.05 | 0.05 | 0.05 | 0.05 | 0.05 | 0.05 | 0.05 | 0.05 | 0.05 | 0.05 | 0.05 | 0.05 | 0.05 | 0.05 | 0.05 | 0.05 | 0.05 | 0.05 | 0.05 | 0.05 | 1.131 | 0.04 | 0.05 | 0.05 | 0.05 | 0.05 | 0.05 | 0.05 | 0.05 | 0.05 | 0.05 | 0.05 | 0.05 | 0.05 | 0.05 | 0.05 | 0.05 | 0.05 | 0.05 | 0.05 | 0.05 | 0.05 | 0.05 | 0.05 | 0.05 | 0.05 | 0 | 0 | 0 | 0 | 0 | 0 | 0 | 0 | 0 | 0 | 0 | 0 | 0 | 0 | 0 | 0 | 0 | 0 | 0 | 0 | 0 | 0 | 0 | 0 | 0 | 0 | 0 | 0 | 0 | 0 | 0 | 0 | 0 | 0 | 0 | 0 | 0 | 0 | 0 | 0 | 0 | 0 | 0 | 0 | 0 | 0 | 0 | 0 | 20 | 0.4 | 0.36 | 0.13 | 0.11 | 0.52632 | 0 | 0 | 0 | 0 | 0 | 0 | 0 | 0 |  | 0.051444 | 0.051444 | 0.050633 | 0.052908 | 0.052946 | 0.052037 | 0.052037 | Education - Community College - Computer Room (Instructional/PC Lab) - (summer) - Sun | 12 | 8 | 15 | 0 | 8.5877 | 0 | 0 | 0 | 8.5877 | 0 | 0 | 0 | 1.0735 | 0 | 0 | 0 | 0 | 0 | 0 | 0 | 0 | 0 | 0 | 0 | 0 | 0 | 0 | 0 | 0 | 0 | 0 | 0 | 0 | 0 | 0 | 0 | 0 |  | 0 | 9.0482 | 0 | 0 | 0 | 9.0482 | 0 | 0 | 0 | 1.131 | 0 | 0 | 0 | 0 | 0 | 0 | 0 | 0 | 0 | 0 | 0 | 0 | 0 | 0 | 0 | 0 | 0 | 0 | 0 | 0 | 0 | 0 | 0 | 0 | 0.89456 | 0.8 | 0.94252 | 0.8
535 | 5 | 35 | 7 | 11 |  |  |  |  | Education - Community College | Computer Room (Instructional/PC Lab) | Education - Community College - Computer Room (Instructional/PC Lab) | (summer) | Education - Community College (summer) | Education - Community College - Computer Room (Instructional/PC Lab) (summer) | ComCollege ComputerRm (summer) | Hol | Closed | 1 | 1 | 0.031959 | 1.4151 | 1.4151 | 1.4151 | 1.4151 | 1.0613 | 1.0613 | 1.0613 | 0 | 0 | 0 | 0 | 0 | 0 | 0 | 0.048549 | 0.048549 | 0.048549 | 0.048549 | 0.036412 | 0.036412 | 0.036412 | 0 | 0 | 0 | 0 | 0 | 0 | 0 | 0 | 0 | 0 | 0 | 0 | 0 | 0 | 0 | 0 | 0 | 0 | 0 | 0 | 0 | 0 | 0 | 0 | 0 | 0 | 0 | 0 | 0 | 0 | 0 | 0 | 0 | 0 | 0 | 0.1339 | 0.1339 | 0.1339 | 0.1339 | 0.10042 | 0.10042 | 0.10042 | 0 | 0 | 0 | 0 | 0 | 0 | 0 | 0.00484 | 0.00484 | 0.00484 | 0.00484 | 0.00363 | 0.00363 | 0.00363 | 0 | 0 | 0 | 0 | 0 | 0 | 0 | 0 | 0 | 0 | 0 | 0 | 0 | 0 | 0 | 0 | 0 | 0 | 0 | 0 | 0 | 0 | 0 | 0 | 0 | 0 | 0 | 0 | 0 | 0 | 0 | 0 | 0 | 0 | 0 | ComCollege ComputerRm (summer) ILit Cls | ComCollege ComputerRm (summer) ILit Cls | 2 | 5 | 5 | ComCollege ComputerRm (summer) ILit2 Cls | ComCollege ComputerRm (summer) ILit Cls | ComCollege ComputerRm (summer) ILit Cls | 2 | 5 | 5 | 2 | 1.0735 | 0.04 | 0.05 | 0.05 | 0.05 | 0.05 | 0.05 | 0.05 | 0.05 | 0.05 | 0.05 | 0.05 | 0.05 | 0.05 | 0.05 | 0.05 | 0.05 | 0.05 | 0.05 | 0.05 | 0.05 | 0.05 | 0.05 | 0.05 | 0.05 | 0.05 | 1.131 | 0.04 | 0.05 | 0.05 | 0.05 | 0.05 | 0.05 | 0.05 | 0.05 | 0.05 | 0.05 | 0.05 | 0.05 | 0.05 | 0.05 | 0.05 | 0.05 | 0.05 | 0.05 | 0.05 | 0.05 | 0.05 | 0.05 | 0.05 | 0.05 | 0.05 | 0 | 0 | 0 | 0 | 0 | 0 | 0 | 0 | 0 | 0 | 0 | 0 | 0 | 0 | 0 | 0 | 0 | 0 | 0 | 0 | 0 | 0 | 0 | 0 | 0 | 0 | 0 | 0 | 0 | 0 | 0 | 0 | 0 | 0 | 0 | 0 | 0 | 0 | 0 | 0 | 0 | 0 | 0 | 0 | 0 | 0 | 0 | 0 | 20 | 0.4 | 0.36 | 0.13 | 0.11 | 0.52632 | 0 | 0 | 0 | 0 | 0 | 0 | 0 | 0 |  | 0.051444 | 0.051444 | 0.050633 | 0.052908 | 0.052946 | 0.052037 | 0.052037 | Education - Community College - Computer Room (Instructional/PC Lab) - (summer) - Hol | 14 | 8 | 15 | 0 | 1.0735 | 0 | 0 | 0 | 1.0735 | 0 | 0 | 0 | 1.0735 | 0 | 0 | 0 | 0 | 0 | 0 | 0 | 0 | 0 | 0 | 0 | 0 | 0 | 0 | 0 | 0 | 0 | 0 | 0 | 0 | 0 | 0 | 0 | 0 |  | 0 | 1.131 | 0 | 0 | 0 | 1.131 | 0 | 0 | 0 | 1.131 | 0 | 0 | 0 | 0 | 0 | 0 | 0 | 0 | 0 | 0 | 0 | 0 | 0 | 0 | 0 | 0 | 0 | 0 | 0 | 0 | 0 | 0 | 0 | 0 | 0.89456 | 0.8 | 0.94252 | 0.8
536 | 5 | 36 | 8 | 12 |  | Education - Community College (summer) | Education - Community College - Computer Room (Instructional/PC Lab) | Education - Community College - Computer Room (Instructional/PC Lab) (summer) | Education - Community College | Computer Room (Instructional/PC Lab) | Education - Community College - Computer Room (Instructional/PC Lab) | (summer) | Education - Community College (summer) | Education - Community College - Computer Room (Instructional/PC Lab) (summer) | ComCollege ComputerRm (summer) | all | Open | 44 | 44 | 0.031959 | 1.4151 | 1.4151 | 1.4151 | 1.4151 | 1.0613 | 1.0613 | 1.0613 | 0.045226 | 0.045226 | 0.045226 | 0.045226 | 0.03392 | 0.03392 | 0.03392 | 11.8799 | 11.8799 | 11.8799 | 11.8799 | 8.9099 | 8.9099 | 8.9099 | 0.018995 | 0.018995 | 0.018995 | 0.018995 | 0.014246 | 0.014246 | 0.014246 | 1842.0388 | 1842.0388 | 1842.0388 | 1842.0388 | 1842.0388 | 1842.0388 | 1842.0388 | 0 | 0 | 0 | 0 | 0 | 0 | 0 | 0.42 | 0.42 | 0.42 | 0.42 | 0.42 | 0.42 | 0.42 | 0.42651 | 0.42651 | 0.42339 | 0.43289 | 0.43277 | 0.42944 | 0.42944 | 0.1339 | 0.1339 | 0.1339 | 0.1339 | 0.10042 | 0.10042 | 0.10042 | 0.0042793 | 0.0042793 | 0.0042793 | 0.0042793 | 0.0032095 | 0.0032095 | 0.0032095 | 1.3182 | 1.3182 | 1.3182 | 1.3182 | 0.98863 | 0.98863 | 0.98863 | 0.0020541 | 0.0020541 | 0.0020541 | 0.0020541 | 0.0015405 | 0.0015405 | 0.0015405 | 2376.3656 | 2376.3656 | 2376.3656 | 2376.3656 | 2376.3656 | 2376.3656 | 2376.3656 | 0 | 0 | 0 | 0 | 0 | 0 | 0 | 0.48 | 0.48 | 0.48 | 0.48 | 0.48 | 0.48 | 0.48 | 0.36872 | 0.36872 | 0.36605 | 0.37546 | 0.3741 | 0.37204 | 0.37204 | ComCollege ComputerRm (summer) ILit all | ComCollege ComputerRm (summer) ILit all | 3631 | 10 | 52.5 | ComCollege ComputerRm (summer) ILit2 all | ComCollege ComputerRm (summer) ILit2 all | ComCollege ComputerRm (summer) ILit2 All | 3847 | 10 | 60 | 3631 | 5.9699 | 0.42 | 0.1 | 0.1 | 0.1 | 0.1 | 0.1 | 0.19444 | 0.19444 | 0.28889 | 0.525 | 0.525 | 0.525 | 0.525 | 0.525 | 0.525 | 0.525 | 0.525 | 0.525 | 0.17083 | 0.1 | 0.1 | 0.1 | 0.1 | 0.1 | 0.1 | 7.0008 | 0.48 | 0.1 | 0.1 | 0.1 | 0.1 | 0.1 | 0.21111 | 0.21111 | 0.32222 | 0.6 | 0.6 | 0.6 | 0.6 | 0.6 | 0.6 | 0.6 | 0.6 | 0.6 | 0.18333 | 0.1 | 0.1 | 0.1 | 0.1 | 0.1 | 0.1 | 0 | 0 | 0 | 0 | 0 | 0.22222 | 0.22222 | 0.44444 | 1 | 1 | 1 | 1 | 1 | 1 | 1 | 1 | 1 | 0.16667 | 0 | 0 | 0 | 0 | 0 | 0 | 0 | 0 | 0 | 0 | 0 | 0.22222 | 0.22222 | 0.44444 | 1 | 1 | 1 | 1 | 1 | 1 | 1 | 1 | 1 | 0.16667 | 0 | 0 | 0 | 0 | 0 | 0 | 20 | 0.4 | 0.36 | 0.13 | 0.11 | 0.52632 | 0.044287 | 0.0020029 | 0.0020029 | 0.0020029 | 0.0020029 | 0.0015022 | 0.0015022 | 0.0015022 | Education - Community College (summer) | 0.051444 | 0.051444 | 0.050633 | 0.052908 | 0.052946 | 0.052037 | 0.052037 | Education - Community College - Computer Room (Instructional/PC Lab) - (summer) - all | 16 | 7 | 21 | 245.4833 | 17.1929 | 245.4833 | 17.1929 | 0 | 0 | 5.5792 | 0.39075 | 0 | 0 | 0 | 0 | 0 | 0 | 0 | 0 | 0.19444 | 0.28889 | 0.525 | 0.525 | 0.525 | 0.525 | 0.525 | 0.525 | 0.525 | 0.525 | 0.525 | 0.17083 | 0.1 | 0.1 | 0 | 0 | 0 | 0 |  | 277.9333 | 30.1035 | 277.9333 | 30.1035 | 0 | 0 | 6.3167 | 0.68417 | 0 | 0 | 0 | 0 | 0 | 0 | 0 | 0 | 0.21111 | 0.32222 | 0.6 | 0.6 | 0.6 | 0.6 | 0.6 | 0.6 | 0.6 | 0.6 | 0.6 | 0.18333 | 0.1 | 0.1 | 0 | 0 | 0 | 0 | 0.89456 | 0.8 | 0.94252 | 0.8
537 | 5 | 37 | 5 | 1 |  |  |  |  | Education - Community College | Dining Area | Education - Community College - Dining Area |  | Education - Community College | Education - Community College - Dining Area | ComCollege Cafeteria (in session) | Sat | Open | 32 | 32 | 0.087512 | 1.3267 | 1.3267 | 1.1498 | 1.1498 | 1.1498 | 1.1498 | 1.1498 | 0 | 0 | 0 | 0 | 0 | 0 | 0 | 29.6289 | 29.6289 | 25.6784 | 25.6784 | 25.6784 | 25.6784 | 25.6784 | 0 | 0 | 0 | 0 | 0 | 0 | 0 | 0 | 0 | 0 | 0 | 0 | 0 | 0 | 0 | 0 | 0 | 0 | 0 | 0 | 0 | 0 | 0 | 0 | 0 | 0 | 0 | 0 | 0 | 0 | 0 | 0 | 0 | 0 | 0 | 0.12553 | 0.12553 | 0.10879 | 0.10879 | 0.10879 | 0.10879 | 0.10879 | 0 | 0 | 0 | 0 | 0 | 0 | 0 | 2.4353 | 2.4353 | 2.1106 | 2.1106 | 2.1106 | 2.1106 | 2.1106 | 0 | 0 | 0 | 0 | 0 | 0 | 0 | 0 | 0 | 0 | 0 | 0 | 0 | 0 | 0 | 0 | 0 | 0 | 0 | 0 | 0 | 0 | 0 | 0 | 0 | 0 | 0 | 0 | 0 | 0 | 0 | 0 | 0 | 0 | 0 | ComCollege Cafeteria (in session) ILit Sat | ComCollege Cafeteria (in session) ILit all | 3587 | 10 | 67.5 | ComCollege Cafeteria (in session) ILit2 Sat | ComCollege Cafeteria (in session) ILit2 Sat | ComCollege Cafeteria (in session) ILit2 All | 3834 | 10 | 60 | 3587 | 7.975 | 0.65 | 0.1 | 0.1 | 0.1 | 0.1 | 0.1 | 0.15 | 0.225 | 0.375 | 0.6 | 0.675 | 0.675 | 0.675 | 0.675 | 0.675 | 0.675 | 0.675 | 0.6 | 0.2 | 0.1 | 0.1 | 0.1 | 0.1 | 0.1 | 0.1 | 6.9278 | 0.46111 | 0.1 | 0.1 | 0.1 | 0.1 | 0.1 | 0.21111 | 0.21111 | 0.32222 | 0.6 | 0.6 | 0.6 | 0.6 | 0.6 | 0.6 | 0.6 | 0.6 | 0.18333 | 0.1 | 0.1 | 0.1 | 0.1 | 0.1 | 0.1 | 0.1 | 0 | 0 | 0 | 0 | 0 | 0.086957 | 0.21739 | 0.47826 | 0.86957 | 1 | 1 | 1 | 1 | 1 | 1 | 1 | 0.86957 | 0.17391 | 0 | 0 | 0 | 0 | 0 | 0 | 0 | 0 | 0 | 0 | 0 | 0.22222 | 0.22222 | 0.44444 | 1 | 1 | 1 | 1 | 1 | 1 | 1 | 1 | 0.16667 | 0 | 0 | 0 | 0 | 0 | 0 | 0 | 16 | 0.66337 | 0.20792 | 0.079208 | 0.049505 | 0.76136 | 0 | 0 | 0 | 0 | 0 | 0 | 0 | 0 |  | 0.085127 | 0.085127 | 0.083848 | 0.087537 | 0.08773 | 0.085951 | 0.085951 | Education - Community College - Dining Area - Sat | 10 | 7 | 16 | 168 | 87.2 | 0 | 0 | 168 | 87.2 | 0 | 0 | 5.25 | 2.725 | 0 | 0 | 0 | 0 | 0 | 0 | 0.225 | 0.375 | 0.6 | 0.675 | 0.675 | 0.675 | 0.675 | 0.675 | 0.675 | 0 | 0 | 0 | 0 | 0 | 0 | 0 | 0 | 0 |  | 151.4667 | 70.2222 | 0 | 0 | 151.4667 | 70.2222 | 0 | 0 | 4.7333 | 2.1944 | 0 | 0 | 0 | 0 | 0 | 0 | 0.21111 | 0.32222 | 0.6 | 0.6 | 0.6 | 0.6 | 0.6 | 0.6 | 0.6 | 0 | 0 | 0 | 0 | 0 | 0 | 0 | 0 | 0 | 1 | 1 | 1 | 1
538 | 5 | 38 | 6 | 2 |  |  |  |  | Education - Community College | Dining Area | Education - Community College - Dining Area |  | Education - Community College | Education - Community College - Dining Area | ComCollege Cafeteria (in session) | Sun | Closed | 32 | 32 | 0.087512 | 1.3267 | 1.3267 | 1.1498 | 1.1498 | 1.1498 | 1.1498 | 1.1498 | 0 | 0 | 0 | 0 | 0 | 0 | 0 | 4.4583 | 4.4583 | 3.8638 | 3.8638 | 3.8638 | 3.8638 | 3.8638 | 0 | 0 | 0 | 0 | 0 | 0 | 0 | 0 | 0 | 0 | 0 | 0 | 0 | 0 | 0 | 0 | 0 | 0 | 0 | 0 | 0 | 0 | 0 | 0 | 0 | 0 | 0 | 0 | 0 | 0 | 0 | 0 | 0 | 0 | 0 | 0.12553 | 0.12553 | 0.10879 | 0.10879 | 0.10879 | 0.10879 | 0.10879 | 0 | 0 | 0 | 0 | 0 | 0 | 0 | 0.42184 | 0.42184 | 0.36559 | 0.36559 | 0.36559 | 0.36559 | 0.36559 | 0 | 0 | 0 | 0 | 0 | 0 | 0 | 0 | 0 | 0 | 0 | 0 | 0 | 0 | 0 | 0 | 0 | 0 | 0 | 0 | 0 | 0 | 0 | 0 | 0 | 0 | 0 | 0 | 0 | 0 | 0 | 0 | 0 | 0 | 0 | ComCollege Cafeteria (in session) ILit Cls | ComCollege Cafeteria (in session) ILit Cls | 2 | 5 | 5 | ComCollege Cafeteria (in session) ILit2 Cls | ComCollege Cafeteria (in session) ILit Cls | ComCollege Cafeteria (in session) ILit Cls | 2 | 5 | 5 | 2 | 1.2 | 0.05 | 0.05 | 0.05 | 0.05 | 0.05 | 0.05 | 0.05 | 0.05 | 0.05 | 0.05 | 0.05 | 0.05 | 0.05 | 0.05 | 0.05 | 0.05 | 0.05 | 0.05 | 0.05 | 0.05 | 0.05 | 0.05 | 0.05 | 0.05 | 0.05 | 1.2 | 0.05 | 0.05 | 0.05 | 0.05 | 0.05 | 0.05 | 0.05 | 0.05 | 0.05 | 0.05 | 0.05 | 0.05 | 0.05 | 0.05 | 0.05 | 0.05 | 0.05 | 0.05 | 0.05 | 0.05 | 0.05 | 0.05 | 0.05 | 0.05 | 0.05 | 0 | 0 | 0 | 0 | 0 | 0 | 0 | 0 | 0 | 0 | 0 | 0 | 0 | 0 | 0 | 0 | 0 | 0 | 0 | 0 | 0 | 0 | 0 | 0 | 0 | 0 | 0 | 0 | 0 | 0 | 0 | 0 | 0 | 0 | 0 | 0 | 0 | 0 | 0 | 0 | 0 | 0 | 0 | 0 | 0 | 0 | 0 | 0 | 16 | 0.66337 | 0.20792 | 0.079208 | 0.049505 | 0.76136 | 0 | 0 | 0 | 0 | 0 | 0 | 0 | 0 |  | 0.085127 | 0.085127 | 0.083848 | 0.087537 | 0.08773 | 0.085951 | 0.085951 | Education - Community College - Dining Area - Sun | 12 | 8 | 15 | 0 | 38.4 | 0 | 0 | 0 | 38.4 | 0 | 0 | 0 | 1.2 | 0 | 0 | 0 | 0 | 0 | 0 | 0 | 0 | 0 | 0 | 0 | 0 | 0 | 0 | 0 | 0 | 0 | 0 | 0 | 0 | 0 | 0 | 0 | 0 |  | 0 | 38.4 | 0 | 0 | 0 | 38.4 | 0 | 0 | 0 | 1.2 | 0 | 0 | 0 | 0 | 0 | 0 | 0 | 0 | 0 | 0 | 0 | 0 | 0 | 0 | 0 | 0 | 0 | 0 | 0 | 0 | 0 | 0 | 0 | 0 | 1 | 1 | 1 | 1
539 | 5 | 39 | 7 | 3 |  |  |  |  | Education - Community College | Dining Area | Education - Community College - Dining Area |  | Education - Community College | Education - Community College - Dining Area | ComCollege Cafeteria (in session) | Hol | Closed | 6 | 6 | 0.087512 | 1.3267 | 1.3267 | 1.1498 | 1.1498 | 1.1498 | 1.1498 | 1.1498 | 0 | 0 | 0 | 0 | 0 | 0 | 0 | 0.83593 | 0.83593 | 0.72447 | 0.72447 | 0.72447 | 0.72447 | 0.72447 | 0 | 0 | 0 | 0 | 0 | 0 | 0 | 0 | 0 | 0 | 0 | 0 | 0 | 0 | 0 | 0 | 0 | 0 | 0 | 0 | 0 | 0 | 0 | 0 | 0 | 0 | 0 | 0 | 0 | 0 | 0 | 0 | 0 | 0 | 0 | 0.12553 | 0.12553 | 0.10879 | 0.10879 | 0.10879 | 0.10879 | 0.10879 | 0 | 0 | 0 | 0 | 0 | 0 | 0 | 0.079095 | 0.079095 | 0.068549 | 0.068549 | 0.068549 | 0.068549 | 0.068549 | 0 | 0 | 0 | 0 | 0 | 0 | 0 | 0 | 0 | 0 | 0 | 0 | 0 | 0 | 0 | 0 | 0 | 0 | 0 | 0 | 0 | 0 | 0 | 0 | 0 | 0 | 0 | 0 | 0 | 0 | 0 | 0 | 0 | 0 | 0 | ComCollege Cafeteria (in session) ILit Cls | ComCollege Cafeteria (in session) ILit Cls | 2 | 5 | 5 | ComCollege Cafeteria (in session) ILit2 Cls | ComCollege Cafeteria (in session) ILit Cls | ComCollege Cafeteria (in session) ILit Cls | 2 | 5 | 5 | 2 | 1.2 | 0.05 | 0.05 | 0.05 | 0.05 | 0.05 | 0.05 | 0.05 | 0.05 | 0.05 | 0.05 | 0.05 | 0.05 | 0.05 | 0.05 | 0.05 | 0.05 | 0.05 | 0.05 | 0.05 | 0.05 | 0.05 | 0.05 | 0.05 | 0.05 | 0.05 | 1.2 | 0.05 | 0.05 | 0.05 | 0.05 | 0.05 | 0.05 | 0.05 | 0.05 | 0.05 | 0.05 | 0.05 | 0.05 | 0.05 | 0.05 | 0.05 | 0.05 | 0.05 | 0.05 | 0.05 | 0.05 | 0.05 | 0.05 | 0.05 | 0.05 | 0.05 | 0 | 0 | 0 | 0 | 0 | 0 | 0 | 0 | 0 | 0 | 0 | 0 | 0 | 0 | 0 | 0 | 0 | 0 | 0 | 0 | 0 | 0 | 0 | 0 | 0 | 0 | 0 | 0 | 0 | 0 | 0 | 0 | 0 | 0 | 0 | 0 | 0 | 0 | 0 | 0 | 0 | 0 | 0 | 0 | 0 | 0 | 0 | 0 | 16 | 0.66337 | 0.20792 | 0.079208 | 0.049505 | 0.76136 | 0 | 0 | 0 | 0 | 0 | 0 | 0 | 0 |  | 0.085127 | 0.085127 | 0.083848 | 0.087537 | 0.08773 | 0.085951 | 0.085951 | Education - Community College - Dining Area - Hol | 14 | 8 | 15 | 0 | 7.2 | 0 | 0 | 0 | 7.2 | 0 | 0 | 0 | 1.2 | 0 | 0 | 0 | 0 | 0 | 0 | 0 | 0 | 0 | 0 | 0 | 0 | 0 | 0 | 0 | 0 | 0 | 0 | 0 | 0 | 0 | 0 | 0 | 0 |  | 0 | 7.2 | 0 | 0 | 0 | 7.2 | 0 | 0 | 0 | 1.2 | 0 | 0 | 0 | 0 | 0 | 0 | 0 | 0 | 0 | 0 | 0 | 0 | 0 | 0 | 0 | 0 | 0 | 0 | 0 | 0 | 0 | 0 | 0 | 0 | 1 | 1 | 1 | 1
540 | 5 | 40 | 8 | 4 |  | Education - Community College |  | Education - Community College - Dining Area | Education - Community College | Dining Area | Education - Community College - Dining Area |  | Education - Community College | Education - Community College - Dining Area | ComCollege Cafeteria (in session) | all | Open | 169 | 169 | 0.087512 | 1.3267 | 1.3267 | 1.1498 | 1.1498 | 1.1498 | 1.1498 | 1.1498 | 0 | 0 | 0 | 0 | 0 | 0 | 0 | 201.1155 | 201.1155 | 174.3001 | 174.3001 | 174.3001 | 174.3001 | 174.3001 | 0.10062 | 0.10062 | 0.087205 | 0.087205 | 0.087205 | 0.087205 | 0.087205 | 0 | 0 | 0 | 0 | 0 | 0 | 0 | 0 | 0 | 0 | 0 | 0 | 0 | 0 | 0.86667 | 0.86667 | 0.86667 | 0.86667 | 0.86667 | 0.86667 | 0.86667 | 0.70599 | 0.70599 | 0.70128 | 0.71623 | 0.7172 | 0.70976 | 0.70976 | 0.12553 | 0.12553 | 0.10879 | 0.10879 | 0.10879 | 0.10879 | 0.10879 | 0 | 0 | 0 | 0 | 0 | 0 | 0 | 19.3904 | 19.3904 | 16.805 | 16.805 | 16.805 | 16.805 | 16.805 | 0.0098868 | 0.0098868 | 0.0085686 | 0.0085686 | 0.0085686 | 0.0085686 | 0.0085686 | 0 | 0 | 0 | 0 | 0 | 0 | 0 | 0 | 0 | 0 | 0 | 0 | 0 | 0 | 0.9 | 0.9 | 0.9 | 0.9 | 0.9 | 0.9 | 0.9 | 0.56019 | 0.56019 | 0.55895 | 0.58379 | 0.58497 | 0.57222 | 0.57222 | ComCollege Cafeteria (in session) ILit all | ComCollege Cafeteria (in session) ILit all | 3586 | 10 | 90 | ComCollege Cafeteria (in session) ILit2 all | ComCollege Cafeteria (in session) ILit2 all | ComCollege Cafeteria (in session) ILit2 All | 3833 | 10 | 90 | 3586 | 10.25 | 0.86667 | 0.1 | 0.1 | 0.1 | 0.1 | 0.1 | 0.2 | 0.3 | 0.5 | 0.8 | 0.9 | 0.9 | 0.9 | 0.9 | 0.9 | 0.9 | 0.9 | 0.8 | 0.25 | 0.1 | 0.1 | 0.1 | 0.1 | 0.1 | 0.1 | 10.4444 | 0.9 | 0.1 | 0.1 | 0.1 | 0.1 | 0.1 | 0.27778 | 0.27778 | 0.45556 | 0.9 | 0.9 | 0.9 | 0.9 | 0.9 | 0.9 | 0.9 | 0.9 | 0.9 | 0.23333 | 0.1 | 0.1 | 0.1 | 0.1 | 0.1 | 0.1 | 0 | 0 | 0 | 0 | 0 | 0.125 | 0.25 | 0.5 | 0.875 | 1 | 1 | 1 | 1 | 1 | 1 | 1 | 0.875 | 0.1875 | 0 | 0 | 0 | 0 | 0 | 0 | 0 | 0 | 0 | 0 | 0 | 0.22222 | 0.22222 | 0.44444 | 1 | 1 | 1 | 1 | 1 | 1 | 1 | 1 | 1 | 0.16667 | 0 | 0 | 0 | 0 | 0 | 0 | 16 | 0.66337 | 0.20792 | 0.079208 | 0.049505 | 0.76136 | 0.12385 | 0.014379 | 0.014379 | 0.012462 | 0.012462 | 0.012462 | 0.012462 | 0.012462 | Education - Community College | 0.085127 | 0.085127 | 0.083848 | 0.087537 | 0.08773 | 0.085951 | 0.085951 | Education - Community College - Dining Area - all | 16 | 7 | 21 | 1546.35 | 185.9 | 1546.35 | 185.9 | 0 | 0 | 9.15 | 1.1 | 0 | 0 | 0 | 0 | 0 | 0 | 0 | 0 | 0.3 | 0.5 | 0.8 | 0.9 | 0.9 | 0.9 | 0.9 | 0.9 | 0.9 | 0.9 | 0.8 | 0.25 | 0.1 | 0.1 | 0 | 0 | 0 | 0 |  | 1566.0667 | 199.0444 | 1566.0667 | 199.0444 | 0 | 0 | 9.2667 | 1.1778 | 0 | 0 | 0 | 0 | 0 | 0 | 0 | 0 | 0.27778 | 0.45556 | 0.9 | 0.9 | 0.9 | 0.9 | 0.9 | 0.9 | 0.9 | 0.9 | 0.9 | 0.23333 | 0.1 | 0.1 | 0 | 0 | 0 | 0 | 1 | 1 | 1 | 1
541 | 5 | 41 | 5 | 5 |  |  |  |  | Education - Community College | Dining Area | Education - Community College - Dining Area | (break) | Education - Community College (break) | Education - Community College - Dining Area (break) | ComCollege Cafeteria (break) | Sat | Closed | 12 | 12 | 0.087512 | 1.3267 | 1.3267 | 1.1498 | 1.1498 | 1.1498 | 1.1498 | 1.1498 | 0 | 0 | 0 | 0 | 0 | 0 | 0 | 1.1703 | 1.1703 | 1.0143 | 1.0143 | 1.0143 | 1.0143 | 1.0143 | 0 | 0 | 0 | 0 | 0 | 0 | 0 | 0 | 0 | 0 | 0 | 0 | 0 | 0 | 0 | 0 | 0 | 0 | 0 | 0 | 0 | 0 | 0 | 0 | 0 | 0 | 0 | 0 | 0 | 0 | 0 | 0 | 0 | 0 | 0 | 0.12553 | 0.12553 | 0.10879 | 0.10879 | 0.10879 | 0.10879 | 0.10879 | 0 | 0 | 0 | 0 | 0 | 0 | 0 | 0.11073 | 0.11073 | 0.095968 | 0.095968 | 0.095968 | 0.095968 | 0.095968 | 0 | 0 | 0 | 0 | 0 | 0 | 0 | 0 | 0 | 0 | 0 | 0 | 0 | 0 | 0 | 0 | 0 | 0 | 0 | 0 | 0 | 0 | 0 | 0 | 0 | 0 | 0 | 0 | 0 | 0 | 0 | 0 | 0 | 0 | 0 | ComCollege Cafeteria (break) ILit Cls | ComCollege Cafeteria (break) ILit Cls | 2 | 3.5 | 3.5 | ComCollege Cafeteria (break) ILit2 Cls | ComCollege Cafeteria (break) ILit Cls | ComCollege Cafeteria (break) ILit Cls | 2 | 3.5 | 3.5 | 2 | 0.84 | 0.035 | 0.035 | 0.035 | 0.035 | 0.035 | 0.035 | 0.035 | 0.035 | 0.035 | 0.035 | 0.035 | 0.035 | 0.035 | 0.035 | 0.035 | 0.035 | 0.035 | 0.035 | 0.035 | 0.035 | 0.035 | 0.035 | 0.035 | 0.035 | 0.035 | 0.84 | 0.035 | 0.035 | 0.035 | 0.035 | 0.035 | 0.035 | 0.035 | 0.035 | 0.035 | 0.035 | 0.035 | 0.035 | 0.035 | 0.035 | 0.035 | 0.035 | 0.035 | 0.035 | 0.035 | 0.035 | 0.035 | 0.035 | 0.035 | 0.035 | 0.035 | 0 | 0 | 0 | 0 | 0 | 0 | 0 | 0 | 0 | 0 | 0 | 0 | 0 | 0 | 0 | 0 | 0 | 0 | 0 | 0 | 0 | 0 | 0 | 0 | 0 | 0 | 0 | 0 | 0 | 0 | 0 | 0 | 0 | 0 | 0 | 0 | 0 | 0 | 0 | 0 | 0 | 0 | 0 | 0 | 0 | 0 | 0 | 0 | 16 | 0.66337 | 0.20792 | 0.079208 | 0.049505 | 0.76136 | 0 | 0 | 0 | 0 | 0 | 0 | 0 | 0 |  | 0.0025764 | 0.0025764 | 0.0025432 | 0.0026301 | 0.0026318 | 0.0026225 | 0.0026225 | Education - Community College - Dining Area - (break) - Sat | 10 | 9 | 14 | 0 | 10.08 | 0 | 0 | 0 | 10.08 | 0 | 0 | 0 | 0.84 | 0 | 0 | 0 | 0 | 0 | 0 | 0 | 0 | 0 | 0 | 0 | 0 | 0 | 0 | 0 | 0 | 0 | 0 | 0 | 0 | 0 | 0 | 0 | 0 |  | 0 | 10.08 | 0 | 0 | 0 | 10.08 | 0 | 0 | 0 | 0.84 | 0 | 0 | 0 | 0 | 0 | 0 | 0 | 0 | 0 | 0 | 0 | 0 | 0 | 0 | 0 | 0 | 0 | 0 | 0 | 0 | 0 | 0 | 0 | 0 | 1 | 1 | 1 | 1
542 | 5 | 42 | 6 | 6 |  |  |  |  | Education - Community College | Dining Area | Education - Community College - Dining Area | (break) | Education - Community College (break) | Education - Community College - Dining Area (break) | ComCollege Cafeteria (break) | Sun | Closed | 12 | 12 | 0.087512 | 1.3267 | 1.3267 | 1.1498 | 1.1498 | 1.1498 | 1.1498 | 1.1498 | 0 | 0 | 0 | 0 | 0 | 0 | 0 | 1.1703 | 1.1703 | 1.0143 | 1.0143 | 1.0143 | 1.0143 | 1.0143 | 0 | 0 | 0 | 0 | 0 | 0 | 0 | 0 | 0 | 0 | 0 | 0 | 0 | 0 | 0 | 0 | 0 | 0 | 0 | 0 | 0 | 0 | 0 | 0 | 0 | 0 | 0 | 0 | 0 | 0 | 0 | 0 | 0 | 0 | 0 | 0.12553 | 0.12553 | 0.10879 | 0.10879 | 0.10879 | 0.10879 | 0.10879 | 0 | 0 | 0 | 0 | 0 | 0 | 0 | 0.11073 | 0.11073 | 0.095968 | 0.095968 | 0.095968 | 0.095968 | 0.095968 | 0 | 0 | 0 | 0 | 0 | 0 | 0 | 0 | 0 | 0 | 0 | 0 | 0 | 0 | 0 | 0 | 0 | 0 | 0 | 0 | 0 | 0 | 0 | 0 | 0 | 0 | 0 | 0 | 0 | 0 | 0 | 0 | 0 | 0 | 0 | ComCollege Cafeteria (break) ILit Cls | ComCollege Cafeteria (break) ILit Cls | 2 | 3.5 | 3.5 | ComCollege Cafeteria (break) ILit2 Cls | ComCollege Cafeteria (break) ILit Cls | ComCollege Cafeteria (break) ILit Cls | 2 | 3.5 | 3.5 | 2 | 0.84 | 0.035 | 0.035 | 0.035 | 0.035 | 0.035 | 0.035 | 0.035 | 0.035 | 0.035 | 0.035 | 0.035 | 0.035 | 0.035 | 0.035 | 0.035 | 0.035 | 0.035 | 0.035 | 0.035 | 0.035 | 0.035 | 0.035 | 0.035 | 0.035 | 0.035 | 0.84 | 0.035 | 0.035 | 0.035 | 0.035 | 0.035 | 0.035 | 0.035 | 0.035 | 0.035 | 0.035 | 0.035 | 0.035 | 0.035 | 0.035 | 0.035 | 0.035 | 0.035 | 0.035 | 0.035 | 0.035 | 0.035 | 0.035 | 0.035 | 0.035 | 0.035 | 0 | 0 | 0 | 0 | 0 | 0 | 0 | 0 | 0 | 0 | 0 | 0 | 0 | 0 | 0 | 0 | 0 | 0 | 0 | 0 | 0 | 0 | 0 | 0 | 0 | 0 | 0 | 0 | 0 | 0 | 0 | 0 | 0 | 0 | 0 | 0 | 0 | 0 | 0 | 0 | 0 | 0 | 0 | 0 | 0 | 0 | 0 | 0 | 16 | 0.66337 | 0.20792 | 0.079208 | 0.049505 | 0.76136 | 0 | 0 | 0 | 0 | 0 | 0 | 0 | 0 |  | 0.0025764 | 0.0025764 | 0.0025432 | 0.0026301 | 0.0026318 | 0.0026225 | 0.0026225 | Education - Community College - Dining Area - (break) - Sun | 12 | 9 | 14 | 0 | 10.08 | 0 | 0 | 0 | 10.08 | 0 | 0 | 0 | 0.84 | 0 | 0 | 0 | 0 | 0 | 0 | 0 | 0 | 0 | 0 | 0 | 0 | 0 | 0 | 0 | 0 | 0 | 0 | 0 | 0 | 0 | 0 | 0 | 0 |  | 0 | 10.08 | 0 | 0 | 0 | 10.08 | 0 | 0 | 0 | 0.84 | 0 | 0 | 0 | 0 | 0 | 0 | 0 | 0 | 0 | 0 | 0 | 0 | 0 | 0 | 0 | 0 | 0 | 0 | 0 | 0 | 0 | 0 | 0 | 0 | 1 | 1 | 1 | 1
543 | 5 | 43 | 7 | 7 |  |  |  |  | Education - Community College | Dining Area | Education - Community College - Dining Area | (break) | Education - Community College (break) | Education - Community College - Dining Area (break) | ComCollege Cafeteria (break) | Hol | Closed | 3 | 3 | 0.087512 | 1.3267 | 1.3267 | 1.1498 | 1.1498 | 1.1498 | 1.1498 | 1.1498 | 0 | 0 | 0 | 0 | 0 | 0 | 0 | 0.29257 | 0.29257 | 0.25356 | 0.25356 | 0.25356 | 0.25356 | 0.25356 | 0 | 0 | 0 | 0 | 0 | 0 | 0 | 0 | 0 | 0 | 0 | 0 | 0 | 0 | 0 | 0 | 0 | 0 | 0 | 0 | 0 | 0 | 0 | 0 | 0 | 0 | 0 | 0 | 0 | 0 | 0 | 0 | 0 | 0 | 0 | 0.12553 | 0.12553 | 0.10879 | 0.10879 | 0.10879 | 0.10879 | 0.10879 | 0 | 0 | 0 | 0 | 0 | 0 | 0 | 0.027683 | 0.027683 | 0.023992 | 0.023992 | 0.023992 | 0.023992 | 0.023992 | 0 | 0 | 0 | 0 | 0 | 0 | 0 | 0 | 0 | 0 | 0 | 0 | 0 | 0 | 0 | 0 | 0 | 0 | 0 | 0 | 0 | 0 | 0 | 0 | 0 | 0 | 0 | 0 | 0 | 0 | 0 | 0 | 0 | 0 | 0 | ComCollege Cafeteria (break) ILit Cls | ComCollege Cafeteria (break) ILit Cls | 2 | 3.5 | 3.5 | ComCollege Cafeteria (break) ILit2 Cls | ComCollege Cafeteria (break) ILit Cls | ComCollege Cafeteria (break) ILit Cls | 2 | 3.5 | 3.5 | 2 | 0.84 | 0.035 | 0.035 | 0.035 | 0.035 | 0.035 | 0.035 | 0.035 | 0.035 | 0.035 | 0.035 | 0.035 | 0.035 | 0.035 | 0.035 | 0.035 | 0.035 | 0.035 | 0.035 | 0.035 | 0.035 | 0.035 | 0.035 | 0.035 | 0.035 | 0.035 | 0.84 | 0.035 | 0.035 | 0.035 | 0.035 | 0.035 | 0.035 | 0.035 | 0.035 | 0.035 | 0.035 | 0.035 | 0.035 | 0.035 | 0.035 | 0.035 | 0.035 | 0.035 | 0.035 | 0.035 | 0.035 | 0.035 | 0.035 | 0.035 | 0.035 | 0.035 | 0 | 0 | 0 | 0 | 0 | 0 | 0 | 0 | 0 | 0 | 0 | 0 | 0 | 0 | 0 | 0 | 0 | 0 | 0 | 0 | 0 | 0 | 0 | 0 | 0 | 0 | 0 | 0 | 0 | 0 | 0 | 0 | 0 | 0 | 0 | 0 | 0 | 0 | 0 | 0 | 0 | 0 | 0 | 0 | 0 | 0 | 0 | 0 | 16 | 0.66337 | 0.20792 | 0.079208 | 0.049505 | 0.76136 | 0 | 0 | 0 | 0 | 0 | 0 | 0 | 0 |  | 0.0025764 | 0.0025764 | 0.0025432 | 0.0026301 | 0.0026318 | 0.0026225 | 0.0026225 | Education - Community College - Dining Area - (break) - Hol | 14 | 9 | 14 | 0 | 2.52 | 0 | 0 | 0 | 2.52 | 0 | 0 | 0 | 0.84 | 0 | 0 | 0 | 0 | 0 | 0 | 0 | 0 | 0 | 0 | 0 | 0 | 0 | 0 | 0 | 0 | 0 | 0 | 0 | 0 | 0 | 0 | 0 | 0 |  | 0 | 2.52 | 0 | 0 | 0 | 2.52 | 0 | 0 | 0 | 0.84 | 0 | 0 | 0 | 0 | 0 | 0 | 0 | 0 | 0 | 0 | 0 | 0 | 0 | 0 | 0 | 0 | 0 | 0 | 0 | 0 | 0 | 0 | 0 | 0 | 1 | 1 | 1 | 1
544 | 5 | 44 | 8 | 8 |  | Education - Community College (break) |  | Education - Community College - Dining Area (break) | Education - Community College | Dining Area | Education - Community College - Dining Area | (break) | Education - Community College (break) | Education - Community College - Dining Area (break) | ComCollege Cafeteria (break) | all | Closed | 38 | 38 | 0.087512 | 1.3267 | 1.3267 | 1.1498 | 1.1498 | 1.1498 | 1.1498 | 1.1498 | 0 | 0 | 0 | 0 | 0 | 0 | 0 | 3.7059 | 3.7059 | 3.2118 | 3.2118 | 3.2118 | 3.2118 | 3.2118 | 0.0040635 | 0.0040635 | 0.0035217 | 0.0035217 | 0.0035217 | 0.0035217 | 0.0035217 | 0 | 0 | 0 | 0 | 0 | 0 | 0 | 0 | 0 | 0 | 0 | 0 | 0 | 0 | 0.035 | 0.035 | 0.035 | 0.035 | 0.035 | 0.035 | 0.035 | 0.021581 | 0.021581 | 0.021501 | 0.021742 | 0.02174 | 0.021845 | 0.021845 | 0.12553 | 0.12553 | 0.10879 | 0.10879 | 0.10879 | 0.10879 | 0.10879 | 0 | 0 | 0 | 0 | 0 | 0 | 0 | 0.35065 | 0.35065 | 0.3039 | 0.3039 | 0.3039 | 0.3039 | 0.3039 | 0.00038449 | 0.00038449 | 0.00033322 | 0.00033322 | 0.00033322 | 0.00033322 | 0.00033322 | 0 | 0 | 0 | 0 | 0 | 0 | 0 | 0 | 0 | 0 | 0 | 0 | 0 | 0 | 0.035 | 0.035 | 0.035 | 0.035 | 0.035 | 0.035 | 0.035 | 0.021581 | 0.021581 | 0.021501 | 0.021742 | 0.02174 | 0.021845 | 0.021845 | ComCollege Cafeteria (break) ILit Cls | ComCollege Cafeteria (break) ILit Cls | 2 | 3.5 | 3.5 | ComCollege Cafeteria (break) ILit2 Cls | ComCollege Cafeteria (break) ILit Cls | ComCollege Cafeteria (break) ILit Cls | 2 | 3.5 | 3.5 | 2 | 0.84 | 0.035 | 0.035 | 0.035 | 0.035 | 0.035 | 0.035 | 0.035 | 0.035 | 0.035 | 0.035 | 0.035 | 0.035 | 0.035 | 0.035 | 0.035 | 0.035 | 0.035 | 0.035 | 0.035 | 0.035 | 0.035 | 0.035 | 0.035 | 0.035 | 0.035 | 0.84 | 0.035 | 0.035 | 0.035 | 0.035 | 0.035 | 0.035 | 0.035 | 0.035 | 0.035 | 0.035 | 0.035 | 0.035 | 0.035 | 0.035 | 0.035 | 0.035 | 0.035 | 0.035 | 0.035 | 0.035 | 0.035 | 0.035 | 0.035 | 0.035 | 0.035 | 0 | 0 | 0 | 0 | 0 | 0 | 0 | 0 | 0 | 0 | 0 | 0 | 0 | 0 | 0 | 0 | 0 | 0 | 0 | 0 | 0 | 0 | 0 | 0 | 0 | 0 | 0 | 0 | 0 | 0 | 0 | 0 | 0 | 0 | 0 | 0 | 0 | 0 | 0 | 0 | 0 | 0 | 0 | 0 | 0 | 0 | 0 | 0 | 16 | 0.66337 | 0.20792 | 0.079208 | 0.049505 | 0.76136 | 0.0050017 | 0.0005807 | 0.0005807 | 0.00050327 | 0.00050327 | 0.00050327 | 0.00050327 | 0.00050327 | Education - Community College (break) | 0.0025764 | 0.0025764 | 0.0025432 | 0.0026301 | 0.0026318 | 0.0026225 | 0.0026225 | Education - Community College - Dining Area - (break) - all | 16 | 9 | 17 | 0 | 31.92 | 0 | 31.92 | 0 | 0 | 0 | 0.84 | 0 | 0 | 0 | 0 | 0 | 0 | 0 | 0 | 0 | 0 | 0 | 0 | 0 | 0 | 0 | 0 | 0 | 0 | 0 | 0 | 0 | 0 | 0 | 0 | 0 | 0 |  | 0 | 31.92 | 0 | 31.92 | 0 | 0 | 0 | 0.84 | 0 | 0 | 0 | 0 | 0 | 0 | 0 | 0 | 0 | 0 | 0 | 0 | 0 | 0 | 0 | 0 | 0 | 0 | 0 | 0 | 0 | 0 | 0 | 0 | 0 | 0 | 1 | 1 | 1 | 1
545 | 5 | 45 | 5 | 9 |  |  |  |  | Education - Community College | Dining Area | Education - Community College - Dining Area | (summer) | Education - Community College (summer) | Education - Community College - Dining Area (summer) | ComCollege Cafeteria (summer) | Sat | Open | 8 | 8 | 0.087512 | 1.3267 | 1.3267 | 1.1498 | 1.1498 | 1.1498 | 1.1498 | 1.1498 | 0 | 0 | 0 | 0 | 0 | 0 | 0 | 3.7536 | 3.7536 | 3.2531 | 3.2531 | 3.2531 | 3.2531 | 3.2531 | 0 | 0 | 0 | 0 | 0 | 0 | 0 | 0 | 0 | 0 | 0 | 0 | 0 | 0 | 0 | 0 | 0 | 0 | 0 | 0 | 0 | 0 | 0 | 0 | 0 | 0 | 0 | 0 | 0 | 0 | 0 | 0 | 0 | 0 | 0 | 0.12553 | 0.12553 | 0.10879 | 0.10879 | 0.10879 | 0.10879 | 0.10879 | 0 | 0 | 0 | 0 | 0 | 0 | 0 | 0.35516 | 0.35516 | 0.30781 | 0.30781 | 0.30781 | 0.30781 | 0.30781 | 0 | 0 | 0 | 0 | 0 | 0 | 0 | 0 | 0 | 0 | 0 | 0 | 0 | 0 | 0 | 0 | 0 | 0 | 0 | 0 | 0 | 0 | 0 | 0 | 0 | 0 | 0 | 0 | 0 | 0 | 0 | 0 | 0 | 0 | 0 | ComCollege Cafeteria (summer) ILit Sat | ComCollege Cafeteria (summer) ILit all | 3618 | 10 | 28.125 | ComCollege Cafeteria (summer) ILit2 Sat | ComCollege Cafeteria (summer) ILit2 Sat | ComCollege Cafeteria (summer) ILit2 All | 3844 | 10 | 28.125 | 3618 | 4.0413 | 0.2309 | 0.1 | 0.1 | 0.1 | 0.1 | 0.1 | 0.14028 | 0.14028 | 0.18056 | 0.28125 | 0.28125 | 0.28125 | 0.28125 | 0.28125 | 0.28125 | 0.28125 | 0.28125 | 0.13021 | 0.1 | 0.1 | 0.1 | 0.1 | 0.1 | 0.1 | 0.1 | 4.0413 | 0.2309 | 0.1 | 0.1 | 0.1 | 0.1 | 0.1 | 0.14028 | 0.14028 | 0.18056 | 0.28125 | 0.28125 | 0.28125 | 0.28125 | 0.28125 | 0.28125 | 0.28125 | 0.28125 | 0.13021 | 0.1 | 0.1 | 0.1 | 0.1 | 0.1 | 0.1 | 0.1 | 0 | 0 | 0 | 0 | 0 | 0.22222 | 0.22222 | 0.44444 | 1 | 1 | 1 | 1 | 1 | 1 | 1 | 1 | 0.16667 | 0 | 0 | 0 | 0 | 0 | 0 | 0 | 0 | 0 | 0 | 0 | 0 | 0.22222 | 0.22222 | 0.44444 | 1 | 1 | 1 | 1 | 1 | 1 | 1 | 1 | 0.16667 | 0 | 0 | 0 | 0 | 0 | 0 | 0 | 16 | 0.66337 | 0.20792 | 0.079208 | 0.049505 | 0.76136 | 0 | 0 | 0 | 0 | 0 | 0 | 0 | 0 |  | 0.051444 | 0.051444 | 0.050633 | 0.052908 | 0.052946 | 0.052037 | 0.052037 | Education - Community College - Dining Area - (summer) - Sat | 10 | 7 | 16 | 18.3167 | 14.0139 | 0 | 0 | 18.3167 | 14.0139 | 0 | 0 | 2.2896 | 1.7517 | 0 | 0 | 0 | 0 | 0 | 0 | 0.14028 | 0.18056 | 0.28125 | 0.28125 | 0.28125 | 0.28125 | 0.28125 | 0.28125 | 0.28125 | 0 | 0 | 0 | 0 | 0 | 0 | 0 | 0 | 0 |  | 18.3167 | 14.0139 | 0 | 0 | 18.3167 | 14.0139 | 0 | 0 | 2.2896 | 1.7517 | 0 | 0 | 0 | 0 | 0 | 0 | 0.14028 | 0.18056 | 0.28125 | 0.28125 | 0.28125 | 0.28125 | 0.28125 | 0.28125 | 0.28125 | 0 | 0 | 0 | 0 | 0 | 0 | 0 | 0 | 0 | 1 | 1 | 1 | 1
546 | 5 | 46 | 6 | 10 |  |  |  |  | Education - Community College | Dining Area | Education - Community College - Dining Area | (summer) | Education - Community College (summer) | Education - Community College - Dining Area (summer) | ComCollege Cafeteria (summer) | Sun | Closed | 8 | 8 | 0.087512 | 1.3267 | 1.3267 | 1.1498 | 1.1498 | 1.1498 | 1.1498 | 1.1498 | 0 | 0 | 0 | 0 | 0 | 0 | 0 | 0.7802 | 0.7802 | 0.67617 | 0.67617 | 0.67617 | 0.67617 | 0.67617 | 0 | 0 | 0 | 0 | 0 | 0 | 0 | 0 | 0 | 0 | 0 | 0 | 0 | 0 | 0 | 0 | 0 | 0 | 0 | 0 | 0 | 0 | 0 | 0 | 0 | 0 | 0 | 0 | 0 | 0 | 0 | 0 | 0 | 0 | 0 | 0.12553 | 0.12553 | 0.10879 | 0.10879 | 0.10879 | 0.10879 | 0.10879 | 0 | 0 | 0 | 0 | 0 | 0 | 0 | 0.073822 | 0.073822 | 0.063979 | 0.063979 | 0.063979 | 0.063979 | 0.063979 | 0 | 0 | 0 | 0 | 0 | 0 | 0 | 0 | 0 | 0 | 0 | 0 | 0 | 0 | 0 | 0 | 0 | 0 | 0 | 0 | 0 | 0 | 0 | 0 | 0 | 0 | 0 | 0 | 0 | 0 | 0 | 0 | 0 | 0 | 0 | ComCollege Cafeteria (summer) ILit Cls | ComCollege Cafeteria (summer) ILit Cls | 2 | 3.5 | 3.5 | ComCollege Cafeteria (summer) ILit2 Cls | ComCollege Cafeteria (summer) ILit Cls | ComCollege Cafeteria (summer) ILit Cls | 2 | 3.5 | 3.5 | 2 | 0.84 | 0.035 | 0.035 | 0.035 | 0.035 | 0.035 | 0.035 | 0.035 | 0.035 | 0.035 | 0.035 | 0.035 | 0.035 | 0.035 | 0.035 | 0.035 | 0.035 | 0.035 | 0.035 | 0.035 | 0.035 | 0.035 | 0.035 | 0.035 | 0.035 | 0.035 | 0.84 | 0.035 | 0.035 | 0.035 | 0.035 | 0.035 | 0.035 | 0.035 | 0.035 | 0.035 | 0.035 | 0.035 | 0.035 | 0.035 | 0.035 | 0.035 | 0.035 | 0.035 | 0.035 | 0.035 | 0.035 | 0.035 | 0.035 | 0.035 | 0.035 | 0.035 | 0 | 0 | 0 | 0 | 0 | 0 | 0 | 0 | 0 | 0 | 0 | 0 | 0 | 0 | 0 | 0 | 0 | 0 | 0 | 0 | 0 | 0 | 0 | 0 | 0 | 0 | 0 | 0 | 0 | 0 | 0 | 0 | 0 | 0 | 0 | 0 | 0 | 0 | 0 | 0 | 0 | 0 | 0 | 0 | 0 | 0 | 0 | 0 | 16 | 0.66337 | 0.20792 | 0.079208 | 0.049505 | 0.76136 | 0 | 0 | 0 | 0 | 0 | 0 | 0 | 0 |  | 0.051444 | 0.051444 | 0.050633 | 0.052908 | 0.052946 | 0.052037 | 0.052037 | Education - Community College - Dining Area - (summer) - Sun | 12 | 8 | 15 | 0 | 6.72 | 0 | 0 | 0 | 6.72 | 0 | 0 | 0 | 0.84 | 0 | 0 | 0 | 0 | 0 | 0 | 0 | 0 | 0 | 0 | 0 | 0 | 0 | 0 | 0 | 0 | 0 | 0 | 0 | 0 | 0 | 0 | 0 | 0 |  | 0 | 6.72 | 0 | 0 | 0 | 6.72 | 0 | 0 | 0 | 0.84 | 0 | 0 | 0 | 0 | 0 | 0 | 0 | 0 | 0 | 0 | 0 | 0 | 0 | 0 | 0 | 0 | 0 | 0 | 0 | 0 | 0 | 0 | 0 | 0 | 1 | 1 | 1 | 1
547 | 5 | 47 | 7 | 11 |  |  |  |  | Education - Community College | Dining Area | Education - Community College - Dining Area | (summer) | Education - Community College (summer) | Education - Community College - Dining Area (summer) | ComCollege Cafeteria (summer) | Hol | Closed | 1 | 1 | 0.087512 | 1.3267 | 1.3267 | 1.1498 | 1.1498 | 1.1498 | 1.1498 | 1.1498 | 0 | 0 | 0 | 0 | 0 | 0 | 0 | 0.097525 | 0.097525 | 0.084521 | 0.084521 | 0.084521 | 0.084521 | 0.084521 | 0 | 0 | 0 | 0 | 0 | 0 | 0 | 0 | 0 | 0 | 0 | 0 | 0 | 0 | 0 | 0 | 0 | 0 | 0 | 0 | 0 | 0 | 0 | 0 | 0 | 0 | 0 | 0 | 0 | 0 | 0 | 0 | 0 | 0 | 0 | 0.12553 | 0.12553 | 0.10879 | 0.10879 | 0.10879 | 0.10879 | 0.10879 | 0 | 0 | 0 | 0 | 0 | 0 | 0 | 0.0092277 | 0.0092277 | 0.0079973 | 0.0079973 | 0.0079973 | 0.0079973 | 0.0079973 | 0 | 0 | 0 | 0 | 0 | 0 | 0 | 0 | 0 | 0 | 0 | 0 | 0 | 0 | 0 | 0 | 0 | 0 | 0 | 0 | 0 | 0 | 0 | 0 | 0 | 0 | 0 | 0 | 0 | 0 | 0 | 0 | 0 | 0 | 0 | ComCollege Cafeteria (summer) ILit Cls | ComCollege Cafeteria (summer) ILit Cls | 2 | 3.5 | 3.5 | ComCollege Cafeteria (summer) ILit2 Cls | ComCollege Cafeteria (summer) ILit Cls | ComCollege Cafeteria (summer) ILit Cls | 2 | 3.5 | 3.5 | 2 | 0.84 | 0.035 | 0.035 | 0.035 | 0.035 | 0.035 | 0.035 | 0.035 | 0.035 | 0.035 | 0.035 | 0.035 | 0.035 | 0.035 | 0.035 | 0.035 | 0.035 | 0.035 | 0.035 | 0.035 | 0.035 | 0.035 | 0.035 | 0.035 | 0.035 | 0.035 | 0.84 | 0.035 | 0.035 | 0.035 | 0.035 | 0.035 | 0.035 | 0.035 | 0.035 | 0.035 | 0.035 | 0.035 | 0.035 | 0.035 | 0.035 | 0.035 | 0.035 | 0.035 | 0.035 | 0.035 | 0.035 | 0.035 | 0.035 | 0.035 | 0.035 | 0.035 | 0 | 0 | 0 | 0 | 0 | 0 | 0 | 0 | 0 | 0 | 0 | 0 | 0 | 0 | 0 | 0 | 0 | 0 | 0 | 0 | 0 | 0 | 0 | 0 | 0 | 0 | 0 | 0 | 0 | 0 | 0 | 0 | 0 | 0 | 0 | 0 | 0 | 0 | 0 | 0 | 0 | 0 | 0 | 0 | 0 | 0 | 0 | 0 | 16 | 0.66337 | 0.20792 | 0.079208 | 0.049505 | 0.76136 | 0 | 0 | 0 | 0 | 0 | 0 | 0 | 0 |  | 0.051444 | 0.051444 | 0.050633 | 0.052908 | 0.052946 | 0.052037 | 0.052037 | Education - Community College - Dining Area - (summer) - Hol | 14 | 8 | 15 | 0 | 0.84 | 0 | 0 | 0 | 0.84 | 0 | 0 | 0 | 0.84 | 0 | 0 | 0 | 0 | 0 | 0 | 0 | 0 | 0 | 0 | 0 | 0 | 0 | 0 | 0 | 0 | 0 | 0 | 0 | 0 | 0 | 0 | 0 | 0 |  | 0 | 0.84 | 0 | 0 | 0 | 0.84 | 0 | 0 | 0 | 0.84 | 0 | 0 | 0 | 0 | 0 | 0 | 0 | 0 | 0 | 0 | 0 | 0 | 0 | 0 | 0 | 0 | 0 | 0 | 0 | 0 | 0 | 0 | 0 | 0 | 1 | 1 | 1 | 1
548 | 5 | 48 | 8 | 12 |  | Education - Community College (summer) | Education - Community College - Dining Area | Education - Community College - Dining Area (summer) | Education - Community College | Dining Area | Education - Community College - Dining Area | (summer) | Education - Community College (summer) | Education - Community College - Dining Area (summer) | ComCollege Cafeteria (summer) | all | Open | 44 | 44 | 0.087512 | 1.3267 | 1.3267 | 1.1498 | 1.1498 | 1.1498 | 1.1498 | 1.1498 | 0.1161 | 0.1161 | 0.10062 | 0.10062 | 0.10062 | 0.10062 | 0.10062 | 35.8262 | 35.8262 | 31.0493 | 31.0493 | 31.0493 | 31.0493 | 31.0493 | 0.065307 | 0.065307 | 0.056599 | 0.056599 | 0.056599 | 0.056599 | 0.056599 | 2436.1188 | 2436.1188 | 2436.1188 | 2436.1188 | 2436.1188 | 2436.1188 | 2436.1188 | 0 | 0 | 0 | 0 | 0 | 0 | 0 | 0.5625 | 0.5625 | 0.5625 | 0.5625 | 0.5625 | 0.5625 | 0.5625 | 0.42651 | 0.42651 | 0.42339 | 0.43289 | 0.43277 | 0.42944 | 0.42944 | 0.12553 | 0.12553 | 0.10879 | 0.10879 | 0.10879 | 0.10879 | 0.10879 | 0.010985 | 0.010985 | 0.0095206 | 0.0095206 | 0.0095206 | 0.0095206 | 0.0095206 | 3.2257 | 3.2257 | 2.7956 | 2.7956 | 2.7956 | 2.7956 | 2.7956 | 0.0057673 | 0.0057673 | 0.0049983 | 0.0049983 | 0.0049983 | 0.0049983 | 0.0049983 | 2420.5294 | 2420.5294 | 2420.5294 | 2420.5294 | 2420.5294 | 2420.5294 | 2420.5294 | 0 | 0 | 0 | 0 | 0 | 0 | 0 | 0.525 | 0.525 | 0.525 | 0.525 | 0.525 | 0.525 | 0.525 | 0.36872 | 0.36872 | 0.36605 | 0.37546 | 0.3741 | 0.37204 | 0.37204 | ComCollege Cafeteria (summer) ILit all | ComCollege Cafeteria (summer) ILit all | 3617 | 10 | 56.25 | ComCollege Cafeteria (summer) ILit2 all | ComCollege Cafeteria (summer) ILit2 all | ComCollege Cafeteria (summer) ILit2 All | 3843 | 10 | 52.5 | 3617 | 7.0131 | 0.5625 | 0.1 | 0.1 | 0.1 | 0.1 | 0.1 | 0.13558 | 0.21068 | 0.32137 | 0.5625 | 0.5625 | 0.5625 | 0.5625 | 0.5625 | 0.5625 | 0.5625 | 0.5625 | 0.5625 | 0.18301 | 0.1 | 0.1 | 0.1 | 0.1 | 0.1 | 0.1 | 6.6736 | 0.525 | 0.1 | 0.1 | 0.1 | 0.1 | 0.1 | 0.19444 | 0.19444 | 0.28889 | 0.525 | 0.525 | 0.525 | 0.525 | 0.525 | 0.525 | 0.525 | 0.525 | 0.525 | 0.17083 | 0.1 | 0.1 | 0.1 | 0.1 | 0.1 | 0.1 | 0 | 0 | 0 | 0 | 0 | 0.076923 | 0.23932 | 0.47863 | 1 | 1 | 1 | 1 | 1 | 1 | 1 | 1 | 1 | 0.17949 | 0 | 0 | 0 | 0 | 0 | 0 | 0 | 0 | 0 | 0 | 0 | 0.22222 | 0.22222 | 0.44444 | 1 | 1 | 1 | 1 | 1 | 1 | 1 | 1 | 1 | 0.16667 | 0 | 0 | 0 | 0 | 0 | 0 | 16 | 0.66337 | 0.20792 | 0.079208 | 0.049505 | 0.76136 | 0.080384 | 0.0093326 | 0.0093326 | 0.0080883 | 0.0080883 | 0.0080883 | 0.0080883 | 0.0080883 | Education - Community College (summer) | 0.051444 | 0.051444 | 0.050633 | 0.052908 | 0.052946 | 0.052037 | 0.052037 | Education - Community College - Dining Area - (summer) - all | 16 | 7 | 21 | 263.0128 | 45.5654 | 263.0128 | 45.5654 | 0 | 0 | 5.9776 | 1.0356 | 0 | 0 | 0 | 0 | 0 | 0 | 0 | 0 | 0.21068 | 0.32137 | 0.5625 | 0.5625 | 0.5625 | 0.5625 | 0.5625 | 0.5625 | 0.5625 | 0.5625 | 0.5625 | 0.18301 | 0.1 | 0.1 | 0 | 0 | 0 | 0 |  | 245.4833 | 48.1556 | 245.4833 | 48.1556 | 0 | 0 | 5.5792 | 1.0944 | 0 | 0 | 0 | 0 | 0 | 0 | 0 | 0 | 0.19444 | 0.28889 | 0.525 | 0.525 | 0.525 | 0.525 | 0.525 | 0.525 | 0.525 | 0.525 | 0.525 | 0.17083 | 0.1 | 0.1 | 0 | 0 | 0 | 0 | 1 | 1 | 1 | 1
549 | 5 | 49 | 5 | 1 |  |  |  |  | Education - Community College | Kitchen and Food Preparation | Education - Community College - Kitchen and Food Preparation |  | Education - Community College | Education - Community College - Kitchen and Food Preparation | ComCollege Kitchen (in session) | Sat | Open | 32 | 32 | 0.018749 | 1.5036 | 1.5036 | 1.5036 | 1.5036 | 1.4151 | 1.4151 | 1.4151 | 0 | 0 | 0 | 0 | 0 | 0 | 0 | 8.3329 | 8.3329 | 8.3329 | 8.3329 | 7.8427 | 7.8427 | 7.8427 | 0 | 0 | 0 | 0 | 0 | 0 | 0 | 0 | 0 | 0 | 0 | 0 | 0 | 0 | 0 | 0 | 0 | 0 | 0 | 0 | 0 | 0 | 0 | 0 | 0 | 0 | 0 | 0 | 0 | 0 | 0 | 0 | 0 | 0 | 0 | 0.14227 | 0.14227 | 0.14227 | 0.14227 | 0.1339 | 0.1339 | 0.1339 | 0 | 0 | 0 | 0 | 0 | 0 | 0 | 0.59131 | 0.59131 | 0.59131 | 0.59131 | 0.55653 | 0.55653 | 0.55653 | 0 | 0 | 0 | 0 | 0 | 0 | 0 | 0 | 0 | 0 | 0 | 0 | 0 | 0 | 0 | 0 | 0 | 0 | 0 | 0 | 0 | 0 | 0 | 0 | 0 | 0 | 0 | 0 | 0 | 0 | 0 | 0 | 0 | 0 | 0 | ComCollege Kitchen (in session) ILit Sat | ComCollege Kitchen (in session) ILit all | 3593 | 10 | 67.5 | ComCollege Kitchen (in session) ILit2 Sat | ComCollege Kitchen (in session) ILit2 Sat | ComCollege Kitchen (in session) ILit2 All | 3836 | 10 | 60 | 3593 | 9.2375 | 0.65 | 0.1 | 0.1 | 0.1 | 0.1 | 0.225 | 0.3 | 0.4125 | 0.6 | 0.6 | 0.675 | 0.675 | 0.675 | 0.675 | 0.675 | 0.675 | 0.675 | 0.6 | 0.45 | 0.3 | 0.225 | 0.1 | 0.1 | 0.1 | 0.1 | 6.9278 | 0.46111 | 0.1 | 0.1 | 0.1 | 0.1 | 0.1 | 0.21111 | 0.21111 | 0.32222 | 0.6 | 0.6 | 0.6 | 0.6 | 0.6 | 0.6 | 0.6 | 0.6 | 0.18333 | 0.1 | 0.1 | 0.1 | 0.1 | 0.1 | 0.1 | 0.1 | 0 | 0 | 0 | 0 | 0.21739 | 0.34783 | 0.54348 | 0.86957 | 0.86957 | 1 | 1 | 1 | 1 | 1 | 1 | 1 | 0.86957 | 0.6087 | 0.34783 | 0.21739 | 0 | 0 | 0 | 0 | 0 | 0 | 0 | 0 | 0 | 0.22222 | 0.22222 | 0.44444 | 1 | 1 | 1 | 1 | 1 | 1 | 1 | 1 | 0.16667 | 0 | 0 | 0 | 0 | 0 | 0 | 0 | 16 | 0.66337 | 0.20792 | 0.079208 | 0.049505 | 0.76136 | 0 | 0 | 0 | 0 | 0 | 0 | 0 | 0 |  | 0.085127 | 0.085127 | 0.083848 | 0.087537 | 0.08773 | 0.085951 | 0.085951 | Education - Community College - Kitchen and Food Preparation - Sat | 10 | 7 | 16 | 181.2 | 114.4 | 0 | 0 | 181.2 | 114.4 | 0 | 0 | 5.6625 | 3.575 | 0 | 0 | 0 | 0 | 0 | 0 | 0.4125 | 0.6 | 0.6 | 0.675 | 0.675 | 0.675 | 0.675 | 0.675 | 0.675 | 0 | 0 | 0 | 0 | 0 | 0 | 0 | 0 | 0 |  | 151.4667 | 70.2222 | 0 | 0 | 151.4667 | 70.2222 | 0 | 0 | 4.7333 | 2.1944 | 0 | 0 | 0 | 0 | 0 | 0 | 0.21111 | 0.32222 | 0.6 | 0.6 | 0.6 | 0.6 | 0.6 | 0.6 | 0.6 | 0 | 0 | 0 | 0 | 0 | 0 | 0 | 0 | 0 | 1 | 1 | 1 | 1
550 | 5 | 50 | 6 | 2 |  |  |  |  | Education - Community College | Kitchen and Food Preparation | Education - Community College - Kitchen and Food Preparation |  | Education - Community College | Education - Community College - Kitchen and Food Preparation | ComCollege Kitchen (in session) | Sun | Closed | 32 | 32 | 0.018749 | 1.5036 | 1.5036 | 1.5036 | 1.5036 | 1.4151 | 1.4151 | 1.4151 | 0 | 0 | 0 | 0 | 0 | 0 | 0 | 1.0825 | 1.0825 | 1.0825 | 1.0825 | 1.0188 | 1.0188 | 1.0188 | 0 | 0 | 0 | 0 | 0 | 0 | 0 | 0 | 0 | 0 | 0 | 0 | 0 | 0 | 0 | 0 | 0 | 0 | 0 | 0 | 0 | 0 | 0 | 0 | 0 | 0 | 0 | 0 | 0 | 0 | 0 | 0 | 0 | 0 | 0 | 0.14227 | 0.14227 | 0.14227 | 0.14227 | 0.1339 | 0.1339 | 0.1339 | 0 | 0 | 0 | 0 | 0 | 0 | 0 | 0.10242 | 0.10242 | 0.10242 | 0.10242 | 0.096399 | 0.096399 | 0.096399 | 0 | 0 | 0 | 0 | 0 | 0 | 0 | 0 | 0 | 0 | 0 | 0 | 0 | 0 | 0 | 0 | 0 | 0 | 0 | 0 | 0 | 0 | 0 | 0 | 0 | 0 | 0 | 0 | 0 | 0 | 0 | 0 | 0 | 0 | 0 | ComCollege Kitchen (in session) ILit Cls | ComCollege Kitchen (in session) ILit Cls | 2 | 5 | 5 | ComCollege Kitchen (in session) ILit2 Cls | ComCollege Kitchen (in session) ILit Cls | ComCollege Kitchen (in session) ILit Cls | 2 | 5 | 5 | 2 | 1.2 | 0.05 | 0.05 | 0.05 | 0.05 | 0.05 | 0.05 | 0.05 | 0.05 | 0.05 | 0.05 | 0.05 | 0.05 | 0.05 | 0.05 | 0.05 | 0.05 | 0.05 | 0.05 | 0.05 | 0.05 | 0.05 | 0.05 | 0.05 | 0.05 | 0.05 | 1.2 | 0.05 | 0.05 | 0.05 | 0.05 | 0.05 | 0.05 | 0.05 | 0.05 | 0.05 | 0.05 | 0.05 | 0.05 | 0.05 | 0.05 | 0.05 | 0.05 | 0.05 | 0.05 | 0.05 | 0.05 | 0.05 | 0.05 | 0.05 | 0.05 | 0.05 | 0 | 0 | 0 | 0 | 0 | 0 | 0 | 0 | 0 | 0 | 0 | 0 | 0 | 0 | 0 | 0 | 0 | 0 | 0 | 0 | 0 | 0 | 0 | 0 | 0 | 0 | 0 | 0 | 0 | 0 | 0 | 0 | 0 | 0 | 0 | 0 | 0 | 0 | 0 | 0 | 0 | 0 | 0 | 0 | 0 | 0 | 0 | 0 | 16 | 0.66337 | 0.20792 | 0.079208 | 0.049505 | 0.76136 | 0 | 0 | 0 | 0 | 0 | 0 | 0 | 0 |  | 0.085127 | 0.085127 | 0.083848 | 0.087537 | 0.08773 | 0.085951 | 0.085951 | Education - Community College - Kitchen and Food Preparation - Sun | 12 | 8 | 15 | 0 | 38.4 | 0 | 0 | 0 | 38.4 | 0 | 0 | 0 | 1.2 | 0 | 0 | 0 | 0 | 0 | 0 | 0 | 0 | 0 | 0 | 0 | 0 | 0 | 0 | 0 | 0 | 0 | 0 | 0 | 0 | 0 | 0 | 0 | 0 |  | 0 | 38.4 | 0 | 0 | 0 | 38.4 | 0 | 0 | 0 | 1.2 | 0 | 0 | 0 | 0 | 0 | 0 | 0 | 0 | 0 | 0 | 0 | 0 | 0 | 0 | 0 | 0 | 0 | 0 | 0 | 0 | 0 | 0 | 0 | 0 | 1 | 1 | 1 | 1
551 | 5 | 51 | 7 | 3 |  |  |  |  | Education - Community College | Kitchen and Food Preparation | Education - Community College - Kitchen and Food Preparation |  | Education - Community College | Education - Community College - Kitchen and Food Preparation | ComCollege Kitchen (in session) | Hol | Closed | 6 | 6 | 0.018749 | 1.5036 | 1.5036 | 1.5036 | 1.5036 | 1.4151 | 1.4151 | 1.4151 | 0 | 0 | 0 | 0 | 0 | 0 | 0 | 0.20297 | 0.20297 | 0.20297 | 0.20297 | 0.19103 | 0.19103 | 0.19103 | 0 | 0 | 0 | 0 | 0 | 0 | 0 | 0 | 0 | 0 | 0 | 0 | 0 | 0 | 0 | 0 | 0 | 0 | 0 | 0 | 0 | 0 | 0 | 0 | 0 | 0 | 0 | 0 | 0 | 0 | 0 | 0 | 0 | 0 | 0 | 0.14227 | 0.14227 | 0.14227 | 0.14227 | 0.1339 | 0.1339 | 0.1339 | 0 | 0 | 0 | 0 | 0 | 0 | 0 | 0.019204 | 0.019204 | 0.019204 | 0.019204 | 0.018075 | 0.018075 | 0.018075 | 0 | 0 | 0 | 0 | 0 | 0 | 0 | 0 | 0 | 0 | 0 | 0 | 0 | 0 | 0 | 0 | 0 | 0 | 0 | 0 | 0 | 0 | 0 | 0 | 0 | 0 | 0 | 0 | 0 | 0 | 0 | 0 | 0 | 0 | 0 | ComCollege Kitchen (in session) ILit Cls | ComCollege Kitchen (in session) ILit Cls | 2 | 5 | 5 | ComCollege Kitchen (in session) ILit2 Cls | ComCollege Kitchen (in session) ILit Cls | ComCollege Kitchen (in session) ILit Cls | 2 | 5 | 5 | 2 | 1.2 | 0.05 | 0.05 | 0.05 | 0.05 | 0.05 | 0.05 | 0.05 | 0.05 | 0.05 | 0.05 | 0.05 | 0.05 | 0.05 | 0.05 | 0.05 | 0.05 | 0.05 | 0.05 | 0.05 | 0.05 | 0.05 | 0.05 | 0.05 | 0.05 | 0.05 | 1.2 | 0.05 | 0.05 | 0.05 | 0.05 | 0.05 | 0.05 | 0.05 | 0.05 | 0.05 | 0.05 | 0.05 | 0.05 | 0.05 | 0.05 | 0.05 | 0.05 | 0.05 | 0.05 | 0.05 | 0.05 | 0.05 | 0.05 | 0.05 | 0.05 | 0.05 | 0 | 0 | 0 | 0 | 0 | 0 | 0 | 0 | 0 | 0 | 0 | 0 | 0 | 0 | 0 | 0 | 0 | 0 | 0 | 0 | 0 | 0 | 0 | 0 | 0 | 0 | 0 | 0 | 0 | 0 | 0 | 0 | 0 | 0 | 0 | 0 | 0 | 0 | 0 | 0 | 0 | 0 | 0 | 0 | 0 | 0 | 0 | 0 | 16 | 0.66337 | 0.20792 | 0.079208 | 0.049505 | 0.76136 | 0 | 0 | 0 | 0 | 0 | 0 | 0 | 0 |  | 0.085127 | 0.085127 | 0.083848 | 0.087537 | 0.08773 | 0.085951 | 0.085951 | Education - Community College - Kitchen and Food Preparation - Hol | 14 | 8 | 15 | 0 | 7.2 | 0 | 0 | 0 | 7.2 | 0 | 0 | 0 | 1.2 | 0 | 0 | 0 | 0 | 0 | 0 | 0 | 0 | 0 | 0 | 0 | 0 | 0 | 0 | 0 | 0 | 0 | 0 | 0 | 0 | 0 | 0 | 0 | 0 |  | 0 | 7.2 | 0 | 0 | 0 | 7.2 | 0 | 0 | 0 | 1.2 | 0 | 0 | 0 | 0 | 0 | 0 | 0 | 0 | 0 | 0 | 0 | 0 | 0 | 0 | 0 | 0 | 0 | 0 | 0 | 0 | 0 | 0 | 0 | 0 | 1 | 1 | 1 | 1
552 | 5 | 52 | 8 | 4 |  | Education - Community College |  | Education - Community College - Kitchen and Food Preparation | Education - Community College | Kitchen and Food Preparation | Education - Community College - Kitchen and Food Preparation |  | Education - Community College | Education - Community College - Kitchen and Food Preparation | ComCollege Kitchen (in session) | all | Open | 169 | 169 | 0.018749 | 1.5036 | 1.5036 | 1.5036 | 1.5036 | 1.4151 | 1.4151 | 1.4151 | 0 | 0 | 0 | 0 | 0 | 0 | 0 | 57.407 | 57.407 | 57.407 | 57.407 | 54.0301 | 54.0301 | 54.0301 | 0.024431 | 0.024431 | 0.024431 | 0.024431 | 0.022994 | 0.022994 | 0.022994 | 0 | 0 | 0 | 0 | 0 | 0 | 0 | 0 | 0 | 0 | 0 | 0 | 0 | 0 | 0.86667 | 0.86667 | 0.86667 | 0.86667 | 0.86667 | 0.86667 | 0.86667 | 0.70599 | 0.70599 | 0.70128 | 0.71623 | 0.7172 | 0.70976 | 0.70976 | 0.14227 | 0.14227 | 0.14227 | 0.14227 | 0.1339 | 0.1339 | 0.1339 | 0 | 0 | 0 | 0 | 0 | 0 | 0 | 4.5947 | 4.5947 | 4.5947 | 4.5947 | 4.3245 | 4.3245 | 4.3245 | 0.0023339 | 0.0023339 | 0.0023339 | 0.0023339 | 0.0021966 | 0.0021966 | 0.0021966 | 0 | 0 | 0 | 0 | 0 | 0 | 0 | 0 | 0 | 0 | 0 | 0 | 0 | 0 | 0.875 | 0.875 | 0.875 | 0.875 | 0.875 | 0.875 | 0.875 | 0.56019 | 0.56019 | 0.55895 | 0.58379 | 0.58497 | 0.57222 | 0.57222 | ComCollege Kitchen (in session) ILit all | ComCollege Kitchen (in session) ILit all | 3592 | 10 | 90 | ComCollege Kitchen (in session) ILit2 all | ComCollege Kitchen (in session) ILit2 all | ComCollege Kitchen (in session) ILit2 All | 3835 | 10 | 87.5 | 3592 | 12.05 | 0.86667 | 0.1 | 0.1 | 0.1 | 0.1 | 0.3 | 0.4 | 0.55 | 0.8 | 0.8 | 0.9 | 0.9 | 0.9 | 0.9 | 0.9 | 0.9 | 0.9 | 0.8 | 0.6 | 0.4 | 0.3 | 0.1 | 0.1 | 0.1 | 0.1 | 10.1931 | 0.875 | 0.1 | 0.1 | 0.1 | 0.1 | 0.1 | 0.27222 | 0.27222 | 0.44444 | 0.875 | 0.875 | 0.875 | 0.875 | 0.875 | 0.875 | 0.875 | 0.875 | 0.875 | 0.22917 | 0.1 | 0.1 | 0.1 | 0.1 | 0.1 | 0.1 | 0 | 0 | 0 | 0 | 0.25 | 0.375 | 0.5625 | 0.875 | 0.875 | 1 | 1 | 1 | 1 | 1 | 1 | 1 | 0.875 | 0.625 | 0.375 | 0.25 | 0 | 0 | 0 | 0 | 0 | 0 | 0 | 0 | 0 | 0.22222 | 0.22222 | 0.44444 | 1 | 1 | 1 | 1 | 1 | 1 | 1 | 1 | 1 | 0.16667 | 0 | 0 | 0 | 0 | 0 | 0 | 16 | 0.66337 | 0.20792 | 0.079208 | 0.049505 | 0.76136 | 0.12492 | 0.0035215 | 0.0035215 | 0.0035215 | 0.0035215 | 0.0033143 | 0.0033143 | 0.0033143 | Education - Community College | 0.085127 | 0.085127 | 0.083848 | 0.087537 | 0.08773 | 0.085951 | 0.085951 | Education - Community College - Kitchen and Food Preparation - all | 16 | 7 | 21 | 1782.95 | 253.5 | 1782.95 | 253.5 | 0 | 0 | 10.55 | 1.5 | 0 | 0 | 0 | 0 | 0 | 0 | 0 | 0 | 0.55 | 0.8 | 0.8 | 0.9 | 0.9 | 0.9 | 0.9 | 0.9 | 0.9 | 0.9 | 0.8 | 0.6 | 0.4 | 0.3 | 0 | 0 | 0 | 0 |  | 1524.5208 | 198.1056 | 1524.5208 | 198.1056 | 0 | 0 | 9.0208 | 1.1722 | 0 | 0 | 0 | 0 | 0 | 0 | 0 | 0 | 0.27222 | 0.44444 | 0.875 | 0.875 | 0.875 | 0.875 | 0.875 | 0.875 | 0.875 | 0.875 | 0.875 | 0.22917 | 0.1 | 0.1 | 0 | 0 | 0 | 0 | 1 | 1 | 1 | 1
553 | 5 | 53 | 5 | 5 |  |  |  |  | Education - Community College | Kitchen and Food Preparation | Education - Community College - Kitchen and Food Preparation | (break) | Education - Community College (break) | Education - Community College - Kitchen and Food Preparation (break) | ComCollege Kitchen (break) | Sat | Closed | 12 | 12 | 0.018749 | 1.5036 | 1.5036 | 1.5036 | 1.5036 | 1.4151 | 1.4151 | 1.4151 | 0 | 0 | 0 | 0 | 0 | 0 | 0 | 0.28415 | 0.28415 | 0.28415 | 0.28415 | 0.26744 | 0.26744 | 0.26744 | 0 | 0 | 0 | 0 | 0 | 0 | 0 | 0 | 0 | 0 | 0 | 0 | 0 | 0 | 0 | 0 | 0 | 0 | 0 | 0 | 0 | 0 | 0 | 0 | 0 | 0 | 0 | 0 | 0 | 0 | 0 | 0 | 0 | 0 | 0 | 0.14227 | 0.14227 | 0.14227 | 0.14227 | 0.1339 | 0.1339 | 0.1339 | 0 | 0 | 0 | 0 | 0 | 0 | 0 | 0.026886 | 0.026886 | 0.026886 | 0.026886 | 0.025305 | 0.025305 | 0.025305 | 0 | 0 | 0 | 0 | 0 | 0 | 0 | 0 | 0 | 0 | 0 | 0 | 0 | 0 | 0 | 0 | 0 | 0 | 0 | 0 | 0 | 0 | 0 | 0 | 0 | 0 | 0 | 0 | 0 | 0 | 0 | 0 | 0 | 0 | 0 | ComCollege Kitchen (break) ILit Cls | ComCollege Kitchen (break) ILit Cls | 2 | 3.5 | 3.5 | ComCollege Kitchen (break) ILit2 Cls | ComCollege Kitchen (break) ILit Cls | ComCollege Kitchen (break) ILit Cls | 2 | 3.5 | 3.5 | 2 | 0.84 | 0.035 | 0.035 | 0.035 | 0.035 | 0.035 | 0.035 | 0.035 | 0.035 | 0.035 | 0.035 | 0.035 | 0.035 | 0.035 | 0.035 | 0.035 | 0.035 | 0.035 | 0.035 | 0.035 | 0.035 | 0.035 | 0.035 | 0.035 | 0.035 | 0.035 | 0.84 | 0.035 | 0.035 | 0.035 | 0.035 | 0.035 | 0.035 | 0.035 | 0.035 | 0.035 | 0.035 | 0.035 | 0.035 | 0.035 | 0.035 | 0.035 | 0.035 | 0.035 | 0.035 | 0.035 | 0.035 | 0.035 | 0.035 | 0.035 | 0.035 | 0.035 | 0 | 0 | 0 | 0 | 0 | 0 | 0 | 0 | 0 | 0 | 0 | 0 | 0 | 0 | 0 | 0 | 0 | 0 | 0 | 0 | 0 | 0 | 0 | 0 | 0 | 0 | 0 | 0 | 0 | 0 | 0 | 0 | 0 | 0 | 0 | 0 | 0 | 0 | 0 | 0 | 0 | 0 | 0 | 0 | 0 | 0 | 0 | 0 | 16 | 0.66337 | 0.20792 | 0.079208 | 0.049505 | 0.76136 | 0 | 0 | 0 | 0 | 0 | 0 | 0 | 0 |  | 0.0025764 | 0.0025764 | 0.0025432 | 0.0026301 | 0.0026318 | 0.0026225 | 0.0026225 | Education - Community College - Kitchen and Food Preparation - (break) - Sat | 10 | 9 | 14 | 0 | 10.08 | 0 | 0 | 0 | 10.08 | 0 | 0 | 0 | 0.84 | 0 | 0 | 0 | 0 | 0 | 0 | 0 | 0 | 0 | 0 | 0 | 0 | 0 | 0 | 0 | 0 | 0 | 0 | 0 | 0 | 0 | 0 | 0 | 0 |  | 0 | 10.08 | 0 | 0 | 0 | 10.08 | 0 | 0 | 0 | 0.84 | 0 | 0 | 0 | 0 | 0 | 0 | 0 | 0 | 0 | 0 | 0 | 0 | 0 | 0 | 0 | 0 | 0 | 0 | 0 | 0 | 0 | 0 | 0 | 0 | 1 | 1 | 1 | 1
554 | 5 | 54 | 6 | 6 |  |  |  |  | Education - Community College | Kitchen and Food Preparation | Education - Community College - Kitchen and Food Preparation | (break) | Education - Community College (break) | Education - Community College - Kitchen and Food Preparation (break) | ComCollege Kitchen (break) | Sun | Closed | 12 | 12 | 0.018749 | 1.5036 | 1.5036 | 1.5036 | 1.5036 | 1.4151 | 1.4151 | 1.4151 | 0 | 0 | 0 | 0 | 0 | 0 | 0 | 0.28415 | 0.28415 | 0.28415 | 0.28415 | 0.26744 | 0.26744 | 0.26744 | 0 | 0 | 0 | 0 | 0 | 0 | 0 | 0 | 0 | 0 | 0 | 0 | 0 | 0 | 0 | 0 | 0 | 0 | 0 | 0 | 0 | 0 | 0 | 0 | 0 | 0 | 0 | 0 | 0 | 0 | 0 | 0 | 0 | 0 | 0 | 0.14227 | 0.14227 | 0.14227 | 0.14227 | 0.1339 | 0.1339 | 0.1339 | 0 | 0 | 0 | 0 | 0 | 0 | 0 | 0.026886 | 0.026886 | 0.026886 | 0.026886 | 0.025305 | 0.025305 | 0.025305 | 0 | 0 | 0 | 0 | 0 | 0 | 0 | 0 | 0 | 0 | 0 | 0 | 0 | 0 | 0 | 0 | 0 | 0 | 0 | 0 | 0 | 0 | 0 | 0 | 0 | 0 | 0 | 0 | 0 | 0 | 0 | 0 | 0 | 0 | 0 | ComCollege Kitchen (break) ILit Cls | ComCollege Kitchen (break) ILit Cls | 2 | 3.5 | 3.5 | ComCollege Kitchen (break) ILit2 Cls | ComCollege Kitchen (break) ILit Cls | ComCollege Kitchen (break) ILit Cls | 2 | 3.5 | 3.5 | 2 | 0.84 | 0.035 | 0.035 | 0.035 | 0.035 | 0.035 | 0.035 | 0.035 | 0.035 | 0.035 | 0.035 | 0.035 | 0.035 | 0.035 | 0.035 | 0.035 | 0.035 | 0.035 | 0.035 | 0.035 | 0.035 | 0.035 | 0.035 | 0.035 | 0.035 | 0.035 | 0.84 | 0.035 | 0.035 | 0.035 | 0.035 | 0.035 | 0.035 | 0.035 | 0.035 | 0.035 | 0.035 | 0.035 | 0.035 | 0.035 | 0.035 | 0.035 | 0.035 | 0.035 | 0.035 | 0.035 | 0.035 | 0.035 | 0.035 | 0.035 | 0.035 | 0.035 | 0 | 0 | 0 | 0 | 0 | 0 | 0 | 0 | 0 | 0 | 0 | 0 | 0 | 0 | 0 | 0 | 0 | 0 | 0 | 0 | 0 | 0 | 0 | 0 | 0 | 0 | 0 | 0 | 0 | 0 | 0 | 0 | 0 | 0 | 0 | 0 | 0 | 0 | 0 | 0 | 0 | 0 | 0 | 0 | 0 | 0 | 0 | 0 | 16 | 0.66337 | 0.20792 | 0.079208 | 0.049505 | 0.76136 | 0 | 0 | 0 | 0 | 0 | 0 | 0 | 0 |  | 0.0025764 | 0.0025764 | 0.0025432 | 0.0026301 | 0.0026318 | 0.0026225 | 0.0026225 | Education - Community College - Kitchen and Food Preparation - (break) - Sun | 12 | 9 | 14 | 0 | 10.08 | 0 | 0 | 0 | 10.08 | 0 | 0 | 0 | 0.84 | 0 | 0 | 0 | 0 | 0 | 0 | 0 | 0 | 0 | 0 | 0 | 0 | 0 | 0 | 0 | 0 | 0 | 0 | 0 | 0 | 0 | 0 | 0 | 0 |  | 0 | 10.08 | 0 | 0 | 0 | 10.08 | 0 | 0 | 0 | 0.84 | 0 | 0 | 0 | 0 | 0 | 0 | 0 | 0 | 0 | 0 | 0 | 0 | 0 | 0 | 0 | 0 | 0 | 0 | 0 | 0 | 0 | 0 | 0 | 0 | 1 | 1 | 1 | 1
555 | 5 | 55 | 7 | 7 |  |  |  |  | Education - Community College | Kitchen and Food Preparation | Education - Community College - Kitchen and Food Preparation | (break) | Education - Community College (break) | Education - Community College - Kitchen and Food Preparation (break) | ComCollege Kitchen (break) | Hol | Closed | 3 | 3 | 0.018749 | 1.5036 | 1.5036 | 1.5036 | 1.5036 | 1.4151 | 1.4151 | 1.4151 | 0 | 0 | 0 | 0 | 0 | 0 | 0 | 0.071038 | 0.071038 | 0.071038 | 0.071038 | 0.066859 | 0.066859 | 0.066859 | 0 | 0 | 0 | 0 | 0 | 0 | 0 | 0 | 0 | 0 | 0 | 0 | 0 | 0 | 0 | 0 | 0 | 0 | 0 | 0 | 0 | 0 | 0 | 0 | 0 | 0 | 0 | 0 | 0 | 0 | 0 | 0 | 0 | 0 | 0 | 0.14227 | 0.14227 | 0.14227 | 0.14227 | 0.1339 | 0.1339 | 0.1339 | 0 | 0 | 0 | 0 | 0 | 0 | 0 | 0.0067216 | 0.0067216 | 0.0067216 | 0.0067216 | 0.0063262 | 0.0063262 | 0.0063262 | 0 | 0 | 0 | 0 | 0 | 0 | 0 | 0 | 0 | 0 | 0 | 0 | 0 | 0 | 0 | 0 | 0 | 0 | 0 | 0 | 0 | 0 | 0 | 0 | 0 | 0 | 0 | 0 | 0 | 0 | 0 | 0 | 0 | 0 | 0 | ComCollege Kitchen (break) ILit Cls | ComCollege Kitchen (break) ILit Cls | 2 | 3.5 | 3.5 | ComCollege Kitchen (break) ILit2 Cls | ComCollege Kitchen (break) ILit Cls | ComCollege Kitchen (break) ILit Cls | 2 | 3.5 | 3.5 | 2 | 0.84 | 0.035 | 0.035 | 0.035 | 0.035 | 0.035 | 0.035 | 0.035 | 0.035 | 0.035 | 0.035 | 0.035 | 0.035 | 0.035 | 0.035 | 0.035 | 0.035 | 0.035 | 0.035 | 0.035 | 0.035 | 0.035 | 0.035 | 0.035 | 0.035 | 0.035 | 0.84 | 0.035 | 0.035 | 0.035 | 0.035 | 0.035 | 0.035 | 0.035 | 0.035 | 0.035 | 0.035 | 0.035 | 0.035 | 0.035 | 0.035 | 0.035 | 0.035 | 0.035 | 0.035 | 0.035 | 0.035 | 0.035 | 0.035 | 0.035 | 0.035 | 0.035 | 0 | 0 | 0 | 0 | 0 | 0 | 0 | 0 | 0 | 0 | 0 | 0 | 0 | 0 | 0 | 0 | 0 | 0 | 0 | 0 | 0 | 0 | 0 | 0 | 0 | 0 | 0 | 0 | 0 | 0 | 0 | 0 | 0 | 0 | 0 | 0 | 0 | 0 | 0 | 0 | 0 | 0 | 0 | 0 | 0 | 0 | 0 | 0 | 16 | 0.66337 | 0.20792 | 0.079208 | 0.049505 | 0.76136 | 0 | 0 | 0 | 0 | 0 | 0 | 0 | 0 |  | 0.0025764 | 0.0025764 | 0.0025432 | 0.0026301 | 0.0026318 | 0.0026225 | 0.0026225 | Education - Community College - Kitchen and Food Preparation - (break) - Hol | 14 | 9 | 14 | 0 | 2.52 | 0 | 0 | 0 | 2.52 | 0 | 0 | 0 | 0.84 | 0 | 0 | 0 | 0 | 0 | 0 | 0 | 0 | 0 | 0 | 0 | 0 | 0 | 0 | 0 | 0 | 0 | 0 | 0 | 0 | 0 | 0 | 0 | 0 |  | 0 | 2.52 | 0 | 0 | 0 | 2.52 | 0 | 0 | 0 | 0.84 | 0 | 0 | 0 | 0 | 0 | 0 | 0 | 0 | 0 | 0 | 0 | 0 | 0 | 0 | 0 | 0 | 0 | 0 | 0 | 0 | 0 | 0 | 0 | 0 | 1 | 1 | 1 | 1
556 | 5 | 56 | 8 | 8 |  | Education - Community College (break) |  | Education - Community College - Kitchen and Food Preparation (break) | Education - Community College | Kitchen and Food Preparation | Education - Community College - Kitchen and Food Preparation | (break) | Education - Community College (break) | Education - Community College - Kitchen and Food Preparation (break) | ComCollege Kitchen (break) | all | Closed | 38 | 38 | 0.018749 | 1.5036 | 1.5036 | 1.5036 | 1.5036 | 1.4151 | 1.4151 | 1.4151 | 0 | 0 | 0 | 0 | 0 | 0 | 0 | 0.89982 | 0.89982 | 0.89982 | 0.89982 | 0.84689 | 0.84689 | 0.84689 | 0.00098664 | 0.00098664 | 0.00098664 | 0.00098664 | 0.0009286 | 0.0009286 | 0.0009286 | 0 | 0 | 0 | 0 | 0 | 0 | 0 | 0 | 0 | 0 | 0 | 0 | 0 | 0 | 0.035 | 0.035 | 0.035 | 0.035 | 0.035 | 0.035 | 0.035 | 0.021581 | 0.021581 | 0.021501 | 0.021742 | 0.02174 | 0.021845 | 0.021845 | 0.14227 | 0.14227 | 0.14227 | 0.14227 | 0.1339 | 0.1339 | 0.1339 | 0 | 0 | 0 | 0 | 0 | 0 | 0 | 0.08514 | 0.08514 | 0.08514 | 0.08514 | 0.080132 | 0.080132 | 0.080132 | 9.3355e-05 | 9.3355e-05 | 9.3355e-05 | 9.3355e-05 | 8.7864e-05 | 8.7864e-05 | 8.7864e-05 | 0 | 0 | 0 | 0 | 0 | 0 | 0 | 0 | 0 | 0 | 0 | 0 | 0 | 0 | 0.035 | 0.035 | 0.035 | 0.035 | 0.035 | 0.035 | 0.035 | 0.021581 | 0.021581 | 0.021501 | 0.021742 | 0.02174 | 0.021845 | 0.021845 | ComCollege Kitchen (break) ILit Cls | ComCollege Kitchen (break) ILit Cls | 2 | 3.5 | 3.5 | ComCollege Kitchen (break) ILit2 Cls | ComCollege Kitchen (break) ILit Cls | ComCollege Kitchen (break) ILit Cls | 2 | 3.5 | 3.5 | 2 | 0.84 | 0.035 | 0.035 | 0.035 | 0.035 | 0.035 | 0.035 | 0.035 | 0.035 | 0.035 | 0.035 | 0.035 | 0.035 | 0.035 | 0.035 | 0.035 | 0.035 | 0.035 | 0.035 | 0.035 | 0.035 | 0.035 | 0.035 | 0.035 | 0.035 | 0.035 | 0.84 | 0.035 | 0.035 | 0.035 | 0.035 | 0.035 | 0.035 | 0.035 | 0.035 | 0.035 | 0.035 | 0.035 | 0.035 | 0.035 | 0.035 | 0.035 | 0.035 | 0.035 | 0.035 | 0.035 | 0.035 | 0.035 | 0.035 | 0.035 | 0.035 | 0.035 | 0 | 0 | 0 | 0 | 0 | 0 | 0 | 0 | 0 | 0 | 0 | 0 | 0 | 0 | 0 | 0 | 0 | 0 | 0 | 0 | 0 | 0 | 0 | 0 | 0 | 0 | 0 | 0 | 0 | 0 | 0 | 0 | 0 | 0 | 0 | 0 | 0 | 0 | 0 | 0 | 0 | 0 | 0 | 0 | 0 | 0 | 0 | 0 | 16 | 0.66337 | 0.20792 | 0.079208 | 0.049505 | 0.76136 | 0.0050448 | 0.00014221 | 0.00014221 | 0.00014221 | 0.00014221 | 0.00013385 | 0.00013385 | 0.00013385 | Education - Community College (break) | 0.0025764 | 0.0025764 | 0.0025432 | 0.0026301 | 0.0026318 | 0.0026225 | 0.0026225 | Education - Community College - Kitchen and Food Preparation - (break) - all | 16 | 9 | 17 | 0 | 31.92 | 0 | 31.92 | 0 | 0 | 0 | 0.84 | 0 | 0 | 0 | 0 | 0 | 0 | 0 | 0 | 0 | 0 | 0 | 0 | 0 | 0 | 0 | 0 | 0 | 0 | 0 | 0 | 0 | 0 | 0 | 0 | 0 | 0 |  | 0 | 31.92 | 0 | 31.92 | 0 | 0 | 0 | 0.84 | 0 | 0 | 0 | 0 | 0 | 0 | 0 | 0 | 0 | 0 | 0 | 0 | 0 | 0 | 0 | 0 | 0 | 0 | 0 | 0 | 0 | 0 | 0 | 0 | 0 | 0 | 1 | 1 | 1 | 1
557 | 5 | 57 | 5 | 9 |  |  |  |  | Education - Community College | Kitchen and Food Preparation | Education - Community College - Kitchen and Food Preparation | (summer) | Education - Community College (summer) | Education - Community College - Kitchen and Food Preparation (summer) | ComCollege Kitchen (summer) | Sat | Open | 8 | 8 | 0.018749 | 1.5036 | 1.5036 | 1.5036 | 1.5036 | 1.4151 | 1.4151 | 1.4151 | 0 | 0 | 0 | 0 | 0 | 0 | 0 | 0.91139 | 0.91139 | 0.91139 | 0.91139 | 0.85778 | 0.85778 | 0.85778 | 0 | 0 | 0 | 0 | 0 | 0 | 0 | 0 | 0 | 0 | 0 | 0 | 0 | 0 | 0 | 0 | 0 | 0 | 0 | 0 | 0 | 0 | 0 | 0 | 0 | 0 | 0 | 0 | 0 | 0 | 0 | 0 | 0 | 0 | 0 | 0.14227 | 0.14227 | 0.14227 | 0.14227 | 0.1339 | 0.1339 | 0.1339 | 0 | 0 | 0 | 0 | 0 | 0 | 0 | 0.086235 | 0.086235 | 0.086235 | 0.086235 | 0.081162 | 0.081162 | 0.081162 | 0 | 0 | 0 | 0 | 0 | 0 | 0 | 0 | 0 | 0 | 0 | 0 | 0 | 0 | 0 | 0 | 0 | 0 | 0 | 0 | 0 | 0 | 0 | 0 | 0 | 0 | 0 | 0 | 0 | 0 | 0 | 0 | 0 | 0 | 0 | ComCollege Kitchen (summer) ILit Sat | ComCollege Kitchen (summer) ILit all | 3624 | 10 | 28.125 | ComCollege Kitchen (summer) ILit2 Sat | ComCollege Kitchen (summer) ILit2 Sat | ComCollege Kitchen (summer) ILit2 All | 3846 | 10 | 28.125 | 3624 | 4.0413 | 0.2309 | 0.1 | 0.1 | 0.1 | 0.1 | 0.1 | 0.14028 | 0.14028 | 0.18056 | 0.28125 | 0.28125 | 0.28125 | 0.28125 | 0.28125 | 0.28125 | 0.28125 | 0.28125 | 0.13021 | 0.1 | 0.1 | 0.1 | 0.1 | 0.1 | 0.1 | 0.1 | 4.0413 | 0.2309 | 0.1 | 0.1 | 0.1 | 0.1 | 0.1 | 0.14028 | 0.14028 | 0.18056 | 0.28125 | 0.28125 | 0.28125 | 0.28125 | 0.28125 | 0.28125 | 0.28125 | 0.28125 | 0.13021 | 0.1 | 0.1 | 0.1 | 0.1 | 0.1 | 0.1 | 0.1 | 0 | 0 | 0 | 0 | 0 | 0.22222 | 0.22222 | 0.44444 | 1 | 1 | 1 | 1 | 1 | 1 | 1 | 1 | 0.16667 | 0 | 0 | 0 | 0 | 0 | 0 | 0 | 0 | 0 | 0 | 0 | 0 | 0.22222 | 0.22222 | 0.44444 | 1 | 1 | 1 | 1 | 1 | 1 | 1 | 1 | 0.16667 | 0 | 0 | 0 | 0 | 0 | 0 | 0 | 16 | 0.66337 | 0.20792 | 0.079208 | 0.049505 | 0.76136 | 0 | 0 | 0 | 0 | 0 | 0 | 0 | 0 |  | 0.051444 | 0.051444 | 0.050633 | 0.052908 | 0.052946 | 0.052037 | 0.052037 | Education - Community College - Kitchen and Food Preparation - (summer) - Sat | 10 | 7 | 16 | 18.3167 | 14.0139 | 0 | 0 | 18.3167 | 14.0139 | 0 | 0 | 2.2896 | 1.7517 | 0 | 0 | 0 | 0 | 0 | 0 | 0.14028 | 0.18056 | 0.28125 | 0.28125 | 0.28125 | 0.28125 | 0.28125 | 0.28125 | 0.28125 | 0 | 0 | 0 | 0 | 0 | 0 | 0 | 0 | 0 |  | 18.3167 | 14.0139 | 0 | 0 | 18.3167 | 14.0139 | 0 | 0 | 2.2896 | 1.7517 | 0 | 0 | 0 | 0 | 0 | 0 | 0.14028 | 0.18056 | 0.28125 | 0.28125 | 0.28125 | 0.28125 | 0.28125 | 0.28125 | 0.28125 | 0 | 0 | 0 | 0 | 0 | 0 | 0 | 0 | 0 | 1 | 1 | 1 | 1
558 | 5 | 58 | 6 | 10 |  |  |  |  | Education - Community College | Kitchen and Food Preparation | Education - Community College - Kitchen and Food Preparation | (summer) | Education - Community College (summer) | Education - Community College - Kitchen and Food Preparation (summer) | ComCollege Kitchen (summer) | Sun | Closed | 8 | 8 | 0.018749 | 1.5036 | 1.5036 | 1.5036 | 1.5036 | 1.4151 | 1.4151 | 1.4151 | 0 | 0 | 0 | 0 | 0 | 0 | 0 | 0.18944 | 0.18944 | 0.18944 | 0.18944 | 0.17829 | 0.17829 | 0.17829 | 0 | 0 | 0 | 0 | 0 | 0 | 0 | 0 | 0 | 0 | 0 | 0 | 0 | 0 | 0 | 0 | 0 | 0 | 0 | 0 | 0 | 0 | 0 | 0 | 0 | 0 | 0 | 0 | 0 | 0 | 0 | 0 | 0 | 0 | 0 | 0.14227 | 0.14227 | 0.14227 | 0.14227 | 0.1339 | 0.1339 | 0.1339 | 0 | 0 | 0 | 0 | 0 | 0 | 0 | 0.017924 | 0.017924 | 0.017924 | 0.017924 | 0.01687 | 0.01687 | 0.01687 | 0 | 0 | 0 | 0 | 0 | 0 | 0 | 0 | 0 | 0 | 0 | 0 | 0 | 0 | 0 | 0 | 0 | 0 | 0 | 0 | 0 | 0 | 0 | 0 | 0 | 0 | 0 | 0 | 0 | 0 | 0 | 0 | 0 | 0 | 0 | ComCollege Kitchen (summer) ILit Cls | ComCollege Kitchen (summer) ILit Cls | 2 | 3.5 | 3.5 | ComCollege Kitchen (summer) ILit2 Cls | ComCollege Kitchen (summer) ILit Cls | ComCollege Kitchen (summer) ILit Cls | 2 | 3.5 | 3.5 | 2 | 0.84 | 0.035 | 0.035 | 0.035 | 0.035 | 0.035 | 0.035 | 0.035 | 0.035 | 0.035 | 0.035 | 0.035 | 0.035 | 0.035 | 0.035 | 0.035 | 0.035 | 0.035 | 0.035 | 0.035 | 0.035 | 0.035 | 0.035 | 0.035 | 0.035 | 0.035 | 0.84 | 0.035 | 0.035 | 0.035 | 0.035 | 0.035 | 0.035 | 0.035 | 0.035 | 0.035 | 0.035 | 0.035 | 0.035 | 0.035 | 0.035 | 0.035 | 0.035 | 0.035 | 0.035 | 0.035 | 0.035 | 0.035 | 0.035 | 0.035 | 0.035 | 0.035 | 0 | 0 | 0 | 0 | 0 | 0 | 0 | 0 | 0 | 0 | 0 | 0 | 0 | 0 | 0 | 0 | 0 | 0 | 0 | 0 | 0 | 0 | 0 | 0 | 0 | 0 | 0 | 0 | 0 | 0 | 0 | 0 | 0 | 0 | 0 | 0 | 0 | 0 | 0 | 0 | 0 | 0 | 0 | 0 | 0 | 0 | 0 | 0 | 16 | 0.66337 | 0.20792 | 0.079208 | 0.049505 | 0.76136 | 0 | 0 | 0 | 0 | 0 | 0 | 0 | 0 |  | 0.051444 | 0.051444 | 0.050633 | 0.052908 | 0.052946 | 0.052037 | 0.052037 | Education - Community College - Kitchen and Food Preparation - (summer) - Sun | 12 | 8 | 15 | 0 | 6.72 | 0 | 0 | 0 | 6.72 | 0 | 0 | 0 | 0.84 | 0 | 0 | 0 | 0 | 0 | 0 | 0 | 0 | 0 | 0 | 0 | 0 | 0 | 0 | 0 | 0 | 0 | 0 | 0 | 0 | 0 | 0 | 0 | 0 |  | 0 | 6.72 | 0 | 0 | 0 | 6.72 | 0 | 0 | 0 | 0.84 | 0 | 0 | 0 | 0 | 0 | 0 | 0 | 0 | 0 | 0 | 0 | 0 | 0 | 0 | 0 | 0 | 0 | 0 | 0 | 0 | 0 | 0 | 0 | 0 | 1 | 1 | 1 | 1
559 | 5 | 59 | 7 | 11 |  |  |  |  | Education - Community College | Kitchen and Food Preparation | Education - Community College - Kitchen and Food Preparation | (summer) | Education - Community College (summer) | Education - Community College - Kitchen and Food Preparation (summer) | ComCollege Kitchen (summer) | Hol | Closed | 1 | 1 | 0.018749 | 1.5036 | 1.5036 | 1.5036 | 1.5036 | 1.4151 | 1.4151 | 1.4151 | 0 | 0 | 0 | 0 | 0 | 0 | 0 | 0.023679 | 0.023679 | 0.023679 | 0.023679 | 0.022286 | 0.022286 | 0.022286 | 0 | 0 | 0 | 0 | 0 | 0 | 0 | 0 | 0 | 0 | 0 | 0 | 0 | 0 | 0 | 0 | 0 | 0 | 0 | 0 | 0 | 0 | 0 | 0 | 0 | 0 | 0 | 0 | 0 | 0 | 0 | 0 | 0 | 0 | 0 | 0.14227 | 0.14227 | 0.14227 | 0.14227 | 0.1339 | 0.1339 | 0.1339 | 0 | 0 | 0 | 0 | 0 | 0 | 0 | 0.0022405 | 0.0022405 | 0.0022405 | 0.0022405 | 0.0021087 | 0.0021087 | 0.0021087 | 0 | 0 | 0 | 0 | 0 | 0 | 0 | 0 | 0 | 0 | 0 | 0 | 0 | 0 | 0 | 0 | 0 | 0 | 0 | 0 | 0 | 0 | 0 | 0 | 0 | 0 | 0 | 0 | 0 | 0 | 0 | 0 | 0 | 0 | 0 | ComCollege Kitchen (summer) ILit Cls | ComCollege Kitchen (summer) ILit Cls | 2 | 3.5 | 3.5 | ComCollege Kitchen (summer) ILit2 Cls | ComCollege Kitchen (summer) ILit Cls | ComCollege Kitchen (summer) ILit Cls | 2 | 3.5 | 3.5 | 2 | 0.84 | 0.035 | 0.035 | 0.035 | 0.035 | 0.035 | 0.035 | 0.035 | 0.035 | 0.035 | 0.035 | 0.035 | 0.035 | 0.035 | 0.035 | 0.035 | 0.035 | 0.035 | 0.035 | 0.035 | 0.035 | 0.035 | 0.035 | 0.035 | 0.035 | 0.035 | 0.84 | 0.035 | 0.035 | 0.035 | 0.035 | 0.035 | 0.035 | 0.035 | 0.035 | 0.035 | 0.035 | 0.035 | 0.035 | 0.035 | 0.035 | 0.035 | 0.035 | 0.035 | 0.035 | 0.035 | 0.035 | 0.035 | 0.035 | 0.035 | 0.035 | 0.035 | 0 | 0 | 0 | 0 | 0 | 0 | 0 | 0 | 0 | 0 | 0 | 0 | 0 | 0 | 0 | 0 | 0 | 0 | 0 | 0 | 0 | 0 | 0 | 0 | 0 | 0 | 0 | 0 | 0 | 0 | 0 | 0 | 0 | 0 | 0 | 0 | 0 | 0 | 0 | 0 | 0 | 0 | 0 | 0 | 0 | 0 | 0 | 0 | 16 | 0.66337 | 0.20792 | 0.079208 | 0.049505 | 0.76136 | 0 | 0 | 0 | 0 | 0 | 0 | 0 | 0 |  | 0.051444 | 0.051444 | 0.050633 | 0.052908 | 0.052946 | 0.052037 | 0.052037 | Education - Community College - Kitchen and Food Preparation - (summer) - Hol | 14 | 8 | 15 | 0 | 0.84 | 0 | 0 | 0 | 0.84 | 0 | 0 | 0 | 0.84 | 0 | 0 | 0 | 0 | 0 | 0 | 0 | 0 | 0 | 0 | 0 | 0 | 0 | 0 | 0 | 0 | 0 | 0 | 0 | 0 | 0 | 0 | 0 | 0 |  | 0 | 0.84 | 0 | 0 | 0 | 0.84 | 0 | 0 | 0 | 0.84 | 0 | 0 | 0 | 0 | 0 | 0 | 0 | 0 | 0 | 0 | 0 | 0 | 0 | 0 | 0 | 0 | 0 | 0 | 0 | 0 | 0 | 0 | 0 | 0 | 1 | 1 | 1 | 1
560 | 5 | 60 | 8 | 12 |  | Education - Community College (summer) | Education - Community College - Kitchen and Food Preparation | Education - Community College - Kitchen and Food Preparation (summer) | Education - Community College | Kitchen and Food Preparation | Education - Community College - Kitchen and Food Preparation | (summer) | Education - Community College (summer) | Education - Community College - Kitchen and Food Preparation (summer) | ComCollege Kitchen (summer) | all | Open | 44 | 44 | 0.018749 | 1.5036 | 1.5036 | 1.5036 | 1.5036 | 1.4151 | 1.4151 | 1.4151 | 0.02819 | 0.02819 | 0.02819 | 0.02819 | 0.026532 | 0.026532 | 0.026532 | 9.3066 | 9.3066 | 9.3066 | 9.3066 | 8.7591 | 8.7591 | 8.7591 | 0.016914 | 0.016914 | 0.016914 | 0.016914 | 0.015919 | 0.015919 | 0.015919 | 2802.2802 | 2802.2802 | 2802.2802 | 2802.2802 | 2802.2802 | 2802.2802 | 2802.2802 | 0 | 0 | 0 | 0 | 0 | 0 | 0 | 0.6 | 0.6 | 0.6 | 0.6 | 0.6 | 0.6 | 0.6 | 0.42651 | 0.42651 | 0.42339 | 0.43289 | 0.43277 | 0.42944 | 0.42944 | 0.14227 | 0.14227 | 0.14227 | 0.14227 | 0.1339 | 0.1339 | 0.1339 | 0.0026673 | 0.0026673 | 0.0026673 | 0.0026673 | 0.0025104 | 0.0025104 | 0.0025104 | 0.82748 | 0.82748 | 0.82748 | 0.82748 | 0.7788 | 0.7788 | 0.7788 | 0.0015004 | 0.0015004 | 0.0015004 | 0.0015004 | 0.0014121 | 0.0014121 | 0.0014121 | 2394.6364 | 2394.6364 | 2394.6364 | 2394.6364 | 2394.6364 | 2394.6364 | 2394.6364 | 0 | 0 | 0 | 0 | 0 | 0 | 0 | 0.5625 | 0.5625 | 0.5625 | 0.5625 | 0.5625 | 0.5625 | 0.5625 | 0.36872 | 0.36872 | 0.36605 | 0.37546 | 0.3741 | 0.37204 | 0.37204 | ComCollege Kitchen (summer) ILit all | ComCollege Kitchen (summer) ILit all | 3623 | 10 | 60 | ComCollege Kitchen (summer) ILit2 all | ComCollege Kitchen (summer) ILit2 all | ComCollege Kitchen (summer) ILit2 All | 3845 | 10 | 56.25 | 3623 | 7.5032 | 0.6 | 0.1 | 0.1 | 0.1 | 0.1 | 0.1 | 0.22698 | 0.22698 | 0.35397 | 0.6 | 0.6 | 0.6 | 0.6 | 0.6 | 0.6 | 0.6 | 0.6 | 0.6 | 0.19524 | 0.1 | 0.1 | 0.1 | 0.1 | 0.1 | 0.1 | 7.0507 | 0.5625 | 0.1 | 0.1 | 0.1 | 0.1 | 0.1 | 0.20278 | 0.20278 | 0.30556 | 0.5625 | 0.5625 | 0.5625 | 0.5625 | 0.5625 | 0.5625 | 0.5625 | 0.5625 | 0.5625 | 0.17708 | 0.1 | 0.1 | 0.1 | 0.1 | 0.1 | 0.1 | 0 | 0 | 0 | 0 | 0 | 0.25397 | 0.25397 | 0.50794 | 1 | 1 | 1 | 1 | 1 | 1 | 1 | 1 | 1 | 0.19048 | 0 | 0 | 0 | 0 | 0 | 0 | 0 | 0 | 0 | 0 | 0 | 0.22222 | 0.22222 | 0.44444 | 1 | 1 | 1 | 1 | 1 | 1 | 1 | 1 | 1 | 0.16667 | 0 | 0 | 0 | 0 | 0 | 0 | 16 | 0.66337 | 0.20792 | 0.079208 | 0.049505 | 0.76136 | 0.086483 | 0.0024379 | 0.0024379 | 0.0024379 | 0.0024379 | 0.0022945 | 0.0022945 | 0.0022945 | Education - Community College (summer) | 0.051444 | 0.051444 | 0.050633 | 0.052908 | 0.052946 | 0.052037 | 0.052037 | Education - Community College - Kitchen and Food Preparation - (summer) - all | 16 | 7 | 21 | 280.5524 | 49.5873 | 280.5524 | 49.5873 | 0 | 0 | 6.3762 | 1.127 | 0 | 0 | 0 | 0 | 0 | 0 | 0 | 0 | 0.22698 | 0.35397 | 0.6 | 0.6 | 0.6 | 0.6 | 0.6 | 0.6 | 0.6 | 0.6 | 0.6 | 0.19524 | 0.1 | 0.1 | 0 | 0 | 0 | 0 |  | 261.7083 | 48.5222 | 261.7083 | 48.5222 | 0 | 0 | 5.9479 | 1.1028 | 0 | 0 | 0 | 0 | 0 | 0 | 0 | 0 | 0.20278 | 0.30556 | 0.5625 | 0.5625 | 0.5625 | 0.5625 | 0.5625 | 0.5625 | 0.5625 | 0.5625 | 0.5625 | 0.17708 | 0.1 | 0.1 | 0 | 0 | 0 | 0 | 1 | 1 | 1 | 1
561 | 5 | 61 | 5 | 1 |  |  |  |  | Education - Community College | Office (General) | Education - Community College - Office (General) |  | Education - Community College | Education - Community College - Office (General) | ComCollege Office (in session) | Sat | Open | 32 | 32 | 0.23406 | 1.1498 | 1.1498 | 1.1498 | 1.1498 | 1.1498 | 0.92867 | 0.92867 | 0 | 0 | 0 | 0 | 0 | 0 | 0 | 61.5885 | 61.5885 | 61.5885 | 61.5885 | 61.5885 | 49.7446 | 49.7446 | 0 | 0 | 0 | 0 | 0 | 0 | 0 | 0 | 0 | 0 | 0 | 0 | 0 | 0 | 0 | 0 | 0 | 0 | 0 | 0 | 0 | 0 | 0 | 0 | 0 | 0 | 0 | 0 | 0 | 0 | 0 | 0 | 0 | 0 | 0 | 0.10879 | 0.10879 | 0.10879 | 0.10879 | 0.10879 | 0.08787 | 0.08787 | 0 | 0 | 0 | 0 | 0 | 0 | 0 | 4.5416 | 4.5416 | 4.5416 | 4.5416 | 4.5416 | 3.6682 | 3.6682 | 0 | 0 | 0 | 0 | 0 | 0 | 0 | 0 | 0 | 0 | 0 | 0 | 0 | 0 | 0 | 0 | 0 | 0 | 0 | 0 | 0 | 0 | 0 | 0 | 0 | 0 | 0 | 0 | 0 | 0 | 0 | 0 | 0 | 0 | 0 | ComCollege Office (in session) ILit Sat | ComCollege Office (in session) ILit all | 3582 | 10 | 70 | ComCollege Office (in session) ILit2 Sat | ComCollege Office (in session) ILit2 Sat | ComCollege Office (in session) ILit2 All | 3832 | 10 | 50 | 3582 | 7.1517 | 0.56767 | 0.1 | 0.1 | 0.1 | 0.1 | 0.1 | 0.1 | 0.24444 | 0.24444 | 0.38889 | 0.7 | 0.7 | 0.7 | 0.7 | 0.7 | 0.7 | 0.7 | 0.38889 | 0.1 | 0.1 | 0.1 | 0.1 | 0.1 | 0.1 | 0.1 | 5.5737 | 0.40548 | 0.1 | 0.1 | 0.1 | 0.1 | 0.1 | 0.1 | 0.18889 | 0.18889 | 0.27778 | 0.5 | 0.5 | 0.5 | 0.5 | 0.5 | 0.5 | 0.5 | 0.27778 | 0.1 | 0.1 | 0.1 | 0.1 | 0.1 | 0.1 | 0.1 | 0 | 0 | 0 | 0 | 0 | 0 | 0.24074 | 0.24074 | 0.48148 | 1 | 1 | 1 | 1 | 1 | 1 | 1 | 0.48148 | 0 | 0 | 0 | 0 | 0 | 0 | 0 | 0 | 0 | 0 | 0 | 0 | 0 | 0.22222 | 0.22222 | 0.44444 | 1 | 1 | 1 | 1 | 1 | 1 | 1 | 0.44444 | 0 | 0 | 0 | 0 | 0 | 0 | 0 | 16 | 0.66337 | 0.20792 | 0.079208 | 0.049505 | 0.76136 | 0 | 0 | 0 | 0 | 0 | 0 | 0 | 0 |  | 0.085127 | 0.085127 | 0.083848 | 0.087537 | 0.08773 | 0.085951 | 0.085951 | Education - Community College - Office (General) - Sat | 10 | 7 | 16 | 162.4889 | 66.3671 | 0 | 0 | 162.4889 | 66.3671 | 0 | 0 | 5.0778 | 2.074 | 0 | 0 | 0 | 0 | 0 | 0 | 0.24444 | 0.24444 | 0.38889 | 0.7 | 0.7 | 0.7 | 0.7 | 0.7 | 0.7 | 0 | 0 | 0 | 0 | 0 | 0 | 0 | 0 | 0 |  | 116.9778 | 61.3816 | 0 | 0 | 116.9778 | 61.3816 | 0 | 0 | 3.6556 | 1.9182 | 0 | 0 | 0 | 0 | 0 | 0 | 0.18889 | 0.18889 | 0.27778 | 0.5 | 0.5 | 0.5 | 0.5 | 0.5 | 0.5 | 0 | 0 | 0 | 0 | 0 | 0 | 0 | 0 | 0 | 0.95782 | 0.952 | 0.97216 | 0.952
562 | 5 | 62 | 6 | 2 |  |  |  |  | Education - Community College | Office (General) | Education - Community College - Office (General) |  | Education - Community College | Education - Community College - Office (General) | ComCollege Office (in session) | Sun | Closed | 32 | 32 | 0.23406 | 1.1498 | 1.1498 | 1.1498 | 1.1498 | 1.1498 | 0.92867 | 0.92867 | 0 | 0 | 0 | 0 | 0 | 0 | 0 | 9.8982 | 9.8982 | 9.8982 | 9.8982 | 9.8982 | 7.9947 | 7.9947 | 0 | 0 | 0 | 0 | 0 | 0 | 0 | 0 | 0 | 0 | 0 | 0 | 0 | 0 | 0 | 0 | 0 | 0 | 0 | 0 | 0 | 0 | 0 | 0 | 0 | 0 | 0 | 0 | 0 | 0 | 0 | 0 | 0 | 0 | 0 | 0.10879 | 0.10879 | 0.10879 | 0.10879 | 0.10879 | 0.08787 | 0.08787 | 0 | 0 | 0 | 0 | 0 | 0 | 0 | 0.95058 | 0.95058 | 0.95058 | 0.95058 | 0.95058 | 0.76777 | 0.76777 | 0 | 0 | 0 | 0 | 0 | 0 | 0 | 0 | 0 | 0 | 0 | 0 | 0 | 0 | 0 | 0 | 0 | 0 | 0 | 0 | 0 | 0 | 0 | 0 | 0 | 0 | 0 | 0 | 0 | 0 | 0 | 0 | 0 | 0 | 0 | ComCollege Office (in session) ILit Cls | ComCollege Office (in session) ILit Cls | 2 | 5 | 5 | ComCollege Office (in session) ILit2 Cls | ComCollege Office (in session) ILit Cls | ComCollege Office (in session) ILit Cls | 2 | 5 | 5 | 2 | 1.1494 | 0.0476 | 0.05 | 0.05 | 0.05 | 0.05 | 0.05 | 0.05 | 0.05 | 0.05 | 0.05 | 0.05 | 0.05 | 0.05 | 0.05 | 0.05 | 0.05 | 0.05 | 0.05 | 0.05 | 0.05 | 0.05 | 0.05 | 0.05 | 0.05 | 0.05 | 1.1666 | 0.0476 | 0.05 | 0.05 | 0.05 | 0.05 | 0.05 | 0.05 | 0.05 | 0.05 | 0.05 | 0.05 | 0.05 | 0.05 | 0.05 | 0.05 | 0.05 | 0.05 | 0.05 | 0.05 | 0.05 | 0.05 | 0.05 | 0.05 | 0.05 | 0.05 | 0 | 0 | 0 | 0 | 0 | 0 | 0 | 0 | 0 | 0 | 0 | 0 | 0 | 0 | 0 | 0 | 0 | 0 | 0 | 0 | 0 | 0 | 0 | 0 | 0 | 0 | 0 | 0 | 0 | 0 | 0 | 0 | 0 | 0 | 0 | 0 | 0 | 0 | 0 | 0 | 0 | 0 | 0 | 0 | 0 | 0 | 0 | 0 | 16 | 0.66337 | 0.20792 | 0.079208 | 0.049505 | 0.76136 | 0 | 0 | 0 | 0 | 0 | 0 | 0 | 0 |  | 0.085127 | 0.085127 | 0.083848 | 0.087537 | 0.08773 | 0.085951 | 0.085951 | Education - Community College - Office (General) - Sun | 12 | 8 | 15 | 0 | 36.7804 | 0 | 0 | 0 | 36.7804 | 0 | 0 | 0 | 1.1494 | 0 | 0 | 0 | 0 | 0 | 0 | 0 | 0 | 0 | 0 | 0 | 0 | 0 | 0 | 0 | 0 | 0 | 0 | 0 | 0 | 0 | 0 | 0 | 0 |  | 0 | 37.331 | 0 | 0 | 0 | 37.331 | 0 | 0 | 0 | 1.1666 | 0 | 0 | 0 | 0 | 0 | 0 | 0 | 0 | 0 | 0 | 0 | 0 | 0 | 0 | 0 | 0 | 0 | 0 | 0 | 0 | 0 | 0 | 0 | 0 | 0.95782 | 0.952 | 0.97216 | 0.952
563 | 5 | 63 | 7 | 3 |  |  |  |  | Education - Community College | Office (General) | Education - Community College - Office (General) |  | Education - Community College | Education - Community College - Office (General) | ComCollege Office (in session) | Hol | Closed | 6 | 6 | 0.23406 | 1.1498 | 1.1498 | 1.1498 | 1.1498 | 1.1498 | 0.92867 | 0.92867 | 0 | 0 | 0 | 0 | 0 | 0 | 0 | 1.8559 | 1.8559 | 1.8559 | 1.8559 | 1.8559 | 1.499 | 1.499 | 0 | 0 | 0 | 0 | 0 | 0 | 0 | 0 | 0 | 0 | 0 | 0 | 0 | 0 | 0 | 0 | 0 | 0 | 0 | 0 | 0 | 0 | 0 | 0 | 0 | 0 | 0 | 0 | 0 | 0 | 0 | 0 | 0 | 0 | 0 | 0.10879 | 0.10879 | 0.10879 | 0.10879 | 0.10879 | 0.08787 | 0.08787 | 0 | 0 | 0 | 0 | 0 | 0 | 0 | 0.17823 | 0.17823 | 0.17823 | 0.17823 | 0.17823 | 0.14396 | 0.14396 | 0 | 0 | 0 | 0 | 0 | 0 | 0 | 0 | 0 | 0 | 0 | 0 | 0 | 0 | 0 | 0 | 0 | 0 | 0 | 0 | 0 | 0 | 0 | 0 | 0 | 0 | 0 | 0 | 0 | 0 | 0 | 0 | 0 | 0 | 0 | ComCollege Office (in session) ILit Cls | ComCollege Office (in session) ILit Cls | 2 | 5 | 5 | ComCollege Office (in session) ILit2 Cls | ComCollege Office (in session) ILit Cls | ComCollege Office (in session) ILit Cls | 2 | 5 | 5 | 2 | 1.1494 | 0.0476 | 0.05 | 0.05 | 0.05 | 0.05 | 0.05 | 0.05 | 0.05 | 0.05 | 0.05 | 0.05 | 0.05 | 0.05 | 0.05 | 0.05 | 0.05 | 0.05 | 0.05 | 0.05 | 0.05 | 0.05 | 0.05 | 0.05 | 0.05 | 0.05 | 1.1666 | 0.0476 | 0.05 | 0.05 | 0.05 | 0.05 | 0.05 | 0.05 | 0.05 | 0.05 | 0.05 | 0.05 | 0.05 | 0.05 | 0.05 | 0.05 | 0.05 | 0.05 | 0.05 | 0.05 | 0.05 | 0.05 | 0.05 | 0.05 | 0.05 | 0.05 | 0 | 0 | 0 | 0 | 0 | 0 | 0 | 0 | 0 | 0 | 0 | 0 | 0 | 0 | 0 | 0 | 0 | 0 | 0 | 0 | 0 | 0 | 0 | 0 | 0 | 0 | 0 | 0 | 0 | 0 | 0 | 0 | 0 | 0 | 0 | 0 | 0 | 0 | 0 | 0 | 0 | 0 | 0 | 0 | 0 | 0 | 0 | 0 | 16 | 0.66337 | 0.20792 | 0.079208 | 0.049505 | 0.76136 | 0 | 0 | 0 | 0 | 0 | 0 | 0 | 0 |  | 0.085127 | 0.085127 | 0.083848 | 0.087537 | 0.08773 | 0.085951 | 0.085951 | Education - Community College - Office (General) - Hol | 14 | 8 | 15 | 0 | 6.8963 | 0 | 0 | 0 | 6.8963 | 0 | 0 | 0 | 1.1494 | 0 | 0 | 0 | 0 | 0 | 0 | 0 | 0 | 0 | 0 | 0 | 0 | 0 | 0 | 0 | 0 | 0 | 0 | 0 | 0 | 0 | 0 | 0 | 0 |  | 0 | 6.9996 | 0 | 0 | 0 | 6.9996 | 0 | 0 | 0 | 1.1666 | 0 | 0 | 0 | 0 | 0 | 0 | 0 | 0 | 0 | 0 | 0 | 0 | 0 | 0 | 0 | 0 | 0 | 0 | 0 | 0 | 0 | 0 | 0 | 0 | 0.95782 | 0.952 | 0.97216 | 0.952
564 | 5 | 64 | 8 | 4 |  | Education - Community College |  | Education - Community College - Office (General) | Education - Community College | Office (General) | Education - Community College - Office (General) |  | Education - Community College | Education - Community College - Office (General) | ComCollege Office (in session) | all | Open | 169 | 169 | 0.23406 | 1.1498 | 1.1498 | 1.1498 | 1.1498 | 1.1498 | 0.92867 | 0.92867 | 0 | 0 | 0 | 0 | 0 | 0 | 0 | 459.5811 | 459.5811 | 459.5811 | 459.5811 | 459.5811 | 371.2001 | 371.2001 | 0.23058 | 0.23058 | 0.23058 | 0.23058 | 0.23058 | 0.18624 | 0.18624 | 0 | 0 | 0 | 0 | 0 | 0 | 0 | 0 | 0 | 0 | 0 | 0 | 0 | 0 | 0.8568 | 0.8568 | 0.8568 | 0.8568 | 0.8568 | 0.8568 | 0.8568 | 0.70599 | 0.70599 | 0.70128 | 0.71623 | 0.7172 | 0.70976 | 0.70976 | 0.10879 | 0.10879 | 0.10879 | 0.10879 | 0.10879 | 0.08787 | 0.08787 | 0 | 0 | 0 | 0 | 0 | 0 | 0 | 43.6946 | 43.6946 | 43.6946 | 43.6946 | 43.6946 | 35.2918 | 35.2918 | 0.021817 | 0.021817 | 0.021817 | 0.021817 | 0.021817 | 0.017621 | 0.017621 | 0 | 0 | 0 | 0 | 0 | 0 | 0 | 0 | 0 | 0 | 0 | 0 | 0 | 0 | 0.8568 | 0.8568 | 0.8568 | 0.8568 | 0.8568 | 0.8568 | 0.8568 | 0.56019 | 0.56019 | 0.55895 | 0.58379 | 0.58497 | 0.57222 | 0.57222 | ComCollege Office (in session) ILit all | ComCollege Office (in session) ILit all | 3581 | 10 | 90 | ComCollege Office (in session) ILit2 all | ComCollege Office (in session) ILit2 all | ComCollege Office (in session) ILit2 All | 3831 | 10 | 90 | 3581 | 10.105 | 0.8568 | 0.1 | 0.1 | 0.1 | 0.1 | 0.1 | 0.3 | 0.3 | 0.5 | 0.9 | 0.9 | 0.9 | 0.9 | 0.9 | 0.9 | 0.9 | 0.9 | 0.9 | 0.25 | 0.1 | 0.1 | 0.1 | 0.1 | 0.1 | 0.1 | 10.1537 | 0.8568 | 0.1 | 0.1 | 0.1 | 0.1 | 0.1 | 0.27778 | 0.27778 | 0.45556 | 0.9 | 0.9 | 0.9 | 0.9 | 0.9 | 0.9 | 0.9 | 0.9 | 0.9 | 0.23333 | 0.1 | 0.1 | 0.1 | 0.1 | 0.1 | 0.1 | 0 | 0 | 0 | 0 | 0 | 0.25 | 0.25 | 0.5 | 1 | 1 | 1 | 1 | 1 | 1 | 1 | 1 | 1 | 0.1875 | 0 | 0 | 0 | 0 | 0 | 0 | 0 | 0 | 0 | 0 | 0 | 0.22222 | 0.22222 | 0.44444 | 1 | 1 | 1 | 1 | 1 | 1 | 1 | 1 | 1 | 0.16667 | 0 | 0 | 0 | 0 | 0 | 0 | 16 | 0.66337 | 0.20792 | 0.079208 | 0.049505 | 0.76136 | 0.12046 | 0.032416 | 0.032416 | 0.032416 | 0.032416 | 0.032416 | 0.026182 | 0.026182 | Education - Community College | 0.085127 | 0.085127 | 0.083848 | 0.087537 | 0.08773 | 0.085951 | 0.085951 | Education - Community College - Office (General) - all | 16 | 7 | 21 | 1580.15 | 127.6017 | 1580.15 | 127.6017 | 0 | 0 | 9.35 | 0.75504 | 0 | 0 | 0 | 0 | 0 | 0 | 0 | 0 | 0.3 | 0.5 | 0.9 | 0.9 | 0.9 | 0.9 | 0.9 | 0.9 | 0.9 | 0.9 | 0.9 | 0.25 | 0.1 | 0.1 | 0 | 0 | 0 | 0 |  | 1566.0667 | 149.9079 | 1566.0667 | 149.9079 | 0 | 0 | 9.2667 | 0.88703 | 0 | 0 | 0 | 0 | 0 | 0 | 0 | 0 | 0.27778 | 0.45556 | 0.9 | 0.9 | 0.9 | 0.9 | 0.9 | 0.9 | 0.9 | 0.9 | 0.9 | 0.23333 | 0.1 | 0.1 | 0 | 0 | 0 | 0 | 0.95782 | 0.952 | 0.97216 | 0.952
565 | 5 | 65 | 5 | 5 |  |  |  |  | Education - Community College | Office (General) | Education - Community College - Office (General) | (break) | Education - Community College (break) | Education - Community College - Office (General) (break) | ComCollege Office (break) | Sat | Closed | 12 | 12 | 0.23406 | 1.1498 | 1.1498 | 1.1498 | 1.1498 | 1.1498 | 0.92867 | 0.92867 | 0 | 0 | 0 | 0 | 0 | 0 | 0 | 1.4847 | 1.4847 | 1.4847 | 1.4847 | 1.4847 | 1.1992 | 1.1992 | 0 | 0 | 0 | 0 | 0 | 0 | 0 | 0 | 0 | 0 | 0 | 0 | 0 | 0 | 0 | 0 | 0 | 0 | 0 | 0 | 0 | 0 | 0 | 0 | 0 | 0 | 0 | 0 | 0 | 0 | 0 | 0 | 0 | 0 | 0 | 0.10879 | 0.10879 | 0.10879 | 0.10879 | 0.10879 | 0.08787 | 0.08787 | 0 | 0 | 0 | 0 | 0 | 0 | 0 | 0.14259 | 0.14259 | 0.14259 | 0.14259 | 0.14259 | 0.11517 | 0.11517 | 0 | 0 | 0 | 0 | 0 | 0 | 0 | 0 | 0 | 0 | 0 | 0 | 0 | 0 | 0 | 0 | 0 | 0 | 0 | 0 | 0 | 0 | 0 | 0 | 0 | 0 | 0 | 0 | 0 | 0 | 0 | 0 | 0 | 0 | 0 | ComCollege Office (break) ILit Cls | ComCollege Office (break) ILit Cls | 2 | 2 | 2 | ComCollege Office (break) ILit2 Cls | ComCollege Office (break) ILit Cls | ComCollege Office (break) ILit Cls | 2 | 2 | 2 | 2 | 0.45976 | 0.02 | 0.02 | 0.02 | 0.02 | 0.02 | 0.02 | 0.02 | 0.02 | 0.02 | 0.02 | 0.02 | 0.02 | 0.02 | 0.02 | 0.02 | 0.02 | 0.02 | 0.02 | 0.02 | 0.02 | 0.02 | 0.02 | 0.02 | 0.02 | 0.02 | 0.46664 | 0.02 | 0.02 | 0.02 | 0.02 | 0.02 | 0.02 | 0.02 | 0.02 | 0.02 | 0.02 | 0.02 | 0.02 | 0.02 | 0.02 | 0.02 | 0.02 | 0.02 | 0.02 | 0.02 | 0.02 | 0.02 | 0.02 | 0.02 | 0.02 | 0.02 | 0 | 0 | 0 | 0 | 0 | 0 | 0 | 0 | 0 | 0 | 0 | 0 | 0 | 0 | 0 | 0 | 0 | 0 | 0 | 0 | 0 | 0 | 0 | 0 | 0 | 0 | 0 | 0 | 0 | 0 | 0 | 0 | 0 | 0 | 0 | 0 | 0 | 0 | 0 | 0 | 0 | 0 | 0 | 0 | 0 | 0 | 0 | 0 | 16 | 0.66337 | 0.20792 | 0.079208 | 0.049505 | 0.76136 | 0 | 0 | 0 | 0 | 0 | 0 | 0 | 0 |  | 0.0025764 | 0.0025764 | 0.0025432 | 0.0026301 | 0.0026318 | 0.0026225 | 0.0026225 | Education - Community College - Office (General) - (break) - Sat | 10 | 9 | 14 | 0 | 5.5171 | 0 | 0 | 0 | 5.5171 | 0 | 0 | 0 | 0.45976 | 0 | 0 | 0 | 0 | 0 | 0 | 0 | 0 | 0 | 0 | 0 | 0 | 0 | 0 | 0 | 0 | 0 | 0 | 0 | 0 | 0 | 0 | 0 | 0 |  | 0 | 5.5997 | 0 | 0 | 0 | 5.5997 | 0 | 0 | 0 | 0.46664 | 0 | 0 | 0 | 0 | 0 | 0 | 0 | 0 | 0 | 0 | 0 | 0 | 0 | 0 | 0 | 0 | 0 | 0 | 0 | 0 | 0 | 0 | 0 | 0 | 0.95782 | 0.952 | 0.97216 | 0.952
566 | 5 | 66 | 6 | 6 |  |  |  |  | Education - Community College | Office (General) | Education - Community College - Office (General) | (break) | Education - Community College (break) | Education - Community College - Office (General) (break) | ComCollege Office (break) | Sun | Closed | 12 | 12 | 0.23406 | 1.1498 | 1.1498 | 1.1498 | 1.1498 | 1.1498 | 0.92867 | 0.92867 | 0 | 0 | 0 | 0 | 0 | 0 | 0 | 1.4847 | 1.4847 | 1.4847 | 1.4847 | 1.4847 | 1.1992 | 1.1992 | 0 | 0 | 0 | 0 | 0 | 0 | 0 | 0 | 0 | 0 | 0 | 0 | 0 | 0 | 0 | 0 | 0 | 0 | 0 | 0 | 0 | 0 | 0 | 0 | 0 | 0 | 0 | 0 | 0 | 0 | 0 | 0 | 0 | 0 | 0 | 0.10879 | 0.10879 | 0.10879 | 0.10879 | 0.10879 | 0.08787 | 0.08787 | 0 | 0 | 0 | 0 | 0 | 0 | 0 | 0.14259 | 0.14259 | 0.14259 | 0.14259 | 0.14259 | 0.11517 | 0.11517 | 0 | 0 | 0 | 0 | 0 | 0 | 0 | 0 | 0 | 0 | 0 | 0 | 0 | 0 | 0 | 0 | 0 | 0 | 0 | 0 | 0 | 0 | 0 | 0 | 0 | 0 | 0 | 0 | 0 | 0 | 0 | 0 | 0 | 0 | 0 | ComCollege Office (break) ILit Cls | ComCollege Office (break) ILit Cls | 2 | 2 | 2 | ComCollege Office (break) ILit2 Cls | ComCollege Office (break) ILit Cls | ComCollege Office (break) ILit Cls | 2 | 2 | 2 | 2 | 0.45976 | 0.02 | 0.02 | 0.02 | 0.02 | 0.02 | 0.02 | 0.02 | 0.02 | 0.02 | 0.02 | 0.02 | 0.02 | 0.02 | 0.02 | 0.02 | 0.02 | 0.02 | 0.02 | 0.02 | 0.02 | 0.02 | 0.02 | 0.02 | 0.02 | 0.02 | 0.46664 | 0.02 | 0.02 | 0.02 | 0.02 | 0.02 | 0.02 | 0.02 | 0.02 | 0.02 | 0.02 | 0.02 | 0.02 | 0.02 | 0.02 | 0.02 | 0.02 | 0.02 | 0.02 | 0.02 | 0.02 | 0.02 | 0.02 | 0.02 | 0.02 | 0.02 | 0 | 0 | 0 | 0 | 0 | 0 | 0 | 0 | 0 | 0 | 0 | 0 | 0 | 0 | 0 | 0 | 0 | 0 | 0 | 0 | 0 | 0 | 0 | 0 | 0 | 0 | 0 | 0 | 0 | 0 | 0 | 0 | 0 | 0 | 0 | 0 | 0 | 0 | 0 | 0 | 0 | 0 | 0 | 0 | 0 | 0 | 0 | 0 | 16 | 0.66337 | 0.20792 | 0.079208 | 0.049505 | 0.76136 | 0 | 0 | 0 | 0 | 0 | 0 | 0 | 0 |  | 0.0025764 | 0.0025764 | 0.0025432 | 0.0026301 | 0.0026318 | 0.0026225 | 0.0026225 | Education - Community College - Office (General) - (break) - Sun | 12 | 9 | 14 | 0 | 5.5171 | 0 | 0 | 0 | 5.5171 | 0 | 0 | 0 | 0.45976 | 0 | 0 | 0 | 0 | 0 | 0 | 0 | 0 | 0 | 0 | 0 | 0 | 0 | 0 | 0 | 0 | 0 | 0 | 0 | 0 | 0 | 0 | 0 | 0 |  | 0 | 5.5997 | 0 | 0 | 0 | 5.5997 | 0 | 0 | 0 | 0.46664 | 0 | 0 | 0 | 0 | 0 | 0 | 0 | 0 | 0 | 0 | 0 | 0 | 0 | 0 | 0 | 0 | 0 | 0 | 0 | 0 | 0 | 0 | 0 | 0 | 0.95782 | 0.952 | 0.97216 | 0.952
567 | 5 | 67 | 7 | 7 |  |  |  |  | Education - Community College | Office (General) | Education - Community College - Office (General) | (break) | Education - Community College (break) | Education - Community College - Office (General) (break) | ComCollege Office (break) | Hol | Closed | 3 | 3 | 0.23406 | 1.1498 | 1.1498 | 1.1498 | 1.1498 | 1.1498 | 0.92867 | 0.92867 | 0 | 0 | 0 | 0 | 0 | 0 | 0 | 0.37118 | 0.37118 | 0.37118 | 0.37118 | 0.37118 | 0.2998 | 0.2998 | 0 | 0 | 0 | 0 | 0 | 0 | 0 | 0 | 0 | 0 | 0 | 0 | 0 | 0 | 0 | 0 | 0 | 0 | 0 | 0 | 0 | 0 | 0 | 0 | 0 | 0 | 0 | 0 | 0 | 0 | 0 | 0 | 0 | 0 | 0 | 0.10879 | 0.10879 | 0.10879 | 0.10879 | 0.10879 | 0.08787 | 0.08787 | 0 | 0 | 0 | 0 | 0 | 0 | 0 | 0.035647 | 0.035647 | 0.035647 | 0.035647 | 0.035647 | 0.028791 | 0.028791 | 0 | 0 | 0 | 0 | 0 | 0 | 0 | 0 | 0 | 0 | 0 | 0 | 0 | 0 | 0 | 0 | 0 | 0 | 0 | 0 | 0 | 0 | 0 | 0 | 0 | 0 | 0 | 0 | 0 | 0 | 0 | 0 | 0 | 0 | 0 | ComCollege Office (break) ILit Cls | ComCollege Office (break) ILit Cls | 2 | 2 | 2 | ComCollege Office (break) ILit2 Cls | ComCollege Office (break) ILit Cls | ComCollege Office (break) ILit Cls | 2 | 2 | 2 | 2 | 0.45976 | 0.02 | 0.02 | 0.02 | 0.02 | 0.02 | 0.02 | 0.02 | 0.02 | 0.02 | 0.02 | 0.02 | 0.02 | 0.02 | 0.02 | 0.02 | 0.02 | 0.02 | 0.02 | 0.02 | 0.02 | 0.02 | 0.02 | 0.02 | 0.02 | 0.02 | 0.46664 | 0.02 | 0.02 | 0.02 | 0.02 | 0.02 | 0.02 | 0.02 | 0.02 | 0.02 | 0.02 | 0.02 | 0.02 | 0.02 | 0.02 | 0.02 | 0.02 | 0.02 | 0.02 | 0.02 | 0.02 | 0.02 | 0.02 | 0.02 | 0.02 | 0.02 | 0 | 0 | 0 | 0 | 0 | 0 | 0 | 0 | 0 | 0 | 0 | 0 | 0 | 0 | 0 | 0 | 0 | 0 | 0 | 0 | 0 | 0 | 0 | 0 | 0 | 0 | 0 | 0 | 0 | 0 | 0 | 0 | 0 | 0 | 0 | 0 | 0 | 0 | 0 | 0 | 0 | 0 | 0 | 0 | 0 | 0 | 0 | 0 | 16 | 0.66337 | 0.20792 | 0.079208 | 0.049505 | 0.76136 | 0 | 0 | 0 | 0 | 0 | 0 | 0 | 0 |  | 0.0025764 | 0.0025764 | 0.0025432 | 0.0026301 | 0.0026318 | 0.0026225 | 0.0026225 | Education - Community College - Office (General) - (break) - Hol | 14 | 9 | 14 | 0 | 1.3793 | 0 | 0 | 0 | 1.3793 | 0 | 0 | 0 | 0.45976 | 0 | 0 | 0 | 0 | 0 | 0 | 0 | 0 | 0 | 0 | 0 | 0 | 0 | 0 | 0 | 0 | 0 | 0 | 0 | 0 | 0 | 0 | 0 | 0 |  | 0 | 1.3999 | 0 | 0 | 0 | 1.3999 | 0 | 0 | 0 | 0.46664 | 0 | 0 | 0 | 0 | 0 | 0 | 0 | 0 | 0 | 0 | 0 | 0 | 0 | 0 | 0 | 0 | 0 | 0 | 0 | 0 | 0 | 0 | 0 | 0 | 0.95782 | 0.952 | 0.97216 | 0.952
568 | 5 | 68 | 8 | 8 |  | Education - Community College (break) |  | Education - Community College - Office (General) (break) | Education - Community College | Office (General) | Education - Community College - Office (General) | (break) | Education - Community College (break) | Education - Community College - Office (General) (break) | ComCollege Office (break) | all | Closed | 38 | 38 | 0.23406 | 1.1498 | 1.1498 | 1.1498 | 1.1498 | 1.1498 | 0.92867 | 0.92867 | 0 | 0 | 0 | 0 | 0 | 0 | 0 | 4.7016 | 4.7016 | 4.7016 | 4.7016 | 4.7016 | 3.7975 | 3.7975 | 0.0053823 | 0.0053823 | 0.0053823 | 0.0053823 | 0.0053823 | 0.0043472 | 0.0043472 | 0 | 0 | 0 | 0 | 0 | 0 | 0 | 0 | 0 | 0 | 0 | 0 | 0 | 0 | 0.02 | 0.02 | 0.02 | 0.02 | 0.02 | 0.02 | 0.02 | 0.021581 | 0.021581 | 0.021501 | 0.021742 | 0.02174 | 0.021845 | 0.021845 | 0.10879 | 0.10879 | 0.10879 | 0.10879 | 0.10879 | 0.08787 | 0.08787 | 0 | 0 | 0 | 0 | 0 | 0 | 0 | 0.45152 | 0.45152 | 0.45152 | 0.45152 | 0.45152 | 0.36469 | 0.36469 | 0.00050927 | 0.00050927 | 0.00050927 | 0.00050927 | 0.00050927 | 0.00041133 | 0.00041133 | 0 | 0 | 0 | 0 | 0 | 0 | 0 | 0 | 0 | 0 | 0 | 0 | 0 | 0 | 0.02 | 0.02 | 0.02 | 0.02 | 0.02 | 0.02 | 0.02 | 0.021581 | 0.021581 | 0.021501 | 0.021742 | 0.02174 | 0.021845 | 0.021845 | ComCollege Office (break) ILit Cls | ComCollege Office (break) ILit Cls | 2 | 2 | 2 | ComCollege Office (break) ILit2 Cls | ComCollege Office (break) ILit Cls | ComCollege Office (break) ILit Cls | 2 | 2 | 2 | 2 | 0.45976 | 0.02 | 0.02 | 0.02 | 0.02 | 0.02 | 0.02 | 0.02 | 0.02 | 0.02 | 0.02 | 0.02 | 0.02 | 0.02 | 0.02 | 0.02 | 0.02 | 0.02 | 0.02 | 0.02 | 0.02 | 0.02 | 0.02 | 0.02 | 0.02 | 0.02 | 0.46664 | 0.02 | 0.02 | 0.02 | 0.02 | 0.02 | 0.02 | 0.02 | 0.02 | 0.02 | 0.02 | 0.02 | 0.02 | 0.02 | 0.02 | 0.02 | 0.02 | 0.02 | 0.02 | 0.02 | 0.02 | 0.02 | 0.02 | 0.02 | 0.02 | 0.02 | 0 | 0 | 0 | 0 | 0 | 0 | 0 | 0 | 0 | 0 | 0 | 0 | 0 | 0 | 0 | 0 | 0 | 0 | 0 | 0 | 0 | 0 | 0 | 0 | 0 | 0 | 0 | 0 | 0 | 0 | 0 | 0 | 0 | 0 | 0 | 0 | 0 | 0 | 0 | 0 | 0 | 0 | 0 | 0 | 0 | 0 | 0 | 0 | 16 | 0.66337 | 0.20792 | 0.079208 | 0.049505 | 0.76136 | 0.0028118 | 0.00075669 | 0.00075669 | 0.00075669 | 0.00075669 | 0.00075669 | 0.00061117 | 0.00061117 | Education - Community College (break) | 0.0025764 | 0.0025764 | 0.0025432 | 0.0026301 | 0.0026318 | 0.0026225 | 0.0026225 | Education - Community College - Office (General) - (break) - all | 16 | 9 | 17 | 0 | 17.4707 | 0 | 17.4707 | 0 | 0 | 0 | 0.45976 | 0 | 0 | 0 | 0 | 0 | 0 | 0 | 0 | 0 | 0 | 0 | 0 | 0 | 0 | 0 | 0 | 0 | 0 | 0 | 0 | 0 | 0 | 0 | 0 | 0 | 0 |  | 0 | 17.7322 | 0 | 17.7322 | 0 | 0 | 0 | 0.46664 | 0 | 0 | 0 | 0 | 0 | 0 | 0 | 0 | 0 | 0 | 0 | 0 | 0 | 0 | 0 | 0 | 0 | 0 | 0 | 0 | 0 | 0 | 0 | 0 | 0 | 0 | 0.95782 | 0.952 | 0.97216 | 0.952
569 | 5 | 69 | 5 | 9 |  |  |  |  | Education - Community College | Office (General) | Education - Community College - Office (General) | (summer) | Education - Community College (summer) | Education - Community College - Office (General) (summer) | ComCollege Office (summer) | Sat | Open | 8 | 8 | 0.23406 | 1.1498 | 1.1498 | 1.1498 | 1.1498 | 1.1498 | 0.92867 | 0.92867 | 0 | 0 | 0 | 0 | 0 | 0 | 0 | 7.69 | 7.69 | 7.69 | 7.69 | 7.69 | 6.2111 | 6.2111 | 0 | 0 | 0 | 0 | 0 | 0 | 0 | 0 | 0 | 0 | 0 | 0 | 0 | 0 | 0 | 0 | 0 | 0 | 0 | 0 | 0 | 0 | 0 | 0 | 0 | 0 | 0 | 0 | 0 | 0 | 0 | 0 | 0 | 0 | 0 | 0.10879 | 0.10879 | 0.10879 | 0.10879 | 0.10879 | 0.08787 | 0.08787 | 0 | 0 | 0 | 0 | 0 | 0 | 0 | 0.73851 | 0.73851 | 0.73851 | 0.73851 | 0.73851 | 0.59649 | 0.59649 | 0 | 0 | 0 | 0 | 0 | 0 | 0 | 0 | 0 | 0 | 0 | 0 | 0 | 0 | 0 | 0 | 0 | 0 | 0 | 0 | 0 | 0 | 0 | 0 | 0 | 0 | 0 | 0 | 0 | 0 | 0 | 0 | 0 | 0 | 0 | ComCollege Office (summer) ILit Sat | ComCollege Office (summer) ILit all | 3612 | 10 | 28.125 | ComCollege Office (summer) ILit2 Sat | ComCollege Office (summer) ILit2 Sat | ComCollege Office (summer) ILit2 All | 3842 | 10 | 28.125 | 3612 | 3.5719 | 0.17828 | 0.1 | 0.1 | 0.1 | 0.1 | 0.1 | 0.1 | 0.14028 | 0.14028 | 0.18056 | 0.28125 | 0.28125 | 0.28125 | 0.28125 | 0.28125 | 0.28125 | 0.18056 | 0.1 | 0.1 | 0.1 | 0.1 | 0.1 | 0.1 | 0.1 | 0.1 | 3.6254 | 0.17828 | 0.1 | 0.1 | 0.1 | 0.1 | 0.1 | 0.1 | 0.14028 | 0.14028 | 0.18056 | 0.28125 | 0.28125 | 0.28125 | 0.28125 | 0.28125 | 0.28125 | 0.18056 | 0.1 | 0.1 | 0.1 | 0.1 | 0.1 | 0.1 | 0.1 | 0.1 | 0 | 0 | 0 | 0 | 0 | 0 | 0.22222 | 0.22222 | 0.44444 | 1 | 1 | 1 | 1 | 1 | 1 | 0.44444 | 0 | 0 | 0 | 0 | 0 | 0 | 0 | 0 | 0 | 0 | 0 | 0 | 0 | 0 | 0.22222 | 0.22222 | 0.44444 | 1 | 1 | 1 | 1 | 1 | 1 | 0.44444 | 0 | 0 | 0 | 0 | 0 | 0 | 0 | 0 | 16 | 0.66337 | 0.20792 | 0.079208 | 0.049505 | 0.76136 | 0 | 0 | 0 | 0 | 0 | 0 | 0 | 0 |  | 0.051444 | 0.051444 | 0.050633 | 0.052908 | 0.052946 | 0.052037 | 0.052037 | Education - Community College - Office (General) - (summer) - Sat | 10 | 7 | 16 | 17.1889 | 11.3862 | 0 | 0 | 17.1889 | 11.3862 | 0 | 0 | 2.1486 | 1.4233 | 0 | 0 | 0 | 0 | 0 | 0 | 0.14028 | 0.14028 | 0.18056 | 0.28125 | 0.28125 | 0.28125 | 0.28125 | 0.28125 | 0.28125 | 0 | 0 | 0 | 0 | 0 | 0 | 0 | 0 | 0 |  | 17.1889 | 11.814 | 0 | 0 | 17.1889 | 11.814 | 0 | 0 | 2.1486 | 1.4767 | 0 | 0 | 0 | 0 | 0 | 0 | 0.14028 | 0.14028 | 0.18056 | 0.28125 | 0.28125 | 0.28125 | 0.28125 | 0.28125 | 0.28125 | 0 | 0 | 0 | 0 | 0 | 0 | 0 | 0 | 0 | 0.95782 | 0.952 | 0.97216 | 0.952
570 | 5 | 70 | 6 | 10 |  |  |  |  | Education - Community College | Office (General) | Education - Community College - Office (General) | (summer) | Education - Community College (summer) | Education - Community College - Office (General) (summer) | ComCollege Office (summer) | Sun | Closed | 8 | 8 | 0.23406 | 1.1498 | 1.1498 | 1.1498 | 1.1498 | 1.1498 | 0.92867 | 0.92867 | 0 | 0 | 0 | 0 | 0 | 0 | 0 | 1.7322 | 1.7322 | 1.7322 | 1.7322 | 1.7322 | 1.3991 | 1.3991 | 0 | 0 | 0 | 0 | 0 | 0 | 0 | 0 | 0 | 0 | 0 | 0 | 0 | 0 | 0 | 0 | 0 | 0 | 0 | 0 | 0 | 0 | 0 | 0 | 0 | 0 | 0 | 0 | 0 | 0 | 0 | 0 | 0 | 0 | 0 | 0.10879 | 0.10879 | 0.10879 | 0.10879 | 0.10879 | 0.08787 | 0.08787 | 0 | 0 | 0 | 0 | 0 | 0 | 0 | 0.16635 | 0.16635 | 0.16635 | 0.16635 | 0.16635 | 0.13436 | 0.13436 | 0 | 0 | 0 | 0 | 0 | 0 | 0 | 0 | 0 | 0 | 0 | 0 | 0 | 0 | 0 | 0 | 0 | 0 | 0 | 0 | 0 | 0 | 0 | 0 | 0 | 0 | 0 | 0 | 0 | 0 | 0 | 0 | 0 | 0 | 0 | ComCollege Office (summer) ILit Cls | ComCollege Office (summer) ILit Cls | 2 | 3.5 | 3.5 | ComCollege Office (summer) ILit2 Cls | ComCollege Office (summer) ILit Cls | ComCollege Office (summer) ILit Cls | 2 | 3.5 | 3.5 | 2 | 0.80457 | 0.03332 | 0.035 | 0.035 | 0.035 | 0.035 | 0.035 | 0.035 | 0.035 | 0.035 | 0.035 | 0.035 | 0.035 | 0.035 | 0.035 | 0.035 | 0.035 | 0.035 | 0.035 | 0.035 | 0.035 | 0.035 | 0.035 | 0.035 | 0.035 | 0.035 | 0.81662 | 0.03332 | 0.035 | 0.035 | 0.035 | 0.035 | 0.035 | 0.035 | 0.035 | 0.035 | 0.035 | 0.035 | 0.035 | 0.035 | 0.035 | 0.035 | 0.035 | 0.035 | 0.035 | 0.035 | 0.035 | 0.035 | 0.035 | 0.035 | 0.035 | 0.035 | 0 | 0 | 0 | 0 | 0 | 0 | 0 | 0 | 0 | 0 | 0 | 0 | 0 | 0 | 0 | 0 | 0 | 0 | 0 | 0 | 0 | 0 | 0 | 0 | 0 | 0 | 0 | 0 | 0 | 0 | 0 | 0 | 0 | 0 | 0 | 0 | 0 | 0 | 0 | 0 | 0 | 0 | 0 | 0 | 0 | 0 | 0 | 0 | 16 | 0.66337 | 0.20792 | 0.079208 | 0.049505 | 0.76136 | 0 | 0 | 0 | 0 | 0 | 0 | 0 | 0 |  | 0.051444 | 0.051444 | 0.050633 | 0.052908 | 0.052946 | 0.052037 | 0.052037 | Education - Community College - Office (General) - (summer) - Sun | 12 | 8 | 15 | 0 | 6.4366 | 0 | 0 | 0 | 6.4366 | 0 | 0 | 0 | 0.80457 | 0 | 0 | 0 | 0 | 0 | 0 | 0 | 0 | 0 | 0 | 0 | 0 | 0 | 0 | 0 | 0 | 0 | 0 | 0 | 0 | 0 | 0 | 0 | 0 |  | 0 | 6.5329 | 0 | 0 | 0 | 6.5329 | 0 | 0 | 0 | 0.81662 | 0 | 0 | 0 | 0 | 0 | 0 | 0 | 0 | 0 | 0 | 0 | 0 | 0 | 0 | 0 | 0 | 0 | 0 | 0 | 0 | 0 | 0 | 0 | 0 | 0.95782 | 0.952 | 0.97216 | 0.952
571 | 5 | 71 | 7 | 11 |  |  |  |  | Education - Community College | Office (General) | Education - Community College - Office (General) | (summer) | Education - Community College (summer) | Education - Community College - Office (General) (summer) | ComCollege Office (summer) | Hol | Closed | 1 | 1 | 0.23406 | 1.1498 | 1.1498 | 1.1498 | 1.1498 | 1.1498 | 0.92867 | 0.92867 | 0 | 0 | 0 | 0 | 0 | 0 | 0 | 0.21652 | 0.21652 | 0.21652 | 0.21652 | 0.21652 | 0.17488 | 0.17488 | 0 | 0 | 0 | 0 | 0 | 0 | 0 | 0 | 0 | 0 | 0 | 0 | 0 | 0 | 0 | 0 | 0 | 0 | 0 | 0 | 0 | 0 | 0 | 0 | 0 | 0 | 0 | 0 | 0 | 0 | 0 | 0 | 0 | 0 | 0 | 0.10879 | 0.10879 | 0.10879 | 0.10879 | 0.10879 | 0.08787 | 0.08787 | 0 | 0 | 0 | 0 | 0 | 0 | 0 | 0.020794 | 0.020794 | 0.020794 | 0.020794 | 0.020794 | 0.016795 | 0.016795 | 0 | 0 | 0 | 0 | 0 | 0 | 0 | 0 | 0 | 0 | 0 | 0 | 0 | 0 | 0 | 0 | 0 | 0 | 0 | 0 | 0 | 0 | 0 | 0 | 0 | 0 | 0 | 0 | 0 | 0 | 0 | 0 | 0 | 0 | 0 | ComCollege Office (summer) ILit Cls | ComCollege Office (summer) ILit Cls | 2 | 3.5 | 3.5 | ComCollege Office (summer) ILit2 Cls | ComCollege Office (summer) ILit Cls | ComCollege Office (summer) ILit Cls | 2 | 3.5 | 3.5 | 2 | 0.80457 | 0.03332 | 0.035 | 0.035 | 0.035 | 0.035 | 0.035 | 0.035 | 0.035 | 0.035 | 0.035 | 0.035 | 0.035 | 0.035 | 0.035 | 0.035 | 0.035 | 0.035 | 0.035 | 0.035 | 0.035 | 0.035 | 0.035 | 0.035 | 0.035 | 0.035 | 0.81662 | 0.03332 | 0.035 | 0.035 | 0.035 | 0.035 | 0.035 | 0.035 | 0.035 | 0.035 | 0.035 | 0.035 | 0.035 | 0.035 | 0.035 | 0.035 | 0.035 | 0.035 | 0.035 | 0.035 | 0.035 | 0.035 | 0.035 | 0.035 | 0.035 | 0.035 | 0 | 0 | 0 | 0 | 0 | 0 | 0 | 0 | 0 | 0 | 0 | 0 | 0 | 0 | 0 | 0 | 0 | 0 | 0 | 0 | 0 | 0 | 0 | 0 | 0 | 0 | 0 | 0 | 0 | 0 | 0 | 0 | 0 | 0 | 0 | 0 | 0 | 0 | 0 | 0 | 0 | 0 | 0 | 0 | 0 | 0 | 0 | 0 | 16 | 0.66337 | 0.20792 | 0.079208 | 0.049505 | 0.76136 | 0 | 0 | 0 | 0 | 0 | 0 | 0 | 0 |  | 0.051444 | 0.051444 | 0.050633 | 0.052908 | 0.052946 | 0.052037 | 0.052037 | Education - Community College - Office (General) - (summer) - Hol | 14 | 8 | 15 | 0 | 0.80457 | 0 | 0 | 0 | 0.80457 | 0 | 0 | 0 | 0.80457 | 0 | 0 | 0 | 0 | 0 | 0 | 0 | 0 | 0 | 0 | 0 | 0 | 0 | 0 | 0 | 0 | 0 | 0 | 0 | 0 | 0 | 0 | 0 | 0 |  | 0 | 0.81662 | 0 | 0 | 0 | 0.81662 | 0 | 0 | 0 | 0.81662 | 0 | 0 | 0 | 0 | 0 | 0 | 0 | 0 | 0 | 0 | 0 | 0 | 0 | 0 | 0 | 0 | 0 | 0 | 0 | 0 | 0 | 0 | 0 | 0 | 0.95782 | 0.952 | 0.97216 | 0.952
572 | 5 | 72 | 8 | 12 | Education - Community College | Education - Community College (summer) | Education - Community College - Office (General) | Education - Community College - Office (General) (summer) | Education - Community College | Office (General) | Education - Community College - Office (General) | (summer) | Education - Community College (summer) | Education - Community College - Office (General) (summer) | ComCollege Office (summer) | all | Open | 44 | 44 | 0.23406 | 1.1498 | 1.1498 | 1.1498 | 1.1498 | 1.1498 | 0.92867 | 0.92867 | 0.26911 | 0.26911 | 0.26911 | 0.26911 | 0.26911 | 0.21736 | 0.21736 | 87.1356 | 87.1356 | 87.1356 | 87.1356 | 87.1356 | 70.3788 | 70.3788 | 0.13304 | 0.13304 | 0.13304 | 0.13304 | 0.13304 | 0.10745 | 0.10745 | 2369.771 | 2369.771 | 2369.771 | 2369.771 | 2369.771 | 2369.771 | 2369.771 | 2229.3154 | 2229.3154 | 2220.7954 | 2238.3011 | 2241.5345 | 2233.9921 | 2233.9921 | 0.49435 | 0.49435 | 0.49435 | 0.49435 | 0.49435 | 0.49435 | 0.49435 | 0.42651 | 0.42651 | 0.42339 | 0.43289 | 0.43277 | 0.42944 | 0.42944 | 0.10879 | 0.10879 | 0.10879 | 0.10879 | 0.10879 | 0.08787 | 0.08787 | 0.025463 | 0.025463 | 0.025463 | 0.025463 | 0.025463 | 0.020567 | 0.020567 | 7.1759 | 7.1759 | 7.1759 | 7.1759 | 7.1759 | 5.7959 | 5.7959 | 0.010521 | 0.010521 | 0.010521 | 0.010521 | 0.010521 | 0.008498 | 0.008498 | 2287.1594 | 2287.1594 | 2287.1594 | 2287.1594 | 2287.1594 | 2287.1594 | 2287.1594 | 2277.9753 | 2277.9753 | 2270.6694 | 2280.3946 | 2279.2322 | 2277.6881 | 2277.6881 | 0.41319 | 0.41319 | 0.41319 | 0.41319 | 0.41319 | 0.41319 | 0.41319 | 0.36872 | 0.36872 | 0.36605 | 0.37546 | 0.3741 | 0.37204 | 0.37204 | ComCollege Office (summer) ILit all | ComCollege Office (summer) ILit all | 3611 | 10 | 67.5 | ComCollege Office (summer) ILit2 all | ComCollege Office (summer) ILit2 all | ComCollege Office (summer) ILit2 All | 3841 | 10 | 56.25 | 3611 | 7.3588 | 0.49435 | 0.1 | 0.1 | 0.1 | 0.1 | 0.1 | 0.24375 | 0.24375 | 0.3875 | 0.675 | 0.675 | 0.675 | 0.675 | 0.675 | 0.675 | 0.675 | 0.675 | 0.20781 | 0.1 | 0.1 | 0.1 | 0.1 | 0.1 | 0.1 | 0.1 | 6.4048 | 0.41319 | 0.1 | 0.1 | 0.1 | 0.1 | 0.1 | 0.20278 | 0.20278 | 0.30556 | 0.5625 | 0.5625 | 0.5625 | 0.5625 | 0.5625 | 0.5625 | 0.5625 | 0.5625 | 0.17708 | 0.1 | 0.1 | 0.1 | 0.1 | 0.1 | 0.1 | 0.1 | 0 | 0 | 0 | 0 | 0 | 0.25 | 0.25 | 0.5 | 1 | 1 | 1 | 1 | 1 | 1 | 1 | 1 | 0.1875 | 0 | 0 | 0 | 0 | 0 | 0 | 0 | 0 | 0 | 0 | 0 | 0 | 0.22222 | 0.22222 | 0.44444 | 1 | 1 | 1 | 1 | 1 | 1 | 1 | 1 | 0.16667 | 0 | 0 | 0 | 0 | 0 | 0 | 0 | 16 | 0.66337 | 0.20792 | 0.079208 | 0.049505 | 0.76136 | 0.069499 | 0.018703 | 0.018703 | 0.018703 | 0.018703 | 0.018703 | 0.015106 | 0.015106 | Education - Community College (summer) | 0.051444 | 0.051444 | 0.050633 | 0.052908 | 0.052946 | 0.052037 | 0.052037 | Education - Community College - Office (General) - (summer) - all | 16 | 7 | 21 | 287.7187 | 36.0675 | 287.7187 | 36.0675 | 0 | 0 | 6.5391 | 0.81972 | 0 | 0 | 0 | 0 | 0 | 0 | 0 | 0 | 0.24375 | 0.3875 | 0.675 | 0.675 | 0.675 | 0.675 | 0.675 | 0.675 | 0.675 | 0.675 | 0.20781 | 0.1 | 0.1 | 0.1 | 0 | 0 | 0 | 0 |  | 241.3583 | 40.4526 | 241.3583 | 40.4526 | 0 | 0 | 5.4854 | 0.91938 | 0 | 0 | 0 | 0 | 0 | 0 | 0 | 0 | 0.20278 | 0.30556 | 0.5625 | 0.5625 | 0.5625 | 0.5625 | 0.5625 | 0.5625 | 0.5625 | 0.5625 | 0.17708 | 0.1 | 0.1 | 0.1 | 0 | 0 | 0 | 0 | 0.95782 | 0.952 | 0.97216 | 0.952
601 | 6 | 1 | 5 | 1 |  |  |  |  | Education - University | Classroom/Lecture | Education - University - Classroom/Lecture |  | Education - University | Education - University - Classroom/Lecture | University Class (in session) | Sat | Open | 32 | 32 | 0.40465 | 1.4546 | 1.4546 | 1.4546 | 1.091 | 1.091 | 1.091 | 1.091 | 0 | 0 | 0 | 0 | 0 | 0 | 0 | 52.7289 | 52.7289 | 52.7289 | 39.5467 | 39.5467 | 39.5467 | 39.5467 | 0 | 0 | 0 | 0 | 0 | 0 | 0 | 0 | 0 | 0 | 0 | 0 | 0 | 0 | 0 | 0 | 0 | 0 | 0 | 0 | 0 | 0 | 0 | 0 | 0 | 0 | 0 | 0 | 0 | 0 | 0 | 0 | 0 | 0 | 0 | 0.12721 | 0.12721 | 0.12721 | 0.095408 | 0.095408 | 0.095408 | 0.095408 | 0 | 0 | 0 | 0 | 0 | 0 | 0 | 8.115 | 8.115 | 8.115 | 6.0863 | 6.0863 | 6.0863 | 6.0863 | 0 | 0 | 0 | 0 | 0 | 0 | 0 | 0 | 0 | 0 | 0 | 0 | 0 | 0 | 0 | 0 | 0 | 0 | 0 | 0 | 0 | 0 | 0 | 0 | 0 | 0 | 0 | 0 | 0 | 0 | 0 | 0 | 0 | 0 | 0 | University Class (in session) ILit Sat | University Class (in session) ILit all | 3092 | 5 | 25 | University Class (in session) ILit2 Sat | University Class (in session) ILit Sat | University Class (in session) ILit all | 3092 | 6.5 | 45 | 3092 | 2.7994 | 0.18316 | 0.05 | 0.05 | 0.05 | 0.05 | 0.05 | 0.05 | 0.05 | 0.20789 | 0.25 | 0.25 | 0.25 | 0.22895 | 0.22895 | 0.22895 | 0.25 | 0.25 | 0.18684 | 0.12368 | 0.081579 | 0.05 | 0.05 | 0.05 | 0.05 | 0.05 | 4.9264 | 0.32758 | 0.065 | 0.065 | 0.065 | 0.065 | 0.065 | 0.065 | 0.065 | 0.36895 | 0.45 | 0.45 | 0.45 | 0.40947 | 0.40947 | 0.40947 | 0.45 | 0.45 | 0.32842 | 0.20684 | 0.12579 | 0.065 | 0.065 | 0.065 | 0.065 | 0.065 | 0 | 0 | 0 | 0 | 0 | 0 | 0 | 0.78947 | 1 | 1 | 1 | 0.89474 | 0.89474 | 0.89474 | 1 | 1 | 0.68421 | 0.36842 | 0.15789 | 0 | 0 | 0 | 0 | 0 | 0 | 0 | 0 | 0 | 0 | 0 | 0 | 0.78947 | 1 | 1 | 1 | 0.89474 | 0.89474 | 0.89474 | 1 | 1 | 0.68421 | 0.36842 | 0.15789 | 0 | 0 | 0 | 0 | 0 | 20 | 0.4 | 0.36 | 0.13 | 0.11 | 0.52632 | 0 | 0 | 0 | 0 | 0 | 0 | 0 | 0 |  | 0.077793 | 0.077793 | 0.076654 | 0.078941 | 0.079086 | 0.076715 | 0.076715 | Education - University - Classroom/Lecture - Sat | 10 | 9 | 18 | 67.9579 | 21.622 | 0 | 0 | 67.9579 | 21.622 | 0 | 0 | 2.1237 | 0.67569 | 0 | 0 | 0 | 0 | 0 | 0 | 0 | 0 | 0.25 | 0.25 | 0.25 | 0.22895 | 0.22895 | 0.22895 | 0.25 | 0.25 | 0.18684 | 0 | 0 | 0 | 0 | 0 | 0 | 0 |  | 121.8189 | 35.8274 | 0 | 0 | 121.8189 | 35.8274 | 0 | 0 | 3.8068 | 1.1196 | 0 | 0 | 0 | 0 | 0 | 0 | 0 | 0 | 0.45 | 0.45 | 0.45 | 0.40947 | 0.40947 | 0.40947 | 0.45 | 0.45 | 0.32842 | 0 | 0 | 0 | 0 | 0 | 0 | 0 | 0.89242 | 0.8 | 0.93155 | 0.8
602 | 6 | 2 | 6 | 2 |  |  |  |  | Education - University | Classroom/Lecture | Education - University - Classroom/Lecture |  | Education - University | Education - University - Classroom/Lecture | University Class (in session) | Sun | Open | 32 | 32 | 0.40465 | 1.4546 | 1.4546 | 1.4546 | 1.091 | 1.091 | 1.091 | 1.091 | 0 | 0 | 0 | 0 | 0 | 0 | 0 | 26.8953 | 26.8953 | 26.8953 | 20.1715 | 20.1715 | 20.1715 | 20.1715 | 0 | 0 | 0 | 0 | 0 | 0 | 0 | 0 | 0 | 0 | 0 | 0 | 0 | 0 | 0 | 0 | 0 | 0 | 0 | 0 | 0 | 0 | 0 | 0 | 0 | 0 | 0 | 0 | 0 | 0 | 0 | 0 | 0 | 0 | 0 | 0.12721 | 0.12721 | 0.12721 | 0.095408 | 0.095408 | 0.095408 | 0.095408 | 0 | 0 | 0 | 0 | 0 | 0 | 0 | 3.5754 | 3.5754 | 3.5754 | 2.6815 | 2.6815 | 2.6815 | 2.6815 | 0 | 0 | 0 | 0 | 0 | 0 | 0 | 0 | 0 | 0 | 0 | 0 | 0 | 0 | 0 | 0 | 0 | 0 | 0 | 0 | 0 | 0 | 0 | 0 | 0 | 0 | 0 | 0 | 0 | 0 | 0 | 0 | 0 | 0 | 0 | University Class (in session) ILit Sun | University Class (in session) ILit all | 3093 | 5 | 25 | University Class (in session) ILit2 Sun | University Class (in session) ILit Sun | University Class (in session) ILit all | 3093 | 6.5 | 45 | 3093 | 1.4279 | 0.04 | 0.05 | 0.05 | 0.05 | 0.05 | 0.05 | 0.05 | 0.05 | 0.05 | 0.05 | 0.05 | 0.25 | 0.25 | 0.05 | 0.05 | 0.05 | 0.05 | 0.05 | 0.05 | 0.05 | 0.05 | 0.05 | 0.05 | 0.05 | 0.05 | 2.1705 | 0.052 | 0.065 | 0.065 | 0.065 | 0.065 | 0.065 | 0.065 | 0.065 | 0.065 | 0.065 | 0.065 | 0.45 | 0.45 | 0.065 | 0.065 | 0.065 | 0.065 | 0.065 | 0.065 | 0.065 | 0.065 | 0.065 | 0.065 | 0.065 | 0.065 | 0 | 0 | 0 | 0 | 0 | 0 | 0 | 0 | 0 | 0 | 1 | 1 | 0 | 0 | 0 | 0 | 0 | 0 | 0 | 0 | 0 | 0 | 0 | 0 | 0 | 0 | 0 | 0 | 0 | 0 | 0 | 0 | 0 | 0 | 1 | 1 | 0 | 0 | 0 | 0 | 0 | 0 | 0 | 0 | 0 | 0 | 0 | 0 | 20 | 0.4 | 0.36 | 0.13 | 0.11 | 0.52632 | 0 | 0 | 0 | 0 | 0 | 0 | 0 | 0 |  | 0.077793 | 0.077793 | 0.076654 | 0.078941 | 0.079086 | 0.076715 | 0.076715 | Education - University - Classroom/Lecture - Sun | 12 | 9 | 18 | 27.2 | 18.4917 | 0 | 0 | 27.2 | 18.4917 | 0 | 0 | 0.85 | 0.57787 | 0 | 0 | 0 | 0 | 0 | 0 | 0 | 0 | 0.05 | 0.05 | 0.25 | 0.25 | 0.05 | 0.05 | 0.05 | 0.05 | 0.05 | 0 | 0 | 0 | 0 | 0 | 0 | 0 |  | 43.36 | 26.0966 | 0 | 0 | 43.36 | 26.0966 | 0 | 0 | 1.355 | 0.81552 | 0 | 0 | 0 | 0 | 0 | 0 | 0 | 0 | 0.065 | 0.065 | 0.45 | 0.45 | 0.065 | 0.065 | 0.065 | 0.065 | 0.065 | 0 | 0 | 0 | 0 | 0 | 0 | 0 | 0.89242 | 0.8 | 0.93155 | 0.8
603 | 6 | 3 | 7 | 3 |  |  |  |  | Education - University | Classroom/Lecture | Education - University - Classroom/Lecture |  | Education - University | Education - University - Classroom/Lecture | University Class (in session) | Hol | Open | 6 | 6 | 0.40465 | 1.4546 | 1.4546 | 1.4546 | 1.091 | 1.091 | 1.091 | 1.091 | 0 | 0 | 0 | 0 | 0 | 0 | 0 | 5.0429 | 5.0429 | 5.0429 | 3.7822 | 3.7822 | 3.7822 | 3.7822 | 0 | 0 | 0 | 0 | 0 | 0 | 0 | 0 | 0 | 0 | 0 | 0 | 0 | 0 | 0 | 0 | 0 | 0 | 0 | 0 | 0 | 0 | 0 | 0 | 0 | 0 | 0 | 0 | 0 | 0 | 0 | 0 | 0 | 0 | 0 | 0.12721 | 0.12721 | 0.12721 | 0.095408 | 0.095408 | 0.095408 | 0.095408 | 0 | 0 | 0 | 0 | 0 | 0 | 0 | 0.67038 | 0.67038 | 0.67038 | 0.50278 | 0.50278 | 0.50278 | 0.50278 | 0 | 0 | 0 | 0 | 0 | 0 | 0 | 0 | 0 | 0 | 0 | 0 | 0 | 0 | 0 | 0 | 0 | 0 | 0 | 0 | 0 | 0 | 0 | 0 | 0 | 0 | 0 | 0 | 0 | 0 | 0 | 0 | 0 | 0 | 0 | University Class (in session) ILit Hol | University Class (in session) ILit all | 3093 | 5 | 25 | University Class (in session) ILit2 Hol | University Class (in session) ILit Hol | University Class (in session) ILit all | 3093 | 6.5 | 45 | 3093 | 1.4279 | 0.04 | 0.05 | 0.05 | 0.05 | 0.05 | 0.05 | 0.05 | 0.05 | 0.05 | 0.05 | 0.05 | 0.25 | 0.25 | 0.05 | 0.05 | 0.05 | 0.05 | 0.05 | 0.05 | 0.05 | 0.05 | 0.05 | 0.05 | 0.05 | 0.05 | 2.1705 | 0.052 | 0.065 | 0.065 | 0.065 | 0.065 | 0.065 | 0.065 | 0.065 | 0.065 | 0.065 | 0.065 | 0.45 | 0.45 | 0.065 | 0.065 | 0.065 | 0.065 | 0.065 | 0.065 | 0.065 | 0.065 | 0.065 | 0.065 | 0.065 | 0.065 | 0 | 0 | 0 | 0 | 0 | 0 | 0 | 0 | 0 | 0 | 1 | 1 | 0 | 0 | 0 | 0 | 0 | 0 | 0 | 0 | 0 | 0 | 0 | 0 | 0 | 0 | 0 | 0 | 0 | 0 | 0 | 0 | 0 | 0 | 1 | 1 | 0 | 0 | 0 | 0 | 0 | 0 | 0 | 0 | 0 | 0 | 0 | 0 | 20 | 0.4 | 0.36 | 0.13 | 0.11 | 0.52632 | 0 | 0 | 0 | 0 | 0 | 0 | 0 | 0 |  | 0.077793 | 0.077793 | 0.076654 | 0.078941 | 0.079086 | 0.076715 | 0.076715 | Education - University - Classroom/Lecture - Hol | 14 | 9 | 18 | 5.1 | 3.4672 | 0 | 0 | 5.1 | 3.4672 | 0 | 0 | 0.85 | 0.57787 | 0 | 0 | 0 | 0 | 0 | 0 | 0 | 0 | 0.05 | 0.05 | 0.25 | 0.25 | 0.05 | 0.05 | 0.05 | 0.05 | 0.05 | 0 | 0 | 0 | 0 | 0 | 0 | 0 |  | 8.13 | 4.8931 | 0 | 0 | 8.13 | 4.8931 | 0 | 0 | 1.355 | 0.81552 | 0 | 0 | 0 | 0 | 0 | 0 | 0 | 0 | 0.065 | 0.065 | 0.45 | 0.45 | 0.065 | 0.065 | 0.065 | 0.065 | 0.065 | 0 | 0 | 0 | 0 | 0 | 0 | 0 | 0.89242 | 0.8 | 0.93155 | 0.8
604 | 6 | 4 | 8 | 4 |  | Education - University |  | Education - University - Classroom/Lecture | Education - University | Classroom/Lecture | Education - University - Classroom/Lecture |  | Education - University | Education - University - Classroom/Lecture | University Class (in session) | all | Open | 169 | 169 | 0.40465 | 1.4546 | 1.4546 | 1.4546 | 1.091 | 1.091 | 1.091 | 1.091 | 0 | 0 | 0 | 0 | 0 | 0 | 0 | 956.9061 | 956.9061 | 956.9061 | 717.6796 | 717.6796 | 717.6796 | 717.6796 | 0.32963 | 0.32963 | 0.32963 | 0.24722 | 0.24722 | 0.24722 | 0.24722 | 0 | 0 | 0 | 0 | 0 | 0 | 0 | 0 | 0 | 0 | 0 | 0 | 0 | 0 | 0.56 | 0.56 | 0.56 | 0.56 | 0.56 | 0.56 | 0.56 | 0.63621 | 0.63621 | 0.63191 | 0.64193 | 0.64283 | 0.62685 | 0.62685 | 0.12721 | 0.12721 | 0.12721 | 0.095408 | 0.095408 | 0.095408 | 0.095408 | 0 | 0 | 0 | 0 | 0 | 0 | 0 | 89.6048 | 89.6048 | 89.6048 | 67.2036 | 67.2036 | 67.2036 | 67.2036 | 0.028827 | 0.028827 | 0.028827 | 0.02162 | 0.02162 | 0.02162 | 0.02162 | 0 | 0 | 0 | 0 | 0 | 0 | 0 | 0 | 0 | 0 | 0 | 0 | 0 | 0 | 0.56 | 0.56 | 0.56 | 0.56 | 0.56 | 0.56 | 0.56 | 0.59459 | 0.59459 | 0.58961 | 0.59374 | 0.59192 | 0.58297 | 0.58297 | University Class (in session) ILit all | University Class (in session) ILit all | 3091 | 5 | 70 | University Class (in session) ILit2 all | University Class (in session) ILit all | University Class (in session) ILit all | 3091 | 8 | 70 | 3091 | 9.6193 | 0.56 | 0.05 | 0.05 | 0.05 | 0.05 | 0.05 | 0.05 | 0.35789 | 0.56316 | 0.7 | 0.7 | 0.7 | 0.63158 | 0.63158 | 0.63158 | 0.7 | 0.7 | 0.7 | 0.63158 | 0.63158 | 0.63158 | 0.56316 | 0.49474 | 0.35789 | 0.15263 | 10.3 | 0.56 | 0.08 | 0.08 | 0.08 | 0.08 | 0.08 | 0.08 | 0.37368 | 0.56947 | 0.7 | 0.7 | 0.7 | 0.63474 | 0.63474 | 0.63474 | 0.7 | 0.7 | 0.7 | 0.63474 | 0.63474 | 0.63474 | 0.56947 | 0.50421 | 0.37368 | 0.17789 | 0 | 0 | 0 | 0 | 0 | 0 | 0.47368 | 0.78947 | 1 | 1 | 1 | 0.89474 | 0.89474 | 0.89474 | 1 | 1 | 1 | 0.89474 | 0.89474 | 0.89474 | 0.78947 | 0.68421 | 0.47368 | 0.15789 | 0 | 0 | 0 | 0 | 0 | 0 | 0.47368 | 0.78947 | 1 | 1 | 1 | 0.89474 | 0.89474 | 0.89474 | 1 | 1 | 1 | 0.89474 | 0.89474 | 0.89474 | 0.78947 | 0.68421 | 0.47368 | 0.15789 | 20 | 0.4 | 0.36 | 0.13 | 0.11 | 0.52632 | 0.060247 | 0.035463 | 0.035463 | 0.035463 | 0.026597 | 0.026597 | 0.026597 | 0.026597 | Education - University | 0.077793 | 0.077793 | 0.076654 | 0.078941 | 0.079086 | 0.076715 | 0.076715 | Education - University - Classroom/Lecture - all | 16 | 7 | 21 | 1505.8789 | 119.7849 | 1505.8789 | 119.7849 | 0 | 0 | 8.9105 | 0.70879 | 0 | 0 | 0 | 0 | 0 | 0 | 0 | 0 | 0.35789 | 0.56316 | 0.7 | 0.7 | 0.7 | 0.63158 | 0.63158 | 0.63158 | 0.7 | 0.7 | 0.7 | 0.63158 | 0.63158 | 0.63158 | 0 | 0 | 0 | 0 |  | 1512.8168 | 227.8898 | 1512.8168 | 227.8898 | 0 | 0 | 8.9516 | 1.3485 | 0 | 0 | 0 | 0 | 0 | 0 | 0 | 0 | 0.37368 | 0.56947 | 0.7 | 0.7 | 0.7 | 0.63474 | 0.63474 | 0.63474 | 0.7 | 0.7 | 0.7 | 0.63474 | 0.63474 | 0.63474 | 0 | 0 | 0 | 0 | 0.89242 | 0.8 | 0.93155 | 0.8
605 | 6 | 5 | 5 | 5 |  |  |  |  | Education - University | Classroom/Lecture | Education - University - Classroom/Lecture | (break) | Education - University (break) | Education - University - Classroom/Lecture (break) | University Class (break) | Sat | Closed | 12 | 12 | 0.40465 | 1.4546 | 1.4546 | 1.4546 | 1.091 | 1.091 | 1.091 | 1.091 | 0 | 0 | 0 | 0 | 0 | 0 | 0 | 5.295 | 5.295 | 5.295 | 3.9713 | 3.9713 | 3.9713 | 3.9713 | 0 | 0 | 0 | 0 | 0 | 0 | 0 | 0 | 0 | 0 | 0 | 0 | 0 | 0 | 0 | 0 | 0 | 0 | 0 | 0 | 0 | 0 | 0 | 0 | 0 | 0 | 0 | 0 | 0 | 0 | 0 | 0 | 0 | 0 | 0 | 0.12721 | 0.12721 | 0.12721 | 0.095408 | 0.095408 | 0.095408 | 0.095408 | 0 | 0 | 0 | 0 | 0 | 0 | 0 | 0.48336 | 0.48336 | 0.48336 | 0.36252 | 0.36252 | 0.36252 | 0.36252 | 0 | 0 | 0 | 0 | 0 | 0 | 0 | 0 | 0 | 0 | 0 | 0 | 0 | 0 | 0 | 0 | 0 | 0 | 0 | 0 | 0 | 0 | 0 | 0 | 0 | 0 | 0 | 0 | 0 | 0 | 0 | 0 | 0 | 0 | 0 | University Class (break) ILit Cls | University Class (break) ILit Cls | 2 | 3.5 | 3.5 | University Class (break) ILit2 Cls | University Class (break) ILit Cls | University Class (break) ILit Cls | 2 | 3.5 | 3.5 | 2 | 0.74963 | 0.035 | 0.035 | 0.035 | 0.035 | 0.035 | 0.035 | 0.035 | 0.035 | 0.035 | 0.035 | 0.035 | 0.035 | 0.035 | 0.035 | 0.035 | 0.035 | 0.035 | 0.035 | 0.035 | 0.035 | 0.035 | 0.035 | 0.035 | 0.035 | 0.035 | 0.7825 | 0.035 | 0.035 | 0.035 | 0.035 | 0.035 | 0.035 | 0.035 | 0.035 | 0.035 | 0.035 | 0.035 | 0.035 | 0.035 | 0.035 | 0.035 | 0.035 | 0.035 | 0.035 | 0.035 | 0.035 | 0.035 | 0.035 | 0.035 | 0.035 | 0.035 | 0 | 0 | 0 | 0 | 0 | 0 | 0 | 0 | 0 | 0 | 0 | 0 | 0 | 0 | 0 | 0 | 0 | 0 | 0 | 0 | 0 | 0 | 0 | 0 | 0 | 0 | 0 | 0 | 0 | 0 | 0 | 0 | 0 | 0 | 0 | 0 | 0 | 0 | 0 | 0 | 0 | 0 | 0 | 0 | 0 | 0 | 0 | 0 | 20 | 0.4 | 0.36 | 0.13 | 0.11 | 0.52632 | 0 | 0 | 0 | 0 | 0 | 0 | 0 | 0 |  | 0.004128 | 0.004128 | 0.0040915 | 0.0041369 | 0.0041138 | 0.0040849 | 0.0040849 | Education - University - Classroom/Lecture - (break) - Sat | 10 | 9 | 14 | 0 | 8.9956 | 0 | 0 | 0 | 8.9956 | 0 | 0 | 0 | 0.74963 | 0 | 0 | 0 | 0 | 0 | 0 | 0 | 0 | 0 | 0 | 0 | 0 | 0 | 0 | 0 | 0 | 0 | 0 | 0 | 0 | 0 | 0 | 0 | 0 |  | 0 | 9.3901 | 0 | 0 | 0 | 9.3901 | 0 | 0 | 0 | 0.7825 | 0 | 0 | 0 | 0 | 0 | 0 | 0 | 0 | 0 | 0 | 0 | 0 | 0 | 0 | 0 | 0 | 0 | 0 | 0 | 0 | 0 | 0 | 0 | 0 | 0.89242 | 0.8 | 0.93155 | 0.8
606 | 6 | 6 | 6 | 6 |  |  |  |  | Education - University | Classroom/Lecture | Education - University - Classroom/Lecture | (break) | Education - University (break) | Education - University - Classroom/Lecture (break) | University Class (break) | Sun | Closed | 12 | 12 | 0.40465 | 1.4546 | 1.4546 | 1.4546 | 1.091 | 1.091 | 1.091 | 1.091 | 0 | 0 | 0 | 0 | 0 | 0 | 0 | 5.295 | 5.295 | 5.295 | 3.9713 | 3.9713 | 3.9713 | 3.9713 | 0 | 0 | 0 | 0 | 0 | 0 | 0 | 0 | 0 | 0 | 0 | 0 | 0 | 0 | 0 | 0 | 0 | 0 | 0 | 0 | 0 | 0 | 0 | 0 | 0 | 0 | 0 | 0 | 0 | 0 | 0 | 0 | 0 | 0 | 0 | 0.12721 | 0.12721 | 0.12721 | 0.095408 | 0.095408 | 0.095408 | 0.095408 | 0 | 0 | 0 | 0 | 0 | 0 | 0 | 0.48336 | 0.48336 | 0.48336 | 0.36252 | 0.36252 | 0.36252 | 0.36252 | 0 | 0 | 0 | 0 | 0 | 0 | 0 | 0 | 0 | 0 | 0 | 0 | 0 | 0 | 0 | 0 | 0 | 0 | 0 | 0 | 0 | 0 | 0 | 0 | 0 | 0 | 0 | 0 | 0 | 0 | 0 | 0 | 0 | 0 | 0 | University Class (break) ILit Cls | University Class (break) ILit Cls | 2 | 3.5 | 3.5 | University Class (break) ILit2 Cls | University Class (break) ILit Cls | University Class (break) ILit Cls | 2 | 3.5 | 3.5 | 2 | 0.74963 | 0.035 | 0.035 | 0.035 | 0.035 | 0.035 | 0.035 | 0.035 | 0.035 | 0.035 | 0.035 | 0.035 | 0.035 | 0.035 | 0.035 | 0.035 | 0.035 | 0.035 | 0.035 | 0.035 | 0.035 | 0.035 | 0.035 | 0.035 | 0.035 | 0.035 | 0.7825 | 0.035 | 0.035 | 0.035 | 0.035 | 0.035 | 0.035 | 0.035 | 0.035 | 0.035 | 0.035 | 0.035 | 0.035 | 0.035 | 0.035 | 0.035 | 0.035 | 0.035 | 0.035 | 0.035 | 0.035 | 0.035 | 0.035 | 0.035 | 0.035 | 0.035 | 0 | 0 | 0 | 0 | 0 | 0 | 0 | 0 | 0 | 0 | 0 | 0 | 0 | 0 | 0 | 0 | 0 | 0 | 0 | 0 | 0 | 0 | 0 | 0 | 0 | 0 | 0 | 0 | 0 | 0 | 0 | 0 | 0 | 0 | 0 | 0 | 0 | 0 | 0 | 0 | 0 | 0 | 0 | 0 | 0 | 0 | 0 | 0 | 20 | 0.4 | 0.36 | 0.13 | 0.11 | 0.52632 | 0 | 0 | 0 | 0 | 0 | 0 | 0 | 0 |  | 0.004128 | 0.004128 | 0.0040915 | 0.0041369 | 0.0041138 | 0.0040849 | 0.0040849 | Education - University - Classroom/Lecture - (break) - Sun | 12 | 9 | 14 | 0 | 8.9956 | 0 | 0 | 0 | 8.9956 | 0 | 0 | 0 | 0.74963 | 0 | 0 | 0 | 0 | 0 | 0 | 0 | 0 | 0 | 0 | 0 | 0 | 0 | 0 | 0 | 0 | 0 | 0 | 0 | 0 | 0 | 0 | 0 | 0 |  | 0 | 9.3901 | 0 | 0 | 0 | 9.3901 | 0 | 0 | 0 | 0.7825 | 0 | 0 | 0 | 0 | 0 | 0 | 0 | 0 | 0 | 0 | 0 | 0 | 0 | 0 | 0 | 0 | 0 | 0 | 0 | 0 | 0 | 0 | 0 | 0 | 0.89242 | 0.8 | 0.93155 | 0.8
607 | 6 | 7 | 7 | 7 |  |  |  |  | Education - University | Classroom/Lecture | Education - University - Classroom/Lecture | (break) | Education - University (break) | Education - University - Classroom/Lecture (break) | University Class (break) | Hol | Closed | 3 | 3 | 0.40465 | 1.4546 | 1.4546 | 1.4546 | 1.091 | 1.091 | 1.091 | 1.091 | 0 | 0 | 0 | 0 | 0 | 0 | 0 | 1.3238 | 1.3238 | 1.3238 | 0.99281 | 0.99281 | 0.99281 | 0.99281 | 0 | 0 | 0 | 0 | 0 | 0 | 0 | 0 | 0 | 0 | 0 | 0 | 0 | 0 | 0 | 0 | 0 | 0 | 0 | 0 | 0 | 0 | 0 | 0 | 0 | 0 | 0 | 0 | 0 | 0 | 0 | 0 | 0 | 0 | 0 | 0.12721 | 0.12721 | 0.12721 | 0.095408 | 0.095408 | 0.095408 | 0.095408 | 0 | 0 | 0 | 0 | 0 | 0 | 0 | 0.12084 | 0.12084 | 0.12084 | 0.090631 | 0.090631 | 0.090631 | 0.090631 | 0 | 0 | 0 | 0 | 0 | 0 | 0 | 0 | 0 | 0 | 0 | 0 | 0 | 0 | 0 | 0 | 0 | 0 | 0 | 0 | 0 | 0 | 0 | 0 | 0 | 0 | 0 | 0 | 0 | 0 | 0 | 0 | 0 | 0 | 0 | University Class (break) ILit Cls | University Class (break) ILit Cls | 2 | 3.5 | 3.5 | University Class (break) ILit2 Cls | University Class (break) ILit Cls | University Class (break) ILit Cls | 2 | 3.5 | 3.5 | 2 | 0.74963 | 0.035 | 0.035 | 0.035 | 0.035 | 0.035 | 0.035 | 0.035 | 0.035 | 0.035 | 0.035 | 0.035 | 0.035 | 0.035 | 0.035 | 0.035 | 0.035 | 0.035 | 0.035 | 0.035 | 0.035 | 0.035 | 0.035 | 0.035 | 0.035 | 0.035 | 0.7825 | 0.035 | 0.035 | 0.035 | 0.035 | 0.035 | 0.035 | 0.035 | 0.035 | 0.035 | 0.035 | 0.035 | 0.035 | 0.035 | 0.035 | 0.035 | 0.035 | 0.035 | 0.035 | 0.035 | 0.035 | 0.035 | 0.035 | 0.035 | 0.035 | 0.035 | 0 | 0 | 0 | 0 | 0 | 0 | 0 | 0 | 0 | 0 | 0 | 0 | 0 | 0 | 0 | 0 | 0 | 0 | 0 | 0 | 0 | 0 | 0 | 0 | 0 | 0 | 0 | 0 | 0 | 0 | 0 | 0 | 0 | 0 | 0 | 0 | 0 | 0 | 0 | 0 | 0 | 0 | 0 | 0 | 0 | 0 | 0 | 0 | 20 | 0.4 | 0.36 | 0.13 | 0.11 | 0.52632 | 0 | 0 | 0 | 0 | 0 | 0 | 0 | 0 |  | 0.004128 | 0.004128 | 0.0040915 | 0.0041369 | 0.0041138 | 0.0040849 | 0.0040849 | Education - University - Classroom/Lecture - (break) - Hol | 14 | 9 | 14 | 0 | 2.2489 | 0 | 0 | 0 | 2.2489 | 0 | 0 | 0 | 0.74963 | 0 | 0 | 0 | 0 | 0 | 0 | 0 | 0 | 0 | 0 | 0 | 0 | 0 | 0 | 0 | 0 | 0 | 0 | 0 | 0 | 0 | 0 | 0 | 0 |  | 0 | 2.3475 | 0 | 0 | 0 | 2.3475 | 0 | 0 | 0 | 0.7825 | 0 | 0 | 0 | 0 | 0 | 0 | 0 | 0 | 0 | 0 | 0 | 0 | 0 | 0 | 0 | 0 | 0 | 0 | 0 | 0 | 0 | 0 | 0 | 0 | 0.89242 | 0.8 | 0.93155 | 0.8
608 | 6 | 8 | 8 | 8 |  | Education - University (break) |  | Education - University - Classroom/Lecture (break) | Education - University | Classroom/Lecture | Education - University - Classroom/Lecture | (break) | Education - University (break) | Education - University - Classroom/Lecture (break) | University Class (break) | all | Closed | 38 | 38 | 0.40465 | 1.4546 | 1.4546 | 1.4546 | 1.091 | 1.091 | 1.091 | 1.091 | 0 | 0 | 0 | 0 | 0 | 0 | 0 | 16.7675 | 16.7675 | 16.7675 | 12.5756 | 12.5756 | 12.5756 | 12.5756 | 0.020602 | 0.020602 | 0.020602 | 0.015451 | 0.015451 | 0.015451 | 0.015451 | 0 | 0 | 0 | 0 | 0 | 0 | 0 | 0 | 0 | 0 | 0 | 0 | 0 | 0 | 0.035 | 0.035 | 0.035 | 0.035 | 0.035 | 0.035 | 0.035 | 0.034185 | 0.034185 | 0.034148 | 0.03403 | 0.033817 | 0.033741 | 0.033741 | 0.12721 | 0.12721 | 0.12721 | 0.095408 | 0.095408 | 0.095408 | 0.095408 | 0 | 0 | 0 | 0 | 0 | 0 | 0 | 1.5307 | 1.5307 | 1.5307 | 1.148 | 1.148 | 1.148 | 1.148 | 0.0018017 | 0.0018017 | 0.0018017 | 0.0013512 | 0.0013512 | 0.0013512 | 0.0013512 | 0 | 0 | 0 | 0 | 0 | 0 | 0 | 0 | 0 | 0 | 0 | 0 | 0 | 0 | 0.035 | 0.035 | 0.035 | 0.035 | 0.035 | 0.035 | 0.035 | 0.034185 | 0.034185 | 0.034148 | 0.03403 | 0.033817 | 0.033741 | 0.033741 | University Class (break) ILit Cls | University Class (break) ILit Cls | 2 | 3.5 | 3.5 | University Class (break) ILit2 Cls | University Class (break) ILit Cls | University Class (break) ILit Cls | 2 | 3.5 | 3.5 | 2 | 0.74963 | 0.035 | 0.035 | 0.035 | 0.035 | 0.035 | 0.035 | 0.035 | 0.035 | 0.035 | 0.035 | 0.035 | 0.035 | 0.035 | 0.035 | 0.035 | 0.035 | 0.035 | 0.035 | 0.035 | 0.035 | 0.035 | 0.035 | 0.035 | 0.035 | 0.035 | 0.7825 | 0.035 | 0.035 | 0.035 | 0.035 | 0.035 | 0.035 | 0.035 | 0.035 | 0.035 | 0.035 | 0.035 | 0.035 | 0.035 | 0.035 | 0.035 | 0.035 | 0.035 | 0.035 | 0.035 | 0.035 | 0.035 | 0.035 | 0.035 | 0.035 | 0.035 | 0 | 0 | 0 | 0 | 0 | 0 | 0 | 0 | 0 | 0 | 0 | 0 | 0 | 0 | 0 | 0 | 0 | 0 | 0 | 0 | 0 | 0 | 0 | 0 | 0 | 0 | 0 | 0 | 0 | 0 | 0 | 0 | 0 | 0 | 0 | 0 | 0 | 0 | 0 | 0 | 0 | 0 | 0 | 0 | 0 | 0 | 0 | 0 | 20 | 0.4 | 0.36 | 0.13 | 0.11 | 0.52632 | 0.0037654 | 0.0022164 | 0.0022164 | 0.0022164 | 0.0016623 | 0.0016623 | 0.0016623 | 0.0016623 | Education - University (break) | 0.004128 | 0.004128 | 0.0040915 | 0.0041369 | 0.0041138 | 0.0040849 | 0.0040849 | Education - University - Classroom/Lecture - (break) - all | 16 | 7 | 17 | 0 | 28.4859 | 0 | 28.4859 | 0 | 0 | 0 | 0.74963 | 0 | 0 | 0 | 0 | 0 | 0 | 0 | 0 | 0 | 0 | 0 | 0 | 0 | 0 | 0 | 0 | 0 | 0 | 0 | 0 | 0 | 0 | 0 | 0 | 0 | 0 |  | 0 | 29.7352 | 0 | 29.7352 | 0 | 0 | 0 | 0.7825 | 0 | 0 | 0 | 0 | 0 | 0 | 0 | 0 | 0 | 0 | 0 | 0 | 0 | 0 | 0 | 0 | 0 | 0 | 0 | 0 | 0 | 0 | 0 | 0 | 0 | 0 | 0.89242 | 0.8 | 0.93155 | 0.8
609 | 6 | 9 | 5 | 9 |  |  |  |  | Education - University | Classroom/Lecture | Education - University - Classroom/Lecture | (summer) | Education - University (summer) | Education - University - Classroom/Lecture (summer) | University Class (summer) | Sat | Open | 8 | 8 | 0.40465 | 1.4546 | 1.4546 | 1.4546 | 1.091 | 1.091 | 1.091 | 1.091 | 0 | 0 | 0 | 0 | 0 | 0 | 0 | 8.6923 | 8.6923 | 8.6923 | 6.5192 | 6.5192 | 6.5192 | 6.5192 | 0 | 0 | 0 | 0 | 0 | 0 | 0 | 0 | 0 | 0 | 0 | 0 | 0 | 0 | 0 | 0 | 0 | 0 | 0 | 0 | 0 | 0 | 0 | 0 | 0 | 0 | 0 | 0 | 0 | 0 | 0 | 0 | 0 | 0 | 0 | 0.12721 | 0.12721 | 0.12721 | 0.095408 | 0.095408 | 0.095408 | 0.095408 | 0 | 0 | 0 | 0 | 0 | 0 | 0 | 1.1315 | 1.1315 | 1.1315 | 0.84861 | 0.84861 | 0.84861 | 0.84861 | 0 | 0 | 0 | 0 | 0 | 0 | 0 | 0 | 0 | 0 | 0 | 0 | 0 | 0 | 0 | 0 | 0 | 0 | 0 | 0 | 0 | 0 | 0 | 0 | 0 | 0 | 0 | 0 | 0 | 0 | 0 | 0 | 0 | 0 | 0 | University Class (summer) ILit Sat | University Class (summer) ILit all | 3661 | 5 | 15 | University Class (summer) ILit2 Sat | University Class (summer) ILit Sat | University Class (summer) ILit all | 3661 | 6.5 | 22.5 | 3661 | 1.8459 | 0.094737 | 0.05 | 0.05 | 0.05 | 0.05 | 0.05 | 0.05 | 0.05 | 0.12895 | 0.15 | 0.15 | 0.15 | 0.13947 | 0.13947 | 0.13947 | 0.15 | 0.11842 | 0.086842 | 0.065789 | 0.05 | 0.05 | 0.05 | 0.05 | 0.05 | 0.05 | 2.7476 | 0.13958 | 0.065 | 0.065 | 0.065 | 0.065 | 0.065 | 0.065 | 0.065 | 0.19132 | 0.225 | 0.225 | 0.225 | 0.20816 | 0.20816 | 0.20816 | 0.225 | 0.17447 | 0.12395 | 0.090263 | 0.065 | 0.065 | 0.065 | 0.065 | 0.065 | 0.065 | 0 | 0 | 0 | 0 | 0 | 0 | 0 | 0.78947 | 1 | 1 | 1 | 0.89474 | 0.89474 | 0.89474 | 1 | 0.68421 | 0.36842 | 0.15789 | 0 | 0 | 0 | 0 | 0 | 0 | 0 | 0 | 0 | 0 | 0 | 0 | 0 | 0.78947 | 1 | 1 | 1 | 0.89474 | 0.89474 | 0.89474 | 1 | 0.68421 | 0.36842 | 0.15789 | 0 | 0 | 0 | 0 | 0 | 0 | 20 | 0.4 | 0.36 | 0.13 | 0.11 | 0.52632 | 0 | 0 | 0 | 0 | 0 | 0 | 0 | 0 |  | 0.046389 | 0.046389 | 0.045827 | 0.046816 | 0.046842 | 0.045593 | 0.045593 | Education - University - Classroom/Lecture - (summer) - Sat | 10 | 9 | 18 | 9.7895 | 4.9777 | 0 | 0 | 9.7895 | 4.9777 | 0 | 0 | 1.2237 | 0.62221 | 0 | 0 | 0 | 0 | 0 | 0 | 0 | 0 | 0.15 | 0.15 | 0.15 | 0.13947 | 0.13947 | 0.13947 | 0.15 | 0.11842 | 0.086842 | 0 | 0 | 0 | 0 | 0 | 0 | 0 |  | 14.5832 | 7.3976 | 0 | 0 | 14.5832 | 7.3976 | 0 | 0 | 1.8229 | 0.9247 | 0 | 0 | 0 | 0 | 0 | 0 | 0 | 0 | 0.225 | 0.225 | 0.225 | 0.20816 | 0.20816 | 0.20816 | 0.225 | 0.17447 | 0.12395 | 0 | 0 | 0 | 0 | 0 | 0 | 0 | 0.89242 | 0.8 | 0.93155 | 0.8
610 | 6 | 10 | 6 | 10 |  |  |  |  | Education - University | Classroom/Lecture | Education - University - Classroom/Lecture | (summer) | Education - University (summer) | Education - University - Classroom/Lecture (summer) | University Class (summer) | Sun | Open | 8 | 8 | 0.40465 | 1.4546 | 1.4546 | 1.4546 | 1.091 | 1.091 | 1.091 | 1.091 | 0 | 0 | 0 | 0 | 0 | 0 | 0 | 5.8833 | 5.8833 | 5.8833 | 4.4125 | 4.4125 | 4.4125 | 4.4125 | 0 | 0 | 0 | 0 | 0 | 0 | 0 | 0 | 0 | 0 | 0 | 0 | 0 | 0 | 0 | 0 | 0 | 0 | 0 | 0 | 0 | 0 | 0 | 0 | 0 | 0 | 0 | 0 | 0 | 0 | 0 | 0 | 0 | 0 | 0 | 0.12721 | 0.12721 | 0.12721 | 0.095408 | 0.095408 | 0.095408 | 0.095408 | 0 | 0 | 0 | 0 | 0 | 0 | 0 | 0.72121 | 0.72121 | 0.72121 | 0.54091 | 0.54091 | 0.54091 | 0.54091 | 0 | 0 | 0 | 0 | 0 | 0 | 0 | 0 | 0 | 0 | 0 | 0 | 0 | 0 | 0 | 0 | 0 | 0 | 0 | 0 | 0 | 0 | 0 | 0 | 0 | 0 | 0 | 0 | 0 | 0 | 0 | 0 | 0 | 0 | 0 | University Class (summer) ILit Sun | University Class (summer) ILit all | 3093 | 5 | 15 | University Class (summer) ILit2 Sun | University Class (summer) ILit Sun | University Class (summer) ILit all | 3093 | 6.5 | 22.5 | 3093 | 1.2494 | 0.04 | 0.05 | 0.05 | 0.05 | 0.05 | 0.05 | 0.05 | 0.05 | 0.05 | 0.05 | 0.05 | 0.15 | 0.15 | 0.05 | 0.05 | 0.05 | 0.05 | 0.05 | 0.05 | 0.05 | 0.05 | 0.05 | 0.05 | 0.05 | 0.05 | 1.7513 | 0.052 | 0.065 | 0.065 | 0.065 | 0.065 | 0.065 | 0.065 | 0.065 | 0.065 | 0.065 | 0.065 | 0.225 | 0.225 | 0.065 | 0.065 | 0.065 | 0.065 | 0.065 | 0.065 | 0.065 | 0.065 | 0.065 | 0.065 | 0.065 | 0.065 | 0 | 0 | 0 | 0 | 0 | 0 | 0 | 0 | 0 | 0 | 1 | 1 | 0 | 0 | 0 | 0 | 0 | 0 | 0 | 0 | 0 | 0 | 0 | 0 | 0 | 0 | 0 | 0 | 0 | 0 | 0 | 0 | 0 | 0 | 1 | 1 | 0 | 0 | 0 | 0 | 0 | 0 | 0 | 0 | 0 | 0 | 0 | 0 | 20 | 0.4 | 0.36 | 0.13 | 0.11 | 0.52632 | 0 | 0 | 0 | 0 | 0 | 0 | 0 | 0 |  | 0.046389 | 0.046389 | 0.045827 | 0.046816 | 0.046842 | 0.045593 | 0.045593 | Education - University - Classroom/Lecture - (summer) - Sun | 12 | 9 | 18 | 5.2 | 4.7951 | 0 | 0 | 5.2 | 4.7951 | 0 | 0 | 0.65 | 0.59938 | 0 | 0 | 0 | 0 | 0 | 0 | 0 | 0 | 0.05 | 0.05 | 0.15 | 0.15 | 0.05 | 0.05 | 0.05 | 0.05 | 0.05 | 0 | 0 | 0 | 0 | 0 | 0 | 0 |  | 7.24 | 6.7706 | 0 | 0 | 7.24 | 6.7706 | 0 | 0 | 0.905 | 0.84632 | 0 | 0 | 0 | 0 | 0 | 0 | 0 | 0 | 0.065 | 0.065 | 0.225 | 0.225 | 0.065 | 0.065 | 0.065 | 0.065 | 0.065 | 0 | 0 | 0 | 0 | 0 | 0 | 0 | 0.89242 | 0.8 | 0.93155 | 0.8
611 | 6 | 11 | 7 | 11 |  |  |  |  | Education - University | Classroom/Lecture | Education - University - Classroom/Lecture | (summer) | Education - University (summer) | Education - University - Classroom/Lecture (summer) | University Class (summer) | Hol | Open | 1 | 1 | 0.40465 | 1.4546 | 1.4546 | 1.4546 | 1.091 | 1.091 | 1.091 | 1.091 | 0 | 0 | 0 | 0 | 0 | 0 | 0 | 0.73542 | 0.73542 | 0.73542 | 0.55156 | 0.55156 | 0.55156 | 0.55156 | 0 | 0 | 0 | 0 | 0 | 0 | 0 | 0 | 0 | 0 | 0 | 0 | 0 | 0 | 0 | 0 | 0 | 0 | 0 | 0 | 0 | 0 | 0 | 0 | 0 | 0 | 0 | 0 | 0 | 0 | 0 | 0 | 0 | 0 | 0 | 0.12721 | 0.12721 | 0.12721 | 0.095408 | 0.095408 | 0.095408 | 0.095408 | 0 | 0 | 0 | 0 | 0 | 0 | 0 | 0.090151 | 0.090151 | 0.090151 | 0.067613 | 0.067613 | 0.067613 | 0.067613 | 0 | 0 | 0 | 0 | 0 | 0 | 0 | 0 | 0 | 0 | 0 | 0 | 0 | 0 | 0 | 0 | 0 | 0 | 0 | 0 | 0 | 0 | 0 | 0 | 0 | 0 | 0 | 0 | 0 | 0 | 0 | 0 | 0 | 0 | 0 | University Class (summer) ILit Hol | University Class (summer) ILit all | 3093 | 5 | 15 | University Class (summer) ILit2 Hol | University Class (summer) ILit Hol | University Class (summer) ILit all | 3093 | 6.5 | 22.5 | 3093 | 1.2494 | 0.04 | 0.05 | 0.05 | 0.05 | 0.05 | 0.05 | 0.05 | 0.05 | 0.05 | 0.05 | 0.05 | 0.15 | 0.15 | 0.05 | 0.05 | 0.05 | 0.05 | 0.05 | 0.05 | 0.05 | 0.05 | 0.05 | 0.05 | 0.05 | 0.05 | 1.7513 | 0.052 | 0.065 | 0.065 | 0.065 | 0.065 | 0.065 | 0.065 | 0.065 | 0.065 | 0.065 | 0.065 | 0.225 | 0.225 | 0.065 | 0.065 | 0.065 | 0.065 | 0.065 | 0.065 | 0.065 | 0.065 | 0.065 | 0.065 | 0.065 | 0.065 | 0 | 0 | 0 | 0 | 0 | 0 | 0 | 0 | 0 | 0 | 1 | 1 | 0 | 0 | 0 | 0 | 0 | 0 | 0 | 0 | 0 | 0 | 0 | 0 | 0 | 0 | 0 | 0 | 0 | 0 | 0 | 0 | 0 | 0 | 1 | 1 | 0 | 0 | 0 | 0 | 0 | 0 | 0 | 0 | 0 | 0 | 0 | 0 | 20 | 0.4 | 0.36 | 0.13 | 0.11 | 0.52632 | 0 | 0 | 0 | 0 | 0 | 0 | 0 | 0 |  | 0.046389 | 0.046389 | 0.045827 | 0.046816 | 0.046842 | 0.045593 | 0.045593 | Education - University - Classroom/Lecture - (summer) - Hol | 14 | 9 | 18 | 0.65 | 0.59938 | 0 | 0 | 0.65 | 0.59938 | 0 | 0 | 0.65 | 0.59938 | 0 | 0 | 0 | 0 | 0 | 0 | 0 | 0 | 0.05 | 0.05 | 0.15 | 0.15 | 0.05 | 0.05 | 0.05 | 0.05 | 0.05 | 0 | 0 | 0 | 0 | 0 | 0 | 0 |  | 0.905 | 0.84632 | 0 | 0 | 0.905 | 0.84632 | 0 | 0 | 0.905 | 0.84632 | 0 | 0 | 0 | 0 | 0 | 0 | 0 | 0 | 0.065 | 0.065 | 0.225 | 0.225 | 0.065 | 0.065 | 0.065 | 0.065 | 0.065 | 0 | 0 | 0 | 0 | 0 | 0 | 0 | 0.89242 | 0.8 | 0.93155 | 0.8
612 | 6 | 12 | 8 | 12 |  | Education - University (summer) | Education - University - Classroom/Lecture | Education - University - Classroom/Lecture (summer) | Education - University | Classroom/Lecture | Education - University - Classroom/Lecture | (summer) | Education - University (summer) | Education - University - Classroom/Lecture (summer) | University Class (summer) | all | Open | 44 | 44 | 0.40465 | 1.4546 | 1.4546 | 1.4546 | 1.091 | 1.091 | 1.091 | 1.091 | 0.58862 | 0.58862 | 0.58862 | 0.44147 | 0.44147 | 0.44147 | 0.44147 | 155.7096 | 155.7096 | 155.7096 | 116.7822 | 116.7822 | 116.7822 | 116.7822 | 0.2119 | 0.2119 | 0.2119 | 0.15893 | 0.15893 | 0.15893 | 0.15893 | 2108.7713 | 2108.7713 | 2108.7713 | 2108.7713 | 2108.7713 | 2108.7713 | 2108.7713 | 0 | 0 | 0 | 0 | 0 | 0 | 0 | 0.36 | 0.36 | 0.36 | 0.36 | 0.36 | 0.36 | 0.36 | 0.38138 | 0.38138 | 0.37988 | 0.38266 | 0.38272 | 0.37462 | 0.37462 | 0.12721 | 0.12721 | 0.12721 | 0.095408 | 0.095408 | 0.095408 | 0.095408 | 0.051476 | 0.051476 | 0.051476 | 0.038607 | 0.038607 | 0.038607 | 0.038607 | 14.8572 | 14.8572 | 14.8572 | 11.1429 | 11.1429 | 11.1429 | 11.1429 | 0.018531 | 0.018531 | 0.018531 | 0.013899 | 0.013899 | 0.013899 | 0.013899 | 2358.0609 | 2358.0609 | 2358.0609 | 2358.0609 | 2358.0609 | 2358.0609 | 2358.0609 | 0 | 0 | 0 | 0 | 0 | 0 | 0 | 0.36 | 0.36 | 0.36 | 0.36 | 0.36 | 0.36 | 0.36 | 0.38134 | 0.38134 | 0.38012 | 0.38292 | 0.38226 | 0.37407 | 0.37407 | University Class (summer) ILit all | University Class (summer) ILit all | 3660 | 5 | 45 | University Class (summer) ILit2 all | University Class (summer) ILit all | University Class (summer) ILit all | 3660 | 8 | 45 | 3660 | 6.0121 | 0.36 | 0.05 | 0.05 | 0.05 | 0.05 | 0.05 | 0.05 | 0.23947 | 0.36579 | 0.45 | 0.45 | 0.45 | 0.40789 | 0.40789 | 0.40789 | 0.45 | 0.45 | 0.45 | 0.40789 | 0.40789 | 0.36579 | 0.32368 | 0.23947 | 0.11316 | 0.05 | 6.5596 | 0.36 | 0.08 | 0.08 | 0.08 | 0.08 | 0.08 | 0.08 | 0.25526 | 0.37211 | 0.45 | 0.45 | 0.45 | 0.41105 | 0.41105 | 0.41105 | 0.45 | 0.45 | 0.45 | 0.41105 | 0.41105 | 0.37211 | 0.33316 | 0.25526 | 0.13842 | 0.08 | 0 | 0 | 0 | 0 | 0 | 0 | 0.47368 | 0.78947 | 1 | 1 | 1 | 0.89474 | 0.89474 | 0.89474 | 1 | 1 | 1 | 0.89474 | 0.89474 | 0.78947 | 0.68421 | 0.47368 | 0.15789 | 0 | 0 | 0 | 0 | 0 | 0 | 0 | 0.47368 | 0.78947 | 1 | 1 | 1 | 0.89474 | 0.89474 | 0.89474 | 1 | 1 | 1 | 0.89474 | 0.89474 | 0.78947 | 0.68421 | 0.47368 | 0.15789 | 0 | 20 | 0.4 | 0.36 | 0.13 | 0.11 | 0.52632 | 0.03873 | 0.022797 | 0.022797 | 0.022797 | 0.017098 | 0.017098 | 0.017098 | 0.017098 | Education - University (summer) | 0.046389 | 0.046389 | 0.045827 | 0.046816 | 0.046842 | 0.045593 | 0.045593 | Education - University - Classroom/Lecture - (summer) - all | 16 | 7 | 21 | 251.2632 | 13.2679 | 251.2632 | 13.2679 | 0 | 0 | 5.7105 | 0.30154 | 0 | 0 | 0 | 0 | 0 | 0 | 0 | 0 | 0.23947 | 0.36579 | 0.45 | 0.45 | 0.45 | 0.40789 | 0.40789 | 0.40789 | 0.45 | 0.45 | 0.45 | 0.40789 | 0.40789 | 0.36579 | 0 | 0 | 0 | 0 |  | 253.2084 | 35.4143 | 253.2084 | 35.4143 | 0 | 0 | 5.7547 | 0.80487 | 0 | 0 | 0 | 0 | 0 | 0 | 0 | 0 | 0.25526 | 0.37211 | 0.45 | 0.45 | 0.45 | 0.41105 | 0.41105 | 0.41105 | 0.45 | 0.45 | 0.45 | 0.41105 | 0.41105 | 0.37211 | 0 | 0 | 0 | 0 | 0.89242 | 0.8 | 0.93155 | 0.8
613 | 6 | 13 | 5 | 1 |  |  |  |  | Education - University | Comm/Ind Work (General, Low Bay) | Education - University - Comm/Ind Work (General, Low Bay) |  | Education - University | Education - University - Comm/Ind Work (General, Low Bay) | University Class (in session) | Sat | Open | 32 | 32 | 0.080017 | 1.6365 | 1.6365 | 1.091 | 1.091 | 1.091 | 1.0001 | 1.0001 | 0 | 0 | 0 | 0 | 0 | 0 | 0 | 13.1441 | 13.1441 | 8.7627 | 8.7627 | 8.7627 | 8.0325 | 8.0325 | 0 | 0 | 0 | 0 | 0 | 0 | 0 | 0 | 0 | 0 | 0 | 0 | 0 | 0 | 0 | 0 | 0 | 0 | 0 | 0 | 0 | 0 | 0 | 0 | 0 | 0 | 0 | 0 | 0 | 0 | 0 | 0 | 0 | 0 | 0 | 0.14311 | 0.14311 | 0.095408 | 0.095408 | 0.095408 | 0.087457 | 0.087457 | 0 | 0 | 0 | 0 | 0 | 0 | 0 | 1.9379 | 1.9379 | 1.2919 | 1.2919 | 1.2919 | 1.1843 | 1.1843 | 0 | 0 | 0 | 0 | 0 | 0 | 0 | 0 | 0 | 0 | 0 | 0 | 0 | 0 | 0 | 0 | 0 | 0 | 0 | 0 | 0 | 0 | 0 | 0 | 0 | 0 | 0 | 0 | 0 | 0 | 0 | 0 | 0 | 0 | 0 | University Class (in session) ILit Sat | University Class (in session) ILit all | 3092 | 5 | 25 | University Class (in session) ILit2 Sat | University Class (in session) ILit Sat | University Class (in session) ILit all | 3092 | 6.5 | 45 | 3092 | 3.1368 | 0.22895 | 0.05 | 0.05 | 0.05 | 0.05 | 0.05 | 0.05 | 0.05 | 0.20789 | 0.25 | 0.25 | 0.25 | 0.22895 | 0.22895 | 0.22895 | 0.25 | 0.25 | 0.18684 | 0.12368 | 0.081579 | 0.05 | 0.05 | 0.05 | 0.05 | 0.05 | 5.2884 | 0.40947 | 0.065 | 0.065 | 0.065 | 0.065 | 0.065 | 0.065 | 0.065 | 0.36895 | 0.45 | 0.45 | 0.45 | 0.40947 | 0.40947 | 0.40947 | 0.45 | 0.45 | 0.32842 | 0.20684 | 0.12579 | 0.065 | 0.065 | 0.065 | 0.065 | 0.065 | 0 | 0 | 0 | 0 | 0 | 0 | 0 | 0.78947 | 1 | 1 | 1 | 0.89474 | 0.89474 | 0.89474 | 1 | 1 | 0.68421 | 0.36842 | 0.15789 | 0 | 0 | 0 | 0 | 0 | 0 | 0 | 0 | 0 | 0 | 0 | 0 | 0.78947 | 1 | 1 | 1 | 0.89474 | 0.89474 | 0.89474 | 1 | 1 | 0.68421 | 0.36842 | 0.15789 | 0 | 0 | 0 | 0 | 0 | 16 | 0.66337 | 0.20792 | 0.079208 | 0.049505 | 0.76136 | 0 | 0 | 0 | 0 | 0 | 0 | 0 | 0 |  | 0.077793 | 0.077793 | 0.076654 | 0.078941 | 0.079086 | 0.076715 | 0.076715 | Education - University - Comm/Ind Work (General, Low Bay) - Sat | 10 | 9 | 18 | 67.9579 | 32.4211 | 0 | 0 | 67.9579 | 32.4211 | 0 | 0 | 2.1237 | 1.0132 | 0 | 0 | 0 | 0 | 0 | 0 | 0 | 0 | 0.25 | 0.25 | 0.25 | 0.22895 | 0.22895 | 0.22895 | 0.25 | 0.25 | 0.18684 | 0 | 0 | 0 | 0 | 0 | 0 | 0 |  | 121.8189 | 47.4105 | 0 | 0 | 121.8189 | 47.4105 | 0 | 0 | 3.8068 | 1.4816 | 0 | 0 | 0 | 0 | 0 | 0 | 0 | 0 | 0.45 | 0.45 | 0.45 | 0.40947 | 0.40947 | 0.40947 | 0.45 | 0.45 | 0.32842 | 0 | 0 | 0 | 0 | 0 | 0 | 0 | 1 | 1 | 1 | 1
614 | 6 | 14 | 6 | 2 |  |  |  |  | Education - University | Comm/Ind Work (General, Low Bay) | Education - University - Comm/Ind Work (General, Low Bay) |  | Education - University | Education - University - Comm/Ind Work (General, Low Bay) | University Class (in session) | Sun | Open | 32 | 32 | 0.080017 | 1.6365 | 1.6365 | 1.091 | 1.091 | 1.091 | 1.0001 | 1.0001 | 0 | 0 | 0 | 0 | 0 | 0 | 0 | 6.7044 | 6.7044 | 4.4696 | 4.4696 | 4.4696 | 4.0971 | 4.0971 | 0 | 0 | 0 | 0 | 0 | 0 | 0 | 0 | 0 | 0 | 0 | 0 | 0 | 0 | 0 | 0 | 0 | 0 | 0 | 0 | 0 | 0 | 0 | 0 | 0 | 0 | 0 | 0 | 0 | 0 | 0 | 0 | 0 | 0 | 0 | 0.14311 | 0.14311 | 0.095408 | 0.095408 | 0.095408 | 0.087457 | 0.087457 | 0 | 0 | 0 | 0 | 0 | 0 | 0 | 0.85381 | 0.85381 | 0.56921 | 0.56921 | 0.56921 | 0.52177 | 0.52177 | 0 | 0 | 0 | 0 | 0 | 0 | 0 | 0 | 0 | 0 | 0 | 0 | 0 | 0 | 0 | 0 | 0 | 0 | 0 | 0 | 0 | 0 | 0 | 0 | 0 | 0 | 0 | 0 | 0 | 0 | 0 | 0 | 0 | 0 | 0 | University Class (in session) ILit Sun | University Class (in session) ILit all | 3093 | 5 | 25 | University Class (in session) ILit2 Sun | University Class (in session) ILit Sun | University Class (in session) ILit all | 3093 | 6.5 | 45 | 3093 | 1.6 | 0.05 | 0.05 | 0.05 | 0.05 | 0.05 | 0.05 | 0.05 | 0.05 | 0.05 | 0.05 | 0.05 | 0.25 | 0.25 | 0.05 | 0.05 | 0.05 | 0.05 | 0.05 | 0.05 | 0.05 | 0.05 | 0.05 | 0.05 | 0.05 | 0.05 | 2.33 | 0.065 | 0.065 | 0.065 | 0.065 | 0.065 | 0.065 | 0.065 | 0.065 | 0.065 | 0.065 | 0.065 | 0.45 | 0.45 | 0.065 | 0.065 | 0.065 | 0.065 | 0.065 | 0.065 | 0.065 | 0.065 | 0.065 | 0.065 | 0.065 | 0.065 | 0 | 0 | 0 | 0 | 0 | 0 | 0 | 0 | 0 | 0 | 1 | 1 | 0 | 0 | 0 | 0 | 0 | 0 | 0 | 0 | 0 | 0 | 0 | 0 | 0 | 0 | 0 | 0 | 0 | 0 | 0 | 0 | 0 | 0 | 1 | 1 | 0 | 0 | 0 | 0 | 0 | 0 | 0 | 0 | 0 | 0 | 0 | 0 | 16 | 0.66337 | 0.20792 | 0.079208 | 0.049505 | 0.76136 | 0 | 0 | 0 | 0 | 0 | 0 | 0 | 0 |  | 0.077793 | 0.077793 | 0.076654 | 0.078941 | 0.079086 | 0.076715 | 0.076715 | Education - University - Comm/Ind Work (General, Low Bay) - Sun | 12 | 9 | 18 | 27.2 | 24 | 0 | 0 | 27.2 | 24 | 0 | 0 | 0.85 | 0.75 | 0 | 0 | 0 | 0 | 0 | 0 | 0 | 0 | 0.05 | 0.05 | 0.25 | 0.25 | 0.05 | 0.05 | 0.05 | 0.05 | 0.05 | 0 | 0 | 0 | 0 | 0 | 0 | 0 |  | 43.36 | 31.2 | 0 | 0 | 43.36 | 31.2 | 0 | 0 | 1.355 | 0.975 | 0 | 0 | 0 | 0 | 0 | 0 | 0 | 0 | 0.065 | 0.065 | 0.45 | 0.45 | 0.065 | 0.065 | 0.065 | 0.065 | 0.065 | 0 | 0 | 0 | 0 | 0 | 0 | 0 | 1 | 1 | 1 | 1
615 | 6 | 15 | 7 | 3 |  |  |  |  | Education - University | Comm/Ind Work (General, Low Bay) | Education - University - Comm/Ind Work (General, Low Bay) |  | Education - University | Education - University - Comm/Ind Work (General, Low Bay) | University Class (in session) | Hol | Open | 6 | 6 | 0.080017 | 1.6365 | 1.6365 | 1.091 | 1.091 | 1.091 | 1.0001 | 1.0001 | 0 | 0 | 0 | 0 | 0 | 0 | 0 | 1.2571 | 1.2571 | 0.83805 | 0.83805 | 0.83805 | 0.76821 | 0.76821 | 0 | 0 | 0 | 0 | 0 | 0 | 0 | 0 | 0 | 0 | 0 | 0 | 0 | 0 | 0 | 0 | 0 | 0 | 0 | 0 | 0 | 0 | 0 | 0 | 0 | 0 | 0 | 0 | 0 | 0 | 0 | 0 | 0 | 0 | 0 | 0.14311 | 0.14311 | 0.095408 | 0.095408 | 0.095408 | 0.087457 | 0.087457 | 0 | 0 | 0 | 0 | 0 | 0 | 0 | 0.16009 | 0.16009 | 0.10673 | 0.10673 | 0.10673 | 0.097833 | 0.097833 | 0 | 0 | 0 | 0 | 0 | 0 | 0 | 0 | 0 | 0 | 0 | 0 | 0 | 0 | 0 | 0 | 0 | 0 | 0 | 0 | 0 | 0 | 0 | 0 | 0 | 0 | 0 | 0 | 0 | 0 | 0 | 0 | 0 | 0 | 0 | University Class (in session) ILit Hol | University Class (in session) ILit all | 3093 | 5 | 25 | University Class (in session) ILit2 Hol | University Class (in session) ILit Hol | University Class (in session) ILit all | 3093 | 6.5 | 45 | 3093 | 1.6 | 0.05 | 0.05 | 0.05 | 0.05 | 0.05 | 0.05 | 0.05 | 0.05 | 0.05 | 0.05 | 0.05 | 0.25 | 0.25 | 0.05 | 0.05 | 0.05 | 0.05 | 0.05 | 0.05 | 0.05 | 0.05 | 0.05 | 0.05 | 0.05 | 0.05 | 2.33 | 0.065 | 0.065 | 0.065 | 0.065 | 0.065 | 0.065 | 0.065 | 0.065 | 0.065 | 0.065 | 0.065 | 0.45 | 0.45 | 0.065 | 0.065 | 0.065 | 0.065 | 0.065 | 0.065 | 0.065 | 0.065 | 0.065 | 0.065 | 0.065 | 0.065 | 0 | 0 | 0 | 0 | 0 | 0 | 0 | 0 | 0 | 0 | 1 | 1 | 0 | 0 | 0 | 0 | 0 | 0 | 0 | 0 | 0 | 0 | 0 | 0 | 0 | 0 | 0 | 0 | 0 | 0 | 0 | 0 | 0 | 0 | 1 | 1 | 0 | 0 | 0 | 0 | 0 | 0 | 0 | 0 | 0 | 0 | 0 | 0 | 16 | 0.66337 | 0.20792 | 0.079208 | 0.049505 | 0.76136 | 0 | 0 | 0 | 0 | 0 | 0 | 0 | 0 |  | 0.077793 | 0.077793 | 0.076654 | 0.078941 | 0.079086 | 0.076715 | 0.076715 | Education - University - Comm/Ind Work (General, Low Bay) - Hol | 14 | 9 | 18 | 5.1 | 4.5 | 0 | 0 | 5.1 | 4.5 | 0 | 0 | 0.85 | 0.75 | 0 | 0 | 0 | 0 | 0 | 0 | 0 | 0 | 0.05 | 0.05 | 0.25 | 0.25 | 0.05 | 0.05 | 0.05 | 0.05 | 0.05 | 0 | 0 | 0 | 0 | 0 | 0 | 0 |  | 8.13 | 5.85 | 0 | 0 | 8.13 | 5.85 | 0 | 0 | 1.355 | 0.975 | 0 | 0 | 0 | 0 | 0 | 0 | 0 | 0 | 0.065 | 0.065 | 0.45 | 0.45 | 0.065 | 0.065 | 0.065 | 0.065 | 0.065 | 0 | 0 | 0 | 0 | 0 | 0 | 0 | 1 | 1 | 1 | 1
616 | 6 | 16 | 8 | 4 |  | Education - University |  | Education - University - Comm/Ind Work (General, Low Bay) | Education - University | Comm/Ind Work (General, Low Bay) | Education - University - Comm/Ind Work (General, Low Bay) |  | Education - University | Education - University - Comm/Ind Work (General, Low Bay) | University Class (in session) | all | Open | 169 | 169 | 0.080017 | 1.6365 | 1.6365 | 1.091 | 1.091 | 1.091 | 1.0001 | 1.0001 | 0 | 0 | 0 | 0 | 0 | 0 | 0 | 238.5348 | 238.5348 | 159.0232 | 159.0232 | 159.0232 | 145.7713 | 145.7713 | 0.091661 | 0.091661 | 0.061108 | 0.061108 | 0.061108 | 0.056015 | 0.056015 | 0 | 0 | 0 | 0 | 0 | 0 | 0 | 0 | 0 | 0 | 0 | 0 | 0 | 0 | 0.7 | 0.7 | 0.7 | 0.7 | 0.7 | 0.7 | 0.7 | 0.63621 | 0.63621 | 0.63191 | 0.64193 | 0.64283 | 0.62685 | 0.62685 | 0.14311 | 0.14311 | 0.095408 | 0.095408 | 0.095408 | 0.087457 | 0.087457 | 0 | 0 | 0 | 0 | 0 | 0 | 0 | 21.398 | 21.398 | 14.2654 | 14.2654 | 14.2654 | 13.0766 | 13.0766 | 0.0080159 | 0.0080159 | 0.005344 | 0.005344 | 0.005344 | 0.0048986 | 0.0048986 | 0 | 0 | 0 | 0 | 0 | 0 | 0 | 0 | 0 | 0 | 0 | 0 | 0 | 0 | 0.7 | 0.7 | 0.7 | 0.7 | 0.7 | 0.7 | 0.7 | 0.59459 | 0.59459 | 0.58961 | 0.59374 | 0.59192 | 0.58297 | 0.58297 | University Class (in session) ILit all | University Class (in session) ILit all | 3091 | 5 | 70 | University Class (in session) ILit2 all | University Class (in session) ILit all | University Class (in session) ILit all | 3091 | 8 | 70 | 3091 | 10.7789 | 0.7 | 0.05 | 0.05 | 0.05 | 0.05 | 0.05 | 0.05 | 0.35789 | 0.56316 | 0.7 | 0.7 | 0.7 | 0.63158 | 0.63158 | 0.63158 | 0.7 | 0.7 | 0.7 | 0.63158 | 0.63158 | 0.63158 | 0.56316 | 0.49474 | 0.35789 | 0.15263 | 11.0568 | 0.7 | 0.08 | 0.08 | 0.08 | 0.08 | 0.08 | 0.08 | 0.37368 | 0.56947 | 0.7 | 0.7 | 0.7 | 0.63474 | 0.63474 | 0.63474 | 0.7 | 0.7 | 0.7 | 0.63474 | 0.63474 | 0.63474 | 0.56947 | 0.50421 | 0.37368 | 0.17789 | 0 | 0 | 0 | 0 | 0 | 0 | 0.47368 | 0.78947 | 1 | 1 | 1 | 0.89474 | 0.89474 | 0.89474 | 1 | 1 | 1 | 0.89474 | 0.89474 | 0.89474 | 0.78947 | 0.68421 | 0.47368 | 0.15789 | 0 | 0 | 0 | 0 | 0 | 0 | 0.47368 | 0.78947 | 1 | 1 | 1 | 0.89474 | 0.89474 | 0.89474 | 1 | 1 | 1 | 0.89474 | 0.89474 | 0.89474 | 0.78947 | 0.68421 | 0.47368 | 0.15789 | 16 | 0.66337 | 0.20792 | 0.079208 | 0.049505 | 0.76136 | 0.099914 | 0.013083 | 0.013083 | 0.0087222 | 0.0087222 | 0.0087222 | 0.0079953 | 0.0079953 | Education - University | 0.077793 | 0.077793 | 0.076654 | 0.078941 | 0.079086 | 0.076715 | 0.076715 | Education - University - Comm/Ind Work (General, Low Bay) - all | 16 | 7 | 21 | 1505.8789 | 315.7632 | 1505.8789 | 315.7632 | 0 | 0 | 8.9105 | 1.8684 | 0 | 0 | 0 | 0 | 0 | 0 | 0 | 0 | 0.35789 | 0.56316 | 0.7 | 0.7 | 0.7 | 0.63158 | 0.63158 | 0.63158 | 0.7 | 0.7 | 0.7 | 0.63158 | 0.63158 | 0.63158 | 0 | 0 | 0 | 0 |  | 1512.8168 | 355.7895 | 1512.8168 | 355.7895 | 0 | 0 | 8.9516 | 2.1053 | 0 | 0 | 0 | 0 | 0 | 0 | 0 | 0 | 0.37368 | 0.56947 | 0.7 | 0.7 | 0.7 | 0.63474 | 0.63474 | 0.63474 | 0.7 | 0.7 | 0.7 | 0.63474 | 0.63474 | 0.63474 | 0 | 0 | 0 | 0 | 1 | 1 | 1 | 1
617 | 6 | 17 | 5 | 5 |  |  |  |  | Education - University | Comm/Ind Work (General, Low Bay) | Education - University - Comm/Ind Work (General, Low Bay) | (break) | Education - University (break) | Education - University - Comm/Ind Work (General, Low Bay) (break) | University Class (break) | Sat | Closed | 12 | 12 | 0.080017 | 1.6365 | 1.6365 | 1.091 | 1.091 | 1.091 | 1.0001 | 1.0001 | 0 | 0 | 0 | 0 | 0 | 0 | 0 | 1.3199 | 1.3199 | 0.87995 | 0.87995 | 0.87995 | 0.80662 | 0.80662 | 0 | 0 | 0 | 0 | 0 | 0 | 0 | 0 | 0 | 0 | 0 | 0 | 0 | 0 | 0 | 0 | 0 | 0 | 0 | 0 | 0 | 0 | 0 | 0 | 0 | 0 | 0 | 0 | 0 | 0 | 0 | 0 | 0 | 0 | 0 | 0.14311 | 0.14311 | 0.095408 | 0.095408 | 0.095408 | 0.087457 | 0.087457 | 0 | 0 | 0 | 0 | 0 | 0 | 0 | 0.11543 | 0.11543 | 0.076953 | 0.076953 | 0.076953 | 0.07054 | 0.07054 | 0 | 0 | 0 | 0 | 0 | 0 | 0 | 0 | 0 | 0 | 0 | 0 | 0 | 0 | 0 | 0 | 0 | 0 | 0 | 0 | 0 | 0 | 0 | 0 | 0 | 0 | 0 | 0 | 0 | 0 | 0 | 0 | 0 | 0 | 0 | University Class (break) ILit Cls | University Class (break) ILit Cls | 2 | 3.5 | 3.5 | University Class (break) ILit2 Cls | University Class (break) ILit Cls | University Class (break) ILit Cls | 2 | 3.5 | 3.5 | 2 | 0.84 | 0.035 | 0.035 | 0.035 | 0.035 | 0.035 | 0.035 | 0.035 | 0.035 | 0.035 | 0.035 | 0.035 | 0.035 | 0.035 | 0.035 | 0.035 | 0.035 | 0.035 | 0.035 | 0.035 | 0.035 | 0.035 | 0.035 | 0.035 | 0.035 | 0.035 | 0.84 | 0.035 | 0.035 | 0.035 | 0.035 | 0.035 | 0.035 | 0.035 | 0.035 | 0.035 | 0.035 | 0.035 | 0.035 | 0.035 | 0.035 | 0.035 | 0.035 | 0.035 | 0.035 | 0.035 | 0.035 | 0.035 | 0.035 | 0.035 | 0.035 | 0.035 | 0 | 0 | 0 | 0 | 0 | 0 | 0 | 0 | 0 | 0 | 0 | 0 | 0 | 0 | 0 | 0 | 0 | 0 | 0 | 0 | 0 | 0 | 0 | 0 | 0 | 0 | 0 | 0 | 0 | 0 | 0 | 0 | 0 | 0 | 0 | 0 | 0 | 0 | 0 | 0 | 0 | 0 | 0 | 0 | 0 | 0 | 0 | 0 | 16 | 0.66337 | 0.20792 | 0.079208 | 0.049505 | 0.76136 | 0 | 0 | 0 | 0 | 0 | 0 | 0 | 0 |  | 0.004128 | 0.004128 | 0.0040915 | 0.0041369 | 0.0041138 | 0.0040849 | 0.0040849 | Education - University - Comm/Ind Work (General, Low Bay) - (break) - Sat | 10 | 9 | 14 | 0 | 10.08 | 0 | 0 | 0 | 10.08 | 0 | 0 | 0 | 0.84 | 0 | 0 | 0 | 0 | 0 | 0 | 0 | 0 | 0 | 0 | 0 | 0 | 0 | 0 | 0 | 0 | 0 | 0 | 0 | 0 | 0 | 0 | 0 | 0 |  | 0 | 10.08 | 0 | 0 | 0 | 10.08 | 0 | 0 | 0 | 0.84 | 0 | 0 | 0 | 0 | 0 | 0 | 0 | 0 | 0 | 0 | 0 | 0 | 0 | 0 | 0 | 0 | 0 | 0 | 0 | 0 | 0 | 0 | 0 | 0 | 1 | 1 | 1 | 1
618 | 6 | 18 | 6 | 6 |  |  |  |  | Education - University | Comm/Ind Work (General, Low Bay) | Education - University - Comm/Ind Work (General, Low Bay) | (break) | Education - University (break) | Education - University - Comm/Ind Work (General, Low Bay) (break) | University Class (break) | Sun | Closed | 12 | 12 | 0.080017 | 1.6365 | 1.6365 | 1.091 | 1.091 | 1.091 | 1.0001 | 1.0001 | 0 | 0 | 0 | 0 | 0 | 0 | 0 | 1.3199 | 1.3199 | 0.87995 | 0.87995 | 0.87995 | 0.80662 | 0.80662 | 0 | 0 | 0 | 0 | 0 | 0 | 0 | 0 | 0 | 0 | 0 | 0 | 0 | 0 | 0 | 0 | 0 | 0 | 0 | 0 | 0 | 0 | 0 | 0 | 0 | 0 | 0 | 0 | 0 | 0 | 0 | 0 | 0 | 0 | 0 | 0.14311 | 0.14311 | 0.095408 | 0.095408 | 0.095408 | 0.087457 | 0.087457 | 0 | 0 | 0 | 0 | 0 | 0 | 0 | 0.11543 | 0.11543 | 0.076953 | 0.076953 | 0.076953 | 0.07054 | 0.07054 | 0 | 0 | 0 | 0 | 0 | 0 | 0 | 0 | 0 | 0 | 0 | 0 | 0 | 0 | 0 | 0 | 0 | 0 | 0 | 0 | 0 | 0 | 0 | 0 | 0 | 0 | 0 | 0 | 0 | 0 | 0 | 0 | 0 | 0 | 0 | University Class (break) ILit Cls | University Class (break) ILit Cls | 2 | 3.5 | 3.5 | University Class (break) ILit2 Cls | University Class (break) ILit Cls | University Class (break) ILit Cls | 2 | 3.5 | 3.5 | 2 | 0.84 | 0.035 | 0.035 | 0.035 | 0.035 | 0.035 | 0.035 | 0.035 | 0.035 | 0.035 | 0.035 | 0.035 | 0.035 | 0.035 | 0.035 | 0.035 | 0.035 | 0.035 | 0.035 | 0.035 | 0.035 | 0.035 | 0.035 | 0.035 | 0.035 | 0.035 | 0.84 | 0.035 | 0.035 | 0.035 | 0.035 | 0.035 | 0.035 | 0.035 | 0.035 | 0.035 | 0.035 | 0.035 | 0.035 | 0.035 | 0.035 | 0.035 | 0.035 | 0.035 | 0.035 | 0.035 | 0.035 | 0.035 | 0.035 | 0.035 | 0.035 | 0.035 | 0 | 0 | 0 | 0 | 0 | 0 | 0 | 0 | 0 | 0 | 0 | 0 | 0 | 0 | 0 | 0 | 0 | 0 | 0 | 0 | 0 | 0 | 0 | 0 | 0 | 0 | 0 | 0 | 0 | 0 | 0 | 0 | 0 | 0 | 0 | 0 | 0 | 0 | 0 | 0 | 0 | 0 | 0 | 0 | 0 | 0 | 0 | 0 | 16 | 0.66337 | 0.20792 | 0.079208 | 0.049505 | 0.76136 | 0 | 0 | 0 | 0 | 0 | 0 | 0 | 0 |  | 0.004128 | 0.004128 | 0.0040915 | 0.0041369 | 0.0041138 | 0.0040849 | 0.0040849 | Education - University - Comm/Ind Work (General, Low Bay) - (break) - Sun | 12 | 9 | 14 | 0 | 10.08 | 0 | 0 | 0 | 10.08 | 0 | 0 | 0 | 0.84 | 0 | 0 | 0 | 0 | 0 | 0 | 0 | 0 | 0 | 0 | 0 | 0 | 0 | 0 | 0 | 0 | 0 | 0 | 0 | 0 | 0 | 0 | 0 | 0 |  | 0 | 10.08 | 0 | 0 | 0 | 10.08 | 0 | 0 | 0 | 0.84 | 0 | 0 | 0 | 0 | 0 | 0 | 0 | 0 | 0 | 0 | 0 | 0 | 0 | 0 | 0 | 0 | 0 | 0 | 0 | 0 | 0 | 0 | 0 | 0 | 1 | 1 | 1 | 1
619 | 6 | 19 | 7 | 7 |  |  |  |  | Education - University | Comm/Ind Work (General, Low Bay) | Education - University - Comm/Ind Work (General, Low Bay) | (break) | Education - University (break) | Education - University - Comm/Ind Work (General, Low Bay) (break) | University Class (break) | Hol | Closed | 3 | 3 | 0.080017 | 1.6365 | 1.6365 | 1.091 | 1.091 | 1.091 | 1.0001 | 1.0001 | 0 | 0 | 0 | 0 | 0 | 0 | 0 | 0.32998 | 0.32998 | 0.21999 | 0.21999 | 0.21999 | 0.20166 | 0.20166 | 0 | 0 | 0 | 0 | 0 | 0 | 0 | 0 | 0 | 0 | 0 | 0 | 0 | 0 | 0 | 0 | 0 | 0 | 0 | 0 | 0 | 0 | 0 | 0 | 0 | 0 | 0 | 0 | 0 | 0 | 0 | 0 | 0 | 0 | 0 | 0.14311 | 0.14311 | 0.095408 | 0.095408 | 0.095408 | 0.087457 | 0.087457 | 0 | 0 | 0 | 0 | 0 | 0 | 0 | 0.028857 | 0.028857 | 0.019238 | 0.019238 | 0.019238 | 0.017635 | 0.017635 | 0 | 0 | 0 | 0 | 0 | 0 | 0 | 0 | 0 | 0 | 0 | 0 | 0 | 0 | 0 | 0 | 0 | 0 | 0 | 0 | 0 | 0 | 0 | 0 | 0 | 0 | 0 | 0 | 0 | 0 | 0 | 0 | 0 | 0 | 0 | University Class (break) ILit Cls | University Class (break) ILit Cls | 2 | 3.5 | 3.5 | University Class (break) ILit2 Cls | University Class (break) ILit Cls | University Class (break) ILit Cls | 2 | 3.5 | 3.5 | 2 | 0.84 | 0.035 | 0.035 | 0.035 | 0.035 | 0.035 | 0.035 | 0.035 | 0.035 | 0.035 | 0.035 | 0.035 | 0.035 | 0.035 | 0.035 | 0.035 | 0.035 | 0.035 | 0.035 | 0.035 | 0.035 | 0.035 | 0.035 | 0.035 | 0.035 | 0.035 | 0.84 | 0.035 | 0.035 | 0.035 | 0.035 | 0.035 | 0.035 | 0.035 | 0.035 | 0.035 | 0.035 | 0.035 | 0.035 | 0.035 | 0.035 | 0.035 | 0.035 | 0.035 | 0.035 | 0.035 | 0.035 | 0.035 | 0.035 | 0.035 | 0.035 | 0.035 | 0 | 0 | 0 | 0 | 0 | 0 | 0 | 0 | 0 | 0 | 0 | 0 | 0 | 0 | 0 | 0 | 0 | 0 | 0 | 0 | 0 | 0 | 0 | 0 | 0 | 0 | 0 | 0 | 0 | 0 | 0 | 0 | 0 | 0 | 0 | 0 | 0 | 0 | 0 | 0 | 0 | 0 | 0 | 0 | 0 | 0 | 0 | 0 | 16 | 0.66337 | 0.20792 | 0.079208 | 0.049505 | 0.76136 | 0 | 0 | 0 | 0 | 0 | 0 | 0 | 0 |  | 0.004128 | 0.004128 | 0.0040915 | 0.0041369 | 0.0041138 | 0.0040849 | 0.0040849 | Education - University - Comm/Ind Work (General, Low Bay) - (break) - Hol | 14 | 9 | 14 | 0 | 2.52 | 0 | 0 | 0 | 2.52 | 0 | 0 | 0 | 0.84 | 0 | 0 | 0 | 0 | 0 | 0 | 0 | 0 | 0 | 0 | 0 | 0 | 0 | 0 | 0 | 0 | 0 | 0 | 0 | 0 | 0 | 0 | 0 | 0 |  | 0 | 2.52 | 0 | 0 | 0 | 2.52 | 0 | 0 | 0 | 0.84 | 0 | 0 | 0 | 0 | 0 | 0 | 0 | 0 | 0 | 0 | 0 | 0 | 0 | 0 | 0 | 0 | 0 | 0 | 0 | 0 | 0 | 0 | 0 | 0 | 1 | 1 | 1 | 1
620 | 6 | 20 | 8 | 8 |  | Education - University (break) |  | Education - University - Comm/Ind Work (General, Low Bay) (break) | Education - University | Comm/Ind Work (General, Low Bay) | Education - University - Comm/Ind Work (General, Low Bay) | (break) | Education - University (break) | Education - University - Comm/Ind Work (General, Low Bay) (break) | University Class (break) | all | Closed | 38 | 38 | 0.080017 | 1.6365 | 1.6365 | 1.091 | 1.091 | 1.091 | 1.0001 | 1.0001 | 0 | 0 | 0 | 0 | 0 | 0 | 0 | 4.1798 | 4.1798 | 2.7865 | 2.7865 | 2.7865 | 2.5543 | 2.5543 | 0.0045831 | 0.0045831 | 0.0030554 | 0.0030554 | 0.0030554 | 0.0028008 | 0.0028008 | 0 | 0 | 0 | 0 | 0 | 0 | 0 | 0 | 0 | 0 | 0 | 0 | 0 | 0 | 0.035 | 0.035 | 0.035 | 0.035 | 0.035 | 0.035 | 0.035 | 0.034185 | 0.034185 | 0.034148 | 0.03403 | 0.033817 | 0.033741 | 0.033741 | 0.14311 | 0.14311 | 0.095408 | 0.095408 | 0.095408 | 0.087457 | 0.087457 | 0 | 0 | 0 | 0 | 0 | 0 | 0 | 0.36553 | 0.36553 | 0.24368 | 0.24368 | 0.24368 | 0.22338 | 0.22338 | 0.0004008 | 0.0004008 | 0.0002672 | 0.0002672 | 0.0002672 | 0.00024493 | 0.00024493 | 0 | 0 | 0 | 0 | 0 | 0 | 0 | 0 | 0 | 0 | 0 | 0 | 0 | 0 | 0.035 | 0.035 | 0.035 | 0.035 | 0.035 | 0.035 | 0.035 | 0.034185 | 0.034185 | 0.034148 | 0.03403 | 0.033817 | 0.033741 | 0.033741 | University Class (break) ILit Cls | University Class (break) ILit Cls | 2 | 3.5 | 3.5 | University Class (break) ILit2 Cls | University Class (break) ILit Cls | University Class (break) ILit Cls | 2 | 3.5 | 3.5 | 2 | 0.84 | 0.035 | 0.035 | 0.035 | 0.035 | 0.035 | 0.035 | 0.035 | 0.035 | 0.035 | 0.035 | 0.035 | 0.035 | 0.035 | 0.035 | 0.035 | 0.035 | 0.035 | 0.035 | 0.035 | 0.035 | 0.035 | 0.035 | 0.035 | 0.035 | 0.035 | 0.84 | 0.035 | 0.035 | 0.035 | 0.035 | 0.035 | 0.035 | 0.035 | 0.035 | 0.035 | 0.035 | 0.035 | 0.035 | 0.035 | 0.035 | 0.035 | 0.035 | 0.035 | 0.035 | 0.035 | 0.035 | 0.035 | 0.035 | 0.035 | 0.035 | 0.035 | 0 | 0 | 0 | 0 | 0 | 0 | 0 | 0 | 0 | 0 | 0 | 0 | 0 | 0 | 0 | 0 | 0 | 0 | 0 | 0 | 0 | 0 | 0 | 0 | 0 | 0 | 0 | 0 | 0 | 0 | 0 | 0 | 0 | 0 | 0 | 0 | 0 | 0 | 0 | 0 | 0 | 0 | 0 | 0 | 0 | 0 | 0 | 0 | 16 | 0.66337 | 0.20792 | 0.079208 | 0.049505 | 0.76136 | 0.0049957 | 0.00065416 | 0.00065416 | 0.00043611 | 0.00043611 | 0.00043611 | 0.00039977 | 0.00039977 | Education - University (break) | 0.004128 | 0.004128 | 0.0040915 | 0.0041369 | 0.0041138 | 0.0040849 | 0.0040849 | Education - University - Comm/Ind Work (General, Low Bay) - (break) - all | 16 | 7 | 17 | 0 | 31.92 | 0 | 31.92 | 0 | 0 | 0 | 0.84 | 0 | 0 | 0 | 0 | 0 | 0 | 0 | 0 | 0 | 0 | 0 | 0 | 0 | 0 | 0 | 0 | 0 | 0 | 0 | 0 | 0 | 0 | 0 | 0 | 0 | 0 |  | 0 | 31.92 | 0 | 31.92 | 0 | 0 | 0 | 0.84 | 0 | 0 | 0 | 0 | 0 | 0 | 0 | 0 | 0 | 0 | 0 | 0 | 0 | 0 | 0 | 0 | 0 | 0 | 0 | 0 | 0 | 0 | 0 | 0 | 0 | 0 | 1 | 1 | 1 | 1
621 | 6 | 21 | 5 | 9 |  |  |  |  | Education - University | Comm/Ind Work (General, Low Bay) | Education - University - Comm/Ind Work (General, Low Bay) | (summer) | Education - University (summer) | Education - University - Comm/Ind Work (General, Low Bay) (summer) | University Class (summer) | Sat | Open | 8 | 8 | 0.080017 | 1.6365 | 1.6365 | 1.091 | 1.091 | 1.091 | 1.0001 | 1.0001 | 0 | 0 | 0 | 0 | 0 | 0 | 0 | 2.1668 | 2.1668 | 1.4445 | 1.4445 | 1.4445 | 1.3242 | 1.3242 | 0 | 0 | 0 | 0 | 0 | 0 | 0 | 0 | 0 | 0 | 0 | 0 | 0 | 0 | 0 | 0 | 0 | 0 | 0 | 0 | 0 | 0 | 0 | 0 | 0 | 0 | 0 | 0 | 0 | 0 | 0 | 0 | 0 | 0 | 0 | 0.14311 | 0.14311 | 0.095408 | 0.095408 | 0.095408 | 0.087457 | 0.087457 | 0 | 0 | 0 | 0 | 0 | 0 | 0 | 0.2702 | 0.2702 | 0.18014 | 0.18014 | 0.18014 | 0.16512 | 0.16512 | 0 | 0 | 0 | 0 | 0 | 0 | 0 | 0 | 0 | 0 | 0 | 0 | 0 | 0 | 0 | 0 | 0 | 0 | 0 | 0 | 0 | 0 | 0 | 0 | 0 | 0 | 0 | 0 | 0 | 0 | 0 | 0 | 0 | 0 | 0 | University Class (summer) ILit Sat | University Class (summer) ILit all | 3661 | 5 | 15 | University Class (summer) ILit2 Sat | University Class (summer) ILit Sat | University Class (summer) ILit all | 3661 | 6.5 | 22.5 | 3661 | 2.0684 | 0.11842 | 0.05 | 0.05 | 0.05 | 0.05 | 0.05 | 0.05 | 0.05 | 0.12895 | 0.15 | 0.15 | 0.15 | 0.13947 | 0.13947 | 0.13947 | 0.15 | 0.11842 | 0.086842 | 0.065789 | 0.05 | 0.05 | 0.05 | 0.05 | 0.05 | 0.05 | 2.9495 | 0.17447 | 0.065 | 0.065 | 0.065 | 0.065 | 0.065 | 0.065 | 0.065 | 0.19132 | 0.225 | 0.225 | 0.225 | 0.20816 | 0.20816 | 0.20816 | 0.225 | 0.17447 | 0.12395 | 0.090263 | 0.065 | 0.065 | 0.065 | 0.065 | 0.065 | 0.065 | 0 | 0 | 0 | 0 | 0 | 0 | 0 | 0.78947 | 1 | 1 | 1 | 0.89474 | 0.89474 | 0.89474 | 1 | 0.68421 | 0.36842 | 0.15789 | 0 | 0 | 0 | 0 | 0 | 0 | 0 | 0 | 0 | 0 | 0 | 0 | 0 | 0.78947 | 1 | 1 | 1 | 0.89474 | 0.89474 | 0.89474 | 1 | 0.68421 | 0.36842 | 0.15789 | 0 | 0 | 0 | 0 | 0 | 0 | 16 | 0.66337 | 0.20792 | 0.079208 | 0.049505 | 0.76136 | 0 | 0 | 0 | 0 | 0 | 0 | 0 | 0 |  | 0.046389 | 0.046389 | 0.045827 | 0.046816 | 0.046842 | 0.045593 | 0.045593 | Education - University - Comm/Ind Work (General, Low Bay) - (summer) - Sat | 10 | 9 | 18 | 9.7895 | 6.7579 | 0 | 0 | 9.7895 | 6.7579 | 0 | 0 | 1.2237 | 0.84474 | 0 | 0 | 0 | 0 | 0 | 0 | 0 | 0 | 0.15 | 0.15 | 0.15 | 0.13947 | 0.13947 | 0.13947 | 0.15 | 0.11842 | 0.086842 | 0 | 0 | 0 | 0 | 0 | 0 | 0 |  | 14.5832 | 9.0126 | 0 | 0 | 14.5832 | 9.0126 | 0 | 0 | 1.8229 | 1.1266 | 0 | 0 | 0 | 0 | 0 | 0 | 0 | 0 | 0.225 | 0.225 | 0.225 | 0.20816 | 0.20816 | 0.20816 | 0.225 | 0.17447 | 0.12395 | 0 | 0 | 0 | 0 | 0 | 0 | 0 | 1 | 1 | 1 | 1
622 | 6 | 22 | 6 | 10 |  |  |  |  | Education - University | Comm/Ind Work (General, Low Bay) | Education - University - Comm/Ind Work (General, Low Bay) | (summer) | Education - University (summer) | Education - University - Comm/Ind Work (General, Low Bay) (summer) | University Class (summer) | Sun | Open | 8 | 8 | 0.080017 | 1.6365 | 1.6365 | 1.091 | 1.091 | 1.091 | 1.0001 | 1.0001 | 0 | 0 | 0 | 0 | 0 | 0 | 0 | 1.4666 | 1.4666 | 0.97772 | 0.97772 | 0.97772 | 0.89625 | 0.89625 | 0 | 0 | 0 | 0 | 0 | 0 | 0 | 0 | 0 | 0 | 0 | 0 | 0 | 0 | 0 | 0 | 0 | 0 | 0 | 0 | 0 | 0 | 0 | 0 | 0 | 0 | 0 | 0 | 0 | 0 | 0 | 0 | 0 | 0 | 0 | 0.14311 | 0.14311 | 0.095408 | 0.095408 | 0.095408 | 0.087457 | 0.087457 | 0 | 0 | 0 | 0 | 0 | 0 | 0 | 0.17223 | 0.17223 | 0.11482 | 0.11482 | 0.11482 | 0.10525 | 0.10525 | 0 | 0 | 0 | 0 | 0 | 0 | 0 | 0 | 0 | 0 | 0 | 0 | 0 | 0 | 0 | 0 | 0 | 0 | 0 | 0 | 0 | 0 | 0 | 0 | 0 | 0 | 0 | 0 | 0 | 0 | 0 | 0 | 0 | 0 | 0 | University Class (summer) ILit Sun | University Class (summer) ILit all | 3093 | 5 | 15 | University Class (summer) ILit2 Sun | University Class (summer) ILit Sun | University Class (summer) ILit all | 3093 | 6.5 | 22.5 | 3093 | 1.4 | 0.05 | 0.05 | 0.05 | 0.05 | 0.05 | 0.05 | 0.05 | 0.05 | 0.05 | 0.05 | 0.05 | 0.15 | 0.15 | 0.05 | 0.05 | 0.05 | 0.05 | 0.05 | 0.05 | 0.05 | 0.05 | 0.05 | 0.05 | 0.05 | 0.05 | 1.88 | 0.065 | 0.065 | 0.065 | 0.065 | 0.065 | 0.065 | 0.065 | 0.065 | 0.065 | 0.065 | 0.065 | 0.225 | 0.225 | 0.065 | 0.065 | 0.065 | 0.065 | 0.065 | 0.065 | 0.065 | 0.065 | 0.065 | 0.065 | 0.065 | 0.065 | 0 | 0 | 0 | 0 | 0 | 0 | 0 | 0 | 0 | 0 | 1 | 1 | 0 | 0 | 0 | 0 | 0 | 0 | 0 | 0 | 0 | 0 | 0 | 0 | 0 | 0 | 0 | 0 | 0 | 0 | 0 | 0 | 0 | 0 | 1 | 1 | 0 | 0 | 0 | 0 | 0 | 0 | 0 | 0 | 0 | 0 | 0 | 0 | 16 | 0.66337 | 0.20792 | 0.079208 | 0.049505 | 0.76136 | 0 | 0 | 0 | 0 | 0 | 0 | 0 | 0 |  | 0.046389 | 0.046389 | 0.045827 | 0.046816 | 0.046842 | 0.045593 | 0.045593 | Education - University - Comm/Ind Work (General, Low Bay) - (summer) - Sun | 12 | 9 | 18 | 5.2 | 6 | 0 | 0 | 5.2 | 6 | 0 | 0 | 0.65 | 0.75 | 0 | 0 | 0 | 0 | 0 | 0 | 0 | 0 | 0.05 | 0.05 | 0.15 | 0.15 | 0.05 | 0.05 | 0.05 | 0.05 | 0.05 | 0 | 0 | 0 | 0 | 0 | 0 | 0 |  | 7.24 | 7.8 | 0 | 0 | 7.24 | 7.8 | 0 | 0 | 0.905 | 0.975 | 0 | 0 | 0 | 0 | 0 | 0 | 0 | 0 | 0.065 | 0.065 | 0.225 | 0.225 | 0.065 | 0.065 | 0.065 | 0.065 | 0.065 | 0 | 0 | 0 | 0 | 0 | 0 | 0 | 1 | 1 | 1 | 1
623 | 6 | 23 | 7 | 11 |  |  |  |  | Education - University | Comm/Ind Work (General, Low Bay) | Education - University - Comm/Ind Work (General, Low Bay) | (summer) | Education - University (summer) | Education - University - Comm/Ind Work (General, Low Bay) (summer) | University Class (summer) | Hol | Open | 1 | 1 | 0.080017 | 1.6365 | 1.6365 | 1.091 | 1.091 | 1.091 | 1.0001 | 1.0001 | 0 | 0 | 0 | 0 | 0 | 0 | 0 | 0.18332 | 0.18332 | 0.12222 | 0.12222 | 0.12222 | 0.11203 | 0.11203 | 0 | 0 | 0 | 0 | 0 | 0 | 0 | 0 | 0 | 0 | 0 | 0 | 0 | 0 | 0 | 0 | 0 | 0 | 0 | 0 | 0 | 0 | 0 | 0 | 0 | 0 | 0 | 0 | 0 | 0 | 0 | 0 | 0 | 0 | 0 | 0.14311 | 0.14311 | 0.095408 | 0.095408 | 0.095408 | 0.087457 | 0.087457 | 0 | 0 | 0 | 0 | 0 | 0 | 0 | 0.021529 | 0.021529 | 0.014352 | 0.014352 | 0.014352 | 0.013156 | 0.013156 | 0 | 0 | 0 | 0 | 0 | 0 | 0 | 0 | 0 | 0 | 0 | 0 | 0 | 0 | 0 | 0 | 0 | 0 | 0 | 0 | 0 | 0 | 0 | 0 | 0 | 0 | 0 | 0 | 0 | 0 | 0 | 0 | 0 | 0 | 0 | University Class (summer) ILit Hol | University Class (summer) ILit all | 3093 | 5 | 15 | University Class (summer) ILit2 Hol | University Class (summer) ILit Hol | University Class (summer) ILit all | 3093 | 6.5 | 22.5 | 3093 | 1.4 | 0.05 | 0.05 | 0.05 | 0.05 | 0.05 | 0.05 | 0.05 | 0.05 | 0.05 | 0.05 | 0.05 | 0.15 | 0.15 | 0.05 | 0.05 | 0.05 | 0.05 | 0.05 | 0.05 | 0.05 | 0.05 | 0.05 | 0.05 | 0.05 | 0.05 | 1.88 | 0.065 | 0.065 | 0.065 | 0.065 | 0.065 | 0.065 | 0.065 | 0.065 | 0.065 | 0.065 | 0.065 | 0.225 | 0.225 | 0.065 | 0.065 | 0.065 | 0.065 | 0.065 | 0.065 | 0.065 | 0.065 | 0.065 | 0.065 | 0.065 | 0.065 | 0 | 0 | 0 | 0 | 0 | 0 | 0 | 0 | 0 | 0 | 1 | 1 | 0 | 0 | 0 | 0 | 0 | 0 | 0 | 0 | 0 | 0 | 0 | 0 | 0 | 0 | 0 | 0 | 0 | 0 | 0 | 0 | 0 | 0 | 1 | 1 | 0 | 0 | 0 | 0 | 0 | 0 | 0 | 0 | 0 | 0 | 0 | 0 | 16 | 0.66337 | 0.20792 | 0.079208 | 0.049505 | 0.76136 | 0 | 0 | 0 | 0 | 0 | 0 | 0 | 0 |  | 0.046389 | 0.046389 | 0.045827 | 0.046816 | 0.046842 | 0.045593 | 0.045593 | Education - University - Comm/Ind Work (General, Low Bay) - (summer) - Hol | 14 | 9 | 18 | 0.65 | 0.75 | 0 | 0 | 0.65 | 0.75 | 0 | 0 | 0.65 | 0.75 | 0 | 0 | 0 | 0 | 0 | 0 | 0 | 0 | 0.05 | 0.05 | 0.15 | 0.15 | 0.05 | 0.05 | 0.05 | 0.05 | 0.05 | 0 | 0 | 0 | 0 | 0 | 0 | 0 |  | 0.905 | 0.975 | 0 | 0 | 0.905 | 0.975 | 0 | 0 | 0.905 | 0.975 | 0 | 0 | 0 | 0 | 0 | 0 | 0 | 0 | 0.065 | 0.065 | 0.225 | 0.225 | 0.065 | 0.065 | 0.065 | 0.065 | 0.065 | 0 | 0 | 0 | 0 | 0 | 0 | 0 | 1 | 1 | 1 | 1
624 | 6 | 24 | 8 | 12 |  | Education - University (summer) | Education - University - Comm/Ind Work (General, Low Bay) | Education - University - Comm/Ind Work (General, Low Bay) (summer) | Education - University | Comm/Ind Work (General, Low Bay) | Education - University - Comm/Ind Work (General, Low Bay) | (summer) | Education - University (summer) | Education - University - Comm/Ind Work (General, Low Bay) (summer) | University Class (summer) | all | Open | 44 | 44 | 0.080017 | 1.6365 | 1.6365 | 1.091 | 1.091 | 1.091 | 1.0001 | 1.0001 | 0.13094 | 0.13094 | 0.087297 | 0.087297 | 0.087297 | 0.080022 | 0.080022 | 38.8148 | 38.8148 | 25.8766 | 25.8766 | 25.8766 | 23.7202 | 23.7202 | 0.058925 | 0.058925 | 0.039283 | 0.039283 | 0.039283 | 0.03601 | 0.03601 | 2362.9895 | 2362.9895 | 2362.9895 | 2362.9895 | 2362.9895 | 2362.9895 | 2362.9895 | 0 | 0 | 0 | 0 | 0 | 0 | 0 | 0.45 | 0.45 | 0.45 | 0.45 | 0.45 | 0.45 | 0.45 | 0.38138 | 0.38138 | 0.37988 | 0.38266 | 0.38272 | 0.37462 | 0.37462 | 0.14311 | 0.14311 | 0.095408 | 0.095408 | 0.095408 | 0.087457 | 0.087457 | 0.011451 | 0.011451 | 0.0076342 | 0.0076342 | 0.0076342 | 0.006998 | 0.006998 | 3.548 | 3.548 | 2.3653 | 2.3653 | 2.3653 | 2.1682 | 2.1682 | 0.0051531 | 0.0051531 | 0.0034354 | 0.0034354 | 0.0034354 | 0.0031491 | 0.0031491 | 2531.3211 | 2531.3211 | 2531.3211 | 2531.3211 | 2531.3211 | 2531.3211 | 2531.3211 | 0 | 0 | 0 | 0 | 0 | 0 | 0 | 0.45 | 0.45 | 0.45 | 0.45 | 0.45 | 0.45 | 0.45 | 0.38134 | 0.38134 | 0.38012 | 0.38292 | 0.38226 | 0.37407 | 0.37407 | University Class (summer) ILit all | University Class (summer) ILit all | 3660 | 5 | 45 | University Class (summer) ILit2 all | University Class (summer) ILit all | University Class (summer) ILit all | 3660 | 8 | 45 | 3660 | 6.7368 | 0.45 | 0.05 | 0.05 | 0.05 | 0.05 | 0.05 | 0.05 | 0.23947 | 0.36579 | 0.45 | 0.45 | 0.45 | 0.40789 | 0.40789 | 0.40789 | 0.45 | 0.45 | 0.45 | 0.40789 | 0.40789 | 0.36579 | 0.32368 | 0.23947 | 0.11316 | 0.05 | 7.0416 | 0.45 | 0.08 | 0.08 | 0.08 | 0.08 | 0.08 | 0.08 | 0.25526 | 0.37211 | 0.45 | 0.45 | 0.45 | 0.41105 | 0.41105 | 0.41105 | 0.45 | 0.45 | 0.45 | 0.41105 | 0.41105 | 0.37211 | 0.33316 | 0.25526 | 0.13842 | 0.08 | 0 | 0 | 0 | 0 | 0 | 0 | 0.47368 | 0.78947 | 1 | 1 | 1 | 0.89474 | 0.89474 | 0.89474 | 1 | 1 | 1 | 0.89474 | 0.89474 | 0.78947 | 0.68421 | 0.47368 | 0.15789 | 0 | 0 | 0 | 0 | 0 | 0 | 0 | 0.47368 | 0.78947 | 1 | 1 | 1 | 0.89474 | 0.89474 | 0.89474 | 1 | 1 | 1 | 0.89474 | 0.89474 | 0.78947 | 0.68421 | 0.47368 | 0.15789 | 0 | 16 | 0.66337 | 0.20792 | 0.079208 | 0.049505 | 0.76136 | 0.06423 | 0.0084106 | 0.0084106 | 0.0056071 | 0.0056071 | 0.0056071 | 0.0051398 | 0.0051398 | Education - University (summer) | 0.046389 | 0.046389 | 0.045827 | 0.046816 | 0.046842 | 0.045593 | 0.045593 | Education - University - Comm/Ind Work (General, Low Bay) - (summer) - all | 16 | 7 | 21 | 251.2632 | 45.1579 | 251.2632 | 45.1579 | 0 | 0 | 5.7105 | 1.0263 | 0 | 0 | 0 | 0 | 0 | 0 | 0 | 0 | 0.23947 | 0.36579 | 0.45 | 0.45 | 0.45 | 0.40789 | 0.40789 | 0.40789 | 0.45 | 0.45 | 0.45 | 0.40789 | 0.40789 | 0.36579 | 0 | 0 | 0 | 0 |  | 253.2084 | 56.6211 | 253.2084 | 56.6211 | 0 | 0 | 5.7547 | 1.2868 | 0 | 0 | 0 | 0 | 0 | 0 | 0 | 0 | 0.25526 | 0.37211 | 0.45 | 0.45 | 0.45 | 0.41105 | 0.41105 | 0.41105 | 0.45 | 0.45 | 0.45 | 0.41105 | 0.41105 | 0.37211 | 0 | 0 | 0 | 0 | 1 | 1 | 1 | 1
625 | 6 | 25 | 5 | 1 |  |  |  |  | Education - University | Computer Room (Instructional/PC Lab) | Education - University - Computer Room (Instructional/PC Lab) |  | Education - University | Education - University - Computer Room (Instructional/PC Lab) | University ComputerRm (in session) | Sat | Open | 32 | 32 | 0.038014 | 1.4546 | 1.4546 | 1.4546 | 1.4546 | 1.091 | 1.091 | 1.091 | 0 | 0 | 0 | 0 | 0 | 0 | 0 | 7.8836 | 7.8836 | 7.8836 | 7.8836 | 5.9127 | 5.9127 | 5.9127 | 0 | 0 | 0 | 0 | 0 | 0 | 0 | 0 | 0 | 0 | 0 | 0 | 0 | 0 | 0 | 0 | 0 | 0 | 0 | 0 | 0 | 0 | 0 | 0 | 0 | 0 | 0 | 0 | 0 | 0 | 0 | 0 | 0 | 0 | 0 | 0.12721 | 0.12721 | 0.12721 | 0.12721 | 0.095408 | 0.095408 | 0.095408 | 0 | 0 | 0 | 0 | 0 | 0 | 0 | 0.8424 | 0.8424 | 0.8424 | 0.8424 | 0.6318 | 0.6318 | 0.6318 | 0 | 0 | 0 | 0 | 0 | 0 | 0 | 0 | 0 | 0 | 0 | 0 | 0 | 0 | 0 | 0 | 0 | 0 | 0 | 0 | 0 | 0 | 0 | 0 | 0 | 0 | 0 | 0 | 0 | 0 | 0 | 0 | 0 | 0 | 0 | University ComputerRm (in session) ILit Sat | University ComputerRm (in session) ILit all | 3655 | 10 | 37.5 | University ComputerRm (in session) ILit2 Sat | University ComputerRm (in session) ILit Sat | University ComputerRm (in session) ILit all | 3655 | 10 | 45 | 3655 | 4.4553 | 0.3 | 0.1 | 0.1 | 0.1 | 0.1 | 0.1 | 0.1 | 0.1 | 0.22222 | 0.375 | 0.375 | 0.375 | 0.375 | 0.375 | 0.375 | 0.375 | 0.375 | 0.375 | 0.14583 | 0.1 | 0.1 | 0.1 | 0.1 | 0.1 | 0.1 | 5.4439 | 0.36 | 0.1 | 0.1 | 0.1 | 0.1 | 0.1 | 0.1 | 0.1 | 0.25556 | 0.45 | 0.45 | 0.45 | 0.45 | 0.45 | 0.45 | 0.45 | 0.45 | 0.45 | 0.15833 | 0.1 | 0.1 | 0.1 | 0.1 | 0.1 | 0.1 | 0 | 0 | 0 | 0 | 0 | 0 | 0 | 0.44444 | 1 | 1 | 1 | 1 | 1 | 1 | 1 | 1 | 1 | 0.16667 | 0 | 0 | 0 | 0 | 0 | 0 | 0 | 0 | 0 | 0 | 0 | 0 | 0 | 0.44444 | 1 | 1 | 1 | 1 | 1 | 1 | 1 | 1 | 1 | 0.16667 | 0 | 0 | 0 | 0 | 0 | 0 | 20 | 0.4 | 0.36 | 0.13 | 0.11 | 0.52632 | 0 | 0 | 0 | 0 | 0 | 0 | 0 | 0 |  | 0.077793 | 0.077793 | 0.076654 | 0.078941 | 0.079086 | 0.076715 | 0.076715 | Education - University - Computer Room (Instructional/PC Lab) - Sat | 10 | 9 | 18 | 108 | 34.5698 | 0 | 0 | 108 | 34.5698 | 0 | 0 | 3.375 | 1.0803 | 0 | 0 | 0 | 0 | 0 | 0 | 0 | 0 | 0.375 | 0.375 | 0.375 | 0.375 | 0.375 | 0.375 | 0.375 | 0.375 | 0.375 | 0 | 0 | 0 | 0 | 0 | 0 | 0 |  | 129.6 | 44.6037 | 0 | 0 | 129.6 | 44.6037 | 0 | 0 | 4.05 | 1.3939 | 0 | 0 | 0 | 0 | 0 | 0 | 0 | 0 | 0.45 | 0.45 | 0.45 | 0.45 | 0.45 | 0.45 | 0.45 | 0.45 | 0.45 | 0 | 0 | 0 | 0 | 0 | 0 | 0 | 0.88345 | 0.8 | 0.94448 | 0.8
626 | 6 | 26 | 6 | 2 |  |  |  |  | Education - University | Computer Room (Instructional/PC Lab) | Education - University - Computer Room (Instructional/PC Lab) |  | Education - University | Education - University - Computer Room (Instructional/PC Lab) | University ComputerRm (in session) | Sun | Open | 32 | 32 | 0.038014 | 1.4546 | 1.4546 | 1.4546 | 1.4546 | 1.091 | 1.091 | 1.091 | 0 | 0 | 0 | 0 | 0 | 0 | 0 | 7.8836 | 7.8836 | 7.8836 | 7.8836 | 5.9127 | 5.9127 | 5.9127 | 0 | 0 | 0 | 0 | 0 | 0 | 0 | 0 | 0 | 0 | 0 | 0 | 0 | 0 | 0 | 0 | 0 | 0 | 0 | 0 | 0 | 0 | 0 | 0 | 0 | 0 | 0 | 0 | 0 | 0 | 0 | 0 | 0 | 0 | 0 | 0.12721 | 0.12721 | 0.12721 | 0.12721 | 0.095408 | 0.095408 | 0.095408 | 0 | 0 | 0 | 0 | 0 | 0 | 0 | 0.8424 | 0.8424 | 0.8424 | 0.8424 | 0.6318 | 0.6318 | 0.6318 | 0 | 0 | 0 | 0 | 0 | 0 | 0 | 0 | 0 | 0 | 0 | 0 | 0 | 0 | 0 | 0 | 0 | 0 | 0 | 0 | 0 | 0 | 0 | 0 | 0 | 0 | 0 | 0 | 0 | 0 | 0 | 0 | 0 | 0 | 0 | University ComputerRm (in session) ILit Sun | University ComputerRm (in session) ILit all | 3655 | 10 | 37.5 | University ComputerRm (in session) ILit2 Sun | University ComputerRm (in session) ILit Sun | University ComputerRm (in session) ILit all | 3655 | 10 | 45 | 3655 | 4.4553 | 0.3 | 0.1 | 0.1 | 0.1 | 0.1 | 0.1 | 0.1 | 0.1 | 0.22222 | 0.375 | 0.375 | 0.375 | 0.375 | 0.375 | 0.375 | 0.375 | 0.375 | 0.375 | 0.14583 | 0.1 | 0.1 | 0.1 | 0.1 | 0.1 | 0.1 | 5.4439 | 0.36 | 0.1 | 0.1 | 0.1 | 0.1 | 0.1 | 0.1 | 0.1 | 0.25556 | 0.45 | 0.45 | 0.45 | 0.45 | 0.45 | 0.45 | 0.45 | 0.45 | 0.45 | 0.15833 | 0.1 | 0.1 | 0.1 | 0.1 | 0.1 | 0.1 | 0 | 0 | 0 | 0 | 0 | 0 | 0 | 0.44444 | 1 | 1 | 1 | 1 | 1 | 1 | 1 | 1 | 1 | 0.16667 | 0 | 0 | 0 | 0 | 0 | 0 | 0 | 0 | 0 | 0 | 0 | 0 | 0 | 0.44444 | 1 | 1 | 1 | 1 | 1 | 1 | 1 | 1 | 1 | 0.16667 | 0 | 0 | 0 | 0 | 0 | 0 | 20 | 0.4 | 0.36 | 0.13 | 0.11 | 0.52632 | 0 | 0 | 0 | 0 | 0 | 0 | 0 | 0 |  | 0.077793 | 0.077793 | 0.076654 | 0.078941 | 0.079086 | 0.076715 | 0.076715 | Education - University - Computer Room (Instructional/PC Lab) - Sun | 12 | 9 | 18 | 108 | 34.5698 | 0 | 0 | 108 | 34.5698 | 0 | 0 | 3.375 | 1.0803 | 0 | 0 | 0 | 0 | 0 | 0 | 0 | 0 | 0.375 | 0.375 | 0.375 | 0.375 | 0.375 | 0.375 | 0.375 | 0.375 | 0.375 | 0 | 0 | 0 | 0 | 0 | 0 | 0 |  | 129.6 | 44.6037 | 0 | 0 | 129.6 | 44.6037 | 0 | 0 | 4.05 | 1.3939 | 0 | 0 | 0 | 0 | 0 | 0 | 0 | 0 | 0.45 | 0.45 | 0.45 | 0.45 | 0.45 | 0.45 | 0.45 | 0.45 | 0.45 | 0 | 0 | 0 | 0 | 0 | 0 | 0 | 0.88345 | 0.8 | 0.94448 | 0.8
627 | 6 | 27 | 7 | 3 |  |  |  |  | Education - University | Computer Room (Instructional/PC Lab) | Education - University - Computer Room (Instructional/PC Lab) |  | Education - University | Education - University - Computer Room (Instructional/PC Lab) | University ComputerRm (in session) | Hol | Open | 6 | 6 | 0.038014 | 1.4546 | 1.4546 | 1.4546 | 1.4546 | 1.091 | 1.091 | 1.091 | 0 | 0 | 0 | 0 | 0 | 0 | 0 | 1.4782 | 1.4782 | 1.4782 | 1.4782 | 1.1086 | 1.1086 | 1.1086 | 0 | 0 | 0 | 0 | 0 | 0 | 0 | 0 | 0 | 0 | 0 | 0 | 0 | 0 | 0 | 0 | 0 | 0 | 0 | 0 | 0 | 0 | 0 | 0 | 0 | 0 | 0 | 0 | 0 | 0 | 0 | 0 | 0 | 0 | 0 | 0.12721 | 0.12721 | 0.12721 | 0.12721 | 0.095408 | 0.095408 | 0.095408 | 0 | 0 | 0 | 0 | 0 | 0 | 0 | 0.15795 | 0.15795 | 0.15795 | 0.15795 | 0.11846 | 0.11846 | 0.11846 | 0 | 0 | 0 | 0 | 0 | 0 | 0 | 0 | 0 | 0 | 0 | 0 | 0 | 0 | 0 | 0 | 0 | 0 | 0 | 0 | 0 | 0 | 0 | 0 | 0 | 0 | 0 | 0 | 0 | 0 | 0 | 0 | 0 | 0 | 0 | University ComputerRm (in session) ILit Hol | University ComputerRm (in session) ILit all | 3655 | 10 | 37.5 | University ComputerRm (in session) ILit2 Hol | University ComputerRm (in session) ILit Hol | University ComputerRm (in session) ILit all | 3655 | 10 | 45 | 3655 | 4.4553 | 0.3 | 0.1 | 0.1 | 0.1 | 0.1 | 0.1 | 0.1 | 0.1 | 0.22222 | 0.375 | 0.375 | 0.375 | 0.375 | 0.375 | 0.375 | 0.375 | 0.375 | 0.375 | 0.14583 | 0.1 | 0.1 | 0.1 | 0.1 | 0.1 | 0.1 | 5.4439 | 0.36 | 0.1 | 0.1 | 0.1 | 0.1 | 0.1 | 0.1 | 0.1 | 0.25556 | 0.45 | 0.45 | 0.45 | 0.45 | 0.45 | 0.45 | 0.45 | 0.45 | 0.45 | 0.15833 | 0.1 | 0.1 | 0.1 | 0.1 | 0.1 | 0.1 | 0 | 0 | 0 | 0 | 0 | 0 | 0 | 0.44444 | 1 | 1 | 1 | 1 | 1 | 1 | 1 | 1 | 1 | 0.16667 | 0 | 0 | 0 | 0 | 0 | 0 | 0 | 0 | 0 | 0 | 0 | 0 | 0 | 0.44444 | 1 | 1 | 1 | 1 | 1 | 1 | 1 | 1 | 1 | 0.16667 | 0 | 0 | 0 | 0 | 0 | 0 | 20 | 0.4 | 0.36 | 0.13 | 0.11 | 0.52632 | 0 | 0 | 0 | 0 | 0 | 0 | 0 | 0 |  | 0.077793 | 0.077793 | 0.076654 | 0.078941 | 0.079086 | 0.076715 | 0.076715 | Education - University - Computer Room (Instructional/PC Lab) - Hol | 14 | 9 | 18 | 20.25 | 6.4818 | 0 | 0 | 20.25 | 6.4818 | 0 | 0 | 3.375 | 1.0803 | 0 | 0 | 0 | 0 | 0 | 0 | 0 | 0 | 0.375 | 0.375 | 0.375 | 0.375 | 0.375 | 0.375 | 0.375 | 0.375 | 0.375 | 0 | 0 | 0 | 0 | 0 | 0 | 0 |  | 24.3 | 8.3632 | 0 | 0 | 24.3 | 8.3632 | 0 | 0 | 4.05 | 1.3939 | 0 | 0 | 0 | 0 | 0 | 0 | 0 | 0 | 0.45 | 0.45 | 0.45 | 0.45 | 0.45 | 0.45 | 0.45 | 0.45 | 0.45 | 0 | 0 | 0 | 0 | 0 | 0 | 0 | 0.88345 | 0.8 | 0.94448 | 0.8
628 | 6 | 28 | 8 | 4 |  | Education - University |  | Education - University - Computer Room (Instructional/PC Lab) | Education - University | Computer Room (Instructional/PC Lab) | Education - University - Computer Room (Instructional/PC Lab) |  | Education - University | Education - University - Computer Room (Instructional/PC Lab) | University ComputerRm (in session) | all | Open | 169 | 169 | 0.038014 | 1.4546 | 1.4546 | 1.4546 | 1.4546 | 1.091 | 1.091 | 1.091 | 0 | 0 | 0 | 0 | 0 | 0 | 0 | 70.1753 | 70.1753 | 70.1753 | 70.1753 | 52.6315 | 52.6315 | 52.6315 | 0.030966 | 0.030966 | 0.030966 | 0.030966 | 0.023224 | 0.023224 | 0.023224 | 0 | 0 | 0 | 0 | 0 | 0 | 0 | 0 | 0 | 0 | 0 | 0 | 0 | 0 | 0.56 | 0.56 | 0.56 | 0.56 | 0.56 | 0.56 | 0.56 | 0.63621 | 0.63621 | 0.63191 | 0.64193 | 0.64283 | 0.62685 | 0.62685 | 0.12721 | 0.12721 | 0.12721 | 0.12721 | 0.095408 | 0.095408 | 0.095408 | 0 | 0 | 0 | 0 | 0 | 0 | 0 | 8.1303 | 8.1303 | 8.1303 | 8.1303 | 6.0977 | 6.0977 | 6.0977 | 0.0034817 | 0.0034817 | 0.0034817 | 0.0034817 | 0.0026113 | 0.0026113 | 0.0026113 | 0 | 0 | 0 | 0 | 0 | 0 | 0 | 0 | 0 | 0 | 0 | 0 | 0 | 0 | 0.72 | 0.72 | 0.72 | 0.72 | 0.72 | 0.72 | 0.72 | 0.59459 | 0.59459 | 0.58961 | 0.59374 | 0.59192 | 0.58297 | 0.58297 | University ComputerRm (in session) ILit all | University ComputerRm (in session) ILit all | 3654 | 10 | 70 | University ComputerRm (in session) ILit2 all | University ComputerRm (in session) ILit all | University ComputerRm (in session) ILit all | 3654 | 10 | 90 | 3654 | 7.5094 | 0.56 | 0.1 | 0.1 | 0.1 | 0.1 | 0.1 | 0.1 | 0.23333 | 0.56667 | 0.7 | 0.7 | 0.7 | 0.7 | 0.7 | 0.7 | 0.7 | 0.7 | 0.7 | 0.2 | 0.1 | 0.1 | 0.1 | 0.1 | 0.1 | 0.1 | 9.9485 | 0.72 | 0.1 | 0.1 | 0.1 | 0.1 | 0.1 | 0.1 | 0.27778 | 0.72222 | 0.9 | 0.9 | 0.9 | 0.9 | 0.9 | 0.9 | 0.9 | 0.9 | 0.9 | 0.23333 | 0.1 | 0.1 | 0.1 | 0.1 | 0.1 | 0.1 | 0 | 0 | 0 | 0 | 0 | 0 | 0.22222 | 0.77778 | 1 | 1 | 1 | 1 | 1 | 1 | 1 | 1 | 1 | 0.16667 | 0 | 0 | 0 | 0 | 0 | 0 | 0 | 0 | 0 | 0 | 0 | 0 | 0.22222 | 0.77778 | 1 | 1 | 1 | 1 | 1 | 1 | 1 | 1 | 1 | 0.16667 | 0 | 0 | 0 | 0 | 0 | 0 | 20 | 0.4 | 0.36 | 0.13 | 0.11 | 0.52632 | 0.065266 | 0.0036089 | 0.0036089 | 0.0036089 | 0.0036089 | 0.0027067 | 0.0027067 | 0.0027067 | Education - University | 0.077793 | 0.077793 | 0.076654 | 0.078941 | 0.079086 | 0.076715 | 0.076715 | Education - University - Computer Room (Instructional/PC Lab) - all | 16 | 7 | 21 | 1267.5 | 1.5817 | 1267.5 | 1.5817 | 0 | 0 | 7.5 | 0.0093591 | 0 | 0 | 0 | 0 | 0 | 0 | 0 | 0 | 0.23333 | 0.56667 | 0.7 | 0.7 | 0.7 | 0.7 | 0.7 | 0.7 | 0.7 | 0.7 | 0.7 | 0.2 | 0.1 | 0.1 | 0 | 0 | 0 | 0 |  | 1611.1333 | 70.1629 | 1611.1333 | 70.1629 | 0 | 0 | 9.5333 | 0.41517 | 0 | 0 | 0 | 0 | 0 | 0 | 0 | 0 | 0.27778 | 0.72222 | 0.9 | 0.9 | 0.9 | 0.9 | 0.9 | 0.9 | 0.9 | 0.9 | 0.9 | 0.23333 | 0.1 | 0.1 | 0 | 0 | 0 | 0 | 0.88345 | 0.8 | 0.94448 | 0.8
629 | 6 | 29 | 5 | 5 |  |  |  |  | Education - University | Computer Room (Instructional/PC Lab) | Education - University - Computer Room (Instructional/PC Lab) | (break) | Education - University (break) | Education - University - Computer Room (Instructional/PC Lab) (break) | University ComputerRm (break) | Sat | Closed | 12 | 12 | 0.038014 | 1.4546 | 1.4546 | 1.4546 | 1.4546 | 1.091 | 1.091 | 1.091 | 0 | 0 | 0 | 0 | 0 | 0 | 0 | 0.70346 | 0.70346 | 0.70346 | 0.70346 | 0.5276 | 0.5276 | 0.5276 | 0 | 0 | 0 | 0 | 0 | 0 | 0 | 0 | 0 | 0 | 0 | 0 | 0 | 0 | 0 | 0 | 0 | 0 | 0 | 0 | 0 | 0 | 0 | 0 | 0 | 0 | 0 | 0 | 0 | 0 | 0 | 0 | 0 | 0 | 0 | 0.12721 | 0.12721 | 0.12721 | 0.12721 | 0.095408 | 0.095408 | 0.095408 | 0 | 0 | 0 | 0 | 0 | 0 | 0 | 0.065768 | 0.065768 | 0.065768 | 0.065768 | 0.049326 | 0.049326 | 0.049326 | 0 | 0 | 0 | 0 | 0 | 0 | 0 | 0 | 0 | 0 | 0 | 0 | 0 | 0 | 0 | 0 | 0 | 0 | 0 | 0 | 0 | 0 | 0 | 0 | 0 | 0 | 0 | 0 | 0 | 0 | 0 | 0 | 0 | 0 | 0 | University ComputerRm (break) ILit Cls | University ComputerRm (break) ILit Cls | 2 | 5 | 5 | University ComputerRm (break) ILit2 Cls | University ComputerRm (break) ILit Cls | University ComputerRm (break) ILit Cls | 2 | 5 | 5 | 2 | 1.0601 | 0.05 | 0.05 | 0.05 | 0.05 | 0.05 | 0.05 | 0.05 | 0.05 | 0.05 | 0.05 | 0.05 | 0.05 | 0.05 | 0.05 | 0.05 | 0.05 | 0.05 | 0.05 | 0.05 | 0.05 | 0.05 | 0.05 | 0.05 | 0.05 | 0.05 | 1.1334 | 0.05 | 0.05 | 0.05 | 0.05 | 0.05 | 0.05 | 0.05 | 0.05 | 0.05 | 0.05 | 0.05 | 0.05 | 0.05 | 0.05 | 0.05 | 0.05 | 0.05 | 0.05 | 0.05 | 0.05 | 0.05 | 0.05 | 0.05 | 0.05 | 0.05 | 0 | 0 | 0 | 0 | 0 | 0 | 0 | 0 | 0 | 0 | 0 | 0 | 0 | 0 | 0 | 0 | 0 | 0 | 0 | 0 | 0 | 0 | 0 | 0 | 0 | 0 | 0 | 0 | 0 | 0 | 0 | 0 | 0 | 0 | 0 | 0 | 0 | 0 | 0 | 0 | 0 | 0 | 0 | 0 | 0 | 0 | 0 | 0 | 20 | 0.4 | 0.36 | 0.13 | 0.11 | 0.52632 | 0 | 0 | 0 | 0 | 0 | 0 | 0 | 0 |  | 0.004128 | 0.004128 | 0.0040915 | 0.0041369 | 0.0041138 | 0.0040849 | 0.0040849 | Education - University - Computer Room (Instructional/PC Lab) - (break) - Sat | 10 | 9 | 14 | 0 | 12.7217 | 0 | 0 | 0 | 12.7217 | 0 | 0 | 0 | 1.0601 | 0 | 0 | 0 | 0 | 0 | 0 | 0 | 0 | 0 | 0 | 0 | 0 | 0 | 0 | 0 | 0 | 0 | 0 | 0 | 0 | 0 | 0 | 0 | 0 |  | 0 | 13.6005 | 0 | 0 | 0 | 13.6005 | 0 | 0 | 0 | 1.1334 | 0 | 0 | 0 | 0 | 0 | 0 | 0 | 0 | 0 | 0 | 0 | 0 | 0 | 0 | 0 | 0 | 0 | 0 | 0 | 0 | 0 | 0 | 0 | 0 | 0.88345 | 0.8 | 0.94448 | 0.8
630 | 6 | 30 | 6 | 6 |  |  |  |  | Education - University | Computer Room (Instructional/PC Lab) | Education - University - Computer Room (Instructional/PC Lab) | (break) | Education - University (break) | Education - University - Computer Room (Instructional/PC Lab) (break) | University ComputerRm (break) | Sun | Closed | 12 | 12 | 0.038014 | 1.4546 | 1.4546 | 1.4546 | 1.4546 | 1.091 | 1.091 | 1.091 | 0 | 0 | 0 | 0 | 0 | 0 | 0 | 0.70346 | 0.70346 | 0.70346 | 0.70346 | 0.5276 | 0.5276 | 0.5276 | 0 | 0 | 0 | 0 | 0 | 0 | 0 | 0 | 0 | 0 | 0 | 0 | 0 | 0 | 0 | 0 | 0 | 0 | 0 | 0 | 0 | 0 | 0 | 0 | 0 | 0 | 0 | 0 | 0 | 0 | 0 | 0 | 0 | 0 | 0 | 0.12721 | 0.12721 | 0.12721 | 0.12721 | 0.095408 | 0.095408 | 0.095408 | 0 | 0 | 0 | 0 | 0 | 0 | 0 | 0.065768 | 0.065768 | 0.065768 | 0.065768 | 0.049326 | 0.049326 | 0.049326 | 0 | 0 | 0 | 0 | 0 | 0 | 0 | 0 | 0 | 0 | 0 | 0 | 0 | 0 | 0 | 0 | 0 | 0 | 0 | 0 | 0 | 0 | 0 | 0 | 0 | 0 | 0 | 0 | 0 | 0 | 0 | 0 | 0 | 0 | 0 | University ComputerRm (break) ILit Cls | University ComputerRm (break) ILit Cls | 2 | 5 | 5 | University ComputerRm (break) ILit2 Cls | University ComputerRm (break) ILit Cls | University ComputerRm (break) ILit Cls | 2 | 5 | 5 | 2 | 1.0601 | 0.05 | 0.05 | 0.05 | 0.05 | 0.05 | 0.05 | 0.05 | 0.05 | 0.05 | 0.05 | 0.05 | 0.05 | 0.05 | 0.05 | 0.05 | 0.05 | 0.05 | 0.05 | 0.05 | 0.05 | 0.05 | 0.05 | 0.05 | 0.05 | 0.05 | 1.1334 | 0.05 | 0.05 | 0.05 | 0.05 | 0.05 | 0.05 | 0.05 | 0.05 | 0.05 | 0.05 | 0.05 | 0.05 | 0.05 | 0.05 | 0.05 | 0.05 | 0.05 | 0.05 | 0.05 | 0.05 | 0.05 | 0.05 | 0.05 | 0.05 | 0.05 | 0 | 0 | 0 | 0 | 0 | 0 | 0 | 0 | 0 | 0 | 0 | 0 | 0 | 0 | 0 | 0 | 0 | 0 | 0 | 0 | 0 | 0 | 0 | 0 | 0 | 0 | 0 | 0 | 0 | 0 | 0 | 0 | 0 | 0 | 0 | 0 | 0 | 0 | 0 | 0 | 0 | 0 | 0 | 0 | 0 | 0 | 0 | 0 | 20 | 0.4 | 0.36 | 0.13 | 0.11 | 0.52632 | 0 | 0 | 0 | 0 | 0 | 0 | 0 | 0 |  | 0.004128 | 0.004128 | 0.0040915 | 0.0041369 | 0.0041138 | 0.0040849 | 0.0040849 | Education - University - Computer Room (Instructional/PC Lab) - (break) - Sun | 12 | 9 | 14 | 0 | 12.7217 | 0 | 0 | 0 | 12.7217 | 0 | 0 | 0 | 1.0601 | 0 | 0 | 0 | 0 | 0 | 0 | 0 | 0 | 0 | 0 | 0 | 0 | 0 | 0 | 0 | 0 | 0 | 0 | 0 | 0 | 0 | 0 | 0 | 0 |  | 0 | 13.6005 | 0 | 0 | 0 | 13.6005 | 0 | 0 | 0 | 1.1334 | 0 | 0 | 0 | 0 | 0 | 0 | 0 | 0 | 0 | 0 | 0 | 0 | 0 | 0 | 0 | 0 | 0 | 0 | 0 | 0 | 0 | 0 | 0 | 0 | 0.88345 | 0.8 | 0.94448 | 0.8
631 | 6 | 31 | 7 | 7 |  |  |  |  | Education - University | Computer Room (Instructional/PC Lab) | Education - University - Computer Room (Instructional/PC Lab) | (break) | Education - University (break) | Education - University - Computer Room (Instructional/PC Lab) (break) | University ComputerRm (break) | Hol | Closed | 3 | 3 | 0.038014 | 1.4546 | 1.4546 | 1.4546 | 1.4546 | 1.091 | 1.091 | 1.091 | 0 | 0 | 0 | 0 | 0 | 0 | 0 | 0.17587 | 0.17587 | 0.17587 | 0.17587 | 0.1319 | 0.1319 | 0.1319 | 0 | 0 | 0 | 0 | 0 | 0 | 0 | 0 | 0 | 0 | 0 | 0 | 0 | 0 | 0 | 0 | 0 | 0 | 0 | 0 | 0 | 0 | 0 | 0 | 0 | 0 | 0 | 0 | 0 | 0 | 0 | 0 | 0 | 0 | 0 | 0.12721 | 0.12721 | 0.12721 | 0.12721 | 0.095408 | 0.095408 | 0.095408 | 0 | 0 | 0 | 0 | 0 | 0 | 0 | 0.016442 | 0.016442 | 0.016442 | 0.016442 | 0.012332 | 0.012332 | 0.012332 | 0 | 0 | 0 | 0 | 0 | 0 | 0 | 0 | 0 | 0 | 0 | 0 | 0 | 0 | 0 | 0 | 0 | 0 | 0 | 0 | 0 | 0 | 0 | 0 | 0 | 0 | 0 | 0 | 0 | 0 | 0 | 0 | 0 | 0 | 0 | University ComputerRm (break) ILit Cls | University ComputerRm (break) ILit Cls | 2 | 5 | 5 | University ComputerRm (break) ILit2 Cls | University ComputerRm (break) ILit Cls | University ComputerRm (break) ILit Cls | 2 | 5 | 5 | 2 | 1.0601 | 0.05 | 0.05 | 0.05 | 0.05 | 0.05 | 0.05 | 0.05 | 0.05 | 0.05 | 0.05 | 0.05 | 0.05 | 0.05 | 0.05 | 0.05 | 0.05 | 0.05 | 0.05 | 0.05 | 0.05 | 0.05 | 0.05 | 0.05 | 0.05 | 0.05 | 1.1334 | 0.05 | 0.05 | 0.05 | 0.05 | 0.05 | 0.05 | 0.05 | 0.05 | 0.05 | 0.05 | 0.05 | 0.05 | 0.05 | 0.05 | 0.05 | 0.05 | 0.05 | 0.05 | 0.05 | 0.05 | 0.05 | 0.05 | 0.05 | 0.05 | 0.05 | 0 | 0 | 0 | 0 | 0 | 0 | 0 | 0 | 0 | 0 | 0 | 0 | 0 | 0 | 0 | 0 | 0 | 0 | 0 | 0 | 0 | 0 | 0 | 0 | 0 | 0 | 0 | 0 | 0 | 0 | 0 | 0 | 0 | 0 | 0 | 0 | 0 | 0 | 0 | 0 | 0 | 0 | 0 | 0 | 0 | 0 | 0 | 0 | 20 | 0.4 | 0.36 | 0.13 | 0.11 | 0.52632 | 0 | 0 | 0 | 0 | 0 | 0 | 0 | 0 |  | 0.004128 | 0.004128 | 0.0040915 | 0.0041369 | 0.0041138 | 0.0040849 | 0.0040849 | Education - University - Computer Room (Instructional/PC Lab) - (break) - Hol | 14 | 9 | 14 | 0 | 3.1804 | 0 | 0 | 0 | 3.1804 | 0 | 0 | 0 | 1.0601 | 0 | 0 | 0 | 0 | 0 | 0 | 0 | 0 | 0 | 0 | 0 | 0 | 0 | 0 | 0 | 0 | 0 | 0 | 0 | 0 | 0 | 0 | 0 | 0 |  | 0 | 3.4001 | 0 | 0 | 0 | 3.4001 | 0 | 0 | 0 | 1.1334 | 0 | 0 | 0 | 0 | 0 | 0 | 0 | 0 | 0 | 0 | 0 | 0 | 0 | 0 | 0 | 0 | 0 | 0 | 0 | 0 | 0 | 0 | 0 | 0 | 0.88345 | 0.8 | 0.94448 | 0.8
632 | 6 | 32 | 8 | 8 |  | Education - University (break) |  | Education - University - Computer Room (Instructional/PC Lab) (break) | Education - University | Computer Room (Instructional/PC Lab) | Education - University - Computer Room (Instructional/PC Lab) | (break) | Education - University (break) | Education - University - Computer Room (Instructional/PC Lab) (break) | University ComputerRm (break) | all | Closed | 38 | 38 | 0.038014 | 1.4546 | 1.4546 | 1.4546 | 1.4546 | 1.091 | 1.091 | 1.091 | 0 | 0 | 0 | 0 | 0 | 0 | 0 | 2.2276 | 2.2276 | 2.2276 | 2.2276 | 1.6707 | 1.6707 | 1.6707 | 0.0027648 | 0.0027648 | 0.0027648 | 0.0027648 | 0.0020736 | 0.0020736 | 0.0020736 | 0 | 0 | 0 | 0 | 0 | 0 | 0 | 0 | 0 | 0 | 0 | 0 | 0 | 0 | 0.05 | 0.05 | 0.05 | 0.05 | 0.05 | 0.05 | 0.05 | 0.034185 | 0.034185 | 0.034148 | 0.03403 | 0.033817 | 0.033741 | 0.033741 | 0.12721 | 0.12721 | 0.12721 | 0.12721 | 0.095408 | 0.095408 | 0.095408 | 0 | 0 | 0 | 0 | 0 | 0 | 0 | 0.20827 | 0.20827 | 0.20827 | 0.20827 | 0.1562 | 0.1562 | 0.1562 | 0.00024179 | 0.00024179 | 0.00024179 | 0.00024179 | 0.00018134 | 0.00018134 | 0.00018134 | 0 | 0 | 0 | 0 | 0 | 0 | 0 | 0 | 0 | 0 | 0 | 0 | 0 | 0 | 0.05 | 0.05 | 0.05 | 0.05 | 0.05 | 0.05 | 0.05 | 0.034185 | 0.034185 | 0.034148 | 0.03403 | 0.033817 | 0.033741 | 0.033741 | University ComputerRm (break) ILit Cls | University ComputerRm (break) ILit Cls | 2 | 5 | 5 | University ComputerRm (break) ILit2 Cls | University ComputerRm (break) ILit Cls | University ComputerRm (break) ILit Cls | 2 | 5 | 5 | 2 | 1.0601 | 0.05 | 0.05 | 0.05 | 0.05 | 0.05 | 0.05 | 0.05 | 0.05 | 0.05 | 0.05 | 0.05 | 0.05 | 0.05 | 0.05 | 0.05 | 0.05 | 0.05 | 0.05 | 0.05 | 0.05 | 0.05 | 0.05 | 0.05 | 0.05 | 0.05 | 1.1334 | 0.05 | 0.05 | 0.05 | 0.05 | 0.05 | 0.05 | 0.05 | 0.05 | 0.05 | 0.05 | 0.05 | 0.05 | 0.05 | 0.05 | 0.05 | 0.05 | 0.05 | 0.05 | 0.05 | 0.05 | 0.05 | 0.05 | 0.05 | 0.05 | 0.05 | 0 | 0 | 0 | 0 | 0 | 0 | 0 | 0 | 0 | 0 | 0 | 0 | 0 | 0 | 0 | 0 | 0 | 0 | 0 | 0 | 0 | 0 | 0 | 0 | 0 | 0 | 0 | 0 | 0 | 0 | 0 | 0 | 0 | 0 | 0 | 0 | 0 | 0 | 0 | 0 | 0 | 0 | 0 | 0 | 0 | 0 | 0 | 0 | 20 | 0.4 | 0.36 | 0.13 | 0.11 | 0.52632 | 0.0058273 | 0.00032223 | 0.00032223 | 0.00032223 | 0.00032223 | 0.00024167 | 0.00024167 | 0.00024167 | Education - University (break) | 0.004128 | 0.004128 | 0.0040915 | 0.0041369 | 0.0041138 | 0.0040849 | 0.0040849 | Education - University - Computer Room (Instructional/PC Lab) - (break) - all | 16 | 7 | 17 | 0 | 40.2855 | 0 | 40.2855 | 0 | 0 | 0 | 1.0601 | 0 | 0 | 0 | 0 | 0 | 0 | 0 | 0 | 0 | 0 | 0 | 0 | 0 | 0 | 0 | 0 | 0 | 0 | 0 | 0 | 0 | 0 | 0 | 0 | 0 | 0 |  | 0 | 43.0682 | 0 | 43.0682 | 0 | 0 | 0 | 1.1334 | 0 | 0 | 0 | 0 | 0 | 0 | 0 | 0 | 0 | 0 | 0 | 0 | 0 | 0 | 0 | 0 | 0 | 0 | 0 | 0 | 0 | 0 | 0 | 0 | 0 | 0 | 0.88345 | 0.8 | 0.94448 | 0.8
633 | 6 | 33 | 5 | 9 |  |  |  |  | Education - University | Computer Room (Instructional/PC Lab) | Education - University - Computer Room (Instructional/PC Lab) | (summer) | Education - University (summer) | Education - University - Computer Room (Instructional/PC Lab) (summer) | University ComputerRm (summer) | Sat | Open | 8 | 8 | 0.038014 | 1.4546 | 1.4546 | 1.4546 | 1.4546 | 1.091 | 1.091 | 1.091 | 0 | 0 | 0 | 0 | 0 | 0 | 0 | 1.1622 | 1.1622 | 1.1622 | 1.1622 | 0.87165 | 0.87165 | 0.87165 | 0 | 0 | 0 | 0 | 0 | 0 | 0 | 0 | 0 | 0 | 0 | 0 | 0 | 0 | 0 | 0 | 0 | 0 | 0 | 0 | 0 | 0 | 0 | 0 | 0 | 0 | 0 | 0 | 0 | 0 | 0 | 0 | 0 | 0 | 0 | 0.12721 | 0.12721 | 0.12721 | 0.12721 | 0.095408 | 0.095408 | 0.095408 | 0 | 0 | 0 | 0 | 0 | 0 | 0 | 0.10866 | 0.10866 | 0.10866 | 0.10866 | 0.081492 | 0.081492 | 0.081492 | 0 | 0 | 0 | 0 | 0 | 0 | 0 | 0 | 0 | 0 | 0 | 0 | 0 | 0 | 0 | 0 | 0 | 0 | 0 | 0 | 0 | 0 | 0 | 0 | 0 | 0 | 0 | 0 | 0 | 0 | 0 | 0 | 0 | 0 | 0 | University ComputerRm (summer) ILit Sat | University ComputerRm (summer) ILit all | 3655 | 5.625 | 22.52 | University ComputerRm (summer) ILit2 Sat | University ComputerRm (summer) ILit Sat | University ComputerRm (summer) ILit all | 3655 | 5.625 | 22.52 | 3655 | 2.6272 | 0.18016 | 0.05625 | 0.05625 | 0.05625 | 0.05625 | 0.05625 | 0.05625 | 0.05625 | 0.13134 | 0.2252 | 0.2252 | 0.2252 | 0.2252 | 0.2252 | 0.2252 | 0.2252 | 0.2252 | 0.2252 | 0.084408 | 0.05625 | 0.05625 | 0.05625 | 0.05625 | 0.05625 | 0.05625 | 2.8087 | 0.18016 | 0.05625 | 0.05625 | 0.05625 | 0.05625 | 0.05625 | 0.05625 | 0.05625 | 0.13134 | 0.2252 | 0.2252 | 0.2252 | 0.2252 | 0.2252 | 0.2252 | 0.2252 | 0.2252 | 0.2252 | 0.084408 | 0.05625 | 0.05625 | 0.05625 | 0.05625 | 0.05625 | 0.05625 | 0 | 0 | 0 | 0 | 0 | 0 | 0 | 0.44444 | 1 | 1 | 1 | 1 | 1 | 1 | 1 | 1 | 1 | 0.16667 | 0 | 0 | 0 | 0 | 0 | 0 | 0 | 0 | 0 | 0 | 0 | 0 | 0 | 0.44444 | 1 | 1 | 1 | 1 | 1 | 1 | 1 | 1 | 1 | 0.16667 | 0 | 0 | 0 | 0 | 0 | 0 | 20 | 0.4 | 0.36 | 0.13 | 0.11 | 0.52632 | 0 | 0 | 0 | 0 | 0 | 0 | 0 | 0 |  | 0.046389 | 0.046389 | 0.045827 | 0.046816 | 0.046842 | 0.045593 | 0.045593 | Education - University - Computer Room (Instructional/PC Lab) - (summer) - Sat | 10 | 9 | 18 | 16.2144 | 4.8033 | 0 | 0 | 16.2144 | 4.8033 | 0 | 0 | 2.0268 | 0.60041 | 0 | 0 | 0 | 0 | 0 | 0 | 0 | 0 | 0.2252 | 0.2252 | 0.2252 | 0.2252 | 0.2252 | 0.2252 | 0.2252 | 0.2252 | 0.2252 | 0 | 0 | 0 | 0 | 0 | 0 | 0 |  | 16.2144 | 6.2551 | 0 | 0 | 16.2144 | 6.2551 | 0 | 0 | 2.0268 | 0.78189 | 0 | 0 | 0 | 0 | 0 | 0 | 0 | 0 | 0.2252 | 0.2252 | 0.2252 | 0.2252 | 0.2252 | 0.2252 | 0.2252 | 0.2252 | 0.2252 | 0 | 0 | 0 | 0 | 0 | 0 | 0 | 0.88345 | 0.8 | 0.94448 | 0.8
634 | 6 | 34 | 6 | 10 |  |  |  |  | Education - University | Computer Room (Instructional/PC Lab) | Education - University - Computer Room (Instructional/PC Lab) | (summer) | Education - University (summer) | Education - University - Computer Room (Instructional/PC Lab) (summer) | University ComputerRm (summer) | Sun | Open | 8 | 8 | 0.038014 | 1.4546 | 1.4546 | 1.4546 | 1.4546 | 1.091 | 1.091 | 1.091 | 0 | 0 | 0 | 0 | 0 | 0 | 0 | 1.1622 | 1.1622 | 1.1622 | 1.1622 | 0.87165 | 0.87165 | 0.87165 | 0 | 0 | 0 | 0 | 0 | 0 | 0 | 0 | 0 | 0 | 0 | 0 | 0 | 0 | 0 | 0 | 0 | 0 | 0 | 0 | 0 | 0 | 0 | 0 | 0 | 0 | 0 | 0 | 0 | 0 | 0 | 0 | 0 | 0 | 0 | 0.12721 | 0.12721 | 0.12721 | 0.12721 | 0.095408 | 0.095408 | 0.095408 | 0 | 0 | 0 | 0 | 0 | 0 | 0 | 0.10866 | 0.10866 | 0.10866 | 0.10866 | 0.081492 | 0.081492 | 0.081492 | 0 | 0 | 0 | 0 | 0 | 0 | 0 | 0 | 0 | 0 | 0 | 0 | 0 | 0 | 0 | 0 | 0 | 0 | 0 | 0 | 0 | 0 | 0 | 0 | 0 | 0 | 0 | 0 | 0 | 0 | 0 | 0 | 0 | 0 | 0 | University ComputerRm (summer) ILit Sun | University ComputerRm (summer) ILit all | 3655 | 5.625 | 22.52 | University ComputerRm (summer) ILit2 Sun | University ComputerRm (summer) ILit Sun | University ComputerRm (summer) ILit all | 3655 | 5.625 | 22.52 | 3655 | 2.6272 | 0.18016 | 0.05625 | 0.05625 | 0.05625 | 0.05625 | 0.05625 | 0.05625 | 0.05625 | 0.13134 | 0.2252 | 0.2252 | 0.2252 | 0.2252 | 0.2252 | 0.2252 | 0.2252 | 0.2252 | 0.2252 | 0.084408 | 0.05625 | 0.05625 | 0.05625 | 0.05625 | 0.05625 | 0.05625 | 2.8087 | 0.18016 | 0.05625 | 0.05625 | 0.05625 | 0.05625 | 0.05625 | 0.05625 | 0.05625 | 0.13134 | 0.2252 | 0.2252 | 0.2252 | 0.2252 | 0.2252 | 0.2252 | 0.2252 | 0.2252 | 0.2252 | 0.084408 | 0.05625 | 0.05625 | 0.05625 | 0.05625 | 0.05625 | 0.05625 | 0 | 0 | 0 | 0 | 0 | 0 | 0 | 0.44444 | 1 | 1 | 1 | 1 | 1 | 1 | 1 | 1 | 1 | 0.16667 | 0 | 0 | 0 | 0 | 0 | 0 | 0 | 0 | 0 | 0 | 0 | 0 | 0 | 0.44444 | 1 | 1 | 1 | 1 | 1 | 1 | 1 | 1 | 1 | 0.16667 | 0 | 0 | 0 | 0 | 0 | 0 | 20 | 0.4 | 0.36 | 0.13 | 0.11 | 0.52632 | 0 | 0 | 0 | 0 | 0 | 0 | 0 | 0 |  | 0.046389 | 0.046389 | 0.045827 | 0.046816 | 0.046842 | 0.045593 | 0.045593 | Education - University - Computer Room (Instructional/PC Lab) - (summer) - Sun | 12 | 9 | 18 | 16.2144 | 4.8033 | 0 | 0 | 16.2144 | 4.8033 | 0 | 0 | 2.0268 | 0.60041 | 0 | 0 | 0 | 0 | 0 | 0 | 0 | 0 | 0.2252 | 0.2252 | 0.2252 | 0.2252 | 0.2252 | 0.2252 | 0.2252 | 0.2252 | 0.2252 | 0 | 0 | 0 | 0 | 0 | 0 | 0 |  | 16.2144 | 6.2551 | 0 | 0 | 16.2144 | 6.2551 | 0 | 0 | 2.0268 | 0.78189 | 0 | 0 | 0 | 0 | 0 | 0 | 0 | 0 | 0.2252 | 0.2252 | 0.2252 | 0.2252 | 0.2252 | 0.2252 | 0.2252 | 0.2252 | 0.2252 | 0 | 0 | 0 | 0 | 0 | 0 | 0 | 0.88345 | 0.8 | 0.94448 | 0.8
635 | 6 | 35 | 7 | 11 |  |  |  |  | Education - University | Computer Room (Instructional/PC Lab) | Education - University - Computer Room (Instructional/PC Lab) | (summer) | Education - University (summer) | Education - University - Computer Room (Instructional/PC Lab) (summer) | University ComputerRm (summer) | Hol | Open | 1 | 1 | 0.038014 | 1.4546 | 1.4546 | 1.4546 | 1.4546 | 1.091 | 1.091 | 1.091 | 0 | 0 | 0 | 0 | 0 | 0 | 0 | 0.14527 | 0.14527 | 0.14527 | 0.14527 | 0.10896 | 0.10896 | 0.10896 | 0 | 0 | 0 | 0 | 0 | 0 | 0 | 0 | 0 | 0 | 0 | 0 | 0 | 0 | 0 | 0 | 0 | 0 | 0 | 0 | 0 | 0 | 0 | 0 | 0 | 0 | 0 | 0 | 0 | 0 | 0 | 0 | 0 | 0 | 0 | 0.12721 | 0.12721 | 0.12721 | 0.12721 | 0.095408 | 0.095408 | 0.095408 | 0 | 0 | 0 | 0 | 0 | 0 | 0 | 0.013582 | 0.013582 | 0.013582 | 0.013582 | 0.010187 | 0.010187 | 0.010187 | 0 | 0 | 0 | 0 | 0 | 0 | 0 | 0 | 0 | 0 | 0 | 0 | 0 | 0 | 0 | 0 | 0 | 0 | 0 | 0 | 0 | 0 | 0 | 0 | 0 | 0 | 0 | 0 | 0 | 0 | 0 | 0 | 0 | 0 | 0 | University ComputerRm (summer) ILit Hol | University ComputerRm (summer) ILit all | 3655 | 5.625 | 22.52 | University ComputerRm (summer) ILit2 Hol | University ComputerRm (summer) ILit Hol | University ComputerRm (summer) ILit all | 3655 | 5.625 | 22.52 | 3655 | 2.6272 | 0.18016 | 0.05625 | 0.05625 | 0.05625 | 0.05625 | 0.05625 | 0.05625 | 0.05625 | 0.13134 | 0.2252 | 0.2252 | 0.2252 | 0.2252 | 0.2252 | 0.2252 | 0.2252 | 0.2252 | 0.2252 | 0.084408 | 0.05625 | 0.05625 | 0.05625 | 0.05625 | 0.05625 | 0.05625 | 2.8087 | 0.18016 | 0.05625 | 0.05625 | 0.05625 | 0.05625 | 0.05625 | 0.05625 | 0.05625 | 0.13134 | 0.2252 | 0.2252 | 0.2252 | 0.2252 | 0.2252 | 0.2252 | 0.2252 | 0.2252 | 0.2252 | 0.084408 | 0.05625 | 0.05625 | 0.05625 | 0.05625 | 0.05625 | 0.05625 | 0 | 0 | 0 | 0 | 0 | 0 | 0 | 0.44444 | 1 | 1 | 1 | 1 | 1 | 1 | 1 | 1 | 1 | 0.16667 | 0 | 0 | 0 | 0 | 0 | 0 | 0 | 0 | 0 | 0 | 0 | 0 | 0 | 0.44444 | 1 | 1 | 1 | 1 | 1 | 1 | 1 | 1 | 1 | 0.16667 | 0 | 0 | 0 | 0 | 0 | 0 | 20 | 0.4 | 0.36 | 0.13 | 0.11 | 0.52632 | 0 | 0 | 0 | 0 | 0 | 0 | 0 | 0 |  | 0.046389 | 0.046389 | 0.045827 | 0.046816 | 0.046842 | 0.045593 | 0.045593 | Education - University - Computer Room (Instructional/PC Lab) - (summer) - Hol | 14 | 9 | 18 | 2.0268 | 0.60041 | 0 | 0 | 2.0268 | 0.60041 | 0 | 0 | 2.0268 | 0.60041 | 0 | 0 | 0 | 0 | 0 | 0 | 0 | 0 | 0.2252 | 0.2252 | 0.2252 | 0.2252 | 0.2252 | 0.2252 | 0.2252 | 0.2252 | 0.2252 | 0 | 0 | 0 | 0 | 0 | 0 | 0 |  | 2.0268 | 0.78189 | 0 | 0 | 2.0268 | 0.78189 | 0 | 0 | 2.0268 | 0.78189 | 0 | 0 | 0 | 0 | 0 | 0 | 0 | 0 | 0.2252 | 0.2252 | 0.2252 | 0.2252 | 0.2252 | 0.2252 | 0.2252 | 0.2252 | 0.2252 | 0 | 0 | 0 | 0 | 0 | 0 | 0 | 0.88345 | 0.8 | 0.94448 | 0.8
636 | 6 | 36 | 8 | 12 |  | Education - University (summer) | Education - University - Computer Room (Instructional/PC Lab) | Education - University - Computer Room (Instructional/PC Lab) (summer) | Education - University | Computer Room (Instructional/PC Lab) | Education - University - Computer Room (Instructional/PC Lab) | (summer) | Education - University (summer) | Education - University - Computer Room (Instructional/PC Lab) (summer) | University ComputerRm (summer) | all | Open | 44 | 44 | 0.038014 | 1.4546 | 1.4546 | 1.4546 | 1.4546 | 1.091 | 1.091 | 1.091 | 0.055296 | 0.055296 | 0.055296 | 0.055296 | 0.041472 | 0.041472 | 0.041472 | 11.5064 | 11.5064 | 11.5064 | 11.5064 | 8.6298 | 8.6298 | 8.6298 | 0.019907 | 0.019907 | 0.019907 | 0.019907 | 0.01493 | 0.01493 | 0.01493 | 1902.6118 | 1902.6118 | 1902.6118 | 1902.6118 | 1902.6118 | 1902.6118 | 1902.6118 | 0 | 0 | 0 | 0 | 0 | 0 | 0 | 0.36 | 0.36 | 0.36 | 0.36 | 0.36 | 0.36 | 0.36 | 0.38138 | 0.38138 | 0.37988 | 0.38266 | 0.38272 | 0.37462 | 0.37462 | 0.12721 | 0.12721 | 0.12721 | 0.12721 | 0.095408 | 0.095408 | 0.095408 | 0.0048357 | 0.0048357 | 0.0048357 | 0.0048357 | 0.0036268 | 0.0036268 | 0.0036268 | 1.229 | 1.229 | 1.229 | 1.229 | 0.92174 | 0.92174 | 0.92174 | 0.002031 | 0.002031 | 0.002031 | 0.002031 | 0.0015233 | 0.0015233 | 0.0015233 | 2437.9308 | 2437.9308 | 2437.9308 | 2437.9308 | 2437.9308 | 2437.9308 | 2437.9308 | 0 | 0 | 0 | 0 | 0 | 0 | 0 | 0.42 | 0.42 | 0.42 | 0.42 | 0.42 | 0.42 | 0.42 | 0.38134 | 0.38134 | 0.38012 | 0.38292 | 0.38226 | 0.37407 | 0.37407 | University ComputerRm (summer) ILit all | University ComputerRm (summer) ILit all | 3654 | 5.625 | 45 | University ComputerRm (summer) ILit2 all | University ComputerRm (summer) ILit all | University ComputerRm (summer) ILit all | 3654 | 5.625 | 52.5 | 3654 | 4.7292 | 0.36 | 0.05625 | 0.05625 | 0.05625 | 0.05625 | 0.05625 | 0.05625 | 0.14375 | 0.3625 | 0.45 | 0.45 | 0.45 | 0.45 | 0.45 | 0.45 | 0.45 | 0.45 | 0.45 | 0.12187 | 0.05625 | 0.05625 | 0.05625 | 0.05625 | 0.05625 | 0.05625 | 5.7761 | 0.42 | 0.05625 | 0.05625 | 0.05625 | 0.05625 | 0.05625 | 0.05625 | 0.16042 | 0.42083 | 0.525 | 0.525 | 0.525 | 0.525 | 0.525 | 0.525 | 0.525 | 0.525 | 0.525 | 0.13437 | 0.05625 | 0.05625 | 0.05625 | 0.05625 | 0.05625 | 0.05625 | 0 | 0 | 0 | 0 | 0 | 0 | 0.22222 | 0.77778 | 1 | 1 | 1 | 1 | 1 | 1 | 1 | 1 | 1 | 0.16667 | 0 | 0 | 0 | 0 | 0 | 0 | 0 | 0 | 0 | 0 | 0 | 0 | 0.22222 | 0.77778 | 1 | 1 | 1 | 1 | 1 | 1 | 1 | 1 | 1 | 0.16667 | 0 | 0 | 0 | 0 | 0 | 0 | 20 | 0.4 | 0.36 | 0.13 | 0.11 | 0.52632 | 0.041957 | 0.00232 | 0.00232 | 0.00232 | 0.00232 | 0.00174 | 0.00174 | 0.00174 | Education - University (summer) | 0.046389 | 0.046389 | 0.045827 | 0.046816 | 0.046842 | 0.045593 | 0.045593 | Education - University - Computer Room (Instructional/PC Lab) - (summer) - all | 16 | 7 | 21 | 210.7875 | -2.701 | 210.7875 | -2.701 | 0 | 0 | 4.7906 | -0.061385 | 0 | 0 | 0 | 0 | 0 | 0 | 0 | 0 | 0.14375 | 0.3625 | 0.45 | 0.45 | 0.45 | 0.45 | 0.45 | 0.45 | 0.45 | 0.45 | 0.45 | 0.12187 | 0.05625 | 0.05625 | 0 | 0 | 0 | 0 |  | 244.3375 | 9.8096 | 244.3375 | 9.8096 | 0 | 0 | 5.5531 | 0.22295 | 0 | 0 | 0 | 0 | 0 | 0 | 0 | 0 | 0.16042 | 0.42083 | 0.525 | 0.525 | 0.525 | 0.525 | 0.525 | 0.525 | 0.525 | 0.525 | 0.525 | 0.13437 | 0.05625 | 0.05625 | 0 | 0 | 0 | 0 | 0.88345 | 0.8 | 0.94448 | 0.8
637 | 6 | 37 | 5 | 1 |  |  |  |  | Education - University | Corridor | Education - University - Corridor |  | Education - University | Education - University - Corridor | University Office (in session) | Sat | Open | 32 | 32 | 0.029986 | 0.72732 | 0.72732 | 0.54549 | 0.54549 | 0.54549 | 0.54549 | 0.54549 | 0 | 0 | 0 | 0 | 0 | 0 | 0 | 3.1396 | 3.1396 | 2.3547 | 2.3547 | 2.3547 | 2.3547 | 2.3547 | 0 | 0 | 0 | 0 | 0 | 0 | 0 | 0 | 0 | 0 | 0 | 0 | 0 | 0 | 0 | 0 | 0 | 0 | 0 | 0 | 0 | 0 | 0 | 0 | 0 | 0 | 0 | 0 | 0 | 0 | 0 | 0 | 0 | 0 | 0 | 0.063605 | 0.063605 | 0.047704 | 0.047704 | 0.047704 | 0.047704 | 0.047704 | 0 | 0 | 0 | 0 | 0 | 0 | 0 | 0.31601 | 0.31601 | 0.237 | 0.237 | 0.237 | 0.237 | 0.237 | 0 | 0 | 0 | 0 | 0 | 0 | 0 | 0 | 0 | 0 | 0 | 0 | 0 | 0 | 0 | 0 | 0 | 0 | 0 | 0 | 0 | 0 | 0 | 0 | 0 | 0 | 0 | 0 | 0 | 0 | 0 | 0 | 0 | 0 | 0 | University Office (in session) ILit Sat | University Office (in session) ILit all | 3636 | 5 | 40 | University Office (in session) ILit2 Sat | University Office (in session) ILit Sat | University Office (in session) ILit all | 3636 | 6.5 | 45 | 3636 | 4.4987 | 0.3588 | 0.05 | 0.05 | 0.05 | 0.05 | 0.05 | 0.05 | 0.05 | 0.2 | 0.4 | 0.4 | 0.4 | 0.35 | 0.35 | 0.4 | 0.4 | 0.4 | 0.35 | 0.2 | 0.2 | 0.15 | 0.05 | 0.05 | 0.05 | 0.05 | 5.1777 | 0.40404 | 0.065 | 0.065 | 0.065 | 0.065 | 0.065 | 0.065 | 0.065 | 0.23 | 0.45 | 0.45 | 0.45 | 0.395 | 0.395 | 0.45 | 0.45 | 0.45 | 0.395 | 0.23 | 0.23 | 0.175 | 0.065 | 0.065 | 0.065 | 0.065 | 0 | 0 | 0 | 0 | 0 | 0 | 0 | 0.42857 | 1 | 1 | 1 | 0.85714 | 0.85714 | 1 | 1 | 1 | 0.85714 | 0.42857 | 0.42857 | 0.28571 | 0 | 0 | 0 | 0 | 0 | 0 | 0 | 0 | 0 | 0 | 0 | 0.42857 | 1 | 1 | 1 | 0.85714 | 0.85714 | 1 | 1 | 1 | 0.85714 | 0.42857 | 0.42857 | 0.28571 | 0 | 0 | 0 | 0 | 16 | 0.66337 | 0.20792 | 0.079208 | 0.049505 | 0.76136 | 0 | 0 | 0 | 0 | 0 | 0 | 0 | 0 |  | 0.077793 | 0.077793 | 0.076654 | 0.078941 | 0.079086 | 0.076715 | 0.076715 | Education - University - Corridor - Sat | 10 | 9 | 18 | 110.4 | 33.5588 | 0 | 0 | 110.4 | 33.5588 | 0 | 0 | 3.45 | 1.0487 | 0 | 0 | 0 | 0 | 0 | 0 | 0 | 0 | 0.4 | 0.4 | 0.4 | 0.35 | 0.35 | 0.4 | 0.4 | 0.4 | 0.35 | 0 | 0 | 0 | 0 | 0 | 0 | 0 |  | 124.32 | 41.3679 | 0 | 0 | 124.32 | 41.3679 | 0 | 0 | 3.885 | 1.2927 | 0 | 0 | 0 | 0 | 0 | 0 | 0 | 0 | 0.45 | 0.45 | 0.45 | 0.395 | 0.395 | 0.45 | 0.45 | 0.45 | 0.395 | 0 | 0 | 0 | 0 | 0 | 0 | 0 | 0.9471 | 0.936 | 0.94744 | 0.936
638 | 6 | 38 | 6 | 2 |  |  |  |  | Education - University | Corridor | Education - University - Corridor |  | Education - University | Education - University - Corridor | University Office (in session) | Sun | Open | 32 | 32 | 0.029986 | 0.72732 | 0.72732 | 0.54549 | 0.54549 | 0.54549 | 0.54549 | 0.54549 | 0 | 0 | 0 | 0 | 0 | 0 | 0 | 0.79316 | 0.79316 | 0.59487 | 0.59487 | 0.59487 | 0.59487 | 0.59487 | 0 | 0 | 0 | 0 | 0 | 0 | 0 | 0 | 0 | 0 | 0 | 0 | 0 | 0 | 0 | 0 | 0 | 0 | 0 | 0 | 0 | 0 | 0 | 0 | 0 | 0 | 0 | 0 | 0 | 0 | 0 | 0 | 0 | 0 | 0 | 0.063605 | 0.063605 | 0.047704 | 0.047704 | 0.047704 | 0.047704 | 0.047704 | 0 | 0 | 0 | 0 | 0 | 0 | 0 | 0.090205 | 0.090205 | 0.067654 | 0.067654 | 0.067654 | 0.067654 | 0.067654 | 0 | 0 | 0 | 0 | 0 | 0 | 0 | 0 | 0 | 0 | 0 | 0 | 0 | 0 | 0 | 0 | 0 | 0 | 0 | 0 | 0 | 0 | 0 | 0 | 0 | 0 | 0 | 0 | 0 | 0 | 0 | 0 | 0 | 0 | 0 | University Office (in session) ILit Sun | University Office (in session) ILit all | 3636 | 5 | 5 | University Office (in session) ILit2 Sun | University Office (in session) ILit Sun | University Office (in session) ILit all | 3636 | 6.5 | 6.5 | 3636 | 1.1365 | 0.0468 | 0.05 | 0.05 | 0.05 | 0.05 | 0.05 | 0.05 | 0.05 | 0.05 | 0.05 | 0.05 | 0.05 | 0.05 | 0.05 | 0.05 | 0.05 | 0.05 | 0.05 | 0.05 | 0.05 | 0.05 | 0.05 | 0.05 | 0.05 | 0.05 | 1.478 | 0.06084 | 0.065 | 0.065 | 0.065 | 0.065 | 0.065 | 0.065 | 0.065 | 0.065 | 0.065 | 0.065 | 0.065 | 0.065 | 0.065 | 0.065 | 0.065 | 0.065 | 0.065 | 0.065 | 0.065 | 0.065 | 0.065 | 0.065 | 0.065 | 0.065 | 0 | 0 | 0 | 0 | 0 | 0 | 0 | 0.42857 | 1 | 1 | 1 | 0.85714 | 0.85714 | 1 | 1 | 1 | 0.85714 | 0.42857 | 0.42857 | 0.28571 | 0 | 0 | 0 | 0 | 0 | 0 | 0 | 0 | 0 | 0 | 0 | 0.42857 | 1 | 1 | 1 | 0.85714 | 0.85714 | 1 | 1 | 1 | 0.85714 | 0.42857 | 0.42857 | 0.28571 | 0 | 0 | 0 | 0 | 16 | 0.66337 | 0.20792 | 0.079208 | 0.049505 | 0.76136 | 0 | 0 | 0 | 0 | 0 | 0 | 0 | 0 |  | 0.077793 | 0.077793 | 0.076654 | 0.078941 | 0.079086 | 0.076715 | 0.076715 | Education - University - Corridor - Sun | 12 | 9 | 18 | 14.4 | 21.9685 | 0 | 0 | 14.4 | 21.9685 | 0 | 0 | 0.45 | 0.68652 | 0 | 0 | 0 | 0 | 0 | 0 | 0 | 0 | 0.05 | 0.05 | 0.05 | 0.05 | 0.05 | 0.05 | 0.05 | 0.05 | 0.05 | 0 | 0 | 0 | 0 | 0 | 0 | 0 |  | 18.72 | 28.5761 | 0 | 0 | 18.72 | 28.5761 | 0 | 0 | 0.585 | 0.893 | 0 | 0 | 0 | 0 | 0 | 0 | 0 | 0 | 0.065 | 0.065 | 0.065 | 0.065 | 0.065 | 0.065 | 0.065 | 0.065 | 0.065 | 0 | 0 | 0 | 0 | 0 | 0 | 0 | 0.9471 | 0.936 | 0.94744 | 0.936
639 | 6 | 39 | 7 | 3 |  |  |  |  | Education - University | Corridor | Education - University - Corridor |  | Education - University | Education - University - Corridor | University Office (in session) | Hol | Open | 6 | 6 | 0.029986 | 0.72732 | 0.72732 | 0.54549 | 0.54549 | 0.54549 | 0.54549 | 0.54549 | 0 | 0 | 0 | 0 | 0 | 0 | 0 | 0.14872 | 0.14872 | 0.11154 | 0.11154 | 0.11154 | 0.11154 | 0.11154 | 0 | 0 | 0 | 0 | 0 | 0 | 0 | 0 | 0 | 0 | 0 | 0 | 0 | 0 | 0 | 0 | 0 | 0 | 0 | 0 | 0 | 0 | 0 | 0 | 0 | 0 | 0 | 0 | 0 | 0 | 0 | 0 | 0 | 0 | 0 | 0.063605 | 0.063605 | 0.047704 | 0.047704 | 0.047704 | 0.047704 | 0.047704 | 0 | 0 | 0 | 0 | 0 | 0 | 0 | 0.016913 | 0.016913 | 0.012685 | 0.012685 | 0.012685 | 0.012685 | 0.012685 | 0 | 0 | 0 | 0 | 0 | 0 | 0 | 0 | 0 | 0 | 0 | 0 | 0 | 0 | 0 | 0 | 0 | 0 | 0 | 0 | 0 | 0 | 0 | 0 | 0 | 0 | 0 | 0 | 0 | 0 | 0 | 0 | 0 | 0 | 0 | University Office (in session) ILit Hol | University Office (in session) ILit all | 3636 | 5 | 5 | University Office (in session) ILit2 Hol | University Office (in session) ILit Hol | University Office (in session) ILit all | 3636 | 6.5 | 6.5 | 3636 | 1.1365 | 0.0468 | 0.05 | 0.05 | 0.05 | 0.05 | 0.05 | 0.05 | 0.05 | 0.05 | 0.05 | 0.05 | 0.05 | 0.05 | 0.05 | 0.05 | 0.05 | 0.05 | 0.05 | 0.05 | 0.05 | 0.05 | 0.05 | 0.05 | 0.05 | 0.05 | 1.478 | 0.06084 | 0.065 | 0.065 | 0.065 | 0.065 | 0.065 | 0.065 | 0.065 | 0.065 | 0.065 | 0.065 | 0.065 | 0.065 | 0.065 | 0.065 | 0.065 | 0.065 | 0.065 | 0.065 | 0.065 | 0.065 | 0.065 | 0.065 | 0.065 | 0.065 | 0 | 0 | 0 | 0 | 0 | 0 | 0 | 0.42857 | 1 | 1 | 1 | 0.85714 | 0.85714 | 1 | 1 | 1 | 0.85714 | 0.42857 | 0.42857 | 0.28571 | 0 | 0 | 0 | 0 | 0 | 0 | 0 | 0 | 0 | 0 | 0 | 0.42857 | 1 | 1 | 1 | 0.85714 | 0.85714 | 1 | 1 | 1 | 0.85714 | 0.42857 | 0.42857 | 0.28571 | 0 | 0 | 0 | 0 | 16 | 0.66337 | 0.20792 | 0.079208 | 0.049505 | 0.76136 | 0 | 0 | 0 | 0 | 0 | 0 | 0 | 0 |  | 0.077793 | 0.077793 | 0.076654 | 0.078941 | 0.079086 | 0.076715 | 0.076715 | Education - University - Corridor - Hol | 14 | 9 | 18 | 2.7 | 4.1191 | 0 | 0 | 2.7 | 4.1191 | 0 | 0 | 0.45 | 0.68652 | 0 | 0 | 0 | 0 | 0 | 0 | 0 | 0 | 0.05 | 0.05 | 0.05 | 0.05 | 0.05 | 0.05 | 0.05 | 0.05 | 0.05 | 0 | 0 | 0 | 0 | 0 | 0 | 0 |  | 3.51 | 5.358 | 0 | 0 | 3.51 | 5.358 | 0 | 0 | 0.585 | 0.893 | 0 | 0 | 0 | 0 | 0 | 0 | 0 | 0 | 0.065 | 0.065 | 0.065 | 0.065 | 0.065 | 0.065 | 0.065 | 0.065 | 0.065 | 0 | 0 | 0 | 0 | 0 | 0 | 0 | 0.9471 | 0.936 | 0.94744 | 0.936
640 | 6 | 40 | 8 | 4 |  | Education - University |  | Education - University - Corridor | Education - University | Corridor | Education - University - Corridor |  | Education - University | Education - University - Corridor | University Office (in session) | all | Open | 169 | 169 | 0.029986 | 0.72732 | 0.72732 | 0.54549 | 0.54549 | 0.54549 | 0.54549 | 0.54549 | 0 | 0 | 0 | 0 | 0 | 0 | 0 | 43.615 | 43.615 | 32.7113 | 32.7113 | 32.7113 | 32.7113 | 32.7113 | 0.019695 | 0.019695 | 0.014771 | 0.014771 | 0.014771 | 0.014771 | 0.014771 | 0 | 0 | 0 | 0 | 0 | 0 | 0 | 0 | 0 | 0 | 0 | 0 | 0 | 0 | 0.90307 | 0.90307 | 0.90307 | 0.90307 | 0.90307 | 0.90307 | 0.90307 | 0.63621 | 0.63621 | 0.63191 | 0.64193 | 0.64283 | 0.62685 | 0.62685 | 0.063605 | 0.063605 | 0.047704 | 0.047704 | 0.047704 | 0.047704 | 0.047704 | 0 | 0 | 0 | 0 | 0 | 0 | 0 | 3.2004 | 3.2004 | 2.4003 | 2.4003 | 2.4003 | 2.4003 | 2.4003 | 0.0013805 | 0.0013805 | 0.0010354 | 0.0010354 | 0.0010354 | 0.0010354 | 0.0010354 | 0 | 0 | 0 | 0 | 0 | 0 | 0 | 0 | 0 | 0 | 0 | 0 | 0 | 0 | 0.72384 | 0.72384 | 0.72384 | 0.72384 | 0.72384 | 0.72384 | 0.72384 | 0.59459 | 0.59459 | 0.58961 | 0.59374 | 0.59192 | 0.58297 | 0.58297 | University Office (in session) ILit all | University Office (in session) ILit all | 3099 | 5 | 100 | University Office (in session) ILit2 all | University Office (in session) ILit all | University Office (in session) ILit all | 3099 | 8 | 80 | 3099 | 11.8335 | 0.90307 | 0.05 | 0.05 | 0.05 | 0.05 | 0.05 | 0.05 | 0.05 | 0.84167 | 0.94722 | 0.94722 | 1 | 1 | 0.84167 | 0.84167 | 0.94722 | 0.94722 | 1 | 0.84167 | 0.73611 | 0.63056 | 0.41944 | 0.10278 | 0.05 | 0.05 | 9.9291 | 0.72384 | 0.08 | 0.08 | 0.08 | 0.08 | 0.08 | 0.08 | 0.08 | 0.68 | 0.76 | 0.76 | 0.8 | 0.8 | 0.68 | 0.68 | 0.76 | 0.76 | 0.8 | 0.68 | 0.6 | 0.52 | 0.36 | 0.12 | 0.08 | 0.08 | 0 | 0 | 0 | 0 | 0 | 0 | 0 | 0.83333 | 0.94444 | 0.94444 | 1 | 1 | 0.83333 | 0.83333 | 0.94444 | 0.94444 | 1 | 0.83333 | 0.72222 | 0.61111 | 0.38889 | 0.055556 | 0 | 0 | 0 | 0 | 0 | 0 | 0 | 0 | 0 | 0.83333 | 0.94444 | 0.94444 | 1 | 1 | 0.83333 | 0.83333 | 0.94444 | 0.94444 | 1 | 0.83333 | 0.72222 | 0.61111 | 0.38889 | 0.055556 | 0 | 0 | 16 | 0.66337 | 0.20792 | 0.079208 | 0.049505 | 0.76136 | 0.11944 | 0.0026048 | 0.0026048 | 0.0019536 | 0.0019536 | 0.0019536 | 0.0019536 | 0.0019536 | Education - University | 0.077793 | 0.077793 | 0.076654 | 0.078941 | 0.079086 | 0.076715 | 0.076715 | Education - University - Corridor - all | 16 | 7 | 21 | 1955.7056 | 44.1481 | 1955.7056 | 44.1481 | 0 | 0 | 11.5722 | 0.26123 | 0 | 0 | 0 | 0 | 0 | 0 | 0 | 0 | 0.05 | 0.84167 | 0.94722 | 0.94722 | 1 | 1 | 0.84167 | 0.84167 | 0.94722 | 0.94722 | 1 | 0.84167 | 0.73611 | 0.63056 | 0 | 0 | 0 | 0 |  | 1581.84 | 96.186 | 1581.84 | 96.186 | 0 | 0 | 9.36 | 0.56915 | 0 | 0 | 0 | 0 | 0 | 0 | 0 | 0 | 0.08 | 0.68 | 0.76 | 0.76 | 0.8 | 0.8 | 0.68 | 0.68 | 0.76 | 0.76 | 0.8 | 0.68 | 0.6 | 0.52 | 0 | 0 | 0 | 0 | 0.9471 | 0.936 | 0.94744 | 0.936
641 | 6 | 41 | 5 | 5 |  |  |  |  | Education - University | Corridor | Education - University - Corridor | (break) | Education - University (break) | Education - University - Corridor (break) | University Office (break) | Sat | Closed | 12 | 12 | 0.029986 | 0.72732 | 0.72732 | 0.54549 | 0.54549 | 0.54549 | 0.54549 | 0.54549 | 0 | 0 | 0 | 0 | 0 | 0 | 0 | 0.20821 | 0.20821 | 0.15615 | 0.15615 | 0.15615 | 0.15615 | 0.15615 | 0 | 0 | 0 | 0 | 0 | 0 | 0 | 0 | 0 | 0 | 0 | 0 | 0 | 0 | 0 | 0 | 0 | 0 | 0 | 0 | 0 | 0 | 0 | 0 | 0 | 0 | 0 | 0 | 0 | 0 | 0 | 0 | 0 | 0 | 0 | 0.063605 | 0.063605 | 0.047704 | 0.047704 | 0.047704 | 0.047704 | 0.047704 | 0 | 0 | 0 | 0 | 0 | 0 | 0 | 0.018214 | 0.018214 | 0.013661 | 0.013661 | 0.013661 | 0.013661 | 0.013661 | 0 | 0 | 0 | 0 | 0 | 0 | 0 | 0 | 0 | 0 | 0 | 0 | 0 | 0 | 0 | 0 | 0 | 0 | 0 | 0 | 0 | 0 | 0 | 0 | 0 | 0 | 0 | 0 | 0 | 0 | 0 | 0 | 0 | 0 | 0 | University Office (break) ILit Cls | University Office (break) ILit Cls | 2 | 3.5 | 3.5 | University Office (break) ILit2 Cls | University Office (break) ILit Cls | University Office (break) ILit Cls | 2 | 3.5 | 3.5 | 2 | 0.79556 | 0.035 | 0.035 | 0.035 | 0.035 | 0.035 | 0.035 | 0.035 | 0.035 | 0.035 | 0.035 | 0.035 | 0.035 | 0.035 | 0.035 | 0.035 | 0.035 | 0.035 | 0.035 | 0.035 | 0.035 | 0.035 | 0.035 | 0.035 | 0.035 | 0.035 | 0.79585 | 0.035 | 0.035 | 0.035 | 0.035 | 0.035 | 0.035 | 0.035 | 0.035 | 0.035 | 0.035 | 0.035 | 0.035 | 0.035 | 0.035 | 0.035 | 0.035 | 0.035 | 0.035 | 0.035 | 0.035 | 0.035 | 0.035 | 0.035 | 0.035 | 0.035 | 0 | 0 | 0 | 0 | 0 | 0 | 0 | 0 | 0 | 0 | 0 | 0 | 0 | 0 | 0 | 0 | 0 | 0 | 0 | 0 | 0 | 0 | 0 | 0 | 0 | 0 | 0 | 0 | 0 | 0 | 0 | 0 | 0 | 0 | 0 | 0 | 0 | 0 | 0 | 0 | 0 | 0 | 0 | 0 | 0 | 0 | 0 | 0 | 16 | 0.66337 | 0.20792 | 0.079208 | 0.049505 | 0.76136 | 0 | 0 | 0 | 0 | 0 | 0 | 0 | 0 |  | 0.004128 | 0.004128 | 0.0040915 | 0.0041369 | 0.0041138 | 0.0040849 | 0.0040849 | Education - University - Corridor - (break) - Sat | 10 | 9 | 14 | 0 | 9.5467 | 0 | 0 | 0 | 9.5467 | 0 | 0 | 0 | 0.79556 | 0 | 0 | 0 | 0 | 0 | 0 | 0 | 0 | 0 | 0 | 0 | 0 | 0 | 0 | 0 | 0 | 0 | 0 | 0 | 0 | 0 | 0 | 0 | 0 |  | 0 | 9.5502 | 0 | 0 | 0 | 9.5502 | 0 | 0 | 0 | 0.79585 | 0 | 0 | 0 | 0 | 0 | 0 | 0 | 0 | 0 | 0 | 0 | 0 | 0 | 0 | 0 | 0 | 0 | 0 | 0 | 0 | 0 | 0 | 0 | 0 | 0.9471 | 0.936 | 0.94744 | 0.936
642 | 6 | 42 | 6 | 6 |  |  |  |  | Education - University | Corridor | Education - University - Corridor | (break) | Education - University (break) | Education - University - Corridor (break) | University Office (break) | Sun | Closed | 12 | 12 | 0.029986 | 0.72732 | 0.72732 | 0.54549 | 0.54549 | 0.54549 | 0.54549 | 0.54549 | 0 | 0 | 0 | 0 | 0 | 0 | 0 | 0.20821 | 0.20821 | 0.15615 | 0.15615 | 0.15615 | 0.15615 | 0.15615 | 0 | 0 | 0 | 0 | 0 | 0 | 0 | 0 | 0 | 0 | 0 | 0 | 0 | 0 | 0 | 0 | 0 | 0 | 0 | 0 | 0 | 0 | 0 | 0 | 0 | 0 | 0 | 0 | 0 | 0 | 0 | 0 | 0 | 0 | 0 | 0.063605 | 0.063605 | 0.047704 | 0.047704 | 0.047704 | 0.047704 | 0.047704 | 0 | 0 | 0 | 0 | 0 | 0 | 0 | 0.018214 | 0.018214 | 0.013661 | 0.013661 | 0.013661 | 0.013661 | 0.013661 | 0 | 0 | 0 | 0 | 0 | 0 | 0 | 0 | 0 | 0 | 0 | 0 | 0 | 0 | 0 | 0 | 0 | 0 | 0 | 0 | 0 | 0 | 0 | 0 | 0 | 0 | 0 | 0 | 0 | 0 | 0 | 0 | 0 | 0 | 0 | University Office (break) ILit Cls | University Office (break) ILit Cls | 2 | 3.5 | 3.5 | University Office (break) ILit2 Cls | University Office (break) ILit Cls | University Office (break) ILit Cls | 2 | 3.5 | 3.5 | 2 | 0.79556 | 0.035 | 0.035 | 0.035 | 0.035 | 0.035 | 0.035 | 0.035 | 0.035 | 0.035 | 0.035 | 0.035 | 0.035 | 0.035 | 0.035 | 0.035 | 0.035 | 0.035 | 0.035 | 0.035 | 0.035 | 0.035 | 0.035 | 0.035 | 0.035 | 0.035 | 0.79585 | 0.035 | 0.035 | 0.035 | 0.035 | 0.035 | 0.035 | 0.035 | 0.035 | 0.035 | 0.035 | 0.035 | 0.035 | 0.035 | 0.035 | 0.035 | 0.035 | 0.035 | 0.035 | 0.035 | 0.035 | 0.035 | 0.035 | 0.035 | 0.035 | 0.035 | 0 | 0 | 0 | 0 | 0 | 0 | 0 | 0 | 0 | 0 | 0 | 0 | 0 | 0 | 0 | 0 | 0 | 0 | 0 | 0 | 0 | 0 | 0 | 0 | 0 | 0 | 0 | 0 | 0 | 0 | 0 | 0 | 0 | 0 | 0 | 0 | 0 | 0 | 0 | 0 | 0 | 0 | 0 | 0 | 0 | 0 | 0 | 0 | 16 | 0.66337 | 0.20792 | 0.079208 | 0.049505 | 0.76136 | 0 | 0 | 0 | 0 | 0 | 0 | 0 | 0 |  | 0.004128 | 0.004128 | 0.0040915 | 0.0041369 | 0.0041138 | 0.0040849 | 0.0040849 | Education - University - Corridor - (break) - Sun | 12 | 9 | 14 | 0 | 9.5467 | 0 | 0 | 0 | 9.5467 | 0 | 0 | 0 | 0.79556 | 0 | 0 | 0 | 0 | 0 | 0 | 0 | 0 | 0 | 0 | 0 | 0 | 0 | 0 | 0 | 0 | 0 | 0 | 0 | 0 | 0 | 0 | 0 | 0 |  | 0 | 9.5502 | 0 | 0 | 0 | 9.5502 | 0 | 0 | 0 | 0.79585 | 0 | 0 | 0 | 0 | 0 | 0 | 0 | 0 | 0 | 0 | 0 | 0 | 0 | 0 | 0 | 0 | 0 | 0 | 0 | 0 | 0 | 0 | 0 | 0 | 0.9471 | 0.936 | 0.94744 | 0.936
643 | 6 | 43 | 7 | 7 |  |  |  |  | Education - University | Corridor | Education - University - Corridor | (break) | Education - University (break) | Education - University - Corridor (break) | University Office (break) | Hol | Closed | 3 | 3 | 0.029986 | 0.72732 | 0.72732 | 0.54549 | 0.54549 | 0.54549 | 0.54549 | 0.54549 | 0 | 0 | 0 | 0 | 0 | 0 | 0 | 0.052051 | 0.052051 | 0.039039 | 0.039039 | 0.039039 | 0.039039 | 0.039039 | 0 | 0 | 0 | 0 | 0 | 0 | 0 | 0 | 0 | 0 | 0 | 0 | 0 | 0 | 0 | 0 | 0 | 0 | 0 | 0 | 0 | 0 | 0 | 0 | 0 | 0 | 0 | 0 | 0 | 0 | 0 | 0 | 0 | 0 | 0 | 0.063605 | 0.063605 | 0.047704 | 0.047704 | 0.047704 | 0.047704 | 0.047704 | 0 | 0 | 0 | 0 | 0 | 0 | 0 | 0.0045536 | 0.0045536 | 0.0034152 | 0.0034152 | 0.0034152 | 0.0034152 | 0.0034152 | 0 | 0 | 0 | 0 | 0 | 0 | 0 | 0 | 0 | 0 | 0 | 0 | 0 | 0 | 0 | 0 | 0 | 0 | 0 | 0 | 0 | 0 | 0 | 0 | 0 | 0 | 0 | 0 | 0 | 0 | 0 | 0 | 0 | 0 | 0 | University Office (break) ILit Cls | University Office (break) ILit Cls | 2 | 3.5 | 3.5 | University Office (break) ILit2 Cls | University Office (break) ILit Cls | University Office (break) ILit Cls | 2 | 3.5 | 3.5 | 2 | 0.79556 | 0.035 | 0.035 | 0.035 | 0.035 | 0.035 | 0.035 | 0.035 | 0.035 | 0.035 | 0.035 | 0.035 | 0.035 | 0.035 | 0.035 | 0.035 | 0.035 | 0.035 | 0.035 | 0.035 | 0.035 | 0.035 | 0.035 | 0.035 | 0.035 | 0.035 | 0.79585 | 0.035 | 0.035 | 0.035 | 0.035 | 0.035 | 0.035 | 0.035 | 0.035 | 0.035 | 0.035 | 0.035 | 0.035 | 0.035 | 0.035 | 0.035 | 0.035 | 0.035 | 0.035 | 0.035 | 0.035 | 0.035 | 0.035 | 0.035 | 0.035 | 0.035 | 0 | 0 | 0 | 0 | 0 | 0 | 0 | 0 | 0 | 0 | 0 | 0 | 0 | 0 | 0 | 0 | 0 | 0 | 0 | 0 | 0 | 0 | 0 | 0 | 0 | 0 | 0 | 0 | 0 | 0 | 0 | 0 | 0 | 0 | 0 | 0 | 0 | 0 | 0 | 0 | 0 | 0 | 0 | 0 | 0 | 0 | 0 | 0 | 16 | 0.66337 | 0.20792 | 0.079208 | 0.049505 | 0.76136 | 0 | 0 | 0 | 0 | 0 | 0 | 0 | 0 |  | 0.004128 | 0.004128 | 0.0040915 | 0.0041369 | 0.0041138 | 0.0040849 | 0.0040849 | Education - University - Corridor - (break) - Hol | 14 | 9 | 14 | 0 | 2.3867 | 0 | 0 | 0 | 2.3867 | 0 | 0 | 0 | 0.79556 | 0 | 0 | 0 | 0 | 0 | 0 | 0 | 0 | 0 | 0 | 0 | 0 | 0 | 0 | 0 | 0 | 0 | 0 | 0 | 0 | 0 | 0 | 0 | 0 |  | 0 | 2.3875 | 0 | 0 | 0 | 2.3875 | 0 | 0 | 0 | 0.79585 | 0 | 0 | 0 | 0 | 0 | 0 | 0 | 0 | 0 | 0 | 0 | 0 | 0 | 0 | 0 | 0 | 0 | 0 | 0 | 0 | 0 | 0 | 0 | 0 | 0.9471 | 0.936 | 0.94744 | 0.936
644 | 6 | 44 | 8 | 8 |  | Education - University (break) |  | Education - University - Corridor (break) | Education - University | Corridor | Education - University - Corridor | (break) | Education - University (break) | Education - University - Corridor (break) | University Office (break) | all | Closed | 38 | 38 | 0.029986 | 0.72732 | 0.72732 | 0.54549 | 0.54549 | 0.54549 | 0.54549 | 0.54549 | 0 | 0 | 0 | 0 | 0 | 0 | 0 | 0.65932 | 0.65932 | 0.49449 | 0.49449 | 0.49449 | 0.49449 | 0.49449 | 0.00076332 | 0.00076332 | 0.00057249 | 0.00057249 | 0.00057249 | 0.00057249 | 0.00057249 | 0 | 0 | 0 | 0 | 0 | 0 | 0 | 0 | 0 | 0 | 0 | 0 | 0 | 0 | 0.035 | 0.035 | 0.035 | 0.035 | 0.035 | 0.035 | 0.035 | 0.034185 | 0.034185 | 0.034148 | 0.03403 | 0.033817 | 0.033741 | 0.033741 | 0.063605 | 0.063605 | 0.047704 | 0.047704 | 0.047704 | 0.047704 | 0.047704 | 0 | 0 | 0 | 0 | 0 | 0 | 0 | 0.057679 | 0.057679 | 0.043259 | 0.043259 | 0.043259 | 0.043259 | 0.043259 | 6.6753e-05 | 6.6753e-05 | 5.0065e-05 | 5.0065e-05 | 5.0065e-05 | 5.0065e-05 | 5.0065e-05 | 0 | 0 | 0 | 0 | 0 | 0 | 0 | 0 | 0 | 0 | 0 | 0 | 0 | 0 | 0.035 | 0.035 | 0.035 | 0.035 | 0.035 | 0.035 | 0.035 | 0.034185 | 0.034185 | 0.034148 | 0.03403 | 0.033817 | 0.033741 | 0.033741 | University Office (break) ILit Cls | University Office (break) ILit Cls | 2 | 3.5 | 3.5 | University Office (break) ILit2 Cls | University Office (break) ILit Cls | University Office (break) ILit Cls | 2 | 3.5 | 3.5 | 2 | 0.79556 | 0.035 | 0.035 | 0.035 | 0.035 | 0.035 | 0.035 | 0.035 | 0.035 | 0.035 | 0.035 | 0.035 | 0.035 | 0.035 | 0.035 | 0.035 | 0.035 | 0.035 | 0.035 | 0.035 | 0.035 | 0.035 | 0.035 | 0.035 | 0.035 | 0.035 | 0.79585 | 0.035 | 0.035 | 0.035 | 0.035 | 0.035 | 0.035 | 0.035 | 0.035 | 0.035 | 0.035 | 0.035 | 0.035 | 0.035 | 0.035 | 0.035 | 0.035 | 0.035 | 0.035 | 0.035 | 0.035 | 0.035 | 0.035 | 0.035 | 0.035 | 0.035 | 0 | 0 | 0 | 0 | 0 | 0 | 0 | 0 | 0 | 0 | 0 | 0 | 0 | 0 | 0 | 0 | 0 | 0 | 0 | 0 | 0 | 0 | 0 | 0 | 0 | 0 | 0 | 0 | 0 | 0 | 0 | 0 | 0 | 0 | 0 | 0 | 0 | 0 | 0 | 0 | 0 | 0 | 0 | 0 | 0 | 0 | 0 | 0 | 16 | 0.66337 | 0.20792 | 0.079208 | 0.049505 | 0.76136 | 0.004629 | 0.00010095 | 0.00010095 | 7.5716e-05 | 7.5716e-05 | 7.5716e-05 | 7.5716e-05 | 7.5716e-05 | Education - University (break) | 0.004128 | 0.004128 | 0.0040915 | 0.0041369 | 0.0041138 | 0.0040849 | 0.0040849 | Education - University - Corridor - (break) - all | 16 | 7 | 17 | 0 | 30.2313 | 0 | 30.2313 | 0 | 0 | 0 | 0.79556 | 0 | 0 | 0 | 0 | 0 | 0 | 0 | 0 | 0 | 0 | 0 | 0 | 0 | 0 | 0 | 0 | 0 | 0 | 0 | 0 | 0 | 0 | 0 | 0 | 0 | 0 |  | 0 | 30.2422 | 0 | 30.2422 | 0 | 0 | 0 | 0.79585 | 0 | 0 | 0 | 0 | 0 | 0 | 0 | 0 | 0 | 0 | 0 | 0 | 0 | 0 | 0 | 0 | 0 | 0 | 0 | 0 | 0 | 0 | 0 | 0 | 0 | 0 | 0.9471 | 0.936 | 0.94744 | 0.936
645 | 6 | 45 | 5 | 9 |  |  |  |  | Education - University | Corridor | Education - University - Corridor | (summer) | Education - University (summer) | Education - University - Corridor (summer) | University Office (summer) | Sat | Closed | 8 | 8 | 0.029986 | 0.72732 | 0.72732 | 0.54549 | 0.54549 | 0.54549 | 0.54549 | 0.54549 | 0 | 0 | 0 | 0 | 0 | 0 | 0 | 0.19829 | 0.19829 | 0.14872 | 0.14872 | 0.14872 | 0.14872 | 0.14872 | 0 | 0 | 0 | 0 | 0 | 0 | 0 | 0 | 0 | 0 | 0 | 0 | 0 | 0 | 0 | 0 | 0 | 0 | 0 | 0 | 0 | 0 | 0 | 0 | 0 | 0 | 0 | 0 | 0 | 0 | 0 | 0 | 0 | 0 | 0 | 0.063605 | 0.063605 | 0.047704 | 0.047704 | 0.047704 | 0.047704 | 0.047704 | 0 | 0 | 0 | 0 | 0 | 0 | 0 | 0.017347 | 0.017347 | 0.01301 | 0.01301 | 0.01301 | 0.01301 | 0.01301 | 0 | 0 | 0 | 0 | 0 | 0 | 0 | 0 | 0 | 0 | 0 | 0 | 0 | 0 | 0 | 0 | 0 | 0 | 0 | 0 | 0 | 0 | 0 | 0 | 0 | 0 | 0 | 0 | 0 | 0 | 0 | 0 | 0 | 0 | 0 | University Office (summer) ILit Cls | University Office (summer) ILit Cls | 2 | 5 | 5 | University Office (summer) ILit2 Cls | University Office (summer) ILit Cls | University Office (summer) ILit Cls | 2 | 5 | 5 | 2 | 1.1365 | 0.0468 | 0.05 | 0.05 | 0.05 | 0.05 | 0.05 | 0.05 | 0.05 | 0.05 | 0.05 | 0.05 | 0.05 | 0.05 | 0.05 | 0.05 | 0.05 | 0.05 | 0.05 | 0.05 | 0.05 | 0.05 | 0.05 | 0.05 | 0.05 | 0.05 | 1.1369 | 0.0468 | 0.05 | 0.05 | 0.05 | 0.05 | 0.05 | 0.05 | 0.05 | 0.05 | 0.05 | 0.05 | 0.05 | 0.05 | 0.05 | 0.05 | 0.05 | 0.05 | 0.05 | 0.05 | 0.05 | 0.05 | 0.05 | 0.05 | 0.05 | 0.05 | 0 | 0 | 0 | 0 | 0 | 0 | 0 | 0 | 0 | 0 | 0 | 0 | 0 | 0 | 0 | 0 | 0 | 0 | 0 | 0 | 0 | 0 | 0 | 0 | 0 | 0 | 0 | 0 | 0 | 0 | 0 | 0 | 0 | 0 | 0 | 0 | 0 | 0 | 0 | 0 | 0 | 0 | 0 | 0 | 0 | 0 | 0 | 0 | 16 | 0.66337 | 0.20792 | 0.079208 | 0.049505 | 0.76136 | 0 | 0 | 0 | 0 | 0 | 0 | 0 | 0 |  | 0.046389 | 0.046389 | 0.045827 | 0.046816 | 0.046842 | 0.045593 | 0.045593 | Education - University - Corridor - (summer) - Sat | 10 | 9 | 18 | 0 | 9.0921 | 0 | 0 | 0 | 9.0921 | 0 | 0 | 0 | 1.1365 | 0 | 0 | 0 | 0 | 0 | 0 | 0 | 0 | 0 | 0 | 0 | 0 | 0 | 0 | 0 | 0 | 0 | 0 | 0 | 0 | 0 | 0 | 0 | 0 |  | 0 | 9.0954 | 0 | 0 | 0 | 9.0954 | 0 | 0 | 0 | 1.1369 | 0 | 0 | 0 | 0 | 0 | 0 | 0 | 0 | 0 | 0 | 0 | 0 | 0 | 0 | 0 | 0 | 0 | 0 | 0 | 0 | 0 | 0 | 0 | 0 | 0.9471 | 0.936 | 0.94744 | 0.936
646 | 6 | 46 | 6 | 10 |  |  |  |  | Education - University | Corridor | Education - University - Corridor | (summer) | Education - University (summer) | Education - University - Corridor (summer) | University Office (summer) | Sun | Closed | 8 | 8 | 0.029986 | 0.72732 | 0.72732 | 0.54549 | 0.54549 | 0.54549 | 0.54549 | 0.54549 | 0 | 0 | 0 | 0 | 0 | 0 | 0 | 0.19829 | 0.19829 | 0.14872 | 0.14872 | 0.14872 | 0.14872 | 0.14872 | 0 | 0 | 0 | 0 | 0 | 0 | 0 | 0 | 0 | 0 | 0 | 0 | 0 | 0 | 0 | 0 | 0 | 0 | 0 | 0 | 0 | 0 | 0 | 0 | 0 | 0 | 0 | 0 | 0 | 0 | 0 | 0 | 0 | 0 | 0 | 0.063605 | 0.063605 | 0.047704 | 0.047704 | 0.047704 | 0.047704 | 0.047704 | 0 | 0 | 0 | 0 | 0 | 0 | 0 | 0.017347 | 0.017347 | 0.01301 | 0.01301 | 0.01301 | 0.01301 | 0.01301 | 0 | 0 | 0 | 0 | 0 | 0 | 0 | 0 | 0 | 0 | 0 | 0 | 0 | 0 | 0 | 0 | 0 | 0 | 0 | 0 | 0 | 0 | 0 | 0 | 0 | 0 | 0 | 0 | 0 | 0 | 0 | 0 | 0 | 0 | 0 | University Office (summer) ILit Cls | University Office (summer) ILit Cls | 2 | 5 | 5 | University Office (summer) ILit2 Cls | University Office (summer) ILit Cls | University Office (summer) ILit Cls | 2 | 5 | 5 | 2 | 1.1365 | 0.0468 | 0.05 | 0.05 | 0.05 | 0.05 | 0.05 | 0.05 | 0.05 | 0.05 | 0.05 | 0.05 | 0.05 | 0.05 | 0.05 | 0.05 | 0.05 | 0.05 | 0.05 | 0.05 | 0.05 | 0.05 | 0.05 | 0.05 | 0.05 | 0.05 | 1.1369 | 0.0468 | 0.05 | 0.05 | 0.05 | 0.05 | 0.05 | 0.05 | 0.05 | 0.05 | 0.05 | 0.05 | 0.05 | 0.05 | 0.05 | 0.05 | 0.05 | 0.05 | 0.05 | 0.05 | 0.05 | 0.05 | 0.05 | 0.05 | 0.05 | 0.05 | 0 | 0 | 0 | 0 | 0 | 0 | 0 | 0 | 0 | 0 | 0 | 0 | 0 | 0 | 0 | 0 | 0 | 0 | 0 | 0 | 0 | 0 | 0 | 0 | 0 | 0 | 0 | 0 | 0 | 0 | 0 | 0 | 0 | 0 | 0 | 0 | 0 | 0 | 0 | 0 | 0 | 0 | 0 | 0 | 0 | 0 | 0 | 0 | 16 | 0.66337 | 0.20792 | 0.079208 | 0.049505 | 0.76136 | 0 | 0 | 0 | 0 | 0 | 0 | 0 | 0 |  | 0.046389 | 0.046389 | 0.045827 | 0.046816 | 0.046842 | 0.045593 | 0.045593 | Education - University - Corridor - (summer) - Sun | 12 | 9 | 18 | 0 | 9.0921 | 0 | 0 | 0 | 9.0921 | 0 | 0 | 0 | 1.1365 | 0 | 0 | 0 | 0 | 0 | 0 | 0 | 0 | 0 | 0 | 0 | 0 | 0 | 0 | 0 | 0 | 0 | 0 | 0 | 0 | 0 | 0 | 0 | 0 |  | 0 | 9.0954 | 0 | 0 | 0 | 9.0954 | 0 | 0 | 0 | 1.1369 | 0 | 0 | 0 | 0 | 0 | 0 | 0 | 0 | 0 | 0 | 0 | 0 | 0 | 0 | 0 | 0 | 0 | 0 | 0 | 0 | 0 | 0 | 0 | 0 | 0.9471 | 0.936 | 0.94744 | 0.936
647 | 6 | 47 | 7 | 11 |  |  |  |  | Education - University | Corridor | Education - University - Corridor | (summer) | Education - University (summer) | Education - University - Corridor (summer) | University Office (summer) | Hol | Closed | 1 | 1 | 0.029986 | 0.72732 | 0.72732 | 0.54549 | 0.54549 | 0.54549 | 0.54549 | 0.54549 | 0 | 0 | 0 | 0 | 0 | 0 | 0 | 0.024786 | 0.024786 | 0.01859 | 0.01859 | 0.01859 | 0.01859 | 0.01859 | 0 | 0 | 0 | 0 | 0 | 0 | 0 | 0 | 0 | 0 | 0 | 0 | 0 | 0 | 0 | 0 | 0 | 0 | 0 | 0 | 0 | 0 | 0 | 0 | 0 | 0 | 0 | 0 | 0 | 0 | 0 | 0 | 0 | 0 | 0 | 0.063605 | 0.063605 | 0.047704 | 0.047704 | 0.047704 | 0.047704 | 0.047704 | 0 | 0 | 0 | 0 | 0 | 0 | 0 | 0.0021684 | 0.0021684 | 0.0016263 | 0.0016263 | 0.0016263 | 0.0016263 | 0.0016263 | 0 | 0 | 0 | 0 | 0 | 0 | 0 | 0 | 0 | 0 | 0 | 0 | 0 | 0 | 0 | 0 | 0 | 0 | 0 | 0 | 0 | 0 | 0 | 0 | 0 | 0 | 0 | 0 | 0 | 0 | 0 | 0 | 0 | 0 | 0 | University Office (summer) ILit Cls | University Office (summer) ILit Cls | 2 | 5 | 5 | University Office (summer) ILit2 Cls | University Office (summer) ILit Cls | University Office (summer) ILit Cls | 2 | 5 | 5 | 2 | 1.1365 | 0.0468 | 0.05 | 0.05 | 0.05 | 0.05 | 0.05 | 0.05 | 0.05 | 0.05 | 0.05 | 0.05 | 0.05 | 0.05 | 0.05 | 0.05 | 0.05 | 0.05 | 0.05 | 0.05 | 0.05 | 0.05 | 0.05 | 0.05 | 0.05 | 0.05 | 1.1369 | 0.0468 | 0.05 | 0.05 | 0.05 | 0.05 | 0.05 | 0.05 | 0.05 | 0.05 | 0.05 | 0.05 | 0.05 | 0.05 | 0.05 | 0.05 | 0.05 | 0.05 | 0.05 | 0.05 | 0.05 | 0.05 | 0.05 | 0.05 | 0.05 | 0.05 | 0 | 0 | 0 | 0 | 0 | 0 | 0 | 0 | 0 | 0 | 0 | 0 | 0 | 0 | 0 | 0 | 0 | 0 | 0 | 0 | 0 | 0 | 0 | 0 | 0 | 0 | 0 | 0 | 0 | 0 | 0 | 0 | 0 | 0 | 0 | 0 | 0 | 0 | 0 | 0 | 0 | 0 | 0 | 0 | 0 | 0 | 0 | 0 | 16 | 0.66337 | 0.20792 | 0.079208 | 0.049505 | 0.76136 | 0 | 0 | 0 | 0 | 0 | 0 | 0 | 0 |  | 0.046389 | 0.046389 | 0.045827 | 0.046816 | 0.046842 | 0.045593 | 0.045593 | Education - University - Corridor - (summer) - Hol | 14 | 9 | 18 | 0 | 1.1365 | 0 | 0 | 0 | 1.1365 | 0 | 0 | 0 | 1.1365 | 0 | 0 | 0 | 0 | 0 | 0 | 0 | 0 | 0 | 0 | 0 | 0 | 0 | 0 | 0 | 0 | 0 | 0 | 0 | 0 | 0 | 0 | 0 | 0 |  | 0 | 1.1369 | 0 | 0 | 0 | 1.1369 | 0 | 0 | 0 | 1.1369 | 0 | 0 | 0 | 0 | 0 | 0 | 0 | 0 | 0 | 0 | 0 | 0 | 0 | 0 | 0 | 0 | 0 | 0 | 0 | 0 | 0 | 0 | 0 | 0 | 0.9471 | 0.936 | 0.94744 | 0.936
648 | 6 | 48 | 8 | 12 |  | Education - University (summer) | Education - University - Corridor | Education - University - Corridor (summer) | Education - University | Corridor | Education - University - Corridor | (summer) | Education - University (summer) | Education - University - Corridor (summer) | University Office (summer) | all | Closed | 44 | 44 | 0.029986 | 0.72732 | 0.72732 | 0.54549 | 0.54549 | 0.54549 | 0.54549 | 0.54549 | 0.021809 | 0.021809 | 0.016357 | 0.016357 | 0.016357 | 0.016357 | 0.016357 | 1.0906 | 1.0906 | 0.81795 | 0.81795 | 0.81795 | 0.81795 | 0.81795 | 0.0010207 | 0.0010207 | 0.0007655 | 0.0007655 | 0.0007655 | 0.0007655 | 0.0007655 | 2308.0391 | 2308.0391 | 2308.0391 | 2308.0391 | 2308.0391 | 2308.0391 | 2308.0391 | 0 | 0 | 0 | 0 | 0 | 0 | 0 | 0.0468 | 0.0468 | 0.0468 | 0.0468 | 0.0468 | 0.0468 | 0.0468 | 0.38138 | 0.38138 | 0.37988 | 0.38266 | 0.38272 | 0.37462 | 0.37462 | 0.063605 | 0.063605 | 0.047704 | 0.047704 | 0.047704 | 0.047704 | 0.047704 | 0.0019072 | 0.0019072 | 0.0014304 | 0.0014304 | 0.0014304 | 0.0014304 | 0.0014304 | 0.095409 | 0.095409 | 0.071557 | 0.071557 | 0.071557 | 0.071557 | 0.071557 | 8.9259e-05 | 8.9259e-05 | 6.6944e-05 | 6.6944e-05 | 6.6944e-05 | 6.6944e-05 | 6.6944e-05 | 2020.9606 | 2020.9606 | 2020.9606 | 2020.9606 | 2020.9606 | 2020.9606 | 2020.9606 | 0 | 0 | 0 | 0 | 0 | 0 | 0 | 0.0468 | 0.0468 | 0.0468 | 0.0468 | 0.0468 | 0.0468 | 0.0468 | 0.38134 | 0.38134 | 0.38012 | 0.38292 | 0.38226 | 0.37407 | 0.37407 | University Office (summer) ILit Cls | University Office (summer) ILit Cls | 2 | 5 | 5 | University Office (summer) ILit2 Cls | University Office (summer) ILit Cls | University Office (summer) ILit Cls | 2 | 5 | 5 | 2 | 1.1365 | 0.0468 | 0.05 | 0.05 | 0.05 | 0.05 | 0.05 | 0.05 | 0.05 | 0.05 | 0.05 | 0.05 | 0.05 | 0.05 | 0.05 | 0.05 | 0.05 | 0.05 | 0.05 | 0.05 | 0.05 | 0.05 | 0.05 | 0.05 | 0.05 | 0.05 | 1.1369 | 0.0468 | 0.05 | 0.05 | 0.05 | 0.05 | 0.05 | 0.05 | 0.05 | 0.05 | 0.05 | 0.05 | 0.05 | 0.05 | 0.05 | 0.05 | 0.05 | 0.05 | 0.05 | 0.05 | 0.05 | 0.05 | 0.05 | 0.05 | 0.05 | 0.05 | 0 | 0 | 0 | 0 | 0 | 0 | 0 | 0 | 0 | 0 | 0 | 0 | 0 | 0 | 0 | 0 | 0 | 0 | 0 | 0 | 0 | 0 | 0 | 0 | 0 | 0 | 0 | 0 | 0 | 0 | 0 | 0 | 0 | 0 | 0 | 0 | 0 | 0 | 0 | 0 | 0 | 0 | 0 | 0 | 0 | 0 | 0 | 0 | 16 | 0.66337 | 0.20792 | 0.079208 | 0.049505 | 0.76136 | 0.0061896 | 0.00013499 | 0.00013499 | 0.00010124 | 0.00010124 | 0.00010124 | 0.00010124 | 0.00010124 | Education - University (summer) | 0.046389 | 0.046389 | 0.045827 | 0.046816 | 0.046842 | 0.045593 | 0.045593 | Education - University - Corridor - (summer) - all | 16 | 7 | 21 | 0 | 50.0067 | 0 | 50.0067 | 0 | 0 | 0 | 1.1365 | 0 | 0 | 0 | 0 | 0 | 0 | 0 | 0 | 0 | 0 | 0 | 0 | 0 | 0 | 0 | 0 | 0 | 0 | 0 | 0 | 0 | 0 | 0 | 0 | 0 | 0 |  | 0 | 50.0247 | 0 | 50.0247 | 0 | 0 | 0 | 1.1369 | 0 | 0 | 0 | 0 | 0 | 0 | 0 | 0 | 0 | 0 | 0 | 0 | 0 | 0 | 0 | 0 | 0 | 0 | 0 | 0 | 0 | 0 | 0 | 0 | 0 | 0 | 0.9471 | 0.936 | 0.94744 | 0.936
649 | 6 | 49 | 5 | 1 |  |  |  |  | Education - University | Dining Area | Education - University - Dining Area |  | Education - University | Education - University - Dining Area | University Cafeteria (in session) | Sat | Open | 32 | 32 | 0.024015 | 1.3637 | 1.3637 | 1.1819 | 1.1819 | 1.1819 | 1.1819 | 1.1819 | 0 | 0 | 0 | 0 | 0 | 0 | 0 | 4.9692 | 4.9692 | 4.3066 | 4.3066 | 4.3066 | 4.3066 | 4.3066 | 0 | 0 | 0 | 0 | 0 | 0 | 0 | 0 | 0 | 0 | 0 | 0 | 0 | 0 | 0 | 0 | 0 | 0 | 0 | 0 | 0 | 0 | 0 | 0 | 0 | 0 | 0 | 0 | 0 | 0 | 0 | 0 | 0 | 0 | 0 | 0.11926 | 0.11926 | 0.10336 | 0.10336 | 0.10336 | 0.10336 | 0.10336 | 0 | 0 | 0 | 0 | 0 | 0 | 0 | 0.40226 | 0.40226 | 0.34862 | 0.34862 | 0.34862 | 0.34862 | 0.34862 | 0 | 0 | 0 | 0 | 0 | 0 | 0 | 0 | 0 | 0 | 0 | 0 | 0 | 0 | 0 | 0 | 0 | 0 | 0 | 0 | 0 | 0 | 0 | 0 | 0 | 0 | 0 | 0 | 0 | 0 | 0 | 0 | 0 | 0 | 0 | University Cafeteria (in session) ILit Sat | University Cafeteria (in session) ILit all | 3641 | 2.5 | 37.5 | University Cafeteria (in session) ILit2 Sat | University Cafeteria (in session) ILit Sat | University Cafeteria (in session) ILit all | 3641 | 3.25 | 33.75 | 3641 | 4.7417 | 0.375 | 0.025 | 0.025 | 0.025 | 0.025 | 0.025 | 0.025 | 0.10278 | 0.18056 | 0.375 | 0.375 | 0.375 | 0.375 | 0.375 | 0.375 | 0.375 | 0.375 | 0.375 | 0.375 | 0.375 | 0.083333 | 0.025 | 0.025 | 0.025 | 0.025 | 4.3892 | 0.3375 | 0.0325 | 0.0325 | 0.0325 | 0.0325 | 0.0325 | 0.0325 | 0.10028 | 0.16806 | 0.3375 | 0.3375 | 0.3375 | 0.3375 | 0.3375 | 0.3375 | 0.3375 | 0.3375 | 0.3375 | 0.3375 | 0.3375 | 0.083333 | 0.0325 | 0.0325 | 0.0325 | 0.0325 | 0 | 0 | 0 | 0 | 0 | 0 | 0.22222 | 0.44444 | 1 | 1 | 1 | 1 | 1 | 1 | 1 | 1 | 1 | 1 | 1 | 0.16667 | 0 | 0 | 0 | 0 | 0 | 0 | 0 | 0 | 0 | 0 | 0.22222 | 0.44444 | 1 | 1 | 1 | 1 | 1 | 1 | 1 | 1 | 1 | 1 | 1 | 0.16667 | 0 | 0 | 0 | 0 | 16 | 0.66337 | 0.20792 | 0.079208 | 0.049505 | 0.76136 | 0 | 0 | 0 | 0 | 0 | 0 | 0 | 0 |  | 0.077793 | 0.077793 | 0.076654 | 0.078941 | 0.079086 | 0.076715 | 0.076715 | Education - University - Dining Area - Sat | 10 | 9 | 18 | 108 | 43.7333 | 0 | 0 | 108 | 43.7333 | 0 | 0 | 3.375 | 1.3667 | 0 | 0 | 0 | 0 | 0 | 0 | 0 | 0 | 0.375 | 0.375 | 0.375 | 0.375 | 0.375 | 0.375 | 0.375 | 0.375 | 0.375 | 0 | 0 | 0 | 0 | 0 | 0 | 0 |  | 97.2 | 43.2533 | 0 | 0 | 97.2 | 43.2533 | 0 | 0 | 3.0375 | 1.3517 | 0 | 0 | 0 | 0 | 0 | 0 | 0 | 0 | 0.3375 | 0.3375 | 0.3375 | 0.3375 | 0.3375 | 0.3375 | 0.3375 | 0.3375 | 0.3375 | 0 | 0 | 0 | 0 | 0 | 0 | 0 | 1 | 1 | 1 | 1
650 | 6 | 50 | 6 | 2 |  |  |  |  | Education - University | Dining Area | Education - University - Dining Area |  | Education - University | Education - University - Dining Area | University Cafeteria (in session) | Sun | Open | 32 | 32 | 0.024015 | 1.3637 | 1.3637 | 1.1819 | 1.1819 | 1.1819 | 1.1819 | 1.1819 | 0 | 0 | 0 | 0 | 0 | 0 | 0 | 4.9692 | 4.9692 | 4.3066 | 4.3066 | 4.3066 | 4.3066 | 4.3066 | 0 | 0 | 0 | 0 | 0 | 0 | 0 | 0 | 0 | 0 | 0 | 0 | 0 | 0 | 0 | 0 | 0 | 0 | 0 | 0 | 0 | 0 | 0 | 0 | 0 | 0 | 0 | 0 | 0 | 0 | 0 | 0 | 0 | 0 | 0 | 0.11926 | 0.11926 | 0.10336 | 0.10336 | 0.10336 | 0.10336 | 0.10336 | 0 | 0 | 0 | 0 | 0 | 0 | 0 | 0.40226 | 0.40226 | 0.34862 | 0.34862 | 0.34862 | 0.34862 | 0.34862 | 0 | 0 | 0 | 0 | 0 | 0 | 0 | 0 | 0 | 0 | 0 | 0 | 0 | 0 | 0 | 0 | 0 | 0 | 0 | 0 | 0 | 0 | 0 | 0 | 0 | 0 | 0 | 0 | 0 | 0 | 0 | 0 | 0 | 0 | 0 | University Cafeteria (in session) ILit Sun | University Cafeteria (in session) ILit all | 3641 | 2.5 | 37.5 | University Cafeteria (in session) ILit2 Sun | University Cafeteria (in session) ILit Sun | University Cafeteria (in session) ILit all | 3641 | 3.25 | 33.75 | 3641 | 4.7417 | 0.375 | 0.025 | 0.025 | 0.025 | 0.025 | 0.025 | 0.025 | 0.10278 | 0.18056 | 0.375 | 0.375 | 0.375 | 0.375 | 0.375 | 0.375 | 0.375 | 0.375 | 0.375 | 0.375 | 0.375 | 0.083333 | 0.025 | 0.025 | 0.025 | 0.025 | 4.3892 | 0.3375 | 0.0325 | 0.0325 | 0.0325 | 0.0325 | 0.0325 | 0.0325 | 0.10028 | 0.16806 | 0.3375 | 0.3375 | 0.3375 | 0.3375 | 0.3375 | 0.3375 | 0.3375 | 0.3375 | 0.3375 | 0.3375 | 0.3375 | 0.083333 | 0.0325 | 0.0325 | 0.0325 | 0.0325 | 0 | 0 | 0 | 0 | 0 | 0 | 0.22222 | 0.44444 | 1 | 1 | 1 | 1 | 1 | 1 | 1 | 1 | 1 | 1 | 1 | 0.16667 | 0 | 0 | 0 | 0 | 0 | 0 | 0 | 0 | 0 | 0 | 0.22222 | 0.44444 | 1 | 1 | 1 | 1 | 1 | 1 | 1 | 1 | 1 | 1 | 1 | 0.16667 | 0 | 0 | 0 | 0 | 16 | 0.66337 | 0.20792 | 0.079208 | 0.049505 | 0.76136 | 0 | 0 | 0 | 0 | 0 | 0 | 0 | 0 |  | 0.077793 | 0.077793 | 0.076654 | 0.078941 | 0.079086 | 0.076715 | 0.076715 | Education - University - Dining Area - Sun | 12 | 9 | 18 | 108 | 43.7333 | 0 | 0 | 108 | 43.7333 | 0 | 0 | 3.375 | 1.3667 | 0 | 0 | 0 | 0 | 0 | 0 | 0 | 0 | 0.375 | 0.375 | 0.375 | 0.375 | 0.375 | 0.375 | 0.375 | 0.375 | 0.375 | 0 | 0 | 0 | 0 | 0 | 0 | 0 |  | 97.2 | 43.2533 | 0 | 0 | 97.2 | 43.2533 | 0 | 0 | 3.0375 | 1.3517 | 0 | 0 | 0 | 0 | 0 | 0 | 0 | 0 | 0.3375 | 0.3375 | 0.3375 | 0.3375 | 0.3375 | 0.3375 | 0.3375 | 0.3375 | 0.3375 | 0 | 0 | 0 | 0 | 0 | 0 | 0 | 1 | 1 | 1 | 1
651 | 6 | 51 | 7 | 3 |  |  |  |  | Education - University | Dining Area | Education - University - Dining Area |  | Education - University | Education - University - Dining Area | University Cafeteria (in session) | Hol | Open | 6 | 6 | 0.024015 | 1.3637 | 1.3637 | 1.1819 | 1.1819 | 1.1819 | 1.1819 | 1.1819 | 0 | 0 | 0 | 0 | 0 | 0 | 0 | 0.93172 | 0.93172 | 0.80749 | 0.80749 | 0.80749 | 0.80749 | 0.80749 | 0 | 0 | 0 | 0 | 0 | 0 | 0 | 0 | 0 | 0 | 0 | 0 | 0 | 0 | 0 | 0 | 0 | 0 | 0 | 0 | 0 | 0 | 0 | 0 | 0 | 0 | 0 | 0 | 0 | 0 | 0 | 0 | 0 | 0 | 0 | 0.11926 | 0.11926 | 0.10336 | 0.10336 | 0.10336 | 0.10336 | 0.10336 | 0 | 0 | 0 | 0 | 0 | 0 | 0 | 0.075423 | 0.075423 | 0.065366 | 0.065366 | 0.065366 | 0.065366 | 0.065366 | 0 | 0 | 0 | 0 | 0 | 0 | 0 | 0 | 0 | 0 | 0 | 0 | 0 | 0 | 0 | 0 | 0 | 0 | 0 | 0 | 0 | 0 | 0 | 0 | 0 | 0 | 0 | 0 | 0 | 0 | 0 | 0 | 0 | 0 | 0 | University Cafeteria (in session) ILit Hol | University Cafeteria (in session) ILit all | 3641 | 2.5 | 37.5 | University Cafeteria (in session) ILit2 Hol | University Cafeteria (in session) ILit Hol | University Cafeteria (in session) ILit all | 3641 | 3.25 | 33.75 | 3641 | 4.7417 | 0.375 | 0.025 | 0.025 | 0.025 | 0.025 | 0.025 | 0.025 | 0.10278 | 0.18056 | 0.375 | 0.375 | 0.375 | 0.375 | 0.375 | 0.375 | 0.375 | 0.375 | 0.375 | 0.375 | 0.375 | 0.083333 | 0.025 | 0.025 | 0.025 | 0.025 | 4.3892 | 0.3375 | 0.0325 | 0.0325 | 0.0325 | 0.0325 | 0.0325 | 0.0325 | 0.10028 | 0.16806 | 0.3375 | 0.3375 | 0.3375 | 0.3375 | 0.3375 | 0.3375 | 0.3375 | 0.3375 | 0.3375 | 0.3375 | 0.3375 | 0.083333 | 0.0325 | 0.0325 | 0.0325 | 0.0325 | 0 | 0 | 0 | 0 | 0 | 0 | 0.22222 | 0.44444 | 1 | 1 | 1 | 1 | 1 | 1 | 1 | 1 | 1 | 1 | 1 | 0.16667 | 0 | 0 | 0 | 0 | 0 | 0 | 0 | 0 | 0 | 0 | 0.22222 | 0.44444 | 1 | 1 | 1 | 1 | 1 | 1 | 1 | 1 | 1 | 1 | 1 | 0.16667 | 0 | 0 | 0 | 0 | 16 | 0.66337 | 0.20792 | 0.079208 | 0.049505 | 0.76136 | 0 | 0 | 0 | 0 | 0 | 0 | 0 | 0 |  | 0.077793 | 0.077793 | 0.076654 | 0.078941 | 0.079086 | 0.076715 | 0.076715 | Education - University - Dining Area - Hol | 14 | 9 | 18 | 20.25 | 8.2 | 0 | 0 | 20.25 | 8.2 | 0 | 0 | 3.375 | 1.3667 | 0 | 0 | 0 | 0 | 0 | 0 | 0 | 0 | 0.375 | 0.375 | 0.375 | 0.375 | 0.375 | 0.375 | 0.375 | 0.375 | 0.375 | 0 | 0 | 0 | 0 | 0 | 0 | 0 |  | 18.225 | 8.11 | 0 | 0 | 18.225 | 8.11 | 0 | 0 | 3.0375 | 1.3517 | 0 | 0 | 0 | 0 | 0 | 0 | 0 | 0 | 0.3375 | 0.3375 | 0.3375 | 0.3375 | 0.3375 | 0.3375 | 0.3375 | 0.3375 | 0.3375 | 0 | 0 | 0 | 0 | 0 | 0 | 0 | 1 | 1 | 1 | 1
652 | 6 | 52 | 8 | 4 |  | Education - University |  | Education - University - Dining Area | Education - University | Dining Area | Education - University - Dining Area |  | Education - University | Education - University - Dining Area | University Cafeteria (in session) | all | Open | 169 | 169 | 0.024015 | 1.3637 | 1.3637 | 1.1819 | 1.1819 | 1.1819 | 1.1819 | 1.1819 | 0 | 0 | 0 | 0 | 0 | 0 | 0 | 62.403 | 62.403 | 54.0826 | 54.0826 | 54.0826 | 54.0826 | 54.0826 | 0.027837 | 0.027837 | 0.024125 | 0.024125 | 0.024125 | 0.024125 | 0.024125 | 0 | 0 | 0 | 0 | 0 | 0 | 0 | 0 | 0 | 0 | 0 | 0 | 0 | 0 | 0.85 | 0.85 | 0.85 | 0.85 | 0.85 | 0.85 | 0.85 | 0.63621 | 0.63621 | 0.63191 | 0.64193 | 0.64283 | 0.62685 | 0.62685 | 0.11926 | 0.11926 | 0.10336 | 0.10336 | 0.10336 | 0.10336 | 0.10336 | 0 | 0 | 0 | 0 | 0 | 0 | 0 | 4.8845 | 4.8845 | 4.2332 | 4.2332 | 4.2332 | 4.2332 | 4.2332 | 0.002148 | 0.002148 | 0.0018616 | 0.0018616 | 0.0018616 | 0.0018616 | 0.0018616 | 0 | 0 | 0 | 0 | 0 | 0 | 0 | 0 | 0 | 0 | 0 | 0 | 0 | 0 | 0.75 | 0.75 | 0.75 | 0.75 | 0.75 | 0.75 | 0.75 | 0.59459 | 0.59459 | 0.58961 | 0.59374 | 0.59192 | 0.58297 | 0.58297 | University Cafeteria (in session) ILit all | University Cafeteria (in session) ILit all | 3640 | 10 | 85 | University Cafeteria (in session) ILit2 all | University Cafeteria (in session) ILit all | University Cafeteria (in session) ILit all | 3640 | 10 | 75 | 3640 | 11.275 | 0.85 | 0.1 | 0.1 | 0.1 | 0.1 | 0.1 | 0.1 | 0.26667 | 0.43333 | 0.85 | 0.85 | 0.85 | 0.85 | 0.85 | 0.85 | 0.85 | 0.85 | 0.85 | 0.85 | 0.85 | 0.225 | 0.1 | 0.1 | 0.1 | 0.1 | 10.0917 | 0.75 | 0.1 | 0.1 | 0.1 | 0.1 | 0.1 | 0.1 | 0.24444 | 0.38889 | 0.75 | 0.75 | 0.75 | 0.75 | 0.75 | 0.75 | 0.75 | 0.75 | 0.75 | 0.75 | 0.75 | 0.20833 | 0.1 | 0.1 | 0.1 | 0.1 | 0 | 0 | 0 | 0 | 0 | 0 | 0.22222 | 0.44444 | 1 | 1 | 1 | 1 | 1 | 1 | 1 | 1 | 1 | 1 | 1 | 0.16667 | 0 | 0 | 0 | 0 | 0 | 0 | 0 | 0 | 0 | 0 | 0.22222 | 0.44444 | 1 | 1 | 1 | 1 | 1 | 1 | 1 | 1 | 1 | 1 | 1 | 0.16667 | 0 | 0 | 0 | 0 | 16 | 0.66337 | 0.20792 | 0.079208 | 0.049505 | 0.76136 | 0.11846 | 0.0038793 | 0.0038793 | 0.0033621 | 0.0033621 | 0.0033621 | 0.0033621 | 0.0033621 | Education - University | 0.077793 | 0.077793 | 0.076654 | 0.078941 | 0.079086 | 0.076715 | 0.076715 | Education - University - Dining Area - all | 16 | 7 | 21 | 1736.475 | 169 | 1736.475 | 169 | 0 | 0 | 10.275 | 1 | 0 | 0 | 0 | 0 | 0 | 0 | 0 | 0 | 0.26667 | 0.43333 | 0.85 | 0.85 | 0.85 | 0.85 | 0.85 | 0.85 | 0.85 | 0.85 | 0.85 | 0.85 | 0.85 | 0.225 | 0 | 0 | 0 | 0 |  | 1536.4917 | 169 | 1536.4917 | 169 | 0 | 0 | 9.0917 | 1 | 0 | 0 | 0 | 0 | 0 | 0 | 0 | 0 | 0.24444 | 0.38889 | 0.75 | 0.75 | 0.75 | 0.75 | 0.75 | 0.75 | 0.75 | 0.75 | 0.75 | 0.75 | 0.75 | 0.20833 | 0 | 0 | 0 | 0 | 1 | 1 | 1 | 1
653 | 6 | 53 | 5 | 5 |  |  |  |  | Education - University | Dining Area | Education - University - Dining Area | (break) | Education - University (break) | Education - University - Dining Area (break) | University Cafeteria (break) | Sat | Closed | 12 | 12 | 0.024015 | 1.3637 | 1.3637 | 1.1819 | 1.1819 | 1.1819 | 1.1819 | 1.1819 | 0 | 0 | 0 | 0 | 0 | 0 | 0 | 0.33011 | 0.33011 | 0.2861 | 0.2861 | 0.2861 | 0.2861 | 0.2861 | 0 | 0 | 0 | 0 | 0 | 0 | 0 | 0 | 0 | 0 | 0 | 0 | 0 | 0 | 0 | 0 | 0 | 0 | 0 | 0 | 0 | 0 | 0 | 0 | 0 | 0 | 0 | 0 | 0 | 0 | 0 | 0 | 0 | 0 | 0 | 0.11926 | 0.11926 | 0.10336 | 0.10336 | 0.10336 | 0.10336 | 0.10336 | 0 | 0 | 0 | 0 | 0 | 0 | 0 | 0.028869 | 0.028869 | 0.02502 | 0.02502 | 0.02502 | 0.02502 | 0.02502 | 0 | 0 | 0 | 0 | 0 | 0 | 0 | 0 | 0 | 0 | 0 | 0 | 0 | 0 | 0 | 0 | 0 | 0 | 0 | 0 | 0 | 0 | 0 | 0 | 0 | 0 | 0 | 0 | 0 | 0 | 0 | 0 | 0 | 0 | 0 | University Cafeteria (break) ILit Cls | University Cafeteria (break) ILit Cls | 2 | 3.5 | 3.5 | University Cafeteria (break) ILit2 Cls | University Cafeteria (break) ILit Cls | University Cafeteria (break) ILit Cls | 2 | 3.5 | 3.5 | 2 | 0.84 | 0.035 | 0.035 | 0.035 | 0.035 | 0.035 | 0.035 | 0.035 | 0.035 | 0.035 | 0.035 | 0.035 | 0.035 | 0.035 | 0.035 | 0.035 | 0.035 | 0.035 | 0.035 | 0.035 | 0.035 | 0.035 | 0.035 | 0.035 | 0.035 | 0.035 | 0.84 | 0.035 | 0.035 | 0.035 | 0.035 | 0.035 | 0.035 | 0.035 | 0.035 | 0.035 | 0.035 | 0.035 | 0.035 | 0.035 | 0.035 | 0.035 | 0.035 | 0.035 | 0.035 | 0.035 | 0.035 | 0.035 | 0.035 | 0.035 | 0.035 | 0.035 | 0 | 0 | 0 | 0 | 0 | 0 | 0 | 0 | 0 | 0 | 0 | 0 | 0 | 0 | 0 | 0 | 0 | 0 | 0 | 0 | 0 | 0 | 0 | 0 | 0 | 0 | 0 | 0 | 0 | 0 | 0 | 0 | 0 | 0 | 0 | 0 | 0 | 0 | 0 | 0 | 0 | 0 | 0 | 0 | 0 | 0 | 0 | 0 | 16 | 0.66337 | 0.20792 | 0.079208 | 0.049505 | 0.76136 | 0 | 0 | 0 | 0 | 0 | 0 | 0 | 0 |  | 0.004128 | 0.004128 | 0.0040915 | 0.0041369 | 0.0041138 | 0.0040849 | 0.0040849 | Education - University - Dining Area - (break) - Sat | 10 | 9 | 14 | 0 | 10.08 | 0 | 0 | 0 | 10.08 | 0 | 0 | 0 | 0.84 | 0 | 0 | 0 | 0 | 0 | 0 | 0 | 0 | 0 | 0 | 0 | 0 | 0 | 0 | 0 | 0 | 0 | 0 | 0 | 0 | 0 | 0 | 0 | 0 |  | 0 | 10.08 | 0 | 0 | 0 | 10.08 | 0 | 0 | 0 | 0.84 | 0 | 0 | 0 | 0 | 0 | 0 | 0 | 0 | 0 | 0 | 0 | 0 | 0 | 0 | 0 | 0 | 0 | 0 | 0 | 0 | 0 | 0 | 0 | 0 | 1 | 1 | 1 | 1
654 | 6 | 54 | 6 | 6 |  |  |  |  | Education - University | Dining Area | Education - University - Dining Area | (break) | Education - University (break) | Education - University - Dining Area (break) | University Cafeteria (break) | Sun | Closed | 12 | 12 | 0.024015 | 1.3637 | 1.3637 | 1.1819 | 1.1819 | 1.1819 | 1.1819 | 1.1819 | 0 | 0 | 0 | 0 | 0 | 0 | 0 | 0.33011 | 0.33011 | 0.2861 | 0.2861 | 0.2861 | 0.2861 | 0.2861 | 0 | 0 | 0 | 0 | 0 | 0 | 0 | 0 | 0 | 0 | 0 | 0 | 0 | 0 | 0 | 0 | 0 | 0 | 0 | 0 | 0 | 0 | 0 | 0 | 0 | 0 | 0 | 0 | 0 | 0 | 0 | 0 | 0 | 0 | 0 | 0.11926 | 0.11926 | 0.10336 | 0.10336 | 0.10336 | 0.10336 | 0.10336 | 0 | 0 | 0 | 0 | 0 | 0 | 0 | 0.028869 | 0.028869 | 0.02502 | 0.02502 | 0.02502 | 0.02502 | 0.02502 | 0 | 0 | 0 | 0 | 0 | 0 | 0 | 0 | 0 | 0 | 0 | 0 | 0 | 0 | 0 | 0 | 0 | 0 | 0 | 0 | 0 | 0 | 0 | 0 | 0 | 0 | 0 | 0 | 0 | 0 | 0 | 0 | 0 | 0 | 0 | University Cafeteria (break) ILit Cls | University Cafeteria (break) ILit Cls | 2 | 3.5 | 3.5 | University Cafeteria (break) ILit2 Cls | University Cafeteria (break) ILit Cls | University Cafeteria (break) ILit Cls | 2 | 3.5 | 3.5 | 2 | 0.84 | 0.035 | 0.035 | 0.035 | 0.035 | 0.035 | 0.035 | 0.035 | 0.035 | 0.035 | 0.035 | 0.035 | 0.035 | 0.035 | 0.035 | 0.035 | 0.035 | 0.035 | 0.035 | 0.035 | 0.035 | 0.035 | 0.035 | 0.035 | 0.035 | 0.035 | 0.84 | 0.035 | 0.035 | 0.035 | 0.035 | 0.035 | 0.035 | 0.035 | 0.035 | 0.035 | 0.035 | 0.035 | 0.035 | 0.035 | 0.035 | 0.035 | 0.035 | 0.035 | 0.035 | 0.035 | 0.035 | 0.035 | 0.035 | 0.035 | 0.035 | 0.035 | 0 | 0 | 0 | 0 | 0 | 0 | 0 | 0 | 0 | 0 | 0 | 0 | 0 | 0 | 0 | 0 | 0 | 0 | 0 | 0 | 0 | 0 | 0 | 0 | 0 | 0 | 0 | 0 | 0 | 0 | 0 | 0 | 0 | 0 | 0 | 0 | 0 | 0 | 0 | 0 | 0 | 0 | 0 | 0 | 0 | 0 | 0 | 0 | 16 | 0.66337 | 0.20792 | 0.079208 | 0.049505 | 0.76136 | 0 | 0 | 0 | 0 | 0 | 0 | 0 | 0 |  | 0.004128 | 0.004128 | 0.0040915 | 0.0041369 | 0.0041138 | 0.0040849 | 0.0040849 | Education - University - Dining Area - (break) - Sun | 12 | 9 | 14 | 0 | 10.08 | 0 | 0 | 0 | 10.08 | 0 | 0 | 0 | 0.84 | 0 | 0 | 0 | 0 | 0 | 0 | 0 | 0 | 0 | 0 | 0 | 0 | 0 | 0 | 0 | 0 | 0 | 0 | 0 | 0 | 0 | 0 | 0 | 0 |  | 0 | 10.08 | 0 | 0 | 0 | 10.08 | 0 | 0 | 0 | 0.84 | 0 | 0 | 0 | 0 | 0 | 0 | 0 | 0 | 0 | 0 | 0 | 0 | 0 | 0 | 0 | 0 | 0 | 0 | 0 | 0 | 0 | 0 | 0 | 0 | 1 | 1 | 1 | 1
655 | 6 | 55 | 7 | 7 |  |  |  |  | Education - University | Dining Area | Education - University - Dining Area | (break) | Education - University (break) | Education - University - Dining Area (break) | University Cafeteria (break) | Hol | Closed | 3 | 3 | 0.024015 | 1.3637 | 1.3637 | 1.1819 | 1.1819 | 1.1819 | 1.1819 | 1.1819 | 0 | 0 | 0 | 0 | 0 | 0 | 0 | 0.082528 | 0.082528 | 0.071525 | 0.071525 | 0.071525 | 0.071525 | 0.071525 | 0 | 0 | 0 | 0 | 0 | 0 | 0 | 0 | 0 | 0 | 0 | 0 | 0 | 0 | 0 | 0 | 0 | 0 | 0 | 0 | 0 | 0 | 0 | 0 | 0 | 0 | 0 | 0 | 0 | 0 | 0 | 0 | 0 | 0 | 0 | 0.11926 | 0.11926 | 0.10336 | 0.10336 | 0.10336 | 0.10336 | 0.10336 | 0 | 0 | 0 | 0 | 0 | 0 | 0 | 0.0072172 | 0.0072172 | 0.0062549 | 0.0062549 | 0.0062549 | 0.0062549 | 0.0062549 | 0 | 0 | 0 | 0 | 0 | 0 | 0 | 0 | 0 | 0 | 0 | 0 | 0 | 0 | 0 | 0 | 0 | 0 | 0 | 0 | 0 | 0 | 0 | 0 | 0 | 0 | 0 | 0 | 0 | 0 | 0 | 0 | 0 | 0 | 0 | University Cafeteria (break) ILit Cls | University Cafeteria (break) ILit Cls | 2 | 3.5 | 3.5 | University Cafeteria (break) ILit2 Cls | University Cafeteria (break) ILit Cls | University Cafeteria (break) ILit Cls | 2 | 3.5 | 3.5 | 2 | 0.84 | 0.035 | 0.035 | 0.035 | 0.035 | 0.035 | 0.035 | 0.035 | 0.035 | 0.035 | 0.035 | 0.035 | 0.035 | 0.035 | 0.035 | 0.035 | 0.035 | 0.035 | 0.035 | 0.035 | 0.035 | 0.035 | 0.035 | 0.035 | 0.035 | 0.035 | 0.84 | 0.035 | 0.035 | 0.035 | 0.035 | 0.035 | 0.035 | 0.035 | 0.035 | 0.035 | 0.035 | 0.035 | 0.035 | 0.035 | 0.035 | 0.035 | 0.035 | 0.035 | 0.035 | 0.035 | 0.035 | 0.035 | 0.035 | 0.035 | 0.035 | 0.035 | 0 | 0 | 0 | 0 | 0 | 0 | 0 | 0 | 0 | 0 | 0 | 0 | 0 | 0 | 0 | 0 | 0 | 0 | 0 | 0 | 0 | 0 | 0 | 0 | 0 | 0 | 0 | 0 | 0 | 0 | 0 | 0 | 0 | 0 | 0 | 0 | 0 | 0 | 0 | 0 | 0 | 0 | 0 | 0 | 0 | 0 | 0 | 0 | 16 | 0.66337 | 0.20792 | 0.079208 | 0.049505 | 0.76136 | 0 | 0 | 0 | 0 | 0 | 0 | 0 | 0 |  | 0.004128 | 0.004128 | 0.0040915 | 0.0041369 | 0.0041138 | 0.0040849 | 0.0040849 | Education - University - Dining Area - (break) - Hol | 14 | 9 | 14 | 0 | 2.52 | 0 | 0 | 0 | 2.52 | 0 | 0 | 0 | 0.84 | 0 | 0 | 0 | 0 | 0 | 0 | 0 | 0 | 0 | 0 | 0 | 0 | 0 | 0 | 0 | 0 | 0 | 0 | 0 | 0 | 0 | 0 | 0 | 0 |  | 0 | 2.52 | 0 | 0 | 0 | 2.52 | 0 | 0 | 0 | 0.84 | 0 | 0 | 0 | 0 | 0 | 0 | 0 | 0 | 0 | 0 | 0 | 0 | 0 | 0 | 0 | 0 | 0 | 0 | 0 | 0 | 0 | 0 | 0 | 0 | 1 | 1 | 1 | 1
656 | 6 | 56 | 8 | 8 |  | Education - University (break) |  | Education - University - Dining Area (break) | Education - University | Dining Area | Education - University - Dining Area | (break) | Education - University (break) | Education - University - Dining Area (break) | University Cafeteria (break) | all | Closed | 38 | 38 | 0.024015 | 1.3637 | 1.3637 | 1.1819 | 1.1819 | 1.1819 | 1.1819 | 1.1819 | 0 | 0 | 0 | 0 | 0 | 0 | 0 | 1.0454 | 1.0454 | 0.90598 | 0.90598 | 0.90598 | 0.90598 | 0.90598 | 0.0011462 | 0.0011462 | 0.0009934 | 0.0009934 | 0.0009934 | 0.0009934 | 0.0009934 | 0 | 0 | 0 | 0 | 0 | 0 | 0 | 0 | 0 | 0 | 0 | 0 | 0 | 0 | 0.035 | 0.035 | 0.035 | 0.035 | 0.035 | 0.035 | 0.035 | 0.034185 | 0.034185 | 0.034148 | 0.03403 | 0.033817 | 0.033741 | 0.033741 | 0.11926 | 0.11926 | 0.10336 | 0.10336 | 0.10336 | 0.10336 | 0.10336 | 0 | 0 | 0 | 0 | 0 | 0 | 0 | 0.091418 | 0.091418 | 0.079229 | 0.079229 | 0.079229 | 0.079229 | 0.079229 | 0.00010024 | 0.00010024 | 8.6874e-05 | 8.6874e-05 | 8.6874e-05 | 8.6874e-05 | 8.6874e-05 | 0 | 0 | 0 | 0 | 0 | 0 | 0 | 0 | 0 | 0 | 0 | 0 | 0 | 0 | 0.035 | 0.035 | 0.035 | 0.035 | 0.035 | 0.035 | 0.035 | 0.034185 | 0.034185 | 0.034148 | 0.03403 | 0.033817 | 0.033741 | 0.033741 | University Cafeteria (break) ILit Cls | University Cafeteria (break) ILit Cls | 2 | 3.5 | 3.5 | University Cafeteria (break) ILit2 Cls | University Cafeteria (break) ILit Cls | University Cafeteria (break) ILit Cls | 2 | 3.5 | 3.5 | 2 | 0.84 | 0.035 | 0.035 | 0.035 | 0.035 | 0.035 | 0.035 | 0.035 | 0.035 | 0.035 | 0.035 | 0.035 | 0.035 | 0.035 | 0.035 | 0.035 | 0.035 | 0.035 | 0.035 | 0.035 | 0.035 | 0.035 | 0.035 | 0.035 | 0.035 | 0.035 | 0.84 | 0.035 | 0.035 | 0.035 | 0.035 | 0.035 | 0.035 | 0.035 | 0.035 | 0.035 | 0.035 | 0.035 | 0.035 | 0.035 | 0.035 | 0.035 | 0.035 | 0.035 | 0.035 | 0.035 | 0.035 | 0.035 | 0.035 | 0.035 | 0.035 | 0.035 | 0 | 0 | 0 | 0 | 0 | 0 | 0 | 0 | 0 | 0 | 0 | 0 | 0 | 0 | 0 | 0 | 0 | 0 | 0 | 0 | 0 | 0 | 0 | 0 | 0 | 0 | 0 | 0 | 0 | 0 | 0 | 0 | 0 | 0 | 0 | 0 | 0 | 0 | 0 | 0 | 0 | 0 | 0 | 0 | 0 | 0 | 0 | 0 | 16 | 0.66337 | 0.20792 | 0.079208 | 0.049505 | 0.76136 | 0.0048776 | 0.00015974 | 0.00015974 | 0.00013844 | 0.00013844 | 0.00013844 | 0.00013844 | 0.00013844 | Education - University (break) | 0.004128 | 0.004128 | 0.0040915 | 0.0041369 | 0.0041138 | 0.0040849 | 0.0040849 | Education - University - Dining Area - (break) - all | 16 | 7 | 17 | 0 | 31.92 | 0 | 31.92 | 0 | 0 | 0 | 0.84 | 0 | 0 | 0 | 0 | 0 | 0 | 0 | 0 | 0 | 0 | 0 | 0 | 0 | 0 | 0 | 0 | 0 | 0 | 0 | 0 | 0 | 0 | 0 | 0 | 0 | 0 |  | 0 | 31.92 | 0 | 31.92 | 0 | 0 | 0 | 0.84 | 0 | 0 | 0 | 0 | 0 | 0 | 0 | 0 | 0 | 0 | 0 | 0 | 0 | 0 | 0 | 0 | 0 | 0 | 0 | 0 | 0 | 0 | 0 | 0 | 0 | 0 | 1 | 1 | 1 | 1
657 | 6 | 57 | 5 | 9 |  |  |  |  | Education - University | Dining Area | Education - University - Dining Area | (summer) | Education - University (summer) | Education - University - Dining Area (summer) | University Cafeteria (summer) | Sat | Open | 8 | 8 | 0.024015 | 1.3637 | 1.3637 | 1.1819 | 1.1819 | 1.1819 | 1.1819 | 1.1819 | 0 | 0 | 0 | 0 | 0 | 0 | 0 | 0.77787 | 0.77787 | 0.67415 | 0.67415 | 0.67415 | 0.67415 | 0.67415 | 0 | 0 | 0 | 0 | 0 | 0 | 0 | 0 | 0 | 0 | 0 | 0 | 0 | 0 | 0 | 0 | 0 | 0 | 0 | 0 | 0 | 0 | 0 | 0 | 0 | 0 | 0 | 0 | 0 | 0 | 0 | 0 | 0 | 0 | 0 | 0.11926 | 0.11926 | 0.10336 | 0.10336 | 0.10336 | 0.10336 | 0.10336 | 0 | 0 | 0 | 0 | 0 | 0 | 0 | 0.062485 | 0.062485 | 0.054153 | 0.054153 | 0.054153 | 0.054153 | 0.054153 | 0 | 0 | 0 | 0 | 0 | 0 | 0 | 0 | 0 | 0 | 0 | 0 | 0 | 0 | 0 | 0 | 0 | 0 | 0 | 0 | 0 | 0 | 0 | 0 | 0 | 0 | 0 | 0 | 0 | 0 | 0 | 0 | 0 | 0 | 0 | University Cafeteria (summer) ILit Sat | University Cafeteria (summer) ILit all | 3641 | 2.5 | 22.52 | University Cafeteria (summer) ILit2 Sat | University Cafeteria (summer) ILit Sat | University Cafeteria (summer) ILit all | 3641 | 3.25 | 19.705 | 3641 | 2.969 | 0.2252 | 0.025 | 0.025 | 0.025 | 0.025 | 0.025 | 0.025 | 0.069489 | 0.11398 | 0.2252 | 0.2252 | 0.2252 | 0.2252 | 0.2252 | 0.2252 | 0.2252 | 0.2252 | 0.2252 | 0.2252 | 0.2252 | 0.058367 | 0.025 | 0.025 | 0.025 | 0.025 | 2.7272 | 0.19705 | 0.0325 | 0.0325 | 0.0325 | 0.0325 | 0.0325 | 0.0325 | 0.069067 | 0.10563 | 0.19705 | 0.19705 | 0.19705 | 0.19705 | 0.19705 | 0.19705 | 0.19705 | 0.19705 | 0.19705 | 0.19705 | 0.19705 | 0.059925 | 0.0325 | 0.0325 | 0.0325 | 0.0325 | 0 | 0 | 0 | 0 | 0 | 0 | 0.22222 | 0.44444 | 1 | 1 | 1 | 1 | 1 | 1 | 1 | 1 | 1 | 1 | 1 | 0.16667 | 0 | 0 | 0 | 0 | 0 | 0 | 0 | 0 | 0 | 0 | 0.22222 | 0.44444 | 1 | 1 | 1 | 1 | 1 | 1 | 1 | 1 | 1 | 1 | 1 | 0.16667 | 0 | 0 | 0 | 0 | 16 | 0.66337 | 0.20792 | 0.079208 | 0.049505 | 0.76136 | 0 | 0 | 0 | 0 | 0 | 0 | 0 | 0 |  | 0.046389 | 0.046389 | 0.045827 | 0.046816 | 0.046842 | 0.045593 | 0.045593 | Education - University - Dining Area - (summer) - Sat | 10 | 9 | 18 | 16.2144 | 7.5379 | 0 | 0 | 16.2144 | 7.5379 | 0 | 0 | 2.0268 | 0.94223 | 0 | 0 | 0 | 0 | 0 | 0 | 0 | 0 | 0.2252 | 0.2252 | 0.2252 | 0.2252 | 0.2252 | 0.2252 | 0.2252 | 0.2252 | 0.2252 | 0 | 0 | 0 | 0 | 0 | 0 | 0 |  | 14.1876 | 7.6298 | 0 | 0 | 14.1876 | 7.6298 | 0 | 0 | 1.7734 | 0.95373 | 0 | 0 | 0 | 0 | 0 | 0 | 0 | 0 | 0.19705 | 0.19705 | 0.19705 | 0.19705 | 0.19705 | 0.19705 | 0.19705 | 0.19705 | 0.19705 | 0 | 0 | 0 | 0 | 0 | 0 | 0 | 1 | 1 | 1 | 1
658 | 6 | 58 | 6 | 10 |  |  |  |  | Education - University | Dining Area | Education - University - Dining Area | (summer) | Education - University (summer) | Education - University - Dining Area (summer) | University Cafeteria (summer) | Sun | Open | 8 | 8 | 0.024015 | 1.3637 | 1.3637 | 1.1819 | 1.1819 | 1.1819 | 1.1819 | 1.1819 | 0 | 0 | 0 | 0 | 0 | 0 | 0 | 0.77787 | 0.77787 | 0.67415 | 0.67415 | 0.67415 | 0.67415 | 0.67415 | 0 | 0 | 0 | 0 | 0 | 0 | 0 | 0 | 0 | 0 | 0 | 0 | 0 | 0 | 0 | 0 | 0 | 0 | 0 | 0 | 0 | 0 | 0 | 0 | 0 | 0 | 0 | 0 | 0 | 0 | 0 | 0 | 0 | 0 | 0 | 0.11926 | 0.11926 | 0.10336 | 0.10336 | 0.10336 | 0.10336 | 0.10336 | 0 | 0 | 0 | 0 | 0 | 0 | 0 | 0.062485 | 0.062485 | 0.054153 | 0.054153 | 0.054153 | 0.054153 | 0.054153 | 0 | 0 | 0 | 0 | 0 | 0 | 0 | 0 | 0 | 0 | 0 | 0 | 0 | 0 | 0 | 0 | 0 | 0 | 0 | 0 | 0 | 0 | 0 | 0 | 0 | 0 | 0 | 0 | 0 | 0 | 0 | 0 | 0 | 0 | 0 | University Cafeteria (summer) ILit Sun | University Cafeteria (summer) ILit all | 3641 | 2.5 | 22.52 | University Cafeteria (summer) ILit2 Sun | University Cafeteria (summer) ILit Sun | University Cafeteria (summer) ILit all | 3641 | 3.25 | 19.705 | 3641 | 2.969 | 0.2252 | 0.025 | 0.025 | 0.025 | 0.025 | 0.025 | 0.025 | 0.069489 | 0.11398 | 0.2252 | 0.2252 | 0.2252 | 0.2252 | 0.2252 | 0.2252 | 0.2252 | 0.2252 | 0.2252 | 0.2252 | 0.2252 | 0.058367 | 0.025 | 0.025 | 0.025 | 0.025 | 2.7272 | 0.19705 | 0.0325 | 0.0325 | 0.0325 | 0.0325 | 0.0325 | 0.0325 | 0.069067 | 0.10563 | 0.19705 | 0.19705 | 0.19705 | 0.19705 | 0.19705 | 0.19705 | 0.19705 | 0.19705 | 0.19705 | 0.19705 | 0.19705 | 0.059925 | 0.0325 | 0.0325 | 0.0325 | 0.0325 | 0 | 0 | 0 | 0 | 0 | 0 | 0.22222 | 0.44444 | 1 | 1 | 1 | 1 | 1 | 1 | 1 | 1 | 1 | 1 | 1 | 0.16667 | 0 | 0 | 0 | 0 | 0 | 0 | 0 | 0 | 0 | 0 | 0.22222 | 0.44444 | 1 | 1 | 1 | 1 | 1 | 1 | 1 | 1 | 1 | 1 | 1 | 0.16667 | 0 | 0 | 0 | 0 | 16 | 0.66337 | 0.20792 | 0.079208 | 0.049505 | 0.76136 | 0 | 0 | 0 | 0 | 0 | 0 | 0 | 0 |  | 0.046389 | 0.046389 | 0.045827 | 0.046816 | 0.046842 | 0.045593 | 0.045593 | Education - University - Dining Area - (summer) - Sun | 12 | 9 | 18 | 16.2144 | 7.5379 | 0 | 0 | 16.2144 | 7.5379 | 0 | 0 | 2.0268 | 0.94223 | 0 | 0 | 0 | 0 | 0 | 0 | 0 | 0 | 0.2252 | 0.2252 | 0.2252 | 0.2252 | 0.2252 | 0.2252 | 0.2252 | 0.2252 | 0.2252 | 0 | 0 | 0 | 0 | 0 | 0 | 0 |  | 14.1876 | 7.6298 | 0 | 0 | 14.1876 | 7.6298 | 0 | 0 | 1.7734 | 0.95373 | 0 | 0 | 0 | 0 | 0 | 0 | 0 | 0 | 0.19705 | 0.19705 | 0.19705 | 0.19705 | 0.19705 | 0.19705 | 0.19705 | 0.19705 | 0.19705 | 0 | 0 | 0 | 0 | 0 | 0 | 0 | 1 | 1 | 1 | 1
659 | 6 | 59 | 7 | 11 |  |  |  |  | Education - University | Dining Area | Education - University - Dining Area | (summer) | Education - University (summer) | Education - University - Dining Area (summer) | University Cafeteria (summer) | Hol | Open | 1 | 1 | 0.024015 | 1.3637 | 1.3637 | 1.1819 | 1.1819 | 1.1819 | 1.1819 | 1.1819 | 0 | 0 | 0 | 0 | 0 | 0 | 0 | 0.097234 | 0.097234 | 0.084269 | 0.084269 | 0.084269 | 0.084269 | 0.084269 | 0 | 0 | 0 | 0 | 0 | 0 | 0 | 0 | 0 | 0 | 0 | 0 | 0 | 0 | 0 | 0 | 0 | 0 | 0 | 0 | 0 | 0 | 0 | 0 | 0 | 0 | 0 | 0 | 0 | 0 | 0 | 0 | 0 | 0 | 0 | 0.11926 | 0.11926 | 0.10336 | 0.10336 | 0.10336 | 0.10336 | 0.10336 | 0 | 0 | 0 | 0 | 0 | 0 | 0 | 0.0078106 | 0.0078106 | 0.0067692 | 0.0067692 | 0.0067692 | 0.0067692 | 0.0067692 | 0 | 0 | 0 | 0 | 0 | 0 | 0 | 0 | 0 | 0 | 0 | 0 | 0 | 0 | 0 | 0 | 0 | 0 | 0 | 0 | 0 | 0 | 0 | 0 | 0 | 0 | 0 | 0 | 0 | 0 | 0 | 0 | 0 | 0 | 0 | University Cafeteria (summer) ILit Hol | University Cafeteria (summer) ILit all | 3641 | 2.5 | 22.52 | University Cafeteria (summer) ILit2 Hol | University Cafeteria (summer) ILit Hol | University Cafeteria (summer) ILit all | 3641 | 3.25 | 19.705 | 3641 | 2.969 | 0.2252 | 0.025 | 0.025 | 0.025 | 0.025 | 0.025 | 0.025 | 0.069489 | 0.11398 | 0.2252 | 0.2252 | 0.2252 | 0.2252 | 0.2252 | 0.2252 | 0.2252 | 0.2252 | 0.2252 | 0.2252 | 0.2252 | 0.058367 | 0.025 | 0.025 | 0.025 | 0.025 | 2.7272 | 0.19705 | 0.0325 | 0.0325 | 0.0325 | 0.0325 | 0.0325 | 0.0325 | 0.069067 | 0.10563 | 0.19705 | 0.19705 | 0.19705 | 0.19705 | 0.19705 | 0.19705 | 0.19705 | 0.19705 | 0.19705 | 0.19705 | 0.19705 | 0.059925 | 0.0325 | 0.0325 | 0.0325 | 0.0325 | 0 | 0 | 0 | 0 | 0 | 0 | 0.22222 | 0.44444 | 1 | 1 | 1 | 1 | 1 | 1 | 1 | 1 | 1 | 1 | 1 | 0.16667 | 0 | 0 | 0 | 0 | 0 | 0 | 0 | 0 | 0 | 0 | 0.22222 | 0.44444 | 1 | 1 | 1 | 1 | 1 | 1 | 1 | 1 | 1 | 1 | 1 | 0.16667 | 0 | 0 | 0 | 0 | 16 | 0.66337 | 0.20792 | 0.079208 | 0.049505 | 0.76136 | 0 | 0 | 0 | 0 | 0 | 0 | 0 | 0 |  | 0.046389 | 0.046389 | 0.045827 | 0.046816 | 0.046842 | 0.045593 | 0.045593 | Education - University - Dining Area - (summer) - Hol | 14 | 9 | 18 | 2.0268 | 0.94223 | 0 | 0 | 2.0268 | 0.94223 | 0 | 0 | 2.0268 | 0.94223 | 0 | 0 | 0 | 0 | 0 | 0 | 0 | 0 | 0.2252 | 0.2252 | 0.2252 | 0.2252 | 0.2252 | 0.2252 | 0.2252 | 0.2252 | 0.2252 | 0 | 0 | 0 | 0 | 0 | 0 | 0 |  | 1.7734 | 0.95373 | 0 | 0 | 1.7734 | 0.95373 | 0 | 0 | 1.7734 | 0.95373 | 0 | 0 | 0 | 0 | 0 | 0 | 0 | 0 | 0.19705 | 0.19705 | 0.19705 | 0.19705 | 0.19705 | 0.19705 | 0.19705 | 0.19705 | 0.19705 | 0 | 0 | 0 | 0 | 0 | 0 | 0 | 1 | 1 | 1 | 1
660 | 6 | 60 | 8 | 12 |  | Education - University (summer) | Education - University - Dining Area | Education - University - Dining Area (summer) | Education - University | Dining Area | Education - University - Dining Area | (summer) | Education - University (summer) | Education - University - Dining Area (summer) | University Cafeteria (summer) | all | Open | 44 | 44 | 0.024015 | 1.3637 | 1.3637 | 1.1819 | 1.1819 | 1.1819 | 1.1819 | 1.1819 | 0.032749 | 0.032749 | 0.028383 | 0.028383 | 0.028383 | 0.028383 | 0.028383 | 9.9382 | 9.9382 | 8.6131 | 8.6131 | 8.6131 | 8.6131 | 8.6131 | 0.017193 | 0.017193 | 0.014901 | 0.014901 | 0.014901 | 0.014901 | 0.014901 | 2645.9277 | 2645.9277 | 2645.9277 | 2645.9277 | 2645.9277 | 2645.9277 | 2645.9277 | 0 | 0 | 0 | 0 | 0 | 0 | 0 | 0.525 | 0.525 | 0.525 | 0.525 | 0.525 | 0.525 | 0.525 | 0.38138 | 0.38138 | 0.37988 | 0.38266 | 0.38272 | 0.37462 | 0.37462 | 0.11926 | 0.11926 | 0.10336 | 0.10336 | 0.10336 | 0.10336 | 0.10336 | 0.002864 | 0.002864 | 0.0024821 | 0.0024821 | 0.0024821 | 0.0024821 | 0.0024821 | 0.76302 | 0.76302 | 0.66128 | 0.66128 | 0.66128 | 0.66128 | 0.66128 | 0.0012888 | 0.0012888 | 0.001117 | 0.001117 | 0.001117 | 0.001117 | 0.001117 | 2380.1153 | 2380.1153 | 2380.1153 | 2380.1153 | 2380.1153 | 2380.1153 | 2380.1153 | 0 | 0 | 0 | 0 | 0 | 0 | 0 | 0.45 | 0.45 | 0.45 | 0.45 | 0.45 | 0.45 | 0.45 | 0.38134 | 0.38134 | 0.38012 | 0.38292 | 0.38226 | 0.37407 | 0.37407 | University Cafeteria (summer) ILit all | University Cafeteria (summer) ILit all | 3640 | 5.625 | 52.5 | University Cafeteria (summer) ILit2 all | University Cafeteria (summer) ILit all | University Cafeteria (summer) ILit all | 3640 | 6 | 45 | 3640 | 6.8969 | 0.525 | 0.05625 | 0.05625 | 0.05625 | 0.05625 | 0.05625 | 0.05625 | 0.16042 | 0.26458 | 0.525 | 0.525 | 0.525 | 0.525 | 0.525 | 0.525 | 0.525 | 0.525 | 0.525 | 0.525 | 0.525 | 0.13437 | 0.05625 | 0.05625 | 0.05625 | 0.05625 | 6.055 | 0.45 | 0.06 | 0.06 | 0.06 | 0.06 | 0.06 | 0.06 | 0.14667 | 0.23333 | 0.45 | 0.45 | 0.45 | 0.45 | 0.45 | 0.45 | 0.45 | 0.45 | 0.45 | 0.45 | 0.45 | 0.125 | 0.06 | 0.06 | 0.06 | 0.06 | 0 | 0 | 0 | 0 | 0 | 0 | 0.22222 | 0.44444 | 1 | 1 | 1 | 1 | 1 | 1 | 1 | 1 | 1 | 1 | 1 | 0.16667 | 0 | 0 | 0 | 0 | 0 | 0 | 0 | 0 | 0 | 0 | 0.22222 | 0.44444 | 1 | 1 | 1 | 1 | 1 | 1 | 1 | 1 | 1 | 1 | 1 | 0.16667 | 0 | 0 | 0 | 0 | 16 | 0.66337 | 0.20792 | 0.079208 | 0.049505 | 0.76136 | 0.073164 | 0.0023961 | 0.0023961 | 0.0020766 | 0.0020766 | 0.0020766 | 0.0020766 | 0.0020766 | Education - University (summer) | 0.046389 | 0.046389 | 0.045827 | 0.046816 | 0.046842 | 0.045593 | 0.045593 | Education - University - Dining Area - (summer) - all | 16 | 7 | 21 | 278.7125 | 24.75 | 278.7125 | 24.75 | 0 | 0 | 6.3344 | 0.5625 | 0 | 0 | 0 | 0 | 0 | 0 | 0 | 0 | 0.16042 | 0.26458 | 0.525 | 0.525 | 0.525 | 0.525 | 0.525 | 0.525 | 0.525 | 0.525 | 0.525 | 0.525 | 0.525 | 0.13437 | 0 | 0 | 0 | 0 |  | 240.02 | 26.4 | 240.02 | 26.4 | 0 | 0 | 5.455 | 0.6 | 0 | 0 | 0 | 0 | 0 | 0 | 0 | 0 | 0.14667 | 0.23333 | 0.45 | 0.45 | 0.45 | 0.45 | 0.45 | 0.45 | 0.45 | 0.45 | 0.45 | 0.45 | 0.45 | 0.125 | 0 | 0 | 0 | 0 | 1 | 1 | 1 | 1
661 | 6 | 61 | 5 | 1 |  |  |  |  | Education - University | Hotel/Motel Guest Room (incl. toilets) | Education - University - Hotel/Motel Guest Room (incl. toilets) |  | Education - University | Education - University - Hotel/Motel Guest Room (incl. toilets) | University Dorm (in session) | Sat | Open | 32 | 32 | 0.16992 | 0.72732 | 0.72732 | 0.72732 | 0.72732 | 0.72732 | 0.72732 | 0.72732 | 0 | 0 | 0 | 0 | 0 | 0 | 0 | 17.6082 | 17.6082 | 17.6082 | 17.6082 | 17.6082 | 17.6082 | 17.6082 | 0 | 0 | 0 | 0 | 0 | 0 | 0 | 0 | 0 | 0 | 0 | 0 | 0 | 0 | 0 | 0 | 0 | 0 | 0 | 0 | 0 | 0 | 0 | 0 | 0 | 0 | 0 | 0 | 0 | 0 | 0 | 0 | 0 | 0 | 0 | 0.063605 | 0.063605 | 0.063605 | 0.063605 | 0.063605 | 0.063605 | 0.063605 | 0 | 0 | 0 | 0 | 0 | 0 | 0 | 1.5399 | 1.5399 | 1.5399 | 1.5399 | 1.5399 | 1.5399 | 1.5399 | 0 | 0 | 0 | 0 | 0 | 0 | 0 | 0 | 0 | 0 | 0 | 0 | 0 | 0 | 0 | 0 | 0 | 0 | 0 | 0 | 0 | 0 | 0 | 0 | 0 | 0 | 0 | 0 | 0 | 0 | 0 | 0 | 0 | 0 | 0 | University Dorm (in session) ILit Sat | University Dorm (in session) ILit all | 3117 | 4.5 | 40 | University Dorm (in session) ILit2 Sat | University Dorm (in session) ILit Sat | University Dorm (in session) ILit all | 3117 | 4.5 | 40 | 3117 | 4.4525 | 0.26687 | 0.045 | 0.045 | 0.045 | 0.045 | 0.045 | 0.045 | 0.045 | 0.045 | 0.045 | 0.045 | 0.26687 | 0.26687 | 0.26687 | 0.26687 | 0.26687 | 0.26687 | 0.26687 | 0.26687 | 0.26687 | 0.26687 | 0.26687 | 0.26687 | 0.4 | 0.4 | 4.4525 | 0.26687 | 0.045 | 0.045 | 0.045 | 0.045 | 0.045 | 0.045 | 0.045 | 0.045 | 0.045 | 0.045 | 0.26687 | 0.26687 | 0.26687 | 0.26687 | 0.26687 | 0.26687 | 0.26687 | 0.26687 | 0.26687 | 0.26687 | 0.26687 | 0.26687 | 0.4 | 0.4 | 0 | 0 | 0 | 0 | 0 | 0 | 0 | 0 | 0 | 0 | 0.625 | 0.625 | 0.625 | 0.625 | 0.625 | 0.625 | 0.625 | 0.625 | 0.625 | 0.625 | 0.625 | 0.625 | 1 | 1 | 0 | 0 | 0 | 0 | 0 | 0 | 0 | 0 | 0 | 0 | 0.625 | 0.625 | 0.625 | 0.625 | 0.625 | 0.625 | 0.625 | 0.625 | 0.625 | 0.625 | 0.625 | 0.625 | 1 | 1 | 10 | 0.66337 | 0.20792 | 0.079208 | 0.049505 | 0.76136 | 0 | 0 | 0 | 0 | 0 | 0 | 0 | 0 |  | 0.077793 | 0.077793 | 0.076654 | 0.078941 | 0.079086 | 0.076715 | 0.076715 | Education - University - Hotel/Motel Guest Room (incl. toilets) - Sat | 10 | 9 | 18 | 62.66 | 79.82 | 0 | 0 | 62.66 | 79.82 | 0 | 0 | 1.9581 | 2.4944 | 0 | 0 | 0 | 0 | 0 | 0 | 0 | 0 | 0.045 | 0.045 | 0.26687 | 0.26687 | 0.26687 | 0.26687 | 0.26687 | 0.26687 | 0.26687 | 0 | 0 | 0 | 0 | 0 | 0 | 0 |  | 62.66 | 79.82 | 0 | 0 | 62.66 | 79.82 | 0 | 0 | 1.9581 | 2.4944 | 0 | 0 | 0 | 0 | 0 | 0 | 0 | 0 | 0.045 | 0.045 | 0.26687 | 0.26687 | 0.26687 | 0.26687 | 0.26687 | 0.26687 | 0.26687 | 0 | 0 | 0 | 0 | 0 | 0 | 0 | 1 | 1 | 1 | 1
662 | 6 | 62 | 6 | 2 |  |  |  |  | Education - University | Hotel/Motel Guest Room (incl. toilets) | Education - University - Hotel/Motel Guest Room (incl. toilets) |  | Education - University | Education - University - Hotel/Motel Guest Room (incl. toilets) | University Dorm (in session) | Sun | Open | 32 | 32 | 0.16992 | 0.72732 | 0.72732 | 0.72732 | 0.72732 | 0.72732 | 0.72732 | 0.72732 | 0 | 0 | 0 | 0 | 0 | 0 | 0 | 15.5023 | 15.5023 | 15.5023 | 15.5023 | 15.5023 | 15.5023 | 15.5023 | 0 | 0 | 0 | 0 | 0 | 0 | 0 | 0 | 0 | 0 | 0 | 0 | 0 | 0 | 0 | 0 | 0 | 0 | 0 | 0 | 0 | 0 | 0 | 0 | 0 | 0 | 0 | 0 | 0 | 0 | 0 | 0 | 0 | 0 | 0 | 0.063605 | 0.063605 | 0.063605 | 0.063605 | 0.063605 | 0.063605 | 0.063605 | 0 | 0 | 0 | 0 | 0 | 0 | 0 | 1.3557 | 1.3557 | 1.3557 | 1.3557 | 1.3557 | 1.3557 | 1.3557 | 0 | 0 | 0 | 0 | 0 | 0 | 0 | 0 | 0 | 0 | 0 | 0 | 0 | 0 | 0 | 0 | 0 | 0 | 0 | 0 | 0 | 0 | 0 | 0 | 0 | 0 | 0 | 0 | 0 | 0 | 0 | 0 | 0 | 0 | 0 | University Dorm (in session) ILit Sun | University Dorm (in session) ILit all | 3118 | 4.5 | 40 | University Dorm (in session) ILit2 Sun | University Dorm (in session) ILit Sun | University Dorm (in session) ILit all | 3118 | 4.5 | 40 | 3118 | 3.92 | 0.2225 | 0.045 | 0.045 | 0.045 | 0.045 | 0.045 | 0.045 | 0.045 | 0.045 | 0.045 | 0.045 | 0.2225 | 0.2225 | 0.2225 | 0.2225 | 0.2225 | 0.2225 | 0.2225 | 0.2225 | 0.2225 | 0.2225 | 0.2225 | 0.2225 | 0.4 | 0.4 | 3.92 | 0.2225 | 0.045 | 0.045 | 0.045 | 0.045 | 0.045 | 0.045 | 0.045 | 0.045 | 0.045 | 0.045 | 0.2225 | 0.2225 | 0.2225 | 0.2225 | 0.2225 | 0.2225 | 0.2225 | 0.2225 | 0.2225 | 0.2225 | 0.2225 | 0.2225 | 0.4 | 0.4 | 0 | 0 | 0 | 0 | 0 | 0 | 0 | 0 | 0 | 0 | 0.5 | 0.5 | 0.5 | 0.5 | 0.5 | 0.5 | 0.5 | 0.5 | 0.5 | 0.5 | 0.5 | 0.5 | 1 | 1 | 0 | 0 | 0 | 0 | 0 | 0 | 0 | 0 | 0 | 0 | 0.5 | 0.5 | 0.5 | 0.5 | 0.5 | 0.5 | 0.5 | 0.5 | 0.5 | 0.5 | 0.5 | 0.5 | 1 | 1 | 10 | 0.66337 | 0.20792 | 0.079208 | 0.049505 | 0.76136 | 0 | 0 | 0 | 0 | 0 | 0 | 0 | 0 |  | 0.077793 | 0.077793 | 0.076654 | 0.078941 | 0.079086 | 0.076715 | 0.076715 | Education - University - Hotel/Motel Guest Room (incl. toilets) - Sun | 12 | 9 | 18 | 52.72 | 72.72 | 0 | 0 | 52.72 | 72.72 | 0 | 0 | 1.6475 | 2.2725 | 0 | 0 | 0 | 0 | 0 | 0 | 0 | 0 | 0.045 | 0.045 | 0.2225 | 0.2225 | 0.2225 | 0.2225 | 0.2225 | 0.2225 | 0.2225 | 0 | 0 | 0 | 0 | 0 | 0 | 0 |  | 52.72 | 72.72 | 0 | 0 | 52.72 | 72.72 | 0 | 0 | 1.6475 | 2.2725 | 0 | 0 | 0 | 0 | 0 | 0 | 0 | 0 | 0.045 | 0.045 | 0.2225 | 0.2225 | 0.2225 | 0.2225 | 0.2225 | 0.2225 | 0.2225 | 0 | 0 | 0 | 0 | 0 | 0 | 0 | 1 | 1 | 1 | 1
663 | 6 | 63 | 7 | 3 |  |  |  |  | Education - University | Hotel/Motel Guest Room (incl. toilets) | Education - University - Hotel/Motel Guest Room (incl. toilets) |  | Education - University | Education - University - Hotel/Motel Guest Room (incl. toilets) | University Dorm (in session) | Hol | Open | 6 | 6 | 0.16992 | 0.72732 | 0.72732 | 0.72732 | 0.72732 | 0.72732 | 0.72732 | 0.72732 | 0 | 0 | 0 | 0 | 0 | 0 | 0 | 2.9067 | 2.9067 | 2.9067 | 2.9067 | 2.9067 | 2.9067 | 2.9067 | 0 | 0 | 0 | 0 | 0 | 0 | 0 | 0 | 0 | 0 | 0 | 0 | 0 | 0 | 0 | 0 | 0 | 0 | 0 | 0 | 0 | 0 | 0 | 0 | 0 | 0 | 0 | 0 | 0 | 0 | 0 | 0 | 0 | 0 | 0 | 0.063605 | 0.063605 | 0.063605 | 0.063605 | 0.063605 | 0.063605 | 0.063605 | 0 | 0 | 0 | 0 | 0 | 0 | 0 | 0.25419 | 0.25419 | 0.25419 | 0.25419 | 0.25419 | 0.25419 | 0.25419 | 0 | 0 | 0 | 0 | 0 | 0 | 0 | 0 | 0 | 0 | 0 | 0 | 0 | 0 | 0 | 0 | 0 | 0 | 0 | 0 | 0 | 0 | 0 | 0 | 0 | 0 | 0 | 0 | 0 | 0 | 0 | 0 | 0 | 0 | 0 | University Dorm (in session) ILit Hol | University Dorm (in session) ILit all | 3118 | 4.5 | 40 | University Dorm (in session) ILit2 Hol | University Dorm (in session) ILit Hol | University Dorm (in session) ILit all | 3118 | 4.5 | 40 | 3118 | 3.92 | 0.2225 | 0.045 | 0.045 | 0.045 | 0.045 | 0.045 | 0.045 | 0.045 | 0.045 | 0.045 | 0.045 | 0.2225 | 0.2225 | 0.2225 | 0.2225 | 0.2225 | 0.2225 | 0.2225 | 0.2225 | 0.2225 | 0.2225 | 0.2225 | 0.2225 | 0.4 | 0.4 | 3.92 | 0.2225 | 0.045 | 0.045 | 0.045 | 0.045 | 0.045 | 0.045 | 0.045 | 0.045 | 0.045 | 0.045 | 0.2225 | 0.2225 | 0.2225 | 0.2225 | 0.2225 | 0.2225 | 0.2225 | 0.2225 | 0.2225 | 0.2225 | 0.2225 | 0.2225 | 0.4 | 0.4 | 0 | 0 | 0 | 0 | 0 | 0 | 0 | 0 | 0 | 0 | 0.5 | 0.5 | 0.5 | 0.5 | 0.5 | 0.5 | 0.5 | 0.5 | 0.5 | 0.5 | 0.5 | 0.5 | 1 | 1 | 0 | 0 | 0 | 0 | 0 | 0 | 0 | 0 | 0 | 0 | 0.5 | 0.5 | 0.5 | 0.5 | 0.5 | 0.5 | 0.5 | 0.5 | 0.5 | 0.5 | 0.5 | 0.5 | 1 | 1 | 10 | 0.66337 | 0.20792 | 0.079208 | 0.049505 | 0.76136 | 0 | 0 | 0 | 0 | 0 | 0 | 0 | 0 |  | 0.077793 | 0.077793 | 0.076654 | 0.078941 | 0.079086 | 0.076715 | 0.076715 | Education - University - Hotel/Motel Guest Room (incl. toilets) - Hol | 14 | 9 | 18 | 9.885 | 13.635 | 0 | 0 | 9.885 | 13.635 | 0 | 0 | 1.6475 | 2.2725 | 0 | 0 | 0 | 0 | 0 | 0 | 0 | 0 | 0.045 | 0.045 | 0.2225 | 0.2225 | 0.2225 | 0.2225 | 0.2225 | 0.2225 | 0.2225 | 0 | 0 | 0 | 0 | 0 | 0 | 0 |  | 9.885 | 13.635 | 0 | 0 | 9.885 | 13.635 | 0 | 0 | 1.6475 | 2.2725 | 0 | 0 | 0 | 0 | 0 | 0 | 0 | 0 | 0.045 | 0.045 | 0.2225 | 0.2225 | 0.2225 | 0.2225 | 0.2225 | 0.2225 | 0.2225 | 0 | 0 | 0 | 0 | 0 | 0 | 0 | 1 | 1 | 1 | 1
664 | 6 | 64 | 8 | 4 |  | Education - University |  | Education - University - Hotel/Motel Guest Room (incl. toilets) | Education - University | Hotel/Motel Guest Room (incl. toilets) | Education - University - Hotel/Motel Guest Room (incl. toilets) |  | Education - University | Education - University - Hotel/Motel Guest Room (incl. toilets) | University Dorm (in session) | all | Open | 169 | 169 | 0.16992 | 0.72732 | 0.72732 | 0.72732 | 0.72732 | 0.72732 | 0.72732 | 0.72732 | 0 | 0 | 0 | 0 | 0 | 0 | 0 | 84.6521 | 84.6521 | 84.6521 | 84.6521 | 84.6521 | 84.6521 | 84.6521 | 0.022013 | 0.022013 | 0.022013 | 0.022013 | 0.022013 | 0.022013 | 0.022013 | 0 | 0 | 0 | 0 | 0 | 0 | 0 | 0 | 0 | 0 | 0 | 0 | 0 | 0 | 0.17813 | 0.17813 | 0.17813 | 0.17813 | 0.17813 | 0.17813 | 0.17813 | 0.63621 | 0.63621 | 0.63191 | 0.64193 | 0.64283 | 0.62685 | 0.62685 | 0.063605 | 0.063605 | 0.063605 | 0.063605 | 0.063605 | 0.063605 | 0.063605 | 0 | 0 | 0 | 0 | 0 | 0 | 0 | 7.403 | 7.403 | 7.403 | 7.403 | 7.403 | 7.403 | 7.403 | 0.0019251 | 0.0019251 | 0.0019251 | 0.0019251 | 0.0019251 | 0.0019251 | 0.0019251 | 0 | 0 | 0 | 0 | 0 | 0 | 0 | 0 | 0 | 0 | 0 | 0 | 0 | 0 | 0.17813 | 0.17813 | 0.17813 | 0.17813 | 0.17813 | 0.17813 | 0.17813 | 0.59459 | 0.59459 | 0.58961 | 0.59374 | 0.59192 | 0.58297 | 0.58297 | University Dorm (in session) ILit all | University Dorm (in session) ILit all | 3116 | 4.5 | 40 | University Dorm (in session) ILit2 all | University Dorm (in session) ILit all | University Dorm (in session) ILit all | 3116 | 4.5 | 40 | 3116 | 4.0531 | 0.17813 | 0.045 | 0.045 | 0.045 | 0.045 | 0.045 | 0.045 | 0.045 | 0.045 | 0.17813 | 0.17813 | 0.17813 | 0.17813 | 0.17813 | 0.17813 | 0.17813 | 0.17813 | 0.17813 | 0.31125 | 0.31125 | 0.4 | 0.4 | 0.4 | 0.13375 | 0.13375 | 4.0531 | 0.17813 | 0.045 | 0.045 | 0.045 | 0.045 | 0.045 | 0.045 | 0.045 | 0.045 | 0.17813 | 0.17813 | 0.17813 | 0.17813 | 0.17813 | 0.17813 | 0.17813 | 0.17813 | 0.17813 | 0.31125 | 0.31125 | 0.4 | 0.4 | 0.4 | 0.13375 | 0.13375 | 0 | 0 | 0 | 0 | 0 | 0 | 0 | 0 | 0.375 | 0.375 | 0.375 | 0.375 | 0.375 | 0.375 | 0.375 | 0.375 | 0.375 | 0.75 | 0.75 | 1 | 1 | 1 | 0.25 | 0.25 | 0 | 0 | 0 | 0 | 0 | 0 | 0 | 0 | 0.375 | 0.375 | 0.375 | 0.375 | 0.375 | 0.375 | 0.375 | 0.375 | 0.375 | 0.75 | 0.75 | 1 | 1 | 1 | 0.25 | 0.25 | 10 | 0.66337 | 0.20792 | 0.079208 | 0.049505 | 0.76136 | 0.02585 | 0.0031946 | 0.0031946 | 0.0031946 | 0.0031946 | 0.0031946 | 0.0031946 | 0.0031946 | Education - University | 0.077793 | 0.077793 | 0.076654 | 0.078941 | 0.079086 | 0.076715 | 0.076715 | Education - University - Hotel/Motel Guest Room (incl. toilets) - all | 16 | 7 | 21 | 458.9406 | 226.0375 | 458.9406 | 226.0375 | 0 | 0 | 2.7156 | 1.3375 | 0 | 0 | 0 | 0 | 0 | 0 | 0 | 0 | 0.045 | 0.045 | 0.17813 | 0.17813 | 0.17813 | 0.17813 | 0.17813 | 0.17813 | 0.17813 | 0.17813 | 0.17813 | 0.31125 | 0.31125 | 0.4 | 0 | 0 | 0 | 0 |  | 458.9406 | 226.0375 | 458.9406 | 226.0375 | 0 | 0 | 2.7156 | 1.3375 | 0 | 0 | 0 | 0 | 0 | 0 | 0 | 0 | 0.045 | 0.045 | 0.17813 | 0.17813 | 0.17813 | 0.17813 | 0.17813 | 0.17813 | 0.17813 | 0.17813 | 0.17813 | 0.31125 | 0.31125 | 0.4 | 0 | 0 | 0 | 0 | 1 | 1 | 1 | 1
665 | 6 | 65 | 5 | 5 |  |  |  |  | Education - University | Hotel/Motel Guest Room (incl. toilets) | Education - University - Hotel/Motel Guest Room (incl. toilets) | (break) | Education - University (break) | Education - University - Hotel/Motel Guest Room (incl. toilets) (break) | University Dorm (break) | Sat | Closed | 12 | 12 | 0.16992 | 0.72732 | 0.72732 | 0.72732 | 0.72732 | 0.72732 | 0.72732 | 0.72732 | 0 | 0 | 0 | 0 | 0 | 0 | 0 | 0.71184 | 0.71184 | 0.71184 | 0.71184 | 0.71184 | 0.71184 | 0.71184 | 0 | 0 | 0 | 0 | 0 | 0 | 0 | 0 | 0 | 0 | 0 | 0 | 0 | 0 | 0 | 0 | 0 | 0 | 0 | 0 | 0 | 0 | 0 | 0 | 0 | 0 | 0 | 0 | 0 | 0 | 0 | 0 | 0 | 0 | 0 | 0.063605 | 0.063605 | 0.063605 | 0.063605 | 0.063605 | 0.063605 | 0.063605 | 0 | 0 | 0 | 0 | 0 | 0 | 0 | 0.062252 | 0.062252 | 0.062252 | 0.062252 | 0.062252 | 0.062252 | 0.062252 | 0 | 0 | 0 | 0 | 0 | 0 | 0 | 0 | 0 | 0 | 0 | 0 | 0 | 0 | 0 | 0 | 0 | 0 | 0 | 0 | 0 | 0 | 0 | 0 | 0 | 0 | 0 | 0 | 0 | 0 | 0 | 0 | 0 | 0 | 0 | University Dorm (break) ILit Cls | University Dorm (break) ILit Cls | 2 | 2 | 2 | University Dorm (break) ILit2 Cls | University Dorm (break) ILit Cls | University Dorm (break) ILit Cls | 2 | 2 | 2 | 2 | 0.48 | 0.02 | 0.02 | 0.02 | 0.02 | 0.02 | 0.02 | 0.02 | 0.02 | 0.02 | 0.02 | 0.02 | 0.02 | 0.02 | 0.02 | 0.02 | 0.02 | 0.02 | 0.02 | 0.02 | 0.02 | 0.02 | 0.02 | 0.02 | 0.02 | 0.02 | 0.48 | 0.02 | 0.02 | 0.02 | 0.02 | 0.02 | 0.02 | 0.02 | 0.02 | 0.02 | 0.02 | 0.02 | 0.02 | 0.02 | 0.02 | 0.02 | 0.02 | 0.02 | 0.02 | 0.02 | 0.02 | 0.02 | 0.02 | 0.02 | 0.02 | 0.02 | 0 | 0 | 0 | 0 | 0 | 0 | 0 | 0 | 0 | 0 | 0 | 0 | 0 | 0 | 0 | 0 | 0 | 0 | 0 | 0 | 0 | 0 | 0 | 0 | 0 | 0 | 0 | 0 | 0 | 0 | 0 | 0 | 0 | 0 | 0 | 0 | 0 | 0 | 0 | 0 | 0 | 0 | 0 | 0 | 0 | 0 | 0 | 0 | 10 | 0.66337 | 0.20792 | 0.079208 | 0.049505 | 0.76136 | 0 | 0 | 0 | 0 | 0 | 0 | 0 | 0 |  | 0.004128 | 0.004128 | 0.0040915 | 0.0041369 | 0.0041138 | 0.0040849 | 0.0040849 | Education - University - Hotel/Motel Guest Room (incl. toilets) - (break) - Sat | 10 | 9 | 14 | 0 | 5.76 | 0 | 0 | 0 | 5.76 | 0 | 0 | 0 | 0.48 | 0 | 0 | 0 | 0 | 0 | 0 | 0 | 0 | 0 | 0 | 0 | 0 | 0 | 0 | 0 | 0 | 0 | 0 | 0 | 0 | 0 | 0 | 0 | 0 |  | 0 | 5.76 | 0 | 0 | 0 | 5.76 | 0 | 0 | 0 | 0.48 | 0 | 0 | 0 | 0 | 0 | 0 | 0 | 0 | 0 | 0 | 0 | 0 | 0 | 0 | 0 | 0 | 0 | 0 | 0 | 0 | 0 | 0 | 0 | 0 | 1 | 1 | 1 | 1
666 | 6 | 66 | 6 | 6 |  |  |  |  | Education - University | Hotel/Motel Guest Room (incl. toilets) | Education - University - Hotel/Motel Guest Room (incl. toilets) | (break) | Education - University (break) | Education - University - Hotel/Motel Guest Room (incl. toilets) (break) | University Dorm (break) | Sun | Closed | 12 | 12 | 0.16992 | 0.72732 | 0.72732 | 0.72732 | 0.72732 | 0.72732 | 0.72732 | 0.72732 | 0 | 0 | 0 | 0 | 0 | 0 | 0 | 0.71184 | 0.71184 | 0.71184 | 0.71184 | 0.71184 | 0.71184 | 0.71184 | 0 | 0 | 0 | 0 | 0 | 0 | 0 | 0 | 0 | 0 | 0 | 0 | 0 | 0 | 0 | 0 | 0 | 0 | 0 | 0 | 0 | 0 | 0 | 0 | 0 | 0 | 0 | 0 | 0 | 0 | 0 | 0 | 0 | 0 | 0 | 0.063605 | 0.063605 | 0.063605 | 0.063605 | 0.063605 | 0.063605 | 0.063605 | 0 | 0 | 0 | 0 | 0 | 0 | 0 | 0.062252 | 0.062252 | 0.062252 | 0.062252 | 0.062252 | 0.062252 | 0.062252 | 0 | 0 | 0 | 0 | 0 | 0 | 0 | 0 | 0 | 0 | 0 | 0 | 0 | 0 | 0 | 0 | 0 | 0 | 0 | 0 | 0 | 0 | 0 | 0 | 0 | 0 | 0 | 0 | 0 | 0 | 0 | 0 | 0 | 0 | 0 | University Dorm (break) ILit Cls | University Dorm (break) ILit Cls | 2 | 2 | 2 | University Dorm (break) ILit2 Cls | University Dorm (break) ILit Cls | University Dorm (break) ILit Cls | 2 | 2 | 2 | 2 | 0.48 | 0.02 | 0.02 | 0.02 | 0.02 | 0.02 | 0.02 | 0.02 | 0.02 | 0.02 | 0.02 | 0.02 | 0.02 | 0.02 | 0.02 | 0.02 | 0.02 | 0.02 | 0.02 | 0.02 | 0.02 | 0.02 | 0.02 | 0.02 | 0.02 | 0.02 | 0.48 | 0.02 | 0.02 | 0.02 | 0.02 | 0.02 | 0.02 | 0.02 | 0.02 | 0.02 | 0.02 | 0.02 | 0.02 | 0.02 | 0.02 | 0.02 | 0.02 | 0.02 | 0.02 | 0.02 | 0.02 | 0.02 | 0.02 | 0.02 | 0.02 | 0.02 | 0 | 0 | 0 | 0 | 0 | 0 | 0 | 0 | 0 | 0 | 0 | 0 | 0 | 0 | 0 | 0 | 0 | 0 | 0 | 0 | 0 | 0 | 0 | 0 | 0 | 0 | 0 | 0 | 0 | 0 | 0 | 0 | 0 | 0 | 0 | 0 | 0 | 0 | 0 | 0 | 0 | 0 | 0 | 0 | 0 | 0 | 0 | 0 | 10 | 0.66337 | 0.20792 | 0.079208 | 0.049505 | 0.76136 | 0 | 0 | 0 | 0 | 0 | 0 | 0 | 0 |  | 0.004128 | 0.004128 | 0.0040915 | 0.0041369 | 0.0041138 | 0.0040849 | 0.0040849 | Education - University - Hotel/Motel Guest Room (incl. toilets) - (break) - Sun | 12 | 9 | 14 | 0 | 5.76 | 0 | 0 | 0 | 5.76 | 0 | 0 | 0 | 0.48 | 0 | 0 | 0 | 0 | 0 | 0 | 0 | 0 | 0 | 0 | 0 | 0 | 0 | 0 | 0 | 0 | 0 | 0 | 0 | 0 | 0 | 0 | 0 | 0 |  | 0 | 5.76 | 0 | 0 | 0 | 5.76 | 0 | 0 | 0 | 0.48 | 0 | 0 | 0 | 0 | 0 | 0 | 0 | 0 | 0 | 0 | 0 | 0 | 0 | 0 | 0 | 0 | 0 | 0 | 0 | 0 | 0 | 0 | 0 | 0 | 1 | 1 | 1 | 1
667 | 6 | 67 | 7 | 7 |  |  |  |  | Education - University | Hotel/Motel Guest Room (incl. toilets) | Education - University - Hotel/Motel Guest Room (incl. toilets) | (break) | Education - University (break) | Education - University - Hotel/Motel Guest Room (incl. toilets) (break) | University Dorm (break) | Hol | Closed | 3 | 3 | 0.16992 | 0.72732 | 0.72732 | 0.72732 | 0.72732 | 0.72732 | 0.72732 | 0.72732 | 0 | 0 | 0 | 0 | 0 | 0 | 0 | 0.17796 | 0.17796 | 0.17796 | 0.17796 | 0.17796 | 0.17796 | 0.17796 | 0 | 0 | 0 | 0 | 0 | 0 | 0 | 0 | 0 | 0 | 0 | 0 | 0 | 0 | 0 | 0 | 0 | 0 | 0 | 0 | 0 | 0 | 0 | 0 | 0 | 0 | 0 | 0 | 0 | 0 | 0 | 0 | 0 | 0 | 0 | 0.063605 | 0.063605 | 0.063605 | 0.063605 | 0.063605 | 0.063605 | 0.063605 | 0 | 0 | 0 | 0 | 0 | 0 | 0 | 0.015563 | 0.015563 | 0.015563 | 0.015563 | 0.015563 | 0.015563 | 0.015563 | 0 | 0 | 0 | 0 | 0 | 0 | 0 | 0 | 0 | 0 | 0 | 0 | 0 | 0 | 0 | 0 | 0 | 0 | 0 | 0 | 0 | 0 | 0 | 0 | 0 | 0 | 0 | 0 | 0 | 0 | 0 | 0 | 0 | 0 | 0 | University Dorm (break) ILit Cls | University Dorm (break) ILit Cls | 2 | 2 | 2 | University Dorm (break) ILit2 Cls | University Dorm (break) ILit Cls | University Dorm (break) ILit Cls | 2 | 2 | 2 | 2 | 0.48 | 0.02 | 0.02 | 0.02 | 0.02 | 0.02 | 0.02 | 0.02 | 0.02 | 0.02 | 0.02 | 0.02 | 0.02 | 0.02 | 0.02 | 0.02 | 0.02 | 0.02 | 0.02 | 0.02 | 0.02 | 0.02 | 0.02 | 0.02 | 0.02 | 0.02 | 0.48 | 0.02 | 0.02 | 0.02 | 0.02 | 0.02 | 0.02 | 0.02 | 0.02 | 0.02 | 0.02 | 0.02 | 0.02 | 0.02 | 0.02 | 0.02 | 0.02 | 0.02 | 0.02 | 0.02 | 0.02 | 0.02 | 0.02 | 0.02 | 0.02 | 0.02 | 0 | 0 | 0 | 0 | 0 | 0 | 0 | 0 | 0 | 0 | 0 | 0 | 0 | 0 | 0 | 0 | 0 | 0 | 0 | 0 | 0 | 0 | 0 | 0 | 0 | 0 | 0 | 0 | 0 | 0 | 0 | 0 | 0 | 0 | 0 | 0 | 0 | 0 | 0 | 0 | 0 | 0 | 0 | 0 | 0 | 0 | 0 | 0 | 10 | 0.66337 | 0.20792 | 0.079208 | 0.049505 | 0.76136 | 0 | 0 | 0 | 0 | 0 | 0 | 0 | 0 |  | 0.004128 | 0.004128 | 0.0040915 | 0.0041369 | 0.0041138 | 0.0040849 | 0.0040849 | Education - University - Hotel/Motel Guest Room (incl. toilets) - (break) - Hol | 14 | 9 | 14 | 0 | 1.44 | 0 | 0 | 0 | 1.44 | 0 | 0 | 0 | 0.48 | 0 | 0 | 0 | 0 | 0 | 0 | 0 | 0 | 0 | 0 | 0 | 0 | 0 | 0 | 0 | 0 | 0 | 0 | 0 | 0 | 0 | 0 | 0 | 0 |  | 0 | 1.44 | 0 | 0 | 0 | 1.44 | 0 | 0 | 0 | 0.48 | 0 | 0 | 0 | 0 | 0 | 0 | 0 | 0 | 0 | 0 | 0 | 0 | 0 | 0 | 0 | 0 | 0 | 0 | 0 | 0 | 0 | 0 | 0 | 0 | 1 | 1 | 1 | 1
668 | 6 | 68 | 8 | 8 |  | Education - University (break) |  | Education - University - Hotel/Motel Guest Room (incl. toilets) (break) | Education - University | Hotel/Motel Guest Room (incl. toilets) | Education - University - Hotel/Motel Guest Room (incl. toilets) | (break) | Education - University (break) | Education - University - Hotel/Motel Guest Room (incl. toilets) (break) | University Dorm (break) | all | Closed | 38 | 38 | 0.16992 | 0.72732 | 0.72732 | 0.72732 | 0.72732 | 0.72732 | 0.72732 | 0.72732 | 0 | 0 | 0 | 0 | 0 | 0 | 0 | 2.2542 | 2.2542 | 2.2542 | 2.2542 | 2.2542 | 2.2542 | 2.2542 | 0.0024717 | 0.0024717 | 0.0024717 | 0.0024717 | 0.0024717 | 0.0024717 | 0.0024717 | 0 | 0 | 0 | 0 | 0 | 0 | 0 | 0 | 0 | 0 | 0 | 0 | 0 | 0 | 0.02 | 0.02 | 0.02 | 0.02 | 0.02 | 0.02 | 0.02 | 0.034185 | 0.034185 | 0.034148 | 0.03403 | 0.033817 | 0.033741 | 0.033741 | 0.063605 | 0.063605 | 0.063605 | 0.063605 | 0.063605 | 0.063605 | 0.063605 | 0 | 0 | 0 | 0 | 0 | 0 | 0 | 0.19713 | 0.19713 | 0.19713 | 0.19713 | 0.19713 | 0.19713 | 0.19713 | 0.00021615 | 0.00021615 | 0.00021615 | 0.00021615 | 0.00021615 | 0.00021615 | 0.00021615 | 0 | 0 | 0 | 0 | 0 | 0 | 0 | 0 | 0 | 0 | 0 | 0 | 0 | 0 | 0.02 | 0.02 | 0.02 | 0.02 | 0.02 | 0.02 | 0.02 | 0.034185 | 0.034185 | 0.034148 | 0.03403 | 0.033817 | 0.033741 | 0.033741 | University Dorm (break) ILit Cls | University Dorm (break) ILit Cls | 2 | 2 | 2 | University Dorm (break) ILit2 Cls | University Dorm (break) ILit Cls | University Dorm (break) ILit Cls | 2 | 2 | 2 | 2 | 0.48 | 0.02 | 0.02 | 0.02 | 0.02 | 0.02 | 0.02 | 0.02 | 0.02 | 0.02 | 0.02 | 0.02 | 0.02 | 0.02 | 0.02 | 0.02 | 0.02 | 0.02 | 0.02 | 0.02 | 0.02 | 0.02 | 0.02 | 0.02 | 0.02 | 0.02 | 0.48 | 0.02 | 0.02 | 0.02 | 0.02 | 0.02 | 0.02 | 0.02 | 0.02 | 0.02 | 0.02 | 0.02 | 0.02 | 0.02 | 0.02 | 0.02 | 0.02 | 0.02 | 0.02 | 0.02 | 0.02 | 0.02 | 0.02 | 0.02 | 0.02 | 0.02 | 0 | 0 | 0 | 0 | 0 | 0 | 0 | 0 | 0 | 0 | 0 | 0 | 0 | 0 | 0 | 0 | 0 | 0 | 0 | 0 | 0 | 0 | 0 | 0 | 0 | 0 | 0 | 0 | 0 | 0 | 0 | 0 | 0 | 0 | 0 | 0 | 0 | 0 | 0 | 0 | 0 | 0 | 0 | 0 | 0 | 0 | 0 | 0 | 10 | 0.66337 | 0.20792 | 0.079208 | 0.049505 | 0.76136 | 0.0029025 | 0.0003587 | 0.0003587 | 0.0003587 | 0.0003587 | 0.0003587 | 0.0003587 | 0.0003587 | Education - University (break) | 0.004128 | 0.004128 | 0.0040915 | 0.0041369 | 0.0041138 | 0.0040849 | 0.0040849 | Education - University - Hotel/Motel Guest Room (incl. toilets) - (break) - all | 16 | 7 | 17 | 0 | 18.24 | 0 | 18.24 | 0 | 0 | 0 | 0.48 | 0 | 0 | 0 | 0 | 0 | 0 | 0 | 0 | 0 | 0 | 0 | 0 | 0 | 0 | 0 | 0 | 0 | 0 | 0 | 0 | 0 | 0 | 0 | 0 | 0 | 0 |  | 0 | 18.24 | 0 | 18.24 | 0 | 0 | 0 | 0.48 | 0 | 0 | 0 | 0 | 0 | 0 | 0 | 0 | 0 | 0 | 0 | 0 | 0 | 0 | 0 | 0 | 0 | 0 | 0 | 0 | 0 | 0 | 0 | 0 | 0 | 0 | 1 | 1 | 1 | 1
669 | 6 | 69 | 5 | 9 |  |  |  |  | Education - University | Hotel/Motel Guest Room (incl. toilets) | Education - University - Hotel/Motel Guest Room (incl. toilets) | (summer) | Education - University (summer) | Education - University - Hotel/Motel Guest Room (incl. toilets) (summer) | University Dorm (summer) | Sat | Open | 8 | 8 | 0.16992 | 0.72732 | 0.72732 | 0.72732 | 0.72732 | 0.72732 | 0.72732 | 0.72732 | 0 | 0 | 0 | 0 | 0 | 0 | 0 | 2.2449 | 2.2449 | 2.2449 | 2.2449 | 2.2449 | 2.2449 | 2.2449 | 0 | 0 | 0 | 0 | 0 | 0 | 0 | 0 | 0 | 0 | 0 | 0 | 0 | 0 | 0 | 0 | 0 | 0 | 0 | 0 | 0 | 0 | 0 | 0 | 0 | 0 | 0 | 0 | 0 | 0 | 0 | 0 | 0 | 0 | 0 | 0.063605 | 0.063605 | 0.063605 | 0.063605 | 0.063605 | 0.063605 | 0.063605 | 0 | 0 | 0 | 0 | 0 | 0 | 0 | 0.19632 | 0.19632 | 0.19632 | 0.19632 | 0.19632 | 0.19632 | 0.19632 | 0 | 0 | 0 | 0 | 0 | 0 | 0 | 0 | 0 | 0 | 0 | 0 | 0 | 0 | 0 | 0 | 0 | 0 | 0 | 0 | 0 | 0 | 0 | 0 | 0 | 0 | 0 | 0 | 0 | 0 | 0 | 0 | 0 | 0 | 0 | University Dorm (summer) ILit Sat | University Dorm (summer) ILit all | 3117 | 3.375 | 18.75 | University Dorm (summer) ILit2 Sat | University Dorm (summer) ILit Sat | University Dorm (summer) ILit all | 3117 | 3.375 | 18.75 | 3117 | 2.2706 | 0.12984 | 0.03375 | 0.03375 | 0.03375 | 0.03375 | 0.03375 | 0.03375 | 0.03375 | 0.03375 | 0.03375 | 0.03375 | 0.12984 | 0.12984 | 0.12984 | 0.12984 | 0.12984 | 0.12984 | 0.12984 | 0.12984 | 0.12984 | 0.12984 | 0.12984 | 0.12984 | 0.1875 | 0.1875 | 2.2706 | 0.12984 | 0.03375 | 0.03375 | 0.03375 | 0.03375 | 0.03375 | 0.03375 | 0.03375 | 0.03375 | 0.03375 | 0.03375 | 0.12984 | 0.12984 | 0.12984 | 0.12984 | 0.12984 | 0.12984 | 0.12984 | 0.12984 | 0.12984 | 0.12984 | 0.12984 | 0.12984 | 0.1875 | 0.1875 | 0 | 0 | 0 | 0 | 0 | 0 | 0 | 0 | 0 | 0 | 0.625 | 0.625 | 0.625 | 0.625 | 0.625 | 0.625 | 0.625 | 0.625 | 0.625 | 0.625 | 0.625 | 0.625 | 1 | 1 | 0 | 0 | 0 | 0 | 0 | 0 | 0 | 0 | 0 | 0 | 0.625 | 0.625 | 0.625 | 0.625 | 0.625 | 0.625 | 0.625 | 0.625 | 0.625 | 0.625 | 0.625 | 0.625 | 1 | 1 | 10 | 0.66337 | 0.20792 | 0.079208 | 0.049505 | 0.76136 | 0 | 0 | 0 | 0 | 0 | 0 | 0 | 0 |  | 0.046389 | 0.046389 | 0.045827 | 0.046816 | 0.046842 | 0.045593 | 0.045593 | Education - University - Hotel/Motel Guest Room (incl. toilets) - (summer) - Sat | 10 | 9 | 18 | 7.8113 | 10.3538 | 0 | 0 | 7.8113 | 10.3538 | 0 | 0 | 0.97641 | 1.2942 | 0 | 0 | 0 | 0 | 0 | 0 | 0 | 0 | 0.03375 | 0.03375 | 0.12984 | 0.12984 | 0.12984 | 0.12984 | 0.12984 | 0.12984 | 0.12984 | 0 | 0 | 0 | 0 | 0 | 0 | 0 |  | 7.8113 | 10.3538 | 0 | 0 | 7.8113 | 10.3538 | 0 | 0 | 0.97641 | 1.2942 | 0 | 0 | 0 | 0 | 0 | 0 | 0 | 0 | 0.03375 | 0.03375 | 0.12984 | 0.12984 | 0.12984 | 0.12984 | 0.12984 | 0.12984 | 0.12984 | 0 | 0 | 0 | 0 | 0 | 0 | 0 | 1 | 1 | 1 | 1
670 | 6 | 70 | 6 | 10 |  |  |  |  | Education - University | Hotel/Motel Guest Room (incl. toilets) | Education - University - Hotel/Motel Guest Room (incl. toilets) | (summer) | Education - University (summer) | Education - University - Hotel/Motel Guest Room (incl. toilets) (summer) | University Dorm (summer) | Sun | Open | 8 | 8 | 0.16992 | 0.72732 | 0.72732 | 0.72732 | 0.72732 | 0.72732 | 0.72732 | 0.72732 | 0 | 0 | 0 | 0 | 0 | 0 | 0 | 2.0169 | 2.0169 | 2.0169 | 2.0169 | 2.0169 | 2.0169 | 2.0169 | 0 | 0 | 0 | 0 | 0 | 0 | 0 | 0 | 0 | 0 | 0 | 0 | 0 | 0 | 0 | 0 | 0 | 0 | 0 | 0 | 0 | 0 | 0 | 0 | 0 | 0 | 0 | 0 | 0 | 0 | 0 | 0 | 0 | 0 | 0 | 0.063605 | 0.063605 | 0.063605 | 0.063605 | 0.063605 | 0.063605 | 0.063605 | 0 | 0 | 0 | 0 | 0 | 0 | 0 | 0.17638 | 0.17638 | 0.17638 | 0.17638 | 0.17638 | 0.17638 | 0.17638 | 0 | 0 | 0 | 0 | 0 | 0 | 0 | 0 | 0 | 0 | 0 | 0 | 0 | 0 | 0 | 0 | 0 | 0 | 0 | 0 | 0 | 0 | 0 | 0 | 0 | 0 | 0 | 0 | 0 | 0 | 0 | 0 | 0 | 0 | 0 | University Dorm (summer) ILit Sun | University Dorm (summer) ILit all | 3118 | 3.375 | 18.75 | University Dorm (summer) ILit2 Sun | University Dorm (summer) ILit Sun | University Dorm (summer) ILit all | 3118 | 3.375 | 18.75 | 3118 | 2.04 | 0.11063 | 0.03375 | 0.03375 | 0.03375 | 0.03375 | 0.03375 | 0.03375 | 0.03375 | 0.03375 | 0.03375 | 0.03375 | 0.11063 | 0.11063 | 0.11063 | 0.11063 | 0.11063 | 0.11063 | 0.11063 | 0.11063 | 0.11063 | 0.11063 | 0.11063 | 0.11063 | 0.1875 | 0.1875 | 2.04 | 0.11063 | 0.03375 | 0.03375 | 0.03375 | 0.03375 | 0.03375 | 0.03375 | 0.03375 | 0.03375 | 0.03375 | 0.03375 | 0.11063 | 0.11063 | 0.11063 | 0.11063 | 0.11063 | 0.11063 | 0.11063 | 0.11063 | 0.11063 | 0.11063 | 0.11063 | 0.11063 | 0.1875 | 0.1875 | 0 | 0 | 0 | 0 | 0 | 0 | 0 | 0 | 0 | 0 | 0.5 | 0.5 | 0.5 | 0.5 | 0.5 | 0.5 | 0.5 | 0.5 | 0.5 | 0.5 | 0.5 | 0.5 | 1 | 1 | 0 | 0 | 0 | 0 | 0 | 0 | 0 | 0 | 0 | 0 | 0.5 | 0.5 | 0.5 | 0.5 | 0.5 | 0.5 | 0.5 | 0.5 | 0.5 | 0.5 | 0.5 | 0.5 | 1 | 1 | 10 | 0.66337 | 0.20792 | 0.079208 | 0.049505 | 0.76136 | 0 | 0 | 0 | 0 | 0 | 0 | 0 | 0 |  | 0.046389 | 0.046389 | 0.045827 | 0.046816 | 0.046842 | 0.045593 | 0.045593 | Education - University - Hotel/Motel Guest Room (incl. toilets) - (summer) - Sun | 12 | 9 | 18 | 6.735 | 9.585 | 0 | 0 | 6.735 | 9.585 | 0 | 0 | 0.84187 | 1.1981 | 0 | 0 | 0 | 0 | 0 | 0 | 0 | 0 | 0.03375 | 0.03375 | 0.11063 | 0.11063 | 0.11063 | 0.11063 | 0.11063 | 0.11063 | 0.11063 | 0 | 0 | 0 | 0 | 0 | 0 | 0 |  | 6.735 | 9.585 | 0 | 0 | 6.735 | 9.585 | 0 | 0 | 0.84187 | 1.1981 | 0 | 0 | 0 | 0 | 0 | 0 | 0 | 0 | 0.03375 | 0.03375 | 0.11063 | 0.11063 | 0.11063 | 0.11063 | 0.11063 | 0.11063 | 0.11063 | 0 | 0 | 0 | 0 | 0 | 0 | 0 | 1 | 1 | 1 | 1
671 | 6 | 71 | 7 | 11 |  |  |  |  | Education - University | Hotel/Motel Guest Room (incl. toilets) | Education - University - Hotel/Motel Guest Room (incl. toilets) | (summer) | Education - University (summer) | Education - University - Hotel/Motel Guest Room (incl. toilets) (summer) | University Dorm (summer) | Hol | Open | 1 | 1 | 0.16992 | 0.72732 | 0.72732 | 0.72732 | 0.72732 | 0.72732 | 0.72732 | 0.72732 | 0 | 0 | 0 | 0 | 0 | 0 | 0 | 0.25211 | 0.25211 | 0.25211 | 0.25211 | 0.25211 | 0.25211 | 0.25211 | 0 | 0 | 0 | 0 | 0 | 0 | 0 | 0 | 0 | 0 | 0 | 0 | 0 | 0 | 0 | 0 | 0 | 0 | 0 | 0 | 0 | 0 | 0 | 0 | 0 | 0 | 0 | 0 | 0 | 0 | 0 | 0 | 0 | 0 | 0 | 0.063605 | 0.063605 | 0.063605 | 0.063605 | 0.063605 | 0.063605 | 0.063605 | 0 | 0 | 0 | 0 | 0 | 0 | 0 | 0.022047 | 0.022047 | 0.022047 | 0.022047 | 0.022047 | 0.022047 | 0.022047 | 0 | 0 | 0 | 0 | 0 | 0 | 0 | 0 | 0 | 0 | 0 | 0 | 0 | 0 | 0 | 0 | 0 | 0 | 0 | 0 | 0 | 0 | 0 | 0 | 0 | 0 | 0 | 0 | 0 | 0 | 0 | 0 | 0 | 0 | 0 | University Dorm (summer) ILit Hol | University Dorm (summer) ILit all | 3118 | 3.375 | 18.75 | University Dorm (summer) ILit2 Hol | University Dorm (summer) ILit Hol | University Dorm (summer) ILit all | 3118 | 3.375 | 18.75 | 3118 | 2.04 | 0.11063 | 0.03375 | 0.03375 | 0.03375 | 0.03375 | 0.03375 | 0.03375 | 0.03375 | 0.03375 | 0.03375 | 0.03375 | 0.11063 | 0.11063 | 0.11063 | 0.11063 | 0.11063 | 0.11063 | 0.11063 | 0.11063 | 0.11063 | 0.11063 | 0.11063 | 0.11063 | 0.1875 | 0.1875 | 2.04 | 0.11063 | 0.03375 | 0.03375 | 0.03375 | 0.03375 | 0.03375 | 0.03375 | 0.03375 | 0.03375 | 0.03375 | 0.03375 | 0.11063 | 0.11063 | 0.11063 | 0.11063 | 0.11063 | 0.11063 | 0.11063 | 0.11063 | 0.11063 | 0.11063 | 0.11063 | 0.11063 | 0.1875 | 0.1875 | 0 | 0 | 0 | 0 | 0 | 0 | 0 | 0 | 0 | 0 | 0.5 | 0.5 | 0.5 | 0.5 | 0.5 | 0.5 | 0.5 | 0.5 | 0.5 | 0.5 | 0.5 | 0.5 | 1 | 1 | 0 | 0 | 0 | 0 | 0 | 0 | 0 | 0 | 0 | 0 | 0.5 | 0.5 | 0.5 | 0.5 | 0.5 | 0.5 | 0.5 | 0.5 | 0.5 | 0.5 | 0.5 | 0.5 | 1 | 1 | 10 | 0.66337 | 0.20792 | 0.079208 | 0.049505 | 0.76136 | 0 | 0 | 0 | 0 | 0 | 0 | 0 | 0 |  | 0.046389 | 0.046389 | 0.045827 | 0.046816 | 0.046842 | 0.045593 | 0.045593 | Education - University - Hotel/Motel Guest Room (incl. toilets) - (summer) - Hol | 14 | 9 | 18 | 0.84187 | 1.1981 | 0 | 0 | 0.84187 | 1.1981 | 0 | 0 | 0.84187 | 1.1981 | 0 | 0 | 0 | 0 | 0 | 0 | 0 | 0 | 0.03375 | 0.03375 | 0.11063 | 0.11063 | 0.11063 | 0.11063 | 0.11063 | 0.11063 | 0.11063 | 0 | 0 | 0 | 0 | 0 | 0 | 0 |  | 0.84187 | 1.1981 | 0 | 0 | 0.84187 | 1.1981 | 0 | 0 | 0.84187 | 1.1981 | 0 | 0 | 0 | 0 | 0 | 0 | 0 | 0 | 0.03375 | 0.03375 | 0.11063 | 0.11063 | 0.11063 | 0.11063 | 0.11063 | 0.11063 | 0.11063 | 0 | 0 | 0 | 0 | 0 | 0 | 0 | 1 | 1 | 1 | 1
672 | 6 | 72 | 8 | 12 |  | Education - University (summer) | Education - University - Hotel/Motel Guest Room (incl. toilets) | Education - University - Hotel/Motel Guest Room (incl. toilets) (summer) | Education - University | Hotel/Motel Guest Room (incl. toilets) | Education - University - Hotel/Motel Guest Room (incl. toilets) | (summer) | Education - University (summer) | Education - University - Hotel/Motel Guest Room (incl. toilets) (summer) | University Dorm (summer) | all | Open | 44 | 44 | 0.16992 | 0.72732 | 0.72732 | 0.72732 | 0.72732 | 0.72732 | 0.72732 | 0.72732 | 0.12358 | 0.12358 | 0.12358 | 0.12358 | 0.12358 | 0.12358 | 0.12358 | 11.4064 | 11.4064 | 11.4064 | 11.4064 | 11.4064 | 11.4064 | 11.4064 | 0.011296 | 0.011296 | 0.011296 | 0.011296 | 0.011296 | 0.011296 | 0.011296 | 1136.44 | 1136.44 | 1136.44 | 1136.44 | 1136.44 | 1136.44 | 1136.44 | 0 | 0 | 0 | 0 | 0 | 0 | 0 | 0.091406 | 0.091406 | 0.091406 | 0.091406 | 0.091406 | 0.091406 | 0.091406 | 0.38138 | 0.38138 | 0.37988 | 0.38266 | 0.38272 | 0.37462 | 0.37462 | 0.063605 | 0.063605 | 0.063605 | 0.063605 | 0.063605 | 0.063605 | 0.063605 | 0.010808 | 0.010808 | 0.010808 | 0.010808 | 0.010808 | 0.010808 | 0.010808 | 0.99751 | 0.99751 | 0.99751 | 0.99751 | 0.99751 | 0.99751 | 0.99751 | 0.00098788 | 0.00098788 | 0.00098788 | 0.00098788 | 0.00098788 | 0.00098788 | 0.00098788 | 1136.44 | 1136.44 | 1136.44 | 1136.44 | 1136.44 | 1136.44 | 1136.44 | 0 | 0 | 0 | 0 | 0 | 0 | 0 | 0.091406 | 0.091406 | 0.091406 | 0.091406 | 0.091406 | 0.091406 | 0.091406 | 0.38134 | 0.38134 | 0.38012 | 0.38292 | 0.38226 | 0.37407 | 0.37407 | University Dorm (summer) ILit all | University Dorm (summer) ILit all | 3116 | 3.375 | 18.75 | University Dorm (summer) ILit2 all | University Dorm (summer) ILit all | University Dorm (summer) ILit all | 3116 | 3.375 | 18.75 | 3116 | 2.0977 | 0.091406 | 0.03375 | 0.03375 | 0.03375 | 0.03375 | 0.03375 | 0.03375 | 0.03375 | 0.03375 | 0.091406 | 0.091406 | 0.091406 | 0.091406 | 0.091406 | 0.091406 | 0.091406 | 0.091406 | 0.091406 | 0.14906 | 0.14906 | 0.1875 | 0.1875 | 0.1875 | 0.072188 | 0.072188 | 2.0977 | 0.091406 | 0.03375 | 0.03375 | 0.03375 | 0.03375 | 0.03375 | 0.03375 | 0.03375 | 0.03375 | 0.091406 | 0.091406 | 0.091406 | 0.091406 | 0.091406 | 0.091406 | 0.091406 | 0.091406 | 0.091406 | 0.14906 | 0.14906 | 0.1875 | 0.1875 | 0.1875 | 0.072188 | 0.072188 | 0 | 0 | 0 | 0 | 0 | 0 | 0 | 0 | 0.375 | 0.375 | 0.375 | 0.375 | 0.375 | 0.375 | 0.375 | 0.375 | 0.375 | 0.75 | 0.75 | 1 | 1 | 1 | 0.25 | 0.25 | 0 | 0 | 0 | 0 | 0 | 0 | 0 | 0 | 0.375 | 0.375 | 0.375 | 0.375 | 0.375 | 0.375 | 0.375 | 0.375 | 0.375 | 0.75 | 0.75 | 1 | 1 | 1 | 0.25 | 0.25 | 10 | 0.66337 | 0.20792 | 0.079208 | 0.049505 | 0.76136 | 0.013265 | 0.0016394 | 0.0016394 | 0.0016394 | 0.0016394 | 0.0016394 | 0.0016394 | 0.0016394 | Education - University (summer) | 0.046389 | 0.046389 | 0.045827 | 0.046816 | 0.046842 | 0.045593 | 0.045593 | Education - University - Hotel/Motel Guest Room (incl. toilets) - (summer) - all | 16 | 7 | 21 | 60.5344 | 31.7625 | 60.5344 | 31.7625 | 0 | 0 | 1.3758 | 0.72187 | 0 | 0 | 0 | 0 | 0 | 0 | 0 | 0 | 0.03375 | 0.03375 | 0.091406 | 0.091406 | 0.091406 | 0.091406 | 0.091406 | 0.091406 | 0.091406 | 0.091406 | 0.091406 | 0.14906 | 0.14906 | 0.1875 | 0 | 0 | 0 | 0 |  | 60.5344 | 31.7625 | 60.5344 | 31.7625 | 0 | 0 | 1.3758 | 0.72187 | 0 | 0 | 0 | 0 | 0 | 0 | 0 | 0 | 0.03375 | 0.03375 | 0.091406 | 0.091406 | 0.091406 | 0.091406 | 0.091406 | 0.091406 | 0.091406 | 0.091406 | 0.091406 | 0.14906 | 0.14906 | 0.1875 | 0 | 0 | 0 | 0 | 1 | 1 | 1 | 1
673 | 6 | 73 | 5 | 1 |  |  |  |  | Education - University | Kitchen and Food Preparation | Education - University - Kitchen and Food Preparation |  | Education - University | Education - University - Kitchen and Food Preparation | University Kitchen (in session) | Sat | Open | 32 | 32 | 0.01049 | 1.5455 | 1.5455 | 1.5455 | 1.5455 | 1.4546 | 1.4546 | 1.4546 | 0 | 0 | 0 | 0 | 0 | 0 | 0 | 2.46 | 2.46 | 2.46 | 2.46 | 2.3153 | 2.3153 | 2.3153 | 0 | 0 | 0 | 0 | 0 | 0 | 0 | 0 | 0 | 0 | 0 | 0 | 0 | 0 | 0 | 0 | 0 | 0 | 0 | 0 | 0 | 0 | 0 | 0 | 0 | 0 | 0 | 0 | 0 | 0 | 0 | 0 | 0 | 0 | 0 | 0.13516 | 0.13516 | 0.13516 | 0.13516 | 0.12721 | 0.12721 | 0.12721 | 0 | 0 | 0 | 0 | 0 | 0 | 0 | 0.19913 | 0.19913 | 0.19913 | 0.19913 | 0.18742 | 0.18742 | 0.18742 | 0 | 0 | 0 | 0 | 0 | 0 | 0 | 0 | 0 | 0 | 0 | 0 | 0 | 0 | 0 | 0 | 0 | 0 | 0 | 0 | 0 | 0 | 0 | 0 | 0 | 0 | 0 | 0 | 0 | 0 | 0 | 0 | 0 | 0 | 0 | University Kitchen (in session) ILit Sat | University Kitchen (in session) ILit all | 3647 | 2.5 | 37.5 | University Kitchen (in session) ILit2 Sat | University Kitchen (in session) ILit Sat | University Kitchen (in session) ILit all | 3647 | 3.25 | 33.75 | 3647 | 4.7417 | 0.375 | 0.025 | 0.025 | 0.025 | 0.025 | 0.025 | 0.025 | 0.10278 | 0.18056 | 0.375 | 0.375 | 0.375 | 0.375 | 0.375 | 0.375 | 0.375 | 0.375 | 0.375 | 0.375 | 0.375 | 0.083333 | 0.025 | 0.025 | 0.025 | 0.025 | 4.3892 | 0.3375 | 0.0325 | 0.0325 | 0.0325 | 0.0325 | 0.0325 | 0.0325 | 0.10028 | 0.16806 | 0.3375 | 0.3375 | 0.3375 | 0.3375 | 0.3375 | 0.3375 | 0.3375 | 0.3375 | 0.3375 | 0.3375 | 0.3375 | 0.083333 | 0.0325 | 0.0325 | 0.0325 | 0.0325 | 0 | 0 | 0 | 0 | 0 | 0 | 0.22222 | 0.44444 | 1 | 1 | 1 | 1 | 1 | 1 | 1 | 1 | 1 | 1 | 1 | 0.16667 | 0 | 0 | 0 | 0 | 0 | 0 | 0 | 0 | 0 | 0 | 0.22222 | 0.44444 | 1 | 1 | 1 | 1 | 1 | 1 | 1 | 1 | 1 | 1 | 1 | 0.16667 | 0 | 0 | 0 | 0 | 16 | 0.66337 | 0.20792 | 0.079208 | 0.049505 | 0.76136 | 0 | 0 | 0 | 0 | 0 | 0 | 0 | 0 |  | 0.077793 | 0.077793 | 0.076654 | 0.078941 | 0.079086 | 0.076715 | 0.076715 | Education - University - Kitchen and Food Preparation - Sat | 10 | 9 | 18 | 108 | 43.7333 | 0 | 0 | 108 | 43.7333 | 0 | 0 | 3.375 | 1.3667 | 0 | 0 | 0 | 0 | 0 | 0 | 0 | 0 | 0.375 | 0.375 | 0.375 | 0.375 | 0.375 | 0.375 | 0.375 | 0.375 | 0.375 | 0 | 0 | 0 | 0 | 0 | 0 | 0 |  | 97.2 | 43.2533 | 0 | 0 | 97.2 | 43.2533 | 0 | 0 | 3.0375 | 1.3517 | 0 | 0 | 0 | 0 | 0 | 0 | 0 | 0 | 0.3375 | 0.3375 | 0.3375 | 0.3375 | 0.3375 | 0.3375 | 0.3375 | 0.3375 | 0.3375 | 0 | 0 | 0 | 0 | 0 | 0 | 0 | 1 | 1 | 1 | 1
674 | 6 | 74 | 6 | 2 |  |  |  |  | Education - University | Kitchen and Food Preparation | Education - University - Kitchen and Food Preparation |  | Education - University | Education - University - Kitchen and Food Preparation | University Kitchen (in session) | Sun | Open | 32 | 32 | 0.01049 | 1.5455 | 1.5455 | 1.5455 | 1.5455 | 1.4546 | 1.4546 | 1.4546 | 0 | 0 | 0 | 0 | 0 | 0 | 0 | 2.46 | 2.46 | 2.46 | 2.46 | 2.3153 | 2.3153 | 2.3153 | 0 | 0 | 0 | 0 | 0 | 0 | 0 | 0 | 0 | 0 | 0 | 0 | 0 | 0 | 0 | 0 | 0 | 0 | 0 | 0 | 0 | 0 | 0 | 0 | 0 | 0 | 0 | 0 | 0 | 0 | 0 | 0 | 0 | 0 | 0 | 0.13516 | 0.13516 | 0.13516 | 0.13516 | 0.12721 | 0.12721 | 0.12721 | 0 | 0 | 0 | 0 | 0 | 0 | 0 | 0.19913 | 0.19913 | 0.19913 | 0.19913 | 0.18742 | 0.18742 | 0.18742 | 0 | 0 | 0 | 0 | 0 | 0 | 0 | 0 | 0 | 0 | 0 | 0 | 0 | 0 | 0 | 0 | 0 | 0 | 0 | 0 | 0 | 0 | 0 | 0 | 0 | 0 | 0 | 0 | 0 | 0 | 0 | 0 | 0 | 0 | 0 | University Kitchen (in session) ILit Sun | University Kitchen (in session) ILit all | 3647 | 2.5 | 37.5 | University Kitchen (in session) ILit2 Sun | University Kitchen (in session) ILit Sun | University Kitchen (in session) ILit all | 3647 | 3.25 | 33.75 | 3647 | 4.7417 | 0.375 | 0.025 | 0.025 | 0.025 | 0.025 | 0.025 | 0.025 | 0.10278 | 0.18056 | 0.375 | 0.375 | 0.375 | 0.375 | 0.375 | 0.375 | 0.375 | 0.375 | 0.375 | 0.375 | 0.375 | 0.083333 | 0.025 | 0.025 | 0.025 | 0.025 | 4.3892 | 0.3375 | 0.0325 | 0.0325 | 0.0325 | 0.0325 | 0.0325 | 0.0325 | 0.10028 | 0.16806 | 0.3375 | 0.3375 | 0.3375 | 0.3375 | 0.3375 | 0.3375 | 0.3375 | 0.3375 | 0.3375 | 0.3375 | 0.3375 | 0.083333 | 0.0325 | 0.0325 | 0.0325 | 0.0325 | 0 | 0 | 0 | 0 | 0 | 0 | 0.22222 | 0.44444 | 1 | 1 | 1 | 1 | 1 | 1 | 1 | 1 | 1 | 1 | 1 | 0.16667 | 0 | 0 | 0 | 0 | 0 | 0 | 0 | 0 | 0 | 0 | 0.22222 | 0.44444 | 1 | 1 | 1 | 1 | 1 | 1 | 1 | 1 | 1 | 1 | 1 | 0.16667 | 0 | 0 | 0 | 0 | 16 | 0.66337 | 0.20792 | 0.079208 | 0.049505 | 0.76136 | 0 | 0 | 0 | 0 | 0 | 0 | 0 | 0 |  | 0.077793 | 0.077793 | 0.076654 | 0.078941 | 0.079086 | 0.076715 | 0.076715 | Education - University - Kitchen and Food Preparation - Sun | 12 | 9 | 18 | 108 | 43.7333 | 0 | 0 | 108 | 43.7333 | 0 | 0 | 3.375 | 1.3667 | 0 | 0 | 0 | 0 | 0 | 0 | 0 | 0 | 0.375 | 0.375 | 0.375 | 0.375 | 0.375 | 0.375 | 0.375 | 0.375 | 0.375 | 0 | 0 | 0 | 0 | 0 | 0 | 0 |  | 97.2 | 43.2533 | 0 | 0 | 97.2 | 43.2533 | 0 | 0 | 3.0375 | 1.3517 | 0 | 0 | 0 | 0 | 0 | 0 | 0 | 0 | 0.3375 | 0.3375 | 0.3375 | 0.3375 | 0.3375 | 0.3375 | 0.3375 | 0.3375 | 0.3375 | 0 | 0 | 0 | 0 | 0 | 0 | 0 | 1 | 1 | 1 | 1
675 | 6 | 75 | 7 | 3 |  |  |  |  | Education - University | Kitchen and Food Preparation | Education - University - Kitchen and Food Preparation |  | Education - University | Education - University - Kitchen and Food Preparation | University Kitchen (in session) | Hol | Open | 6 | 6 | 0.01049 | 1.5455 | 1.5455 | 1.5455 | 1.5455 | 1.4546 | 1.4546 | 1.4546 | 0 | 0 | 0 | 0 | 0 | 0 | 0 | 0.46124 | 0.46124 | 0.46124 | 0.46124 | 0.43411 | 0.43411 | 0.43411 | 0 | 0 | 0 | 0 | 0 | 0 | 0 | 0 | 0 | 0 | 0 | 0 | 0 | 0 | 0 | 0 | 0 | 0 | 0 | 0 | 0 | 0 | 0 | 0 | 0 | 0 | 0 | 0 | 0 | 0 | 0 | 0 | 0 | 0 | 0 | 0.13516 | 0.13516 | 0.13516 | 0.13516 | 0.12721 | 0.12721 | 0.12721 | 0 | 0 | 0 | 0 | 0 | 0 | 0 | 0.037338 | 0.037338 | 0.037338 | 0.037338 | 0.035141 | 0.035141 | 0.035141 | 0 | 0 | 0 | 0 | 0 | 0 | 0 | 0 | 0 | 0 | 0 | 0 | 0 | 0 | 0 | 0 | 0 | 0 | 0 | 0 | 0 | 0 | 0 | 0 | 0 | 0 | 0 | 0 | 0 | 0 | 0 | 0 | 0 | 0 | 0 | University Kitchen (in session) ILit Hol | University Kitchen (in session) ILit all | 3647 | 2.5 | 37.5 | University Kitchen (in session) ILit2 Hol | University Kitchen (in session) ILit Hol | University Kitchen (in session) ILit all | 3647 | 3.25 | 33.75 | 3647 | 4.7417 | 0.375 | 0.025 | 0.025 | 0.025 | 0.025 | 0.025 | 0.025 | 0.10278 | 0.18056 | 0.375 | 0.375 | 0.375 | 0.375 | 0.375 | 0.375 | 0.375 | 0.375 | 0.375 | 0.375 | 0.375 | 0.083333 | 0.025 | 0.025 | 0.025 | 0.025 | 4.3892 | 0.3375 | 0.0325 | 0.0325 | 0.0325 | 0.0325 | 0.0325 | 0.0325 | 0.10028 | 0.16806 | 0.3375 | 0.3375 | 0.3375 | 0.3375 | 0.3375 | 0.3375 | 0.3375 | 0.3375 | 0.3375 | 0.3375 | 0.3375 | 0.083333 | 0.0325 | 0.0325 | 0.0325 | 0.0325 | 0 | 0 | 0 | 0 | 0 | 0 | 0.22222 | 0.44444 | 1 | 1 | 1 | 1 | 1 | 1 | 1 | 1 | 1 | 1 | 1 | 0.16667 | 0 | 0 | 0 | 0 | 0 | 0 | 0 | 0 | 0 | 0 | 0.22222 | 0.44444 | 1 | 1 | 1 | 1 | 1 | 1 | 1 | 1 | 1 | 1 | 1 | 0.16667 | 0 | 0 | 0 | 0 | 16 | 0.66337 | 0.20792 | 0.079208 | 0.049505 | 0.76136 | 0 | 0 | 0 | 0 | 0 | 0 | 0 | 0 |  | 0.077793 | 0.077793 | 0.076654 | 0.078941 | 0.079086 | 0.076715 | 0.076715 | Education - University - Kitchen and Food Preparation - Hol | 14 | 9 | 18 | 20.25 | 8.2 | 0 | 0 | 20.25 | 8.2 | 0 | 0 | 3.375 | 1.3667 | 0 | 0 | 0 | 0 | 0 | 0 | 0 | 0 | 0.375 | 0.375 | 0.375 | 0.375 | 0.375 | 0.375 | 0.375 | 0.375 | 0.375 | 0 | 0 | 0 | 0 | 0 | 0 | 0 |  | 18.225 | 8.11 | 0 | 0 | 18.225 | 8.11 | 0 | 0 | 3.0375 | 1.3517 | 0 | 0 | 0 | 0 | 0 | 0 | 0 | 0 | 0.3375 | 0.3375 | 0.3375 | 0.3375 | 0.3375 | 0.3375 | 0.3375 | 0.3375 | 0.3375 | 0 | 0 | 0 | 0 | 0 | 0 | 0 | 1 | 1 | 1 | 1
676 | 6 | 76 | 8 | 4 |  | Education - University |  | Education - University - Kitchen and Food Preparation | Education - University | Kitchen and Food Preparation | Education - University - Kitchen and Food Preparation |  | Education - University | Education - University - Kitchen and Food Preparation | University Kitchen (in session) | all | Open | 169 | 169 | 0.01049 | 1.5455 | 1.5455 | 1.5455 | 1.5455 | 1.4546 | 1.4546 | 1.4546 | 0 | 0 | 0 | 0 | 0 | 0 | 0 | 30.8922 | 30.8922 | 30.8922 | 30.8922 | 29.075 | 29.075 | 29.075 | 0.013781 | 0.013781 | 0.013781 | 0.013781 | 0.01297 | 0.01297 | 0.01297 | 0 | 0 | 0 | 0 | 0 | 0 | 0 | 0 | 0 | 0 | 0 | 0 | 0 | 0 | 0.85 | 0.85 | 0.85 | 0.85 | 0.85 | 0.85 | 0.85 | 0.63621 | 0.63621 | 0.63191 | 0.64193 | 0.64283 | 0.62685 | 0.62685 | 0.13516 | 0.13516 | 0.13516 | 0.13516 | 0.12721 | 0.12721 | 0.12721 | 0 | 0 | 0 | 0 | 0 | 0 | 0 | 2.418 | 2.418 | 2.418 | 2.418 | 2.2758 | 2.2758 | 2.2758 | 0.0010633 | 0.0010633 | 0.0010633 | 0.0010633 | 0.0010008 | 0.0010008 | 0.0010008 | 0 | 0 | 0 | 0 | 0 | 0 | 0 | 0 | 0 | 0 | 0 | 0 | 0 | 0 | 0.75 | 0.75 | 0.75 | 0.75 | 0.75 | 0.75 | 0.75 | 0.59459 | 0.59459 | 0.58961 | 0.59374 | 0.59192 | 0.58297 | 0.58297 | University Kitchen (in session) ILit all | University Kitchen (in session) ILit all | 3646 | 10 | 85 | University Kitchen (in session) ILit2 all | University Kitchen (in session) ILit all | University Kitchen (in session) ILit all | 3646 | 10 | 75 | 3646 | 11.275 | 0.85 | 0.1 | 0.1 | 0.1 | 0.1 | 0.1 | 0.1 | 0.26667 | 0.43333 | 0.85 | 0.85 | 0.85 | 0.85 | 0.85 | 0.85 | 0.85 | 0.85 | 0.85 | 0.85 | 0.85 | 0.225 | 0.1 | 0.1 | 0.1 | 0.1 | 10.0917 | 0.75 | 0.1 | 0.1 | 0.1 | 0.1 | 0.1 | 0.1 | 0.24444 | 0.38889 | 0.75 | 0.75 | 0.75 | 0.75 | 0.75 | 0.75 | 0.75 | 0.75 | 0.75 | 0.75 | 0.75 | 0.20833 | 0.1 | 0.1 | 0.1 | 0.1 | 0 | 0 | 0 | 0 | 0 | 0 | 0.22222 | 0.44444 | 1 | 1 | 1 | 1 | 1 | 1 | 1 | 1 | 1 | 1 | 1 | 0.16667 | 0 | 0 | 0 | 0 | 0 | 0 | 0 | 0 | 0 | 0 | 0.22222 | 0.44444 | 1 | 1 | 1 | 1 | 1 | 1 | 1 | 1 | 1 | 1 | 1 | 0.16667 | 0 | 0 | 0 | 0 | 16 | 0.66337 | 0.20792 | 0.079208 | 0.049505 | 0.76136 | 0.11815 | 0.0019155 | 0.0019155 | 0.0019155 | 0.0019155 | 0.0018028 | 0.0018028 | 0.0018028 | Education - University | 0.077793 | 0.077793 | 0.076654 | 0.078941 | 0.079086 | 0.076715 | 0.076715 | Education - University - Kitchen and Food Preparation - all | 16 | 7 | 21 | 1736.475 | 169 | 1736.475 | 169 | 0 | 0 | 10.275 | 1 | 0 | 0 | 0 | 0 | 0 | 0 | 0 | 0 | 0.26667 | 0.43333 | 0.85 | 0.85 | 0.85 | 0.85 | 0.85 | 0.85 | 0.85 | 0.85 | 0.85 | 0.85 | 0.85 | 0.225 | 0 | 0 | 0 | 0 |  | 1536.4917 | 169 | 1536.4917 | 169 | 0 | 0 | 9.0917 | 1 | 0 | 0 | 0 | 0 | 0 | 0 | 0 | 0 | 0.24444 | 0.38889 | 0.75 | 0.75 | 0.75 | 0.75 | 0.75 | 0.75 | 0.75 | 0.75 | 0.75 | 0.75 | 0.75 | 0.20833 | 0 | 0 | 0 | 0 | 1 | 1 | 1 | 1
677 | 6 | 77 | 5 | 5 |  |  |  |  | Education - University | Kitchen and Food Preparation | Education - University - Kitchen and Food Preparation | (break) | Education - University (break) | Education - University - Kitchen and Food Preparation (break) | University Kitchen (break) | Sat | Closed | 12 | 12 | 0.01049 | 1.5455 | 1.5455 | 1.5455 | 1.5455 | 1.4546 | 1.4546 | 1.4546 | 0 | 0 | 0 | 0 | 0 | 0 | 0 | 0.16342 | 0.16342 | 0.16342 | 0.16342 | 0.15381 | 0.15381 | 0.15381 | 0 | 0 | 0 | 0 | 0 | 0 | 0 | 0 | 0 | 0 | 0 | 0 | 0 | 0 | 0 | 0 | 0 | 0 | 0 | 0 | 0 | 0 | 0 | 0 | 0 | 0 | 0 | 0 | 0 | 0 | 0 | 0 | 0 | 0 | 0 | 0.13516 | 0.13516 | 0.13516 | 0.13516 | 0.12721 | 0.12721 | 0.12721 | 0 | 0 | 0 | 0 | 0 | 0 | 0 | 0.014291 | 0.014291 | 0.014291 | 0.014291 | 0.013451 | 0.013451 | 0.013451 | 0 | 0 | 0 | 0 | 0 | 0 | 0 | 0 | 0 | 0 | 0 | 0 | 0 | 0 | 0 | 0 | 0 | 0 | 0 | 0 | 0 | 0 | 0 | 0 | 0 | 0 | 0 | 0 | 0 | 0 | 0 | 0 | 0 | 0 | 0 | University Kitchen (break) ILit Cls | University Kitchen (break) ILit Cls | 2 | 3.5 | 3.5 | University Kitchen (break) ILit2 Cls | University Kitchen (break) ILit Cls | University Kitchen (break) ILit Cls | 2 | 3.5 | 3.5 | 2 | 0.84 | 0.035 | 0.035 | 0.035 | 0.035 | 0.035 | 0.035 | 0.035 | 0.035 | 0.035 | 0.035 | 0.035 | 0.035 | 0.035 | 0.035 | 0.035 | 0.035 | 0.035 | 0.035 | 0.035 | 0.035 | 0.035 | 0.035 | 0.035 | 0.035 | 0.035 | 0.84 | 0.035 | 0.035 | 0.035 | 0.035 | 0.035 | 0.035 | 0.035 | 0.035 | 0.035 | 0.035 | 0.035 | 0.035 | 0.035 | 0.035 | 0.035 | 0.035 | 0.035 | 0.035 | 0.035 | 0.035 | 0.035 | 0.035 | 0.035 | 0.035 | 0.035 | 0 | 0 | 0 | 0 | 0 | 0 | 0 | 0 | 0 | 0 | 0 | 0 | 0 | 0 | 0 | 0 | 0 | 0 | 0 | 0 | 0 | 0 | 0 | 0 | 0 | 0 | 0 | 0 | 0 | 0 | 0 | 0 | 0 | 0 | 0 | 0 | 0 | 0 | 0 | 0 | 0 | 0 | 0 | 0 | 0 | 0 | 0 | 0 | 16 | 0.66337 | 0.20792 | 0.079208 | 0.049505 | 0.76136 | 0 | 0 | 0 | 0 | 0 | 0 | 0 | 0 |  | 0.004128 | 0.004128 | 0.0040915 | 0.0041369 | 0.0041138 | 0.0040849 | 0.0040849 | Education - University - Kitchen and Food Preparation - (break) - Sat | 10 | 9 | 14 | 0 | 10.08 | 0 | 0 | 0 | 10.08 | 0 | 0 | 0 | 0.84 | 0 | 0 | 0 | 0 | 0 | 0 | 0 | 0 | 0 | 0 | 0 | 0 | 0 | 0 | 0 | 0 | 0 | 0 | 0 | 0 | 0 | 0 | 0 | 0 |  | 0 | 10.08 | 0 | 0 | 0 | 10.08 | 0 | 0 | 0 | 0.84 | 0 | 0 | 0 | 0 | 0 | 0 | 0 | 0 | 0 | 0 | 0 | 0 | 0 | 0 | 0 | 0 | 0 | 0 | 0 | 0 | 0 | 0 | 0 | 0 | 1 | 1 | 1 | 1
678 | 6 | 78 | 6 | 6 |  |  |  |  | Education - University | Kitchen and Food Preparation | Education - University - Kitchen and Food Preparation | (break) | Education - University (break) | Education - University - Kitchen and Food Preparation (break) | University Kitchen (break) | Sun | Closed | 12 | 12 | 0.01049 | 1.5455 | 1.5455 | 1.5455 | 1.5455 | 1.4546 | 1.4546 | 1.4546 | 0 | 0 | 0 | 0 | 0 | 0 | 0 | 0.16342 | 0.16342 | 0.16342 | 0.16342 | 0.15381 | 0.15381 | 0.15381 | 0 | 0 | 0 | 0 | 0 | 0 | 0 | 0 | 0 | 0 | 0 | 0 | 0 | 0 | 0 | 0 | 0 | 0 | 0 | 0 | 0 | 0 | 0 | 0 | 0 | 0 | 0 | 0 | 0 | 0 | 0 | 0 | 0 | 0 | 0 | 0.13516 | 0.13516 | 0.13516 | 0.13516 | 0.12721 | 0.12721 | 0.12721 | 0 | 0 | 0 | 0 | 0 | 0 | 0 | 0.014291 | 0.014291 | 0.014291 | 0.014291 | 0.013451 | 0.013451 | 0.013451 | 0 | 0 | 0 | 0 | 0 | 0 | 0 | 0 | 0 | 0 | 0 | 0 | 0 | 0 | 0 | 0 | 0 | 0 | 0 | 0 | 0 | 0 | 0 | 0 | 0 | 0 | 0 | 0 | 0 | 0 | 0 | 0 | 0 | 0 | 0 | University Kitchen (break) ILit Cls | University Kitchen (break) ILit Cls | 2 | 3.5 | 3.5 | University Kitchen (break) ILit2 Cls | University Kitchen (break) ILit Cls | University Kitchen (break) ILit Cls | 2 | 3.5 | 3.5 | 2 | 0.84 | 0.035 | 0.035 | 0.035 | 0.035 | 0.035 | 0.035 | 0.035 | 0.035 | 0.035 | 0.035 | 0.035 | 0.035 | 0.035 | 0.035 | 0.035 | 0.035 | 0.035 | 0.035 | 0.035 | 0.035 | 0.035 | 0.035 | 0.035 | 0.035 | 0.035 | 0.84 | 0.035 | 0.035 | 0.035 | 0.035 | 0.035 | 0.035 | 0.035 | 0.035 | 0.035 | 0.035 | 0.035 | 0.035 | 0.035 | 0.035 | 0.035 | 0.035 | 0.035 | 0.035 | 0.035 | 0.035 | 0.035 | 0.035 | 0.035 | 0.035 | 0.035 | 0 | 0 | 0 | 0 | 0 | 0 | 0 | 0 | 0 | 0 | 0 | 0 | 0 | 0 | 0 | 0 | 0 | 0 | 0 | 0 | 0 | 0 | 0 | 0 | 0 | 0 | 0 | 0 | 0 | 0 | 0 | 0 | 0 | 0 | 0 | 0 | 0 | 0 | 0 | 0 | 0 | 0 | 0 | 0 | 0 | 0 | 0 | 0 | 16 | 0.66337 | 0.20792 | 0.079208 | 0.049505 | 0.76136 | 0 | 0 | 0 | 0 | 0 | 0 | 0 | 0 |  | 0.004128 | 0.004128 | 0.0040915 | 0.0041369 | 0.0041138 | 0.0040849 | 0.0040849 | Education - University - Kitchen and Food Preparation - (break) - Sun | 12 | 9 | 14 | 0 | 10.08 | 0 | 0 | 0 | 10.08 | 0 | 0 | 0 | 0.84 | 0 | 0 | 0 | 0 | 0 | 0 | 0 | 0 | 0 | 0 | 0 | 0 | 0 | 0 | 0 | 0 | 0 | 0 | 0 | 0 | 0 | 0 | 0 | 0 |  | 0 | 10.08 | 0 | 0 | 0 | 10.08 | 0 | 0 | 0 | 0.84 | 0 | 0 | 0 | 0 | 0 | 0 | 0 | 0 | 0 | 0 | 0 | 0 | 0 | 0 | 0 | 0 | 0 | 0 | 0 | 0 | 0 | 0 | 0 | 0 | 1 | 1 | 1 | 1
679 | 6 | 79 | 7 | 7 |  |  |  |  | Education - University | Kitchen and Food Preparation | Education - University - Kitchen and Food Preparation | (break) | Education - University (break) | Education - University - Kitchen and Food Preparation (break) | University Kitchen (break) | Hol | Closed | 3 | 3 | 0.01049 | 1.5455 | 1.5455 | 1.5455 | 1.5455 | 1.4546 | 1.4546 | 1.4546 | 0 | 0 | 0 | 0 | 0 | 0 | 0 | 0.040855 | 0.040855 | 0.040855 | 0.040855 | 0.038452 | 0.038452 | 0.038452 | 0 | 0 | 0 | 0 | 0 | 0 | 0 | 0 | 0 | 0 | 0 | 0 | 0 | 0 | 0 | 0 | 0 | 0 | 0 | 0 | 0 | 0 | 0 | 0 | 0 | 0 | 0 | 0 | 0 | 0 | 0 | 0 | 0 | 0 | 0 | 0.13516 | 0.13516 | 0.13516 | 0.13516 | 0.12721 | 0.12721 | 0.12721 | 0 | 0 | 0 | 0 | 0 | 0 | 0 | 0.0035728 | 0.0035728 | 0.0035728 | 0.0035728 | 0.0033627 | 0.0033627 | 0.0033627 | 0 | 0 | 0 | 0 | 0 | 0 | 0 | 0 | 0 | 0 | 0 | 0 | 0 | 0 | 0 | 0 | 0 | 0 | 0 | 0 | 0 | 0 | 0 | 0 | 0 | 0 | 0 | 0 | 0 | 0 | 0 | 0 | 0 | 0 | 0 | University Kitchen (break) ILit Cls | University Kitchen (break) ILit Cls | 2 | 3.5 | 3.5 | University Kitchen (break) ILit2 Cls | University Kitchen (break) ILit Cls | University Kitchen (break) ILit Cls | 2 | 3.5 | 3.5 | 2 | 0.84 | 0.035 | 0.035 | 0.035 | 0.035 | 0.035 | 0.035 | 0.035 | 0.035 | 0.035 | 0.035 | 0.035 | 0.035 | 0.035 | 0.035 | 0.035 | 0.035 | 0.035 | 0.035 | 0.035 | 0.035 | 0.035 | 0.035 | 0.035 | 0.035 | 0.035 | 0.84 | 0.035 | 0.035 | 0.035 | 0.035 | 0.035 | 0.035 | 0.035 | 0.035 | 0.035 | 0.035 | 0.035 | 0.035 | 0.035 | 0.035 | 0.035 | 0.035 | 0.035 | 0.035 | 0.035 | 0.035 | 0.035 | 0.035 | 0.035 | 0.035 | 0.035 | 0 | 0 | 0 | 0 | 0 | 0 | 0 | 0 | 0 | 0 | 0 | 0 | 0 | 0 | 0 | 0 | 0 | 0 | 0 | 0 | 0 | 0 | 0 | 0 | 0 | 0 | 0 | 0 | 0 | 0 | 0 | 0 | 0 | 0 | 0 | 0 | 0 | 0 | 0 | 0 | 0 | 0 | 0 | 0 | 0 | 0 | 0 | 0 | 16 | 0.66337 | 0.20792 | 0.079208 | 0.049505 | 0.76136 | 0 | 0 | 0 | 0 | 0 | 0 | 0 | 0 |  | 0.004128 | 0.004128 | 0.0040915 | 0.0041369 | 0.0041138 | 0.0040849 | 0.0040849 | Education - University - Kitchen and Food Preparation - (break) - Hol | 14 | 9 | 14 | 0 | 2.52 | 0 | 0 | 0 | 2.52 | 0 | 0 | 0 | 0.84 | 0 | 0 | 0 | 0 | 0 | 0 | 0 | 0 | 0 | 0 | 0 | 0 | 0 | 0 | 0 | 0 | 0 | 0 | 0 | 0 | 0 | 0 | 0 | 0 |  | 0 | 2.52 | 0 | 0 | 0 | 2.52 | 0 | 0 | 0 | 0.84 | 0 | 0 | 0 | 0 | 0 | 0 | 0 | 0 | 0 | 0 | 0 | 0 | 0 | 0 | 0 | 0 | 0 | 0 | 0 | 0 | 0 | 0 | 0 | 0 | 1 | 1 | 1 | 1
680 | 6 | 80 | 8 | 8 |  | Education - University (break) |  | Education - University - Kitchen and Food Preparation (break) | Education - University | Kitchen and Food Preparation | Education - University - Kitchen and Food Preparation | (break) | Education - University (break) | Education - University - Kitchen and Food Preparation (break) | University Kitchen (break) | all | Closed | 38 | 38 | 0.01049 | 1.5455 | 1.5455 | 1.5455 | 1.5455 | 1.4546 | 1.4546 | 1.4546 | 0 | 0 | 0 | 0 | 0 | 0 | 0 | 0.5175 | 0.5175 | 0.5175 | 0.5175 | 0.48706 | 0.48706 | 0.48706 | 0.00056743 | 0.00056743 | 0.00056743 | 0.00056743 | 0.00053405 | 0.00053405 | 0.00053405 | 0 | 0 | 0 | 0 | 0 | 0 | 0 | 0 | 0 | 0 | 0 | 0 | 0 | 0 | 0.035 | 0.035 | 0.035 | 0.035 | 0.035 | 0.035 | 0.035 | 0.034185 | 0.034185 | 0.034148 | 0.03403 | 0.033817 | 0.033741 | 0.033741 | 0.13516 | 0.13516 | 0.13516 | 0.13516 | 0.12721 | 0.12721 | 0.12721 | 0 | 0 | 0 | 0 | 0 | 0 | 0 | 0.045256 | 0.045256 | 0.045256 | 0.045256 | 0.042594 | 0.042594 | 0.042594 | 4.9623e-05 | 4.9623e-05 | 4.9623e-05 | 4.9623e-05 | 4.6704e-05 | 4.6704e-05 | 4.6704e-05 | 0 | 0 | 0 | 0 | 0 | 0 | 0 | 0 | 0 | 0 | 0 | 0 | 0 | 0 | 0.035 | 0.035 | 0.035 | 0.035 | 0.035 | 0.035 | 0.035 | 0.034185 | 0.034185 | 0.034148 | 0.03403 | 0.033817 | 0.033741 | 0.033741 | University Kitchen (break) ILit Cls | University Kitchen (break) ILit Cls | 2 | 3.5 | 3.5 | University Kitchen (break) ILit2 Cls | University Kitchen (break) ILit Cls | University Kitchen (break) ILit Cls | 2 | 3.5 | 3.5 | 2 | 0.84 | 0.035 | 0.035 | 0.035 | 0.035 | 0.035 | 0.035 | 0.035 | 0.035 | 0.035 | 0.035 | 0.035 | 0.035 | 0.035 | 0.035 | 0.035 | 0.035 | 0.035 | 0.035 | 0.035 | 0.035 | 0.035 | 0.035 | 0.035 | 0.035 | 0.035 | 0.84 | 0.035 | 0.035 | 0.035 | 0.035 | 0.035 | 0.035 | 0.035 | 0.035 | 0.035 | 0.035 | 0.035 | 0.035 | 0.035 | 0.035 | 0.035 | 0.035 | 0.035 | 0.035 | 0.035 | 0.035 | 0.035 | 0.035 | 0.035 | 0.035 | 0.035 | 0 | 0 | 0 | 0 | 0 | 0 | 0 | 0 | 0 | 0 | 0 | 0 | 0 | 0 | 0 | 0 | 0 | 0 | 0 | 0 | 0 | 0 | 0 | 0 | 0 | 0 | 0 | 0 | 0 | 0 | 0 | 0 | 0 | 0 | 0 | 0 | 0 | 0 | 0 | 0 | 0 | 0 | 0 | 0 | 0 | 0 | 0 | 0 | 16 | 0.66337 | 0.20792 | 0.079208 | 0.049505 | 0.76136 | 0.004865 | 7.8873e-05 | 7.8873e-05 | 7.8873e-05 | 7.8873e-05 | 7.4234e-05 | 7.4234e-05 | 7.4234e-05 | Education - University (break) | 0.004128 | 0.004128 | 0.0040915 | 0.0041369 | 0.0041138 | 0.0040849 | 0.0040849 | Education - University - Kitchen and Food Preparation - (break) - all | 16 | 7 | 17 | 0 | 31.92 | 0 | 31.92 | 0 | 0 | 0 | 0.84 | 0 | 0 | 0 | 0 | 0 | 0 | 0 | 0 | 0 | 0 | 0 | 0 | 0 | 0 | 0 | 0 | 0 | 0 | 0 | 0 | 0 | 0 | 0 | 0 | 0 | 0 |  | 0 | 31.92 | 0 | 31.92 | 0 | 0 | 0 | 0.84 | 0 | 0 | 0 | 0 | 0 | 0 | 0 | 0 | 0 | 0 | 0 | 0 | 0 | 0 | 0 | 0 | 0 | 0 | 0 | 0 | 0 | 0 | 0 | 0 | 0 | 0 | 1 | 1 | 1 | 1
681 | 6 | 81 | 5 | 9 |  |  |  |  | Education - University | Kitchen and Food Preparation | Education - University - Kitchen and Food Preparation | (summer) | Education - University (summer) | Education - University - Kitchen and Food Preparation (summer) | University Kitchen (summer) | Sat | Open | 8 | 8 | 0.01049 | 1.5455 | 1.5455 | 1.5455 | 1.5455 | 1.4546 | 1.4546 | 1.4546 | 0 | 0 | 0 | 0 | 0 | 0 | 0 | 0.47149 | 0.47149 | 0.47149 | 0.47149 | 0.44375 | 0.44375 | 0.44375 | 0 | 0 | 0 | 0 | 0 | 0 | 0 | 0 | 0 | 0 | 0 | 0 | 0 | 0 | 0 | 0 | 0 | 0 | 0 | 0 | 0 | 0 | 0 | 0 | 0 | 0 | 0 | 0 | 0 | 0 | 0 | 0 | 0 | 0 | 0 | 0.13516 | 0.13516 | 0.13516 | 0.13516 | 0.12721 | 0.12721 | 0.12721 | 0 | 0 | 0 | 0 | 0 | 0 | 0 | 0.038489 | 0.038489 | 0.038489 | 0.038489 | 0.036225 | 0.036225 | 0.036225 | 0 | 0 | 0 | 0 | 0 | 0 | 0 | 0 | 0 | 0 | 0 | 0 | 0 | 0 | 0 | 0 | 0 | 0 | 0 | 0 | 0 | 0 | 0 | 0 | 0 | 0 | 0 | 0 | 0 | 0 | 0 | 0 | 0 | 0 | 0 | University Kitchen (summer) ILit Sat | University Kitchen (summer) ILit all | 3647 | 2.5 | 28.15 | University Kitchen (summer) ILit2 Sat | University Kitchen (summer) ILit Sat | University Kitchen (summer) ILit all | 3647 | 3.25 | 25.335 | 3647 | 3.6352 | 0.2815 | 0.025 | 0.025 | 0.025 | 0.025 | 0.025 | 0.025 | 0.082 | 0.139 | 0.2815 | 0.2815 | 0.2815 | 0.2815 | 0.2815 | 0.2815 | 0.2815 | 0.2815 | 0.2815 | 0.2815 | 0.2815 | 0.06775 | 0.025 | 0.025 | 0.025 | 0.025 | 3.3934 | 0.25335 | 0.0325 | 0.0325 | 0.0325 | 0.0325 | 0.0325 | 0.0325 | 0.081578 | 0.13066 | 0.25335 | 0.25335 | 0.25335 | 0.25335 | 0.25335 | 0.25335 | 0.25335 | 0.25335 | 0.25335 | 0.25335 | 0.25335 | 0.069308 | 0.0325 | 0.0325 | 0.0325 | 0.0325 | 0 | 0 | 0 | 0 | 0 | 0 | 0.22222 | 0.44444 | 1 | 1 | 1 | 1 | 1 | 1 | 1 | 1 | 1 | 1 | 1 | 0.16667 | 0 | 0 | 0 | 0 | 0 | 0 | 0 | 0 | 0 | 0 | 0.22222 | 0.44444 | 1 | 1 | 1 | 1 | 1 | 1 | 1 | 1 | 1 | 1 | 1 | 0.16667 | 0 | 0 | 0 | 0 | 16 | 0.66337 | 0.20792 | 0.079208 | 0.049505 | 0.76136 | 0 | 0 | 0 | 0 | 0 | 0 | 0 | 0 |  | 0.046389 | 0.046389 | 0.045827 | 0.046816 | 0.046842 | 0.045593 | 0.045593 | Education - University - Kitchen and Food Preparation - (summer) - Sat | 10 | 9 | 18 | 20.268 | 8.814 | 0 | 0 | 20.268 | 8.814 | 0 | 0 | 2.5335 | 1.1017 | 0 | 0 | 0 | 0 | 0 | 0 | 0 | 0 | 0.2815 | 0.2815 | 0.2815 | 0.2815 | 0.2815 | 0.2815 | 0.2815 | 0.2815 | 0.2815 | 0 | 0 | 0 | 0 | 0 | 0 | 0 |  | 18.2412 | 8.9059 | 0 | 0 | 18.2412 | 8.9059 | 0 | 0 | 2.2801 | 1.1132 | 0 | 0 | 0 | 0 | 0 | 0 | 0 | 0 | 0.25335 | 0.25335 | 0.25335 | 0.25335 | 0.25335 | 0.25335 | 0.25335 | 0.25335 | 0.25335 | 0 | 0 | 0 | 0 | 0 | 0 | 0 | 1 | 1 | 1 | 1
682 | 6 | 82 | 6 | 10 |  |  |  |  | Education - University | Kitchen and Food Preparation | Education - University - Kitchen and Food Preparation | (summer) | Education - University (summer) | Education - University - Kitchen and Food Preparation (summer) | University Kitchen (summer) | Sun | Open | 8 | 8 | 0.01049 | 1.5455 | 1.5455 | 1.5455 | 1.5455 | 1.4546 | 1.4546 | 1.4546 | 0 | 0 | 0 | 0 | 0 | 0 | 0 | 0.47149 | 0.47149 | 0.47149 | 0.47149 | 0.44375 | 0.44375 | 0.44375 | 0 | 0 | 0 | 0 | 0 | 0 | 0 | 0 | 0 | 0 | 0 | 0 | 0 | 0 | 0 | 0 | 0 | 0 | 0 | 0 | 0 | 0 | 0 | 0 | 0 | 0 | 0 | 0 | 0 | 0 | 0 | 0 | 0 | 0 | 0 | 0.13516 | 0.13516 | 0.13516 | 0.13516 | 0.12721 | 0.12721 | 0.12721 | 0 | 0 | 0 | 0 | 0 | 0 | 0 | 0.038489 | 0.038489 | 0.038489 | 0.038489 | 0.036225 | 0.036225 | 0.036225 | 0 | 0 | 0 | 0 | 0 | 0 | 0 | 0 | 0 | 0 | 0 | 0 | 0 | 0 | 0 | 0 | 0 | 0 | 0 | 0 | 0 | 0 | 0 | 0 | 0 | 0 | 0 | 0 | 0 | 0 | 0 | 0 | 0 | 0 | 0 | University Kitchen (summer) ILit Sun | University Kitchen (summer) ILit all | 3647 | 2.5 | 28.15 | University Kitchen (summer) ILit2 Sun | University Kitchen (summer) ILit Sun | University Kitchen (summer) ILit all | 3647 | 3.25 | 25.335 | 3647 | 3.6352 | 0.2815 | 0.025 | 0.025 | 0.025 | 0.025 | 0.025 | 0.025 | 0.082 | 0.139 | 0.2815 | 0.2815 | 0.2815 | 0.2815 | 0.2815 | 0.2815 | 0.2815 | 0.2815 | 0.2815 | 0.2815 | 0.2815 | 0.06775 | 0.025 | 0.025 | 0.025 | 0.025 | 3.3934 | 0.25335 | 0.0325 | 0.0325 | 0.0325 | 0.0325 | 0.0325 | 0.0325 | 0.081578 | 0.13066 | 0.25335 | 0.25335 | 0.25335 | 0.25335 | 0.25335 | 0.25335 | 0.25335 | 0.25335 | 0.25335 | 0.25335 | 0.25335 | 0.069308 | 0.0325 | 0.0325 | 0.0325 | 0.0325 | 0 | 0 | 0 | 0 | 0 | 0 | 0.22222 | 0.44444 | 1 | 1 | 1 | 1 | 1 | 1 | 1 | 1 | 1 | 1 | 1 | 0.16667 | 0 | 0 | 0 | 0 | 0 | 0 | 0 | 0 | 0 | 0 | 0.22222 | 0.44444 | 1 | 1 | 1 | 1 | 1 | 1 | 1 | 1 | 1 | 1 | 1 | 0.16667 | 0 | 0 | 0 | 0 | 16 | 0.66337 | 0.20792 | 0.079208 | 0.049505 | 0.76136 | 0 | 0 | 0 | 0 | 0 | 0 | 0 | 0 |  | 0.046389 | 0.046389 | 0.045827 | 0.046816 | 0.046842 | 0.045593 | 0.045593 | Education - University - Kitchen and Food Preparation - (summer) - Sun | 12 | 9 | 18 | 20.268 | 8.814 | 0 | 0 | 20.268 | 8.814 | 0 | 0 | 2.5335 | 1.1017 | 0 | 0 | 0 | 0 | 0 | 0 | 0 | 0 | 0.2815 | 0.2815 | 0.2815 | 0.2815 | 0.2815 | 0.2815 | 0.2815 | 0.2815 | 0.2815 | 0 | 0 | 0 | 0 | 0 | 0 | 0 |  | 18.2412 | 8.9059 | 0 | 0 | 18.2412 | 8.9059 | 0 | 0 | 2.2801 | 1.1132 | 0 | 0 | 0 | 0 | 0 | 0 | 0 | 0 | 0.25335 | 0.25335 | 0.25335 | 0.25335 | 0.25335 | 0.25335 | 0.25335 | 0.25335 | 0.25335 | 0 | 0 | 0 | 0 | 0 | 0 | 0 | 1 | 1 | 1 | 1
683 | 6 | 83 | 7 | 11 |  |  |  |  | Education - University | Kitchen and Food Preparation | Education - University - Kitchen and Food Preparation | (summer) | Education - University (summer) | Education - University - Kitchen and Food Preparation (summer) | University Kitchen (summer) | Hol | Open | 1 | 1 | 0.01049 | 1.5455 | 1.5455 | 1.5455 | 1.5455 | 1.4546 | 1.4546 | 1.4546 | 0 | 0 | 0 | 0 | 0 | 0 | 0 | 0.058936 | 0.058936 | 0.058936 | 0.058936 | 0.055469 | 0.055469 | 0.055469 | 0 | 0 | 0 | 0 | 0 | 0 | 0 | 0 | 0 | 0 | 0 | 0 | 0 | 0 | 0 | 0 | 0 | 0 | 0 | 0 | 0 | 0 | 0 | 0 | 0 | 0 | 0 | 0 | 0 | 0 | 0 | 0 | 0 | 0 | 0 | 0.13516 | 0.13516 | 0.13516 | 0.13516 | 0.12721 | 0.12721 | 0.12721 | 0 | 0 | 0 | 0 | 0 | 0 | 0 | 0.0048111 | 0.0048111 | 0.0048111 | 0.0048111 | 0.0045281 | 0.0045281 | 0.0045281 | 0 | 0 | 0 | 0 | 0 | 0 | 0 | 0 | 0 | 0 | 0 | 0 | 0 | 0 | 0 | 0 | 0 | 0 | 0 | 0 | 0 | 0 | 0 | 0 | 0 | 0 | 0 | 0 | 0 | 0 | 0 | 0 | 0 | 0 | 0 | University Kitchen (summer) ILit Hol | University Kitchen (summer) ILit all | 3647 | 2.5 | 28.15 | University Kitchen (summer) ILit2 Hol | University Kitchen (summer) ILit Hol | University Kitchen (summer) ILit all | 3647 | 3.25 | 25.335 | 3647 | 3.6352 | 0.2815 | 0.025 | 0.025 | 0.025 | 0.025 | 0.025 | 0.025 | 0.082 | 0.139 | 0.2815 | 0.2815 | 0.2815 | 0.2815 | 0.2815 | 0.2815 | 0.2815 | 0.2815 | 0.2815 | 0.2815 | 0.2815 | 0.06775 | 0.025 | 0.025 | 0.025 | 0.025 | 3.3934 | 0.25335 | 0.0325 | 0.0325 | 0.0325 | 0.0325 | 0.0325 | 0.0325 | 0.081578 | 0.13066 | 0.25335 | 0.25335 | 0.25335 | 0.25335 | 0.25335 | 0.25335 | 0.25335 | 0.25335 | 0.25335 | 0.25335 | 0.25335 | 0.069308 | 0.0325 | 0.0325 | 0.0325 | 0.0325 | 0 | 0 | 0 | 0 | 0 | 0 | 0.22222 | 0.44444 | 1 | 1 | 1 | 1 | 1 | 1 | 1 | 1 | 1 | 1 | 1 | 0.16667 | 0 | 0 | 0 | 0 | 0 | 0 | 0 | 0 | 0 | 0 | 0.22222 | 0.44444 | 1 | 1 | 1 | 1 | 1 | 1 | 1 | 1 | 1 | 1 | 1 | 0.16667 | 0 | 0 | 0 | 0 | 16 | 0.66337 | 0.20792 | 0.079208 | 0.049505 | 0.76136 | 0 | 0 | 0 | 0 | 0 | 0 | 0 | 0 |  | 0.046389 | 0.046389 | 0.045827 | 0.046816 | 0.046842 | 0.045593 | 0.045593 | Education - University - Kitchen and Food Preparation - (summer) - Hol | 14 | 9 | 18 | 2.5335 | 1.1017 | 0 | 0 | 2.5335 | 1.1017 | 0 | 0 | 2.5335 | 1.1017 | 0 | 0 | 0 | 0 | 0 | 0 | 0 | 0 | 0.2815 | 0.2815 | 0.2815 | 0.2815 | 0.2815 | 0.2815 | 0.2815 | 0.2815 | 0.2815 | 0 | 0 | 0 | 0 | 0 | 0 | 0 |  | 2.2801 | 1.1132 | 0 | 0 | 2.2801 | 1.1132 | 0 | 0 | 2.2801 | 1.1132 | 0 | 0 | 0 | 0 | 0 | 0 | 0 | 0 | 0.25335 | 0.25335 | 0.25335 | 0.25335 | 0.25335 | 0.25335 | 0.25335 | 0.25335 | 0.25335 | 0 | 0 | 0 | 0 | 0 | 0 | 0 | 1 | 1 | 1 | 1
684 | 6 | 84 | 8 | 12 |  | Education - University (summer) | Education - University - Kitchen and Food Preparation | Education - University - Kitchen and Food Preparation (summer) | Education - University | Kitchen and Food Preparation | Education - University - Kitchen and Food Preparation | (summer) | Education - University (summer) | Education - University - Kitchen and Food Preparation (summer) | University Kitchen (summer) | all | Open | 44 | 44 | 0.01049 | 1.5455 | 1.5455 | 1.5455 | 1.5455 | 1.4546 | 1.4546 | 1.4546 | 0.016212 | 0.016212 | 0.016212 | 0.016212 | 0.015259 | 0.015259 | 0.015259 | 5.8695 | 5.8695 | 5.8695 | 5.8695 | 5.5242 | 5.5242 | 5.5242 | 0.010335 | 0.010335 | 0.010335 | 0.010335 | 0.0097274 | 0.0097274 | 0.0097274 | 2715.8284 | 2715.8284 | 2715.8284 | 2715.8284 | 2715.8284 | 2715.8284 | 2715.8284 | 0 | 0 | 0 | 0 | 0 | 0 | 0 | 0.6375 | 0.6375 | 0.6375 | 0.6375 | 0.6375 | 0.6375 | 0.6375 | 0.38138 | 0.38138 | 0.37988 | 0.38266 | 0.38272 | 0.37462 | 0.37462 | 0.13516 | 0.13516 | 0.13516 | 0.13516 | 0.12721 | 0.12721 | 0.12721 | 0.0014178 | 0.0014178 | 0.0014178 | 0.0014178 | 0.0013344 | 0.0013344 | 0.0013344 | 0.46078 | 0.46078 | 0.46078 | 0.46078 | 0.43367 | 0.43367 | 0.43367 | 0.00079751 | 0.00079751 | 0.00079751 | 0.00079751 | 0.0007506 | 0.0007506 | 0.0007506 | 2450.016 | 2450.016 | 2450.016 | 2450.016 | 2450.016 | 2450.016 | 2450.016 | 0 | 0 | 0 | 0 | 0 | 0 | 0 | 0.5625 | 0.5625 | 0.5625 | 0.5625 | 0.5625 | 0.5625 | 0.5625 | 0.38134 | 0.38134 | 0.38012 | 0.38292 | 0.38226 | 0.37407 | 0.37407 | University Kitchen (summer) ILit all | University Kitchen (summer) ILit all | 3646 | 5.625 | 63.75 | University Kitchen (summer) ILit2 all | University Kitchen (summer) ILit all | University Kitchen (summer) ILit all | 3646 | 6 | 56.25 | 3646 | 8.2281 | 0.6375 | 0.05625 | 0.05625 | 0.05625 | 0.05625 | 0.05625 | 0.05625 | 0.18542 | 0.31458 | 0.6375 | 0.6375 | 0.6375 | 0.6375 | 0.6375 | 0.6375 | 0.6375 | 0.6375 | 0.6375 | 0.6375 | 0.6375 | 0.15313 | 0.05625 | 0.05625 | 0.05625 | 0.05625 | 7.3862 | 0.5625 | 0.06 | 0.06 | 0.06 | 0.06 | 0.06 | 0.06 | 0.17167 | 0.28333 | 0.5625 | 0.5625 | 0.5625 | 0.5625 | 0.5625 | 0.5625 | 0.5625 | 0.5625 | 0.5625 | 0.5625 | 0.5625 | 0.14375 | 0.06 | 0.06 | 0.06 | 0.06 | 0 | 0 | 0 | 0 | 0 | 0 | 0.22222 | 0.44444 | 1 | 1 | 1 | 1 | 1 | 1 | 1 | 1 | 1 | 1 | 1 | 0.16667 | 0 | 0 | 0 | 0 | 0 | 0 | 0 | 0 | 0 | 0 | 0.22222 | 0.44444 | 1 | 1 | 1 | 1 | 1 | 1 | 1 | 1 | 1 | 1 | 1 | 0.16667 | 0 | 0 | 0 | 0 | 16 | 0.66337 | 0.20792 | 0.079208 | 0.049505 | 0.76136 | 0.088613 | 0.0014366 | 0.0014366 | 0.0014366 | 0.0014366 | 0.0013521 | 0.0013521 | 0.0013521 | Education - University (summer) | 0.046389 | 0.046389 | 0.045827 | 0.046816 | 0.046842 | 0.045593 | 0.045593 | Education - University - Kitchen and Food Preparation - (summer) - all | 16 | 7 | 21 | 337.2875 | 24.75 | 337.2875 | 24.75 | 0 | 0 | 7.6656 | 0.5625 | 0 | 0 | 0 | 0 | 0 | 0 | 0 | 0 | 0.18542 | 0.31458 | 0.6375 | 0.6375 | 0.6375 | 0.6375 | 0.6375 | 0.6375 | 0.6375 | 0.6375 | 0.6375 | 0.6375 | 0.6375 | 0.15313 | 0 | 0 | 0 | 0 |  | 298.595 | 26.4 | 298.595 | 26.4 | 0 | 0 | 6.7862 | 0.6 | 0 | 0 | 0 | 0 | 0 | 0 | 0 | 0 | 0.17167 | 0.28333 | 0.5625 | 0.5625 | 0.5625 | 0.5625 | 0.5625 | 0.5625 | 0.5625 | 0.5625 | 0.5625 | 0.5625 | 0.5625 | 0.14375 | 0 | 0 | 0 | 0 | 1 | 1 | 1 | 1
685 | 6 | 85 | 5 | 1 |  |  |  |  | Education - University | Office (General) | Education - University - Office (General) |  | Education - University | Education - University - Office (General) | University Office (in session) | Sat | Open | 32 | 32 | 0.24291 | 1.1819 | 1.1819 | 1.1819 | 1.1819 | 1.1819 | 0.9546 | 0.9546 | 0 | 0 | 0 | 0 | 0 | 0 | 0 | 41.9506 | 41.9506 | 41.9506 | 41.9506 | 41.9506 | 33.8832 | 33.8832 | 0 | 0 | 0 | 0 | 0 | 0 | 0 | 0 | 0 | 0 | 0 | 0 | 0 | 0 | 0 | 0 | 0 | 0 | 0 | 0 | 0 | 0 | 0 | 0 | 0 | 0 | 0 | 0 | 0 | 0 | 0 | 0 | 0 | 0 | 0 | 0.10336 | 0.10336 | 0.10336 | 0.10336 | 0.10336 | 0.083482 | 0.083482 | 0 | 0 | 0 | 0 | 0 | 0 | 0 | 4.2445 | 4.2445 | 4.2445 | 4.2445 | 4.2445 | 3.4283 | 3.4283 | 0 | 0 | 0 | 0 | 0 | 0 | 0 | 0 | 0 | 0 | 0 | 0 | 0 | 0 | 0 | 0 | 0 | 0 | 0 | 0 | 0 | 0 | 0 | 0 | 0 | 0 | 0 | 0 | 0 | 0 | 0 | 0 | 0 | 0 | 0 | University Office (in session) ILit Sat | University Office (in session) ILit all | 3636 | 5 | 40 | University Office (in session) ILit2 Sat | University Office (in session) ILit Sat | University Office (in session) ILit all | 3636 | 6.5 | 45 | 3636 | 4.5664 | 0.36493 | 0.05 | 0.05 | 0.05 | 0.05 | 0.05 | 0.05 | 0.05 | 0.2 | 0.4 | 0.4 | 0.4 | 0.35 | 0.35 | 0.4 | 0.4 | 0.4 | 0.35 | 0.2 | 0.2 | 0.15 | 0.05 | 0.05 | 0.05 | 0.05 | 5.2832 | 0.41095 | 0.065 | 0.065 | 0.065 | 0.065 | 0.065 | 0.065 | 0.065 | 0.23 | 0.45 | 0.45 | 0.45 | 0.395 | 0.395 | 0.45 | 0.45 | 0.45 | 0.395 | 0.23 | 0.23 | 0.175 | 0.065 | 0.065 | 0.065 | 0.065 | 0 | 0 | 0 | 0 | 0 | 0 | 0 | 0.42857 | 1 | 1 | 1 | 0.85714 | 0.85714 | 1 | 1 | 1 | 0.85714 | 0.42857 | 0.42857 | 0.28571 | 0 | 0 | 0 | 0 | 0 | 0 | 0 | 0 | 0 | 0 | 0 | 0.42857 | 1 | 1 | 1 | 0.85714 | 0.85714 | 1 | 1 | 1 | 0.85714 | 0.42857 | 0.42857 | 0.28571 | 0 | 0 | 0 | 0 | 16 | 0.66337 | 0.20792 | 0.079208 | 0.049505 | 0.76136 | 0 | 0 | 0 | 0 | 0 | 0 | 0 | 0 |  | 0.077793 | 0.077793 | 0.076654 | 0.078941 | 0.079086 | 0.076715 | 0.076715 | Education - University - Office (General) - Sat | 10 | 9 | 18 | 110.4 | 35.7234 | 0 | 0 | 110.4 | 35.7234 | 0 | 0 | 3.45 | 1.1164 | 0 | 0 | 0 | 0 | 0 | 0 | 0 | 0 | 0.4 | 0.4 | 0.4 | 0.35 | 0.35 | 0.4 | 0.4 | 0.4 | 0.35 | 0 | 0 | 0 | 0 | 0 | 0 | 0 |  | 124.32 | 44.741 | 0 | 0 | 124.32 | 44.741 | 0 | 0 | 3.885 | 1.3982 | 0 | 0 | 0 | 0 | 0 | 0 | 0 | 0 | 0.45 | 0.45 | 0.45 | 0.395 | 0.395 | 0.45 | 0.45 | 0.45 | 0.395 | 0 | 0 | 0 | 0 | 0 | 0 | 0 | 0.96134 | 0.952 | 0.96673 | 0.952
686 | 6 | 86 | 6 | 2 |  |  |  |  | Education - University | Office (General) | Education - University - Office (General) |  | Education - University | Education - University - Office (General) | University Office (in session) | Sun | Open | 32 | 32 | 0.24291 | 1.1819 | 1.1819 | 1.1819 | 1.1819 | 1.1819 | 0.9546 | 0.9546 | 0 | 0 | 0 | 0 | 0 | 0 | 0 | 10.598 | 10.598 | 10.598 | 10.598 | 10.598 | 8.56 | 8.56 | 0 | 0 | 0 | 0 | 0 | 0 | 0 | 0 | 0 | 0 | 0 | 0 | 0 | 0 | 0 | 0 | 0 | 0 | 0 | 0 | 0 | 0 | 0 | 0 | 0 | 0 | 0 | 0 | 0 | 0 | 0 | 0 | 0 | 0 | 0 | 0.10336 | 0.10336 | 0.10336 | 0.10336 | 0.10336 | 0.083482 | 0.083482 | 0 | 0 | 0 | 0 | 0 | 0 | 0 | 1.2116 | 1.2116 | 1.2116 | 1.2116 | 1.2116 | 0.97861 | 0.97861 | 0 | 0 | 0 | 0 | 0 | 0 | 0 | 0 | 0 | 0 | 0 | 0 | 0 | 0 | 0 | 0 | 0 | 0 | 0 | 0 | 0 | 0 | 0 | 0 | 0 | 0 | 0 | 0 | 0 | 0 | 0 | 0 | 0 | 0 | 0 | University Office (in session) ILit Sun | University Office (in session) ILit all | 3636 | 5 | 5 | University Office (in session) ILit2 Sun | University Office (in session) ILit Sun | University Office (in session) ILit all | 3636 | 6.5 | 6.5 | 3636 | 1.1536 | 0.0476 | 0.05 | 0.05 | 0.05 | 0.05 | 0.05 | 0.05 | 0.05 | 0.05 | 0.05 | 0.05 | 0.05 | 0.05 | 0.05 | 0.05 | 0.05 | 0.05 | 0.05 | 0.05 | 0.05 | 0.05 | 0.05 | 0.05 | 0.05 | 0.05 | 1.5081 | 0.06188 | 0.065 | 0.065 | 0.065 | 0.065 | 0.065 | 0.065 | 0.065 | 0.065 | 0.065 | 0.065 | 0.065 | 0.065 | 0.065 | 0.065 | 0.065 | 0.065 | 0.065 | 0.065 | 0.065 | 0.065 | 0.065 | 0.065 | 0.065 | 0.065 | 0 | 0 | 0 | 0 | 0 | 0 | 0 | 0.42857 | 1 | 1 | 1 | 0.85714 | 0.85714 | 1 | 1 | 1 | 0.85714 | 0.42857 | 0.42857 | 0.28571 | 0 | 0 | 0 | 0 | 0 | 0 | 0 | 0 | 0 | 0 | 0 | 0.42857 | 1 | 1 | 1 | 0.85714 | 0.85714 | 1 | 1 | 1 | 0.85714 | 0.42857 | 0.42857 | 0.28571 | 0 | 0 | 0 | 0 | 16 | 0.66337 | 0.20792 | 0.079208 | 0.049505 | 0.76136 | 0 | 0 | 0 | 0 | 0 | 0 | 0 | 0 |  | 0.077793 | 0.077793 | 0.076654 | 0.078941 | 0.079086 | 0.076715 | 0.076715 | Education - University - Office (General) - Sun | 12 | 9 | 18 | 14.4 | 22.5154 | 0 | 0 | 14.4 | 22.5154 | 0 | 0 | 0.45 | 0.70361 | 0 | 0 | 0 | 0 | 0 | 0 | 0 | 0 | 0.05 | 0.05 | 0.05 | 0.05 | 0.05 | 0.05 | 0.05 | 0.05 | 0.05 | 0 | 0 | 0 | 0 | 0 | 0 | 0 |  | 18.72 | 29.539 | 0 | 0 | 18.72 | 29.539 | 0 | 0 | 0.585 | 0.92309 | 0 | 0 | 0 | 0 | 0 | 0 | 0 | 0 | 0.065 | 0.065 | 0.065 | 0.065 | 0.065 | 0.065 | 0.065 | 0.065 | 0.065 | 0 | 0 | 0 | 0 | 0 | 0 | 0 | 0.96134 | 0.952 | 0.96673 | 0.952
687 | 6 | 87 | 7 | 3 |  |  |  |  | Education - University | Office (General) | Education - University - Office (General) |  | Education - University | Education - University - Office (General) | University Office (in session) | Hol | Open | 6 | 6 | 0.24291 | 1.1819 | 1.1819 | 1.1819 | 1.1819 | 1.1819 | 0.9546 | 0.9546 | 0 | 0 | 0 | 0 | 0 | 0 | 0 | 1.9871 | 1.9871 | 1.9871 | 1.9871 | 1.9871 | 1.605 | 1.605 | 0 | 0 | 0 | 0 | 0 | 0 | 0 | 0 | 0 | 0 | 0 | 0 | 0 | 0 | 0 | 0 | 0 | 0 | 0 | 0 | 0 | 0 | 0 | 0 | 0 | 0 | 0 | 0 | 0 | 0 | 0 | 0 | 0 | 0 | 0 | 0.10336 | 0.10336 | 0.10336 | 0.10336 | 0.10336 | 0.083482 | 0.083482 | 0 | 0 | 0 | 0 | 0 | 0 | 0 | 0.22718 | 0.22718 | 0.22718 | 0.22718 | 0.22718 | 0.18349 | 0.18349 | 0 | 0 | 0 | 0 | 0 | 0 | 0 | 0 | 0 | 0 | 0 | 0 | 0 | 0 | 0 | 0 | 0 | 0 | 0 | 0 | 0 | 0 | 0 | 0 | 0 | 0 | 0 | 0 | 0 | 0 | 0 | 0 | 0 | 0 | 0 | University Office (in session) ILit Hol | University Office (in session) ILit all | 3636 | 5 | 5 | University Office (in session) ILit2 Hol | University Office (in session) ILit Hol | University Office (in session) ILit all | 3636 | 6.5 | 6.5 | 3636 | 1.1536 | 0.0476 | 0.05 | 0.05 | 0.05 | 0.05 | 0.05 | 0.05 | 0.05 | 0.05 | 0.05 | 0.05 | 0.05 | 0.05 | 0.05 | 0.05 | 0.05 | 0.05 | 0.05 | 0.05 | 0.05 | 0.05 | 0.05 | 0.05 | 0.05 | 0.05 | 1.5081 | 0.06188 | 0.065 | 0.065 | 0.065 | 0.065 | 0.065 | 0.065 | 0.065 | 0.065 | 0.065 | 0.065 | 0.065 | 0.065 | 0.065 | 0.065 | 0.065 | 0.065 | 0.065 | 0.065 | 0.065 | 0.065 | 0.065 | 0.065 | 0.065 | 0.065 | 0 | 0 | 0 | 0 | 0 | 0 | 0 | 0.42857 | 1 | 1 | 1 | 0.85714 | 0.85714 | 1 | 1 | 1 | 0.85714 | 0.42857 | 0.42857 | 0.28571 | 0 | 0 | 0 | 0 | 0 | 0 | 0 | 0 | 0 | 0 | 0 | 0.42857 | 1 | 1 | 1 | 0.85714 | 0.85714 | 1 | 1 | 1 | 0.85714 | 0.42857 | 0.42857 | 0.28571 | 0 | 0 | 0 | 0 | 16 | 0.66337 | 0.20792 | 0.079208 | 0.049505 | 0.76136 | 0 | 0 | 0 | 0 | 0 | 0 | 0 | 0 |  | 0.077793 | 0.077793 | 0.076654 | 0.078941 | 0.079086 | 0.076715 | 0.076715 | Education - University - Office (General) - Hol | 14 | 9 | 18 | 2.7 | 4.2216 | 0 | 0 | 2.7 | 4.2216 | 0 | 0 | 0.45 | 0.70361 | 0 | 0 | 0 | 0 | 0 | 0 | 0 | 0 | 0.05 | 0.05 | 0.05 | 0.05 | 0.05 | 0.05 | 0.05 | 0.05 | 0.05 | 0 | 0 | 0 | 0 | 0 | 0 | 0 |  | 3.51 | 5.5386 | 0 | 0 | 3.51 | 5.5386 | 0 | 0 | 0.585 | 0.92309 | 0 | 0 | 0 | 0 | 0 | 0 | 0 | 0 | 0.065 | 0.065 | 0.065 | 0.065 | 0.065 | 0.065 | 0.065 | 0.065 | 0.065 | 0 | 0 | 0 | 0 | 0 | 0 | 0 | 0.96134 | 0.952 | 0.96673 | 0.952
688 | 6 | 88 | 8 | 4 |  | Education - University |  | Education - University - Office (General) | Education - University | Office (General) | Education - University - Office (General) |  | Education - University | Education - University - Office (General) | University Office (in session) | all | Open | 169 | 169 | 0.24291 | 1.1819 | 1.1819 | 1.1819 | 1.1819 | 1.1819 | 0.9546 | 0.9546 | 0 | 0 | 0 | 0 | 0 | 0 | 0 | 582.7714 | 582.7714 | 582.7714 | 582.7714 | 582.7714 | 470.7 | 470.7 | 0.26369 | 0.26369 | 0.26369 | 0.26369 | 0.26369 | 0.21298 | 0.21298 | 0 | 0 | 0 | 0 | 0 | 0 | 0 | 0 | 0 | 0 | 0 | 0 | 0 | 0 | 0.9185 | 0.9185 | 0.9185 | 0.9185 | 0.9185 | 0.9185 | 0.9185 | 0.63621 | 0.63621 | 0.63191 | 0.64193 | 0.64283 | 0.62685 | 0.62685 | 0.10336 | 0.10336 | 0.10336 | 0.10336 | 0.10336 | 0.083482 | 0.083482 | 0 | 0 | 0 | 0 | 0 | 0 | 0 | 42.987 | 42.987 | 42.987 | 42.987 | 42.987 | 34.7203 | 34.7203 | 0.018484 | 0.018484 | 0.018484 | 0.018484 | 0.018484 | 0.014929 | 0.014929 | 0 | 0 | 0 | 0 | 0 | 0 | 0 | 0 | 0 | 0 | 0 | 0 | 0 | 0 | 0.73621 | 0.73621 | 0.73621 | 0.73621 | 0.73621 | 0.73621 | 0.73621 | 0.59459 | 0.59459 | 0.58961 | 0.59374 | 0.59192 | 0.58297 | 0.58297 | University Office (in session) ILit all | University Office (in session) ILit all | 3099 | 5 | 100 | University Office (in session) ILit2 all | University Office (in session) ILit all | University Office (in session) ILit all | 3099 | 8 | 80 | 3099 | 12.0114 | 0.9185 | 0.05 | 0.05 | 0.05 | 0.05 | 0.05 | 0.05 | 0.05 | 0.84167 | 0.94722 | 0.94722 | 1 | 1 | 0.84167 | 0.84167 | 0.94722 | 0.94722 | 1 | 0.84167 | 0.73611 | 0.63056 | 0.41944 | 0.10278 | 0.05 | 0.05 | 10.1313 | 0.73621 | 0.08 | 0.08 | 0.08 | 0.08 | 0.08 | 0.08 | 0.08 | 0.68 | 0.76 | 0.76 | 0.8 | 0.8 | 0.68 | 0.68 | 0.76 | 0.76 | 0.8 | 0.68 | 0.6 | 0.52 | 0.36 | 0.12 | 0.08 | 0.08 | 0 | 0 | 0 | 0 | 0 | 0 | 0 | 0.83333 | 0.94444 | 0.94444 | 1 | 1 | 0.83333 | 0.83333 | 0.94444 | 0.94444 | 1 | 0.83333 | 0.72222 | 0.61111 | 0.38889 | 0.055556 | 0 | 0 | 0 | 0 | 0 | 0 | 0 | 0 | 0 | 0.83333 | 0.94444 | 0.94444 | 1 | 1 | 0.83333 | 0.83333 | 0.94444 | 0.94444 | 1 | 0.83333 | 0.72222 | 0.61111 | 0.38889 | 0.055556 | 0 | 0 | 16 | 0.66337 | 0.20792 | 0.079208 | 0.049505 | 0.76136 | 0.11837 | 0.033983 | 0.033983 | 0.033983 | 0.033983 | 0.033983 | 0.027448 | 0.027448 | Education - University | 0.077793 | 0.077793 | 0.076654 | 0.078941 | 0.079086 | 0.076715 | 0.076715 | Education - University - Office (General) - all | 16 | 7 | 21 | 1955.7056 | 74.219 | 1955.7056 | 74.219 | 0 | 0 | 11.5722 | 0.43917 | 0 | 0 | 0 | 0 | 0 | 0 | 0 | 0 | 0.05 | 0.84167 | 0.94722 | 0.94722 | 1 | 1 | 0.84167 | 0.84167 | 0.94722 | 0.94722 | 1 | 0.84167 | 0.73611 | 0.63056 | 0 | 0 | 0 | 0 |  | 1581.84 | 130.3474 | 1581.84 | 130.3474 | 0 | 0 | 9.36 | 0.77129 | 0 | 0 | 0 | 0 | 0 | 0 | 0 | 0 | 0.08 | 0.68 | 0.76 | 0.76 | 0.8 | 0.8 | 0.68 | 0.68 | 0.76 | 0.76 | 0.8 | 0.68 | 0.6 | 0.52 | 0 | 0 | 0 | 0 | 0.96134 | 0.952 | 0.96673 | 0.952
689 | 6 | 89 | 5 | 5 |  |  |  |  | Education - University | Office (General) | Education - University - Office (General) | (break) | Education - University (break) | Education - University - Office (General) (break) | University Office (break) | Sat | Closed | 12 | 12 | 0.24291 | 1.1819 | 1.1819 | 1.1819 | 1.1819 | 1.1819 | 0.9546 | 0.9546 | 0 | 0 | 0 | 0 | 0 | 0 | 0 | 2.782 | 2.782 | 2.782 | 2.782 | 2.782 | 2.247 | 2.247 | 0 | 0 | 0 | 0 | 0 | 0 | 0 | 0 | 0 | 0 | 0 | 0 | 0 | 0 | 0 | 0 | 0 | 0 | 0 | 0 | 0 | 0 | 0 | 0 | 0 | 0 | 0 | 0 | 0 | 0 | 0 | 0 | 0 | 0 | 0 | 0.10336 | 0.10336 | 0.10336 | 0.10336 | 0.10336 | 0.083482 | 0.083482 | 0 | 0 | 0 | 0 | 0 | 0 | 0 | 0.24465 | 0.24465 | 0.24465 | 0.24465 | 0.24465 | 0.1976 | 0.1976 | 0 | 0 | 0 | 0 | 0 | 0 | 0 | 0 | 0 | 0 | 0 | 0 | 0 | 0 | 0 | 0 | 0 | 0 | 0 | 0 | 0 | 0 | 0 | 0 | 0 | 0 | 0 | 0 | 0 | 0 | 0 | 0 | 0 | 0 | 0 | University Office (break) ILit Cls | University Office (break) ILit Cls | 2 | 3.5 | 3.5 | University Office (break) ILit2 Cls | University Office (break) ILit Cls | University Office (break) ILit Cls | 2 | 3.5 | 3.5 | 2 | 0.80752 | 0.035 | 0.035 | 0.035 | 0.035 | 0.035 | 0.035 | 0.035 | 0.035 | 0.035 | 0.035 | 0.035 | 0.035 | 0.035 | 0.035 | 0.035 | 0.035 | 0.035 | 0.035 | 0.035 | 0.035 | 0.035 | 0.035 | 0.035 | 0.035 | 0.035 | 0.81205 | 0.035 | 0.035 | 0.035 | 0.035 | 0.035 | 0.035 | 0.035 | 0.035 | 0.035 | 0.035 | 0.035 | 0.035 | 0.035 | 0.035 | 0.035 | 0.035 | 0.035 | 0.035 | 0.035 | 0.035 | 0.035 | 0.035 | 0.035 | 0.035 | 0.035 | 0 | 0 | 0 | 0 | 0 | 0 | 0 | 0 | 0 | 0 | 0 | 0 | 0 | 0 | 0 | 0 | 0 | 0 | 0 | 0 | 0 | 0 | 0 | 0 | 0 | 0 | 0 | 0 | 0 | 0 | 0 | 0 | 0 | 0 | 0 | 0 | 0 | 0 | 0 | 0 | 0 | 0 | 0 | 0 | 0 | 0 | 0 | 0 | 16 | 0.66337 | 0.20792 | 0.079208 | 0.049505 | 0.76136 | 0 | 0 | 0 | 0 | 0 | 0 | 0 | 0 |  | 0.004128 | 0.004128 | 0.0040915 | 0.0041369 | 0.0041138 | 0.0040849 | 0.0040849 | Education - University - Office (General) - (break) - Sat | 10 | 9 | 14 | 0 | 9.6903 | 0 | 0 | 0 | 9.6903 | 0 | 0 | 0 | 0.80752 | 0 | 0 | 0 | 0 | 0 | 0 | 0 | 0 | 0 | 0 | 0 | 0 | 0 | 0 | 0 | 0 | 0 | 0 | 0 | 0 | 0 | 0 | 0 | 0 |  | 0 | 9.7446 | 0 | 0 | 0 | 9.7446 | 0 | 0 | 0 | 0.81205 | 0 | 0 | 0 | 0 | 0 | 0 | 0 | 0 | 0 | 0 | 0 | 0 | 0 | 0 | 0 | 0 | 0 | 0 | 0 | 0 | 0 | 0 | 0 | 0 | 0.96134 | 0.952 | 0.96673 | 0.952
690 | 6 | 90 | 6 | 6 |  |  |  |  | Education - University | Office (General) | Education - University - Office (General) | (break) | Education - University (break) | Education - University - Office (General) (break) | University Office (break) | Sun | Closed | 12 | 12 | 0.24291 | 1.1819 | 1.1819 | 1.1819 | 1.1819 | 1.1819 | 0.9546 | 0.9546 | 0 | 0 | 0 | 0 | 0 | 0 | 0 | 2.782 | 2.782 | 2.782 | 2.782 | 2.782 | 2.247 | 2.247 | 0 | 0 | 0 | 0 | 0 | 0 | 0 | 0 | 0 | 0 | 0 | 0 | 0 | 0 | 0 | 0 | 0 | 0 | 0 | 0 | 0 | 0 | 0 | 0 | 0 | 0 | 0 | 0 | 0 | 0 | 0 | 0 | 0 | 0 | 0 | 0.10336 | 0.10336 | 0.10336 | 0.10336 | 0.10336 | 0.083482 | 0.083482 | 0 | 0 | 0 | 0 | 0 | 0 | 0 | 0.24465 | 0.24465 | 0.24465 | 0.24465 | 0.24465 | 0.1976 | 0.1976 | 0 | 0 | 0 | 0 | 0 | 0 | 0 | 0 | 0 | 0 | 0 | 0 | 0 | 0 | 0 | 0 | 0 | 0 | 0 | 0 | 0 | 0 | 0 | 0 | 0 | 0 | 0 | 0 | 0 | 0 | 0 | 0 | 0 | 0 | 0 | University Office (break) ILit Cls | University Office (break) ILit Cls | 2 | 3.5 | 3.5 | University Office (break) ILit2 Cls | University Office (break) ILit Cls | University Office (break) ILit Cls | 2 | 3.5 | 3.5 | 2 | 0.80752 | 0.035 | 0.035 | 0.035 | 0.035 | 0.035 | 0.035 | 0.035 | 0.035 | 0.035 | 0.035 | 0.035 | 0.035 | 0.035 | 0.035 | 0.035 | 0.035 | 0.035 | 0.035 | 0.035 | 0.035 | 0.035 | 0.035 | 0.035 | 0.035 | 0.035 | 0.81205 | 0.035 | 0.035 | 0.035 | 0.035 | 0.035 | 0.035 | 0.035 | 0.035 | 0.035 | 0.035 | 0.035 | 0.035 | 0.035 | 0.035 | 0.035 | 0.035 | 0.035 | 0.035 | 0.035 | 0.035 | 0.035 | 0.035 | 0.035 | 0.035 | 0.035 | 0 | 0 | 0 | 0 | 0 | 0 | 0 | 0 | 0 | 0 | 0 | 0 | 0 | 0 | 0 | 0 | 0 | 0 | 0 | 0 | 0 | 0 | 0 | 0 | 0 | 0 | 0 | 0 | 0 | 0 | 0 | 0 | 0 | 0 | 0 | 0 | 0 | 0 | 0 | 0 | 0 | 0 | 0 | 0 | 0 | 0 | 0 | 0 | 16 | 0.66337 | 0.20792 | 0.079208 | 0.049505 | 0.76136 | 0 | 0 | 0 | 0 | 0 | 0 | 0 | 0 |  | 0.004128 | 0.004128 | 0.0040915 | 0.0041369 | 0.0041138 | 0.0040849 | 0.0040849 | Education - University - Office (General) - (break) - Sun | 12 | 9 | 14 | 0 | 9.6903 | 0 | 0 | 0 | 9.6903 | 0 | 0 | 0 | 0.80752 | 0 | 0 | 0 | 0 | 0 | 0 | 0 | 0 | 0 | 0 | 0 | 0 | 0 | 0 | 0 | 0 | 0 | 0 | 0 | 0 | 0 | 0 | 0 | 0 |  | 0 | 9.7446 | 0 | 0 | 0 | 9.7446 | 0 | 0 | 0 | 0.81205 | 0 | 0 | 0 | 0 | 0 | 0 | 0 | 0 | 0 | 0 | 0 | 0 | 0 | 0 | 0 | 0 | 0 | 0 | 0 | 0 | 0 | 0 | 0 | 0 | 0.96134 | 0.952 | 0.96673 | 0.952
691 | 6 | 91 | 7 | 7 |  |  |  |  | Education - University | Office (General) | Education - University - Office (General) | (break) | Education - University (break) | Education - University - Office (General) (break) | University Office (break) | Hol | Closed | 3 | 3 | 0.24291 | 1.1819 | 1.1819 | 1.1819 | 1.1819 | 1.1819 | 0.9546 | 0.9546 | 0 | 0 | 0 | 0 | 0 | 0 | 0 | 0.6955 | 0.6955 | 0.6955 | 0.6955 | 0.6955 | 0.56175 | 0.56175 | 0 | 0 | 0 | 0 | 0 | 0 | 0 | 0 | 0 | 0 | 0 | 0 | 0 | 0 | 0 | 0 | 0 | 0 | 0 | 0 | 0 | 0 | 0 | 0 | 0 | 0 | 0 | 0 | 0 | 0 | 0 | 0 | 0 | 0 | 0 | 0.10336 | 0.10336 | 0.10336 | 0.10336 | 0.10336 | 0.083482 | 0.083482 | 0 | 0 | 0 | 0 | 0 | 0 | 0 | 0.061163 | 0.061163 | 0.061163 | 0.061163 | 0.061163 | 0.049401 | 0.049401 | 0 | 0 | 0 | 0 | 0 | 0 | 0 | 0 | 0 | 0 | 0 | 0 | 0 | 0 | 0 | 0 | 0 | 0 | 0 | 0 | 0 | 0 | 0 | 0 | 0 | 0 | 0 | 0 | 0 | 0 | 0 | 0 | 0 | 0 | 0 | University Office (break) ILit Cls | University Office (break) ILit Cls | 2 | 3.5 | 3.5 | University Office (break) ILit2 Cls | University Office (break) ILit Cls | University Office (break) ILit Cls | 2 | 3.5 | 3.5 | 2 | 0.80752 | 0.035 | 0.035 | 0.035 | 0.035 | 0.035 | 0.035 | 0.035 | 0.035 | 0.035 | 0.035 | 0.035 | 0.035 | 0.035 | 0.035 | 0.035 | 0.035 | 0.035 | 0.035 | 0.035 | 0.035 | 0.035 | 0.035 | 0.035 | 0.035 | 0.035 | 0.81205 | 0.035 | 0.035 | 0.035 | 0.035 | 0.035 | 0.035 | 0.035 | 0.035 | 0.035 | 0.035 | 0.035 | 0.035 | 0.035 | 0.035 | 0.035 | 0.035 | 0.035 | 0.035 | 0.035 | 0.035 | 0.035 | 0.035 | 0.035 | 0.035 | 0.035 | 0 | 0 | 0 | 0 | 0 | 0 | 0 | 0 | 0 | 0 | 0 | 0 | 0 | 0 | 0 | 0 | 0 | 0 | 0 | 0 | 0 | 0 | 0 | 0 | 0 | 0 | 0 | 0 | 0 | 0 | 0 | 0 | 0 | 0 | 0 | 0 | 0 | 0 | 0 | 0 | 0 | 0 | 0 | 0 | 0 | 0 | 0 | 0 | 16 | 0.66337 | 0.20792 | 0.079208 | 0.049505 | 0.76136 | 0 | 0 | 0 | 0 | 0 | 0 | 0 | 0 |  | 0.004128 | 0.004128 | 0.0040915 | 0.0041369 | 0.0041138 | 0.0040849 | 0.0040849 | Education - University - Office (General) - (break) - Hol | 14 | 9 | 14 | 0 | 2.4226 | 0 | 0 | 0 | 2.4226 | 0 | 0 | 0 | 0.80752 | 0 | 0 | 0 | 0 | 0 | 0 | 0 | 0 | 0 | 0 | 0 | 0 | 0 | 0 | 0 | 0 | 0 | 0 | 0 | 0 | 0 | 0 | 0 | 0 |  | 0 | 2.4361 | 0 | 0 | 0 | 2.4361 | 0 | 0 | 0 | 0.81205 | 0 | 0 | 0 | 0 | 0 | 0 | 0 | 0 | 0 | 0 | 0 | 0 | 0 | 0 | 0 | 0 | 0 | 0 | 0 | 0 | 0 | 0 | 0 | 0 | 0.96134 | 0.952 | 0.96673 | 0.952
692 | 6 | 92 | 8 | 8 |  | Education - University (break) |  | Education - University - Office (General) (break) | Education - University | Office (General) | Education - University - Office (General) | (break) | Education - University (break) | Education - University - Office (General) (break) | University Office (break) | all | Closed | 38 | 38 | 0.24291 | 1.1819 | 1.1819 | 1.1819 | 1.1819 | 1.1819 | 0.9546 | 0.9546 | 0 | 0 | 0 | 0 | 0 | 0 | 0 | 8.8096 | 8.8096 | 8.8096 | 8.8096 | 8.8096 | 7.1155 | 7.1155 | 0.010048 | 0.010048 | 0.010048 | 0.010048 | 0.010048 | 0.0081158 | 0.0081158 | 0 | 0 | 0 | 0 | 0 | 0 | 0 | 0 | 0 | 0 | 0 | 0 | 0 | 0 | 0.035 | 0.035 | 0.035 | 0.035 | 0.035 | 0.035 | 0.035 | 0.034185 | 0.034185 | 0.034148 | 0.03403 | 0.033817 | 0.033741 | 0.033741 | 0.10336 | 0.10336 | 0.10336 | 0.10336 | 0.10336 | 0.083482 | 0.083482 | 0 | 0 | 0 | 0 | 0 | 0 | 0 | 0.77473 | 0.77473 | 0.77473 | 0.77473 | 0.77473 | 0.62575 | 0.62575 | 0.00087873 | 0.00087873 | 0.00087873 | 0.00087873 | 0.00087873 | 0.00070974 | 0.00070974 | 0 | 0 | 0 | 0 | 0 | 0 | 0 | 0 | 0 | 0 | 0 | 0 | 0 | 0 | 0.035 | 0.035 | 0.035 | 0.035 | 0.035 | 0.035 | 0.035 | 0.034185 | 0.034185 | 0.034148 | 0.03403 | 0.033817 | 0.033741 | 0.033741 | University Office (break) ILit Cls | University Office (break) ILit Cls | 2 | 3.5 | 3.5 | University Office (break) ILit2 Cls | University Office (break) ILit Cls | University Office (break) ILit Cls | 2 | 3.5 | 3.5 | 2 | 0.80752 | 0.035 | 0.035 | 0.035 | 0.035 | 0.035 | 0.035 | 0.035 | 0.035 | 0.035 | 0.035 | 0.035 | 0.035 | 0.035 | 0.035 | 0.035 | 0.035 | 0.035 | 0.035 | 0.035 | 0.035 | 0.035 | 0.035 | 0.035 | 0.035 | 0.035 | 0.81205 | 0.035 | 0.035 | 0.035 | 0.035 | 0.035 | 0.035 | 0.035 | 0.035 | 0.035 | 0.035 | 0.035 | 0.035 | 0.035 | 0.035 | 0.035 | 0.035 | 0.035 | 0.035 | 0.035 | 0.035 | 0.035 | 0.035 | 0.035 | 0.035 | 0.035 | 0 | 0 | 0 | 0 | 0 | 0 | 0 | 0 | 0 | 0 | 0 | 0 | 0 | 0 | 0 | 0 | 0 | 0 | 0 | 0 | 0 | 0 | 0 | 0 | 0 | 0 | 0 | 0 | 0 | 0 | 0 | 0 | 0 | 0 | 0 | 0 | 0 | 0 | 0 | 0 | 0 | 0 | 0 | 0 | 0 | 0 | 0 | 0 | 16 | 0.66337 | 0.20792 | 0.079208 | 0.049505 | 0.76136 | 0.0045105 | 0.0012949 | 0.0012949 | 0.0012949 | 0.0012949 | 0.0012949 | 0.0010459 | 0.0010459 | Education - University (break) | 0.004128 | 0.004128 | 0.0040915 | 0.0041369 | 0.0041138 | 0.0040849 | 0.0040849 | Education - University - Office (General) - (break) - all | 16 | 7 | 17 | 0 | 30.6859 | 0 | 30.6859 | 0 | 0 | 0 | 0.80752 | 0 | 0 | 0 | 0 | 0 | 0 | 0 | 0 | 0 | 0 | 0 | 0 | 0 | 0 | 0 | 0 | 0 | 0 | 0 | 0 | 0 | 0 | 0 | 0 | 0 | 0 |  | 0 | 30.8579 | 0 | 30.8579 | 0 | 0 | 0 | 0.81205 | 0 | 0 | 0 | 0 | 0 | 0 | 0 | 0 | 0 | 0 | 0 | 0 | 0 | 0 | 0 | 0 | 0 | 0 | 0 | 0 | 0 | 0 | 0 | 0 | 0 | 0 | 0.96134 | 0.952 | 0.96673 | 0.952
693 | 6 | 93 | 5 | 9 |  |  |  |  | Education - University | Office (General) | Education - University - Office (General) | (summer) | Education - University (summer) | Education - University - Office (General) (summer) | University Office (summer) | Sat | Open | 8 | 8 | 0.24291 | 1.1819 | 1.1819 | 1.1819 | 1.1819 | 1.1819 | 0.9546 | 0.9546 | 0 | 0 | 0 | 0 | 0 | 0 | 0 | 8.2482 | 8.2482 | 8.2482 | 8.2482 | 8.2482 | 6.662 | 6.662 | 0 | 0 | 0 | 0 | 0 | 0 | 0 | 0 | 0 | 0 | 0 | 0 | 0 | 0 | 0 | 0 | 0 | 0 | 0 | 0 | 0 | 0 | 0 | 0 | 0 | 0 | 0 | 0 | 0 | 0 | 0 | 0 | 0 | 0 | 0 | 0.10336 | 0.10336 | 0.10336 | 0.10336 | 0.10336 | 0.083482 | 0.083482 | 0 | 0 | 0 | 0 | 0 | 0 | 0 | 0.83957 | 0.83957 | 0.83957 | 0.83957 | 0.83957 | 0.67812 | 0.67812 | 0 | 0 | 0 | 0 | 0 | 0 | 0 | 0 | 0 | 0 | 0 | 0 | 0 | 0 | 0 | 0 | 0 | 0 | 0 | 0 | 0 | 0 | 0 | 0 | 0 | 0 | 0 | 0 | 0 | 0 | 0 | 0 | 0 | 0 | 0 | University Office (summer) ILit Sat | University Office (summer) ILit all | 3636 | 5 | 30 | University Office (summer) ILit2 Sat | University Office (summer) ILit Sat | University Office (summer) ILit all | 3636 | 6.5 | 33.75 | 3636 | 3.5913 | 0.27427 | 0.05 | 0.05 | 0.05 | 0.05 | 0.05 | 0.05 | 0.05 | 0.15714 | 0.3 | 0.3 | 0.3 | 0.26429 | 0.26429 | 0.3 | 0.3 | 0.3 | 0.26429 | 0.15714 | 0.15714 | 0.12143 | 0.05 | 0.05 | 0.05 | 0.05 | 4.1801 | 0.30895 | 0.065 | 0.065 | 0.065 | 0.065 | 0.065 | 0.065 | 0.065 | 0.18179 | 0.3375 | 0.3375 | 0.3375 | 0.29857 | 0.29857 | 0.3375 | 0.3375 | 0.3375 | 0.29857 | 0.18179 | 0.18179 | 0.14286 | 0.065 | 0.065 | 0.065 | 0.065 | 0 | 0 | 0 | 0 | 0 | 0 | 0 | 0.42857 | 1 | 1 | 1 | 0.85714 | 0.85714 | 1 | 1 | 1 | 0.85714 | 0.42857 | 0.42857 | 0.28571 | 0 | 0 | 0 | 0 | 0 | 0 | 0 | 0 | 0 | 0 | 0 | 0.42857 | 1 | 1 | 1 | 0.85714 | 0.85714 | 1 | 1 | 1 | 0.85714 | 0.42857 | 0.42857 | 0.28571 | 0 | 0 | 0 | 0 | 16 | 0.66337 | 0.20792 | 0.079208 | 0.049505 | 0.76136 | 0 | 0 | 0 | 0 | 0 | 0 | 0 | 0 |  | 0.046389 | 0.046389 | 0.045827 | 0.046816 | 0.046842 | 0.045593 | 0.045593 | Education - University - Office (General) - (summer) - Sat | 10 | 9 | 18 | 20.7429 | 7.9874 | 0 | 0 | 20.7429 | 7.9874 | 0 | 0 | 2.5929 | 0.99843 | 0 | 0 | 0 | 0 | 0 | 0 | 0 | 0 | 0.3 | 0.3 | 0.3 | 0.26429 | 0.26429 | 0.3 | 0.3 | 0.3 | 0.26429 | 0 | 0 | 0 | 0 | 0 | 0 | 0 |  | 23.3657 | 10.0747 | 0 | 0 | 23.3657 | 10.0747 | 0 | 0 | 2.9207 | 1.2593 | 0 | 0 | 0 | 0 | 0 | 0 | 0 | 0 | 0.3375 | 0.3375 | 0.3375 | 0.29857 | 0.29857 | 0.3375 | 0.3375 | 0.3375 | 0.29857 | 0 | 0 | 0 | 0 | 0 | 0 | 0 | 0.96134 | 0.952 | 0.96673 | 0.952
694 | 6 | 94 | 6 | 10 |  |  |  |  | Education - University | Office (General) | Education - University - Office (General) | (summer) | Education - University (summer) | Education - University - Office (General) (summer) | University Office (summer) | Sun | Open | 8 | 8 | 0.24291 | 1.1819 | 1.1819 | 1.1819 | 1.1819 | 1.1819 | 0.9546 | 0.9546 | 0 | 0 | 0 | 0 | 0 | 0 | 0 | 2.6495 | 2.6495 | 2.6495 | 2.6495 | 2.6495 | 2.14 | 2.14 | 0 | 0 | 0 | 0 | 0 | 0 | 0 | 0 | 0 | 0 | 0 | 0 | 0 | 0 | 0 | 0 | 0 | 0 | 0 | 0 | 0 | 0 | 0 | 0 | 0 | 0 | 0 | 0 | 0 | 0 | 0 | 0 | 0 | 0 | 0 | 0.10336 | 0.10336 | 0.10336 | 0.10336 | 0.10336 | 0.083482 | 0.083482 | 0 | 0 | 0 | 0 | 0 | 0 | 0 | 0.3029 | 0.3029 | 0.3029 | 0.3029 | 0.3029 | 0.24465 | 0.24465 | 0 | 0 | 0 | 0 | 0 | 0 | 0 | 0 | 0 | 0 | 0 | 0 | 0 | 0 | 0 | 0 | 0 | 0 | 0 | 0 | 0 | 0 | 0 | 0 | 0 | 0 | 0 | 0 | 0 | 0 | 0 | 0 | 0 | 0 | 0 | University Office (summer) ILit Sun | University Office (summer) ILit all | 3636 | 5 | 5 | University Office (summer) ILit2 Sun | University Office (summer) ILit Sun | University Office (summer) ILit all | 3636 | 6.5 | 6.5 | 3636 | 1.1536 | 0.0476 | 0.05 | 0.05 | 0.05 | 0.05 | 0.05 | 0.05 | 0.05 | 0.05 | 0.05 | 0.05 | 0.05 | 0.05 | 0.05 | 0.05 | 0.05 | 0.05 | 0.05 | 0.05 | 0.05 | 0.05 | 0.05 | 0.05 | 0.05 | 0.05 | 1.5081 | 0.06188 | 0.065 | 0.065 | 0.065 | 0.065 | 0.065 | 0.065 | 0.065 | 0.065 | 0.065 | 0.065 | 0.065 | 0.065 | 0.065 | 0.065 | 0.065 | 0.065 | 0.065 | 0.065 | 0.065 | 0.065 | 0.065 | 0.065 | 0.065 | 0.065 | 0 | 0 | 0 | 0 | 0 | 0 | 0 | 0.42857 | 1 | 1 | 1 | 0.85714 | 0.85714 | 1 | 1 | 1 | 0.85714 | 0.42857 | 0.42857 | 0.28571 | 0 | 0 | 0 | 0 | 0 | 0 | 0 | 0 | 0 | 0 | 0 | 0.42857 | 1 | 1 | 1 | 0.85714 | 0.85714 | 1 | 1 | 1 | 0.85714 | 0.42857 | 0.42857 | 0.28571 | 0 | 0 | 0 | 0 | 16 | 0.66337 | 0.20792 | 0.079208 | 0.049505 | 0.76136 | 0 | 0 | 0 | 0 | 0 | 0 | 0 | 0 |  | 0.046389 | 0.046389 | 0.045827 | 0.046816 | 0.046842 | 0.045593 | 0.045593 | Education - University - Office (General) - (summer) - Sun | 12 | 9 | 18 | 3.6 | 5.6288 | 0 | 0 | 3.6 | 5.6288 | 0 | 0 | 0.45 | 0.70361 | 0 | 0 | 0 | 0 | 0 | 0 | 0 | 0 | 0.05 | 0.05 | 0.05 | 0.05 | 0.05 | 0.05 | 0.05 | 0.05 | 0.05 | 0 | 0 | 0 | 0 | 0 | 0 | 0 |  | 4.68 | 7.3847 | 0 | 0 | 4.68 | 7.3847 | 0 | 0 | 0.585 | 0.92309 | 0 | 0 | 0 | 0 | 0 | 0 | 0 | 0 | 0.065 | 0.065 | 0.065 | 0.065 | 0.065 | 0.065 | 0.065 | 0.065 | 0.065 | 0 | 0 | 0 | 0 | 0 | 0 | 0 | 0.96134 | 0.952 | 0.96673 | 0.952
695 | 6 | 95 | 7 | 11 |  |  |  |  | Education - University | Office (General) | Education - University - Office (General) | (summer) | Education - University (summer) | Education - University - Office (General) (summer) | University Office (summer) | Hol | Open | 1 | 1 | 0.24291 | 1.1819 | 1.1819 | 1.1819 | 1.1819 | 1.1819 | 0.9546 | 0.9546 | 0 | 0 | 0 | 0 | 0 | 0 | 0 | 0.33119 | 0.33119 | 0.33119 | 0.33119 | 0.33119 | 0.2675 | 0.2675 | 0 | 0 | 0 | 0 | 0 | 0 | 0 | 0 | 0 | 0 | 0 | 0 | 0 | 0 | 0 | 0 | 0 | 0 | 0 | 0 | 0 | 0 | 0 | 0 | 0 | 0 | 0 | 0 | 0 | 0 | 0 | 0 | 0 | 0 | 0 | 0.10336 | 0.10336 | 0.10336 | 0.10336 | 0.10336 | 0.083482 | 0.083482 | 0 | 0 | 0 | 0 | 0 | 0 | 0 | 0.037863 | 0.037863 | 0.037863 | 0.037863 | 0.037863 | 0.030582 | 0.030582 | 0 | 0 | 0 | 0 | 0 | 0 | 0 | 0 | 0 | 0 | 0 | 0 | 0 | 0 | 0 | 0 | 0 | 0 | 0 | 0 | 0 | 0 | 0 | 0 | 0 | 0 | 0 | 0 | 0 | 0 | 0 | 0 | 0 | 0 | 0 | University Office (summer) ILit Hol | University Office (summer) ILit all | 3636 | 5 | 5 | University Office (summer) ILit2 Hol | University Office (summer) ILit Hol | University Office (summer) ILit all | 3636 | 6.5 | 6.5 | 3636 | 1.1536 | 0.0476 | 0.05 | 0.05 | 0.05 | 0.05 | 0.05 | 0.05 | 0.05 | 0.05 | 0.05 | 0.05 | 0.05 | 0.05 | 0.05 | 0.05 | 0.05 | 0.05 | 0.05 | 0.05 | 0.05 | 0.05 | 0.05 | 0.05 | 0.05 | 0.05 | 1.5081 | 0.06188 | 0.065 | 0.065 | 0.065 | 0.065 | 0.065 | 0.065 | 0.065 | 0.065 | 0.065 | 0.065 | 0.065 | 0.065 | 0.065 | 0.065 | 0.065 | 0.065 | 0.065 | 0.065 | 0.065 | 0.065 | 0.065 | 0.065 | 0.065 | 0.065 | 0 | 0 | 0 | 0 | 0 | 0 | 0 | 0.42857 | 1 | 1 | 1 | 0.85714 | 0.85714 | 1 | 1 | 1 | 0.85714 | 0.42857 | 0.42857 | 0.28571 | 0 | 0 | 0 | 0 | 0 | 0 | 0 | 0 | 0 | 0 | 0 | 0.42857 | 1 | 1 | 1 | 0.85714 | 0.85714 | 1 | 1 | 1 | 0.85714 | 0.42857 | 0.42857 | 0.28571 | 0 | 0 | 0 | 0 | 16 | 0.66337 | 0.20792 | 0.079208 | 0.049505 | 0.76136 | 0 | 0 | 0 | 0 | 0 | 0 | 0 | 0 |  | 0.046389 | 0.046389 | 0.045827 | 0.046816 | 0.046842 | 0.045593 | 0.045593 | Education - University - Office (General) - (summer) - Hol | 14 | 9 | 18 | 0.45 | 0.70361 | 0 | 0 | 0.45 | 0.70361 | 0 | 0 | 0.45 | 0.70361 | 0 | 0 | 0 | 0 | 0 | 0 | 0 | 0 | 0.05 | 0.05 | 0.05 | 0.05 | 0.05 | 0.05 | 0.05 | 0.05 | 0.05 | 0 | 0 | 0 | 0 | 0 | 0 | 0 |  | 0.585 | 0.92309 | 0 | 0 | 0.585 | 0.92309 | 0 | 0 | 0.585 | 0.92309 | 0 | 0 | 0 | 0 | 0 | 0 | 0 | 0 | 0.065 | 0.065 | 0.065 | 0.065 | 0.065 | 0.065 | 0.065 | 0.065 | 0.065 | 0 | 0 | 0 | 0 | 0 | 0 | 0 | 0.96134 | 0.952 | 0.96673 | 0.952
696 | 6 | 96 | 8 | 12 | Education - University | Education - University (summer) | Education - University - Office (General) | Education - University - Office (General) (summer) | Education - University | Office (General) | Education - University - Office (General) | (summer) | Education - University (summer) | Education - University - Office (General) (summer) | University Office (summer) | all | Open | 44 | 44 | 0.24291 | 1.1819 | 1.1819 | 1.1819 | 1.1819 | 1.1819 | 0.9546 | 0.9546 | 0.28709 | 0.28709 | 0.28709 | 0.28709 | 0.28709 | 0.23188 | 0.23188 | 88.5639 | 88.5639 | 88.5639 | 88.5639 | 88.5639 | 71.5324 | 71.5324 | 0.14855 | 0.14855 | 0.14855 | 0.14855 | 0.14855 | 0.11998 | 0.11998 | 2619.975 | 2619.975 | 2619.975 | 2619.975 | 2619.975 | 2619.975 | 2619.975 | 2172.6609 | 2172.6609 | 2163.4226 | 2171.0407 | 2174.1065 | 2147.543 | 2147.543 | 0.51743 | 0.51743 | 0.51743 | 0.51743 | 0.51743 | 0.51743 | 0.51743 | 0.38138 | 0.38138 | 0.37988 | 0.38266 | 0.38272 | 0.37462 | 0.37462 | 0.10336 | 0.10336 | 0.10336 | 0.10336 | 0.10336 | 0.083482 | 0.083482 | 0.025106 | 0.025106 | 0.025106 | 0.025106 | 0.025106 | 0.020278 | 0.020278 | 8.1765 | 8.1765 | 8.1765 | 8.1765 | 8.1765 | 6.6041 | 6.6041 | 0.013017 | 0.013017 | 0.013017 | 0.013017 | 0.013017 | 0.010514 | 0.010514 | 2364.024 | 2364.024 | 2364.024 | 2364.024 | 2364.024 | 2364.024 | 2364.024 | 2256.7362 | 2256.7362 | 2247.3931 | 2231.9666 | 2229.0315 | 2219.1667 | 2219.1667 | 0.51849 | 0.51849 | 0.51849 | 0.51849 | 0.51849 | 0.51849 | 0.51849 | 0.38134 | 0.38134 | 0.38012 | 0.38292 | 0.38226 | 0.37407 | 0.37407 | University Office (summer) ILit all | University Office (summer) ILit all | 3099 | 5 | 56.25 | University Office (summer) ILit2 all | University Office (summer) ILit all | University Office (summer) ILit all | 3099 | 8 | 56.25 | 3099 | 7.0111 | 0.51743 | 0.05 | 0.05 | 0.05 | 0.05 | 0.05 | 0.05 | 0.05 | 0.47708 | 0.53403 | 0.53403 | 0.5625 | 0.5625 | 0.47708 | 0.47708 | 0.53403 | 0.53403 | 0.5625 | 0.47708 | 0.42014 | 0.36319 | 0.24931 | 0.078472 | 0.05 | 0.05 | 7.4016 | 0.51849 | 0.08 | 0.08 | 0.08 | 0.08 | 0.08 | 0.08 | 0.08 | 0.48208 | 0.53569 | 0.53569 | 0.5625 | 0.5625 | 0.48208 | 0.48208 | 0.53569 | 0.53569 | 0.5625 | 0.48208 | 0.42847 | 0.37486 | 0.26764 | 0.10681 | 0.08 | 0.08 | 0 | 0 | 0 | 0 | 0 | 0 | 0 | 0.83333 | 0.94444 | 0.94444 | 1 | 1 | 0.83333 | 0.83333 | 0.94444 | 0.94444 | 1 | 0.83333 | 0.72222 | 0.61111 | 0.38889 | 0.055556 | 0 | 0 | 0 | 0 | 0 | 0 | 0 | 0 | 0 | 0.83333 | 0.94444 | 0.94444 | 1 | 1 | 0.83333 | 0.83333 | 0.94444 | 0.94444 | 1 | 0.83333 | 0.72222 | 0.61111 | 0.38889 | 0.055556 | 0 | 0 | 16 | 0.66337 | 0.20792 | 0.079208 | 0.049505 | 0.76136 | 0.066682 | 0.019144 | 0.019144 | 0.019144 | 0.019144 | 0.019144 | 0.015462 | 0.015462 | Education - University (summer) | 0.046389 | 0.046389 | 0.045827 | 0.046816 | 0.046842 | 0.045593 | 0.045593 | Education - University - Office (General) - (summer) - all | 16 | 7 | 21 | 288.8722 | 19.6159 | 288.8722 | 19.6159 | 0 | 0 | 6.5653 | 0.44582 | 0 | 0 | 0 | 0 | 0 | 0 | 0 | 0 | 0.05 | 0.47708 | 0.53403 | 0.53403 | 0.5625 | 0.5625 | 0.47708 | 0.47708 | 0.53403 | 0.53403 | 0.5625 | 0.47708 | 0.42014 | 0.36319 | 0 | 0 | 0 | 0 |  | 292.2456 | 33.4261 | 292.2456 | 33.4261 | 0 | 0 | 6.6419 | 0.75968 | 0 | 0 | 0 | 0 | 0 | 0 | 0 | 0 | 0.08 | 0.48208 | 0.53569 | 0.53569 | 0.5625 | 0.5625 | 0.48208 | 0.48208 | 0.53569 | 0.53569 | 0.5625 | 0.48208 | 0.42847 | 0.37486 | 0 | 0 | 0 | 0 | 0.96134 | 0.952 | 0.96673 | 0.952
701 | 7 | 1 | 5 | 1 |  |  |  |  | Health/Medical - Hospital | Dining Area | Health/Medical - Hospital - Dining Area |  | Health/Medical - Hospital | Health/Medical - Hospital - Dining Area | Hospital Kitchen | Sat | Open | 52 | 52 | 0.017486 | 1.3088 | 1.3088 | 1.1343 | 1.1343 | 1.1343 | 1.1343 | 1.1343 | 0 | 0 | 0 | 0 | 0 | 0 | 0 | 17.137 | 17.137 | 14.8521 | 14.8521 | 14.8521 | 14.8521 | 14.8521 | 0 | 0 | 0 | 0 | 0 | 0 | 0 | 0 | 0 | 0 | 0 | 0 | 0 | 0 | 0 | 0 | 0 | 0 | 0 | 0 | 0 | 0 | 0 | 0 | 0 | 0 | 0 | 0 | 0 | 0 | 0 | 0 | 0 | 0 | 0 | 0.14094 | 0.14094 | 0.12215 | 0.12215 | 0.12215 | 0.12215 | 0.12215 | 0 | 0 | 0 | 0 | 0 | 0 | 0 | 0.61515 | 0.61515 | 0.53313 | 0.53313 | 0.53313 | 0.53313 | 0.53313 | 0 | 0 | 0 | 0 | 0 | 0 | 0 | 0 | 0 | 0 | 0 | 0 | 0 | 0 | 0 | 0 | 0 | 0 | 0 | 0 | 0 | 0 | 0 | 0 | 0 | 0 | 0 | 0 | 0 | 0 | 0 | 0 | 0 | 0 | 0 | Hospital Kitchen ILit Sat | Hospital Kitchen ILit all | 3770 | 60 | 60 | Hospital Kitchen ILit2 Sat | Hospital Kitchen ILit2 Sat | Hospital Kitchen ILit2 All | 3854 | 20 | 20 | 3770 | 14.4 | 0.6 | 0.6 | 0.6 | 0.6 | 0.6 | 0.6 | 0.6 | 0.6 | 0.6 | 0.6 | 0.6 | 0.6 | 0.6 | 0.6 | 0.6 | 0.6 | 0.6 | 0.6 | 0.6 | 0.6 | 0.6 | 0.6 | 0.6 | 0.6 | 0.6 | 4.8 | 0.2 | 0.2 | 0.2 | 0.2 | 0.2 | 0.2 | 0.2 | 0.2 | 0.2 | 0.2 | 0.2 | 0.2 | 0.2 | 0.2 | 0.2 | 0.2 | 0.2 | 0.2 | 0.2 | 0.2 | 0.2 | 0.2 | 0.2 | 0.2 | 0.2 | 0 | 0 | 0 | 0 | 0 | 0 | 0 | 0 | 0 | 0 | 0 | 0 | 0 | 0 | 0 | 0 | 0 | 0 | 0 | 0 | 0 | 0 | 0 | 0 | 0 | 0 | 0 | 0 | 0 | 0 | 0 | 0 | 0 | 0 | 0 | 0 | 0 | 0 | 0 | 0 | 0 | 0 | 0 | 0 | 0 | 0 | 0 | 0 | 16 | 0.66337 | 0.20792 | 0.079208 | 0.049505 | 0.76136 | 0 | 0 | 0 | 0 | 0 | 0 | 0 | 0 |  | 0.061365 | 0.061365 | 0.061259 | 0.061259 | 0.060189 | 0.061998 | 0.061998 | Health/Medical - Hospital - Dining Area - Sat | 10 | 25 | 20 | 748.8 | 0 | 0 | 0 | 748.8 | 0 | 0 | 0 | 14.4 | 0 | 0 | 0 | 0 | 0 | 0 | 0 | 0 | 0 | 0 | 0 | 0 | 0 | 0 | 0 | 0 | 0 | 0 | 0 | 0 | 0 | 0 | 0 | 0 | 0 |  | 10.4 | 239.2 | 0 | 0 | 10.4 | 239.2 | 0 | 0 | 0.2 | 4.6 | 0 | 0 | 0 | 0 | 0 | 0 | 0 | 0 | 0 | 0 | 0 | 0 | 0 | 0 | 0 | 0 | 0 | 0 | 0 | 0 | 0 | 0 | 0 | 0 | 1 | 1 | 1 | 1
702 | 7 | 2 | 6 | 2 |  |  |  |  | Health/Medical - Hospital | Dining Area | Health/Medical - Hospital - Dining Area |  | Health/Medical - Hospital | Health/Medical - Hospital - Dining Area | Hospital Kitchen | Sun | Open | 52 | 52 | 0.017486 | 1.3088 | 1.3088 | 1.1343 | 1.1343 | 1.1343 | 1.1343 | 1.1343 | 0 | 0 | 0 | 0 | 0 | 0 | 0 | 17.137 | 17.137 | 14.8521 | 14.8521 | 14.8521 | 14.8521 | 14.8521 | 0 | 0 | 0 | 0 | 0 | 0 | 0 | 0 | 0 | 0 | 0 | 0 | 0 | 0 | 0 | 0 | 0 | 0 | 0 | 0 | 0 | 0 | 0 | 0 | 0 | 0 | 0 | 0 | 0 | 0 | 0 | 0 | 0 | 0 | 0 | 0.14094 | 0.14094 | 0.12215 | 0.12215 | 0.12215 | 0.12215 | 0.12215 | 0 | 0 | 0 | 0 | 0 | 0 | 0 | 0.61515 | 0.61515 | 0.53313 | 0.53313 | 0.53313 | 0.53313 | 0.53313 | 0 | 0 | 0 | 0 | 0 | 0 | 0 | 0 | 0 | 0 | 0 | 0 | 0 | 0 | 0 | 0 | 0 | 0 | 0 | 0 | 0 | 0 | 0 | 0 | 0 | 0 | 0 | 0 | 0 | 0 | 0 | 0 | 0 | 0 | 0 | Hospital Kitchen ILit Sun | Hospital Kitchen ILit all | 3770 | 60 | 60 | Hospital Kitchen ILit2 Sun | Hospital Kitchen ILit2 Sun | Hospital Kitchen ILit2 All | 3854 | 20 | 20 | 3770 | 14.4 | 0.6 | 0.6 | 0.6 | 0.6 | 0.6 | 0.6 | 0.6 | 0.6 | 0.6 | 0.6 | 0.6 | 0.6 | 0.6 | 0.6 | 0.6 | 0.6 | 0.6 | 0.6 | 0.6 | 0.6 | 0.6 | 0.6 | 0.6 | 0.6 | 0.6 | 4.8 | 0.2 | 0.2 | 0.2 | 0.2 | 0.2 | 0.2 | 0.2 | 0.2 | 0.2 | 0.2 | 0.2 | 0.2 | 0.2 | 0.2 | 0.2 | 0.2 | 0.2 | 0.2 | 0.2 | 0.2 | 0.2 | 0.2 | 0.2 | 0.2 | 0.2 | 0 | 0 | 0 | 0 | 0 | 0 | 0 | 0 | 0 | 0 | 0 | 0 | 0 | 0 | 0 | 0 | 0 | 0 | 0 | 0 | 0 | 0 | 0 | 0 | 0 | 0 | 0 | 0 | 0 | 0 | 0 | 0 | 0 | 0 | 0 | 0 | 0 | 0 | 0 | 0 | 0 | 0 | 0 | 0 | 0 | 0 | 0 | 0 | 16 | 0.66337 | 0.20792 | 0.079208 | 0.049505 | 0.76136 | 0 | 0 | 0 | 0 | 0 | 0 | 0 | 0 |  | 0.061365 | 0.061365 | 0.061259 | 0.061259 | 0.060189 | 0.061998 | 0.061998 | Health/Medical - Hospital - Dining Area - Sun | 12 | 25 | 20 | 748.8 | 0 | 0 | 0 | 748.8 | 0 | 0 | 0 | 14.4 | 0 | 0 | 0 | 0 | 0 | 0 | 0 | 0 | 0 | 0 | 0 | 0 | 0 | 0 | 0 | 0 | 0 | 0 | 0 | 0 | 0 | 0 | 0 | 0 | 0 |  | 10.4 | 239.2 | 0 | 0 | 10.4 | 239.2 | 0 | 0 | 0.2 | 4.6 | 0 | 0 | 0 | 0 | 0 | 0 | 0 | 0 | 0 | 0 | 0 | 0 | 0 | 0 | 0 | 0 | 0 | 0 | 0 | 0 | 0 | 0 | 0 | 0 | 1 | 1 | 1 | 1
703 | 7 | 3 | 7 | 3 |  |  |  |  | Health/Medical - Hospital | Dining Area | Health/Medical - Hospital - Dining Area |  | Health/Medical - Hospital | Health/Medical - Hospital - Dining Area | Hospital Kitchen | Hol | Open | 10 | 10 | 0.017486 | 1.3088 | 1.3088 | 1.1343 | 1.1343 | 1.1343 | 1.1343 | 1.1343 | 0 | 0 | 0 | 0 | 0 | 0 | 0 | 3.2956 | 3.2956 | 2.8562 | 2.8562 | 2.8562 | 2.8562 | 2.8562 | 0 | 0 | 0 | 0 | 0 | 0 | 0 | 0 | 0 | 0 | 0 | 0 | 0 | 0 | 0 | 0 | 0 | 0 | 0 | 0 | 0 | 0 | 0 | 0 | 0 | 0 | 0 | 0 | 0 | 0 | 0 | 0 | 0 | 0 | 0 | 0.14094 | 0.14094 | 0.12215 | 0.12215 | 0.12215 | 0.12215 | 0.12215 | 0 | 0 | 0 | 0 | 0 | 0 | 0 | 0.1183 | 0.1183 | 0.10253 | 0.10253 | 0.10253 | 0.10253 | 0.10253 | 0 | 0 | 0 | 0 | 0 | 0 | 0 | 0 | 0 | 0 | 0 | 0 | 0 | 0 | 0 | 0 | 0 | 0 | 0 | 0 | 0 | 0 | 0 | 0 | 0 | 0 | 0 | 0 | 0 | 0 | 0 | 0 | 0 | 0 | 0 | Hospital Kitchen ILit Hol | Hospital Kitchen ILit all | 3770 | 60 | 60 | Hospital Kitchen ILit2 Hol | Hospital Kitchen ILit2 Hol | Hospital Kitchen ILit2 All | 3854 | 20 | 20 | 3770 | 14.4 | 0.6 | 0.6 | 0.6 | 0.6 | 0.6 | 0.6 | 0.6 | 0.6 | 0.6 | 0.6 | 0.6 | 0.6 | 0.6 | 0.6 | 0.6 | 0.6 | 0.6 | 0.6 | 0.6 | 0.6 | 0.6 | 0.6 | 0.6 | 0.6 | 0.6 | 4.8 | 0.2 | 0.2 | 0.2 | 0.2 | 0.2 | 0.2 | 0.2 | 0.2 | 0.2 | 0.2 | 0.2 | 0.2 | 0.2 | 0.2 | 0.2 | 0.2 | 0.2 | 0.2 | 0.2 | 0.2 | 0.2 | 0.2 | 0.2 | 0.2 | 0.2 | 0 | 0 | 0 | 0 | 0 | 0 | 0 | 0 | 0 | 0 | 0 | 0 | 0 | 0 | 0 | 0 | 0 | 0 | 0 | 0 | 0 | 0 | 0 | 0 | 0 | 0 | 0 | 0 | 0 | 0 | 0 | 0 | 0 | 0 | 0 | 0 | 0 | 0 | 0 | 0 | 0 | 0 | 0 | 0 | 0 | 0 | 0 | 0 | 16 | 0.66337 | 0.20792 | 0.079208 | 0.049505 | 0.76136 | 0 | 0 | 0 | 0 | 0 | 0 | 0 | 0 |  | 0.061365 | 0.061365 | 0.061259 | 0.061259 | 0.060189 | 0.061998 | 0.061998 | Health/Medical - Hospital - Dining Area - Hol | 14 | 25 | 20 | 144 | 0 | 0 | 0 | 144 | 0 | 0 | 0 | 14.4 | 0 | 0 | 0 | 0 | 0 | 0 | 0 | 0 | 0 | 0 | 0 | 0 | 0 | 0 | 0 | 0 | 0 | 0 | 0 | 0 | 0 | 0 | 0 | 0 | 0 |  | 2 | 46 | 0 | 0 | 2 | 46 | 0 | 0 | 0.2 | 4.6 | 0 | 0 | 0 | 0 | 0 | 0 | 0 | 0 | 0 | 0 | 0 | 0 | 0 | 0 | 0 | 0 | 0 | 0 | 0 | 0 | 0 | 0 | 0 | 0 | 1 | 1 | 1 | 1
704 | 7 | 4 | 8 | 4 |  |  | Health/Medical - Hospital - Dining Area | Health/Medical - Hospital - Dining Area | Health/Medical - Hospital | Dining Area | Health/Medical - Hospital - Dining Area |  | Health/Medical - Hospital | Health/Medical - Hospital - Dining Area | Hospital Kitchen | all | Open | 251 | 251 | 0.017486 | 1.3088 | 1.3088 | 1.1343 | 1.1343 | 1.1343 | 1.1343 | 1.1343 | 0.022886 | 0.022886 | 0.019834 | 0.019834 | 0.019834 | 0.019834 | 0.019834 | 96.5055 | 96.5055 | 83.6381 | 83.6381 | 83.6381 | 83.6381 | 83.6381 | 0.01602 | 0.01602 | 0.013884 | 0.013884 | 0.013884 | 0.013884 | 0.013884 | 5858.4 | 5858.4 | 5858.4 | 5858.4 | 5858.4 | 5858.4 | 5858.4 | 0 | 0 | 0 | 0 | 0 | 0 | 0 | 0.7 | 0.7 | 0.7 | 0.7 | 0.7 | 0.7 | 0.7 | 0 | 0 | 0 | 0 | 0 | 0 | 0 | 0.14094 | 0.14094 | 0.12215 | 0.12215 | 0.12215 | 0.12215 | 0.12215 | 0.0024646 | 0.0024646 | 0.0021359 | 0.0021359 | 0.0021359 | 0.0021359 | 0.0021359 | 9.6502 | 9.6502 | 8.3635 | 8.3635 | 8.3635 | 8.3635 | 8.3635 | 0.001602 | 0.001602 | 0.0013884 | 0.0013884 | 0.0013884 | 0.0013884 | 0.0013884 | 4462.8 | 4462.8 | 4462.8 | 4462.8 | 4462.8 | 4462.8 | 4462.8 | 0 | 0 | 0 | 0 | 0 | 0 | 0 | 0.65 | 0.65 | 0.65 | 0.65 | 0.65 | 0.65 | 0.65 | 0 | 0 | 0 | 0 | 0 | 0 | 0 | Hospital Kitchen ILit all | Hospital Kitchen ILit all | 3769 | 70 | 70 | Hospital Kitchen ILit2 all | Hospital Kitchen ILit2 all | Hospital Kitchen ILit2 All | 3853 | 65 | 65 | 3769 | 16.8 | 0.7 | 0.7 | 0.7 | 0.7 | 0.7 | 0.7 | 0.7 | 0.7 | 0.7 | 0.7 | 0.7 | 0.7 | 0.7 | 0.7 | 0.7 | 0.7 | 0.7 | 0.7 | 0.7 | 0.7 | 0.7 | 0.7 | 0.7 | 0.7 | 0.7 | 15.6 | 0.65 | 0.65 | 0.65 | 0.65 | 0.65 | 0.65 | 0.65 | 0.65 | 0.65 | 0.65 | 0.65 | 0.65 | 0.65 | 0.65 | 0.65 | 0.65 | 0.65 | 0.65 | 0.65 | 0.65 | 0.65 | 0.65 | 0.65 | 0.65 | 0.65 | 0 | 0 | 0 | 0 | 0 | 0 | 0 | 0 | 0 | 0 | 0 | 0 | 0 | 0 | 0 | 0 | 0 | 0 | 0 | 0 | 0 | 0 | 0 | 0 | 0 | 0 | 0 | 0 | 0 | 0 | 0 | 0 | 0 | 0 | 0 | 0 | 0 | 0 | 0 | 0 | 0 | 0 | 0 | 0 | 0 | 0 | 0 | 0 | 16 | 0.66337 | 0.20792 | 0.079208 | 0.049505 | 0.76136 | 0.10322 | 0.0023623 | 0.0023623 | 0.0020473 | 0.0020473 | 0.0020473 | 0.0020473 | 0.0020473 |  | 0.061365 | 0.061365 | 0.061259 | 0.061259 | 0.060189 | 0.061998 | 0.061998 | Health/Medical - Hospital - Dining Area - all | 16 | 25 | 20 | 4216.8 | 0 | 4216.8 | 0 | 0 | 0 | 16.8 | 0 | 0 | 0 | 0 | 0 | 0 | 0 | 0 | 0 | 0 | 0 | 0 | 0 | 0 | 0 | 0 | 0 | 0 | 0 | 0 | 0 | 0 | 0 | 0 | 0 | 0 | 0 |  | 3915.6 | 0 | 3915.6 | 0 | 0 | 0 | 15.6 | 0 | 0 | 0 | 0 | 0 | 0 | 0 | 0 | 0 | 0 | 0 | 0 | 0 | 0 | 0 | 0 | 0 | 0 | 0 | 0 | 0 | 0 | 0 | 0 | 0 | 0 | 0 | 1 | 1 | 1 | 1
705 | 7 | 5 | 5 | 1 |  |  |  |  | Health/Medical - Hospital | Kitchen and Food Preparation | Health/Medical - Hospital - Kitchen and Food Preparation |  | Health/Medical - Hospital | Health/Medical - Hospital - Kitchen and Food Preparation | Hospital Kitchen | Sat | Open | 52 | 52 | 0.0074932 | 1.4833 | 1.4833 | 1.4833 | 1.4833 | 1.3961 | 1.3961 | 1.3961 | 0 | 0 | 0 | 0 | 0 | 0 | 0 | 8.3228 | 8.3228 | 8.3228 | 8.3228 | 7.8332 | 7.8332 | 7.8332 | 0 | 0 | 0 | 0 | 0 | 0 | 0 | 0 | 0 | 0 | 0 | 0 | 0 | 0 | 0 | 0 | 0 | 0 | 0 | 0 | 0 | 0 | 0 | 0 | 0 | 0 | 0 | 0 | 0 | 0 | 0 | 0 | 0 | 0 | 0 | 0.15974 | 0.15974 | 0.15974 | 0.15974 | 0.15034 | 0.15034 | 0.15034 | 0 | 0 | 0 | 0 | 0 | 0 | 0 | 0.29876 | 0.29876 | 0.29876 | 0.29876 | 0.28118 | 0.28118 | 0.28118 | 0 | 0 | 0 | 0 | 0 | 0 | 0 | 0 | 0 | 0 | 0 | 0 | 0 | 0 | 0 | 0 | 0 | 0 | 0 | 0 | 0 | 0 | 0 | 0 | 0 | 0 | 0 | 0 | 0 | 0 | 0 | 0 | 0 | 0 | 0 | Hospital Kitchen ILit Sat | Hospital Kitchen ILit all | 3770 | 60 | 60 | Hospital Kitchen ILit2 Sat | Hospital Kitchen ILit2 Sat | Hospital Kitchen ILit2 All | 3854 | 20 | 20 | 3770 | 14.4 | 0.6 | 0.6 | 0.6 | 0.6 | 0.6 | 0.6 | 0.6 | 0.6 | 0.6 | 0.6 | 0.6 | 0.6 | 0.6 | 0.6 | 0.6 | 0.6 | 0.6 | 0.6 | 0.6 | 0.6 | 0.6 | 0.6 | 0.6 | 0.6 | 0.6 | 4.8 | 0.2 | 0.2 | 0.2 | 0.2 | 0.2 | 0.2 | 0.2 | 0.2 | 0.2 | 0.2 | 0.2 | 0.2 | 0.2 | 0.2 | 0.2 | 0.2 | 0.2 | 0.2 | 0.2 | 0.2 | 0.2 | 0.2 | 0.2 | 0.2 | 0.2 | 0 | 0 | 0 | 0 | 0 | 0 | 0 | 0 | 0 | 0 | 0 | 0 | 0 | 0 | 0 | 0 | 0 | 0 | 0 | 0 | 0 | 0 | 0 | 0 | 0 | 0 | 0 | 0 | 0 | 0 | 0 | 0 | 0 | 0 | 0 | 0 | 0 | 0 | 0 | 0 | 0 | 0 | 0 | 0 | 0 | 0 | 0 | 0 | 16 | 0.66337 | 0.20792 | 0.079208 | 0.049505 | 0.76136 | 0 | 0 | 0 | 0 | 0 | 0 | 0 | 0 |  | 0.061365 | 0.061365 | 0.061259 | 0.061259 | 0.060189 | 0.061998 | 0.061998 | Health/Medical - Hospital - Kitchen and Food Preparation - Sat | 10 | 25 | 20 | 748.8 | 0 | 0 | 0 | 748.8 | 0 | 0 | 0 | 14.4 | 0 | 0 | 0 | 0 | 0 | 0 | 0 | 0 | 0 | 0 | 0 | 0 | 0 | 0 | 0 | 0 | 0 | 0 | 0 | 0 | 0 | 0 | 0 | 0 | 0 |  | 10.4 | 239.2 | 0 | 0 | 10.4 | 239.2 | 0 | 0 | 0.2 | 4.6 | 0 | 0 | 0 | 0 | 0 | 0 | 0 | 0 | 0 | 0 | 0 | 0 | 0 | 0 | 0 | 0 | 0 | 0 | 0 | 0 | 0 | 0 | 0 | 0 | 1 | 1 | 1 | 1
706 | 7 | 6 | 6 | 2 |  |  |  |  | Health/Medical - Hospital | Kitchen and Food Preparation | Health/Medical - Hospital - Kitchen and Food Preparation |  | Health/Medical - Hospital | Health/Medical - Hospital - Kitchen and Food Preparation | Hospital Kitchen | Sun | Open | 52 | 52 | 0.0074932 | 1.4833 | 1.4833 | 1.4833 | 1.4833 | 1.3961 | 1.3961 | 1.3961 | 0 | 0 | 0 | 0 | 0 | 0 | 0 | 8.3228 | 8.3228 | 8.3228 | 8.3228 | 7.8332 | 7.8332 | 7.8332 | 0 | 0 | 0 | 0 | 0 | 0 | 0 | 0 | 0 | 0 | 0 | 0 | 0 | 0 | 0 | 0 | 0 | 0 | 0 | 0 | 0 | 0 | 0 | 0 | 0 | 0 | 0 | 0 | 0 | 0 | 0 | 0 | 0 | 0 | 0 | 0.15974 | 0.15974 | 0.15974 | 0.15974 | 0.15034 | 0.15034 | 0.15034 | 0 | 0 | 0 | 0 | 0 | 0 | 0 | 0.29876 | 0.29876 | 0.29876 | 0.29876 | 0.28118 | 0.28118 | 0.28118 | 0 | 0 | 0 | 0 | 0 | 0 | 0 | 0 | 0 | 0 | 0 | 0 | 0 | 0 | 0 | 0 | 0 | 0 | 0 | 0 | 0 | 0 | 0 | 0 | 0 | 0 | 0 | 0 | 0 | 0 | 0 | 0 | 0 | 0 | 0 | Hospital Kitchen ILit Sun | Hospital Kitchen ILit all | 3770 | 60 | 60 | Hospital Kitchen ILit2 Sun | Hospital Kitchen ILit2 Sun | Hospital Kitchen ILit2 All | 3854 | 20 | 20 | 3770 | 14.4 | 0.6 | 0.6 | 0.6 | 0.6 | 0.6 | 0.6 | 0.6 | 0.6 | 0.6 | 0.6 | 0.6 | 0.6 | 0.6 | 0.6 | 0.6 | 0.6 | 0.6 | 0.6 | 0.6 | 0.6 | 0.6 | 0.6 | 0.6 | 0.6 | 0.6 | 4.8 | 0.2 | 0.2 | 0.2 | 0.2 | 0.2 | 0.2 | 0.2 | 0.2 | 0.2 | 0.2 | 0.2 | 0.2 | 0.2 | 0.2 | 0.2 | 0.2 | 0.2 | 0.2 | 0.2 | 0.2 | 0.2 | 0.2 | 0.2 | 0.2 | 0.2 | 0 | 0 | 0 | 0 | 0 | 0 | 0 | 0 | 0 | 0 | 0 | 0 | 0 | 0 | 0 | 0 | 0 | 0 | 0 | 0 | 0 | 0 | 0 | 0 | 0 | 0 | 0 | 0 | 0 | 0 | 0 | 0 | 0 | 0 | 0 | 0 | 0 | 0 | 0 | 0 | 0 | 0 | 0 | 0 | 0 | 0 | 0 | 0 | 16 | 0.66337 | 0.20792 | 0.079208 | 0.049505 | 0.76136 | 0 | 0 | 0 | 0 | 0 | 0 | 0 | 0 |  | 0.061365 | 0.061365 | 0.061259 | 0.061259 | 0.060189 | 0.061998 | 0.061998 | Health/Medical - Hospital - Kitchen and Food Preparation - Sun | 12 | 25 | 20 | 748.8 | 0 | 0 | 0 | 748.8 | 0 | 0 | 0 | 14.4 | 0 | 0 | 0 | 0 | 0 | 0 | 0 | 0 | 0 | 0 | 0 | 0 | 0 | 0 | 0 | 0 | 0 | 0 | 0 | 0 | 0 | 0 | 0 | 0 | 0 |  | 10.4 | 239.2 | 0 | 0 | 10.4 | 239.2 | 0 | 0 | 0.2 | 4.6 | 0 | 0 | 0 | 0 | 0 | 0 | 0 | 0 | 0 | 0 | 0 | 0 | 0 | 0 | 0 | 0 | 0 | 0 | 0 | 0 | 0 | 0 | 0 | 0 | 1 | 1 | 1 | 1
707 | 7 | 7 | 7 | 3 |  |  |  |  | Health/Medical - Hospital | Kitchen and Food Preparation | Health/Medical - Hospital - Kitchen and Food Preparation |  | Health/Medical - Hospital | Health/Medical - Hospital - Kitchen and Food Preparation | Hospital Kitchen | Hol | Open | 10 | 10 | 0.0074932 | 1.4833 | 1.4833 | 1.4833 | 1.4833 | 1.3961 | 1.3961 | 1.3961 | 0 | 0 | 0 | 0 | 0 | 0 | 0 | 1.6005 | 1.6005 | 1.6005 | 1.6005 | 1.5064 | 1.5064 | 1.5064 | 0 | 0 | 0 | 0 | 0 | 0 | 0 | 0 | 0 | 0 | 0 | 0 | 0 | 0 | 0 | 0 | 0 | 0 | 0 | 0 | 0 | 0 | 0 | 0 | 0 | 0 | 0 | 0 | 0 | 0 | 0 | 0 | 0 | 0 | 0 | 0.15974 | 0.15974 | 0.15974 | 0.15974 | 0.15034 | 0.15034 | 0.15034 | 0 | 0 | 0 | 0 | 0 | 0 | 0 | 0.057453 | 0.057453 | 0.057453 | 0.057453 | 0.054074 | 0.054074 | 0.054074 | 0 | 0 | 0 | 0 | 0 | 0 | 0 | 0 | 0 | 0 | 0 | 0 | 0 | 0 | 0 | 0 | 0 | 0 | 0 | 0 | 0 | 0 | 0 | 0 | 0 | 0 | 0 | 0 | 0 | 0 | 0 | 0 | 0 | 0 | 0 | Hospital Kitchen ILit Hol | Hospital Kitchen ILit all | 3770 | 60 | 60 | Hospital Kitchen ILit2 Hol | Hospital Kitchen ILit2 Hol | Hospital Kitchen ILit2 All | 3854 | 20 | 20 | 3770 | 14.4 | 0.6 | 0.6 | 0.6 | 0.6 | 0.6 | 0.6 | 0.6 | 0.6 | 0.6 | 0.6 | 0.6 | 0.6 | 0.6 | 0.6 | 0.6 | 0.6 | 0.6 | 0.6 | 0.6 | 0.6 | 0.6 | 0.6 | 0.6 | 0.6 | 0.6 | 4.8 | 0.2 | 0.2 | 0.2 | 0.2 | 0.2 | 0.2 | 0.2 | 0.2 | 0.2 | 0.2 | 0.2 | 0.2 | 0.2 | 0.2 | 0.2 | 0.2 | 0.2 | 0.2 | 0.2 | 0.2 | 0.2 | 0.2 | 0.2 | 0.2 | 0.2 | 0 | 0 | 0 | 0 | 0 | 0 | 0 | 0 | 0 | 0 | 0 | 0 | 0 | 0 | 0 | 0 | 0 | 0 | 0 | 0 | 0 | 0 | 0 | 0 | 0 | 0 | 0 | 0 | 0 | 0 | 0 | 0 | 0 | 0 | 0 | 0 | 0 | 0 | 0 | 0 | 0 | 0 | 0 | 0 | 0 | 0 | 0 | 0 | 16 | 0.66337 | 0.20792 | 0.079208 | 0.049505 | 0.76136 | 0 | 0 | 0 | 0 | 0 | 0 | 0 | 0 |  | 0.061365 | 0.061365 | 0.061259 | 0.061259 | 0.060189 | 0.061998 | 0.061998 | Health/Medical - Hospital - Kitchen and Food Preparation - Hol | 14 | 25 | 20 | 144 | 0 | 0 | 0 | 144 | 0 | 0 | 0 | 14.4 | 0 | 0 | 0 | 0 | 0 | 0 | 0 | 0 | 0 | 0 | 0 | 0 | 0 | 0 | 0 | 0 | 0 | 0 | 0 | 0 | 0 | 0 | 0 | 0 | 0 |  | 2 | 46 | 0 | 0 | 2 | 46 | 0 | 0 | 0.2 | 4.6 | 0 | 0 | 0 | 0 | 0 | 0 | 0 | 0 | 0 | 0 | 0 | 0 | 0 | 0 | 0 | 0 | 0 | 0 | 0 | 0 | 0 | 0 | 0 | 0 | 1 | 1 | 1 | 1
708 | 7 | 8 | 8 | 4 |  |  | Health/Medical - Hospital - Kitchen and Food Preparation | Health/Medical - Hospital - Kitchen and Food Preparation | Health/Medical - Hospital | Kitchen and Food Preparation | Health/Medical - Hospital - Kitchen and Food Preparation |  | Health/Medical - Hospital | Health/Medical - Hospital - Kitchen and Food Preparation | Hospital Kitchen | all | Open | 251 | 251 | 0.0074932 | 1.4833 | 1.4833 | 1.4833 | 1.4833 | 1.3961 | 1.3961 | 1.3961 | 0.011115 | 0.011115 | 0.011115 | 0.011115 | 0.010461 | 0.010461 | 0.010461 | 46.8691 | 46.8691 | 46.8691 | 46.8691 | 44.1121 | 44.1121 | 44.1121 | 0.0077804 | 0.0077804 | 0.0077804 | 0.0077804 | 0.0073227 | 0.0073227 | 0.0073227 | 5858.4 | 5858.4 | 5858.4 | 5858.4 | 5858.4 | 5858.4 | 5858.4 | 0 | 0 | 0 | 0 | 0 | 0 | 0 | 0.7 | 0.7 | 0.7 | 0.7 | 0.7 | 0.7 | 0.7 | 0 | 0 | 0 | 0 | 0 | 0 | 0 | 0.15974 | 0.15974 | 0.15974 | 0.15974 | 0.15034 | 0.15034 | 0.15034 | 0.0011969 | 0.0011969 | 0.0011969 | 0.0011969 | 0.0011265 | 0.0011265 | 0.0011265 | 4.6867 | 4.6867 | 4.6867 | 4.6867 | 4.4111 | 4.4111 | 4.4111 | 0.00077801 | 0.00077801 | 0.00077801 | 0.00077801 | 0.00073225 | 0.00073225 | 0.00073225 | 4462.8 | 4462.8 | 4462.8 | 4462.8 | 4462.8 | 4462.8 | 4462.8 | 0 | 0 | 0 | 0 | 0 | 0 | 0 | 0.65 | 0.65 | 0.65 | 0.65 | 0.65 | 0.65 | 0.65 | 0 | 0 | 0 | 0 | 0 | 0 | 0 | Hospital Kitchen ILit all | Hospital Kitchen ILit all | 3769 | 70 | 70 | Hospital Kitchen ILit2 all | Hospital Kitchen ILit2 all | Hospital Kitchen ILit2 All | 3853 | 65 | 65 | 3769 | 16.8 | 0.7 | 0.7 | 0.7 | 0.7 | 0.7 | 0.7 | 0.7 | 0.7 | 0.7 | 0.7 | 0.7 | 0.7 | 0.7 | 0.7 | 0.7 | 0.7 | 0.7 | 0.7 | 0.7 | 0.7 | 0.7 | 0.7 | 0.7 | 0.7 | 0.7 | 15.6 | 0.65 | 0.65 | 0.65 | 0.65 | 0.65 | 0.65 | 0.65 | 0.65 | 0.65 | 0.65 | 0.65 | 0.65 | 0.65 | 0.65 | 0.65 | 0.65 | 0.65 | 0.65 | 0.65 | 0.65 | 0.65 | 0.65 | 0.65 | 0.65 | 0.65 | 0 | 0 | 0 | 0 | 0 | 0 | 0 | 0 | 0 | 0 | 0 | 0 | 0 | 0 | 0 | 0 | 0 | 0 | 0 | 0 | 0 | 0 | 0 | 0 | 0 | 0 | 0 | 0 | 0 | 0 | 0 | 0 | 0 | 0 | 0 | 0 | 0 | 0 | 0 | 0 | 0 | 0 | 0 | 0 | 0 | 0 | 0 | 0 | 16 | 0.66337 | 0.20792 | 0.079208 | 0.049505 | 0.76136 | 0.10322 | 0.0011473 | 0.0011473 | 0.0011473 | 0.0011473 | 0.0010798 | 0.0010798 | 0.0010798 |  | 0.061365 | 0.061365 | 0.061259 | 0.061259 | 0.060189 | 0.061998 | 0.061998 | Health/Medical - Hospital - Kitchen and Food Preparation - all | 16 | 25 | 20 | 4216.8 | 0 | 4216.8 | 0 | 0 | 0 | 16.8 | 0 | 0 | 0 | 0 | 0 | 0 | 0 | 0 | 0 | 0 | 0 | 0 | 0 | 0 | 0 | 0 | 0 | 0 | 0 | 0 | 0 | 0 | 0 | 0 | 0 | 0 | 0 |  | 3915.6 | 0 | 3915.6 | 0 | 0 | 0 | 15.6 | 0 | 0 | 0 | 0 | 0 | 0 | 0 | 0 | 0 | 0 | 0 | 0 | 0 | 0 | 0 | 0 | 0 | 0 | 0 | 0 | 0 | 0 | 0 | 0 | 0 | 0 | 0 | 1 | 1 | 1 | 1
709 | 7 | 9 | 5 | 1 |  |  |  |  | Health/Medical - Hospital | Laboratory, Medical 12hr Treatment | Health/Medical - Hospital - Laboratory, Medical 12hr Treatment |  | Health/Medical - Hospital | Health/Medical - Hospital - Laboratory, Medical 12hr Treatment | Hospital Lab/Surgery/Out (12 hour) | Sat | Open | 52 | 52 | 0.17333 | 1.3088 | 1.3088 | 1.3088 | 1.3088 | 1.1343 | 1.1343 | 1.1343 | 0 | 0 | 0 | 0 | 0 | 0 | 0 | 113.2497 | 113.2497 | 113.2497 | 113.2497 | 98.1497 | 98.1497 | 98.1497 | 0 | 0 | 0 | 0 | 0 | 0 | 0 | 0 | 0 | 0 | 0 | 0 | 0 | 0 | 0 | 0 | 0 | 0 | 0 | 0 | 0 | 0 | 0 | 0 | 0 | 0 | 0 | 0 | 0 | 0 | 0 | 0 | 0 | 0 | 0 | 0.14094 | 0.14094 | 0.14094 | 0.14094 | 0.12215 | 0.12215 | 0.12215 | 0 | 0 | 0 | 0 | 0 | 0 | 0 | 9.909 | 9.909 | 9.909 | 9.909 | 8.5878 | 8.5878 | 8.5878 | 0 | 0 | 0 | 0 | 0 | 0 | 0 | 0 | 0 | 0 | 0 | 0 | 0 | 0 | 0 | 0 | 0 | 0 | 0 | 0 | 0 | 0 | 0 | 0 | 0 | 0 | 0 | 0 | 0 | 0 | 0 | 0 | 0 | 0 | 0 | Hospital Lab/Surgery/Out (12 hour) ILit Sat | Hospital Lab/Surgery/Out (12 hour) ILit all | 3775 | 30 | 50 | Hospital Lab/Surgery/Out (12 hour) ILit2 Sat | Hospital Lab/Surgery/Out (12 hour) ILit2 Sat | Hospital Lab/Surgery/Out (12 hour) ILit2 All | 3859 | 20 | 45 | 3775 | 9.6 | 0.5 | 0.3 | 0.3 | 0.3 | 0.3 | 0.3 | 0.3 | 0.3 | 0.3 | 0.5 | 0.5 | 0.5 | 0.5 | 0.5 | 0.5 | 0.5 | 0.5 | 0.5 | 0.5 | 0.5 | 0.5 | 0.3 | 0.3 | 0.3 | 0.3 | 7.8 | 0.45 | 0.2 | 0.2 | 0.2 | 0.2 | 0.2 | 0.2 | 0.2 | 0.2 | 0.45 | 0.45 | 0.45 | 0.45 | 0.45 | 0.45 | 0.45 | 0.45 | 0.45 | 0.45 | 0.45 | 0.45 | 0.2 | 0.2 | 0.2 | 0.2 | 0 | 0 | 0 | 0 | 0 | 0 | 0 | 0 | 1 | 1 | 1 | 1 | 1 | 1 | 1 | 1 | 1 | 1 | 1 | 1 | 0 | 0 | 0 | 0 | 0 | 0 | 0 | 0 | 0 | 0 | 0 | 0 | 1 | 1 | 1 | 1 | 1 | 1 | 1 | 1 | 1 | 1 | 1 | 1 | 0 | 0 | 0 | 0 | 16 | 0.66337 | 0.20792 | 0.079208 | 0.049505 | 0.76136 | 0 | 0 | 0 | 0 | 0 | 0 | 0 | 0 |  | 0.061365 | 0.061365 | 0.061259 | 0.061259 | 0.060189 | 0.061998 | 0.061998 | Health/Medical - Hospital - Laboratory, Medical 12hr Treatment - Sat | 10 | 25 | 20 | 499.2 | 0 | 0 | 0 | 499.2 | 0 | 0 | 0 | 9.6 | 0 | 0 | 0 | 0 | 0 | 0 | 0 | 0 | 0 | 0 | 0 | 0 | 0 | 0 | 0 | 0 | 0 | 0 | 0 | 0 | 0 | 0 | 0 | 0 | 0 |  | 10.4 | 395.2 | 0 | 0 | 10.4 | 395.2 | 0 | 0 | 0.2 | 7.6 | 0 | 0 | 0 | 0 | 0 | 0 | 0 | 0 | 0 | 0 | 0 | 0 | 0 | 0 | 0 | 0 | 0 | 0 | 0 | 0 | 0 | 0 | 0 | 0 | 1 | 1 | 1 | 1
710 | 7 | 10 | 6 | 2 |  |  |  |  | Health/Medical - Hospital | Laboratory, Medical 12hr Treatment | Health/Medical - Hospital - Laboratory, Medical 12hr Treatment |  | Health/Medical - Hospital | Health/Medical - Hospital - Laboratory, Medical 12hr Treatment | Hospital Lab/Surgery/Out (12 hour) | Sun | Open | 52 | 52 | 0.17333 | 1.3088 | 1.3088 | 1.3088 | 1.3088 | 1.1343 | 1.1343 | 1.1343 | 0 | 0 | 0 | 0 | 0 | 0 | 0 | 113.2497 | 113.2497 | 113.2497 | 113.2497 | 98.1497 | 98.1497 | 98.1497 | 0 | 0 | 0 | 0 | 0 | 0 | 0 | 0 | 0 | 0 | 0 | 0 | 0 | 0 | 0 | 0 | 0 | 0 | 0 | 0 | 0 | 0 | 0 | 0 | 0 | 0 | 0 | 0 | 0 | 0 | 0 | 0 | 0 | 0 | 0 | 0.14094 | 0.14094 | 0.14094 | 0.14094 | 0.12215 | 0.12215 | 0.12215 | 0 | 0 | 0 | 0 | 0 | 0 | 0 | 9.909 | 9.909 | 9.909 | 9.909 | 8.5878 | 8.5878 | 8.5878 | 0 | 0 | 0 | 0 | 0 | 0 | 0 | 0 | 0 | 0 | 0 | 0 | 0 | 0 | 0 | 0 | 0 | 0 | 0 | 0 | 0 | 0 | 0 | 0 | 0 | 0 | 0 | 0 | 0 | 0 | 0 | 0 | 0 | 0 | 0 | Hospital Lab/Surgery/Out (12 hour) ILit Sun | Hospital Lab/Surgery/Out (12 hour) ILit all | 3775 | 30 | 50 | Hospital Lab/Surgery/Out (12 hour) ILit2 Sun | Hospital Lab/Surgery/Out (12 hour) ILit2 Sun | Hospital Lab/Surgery/Out (12 hour) ILit2 All | 3859 | 20 | 45 | 3775 | 9.6 | 0.5 | 0.3 | 0.3 | 0.3 | 0.3 | 0.3 | 0.3 | 0.3 | 0.3 | 0.5 | 0.5 | 0.5 | 0.5 | 0.5 | 0.5 | 0.5 | 0.5 | 0.5 | 0.5 | 0.5 | 0.5 | 0.3 | 0.3 | 0.3 | 0.3 | 7.8 | 0.45 | 0.2 | 0.2 | 0.2 | 0.2 | 0.2 | 0.2 | 0.2 | 0.2 | 0.45 | 0.45 | 0.45 | 0.45 | 0.45 | 0.45 | 0.45 | 0.45 | 0.45 | 0.45 | 0.45 | 0.45 | 0.2 | 0.2 | 0.2 | 0.2 | 0 | 0 | 0 | 0 | 0 | 0 | 0 | 0 | 1 | 1 | 1 | 1 | 1 | 1 | 1 | 1 | 1 | 1 | 1 | 1 | 0 | 0 | 0 | 0 | 0 | 0 | 0 | 0 | 0 | 0 | 0 | 0 | 1 | 1 | 1 | 1 | 1 | 1 | 1 | 1 | 1 | 1 | 1 | 1 | 0 | 0 | 0 | 0 | 16 | 0.66337 | 0.20792 | 0.079208 | 0.049505 | 0.76136 | 0 | 0 | 0 | 0 | 0 | 0 | 0 | 0 |  | 0.061365 | 0.061365 | 0.061259 | 0.061259 | 0.060189 | 0.061998 | 0.061998 | Health/Medical - Hospital - Laboratory, Medical 12hr Treatment - Sun | 12 | 25 | 20 | 499.2 | 0 | 0 | 0 | 499.2 | 0 | 0 | 0 | 9.6 | 0 | 0 | 0 | 0 | 0 | 0 | 0 | 0 | 0 | 0 | 0 | 0 | 0 | 0 | 0 | 0 | 0 | 0 | 0 | 0 | 0 | 0 | 0 | 0 | 0 |  | 10.4 | 395.2 | 0 | 0 | 10.4 | 395.2 | 0 | 0 | 0.2 | 7.6 | 0 | 0 | 0 | 0 | 0 | 0 | 0 | 0 | 0 | 0 | 0 | 0 | 0 | 0 | 0 | 0 | 0 | 0 | 0 | 0 | 0 | 0 | 0 | 0 | 1 | 1 | 1 | 1
711 | 7 | 11 | 7 | 3 |  |  |  |  | Health/Medical - Hospital | Laboratory, Medical 12hr Treatment | Health/Medical - Hospital - Laboratory, Medical 12hr Treatment |  | Health/Medical - Hospital | Health/Medical - Hospital - Laboratory, Medical 12hr Treatment | Hospital Lab/Surgery/Out (12 hour) | Hol | Open | 10 | 10 | 0.17333 | 1.3088 | 1.3088 | 1.3088 | 1.3088 | 1.1343 | 1.1343 | 1.1343 | 0 | 0 | 0 | 0 | 0 | 0 | 0 | 21.7788 | 21.7788 | 21.7788 | 21.7788 | 18.8749 | 18.8749 | 18.8749 | 0 | 0 | 0 | 0 | 0 | 0 | 0 | 0 | 0 | 0 | 0 | 0 | 0 | 0 | 0 | 0 | 0 | 0 | 0 | 0 | 0 | 0 | 0 | 0 | 0 | 0 | 0 | 0 | 0 | 0 | 0 | 0 | 0 | 0 | 0 | 0.14094 | 0.14094 | 0.14094 | 0.14094 | 0.12215 | 0.12215 | 0.12215 | 0 | 0 | 0 | 0 | 0 | 0 | 0 | 1.9056 | 1.9056 | 1.9056 | 1.9056 | 1.6515 | 1.6515 | 1.6515 | 0 | 0 | 0 | 0 | 0 | 0 | 0 | 0 | 0 | 0 | 0 | 0 | 0 | 0 | 0 | 0 | 0 | 0 | 0 | 0 | 0 | 0 | 0 | 0 | 0 | 0 | 0 | 0 | 0 | 0 | 0 | 0 | 0 | 0 | 0 | Hospital Lab/Surgery/Out (12 hour) ILit Hol | Hospital Lab/Surgery/Out (12 hour) ILit all | 3775 | 30 | 50 | Hospital Lab/Surgery/Out (12 hour) ILit2 Hol | Hospital Lab/Surgery/Out (12 hour) ILit2 Hol | Hospital Lab/Surgery/Out (12 hour) ILit2 All | 3859 | 20 | 45 | 3775 | 9.6 | 0.5 | 0.3 | 0.3 | 0.3 | 0.3 | 0.3 | 0.3 | 0.3 | 0.3 | 0.5 | 0.5 | 0.5 | 0.5 | 0.5 | 0.5 | 0.5 | 0.5 | 0.5 | 0.5 | 0.5 | 0.5 | 0.3 | 0.3 | 0.3 | 0.3 | 7.8 | 0.45 | 0.2 | 0.2 | 0.2 | 0.2 | 0.2 | 0.2 | 0.2 | 0.2 | 0.45 | 0.45 | 0.45 | 0.45 | 0.45 | 0.45 | 0.45 | 0.45 | 0.45 | 0.45 | 0.45 | 0.45 | 0.2 | 0.2 | 0.2 | 0.2 | 0 | 0 | 0 | 0 | 0 | 0 | 0 | 0 | 1 | 1 | 1 | 1 | 1 | 1 | 1 | 1 | 1 | 1 | 1 | 1 | 0 | 0 | 0 | 0 | 0 | 0 | 0 | 0 | 0 | 0 | 0 | 0 | 1 | 1 | 1 | 1 | 1 | 1 | 1 | 1 | 1 | 1 | 1 | 1 | 0 | 0 | 0 | 0 | 16 | 0.66337 | 0.20792 | 0.079208 | 0.049505 | 0.76136 | 0 | 0 | 0 | 0 | 0 | 0 | 0 | 0 |  | 0.061365 | 0.061365 | 0.061259 | 0.061259 | 0.060189 | 0.061998 | 0.061998 | Health/Medical - Hospital - Laboratory, Medical 12hr Treatment - Hol | 14 | 25 | 20 | 96 | 0 | 0 | 0 | 96 | 0 | 0 | 0 | 9.6 | 0 | 0 | 0 | 0 | 0 | 0 | 0 | 0 | 0 | 0 | 0 | 0 | 0 | 0 | 0 | 0 | 0 | 0 | 0 | 0 | 0 | 0 | 0 | 0 | 0 |  | 2 | 76 | 0 | 0 | 2 | 76 | 0 | 0 | 0.2 | 7.6 | 0 | 0 | 0 | 0 | 0 | 0 | 0 | 0 | 0 | 0 | 0 | 0 | 0 | 0 | 0 | 0 | 0 | 0 | 0 | 0 | 0 | 0 | 0 | 0 | 1 | 1 | 1 | 1
712 | 7 | 12 | 8 | 4 |  |  | Health/Medical - Hospital - Laboratory, Medical 12hr Treatment | Health/Medical - Hospital - Laboratory, Medical 12hr Treatment | Health/Medical - Hospital | Laboratory, Medical 12hr Treatment | Health/Medical - Hospital - Laboratory, Medical 12hr Treatment |  | Health/Medical - Hospital | Health/Medical - Hospital - Laboratory, Medical 12hr Treatment | Hospital Lab/Surgery/Out (12 hour) | all | Open | 251 | 251 | 0.17333 | 1.3088 | 1.3088 | 1.3088 | 1.3088 | 1.1343 | 1.1343 | 1.1343 | 0.22686 | 0.22686 | 0.22686 | 0.22686 | 0.19661 | 0.19661 | 0.19661 | 717.4749 | 717.4749 | 717.4749 | 717.4749 | 621.8116 | 621.8116 | 621.8116 | 0.17015 | 0.17015 | 0.17015 | 0.17015 | 0.14746 | 0.14746 | 0.14746 | 4257 | 4257 | 4257 | 4257 | 4257 | 4257 | 4257 | 0 | 0 | 0 | 0 | 0 | 0 | 0 | 0.75 | 0.75 | 0.75 | 0.75 | 0.75 | 0.75 | 0.75 | 0 | 0 | 0 | 0 | 0 | 0 | 0 | 0.14094 | 0.14094 | 0.14094 | 0.14094 | 0.12215 | 0.12215 | 0.12215 | 0.02443 | 0.02443 | 0.02443 | 0.02443 | 0.021173 | 0.021173 | 0.021173 | 62.5469 | 62.5469 | 62.5469 | 62.5469 | 54.2074 | 54.2074 | 54.2074 | 0.01588 | 0.01588 | 0.01588 | 0.01588 | 0.013763 | 0.013763 | 0.013763 | 3449.4 | 3449.4 | 3449.4 | 3449.4 | 3449.4 | 3449.4 | 3449.4 | 0 | 0 | 0 | 0 | 0 | 0 | 0 | 0.65 | 0.65 | 0.65 | 0.65 | 0.65 | 0.65 | 0.65 | 0 | 0 | 0 | 0 | 0 | 0 | 0 | Hospital Lab/Surgery/Out (12 hour) ILit all | Hospital Lab/Surgery/Out (12 hour) ILit all | 3774 | 30 | 75 | Hospital Lab/Surgery/Out (12 hour) ILit2 all | Hospital Lab/Surgery/Out (12 hour) ILit2 all | Hospital Lab/Surgery/Out (12 hour) ILit2 All | 3858 | 20 | 65 | 3774 | 12.6 | 0.75 | 0.3 | 0.3 | 0.3 | 0.3 | 0.3 | 0.3 | 0.3 | 0.3 | 0.75 | 0.75 | 0.75 | 0.75 | 0.75 | 0.75 | 0.75 | 0.75 | 0.75 | 0.75 | 0.75 | 0.75 | 0.3 | 0.3 | 0.3 | 0.3 | 10.2 | 0.65 | 0.2 | 0.2 | 0.2 | 0.2 | 0.2 | 0.2 | 0.2 | 0.2 | 0.65 | 0.65 | 0.65 | 0.65 | 0.65 | 0.65 | 0.65 | 0.65 | 0.65 | 0.65 | 0.65 | 0.65 | 0.2 | 0.2 | 0.2 | 0.2 | 0 | 0 | 0 | 0 | 0 | 0 | 0 | 0 | 1 | 1 | 1 | 1 | 1 | 1 | 1 | 1 | 1 | 1 | 1 | 1 | 0 | 0 | 0 | 0 | 0 | 0 | 0 | 0 | 0 | 0 | 0 | 0 | 1 | 1 | 1 | 1 | 1 | 1 | 1 | 1 | 1 | 1 | 1 | 1 | 0 | 0 | 0 | 0 | 16 | 0.66337 | 0.20792 | 0.079208 | 0.049505 | 0.76136 | 0.10715 | 0.024308 | 0.024308 | 0.024308 | 0.024308 | 0.021067 | 0.021067 | 0.021067 |  | 0.061365 | 0.061365 | 0.061259 | 0.061259 | 0.060189 | 0.061998 | 0.061998 | Health/Medical - Hospital - Laboratory, Medical 12hr Treatment - all | 16 | 25 | 20 | 3162.6 | 0 | 3162.6 | 0 | 0 | 0 | 12.6 | 0 | 0 | 0 | 0 | 0 | 0 | 0 | 0 | 0 | 0 | 0 | 0 | 0 | 0 | 0 | 0 | 0 | 0 | 0 | 0 | 0 | 0 | 0 | 0 | 0 | 0 | 0 |  | 2560.2 | 0 | 2560.2 | 0 | 0 | 0 | 10.2 | 0 | 0 | 0 | 0 | 0 | 0 | 0 | 0 | 0 | 0 | 0 | 0 | 0 | 0 | 0 | 0 | 0 | 0 | 0 | 0 | 0 | 0 | 0 | 0 | 0 | 0 | 0 | 1 | 1 | 1 | 1
713 | 7 | 13 | 5 | 1 |  |  |  |  | Health/Medical - Hospital | Medical and Clinical Care - 24hr ICU | Health/Medical - Hospital - Medical and Clinical Care - 24hr ICU |  | Health/Medical - Hospital | Health/Medical - Hospital - Medical and Clinical Care - 24hr ICU | Hospital Intensive Care (24 hour) | Sat | Open | 52 | 52 | 0.058282 | 1.2216 | 1.2216 | 1.2216 | 1.2216 | 1.047 | 1.047 | 1.047 | 0 | 0 | 0 | 0 | 0 | 0 | 0 | 35.5403 | 35.5403 | 35.5403 | 35.5403 | 30.4631 | 30.4631 | 30.4631 | 0 | 0 | 0 | 0 | 0 | 0 | 0 | 0 | 0 | 0 | 0 | 0 | 0 | 0 | 0 | 0 | 0 | 0 | 0 | 0 | 0 | 0 | 0 | 0 | 0 | 0 | 0 | 0 | 0 | 0 | 0 | 0 | 0 | 0 | 0 | 0.13155 | 0.13155 | 0.13155 | 0.13155 | 0.11276 | 0.11276 | 0.11276 | 0 | 0 | 0 | 0 | 0 | 0 | 0 | 3.1097 | 3.1097 | 3.1097 | 3.1097 | 2.6654 | 2.6654 | 2.6654 | 0 | 0 | 0 | 0 | 0 | 0 | 0 | 0 | 0 | 0 | 0 | 0 | 0 | 0 | 0 | 0 | 0 | 0 | 0 | 0 | 0 | 0 | 0 | 0 | 0 | 0 | 0 | 0 | 0 | 0 | 0 | 0 | 0 | 0 | 0 | Hospital Intensive Care (24 hour) ILit Sat | Hospital Intensive Care (24 hour) ILit all | 3773 | 30 | 50 | Hospital Intensive Care (24 hour) ILit2 Sat | Hospital Intensive Care (24 hour) ILit2 Sat | Hospital Intensive Care (24 hour) ILit2 All | 3857 | 20 | 45 | 3773 | 9.6 | 0.5 | 0.3 | 0.3 | 0.3 | 0.3 | 0.3 | 0.3 | 0.3 | 0.3 | 0.5 | 0.5 | 0.5 | 0.5 | 0.5 | 0.5 | 0.5 | 0.5 | 0.5 | 0.5 | 0.5 | 0.5 | 0.3 | 0.3 | 0.3 | 0.3 | 7.8 | 0.45 | 0.2 | 0.2 | 0.2 | 0.2 | 0.2 | 0.2 | 0.2 | 0.2 | 0.45 | 0.45 | 0.45 | 0.45 | 0.45 | 0.45 | 0.45 | 0.45 | 0.45 | 0.45 | 0.45 | 0.45 | 0.2 | 0.2 | 0.2 | 0.2 | 0 | 0 | 0 | 0 | 0 | 0 | 0 | 0 | 1 | 1 | 1 | 1 | 1 | 1 | 1 | 1 | 1 | 1 | 1 | 1 | 0 | 0 | 0 | 0 | 0 | 0 | 0 | 0 | 0 | 0 | 0 | 0 | 1 | 1 | 1 | 1 | 1 | 1 | 1 | 1 | 1 | 1 | 1 | 1 | 0 | 0 | 0 | 0 | 0 | 0 | 0 | 0 | 0 | 0 | 0 | 0 | 0 | 0 | 0 | 0 | 0 | 0 |  | 0.061365 | 0.061365 | 0.061259 | 0.061259 | 0.060189 | 0.061998 | 0.061998 | Health/Medical - Hospital - Medical and Clinical Care - 24hr ICU - Sat | 10 | 25 | 20 | 499.2 | 0 | 0 | 0 | 499.2 | 0 | 0 | 0 | 9.6 | 0 | 0 | 0 | 0 | 0 | 0 | 0 | 0 | 0 | 0 | 0 | 0 | 0 | 0 | 0 | 0 | 0 | 0 | 0 | 0 | 0 | 0 | 0 | 0 | 0 |  | 10.4 | 395.2 | 0 | 0 | 10.4 | 395.2 | 0 | 0 | 0.2 | 7.6 | 0 | 0 | 0 | 0 | 0 | 0 | 0 | 0 | 0 | 0 | 0 | 0 | 0 | 0 | 0 | 0 | 0 | 0 | 0 | 0 | 0 | 0 | 0 | 0 | 1 | 1 | 1 | 1
714 | 7 | 14 | 6 | 2 |  |  |  |  | Health/Medical - Hospital | Medical and Clinical Care - 24hr ICU | Health/Medical - Hospital - Medical and Clinical Care - 24hr ICU |  | Health/Medical - Hospital | Health/Medical - Hospital - Medical and Clinical Care - 24hr ICU | Hospital Intensive Care (24 hour) | Sun | Open | 52 | 52 | 0.058282 | 1.2216 | 1.2216 | 1.2216 | 1.2216 | 1.047 | 1.047 | 1.047 | 0 | 0 | 0 | 0 | 0 | 0 | 0 | 35.5403 | 35.5403 | 35.5403 | 35.5403 | 30.4631 | 30.4631 | 30.4631 | 0 | 0 | 0 | 0 | 0 | 0 | 0 | 0 | 0 | 0 | 0 | 0 | 0 | 0 | 0 | 0 | 0 | 0 | 0 | 0 | 0 | 0 | 0 | 0 | 0 | 0 | 0 | 0 | 0 | 0 | 0 | 0 | 0 | 0 | 0 | 0.13155 | 0.13155 | 0.13155 | 0.13155 | 0.11276 | 0.11276 | 0.11276 | 0 | 0 | 0 | 0 | 0 | 0 | 0 | 3.1097 | 3.1097 | 3.1097 | 3.1097 | 2.6654 | 2.6654 | 2.6654 | 0 | 0 | 0 | 0 | 0 | 0 | 0 | 0 | 0 | 0 | 0 | 0 | 0 | 0 | 0 | 0 | 0 | 0 | 0 | 0 | 0 | 0 | 0 | 0 | 0 | 0 | 0 | 0 | 0 | 0 | 0 | 0 | 0 | 0 | 0 | Hospital Intensive Care (24 hour) ILit Sun | Hospital Intensive Care (24 hour) ILit all | 3773 | 30 | 50 | Hospital Intensive Care (24 hour) ILit2 Sun | Hospital Intensive Care (24 hour) ILit2 Sun | Hospital Intensive Care (24 hour) ILit2 All | 3857 | 20 | 45 | 3773 | 9.6 | 0.5 | 0.3 | 0.3 | 0.3 | 0.3 | 0.3 | 0.3 | 0.3 | 0.3 | 0.5 | 0.5 | 0.5 | 0.5 | 0.5 | 0.5 | 0.5 | 0.5 | 0.5 | 0.5 | 0.5 | 0.5 | 0.3 | 0.3 | 0.3 | 0.3 | 7.8 | 0.45 | 0.2 | 0.2 | 0.2 | 0.2 | 0.2 | 0.2 | 0.2 | 0.2 | 0.45 | 0.45 | 0.45 | 0.45 | 0.45 | 0.45 | 0.45 | 0.45 | 0.45 | 0.45 | 0.45 | 0.45 | 0.2 | 0.2 | 0.2 | 0.2 | 0 | 0 | 0 | 0 | 0 | 0 | 0 | 0 | 1 | 1 | 1 | 1 | 1 | 1 | 1 | 1 | 1 | 1 | 1 | 1 | 0 | 0 | 0 | 0 | 0 | 0 | 0 | 0 | 0 | 0 | 0 | 0 | 1 | 1 | 1 | 1 | 1 | 1 | 1 | 1 | 1 | 1 | 1 | 1 | 0 | 0 | 0 | 0 | 0 | 0 | 0 | 0 | 0 | 0 | 0 | 0 | 0 | 0 | 0 | 0 | 0 | 0 |  | 0.061365 | 0.061365 | 0.061259 | 0.061259 | 0.060189 | 0.061998 | 0.061998 | Health/Medical - Hospital - Medical and Clinical Care - 24hr ICU - Sun | 12 | 25 | 20 | 499.2 | 0 | 0 | 0 | 499.2 | 0 | 0 | 0 | 9.6 | 0 | 0 | 0 | 0 | 0 | 0 | 0 | 0 | 0 | 0 | 0 | 0 | 0 | 0 | 0 | 0 | 0 | 0 | 0 | 0 | 0 | 0 | 0 | 0 | 0 |  | 10.4 | 395.2 | 0 | 0 | 10.4 | 395.2 | 0 | 0 | 0.2 | 7.6 | 0 | 0 | 0 | 0 | 0 | 0 | 0 | 0 | 0 | 0 | 0 | 0 | 0 | 0 | 0 | 0 | 0 | 0 | 0 | 0 | 0 | 0 | 0 | 0 | 1 | 1 | 1 | 1
715 | 7 | 15 | 7 | 3 |  |  |  |  | Health/Medical - Hospital | Medical and Clinical Care - 24hr ICU | Health/Medical - Hospital - Medical and Clinical Care - 24hr ICU |  | Health/Medical - Hospital | Health/Medical - Hospital - Medical and Clinical Care - 24hr ICU | Hospital Intensive Care (24 hour) | Hol | Open | 10 | 10 | 0.058282 | 1.2216 | 1.2216 | 1.2216 | 1.2216 | 1.047 | 1.047 | 1.047 | 0 | 0 | 0 | 0 | 0 | 0 | 0 | 6.8347 | 6.8347 | 6.8347 | 6.8347 | 5.8583 | 5.8583 | 5.8583 | 0 | 0 | 0 | 0 | 0 | 0 | 0 | 0 | 0 | 0 | 0 | 0 | 0 | 0 | 0 | 0 | 0 | 0 | 0 | 0 | 0 | 0 | 0 | 0 | 0 | 0 | 0 | 0 | 0 | 0 | 0 | 0 | 0 | 0 | 0 | 0.13155 | 0.13155 | 0.13155 | 0.13155 | 0.11276 | 0.11276 | 0.11276 | 0 | 0 | 0 | 0 | 0 | 0 | 0 | 0.59801 | 0.59801 | 0.59801 | 0.59801 | 0.51258 | 0.51258 | 0.51258 | 0 | 0 | 0 | 0 | 0 | 0 | 0 | 0 | 0 | 0 | 0 | 0 | 0 | 0 | 0 | 0 | 0 | 0 | 0 | 0 | 0 | 0 | 0 | 0 | 0 | 0 | 0 | 0 | 0 | 0 | 0 | 0 | 0 | 0 | 0 | Hospital Intensive Care (24 hour) ILit Hol | Hospital Intensive Care (24 hour) ILit all | 3773 | 30 | 50 | Hospital Intensive Care (24 hour) ILit2 Hol | Hospital Intensive Care (24 hour) ILit2 Hol | Hospital Intensive Care (24 hour) ILit2 All | 3857 | 20 | 45 | 3773 | 9.6 | 0.5 | 0.3 | 0.3 | 0.3 | 0.3 | 0.3 | 0.3 | 0.3 | 0.3 | 0.5 | 0.5 | 0.5 | 0.5 | 0.5 | 0.5 | 0.5 | 0.5 | 0.5 | 0.5 | 0.5 | 0.5 | 0.3 | 0.3 | 0.3 | 0.3 | 7.8 | 0.45 | 0.2 | 0.2 | 0.2 | 0.2 | 0.2 | 0.2 | 0.2 | 0.2 | 0.45 | 0.45 | 0.45 | 0.45 | 0.45 | 0.45 | 0.45 | 0.45 | 0.45 | 0.45 | 0.45 | 0.45 | 0.2 | 0.2 | 0.2 | 0.2 | 0 | 0 | 0 | 0 | 0 | 0 | 0 | 0 | 1 | 1 | 1 | 1 | 1 | 1 | 1 | 1 | 1 | 1 | 1 | 1 | 0 | 0 | 0 | 0 | 0 | 0 | 0 | 0 | 0 | 0 | 0 | 0 | 1 | 1 | 1 | 1 | 1 | 1 | 1 | 1 | 1 | 1 | 1 | 1 | 0 | 0 | 0 | 0 | 0 | 0 | 0 | 0 | 0 | 0 | 0 | 0 | 0 | 0 | 0 | 0 | 0 | 0 |  | 0.061365 | 0.061365 | 0.061259 | 0.061259 | 0.060189 | 0.061998 | 0.061998 | Health/Medical - Hospital - Medical and Clinical Care - 24hr ICU - Hol | 14 | 25 | 20 | 96 | 0 | 0 | 0 | 96 | 0 | 0 | 0 | 9.6 | 0 | 0 | 0 | 0 | 0 | 0 | 0 | 0 | 0 | 0 | 0 | 0 | 0 | 0 | 0 | 0 | 0 | 0 | 0 | 0 | 0 | 0 | 0 | 0 | 0 |  | 2 | 76 | 0 | 0 | 2 | 76 | 0 | 0 | 0.2 | 7.6 | 0 | 0 | 0 | 0 | 0 | 0 | 0 | 0 | 0 | 0 | 0 | 0 | 0 | 0 | 0 | 0 | 0 | 0 | 0 | 0 | 0 | 0 | 0 | 0 | 1 | 1 | 1 | 1
716 | 7 | 16 | 8 | 4 |  |  | Health/Medical - Hospital - Medical and Clinical Care - 24hr ICU | Health/Medical - Hospital - Medical and Clinical Care - 24hr ICU | Health/Medical - Hospital | Medical and Clinical Care - 24hr ICU | Health/Medical - Hospital - Medical and Clinical Care - 24hr ICU |  | Health/Medical - Hospital | Health/Medical - Hospital - Medical and Clinical Care - 24hr ICU | Hospital Intensive Care (24 hour) | all | Open | 251 | 251 | 0.058282 | 1.2216 | 1.2216 | 1.2216 | 1.2216 | 1.047 | 1.047 | 1.047 | 0.071195 | 0.071195 | 0.071195 | 0.071195 | 0.061024 | 0.061024 | 0.061024 | 225.16 | 225.16 | 225.16 | 225.16 | 192.9943 | 192.9943 | 192.9943 | 0.053396 | 0.053396 | 0.053396 | 0.053396 | 0.045768 | 0.045768 | 0.045768 | 4257 | 4257 | 4257 | 4257 | 4257 | 4257 | 4257 | 0 | 0 | 0 | 0 | 0 | 0 | 0 | 0.75 | 0.75 | 0.75 | 0.75 | 0.75 | 0.75 | 0.75 | 0 | 0 | 0 | 0 | 0 | 0 | 0 | 0.13155 | 0.13155 | 0.13155 | 0.13155 | 0.11276 | 0.11276 | 0.11276 | 0.0076668 | 0.0076668 | 0.0076668 | 0.0076668 | 0.0065716 | 0.0065716 | 0.0065716 | 19.6287 | 19.6287 | 19.6287 | 19.6287 | 16.8246 | 16.8246 | 16.8246 | 0.0049834 | 0.0049834 | 0.0049834 | 0.0049834 | 0.0042715 | 0.0042715 | 0.0042715 | 3449.4 | 3449.4 | 3449.4 | 3449.4 | 3449.4 | 3449.4 | 3449.4 | 0 | 0 | 0 | 0 | 0 | 0 | 0 | 0.65 | 0.65 | 0.65 | 0.65 | 0.65 | 0.65 | 0.65 | 0 | 0 | 0 | 0 | 0 | 0 | 0 | Hospital Intensive Care (24 hour) ILit all | Hospital Intensive Care (24 hour) ILit all | 3772 | 30 | 75 | Hospital Intensive Care (24 hour) ILit2 all | Hospital Intensive Care (24 hour) ILit2 all | Hospital Intensive Care (24 hour) ILit2 All | 3856 | 20 | 65 | 3772 | 12.6 | 0.75 | 0.3 | 0.3 | 0.3 | 0.3 | 0.3 | 0.3 | 0.3 | 0.3 | 0.75 | 0.75 | 0.75 | 0.75 | 0.75 | 0.75 | 0.75 | 0.75 | 0.75 | 0.75 | 0.75 | 0.75 | 0.3 | 0.3 | 0.3 | 0.3 | 10.2 | 0.65 | 0.2 | 0.2 | 0.2 | 0.2 | 0.2 | 0.2 | 0.2 | 0.2 | 0.65 | 0.65 | 0.65 | 0.65 | 0.65 | 0.65 | 0.65 | 0.65 | 0.65 | 0.65 | 0.65 | 0.65 | 0.2 | 0.2 | 0.2 | 0.2 | 0 | 0 | 0 | 0 | 0 | 0 | 0 | 0 | 1 | 1 | 1 | 1 | 1 | 1 | 1 | 1 | 1 | 1 | 1 | 1 | 0 | 0 | 0 | 0 | 0 | 0 | 0 | 0 | 0 | 0 | 0 | 0 | 1 | 1 | 1 | 1 | 1 | 1 | 1 | 1 | 1 | 1 | 1 | 1 | 0 | 0 | 0 | 0 | 0 | 0 | 0 | 0 | 0 | 0 | 0 | 0 | 0 | 0 | 0 | 0 | 0 | 0 |  | 0.061365 | 0.061365 | 0.061259 | 0.061259 | 0.060189 | 0.061998 | 0.061998 | Health/Medical - Hospital - Medical and Clinical Care - 24hr ICU - all | 16 | 25 | 20 | 3162.6 | 0 | 3162.6 | 0 | 0 | 0 | 12.6 | 0 | 0 | 0 | 0 | 0 | 0 | 0 | 0 | 0 | 0 | 0 | 0 | 0 | 0 | 0 | 0 | 0 | 0 | 0 | 0 | 0 | 0 | 0 | 0 | 0 | 0 | 0 |  | 2560.2 | 0 | 2560.2 | 0 | 0 | 0 | 10.2 | 0 | 0 | 0 | 0 | 0 | 0 | 0 | 0 | 0 | 0 | 0 | 0 | 0 | 0 | 0 | 0 | 0 | 0 | 0 | 0 | 0 | 0 | 0 | 0 | 0 | 0 | 0 | 1 | 1 | 1 | 1
717 | 7 | 17 | 5 | 1 |  |  |  |  | Health/Medical - Hospital | Medical and Clinical Care - 24hr Support | Health/Medical - Hospital - Medical and Clinical Care - 24hr Support |  | Health/Medical - Hospital | Health/Medical - Hospital - Medical and Clinical Care - 24hr Support | Hospital Nursing Suprt (24 hour) | Sat | Open | 52 | 52 | 0.15999 | 1.2216 | 1.2216 | 1.2216 | 1.2216 | 1.047 | 1.047 | 1.047 | 0 | 0 | 0 | 0 | 0 | 0 | 0 | 219.52 | 219.52 | 219.52 | 219.52 | 188.16 | 188.16 | 188.16 | 0 | 0 | 0 | 0 | 0 | 0 | 0 | 0 | 0 | 0 | 0 | 0 | 0 | 0 | 0 | 0 | 0 | 0 | 0 | 0 | 0 | 0 | 0 | 0 | 0 | 0 | 0 | 0 | 0 | 0 | 0 | 0 | 0 | 0 | 0 | 0.13155 | 0.13155 | 0.13155 | 0.13155 | 0.11276 | 0.11276 | 0.11276 | 0 | 0 | 0 | 0 | 0 | 0 | 0 | 23.6398 | 23.6398 | 23.6398 | 23.6398 | 20.2627 | 20.2627 | 20.2627 | 0 | 0 | 0 | 0 | 0 | 0 | 0 | 0 | 0 | 0 | 0 | 0 | 0 | 0 | 0 | 0 | 0 | 0 | 0 | 0 | 0 | 0 | 0 | 0 | 0 | 0 | 0 | 0 | 0 | 0 | 0 | 0 | 0 | 0 | 0 | Hospital Nursing Suprt (24 hour) ILit Sat | Hospital Nursing Suprt (24 hour) ILit all | 3776 | 90 | 90 | Hospital Nursing Suprt (24 hour) ILit2 Sat | Hospital Nursing Suprt (24 hour) ILit Sat | Hospital Nursing Suprt (24 hour) ILit all | 3776 | 90 | 90 | 3776 | 21.6 | 0.9 | 0.9 | 0.9 | 0.9 | 0.9 | 0.9 | 0.9 | 0.9 | 0.9 | 0.9 | 0.9 | 0.9 | 0.9 | 0.9 | 0.9 | 0.9 | 0.9 | 0.9 | 0.9 | 0.9 | 0.9 | 0.9 | 0.9 | 0.9 | 0.9 | 21.6 | 0.9 | 0.9 | 0.9 | 0.9 | 0.9 | 0.9 | 0.9 | 0.9 | 0.9 | 0.9 | 0.9 | 0.9 | 0.9 | 0.9 | 0.9 | 0.9 | 0.9 | 0.9 | 0.9 | 0.9 | 0.9 | 0.9 | 0.9 | 0.9 | 0.9 | 0 | 0 | 0 | 0 | 0 | 0 | 0 | 0 | 0 | 0 | 0 | 0 | 0 | 0 | 0 | 0 | 0 | 0 | 0 | 0 | 0 | 0 | 0 | 0 | 0 | 0 | 0 | 0 | 0 | 0 | 0 | 0 | 0 | 0 | 0 | 0 | 0 | 0 | 0 | 0 | 0 | 0 | 0 | 0 | 0 | 0 | 0 | 0 | 0 | 0 | 0 | 0 | 0 | 0 | 0 | 0 | 0 | 0 | 0 | 0 | 0 | 0 |  | 0.061365 | 0.061365 | 0.061259 | 0.061259 | 0.060189 | 0.061998 | 0.061998 | Health/Medical - Hospital - Medical and Clinical Care - 24hr Support - Sat | 10 | 25 | 20 | 1123.2 | 0 | 0 | 0 | 1123.2 | 0 | 0 | 0 | 21.6 | 0 | 0 | 0 | 0 | 0 | 0 | 0 | 0 | 0 | 0 | 0 | 0 | 0 | 0 | 0 | 0 | 0 | 0 | 0 | 0 | 0 | 0 | 0 | 0 | 0 |  | 46.8 | 1076.4 | 0 | 0 | 46.8 | 1076.4 | 0 | 0 | 0.9 | 20.7 | 0 | 0 | 0 | 0 | 0 | 0 | 0 | 0 | 0 | 0 | 0 | 0 | 0 | 0 | 0 | 0 | 0 | 0 | 0 | 0 | 0 | 0 | 0 | 0 | 1 | 1 | 1 | 1
718 | 7 | 18 | 6 | 2 |  |  |  |  | Health/Medical - Hospital | Medical and Clinical Care - 24hr Support | Health/Medical - Hospital - Medical and Clinical Care - 24hr Support |  | Health/Medical - Hospital | Health/Medical - Hospital - Medical and Clinical Care - 24hr Support | Hospital Nursing Suprt (24 hour) | Sun | Open | 52 | 52 | 0.15999 | 1.2216 | 1.2216 | 1.2216 | 1.2216 | 1.047 | 1.047 | 1.047 | 0 | 0 | 0 | 0 | 0 | 0 | 0 | 219.52 | 219.52 | 219.52 | 219.52 | 188.16 | 188.16 | 188.16 | 0 | 0 | 0 | 0 | 0 | 0 | 0 | 0 | 0 | 0 | 0 | 0 | 0 | 0 | 0 | 0 | 0 | 0 | 0 | 0 | 0 | 0 | 0 | 0 | 0 | 0 | 0 | 0 | 0 | 0 | 0 | 0 | 0 | 0 | 0 | 0.13155 | 0.13155 | 0.13155 | 0.13155 | 0.11276 | 0.11276 | 0.11276 | 0 | 0 | 0 | 0 | 0 | 0 | 0 | 23.6398 | 23.6398 | 23.6398 | 23.6398 | 20.2627 | 20.2627 | 20.2627 | 0 | 0 | 0 | 0 | 0 | 0 | 0 | 0 | 0 | 0 | 0 | 0 | 0 | 0 | 0 | 0 | 0 | 0 | 0 | 0 | 0 | 0 | 0 | 0 | 0 | 0 | 0 | 0 | 0 | 0 | 0 | 0 | 0 | 0 | 0 | Hospital Nursing Suprt (24 hour) ILit Sun | Hospital Nursing Suprt (24 hour) ILit all | 3776 | 90 | 90 | Hospital Nursing Suprt (24 hour) ILit2 Sun | Hospital Nursing Suprt (24 hour) ILit Sun | Hospital Nursing Suprt (24 hour) ILit all | 3776 | 90 | 90 | 3776 | 21.6 | 0.9 | 0.9 | 0.9 | 0.9 | 0.9 | 0.9 | 0.9 | 0.9 | 0.9 | 0.9 | 0.9 | 0.9 | 0.9 | 0.9 | 0.9 | 0.9 | 0.9 | 0.9 | 0.9 | 0.9 | 0.9 | 0.9 | 0.9 | 0.9 | 0.9 | 21.6 | 0.9 | 0.9 | 0.9 | 0.9 | 0.9 | 0.9 | 0.9 | 0.9 | 0.9 | 0.9 | 0.9 | 0.9 | 0.9 | 0.9 | 0.9 | 0.9 | 0.9 | 0.9 | 0.9 | 0.9 | 0.9 | 0.9 | 0.9 | 0.9 | 0.9 | 0 | 0 | 0 | 0 | 0 | 0 | 0 | 0 | 0 | 0 | 0 | 0 | 0 | 0 | 0 | 0 | 0 | 0 | 0 | 0 | 0 | 0 | 0 | 0 | 0 | 0 | 0 | 0 | 0 | 0 | 0 | 0 | 0 | 0 | 0 | 0 | 0 | 0 | 0 | 0 | 0 | 0 | 0 | 0 | 0 | 0 | 0 | 0 | 0 | 0 | 0 | 0 | 0 | 0 | 0 | 0 | 0 | 0 | 0 | 0 | 0 | 0 |  | 0.061365 | 0.061365 | 0.061259 | 0.061259 | 0.060189 | 0.061998 | 0.061998 | Health/Medical - Hospital - Medical and Clinical Care - 24hr Support - Sun | 12 | 25 | 20 | 1123.2 | 0 | 0 | 0 | 1123.2 | 0 | 0 | 0 | 21.6 | 0 | 0 | 0 | 0 | 0 | 0 | 0 | 0 | 0 | 0 | 0 | 0 | 0 | 0 | 0 | 0 | 0 | 0 | 0 | 0 | 0 | 0 | 0 | 0 | 0 |  | 46.8 | 1076.4 | 0 | 0 | 46.8 | 1076.4 | 0 | 0 | 0.9 | 20.7 | 0 | 0 | 0 | 0 | 0 | 0 | 0 | 0 | 0 | 0 | 0 | 0 | 0 | 0 | 0 | 0 | 0 | 0 | 0 | 0 | 0 | 0 | 0 | 0 | 1 | 1 | 1 | 1
719 | 7 | 19 | 7 | 3 |  |  |  |  | Health/Medical - Hospital | Medical and Clinical Care - 24hr Support | Health/Medical - Hospital - Medical and Clinical Care - 24hr Support |  | Health/Medical - Hospital | Health/Medical - Hospital - Medical and Clinical Care - 24hr Support | Hospital Nursing Suprt (24 hour) | Hol | Open | 10 | 10 | 0.15999 | 1.2216 | 1.2216 | 1.2216 | 1.2216 | 1.047 | 1.047 | 1.047 | 0 | 0 | 0 | 0 | 0 | 0 | 0 | 42.2154 | 42.2154 | 42.2154 | 42.2154 | 36.1846 | 36.1846 | 36.1846 | 0 | 0 | 0 | 0 | 0 | 0 | 0 | 0 | 0 | 0 | 0 | 0 | 0 | 0 | 0 | 0 | 0 | 0 | 0 | 0 | 0 | 0 | 0 | 0 | 0 | 0 | 0 | 0 | 0 | 0 | 0 | 0 | 0 | 0 | 0 | 0.13155 | 0.13155 | 0.13155 | 0.13155 | 0.11276 | 0.11276 | 0.11276 | 0 | 0 | 0 | 0 | 0 | 0 | 0 | 4.5461 | 4.5461 | 4.5461 | 4.5461 | 3.8967 | 3.8967 | 3.8967 | 0 | 0 | 0 | 0 | 0 | 0 | 0 | 0 | 0 | 0 | 0 | 0 | 0 | 0 | 0 | 0 | 0 | 0 | 0 | 0 | 0 | 0 | 0 | 0 | 0 | 0 | 0 | 0 | 0 | 0 | 0 | 0 | 0 | 0 | 0 | Hospital Nursing Suprt (24 hour) ILit Hol | Hospital Nursing Suprt (24 hour) ILit all | 3776 | 90 | 90 | Hospital Nursing Suprt (24 hour) ILit2 Hol | Hospital Nursing Suprt (24 hour) ILit Hol | Hospital Nursing Suprt (24 hour) ILit all | 3776 | 90 | 90 | 3776 | 21.6 | 0.9 | 0.9 | 0.9 | 0.9 | 0.9 | 0.9 | 0.9 | 0.9 | 0.9 | 0.9 | 0.9 | 0.9 | 0.9 | 0.9 | 0.9 | 0.9 | 0.9 | 0.9 | 0.9 | 0.9 | 0.9 | 0.9 | 0.9 | 0.9 | 0.9 | 21.6 | 0.9 | 0.9 | 0.9 | 0.9 | 0.9 | 0.9 | 0.9 | 0.9 | 0.9 | 0.9 | 0.9 | 0.9 | 0.9 | 0.9 | 0.9 | 0.9 | 0.9 | 0.9 | 0.9 | 0.9 | 0.9 | 0.9 | 0.9 | 0.9 | 0.9 | 0 | 0 | 0 | 0 | 0 | 0 | 0 | 0 | 0 | 0 | 0 | 0 | 0 | 0 | 0 | 0 | 0 | 0 | 0 | 0 | 0 | 0 | 0 | 0 | 0 | 0 | 0 | 0 | 0 | 0 | 0 | 0 | 0 | 0 | 0 | 0 | 0 | 0 | 0 | 0 | 0 | 0 | 0 | 0 | 0 | 0 | 0 | 0 | 0 | 0 | 0 | 0 | 0 | 0 | 0 | 0 | 0 | 0 | 0 | 0 | 0 | 0 |  | 0.061365 | 0.061365 | 0.061259 | 0.061259 | 0.060189 | 0.061998 | 0.061998 | Health/Medical - Hospital - Medical and Clinical Care - 24hr Support - Hol | 14 | 25 | 20 | 216 | 0 | 0 | 0 | 216 | 0 | 0 | 0 | 21.6 | 0 | 0 | 0 | 0 | 0 | 0 | 0 | 0 | 0 | 0 | 0 | 0 | 0 | 0 | 0 | 0 | 0 | 0 | 0 | 0 | 0 | 0 | 0 | 0 | 0 |  | 9 | 207 | 0 | 0 | 9 | 207 | 0 | 0 | 0.9 | 20.7 | 0 | 0 | 0 | 0 | 0 | 0 | 0 | 0 | 0 | 0 | 0 | 0 | 0 | 0 | 0 | 0 | 0 | 0 | 0 | 0 | 0 | 0 | 0 | 0 | 1 | 1 | 1 | 1
720 | 7 | 20 | 8 | 4 |  |  | Health/Medical - Hospital - Medical and Clinical Care - 24hr Support | Health/Medical - Hospital - Medical and Clinical Care - 24hr Support | Health/Medical - Hospital | Medical and Clinical Care - 24hr Support | Health/Medical - Hospital - Medical and Clinical Care - 24hr Support |  | Health/Medical - Hospital | Health/Medical - Hospital - Medical and Clinical Care - 24hr Support | Hospital Nursing Suprt (24 hour) | all | Open | 251 | 251 | 0.15999 | 1.2216 | 1.2216 | 1.2216 | 1.2216 | 1.047 | 1.047 | 1.047 | 0.19544 | 0.19544 | 0.19544 | 0.19544 | 0.16752 | 0.16752 | 0.16752 | 1059.6061 | 1059.6061 | 1059.6061 | 1059.6061 | 908.2338 | 908.2338 | 908.2338 | 0.1759 | 0.1759 | 0.1759 | 0.1759 | 0.15077 | 0.15077 | 0.15077 | 7884 | 7884 | 7884 | 7884 | 7884 | 7884 | 7884 | 0 | 0 | 0 | 0 | 0 | 0 | 0 | 0.9 | 0.9 | 0.9 | 0.9 | 0.9 | 0.9 | 0.9 | 0 | 0 | 0 | 0 | 0 | 0 | 0 | 0.13155 | 0.13155 | 0.13155 | 0.13155 | 0.11276 | 0.11276 | 0.11276 | 0.021047 | 0.021047 | 0.021047 | 0.021047 | 0.01804 | 0.01804 | 0.01804 | 76.0717 | 76.0717 | 76.0717 | 76.0717 | 65.2043 | 65.2043 | 65.2043 | 0.012628 | 0.012628 | 0.012628 | 0.012628 | 0.010824 | 0.010824 | 0.010824 | 6076.8 | 6076.8 | 6076.8 | 6076.8 | 6076.8 | 6076.8 | 6076.8 | 0 | 0 | 0 | 0 | 0 | 0 | 0 | 0.6 | 0.6 | 0.6 | 0.6 | 0.6 | 0.6 | 0.6 | 0 | 0 | 0 | 0 | 0 | 0 | 0 | Hospital Nursing Suprt (24 hour) ILit all | Hospital Nursing Suprt (24 hour) ILit all | 3776 | 90 | 90 | Hospital Nursing Suprt (24 hour) ILit2 all | Hospital Nursing Suprt (24 hour) ILit2 all | Hospital Nursing Suprt (24 hour) ILit2 All | 3860 | 60 | 60 | 3776 | 21.6 | 0.9 | 0.9 | 0.9 | 0.9 | 0.9 | 0.9 | 0.9 | 0.9 | 0.9 | 0.9 | 0.9 | 0.9 | 0.9 | 0.9 | 0.9 | 0.9 | 0.9 | 0.9 | 0.9 | 0.9 | 0.9 | 0.9 | 0.9 | 0.9 | 0.9 | 14.4 | 0.6 | 0.6 | 0.6 | 0.6 | 0.6 | 0.6 | 0.6 | 0.6 | 0.6 | 0.6 | 0.6 | 0.6 | 0.6 | 0.6 | 0.6 | 0.6 | 0.6 | 0.6 | 0.6 | 0.6 | 0.6 | 0.6 | 0.6 | 0.6 | 0.6 | 0 | 0 | 0 | 0 | 0 | 0 | 0 | 0 | 0 | 0 | 0 | 0 | 0 | 0 | 0 | 0 | 0 | 0 | 0 | 0 | 0 | 0 | 0 | 0 | 0 | 0 | 0 | 0 | 0 | 0 | 0 | 0 | 0 | 0 | 0 | 0 | 0 | 0 | 0 | 0 | 0 | 0 | 0 | 0 | 0 | 0 | 0 | 0 | 0 | 0 | 0 | 0 | 0 | 0 | 0 | 0 | 0 | 0 | 0 | 0 | 0 | 0 |  | 0.061365 | 0.061365 | 0.061259 | 0.061259 | 0.060189 | 0.061998 | 0.061998 | Health/Medical - Hospital - Medical and Clinical Care - 24hr Support - all | 16 | 25 | 20 | 5421.6 | 0 | 5421.6 | 0 | 0 | 0 | 21.6 | 0 | 0 | 0 | 0 | 0 | 0 | 0 | 0 | 0 | 0 | 0 | 0 | 0 | 0 | 0 | 0 | 0 | 0 | 0 | 0 | 0 | 0 | 0 | 0 | 0 | 0 | 0 |  | 3614.4 | 0 | 3614.4 | 0 | 0 | 0 | 14.4 | 0 | 0 | 0 | 0 | 0 | 0 | 0 | 0 | 0 | 0 | 0 | 0 | 0 | 0 | 0 | 0 | 0 | 0 | 0 | 0 | 0 | 0 | 0 | 0 | 0 | 0 | 0 | 1 | 1 | 1 | 1
721 | 7 | 21 | 5 | 1 |  |  |  |  | Health/Medical - Hospital | Medical and Clinical Care - 24hr Wards/Isolation | Health/Medical - Hospital - Medical and Clinical Care - 24hr Wards/Isolation |  | Health/Medical - Hospital | Health/Medical - Hospital - Medical and Clinical Care - 24hr Wards/Isolation | Hospital Wards/Isolation (24 hour) | Sat | Open | 52 | 52 | 0.21999 | 1.2216 | 1.2216 | 1.2216 | 1.2216 | 1.047 | 1.047 | 1.047 | 0 | 0 | 0 | 0 | 0 | 0 | 0 | 198.81 | 198.81 | 198.81 | 198.81 | 170.4086 | 170.4086 | 170.4086 | 0 | 0 | 0 | 0 | 0 | 0 | 0 | 0 | 0 | 0 | 0 | 0 | 0 | 0 | 0 | 0 | 0 | 0 | 0 | 0 | 0 | 0 | 0 | 0 | 0 | 0 | 0 | 0 | 0 | 0 | 0 | 0 | 0 | 0 | 0 | 0.13155 | 0.13155 | 0.13155 | 0.13155 | 0.11276 | 0.11276 | 0.11276 | 0 | 0 | 0 | 0 | 0 | 0 | 0 | 21.4096 | 21.4096 | 21.4096 | 21.4096 | 18.3511 | 18.3511 | 18.3511 | 0 | 0 | 0 | 0 | 0 | 0 | 0 | 0 | 0 | 0 | 0 | 0 | 0 | 0 | 0 | 0 | 0 | 0 | 0 | 0 | 0 | 0 | 0 | 0 | 0 | 0 | 0 | 0 | 0 | 0 | 0 | 0 | 0 | 0 | 0 | Hospital Wards/Isolation (24 hour) ILit Sat | Hospital Wards/Isolation (24 hour) ILit all | 3771 | 30 | 75 | Hospital Wards/Isolation (24 hour) ILit2 Sat | Hospital Wards/Isolation (24 hour) ILit Sat | Hospital Wards/Isolation (24 hour) ILit all | 3771 | 30 | 75 | 3771 | 14.2269 | 0.75 | 0.3 | 0.3 | 0.3 | 0.3 | 0.3 | 0.47308 | 0.68077 | 0.75 | 0.75 | 0.75 | 0.75 | 0.75 | 0.75 | 0.75 | 0.75 | 0.75 | 0.75 | 0.75 | 0.75 | 0.75 | 0.75 | 0.47308 | 0.3 | 0.3 | 14.2269 | 0.75 | 0.3 | 0.3 | 0.3 | 0.3 | 0.3 | 0.47308 | 0.68077 | 0.75 | 0.75 | 0.75 | 0.75 | 0.75 | 0.75 | 0.75 | 0.75 | 0.75 | 0.75 | 0.75 | 0.75 | 0.75 | 0.75 | 0.47308 | 0.3 | 0.3 | 0 | 0 | 0 | 0 | 0 | 0.38462 | 0.84615 | 1 | 1 | 1 | 1 | 1 | 1 | 1 | 1 | 1 | 1 | 1 | 1 | 1 | 1 | 0.38462 | 0 | 0 | 0 | 0 | 0 | 0 | 0 | 0.38462 | 0.84615 | 1 | 1 | 1 | 1 | 1 | 1 | 1 | 1 | 1 | 1 | 1 | 1 | 1 | 1 | 0.38462 | 0 | 0 | 16 | 0.66337 | 0.20792 | 0.079208 | 0.049505 | 0.76136 | 0 | 0 | 0 | 0 | 0 | 0 | 0 | 0 |  | 0.061365 | 0.061365 | 0.061259 | 0.061259 | 0.060189 | 0.061998 | 0.061998 | Health/Medical - Hospital - Medical and Clinical Care - 24hr Wards/Isolation - Sat | 10 | 25 | 20 | 739.8 | 0 | 0 | 0 | 739.8 | 0 | 0 | 0 | 14.2269 | 0 | 0 | 0 | 0 | 0 | 0 | 0 | 0 | 0 | 0 | 0 | 0 | 0 | 0 | 0 | 0 | 0 | 0 | 0 | 0 | 0 | 0 | 0 | 0 | 0 |  | 35.4 | 704.4 | 0 | 0 | 35.4 | 704.4 | 0 | 0 | 0.68077 | 13.5462 | 0 | 0 | 0 | 0 | 0 | 0 | 0 | 0 | 0 | 0 | 0 | 0 | 0 | 0 | 0 | 0 | 0 | 0 | 0 | 0 | 0 | 0 | 0 | 0 | 1 | 1 | 1 | 1
722 | 7 | 22 | 6 | 2 |  |  |  |  | Health/Medical - Hospital | Medical and Clinical Care - 24hr Wards/Isolation | Health/Medical - Hospital - Medical and Clinical Care - 24hr Wards/Isolation |  | Health/Medical - Hospital | Health/Medical - Hospital - Medical and Clinical Care - 24hr Wards/Isolation | Hospital Wards/Isolation (24 hour) | Sun | Open | 52 | 52 | 0.21999 | 1.2216 | 1.2216 | 1.2216 | 1.2216 | 1.047 | 1.047 | 1.047 | 0 | 0 | 0 | 0 | 0 | 0 | 0 | 198.81 | 198.81 | 198.81 | 198.81 | 170.4086 | 170.4086 | 170.4086 | 0 | 0 | 0 | 0 | 0 | 0 | 0 | 0 | 0 | 0 | 0 | 0 | 0 | 0 | 0 | 0 | 0 | 0 | 0 | 0 | 0 | 0 | 0 | 0 | 0 | 0 | 0 | 0 | 0 | 0 | 0 | 0 | 0 | 0 | 0 | 0.13155 | 0.13155 | 0.13155 | 0.13155 | 0.11276 | 0.11276 | 0.11276 | 0 | 0 | 0 | 0 | 0 | 0 | 0 | 21.4096 | 21.4096 | 21.4096 | 21.4096 | 18.3511 | 18.3511 | 18.3511 | 0 | 0 | 0 | 0 | 0 | 0 | 0 | 0 | 0 | 0 | 0 | 0 | 0 | 0 | 0 | 0 | 0 | 0 | 0 | 0 | 0 | 0 | 0 | 0 | 0 | 0 | 0 | 0 | 0 | 0 | 0 | 0 | 0 | 0 | 0 | Hospital Wards/Isolation (24 hour) ILit Sun | Hospital Wards/Isolation (24 hour) ILit all | 3771 | 30 | 75 | Hospital Wards/Isolation (24 hour) ILit2 Sun | Hospital Wards/Isolation (24 hour) ILit Sun | Hospital Wards/Isolation (24 hour) ILit all | 3771 | 30 | 75 | 3771 | 14.2269 | 0.75 | 0.3 | 0.3 | 0.3 | 0.3 | 0.3 | 0.47308 | 0.68077 | 0.75 | 0.75 | 0.75 | 0.75 | 0.75 | 0.75 | 0.75 | 0.75 | 0.75 | 0.75 | 0.75 | 0.75 | 0.75 | 0.75 | 0.47308 | 0.3 | 0.3 | 14.2269 | 0.75 | 0.3 | 0.3 | 0.3 | 0.3 | 0.3 | 0.47308 | 0.68077 | 0.75 | 0.75 | 0.75 | 0.75 | 0.75 | 0.75 | 0.75 | 0.75 | 0.75 | 0.75 | 0.75 | 0.75 | 0.75 | 0.75 | 0.47308 | 0.3 | 0.3 | 0 | 0 | 0 | 0 | 0 | 0.38462 | 0.84615 | 1 | 1 | 1 | 1 | 1 | 1 | 1 | 1 | 1 | 1 | 1 | 1 | 1 | 1 | 0.38462 | 0 | 0 | 0 | 0 | 0 | 0 | 0 | 0.38462 | 0.84615 | 1 | 1 | 1 | 1 | 1 | 1 | 1 | 1 | 1 | 1 | 1 | 1 | 1 | 1 | 0.38462 | 0 | 0 | 16 | 0.66337 | 0.20792 | 0.079208 | 0.049505 | 0.76136 | 0 | 0 | 0 | 0 | 0 | 0 | 0 | 0 |  | 0.061365 | 0.061365 | 0.061259 | 0.061259 | 0.060189 | 0.061998 | 0.061998 | Health/Medical - Hospital - Medical and Clinical Care - 24hr Wards/Isolation - Sun | 12 | 25 | 20 | 739.8 | 0 | 0 | 0 | 739.8 | 0 | 0 | 0 | 14.2269 | 0 | 0 | 0 | 0 | 0 | 0 | 0 | 0 | 0 | 0 | 0 | 0 | 0 | 0 | 0 | 0 | 0 | 0 | 0 | 0 | 0 | 0 | 0 | 0 | 0 |  | 35.4 | 704.4 | 0 | 0 | 35.4 | 704.4 | 0 | 0 | 0.68077 | 13.5462 | 0 | 0 | 0 | 0 | 0 | 0 | 0 | 0 | 0 | 0 | 0 | 0 | 0 | 0 | 0 | 0 | 0 | 0 | 0 | 0 | 0 | 0 | 0 | 0 | 1 | 1 | 1 | 1
723 | 7 | 23 | 7 | 3 |  |  |  |  | Health/Medical - Hospital | Medical and Clinical Care - 24hr Wards/Isolation | Health/Medical - Hospital - Medical and Clinical Care - 24hr Wards/Isolation |  | Health/Medical - Hospital | Health/Medical - Hospital - Medical and Clinical Care - 24hr Wards/Isolation | Hospital Wards/Isolation (24 hour) | Hol | Open | 10 | 10 | 0.21999 | 1.2216 | 1.2216 | 1.2216 | 1.2216 | 1.047 | 1.047 | 1.047 | 0 | 0 | 0 | 0 | 0 | 0 | 0 | 38.2327 | 38.2327 | 38.2327 | 38.2327 | 32.7709 | 32.7709 | 32.7709 | 0 | 0 | 0 | 0 | 0 | 0 | 0 | 0 | 0 | 0 | 0 | 0 | 0 | 0 | 0 | 0 | 0 | 0 | 0 | 0 | 0 | 0 | 0 | 0 | 0 | 0 | 0 | 0 | 0 | 0 | 0 | 0 | 0 | 0 | 0 | 0.13155 | 0.13155 | 0.13155 | 0.13155 | 0.11276 | 0.11276 | 0.11276 | 0 | 0 | 0 | 0 | 0 | 0 | 0 | 4.1172 | 4.1172 | 4.1172 | 4.1172 | 3.5291 | 3.5291 | 3.5291 | 0 | 0 | 0 | 0 | 0 | 0 | 0 | 0 | 0 | 0 | 0 | 0 | 0 | 0 | 0 | 0 | 0 | 0 | 0 | 0 | 0 | 0 | 0 | 0 | 0 | 0 | 0 | 0 | 0 | 0 | 0 | 0 | 0 | 0 | 0 | Hospital Wards/Isolation (24 hour) ILit Hol | Hospital Wards/Isolation (24 hour) ILit all | 3771 | 30 | 75 | Hospital Wards/Isolation (24 hour) ILit2 Hol | Hospital Wards/Isolation (24 hour) ILit Hol | Hospital Wards/Isolation (24 hour) ILit all | 3771 | 30 | 75 | 3771 | 14.2269 | 0.75 | 0.3 | 0.3 | 0.3 | 0.3 | 0.3 | 0.47308 | 0.68077 | 0.75 | 0.75 | 0.75 | 0.75 | 0.75 | 0.75 | 0.75 | 0.75 | 0.75 | 0.75 | 0.75 | 0.75 | 0.75 | 0.75 | 0.47308 | 0.3 | 0.3 | 14.2269 | 0.75 | 0.3 | 0.3 | 0.3 | 0.3 | 0.3 | 0.47308 | 0.68077 | 0.75 | 0.75 | 0.75 | 0.75 | 0.75 | 0.75 | 0.75 | 0.75 | 0.75 | 0.75 | 0.75 | 0.75 | 0.75 | 0.75 | 0.47308 | 0.3 | 0.3 | 0 | 0 | 0 | 0 | 0 | 0.38462 | 0.84615 | 1 | 1 | 1 | 1 | 1 | 1 | 1 | 1 | 1 | 1 | 1 | 1 | 1 | 1 | 0.38462 | 0 | 0 | 0 | 0 | 0 | 0 | 0 | 0.38462 | 0.84615 | 1 | 1 | 1 | 1 | 1 | 1 | 1 | 1 | 1 | 1 | 1 | 1 | 1 | 1 | 0.38462 | 0 | 0 | 16 | 0.66337 | 0.20792 | 0.079208 | 0.049505 | 0.76136 | 0 | 0 | 0 | 0 | 0 | 0 | 0 | 0 |  | 0.061365 | 0.061365 | 0.061259 | 0.061259 | 0.060189 | 0.061998 | 0.061998 | Health/Medical - Hospital - Medical and Clinical Care - 24hr Wards/Isolation - Hol | 14 | 25 | 20 | 142.2692 | 0 | 0 | 0 | 142.2692 | 0 | 0 | 0 | 14.2269 | 0 | 0 | 0 | 0 | 0 | 0 | 0 | 0 | 0 | 0 | 0 | 0 | 0 | 0 | 0 | 0 | 0 | 0 | 0 | 0 | 0 | 0 | 0 | 0 | 0 |  | 6.8077 | 135.4615 | 0 | 0 | 6.8077 | 135.4615 | 0 | 0 | 0.68077 | 13.5462 | 0 | 0 | 0 | 0 | 0 | 0 | 0 | 0 | 0 | 0 | 0 | 0 | 0 | 0 | 0 | 0 | 0 | 0 | 0 | 0 | 0 | 0 | 0 | 0 | 1 | 1 | 1 | 1
724 | 7 | 24 | 8 | 4 |  |  | Health/Medical - Hospital - Medical and Clinical Care - 24hr Wards/Isolation | Health/Medical - Hospital - Medical and Clinical Care - 24hr Wards/Isolation | Health/Medical - Hospital | Medical and Clinical Care - 24hr Wards/Isolation | Health/Medical - Hospital - Medical and Clinical Care - 24hr Wards/Isolation |  | Health/Medical - Hospital | Health/Medical - Hospital - Medical and Clinical Care - 24hr Wards/Isolation | Hospital Wards/Isolation (24 hour) | all | Open | 251 | 251 | 0.21999 | 1.2216 | 1.2216 | 1.2216 | 1.2216 | 1.047 | 1.047 | 1.047 | 0.26873 | 0.26873 | 0.26873 | 0.26873 | 0.23034 | 0.23034 | 0.23034 | 959.6406 | 959.6406 | 959.6406 | 959.6406 | 822.5491 | 822.5491 | 822.5491 | 0.20155 | 0.20155 | 0.20155 | 0.20155 | 0.17276 | 0.17276 | 0.17276 | 5192.8269 | 5192.8269 | 5192.8269 | 5192.8269 | 5192.8269 | 5192.8269 | 5192.8269 | 0 | 0 | 0 | 0 | 0 | 0 | 0 | 0.75 | 0.75 | 0.75 | 0.75 | 0.75 | 0.75 | 0.75 | 0 | 0 | 0 | 0 | 0 | 0 | 0 | 0.13155 | 0.13155 | 0.13155 | 0.13155 | 0.11276 | 0.11276 | 0.11276 | 0.02894 | 0.02894 | 0.02894 | 0.02894 | 0.024805 | 0.024805 | 0.024805 | 85.9091 | 85.9091 | 85.9091 | 85.9091 | 73.6364 | 73.6364 | 73.6364 | 0.018811 | 0.018811 | 0.018811 | 0.018811 | 0.016124 | 0.016124 | 0.016124 | 4590.4269 | 4590.4269 | 4590.4269 | 4590.4269 | 4590.4269 | 4590.4269 | 4590.4269 | 0 | 0 | 0 | 0 | 0 | 0 | 0 | 0.65 | 0.65 | 0.65 | 0.65 | 0.65 | 0.65 | 0.65 | 0 | 0 | 0 | 0 | 0 | 0 | 0 | Hospital Wards/Isolation (24 hour) ILit all | Hospital Wards/Isolation (24 hour) ILit all | 3771 | 30 | 75 | Hospital Wards/Isolation (24 hour) ILit2 all | Hospital Wards/Isolation (24 hour) ILit2 all | Hospital Wards/Isolation (24 hour) ILit2 All | 3855 | 20 | 65 | 3771 | 14.2269 | 0.75 | 0.3 | 0.3 | 0.3 | 0.3 | 0.3 | 0.47308 | 0.68077 | 0.75 | 0.75 | 0.75 | 0.75 | 0.75 | 0.75 | 0.75 | 0.75 | 0.75 | 0.75 | 0.75 | 0.75 | 0.75 | 0.75 | 0.47308 | 0.3 | 0.3 | 11.8269 | 0.65 | 0.2 | 0.2 | 0.2 | 0.2 | 0.2 | 0.37308 | 0.58077 | 0.65 | 0.65 | 0.65 | 0.65 | 0.65 | 0.65 | 0.65 | 0.65 | 0.65 | 0.65 | 0.65 | 0.65 | 0.65 | 0.65 | 0.37308 | 0.2 | 0.2 | 0 | 0 | 0 | 0 | 0 | 0.38462 | 0.84615 | 1 | 1 | 1 | 1 | 1 | 1 | 1 | 1 | 1 | 1 | 1 | 1 | 1 | 1 | 0.38462 | 0 | 0 | 0 | 0 | 0 | 0 | 0 | 0.38462 | 0.84615 | 1 | 1 | 1 | 1 | 1 | 1 | 1 | 1 | 1 | 1 | 1 | 1 | 1 | 1 | 0.38462 | 0 | 0 | 16 | 0.66337 | 0.20792 | 0.079208 | 0.049505 | 0.76136 | 0.11576 | 0.031108 | 0.031108 | 0.031108 | 0.031108 | 0.026664 | 0.026664 | 0.026664 |  | 0.061365 | 0.061365 | 0.061259 | 0.061259 | 0.060189 | 0.061998 | 0.061998 | Health/Medical - Hospital - Medical and Clinical Care - 24hr Wards/Isolation - all | 16 | 25 | 20 | 3570.9577 | 0 | 3570.9577 | 0 | 0 | 0 | 14.2269 | 0 | 0 | 0 | 0 | 0 | 0 | 0 | 0 | 0 | 0 | 0 | 0 | 0 | 0 | 0 | 0 | 0 | 0 | 0 | 0 | 0 | 0 | 0 | 0 | 0 | 0 | 0 |  | 2968.5577 | 0 | 2968.5577 | 0 | 0 | 0 | 11.8269 | 0 | 0 | 0 | 0 | 0 | 0 | 0 | 0 | 0 | 0 | 0 | 0 | 0 | 0 | 0 | 0 | 0 | 0 | 0 | 0 | 0 | 0 | 0 | 0 | 0 | 0 | 0 | 1 | 1 | 1 | 1
725 | 7 | 25 | 5 | 1 |  |  |  |  | Health/Medical - Hospital | Office (General) - 12hr Admin | Health/Medical - Hospital - Office (General) - 12hr Admin |  | Health/Medical - Hospital | Health/Medical - Hospital - Office (General) - 12hr Admin | Hospital Admin/Office (12 hour) | Sat | Open | 52 | 52 | 0.11333 | 1.1343 | 1.1343 | 1.1343 | 1.1343 | 1.1343 | 0.91617 | 0.91617 | 0 | 0 | 0 | 0 | 0 | 0 | 0 | 61.5126 | 61.5126 | 61.5126 | 61.5126 | 61.5126 | 49.6832 | 49.6832 | 0 | 0 | 0 | 0 | 0 | 0 | 0 | 0 | 0 | 0 | 0 | 0 | 0 | 0 | 0 | 0 | 0 | 0 | 0 | 0 | 0 | 0 | 0 | 0 | 0 | 0 | 0 | 0 | 0 | 0 | 0 | 0 | 0 | 0 | 0 | 0.12215 | 0.12215 | 0.12215 | 0.12215 | 0.12215 | 0.098661 | 0.098661 | 0 | 0 | 0 | 0 | 0 | 0 | 0 | 5.4053 | 5.4053 | 5.4053 | 5.4053 | 5.4053 | 4.3658 | 4.3658 | 0 | 0 | 0 | 0 | 0 | 0 | 0 | 0 | 0 | 0 | 0 | 0 | 0 | 0 | 0 | 0 | 0 | 0 | 0 | 0 | 0 | 0 | 0 | 0 | 0 | 0 | 0 | 0 | 0 | 0 | 0 | 0 | 0 | 0 | 0 | Hospital Admin/Office (12 hour) ILit Sat | Hospital Admin/Office (12 hour) ILit all | 3768 | 30 | 50 | Hospital Admin/Office (12 hour) ILit2 Sat | Hospital Admin/Office (12 hour) ILit2 Sat | Hospital Admin/Office (12 hour) ILit2 All | 3852 | 20 | 45 | 3768 | 9.2018 | 0.476 | 0.3 | 0.3 | 0.3 | 0.3 | 0.3 | 0.3 | 0.3 | 0.3 | 0.5 | 0.5 | 0.5 | 0.5 | 0.5 | 0.5 | 0.5 | 0.5 | 0.5 | 0.5 | 0.5 | 0.5 | 0.3 | 0.3 | 0.3 | 0.3 | 7.5086 | 0.4284 | 0.2 | 0.2 | 0.2 | 0.2 | 0.2 | 0.2 | 0.2 | 0.2 | 0.45 | 0.45 | 0.45 | 0.45 | 0.45 | 0.45 | 0.45 | 0.45 | 0.45 | 0.45 | 0.45 | 0.45 | 0.2 | 0.2 | 0.2 | 0.2 | 0 | 0 | 0 | 0 | 0 | 0 | 0 | 0 | 1 | 1 | 1 | 1 | 1 | 1 | 1 | 1 | 1 | 1 | 1 | 1 | 0 | 0 | 0 | 0 | 0 | 0 | 0 | 0 | 0 | 0 | 0 | 0 | 1 | 1 | 1 | 1 | 1 | 1 | 1 | 1 | 1 | 1 | 1 | 1 | 0 | 0 | 0 | 0 | 16 | 0.66337 | 0.20792 | 0.079208 | 0.049505 | 0.76136 | 0 | 0 | 0 | 0 | 0 | 0 | 0 | 0 |  | 0.061365 | 0.061365 | 0.061259 | 0.061259 | 0.060189 | 0.061998 | 0.061998 | Health/Medical - Hospital - Office (General) - 12hr Admin - Sat | 10 | 25 | 20 | 478.4918 | 0 | 0 | 0 | 478.4918 | 0 | 0 | 0 | 9.2018 | 0 | 0 | 0 | 0 | 0 | 0 | 0 | 0 | 0 | 0 | 0 | 0 | 0 | 0 | 0 | 0 | 0 | 0 | 0 | 0 | 0 | 0 | 0 | 0 | 0 |  | 10.4 | 380.048 | 0 | 0 | 10.4 | 380.048 | 0 | 0 | 0.2 | 7.3086 | 0 | 0 | 0 | 0 | 0 | 0 | 0 | 0 | 0 | 0 | 0 | 0 | 0 | 0 | 0 | 0 | 0 | 0 | 0 | 0 | 0 | 0 | 0 | 0 | 0.95852 | 0.952 | 0.96264 | 0.952
726 | 7 | 26 | 6 | 2 |  |  |  |  | Health/Medical - Hospital | Office (General) - 12hr Admin | Health/Medical - Hospital - Office (General) - 12hr Admin |  | Health/Medical - Hospital | Health/Medical - Hospital - Office (General) - 12hr Admin | Hospital Admin/Office (12 hour) | Sun | Open | 52 | 52 | 0.11333 | 1.1343 | 1.1343 | 1.1343 | 1.1343 | 1.1343 | 0.91617 | 0.91617 | 0 | 0 | 0 | 0 | 0 | 0 | 0 | 61.5126 | 61.5126 | 61.5126 | 61.5126 | 61.5126 | 49.6832 | 49.6832 | 0 | 0 | 0 | 0 | 0 | 0 | 0 | 0 | 0 | 0 | 0 | 0 | 0 | 0 | 0 | 0 | 0 | 0 | 0 | 0 | 0 | 0 | 0 | 0 | 0 | 0 | 0 | 0 | 0 | 0 | 0 | 0 | 0 | 0 | 0 | 0.12215 | 0.12215 | 0.12215 | 0.12215 | 0.12215 | 0.098661 | 0.098661 | 0 | 0 | 0 | 0 | 0 | 0 | 0 | 5.4053 | 5.4053 | 5.4053 | 5.4053 | 5.4053 | 4.3658 | 4.3658 | 0 | 0 | 0 | 0 | 0 | 0 | 0 | 0 | 0 | 0 | 0 | 0 | 0 | 0 | 0 | 0 | 0 | 0 | 0 | 0 | 0 | 0 | 0 | 0 | 0 | 0 | 0 | 0 | 0 | 0 | 0 | 0 | 0 | 0 | 0 | Hospital Admin/Office (12 hour) ILit Sun | Hospital Admin/Office (12 hour) ILit all | 3768 | 30 | 50 | Hospital Admin/Office (12 hour) ILit2 Sun | Hospital Admin/Office (12 hour) ILit2 Sun | Hospital Admin/Office (12 hour) ILit2 All | 3852 | 20 | 45 | 3768 | 9.2018 | 0.476 | 0.3 | 0.3 | 0.3 | 0.3 | 0.3 | 0.3 | 0.3 | 0.3 | 0.5 | 0.5 | 0.5 | 0.5 | 0.5 | 0.5 | 0.5 | 0.5 | 0.5 | 0.5 | 0.5 | 0.5 | 0.3 | 0.3 | 0.3 | 0.3 | 7.5086 | 0.4284 | 0.2 | 0.2 | 0.2 | 0.2 | 0.2 | 0.2 | 0.2 | 0.2 | 0.45 | 0.45 | 0.45 | 0.45 | 0.45 | 0.45 | 0.45 | 0.45 | 0.45 | 0.45 | 0.45 | 0.45 | 0.2 | 0.2 | 0.2 | 0.2 | 0 | 0 | 0 | 0 | 0 | 0 | 0 | 0 | 1 | 1 | 1 | 1 | 1 | 1 | 1 | 1 | 1 | 1 | 1 | 1 | 0 | 0 | 0 | 0 | 0 | 0 | 0 | 0 | 0 | 0 | 0 | 0 | 1 | 1 | 1 | 1 | 1 | 1 | 1 | 1 | 1 | 1 | 1 | 1 | 0 | 0 | 0 | 0 | 16 | 0.66337 | 0.20792 | 0.079208 | 0.049505 | 0.76136 | 0 | 0 | 0 | 0 | 0 | 0 | 0 | 0 |  | 0.061365 | 0.061365 | 0.061259 | 0.061259 | 0.060189 | 0.061998 | 0.061998 | Health/Medical - Hospital - Office (General) - 12hr Admin - Sun | 12 | 25 | 20 | 478.4918 | 0 | 0 | 0 | 478.4918 | 0 | 0 | 0 | 9.2018 | 0 | 0 | 0 | 0 | 0 | 0 | 0 | 0 | 0 | 0 | 0 | 0 | 0 | 0 | 0 | 0 | 0 | 0 | 0 | 0 | 0 | 0 | 0 | 0 | 0 |  | 10.4 | 380.048 | 0 | 0 | 10.4 | 380.048 | 0 | 0 | 0.2 | 7.3086 | 0 | 0 | 0 | 0 | 0 | 0 | 0 | 0 | 0 | 0 | 0 | 0 | 0 | 0 | 0 | 0 | 0 | 0 | 0 | 0 | 0 | 0 | 0 | 0 | 0.95852 | 0.952 | 0.96264 | 0.952
727 | 7 | 27 | 7 | 3 |  |  |  |  | Health/Medical - Hospital | Office (General) - 12hr Admin | Health/Medical - Hospital - Office (General) - 12hr Admin |  | Health/Medical - Hospital | Health/Medical - Hospital - Office (General) - 12hr Admin | Hospital Admin/Office (12 hour) | Hol | Open | 10 | 10 | 0.11333 | 1.1343 | 1.1343 | 1.1343 | 1.1343 | 1.1343 | 0.91617 | 0.91617 | 0 | 0 | 0 | 0 | 0 | 0 | 0 | 11.8293 | 11.8293 | 11.8293 | 11.8293 | 11.8293 | 9.5545 | 9.5545 | 0 | 0 | 0 | 0 | 0 | 0 | 0 | 0 | 0 | 0 | 0 | 0 | 0 | 0 | 0 | 0 | 0 | 0 | 0 | 0 | 0 | 0 | 0 | 0 | 0 | 0 | 0 | 0 | 0 | 0 | 0 | 0 | 0 | 0 | 0 | 0.12215 | 0.12215 | 0.12215 | 0.12215 | 0.12215 | 0.098661 | 0.098661 | 0 | 0 | 0 | 0 | 0 | 0 | 0 | 1.0395 | 1.0395 | 1.0395 | 1.0395 | 1.0395 | 0.83959 | 0.83959 | 0 | 0 | 0 | 0 | 0 | 0 | 0 | 0 | 0 | 0 | 0 | 0 | 0 | 0 | 0 | 0 | 0 | 0 | 0 | 0 | 0 | 0 | 0 | 0 | 0 | 0 | 0 | 0 | 0 | 0 | 0 | 0 | 0 | 0 | 0 | Hospital Admin/Office (12 hour) ILit Hol | Hospital Admin/Office (12 hour) ILit all | 3768 | 30 | 50 | Hospital Admin/Office (12 hour) ILit2 Hol | Hospital Admin/Office (12 hour) ILit2 Hol | Hospital Admin/Office (12 hour) ILit2 All | 3852 | 20 | 45 | 3768 | 9.2018 | 0.476 | 0.3 | 0.3 | 0.3 | 0.3 | 0.3 | 0.3 | 0.3 | 0.3 | 0.5 | 0.5 | 0.5 | 0.5 | 0.5 | 0.5 | 0.5 | 0.5 | 0.5 | 0.5 | 0.5 | 0.5 | 0.3 | 0.3 | 0.3 | 0.3 | 7.5086 | 0.4284 | 0.2 | 0.2 | 0.2 | 0.2 | 0.2 | 0.2 | 0.2 | 0.2 | 0.45 | 0.45 | 0.45 | 0.45 | 0.45 | 0.45 | 0.45 | 0.45 | 0.45 | 0.45 | 0.45 | 0.45 | 0.2 | 0.2 | 0.2 | 0.2 | 0 | 0 | 0 | 0 | 0 | 0 | 0 | 0 | 1 | 1 | 1 | 1 | 1 | 1 | 1 | 1 | 1 | 1 | 1 | 1 | 0 | 0 | 0 | 0 | 0 | 0 | 0 | 0 | 0 | 0 | 0 | 0 | 1 | 1 | 1 | 1 | 1 | 1 | 1 | 1 | 1 | 1 | 1 | 1 | 0 | 0 | 0 | 0 | 16 | 0.66337 | 0.20792 | 0.079208 | 0.049505 | 0.76136 | 0 | 0 | 0 | 0 | 0 | 0 | 0 | 0 |  | 0.061365 | 0.061365 | 0.061259 | 0.061259 | 0.060189 | 0.061998 | 0.061998 | Health/Medical - Hospital - Office (General) - 12hr Admin - Hol | 14 | 25 | 20 | 92.0176 | 0 | 0 | 0 | 92.0176 | 0 | 0 | 0 | 9.2018 | 0 | 0 | 0 | 0 | 0 | 0 | 0 | 0 | 0 | 0 | 0 | 0 | 0 | 0 | 0 | 0 | 0 | 0 | 0 | 0 | 0 | 0 | 0 | 0 | 0 |  | 2 | 73.0862 | 0 | 0 | 2 | 73.0862 | 0 | 0 | 0.2 | 7.3086 | 0 | 0 | 0 | 0 | 0 | 0 | 0 | 0 | 0 | 0 | 0 | 0 | 0 | 0 | 0 | 0 | 0 | 0 | 0 | 0 | 0 | 0 | 0 | 0 | 0.95852 | 0.952 | 0.96264 | 0.952
728 | 7 | 28 | 8 | 4 |  |  | Health/Medical - Hospital - Office (General) - 12hr Admin | Health/Medical - Hospital - Office (General) - 12hr Admin | Health/Medical - Hospital | Office (General) - 12hr Admin | Health/Medical - Hospital - Office (General) - 12hr Admin |  | Health/Medical - Hospital | Health/Medical - Hospital - Office (General) - 12hr Admin | Hospital Admin/Office (12 hour) | all | Open | 251 | 251 | 0.11333 | 1.1343 | 1.1343 | 1.1343 | 1.1343 | 1.1343 | 0.91617 | 0.91617 | 0.12856 | 0.12856 | 0.12856 | 0.12856 | 0.12856 | 0.10383 | 0.10383 | 445.3747 | 445.3747 | 445.3747 | 445.3747 | 445.3747 | 359.7257 | 359.7257 | 0.11015 | 0.11015 | 0.11015 | 0.11015 | 0.11015 | 0.088964 | 0.088964 | 4513.4655 | 4513.4655 | 4513.4655 | 4513.4655 | 4513.4655 | 4513.4655 | 4513.4655 | 0 | 0 | 0 | 0 | 0 | 0 | 0 | 0.8568 | 0.8568 | 0.8568 | 0.8568 | 0.8568 | 0.8568 | 0.8568 | 0 | 0 | 0 | 0 | 0 | 0 | 0 | 0.12215 | 0.12215 | 0.12215 | 0.12215 | 0.12215 | 0.098661 | 0.098661 | 0.013844 | 0.013844 | 0.013844 | 0.013844 | 0.013844 | 0.011182 | 0.011182 | 42.1472 | 42.1472 | 42.1472 | 42.1472 | 42.1472 | 34.042 | 34.042 | 0.011203 | 0.011203 | 0.011203 | 0.011203 | 0.011203 | 0.0090482 | 0.0090482 | 3900.4372 | 3900.4372 | 3900.4372 | 3900.4372 | 3900.4372 | 3900.4372 | 3900.4372 | 0 | 0 | 0 | 0 | 0 | 0 | 0 | 0.8092 | 0.8092 | 0.8092 | 0.8092 | 0.8092 | 0.8092 | 0.8092 | 0 | 0 | 0 | 0 | 0 | 0 | 0 | Hospital Admin/Office (12 hour) ILit all | Hospital Admin/Office (12 hour) ILit all | 3767 | 30 | 90 | Hospital Admin/Office (12 hour) ILit2 all | Hospital Admin/Office (12 hour) ILit2 all | Hospital Admin/Office (12 hour) ILit2 All | 3851 | 20 | 85 | 3767 | 13.8026 | 0.8568 | 0.3 | 0.3 | 0.3 | 0.3 | 0.3 | 0.3 | 0.3 | 0.3 | 0.9 | 0.9 | 0.9 | 0.9 | 0.9 | 0.9 | 0.9 | 0.9 | 0.9 | 0.9 | 0.9 | 0.9 | 0.3 | 0.3 | 0.3 | 0.3 | 12.1293 | 0.8092 | 0.2 | 0.2 | 0.2 | 0.2 | 0.2 | 0.2 | 0.2 | 0.2 | 0.85 | 0.85 | 0.85 | 0.85 | 0.85 | 0.85 | 0.85 | 0.85 | 0.85 | 0.85 | 0.85 | 0.85 | 0.2 | 0.2 | 0.2 | 0.2 | 0 | 0 | 0 | 0 | 0 | 0 | 0 | 0 | 1 | 1 | 1 | 1 | 1 | 1 | 1 | 1 | 1 | 1 | 1 | 1 | 0 | 0 | 0 | 0 | 0 | 0 | 0 | 0 | 0 | 0 | 0 | 0 | 1 | 1 | 1 | 1 | 1 | 1 | 1 | 1 | 1 | 1 | 1 | 1 | 0 | 0 | 0 | 0 | 16 | 0.66337 | 0.20792 | 0.079208 | 0.049505 | 0.76136 | 0.11848 | 0.015231 | 0.015231 | 0.015231 | 0.015231 | 0.015231 | 0.012302 | 0.012302 |  | 0.061365 | 0.061365 | 0.061259 | 0.061259 | 0.060189 | 0.061998 | 0.061998 | Health/Medical - Hospital - Office (General) - 12hr Admin - all | 16 | 25 | 20 | 3464.4643 | 0 | 3464.4643 | 0 | 0 | 0 | 13.8026 | 0 | 0 | 0 | 0 | 0 | 0 | 0 | 0 | 0 | 0 | 0 | 0 | 0 | 0 | 0 | 0 | 0 | 0 | 0 | 0 | 0 | 0 | 0 | 0 | 0 | 0 | 0 |  | 3044.455 | 0 | 3044.455 | 0 | 0 | 0 | 12.1293 | 0 | 0 | 0 | 0 | 0 | 0 | 0 | 0 | 0 | 0 | 0 | 0 | 0 | 0 | 0 | 0 | 0 | 0 | 0 | 0 | 0 | 0 | 0 | 0 | 0 | 0 | 0 | 0.95852 | 0.952 | 0.96264 | 0.952
729 | 7 | 29 | 5 | 1 |  |  |  |  | Health/Medical - Hospital | Office (General) - 24hr Facilities | Health/Medical - Hospital - Office (General) - 24hr Facilities |  | Health/Medical - Hospital | Health/Medical - Hospital - Office (General) - 24hr Facilities | Hospital Fac/Maint (24 hour) | Sat | Open | 52 | 52 | 0.25008 | 1.1343 | 1.1343 | 1.1343 | 1.1343 | 1.1343 | 0.91617 | 0.91617 | 0 | 0 | 0 | 0 | 0 | 0 | 0 | 123.907 | 123.907 | 123.907 | 123.907 | 123.907 | 100.0787 | 100.0787 | 0 | 0 | 0 | 0 | 0 | 0 | 0 | 0 | 0 | 0 | 0 | 0 | 0 | 0 | 0 | 0 | 0 | 0 | 0 | 0 | 0 | 0 | 0 | 0 | 0 | 0 | 0 | 0 | 0 | 0 | 0 | 0 | 0 | 0 | 0 | 0.12215 | 0.12215 | 0.12215 | 0.12215 | 0.12215 | 0.098661 | 0.098661 | 0 | 0 | 0 | 0 | 0 | 0 | 0 | 10.4841 | 10.4841 | 10.4841 | 10.4841 | 10.4841 | 8.4679 | 8.4679 | 0 | 0 | 0 | 0 | 0 | 0 | 0 | 0 | 0 | 0 | 0 | 0 | 0 | 0 | 0 | 0 | 0 | 0 | 0 | 0 | 0 | 0 | 0 | 0 | 0 | 0 | 0 | 0 | 0 | 0 | 0 | 0 | 0 | 0 | 0 | Hospital Fac/Maint (24 hour) ILit Sat | Hospital Fac/Maint (24 hour) ILit all | 3766 | 30 | 40 | Hospital Fac/Maint (24 hour) ILit2 Sat | Hospital Fac/Maint (24 hour) ILit2 Sat | Hospital Fac/Maint (24 hour) ILit2 All | 3850 | 20 | 35 | 3766 | 8.4 | 0.4 | 0.3 | 0.3 | 0.3 | 0.3 | 0.3 | 0.3 | 0.3 | 0.3 | 0.4 | 0.4 | 0.4 | 0.4 | 0.4 | 0.4 | 0.4 | 0.4 | 0.4 | 0.4 | 0.4 | 0.4 | 0.3 | 0.3 | 0.3 | 0.3 | 6.6 | 0.35 | 0.2 | 0.2 | 0.2 | 0.2 | 0.2 | 0.2 | 0.2 | 0.2 | 0.35 | 0.35 | 0.35 | 0.35 | 0.35 | 0.35 | 0.35 | 0.35 | 0.35 | 0.35 | 0.35 | 0.35 | 0.2 | 0.2 | 0.2 | 0.2 | 0 | 0 | 0 | 0 | 0 | 0 | 0 | 0 | 1 | 1 | 1 | 1 | 1 | 1 | 1 | 1 | 1 | 1 | 1 | 1 | 0 | 0 | 0 | 0 | 0 | 0 | 0 | 0 | 0 | 0 | 0 | 0 | 1 | 1 | 1 | 1 | 1 | 1 | 1 | 1 | 1 | 1 | 1 | 1 | 0 | 0 | 0 | 0 | 0 | 0 | 0 | 0 | 0 | 0 | 0 | 0 | 0 | 0 | 0 | 0 | 0 | 0 |  | 0.061365 | 0.061365 | 0.061259 | 0.061259 | 0.060189 | 0.061998 | 0.061998 | Health/Medical - Hospital - Office (General) - 24hr Facilities - Sat | 10 | 25 | 20 | 436.8 | 0 | 0 | 0 | 436.8 | 0 | 0 | 0 | 8.4 | 0 | 0 | 0 | 0 | 0 | 0 | 0 | 0 | 0 | 0 | 0 | 0 | 0 | 0 | 0 | 0 | 0 | 0 | 0 | 0 | 0 | 0 | 0 | 0 | 0 |  | 10.4 | 332.8 | 0 | 0 | 10.4 | 332.8 | 0 | 0 | 0.2 | 6.4 | 0 | 0 | 0 | 0 | 0 | 0 | 0 | 0 | 0 | 0 | 0 | 0 | 0 | 0 | 0 | 0 | 0 | 0 | 0 | 0 | 0 | 0 | 0 | 0 | 1 | 1 | 1 | 1
730 | 7 | 30 | 6 | 2 |  |  |  |  | Health/Medical - Hospital | Office (General) - 24hr Facilities | Health/Medical - Hospital - Office (General) - 24hr Facilities |  | Health/Medical - Hospital | Health/Medical - Hospital - Office (General) - 24hr Facilities | Hospital Fac/Maint (24 hour) | Sun | Open | 52 | 52 | 0.25008 | 1.1343 | 1.1343 | 1.1343 | 1.1343 | 1.1343 | 0.91617 | 0.91617 | 0 | 0 | 0 | 0 | 0 | 0 | 0 | 123.907 | 123.907 | 123.907 | 123.907 | 123.907 | 100.0787 | 100.0787 | 0 | 0 | 0 | 0 | 0 | 0 | 0 | 0 | 0 | 0 | 0 | 0 | 0 | 0 | 0 | 0 | 0 | 0 | 0 | 0 | 0 | 0 | 0 | 0 | 0 | 0 | 0 | 0 | 0 | 0 | 0 | 0 | 0 | 0 | 0 | 0.12215 | 0.12215 | 0.12215 | 0.12215 | 0.12215 | 0.098661 | 0.098661 | 0 | 0 | 0 | 0 | 0 | 0 | 0 | 10.4841 | 10.4841 | 10.4841 | 10.4841 | 10.4841 | 8.4679 | 8.4679 | 0 | 0 | 0 | 0 | 0 | 0 | 0 | 0 | 0 | 0 | 0 | 0 | 0 | 0 | 0 | 0 | 0 | 0 | 0 | 0 | 0 | 0 | 0 | 0 | 0 | 0 | 0 | 0 | 0 | 0 | 0 | 0 | 0 | 0 | 0 | Hospital Fac/Maint (24 hour) ILit Sun | Hospital Fac/Maint (24 hour) ILit all | 3766 | 30 | 40 | Hospital Fac/Maint (24 hour) ILit2 Sun | Hospital Fac/Maint (24 hour) ILit2 Sun | Hospital Fac/Maint (24 hour) ILit2 All | 3850 | 20 | 35 | 3766 | 8.4 | 0.4 | 0.3 | 0.3 | 0.3 | 0.3 | 0.3 | 0.3 | 0.3 | 0.3 | 0.4 | 0.4 | 0.4 | 0.4 | 0.4 | 0.4 | 0.4 | 0.4 | 0.4 | 0.4 | 0.4 | 0.4 | 0.3 | 0.3 | 0.3 | 0.3 | 6.6 | 0.35 | 0.2 | 0.2 | 0.2 | 0.2 | 0.2 | 0.2 | 0.2 | 0.2 | 0.35 | 0.35 | 0.35 | 0.35 | 0.35 | 0.35 | 0.35 | 0.35 | 0.35 | 0.35 | 0.35 | 0.35 | 0.2 | 0.2 | 0.2 | 0.2 | 0 | 0 | 0 | 0 | 0 | 0 | 0 | 0 | 1 | 1 | 1 | 1 | 1 | 1 | 1 | 1 | 1 | 1 | 1 | 1 | 0 | 0 | 0 | 0 | 0 | 0 | 0 | 0 | 0 | 0 | 0 | 0 | 1 | 1 | 1 | 1 | 1 | 1 | 1 | 1 | 1 | 1 | 1 | 1 | 0 | 0 | 0 | 0 | 0 | 0 | 0 | 0 | 0 | 0 | 0 | 0 | 0 | 0 | 0 | 0 | 0 | 0 |  | 0.061365 | 0.061365 | 0.061259 | 0.061259 | 0.060189 | 0.061998 | 0.061998 | Health/Medical - Hospital - Office (General) - 24hr Facilities - Sun | 12 | 25 | 20 | 436.8 | 0 | 0 | 0 | 436.8 | 0 | 0 | 0 | 8.4 | 0 | 0 | 0 | 0 | 0 | 0 | 0 | 0 | 0 | 0 | 0 | 0 | 0 | 0 | 0 | 0 | 0 | 0 | 0 | 0 | 0 | 0 | 0 | 0 | 0 |  | 10.4 | 332.8 | 0 | 0 | 10.4 | 332.8 | 0 | 0 | 0.2 | 6.4 | 0 | 0 | 0 | 0 | 0 | 0 | 0 | 0 | 0 | 0 | 0 | 0 | 0 | 0 | 0 | 0 | 0 | 0 | 0 | 0 | 0 | 0 | 0 | 0 | 1 | 1 | 1 | 1
731 | 7 | 31 | 7 | 3 |  |  |  |  | Health/Medical - Hospital | Office (General) - 24hr Facilities | Health/Medical - Hospital - Office (General) - 24hr Facilities |  | Health/Medical - Hospital | Health/Medical - Hospital - Office (General) - 24hr Facilities | Hospital Fac/Maint (24 hour) | Hol | Open | 10 | 10 | 0.25008 | 1.1343 | 1.1343 | 1.1343 | 1.1343 | 1.1343 | 0.91617 | 0.91617 | 0 | 0 | 0 | 0 | 0 | 0 | 0 | 23.8283 | 23.8283 | 23.8283 | 23.8283 | 23.8283 | 19.2459 | 19.2459 | 0 | 0 | 0 | 0 | 0 | 0 | 0 | 0 | 0 | 0 | 0 | 0 | 0 | 0 | 0 | 0 | 0 | 0 | 0 | 0 | 0 | 0 | 0 | 0 | 0 | 0 | 0 | 0 | 0 | 0 | 0 | 0 | 0 | 0 | 0 | 0.12215 | 0.12215 | 0.12215 | 0.12215 | 0.12215 | 0.098661 | 0.098661 | 0 | 0 | 0 | 0 | 0 | 0 | 0 | 2.0162 | 2.0162 | 2.0162 | 2.0162 | 2.0162 | 1.6284 | 1.6284 | 0 | 0 | 0 | 0 | 0 | 0 | 0 | 0 | 0 | 0 | 0 | 0 | 0 | 0 | 0 | 0 | 0 | 0 | 0 | 0 | 0 | 0 | 0 | 0 | 0 | 0 | 0 | 0 | 0 | 0 | 0 | 0 | 0 | 0 | 0 | Hospital Fac/Maint (24 hour) ILit Hol | Hospital Fac/Maint (24 hour) ILit all | 3766 | 30 | 40 | Hospital Fac/Maint (24 hour) ILit2 Hol | Hospital Fac/Maint (24 hour) ILit2 Hol | Hospital Fac/Maint (24 hour) ILit2 All | 3850 | 20 | 35 | 3766 | 8.4 | 0.4 | 0.3 | 0.3 | 0.3 | 0.3 | 0.3 | 0.3 | 0.3 | 0.3 | 0.4 | 0.4 | 0.4 | 0.4 | 0.4 | 0.4 | 0.4 | 0.4 | 0.4 | 0.4 | 0.4 | 0.4 | 0.3 | 0.3 | 0.3 | 0.3 | 6.6 | 0.35 | 0.2 | 0.2 | 0.2 | 0.2 | 0.2 | 0.2 | 0.2 | 0.2 | 0.35 | 0.35 | 0.35 | 0.35 | 0.35 | 0.35 | 0.35 | 0.35 | 0.35 | 0.35 | 0.35 | 0.35 | 0.2 | 0.2 | 0.2 | 0.2 | 0 | 0 | 0 | 0 | 0 | 0 | 0 | 0 | 1 | 1 | 1 | 1 | 1 | 1 | 1 | 1 | 1 | 1 | 1 | 1 | 0 | 0 | 0 | 0 | 0 | 0 | 0 | 0 | 0 | 0 | 0 | 0 | 1 | 1 | 1 | 1 | 1 | 1 | 1 | 1 | 1 | 1 | 1 | 1 | 0 | 0 | 0 | 0 | 0 | 0 | 0 | 0 | 0 | 0 | 0 | 0 | 0 | 0 | 0 | 0 | 0 | 0 |  | 0.061365 | 0.061365 | 0.061259 | 0.061259 | 0.060189 | 0.061998 | 0.061998 | Health/Medical - Hospital - Office (General) - 24hr Facilities - Hol | 14 | 25 | 20 | 84 | 0 | 0 | 0 | 84 | 0 | 0 | 0 | 8.4 | 0 | 0 | 0 | 0 | 0 | 0 | 0 | 0 | 0 | 0 | 0 | 0 | 0 | 0 | 0 | 0 | 0 | 0 | 0 | 0 | 0 | 0 | 0 | 0 | 0 |  | 2 | 64 | 0 | 0 | 2 | 64 | 0 | 0 | 0.2 | 6.4 | 0 | 0 | 0 | 0 | 0 | 0 | 0 | 0 | 0 | 0 | 0 | 0 | 0 | 0 | 0 | 0 | 0 | 0 | 0 | 0 | 0 | 0 | 0 | 0 | 1 | 1 | 1 | 1
732 | 7 | 32 | 8 | 4 | Health/Medical - Hospital | Health/Medical - Hospital | Health/Medical - Hospital - Office (General) - 24hr Facilities | Health/Medical - Hospital - Office (General) - 24hr Facilities | Health/Medical - Hospital | Office (General) - 24hr Facilities | Health/Medical - Hospital - Office (General) - 24hr Facilities |  | Health/Medical - Hospital | Health/Medical - Hospital - Office (General) - 24hr Facilities | Hospital Fac/Maint (24 hour) | all | Open | 251 | 251 | 0.25008 | 1.1343 | 1.1343 | 1.1343 | 1.1343 | 1.1343 | 0.91617 | 0.91617 | 0.28367 | 0.28367 | 0.28367 | 0.28367 | 0.28367 | 0.22912 | 0.22912 | 1110.7377 | 1110.7377 | 1110.7377 | 1110.7377 | 1110.7377 | 897.1343 | 897.1343 | 0.2553 | 0.2553 | 0.2553 | 0.2553 | 0.2553 | 0.20621 | 0.20621 | 4873.2 | 4873.2 | 4873.2 | 4873.2 | 4873.2 | 4873.2 | 4873.2 | 5268.6785 | 5268.6785 | 5267.1856 | 5267.1856 | 5240.0794 | 5277.3579 | 5277.3579 | 0.9 | 0.9 | 0.9 | 0.9 | 0.9 | 0.9 | 0.9 | 0.81942 | 0.81942 | 0.81973 | 0.81973 | 0.82276 | 0.8178 | 0.8178 | 0.12215 | 0.12215 | 0.12215 | 0.12215 | 0.12215 | 0.098661 | 0.098661 | 0.030548 | 0.030548 | 0.030548 | 0.030548 | 0.030548 | 0.024673 | 0.024673 | 105.8122 | 105.8122 | 105.8122 | 105.8122 | 105.8122 | 85.4637 | 85.4637 | 0.025966 | 0.025966 | 0.025966 | 0.025966 | 0.025966 | 0.020972 | 0.020972 | 4216.2 | 4216.2 | 4216.2 | 4216.2 | 4216.2 | 4216.2 | 4216.2 | 4384.5533 | 4384.5533 | 4384.3552 | 4384.3552 | 4368.4848 | 4387.9975 | 4387.9975 | 0.85 | 0.85 | 0.85 | 0.85 | 0.85 | 0.85 | 0.85 | 0.7058 | 0.7058 | 0.70594 | 0.70594 | 0.71268 | 0.70298 | 0.70298 | Hospital Fac/Maint (24 hour) ILit all | Hospital Fac/Maint (24 hour) ILit all | 3765 | 40 | 90 | Hospital Fac/Maint (24 hour) ILit2 all | Hospital Fac/Maint (24 hour) ILit2 all | Hospital Fac/Maint (24 hour) ILit2 All | 3849 | 30 | 85 | 3765 | 15.6 | 0.9 | 0.4 | 0.4 | 0.4 | 0.4 | 0.4 | 0.4 | 0.4 | 0.4 | 0.9 | 0.9 | 0.9 | 0.9 | 0.9 | 0.9 | 0.9 | 0.9 | 0.9 | 0.9 | 0.9 | 0.9 | 0.4 | 0.4 | 0.4 | 0.4 | 13.8 | 0.85 | 0.3 | 0.3 | 0.3 | 0.3 | 0.3 | 0.3 | 0.3 | 0.3 | 0.85 | 0.85 | 0.85 | 0.85 | 0.85 | 0.85 | 0.85 | 0.85 | 0.85 | 0.85 | 0.85 | 0.85 | 0.3 | 0.3 | 0.3 | 0.3 | 0 | 0 | 0 | 0 | 0 | 0 | 0 | 0 | 1 | 1 | 1 | 1 | 1 | 1 | 1 | 1 | 1 | 1 | 1 | 1 | 0 | 0 | 0 | 0 | 0 | 0 | 0 | 0 | 0 | 0 | 0 | 0 | 1 | 1 | 1 | 1 | 1 | 1 | 1 | 1 | 1 | 1 | 1 | 1 | 0 | 0 | 0 | 0 | 0 | 0 | 0 | 0 | 0 | 0 | 0 | 0 | 0 | 0 | 0 | 0 | 0 | 0 | Health/Medical - Hospital | 0.061365 | 0.061365 | 0.061259 | 0.061259 | 0.060189 | 0.061998 | 0.061998 | Health/Medical - Hospital - Office (General) - 24hr Facilities - all | 16 | 25 | 20 | 3915.6 | 0 | 3915.6 | 0 | 0 | 0 | 15.6 | 0 | 0 | 0 | 0 | 0 | 0 | 0 | 0 | 0 | 0 | 0 | 0 | 0 | 0 | 0 | 0 | 0 | 0 | 0 | 0 | 0 | 0 | 0 | 0 | 0 | 0 | 0 |  | 3463.8 | 0 | 3463.8 | 0 | 0 | 0 | 13.8 | 0 | 0 | 0 | 0 | 0 | 0 | 0 | 0 | 0 | 0 | 0 | 0 | 0 | 0 | 0 | 0 | 0 | 0 | 0 | 0 | 0 | 0 | 0 | 0 | 0 | 0 | 0 | 1 | 1 | 1 | 1
801 | 8 | 1 | 5 | 1 |  |  |  |  | Health/Medical - Nursing Home | Corridor | Health/Medical - Nursing Home - Corridor |  | Health/Medical - Nursing Home | Health/Medical - Nursing Home - Corridor | NursingHome Corridor | Sat | Open | 52 | 52 | 0.055475 | 0.33237 | 0.33237 | 0.24928 | 0.24928 | 0.24928 | 0.24928 | 0.24928 | 0 | 0 | 0 | 0 | 0 | 0 | 0 | 19.4312 | 19.4312 | 14.5734 | 14.5734 | 14.5734 | 14.5734 | 14.5734 | 0 | 0 | 0 | 0 | 0 | 0 | 0 | 0 | 0 | 0 | 0 | 0 | 0 | 0 | 0 | 0 | 0 | 0 | 0 | 0 | 0 | 0 | 0 | 0 | 0 | 0 | 0 | 0 | 0 | 0 | 0 | 0 | 0 | 0 | 0 | 0.42547 | 0.42547 | 0.3191 | 0.3191 | 0.3191 | 0.3191 | 0.3191 | 0 | 0 | 0 | 0 | 0 | 0 | 0 | 16.5034 | 16.5034 | 12.3775 | 12.3775 | 12.3775 | 12.3775 | 12.3775 | 0 | 0 | 0 | 0 | 0 | 0 | 0 | 0 | 0 | 0 | 0 | 0 | 0 | 0 | 0 | 0 | 0 | 0 | 0 | 0 | 0 | 0 | 0 | 0 | 0 | 0 | 0 | 0 | 0 | 0 | 0 | 0 | 0 | 0 | 0 | NursingHome Corridor ILit Sat | NursingHome Corridor ILit all | 2 | 90 | 90 | NursingHome Corridor ILit2 Sat | NursingHome Corridor ILit Sat | NursingHome Corridor ILit all | 2 | 60 | 60 | 2 | 20.2665 | 0.8424 | 0.9 | 0.9 | 0.9 | 0.9 | 0.9 | 0.9 | 0.9 | 0.9 | 0.9 | 0.9 | 0.9 | 0.9 | 0.9 | 0.9 | 0.9 | 0.9 | 0.9 | 0.9 | 0.9 | 0.9 | 0.9 | 0.9 | 0.9 | 0.9 | 13.4464 | 0.5616 | 0.6 | 0.6 | 0.6 | 0.6 | 0.6 | 0.6 | 0.6 | 0.6 | 0.6 | 0.6 | 0.6 | 0.6 | 0.6 | 0.6 | 0.6 | 0.6 | 0.6 | 0.6 | 0.6 | 0.6 | 0.6 | 0.6 | 0.6 | 0.6 | 0 | 0 | 0 | 0 | 0 | 0 | 0 | 0 | 0 | 0 | 0 | 0 | 0 | 0 | 0 | 0 | 0 | 0 | 0 | 0 | 0 | 0 | 0 | 0 | 0 | 0 | 0 | 0 | 0 | 0 | 0 | 0 | 0 | 0 | 0 | 0 | 0 | 0 | 0 | 0 | 0 | 0 | 0 | 0 | 0 | 0 | 0 | 0 | 16 | 0.66337 | 0.20792 | 0.079208 | 0.049505 | 0.76136 | 0 | 0 | 0 | 0 | 0 | 0 | 0 | 0 |  | 0.091015 | 0.091015 | 0.090344 | 0.090344 | 0.090285 | 0.089011 | 0.089011 | Health/Medical - Nursing Home - Corridor - Sat | 10 | 25 | 19 | 1053.8559 | 0 | 0 | 0 | 1053.8559 | 0 | 0 | 0 | 20.2665 | 0 | 0 | 0 | 0 | 0 | 0 | 0 | 0 | 0 | 0 | 0 | 0 | 0 | 0 | 0 | 0 | 0 | 0 | 0 | 0 | 0 | 0 | 0 | 0 | 0 |  | 31.2 | 668.0142 | 0 | 0 | 31.2 | 668.0142 | 0 | 0 | 0.6 | 12.8464 | 0 | 0 | 0 | 0 | 0 | 0 | 0 | 0 | 0 | 0 | 0 | 0 | 0 | 0 | 0 | 0 | 0 | 0 | 0 | 0 | 0 | 0 | 0 | 0 | 0.93826 | 0.936 | 0.93378 | 0.936
802 | 8 | 2 | 6 | 2 |  |  |  |  | Health/Medical - Nursing Home | Corridor | Health/Medical - Nursing Home - Corridor |  | Health/Medical - Nursing Home | Health/Medical - Nursing Home - Corridor | NursingHome Corridor | Sun | Open | 52 | 52 | 0.055475 | 0.33237 | 0.33237 | 0.24928 | 0.24928 | 0.24928 | 0.24928 | 0.24928 | 0 | 0 | 0 | 0 | 0 | 0 | 0 | 19.4312 | 19.4312 | 14.5734 | 14.5734 | 14.5734 | 14.5734 | 14.5734 | 0 | 0 | 0 | 0 | 0 | 0 | 0 | 0 | 0 | 0 | 0 | 0 | 0 | 0 | 0 | 0 | 0 | 0 | 0 | 0 | 0 | 0 | 0 | 0 | 0 | 0 | 0 | 0 | 0 | 0 | 0 | 0 | 0 | 0 | 0 | 0.42547 | 0.42547 | 0.3191 | 0.3191 | 0.3191 | 0.3191 | 0.3191 | 0 | 0 | 0 | 0 | 0 | 0 | 0 | 16.5034 | 16.5034 | 12.3775 | 12.3775 | 12.3775 | 12.3775 | 12.3775 | 0 | 0 | 0 | 0 | 0 | 0 | 0 | 0 | 0 | 0 | 0 | 0 | 0 | 0 | 0 | 0 | 0 | 0 | 0 | 0 | 0 | 0 | 0 | 0 | 0 | 0 | 0 | 0 | 0 | 0 | 0 | 0 | 0 | 0 | 0 | NursingHome Corridor ILit Sun | NursingHome Corridor ILit all | 2 | 90 | 90 | NursingHome Corridor ILit2 Sun | NursingHome Corridor ILit Sun | NursingHome Corridor ILit all | 2 | 60 | 60 | 2 | 20.2665 | 0.8424 | 0.9 | 0.9 | 0.9 | 0.9 | 0.9 | 0.9 | 0.9 | 0.9 | 0.9 | 0.9 | 0.9 | 0.9 | 0.9 | 0.9 | 0.9 | 0.9 | 0.9 | 0.9 | 0.9 | 0.9 | 0.9 | 0.9 | 0.9 | 0.9 | 13.4464 | 0.5616 | 0.6 | 0.6 | 0.6 | 0.6 | 0.6 | 0.6 | 0.6 | 0.6 | 0.6 | 0.6 | 0.6 | 0.6 | 0.6 | 0.6 | 0.6 | 0.6 | 0.6 | 0.6 | 0.6 | 0.6 | 0.6 | 0.6 | 0.6 | 0.6 | 0 | 0 | 0 | 0 | 0 | 0 | 0 | 0 | 0 | 0 | 0 | 0 | 0 | 0 | 0 | 0 | 0 | 0 | 0 | 0 | 0 | 0 | 0 | 0 | 0 | 0 | 0 | 0 | 0 | 0 | 0 | 0 | 0 | 0 | 0 | 0 | 0 | 0 | 0 | 0 | 0 | 0 | 0 | 0 | 0 | 0 | 0 | 0 | 16 | 0.66337 | 0.20792 | 0.079208 | 0.049505 | 0.76136 | 0 | 0 | 0 | 0 | 0 | 0 | 0 | 0 |  | 0.091015 | 0.091015 | 0.090344 | 0.090344 | 0.090285 | 0.089011 | 0.089011 | Health/Medical - Nursing Home - Corridor - Sun | 12 | 25 | 19 | 1053.8559 | 0 | 0 | 0 | 1053.8559 | 0 | 0 | 0 | 20.2665 | 0 | 0 | 0 | 0 | 0 | 0 | 0 | 0 | 0 | 0 | 0 | 0 | 0 | 0 | 0 | 0 | 0 | 0 | 0 | 0 | 0 | 0 | 0 | 0 | 0 |  | 31.2 | 668.0142 | 0 | 0 | 31.2 | 668.0142 | 0 | 0 | 0.6 | 12.8464 | 0 | 0 | 0 | 0 | 0 | 0 | 0 | 0 | 0 | 0 | 0 | 0 | 0 | 0 | 0 | 0 | 0 | 0 | 0 | 0 | 0 | 0 | 0 | 0 | 0.93826 | 0.936 | 0.93378 | 0.936
803 | 8 | 3 | 7 | 3 |  |  |  |  | Health/Medical - Nursing Home | Corridor | Health/Medical - Nursing Home - Corridor |  | Health/Medical - Nursing Home | Health/Medical - Nursing Home - Corridor | NursingHome Corridor | Hol | Open | 10 | 10 | 0.055475 | 0.33237 | 0.33237 | 0.24928 | 0.24928 | 0.24928 | 0.24928 | 0.24928 | 0 | 0 | 0 | 0 | 0 | 0 | 0 | 3.7368 | 3.7368 | 2.8026 | 2.8026 | 2.8026 | 2.8026 | 2.8026 | 0 | 0 | 0 | 0 | 0 | 0 | 0 | 0 | 0 | 0 | 0 | 0 | 0 | 0 | 0 | 0 | 0 | 0 | 0 | 0 | 0 | 0 | 0 | 0 | 0 | 0 | 0 | 0 | 0 | 0 | 0 | 0 | 0 | 0 | 0 | 0.42547 | 0.42547 | 0.3191 | 0.3191 | 0.3191 | 0.3191 | 0.3191 | 0 | 0 | 0 | 0 | 0 | 0 | 0 | 3.1737 | 3.1737 | 2.3803 | 2.3803 | 2.3803 | 2.3803 | 2.3803 | 0 | 0 | 0 | 0 | 0 | 0 | 0 | 0 | 0 | 0 | 0 | 0 | 0 | 0 | 0 | 0 | 0 | 0 | 0 | 0 | 0 | 0 | 0 | 0 | 0 | 0 | 0 | 0 | 0 | 0 | 0 | 0 | 0 | 0 | 0 | NursingHome Corridor ILit Hol | NursingHome Corridor ILit all | 2 | 90 | 90 | NursingHome Corridor ILit2 Hol | NursingHome Corridor ILit Hol | NursingHome Corridor ILit all | 2 | 60 | 60 | 2 | 20.2665 | 0.8424 | 0.9 | 0.9 | 0.9 | 0.9 | 0.9 | 0.9 | 0.9 | 0.9 | 0.9 | 0.9 | 0.9 | 0.9 | 0.9 | 0.9 | 0.9 | 0.9 | 0.9 | 0.9 | 0.9 | 0.9 | 0.9 | 0.9 | 0.9 | 0.9 | 13.4464 | 0.5616 | 0.6 | 0.6 | 0.6 | 0.6 | 0.6 | 0.6 | 0.6 | 0.6 | 0.6 | 0.6 | 0.6 | 0.6 | 0.6 | 0.6 | 0.6 | 0.6 | 0.6 | 0.6 | 0.6 | 0.6 | 0.6 | 0.6 | 0.6 | 0.6 | 0 | 0 | 0 | 0 | 0 | 0 | 0 | 0 | 0 | 0 | 0 | 0 | 0 | 0 | 0 | 0 | 0 | 0 | 0 | 0 | 0 | 0 | 0 | 0 | 0 | 0 | 0 | 0 | 0 | 0 | 0 | 0 | 0 | 0 | 0 | 0 | 0 | 0 | 0 | 0 | 0 | 0 | 0 | 0 | 0 | 0 | 0 | 0 | 16 | 0.66337 | 0.20792 | 0.079208 | 0.049505 | 0.76136 | 0 | 0 | 0 | 0 | 0 | 0 | 0 | 0 |  | 0.091015 | 0.091015 | 0.090344 | 0.090344 | 0.090285 | 0.089011 | 0.089011 | Health/Medical - Nursing Home - Corridor - Hol | 14 | 25 | 19 | 202.6646 | 0 | 0 | 0 | 202.6646 | 0 | 0 | 0 | 20.2665 | 0 | 0 | 0 | 0 | 0 | 0 | 0 | 0 | 0 | 0 | 0 | 0 | 0 | 0 | 0 | 0 | 0 | 0 | 0 | 0 | 0 | 0 | 0 | 0 | 0 |  | 6 | 128.4643 | 0 | 0 | 6 | 128.4643 | 0 | 0 | 0.6 | 12.8464 | 0 | 0 | 0 | 0 | 0 | 0 | 0 | 0 | 0 | 0 | 0 | 0 | 0 | 0 | 0 | 0 | 0 | 0 | 0 | 0 | 0 | 0 | 0 | 0 | 0.93826 | 0.936 | 0.93378 | 0.936
804 | 8 | 4 | 8 | 4 |  |  | Health/Medical - Nursing Home - Corridor | Health/Medical - Nursing Home - Corridor | Health/Medical - Nursing Home | Corridor | Health/Medical - Nursing Home - Corridor |  | Health/Medical - Nursing Home | Health/Medical - Nursing Home - Corridor | NursingHome Corridor | all | Open | 251 | 251 | 0.055475 | 0.33237 | 0.33237 | 0.24928 | 0.24928 | 0.24928 | 0.24928 | 0.24928 | 0.018438 | 0.018438 | 0.013829 | 0.013829 | 0.013829 | 0.013829 | 0.013829 | 93.7929 | 93.7929 | 70.3447 | 70.3447 | 70.3447 | 70.3447 | 70.3447 | 0.015532 | 0.015532 | 0.011649 | 0.011649 | 0.011649 | 0.011649 | 0.011649 | 7397.2576 | 7397.2576 | 7397.2576 | 7397.2576 | 7397.2576 | 7397.2576 | 7397.2576 | 0 | 0 | 0 | 0 | 0 | 0 | 0 | 0.8424 | 0.8424 | 0.8424 | 0.8424 | 0.8424 | 0.8424 | 0.8424 | 0 | 0 | 0 | 0 | 0 | 0 | 0 | 0.42547 | 0.42547 | 0.3191 | 0.3191 | 0.3191 | 0.3191 | 0.3191 | 0.023603 | 0.023603 | 0.017702 | 0.017702 | 0.017702 | 0.017702 | 0.017702 | 79.6605 | 79.6605 | 59.7454 | 59.7454 | 59.7454 | 59.7454 | 59.7454 | 0.013255 | 0.013255 | 0.0099415 | 0.0099415 | 0.0099415 | 0.0099415 | 0.0099415 | 4907.9459 | 4907.9459 | 4907.9459 | 4907.9459 | 4907.9459 | 4907.9459 | 4907.9459 | 0 | 0 | 0 | 0 | 0 | 0 | 0 | 0.5616 | 0.5616 | 0.5616 | 0.5616 | 0.5616 | 0.5616 | 0.5616 | 0 | 0 | 0 | 0 | 0 | 0 | 0 | NursingHome Corridor ILit all | NursingHome Corridor ILit all | 2 | 90 | 90 | NursingHome Corridor ILit2 all | NursingHome Corridor ILit all | NursingHome Corridor ILit all | 2 | 60 | 60 | 2 | 20.2665 | 0.8424 | 0.9 | 0.9 | 0.9 | 0.9 | 0.9 | 0.9 | 0.9 | 0.9 | 0.9 | 0.9 | 0.9 | 0.9 | 0.9 | 0.9 | 0.9 | 0.9 | 0.9 | 0.9 | 0.9 | 0.9 | 0.9 | 0.9 | 0.9 | 0.9 | 13.4464 | 0.5616 | 0.6 | 0.6 | 0.6 | 0.6 | 0.6 | 0.6 | 0.6 | 0.6 | 0.6 | 0.6 | 0.6 | 0.6 | 0.6 | 0.6 | 0.6 | 0.6 | 0.6 | 0.6 | 0.6 | 0.6 | 0.6 | 0.6 | 0.6 | 0.6 | 0 | 0 | 0 | 0 | 0 | 0 | 0 | 0 | 0 | 0 | 0 | 0 | 0 | 0 | 0 | 0 | 0 | 0 | 0 | 0 | 0 | 0 | 0 | 0 | 0 | 0 | 0 | 0 | 0 | 0 | 0 | 0 | 0 | 0 | 0 | 0 | 0 | 0 | 0 | 0 | 0 | 0 | 0 | 0 | 0 | 0 | 0 | 0 | 16 | 0.66337 | 0.20792 | 0.079208 | 0.049505 | 0.76136 | 0.13002 | 0.0023973 | 0.0023973 | 0.001798 | 0.001798 | 0.001798 | 0.001798 | 0.001798 |  | 0.091015 | 0.091015 | 0.090344 | 0.090344 | 0.090285 | 0.089011 | 0.089011 | Health/Medical - Nursing Home - Corridor - all | 16 | 25 | 19 | 5086.8813 | 0 | 5086.8813 | 0 | 0 | 0 | 20.2665 | 0 | 0 | 0 | 0 | 0 | 0 | 0 | 0 | 0 | 0 | 0 | 0 | 0 | 0 | 0 | 0 | 0 | 0 | 0 | 0 | 0 | 0 | 0 | 0 | 0 | 0 | 0 |  | 3375.0532 | 0 | 3375.0532 | 0 | 0 | 0 | 13.4464 | 0 | 0 | 0 | 0 | 0 | 0 | 0 | 0 | 0 | 0 | 0 | 0 | 0 | 0 | 0 | 0 | 0 | 0 | 0 | 0 | 0 | 0 | 0 | 0 | 0 | 0 | 0 | 0.93826 | 0.936 | 0.93378 | 0.936
805 | 8 | 5 | 5 | 1 |  |  |  |  | Health/Medical - Nursing Home | Dining Area | Health/Medical - Nursing Home - Dining Area |  | Health/Medical - Nursing Home | Health/Medical - Nursing Home - Dining Area | NursingHome Kitchen | Sat | Open | 52 | 52 | 0.10497 | 0.62319 | 0.62319 | 0.5401 | 0.5401 | 0.5401 | 0.5401 | 0.5401 | 0 | 0 | 0 | 0 | 0 | 0 | 0 | 35.5459 | 35.5459 | 30.8065 | 30.8065 | 30.8065 | 30.8065 | 30.8065 | 0 | 0 | 0 | 0 | 0 | 0 | 0 | 0 | 0 | 0 | 0 | 0 | 0 | 0 | 0 | 0 | 0 | 0 | 0 | 0 | 0 | 0 | 0 | 0 | 0 | 0 | 0 | 0 | 0 | 0 | 0 | 0 | 0 | 0 | 0 | 0.79775 | 0.79775 | 0.69138 | 0.69138 | 0.69138 | 0.69138 | 0.69138 | 0 | 0 | 0 | 0 | 0 | 0 | 0 | 42.0189 | 42.0189 | 36.4164 | 36.4164 | 36.4164 | 36.4164 | 36.4164 | 0 | 0 | 0 | 0 | 0 | 0 | 0 | 0 | 0 | 0 | 0 | 0 | 0 | 0 | 0 | 0 | 0 | 0 | 0 | 0 | 0 | 0 | 0 | 0 | 0 | 0 | 0 | 0 | 0 | 0 | 0 | 0 | 0 | 0 | 0 | NursingHome Kitchen ILit Sat | NursingHome Kitchen ILit all | 3782 | 10 | 67.5 | NursingHome Kitchen ILit2 Sat | NursingHome Kitchen ILit2 Sat | NursingHome Kitchen ILit2 All | 3866 | 12.5 | 60 | 3782 | 10.45 | 0.675 | 0.1 | 0.1 | 0.1 | 0.1 | 0.1 | 0.1 | 0.1 | 0.675 | 0.675 | 0.675 | 0.675 | 0.675 | 0.675 | 0.675 | 0.675 | 0.675 | 0.675 | 0.675 | 0.675 | 0.675 | 0.675 | 0.1 | 0.1 | 0.1 | 9.65 | 0.6 | 0.125 | 0.125 | 0.125 | 0.125 | 0.125 | 0.125 | 0.125 | 0.6 | 0.6 | 0.6 | 0.6 | 0.6 | 0.6 | 0.6 | 0.6 | 0.6 | 0.6 | 0.6 | 0.6 | 0.6 | 0.6 | 0.125 | 0.125 | 0.125 | 0 | 0 | 0 | 0 | 0 | 0 | 0 | 1 | 1 | 1 | 1 | 1 | 1 | 1 | 1 | 1 | 1 | 1 | 1 | 1 | 1 | 0 | 0 | 0 | 0 | 0 | 0 | 0 | 0 | 0 | 0 | 1 | 1 | 1 | 1 | 1 | 1 | 1 | 1 | 1 | 1 | 1 | 1 | 1 | 1 | 0 | 0 | 0 | 16 | 0.66337 | 0.20792 | 0.079208 | 0.049505 | 0.76136 | 0 | 0 | 0 | 0 | 0 | 0 | 0 | 0 |  | 0.091015 | 0.091015 | 0.090344 | 0.090344 | 0.090285 | 0.089011 | 0.089011 | Health/Medical - Nursing Home - Dining Area - Sat | 10 | 25 | 19 | 543.4 | 0 | 0 | 0 | 543.4 | 0 | 0 | 0 | 10.45 | 0 | 0 | 0 | 0 | 0 | 0 | 0 | 0 | 0 | 0 | 0 | 0 | 0 | 0 | 0 | 0 | 0 | 0 | 0 | 0 | 0 | 0 | 0 | 0 | 0 |  | 6.5 | 495.3 | 0 | 0 | 6.5 | 495.3 | 0 | 0 | 0.125 | 9.525 | 0 | 0 | 0 | 0 | 0 | 0 | 0 | 0 | 0 | 0 | 0 | 0 | 0 | 0 | 0 | 0 | 0 | 0 | 0 | 0 | 0 | 0 | 0 | 0 | 1 | 1 | 1 | 1
806 | 8 | 6 | 6 | 2 |  |  |  |  | Health/Medical - Nursing Home | Dining Area | Health/Medical - Nursing Home - Dining Area |  | Health/Medical - Nursing Home | Health/Medical - Nursing Home - Dining Area | NursingHome Kitchen | Sun | Open | 52 | 52 | 0.10497 | 0.62319 | 0.62319 | 0.5401 | 0.5401 | 0.5401 | 0.5401 | 0.5401 | 0 | 0 | 0 | 0 | 0 | 0 | 0 | 35.5459 | 35.5459 | 30.8065 | 30.8065 | 30.8065 | 30.8065 | 30.8065 | 0 | 0 | 0 | 0 | 0 | 0 | 0 | 0 | 0 | 0 | 0 | 0 | 0 | 0 | 0 | 0 | 0 | 0 | 0 | 0 | 0 | 0 | 0 | 0 | 0 | 0 | 0 | 0 | 0 | 0 | 0 | 0 | 0 | 0 | 0 | 0.79775 | 0.79775 | 0.69138 | 0.69138 | 0.69138 | 0.69138 | 0.69138 | 0 | 0 | 0 | 0 | 0 | 0 | 0 | 42.0189 | 42.0189 | 36.4164 | 36.4164 | 36.4164 | 36.4164 | 36.4164 | 0 | 0 | 0 | 0 | 0 | 0 | 0 | 0 | 0 | 0 | 0 | 0 | 0 | 0 | 0 | 0 | 0 | 0 | 0 | 0 | 0 | 0 | 0 | 0 | 0 | 0 | 0 | 0 | 0 | 0 | 0 | 0 | 0 | 0 | 0 | NursingHome Kitchen ILit Sun | NursingHome Kitchen ILit all | 3782 | 10 | 67.5 | NursingHome Kitchen ILit2 Sun | NursingHome Kitchen ILit2 Sun | NursingHome Kitchen ILit2 All | 3866 | 12.5 | 60 | 3782 | 10.45 | 0.675 | 0.1 | 0.1 | 0.1 | 0.1 | 0.1 | 0.1 | 0.1 | 0.675 | 0.675 | 0.675 | 0.675 | 0.675 | 0.675 | 0.675 | 0.675 | 0.675 | 0.675 | 0.675 | 0.675 | 0.675 | 0.675 | 0.1 | 0.1 | 0.1 | 9.65 | 0.6 | 0.125 | 0.125 | 0.125 | 0.125 | 0.125 | 0.125 | 0.125 | 0.6 | 0.6 | 0.6 | 0.6 | 0.6 | 0.6 | 0.6 | 0.6 | 0.6 | 0.6 | 0.6 | 0.6 | 0.6 | 0.6 | 0.125 | 0.125 | 0.125 | 0 | 0 | 0 | 0 | 0 | 0 | 0 | 1 | 1 | 1 | 1 | 1 | 1 | 1 | 1 | 1 | 1 | 1 | 1 | 1 | 1 | 0 | 0 | 0 | 0 | 0 | 0 | 0 | 0 | 0 | 0 | 1 | 1 | 1 | 1 | 1 | 1 | 1 | 1 | 1 | 1 | 1 | 1 | 1 | 1 | 0 | 0 | 0 | 16 | 0.66337 | 0.20792 | 0.079208 | 0.049505 | 0.76136 | 0 | 0 | 0 | 0 | 0 | 0 | 0 | 0 |  | 0.091015 | 0.091015 | 0.090344 | 0.090344 | 0.090285 | 0.089011 | 0.089011 | Health/Medical - Nursing Home - Dining Area - Sun | 12 | 25 | 19 | 543.4 | 0 | 0 | 0 | 543.4 | 0 | 0 | 0 | 10.45 | 0 | 0 | 0 | 0 | 0 | 0 | 0 | 0 | 0 | 0 | 0 | 0 | 0 | 0 | 0 | 0 | 0 | 0 | 0 | 0 | 0 | 0 | 0 | 0 | 0 |  | 6.5 | 495.3 | 0 | 0 | 6.5 | 495.3 | 0 | 0 | 0.125 | 9.525 | 0 | 0 | 0 | 0 | 0 | 0 | 0 | 0 | 0 | 0 | 0 | 0 | 0 | 0 | 0 | 0 | 0 | 0 | 0 | 0 | 0 | 0 | 0 | 0 | 1 | 1 | 1 | 1
807 | 8 | 7 | 7 | 3 |  |  |  |  | Health/Medical - Nursing Home | Dining Area | Health/Medical - Nursing Home - Dining Area |  | Health/Medical - Nursing Home | Health/Medical - Nursing Home - Dining Area | NursingHome Kitchen | Hol | Open | 10 | 10 | 0.10497 | 0.62319 | 0.62319 | 0.5401 | 0.5401 | 0.5401 | 0.5401 | 0.5401 | 0 | 0 | 0 | 0 | 0 | 0 | 0 | 6.8358 | 6.8358 | 5.9243 | 5.9243 | 5.9243 | 5.9243 | 5.9243 | 0 | 0 | 0 | 0 | 0 | 0 | 0 | 0 | 0 | 0 | 0 | 0 | 0 | 0 | 0 | 0 | 0 | 0 | 0 | 0 | 0 | 0 | 0 | 0 | 0 | 0 | 0 | 0 | 0 | 0 | 0 | 0 | 0 | 0 | 0 | 0.79775 | 0.79775 | 0.69138 | 0.69138 | 0.69138 | 0.69138 | 0.69138 | 0 | 0 | 0 | 0 | 0 | 0 | 0 | 8.0806 | 8.0806 | 7.0032 | 7.0032 | 7.0032 | 7.0032 | 7.0032 | 0 | 0 | 0 | 0 | 0 | 0 | 0 | 0 | 0 | 0 | 0 | 0 | 0 | 0 | 0 | 0 | 0 | 0 | 0 | 0 | 0 | 0 | 0 | 0 | 0 | 0 | 0 | 0 | 0 | 0 | 0 | 0 | 0 | 0 | 0 | NursingHome Kitchen ILit Hol | NursingHome Kitchen ILit all | 3782 | 10 | 67.5 | NursingHome Kitchen ILit2 Hol | NursingHome Kitchen ILit2 Hol | NursingHome Kitchen ILit2 All | 3866 | 12.5 | 60 | 3782 | 10.45 | 0.675 | 0.1 | 0.1 | 0.1 | 0.1 | 0.1 | 0.1 | 0.1 | 0.675 | 0.675 | 0.675 | 0.675 | 0.675 | 0.675 | 0.675 | 0.675 | 0.675 | 0.675 | 0.675 | 0.675 | 0.675 | 0.675 | 0.1 | 0.1 | 0.1 | 9.65 | 0.6 | 0.125 | 0.125 | 0.125 | 0.125 | 0.125 | 0.125 | 0.125 | 0.6 | 0.6 | 0.6 | 0.6 | 0.6 | 0.6 | 0.6 | 0.6 | 0.6 | 0.6 | 0.6 | 0.6 | 0.6 | 0.6 | 0.125 | 0.125 | 0.125 | 0 | 0 | 0 | 0 | 0 | 0 | 0 | 1 | 1 | 1 | 1 | 1 | 1 | 1 | 1 | 1 | 1 | 1 | 1 | 1 | 1 | 0 | 0 | 0 | 0 | 0 | 0 | 0 | 0 | 0 | 0 | 1 | 1 | 1 | 1 | 1 | 1 | 1 | 1 | 1 | 1 | 1 | 1 | 1 | 1 | 0 | 0 | 0 | 16 | 0.66337 | 0.20792 | 0.079208 | 0.049505 | 0.76136 | 0 | 0 | 0 | 0 | 0 | 0 | 0 | 0 |  | 0.091015 | 0.091015 | 0.090344 | 0.090344 | 0.090285 | 0.089011 | 0.089011 | Health/Medical - Nursing Home - Dining Area - Hol | 14 | 25 | 19 | 104.5 | 0 | 0 | 0 | 104.5 | 0 | 0 | 0 | 10.45 | 0 | 0 | 0 | 0 | 0 | 0 | 0 | 0 | 0 | 0 | 0 | 0 | 0 | 0 | 0 | 0 | 0 | 0 | 0 | 0 | 0 | 0 | 0 | 0 | 0 |  | 1.25 | 95.25 | 0 | 0 | 1.25 | 95.25 | 0 | 0 | 0.125 | 9.525 | 0 | 0 | 0 | 0 | 0 | 0 | 0 | 0 | 0 | 0 | 0 | 0 | 0 | 0 | 0 | 0 | 0 | 0 | 0 | 0 | 0 | 0 | 0 | 0 | 1 | 1 | 1 | 1
808 | 8 | 8 | 8 | 4 |  |  | Health/Medical - Nursing Home - Dining Area | Health/Medical - Nursing Home - Dining Area | Health/Medical - Nursing Home | Dining Area | Health/Medical - Nursing Home - Dining Area |  | Health/Medical - Nursing Home | Health/Medical - Nursing Home - Dining Area | NursingHome Kitchen | all | Open | 251 | 251 | 0.10497 | 0.62319 | 0.62319 | 0.5401 | 0.5401 | 0.5401 | 0.5401 | 0.5401 | 0.065414 | 0.065414 | 0.056692 | 0.056692 | 0.056692 | 0.056692 | 0.056692 | 171.5775 | 171.5775 | 148.7005 | 148.7005 | 148.7005 | 148.7005 | 148.7005 | 0.044154 | 0.044154 | 0.038267 | 0.038267 | 0.038267 | 0.038267 | 0.038267 | 3814.25 | 3814.25 | 3814.25 | 3814.25 | 3814.25 | 3814.25 | 3814.25 | 0 | 0 | 0 | 0 | 0 | 0 | 0 | 0.675 | 0.675 | 0.675 | 0.675 | 0.675 | 0.675 | 0.675 | 0 | 0 | 0 | 0 | 0 | 0 | 0 | 0.79775 | 0.79775 | 0.69138 | 0.69138 | 0.69138 | 0.69138 | 0.69138 | 0.083736 | 0.083736 | 0.072572 | 0.072572 | 0.072572 | 0.072572 | 0.072572 | 202.8221 | 202.8221 | 175.7791 | 175.7791 | 175.7791 | 175.7791 | 175.7791 | 0.050242 | 0.050242 | 0.043543 | 0.043543 | 0.043543 | 0.043543 | 0.043543 | 3522.25 | 3522.25 | 3522.25 | 3522.25 | 3522.25 | 3522.25 | 3522.25 | 0 | 0 | 0 | 0 | 0 | 0 | 0 | 0.6 | 0.6 | 0.6 | 0.6 | 0.6 | 0.6 | 0.6 | 0 | 0 | 0 | 0 | 0 | 0 | 0 | NursingHome Kitchen ILit all | NursingHome Kitchen ILit all | 3781 | 10 | 67.5 | NursingHome Kitchen ILit2 all | NursingHome Kitchen ILit2 all | NursingHome Kitchen ILit2 All | 3865 | 12.5 | 60 | 3781 | 10.45 | 0.675 | 0.1 | 0.1 | 0.1 | 0.1 | 0.1 | 0.1 | 0.1 | 0.675 | 0.675 | 0.675 | 0.675 | 0.675 | 0.675 | 0.675 | 0.675 | 0.675 | 0.675 | 0.675 | 0.675 | 0.675 | 0.675 | 0.1 | 0.1 | 0.1 | 9.65 | 0.6 | 0.125 | 0.125 | 0.125 | 0.125 | 0.125 | 0.125 | 0.125 | 0.6 | 0.6 | 0.6 | 0.6 | 0.6 | 0.6 | 0.6 | 0.6 | 0.6 | 0.6 | 0.6 | 0.6 | 0.6 | 0.6 | 0.125 | 0.125 | 0.125 | 0 | 0 | 0 | 0 | 0 | 0 | 0 | 1 | 1 | 1 | 1 | 1 | 1 | 1 | 1 | 1 | 1 | 1 | 1 | 1 | 1 | 0 | 0 | 0 | 0 | 0 | 0 | 0 | 0 | 0 | 0 | 1 | 1 | 1 | 1 | 1 | 1 | 1 | 1 | 1 | 1 | 1 | 1 | 1 | 1 | 0 | 0 | 0 | 16 | 0.66337 | 0.20792 | 0.079208 | 0.049505 | 0.76136 | 0.10418 | 0.006815 | 0.006815 | 0.0059063 | 0.0059063 | 0.0059063 | 0.0059063 | 0.0059063 |  | 0.091015 | 0.091015 | 0.090344 | 0.090344 | 0.090285 | 0.089011 | 0.089011 | Health/Medical - Nursing Home - Dining Area - all | 16 | 25 | 19 | 2622.95 | 0 | 2622.95 | 0 | 0 | 0 | 10.45 | 0 | 0 | 0 | 0 | 0 | 0 | 0 | 0 | 0 | 0 | 0 | 0 | 0 | 0 | 0 | 0 | 0 | 0 | 0 | 0 | 0 | 0 | 0 | 0 | 0 | 0 | 0 |  | 2422.15 | 0 | 2422.15 | 0 | 0 | 0 | 9.65 | 0 | 0 | 0 | 0 | 0 | 0 | 0 | 0 | 0 | 0 | 0 | 0 | 0 | 0 | 0 | 0 | 0 | 0 | 0 | 0 | 0 | 0 | 0 | 0 | 0 | 0 | 0 | 1 | 1 | 1 | 1
809 | 8 | 9 | 5 | 1 |  |  |  |  | Health/Medical - Nursing Home | Hotel/Motel Guest Room (incl. toilets) | Health/Medical - Nursing Home - Hotel/Motel Guest Room (incl. toilets) |  | Health/Medical - Nursing Home | Health/Medical - Nursing Home - Hotel/Motel Guest Room (incl. toilets) | NursingHome Rooms | Sat | Open | 52 | 52 | 0.44464 | 0.33237 | 0.33237 | 0.33237 | 0.33237 | 0.33237 | 0.33237 | 0.33237 | 0 | 0 | 0 | 0 | 0 | 0 | 0 | 91.936 | 91.936 | 91.936 | 91.936 | 91.936 | 91.936 | 91.936 | 0 | 0 | 0 | 0 | 0 | 0 | 0 | 0 | 0 | 0 | 0 | 0 | 0 | 0 | 0 | 0 | 0 | 0 | 0 | 0 | 0 | 0 | 0 | 0 | 0 | 0 | 0 | 0 | 0 | 0 | 0 | 0 | 0 | 0 | 0 | 0.42547 | 0.42547 | 0.42547 | 0.42547 | 0.42547 | 0.42547 | 0.42547 | 0 | 0 | 0 | 0 | 0 | 0 | 0 | 117.6873 | 117.6873 | 117.6873 | 117.6873 | 117.6873 | 117.6873 | 117.6873 | 0 | 0 | 0 | 0 | 0 | 0 | 0 | 0 | 0 | 0 | 0 | 0 | 0 | 0 | 0 | 0 | 0 | 0 | 0 | 0 | 0 | 0 | 0 | 0 | 0 | 0 | 0 | 0 | 0 | 0 | 0 | 0 | 0 | 0 | 0 | NursingHome Rooms ILit Sat | NursingHome Rooms ILit all | 3783 | 15 | 80 | NursingHome Rooms ILit2 Sat | NursingHome Rooms ILit Sat | NursingHome Rooms ILit all | 3783 | 15 | 80 | 3783 | 11.9633 | 0.62667 | 0.15 | 0.15 | 0.15 | 0.15 | 0.15 | 0.54 | 0.8 | 0.62667 | 0.62667 | 0.62667 | 0.62667 | 0.62667 | 0.62667 | 0.62667 | 0.62667 | 0.62667 | 0.62667 | 0.62667 | 0.62667 | 0.62667 | 0.62667 | 0.54 | 0.28 | 0.28 | 11.9633 | 0.62667 | 0.15 | 0.15 | 0.15 | 0.15 | 0.15 | 0.54 | 0.8 | 0.62667 | 0.62667 | 0.62667 | 0.62667 | 0.62667 | 0.62667 | 0.62667 | 0.62667 | 0.62667 | 0.62667 | 0.62667 | 0.62667 | 0.62667 | 0.62667 | 0.54 | 0.28 | 0.28 | 0 | 0 | 0 | 0 | 0 | 0.6 | 1 | 0.73333 | 0.73333 | 0.73333 | 0.73333 | 0.73333 | 0.73333 | 0.73333 | 0.73333 | 0.73333 | 0.73333 | 0.73333 | 0.73333 | 0.73333 | 0.73333 | 0.6 | 0.2 | 0.2 | 0 | 0 | 0 | 0 | 0 | 0.6 | 1 | 0.73333 | 0.73333 | 0.73333 | 0.73333 | 0.73333 | 0.73333 | 0.73333 | 0.73333 | 0.73333 | 0.73333 | 0.73333 | 0.73333 | 0.73333 | 0.73333 | 0.6 | 0.2 | 0.2 | 10 | 0.66337 | 0.20792 | 0.079208 | 0.049505 | 0.76136 | 0 | 0 | 0 | 0 | 0 | 0 | 0 | 0 |  | 0.091015 | 0.091015 | 0.090344 | 0.090344 | 0.090285 | 0.089011 | 0.089011 | Health/Medical - Nursing Home - Hotel/Motel Guest Room (incl. toilets) - Sat | 10 | 25 | 19 | 622.0933 | 0 | 0 | 0 | 622.0933 | 0 | 0 | 0 | 11.9633 | 0 | 0 | 0 | 0 | 0 | 0 | 0 | 0 | 0 | 0 | 0 | 0 | 0 | 0 | 0 | 0 | 0 | 0 | 0 | 0 | 0 | 0 | 0 | 0 | 0 |  | 41.6 | 580.4933 | 0 | 0 | 41.6 | 580.4933 | 0 | 0 | 0.8 | 11.1633 | 0 | 0 | 0 | 0 | 0 | 0 | 0 | 0 | 0 | 0 | 0 | 0 | 0 | 0 | 0 | 0 | 0 | 0 | 0 | 0 | 0 | 0 | 0 | 0 | 1 | 1 | 1 | 1
810 | 8 | 10 | 6 | 2 |  |  |  |  | Health/Medical - Nursing Home | Hotel/Motel Guest Room (incl. toilets) | Health/Medical - Nursing Home - Hotel/Motel Guest Room (incl. toilets) |  | Health/Medical - Nursing Home | Health/Medical - Nursing Home - Hotel/Motel Guest Room (incl. toilets) | NursingHome Rooms | Sun | Open | 52 | 52 | 0.44464 | 0.33237 | 0.33237 | 0.33237 | 0.33237 | 0.33237 | 0.33237 | 0.33237 | 0 | 0 | 0 | 0 | 0 | 0 | 0 | 91.936 | 91.936 | 91.936 | 91.936 | 91.936 | 91.936 | 91.936 | 0 | 0 | 0 | 0 | 0 | 0 | 0 | 0 | 0 | 0 | 0 | 0 | 0 | 0 | 0 | 0 | 0 | 0 | 0 | 0 | 0 | 0 | 0 | 0 | 0 | 0 | 0 | 0 | 0 | 0 | 0 | 0 | 0 | 0 | 0 | 0.42547 | 0.42547 | 0.42547 | 0.42547 | 0.42547 | 0.42547 | 0.42547 | 0 | 0 | 0 | 0 | 0 | 0 | 0 | 117.6873 | 117.6873 | 117.6873 | 117.6873 | 117.6873 | 117.6873 | 117.6873 | 0 | 0 | 0 | 0 | 0 | 0 | 0 | 0 | 0 | 0 | 0 | 0 | 0 | 0 | 0 | 0 | 0 | 0 | 0 | 0 | 0 | 0 | 0 | 0 | 0 | 0 | 0 | 0 | 0 | 0 | 0 | 0 | 0 | 0 | 0 | NursingHome Rooms ILit Sun | NursingHome Rooms ILit all | 3783 | 15 | 80 | NursingHome Rooms ILit2 Sun | NursingHome Rooms ILit Sun | NursingHome Rooms ILit all | 3783 | 15 | 80 | 3783 | 11.9633 | 0.62667 | 0.15 | 0.15 | 0.15 | 0.15 | 0.15 | 0.54 | 0.8 | 0.62667 | 0.62667 | 0.62667 | 0.62667 | 0.62667 | 0.62667 | 0.62667 | 0.62667 | 0.62667 | 0.62667 | 0.62667 | 0.62667 | 0.62667 | 0.62667 | 0.54 | 0.28 | 0.28 | 11.9633 | 0.62667 | 0.15 | 0.15 | 0.15 | 0.15 | 0.15 | 0.54 | 0.8 | 0.62667 | 0.62667 | 0.62667 | 0.62667 | 0.62667 | 0.62667 | 0.62667 | 0.62667 | 0.62667 | 0.62667 | 0.62667 | 0.62667 | 0.62667 | 0.62667 | 0.54 | 0.28 | 0.28 | 0 | 0 | 0 | 0 | 0 | 0.6 | 1 | 0.73333 | 0.73333 | 0.73333 | 0.73333 | 0.73333 | 0.73333 | 0.73333 | 0.73333 | 0.73333 | 0.73333 | 0.73333 | 0.73333 | 0.73333 | 0.73333 | 0.6 | 0.2 | 0.2 | 0 | 0 | 0 | 0 | 0 | 0.6 | 1 | 0.73333 | 0.73333 | 0.73333 | 0.73333 | 0.73333 | 0.73333 | 0.73333 | 0.73333 | 0.73333 | 0.73333 | 0.73333 | 0.73333 | 0.73333 | 0.73333 | 0.6 | 0.2 | 0.2 | 10 | 0.66337 | 0.20792 | 0.079208 | 0.049505 | 0.76136 | 0 | 0 | 0 | 0 | 0 | 0 | 0 | 0 |  | 0.091015 | 0.091015 | 0.090344 | 0.090344 | 0.090285 | 0.089011 | 0.089011 | Health/Medical - Nursing Home - Hotel/Motel Guest Room (incl. toilets) - Sun | 12 | 25 | 19 | 622.0933 | 0 | 0 | 0 | 622.0933 | 0 | 0 | 0 | 11.9633 | 0 | 0 | 0 | 0 | 0 | 0 | 0 | 0 | 0 | 0 | 0 | 0 | 0 | 0 | 0 | 0 | 0 | 0 | 0 | 0 | 0 | 0 | 0 | 0 | 0 |  | 41.6 | 580.4933 | 0 | 0 | 41.6 | 580.4933 | 0 | 0 | 0.8 | 11.1633 | 0 | 0 | 0 | 0 | 0 | 0 | 0 | 0 | 0 | 0 | 0 | 0 | 0 | 0 | 0 | 0 | 0 | 0 | 0 | 0 | 0 | 0 | 0 | 0 | 1 | 1 | 1 | 1
811 | 8 | 11 | 7 | 3 |  |  |  |  | Health/Medical - Nursing Home | Hotel/Motel Guest Room (incl. toilets) | Health/Medical - Nursing Home - Hotel/Motel Guest Room (incl. toilets) |  | Health/Medical - Nursing Home | Health/Medical - Nursing Home - Hotel/Motel Guest Room (incl. toilets) | NursingHome Rooms | Hol | Open | 10 | 10 | 0.44464 | 0.33237 | 0.33237 | 0.33237 | 0.33237 | 0.33237 | 0.33237 | 0.33237 | 0 | 0 | 0 | 0 | 0 | 0 | 0 | 17.68 | 17.68 | 17.68 | 17.68 | 17.68 | 17.68 | 17.68 | 0 | 0 | 0 | 0 | 0 | 0 | 0 | 0 | 0 | 0 | 0 | 0 | 0 | 0 | 0 | 0 | 0 | 0 | 0 | 0 | 0 | 0 | 0 | 0 | 0 | 0 | 0 | 0 | 0 | 0 | 0 | 0 | 0 | 0 | 0 | 0.42547 | 0.42547 | 0.42547 | 0.42547 | 0.42547 | 0.42547 | 0.42547 | 0 | 0 | 0 | 0 | 0 | 0 | 0 | 22.6322 | 22.6322 | 22.6322 | 22.6322 | 22.6322 | 22.6322 | 22.6322 | 0 | 0 | 0 | 0 | 0 | 0 | 0 | 0 | 0 | 0 | 0 | 0 | 0 | 0 | 0 | 0 | 0 | 0 | 0 | 0 | 0 | 0 | 0 | 0 | 0 | 0 | 0 | 0 | 0 | 0 | 0 | 0 | 0 | 0 | 0 | NursingHome Rooms ILit Hol | NursingHome Rooms ILit all | 3783 | 15 | 80 | NursingHome Rooms ILit2 Hol | NursingHome Rooms ILit Hol | NursingHome Rooms ILit all | 3783 | 15 | 80 | 3783 | 11.9633 | 0.62667 | 0.15 | 0.15 | 0.15 | 0.15 | 0.15 | 0.54 | 0.8 | 0.62667 | 0.62667 | 0.62667 | 0.62667 | 0.62667 | 0.62667 | 0.62667 | 0.62667 | 0.62667 | 0.62667 | 0.62667 | 0.62667 | 0.62667 | 0.62667 | 0.54 | 0.28 | 0.28 | 11.9633 | 0.62667 | 0.15 | 0.15 | 0.15 | 0.15 | 0.15 | 0.54 | 0.8 | 0.62667 | 0.62667 | 0.62667 | 0.62667 | 0.62667 | 0.62667 | 0.62667 | 0.62667 | 0.62667 | 0.62667 | 0.62667 | 0.62667 | 0.62667 | 0.62667 | 0.54 | 0.28 | 0.28 | 0 | 0 | 0 | 0 | 0 | 0.6 | 1 | 0.73333 | 0.73333 | 0.73333 | 0.73333 | 0.73333 | 0.73333 | 0.73333 | 0.73333 | 0.73333 | 0.73333 | 0.73333 | 0.73333 | 0.73333 | 0.73333 | 0.6 | 0.2 | 0.2 | 0 | 0 | 0 | 0 | 0 | 0.6 | 1 | 0.73333 | 0.73333 | 0.73333 | 0.73333 | 0.73333 | 0.73333 | 0.73333 | 0.73333 | 0.73333 | 0.73333 | 0.73333 | 0.73333 | 0.73333 | 0.73333 | 0.6 | 0.2 | 0.2 | 10 | 0.66337 | 0.20792 | 0.079208 | 0.049505 | 0.76136 | 0 | 0 | 0 | 0 | 0 | 0 | 0 | 0 |  | 0.091015 | 0.091015 | 0.090344 | 0.090344 | 0.090285 | 0.089011 | 0.089011 | Health/Medical - Nursing Home - Hotel/Motel Guest Room (incl. toilets) - Hol | 14 | 25 | 19 | 119.6333 | 0 | 0 | 0 | 119.6333 | 0 | 0 | 0 | 11.9633 | 0 | 0 | 0 | 0 | 0 | 0 | 0 | 0 | 0 | 0 | 0 | 0 | 0 | 0 | 0 | 0 | 0 | 0 | 0 | 0 | 0 | 0 | 0 | 0 | 0 |  | 8 | 111.6333 | 0 | 0 | 8 | 111.6333 | 0 | 0 | 0.8 | 11.1633 | 0 | 0 | 0 | 0 | 0 | 0 | 0 | 0 | 0 | 0 | 0 | 0 | 0 | 0 | 0 | 0 | 0 | 0 | 0 | 0 | 0 | 0 | 0 | 0 | 1 | 1 | 1 | 1
812 | 8 | 12 | 8 | 4 |  |  | Health/Medical - Nursing Home - Hotel/Motel Guest Room (incl. toilets) | Health/Medical - Nursing Home - Hotel/Motel Guest Room (incl. toilets) | Health/Medical - Nursing Home | Hotel/Motel Guest Room (incl. toilets) | Health/Medical - Nursing Home - Hotel/Motel Guest Room (incl. toilets) |  | Health/Medical - Nursing Home | Health/Medical - Nursing Home - Hotel/Motel Guest Room (incl. toilets) | NursingHome Rooms | all | Open | 251 | 251 | 0.44464 | 0.33237 | 0.33237 | 0.33237 | 0.33237 | 0.33237 | 0.33237 | 0.33237 | 0.14778 | 0.14778 | 0.14778 | 0.14778 | 0.14778 | 0.14778 | 0.14778 | 443.7679 | 443.7679 | 443.7679 | 443.7679 | 443.7679 | 443.7679 | 443.7679 | 0.092612 | 0.092612 | 0.092612 | 0.092612 | 0.092612 | 0.092612 | 0.092612 | 4366.6167 | 4366.6167 | 4366.6167 | 4366.6167 | 4366.6167 | 4366.6167 | 4366.6167 | 0 | 0 | 0 | 0 | 0 | 0 | 0 | 0.62667 | 0.62667 | 0.62667 | 0.62667 | 0.62667 | 0.62667 | 0.62667 | 0 | 0 | 0 | 0 | 0 | 0 | 0 | 0.42547 | 0.42547 | 0.42547 | 0.42547 | 0.42547 | 0.42547 | 0.42547 | 0.18918 | 0.18918 | 0.18918 | 0.18918 | 0.18918 | 0.18918 | 0.18918 | 459.0915 | 459.0915 | 459.0915 | 459.0915 | 459.0915 | 459.0915 | 459.0915 | 0.092067 | 0.092067 | 0.092067 | 0.092067 | 0.092067 | 0.092067 | 0.092067 | 3790.5717 | 3790.5717 | 3790.5717 | 3790.5717 | 3790.5717 | 3790.5717 | 3790.5717 | 0 | 0 | 0 | 0 | 0 | 0 | 0 | 0.48667 | 0.48667 | 0.48667 | 0.48667 | 0.48667 | 0.48667 | 0.48667 | 0 | 0 | 0 | 0 | 0 | 0 | 0 | NursingHome Rooms ILit all | NursingHome Rooms ILit all | 3783 | 15 | 80 | NursingHome Rooms ILit2 all | NursingHome Rooms ILit2 all | NursingHome Rooms ILit2 All | 3867 | 17.5 | 60 | 3783 | 11.9633 | 0.62667 | 0.15 | 0.15 | 0.15 | 0.15 | 0.15 | 0.54 | 0.8 | 0.62667 | 0.62667 | 0.62667 | 0.62667 | 0.62667 | 0.62667 | 0.62667 | 0.62667 | 0.62667 | 0.62667 | 0.62667 | 0.62667 | 0.62667 | 0.62667 | 0.54 | 0.28 | 0.28 | 9.6683 | 0.48667 | 0.175 | 0.175 | 0.175 | 0.175 | 0.175 | 0.43 | 0.6 | 0.48667 | 0.48667 | 0.48667 | 0.48667 | 0.48667 | 0.48667 | 0.48667 | 0.48667 | 0.48667 | 0.48667 | 0.48667 | 0.48667 | 0.48667 | 0.48667 | 0.43 | 0.26 | 0.26 | 0 | 0 | 0 | 0 | 0 | 0.6 | 1 | 0.73333 | 0.73333 | 0.73333 | 0.73333 | 0.73333 | 0.73333 | 0.73333 | 0.73333 | 0.73333 | 0.73333 | 0.73333 | 0.73333 | 0.73333 | 0.73333 | 0.6 | 0.2 | 0.2 | 0 | 0 | 0 | 0 | 0 | 0.6 | 1 | 0.73333 | 0.73333 | 0.73333 | 0.73333 | 0.73333 | 0.73333 | 0.73333 | 0.73333 | 0.73333 | 0.73333 | 0.73333 | 0.73333 | 0.73333 | 0.73333 | 0.6 | 0.2 | 0.2 | 10 | 0.66337 | 0.20792 | 0.079208 | 0.049505 | 0.76136 | 0.060452 | 0.0089339 | 0.0089339 | 0.0089339 | 0.0089339 | 0.0089339 | 0.0089339 | 0.0089339 |  | 0.091015 | 0.091015 | 0.090344 | 0.090344 | 0.090285 | 0.089011 | 0.089011 | Health/Medical - Nursing Home - Hotel/Motel Guest Room (incl. toilets) - all | 16 | 25 | 19 | 3002.7967 | 0 | 3002.7967 | 0 | 0 | 0 | 11.9633 | 0 | 0 | 0 | 0 | 0 | 0 | 0 | 0 | 0 | 0 | 0 | 0 | 0 | 0 | 0 | 0 | 0 | 0 | 0 | 0 | 0 | 0 | 0 | 0 | 0 | 0 | 0 |  | 2426.7517 | 0 | 2426.7517 | 0 | 0 | 0 | 9.6683 | 0 | 0 | 0 | 0 | 0 | 0 | 0 | 0 | 0 | 0 | 0 | 0 | 0 | 0 | 0 | 0 | 0 | 0 | 0 | 0 | 0 | 0 | 0 | 0 | 0 | 0 | 0 | 1 | 1 | 1 | 1
813 | 8 | 13 | 5 | 1 |  |  |  |  | Health/Medical - Nursing Home | Kitchen and Food Preparation | Health/Medical - Nursing Home - Kitchen and Food Preparation |  | Health/Medical - Nursing Home | Health/Medical - Nursing Home - Kitchen and Food Preparation | NursingHome Kitchen | Sat | Open | 52 | 52 | 0.044992 | 0.70628 | 0.70628 | 0.70628 | 0.70628 | 0.66474 | 0.66474 | 0.66474 | 0 | 0 | 0 | 0 | 0 | 0 | 0 | 17.2676 | 17.2676 | 17.2676 | 17.2676 | 16.2519 | 16.2519 | 16.2519 | 0 | 0 | 0 | 0 | 0 | 0 | 0 | 0 | 0 | 0 | 0 | 0 | 0 | 0 | 0 | 0 | 0 | 0 | 0 | 0 | 0 | 0 | 0 | 0 | 0 | 0 | 0 | 0 | 0 | 0 | 0 | 0 | 0 | 0 | 0 | 0.90411 | 0.90411 | 0.90411 | 0.90411 | 0.85093 | 0.85093 | 0.85093 | 0 | 0 | 0 | 0 | 0 | 0 | 0 | 20.4121 | 20.4121 | 20.4121 | 20.4121 | 19.2114 | 19.2114 | 19.2114 | 0 | 0 | 0 | 0 | 0 | 0 | 0 | 0 | 0 | 0 | 0 | 0 | 0 | 0 | 0 | 0 | 0 | 0 | 0 | 0 | 0 | 0 | 0 | 0 | 0 | 0 | 0 | 0 | 0 | 0 | 0 | 0 | 0 | 0 | 0 | NursingHome Kitchen ILit Sat | NursingHome Kitchen ILit all | 3782 | 10 | 67.5 | NursingHome Kitchen ILit2 Sat | NursingHome Kitchen ILit2 Sat | NursingHome Kitchen ILit2 All | 3866 | 12.5 | 60 | 3782 | 10.45 | 0.675 | 0.1 | 0.1 | 0.1 | 0.1 | 0.1 | 0.1 | 0.1 | 0.675 | 0.675 | 0.675 | 0.675 | 0.675 | 0.675 | 0.675 | 0.675 | 0.675 | 0.675 | 0.675 | 0.675 | 0.675 | 0.675 | 0.1 | 0.1 | 0.1 | 9.65 | 0.6 | 0.125 | 0.125 | 0.125 | 0.125 | 0.125 | 0.125 | 0.125 | 0.6 | 0.6 | 0.6 | 0.6 | 0.6 | 0.6 | 0.6 | 0.6 | 0.6 | 0.6 | 0.6 | 0.6 | 0.6 | 0.6 | 0.125 | 0.125 | 0.125 | 0 | 0 | 0 | 0 | 0 | 0 | 0 | 1 | 1 | 1 | 1 | 1 | 1 | 1 | 1 | 1 | 1 | 1 | 1 | 1 | 1 | 0 | 0 | 0 | 0 | 0 | 0 | 0 | 0 | 0 | 0 | 1 | 1 | 1 | 1 | 1 | 1 | 1 | 1 | 1 | 1 | 1 | 1 | 1 | 1 | 0 | 0 | 0 | 16 | 0.66337 | 0.20792 | 0.079208 | 0.049505 | 0.76136 | 0 | 0 | 0 | 0 | 0 | 0 | 0 | 0 |  | 0.091015 | 0.091015 | 0.090344 | 0.090344 | 0.090285 | 0.089011 | 0.089011 | Health/Medical - Nursing Home - Kitchen and Food Preparation - Sat | 10 | 25 | 19 | 543.4 | 0 | 0 | 0 | 543.4 | 0 | 0 | 0 | 10.45 | 0 | 0 | 0 | 0 | 0 | 0 | 0 | 0 | 0 | 0 | 0 | 0 | 0 | 0 | 0 | 0 | 0 | 0 | 0 | 0 | 0 | 0 | 0 | 0 | 0 |  | 6.5 | 495.3 | 0 | 0 | 6.5 | 495.3 | 0 | 0 | 0.125 | 9.525 | 0 | 0 | 0 | 0 | 0 | 0 | 0 | 0 | 0 | 0 | 0 | 0 | 0 | 0 | 0 | 0 | 0 | 0 | 0 | 0 | 0 | 0 | 0 | 0 | 1 | 1 | 1 | 1
814 | 8 | 14 | 6 | 2 |  |  |  |  | Health/Medical - Nursing Home | Kitchen and Food Preparation | Health/Medical - Nursing Home - Kitchen and Food Preparation |  | Health/Medical - Nursing Home | Health/Medical - Nursing Home - Kitchen and Food Preparation | NursingHome Kitchen | Sun | Open | 52 | 52 | 0.044992 | 0.70628 | 0.70628 | 0.70628 | 0.70628 | 0.66474 | 0.66474 | 0.66474 | 0 | 0 | 0 | 0 | 0 | 0 | 0 | 17.2676 | 17.2676 | 17.2676 | 17.2676 | 16.2519 | 16.2519 | 16.2519 | 0 | 0 | 0 | 0 | 0 | 0 | 0 | 0 | 0 | 0 | 0 | 0 | 0 | 0 | 0 | 0 | 0 | 0 | 0 | 0 | 0 | 0 | 0 | 0 | 0 | 0 | 0 | 0 | 0 | 0 | 0 | 0 | 0 | 0 | 0 | 0.90411 | 0.90411 | 0.90411 | 0.90411 | 0.85093 | 0.85093 | 0.85093 | 0 | 0 | 0 | 0 | 0 | 0 | 0 | 20.4121 | 20.4121 | 20.4121 | 20.4121 | 19.2114 | 19.2114 | 19.2114 | 0 | 0 | 0 | 0 | 0 | 0 | 0 | 0 | 0 | 0 | 0 | 0 | 0 | 0 | 0 | 0 | 0 | 0 | 0 | 0 | 0 | 0 | 0 | 0 | 0 | 0 | 0 | 0 | 0 | 0 | 0 | 0 | 0 | 0 | 0 | NursingHome Kitchen ILit Sun | NursingHome Kitchen ILit all | 3782 | 10 | 67.5 | NursingHome Kitchen ILit2 Sun | NursingHome Kitchen ILit2 Sun | NursingHome Kitchen ILit2 All | 3866 | 12.5 | 60 | 3782 | 10.45 | 0.675 | 0.1 | 0.1 | 0.1 | 0.1 | 0.1 | 0.1 | 0.1 | 0.675 | 0.675 | 0.675 | 0.675 | 0.675 | 0.675 | 0.675 | 0.675 | 0.675 | 0.675 | 0.675 | 0.675 | 0.675 | 0.675 | 0.1 | 0.1 | 0.1 | 9.65 | 0.6 | 0.125 | 0.125 | 0.125 | 0.125 | 0.125 | 0.125 | 0.125 | 0.6 | 0.6 | 0.6 | 0.6 | 0.6 | 0.6 | 0.6 | 0.6 | 0.6 | 0.6 | 0.6 | 0.6 | 0.6 | 0.6 | 0.125 | 0.125 | 0.125 | 0 | 0 | 0 | 0 | 0 | 0 | 0 | 1 | 1 | 1 | 1 | 1 | 1 | 1 | 1 | 1 | 1 | 1 | 1 | 1 | 1 | 0 | 0 | 0 | 0 | 0 | 0 | 0 | 0 | 0 | 0 | 1 | 1 | 1 | 1 | 1 | 1 | 1 | 1 | 1 | 1 | 1 | 1 | 1 | 1 | 0 | 0 | 0 | 16 | 0.66337 | 0.20792 | 0.079208 | 0.049505 | 0.76136 | 0 | 0 | 0 | 0 | 0 | 0 | 0 | 0 |  | 0.091015 | 0.091015 | 0.090344 | 0.090344 | 0.090285 | 0.089011 | 0.089011 | Health/Medical - Nursing Home - Kitchen and Food Preparation - Sun | 12 | 25 | 19 | 543.4 | 0 | 0 | 0 | 543.4 | 0 | 0 | 0 | 10.45 | 0 | 0 | 0 | 0 | 0 | 0 | 0 | 0 | 0 | 0 | 0 | 0 | 0 | 0 | 0 | 0 | 0 | 0 | 0 | 0 | 0 | 0 | 0 | 0 | 0 |  | 6.5 | 495.3 | 0 | 0 | 6.5 | 495.3 | 0 | 0 | 0.125 | 9.525 | 0 | 0 | 0 | 0 | 0 | 0 | 0 | 0 | 0 | 0 | 0 | 0 | 0 | 0 | 0 | 0 | 0 | 0 | 0 | 0 | 0 | 0 | 0 | 0 | 1 | 1 | 1 | 1
815 | 8 | 15 | 7 | 3 |  |  |  |  | Health/Medical - Nursing Home | Kitchen and Food Preparation | Health/Medical - Nursing Home - Kitchen and Food Preparation |  | Health/Medical - Nursing Home | Health/Medical - Nursing Home - Kitchen and Food Preparation | NursingHome Kitchen | Hol | Open | 10 | 10 | 0.044992 | 0.70628 | 0.70628 | 0.70628 | 0.70628 | 0.66474 | 0.66474 | 0.66474 | 0 | 0 | 0 | 0 | 0 | 0 | 0 | 3.3207 | 3.3207 | 3.3207 | 3.3207 | 3.1254 | 3.1254 | 3.1254 | 0 | 0 | 0 | 0 | 0 | 0 | 0 | 0 | 0 | 0 | 0 | 0 | 0 | 0 | 0 | 0 | 0 | 0 | 0 | 0 | 0 | 0 | 0 | 0 | 0 | 0 | 0 | 0 | 0 | 0 | 0 | 0 | 0 | 0 | 0 | 0.90411 | 0.90411 | 0.90411 | 0.90411 | 0.85093 | 0.85093 | 0.85093 | 0 | 0 | 0 | 0 | 0 | 0 | 0 | 3.9254 | 3.9254 | 3.9254 | 3.9254 | 3.6945 | 3.6945 | 3.6945 | 0 | 0 | 0 | 0 | 0 | 0 | 0 | 0 | 0 | 0 | 0 | 0 | 0 | 0 | 0 | 0 | 0 | 0 | 0 | 0 | 0 | 0 | 0 | 0 | 0 | 0 | 0 | 0 | 0 | 0 | 0 | 0 | 0 | 0 | 0 | NursingHome Kitchen ILit Hol | NursingHome Kitchen ILit all | 3782 | 10 | 67.5 | NursingHome Kitchen ILit2 Hol | NursingHome Kitchen ILit2 Hol | NursingHome Kitchen ILit2 All | 3866 | 12.5 | 60 | 3782 | 10.45 | 0.675 | 0.1 | 0.1 | 0.1 | 0.1 | 0.1 | 0.1 | 0.1 | 0.675 | 0.675 | 0.675 | 0.675 | 0.675 | 0.675 | 0.675 | 0.675 | 0.675 | 0.675 | 0.675 | 0.675 | 0.675 | 0.675 | 0.1 | 0.1 | 0.1 | 9.65 | 0.6 | 0.125 | 0.125 | 0.125 | 0.125 | 0.125 | 0.125 | 0.125 | 0.6 | 0.6 | 0.6 | 0.6 | 0.6 | 0.6 | 0.6 | 0.6 | 0.6 | 0.6 | 0.6 | 0.6 | 0.6 | 0.6 | 0.125 | 0.125 | 0.125 | 0 | 0 | 0 | 0 | 0 | 0 | 0 | 1 | 1 | 1 | 1 | 1 | 1 | 1 | 1 | 1 | 1 | 1 | 1 | 1 | 1 | 0 | 0 | 0 | 0 | 0 | 0 | 0 | 0 | 0 | 0 | 1 | 1 | 1 | 1 | 1 | 1 | 1 | 1 | 1 | 1 | 1 | 1 | 1 | 1 | 0 | 0 | 0 | 16 | 0.66337 | 0.20792 | 0.079208 | 0.049505 | 0.76136 | 0 | 0 | 0 | 0 | 0 | 0 | 0 | 0 |  | 0.091015 | 0.091015 | 0.090344 | 0.090344 | 0.090285 | 0.089011 | 0.089011 | Health/Medical - Nursing Home - Kitchen and Food Preparation - Hol | 14 | 25 | 19 | 104.5 | 0 | 0 | 0 | 104.5 | 0 | 0 | 0 | 10.45 | 0 | 0 | 0 | 0 | 0 | 0 | 0 | 0 | 0 | 0 | 0 | 0 | 0 | 0 | 0 | 0 | 0 | 0 | 0 | 0 | 0 | 0 | 0 | 0 | 0 |  | 1.25 | 95.25 | 0 | 0 | 1.25 | 95.25 | 0 | 0 | 0.125 | 9.525 | 0 | 0 | 0 | 0 | 0 | 0 | 0 | 0 | 0 | 0 | 0 | 0 | 0 | 0 | 0 | 0 | 0 | 0 | 0 | 0 | 0 | 0 | 0 | 0 | 1 | 1 | 1 | 1
816 | 8 | 16 | 8 | 4 |  |  | Health/Medical - Nursing Home - Kitchen and Food Preparation | Health/Medical - Nursing Home - Kitchen and Food Preparation | Health/Medical - Nursing Home | Kitchen and Food Preparation | Health/Medical - Nursing Home - Kitchen and Food Preparation |  | Health/Medical - Nursing Home | Health/Medical - Nursing Home - Kitchen and Food Preparation | NursingHome Kitchen | all | Open | 251 | 251 | 0.044992 | 0.70628 | 0.70628 | 0.70628 | 0.70628 | 0.66474 | 0.66474 | 0.66474 | 0.031777 | 0.031777 | 0.031777 | 0.031777 | 0.029908 | 0.029908 | 0.029908 | 83.3495 | 83.3495 | 83.3495 | 83.3495 | 78.4466 | 78.4466 | 78.4466 | 0.021449 | 0.021449 | 0.021449 | 0.021449 | 0.020188 | 0.020188 | 0.020188 | 3814.25 | 3814.25 | 3814.25 | 3814.25 | 3814.25 | 3814.25 | 3814.25 | 0 | 0 | 0 | 0 | 0 | 0 | 0 | 0.675 | 0.675 | 0.675 | 0.675 | 0.675 | 0.675 | 0.675 | 0 | 0 | 0 | 0 | 0 | 0 | 0 | 0.90411 | 0.90411 | 0.90411 | 0.90411 | 0.85093 | 0.85093 | 0.85093 | 0.040678 | 0.040678 | 0.040678 | 0.040678 | 0.038285 | 0.038285 | 0.038285 | 98.5277 | 98.5277 | 98.5277 | 98.5277 | 92.7319 | 92.7319 | 92.7319 | 0.024407 | 0.024407 | 0.024407 | 0.024407 | 0.022971 | 0.022971 | 0.022971 | 3522.25 | 3522.25 | 3522.25 | 3522.25 | 3522.25 | 3522.25 | 3522.25 | 0 | 0 | 0 | 0 | 0 | 0 | 0 | 0.6 | 0.6 | 0.6 | 0.6 | 0.6 | 0.6 | 0.6 | 0 | 0 | 0 | 0 | 0 | 0 | 0 | NursingHome Kitchen ILit all | NursingHome Kitchen ILit all | 3781 | 10 | 67.5 | NursingHome Kitchen ILit2 all | NursingHome Kitchen ILit2 all | NursingHome Kitchen ILit2 All | 3865 | 12.5 | 60 | 3781 | 10.45 | 0.675 | 0.1 | 0.1 | 0.1 | 0.1 | 0.1 | 0.1 | 0.1 | 0.675 | 0.675 | 0.675 | 0.675 | 0.675 | 0.675 | 0.675 | 0.675 | 0.675 | 0.675 | 0.675 | 0.675 | 0.675 | 0.675 | 0.1 | 0.1 | 0.1 | 9.65 | 0.6 | 0.125 | 0.125 | 0.125 | 0.125 | 0.125 | 0.125 | 0.125 | 0.6 | 0.6 | 0.6 | 0.6 | 0.6 | 0.6 | 0.6 | 0.6 | 0.6 | 0.6 | 0.6 | 0.6 | 0.6 | 0.6 | 0.125 | 0.125 | 0.125 | 0 | 0 | 0 | 0 | 0 | 0 | 0 | 1 | 1 | 1 | 1 | 1 | 1 | 1 | 1 | 1 | 1 | 1 | 1 | 1 | 1 | 0 | 0 | 0 | 0 | 0 | 0 | 0 | 0 | 0 | 0 | 1 | 1 | 1 | 1 | 1 | 1 | 1 | 1 | 1 | 1 | 1 | 1 | 1 | 1 | 0 | 0 | 0 | 16 | 0.66337 | 0.20792 | 0.079208 | 0.049505 | 0.76136 | 0.10418 | 0.0033106 | 0.0033106 | 0.0033106 | 0.0033106 | 0.0031159 | 0.0031159 | 0.0031159 |  | 0.091015 | 0.091015 | 0.090344 | 0.090344 | 0.090285 | 0.089011 | 0.089011 | Health/Medical - Nursing Home - Kitchen and Food Preparation - all | 16 | 25 | 19 | 2622.95 | 0 | 2622.95 | 0 | 0 | 0 | 10.45 | 0 | 0 | 0 | 0 | 0 | 0 | 0 | 0 | 0 | 0 | 0 | 0 | 0 | 0 | 0 | 0 | 0 | 0 | 0 | 0 | 0 | 0 | 0 | 0 | 0 | 0 | 0 |  | 2422.15 | 0 | 2422.15 | 0 | 0 | 0 | 9.65 | 0 | 0 | 0 | 0 | 0 | 0 | 0 | 0 | 0 | 0 | 0 | 0 | 0 | 0 | 0 | 0 | 0 | 0 | 0 | 0 | 0 | 0 | 0 | 0 | 0 | 0 | 0 | 1 | 1 | 1 | 1
817 | 8 | 17 | 5 | 1 |  |  |  |  | Health/Medical - Nursing Home | Office (General) - Admin | Health/Medical - Nursing Home - Office (General) - Admin |  | Health/Medical - Nursing Home | Health/Medical - Nursing Home - Office (General) - Admin | NursingHome Admin | Sat | Open | 52 | 52 | 0.24992 | 0.5401 | 0.5401 | 0.5401 | 0.5401 | 0.5401 | 0.43623 | 0.43623 | 0 | 0 | 0 | 0 | 0 | 0 | 0 | 72.296 | 72.296 | 72.296 | 72.296 | 72.296 | 58.3929 | 58.3929 | 0 | 0 | 0 | 0 | 0 | 0 | 0 | 0 | 0 | 0 | 0 | 0 | 0 | 0 | 0 | 0 | 0 | 0 | 0 | 0 | 0 | 0 | 0 | 0 | 0 | 0 | 0 | 0 | 0 | 0 | 0 | 0 | 0 | 0 | 0 | 0.69138 | 0.69138 | 0.69138 | 0.69138 | 0.69138 | 0.55842 | 0.55842 | 0 | 0 | 0 | 0 | 0 | 0 | 0 | 83.4935 | 83.4935 | 83.4935 | 83.4935 | 83.4935 | 67.4371 | 67.4371 | 0 | 0 | 0 | 0 | 0 | 0 | 0 | 0 | 0 | 0 | 0 | 0 | 0 | 0 | 0 | 0 | 0 | 0 | 0 | 0 | 0 | 0 | 0 | 0 | 0 | 0 | 0 | 0 | 0 | 0 | 0 | 0 | 0 | 0 | 0 | NursingHome Admin ILit Sat | NursingHome Admin ILit all | 3780 | 10 | 70 | NursingHome Admin ILit2 Sat | NursingHome Admin ILit2 Sat | NursingHome Admin ILit2 All | 3864 | 12.5 | 60 | 3780 | 10.2999 | 0.6664 | 0.1 | 0.1 | 0.1 | 0.1 | 0.1 | 0.1 | 0.1 | 0.7 | 0.7 | 0.7 | 0.7 | 0.7 | 0.7 | 0.7 | 0.7 | 0.7 | 0.7 | 0.7 | 0.7 | 0.7 | 0.7 | 0.1 | 0.1 | 0.1 | 9.2924 | 0.5712 | 0.125 | 0.125 | 0.125 | 0.125 | 0.125 | 0.125 | 0.125 | 0.6 | 0.6 | 0.6 | 0.6 | 0.6 | 0.6 | 0.6 | 0.6 | 0.6 | 0.6 | 0.6 | 0.6 | 0.6 | 0.6 | 0.125 | 0.125 | 0.125 | 0 | 0 | 0 | 0 | 0 | 0 | 0 | 1 | 1 | 1 | 1 | 1 | 1 | 1 | 1 | 1 | 1 | 1 | 1 | 1 | 1 | 0 | 0 | 0 | 0 | 0 | 0 | 0 | 0 | 0 | 0 | 1 | 1 | 1 | 1 | 1 | 1 | 1 | 1 | 1 | 1 | 1 | 1 | 1 | 1 | 0 | 0 | 0 | 16 | 0.66337 | 0.20792 | 0.079208 | 0.049505 | 0.76136 | 0 | 0 | 0 | 0 | 0 | 0 | 0 | 0 |  | 0.091015 | 0.091015 | 0.090344 | 0.090344 | 0.090285 | 0.089011 | 0.089011 | Health/Medical - Nursing Home - Office (General) - Admin - Sat | 10 | 25 | 19 | 535.596 | 0 | 0 | 0 | 535.596 | 0 | 0 | 0 | 10.2999 | 0 | 0 | 0 | 0 | 0 | 0 | 0 | 0 | 0 | 0 | 0 | 0 | 0 | 0 | 0 | 0 | 0 | 0 | 0 | 0 | 0 | 0 | 0 | 0 | 0 |  | 6.5 | 476.7053 | 0 | 0 | 6.5 | 476.7053 | 0 | 0 | 0.125 | 9.1674 | 0 | 0 | 0 | 0 | 0 | 0 | 0 | 0 | 0 | 0 | 0 | 0 | 0 | 0 | 0 | 0 | 0 | 0 | 0 | 0 | 0 | 0 | 0 | 0 | 0.9537 | 0.952 | 0.96294 | 0.952
818 | 8 | 18 | 6 | 2 |  |  |  |  | Health/Medical - Nursing Home | Office (General) - Admin | Health/Medical - Nursing Home - Office (General) - Admin |  | Health/Medical - Nursing Home | Health/Medical - Nursing Home - Office (General) - Admin | NursingHome Admin | Sun | Open | 52 | 52 | 0.24992 | 0.5401 | 0.5401 | 0.5401 | 0.5401 | 0.5401 | 0.43623 | 0.43623 | 0 | 0 | 0 | 0 | 0 | 0 | 0 | 72.296 | 72.296 | 72.296 | 72.296 | 72.296 | 58.3929 | 58.3929 | 0 | 0 | 0 | 0 | 0 | 0 | 0 | 0 | 0 | 0 | 0 | 0 | 0 | 0 | 0 | 0 | 0 | 0 | 0 | 0 | 0 | 0 | 0 | 0 | 0 | 0 | 0 | 0 | 0 | 0 | 0 | 0 | 0 | 0 | 0 | 0.69138 | 0.69138 | 0.69138 | 0.69138 | 0.69138 | 0.55842 | 0.55842 | 0 | 0 | 0 | 0 | 0 | 0 | 0 | 83.4935 | 83.4935 | 83.4935 | 83.4935 | 83.4935 | 67.4371 | 67.4371 | 0 | 0 | 0 | 0 | 0 | 0 | 0 | 0 | 0 | 0 | 0 | 0 | 0 | 0 | 0 | 0 | 0 | 0 | 0 | 0 | 0 | 0 | 0 | 0 | 0 | 0 | 0 | 0 | 0 | 0 | 0 | 0 | 0 | 0 | 0 | NursingHome Admin ILit Sun | NursingHome Admin ILit all | 3780 | 10 | 70 | NursingHome Admin ILit2 Sun | NursingHome Admin ILit2 Sun | NursingHome Admin ILit2 All | 3864 | 12.5 | 60 | 3780 | 10.2999 | 0.6664 | 0.1 | 0.1 | 0.1 | 0.1 | 0.1 | 0.1 | 0.1 | 0.7 | 0.7 | 0.7 | 0.7 | 0.7 | 0.7 | 0.7 | 0.7 | 0.7 | 0.7 | 0.7 | 0.7 | 0.7 | 0.7 | 0.1 | 0.1 | 0.1 | 9.2924 | 0.5712 | 0.125 | 0.125 | 0.125 | 0.125 | 0.125 | 0.125 | 0.125 | 0.6 | 0.6 | 0.6 | 0.6 | 0.6 | 0.6 | 0.6 | 0.6 | 0.6 | 0.6 | 0.6 | 0.6 | 0.6 | 0.6 | 0.125 | 0.125 | 0.125 | 0 | 0 | 0 | 0 | 0 | 0 | 0 | 1 | 1 | 1 | 1 | 1 | 1 | 1 | 1 | 1 | 1 | 1 | 1 | 1 | 1 | 0 | 0 | 0 | 0 | 0 | 0 | 0 | 0 | 0 | 0 | 1 | 1 | 1 | 1 | 1 | 1 | 1 | 1 | 1 | 1 | 1 | 1 | 1 | 1 | 0 | 0 | 0 | 16 | 0.66337 | 0.20792 | 0.079208 | 0.049505 | 0.76136 | 0 | 0 | 0 | 0 | 0 | 0 | 0 | 0 |  | 0.091015 | 0.091015 | 0.090344 | 0.090344 | 0.090285 | 0.089011 | 0.089011 | Health/Medical - Nursing Home - Office (General) - Admin - Sun | 12 | 25 | 19 | 535.596 | 0 | 0 | 0 | 535.596 | 0 | 0 | 0 | 10.2999 | 0 | 0 | 0 | 0 | 0 | 0 | 0 | 0 | 0 | 0 | 0 | 0 | 0 | 0 | 0 | 0 | 0 | 0 | 0 | 0 | 0 | 0 | 0 | 0 | 0 |  | 6.5 | 476.7053 | 0 | 0 | 6.5 | 476.7053 | 0 | 0 | 0.125 | 9.1674 | 0 | 0 | 0 | 0 | 0 | 0 | 0 | 0 | 0 | 0 | 0 | 0 | 0 | 0 | 0 | 0 | 0 | 0 | 0 | 0 | 0 | 0 | 0 | 0 | 0.9537 | 0.952 | 0.96294 | 0.952
819 | 8 | 19 | 7 | 3 |  |  |  |  | Health/Medical - Nursing Home | Office (General) - Admin | Health/Medical - Nursing Home - Office (General) - Admin |  | Health/Medical - Nursing Home | Health/Medical - Nursing Home - Office (General) - Admin | NursingHome Admin | Hol | Open | 10 | 10 | 0.24992 | 0.5401 | 0.5401 | 0.5401 | 0.5401 | 0.5401 | 0.43623 | 0.43623 | 0 | 0 | 0 | 0 | 0 | 0 | 0 | 13.9031 | 13.9031 | 13.9031 | 13.9031 | 13.9031 | 11.2294 | 11.2294 | 0 | 0 | 0 | 0 | 0 | 0 | 0 | 0 | 0 | 0 | 0 | 0 | 0 | 0 | 0 | 0 | 0 | 0 | 0 | 0 | 0 | 0 | 0 | 0 | 0 | 0 | 0 | 0 | 0 | 0 | 0 | 0 | 0 | 0 | 0 | 0.69138 | 0.69138 | 0.69138 | 0.69138 | 0.69138 | 0.55842 | 0.55842 | 0 | 0 | 0 | 0 | 0 | 0 | 0 | 16.0564 | 16.0564 | 16.0564 | 16.0564 | 16.0564 | 12.9687 | 12.9687 | 0 | 0 | 0 | 0 | 0 | 0 | 0 | 0 | 0 | 0 | 0 | 0 | 0 | 0 | 0 | 0 | 0 | 0 | 0 | 0 | 0 | 0 | 0 | 0 | 0 | 0 | 0 | 0 | 0 | 0 | 0 | 0 | 0 | 0 | 0 | NursingHome Admin ILit Hol | NursingHome Admin ILit all | 3780 | 10 | 70 | NursingHome Admin ILit2 Hol | NursingHome Admin ILit2 Hol | NursingHome Admin ILit2 All | 3864 | 12.5 | 60 | 3780 | 10.2999 | 0.6664 | 0.1 | 0.1 | 0.1 | 0.1 | 0.1 | 0.1 | 0.1 | 0.7 | 0.7 | 0.7 | 0.7 | 0.7 | 0.7 | 0.7 | 0.7 | 0.7 | 0.7 | 0.7 | 0.7 | 0.7 | 0.7 | 0.1 | 0.1 | 0.1 | 9.2924 | 0.5712 | 0.125 | 0.125 | 0.125 | 0.125 | 0.125 | 0.125 | 0.125 | 0.6 | 0.6 | 0.6 | 0.6 | 0.6 | 0.6 | 0.6 | 0.6 | 0.6 | 0.6 | 0.6 | 0.6 | 0.6 | 0.6 | 0.125 | 0.125 | 0.125 | 0 | 0 | 0 | 0 | 0 | 0 | 0 | 1 | 1 | 1 | 1 | 1 | 1 | 1 | 1 | 1 | 1 | 1 | 1 | 1 | 1 | 0 | 0 | 0 | 0 | 0 | 0 | 0 | 0 | 0 | 0 | 1 | 1 | 1 | 1 | 1 | 1 | 1 | 1 | 1 | 1 | 1 | 1 | 1 | 1 | 0 | 0 | 0 | 16 | 0.66337 | 0.20792 | 0.079208 | 0.049505 | 0.76136 | 0 | 0 | 0 | 0 | 0 | 0 | 0 | 0 |  | 0.091015 | 0.091015 | 0.090344 | 0.090344 | 0.090285 | 0.089011 | 0.089011 | Health/Medical - Nursing Home - Office (General) - Admin - Hol | 14 | 25 | 19 | 102.9992 | 0 | 0 | 0 | 102.9992 | 0 | 0 | 0 | 10.2999 | 0 | 0 | 0 | 0 | 0 | 0 | 0 | 0 | 0 | 0 | 0 | 0 | 0 | 0 | 0 | 0 | 0 | 0 | 0 | 0 | 0 | 0 | 0 | 0 | 0 |  | 1.25 | 91.6741 | 0 | 0 | 1.25 | 91.6741 | 0 | 0 | 0.125 | 9.1674 | 0 | 0 | 0 | 0 | 0 | 0 | 0 | 0 | 0 | 0 | 0 | 0 | 0 | 0 | 0 | 0 | 0 | 0 | 0 | 0 | 0 | 0 | 0 | 0 | 0.9537 | 0.952 | 0.96294 | 0.952
820 | 8 | 20 | 8 | 4 |  |  | Health/Medical - Nursing Home - Office (General) - Admin | Health/Medical - Nursing Home - Office (General) - Admin | Health/Medical - Nursing Home | Office (General) - Admin | Health/Medical - Nursing Home - Office (General) - Admin |  | Health/Medical - Nursing Home | Health/Medical - Nursing Home - Office (General) - Admin | NursingHome Admin | all | Open | 251 | 251 | 0.24992 | 0.5401 | 0.5401 | 0.5401 | 0.5401 | 0.5401 | 0.43623 | 0.43623 | 0.13498 | 0.13498 | 0.13498 | 0.13498 | 0.13498 | 0.10902 | 0.10902 | 348.9674 | 348.9674 | 348.9674 | 348.9674 | 348.9674 | 281.8583 | 281.8583 | 0.089952 | 0.089952 | 0.089952 | 0.089952 | 0.089952 | 0.072654 | 0.072654 | 3759.4716 | 3759.4716 | 3759.4716 | 3759.4716 | 3759.4716 | 3759.4716 | 3759.4716 | 0 | 0 | 0 | 0 | 0 | 0 | 0 | 0.6664 | 0.6664 | 0.6664 | 0.6664 | 0.6664 | 0.6664 | 0.6664 | 0 | 0 | 0 | 0 | 0 | 0 | 0 | 0.69138 | 0.69138 | 0.69138 | 0.69138 | 0.69138 | 0.55842 | 0.55842 | 0.17279 | 0.17279 | 0.17279 | 0.17279 | 0.17279 | 0.13956 | 0.13956 | 403.0169 | 403.0169 | 403.0169 | 403.0169 | 403.0169 | 325.5136 | 325.5136 | 0.098698 | 0.098698 | 0.098698 | 0.098698 | 0.098698 | 0.079718 | 0.079718 | 3391.7297 | 3391.7297 | 3391.7297 | 3391.7297 | 3391.7297 | 3391.7297 | 3391.7297 | 0 | 0 | 0 | 0 | 0 | 0 | 0 | 0.5712 | 0.5712 | 0.5712 | 0.5712 | 0.5712 | 0.5712 | 0.5712 | 0 | 0 | 0 | 0 | 0 | 0 | 0 | NursingHome Admin ILit all | NursingHome Admin ILit all | 3779 | 10 | 70 | NursingHome Admin ILit2 all | NursingHome Admin ILit2 all | NursingHome Admin ILit2 All | 3863 | 12.5 | 60 | 3779 | 10.2999 | 0.6664 | 0.1 | 0.1 | 0.1 | 0.1 | 0.1 | 0.1 | 0.1 | 0.7 | 0.7 | 0.7 | 0.7 | 0.7 | 0.7 | 0.7 | 0.7 | 0.7 | 0.7 | 0.7 | 0.7 | 0.7 | 0.7 | 0.1 | 0.1 | 0.1 | 9.2924 | 0.5712 | 0.125 | 0.125 | 0.125 | 0.125 | 0.125 | 0.125 | 0.125 | 0.6 | 0.6 | 0.6 | 0.6 | 0.6 | 0.6 | 0.6 | 0.6 | 0.6 | 0.6 | 0.6 | 0.6 | 0.6 | 0.6 | 0.125 | 0.125 | 0.125 | 0 | 0 | 0 | 0 | 0 | 0 | 0 | 1 | 1 | 1 | 1 | 1 | 1 | 1 | 1 | 1 | 1 | 1 | 1 | 1 | 1 | 0 | 0 | 0 | 0 | 0 | 0 | 0 | 0 | 0 | 0 | 1 | 1 | 1 | 1 | 1 | 1 | 1 | 1 | 1 | 1 | 1 | 1 | 1 | 1 | 0 | 0 | 0 | 16 | 0.66337 | 0.20792 | 0.079208 | 0.049505 | 0.76136 | 0.10286 | 0.013884 | 0.013884 | 0.013884 | 0.013884 | 0.013884 | 0.011214 | 0.011214 |  | 0.091015 | 0.091015 | 0.090344 | 0.090344 | 0.090285 | 0.089011 | 0.089011 | Health/Medical - Nursing Home - Office (General) - Admin - all | 16 | 25 | 19 | 2585.2805 | 0 | 2585.2805 | 0 | 0 | 0 | 10.2999 | 0 | 0 | 0 | 0 | 0 | 0 | 0 | 0 | 0 | 0 | 0 | 0 | 0 | 0 | 0 | 0 | 0 | 0 | 0 | 0 | 0 | 0 | 0 | 0 | 0 | 0 | 0 |  | 2332.3949 | 0 | 2332.3949 | 0 | 0 | 0 | 9.2924 | 0 | 0 | 0 | 0 | 0 | 0 | 0 | 0 | 0 | 0 | 0 | 0 | 0 | 0 | 0 | 0 | 0 | 0 | 0 | 0 | 0 | 0 | 0 | 0 | 0 | 0 | 0 | 0.9537 | 0.952 | 0.96294 | 0.952
821 | 8 | 21 | 5 | 1 |  |  |  |  | Health/Medical - Nursing Home | Office (General) - Facilities | Health/Medical - Nursing Home - Office (General) - Facilities |  | Health/Medical - Nursing Home | Health/Medical - Nursing Home - Office (General) - Facilities | NursingHome Facilities | Sat | Open | 52 | 52 | 0.1 | 0.5401 | 0.5401 | 0.5401 | 0.5401 | 0.5401 | 0.43623 | 0.43623 | 0 | 0 | 0 | 0 | 0 | 0 | 0 | 28.6479 | 28.6479 | 28.6479 | 28.6479 | 28.6479 | 23.1387 | 23.1387 | 0 | 0 | 0 | 0 | 0 | 0 | 0 | 0 | 0 | 0 | 0 | 0 | 0 | 0 | 0 | 0 | 0 | 0 | 0 | 0 | 0 | 0 | 0 | 0 | 0 | 0 | 0 | 0 | 0 | 0 | 0 | 0 | 0 | 0 | 0 | 0.69138 | 0.69138 | 0.69138 | 0.69138 | 0.69138 | 0.55842 | 0.55842 | 0 | 0 | 0 | 0 | 0 | 0 | 0 | 34.1555 | 34.1555 | 34.1555 | 34.1555 | 34.1555 | 27.5871 | 27.5871 | 0 | 0 | 0 | 0 | 0 | 0 | 0 | 0 | 0 | 0 | 0 | 0 | 0 | 0 | 0 | 0 | 0 | 0 | 0 | 0 | 0 | 0 | 0 | 0 | 0 | 0 | 0 | 0 | 0 | 0 | 0 | 0 | 0 | 0 | 0 | NursingHome Facilities ILit Sat | NursingHome Facilities ILit all | 3778 | 10 | 70 | NursingHome Facilities ILit2 Sat | NursingHome Facilities ILit2 Sat | NursingHome Facilities ILit2 All | 3862 | 12.5 | 62.5 | 3778 | 10.2 | 0.7 | 0.1 | 0.1 | 0.1 | 0.1 | 0.1 | 0.1 | 0.1 | 0.1 | 0.7 | 0.7 | 0.7 | 0.7 | 0.7 | 0.7 | 0.7 | 0.7 | 0.7 | 0.7 | 0.7 | 0.7 | 0.7 | 0.1 | 0.1 | 0.1 | 9.5 | 0.625 | 0.125 | 0.125 | 0.125 | 0.125 | 0.125 | 0.125 | 0.125 | 0.125 | 0.625 | 0.625 | 0.625 | 0.625 | 0.625 | 0.625 | 0.625 | 0.625 | 0.625 | 0.625 | 0.625 | 0.625 | 0.625 | 0.125 | 0.125 | 0.125 | 0 | 0 | 0 | 0 | 0 | 0 | 0 | 0 | 1 | 1 | 1 | 1 | 1 | 1 | 1 | 1 | 1 | 1 | 1 | 1 | 1 | 0 | 0 | 0 | 0 | 0 | 0 | 0 | 0 | 0 | 0 | 0 | 1 | 1 | 1 | 1 | 1 | 1 | 1 | 1 | 1 | 1 | 1 | 1 | 1 | 0 | 0 | 0 | 16 | 0.66337 | 0.20792 | 0.079208 | 0.049505 | 0.76136 | 0 | 0 | 0 | 0 | 0 | 0 | 0 | 0 |  | 0.091015 | 0.091015 | 0.090344 | 0.090344 | 0.090285 | 0.089011 | 0.089011 | Health/Medical - Nursing Home - Office (General) - Facilities - Sat | 10 | 25 | 19 | 530.4 | 0 | 0 | 0 | 530.4 | 0 | 0 | 0 | 10.2 | 0 | 0 | 0 | 0 | 0 | 0 | 0 | 0 | 0 | 0 | 0 | 0 | 0 | 0 | 0 | 0 | 0 | 0 | 0 | 0 | 0 | 0 | 0 | 0 | 0 |  | 6.5 | 487.5 | 0 | 0 | 6.5 | 487.5 | 0 | 0 | 0.125 | 9.375 | 0 | 0 | 0 | 0 | 0 | 0 | 0 | 0 | 0 | 0 | 0 | 0 | 0 | 0 | 0 | 0 | 0 | 0 | 0 | 0 | 0 | 0 | 0 | 0 | 1 | 1 | 1 | 1
822 | 8 | 22 | 6 | 2 |  |  |  |  | Health/Medical - Nursing Home | Office (General) - Facilities | Health/Medical - Nursing Home - Office (General) - Facilities |  | Health/Medical - Nursing Home | Health/Medical - Nursing Home - Office (General) - Facilities | NursingHome Facilities | Sun | Open | 52 | 52 | 0.1 | 0.5401 | 0.5401 | 0.5401 | 0.5401 | 0.5401 | 0.43623 | 0.43623 | 0 | 0 | 0 | 0 | 0 | 0 | 0 | 28.6479 | 28.6479 | 28.6479 | 28.6479 | 28.6479 | 23.1387 | 23.1387 | 0 | 0 | 0 | 0 | 0 | 0 | 0 | 0 | 0 | 0 | 0 | 0 | 0 | 0 | 0 | 0 | 0 | 0 | 0 | 0 | 0 | 0 | 0 | 0 | 0 | 0 | 0 | 0 | 0 | 0 | 0 | 0 | 0 | 0 | 0 | 0.69138 | 0.69138 | 0.69138 | 0.69138 | 0.69138 | 0.55842 | 0.55842 | 0 | 0 | 0 | 0 | 0 | 0 | 0 | 34.1555 | 34.1555 | 34.1555 | 34.1555 | 34.1555 | 27.5871 | 27.5871 | 0 | 0 | 0 | 0 | 0 | 0 | 0 | 0 | 0 | 0 | 0 | 0 | 0 | 0 | 0 | 0 | 0 | 0 | 0 | 0 | 0 | 0 | 0 | 0 | 0 | 0 | 0 | 0 | 0 | 0 | 0 | 0 | 0 | 0 | 0 | NursingHome Facilities ILit Sun | NursingHome Facilities ILit all | 3778 | 10 | 70 | NursingHome Facilities ILit2 Sun | NursingHome Facilities ILit2 Sun | NursingHome Facilities ILit2 All | 3862 | 12.5 | 62.5 | 3778 | 10.2 | 0.7 | 0.1 | 0.1 | 0.1 | 0.1 | 0.1 | 0.1 | 0.1 | 0.1 | 0.7 | 0.7 | 0.7 | 0.7 | 0.7 | 0.7 | 0.7 | 0.7 | 0.7 | 0.7 | 0.7 | 0.7 | 0.7 | 0.1 | 0.1 | 0.1 | 9.5 | 0.625 | 0.125 | 0.125 | 0.125 | 0.125 | 0.125 | 0.125 | 0.125 | 0.125 | 0.625 | 0.625 | 0.625 | 0.625 | 0.625 | 0.625 | 0.625 | 0.625 | 0.625 | 0.625 | 0.625 | 0.625 | 0.625 | 0.125 | 0.125 | 0.125 | 0 | 0 | 0 | 0 | 0 | 0 | 0 | 0 | 1 | 1 | 1 | 1 | 1 | 1 | 1 | 1 | 1 | 1 | 1 | 1 | 1 | 0 | 0 | 0 | 0 | 0 | 0 | 0 | 0 | 0 | 0 | 0 | 1 | 1 | 1 | 1 | 1 | 1 | 1 | 1 | 1 | 1 | 1 | 1 | 1 | 0 | 0 | 0 | 16 | 0.66337 | 0.20792 | 0.079208 | 0.049505 | 0.76136 | 0 | 0 | 0 | 0 | 0 | 0 | 0 | 0 |  | 0.091015 | 0.091015 | 0.090344 | 0.090344 | 0.090285 | 0.089011 | 0.089011 | Health/Medical - Nursing Home - Office (General) - Facilities - Sun | 12 | 25 | 19 | 530.4 | 0 | 0 | 0 | 530.4 | 0 | 0 | 0 | 10.2 | 0 | 0 | 0 | 0 | 0 | 0 | 0 | 0 | 0 | 0 | 0 | 0 | 0 | 0 | 0 | 0 | 0 | 0 | 0 | 0 | 0 | 0 | 0 | 0 | 0 |  | 6.5 | 487.5 | 0 | 0 | 6.5 | 487.5 | 0 | 0 | 0.125 | 9.375 | 0 | 0 | 0 | 0 | 0 | 0 | 0 | 0 | 0 | 0 | 0 | 0 | 0 | 0 | 0 | 0 | 0 | 0 | 0 | 0 | 0 | 0 | 0 | 0 | 1 | 1 | 1 | 1
823 | 8 | 23 | 7 | 3 |  |  |  |  | Health/Medical - Nursing Home | Office (General) - Facilities | Health/Medical - Nursing Home - Office (General) - Facilities |  | Health/Medical - Nursing Home | Health/Medical - Nursing Home - Office (General) - Facilities | NursingHome Facilities | Hol | Open | 10 | 10 | 0.1 | 0.5401 | 0.5401 | 0.5401 | 0.5401 | 0.5401 | 0.43623 | 0.43623 | 0 | 0 | 0 | 0 | 0 | 0 | 0 | 5.5092 | 5.5092 | 5.5092 | 5.5092 | 5.5092 | 4.4497 | 4.4497 | 0 | 0 | 0 | 0 | 0 | 0 | 0 | 0 | 0 | 0 | 0 | 0 | 0 | 0 | 0 | 0 | 0 | 0 | 0 | 0 | 0 | 0 | 0 | 0 | 0 | 0 | 0 | 0 | 0 | 0 | 0 | 0 | 0 | 0 | 0 | 0.69138 | 0.69138 | 0.69138 | 0.69138 | 0.69138 | 0.55842 | 0.55842 | 0 | 0 | 0 | 0 | 0 | 0 | 0 | 6.5684 | 6.5684 | 6.5684 | 6.5684 | 6.5684 | 5.3052 | 5.3052 | 0 | 0 | 0 | 0 | 0 | 0 | 0 | 0 | 0 | 0 | 0 | 0 | 0 | 0 | 0 | 0 | 0 | 0 | 0 | 0 | 0 | 0 | 0 | 0 | 0 | 0 | 0 | 0 | 0 | 0 | 0 | 0 | 0 | 0 | 0 | NursingHome Facilities ILit Hol | NursingHome Facilities ILit all | 3778 | 10 | 70 | NursingHome Facilities ILit2 Hol | NursingHome Facilities ILit2 Hol | NursingHome Facilities ILit2 All | 3862 | 12.5 | 62.5 | 3778 | 10.2 | 0.7 | 0.1 | 0.1 | 0.1 | 0.1 | 0.1 | 0.1 | 0.1 | 0.1 | 0.7 | 0.7 | 0.7 | 0.7 | 0.7 | 0.7 | 0.7 | 0.7 | 0.7 | 0.7 | 0.7 | 0.7 | 0.7 | 0.1 | 0.1 | 0.1 | 9.5 | 0.625 | 0.125 | 0.125 | 0.125 | 0.125 | 0.125 | 0.125 | 0.125 | 0.125 | 0.625 | 0.625 | 0.625 | 0.625 | 0.625 | 0.625 | 0.625 | 0.625 | 0.625 | 0.625 | 0.625 | 0.625 | 0.625 | 0.125 | 0.125 | 0.125 | 0 | 0 | 0 | 0 | 0 | 0 | 0 | 0 | 1 | 1 | 1 | 1 | 1 | 1 | 1 | 1 | 1 | 1 | 1 | 1 | 1 | 0 | 0 | 0 | 0 | 0 | 0 | 0 | 0 | 0 | 0 | 0 | 1 | 1 | 1 | 1 | 1 | 1 | 1 | 1 | 1 | 1 | 1 | 1 | 1 | 0 | 0 | 0 | 16 | 0.66337 | 0.20792 | 0.079208 | 0.049505 | 0.76136 | 0 | 0 | 0 | 0 | 0 | 0 | 0 | 0 |  | 0.091015 | 0.091015 | 0.090344 | 0.090344 | 0.090285 | 0.089011 | 0.089011 | Health/Medical - Nursing Home - Office (General) - Facilities - Hol | 14 | 25 | 19 | 102 | 0 | 0 | 0 | 102 | 0 | 0 | 0 | 10.2 | 0 | 0 | 0 | 0 | 0 | 0 | 0 | 0 | 0 | 0 | 0 | 0 | 0 | 0 | 0 | 0 | 0 | 0 | 0 | 0 | 0 | 0 | 0 | 0 | 0 |  | 1.25 | 93.75 | 0 | 0 | 1.25 | 93.75 | 0 | 0 | 0.125 | 9.375 | 0 | 0 | 0 | 0 | 0 | 0 | 0 | 0 | 0 | 0 | 0 | 0 | 0 | 0 | 0 | 0 | 0 | 0 | 0 | 0 | 0 | 0 | 0 | 0 | 1 | 1 | 1 | 1
824 | 8 | 24 | 8 | 4 | Health/Medical - Nursing Home | Health/Medical - Nursing Home | Health/Medical - Nursing Home - Office (General) - Facilities | Health/Medical - Nursing Home - Office (General) - Facilities | Health/Medical - Nursing Home | Office (General) - Facilities | Health/Medical - Nursing Home - Office (General) - Facilities |  | Health/Medical - Nursing Home | Health/Medical - Nursing Home - Office (General) - Facilities | NursingHome Facilities | all | Open | 251 | 251 | 0.1 | 0.5401 | 0.5401 | 0.5401 | 0.5401 | 0.5401 | 0.43623 | 0.43623 | 0.054012 | 0.054012 | 0.054012 | 0.054012 | 0.054012 | 0.043625 | 0.043625 | 138.2812 | 138.2812 | 138.2812 | 138.2812 | 138.2812 | 111.6887 | 111.6887 | 0.037808 | 0.037808 | 0.037808 | 0.037808 | 0.037808 | 0.030537 | 0.030537 | 3723 | 3723 | 3723 | 3723 | 3723 | 3723 | 3723 | 4113.4774 | 4113.4774 | 4084.9472 | 4084.9472 | 4086.1046 | 4116.6645 | 4116.6645 | 0.7 | 0.7 | 0.7 | 0.7 | 0.7 | 0.7 | 0.7 | 0.66645 | 0.66645 | 0.66444 | 0.66444 | 0.66439 | 0.66334 | 0.66334 | 0.69138 | 0.69138 | 0.69138 | 0.69138 | 0.69138 | 0.55842 | 0.55842 | 0.069141 | 0.069141 | 0.069141 | 0.069141 | 0.069141 | 0.055844 | 0.055844 | 164.8658 | 164.8658 | 164.8658 | 164.8658 | 164.8658 | 133.1608 | 133.1608 | 0.043213 | 0.043213 | 0.043213 | 0.043213 | 0.043213 | 0.034903 | 0.034903 | 3467.5 | 3467.5 | 3467.5 | 3467.5 | 3467.5 | 3467.5 | 3467.5 | 3620.8966 | 3620.8966 | 3609.3443 | 3609.3443 | 3609.7167 | 3627.5176 | 3627.5176 | 0.625 | 0.625 | 0.625 | 0.625 | 0.625 | 0.625 | 0.625 | 0.55581 | 0.55581 | 0.55487 | 0.55487 | 0.55467 | 0.55178 | 0.55178 | NursingHome Facilities ILit all | NursingHome Facilities ILit all | 3777 | 10 | 70 | NursingHome Facilities ILit2 all | NursingHome Facilities ILit2 all | NursingHome Facilities ILit2 All | 3861 | 12.5 | 62.5 | 3777 | 10.2 | 0.7 | 0.1 | 0.1 | 0.1 | 0.1 | 0.1 | 0.1 | 0.1 | 0.1 | 0.7 | 0.7 | 0.7 | 0.7 | 0.7 | 0.7 | 0.7 | 0.7 | 0.7 | 0.7 | 0.7 | 0.7 | 0.7 | 0.1 | 0.1 | 0.1 | 9.5 | 0.625 | 0.125 | 0.125 | 0.125 | 0.125 | 0.125 | 0.125 | 0.125 | 0.125 | 0.625 | 0.625 | 0.625 | 0.625 | 0.625 | 0.625 | 0.625 | 0.625 | 0.625 | 0.625 | 0.625 | 0.625 | 0.625 | 0.125 | 0.125 | 0.125 | 0 | 0 | 0 | 0 | 0 | 0 | 0 | 0 | 1 | 1 | 1 | 1 | 1 | 1 | 1 | 1 | 1 | 1 | 1 | 1 | 1 | 0 | 0 | 0 | 0 | 0 | 0 | 0 | 0 | 0 | 0 | 0 | 1 | 1 | 1 | 1 | 1 | 1 | 1 | 1 | 1 | 1 | 1 | 1 | 1 | 0 | 0 | 0 | 16 | 0.66337 | 0.20792 | 0.079208 | 0.049505 | 0.76136 | 0.10804 | 0.0058355 | 0.0058355 | 0.0058355 | 0.0058355 | 0.0058355 | 0.0047133 | 0.0047133 | Health/Medical - Nursing Home | 0.091015 | 0.091015 | 0.090344 | 0.090344 | 0.090285 | 0.089011 | 0.089011 | Health/Medical - Nursing Home - Office (General) - Facilities - all | 16 | 25 | 19 | 2560.2 | 0 | 2560.2 | 0 | 0 | 0 | 10.2 | 0 | 0 | 0 | 0 | 0 | 0 | 0 | 0 | 0 | 0 | 0 | 0 | 0 | 0 | 0 | 0 | 0 | 0 | 0 | 0 | 0 | 0 | 0 | 0 | 0 | 0 | 0 |  | 2384.5 | 0 | 2384.5 | 0 | 0 | 0 | 9.5 | 0 | 0 | 0 | 0 | 0 | 0 | 0 | 0 | 0 | 0 | 0 | 0 | 0 | 0 | 0 | 0 | 0 | 0 | 0 | 0 | 0 | 0 | 0 | 0 | 0 | 0 | 0 | 1 | 1 | 1 | 1
901 | 9 | 1 | 5 | 1 |  |  |  |  | Lodging - Hotel | Bar, Cocktail Lounge | Lodging - Hotel - Bar, Cocktail Lounge |  | Lodging - Hotel | Lodging - Hotel - Bar, Cocktail Lounge | Hotel (public) Lounge | Sat | Open | 52 | 52 | 0.0049915 | 0.27063 | 0.27063 | 0.27063 | 0.27063 | 0.27063 | 0.27063 | 0.27063 | 0 | 0 | 0 | 0 | 0 | 0 | 0 | 0.38568 | 0.38568 | 0.38568 | 0.38568 | 0.38568 | 0.38568 | 0.38568 | 0 | 0 | 0 | 0 | 0 | 0 | 0 | 0 | 0 | 0 | 0 | 0 | 0 | 0 | 0 | 0 | 0 | 0 | 0 | 0 | 0 | 0 | 0 | 0 | 0 | 0 | 0 | 0 | 0 | 0 | 0 | 0 | 0 | 0 | 0 | 0.75787 | 0.75787 | 0.75787 | 0.75787 | 0.75787 | 0.75787 | 0.75787 | 0 | 0 | 0 | 0 | 0 | 0 | 0 | 1.2594 | 1.2594 | 1.2594 | 1.2594 | 1.2594 | 1.2594 | 1.2594 | 0 | 0 | 0 | 0 | 0 | 0 | 0 | 0 | 0 | 0 | 0 | 0 | 0 | 0 | 0 | 0 | 0 | 0 | 0 | 0 | 0 | 0 | 0 | 0 | 0 | 0 | 0 | 0 | 0 | 0 | 0 | 0 | 0 | 0 | 0 | Hotel (public) Lounge ILit Sat | Hotel (public) Lounge ILit all | 3791 | 6 | 45 | Hotel (public) Lounge ILit2 Sat | Hotel (public) Lounge ILit2 Sat | Hotel (public) Lounge ILit2 All | 3875 | 25 | 33.75 | 3791 | 5.4905 | 0.41123 | 0.073684 | 0.066842 | 0.06 | 0.06 | 0.066842 | 0.080526 | 0.12842 | 0.18316 | 0.24474 | 0.31316 | 0.38158 | 0.38842 | 0.41579 | 0.45 | 0.43632 | 0.41579 | 0.38158 | 0.32 | 0.24474 | 0.21737 | 0.17632 | 0.16947 | 0.11474 | 0.10105 | 6.4021 | 0.30842 | 0.25 | 0.25 | 0.25 | 0.25 | 0.25 | 0.25 | 0.25 | 0.25 | 0.25 | 0.25 | 0.28618 | 0.29132 | 0.31184 | 0.3375 | 0.32724 | 0.31184 | 0.28618 | 0.25 | 0.25 | 0.25 | 0.25 | 0.25 | 0.25 | 0.25 | 0.035088 | 0.017544 | 0 | 0 | 0.017544 | 0.052632 | 0.17544 | 0.31579 | 0.47368 | 0.64912 | 0.82456 | 0.84211 | 0.91228 | 1 | 0.96491 | 0.91228 | 0.82456 | 0.66667 | 0.47368 | 0.40351 | 0.29825 | 0.2807 | 0.14035 | 0.10526 | 0 | 0 | 0 | 0 | 0 | 0 | 0 | 0 | 0 | 0 | 0.41353 | 0.47218 | 0.70677 | 1 | 0.88271 | 0.70677 | 0.41353 | 0 | 0 | 0 | 0 | 0 | 0 | 0 | 16 | 0.66337 | 0.20792 | 0.079208 | 0.049505 | 0.76136 | 0 | 0 | 0 | 0 | 0 | 0 | 0 | 0 |  | 0.046368 | 0.046368 | 0.042985 | 0.042985 | 0.037102 | 0.036663 | 0.036663 | Lodging - Hotel - Bar, Cocktail Lounge - Sat | 10 | 6 | 22 | 248.4505 | 37.0568 | 0 | 0 | 248.4505 | 37.0568 | 0 | 0 | 4.7779 | 0.71263 | 0 | 0 | 0 | 0 | 0 | 0.080526 | 0.12842 | 0.18316 | 0.24474 | 0.31316 | 0.38158 | 0.38842 | 0.41579 | 0.45 | 0.43632 | 0.41579 | 0.38158 | 0.32 | 0.24474 | 0.21737 | 0.17632 | 0 | 0 | 0 |  | 228.9095 | 104 | 0 | 0 | 228.9095 | 104 | 0 | 0 | 4.4021 | 2 | 0 | 0 | 0 | 0 | 0 | 0.25 | 0.25 | 0.25 | 0.25 | 0.25 | 0.28618 | 0.29132 | 0.31184 | 0.3375 | 0.32724 | 0.31184 | 0.28618 | 0.25 | 0.25 | 0.25 | 0.25 | 0 | 0 | 0 | 1 | 1 | 1 | 1
902 | 9 | 2 | 6 | 2 |  |  |  |  | Lodging - Hotel | Bar, Cocktail Lounge | Lodging - Hotel - Bar, Cocktail Lounge |  | Lodging - Hotel | Lodging - Hotel - Bar, Cocktail Lounge | Hotel (public) Lounge | Sun | Open | 52 | 52 | 0.0049915 | 0.27063 | 0.27063 | 0.27063 | 0.27063 | 0.27063 | 0.27063 | 0.27063 | 0 | 0 | 0 | 0 | 0 | 0 | 0 | 0.38568 | 0.38568 | 0.38568 | 0.38568 | 0.38568 | 0.38568 | 0.38568 | 0 | 0 | 0 | 0 | 0 | 0 | 0 | 0 | 0 | 0 | 0 | 0 | 0 | 0 | 0 | 0 | 0 | 0 | 0 | 0 | 0 | 0 | 0 | 0 | 0 | 0 | 0 | 0 | 0 | 0 | 0 | 0 | 0 | 0 | 0 | 0.75787 | 0.75787 | 0.75787 | 0.75787 | 0.75787 | 0.75787 | 0.75787 | 0 | 0 | 0 | 0 | 0 | 0 | 0 | 1.2594 | 1.2594 | 1.2594 | 1.2594 | 1.2594 | 1.2594 | 1.2594 | 0 | 0 | 0 | 0 | 0 | 0 | 0 | 0 | 0 | 0 | 0 | 0 | 0 | 0 | 0 | 0 | 0 | 0 | 0 | 0 | 0 | 0 | 0 | 0 | 0 | 0 | 0 | 0 | 0 | 0 | 0 | 0 | 0 | 0 | 0 | Hotel (public) Lounge ILit Sun | Hotel (public) Lounge ILit all | 3791 | 6 | 45 | Hotel (public) Lounge ILit2 Sun | Hotel (public) Lounge ILit2 Sun | Hotel (public) Lounge ILit2 All | 3875 | 25 | 33.75 | 3791 | 5.4905 | 0.41123 | 0.073684 | 0.066842 | 0.06 | 0.06 | 0.066842 | 0.080526 | 0.12842 | 0.18316 | 0.24474 | 0.31316 | 0.38158 | 0.38842 | 0.41579 | 0.45 | 0.43632 | 0.41579 | 0.38158 | 0.32 | 0.24474 | 0.21737 | 0.17632 | 0.16947 | 0.11474 | 0.10105 | 6.4021 | 0.30842 | 0.25 | 0.25 | 0.25 | 0.25 | 0.25 | 0.25 | 0.25 | 0.25 | 0.25 | 0.25 | 0.28618 | 0.29132 | 0.31184 | 0.3375 | 0.32724 | 0.31184 | 0.28618 | 0.25 | 0.25 | 0.25 | 0.25 | 0.25 | 0.25 | 0.25 | 0.035088 | 0.017544 | 0 | 0 | 0.017544 | 0.052632 | 0.17544 | 0.31579 | 0.47368 | 0.64912 | 0.82456 | 0.84211 | 0.91228 | 1 | 0.96491 | 0.91228 | 0.82456 | 0.66667 | 0.47368 | 0.40351 | 0.29825 | 0.2807 | 0.14035 | 0.10526 | 0 | 0 | 0 | 0 | 0 | 0 | 0 | 0 | 0 | 0 | 0.41353 | 0.47218 | 0.70677 | 1 | 0.88271 | 0.70677 | 0.41353 | 0 | 0 | 0 | 0 | 0 | 0 | 0 | 16 | 0.66337 | 0.20792 | 0.079208 | 0.049505 | 0.76136 | 0 | 0 | 0 | 0 | 0 | 0 | 0 | 0 |  | 0.046368 | 0.046368 | 0.042985 | 0.042985 | 0.037102 | 0.036663 | 0.036663 | Lodging - Hotel - Bar, Cocktail Lounge - Sun | 12 | 6 | 22 | 248.4505 | 37.0568 | 0 | 0 | 248.4505 | 37.0568 | 0 | 0 | 4.7779 | 0.71263 | 0 | 0 | 0 | 0 | 0 | 0.080526 | 0.12842 | 0.18316 | 0.24474 | 0.31316 | 0.38158 | 0.38842 | 0.41579 | 0.45 | 0.43632 | 0.41579 | 0.38158 | 0.32 | 0.24474 | 0.21737 | 0.17632 | 0 | 0 | 0 |  | 228.9095 | 104 | 0 | 0 | 228.9095 | 104 | 0 | 0 | 4.4021 | 2 | 0 | 0 | 0 | 0 | 0 | 0.25 | 0.25 | 0.25 | 0.25 | 0.25 | 0.28618 | 0.29132 | 0.31184 | 0.3375 | 0.32724 | 0.31184 | 0.28618 | 0.25 | 0.25 | 0.25 | 0.25 | 0 | 0 | 0 | 1 | 1 | 1 | 1
903 | 9 | 3 | 7 | 3 |  |  |  |  | Lodging - Hotel | Bar, Cocktail Lounge | Lodging - Hotel - Bar, Cocktail Lounge |  | Lodging - Hotel | Lodging - Hotel - Bar, Cocktail Lounge | Hotel (public) Lounge | Hol | Open | 10 | 10 | 0.0049915 | 0.27063 | 0.27063 | 0.27063 | 0.27063 | 0.27063 | 0.27063 | 0.27063 | 0 | 0 | 0 | 0 | 0 | 0 | 0 | 0.074169 | 0.074169 | 0.074169 | 0.074169 | 0.074169 | 0.074169 | 0.074169 | 0 | 0 | 0 | 0 | 0 | 0 | 0 | 0 | 0 | 0 | 0 | 0 | 0 | 0 | 0 | 0 | 0 | 0 | 0 | 0 | 0 | 0 | 0 | 0 | 0 | 0 | 0 | 0 | 0 | 0 | 0 | 0 | 0 | 0 | 0 | 0.75787 | 0.75787 | 0.75787 | 0.75787 | 0.75787 | 0.75787 | 0.75787 | 0 | 0 | 0 | 0 | 0 | 0 | 0 | 0.24219 | 0.24219 | 0.24219 | 0.24219 | 0.24219 | 0.24219 | 0.24219 | 0 | 0 | 0 | 0 | 0 | 0 | 0 | 0 | 0 | 0 | 0 | 0 | 0 | 0 | 0 | 0 | 0 | 0 | 0 | 0 | 0 | 0 | 0 | 0 | 0 | 0 | 0 | 0 | 0 | 0 | 0 | 0 | 0 | 0 | 0 | Hotel (public) Lounge ILit Hol | Hotel (public) Lounge ILit all | 3791 | 6 | 45 | Hotel (public) Lounge ILit2 Hol | Hotel (public) Lounge ILit2 Hol | Hotel (public) Lounge ILit2 All | 3875 | 25 | 33.75 | 3791 | 5.4905 | 0.41123 | 0.073684 | 0.066842 | 0.06 | 0.06 | 0.066842 | 0.080526 | 0.12842 | 0.18316 | 0.24474 | 0.31316 | 0.38158 | 0.38842 | 0.41579 | 0.45 | 0.43632 | 0.41579 | 0.38158 | 0.32 | 0.24474 | 0.21737 | 0.17632 | 0.16947 | 0.11474 | 0.10105 | 6.4021 | 0.30842 | 0.25 | 0.25 | 0.25 | 0.25 | 0.25 | 0.25 | 0.25 | 0.25 | 0.25 | 0.25 | 0.28618 | 0.29132 | 0.31184 | 0.3375 | 0.32724 | 0.31184 | 0.28618 | 0.25 | 0.25 | 0.25 | 0.25 | 0.25 | 0.25 | 0.25 | 0.035088 | 0.017544 | 0 | 0 | 0.017544 | 0.052632 | 0.17544 | 0.31579 | 0.47368 | 0.64912 | 0.82456 | 0.84211 | 0.91228 | 1 | 0.96491 | 0.91228 | 0.82456 | 0.66667 | 0.47368 | 0.40351 | 0.29825 | 0.2807 | 0.14035 | 0.10526 | 0 | 0 | 0 | 0 | 0 | 0 | 0 | 0 | 0 | 0 | 0.41353 | 0.47218 | 0.70677 | 1 | 0.88271 | 0.70677 | 0.41353 | 0 | 0 | 0 | 0 | 0 | 0 | 0 | 16 | 0.66337 | 0.20792 | 0.079208 | 0.049505 | 0.76136 | 0 | 0 | 0 | 0 | 0 | 0 | 0 | 0 |  | 0.046368 | 0.046368 | 0.042985 | 0.042985 | 0.037102 | 0.036663 | 0.036663 | Lodging - Hotel - Bar, Cocktail Lounge - Hol | 14 | 6 | 22 | 47.7789 | 7.1263 | 0 | 0 | 47.7789 | 7.1263 | 0 | 0 | 4.7779 | 0.71263 | 0 | 0 | 0 | 0 | 0 | 0.080526 | 0.12842 | 0.18316 | 0.24474 | 0.31316 | 0.38158 | 0.38842 | 0.41579 | 0.45 | 0.43632 | 0.41579 | 0.38158 | 0.32 | 0.24474 | 0.21737 | 0.17632 | 0 | 0 | 0 |  | 44.0211 | 20 | 0 | 0 | 44.0211 | 20 | 0 | 0 | 4.4021 | 2 | 0 | 0 | 0 | 0 | 0 | 0.25 | 0.25 | 0.25 | 0.25 | 0.25 | 0.28618 | 0.29132 | 0.31184 | 0.3375 | 0.32724 | 0.31184 | 0.28618 | 0.25 | 0.25 | 0.25 | 0.25 | 0 | 0 | 0 | 1 | 1 | 1 | 1
904 | 9 | 4 | 8 | 4 |  |  | Lodging - Hotel - Bar, Cocktail Lounge | Lodging - Hotel - Bar, Cocktail Lounge | Lodging - Hotel | Bar, Cocktail Lounge | Lodging - Hotel - Bar, Cocktail Lounge |  | Lodging - Hotel | Lodging - Hotel - Bar, Cocktail Lounge | Hotel (public) Lounge | all | Open | 251 | 251 | 0.0049915 | 0.27063 | 0.27063 | 0.27063 | 0.27063 | 0.27063 | 0.27063 | 0.27063 | 0.0013509 | 0.0013509 | 0.0013509 | 0.0013509 | 0.0013509 | 0.0013509 | 0.0013509 | 3.8618 | 3.8618 | 3.8618 | 3.8618 | 3.8618 | 3.8618 | 3.8618 | 0.001115 | 0.001115 | 0.001115 | 0.001115 | 0.001115 | 0.001115 | 0.001115 | 3484.6779 | 3484.6779 | 3484.6779 | 3484.6779 | 3484.6779 | 3484.6779 | 3484.6779 | 0 | 0 | 0 | 0 | 0 | 0 | 0 | 0.82544 | 0.82544 | 0.82544 | 0.82544 | 0.82544 | 0.82544 | 0.82544 | 0 | 0 | 0 | 0 | 0 | 0 | 0 | 0.75787 | 0.75787 | 0.75787 | 0.75787 | 0.75787 | 0.75787 | 0.75787 | 0.0037829 | 0.0037829 | 0.0037829 | 0.0037829 | 0.0037829 | 0.0037829 | 0.0037829 | 8.9954 | 8.9954 | 8.9954 | 8.9954 | 8.9954 | 8.9954 | 8.9954 | 0.0023419 | 0.0023419 | 0.0023419 | 0.0023419 | 0.0023419 | 0.0023419 | 0.0023419 | 3107.7347 | 3107.7347 | 3107.7347 | 3107.7347 | 3107.7347 | 3107.7347 | 3107.7347 | 0 | 0 | 0 | 0 | 0 | 0 | 0 | 0.61908 | 0.61908 | 0.61908 | 0.61908 | 0.61908 | 0.61908 | 0.61908 | 0 | 0 | 0 | 0 | 0 | 0 | 0 | Hotel (public) Lounge ILit all | Hotel (public) Lounge ILit all | 3790 | 15 | 90 | Hotel (public) Lounge ILit2 all | Hotel (public) Lounge ILit2 all | Hotel (public) Lounge ILit2 All | 3874 | 25 | 67.5 | 3790 | 11.3895 | 0.82544 | 0.17632 | 0.16316 | 0.15 | 0.15 | 0.16316 | 0.18947 | 0.28158 | 0.38684 | 0.50526 | 0.63684 | 0.76842 | 0.78158 | 0.83421 | 0.9 | 0.87368 | 0.83421 | 0.76842 | 0.65 | 0.50526 | 0.45263 | 0.37368 | 0.36053 | 0.25526 | 0.22895 | 9.4737 | 0.61908 | 0.25 | 0.25 | 0.25 | 0.25 | 0.25 | 0.25 | 0.25 | 0.29013 | 0.37895 | 0.47763 | 0.57632 | 0.58618 | 0.62566 | 0.675 | 0.65526 | 0.62566 | 0.57632 | 0.4875 | 0.37895 | 0.33947 | 0.28026 | 0.27039 | 0.25 | 0.25 | 0.035088 | 0.017544 | 0 | 0 | 0.017544 | 0.052632 | 0.17544 | 0.31579 | 0.47368 | 0.64912 | 0.82456 | 0.84211 | 0.91228 | 1 | 0.96491 | 0.91228 | 0.82456 | 0.66667 | 0.47368 | 0.40351 | 0.29825 | 0.2807 | 0.14035 | 0.10526 | 0 | 0 | 0 | 0 | 0 | 0 | 0 | 0.094427 | 0.30341 | 0.5356 | 0.7678 | 0.79102 | 0.8839 | 1 | 0.95356 | 0.8839 | 0.7678 | 0.55882 | 0.30341 | 0.21053 | 0.071207 | 0.047988 | 0 | 0 | 16 | 0.66337 | 0.20792 | 0.079208 | 0.049505 | 0.76136 | 0.12485 | 0.00016866 | 0.00016866 | 0.00016866 | 0.00016866 | 0.00016866 | 0.00016866 | 0.00016866 |  | 0.046368 | 0.046368 | 0.042985 | 0.042985 | 0.037102 | 0.036663 | 0.036663 | Lodging - Hotel - Bar, Cocktail Lounge - all | 16 | 6 | 22 | 2445.2684 | 413.4895 | 2445.2684 | 413.4895 | 0 | 0 | 9.7421 | 1.6474 | 0 | 0 | 0 | 0 | 0 | 0 | 0 | 0.18947 | 0.28158 | 0.38684 | 0.50526 | 0.63684 | 0.76842 | 0.78158 | 0.83421 | 0.9 | 0.87368 | 0.83421 | 0.76842 | 0.65 | 0.50526 | 0.45263 | 0.37368 | 0 | 0 | 0 |  | 1870.7757 | 507.1191 | 1870.7757 | 507.1191 | 0 | 0 | 7.4533 | 2.0204 | 0 | 0 | 0 | 0 | 0 | 0 | 0 | 0.25 | 0.25 | 0.29013 | 0.37895 | 0.47763 | 0.57632 | 0.58618 | 0.62566 | 0.675 | 0.65526 | 0.62566 | 0.57632 | 0.4875 | 0.37895 | 0.33947 | 0.28026 | 0 | 0 | 0 | 1 | 1 | 1 | 1
905 | 9 | 5 | 5 | 1 |  |  |  |  | Lodging - Hotel | Corridor | Lodging - Hotel - Corridor |  | Lodging - Hotel | Lodging - Hotel - Corridor | Hotel (public) Corridor | Sat | Open | 52 | 52 | 0.1011 | 0.19682 | 0.19682 | 0.14762 | 0.14762 | 0.14762 | 0.14762 | 0.14762 | 0 | 0 | 0 | 0 | 0 | 0 | 0 | 20.9702 | 20.9702 | 15.7276 | 15.7276 | 15.7276 | 15.7276 | 15.7276 | 0 | 0 | 0 | 0 | 0 | 0 | 0 | 0 | 0 | 0 | 0 | 0 | 0 | 0 | 0 | 0 | 0 | 0 | 0 | 0 | 0 | 0 | 0 | 0 | 0 | 0 | 0 | 0 | 0 | 0 | 0 | 0 | 0 | 0 | 0 | 0.55118 | 0.55118 | 0.41338 | 0.41338 | 0.41338 | 0.41338 | 0.41338 | 0 | 0 | 0 | 0 | 0 | 0 | 0 | 44.1784 | 44.1784 | 33.1338 | 33.1338 | 33.1338 | 33.1338 | 33.1338 | 0 | 0 | 0 | 0 | 0 | 0 | 0 | 0 | 0 | 0 | 0 | 0 | 0 | 0 | 0 | 0 | 0 | 0 | 0 | 0 | 0 | 0 | 0 | 0 | 0 | 0 | 0 | 0 | 0 | 0 | 0 | 0 | 0 | 0 | 0 | Hotel (public) Corridor ILit Sat | Hotel (public) Corridor ILit all | 2 | 90 | 90 | Hotel (public) Corridor ILit2 Sat | Hotel (public) Corridor ILit Sat | Hotel (public) Corridor ILit all | 2 | 67.5 | 67.5 | 2 | 20.2665 | 0.8424 | 0.9 | 0.9 | 0.9 | 0.9 | 0.9 | 0.9 | 0.9 | 0.9 | 0.9 | 0.9 | 0.9 | 0.9 | 0.9 | 0.9 | 0.9 | 0.9 | 0.9 | 0.9 | 0.9 | 0.9 | 0.9 | 0.9 | 0.9 | 0.9 | 15.2464 | 0.6318 | 0.675 | 0.675 | 0.675 | 0.675 | 0.675 | 0.675 | 0.675 | 0.675 | 0.675 | 0.675 | 0.675 | 0.675 | 0.675 | 0.675 | 0.675 | 0.675 | 0.675 | 0.675 | 0.675 | 0.675 | 0.675 | 0.675 | 0.675 | 0.675 | 0 | 0 | 0 | 0 | 0 | 0 | 0 | 0 | 0 | 0 | 0 | 0 | 0 | 0 | 0 | 0 | 0 | 0 | 0 | 0 | 0 | 0 | 0 | 0 | 0 | 0 | 0 | 0 | 0 | 0 | 0 | 0 | 0 | 0 | 0 | 0 | 0 | 0 | 0 | 0 | 0 | 0 | 0 | 0 | 0 | 0 | 0 | 0 | 16 | 0.66337 | 0.20792 | 0.079208 | 0.049505 | 0.76136 | 0 | 0 | 0 | 0 | 0 | 0 | 0 | 0 |  | 0.046368 | 0.046368 | 0.042985 | 0.042985 | 0.037102 | 0.036663 | 0.036663 | Lodging - Hotel - Corridor - Sat | 10 | 25 | 16 | 1053.8559 | 0 | 0 | 0 | 1053.8559 | 0 | 0 | 0 | 20.2665 | 0 | 0 | 0 | 0 | 0 | 0 | 0 | 0 | 0 | 0 | 0 | 0 | 0 | 0 | 0 | 0 | 0 | 0 | 0 | 0 | 0 | 0 | 0 | 0 | 0 |  | 35.1 | 757.7142 | 0 | 0 | 35.1 | 757.7142 | 0 | 0 | 0.675 | 14.5714 | 0 | 0 | 0 | 0 | 0 | 0 | 0 | 0 | 0 | 0 | 0 | 0 | 0 | 0 | 0 | 0 | 0 | 0 | 0 | 0 | 0 | 0 | 0 | 0 | 0.93826 | 0.936 | 0.94114 | 0.936
906 | 9 | 6 | 6 | 2 |  |  |  |  | Lodging - Hotel | Corridor | Lodging - Hotel - Corridor |  | Lodging - Hotel | Lodging - Hotel - Corridor | Hotel (public) Corridor | Sun | Open | 52 | 52 | 0.1011 | 0.19682 | 0.19682 | 0.14762 | 0.14762 | 0.14762 | 0.14762 | 0.14762 | 0 | 0 | 0 | 0 | 0 | 0 | 0 | 20.9702 | 20.9702 | 15.7276 | 15.7276 | 15.7276 | 15.7276 | 15.7276 | 0 | 0 | 0 | 0 | 0 | 0 | 0 | 0 | 0 | 0 | 0 | 0 | 0 | 0 | 0 | 0 | 0 | 0 | 0 | 0 | 0 | 0 | 0 | 0 | 0 | 0 | 0 | 0 | 0 | 0 | 0 | 0 | 0 | 0 | 0 | 0.55118 | 0.55118 | 0.41338 | 0.41338 | 0.41338 | 0.41338 | 0.41338 | 0 | 0 | 0 | 0 | 0 | 0 | 0 | 44.1784 | 44.1784 | 33.1338 | 33.1338 | 33.1338 | 33.1338 | 33.1338 | 0 | 0 | 0 | 0 | 0 | 0 | 0 | 0 | 0 | 0 | 0 | 0 | 0 | 0 | 0 | 0 | 0 | 0 | 0 | 0 | 0 | 0 | 0 | 0 | 0 | 0 | 0 | 0 | 0 | 0 | 0 | 0 | 0 | 0 | 0 | Hotel (public) Corridor ILit Sun | Hotel (public) Corridor ILit all | 2 | 90 | 90 | Hotel (public) Corridor ILit2 Sun | Hotel (public) Corridor ILit Sun | Hotel (public) Corridor ILit all | 2 | 67.5 | 67.5 | 2 | 20.2665 | 0.8424 | 0.9 | 0.9 | 0.9 | 0.9 | 0.9 | 0.9 | 0.9 | 0.9 | 0.9 | 0.9 | 0.9 | 0.9 | 0.9 | 0.9 | 0.9 | 0.9 | 0.9 | 0.9 | 0.9 | 0.9 | 0.9 | 0.9 | 0.9 | 0.9 | 15.2464 | 0.6318 | 0.675 | 0.675 | 0.675 | 0.675 | 0.675 | 0.675 | 0.675 | 0.675 | 0.675 | 0.675 | 0.675 | 0.675 | 0.675 | 0.675 | 0.675 | 0.675 | 0.675 | 0.675 | 0.675 | 0.675 | 0.675 | 0.675 | 0.675 | 0.675 | 0 | 0 | 0 | 0 | 0 | 0 | 0 | 0 | 0 | 0 | 0 | 0 | 0 | 0 | 0 | 0 | 0 | 0 | 0 | 0 | 0 | 0 | 0 | 0 | 0 | 0 | 0 | 0 | 0 | 0 | 0 | 0 | 0 | 0 | 0 | 0 | 0 | 0 | 0 | 0 | 0 | 0 | 0 | 0 | 0 | 0 | 0 | 0 | 16 | 0.66337 | 0.20792 | 0.079208 | 0.049505 | 0.76136 | 0 | 0 | 0 | 0 | 0 | 0 | 0 | 0 |  | 0.046368 | 0.046368 | 0.042985 | 0.042985 | 0.037102 | 0.036663 | 0.036663 | Lodging - Hotel - Corridor - Sun | 12 | 25 | 16 | 1053.8559 | 0 | 0 | 0 | 1053.8559 | 0 | 0 | 0 | 20.2665 | 0 | 0 | 0 | 0 | 0 | 0 | 0 | 0 | 0 | 0 | 0 | 0 | 0 | 0 | 0 | 0 | 0 | 0 | 0 | 0 | 0 | 0 | 0 | 0 | 0 |  | 35.1 | 757.7142 | 0 | 0 | 35.1 | 757.7142 | 0 | 0 | 0.675 | 14.5714 | 0 | 0 | 0 | 0 | 0 | 0 | 0 | 0 | 0 | 0 | 0 | 0 | 0 | 0 | 0 | 0 | 0 | 0 | 0 | 0 | 0 | 0 | 0 | 0 | 0.93826 | 0.936 | 0.94114 | 0.936
907 | 9 | 7 | 7 | 3 |  |  |  |  | Lodging - Hotel | Corridor | Lodging - Hotel - Corridor |  | Lodging - Hotel | Lodging - Hotel - Corridor | Hotel (public) Corridor | Hol | Open | 10 | 10 | 0.1011 | 0.19682 | 0.19682 | 0.14762 | 0.14762 | 0.14762 | 0.14762 | 0.14762 | 0 | 0 | 0 | 0 | 0 | 0 | 0 | 4.0327 | 4.0327 | 3.0245 | 3.0245 | 3.0245 | 3.0245 | 3.0245 | 0 | 0 | 0 | 0 | 0 | 0 | 0 | 0 | 0 | 0 | 0 | 0 | 0 | 0 | 0 | 0 | 0 | 0 | 0 | 0 | 0 | 0 | 0 | 0 | 0 | 0 | 0 | 0 | 0 | 0 | 0 | 0 | 0 | 0 | 0 | 0.55118 | 0.55118 | 0.41338 | 0.41338 | 0.41338 | 0.41338 | 0.41338 | 0 | 0 | 0 | 0 | 0 | 0 | 0 | 8.4959 | 8.4959 | 6.3719 | 6.3719 | 6.3719 | 6.3719 | 6.3719 | 0 | 0 | 0 | 0 | 0 | 0 | 0 | 0 | 0 | 0 | 0 | 0 | 0 | 0 | 0 | 0 | 0 | 0 | 0 | 0 | 0 | 0 | 0 | 0 | 0 | 0 | 0 | 0 | 0 | 0 | 0 | 0 | 0 | 0 | 0 | Hotel (public) Corridor ILit Hol | Hotel (public) Corridor ILit all | 2 | 90 | 90 | Hotel (public) Corridor ILit2 Hol | Hotel (public) Corridor ILit Hol | Hotel (public) Corridor ILit all | 2 | 67.5 | 67.5 | 2 | 20.2665 | 0.8424 | 0.9 | 0.9 | 0.9 | 0.9 | 0.9 | 0.9 | 0.9 | 0.9 | 0.9 | 0.9 | 0.9 | 0.9 | 0.9 | 0.9 | 0.9 | 0.9 | 0.9 | 0.9 | 0.9 | 0.9 | 0.9 | 0.9 | 0.9 | 0.9 | 15.2464 | 0.6318 | 0.675 | 0.675 | 0.675 | 0.675 | 0.675 | 0.675 | 0.675 | 0.675 | 0.675 | 0.675 | 0.675 | 0.675 | 0.675 | 0.675 | 0.675 | 0.675 | 0.675 | 0.675 | 0.675 | 0.675 | 0.675 | 0.675 | 0.675 | 0.675 | 0 | 0 | 0 | 0 | 0 | 0 | 0 | 0 | 0 | 0 | 0 | 0 | 0 | 0 | 0 | 0 | 0 | 0 | 0 | 0 | 0 | 0 | 0 | 0 | 0 | 0 | 0 | 0 | 0 | 0 | 0 | 0 | 0 | 0 | 0 | 0 | 0 | 0 | 0 | 0 | 0 | 0 | 0 | 0 | 0 | 0 | 0 | 0 | 16 | 0.66337 | 0.20792 | 0.079208 | 0.049505 | 0.76136 | 0 | 0 | 0 | 0 | 0 | 0 | 0 | 0 |  | 0.046368 | 0.046368 | 0.042985 | 0.042985 | 0.037102 | 0.036663 | 0.036663 | Lodging - Hotel - Corridor - Hol | 14 | 25 | 16 | 202.6646 | 0 | 0 | 0 | 202.6646 | 0 | 0 | 0 | 20.2665 | 0 | 0 | 0 | 0 | 0 | 0 | 0 | 0 | 0 | 0 | 0 | 0 | 0 | 0 | 0 | 0 | 0 | 0 | 0 | 0 | 0 | 0 | 0 | 0 | 0 |  | 6.75 | 145.7143 | 0 | 0 | 6.75 | 145.7143 | 0 | 0 | 0.675 | 14.5714 | 0 | 0 | 0 | 0 | 0 | 0 | 0 | 0 | 0 | 0 | 0 | 0 | 0 | 0 | 0 | 0 | 0 | 0 | 0 | 0 | 0 | 0 | 0 | 0 | 0.93826 | 0.936 | 0.94114 | 0.936
908 | 9 | 8 | 8 | 4 |  |  | Lodging - Hotel - Corridor | Lodging - Hotel - Corridor | Lodging - Hotel | Corridor | Lodging - Hotel - Corridor |  | Lodging - Hotel | Lodging - Hotel - Corridor | Hotel (public) Corridor | all | Open | 251 | 251 | 0.1011 | 0.19682 | 0.19682 | 0.14762 | 0.14762 | 0.14762 | 0.14762 | 0.14762 | 0.019899 | 0.019899 | 0.014924 | 0.014924 | 0.014924 | 0.014924 | 0.014924 | 101.2214 | 101.2214 | 75.916 | 75.916 | 75.916 | 75.916 | 75.916 | 0.016763 | 0.016763 | 0.012572 | 0.012572 | 0.012572 | 0.012572 | 0.012572 | 7397.2576 | 7397.2576 | 7397.2576 | 7397.2576 | 7397.2576 | 7397.2576 | 7397.2576 | 0 | 0 | 0 | 0 | 0 | 0 | 0 | 0.8424 | 0.8424 | 0.8424 | 0.8424 | 0.8424 | 0.8424 | 0.8424 | 0 | 0 | 0 | 0 | 0 | 0 | 0 | 0.55118 | 0.55118 | 0.41338 | 0.41338 | 0.41338 | 0.41338 | 0.41338 | 0.055724 | 0.055724 | 0.041793 | 0.041793 | 0.041793 | 0.041793 | 0.041793 | 213.2459 | 213.2459 | 159.9344 | 159.9344 | 159.9344 | 159.9344 | 159.9344 | 0.035206 | 0.035206 | 0.026405 | 0.026405 | 0.026405 | 0.026405 | 0.026405 | 5564.9459 | 5564.9459 | 5564.9459 | 5564.9459 | 5564.9459 | 5564.9459 | 5564.9459 | 0 | 0 | 0 | 0 | 0 | 0 | 0 | 0.6318 | 0.6318 | 0.6318 | 0.6318 | 0.6318 | 0.6318 | 0.6318 | 0 | 0 | 0 | 0 | 0 | 0 | 0 | Hotel (public) Corridor ILit all | Hotel (public) Corridor ILit all | 2 | 90 | 90 | Hotel (public) Corridor ILit2 all | Hotel (public) Corridor ILit all | Hotel (public) Corridor ILit all | 2 | 67.5 | 67.5 | 2 | 20.2665 | 0.8424 | 0.9 | 0.9 | 0.9 | 0.9 | 0.9 | 0.9 | 0.9 | 0.9 | 0.9 | 0.9 | 0.9 | 0.9 | 0.9 | 0.9 | 0.9 | 0.9 | 0.9 | 0.9 | 0.9 | 0.9 | 0.9 | 0.9 | 0.9 | 0.9 | 15.2464 | 0.6318 | 0.675 | 0.675 | 0.675 | 0.675 | 0.675 | 0.675 | 0.675 | 0.675 | 0.675 | 0.675 | 0.675 | 0.675 | 0.675 | 0.675 | 0.675 | 0.675 | 0.675 | 0.675 | 0.675 | 0.675 | 0.675 | 0.675 | 0.675 | 0.675 | 0 | 0 | 0 | 0 | 0 | 0 | 0 | 0 | 0 | 0 | 0 | 0 | 0 | 0 | 0 | 0 | 0 | 0 | 0 | 0 | 0 | 0 | 0 | 0 | 0 | 0 | 0 | 0 | 0 | 0 | 0 | 0 | 0 | 0 | 0 | 0 | 0 | 0 | 0 | 0 | 0 | 0 | 0 | 0 | 0 | 0 | 0 | 0 | 16 | 0.66337 | 0.20792 | 0.079208 | 0.049505 | 0.76136 | 0.13002 | 0.0025872 | 0.0025872 | 0.0019404 | 0.0019404 | 0.0019404 | 0.0019404 | 0.0019404 |  | 0.046368 | 0.046368 | 0.042985 | 0.042985 | 0.037102 | 0.036663 | 0.036663 | Lodging - Hotel - Corridor - all | 16 | 25 | 16 | 5086.8813 | 0 | 5086.8813 | 0 | 0 | 0 | 20.2665 | 0 | 0 | 0 | 0 | 0 | 0 | 0 | 0 | 0 | 0 | 0 | 0 | 0 | 0 | 0 | 0 | 0 | 0 | 0 | 0 | 0 | 0 | 0 | 0 | 0 | 0 | 0 |  | 3826.8532 | 0 | 3826.8532 | 0 | 0 | 0 | 15.2464 | 0 | 0 | 0 | 0 | 0 | 0 | 0 | 0 | 0 | 0 | 0 | 0 | 0 | 0 | 0 | 0 | 0 | 0 | 0 | 0 | 0 | 0 | 0 | 0 | 0 | 0 | 0 | 0.93826 | 0.936 | 0.94114 | 0.936
909 | 9 | 9 | 5 | 1 |  |  |  |  | Lodging - Hotel | Dining Area | Lodging - Hotel - Dining Area |  | Lodging - Hotel | Lodging - Hotel - Dining Area | Hotel (public) Restaurant | Sat | Open | 52 | 52 | 0.0039974 | 0.36904 | 0.36904 | 0.31984 | 0.31984 | 0.31984 | 0.31984 | 0.31984 | 0 | 0 | 0 | 0 | 0 | 0 | 0 | 0.42118 | 0.42118 | 0.36502 | 0.36502 | 0.36502 | 0.36502 | 0.36502 | 0 | 0 | 0 | 0 | 0 | 0 | 0 | 0 | 0 | 0 | 0 | 0 | 0 | 0 | 0 | 0 | 0 | 0 | 0 | 0 | 0 | 0 | 0 | 0 | 0 | 0 | 0 | 0 | 0 | 0 | 0 | 0 | 0 | 0 | 0 | 1.0335 | 1.0335 | 0.89567 | 0.89567 | 0.89567 | 0.89567 | 0.89567 | 0 | 0 | 0 | 0 | 0 | 0 | 0 | 1.3753 | 1.3753 | 1.1919 | 1.1919 | 1.1919 | 1.1919 | 1.1919 | 0 | 0 | 0 | 0 | 0 | 0 | 0 | 0 | 0 | 0 | 0 | 0 | 0 | 0 | 0 | 0 | 0 | 0 | 0 | 0 | 0 | 0 | 0 | 0 | 0 | 0 | 0 | 0 | 0 | 0 | 0 | 0 | 0 | 0 | 0 | Hotel (public) Restaurant ILit Sat | Hotel (public) Restaurant ILit all | 3791 | 6 | 45 | Hotel (public) Restaurant ILit2 Sat | Hotel (public) Restaurant ILit2 Sat | Hotel (public) Restaurant ILit2 All | 3875 | 25 | 33.75 | 3791 | 5.4905 | 0.41123 | 0.073684 | 0.066842 | 0.06 | 0.06 | 0.066842 | 0.080526 | 0.12842 | 0.18316 | 0.24474 | 0.31316 | 0.38158 | 0.38842 | 0.41579 | 0.45 | 0.43632 | 0.41579 | 0.38158 | 0.32 | 0.24474 | 0.21737 | 0.17632 | 0.16947 | 0.11474 | 0.10105 | 6.4021 | 0.30842 | 0.25 | 0.25 | 0.25 | 0.25 | 0.25 | 0.25 | 0.25 | 0.25 | 0.25 | 0.25 | 0.28618 | 0.29132 | 0.31184 | 0.3375 | 0.32724 | 0.31184 | 0.28618 | 0.25 | 0.25 | 0.25 | 0.25 | 0.25 | 0.25 | 0.25 | 0.035088 | 0.017544 | 0 | 0 | 0.017544 | 0.052632 | 0.17544 | 0.31579 | 0.47368 | 0.64912 | 0.82456 | 0.84211 | 0.91228 | 1 | 0.96491 | 0.91228 | 0.82456 | 0.66667 | 0.47368 | 0.40351 | 0.29825 | 0.2807 | 0.14035 | 0.10526 | 0 | 0 | 0 | 0 | 0 | 0 | 0 | 0 | 0 | 0 | 0.41353 | 0.47218 | 0.70677 | 1 | 0.88271 | 0.70677 | 0.41353 | 0 | 0 | 0 | 0 | 0 | 0 | 0 | 16 | 0.66337 | 0.20792 | 0.079208 | 0.049505 | 0.76136 | 0 | 0 | 0 | 0 | 0 | 0 | 0 | 0 |  | 0.046368 | 0.046368 | 0.042985 | 0.042985 | 0.037102 | 0.036663 | 0.036663 | Lodging - Hotel - Dining Area - Sat | 10 | 6 | 22 | 248.4505 | 37.0568 | 0 | 0 | 248.4505 | 37.0568 | 0 | 0 | 4.7779 | 0.71263 | 0 | 0 | 0 | 0 | 0 | 0.080526 | 0.12842 | 0.18316 | 0.24474 | 0.31316 | 0.38158 | 0.38842 | 0.41579 | 0.45 | 0.43632 | 0.41579 | 0.38158 | 0.32 | 0.24474 | 0.21737 | 0.17632 | 0 | 0 | 0 |  | 228.9095 | 104 | 0 | 0 | 228.9095 | 104 | 0 | 0 | 4.4021 | 2 | 0 | 0 | 0 | 0 | 0 | 0.25 | 0.25 | 0.25 | 0.25 | 0.25 | 0.28618 | 0.29132 | 0.31184 | 0.3375 | 0.32724 | 0.31184 | 0.28618 | 0.25 | 0.25 | 0.25 | 0.25 | 0 | 0 | 0 | 1 | 1 | 1 | 1
910 | 9 | 10 | 6 | 2 |  |  |  |  | Lodging - Hotel | Dining Area | Lodging - Hotel - Dining Area |  | Lodging - Hotel | Lodging - Hotel - Dining Area | Hotel (public) Restaurant | Sun | Open | 52 | 52 | 0.0039974 | 0.36904 | 0.36904 | 0.31984 | 0.31984 | 0.31984 | 0.31984 | 0.31984 | 0 | 0 | 0 | 0 | 0 | 0 | 0 | 0.42118 | 0.42118 | 0.36502 | 0.36502 | 0.36502 | 0.36502 | 0.36502 | 0 | 0 | 0 | 0 | 0 | 0 | 0 | 0 | 0 | 0 | 0 | 0 | 0 | 0 | 0 | 0 | 0 | 0 | 0 | 0 | 0 | 0 | 0 | 0 | 0 | 0 | 0 | 0 | 0 | 0 | 0 | 0 | 0 | 0 | 0 | 1.0335 | 1.0335 | 0.89567 | 0.89567 | 0.89567 | 0.89567 | 0.89567 | 0 | 0 | 0 | 0 | 0 | 0 | 0 | 1.3753 | 1.3753 | 1.1919 | 1.1919 | 1.1919 | 1.1919 | 1.1919 | 0 | 0 | 0 | 0 | 0 | 0 | 0 | 0 | 0 | 0 | 0 | 0 | 0 | 0 | 0 | 0 | 0 | 0 | 0 | 0 | 0 | 0 | 0 | 0 | 0 | 0 | 0 | 0 | 0 | 0 | 0 | 0 | 0 | 0 | 0 | Hotel (public) Restaurant ILit Sun | Hotel (public) Restaurant ILit all | 3791 | 6 | 45 | Hotel (public) Restaurant ILit2 Sun | Hotel (public) Restaurant ILit2 Sun | Hotel (public) Restaurant ILit2 All | 3875 | 25 | 33.75 | 3791 | 5.4905 | 0.41123 | 0.073684 | 0.066842 | 0.06 | 0.06 | 0.066842 | 0.080526 | 0.12842 | 0.18316 | 0.24474 | 0.31316 | 0.38158 | 0.38842 | 0.41579 | 0.45 | 0.43632 | 0.41579 | 0.38158 | 0.32 | 0.24474 | 0.21737 | 0.17632 | 0.16947 | 0.11474 | 0.10105 | 6.4021 | 0.30842 | 0.25 | 0.25 | 0.25 | 0.25 | 0.25 | 0.25 | 0.25 | 0.25 | 0.25 | 0.25 | 0.28618 | 0.29132 | 0.31184 | 0.3375 | 0.32724 | 0.31184 | 0.28618 | 0.25 | 0.25 | 0.25 | 0.25 | 0.25 | 0.25 | 0.25 | 0.035088 | 0.017544 | 0 | 0 | 0.017544 | 0.052632 | 0.17544 | 0.31579 | 0.47368 | 0.64912 | 0.82456 | 0.84211 | 0.91228 | 1 | 0.96491 | 0.91228 | 0.82456 | 0.66667 | 0.47368 | 0.40351 | 0.29825 | 0.2807 | 0.14035 | 0.10526 | 0 | 0 | 0 | 0 | 0 | 0 | 0 | 0 | 0 | 0 | 0.41353 | 0.47218 | 0.70677 | 1 | 0.88271 | 0.70677 | 0.41353 | 0 | 0 | 0 | 0 | 0 | 0 | 0 | 16 | 0.66337 | 0.20792 | 0.079208 | 0.049505 | 0.76136 | 0 | 0 | 0 | 0 | 0 | 0 | 0 | 0 |  | 0.046368 | 0.046368 | 0.042985 | 0.042985 | 0.037102 | 0.036663 | 0.036663 | Lodging - Hotel - Dining Area - Sun | 12 | 6 | 22 | 248.4505 | 37.0568 | 0 | 0 | 248.4505 | 37.0568 | 0 | 0 | 4.7779 | 0.71263 | 0 | 0 | 0 | 0 | 0 | 0.080526 | 0.12842 | 0.18316 | 0.24474 | 0.31316 | 0.38158 | 0.38842 | 0.41579 | 0.45 | 0.43632 | 0.41579 | 0.38158 | 0.32 | 0.24474 | 0.21737 | 0.17632 | 0 | 0 | 0 |  | 228.9095 | 104 | 0 | 0 | 228.9095 | 104 | 0 | 0 | 4.4021 | 2 | 0 | 0 | 0 | 0 | 0 | 0.25 | 0.25 | 0.25 | 0.25 | 0.25 | 0.28618 | 0.29132 | 0.31184 | 0.3375 | 0.32724 | 0.31184 | 0.28618 | 0.25 | 0.25 | 0.25 | 0.25 | 0 | 0 | 0 | 1 | 1 | 1 | 1
911 | 9 | 11 | 7 | 3 |  |  |  |  | Lodging - Hotel | Dining Area | Lodging - Hotel - Dining Area |  | Lodging - Hotel | Lodging - Hotel - Dining Area | Hotel (public) Restaurant | Hol | Open | 10 | 10 | 0.0039974 | 0.36904 | 0.36904 | 0.31984 | 0.31984 | 0.31984 | 0.31984 | 0.31984 | 0 | 0 | 0 | 0 | 0 | 0 | 0 | 0.080997 | 0.080997 | 0.070197 | 0.070197 | 0.070197 | 0.070197 | 0.070197 | 0 | 0 | 0 | 0 | 0 | 0 | 0 | 0 | 0 | 0 | 0 | 0 | 0 | 0 | 0 | 0 | 0 | 0 | 0 | 0 | 0 | 0 | 0 | 0 | 0 | 0 | 0 | 0 | 0 | 0 | 0 | 0 | 0 | 0 | 0 | 1.0335 | 1.0335 | 0.89567 | 0.89567 | 0.89567 | 0.89567 | 0.89567 | 0 | 0 | 0 | 0 | 0 | 0 | 0 | 0.26448 | 0.26448 | 0.22922 | 0.22922 | 0.22922 | 0.22922 | 0.22922 | 0 | 0 | 0 | 0 | 0 | 0 | 0 | 0 | 0 | 0 | 0 | 0 | 0 | 0 | 0 | 0 | 0 | 0 | 0 | 0 | 0 | 0 | 0 | 0 | 0 | 0 | 0 | 0 | 0 | 0 | 0 | 0 | 0 | 0 | 0 | Hotel (public) Restaurant ILit Hol | Hotel (public) Restaurant ILit all | 3791 | 6 | 45 | Hotel (public) Restaurant ILit2 Hol | Hotel (public) Restaurant ILit2 Hol | Hotel (public) Restaurant ILit2 All | 3875 | 25 | 33.75 | 3791 | 5.4905 | 0.41123 | 0.073684 | 0.066842 | 0.06 | 0.06 | 0.066842 | 0.080526 | 0.12842 | 0.18316 | 0.24474 | 0.31316 | 0.38158 | 0.38842 | 0.41579 | 0.45 | 0.43632 | 0.41579 | 0.38158 | 0.32 | 0.24474 | 0.21737 | 0.17632 | 0.16947 | 0.11474 | 0.10105 | 6.4021 | 0.30842 | 0.25 | 0.25 | 0.25 | 0.25 | 0.25 | 0.25 | 0.25 | 0.25 | 0.25 | 0.25 | 0.28618 | 0.29132 | 0.31184 | 0.3375 | 0.32724 | 0.31184 | 0.28618 | 0.25 | 0.25 | 0.25 | 0.25 | 0.25 | 0.25 | 0.25 | 0.035088 | 0.017544 | 0 | 0 | 0.017544 | 0.052632 | 0.17544 | 0.31579 | 0.47368 | 0.64912 | 0.82456 | 0.84211 | 0.91228 | 1 | 0.96491 | 0.91228 | 0.82456 | 0.66667 | 0.47368 | 0.40351 | 0.29825 | 0.2807 | 0.14035 | 0.10526 | 0 | 0 | 0 | 0 | 0 | 0 | 0 | 0 | 0 | 0 | 0.41353 | 0.47218 | 0.70677 | 1 | 0.88271 | 0.70677 | 0.41353 | 0 | 0 | 0 | 0 | 0 | 0 | 0 | 16 | 0.66337 | 0.20792 | 0.079208 | 0.049505 | 0.76136 | 0 | 0 | 0 | 0 | 0 | 0 | 0 | 0 |  | 0.046368 | 0.046368 | 0.042985 | 0.042985 | 0.037102 | 0.036663 | 0.036663 | Lodging - Hotel - Dining Area - Hol | 14 | 6 | 22 | 47.7789 | 7.1263 | 0 | 0 | 47.7789 | 7.1263 | 0 | 0 | 4.7779 | 0.71263 | 0 | 0 | 0 | 0 | 0 | 0.080526 | 0.12842 | 0.18316 | 0.24474 | 0.31316 | 0.38158 | 0.38842 | 0.41579 | 0.45 | 0.43632 | 0.41579 | 0.38158 | 0.32 | 0.24474 | 0.21737 | 0.17632 | 0 | 0 | 0 |  | 44.0211 | 20 | 0 | 0 | 44.0211 | 20 | 0 | 0 | 4.4021 | 2 | 0 | 0 | 0 | 0 | 0 | 0.25 | 0.25 | 0.25 | 0.25 | 0.25 | 0.28618 | 0.29132 | 0.31184 | 0.3375 | 0.32724 | 0.31184 | 0.28618 | 0.25 | 0.25 | 0.25 | 0.25 | 0 | 0 | 0 | 1 | 1 | 1 | 1
912 | 9 | 12 | 8 | 4 |  |  | Lodging - Hotel - Dining Area | Lodging - Hotel - Dining Area | Lodging - Hotel | Dining Area | Lodging - Hotel - Dining Area |  | Lodging - Hotel | Lodging - Hotel - Dining Area | Hotel (public) Restaurant | all | Open | 251 | 251 | 0.0039974 | 0.36904 | 0.36904 | 0.31984 | 0.31984 | 0.31984 | 0.31984 | 0.31984 | 0.0014752 | 0.0014752 | 0.0012785 | 0.0012785 | 0.0012785 | 0.0012785 | 0.0012785 | 4.2173 | 4.2173 | 3.655 | 3.655 | 3.655 | 3.655 | 3.655 | 0.0012177 | 0.0012177 | 0.0010553 | 0.0010553 | 0.0010553 | 0.0010553 | 0.0010553 | 3484.6779 | 3484.6779 | 3484.6779 | 3484.6779 | 3484.6779 | 3484.6779 | 3484.6779 | 0 | 0 | 0 | 0 | 0 | 0 | 0 | 0.82544 | 0.82544 | 0.82544 | 0.82544 | 0.82544 | 0.82544 | 0.82544 | 0 | 0 | 0 | 0 | 0 | 0 | 0 | 1.0335 | 1.0335 | 0.89567 | 0.89567 | 0.89567 | 0.89567 | 0.89567 | 0.0041311 | 0.0041311 | 0.0035803 | 0.0035803 | 0.0035803 | 0.0035803 | 0.0035803 | 9.8234 | 9.8234 | 8.5136 | 8.5136 | 8.5136 | 8.5136 | 8.5136 | 0.0025575 | 0.0025575 | 0.0022165 | 0.0022165 | 0.0022165 | 0.0022165 | 0.0022165 | 3107.7347 | 3107.7347 | 3107.7347 | 3107.7347 | 3107.7347 | 3107.7347 | 3107.7347 | 0 | 0 | 0 | 0 | 0 | 0 | 0 | 0.61908 | 0.61908 | 0.61908 | 0.61908 | 0.61908 | 0.61908 | 0.61908 | 0 | 0 | 0 | 0 | 0 | 0 | 0 | Hotel (public) Restaurant ILit all | Hotel (public) Restaurant ILit all | 3790 | 15 | 90 | Hotel (public) Restaurant ILit2 all | Hotel (public) Restaurant ILit2 all | Hotel (public) Restaurant ILit2 All | 3874 | 25 | 67.5 | 3790 | 11.3895 | 0.82544 | 0.17632 | 0.16316 | 0.15 | 0.15 | 0.16316 | 0.18947 | 0.28158 | 0.38684 | 0.50526 | 0.63684 | 0.76842 | 0.78158 | 0.83421 | 0.9 | 0.87368 | 0.83421 | 0.76842 | 0.65 | 0.50526 | 0.45263 | 0.37368 | 0.36053 | 0.25526 | 0.22895 | 9.4737 | 0.61908 | 0.25 | 0.25 | 0.25 | 0.25 | 0.25 | 0.25 | 0.25 | 0.29013 | 0.37895 | 0.47763 | 0.57632 | 0.58618 | 0.62566 | 0.675 | 0.65526 | 0.62566 | 0.57632 | 0.4875 | 0.37895 | 0.33947 | 0.28026 | 0.27039 | 0.25 | 0.25 | 0.035088 | 0.017544 | 0 | 0 | 0.017544 | 0.052632 | 0.17544 | 0.31579 | 0.47368 | 0.64912 | 0.82456 | 0.84211 | 0.91228 | 1 | 0.96491 | 0.91228 | 0.82456 | 0.66667 | 0.47368 | 0.40351 | 0.29825 | 0.2807 | 0.14035 | 0.10526 | 0 | 0 | 0 | 0 | 0 | 0 | 0 | 0.094427 | 0.30341 | 0.5356 | 0.7678 | 0.79102 | 0.8839 | 1 | 0.95356 | 0.8839 | 0.7678 | 0.55882 | 0.30341 | 0.21053 | 0.071207 | 0.047988 | 0 | 0 | 16 | 0.66337 | 0.20792 | 0.079208 | 0.049505 | 0.76136 | 0.12485 | 0.00018418 | 0.00018418 | 0.00015962 | 0.00015962 | 0.00015962 | 0.00015962 | 0.00015962 |  | 0.046368 | 0.046368 | 0.042985 | 0.042985 | 0.037102 | 0.036663 | 0.036663 | Lodging - Hotel - Dining Area - all | 16 | 6 | 22 | 2445.2684 | 413.4895 | 2445.2684 | 413.4895 | 0 | 0 | 9.7421 | 1.6474 | 0 | 0 | 0 | 0 | 0 | 0 | 0 | 0.18947 | 0.28158 | 0.38684 | 0.50526 | 0.63684 | 0.76842 | 0.78158 | 0.83421 | 0.9 | 0.87368 | 0.83421 | 0.76842 | 0.65 | 0.50526 | 0.45263 | 0.37368 | 0 | 0 | 0 |  | 1870.7757 | 507.1191 | 1870.7757 | 507.1191 | 0 | 0 | 7.4533 | 2.0204 | 0 | 0 | 0 | 0 | 0 | 0 | 0 | 0.25 | 0.25 | 0.29013 | 0.37895 | 0.47763 | 0.57632 | 0.58618 | 0.62566 | 0.675 | 0.65526 | 0.62566 | 0.57632 | 0.4875 | 0.37895 | 0.33947 | 0.28026 | 0 | 0 | 0 | 1 | 1 | 1 | 1
913 | 9 | 13 | 5 | 1 |  |  |  |  | Lodging - Hotel | Hotel/Motel Guest Room (incl. toilets) - occ | Lodging - Hotel - Hotel/Motel Guest Room (incl. toilets) - occ |  | Lodging - Hotel | Lodging - Hotel - Hotel/Motel Guest Room (incl. toilets) - occ | Hotel Rooms (occupied) | Sat | Open | 52 | 52 | 0.60207 | 0.19866 | 0.19866 | 0.19866 | 0.19866 | 0.19866 | 0.19866 | 0.19866 | 0 | 0 | 0 | 0 | 0 | 0 | 0 | 18.1447 | 18.1447 | 18.1447 | 18.1447 | 18.1447 | 18.1447 | 18.1447 | 0 | 0 | 0 | 0 | 0 | 0 | 0 | 0 | 0 | 0 | 0 | 0 | 0 | 0 | 0 | 0 | 0 | 0 | 0 | 0 | 0 | 0 | 0 | 0 | 0 | 0 | 0 | 0 | 0 | 0 | 0 | 0 | 0 | 0 | 0 | 0.55632 | 0.55632 | 0.55632 | 0.55632 | 0.55632 | 0.55632 | 0.55632 | 0 | 0 | 0 | 0 | 0 | 0 | 0 | 50.8123 | 50.8123 | 50.8123 | 50.8123 | 50.8123 | 50.8123 | 50.8123 | 0 | 0 | 0 | 0 | 0 | 0 | 0 | 0 | 0 | 0 | 0 | 0 | 0 | 0 | 0 | 0 | 0 | 0 | 0 | 0 | 0 | 0 | 0 | 0 | 0 | 0 | 0 | 0 | 0 | 0 | 0 | 0 | 0 | 0 | 0 | Hotel Rooms (occupied) ILit Sat | Hotel Rooms (occupied) ILit all | 3793 | 4.6771 | 19.3774 | Hotel Rooms (occupied) ILit2 Sat | Hotel Rooms (occupied) ILit2 Sat | Hotel Rooms (occupied) ILit2 All | 3877 | 4.6771 | 19.3774 | 3793 | 2.9174 | 0.1089 | 0.095222 | 0.069449 | 0.056237 | 0.048683 | 0.046771 | 0.066949 | 0.089926 | 0.11237 | 0.14509 | 0.14922 | 0.1552 | 0.13409 | 0.12299 | 0.12128 | 0.11096 | 0.0972 | 0.11854 | 0.14147 | 0.17541 | 0.18894 | 0.19377 | 0.19116 | 0.16874 | 0.11769 | 2.9174 | 0.1089 | 0.095222 | 0.069449 | 0.056237 | 0.048683 | 0.046771 | 0.066949 | 0.089926 | 0.11237 | 0.14509 | 0.14922 | 0.1552 | 0.13409 | 0.12299 | 0.12128 | 0.11096 | 0.0972 | 0.11854 | 0.14147 | 0.17541 | 0.18894 | 0.19377 | 0.19116 | 0.16874 | 0.11769 | 0.32959 | 0.15427 | 0.064392 | 0.013007 | 0 | 0.13726 | 0.29356 | 0.44627 | 0.66881 | 0.69692 | 0.7376 | 0.59399 | 0.51847 | 0.50688 | 0.43668 | 0.34305 | 0.48823 | 0.64418 | 0.87508 | 0.96711 | 1 | 0.98221 | 0.82971 | 0.48241 | 0.32959 | 0.15427 | 0.064392 | 0.013007 | 0 | 0.13726 | 0.29356 | 0.44627 | 0.66881 | 0.69692 | 0.7376 | 0.59399 | 0.51847 | 0.50688 | 0.43668 | 0.34305 | 0.48823 | 0.64418 | 0.87508 | 0.96711 | 1 | 0.98221 | 0.82971 | 0.48241 | 10 | 0.66337 | 0.20792 | 0.079208 | 0.049505 | 0.76136 | 0 | 0 | 0 | 0 | 0 | 0 | 0 | 0 |  | 0.046368 | 0.046368 | 0.042985 | 0.042985 | 0.037102 | 0.036663 | 0.036663 | Lodging - Hotel - Hotel/Motel Guest Room (incl. toilets) - occ - Sat | 10 | 25 | 16 | 151.7029 | 0 | 0 | 0 | 151.7029 | 0 | 0 | 0 | 2.9174 | 0 | 0 | 0 | 0 | 0 | 0 | 0 | 0 | 0 | 0 | 0 | 0 | 0 | 0 | 0 | 0 | 0 | 0 | 0 | 0 | 0 | 0 | 0 | 0 | 0 |  | 4.6761 | 147.0267 | 0 | 0 | 4.6761 | 147.0267 | 0 | 0 | 0.089926 | 2.8274 | 0 | 0 | 0 | 0 | 0 | 0 | 0 | 0 | 0 | 0 | 0 | 0 | 0 | 0 | 0 | 0 | 0 | 0 | 0 | 0 | 0 | 0 | 0 | 0 | 1 | 1 | 1 | 1
914 | 9 | 14 | 6 | 2 |  |  |  |  | Lodging - Hotel | Hotel/Motel Guest Room (incl. toilets) - occ | Lodging - Hotel - Hotel/Motel Guest Room (incl. toilets) - occ |  | Lodging - Hotel | Lodging - Hotel - Hotel/Motel Guest Room (incl. toilets) - occ | Hotel Rooms (occupied) | Sun | Open | 52 | 52 | 0.60207 | 0.19866 | 0.19866 | 0.19866 | 0.19866 | 0.19866 | 0.19866 | 0.19866 | 0 | 0 | 0 | 0 | 0 | 0 | 0 | 18.1447 | 18.1447 | 18.1447 | 18.1447 | 18.1447 | 18.1447 | 18.1447 | 0 | 0 | 0 | 0 | 0 | 0 | 0 | 0 | 0 | 0 | 0 | 0 | 0 | 0 | 0 | 0 | 0 | 0 | 0 | 0 | 0 | 0 | 0 | 0 | 0 | 0 | 0 | 0 | 0 | 0 | 0 | 0 | 0 | 0 | 0 | 0.55632 | 0.55632 | 0.55632 | 0.55632 | 0.55632 | 0.55632 | 0.55632 | 0 | 0 | 0 | 0 | 0 | 0 | 0 | 50.8123 | 50.8123 | 50.8123 | 50.8123 | 50.8123 | 50.8123 | 50.8123 | 0 | 0 | 0 | 0 | 0 | 0 | 0 | 0 | 0 | 0 | 0 | 0 | 0 | 0 | 0 | 0 | 0 | 0 | 0 | 0 | 0 | 0 | 0 | 0 | 0 | 0 | 0 | 0 | 0 | 0 | 0 | 0 | 0 | 0 | 0 | Hotel Rooms (occupied) ILit Sun | Hotel Rooms (occupied) ILit all | 3793 | 4.6771 | 19.3774 | Hotel Rooms (occupied) ILit2 Sun | Hotel Rooms (occupied) ILit2 Sun | Hotel Rooms (occupied) ILit2 All | 3877 | 4.6771 | 19.3774 | 3793 | 2.9174 | 0.1089 | 0.095222 | 0.069449 | 0.056237 | 0.048683 | 0.046771 | 0.066949 | 0.089926 | 0.11237 | 0.14509 | 0.14922 | 0.1552 | 0.13409 | 0.12299 | 0.12128 | 0.11096 | 0.0972 | 0.11854 | 0.14147 | 0.17541 | 0.18894 | 0.19377 | 0.19116 | 0.16874 | 0.11769 | 2.9174 | 0.1089 | 0.095222 | 0.069449 | 0.056237 | 0.048683 | 0.046771 | 0.066949 | 0.089926 | 0.11237 | 0.14509 | 0.14922 | 0.1552 | 0.13409 | 0.12299 | 0.12128 | 0.11096 | 0.0972 | 0.11854 | 0.14147 | 0.17541 | 0.18894 | 0.19377 | 0.19116 | 0.16874 | 0.11769 | 0.32959 | 0.15427 | 0.064392 | 0.013007 | 0 | 0.13726 | 0.29356 | 0.44627 | 0.66881 | 0.69692 | 0.7376 | 0.59399 | 0.51847 | 0.50688 | 0.43668 | 0.34305 | 0.48823 | 0.64418 | 0.87508 | 0.96711 | 1 | 0.98221 | 0.82971 | 0.48241 | 0.32959 | 0.15427 | 0.064392 | 0.013007 | 0 | 0.13726 | 0.29356 | 0.44627 | 0.66881 | 0.69692 | 0.7376 | 0.59399 | 0.51847 | 0.50688 | 0.43668 | 0.34305 | 0.48823 | 0.64418 | 0.87508 | 0.96711 | 1 | 0.98221 | 0.82971 | 0.48241 | 10 | 0.66337 | 0.20792 | 0.079208 | 0.049505 | 0.76136 | 0 | 0 | 0 | 0 | 0 | 0 | 0 | 0 |  | 0.046368 | 0.046368 | 0.042985 | 0.042985 | 0.037102 | 0.036663 | 0.036663 | Lodging - Hotel - Hotel/Motel Guest Room (incl. toilets) - occ - Sun | 12 | 25 | 16 | 151.7029 | 0 | 0 | 0 | 151.7029 | 0 | 0 | 0 | 2.9174 | 0 | 0 | 0 | 0 | 0 | 0 | 0 | 0 | 0 | 0 | 0 | 0 | 0 | 0 | 0 | 0 | 0 | 0 | 0 | 0 | 0 | 0 | 0 | 0 | 0 |  | 4.6761 | 147.0267 | 0 | 0 | 4.6761 | 147.0267 | 0 | 0 | 0.089926 | 2.8274 | 0 | 0 | 0 | 0 | 0 | 0 | 0 | 0 | 0 | 0 | 0 | 0 | 0 | 0 | 0 | 0 | 0 | 0 | 0 | 0 | 0 | 0 | 0 | 0 | 1 | 1 | 1 | 1
915 | 9 | 15 | 7 | 3 |  |  |  |  | Lodging - Hotel | Hotel/Motel Guest Room (incl. toilets) - occ | Lodging - Hotel - Hotel/Motel Guest Room (incl. toilets) - occ |  | Lodging - Hotel | Lodging - Hotel - Hotel/Motel Guest Room (incl. toilets) - occ | Hotel Rooms (occupied) | Hol | Open | 10 | 10 | 0.60207 | 0.19866 | 0.19866 | 0.19866 | 0.19866 | 0.19866 | 0.19866 | 0.19866 | 0 | 0 | 0 | 0 | 0 | 0 | 0 | 3.4894 | 3.4894 | 3.4894 | 3.4894 | 3.4894 | 3.4894 | 3.4894 | 0 | 0 | 0 | 0 | 0 | 0 | 0 | 0 | 0 | 0 | 0 | 0 | 0 | 0 | 0 | 0 | 0 | 0 | 0 | 0 | 0 | 0 | 0 | 0 | 0 | 0 | 0 | 0 | 0 | 0 | 0 | 0 | 0 | 0 | 0 | 0.55632 | 0.55632 | 0.55632 | 0.55632 | 0.55632 | 0.55632 | 0.55632 | 0 | 0 | 0 | 0 | 0 | 0 | 0 | 9.7716 | 9.7716 | 9.7716 | 9.7716 | 9.7716 | 9.7716 | 9.7716 | 0 | 0 | 0 | 0 | 0 | 0 | 0 | 0 | 0 | 0 | 0 | 0 | 0 | 0 | 0 | 0 | 0 | 0 | 0 | 0 | 0 | 0 | 0 | 0 | 0 | 0 | 0 | 0 | 0 | 0 | 0 | 0 | 0 | 0 | 0 | Hotel Rooms (occupied) ILit Hol | Hotel Rooms (occupied) ILit all | 3793 | 4.6771 | 19.3774 | Hotel Rooms (occupied) ILit2 Hol | Hotel Rooms (occupied) ILit2 Hol | Hotel Rooms (occupied) ILit2 All | 3877 | 4.6771 | 19.3774 | 3793 | 2.9174 | 0.1089 | 0.095222 | 0.069449 | 0.056237 | 0.048683 | 0.046771 | 0.066949 | 0.089926 | 0.11237 | 0.14509 | 0.14922 | 0.1552 | 0.13409 | 0.12299 | 0.12128 | 0.11096 | 0.0972 | 0.11854 | 0.14147 | 0.17541 | 0.18894 | 0.19377 | 0.19116 | 0.16874 | 0.11769 | 2.9174 | 0.1089 | 0.095222 | 0.069449 | 0.056237 | 0.048683 | 0.046771 | 0.066949 | 0.089926 | 0.11237 | 0.14509 | 0.14922 | 0.1552 | 0.13409 | 0.12299 | 0.12128 | 0.11096 | 0.0972 | 0.11854 | 0.14147 | 0.17541 | 0.18894 | 0.19377 | 0.19116 | 0.16874 | 0.11769 | 0.32959 | 0.15427 | 0.064392 | 0.013007 | 0 | 0.13726 | 0.29356 | 0.44627 | 0.66881 | 0.69692 | 0.7376 | 0.59399 | 0.51847 | 0.50688 | 0.43668 | 0.34305 | 0.48823 | 0.64418 | 0.87508 | 0.96711 | 1 | 0.98221 | 0.82971 | 0.48241 | 0.32959 | 0.15427 | 0.064392 | 0.013007 | 0 | 0.13726 | 0.29356 | 0.44627 | 0.66881 | 0.69692 | 0.7376 | 0.59399 | 0.51847 | 0.50688 | 0.43668 | 0.34305 | 0.48823 | 0.64418 | 0.87508 | 0.96711 | 1 | 0.98221 | 0.82971 | 0.48241 | 10 | 0.66337 | 0.20792 | 0.079208 | 0.049505 | 0.76136 | 0 | 0 | 0 | 0 | 0 | 0 | 0 | 0 |  | 0.046368 | 0.046368 | 0.042985 | 0.042985 | 0.037102 | 0.036663 | 0.036663 | Lodging - Hotel - Hotel/Motel Guest Room (incl. toilets) - occ - Hol | 14 | 25 | 16 | 29.1736 | 0 | 0 | 0 | 29.1736 | 0 | 0 | 0 | 2.9174 | 0 | 0 | 0 | 0 | 0 | 0 | 0 | 0 | 0 | 0 | 0 | 0 | 0 | 0 | 0 | 0 | 0 | 0 | 0 | 0 | 0 | 0 | 0 | 0 | 0 |  | 0.89926 | 28.2744 | 0 | 0 | 0.89926 | 28.2744 | 0 | 0 | 0.089926 | 2.8274 | 0 | 0 | 0 | 0 | 0 | 0 | 0 | 0 | 0 | 0 | 0 | 0 | 0 | 0 | 0 | 0 | 0 | 0 | 0 | 0 | 0 | 0 | 0 | 0 | 1 | 1 | 1 | 1
916 | 9 | 16 | 8 | 4 |  |  | Lodging - Hotel - Hotel/Motel Guest Room (incl. toilets) - occ | Lodging - Hotel - Hotel/Motel Guest Room (incl. toilets) - occ | Lodging - Hotel | Hotel/Motel Guest Room (incl. toilets) - occ | Lodging - Hotel - Hotel/Motel Guest Room (incl. toilets) - occ |  | Lodging - Hotel | Lodging - Hotel - Hotel/Motel Guest Room (incl. toilets) - occ | Hotel Rooms (occupied) | all | Open | 251 | 251 | 0.60207 | 0.19866 | 0.19866 | 0.19866 | 0.19866 | 0.19866 | 0.19866 | 0.19866 | 0.11961 | 0.11961 | 0.11961 | 0.11961 | 0.11961 | 0.11961 | 0.11961 | 87.5832 | 87.5832 | 87.5832 | 87.5832 | 87.5832 | 87.5832 | 87.5832 | 0.013025 | 0.013025 | 0.013025 | 0.013025 | 0.013025 | 0.013025 | 0.013025 | 1064.8374 | 1064.8374 | 1064.8374 | 1064.8374 | 1064.8374 | 1064.8374 | 1064.8374 | 0 | 0 | 0 | 0 | 0 | 0 | 0 | 0.1089 | 0.1089 | 0.1089 | 0.1089 | 0.1089 | 0.1089 | 0.1089 | 0 | 0 | 0 | 0 | 0 | 0 | 0 | 0.55632 | 0.55632 | 0.55632 | 0.55632 | 0.55632 | 0.55632 | 0.55632 | 0.33495 | 0.33495 | 0.33495 | 0.33495 | 0.33495 | 0.33495 | 0.33495 | 245.2671 | 245.2671 | 245.2671 | 245.2671 | 245.2671 | 245.2671 | 245.2671 | 0.036476 | 0.036476 | 0.036476 | 0.036476 | 0.036476 | 0.036476 | 0.036476 | 1064.8374 | 1064.8374 | 1064.8374 | 1064.8374 | 1064.8374 | 1064.8374 | 1064.8374 | 0 | 0 | 0 | 0 | 0 | 0 | 0 | 0.1089 | 0.1089 | 0.1089 | 0.1089 | 0.1089 | 0.1089 | 0.1089 | 0 | 0 | 0 | 0 | 0 | 0 | 0 | Hotel Rooms (occupied) ILit all | Hotel Rooms (occupied) ILit all | 3792 | 4.6771 | 19.3774 | Hotel Rooms (occupied) ILit2 all | Hotel Rooms (occupied) ILit2 all | Hotel Rooms (occupied) ILit2 All | 3876 | 4.6771 | 19.3774 | 3792 | 2.9174 | 0.1089 | 0.095222 | 0.069449 | 0.056237 | 0.048683 | 0.046771 | 0.066949 | 0.089926 | 0.11237 | 0.14509 | 0.14922 | 0.1552 | 0.13409 | 0.12299 | 0.12128 | 0.11096 | 0.0972 | 0.11854 | 0.14147 | 0.17541 | 0.18894 | 0.19377 | 0.19116 | 0.16874 | 0.11769 | 2.9174 | 0.1089 | 0.095222 | 0.069449 | 0.056237 | 0.048683 | 0.046771 | 0.066949 | 0.089926 | 0.11237 | 0.14509 | 0.14922 | 0.1552 | 0.13409 | 0.12299 | 0.12128 | 0.11096 | 0.0972 | 0.11854 | 0.14147 | 0.17541 | 0.18894 | 0.19377 | 0.19116 | 0.16874 | 0.11769 | 0.32959 | 0.15427 | 0.064392 | 0.013007 | 0 | 0.13726 | 0.29356 | 0.44627 | 0.66881 | 0.69692 | 0.7376 | 0.59399 | 0.51847 | 0.50688 | 0.43668 | 0.34305 | 0.48823 | 0.64418 | 0.87508 | 0.96711 | 1 | 0.98221 | 0.82971 | 0.48241 | 0.32959 | 0.15427 | 0.064392 | 0.013007 | 0 | 0.13726 | 0.29356 | 0.44627 | 0.66881 | 0.69692 | 0.7376 | 0.59399 | 0.51847 | 0.50688 | 0.43668 | 0.34305 | 0.48823 | 0.64418 | 0.87508 | 0.96711 | 1 | 0.98221 | 0.82971 | 0.48241 | 10 | 0.66337 | 0.20792 | 0.079208 | 0.049505 | 0.76136 | 0.010505 | 0.0012565 | 0.0012565 | 0.0012565 | 0.0012565 | 0.0012565 | 0.0012565 | 0.0012565 |  | 0.046368 | 0.046368 | 0.042985 | 0.042985 | 0.037102 | 0.036663 | 0.036663 | Lodging - Hotel - Hotel/Motel Guest Room (incl. toilets) - occ - all | 16 | 25 | 16 | 732.2581 | 0 | 732.2581 | 0 | 0 | 0 | 2.9174 | 0 | 0 | 0 | 0 | 0 | 0 | 0 | 0 | 0 | 0 | 0 | 0 | 0 | 0 | 0 | 0 | 0 | 0 | 0 | 0 | 0 | 0 | 0 | 0 | 0 | 0 | 0 |  | 732.2581 | 0 | 732.2581 | 0 | 0 | 0 | 2.9174 | 0 | 0 | 0 | 0 | 0 | 0 | 0 | 0 | 0 | 0 | 0 | 0 | 0 | 0 | 0 | 0 | 0 | 0 | 0 | 0 | 0 | 0 | 0 | 0 | 0 | 0 | 0 | 1 | 1 | 1 | 1
917 | 9 | 17 | 5 | 1 |  |  |  |  | Lodging - Hotel | Hotel/Motel Guest Room (incl. toilets) - unocc | Lodging - Hotel - Hotel/Motel Guest Room (incl. toilets) - unocc |  | Lodging - Hotel | Lodging - Hotel - Hotel/Motel Guest Room (incl. toilets) - unocc | Hotel Rooms (unoccup) | Sat | Open | 52 | 52 | 0.20068 | 0.19866 | 0.19866 | 0.19866 | 0.19866 | 0.19866 | 0.19866 | 0.19866 | 0 | 0 | 0 | 0 | 0 | 0 | 0 | 0 | 0 | 0 | 0 | 0 | 0 | 0 | 0 | 0 | 0 | 0 | 0 | 0 | 0 | 0 | 0 | 0 | 0 | 0 | 0 | 0 | 0 | 0 | 0 | 0 | 0 | 0 | 0 | 0 | 0 | 0 | 0 | 0 | 0 | 0 | 0 | 0 | 0 | 0 | 0 | 0 | 0 | 0.55632 | 0.55632 | 0.55632 | 0.55632 | 0.55632 | 0.55632 | 0.55632 | 0 | 0 | 0 | 0 | 0 | 0 | 0 | 0 | 0 | 0 | 0 | 0 | 0 | 0 | 0 | 0 | 0 | 0 | 0 | 0 | 0 | 0 | 0 | 0 | 0 | 0 | 0 | 0 | 0 | 0 | 0 | 0 | 0 | 0 | 0 | 0 | 0 | 0 | 0 | 0 | 0 | 0 | 0 | 0 | 0 | 0 | 0 | 0 | 0 | Hotel Rooms (unoccup) ILit Sat | Hotel Rooms (unoccup) ILit all | 1 | 0 | 0 | Hotel Rooms (unoccup) ILit2 Sat | Hotel Rooms (unoccup) ILit Sat | Hotel Rooms (unoccup) ILit all | 1 | 0 | 0 | 1 | 0 | 0 | 0 | 0 | 0 | 0 | 0 | 0 | 0 | 0 | 0 | 0 | 0 | 0 | 0 | 0 | 0 | 0 | 0 | 0 | 0 | 0 | 0 | 0 | 0 | 0 | 0 | 0 | 0 | 0 | 0 | 0 | 0 | 0 | 0 | 0 | 0 | 0 | 0 | 0 | 0 | 0 | 0 | 0 | 0 | 0 | 0 | 0 | 0 | 0 | 0 | 0 | 0 | 0 | 0 | 0 | 0 | 0 | 0 | 0 | 0 | 0 | 0 | 0 | 0 | 0 | 0 | 0 | 0 | 0 | 0 | 0 | 0 | 0 | 0 | 0 | 0 | 0 | 0 | 0 | 0 | 0 | 0 | 0 | 0 | 0 | 0 | 0 | 0 | 0 | 0 | 0 | 0 | 0 | 0 | 0 | 0 | 0 | 0 | 0 | 10 | 0.66337 | 0.20792 | 0.079208 | 0.049505 | 0.76136 | 0 | 0 | 0 | 0 | 0 | 0 | 0 | 0 |  | 0.046368 | 0.046368 | 0.042985 | 0.042985 | 0.037102 | 0.036663 | 0.036663 | Lodging - Hotel - Hotel/Motel Guest Room (incl. toilets) - unocc - Sat | 10 | 25 | 16 | 0 | 0 | 0 | 0 | 0 | 0 | 0 | 0 | 0 | 0 | 0 | 0 | 0 | 0 | 0 | 0 | 0 | 0 | 0 | 0 | 0 | 0 | 0 | 0 | 0 | 0 | 0 | 0 | 0 | 0 | 0 | 0 | 0 | 0 |  | 0 | 0 | 0 | 0 | 0 | 0 | 0 | 0 | 0 | 0 | 0 | 0 | 0 | 0 | 0 | 0 | 0 | 0 | 0 | 0 | 0 | 0 | 0 | 0 | 0 | 0 | 0 | 0 | 0 | 0 | 0 | 0 | 0 | 0 | 1 | 1 | 1 | 1
918 | 9 | 18 | 6 | 2 |  |  |  |  | Lodging - Hotel | Hotel/Motel Guest Room (incl. toilets) - unocc | Lodging - Hotel - Hotel/Motel Guest Room (incl. toilets) - unocc |  | Lodging - Hotel | Lodging - Hotel - Hotel/Motel Guest Room (incl. toilets) - unocc | Hotel Rooms (unoccup) | Sun | Open | 52 | 52 | 0.20068 | 0.19866 | 0.19866 | 0.19866 | 0.19866 | 0.19866 | 0.19866 | 0.19866 | 0 | 0 | 0 | 0 | 0 | 0 | 0 | 0 | 0 | 0 | 0 | 0 | 0 | 0 | 0 | 0 | 0 | 0 | 0 | 0 | 0 | 0 | 0 | 0 | 0 | 0 | 0 | 0 | 0 | 0 | 0 | 0 | 0 | 0 | 0 | 0 | 0 | 0 | 0 | 0 | 0 | 0 | 0 | 0 | 0 | 0 | 0 | 0 | 0 | 0.55632 | 0.55632 | 0.55632 | 0.55632 | 0.55632 | 0.55632 | 0.55632 | 0 | 0 | 0 | 0 | 0 | 0 | 0 | 0 | 0 | 0 | 0 | 0 | 0 | 0 | 0 | 0 | 0 | 0 | 0 | 0 | 0 | 0 | 0 | 0 | 0 | 0 | 0 | 0 | 0 | 0 | 0 | 0 | 0 | 0 | 0 | 0 | 0 | 0 | 0 | 0 | 0 | 0 | 0 | 0 | 0 | 0 | 0 | 0 | 0 | Hotel Rooms (unoccup) ILit Sun | Hotel Rooms (unoccup) ILit all | 1 | 0 | 0 | Hotel Rooms (unoccup) ILit2 Sun | Hotel Rooms (unoccup) ILit Sun | Hotel Rooms (unoccup) ILit all | 1 | 0 | 0 | 1 | 0 | 0 | 0 | 0 | 0 | 0 | 0 | 0 | 0 | 0 | 0 | 0 | 0 | 0 | 0 | 0 | 0 | 0 | 0 | 0 | 0 | 0 | 0 | 0 | 0 | 0 | 0 | 0 | 0 | 0 | 0 | 0 | 0 | 0 | 0 | 0 | 0 | 0 | 0 | 0 | 0 | 0 | 0 | 0 | 0 | 0 | 0 | 0 | 0 | 0 | 0 | 0 | 0 | 0 | 0 | 0 | 0 | 0 | 0 | 0 | 0 | 0 | 0 | 0 | 0 | 0 | 0 | 0 | 0 | 0 | 0 | 0 | 0 | 0 | 0 | 0 | 0 | 0 | 0 | 0 | 0 | 0 | 0 | 0 | 0 | 0 | 0 | 0 | 0 | 0 | 0 | 0 | 0 | 0 | 0 | 0 | 0 | 0 | 0 | 0 | 10 | 0.66337 | 0.20792 | 0.079208 | 0.049505 | 0.76136 | 0 | 0 | 0 | 0 | 0 | 0 | 0 | 0 |  | 0.046368 | 0.046368 | 0.042985 | 0.042985 | 0.037102 | 0.036663 | 0.036663 | Lodging - Hotel - Hotel/Motel Guest Room (incl. toilets) - unocc - Sun | 12 | 25 | 16 | 0 | 0 | 0 | 0 | 0 | 0 | 0 | 0 | 0 | 0 | 0 | 0 | 0 | 0 | 0 | 0 | 0 | 0 | 0 | 0 | 0 | 0 | 0 | 0 | 0 | 0 | 0 | 0 | 0 | 0 | 0 | 0 | 0 | 0 |  | 0 | 0 | 0 | 0 | 0 | 0 | 0 | 0 | 0 | 0 | 0 | 0 | 0 | 0 | 0 | 0 | 0 | 0 | 0 | 0 | 0 | 0 | 0 | 0 | 0 | 0 | 0 | 0 | 0 | 0 | 0 | 0 | 0 | 0 | 1 | 1 | 1 | 1
919 | 9 | 19 | 7 | 3 |  |  |  |  | Lodging - Hotel | Hotel/Motel Guest Room (incl. toilets) - unocc | Lodging - Hotel - Hotel/Motel Guest Room (incl. toilets) - unocc |  | Lodging - Hotel | Lodging - Hotel - Hotel/Motel Guest Room (incl. toilets) - unocc | Hotel Rooms (unoccup) | Hol | Open | 10 | 10 | 0.20068 | 0.19866 | 0.19866 | 0.19866 | 0.19866 | 0.19866 | 0.19866 | 0.19866 | 0 | 0 | 0 | 0 | 0 | 0 | 0 | 0 | 0 | 0 | 0 | 0 | 0 | 0 | 0 | 0 | 0 | 0 | 0 | 0 | 0 | 0 | 0 | 0 | 0 | 0 | 0 | 0 | 0 | 0 | 0 | 0 | 0 | 0 | 0 | 0 | 0 | 0 | 0 | 0 | 0 | 0 | 0 | 0 | 0 | 0 | 0 | 0 | 0 | 0.55632 | 0.55632 | 0.55632 | 0.55632 | 0.55632 | 0.55632 | 0.55632 | 0 | 0 | 0 | 0 | 0 | 0 | 0 | 0 | 0 | 0 | 0 | 0 | 0 | 0 | 0 | 0 | 0 | 0 | 0 | 0 | 0 | 0 | 0 | 0 | 0 | 0 | 0 | 0 | 0 | 0 | 0 | 0 | 0 | 0 | 0 | 0 | 0 | 0 | 0 | 0 | 0 | 0 | 0 | 0 | 0 | 0 | 0 | 0 | 0 | Hotel Rooms (unoccup) ILit Hol | Hotel Rooms (unoccup) ILit all | 1 | 0 | 0 | Hotel Rooms (unoccup) ILit2 Hol | Hotel Rooms (unoccup) ILit Hol | Hotel Rooms (unoccup) ILit all | 1 | 0 | 0 | 1 | 0 | 0 | 0 | 0 | 0 | 0 | 0 | 0 | 0 | 0 | 0 | 0 | 0 | 0 | 0 | 0 | 0 | 0 | 0 | 0 | 0 | 0 | 0 | 0 | 0 | 0 | 0 | 0 | 0 | 0 | 0 | 0 | 0 | 0 | 0 | 0 | 0 | 0 | 0 | 0 | 0 | 0 | 0 | 0 | 0 | 0 | 0 | 0 | 0 | 0 | 0 | 0 | 0 | 0 | 0 | 0 | 0 | 0 | 0 | 0 | 0 | 0 | 0 | 0 | 0 | 0 | 0 | 0 | 0 | 0 | 0 | 0 | 0 | 0 | 0 | 0 | 0 | 0 | 0 | 0 | 0 | 0 | 0 | 0 | 0 | 0 | 0 | 0 | 0 | 0 | 0 | 0 | 0 | 0 | 0 | 0 | 0 | 0 | 0 | 0 | 10 | 0.66337 | 0.20792 | 0.079208 | 0.049505 | 0.76136 | 0 | 0 | 0 | 0 | 0 | 0 | 0 | 0 |  | 0.046368 | 0.046368 | 0.042985 | 0.042985 | 0.037102 | 0.036663 | 0.036663 | Lodging - Hotel - Hotel/Motel Guest Room (incl. toilets) - unocc - Hol | 14 | 25 | 16 | 0 | 0 | 0 | 0 | 0 | 0 | 0 | 0 | 0 | 0 | 0 | 0 | 0 | 0 | 0 | 0 | 0 | 0 | 0 | 0 | 0 | 0 | 0 | 0 | 0 | 0 | 0 | 0 | 0 | 0 | 0 | 0 | 0 | 0 |  | 0 | 0 | 0 | 0 | 0 | 0 | 0 | 0 | 0 | 0 | 0 | 0 | 0 | 0 | 0 | 0 | 0 | 0 | 0 | 0 | 0 | 0 | 0 | 0 | 0 | 0 | 0 | 0 | 0 | 0 | 0 | 0 | 0 | 0 | 1 | 1 | 1 | 1
920 | 9 | 20 | 8 | 4 |  |  | Lodging - Hotel - Hotel/Motel Guest Room (incl. toilets) - unocc | Lodging - Hotel - Hotel/Motel Guest Room (incl. toilets) - unocc | Lodging - Hotel | Hotel/Motel Guest Room (incl. toilets) - unocc | Lodging - Hotel - Hotel/Motel Guest Room (incl. toilets) - unocc |  | Lodging - Hotel | Lodging - Hotel - Hotel/Motel Guest Room (incl. toilets) - unocc | Hotel Rooms (unoccup) | all | Open | 251 | 251 | 0.20068 | 0.19866 | 0.19866 | 0.19866 | 0.19866 | 0.19866 | 0.19866 | 0.19866 | 0.039867 | 0.039867 | 0.039867 | 0.039867 | 0.039867 | 0.039867 | 0.039867 | 0 | 0 | 0 | 0 | 0 | 0 | 0 | 0 | 0 | 0 | 0 | 0 | 0 | 0 | 0 | 0 | 0 | 0 | 0 | 0 | 0 | 0 | 0 | 0 | 0 | 0 | 0 | 0 | 0 | 0 | 0 | 0 | 0 | 0 | 0 | 0 | 0 | 0 | 0 | 0 | 0 | 0 | 0.55632 | 0.55632 | 0.55632 | 0.55632 | 0.55632 | 0.55632 | 0.55632 | 0.11164 | 0.11164 | 0.11164 | 0.11164 | 0.11164 | 0.11164 | 0.11164 | 0 | 0 | 0 | 0 | 0 | 0 | 0 | 0 | 0 | 0 | 0 | 0 | 0 | 0 | 0 | 0 | 0 | 0 | 0 | 0 | 0 | 0 | 0 | 0 | 0 | 0 | 0 | 0 | 0 | 0 | 0 | 0 | 0 | 0 | 0 | 0 | 0 | 0 | 0 | 0 | 0 | 0 | Hotel Rooms (unoccup) ILit all | Hotel Rooms (unoccup) ILit all | 1 | 0 | 0 | Hotel Rooms (unoccup) ILit2 all | Hotel Rooms (unoccup) ILit all | Hotel Rooms (unoccup) ILit all | 1 | 0 | 0 | 1 | 0 | 0 | 0 | 0 | 0 | 0 | 0 | 0 | 0 | 0 | 0 | 0 | 0 | 0 | 0 | 0 | 0 | 0 | 0 | 0 | 0 | 0 | 0 | 0 | 0 | 0 | 0 | 0 | 0 | 0 | 0 | 0 | 0 | 0 | 0 | 0 | 0 | 0 | 0 | 0 | 0 | 0 | 0 | 0 | 0 | 0 | 0 | 0 | 0 | 0 | 0 | 0 | 0 | 0 | 0 | 0 | 0 | 0 | 0 | 0 | 0 | 0 | 0 | 0 | 0 | 0 | 0 | 0 | 0 | 0 | 0 | 0 | 0 | 0 | 0 | 0 | 0 | 0 | 0 | 0 | 0 | 0 | 0 | 0 | 0 | 0 | 0 | 0 | 0 | 0 | 0 | 0 | 0 | 0 | 0 | 0 | 0 | 0 | 0 | 0 | 10 | 0.66337 | 0.20792 | 0.079208 | 0.049505 | 0.76136 | 0 | 0 | 0 | 0 | 0 | 0 | 0 | 0 |  | 0.046368 | 0.046368 | 0.042985 | 0.042985 | 0.037102 | 0.036663 | 0.036663 | Lodging - Hotel - Hotel/Motel Guest Room (incl. toilets) - unocc - all | 16 | 25 | 16 | 0 | 0 | 0 | 0 | 0 | 0 | 0 | 0 | 0 | 0 | 0 | 0 | 0 | 0 | 0 | 0 | 0 | 0 | 0 | 0 | 0 | 0 | 0 | 0 | 0 | 0 | 0 | 0 | 0 | 0 | 0 | 0 | 0 | 0 |  | 0 | 0 | 0 | 0 | 0 | 0 | 0 | 0 | 0 | 0 | 0 | 0 | 0 | 0 | 0 | 0 | 0 | 0 | 0 | 0 | 0 | 0 | 0 | 0 | 0 | 0 | 0 | 0 | 0 | 0 | 0 | 0 | 0 | 0 | 1 | 1 | 1 | 1
921 | 9 | 21 | 5 | 1 |  |  |  |  | Lodging - Hotel | Kitchen and Food Preparation | Lodging - Hotel - Kitchen and Food Preparation |  | Lodging - Hotel | Lodging - Hotel - Kitchen and Food Preparation | Hotel (public) Kitchen | Sat | Open | 52 | 52 | 0.0049915 | 0.41825 | 0.41825 | 0.41825 | 0.41825 | 0.39365 | 0.39365 | 0.39365 | 0 | 0 | 0 | 0 | 0 | 0 | 0 | 1.2121 | 1.2121 | 1.2121 | 1.2121 | 1.1408 | 1.1408 | 1.1408 | 0 | 0 | 0 | 0 | 0 | 0 | 0 | 0 | 0 | 0 | 0 | 0 | 0 | 0 | 0 | 0 | 0 | 0 | 0 | 0 | 0 | 0 | 0 | 0 | 0 | 0 | 0 | 0 | 0 | 0 | 0 | 0 | 0 | 0 | 0 | 1.1713 | 1.1713 | 1.1713 | 1.1713 | 1.1024 | 1.1024 | 1.1024 | 0 | 0 | 0 | 0 | 0 | 0 | 0 | 2.7781 | 2.7781 | 2.7781 | 2.7781 | 2.6147 | 2.6147 | 2.6147 | 0 | 0 | 0 | 0 | 0 | 0 | 0 | 0 | 0 | 0 | 0 | 0 | 0 | 0 | 0 | 0 | 0 | 0 | 0 | 0 | 0 | 0 | 0 | 0 | 0 | 0 | 0 | 0 | 0 | 0 | 0 | 0 | 0 | 0 | 0 | Hotel (public) Kitchen ILit Sat | Hotel (public) Kitchen ILit all | 3789 | 20 | 74.8 | Hotel (public) Kitchen ILit2 Sat | Hotel (public) Kitchen ILit2 Sat | Hotel (public) Kitchen ILit2 All | 3873 | 25 | 56.1 | 3789 | 11.1656 | 0.748 | 0.2 | 0.2 | 0.2 | 0.2 | 0.2 | 0.2 | 0.28721 | 0.39458 | 0.51537 | 0.64958 | 0.748 | 0.748 | 0.748 | 0.748 | 0.748 | 0.748 | 0.748 | 0.663 | 0.51537 | 0.46168 | 0.38116 | 0.36774 | 0.26037 | 0.23353 | 9.1384 | 0.561 | 0.25 | 0.25 | 0.25 | 0.25 | 0.25 | 0.25 | 0.25 | 0.29593 | 0.38653 | 0.48718 | 0.561 | 0.561 | 0.561 | 0.561 | 0.561 | 0.561 | 0.561 | 0.49725 | 0.38653 | 0.34626 | 0.28587 | 0.2758 | 0.25 | 0.25 | 0 | 0 | 0 | 0 | 0 | 0 | 0.15914 | 0.35507 | 0.57549 | 0.8204 | 1 | 1 | 1 | 1 | 1 | 1 | 1 | 0.84489 | 0.57549 | 0.47753 | 0.33058 | 0.30609 | 0.11016 | 0.061179 | 0 | 0 | 0 | 0 | 0 | 0 | 0 | 0.1477 | 0.43899 | 0.76265 | 1 | 1 | 1 | 1 | 1 | 1 | 1 | 0.79502 | 0.43899 | 0.30953 | 0.11533 | 0.082967 | 0 | 0 | 16 | 0.66337 | 0.20792 | 0.079208 | 0.049505 | 0.76136 | 0 | 0 | 0 | 0 | 0 | 0 | 0 | 0 |  | 0.046368 | 0.046368 | 0.042985 | 0.042985 | 0.037102 | 0.036663 | 0.036663 | Lodging - Hotel - Kitchen and Food Preparation - Sat | 10 | 6 | 22 | 483.8053 | 96.8048 | 0 | 0 | 483.8053 | 96.8048 | 0 | 0 | 9.3039 | 1.8616 | 0 | 0 | 0 | 0 | 0 | 0.2 | 0.28721 | 0.39458 | 0.51537 | 0.64958 | 0.748 | 0.748 | 0.748 | 0.748 | 0.748 | 0.748 | 0.748 | 0.663 | 0.51537 | 0.46168 | 0.38116 | 0 | 0 | 0 |  | 369.8527 | 105.3417 | 0 | 0 | 369.8527 | 105.3417 | 0 | 0 | 7.1126 | 2.0258 | 0 | 0 | 0 | 0 | 0 | 0.25 | 0.25 | 0.29593 | 0.38653 | 0.48718 | 0.561 | 0.561 | 0.561 | 0.561 | 0.561 | 0.561 | 0.561 | 0.49725 | 0.38653 | 0.34626 | 0.28587 | 0 | 0 | 0 | 1 | 1 | 1 | 1
922 | 9 | 22 | 6 | 2 |  |  |  |  | Lodging - Hotel | Kitchen and Food Preparation | Lodging - Hotel - Kitchen and Food Preparation |  | Lodging - Hotel | Lodging - Hotel - Kitchen and Food Preparation | Hotel (public) Kitchen | Sun | Open | 52 | 52 | 0.0049915 | 0.41825 | 0.41825 | 0.41825 | 0.41825 | 0.39365 | 0.39365 | 0.39365 | 0 | 0 | 0 | 0 | 0 | 0 | 0 | 1.2121 | 1.2121 | 1.2121 | 1.2121 | 1.1408 | 1.1408 | 1.1408 | 0 | 0 | 0 | 0 | 0 | 0 | 0 | 0 | 0 | 0 | 0 | 0 | 0 | 0 | 0 | 0 | 0 | 0 | 0 | 0 | 0 | 0 | 0 | 0 | 0 | 0 | 0 | 0 | 0 | 0 | 0 | 0 | 0 | 0 | 0 | 1.1713 | 1.1713 | 1.1713 | 1.1713 | 1.1024 | 1.1024 | 1.1024 | 0 | 0 | 0 | 0 | 0 | 0 | 0 | 2.7781 | 2.7781 | 2.7781 | 2.7781 | 2.6147 | 2.6147 | 2.6147 | 0 | 0 | 0 | 0 | 0 | 0 | 0 | 0 | 0 | 0 | 0 | 0 | 0 | 0 | 0 | 0 | 0 | 0 | 0 | 0 | 0 | 0 | 0 | 0 | 0 | 0 | 0 | 0 | 0 | 0 | 0 | 0 | 0 | 0 | 0 | Hotel (public) Kitchen ILit Sun | Hotel (public) Kitchen ILit all | 3789 | 20 | 74.8 | Hotel (public) Kitchen ILit2 Sun | Hotel (public) Kitchen ILit2 Sun | Hotel (public) Kitchen ILit2 All | 3873 | 25 | 56.1 | 3789 | 11.1656 | 0.748 | 0.2 | 0.2 | 0.2 | 0.2 | 0.2 | 0.2 | 0.28721 | 0.39458 | 0.51537 | 0.64958 | 0.748 | 0.748 | 0.748 | 0.748 | 0.748 | 0.748 | 0.748 | 0.663 | 0.51537 | 0.46168 | 0.38116 | 0.36774 | 0.26037 | 0.23353 | 9.1384 | 0.561 | 0.25 | 0.25 | 0.25 | 0.25 | 0.25 | 0.25 | 0.25 | 0.29593 | 0.38653 | 0.48718 | 0.561 | 0.561 | 0.561 | 0.561 | 0.561 | 0.561 | 0.561 | 0.49725 | 0.38653 | 0.34626 | 0.28587 | 0.2758 | 0.25 | 0.25 | 0 | 0 | 0 | 0 | 0 | 0 | 0.15914 | 0.35507 | 0.57549 | 0.8204 | 1 | 1 | 1 | 1 | 1 | 1 | 1 | 0.84489 | 0.57549 | 0.47753 | 0.33058 | 0.30609 | 0.11016 | 0.061179 | 0 | 0 | 0 | 0 | 0 | 0 | 0 | 0.1477 | 0.43899 | 0.76265 | 1 | 1 | 1 | 1 | 1 | 1 | 1 | 0.79502 | 0.43899 | 0.30953 | 0.11533 | 0.082967 | 0 | 0 | 16 | 0.66337 | 0.20792 | 0.079208 | 0.049505 | 0.76136 | 0 | 0 | 0 | 0 | 0 | 0 | 0 | 0 |  | 0.046368 | 0.046368 | 0.042985 | 0.042985 | 0.037102 | 0.036663 | 0.036663 | Lodging - Hotel - Kitchen and Food Preparation - Sun | 12 | 6 | 22 | 483.8053 | 96.8048 | 0 | 0 | 483.8053 | 96.8048 | 0 | 0 | 9.3039 | 1.8616 | 0 | 0 | 0 | 0 | 0 | 0.2 | 0.28721 | 0.39458 | 0.51537 | 0.64958 | 0.748 | 0.748 | 0.748 | 0.748 | 0.748 | 0.748 | 0.748 | 0.663 | 0.51537 | 0.46168 | 0.38116 | 0 | 0 | 0 |  | 369.8527 | 105.3417 | 0 | 0 | 369.8527 | 105.3417 | 0 | 0 | 7.1126 | 2.0258 | 0 | 0 | 0 | 0 | 0 | 0.25 | 0.25 | 0.29593 | 0.38653 | 0.48718 | 0.561 | 0.561 | 0.561 | 0.561 | 0.561 | 0.561 | 0.561 | 0.49725 | 0.38653 | 0.34626 | 0.28587 | 0 | 0 | 0 | 1 | 1 | 1 | 1
923 | 9 | 23 | 7 | 3 |  |  |  |  | Lodging - Hotel | Kitchen and Food Preparation | Lodging - Hotel - Kitchen and Food Preparation |  | Lodging - Hotel | Lodging - Hotel - Kitchen and Food Preparation | Hotel (public) Kitchen | Hol | Open | 10 | 10 | 0.0049915 | 0.41825 | 0.41825 | 0.41825 | 0.41825 | 0.39365 | 0.39365 | 0.39365 | 0 | 0 | 0 | 0 | 0 | 0 | 0 | 0.2331 | 0.2331 | 0.2331 | 0.2331 | 0.21939 | 0.21939 | 0.21939 | 0 | 0 | 0 | 0 | 0 | 0 | 0 | 0 | 0 | 0 | 0 | 0 | 0 | 0 | 0 | 0 | 0 | 0 | 0 | 0 | 0 | 0 | 0 | 0 | 0 | 0 | 0 | 0 | 0 | 0 | 0 | 0 | 0 | 0 | 0 | 1.1713 | 1.1713 | 1.1713 | 1.1713 | 1.1024 | 1.1024 | 1.1024 | 0 | 0 | 0 | 0 | 0 | 0 | 0 | 0.53426 | 0.53426 | 0.53426 | 0.53426 | 0.50283 | 0.50283 | 0.50283 | 0 | 0 | 0 | 0 | 0 | 0 | 0 | 0 | 0 | 0 | 0 | 0 | 0 | 0 | 0 | 0 | 0 | 0 | 0 | 0 | 0 | 0 | 0 | 0 | 0 | 0 | 0 | 0 | 0 | 0 | 0 | 0 | 0 | 0 | 0 | Hotel (public) Kitchen ILit Hol | Hotel (public) Kitchen ILit all | 3789 | 20 | 74.8 | Hotel (public) Kitchen ILit2 Hol | Hotel (public) Kitchen ILit2 Hol | Hotel (public) Kitchen ILit2 All | 3873 | 25 | 56.1 | 3789 | 11.1656 | 0.748 | 0.2 | 0.2 | 0.2 | 0.2 | 0.2 | 0.2 | 0.28721 | 0.39458 | 0.51537 | 0.64958 | 0.748 | 0.748 | 0.748 | 0.748 | 0.748 | 0.748 | 0.748 | 0.663 | 0.51537 | 0.46168 | 0.38116 | 0.36774 | 0.26037 | 0.23353 | 9.1384 | 0.561 | 0.25 | 0.25 | 0.25 | 0.25 | 0.25 | 0.25 | 0.25 | 0.29593 | 0.38653 | 0.48718 | 0.561 | 0.561 | 0.561 | 0.561 | 0.561 | 0.561 | 0.561 | 0.49725 | 0.38653 | 0.34626 | 0.28587 | 0.2758 | 0.25 | 0.25 | 0 | 0 | 0 | 0 | 0 | 0 | 0.15914 | 0.35507 | 0.57549 | 0.8204 | 1 | 1 | 1 | 1 | 1 | 1 | 1 | 0.84489 | 0.57549 | 0.47753 | 0.33058 | 0.30609 | 0.11016 | 0.061179 | 0 | 0 | 0 | 0 | 0 | 0 | 0 | 0.1477 | 0.43899 | 0.76265 | 1 | 1 | 1 | 1 | 1 | 1 | 1 | 0.79502 | 0.43899 | 0.30953 | 0.11533 | 0.082967 | 0 | 0 | 16 | 0.66337 | 0.20792 | 0.079208 | 0.049505 | 0.76136 | 0 | 0 | 0 | 0 | 0 | 0 | 0 | 0 |  | 0.046368 | 0.046368 | 0.042985 | 0.042985 | 0.037102 | 0.036663 | 0.036663 | Lodging - Hotel - Kitchen and Food Preparation - Hol | 14 | 6 | 22 | 93.0395 | 18.6163 | 0 | 0 | 93.0395 | 18.6163 | 0 | 0 | 9.3039 | 1.8616 | 0 | 0 | 0 | 0 | 0 | 0.2 | 0.28721 | 0.39458 | 0.51537 | 0.64958 | 0.748 | 0.748 | 0.748 | 0.748 | 0.748 | 0.748 | 0.748 | 0.663 | 0.51537 | 0.46168 | 0.38116 | 0 | 0 | 0 |  | 71.1255 | 20.258 | 0 | 0 | 71.1255 | 20.258 | 0 | 0 | 7.1126 | 2.0258 | 0 | 0 | 0 | 0 | 0 | 0.25 | 0.25 | 0.29593 | 0.38653 | 0.48718 | 0.561 | 0.561 | 0.561 | 0.561 | 0.561 | 0.561 | 0.561 | 0.49725 | 0.38653 | 0.34626 | 0.28587 | 0 | 0 | 0 | 1 | 1 | 1 | 1
924 | 9 | 24 | 8 | 4 |  |  | Lodging - Hotel - Kitchen and Food Preparation | Lodging - Hotel - Kitchen and Food Preparation | Lodging - Hotel | Kitchen and Food Preparation | Lodging - Hotel - Kitchen and Food Preparation |  | Lodging - Hotel | Lodging - Hotel - Kitchen and Food Preparation | Hotel (public) Kitchen | all | Open | 251 | 251 | 0.0049915 | 0.41825 | 0.41825 | 0.41825 | 0.41825 | 0.39365 | 0.39365 | 0.39365 | 0.0020877 | 0.0020877 | 0.0020877 | 0.0020877 | 0.0019649 | 0.0019649 | 0.0019649 | 6.7867 | 6.7867 | 6.7867 | 6.7867 | 6.3875 | 6.3875 | 6.3875 | 0.0018372 | 0.0018372 | 0.0018372 | 0.0018372 | 0.0017291 | 0.0017291 | 0.0017291 | 4523.7223 | 4523.7223 | 4523.7223 | 4523.7223 | 4523.7223 | 4523.7223 | 4523.7223 | 0 | 0 | 0 | 0 | 0 | 0 | 0 | 0.88 | 0.88 | 0.88 | 0.88 | 0.88 | 0.88 | 0.88 | 0 | 0 | 0 | 0 | 0 | 0 | 0 | 1.1713 | 1.1713 | 1.1713 | 1.1713 | 1.1024 | 1.1024 | 1.1024 | 0.0058463 | 0.0058463 | 0.0058463 | 0.0058463 | 0.0055024 | 0.0055024 | 0.0055024 | 15.1987 | 15.1987 | 15.1987 | 15.1987 | 14.3046 | 14.3046 | 14.3046 | 0.0038586 | 0.0038586 | 0.0038586 | 0.0038586 | 0.0036316 | 0.0036316 | 0.0036316 | 3641.472 | 3641.472 | 3641.472 | 3641.472 | 3641.472 | 3641.472 | 3641.472 | 0 | 0 | 0 | 0 | 0 | 0 | 0 | 0.66 | 0.66 | 0.66 | 0.66 | 0.66 | 0.66 | 0.66 | 0 | 0 | 0 | 0 | 0 | 0 | 0 | Hotel (public) Kitchen ILit all | Hotel (public) Kitchen ILit all | 3788 | 20 | 88 | Hotel (public) Kitchen ILit2 all | Hotel (public) Kitchen ILit2 all | Hotel (public) Kitchen ILit2 All | 3872 | 25 | 66 | 3788 | 12.9516 | 0.88 | 0.2 | 0.2 | 0.2 | 0.2 | 0.2 | 0.22737 | 0.33789 | 0.46421 | 0.60632 | 0.76421 | 0.88 | 0.88 | 0.88 | 0.88 | 0.88 | 0.88 | 0.88 | 0.78 | 0.60632 | 0.54316 | 0.44842 | 0.43263 | 0.30632 | 0.27474 | 10.3574 | 0.66 | 0.25 | 0.25 | 0.25 | 0.25 | 0.25 | 0.25 | 0.25342 | 0.34816 | 0.45474 | 0.57316 | 0.66 | 0.66 | 0.66 | 0.66 | 0.66 | 0.66 | 0.66 | 0.585 | 0.45474 | 0.40737 | 0.33632 | 0.32447 | 0.25 | 0.25 | 0 | 0 | 0 | 0 | 0 | 0.040248 | 0.20279 | 0.38854 | 0.59752 | 0.82972 | 1 | 1 | 1 | 1 | 1 | 1 | 1 | 0.85294 | 0.59752 | 0.50464 | 0.36533 | 0.34211 | 0.15635 | 0.10991 | 0 | 0 | 0 | 0 | 0 | 0 | 0.008344 | 0.23941 | 0.49936 | 0.78819 | 1 | 1 | 1 | 1 | 1 | 1 | 1 | 0.81707 | 0.49936 | 0.38383 | 0.21053 | 0.18164 | 0 | 0 | 16 | 0.66337 | 0.20792 | 0.079208 | 0.049505 | 0.76136 | 0.1539 | 0.0003213 | 0.0003213 | 0.0003213 | 0.0003213 | 0.0003024 | 0.0003024 | 0.0003024 |  | 0.046368 | 0.046368 | 0.042985 | 0.042985 | 0.037102 | 0.036663 | 0.036663 | Lodging - Hotel - Kitchen and Food Preparation - all | 16 | 6 | 22 | 2745.4116 | 505.4347 | 2745.4116 | 505.4347 | 0 | 0 | 10.9379 | 2.0137 | 0 | 0 | 0 | 0 | 0 | 0 | 0 | 0.22737 | 0.33789 | 0.46421 | 0.60632 | 0.76421 | 0.88 | 0.88 | 0.88 | 0.88 | 0.88 | 0.88 | 0.88 | 0.78 | 0.60632 | 0.54316 | 0.44842 | 0 | 0 | 0 |  | 2079.0066 | 520.6929 | 2079.0066 | 520.6929 | 0 | 0 | 8.2829 | 2.0745 | 0 | 0 | 0 | 0 | 0 | 0 | 0 | 0.25 | 0.25342 | 0.34816 | 0.45474 | 0.57316 | 0.66 | 0.66 | 0.66 | 0.66 | 0.66 | 0.66 | 0.66 | 0.585 | 0.45474 | 0.40737 | 0.33632 | 0 | 0 | 0 | 1 | 1 | 1 | 1
925 | 9 | 25 | 5 | 1 |  |  |  |  | Lodging - Hotel | Laundry | Lodging - Hotel - Laundry |  | Lodging - Hotel | Lodging - Hotel - Laundry | Hotel (public) Facilities | Sat | Open | 52 | 52 | 0.020541 | 0.36904 | 0.36904 | 0.22143 | 0.22143 | 0.22143 | 0.22143 | 0.22143 | 0 | 0 | 0 | 0 | 0 | 0 | 0 | 4.4859 | 4.4859 | 2.6915 | 2.6915 | 2.6915 | 2.6915 | 2.6915 | 0 | 0 | 0 | 0 | 0 | 0 | 0 | 0 | 0 | 0 | 0 | 0 | 0 | 0 | 0 | 0 | 0 | 0 | 0 | 0 | 0 | 0 | 0 | 0 | 0 | 0 | 0 | 0 | 0 | 0 | 0 | 0 | 0 | 0 | 0 | 1.0335 | 1.0335 | 0.62008 | 0.62008 | 0.62008 | 0.62008 | 0.62008 | 0 | 0 | 0 | 0 | 0 | 0 | 0 | 10.8457 | 10.8457 | 6.5074 | 6.5074 | 6.5074 | 6.5074 | 6.5074 | 0 | 0 | 0 | 0 | 0 | 0 | 0 | 0 | 0 | 0 | 0 | 0 | 0 | 0 | 0 | 0 | 0 | 0 | 0 | 0 | 0 | 0 | 0 | 0 | 0 | 0 | 0 | 0 | 0 | 0 | 0 | 0 | 0 | 0 | 0 | Hotel (public) Facilities ILit Sat | Hotel (public) Facilities ILit all | 3785 | 15 | 83 | Hotel (public) Facilities ILit2 Sat | Hotel (public) Facilities ILit2 Sat | Hotel (public) Facilities ILit2 All | 3869 | 25 | 62.25 | 3785 | 11.38 | 0.78667 | 0.15 | 0.15 | 0.15 | 0.15 | 0.21 | 0.33 | 0.53 | 0.73 | 0.8 | 0.83 | 0.83 | 0.83 | 0.83 | 0.83 | 0.83 | 0.8 | 0.73 | 0.53 | 0.33 | 0.21 | 0.15 | 0.15 | 0.15 | 0.15 | 9.825 | 0.59 | 0.25 | 0.25 | 0.25 | 0.25 | 0.25 | 0.25 | 0.3975 | 0.5475 | 0.6 | 0.6225 | 0.6225 | 0.6225 | 0.6225 | 0.6225 | 0.6225 | 0.6 | 0.5475 | 0.3975 | 0.25 | 0.25 | 0.25 | 0.25 | 0.25 | 0.25 | 0 | 0 | 0 | 0 | 0.088235 | 0.26471 | 0.55882 | 0.85294 | 0.95588 | 1 | 1 | 1 | 1 | 1 | 1 | 0.95588 | 0.85294 | 0.55882 | 0.26471 | 0.088235 | 0 | 0 | 0 | 0 | 0 | 0 | 0 | 0 | 0 | 0 | 0.39597 | 0.79866 | 0.9396 | 1 | 1 | 1 | 1 | 1 | 1 | 0.9396 | 0.79866 | 0.39597 | 0 | 0 | 0 | 0 | 0 | 0 | 16 | 0.66337 | 0.20792 | 0.079208 | 0.049505 | 0.76136 | 0 | 0 | 0 | 0 | 0 | 0 | 0 | 0 |  | 0.046368 | 0.046368 | 0.042985 | 0.042985 | 0.037102 | 0.036663 | 0.036663 | Lodging - Hotel - Laundry - Sat | 10 | 6 | 22 | 526.24 | 65.52 | 0 | 0 | 526.24 | 65.52 | 0 | 0 | 10.12 | 1.26 | 0 | 0 | 0 | 0 | 0 | 0.33 | 0.53 | 0.73 | 0.8 | 0.83 | 0.83 | 0.83 | 0.83 | 0.83 | 0.83 | 0.8 | 0.73 | 0.53 | 0.33 | 0.21 | 0.15 | 0 | 0 | 0 |  | 406.9 | 104 | 0 | 0 | 406.9 | 104 | 0 | 0 | 7.825 | 2 | 0 | 0 | 0 | 0 | 0 | 0.25 | 0.3975 | 0.5475 | 0.6 | 0.6225 | 0.6225 | 0.6225 | 0.6225 | 0.6225 | 0.6225 | 0.6 | 0.5475 | 0.3975 | 0.25 | 0.25 | 0.25 | 0 | 0 | 0 | 1 | 1 | 1 | 1
926 | 9 | 26 | 6 | 2 |  |  |  |  | Lodging - Hotel | Laundry | Lodging - Hotel - Laundry |  | Lodging - Hotel | Lodging - Hotel - Laundry | Hotel (public) Facilities | Sun | Open | 52 | 52 | 0.020541 | 0.36904 | 0.36904 | 0.22143 | 0.22143 | 0.22143 | 0.22143 | 0.22143 | 0 | 0 | 0 | 0 | 0 | 0 | 0 | 4.4859 | 4.4859 | 2.6915 | 2.6915 | 2.6915 | 2.6915 | 2.6915 | 0 | 0 | 0 | 0 | 0 | 0 | 0 | 0 | 0 | 0 | 0 | 0 | 0 | 0 | 0 | 0 | 0 | 0 | 0 | 0 | 0 | 0 | 0 | 0 | 0 | 0 | 0 | 0 | 0 | 0 | 0 | 0 | 0 | 0 | 0 | 1.0335 | 1.0335 | 0.62008 | 0.62008 | 0.62008 | 0.62008 | 0.62008 | 0 | 0 | 0 | 0 | 0 | 0 | 0 | 10.8457 | 10.8457 | 6.5074 | 6.5074 | 6.5074 | 6.5074 | 6.5074 | 0 | 0 | 0 | 0 | 0 | 0 | 0 | 0 | 0 | 0 | 0 | 0 | 0 | 0 | 0 | 0 | 0 | 0 | 0 | 0 | 0 | 0 | 0 | 0 | 0 | 0 | 0 | 0 | 0 | 0 | 0 | 0 | 0 | 0 | 0 | Hotel (public) Facilities ILit Sun | Hotel (public) Facilities ILit all | 3785 | 15 | 83 | Hotel (public) Facilities ILit2 Sun | Hotel (public) Facilities ILit2 Sun | Hotel (public) Facilities ILit2 All | 3869 | 25 | 62.25 | 3785 | 11.38 | 0.78667 | 0.15 | 0.15 | 0.15 | 0.15 | 0.21 | 0.33 | 0.53 | 0.73 | 0.8 | 0.83 | 0.83 | 0.83 | 0.83 | 0.83 | 0.83 | 0.8 | 0.73 | 0.53 | 0.33 | 0.21 | 0.15 | 0.15 | 0.15 | 0.15 | 9.825 | 0.59 | 0.25 | 0.25 | 0.25 | 0.25 | 0.25 | 0.25 | 0.3975 | 0.5475 | 0.6 | 0.6225 | 0.6225 | 0.6225 | 0.6225 | 0.6225 | 0.6225 | 0.6 | 0.5475 | 0.3975 | 0.25 | 0.25 | 0.25 | 0.25 | 0.25 | 0.25 | 0 | 0 | 0 | 0 | 0.088235 | 0.26471 | 0.55882 | 0.85294 | 0.95588 | 1 | 1 | 1 | 1 | 1 | 1 | 0.95588 | 0.85294 | 0.55882 | 0.26471 | 0.088235 | 0 | 0 | 0 | 0 | 0 | 0 | 0 | 0 | 0 | 0 | 0.39597 | 0.79866 | 0.9396 | 1 | 1 | 1 | 1 | 1 | 1 | 0.9396 | 0.79866 | 0.39597 | 0 | 0 | 0 | 0 | 0 | 0 | 16 | 0.66337 | 0.20792 | 0.079208 | 0.049505 | 0.76136 | 0 | 0 | 0 | 0 | 0 | 0 | 0 | 0 |  | 0.046368 | 0.046368 | 0.042985 | 0.042985 | 0.037102 | 0.036663 | 0.036663 | Lodging - Hotel - Laundry - Sun | 12 | 6 | 22 | 526.24 | 65.52 | 0 | 0 | 526.24 | 65.52 | 0 | 0 | 10.12 | 1.26 | 0 | 0 | 0 | 0 | 0 | 0.33 | 0.53 | 0.73 | 0.8 | 0.83 | 0.83 | 0.83 | 0.83 | 0.83 | 0.83 | 0.8 | 0.73 | 0.53 | 0.33 | 0.21 | 0.15 | 0 | 0 | 0 |  | 406.9 | 104 | 0 | 0 | 406.9 | 104 | 0 | 0 | 7.825 | 2 | 0 | 0 | 0 | 0 | 0 | 0.25 | 0.3975 | 0.5475 | 0.6 | 0.6225 | 0.6225 | 0.6225 | 0.6225 | 0.6225 | 0.6225 | 0.6 | 0.5475 | 0.3975 | 0.25 | 0.25 | 0.25 | 0 | 0 | 0 | 1 | 1 | 1 | 1
927 | 9 | 27 | 7 | 3 |  |  |  |  | Lodging - Hotel | Laundry | Lodging - Hotel - Laundry |  | Lodging - Hotel | Lodging - Hotel - Laundry | Hotel (public) Facilities | Hol | Open | 10 | 10 | 0.020541 | 0.36904 | 0.36904 | 0.22143 | 0.22143 | 0.22143 | 0.22143 | 0.22143 | 0 | 0 | 0 | 0 | 0 | 0 | 0 | 0.86267 | 0.86267 | 0.5176 | 0.5176 | 0.5176 | 0.5176 | 0.5176 | 0 | 0 | 0 | 0 | 0 | 0 | 0 | 0 | 0 | 0 | 0 | 0 | 0 | 0 | 0 | 0 | 0 | 0 | 0 | 0 | 0 | 0 | 0 | 0 | 0 | 0 | 0 | 0 | 0 | 0 | 0 | 0 | 0 | 0 | 0 | 1.0335 | 1.0335 | 0.62008 | 0.62008 | 0.62008 | 0.62008 | 0.62008 | 0 | 0 | 0 | 0 | 0 | 0 | 0 | 2.0857 | 2.0857 | 1.2514 | 1.2514 | 1.2514 | 1.2514 | 1.2514 | 0 | 0 | 0 | 0 | 0 | 0 | 0 | 0 | 0 | 0 | 0 | 0 | 0 | 0 | 0 | 0 | 0 | 0 | 0 | 0 | 0 | 0 | 0 | 0 | 0 | 0 | 0 | 0 | 0 | 0 | 0 | 0 | 0 | 0 | 0 | Hotel (public) Facilities ILit Hol | Hotel (public) Facilities ILit all | 3785 | 15 | 83 | Hotel (public) Facilities ILit2 Hol | Hotel (public) Facilities ILit2 Hol | Hotel (public) Facilities ILit2 All | 3869 | 25 | 62.25 | 3785 | 11.38 | 0.78667 | 0.15 | 0.15 | 0.15 | 0.15 | 0.21 | 0.33 | 0.53 | 0.73 | 0.8 | 0.83 | 0.83 | 0.83 | 0.83 | 0.83 | 0.83 | 0.8 | 0.73 | 0.53 | 0.33 | 0.21 | 0.15 | 0.15 | 0.15 | 0.15 | 9.825 | 0.59 | 0.25 | 0.25 | 0.25 | 0.25 | 0.25 | 0.25 | 0.3975 | 0.5475 | 0.6 | 0.6225 | 0.6225 | 0.6225 | 0.6225 | 0.6225 | 0.6225 | 0.6 | 0.5475 | 0.3975 | 0.25 | 0.25 | 0.25 | 0.25 | 0.25 | 0.25 | 0 | 0 | 0 | 0 | 0.088235 | 0.26471 | 0.55882 | 0.85294 | 0.95588 | 1 | 1 | 1 | 1 | 1 | 1 | 0.95588 | 0.85294 | 0.55882 | 0.26471 | 0.088235 | 0 | 0 | 0 | 0 | 0 | 0 | 0 | 0 | 0 | 0 | 0.39597 | 0.79866 | 0.9396 | 1 | 1 | 1 | 1 | 1 | 1 | 0.9396 | 0.79866 | 0.39597 | 0 | 0 | 0 | 0 | 0 | 0 | 16 | 0.66337 | 0.20792 | 0.079208 | 0.049505 | 0.76136 | 0 | 0 | 0 | 0 | 0 | 0 | 0 | 0 |  | 0.046368 | 0.046368 | 0.042985 | 0.042985 | 0.037102 | 0.036663 | 0.036663 | Lodging - Hotel - Laundry - Hol | 14 | 6 | 22 | 101.2 | 12.6 | 0 | 0 | 101.2 | 12.6 | 0 | 0 | 10.12 | 1.26 | 0 | 0 | 0 | 0 | 0 | 0.33 | 0.53 | 0.73 | 0.8 | 0.83 | 0.83 | 0.83 | 0.83 | 0.83 | 0.83 | 0.8 | 0.73 | 0.53 | 0.33 | 0.21 | 0.15 | 0 | 0 | 0 |  | 78.25 | 20 | 0 | 0 | 78.25 | 20 | 0 | 0 | 7.825 | 2 | 0 | 0 | 0 | 0 | 0 | 0.25 | 0.3975 | 0.5475 | 0.6 | 0.6225 | 0.6225 | 0.6225 | 0.6225 | 0.6225 | 0.6225 | 0.6 | 0.5475 | 0.3975 | 0.25 | 0.25 | 0.25 | 0 | 0 | 0 | 1 | 1 | 1 | 1
928 | 9 | 28 | 8 | 4 |  |  | Lodging - Hotel - Laundry | Lodging - Hotel - Laundry | Lodging - Hotel | Laundry | Lodging - Hotel - Laundry |  | Lodging - Hotel | Lodging - Hotel - Laundry | Hotel (public) Facilities | all | Open | 251 | 251 | 0.020541 | 0.36904 | 0.36904 | 0.22143 | 0.22143 | 0.22143 | 0.22143 | 0.22143 | 0.0075806 | 0.0075806 | 0.0045483 | 0.0045483 | 0.0045483 | 0.0045483 | 0.0045483 | 21.653 | 21.653 | 12.9918 | 12.9918 | 12.9918 | 12.9918 | 12.9918 | 0.0059634 | 0.0059634 | 0.003578 | 0.003578 | 0.003578 | 0.003578 | 0.003578 | 4153.7 | 4153.7 | 4153.7 | 4153.7 | 4153.7 | 4153.7 | 4153.7 | 0 | 0 | 0 | 0 | 0 | 0 | 0 | 0.78667 | 0.78667 | 0.78667 | 0.78667 | 0.78667 | 0.78667 | 0.78667 | 0 | 0 | 0 | 0 | 0 | 0 | 0 | 1.0335 | 1.0335 | 0.62008 | 0.62008 | 0.62008 | 0.62008 | 0.62008 | 0.021229 | 0.021229 | 0.012737 | 0.012737 | 0.012737 | 0.012737 | 0.012737 | 52.3512 | 52.3512 | 31.4107 | 31.4107 | 31.4107 | 31.4107 | 31.4107 | 0.012525 | 0.012525 | 0.0075149 | 0.0075149 | 0.0075149 | 0.0075149 | 0.0075149 | 3586.125 | 3586.125 | 3586.125 | 3586.125 | 3586.125 | 3586.125 | 3586.125 | 0 | 0 | 0 | 0 | 0 | 0 | 0 | 0.59 | 0.59 | 0.59 | 0.59 | 0.59 | 0.59 | 0.59 | 0 | 0 | 0 | 0 | 0 | 0 | 0 | Hotel (public) Facilities ILit all | Hotel (public) Facilities ILit all | 3784 | 15 | 83 | Hotel (public) Facilities ILit2 all | Hotel (public) Facilities ILit2 all | Hotel (public) Facilities ILit2 All | 3868 | 25 | 62.25 | 3784 | 11.38 | 0.78667 | 0.15 | 0.15 | 0.15 | 0.15 | 0.21 | 0.33 | 0.53 | 0.73 | 0.8 | 0.83 | 0.83 | 0.83 | 0.83 | 0.83 | 0.83 | 0.8 | 0.73 | 0.53 | 0.33 | 0.21 | 0.15 | 0.15 | 0.15 | 0.15 | 9.825 | 0.59 | 0.25 | 0.25 | 0.25 | 0.25 | 0.25 | 0.25 | 0.3975 | 0.5475 | 0.6 | 0.6225 | 0.6225 | 0.6225 | 0.6225 | 0.6225 | 0.6225 | 0.6 | 0.5475 | 0.3975 | 0.25 | 0.25 | 0.25 | 0.25 | 0.25 | 0.25 | 0 | 0 | 0 | 0 | 0.088235 | 0.26471 | 0.55882 | 0.85294 | 0.95588 | 1 | 1 | 1 | 1 | 1 | 1 | 0.95588 | 0.85294 | 0.55882 | 0.26471 | 0.088235 | 0 | 0 | 0 | 0 | 0 | 0 | 0 | 0 | 0 | 0 | 0.39597 | 0.79866 | 0.9396 | 1 | 1 | 1 | 1 | 1 | 1 | 0.9396 | 0.79866 | 0.39597 | 0 | 0 | 0 | 0 | 0 | 0 | 16 | 0.66337 | 0.20792 | 0.079208 | 0.049505 | 0.76136 | 0.13654 | 0.001035 | 0.001035 | 0.00062101 | 0.00062101 | 0.00062101 | 0.00062101 | 0.00062101 |  | 0.046368 | 0.046368 | 0.042985 | 0.042985 | 0.037102 | 0.036663 | 0.036663 | Lodging - Hotel - Laundry - all | 16 | 6 | 22 | 2540.12 | 316.26 | 2540.12 | 316.26 | 0 | 0 | 10.12 | 1.26 | 0 | 0 | 0 | 0 | 0 | 0 | 0 | 0.33 | 0.53 | 0.73 | 0.8 | 0.83 | 0.83 | 0.83 | 0.83 | 0.83 | 0.83 | 0.8 | 0.73 | 0.53 | 0.33 | 0.21 | 0.15 | 0 | 0 | 0 |  | 1964.075 | 502 | 1964.075 | 502 | 0 | 0 | 7.825 | 2 | 0 | 0 | 0 | 0 | 0 | 0 | 0 | 0.25 | 0.3975 | 0.5475 | 0.6 | 0.6225 | 0.6225 | 0.6225 | 0.6225 | 0.6225 | 0.6225 | 0.6 | 0.5475 | 0.3975 | 0.25 | 0.25 | 0.25 | 0 | 0 | 0 | 1 | 1 | 1 | 1
929 | 9 | 29 | 5 | 1 |  |  |  |  | Lodging - Hotel | Lobby (Hotel) | Lodging - Hotel - Lobby (Hotel) |  | Lodging - Hotel | Lodging - Hotel - Lobby (Hotel) | Hotel (public) Lobby | Sat | Open | 52 | 52 | 0.041085 | 0.44285 | 0.44285 | 0.44285 | 0.44285 | 0.27063 | 0.27063 | 0.27063 | 0 | 0 | 0 | 0 | 0 | 0 | 0 | 20.4363 | 20.4363 | 20.4363 | 20.4363 | 12.4889 | 12.4889 | 12.4889 | 0 | 0 | 0 | 0 | 0 | 0 | 0 | 0 | 0 | 0 | 0 | 0 | 0 | 0 | 0 | 0 | 0 | 0 | 0 | 0 | 0 | 0 | 0 | 0 | 0 | 0 | 0 | 0 | 0 | 0 | 0 | 0 | 0 | 0 | 0 | 1.2402 | 1.2402 | 1.2402 | 1.2402 | 0.75787 | 0.75787 | 0.75787 | 0 | 0 | 0 | 0 | 0 | 0 | 0 | 42.9222 | 42.9222 | 42.9222 | 42.9222 | 26.2302 | 26.2302 | 26.2302 | 0 | 0 | 0 | 0 | 0 | 0 | 0 | 0 | 0 | 0 | 0 | 0 | 0 | 0 | 0 | 0 | 0 | 0 | 0 | 0 | 0 | 0 | 0 | 0 | 0 | 0 | 0 | 0 | 0 | 0 | 0 | 0 | 0 | 0 | 0 | Hotel (public) Lobby ILit Sat | Hotel (public) Lobby ILit all | 2 | 90 | 90 | Hotel (public) Lobby ILit2 Sat | Hotel (public) Lobby ILit Sat | Hotel (public) Lobby ILit all | 2 | 67.5 | 67.5 | 2 | 21.6 | 0.9 | 0.9 | 0.9 | 0.9 | 0.9 | 0.9 | 0.9 | 0.9 | 0.9 | 0.9 | 0.9 | 0.9 | 0.9 | 0.9 | 0.9 | 0.9 | 0.9 | 0.9 | 0.9 | 0.9 | 0.9 | 0.9 | 0.9 | 0.9 | 0.9 | 16.2 | 0.675 | 0.675 | 0.675 | 0.675 | 0.675 | 0.675 | 0.675 | 0.675 | 0.675 | 0.675 | 0.675 | 0.675 | 0.675 | 0.675 | 0.675 | 0.675 | 0.675 | 0.675 | 0.675 | 0.675 | 0.675 | 0.675 | 0.675 | 0.675 | 0.675 | 0 | 0 | 0 | 0 | 0 | 0 | 0 | 0 | 0 | 0 | 0 | 0 | 0 | 0 | 0 | 0 | 0 | 0 | 0 | 0 | 0 | 0 | 0 | 0 | 0 | 0 | 0 | 0 | 0 | 0 | 0 | 0 | 0 | 0 | 0 | 0 | 0 | 0 | 0 | 0 | 0 | 0 | 0 | 0 | 0 | 0 | 0 | 0 | 16 | 0.66337 | 0.20792 | 0.079208 | 0.049505 | 0.76136 | 0 | 0 | 0 | 0 | 0 | 0 | 0 | 0 |  | 0.046368 | 0.046368 | 0.042985 | 0.042985 | 0.037102 | 0.036663 | 0.036663 | Lodging - Hotel - Lobby (Hotel) - Sat | 10 | 6 | 22 | 748.8 | 374.4 | 0 | 0 | 748.8 | 374.4 | 0 | 0 | 14.4 | 7.2 | 0 | 0 | 0 | 0 | 0 | 0.9 | 0.9 | 0.9 | 0.9 | 0.9 | 0.9 | 0.9 | 0.9 | 0.9 | 0.9 | 0.9 | 0.9 | 0.9 | 0.9 | 0.9 | 0.9 | 0 | 0 | 0 |  | 561.6 | 280.8 | 0 | 0 | 561.6 | 280.8 | 0 | 0 | 10.8 | 5.4 | 0 | 0 | 0 | 0 | 0 | 0.675 | 0.675 | 0.675 | 0.675 | 0.675 | 0.675 | 0.675 | 0.675 | 0.675 | 0.675 | 0.675 | 0.675 | 0.675 | 0.675 | 0.675 | 0.675 | 0 | 0 | 0 | 1 | 1 | 1 | 1
930 | 9 | 30 | 6 | 2 |  |  |  |  | Lodging - Hotel | Lobby (Hotel) | Lodging - Hotel - Lobby (Hotel) |  | Lodging - Hotel | Lodging - Hotel - Lobby (Hotel) | Hotel (public) Lobby | Sun | Open | 52 | 52 | 0.041085 | 0.44285 | 0.44285 | 0.44285 | 0.44285 | 0.27063 | 0.27063 | 0.27063 | 0 | 0 | 0 | 0 | 0 | 0 | 0 | 20.4363 | 20.4363 | 20.4363 | 20.4363 | 12.4889 | 12.4889 | 12.4889 | 0 | 0 | 0 | 0 | 0 | 0 | 0 | 0 | 0 | 0 | 0 | 0 | 0 | 0 | 0 | 0 | 0 | 0 | 0 | 0 | 0 | 0 | 0 | 0 | 0 | 0 | 0 | 0 | 0 | 0 | 0 | 0 | 0 | 0 | 0 | 1.2402 | 1.2402 | 1.2402 | 1.2402 | 0.75787 | 0.75787 | 0.75787 | 0 | 0 | 0 | 0 | 0 | 0 | 0 | 42.9222 | 42.9222 | 42.9222 | 42.9222 | 26.2302 | 26.2302 | 26.2302 | 0 | 0 | 0 | 0 | 0 | 0 | 0 | 0 | 0 | 0 | 0 | 0 | 0 | 0 | 0 | 0 | 0 | 0 | 0 | 0 | 0 | 0 | 0 | 0 | 0 | 0 | 0 | 0 | 0 | 0 | 0 | 0 | 0 | 0 | 0 | Hotel (public) Lobby ILit Sun | Hotel (public) Lobby ILit all | 2 | 90 | 90 | Hotel (public) Lobby ILit2 Sun | Hotel (public) Lobby ILit Sun | Hotel (public) Lobby ILit all | 2 | 67.5 | 67.5 | 2 | 21.6 | 0.9 | 0.9 | 0.9 | 0.9 | 0.9 | 0.9 | 0.9 | 0.9 | 0.9 | 0.9 | 0.9 | 0.9 | 0.9 | 0.9 | 0.9 | 0.9 | 0.9 | 0.9 | 0.9 | 0.9 | 0.9 | 0.9 | 0.9 | 0.9 | 0.9 | 16.2 | 0.675 | 0.675 | 0.675 | 0.675 | 0.675 | 0.675 | 0.675 | 0.675 | 0.675 | 0.675 | 0.675 | 0.675 | 0.675 | 0.675 | 0.675 | 0.675 | 0.675 | 0.675 | 0.675 | 0.675 | 0.675 | 0.675 | 0.675 | 0.675 | 0.675 | 0 | 0 | 0 | 0 | 0 | 0 | 0 | 0 | 0 | 0 | 0 | 0 | 0 | 0 | 0 | 0 | 0 | 0 | 0 | 0 | 0 | 0 | 0 | 0 | 0 | 0 | 0 | 0 | 0 | 0 | 0 | 0 | 0 | 0 | 0 | 0 | 0 | 0 | 0 | 0 | 0 | 0 | 0 | 0 | 0 | 0 | 0 | 0 | 16 | 0.66337 | 0.20792 | 0.079208 | 0.049505 | 0.76136 | 0 | 0 | 0 | 0 | 0 | 0 | 0 | 0 |  | 0.046368 | 0.046368 | 0.042985 | 0.042985 | 0.037102 | 0.036663 | 0.036663 | Lodging - Hotel - Lobby (Hotel) - Sun | 12 | 6 | 22 | 748.8 | 374.4 | 0 | 0 | 748.8 | 374.4 | 0 | 0 | 14.4 | 7.2 | 0 | 0 | 0 | 0 | 0 | 0.9 | 0.9 | 0.9 | 0.9 | 0.9 | 0.9 | 0.9 | 0.9 | 0.9 | 0.9 | 0.9 | 0.9 | 0.9 | 0.9 | 0.9 | 0.9 | 0 | 0 | 0 |  | 561.6 | 280.8 | 0 | 0 | 561.6 | 280.8 | 0 | 0 | 10.8 | 5.4 | 0 | 0 | 0 | 0 | 0 | 0.675 | 0.675 | 0.675 | 0.675 | 0.675 | 0.675 | 0.675 | 0.675 | 0.675 | 0.675 | 0.675 | 0.675 | 0.675 | 0.675 | 0.675 | 0.675 | 0 | 0 | 0 | 1 | 1 | 1 | 1
931 | 9 | 31 | 7 | 3 |  |  |  |  | Lodging - Hotel | Lobby (Hotel) | Lodging - Hotel - Lobby (Hotel) |  | Lodging - Hotel | Lodging - Hotel - Lobby (Hotel) | Hotel (public) Lobby | Hol | Open | 10 | 10 | 0.041085 | 0.44285 | 0.44285 | 0.44285 | 0.44285 | 0.27063 | 0.27063 | 0.27063 | 0 | 0 | 0 | 0 | 0 | 0 | 0 | 3.9301 | 3.9301 | 3.9301 | 3.9301 | 2.4017 | 2.4017 | 2.4017 | 0 | 0 | 0 | 0 | 0 | 0 | 0 | 0 | 0 | 0 | 0 | 0 | 0 | 0 | 0 | 0 | 0 | 0 | 0 | 0 | 0 | 0 | 0 | 0 | 0 | 0 | 0 | 0 | 0 | 0 | 0 | 0 | 0 | 0 | 0 | 1.2402 | 1.2402 | 1.2402 | 1.2402 | 0.75787 | 0.75787 | 0.75787 | 0 | 0 | 0 | 0 | 0 | 0 | 0 | 8.2543 | 8.2543 | 8.2543 | 8.2543 | 5.0443 | 5.0443 | 5.0443 | 0 | 0 | 0 | 0 | 0 | 0 | 0 | 0 | 0 | 0 | 0 | 0 | 0 | 0 | 0 | 0 | 0 | 0 | 0 | 0 | 0 | 0 | 0 | 0 | 0 | 0 | 0 | 0 | 0 | 0 | 0 | 0 | 0 | 0 | 0 | Hotel (public) Lobby ILit Hol | Hotel (public) Lobby ILit all | 2 | 90 | 90 | Hotel (public) Lobby ILit2 Hol | Hotel (public) Lobby ILit Hol | Hotel (public) Lobby ILit all | 2 | 67.5 | 67.5 | 2 | 21.6 | 0.9 | 0.9 | 0.9 | 0.9 | 0.9 | 0.9 | 0.9 | 0.9 | 0.9 | 0.9 | 0.9 | 0.9 | 0.9 | 0.9 | 0.9 | 0.9 | 0.9 | 0.9 | 0.9 | 0.9 | 0.9 | 0.9 | 0.9 | 0.9 | 0.9 | 16.2 | 0.675 | 0.675 | 0.675 | 0.675 | 0.675 | 0.675 | 0.675 | 0.675 | 0.675 | 0.675 | 0.675 | 0.675 | 0.675 | 0.675 | 0.675 | 0.675 | 0.675 | 0.675 | 0.675 | 0.675 | 0.675 | 0.675 | 0.675 | 0.675 | 0.675 | 0 | 0 | 0 | 0 | 0 | 0 | 0 | 0 | 0 | 0 | 0 | 0 | 0 | 0 | 0 | 0 | 0 | 0 | 0 | 0 | 0 | 0 | 0 | 0 | 0 | 0 | 0 | 0 | 0 | 0 | 0 | 0 | 0 | 0 | 0 | 0 | 0 | 0 | 0 | 0 | 0 | 0 | 0 | 0 | 0 | 0 | 0 | 0 | 16 | 0.66337 | 0.20792 | 0.079208 | 0.049505 | 0.76136 | 0 | 0 | 0 | 0 | 0 | 0 | 0 | 0 |  | 0.046368 | 0.046368 | 0.042985 | 0.042985 | 0.037102 | 0.036663 | 0.036663 | Lodging - Hotel - Lobby (Hotel) - Hol | 14 | 6 | 22 | 144 | 72 | 0 | 0 | 144 | 72 | 0 | 0 | 14.4 | 7.2 | 0 | 0 | 0 | 0 | 0 | 0.9 | 0.9 | 0.9 | 0.9 | 0.9 | 0.9 | 0.9 | 0.9 | 0.9 | 0.9 | 0.9 | 0.9 | 0.9 | 0.9 | 0.9 | 0.9 | 0 | 0 | 0 |  | 108 | 54 | 0 | 0 | 108 | 54 | 0 | 0 | 10.8 | 5.4 | 0 | 0 | 0 | 0 | 0 | 0.675 | 0.675 | 0.675 | 0.675 | 0.675 | 0.675 | 0.675 | 0.675 | 0.675 | 0.675 | 0.675 | 0.675 | 0.675 | 0.675 | 0.675 | 0.675 | 0 | 0 | 0 | 1 | 1 | 1 | 1
932 | 9 | 32 | 8 | 4 |  |  | Lodging - Hotel - Lobby (Hotel) | Lodging - Hotel - Lobby (Hotel) | Lodging - Hotel | Lobby (Hotel) | Lodging - Hotel - Lobby (Hotel) |  | Lodging - Hotel | Lodging - Hotel - Lobby (Hotel) | Hotel (public) Lobby | all | Open | 251 | 251 | 0.041085 | 0.44285 | 0.44285 | 0.44285 | 0.44285 | 0.27063 | 0.27063 | 0.27063 | 0.018195 | 0.018195 | 0.018195 | 0.018195 | 0.011119 | 0.011119 | 0.011119 | 98.6445 | 98.6445 | 98.6445 | 98.6445 | 60.2827 | 60.2827 | 60.2827 | 0.016375 | 0.016375 | 0.016375 | 0.016375 | 0.010007 | 0.010007 | 0.010007 | 7884 | 7884 | 7884 | 7884 | 7884 | 7884 | 7884 | 0 | 0 | 0 | 0 | 0 | 0 | 0 | 0.9 | 0.9 | 0.9 | 0.9 | 0.9 | 0.9 | 0.9 | 0 | 0 | 0 | 0 | 0 | 0 | 0 | 1.2402 | 1.2402 | 1.2402 | 1.2402 | 0.75787 | 0.75787 | 0.75787 | 0.050952 | 0.050952 | 0.050952 | 0.050952 | 0.031138 | 0.031138 | 0.031138 | 207.1821 | 207.1821 | 207.1821 | 207.1821 | 126.6113 | 126.6113 | 126.6113 | 0.034393 | 0.034393 | 0.034393 | 0.034393 | 0.021018 | 0.021018 | 0.021018 | 5913 | 5913 | 5913 | 5913 | 5913 | 5913 | 5913 | 0 | 0 | 0 | 0 | 0 | 0 | 0 | 0.675 | 0.675 | 0.675 | 0.675 | 0.675 | 0.675 | 0.675 | 0 | 0 | 0 | 0 | 0 | 0 | 0 | Hotel (public) Lobby ILit all | Hotel (public) Lobby ILit all | 2 | 90 | 90 | Hotel (public) Lobby ILit2 all | Hotel (public) Lobby ILit all | Hotel (public) Lobby ILit all | 2 | 67.5 | 67.5 | 2 | 21.6 | 0.9 | 0.9 | 0.9 | 0.9 | 0.9 | 0.9 | 0.9 | 0.9 | 0.9 | 0.9 | 0.9 | 0.9 | 0.9 | 0.9 | 0.9 | 0.9 | 0.9 | 0.9 | 0.9 | 0.9 | 0.9 | 0.9 | 0.9 | 0.9 | 0.9 | 16.2 | 0.675 | 0.675 | 0.675 | 0.675 | 0.675 | 0.675 | 0.675 | 0.675 | 0.675 | 0.675 | 0.675 | 0.675 | 0.675 | 0.675 | 0.675 | 0.675 | 0.675 | 0.675 | 0.675 | 0.675 | 0.675 | 0.675 | 0.675 | 0.675 | 0.675 | 0 | 0 | 0 | 0 | 0 | 0 | 0 | 0 | 0 | 0 | 0 | 0 | 0 | 0 | 0 | 0 | 0 | 0 | 0 | 0 | 0 | 0 | 0 | 0 | 0 | 0 | 0 | 0 | 0 | 0 | 0 | 0 | 0 | 0 | 0 | 0 | 0 | 0 | 0 | 0 | 0 | 0 | 0 | 0 | 0 | 0 | 0 | 0 | 16 | 0.66337 | 0.20792 | 0.079208 | 0.049505 | 0.76136 | 0.20837 | 0.0037912 | 0.0037912 | 0.0037912 | 0.0037912 | 0.0023168 | 0.0023168 | 0.0023168 |  | 0.046368 | 0.046368 | 0.042985 | 0.042985 | 0.037102 | 0.036663 | 0.036663 | Lodging - Hotel - Lobby (Hotel) - all | 16 | 6 | 22 | 3614.4 | 1807.2 | 3614.4 | 1807.2 | 0 | 0 | 14.4 | 7.2 | 0 | 0 | 0 | 0 | 0 | 0 | 0 | 0.9 | 0.9 | 0.9 | 0.9 | 0.9 | 0.9 | 0.9 | 0.9 | 0.9 | 0.9 | 0.9 | 0.9 | 0.9 | 0.9 | 0.9 | 0.9 | 0 | 0 | 0 |  | 2710.8 | 1355.4 | 2710.8 | 1355.4 | 0 | 0 | 10.8 | 5.4 | 0 | 0 | 0 | 0 | 0 | 0 | 0 | 0.675 | 0.675 | 0.675 | 0.675 | 0.675 | 0.675 | 0.675 | 0.675 | 0.675 | 0.675 | 0.675 | 0.675 | 0.675 | 0.675 | 0.675 | 0.675 | 0 | 0 | 0 | 1 | 1 | 1 | 1
933 | 9 | 33 | 5 | 1 |  |  |  |  | Lodging - Hotel | Office (General) | Lodging - Hotel - Office (General) |  | Lodging - Hotel | Lodging - Hotel - Office (General) | Hotel (public) Admin | Sat | Open | 52 | 52 | 0.020541 | 0.31984 | 0.31984 | 0.31984 | 0.31984 | 0.31984 | 0.25833 | 0.25833 | 0 | 0 | 0 | 0 | 0 | 0 | 0 | 2.1825 | 2.1825 | 2.1825 | 2.1825 | 2.1825 | 1.7628 | 1.7628 | 0 | 0 | 0 | 0 | 0 | 0 | 0 | 0 | 0 | 0 | 0 | 0 | 0 | 0 | 0 | 0 | 0 | 0 | 0 | 0 | 0 | 0 | 0 | 0 | 0 | 0 | 0 | 0 | 0 | 0 | 0 | 0 | 0 | 0 | 0 | 0.89567 | 0.89567 | 0.89567 | 0.89567 | 0.89567 | 0.72342 | 0.72342 | 0 | 0 | 0 | 0 | 0 | 0 | 0 | 6.1172 | 6.1172 | 6.1172 | 6.1172 | 6.1172 | 4.9408 | 4.9408 | 0 | 0 | 0 | 0 | 0 | 0 | 0 | 0 | 0 | 0 | 0 | 0 | 0 | 0 | 0 | 0 | 0 | 0 | 0 | 0 | 0 | 0 | 0 | 0 | 0 | 0 | 0 | 0 | 0 | 0 | 0 | 0 | 0 | 0 | 0 | Hotel (public) Admin ILit Sat | Hotel (public) Admin ILit all | 3787 | 16 | 43.8 | Hotel (public) Admin ILit2 Sat | Hotel (public) Admin ILit2 Sat | Hotel (public) Admin ILit2 All | 3871 | 25 | 32.85 | 3787 | 6.3886 | 0.40555 | 0.16 | 0.16 | 0.16 | 0.16 | 0.16 | 0.16 | 0.168 | 0.27 | 0.42 | 0.438 | 0.438 | 0.438 | 0.438 | 0.438 | 0.438 | 0.438 | 0.402 | 0.342 | 0.258 | 0.18 | 0.16 | 0.16 | 0.16 | 0.16 | 6.394 | 0.30416 | 0.25 | 0.25 | 0.25 | 0.25 | 0.25 | 0.25 | 0.25 | 0.25 | 0.315 | 0.3285 | 0.3285 | 0.3285 | 0.3285 | 0.3285 | 0.3285 | 0.3285 | 0.3015 | 0.2565 | 0.25 | 0.25 | 0.25 | 0.25 | 0.25 | 0.25 | 0 | 0 | 0 | 0 | 0 | 0 | 0.028777 | 0.39568 | 0.93525 | 1 | 1 | 1 | 1 | 1 | 1 | 1 | 0.8705 | 0.65468 | 0.35252 | 0.071942 | 0 | 0 | 0 | 0 | 0 | 0 | 0 | 0 | 0 | 0 | 0 | 0 | 0.82803 | 1 | 1 | 1 | 1 | 1 | 1 | 1 | 0.65605 | 0.082803 | 0 | 0 | 0 | 0 | 0 | 0 | 16 | 0.66337 | 0.20792 | 0.079208 | 0.049505 | 0.76136 | 0 | 0 | 0 | 0 | 0 | 0 | 0 | 0 |  | 0.046368 | 0.046368 | 0.042985 | 0.042985 | 0.037102 | 0.036663 | 0.036663 | Lodging - Hotel - Office (General) - Sat | 10 | 6 | 22 | 282.152 | 50.0536 | 0 | 0 | 282.152 | 50.0536 | 0 | 0 | 5.426 | 0.96257 | 0 | 0 | 0 | 0 | 0 | 0.16 | 0.168 | 0.27 | 0.42 | 0.438 | 0.438 | 0.438 | 0.438 | 0.438 | 0.438 | 0.438 | 0.402 | 0.342 | 0.258 | 0.18 | 0.16 | 0 | 0 | 0 |  | 242.97 | 89.5192 | 0 | 0 | 242.97 | 89.5192 | 0 | 0 | 4.6725 | 1.7215 | 0 | 0 | 0 | 0 | 0 | 0.25 | 0.25 | 0.25 | 0.315 | 0.3285 | 0.3285 | 0.3285 | 0.3285 | 0.3285 | 0.3285 | 0.3285 | 0.3015 | 0.2565 | 0.25 | 0.25 | 0.25 | 0 | 0 | 0 | 0.95266 | 0.952 | 0.95826 | 0.952
934 | 9 | 34 | 6 | 2 |  |  |  |  | Lodging - Hotel | Office (General) | Lodging - Hotel - Office (General) |  | Lodging - Hotel | Lodging - Hotel - Office (General) | Hotel (public) Admin | Sun | Open | 52 | 52 | 0.020541 | 0.31984 | 0.31984 | 0.31984 | 0.31984 | 0.31984 | 0.25833 | 0.25833 | 0 | 0 | 0 | 0 | 0 | 0 | 0 | 2.1825 | 2.1825 | 2.1825 | 2.1825 | 2.1825 | 1.7628 | 1.7628 | 0 | 0 | 0 | 0 | 0 | 0 | 0 | 0 | 0 | 0 | 0 | 0 | 0 | 0 | 0 | 0 | 0 | 0 | 0 | 0 | 0 | 0 | 0 | 0 | 0 | 0 | 0 | 0 | 0 | 0 | 0 | 0 | 0 | 0 | 0 | 0.89567 | 0.89567 | 0.89567 | 0.89567 | 0.89567 | 0.72342 | 0.72342 | 0 | 0 | 0 | 0 | 0 | 0 | 0 | 6.1172 | 6.1172 | 6.1172 | 6.1172 | 6.1172 | 4.9408 | 4.9408 | 0 | 0 | 0 | 0 | 0 | 0 | 0 | 0 | 0 | 0 | 0 | 0 | 0 | 0 | 0 | 0 | 0 | 0 | 0 | 0 | 0 | 0 | 0 | 0 | 0 | 0 | 0 | 0 | 0 | 0 | 0 | 0 | 0 | 0 | 0 | Hotel (public) Admin ILit Sun | Hotel (public) Admin ILit all | 3787 | 16 | 43.8 | Hotel (public) Admin ILit2 Sun | Hotel (public) Admin ILit2 Sun | Hotel (public) Admin ILit2 All | 3871 | 25 | 32.85 | 3787 | 6.3886 | 0.40555 | 0.16 | 0.16 | 0.16 | 0.16 | 0.16 | 0.16 | 0.168 | 0.27 | 0.42 | 0.438 | 0.438 | 0.438 | 0.438 | 0.438 | 0.438 | 0.438 | 0.402 | 0.342 | 0.258 | 0.18 | 0.16 | 0.16 | 0.16 | 0.16 | 6.394 | 0.30416 | 0.25 | 0.25 | 0.25 | 0.25 | 0.25 | 0.25 | 0.25 | 0.25 | 0.315 | 0.3285 | 0.3285 | 0.3285 | 0.3285 | 0.3285 | 0.3285 | 0.3285 | 0.3015 | 0.2565 | 0.25 | 0.25 | 0.25 | 0.25 | 0.25 | 0.25 | 0 | 0 | 0 | 0 | 0 | 0 | 0.028777 | 0.39568 | 0.93525 | 1 | 1 | 1 | 1 | 1 | 1 | 1 | 0.8705 | 0.65468 | 0.35252 | 0.071942 | 0 | 0 | 0 | 0 | 0 | 0 | 0 | 0 | 0 | 0 | 0 | 0 | 0.82803 | 1 | 1 | 1 | 1 | 1 | 1 | 1 | 0.65605 | 0.082803 | 0 | 0 | 0 | 0 | 0 | 0 | 16 | 0.66337 | 0.20792 | 0.079208 | 0.049505 | 0.76136 | 0 | 0 | 0 | 0 | 0 | 0 | 0 | 0 |  | 0.046368 | 0.046368 | 0.042985 | 0.042985 | 0.037102 | 0.036663 | 0.036663 | Lodging - Hotel - Office (General) - Sun | 12 | 6 | 22 | 282.152 | 50.0536 | 0 | 0 | 282.152 | 50.0536 | 0 | 0 | 5.426 | 0.96257 | 0 | 0 | 0 | 0 | 0 | 0.16 | 0.168 | 0.27 | 0.42 | 0.438 | 0.438 | 0.438 | 0.438 | 0.438 | 0.438 | 0.438 | 0.402 | 0.342 | 0.258 | 0.18 | 0.16 | 0 | 0 | 0 |  | 242.97 | 89.5192 | 0 | 0 | 242.97 | 89.5192 | 0 | 0 | 4.6725 | 1.7215 | 0 | 0 | 0 | 0 | 0 | 0.25 | 0.25 | 0.25 | 0.315 | 0.3285 | 0.3285 | 0.3285 | 0.3285 | 0.3285 | 0.3285 | 0.3285 | 0.3015 | 0.2565 | 0.25 | 0.25 | 0.25 | 0 | 0 | 0 | 0.95266 | 0.952 | 0.95826 | 0.952
935 | 9 | 35 | 7 | 3 |  |  |  |  | Lodging - Hotel | Office (General) | Lodging - Hotel - Office (General) |  | Lodging - Hotel | Lodging - Hotel - Office (General) | Hotel (public) Admin | Hol | Open | 10 | 10 | 0.020541 | 0.31984 | 0.31984 | 0.31984 | 0.31984 | 0.31984 | 0.25833 | 0.25833 | 0 | 0 | 0 | 0 | 0 | 0 | 0 | 0.41972 | 0.41972 | 0.41972 | 0.41972 | 0.41972 | 0.339 | 0.339 | 0 | 0 | 0 | 0 | 0 | 0 | 0 | 0 | 0 | 0 | 0 | 0 | 0 | 0 | 0 | 0 | 0 | 0 | 0 | 0 | 0 | 0 | 0 | 0 | 0 | 0 | 0 | 0 | 0 | 0 | 0 | 0 | 0 | 0 | 0 | 0.89567 | 0.89567 | 0.89567 | 0.89567 | 0.89567 | 0.72342 | 0.72342 | 0 | 0 | 0 | 0 | 0 | 0 | 0 | 1.1764 | 1.1764 | 1.1764 | 1.1764 | 1.1764 | 0.95015 | 0.95015 | 0 | 0 | 0 | 0 | 0 | 0 | 0 | 0 | 0 | 0 | 0 | 0 | 0 | 0 | 0 | 0 | 0 | 0 | 0 | 0 | 0 | 0 | 0 | 0 | 0 | 0 | 0 | 0 | 0 | 0 | 0 | 0 | 0 | 0 | 0 | Hotel (public) Admin ILit Hol | Hotel (public) Admin ILit all | 3787 | 16 | 43.8 | Hotel (public) Admin ILit2 Hol | Hotel (public) Admin ILit2 Hol | Hotel (public) Admin ILit2 All | 3871 | 25 | 32.85 | 3787 | 6.3886 | 0.40555 | 0.16 | 0.16 | 0.16 | 0.16 | 0.16 | 0.16 | 0.168 | 0.27 | 0.42 | 0.438 | 0.438 | 0.438 | 0.438 | 0.438 | 0.438 | 0.438 | 0.402 | 0.342 | 0.258 | 0.18 | 0.16 | 0.16 | 0.16 | 0.16 | 6.394 | 0.30416 | 0.25 | 0.25 | 0.25 | 0.25 | 0.25 | 0.25 | 0.25 | 0.25 | 0.315 | 0.3285 | 0.3285 | 0.3285 | 0.3285 | 0.3285 | 0.3285 | 0.3285 | 0.3015 | 0.2565 | 0.25 | 0.25 | 0.25 | 0.25 | 0.25 | 0.25 | 0 | 0 | 0 | 0 | 0 | 0 | 0.028777 | 0.39568 | 0.93525 | 1 | 1 | 1 | 1 | 1 | 1 | 1 | 0.8705 | 0.65468 | 0.35252 | 0.071942 | 0 | 0 | 0 | 0 | 0 | 0 | 0 | 0 | 0 | 0 | 0 | 0 | 0.82803 | 1 | 1 | 1 | 1 | 1 | 1 | 1 | 0.65605 | 0.082803 | 0 | 0 | 0 | 0 | 0 | 0 | 16 | 0.66337 | 0.20792 | 0.079208 | 0.049505 | 0.76136 | 0 | 0 | 0 | 0 | 0 | 0 | 0 | 0 |  | 0.046368 | 0.046368 | 0.042985 | 0.042985 | 0.037102 | 0.036663 | 0.036663 | Lodging - Hotel - Office (General) - Hol | 14 | 6 | 22 | 54.26 | 9.6257 | 0 | 0 | 54.26 | 9.6257 | 0 | 0 | 5.426 | 0.96257 | 0 | 0 | 0 | 0 | 0 | 0.16 | 0.168 | 0.27 | 0.42 | 0.438 | 0.438 | 0.438 | 0.438 | 0.438 | 0.438 | 0.438 | 0.402 | 0.342 | 0.258 | 0.18 | 0.16 | 0 | 0 | 0 |  | 46.725 | 17.2152 | 0 | 0 | 46.725 | 17.2152 | 0 | 0 | 4.6725 | 1.7215 | 0 | 0 | 0 | 0 | 0 | 0.25 | 0.25 | 0.25 | 0.315 | 0.3285 | 0.3285 | 0.3285 | 0.3285 | 0.3285 | 0.3285 | 0.3285 | 0.3015 | 0.2565 | 0.25 | 0.25 | 0.25 | 0 | 0 | 0 | 0.95266 | 0.952 | 0.95826 | 0.952
936 | 9 | 36 | 8 | 4 | Lodging - Hotel | Lodging - Hotel | Lodging - Hotel - Office (General) | Lodging - Hotel - Office (General) | Lodging - Hotel | Office (General) | Lodging - Hotel - Office (General) |  | Lodging - Hotel | Lodging - Hotel - Office (General) | Hotel (public) Admin | all | Open | 251 | 251 | 0.020541 | 0.31984 | 0.31984 | 0.31984 | 0.31984 | 0.31984 | 0.25833 | 0.25833 | 0.0065698 | 0.0065698 | 0.0065698 | 0.0065698 | 0.0065698 | 0.0053064 | 0.0053064 | 15.9768 | 15.9768 | 15.9768 | 15.9768 | 15.9768 | 12.9043 | 12.9043 | 0.0044407 | 0.0044407 | 0.0044407 | 0.0044407 | 0.0044407 | 0.0035867 | 0.0035867 | 3160.1356 | 3160.1356 | 3160.1356 | 3160.1356 | 3160.1356 | 3160.1356 | 3160.1356 | 2259.8058 | 2259.8058 | 2108.4796 | 2108.4796 | 1903.9239 | 1895.9869 | 1895.9869 | 0.67592 | 0.67592 | 0.67592 | 0.67592 | 0.67592 | 0.67592 | 0.67592 | 0.28037 | 0.28037 | 0.25908 | 0.25908 | 0.23616 | 0.23338 | 0.23338 | 0.89567 | 0.89567 | 0.89567 | 0.89567 | 0.89567 | 0.72342 | 0.72342 | 0.018398 | 0.018398 | 0.018398 | 0.018398 | 0.018398 | 0.01486 | 0.01486 | 39.5944 | 39.5944 | 39.5944 | 39.5944 | 39.5944 | 31.9801 | 31.9801 | 0.0093267 | 0.0093267 | 0.0093267 | 0.0093267 | 0.0093267 | 0.0075331 | 0.0075331 | 2881.0113 | 2881.0113 | 2881.0113 | 2881.0113 | 2881.0113 | 2881.0113 | 2881.0113 | 1884.2112 | 1884.2112 | 1770.4474 | 1770.4474 | 1623.643 | 1615.6987 | 1615.6987 | 0.50694 | 0.50694 | 0.50694 | 0.50694 | 0.50694 | 0.50694 | 0.50694 | 0.22531 | 0.22531 | 0.20993 | 0.20993 | 0.1933 | 0.19132 | 0.19132 | Hotel (public) Admin ILit all | Hotel (public) Admin ILit all | 3786 | 16 | 73 | Hotel (public) Admin ILit2 all | Hotel (public) Admin ILit2 all | Hotel (public) Admin ILit2 All | 3870 | 25 | 54.75 | 3786 | 9.6886 | 0.67592 | 0.16 | 0.16 | 0.16 | 0.16 | 0.16 | 0.18 | 0.28 | 0.45 | 0.7 | 0.73 | 0.73 | 0.73 | 0.73 | 0.73 | 0.73 | 0.73 | 0.67 | 0.57 | 0.43 | 0.3 | 0.2 | 0.16 | 0.16 | 0.16 | 8.5741 | 0.50694 | 0.25 | 0.25 | 0.25 | 0.25 | 0.25 | 0.25 | 0.25 | 0.3375 | 0.525 | 0.5475 | 0.5475 | 0.5475 | 0.5475 | 0.5475 | 0.5475 | 0.5475 | 0.5025 | 0.4275 | 0.3225 | 0.25 | 0.25 | 0.25 | 0.25 | 0.25 | 0 | 0 | 0 | 0 | 0 | 0.035088 | 0.21053 | 0.50877 | 0.94737 | 1 | 1 | 1 | 1 | 1 | 1 | 1 | 0.89474 | 0.7193 | 0.47368 | 0.24561 | 0.070175 | 0 | 0 | 0 | 0 | 0 | 0 | 0 | 0 | 0 | 0 | 0.29412 | 0.92437 | 1 | 1 | 1 | 1 | 1 | 1 | 1 | 0.84874 | 0.59664 | 0.2437 | 0 | 0 | 0 | 0 | 0 | 16 | 0.66337 | 0.20792 | 0.079208 | 0.049505 | 0.76136 | 0.10665 | 0.00070067 | 0.00070067 | 0.00070067 | 0.00070067 | 0.00070067 | 0.00056593 | 0.00056593 | Lodging - Hotel | 0.046368 | 0.046368 | 0.042985 | 0.042985 | 0.037102 | 0.036663 | 0.036663 | Lodging - Hotel - Office (General) - all | 16 | 6 | 22 | 2231.39 | 200.4487 | 2231.39 | 200.4487 | 0 | 0 | 8.89 | 0.7986 | 0 | 0 | 0 | 0 | 0 | 0 | 0 | 0.18 | 0.28 | 0.45 | 0.7 | 0.73 | 0.73 | 0.73 | 0.73 | 0.73 | 0.73 | 0.73 | 0.67 | 0.57 | 0.43 | 0.3 | 0.2 | 0 | 0 | 0 |  | 1743.8225 | 408.2702 | 1743.8225 | 408.2702 | 0 | 0 | 6.9475 | 1.6266 | 0 | 0 | 0 | 0 | 0 | 0 | 0 | 0.25 | 0.25 | 0.3375 | 0.525 | 0.5475 | 0.5475 | 0.5475 | 0.5475 | 0.5475 | 0.5475 | 0.5475 | 0.5025 | 0.4275 | 0.3225 | 0.25 | 0.25 | 0 | 0 | 0 | 0.95266 | 0.952 | 0.95826 | 0.952
1001 | 10 | 1 | 5 | 1 |  |  |  |  | Lodging - Motel | Corridor | Lodging - Motel - Corridor |  | Lodging - Motel | Lodging - Motel - Corridor | Motel Corridor | Sat | Open | 52 | 52 | 0.11185 | 0.23409 | 0.23409 | 0.17557 | 0.17557 | 0.17557 | 0.17557 | 0.17557 | 0 | 0 | 0 | 0 | 0 | 0 | 0 | 27.5929 | 27.5929 | 20.6947 | 20.6947 | 20.6947 | 20.6947 | 20.6947 | 0 | 0 | 0 | 0 | 0 | 0 | 0 | 0 | 0 | 0 | 0 | 0 | 0 | 0 | 0 | 0 | 0 | 0 | 0 | 0 | 0 | 0 | 0 | 0 | 0 | 0 | 0 | 0 | 0 | 0 | 0 | 0 | 0 | 0 | 0 | 0.51264 | 0.51264 | 0.38448 | 0.38448 | 0.38448 | 0.38448 | 0.38448 | 0 | 0 | 0 | 0 | 0 | 0 | 0 | 60.7471 | 60.7471 | 45.5603 | 45.5603 | 45.5603 | 45.5603 | 45.5603 | 0 | 0 | 0 | 0 | 0 | 0 | 0 | 0 | 0 | 0 | 0 | 0 | 0 | 0 | 0 | 0 | 0 | 0 | 0 | 0 | 0 | 0 | 0 | 0 | 0 | 0 | 0 | 0 | 0 | 0 | 0 | 0 | 0 | 0 | 0 | Motel Corridor ILit Sat | Motel Corridor ILit all | 3802 | 90 | 90 | Motel Corridor ILit2 Sat | Motel Corridor ILit Sat | Motel Corridor ILit all | 3802 | 90 | 90 | 3802 | 20.2665 | 0.8424 | 0.9 | 0.9 | 0.9 | 0.9 | 0.9 | 0.9 | 0.9 | 0.9 | 0.9 | 0.9 | 0.9 | 0.9 | 0.9 | 0.9 | 0.9 | 0.9 | 0.9 | 0.9 | 0.9 | 0.9 | 0.9 | 0.9 | 0.9 | 0.9 | 20.374 | 0.8424 | 0.9 | 0.9 | 0.9 | 0.9 | 0.9 | 0.9 | 0.9 | 0.9 | 0.9 | 0.9 | 0.9 | 0.9 | 0.9 | 0.9 | 0.9 | 0.9 | 0.9 | 0.9 | 0.9 | 0.9 | 0.9 | 0.9 | 0.9 | 0.9 | 0 | 0 | 0 | 0 | 0 | 0 | 0 | 0 | 0 | 0 | 0 | 0 | 0 | 0 | 0 | 0 | 0 | 0 | 0 | 0 | 0 | 0 | 0 | 0 | 0 | 0 | 0 | 0 | 0 | 0 | 0 | 0 | 0 | 0 | 0 | 0 | 0 | 0 | 0 | 0 | 0 | 0 | 0 | 0 | 0 | 0 | 0 | 0 | 16 | 0.66337 | 0.20792 | 0.079208 | 0.049505 | 0.76136 | 0 | 0 | 0 | 0 | 0 | 0 | 0 | 0 |  | 0.025413 | 0.025413 | 0.021706 | 0.021706 | 0.021706 | 0.021199 | 0.021199 | Lodging - Motel - Corridor - Sat | 10 | 25 | 16 | 1053.8559 | 0 | 0 | 0 | 1053.8559 | 0 | 0 | 0 | 20.2665 | 0 | 0 | 0 | 0 | 0 | 0 | 0 | 0 | 0 | 0 | 0 | 0 | 0 | 0 | 0 | 0 | 0 | 0 | 0 | 0 | 0 | 0 | 0 | 0 | 0 |  | 46.8 | 1012.6468 | 0 | 0 | 46.8 | 1012.6468 | 0 | 0 | 0.9 | 19.474 | 0 | 0 | 0 | 0 | 0 | 0 | 0 | 0 | 0 | 0 | 0 | 0 | 0 | 0 | 0 | 0 | 0 | 0 | 0 | 0 | 0 | 0 | 0 | 0 | 0.93826 | 0.936 | 0.94324 | 0.936
1002 | 10 | 2 | 6 | 2 |  |  |  |  | Lodging - Motel | Corridor | Lodging - Motel - Corridor |  | Lodging - Motel | Lodging - Motel - Corridor | Motel Corridor | Sun | Open | 52 | 52 | 0.11185 | 0.23409 | 0.23409 | 0.17557 | 0.17557 | 0.17557 | 0.17557 | 0.17557 | 0 | 0 | 0 | 0 | 0 | 0 | 0 | 27.5929 | 27.5929 | 20.6947 | 20.6947 | 20.6947 | 20.6947 | 20.6947 | 0 | 0 | 0 | 0 | 0 | 0 | 0 | 0 | 0 | 0 | 0 | 0 | 0 | 0 | 0 | 0 | 0 | 0 | 0 | 0 | 0 | 0 | 0 | 0 | 0 | 0 | 0 | 0 | 0 | 0 | 0 | 0 | 0 | 0 | 0 | 0.51264 | 0.51264 | 0.38448 | 0.38448 | 0.38448 | 0.38448 | 0.38448 | 0 | 0 | 0 | 0 | 0 | 0 | 0 | 60.7471 | 60.7471 | 45.5603 | 45.5603 | 45.5603 | 45.5603 | 45.5603 | 0 | 0 | 0 | 0 | 0 | 0 | 0 | 0 | 0 | 0 | 0 | 0 | 0 | 0 | 0 | 0 | 0 | 0 | 0 | 0 | 0 | 0 | 0 | 0 | 0 | 0 | 0 | 0 | 0 | 0 | 0 | 0 | 0 | 0 | 0 | Motel Corridor ILit Sun | Motel Corridor ILit all | 3802 | 90 | 90 | Motel Corridor ILit2 Sun | Motel Corridor ILit Sun | Motel Corridor ILit all | 3802 | 90 | 90 | 3802 | 20.2665 | 0.8424 | 0.9 | 0.9 | 0.9 | 0.9 | 0.9 | 0.9 | 0.9 | 0.9 | 0.9 | 0.9 | 0.9 | 0.9 | 0.9 | 0.9 | 0.9 | 0.9 | 0.9 | 0.9 | 0.9 | 0.9 | 0.9 | 0.9 | 0.9 | 0.9 | 20.374 | 0.8424 | 0.9 | 0.9 | 0.9 | 0.9 | 0.9 | 0.9 | 0.9 | 0.9 | 0.9 | 0.9 | 0.9 | 0.9 | 0.9 | 0.9 | 0.9 | 0.9 | 0.9 | 0.9 | 0.9 | 0.9 | 0.9 | 0.9 | 0.9 | 0.9 | 0 | 0 | 0 | 0 | 0 | 0 | 0 | 0 | 0 | 0 | 0 | 0 | 0 | 0 | 0 | 0 | 0 | 0 | 0 | 0 | 0 | 0 | 0 | 0 | 0 | 0 | 0 | 0 | 0 | 0 | 0 | 0 | 0 | 0 | 0 | 0 | 0 | 0 | 0 | 0 | 0 | 0 | 0 | 0 | 0 | 0 | 0 | 0 | 16 | 0.66337 | 0.20792 | 0.079208 | 0.049505 | 0.76136 | 0 | 0 | 0 | 0 | 0 | 0 | 0 | 0 |  | 0.025413 | 0.025413 | 0.021706 | 0.021706 | 0.021706 | 0.021199 | 0.021199 | Lodging - Motel - Corridor - Sun | 12 | 25 | 16 | 1053.8559 | 0 | 0 | 0 | 1053.8559 | 0 | 0 | 0 | 20.2665 | 0 | 0 | 0 | 0 | 0 | 0 | 0 | 0 | 0 | 0 | 0 | 0 | 0 | 0 | 0 | 0 | 0 | 0 | 0 | 0 | 0 | 0 | 0 | 0 | 0 |  | 46.8 | 1012.6468 | 0 | 0 | 46.8 | 1012.6468 | 0 | 0 | 0.9 | 19.474 | 0 | 0 | 0 | 0 | 0 | 0 | 0 | 0 | 0 | 0 | 0 | 0 | 0 | 0 | 0 | 0 | 0 | 0 | 0 | 0 | 0 | 0 | 0 | 0 | 0.93826 | 0.936 | 0.94324 | 0.936
1003 | 10 | 3 | 7 | 3 |  |  |  |  | Lodging - Motel | Corridor | Lodging - Motel - Corridor |  | Lodging - Motel | Lodging - Motel - Corridor | Motel Corridor | Hol | Open | 10 | 10 | 0.11185 | 0.23409 | 0.23409 | 0.17557 | 0.17557 | 0.17557 | 0.17557 | 0.17557 | 0 | 0 | 0 | 0 | 0 | 0 | 0 | 5.3063 | 5.3063 | 3.9797 | 3.9797 | 3.9797 | 3.9797 | 3.9797 | 0 | 0 | 0 | 0 | 0 | 0 | 0 | 0 | 0 | 0 | 0 | 0 | 0 | 0 | 0 | 0 | 0 | 0 | 0 | 0 | 0 | 0 | 0 | 0 | 0 | 0 | 0 | 0 | 0 | 0 | 0 | 0 | 0 | 0 | 0 | 0.51264 | 0.51264 | 0.38448 | 0.38448 | 0.38448 | 0.38448 | 0.38448 | 0 | 0 | 0 | 0 | 0 | 0 | 0 | 11.6821 | 11.6821 | 8.7616 | 8.7616 | 8.7616 | 8.7616 | 8.7616 | 0 | 0 | 0 | 0 | 0 | 0 | 0 | 0 | 0 | 0 | 0 | 0 | 0 | 0 | 0 | 0 | 0 | 0 | 0 | 0 | 0 | 0 | 0 | 0 | 0 | 0 | 0 | 0 | 0 | 0 | 0 | 0 | 0 | 0 | 0 | Motel Corridor ILit Hol | Motel Corridor ILit all | 3802 | 90 | 90 | Motel Corridor ILit2 Hol | Motel Corridor ILit Hol | Motel Corridor ILit all | 3802 | 90 | 90 | 3802 | 20.2665 | 0.8424 | 0.9 | 0.9 | 0.9 | 0.9 | 0.9 | 0.9 | 0.9 | 0.9 | 0.9 | 0.9 | 0.9 | 0.9 | 0.9 | 0.9 | 0.9 | 0.9 | 0.9 | 0.9 | 0.9 | 0.9 | 0.9 | 0.9 | 0.9 | 0.9 | 20.374 | 0.8424 | 0.9 | 0.9 | 0.9 | 0.9 | 0.9 | 0.9 | 0.9 | 0.9 | 0.9 | 0.9 | 0.9 | 0.9 | 0.9 | 0.9 | 0.9 | 0.9 | 0.9 | 0.9 | 0.9 | 0.9 | 0.9 | 0.9 | 0.9 | 0.9 | 0 | 0 | 0 | 0 | 0 | 0 | 0 | 0 | 0 | 0 | 0 | 0 | 0 | 0 | 0 | 0 | 0 | 0 | 0 | 0 | 0 | 0 | 0 | 0 | 0 | 0 | 0 | 0 | 0 | 0 | 0 | 0 | 0 | 0 | 0 | 0 | 0 | 0 | 0 | 0 | 0 | 0 | 0 | 0 | 0 | 0 | 0 | 0 | 16 | 0.66337 | 0.20792 | 0.079208 | 0.049505 | 0.76136 | 0 | 0 | 0 | 0 | 0 | 0 | 0 | 0 |  | 0.025413 | 0.025413 | 0.021706 | 0.021706 | 0.021706 | 0.021199 | 0.021199 | Lodging - Motel - Corridor - Hol | 14 | 25 | 16 | 202.6646 | 0 | 0 | 0 | 202.6646 | 0 | 0 | 0 | 20.2665 | 0 | 0 | 0 | 0 | 0 | 0 | 0 | 0 | 0 | 0 | 0 | 0 | 0 | 0 | 0 | 0 | 0 | 0 | 0 | 0 | 0 | 0 | 0 | 0 | 0 |  | 9 | 194.7398 | 0 | 0 | 9 | 194.7398 | 0 | 0 | 0.9 | 19.474 | 0 | 0 | 0 | 0 | 0 | 0 | 0 | 0 | 0 | 0 | 0 | 0 | 0 | 0 | 0 | 0 | 0 | 0 | 0 | 0 | 0 | 0 | 0 | 0 | 0.93826 | 0.936 | 0.94324 | 0.936
1004 | 10 | 4 | 8 | 4 |  |  | Lodging - Motel - Corridor | Lodging - Motel - Corridor | Lodging - Motel | Corridor | Lodging - Motel - Corridor |  | Lodging - Motel | Lodging - Motel - Corridor | Motel Corridor | all | Open | 251 | 251 | 0.11185 | 0.23409 | 0.23409 | 0.17557 | 0.17557 | 0.17557 | 0.17557 | 0.17557 | 0.026183 | 0.026183 | 0.019637 | 0.019637 | 0.019637 | 0.019637 | 0.019637 | 133.1889 | 133.1889 | 99.8917 | 99.8917 | 99.8917 | 99.8917 | 99.8917 | 0.022056 | 0.022056 | 0.016542 | 0.016542 | 0.016542 | 0.016542 | 0.016542 | 7397.2576 | 7397.2576 | 7397.2576 | 7397.2576 | 7397.2576 | 7397.2576 | 7397.2576 | 0 | 0 | 0 | 0 | 0 | 0 | 0 | 0.8424 | 0.8424 | 0.8424 | 0.8424 | 0.8424 | 0.8424 | 0.8424 | 0 | 0 | 0 | 0 | 0 | 0 | 0 | 0.51264 | 0.51264 | 0.38448 | 0.38448 | 0.38448 | 0.38448 | 0.38448 | 0.057338 | 0.057338 | 0.043004 | 0.043004 | 0.043004 | 0.043004 | 0.043004 | 228.0611 | 228.0611 | 171.0458 | 171.0458 | 171.0458 | 171.0458 | 171.0458 | 0.037568 | 0.037568 | 0.028176 | 0.028176 | 0.028176 | 0.028176 | 0.028176 | 6300.0866 | 6300.0866 | 6300.0866 | 6300.0866 | 6300.0866 | 6300.0866 | 6300.0866 | 0 | 0 | 0 | 0 | 0 | 0 | 0 | 0.6552 | 0.6552 | 0.6552 | 0.6552 | 0.6552 | 0.6552 | 0.6552 | 0 | 0 | 0 | 0 | 0 | 0 | 0 | Motel Corridor ILit all | Motel Corridor ILit all | 3802 | 90 | 90 | Motel Corridor ILit2 all | Motel Corridor ILit2 all | Motel Corridor ILit2 All | 3886 | 70 | 70 | 3802 | 20.2665 | 0.8424 | 0.9 | 0.9 | 0.9 | 0.9 | 0.9 | 0.9 | 0.9 | 0.9 | 0.9 | 0.9 | 0.9 | 0.9 | 0.9 | 0.9 | 0.9 | 0.9 | 0.9 | 0.9 | 0.9 | 0.9 | 0.9 | 0.9 | 0.9 | 0.9 | 15.8464 | 0.6552 | 0.7 | 0.7 | 0.7 | 0.7 | 0.7 | 0.7 | 0.7 | 0.7 | 0.7 | 0.7 | 0.7 | 0.7 | 0.7 | 0.7 | 0.7 | 0.7 | 0.7 | 0.7 | 0.7 | 0.7 | 0.7 | 0.7 | 0.7 | 0.7 | 0 | 0 | 0 | 0 | 0 | 0 | 0 | 0 | 0 | 0 | 0 | 0 | 0 | 0 | 0 | 0 | 0 | 0 | 0 | 0 | 0 | 0 | 0 | 0 | 0 | 0 | 0 | 0 | 0 | 0 | 0 | 0 | 0 | 0 | 0 | 0 | 0 | 0 | 0 | 0 | 0 | 0 | 0 | 0 | 0 | 0 | 0 | 0 | 16 | 0.66337 | 0.20792 | 0.079208 | 0.049505 | 0.76136 | 0.13002 | 0.0034043 | 0.0034043 | 0.0025532 | 0.0025532 | 0.0025532 | 0.0025532 | 0.0025532 |  | 0.025413 | 0.025413 | 0.021706 | 0.021706 | 0.021706 | 0.021199 | 0.021199 | Lodging - Motel - Corridor - all | 16 | 25 | 16 | 5086.8813 | 0 | 5086.8813 | 0 | 0 | 0 | 20.2665 | 0 | 0 | 0 | 0 | 0 | 0 | 0 | 0 | 0 | 0 | 0 | 0 | 0 | 0 | 0 | 0 | 0 | 0 | 0 | 0 | 0 | 0 | 0 | 0 | 0 | 0 | 0 |  | 3977.4532 | 0 | 3977.4532 | 0 | 0 | 0 | 15.8464 | 0 | 0 | 0 | 0 | 0 | 0 | 0 | 0 | 0 | 0 | 0 | 0 | 0 | 0 | 0 | 0 | 0 | 0 | 0 | 0 | 0 | 0 | 0 | 0 | 0 | 0 | 0 | 0.93826 | 0.936 | 0.94324 | 0.936
1005 | 10 | 5 | 5 | 1 |  |  |  |  | Lodging - Motel | Hotel/Motel Guest Room (incl. toilets) - 12hr occ | Lodging - Motel - Hotel/Motel Guest Room (incl. toilets) - 12hr occ |  | Lodging - Motel | Lodging - Motel - Hotel/Motel Guest Room (incl. toilets) - 12hr occ | Motel Rooms (12 hour occup) | Sat | Open | 52 | 52 | 0.43163 | 0.23956 | 0.23956 | 0.23956 | 0.23956 | 0.23956 | 0.23956 | 0.23956 | 0 | 0 | 0 | 0 | 0 | 0 | 0 | 11.1688 | 11.1688 | 11.1688 | 11.1688 | 11.1688 | 11.1688 | 11.1688 | 0 | 0 | 0 | 0 | 0 | 0 | 0 | 0 | 0 | 0 | 0 | 0 | 0 | 0 | 0 | 0 | 0 | 0 | 0 | 0 | 0 | 0 | 0 | 0 | 0 | 0 | 0 | 0 | 0 | 0 | 0 | 0 | 0 | 0 | 0 | 0.52462 | 0.52462 | 0.52462 | 0.52462 | 0.52462 | 0.52462 | 0.52462 | 0 | 0 | 0 | 0 | 0 | 0 | 0 | 24.4588 | 24.4588 | 24.4588 | 24.4588 | 24.4588 | 24.4588 | 24.4588 | 0 | 0 | 0 | 0 | 0 | 0 | 0 | 0 | 0 | 0 | 0 | 0 | 0 | 0 | 0 | 0 | 0 | 0 | 0 | 0 | 0 | 0 | 0 | 0 | 0 | 0 | 0 | 0 | 0 | 0 | 0 | 0 | 0 | 0 | 0 | Motel Rooms (12 hour occup) ILit Sat | Motel Rooms (12 hour occup) ILit all | 3797 | 2.8522 | 14.18 | Motel Rooms (12 hour occup) ILit2 Sat | Motel Rooms (12 hour occup) ILit2 Sat | Motel Rooms (12 hour occup) ILit2 All | 3881 | 2.8522 | 14.18 | 3797 | 2.0772 | 0.079693 | 0.058068 | 0.042351 | 0.034294 | 0.029688 | 0.028522 | 0.040827 | 0.054839 | 0.082234 | 0.10617 | 0.1092 | 0.11357 | 0.098124 | 0.09 | 0.088753 | 0.081202 | 0.071129 | 0.086747 | 0.10352 | 0.12836 | 0.13826 | 0.1418 | 0.13989 | 0.12348 | 0.086121 | 2.0772 | 0.079693 | 0.058068 | 0.042351 | 0.034294 | 0.029688 | 0.028522 | 0.040827 | 0.054839 | 0.082234 | 0.10617 | 0.1092 | 0.11357 | 0.098124 | 0.09 | 0.088753 | 0.081202 | 0.071129 | 0.086747 | 0.10352 | 0.12836 | 0.13826 | 0.1418 | 0.13989 | 0.12348 | 0.086121 | 0.26083 | 0.12208 | 0.050958 | 0.010293 | 0 | 0.10863 | 0.23232 | 0.47416 | 0.68549 | 0.71219 | 0.75081 | 0.61444 | 0.54272 | 0.53171 | 0.46505 | 0.37613 | 0.514 | 0.6621 | 0.88137 | 0.96877 | 1 | 0.98311 | 0.83829 | 0.50847 | 0.26083 | 0.12208 | 0.050958 | 0.010293 | 0 | 0.10863 | 0.23232 | 0.47416 | 0.68549 | 0.71219 | 0.75081 | 0.61444 | 0.54272 | 0.53171 | 0.46505 | 0.37613 | 0.514 | 0.6621 | 0.88137 | 0.96877 | 1 | 0.98311 | 0.83829 | 0.50847 | 10 | 0.66337 | 0.20792 | 0.079208 | 0.049505 | 0.76136 | 0 | 0 | 0 | 0 | 0 | 0 | 0 | 0 |  | 0.025413 | 0.025413 | 0.021706 | 0.021706 | 0.021706 | 0.021199 | 0.021199 | Lodging - Motel - Hotel/Motel Guest Room (incl. toilets) - 12hr occ - Sat | 10 | 25 | 16 | 108.0122 | 0 | 0 | 0 | 108.0122 | 0 | 0 | 0 | 2.0772 | 0 | 0 | 0 | 0 | 0 | 0 | 0 | 0 | 0 | 0 | 0 | 0 | 0 | 0 | 0 | 0 | 0 | 0 | 0 | 0 | 0 | 0 | 0 | 0 | 0 |  | 2.8516 | 105.1606 | 0 | 0 | 2.8516 | 105.1606 | 0 | 0 | 0.054839 | 2.0223 | 0 | 0 | 0 | 0 | 0 | 0 | 0 | 0 | 0 | 0 | 0 | 0 | 0 | 0 | 0 | 0 | 0 | 0 | 0 | 0 | 0 | 0 | 0 | 0 | 1 | 1 | 1 | 1
1006 | 10 | 6 | 6 | 2 |  |  |  |  | Lodging - Motel | Hotel/Motel Guest Room (incl. toilets) - 12hr occ | Lodging - Motel - Hotel/Motel Guest Room (incl. toilets) - 12hr occ |  | Lodging - Motel | Lodging - Motel - Hotel/Motel Guest Room (incl. toilets) - 12hr occ | Motel Rooms (12 hour occup) | Sun | Open | 52 | 52 | 0.43163 | 0.23956 | 0.23956 | 0.23956 | 0.23956 | 0.23956 | 0.23956 | 0.23956 | 0 | 0 | 0 | 0 | 0 | 0 | 0 | 11.1688 | 11.1688 | 11.1688 | 11.1688 | 11.1688 | 11.1688 | 11.1688 | 0 | 0 | 0 | 0 | 0 | 0 | 0 | 0 | 0 | 0 | 0 | 0 | 0 | 0 | 0 | 0 | 0 | 0 | 0 | 0 | 0 | 0 | 0 | 0 | 0 | 0 | 0 | 0 | 0 | 0 | 0 | 0 | 0 | 0 | 0 | 0.52462 | 0.52462 | 0.52462 | 0.52462 | 0.52462 | 0.52462 | 0.52462 | 0 | 0 | 0 | 0 | 0 | 0 | 0 | 24.4588 | 24.4588 | 24.4588 | 24.4588 | 24.4588 | 24.4588 | 24.4588 | 0 | 0 | 0 | 0 | 0 | 0 | 0 | 0 | 0 | 0 | 0 | 0 | 0 | 0 | 0 | 0 | 0 | 0 | 0 | 0 | 0 | 0 | 0 | 0 | 0 | 0 | 0 | 0 | 0 | 0 | 0 | 0 | 0 | 0 | 0 | Motel Rooms (12 hour occup) ILit Sun | Motel Rooms (12 hour occup) ILit all | 3797 | 2.8522 | 14.18 | Motel Rooms (12 hour occup) ILit2 Sun | Motel Rooms (12 hour occup) ILit2 Sun | Motel Rooms (12 hour occup) ILit2 All | 3881 | 2.8522 | 14.18 | 3797 | 2.0772 | 0.079693 | 0.058068 | 0.042351 | 0.034294 | 0.029688 | 0.028522 | 0.040827 | 0.054839 | 0.082234 | 0.10617 | 0.1092 | 0.11357 | 0.098124 | 0.09 | 0.088753 | 0.081202 | 0.071129 | 0.086747 | 0.10352 | 0.12836 | 0.13826 | 0.1418 | 0.13989 | 0.12348 | 0.086121 | 2.0772 | 0.079693 | 0.058068 | 0.042351 | 0.034294 | 0.029688 | 0.028522 | 0.040827 | 0.054839 | 0.082234 | 0.10617 | 0.1092 | 0.11357 | 0.098124 | 0.09 | 0.088753 | 0.081202 | 0.071129 | 0.086747 | 0.10352 | 0.12836 | 0.13826 | 0.1418 | 0.13989 | 0.12348 | 0.086121 | 0.26083 | 0.12208 | 0.050958 | 0.010293 | 0 | 0.10863 | 0.23232 | 0.47416 | 0.68549 | 0.71219 | 0.75081 | 0.61444 | 0.54272 | 0.53171 | 0.46505 | 0.37613 | 0.514 | 0.6621 | 0.88137 | 0.96877 | 1 | 0.98311 | 0.83829 | 0.50847 | 0.26083 | 0.12208 | 0.050958 | 0.010293 | 0 | 0.10863 | 0.23232 | 0.47416 | 0.68549 | 0.71219 | 0.75081 | 0.61444 | 0.54272 | 0.53171 | 0.46505 | 0.37613 | 0.514 | 0.6621 | 0.88137 | 0.96877 | 1 | 0.98311 | 0.83829 | 0.50847 | 10 | 0.66337 | 0.20792 | 0.079208 | 0.049505 | 0.76136 | 0 | 0 | 0 | 0 | 0 | 0 | 0 | 0 |  | 0.025413 | 0.025413 | 0.021706 | 0.021706 | 0.021706 | 0.021199 | 0.021199 | Lodging - Motel - Hotel/Motel Guest Room (incl. toilets) - 12hr occ - Sun | 12 | 25 | 16 | 108.0122 | 0 | 0 | 0 | 108.0122 | 0 | 0 | 0 | 2.0772 | 0 | 0 | 0 | 0 | 0 | 0 | 0 | 0 | 0 | 0 | 0 | 0 | 0 | 0 | 0 | 0 | 0 | 0 | 0 | 0 | 0 | 0 | 0 | 0 | 0 |  | 2.8516 | 105.1606 | 0 | 0 | 2.8516 | 105.1606 | 0 | 0 | 0.054839 | 2.0223 | 0 | 0 | 0 | 0 | 0 | 0 | 0 | 0 | 0 | 0 | 0 | 0 | 0 | 0 | 0 | 0 | 0 | 0 | 0 | 0 | 0 | 0 | 0 | 0 | 1 | 1 | 1 | 1
1007 | 10 | 7 | 7 | 3 |  |  |  |  | Lodging - Motel | Hotel/Motel Guest Room (incl. toilets) - 12hr occ | Lodging - Motel - Hotel/Motel Guest Room (incl. toilets) - 12hr occ |  | Lodging - Motel | Lodging - Motel - Hotel/Motel Guest Room (incl. toilets) - 12hr occ | Motel Rooms (12 hour occup) | Hol | Open | 10 | 10 | 0.43163 | 0.23956 | 0.23956 | 0.23956 | 0.23956 | 0.23956 | 0.23956 | 0.23956 | 0 | 0 | 0 | 0 | 0 | 0 | 0 | 2.1478 | 2.1478 | 2.1478 | 2.1478 | 2.1478 | 2.1478 | 2.1478 | 0 | 0 | 0 | 0 | 0 | 0 | 0 | 0 | 0 | 0 | 0 | 0 | 0 | 0 | 0 | 0 | 0 | 0 | 0 | 0 | 0 | 0 | 0 | 0 | 0 | 0 | 0 | 0 | 0 | 0 | 0 | 0 | 0 | 0 | 0 | 0.52462 | 0.52462 | 0.52462 | 0.52462 | 0.52462 | 0.52462 | 0.52462 | 0 | 0 | 0 | 0 | 0 | 0 | 0 | 4.7036 | 4.7036 | 4.7036 | 4.7036 | 4.7036 | 4.7036 | 4.7036 | 0 | 0 | 0 | 0 | 0 | 0 | 0 | 0 | 0 | 0 | 0 | 0 | 0 | 0 | 0 | 0 | 0 | 0 | 0 | 0 | 0 | 0 | 0 | 0 | 0 | 0 | 0 | 0 | 0 | 0 | 0 | 0 | 0 | 0 | 0 | Motel Rooms (12 hour occup) ILit Hol | Motel Rooms (12 hour occup) ILit all | 3797 | 2.8522 | 14.18 | Motel Rooms (12 hour occup) ILit2 Hol | Motel Rooms (12 hour occup) ILit2 Hol | Motel Rooms (12 hour occup) ILit2 All | 3881 | 2.8522 | 14.18 | 3797 | 2.0772 | 0.079693 | 0.058068 | 0.042351 | 0.034294 | 0.029688 | 0.028522 | 0.040827 | 0.054839 | 0.082234 | 0.10617 | 0.1092 | 0.11357 | 0.098124 | 0.09 | 0.088753 | 0.081202 | 0.071129 | 0.086747 | 0.10352 | 0.12836 | 0.13826 | 0.1418 | 0.13989 | 0.12348 | 0.086121 | 2.0772 | 0.079693 | 0.058068 | 0.042351 | 0.034294 | 0.029688 | 0.028522 | 0.040827 | 0.054839 | 0.082234 | 0.10617 | 0.1092 | 0.11357 | 0.098124 | 0.09 | 0.088753 | 0.081202 | 0.071129 | 0.086747 | 0.10352 | 0.12836 | 0.13826 | 0.1418 | 0.13989 | 0.12348 | 0.086121 | 0.26083 | 0.12208 | 0.050958 | 0.010293 | 0 | 0.10863 | 0.23232 | 0.47416 | 0.68549 | 0.71219 | 0.75081 | 0.61444 | 0.54272 | 0.53171 | 0.46505 | 0.37613 | 0.514 | 0.6621 | 0.88137 | 0.96877 | 1 | 0.98311 | 0.83829 | 0.50847 | 0.26083 | 0.12208 | 0.050958 | 0.010293 | 0 | 0.10863 | 0.23232 | 0.47416 | 0.68549 | 0.71219 | 0.75081 | 0.61444 | 0.54272 | 0.53171 | 0.46505 | 0.37613 | 0.514 | 0.6621 | 0.88137 | 0.96877 | 1 | 0.98311 | 0.83829 | 0.50847 | 10 | 0.66337 | 0.20792 | 0.079208 | 0.049505 | 0.76136 | 0 | 0 | 0 | 0 | 0 | 0 | 0 | 0 |  | 0.025413 | 0.025413 | 0.021706 | 0.021706 | 0.021706 | 0.021199 | 0.021199 | Lodging - Motel - Hotel/Motel Guest Room (incl. toilets) - 12hr occ - Hol | 14 | 25 | 16 | 20.7716 | 0 | 0 | 0 | 20.7716 | 0 | 0 | 0 | 2.0772 | 0 | 0 | 0 | 0 | 0 | 0 | 0 | 0 | 0 | 0 | 0 | 0 | 0 | 0 | 0 | 0 | 0 | 0 | 0 | 0 | 0 | 0 | 0 | 0 | 0 |  | 0.54839 | 20.2232 | 0 | 0 | 0.54839 | 20.2232 | 0 | 0 | 0.054839 | 2.0223 | 0 | 0 | 0 | 0 | 0 | 0 | 0 | 0 | 0 | 0 | 0 | 0 | 0 | 0 | 0 | 0 | 0 | 0 | 0 | 0 | 0 | 0 | 0 | 0 | 1 | 1 | 1 | 1
1008 | 10 | 8 | 8 | 4 |  |  | Lodging - Motel - Hotel/Motel Guest Room (incl. toilets) - 12hr occ | Lodging - Motel - Hotel/Motel Guest Room (incl. toilets) - 12hr occ | Lodging - Motel | Hotel/Motel Guest Room (incl. toilets) - 12hr occ | Lodging - Motel - Hotel/Motel Guest Room (incl. toilets) - 12hr occ |  | Lodging - Motel | Lodging - Motel - Hotel/Motel Guest Room (incl. toilets) - 12hr occ | Motel Rooms (12 hour occup) | all | Open | 251 | 251 | 0.43163 | 0.23956 | 0.23956 | 0.23956 | 0.23956 | 0.23956 | 0.23956 | 0.23956 | 0.1034 | 0.1034 | 0.1034 | 0.1034 | 0.1034 | 0.1034 | 0.1034 | 53.9109 | 53.9109 | 53.9109 | 53.9109 | 53.9109 | 53.9109 | 53.9109 | 0.0082405 | 0.0082405 | 0.0082405 | 0.0082405 | 0.0082405 | 0.0082405 | 0.0082405 | 758.1627 | 758.1627 | 758.1627 | 758.1627 | 758.1627 | 758.1627 | 758.1627 | 0 | 0 | 0 | 0 | 0 | 0 | 0 | 0.079693 | 0.079693 | 0.079693 | 0.079693 | 0.079693 | 0.079693 | 0.079693 | 0 | 0 | 0 | 0 | 0 | 0 | 0 | 0.52462 | 0.52462 | 0.52462 | 0.52462 | 0.52462 | 0.52462 | 0.52462 | 0.22645 | 0.22645 | 0.22645 | 0.22645 | 0.22645 | 0.22645 | 0.22645 | 118.0609 | 118.0609 | 118.0609 | 118.0609 | 118.0609 | 118.0609 | 118.0609 | 0.018046 | 0.018046 | 0.018046 | 0.018046 | 0.018046 | 0.018046 | 0.018046 | 758.1627 | 758.1627 | 758.1627 | 758.1627 | 758.1627 | 758.1627 | 758.1627 | 0 | 0 | 0 | 0 | 0 | 0 | 0 | 0.079693 | 0.079693 | 0.079693 | 0.079693 | 0.079693 | 0.079693 | 0.079693 | 0 | 0 | 0 | 0 | 0 | 0 | 0 | Motel Rooms (12 hour occup) ILit all | Motel Rooms (12 hour occup) ILit all | 3796 | 2.8522 | 14.18 | Motel Rooms (12 hour occup) ILit2 all | Motel Rooms (12 hour occup) ILit2 all | Motel Rooms (12 hour occup) ILit2 All | 3880 | 2.8522 | 14.18 | 3796 | 2.0772 | 0.079693 | 0.058068 | 0.042351 | 0.034294 | 0.029688 | 0.028522 | 0.040827 | 0.054839 | 0.082234 | 0.10617 | 0.1092 | 0.11357 | 0.098124 | 0.09 | 0.088753 | 0.081202 | 0.071129 | 0.086747 | 0.10352 | 0.12836 | 0.13826 | 0.1418 | 0.13989 | 0.12348 | 0.086121 | 2.0772 | 0.079693 | 0.058068 | 0.042351 | 0.034294 | 0.029688 | 0.028522 | 0.040827 | 0.054839 | 0.082234 | 0.10617 | 0.1092 | 0.11357 | 0.098124 | 0.09 | 0.088753 | 0.081202 | 0.071129 | 0.086747 | 0.10352 | 0.12836 | 0.13826 | 0.1418 | 0.13989 | 0.12348 | 0.086121 | 0.26083 | 0.12208 | 0.050958 | 0.010293 | 0 | 0.10863 | 0.23232 | 0.47416 | 0.68549 | 0.71219 | 0.75081 | 0.61444 | 0.54272 | 0.53171 | 0.46505 | 0.37613 | 0.514 | 0.6621 | 0.88137 | 0.96877 | 1 | 0.98311 | 0.83829 | 0.50847 | 0.26083 | 0.12208 | 0.050958 | 0.010293 | 0 | 0.10863 | 0.23232 | 0.47416 | 0.68549 | 0.71219 | 0.75081 | 0.61444 | 0.54272 | 0.53171 | 0.46505 | 0.37613 | 0.514 | 0.6621 | 0.88137 | 0.96877 | 1 | 0.98311 | 0.83829 | 0.50847 | 10 | 0.66337 | 0.20792 | 0.079208 | 0.049505 | 0.76136 | 0.0076876 | 0.00079492 | 0.00079492 | 0.00079492 | 0.00079492 | 0.00079492 | 0.00079492 | 0.00079492 |  | 0.025413 | 0.025413 | 0.021706 | 0.021706 | 0.021706 | 0.021199 | 0.021199 | Lodging - Motel - Hotel/Motel Guest Room (incl. toilets) - 12hr occ - all | 16 | 25 | 16 | 521.3667 | 0 | 521.3667 | 0 | 0 | 0 | 2.0772 | 0 | 0 | 0 | 0 | 0 | 0 | 0 | 0 | 0 | 0 | 0 | 0 | 0 | 0 | 0 | 0 | 0 | 0 | 0 | 0 | 0 | 0 | 0 | 0 | 0 | 0 | 0 |  | 521.3667 | 0 | 521.3667 | 0 | 0 | 0 | 2.0772 | 0 | 0 | 0 | 0 | 0 | 0 | 0 | 0 | 0 | 0 | 0 | 0 | 0 | 0 | 0 | 0 | 0 | 0 | 0 | 0 | 0 | 0 | 0 | 0 | 0 | 0 | 0 | 1 | 1 | 1 | 1
1009 | 10 | 9 | 5 | 1 |  |  |  |  | Lodging - Motel | Hotel/Motel Guest Room (incl. toilets) - 24hr occ | Lodging - Motel - Hotel/Motel Guest Room (incl. toilets) - 24hr occ |  | Lodging - Motel | Lodging - Motel - Hotel/Motel Guest Room (incl. toilets) - 24hr occ | Motel Rooms (24 hour occup) | Sat | Open | 52 | 52 | 0.21604 | 0.23956 | 0.23956 | 0.23956 | 0.23956 | 0.23956 | 0.23956 | 0.23956 | 0 | 0 | 0 | 0 | 0 | 0 | 0 | 8.3435 | 8.3435 | 8.3435 | 8.3435 | 8.3435 | 8.3435 | 8.3435 | 0 | 0 | 0 | 0 | 0 | 0 | 0 | 0 | 0 | 0 | 0 | 0 | 0 | 0 | 0 | 0 | 0 | 0 | 0 | 0 | 0 | 0 | 0 | 0 | 0 | 0 | 0 | 0 | 0 | 0 | 0 | 0 | 0 | 0 | 0 | 0.52462 | 0.52462 | 0.52462 | 0.52462 | 0.52462 | 0.52462 | 0.52462 | 0 | 0 | 0 | 0 | 0 | 0 | 0 | 18.2718 | 18.2718 | 18.2718 | 18.2718 | 18.2718 | 18.2718 | 18.2718 | 0 | 0 | 0 | 0 | 0 | 0 | 0 | 0 | 0 | 0 | 0 | 0 | 0 | 0 | 0 | 0 | 0 | 0 | 0 | 0 | 0 | 0 | 0 | 0 | 0 | 0 | 0 | 0 | 0 | 0 | 0 | 0 | 0 | 0 | 0 | Motel Rooms (24 hour occup) ILit Sat | Motel Rooms (24 hour occup) ILit all | 3799 | 4.257 | 21.1642 | Motel Rooms (24 hour occup) ILit2 Sat | Motel Rooms (24 hour occup) ILit2 Sat | Motel Rooms (24 hour occup) ILit2 All | 3883 | 4.257 | 21.1642 | 3799 | 3.1002 | 0.11894 | 0.086668 | 0.063211 | 0.051186 | 0.04431 | 0.04257 | 0.060936 | 0.081849 | 0.12274 | 0.15847 | 0.16298 | 0.16951 | 0.14645 | 0.13433 | 0.13247 | 0.1212 | 0.10616 | 0.12947 | 0.15451 | 0.19159 | 0.20636 | 0.21164 | 0.20879 | 0.1843 | 0.12854 | 3.1002 | 0.11894 | 0.086668 | 0.063211 | 0.051186 | 0.04431 | 0.04257 | 0.060936 | 0.081849 | 0.12274 | 0.15847 | 0.16298 | 0.16951 | 0.14645 | 0.13433 | 0.13247 | 0.1212 | 0.10616 | 0.12947 | 0.15451 | 0.19159 | 0.20636 | 0.21164 | 0.20879 | 0.1843 | 0.12854 | 0.26083 | 0.12208 | 0.050958 | 0.010293 | 0 | 0.10863 | 0.23232 | 0.47416 | 0.68549 | 0.71219 | 0.75081 | 0.61444 | 0.54272 | 0.53171 | 0.46505 | 0.37613 | 0.514 | 0.6621 | 0.88137 | 0.96877 | 1 | 0.98311 | 0.83829 | 0.50847 | 0.26083 | 0.12208 | 0.050958 | 0.010293 | 0 | 0.10863 | 0.23232 | 0.47416 | 0.68549 | 0.71219 | 0.75081 | 0.61444 | 0.54272 | 0.53171 | 0.46505 | 0.37613 | 0.514 | 0.6621 | 0.88137 | 0.96877 | 1 | 0.98311 | 0.83829 | 0.50847 | 10 | 0.66337 | 0.20792 | 0.079208 | 0.049505 | 0.76136 | 0 | 0 | 0 | 0 | 0 | 0 | 0 | 0 |  | 0.025413 | 0.025413 | 0.021706 | 0.021706 | 0.021706 | 0.021199 | 0.021199 | Lodging - Motel - Hotel/Motel Guest Room (incl. toilets) - 24hr occ - Sat | 10 | 25 | 16 | 161.2123 | 0 | 0 | 0 | 161.2123 | 0 | 0 | 0 | 3.1002 | 0 | 0 | 0 | 0 | 0 | 0 | 0 | 0 | 0 | 0 | 0 | 0 | 0 | 0 | 0 | 0 | 0 | 0 | 0 | 0 | 0 | 0 | 0 | 0 | 0 |  | 4.2561 | 156.9562 | 0 | 0 | 4.2561 | 156.9562 | 0 | 0 | 0.081849 | 3.0184 | 0 | 0 | 0 | 0 | 0 | 0 | 0 | 0 | 0 | 0 | 0 | 0 | 0 | 0 | 0 | 0 | 0 | 0 | 0 | 0 | 0 | 0 | 0 | 0 | 1 | 1 | 1 | 1
1010 | 10 | 10 | 6 | 2 |  |  |  |  | Lodging - Motel | Hotel/Motel Guest Room (incl. toilets) - 24hr occ | Lodging - Motel - Hotel/Motel Guest Room (incl. toilets) - 24hr occ |  | Lodging - Motel | Lodging - Motel - Hotel/Motel Guest Room (incl. toilets) - 24hr occ | Motel Rooms (24 hour occup) | Sun | Open | 52 | 52 | 0.21604 | 0.23956 | 0.23956 | 0.23956 | 0.23956 | 0.23956 | 0.23956 | 0.23956 | 0 | 0 | 0 | 0 | 0 | 0 | 0 | 8.3435 | 8.3435 | 8.3435 | 8.3435 | 8.3435 | 8.3435 | 8.3435 | 0 | 0 | 0 | 0 | 0 | 0 | 0 | 0 | 0 | 0 | 0 | 0 | 0 | 0 | 0 | 0 | 0 | 0 | 0 | 0 | 0 | 0 | 0 | 0 | 0 | 0 | 0 | 0 | 0 | 0 | 0 | 0 | 0 | 0 | 0 | 0.52462 | 0.52462 | 0.52462 | 0.52462 | 0.52462 | 0.52462 | 0.52462 | 0 | 0 | 0 | 0 | 0 | 0 | 0 | 18.2718 | 18.2718 | 18.2718 | 18.2718 | 18.2718 | 18.2718 | 18.2718 | 0 | 0 | 0 | 0 | 0 | 0 | 0 | 0 | 0 | 0 | 0 | 0 | 0 | 0 | 0 | 0 | 0 | 0 | 0 | 0 | 0 | 0 | 0 | 0 | 0 | 0 | 0 | 0 | 0 | 0 | 0 | 0 | 0 | 0 | 0 | Motel Rooms (24 hour occup) ILit Sun | Motel Rooms (24 hour occup) ILit all | 3799 | 4.257 | 21.1642 | Motel Rooms (24 hour occup) ILit2 Sun | Motel Rooms (24 hour occup) ILit2 Sun | Motel Rooms (24 hour occup) ILit2 All | 3883 | 4.257 | 21.1642 | 3799 | 3.1002 | 0.11894 | 0.086668 | 0.063211 | 0.051186 | 0.04431 | 0.04257 | 0.060936 | 0.081849 | 0.12274 | 0.15847 | 0.16298 | 0.16951 | 0.14645 | 0.13433 | 0.13247 | 0.1212 | 0.10616 | 0.12947 | 0.15451 | 0.19159 | 0.20636 | 0.21164 | 0.20879 | 0.1843 | 0.12854 | 3.1002 | 0.11894 | 0.086668 | 0.063211 | 0.051186 | 0.04431 | 0.04257 | 0.060936 | 0.081849 | 0.12274 | 0.15847 | 0.16298 | 0.16951 | 0.14645 | 0.13433 | 0.13247 | 0.1212 | 0.10616 | 0.12947 | 0.15451 | 0.19159 | 0.20636 | 0.21164 | 0.20879 | 0.1843 | 0.12854 | 0.26083 | 0.12208 | 0.050958 | 0.010293 | 0 | 0.10863 | 0.23232 | 0.47416 | 0.68549 | 0.71219 | 0.75081 | 0.61444 | 0.54272 | 0.53171 | 0.46505 | 0.37613 | 0.514 | 0.6621 | 0.88137 | 0.96877 | 1 | 0.98311 | 0.83829 | 0.50847 | 0.26083 | 0.12208 | 0.050958 | 0.010293 | 0 | 0.10863 | 0.23232 | 0.47416 | 0.68549 | 0.71219 | 0.75081 | 0.61444 | 0.54272 | 0.53171 | 0.46505 | 0.37613 | 0.514 | 0.6621 | 0.88137 | 0.96877 | 1 | 0.98311 | 0.83829 | 0.50847 | 10 | 0.66337 | 0.20792 | 0.079208 | 0.049505 | 0.76136 | 0 | 0 | 0 | 0 | 0 | 0 | 0 | 0 |  | 0.025413 | 0.025413 | 0.021706 | 0.021706 | 0.021706 | 0.021199 | 0.021199 | Lodging - Motel - Hotel/Motel Guest Room (incl. toilets) - 24hr occ - Sun | 12 | 25 | 16 | 161.2123 | 0 | 0 | 0 | 161.2123 | 0 | 0 | 0 | 3.1002 | 0 | 0 | 0 | 0 | 0 | 0 | 0 | 0 | 0 | 0 | 0 | 0 | 0 | 0 | 0 | 0 | 0 | 0 | 0 | 0 | 0 | 0 | 0 | 0 | 0 |  | 4.2561 | 156.9562 | 0 | 0 | 4.2561 | 156.9562 | 0 | 0 | 0.081849 | 3.0184 | 0 | 0 | 0 | 0 | 0 | 0 | 0 | 0 | 0 | 0 | 0 | 0 | 0 | 0 | 0 | 0 | 0 | 0 | 0 | 0 | 0 | 0 | 0 | 0 | 1 | 1 | 1 | 1
1011 | 10 | 11 | 7 | 3 |  |  |  |  | Lodging - Motel | Hotel/Motel Guest Room (incl. toilets) - 24hr occ | Lodging - Motel - Hotel/Motel Guest Room (incl. toilets) - 24hr occ |  | Lodging - Motel | Lodging - Motel - Hotel/Motel Guest Room (incl. toilets) - 24hr occ | Motel Rooms (24 hour occup) | Hol | Open | 10 | 10 | 0.21604 | 0.23956 | 0.23956 | 0.23956 | 0.23956 | 0.23956 | 0.23956 | 0.23956 | 0 | 0 | 0 | 0 | 0 | 0 | 0 | 1.6045 | 1.6045 | 1.6045 | 1.6045 | 1.6045 | 1.6045 | 1.6045 | 0 | 0 | 0 | 0 | 0 | 0 | 0 | 0 | 0 | 0 | 0 | 0 | 0 | 0 | 0 | 0 | 0 | 0 | 0 | 0 | 0 | 0 | 0 | 0 | 0 | 0 | 0 | 0 | 0 | 0 | 0 | 0 | 0 | 0 | 0 | 0.52462 | 0.52462 | 0.52462 | 0.52462 | 0.52462 | 0.52462 | 0.52462 | 0 | 0 | 0 | 0 | 0 | 0 | 0 | 3.5138 | 3.5138 | 3.5138 | 3.5138 | 3.5138 | 3.5138 | 3.5138 | 0 | 0 | 0 | 0 | 0 | 0 | 0 | 0 | 0 | 0 | 0 | 0 | 0 | 0 | 0 | 0 | 0 | 0 | 0 | 0 | 0 | 0 | 0 | 0 | 0 | 0 | 0 | 0 | 0 | 0 | 0 | 0 | 0 | 0 | 0 | Motel Rooms (24 hour occup) ILit Hol | Motel Rooms (24 hour occup) ILit all | 3799 | 4.257 | 21.1642 | Motel Rooms (24 hour occup) ILit2 Hol | Motel Rooms (24 hour occup) ILit2 Hol | Motel Rooms (24 hour occup) ILit2 All | 3883 | 4.257 | 21.1642 | 3799 | 3.1002 | 0.11894 | 0.086668 | 0.063211 | 0.051186 | 0.04431 | 0.04257 | 0.060936 | 0.081849 | 0.12274 | 0.15847 | 0.16298 | 0.16951 | 0.14645 | 0.13433 | 0.13247 | 0.1212 | 0.10616 | 0.12947 | 0.15451 | 0.19159 | 0.20636 | 0.21164 | 0.20879 | 0.1843 | 0.12854 | 3.1002 | 0.11894 | 0.086668 | 0.063211 | 0.051186 | 0.04431 | 0.04257 | 0.060936 | 0.081849 | 0.12274 | 0.15847 | 0.16298 | 0.16951 | 0.14645 | 0.13433 | 0.13247 | 0.1212 | 0.10616 | 0.12947 | 0.15451 | 0.19159 | 0.20636 | 0.21164 | 0.20879 | 0.1843 | 0.12854 | 0.26083 | 0.12208 | 0.050958 | 0.010293 | 0 | 0.10863 | 0.23232 | 0.47416 | 0.68549 | 0.71219 | 0.75081 | 0.61444 | 0.54272 | 0.53171 | 0.46505 | 0.37613 | 0.514 | 0.6621 | 0.88137 | 0.96877 | 1 | 0.98311 | 0.83829 | 0.50847 | 0.26083 | 0.12208 | 0.050958 | 0.010293 | 0 | 0.10863 | 0.23232 | 0.47416 | 0.68549 | 0.71219 | 0.75081 | 0.61444 | 0.54272 | 0.53171 | 0.46505 | 0.37613 | 0.514 | 0.6621 | 0.88137 | 0.96877 | 1 | 0.98311 | 0.83829 | 0.50847 | 10 | 0.66337 | 0.20792 | 0.079208 | 0.049505 | 0.76136 | 0 | 0 | 0 | 0 | 0 | 0 | 0 | 0 |  | 0.025413 | 0.025413 | 0.021706 | 0.021706 | 0.021706 | 0.021199 | 0.021199 | Lodging - Motel - Hotel/Motel Guest Room (incl. toilets) - 24hr occ - Hol | 14 | 25 | 16 | 31.0024 | 0 | 0 | 0 | 31.0024 | 0 | 0 | 0 | 3.1002 | 0 | 0 | 0 | 0 | 0 | 0 | 0 | 0 | 0 | 0 | 0 | 0 | 0 | 0 | 0 | 0 | 0 | 0 | 0 | 0 | 0 | 0 | 0 | 0 | 0 |  | 0.81849 | 30.1839 | 0 | 0 | 0.81849 | 30.1839 | 0 | 0 | 0.081849 | 3.0184 | 0 | 0 | 0 | 0 | 0 | 0 | 0 | 0 | 0 | 0 | 0 | 0 | 0 | 0 | 0 | 0 | 0 | 0 | 0 | 0 | 0 | 0 | 0 | 0 | 1 | 1 | 1 | 1
1012 | 10 | 12 | 8 | 4 |  |  | Lodging - Motel - Hotel/Motel Guest Room (incl. toilets) - 24hr occ | Lodging - Motel - Hotel/Motel Guest Room (incl. toilets) - 24hr occ | Lodging - Motel | Hotel/Motel Guest Room (incl. toilets) - 24hr occ | Lodging - Motel - Hotel/Motel Guest Room (incl. toilets) - 24hr occ |  | Lodging - Motel | Lodging - Motel - Hotel/Motel Guest Room (incl. toilets) - 24hr occ | Motel Rooms (24 hour occup) | all | Open | 251 | 251 | 0.21604 | 0.23956 | 0.23956 | 0.23956 | 0.23956 | 0.23956 | 0.23956 | 0.23956 | 0.051755 | 0.051755 | 0.051755 | 0.051755 | 0.051755 | 0.051755 | 0.051755 | 40.2737 | 40.2737 | 40.2737 | 40.2737 | 40.2737 | 40.2737 | 40.2737 | 0.006156 | 0.006156 | 0.006156 | 0.006156 | 0.006156 | 0.006156 | 0.006156 | 1131.5862 | 1131.5862 | 1131.5862 | 1131.5862 | 1131.5862 | 1131.5862 | 1131.5862 | 0 | 0 | 0 | 0 | 0 | 0 | 0 | 0.11894 | 0.11894 | 0.11894 | 0.11894 | 0.11894 | 0.11894 | 0.11894 | 0 | 0 | 0 | 0 | 0 | 0 | 0 | 0.52462 | 0.52462 | 0.52462 | 0.52462 | 0.52462 | 0.52462 | 0.52462 | 0.11334 | 0.11334 | 0.11334 | 0.11334 | 0.11334 | 0.11334 | 0.11334 | 88.1964 | 88.1964 | 88.1964 | 88.1964 | 88.1964 | 88.1964 | 88.1964 | 0.013481 | 0.013481 | 0.013481 | 0.013481 | 0.013481 | 0.013481 | 0.013481 | 1131.5862 | 1131.5862 | 1131.5862 | 1131.5862 | 1131.5862 | 1131.5862 | 1131.5862 | 0 | 0 | 0 | 0 | 0 | 0 | 0 | 0.11894 | 0.11894 | 0.11894 | 0.11894 | 0.11894 | 0.11894 | 0.11894 | 0 | 0 | 0 | 0 | 0 | 0 | 0 | Motel Rooms (24 hour occup) ILit all | Motel Rooms (24 hour occup) ILit all | 3798 | 4.257 | 21.1642 | Motel Rooms (24 hour occup) ILit2 all | Motel Rooms (24 hour occup) ILit2 all | Motel Rooms (24 hour occup) ILit2 All | 3882 | 4.257 | 21.1642 | 3798 | 3.1002 | 0.11894 | 0.086668 | 0.063211 | 0.051186 | 0.04431 | 0.04257 | 0.060936 | 0.081849 | 0.12274 | 0.15847 | 0.16298 | 0.16951 | 0.14645 | 0.13433 | 0.13247 | 0.1212 | 0.10616 | 0.12947 | 0.15451 | 0.19159 | 0.20636 | 0.21164 | 0.20879 | 0.1843 | 0.12854 | 3.1002 | 0.11894 | 0.086668 | 0.063211 | 0.051186 | 0.04431 | 0.04257 | 0.060936 | 0.081849 | 0.12274 | 0.15847 | 0.16298 | 0.16951 | 0.14645 | 0.13433 | 0.13247 | 0.1212 | 0.10616 | 0.12947 | 0.15451 | 0.19159 | 0.20636 | 0.21164 | 0.20879 | 0.1843 | 0.12854 | 0.26083 | 0.12208 | 0.050958 | 0.010293 | 0 | 0.10863 | 0.23232 | 0.47416 | 0.68549 | 0.71219 | 0.75081 | 0.61444 | 0.54272 | 0.53171 | 0.46505 | 0.37613 | 0.514 | 0.6621 | 0.88137 | 0.96877 | 1 | 0.98311 | 0.83829 | 0.50847 | 0.26083 | 0.12208 | 0.050958 | 0.010293 | 0 | 0.10863 | 0.23232 | 0.47416 | 0.68549 | 0.71219 | 0.75081 | 0.61444 | 0.54272 | 0.53171 | 0.46505 | 0.37613 | 0.514 | 0.6621 | 0.88137 | 0.96877 | 1 | 0.98311 | 0.83829 | 0.50847 | 10 | 0.66337 | 0.20792 | 0.079208 | 0.049505 | 0.76136 | 0.011474 | 0.00059384 | 0.00059384 | 0.00059384 | 0.00059384 | 0.00059384 | 0.00059384 | 0.00059384 |  | 0.025413 | 0.025413 | 0.021706 | 0.021706 | 0.021706 | 0.021199 | 0.021199 | Lodging - Motel - Hotel/Motel Guest Room (incl. toilets) - 24hr occ - all | 16 | 25 | 16 | 778.1593 | 0 | 778.1593 | 0 | 0 | 0 | 3.1002 | 0 | 0 | 0 | 0 | 0 | 0 | 0 | 0 | 0 | 0 | 0 | 0 | 0 | 0 | 0 | 0 | 0 | 0 | 0 | 0 | 0 | 0 | 0 | 0 | 0 | 0 | 0 |  | 778.1593 | 0 | 778.1593 | 0 | 0 | 0 | 3.1002 | 0 | 0 | 0 | 0 | 0 | 0 | 0 | 0 | 0 | 0 | 0 | 0 | 0 | 0 | 0 | 0 | 0 | 0 | 0 | 0 | 0 | 0 | 0 | 0 | 0 | 0 | 0 | 1 | 1 | 1 | 1
1013 | 10 | 13 | 5 | 1 |  |  |  |  | Lodging - Motel | Hotel/Motel Guest Room (incl. toilets) - unocc | Lodging - Motel - Hotel/Motel Guest Room (incl. toilets) - unocc |  | Lodging - Motel | Lodging - Motel - Hotel/Motel Guest Room (incl. toilets) - unocc | Motel Rooms (unoccup) | Sat | Open | 52 | 52 | 0.2045 | 0.23956 | 0.23956 | 0.23956 | 0.23956 | 0.23956 | 0.23956 | 0.23956 | 0 | 0 | 0 | 0 | 0 | 0 | 0 | 0 | 0 | 0 | 0 | 0 | 0 | 0 | 0 | 0 | 0 | 0 | 0 | 0 | 0 | 0 | 0 | 0 | 0 | 0 | 0 | 0 | 0 | 0 | 0 | 0 | 0 | 0 | 0 | 0 | 0 | 0 | 0 | 0 | 0 | 0 | 0 | 0 | 0 | 0 | 0 | 0 | 0 | 0.52462 | 0.52462 | 0.52462 | 0.52462 | 0.52462 | 0.52462 | 0.52462 | 0 | 0 | 0 | 0 | 0 | 0 | 0 | 0 | 0 | 0 | 0 | 0 | 0 | 0 | 0 | 0 | 0 | 0 | 0 | 0 | 0 | 0 | 0 | 0 | 0 | 0 | 0 | 0 | 0 | 0 | 0 | 0 | 0 | 0 | 0 | 0 | 0 | 0 | 0 | 0 | 0 | 0 | 0 | 0 | 0 | 0 | 0 | 0 | 0 | Motel Rooms (unoccup) ILit Sat | Motel Rooms (unoccup) ILit all | 3257 | 0 | 0 | Motel Rooms (unoccup) ILit2 Sat | Motel Rooms (unoccup) ILit Sat | Motel Rooms (unoccup) ILit all | 3257 | 0 | 0 | 3257 | 0 | 0 | 0 | 0 | 0 | 0 | 0 | 0 | 0 | 0 | 0 | 0 | 0 | 0 | 0 | 0 | 0 | 0 | 0 | 0 | 0 | 0 | 0 | 0 | 0 | 0 | 0 | 0 | 0 | 0 | 0 | 0 | 0 | 0 | 0 | 0 | 0 | 0 | 0 | 0 | 0 | 0 | 0 | 0 | 0 | 0 | 0 | 0 | 0 | 0 | 0 | 0 | 0 | 0 | 0 | 0 | 0 | 0 | 0 | 0 | 0 | 0 | 0 | 0 | 0 | 0 | 0 | 0 | 0 | 0 | 0 | 0 | 0 | 0 | 0 | 0 | 0 | 0 | 0 | 0 | 0 | 0 | 0 | 0 | 0 | 0 | 0 | 0 | 0 | 0 | 0 | 0 | 0 | 0 | 0 | 0 | 0 | 0 | 0 | 0 | 10 | 0.66337 | 0.20792 | 0.079208 | 0.049505 | 0.76136 | 0 | 0 | 0 | 0 | 0 | 0 | 0 | 0 |  | 0.025413 | 0.025413 | 0.021706 | 0.021706 | 0.021706 | 0.021199 | 0.021199 | Lodging - Motel - Hotel/Motel Guest Room (incl. toilets) - unocc - Sat | 10 | 25 | 16 | 0 | 0 | 0 | 0 | 0 | 0 | 0 | 0 | 0 | 0 | 0 | 0 | 0 | 0 | 0 | 0 | 0 | 0 | 0 | 0 | 0 | 0 | 0 | 0 | 0 | 0 | 0 | 0 | 0 | 0 | 0 | 0 | 0 | 0 |  | 0 | 0 | 0 | 0 | 0 | 0 | 0 | 0 | 0 | 0 | 0 | 0 | 0 | 0 | 0 | 0 | 0 | 0 | 0 | 0 | 0 | 0 | 0 | 0 | 0 | 0 | 0 | 0 | 0 | 0 | 0 | 0 | 0 | 0 | 1 | 1 | 1 | 1
1014 | 10 | 14 | 6 | 2 |  |  |  |  | Lodging - Motel | Hotel/Motel Guest Room (incl. toilets) - unocc | Lodging - Motel - Hotel/Motel Guest Room (incl. toilets) - unocc |  | Lodging - Motel | Lodging - Motel - Hotel/Motel Guest Room (incl. toilets) - unocc | Motel Rooms (unoccup) | Sun | Open | 52 | 52 | 0.2045 | 0.23956 | 0.23956 | 0.23956 | 0.23956 | 0.23956 | 0.23956 | 0.23956 | 0 | 0 | 0 | 0 | 0 | 0 | 0 | 0 | 0 | 0 | 0 | 0 | 0 | 0 | 0 | 0 | 0 | 0 | 0 | 0 | 0 | 0 | 0 | 0 | 0 | 0 | 0 | 0 | 0 | 0 | 0 | 0 | 0 | 0 | 0 | 0 | 0 | 0 | 0 | 0 | 0 | 0 | 0 | 0 | 0 | 0 | 0 | 0 | 0 | 0.52462 | 0.52462 | 0.52462 | 0.52462 | 0.52462 | 0.52462 | 0.52462 | 0 | 0 | 0 | 0 | 0 | 0 | 0 | 0 | 0 | 0 | 0 | 0 | 0 | 0 | 0 | 0 | 0 | 0 | 0 | 0 | 0 | 0 | 0 | 0 | 0 | 0 | 0 | 0 | 0 | 0 | 0 | 0 | 0 | 0 | 0 | 0 | 0 | 0 | 0 | 0 | 0 | 0 | 0 | 0 | 0 | 0 | 0 | 0 | 0 | Motel Rooms (unoccup) ILit Sun | Motel Rooms (unoccup) ILit all | 3257 | 0 | 0 | Motel Rooms (unoccup) ILit2 Sun | Motel Rooms (unoccup) ILit Sun | Motel Rooms (unoccup) ILit all | 3257 | 0 | 0 | 3257 | 0 | 0 | 0 | 0 | 0 | 0 | 0 | 0 | 0 | 0 | 0 | 0 | 0 | 0 | 0 | 0 | 0 | 0 | 0 | 0 | 0 | 0 | 0 | 0 | 0 | 0 | 0 | 0 | 0 | 0 | 0 | 0 | 0 | 0 | 0 | 0 | 0 | 0 | 0 | 0 | 0 | 0 | 0 | 0 | 0 | 0 | 0 | 0 | 0 | 0 | 0 | 0 | 0 | 0 | 0 | 0 | 0 | 0 | 0 | 0 | 0 | 0 | 0 | 0 | 0 | 0 | 0 | 0 | 0 | 0 | 0 | 0 | 0 | 0 | 0 | 0 | 0 | 0 | 0 | 0 | 0 | 0 | 0 | 0 | 0 | 0 | 0 | 0 | 0 | 0 | 0 | 0 | 0 | 0 | 0 | 0 | 0 | 0 | 0 | 0 | 10 | 0.66337 | 0.20792 | 0.079208 | 0.049505 | 0.76136 | 0 | 0 | 0 | 0 | 0 | 0 | 0 | 0 |  | 0.025413 | 0.025413 | 0.021706 | 0.021706 | 0.021706 | 0.021199 | 0.021199 | Lodging - Motel - Hotel/Motel Guest Room (incl. toilets) - unocc - Sun | 12 | 25 | 16 | 0 | 0 | 0 | 0 | 0 | 0 | 0 | 0 | 0 | 0 | 0 | 0 | 0 | 0 | 0 | 0 | 0 | 0 | 0 | 0 | 0 | 0 | 0 | 0 | 0 | 0 | 0 | 0 | 0 | 0 | 0 | 0 | 0 | 0 |  | 0 | 0 | 0 | 0 | 0 | 0 | 0 | 0 | 0 | 0 | 0 | 0 | 0 | 0 | 0 | 0 | 0 | 0 | 0 | 0 | 0 | 0 | 0 | 0 | 0 | 0 | 0 | 0 | 0 | 0 | 0 | 0 | 0 | 0 | 1 | 1 | 1 | 1
1015 | 10 | 15 | 7 | 3 |  |  |  |  | Lodging - Motel | Hotel/Motel Guest Room (incl. toilets) - unocc | Lodging - Motel - Hotel/Motel Guest Room (incl. toilets) - unocc |  | Lodging - Motel | Lodging - Motel - Hotel/Motel Guest Room (incl. toilets) - unocc | Motel Rooms (unoccup) | Hol | Open | 10 | 10 | 0.2045 | 0.23956 | 0.23956 | 0.23956 | 0.23956 | 0.23956 | 0.23956 | 0.23956 | 0 | 0 | 0 | 0 | 0 | 0 | 0 | 0 | 0 | 0 | 0 | 0 | 0 | 0 | 0 | 0 | 0 | 0 | 0 | 0 | 0 | 0 | 0 | 0 | 0 | 0 | 0 | 0 | 0 | 0 | 0 | 0 | 0 | 0 | 0 | 0 | 0 | 0 | 0 | 0 | 0 | 0 | 0 | 0 | 0 | 0 | 0 | 0 | 0 | 0.52462 | 0.52462 | 0.52462 | 0.52462 | 0.52462 | 0.52462 | 0.52462 | 0 | 0 | 0 | 0 | 0 | 0 | 0 | 0 | 0 | 0 | 0 | 0 | 0 | 0 | 0 | 0 | 0 | 0 | 0 | 0 | 0 | 0 | 0 | 0 | 0 | 0 | 0 | 0 | 0 | 0 | 0 | 0 | 0 | 0 | 0 | 0 | 0 | 0 | 0 | 0 | 0 | 0 | 0 | 0 | 0 | 0 | 0 | 0 | 0 | Motel Rooms (unoccup) ILit Hol | Motel Rooms (unoccup) ILit all | 3257 | 0 | 0 | Motel Rooms (unoccup) ILit2 Hol | Motel Rooms (unoccup) ILit Hol | Motel Rooms (unoccup) ILit all | 3257 | 0 | 0 | 3257 | 0 | 0 | 0 | 0 | 0 | 0 | 0 | 0 | 0 | 0 | 0 | 0 | 0 | 0 | 0 | 0 | 0 | 0 | 0 | 0 | 0 | 0 | 0 | 0 | 0 | 0 | 0 | 0 | 0 | 0 | 0 | 0 | 0 | 0 | 0 | 0 | 0 | 0 | 0 | 0 | 0 | 0 | 0 | 0 | 0 | 0 | 0 | 0 | 0 | 0 | 0 | 0 | 0 | 0 | 0 | 0 | 0 | 0 | 0 | 0 | 0 | 0 | 0 | 0 | 0 | 0 | 0 | 0 | 0 | 0 | 0 | 0 | 0 | 0 | 0 | 0 | 0 | 0 | 0 | 0 | 0 | 0 | 0 | 0 | 0 | 0 | 0 | 0 | 0 | 0 | 0 | 0 | 0 | 0 | 0 | 0 | 0 | 0 | 0 | 0 | 10 | 0.66337 | 0.20792 | 0.079208 | 0.049505 | 0.76136 | 0 | 0 | 0 | 0 | 0 | 0 | 0 | 0 |  | 0.025413 | 0.025413 | 0.021706 | 0.021706 | 0.021706 | 0.021199 | 0.021199 | Lodging - Motel - Hotel/Motel Guest Room (incl. toilets) - unocc - Hol | 14 | 25 | 16 | 0 | 0 | 0 | 0 | 0 | 0 | 0 | 0 | 0 | 0 | 0 | 0 | 0 | 0 | 0 | 0 | 0 | 0 | 0 | 0 | 0 | 0 | 0 | 0 | 0 | 0 | 0 | 0 | 0 | 0 | 0 | 0 | 0 | 0 |  | 0 | 0 | 0 | 0 | 0 | 0 | 0 | 0 | 0 | 0 | 0 | 0 | 0 | 0 | 0 | 0 | 0 | 0 | 0 | 0 | 0 | 0 | 0 | 0 | 0 | 0 | 0 | 0 | 0 | 0 | 0 | 0 | 0 | 0 | 1 | 1 | 1 | 1
1016 | 10 | 16 | 8 | 4 |  |  | Lodging - Motel - Hotel/Motel Guest Room (incl. toilets) - unocc | Lodging - Motel - Hotel/Motel Guest Room (incl. toilets) - unocc | Lodging - Motel | Hotel/Motel Guest Room (incl. toilets) - unocc | Lodging - Motel - Hotel/Motel Guest Room (incl. toilets) - unocc |  | Lodging - Motel | Lodging - Motel - Hotel/Motel Guest Room (incl. toilets) - unocc | Motel Rooms (unoccup) | all | Open | 251 | 251 | 0.2045 | 0.23956 | 0.23956 | 0.23956 | 0.23956 | 0.23956 | 0.23956 | 0.23956 | 0.048991 | 0.048991 | 0.048991 | 0.048991 | 0.048991 | 0.048991 | 0.048991 | 0 | 0 | 0 | 0 | 0 | 0 | 0 | 0 | 0 | 0 | 0 | 0 | 0 | 0 | 0 | 0 | 0 | 0 | 0 | 0 | 0 | 0 | 0 | 0 | 0 | 0 | 0 | 0 | 0 | 0 | 0 | 0 | 0 | 0 | 0 | 0 | 0 | 0 | 0 | 0 | 0 | 0 | 0.52462 | 0.52462 | 0.52462 | 0.52462 | 0.52462 | 0.52462 | 0.52462 | 0.10729 | 0.10729 | 0.10729 | 0.10729 | 0.10729 | 0.10729 | 0.10729 | 0 | 0 | 0 | 0 | 0 | 0 | 0 | 0 | 0 | 0 | 0 | 0 | 0 | 0 | 0 | 0 | 0 | 0 | 0 | 0 | 0 | 0 | 0 | 0 | 0 | 0 | 0 | 0 | 0 | 0 | 0 | 0 | 0 | 0 | 0 | 0 | 0 | 0 | 0 | 0 | 0 | 0 | Motel Rooms (unoccup) ILit all | Motel Rooms (unoccup) ILit all | 3256 | 0 | 0 | Motel Rooms (unoccup) ILit2 all | Motel Rooms (unoccup) ILit all | Motel Rooms (unoccup) ILit all | 3256 | 0 | 0 | 3256 | 0 | 0 | 0 | 0 | 0 | 0 | 0 | 0 | 0 | 0 | 0 | 0 | 0 | 0 | 0 | 0 | 0 | 0 | 0 | 0 | 0 | 0 | 0 | 0 | 0 | 0 | 0 | 0 | 0 | 0 | 0 | 0 | 0 | 0 | 0 | 0 | 0 | 0 | 0 | 0 | 0 | 0 | 0 | 0 | 0 | 0 | 0 | 0 | 0 | 0 | 0 | 0 | 0 | 0 | 0 | 0 | 0 | 0 | 0 | 0 | 0 | 0 | 0 | 0 | 0 | 0 | 0 | 0 | 0 | 0 | 0 | 0 | 0 | 0 | 0 | 0 | 0 | 0 | 0 | 0 | 0 | 0 | 0 | 0 | 0 | 0 | 0 | 0 | 0 | 0 | 0 | 0 | 0 | 0 | 0 | 0 | 0 | 0 | 0 | 0 | 10 | 0.66337 | 0.20792 | 0.079208 | 0.049505 | 0.76136 | 0 | 0 | 0 | 0 | 0 | 0 | 0 | 0 |  | 0.025413 | 0.025413 | 0.021706 | 0.021706 | 0.021706 | 0.021199 | 0.021199 | Lodging - Motel - Hotel/Motel Guest Room (incl. toilets) - unocc - all | 16 | 25 | 16 | 0 | 0 | 0 | 0 | 0 | 0 | 0 | 0 | 0 | 0 | 0 | 0 | 0 | 0 | 0 | 0 | 0 | 0 | 0 | 0 | 0 | 0 | 0 | 0 | 0 | 0 | 0 | 0 | 0 | 0 | 0 | 0 | 0 | 0 |  | 0 | 0 | 0 | 0 | 0 | 0 | 0 | 0 | 0 | 0 | 0 | 0 | 0 | 0 | 0 | 0 | 0 | 0 | 0 | 0 | 0 | 0 | 0 | 0 | 0 | 0 | 0 | 0 | 0 | 0 | 0 | 0 | 0 | 0 | 1 | 1 | 1 | 1
1017 | 10 | 17 | 5 | 1 |  |  |  |  | Lodging - Motel | Laundry | Lodging - Motel - Laundry |  | Lodging - Motel | Lodging - Motel - Laundry | Motel Facilities | Sat | Open | 52 | 52 | 0.015987 | 0.43892 | 0.43892 | 0.26335 | 0.26335 | 0.26335 | 0.26335 | 0.26335 | 0 | 0 | 0 | 0 | 0 | 0 | 0 | 5.2543 | 5.2543 | 3.1526 | 3.1526 | 3.1526 | 3.1526 | 3.1526 | 0 | 0 | 0 | 0 | 0 | 0 | 0 | 0 | 0 | 0 | 0 | 0 | 0 | 0 | 0 | 0 | 0 | 0 | 0 | 0 | 0 | 0 | 0 | 0 | 0 | 0 | 0 | 0 | 0 | 0 | 0 | 0 | 0 | 0 | 0 | 0.96119 | 0.96119 | 0.57672 | 0.57672 | 0.57672 | 0.57672 | 0.57672 | 0 | 0 | 0 | 0 | 0 | 0 | 0 | 11.5066 | 11.5066 | 6.904 | 6.904 | 6.904 | 6.904 | 6.904 | 0 | 0 | 0 | 0 | 0 | 0 | 0 | 0 | 0 | 0 | 0 | 0 | 0 | 0 | 0 | 0 | 0 | 0 | 0 | 0 | 0 | 0 | 0 | 0 | 0 | 0 | 0 | 0 | 0 | 0 | 0 | 0 | 0 | 0 | 0 | Motel Facilities ILit Sat | Motel Facilities ILit all | 3801 | 60 | 60 | Motel Facilities ILit2 Sat | Motel Facilities ILit Sat | Motel Facilities ILit all | 3801 | 60 | 60 | 3801 | 14.4 | 0.6 | 0.6 | 0.6 | 0.6 | 0.6 | 0.6 | 0.6 | 0.6 | 0.6 | 0.6 | 0.6 | 0.6 | 0.6 | 0.6 | 0.6 | 0.6 | 0.6 | 0.6 | 0.6 | 0.6 | 0.6 | 0.6 | 0.6 | 0.6 | 0.6 | 14.4 | 0.6 | 0.6 | 0.6 | 0.6 | 0.6 | 0.6 | 0.6 | 0.6 | 0.6 | 0.6 | 0.6 | 0.6 | 0.6 | 0.6 | 0.6 | 0.6 | 0.6 | 0.6 | 0.6 | 0.6 | 0.6 | 0.6 | 0.6 | 0.6 | 0.6 | 0 | 0 | 0 | 0 | 0 | 0 | 0 | 0 | 0 | 0 | 0 | 0 | 0 | 0 | 0 | 0 | 0 | 0 | 0 | 0 | 0 | 0 | 0 | 0 | 0 | 0 | 0 | 0 | 0 | 0 | 0 | 0 | 0 | 0 | 0 | 0 | 0 | 0 | 0 | 0 | 0 | 0 | 0 | 0 | 0 | 0 | 0 | 0 | 16 | 0.66337 | 0.20792 | 0.079208 | 0.049505 | 0.76136 | 0 | 0 | 0 | 0 | 0 | 0 | 0 | 0 |  | 0.025413 | 0.025413 | 0.021706 | 0.021706 | 0.021706 | 0.021199 | 0.021199 | Lodging - Motel - Laundry - Sat | 10 | 25 | 16 | 748.8 | 0 | 0 | 0 | 748.8 | 0 | 0 | 0 | 14.4 | 0 | 0 | 0 | 0 | 0 | 0 | 0 | 0 | 0 | 0 | 0 | 0 | 0 | 0 | 0 | 0 | 0 | 0 | 0 | 0 | 0 | 0 | 0 | 0 | 0 |  | 31.2 | 717.6 | 0 | 0 | 31.2 | 717.6 | 0 | 0 | 0.6 | 13.8 | 0 | 0 | 0 | 0 | 0 | 0 | 0 | 0 | 0 | 0 | 0 | 0 | 0 | 0 | 0 | 0 | 0 | 0 | 0 | 0 | 0 | 0 | 0 | 0 | 1 | 1 | 1 | 1
1018 | 10 | 18 | 6 | 2 |  |  |  |  | Lodging - Motel | Laundry | Lodging - Motel - Laundry |  | Lodging - Motel | Lodging - Motel - Laundry | Motel Facilities | Sun | Open | 52 | 52 | 0.015987 | 0.43892 | 0.43892 | 0.26335 | 0.26335 | 0.26335 | 0.26335 | 0.26335 | 0 | 0 | 0 | 0 | 0 | 0 | 0 | 5.2543 | 5.2543 | 3.1526 | 3.1526 | 3.1526 | 3.1526 | 3.1526 | 0 | 0 | 0 | 0 | 0 | 0 | 0 | 0 | 0 | 0 | 0 | 0 | 0 | 0 | 0 | 0 | 0 | 0 | 0 | 0 | 0 | 0 | 0 | 0 | 0 | 0 | 0 | 0 | 0 | 0 | 0 | 0 | 0 | 0 | 0 | 0.96119 | 0.96119 | 0.57672 | 0.57672 | 0.57672 | 0.57672 | 0.57672 | 0 | 0 | 0 | 0 | 0 | 0 | 0 | 11.5066 | 11.5066 | 6.904 | 6.904 | 6.904 | 6.904 | 6.904 | 0 | 0 | 0 | 0 | 0 | 0 | 0 | 0 | 0 | 0 | 0 | 0 | 0 | 0 | 0 | 0 | 0 | 0 | 0 | 0 | 0 | 0 | 0 | 0 | 0 | 0 | 0 | 0 | 0 | 0 | 0 | 0 | 0 | 0 | 0 | Motel Facilities ILit Sun | Motel Facilities ILit all | 3801 | 60 | 60 | Motel Facilities ILit2 Sun | Motel Facilities ILit Sun | Motel Facilities ILit all | 3801 | 60 | 60 | 3801 | 14.4 | 0.6 | 0.6 | 0.6 | 0.6 | 0.6 | 0.6 | 0.6 | 0.6 | 0.6 | 0.6 | 0.6 | 0.6 | 0.6 | 0.6 | 0.6 | 0.6 | 0.6 | 0.6 | 0.6 | 0.6 | 0.6 | 0.6 | 0.6 | 0.6 | 0.6 | 14.4 | 0.6 | 0.6 | 0.6 | 0.6 | 0.6 | 0.6 | 0.6 | 0.6 | 0.6 | 0.6 | 0.6 | 0.6 | 0.6 | 0.6 | 0.6 | 0.6 | 0.6 | 0.6 | 0.6 | 0.6 | 0.6 | 0.6 | 0.6 | 0.6 | 0.6 | 0 | 0 | 0 | 0 | 0 | 0 | 0 | 0 | 0 | 0 | 0 | 0 | 0 | 0 | 0 | 0 | 0 | 0 | 0 | 0 | 0 | 0 | 0 | 0 | 0 | 0 | 0 | 0 | 0 | 0 | 0 | 0 | 0 | 0 | 0 | 0 | 0 | 0 | 0 | 0 | 0 | 0 | 0 | 0 | 0 | 0 | 0 | 0 | 16 | 0.66337 | 0.20792 | 0.079208 | 0.049505 | 0.76136 | 0 | 0 | 0 | 0 | 0 | 0 | 0 | 0 |  | 0.025413 | 0.025413 | 0.021706 | 0.021706 | 0.021706 | 0.021199 | 0.021199 | Lodging - Motel - Laundry - Sun | 12 | 25 | 16 | 748.8 | 0 | 0 | 0 | 748.8 | 0 | 0 | 0 | 14.4 | 0 | 0 | 0 | 0 | 0 | 0 | 0 | 0 | 0 | 0 | 0 | 0 | 0 | 0 | 0 | 0 | 0 | 0 | 0 | 0 | 0 | 0 | 0 | 0 | 0 |  | 31.2 | 717.6 | 0 | 0 | 31.2 | 717.6 | 0 | 0 | 0.6 | 13.8 | 0 | 0 | 0 | 0 | 0 | 0 | 0 | 0 | 0 | 0 | 0 | 0 | 0 | 0 | 0 | 0 | 0 | 0 | 0 | 0 | 0 | 0 | 0 | 0 | 1 | 1 | 1 | 1
1019 | 10 | 19 | 7 | 3 |  |  |  |  | Lodging - Motel | Laundry | Lodging - Motel - Laundry |  | Lodging - Motel | Lodging - Motel - Laundry | Motel Facilities | Hol | Open | 10 | 10 | 0.015987 | 0.43892 | 0.43892 | 0.26335 | 0.26335 | 0.26335 | 0.26335 | 0.26335 | 0 | 0 | 0 | 0 | 0 | 0 | 0 | 1.0105 | 1.0105 | 0.60627 | 0.60627 | 0.60627 | 0.60627 | 0.60627 | 0 | 0 | 0 | 0 | 0 | 0 | 0 | 0 | 0 | 0 | 0 | 0 | 0 | 0 | 0 | 0 | 0 | 0 | 0 | 0 | 0 | 0 | 0 | 0 | 0 | 0 | 0 | 0 | 0 | 0 | 0 | 0 | 0 | 0 | 0 | 0.96119 | 0.96119 | 0.57672 | 0.57672 | 0.57672 | 0.57672 | 0.57672 | 0 | 0 | 0 | 0 | 0 | 0 | 0 | 2.2128 | 2.2128 | 1.3277 | 1.3277 | 1.3277 | 1.3277 | 1.3277 | 0 | 0 | 0 | 0 | 0 | 0 | 0 | 0 | 0 | 0 | 0 | 0 | 0 | 0 | 0 | 0 | 0 | 0 | 0 | 0 | 0 | 0 | 0 | 0 | 0 | 0 | 0 | 0 | 0 | 0 | 0 | 0 | 0 | 0 | 0 | Motel Facilities ILit Hol | Motel Facilities ILit all | 3801 | 60 | 60 | Motel Facilities ILit2 Hol | Motel Facilities ILit Hol | Motel Facilities ILit all | 3801 | 60 | 60 | 3801 | 14.4 | 0.6 | 0.6 | 0.6 | 0.6 | 0.6 | 0.6 | 0.6 | 0.6 | 0.6 | 0.6 | 0.6 | 0.6 | 0.6 | 0.6 | 0.6 | 0.6 | 0.6 | 0.6 | 0.6 | 0.6 | 0.6 | 0.6 | 0.6 | 0.6 | 0.6 | 14.4 | 0.6 | 0.6 | 0.6 | 0.6 | 0.6 | 0.6 | 0.6 | 0.6 | 0.6 | 0.6 | 0.6 | 0.6 | 0.6 | 0.6 | 0.6 | 0.6 | 0.6 | 0.6 | 0.6 | 0.6 | 0.6 | 0.6 | 0.6 | 0.6 | 0.6 | 0 | 0 | 0 | 0 | 0 | 0 | 0 | 0 | 0 | 0 | 0 | 0 | 0 | 0 | 0 | 0 | 0 | 0 | 0 | 0 | 0 | 0 | 0 | 0 | 0 | 0 | 0 | 0 | 0 | 0 | 0 | 0 | 0 | 0 | 0 | 0 | 0 | 0 | 0 | 0 | 0 | 0 | 0 | 0 | 0 | 0 | 0 | 0 | 16 | 0.66337 | 0.20792 | 0.079208 | 0.049505 | 0.76136 | 0 | 0 | 0 | 0 | 0 | 0 | 0 | 0 |  | 0.025413 | 0.025413 | 0.021706 | 0.021706 | 0.021706 | 0.021199 | 0.021199 | Lodging - Motel - Laundry - Hol | 14 | 25 | 16 | 144 | 0 | 0 | 0 | 144 | 0 | 0 | 0 | 14.4 | 0 | 0 | 0 | 0 | 0 | 0 | 0 | 0 | 0 | 0 | 0 | 0 | 0 | 0 | 0 | 0 | 0 | 0 | 0 | 0 | 0 | 0 | 0 | 0 | 0 |  | 6 | 138 | 0 | 0 | 6 | 138 | 0 | 0 | 0.6 | 13.8 | 0 | 0 | 0 | 0 | 0 | 0 | 0 | 0 | 0 | 0 | 0 | 0 | 0 | 0 | 0 | 0 | 0 | 0 | 0 | 0 | 0 | 0 | 0 | 0 | 1 | 1 | 1 | 1
1020 | 10 | 20 | 8 | 4 |  |  | Lodging - Motel - Laundry | Lodging - Motel - Laundry | Lodging - Motel | Laundry | Lodging - Motel - Laundry |  | Lodging - Motel | Lodging - Motel - Laundry | Motel Facilities | all | Open | 251 | 251 | 0.015987 | 0.43892 | 0.43892 | 0.26335 | 0.26335 | 0.26335 | 0.26335 | 0.26335 | 0.007017 | 0.007017 | 0.0042102 | 0.0042102 | 0.0042102 | 0.0042102 | 0.0042102 | 25.3623 | 25.3623 | 15.2174 | 15.2174 | 15.2174 | 15.2174 | 15.2174 | 0.0042102 | 0.0042102 | 0.0025261 | 0.0025261 | 0.0025261 | 0.0025261 | 0.0025261 | 5256 | 5256 | 5256 | 5256 | 5256 | 5256 | 5256 | 0 | 0 | 0 | 0 | 0 | 0 | 0 | 0.6 | 0.6 | 0.6 | 0.6 | 0.6 | 0.6 | 0.6 | 0 | 0 | 0 | 0 | 0 | 0 | 0 | 0.96119 | 0.96119 | 0.57672 | 0.57672 | 0.57672 | 0.57672 | 0.57672 | 0.015367 | 0.015367 | 0.0092201 | 0.0092201 | 0.0092201 | 0.0092201 | 0.0092201 | 37.0278 | 37.0278 | 22.2167 | 22.2167 | 22.2167 | 22.2167 | 22.2167 | 0.0061467 | 0.0061467 | 0.003688 | 0.003688 | 0.003688 | 0.003688 | 0.003688 | 4051.2 | 4051.2 | 4051.2 | 4051.2 | 4051.2 | 4051.2 | 4051.2 | 0 | 0 | 0 | 0 | 0 | 0 | 0 | 0.4 | 0.4 | 0.4 | 0.4 | 0.4 | 0.4 | 0.4 | 0 | 0 | 0 | 0 | 0 | 0 | 0 | Motel Facilities ILit all | Motel Facilities ILit all | 3801 | 60 | 60 | Motel Facilities ILit2 all | Motel Facilities ILit2 all | Motel Facilities ILit2 All | 3885 | 40 | 40 | 3801 | 14.4 | 0.6 | 0.6 | 0.6 | 0.6 | 0.6 | 0.6 | 0.6 | 0.6 | 0.6 | 0.6 | 0.6 | 0.6 | 0.6 | 0.6 | 0.6 | 0.6 | 0.6 | 0.6 | 0.6 | 0.6 | 0.6 | 0.6 | 0.6 | 0.6 | 0.6 | 9.6 | 0.4 | 0.4 | 0.4 | 0.4 | 0.4 | 0.4 | 0.4 | 0.4 | 0.4 | 0.4 | 0.4 | 0.4 | 0.4 | 0.4 | 0.4 | 0.4 | 0.4 | 0.4 | 0.4 | 0.4 | 0.4 | 0.4 | 0.4 | 0.4 | 0.4 | 0 | 0 | 0 | 0 | 0 | 0 | 0 | 0 | 0 | 0 | 0 | 0 | 0 | 0 | 0 | 0 | 0 | 0 | 0 | 0 | 0 | 0 | 0 | 0 | 0 | 0 | 0 | 0 | 0 | 0 | 0 | 0 | 0 | 0 | 0 | 0 | 0 | 0 | 0 | 0 | 0 | 0 | 0 | 0 | 0 | 0 | 0 | 0 | 16 | 0.66337 | 0.20792 | 0.079208 | 0.049505 | 0.76136 | 0.092607 | 0.00064983 | 0.00064983 | 0.0003899 | 0.0003899 | 0.0003899 | 0.0003899 | 0.0003899 |  | 0.025413 | 0.025413 | 0.021706 | 0.021706 | 0.021706 | 0.021199 | 0.021199 | Lodging - Motel - Laundry - all | 16 | 25 | 16 | 3614.4 | 0 | 3614.4 | 0 | 0 | 0 | 14.4 | 0 | 0 | 0 | 0 | 0 | 0 | 0 | 0 | 0 | 0 | 0 | 0 | 0 | 0 | 0 | 0 | 0 | 0 | 0 | 0 | 0 | 0 | 0 | 0 | 0 | 0 | 0 |  | 2409.6 | 0 | 2409.6 | 0 | 0 | 0 | 9.6 | 0 | 0 | 0 | 0 | 0 | 0 | 0 | 0 | 0 | 0 | 0 | 0 | 0 | 0 | 0 | 0 | 0 | 0 | 0 | 0 | 0 | 0 | 0 | 0 | 0 | 0 | 0 | 1 | 1 | 1 | 1
1021 | 10 | 21 | 5 | 1 |  |  |  |  | Lodging - Motel | Office (General) | Lodging - Motel - Office (General) |  | Lodging - Motel | Lodging - Motel - Office (General) | Motel Office | Sat | Open | 52 | 52 | 0.019986 | 0.38039 | 0.38039 | 0.38039 | 0.38039 | 0.38039 | 0.30724 | 0.30724 | 0 | 0 | 0 | 0 | 0 | 0 | 0 | 6.3339 | 6.3339 | 6.3339 | 6.3339 | 6.3339 | 5.1159 | 5.1159 | 0 | 0 | 0 | 0 | 0 | 0 | 0 | 0 | 0 | 0 | 0 | 0 | 0 | 0 | 0 | 0 | 0 | 0 | 0 | 0 | 0 | 0 | 0 | 0 | 0 | 0 | 0 | 0 | 0 | 0 | 0 | 0 | 0 | 0 | 0 | 0.83303 | 0.83303 | 0.83303 | 0.83303 | 0.83303 | 0.67283 | 0.67283 | 0 | 0 | 0 | 0 | 0 | 0 | 0 | 14.0628 | 14.0628 | 14.0628 | 14.0628 | 14.0628 | 11.3584 | 11.3584 | 0 | 0 | 0 | 0 | 0 | 0 | 0 | 0 | 0 | 0 | 0 | 0 | 0 | 0 | 0 | 0 | 0 | 0 | 0 | 0 | 0 | 0 | 0 | 0 | 0 | 0 | 0 | 0 | 0 | 0 | 0 | 0 | 0 | 0 | 0 | Motel Office ILit Sat | Motel Office ILit all | 3800 | 70 | 70 | Motel Office ILit2 Sat | Motel Office ILit Sat | Motel Office ILit all | 3800 | 70 | 70 | 3800 | 16.0221 | 0.6664 | 0.7 | 0.7 | 0.7 | 0.7 | 0.7 | 0.7 | 0.7 | 0.7 | 0.7 | 0.7 | 0.7 | 0.7 | 0.7 | 0.7 | 0.7 | 0.7 | 0.7 | 0.7 | 0.7 | 0.7 | 0.7 | 0.7 | 0.7 | 0.7 | 16.2437 | 0.6664 | 0.7 | 0.7 | 0.7 | 0.7 | 0.7 | 0.7 | 0.7 | 0.7 | 0.7 | 0.7 | 0.7 | 0.7 | 0.7 | 0.7 | 0.7 | 0.7 | 0.7 | 0.7 | 0.7 | 0.7 | 0.7 | 0.7 | 0.7 | 0.7 | 0 | 0 | 0 | 0 | 0 | 0 | 0 | 0 | 0 | 0 | 0 | 0 | 0 | 0 | 0 | 0 | 0 | 0 | 0 | 0 | 0 | 0 | 0 | 0 | 0 | 0 | 0 | 0 | 0 | 0 | 0 | 0 | 0 | 0 | 0 | 0 | 0 | 0 | 0 | 0 | 0 | 0 | 0 | 0 | 0 | 0 | 0 | 0 | 16 | 0.66337 | 0.20792 | 0.079208 | 0.049505 | 0.76136 | 0 | 0 | 0 | 0 | 0 | 0 | 0 | 0 |  | 0.025413 | 0.025413 | 0.021706 | 0.021706 | 0.021706 | 0.021199 | 0.021199 | Lodging - Motel - Office (General) - Sat | 10 | 25 | 16 | 833.1493 | 0 | 0 | 0 | 833.1493 | 0 | 0 | 0 | 16.0221 | 0 | 0 | 0 | 0 | 0 | 0 | 0 | 0 | 0 | 0 | 0 | 0 | 0 | 0 | 0 | 0 | 0 | 0 | 0 | 0 | 0 | 0 | 0 | 0 | 0 |  | 36.4 | 808.275 | 0 | 0 | 36.4 | 808.275 | 0 | 0 | 0.7 | 15.5437 | 0 | 0 | 0 | 0 | 0 | 0 | 0 | 0 | 0 | 0 | 0 | 0 | 0 | 0 | 0 | 0 | 0 | 0 | 0 | 0 | 0 | 0 | 0 | 0 | 0.9537 | 0.952 | 0.96689 | 0.952
1022 | 10 | 22 | 6 | 2 |  |  |  |  | Lodging - Motel | Office (General) | Lodging - Motel - Office (General) |  | Lodging - Motel | Lodging - Motel - Office (General) | Motel Office | Sun | Open | 52 | 52 | 0.019986 | 0.38039 | 0.38039 | 0.38039 | 0.38039 | 0.38039 | 0.30724 | 0.30724 | 0 | 0 | 0 | 0 | 0 | 0 | 0 | 6.3339 | 6.3339 | 6.3339 | 6.3339 | 6.3339 | 5.1159 | 5.1159 | 0 | 0 | 0 | 0 | 0 | 0 | 0 | 0 | 0 | 0 | 0 | 0 | 0 | 0 | 0 | 0 | 0 | 0 | 0 | 0 | 0 | 0 | 0 | 0 | 0 | 0 | 0 | 0 | 0 | 0 | 0 | 0 | 0 | 0 | 0 | 0.83303 | 0.83303 | 0.83303 | 0.83303 | 0.83303 | 0.67283 | 0.67283 | 0 | 0 | 0 | 0 | 0 | 0 | 0 | 14.0628 | 14.0628 | 14.0628 | 14.0628 | 14.0628 | 11.3584 | 11.3584 | 0 | 0 | 0 | 0 | 0 | 0 | 0 | 0 | 0 | 0 | 0 | 0 | 0 | 0 | 0 | 0 | 0 | 0 | 0 | 0 | 0 | 0 | 0 | 0 | 0 | 0 | 0 | 0 | 0 | 0 | 0 | 0 | 0 | 0 | 0 | Motel Office ILit Sun | Motel Office ILit all | 3800 | 70 | 70 | Motel Office ILit2 Sun | Motel Office ILit Sun | Motel Office ILit all | 3800 | 70 | 70 | 3800 | 16.0221 | 0.6664 | 0.7 | 0.7 | 0.7 | 0.7 | 0.7 | 0.7 | 0.7 | 0.7 | 0.7 | 0.7 | 0.7 | 0.7 | 0.7 | 0.7 | 0.7 | 0.7 | 0.7 | 0.7 | 0.7 | 0.7 | 0.7 | 0.7 | 0.7 | 0.7 | 16.2437 | 0.6664 | 0.7 | 0.7 | 0.7 | 0.7 | 0.7 | 0.7 | 0.7 | 0.7 | 0.7 | 0.7 | 0.7 | 0.7 | 0.7 | 0.7 | 0.7 | 0.7 | 0.7 | 0.7 | 0.7 | 0.7 | 0.7 | 0.7 | 0.7 | 0.7 | 0 | 0 | 0 | 0 | 0 | 0 | 0 | 0 | 0 | 0 | 0 | 0 | 0 | 0 | 0 | 0 | 0 | 0 | 0 | 0 | 0 | 0 | 0 | 0 | 0 | 0 | 0 | 0 | 0 | 0 | 0 | 0 | 0 | 0 | 0 | 0 | 0 | 0 | 0 | 0 | 0 | 0 | 0 | 0 | 0 | 0 | 0 | 0 | 16 | 0.66337 | 0.20792 | 0.079208 | 0.049505 | 0.76136 | 0 | 0 | 0 | 0 | 0 | 0 | 0 | 0 |  | 0.025413 | 0.025413 | 0.021706 | 0.021706 | 0.021706 | 0.021199 | 0.021199 | Lodging - Motel - Office (General) - Sun | 12 | 25 | 16 | 833.1493 | 0 | 0 | 0 | 833.1493 | 0 | 0 | 0 | 16.0221 | 0 | 0 | 0 | 0 | 0 | 0 | 0 | 0 | 0 | 0 | 0 | 0 | 0 | 0 | 0 | 0 | 0 | 0 | 0 | 0 | 0 | 0 | 0 | 0 | 0 |  | 36.4 | 808.275 | 0 | 0 | 36.4 | 808.275 | 0 | 0 | 0.7 | 15.5437 | 0 | 0 | 0 | 0 | 0 | 0 | 0 | 0 | 0 | 0 | 0 | 0 | 0 | 0 | 0 | 0 | 0 | 0 | 0 | 0 | 0 | 0 | 0 | 0 | 0.9537 | 0.952 | 0.96689 | 0.952
1023 | 10 | 23 | 7 | 3 |  |  |  |  | Lodging - Motel | Office (General) | Lodging - Motel - Office (General) |  | Lodging - Motel | Lodging - Motel - Office (General) | Motel Office | Hol | Open | 10 | 10 | 0.019986 | 0.38039 | 0.38039 | 0.38039 | 0.38039 | 0.38039 | 0.30724 | 0.30724 | 0 | 0 | 0 | 0 | 0 | 0 | 0 | 1.2181 | 1.2181 | 1.2181 | 1.2181 | 1.2181 | 0.98382 | 0.98382 | 0 | 0 | 0 | 0 | 0 | 0 | 0 | 0 | 0 | 0 | 0 | 0 | 0 | 0 | 0 | 0 | 0 | 0 | 0 | 0 | 0 | 0 | 0 | 0 | 0 | 0 | 0 | 0 | 0 | 0 | 0 | 0 | 0 | 0 | 0 | 0.83303 | 0.83303 | 0.83303 | 0.83303 | 0.83303 | 0.67283 | 0.67283 | 0 | 0 | 0 | 0 | 0 | 0 | 0 | 2.7044 | 2.7044 | 2.7044 | 2.7044 | 2.7044 | 2.1843 | 2.1843 | 0 | 0 | 0 | 0 | 0 | 0 | 0 | 0 | 0 | 0 | 0 | 0 | 0 | 0 | 0 | 0 | 0 | 0 | 0 | 0 | 0 | 0 | 0 | 0 | 0 | 0 | 0 | 0 | 0 | 0 | 0 | 0 | 0 | 0 | 0 | Motel Office ILit Hol | Motel Office ILit all | 3800 | 70 | 70 | Motel Office ILit2 Hol | Motel Office ILit Hol | Motel Office ILit all | 3800 | 70 | 70 | 3800 | 16.0221 | 0.6664 | 0.7 | 0.7 | 0.7 | 0.7 | 0.7 | 0.7 | 0.7 | 0.7 | 0.7 | 0.7 | 0.7 | 0.7 | 0.7 | 0.7 | 0.7 | 0.7 | 0.7 | 0.7 | 0.7 | 0.7 | 0.7 | 0.7 | 0.7 | 0.7 | 16.2437 | 0.6664 | 0.7 | 0.7 | 0.7 | 0.7 | 0.7 | 0.7 | 0.7 | 0.7 | 0.7 | 0.7 | 0.7 | 0.7 | 0.7 | 0.7 | 0.7 | 0.7 | 0.7 | 0.7 | 0.7 | 0.7 | 0.7 | 0.7 | 0.7 | 0.7 | 0 | 0 | 0 | 0 | 0 | 0 | 0 | 0 | 0 | 0 | 0 | 0 | 0 | 0 | 0 | 0 | 0 | 0 | 0 | 0 | 0 | 0 | 0 | 0 | 0 | 0 | 0 | 0 | 0 | 0 | 0 | 0 | 0 | 0 | 0 | 0 | 0 | 0 | 0 | 0 | 0 | 0 | 0 | 0 | 0 | 0 | 0 | 0 | 16 | 0.66337 | 0.20792 | 0.079208 | 0.049505 | 0.76136 | 0 | 0 | 0 | 0 | 0 | 0 | 0 | 0 |  | 0.025413 | 0.025413 | 0.021706 | 0.021706 | 0.021706 | 0.021199 | 0.021199 | Lodging - Motel - Office (General) - Hol | 14 | 25 | 16 | 160.221 | 0 | 0 | 0 | 160.221 | 0 | 0 | 0 | 16.0221 | 0 | 0 | 0 | 0 | 0 | 0 | 0 | 0 | 0 | 0 | 0 | 0 | 0 | 0 | 0 | 0 | 0 | 0 | 0 | 0 | 0 | 0 | 0 | 0 | 0 |  | 7 | 155.4375 | 0 | 0 | 7 | 155.4375 | 0 | 0 | 0.7 | 15.5437 | 0 | 0 | 0 | 0 | 0 | 0 | 0 | 0 | 0 | 0 | 0 | 0 | 0 | 0 | 0 | 0 | 0 | 0 | 0 | 0 | 0 | 0 | 0 | 0 | 0.9537 | 0.952 | 0.96689 | 0.952
1024 | 10 | 24 | 8 | 4 | Lodging - Motel | Lodging - Motel | Lodging - Motel - Office (General) | Lodging - Motel - Office (General) | Lodging - Motel | Office (General) | Lodging - Motel - Office (General) |  | Lodging - Motel | Lodging - Motel - Office (General) | Motel Office | all | Open | 251 | 251 | 0.019986 | 0.38039 | 0.38039 | 0.38039 | 0.38039 | 0.38039 | 0.30724 | 0.30724 | 0.0076024 | 0.0076024 | 0.0076024 | 0.0076024 | 0.0076024 | 0.0061404 | 0.0061404 | 30.5734 | 30.5734 | 30.5734 | 30.5734 | 30.5734 | 24.6939 | 24.6939 | 0.0050662 | 0.0050662 | 0.0050662 | 0.0050662 | 0.0050662 | 0.004092 | 0.004092 | 5848.0669 | 5848.0669 | 5848.0669 | 5848.0669 | 5848.0669 | 5848.0669 | 5848.0669 | 1681.9009 | 1681.9009 | 1480.5293 | 1480.5293 | 1480.5293 | 1453.2575 | 1453.2575 | 0.6664 | 0.6664 | 0.6664 | 0.6664 | 0.6664 | 0.6664 | 0.6664 | 0.18669 | 0.18669 | 0.16355 | 0.16355 | 0.16355 | 0.16041 | 0.16041 | 0.83303 | 0.83303 | 0.83303 | 0.83303 | 0.83303 | 0.67283 | 0.67283 | 0.016649 | 0.016649 | 0.016649 | 0.016649 | 0.016649 | 0.013447 | 0.013447 | 67.8798 | 67.8798 | 67.8798 | 67.8798 | 67.8798 | 54.826 | 54.826 | 0.011095 | 0.011095 | 0.011095 | 0.011095 | 0.011095 | 0.0089611 | 0.0089611 | 5928.9684 | 5928.9684 | 5928.9684 | 5928.9684 | 5928.9684 | 5928.9684 | 5928.9684 | 1532.6217 | 1532.6217 | 1370.1607 | 1370.1607 | 1370.1607 | 1341.6945 | 1341.6945 | 0.6664 | 0.6664 | 0.6664 | 0.6664 | 0.6664 | 0.6664 | 0.6664 | 0.16095 | 0.16095 | 0.14437 | 0.14437 | 0.14437 | 0.14111 | 0.14111 | Motel Office ILit all | Motel Office ILit all | 3800 | 70 | 70 | Motel Office ILit2 all | Motel Office ILit2 all | Motel Office ILit2 All | 3884 | 70 | 70 | 3800 | 16.0221 | 0.6664 | 0.7 | 0.7 | 0.7 | 0.7 | 0.7 | 0.7 | 0.7 | 0.7 | 0.7 | 0.7 | 0.7 | 0.7 | 0.7 | 0.7 | 0.7 | 0.7 | 0.7 | 0.7 | 0.7 | 0.7 | 0.7 | 0.7 | 0.7 | 0.7 | 16.2437 | 0.6664 | 0.7 | 0.7 | 0.7 | 0.7 | 0.7 | 0.7 | 0.7 | 0.7 | 0.7 | 0.7 | 0.7 | 0.7 | 0.7 | 0.7 | 0.7 | 0.7 | 0.7 | 0.7 | 0.7 | 0.7 | 0.7 | 0.7 | 0.7 | 0.7 | 0 | 0 | 0 | 0 | 0 | 0 | 0 | 0 | 0 | 0 | 0 | 0 | 0 | 0 | 0 | 0 | 0 | 0 | 0 | 0 | 0 | 0 | 0 | 0 | 0 | 0 | 0 | 0 | 0 | 0 | 0 | 0 | 0 | 0 | 0 | 0 | 0 | 0 | 0 | 0 | 0 | 0 | 0 | 0 | 0 | 0 | 0 | 0 | 16 | 0.66337 | 0.20792 | 0.079208 | 0.049505 | 0.76136 | 0.10286 | 0.00078195 | 0.00078195 | 0.00078195 | 0.00078195 | 0.00078195 | 0.00063157 | 0.00063157 | Lodging - Motel | 0.025413 | 0.025413 | 0.021706 | 0.021706 | 0.021706 | 0.021199 | 0.021199 | Lodging - Motel - Office (General) - all | 16 | 25 | 16 | 4021.5474 | 0 | 4021.5474 | 0 | 0 | 0 | 16.0221 | 0 | 0 | 0 | 0 | 0 | 0 | 0 | 0 | 0 | 0 | 0 | 0 | 0 | 0 | 0 | 0 | 0 | 0 | 0 | 0 | 0 | 0 | 0 | 0 | 0 | 0 | 0 |  | 4077.181 | 0 | 4077.181 | 0 | 0 | 0 | 16.2437 | 0 | 0 | 0 | 0 | 0 | 0 | 0 | 0 | 0 | 0 | 0 | 0 | 0 | 0 | 0 | 0 | 0 | 0 | 0 | 0 | 0 | 0 | 0 | 0 | 0 | 0 | 0 | 0.9537 | 0.952 | 0.96689 | 0.952
1101 | 11 | 1 | 5 | 1 |  |  |  |  | Manufacturing - Bio/Tech | Comm/Ind Work (High Tech, Bio Tech, Lab) | Manufacturing - Bio/Tech - Comm/Ind Work (High Tech, Bio Tech, Lab) |  | Manufacturing - Bio/Tech | Manufacturing - Bio/Tech - Comm/Ind Work (High Tech, Bio Tech, Lab) | Manufac (biotech) Lab | Sat | Closed | 52 | 52 | 0.45336 | 1.1538 | 1.1538 | 1.1538 | 1.1538 | 0.99995 | 0.99995 | 0.99995 | 0 | 0 | 0 | 0 | 0 | 0 | 0 | 32.6407 | 32.6407 | 32.6407 | 32.6407 | 28.2886 | 28.2886 | 28.2886 | 0 | 0 | 0 | 0 | 0 | 0 | 0 | 0 | 0 | 0 | 0 | 0 | 0 | 0 | 0 | 0 | 0 | 0 | 0 | 0 | 0 | 0 | 0 | 0 | 0 | 0 | 0 | 0 | 0 | 0 | 0 | 0 | 0 | 0 | 0 | 0.31187 | 0.31187 | 0.31187 | 0.31187 | 0.27029 | 0.27029 | 0.27029 | 0 | 0 | 0 | 0 | 0 | 0 | 0 | 8.8228 | 8.8228 | 8.8228 | 8.8228 | 7.6464 | 7.6464 | 7.6464 | 0 | 0 | 0 | 0 | 0 | 0 | 0 | 0 | 0 | 0 | 0 | 0 | 0 | 0 | 0 | 0 | 0 | 0 | 0 | 0 | 0 | 0 | 0 | 0 | 0 | 0 | 0 | 0 | 0 | 0 | 0 | 0 | 0 | 0 | 0 | Manufac (biotech) Lab ILit Cls | Manufac (biotech) Lab ILit Cls | 2 | 5 | 5 | Manufac (biotech) Lab ILit2 Cls | Manufac (biotech) Lab ILit Cls | Manufac (biotech) Lab ILit Cls | 2 | 5 | 5 | 2 | 1.2 | 0.05 | 0.05 | 0.05 | 0.05 | 0.05 | 0.05 | 0.05 | 0.05 | 0.05 | 0.05 | 0.05 | 0.05 | 0.05 | 0.05 | 0.05 | 0.05 | 0.05 | 0.05 | 0.05 | 0.05 | 0.05 | 0.05 | 0.05 | 0.05 | 0.05 | 1.2 | 0.05 | 0.05 | 0.05 | 0.05 | 0.05 | 0.05 | 0.05 | 0.05 | 0.05 | 0.05 | 0.05 | 0.05 | 0.05 | 0.05 | 0.05 | 0.05 | 0.05 | 0.05 | 0.05 | 0.05 | 0.05 | 0.05 | 0.05 | 0.05 | 0.05 | 0 | 0 | 0 | 0 | 0 | 0 | 0 | 0 | 0 | 0 | 0 | 0 | 0 | 0 | 0 | 0 | 0 | 0 | 0 | 0 | 0 | 0 | 0 | 0 | 0 | 0 | 0 | 0 | 0 | 0 | 0 | 0 | 0 | 0 | 0 | 0 | 0 | 0 | 0 | 0 | 0 | 0 | 0 | 0 | 0 | 0 | 0 | 0 | 15 | 0.66337 | 0.20792 | 0.079208 | 0.049505 | 0.76136 | 0 | 0 | 0 | 0 | 0 | 0 | 0 | 0 |  | 0.11193 | 0.11193 | 0.11052 | 0.11056 | 0.11088 | 0.11136 | 0.11136 | Manufacturing - Bio/Tech - Comm/Ind Work (High Tech, Bio Tech, Lab) - Sat | 10 | 7 | 19 | 0 | 62.4 | 0 | 0 | 0 | 62.4 | 0 | 0 | 0 | 1.2 | 0 | 0 | 0 | 0 | 0 | 0 | 0 | 0 | 0 | 0 | 0 | 0 | 0 | 0 | 0 | 0 | 0 | 0 | 0 | 0 | 0 | 0 | 0 | 0 |  | 0 | 62.4 | 0 | 0 | 0 | 62.4 | 0 | 0 | 0 | 1.2 | 0 | 0 | 0 | 0 | 0 | 0 | 0 | 0 | 0 | 0 | 0 | 0 | 0 | 0 | 0 | 0 | 0 | 0 | 0 | 0 | 0 | 0 | 0 | 0 | 1 | 1 | 1 | 1
1102 | 11 | 2 | 6 | 2 |  |  |  |  | Manufacturing - Bio/Tech | Comm/Ind Work (High Tech, Bio Tech, Lab) | Manufacturing - Bio/Tech - Comm/Ind Work (High Tech, Bio Tech, Lab) |  | Manufacturing - Bio/Tech | Manufacturing - Bio/Tech - Comm/Ind Work (High Tech, Bio Tech, Lab) | Manufac (biotech) Lab | Sun | Closed | 52 | 52 | 0.45336 | 1.1538 | 1.1538 | 1.1538 | 1.1538 | 0.99995 | 0.99995 | 0.99995 | 0 | 0 | 0 | 0 | 0 | 0 | 0 | 32.6407 | 32.6407 | 32.6407 | 32.6407 | 28.2886 | 28.2886 | 28.2886 | 0 | 0 | 0 | 0 | 0 | 0 | 0 | 0 | 0 | 0 | 0 | 0 | 0 | 0 | 0 | 0 | 0 | 0 | 0 | 0 | 0 | 0 | 0 | 0 | 0 | 0 | 0 | 0 | 0 | 0 | 0 | 0 | 0 | 0 | 0 | 0.31187 | 0.31187 | 0.31187 | 0.31187 | 0.27029 | 0.27029 | 0.27029 | 0 | 0 | 0 | 0 | 0 | 0 | 0 | 8.8228 | 8.8228 | 8.8228 | 8.8228 | 7.6464 | 7.6464 | 7.6464 | 0 | 0 | 0 | 0 | 0 | 0 | 0 | 0 | 0 | 0 | 0 | 0 | 0 | 0 | 0 | 0 | 0 | 0 | 0 | 0 | 0 | 0 | 0 | 0 | 0 | 0 | 0 | 0 | 0 | 0 | 0 | 0 | 0 | 0 | 0 | Manufac (biotech) Lab ILit Cls | Manufac (biotech) Lab ILit Cls | 2 | 5 | 5 | Manufac (biotech) Lab ILit2 Cls | Manufac (biotech) Lab ILit Cls | Manufac (biotech) Lab ILit Cls | 2 | 5 | 5 | 2 | 1.2 | 0.05 | 0.05 | 0.05 | 0.05 | 0.05 | 0.05 | 0.05 | 0.05 | 0.05 | 0.05 | 0.05 | 0.05 | 0.05 | 0.05 | 0.05 | 0.05 | 0.05 | 0.05 | 0.05 | 0.05 | 0.05 | 0.05 | 0.05 | 0.05 | 0.05 | 1.2 | 0.05 | 0.05 | 0.05 | 0.05 | 0.05 | 0.05 | 0.05 | 0.05 | 0.05 | 0.05 | 0.05 | 0.05 | 0.05 | 0.05 | 0.05 | 0.05 | 0.05 | 0.05 | 0.05 | 0.05 | 0.05 | 0.05 | 0.05 | 0.05 | 0.05 | 0 | 0 | 0 | 0 | 0 | 0 | 0 | 0 | 0 | 0 | 0 | 0 | 0 | 0 | 0 | 0 | 0 | 0 | 0 | 0 | 0 | 0 | 0 | 0 | 0 | 0 | 0 | 0 | 0 | 0 | 0 | 0 | 0 | 0 | 0 | 0 | 0 | 0 | 0 | 0 | 0 | 0 | 0 | 0 | 0 | 0 | 0 | 0 | 15 | 0.66337 | 0.20792 | 0.079208 | 0.049505 | 0.76136 | 0 | 0 | 0 | 0 | 0 | 0 | 0 | 0 |  | 0.11193 | 0.11193 | 0.11052 | 0.11056 | 0.11088 | 0.11136 | 0.11136 | Manufacturing - Bio/Tech - Comm/Ind Work (High Tech, Bio Tech, Lab) - Sun | 12 | 7 | 19 | 0 | 62.4 | 0 | 0 | 0 | 62.4 | 0 | 0 | 0 | 1.2 | 0 | 0 | 0 | 0 | 0 | 0 | 0 | 0 | 0 | 0 | 0 | 0 | 0 | 0 | 0 | 0 | 0 | 0 | 0 | 0 | 0 | 0 | 0 | 0 |  | 0 | 62.4 | 0 | 0 | 0 | 62.4 | 0 | 0 | 0 | 1.2 | 0 | 0 | 0 | 0 | 0 | 0 | 0 | 0 | 0 | 0 | 0 | 0 | 0 | 0 | 0 | 0 | 0 | 0 | 0 | 0 | 0 | 0 | 0 | 0 | 1 | 1 | 1 | 1
1103 | 11 | 3 | 7 | 3 |  |  |  |  | Manufacturing - Bio/Tech | Comm/Ind Work (High Tech, Bio Tech, Lab) | Manufacturing - Bio/Tech - Comm/Ind Work (High Tech, Bio Tech, Lab) |  | Manufacturing - Bio/Tech | Manufacturing - Bio/Tech - Comm/Ind Work (High Tech, Bio Tech, Lab) | Manufac (biotech) Lab | Hol | Closed | 10 | 10 | 0.45336 | 1.1538 | 1.1538 | 1.1538 | 1.1538 | 0.99995 | 0.99995 | 0.99995 | 0 | 0 | 0 | 0 | 0 | 0 | 0 | 6.2771 | 6.2771 | 6.2771 | 6.2771 | 5.4401 | 5.4401 | 5.4401 | 0 | 0 | 0 | 0 | 0 | 0 | 0 | 0 | 0 | 0 | 0 | 0 | 0 | 0 | 0 | 0 | 0 | 0 | 0 | 0 | 0 | 0 | 0 | 0 | 0 | 0 | 0 | 0 | 0 | 0 | 0 | 0 | 0 | 0 | 0 | 0.31187 | 0.31187 | 0.31187 | 0.31187 | 0.27029 | 0.27029 | 0.27029 | 0 | 0 | 0 | 0 | 0 | 0 | 0 | 1.6967 | 1.6967 | 1.6967 | 1.6967 | 1.4705 | 1.4705 | 1.4705 | 0 | 0 | 0 | 0 | 0 | 0 | 0 | 0 | 0 | 0 | 0 | 0 | 0 | 0 | 0 | 0 | 0 | 0 | 0 | 0 | 0 | 0 | 0 | 0 | 0 | 0 | 0 | 0 | 0 | 0 | 0 | 0 | 0 | 0 | 0 | Manufac (biotech) Lab ILit Cls | Manufac (biotech) Lab ILit Cls | 2 | 5 | 5 | Manufac (biotech) Lab ILit2 Cls | Manufac (biotech) Lab ILit Cls | Manufac (biotech) Lab ILit Cls | 2 | 5 | 5 | 2 | 1.2 | 0.05 | 0.05 | 0.05 | 0.05 | 0.05 | 0.05 | 0.05 | 0.05 | 0.05 | 0.05 | 0.05 | 0.05 | 0.05 | 0.05 | 0.05 | 0.05 | 0.05 | 0.05 | 0.05 | 0.05 | 0.05 | 0.05 | 0.05 | 0.05 | 0.05 | 1.2 | 0.05 | 0.05 | 0.05 | 0.05 | 0.05 | 0.05 | 0.05 | 0.05 | 0.05 | 0.05 | 0.05 | 0.05 | 0.05 | 0.05 | 0.05 | 0.05 | 0.05 | 0.05 | 0.05 | 0.05 | 0.05 | 0.05 | 0.05 | 0.05 | 0.05 | 0 | 0 | 0 | 0 | 0 | 0 | 0 | 0 | 0 | 0 | 0 | 0 | 0 | 0 | 0 | 0 | 0 | 0 | 0 | 0 | 0 | 0 | 0 | 0 | 0 | 0 | 0 | 0 | 0 | 0 | 0 | 0 | 0 | 0 | 0 | 0 | 0 | 0 | 0 | 0 | 0 | 0 | 0 | 0 | 0 | 0 | 0 | 0 | 15 | 0.66337 | 0.20792 | 0.079208 | 0.049505 | 0.76136 | 0 | 0 | 0 | 0 | 0 | 0 | 0 | 0 |  | 0.11193 | 0.11193 | 0.11052 | 0.11056 | 0.11088 | 0.11136 | 0.11136 | Manufacturing - Bio/Tech - Comm/Ind Work (High Tech, Bio Tech, Lab) - Hol | 14 | 7 | 19 | 0 | 12 | 0 | 0 | 0 | 12 | 0 | 0 | 0 | 1.2 | 0 | 0 | 0 | 0 | 0 | 0 | 0 | 0 | 0 | 0 | 0 | 0 | 0 | 0 | 0 | 0 | 0 | 0 | 0 | 0 | 0 | 0 | 0 | 0 |  | 0 | 12 | 0 | 0 | 0 | 12 | 0 | 0 | 0 | 1.2 | 0 | 0 | 0 | 0 | 0 | 0 | 0 | 0 | 0 | 0 | 0 | 0 | 0 | 0 | 0 | 0 | 0 | 0 | 0 | 0 | 0 | 0 | 0 | 0 | 1 | 1 | 1 | 1
1104 | 11 | 4 | 8 | 4 |  |  | Manufacturing - Bio/Tech - Comm/Ind Work (High Tech, Bio Tech, Lab) | Manufacturing - Bio/Tech - Comm/Ind Work (High Tech, Bio Tech, Lab) | Manufacturing - Bio/Tech | Comm/Ind Work (High Tech, Bio Tech, Lab) | Manufacturing - Bio/Tech - Comm/Ind Work (High Tech, Bio Tech, Lab) |  | Manufacturing - Bio/Tech | Manufacturing - Bio/Tech - Comm/Ind Work (High Tech, Bio Tech, Lab) | Manufac (biotech) Lab | all | Open | 251 | 251 | 0.45336 | 1.1538 | 1.1538 | 1.1538 | 1.1538 | 0.99995 | 0.99995 | 0.99995 | 0.52309 | 0.52309 | 0.52309 | 0.52309 | 0.45334 | 0.45334 | 0.45334 | 1518.8764 | 1518.8764 | 1518.8764 | 1518.8764 | 1316.3596 | 1316.3596 | 1316.3596 | 0.44921 | 0.44921 | 0.44921 | 0.44921 | 0.38932 | 0.38932 | 0.38932 | 3040.4737 | 3040.4737 | 3040.4737 | 3040.4737 | 3040.4737 | 3040.4737 | 3040.4737 | 0 | 0 | 0 | 0 | 0 | 0 | 0 | 0.85877 | 0.85877 | 0.85877 | 0.85877 | 0.85877 | 0.85877 | 0.85877 | 0 | 0 | 0 | 0 | 0 | 0 | 0 | 0.31187 | 0.31187 | 0.31187 | 0.31187 | 0.27029 | 0.27029 | 0.27029 | 0.14139 | 0.14139 | 0.14139 | 0.14139 | 0.12254 | 0.12254 | 0.12254 | 344.2828 | 344.2828 | 344.2828 | 344.2828 | 298.3784 | 298.3784 | 298.3784 | 0.11063 | 0.11063 | 0.11063 | 0.11063 | 0.095882 | 0.095882 | 0.095882 | 2571.7642 | 2571.7642 | 2571.7642 | 2571.7642 | 2571.7642 | 2571.7642 | 2571.7642 | 0 | 0 | 0 | 0 | 0 | 0 | 0 | 0.78246 | 0.78246 | 0.78246 | 0.78246 | 0.78246 | 0.78246 | 0.78246 | 0 | 0 | 0 | 0 | 0 | 0 | 0 | Manufac (biotech) Lab ILit all | Manufac (biotech) Lab ILit all | 3814 | 15 | 90 | Manufac (biotech) Lab ILit2 all | Manufac (biotech) Lab ILit2 all | Manufac (biotech) Lab ILit2 All | 3898 | 8 | 85 | 3814 | 11.5684 | 0.85877 | 0.15 | 0.15 | 0.15 | 0.15 | 0.15 | 0.15 | 0.28421 | 0.82105 | 0.9 | 0.9 | 0.9 | 0.9 | 0.9 | 0.9 | 0.9 | 0.9 | 0.77632 | 0.59737 | 0.23947 | 0.15 | 0.15 | 0.15 | 0.15 | 0.15 | 9.7011 | 0.78246 | 0.08 | 0.08 | 0.08 | 0.08 | 0.08 | 0.08 | 0.20158 | 0.68789 | 0.85 | 0.85 | 0.85 | 0.85 | 0.68789 | 0.85 | 0.85 | 0.85 | 0.64737 | 0.48526 | 0.16105 | 0.08 | 0.08 | 0.08 | 0.08 | 0.08 | 0 | 0 | 0 | 0 | 0 | 0 | 0.17895 | 0.89474 | 1 | 1 | 1 | 1 | 1 | 1 | 1 | 1 | 0.83509 | 0.59649 | 0.1193 | 0 | 0 | 0 | 0 | 0 | 0 | 0 | 0 | 0 | 0 | 0 | 0.15789 | 0.78947 | 1 | 1 | 1 | 1 | 0.78947 | 1 | 1 | 1 | 0.73684 | 0.52632 | 0.10526 | 0 | 0 | 0 | 0 | 0 | 15 | 0.66337 | 0.20792 | 0.079208 | 0.049505 | 0.76136 | 0.10695 | 0.055942 | 0.055942 | 0.055942 | 0.055942 | 0.048483 | 0.048483 | 0.048483 |  | 0.11193 | 0.11193 | 0.11052 | 0.11056 | 0.11088 | 0.11136 | 0.11136 | Manufacturing - Bio/Tech - Comm/Ind Work (High Tech, Bio Tech, Lab) - all | 16 | 7 | 19 | 2429.4158 | 474.2579 | 2429.4158 | 474.2579 | 0 | 0 | 9.6789 | 1.8895 | 0 | 0 | 0 | 0 | 0 | 0 | 0 | 0 | 0.28421 | 0.82105 | 0.9 | 0.9 | 0.9 | 0.9 | 0.9 | 0.9 | 0.9 | 0.9 | 0.77632 | 0.59737 | 0 | 0 | 0 | 0 | 0 | 0 |  | 2173.66 | 261.3042 | 2173.66 | 261.3042 | 0 | 0 | 8.66 | 1.0411 | 0 | 0 | 0 | 0 | 0 | 0 | 0 | 0 | 0.20158 | 0.68789 | 0.85 | 0.85 | 0.85 | 0.85 | 0.68789 | 0.85 | 0.85 | 0.85 | 0.64737 | 0.48526 | 0 | 0 | 0 | 0 | 0 | 0 | 1 | 1 | 1 | 1
1105 | 11 | 5 | 5 | 1 |  |  |  |  | Manufacturing - Bio/Tech | Computer Room (Mainframe/Server) | Manufacturing - Bio/Tech - Computer Room (Mainframe/Server) |  | Manufacturing - Bio/Tech | Manufacturing - Bio/Tech - Computer Room (Mainframe/Server) | Manufac (biotech) ComptrRm | Sat | Closed | 52 | 52 | 0.019994 | 1.1538 | 1.1538 | 0.99995 | 0.99995 | 0.92303 | 0.84611 | 0.84611 | 0 | 0 | 0 | 0 | 0 | 0 | 0 | 1.4395 | 1.4395 | 1.2476 | 1.2476 | 1.1516 | 1.0556 | 1.0556 | 0 | 0 | 0 | 0 | 0 | 0 | 0 | 0 | 0 | 0 | 0 | 0 | 0 | 0 | 0 | 0 | 0 | 0 | 0 | 0 | 0 | 0 | 0 | 0 | 0 | 0 | 0 | 0 | 0 | 0 | 0 | 0 | 0 | 0 | 0 | 0.31187 | 0.31187 | 0.27029 | 0.27029 | 0.2495 | 0.22871 | 0.22871 | 0 | 0 | 0 | 0 | 0 | 0 | 0 | 0.3891 | 0.3891 | 0.33722 | 0.33722 | 0.31128 | 0.28534 | 0.28534 | 0 | 0 | 0 | 0 | 0 | 0 | 0 | 0 | 0 | 0 | 0 | 0 | 0 | 0 | 0 | 0 | 0 | 0 | 0 | 0 | 0 | 0 | 0 | 0 | 0 | 0 | 0 | 0 | 0 | 0 | 0 | 0 | 0 | 0 | 0 | Manufac (biotech) ComptrRm ILit Cls | Manufac (biotech) ComptrRm ILit Cls | 2 | 5 | 5 | Manufac (biotech) ComptrRm ILit2 Cls | Manufac (biotech) ComptrRm ILit Cls | Manufac (biotech) ComptrRm ILit Cls | 2 | 5 | 5 | 2 | 1.2 | 0.05 | 0.05 | 0.05 | 0.05 | 0.05 | 0.05 | 0.05 | 0.05 | 0.05 | 0.05 | 0.05 | 0.05 | 0.05 | 0.05 | 0.05 | 0.05 | 0.05 | 0.05 | 0.05 | 0.05 | 0.05 | 0.05 | 0.05 | 0.05 | 0.05 | 1.2 | 0.05 | 0.05 | 0.05 | 0.05 | 0.05 | 0.05 | 0.05 | 0.05 | 0.05 | 0.05 | 0.05 | 0.05 | 0.05 | 0.05 | 0.05 | 0.05 | 0.05 | 0.05 | 0.05 | 0.05 | 0.05 | 0.05 | 0.05 | 0.05 | 0.05 | 0 | 0 | 0 | 0 | 0 | 0 | 0 | 0 | 0 | 0 | 0 | 0 | 0 | 0 | 0 | 0 | 0 | 0 | 0 | 0 | 0 | 0 | 0 | 0 | 0 | 0 | 0 | 0 | 0 | 0 | 0 | 0 | 0 | 0 | 0 | 0 | 0 | 0 | 0 | 0 | 0 | 0 | 0 | 0 | 0 | 0 | 0 | 0 | 15 | 0.66337 | 0.20792 | 0.079208 | 0.049505 | 0.76136 | 0 | 0 | 0 | 0 | 0 | 0 | 0 | 0 |  | 0.11193 | 0.11193 | 0.11052 | 0.11056 | 0.11088 | 0.11136 | 0.11136 | Manufacturing - Bio/Tech - Computer Room (Mainframe/Server) - Sat | 10 | 7 | 19 | 0 | 62.4 | 0 | 0 | 0 | 62.4 | 0 | 0 | 0 | 1.2 | 0 | 0 | 0 | 0 | 0 | 0 | 0 | 0 | 0 | 0 | 0 | 0 | 0 | 0 | 0 | 0 | 0 | 0 | 0 | 0 | 0 | 0 | 0 | 0 |  | 0 | 62.4 | 0 | 0 | 0 | 62.4 | 0 | 0 | 0 | 1.2 | 0 | 0 | 0 | 0 | 0 | 0 | 0 | 0 | 0 | 0 | 0 | 0 | 0 | 0 | 0 | 0 | 0 | 0 | 0 | 0 | 0 | 0 | 0 | 0 | 1 | 1 | 1 | 1
1106 | 11 | 6 | 6 | 2 |  |  |  |  | Manufacturing - Bio/Tech | Computer Room (Mainframe/Server) | Manufacturing - Bio/Tech - Computer Room (Mainframe/Server) |  | Manufacturing - Bio/Tech | Manufacturing - Bio/Tech - Computer Room (Mainframe/Server) | Manufac (biotech) ComptrRm | Sun | Closed | 52 | 52 | 0.019994 | 1.1538 | 1.1538 | 0.99995 | 0.99995 | 0.92303 | 0.84611 | 0.84611 | 0 | 0 | 0 | 0 | 0 | 0 | 0 | 1.4395 | 1.4395 | 1.2476 | 1.2476 | 1.1516 | 1.0556 | 1.0556 | 0 | 0 | 0 | 0 | 0 | 0 | 0 | 0 | 0 | 0 | 0 | 0 | 0 | 0 | 0 | 0 | 0 | 0 | 0 | 0 | 0 | 0 | 0 | 0 | 0 | 0 | 0 | 0 | 0 | 0 | 0 | 0 | 0 | 0 | 0 | 0.31187 | 0.31187 | 0.27029 | 0.27029 | 0.2495 | 0.22871 | 0.22871 | 0 | 0 | 0 | 0 | 0 | 0 | 0 | 0.3891 | 0.3891 | 0.33722 | 0.33722 | 0.31128 | 0.28534 | 0.28534 | 0 | 0 | 0 | 0 | 0 | 0 | 0 | 0 | 0 | 0 | 0 | 0 | 0 | 0 | 0 | 0 | 0 | 0 | 0 | 0 | 0 | 0 | 0 | 0 | 0 | 0 | 0 | 0 | 0 | 0 | 0 | 0 | 0 | 0 | 0 | Manufac (biotech) ComptrRm ILit Cls | Manufac (biotech) ComptrRm ILit Cls | 2 | 5 | 5 | Manufac (biotech) ComptrRm ILit2 Cls | Manufac (biotech) ComptrRm ILit Cls | Manufac (biotech) ComptrRm ILit Cls | 2 | 5 | 5 | 2 | 1.2 | 0.05 | 0.05 | 0.05 | 0.05 | 0.05 | 0.05 | 0.05 | 0.05 | 0.05 | 0.05 | 0.05 | 0.05 | 0.05 | 0.05 | 0.05 | 0.05 | 0.05 | 0.05 | 0.05 | 0.05 | 0.05 | 0.05 | 0.05 | 0.05 | 0.05 | 1.2 | 0.05 | 0.05 | 0.05 | 0.05 | 0.05 | 0.05 | 0.05 | 0.05 | 0.05 | 0.05 | 0.05 | 0.05 | 0.05 | 0.05 | 0.05 | 0.05 | 0.05 | 0.05 | 0.05 | 0.05 | 0.05 | 0.05 | 0.05 | 0.05 | 0.05 | 0 | 0 | 0 | 0 | 0 | 0 | 0 | 0 | 0 | 0 | 0 | 0 | 0 | 0 | 0 | 0 | 0 | 0 | 0 | 0 | 0 | 0 | 0 | 0 | 0 | 0 | 0 | 0 | 0 | 0 | 0 | 0 | 0 | 0 | 0 | 0 | 0 | 0 | 0 | 0 | 0 | 0 | 0 | 0 | 0 | 0 | 0 | 0 | 15 | 0.66337 | 0.20792 | 0.079208 | 0.049505 | 0.76136 | 0 | 0 | 0 | 0 | 0 | 0 | 0 | 0 |  | 0.11193 | 0.11193 | 0.11052 | 0.11056 | 0.11088 | 0.11136 | 0.11136 | Manufacturing - Bio/Tech - Computer Room (Mainframe/Server) - Sun | 12 | 7 | 19 | 0 | 62.4 | 0 | 0 | 0 | 62.4 | 0 | 0 | 0 | 1.2 | 0 | 0 | 0 | 0 | 0 | 0 | 0 | 0 | 0 | 0 | 0 | 0 | 0 | 0 | 0 | 0 | 0 | 0 | 0 | 0 | 0 | 0 | 0 | 0 |  | 0 | 62.4 | 0 | 0 | 0 | 62.4 | 0 | 0 | 0 | 1.2 | 0 | 0 | 0 | 0 | 0 | 0 | 0 | 0 | 0 | 0 | 0 | 0 | 0 | 0 | 0 | 0 | 0 | 0 | 0 | 0 | 0 | 0 | 0 | 0 | 1 | 1 | 1 | 1
1107 | 11 | 7 | 7 | 3 |  |  |  |  | Manufacturing - Bio/Tech | Computer Room (Mainframe/Server) | Manufacturing - Bio/Tech - Computer Room (Mainframe/Server) |  | Manufacturing - Bio/Tech | Manufacturing - Bio/Tech - Computer Room (Mainframe/Server) | Manufac (biotech) ComptrRm | Hol | Closed | 10 | 10 | 0.019994 | 1.1538 | 1.1538 | 0.99995 | 0.99995 | 0.92303 | 0.84611 | 0.84611 | 0 | 0 | 0 | 0 | 0 | 0 | 0 | 0.27683 | 0.27683 | 0.23992 | 0.23992 | 0.22146 | 0.20301 | 0.20301 | 0 | 0 | 0 | 0 | 0 | 0 | 0 | 0 | 0 | 0 | 0 | 0 | 0 | 0 | 0 | 0 | 0 | 0 | 0 | 0 | 0 | 0 | 0 | 0 | 0 | 0 | 0 | 0 | 0 | 0 | 0 | 0 | 0 | 0 | 0 | 0.31187 | 0.31187 | 0.27029 | 0.27029 | 0.2495 | 0.22871 | 0.22871 | 0 | 0 | 0 | 0 | 0 | 0 | 0 | 0.074826 | 0.074826 | 0.064849 | 0.064849 | 0.059861 | 0.054873 | 0.054873 | 0 | 0 | 0 | 0 | 0 | 0 | 0 | 0 | 0 | 0 | 0 | 0 | 0 | 0 | 0 | 0 | 0 | 0 | 0 | 0 | 0 | 0 | 0 | 0 | 0 | 0 | 0 | 0 | 0 | 0 | 0 | 0 | 0 | 0 | 0 | Manufac (biotech) ComptrRm ILit Cls | Manufac (biotech) ComptrRm ILit Cls | 2 | 5 | 5 | Manufac (biotech) ComptrRm ILit2 Cls | Manufac (biotech) ComptrRm ILit Cls | Manufac (biotech) ComptrRm ILit Cls | 2 | 5 | 5 | 2 | 1.2 | 0.05 | 0.05 | 0.05 | 0.05 | 0.05 | 0.05 | 0.05 | 0.05 | 0.05 | 0.05 | 0.05 | 0.05 | 0.05 | 0.05 | 0.05 | 0.05 | 0.05 | 0.05 | 0.05 | 0.05 | 0.05 | 0.05 | 0.05 | 0.05 | 0.05 | 1.2 | 0.05 | 0.05 | 0.05 | 0.05 | 0.05 | 0.05 | 0.05 | 0.05 | 0.05 | 0.05 | 0.05 | 0.05 | 0.05 | 0.05 | 0.05 | 0.05 | 0.05 | 0.05 | 0.05 | 0.05 | 0.05 | 0.05 | 0.05 | 0.05 | 0.05 | 0 | 0 | 0 | 0 | 0 | 0 | 0 | 0 | 0 | 0 | 0 | 0 | 0 | 0 | 0 | 0 | 0 | 0 | 0 | 0 | 0 | 0 | 0 | 0 | 0 | 0 | 0 | 0 | 0 | 0 | 0 | 0 | 0 | 0 | 0 | 0 | 0 | 0 | 0 | 0 | 0 | 0 | 0 | 0 | 0 | 0 | 0 | 0 | 15 | 0.66337 | 0.20792 | 0.079208 | 0.049505 | 0.76136 | 0 | 0 | 0 | 0 | 0 | 0 | 0 | 0 |  | 0.11193 | 0.11193 | 0.11052 | 0.11056 | 0.11088 | 0.11136 | 0.11136 | Manufacturing - Bio/Tech - Computer Room (Mainframe/Server) - Hol | 14 | 7 | 19 | 0 | 12 | 0 | 0 | 0 | 12 | 0 | 0 | 0 | 1.2 | 0 | 0 | 0 | 0 | 0 | 0 | 0 | 0 | 0 | 0 | 0 | 0 | 0 | 0 | 0 | 0 | 0 | 0 | 0 | 0 | 0 | 0 | 0 | 0 |  | 0 | 12 | 0 | 0 | 0 | 12 | 0 | 0 | 0 | 1.2 | 0 | 0 | 0 | 0 | 0 | 0 | 0 | 0 | 0 | 0 | 0 | 0 | 0 | 0 | 0 | 0 | 0 | 0 | 0 | 0 | 0 | 0 | 0 | 0 | 1 | 1 | 1 | 1
1108 | 11 | 8 | 8 | 4 |  |  | Manufacturing - Bio/Tech - Computer Room (Mainframe/Server) | Manufacturing - Bio/Tech - Computer Room (Mainframe/Server) | Manufacturing - Bio/Tech | Computer Room (Mainframe/Server) | Manufacturing - Bio/Tech - Computer Room (Mainframe/Server) |  | Manufacturing - Bio/Tech | Manufacturing - Bio/Tech - Computer Room (Mainframe/Server) | Manufac (biotech) ComptrRm | all | Open | 251 | 251 | 0.019994 | 1.1538 | 1.1538 | 0.99995 | 0.99995 | 0.92303 | 0.84611 | 0.84611 | 0.023069 | 0.023069 | 0.019993 | 0.019993 | 0.018455 | 0.016917 | 0.016917 | 66.9842 | 66.9842 | 58.053 | 58.053 | 53.5874 | 49.1218 | 49.1218 | 0.019811 | 0.019811 | 0.017169 | 0.017169 | 0.015849 | 0.014528 | 0.014528 | 3040.4737 | 3040.4737 | 3040.4737 | 3040.4737 | 3040.4737 | 3040.4737 | 3040.4737 | 0 | 0 | 0 | 0 | 0 | 0 | 0 | 0.85877 | 0.85877 | 0.85877 | 0.85877 | 0.85877 | 0.85877 | 0.85877 | 0 | 0 | 0 | 0 | 0 | 0 | 0 | 0.31187 | 0.31187 | 0.27029 | 0.27029 | 0.2495 | 0.22871 | 0.22871 | 0.0062355 | 0.0062355 | 0.0054041 | 0.0054041 | 0.0049884 | 0.0045727 | 0.0045727 | 15.1833 | 15.1833 | 13.1588 | 13.1588 | 12.1466 | 11.1344 | 11.1344 | 0.004879 | 0.004879 | 0.0042285 | 0.0042285 | 0.0039032 | 0.0035779 | 0.0035779 | 2571.7642 | 2571.7642 | 2571.7642 | 2571.7642 | 2571.7642 | 2571.7642 | 2571.7642 | 0 | 0 | 0 | 0 | 0 | 0 | 0 | 0.78246 | 0.78246 | 0.78246 | 0.78246 | 0.78246 | 0.78246 | 0.78246 | 0 | 0 | 0 | 0 | 0 | 0 | 0 | Manufac (biotech) ComptrRm ILit all | Manufac (biotech) ComptrRm ILit all | 3809 | 15 | 90 | Manufac (biotech) ComptrRm ILit2 all | Manufac (biotech) ComptrRm ILit2 all | Manufac (biotech) ComptrRm ILit2 All | 3893 | 8 | 85 | 3809 | 11.5684 | 0.85877 | 0.15 | 0.15 | 0.15 | 0.15 | 0.15 | 0.15 | 0.28421 | 0.82105 | 0.9 | 0.9 | 0.9 | 0.9 | 0.9 | 0.9 | 0.9 | 0.9 | 0.77632 | 0.59737 | 0.23947 | 0.15 | 0.15 | 0.15 | 0.15 | 0.15 | 9.7011 | 0.78246 | 0.08 | 0.08 | 0.08 | 0.08 | 0.08 | 0.08 | 0.20158 | 0.68789 | 0.85 | 0.85 | 0.85 | 0.85 | 0.68789 | 0.85 | 0.85 | 0.85 | 0.64737 | 0.48526 | 0.16105 | 0.08 | 0.08 | 0.08 | 0.08 | 0.08 | 0 | 0 | 0 | 0 | 0 | 0 | 0.17895 | 0.89474 | 1 | 1 | 1 | 1 | 1 | 1 | 1 | 1 | 0.83509 | 0.59649 | 0.1193 | 0 | 0 | 0 | 0 | 0 | 0 | 0 | 0 | 0 | 0 | 0 | 0.15789 | 0.78947 | 1 | 1 | 1 | 1 | 0.78947 | 1 | 1 | 1 | 0.73684 | 0.52632 | 0.10526 | 0 | 0 | 0 | 0 | 0 | 15 | 0.66337 | 0.20792 | 0.079208 | 0.049505 | 0.76136 | 0.10695 | 0.0024671 | 0.0024671 | 0.0021382 | 0.0021382 | 0.0019737 | 0.0018092 | 0.0018092 |  | 0.11193 | 0.11193 | 0.11052 | 0.11056 | 0.11088 | 0.11136 | 0.11136 | Manufacturing - Bio/Tech - Computer Room (Mainframe/Server) - all | 16 | 7 | 19 | 2429.4158 | 474.2579 | 2429.4158 | 474.2579 | 0 | 0 | 9.6789 | 1.8895 | 0 | 0 | 0 | 0 | 0 | 0 | 0 | 0 | 0.28421 | 0.82105 | 0.9 | 0.9 | 0.9 | 0.9 | 0.9 | 0.9 | 0.9 | 0.9 | 0.77632 | 0.59737 | 0 | 0 | 0 | 0 | 0 | 0 |  | 2173.66 | 261.3042 | 2173.66 | 261.3042 | 0 | 0 | 8.66 | 1.0411 | 0 | 0 | 0 | 0 | 0 | 0 | 0 | 0 | 0.20158 | 0.68789 | 0.85 | 0.85 | 0.85 | 0.85 | 0.68789 | 0.85 | 0.85 | 0.85 | 0.64737 | 0.48526 | 0 | 0 | 0 | 0 | 0 | 0 | 1 | 1 | 1 | 1
1109 | 11 | 9 | 5 | 1 |  |  |  |  | Manufacturing - Bio/Tech | Conference Room | Manufacturing - Bio/Tech - Conference Room |  | Manufacturing - Bio/Tech | Manufacturing - Bio/Tech - Conference Room | Manufac (biotech) Conference | Sat | Closed | 52 | 52 | 0.019994 | 1.3845 | 1.3845 | 1.2307 | 1.1538 | 1.0769 | 1.0769 | 1.0769 | 0 | 0 | 0 | 0 | 0 | 0 | 0 | 0 | 0 | 0 | 0 | 0 | 0 | 0 | 0 | 0 | 0 | 0 | 0 | 0 | 0 | 0 | 0 | 0 | 0 | 0 | 0 | 0 | 0 | 0 | 0 | 0 | 0 | 0 | 0 | 0 | 0 | 0 | 0 | 0 | 0 | 0 | 0 | 0 | 0 | 0 | 0 | 0 | 0 | 0.37425 | 0.37425 | 0.33266 | 0.31187 | 0.29108 | 0.29108 | 0.29108 | 0 | 0 | 0 | 0 | 0 | 0 | 0 | 0 | 0 | 0 | 0 | 0 | 0 | 0 | 0 | 0 | 0 | 0 | 0 | 0 | 0 | 0 | 0 | 0 | 0 | 0 | 0 | 0 | 0 | 0 | 0 | 0 | 0 | 0 | 0 | 0 | 0 | 0 | 0 | 0 | 0 | 0 | 0 | 0 | 0 | 0 | 0 | 0 | 0 | Manufac (biotech) Conference ILit Cls | Manufac (biotech) Conference ILit Cls | 1 | 0 | 0 | Manufac (biotech) Conference ILit2 Cls | Manufac (biotech) Conference ILit Cls | Manufac (biotech) Conference ILit Cls | 1 | 0 | 0 | 1 | 0 | 0 | 0 | 0 | 0 | 0 | 0 | 0 | 0 | 0 | 0 | 0 | 0 | 0 | 0 | 0 | 0 | 0 | 0 | 0 | 0 | 0 | 0 | 0 | 0 | 0 | 0 | 0 | 0 | 0 | 0 | 0 | 0 | 0 | 0 | 0 | 0 | 0 | 0 | 0 | 0 | 0 | 0 | 0 | 0 | 0 | 0 | 0 | 0 | 0 | 0 | 0 | 0 | 0 | 0 | 0 | 0 | 0 | 0 | 0 | 0 | 0 | 0 | 0 | 0 | 0 | 0 | 0 | 0 | 0 | 0 | 0 | 0 | 0 | 0 | 0 | 0 | 0 | 0 | 0 | 0 | 0 | 0 | 0 | 0 | 0 | 0 | 0 | 0 | 0 | 0 | 0 | 0 | 0 | 0 | 0 | 0 | 0 | 0 | 0 | 16 | 0.55 | 0.24 | 0.12 | 0.09 | 0.6962 | 0 | 0 | 0 | 0 | 0 | 0 | 0 | 0 |  | 0.11193 | 0.11193 | 0.11052 | 0.11056 | 0.11088 | 0.11136 | 0.11136 | Manufacturing - Bio/Tech - Conference Room - Sat | 10 | 7 | 19 | 0 | 0 | 0 | 0 | 0 | 0 | 0 | 0 | 0 | 0 | 0 | 0 | 0 | 0 | 0 | 0 | 0 | 0 | 0 | 0 | 0 | 0 | 0 | 0 | 0 | 0 | 0 | 0 | 0 | 0 | 0 | 0 | 0 | 0 |  | 0 | 0 | 0 | 0 | 0 | 0 | 0 | 0 | 0 | 0 | 0 | 0 | 0 | 0 | 0 | 0 | 0 | 0 | 0 | 0 | 0 | 0 | 0 | 0 | 0 | 0 | 0 | 0 | 0 | 0 | 0 | 0 | 0 | 0 | 0.86097 | 0.84 | 0.87563 | 0.84
1110 | 11 | 10 | 6 | 2 |  |  |  |  | Manufacturing - Bio/Tech | Conference Room | Manufacturing - Bio/Tech - Conference Room |  | Manufacturing - Bio/Tech | Manufacturing - Bio/Tech - Conference Room | Manufac (biotech) Conference | Sun | Closed | 52 | 52 | 0.019994 | 1.3845 | 1.3845 | 1.2307 | 1.1538 | 1.0769 | 1.0769 | 1.0769 | 0 | 0 | 0 | 0 | 0 | 0 | 0 | 0 | 0 | 0 | 0 | 0 | 0 | 0 | 0 | 0 | 0 | 0 | 0 | 0 | 0 | 0 | 0 | 0 | 0 | 0 | 0 | 0 | 0 | 0 | 0 | 0 | 0 | 0 | 0 | 0 | 0 | 0 | 0 | 0 | 0 | 0 | 0 | 0 | 0 | 0 | 0 | 0 | 0 | 0.37425 | 0.37425 | 0.33266 | 0.31187 | 0.29108 | 0.29108 | 0.29108 | 0 | 0 | 0 | 0 | 0 | 0 | 0 | 0 | 0 | 0 | 0 | 0 | 0 | 0 | 0 | 0 | 0 | 0 | 0 | 0 | 0 | 0 | 0 | 0 | 0 | 0 | 0 | 0 | 0 | 0 | 0 | 0 | 0 | 0 | 0 | 0 | 0 | 0 | 0 | 0 | 0 | 0 | 0 | 0 | 0 | 0 | 0 | 0 | 0 | Manufac (biotech) Conference ILit Cls | Manufac (biotech) Conference ILit Cls | 1 | 0 | 0 | Manufac (biotech) Conference ILit2 Cls | Manufac (biotech) Conference ILit Cls | Manufac (biotech) Conference ILit Cls | 1 | 0 | 0 | 1 | 0 | 0 | 0 | 0 | 0 | 0 | 0 | 0 | 0 | 0 | 0 | 0 | 0 | 0 | 0 | 0 | 0 | 0 | 0 | 0 | 0 | 0 | 0 | 0 | 0 | 0 | 0 | 0 | 0 | 0 | 0 | 0 | 0 | 0 | 0 | 0 | 0 | 0 | 0 | 0 | 0 | 0 | 0 | 0 | 0 | 0 | 0 | 0 | 0 | 0 | 0 | 0 | 0 | 0 | 0 | 0 | 0 | 0 | 0 | 0 | 0 | 0 | 0 | 0 | 0 | 0 | 0 | 0 | 0 | 0 | 0 | 0 | 0 | 0 | 0 | 0 | 0 | 0 | 0 | 0 | 0 | 0 | 0 | 0 | 0 | 0 | 0 | 0 | 0 | 0 | 0 | 0 | 0 | 0 | 0 | 0 | 0 | 0 | 0 | 0 | 16 | 0.55 | 0.24 | 0.12 | 0.09 | 0.6962 | 0 | 0 | 0 | 0 | 0 | 0 | 0 | 0 |  | 0.11193 | 0.11193 | 0.11052 | 0.11056 | 0.11088 | 0.11136 | 0.11136 | Manufacturing - Bio/Tech - Conference Room - Sun | 12 | 7 | 19 | 0 | 0 | 0 | 0 | 0 | 0 | 0 | 0 | 0 | 0 | 0 | 0 | 0 | 0 | 0 | 0 | 0 | 0 | 0 | 0 | 0 | 0 | 0 | 0 | 0 | 0 | 0 | 0 | 0 | 0 | 0 | 0 | 0 | 0 |  | 0 | 0 | 0 | 0 | 0 | 0 | 0 | 0 | 0 | 0 | 0 | 0 | 0 | 0 | 0 | 0 | 0 | 0 | 0 | 0 | 0 | 0 | 0 | 0 | 0 | 0 | 0 | 0 | 0 | 0 | 0 | 0 | 0 | 0 | 0.86097 | 0.84 | 0.87563 | 0.84
1111 | 11 | 11 | 7 | 3 |  |  |  |  | Manufacturing - Bio/Tech | Conference Room | Manufacturing - Bio/Tech - Conference Room |  | Manufacturing - Bio/Tech | Manufacturing - Bio/Tech - Conference Room | Manufac (biotech) Conference | Hol | Closed | 10 | 10 | 0.019994 | 1.3845 | 1.3845 | 1.2307 | 1.1538 | 1.0769 | 1.0769 | 1.0769 | 0 | 0 | 0 | 0 | 0 | 0 | 0 | 0 | 0 | 0 | 0 | 0 | 0 | 0 | 0 | 0 | 0 | 0 | 0 | 0 | 0 | 0 | 0 | 0 | 0 | 0 | 0 | 0 | 0 | 0 | 0 | 0 | 0 | 0 | 0 | 0 | 0 | 0 | 0 | 0 | 0 | 0 | 0 | 0 | 0 | 0 | 0 | 0 | 0 | 0.37425 | 0.37425 | 0.33266 | 0.31187 | 0.29108 | 0.29108 | 0.29108 | 0 | 0 | 0 | 0 | 0 | 0 | 0 | 0 | 0 | 0 | 0 | 0 | 0 | 0 | 0 | 0 | 0 | 0 | 0 | 0 | 0 | 0 | 0 | 0 | 0 | 0 | 0 | 0 | 0 | 0 | 0 | 0 | 0 | 0 | 0 | 0 | 0 | 0 | 0 | 0 | 0 | 0 | 0 | 0 | 0 | 0 | 0 | 0 | 0 | Manufac (biotech) Conference ILit Cls | Manufac (biotech) Conference ILit Cls | 1 | 0 | 0 | Manufac (biotech) Conference ILit2 Cls | Manufac (biotech) Conference ILit Cls | Manufac (biotech) Conference ILit Cls | 1 | 0 | 0 | 1 | 0 | 0 | 0 | 0 | 0 | 0 | 0 | 0 | 0 | 0 | 0 | 0 | 0 | 0 | 0 | 0 | 0 | 0 | 0 | 0 | 0 | 0 | 0 | 0 | 0 | 0 | 0 | 0 | 0 | 0 | 0 | 0 | 0 | 0 | 0 | 0 | 0 | 0 | 0 | 0 | 0 | 0 | 0 | 0 | 0 | 0 | 0 | 0 | 0 | 0 | 0 | 0 | 0 | 0 | 0 | 0 | 0 | 0 | 0 | 0 | 0 | 0 | 0 | 0 | 0 | 0 | 0 | 0 | 0 | 0 | 0 | 0 | 0 | 0 | 0 | 0 | 0 | 0 | 0 | 0 | 0 | 0 | 0 | 0 | 0 | 0 | 0 | 0 | 0 | 0 | 0 | 0 | 0 | 0 | 0 | 0 | 0 | 0 | 0 | 0 | 16 | 0.55 | 0.24 | 0.12 | 0.09 | 0.6962 | 0 | 0 | 0 | 0 | 0 | 0 | 0 | 0 |  | 0.11193 | 0.11193 | 0.11052 | 0.11056 | 0.11088 | 0.11136 | 0.11136 | Manufacturing - Bio/Tech - Conference Room - Hol | 14 | 7 | 19 | 0 | 0 | 0 | 0 | 0 | 0 | 0 | 0 | 0 | 0 | 0 | 0 | 0 | 0 | 0 | 0 | 0 | 0 | 0 | 0 | 0 | 0 | 0 | 0 | 0 | 0 | 0 | 0 | 0 | 0 | 0 | 0 | 0 | 0 |  | 0 | 0 | 0 | 0 | 0 | 0 | 0 | 0 | 0 | 0 | 0 | 0 | 0 | 0 | 0 | 0 | 0 | 0 | 0 | 0 | 0 | 0 | 0 | 0 | 0 | 0 | 0 | 0 | 0 | 0 | 0 | 0 | 0 | 0 | 0.86097 | 0.84 | 0.87563 | 0.84
1112 | 11 | 12 | 8 | 4 |  |  | Manufacturing - Bio/Tech - Conference Room | Manufacturing - Bio/Tech - Conference Room | Manufacturing - Bio/Tech | Conference Room | Manufacturing - Bio/Tech - Conference Room |  | Manufacturing - Bio/Tech | Manufacturing - Bio/Tech - Conference Room | Manufac (biotech) Conference | all | Open | 251 | 251 | 0.019994 | 1.3845 | 1.3845 | 1.2307 | 1.1538 | 1.0769 | 1.0769 | 1.0769 | 0.027683 | 0.027683 | 0.024607 | 0.023069 | 0.021531 | 0.021531 | 0.021531 | 84.3508 | 84.3508 | 74.9785 | 70.2923 | 65.6062 | 65.6062 | 65.6062 | 0.018021 | 0.018021 | 0.016019 | 0.015018 | 0.014017 | 0.014017 | 0.014017 | 3047.0759 | 3047.0759 | 3047.0759 | 3047.0759 | 3047.0759 | 3047.0759 | 3047.0759 | 0 | 0 | 0 | 0 | 0 | 0 | 0 | 0.651 | 0.651 | 0.651 | 0.651 | 0.651 | 0.651 | 0.651 | 0 | 0 | 0 | 0 | 0 | 0 | 0 | 0.37425 | 0.37425 | 0.33266 | 0.31187 | 0.29108 | 0.29108 | 0.29108 | 0.0074826 | 0.0074826 | 0.0066512 | 0.0062355 | 0.0058198 | 0.0058198 | 0.0058198 | 16.3674 | 16.3674 | 14.5488 | 13.6395 | 12.7302 | 12.7302 | 12.7302 | 0.0036193 | 0.0036193 | 0.0032172 | 0.0030161 | 0.002815 | 0.002815 | 0.002815 | 2187.3902 | 2187.3902 | 2187.3902 | 2187.3902 | 2187.3902 | 2187.3902 | 2187.3902 | 0 | 0 | 0 | 0 | 0 | 0 | 0 | 0.4837 | 0.4837 | 0.4837 | 0.4837 | 0.4837 | 0.4837 | 0.4837 | 0 | 0 | 0 | 0 | 0 | 0 | 0 | Manufac (biotech) Conference ILit all | Manufac (biotech) Conference ILit all | 3811 | 15 | 90 | Manufac (biotech) Conference ILit2 all | Manufac (biotech) Conference ILit2 all | Manufac (biotech) Conference ILit2 All | 3895 | 8 | 67.5 | 3811 | 12.1397 | 0.651 | 0.15 | 0.15 | 0.15 | 0.15 | 0.15 | 0.15 | 0.15 | 0.9 | 0.9 | 0.9 | 0.9 | 0.9 | 0.9 | 0.9 | 0.9 | 0.9 | 0.525 | 0.15 | 0.9 | 0.9 | 0.9 | 0.525 | 0.525 | 0.525 | 8.7147 | 0.4837 | 0.08 | 0.08 | 0.08 | 0.08 | 0.08 | 0.08 | 0.08 | 0.675 | 0.675 | 0.3775 | 0.675 | 0.675 | 0.675 | 0.675 | 0.675 | 0.675 | 0.3775 | 0.08 | 0.675 | 0.675 | 0.675 | 0.3775 | 0.3775 | 0.3775 | 0 | 0 | 0 | 0 | 0 | 0 | 0 | 1 | 1 | 1 | 1 | 1 | 1 | 1 | 1 | 1 | 0.5 | 0 | 1 | 1 | 1 | 0.5 | 0.5 | 0.5 | 0 | 0 | 0 | 0 | 0 | 0 | 0 | 1 | 1 | 0.5 | 1 | 1 | 1 | 1 | 1 | 1 | 0.5 | 0 | 1 | 1 | 1 | 0.5 | 0.5 | 0.5 | 16 | 0.55 | 0.24 | 0.12 | 0.09 | 0.6962 | 0.090505 | 0.0025054 | 0.0025054 | 0.002227 | 0.0020878 | 0.0019487 | 0.0019487 | 0.0019487 |  | 0.11193 | 0.11193 | 0.11052 | 0.11056 | 0.11088 | 0.11136 | 0.11136 | Manufacturing - Bio/Tech - Conference Room - all | 16 | 7 | 19 | 2240.175 | 806.9009 | 2240.175 | 806.9009 | 0 | 0 | 8.925 | 3.2147 | 0 | 0 | 0 | 0 | 0 | 0 | 0 | 0 | 0.15 | 0.9 | 0.9 | 0.9 | 0.9 | 0.9 | 0.9 | 0.9 | 0.9 | 0.9 | 0.525 | 0.15 | 0 | 0 | 0 | 0 | 0 | 0 |  | 1585.065 | 602.3252 | 1585.065 | 602.3252 | 0 | 0 | 6.315 | 2.3997 | 0 | 0 | 0 | 0 | 0 | 0 | 0 | 0 | 0.08 | 0.675 | 0.675 | 0.3775 | 0.675 | 0.675 | 0.675 | 0.675 | 0.675 | 0.675 | 0.3775 | 0.08 | 0 | 0 | 0 | 0 | 0 | 0 | 0.86097 | 0.84 | 0.87563 | 0.84
1113 | 11 | 13 | 5 | 1 |  |  |  |  | Manufacturing - Bio/Tech | Corridor | Manufacturing - Bio/Tech - Corridor |  | Manufacturing - Bio/Tech | Manufacturing - Bio/Tech - Corridor | Manufac (biotech) Circulation | Sat | Closed | 52 | 52 | 0.20002 | 0.61536 | 0.61536 | 0.46152 | 0.46152 | 0.46152 | 0.46152 | 0.46152 | 0 | 0 | 0 | 0 | 0 | 0 | 0 | 140.8313 | 140.8313 | 105.6235 | 105.6235 | 105.6235 | 105.6235 | 105.6235 | 0 | 0 | 0 | 0 | 0 | 0 | 0 | 0 | 0 | 0 | 0 | 0 | 0 | 0 | 0 | 0 | 0 | 0 | 0 | 0 | 0 | 0 | 0 | 0 | 0 | 0 | 0 | 0 | 0 | 0 | 0 | 0 | 0 | 0 | 0 | 0.16633 | 0.16633 | 0.12475 | 0.12475 | 0.12475 | 0.12475 | 0.12475 | 0 | 0 | 0 | 0 | 0 | 0 | 0 | 40.4196 | 40.4196 | 30.3147 | 30.3147 | 30.3147 | 30.3147 | 30.3147 | 0 | 0 | 0 | 0 | 0 | 0 | 0 | 0 | 0 | 0 | 0 | 0 | 0 | 0 | 0 | 0 | 0 | 0 | 0 | 0 | 0 | 0 | 0 | 0 | 0 | 0 | 0 | 0 | 0 | 0 | 0 | 0 | 0 | 0 | 0 | Manufac (biotech) Circulation ILit Cls | Manufac (biotech) Circulation ILit Cls | 2 | 100 | 100 | Manufac (biotech) Circulation ILit2 Cls | Manufac (biotech) Circulation ILit Cls | Manufac (biotech) Circulation ILit Cls | 2 | 100 | 100 | 2 | 22.0032 | 0.96 | [24 empty] | 23.3632 | 0.96 | 1 | 1 | 1 | 1 | 1 | 1 | 1 | 1 | 1 | 1 | 1 | 1 | 1 | 1 | 1 | 1 | 1 | 1 | 1 | 1 | 1 | 1 | 1 | 1 | 0 | 0 | 0 | 0 | 0 | 0 | 0 | 0 | 0 | 0 | 0 | 0 | 0 | 0 | 0 | 0 | 0 | 0 | 0 | 0 | 0 | 0 | 0 | 0 | 0 | 0 | 0 | 0 | 0 | 0 | 0 | 0 | 0 | 0 | 0 | 0 | 0 | 0 | 0 | 0 | 0 | 0 | 0 | 0 | 0 | 0 | 0 | 0 | 10 | 0.66337 | 0.20792 | 0.079208 | 0.049505 | 0.76136 | 0 | 0 | 0 | 0 | 0 | 0 | 0 | 0 |  | 0.11193 | 0.11193 | 0.11052 | 0.11056 | 0.11088 | 0.11136 | 0.11136 | Manufacturing - Bio/Tech - Corridor - Sat | 10 | 7 | 19 | 0 | 1144.1685 | 0 | 0 | 0 | 1144.1685 | 0 | 0 | 0 | 22.0032 | 0 | 0 | 0 | 0 | 0 | 0 | 0 | 0 | 0 | 0 | 0 | 0 | 0 | 0 | 0 | 0 | 0 | 0 | 0 | 0 | 0 | 0 | 0 | 0 |  | 0 | 1214.8848 | 0 | 0 | 0 | 1214.8848 | 0 | 0 | 0 | 23.3632 | 0 | 0 | 0 | 0 | 0 | 0 | 0 | 0 | 0 | 0 | 0 | 0 | 0 | 0 | 0 | 0 | 0 | 0 | 0 | 0 | 0 | 0 | 0 | 0 | 0.9168 | 0.96 | 0.97347 | 0.96 | bar: 1 to 24
1114 | 11 | 14 | 6 | 2 |  |  |  |  | Manufacturing - Bio/Tech | Corridor | Manufacturing - Bio/Tech - Corridor |  | Manufacturing - Bio/Tech | Manufacturing - Bio/Tech - Corridor | Manufac (biotech) Circulation | Sun | Closed | 52 | 52 | 0.20002 | 0.61536 | 0.61536 | 0.46152 | 0.46152 | 0.46152 | 0.46152 | 0.46152 | 0 | 0 | 0 | 0 | 0 | 0 | 0 | 140.8313 | 140.8313 | 105.6235 | 105.6235 | 105.6235 | 105.6235 | 105.6235 | 0 | 0 | 0 | 0 | 0 | 0 | 0 | 0 | 0 | 0 | 0 | 0 | 0 | 0 | 0 | 0 | 0 | 0 | 0 | 0 | 0 | 0 | 0 | 0 | 0 | 0 | 0 | 0 | 0 | 0 | 0 | 0 | 0 | 0 | 0 | 0.16633 | 0.16633 | 0.12475 | 0.12475 | 0.12475 | 0.12475 | 0.12475 | 0 | 0 | 0 | 0 | 0 | 0 | 0 | 40.4196 | 40.4196 | 30.3147 | 30.3147 | 30.3147 | 30.3147 | 30.3147 | 0 | 0 | 0 | 0 | 0 | 0 | 0 | 0 | 0 | 0 | 0 | 0 | 0 | 0 | 0 | 0 | 0 | 0 | 0 | 0 | 0 | 0 | 0 | 0 | 0 | 0 | 0 | 0 | 0 | 0 | 0 | 0 | 0 | 0 | 0 | Manufac (biotech) Circulation ILit Cls | Manufac (biotech) Circulation ILit Cls | 2 | 100 | 100 | Manufac (biotech) Circulation ILit2 Cls | Manufac (biotech) Circulation ILit Cls | Manufac (biotech) Circulation ILit Cls | 2 | 100 | 100 | 2 | 22.0032 | 0.96 | [24 empty] | 23.3632 | 0.96 | 1 | 1 | 1 | 1 | 1 | 1 | 1 | 1 | 1 | 1 | 1 | 1 | 1 | 1 | 1 | 1 | 1 | 1 | 1 | 1 | 1 | 1 | 1 | 1 | 0 | 0 | 0 | 0 | 0 | 0 | 0 | 0 | 0 | 0 | 0 | 0 | 0 | 0 | 0 | 0 | 0 | 0 | 0 | 0 | 0 | 0 | 0 | 0 | 0 | 0 | 0 | 0 | 0 | 0 | 0 | 0 | 0 | 0 | 0 | 0 | 0 | 0 | 0 | 0 | 0 | 0 | 0 | 0 | 0 | 0 | 0 | 0 | 10 | 0.66337 | 0.20792 | 0.079208 | 0.049505 | 0.76136 | 0 | 0 | 0 | 0 | 0 | 0 | 0 | 0 |  | 0.11193 | 0.11193 | 0.11052 | 0.11056 | 0.11088 | 0.11136 | 0.11136 | Manufacturing - Bio/Tech - Corridor - Sun | 12 | 7 | 19 | 0 | 1144.1685 | 0 | 0 | 0 | 1144.1685 | 0 | 0 | 0 | 22.0032 | 0 | 0 | 0 | 0 | 0 | 0 | 0 | 0 | 0 | 0 | 0 | 0 | 0 | 0 | 0 | 0 | 0 | 0 | 0 | 0 | 0 | 0 | 0 | 0 |  | 0 | 1214.8848 | 0 | 0 | 0 | 1214.8848 | 0 | 0 | 0 | 23.3632 | 0 | 0 | 0 | 0 | 0 | 0 | 0 | 0 | 0 | 0 | 0 | 0 | 0 | 0 | 0 | 0 | 0 | 0 | 0 | 0 | 0 | 0 | 0 | 0 | 0.9168 | 0.96 | 0.97347 | 0.96 | bar: 1 to 24
1115 | 11 | 15 | 7 | 3 |  |  |  |  | Manufacturing - Bio/Tech | Corridor | Manufacturing - Bio/Tech - Corridor |  | Manufacturing - Bio/Tech | Manufacturing - Bio/Tech - Corridor | Manufac (biotech) Circulation | Hol | Closed | 10 | 10 | 0.20002 | 0.61536 | 0.61536 | 0.46152 | 0.46152 | 0.46152 | 0.46152 | 0.46152 | 0 | 0 | 0 | 0 | 0 | 0 | 0 | 27.0829 | 27.0829 | 20.3122 | 20.3122 | 20.3122 | 20.3122 | 20.3122 | 0 | 0 | 0 | 0 | 0 | 0 | 0 | 0 | 0 | 0 | 0 | 0 | 0 | 0 | 0 | 0 | 0 | 0 | 0 | 0 | 0 | 0 | 0 | 0 | 0 | 0 | 0 | 0 | 0 | 0 | 0 | 0 | 0 | 0 | 0 | 0.16633 | 0.16633 | 0.12475 | 0.12475 | 0.12475 | 0.12475 | 0.12475 | 0 | 0 | 0 | 0 | 0 | 0 | 0 | 7.773 | 7.773 | 5.8298 | 5.8298 | 5.8298 | 5.8298 | 5.8298 | 0 | 0 | 0 | 0 | 0 | 0 | 0 | 0 | 0 | 0 | 0 | 0 | 0 | 0 | 0 | 0 | 0 | 0 | 0 | 0 | 0 | 0 | 0 | 0 | 0 | 0 | 0 | 0 | 0 | 0 | 0 | 0 | 0 | 0 | 0 | Manufac (biotech) Circulation ILit Cls | Manufac (biotech) Circulation ILit Cls | 2 | 100 | 100 | Manufac (biotech) Circulation ILit2 Cls | Manufac (biotech) Circulation ILit Cls | Manufac (biotech) Circulation ILit Cls | 2 | 100 | 100 | 2 | 22.0032 | 0.96 | [24 empty] | 23.3632 | 0.96 | 1 | 1 | 1 | 1 | 1 | 1 | 1 | 1 | 1 | 1 | 1 | 1 | 1 | 1 | 1 | 1 | 1 | 1 | 1 | 1 | 1 | 1 | 1 | 1 | 0 | 0 | 0 | 0 | 0 | 0 | 0 | 0 | 0 | 0 | 0 | 0 | 0 | 0 | 0 | 0 | 0 | 0 | 0 | 0 | 0 | 0 | 0 | 0 | 0 | 0 | 0 | 0 | 0 | 0 | 0 | 0 | 0 | 0 | 0 | 0 | 0 | 0 | 0 | 0 | 0 | 0 | 0 | 0 | 0 | 0 | 0 | 0 | 10 | 0.66337 | 0.20792 | 0.079208 | 0.049505 | 0.76136 | 0 | 0 | 0 | 0 | 0 | 0 | 0 | 0 |  | 0.11193 | 0.11193 | 0.11052 | 0.11056 | 0.11088 | 0.11136 | 0.11136 | Manufacturing - Bio/Tech - Corridor - Hol | 14 | 7 | 19 | 0 | 220.0324 | 0 | 0 | 0 | 220.0324 | 0 | 0 | 0 | 22.0032 | 0 | 0 | 0 | 0 | 0 | 0 | 0 | 0 | 0 | 0 | 0 | 0 | 0 | 0 | 0 | 0 | 0 | 0 | 0 | 0 | 0 | 0 | 0 | 0 |  | 0 | 233.6317 | 0 | 0 | 0 | 233.6317 | 0 | 0 | 0 | 23.3632 | 0 | 0 | 0 | 0 | 0 | 0 | 0 | 0 | 0 | 0 | 0 | 0 | 0 | 0 | 0 | 0 | 0 | 0 | 0 | 0 | 0 | 0 | 0 | 0 | 0.9168 | 0.96 | 0.97347 | 0.96 | bar: 1 to 24
1116 | 11 | 16 | 8 | 4 |  |  | Manufacturing - Bio/Tech - Corridor | Manufacturing - Bio/Tech - Corridor | Manufacturing - Bio/Tech | Corridor | Manufacturing - Bio/Tech - Corridor |  | Manufacturing - Bio/Tech | Manufacturing - Bio/Tech - Corridor | Manufac (biotech) Circulation | all | Open | 251 | 251 | 0.20002 | 0.61536 | 0.61536 | 0.46152 | 0.46152 | 0.46152 | 0.46152 | 0.46152 | 0.12309 | 0.12309 | 0.092315 | 0.092315 | 0.092315 | 0.092315 | 0.092315 | 543.8254 | 543.8254 | 407.8691 | 407.8691 | 407.8691 | 407.8691 | 407.8691 | 0.09453 | 0.09453 | 0.070898 | 0.070898 | 0.070898 | 0.070898 | 0.070898 | 6926.6202 | 6926.6202 | 6926.6202 | 6926.6202 | 6926.6202 | 6926.6202 | 6926.6202 | 0 | 0 | 0 | 0 | 0 | 0 | 0 | 0.768 | 0.768 | 0.768 | 0.768 | 0.768 | 0.768 | 0.768 | 0 | 0 | 0 | 0 | 0 | 0 | 0 | 0.16633 | 0.16633 | 0.12475 | 0.12475 | 0.12475 | 0.12475 | 0.12475 | 0.03327 | 0.03327 | 0.024953 | 0.024953 | 0.024953 | 0.024953 | 0.024953 | 156.082 | 156.082 | 117.0615 | 117.0615 | 117.0615 | 117.0615 | 117.0615 | 0.025552 | 0.025552 | 0.019164 | 0.019164 | 0.019164 | 0.019164 | 0.019164 | 7354.7254 | 7354.7254 | 7354.7254 | 7354.7254 | 7354.7254 | 7354.7254 | 7354.7254 | 0 | 0 | 0 | 0 | 0 | 0 | 0 | 0.768 | 0.768 | 0.768 | 0.768 | 0.768 | 0.768 | 0.768 | 0 | 0 | 0 | 0 | 0 | 0 | 0 | Manufac (biotech) Circulation ILit all | Manufac (biotech) Circulation ILit all | 3816 | 80 | 80 | Manufac (biotech) Circulation ILit2 all | Manufac (biotech) Circulation ILit2 all | Manufac (biotech) Circulation ILit2 All | 3900 | 80 | 80 | 3816 | 17.6026 | 0.768 | 0.8 | 0.8 | 0.8 | 0.8 | 0.8 | 0.8 | 0.8 | 0.8 | 0.8 | 0.8 | 0.8 | 0.8 | 0.8 | 0.8 | 0.8 | 0.8 | 0.8 | 0.8 | 0.8 | 0.8 | 0.8 | 0.8 | 0.8 | 0.8 | 18.6905 | 0.768 | 0.8 | 0.8 | 0.8 | 0.8 | 0.8 | 0.8 | 0.8 | 0.8 | 0.8 | 0.8 | 0.8 | 0.8 | 0.8 | 0.8 | 0.8 | 0.8 | 0.8 | 0.8 | 0.8 | 0.8 | 0.8 | 0.8 | 0.8 | 0.8 | 0 | 0 | 0 | 0 | 0 | 0 | 0 | 0 | 0 | 0 | 0 | 0 | 0 | 0 | 0 | 0 | 0 | 0 | 0 | 0 | 0 | 0 | 0 | 0 | 0 | 0 | 0 | 0 | 0 | 0 | 0 | 0 | 0 | 0 | 0 | 0 | 0 | 0 | 0 | 0 | 0 | 0 | 0 | 0 | 0 | 0 | 0 | 0 | 10 | 0.66337 | 0.20792 | 0.079208 | 0.049505 | 0.76136 | 0.15974 | 0.019662 | 0.019662 | 0.014746 | 0.014746 | 0.014746 | 0.014746 | 0.014746 |  | 0.11193 | 0.11193 | 0.11052 | 0.11056 | 0.11088 | 0.11136 | 0.11136 | Manufacturing - Bio/Tech - Corridor - all | 16 | 7 | 19 | 2409.6 | 2008.6508 | 2409.6 | 2008.6508 | 0 | 0 | 9.6 | 8.0026 | 0 | 0 | 0 | 0 | 0 | 0 | 0 | 0 | 0.8 | 0.8 | 0.8 | 0.8 | 0.8 | 0.8 | 0.8 | 0.8 | 0.8 | 0.8 | 0.8 | 0.8 | 0 | 0 | 0 | 0 | 0 | 0 |  | 2409.6 | 2281.7242 | 2409.6 | 2281.7242 | 0 | 0 | 9.6 | 9.0905 | 0 | 0 | 0 | 0 | 0 | 0 | 0 | 0 | 0.8 | 0.8 | 0.8 | 0.8 | 0.8 | 0.8 | 0.8 | 0.8 | 0.8 | 0.8 | 0.8 | 0.8 | 0 | 0 | 0 | 0 | 0 | 0 | 0.9168 | 0.96 | 0.97347 | 0.96
1117 | 11 | 17 | 5 | 1 |  |  |  |  | Manufacturing - Bio/Tech | Dining Area | Manufacturing - Bio/Tech - Dining Area |  | Manufacturing - Bio/Tech | Manufacturing - Bio/Tech - Dining Area | Manufac (biotech) Cafeteria | Sat | Closed | 52 | 52 | 0.029995 | 1.1538 | 1.1538 | 0.99995 | 0.99995 | 0.99995 | 0.99995 | 0.99995 | 0 | 0 | 0 | 0 | 0 | 0 | 0 | 2.1595 | 2.1595 | 1.8716 | 1.8716 | 1.8716 | 1.8716 | 1.8716 | 0 | 0 | 0 | 0 | 0 | 0 | 0 | 0 | 0 | 0 | 0 | 0 | 0 | 0 | 0 | 0 | 0 | 0 | 0 | 0 | 0 | 0 | 0 | 0 | 0 | 0 | 0 | 0 | 0 | 0 | 0 | 0 | 0 | 0 | 0 | 0.31187 | 0.31187 | 0.27029 | 0.27029 | 0.27029 | 0.27029 | 0.27029 | 0 | 0 | 0 | 0 | 0 | 0 | 0 | 0.58373 | 0.58373 | 0.5059 | 0.5059 | 0.5059 | 0.5059 | 0.5059 | 0 | 0 | 0 | 0 | 0 | 0 | 0 | 0 | 0 | 0 | 0 | 0 | 0 | 0 | 0 | 0 | 0 | 0 | 0 | 0 | 0 | 0 | 0 | 0 | 0 | 0 | 0 | 0 | 0 | 0 | 0 | 0 | 0 | 0 | 0 | Manufac (biotech) Cafeteria ILit Cls | Manufac (biotech) Cafeteria ILit Cls | 2 | 5 | 5 | Manufac (biotech) Cafeteria ILit2 Cls | Manufac (biotech) Cafeteria ILit Cls | Manufac (biotech) Cafeteria ILit Cls | 2 | 5 | 5 | 2 | 1.2 | 0.05 | 0.05 | 0.05 | 0.05 | 0.05 | 0.05 | 0.05 | 0.05 | 0.05 | 0.05 | 0.05 | 0.05 | 0.05 | 0.05 | 0.05 | 0.05 | 0.05 | 0.05 | 0.05 | 0.05 | 0.05 | 0.05 | 0.05 | 0.05 | 0.05 | 1.2 | 0.05 | 0.05 | 0.05 | 0.05 | 0.05 | 0.05 | 0.05 | 0.05 | 0.05 | 0.05 | 0.05 | 0.05 | 0.05 | 0.05 | 0.05 | 0.05 | 0.05 | 0.05 | 0.05 | 0.05 | 0.05 | 0.05 | 0.05 | 0.05 | 0.05 | 0 | 0 | 0 | 0 | 0 | 0 | 0 | 0 | 0 | 0 | 0 | 0 | 0 | 0 | 0 | 0 | 0 | 0 | 0 | 0 | 0 | 0 | 0 | 0 | 0 | 0 | 0 | 0 | 0 | 0 | 0 | 0 | 0 | 0 | 0 | 0 | 0 | 0 | 0 | 0 | 0 | 0 | 0 | 0 | 0 | 0 | 0 | 0 | 15 | 0.66337 | 0.20792 | 0.079208 | 0.049505 | 0.76136 | 0 | 0 | 0 | 0 | 0 | 0 | 0 | 0 |  | 0.11193 | 0.11193 | 0.11052 | 0.11056 | 0.11088 | 0.11136 | 0.11136 | Manufacturing - Bio/Tech - Dining Area - Sat | 10 | 7 | 19 | 0 | 62.4 | 0 | 0 | 0 | 62.4 | 0 | 0 | 0 | 1.2 | 0 | 0 | 0 | 0 | 0 | 0 | 0 | 0 | 0 | 0 | 0 | 0 | 0 | 0 | 0 | 0 | 0 | 0 | 0 | 0 | 0 | 0 | 0 | 0 |  | 0 | 62.4 | 0 | 0 | 0 | 62.4 | 0 | 0 | 0 | 1.2 | 0 | 0 | 0 | 0 | 0 | 0 | 0 | 0 | 0 | 0 | 0 | 0 | 0 | 0 | 0 | 0 | 0 | 0 | 0 | 0 | 0 | 0 | 0 | 0 | 1 | 1 | 1 | 1
1118 | 11 | 18 | 6 | 2 |  |  |  |  | Manufacturing - Bio/Tech | Dining Area | Manufacturing - Bio/Tech - Dining Area |  | Manufacturing - Bio/Tech | Manufacturing - Bio/Tech - Dining Area | Manufac (biotech) Cafeteria | Sun | Closed | 52 | 52 | 0.029995 | 1.1538 | 1.1538 | 0.99995 | 0.99995 | 0.99995 | 0.99995 | 0.99995 | 0 | 0 | 0 | 0 | 0 | 0 | 0 | 2.1595 | 2.1595 | 1.8716 | 1.8716 | 1.8716 | 1.8716 | 1.8716 | 0 | 0 | 0 | 0 | 0 | 0 | 0 | 0 | 0 | 0 | 0 | 0 | 0 | 0 | 0 | 0 | 0 | 0 | 0 | 0 | 0 | 0 | 0 | 0 | 0 | 0 | 0 | 0 | 0 | 0 | 0 | 0 | 0 | 0 | 0 | 0.31187 | 0.31187 | 0.27029 | 0.27029 | 0.27029 | 0.27029 | 0.27029 | 0 | 0 | 0 | 0 | 0 | 0 | 0 | 0.58373 | 0.58373 | 0.5059 | 0.5059 | 0.5059 | 0.5059 | 0.5059 | 0 | 0 | 0 | 0 | 0 | 0 | 0 | 0 | 0 | 0 | 0 | 0 | 0 | 0 | 0 | 0 | 0 | 0 | 0 | 0 | 0 | 0 | 0 | 0 | 0 | 0 | 0 | 0 | 0 | 0 | 0 | 0 | 0 | 0 | 0 | Manufac (biotech) Cafeteria ILit Cls | Manufac (biotech) Cafeteria ILit Cls | 2 | 5 | 5 | Manufac (biotech) Cafeteria ILit2 Cls | Manufac (biotech) Cafeteria ILit Cls | Manufac (biotech) Cafeteria ILit Cls | 2 | 5 | 5 | 2 | 1.2 | 0.05 | 0.05 | 0.05 | 0.05 | 0.05 | 0.05 | 0.05 | 0.05 | 0.05 | 0.05 | 0.05 | 0.05 | 0.05 | 0.05 | 0.05 | 0.05 | 0.05 | 0.05 | 0.05 | 0.05 | 0.05 | 0.05 | 0.05 | 0.05 | 0.05 | 1.2 | 0.05 | 0.05 | 0.05 | 0.05 | 0.05 | 0.05 | 0.05 | 0.05 | 0.05 | 0.05 | 0.05 | 0.05 | 0.05 | 0.05 | 0.05 | 0.05 | 0.05 | 0.05 | 0.05 | 0.05 | 0.05 | 0.05 | 0.05 | 0.05 | 0.05 | 0 | 0 | 0 | 0 | 0 | 0 | 0 | 0 | 0 | 0 | 0 | 0 | 0 | 0 | 0 | 0 | 0 | 0 | 0 | 0 | 0 | 0 | 0 | 0 | 0 | 0 | 0 | 0 | 0 | 0 | 0 | 0 | 0 | 0 | 0 | 0 | 0 | 0 | 0 | 0 | 0 | 0 | 0 | 0 | 0 | 0 | 0 | 0 | 15 | 0.66337 | 0.20792 | 0.079208 | 0.049505 | 0.76136 | 0 | 0 | 0 | 0 | 0 | 0 | 0 | 0 |  | 0.11193 | 0.11193 | 0.11052 | 0.11056 | 0.11088 | 0.11136 | 0.11136 | Manufacturing - Bio/Tech - Dining Area - Sun | 12 | 7 | 19 | 0 | 62.4 | 0 | 0 | 0 | 62.4 | 0 | 0 | 0 | 1.2 | 0 | 0 | 0 | 0 | 0 | 0 | 0 | 0 | 0 | 0 | 0 | 0 | 0 | 0 | 0 | 0 | 0 | 0 | 0 | 0 | 0 | 0 | 0 | 0 |  | 0 | 62.4 | 0 | 0 | 0 | 62.4 | 0 | 0 | 0 | 1.2 | 0 | 0 | 0 | 0 | 0 | 0 | 0 | 0 | 0 | 0 | 0 | 0 | 0 | 0 | 0 | 0 | 0 | 0 | 0 | 0 | 0 | 0 | 0 | 0 | 1 | 1 | 1 | 1